{"text_format":"1","workbook":"xlsx","n_sheets":4,"sheets":["Data summary","Hourly load shapes by class","2006 Input to CA model","Revised Inputs to CA model"],"not_rendered":{"charts":0,"images":0,"macros":1,"external_links":0,"defined_names":3,"comments":0,"pivot_tables":0},"unopened":[],"bounds":{"document_bytes":16777216,"sheet_cells":100000,"rows_first":2000,"rows_last":500,"rows_between":2000,"halvings":0,"cell_chars":16384,"cell_head_chars":4096},"cells_cut":0,"cells_raw":0,"read":"whole","date_system":"1900"}

{"sheet":"Data summary","index":0,"n_rows":35,"n_cols":15,"rows_kept":35,"cut":false,"hidden":false,"merged":[[31,0,31,1]]}
["RUN # 2","Rate classes","Weather station used for normalization",null,null,null,null,"Test Year"]
[1,"Residential class","Ottawa",null,null,null,null,2004]
[2,"General service <50kW"]
[3,"General service >50kW "]
[4,"USL"]
[5,"Streetlights"]
[]
[]
["Monthly kWh by class (with actual weather)",null,"Jan","Feb","Mar","Apr","May","Jun","Jul","Aug","Sep","Oct","Nov","Dec","TOTAL"]
[1,"Residential class",2586895.416018256,1904424.1567390696,1670756.1266751252,1287599.5282714723,861982.59241480054,763286.95548439946,949726.29578283906,837050.12154706288,804708.13598770788,1066389.3025411791,1493035.6199146812,2106379.2869843678,16332233.538360963]
[2,"General service <50kW",758926.76613657409,676858.9815132576,523505.29484848486,429761.57757575758,407485.45799999998,402989.37018181814,361402.08762463345,384729.84,342974.99290322582,375483.5834375,432719.2155625,673970.71299999999,5770807.8807837516]
[3,"General service >50kW ",709336.10777859448,568510.29081024905,547058.65437876061,440304.41814625921,386376.24648158811,352222.88021850667,300348.62444070569,332136.10489229497,347382.95920425601,408118.75336222403,501553.31549705996,668371.19175735337,5561719.5469678529]
[4,"USL",1662.43,1662.43,1662.43,1662.43,1662.43,1662.43,1662.43,1662.43,1662.43,1662.43,1662.43,1662.43,19949.16]
[5,"Streetlights",36299.504466575512,31255.323237424069,29912.451497628994,25366.680606511341,23064.408303611614,20778.15761527677,22292.082651818506,25080.739460641809,27699.692004811386,32306.928259095395,34407.433825758002,37237.519358274643,345700.92128742806]
[]
[]
["Monthly kWh by class (with normalized weather)",null,"Jan","Feb","Mar","Apr","May","Jun","Jul","Aug","Sep","Oct","Nov","Dec","TOTAL"]
[1,"Residential class",2326517.090638089,1929678.5153589875,1794442.088871866,1260140.365475487,877029.01772512856,793657.77078593138,957179.01971412601,850289.45657821593,847747.66694000282,1111002.162223354,1531998.1088466707,1985677.507674481,16265358.770832341]
[2,"General service <50kW",701351.69981830718,682443.24575738818,550854.8350443464,423689.78524544532,411625.9813896952,416283.44406077068,364664.3333548943,390525.03174131224,358497.85414383304,385348.41512461699,441334.63269028405,647281.037742457,5773900.2961133514]
[3,"General service >50kW ",639545.71547702793,575279.33194620046,580210.76798615849,432944.41327255702,391209.33778156486,366834.07103802217,303934.07877915766,338505.45811982977,364826.6470113534,420076.54199293203,511996.60943728645,636018.94232478319,5561381.9151668735]
[4,"USL",1662.43,1662.43,1662.43,1662.43,1662.43,1662.43,1662.43,1662.43,1662.43,1662.43,1662.43,1662.43,19949.16]
[5,"Streetlights",36299.504466575512,31255.323237424069,29912.451497628994,25366.680606511341,23064.408303611614,20778.15761527677,22292.082651818506,25080.739460641809,27699.692004811386,32306.928259095395,34407.433825758002,37237.519358274643,345700.92128742806]
[]
[]
["Residential class information",null,"Equipment saturation"]
[null,"Electric space heating",0.59930000000000005]
[null,"Electric water heating",0.81740000000000002]
[null,"Air conditioning",0.19396128000000001]
[null,"Baseload",1]
[]
[]
["General service >50kW ",null,"2004 kWh (Actual)","2004 kWh (Weather Corrected)"]
[null,"Weather sensitive load",5561719.5469678529,5561381.9151668735]
[null,"Non-weather sensitive load",0,0]
[null,"TOTAL",5561719.5469678529,5561381.9151668735]

{"sheet":"Hourly load shapes by class","index":1,"n_rows":8818,"n_cols":24,"rows_kept":4500,"cut":true,"hidden":false,"merged":[[0,11,0,16],[0,4,0,9]],"bounds":{"rows_first":2000,"rows_last":500,"rows_between":2000,"halvings":0}}
["ALL UNITS IN GWh",null,null,null,"2004 Load Shape",null,null,null,null,null,null,"2025 Load Shape"]
["Year","Month","Day","Hour (EST)","Residential","GS<50 kW","GS>50 kW","USL","Street Lighting","TOTAL LDC sales",null,{"$f":"E2","v":"Residential"},"GS<50 kW","GS>50 kW","USL","Street Lighting","TOTAL LDC sales",null,null,"Residential","GS<50 kW","GS>50 kW","USL","Street Lighting"]
[2004,1,1,1,2.5472505050678001E-3,9.9005999082184314E-4,7.9054956258456626E-4,2.2344489247311912E-6,8.0172213000000928E-5,{"$f":"SUM(E3:I3)","v":4.4102667203989414E-3},null,{"$f":"E3*T$5","v":1.8712347568794526E-3},{"$f":"F3*U$5","v":6.3286155807232714E-4},{"$f":"G3*V$5","v":5.1387378369135062E-4},{"$f":"H3*W$5","v":1.043458781362036E-6},{"$f":"I3*X$5","v":3.5365921563553602E-5},{"$f":"SUM(L3:P3)","v":3.0543794789880461E-3},null,2004,16265358.770832386,5773900.2961133681,5561381.9151668409,19949.159999999523,345700.92128741444]
[2004,1,1,2,2.4155773214761768E-3,1.0051171972420279E-3,7.9397625904187004E-4,2.2344489247311912E-6,8.0172213000000928E-5,{"$f":"SUM(E4:I4)","v":4.2970774396848075E-3},null,1.7745063678987006E-3,6.4248635576502524E-4,{"$f":"G4*V$5","v":5.1610120820388787E-4},1.043458781362036E-6,3.5365921563553602E-5,2.9695033122125293E-3,null,"2025 Forecast",11948689.225712996,3690765.7833131375,3615014.7980048074,9316,152497.12100000001]
[2004,1,1,3,2.4130886614849613E-3,9.6039318983663386E-4,7.6757458144354493E-4,2.2344489247311912E-6,8.0172213000000928E-5,4.2234630946898725E-3,null,1.7726781742976581E-3,6.1389808306215512E-4,4.9893956444951643E-4,1.043458781362036E-6,3.5365921563553602E-5,2.9219252021542453E-3,null,"Scaling Factor",{"$f":"T4/T3","v":0.73460963229042364},{"$f":"U4/U3","v":0.63921536466390527},0.65002095758718581,0.46698708116032067,0.44112442753143399]
[2004,1,1,4,2.4286489585264399E-3,9.1375586663021283E-4,7.4294016807520012E-4,2.2344489247311912E-6,8.0172213000000928E-5,4.1677516551565852E-3,null,1.7841089183856284E-3,5.8408678950181434E-4,4.8292667948222635E-4,1.043458781362036E-6,3.5365921563553602E-5,2.8875317677145847E-3]
[2004,1,1,5,2.548875625170097E-3,8.9595766481022061E-4,7.2790678558133529E-4,2.2344489247311912E-6,8.0172213000000928E-5,4.2551467374863849E-3,null,1.8724285857602287E-3,5.727099054350862E-4,4.7315466579778988E-4,1.043458781362036E-6,3.5365921563553602E-5,2.9547025373380205E-3]
[2004,1,1,6,2.654885587409055E-3,8.7806843103377234E-4,7.3153878265248319E-4,2.2344489247311912E-6,8.0172213000000928E-5,4.3468994630200429E-3,null,1.9503045251397114E-3,5.6127483234311593E-4,4.7551554001193131E-4,1.043458781362036E-6,3.5365921563553602E-5,3.0235042778396738E-3]
[2004,1,1,7,2.8080214997012929E-3,8.7046383815765323E-4,7.56675008343204E-4,2.2344489247311912E-6,8.0172213000000928E-5,4.5175670081268821E-3,null,2.0627996413591708E-3,5.5641385973468694E-4,4.918546135055413E-4,1.043458781362036E-6,3.5365921563553602E-5,3.1474774949443148E-3]
[2004,1,1,8,3.0105357607368016E-3,9.6831089396980324E-4,8.4083610145008409E-4,2.2344489247311912E-6,7.3497609053764932E-5,4.8954148141351845E-3,null,2.2115685681920326E-3,6.1895920119693984E-4,5.465610878384598E-4,1.043458781362036E-6,3.2421590718771194E-5,3.4105539067275652E-3]
[2004,1,1,9,3.1919435408830654E-3,1.0145477447607877E-3,8.8209090306969333E-4,2.2344489247311912E-6,0,5.090816637638277E-3,null,2.3448324708599017E-3,6.4851450663620965E-4,5.7337757349230759E-4,1.043458781362036E-6,0,3.5677680097697811E-3]
[2004,1,1,10,3.242226552032712E-3,1.0471475108017837E-3,9.0603743523871264E-4,2.2344489247311912E-6,0,5.1976459469979391E-3,null,2.3817708551909988E-3,6.6935277797406289E-4,5.8894332126370583E-4,1.043458781362036E-6,0,3.6411104132101297E-3]
[2004,1,1,11,3.3008299460372628E-3,1.0260420169056928E-3,8.9963423630695931E-4,2.2344489247311912E-6,0,5.2287406481746459E-3,null,2.4248214729116527E-3,6.558618219968613E-4,5.8478110776246631E-4,1.043458781362036E-6,0,3.6665078614523425E-3]
[2004,1,1,12,3.1499677023543796E-3,1.0681133426997489E-3,9.1313877894329764E-4,2.2344489247311912E-6,0,5.1334542729221571E-3,null,2.3139966155532616E-3,6.8275445985620275E-4,5.9355934349871592E-4,1.043458781362036E-6,0,3.5913538776895424E-3]
[2004,1,1,13,2.9945864921057971E-3,1.1056373269440248E-3,9.1709981936213564E-4,2.2344489247311912E-6,0,5.0195580873366886E-3,null,2.1998520818277091E-3,7.067403671285503E-4,5.9613410278481051E-4,1.043458781362036E-6,0,3.5037700105224317E-3]
[2004,1,1,14,2.8099606322829563E-3,1.1033634588351036E-3,9.226134847767672E-4,2.2344489247311912E-6,0,4.8381720248195587E-3,null,2.0642241468319489E-3,7.0528687569610857E-4,5.9971810085744474E-4,1.043458781362036E-6,0,3.3702725821668639E-3]
[2004,1,1,15,2.8182292635756168E-3,9.7310710610443087E-4,8.7699633245849509E-4,2.2344489247311912E-6,0,4.6705671510632735E-3,null,2.0702983630253953E-3,6.2202501368558132E-4,5.7006599582512096E-4,1.043458781362036E-6,0,3.2634328313174595E-3]
[2004,1,1,16,2.8103672277107273E-3,1.0476141796773523E-3,8.9327031919889718E-4,2.2344489247311912E-6,0,4.7534861755117079E-3,null,2.0645228357496345E-3,6.6965107988953677E-4,5.8064442826987828E-4,1.043458781362036E-6,0,3.3158618026904113E-3]
[2004,1,1,17,3.1948656243120394E-3,1.2286421853337547E-3,9.7271957219965846E-4,2.2344489247311912E-6,4.0086106500000469E-6,5.4024704414201838E-3,null,2.346979061493182E-3,7.8536696253957345E-4,6.3228810778501968E-4,1.043458781362036E-6,1.7682960781776802E-6,3.7674458866773144E-3]
[2004,1,1,18,3.653368045504134E-3,1.073427235053055E-3,9.0727804098526582E-4,2.2344489247311912E-6,8.0172213000000928E-5,5.716479983467187E-3,null,2.6837993565293756E-3,6.861511814946061E-4,5.8974974099906851E-4,1.043458781362036E-6,3.5365921563553602E-5,3.9961096593679659E-3]
[2004,1,1,19,3.6138696290461715E-3,1.0653196826126421E-3,8.9787717528519342E-4,2.2344489247311912E-6,8.0172213000000928E-5,5.6594731488687393E-3,null,2.654783439339138E-3,6.8096870940487588E-4,5.8363898127455893E-4,1.043458781362036E-6,3.5365921563553602E-5,3.9558005103634882E-3]
[2004,1,1,20,3.5288760944350724E-3,1.0860927091933129E-3,8.953147112552959E-4,2.2344489247311912E-6,8.0172213000000928E-5,5.5926901768084125E-3,null,2.5923463701314148E-3,6.9424714716581236E-4,5.8197332595206217E-4,1.043458781362036E-6,3.5365921563553602E-5,3.9049762235942049E-3]
[2004,1,1,21,3.4748960717933203E-3,1.0713111405679166E-3,8.7656328515523863E-4,2.2344489247311912E-6,8.0172213000000928E-5,5.5051771594412076E-3,null,2.5526921255475286E-3,6.8479854138662512E-4,5.6978450600237763E-4,1.043458781362036E-6,3.5365921563553602E-5,3.8436845532814467E-3]
[2004,1,1,22,3.2906192992315391E-3,1.0808832088837316E-3,8.6905835661090641E-4,2.2344489247311912E-6,8.0172213000000928E-5,5.3229675266509091E-3,null,2.4173206334162523E-3,6.9091715452570667E-4,5.6490614516336744E-4,1.043458781362036E-6,3.5365921563553602E-5,3.7095533134502419E-3]
[2004,1,1,23,3.0155091992249438E-3,1.021767328056742E-3,8.30971662881922E-4,2.2344489247311912E-6,8.0172213000000928E-5,4.9506548520883396E-3,null,2.2152221040110257E-3,6.5312937520545439E-4,5.4014899603432311E-4,1.043458781362036E-6,3.5365921563553602E-5,3.4449098555957187E-3]
[2004,1,1,24,2.6167581204734904E-3,1.0621114546635066E-3,8.2578294793330504E-4,2.2344489247311912E-6,8.0172213000000928E-5,4.5870591849950342E-3,null,1.9222957206740108E-3,6.789179608064443E-4,5.3677622257477619E-4,1.043458781362036E-6,3.5365921563553602E-5,3.1743992844001472E-3]
[2004,1,2,1,2.4600547726538044E-3,8.8095260516534856E-4,7.5805289598039399E-4,2.2344489247311912E-6,8.0172213000000928E-5,4.1814669357242793E-3,null,1.807179931953513E-3,5.6311844076238561E-4,4.9275026934691502E-4,1.043458781362036E-6,3.5365921563553602E-5,2.8994580224077295E-3]
[2004,1,2,2,2.3074674355811507E-3,9.1599587889637729E-4,7.6827988419043015E-4,2.2344489247311912E-6,8.0172213000000928E-5,4.07414986059269E-3,null,1.6950878043743959E-3,5.8551863975938223E-4,4.9939802601643561E-4,1.043458781362036E-6,3.5365921563553602E-5,2.8164138504951294E-3]
[2004,1,2,3,2.3290745273868972E-3,8.5682848801954124E-4,7.3604493027571067E-4,2.2344489247311912E-6,8.0172213000000928E-5,4.0043546076068814E-3,null,1.7109605821406808E-3,5.4769793442383365E-4,4.7844463040501087E-4,1.043458781362036E-6,3.5365921563553602E-5,2.7735125273144409E-3]
[2004,1,2,4,2.3617650381121784E-3,8.0178226047333736E-4,7.0557968811646411E-4,2.2344489247311912E-6,8.0172213000000928E-5,3.9515336486267115E-3,null,1.7349753462039658E-3,5.1251154000951464E-4,4.5864158452353193E-4,1.043458781362036E-6,3.5365921563553602E-5,2.7425378510819282E-3]
[2004,1,2,5,2.4710781284966524E-3,7.8466828478832257E-4,6.9624147677045016E-4,2.2344489247311912E-6,8.0172213000000928E-5,4.0343945519801579E-3,null,1.815277795335834E-3,5.0157202380116865E-4,4.5257155144224438E-4,1.043458781362036E-6,3.5365921563553602E-5,2.8058307509241627E-3]
[2004,1,2,6,2.6095666025013355E-3,7.4719020458187022E-4,6.8222405760989271E-4,2.2344489247311912E-6,8.0172213000000928E-5,4.1213875266178307E-3,null,1.9170127623008761E-3,4.7761545909509817E-4,4.434599352165979E-4,1.043458781362036E-6,3.5365921563553602E-5,2.8744975369574878E-3]
[2004,1,2,7,2.7465390666855378E-3,7.0528688160784744E-4,7.4896807946859623E-4,2.2344489247311912E-6,8.0172213000000928E-5,4.2832006896867132E-3,null,2.0176340538491464E-3,4.508302112196288E-4,4.8684494821841237E-4,1.043458781362036E-6,3.5365921563553602E-5,2.9917185936321031E-3]
[2004,1,2,8,2.9092517558728542E-3,7.8222366300171957E-4,8.7423888956146599E-4,2.2344489247311912E-6,7.3497609053764932E-5,4.6414463664145346E-3,null,2.1371643626220266E-3,5.0000938399437996E-4,5.6827360015270206E-4,1.043458781362036E-6,3.2421590718771194E-5,3.2389123962692414E-3]
[2004,1,2,9,3.0097816116344822E-3,8.5959078032131768E-4,9.5510407079081876E-4,2.2344489247311912E-6,0,4.8267109116713492E-3,null,2.2110145629972858E-3,5.4946363410482196E-4,6.208376626908673E-4,1.043458781362036E-6,0,3.3823593185743372E-3]
[2004,1,2,10,2.9877579820829004E-3,9.3606771386221669E-4,1.0019380604692268E-3,2.2344489247311912E-6,0,4.927998205339075E-3,null,2.1948357925906975E-3,5.9834886506654494E-4,6.5128073750925447E-4,1.043458781362036E-6,0,3.4455088539478589E-3]
[2004,1,2,11,3.1344555936440423E-3,8.5214157247810415E-4,9.6864814894172247E-4,2.2344489247311912E-6,0,4.9574797639885997E-3,null,2.3026012710775116E-3,5.4470198599686497E-4,6.2964159734015337E-4,1.043458781362036E-6,0,3.4779883131958915E-3]
[2004,1,2,12,2.9221169696586661E-3,9.4045278343383228E-4,1.0023323294194432E-3,2.2344489247311912E-6,0,4.8671365314366727E-3,null,2.1466152725905597E-3,6.0115186891184186E-4,6.5153702058982107E-4,1.043458781362036E-6,0,3.4003476208735849E-3]
[2004,1,2,13,2.7551946164336479E-3,9.9170107433543125E-4,1.0100194568844641E-3,2.2344489247311912E-6,0,4.7591495965782745E-3,null,2.0239925040668768E-3,6.3391056386890936E-4,6.5653381454572866E-4,1.043458781362036E-6,0,3.3154803412628765E-3]
[2004,1,2,14,2.601600442306238E-3,9.7908784503127218E-4,1.0042505466493637E-3,2.2344489247311912E-6,0,4.5871732829116047E-3,null,1.9111607442891889E-3,6.258479938996618E-4,6.5278390199047427E-4,1.043458781362036E-6,0,3.1908360989606867E-3]
[2004,1,2,15,2.5936451170980781E-3,8.7428360101658893E-4,9.5810072220874239E-4,2.2344489247311912E-6,0,4.4282638892481404E-3,null,1.9053166857632719E-3,5.5885551084349113E-4,6.2278554891510103E-4,1.043458781362036E-6,0,3.0880012043032262E-3]
[2004,1,2,16,2.5635614815141105E-3,9.6873761821020103E-4,9.7234724723927618E-4,2.2344489247311912E-6,0,4.5068807958883184E-3,null,1.8832169572889743E-3,6.1923196988787664E-4,6.320460887577384E-4,1.043458781362036E-6,0,3.1355384747159512E-3]
[2004,1,2,17,2.9382801105146111E-3,1.1463341017689708E-3,1.0326756846095642E-3,2.2344489247311912E-6,2.6724070732759601E-6,5.1221967528911521E-3,null,2.1584888715514036E-3,7.3275437088892294E-4,6.7126083738691157E-4,1.043458781362036E-6,1.1788640403298129E-6,3.5647264026489297E-3]
[2004,1,2,18,3.4314267873098432E-3,9.6813994026347648E-4,9.3794229608192589E-4,2.2344489247311912E-6,8.0172213000000928E-5,5.4199156855799782E-3,null,2.5207591704571935E-3,6.188499249612096E-4,6.0968214946069724E-4,1.043458781362036E-6,3.5365921563553602E-5,3.7857006252240157E-3]
[2004,1,2,19,3.3992369346793456E-3,9.6774720532675584E-4,9.1647567921841473E-4,2.2344489247311912E-6,8.0172213000000928E-5,5.3658664811492484E-3,null,2.4971121946528209E-3,6.1859888275541742E-4,5.9572839861092043E-4,1.043458781362036E-6,3.5365921563553602E-5,3.7478488563640745E-3]
[2004,1,2,20,3.3632868737977165E-3,9.5895218259184432E-4,8.979021466054537E-4,2.2344489247311912E-6,8.0172213000000928E-5,5.3025478649197464E-3,null,2.4707029336477489E-3,6.1297696909069365E-4,5.8365521315606667E-4,1.043458781362036E-6,3.5365921563553602E-5,3.7037444962394251E-3]
[2004,1,2,21,3.3259416215915064E-3,9.4296094583736097E-4,8.6826577856953936E-4,2.2344489247311912E-6,8.0172213000000928E-5,5.2195750079231393E-3,null,2.4432687516567518E-3,6.0275512485724971E-4,5.6439095282595541E-4,1.043458781362036E-6,3.5365921563553602E-5,3.6468242096848722E-3]
[2004,1,2,22,3.118970848820189E-3,9.8086363460127952E-4,8.6457703338999048E-4,2.2344489247311912E-6,8.0172213000000928E-5,5.0468181787361914E-3,null,2.2912260283763494E-3,6.2698310587722041E-4,5.6199319115204992E-4,1.043458781362036E-6,3.5365921563553602E-5,3.5166117057505355E-3]
[2004,1,2,23,2.9242041831037627E-3,8.9177071467788974E-4,7.9543933360773388E-4,2.2344489247311912E-6,8.0172213000000928E-5,4.6938208933141184E-3,null,2.1481485596919737E-3,5.7003354257941874E-4,5.1705223733421212E-4,1.043458781362036E-6,3.5365921563553602E-5,3.2716437199505201E-3]
[2004,1,2,24,2.5425497374443125E-3,9.3733917423180545E-4,7.8679217685964837E-4,2.2344489247311912E-6,8.0172213000000928E-5,4.3490877504604982E-3,null,1.8677815277040797E-3,5.9916160207034732E-4,5.1143140422441513E-4,1.043458781362036E-6,3.5365921563553602E-5,3.0147839143437579E-3]
[2004,1,3,1,1.8933220842558291E-3,9.7262252923961505E-4,7.4349582544743181E-4,2.2344489247311912E-6,8.0172213000000928E-5,3.6918471008676079E-3,null,1.3908526401225131E-3,6.2171526470823039E-4,4.8328786841941477E-4,1.043458781362036E-6,3.5365921563553602E-5,2.5322651535950738E-3]
[2004,1,3,2,1.7898601320340208E-3,1.0089577761233062E-3,7.4397605865607385E-4,2.2344489247311912E-6,8.0172213000000928E-5,3.6252006287381326E-3,null,1.3148484934448011E-3,6.4494131279514211E-4,4.8360003006956142E-4,1.043458781362036E-6,3.5365921563553602E-5,2.4797992166544201E-3]
[2004,1,3,3,1.8048143714473495E-3,9.4431522932708373E-4,7.1096360605210347E-4,2.2344489247311912E-6,8.0172213000000928E-5,3.5424998687512686E-3,null,1.3258340217614094E-3,6.0362080367199118E-4,4.6214124401562705E-4,1.043458781362036E-6,3.5365921563553602E-5,2.428005449793943E-3]
[2004,1,3,4,1.8559219705164209E-3,9.5052312115819762E-4,7.082305383079849E-4,2.2344489247311912E-6,8.0172213000000928E-5,3.5970822919073353E-3,null,1.3633781563207863E-3,6.0758898351261071E-4,4.6036469270344441E-4,1.043458781362036E-6,3.5365921563553602E-5,2.4677412128817572E-3]
[2004,1,3,5,1.9341182082365999E-3,9.3738230026421513E-4,7.0223315109323929E-4,2.2344489247311912E-6,8.0172213000000928E-5,3.6561403215187864E-3,null,1.4208218657589017E-3,5.9918916889288066E-4,4.5646626532309432E-4,1.043458781362036E-6,3.5365921563553602E-5,2.512886680319792E-3]
[2004,1,3,6,1.9946468683646624E-3,9.8837252764297006E-4,7.3188865403886146E-4,2.2344489247311912E-6,8.0172213000000928E-5,3.7973147119712259E-3,null,1.4652868025186096E-3,6.3178290568108688E-4,4.7574296374553729E-4,1.043458781362036E-6,3.5365921563553602E-5,2.6092220522901492E-3]
[2004,1,3,7,2.3091736330923792E-3,9.2646492367965208E-4,7.1705795921627759E-4,2.2344489247311912E-6,8.0172213000000928E-5,4.035103177913041E-3,null,1.6963411935007344E-3,5.9221061403820594E-4,4.6610270129527801E-4,1.043458781362036E-6,3.5365921563553602E-5,2.7910638891791338E-3]
[2004,1,3,8,2.4318829821820568E-3,9.3814818980359838E-4,7.7137820815134336E-4,2.2344489247311912E-6,7.3497609053764932E-5,4.2171414381154942E-3,null,1.7864846633140997E-3,5.9967873725408978E-4,5.0141200152442372E-4,1.043458781362036E-6,3.2421590718771194E-5,2.9210404515927465E-3]
[2004,1,3,9,2.6410842821348768E-3,9.6777939061515707E-4,8.1444838066965276E-4,2.2344489247311912E-6,0,4.4255465023444176E-3,null,1.9401659533471193E-3,6.1861945608627969E-4,5.2940851630822055E-4,1.043458781362036E-6,0,3.0892373845229815E-3]
[2004,1,3,10,2.7429763113284242E-3,9.2977936630007745E-4,8.011498861270884E-4,2.2344489247311912E-6,0,4.4761400126803212E-3,null,2.0150168194463165E-3,5.9432925668647871E-4,5.2076421615119487E-4,1.043458781362036E-6,0,3.1311537510653521E-3]
[2004,1,3,11,2.7971034069261707E-3,7.9441060363121679E-4,7.464707172361632E-4,2.2344489247311912E-6,0,4.3402191767182817E-3,null,2.0547791052403256E-3,5.0779946369300139E-4,4.8522161042864419E-4,1.043458781362036E-6,0,3.0488436381433332E-3]
[2004,1,3,12,2.5430688843260081E-3,9.1312155275005387E-4,7.9092111227858236E-4,2.2344489247311912E-6,0,4.2493459982793757E-3,null,1.8681628980039468E-3,5.8368132632359712E-4,5.1411529877924624E-4,1.043458781362036E-6,0,2.9670029818881522E-3]
[2004,1,3,13,2.4270113079833174E-3,8.9265827166074799E-4,7.562035400231538E-4,2.2344489247311912E-6,0,4.0781075685919505E-3,null,1.782905884522325E-3,5.7060088263987644E-4,4.9154814921667023E-4,1.043458781362036E-6,0,2.8460983751602336E-3]
[2004,1,3,14,2.1368483288829922E-3,9.9921312031551069E-4,8.1469072144995324E-4,2.2344489247311912E-6,0,3.9529866195731874E-3,null,1.5697493651411411E-3,6.3871237907943781E-4,5.2956604289429389E-4,1.043458781362036E-6,0,2.7390712458962348E-3]
[2004,1,3,15,2.0673576445745076E-3,9.8707234645012886E-4,8.065188243304419E-4,2.2344489247311912E-6,0,3.8631832642798095E-3,null,1.5187008390936754E-3,6.3095180988577578E-4,5.2425413850336517E-4,1.043458781362036E-6,0,2.674950246264178E-3]
[2004,1,3,16,2.2005227332988187E-3,9.3601945678625938E-4,7.7645911616074526E-4,2.2344489247311912E-6,0,3.9152357551705541E-3,null,1.6165251959553632E-3,5.9831801840213932E-4,5.0471469821410759E-4,1.043458781362036E-6,0,2.7206013713529718E-3]
[2004,1,3,17,2.4460384119420501E-3,9.4771148180180533E-4,7.8394504268326066E-4,2.2344489247311912E-6,2.6724070732759601E-6,4.1826017924251231E-3,null,{"$f":"E67*T$5","v":1.7968833783650012E-3},{"$f":"F67*U$5","v":6.0579174043611103E-4},{"$f":"G67*V$5","v":5.0958070734070037E-4},{"$f":"H67*W$5","v":1.043458781362036E-6},{"$f":"I67*X$5","v":1.1788640403298129E-6},{"$f":"SUM(L67:P67)","v":2.9144781489635042E-3}]
[2004,1,3,18,2.7712191373135348E-3,9.5718139170462542E-4,7.7965391202704031E-4,2.2344489247311912E-6,8.0172213000000928E-5,{"$f":"SUM(E68:I68)","v":4.5904611029699326E-3},null,2.0357642714580806E-3,6.1184505234797651E-4,5.0679138248241231E-4,1.043458781362036E-6,3.5365921563553602E-5,3.190810086633385E-3]
[2004,1,3,19,2.7756689825801819E-3,9.0813369955987464E-4,7.6305343407778725E-4,2.2344489247311912E-6,8.0172213000000928E-5,4.5292627781425756E-3,null,2.0390331706531617E-3,5.8049301392774661E-4,4.9600072390943383E-4,1.043458781362036E-6,3.5365921563553602E-5,3.1519362888352579E-3]
[2004,1,3,20,2.7351726564205469E-3,8.3605930223224953E-4,7.2053645161009451E-4,2.2344489247311912E-6,8.0172213000000928E-5,4.3741750721876232E-3,null,2.0092841793839192E-3,5.3442195175703753E-4,4.6836379425206658E-4,1.043458781362036E-6,3.5365921563553602E-5,3.0484793057379391E-3]
[2004,1,3,21,2.5406336251322511E-3,9.2707456733073757E-4,7.4038691696630627E-4,2.2344489247311912E-6,8.0172213000000928E-5,4.290501771354027E-3,null,1.866373933143089E-3,5.9260030762694961E-4,4.812670127514626E-4,1.043458781362036E-6,3.5365921563553602E-5,2.9766506338664168E-3]
[2004,1,3,22,2.4584971409041859E-3,8.7910889357166726E-4,7.129689729590804E-4,2.2344489247311912E-6,8.0172213000000928E-5,4.1329816693596658E-3,null,1.8060356806666818E-3,5.6193991198369561E-4,4.6344477453281384E-4,1.043458781362036E-6,3.5365921563553602E-5,2.8678297475281064E-3]
[2004,1,3,23,2.4095945856887407E-3,8.2563728125406371E-4,6.7280620535993172E-4,2.2344489247311912E-6,8.0172213000000928E-5,3.990444734227468E-3,null,1.7701113925618014E-3,5.2776003581693162E-4,4.3733813387866359E-4,1.043458781362036E-6,3.5365921563553602E-5,2.7716189426023122E-3]
[2004,1,3,24,1.9081202882108006E-3,1.0166694316070741E-3,7.3368748696716159E-4,2.2344489247311912E-6,8.0172213000000928E-5,3.7408838687097682E-3,null,1.4017235432884335E-3,6.4987072146736121E-4,4.7691224284813029E-4,1.043458781362036E-6,3.5365921563553602E-5,2.5649158879488408E-3]
[2004,1,4,1,1.5435651558206572E-3,9.3967778411178449E-4,6.8654693700101097E-4,2.2344489247311912E-6,8.0172213000000928E-5,3.2521965388581848E-3,null,1.1339178315337235E-3,6.0065647743758478E-4,4.4626989741794649E-4,1.043458781362036E-6,3.5365921563553602E-5,2.2172535867341701E-3]
[2004,1,4,2,1.521717510882293E-3,8.9041166820430582E-4,6.6793481853737863E-4,2.2344489247311912E-6,8.0172213000000928E-5,3.1624706595487092E-3,null,1.11786834111914E-3,5.6916481919221161E-4,4.3417163035149004E-4,1.043458781362036E-6,3.5365921563553602E-5,2.157614171007757E-3]
[2004,1,4,3,1.428613291569432E-3,9.1041362058377881E-4,6.6757772065776191E-4,2.2344489247311912E-6,8.0172213000000928E-5,3.0890112947357042E-3,null,1.0494730848050323E-3,5.8195037447644651E-4,4.3393950924582926E-4,1.043458781362036E-6,3.5365921563553602E-5,2.1017723488722237E-3]
[2004,1,4,4,1.4989844592513402E-3,8.44264347700167E-4,6.3705253182562524E-4,2.2344489247311912E-6,8.0172213000000928E-5,3.0627080007018643E-3,null,1.1011684224196865E-3,5.3966674288789633E-4,4.1409749677063411E-4,1.043458781362036E-6,3.5365921563553602E-5,2.0913420424231327E-3]
[2004,1,4,5,1.5698886157055132E-3,8.3670962898148792E-4,6.3228027038998323E-4,2.2344489247311912E-6,8.0172213000000928E-5,3.1212851770017159E-3,null,1.1532552987203492E-3,5.3483765060720269E-4,4.1099542682238168E-4,1.043458781362036E-6,3.5365921563553602E-5,2.1354977564948491E-3]
[2004,1,4,6,1.6376397753309351E-3,8.3803643306367109E-4,6.4081459301708441E-4,2.2344489247311912E-6,8.0172213000000928E-5,3.1988974633364226E-3,null,1.2030259531800303E-3,5.3568576416243292E-4,4.1654291538880794E-4,1.043458781362036E-6,3.5365921563553602E-5,2.1916640130761867E-3]
[2004,1,4,7,1.692349472235225E-3,8.5763984835673923E-4,6.6297651710711019E-4,2.2344489247311912E-6,8.0172213000000928E-5,3.2953724996238063E-3,null,1.2432162235056111E-3,5.4821656841764945E-4,4.3094863050778103E-4,1.043458781362036E-6,3.5365921563553602E-5,2.2587908027759569E-3]
[2004,1,4,8,2.0083396294854096E-3,8.1437394890226499E-4,6.7743927148797734E-4,2.2344489247311912E-6,7.3497609053764932E-5,3.5758849078541479E-3,null,1.4753456367305625E-3,5.2056034072034592E-4,4.4034972395978056E-4,1.043458781362036E-6,3.2421590718771194E-5,2.4697207509108221E-3]
[2004,1,4,9,2.2751573574417783E-3,7.6955806069569136E-4,6.7767050606234221E-4,2.2344489247311912E-6,0,3.7246203731245431E-3,null,1.6713525097531566E-3,4.9191333639764408E-4,4.405000312792365E-4,1.043458781362036E-6,0,2.604809336211399E-3]
[2004,1,4,10,2.4031518992222865E-3,7.9828249538901397E-4,7.2168827711498727E-4,2.2344489247311912E-6,0,3.9253571206510187E-3,null,1.7653785330257171E-3,5.1027443639490081E-4,4.6911250496973035E-4,1.043458781362036E-6,0,2.7458089331717102E-3]
[2004,1,4,11,2.2998161688148259E-3,8.3140682933016685E-4,7.3237089131455687E-4,2.2344489247311912E-6,0,3.8658283383842806E-3,null,1.6894671101086302E-3,5.3144801959434385E-4,4.7605642808126904E-4,1.043458781362036E-6,0,2.698015016565605E-3]
[2004,1,4,12,2.2022745504642989E-3,8.3570657600577798E-4,7.3259903540754659E-4,2.2344489247311912E-6,0,3.7728146108023546E-3,null,1.6178120977191365E-3,5.3419648373355703E-4,4.7620472652306207E-4,1.043458781362036E-6,0,2.6292567667571178E-3]
[2004,1,4,13,2.0928903099627113E-3,8.5145438151495252E-4,7.2707834307770354E-4,2.2344489247311912E-6,0,3.6736574834800983E-3,null,1.5374573810258982E-3,5.4426272297476025E-4,4.7261616080827325E-4,1.043458781362036E-6,0,2.5553797235902936E-3]
[2004,1,4,14,2.015211293043025E-3,7.8888405091883339E-4,7.2239904418839327E-4,2.2344489247311912E-6,0,3.5287288370749828E-3,null,1.4803936269698458E-3,5.0426680628562091E-4,4.6957451846340714E-4,1.043458781362036E-6,0,2.4552784105002358E-3]
[2004,1,4,15,1.901404689487412E-3,8.0038476795590147E-4,7.2312528228859465E-4,2.2344489247311912E-6,0,3.4271491886566393E-3,null,1.3967901997796349E-3,5.1161824132036672E-4,4.7004658844873636E-4,1.043458781362036E-6,0,2.3794984883300997E-3]
[2004,1,4,16,1.9877919657751006E-3,7.8325280036162844E-4,7.0941889977548943E-4,2.2344489247311912E-6,0,3.4826981148369492E-3,null,1.4602511250479051E-3,5.0066722440718337E-4,4.6113715256251142E-4,1.043458781362036E-6,0,2.4230989607989619E-3]
[2004,1,4,17,2.2842190330312141E-3,8.140199672595508E-4,7.2006455107843481E-4,2.2344489247311912E-6,1.3362035767240868E-6,3.821874203870655E-3,null,1.6780093039258472E-3,5.2033407021551397E-4,4.6805704901659126E-4,1.043458781362036E-6,5.8943203784786736E-7,2.6680333139771622E-3]
[2004,1,4,18,2.5869083870518469E-3,7.6772811575023922E-4,6.9268510580553161E-4,2.2344489247311912E-6,8.0172213000000928E-5,4.12972827053235E-3,null,1.9003678189811702E-3,4.9074360747202199E-4,4.5025983578209279E-4,1.043458781362036E-6,3.5365921563553602E-5,2.8777806425802008E-3]
[2004,1,4,19,2.6419500882123512E-3,7.8374465619667801E-4,6.9967206804859186E-4,2.2344489247311912E-6,8.0172213000000928E-5,4.2077734743823534E-3,null,1.9408019828313276E-3,5.0098162621414657E-4,4.5480150766995231E-4,1.043458781362036E-6,3.5365921563553602E-5,2.9329944970603421E-3]
[2004,1,4,20,2.684598760120404E-3,7.3771998592511137E-4,6.6644797147612938E-4,2.2344489247311912E-6,8.0172213000000928E-5,4.1711733794463773E-3,null,1.972132108019377E-3,4.7156194982297115E-4,4.3320514860095113E-4,1.043458781362036E-6,3.5365921563553602E-5,2.9133085867882151E-3]
[2004,1,4,21,2.5532340677094038E-3,7.581259728681064E-4,6.6630924779537246E-4,2.2344489247311912E-6,8.0172213000000928E-5,4.0600759502976147E-3,null,1.8756303396313878E-3,4.8460577020806458E-4,4.3311497530114547E-4,1.043458781362036E-6,3.5365921563553602E-5,2.8297604654855136E-3]
[2004,1,4,22,2.4427685120500587E-3,7.9131453694587794E-4,6.7090569723679376E-4,2.2344489247311912E-6,8.0172213000000928E-5,3.987395408157463E-3,null,1.7944812784077189E-3,5.0582041029770871E-4,4.3610276376855925E-4,1.043458781362036E-6,3.5365921563553602E-5,2.7728138328189022E-3]
[2004,1,4,23,1.9932202986441484E-3,8.6263089510933753E-4,6.9032059617310472E-4,2.2344489247311912E-6,8.0172213000000928E-5,3.6285784518513223E-3,null,1.4642388306607863E-3,5.5140692218766624E-4,4.4872285496659853E-4,1.043458781362036E-6,3.5365921563553602E-5,2.5007779881599671E-3]
[2004,1,4,24,1.6970917826128699E-3,8.9427349881389981E-4,6.8545538192426529E-4,2.2344489247311912E-6,8.0172213000000928E-5,3.359227325275767E-3,null,1.24669997038834E-3,5.7163336065359346E-4,4.455603637417011E-4,1.043458781362036E-6,3.5365921563553602E-5,2.3003030751285502E-3]
[2004,1,5,1,2.0357104033319018E-3,8.159366792667833E-4,6.642845837464016E-4,2.2344489247311912E-6,8.0172213000000928E-5,3.5983383282698184E-3,null,1.4954524708414383E-3,5.215592619801728E-4,4.3179890123724109E-4,1.043458781362036E-6,3.5365921563553602E-5,2.4852200144037679E-3]
[2004,1,5,2,1.9847914127384359E-3,8.0019112156063353E-4,6.5753626410900345E-4,2.2344489247311912E-6,8.0172213000000928E-5,3.5249254603328048E-3,null,1.458046889884973E-3,5.1149445956919968E-4,4.2741235204443511E-4,1.043458781362036E-6,3.5365921563553602E-5,2.4333630818435233E-3]
[2004,1,5,3,1.9456803206174787E-3,7.6485104770874482E-4,6.4147824205384161E-4,2.2344489247311912E-6,8.0172213000000928E-5,3.4344162723047972E-3,null,1.4293155048835196E-3,4.8890454137471531E-4,4.1697430117118269E-4,1.043458781362036E-6,3.5365921563553602E-5,2.3716037277743329E-3]
[2004,1,5,4,2.0384577719381515E-3,7.5299278115079202E-4,6.306535210596285E-4,2.2344489247311912E-6,8.0172213000000928E-5,3.504510736073304E-3,null,1.4974707142830417E-3,4.8132455519259176E-4,4.0993800566491015E-4,1.043458781362036E-6,3.5365921563553602E-5,2.4251426554854592E-3]
[2004,1,5,5,2.1305509368388133E-3,7.1287739821788423E-4,6.220193763951282E-4,2.2344489247311912E-6,8.0172213000000928E-5,3.5478543733765576E-3,null,1.5651232402871783E-3,4.5568218606250086E-4,4.0432563068214537E-4,1.043458781362036E-6,3.5365921563553602E-5,2.4615404373767402E-3]
[2004,1,5,6,2.2902072727544027E-3,7.0403166781838819E-4,6.3040422754351549E-4,2.2344489247311912E-6,8.0172213000000928E-5,3.7070498300410381E-3,null,1.6824083225069656E-3,4.5002785927946841E-4,4.0977595965484612E-4,1.043458781362036E-6,3.5365921563553602E-5,2.578621521786196E-3]
[2004,1,5,7,2.6968032831027272E-3,6.5159464280349546E-4,6.60707877752974E-4,2.2344489247311912E-6,8.0172213000000928E-5,4.0915124655839293E-3,null,1.9810976681597019E-3,4.1650930721268343E-4,4.2947396738238545E-4,1.043458781362036E-6,3.5365921563553602E-5,2.8634903230996865E-3]
[2004,1,5,8,2.638519563275361E-3,8.3178294982795239E-4,8.2273712961813722E-4,2.2344489247311912E-6,7.3497609053764932E-5,4.3687717006999464E-3,null,1.9382818861688022E-3,5.3168844159549346E-4,5.3479637683691414E-4,1.043458781362036E-6,3.2421590718771194E-5,3.0382317541013432E-3]
[2004,1,5,9,2.6828994997205222E-3,9.9461985984390677E-4,9.4073386535937728E-4,2.2344489247311912E-6,0,4.6204876738485372E-3,null,1.9708838149618542E-3,6.357762964120852E-4,6.1149672799559718E-4,1.043458781362036E-6,0,3.2192002981508983E-3]
[2004,1,5,10,2.5190278601076922E-3,1.0353244999483815E-3,9.7912374286945143E-4,2.2344489247311912E-6,0,4.5357105518502566E-3,null,1.8505021300430444E-3,6.6179532777998009E-4,6.3645095293635027E-4,1.043458781362036E-6,0,3.1497918695407366E-3]
[2004,1,5,11,2.4407215184982108E-3,1.0505476528085661E-3,1.0015781137339538E-3,2.2344489247311912E-6,0,4.4950817339654619E-3,null,1.7929775372272951E-3,6.7152620098683729E-4,6.51046764587712E-4,1.043458781362036E-6,0,3.1165939615832063E-3]
[2004,1,5,12,2.3083870478400456E-3,1.0140546687106046E-3,9.7701809235433562E-4,2.2344489247311912E-6,0,4.3016942578297168E-3,null,1.6957633603977525E-3,6.4819932484898475E-4,6.3508223597217076E-4,1.043458781362036E-6,0,2.9800883800002696E-3]
[2004,1,5,13,2.1655769511995026E-3,1.0146027255619082E-3,9.6511288376285452E-4,2.2344489247311912E-6,0,4.1475270094489961E-3,null,1.5908536878172833E-3,6.485496512090473E-4,6.2734360088326105E-4,1.043458781362036E-6,0,2.8677903986909534E-3]
[2004,1,5,14,2.0865490790667211E-3,9.3154631236085138E-4,9.3461388013107928E-4,2.2344489247311912E-6,0,3.9549437204833829E-3,null,1.532799051729126E-3,5.9545871575705778E-4,6.0751860933707942E-4,1.043458781362036E-6,0,2.7368198356046251E-3]
[2004,1,5,15,2.0066221791654642E-3,9.4417506017917849E-4,9.3825462078614506E-4,2.2344489247311912E-6,0,3.8912863090555189E-3,null,1.4740839811825503E-3,6.035312053989983E-4,6.0988516706401194E-4,1.043458781362036E-6,0,2.6885438124269224E-3]
[2004,1,5,16,2.0924702570763467E-3,1.0006025028992914E-3,9.398885113386749E-4,2.2344489247311912E-6,0,4.0351957202390439E-3,null,1.5371488061295033E-3,6.3960049377438687E-4,6.1094723016556004E-4,1.043458781362036E-6,0,2.7887399888508121E-3]
[2004,1,5,17,2.5259710623540873E-3,9.7218627852468703E-4,9.2087496853281462E-4,2.2344489247311912E-6,0,4.42126675833632E-3,null,1.8556026732921868E-3,6.2143640654840275E-4,5.9858802886376971E-4,1.043458781362036E-6,0,3.0766705674857208E-3]
[2004,1,5,18,3.2120399025309661E-3,7.7880586229935999E-4,8.1494053097239051E-4,2.2344489247311912E-6,8.0172213000000928E-5,4.8881929577274481E-3,null,2.3595954517004413E-3,4.9782467327207254E-4,5.2972842431928298E-4,1.043458781362036E-6,3.5365921563553602E-5,3.4235579296367125E-3]
[2004,1,5,19,3.5589933307202904E-3,6.1140193793114066E-4,7.2489432523825149E-4,2.2344489247311912E-6,8.0172213000000928E-5,4.977696255814415E-3,null,2.6144707820045026E-3,3.9081751271087246E-4,4.7119650344088518E-4,1.043458781362036E-6,3.5365921563553602E-5,3.5128941785011756E-3]
[2004,1,5,20,3.2865571325764605E-3,7.8998001942852229E-4,7.7782266394153484E-4,2.2344489247311912E-6,8.0172213000000928E-5,4.9367664778712499E-3,null,2.4143365266634628E-3,5.0496736619620188E-4,5.0560103284829228E-4,1.043458781362036E-6,3.5365921563553602E-5,3.4613143060528723E-3]
[2004,1,5,21,3.1550483144555581E-3,8.2101180822267625E-4,7.7009060039923312E-4,2.2344489247311912E-6,8.0172213000000928E-5,4.8285573850021992E-3,null,2.3177288821407183E-3,5.2480336238643023E-4,5.0057502950040034E-4,1.043458781362036E-6,3.5365921563553602E-5,3.3795166543724646E-3]
[2004,1,5,22,3.0227390418940277E-3,8.3852107266903664E-4,7.6109476403313984E-4,2.2344489247311912E-6,8.0172213000000928E-5,4.7047615405209362E-3,null,2.2205332160756793E-3,5.3599555324450722E-4,4.9472754733141482E-4,1.043458781362036E-6,3.5365921563553602E-5,3.2876656969965169E-3]
[2004,1,5,23,2.5905075891291362E-3,8.3781518650622973E-4,7.3223461056237823E-4,2.2344489247311912E-6,8.0172213000000928E-5,4.2429640481224766E-3,null,1.9030118274957065E-3,5.3554433996353746E-4,4.7596784273623718E-4,1.043458781362036E-6,3.5365921563553602E-5,2.9509333905403967E-3]
[2004,1,5,24,2.1511840847993706E-3,8.5379673838998651E-4,7.1892064809708387E-4,2.2344489247311912E-6,8.0172213000000928E-5,3.8063081332111726E-3,null,1.5802805495234772E-3,5.4575999347880816E-4,4.6731348810526667E-4,1.043458781362036E-6,3.5365921563553602E-5,2.6297634114524678E-3]
[2004,1,6,1,2.498898922844061E-3,9.8262678903607964E-4,7.8820772163687794E-4,2.2344489247311912E-6,8.0172213000000928E-5,4.3521400954417509E-3,null,1.8357152188414113E-3,6.2811014128221995E-4,5.1235153799601739E-4,1.043458781362036E-6,3.5365921563553602E-5,3.0125862784645642E-3]
[2004,1,6,2,2.4600047989671936E-3,9.21523904439693E-4,7.697929022276313E-4,2.2344489247311912E-6,8.0172213000000928E-5,4.2337282675592499E-3,null,1.8071432208019676E-3,5.8905223862292411E-4,5.003815194498238E-4,1.043458781362036E-6,3.5365921563553602E-5,2.9329863592196309E-3]
[2004,1,6,3,2.5025534009788727E-3,9.5256279973322214E-4,7.7218110279308745E-4,2.2344489247311912E-6,8.0172213000000928E-5,4.3097039654299146E-3,null,1.8383998336802389E-3,6.0889277739674212E-4,5.0193389986829184E-4,1.043458781362036E-6,3.5365921563553602E-5,2.9856358912901883E-3]
[2004,1,6,4,2.6602542664928138E-3,9.1183023527473012E-4,7.4765821222424317E-4,2.2344489247311912E-6,8.0172213000000928E-5,4.4021493759165194E-3,null,1.9542484085073165E-3,5.828558963527112E-4,4.8599350705792591E-4,1.043458781362036E-6,3.5365921563553602E-5,3.0595071922628692E-3]
[2004,1,6,5,2.8265315963050984E-3,9.0869378213138659E-4,7.5065459523486846E-4,2.2344489247311912E-6,8.0172213000000928E-5,4.5682866355960857E-3,null,2.0763973366189526E-3,5.8085102731293757E-4,4.8794121881179055E-4,1.043458781362036E-6,3.5365921563553602E-5,3.1815989630885962E-3]
[2004,1,6,6,3.06494541449752E-3,9.4075433981303613E-4,7.8624680842446929E-4,2.2344489247311912E-6,8.0172213000000928E-5,4.8743532246597575E-3,null,2.2515384239342432E-3,6.0134462838274132E-4,5.1107690331194213E-4,1.043458781362036E-6,3.5365921563553602E-5,3.4003693359738424E-3]
[2004,1,6,7,3.432412605886114E-3,9.1296449988153682E-4,8.3282047296025067E-4,2.2344489247311912E-6,8.0172213000000928E-5,5.2606042406526336E-3,null,2.5214833622790129E-3,5.8358093571697644E-4,5.4135076133183515E-4,1.043458781362036E-6,3.5365921563553602E-5,3.68282443967274E-3]
[2004,1,6,8,3.4621390261718459E-3,1.0851670091258257E-3,9.9292134355116919E-4,2.2344489247311912E-6,7.3497609053764932E-5,5.6159594368273367E-3,null,2.5433206769544252E-3,6.9365542545960412E-4,6.4541968254388615E-4,1.043458781362036E-6,3.2421590718771194E-5,3.9158608344580488E-3]
[2004,1,6,9,3.3780382070636495E-3,1.2164775467838793E-3,1.1075669258600368E-3,2.2344489247311912E-6,0,5.7043171286322971E-3,null,{"$f":"E131*T$5","v":2.4815394051540297E-3},{"$f":"F131*U$5","v":7.7759113867291029E-4},{"$f":"G131*V$5","v":7.1994171373943679E-4},{"$f":"H131*W$5","v":1.043458781362036E-6},{"$f":"I131*X$5","v":0},{"$f":"SUM(L131:P131)","v":3.9801157163477383E-3}]
[2004,1,6,10,3.0649917061023237E-3,1.1983790240466103E-3,1.1176182924561911E-3,2.2344489247311912E-6,0,{"$f":"SUM(E132:I132)","v":5.3832234715298563E-3},null,2.251572430193026E-3,7.6602228486152889E-4,7.264753126793288E-4,1.043458781362036E-6,0,3.7451134865152456E-3]
[2004,1,6,11,2.8774635681413922E-3,1.1885125159551617E-3,1.1116091662893206E-3,2.2344489247311912E-6,0,5.1798196993106055E-3,null,2.1138124537214385E-3,7.5971546129389425E-4,7.2256925473407742E-4,1.043458781362036E-6,0,3.5971406285307721E-3]
[2004,1,6,12,2.7177824317902526E-3,1.1418568876185422E-3,1.0894173686743244E-3,2.2344489247311912E-6,0,4.9512911370078504E-3,null,1.996509152862811E-3,7.2989246681307832E-4,7.0814412119779666E-4,1.043458781362036E-6,0,3.4355891996550479E-3]
[2004,1,6,13,2.5842116323101121E-3,1.15208687160426E-3,1.0781172819320339E-3,2.2344489247311912E-6,0,4.816650234771137E-3,null,1.8983867569719671E-3,7.3643162975701483E-4,7.0079882799275464E-4,1.043458781362036E-6,0,3.3366606735030983E-3]
[2004,1,6,14,2.4328262602933614E-3,1.1350423407399072E-3,1.0722357856199779E-3,2.2344489247311912E-6,0,4.6423388355779777E-3,null,1.7871776045005926E-3,7.2553650374503238E-4,6.9697573212794644E-4,1.043458781362036E-6,0,3.2107332991549338E-3]
[2004,1,6,15,2.4340597556554281E-3,1.016407677666993E-3,1.018691273391753E-3,2.2344489247311912E-6,0,4.4713931556389051E-3,null,1.7880837420749525E-3,6.4970340432710008E-4,6.6217067701581701E-4,1.043458781362036E-6,0,3.1010012821992318E-3]
[2004,1,6,16,2.6919364435012347E-3,1.006836534686031E-3,9.9542798441053823E-4,2.2344489247311912E-6,0,4.6964354115225353E-3,null,1.9775224409096328E-3,6.4358538267627404E-4,6.4704905163562028E-4,1.043458781362036E-6,0,3.2692003340028895E-3]
[2004,1,6,17,3.1230922742739213E-3,9.9695915468229861E-4,9.775904841881585E-4,2.2344489247311912E-6,0,5.0998763620691097E-3,null,2.2942536672134282E-3,6.3727160961526421E-4,6.354543026601074E-4,1.043458781362036E-6,0,3.5680230382701614E-3]
[2004,1,6,18,3.5990009226379554E-3,9.235514717303296E-4,9.2277601135280058E-4,2.2344489247311912E-6,7.8836009423276845E-5,5.5263988640690941E-3,null,2.6438607443919639E-3,5.9034829078798905E-4,5.9982374653803124E-4,1.043458781362036E-6,3.4776489525705732E-5,3.8698527300250517E-3]
[2004,1,6,19,4.066334382525843E-3,8.1556873660149098E-4,8.6575213908991701E-4,2.2344489247311912E-6,8.0172213000000928E-5,5.8300619201419827E-3,null,2.9871684055172163E-3,5.2132406737520252E-4,5.6275703448438236E-4,1.043458781362036E-6,3.5365921563553602E-5,4.1076588877217166E-3]
[2004,1,6,20,4.015344514699478E-3,8.279395123757953E-4,8.4378292388489009E-4,2.2344489247311912E-6,8.0172213000000928E-5,5.7694736128848954E-3,null,2.949710757462753E-3,5.2923165732294988E-4,5.4847658417937176E-4,1.043458781362036E-6,3.5365921563553602E-5,4.0638283793099899E-3]
[2004,1,6,21,3.666570258668172E-3,8.7748672945203179E-4,8.4066947203342976E-4,2.2344489247311912E-6,8.0172213000000928E-5,5.4671331220783655E-3,null,2.6934978294872293E-3,5.6090299975441809E-4,5.4645277522548396E-4,1.043458781362036E-6,3.5365921563553602E-5,3.8372629848120467E-3]
[2004,1,6,22,3.4360968870818138E-3,9.4166608563915274E-4,8.5176600032208427E-4,2.2344489247311912E-6,8.0172213000000928E-5,5.3119356349677835E-3,null,2.5241898707334407E-3,6.0192743032346332E-4,5.5366575116956845E-4,1.043458781362036E-6,3.5365921563553602E-5,3.7161924325713881E-3]
[2004,1,6,23,3.1543211904882522E-3,9.5586132006253682E-4,8.1724660994746058E-4,2.2344489247311912E-6,8.0172213000000928E-5,5.0098357824229812E-3,null,2.3171947298704664E-3,6.1100124227189635E-4,5.3122742398292971E-4,1.043458781362036E-6,3.5365921563553602E-5,3.4958327764702084E-3]
[2004,1,6,24,2.8585414233763319E-3,9.8893885600272288E-4,8.0790272965419903E-4,2.2344489247311912E-6,8.0172213000000928E-5,4.7377896709579863E-3,null,2.0999120639134312E-3,6.3214491147008578E-4,5.2515370596712373E-4,1.043458781362036E-6,3.5365921563553602E-5,3.2936200616955564E-3]
[2004,1,7,1,2.6333099240296908E-3,9.7814688342844351E-4,7.9615069759616077E-4,2.2344489247311912E-6,8.0172213000000928E-5,4.4900141669790266E-3,null,1.9344548349981745E-3,6.2524651678557493E-4,5.1751463883516246E-4,1.043458781362036E-6,3.5365921563553602E-5,3.1136253709638274E-3]
[2004,1,7,2,2.6293144318878421E-3,9.2880049342959875E-4,7.8286630892000601E-4,2.2344489247311912E-6,8.0172213000000928E-5,4.4233878961621792E-3,null,1.9315197079850317E-3,5.9370354610761616E-4,5.0887950778692791E-4,1.043458781362036E-6,3.5365921563553602E-5,3.0705121422244914E-3]
[2004,1,7,3,2.6481809892569936E-3,9.4602576947728936E-4,7.7965194251922284E-4,2.2344489247311912E-6,8.0172213000000928E-5,4.4562653631782375E-3,null,1.9453792627565703E-3,6.0471420721787709E-4,5.0679010226105479E-4,1.043458781362036E-6,3.5365921563553602E-5,3.0932929525804174E-3]
[2004,1,7,4,2.8074529112693623E-3,8.962608621651487E-4,7.5146629929420292E-4,2.2344489247311912E-6,8.0172213000000928E-5,4.5375867346534463E-3,null,2.0623819508202657E-3,5.7290371384288166E-4,4.8846884346171653E-4,1.043458781362036E-6,3.5365921563553602E-5,3.1601638884697792E-3]
[2004,1,7,5,2.9218138116968886E-3,8.5892404115336257E-4,7.4032197319418925E-4,2.2344489247311912E-6,8.0172213000000928E-5,4.6034664879691725E-3,null,2.1463925698317326E-3,5.4903744418444188E-4,4.8122479793852177E-4,1.043458781362036E-6,3.5365921563553602E-5,3.2130641922996118E-3]
[2004,1,7,6,3.1802964386799448E-3,8.9776321873426387E-4,7.788729198375295E-4,2.2344489247311912E-6,8.0172213000000928E-5,4.9393392391764704E-3,null,2.3362763973932181E-3,5.7386404324506388E-4,5.0628372119151835E-4,1.043458781362036E-6,3.5365921563553602E-5,3.4528335421747164E-3]
[2004,1,7,7,3.5491924474239525E-3,8.574984029002912E-4,8.1712476265314768E-4,2.2344489247311912E-6,8.0172213000000928E-5,5.3062222749021238E-3,null,2.6072709587300585E-3,5.4812615430862601E-4,5.3114822068800103E-4,1.043458781362036E-6,3.5365921563553602E-5,3.722954714071601E-3]
[2004,1,7,8,3.5559426738136675E-3,1.040735969907962E-3,9.802697840118359E-4,2.2344489247311912E-6,7.3497609053764932E-5,5.6526804857119613E-3,null,2.6122297400560843E-3,6.6525442252356106E-4,6.3719590369715738E-4,1.043458781362036E-6,3.2421590718771194E-5,3.9481451157769359E-3]
[2004,1,7,9,3.4453749181805157E-3,1.166167201146192E-3,1.0933264229629977E-3,2.2344489247311912E-6,0,5.7071029912144364E-3,null,2.5310056017472369E-3,7.4543199273974887E-4,7.1068508840978033E-4,1.043458781362036E-6,0,3.988166141678128E-3]
[2004,1,7,10,3.2378977379673895E-3,1.2100001088648283E-3,1.1301931259467973E-3,2.2344489247311912E-6,0,5.5803254217037463E-3,null,2.3785908666822185E-3,7.7345066083139629E-4,7.3464921798639205E-4,1.043458781362036E-6,0,3.8877342042813686E-3]
[2004,1,7,11,3.0858441770204828E-3,1.2259298693214763E-3,1.1353048119445641E-3,2.2344489247311912E-6,0,5.4493133072112537E-3,null,2.2668908561865619E-3,7.8363320847070126E-4,7.379719210135454E-4,1.043458781362036E-6,0,3.7895394444521706E-3]
[2004,1,7,12,2.9243447185535666E-3,1.1815259176687033E-3,1.1140551547240713E-3,2.2344489247311912E-6,0,5.2221602398710727E-3,null,2.1482517983870781E-3,7.5524952032245552E-4,7.2415919847868123E-4,1.043458781362036E-6,0,3.6287039759695769E-3]
[2004,1,7,13,2.7862187620688577E-3,1.1955143687198244E-3,1.1035694199624329E-3,2.2344489247311912E-6,0,5.0875369996758457E-3,null,2.0467831402840829E-3,7.6419115316218107E-4,7.1734325112791583E-4,1.043458781362036E-6,0,3.5293610033555415E-3]
[2004,1,7,14,2.6009406025804351E-3,1.1644044820092148E-3,1.092181882394176E-3,2.2344489247311912E-6,0,4.8597614159085574E-3,null,1.9106760196708464E-3,7.4430523558380595E-4,7.0994111305323741E-4,1.043458781362036E-6,0,3.3659658270892515E-3]
[2004,1,7,15,2.6730766717185158E-3,1.0747168995992129E-3,1.0515744937513E-3,2.2344489247311912E-6,0,4.8016025139937593E-3,null,1.9636678708952484E-3,6.869755548877726E-4,6.8354545940248017E-4,1.043458781362036E-6,0,3.3352323439668633E-3]
[2004,1,7,16,2.925157631043345E-3,1.05444486282736E-3,1.0222609614883192E-3,2.2344489247311912E-6,0,5.0040979042837554E-3,null,2.1488489717322785E-3,6.7401735751017246E-4,6.6449104909063446E-4,1.043458781362036E-6,0,3.4884008371144472E-3]
[2004,1,7,17,3.3502976524319977E-3,1.0265287647817345E-3,9.9615419564088865E-4,2.2344489247311912E-6,0,5.3752150617793525E-3,null,2.4611609265165393E-3,6.5617295871794466E-4,6.4752110415498333E-4,1.043458781362036E-6,0,3.7658984481708287E-3]
[2004,1,7,18,3.9006340638156368E-3,9.6753924047850864E-4,9.5122936383030903E-4,2.2344489247311912E-6,7.7499805926724971E-5,5.8991369229759102E-3,null,2.8654433553191058E-3,6.1846594842910783E-4,6.1831902196202702E-4,1.043458781362036E-6,3.4187057523223791E-5,4.137458842014826E-3]
[2004,1,7,19,4.2754188896016853E-3,7.9102025418877249E-4,8.6399271003447095E-4,2.2344489247311912E-6,8.0172213000000928E-5,6.0128385157496612E-3,null,3.1407638983778252E-3,5.0563230023781128E-4,5.6161336872495452E-4,1.043458781362036E-6,3.5365921563553602E-5,4.2444189476855071E-3]
[2004,1,7,20,4.2206582761569206E-3,8.1043726290293608E-4,8.4553677711568227E-4,2.2344489247311912E-6,8.0172213000000928E-5,5.9590389781002716E-3,null,3.100536224271169E-3,5.1804395054371756E-4,5.4961662553591869E-4,1.043458781362036E-6,3.5365921563553602E-5,4.204606180695721E-3]
[2004,1,7,21,3.9363355536524884E-3,9.0904077442904136E-4,8.6500034195105915E-4,2.2344489247311912E-6,8.0172213000000928E-5,5.7927833319573211E-3,null,2.8916700136403756E-3,5.8107283012101855E-4,5.6226835058827064E-4,1.043458781362036E-6,3.5365921563553602E-5,4.0714205746945802E-3]
[2004,1,7,22,3.6270587643404575E-3,9.4365102848699097E-4,8.6132963684769793E-4,2.2344489247311912E-6,8.0172213000000928E-5,5.5144460915998788E-3,null,2.664472305167902E-3,6.0319623628978121E-4,5.5988231534196363E-4,1.043458781362036E-6,3.5365921563553602E-5,3.8639602371445623E-3]
[2004,1,7,23,3.2999478974383135E-3,9.4161015497006462E-4,8.2459540046141361E-4,2.2344489247311912E-6,8.0172213000000928E-5,5.1485601147945245E-3,null,2.424173511514716E-3,6.0189167858042624E-4,5.3600429182991708E-4,1.043458781362036E-6,3.5365921563553602E-5,3.598478862269975E-3]
[2004,1,7,24,2.905442870838785E-3,9.305508232665021E-4,7.9478160509099493E-4,2.2344489247311912E-6,8.0172213000000928E-5,4.7131819611210147E-3,null,2.1343663189877125E-3,5.9482238383259446E-4,5.1662470001392913E-4,1.043458781362036E-6,3.5365921563553602E-5,3.2822227831791513E-3]
[2004,1,8,1,2.9490286721806942E-3,9.9773325340377669E-4,8.1530099902302547E-4,2.2344489247311912E-6,8.0172213000000928E-5,4.8444695865322287E-3,null,2.1663848684845759E-3,6.3776642541179976E-4,5.2996273610673625E-4,1.043458781362036E-6,3.5365921563553602E-5,3.3705234103480275E-3]
[2004,1,8,2,2.9167198703708547E-3,9.2242659836823881E-4,7.9259962202824733E-4,2.2344489247311912E-6,8.0172213000000928E-5,4.7141527526920728E-3,null,2.1426505114673059E-3,5.8962925445163949E-4,5.1520636529404288E-4,1.043458781362036E-6,3.5365921563553602E-5,3.2838955115579039E-3]
[2004,1,8,3,2.9723868755575297E-3,9.5491263250313703E-4,7.9542009056974606E-4,2.2344489247311912E-6,8.0172213000000928E-5,4.805126260555145E-3,null,2.1835440296781982E-3,6.1039482660766252E-4,5.1703972895623235E-4,1.043458781362036E-6,3.5365921563553602E-5,3.3473879655870091E-3]
[2004,1,8,4,3.1510630455649146E-3,8.9598418451300129E-4,7.631165152435517E-4,2.2344489247311912E-6,8.0172213000000928E-5,4.8925704072461992E-3,null,2.3148012652263843E-3,5.7272685723656989E-4,4.9604172798920973E-4,1.043458781362036E-6,3.5365921563553602E-5,3.4199792307970794E-3]
[2004,1,8,5,3.2760124350257446E-3,8.4890238595402494E-4,7.4694364846285895E-4,2.2344489247311912E-6,8.0172213000000928E-5,4.9542651313673608E-3,null,2.4065902902731177E-3,5.4263144820166135E-4,4.8552902563749387E-4,1.043458781362036E-6,3.5365921563553602E-5,3.4711601444571884E-3]
[2004,1,8,6,3.5581637920305722E-3,8.9315036762046076E-4,7.8731415045263831E-4,2.2344489247311912E-6,8.0172213000000928E-5,5.3210349720284036E-3,null,2.6138613948926779E-3,5.7091543793821387E-4,5.1177069799916567E-4,1.043458781362036E-6,3.5365921563553602E-5,3.7329569111749731E-3]
[2004,1,8,7,3.9336137315023846E-3,8.3066870578594944E-4,8.1784902094272081E-4,2.2344489247311912E-6,8.0172213000000928E-5,5.6645381201557866E-3,null,2.8896705368715281E-3,5.3097619968385989E-4,5.3161900375492974E-4,1.043458781362036E-6,3.5365921563553602E-5,3.9886751206552338E-3]
[2004,1,8,8,3.8476708810702013E-3,1.0107523918980654E-3,9.8045800909183213E-4,2.2344489247311912E-6,7.2161405477040848E-5,5.9132771364618711E-3,null,2.8265360911175507E-3,6.4608845877203638E-4,6.3731825394389846E-4,1.043458781362036E-6,3.183215868092333E-5,4.1428184212957712E-3]
[2004,1,8,9,3.7233452283106788E-3,1.1438441293116751E-3,1.0973136209398327E-3,2.2344489247311912E-6,0,5.9667374274869171E-3,null,2.7352052690596111E-3,7.3116274223662962E-4,7.1327685065677223E-4,1.043458781362036E-6,0,4.1806883207343749E-3]
[2004,1,8,10,3.4997350934584163E-3,1.1955030727479584E-3,1.1368565501621401E-3,2.2344489247311912E-6,0,5.8343291652932453E-3,null,2.5709391101193784E-3,7.6418393260340551E-4,7.3898058337565885E-4,1.043458781362036E-6,0,4.0751470848798049E-3]
[2004,1,8,11,3.2786338866362492E-3,1.1913753813257207E-3,1.1325602503953472E-3,2.2344489247311912E-6,0,5.6048039672820481E-3,null,2.4085160338767776E-3,7.6154544882571973E-4,7.3618789848716652E-4,1.043458781362036E-6,0,3.9072928399710256E-3]
[2004,1,8,12,3.164966828168865E-3,1.1774261184993077E-3,1.1243698336436761E-3,2.2344489247311912E-6,0,5.46899722923658E-3,null,2.3250151178525183E-3,7.5262886570134154E-4,7.3086395594720713E-4,1.043458781362036E-6,0,3.8095513982824287E-3]
[2004,1,8,13,2.9652331483894529E-3,1.1718585894563459E-3,1.1068123622642054E-3,2.2344489247311912E-6,0,5.2461385490347352E-3,null,2.1782888327937511E-3,7.4907001559386779E-4,7.1945123158831403E-4,1.043458781362036E-6,0,3.6478535387572948E-3]
[2004,1,8,14,2.7990600409927768E-3,1.1565715953043322E-3,1.1029270004490779E-3,2.2344489247311912E-6,0,5.0607930856709175E-3,null,2.0562164674725221E-3,7.3929833405237343E-4,7.1692566498067218E-4,1.043458781362036E-6,0,3.5134839252869299E-3]
[2004,1,8,15,2.8866630033262419E-3,1.0610313000860279E-3,1.0597572130887033E-3,2.2344489247311912E-6,0,5.0096859654257045E-3,null,2.1205704474198607E-3,6.7822750940430779E-4,6.8886439846184628E-4,1.043458781362036E-6,0,3.4887058140673768E-3]
[2004,1,8,16,3.1030260241562985E-3,1.0075986222115776E-3,1.0166869572034007E-3,2.2344489247311912E-6,0,5.129546052496008E-3,null,2.2795128065930736E-3,6.4407252073182212E-4,6.6086782948775668E-4,1.043458781362036E-6,0,3.5854966155940142E-3]
[2004,1,8,17,3.5734334177374631E-3,9.7369459186486538E-4,9.8786467589383436E-4,2.2344489247311912E-6,0,5.5372271344208942E-3,null,2.6250786090184297E-3,6.2240054361017234E-4,6.4213274259106515E-4,1.043458781362036E-6,0,3.8906553540010293E-3]
[2004,1,8,18,4.1744059887692054E-3,8.9514145563063729E-4,9.3554444153560947E-4,2.2344489247311912E-6,7.4827398773276804E-5,6.0821537336334594E-3,null,3.0665588484406884E-3,5.7218817198671681E-4,6.0812349375234589E-4,1.043458781362036E-6,3.3008193447528056E-5,4.2809221664086416E-3]
[2004,1,8,19,4.5819869640966772E-3,6.9367675576879515E-4,8.3701605331572564E-4,2.2344489247311912E-6,8.0172213000000928E-5,6.1950864351059303E-3,null,3.3659717588545744E-3,4.4340884039762514E-4,5.44077976492135E-4,1.043458781362036E-6,3.5365921563553602E-5,4.3898679560892499E-3]
[2004,1,8,20,4.5069917454211485E-3,7.2015524978413694E-4,8.2174620228937898E-4,2.2344489247311912E-6,8.0172213000000928E-5,6.1312998594193965E-3,null,3.3108795488398044E-3,4.6033430060539286E-4,5.3415225330577542E-4,1.043458781362036E-6,3.5365921563553602E-5,4.3417754830958879E-3]
[2004,1,8,21,4.2327997884607704E-3,8.5545484932091954E-4,8.5646335297739397E-4,2.2344489247311912E-6,8.0172213000000928E-5,6.0271246526838159E-3,null,3.1094554961601495E-3,5.4681988346217769E-4,5.5671912884069756E-4,1.043458781362036E-6,3.5365921563553602E-5,4.2494038888079401E-3]
[2004,1,8,22,3.9037242873453033E-3,9.0028352064926468E-4,8.5628808697358922E-4,2.2344489247311912E-6,8.0172213000000928E-5,5.7427025568928891E-3,null,2.8677134632899295E-3,5.754750589527242E-4,5.5660520226507193E-4,1.043458781362036E-6,3.5365921563553602E-5,4.0362031048526408E-3]
[2004,1,8,23,3.5681761787428818E-3,9.0712136385092312E-4,8.2293403506338719E-4,2.2344489247311912E-6,8.0172213000000928E-5,5.3806382395819238E-3,null,2.6212165906137571E-3,5.798459133883869E-4,5.3492436950298972E-4,1.043458781362036E-6,3.5365921563553602E-5,3.7723962538500494E-3]
[2004,1,8,24,3.301332097417062E-3,9.7262040737440775E-4,8.2612366373809585E-4,2.2344489247311912E-6,8.0172213000000928E-5,5.1824828304542978E-3,null,2.4251903581521211E-3,6.2171390837938818E-4,5.3699769498847139E-4,1.043458781362036E-6,3.5365921563553602E-5,3.620311341864896E-3]
[2004,1,9,1,2.6269795086331944E-3,7.5830552831221637E-4,6.7791951514587444E-4,2.2344489247311912E-6,8.0172213000000928E-5,4.1456112140160171E-3,null,{"$f":"E195*T$5","v":1.9298044508715088E-3},{"$f":"F195*U$5","v":4.8472054480674871E-4},{"$f":"G195*V$5","v":4.40661892402162E-4},{"$f":"H195*W$5","v":1.043458781362036E-6},{"$f":"I195*X$5","v":3.5365921563553602E-5},{"$f":"SUM(L195:P195)","v":2.8915962684253351E-3}]
[2004,1,9,2,2.5886682582152865E-3,7.2942229963030003E-4,6.6264227651568856E-4,2.2344489247311912E-6,8.0172213000000928E-5,{"$f":"SUM(E196:I196)","v":4.0631394962860074E-3},null,1.9016606372894232E-3,4.6625794125216663E-4,4.3073136711848064E-4,1.043458781362036E-6,3.5365921563553602E-5,2.835059326004986E-3]
[2004,1,9,3,2.5729367346631078E-3,6.9205266366084803E-4,6.3964114139324958E-4,2.2344489247311912E-6,8.0172213000000928E-5,3.9870372016419372E-3,null,1.8901041085573889E-3,4.4237069576859598E-4,4.1578014724060061E-4,1.043458781362036E-6,3.5365921563553602E-5,2.784664331911501E-3]
[2004,1,9,4,2.72717227444142E-3,6.6991295111441188E-4,6.2197793488229182E-4,2.2344489247311912E-6,8.0172213000000928E-5,4.1014698223628557E-3,null,2.0034070217200498E-3,4.2821865133967172E-4,4.0429869283028764E-4,1.043458781362036E-6,3.5365921563553602E-5,2.8723337462349245E-3]
[2004,1,9,5,2.9575957070111262E-3,5.7209551608130942E-4,5.8357773987148694E-4,2.2344489247311912E-6,8.0172213000000928E-5,4.195675624888655E-3,null,2.1726782947911788E-3,3.6569224393449926E-4,3.7933776129782956E-4,1.043458781362036E-6,3.5365921563553602E-5,2.9541176803684231E-3]
[2004,1,9,6,3.2343078174863565E-3,5.9866033344110805E-4,5.9677804599172254E-4,2.2344489247311912E-6,8.0172213000000928E-5,4.5121528588439189E-3,null,2.3759536765176948E-3,3.8267288335037302E-4,3.8791823692254908E-4,1.043458781362036E-6,3.5365921563553602E-5,3.1829541771355324E-3]
[2004,1,9,7,3.5954024437402669E-3,5.3426362188431508E-4,6.4907752860236475E-4,2.2344489247311912E-6,8.0172213000000928E-5,4.8611502561516787E-3,null,2.641217267132128E-3,3.4150951588944129E-4,4.2191399669043315E-4,1.043458781362036E-6,3.5365921563553602E-5,3.441050160056918E-3]
[2004,1,9,8,3.6053889325582148E-3,7.5552015084647223E-4,8.4759212846928218E-4,2.2344489247311912E-6,7.2161405477040848E-5,5.2828970662757418E-3,null,2.6485534380105533E-3,4.8294008873425644E-4,5.5095264699096379E-4,1.043458781362036E-6,3.183215868092333E-5,3.7153217911980586E-3]
[2004,1,9,9,3.5349067492113704E-3,8.83793313262945E-4,9.2878900490176938E-4,2.2344489247311912E-6,0,5.3497235163008153E-3,null,2.5967765472191015E-3,5.6493426502489451E-4,6.0373231836269759E-4,1.043458781362036E-6,0,3.7664865893880552E-3]
[2004,1,9,10,3.5063801360494329E-3,7.4888793224023602E-4,8.8805347053641298E-4,2.2344489247311912E-6,0,5.145555987750813E-3,null,2.5758206224137195E-3,4.7870067269934044E-4,5.7725336730670286E-4,1.043458781362036E-6,0,3.632818121201125E-3]
[2004,1,9,11,3.1615803120747877E-3,8.2135035207979727E-4,9.3219554938471982E-4,2.2344489247311912E-6,0,4.9173606624640358E-3,null,2.3225273505099028E-3,5.2501976482151455E-4,6.0594664366956839E-4,1.043458781362036E-6,0,3.4545372177823474E-3]
[2004,1,9,12,2.8825129960878266E-3,9.1090251954548118E-4,9.6011966463363898E-4,2.2344489247311912E-6,0,4.7557696291916779E-3,null,2.1175218121284459E-3,5.8226288620453483E-4,6.2409790380344571E-4,1.043458781362036E-6,0,3.3249260609177884E-3]
[2004,1,9,13,2.7264642109852792E-3,8.9150764328273409E-4,9.3463539956971668E-4,2.2344489247311912E-6,0,4.5548417027624606E-3,null,2.0028868714848961E-3,5.6986538330163167E-4,6.075325974231893E-4,1.043458781362036E-6,0,3.181328310991079E-3]
[2004,1,9,14,2.4903628190472756E-3,9.8968329136887574E-4,9.8383150482281236E-4,2.2344489247311912E-6,0,4.4661120641636947E-3,null,1.829444514770062E-3,6.3262076599412997E-4,6.3951109686936653E-4,1.043458781362036E-6,0,3.1026198364149204E-3]
[2004,1,9,15,2.4954781485011274E-3,8.5231543184200852E-4,9.2096762546890417E-4,2.2344489247311912E-6,0,4.2709956547367714E-3,null,1.8332022850592003E-3,5.448131195735634E-4,5.9864825781409377E-4,1.043458781362036E-6,0,2.9777071212282193E-3]
[2004,1,9,16,2.6671571807131205E-3,8.4251611179912581E-4,8.9441763515449681E-4,2.2344489247311912E-6,0,4.4063253765914741E-3,null,1.9593193557844286E-3,5.3854924363889382E-4,5.813902076859922E-4,1.043458781362036E-6,0,3.0803022658906767E-3]
[2004,1,9,17,2.9742887752441691E-3,8.4354166709263174E-4,8.7748252352158444E-4,2.2344489247311912E-6,0,4.6975474147831165E-3,null,2.1849411835076537E-3,5.3920479433981522E-4,5.7038203020552062E-4,1.043458781362036E-6,0,3.2955714668343513E-3]
[2004,1,9,18,3.9629360208107093E-3,3.6581630721188292E-4,6.6151139326599447E-4,2.2344489247311912E-6,7.349119527672493E-5,5.0659893654900427E-3,null,2.9112109730382299E-3,2.3383540421444693E-4,4.2999626930559517E-4,1.043458781362036E-6,3.2418761445046108E-5,3.6085048667846798E-3]
[2004,1,9,19,4.0308876802717646E-3,4.2229009517381525E-4,6.7121036247548376E-4,2.2344489247311912E-6,8.0172213000000928E-5,5.2067947998457962E-3,null,2.9611289166084397E-3,2.6993431718048559E-4,4.3630080255875603E-4,1.043458781362036E-6,3.5365921563553602E-5,3.7037734166925971E-3]
[2004,1,9,20,4.1460905939649509E-3,2.2484287427602825E-4,5.6716679815373334E-4,2.2344489247311912E-6,8.0172213000000928E-5,5.0205069283194449E-3,null,3.0457580866753765E-3,1.4372301987243199E-4,3.6867030524754787E-4,1.043458781362036E-6,3.5365921563553602E-5,3.5945607921402719E-3]
[2004,1,9,21,3.7221453511276092E-3,4.9968013744383427E-4,6.6062230580868375E-4,2.2344489247311912E-6,8.0172213000000928E-5,4.9648544563048597E-3,null,2.7343238277233628E-3,3.1940322127147082E-4,4.294183438252153E-4,1.043458781362036E-6,3.5365921563553602E-5,3.5195547731649646E-3]
[2004,1,9,22,3.5631447165717727E-3,5.0982926960772758E-4,6.4307737358000746E-4,2.2344489247311912E-6,8.0172213000000928E-5,4.7984580216842406E-3,null,2.6175204300383555E-3,3.2589070248863607E-4,4.180137701771289E-4,1.043458781362036E-6,3.5365921563553602E-5,3.3978342830490358E-3]
[2004,1,9,23,3.2587090584713257E-3,6.3727862660992109E-4,6.5400262134702807E-4,2.2344489247311912E-6,8.0172213000000928E-5,4.6323969683530076E-3,null,2.3938790631850932E-3,4.0735828970097341E-4,4.2511541019252486E-4,1.043458781362036E-6,3.5365921563553602E-5,3.2627621434235068E-3]
[2004,1,9,24,2.8675343969614005E-3,7.2259239942989442E-4,6.7556970386688448E-4,2.2344489247311912E-6,8.0172213000000928E-5,4.3481031621829119E-3,null,2.106518388931956E-3,4.6189216410494625E-4,4.3913446582444378E-4,1.043458781362036E-6,3.5365921563553602E-5,3.0439543992062616E-3]
[2004,1,10,1,2.7431915696841287E-3,8.5501666840996627E-4,7.345798967385768E-4,2.2344489247311912E-6,8.0172213000000928E-5,4.4151947967574039E-3,null,2.0151749503078478E-3,5.4653979149139398E-4,4.7749232790230577E-4,1.043458781362036E-6,3.5365921563553602E-5,3.0756164500464634E-3]
[2004,1,10,2,2.5779002162573316E-3,9.2100394134782932E-4,7.5417961361443997E-4,2.2344489247311912E-6,8.0172213000000928E-5,4.3354904331443329E-3,null,1.8937503299462019E-3,5.8871987022554671E-4,4.9023255463439208E-4,1.043458781362036E-6,3.5365921563553602E-5,3.0091121351510561E-3]
[2004,1,10,3,2.661184340850619E-3,7.9918874413699925E-4,6.9380624460231067E-4,2.2344489247311912E-6,8.0172213000000928E-5,4.2365859915146614E-3,null,1.9549316500893066E-3,5.108537245188205E-4,4.5098859949636324E-4,1.043458781362036E-6,3.5365921563553602E-5,2.9531833544494063E-3]
[2004,1,10,4,2.7538473389689027E-3,7.8501065491192021E-4,6.8059837891261985E-4,2.2344489247311912E-6,8.0172213000000928E-5,4.3018630347181749E-3,null,2.0230027810639074E-3,5.0179087204457414E-4,4.4240320999306749E-4,1.043458781362036E-6,3.5365921563553602E-5,3.0036062434464642E-3]
[2004,1,10,5,2.8856901170690929E-3,7.4439653295939529E-4,6.5999887239323552E-4,2.2344489247311912E-6,8.0172213000000928E-5,4.372492184346456E-3,null,2.119855755804236E-3,4.7582970127018666E-4,4.2901309903951379E-4,1.043458781362036E-6,3.5365921563553602E-5,3.0611079364588518E-3]
[2004,1,10,6,2.9355177330314904E-3,8.2516657093945967E-4,6.9823608693329257E-4,2.2344489247311912E-6,8.0172213000000928E-5,4.5413270528289751E-3,null,2.156459602444281E-3,5.2745915055153096E-4,4.5386808985030836E-4,1.043458781362036E-6,3.5365921563553602E-5,3.1741962231910358E-3]
[2004,1,10,7,3.430992055328326E-3,6.635119765917661E-4,6.4879497681032973E-4,2.2344489247311912E-6,8.0172213000000928E-5,4.8257056706551543E-3,null,2.5204398121561064E-3,4.2412705007597435E-4,4.2173033210400656E-4,1.043458781362036E-6,3.5365921563553602E-5,3.402706574681003E-3]
[2004,1,10,8,3.5987124085312691E-3,6.7184230926072756E-4,6.9846010217101484E-4,2.2344489247311912E-6,7.2161405477040848E-5,5.0434106743647835E-3,null,2.6436487991501403E-3,4.2945192671073622E-4,4.5401370444964669E-4,1.043458781362036E-6,3.183215868092333E-5,3.5599900477728086E-3]
[2004,1,10,9,3.8497086716289459E-3,7.0155611190758562E-4,7.3914981998640368E-4,2.2344489247311912E-6,0,5.2926490524476668E-3,null,2.8280330716905951E-3,4.4844544590519889E-4,4.8046287378795814E-4,1.043458781362036E-6,0,3.7579848501651143E-3]
[2004,1,10,10,4.0034936133098546E-3,6.3243689140846538E-4,7.1499061331686147E-4,2.2344489247311912E-6,0,5.3531555669599122E-3,null,2.9410049711506119E-3,4.0426337816856886E-4,4.6475888313407559E-4,1.043458781362036E-6,0,3.8110706912346179E-3]
[2004,1,10,11,4.1059797686648315E-3,4.4167717133244543E-4,6.4071222813781407E-4,2.2344489247311912E-6,0,5.1906036170598219E-3,null,3.0162922880507905E-3,2.8232683413699126E-4,4.1647637607196137E-4,1.043458781362036E-6,0,3.7161389570411051E-3]
[2004,1,10,12,3.6741558736712926E-3,6.7169372210902699E-4,7.3384164539085257E-4,2.2344489247311912E-6,0,5.0819256900959033E-3,null,2.6990702953353686E-3,4.2935694752037752E-4,4.7701244905431806E-4,1.043458781362036E-6,0,3.6064831506914261E-3]
[2004,1,10,13,3.4715158559415964E-3,6.8352902580502933E-4,7.198563144474383E-4,2.2344489247311912E-6,0,4.8771356451187946E-3,null,2.5502089864236316E-3,4.3692225548832572E-4,4.6792169084230621E-4,1.043458781362036E-6,0,3.4560963915356252E-3]
[2004,1,10,14,3.0289177901165732E-3,8.8367005291006839E-4,8.1267723663769071E-4,2.2344489247311912E-6,0,4.7274995285890636E-3,null,2.2250721840354586E-3,5.6485547511348183E-4,5.2825723556853969E-4,1.043458781362036E-6,0,3.3192283534988422E-3]
[2004,1,10,15,2.9107074614935476E-3,8.918908001785636E-4,8.1526879653950391E-4,2.2344489247311912E-6,0,4.6201015071363457E-3,null,2.1382337379927674E-3,5.7011030307652284E-4,5.2994180381756093E-4,1.043458781362036E-6,0,3.239329303668213E-3]
[2004,1,10,16,3.1208094115146531E-3,7.9554264225493239E-4,7.6376594179940909E-4,2.2344489247311912E-6,0,4.6823524444937255E-3,null,2.2925766542412729E-3,5.0852308017467331E-4,4.9646386886093073E-4,1.043458781362036E-6,0,3.2986070620582386E-3]
[2004,1,10,17,3.4658898704561353E-3,7.7629493319496593E-4,7.5768450565320399E-4,2.2344489247311912E-6,0,5.0021037582290359E-3,null,2.5460760832948857E-3,4.9621964880896218E-4,4.9251080791366916E-4,1.043458781362036E-6,0,3.5358499987988793E-3]
[2004,1,10,18,3.8992058087646258E-3,7.6834023601706359E-4,7.4793991328688512E-4,2.2344489247311912E-6,7.2154991700000833E-5,5.4898753986933066E-3,null,2.8643941454012658E-3,4.9113488415159835E-4,4.8617661865241776E-4,1.043458781362036E-6,3.1829329407198238E-5,3.8745784363938421E-3]
[2004,1,10,19,3.8604636081901846E-3,7.3937058168651194E-4,7.3444555802706717E-4,2.2344489247311912E-6,8.0172213000000928E-5,5.4166864098284962E-3,null,2.8359337516831538E-3,4.726170359945075E-4,4.7740500492440927E-4,1.043458781362036E-6,3.5365921563553602E-5,3.822365172946986E-3]
[2004,1,10,20,3.8647898073355365E-3,6.0993881385043699E-4,6.7407695052128193E-4,2.2344489247311912E-6,8.0172213000000928E-5,5.2312122336319877E-3,null,2.8391118192465357E-3,3.8988226131807691E-4,4.3816414486529375E-4,1.043458781362036E-6,3.5365921563553602E-5,3.7035676057748219E-3]
[2004,1,10,21,3.54861890855544E-3,7.7762971522405842E-4,7.2248926618871667E-4,2.2344489247311912E-6,8.0172213000000928E-5,5.131144551892947E-3,null,2.6068496315527563E-3,4.9707286199043529E-4,4.6963316465445279E-4,1.043458781362036E-6,3.5365921563553602E-5,3.6099650385425603E-3]
[2004,1,10,22,3.483906395670866E-3,6.9551038268182231E-4,6.8093794640069973E-4,2.2344489247311912E-6,8.0172213000000928E-5,4.9427613866781196E-3,null,2.5593111962580301E-3,4.4458092289349337E-4,4.4262393597683462E-4,1.043458781362036E-6,3.5365921563553602E-5,3.4829254354732738E-3]
[2004,1,10,23,3.4765277061369086E-3,5.9167435931980475E-4,6.2168873552116352E-4,2.2344489247311912E-6,8.0172213000000928E-5,4.7722974629026086E-3,null,2.5538907398527043E-3,3.7820734135489149E-4,4.0411070718463339E-4,1.043458781362036E-6,3.5365921563553602E-5,3.3726181687371449E-3]
[2004,1,10,24,2.6671858771633748E-3,9.6162967768509443E-4,7.6261755482350077E-4,2.2344489247311912E-6,8.0172213000000928E-5,4.4738397715967026E-3,null,1.9593404364731978E-3,6.1468846509311133E-4,4.9571739325917014E-4,1.043458781362036E-6,3.5365921563553602E-5,3.1061556751703951E-3]
[2004,1,11,1,2.3699784726543449E-3,1.1721629466154143E-3,8.5506099907532664E-4,2.2344489247311912E-6,8.0172213000000928E-5,4.4796090802698176E-3,null,1.7410090143328281E-3,7.4926456536628984E-4,5.558075694143996E-4,1.043458781362036E-6,3.5365921563553602E-5,3.0824905294584331E-3]
[2004,1,11,2,2.356047263676329E-3,1.0935688241215452E-3,8.2399712630852151E-4,2.2344489247311912E-6,8.0172213000000928E-5,4.3560198760311279E-3,null,1.7307750140281269E-3,6.9902599469593156E-4,5.3561540109215442E-4,1.043458781362036E-6,3.5365921563553602E-5,3.0018257901611284E-3]
[2004,1,11,3,2.2346018901084575E-3,1.1148588231677638E-3,8.2296895049559313E-4,2.2344489247311912E-6,8.0172213000000928E-5,4.2548363256965467E-3,null,1.6415600728080597E-3,7.1263488919995441E-4,5.3494706526566681E-4,1.043458781362036E-6,3.5365921563553602E-5,2.9255514076185962E-3]
[2004,1,11,4,2.3494906634308108E-3,1.0127137250703741E-3,7.7399455964319405E-4,2.2344489247311912E-6,8.0172213000000928E-5,4.218605610069111E-3,null,1.7259584723326915E-3,6.4734217307100108E-4,5.0311268482654118E-4,1.043458781362036E-6,3.5365921563553602E-5,2.9128227105751489E-3]
[2004,1,11,5,2.4483899643128306E-3,1.0001275369016828E-3,7.6836653348556468E-4,2.2344489247311912E-6,8.0172213000000928E-5,4.2992906966248107E-3,null,1.7986108513874119E-3,6.3929688821102255E-4,4.9945434987423319E-4,1.043458781362036E-6,3.5365921563553602E-5,2.9737714698175833E-3]
[2004,1,11,6,2.5461981915643429E-3,1.0012751313138698E-3,7.7631450646830984E-4,2.2344489247311912E-6,8.0172213000000928E-5,4.406194491271255E-3,null,1.8704617172436236E-3,6.4003044819169489E-4,5.046206988833543E-4,1.043458781362036E-6,3.5365921563553602E-5,3.0515222446635885E-3]
[2004,1,11,7,2.6184396732484667E-3,1.0340737487743593E-3,8.0416010891999038E-4,2.2344489247311912E-6,8.0172213000000928E-5,4.5390801928675483E-3,null,1.9235310055397132E-3,6.6099582841217365E-4,5.2272092405358783E-4,1.043458781362036E-6,3.5365921563553602E-5,3.1436571383503904E-3]
[2004,1,11,8,3.0632658188977247E-3,9.735932545068181E-4,8.1554204388723623E-4,2.2344489247311912E-6,7.0825201900316751E-5,4.9254607681168275E-3,null,2.2503045768282812E-3,6.223357672138941E-4,5.3011942032019197E-4,1.043458781362036E-6,3.124272664307546E-5,3.4350459497868042E-3]
[2004,1,11,9,3.4067336016163248E-3,9.1311558094225929E-4,8.0824725329390918E-4,2.2344489247311912E-6,0,5.1303308847772244E-3,null,2.502619318394799E-3,5.8367750905229999E-4,5.2537765355331958E-4,1.043458781362036E-6,0,3.6127179397817807E-3]
[2004,1,11,10,3.5548398813255075E-3,9.8011262328825065E-4,8.6964070787369486E-4,2.2344489247311912E-6,0,5.406827661412184E-3,null,2.6114196180718643E-3,6.2650304790689594E-4,5.6528468568885725E-4,1.043458781362036E-6,0,3.8042508104489795E-3]
[2004,1,11,11,3.4057713075111265E-3,1.0321469711664834E-3,8.8467935763276138E-4,2.2344489247311912E-6,0,5.3248320852351018E-3,null,2.501912407876024E-3,6.5976420256092904E-4,5.7506012320606402E-4,1.043458781362036E-6,0,3.737780192424379E-3]
[2004,1,11,12,3.2626042478251321E-3,1.0434577701099125E-3,8.8841742655905713E-4,2.2344489247311912E-6,0,5.1967138934188323E-3,null,2.3967405068039947E-3,6.669942390321932E-4,5.7748994634906166E-4,1.043458781362036E-6,0,3.6422681509666113E-3]
[2004,1,11,13,3.1099140427089077E-3,1.0632580201972374E-3,8.8472743548026912E-4,2.2344489247311912E-6,0,5.060133947311145E-3,null,2.2845728113692156E-3,6.7965086311219908E-4,5.7509137481453966E-4,1.043458781362036E-6,0,3.5403585080773159E-3]
[2004,1,11,14,3.0153701781481632E-3,9.7429404345677725E-4,8.6860926288000954E-4,2.2344489247311912E-6,0,4.8605079334096812E-3,null,2.2151199777889312E-3,6.2278372227809466E-4,5.6461422482636343E-4,1.043458781362036E-6,0,3.4035613836747511E-3]
[2004,1,11,15,2.8217000088017609E-3,1.0145893873864623E-3,8.8206680634347412E-4,2.2344489247311912E-6,0,4.7205906514564289E-3,null,2.0728480058997468E-3,6.4854112524236572E-4,5.7336191011525582E-4,1.043458781362036E-6,0,3.2957945000387304E-3]
[2004,1,11,16,2.9357860981543121E-3,9.919052950669294E-4,8.6717866337812058E-4,2.2344489247311912E-6,0,4.797104505524093E-3,null,2.1566567460484768E-3,6.3404110489826586E-4,5.6368430516822181E-4,1.043458781362036E-6,0,3.3554256148963266E-3]
[2004,1,11,17,3.3395149799756705E-3,1.0385087915177546E-3,8.8403078480028081E-4,2.2344489247311912E-6,0,5.2642890052184369E-3,null,{"$f":"E259*T$5","v":2.4532398714682889E-3},{"$f":"F259*U$5","v":6.638307758766931E-4},{"$f":"G259*V$5","v":5.7463853727242992E-4},{"$f":"H259*W$5","v":1.043458781362036E-6},{"$f":"I259*X$5","v":0},{"$f":"SUM(L259:P259)","v":3.6927526433987736E-3}]
[2004,1,11,18,3.750205543019215E-3,1.0042489097941243E-3,8.6082275195413992E-4,2.2344489247311912E-6,7.0818788123276749E-5,{"$f":"SUM(E260:I260)","v":5.6883304418154871E-3},null,2.7549371149708543E-3,6.4193133308738048E-4,5.5955282953806655E-4,1.043458781362036E-6,3.1239897369350374E-5,3.9887046337470132E-3]
[2004,1,11,19,3.8005696196328027E-3,1.0356371343297848E-3,8.7721706965247694E-4,2.2344489247311912E-6,8.0172213000000928E-5,5.7958304855397968E-3,null,2.7919350507726085E-3,6.6199516848009518E-4,5.702094796273281E-4,1.043458781362036E-6,3.5365921563553602E-5,4.060549079224947E-3]
[2004,1,11,20,3.8823827002029609E-3,9.5486329682838503E-4,8.2576471735526947E-4,2.2344489247311912E-6,8.0172213000000928E-5,5.7454173763113476E-3,null,2.8520357278067994E-3,6.1036329048633491E-4,5.3676437231698411E-4,1.043458781362036E-6,3.5365921563553602E-5,4.0355727709550336E-3]
[2004,1,11,21,3.7079653475419012E-3,9.7529813917789456E-4,8.2672039416933039E-4,2.2344489247311912E-6,8.0172213000000928E-5,5.5923905428138581E-3,null,2.723907060503389E-3,6.2342555569062615E-4,5.3738558227480382E-4,1.043458781362036E-6,3.5365921563553602E-5,3.9211275788137347E-3]
[2004,1,11,22,3.5645435662983332E-3,1.0129138344955231E-3,8.3241577181746278E-4,2.2344489247311912E-6,8.0172213000000928E-5,5.4922798345360515E-3,null,2.6185480385216139E-3,6.474700860901704E-4,5.4108769710746354E-4,1.043458781362036E-6,3.5365921563553602E-5,3.8435152020641636E-3]
[2004,1,11,23,2.9502570408078744E-3,1.105285114536011E-3,8.6009264320430299E-4,2.2344489247311912E-6,8.0172213000000928E-5,4.998041460472921E-3,null,2.1672872399101061E-3,7.0651522754572261E-4,5.590782435493548E-4,1.043458781362036E-6,3.5365921563553602E-5,3.4692900913500992E-3]
[2004,1,11,24,2.5848728708529876E-3,1.1127154744812215E-3,8.4703950008587089E-4,2.2344489247311912E-6,8.0172213000000928E-5,4.6270345073448124E-3,null,1.898872509174805E-3,7.112648277876844E-4,5.50593426959989E-4,1.043458781362036E-6,3.5365921563553602E-5,3.1971401442673938E-3]
[2004,1,12,1,2.500521474608487E-3,9.4795384029505248E-4,7.5784738326983207E-4,2.2344489247311912E-6,8.0172213000000928E-5,4.2887293600981039E-3,null,1.8369071609964484E-3,6.0594665970875139E-4,4.9261668177799926E-4,1.043458781362036E-6,3.5365921563553602E-5,2.9718798828281146E-3]
[2004,1,12,2,2.43482003805532E-3,9.2235032049898364E-4,7.4906485156513083E-4,2.2344489247311912E-6,8.0172213000000928E-5,4.1886418720441668E-3,null,1.7886422528491739E-3,5.8958049646562775E-4,4.8690785210926956E-4,1.043458781362036E-6,3.5365921563553602E-5,2.9015399817689867E-3]
[2004,1,12,3,2.4872280690397229E-3,9.2873865401634555E-4,7.4894833455965639E-4,2.2344489247311912E-6,8.0172213000000928E-5,4.2473217195404568E-3,null,1.8271416972196913E-3,5.9366401740452285E-4,4.8683211361379587E-4,1.043458781362036E-6,3.5365921563553602E-5,2.9440472085829257E-3]
[2004,1,12,4,2.596714764600432E-3,9.1524091994385818E-4,7.3814032382339494E-4,2.2344489247311912E-6,8.0172213000000928E-5,4.3325026702924173E-3,null,1.9075716783862374E-3,5.850360583972414E-4,4.7980668012539859E-4,1.043458781362036E-6,3.5365921563553602E-5,3.0088237972537928E-3]
[2004,1,12,5,2.7076387146892601E-3,8.733085327705983E-4,7.2913001307764046E-4,2.2344489247311912E-6,8.0172213000000928E-5,4.3924839224622307E-3,null,1.9890574805731926E-3,5.5823223223905804E-4,4.7394978930628514E-4,1.043458781362036E-6,3.5365921563553602E-5,3.0576488824634513E-3]
[2004,1,12,6,2.9630339603605419E-3,9.0640517063793314E-4,7.5379529469247954E-4,2.2344489247311912E-6,8.0172213000000928E-5,4.7056410876156864E-3,null,2.1766732880844956E-3,5.7938811168257575E-4,4.8998273928072043E-4,1.043458781362036E-6,3.5365921563553602E-5,3.2824535193927071E-3]
[2004,1,12,7,3.3624863174011232E-3,8.2542331011310212E-4,7.7084193856789135E-4,2.2344489247311912E-6,8.0172213000000928E-5,5.0411582280068491E-3,null,2.4701148372076199E-3,5.2762326217603431E-4,5.0106341505626339E-4,1.043458781362036E-6,3.5365921563553602E-5,3.5352108947848335E-3]
[2004,1,12,8,3.2800534824672578E-3,1.0341622896850164E-3,9.4373366501953357E-4,2.2344489247311912E-6,7.0825201900316751E-5,5.3310090879968557E-3,null,2.4095588826481959E-3,6.6105242512266697E-4,6.1344666064326169E-4,1.043458781362036E-6,3.124272664307546E-5,3.7163441538385616E-3]
[2004,1,12,9,3.2650541768075277E-3,1.1721825881095408E-3,1.0546830824358913E-3,2.2344489247311912E-6,0,5.494154296277691E-3,null,2.3985402482328898E-3,7.4927712051112041E-4,6.8556610719598286E-4,1.043458781362036E-6,0,3.8344269347213547E-3]
[2004,1,12,10,3.0123876707029667E-3,1.1853462979136927E-3,1.0813521281398386E-3,2.2344489247311912E-6,0,5.2813205456812293E-3,null,2.2129289990913121E-3,7.5769156607391117E-4,7.0290154582239913E-4,1.043458781362036E-6,0,3.6745655697689845E-3]
[2004,1,12,11,2.8947155350032253E-3,1.1884820478630436E-3,1.0952099399430802E-3,2.2344489247311912E-6,0,5.1806419717340801E-3,null,2.1264859147540963E-3,7.5969598562128035E-4,7.1190941392080523E-4,1.043458781362036E-6,0,3.5991347730775437E-3]
[2004,1,12,12,2.7502437351161089E-3,1.1495602293917283E-3,1.0703836069387168E-3,2.2344489247311912E-6,0,4.9724220203712852E-3,null,2.0203555389626858E-3,7.348165612337562E-4,6.9577177716793057E-4,1.043458781362036E-6,0,3.4519873361457346E-3]
[2004,1,12,13,2.6029108409274851E-3,1.1580211811542747E-3,1.0606625654194929E-3,2.2344489247311912E-6,0,4.8238290364259837E-3,null,1.9121233757384973E-3,7.4022493160005604E-4,6.8945289645085985E-4,1.043458781362036E-6,0,3.3428446625707754E-3]
[2004,1,12,14,2.5420120039991055E-3,1.0799435188359962E-3,1.0264388223098593E-3,2.2344489247311912E-6,0,4.6506287940696923E-3,null,1.8673865035356257E-3,6.9031649020917236E-4,6.6720674618251795E-4,1.043458781362036E-6,0,3.2259531987086781E-3]
[2004,1,12,15,2.4052394909088396E-3,1.0723151736399387E-3,1.0214183864049192E-3,2.2344489247311912E-6,0,4.5012074998784287E-3,null,1.7669120979869485E-3,6.8544033475289234E-4,6.6394335762808379E-4,1.043458781362036E-6,0,3.1173392491492865E-3]
[2004,1,12,16,2.5658880662908696E-3,1.172772324918073E-3,1.0422369309432233E-3,2.2344489247311912E-6,0,4.7831317710768963E-3,null,1.884926088876322E-3,7.4965408934024201E-4,6.7747584788444362E-4,1.043458781362036E-6,0,3.3130994848823694E-3]
[2004,1,12,17,2.9935188308494076E-3,1.1134159814354594E-3,1.0081786405826696E-3,2.2344489247311912E-6,0,5.117347901792268E-3,null,2.1990677675847422E-3,7.1171260259588712E-4,6.5533724537049408E-4,1.043458781362036E-6,0,3.5671610743324852E-3]
[2004,1,12,18,3.747810752818697E-3,8.9868246145308683E-4,8.9969209821003007E-4,2.2344489247311912E-6,6.9482584626724876E-5,5.6179023460332699E-3,null,2.753177879022239E-3,5.7445163731479091E-4,5.8481871921210813E-4,1.043458781362036E-6,3.0650465366868426E-5,3.9441421596973685E-3]
[2004,1,12,19,4.0924330809994983E-3,7.0103622668205262E-4,7.9881367692829228E-4,2.2344489247311912E-6,8.0172213000000928E-5,5.674689646534576E-3,null,3.0063407608062068E-3,4.4811312728117641E-4,5.1924563121066945E-4,1.043458781362036E-6,3.5365921563553602E-5,4.0101088996429687E-3]
[2004,1,12,20,3.7493982368037183E-3,8.788587600738958E-4,8.5246274339984213E-4,2.2344489247311912E-6,8.0172213000000928E-5,5.5631264022021881E-3,null,2.7543440600487422E-3,5.6178002280870296E-4,5.5411864877216483E-4,1.043458781362036E-6,3.5365921563553602E-5,3.9066521119745252E-3]
[2004,1,12,21,3.5864991967539121E-3,9.0409674138847076E-4,8.441337121791922E-4,2.2344489247311912E-6,8.0172213000000928E-5,5.4171363122463073E-3,null,2.6346768561372911E-3,5.7791252823807978E-4,5.4870460392234444E-4,1.043458781362036E-6,3.5365921563553602E-5,3.7977033686426311E-3]
[2004,1,12,22,3.4127400284785277E-3,9.0612513998346289E-4,8.2882191073621364E-4,2.2344489247311912E-6,8.0172213000000928E-5,5.2300937411229364E-3,null,2.5070316974234214E-3,5.7920911178566147E-4,5.3875161208599459E-4,1.043458781362036E-6,3.5365921563553602E-5,3.661401801639993E-3]
[2004,1,12,23,3.0433472794658251E-3,9.5311107693404613E-4,8.1855082611150356E-4,2.2344489247311912E-6,8.0172213000000928E-5,4.8974158444361066E-3,null,2.2356722259004509E-3,6.0924324460760379E-4,5.3207519182278153E-4,1.043458781362036E-6,3.5365921563553602E-5,3.4134000426757518E-3]
[2004,1,12,24,2.65539529056194E-3,1.0121045904782711E-3,8.2394104000013679E-4,2.2344489247311912E-6,8.0172213000000928E-5,4.5738475829650797E-3,null,1.9506789579854294E-3,6.469528048805806E-4,5.3557894381627068E-4,1.043458781362036E-6,3.5365921563553602E-5,3.1696200870271959E-3]
[2004,1,13,1,2.3312038458320953E-3,8.0157404881351442E-4,6.8477875232691987E-4,2.2344489247311912E-6,8.0172213000000928E-5,3.8999633088972617E-3,null,1.712524799980737E-3,5.1237844791745364E-4,4.4512054032290281E-4,1.043458781362036E-6,3.5365921563553602E-5,2.7064331685660091E-3]
[2004,1,13,2,2.3278981340231208E-3,7.5068554630626158E-4,6.6034830111892954E-4,2.2344489247311912E-6,8.0172213000000928E-5,3.8213386433730437E-3,null,1.7100963922442882E-3,4.7984973523007996E-4,4.2924023503439793E-4,1.043458781362036E-6,3.5365921563553602E-5,2.6555957428536815E-3]
[2004,1,13,3,2.2720567420113718E-3,7.2938095754136896E-4,6.4433979405010059E-4,2.2344489247311912E-6,8.0172213000000928E-5,3.7281841555275733E-3,null,1.6690747677919518E-3,4.6623151475371459E-4,4.1883436993997647E-4,1.043458781362036E-6,3.5365921563553602E-5,2.5905500328305586E-3]
[2004,1,13,4,2.4226660167546241E-3,6.7210171508882456E-4,6.153202737245409E-4,2.2344489247311912E-6,8.0172213000000928E-5,3.7924946674927212E-3,null,1.7797137917306197E-3,4.2961774290173918E-4,3.9997107354923538E-4,1.043458781362036E-6,3.5365921563553602E-5,2.64571198852651E-3]
[2004,1,13,5,2.5355187529411908E-3,6.3152427682833018E-4,6.0105279108041919E-4,2.2344489247311912E-6,8.0172213000000928E-5,3.8505024827746718E-3,null,1.8626164987636017E-3,4.0368002090693012E-4,3.9069691081854483E-4,1.043458781362036E-6,3.5365921563553602E-5,2.6934028108339925E-3]
[2004,1,13,6,2.7444061729436442E-3,6.4407612567501135E-4,6.2275324817415297E-4,2.2344489247311912E-6,8.0172213000000928E-5,4.0936422087175413E-3,null,2.0160672095616994E-3,4.1170335554466768E-4,4.048026627186933E-4,1.043458781362036E-6,3.5365921563553602E-5,2.8689826081699761E-3]
[2004,1,13,7,3.1423368934270089E-3,6.1438811735896825E-4,6.5789251903470452E-4,2.2344489247311912E-6,8.0172213000000928E-5,4.4970241917454135E-3,null,2.3083909498130472E-3,3.9272632448278313E-4,4.2764392521238447E-4,1.043458781362036E-6,3.5365921563553602E-5,3.1651705798531301E-3]
[2004,1,13,8,3.1393319511299708E-3,7.9985743442003788E-4,8.3442263430415599E-4,2.2344489247311912E-6,7.0825201900316751E-5,4.8466716706792121E-3,null,2.3061834902571659E-3,5.1128116162194016E-4,5.4239219978280959E-4,1.043458781362036E-6,3.124272664307546E-5,3.3921430370863529E-3]
[2004,1,13,9,3.0352567499207653E-3,9.3098490341624279E-4,9.4143752687266382E-4,2.2344489247311912E-6,0,4.9099136291344027E-3,null,2.2297288449663198E-3,5.9509985453380426E-4,6.1195412272628091E-4,1.043458781362036E-6,0,3.4378262810077671E-3]
[2004,1,13,10,2.8355178839891545E-3,9.8137163812429622E-4,9.7990233952725565E-4,2.2344489247311912E-6,0,4.7990263105654376E-3,null,2.0829987501101931E-3,6.2730782953443606E-4,6.3695705708143036E-4,1.043458781362036E-6,0,3.3483070955074214E-3]
[2004,1,13,11,2.6861663361176721E-3,1.0011334843920492E-3,9.8802916611692867E-4,2.2344489247311912E-6,0,4.6775634355513815E-3,null,1.9732836644463176E-3,6.3993990530290985E-4,6.4223966468339466E-4,1.043458781362036E-6,0,3.2565066932139838E-3]
[2004,1,13,12,2.5939594700674501E-3,9.9294969837622287E-4,9.7774602410278751E-4,2.2344489247311912E-6,0,4.5668896414711915E-3,null,1.9055476124825116E-3,6.3470870354047208E-4,6.3555540686435763E-4,1.043458781362036E-6,0,3.1768551816687032E-3]
[2004,1,13,13,2.4582742852229792E-3,1.0101010386110183E-3,9.7107752194659108E-4,2.2344489247311912E-6,0,4.4416872947053198E-3,null,1.8058719687366568E-3,6.4567210374313151E-4,6.3122074070711461E-4,1.043458781362036E-6,0,3.0838082719682647E-3]
[2004,1,13,14,2.3269533293154114E-3,1.0074124603708301E-3,9.8447875867549287E-4,2.2344489247311912E-6,0,4.3210789972864651E-3,null,1.7094023296053715E-3,6.4395352322290213E-4,6.399318254384879E-4,1.043458781362036E-6,0,2.9943311370481235E-3]
[2004,1,13,15,2.371341490645737E-3,9.013802042617294E-4,9.2722280837386135E-4,2.2344489247311912E-6,0,4.2021789522060588E-3,null,1.74201030047829E-3,5.7617607596798675E-4,6.02714257795857E-4,1.043458781362036E-6,0,2.9219440930234957E-3]
[2004,1,13,16,2.5396982295497381E-3,8.3610421355471336E-4,8.9272627832763225E-4,2.2344489247311912E-6,0,4.2707631703568149E-3,null,1.865686782538173E-3,5.3445065976440382E-4,5.8029079030177207E-4,1.043458781362036E-6,0,2.9814716913857107E-3]
[2004,1,13,17,2.9524338576452612E-3,7.9714177485649799E-4,8.6432683346439191E-4,2.2344489247311912E-6,0,4.6161369148908817E-3,null,2.1688863505265822E-3,5.0954527030372908E-4,5.6183055595682412E-4,1.043458781362036E-6,0,3.2413056355684975E-3]
[2004,1,13,18,3.4734441440531895E-3,7.1583927195822982E-4,8.0322715228448624E-4,2.2344489247311912E-6,6.8146381050000792E-5,5.0628913982706369E-3,null,2.551625525444239E-3,4.5757546126552436E-4,5.2211448268799012E-4,1.043458781362036E-6,3.0061033329020563E-5,3.562419961508136E-3]
[2004,1,13,19,3.8577840515083518E-3,5.3736979143639992E-4,7.1160131403687926E-4,2.2344489247311912E-6,8.0172213000000928E-5,5.1891618189063632E-3,null,2.833965323534411E-3,3.4349502719238509E-4,4.6255576757055201E-4,1.043458781362036E-6,3.5365921563553602E-5,3.6764254986422639E-3]
[2004,1,13,20,3.7984683877380697E-3,5.5730894697494807E-4,6.9361106009309154E-4,2.2344489247311912E-6,8.0172213000000928E-5,5.1317950567308411E-3,null,2.7903914655830618E-3,3.5624044177104847E-4,4.5086172547477443E-4,1.043458781362036E-6,3.5365921563553602E-5,3.6339030131738001E-3]
[2004,1,13,21,3.5219519150132129E-3,6.6503978057906306E-4,7.2448174541119958E-4,2.2344489247311912E-6,8.0172213000000928E-5,4.9938801029282076E-3,null,2.5872598012324096E-3,4.2510364585884934E-4,4.7092831790662373E-4,1.043458781362036E-6,3.5365921563553602E-5,3.5197011453427982E-3]
[2004,1,13,22,3.2362539341803539E-3,7.1495019414702854E-4,7.1574116970195821E-4,2.2344489247311912E-6,8.0172213000000928E-5,4.7493519599540726E-3,null,2.3773833125866665E-3,4.5700714906822271E-4,4.6524676051423931E-4,1.043458781362036E-6,3.5365921563553602E-5,3.3360466025140439E-3]
[2004,1,13,23,2.899316459564294E-3,7.1006898217306153E-4,6.8099153258302557E-4,2.2344489247311912E-6,8.0172213000000928E-5,4.3727836362451138E-3,null,2.129865798254099E-3,4.5388700337628155E-4,4.4265876811838353E-4,1.043458781362036E-6,3.5365921563553602E-5,3.0628209500936795E-3]
[2004,1,13,24,2.5318730809074609E-3,7.1467302471444802E-4,6.6384429103694825E-4,2.2344489247311912E-6,8.0172213000000928E-5,3.9927970585835896E-3,null,1.8599383529714518E-3,4.568299781083021E-4,4.3151270174862356E-4,1.043458781362036E-6,3.5365921563553602E-5,2.7846904131732927E-3]
[2004,1,14,1,2.4506444766321193E-3,6.6616526283257193E-4,6.2927091095426886E-4,2.2344489247311912E-6,8.0172213000000928E-5,3.8284873123436919E-3,null,1.8002670378532788E-3,4.2582307140794876E-4,4.0903928012025456E-4,1.043458781362036E-6,3.5365921563553602E-5,2.6715387697263978E-3]
[2004,1,14,2,2.460459299111338E-3,6.0583515795147307E-4,6.0260205634981938E-4,2.2344489247311912E-6,8.0172213000000928E-5,3.7513031753373624E-3,null,1.8074771009857335E-3,3.8725914141616549E-4,3.9170396571251693E-4,1.043458781362036E-6,3.5365921563553602E-5,2.6228495884593316E-3]
[2004,1,14,3,2.4099312830725503E-3,5.824397634278778E-4,5.8507880819332102E-4,2.2344489247311912E-6,8.0172213000000928E-5,3.659856516618481E-3,null,1.7703587337031151E-3,3.7230444577430961E-4,3.8031348716579194E-4,1.043458781362036E-6,3.5365921563553602E-5,2.559386046988132E-3]
[2004,1,14,4,2.5821243797862926E-3,5.0964312672495383E-4,5.4881413048432637E-4,2.2344489247311912E-6,8.0172213000000928E-5,3.7229882989203047E-3,null,1.8968534411629467E-3,3.2577171709794427E-4,3.5674068663480059E-4,1.043458781362036E-6,3.5365921563553602E-5,2.6157752252406073E-3]
[2004,1,14,5,2.7119895264363634E-3,4.5665317770004723E-4,5.2888335781580646E-4,2.2344489247311912E-6,8.0172213000000928E-5,3.779932723876949E-3,null,1.9922536287908972E-3,2.918997275084668E-4,3.4378526669935676E-4,1.043458781362036E-6,3.5365921563553602E-5,2.6643480033436361E-3]
[2004,1,14,6,2.9245968048917971E-3,4.6187947075373358E-4,5.4973371210906329E-4,2.2344489247311912E-6,8.0172213000000928E-5,4.018616649679326E-3,null,2.148436983439311E-3,2.9524045432861938E-4,3.5733843396309166E-4,1.043458781362036E-6,3.5365921563553602E-5,2.8374252520759376E-3]
[2004,1,14,7,3.3508453057597299E-3,4.1101571493386778E-4,5.7033774930741145E-4,2.2344489247311912E-6,8.0172213000000928E-5,4.414605431925742E-3,null,2.4615632379262472E-3,2.6272756010404803E-4,3.7073148995292389E-4,1.043458781362036E-6,3.5365921563553602E-5,3.1314316683281346E-3]
[2004,1,14,8,3.2970790558885842E-3,6.3187900743546578E-4,7.5716318270085698E-4,2.2344489247311912E-6,6.9488998403764891E-5,4.7578446933534023E-3,null,2.4220660328787701E-3,4.0390677016132777E-4,4.9217193706897235E-4,1.043458781362036E-6,3.0653294640593519E-5,3.3498414935310256E-3]
[2004,1,14,9,3.1725314076148339E-3,7.7300106822325815E-4,8.7216080369733814E-4,2.2344489247311912E-6,0,4.819927728460161E-3,null,{"$f":"E323*T$5","v":2.3305721307777531E-3},{"$f":"F323*U$5","v":4.9411415970991828E-4},{"$f":"G323*V$5","v":5.6692280078935332E-4},{"$f":"H323*W$5","v":1.043458781362036E-6},{"$f":"I323*X$5","v":0},{"$f":"SUM(L323:P323)","v":3.3926525500583868E-3}]
[2004,1,14,10,2.955498195726916E-3,8.3690855985138262E-4,9.1643166622298259E-4,2.2344489247311912E-6,0,{"$f":"SUM(E324:I324)","v":4.7110728707260123E-3},null,2.1711374427979603E-3,5.3496481027574534E-4,5.9569978924148336E-4,1.043458781362036E-6,0,3.3028455010965505E-3]
[2004,1,14,11,2.7924968277957744E-3,8.7066224864717459E-4,9.2644262113884563E-4,2.2344489247311912E-6,0,4.5918361465065258E-3,null,2.0513950678392283E-3,5.5654068676809943E-4,6.0220711974225485E-4,1.043458781362036E-6,0,3.2111863331309443E-3]
[2004,1,14,12,2.6925857870522428E-3,8.671195178641247E-4,9.2125077087323805E-4,2.2344489247311912E-6,0,4.4831905247143368E-3,null,1.9779994549368688E-3,5.5427611881870621E-4,5.9883230826095527E-4,1.043458781362036E-6,0,3.1321513407978922E-3]
[2004,1,14,13,2.544000398914714E-3,8.9407797052838711E-4,9.1997001426774258E-4,2.2344489247311912E-6,0,4.3602828326355743E-3,null,1.8688471975934291E-3,5.7150837596926731E-4,5.9799978962581503E-4,1.043458781362036E-6,0,3.0393988219698733E-3]
[2004,1,14,14,2.4120412289341986E-3,8.9957633537259788E-4,9.2803276001395278E-4,2.2344489247311912E-6,0,4.2418847732454803E-3,null,1.7719087202566933E-3,5.7502301525821475E-4,6.0324074333654857E-4,1.043458781362036E-6,0,2.9512159376328187E-3]
[2004,1,14,15,2.4730929955246858E-3,7.8292146571576576E-4,8.6691550013259398E-4,2.2344489247311912E-6,0,4.1251644102977764E-3,null,1.8167579360624118E-3,5.0045543021070248E-4,5.6351324354336286E-4,1.043458781362036E-6,0,2.8817700685978393E-3]
[2004,1,14,16,2.6576102769201001E-3,7.0496329640968333E-4,8.2768307448297584E-4,2.2344489247311912E-6,0,4.1924910967374909E-3,null,1.9523061082995256E-3,4.5062337058918449E-4,5.3801134465413002E-4,1.043458781362036E-6,0,2.9419842823242021E-3]
[2004,1,14,17,3.1001543944173108E-3,6.4078588816214403E-4,7.8836027109709475E-4,2.2344489247311912E-6,0,4.5315350026012809E-3,null,2.2774032797264416E-3,4.0960018517304929E-4,5.1245069834222694E-4,1.043458781362036E-6,0,3.2004976220230798E-3]
[2004,1,14,18,3.6688892345415587E-3,5.2067496135166456E-4,7.1149272746968105E-4,2.2344489247311912E-6,6.6810177473276708E-5,4.9701015497609123E-3,null,2.6952013715008682E-3,3.3282343529176904E-4,4.6248518402616068E-4,1.043458781362036E-6,2.9471601291172695E-5,3.5210250508913325E-3]
[2004,1,14,19,4.0983815500182704E-3,3.0721884096859738E-4,6.0605093612313768E-4,2.2344489247311912E-6,8.0172213000000928E-5,5.0940579890347377E-3,null,3.010710563444778E-3,1.963790034613643E-4,3.9394580984537233E-4,1.043458781362036E-6,3.5365921563553602E-5,3.6374447570964303E-3]
[2004,1,14,20,4.0193329774437826E-3,3.4127691560387755E-4,5.9472640977900994E-4,2.2344489247311912E-6,8.0172213000000928E-5,5.0377429647514016E-3,null,2.9526407206127508E-3,2.1814944805910542E-4,3.8658463038694109E-4,1.043458781362036E-6,3.5365921563553602E-5,3.5937841794037128E-3]
[2004,1,14,21,3.7088921578460631E-3,4.7568781305000598E-4,6.353689121927664E-4,2.2344489247311912E-6,8.0172213000000928E-5,4.9023555450135679E-3,null,2.7245879042801322E-3,3.0406695888493518E-4,4.130031087246706E-4,1.043458781362036E-6,3.5365921563553602E-5,3.4780673522346538E-3]
[2004,1,14,22,3.4001880863716756E-3,5.4214005829128931E-4,6.3757381651775445E-4,2.2344489247311912E-6,8.0172213000000928E-5,4.6623086231054513E-3,null,2.4978109198477757E-3,3.4654425505957736E-4,4.1443634274538748E-4,1.043458781362036E-6,3.5365921563553602E-5,3.2952008979976561E-3]
[2004,1,14,23,3.0527587997988903E-3,5.5025730758729273E-4,6.0721909976015076E-4,2.2344489247311912E-6,8.0172213000000928E-5,4.2926418690710658E-3,null,2.2425860193916176E-3,3.5173292552838998E-4,3.9470514069132211E-4,1.043458781362036E-6,3.5365921563553602E-5,3.0254334659562455E-3]
[2004,1,14,24,2.6756511219960082E-3,5.6621148138839286E-4,5.9535040041451765E-4,2.2344489247311912E-6,8.0172213000000928E-5,3.9196196657236507E-3,null,1.9655590868669472E-3,3.6193107855257153E-4,3.8699023737735928E-4,1.043458781362036E-6,3.5365921563553602E-5,2.7508897831417935E-3]
[2004,1,15,1,2.544778285400361E-3,6.870361605042449E-4,6.4062575356710479E-4,2.2344489247311912E-6,8.0172213000000928E-5,3.9548468613964426E-3,null,1.8694186404986141E-3,4.3916406987401025E-4,4.1642016578870197E-4,1.043458781362036E-6,3.5365921563553602E-5,2.761412256506242E-3]
[2004,1,15,2,2.5559467412577235E-3,6.2517877267368881E-4,6.1158317994015074E-4,2.2344489247311912E-6,8.0172213000000928E-5,3.8751153557962945E-3,null,1.8776230957492429E-3,3.9962387715474472E-4,3.9754188426891293E-4,1.043458781362036E-6,3.5365921563553602E-5,2.7111982375178159E-3]
[2004,1,15,3,2.5038541847368272E-3,6.0032929995666815E-4,5.9405980849935945E-4,2.2344489247311912E-6,8.0172213000000928E-5,3.7806499551175867E-3,null,1.8393554019583592E-3,3.8373971239022859E-4,3.8615132558481383E-4,1.043458781362036E-6,3.5365921563553602E-5,2.6456558202783173E-3]
[2004,1,15,4,2.6798034211305954E-3,5.2579928512046974E-4,5.5785606692721303E-4,2.2344489247311912E-6,8.0172213000000928E-5,3.84586543510301E-3,null,1.9686094058073661E-3,3.3609898177830178E-4,3.6261813481984825E-4,1.043458781362036E-6,3.5365921563553602E-5,2.7037359027504318E-3]
[2004,1,15,5,2.8128396978261225E-3,4.7152485591911452E-4,5.3791826931597628E-4,2.2344489247311912E-6,8.0172213000000928E-5,3.9046894849859449E-3,null,2.0663391361119541E-3,3.0140593272443217E-4,3.4965814852441264E-4,1.043458781362036E-6,3.5365921563553602E-5,2.7538125977057144E-3]
[2004,1,15,6,3.0322936251033074E-3,4.789634881079442E-4,5.5758716008262501E-4,2.2344489247311912E-6,8.0172213000000928E-5,4.1512509352186087E-3,null,2.2275521049337364E-3,3.0616082071161562E-4,3.6244333973522736E-4,1.043458781362036E-6,3.5365921563553602E-5,2.932565645725495E-3]
[2004,1,15,7,3.4666551679410074E-3,4.2733154113654869E-4,5.8391628537718594E-4,2.2344489247311912E-6,8.0172213000000928E-5,4.5603096563794744E-3,null,2.5466382781988402E-3,2.7315688689998763E-4,3.7955782297163088E-4,1.043458781362036E-6,3.5365921563553602E-5,3.2357623684153743E-3]
[2004,1,15,8,3.4097123732915657E-3,6.5499540131841796E-4,7.7844623084921509E-4,2.2344489247311912E-6,6.9488998403764891E-5,4.9148774527876943E-3,null,2.5048075527598248E-3,4.186831243069335E-4,5.0600636440674234E-4,1.043458781362036E-6,3.0653294640593519E-5,3.4611937948954563E-3]
[2004,1,15,9,3.2861321911963831E-3,7.9941445310457613E-4,8.9122864290722679E-4,2.2344489247311912E-6,0,4.9790097361329172E-3,null,2.414024360632499E-3,5.1099800115883803E-4,5.7931729589168364E-4,1.043458781362036E-6,0,3.5053831164643828E-3]
[2004,1,15,10,3.0645359084143292E-3,8.640707545865716E-4,9.3572069780962033E-4,2.2344489247311912E-6,0,4.8665618097352521E-3,null,2.2512375968210497E-3,5.5232730248847115E-4,6.0823806402435915E-4,1.043458781362036E-6,0,3.4128464221152418E-3]
[2004,1,15,11,2.8945687488522143E-3,8.9716253640547252E-4,9.4942404534836963E-4,2.2344489247311912E-6,0,4.7433897795307878E-3,null,2.1263780842336768E-3,5.7348007787121828E-4,6.1714552711364693E-4,1.043458781362036E-6,0,3.3180471479999037E-3]
[2004,1,15,12,2.7934549919304036E-3,8.9418530201017569E-4,9.4128365366783352E-4,2.2344489247311912E-6,0,4.6311583965331438E-3,null,2.052098944441842E-3,5.7157698390153876E-4,6.1185410191833011E-4,1.043458781362036E-6,0,3.2365734890430729E-3]
[2004,1,15,13,2.641458904760521E-3,9.2166063196761835E-4,9.3883997922777972E-4,2.2344489247311912E-6,0,4.5041939648806503E-3,null,1.9404411547363914E-3,5.8913963695954655E-4,6.1026566231877505E-4,1.043458781362036E-6,0,3.1408899127960748E-3]
[2004,1,15,14,2.5011294243198236E-3,9.2407555762652569E-4,9.5444912883116406E-4,2.2344489247311912E-6,0,4.3818885597022442E-3,null,1.8373537667103446E-3,5.9068329454524122E-4,6.2041193669108859E-4,1.043458781362036E-6,0,3.0494924567280365E-3]
[2004,1,15,15,2.5624588366924485E-3,8.0493642123381304E-4,8.9168585130124903E-4,2.2344489247311912E-6,0,4.2613155581522413E-3,null,1.8824069437819863E-3,5.1452772803023069E-4,5.7961449092978283E-4,1.043458781362036E-6,0,2.9775926215233617E-3]
[2004,1,15,16,2.7509792675769356E-3,7.2613925604335806E-4,8.5151158572066587E-4,2.2344489247311912E-6,0,4.3308645582656909E-3,null,2.0208958681932716E-3,4.6415936934853202E-4,5.5350037634673032E-4,1.043458781362036E-6,0,3.0395990726698962E-3]
[2004,1,15,17,3.2043682646889738E-3,6.6192263556927658E-4,8.1257303393692578E-4,2.2344489247311912E-6,0,4.6810983831199072E-3,null,2.3539597926462699E-3,4.2311111887470841E-4,5.2818950162920528E-4,1.043458781362036E-6,0,3.3063038719315456E-3]
[2004,1,15,18,3.7905085814747917E-3,5.4198493435790303E-4,7.3527433847147552E-4,2.2344489247311912E-6,6.4137770400000751E-5,5.1341400736289022E-3,null,2.784544115230892E-3,3.4644509745792977E-4,4.779437295825131E-4,1.043458781362036E-6,2.8292737250842884E-5,3.6382691383035396E-3]
[2004,1,15,19,4.2278661729897686E-3,3.2455929461100782E-4,6.2735509275598422E-4,2.2344489247311912E-6,8.0172213000000928E-5,5.2621872222814925E-3,null,3.1058312147131347E-3,2.0746328785983524E-4,4.0779395814044263E-4,1.043458781362036E-6,3.5365921563553602E-5,3.7574978410583279E-3]
[2004,1,15,20,4.1455424037753425E-3,3.6027353561521189E-4,6.1579107592116603E-4,2.2344489247311912E-6,8.0172213000000928E-5,5.2040136772364531E-3,null,3.0453553808817632E-3,2.3029237944703214E-4,4.0027710484391978E-4,1.043458781362036E-6,3.5365921563553602E-5,3.7123342455176304E-3]
[2004,1,15,21,3.8268120844851291E-3,4.9651145592474885E-4,6.5842775616668098E-4,2.2344489247311912E-6,8.0172213000000928E-5,5.064157958501291E-3,null,2.8112130182281702E-3,3.1737775135874484E-4,4.2799184056544805E-4,1.043458781362036E-6,3.5365921563553602E-5,3.5929919904972786E-3]
[2004,1,15,22,3.5127548406897798E-3,5.6412596272872547E-4,6.569008195792341E-4,2.2344489247311912E-6,8.0172213000000928E-5,4.8161882849224718E-3,null,2.5805035418455247E-3,3.6059798298201891E-4,4.2699929978270095E-4,1.043458781362036E-6,3.5365921563553602E-5,3.40451020495516E-3]
[2004,1,15,23,3.1556750032583048E-3,5.6985934637539628E-4,6.2637977292652426E-4,2.2344489247311912E-6,8.0172213000000928E-5,4.4343207844849582E-3,null,2.3181892537716647E-3,3.6426284990048361E-4,4.071599798109433E-4,1.043458781362036E-6,3.5365921563553602E-5,3.1260214638280069E-3]
[2004,1,15,24,2.7699563360472999E-3,5.8367370018666748E-4,6.1295008578451308E-4,2.2344489247311912E-6,8.0172213000000928E-5,4.0489867839432125E-3,null,2.034836605484236E-3,3.7309319710955157E-4,3.9843040171479686E-4,1.043458781362036E-6,3.5365921563553602E-5,2.8427695846534999E-3]
[2004,1,16,1,3.3131516737920836E-3,1.232641083918284E-3,9.7005729093881793E-4,2.2344489247311912E-6,8.0172213000000928E-5,5.5982567105739177E-3,null,2.4338731328068042E-3,7.8792311995653738E-4,6.305575691704817E-4,1.043458781362036E-6,3.5365921563553602E-5,3.8887632022787388E-3]
[2004,1,16,2,3.2548829251777016E-3,1.1970381626783932E-3,9.5255861642499281E-4,2.2344489247311912E-6,8.0172213000000928E-5,5.4868863662058199E-3,null,2.3910683488131699E-3,7.6516518567308026E-4,6.191830640064986E-4,1.043458781362036E-6,3.5365921563553602E-5,3.8118259788376642E-3]
[2004,1,16,3,3.2200222549435336E-3,1.154632093120262E-3,9.2705665176632136E-4,2.2344489247311912E-6,8.0172213000000928E-5,5.3841176617548487E-3,null,2.3654593646710502E-3,7.3805857445651652E-4,6.0260625251871449E-4,1.043458781362036E-6,3.5365921563553602E-5,3.7425335719911967E-3]
[2004,1,16,4,3.3886414661836281E-3,1.151785525625135E-3,9.1581417467626871E-4,2.2344489247311912E-6,8.0172213000000928E-5,5.5386478284097634E-3,null,2.4893286614372373E-3,7.3623900477707844E-4,5.9529840679498644E-4,1.043458781362036E-6,3.5365921563553602E-5,3.8572754533542177E-3]
[2004,1,16,5,3.6210503295457108E-3,1.0783034466808629E-3,8.8410366117982033E-4,2.2344489247311912E-6,8.0172213000000928E-5,5.6658640993311263E-3,null,2.6600584510926921E-3,6.8926813088845376E-4,5.7468590844644363E-4,1.043458781362036E-6,3.5365921563553602E-5,3.9604218707725057E-3]
[2004,1,16,6,3.9525062676916203E-3,1.140664908608396E-3,9.176590521547506E-4,2.2344489247311912E-6,8.0172213000000928E-5,6.0932368903794994E-3,null,2.9035491759345361E-3,7.2913053551543607E-4,5.9649761582018031E-4,1.043458781362036E-6,3.5365921563553602E-5,4.2655867076150681E-3]
[2004,1,16,7,4.3727877515581225E-3,1.1260778649986312E-3,9.8325231982795535E-4,2.2344489247311912E-6,8.0172213000000928E-5,6.5645245983094415E-3,null,3.2122920022561808E-3,7.1980627311505187E-4,6.3913461448438945E-4,1.043458781362036E-6,3.5365921563553602E-5,4.6076422702005376E-3]
[2004,1,16,8,4.4978867294002724E-3,1.3710994743220378E-3,1.1946807199121029E-3,2.2344489247311912E-6,6.815279482704078E-5,7.1340541673861856E-3,null,3.3041909163687103E-3,8.7642785046925019E-4,7.7656750556821363E-4,1.043458781362036E-6,3.0063862602745641E-5,4.9882935937902821E-3]
[2004,1,16,9,4.4482271754580829E-3,1.49957244516873E-3,1.2742634523883851E-3,2.2344489247311912E-6,0,7.224297521939929E-3,null,3.2677105297075322E-3,9.5854974737847383E-4,8.2829794953985145E-4,1.043458781362036E-6,0,5.0556016854072195E-3]
[2004,1,16,10,4.3644775839742226E-3,1.3501427301474899E-3,1.2317329588131501E-3,2.2344489247311912E-6,0,6.9485877218595938E-3,null,3.2061872731031001E-3,8.630319775995484E-4,8.0065223737942157E-4,1.043458781362036E-6,0,4.8709149468634319E-3]
[2004,1,16,11,3.9933922200608646E-3,1.3845070869007473E-3,1.2602980928294704E-3,2.2344489247311912E-6,0,6.6404318487158134E-3,null,2.9335843903703501E-3,8.849982024330224E-4,8.1922017314631636E-4,1.043458781362036E-6,0,4.6388462247310509E-3]
[2004,1,16,12,3.7019350838877439E-3,1.4436707556395481E-3,1.2743781098295041E-3,2.2344489247311912E-6,0,6.4222183982815279E-3,null,2.7194771707377942E-3,9.2281652852074943E-4,8.2837247927952207E-4,1.043458781362036E-6,0,4.4717096373194281E-3]
[2004,1,16,13,3.509192655698302E-3,1.401737809627442E-3,1.2377194124079183E-3,2.2344489247311912E-6,0,6.1508843266583936E-3,null,2.5778867264387847E-3,8.9601234514418923E-4,8.0454355767764398E-4,1.043458781362036E-6,0,4.2794860880419798E-3]
[2004,1,16,14,3.2709452519304556E-3,1.4776936998536798E-3,1.2801896050852976E-3,2.2344489247311912E-6,0,6.0310630057941635E-3,null,2.4028678887627391E-3,9.4456451721352532E-4,8.3215007299070639E-4,1.043458781362036E-6,0,4.1806259377483324E-3]
[2004,1,16,15,3.2246412021460693E-3,1.3267038975755625E-3,1.2139972286967331E-3,2.2344489247311912E-6,0,5.7675767773430961E-3,null,2.3688524877770738E-3,8.4804951568978766E-4,7.8912364110564023E-4,1.043458781362036E-6,0,4.0070691033538639E-3]
[2004,1,16,16,3.4207063588223676E-3,1.3352305474096226E-3,1.1921553272329574E-3,2.2344489247311912E-6,0,5.9503266823896783E-3,null,2.5128838404280133E-3,8.5349988127282779E-4,7.7492594740063178E-4,1.043458781362036E-6,0,4.1423531278828351E-3]
[2004,1,16,17,3.7810653010555062E-3,1.3743586857995216E-3,1.1859365948272444E-3,2.2344489247311912E-6,0,6.3435950306070027E-3,null,2.7776069904744652E-3,8.7851118852234683E-4,7.7088364100729183E-4,1.043458781362036E-6,0,4.4280452787854654E-3]
[2004,1,16,18,4.7677531055343109E-3,9.9420596549111367E-4,1.0141459724840466E-3,2.2344489247311912E-6,6.2801566823276654E-5,6.8411410592574794E-3,null,3.5024373557080856E-3,6.3551172878243225E-4,6.5921613616726779E-4,1.043458781362036E-6,2.770330521299501E-5,4.8259119846521432E-3]
[2004,1,16,19,4.8675887975316162E-3,1.0562249855851321E-3,1.0250650178937311E-3,2.2344489247311912E-6,8.0172213000000928E-5,7.0312854629352118E-3,null,3.5757776166956859E-3,6.7515523932792833E-4,6.6631374452040884E-4,1.043458781362036E-6,3.5365921563553602E-5,4.9536559808889382E-3]
[2004,1,16,20,4.9220033183435367E-3,8.5701134999355744E-4,9.1829924615764421E-4,2.2344489247311912E-6,8.0172213000000928E-5,6.7797205764194707E-3,null,3.6157510478205903E-3,5.4781482260723752E-4,5.9691375533898279E-4,1.043458781362036E-6,3.5365921563553602E-5,4.7968890061117261E-3]
[2004,1,16,21,4.5279825090339815E-3,1.0963994922215824E-3,9.9777891100384067E-4,2.2344489247311912E-6,8.0172213000000928E-5,6.7045675741841367E-3,null,3.326299565978923E-3,7.0083540123773934E-4,6.48577203191016E-4,1.043458781362036E-6,3.5365921563553602E-5,4.7121215507525942E-3]
[2004,1,16,22,4.3394855837050423E-3,1.0865971761730433E-3,9.7137556633389082E-4,2.2344489247311912E-6,8.0172213000000928E-5,6.479864988136708E-3,null,3.1878279089751554E-3,6.9456961021022157E-4,6.3141447580515066E-4,1.043458781362036E-6,3.5365921563553602E-5,4.5502213753354434E-3]
[2004,1,16,23,4.0200962137999056E-3,1.1820753538581228E-3,9.7103709383557332E-4,2.2344489247311912E-6,8.0172213000000928E-5,6.2556153234183337E-3,null,2.9532014013916729E-3,7.5560072837663487E-4,6.3119446158767733E-4,1.043458781362036E-6,3.5365921563553602E-5,4.376405971700901E-3]
[2004,1,16,24,3.5899309527954717E-3,1.226301324279929E-3,9.7306437571502229E-4,2.2344489247311912E-6,8.0172213000000928E-5,5.8717033147151557E-3,null,2.6371978571810917E-3,7.8387064818742484E-4,6.3251223729625589E-4,1.043458781362036E-6,3.5365921563553602E-5,4.0899901230096875E-3]
[2004,1,17,1,3.2294849216247716E-3,1.2528311921576345E-3,9.6684785010751439E-4,2.2344489247311912E-6,8.0172213000000928E-5,5.5315706258146531E-3,null,{"$f":"E387*T$5","v":2.3724107307622412E-3},{"$f":"F387*U$5","v":8.0082894735735745E-4},{"$f":"G387*V$5","v":6.2847136536799836E-4},{"$f":"H387*W$5","v":1.043458781362036E-6},{"$f":"I387*X$5","v":3.5365921563553602E-5},{"$f":"SUM(L387:P387)","v":3.8381204238325125E-3}]
[2004,1,17,2,3.0651407742665433E-3,1.3025532209976415E-3,9.816119742546345E-4,2.2344489247311912E-6,8.0172213000000928E-5,{"$f":"SUM(E388:I388)","v":5.431712631443552E-3},null,2.2516819371023299E-3,8.3261203215415178E-4,6.3806835548404551E-4,1.043458781362036E-6,3.5365921563553602E-5,3.7587717050854424E-3]
[2004,1,17,3,3.1123340516913994E-3,1.1875951192187875E-3,9.2546471193739118E-4,2.2344489247311912E-6,8.0172213000000928E-5,5.3078005447723103E-3,null,2.2863505732779832E-3,7.5912904720451123E-4,6.0157145826669214E-4,1.043458781362036E-6,3.5365921563553602E-5,3.6834604590941025E-3]
[2004,1,17,4,3.2056450887315369E-3,1.1851269583033625E-3,9.1640388750098534E-4,2.2344489247311912E-6,8.0172213000000928E-5,5.3895825964606174E-3,null,2.3548977598866769E-3,7.5755136082490877E-4,5.9568173249001019E-4,1.043458781362036E-6,3.5365921563553602E-5,3.7445402335465113E-3]
[2004,1,17,5,3.3357216986613335E-3,1.1586241625905548E-3,9.0131777577134029E-4,2.2344489247311912E-6,8.0172213000000928E-5,5.47807029894796E-3,null,2.4504532904767893E-3,7.406103665987333E-4,5.8587544369723902E-4,1.043458781362036E-6,3.5365921563553602E-5,3.8133484811176772E-3]
[2004,1,17,6,3.4185209004822213E-3,1.2464937066178291E-3,9.4217316553609528E-4,2.2344489247311912E-6,8.0172213000000928E-5,5.6895944345608778E-3,null,2.5112783816803727E-3,7.967779292269786E-4,6.1243230327472282E-4,1.043458781362036E-6,3.5365921563553602E-5,3.9568979945269894E-3]
[2004,1,17,7,3.9115719890505099E-3,1.1361736107672359E-3,9.1572598044910715E-4,2.2344489247311912E-6,8.0172213000000928E-5,6.0458782421915856E-3,null,2.8734784605539162E-3,7.2625962892808467E-4,5.9524107869899322E-4,1.043458781362036E-6,3.5365921563553602E-5,4.2313885485259096E-3]
[2004,1,17,8,4.1067228189890026E-3,1.1656359273651362E-3,9.758839987864344E-4,2.2344489247311912E-6,6.815279482704078E-5,6.3186299888923448E-3,null,3.0168381399762034E-3,7.4509239437605497E-4,6.3434505138517013E-4,1.043458781362036E-6,3.0063862602745641E-5,4.4273829071215364E-3]
[2004,1,17,9,4.3876817795817334E-3,1.2163785101569201E-3,1.024592638760913E-3,2.2344489247311912E-6,0,6.6308873774242969E-3,null,3.2232332987059287E-3,7.7752783293929346E-4,6.660066881841502E-4,1.043458781362036E-6,0,4.6678112786107343E-3]
[2004,1,17,10,4.5388034477018783E-3,1.1616700601592511E-3,1.0039850719850735E-3,2.2344489247311912E-6,0,6.7066930287709332E-3,null,3.3342487317547837E-3,7.4255735112383652E-4,6.5261133789497718E-4,1.043458781362036E-6,0,4.7304608795549598E-3]
[2004,1,17,11,4.6004918347045589E-3,9.7210382319379859E-4,9.2820984973086525E-4,2.2344489247311912E-6,0,6.5030399565539545E-3,null,3.3795656150474125E-3,6.2138369983400041E-4,6.0335585536391487E-4,1.043458781362036E-6,0,4.6053486290266897E-3]
[2004,1,17,12,4.2001863306662338E-3,1.1628428809684773E-3,1.0016191385316836E-3,2.2344489247311912E-6,0,6.3668827990911257E-3,null,3.085497335921986E-3,7.4330703620509135E-4,6.5107343156601703E-4,1.043458781362036E-6,0,4.4809212624744559E-3]
[2004,1,17,13,3.9849492697905066E-3,1.1473546396624133E-3,9.7577397364124303E-4,2.2344489247311912E-6,0,6.1103123320188938E-3,null,2.9273821177767962E-3,7.3340671439063316E-4,6.3427353273493416E-4,1.043458781362036E-6,0,4.296105823683726E-3]
[2004,1,17,14,3.5592327522167158E-3,1.3091716054259724E-3,1.0522021842890028E-3,2.2344489247311912E-6,0,5.9228409908564216E-3,null,2.6146466633419543E-3,8.368426051699933E-4,6.8395347140686618E-4,1.043458781362036E-6,0,4.1364861987001752E-3]
[2004,1,17,15,3.4343709496020584E-3,1.3016397182000611E-3,1.0500419278223531E-3,2.2344489247311912E-6,0,5.7882870445492042E-3,null,2.5229219804360813E-3,8.3202810713027498E-4,6.8254925942978057E-4,1.043458781362036E-6,0,4.0385428057774985E-3]
[2004,1,17,16,3.6362927749447604E-3,1.2242755837354414E-3,1.0034756082461004E-3,2.2344489247311912E-6,0,5.8662784158510332E-3,null,2.6712556983024948E-3,7.8257576370656563E-4,6.5228017578751387E-4,1.043458781362036E-6,0,4.1071550965779361E-3]
[2004,1,17,17,4.0086923899492755E-3,1.2412697960453092E-3,1.014681766712409E-3,2.2344489247311912E-6,0,6.2668784016317244E-3,null,2.9448240425460569E-3,7.9343872532539365E-4,6.5956441364465755E-4,1.043458781362036E-6,0,4.3988706402974696E-3]
[2004,1,17,18,4.5031892384013667E-3,1.284254136502349E-3,1.02683947993785E-3,2.2344489247311912E-6,6.146536332672478E-5,6.8779826670930209E-3,null,3.308086190556221E-3,8.2091497618547778E-4,6.6746718203752908E-4,1.043458781362036E-6,2.7113873210513065E-5,4.8246256807711026E-3]
[2004,1,17,19,4.456042762810866E-3,1.2394890673873581E-3,1.0083491191054154E-3,2.2344489247311912E-6,8.0172213000000928E-5,6.786287611228372E-3,null,3.2734519354588936E-3,7.9230045620693401E-4,6.5544805998309736E-4,1.043458781362036E-6,3.5365921563553602E-5,4.7576098319938405E-3]
[2004,1,17,20,4.4150684603017224E-3,1.1090088296799219E-3,9.4743236157438719E-4,2.2344489247311912E-6,8.0172213000000928E-5,6.5539163134807638E-3,null,3.2433518181592953E-3,7.0889548347934203E-4,6.1585089091967206E-4,1.043458781362036E-6,3.5365921563553602E-5,4.6045075729032247E-3]
[2004,1,17,21,4.1153150448921486E-3,1.2470692132447389E-3,9.8375601904048806E-4,2.2344489247311912E-6,8.0172213000000928E-5,6.4285469391021071E-3,null,3.0231500718874696E-3,7.9714580190536522E-4,6.3946202952885585E-4,1.043458781362036E-6,3.5365921563553602E-5,4.4961672836666055E-3]
[2004,1,17,22,4.0136052214945501E-3,1.1579406848949195E-3,9.3857876752799366E-4,2.2344489247311912E-6,8.0172213000000928E-5,6.1925313358421955E-3,null,2.9484330559210359E-3,7.4017347715427822E-4,6.1009586923954705E-4,1.043458781362036E-6,3.5365921563553602E-5,4.3351117826597764E-3]
[2004,1,17,23,3.9646612685588813E-3,1.0525773761151361E-3,8.7932040427610636E-4,2.2344489247311912E-6,8.0172213000000928E-5,5.9789657108748565E-3,null,2.9124783566521241E-3,6.7282363131041325E-4,5.7157669121350599E-4,1.043458781362036E-6,3.5365921563553602E-5,4.1932880595209584E-3]
[2004,1,17,24,3.1873300041587397E-3,1.3468380098692371E-3,9.8846908316735328E-4,2.2344489247311912E-6,8.0172213000000928E-5,5.6050437591200625E-3,null,2.3414433223432861E-3,8.6091954962177282E-4,6.4252561998577064E-4,1.043458781362036E-6,3.5365921563553602E-5,3.8812978722957453E-3]
[2004,1,18,1,2.6858503020431865E-3,1.3793821910810661E-3,9.6866516273287195E-4,2.2344489247311912E-6,8.0172213000000928E-5,5.1163043177818567E-3,null,1.9730515027710687E-3,8.8172229028278027E-4,6.2965265666096862E-4,1.043458781362036E-6,3.5365921563553602E-5,3.5208358300597331E-3]
[2004,1,18,2,2.6891649840999131E-3,1.3178575452527813E-3,9.45398774847291E-4,2.2344489247311912E-6,8.0172213000000928E-5,5.0348279661247171E-3,null,1.97548650013792E-3,8.4239479136383557E-4,6.1452901692798836E-4,1.043458781362036E-6,3.5365921563553602E-5,3.4688196887746594E-3]
[2004,1,18,3,2.6080102452846515E-3,1.3557160579050448E-3,9.5190719750879674E-4,2.2344489247311912E-6,8.0172213000000928E-5,4.9980401626232253E-3,null,1.9158694472982153E-3,8.6659453433448534E-4,6.1875962805880242E-4,1.043458781362036E-6,3.5365921563553602E-5,3.4376329900364187E-3]
[2004,1,18,4,2.7686011963589533E-3,1.2913944879891551E-3,9.1742550600940466E-4,2.2344489247311912E-6,8.0172213000000928E-5,5.059827852282245E-3,null,2.0338411068160775E-3,8.2547919856494503E-4,5.9634580593114167E-4,1.043458781362036E-6,3.5365921563553602E-5,3.4920754916570795E-3]
[2004,1,18,5,2.8817202156961588E-3,1.2908306540840764E-3,9.1834117824674758E-4,2.2344489247311912E-6,8.0172213000000928E-5,5.1732987099517153E-3,null,2.1169394280164356E-3,8.2511878726970029E-4,5.969410120756954E-4,1.043458781362036E-6,3.5365921563553602E-5,3.5754086077067473E-3]
[2004,1,18,6,2.9534508950200241E-3,1.2825738823906831E-3,9.2248411110495174E-4,2.2344489247311912E-6,8.0172213000000928E-5,5.2409155504403908E-3,null,2.1696334759784826E-3,8.1984093194076117E-4,5.996340052594046E-4,1.043458781362036E-6,3.5365921563553602E-5,3.6255177935235637E-3]
[2004,1,18,7,2.9983874118502821E-3,1.300428820601288E-3,9.4375943106793576E-4,2.2344489247311912E-6,8.0172213000000928E-5,5.3249823254442382E-3,null,2.2026442740835706E-3,8.3125408278010462E-4,6.1346340911471733E-4,1.043458781362036E-6,3.5365921563553602E-5,3.6837711463233078E-3]
[2004,1,18,8,3.3184354956869453E-3,1.1971267173973336E-3,9.3609380633467669E-4,2.2344489247311912E-6,6.6816591250316696E-5,5.520707059594003E-3,null,2.4377546792660764E-3,7.6522179121004048E-4,6.0848059238510018E-4,1.043458781362036E-6,2.9474430564897774E-5,3.8419749522074767E-3]
[2004,1,18,9,3.6123280614227225E-3,1.1250550339944733E-3,9.1839487469629727E-4,2.2344489247311912E-6,0,5.6580124190382247E-3,null,2.6536509889141251E-3,7.1915246382173962E-4,5.969759158932507E-4,1.043458781362036E-6,0,3.9708228274104775E-3]
[2004,1,18,10,3.6597467176835417E-3,1.1338966135700347E-3,9.5760054058202486E-4,2.2344489247311912E-6,0,5.7534783207603326E-3,null,2.6884851905535916E-3,7.2480413733433705E-4,6.2246042037513458E-4,1.043458781362036E-6,0,4.0367932070444253E-3]
[2004,1,18,11,3.5456128108692811E-3,1.1931884237108485E-3,9.7202819028316617E-4,2.2344489247311912E-6,0,5.7130638737880272E-3,null,2.6046413232368982E-3,7.6270437337508032E-4,6.3183869504960296E-4,1.043458781362036E-6,0,4.0002278504429429E-3]
[2004,1,18,12,3.4130486884909285E-3,1.2023677633877388E-3,9.7416963206771174E-4,2.2344489247311912E-6,0,5.59182053287111E-3,null,2.5072584420416338E-3,7.6857194833401766E-4,6.3323067708901044E-4,1.043458781362036E-6,0,3.9101045262460235E-3]
[2004,1,18,13,3.2703351881309016E-3,1.2207486224662843E-3,9.6883983789601471E-4,2.2344489247311912E-6,0,5.4621580974179313E-3,null,2.4024197300192749E-3,7.8032127587274592E-4,6.2976619917778139E-4,1.043458781362036E-6,0,3.8135506638511639E-3]
[2004,1,18,14,3.1400256033058201E-3,1.1180465877996734E-3,9.4835486267317302E-4,2.2344489247311912E-6,0,5.208661502703397E-3,null,2.3066930538270043E-3,7.1467255733160325E-4,6.1645053596728005E-4,1.043458781362036E-6,0,3.6388596059072492E-3]
[2004,1,18,15,2.8119561227563641E-3,1.0727621568786434E-3,9.2235768655213302E-4,2.2344489247311912E-6,0,4.8093104151118718E-3,null,2.0656900533548581E-3,6.8572605330681957E-4,5.995518266505189E-4,1.043458781362036E-6,0,3.3520113920935584E-3]
[2004,1,18,16,2.9108712698071083E-3,1.0472561205128079E-3,9.0387047136062347E-4,2.2344489247311912E-6,0,4.8642323106052703E-3,null,2.1383540731577584E-3,6.6942220297010126E-4,5.875347493286135E-4,1.043458781362036E-6,0,3.3963544842378355E-3]
[2004,1,18,17,3.2942587864415677E-3,1.0931577318594632E-3,9.2147142383815607E-4,2.2344489247311912E-6,0,5.3111223910639171E-3,null,2.4199942357773373E-3,6.9876321820571438E-4,5.9897573731250572E-4,1.043458781362036E-6,0,3.718776650076919E-3]
[2004,1,18,18,3.7397927607106174E-3,1.087277047863505E-3,9.1041806056984414E-4,2.2344489247311912E-6,6.0129159750000696E-5,5.7998514778186978E-3,null,2.7472877847880151E-3,6.9500419464076481E-4,5.917908195362786E-4,1.043458781362036E-6,2.6524441172665202E-5,4.0616506989190858E-3]
[2004,1,18,19,3.8181583678684873E-3,1.1284760582601203E-3,9.3505857278716406E-4,2.2344489247311912E-6,8.0172213000000928E-5,5.9640996608405035E-3,null,2.8048559146464733E-3,7.2133923509522919E-4,6.0780766888321968E-4,1.043458781362036E-6,3.5365921563553602E-5,4.1704121989698381E-3]
[2004,1,18,20,3.8984675890764305E-3,1.0605473971587564E-3,8.8874020246458693E-4,2.2344489247311912E-6,8.0172213000000928E-5,5.9301618506245055E-3,null,2.8638518421075709E-3,6.7791819121819006E-4,5.7769975745226019E-4,1.043458781362036E-6,3.5365921563553602E-5,4.1558791711229365E-3]
[2004,1,18,21,3.7916399487288518E-3,1.1098761321439764E-3,9.0323384251019966E-4,2.2344489247311912E-6,8.0172213000000928E-5,5.8871565853077599E-3,null,2.7853752285133828E-3,7.0944987654017661E-4,5.8712092723363341E-4,1.043458781362036E-6,3.5365921563553602E-5,4.1183554126321088E-3]
[2004,1,18,22,3.5629453914102242E-3,1.0988826018818196E-3,8.8761201364104193E-4,2.2344489247311912E-6,8.0172213000000928E-5,5.6318466688578175E-3,null,2.6173740038547243E-3,7.0242264308470839E-4,5.7696641107284031E-4,1.043458781362036E-6,3.5365921563553602E-5,3.9331724383571878E-3]
[2004,1,18,23,3.123827195921271E-3,1.2541843048694756E-3,9.4306138505585745E-4,2.2344489247311912E-6,8.0172213000000928E-5,5.4034795477713362E-3,null,2.2947935477345503E-3,8.0169387779288842E-4,6.1300966457750617E-4,1.043458781362036E-6,3.5365921563553602E-5,3.7459064704498603E-3]
[2004,1,18,24,2.7854676659384669E-3,1.2726134858152222E-3,9.3540208534525213E-4,2.2344489247311912E-6,8.0172213000000928E-5,5.0758898990236733E-3,null,2.0462313778319219E-3,8.1347409341158089E-4,6.0803095924517132E-4,1.043458781362036E-6,3.5365921563553602E-5,3.5041458108335897E-3]
[2004,1,19,1,2.3899667132087476E-3,8.4501908916869697E-4,6.9715240767544303E-4,2.2344489247311912E-6,8.0172213000000928E-5,4.0145448719776195E-3,null,1.7556925683766304E-3,5.4014918523092974E-4,4.5316367562140363E-4,1.043458781362036E-6,3.5365921563553602E-5,2.7854148095738792E-3]
[2004,1,19,2,2.3369264373335101E-3,8.2479776171536998E-4,6.8850970751735765E-4,2.2344489247311912E-6,8.0172213000000928E-5,3.9326405684909698E-3,null,1.7167286708193396E-3,5.2722340202886306E-4,4.4754573938850603E-4,1.043458781362036E-6,3.5365921563553602E-5,2.7279071925816242E-3]
[2004,1,19,3,2.2974236946885301E-3,7.8233104323906276E-4,6.6950096069694166E-4,2.2344489247311912E-6,8.0172213000000928E-5,3.8316623605492662E-3,null,1.6877095755704476E-3,5.0007802309195092E-4,4.3518965557776687E-4,1.043458781362036E-6,3.5365921563553602E-5,2.6593866345850808E-3]
[2004,1,19,4,2.4071079179969149E-3,7.6438829346337357E-4,6.5596181546958557E-4,2.2344489247311912E-6,8.0172213000000928E-5,3.909864688854606E-3,null,1.7682846625230808E-3,4.8860874175101062E-4,4.2638892743216886E-4,1.043458781362036E-6,3.5365921563553602E-5,2.719691712051176E-3]
[2004,1,19,5,2.5155661513052946E-3,7.1609413303139516E-4,6.441547193369654E-4,2.2344489247311912E-6,8.0172213000000928E-5,3.9582216655983868E-3,null,1.8479591254126186E-3,4.5773837237934634E-4,4.1871406749771915E-4,1.043458781362036E-6,3.5365921563553602E-5,2.7608209456345999E-3]
[2004,1,19,6,2.6936906363082321E-3,7.0690985274093898E-4,6.5282366524754224E-4,2.2344489247311912E-6,8.0172213000000928E-5,4.1358308162214455E-3,null,1.9788110878425475E-3,4.5186763930430687E-4,4.2434906401978386E-4,1.043458781362036E-6,3.5365921563553602E-5,2.8914371715115538E-3]
[2004,1,19,7,3.1548781335413623E-3,6.4612405738502315E-4,6.8135361297172556E-4,2.2344489247311912E-6,8.0172213000000928E-5,4.564762465822843E-3,null,2.3176038656019184E-3,4.1301242495948962E-4,4.4289412795936982E-4,1.043458781362036E-6,3.5365921563553602E-5,3.2099197988656935E-3]
[2004,1,19,8,3.0697106719289762E-3,8.7178879364333667E-4,8.6487675677077505E-4,2.2344489247311912E-6,6.5480387753764823E-5,4.8740910590215833E-3,null,2.2550390279437345E-3,5.5726079163863156E-4,5.6218801763103881E-4,1.043458781362036E-6,2.888499856241583E-5,3.4044162945571829E-3]
[2004,1,19,9,3.1192140900923224E-3,1.0449945628578407E-3,9.884791285475101E-4,2.2344489247311912E-6,0,5.1549222304224044E-3,null,2.2914047157578292E-3,6.6797658056897292E-4,6.4253214969339941E-4,1.043458781362036E-6,0,3.6029569048015636E-3]
[2004,1,19,10,2.9284336053891839E-3,1.0974985944890246E-3,1.0321726691152082E-3,2.2344489247311912E-6,0,5.060339317918148E-3,null,2.1512555340418679E-3,7.0153796429442536E-4,6.7093386677358907E-4,1.043458781362036E-6,0,3.5247708238912443E-3]
[2004,1,19,11,2.8377622225964068E-3,1.1179088706898459E-3,1.0571058672925139E-3,2.2344489247311912E-6,0,5.0150114095034977E-3,null,2.0846474628692015E-3,7.1458452643902441E-4,6.871409681285124E-4,1.043458781362036E-6,0,3.4874164162181E-3]
[2004,1,19,12,2.6881926230585915E-3,1.078074023448475E-3,1.0307542573904946E-3,2.2344489247311912E-6,0,4.7992553528222919E-3,null,1.9747721943509013E-3,6.8912148003330055E-4,6.7001186942603787E-4,1.043458781362036E-6,0,3.3349490025916017E-3]
[2004,1,19,13,2.5230627980734254E-3,1.0820718772993107E-3,1.0198870896320164E-3,2.2344489247311912E-6,0,4.6272562139294832E-3,null,1.8534662343383664E-3,6.9167696964043545E-4,6.6294798263341127E-4,1.043458781362036E-6,0,3.2091346453935752E-3]
[2004,1,19,14,2.4359860619391303E-3,9.8879071561739306E-4,9.8538653490099306E-4,2.2344489247311912E-6,0,4.4123977613822474E-3,null,1.7894988252257016E-3,6.3205021785965577E-4,6.4052189900986245E-4,1.043458781362036E-6,0,3.063114400876582E-3]
[2004,1,19,15,2.3415200021345631E-3,1.0065355142500215E-3,9.9108686512182592E-4,2.2344489247311912E-6,0,4.3413768304311415E-3,null,1.7201031477687434E-3,6.4339296578849888E-4,6.4422723311857136E-4,1.043458781362036E-6,0,3.0087668054571753E-3]
[2004,1,19,16,2.4302607987491819E-3,1.0731475927378943E-3,9.9628877495346047E-4,2.2344489247311912E-6,0,4.5019316153652681E-3,null,1.7852929917389678E-3,6.8597242983014519E-4,6.4760858352861262E-4,1.043458781362036E-6,0,3.1199174638790877E-3]
[2004,1,19,17,2.9230694298485538E-3,1.0343721205636508E-3,9.7298253032591854E-4,2.2344489247311912E-6,0,4.9326585296628539E-3,null,{"$f":"E451*T$5","v":2.1473149590204243E-3},{"$f":"F451*U$5","v":6.6118655224427106E-4},{"$f":"G451*V$5","v":6.324590360780566E-4},{"$f":"H451*W$5","v":1.043458781362036E-6},{"$f":"I451*X$5","v":0},{"$f":"SUM(L451:P451)","v":3.4420040061241136E-3}]
[2004,1,19,18,3.7209257401744781E-3,8.1664296342902223E-4,8.5633227137655872E-4,2.2344489247311912E-6,5.7456752676724746E-5,{"$f":"SUM(E452:I452)","v":5.4535921765815152E-3},null,2.7334278897695459E-3,5.2201072966849473E-4,5.5663392305300053E-4,1.043458781362036E-6,2.534557713233539E-5,3.8384615784047386E-3]
[2004,1,19,19,4.0956651416399984E-3,6.2126567027108199E-4,7.5411055284339736E-4,2.2344489247311912E-6,8.0172213000000928E-5,5.5534480266792099E-3,null,3.008715063684865E-3,3.9712256197549519E-4,4.9018766368586722E-4,1.043458781362036E-6,3.5365921563553602E-5,3.9324346696911431E-3]
[2004,1,19,20,3.7789892952113627E-3,8.2824198815416848E-4,8.1814597347532243E-4,2.2344489247311912E-6,8.0172213000000928E-5,5.5077839187655858E-3,null,2.7760819365846663E-3,5.2942500448792471E-4,5.3181202912452939E-4,1.043458781362036E-6,3.5365921563553602E-5,3.8737283505420363E-3]
[2004,1,19,21,3.6284302054257413E-3,8.6430887558694501E-4,8.1191318479335601E-4,2.2344489247311912E-6,8.0172213000000928E-5,5.3870589277307743E-3,null,2.6654797789992702E-3,5.5247951309055901E-4,5.2776058585703904E-4,1.043458781362036E-6,3.5365921563553602E-5,3.7821292582917838E-3]
[2004,1,19,22,3.4814038183676238E-3,8.8242843708353862E-4,8.0270484912989314E-4,2.2344489247311912E-6,8.0172213000000928E-5,5.2489437665057884E-3,null,2.5574727788655171E-3,5.6406181520015416E-4,5.217749746912907E-4,1.043458781362036E-6,3.5365921563553602E-5,3.6797189491018776E-3]
[2004,1,19,23,2.9997543831880654E-3,8.7943421556872152E-4,7.7213682427902089E-4,2.2344489247311912E-6,8.0172213000000928E-5,4.7337320849605395E-3,null,2.2036484643953714E-3,5.6214786280267581E-4,5.0190511790617774E-4,1.043458781362036E-6,3.5365921563553602E-5,3.3041108254491408E-3]
[2004,1,19,24,2.5112296882698042E-3,8.9490043971642735E-4,7.5803282573186262E-4,2.2344489247311912E-6,8.0172213000000928E-5,4.2465696156428262E-3,null,1.8447735178966761E-3,5.7203411091122532E-4,4.927372232647457E-4,1.043458781362036E-6,3.5365921563553602E-5,2.9459542324175628E-3]
[2004,1,20,1,2.6608718977587154E-3,9.9791420074453983E-4,8.0688215152920333E-4,2.2344489247311912E-6,8.0172213000000928E-5,4.5480749119571912E-3,null,1.9547021263844515E-3,6.3788208973221058E-4,5.2449030879702155E-4,1.043458781362036E-6,3.5365921563553602E-5,3.1534839052585993E-3]
[2004,1,20,2,2.6556644347079791E-3,9.4842510261284674E-4,7.9409058505564511E-4,2.2344489247311912E-6,8.0172213000000928E-5,4.4805867843012029E-3,null,1.9508766738675844E-3,6.0624789782307259E-4,5.1617552250883905E-4,1.043458781362036E-6,3.5365921563553602E-5,3.1097094745444116E-3]
[2004,1,20,3,2.674142630549227E-3,9.6559369954434936E-4,7.9174655900082812E-4,2.2344489247311912E-6,8.0172213000000928E-5,4.5138895510191367E-3,null,1.9644509345199137E-3,6.1722232877141066E-4,5.1465185644807758E-4,1.043458781362036E-6,3.5365921563553602E-5,3.1327345000843171E-3]
[2004,1,20,4,2.8335808058032935E-3,9.1669128857548813E-4,7.6358393229714288E-4,2.2344489247311912E-6,8.0172213000000928E-5,4.5962626886006568E-3,null,2.0815757538163596E-3,5.8596315631100591E-4,4.9634555886997767E-4,1.043458781362036E-6,3.5365921563553602E-5,3.2002938493422587E-3]
[2004,1,20,5,2.9481539820639681E-3,8.8008097977246898E-4,7.5235280005102789E-4,2.2344489247311912E-6,8.0172213000000928E-5,4.6629944238121973E-3,null,2.1657423126995598E-3,5.6256128441902582E-4,4.8904508753256964E-4,1.043458781362036E-6,3.5365921563553602E-5,3.2537580649960708E-3]
[2004,1,20,6,3.2089757983171656E-3,9.2037948802542165E-4,7.914482550399136E-4,2.2344489247311912E-6,8.0172213000000928E-5,5.0032102033072332E-3,null,2.3573445312306419E-3,5.8832071006734838E-4,5.1445795262175195E-4,1.043458781362036E-6,3.5365921563553602E-5,3.4965325742646576E-3]
[2004,1,20,7,3.5796423657479233E-3,8.820591345144196E-4,8.3072891497598265E-4,2.2344489247311912E-6,8.0172213000000928E-5,5.3748370771630576E-3,null,2.6296397620333041E-3,5.6382575132376341E-4,5.3999120480805211E-4,1.043458781362036E-6,3.5365921563553602E-5,3.769866098510035E-3]
[2004,1,20,8,3.5953285814729298E-3,1.0680408286153403E-3,9.9469138763431052E-4,2.2344489247311912E-6,6.5480387753764823E-5,5.7257756344010766E-3,null,2.6411630071990792E-3,6.8270810773929434E-4,6.4657024829378111E-4,1.043458781362036E-6,2.888499856241583E-5,4.000369820575932E-3]
[2004,1,20,9,3.4802614843290496E-3,1.1905862777672515E-3,1.1078193634166283E-3,2.2344489247311912E-6,0,5.7809015744376604E-3,null,2.556633609277487E-3,7.610410417068352E-4,7.2010580344170332E-4,1.043458781362036E-6,0,4.0388239132073877E-3]
[2004,1,20,10,3.2724321746800144E-3,1.2335849189524361E-3,1.1442330807074927E-3,2.2344489247311912E-6,0,5.6524846232646735E-3,null,2.4039601965370368E-3,7.8852643381207546E-4,7.4377548282442011E-4,1.043458781362036E-6,0,3.9373055719548944E-3]
[2004,1,20,11,3.1204326781792903E-3,1.2489274106068733E-3,1.1481843336389602E-3,2.2344489247311912E-6,0,5.5197788713498546E-3,null,2.2922999023043105E-3,7.9833359020981952E-4,7.4634388003860179E-4,1.043458781362036E-6,0,3.8380208313340937E-3]
[2004,1,20,12,2.957696591979554E-3,1.2036437453177415E-3,1.1261136453608008E-3,2.2344489247311912E-6,0,5.2896884315828275E-3,null,2.1727524058607396E-3,7.6938757558870881E-4,7.3199747010942433E-4,1.043458781362036E-6,0,3.6751809103402347E-3]
[2004,1,20,13,2.8189765662696158E-3,1.2168495945043913E-3,1.115263572752707E-3,2.2344489247311912E-6,0,5.1533241824514454E-3,null,2.0708473387826437E-3,7.7782895729224975E-4,7.249446955228207E-4,1.043458781362036E-6,0,3.574664450379076E-3]
[2004,1,20,14,2.6321745972017604E-3,1.1847152661708658E-3,1.1034787036499358E-3,2.2344489247311912E-6,0,4.9226030159472932E-3,null,1.9336208129745792E-3,7.5728820088830551E-4,7.172842836235977E-4,1.043458781362036E-6,0,3.4092367562678443E-3]
[2004,1,20,15,2.7032704747425289E-3,1.0950598120212085E-3,1.0631276976582542E-3,2.2344489247311912E-6,0,4.8636924333467224E-3,null,1.9858485294321679E-3,6.999790570699244E-4,6.9105528406927851E-4,1.043458781362036E-6,0,3.3779263293527329E-3]
[2004,1,20,16,2.9563310381818327E-3,1.0758993703778156E-3,1.0343413496957132E-3,2.2344489247311912E-6,0,5.0688062071800929E-3,null,2.1717492568875223E-3,6.8773140837772152E-4,6.7234355460122968E-4,1.043458781362036E-6,0,3.5328676786478353E-3]
[2004,1,20,17,3.3832297881632653E-3,1.0500626406640581E-3,1.0091954272375505E-3,2.2344489247311912E-6,0,5.4447223049896055E-3,null,2.4853531906366241E-3,6.7121617377201921E-4,6.5599817800556166E-4,1.043458781362036E-6,0,3.8136110011955673E-3]
[2004,1,20,18,3.9484504305294888E-3,1.0004896801492184E-3,9.6812360717203724E-4,2.2344489247311912E-6,5.6120549100000649E-5,5.9754187158754758E-3,null,2.9005697188882328E-3,6.3952837573905662E-4,6.2930063419672818E-4,1.043458781362036E-6,2.4756145094487519E-5,4.1951983326998666E-3]
[2004,1,20,19,4.3099362862037876E-3,8.1891373916080559E-4,8.793342543478638E-4,2.2344489247311912E-6,8.0172213000000928E-5,6.0905909416371891E-3,null,3.1661207104033183E-3,5.2346224440595656E-4,5.7158569405041241E-4,1.043458781362036E-6,3.5365921563553602E-5,4.297578029204603E-3]
[2004,1,20,20,4.2554294742070935E-3,8.3775058296527269E-4,8.6050898102650695E-4,2.2344489247311912E-6,8.0172213000000928E-5,6.0360957001236049E-3,null,3.1260794812851037E-3,5.3550304438754605E-4,5.5934887185922358E-4,1.043458781362036E-6,3.5365921563553602E-5,4.2573407778767882E-3]
[2004,1,20,21,3.9707548823321335E-3,9.3488508147080644E-4,8.7964342737849603E-4,2.2344489247311912E-6,8.0172213000000928E-5,5.867690053106168E-3,null,2.916954784025413E-3,5.9759290827120638E-4,5.7178666299984417E-4,1.043458781362036E-6,3.5365921563553602E-5,4.1227437356413784E-3]
[2004,1,20,22,3.6601187632822494E-3,9.6797519444477358E-4,8.7525269161323313E-4,2.2344489247311912E-6,8.0172213000000928E-5,5.5857533112649883E-3,null,2.6887584988340534E-3,6.1874461690263061E-4,5.6893259273319561E-4,1.043458781362036E-6,3.5365921563553602E-5,3.9128450888147948E-3]
[2004,1,20,23,3.3313231130647088E-3,9.6453976388857614E-4,8.3686687952013795E-4,2.2344489247311912E-6,8.0172213000000928E-5,5.2151364183981551E-3,null,2.4472220471290552E-3,6.1654863690687324E-4,5.4398101039868009E-4,1.043458781362036E-6,3.5365921563553602E-5,3.6441610747795241E-3]
[2004,1,20,24,2.9338703560964738E-3,9.5150474071143451E-4,8.0634668794686256E-4,2.2344489247311912E-6,8.0172213000000928E-5,4.7741284466795032E-3,null,2.1552494234798047E-3,6.0821644981329422E-4,5.2414224624647526E-4,1.043458781362036E-6,3.5365921563553602E-5,3.32401749988449E-3]
[2004,1,21,1,2.117751133609336E-3,6.5591668304686385E-4,6.0099260014950774E-4,2.2344489247311912E-6,8.0172213000000928E-5,3.4570670787304391E-3,null,1.5557203815433822E-3,4.1927202174294023E-4,3.9065778545199569E-4,1.043458781362036E-6,3.5365921563553602E-5,2.4020595690832335E-3]
[2004,1,21,2,2.1210503900765936E-3,6.0533072620181782E-4,5.7858327661482461E-4,2.2344489247311912E-6,8.0172213000000928E-5,3.3873710548179676E-3,null,1.558144047123626E-3,3.8693670089136155E-4,3.7609125550909988E-4,1.043458781362036E-6,3.5365921563553602E-5,2.3575813838690031E-3]
[2004,1,21,3,2.0723167512905682E-3,5.8672993548304587E-4,5.6334244255533557E-4,2.2344489247311912E-6,8.0172213000000928E-5,3.3047957912536812E-3,null,1.5223438466548495E-3,3.750467896690248E-4,3.6618439395932342E-4,1.043458781362036E-6,3.5365921563553602E-5,2.2999844106281133E-3]
[2004,1,21,4,2.2232202226456911E-3,5.2457883960540716E-4,5.315971556034124E-4,2.2344489247311912E-6,8.0172213000000928E-5,3.3618028797792426E-3,null,1.6331989902583848E-3,3.3531885425333862E-4,3.4554929213595432E-4,1.043458781362036E-6,3.5365921563553602E-5,2.3504765169925935E-3]
[2004,1,21,5,2.3358752974157967E-3,4.7990852676774631E-4,5.1503246497716095E-4,2.2344489247311912E-6,8.0172213000000928E-5,3.4132229510854357E-3,null,1.7159564933109024E-3,3.0676490394316252E-4,3.3478189607294288E-4,1.043458781362036E-6,3.5365921563553602E-5,2.3939126736719236E-3]
[2004,1,21,6,2.5293043512108447E-3,4.828571059716877E-4,5.3418294675334956E-4,2.2344489247311912E-6,8.0172213000000928E-5,3.6287510658606138E-3,null,1.8580513393935672E-3,3.0864968107425031E-4,3.47230110575357E-4,1.043458781362036E-6,3.5365921563553602E-5,2.5503405113880902E-3]
[2004,1,21,7,2.9104719320919761E-3,4.3790699066310109E-4,5.5553740463273502E-4,2.2344489247311912E-6,8.0172213000000928E-5,3.9863229893125438E-3,null,2.1380607158256854E-3,2.7991687672558754E-4,3.6111095573487036E-4,1.043458781362036E-6,3.5365921563553602E-5,2.8154979286310585E-3]
[2004,1,21,8,2.8827985415841289E-3,6.2244070417366462E-4,7.2464501907168217E-4,2.2344489247311912E-6,6.4144184177040739E-5,4.2962628979312479E-3,null,2.1177315766004864E-3,3.97873661700027E-4,4.7103444920775937E-4,1.043458781362036E-6,2.8295566524567963E-5,3.015978712814203E-3]
[2004,1,21,9,2.7662447382452147E-3,7.5109384731946339E-4,8.3275002954506067E-4,2.2344489247311912E-6,0,4.3523230640344695E-3,null,2.0321100299876362E-3,4.8011072751112638E-4,5.4130497163563766E-4,1.043458781362036E-6,0,3.054569187915762E-3]
[2004,1,21,10,2.5707239292277733E-3,8.078537833250541E-4,8.7321653492575453E-4,2.2344489247311912E-6,0,4.2540286964033126E-3,null,1.8884785603702076E-3,5.1639255070324002E-4,5.6760904821340327E-4,1.043458781362036E-6,0,2.9735236180682125E-3]
[2004,1,21,11,2.4283772513574138E-3,8.3514341168565605E-4,8.8060434061088899E-4,2.2344489247311912E-6,0,4.1463594525786903E-3,null,1.7839093196820993E-3,5.3383650044730457E-4,5.7241127673932242E-4,1.043458781362036E-6,0,2.8912005556500885E-3]
[2004,1,21,12,2.3401908674952118E-3,8.3062505085589771E-4,8.752036958727795E-4,2.2344489247311912E-6,0,4.0482540631486203E-3,null,1.719126752660065E-3,5.3094829478182747E-4,5.6890074447506829E-4,1.043458781362036E-6,0,2.8200192506983223E-3]
[2004,1,21,13,2.2091565478739657E-3,8.5324215786866837E-4,8.726371540372066E-4,2.2344489247311912E-6,0,3.937270308704572E-3,null,1.6228676793056756E-3,5.4540549708863826E-4,5.6723243849342157E-4,1.043458781362036E-6,0,2.7365490736690973E-3]
[2004,1,21,14,2.089690711630606E-3,8.5819198839307356E-4,8.8024160622567798E-4,2.2344489247311912E-6,0,3.8303587551740885E-3,null,1.5351069252716731E-3,5.4856950481232047E-4,5.7217549178689773E-4,1.043458781362036E-6,0,2.656895380652253E-3]
[2004,1,21,15,2.1443376225644406E-3,7.5375389215437611E-4,8.2463580037874613E-4,2.2344489247311912E-6,0,3.7249617640222939E-3,null,1.575251072418585E-3,4.8181106904029747E-4,5.3603055262286799E-4,1.043458781362036E-6,0,2.5941361528631123E-3]
[2004,1,21,16,2.3109195616480859E-3,6.8361447496903364E-4,7.8898864919195965E-4,2.2344489247311912E-6,0,3.7857571347338103E-3,null,1.6976237694350475E-3,4.3697687590685497E-4,5.1285915727317783E-4,1.043458781362036E-6,0,2.6485032613964418E-3]
[2004,1,21,17,2.7072505742139195E-3,6.2866274419348146E-4,7.5376076812143605E-4,2.2344489247311912E-6,0,4.0919085354535678E-3,null,1.9887723488413258E-3,4.0185088528024764E-4,4.8996029628594858E-4,1.043458781362036E-6,0,2.881626989188884E-3]
[2004,1,21,18,3.2156204875645987E-3,5.2898057962217997E-4,6.8630801196125171E-4,2.2344489247311912E-6,5.4784345523276558E-5,4.4879278735960376E-3,null,2.3622257839553827E-3,3.3813251410331574E-4,4.4611459113481059E-4,1.043458781362036E-6,2.4166713056639649E-5,3.1716830610315104E-3]
[2004,1,21,19,3.5922143347766433E-3,3.3559112242306419E-4,5.8964623383911765E-4,2.2344489247311912E-6,8.0172213000000928E-5,4.5998583529635569E-3,null,2.6388752515786587E-3,2.1451500169762826E-4,3.8328240955778095E-4,1.043458781362036E-6,3.5365921563553602E-5,3.2730820431789835E-3]
[2004,1,21,20,3.5321850234629748E-3,3.5974563607179454E-4,5.7466922086493732E-4,2.2344489247311912E-6,8.0172213000000928E-5,4.5490065423244384E-3,null,2.5947771412678775E-3,2.299549379478807E-4,3.7354703724250856E-4,1.043458781362036E-6,3.5365921563553602E-5,3.2346884968031822E-3]
[2004,1,21,21,3.2583124243948563E-3,4.7714685763310496E-4,6.0888815110367658E-4,2.2344489247311912E-6,8.0172213000000928E-5,4.4267540950563705E-3,null,2.3935876919720239E-3,3.0499960260018169E-4,3.9579005904390294E-4,1.043458781362036E-6,3.5365921563553602E-5,3.1307867339610243E-3]
[2004,1,21,22,2.9815681979652401E-3,5.3696022615438131E-4,6.0906025058575595E-4,2.2344489247311912E-6,8.0172213000000928E-5,4.2099953366301094E-3,null,2.1902887175560661E-3,3.4323322677128591E-4,3.9590192731404444E-4,1.043458781362036E-6,3.5365921563553602E-5,2.9658332519863118E-3]
[2004,1,21,23,2.6665365077920651E-3,5.4668692290850451E-4,5.8056154735086813E-4,2.2344489247311912E-6,8.0172213000000928E-5,3.8761916399761695E-3,null,1.9588634034781193E-3,3.49450680783948E-4,3.7737717294730961E-4,1.043458781362036E-6,3.5365921563553602E-5,2.7221006375542926E-3]
[2004,1,21,24,2.3211071384329819E-3,5.6556163859420607E-4,5.7028256140334078E-4,2.2344489247311912E-6,8.0172213000000928E-5,3.5393580003552608E-3,null,1.7051076614709303E-3,3.6151568905391123E-4,3.7069561665867268E-4,1.043458781362036E-6,3.5365921563553602E-5,2.4737283475284298E-3]
[2004,1,22,1,2.5212599186386605E-3,1.0123187009669192E-3,8.0611495023662433E-4,2.2344489247311912E-6,8.0172213000000928E-5,4.4221002317669355E-3,null,1.8521418217397297E-3,6.4708966759466011E-4,5.2399161187815721E-4,1.043458781362036E-6,3.5365921563553602E-5,3.0596324815574628E-3]
[2004,1,22,2,2.4798696943164073E-3,9.5145288867229069E-4,7.8805586239486111E-4,2.2344489247311912E-6,8.0172213000000928E-5,4.3017851073082914E-3,null,1.8217361642699412E-3,6.0818330519318441E-4,5.1225282630610312E-4,1.043458781362036E-6,3.5365921563553602E-5,2.9785816761141439E-3]
[2004,1,22,3,2.5226445131552189E-3,9.830545042795436E-4,7.9087648702381801E-4,2.2344489247311912E-6,8.0172213000000928E-5,4.3789821663833125E-3,null,1.8531589582084101E-3,6.2838354343754306E-4,5.1408629142841175E-4,1.043458781362036E-6,3.5365921563553602E-5,3.0320381734192806E-3]
[2004,1,22,4,2.6791058819169017E-3,9.441674006700929E-4,7.6723378311423283E-4,2.2344489247311912E-6,8.0172213000000928E-5,4.4729137276259597E-3,null,1.9680969867820865E-3,6.0352630932310495E-4,4.9871803839315291E-4,1.043458781362036E-6,3.5365921563553602E-5,3.1067507148432598E-3]
[2004,1,22,5,2.8452936036801727E-3,9.4295340464206926E-4,7.7106778387442713E-4,2.2344489247311912E-6,8.0172213000000928E-5,4.6417214541214016E-3,null,2.0901800879577861E-3,6.0275030440935134E-4,5.0121021923868437E-4,1.043458781362036E-6,3.5365921563553602E-5,3.2305499919507374E-3]
[2004,1,22,6,3.085871619894205E-3,9.7697523918267902E-4,8.0745486787200276E-4,2.2344489247311912E-6,8.0172213000000928E-5,4.9527083888736192E-3,null,2.266911015985936E-3,6.244975837817622E-4,5.2486258642259382E-4,1.043458781362036E-6,3.5365921563553602E-5,3.4526805665352073E-3]
[2004,1,22,7,3.4562476749867943E-3,9.5398762074525186E-4,8.5252630371721787E-4,2.2344489247311912E-6,8.0172213000000928E-5,5.3451682613739962E-3,null,2.5389928336266806E-3,6.0980354487952758E-4,5.5415996431053001E-4,1.043458781362036E-6,3.5365921563553602E-5,3.739365723161654E-3]
[2004,1,22,8,3.501387358771237E-3,1.1283044511517931E-3,1.0115012521024623E-3,2.2344489247311912E-6,6.2807980600316669E-5,5.7062354915505395E-3,null,2.572152880133276E-3,7.2122954119490095E-4,6.5749701249228005E-4,1.043458781362036E-6,2.7706134486720102E-5,3.979629027088539E-3]
[2004,1,22,9,3.4131344823507088E-3,1.2555984315306557E-3,1.1250465427524007E-3,2.2344489247311912E-6,0,5.7960139055584963E-3,null,{"$f":"E515*T$5","v":2.5073214670374194E-3},{"$f":"F515*U$5","v":8.0259780928229564E-4},{"$f":"G515*V$5","v":7.3130383105006827E-4},{"$f":"H515*W$5","v":1.043458781362036E-6},{"$f":"I515*X$5","v":0},{"$f":"SUM(L515:P515)","v":4.0422665661511452E-3}]
[2004,1,22,10,3.098238844185352E-3,1.2344751999788101E-3,1.1348098967790513E-3,2.2344489247311912E-6,0,{"$f":"SUM(E516:I516)","v":5.4697583898679434E-3},null,2.2759960980749086E-3,7.8909551512300249E-4,7.3765021578373437E-4,1.043458781362036E-6,0,3.8037852877630075E-3]
[2004,1,22,11,2.9101908728471231E-3,1.2223884869093813E-3,1.1282710459483503E-3,2.2344489247311912E-6,0,5.2630848546295862E-3,null,2.1378542469971721E-3,7.8136950242073963E-4,7.3339982570524238E-4,1.043458781362036E-6,0,3.6536670339045161E-3]
[2004,1,22,12,2.7490259074154505E-3,1.1741791100870014E-3,1.1054432623409844E-3,2.2344489247311912E-6,0,5.0308827287681669E-3,null,2.0194609110033121E-3,7.5055332803500231E-4,7.1856128794518933E-4,1.043458781362036E-6,0,3.4896189857648659E-3]
[2004,1,22,13,2.6158464599451469E-3,1.1830787404666096E-3,1.092917984616219E-3,2.2344489247311912E-6,0,4.8940776339527065E-3,null,1.9216260060685108E-3,7.5624210851347757E-4,7.1041959492449183E-4,1.043458781362036E-6,0,3.3893311682878422E-3]
[2004,1,22,14,2.4632952464988204E-3,1.1646463317811306E-3,1.0867879807809327E-3,2.2344489247311912E-6,0,4.7169640079856145E-3,null,1.8095604152532469E-3,7.4445982967395502E-4,7.0643496396146591E-4,1.043458781362036E-6,0,3.2614986676700298E-3]
[2004,1,22,15,2.4609210150558932E-3,1.0459623547042904E-3,1.034152989773707E-3,2.2344489247311912E-6,0,4.5432708084586215E-3,null,1.8078162819659858E-3,6.6859520798701999E-4,6.7222111670435622E-4,1.043458781362036E-6,0,3.1496760654387236E-3]
[2004,1,22,16,2.7201632663909252E-3,1.0390379479676083E-3,1.0104945645842095E-3,2.2344489247311912E-6,0,4.7719302278674738E-3,null,1.9982581368933553E-3,6.6416902080975056E-4,6.5684264450767426E-4,1.043458781362036E-6,0,3.320313260992142E-3]
[2004,1,22,17,3.1524075274121221E-3,1.0334860659906788E-3,9.9372882957656015E-4,2.2344489247311912E-6,0,5.1818568719040918E-3,null,2.3157889345417825E-3,6.6062017254729655E-4,6.4594456538334905E-4,1.043458781362036E-6,0,3.6233971312537899E-3]
[2004,1,22,18,3.6399096052396732E-3,9.7186399948632942E-4,9.4777912566303634E-4,2.2344489247311912E-6,5.3448142026724691E-5,5.6152353213404947E-3,null,2.6739126566754975E-3,6.2123040083537548E-4,6.1607629484463256E-4,1.043458781362036E-6,2.3577281054157708E-5,3.9358400921910251E-3]
[2004,1,22,19,4.0917932092211055E-3,8.614437878880515E-4,8.881358464359854E-4,2.2344489247311912E-6,8.0172213000000928E-5,5.9237795054698748E-3,null,3.0058707048343687E-3,5.506481050123167E-4,5.7730691336782504E-4,1.043458781362036E-6,3.5365921563553602E-5,4.1702351035594254E-3]
[2004,1,22,20,4.0416728534749544E-3,8.7199984031801952E-4,8.6613845522463622E-4,2.2344489247311912E-6,8.0172213000000928E-5,5.8622178109423422E-3,null,2.9690518087294236E-3,5.5739569591574997E-4,5.630081480682039E-4,1.043458781362036E-6,3.5365921563553602E-5,4.1258650330582933E-3]
[2004,1,22,21,3.6921047997079594E-3,9.1703882952586034E-4,8.6346694865711165E-4,2.2344489247311912E-6,8.0172213000000928E-5,5.5550172398156636E-3,null,2.7122557492911723E-3,5.8618530982633367E-4,5.6127161281098112E-4,1.043458781362036E-6,3.5365921563553602E-5,3.8961220522734027E-3]
[2004,1,22,22,3.4637188266644164E-3,9.7964030210521838E-4,8.7155873311764128E-4,2.2344489247311912E-6,8.0172213000000928E-5,5.3973245238120079E-3,null,2.5444812136133643E-3,6.2620113294964549E-4,5.6653144229460372E-4,1.043458781362036E-6,3.5365921563553602E-5,3.773623169202529E-3]
[2004,1,22,23,3.1777860392273932E-3,9.9000979569059937E-4,8.4016598765341535E-4,2.2344489247311912E-6,8.0172213000000928E-5,5.0903684844961399E-3,null,2.3344322337744772E-3,6.3282947257320486E-4,5.461254998266568E-4,1.043458781362036E-6,3.5365921563553602E-5,3.5497965865192546E-3]
[2004,1,22,24,2.8818421836361101E-3,1.0214841550956028E-3,8.2821621140276194E-4,2.2344489247311912E-6,8.0172213000000928E-5,4.8139492120592075E-3,null,2.1170290268399542E-3,6.529483666978369E-4,5.3835789482525442E-4,1.043458781362036E-6,3.5365921563553602E-5,3.3447446687079612E-3]
[2004,1,23,1,3.0295512539920315E-3,1.0533519243909226E-3,8.6009762738541065E-4,2.2344489247311912E-6,8.0172213000000928E-5,5.0254074676930969E-3,null,2.2255375327000781E-3,6.7331873446897002E-4,5.5908148337153118E-4,1.043458781362036E-6,3.5365921563553602E-5,3.4943471308854948E-3]
[2004,1,23,2,2.9790583969232917E-3,1.0207426397171794E-3,8.4322550435268968E-4,2.2344489247311912E-6,8.0172213000000928E-5,4.9254332029178925E-3,null,2.1884449935355181E-3,6.5247437867481416E-4,5.4811424980127303E-4,1.043458781362036E-6,3.5365921563553602E-5,3.425443002356521E-3]
[2004,1,23,3,2.9513559648010309E-3,9.8066303473305009E-4,8.1875457951078538E-4,2.2344489247311912E-6,8.0172213000000928E-5,4.8331802409695987E-3,null,2.1680945200606336E-3,6.2685487935929863E-4,5.3220763580249435E-4,1.043458781362036E-6,3.5365921563553602E-5,3.3635664155673419E-3]
[2004,1,23,4,3.1129753837097584E-3,9.7090487090250688E-4,8.0561116755567238E-4,2.2344489247311912E-6,8.0172213000000928E-5,4.9718980840926692E-3,null,2.286821701956166E-3,6.2061731110790784E-4,5.23664142577469E-4,1.043458781362036E-6,3.5365921563553602E-5,3.4675125359864582E-3]
[2004,1,23,5,3.342492632808643E-3,8.8942408028875436E-4,7.7177354756180808E-4,2.2344489247311912E-6,8.0172213000000928E-5,5.0860969225839381E-3,null,2.4554272839210074E-3,5.6853353782263471E-4,5.0166898042658598E-4,1.043458781362036E-6,3.5365921563553602E-5,3.5620391825151435E-3]
[2004,1,23,6,3.6514591198651245E-3,9.3812376307541277E-4,7.9774861547592406E-4,2.2344489247311912E-6,8.0172213000000928E-5,5.4697381603411935E-3,null,2.6823970413676328E-3,5.9966312331412503E-4,5.1855331894551187E-4,1.043458781362036E-6,3.5365921563553602E-5,3.8370228639721853E-3]
[2004,1,23,7,4.0476843981930768E-3,9.0578842744386495E-4,8.5692113570961571E-4,2.2344489247311912E-6,8.0172213000000928E-5,5.8928006232712897E-3,null,2.9734679473843008E-3,5.7899387995687546E-4,5.5701669721066325E-4,1.043458781362036E-6,3.5365921563553602E-5,4.1458879048967548E-3]
[2004,1,23,8,4.1365028011539412E-3,1.1420949940710023E-3,1.0617484312904308E-3,2.2344489247311912E-6,6.1471777103764782E-5,6.4040524525438699E-3,null,3.0387148017240041E-3,7.3004466811591655E-4,6.901587320240982E-4,1.043458781362036E-6,2.7116702484238151E-5,4.4870783631296186E-3]
[2004,1,23,9,4.0747209816596784E-3,1.2673134955701198E-3,1.1407923700154272E-3,2.2344489247311912E-6,0,6.485061296169956E-3,null,2.9933292820230905E-3,8.100862582143426E-4,7.4153894876558316E-4,1.043458781362036E-6,0,4.5459979477843783E-3]
[2004,1,23,10,4.0110246554091672E-3,1.1242849127528515E-3,1.1000198817223566E-3,2.2344489247311912E-6,0,6.2375638988091059E-3,null,2.9465373472179514E-3,7.1866019049144085E-4,7.150359768821091E-4,1.043458781362036E-6,0,4.3812769733728631E-3]
[2004,1,23,11,3.652960371632073E-3,1.172191428072547E-3,1.1335543049855162E-3,2.2344489247311912E-6,0,5.9609405536148671E-3,null,2.6834998753761264E-3,7.4928277115129699E-4,7.3683405480376213E-4,1.043458781362036E-6,0,4.170660160112547E-3]
[2004,1,23,12,3.3686860059417177E-3,1.2417489496521388E-3,1.152386694791789E-3,2.2344489247311912E-6,0,5.7650560993103769E-3,null,2.4746691881267413E-3,7.937450076729133E-4,7.4907550285929075E-4,1.043458781362036E-6,0,4.0185331574403077E-3]
[2004,1,23,13,3.1908093419571208E-3,1.2084598239511951E-3,1.1199831138575215E-3,2.2344489247311912E-6,0,5.5214867286905679E-3,null,2.343999277403969E-3,7.7246608704864192E-4,7.2801249615114425E-4,1.043458781362036E-6,0,3.8455213193851171E-3]
[2004,1,23,14,2.9554084456834316E-3,1.2917765278381505E-3,1.1645065457255696E-3,2.2344489247311912E-6,0,5.4139259681718829E-3,null,2.1710715115515183E-3,8.2572340430633678E-4,7.5695365996908078E-4,1.043458781362036E-6,0,3.7547920346082979E-3]
[2004,1,23,15,2.9280600288272706E-3,1.1469184979015178E-3,1.1001885193219381E-3,2.2344489247311912E-6,0,5.1774014949754572E-3,null,2.1509811011010886E-3,7.3312792587589719E-4,7.1514559485607427E-4,1.043458781362036E-6,0,3.6002980806144223E-3]
[2004,1,23,16,3.1131969624090734E-3,1.1482307383410106E-3,1.0777894651735063E-3,2.2344489247311912E-6,0,5.3414516148483212E-3,null,2.2869844758029931E-3,7.339667301269543E-4,7.0058574022946343E-4,1.043458781362036E-6,0,3.7225804049407728E-3]
[2004,1,23,17,3.4518982725673933E-3,1.1732587221407788E-3,1.0670867428979769E-3,2.2344489247311912E-6,0,5.6944781865308795E-3,null,2.5357977207146813E-3,7.4996500191832542E-4,6.9362874644713409E-4,1.043458781362036E-6,0,3.9804349278615026E-3]
[2004,1,23,18,4.4389541521857381E-3,7.6570290584688659E-4,8.8344486912908613E-4,2.2344489247311912E-6,5.0775734873276531E-5,6.1411121109597178E-3,null,3.2608984774912145E-3,4.8944906218512953E-4,5.7425767980677457E-4,1.043458781362036E-6,2.239841697846198E-5,4.3480470952429419E-3]
[2004,1,23,19,4.5179450090183926E-3,8.2011176385172135E-4,8.9133602758660428E-4,2.2344489247311912E-6,8.0172213000000928E-5,6.3117994623814507E-3,null,3.3189259217833562E-3,5.242280401956366E-4,5.7938709818380278E-4,1.043458781362036E-6,3.5365921563553602E-5,4.4589504405077108E-3]
[2004,1,23,20,4.5938861246980368E-3,6.2368530930816243E-4,7.8599859504661169E-4,2.2344489247311912E-6,8.0172213000000928E-5,6.0859766909775424E-3,null,3.3747129968485041E-3,3.9866923242493763E-4,5.1091555941438116E-4,1.043458781362036E-6,3.5365921563553602E-5,4.3207071690327383E-3]
[2004,1,23,21,4.1933810147306277E-3,8.739573706763109E-4,8.6876848548943263E-4,2.2344489247311912E-6,8.0172213000000928E-5,6.0185135328211029E-3,null,3.0804980852849099E-3,5.5864697939756586E-4,5.6471772285941009E-4,1.043458781362036E-6,3.5365921563553602E-5,4.2402721678868015E-3]
[2004,1,23,22,4.0166827543051467E-3,8.7153990545892415E-4,8.4617492275909049E-4,2.2344489247311912E-6,8.0172213000000928E-5,5.8168042444478934E-3,null,2.95069384116739E-3,5.5710169848707173E-4,5.5003143357812694E-4,1.043458781362036E-6,3.5365921563553602E-5,4.0942363535775043E-3]
[2004,1,23,23,3.7038946892984513E-3,9.7719474440191904E-4,8.5200483347666817E-4,2.2344489247311912E-6,8.0172213000000928E-5,5.6155009291017702E-3,null,2.7209167157479881E-3,6.2463789489052436E-4,5.5382099772541466E-4,1.043458781362036E-6,3.5365921563553602E-5,3.9357849887088426E-3]
[2004,1,23,24,3.291080992165346E-3,1.0361933372825612E-3,8.6119225927020729E-4,2.2344489247311912E-6,8.0172213000000928E-5,5.2708732506428465E-3,null,2.4176597974925875E-3,6.623507019533813E-4,5.5979301703749213E-4,1.043458781362036E-6,3.5365921563553602E-5,3.6762128968283762E-3]
[2004,1,24,1,2.4066863424226071E-3,6.6645644335037166E-4,6.2108512975160579E-4,2.2344489247311912E-6,8.0172213000000928E-5,3.7766345774493163E-3,null,1.7679749690454559E-3,4.2600919846881715E-4,4.0371835078430033E-4,1.043458781362036E-6,3.5365921563553602E-5,2.6341118986434892E-3]
[2004,1,24,2,2.2505036213049502E-3,7.3902284719529307E-4,6.3652447153624058E-4,2.2344489247311912E-6,8.0172213000000928E-5,3.7084576019612153E-3,null,1.6532416377150964E-3,4.7239475876489678E-4,4.137542465156645E-4,1.043458781362036E-6,3.5365921563553602E-5,2.575800023340573E-3]
[2004,1,24,3,2.3424716268626942E-3,6.1868649963442337E-4,5.8029307373729595E-4,2.2344489247311912E-6,8.0172213000000928E-5,3.6238578621591452E-3,null,1.7208022204603542E-3,3.9547391647645302E-4,3.7720265947192855E-4,1.043458781362036E-6,3.5365921563553602E-5,2.5298881767536513E-3]
[2004,1,24,4,2.4296017497385867E-3,6.0037123219441912E-4,5.6731408212057181E-4,2.2344489247311912E-6,8.0172213000000928E-5,3.6796937259783095E-3,null,1.7848088479876332E-3,3.8376651612087375E-4,3.6876604291270944E-4,1.043458781362036E-6,3.5365921563553602E-5,2.573750787366132E-3]
[2004,1,24,5,2.5550945848939171E-3,5.5478218442543258E-4,5.4782466191820431E-4,2.2344489247311912E-6,8.0172213000000928E-5,3.7401080931622858E-3,null,1.876997093476173E-3,3.5462529632654085E-4,3.560975113299475E-4,1.043458781362036E-6,3.5365921563553602E-5,2.6241292814775771E-3]
[2004,1,24,6,2.5875439500291251E-3,6.2784507066026272E-4,5.867285473947979E-4,2.2344489247311912E-6,8.0172213000000928E-5,3.8845242300089172E-3,null,1.9008347096662059E-3,4.0132821579453519E-4,3.8138585222130506E-4,1.043458781362036E-6,3.5365921563553602E-5,2.7199581580269615E-3]
[2004,1,24,7,3.0680782227685485E-3,4.5247662905969013E-4,5.2481267478042787E-4,2.2344489247311912E-6,8.0172213000000928E-5,4.1277741885333988E-3,null,2.2538398150662598E-3,2.8923001344628442E-4,3.4113923741466607E-4,1.043458781362036E-6,3.5365921563553602E-5,2.9206184462721258E-3]
[2004,1,24,8,3.2223065516611216E-3,4.5311284600484342E-4,5.7486753747501736E-4,2.2344489247311912E-6,6.1471777103764782E-5,4.3139931611694783E-3,null,2.3671374310427996E-3,2.8963669309288594E-4,3.7367594719529823E-4,1.043458781362036E-6,2.7116702484238151E-5,3.0586102325965837E-3]
[2004,1,24,9,3.4451408417315219E-3,4.6783883482930902E-4,6.1197011815806578E-4,2.2344489247311912E-6,0,4.5271842436436279E-3,null,2.530833646933114E-3,2.990497714093533E-4,3.9779340221984919E-4,1.043458781362036E-6,0,3.2287202793436784E-3]
[2004,1,24,10,3.5965416153086352E-3,3.9567226902080473E-4,5.844917861968906E-4,2.2344489247311912E-6,0,4.578940119451062E-3,null,2.6420541135390827E-3,2.529197937295285E-4,3.7993191056554751E-4,1.043458781362036E-6,0,3.2759492766155206E-3]
[2004,1,24,11,3.7168006529672932E-3,2.1139143394368164E-4,5.0947113699818282E-4,2.2344489247311912E-6,0,4.4398976728338884E-3,null,2.7303975609731098E-3,1.3512465253513631E-4,3.3116691633459114E-4,1.043458781362036E-6,0,3.1977325886241993E-3]
[2004,1,24,12,3.2902191548531156E-3,4.5051125561422918E-4,6.0397249519620266E-4,2.2344489247311912E-6,0,4.3469373545882784E-3,null,2.4170266835015558E-3,2.8797371654264332E-4,3.9259477968375762E-4,1.043458781362036E-6,0,3.0986386385093187E-3]
[2004,1,24,13,3.1071295092442103E-3,4.7471857186935174E-4,5.8768323315098949E-4,2.2344489247311912E-6,0,4.1717657631892826E-3,null,2.282527266264614E-3,3.03447405030196E-4,3.8200641797073956E-4,1.043458781362036E-6,0,2.9690245480469115E-3]
[2004,1,24,14,2.6699027025022326E-3,6.8305125635631677E-4,6.8858313644962752E-4,2.2344489247311912E-6,0,4.0437715442329077E-3,null,1.9613362425363735E-3,4.3661685791594165E-4,4.4759346973337468E-4,1.043458781362036E-6,0,2.8465900289670518E-3]
[2004,1,24,15,2.5608987447164203E-3,6.9739152359415144E-4,6.9138130139707041E-4,2.2344489247311912E-6,0,3.9519060186323732E-3,null,1.8812608851891371E-3,4.4578337706775202E-4,4.4941233559199842E-4,1.043458781362036E-6,0,2.7775000566302496E-3]
[2004,1,24,16,2.7664975897779224E-3,5.9605994426461715E-4,6.4036164862508842E-4,2.2344489247311912E-6,0,4.0051536315923592E-3,null,2.0322957771591026E-3,3.8101067463465428E-4,4.16248492041389E-4,1.043458781362036E-6,0,2.830598402616508E-3]
[2004,1,24,17,3.0864069554440909E-3,5.6141652388444865E-4,6.2860214963686683E-4,2.2344489247311912E-6,0,4.2786600778901372E-3,null,2.2673042786373896E-3,3.5886606804313992E-4,4.0860457124831966E-4,1.043458781362036E-6,0,3.0358183767102112E-3]
[2004,1,24,18,3.4948780719791734E-3,5.3852434875107573E-4,6.1081010471266935E-4,2.2344489247311912E-6,4.9439531376724644E-5,4.6958865057443741E-3,null,2.5673710953564854E-3,3.4423303796731099E-4,3.9703936916925855E-4,1.043458781362036E-6,2.1808984975980026E-5,3.3314959462503969E-3]
[2004,1,24,19,3.4449135052008239E-3,5.0519346690497608E-4,6.0076891923971365E-4,2.2344489247311912E-6,8.0172213000000928E-5,4.6332825532702454E-3,null,2.5306666433278918E-3,3.2292742617348683E-4,3.9051238817281738E-4,1.043458781362036E-6,3.5365921563553602E-5,3.2805158380191115E-3]
[2004,1,24,20,3.470498456446789E-3,3.8400663438324569E-4,5.3772145643090393E-4,2.2344489247311912E-6,8.0172213000000928E-5,4.474633209185671E-3,null,2.5494615949548586E-3,2.4546294083064533E-4,3.4953021602439241E-4,1.043458781362036E-6,3.5365921563553602E-5,3.1808641321548117E-3]
[2004,1,24,21,3.1572443995353055E-3,5.5760206766291892E-4,5.9178497418777292E-4,2.2344489247311912E-6,8.0172213000000928E-5,4.3890381033107294E-3,null,2.3193421473936301E-3,3.5642780901850028E-4,3.8467263560724421E-4,1.043458781362036E-6,3.5365921563553602E-5,3.0968519723642905E-3]
[2004,1,24,22,3.1095800310486955E-3,4.8277338574154459E-4,5.5314030765019127E-4,2.2344489247311912E-6,8.0172213000000928E-5,4.2279003863651635E-3,null,2.2843274431863262E-3,3.0859616581680962E-4,3.5955279245884791E-4,1.043458781362036E-6,3.5365921563553602E-5,2.9888857818068993E-3]
[2004,1,24,23,3.1195709637456669E-3,3.854826204842062E-4,4.9462999993615234E-4,2.2344489247311912E-6,8.0172213000000928E-5,4.0820902460907572E-3,null,2.2916668785810867E-3,2.4640641382440965E-4,3.2151986620984738E-4,1.043458781362036E-6,3.5365921563553602E-5,2.8960025389602596E-3]
[2004,1,24,24,2.329885558662979E-3,7.7613669437627878E-4,6.3836907671831287E-4,2.2344489247311912E-6,8.0172213000000928E-5,3.8267979916823025E-3,null,1.7115563735281792E-3,4.9611850012477106E-4,4.1495327854248543E-4,1.043458781362036E-6,3.5365921563553602E-5,2.6590375325403512E-3]
[2004,1,25,1,2.9931207390967787E-3,1.4065109731765931E-3,9.9863179982803241E-4,2.2344489247311912E-6,8.0172213000000928E-5,5.4806701740261364E-3,null,{"$f":"E579*T$5","v":2.1987753255487256E-3},{"$f":"F579*U$5","v":8.9906342462286017E-4},{"$f":"G579*V$5","v":6.4913159880123251E-4},{"$f":"H579*W$5","v":1.043458781362036E-6},{"$f":"I579*X$5","v":3.5365921563553602E-5},{"$f":"SUM(L579:P579)","v":3.7833797293177337E-3}]
[2004,1,25,2,3.0119539146072796E-3,1.3299226322485813E-3,9.6910812510572026E-4,2.2344489247311912E-6,8.0172213000000928E-5,{"$f":"SUM(E580:I580)","v":5.3933913338863135E-3},null,2.2126103576853556E-3,8.5010698034755769E-4,6.2994059148674256E-4,1.043458781362036E-6,3.5365921563553602E-5,3.7290673098645715E-3]
[2004,1,25,3,2.9205366874917055E-3,1.3733634839625454E-3,9.77677043826893E-4,2.2344489247311912E-6,8.0172213000000928E-5,5.3539838772058762E-3,null,2.1454543820889735E-3,8.7787504021720995E-4,6.3551056823936598E-4,1.043458781362036E-6,3.5365921563553602E-5,3.6952493708904649E-3]
[2004,1,25,4,3.1170140542900776E-3,1.2869408698588062E-3,9.3380983232431208E-4,2.2344489247311912E-6,8.0172213000000928E-5,5.420171418397928E-3,null,2.2897885482661166E-3,8.2263237742768026E-4,6.0699596141177879E-4,1.043458781362036E-6,3.5365921563553602E-5,3.7558262674504913E-3]
[2004,1,25,5,3.2457215657554165E-3,1.2810465241963286E-3,9.3254866995253296E-4,2.2344489247311912E-6,8.0172213000000928E-5,5.5417234218290102E-3,null,2.3843383259366845E-3,8.1886462111558451E-4,6.0617617943920193E-4,1.043458781362036E-6,3.5365921563553602E-5,3.8457885068363864E-3]
[2004,1,25,6,3.3288832251455857E-3,1.2679642781495313E-3,9.3490140160354602E-4,2.2344489247311912E-6,8.0172213000000928E-5,5.6141555668233947E-3,null,2.4454296819619581E-3,8.1050224843815801E-4,6.0770550431993916E-4,1.043458781362036E-6,3.5365921563553602E-5,3.9000468150649707E-3]
[2004,1,25,7,3.3746764786083076E-3,1.2892035956502041E-3,9.5792233235497302E-4,2.2344489247311912E-6,8.0172213000000928E-5,5.7042090685382168E-3,null,2.4790698470495906E-3,8.2407874651956308E-4,6.2266959177153006E-4,1.043458781362036E-6,3.5365921563553602E-5,3.9622275656855995E-3]
[2004,1,25,8,3.7529870520003504E-3,1.1586090070739138E-3,9.3990688080184206E-4,2.2344489247311912E-6,6.0135573527040698E-5,5.9138729623278777E-3,null,2.7569804382606986E-3,7.40600678959637E-4,6.1095917070159826E-4,1.043458781362036E-6,2.6527270446390284E-5,4.1361110171496858E-3]
[2004,1,25,9,4.0794285933161475E-3,1.0654954717883587E-3,9.1379848447588449E-4,2.2344489247311912E-6,0,6.0609569985051216E-3,null,2.9967875388910155E-3,6.810810765469355E-4,5.9398816592073358E-4,1.043458781362036E-6,0,4.2729002401400464E-3]
[2004,1,25,10,4.1143764530893068E-3,1.0873029164357039E-3,9.5930775454263091E-4,2.2344489247311912E-6,0,6.1632215729923723E-3,null,3.022460573308313E-3,6.9502073022957621E-4,6.2357014522861391E-4,1.043458781362036E-6,0,4.3420949075478653E-3]
[2004,1,25,11,3.9748650541976916E-3,1.1627039181635658E-3,9.8012572303779423E-4,2.2344489247311912E-6,0,6.1199291443237835E-3,null,2.9199741558682212E-3,7.4321820904507511E-4,6.3710226104485984E-4,1.043458781362036E-6,0,4.3013380847395184E-3]
[2004,1,25,12,3.8201980454331927E-3,1.1814308936158294E-3,9.8618762392054774E-4,2.2344489247311912E-6,0,5.9900510118943004E-3,null,2.8063542814322729E-3,7.5518877948784586E-4,6.4104262366146587E-4,1.043458781362036E-6,0,4.203629143362946E-3]
[2004,1,25,13,3.657541987012825E-3,1.2076103267626209E-3,9.8376727459916456E-4,2.2344489247311912E-6,0,5.8511540372993415E-3,null,2.6868655741662767E-3,7.7192307539346652E-4,6.3946934587788497E-4,1.043458781362036E-6,0,4.0993014542189902E-3]
[2004,1,25,14,3.5264635136595768E-3,1.0922528047099518E-3,9.5865352961976673E-4,2.2344489247311912E-6,0,5.5796042969140265E-3,null,2.5905740650550568E-3,6.9818477486784515E-4,6.231448853177764E-4,1.043458781362036E-6,0,3.9129471840220406E-3]
[2004,1,25,15,3.1426421561324101E-3,1.0663793213211985E-3,9.4055713581751767E-4,2.2344489247311912E-6,0,5.1518130621958569E-3,null,2.3086151987368139E-3,6.8164604674837768E-4,6.1138185008956366E-4,1.043458781362036E-6,0,3.6026865543561169E-3]
[2004,1,25,16,3.2550888342336298E-3,1.0342427387186716E-3,9.1908057014735128E-4,2.2344489247311912E-6,0,5.2106465920243837E-3,null,2.3912196115890307E-3,6.6110384938105173E-4,5.9742163230695798E-4,1.043458781362036E-6,0,3.6507885520584023E-3]
[2004,1,25,17,3.6789384227060187E-3,1.0740798384548643E-3,9.341096915212885E-4,2.2344489247311912E-6,0,5.689362401606903E-3,null,2.7025836019231794E-3,6.8656833561607457E-4,6.0719087617413874E-4,1.043458781362036E-6,0,3.9973862724947545E-3]
[2004,1,25,18,4.1761444161480653E-3,1.0649690834969388E-3,9.2144591686957236E-4,2.2344489247311912E-6,4.8103327800000553E-5,6.2128971932393084E-3,null,3.0678359139382364E-3,6.8074460106328069E-4,5.9895915724836183E-4,1.043458781362036E-6,2.1219552938132159E-5,4.3698026839693732E-3]
[2004,1,25,19,4.2441324277732034E-3,1.1131078624226881E-3,9.4919546379175512E-4,2.2344489247311912E-6,8.0172213000000928E-5,6.3888424159123788E-3,null,3.1177805621583361E-3,7.1151564818877861E-4,6.1699694431132962E-4,1.043458781362036E-6,3.5365921563553602E-5,4.4827025350033601E-3]
[2004,1,25,20,4.3542919108074916E-3,1.0227405327589015E-3,8.930486219339269E-4,2.2344489247311912E-6,8.0172213000000928E-5,6.352487727425052E-3,null,3.1987047794834575E-3,6.5375146260403803E-4,5.8050032040140784E-4,1.043458781362036E-6,3.5365921563553602E-5,4.4693659428338191E-3]
[2004,1,25,21,4.2333599613741642E-3,1.0799773894220475E-3,9.1067574982268225E-4,2.2344489247311912E-6,8.0172213000000928E-5,6.3064197625436261E-3,null,3.1098670045780767E-3,6.9033814080818659E-4,5.9195832295116837E-4,1.043458781362036E-6,3.5365921563553602E-5,4.428572848682347E-3]
[2004,1,25,22,3.9822458466890346E-3,1.0721620979934074E-3,8.9611295777118215E-4,2.2344489247311912E-6,8.0172213000000928E-5,6.0329275643783561E-3,null,2.9253961571262983E-3,6.8534248644767362E-4,5.8249220291670925E-4,1.043458781362036E-6,3.5365921563553602E-5,4.229640226835597E-3]
[2004,1,25,23,3.4744621079906431E-3,1.2646677936965745E-3,9.6676038409470103E-4,2.2344489247311912E-6,8.0172213000000928E-5,5.7882969477066511E-3,null,2.5523733315580164E-3,8.0839508492645243E-4,6.2841451062659308E-4,1.043458781362036E-6,3.5365921563553602E-5,4.0255923074559779E-3]
[2004,1,25,24,3.1165786561621759E-3,1.2807332517479285E-3,9.5765875231085317E-4,2.2344489247311912E-6,8.0172213000000928E-5,5.4373773221456896E-3,null,2.2894687006074785E-3,8.1866437255324138E-4,6.2249825921885035E-4,1.043458781362036E-6,3.5365921563553602E-5,3.7670407127244859E-3]
[2004,1,26,1,3.1177260511835963E-3,1.0509628101214009E-3,8.4721808673727367E-4,2.2344489247311912E-6,8.0172213000000928E-5,5.0983136099670033E-3,null,2.2903115880422561E-3,6.717915759199539E-4,5.5070951202614612E-4,1.043458781362036E-6,3.5365921563553602E-5,3.5492220563332717E-3]
[2004,1,26,2,3.0441443665312914E-3,1.0166129135799232E-3,8.3616825331766533E-4,2.2344489247311912E-6,8.0172213000000928E-5,4.9793321953536121E-3,null,2.2362577737365164E-3,6.4983459427602581E-4,5.4352688872555334E-4,1.043458781362036E-6,3.5365921563553602E-5,3.4660286370830108E-3]
[2004,1,26,3,3.1116933320278345E-3,1.0210283684347009E-3,8.3396119438391568E-4,2.2344489247311912E-6,8.0172213000000928E-5,5.0490895567711835E-3,null,2.2858798944415306E-3,6.526570208611796E-4,5.4209225416398607E-4,1.043458781362036E-6,3.5365921563553602E-5,3.5170385498116117E-3]
[2004,1,26,4,3.2474361690205127E-3,1.0003926115312492E-3,8.2011432240358423E-4,2.2344489247311912E-6,8.0172213000000928E-5,5.1503497648800779E-3,null,2.3855978900107809E-3,6.3946632798702393E-4,5.3309149717974385E-4,1.043458781362036E-6,3.5365921563553602E-5,3.5945650955224642E-3]
[2004,1,26,5,3.3827504365732809E-3,9.4783560975684122E-4,8.086612573790893E-4,2.2344489247311912E-6,8.0172213000000928E-5,5.2216539656339432E-3,null,2.4850010543413679E-3,6.0587108493215431E-4,5.2564676488521338E-4,1.043458781362036E-6,3.5365921563553602E-5,3.6529282845036513E-3]
[2004,1,26,6,3.6831975873423623E-3,9.9025746027588666E-4,8.3806404838817467E-4,2.2344489247311912E-6,8.0172213000000928E-5,5.5939257579311558E-3,null,2.7057124252905483E-3,6.3298778358140354E-4,5.4475919525267494E-4,1.043458781362036E-6,3.5365921563553602E-5,3.9198687844695422E-3]
[2004,1,26,7,4.1619907219657623E-3,8.9922920146033006E-4,8.4915213981650174E-4,2.2344489247311912E-6,8.0172213000000928E-5,5.9927787251673262E-3,null,3.0574384738594235E-3,5.7480112192789725E-4,5.5196668706073034E-4,1.043458781362036E-6,3.5365921563553602E-5,4.2206156631929663E-3]
[2004,1,26,8,4.0499085043209553E-3,1.1754300265472239E-3,1.0509724906649345E-3,2.2344489247311912E-6,5.8799369950316614E-5,6.3373448404081614E-3,null,2.9751017971690764E-3,7.5135293305628756E-4,6.8315414477981048E-4,1.043458781362036E-6,2.593783840854242E-5,4.4365901721950783E-3]
[2004,1,26,9,4.0361515021895391E-3,1.3249177387270792E-3,1.1679831188772249E-3,2.2344489247311912E-6,0,6.5312868087185737E-3,null,2.9649957708918983E-3,8.4690777551010669E-4,7.5921350537824165E-4,1.043458781362036E-6,0,4.5721605105616082E-3]
[2004,1,26,10,3.7313926281715539E-3,1.3471582799274844E-3,1.1974909016906463E-3,2.2344489247311912E-6,0,6.2782762587144155E-3,null,2.7411169665123025E-3,8.6112427116384626E-4,7.7839418261889642E-4,1.043458781362036E-6,0,4.3816788790764071E-3]
[2004,1,26,11,3.5903639682141851E-3,1.3544324686339468E-3,1.2115617934296212E-3,2.2344489247311912E-6,0,6.1585926792024842E-3,null,2.637515954478609E-3,8.6577404435048176E-4,7.8754055714117053E-4,1.043458781362036E-6,0,4.2918740147516229E-3]
[2004,1,26,12,3.4170032686811989E-3,1.3083887357880099E-3,1.1834404168250484E-3,2.2344489247311912E-6,0,5.9110668702189884E-3,null,2.5101635147410711E-3,8.363421828688788E-4,7.6926107299199627E-4,1.043458781362036E-6,0,4.1168102293833077E-3]
[2004,1,26,13,3.2372227061610364E-3,1.32100326048284E-3,1.1739638070515654E-3,2.2344489247311912E-6,0,5.7344242226201733E-3,null,2.378094981815169E-3,8.4440558087174643E-4,7.6310107803235681E-4,1.043458781362036E-6,0,3.9866450995006339E-3]
[2004,1,26,14,3.1647770088033276E-3,1.2284969531106576E-3,1.133020647789969E-3,2.2344489247311912E-6,0,5.528529058628686E-3,null,2.3248756747181994E-3,7.8527412787112556E-4,7.3648716644248921E-4,1.043458781362036E-6,0,3.847680427813176E-3]
[2004,1,26,15,2.9980113953683904E-3,1.2230768419304405E-3,1.127578713316865E-3,2.2344489247311912E-6,0,5.3509013995404267E-3,null,2.2023680487540734E-3,7.8180950952654418E-4,7.3294979498515539E-4,1.043458781362036E-6,0,3.7181708120471351E-3]
[2004,1,26,16,3.1801632947150134E-3,1.3466234658707737E-3,1.1570232111397355E-3,2.2344489247311912E-6,0,5.6860444206502537E-3,null,2.3361785885540982E-3,8.6078240980155861E-4,7.5208933565565155E-4,1.043458781362036E-6,0,3.9500937927926701E-3]
[2004,1,26,17,3.6896201314782209E-3,1.2723332091864365E-3,1.1191627871748645E-3,2.2344489247311912E-6,0,6.0833505767642531E-3,null,2.7104304880765603E-3,8.1329493628410482E-4,7.2747926661534922E-4,1.043458781362036E-6,0,4.2522481497573759E-3]
[2004,1,26,18,4.607240388650867E-3,1.0273437282291491E-3,9.9614545322605622E-4,2.2344489247311912E-6,4.5430920726724603E-5,6.6783949397575277E-3,null,3.3845231677804019E-3,6.5669389587517154E-4,6.4751542140212227E-4,1.043458781362036E-6,2.004068889780235E-5,4.7098166327368598E-3]
[2004,1,26,19,4.9907813333997875E-3,7.9073239517557915E-4,8.8198163680459549E-4,2.2344489247311912E-6,8.0172213000000928E-5,6.7459020273046948E-3,null,3.6662760401707283E-3,5.0544829633372105E-4,5.7330654813003668E-4,1.043458781362036E-6,3.5365921563553602E-5,4.7814402649794018E-3]
[2004,1,26,20,4.5773918791776674E-3,1.0038062256403301E-3,9.4967417602982588E-4,2.2344489247311912E-6,8.0172213000000928E-5,6.6132789427725547E-3,null,3.3625961652118774E-3,6.4164836257458199E-4,6.1730811729872911E-4,1.043458781362036E-6,3.5365921563553602E-5,4.6579620254301041E-3]
[2004,1,26,21,4.3814873054509205E-3,1.0328078978206435E-3,9.4302810865003358E-4,2.2344489247311912E-6,8.0172213000000928E-5,6.4397299738463299E-3,null,3.21868277834246E-3,6.6018667703318407E-4,6.1298803421632755E-4,1.043458781362036E-6,3.5365921563553602E-5,4.5282668699368868E-3]
[2004,1,26,22,4.1774786201360546E-3,1.0307524145794515E-3,9.267420155147808E-4,2.2344489247311912E-6,8.0172213000000928E-5,6.2173797121550193E-3,null,3.0688160330392534E-3,6.5887278056360498E-4,6.0240173236119645E-4,1.043458781362036E-6,3.5365921563553602E-5,4.3664999263089707E-3]
[2004,1,26,23,3.7449026636016377E-3,1.0774828812588886E-3,9.171097373332687E-4,2.2344489247311912E-6,8.0172213000000928E-5,5.8219019441185273E-3,null,2.7510415686718272E-3,6.8874361286301578E-4,5.9614054967390383E-4,1.043458781362036E-6,3.5365921563553602E-5,4.0723351115536629E-3]
[2004,1,26,24,3.2920589414501527E-3,1.1376729320021805E-3,9.2511523712058652E-4,2.2344489247311912E-6,8.0172213000000928E-5,5.4372537724976522E-3,null,2.418378208457098E-3,7.2721801809802814E-4,6.0134429231162008E-4,1.043458781362036E-6,3.5365921563553602E-5,3.7833498992116618E-3]
[2004,1,27,1,2.7502018504135211E-3,9.7288052908910572E-4,7.9967839142220125E-4,2.2344489247311912E-6,8.0172213000000928E-5,4.6051674328495603E-3,null,2.0203247700567193E-3,6.218801821761058E-4,5.1980771375403966E-4,1.043458781362036E-6,3.5365921563553602E-5,3.1984220463317802E-3]
[2004,1,27,2,2.7487803521585369E-3,9.195297544269856E-4,7.8611529476029667E-4,2.2344489247311912E-6,8.0172213000000928E-5,4.5368320632705513E-3,null,2.0192805237463241E-3,5.8777754729535687E-4,5.1099141667402084E-4,1.043458781362036E-6,3.5365921563553602E-5,3.1544588680606175E-3]
[2004,1,27,3,2.7695821195414111E-3,9.3615856626963435E-4,7.8240553092477204E-4,2.2344489247311912E-6,8.0172213000000928E-5,4.57055287866055E-3,null,2.0345617024344481E-3,5.9840693932128308E-4,5.0857999243323086E-4,1.043458781362036E-6,3.5365921563553602E-5,3.1779580145338778E-3]
[2004,1,27,4,2.9374209565020287E-3,8.8201293501819335E-4,7.5211953864781319E-4,2.2344489247311912E-6,8.0172213000000928E-5,4.653960092092767E-3,null,2.1578577287381397E-3,5.6379621989593586E-4,4.8889346273188396E-4,1.043458781362036E-6,3.5365921563553602E-5,3.2469567917108749E-3]
[2004,1,27,5,3.0590761703371064E-3,8.4143859081590511E-4,7.3860816620399585E-4,2.2344489247311912E-6,8.0172213000000928E-5,4.7215295892817401E-3,null,2.2472268206397391E-3,5.3786047567067139E-4,4.8011078747763666E-4,1.043458781362036E-6,3.5365921563553602E-5,3.3016074641329628E-3]
[2004,1,27,6,3.3254346988573651E-3,8.8124123081630536E-4,7.769334644527362E-4,2.2344489247311912E-6,8.0172213000000928E-5,5.066016056051139E-3,null,2.4428963613334245E-3,5.6330293471311334E-4,5.0502303454509742E-4,1.043458781362036E-6,3.5365921563553602E-5,3.5476317109365508E-3]
[2004,1,27,7,3.7088403681748766E-3,8.3662116423499882E-4,8.1443979986892969E-4,2.2344489247311912E-6,8.0172213000000928E-5,5.4423079942035376E-3,null,2.7245498590888254E-3,5.3478110258201571E-4,5.2940293860791762E-4,1.043458781362036E-6,3.5365921563553602E-5,3.8251432806236741E-3]
[2004,1,27,8,3.713347364841392E-3,1.0388979767014658E-3,9.8570860923788894E-4,2.2344489247311912E-6,5.7463166453764741E-5,5.7976515661592419E-3,null,2.7278607422527488E-3,6.6407954902582083E-4,6.4073125407874574E-4,1.043458781362036E-6,2.5348406406060472E-5,4.059063410544737E-3]
[2004,1,27,9,3.5885841745336962E-3,1.1638419937713353E-3,1.098809602133137E-3,2.2344489247311912E-6,0,5.8534702193628997E-3,null,2.6362085008974322E-3,7.4394568445971068E-4,7.1424926978457643E-4,1.043458781362036E-6,0,4.0954469139230813E-3]
[2004,1,27,10,3.3735616731094273E-3,1.2111974611113438E-3,1.1364473889409414E-3,2.2344489247311912E-6,0,5.7234409720864432E-3,null,2.4782509001919826E-3,7.7421602678428387E-4,7.3871462000684774E-4,1.043458781362036E-6,0,3.992225005764476E-3]
[2004,1,27,11,3.214487451356089E-3,1.2304610397823284E-3,1.1418862078850832E-3,2.2344489247311912E-6,0,5.5890691479482313E-3,null,2.3613934446428775E-3,7.8652960224918911E-4,7.4224996630506217E-4,1.043458781362036E-6,0,3.8912164719784904E-3]
[2004,1,27,12,3.0470408833713413E-3,1.185856451531781E-3,1.1209585880736391E-3,2.2344489247311912E-6,0,5.3560903719014922E-3,null,2.2383855829073086E-3,7.5801766410493211E-4,7.2864657483520667E-4,1.043458781362036E-6,0,3.7260932806288095E-3]
[2004,1,27,13,2.9017945618071616E-3,1.201622292001193E-3,1.1123630973613528E-3,2.2344489247311912E-6,0,5.2180144000944385E-3,null,2.1316862360315101E-3,7.6809543156982024E-4,7.2305932573147453E-4,1.043458781362036E-6,0,3.6238844521141668E-3]
[2004,1,27,14,2.710282355402886E-3,1.1701510037527428E-3,1.1017293867744225E-3,2.2344489247311912E-6,0,4.9843971948547823E-3,null,1.9909995245057373E-3,7.4797850057564425E-4,7.1614719099305306E-4,1.043458781362036E-6,0,3.4561686748557962E-3]
[2004,1,27,15,2.7867905769560649E-3,1.076389596685635E-3,1.0593323564328596E-3,2.2344489247311912E-6,0,4.9247469789992903E-3,null,2.0472032010081125E-3,6.8804476856584211E-4,6.8858823273157746E-4,1.043458781362036E-6,0,3.424879661086894E-3]
[2004,1,27,16,3.0474717987344236E-3,1.0535977174275751E-3,1.0291312701127043E-3,2.2344489247311912E-6,0,5.132435235199434E-3,null,2.238702137483731E-3,6.7347584915452565E-4,6.6895689368157683E-4,1.043458781362036E-6,0,3.5821783391011951E-3]
[2004,1,27,17,3.4892081010707951E-3,1.0208050179697733E-3,1.0008230568861289E-3,2.2344489247311912E-6,0,5.5130706248514285E-3,null,{"$f":"E643*T$5","v":2.5632058801123843E-3},{"$f":"F643*U$5","v":6.52514251812293E-4},{"$f":"G643*V$5","v":6.505559618124561E-4},{"$f":"H643*W$5","v":1.043458781362036E-6},{"$f":"I643*X$5","v":0},{"$f":"SUM(L643:P643)","v":3.8673195525184955E-3}]
[2004,1,27,18,4.0834298346219509E-3,9.6332201966562673E-4,9.5734818820928139E-4,2.2344489247311912E-6,4.4094717150000512E-5,{"$f":"SUM(E644:I644)","v":6.050429208571591E-3},null,2.9997268892953768E-3,6.1577023608933327E-4,6.2229638604415448E-4,1.043458781362036E-6,1.945125685995448E-5,4.2582882270701811E-3]
[2004,1,27,19,4.4566707124855682E-3,7.6691367316503872E-4,8.6105562703452522E-4,2.2344489247311912E-6,8.0172213000000928E-5,6.1670466746098643E-3,null,3.2739132333385237E-3,4.9022300325792531E-4,5.5970420322081675E-4,1.043458781362036E-6,3.5365921563553602E-5,4.3602498201621813E-3]
[2004,1,27,20,4.394302933131383E-3,7.9042771116316635E-4,8.4473004723180486E-4,2.2344489247311912E-6,8.0172213000000928E-5,6.1118673534510861E-3,null,3.2280972618803755E-3,5.0525353763161934E-4,5.4909223420428655E-4,1.043458781362036E-6,3.5365921563553602E-5,4.3188524140611965E-3]
[2004,1,27,21,4.0954813530453106E-3,8.9614665580244545E-4,8.6731320529336053E-4,2.2344489247311912E-6,8.0172213000000928E-5,5.9413478760658488E-3,null,3.0085800508129023E-3,5.728307113810994E-4,5.6377176023280164E-4,1.043458781362036E-6,3.5365921563553602E-5,4.1815919027717186E-3]
[2004,1,27,22,3.7747343140202144E-3,9.3423838448021849E-4,8.6449296089602043E-4,2.2344489247311912E-6,8.0172213000000928E-5,5.655872321321186E-3,null,2.7729561864164344E-3,5.9717952961854063E-4,5.6193854226901279E-4,1.043458781362036E-6,3.5365921563553602E-5,3.9684836386489038E-3]
[2004,1,27,23,3.4372331093968115E-3,9.3296198912793901E-4,8.2800067935327282E-4,2.2344489247311912E-6,8.0172213000000928E-5,5.2806024398027555E-3,null,2.5250245505904611E-3,5.9636363809797792E-4,5.3821779447605484E-4,1.043458781362036E-6,3.5365921563553602E-5,3.6960153635094096E-3]
[2004,1,27,24,3.0310114354540119E-3,9.2131072533541667E-4,7.9933009071235051E-4,2.2344489247311912E-6,8.0172213000000928E-5,4.834058913426512E-3,null,2.2266101960669409E-3,5.889159712640454E-4,5.195813109930942E-4,1.043458781362036E-6,3.5365921563553602E-5,3.3715168586689959E-3]
[2004,1,28,1,2.8428784175151154E-3,1.1914765696021319E-3,9.0875342731921679E-4,2.2344489247311912E-6,8.0172213000000928E-5,5.0255150763611964E-3,null,2.0884058689371603E-3,7.6161012992672565E-4,5.907087730366744E-4,1.043458781362036E-6,3.5365921563553602E-5,3.4771341522454756E-3]
[2004,1,28,2,2.7910166293792929E-3,1.1265795496241105E-3,8.9032502311757694E-4,2.2344489247311912E-6,8.0172213000000928E-5,4.8903278640457125E-3,null,2.0503076998247801E-3,7.20126957635874E-4,5.7872992409072066E-4,1.043458781362036E-6,3.5365921563553602E-5,3.3855739618962903E-3]
[2004,1,28,3,2.8435683340849493E-3,1.1635336055691951E-3,8.9519251581727567E-4,2.2344489247311912E-6,8.0172213000000928E-5,4.9847011173961521E-3,null,2.088912688294837E-3,7.437485579826215E-4,5.8189389635642755E-4,1.043458781362036E-6,3.5365921563553602E-5,3.4509645229788017E-3]
[2004,1,28,4,2.9965236032559279E-3,1.1249864812429729E-3,8.714965596211318E-4,2.2344489247311912E-6,8.0172213000000928E-5,5.075413306044765E-3,null,2.2012751023374123E-3,7.1910864384969056E-4,5.6649102821886607E-4,1.043458781362036E-6,3.5365921563553602E-5,3.5232841547508846E-3]
[2004,1,28,5,3.1014482140274977E-3,1.0943251854687039E-3,8.6123337301326327E-4,2.2344489247311912E-6,8.0172213000000928E-5,5.1394134344341967E-3,null,2.2783537320745311E-3,6.9950947249027332E-4,5.5981974183212343E-4,1.043458781362036E-6,3.5365921563553602E-5,3.5740923267418433E-3]
[2004,1,28,6,3.3817290374323801E-3,1.1492623922453218E-3,9.0649228196460407E-4,2.2344489247311912E-6,8.0172213000000928E-5,5.5198903735670379E-3,null,2.484250724694049E-3,7.3462617915360552E-4,5.8923898116802515E-4,1.043458781362036E-6,3.5365921563553602E-5,3.8445252653605952E-3]
[2004,1,28,7,3.7290443084694218E-3,1.1174044829505628E-3,9.4737512788646572E-4,2.2344489247311912E-6,8.0172213000000928E-5,5.8762305812311826E-3,null,2.739391868239419E-3,7.1426211404632654E-4,6.1581368782304309E-4,1.043458781362036E-6,3.5365921563553602E-5,4.1058770504537037E-3]
[2004,1,28,8,3.7221415173131159E-3,1.2603710986823229E-3,1.0933916438858025E-3,2.2344489247311912E-6,5.6126962877040657E-5,6.134265671683012E-3,null,2.7343210113663077E-3,8.0564857145606797E-4,7.1072748337647662E-4,1.043458781362036E-6,2.4758974368212608E-5,4.2764994993484268E-3]
[2004,1,28,9,3.610765172797039E-3,1.3742795226866118E-3,1.202444378263374E-3,2.2344489247311912E-6,0,6.189723522671756E-3,null,2.6525028758755008E-3,8.7846058624426024E-4,7.8161404620408659E-4,1.043458781362036E-6,0,4.3136209671052099E-3]
[2004,1,28,10,3.4071717766186271E-3,1.4079334745196596E-3,1.2350276777417096E-3,2.2344489247311912E-6,0,6.0523673778047271E-3,null,2.502941205972119E-3,8.9997270933760338E-4,8.0279387373234439E-4,1.043458781362036E-6,0,4.2067512478234292E-3]
[2004,1,28,11,3.2031520316659723E-3,1.3860533368666851E-3,1.2228243940688712E-3,2.2344489247311912E-6,0,5.8142642115262596E-3,null,2.3530663361524635E-3,8.859865891688609E-4,7.9486148359361795E-4,1.043458781362036E-6,0,4.0349578676963042E-3]
[2004,1,28,12,3.094932863923385E-3,1.3640658561779114E-3,1.2121490067984108E-3,2.2344489247311912E-6,0,5.6733821758244386E-3,null,2.2735674931303055E-3,8.7193185368234579E-4,7.8792225813745925E-4,1.043458781362036E-6,0,3.9344650637314722E-3]
[2004,1,28,13,2.9079440111863608E-3,1.3443084095609247E-3,1.1877079012527891E-3,2.2344489247311912E-6,0,5.4421947709248058E-3,null,2.1362036807787521E-3,8.5930259023824103E-4,7.7203502730620462E-4,1.043458781362036E-6,0,3.7685847571045593E-3]
[2004,1,28,14,2.7470107594471512E-3,1.3209344369581012E-3,1.1797431230568829E-3,2.2344489247311912E-6,0,5.249922768386866E-3,null,2.0179805638953093E-3,8.4436158781728298E-4,7.6685775455633215E-4,1.043458781362036E-6,0,3.6302433650502865E-3]
[2004,1,28,15,2.8141389838289301E-3,1.2391012883398917E-3,1.1414307462257536E-3,2.2344489247311912E-6,0,5.1969054673193064E-3,null,2.0672936041247168E-3,7.9205258188169876E-4,7.4195390668112043E-4,1.043458781362036E-6,0,3.6023435514688979E-3]
[2004,1,28,16,3.0113350478978606E-3,1.2023185755006031E-3,1.105356982070883E-3,2.2344489247311912E-6,0,5.3212450543940774E-3,null,2.2121557322395125E-3,7.6854050668080512E-4,7.1850520396139718E-4,1.043458781362036E-6,0,3.7002449016630768E-3]
[2004,1,28,17,3.4482814235311703E-3,1.2023897389180477E-3,1.0912564057138862E-3,2.2344489247311912E-6,0,5.7441620170878352E-3,null,2.5331407485741316E-3,7.6858599543063778E-4,7.0933953381529082E-4,1.043458781362036E-6,0,4.012109736601422E-3]
[2004,1,28,18,4.0144314989490025E-3,1.1857886366484413E-3,1.0642400777523696E-3,2.2344489247311912E-6,4.2758513573276428E-5,6.3094531758478211E-3,null,2.949040047298021E-3,7.579743157895485E-4,6.9177835444325631E-4,1.043458781362036E-6,1.8861824822106616E-5,4.4186980011342945E-3]
[2004,1,28,19,4.3445524206945025E-3,1.0181290141915995E-3,9.8151810557287078E-4,2.2344489247311912E-6,8.0172213000000928E-5,6.4266062023837049E-3,null,3.1915500562328582E-3,6.5080370908138566E-4,6.3800733887363803E-4,1.043458781362036E-6,3.5365921563553602E-5,4.5167704845327974E-3]
[2004,1,28,20,4.2937198361256571E-3,1.0263885885379743E-3,9.5792120843065276E-4,2.2344489247311912E-6,8.0172213000000928E-5,6.3604362950190159E-3,null,3.154207949974367E-3,6.5608335590917226E-4,6.2266886119716712E-4,1.043458781362036E-6,3.5365921563553602E-5,4.4693695474256221E-3]
[2004,1,28,21,4.0631986255736689E-3,1.1284095274718216E-3,9.7835314744328735E-4,2.2344489247311912E-6,8.0172213000000928E-5,6.25236796241351E-3,null,2.9848648482556275E-3,7.2129670759312544E-4,6.3595004975952282E-4,1.043458781362036E-6,3.5365921563553602E-5,4.3785209859531909E-3]
[2004,1,28,22,3.7567073235726862E-3,1.1490557358778183E-3,9.69146333042222E-4,2.2344489247311912E-6,8.0172213000000928E-5,5.9573160544174582E-3,null,2.7597133855924725E-3,7.3449408122829159E-4,6.2996542744621483E-4,1.043458781362036E-6,3.5365921563553602E-5,4.1605822746118943E-3]
[2004,1,28,23,3.4319117940919443E-3,1.1382065910855459E-3,9.2919564766486733E-4,2.2344489247311912E-6,8.0172213000000928E-5,5.5817206947670894E-3,null,2.5211154611110512E-3,7.2755914118360768E-4,6.0399664468096235E-4,1.043458781362036E-6,3.5365921563553602E-5,3.8890806273205372E-3]
[2004,1,28,24,3.1769098968531728E-3,1.1891852491788036E-3,9.276586526822979E-4,2.2344489247311912E-6,8.0172213000000928E-5,5.3761604606390066E-3,null,2.3337886111471171E-3,7.6014548270676599E-4,6.0299756573058594E-4,1.043458781362036E-6,3.5365921563553602E-5,3.7333410399293847E-3]
[2004,1,29,1,3.1542828497949835E-3,1.2549521925351327E-3,9.5664353671407452E-4,2.2344489247311912E-6,8.0172213000000928E-5,5.4482852409689225E-3,null,2.3171665644278823E-3,8.0218472338711231E-4,6.2183834780447488E-4,1.043458781362036E-6,3.5365921563553602E-5,3.7775990159643852E-3]
[2004,1,29,2,3.1031007685109542E-3,1.1826147055979646E-3,9.3360342824849859E-4,2.2344489247311912E-6,8.0172213000000928E-5,5.301725564282149E-3,null,2.279567714515963E-3,7.5594549029569993E-4,6.0686179443676853E-4,1.043458781362036E-6,3.5365921563553602E-5,3.6787843795933473E-3]
[2004,1,29,3,3.1626183611753603E-3,1.2207933055647113E-3,9.3821960483028309E-4,2.2344489247311912E-6,8.0172213000000928E-5,5.4040379334950863E-3,null,2.3232899113779736E-3,7.8034983799580128E-4,6.0986240595885168E-4,1.043458781362036E-6,3.5365921563553602E-5,3.7499115356775421E-3]
[2004,1,29,4,3.3307041015604387E-3,1.1771343245833624E-3,9.1213630563308809E-4,2.2344489247311912E-6,8.0172213000000928E-5,5.5023813937016214E-3,null,2.4467673153155197E-3,7.5244234654695387E-4,5.9290771483765786E-4,1.043458781362036E-6,3.5365921563553602E-5,3.8285267570450469E-3]
[2004,1,29,5,3.4479153957408153E-3,1.1425394780489356E-3,8.9890397476121103E-4,2.2344489247311912E-6,8.0172213000000928E-5,5.5717655104756949E-3,null,2.532871861033651E-3,7.3032878910395842E-4,5.8430642245320993E-4,1.043458781362036E-6,3.5365921563553602E-5,3.8839164529357352E-3]
[2004,1,29,6,3.7507791658828826E-3,1.2044993317217303E-3,9.4656468994608919E-4,2.2344489247311912E-6,8.0172213000000928E-5,5.9842498494754341E-3,null,2.7553585038518065E-3,7.6993447956393609E-4,6.1528688617697451E-4,1.043458781362036E-6,3.5365921563553602E-5,4.176989249937633E-3]
[2004,1,29,7,4.1278888841367791E-3,1.1705930895431064E-3,9.8967850484045429E-4,2.2344489247311912E-6,8.0172213000000928E-5,6.370567140445072E-3,null,3.0323869353114465E-3,7.4826108860534426E-4,6.4331176941984645E-4,1.043458781362036E-6,3.5365921563553602E-5,4.4603691736815523E-3]
[2004,1,29,8,4.1091836644946674E-3,1.3371360454238494E-3,1.1469641874537586E-3,2.2344489247311912E-6,5.479075930031656E-5,6.6503091055973235E-3,null,3.018645900788243E-3,8.5471790488085813E-4,7.4555075944690065E-4,1.043458781362036E-6,2.4169542330364735E-5,4.6441275662277284E-3]
[2004,1,29,9,3.9918032676674996E-3,1.4578522301158024E-3,1.2585425256005916E-3,2.2344489247311912E-6,0,6.7104324723086242E-3,null,2.9324171306369337E-3,9.3188154489956022E-4,8.1807901765509189E-4,1.043458781362036E-6,0,4.6834211519729474E-3]
[2004,1,29,10,3.77252592528936E-3,1.4943180509811951E-3,1.2924428924941602E-3,2.2344489247311912E-6,0,6.5615213176894466E-3,null,2.7713338827829071E-3,9.5519105788180079E-4,8.4011496660580623E-4,1.043458781362036E-6,0,4.5676833660518758E-3]
[2004,1,29,11,3.5474092071580746E-3,1.4718313477917091E-3,1.2819126714287345E-3,2.2344489247311912E-6,0,6.3033876753032488E-3,null,2.6059609732540564E-3,9.4081721170244457E-4,8.3327010222525354E-4,1.043458781362036E-6,0,4.3810917459631169E-3]
[2004,1,29,12,3.4279852769641605E-3,1.4482849420431312E-3,1.2721493468339459E-3,2.2344489247311912E-6,0,6.1506540147659682E-3,null,2.5182310038076279E-3,9.2576598736534307E-4,8.2692373662291449E-4,1.043458781362036E-6,0,4.2719641865772472E-3]
[2004,1,29,13,3.2226606744005194E-3,1.4271176868073693E-3,1.248005352785467E-3,2.2344489247311912E-6,0,5.9000181629180869E-3,null,2.3673975730181744E-3,9.1223555259088154E-4,8.1122963449154297E-4,1.043458781362036E-6,0,4.0919062188819605E-3]
[2004,1,29,14,3.0487899002784339E-3,1.4012823833522714E-3,1.2392646092305307E-3,2.2344489247311912E-6,0,5.691571341785967E-3,null,2.2396704275742976E-3,8.9572122967162843E-4,8.0554796799593925E-4,1.043458781362036E-6,0,3.9419830840232272E-3]
[2004,1,29,15,3.1207381306788472E-3,1.3126717956988287E-3,1.1984495767286938E-3,2.2344489247311912E-6,0,5.6340939520311013E-3,null,2.2925242906526918E-3,8.390799805716502E-4,7.7901734148514302E-4,1.043458781362036E-6,0,3.911665071490847E-3]
[2004,1,29,16,3.3314718026026865E-3,1.2726701804124294E-3,1.1625172678448529E-3,2.2344489247311912E-6,0,5.7688936997847004E-3,null,2.4473312758958744E-3,8.135103334692092E-4,7.5566058765615032E-4,1.043458781362036E-6,0,4.0175456558025962E-3]
[2004,1,29,17,3.8056658626316707E-3,1.272162564851613E-3,1.1473254011605946E-3,2.2344489247311912E-6,0,6.2273882775686091E-3,null,2.7956787999680694E-3,8.1318585780339289E-4,7.4578555592651175E-4,1.043458781362036E-6,0,4.355693672479336E-3]
[2004,1,29,18,4.42622078950374E-3,1.2527314657280371E-3,1.1189615877332671E-3,2.2344489247311912E-6,4.0086106500000464E-5,6.8402343983897758E-3,null,3.2515444266135712E-3,8.0076520069129577E-4,7.2734848276165612E-4,1.043458781362036E-6,1.7682960781776801E-5,4.7983845296296615E-3]
[2004,1,29,19,4.783273178431806E-3,1.0707588509306263E-3,1.0308044631435634E-3,2.2344489247311912E-6,8.0172213000000928E-5,6.9672431544307275E-3,null,3.513838550752435E-3,6.8444550936472444E-4,6.7004450421772406E-4,1.043458781362036E-6,3.5365921563553602E-5,4.904737944679799E-3]
[2004,1,29,20,4.7200245583041709E-3,1.0843790991933492E-3,1.0086959706664277E-3,2.2344489247311912E-6,8.0172213000000928E-5,6.8955062900886797E-3,null,3.4673755051775963E-3,6.9315178132479385E-4,6.5567352076692715E-4,1.043458781362036E-6,3.5365921563553602E-5,4.8526101876142326E-3]
[2004,1,29,21,4.466046147618332E-3,1.195706400699065E-3,1.0341875922763185E-3,2.2344489247311912E-6,8.0172213000000928E-5,6.7783468025184486E-3,null,3.2808005182939659E-3,7.6431390295381846E-4,6.722436090562386E-4,1.043458781362036E-6,3.5365921563553602E-5,4.7537674106489384E-3]
[2004,1,29,22,4.1346245501448515E-3,1.2173285679896613E-3,1.0241143033492624E-3,2.2344489247311912E-6,8.0172213000000928E-5,6.458474083408508E-3,null,3.0373350204408677E-3,7.7813512450330101E-4,6.6569576014182123E-4,1.043458781362036E-6,3.5365921563553602E-5,4.5175752854309057E-3]
[2004,1,29,23,3.7856606658647138E-3,1.2030560855268268E-3,9.801582285771126E-4,2.2344489247311912E-6,8.0172213000000928E-5,6.051281641893386E-3,null,2.7809827897271977E-3,7.69011934421161E-4,6.3712339032665453E-4,1.043458781362036E-6,3.5365921563553602E-5,4.2235274948199284E-3]
[2004,1,29,24,3.5134765427242906E-3,1.2531621286620126E-3,9.7938321477701595E-4,2.2344489247311912E-6,8.0172213000000928E-5,5.8284285480880516E-3,null,2.5810337111117202E-3,8.0104048705568413E-4,6.3661961511417243E-4,1.043458781362036E-6,3.5365921563553602E-5,4.0551031936264924E-3]
[2004,1,30,1,2.6906629779436925E-3,9.8888183068001224E-4,8.0125081065756331E-4,2.2344489247311912E-6,8.0172213000000928E-5,4.563202281206E-3,null,1.9765869408446724E-3,6.3210846000763424E-4,5.2082981921113816E-4,1.043458781362036E-6,3.5365921563553602E-5,3.1659346004083602E-3]
[2004,1,30,2,2.6435609783133545E-3,9.6093182085609766E-4,7.8552348184860561E-4,2.2344489247311912E-6,8.0172213000000928E-5,4.47242294294279E-3,null,1.9419853582160859E-3,6.1424238428568095E-4,5.1060672587845103E-4,1.043458781362036E-6,3.5365921563553602E-5,3.1032438487251335E-3]
[2004,1,30,3,2.6175086481991703E-3,9.2570960898769397E-4,7.630300363981867E-4,2.2344489247311912E-6,8.0172213000000928E-5,4.3886549555097829E-3,null,1.9228470655705964E-3,5.9172780528194996E-4,4.9598551492733461E-4,1.043458781362036E-6,3.5365921563553602E-5,3.0469697661247965E-3]
[2004,1,30,4,2.7626450764437743E-3,9.1785398014157765E-4,7.517088226337309E-4,2.2344489247311912E-6,8.0172213000000928E-5,4.5146145411438156E-3,null,2.0294656837553104E-3,5.8670636662441539E-4,4.8862648871511377E-4,1.043458781362036E-6,3.5365921563553602E-5,3.1412079194397553E-3]
[2004,1,30,5,2.9691089592104552E-3,8.4466634225425087E-4,7.2212774938794637E-4,2.2344489247311912E-6,8.0172213000000928E-5,4.618309712777385E-3,null,2.1811360407557948E-3,5.3992370398337798E-4,4.6939817115743224E-4,1.043458781362036E-6,3.5365921563553602E-5,3.2268672962415205E-3]
[2004,1,30,6,3.2516960198677525E-3,8.868010700305572E-4,7.4576230515567337E-4,2.2344489247311912E-6,8.0172213000000928E-5,4.9666660569787149E-3,null,2.3887272174752837E-3,5.6685686936392397E-4,4.8476112772971786E-4,1.043458781362036E-6,3.5365921563553602E-5,3.4767545949138407E-3]
[2004,1,30,7,3.6101325262229284E-3,8.5218594925587029E-4,8.060931715423602E-4,2.2344489247311912E-6,8.0172213000000928E-5,5.3508183089458908E-3,null,2.6520381276083234E-3,5.4473035231504736E-4,5.2397745527045666E-4,1.043458781362036E-6,3.5365921563553602E-5,3.7571553155387434E-3]
[2004,1,30,8,3.7004694867048965E-3,1.0594684993059176E-3,9.9942117843032792E-4,2.2344489247311912E-6,5.3454555803764687E-5,5.8150481691696381E-3,null,2.7184005289302166E-3,6.7722854313375259E-4,6.4964471143619544E-4,1.043458781362036E-6,2.358011032788279E-5,4.069897352609409E-3]
[2004,1,30,9,3.6366160995903478E-3,1.174728322717197E-3,1.0750272428988591E-3,2.2344489247311912E-6,0,5.8886061141311353E-3,null,{"$f":"E707*T$5","v":2.6714932157015001E-3},{"$f":"F707*U$5","v":7.5090439318669093E-4},{"$f":"G707*V$5","v":6.987902378614286E-4},{"$f":"H707*W$5","v":1.043458781362036E-6},{"$f":"I707*X$5","v":0},{"$f":"SUM(L707:P707)","v":4.1222313055309812E-3}]
[2004,1,30,10,3.5767608781228019E-3,1.0452663384148844E-3,1.0396104603015203E-3,2.2344489247311912E-6,0,{"$f":"SUM(E708:I708)","v":5.6638721257639378E-3},null,2.6275229934685641E-3,6.6815030368077536E-4,6.7576858692284917E-4,1.043458781362036E-6,0,3.9724853428535507E-3]
[2004,1,30,11,3.2513177220470485E-3,1.0885298238685944E-3,1.0706088154206245E-3,2.2344489247311912E-6,0,5.4126908102609984E-3,null,2.3884493162523203E-3,6.9580498831170012E-4,6.9591816740099694E-4,1.043458781362036E-6,0,3.7812159307463794E-3]
[2004,1,30,12,2.9943254100671434E-3,1.1512865470797576E-3,1.0869761068393767E-3,2.2344489247311912E-6,0,5.2348225129110089E-3,null,2.199660288447296E-3,7.3592005002423566E-4,7.0655724984212281E-4,1.043458781362036E-6,0,3.6431810470950164E-3]
[2004,1,30,13,2.8318305589340202E-3,1.1224775847962591E-3,1.0571127049889529E-3,2.2344489247311912E-6,0,5.0136552976439638E-3,null,2.0802900056073052E-3,7.1750491869260039E-4,6.8714541277449938E-4,1.043458781362036E-6,0,3.4859837958557674E-3]
[2004,1,30,14,2.6172806980313255E-3,1.1982665516691625E-3,1.0982056131496514E-3,2.2344489247311912E-6,0,4.9159873117748699E-3,null,1.9226796111816154E-3,7.6595039078976399E-4,7.1385666428715893E-4,1.043458781362036E-6,0,3.4035301250399E-3]
[2004,1,30,15,2.594309518774152E-3,1.0663636629655272E-3,1.0383094823424107E-3,2.2344489247311912E-6,0,4.7012171130068215E-3,null,1.9058047616342258E-3,6.8163603768684725E-4,6.7492292398406894E-4,1.043458781362036E-6,0,3.2634071820865041E-3]
[2004,1,30,16,2.7655530515365021E-3,1.0657042879507498E-3,1.0166868414249654E-3,2.2344489247311912E-6,0,4.8501786298369483E-3,null,2.031601910268889E-3,6.8121455504632604E-4,6.6086775422934737E-4,1.043458781362036E-6,0,3.3747276783259242E-3]
[2004,1,30,17,3.0770067139306435E-3,1.0863654072517334E-3,1.0051292816968334E-3,2.2344489247311912E-6,0,5.1707358518039408E-3,null,2.2603987706757548E-3,6.9442145995466872E-4,6.5335509818749589E-4,1.043458781362036E-6,0,3.6092187875992813E-3]
[2004,1,30,18,3.9790938477606598E-3,7.2017868844786092E-4,8.3603416787364482E-4,2.2344489247311912E-6,3.874990292327638E-5,5.5762910559301734E-3,null,2.9230806683525454E-3,4.6034928295937244E-4,5.4343973037683263E-4,1.043458781362036E-6,1.7093528743928934E-5,3.9450066692140419E-3]
[2004,1,30,19,4.0497028507513865E-3,7.6118533687392865E-4,8.3798490897472855E-4,2.2344489247311912E-6,8.0172213000000928E-5,5.7312797585247766E-3,null,2.9749507220759564E-3,4.8656136268668591E-4,5.4470775297536377E-4,1.043458781362036E-6,3.5365921563553602E-5,4.0426292180829214E-3]
[2004,1,30,20,4.1170037303886681E-3,5.8535225926473926E-4,7.414640216935203E-4,2.2344489247311912E-6,8.0172213000000928E-5,5.5262266732716593E-3,null,3.0243905965191219E-3,3.7416615786275113E-4,4.8196715339766797E-4,1.043458781362036E-6,3.5365921563553602E-5,3.9169332881244566E-3]
[2004,1,30,21,3.7554040293011912E-3,8.1194339847305986E-4,8.1521483980063428E-4,2.2344489247311912E-6,8.0172213000000928E-5,5.4649689294996176E-3,null,2.7587559730669234E-3,5.1900669554140748E-4,5.299067308064926E-4,1.043458781362036E-6,3.5365921563553602E-5,3.8440787797597393E-3]
[2004,1,30,22,3.593499291115263E-3,8.1278843547088846E-4,7.9311694185351712E-4,2.2344489247311912E-6,8.0172213000000928E-5,5.2818113303644007E-3,null,2.6398191928820812E-3,5.1954685617412895E-4,5.1554263402224358E-4,1.043458781362036E-6,3.5365921563553602E-5,3.7113180634233693E-3]
[2004,1,30,23,3.3103176305538354E-3,9.1258375419608255E-4,7.9371461243709263E-4,2.2344489247311912E-6,8.0172213000000928E-5,5.0990226591117425E-3,null,2.4317912173456597E-3,5.8333755722480456E-4,5.1593113242730097E-4,1.043458781362036E-6,3.5365921563553602E-5,3.5674692873426811E-3]
[2004,1,30,24,2.9314578141096774E-3,9.7059032202936825E-4,8.016367474542453E-4,2.2344489247311912E-6,8.0172213000000928E-5,4.7860915455180232E-3,null,2.153477146897999E-3,6.2041624663525989E-4,5.2108068621728551E-4,1.043458781362036E-6,3.5365921563553602E-5,3.3313834600954598E-3]
[2004,1,31,1,2.2547674549034512E-3,8.1902692726253286E-4,6.8844085732040609E-4,2.2344489247311912E-6,8.0172213000000928E-5,3.8446419014111217E-3,null,1.6563738909470386E-3,5.2353459597967781E-4,4.4750098531755355E-4,1.043458781362036E-6,3.5365921563553602E-5,2.6638188525891855E-3]
[2004,1,31,2,2.1189466560404607E-3,8.7640354352823261E-4,6.974802704050176E-4,2.2344489247311912E-6,8.0172213000000928E-5,3.7752371318984426E-3,null,1.5565986238369057E-3,5.6021061066913798E-4,4.5337679326683884E-4,1.043458781362036E-6,3.5365921563553602E-5,2.606595408117798E-3]
[2004,1,31,3,2.1784185373590463E-3,7.7797925210760686E-4,6.5030932159256373E-4,2.2344489247311912E-6,8.0172213000000928E-5,3.6891137729839485E-3,null,1.6002872407039714E-3,4.9729629133691622E-4,4.2271468794947146E-4,1.043458781362036E-6,3.5365921563553602E-5,2.5567076003352746E-3]
[2004,1,31,4,2.2518671978776399E-3,7.7006603098818806E-4,6.4161543845472533E-4,2.2344489247311912E-6,8.0172213000000928E-5,3.7459553292452847E-3,null,1.6542433341997598E-3,4.9223803881340083E-4,4.1706348170706265E-4,1.043458781362036E-6,3.5365921563553602E-5,2.599954235065139E-3]
[2004,1,31,5,2.3591477158568107E-3,7.3810928699603884E-4,6.2779351683869855E-4,2.2344489247311912E-6,8.0172213000000928E-5,3.8074571816162799E-3,null,1.7330526360643645E-3,4.7181079704898809E-4,4.080789429825179E-4,1.043458781362036E-6,3.5365921563553602E-5,2.6493517564407862E-3]
[2004,1,31,6,2.4052018176213058E-3,8.0335986543724077E-4,6.6350611819337806E-4,2.2344489247311912E-6,8.0172213000000928E-5,3.9544744631766571E-3,null,1.766884422827046E-3,5.1351996934181172E-4,4.3129288231301611E-4,1.043458781362036E-6,3.5365921563553602E-5,2.7481066548267897E-3]
[2004,1,31,7,2.8222401335683896E-3,6.7588310525127239E-4,6.2157456617488297E-4,2.2344489247311912E-6,8.0172213000000928E-5,4.2021044669192775E-3,null,2.0732447867559509E-3,4.3203486559336476E-4,4.0403649471683703E-4,1.043458781362036E-6,3.5365921563553602E-5,2.9457255274110681E-3]
[2004,1,31,8,2.9746755555007899E-3,6.8657507467288943E-4,6.7607328505540562E-4,2.2344489247311912E-6,5.2118352227040603E-5,4.3916767163808563E-3,null,2.1852253160097469E-3,4.3886933672617899E-4,4.3946180415082919E-4,1.043458781362036E-6,2.2990678290034923E-5,3.0875905939581516E-3]
[2004,1,31,9,3.1869115143348661E-3,7.0476203957723596E-4,7.1479911755404778E-4,2.2344489247311912E-6,0,4.6087071203908805E-3,null,2.3411358956876532E-3,4.5049472412964054E-4,4.6463440687495751E-4,1.043458781362036E-6,0,3.2573084854736131E-3]
[2004,1,31,10,3.3190485025951255E-3,6.4684529253418053E-4,6.9326638251152679E-4,2.2344489247311912E-6,0,4.6613946265655634E-3,null,2.4382050000454863E-3,4.1347344954836672E-4,4.5063767782314688E-4,1.043458781362036E-6,0,3.3033595861983616E-3]
[2004,1,31,11,3.4103220488926741E-3,4.8127174724281913E-4,6.2602004425909631E-4,2.2344489247311912E-6,0,4.5198482893193202E-3,null,2.5052554263289713E-3,3.0763629541625349E-4,4.0692614863807022E-4,1.043458781362036E-6,0,3.2208613291646571E-3]
[2004,1,31,12,3.0522012141885849E-3,6.7086104791662762E-4,6.999174289363337E-4,2.2344489247311912E-6,0,4.4252141399662775E-3,null,2.2421764116314609E-3,4.2882468938283674E-4,4.5496099738915669E-4,1.043458781362036E-6,0,3.1270055571848165E-3]
[2004,1,31,13,2.8936141260719741E-3,6.7561602745986487E-4,6.754240302838479E-4,2.2344489247311912E-6,0,4.2468886327404181E-3,null,2.1256768091441084E-3,4.3186414536553657E-4,4.3903977494250319E-4,1.043458781362036E-6,0,2.9976241882335103E-3]
[2004,1,31,14,2.5138935763731962E-3,8.4164814796350632E-4,7.5881283625433595E-4,2.2344489247311912E-6,0,4.1165890095157696E-3,null,1.8467304357567718E-3,5.3799442781919324E-4,4.9324424645149191E-4,1.043458781362036E-6,0,2.8790125688088189E-3]
[2004,1,31,15,2.4194808213408386E-3,8.4453654365464963E-4,7.5681722199062143E-4,2.2344489247311912E-6,0,4.0230690359108401E-3,null,1.7773739164989256E-3,5.3984073472420106E-4,4.919470553568175E-4,1.043458781362036E-6,0,2.8102051653613063E-3]
[2004,1,31,16,2.59660742349202E-3,7.6402458461795385E-4,7.1440981061416092E-4,2.2344489247311912E-6,0,4.0772762676488661E-3,null,1.9074928245740573E-3,4.8837625346875412E-4,4.6438134920509695E-4,1.043458781362036E-6,0,2.8612938860292703E-3]
[2004,1,31,17,2.8912987020865782E-3,7.5066036507618239E-4,7.1151380388038976E-4,2.2344489247311912E-6,0,4.3557073199678815E-3,null,2.1239758763816003E-3,4.7983363900091217E-4,4.6249888413483207E-4,1.043458781362036E-6,0,3.0673518582987067E-3]
[2004,1,31,18,3.2862349796107405E-3,7.51154883133997E-4,7.0340907324644277E-4,2.2344489247311912E-6,3.74136994267245E-5,4.7804470843426363E-3,null,2.4140998699917738E-3,4.8014974254157106E-4,4.5723063936716765E-4,1.043458781362036E-6,1.6504096741446986E-5,3.3690278074233215E-3]
[2004,1,31,19,3.2430793123967693E-3,7.0371029195996453E-4,6.8751934455838024E-4,2.2344489247311912E-6,8.0172213000000928E-5,4.7167156108398464E-3,null,2.3823973011684704E-3,4.4982243089293196E-4,4.4690198270955266E-4,1.043458781362036E-6,3.5365921563553602E-5,3.3155310951158705E-3]
[2004,1,31,20,3.2394645252536705E-3,6.0119263415488037E-4,6.3214553967616918E-4,2.2344489247311912E-6,8.0172213000000928E-5,4.5552093610094525E-3,null,2.3797418437144706E-3,3.8429156887456566E-4,4.1090784903477187E-4,1.043458781362036E-6,3.5365921563553602E-5,3.2113506419687238E-3]
[2004,1,31,21,2.9730510643914843E-3,7.4068400515010899E-4,6.7193129894252272E-4,2.2344489247311912E-6,8.0172213000000928E-5,4.4680730304088477E-3,null,2.1840319491932807E-3,4.7345659645274882E-4,4.367694263714202E-4,1.043458781362036E-6,3.5365921563553602E-5,3.1306673523623652E-3]
[2004,1,31,22,2.9089188607489031E-3,6.7547009225726819E-4,6.3723804518624086E-4,2.2344489247311912E-6,8.0172213000000928E-5,4.3040336601171446E-3,null,2.1369198146574298E-3,4.317708613417914E-4,4.1421808434294669E-4,1.043458781362036E-6,3.5365921563553602E-5,3.0193181406870835E-3]
[2004,1,31,23,2.8928375387440911E-3,5.948129428683316E-4,5.8554068530414954E-4,2.2344489247311912E-6,8.0172213000000928E-5,4.1555978288413042E-3,null,2.1251063206127311E-3,3.8021357218239122E-4,3.8061371696766029E-4,1.043458781362036E-6,3.5365921563553602E-5,2.9223429901076982E-3]
[2004,1,31,24,2.2160118432685391E-3,9.0258409807607233E-4,6.9470550790751021E-4,2.2344489247311912E-6,8.0172213000000928E-5,3.8957081111768536E-3,null,1.6279036453347255E-3,5.7694562339153863E-4,4.5157313949113206E-4,1.043458781362036E-6,3.5365921563553602E-5,2.6928317885623119E-3]
[2004,2,1,1,2.155538947646037E-3,1.1071498725474516E-3,7.77469219071738E-4,2.3885488505747157E-6,8.0172213000001118E-5,4.1227188011158031E-3,null,1.5834796737179419E-3,7.0770720951801548E-4,5.053712862755727E-4,1.1154214559387255E-6,3.5365921563553683E-5,2.8330395125310223E-3]
[2004,2,1,2,2.1439417220474395E-3,1.0333076814266647E-3,7.4916578565796153E-4,2.3885488505747157E-6,8.0172213000001118E-5,4.0089759509826422E-3,null,1.5749602400853672E-3,6.605061463931599E-4,4.8697346138494455E-4,1.1154214559387255E-6,3.5365921563553683E-5,2.7589211908829641E-3]
[2004,2,1,3,2.0239191497742038E-3,1.058776282305019E-3,7.505973094455319E-4,2.3885488505747157E-6,8.0172213000001118E-5,3.9158535033753305E-3,null,1.4867905024011747E-3,6.7678606739109658E-4,4.8790398184814986E-4,1.1154214559387255E-6,3.5365921563553683E-5,2.687961894659913E-3]
[2004,2,1,4,2.1371461899292931E-3,9.5800524185198435E-4,7.0479703614961667E-4,2.3885488505747157E-6,8.0172213000001118E-5,3.88250922978147E-3,null,1.5699681767348378E-3,6.1237167002034889E-4,4.5813284434258422E-4,1.1154214559387255E-6,3.5365921563553683E-5,2.6769540341172633E-3]
[2004,2,1,5,2.2328726222550456E-3,9.4403703712441834E-4,6.9729569138638078E-4,2.3885488505747157E-6,8.0172213000001118E-5,3.9567661126164201E-3,null,1.640289735986133E-3,6.0344297894171777E-4,4.5325681303639404E-4,1.1154214559387255E-6,3.5365921563553683E-5,2.733470870983737E-3]
[2004,2,1,6,2.3217415549120204E-3,9.4479496589080559E-4,7.060555103215498E-4,2.3885488505747157E-6,8.0172213000001118E-5,4.0551527929749516E-3,null,1.7055737099273157E-3,6.0392745865451322E-4,4.5895087892892299E-4,1.1154214559387255E-6,3.5365921563553683E-5,2.8049333905302439E-3]
[2004,2,1,7,2.3879772289953438E-3,9.7418135078356958E-4,7.3273205770099507E-4,2.3885488505747157E-6,8.0172213000001118E-5,4.1774513993304849E-3,null,1.7542310741101744E-3,6.227116873898953E-4,4.7629119380162991E-4,1.1154214559387255E-6,3.5365921563553683E-5,2.8897152983211917E-3]
[2004,2,1,8,2.8265330117671944E-3,9.118898705336323E-4,7.41456016757296E-4,2.3885488505747157E-6,5.0782148650316641E-5,4.5330495965590148E-3,null,2.0763983764310423E-3,5.8289401612647714E-4,4.8196195002135801E-4,1.1154214559387255E-6,2.240124625218711E-5,3.1647710102870028E-3]
[2004,2,1,9,3.1515848326825174E-3,8.3728556598330222E-4,7.3033827265797527E-4,2.3885488505747157E-6,0,4.7215972201743693E-3,null,2.3151845750689804E-3,5.3520579838784083E-4,4.7473518335570828E-4,1.1154214559387255E-6,0,3.3262409782684682E-3]
[2004,2,1,10,3.2906320552409155E-3,8.939867121795465E-4,7.8905820871328649E-4,2.3885488505747157E-6,0,4.9760655249843234E-3,null,2.4173300041036099E-3,5.7145004223053454E-4,5.1290437241983998E-4,1.1154214559387255E-6,0,3.5027998402099229E-3]
[2004,2,1,11,3.1498363810812655E-3,9.4278783712690431E-4,8.0559013417411931E-4,2.3885488505747157E-6,0,4.9006029012328639E-3,null,2.3139001456811072E-3,6.0264447110976865E-4,5.2365047043865056E-4,1.1154214559387255E-6,0,3.4413105086854652E-3]
[2004,2,1,12,3.0118557035507055E-3,9.5850733660217803E-4,8.0994037530153159E-4,2.3885488505747157E-6,0,4.7826919643049904E-3,null,2.212538210897199E-3,6.1269261669918984E-4,5.2647821834202625E-4,1.1154214559387255E-6,0,3.3528244673943536E-3]
[2004,2,1,13,2.8700868320195041E-3,9.789658142184464E-4,8.055519140084174E-4,2.3885488505747157E-6,0,4.6569931090969432E-3,null,2.1083934323114346E-3,6.2576998992914113E-4,5.2362562652994186E-4,1.1154214559387255E-6,0,3.2589044702264563E-3]
[2004,2,1,14,2.786830740894987E-3,8.9186293417011767E-4,7.9218880591694872E-4,2.3885488505747157E-6,0,4.4732710298326286E-3,null,2.0472327058245151E-3,5.7009249069577233E-4,5.1493932621198425E-4,1.1154214559387255E-6,0,3.1333799441882102E-3]
[2004,2,1,15,2.6086490142471059E-3,9.2999602094713313E-4,8.0346754737112508E-4,2.3885488505747157E-6,0,4.3445011314159395E-3,null,1.9163386931308425E-3,5.9446774566570258E-4,5.2227074453240635E-4,1.1154214559387255E-6,0,3.0341926047848899E-3]
[2004,2,1,16,2.7197606128053311E-3,9.0620638133419393E-4,7.8656353400809696E-4,2.3885488505747157E-6,0,4.4149190769981975E-3,null,1.9979623436909015E-3,5.7926104250529483E-4,5.1128278157910423E-4,1.1154214559387255E-6,0,3.0896215892312396E-3]
[2004,2,1,17,3.0984750494759883E-3,9.4429106413385945E-4,7.9972861269554944E-4,2.3885488505747157E-6,0,4.8448832751559721E-3,null,2.2761696167566078E-3,6.0360535690919209E-4,5.198403586342327E-4,1.1154214559387255E-6,0,3.4007307537559711E-3]
[2004,2,1,18,3.5162932291906801E-3,9.0677746983639212E-4,7.7494054170395188E-4,2.3885488505747157E-6,3.4741292273276414E-5,5.2351410818548749E-3,null,2.5831028761210718E-3,5.7962609105048277E-4,5.0372759299153525E-4,1.1154214559387255E-6,1.5325232665751289E-5,3.6828972142847797E-3]
[2004,2,1,19,3.5443940490886183E-3,9.2436818478386221E-4,7.8275391942917631E-4,2.3885488505747157E-6,8.0172213000001118E-5,5.3340769151522336E-3,null,2.6037460090933555E-3,5.9087034632032871E-4,5.0880645226247605E-4,1.1154214559387255E-6,3.5365921563553683E-5,3.7399041506956522E-3]
[2004,2,1,20,3.6264675087625477E-3,8.4433575279538537E-4,7.3431604635461106E-4,2.3885488505747157E-6,8.0172213000001118E-5,5.2876800697631201E-3,null,2.6640379631252238E-3,5.3971238612187528E-4,4.773208196230606E-4,1.1154214559387255E-6,3.5365921563553683E-5,3.717552511889652E-3]
[2004,2,1,21,3.4580655621755476E-3,8.7008617935588892E-4,7.3613212403137655E-4,2.3885488505747157E-6,8.0172213000001118E-5,5.1468446274133897E-3,null,2.5403282710659563E-3,5.5617245442599863E-4,4.785013081735644E-4,1.1154214559387255E-6,3.5365921563553683E-5,3.6114833766850117E-3]
[2004,2,1,22,3.3149270691532956E-3,9.1279493409537752E-4,7.4442731214768225E-4,2.3885488505747157E-6,8.0172213000001118E-5,5.0547100772469315E-3,null,2.4351773553402743E-3,5.8347254666114216E-4,4.838933542962913E-4,1.1154214559387255E-6,3.5365921563553683E-5,3.5390245993171996E-3]
[2004,2,1,23,2.7231070928658528E-3,1.0167965225212222E-3,7.7738294070522928E-4,2.3885488505747157E-6,8.0172213000001118E-5,4.5998473179428801E-3,null,2.0004207001776287E-3,6.4995195993239384E-4,5.0531520352915566E-4,1.1154214559387255E-6,3.5365921563553683E-5,3.1921692066586706E-3]
[2004,2,1,24,2.3641022454209911E-3,1.0425321475640409E-3,7.69203553209142E-4,2.3885488505747157E-6,8.0172213000001118E-5,4.2583987080447505E-3,null,1.7366922812056792E-3,6.6640256687899272E-4,4.999984302364723E-4,1.1154214559387255E-6,3.5365921563553683E-5,2.939574621340636E-3]
[2004,2,2,1,2.1927931133499329E-3,8.3801799712469806E-4,6.5602582141827744E-4,2.3885488505747157E-6,8.0172213000001118E-5,3.769397693743484E-3,null,{"$f":"E771*T$5","v":1.6108469426869675E-3},{"$f":"F771*U$5","v":5.3567397962697944E-4},{"$f":"G771*V$5","v":4.2643053264022885E-4},{"$f":"H771*W$5","v":1.1154214559387255E-6},{"$f":"I771*X$5","v":3.5365921563553683E-5},{"$f":"SUM(L771:P771)","v":2.6094327979736681E-3}]
[2004,2,2,2,2.1384413905138318E-3,8.2180639098522251E-4,6.4968622389953684E-4,2.3885488505747157E-6,8.0172213000001118E-5,{"$f":"SUM(E772:I772)","v":3.6924947672491671E-3},null,1.5709196435599881E-3,5.2531127189674696E-4,4.2230966139037974E-4,1.1154214559387255E-6,3.5365921563553683E-5,2.5550219198666067E-3]
[2004,2,2,3,2.0984590227574231E-3,7.8417605396192589E-4,6.3248711417502094E-4,2.3885488505747157E-6,8.0172213000001118E-5,3.5976829527449455E-3,null,1.5415482110843523E-3,5.0125738229397476E-4,4.1112987961760281E-4,1.1154214559387255E-6,3.5365921563553683E-5,2.490416816015422E-3]
[2004,2,2,4,2.1981310513996691E-3,7.6993923738354324E-4,6.2047842149434641E-4,2.3885488505747157E-6,8.0172213000001118E-5,3.6711094721281344E-3,null,1.6147682433948732E-3,4.9215699039317068E-4,4.0332397770194054E-4,1.1154214559387255E-6,3.5365921563553683E-5,2.5467305545094766E-3]
[2004,2,2,5,2.2981878474092662E-3,7.2581845506654633E-4,6.0994667124570105E-4,2.3885488505747157E-6,8.0172213000001118E-5,3.7165137355720896E-3,null,1.6882709295196413E-3,4.6395430843515473E-4,3.9647811932024701E-4,1.1154214559387255E-6,3.5365921563553683E-5,2.5851847002945354E-3]
[2004,2,2,6,2.4705162180413561E-3,7.1399073004713533E-4,6.1620938583552916E-4,2.3885488505747157E-6,8.0172213000001118E-5,3.8832770957745967E-3,null,1.8148650105028886E-3,4.5639384487372754E-4,4.0054901505502232E-4,1.1154214559387255E-6,3.5365921563553683E-5,2.7082892134511309E-3]
[2004,2,2,7,2.9114454393119023E-3,6.5158162001834866E-4,6.4042864847931513E-4,2.3885488505747157E-6,8.0172213000001118E-5,4.2860164696601425E-3,null,2.1387758636065473E-3,4.1650098284832691E-4,4.1629204335079162E-4,1.1154214559387255E-6,3.5365921563553683E-5,3.008050232825158E-3]
[2004,2,2,8,2.8600265935364378E-3,8.5258884388146681E-4,8.1200591736722502E-4,2.3885488505747157E-6,4.9445945153764768E-5,4.5764558487894694E-3,null,2.1010030842186353E-3,5.4498788875006923E-4,5.2782086397350485E-4,1.1154214559387255E-6,2.1811814249705166E-5,3.1967390726478531E-3]
[2004,2,2,9,2.8726043234852945E-3,1.0288026194840538E-3,9.363427451368402E-4,2.3885488505747157E-6,0,4.8401382369567631E-3,null,2.1102428057914132E-3,6.5762644158068046E-4,6.0864240782366314E-4,1.1154214559387255E-6,0,3.3776270766516956E-3]
[2004,2,2,10,2.6928064934262342E-3,1.0783062277322977E-3,9.7782984543505025E-4,2.3885488505747157E-6,0,4.751331115444157E-3,null,1.978161587965111E-3,6.8926990857926071E-4,6.3560989248702122E-4,1.1154214559387255E-6,0,3.3041568104873313E-3]
[2004,2,2,11,2.6114292105028753E-3,1.0938984933673149E-3,1.0010548227167495E-3,2.3885488505747157E-6,0,4.7087710754375144E-3,null,1.9183810520799886E-3,6.9923672434308475E-4,6.5070661445961202E-4,1.1154214559387255E-6,0,3.2694398123386242E-3]
[2004,2,2,12,2.4736470618084601E-3,1.0554721593691336E-3,9.7468208503426169E-4,2.3885488505747157E-6,0,4.5061898550624304E-3,null,1.8171649584913998E-3,6.7467402124374027E-4,6.3356378225704567E-4,1.1154214559387255E-6,0,3.1265181834481243E-3]
[2004,2,2,13,2.3166684657712168E-3,1.060986900380587E-3,9.6464984210855643E-4,2.3885488505747157E-6,0,4.3446937571109349E-3,null,1.7018469697790135E-3,6.7819912843040345E-4,6.2704261410373148E-4,1.1154214559387255E-6,0,3.008204133769087E-3]
[2004,2,2,14,2.2401600017847591E-3,9.7036350244084513E-4,9.3004369443461807E-4,2.3885488505747157E-6,0,4.1429557475107974E-3,null,1.6456431151828166E-3,6.2027126006926911E-4,6.0454789285431445E-4,1.1154214559387255E-6,0,2.8715776895623388E-3]
[2004,2,2,15,2.149639783028933E-3,9.8792546558640576E-4,9.3631808736146561E-4,2.3885488505747157E-6,0,4.0762718848273791E-3,null,1.5791460905677506E-3,6.3149713674557273E-4,6.0862637975290222E-4,1.1154214559387255E-6,0,2.8203850285221641E-3]
[2004,2,2,16,2.2392184097794927E-3,1.0462063539733301E-3,9.3920917467417723E-4,2.3885488505747157E-6,0,4.2270224872775746E-3,null,1.6449514126260602E-3,6.6875117606875699E-4,6.105056470963792E-4,1.1154214559387255E-6,0,2.9253236572471353E-3]
[2004,2,2,17,2.702813064524925E-3,1.0093841399192954E-3,9.1686123907571207E-4,2.3885488505747157E-6,0,4.6314469923705078E-3,null,1.9855125114804084E-3,6.4521385108447476E-4,5.9597902059856805E-4,1.1154214559387255E-6,0,3.2278208046193899E-3]
[2004,2,2,18,3.4752911446010795E-3,8.0431049690430126E-4,8.0517472100749663E-4,2.3885488505747157E-6,3.3405088776724541E-5,5.1205700001401774E-3,null,2.5529823498375644E-3,5.1412762758168981E-4,5.2338044317428811E-4,1.1154214559387255E-6,1.4735800663269343E-5,3.6063416427127501E-3]
[2004,2,2,19,3.8306802283013057E-3,6.016964123480616E-4,6.9939062308316453E-4,2.3885488505747157E-6,8.0172213000001118E-5,5.2143280255831075E-3,null,2.8140545939346184E-3,3.8461359163602973E-4,4.5461856254401712E-4,1.1154214559387255E-6,3.5365921563553683E-5,3.6897680911341575E-3]
[2004,2,2,20,3.5277711370756385E-3,7.9904383631107458E-4,7.62076789648057E-4,2.3885488505747157E-6,8.0172213000001118E-5,5.171452524885347E-3,null,2.5915346578119043E-3,5.107610972100294E-4,4.9536588456199841E-4,1.1154214559387255E-6,3.5365921563553683E-5,3.6341429826034243E-3]
[2004,2,2,21,3.3856178818231649E-3,8.3352165182840998E-4,7.563992870934065E-4,2.3885488505747157E-6,8.0172213000001118E-5,5.0580995825955577E-3,null,2.4871075072419981E-3,5.327998466287578E-4,4.9167538891472075E-4,1.1154214559387255E-6,3.5365921563553683E-5,3.5480640858049691E-3]
[2004,2,2,22,3.2400083751049202E-3,8.5575025028442942E-4,7.5009861385855301E-4,2.3885488505747157E-6,8.0172213000001118E-5,4.9284180010984785E-3,null,2.3801413610537183E-3,5.470087082967898E-4,4.8757981926515737E-4,1.1154214559387255E-6,3.5365921563553683E-5,3.4512112316351577E-3]
[2004,2,2,23,2.7823595449780374E-3,8.572142099415866E-4,7.2253301392733089E-4,2.3885488505747157E-6,8.0172213000001118E-5,4.4446675306975313E-3,null,2.0439481222360666E-3,5.4794449380289275E-4,4.6966160160139908E-4,1.1154214559387255E-6,3.5365921563553683E-5,3.0980355606598509E-3]
[2004,2,2,24,2.3120674140773029E-3,8.7989640627573551E-4,7.1272960282481367E-4,2.3885488505747157E-6,8.0172213000001118E-5,3.9872541850284283E-3,null,1.6984669928859981E-3,5.6244330220400404E-4,4.6328917892892E-4,1.1154214559387255E-6,3.5365921563553683E-5,2.7606808170384141E-3]
[2004,2,3,1,2.3013672919989015E-3,9.992591552957608E-4,7.5135960067931309E-4,2.3885488505747157E-6,8.0172213000001118E-5,4.1345468098245514E-3,null,1.690606580140521E-3,6.3874180534612569E-4,4.8839948712589261E-4,1.1154214559387255E-6,3.5365921563553683E-5,2.8542292156320316E-3]
[2004,2,3,2,2.2565916510994734E-3,9.4577669345801525E-4,7.3712637330777808E-4,2.3885488505747157E-6,8.0172213000001118E-5,4.0220554797158426E-3,null,1.6577139630438241E-3,6.0455499399938778E-4,4.7914759104029133E-4,1.1154214559387255E-6,3.5365921563553683E-5,2.7778978911029953E-3]
[2004,2,3,3,2.2907032149234725E-3,9.8021461567407539E-4,7.4075399044575604E-4,2.3885488505747157E-6,8.0172213000001118E-5,4.0942325828938805E-3,null,1.6827726464014234E-3,6.2656824300699385E-4,4.8150561820607945E-4,1.1154214559387255E-6,3.5365921563553683E-5,2.8273278506339887E-3]
[2004,2,3,4,2.436631889145635E-3,9.4406494866667342E-4,7.1879847104319532E-4,2.3885488505747157E-6,8.0172213000001118E-5,4.1820560707060798E-3,null,1.7899732561123952E-3,6.0346082042837866E-4,4.6723407045970287E-4,1.1154214559387255E-6,3.5365921563553683E-5,2.897149490019969E-3]
[2004,2,3,5,2.5898640905923542E-3,9.445781881012768E-4,7.2288357362182052E-4,2.3885488505747157E-6,8.0172213000001118E-5,4.3398866141660282E-3,null,1.9025391072722217E-3,6.0378889096072855E-4,4.6988947274970269E-4,1.1154214559387255E-6,3.5365921563553683E-5,3.0126988140021451E-3]
[2004,2,3,6,2.8193031400080121E-3,9.7425366931007114E-4,7.5453372869213218E-4,2.3885488505747157E-6,8.0172213000001118E-5,4.630651299860792E-3,null,2.0710872429965227E-3,6.2275791450318492E-4,4.9046273685628963E-4,1.1154214559387255E-6,3.5365921563553683E-5,3.2207892373754894E-3]
[2004,2,3,7,3.1674243471405761E-3,9.4483965452882876E-4,8.027660587469743E-4,2.3885488505747157E-6,8.0172213000001118E-5,4.9975908222669556E-3,null,2.3268204349606737E-3,6.0395602431856355E-4,5.218147622251993E-4,1.1154214559387255E-6,3.5365921563553683E-5,3.4890725645239291E-3]
[2004,2,3,8,3.2344864696623376E-3,1.0985101264938399E-3,9.5168420547360141E-4,2.3885488505747157E-6,4.8109741577040677E-5,5.3351790920573945E-3,null,2.3760849161270003E-3,7.0218455109375257E-4,6.1861467856255052E-4,1.1154214559387255E-6,2.1222382211857298E-5,3.7192219494510989E-3]
[2004,2,3,9,3.1263321397427893E-3,1.224974530317282E-3,1.065424327653753E-3,2.3885488505747157E-6,0,5.4191195465643988E-3,null,2.296633703594184E-3,7.8302254110075749E-4,6.9254814169817617E-4,1.1154214559387255E-6,0,3.7733198078490561E-3]
[2004,2,3,10,2.8271279945998838E-3,1.2097976599852827E-3,1.0747652336585052E-3,2.3885488505747157E-6,0,5.1140794370942468E-3,null,2.0768354565509836E-3,7.7332125239703176E-4,6.9861992636411708E-4,1.1154214559387255E-6,0,3.549892056768071E-3]
[2004,2,3,11,2.6539993362017945E-3,1.1960415444970977E-3,1.0684155513974788E-3,2.3885488505747157E-6,0,4.9208449809469458E-3,null,1.9496534764662286E-3,7.6452813201889278E-4,6.9449249982043027E-4,1.1154214559387255E-6,0,3.4097895297614902E-3]
[2004,2,3,12,2.5038282746524683E-3,1.1511958502802516E-3,1.0463295722570691E-3,2.3885488505747157E-6,0,4.7037422460403646E-3,null,1.8393363681608156E-3,7.3586207523646549E-4,6.8013615051033057E-4,1.1154214559387255E-6,0,3.2564500153635504E-3]
[2004,2,3,13,2.3796739597076741E-3,1.1597627712076036E-3,1.0340078104602577E-3,2.3885488505747157E-6,0,4.5758330902261109E-3,null,1.7481314125119508E-3,7.4133818272108969E-4,6.7212674710800599E-4,1.1154214559387255E-6,0,3.1627117637969852E-3]
[2004,2,3,14,2.2352199443280174E-3,1.1442157818448233E-3,1.0284122331832833E-3,2.3885488505747157E-6,0,4.4102365082066986E-3,null,1.642014101391026E-3,7.3140030824613424E-4,6.6848950460817401E-4,1.1154214559387255E-6,0,3.0430193357012729E-3]
[2004,2,3,15,2.2411147982726747E-3,1.0287382410984621E-3,9.7559608719785323E-4,2.3885488505747157E-6,0,4.2478376754195657E-3,null,1.6463445178797166E-3,6.5758528992745794E-4,6.3415790281866021E-4,1.1154214559387255E-6,0,2.9392031320817735E-3]
[2004,2,3,16,2.4874847103471881E-3,1.0180691423553739E-3,9.5368640084028515E-4,2.3885488505747157E-6,0,4.4616288023934221E-3,null,1.8273302283961987E-3,6.5076543808375968E-4,6.1991614751207892E-4,1.1154214559387255E-6,0,3.0991272354479759E-3]
[2004,2,3,17,2.8958164862346648E-3,1.0102245714899078E-3,9.3646909658901597E-4,2.3885488505747157E-6,0,4.8448987031641634E-3,null,2.1272946841333937E-3,6.4575106785735891E-4,6.0872453891559894E-4,1.1154214559387255E-6,0,3.3828857123622902E-3]
[2004,2,3,18,3.3674028865706726E-3,9.5838650434630949E-4,8.9118600694233741E-4,2.3885488505747157E-6,3.0732681623276359E-5,5.2500966283331712E-3,null,2.4737265962773928E-3,6.1261537886469163E-4,5.7928958162095862E-4,1.1154214559387255E-6,1.3556936587573605E-5,3.6803039148065554E-3]
[2004,2,3,19,3.7852662319949565E-3,8.4133866237140757E-4,8.2941172352933123E-4,2.3885488505747157E-6,8.0172213000001118E-5,5.538577379746272E-3,null,2.7806930348071722E-3,5.3779659987358158E-4,5.3913500276257407E-4,1.1154214559387255E-6,3.5365921563553683E-5,3.89410598046282E-3]
[2004,2,3,20,3.7486350909440294E-3,8.4470203143346718E-4,8.0512065450847898E-4,2.3885488505747157E-6,8.0172213000001118E-5,5.4810185387365517E-3,null,2.7537834457493724E-3,5.3994651705508529E-4,5.2334529881682332E-4,1.1154214559387255E-6,3.5365921563553683E-5,3.8535566046407734E-3]
[2004,2,3,21,3.4242047816153772E-3,8.8667520582698996E-4,8.0035329866110947E-4,2.3885488505747157E-6,8.0172213000001118E-5,5.1937940479540538E-3,null,2.5154538155095826E-3,5.6677641503114265E-4,5.2024641760375727E-4,1.1154214559387255E-6,3.5365921563553683E-5,3.6389579911639751E-3]
[2004,2,3,22,3.2089665547637009E-3,9.4791216725284176E-4,8.0691601838424852E-4,2.3885488505747157E-6,8.0172213000001118E-5,5.0463555022513679E-3,null,2.35733774082723E-3,6.0592002165987802E-4,5.2451232296256845E-4,1.1154214559387255E-6,3.5365921563553683E-5,3.5242514284691689E-3]
[2004,2,3,23,2.9331677702247689E-3,9.6590803838459273E-4,7.7772299993755073E-4,2.3885488505747157E-6,8.0172213000001118E-5,4.7593595703974891E-3,null,2.1547332971309395E-3,6.1742325898780481E-4,5.0553624915698563E-4,1.1154214559387255E-6,3.5365921563553683E-5,3.3141741482952225E-3]
[2004,2,3,24,2.6435472428200783E-3,1.0029624808709952E-3,7.7184442131660003E-4,2.3885488505747157E-6,8.0172213000001118E-5,4.5009149068582499E-3,null,1.941975267990421E-3,6.4110902795416834E-4,5.0171504985254366E-4,1.1154214559387255E-6,3.5365921563553683E-5,3.1212806888166254E-3]
[2004,2,4,1,2.023011921938953E-3,9.0852011914292514E-4,6.9834485287558726E-4,2.3885488505747157E-6,8.0172213000001118E-5,3.712437655808041E-3,null,1.4861240440947176E-3,5.8074001926243957E-4,4.5393878999227161E-4,1.1154214559387255E-6,3.5365921563553683E-5,2.5572841963689211E-3]
[2004,2,4,2,2.0009111119411991E-3,8.7193136201541401E-4,6.8219029107230574E-4,2.3885488505747157E-6,8.0172213000001118E-5,3.6375935268794946E-3,null,1.469888576188947E-3,5.5735192353257852E-4,4.4343798625950118E-4,1.1154214559387255E-6,3.5365921563553683E-5,2.507159829000519E-3]
[2004,2,4,3,1.9405473788697764E-3,8.5727828394371343E-4,6.6853184809646923E-4,2.3885488505747157E-6,8.0172213000001118E-5,3.5489182727605349E-3,null,1.4255447964336718E-3,5.4798545088952772E-4,4.3455971207719799E-4,1.1154214559387255E-6,3.5365921563553683E-5,2.4445713024198899E-3]
[2004,2,4,4,2.064655364707505E-3,8.173067565622193E-4,6.4561383834562107E-4,2.3885488505747157E-6,8.0172213000001118E-5,3.6101367214659212E-3,null,1.5167157182742308E-3,5.2243503643819265E-4,4.1966252543295919E-4,1.1154214559387255E-6,3.5365921563553683E-5,2.4952946231648751E-3]
[2004,2,4,5,2.1557563719510411E-3,7.9083914203973273E-4,6.3619882974080074E-4,2.3885488505747157E-6,8.0172213000001118E-5,3.6653551055821506E-3,null,1.583639395706692E-3,5.0551653056941774E-4,4.135425725239623E-4,1.1154214559387255E-6,3.5365921563553683E-5,2.5391798418195641E-3]
[2004,2,4,6,2.3501531434563052E-3,8.0450908350993109E-4,6.595809357248252E-4,2.3885488505747157E-6,8.0172213000001118E-5,3.8968039245416376E-3,null,1.7264451365406196E-3,5.1425456719122477E-4,4.2874143144610292E-4,1.1154214559387255E-6,3.5365921563553683E-5,2.7059224781974395E-3]
[2004,2,4,7,2.7119203295441754E-3,7.9292419238788446E-4,6.9338417670241205E-4,2.3885488505747157E-6,8.0172213000001118E-5,4.2807894604850487E-3,null,1.9922027960873711E-3,5.0684932678805416E-4,4.5071424651590432E-4,1.1154214559387255E-6,3.5365921563553683E-5,2.9862477124108218E-3]
[2004,2,4,8,2.7872346524563016E-3,9.3288425312140918E-4,8.4567974032534791E-4,2.3885488505747157E-6,4.5437334503764713E-5,4.6136245292573985E-3,null,2.0475294231480506E-3,5.9631394804821644E-4,5.4970955461836524E-4,1.1154214559387255E-6,2.0043518171527483E-5,3.2147118654420985E-3]
[2004,2,4,9,2.6720293592270915E-3,1.0495376444579014E-3,9.4986999036340857E-4,2.3885488505747157E-6,0,4.6738255428989762E-3,null,1.9628985050510299E-3,6.7088058813065366E-4,6.174354007193538E-4,1.1154214559387255E-6,0,3.252329915356976E-3]
[2004,2,4,10,2.4910011309439081E-3,1.0909346426632479E-3,9.8394601425502433E-4,2.3885488505747157E-6,0,4.5682703367127559E-3,null,1.8299134248377339E-3,6.9734218543447517E-4,6.395855304001457E-4,1.1154214559387255E-6,0,3.1679565621282935E-3]
[2004,2,4,11,2.3692894578651777E-3,1.0984696288249133E-3,9.8249996226632322E-4,2.3885488505747157E-6,0,4.4526475978069894E-3,null,1.7405028574319155E-3,7.0215866436154162E-4,6.3864556630172933E-4,1.1154214559387255E-6,0,3.0824225095511248E-3]
[2004,2,4,12,2.285274771527109E-3,1.0864593776054967E-3,9.7317255791983621E-4,2.3885488505747157E-6,0,4.3472952559030168E-3,null,1.6787848595941114E-3,6.944815272486171E-4,6.32582557996623E-4,1.1154214559387255E-6,0,3.0069643662952901E-3]
[2004,2,4,13,2.1678054845338567E-3,1.0937542423953739E-3,9.6416480337132616E-4,2.3885488505747157E-6,0,4.2281130791511322E-3,null,1.5924907898705802E-3,6.9914451690545232E-4,6.2672732875929018E-4,1.1154214559387255E-6,0,2.9194780569912616E-3]
[2004,2,4,14,2.051400509524441E-3,1.0906826169312456E-3,9.688327588549552E-4,2.3885488505747157E-6,0,4.1133044341612173E-3,null,1.5069785739821372E-3,6.971810867142887E-4,6.2976159765273302E-4,1.1154214559387255E-6,0,2.8350366798050972E-3]
[2004,2,4,15,2.0854084275539822E-3,9.9588935799321387E-4,9.1643551073500946E-4,2.3885488505747157E-6,0,4.0001218451327803E-3,null,1.5319611181407815E-3,6.3658777913453476E-4,5.9570228825487259E-4,1.1154214559387255E-6,0,2.7653666069861276E-3]
[2004,2,4,16,2.2358948253109905E-3,9.4014576336572922E-4,8.8697865249218178E-4,2.3885488505747157E-6,0,4.065407790019477E-3,null,1.6425098754617679E-3,6.0095561696705017E-4,5.7655471305235973E-4,1.1154214559387255E-6,0,2.8211356269371166E-3]
[2004,2,4,17,2.6029293584004564E-3,9.2217637910775889E-4,8.6668020667308434E-4,2.3885488505747157E-6,0,4.3941744930318747E-3,null,{"$f":"E835*T$5","v":1.9121369788525076E-3},{"$f":"F835*U$5","v":5.8946931045580583E-4},{"$f":"G835*V$5","v":5.6336029786349835E-4},{"$f":"H835*W$5","v":1.1154214559387255E-6},{"$f":"I835*X$5","v":0},{"$f":"SUM(L835:P835)","v":3.0660820086277503E-3}]
[2004,2,4,18,3.0730396853725687E-3,8.8822564319831728E-4,8.2639679055429246E-4,2.3885488505747157E-6,2.9396478126724483E-5,{"$f":"SUM(E836:I836)","v":4.8194471461024775E-3},null,2.257484553285422E-3,5.6776747842084423E-4,5.3717523314307817E-4,1.1154214559387255E-6,1.2967504585091659E-5,3.3765101908903748E-3]
[2004,2,4,19,3.3826644579957985E-3,7.3046703894442684E-4,7.4395407836350764E-4,2.3885488505747157E-6,8.0172213000001118E-5,4.9396463371543086E-3,null,2.4849378936501786E-3,4.6692575467382488E-4,4.8358574241873952E-4,1.1154214559387255E-6,3.5365921563553683E-5,3.4719307337622352E-3]
[2004,2,4,20,3.3528112813625732E-3,7.3030270186529261E-4,7.1936353996367142E-4,2.3885488505747157E-6,8.0172213000001118E-5,4.8850382850421136E-3,null,2.463007462540944E-3,4.6682070788785831E-4,4.6760137710049352E-4,1.1154214559387255E-6,3.5365921563553683E-5,3.433910890548788E-3]
[2004,2,4,21,3.1227338284648171E-3,8.0971280981901954E-4,7.3874720293822579E-4,2.3885488505747157E-6,8.0172213000001118E-5,4.7537546030726385E-3,null,2.2939903494694062E-3,5.1758086900150001E-4,4.8020116426876063E-4,1.1154214559387255E-6,3.5365921563553683E-5,3.3282537257591587E-3]
[2004,2,4,22,2.8689500889789179E-3,8.4198027647868227E-4,7.2749292531779682E-4,2.3885488505747157E-6,8.0172213000001118E-5,4.5209840526259735E-3,null,2.1075583699243809E-3,5.3820672946913663E-4,4.7288564795297733E-4,1.1154214559387255E-6,3.5365921563553683E-5,3.155132090365987E-3]
[2004,2,4,23,2.5545686965758848E-3,8.3391987813513668E-4,6.9147347322854051E-4,2.3885488505747157E-6,8.0172213000001118E-5,4.1625228097901378E-3,null,1.8766107708522374E-3,5.3305439900263089E-4,4.4947224921415319E-4,1.1154214559387255E-6,3.5365921563553683E-5,2.8956187620885134E-3]
[2004,2,4,24,2.2080985187216723E-3,8.3576434909965317E-4,6.7438369348922283E-4,2.3885488505747157E-6,8.0172213000001118E-5,3.8008073231611244E-3,null,1.6220904408991569E-3,5.3423341318282623E-4,4.3836353422304784E-4,1.1154214559387255E-6,3.5365921563553683E-5,2.6311687313245232E-3]
[2004,2,5,1,2.298088713358586E-3,9.1478683367151529E-4,7.037897019437655E-4,2.3885488505747157E-6,8.0172213000001118E-5,3.9992260108244436E-3,null,1.6881981046911235E-3,5.8474579947507687E-4,4.5747805599748653E-4,1.1154214559387255E-6,3.5365921563553683E-5,2.7669033031831793E-3]
[2004,2,5,2,2.2767938488721697E-3,8.670629929500678E-4,6.9218253397529124E-4,2.3885488505747157E-6,8.0172213000001118E-5,3.9186001376481042E-3,null,1.672554692121083E-3,5.542399872251547E-4,4.4993315355974361E-4,1.1154214559387255E-6,3.5365921563553683E-5,2.7132091759254737E-3]
[2004,2,5,3,2.2172288130385821E-3,8.4939711642401127E-4,6.7388810047734453E-4,2.3885488505747157E-6,8.0172213000001118E-5,3.8230747917905139E-3,null,1.6287976430500054E-3,5.4294768751944394E-4,4.3804138837889319E-4,1.1154214559387255E-6,3.5365921563553683E-5,2.6462680619678352E-3]
[2004,2,5,4,2.3603485870375956E-3,8.0057372731533454E-4,6.4553896100661594E-4,2.3885488505747157E-6,8.0172213000001118E-5,3.8890220372101219E-3,null,1.733934807600909E-3,5.1173902704621345E-4,4.1961385359335751E-4,1.1154214559387255E-6,3.5365921563553683E-5,2.7017690312599722E-3]
[2004,2,5,5,2.4650363831013101E-3,7.6625086924683717E-4,6.3465811113780639E-4,2.3885488505747157E-6,8.0172213000001118E-5,3.9485061253365294E-3,null,1.8108394709725692E-3,4.8979932880965145E-4,4.1254107314227153E-4,1.1154214559387255E-6,3.5365921563553683E-5,2.7496612159439845E-3]
[2004,2,5,6,2.6751575125006305E-3,7.8171102809428909E-4,6.5840541300132849E-4,2.3885488505747157E-6,8.0172213000001118E-5,4.1978347154468243E-3,null,1.9651964765770528E-3,4.9968169988508725E-4,4.2797731703971009E-4,1.1154214559387255E-6,3.5365921563553683E-5,2.9293368365213425E-3]
[2004,2,5,7,3.061645246979443E-3,7.5780684276519344E-4,7.0947071894006592E-4,2.3885488505747157E-6,8.0172213000001118E-5,4.6114835705352783E-3,null,2.2491140890872918E-3,4.8440177734295587E-4,4.6117083610549084E-4,1.1154214559387255E-6,3.5365921563553683E-5,3.2311680455552306E-3]
[2004,2,5,8,3.1222473932116905E-3,9.3383409297172464E-4,8.6745881001529614E-4,2.3885488505747157E-6,4.4101130927040622E-5,4.9700299759763266E-3,null,2.2936330094469738E-3,5.9692110027450814E-4,5.6386640635358348E-4,1.1154214559387255E-6,1.9454086133679613E-5,3.4749900236646833E-3]
[2004,2,5,9,2.9941706240842526E-3,1.0582515559092269E-3,9.8007116007217091E-4,2.3885488505747157E-6,0,5.0348818889162251E-3,null,2.199546581173321E-3,6.7645065421666163E-4,6.3706679397369662E-4,1.1154214559387255E-6,0,3.5141794508196178E-3]
[2004,2,5,10,2.7952791376347564E-3,1.1061157993449782E-3,1.0173889335522959E-3,2.3885488505747157E-6,0,4.9211724193826056E-3,null,2.0534389794469609E-3,7.0704621403880731E-4,6.6132412882626912E-4,1.1154214559387255E-6,0,3.422924743767976E-3]
[2004,2,5,11,2.6534639122342621E-3,1.1179288201799995E-3,1.0228363959462411E-3,2.3885488505747157E-6,0,4.7966176772110776E-3,null,1.9492601488623202E-3,7.1459727845964778E-4,6.6486509354800165E-4,1.1154214559387255E-6,0,3.3298379423259083E-3]
[2004,2,5,12,2.5595796259779359E-3,1.1067850779097718E-3,1.0143736679934757E-3,2.3885488505747157E-6,0,4.6831269207317583E-3,null,1.8802918478577116E-3,7.0747402718066357E-4,6.593641430203452E-4,1.1154214559387255E-6,0,3.2482454395146589E-3]
[2004,2,5,13,2.4290497600923974E-3,1.1188454005766678E-3,1.0044542443431248E-3,2.3885488505747157E-6,0,4.5547379538627654E-3,null,1.7844033510766178E-3,7.1518317073214792E-4,6.5291630976043109E-4,1.1154214559387255E-6,0,3.1536182530251355E-3]
[2004,2,5,14,2.3052888170221266E-3,1.1179517791395103E-3,1.0054306861044327E-3,2.3885488505747157E-6,0,4.4310598311166445E-3,null,1.6934873701958501E-3,7.1461195417932375E-4,6.5355101736914458E-4,1.1154214559387255E-6,0,3.0627657632002572E-3]
[2004,2,5,15,2.3411416355383452E-3,1.0104380919562172E-3,9.5516574519571612E-4,2.3885488505747157E-6,0,4.3091340215408534E-3,null,1.7198251960226247E-3,6.4588755342009398E-4,6.2087775234659728E-4,1.1154214559387255E-6,0,2.9877059232452543E-3]
[2004,2,5,16,2.5129254977768992E-3,9.5107903471886219E-4,9.1307027290791066E-4,2.3885488505747157E-6,0,4.3794633542542476E-3,null,1.8460192758951177E-3,6.0794433200201249E-4,5.9351481313999312E-4,1.1154214559387255E-6,0,3.0485938424930619E-3]
[2004,2,5,17,2.9186057421417646E-3,9.2479132996317408E-4,8.8784205144599602E-4,2.3885488505747157E-6,0,4.7336276724015093E-3,null,2.1440358910354805E-3,5.9114082722042831E-4,5.7711594046709787E-4,1.1154214559387255E-6,0,3.3134080801789454E-3]
[2004,2,5,18,3.4439659531577431E-3,8.7510271036699504E-4,8.4223532334138111E-4,2.3885488505747157E-6,2.8060274550000392E-5,5.1917528102666949E-3,null,2.5299705624699481E-3,5.5937909812561065E-4,5.4747061139211759E-4,1.1154214559387255E-6,1.237807254724379E-5,3.6503137659908585E-3]
[2004,2,5,19,3.7893756007737638E-3,6.9488212147736871E-4,7.54419018226623E-4,2.3885488505747157E-6,8.0172213000001118E-5,5.3212375023283312E-3,null,2.7837118166947178E-3,4.4417932867858435E-4,4.9038817264965404E-4,1.1154214559387255E-6,3.5365921563553683E-5,3.7547606610424484E-3]
[2004,2,5,20,3.7438435824066799E-3,7.03672065866992E-4,7.3233446163400301E-4,2.3885488505747157E-6,8.0172213000001118E-5,5.262410871758251E-3,null,2.7502635574246335E-3,4.4979799618697285E-4,4.7603274802543081E-4,1.1154214559387255E-6,3.5365921563553683E-5,3.7125756446565292E-3]
[2004,2,5,21,3.4863244124117678E-3,7.9994420933600971E-4,7.5215621903156451E-4,2.3885488505747157E-6,8.0172213000001118E-5,5.120985602629918E-3,null,2.5610874946469359E-3,5.1133662948149681E-4,4.8891730575005468E-4,1.1154214559387255E-6,3.5365921563553683E-5,3.5978227728979796E-3]
[2004,2,5,22,3.2035553716212042E-3,8.3698592706096429E-4,7.4713133954378897E-4,2.3885488505747157E-6,8.0172213000001118E-5,4.8702334000765334E-3,null,2.3533626335686644E-3,5.3501426458483115E-4,4.8565102877365059E-4,1.1154214559387255E-6,3.5365921563553683E-5,3.4105092699466388E-3]
[2004,2,5,23,2.8651953594962384E-3,8.2926617612546951E-4,7.0705846447756664E-4,2.3885488505747157E-6,8.0172213000001118E-5,4.484080761949851E-3,null,2.1048001094797599E-3,5.3007968117548432E-4,4.5960282014983307E-4,1.1154214559387255E-6,3.5365921563553683E-5,3.1309639538245693E-3]
[2004,2,5,24,2.4942433243603872E-3,8.2969700656750566E-4,6.8792153512539905E-4,2.3885488505747157E-6,8.0172213000001118E-5,4.0944226279038681E-3,null,1.832295171351228E-3,5.3035507461359876E-4,4.4716341500705876E-4,1.1154214559387255E-6,3.5365921563553683E-5,2.8462950039913775E-3]
[2004,2,6,1,2.3992995659966087E-3,9.5967164582512672E-4,7.3776293238237225E-4,2.3885488505747157E-6,8.0172213000001118E-5,4.1792949060546836E-3,null,1.7625485719313418E-3,6.134368610437185E-4,4.7956136777951982E-4,1.1154214559387255E-6,3.5365921563553683E-5,2.8920281437740721E-3]
[2004,2,6,2,2.3535819797025001E-3,9.3511863950051404E-4,7.2489131563788765E-4,2.3885488505747157E-6,8.0172213000001118E-5,4.0961526966914784E-3,null,1.7289639926746209E-3,5.9774220215233606E-4,4.711945471375747E-4,1.1154214559387255E-6,3.5365921563553683E-5,2.834382084984024E-3]
[2004,2,6,3,2.3259389711444709E-3,9.057580253080509E-4,7.0517437095087964E-4,2.3885488505747157E-6,8.0172213000001118E-5,4.0194321292539772E-3,null,1.7086571723224061E-3,5.7897444644454453E-4,4.5837811987143218E-4,1.1154214559387255E-6,3.5365921563553683E-5,2.7824910816578751E-3]
[2004,2,6,4,2.4582967679797887E-3,8.9987952447963889E-4,6.940575573770192E-4,2.3885488505747157E-6,8.0172213000001118E-5,4.1347946116870229E-3,null,1.8058884847863695E-3,5.7521681839383407E-4,4.5115195806683317E-4,1.1154214559387255E-6,3.5365921563553683E-5,2.8687386042665292E-3]
[2004,2,6,5,2.6467884952311926E-3,8.3264889600882883E-4,6.6776796701088488E-4,2.3885488505747157E-6,8.0172213000001118E-5,4.2297661201014828E-3,null,1.94435632323231E-3,5.3224196769928163E-4,4.340631733624637E-4,1.1154214559387255E-6,3.5365921563553683E-5,2.9471428073135479E-3]
[2004,2,6,6,2.9104746036856767E-3,8.7088409104014791E-4,6.8489509587245389E-4,2.3885488505747157E-6,8.0172213000001118E-5,4.5488145524488549E-3,null,2.1380626784041515E-3,5.5668249183422186E-4,4.4519616606577991E-4,1.1154214559387255E-6,3.5365921563553683E-5,3.1764226793236454E-3]
[2004,2,6,7,3.2438519048861251E-3,8.2932633552488741E-4,7.449084157876379E-4,2.3885488505747157E-6,8.0172213000001118E-5,4.9006474180492265E-3,null,2.3829648550529868E-3,5.3011813598792111E-4,4.8420608174503397E-4,1.1154214559387255E-6,3.5365921563553683E-5,3.433770415805434E-3]
[2004,2,6,8,3.3465878954270331E-3,1.0078299292940057E-3,9.262499187417813E-4,2.3885488505747157E-6,4.2764927350316525E-5,5.3258212196637114E-3,null,2.4584357032872354E-3,6.4422037577286577E-4,6.020818591455857E-4,1.1154214559387255E-6,1.8864654095831742E-5,3.7247180137574571E-3]
[2004,2,6,9,3.2655745288598481E-3,1.1237127071305824E-3,1.0015149742919767E-3,2.3885488505747157E-6,0,5.393190759132983E-3,null,2.3989225038627063E-3,7.1829442786593937E-4,6.5100572262717649E-4,1.1154214559387255E-6,0,3.7693380758117606E-3]
[2004,2,6,10,3.2133182331447506E-3,1.0054145346323567E-3,9.6624298268363517E-4,2.3885488505747157E-6,0,5.1873642993113169E-3,null,2.3605345256825791E-3,6.4267641839341248E-4,6.2807818886591511E-4,1.1154214559387255E-6,0,3.6324045543978454E-3]
[2004,2,6,11,2.908620207168886E-3,1.0478877999748593E-3,9.9841813249673238E-4,2.3885488505747157E-6,0,4.9573146884910524E-3,null,2.1367004208608311E-3,6.6982598218778713E-4,6.4899271055793577E-4,1.1154214559387255E-6,0,3.4566345350624922E-3]
[2004,2,6,12,2.6710586111623235E-3,1.1076850181014888E-3,1.0132786207032074E-3,2.3885488505747157E-6,0,4.7944107988175944E-3,null,1.9621853841721242E-3,7.0804928277848767E-4,6.5865233933212178E-4,1.1154214559387255E-6,0,3.3300024277386725E-3]
[2004,2,6,13,2.5246082326869732E-3,1.0804253700272496E-3,9.8442840896885301E-4,2.3885488505747157E-6,0,4.5918505605336505E-3,null,1.8546015254915537E-3,6.9062449689410315E-4,6.3989909707396365E-4,1.1154214559387255E-6,0,3.1862405409155592E-3]
[2004,2,6,14,2.3230663448231595E-3,1.1533855945731852E-3,1.0235592381705497E-3,2.3885488505747157E-6,0,4.5023997264174694E-3,null,1.7065469133567997E-3,7.3726179343319384E-4,6.653349561428311E-4,1.1154214559387255E-6,0,3.1102590843887631E-3]
[2004,2,6,15,2.3067691538471401E-3,1.0301851457315454E-3,9.6635541178931653E-4,2.3885488505747157E-6,0,4.3056982602185769E-3,null,1.6945748398865393E-3,6.5851017360012815E-4,6.2815127014085085E-4,1.1154214559387255E-6,0,2.9823517050834567E-3]
[2004,2,6,16,2.4705283028997283E-3,1.0266122942790929E-3,9.4259806494126103E-4,2.3885488505747157E-6,0,4.4421272109706573E-3,null,1.8148738881562539E-3,6.5622635205605888E-4,6.1270849679294684E-4,1.1154214559387255E-6,0,3.0849241584611979E-3]
[2004,2,6,17,2.7626328968067384E-3,1.0400085066984842E-3,9.3068602718351565E-4,2.3885488505747157E-6,0,4.7357159795393131E-3,null,2.029456736476626E-3,6.647894168628351E-4,6.0496542260284254E-4,1.1154214559387255E-6,0,3.3003269973982418E-3]
[2004,2,6,18,3.6110846998898727E-3,6.9825329926712272E-4,7.7003706050634158E-4,2.3885488505747157E-6,2.5387867476724428E-5,5.1071514759906365E-3,null,2.6527376035556743E-3,4.4633423731880881E-4,5.0054022744795386E-4,1.1154214559387255E-6,1.1199208506913975E-5,3.6119266982852895E-3]
[2004,2,6,19,3.6772331849889528E-3,7.2216959465248387E-4,7.6713708268327319E-4,2.3885488505747157E-6,8.0172213000001118E-5,5.2491006241752857E-3,null,2.7013309178708779E-3,4.6162190079497215E-4,4.9865518108642133E-4,1.1154214559387255E-6,3.5365921563553683E-5,3.6980893427717636E-3]
[2004,2,6,20,3.7405770210193227E-3,5.6058043970713613E-4,6.7758084840808597E-4,2.3885488505747157E-6,8.0172213000001118E-5,5.0612990709851206E-3,null,2.7478639099650128E-3,3.5833163019084941E-4,4.4044175192496182E-4,1.1154214559387255E-6,3.5365921563553683E-5,3.5831186351003162E-3]
[2004,2,6,21,3.4053997826564574E-3,7.7128799994993704E-4,7.4594609787605323E-4,2.3885488505747157E-6,8.0172213000001118E-5,5.0051946423330246E-3,null,2.5016394821391489E-3,4.9301914014889317E-4,4.8488059684981673E-4,1.1154214559387255E-6,3.5365921563553683E-5,3.516020562157351E-3]
[2004,2,6,22,3.2498413457202322E-3,7.7753271148145594E-4,7.2751156708626501E-4,2.3885488505747157E-6,8.0172213000001118E-5,4.8374463861385296E-3,null,2.3873647559817554E-3,4.9701085570773393E-4,4.7289776549316816E-4,1.1154214559387255E-6,3.5365921563553683E-5,3.3937547202021498E-3]
[2004,2,6,23,2.9858248653793608E-3,8.7482263308726515E-4,7.2682757470067495E-4,2.3885488505747157E-6,8.0172213000001118E-5,4.6700358350178772E-3,null,2.1934157064399358E-3,5.5920006842511403E-4,4.7245315610770457E-4,1.1154214559387255E-6,3.5365921563553683E-5,3.2615502739922466E-3]
[2004,2,6,24,2.6280227631360928E-3,9.3376478497793315E-4,7.3908410977869719E-4,2.3885488505747157E-6,8.0172213000001118E-5,4.3834324197432996E-3,null,1.9305708356782683E-3,5.9687679753998261E-4,4.8042016077582149E-4,1.1154214559387255E-6,3.5365921563553683E-5,3.0443491370135646E-3]
[2004,2,7,1,2.7240486078426119E-3,1.1744634378017885E-3,8.6782918328549971E-4,2.3885488505747157E-6,8.0172213000001118E-5,4.848901990780476E-3,null,2.0011123461485016E-3,7.5073507467889402E-4,5.6410715674134592E-4,1.1154214559387255E-6,3.5365921563553683E-5,3.3524359205882336E-3]
[2004,2,7,2,2.5756626914755628E-3,1.2224300416618947E-3,8.8071435326113117E-4,2.3885488505747157E-6,8.0172213000001118E-5,4.7613678482491643E-3,null,1.8921066226890262E-3,7.8139606485702097E-4,5.7248278726757949E-4,1.1154214559387255E-6,3.5365921563553683E-5,3.2824668178331189E-3]
[2004,2,7,3,2.6142620353410439E-3,1.1248893485578085E-3,8.3103626947940044E-4,2.3885488505747157E-6,8.0172213000001118E-5,4.6527484152288287E-3,null,1.9204620724926989E-3,7.1904655514492242E-4,5.4019099167668247E-4,1.1154214559387255E-6,3.5365921563553683E-5,3.2161809623337959E-3]
[2004,2,7,4,2.6904904302055541E-3,1.1270515056609792E-3,8.243348748670625E-4,2.3885488505747157E-6,8.0172213000001118E-5,4.7244375725841725E-3,null,1.9764601856142061E-3,7.2042863918608639E-4,5.3583494473360093E-4,1.1154214559387255E-6,3.5365921563553683E-5,3.2692051125533857E-3]
[2004,2,7,5,2.8013914045427806E-3,1.1067065510392082E-3,8.1134608362770275E-4,2.3885488505747157E-6,8.0172213000001118E-5,4.8020048010602679E-3,null,2.0579291095927255E-3,7.0742383159846033E-4,5.273919582142923E-4,1.1154214559387255E-6,3.5365921563553683E-5,3.3292262424249705E-3]
[2004,2,7,6,2.8744274805982944E-3,1.1831180411840086E-3,8.4731770564363379E-4,2.3885488505747157E-6,8.0172213000001118E-5,4.9874239892765135E-3,null,2.1115821145678017E-3,7.5626723013588141E-4,5.5077426640305204E-4,1.1154214559387255E-6,3.5365921563553683E-5,3.4551049541262273E-3]
[2004,2,7,7,3.3046737321718277E-3,1.0874249225142972E-3,8.250780623915079E-4,2.3885488505747157E-6,8.0172213000001118E-5,5.2997374789282093E-3,null,2.4276451552305684E-3,6.9509871838959543E-4,5.3631803219990782E-4,1.1154214559387255E-6,3.5365921563553683E-5,3.6955432488395639E-3]
[2004,2,7,8,3.4915444142140433E-3,1.1175001015996779E-3,8.8596597377568818E-4,2.3885488505747157E-6,4.1428723853764658E-5,5.5388277622937495E-3,null,2.5649221582514608E-3,7.1432323495598934E-4,5.758964506633364E-4,1.1154214559387255E-6,1.8275222093349798E-5,3.8745324874200748E-3]
[2004,2,7,9,3.7363938907625312E-3,1.1455564591211027E-3,9.2821008835114135E-4,2.3885488505747157E-6,0,5.8125489870853499E-3,null,{"$f":"E899*T$5","v":2.7447909421852482E-3},{"$f":"F899*U$5","v":7.3225728976018779E-4},{"$f":"G899*V$5","v":6.0335601047209529E-4},{"$f":"H899*W$5","v":1.1154214559387255E-6},{"$f":"I899*X$5","v":0},{"$f":"SUM(L899:P899)","v":4.0815196638734706E-3}]
[2004,2,7,10,3.8707613879875591E-3,1.0953128012765581E-3,9.1053641940636715E-4,2.3885488505747157E-6,0,{"$f":"SUM(E900:I900)","v":5.8789991575210598E-3},null,2.8434985999135107E-3,7.0014077168903865E-4,5.9186775526053417E-4,1.1154214559387255E-6,0,4.1366225483190225E-3]
[2004,2,7,11,3.9415867427405743E-3,9.1696699729911554E-4,8.3953697347384872E-4,2.3885488505747157E-6,0,5.7004792623641136E-3,null,2.8955275877254618E-3,5.8613939356332034E-4,5.4571662742731899E-4,1.1154214559387255E-6,0,4.0284990301720398E-3]
[2004,2,7,12,3.583351267495513E-3,1.0880286017243192E-3,9.0735747275274908E-4,2.3885488505747157E-6,0,5.5811258908231567E-3,null,2.6323643569823021E-3,6.9548459941596967E-4,5.8980137331263085E-4,1.1154214559387255E-6,0,3.9187657511668417E-3]
[2004,2,7,13,3.4052857390942763E-3,1.0693022118053877E-3,8.7924291716503752E-4,2.3885488505747157E-6,0,5.3562194169152763E-3,null,2.5015557046398698E-3,6.8351440325510138E-4,5.7152632296736839E-4,1.1154214559387255E-6,0,3.757711852318278E-3]
[2004,2,7,14,3.0225232322028078E-3,1.2159343125249865E-3,9.5103855603104854E-4,2.3885488505747157E-6,0,5.1918846496094182E-3,null,2.2203746801977673E-3,7.772438949880142E-4,6.1819499289363664E-4,1.1154214559387255E-6,0,3.6169289895353566E-3]
[2004,2,7,15,2.9169862826626358E-3,1.2072993379401364E-3,9.4726226355022129E-4,2.3885488505747157E-6,0,5.073936433003569E-3,null,2.1428462205030085E-3,7.7172428655989571E-4,6.1574032363911999E-4,1.1154214559387255E-6,0,3.5314262521579627E-3]
[2004,2,7,16,3.0994366737448487E-3,1.1352380407532107E-3,9.0523961091165499E-4,2.3885488505747157E-6,0,5.1423028742602897E-3,null,2.2768760352071572E-3,7.2566159820040095E-4,5.8842471873064546E-4,1.1154214559387255E-6,0,3.5920777735941422E-3]
[2004,2,7,17,3.4263146483988465E-3,1.1514946873696513E-3,9.1326541849185414E-4,2.3885488505747157E-6,0,5.4934633031109266E-3,null,2.5170037439715687E-3,7.3605309649554123E-4,5.9364166185933698E-4,1.1154214559387255E-6,0,3.8478139237823855E-3]
[2004,2,7,18,3.8863219652131168E-3,1.1933233521959901E-3,9.2306371563093202E-4,2.3885488505747157E-6,2.4051663900000338E-5,6.0291492457906146E-3,null,2.8549295498274045E-3,7.6279062173591368E-4,6.0001076034840424E-4,1.1154214559387255E-6,1.0609776469066106E-5,4.2294561298367277E-3]
[2004,2,7,19,3.847211660440789E-3,1.1260815984014652E-3,8.9291634030712287E-4,2.3885488505747157E-6,8.0172213000001118E-5,5.9487703609999529E-3,null,2.8261987432198384E-3,7.1980865956350597E-4,5.8041433457168147E-4,1.1154214559387255E-6,3.5365921563553683E-5,4.1629030803745186E-3]
[2004,2,7,20,3.80743086398261E-3,1.0149425927730936E-3,8.4014292729003262E-4,2.3885488505747157E-6,8.0172213000001118E-5,5.7450771458963127E-3,null,2.7969753869614752E-3,6.4876689955238251E-4,5.4611051010716846E-4,1.1154214559387255E-6,3.5365921563553683E-5,4.0283341396405185E-3]
[2004,2,7,21,3.5407659186579561E-3,1.1399535663701608E-3,8.7189983056260359E-4,2.3885488505747157E-6,8.0172213000001118E-5,5.6351800774412965E-3,null,2.6010807495317851E-3,7.2867583462722164E-4,5.6675316278240867E-4,1.1154214559387255E-6,3.5365921563553683E-5,3.9329910899609079E-3]
[2004,2,7,22,3.4438271024582103E-3,1.0672167822325046E-3,8.3468701919817297E-4,2.3885488505747157E-6,8.0172213000001118E-5,5.4282916657394644E-3,null,2.5298685614086212E-3,6.8218136463018999E-4,5.4256405550479015E-4,1.1154214559387255E-6,3.5365921563553683E-5,3.7910953245630938E-3]
[2004,2,7,23,3.3941767844797737E-3,9.8196028119780748E-4,7.8238508519768379E-4,2.3885488505747157E-6,8.0172213000001118E-5,5.2410829127258413E-3,null,2.4933949595753791E-3,6.2768409923132746E-4,5.0856670228213035E-4,1.1154214559387255E-6,3.5365921563553683E-5,3.6661271041083291E-3]
[2004,2,7,24,2.7022197465699982E-3,1.2476623229612546E-3,8.8086466993427199E-4,2.3885488505747157E-6,8.0172213000001118E-5,4.9133075013161002E-3,null,1.9850766543957083E-3,7.9752492674909357E-4,5.7258049625539588E-4,1.1154214559387255E-6,3.5365921563553683E-5,3.39166342041969E-3]
[2004,2,8,1,2.3965416624662367E-3,1.2072860801929902E-3,8.4799053754048789E-4,2.3885488505747157E-6,8.0172213000001118E-5,4.534379042050291E-3,null,1.7605225894330027E-3,7.7171581200421904E-4,5.5121162123694038E-4,1.1154214559387255E-6,3.5365921563553683E-5,3.119931365693654E-3]
[2004,2,8,2,2.3827550365712416E-3,1.1271663104226923E-3,8.1679690912293498E-4,2.3885488505747157E-6,8.0172213000001118E-5,4.4092790179674447E-3,null,1.7503948012537547E-3,7.2050202415370988E-4,5.3093510902234374E-4,1.1154214559387255E-6,3.5365921563553683E-5,3.0383132774493009E-3]
[2004,2,8,3,2.2558164741398176E-3,1.1513401846150898E-3,8.1714035260687734E-4,2.3885488505747157E-6,8.0172213000001118E-5,4.3068577732123612E-3,null,1.6571445105825313E-3,7.3595433596094259E-4,5.3115835448465311E-4,1.1154214559387255E-6,3.5365921563553683E-5,2.9607385440476191E-3]
[2004,2,8,4,2.3761897082431429E-3,1.0454132410653363E-3,7.6602062064830647E-4,2.3885488505747157E-6,8.0172213000001118E-5,4.2701843318073618E-3,null,1.7455718478247841E-3,6.6824420611205409E-4,4.9792945736534258E-4,1.1154214559387255E-6,3.5365921563553683E-5,2.9482268543216728E-3]
[2004,2,8,5,2.4778001255557165E-3,1.0316417154469738E-3,7.5985325642376666E-4,2.3885488505747157E-6,8.0172213000001118E-5,4.3518558592770332E-3,null,1.8202158391236504E-3,6.5944123534193418E-4,4.9392054136631822E-4,1.1154214559387255E-6,3.5365921563553683E-5,3.0100589588513949E-3]
[2004,2,8,6,2.5747704025565654E-3,1.0343644100452556E-3,7.6837138054454445E-4,2.3885488505747157E-6,8.0172213000001118E-5,4.4600669549969413E-3,null,1.8914511386543447E-3,6.6118162356244338E-4,4.9945750056415276E-4,1.1154214559387255E-6,3.5365921563553683E-5,3.0885716058004328E-3]
[2004,2,8,7,2.6478110874661098E-3,1.0680452467997105E-3,7.9615998617753043E-4,2.3885488505747157E-6,8.0172213000001118E-5,4.5945770822939267E-3,null,1.9451075293379857E-3,6.8271093191062766E-4,5.175206766077189E-4,1.1154214559387255E-6,3.5365921563553683E-5,3.181820480875825E-3]
[2004,2,8,8,3.1227043380272846E-3,1.012518640723998E-3,8.093140703912641E-4,2.3885488505747157E-6,3.875631670031647E-5,4.9856819146934378E-3,null,2.2939686855099344E-3,6.4721747215939205E-4,5.2607110702451254E-4,1.1154214559387255E-6,1.7096358017654057E-5,3.4854690441674316E-3]
[2004,2,8,9,3.4597188655381477E-3,9.3594662618763571E-4,7.9500252053524279E-4,2.3885488505747157E-6,0,5.1930565611116013E-3,null,2.5415428036412203E-3,5.9827146396448135E-4,5.1676829968254486E-4,1.1154214559387255E-6,0,3.6576979887441852E-3]
[2004,2,8,10,3.6101335698110245E-3,1.0030208487643243E-3,8.5739107061117629E-4,2.3885488505747157E-6,0,5.4729340380371009E-3,null,2.6520388942381911E-3,6.4114633760838731E-4,5.573221647453793E-4,1.1154214559387255E-6,0,3.8516228180478962E-3]
[2004,2,8,11,3.4616605922728042E-3,1.0541722001102185E-3,8.7171472529142045E-4,2.3885488505747157E-6,0,5.3899360665250187E-3,null,2.542969214803775E-3,6.7384306731200464E-4,5.6663284047677972E-4,1.1154214559387255E-6,0,3.7845605440484983E-3]
[2004,2,8,12,3.3128830920361365E-3,1.0687435901238333E-3,8.7623625256852964E-4,2.3885488505747157E-6,0,5.260251483579074E-3,null,2.433675830061828E-3,6.831573236932174E-4,5.6957192796720281E-4,1.1154214559387255E-6,0,3.6875205031781867E-3]
[2004,2,8,13,3.1602019304661313E-3,1.0873586934627027E-3,8.7205254652088845E-4,2.3885488505747157E-6,0,5.1220017193002974E-3,null,2.3215147781032119E-3,6.9505638376222913E-4,5.6685243135585182E-4,1.1154214559387255E-6,0,3.5845390146772315E-3]
[2004,2,8,14,3.0698417322453969E-3,9.9372847909098535E-4,8.5397582802210301E-4,2.3885488505747157E-6,0,4.9199345882090604E-3,null,2.2551353061145882E-3,6.3520651213905212E-4,5.5510218548723736E-4,1.1154214559387255E-6,0,3.4465594251968166E-3]
[2004,2,8,15,2.8753107327550739E-3,1.0337451419686354E-3,8.6686242393712958E-4,2.3885488505747157E-6,0,4.7783068475114139E-3,null,2.1122309601099135E-3,6.607857778930218E-4,5.6347874290396194E-4,1.1154214559387255E-6,0,3.3376109023628359E-3]
[2004,2,8,16,2.991964562717895E-3,1.0099127433275906E-3,8.5149051941441425E-4,2.3885488505747157E-6,0,4.8557563743104751E-3,null,2.1979259872441708E-3,6.4555174250487081E-4,5.5348668280616779E-4,1.1154214559387255E-6,0,3.3980798340111479E-3]
[2004,2,8,17,3.3999862979455868E-3,1.0577407529333725E-3,8.6853741681216492E-4,2.3885488505747157E-6,0,5.3286530165416986E-3,null,2.4976626841262863E-3,6.7612414110617943E-4,5.6456752337654423E-4,1.1154214559387255E-6,0,3.7394697700649485E-3]
[2004,2,8,18,3.8521631196973536E-3,1.0320340881553639E-3,8.4857766930273356E-4,2.3885488505747157E-6,2.271546032327625E-5,5.7578788863293026E-3,null,2.8298361328836039E-3,6.5969204600581192E-4,5.5159326918726511E-4,1.1154214559387255E-6,1.0020344431218239E-5,4.052257213963838E-3]
[2004,2,8,19,3.8751990128001097E-3,1.0496348631524421E-3,8.5929885987558944E-4,2.3885488505747157E-6,8.0172213000001118E-5,5.8666934976787178E-3,null,2.8467585218453014E-3,6.709427318139366E-4,5.5856226774990761E-4,1.1154214559387255E-6,3.5365921563553683E-5,4.1127448644286378E-3]
[2004,2,8,20,3.9628801840279624E-3,9.6423148241918323E-4,8.0599130533583739E-4,2.3885488505747157E-6,8.0172213000001118E-5,5.8156637336335588E-3,null,2.9111699547997878E-3,6.1635157865499622E-4,5.2391124010134685E-4,1.1154214559387255E-6,3.5365921563553683E-5,4.0879141165756231E-3]
[2004,2,8,21,3.7828650290466009E-3,9.8712796592095951E-4,8.0821224161072816E-4,2.3885488505747157E-6,8.0172213000001118E-5,5.6607659984288647E-3,null,2.7789290879922262E-3,6.3098736270610523E-4,5.2535489522549151E-4,1.1154214559387255E-6,3.5365921563553683E-5,3.9717526889433159E-3]
[2004,2,8,22,3.6319573404682056E-3,1.0289256672132553E-3,8.1598734032577776E-4,2.3885488505747157E-6,8.0172213000001118E-5,5.5594311098578148E-3,null,2.6680708463758533E-3,6.5770509557977301E-4,5.3040887233758293E-4,1.1154214559387255E-6,3.5365921563553683E-5,3.8926661573127014E-3]
[2004,2,8,23,3.0011972734058168E-3,1.1281528199907371E-3,8.4723909419699185E-4,2.3885488505747157E-6,8.0172213000001118E-5,5.059149949444122E-3,null,2.2047084254476689E-3,7.2113261622699205E-4,5.5072316731522855E-4,1.1154214559387255E-6,3.5365921563553683E-5,3.5130455520093816E-3]
[2004,2,8,24,2.6196252436301104E-3,1.143505282081639E-3,8.3791589303895328E-4,2.3885488505747157E-6,8.0172213000001118E-5,4.6836071806012789E-3,null,1.924401936961827E-3,7.3094614588091673E-4,5.4466289117070235E-4,1.1154214559387255E-6,3.5365921563553683E-5,3.2364923170329382E-3]
[2004,2,9,1,2.1142383667915573E-3,1.0304463645094382E-3,7.4712521105137751E-4,2.3885488505747157E-6,8.0172213000001118E-5,3.9743707042029482E-3,null,1.5531398692030518E-3,6.5867714865649606E-4,4.8564704512514469E-4,1.1154214559387255E-6,3.5365921563553683E-5,2.7339454060041845E-3]
[2004,2,9,2,2.0532514961324848E-3,1.0159640386542441E-3,7.4150970542570776E-4,2.3885488505747157E-6,8.0172213000001118E-5,3.8932860020630127E-3,null,1.5083383265736469E-3,6.4941982345378664E-4,4.8199684878101064E-4,1.1154214559387255E-6,3.5365921563553683E-5,2.6762363418279364E-3]
[2004,2,9,3,2.0016484548580297E-3,9.828792166115079E-4,7.262301907669719E-4,2.3885488505747157E-6,8.0172213000001118E-5,3.7933186240870858E-3,null,1.4704302353979518E-3,6.2827149686689855E-4,4.7206484403107172E-4,1.1154214559387255E-6,3.5365921563553683E-5,2.6072479193154142E-3]
[2004,2,9,4,2.0852365171894305E-3,9.8283580124606412E-4,7.20105084162337E-4,2.3885488505747157E-6,8.0172213000001118E-5,3.8707381644484079E-3,null,1.5318348311310912E-3,6.282437450982444E-4,4.6808339637060333E-4,1.1154214559387255E-6,3.5365921563553683E-5,2.6646433156194312E-3]
[2004,2,9,5,2.1659466254620304E-3,9.5398894684288872E-4,7.161149397094305E-4,2.3885488505747157E-6,8.0172213000001118E-5,3.9186112738649253E-3,null,1.5911252540913461E-3,6.0980439254151202E-4,4.6548971885241388E-4,1.1154214559387255E-6,3.5365921563553683E-5,2.7029007085047642E-3]
[2004,2,9,6,2.3311226317072596E-3,9.5343894712552745E-4,7.2732039973300152E-4,2.3885488505747157E-6,8.0172213000001118E-5,4.0944427404163647E-3,null,1.7124651393023546E-3,6.0945282427161387E-4,4.7277350270714041E-4,1.1154214559387255E-6,3.5365921563553683E-5,2.8311728093006012E-3]
[2004,2,9,7,2.738780055985515E-3,9.2929239728061505E-4,7.6844912511780223E-4,2.3885488505747157E-6,8.0172213000001118E-5,4.5190823402345088E-3,null,2.011934209851865E-3,5.9401797860712303E-4,4.9950803616610891E-4,1.1154214559387255E-6,3.5365921563553683E-5,3.141941567644589E-3]
[2004,2,9,8,2.776620815300614E-3,1.0861791747076069E-3,9.2270669123542624E-4,2.3885488505747157E-6,3.7420113203764597E-5,4.8253153432979866E-3,null,2.0397323961379205E-3,6.9430241725106263E-4,5.9977868700895551E-4,1.1154214559387255E-6,1.6506926015172112E-5,3.3514358478690491E-3]
[2004,2,9,9,2.7998927557385369E-3,1.2560515721444128E-3,1.0450031967296418E-3,2.3885488505747157E-6,0,5.1033360734631661E-3,null,2.0568281877457076E-3,8.0288746372496236E-4,6.7927397861987208E-4,1.1154214559387255E-6,0,3.5401050515464806E-3]
[2004,2,9,10,2.6491964453471601E-3,1.2815522647430203E-3,1.0765627544969617E-3,2.3885488505747157E-6,0,5.0097000134377177E-3,null,1.9461252265815746E-3,8.1918789824356338E-4,6.9978835258081352E-4,1.1154214559387255E-6,0,3.4662168988618901E-3]
[2004,2,9,11,2.5807942494292429E-3,1.2862669787363288E-3,1.0953758549316641E-3,2.3885488505747157E-6,0,4.9648256319478109E-3,null,1.895876314590456E-3,8.2220161586808217E-4,7.1201726214056263E-4,1.1154214559387255E-6,0,3.4312106140550395E-3]
[2004,2,9,12,2.4436645359652964E-3,1.2397768553277341E-3,1.0653984528169252E-3,2.3885488505747157E-6,0,4.751228392960531E-3,null,1.7951395062066151E-3,7.9248441468018731E-4,6.9253132251196389E-4,1.1154214559387255E-6,0,3.2812706648547049E-3]
[2004,2,9,13,2.3003578197533761E-3,1.2296281889509143E-3,1.0485759749372598E-3,2.3885488505747157E-6,0,4.5809505324921253E-3,null,1.6898650121054282E-3,7.8599723120127609E-4,6.8159635933163457E-4,1.1154214559387255E-6,0,3.1585740240942773E-3]
[2004,2,9,14,2.2098598397535772E-3,1.1410519000144557E-3,1.0149419947691218E-3,2.3885488505747157E-6,0,4.3682422833877296E-3,null,1.62338432429475E-3,7.2937790636818224E-4,6.5973356733527307E-4,1.1154214559387255E-6,0,3.0136112194541439E-3]
[2004,2,9,15,2.1329741262583924E-3,1.1464833807336562E-3,1.0160861658164886E-3,2.3885488505747157E-6,0,4.297932221659112E-3,null,1.5669033385756652E-3,7.3284979229677099E-4,6.6047730249512598E-4,1.1154214559387255E-6,0,2.9613458548235004E-3]
[2004,2,9,16,2.2383210580058811E-3,1.1996609965935839E-3,1.0165097104805234E-3,2.3885488505747157E-6,0,4.4568803139305637E-3,null,1.6442922093696122E-3,7.6684174141063177E-4,6.6075261540322287E-4,1.1154214559387255E-6,0,3.0730019876394053E-3]
[2004,2,9,17,2.6636164389383914E-3,1.2052580205699456E-3,1.0120336509149121E-3,2.3885488505747157E-6,0,4.8832966592738244E-3,null,1.9567182927712596E-3,7.7041944513271438E-4,6.5784308287816686E-4,1.1154214559387255E-6,0,3.3860962422380798E-3]
[2004,2,9,18,3.3571815040759063E-3,1.0840343517019612E-3,9.3536998308255289E-4,2.3885488505747157E-6,2.004305325000028E-5,5.399017440960995E-3,null,2.4662178702414129E-3,6.9293141343136925E-4,6.0801009210163077E-4,1.1154214559387255E-6,8.8414803908884209E-6,3.7771162776212403E-3]
[2004,2,9,19,3.6552393558230189E-3,9.1614083313055832E-4,8.4393313569579417E-4,2.3885488505747157E-6,8.0172213000001118E-5,5.4978740864999476E-3,null,2.6851740391146328E-3,5.8561129673304383E-4,5.4857422500453651E-4,1.1154214559387255E-6,3.5365921563553683E-5,3.8558409038717055E-3]
[2004,2,9,20,3.4149979467265265E-3,1.0679752177757322E-3,8.8713278613859845E-4,2.3885488505747157E-6,8.0172213000001118E-5,5.4526667124914331E-3,null,2.5086903859173255E-3,6.8266616828252828E-4,5.7665490315279985E-4,1.1154214559387255E-6,3.5365921563553683E-5,3.8044928003721458E-3]
[2004,2,9,21,3.2879569085478423E-3,1.0876779172490241E-3,8.7495424446713376E-4,2.3885488505747157E-6,8.0172213000001118E-5,5.3331498321145766E-3,null,2.4153648155750885E-3,6.952604365112119E-4,5.6873859583349892E-4,1.1154214559387255E-6,3.5365921563553683E-5,3.7158451909392915E-3]
[2004,2,9,22,3.1486090585161387E-3,1.1006912262577725E-3,8.6455593102757083E-4,2.3885488505747157E-6,8.0172213000001118E-5,5.196416977652058E-3,null,2.3129985427028377E-3,7.0357874357472312E-4,5.6197947417422256E-4,1.1154214559387255E-6,3.5365921563553683E-5,3.6150381034712759E-3]
[2004,2,9,23,2.704844242042911E-3,1.0741295081474617E-3,8.2482611920763169E-4,2.3885488505747157E-6,8.0172213000001118E-5,4.6863606312485808E-3,null,1.9870046340500123E-3,6.8660008524674087E-4,5.36154263850267E-4,1.1154214559387255E-6,3.5365921563553683E-5,3.2462403261665127E-3]
[2004,2,9,24,2.251283728448288E-3,1.0677260308542343E-3,8.0250308444967846E-4,2.3885488505747157E-6,8.0172213000001118E-5,4.2040736056027771E-3,null,1.6538147119368107E-3,6.8250688417363355E-4,5.2164382342065026E-4,1.1154214559387255E-6,3.5365921563553683E-5,2.8944467625505866E-3]
[2004,2,10,1,2.2040327480153392E-3,1.1777854851876611E-3,8.4229944860175798E-4,2.3885488505747157E-6,8.0172213000001118E-5,4.3066784436553342E-3,null,{"$f":"E963*T$5","v":1.6191036865756002E-3},{"$f":"F963*U$5","v":7.5285857841008537E-4},{"$f":"G963*V$5","v":5.4751229415527327E-4},{"$f":"H963*W$5","v":1.1154214559387255E-6},{"$f":"I963*X$5","v":3.5365921563553683E-5},{"$f":"SUM(L963:P963)","v":2.9559559021604506E-3}]
[2004,2,10,2,2.1410957725548655E-3,1.1340250866020325E-3,8.3182205416900822E-4,2.3885488505747157E-6,8.0172213000001118E-5,{"$f":"SUM(E964:I964)","v":4.1895036751764822E-3},null,1.5728695781751104E-3,7.2488625927033491E-4,5.4070176819307869E-4,1.1154214559387255E-6,3.5365921563553683E-5,2.8749389486580164E-3]
[2004,2,10,3,2.2549754648913713E-3,1.1141368648244936E-3,8.130128664272096E-4,2.3885488505747157E-6,8.0172213000001118E-5,4.2646859579936504E-3,null,1.6565266970877774E-3,7.121734023342888E-4,5.2847540196571759E-4,1.1154214559387255E-6,3.5365921563553683E-5,2.9336568444072761E-3]
[2004,2,10,4,2.2560715431074498E-3,1.1831224694787981E-3,8.3441085685196487E-4,2.3885488505747157E-6,8.0172213000001118E-5,4.356165631288789E-3,null,1.6573318867030523E-3,7.5627006076995002E-4,5.4238454419205842E-4,1.1154214559387255E-6,3.5365921563553683E-5,2.9924678346845532E-3]
[2004,2,10,5,2.5069756182138719E-3,1.1194878441355346E-3,8.1154293559374555E-4,2.3885488505747157E-6,8.0172213000001118E-5,4.5205671597937282E-3,null,1.8416484370571498E-3,7.1559383052590493E-4,5.2751991611776233E-4,1.1154214559387255E-6,3.5365921563553683E-5,3.1212435267203094E-3]
[2004,2,10,6,2.6466827794422425E-3,1.2193751914018655E-3,8.7481804022412511E-4,2.3885488505747157E-6,8.0172213000001118E-5,4.8234367729188092E-3,null,1.9442786633954623E-3,7.7944335763406277E-4,5.6865006022103104E-4,1.1154214559387255E-6,3.5365921563553683E-5,3.328853424270048E-3]
[2004,2,10,7,3.0928650393028238E-3,1.1350264182599652E-3,8.9520105792783157E-4,2.3885488505747157E-6,8.0172213000001118E-5,5.2056532773411971E-3,null,2.2720484492461542E-3,7.2552632585120994E-4,5.8189944890731083E-4,1.1154214559387255E-6,3.5365921563553683E-5,3.6159555670241673E-3]
[2004,2,10,8,3.1691526440142475E-3,1.2986544923438495E-3,1.0510165311467909E-3,2.3885488505747157E-6,3.6083909627040506E-5,5.5572961259825037E-3,null,2.3280900584915303E-3,8.3011990489599249E-4,6.8318277201599937E-4,1.1154214559387255E-6,1.5917493977324242E-5,3.858425650836785E-3]
[2004,2,10,9,3.1111914203431641E-3,1.384593893903899E-3,1.1465575259091332E-3,2.3885488505747157E-6,0,5.6447313890067713E-3,null,2.2855111852834128E-3,8.8505369080319732E-4,7.4528642092024935E-4,1.1154214559387255E-6,0,3.9169667184627988E-3]
[2004,2,10,10,2.8454308954310925E-3,1.3363192447487476E-3,1.1428527310291183E-3,2.3885488505747157E-6,0,5.3269914200595328E-3,null,2.0902809438004457E-3,8.5419579333946517E-4,7.4287822660467793E-4,1.1154214559387255E-6,0,3.6884703852005274E-3]
[2004,2,10,11,2.6304779044579443E-3,1.3474202054075757E-3,1.1454256087578231E-3,2.3885488505747157E-6,0,5.1257122674739182E-3,null,1.9323744061419347E-3,8.6129169795511767E-4,7.4455065104964537E-4,1.1154214559387255E-6,0,3.5393321766026362E-3]
[2004,2,10,12,2.3525339475522506E-3,1.3862100679815079E-3,1.1584383714061005E-3,2.3885488505747157E-6,0,4.8995709357904345E-3,null,1.7281940981620975E-3,8.8608677410557653E-4,7.5300921948713345E-4,1.1154214559387255E-6,0,3.3684055132107461E-3]
[2004,2,10,13,2.3236396265243287E-3,1.3236927878992628E-3,1.1166153768346618E-3,2.3885488505747157E-6,0,4.7663363401088286E-3,null,1.7069680516164944E-3,8.4612476812000864E-4,7.2582339650664317E-4,1.1154214559387255E-6,0,3.2800316376990846E-3]
[2004,2,10,14,2.2931813874594795E-3,1.2230342334990018E-3,1.075241849304011E-3,2.3885488505747157E-6,0,4.5938460191130674E-3,null,1.6845931358168518E-3,7.8178227356250432E-4,6.9892973652240984E-4,1.1154214559387255E-6,0,3.1664205673577047E-3]
[2004,2,10,15,2.1744899874884603E-3,1.1901557370327231E-3,1.0576518548482692E-3,2.3885488505747157E-6,0,4.4246861282200272E-3,null,1.5974012901281058E-3,7.6076583345421108E-4,6.8749587148233518E-4,1.1154214559387255E-6,0,3.0467784165205906E-3]
[2004,2,10,16,2.3721226987657388E-3,1.2211083193813706E-3,1.0517580219687878E-3,2.3885488505747157E-6,0,4.6473775889664722E-3,null,1.7425841834880667E-3,7.805511996674913E-4,6.8366475659015582E-4,1.1154214559387255E-6,0,3.207915561201652E-3]
[2004,2,10,17,2.7890043542181798E-3,1.2183802740352765E-3,1.0368309965884497E-3,2.3885488505747157E-6,0,5.0466041736924811E-3,null,2.0488294631086077E-3,7.788073911667681E-4,6.7396187725850027E-4,1.1154214559387255E-6,0,3.5027141529898145E-3]
[2004,2,10,18,3.4976666104346568E-3,1.019992896180853E-3,9.2991645838735155E-4,2.3885488505747157E-6,1.8706849673276192E-5,5.4686713635267135E-3,null,2.5694195825658956E-3,6.5199513108683685E-4,6.0446518675703062E-4,1.1154214559387255E-6,8.2520483530405537E-6,3.8352473702187423E-3]
[2004,2,10,19,3.8123710326339513E-3,9.7508435653675452E-4,8.9914627558225014E-4,2.3885488505747157E-6,8.0172213000001118E-5,5.7691624266035316E-3,null,2.8006044824378895E-3,6.2328890254171102E-4,5.8446392306492595E-4,1.1154214559387255E-6,3.5365921563553683E-5,4.0448386510640189E-3]
[2004,2,10,20,3.5310700907123004E-3,1.1491980340538831E-3,9.4637819633744142E-4,2.3885488505747157E-6,8.0172213000001118E-5,5.7092070829542008E-3,null,2.5939581009298759E-3,7.3458504040879594E-4,6.1516566142289745E-4,1.1154214559387255E-6,3.5365921563553683E-5,3.9801901457810623E-3]
[2004,2,10,21,3.3326993359350204E-3,1.0943075939873811E-3,9.0045721226840144E-4,2.3885488505747157E-6,8.0172213000001118E-5,5.4100249040413793E-3,null,2.4482330337057645E-3,6.9949822774512463E-4,5.8531605938499411E-4,1.1154214559387255E-6,3.5365921563553683E-5,3.7695286638553755E-3]
[2004,2,10,22,3.147849988994476E-3,1.1268878955616385E-3,8.9914944044037831E-4,2.3885488505747157E-6,8.0172213000001118E-5,5.2564480868470698E-3,null,2.312440922920646E-3,7.2032405709677354E-4,5.8446598028903695E-4,1.1154214559387255E-6,3.5365921563553683E-5,3.6537123033259489E-3]
[2004,2,10,23,2.769937092564886E-3,1.2102312650593262E-3,8.9477477249853376E-4,2.3885488505747157E-6,8.0172213000001118E-5,4.9575038919733227E-3,null,2.0348224690366961E-3,7.735984194225566E-4,5.8162235444435327E-4,1.1154214559387255E-6,3.5365921563553683E-5,3.426524585923098E-3]
[2004,2,10,24,2.4339813459555801E-3,1.2731108130967857E-3,8.9864667436415253E-4,2.3885488505747157E-6,8.0172213000001118E-5,4.6882995952670942E-3,null,1.7880261415541793E-3,8.1379199265122285E-4,5.8413917180272635E-4,1.1154214559387255E-6,3.5365921563553683E-5,3.2224386490276205E-3]
[2004,2,11,1,2.4025573196047307E-3,9.4365305043433122E-4,7.2968547206169322E-4,2.3885488505747157E-6,8.0172213000001118E-5,4.1584566039513313E-3,null,1.7649417491114971E-3,6.031975287495876E-4,4.7431084928699954E-4,1.1154214559387255E-6,3.5365921563553683E-5,2.8789314701675767E-3]
[2004,2,11,2,2.3646927205953506E-3,8.8485360999651934E-4,7.1320759632022594E-4,2.3885488505747157E-6,8.0172213000001118E-5,4.0453146887626723E-3,null,1.737126049956392E-3,5.6561202298809814E-4,4.6359988471852834E-4,1.1154214559387255E-6,3.5365921563553683E-5,2.8028193006825108E-3]
[2004,2,11,3,2.4012204413144116E-3,9.1790301810532016E-4,7.1622488426650475E-4,2.3885488505747157E-6,8.0172213000001118E-5,4.1179091055368131E-3,null,1.7639596654422287E-3,5.8673771244429143E-4,4.6556118511868473E-4,1.1154214559387255E-6,3.5365921563553683E-5,2.8527399060246975E-3]
[2004,2,11,4,2.5594059095575415E-3,8.7348945063259978E-4,6.9078413693054845E-4,2.3885488505747157E-6,8.0172213000001118E-5,4.2062402589712663E-3,null,1.8801642341020029E-3,5.5834787771619156E-4,4.4902416617363281E-4,1.1154214559387255E-6,3.5365921563553683E-5,2.9240176210113193E-3]
[2004,2,11,5,2.7226613318764824E-3,8.6758115518944915E-4,6.9218049888667267E-4,2.3885488505747157E-6,8.0172213000001118E-5,4.3649837478031807E-3,null,2.000093239861138E-3,5.5457120448995591E-4,4.4993183070949098E-4,1.1154214559387255E-6,3.5365921563553683E-5,3.0410776180800772E-3]
[2004,2,11,6,2.9571824113906976E-3,8.9481814549539906E-4,7.2286837494115082E-4,2.3885488505747157E-6,8.0172213000001118E-5,4.6574296936778238E-3,null,2.1723746838474287E-3,5.7198150718072098E-4,4.6987959328873973E-4,1.1154214559387255E-6,3.5365921563553683E-5,3.2507171273363816E-3]
[2004,2,11,7,3.3224781053726527E-3,8.5468957118026091E-4,7.6676291423262519E-4,2.3885488505747157E-6,8.0172213000001118E-5,5.0264913526361149E-3,null,2.4407244192807876E-3,5.4633070591642735E-4,4.9841196375183228E-4,1.1154214559387255E-6,3.5365921563553683E-5,3.5219484319685399E-3]
[2004,2,11,8,3.3712515768567096E-3,1.0328133395645352E-3,9.2616730747038822E-4,2.3885488505747157E-6,3.3411502553764543E-5,5.3660322752959724E-3,null,2.4765538812332182E-3,6.6019015547949013E-4,6.0202816008784728E-4,1.1154214559387255E-6,1.4738629936994429E-5,3.7546262481934884E-3]
[2004,2,11,9,3.2457348844697818E-3,1.1614066402249085E-3,1.0409276286824638E-3,2.3885488505747157E-6,0,5.4504577022277297E-3,null,2.3843481099925473E-3,7.4238896905444592E-4,6.7662477397513368E-4,1.1154214559387255E-6,0,3.8044772744780654E-3]
[2004,2,11,10,2.9354302959203903E-3,1.1527754650766319E-3,1.0530593847080439E-3,2.3885488505747157E-6,0,5.1436536945556419E-3,null,2.1563953703002472E-3,7.3687178928456224E-4,6.8451066964409543E-4,1.1154214559387255E-6,0,3.5788932506848436E-3]
[2004,2,11,11,2.7522127215192098E-3,1.1453332378991426E-3,1.0493676020917704E-3,2.3885488505747157E-6,0,4.9493021103606981E-3,null,2.0218019753402527E-3,7.3211460332539178E-4,6.8211093357266155E-4,1.1154214559387255E-6,0,3.4371429336942446E-3]
[2004,2,11,12,2.5974648561761177E-3,1.1028271013661325E-3,1.0282630291945465E-3,2.3885488505747157E-6,0,4.7309435355873718E-3,null,1.9081227028828359E-3,7.0494402776099E-4,6.6839251888853952E-4,1.1154214559387255E-6,0,3.2825746709883039E-3]
[2004,2,11,13,2.4655150751236839E-3,1.1163800570542441E-3,1.0180110800319417E-3,2.3885488505747157E-6,0,4.6022947610604454E-3,null,1.8111911227431056E-3,7.1360728527343996E-4,6.6172853707672803E-4,1.1154214559387255E-6,0,3.1876423665492121E-3]
[2004,2,11,14,2.3166687272883129E-3,1.1032460904389632E-3,1.0134373222239288E-3,2.3885488505747157E-6,0,4.43574068880178E-3,null,1.7018471618919914E-3,7.0521185201396965E-4,6.5875549864659159E-4,1.1154214559387255E-6,0,3.0669299340084911E-3]
[2004,2,11,15,2.3306633041551296E-3,9.8141907283268073E-4,9.5793184134313847E-4,2.3885488505747157E-6,0,4.2724027671815238E-3,null,1.7121277128581836E-3,6.2733815052885378E-4,6.2267577281312301E-4,1.1154214559387255E-6,0,2.963257057656099E-3]
[2004,2,11,16,2.5871926747161331E-3,9.6449267301275399E-4,9.3335614569402432E-4,2.3885488505747157E-6,0,4.4874300422734865E-3,null,1.9005766594376962E-3,6.1651853569551229E-4,6.0670105559391463E-4,1.1154214559387255E-6,0,3.124911672183062E-3]
[2004,2,11,17,3.0150275857604874E-3,9.4449517529432328E-4,9.110053574066428E-4,2.3885488505747157E-6,0,4.8729166673120283E-3,null,2.2148683061209954E-3,6.0373582789905996E-4,5.9217257478852241E-4,1.1154214559387255E-6,0,3.4118921302645163E-3]
[2004,2,11,18,3.5240520193116466E-3,8.7739484688041929E-4,8.5925154078924444E-4,2.3885488505747157E-6,1.7370646176724316E-5,5.2804576020086093E-3,null,2.5888025580788538E-3,5.6084426700289854E-4,5.585315093520895E-4,1.1154214559387255E-6,7.6626163505586059E-6,3.7169563722403392E-3]
[2004,2,11,19,3.9614666345290095E-3,7.3839132924552757E-4,7.8818761988942916E-4,2.3885488505747157E-6,8.0172213000001118E-5,5.570606345514542E-3,null,2.9101315477221379E-3,4.7199108278834562E-4,5.123384714388916E-4,1.1154214559387255E-6,3.5365921563553683E-5,3.9309424449688679E-3]
[2004,2,11,20,3.9137736059397911E-3,7.4934886134103674E-4,7.6703128285480907E-4,2.3885488505747157E-6,8.0172213000001118E-5,5.512714511986214E-3,null,2.8750957895273955E-3,4.7899530566259296E-4,4.9858640898061053E-4,1.1154214559387255E-6,3.5365921563553683E-5,3.8891588471900913E-3]
[2004,2,11,21,3.5685955307173593E-3,8.0479922960387305E-4,7.6787377212838507E-4,2.3885488505747157E-6,8.0172213000001118E-5,5.2238292943001937E-3,null,2.6215246506135284E-3,5.1444003303246979E-4,4.9913404466497737E-4,1.1154214559387255E-6,3.5365921563553683E-5,3.6715800713304678E-3]
[2004,2,11,22,3.3401479897374907E-3,8.7476838067628243E-4,7.7806140121161496E-4,2.3885488505747157E-6,8.0172213000001118E-5,5.0755385334759649E-3,null,2.4537048865366558E-3,5.5916538945044382E-4,5.0575621707720148E-4,1.1154214559387255E-6,3.5365921563553683E-5,3.555107836083793E-3]
[2004,2,11,23,3.0551748873228436E-3,8.9811357661595829E-4,7.5103349045690579E-4,2.3885488505747157E-6,8.0172213000001118E-5,4.7868827162462838E-3,null,2.2443609005591706E-3,5.7408799738617401E-4,4.8818750864684449E-4,1.1154214559387255E-6,3.5365921563553683E-5,3.3431177496116814E-3]
[2004,2,11,24,2.7573969962311293E-3,9.3990367247267039E-4,7.4708198477005188E-4,2.3885488505747157E-6,8.0172213000001118E-5,4.5269434153244279E-3,null,2.0256103934800686E-3,6.0080086874856177E-4,4.8561894713636451E-4,1.1154214559387255E-6,3.5365921563553683E-5,3.1485115523844872E-3]
[2004,2,12,1,2.9482092123469289E-3,1.1995915530738795E-3,8.9069770903399013E-4,2.3885488505747157E-6,8.0172213000001118E-5,5.1210592363053753E-3,null,2.1657828853974171E-3,7.667973520458604E-4,5.7897217774698691E-4,1.1154214559387255E-6,3.5365921563553683E-5,3.5480337582097566E-3]
[2004,2,12,2,2.8980283341827075E-3,1.1312676656865409E-3,8.714449198699135E-4,2.3885488505747157E-6,8.0172213000001118E-5,4.9833016815897385E-3,null,2.1289195289411877E-3,7.2312367345430707E-4,5.6645746129832953E-4,1.1154214559387255E-6,3.5365921563553683E-5,3.4549820067133166E-3]
[2004,2,12,3,2.9484950800887978E-3,1.1708951146546516E-3,8.7751854921622077E-4,2.3885488505747157E-6,8.0172213000001118E-5,5.0794695058102466E-3,null,2.1659928865941551E-3,7.4845414769715828E-4,5.7040544766204584E-4,1.1154214559387255E-6,3.5365921563553683E-5,3.5213338249728515E-3]
[2004,2,12,4,3.11349312970841E-3,1.1252905063254479E-3,8.5056182264542216E-4,2.3885488505747157E-6,8.0172213000001118E-5,5.1719062205298561E-3,null,2.2872020431538554E-3,7.1930298135365178E-4,5.5288301044307945E-4,1.1154214559387255E-6,3.5365921563553683E-5,3.5958693779700791E-3]
[2004,2,12,5,3.2276526764039725E-3,1.089291041682825E-3,8.3761879240987593E-4,2.3885488505747157E-6,8.0172213000001118E-5,5.2371232723472496E-3,null,2.3710647457743238E-3,6.9629157043441219E-4,5.4446976953528977E-4,1.1154214559387255E-6,3.5365921563553683E-5,3.6483074287635181E-3]
[2004,2,12,6,3.5163054629681954E-3,1.1437871391954738E-3,8.8218010206479736E-4,2.3885488505747157E-6,8.0172213000001118E-5,5.6248334660790426E-3,null,2.5831118631718737E-3,7.3112631327871972E-4,5.7343555470852094E-4,1.1154214559387255E-6,3.5365921563553683E-5,3.9241550741786072E-3]
[2004,2,12,7,3.8879271005892798E-3,1.100550224280719E-3,9.1691007412670375E-4,2.3885488505747157E-6,8.0172213000001118E-5,5.987948160847279E-3,null,2.8561086977358639E-3,7.0348861294454261E-4,5.9601076440517751E-4,1.1154214559387255E-6,3.5365921563553683E-5,4.192089418105077E-3]
[2004,2,12,8,3.8841025053351222E-3,1.2617193717761092E-3,1.0706034662057657E-3,2.3885488505747157E-6,3.2075298977040452E-5,6.2508891911446122E-3,null,2.8532991132225473E-3,8.0651040833337913E-4,6.9591469029923211E-4,1.1154214559387255E-6,1.414919789914656E-5,4.370988831210244E-3]
[2004,2,12,9,3.7385377506917779E-3,1.383316751347119E-3,1.1831580366290242E-3,2.3885488505747157E-6,0,6.3074010875184966E-3,null,2.7463658423395546E-3,8.842373216580374E-4,7.6907751994657295E-4,1.1154214559387255E-6,0,4.4007961054001038E-3]
[2004,2,12,10,3.5186998987003157E-3,1.4271234230996529E-3,1.219221810360891E-3,2.3885488505747157E-6,0,6.1674336810114347E-3,null,2.5848708387245897E-3,9.1223921931704545E-4,7.925197286819686E-4,1.1154214559387255E-6,0,4.2907452081795425E-3]
[2004,2,12,11,3.3064790248121759E-3,1.4079941899060688E-3,1.2079418599286679E-3,2.3885488505747157E-6,0,5.9248036234974882E-3,null,2.4289713405932713E-3,9.0001151954546767E-4,7.8518752450047898E-4,1.1154214559387255E-6,0,4.1152858060951574E-3]
[2004,2,12,12,3.1923446218482527E-3,1.3887628078918923E-3,1.1977474199540454E-3,2.3885488505747157E-6,0,5.7812433985447659E-3,null,2.3451271088002564E-3,8.8771852467828488E-4,7.7856092486610978E-4,1.1154214559387255E-6,0,4.0125219798005903E-3]
[2004,2,12,13,2.9973544624705643E-3,1.3715980632077671E-3,1.1743196684398409E-3,2.3885488505747157E-6,0,5.5456607429687473E-3,null,2.2018854595195615E-3,8.7674655614565901E-4,7.6333239539273193E-4,1.1154214559387255E-6,0,3.8430798325138908E-3]
[2004,2,12,14,2.8301965401410388E-3,1.350227316083459E-3,1.1669207405856402E-3,2.3885488505747157E-6,0,5.3497331456607133E-3,null,2.0790896396626376E-3,8.6308604622945429E-4,7.5852293722382586E-4,1.1154214559387255E-6,0,3.7018140445718565E-3]
[2004,2,12,15,2.9089470694560055E-3,1.2595373324442356E-3,1.1248351251508509E-3,2.3885488505747157E-6,0,5.2957080759016666E-3,null,2.1369405370453816E-3,8.0511561526614458E-4,7.3116640517825802E-4,1.1154214559387255E-6,0,3.6743379789457233E-3]
[2004,2,12,16,3.120129515677526E-3,1.2145538985384727E-3,1.0853394996819153E-3,2.3885488505747157E-6,0,5.4224114627484891E-3,null,2.2920771962103648E-3,7.7636151315823763E-4,7.0549342089043575E-4,1.1154214559387255E-6,0,3.7750475517149772E-3]
[2004,2,12,17,3.5799392163148929E-3,1.2042855692520813E-3,1.066755806063441E-3,2.3885488505747157E-6,0,5.8533691404809903E-3,null,{"$f":"E1027*T$5","v":2.6298578313191509E-3},{"$f":"F1027*U$5","v":7.6979783930894788E-4},{"$f":"G1027*V$5","v":6.9341363056904819E-4},{"$f":"H1027*W$5","v":1.1154214559387255E-6},{"$f":"I1027*X$5","v":0},{"$f":"SUM(L1027:P1027)","v":4.0941847226530857E-3}]
[2004,2,12,18,4.1932483560107002E-3,1.1814317559544548E-3,1.03764047535619E-3,2.3885488505747157E-6,1.4698239023276134E-5,{"$f":"SUM(E1028:I1028)","v":6.4294073751951968E-3},null,3.0804006329114438E-3,7.5518933070794472E-4,6.7448805542225326E-4,1.1154214559387255E-6,6.4837522748628682E-6,4.5176771927724442E-3]
[2004,2,12,19,4.5409195763611758E-3,9.8387645499219069E-4,9.4143093852108294E-4,2.3885488505747157E-6,8.0172213000001118E-5,6.5487877317250255E-3,null,3.3358032602510699E-3,6.2890894696206352E-4,6.1194984015967738E-4,1.1154214559387255E-6,3.5365921563553683E-5,4.6131433903923037E-3]
[2004,2,12,20,4.4844612413264678E-3,9.9455424296556773E-4,9.1978329163109403E-4,2.3885488505747157E-6,8.0172213000001118E-5,6.4813595377737057E-3,null,3.2943284235114932E-3,6.357343530952696E-4,5.9787841599873756E-4,1.1154214559387255E-6,3.5365921563553683E-5,4.5644225356249934E-3]
[2004,2,12,21,4.2337676300599099E-3,1.1085339677918656E-3,9.4637410332180146E-4,2.3885488505747157E-6,8.0172213000001118E-5,6.3712364630241535E-3,null,3.1101664819214087E-3,7.0859194446440323E-4,6.1516300087695167E-4,1.1154214559387255E-6,3.5365921563553683E-5,4.4704027702822564E-3]
[2004,2,12,22,3.9134388824155963E-3,1.1345324323446362E-3,9.400433908390341E-4,2.3885488505747157E-6,8.0172213000001118E-5,6.0705754674498427E-3,null,2.8748498984023678E-3,7.2521056246420401E-4,6.1104790508669416E-4,1.1154214559387255E-6,3.5365921563553683E-5,4.2475897089727585E-3]
[2004,2,12,23,3.5713243562217468E-3,1.130672686844626E-3,9.0328151474371068E-4,2.3885488505747157E-6,8.0172213000001118E-5,5.68783931966066E-3,null,2.6235292721138912E-3,7.2274335383690517E-4,5.8715191518451048E-4,1.1154214559387255E-6,3.5365921563553683E-5,3.9699058841547999E-3]
[2004,2,12,24,3.3003260045941221E-3,1.1897475555845765E-3,9.0573646194154554E-4,2.3885488505747157E-6,8.0172213000001118E-5,5.4783707839708203E-3,null,2.424451272673411E-3,7.6050491760098495E-4,5.8874768231287312E-4,1.1154214559387255E-6,3.5365921563553683E-5,3.8101852156067614E-3]
[2004,2,13,1,2.5783966645492214E-3,1.2063231092559177E-3,8.815500923736255E-4,2.3885488505747157E-6,8.0172213000001118E-5,4.7488306280293411E-3,null,1.8941150256433583E-3,7.7110026618551746E-4,5.7302603520577615E-4,1.1154214559387255E-6,3.5365921563553683E-5,3.274722670054144E-3]
[2004,2,13,2,2.5228921989309139E-3,1.1806493755538577E-3,8.6825628608290842E-4,2.3885488505747157E-6,8.0172213000001118E-5,4.6543586224182566E-3,null,1.853340910565017E-3,7.5468922113487117E-4,5.6438478251070567E-4,1.1154214559387255E-6,3.5365921563553683E-5,3.2088962572300863E-3]
[2004,2,13,3,2.4848412739385804E-3,1.1513522550123947E-3,8.484284554865142E-4,2.3885488505747157E-6,8.0172213000001118E-5,4.5671827462880656E-3,null,1.8253883345480883E-3,7.3596205154435749E-4,5.5149627707956096E-4,1.1154214559387255E-6,3.5365921563553683E-5,3.149328006191499E-3]
[2004,2,13,4,2.614761312155549E-3,1.1585654994480817E-3,8.4237854315516556E-4,2.3885488505747157E-6,8.0172213000001118E-5,4.6982661166093728E-3,null,1.9208288460498134E-3,7.4057286821672507E-4,5.475637072726192E-4,1.1154214559387255E-6,3.5365921563553683E-5,3.2454467645586503E-3]
[2004,2,13,5,2.7890213577065033E-3,1.1117467917977604E-3,8.2285124168945544E-4,2.3885488505747157E-6,8.0172213000001118E-5,4.8061801530442953E-3,null,2.0488419540349127E-3,7.1064563093293219E-4,5.3487055207478466E-4,1.1154214559387255E-6,3.5365921563553683E-5,3.3308394800621215E-3]
[2004,2,13,6,3.0675276127023945E-3,1.1674858435880521E-3,8.5113296281405341E-4,2.3885488505747157E-6,8.0172213000001118E-5,5.1687071809550763E-3,null,2.2534353316080269E-3,7.4627488924908377E-4,5.5325426352240961E-4,1.1154214559387255E-6,3.5365921563553683E-5,3.5894458273990123E-3]
[2004,2,13,7,3.4130763676479912E-3,1.1561366946179566E-3,9.1671254476704026E-4,2.3885488505747157E-6,8.0172213000001118E-5,5.5684863688835644E-3,null,2.5072787754170257E-3,7.3902033885153923E-4,5.9588236618165742E-4,1.1154214559387255E-6,3.5365921563553683E-5,3.8786628234697145E-3]
[2004,2,13,8,3.590117386475225E-3,1.3326403170642067E-3,1.0957154367928616E-3,2.3885488505747157E-6,3.0739095400316361E-5,6.0516007845831839E-3,null,2.6373348131580217E-3,8.5184416623801916E-4,7.1223799746715749E-4,1.1154214559387255E-6,1.3559765861298691E-5,4.216092164180436E-3]
[2004,2,13,9,3.5187208864560244E-3,1.4411927644940579E-3,1.1658492197225354E-3,2.3885488505747157E-6,0,6.1281514195231923E-3,null,2.5848862565320935E-3,9.2123255850705096E-4,7.5782642620631586E-4,1.1154214559387255E-6,0,4.2650606627013992E-3]
[2004,2,13,10,3.4354743187620567E-3,1.3225912417168925E-3,1.1338211886800379E-3,2.3885488505747157E-6,0,5.8942752980095624E-3,null,2.5237325260489881E-3,8.4542064287535077E-4,7.370075347984395E-4,1.1154214559387255E-6,0,4.1072761251787172E-3]
[2004,2,13,11,3.1372946976411997E-3,1.3388311008350625E-3,1.1543616552693755E-3,2.3885488505747157E-6,0,5.6328760025962125E-3,null,2.3046869042208976E-3,8.5580141034366215E-4,7.5035926856012827E-4,1.1154214559387255E-6,0,3.9119630045806267E-3]
[2004,2,13,12,2.910866167497945E-3,1.3756401500377932E-3,1.1588774086847757E-3,2.3885488505747157E-6,0,5.4477722750710892E-3,null,2.1383503249523001E-3,8.7933032015271738E-4,7.5329460291943438E-4,1.1154214559387255E-6,0,3.7720906694803905E-3]
[2004,2,13,13,2.7526851722047196E-3,1.3374358208174154E-3,1.125098422149946E-3,2.3885488505747157E-6,0,5.2176079640226559E-3,null,2.0221490421646103E-3,8.5490952591837368E-4,7.3133755374573978E-4,1.1154214559387255E-6,0,3.6095115432846622E-3]
[2004,2,13,14,2.5639825987234404E-3,1.3918790676126368E-3,1.1577168246842933E-3,2.3885488505747157E-6,0,5.1159670398709459E-3,null,1.8835263140472714E-3,8.8971048577206812E-4,7.5254019899608047E-4,1.1154214559387255E-6,0,3.5268924202713583E-3]
[2004,2,13,15,2.5194644483115458E-3,1.2686179182920048E-3,1.1019888586481631E-3,2.3885488505747157E-6,0,4.8924597741022884E-3,null,1.8508228519429396E-3,8.1092006526018823E-4,7.1631585314888891E-4,1.1154214559387255E-6,0,3.3791741918079549E-3]
[2004,2,13,16,2.6880455782329117E-3,1.2747497823532379E-3,1.0822968556302433E-3,2.3885488505747157E-6,0,5.0474807650669681E-3,null,1.9746641738055785E-3,8.1483964698215886E-4,7.0351563849037097E-4,1.1154214559387255E-6,0,3.4941348807340468E-3]
[2004,2,13,17,2.9942110417773135E-3,1.3089399151279494E-3,1.075539060757517E-3,2.3885488505747157E-6,0,5.3810785665133545E-3,null,2.1995762723999585E-3,8.3669450517165334E-4,6.9912293019602366E-4,1.1154214559387255E-6,0,3.736509129223574E-3]
[2004,2,13,18,3.7809467968464381E-3,1.0525940394215476E-3,9.5384019803661311E-4,2.3885488505747157E-6,1.3362035526724259E-5,5.8031316186818987E-3,null,2.7775199361410171E-3,6.7283428275189761E-4,6.2001611891291015E-4,1.1154214559387255E-6,5.894320272380922E-6,4.0773800795341451E-3]
[2004,2,13,19,3.8622056431080378E-3,1.0717854873081741E-3,9.4787298813528214E-4,2.3885488505747157E-6,8.0172213000001118E-5,5.9644248804020701E-3,null,2.8372134673135948E-3,6.8510175111117589E-4,6.1613730741872329E-4,1.1154214559387255E-6,3.5365921563553683E-5,4.1749338688629864E-3]
[2004,2,13,20,3.8835567650061381E-3,9.2273390287289647E-4,8.6217907596742617E-4,2.3885488505747157E-6,8.0172213000001118E-5,5.7510305056970371E-3,null,2.8528982071201461E-3,5.8982568821264712E-4,5.6043446857198141E-4,1.1154214559387255E-6,3.5365921563553683E-5,4.0396397069242668E-3]
[2004,2,13,21,3.5931885817300294E-3,1.0965463868387833E-3,9.1498459042812662E-4,2.3885488505747157E-6,8.0172213000001118E-5,5.6872803208475155E-3,null,2.6395909427748459E-3,7.0092929853404068E-4,5.9475915964760985E-4,1.1154214559387255E-6,3.5365921563553683E-5,3.9717607439759888E-3]
[2004,2,13,22,3.4293191390404993E-3,1.0923881779486199E-3,8.9240413777125259E-4,2.3885488505747157E-6,8.0172213000001118E-5,5.4966722166109473E-3,null,2.5192108717370532E-3,6.982713075219661E-4,5.8008139218883651E-4,1.1154214559387255E-6,3.5365921563553683E-5,3.8340449144673482E-3]
[2004,2,13,23,3.1733906218059781E-3,1.1647259245213466E-3,8.8577070914211929E-4,2.3885488505747157E-6,8.0172213000001118E-5,5.3064480173200205E-3,null,2.3312033177987682E-3,7.4451070657641672E-4,5.7576952455924105E-4,1.1154214559387255E-6,3.5365921563553683E-5,3.687964891953918E-3]
[2004,2,13,24,2.8148476675660503E-3,1.1977181836788345E-3,8.8566044341377274E-4,2.3885488505747157E-6,8.0172213000001118E-5,4.9807870565092335E-3,null,2.067814210024253E-3,7.6559986554485644E-4,5.7569784952491213E-4,1.1154214559387255E-6,3.5365921563553683E-5,3.4455932681135139E-3]
[2004,2,14,1,2.2716304169499418E-3,9.4475365597612097E-4,7.2981175822055678E-4,2.3885488505747157E-6,8.0172213000001118E-5,4.0287565929971961E-3,null,1.6687615852953384E-3,6.0390105272233388E-4,4.7439293793691403E-4,1.1154214559387255E-6,3.5365921563553683E-5,2.7835369189740788E-3]
[2004,2,14,2,2.1337512057954264E-3,9.9698494814806984E-4,7.4273128921603735E-4,2.3885488505747157E-6,8.0172213000001118E-5,3.956028205010109E-3,null,1.5674741886886263E-3,6.3728809719489315E-4,4.8279090384617366E-4,1.1154214559387255E-6,3.5365921563553683E-5,2.7240345327491852E-3]
[2004,2,14,3,2.1822888645584436E-3,9.0679276639039918E-4,6.9413799524228816E-4,2.3885488505747157E-6,8.0172213000001118E-5,3.8657803880417069E-3,null,1.6031304203447643E-3,5.7963586884283047E-4,4.5120424436504157E-4,1.1154214559387255E-6,3.5365921563553683E-5,2.6704518765721286E-3]
[2004,2,14,4,2.2514446433766237E-3,9.060927538203352E-4,6.8524592564284462E-4,2.3885488505747157E-6,8.0172213000001118E-5,3.9253440846903787E-3,null,1.6539329215931454E-3,5.7918841005258771E-4,4.4542421276907936E-4,1.1154214559387255E-6,3.5365921563553683E-5,2.715026887434305E-3]
[2004,2,14,5,2.3531232568113299E-3,8.8202932186941729E-4,6.7207816277511175E-4,2.3885488505747157E-6,8.0172213000001118E-5,3.9897915033064351E-3,null,1.7286270104202152E-3,5.6380669462301669E-4,4.3686489094051469E-4,1.1154214559387255E-6,3.5365921563553683E-5,2.7657799390032392E-3]
[2004,2,14,6,2.407749285966548E-3,9.4781828429597479E-4,7.057206970719522E-4,2.3885488505747157E-6,8.0172213000001118E-5,4.1438490291850517E-3,null,1.768755817611416E-3,6.0586001023136854E-4,4.5873324329980664E-4,1.1154214559387255E-6,3.5365921563553683E-5,2.8698304141620834E-3]
[2004,2,14,7,2.8072257520346672E-3,8.3991983889643079E-4,6.7363083431480533E-4,2.3885488505747157E-6,8.0172213000001118E-5,4.4033371870964792E-3,null,2.0622150774583948E-3,5.3688966610863052E-4,4.3787415998156466E-4,1.1154214559387255E-6,3.5365921563553683E-5,3.0734602465680824E-3]
[2004,2,14,8,2.9794443874354161E-3,8.6274233368772209E-4,7.2934634641517104E-4,2.3885488505747157E-6,2.8066688327040391E-5,4.6019883047159248E-3,null,2.1887285458836976E-3,5.5147815543918593E-4,4.7409041050950484E-4,1.1154214559387255E-6,1.2380901820968872E-5,3.2277934351092959E-3]
[2004,2,14,9,3.1896963567025188E-3,8.7277020258310712E-4,7.6455642743833148E-4,2.3885488505747157E-6,0,4.8294115355745322E-3,null,2.3431816677153411E-3,5.5788812331195134E-4,4.9697770109290195E-4,1.1154214559387255E-6,0,3.399162913576133E-3]
[2004,2,14,10,3.3169123820764937E-3,8.1997631300719962E-4,7.4534541056718172E-4,2.3885488505747157E-6,0,4.8846226545014504E-3,null,2.436635785336766E-3,5.2414145793466165E-4,4.8449013751009361E-4,1.1154214559387255E-6,0,3.4463828022374601E-3]
[2004,2,14,11,3.4042748583924054E-3,6.5224274822384294E-4,6.7739151608313657E-4,2.3885488505747157E-6,0,4.7362976715499602E-3,null,2.5008131019391791E-3,4.1692358615529155E-4,4.4031868194579604E-4,1.1154214559387255E-6,0,3.3591707914962052E-3]
[2004,2,14,12,3.0595153018063859E-3,8.2604327473986654E-4,7.4918486358465318E-4,2.3885488505747157E-6,0,4.637131988981481E-3,null,2.2475494108469135E-3,5.2801955309101029E-4,4.8698586243712145E-4,1.1154214559387255E-6,0,3.2636702478309838E-3]
[2004,2,14,13,2.9044662992774094E-3,8.1793267440004606E-4,7.2547855183275711E-4,2.3885488505747157E-6,0,4.450266074360788E-3,null,2.1336489201121051E-3,5.2283513273714878E-4,4.7157626297129358E-4,1.1154214559387255E-6,0,3.1291757372764861E-3]
[2004,2,14,14,2.5406950883985007E-3,9.7093010754526756E-4,7.9971339114142423E-4,2.3885488505747157E-6,0,4.3137271359357677E-3,null,1.866419084650508E-3,6.2063344275771297E-4,5.1983046430504427E-4,1.1154214559387255E-6,0,3.0079984131692037E-3]
[2004,2,14,15,2.4487501634694888E-3,9.6856275691477691E-4,7.96027183079404E-4,2.3885488505747157E-6,0,4.2157286523142445E-3,null,1.7988754571574359E-3,6.1912019586115653E-4,5.1743435181070426E-4,1.1154214559387255E-6,0,2.9365454262852355E-3]
[2004,2,14,16,2.6219734887368753E-3,8.9343723283423493E-4,7.5473191388983568E-4,2.3885488505747157E-6,0,4.2725311843115213E-3,null,1.9261269804362352E-3,5.7109880659044594E-4,4.9059156138828045E-4,1.1154214559387255E-6,0,2.9889327698709002E-3]
[2004,2,14,17,2.9142823849495425E-3,8.9301777546497171E-4,7.5460787745430889E-4,2.3885488505747157E-6,0,4.5642965867193977E-3,null,2.1408599111982425E-3,5.7083068299519136E-4,4.9051093510568363E-4,1.1154214559387255E-6,0,3.2033169507550562E-3]
[2004,2,14,18,3.3287164298469838E-3,9.1208412725656603E-4,7.5416105931065951E-4,2.3885488505747157E-6,1.2025831950000169E-5,5.0093759972147846E-3,null,2.4453071525289845E-3,5.830181880084656E-4,4.9022049394808131E-4,1.1154214559387255E-6,5.3048882345330532E-6,3.5249661441760028E-3]
[2004,2,14,19,3.2906460455359638E-3,8.4446762109486272E-4,7.2491840577906211E-4,2.3885488505747157E-6,8.0172213000001118E-5,4.9425928342604645E-3,null,2.4173402815091112E-3,5.397966783650133E-4,4.7121215629708209E-4,1.1154214559387255E-6,3.5365921563553683E-5,3.4648304591906988E-3]
[2004,2,14,20,3.2714284302781862E-3,7.4609708611679103E-4,6.732657943080251E-4,2.3885488505747157E-6,8.0172213000001118E-5,4.7733520725535784E-3,null,2.4032228362310961E-3,4.7691672097682173E-4,4.3763687632679974E-4,1.1154214559387255E-6,3.5365921563553683E-5,3.3542577765542096E-3]
[2004,2,14,21,3.0153680757433261E-3,8.7371073808189691E-4,7.1040359760785401E-4,2.3885488505747157E-6,8.0172213000001118E-5,4.6820431732836534E-3,null,2.2151184333420873E-3,5.5848932805378955E-4,4.617772267904391E-4,1.1154214559387255E-6,3.5365921563553683E-5,3.271866331205808E-3]
[2004,2,14,22,2.9377686560885094E-3,8.1226599874181479E-4,6.7755281646854522E-4,2.3885488505747157E-6,8.0172213000001118E-5,4.5101482331494462E-3,null,2.1581131522035121E-3,5.1921290658984032E-4,4.4042353057677854E-4,1.1154214559387255E-6,3.5365921563553683E-5,3.154230932389623E-3]
[2004,2,14,23,2.9044959737992799E-3,7.3734818525432401E-4,6.3019883493720401E-4,2.3885488505747157E-6,8.0172213000001118E-5,4.3546037558413846E-3,null,2.1336707193017048E-3,4.7132428912161149E-4,4.0964245015621021E-4,1.1154214559387255E-6,3.5365921563553683E-5,3.0511188015990187E-3]
[2004,2,14,24,2.2507344436332902E-3,1.0160437855751474E-3,7.3292948004294854E-4,2.3885488505747157E-6,8.0172213000001118E-5,4.0822684711019621E-3,null,1.6534112020208426E-3,6.4947079891091255E-4,4.7641952246139561E-4,1.1154214559387255E-6,3.5365921563553683E-5,2.8157828664126428E-3]
[2004,2,15,1,2.8170900120670231E-3,1.3364181345039828E-3,9.2868034326126368E-4,2.3885488505747157E-6,8.0172213000001118E-5,5.1647492516828453E-3,null,2.069461457893581E-3,8.5425900519041939E-4,6.0366168601908303E-4,1.1154214559387255E-6,3.5365921563553683E-5,3.5638634921225753E-3]
[2004,2,15,2,2.8410125343165285E-3,1.2594352787652844E-3,8.9949303940401186E-4,2.3885488505747157E-6,8.0172213000001118E-5,5.0825016143364009E-3,null,2.0870351731667497E-3,8.0505038098653851E-4,5.8468932681640402E-4,1.1154214559387255E-6,3.5365921563553683E-5,3.5132562239891846E-3]
[2004,2,15,3,2.7443488339459988E-3,1.3078045635237863E-3,9.1065131361993032E-4,2.3885488505747157E-6,8.0172213000001118E-5,5.0453654729402924E-3,null,2.0160250877817231E-3,8.3596877098197659E-4,5.9194243890725573E-4,1.1154214559387255E-6,3.5365921563553683E-5,3.4804176406904477E-3]
[2004,2,15,4,2.9458270452892604E-3,1.2153174500862114E-3,8.640330160434006E-4,2.3885488505747157E-6,8.0172213000001118E-5,5.1077382732694484E-3,null,2.1640329225311289E-3,7.768495870392651E-4,5.6163956847547552E-4,1.1154214559387255E-6,3.5365921563553683E-5,3.539003421065362E-3]
[2004,2,15,5,3.0732206708319063E-3,1.2055001084037291E-3,8.6100172653863038E-4,2.3885488505747157E-6,8.0172213000001118E-5,5.2222832676248427E-3,null,2.2576175069471557E-3,7.70574191395667E-4,5.5966916676886082E-4,1.1154214559387255E-6,3.5365921563553683E-5,3.6243422081311759E-3]
[2004,2,15,6,3.1538144335672858E-3,1.1915788278980734E-3,8.6258651136948391E-4,2.3885488505747157E-6,8.0172213000001118E-5,5.290540534685419E-3,null,2.3168224613550944E-3,7.6167549500065588E-4,5.6069931012218185E-4,1.1154214559387255E-6,3.5365921563553683E-5,3.6756786094974243E-3]
[2004,2,15,7,3.1970531650637093E-3,1.2115140061328849E-3,8.8427548272952921E-4,2.3885488505747157E-6,8.0172213000001118E-5,5.3754034157766995E-3,null,2.3485860500003864E-3,7.7441836722566082E-4,5.7479759605471952E-4,1.1154214559387255E-6,3.5365921563553683E-5,3.734283356300259E-3]
[2004,2,15,8,3.6035244458334061E-3,1.0771988505697766E-3,8.6313911529507976E-4,2.3885488505747157E-6,2.6730484750316303E-5,5.5729814452991537E-3,null,2.6471837681032312E-3,6.8856205608249941E-4,5.6105851425506412E-4,1.1154214559387255E-6,1.1791469783121005E-5,3.9097112296798547E-3]
[2004,2,15,9,3.9201537797383407E-3,9.6185025296224435E-4,8.2719431374288189E-4,2.3885488505747157E-6,0,5.7115868952940423E-3,null,{"$f":"E1091*T$5","v":2.8797827266554971E-3},{"$f":"F1091*U$5","v":6.1482946019933058E-4},{"$f":"G1091*V$5","v":5.3769363992982311E-4},{"$f":"H1091*W$5","v":1.1154214559387255E-6},{"$f":"I1091*X$5","v":0},{"$f":"SUM(L1091:P1091)","v":4.0334212482405901E-3}]
[2004,2,15,10,3.953613611497939E-3,9.8071484055738036E-4,8.7123974136318525E-4,2.3885488505747157E-6,0,{"$f":"SUM(E1092:I1092)","v":5.8079567422690799E-3},null,2.9043626413609146E-3,6.2688799443818958E-4,5.6632409096890981E-4,1.1154214559387255E-6,0,4.0986901482239525E-3]
[2004,2,15,11,3.8136936414291315E-3,1.0579546024787735E-3,8.9312291007632321E-4,2.3885488505747157E-6,0,5.7671597028348034E-3,null,2.8015760835985812E-3,6.762608370213262E-4,5.8054860925086564E-4,1.1154214559387255E-6,0,4.0595009513267125E-3]
[2004,2,15,12,3.6570408430823755E-3,1.0837297843066739E-3,9.0160904363033659E-4,2.3885488505747157E-6,0,5.6447682198699613E-3,null,2.6864974290078049E-3,6.9273672927272598E-4,5.8606477390985815E-4,1.1154214559387255E-6,0,3.9664143536463281E-3]
[2004,2,15,13,3.4983403252071463E-3,1.11242917592994E-3,9.0071981796892233E-4,2.3885488505747157E-6,0,5.5138778679565837E-3,null,2.5699144999271829E-3,7.1108182135482423E-4,5.8548675859391454E-4,1.1154214559387255E-6,0,3.86759850133186E-3]
[2004,2,15,14,3.3839929561205627E-3,9.9687709087128182E-4,8.7472222154203415E-4,2.3885488505747157E-6,0,5.2579808173844542E-3,null,2.4859138211691103E-3,6.3721915316637939E-4,5.6858777606954355E-4,1.1154214559387255E-6,0,3.6928361718609718E-3]
[2004,2,15,15,3.0144266223958876E-3,9.7872862886227551E-4,8.5930515486179254E-4,2.3885488505747157E-6,0,4.8548489549705316E-3,null,2.2144268326447069E-3,6.2561837740520343E-4,5.5856635962286743E-4,1.1154214559387255E-6,0,3.3997269911287165E-3]
[2004,2,15,16,3.1279614968493978E-3,9.4320949407650429E-4,8.3673125297073644E-4,2.3885488505747157E-6,0,4.9102907927472137E-3,null,2.2978306450191391E-3,6.0291400071057024E-4,5.438928502991639E-4,1.1154214559387255E-6,0,3.4457529174848119E-3]
[2004,2,15,17,3.5390393161114277E-3,9.7291996969550525E-4,8.4706434125467905E-4,2.3885488505747157E-6,0,5.361412175912187E-3,null,2.5998123706699682E-3,6.2190539321770803E-4,5.5060957424032519E-4,1.1154214559387255E-6,0,3.7734427595839397E-3]
[2004,2,15,18,4.0527110051217299E-3,9.5821610399154228E-4,8.3209968654350108E-4,2.3885488505747157E-6,9.3534248767242014E-6,5.8547687693840727E-3,null,2.9771605412518272E-3,6.1250645633978027E-4,5.4088223505500369E-4,1.1154214559387255E-6,4.1260241942032365E-6,4.1357906782967533E-3]
[2004,2,15,19,4.091002891086647E-3,9.9303290484746933E-4,8.5397552892854927E-4,2.3885488505747157E-6,8.0172213000001118E-5,6.0205720867132417E-3,null,3.0052901295202217E-3,6.347618903953323E-4,5.5510199107015911E-4,1.1154214559387255E-6,3.5365921563553683E-5,4.2316353540052054E-3]
[2004,2,15,20,4.2108371599360083E-3,8.969228142652612E-4,7.9599239253828002E-4,2.3885488505747157E-6,8.0172213000001118E-5,5.9863131285901264E-3,null,3.0933215376954429E-3,5.733268437959451E-4,5.1741173722984787E-4,1.1154214559387255E-6,3.5365921563553683E-5,4.2205414617407285E-3]
[2004,2,15,21,4.084331471022197E-3,9.5961036550028169E-4,8.1639827508888339E-4,2.3885488505747157E-6,8.0172213000001118E-5,5.9429008734619383E-3,null,3.000389240079821E-3,6.1339768971852601E-4,5.3067598854580271E-4,1.1154214559387255E-6,3.5365921563553683E-5,4.1809442613636423E-3]
[2004,2,15,22,3.8364117149115766E-3,9.6035080110248297E-4,8.0584988562416014E-4,2.3885488505747157E-6,8.0172213000001118E-5,5.6851731634887954E-3,null,2.8182649992058669E-3,6.1387098753199723E-4,5.2381931432494077E-4,1.1154214559387255E-6,3.5365921563553683E-5,3.9924366440822982E-3]
[2004,2,15,23,3.3148900655240528E-3,1.1714621561420089E-3,8.8573078614808017E-4,2.3885488505747157E-6,8.0172213000001118E-5,5.4546437696647177E-3,null,2.4351501721178027E-3,7.4881660932827894E-4,5.7574357377642598E-4,1.1154214559387255E-6,3.5365921563553683E-5,3.7961916982420002E-3]
[2004,2,15,24,2.9538523622309552E-3,1.2033994941963693E-3,8.8413962202159237E-4,2.3885488505747157E-6,8.0172213000001118E-5,5.1239522402994932E-3,null,2.1699283976586814E-3,7.6923144651909134E-4,5.7470928374724799E-4,1.1154214559387255E-6,3.5365921563553683E-5,3.5503504709445128E-3]
[2004,2,16,1,2.9138746693809958E-3,9.862677380206629E-4,7.714978642756028E-4,2.3885488505747157E-6,8.0172213000001118E-5,4.7542010335278381E-3,null,2.1405603994143533E-3,6.3043749181512299E-4,5.01489780512896E-4,1.1154214559387255E-6,3.5365921563553683E-5,3.3089690147618646E-3]
[2004,2,16,2,2.8432414773852089E-3,9.5601109512270983E-4,7.6143723436597271E-4,2.3885488505747157E-6,8.0172213000001118E-5,4.6432505687244675E-3,null,2.0886725762148291E-3,6.1109698079160244E-4,4.94950160225108E-4,1.1154214559387255E-6,3.5365921563553683E-5,3.231201060251032E-3]
[2004,2,16,3,2.9043464862141418E-3,9.6153687062521757E-4,7.5985528046079579E-4,2.3885488505747157E-6,8.0172213000001118E-5,4.7082993991507316E-3,null,2.1335609042817546E-3,6.1462914139448878E-4,4.9392185703280608E-4,1.1154214559387255E-6,3.5365921563553683E-5,3.2785932457285419E-3]
[2004,2,16,4,3.0344543406924242E-3,9.4050365943843352E-4,7.4520638680673247E-4,2.3885488505747157E-6,8.0172213000001118E-5,4.8027251487881666E-3,null,2.2291393874181416E-3,6.0118438963567566E-4,4.8439976915219901E-4,1.1154214559387255E-6,3.5365921563553683E-5,3.3512048892255083E-3]
[2004,2,16,5,3.1665651527377466E-3,8.875923725665337E-4,7.3249854743651348E-4,2.3885488505747157E-6,8.0172213000001118E-5,4.86921683459137E-3,null,2.3261892624763451E-3,5.673626821030177E-4,4.7613940723590514E-4,1.1154214559387255E-6,3.5365921563553683E-5,3.4061726948347603E-3]
[2004,2,16,6,3.4542098717284943E-3,9.2213242979989878E-4,7.5745893470218568E-4,2.3885488505747157E-6,8.0172213000001118E-5,5.2163619980811543E-3,null,2.5374958437244205E-3,5.8944121738295529E-4,4.9236418206808437E-4,1.1154214559387255E-6,3.5365921563553683E-5,3.6557825861949526E-3]
[2004,2,16,7,3.9239164294973825E-3,8.1837897526409488E-4,7.6343825003879378E-4,2.3885488505747157E-6,8.0172213000001118E-5,5.5882944166508472E-3,null,2.8825468054114243E-3,5.2312041510671156E-4,4.9625086234890209E-4,1.1154214559387255E-6,3.5365921563553683E-5,3.9383994258865304E-3]
[2004,2,16,8,3.8287428316888098E-3,1.0889474184443144E-3,9.6546679265778251E-4,2.3885488505747157E-6,2.4058077677040339E-5,5.9096036693185219E-3,null,2.812631363721512E-3,6.9607192118070066E-4,6.275736490820408E-4,1.1154214559387255E-6,1.061260574279119E-5,4.1480049611829833E-3]
[2004,2,16,9,3.7678010729196147E-3,1.2380600301391755E-3,1.0822057858768568E-3,2.3885488505747157E-6,0,6.090455437786222E-3,null,2.7678629607209419E-3,7.9138699364121861E-4,7.0345644124206739E-4,1.1154214559387255E-6,0,4.263821817060167E-3]
[2004,2,16,10,3.4722014593256958E-3,1.2656927474649139E-3,1.1142390534081374E-3,2.3885488505747157E-6,0,5.8545218090493229E-3,null,2.5507126372735218E-3,8.090502511232451E-4,7.2427873647739694E-4,1.1154214559387255E-6,0,4.0851570463301028E-3]
[2004,2,16,11,3.3392348901373631E-3,1.2717338742474753E-3,1.1295591821901436E-3,2.3885488505747157E-6,0,5.7429164954255572E-3,null,2.4530341147751614E-3,8.1291183218254101E-4,7.3423714125863565E-4,1.1154214559387255E-6,0,4.001298509672277E-3]
[2004,2,16,12,3.1782035633941799E-3,1.2293922167931027E-3,1.1021133992318065E-3,2.3885488505747157E-6,0,5.5120977282696647E-3,null,2.3347389510491126E-3,7.8584639417237007E-4,7.1639680713832731E-4,1.1154214559387255E-6,0,3.8380975738157488E-3]
[2004,2,16,13,3.0014797080219011E-3,1.2476015569813273E-3,1.0959075030070754E-3,2.3885488505747157E-6,0,5.3473773168608791E-3,null,2.2049159046371369E-3,7.9748608420107507E-4,7.1236284453164082E-4,1.1154214559387255E-6,0,3.7158802548257915E-3]
[2004,2,16,14,2.9414433132075248E-3,1.1561428972486675E-3,1.0554042214739963E-3,2.3885488505747157E-6,0,5.1553789807807643E-3,null,2.1608125907185052E-3,7.3902430366839091E-4,6.8603486268408538E-4,1.1154214559387255E-6,0,3.5869871785269201E-3]
[2004,2,16,15,2.7790924128104819E-3,1.1549567731329023E-3,1.0533026997851126E-3,2.3885488505747157E-6,0,4.9897404345790718E-3,null,2.0415480554758143E-3,7.3826611490919545E-4,6.84668829543487E-4,1.1154214559387255E-6,0,3.4655984213844354E-3]
[2004,2,16,16,2.949482620318656E-3,1.2701398716233846E-3,1.0802517786690593E-3,2.3885488505747157E-6,0,5.3022628194616742E-3,null,2.1667183431592833E-3,8.118929212139076E-4,7.0218629560572267E-4,1.1154214559387255E-6,0,3.6819129814348521E-3]
[2004,2,16,17,3.4463387910626947E-3,1.1874432602038518E-3,1.0365822033011648E-3,2.3885488505747157E-6,0,5.6727528034182864E-3,null,2.5317136720507893E-3,7.5903197658890172E-4,6.738001564076581E-4,1.1154214559387255E-6,0,3.965661226503288E-3]
[2004,2,16,18,4.3701297689994209E-3,9.3570049056882041E-4,9.1139866493419668E-4,2.3885488505747157E-6,8.0172213000001125E-6,6.2276346946530132E-3,null,3.2103394226660987E-3,5.9811413029514356E-4,5.924282329242092E-4,1.1154214559387255E-6,3.5365921563553685E-6,4.4055337994977455E-3]
[2004,2,16,19,4.7455056843239791E-3,6.7760829033172091E-4,7.8491018674609568E-4,2.3885488505747157E-6,8.0172213000001118E-5,6.2905849232523722E-3,null,3.4860941857933537E-3,4.3313763040367636E-4,5.1020807120863399E-4,1.1154214559387255E-6,3.5365921563553683E-5,4.4659212304251567E-3]
[2004,2,16,20,4.3313116113915667E-3,8.9543349903935168E-4,8.5760774459928471E-4,2.3885488505747157E-6,8.0172213000001118E-5,6.1669136168807795E-3,null,3.1818232301796009E-3,5.7237485062071585E-4,5.5746300737861368E-4,1.1154214559387255E-6,3.5365921563553683E-5,4.3481424311984235E-3]
[2004,2,16,21,4.1421764842005989E-3,9.2792473864264911E-4,8.5241609000433509E-4,2.3885488505747157E-6,8.0172213000001118E-5,6.0050780746981596E-3,null,3.042882743940642E-3,5.9314375019211998E-4,5.5408832308734268E-4,1.1154214559387255E-6,3.5365921563553683E-5,4.2265961602395976E-3]
[2004,2,16,22,3.9425726349768351E-3,9.3400100581989432E-4,8.3860114394064891E-4,2.3885488505747157E-6,8.0172213000001118E-5,5.7977355465879546E-3,null,2.8962518336586194E-3,5.970277935316181E-4,5.4510831861801E-4,1.1154214559387255E-6,3.5365921563553683E-5,4.0748692888277404E-3]
[2004,2,16,23,3.5221207243606683E-3,9.9122977678441169E-4,8.3303954335557184E-4,2.3885488505747157E-6,8.0172213000001118E-5,5.4289508063512281E-3,null,2.587383810205071E-3,6.3360930323296915E-4,5.4149316167998081E-4,1.1154214559387255E-6,3.5365921563553683E-5,3.7989676181375133E-3]
[2004,2,16,24,3.0768033223496647E-3,1.0657559146487131E-3,8.4514442795054906E-4,2.3885488505747157E-6,8.0172213000001118E-5,5.0702644267995034E-3,null,2.2602493572612408E-3,6.812475556248911E-4,5.4936159035589031E-4,1.1154214559387255E-6,3.5365921563553683E-5,3.5273398462615144E-3]
[2004,2,17,1,2.1535795617154533E-3,7.0582133509004114E-4,6.0233696353546276E-4,2.3885488505747157E-6,8.0172213000001118E-5,3.5442986221915327E-3,null,1.5820402899399608E-3,4.511718420971451E-4,3.9153164982747935E-4,1.1154214559387255E-6,3.5365921563553683E-5,2.4612251248840775E-3]
[2004,2,17,2,2.1514487314340976E-3,6.5752418432877993E-4,5.81310320998162E-4,2.3885488505747157E-6,8.0172213000001118E-5,3.4728439986116155E-3,null,1.5804749614905008E-3,4.2029956126105793E-4,3.7786389151053964E-4,1.1154214559387255E-6,3.5365921563553683E-5,2.4151197572815906E-3]
[2004,2,17,3,2.0986752563770918E-3,6.4027162442652392E-4,5.6667746118535317E-4,2.3885488505747157E-6,8.0172213000001118E-5,3.3881851038395448E-3,null,1.541707058384186E-3,4.0927145989175148E-4,3.6835222596277856E-4,1.1154214559387255E-6,3.5365921563553683E-5,2.3558120872582081E-3]
[2004,2,17,4,2.2509063537835571E-3,5.7853133046072136E-4,5.346323567670734E-4,2.3885488505747157E-6,8.0172213000001118E-5,3.446630802861928E-3,null,1.6535374888731172E-3,3.6980611536994431E-4,3.4752223650282699E-4,1.1154214559387255E-6,3.5365921563553683E-5,2.4073471837653807E-3]
[2004,2,17,5,2.364231516776632E-3,5.3468360749028853E-4,5.1787239268198464E-4,2.3885488505747157E-6,8.0172213000001118E-5,3.4993482787994811E-3,null,1.7367872451887121E-3,3.4177797714171718E-4,3.3662790859911076E-4,1.1154214559387255E-6,3.5365921563553683E-5,2.4516744739490324E-3]
[2004,2,17,6,2.5632117209693126E-3,5.3799806655356033E-4,5.3654403029656194E-4,2.3885488505747157E-6,8.0172213000001118E-5,3.7203145796700109E-3,null,1.8829600198237706E-3,3.4389663030051003E-4,3.4876486436105923E-4,1.1154214559387255E-6,3.5365921563553683E-5,2.6121028575048322E-3]
[2004,2,17,7,2.9553616945622997E-3,4.9323442267473251E-4,5.5575222467449468E-4,2.3885488505747157E-6,8.0172213000001118E-5,4.0869091037621028E-3,null,2.1710371677276141E-3,3.1528302135481995E-4,3.6125059326412389E-4,1.1154214559387255E-6,3.5365921563553683E-5,2.8840521253660502E-3]
[2004,2,17,8,2.9669081052984183E-3,6.8413045763615827E-4,7.2852064815115262E-4,2.3885488505747157E-6,2.2721874100316242E-5,4.4046696340366209E-3,null,2.1795192722727486E-3,4.3730669995558128E-4,4.7355368933324948E-4,1.1154214559387255E-6,1.002317370494332E-5,3.1015182567224612E-3]
[2004,2,17,9,2.8147736048237107E-3,8.0938556917229765E-4,8.3559685188612357E-4,2.3885488505747157E-6,0,4.4621445747327071E-3,null,2.0677598028203364E-3,5.1737169175217277E-4,5.4315546581985591E-4,1.1154214559387255E-6,0,3.1294023818483037E-3]
[2004,2,17,10,2.611665066152403E-3,8.6997836700339294E-4,8.7733796526000968E-4,2.3885488505747157E-6,0,4.3613699472663803E-3,null,1.9185543139119618E-3,5.5610353911378265E-4,5.7028806430590463E-4,1.1154214559387255E-6,0,3.0460613387875879E-3]
[2004,2,17,11,2.4693947713390805E-3,8.9560367009531964E-4,8.8359665236119279E-4,2.3885488505747157E-6,0,4.2509836426461679E-3,null,1.8140411849532968E-3,5.7248362657431168E-4,5.7435634208865421E-4,1.1154214559387255E-6,0,2.961996575072201E-3]
[2004,2,17,12,2.3783826450390622E-3,8.9174191085257255E-4,8.7788979842420454E-4,2.3885488505747157E-6,0,4.1504029031664141E-3,null,1.7471828003180706E-3,5.7001513073171484E-4,5.70646767427723E-4,1.1154214559387255E-6,0,2.8889601199334472E-3]
[2004,2,17,13,2.2454705987698304E-3,9.1351805599800071E-4,8.752417548112142E-4,2.3885488505747157E-6,0,4.0366189584296209E-3,null,1.6495443308812625E-3,5.8393477729182382E-4,5.689254835826743E-4,1.1154214559387255E-6,0,2.8035200132116994E-3]
[2004,2,17,14,2.1225463327212229E-3,9.1878785419396893E-4,8.8328678838336494E-4,2.3885488505747157E-6,0,3.9270095241491316E-3,null,1.5592429809997248E-3,5.8730331326736491E-4,5.741549240090648E-4,1.1154214559387255E-6,0,2.7218166397320934E-3]
[2004,2,17,15,2.180771380594514E-3,8.1041357192184642E-4,8.253794315515896E-4,2.3885488505747157E-6,0,3.8189529329185246E-3,null,1.6020156620080155E-3,5.180288069046011E-4,5.3651392846993133E-4,1.1154214559387255E-6,0,2.6576738188384868E-3]
[2004,2,17,16,2.3529527350606085E-3,7.3723417972552767E-4,7.8870704313711122E-4,2.3885488505747157E-6,0,3.8812825067738219E-3,null,1.7285017434996203E-3,4.7125141503594827E-4,5.1267610743574291E-4,1.1154214559387255E-6,0,2.7135446874272501E-3]
[2004,2,17,17,2.7567621933763057E-3,6.82838137150393E-4,7.531702828381515E-4,2.3885488505747157E-6,0,4.1951591622154255E-3,null,2.0251440611883096E-3,4.3648062884501024E-4,4.8957646847666678E-4,1.1154214559387255E-6,0,2.9523165799659255E-3]
[2004,2,17,18,3.2993607216691831E-3,6.0001338012435012E-4,6.927270921690406E-4,2.3885488505747157E-6,6.6810177232760227E-6,4.6011707605364245E-3,null,2.4237421665388652E-3,3.8353777157940886E-4,4.502871277983065E-4,1.1154214559387255E-6,2.9471601185075001E-6,3.2616296474910268E-3]
[2004,2,17,19,3.6579279255904516E-3,3.8791969324754652E-4,5.87517531725727E-4,2.3885488505747157E-6,8.0172213000001118E-5,4.7159259124143014E-3,null,2.6871490883628737E-3,2.4796422817954073E-4,3.8189870857161689E-4,1.1154214559387255E-6,3.5365921563553683E-5,3.3534933681335236E-3]
[2004,2,17,20,3.6023568698368503E-3,4.0755954457725909E-4,5.7131379375042969E-4,2.3885488505747157E-6,8.0172213000001118E-5,4.6637909700151152E-3,null,2.6463260555297302E-3,2.6051832290920784E-4,3.7136593929642229E-4,1.1154214559387255E-6,3.5365921563553683E-5,3.3146916607548526E-3]
[2004,2,17,21,3.3262268664556952E-3,5.2337844963993489E-4,6.0628730471084657E-4,2.3885488505747157E-6,8.0172213000001118E-5,4.5384533826570532E-3,null,2.4434782952815464E-3,3.3455154654382039E-4,3.9409945438109842E-4,1.1154214559387255E-6,3.5365921563553683E-5,3.2086106392259575E-3]
[2004,2,17,22,3.0465954348993856E-3,5.8105938368569615E-4,6.0600949028084426E-4,2.3885488505747157E-6,8.0172213000001118E-5,4.316225070716502E-3,null,2.2380583521691209E-3,3.7142208583403633E-4,3.9391886917927678E-4,1.1154214559387255E-6,3.5365921563553683E-5,3.0398806502019262E-3]
[2004,2,17,23,2.7205997737258145E-3,5.9226043690210526E-4,5.7857819723629062E-4,2.3885488505747157E-6,8.0172213000001118E-5,3.9739991697147854E-3,null,1.9985787993861302E-3,3.7858197115038305E-4,3.7608795380660129E-4,1.1154214559387255E-6,3.5365921563553683E-5,2.7897300673626066E-3]
[2004,2,17,24,2.3651737417948139E-3,6.1191336402461021E-4,5.6901797578602382E-4,2.3885488505747157E-6,8.0172213000001118E-5,3.6286658434560239E-3,null,1.7374794127628535E-3,3.9114442412770822E-4,3.6987360950475331E-4,1.1154214559387255E-6,3.5365921563553683E-5,2.5349787894148072E-3]
[2004,2,18,1,1.9139825813468128E-3,7.2233659650090603E-4,5.9509986695550476E-4,2.3885488505747157E-6,8.0172213000001118E-5,3.3139798066537996E-3,null,{"$f":"E1155*T$5","v":1.406030040293458E-3},{"$f":"F1155*U$5","v":4.6172865094241088E-4},{"$f":"G1155*V$5","v":3.8682738537842407E-4},{"$f":"H1155*W$5","v":1.1154214559387255E-6},{"$f":"I1155*X$5","v":3.5365921563553683E-5},{"$f":"SUM(L1155:P1155)","v":2.2910674196337851E-3}]
[2004,2,18,2,1.9048128546463659E-3,6.8215552267402628E-4,5.7763925724806293E-4,2.3885488505747157E-6,8.0172213000001118E-5,{"$f":"SUM(E1156:I1156)","v":3.2471683964190308E-3},null,1.399293870733839E-3,4.3604429118357461E-4,3.7547762313633662E-4,1.1154214559387255E-6,3.5365921563553683E-5,2.2472971280732426E-3]
[2004,2,18,3,1.8522105866447263E-3,6.6852750564913436E-4,5.6471199471417439E-4,2.3885488505747157E-6,8.0172213000001118E-5,3.1680108488586112E-3,null,1.3606517379795122E-3,4.2733305331136239E-4,3.6707463156507742E-4,1.1154214559387255E-6,3.5365921563553683E-5,2.1915407658754443E-3]
[2004,2,18,4,1.9864725593631716E-3,6.167115569941931E-4,5.3691382702399982E-4,2.3885488505747157E-6,8.0172213000001118E-5,3.2226587052319408E-3,null,1.4592818763887964E-3,3.9421150279648793E-4,3.4900523998394103E-4,1.1154214559387255E-6,3.5365921563553683E-5,2.2389799621887175E-3]
[2004,2,18,5,2.0853481816858342E-3,5.8066726963473347E-4,5.2337427695778197E-4,2.3885488505747157E-6,8.0172213000001118E-5,3.2719504901289253E-3,null,1.5319168609457343E-3,3.7117144050796035E-4,3.4020424868459845E-4,1.1154214559387255E-6,3.5365921563553683E-5,2.2797738931577853E-3]
[2004,2,18,6,2.2709054151434172E-3,5.8360123078040954E-4,5.4149028354342165E-4,2.3885488505747157E-6,8.0172213000001118E-5,3.4785576913178243E-3,null,1.6682289919848375E-3,3.7304687355160343E-4,3.519800326330517E-4,1.1154214559387255E-6,3.5365921563553683E-5,2.429737241188985E-3]
[2004,2,18,7,2.6289880382030168E-3,5.4685136471198934E-4,5.6292957904391567E-4,2.3885488505747157E-6,8.0172213000001118E-5,3.821329743809498E-3,null,1.9312799360402405E-3,3.4955579451132851E-4,3.6591602402427745E-4,1.1154214559387255E-6,3.5365921563553683E-5,2.6832330975953386E-3]
[2004,2,18,8,2.6678017905060344E-3,7.0720264867152446E-4,7.2099911312069375E-4,2.3885488505747157E-6,2.0049467027040281E-5,4.1184415681758688E-3,null,1.9597928923473719E-3,4.520547989618482E-4,4.6866453393022505E-4,1.1154214559387255E-6,8.8443096646135065E-6,2.8904719563599972E-3]
[2004,2,18,9,2.5247614720822374E-3,8.2227757238505141E-4,8.2275357036366826E-4,2.3885488505747157E-6,0,4.1721811636815324E-3,null,1.8547140966273612E-3,5.2561245828706136E-4,5.3480706366606774E-4,1.1154214559387255E-6,0,2.9162490400364287E-3]
[2004,2,18,10,2.3388817477919392E-3,8.7563004675630506E-4,8.6105496152958489E-4,2.3885488505747157E-6,0,4.077955304928404E-3,null,1.7181650607162198E-3,5.5971617964800397E-4,5.5970377062865826E-4,1.1154214559387255E-6,0,2.8387004324488207E-3]
[2004,2,18,11,2.2131669571589527E-3,8.9467351092564935E-4,8.6451364251979499E-4,2.3885488505747157E-6,0,3.9747426594549723E-3,null,1.6258137645958541E-3,5.7188905454147541E-4,5.6195198575790313E-4,1.1154214559387255E-6,0,2.7607702263511709E-3]
[2004,2,18,12,2.1309743085204777E-3,8.8921739869863626E-4,8.5811758529554492E-4,2.3885488505747157E-6,0,3.8806978413652338E-3,null,1.5654342532025679E-3,5.6840142377463806E-4,5.5779441451621369E-4,1.1154214559387255E-6,0,2.6927455129493582E-3]
[2004,2,18,13,2.0118649035688477E-3,9.0630660860061116E-4,8.5374749815198729E-4,2.3885488505747157E-6,0,3.7743075591720209E-3,null,1.4779353370287199E-3,5.7932510931394689E-4,5.5495376628641893E-4,1.1154214559387255E-6,0,2.6133296340850242E-3]
[2004,2,18,14,1.8981106200286031E-3,9.1020276315154156E-4,8.6111933229349809E-4,2.3885488505747157E-6,0,3.6718212643242171E-3,null,1.39437034462576E-3,5.8181559116600684E-4,5.5974561297425767E-4,1.1154214559387255E-6,0,2.5370469702219634E-3]
[2004,2,18,15,1.9488246986222042E-3,8.118908948226408E-4,8.0768226614067698E-4,2.3885488505747157E-6,0,3.5707864084360964E-3,null,1.431625395253353E-3,5.1897313440135869E-4,5.250104000629511E-4,1.1154214559387255E-6,0,2.4767243511736015E-3]
[2004,2,18,16,2.1061454285352206E-3,7.4617453740672031E-4,7.7435708238119761E-4,2.3885488505747157E-6,0,3.6290655971737132E-3,null,1.5471947188064152E-3,4.7696622903135757E-4,5.0334833220384541E-4,1.1154214559387255E-6,0,2.5286247014975568E-3]
[2004,2,18,17,2.4742240197463163E-3,7.0244008906005298E-4,7.434930107549885E-4,2.3885488505747157E-6,0,3.9225456684119329E-3,null,1.8175887973499753E-3,4.4901049768306784E-4,4.8328603881033747E-4,1.1154214559387255E-6,0,2.7510007552993196E-3]
[2004,2,18,18,2.9655060298461721E-3,6.3868235546941812E-4,6.9158794849833404E-4,2.3885488505747157E-6,4.0086106500000563E-6,4.3021734933144989E-3,null,2.1784892941403306E-3,4.082555747557861E-4,4.4954666053864445E-4,1.1154214559387255E-6,1.7682960781776843E-6,3.0391752469688775E-3]
[2004,2,18,19,3.2836056864770078E-3,4.4767365883804103E-4,5.9563108768203058E-4,2.3885488505747157E-6,8.0172213000001118E-5,4.4094711948476552E-3,null,2.4121683659296188E-3,2.8615988108458314E-4,3.8717268998377056E-4,1.1154214559387255E-6,3.5365921563553683E-5,3.1219822800174647E-3]
[2004,2,18,20,3.2440537910139815E-3,4.5807166955300245E-4,5.7603785232409807E-4,2.3885488505747157E-6,8.0172213000001118E-5,4.360724074741658E-3,null,2.383113162547136E-3,2.9280644929552635E-4,3.7443667637417614E-4,1.1154214559387255E-6,3.5365921563553683E-5,3.0868376312363304E-3]
[2004,2,18,21,2.9984816601425503E-3,5.5784053278683915E-4,6.046483708405687E-4,2.3885488505747157E-6,8.0172213000001118E-5,4.243531325620534E-3,null,2.2027135097868978E-3,3.5658023958964658E-4,3.9303411301731833E-4,1.1154214559387255E-6,3.5365921563553683E-5,2.988809205413355E-3]
[2004,2,18,22,2.7435837790148786E-3,6.0792503980754825E-4,6.01674918252354E-4,2.3885488505747157E-6,8.0172213000001118E-5,4.0357444989253576E-3,null,2.0154630710600909E-3,3.8859502600890108E-4,3.9110130651858686E-4,1.1154214559387255E-6,3.5365921563553683E-5,2.8316407466070712E-3]
[2004,2,18,23,2.4407095473658806E-3,6.1797076314967509E-4,5.745159053787295E-4,2.3885488505747157E-6,8.0172213000001118E-5,3.7157569777448609E-3,null,1.792968743118176E-3,3.9501640671835142E-4,3.7344737896335078E-4,1.1154214559387255E-6,3.5365921563553683E-5,2.59791387181937E-3]
[2004,2,18,24,2.1074798430328217E-3,6.3749914878358444E-4,5.6532491751519172E-4,2.3885488505747157E-6,8.0172213000001118E-5,3.3928646711821739E-3,null,1.5481749925498208E-3,4.0749925086262811E-4,3.6747304423112175E-4,1.1154214559387255E-6,3.5365921563553683E-5,2.3596286306630629E-3]
[2004,2,19,1,2.1637047019504542E-3,1.0737193212640957E-3,7.775872322780715E-4,2.3885488505747157E-6,8.0172213000001118E-5,4.0975720173431979E-3,null,1.5894783154848837E-3,6.8633788748850985E-4,5.0544799733296156E-4,1.1154214559387255E-6,3.5365921563553683E-5,2.8177455433258474E-3]
[2004,2,19,2,2.1256317601524334E-3,1.0365366153660667E-3,7.7023400282861382E-4,2.3885488505747157E-6,8.0172213000001118E-5,4.0149631401976901E-3,null,1.5615095657104251E-3,6.6257013057871041E-4,5.006682440848667E-4,1.1154214559387255E-6,3.5365921563553683E-5,2.7612292833934945E-3]
[2004,2,19,3,2.1534208508538436E-3,9.5570533464561097E-4,7.2540183456476439E-4,2.3885488505747157E-6,8.0172213000001118E-5,3.9170887819147942E-3,null,1.5819236994122734E-3,6.1090153399673383E-4,4.715263951392895E-4,1.1154214559387255E-6,3.5365921563553683E-5,2.7008329715677891E-3]
[2004,2,19,4,2.1340239963176582E-3,1.0216300311260782E-3,7.464430302611231E-4,2.3885488505747157E-6,8.0172213000001118E-5,3.9846578195554348E-3,null,1.5676745832338553E-3,6.5304161289785295E-4,4.8520361331461597E-4,1.1154214559387255E-6,3.5365921563553683E-5,2.7424011524658167E-3]
[2004,2,19,5,2.3476792085676905E-3,9.1147816471547115E-4,7.0388674043754312E-4,2.3885488505747157E-6,8.0172213000001118E-5,4.0456048755712808E-3,null,1.724627760141784E-3,5.8263084744178699E-4,4.5754113305213469E-4,1.1154214559387255E-6,3.5365921563553683E-5,2.8012810836551979E-3]
[2004,2,19,6,2.453955491746926E-3,1.0031118596667897E-3,7.6143638677051979E-4,2.3885488505747157E-6,8.0172213000001118E-5,4.3010645000348116E-3,null,1.8026993414492749E-3,6.4120451317559515E-4,4.9494960927030007E-4,1.1154214559387255E-6,3.5365921563553683E-5,2.9753348069146623E-3]
[2004,2,19,7,2.9486184221274095E-3,9.1096347806785352E-4,7.8274263133603587E-4,2.3885488505747157E-6,8.0172213000001118E-5,4.7248852933818751E-3,null,2.1660834948437854E-3,5.8230185182864247E-4,5.0879911476536355E-4,1.1154214559387255E-6,3.5365921563553683E-5,3.2936658044572836E-3]
[2004,2,19,8,3.0169625650224249E-3,1.1057653348786345E-3,9.4841926160764466E-4,2.3885488505747157E-6,1.8713263450316191E-5,5.0922489738095952E-3,null,2.2162897605250971E-3,7.0682219176715171E-4,6.1649239662433283E-4,1.1154214559387255E-6,8.2548776267656376E-6,3.5489746479992861E-3]
[2004,2,19,9,2.934240047794438E-3,1.1815948024113268E-3,1.040472322976238E-3,2.3885488505747157E-6,0,5.1586957220325774E-3,null,2.1555210025621073E-3,7.5529355250833138E-4,6.7632881572397786E-4,1.1154214559387255E-6,0,3.5882587922503551E-3]
[2004,2,19,10,2.7783313458885936E-3,1.1983253003469195E-3,1.0631447730046475E-3,2.3885488505747157E-6,0,5.0421899680907359E-3,null,2.0409889683841776E-3,7.6598794384723993E-4,6.9106638340229228E-4,1.1154214559387255E-6,0,3.4991587170896486E-3]
[2004,2,19,11,2.5899571031498475E-3,1.2414713319301633E-3,1.0807553054970071E-3,2.3885488505747157E-6,0,4.9145722894275929E-3,null,1.9026074351928804E-3,7.9356755015952353E-4,7.0251359859659611E-4,1.1154214559387255E-6,0,3.3998040054049384E-3]
[2004,2,19,12,2.3550146316286642E-3,1.3272196844764269E-3,1.1136675449543974E-3,2.3885488505747157E-6,0,4.7982904099100636E-3,null,1.7300164325793005E-3,8.483792146017125E-4,7.2390724400502775E-4,1.1154214559387255E-6,0,3.3034183126419794E-3]
[2004,2,19,13,2.332149548202237E-3,1.2618883736379206E-3,1.0703178689069148E-3,2.3885488505747157E-6,0,4.6667443395976473E-3,null,1.713219522051123E-3,8.0661843692010572E-4,6.9572904606954875E-4,1.1154214559387255E-6,0,3.2166824264967162E-3]
[2004,2,19,14,2.3386664607875363E-3,1.1674735740425449E-3,1.0314965202981197E-3,2.3885488505747157E-6,0,4.5400251039787757E-3,null,1.7180069088090786E-3,7.4626704636707815E-4,6.7049435587203377E-4,1.1154214559387255E-6,0,3.1358837325041293E-3]
[2004,2,19,15,2.2389557506441718E-3,1.1526482956636514E-3,1.0211079713179718E-3,2.3885488505747157E-6,0,4.4151005664763701E-3,null,1.6447584606952444E-3,7.3679050064186984E-4,6.6374158131601673E-4,1.1154214559387255E-6,0,3.0464059641090698E-3]
[2004,2,19,16,2.3528004868062311E-3,1.1354344492382901E-3,9.9653603426749348E-4,2.3885488505747157E-6,0,4.4871595191625898E-3,null,1.7283899004654551E-3,7.2578714552181398E-4,6.4776930726469272E-4,1.1154214559387255E-6,0,3.1030617747079005E-3]
[2004,2,19,17,2.7675489911160845E-3,1.108686604778818E-3,9.7140911174832946E-4,2.3885488505747157E-6,0,4.8500332564938072E-3,null,2.0330681467095198E-3,7.0868951237167913E-4,6.3143628102756675E-4,1.1154214559387255E-6,0,3.3743093615647042E-3]
[2004,2,19,18,3.568882717356921E-3,8.8963106166662796E-4,8.5584966785833211E-4,2.3885488505747157E-6,2.6724070732759669E-6,5.319424402805732E-3,null,2.6217356206852155E-3,5.6866584349957075E-4,5.5632022065194801E-4,1.1154214559387255E-6,1.1788640403298158E-6,3.7490159703330028E-3]
[2004,2,19,19,3.7930648311450066E-3,7.7939348370316907E-4,7.9707365778613083E-4,2.3885488505747157E-6,8.0172213000001118E-5,5.452092734484883E-3,null,2.7864219608611713E-3,4.9820028990199268E-4,5.1811458230166161E-4,1.1154214559387255E-6,3.5365921563553683E-5,3.8392181760843178E-3]
[2004,2,19,20,3.4695622353724631E-3,9.8258703609941365E-4,8.5710934418789628E-4,2.3885488505747157E-6,8.0172213000001118E-5,5.3918193775103493E-3,null,2.5487738379357055E-3,6.2808473059431259E-4,5.5713903666594112E-4,1.1154214559387255E-6,3.5365921563553683E-5,3.7704789482154513E-3]
[2004,2,19,21,3.3550579986270923E-3,9.768528790803587E-4,8.3244479942128048E-4,2.3885488505747157E-6,8.0172213000001118E-5,5.2469164389793085E-3,null,2.4646579226844929E-3,6.2441936932433725E-4,5.4110656565829361E-4,1.1154214559387255E-6,3.5365921563553683E-5,3.6666652006866161E-3]
[2004,2,19,22,3.1053775508230554E-3,9.851782066987321E-4,8.1688159099442201E-4,2.3885488505747157E-6,8.0172213000001118E-5,4.9899981103667859E-3,null,2.2812402607330609E-3,6.2974104665386227E-4,5.309901540135381E-4,1.1154214559387255E-6,3.5365921563553683E-5,3.4784528044199538E-3]
[2004,2,19,23,2.6502386275686052E-3,1.0527348891685023E-3,8.0881508630534585E-4,2.3885488505747157E-6,8.0172213000001118E-5,4.59434936489303E-3,null,1.9468908236800501E-3,6.7292431607426006E-4,5.257467569111632E-4,1.1154214559387255E-6,3.5365921563553683E-5,3.1820432396849657E-3]
[2004,2,19,24,2.2270354082449101E-3,1.0845755053793182E-3,8.0093738779038622E-4,2.3885488505747157E-6,8.0172213000001118E-5,4.1951090632651906E-3,null,1.6360016623485469E-3,6.9327732717658027E-4,5.2062608777888599E-4,1.1154214559387255E-6,3.5365921563553683E-5,2.8863864203235055E-3]
[2004,2,20,1,1.7540685127631502E-3,7.9832931837632744E-4,6.2920894387224525E-4,2.3885488505747157E-6,8.0172213000001118E-5,3.2641675368622987E-3,null,1.2885556251731481E-3,5.1030436636781103E-4,4.0899900021825868E-4,1.1154214559387255E-6,3.5365921563553683E-5,2.24434033477871E-3]
[2004,2,20,2,1.6986478559937847E-3,7.7359191049978366E-4,6.182072840619716E-4,2.3885488505747157E-6,8.0172213000001118E-5,3.1730078124061162E-3,null,1.2478430768825108E-3,4.9449183517116639E-4,4.018476907733362E-4,1.1154214559387255E-6,3.5365921563553683E-5,2.1806639458465059E-3]
[2004,2,20,3,1.6942500645412651E-3,7.6350736438692175E-4,6.0588853461281903E-4,2.3885488505747157E-6,8.0172213000001118E-5,3.1462067253915818E-3,null,1.2446124169206852E-3,4.8804563835016341E-4,3.9384024546012142E-4,1.1154214559387255E-6,3.5365921563553683E-5,2.1629796437504624E-3]
[2004,2,20,4,1.7360245881217187E-3,7.2671630481028311E-4,5.8148780026373386E-4,2.3885488505747157E-6,8.0172213000001118E-5,3.1267894550463114E-3,null,1.27530038432723E-3,4.6452822778651087E-4,3.779792567526985E-4,1.1154214559387255E-6,3.5365921563553683E-5,2.1542892118859317E-3]
[2004,2,20,5,1.8893919212086296E-3,6.7480369264070182E-4,5.6225953824524336E-4,2.3885488505747157E-6,8.0172213000001118E-5,3.2090159139451509E-3,null,1.3879655044915684E-3,4.3134488846787605E-4,3.6548048346270201E-4,1.1154214559387255E-6,3.5365921563553683E-5,2.2212722194416387E-3]
[2004,2,20,6,2.0415673413807338E-3,6.6507928631691696E-4,5.5654864404875359E-4,2.3885488505747157E-6,8.0172213000001118E-5,3.3457560335969803E-3,null,1.4997550339478386E-3,4.2512889853347791E-4,3.6176828254842064E-4,1.1154214559387255E-6,3.5365921563553683E-5,2.3231335580492295E-3]
[2004,2,20,7,2.4142973648173414E-3,6.7340167416684378E-4,6.3220824922988477E-4,2.3885488505747157E-6,8.0172213000001118E-5,3.8024680500646454E-3,null,1.7735660994082059E-3,4.3044869671784335E-4,4.1094861155892791E-4,1.1154214559387255E-6,3.5365921563553683E-5,2.6514447507044697E-3]
[2004,2,20,8,2.4945946170767028E-3,7.8913462256159856E-4,7.8363462119104593E-4,2.3885488505747157E-6,1.6040856377040224E-5,4.0857932660569628E-3,null,1.8325532343643868E-3,5.0442697552962549E-4,5.0937892686507525E-4,1.1154214559387255E-6,7.0760135864358209E-6,2.8545505718014621E-3]
[2004,2,20,9,2.4671323053186479E-3,9.1847148873553655E-4,8.6179798538422569E-4,2.3885488505747157E-6,0,4.2497903282889852E-3,null,1.8123791556219572E-3,5.8710108760548594E-4,5.601867517061619E-4,1.1154214559387255E-6,0,2.9607824163895438E-3]
[2004,2,20,10,2.3803534898504046E-3,8.0150844119513201E-4,8.2742972041316551E-4,2.3885488505747157E-6,0,4.0116802003092771E-3,null,1.7486306019002323E-3,5.123365105197446E-4,5.3784665919906331E-4,1.1154214559387255E-6,0,2.7999291930749788E-3]
[2004,2,20,11,2.1930973435932118E-3,8.7060766173261707E-4,8.6901202765285858E-4,2.3885488505747157E-6,0,3.9351055818292631E-3,null,1.6110704331541142E-3,5.5650579397360474E-4,5.6487603036969316E-4,1.1154214559387255E-6,0,2.7335676789533507E-3]
[2004,2,20,12,2.0234569044961701E-3,9.3150217055152002E-4,8.847746148557199E-4,2.3885488505747157E-6,0,3.8421222387539848E-3,null,1.4864509325674504E-3,5.9543049963430917E-4,5.7512204239734861E-4,1.1154214559387255E-6,0,2.6581188960550467E-3]
[2004,2,20,13,1.9175331994978292E-3,9.2022319584318516E-4,8.6204669086760194E-4,2.3885488505747157E-6,0,3.7021916350591911E-3,null,1.4086383585877799E-3,5.8822080570308593E-4,5.6034841548262336E-4,1.1154214559387255E-6,0,2.558323001229428E-3]
[2004,2,20,14,1.7596058688041873E-3,9.8561622266078188E-4,8.9441549357183203E-4,2.3885488505747157E-6,0,3.642026133887376E-3,null,1.2926234202583155E-3,6.3002103318677259E-4,5.8138881561237772E-4,1.1154214559387255E-6,0,2.5051486905134043E-3]
[2004,2,20,15,1.757928422435725E-3,8.8851776845895263E-4,8.5253124201636497E-4,2.3885488505747157E-6,0,3.5013659817616175E-3,null,1.2913911519983924E-3,5.6795420937584876E-4,5.5416317430847042E-4,1.1154214559387255E-6,0,2.4146239571386503E-3]
[2004,2,20,16,1.9296574551002342E-3,8.9787798664153859E-4,8.3233951045388129E-4,2.3885488505747157E-6,0,3.662263501046229E-3,null,1.4175449535376577E-3,5.7393740465476418E-4,5.4103812562288133E-4,1.1154214559387255E-6,0,2.5336359052712419E-3]
[2004,2,20,17,2.2221156102260995E-3,9.2761864083198357E-4,8.291099737774626E-4,2.3885488505747157E-6,0,3.9812327736861207E-3,null,{"$f":"E1219*T$5","v":1.6323875313350052E-3},{"$f":"F1219*U$5","v":5.929480877684526E-4},{"$f":"G1219*V$5","v":5.3893885909991272E-4},{"$f":"H1219*W$5","v":1.1154214559387255E-6},{"$f":"I1219*X$5","v":0},{"$f":"SUM(L1219:P1219)","v":2.7653898996593093E-3}]
[2004,2,20,18,3.0325232456064597E-3,7.0960370582491311E-4,7.1889352813839659E-4,2.3885488505747157E-6,1.33620357672409E-6,{"$f":"SUM(E1220:I1220)","v":4.4647452319970691E-3},null,2.2277207863671236E-3,4.5358959158573039E-4,4.6729585956375107E-4,1.1154214559387255E-6,5.8943203784786874E-7,3.1503110910103918E-3]
[2004,2,20,19,3.0550991318139173E-3,6.9464486113338011E-4,7.0400124547546667E-4,2.3885488505747157E-6,8.0172213000001118E-5,4.5363060002733407E-3,null,2.2443052498326145E-3,4.4402766822128142E-4,4.5761556372653429E-4,1.1154214559387255E-6,3.5365921563553683E-5,3.1824298247999224E-3]
[2004,2,20,20,3.1001161677573922E-3,5.6583278580903487E-4,6.2945170821439257E-4,2.3885488505747157E-6,8.0172213000001118E-5,4.3779614236313952E-3,null,2.2773751980538553E-3,3.6168901051971563E-4,4.091568021284093E-4,1.1154214559387255E-6,3.5365921563553683E-5,3.0847023537214722E-3]
[2004,2,20,21,2.8224645294591837E-3,7.3324891718793968E-4,6.7970362420391418E-4,2.3885488505747157E-6,8.0172213000001118E-5,4.317977832701614E-3,null,2.0734096301387745E-3,4.6870397398970253E-4,4.4182160068050898E-4,1.1154214559387255E-6,3.5365921563553683E-5,3.0204165478284785E-3]
[2004,2,20,22,2.6759107449612707E-3,7.3705593450017551E-4,6.610060473928453E-4,2.3885488505747157E-6,8.0172213000001118E-5,4.1565334887048678E-3,null,1.9657498083979928E-3,4.7113747794922517E-4,4.2966778389721803E-4,1.1154214559387255E-6,3.5365921563553683E-5,2.9030364132639282E-3]
[2004,2,20,23,2.3733581591639961E-3,7.7811844746664225E-4,6.403556911076287E-4,2.3885488505747157E-6,8.0172213000001118E-5,3.8743930595888428E-3,null,1.74349176459694E-3,4.973852671491016E-4,4.1624461953018499E-4,1.1154214559387255E-6,3.5365921563553683E-5,2.6936029942957189E-3]
[2004,2,20,24,2.1328545885130829E-3,8.6867770580833169E-4,6.6705159277523785E-4,2.3885488505747157E-6,8.0172213000001118E-5,3.7511446489472285E-3,null,1.5668155249965387E-3,5.5527213649367736E-4,4.3359751509581765E-4,1.1154214559387255E-6,3.5365921563553683E-5,2.5921665196055256E-3]
[2004,2,21,1,2.0961109859952138E-3,1.1061538530693406E-3,8.0100746940296578E-4,2.3885488505747157E-6,8.0172213000001118E-5,4.0858330703180965E-3,null,1.5398233206618615E-3,7.0707053856410246E-4,5.2067164229580422E-4,1.1154214559387255E-6,3.5365921563553683E-5,2.8040468445412604E-3]
[2004,2,21,2,1.9805856709417609E-3,1.1419686009407647E-3,8.0695936621091532E-4,2.3885488505747157E-6,8.0172213000001118E-5,4.0120743999440172E-3,null,1.4549573114502089E-3,7.2996387568508069E-4,5.2454049995836777E-4,1.1154214559387255E-6,3.5365921563553683E-5,2.7459430301131496E-3]
[2004,2,21,3,1.9939558154628912E-3,1.0756596689554122E-3,7.6837183169341391E-4,2.3885488505747157E-6,8.0172213000001118E-5,3.9205480779622931E-3,null,1.4647791484005462E-3,6.8757818754558941E-4,4.9945779382037285E-4,1.1154214559387255E-6,3.5365921563553683E-5,2.6882964727860006E-3]
[2004,2,21,4,2.0480458051965059E-3,1.0861831570467735E-3,7.6416568205591535E-4,2.3885488505747157E-6,8.0172213000001118E-5,3.9809554061497705E-3,null,1.5045141758693499E-3,6.9430496282344518E-4,4.9672370840525104E-4,1.1154214559387255E-6,3.5365921563553683E-5,2.732024190117538E-3]
[2004,2,21,5,2.1297161697957779E-3,1.0768467697419191E-3,7.5719212485136976E-4,2.3885488505747157E-6,8.0172213000001118E-5,4.0463158262396435E-3,null,1.5645100123766458E-3,6.8833700060772927E-4,4.9219075007336333E-4,1.1154214559387255E-6,3.5365921563553683E-5,2.7815191060772304E-3]
[2004,2,21,6,2.1987695853614032E-3,1.1339909486039392E-3,7.8723453039195696E-4,2.3885488505747157E-6,8.0172213000001118E-5,4.2025558262078757E-3,null,1.6152373165937077E-3,7.2486443773743482E-4,5.1171894329107837E-4,1.1154214559387255E-6,3.5365921563553683E-5,2.8883020406417132E-3]
[2004,2,21,7,2.528393921861541E-3,1.0777908003635325E-3,7.7697521880294739E-4,2.3885488505747157E-6,8.0172213000001118E-5,4.4657207028785968E-3,null,1.8573825292240488E-3,6.8894043948577782E-4,5.0505017574780503E-4,1.1154214559387255E-6,3.5365921563553683E-5,3.0878544874771239E-3]
[2004,2,21,8,2.6998481349807275E-3,1.1123868444874597E-3,8.3785787637853692E-4,2.3885488505747157E-6,1.4704652800316135E-5,4.6671860574976154E-3,null,1.9833344456781782E-3,7.1105476244638242E-4,5.4462517912554249E-4,1.1154214559387255E-6,6.4865815485879529E-6,3.2466163902546297E-3]
[2004,2,21,9,2.8963151518322685E-3,1.1248722345760273E-3,8.7425553468441827E-4,2.3885488505747157E-6,0,4.8978314699432892E-3,null,2.1276610086846852E-3,7.1903561562481732E-4,5.6828441983146274E-4,1.1154214559387255E-6,0,3.4160964655969039E-3]
[2004,2,21,10,3.0024029298096108E-3,1.0874860854564335E-3,8.6154702841240247E-4,2.3885488505747157E-6,0,4.9538245925290223E-3,null,2.2055941122551288E-3,6.9513781468195696E-4,5.6002362441502423E-4,1.1154214559387255E-6,0,3.4618709728080487E-3]
[2004,2,21,11,3.0585764552578131E-3,9.4022123976800654E-4,8.0221218318922416E-4,2.3885488505747157E-6,0,4.8033984270656194E-3,null,2.2468597251290895E-3,6.0100386264305542E-4,5.2145473150476645E-4,1.1154214559387255E-6,0,3.3704337407328504E-3]
[2004,2,21,12,2.7886589040063579E-3,1.0603680081303301E-3,8.5141210052384593E-4,2.3885488505747157E-6,0,4.702827561511109E-3,null,2.0485756920555266E-3,6.778035229949678E-4,5.5343570888382763E-4,1.1154214559387255E-6,0,3.2809303453902607E-3]
[2004,2,21,13,2.6607724635502078E-3,1.0313393741970375E-3,8.1881392629072223E-4,2.3885488505747157E-6,0,4.5133143128885424E-3,null,1.9546290810571027E-3,6.5924797416960323E-4,5.3224621245321865E-4,1.1154214559387255E-6,0,3.1472386891358631E-3]
[2004,2,21,14,2.3600319774656226E-3,1.1385836008653795E-3,8.7383657505480099E-4,2.3885488505747157E-6,0,4.3748407022363781E-3,null,1.7337022231596623E-3,7.278001316275059E-4,5.6801208729182851E-4,1.1154214559387255E-6,0,3.0306298635349354E-3]
[2004,2,21,15,2.2842361579714413E-3,1.1238922242331648E-3,8.6493721563727223E-4,2.3885488505747157E-6,0,4.2754541466924539E-3,null,1.6780218840718906E-3,7.1840917795613001E-4,5.6222731716133387E-4,1.1154214559387255E-6,0,2.9597738006452933E-3]
[2004,2,21,16,2.4262833553096779E-3,1.0712988012549301E-3,8.3309109089472252E-4,2.3885488505747157E-6,0,4.3330617963099061E-3,null,1.7823711234764177E-3,6.8479065390817469E-4,5.4152666866074078E-4,1.1154214559387255E-6,0,3.0098038675012719E-3]
[2004,2,21,17,2.6903534053123882E-3,1.0936551824736664E-3,8.4256302911904111E-4,2.3885488505747157E-6,0,4.628960165755671E-3,null,1.9763595258078226E-3,6.9908119628147452E-4,5.4768362701551902E-4,1.1154214559387255E-6,0,3.2242397705607548E-3]
[2004,2,21,18,3.0880738994260508E-3,1.1374048515363701E-3,8.524783485569531E-4,2.3885488505747157E-6,0,5.0803456483699497E-3,null,2.2685288317430257E-3,7.2704665694531582E-4,5.5412879245133337E-4,1.1154214559387255E-6,0,3.5508197025956134E-3]
[2004,2,21,19,3.0591524697761519E-3,1.0551582485810824E-3,8.1708085476211111E-4,2.3885488505747157E-6,7.8836009423277034E-5,5.0126161313931977E-3,null,2.2472828709426003E-3,6.7447336464488425E-4,5.3111967963862374E-4,1.1154214559387255E-6,3.477648952570582E-5,3.4887678262077526E-3]
[2004,2,21,20,3.0077919789872889E-3,9.7682493347052012E-4,7.737999023958136E-4,2.3885488505747157E-6,8.0172213000001118E-5,4.8409775767041989E-3,null,2.2095529596899378E-3,6.244015060611535E-4,5.0298615353619772E-4,1.1154214559387255E-6,3.5365921563553683E-5,3.3734219623067813E-3]
[2004,2,21,21,2.8029856600921823E-3,1.0675149053402055E-3,7.9531344518071962E-4,2.3885488505747157E-6,8.0172213000001118E-5,4.7483747724636838E-3,null,2.0591002650756484E-3,6.8237192950119376E-4,5.1697040721833518E-4,1.1154214559387255E-6,3.5365921563553683E-5,3.2949239448146696E-3]
[2004,2,21,22,2.7078912777191823E-3,1.0166934301871621E-3,7.668993460143151E-4,2.3885488505747157E-6,8.0172213000001118E-5,4.5740448157712355E-3,null,1.9892430158077339E-3,6.4988606172848356E-4,4.9850064726921167E-4,1.1154214559387255E-6,3.5365921563553683E-5,3.1741110678249213E-3]
[2004,2,21,23,2.6466049727605911E-3,9.5999362462182022E-4,7.2713752304943372E-4,2.3885488505747157E-6,8.0172213000001118E-5,4.4162968822824208E-3,null,1.9442215058576645E-3,6.1364267483766098E-4,4.7265462903016729E-4,1.1154214559387255E-6,3.5365921563553683E-5,3.0670001527449849E-3]
[2004,2,21,24,2.1164953620652904E-3,1.1490187052207903E-3,7.9202856016887175E-4,2.3885488505747157E-6,8.0172213000001118E-5,4.1401033893055288E-3,null,1.55479787967117E-3,7.3447041066335573E-4,5.1483516311737003E-4,1.1154214559387255E-6,3.5365921563553683E-5,2.8405847964713877E-3]
[2004,2,22,1,2.1502365544465792E-3,1.2675139477849055E-3,8.6445290108817612E-4,2.3885488505747157E-6,8.0172213000001118E-5,4.364764165170237E-3,null,1.5795844845994289E-3,8.1021439034991457E-4,5.6191250255435709E-4,1.1154214559387255E-6,3.5365921563553683E-5,2.9881927205231925E-3]
[2004,2,22,2,2.1115533051183936E-3,1.2082189435019097E-3,8.4201027719528389E-4,2.3885488505747157E-6,8.0172213000001118E-5,4.2443432876661637E-3,null,1.5511673970346519E-3,7.7231211256441161E-4,5.4732432668073018E-4,1.1154214559387255E-6,3.5365921563553683E-5,2.9072851792992858E-3]
[2004,2,22,3,1.9996826739403211E-3,1.2243885086010676E-3,8.3912179863341804E-4,2.3885488505747157E-6,8.0172213000001118E-5,4.1457537430253828E-3,null,1.4689861538008304E-3,7.826479470157265E-4,5.4544675507997608E-4,1.1154214559387255E-6,3.5365921563553683E-5,2.8335621989160256E-3]
[2004,2,22,4,2.0723310973386048E-3,1.1529444884237456E-3,8.0261575639394814E-4,2.3885488505747157E-6,8.0172213000001118E-5,4.1104521040068748E-3,null,1.5223543853999225E-3,7.3697983160502423E-4,5.2171706254575763E-4,1.1154214559387255E-6,3.5365921563553683E-5,2.817532622570197E-3]
[2004,2,22,5,2.1562888044860487E-3,1.1494467254877846E-3,8.0077208911369727E-4,2.3885488505747157E-6,8.0172213000001118E-5,4.1890683809381064E-3,null,1.5840305257754535E-3,7.3474400779440603E-4,5.2051864017477677E-4,1.1154214559387255E-6,3.5365921563553683E-5,2.8757745167641282E-3]
[2004,2,22,6,2.2382452643081485E-3,1.1599602600899073E-3,8.1246538597670921E-4,2.3885488505747157E-6,8.0172213000001118E-5,4.2932316722253411E-3,null,1.6442365305891912E-3,7.4146442064900852E-4,5.28119528199023E-4,1.1154214559387255E-6,3.5365921563553683E-5,2.9503018224567149E-3]
[2004,2,22,7,2.3120656634559819E-3,1.1896717034019352E-3,8.3841226073167732E-4,2.3885488505747157E-6,8.0172213000001118E-5,4.4227103894401709E-3,null,1.6984657068627132E-3,7.6045643172039734E-4,5.4498554057364217E-4,1.1154214559387255E-6,3.5365921563553683E-5,3.0403890221762453E-3]
[2004,2,22,8,2.725776534473999E-3,1.1860689715404728E-3,8.7291910209859563E-4,2.3885488505747157E-6,1.2032245727040169E-5,4.799185402690683E-3,null,2.0023816976958097E-3,7.5815351015978639E-4,5.6741571064227554E-4,1.1154214559387255E-6,5.3077175082581371E-6,3.3343740574620683E-3]
[2004,2,22,9,2.9982027224217168E-3,1.1308656304155201E-3,8.6734608515724601E-4,2.3885488505747157E-6,0,4.9988029868450572E-3,null,2.2025085994503645E-3,7.2286668633193385E-4,5.6379313283340989E-4,1.1154214559387255E-6,0,3.4902838400716471E-3]
[2004,2,22,10,3.1661055885555934E-3,1.178578370126413E-3,9.2113893064345558E-4,2.3885488505747157E-6,0,5.2682114381760372E-3,null,2.3258516622014797E-3,7.5336540264534619E-4,5.9875960976769535E-4,1.1154214559387255E-6,0,3.6790920960704599E-3]
[2004,2,22,11,3.0541766091826753E-3,1.2061246348070752E-3,9.2562812568273674E-4,2.3885488505747157E-6,0,5.1883179185230627E-3,null,2.2436275558216979E-3,7.7097339826832413E-4,6.0167768062592455E-4,1.1154214559387255E-6,0,3.6173940561718852E-3]
[2004,2,22,12,2.9331039045222725E-3,1.2045997016901966E-3,9.2339239146055948E-4,2.3885488505747157E-6,0,5.0634845465236033E-3,null,2.1546863807707125E-3,7.6999863758993054E-4,6.0022440652591439E-4,1.1154214559387255E-6,0,3.5260248463424961E-3]
[2004,2,22,13,2.8048090274014718E-3,1.2095790865694692E-3,9.1362908285228688E-4,2.3885488505747157E-6,0,4.9304057456738028E-3,null,2.060439728264256E-3,7.7318153691133663E-4,5.9387805131514587E-4,1.1154214559387255E-6,0,3.4286147379466773E-3]
[2004,2,22,14,2.7041843463829129E-3,1.1287030418229505E-3,9.0062153196104856E-4,2.3885488505747157E-6,0,4.7358974690174874E-3,null,1.9865198683418715E-3,7.2148432647611642E-4,5.8542287062895906E-4,1.1154214559387255E-6,0,3.2945424869028858E-3]
[2004,2,22,15,2.5699973810902345E-3,1.1299686291690255E-3,8.9721325942647163E-4,2.3885488505747157E-6,0,4.599567818536307E-3,null,1.887944831110049E-3,7.2229330935305179E-4,5.8320742205231527E-4,1.1154214559387255E-6,0,3.1945609839713544E-3]
[2004,2,22,16,2.6687398379470016E-3,1.1166505734370475E-3,8.8634064050047308E-4,2.3885488505747157E-6,0,4.6741196007350971E-3,null,1.9604819910330517E-3,7.1378020350172124E-4,5.7613999188655708E-4,1.1154214559387255E-6,0,3.2515176078772687E-3]
[2004,2,22,17,3.0347003616266639E-3,1.1815960179850742E-3,9.1064198107612443E-4,2.3885488505747157E-6,0,5.1293269095384376E-3,null,2.2293201167661791E-3,7.5529432952174756E-4,5.919363725581943E-4,1.1154214559387255E-6,0,3.5776662403020597E-3]
[2004,2,22,18,3.4551623337691416E-3,1.1827960017689963E-3,9.0215033147501887E-4,2.3885488505747157E-6,0,5.5424972158637318E-3,null,2.5381955315138711E-3,7.5606137759377811E-4,5.8641662235298889E-4,1.1154214559387255E-6,0,3.8817889529165765E-3]
[2004,2,22,19,3.4791904587845386E-3,1.1827610184720931E-3,9.0540149754903898E-4,2.3885488505747157E-6,7.7499805926725161E-5,5.6472413295829719E-3,null,2.5558468235960603E-3,7.5603901573289092E-4,5.8852994843769835E-4,1.1154214559387255E-6,3.4187057523223872E-5,3.9357182667458124E-3]
[2004,2,22,20,3.5211303909847094E-3,1.1288405667194156E-3,8.6558882356388618E-4,2.3885488505747157E-6,8.0172213000001118E-5,5.5981205431185873E-3,null,2.5866563017679129E-3,7.2157223450296075E-4,5.6265087596976291E-4,1.1154214559387255E-6,3.5365921563553683E-5,3.9073607552601291E-3]
[2004,2,22,21,3.3624603585890749E-3,1.1407253277090517E-3,8.6327053057230806E-4,2.3885488505747157E-6,8.0172213000001118E-5,5.4490169787210115E-3,null,2.4700957676142463E-3,7.2916915633289433E-4,5.6114393693940969E-4,1.1154214559387255E-6,3.5365921563553683E-5,3.7968902039060425E-3]
[2004,2,22,22,3.2311394187133158E-3,1.1713211821084021E-3,8.6645127688648636E-4,2.3885488505747157E-6,8.0172213000001118E-5,5.3514726395587804E-3,null,2.373626140260082E-3,7.487264965599788E-4,5.6321148870439378E-4,1.1154214559387255E-6,3.5365921563553683E-5,3.7220454685439469E-3]
[2004,2,22,23,2.6975277644181572E-3,1.2152479358258721E-3,8.7456862996762607E-4,2.3885488505747157E-6,8.0172213000001118E-5,4.8699050920622319E-3,null,1.9816298791124308E-3,7.7680515245599302E-4,5.6848793832726952E-4,1.1154214559387255E-6,3.5365921563553683E-5,3.3634043129151855E-3]
[2004,2,22,24,2.332879192416178E-3,1.2284061191495011E-3,8.645639561776253E-4,2.3885488505747157E-6,8.0172213000001118E-5,4.5084100295938803E-3,null,1.7137555257188289E-3,7.8521606540752102E-4,5.6198469068994574E-4,1.1154214559387255E-6,3.5365921563553683E-5,3.0974376248357883E-3]
[2004,2,23,1,2.5036864618626768E-3,1.0455649224412418E-3,7.7966177246189161E-4,2.3885488505747157E-6,8.0172213000001118E-5,4.411473918616386E-3,null,1.8392321911194528E-3,6.6834116317806625E-4,5.0679649192980137E-4,1.1154214559387255E-6,3.5365921563553683E-5,3.0508511892468129E-3]
[2004,2,23,2,2.4325735652189263E-3,1.0213225853656085E-3,7.7206503794442153E-4,2.3885488505747157E-6,8.0172213000001118E-5,4.3085219503795329E-3,null,1.7869919722648803E-3,6.5284508884395995E-4,5.0185845528421982E-4,1.1154214559387255E-6,3.5365921563553683E-5,2.9781768594125528E-3]
[2004,2,23,3,2.4806383871443117E-3,1.032662233036178E-3,7.7301995750685517E-4,2.3885488505747157E-6,8.0172213000001118E-5,4.368881339537921E-3,null,1.8223008534255924E-3,6.6009356586486326E-4,5.0247917301261163E-4,1.1154214559387255E-6,3.5365921563553683E-5,3.0213549353225594E-3]
[2004,2,23,4,2.5849317636105354E-3,1.0249147308387496E-3,7.6409254684686614E-4,2.3885488505747157E-6,8.0172213000001118E-5,4.456499803146728E-3,null,1.8989157723617717E-3,6.5514124342249964E-4,4.9667616898663159E-4,1.1154214559387255E-6,3.5365921563553683E-5,3.0872145277903952E-3]
[2004,2,23,5,2.6898755549413325E-3,9.8792331768648512E-4,7.5783842842845725E-4,2.3885488505747157E-6,8.0172213000001118E-5,4.5181980629068509E-3,null,1.9760084923224515E-3,6.3149576377494177E-4,4.9261086094343372E-4,1.1154214559387255E-6,3.5365921563553683E-5,3.1365964600603194E-3]
[2004,2,23,6,2.9489558777985076E-3,1.0251389564857911E-3,7.8366239114277579E-4,2.3885488505747157E-6,8.0172213000001118E-5,4.8403179872776505E-3,null,2.1663313930302451E-3,6.5528457190124024E-4,5.0939697791569088E-4,1.1154214559387255E-6,3.5365921563553683E-5,3.3674942858666684E-3]
[2004,2,23,7,3.3502983502062262E-3,9.5144782554695102E-4,8.0113082424837305E-4,2.3885488505747157E-6,8.0172213000001118E-5,5.1854377618521267E-3,null,2.4611614391082089E-3,6.0818006876567398E-4,5.2075182553053896E-4,1.1154214559387255E-6,3.5365921563553683E-5,3.6265746764239143E-3]
[2004,2,23,8,3.3388197293679174E-3,1.1576156404770859E-3,9.7406414344911475E-4,2.3885488505747157E-6,1.069604215031608E-5,5.4835841042950098E-3,null,2.4527291336749776E-3,7.3996570376820071E-4,6.3316210727613551E-4,1.1154214559387255E-6,4.7182854704102691E-6,3.8316906516456628E-3]
[2004,2,23,9,3.2750289253943056E-3,1.2908739679741929E-3,1.083107286756574E-3,2.3885488505747157E-6,0,5.6513987289756474E-3,null,{"$f":"E1283*T$5","v":2.4058677946244122E-3},{"$f":"F1283*U$5","v":8.2514647417376602E-4},{"$f":"G1283*V$5","v":7.0404243570716695E-4},{"$f":"H1283*W$5","v":1.1154214559387255E-6},{"$f":"I1283*X$5","v":0},{"$f":"SUM(L1283:P1283)","v":3.9361721259612839E-3}]
[2004,2,23,10,3.0272261785980717E-3,1.2970445215228458E-3,1.1058141924135912E-3,2.3885488505747157E-6,0,{"$f":"SUM(E1284:I1284)","v":5.432473441385084E-3},null,2.2238295099198738E-3,8.290907868105464E-4,7.1880240026618309E-4,1.1154214559387255E-6,0,3.7728381184525422E-3]
[2004,2,23,11,2.9160585464592732E-3,1.2935689075108806E-3,1.1168972421427656E-3,2.3885488505747157E-6,0,5.3289132449634942E-3,null,2.1421646965517939E-3,8.2686912093245712E-4,7.2600661486412746E-4,1.1154214559387255E-6,0,3.6961558538043172E-3]
[2004,2,23,12,2.7723734209789954E-3,1.2505033578258582E-3,1.0894689863101368E-3,2.3885488505747157E-6,0,5.1147343139655655E-3,null,2.0366122193571238E-3,7.9934095988609395E-4,7.0817767374285572E-4,1.1154214559387255E-6,0,3.5452462744420122E-3]
[2004,2,23,13,2.6242361260855099E-3,1.2566945793729351E-3,1.0785693056430945E-3,2.3885488505747157E-6,0,4.9618885599521144E-3,null,1.9277891356269223E-3,8.032984838250237E-4,7.0109265287827038E-4,1.1154214559387255E-6,0,3.4332956937861551E-3]
[2004,2,23,14,2.5629332279008062E-3,1.1758802391569152E-3,1.0425291790284359E-3,2.3885488505747157E-6,0,4.783731194936732E-3,null,1.8827554361331197E-3,7.5164071587376774E-4,6.7766581526464652E-4,1.1154214559387255E-6,0,3.3131773887274726E-3]
[2004,2,23,15,2.4259813144091209E-3,1.1651941649719504E-3,1.0364691975700917E-3,2.3885488505747157E-6,0,4.6300332258017388E-3,null,1.7821492413215229E-3,7.4481001306679986E-4,6.7372670031413311E-4,1.1154214559387255E-6,0,3.2018013761583941E-3]
[2004,2,23,16,2.5962688998936042E-3,1.2642387841179043E-3,1.0571299416137828E-3,2.3885488505747157E-6,0,4.9200261744758661E-3,null,1.9072441418779033E-3,8.0812085541217844E-4,6.8715661694187689E-4,1.1154214559387255E-6,0,3.4036370356878972E-3]
[2004,2,23,17,3.0176020693393714E-3,1.2159112847850762E-3,1.027906017001305E-3,2.3885488505747157E-6,0,5.2638079199763283E-3,null,2.216759546556217E-3,7.7722917530285008E-4,6.6816045348081833E-4,1.1154214559387255E-6,0,3.6632645967958235E-3]
[2004,2,23,18,3.8020958039735966E-3,1.0394840396702192E-3,9.3472012789395367E-4,2.3885488505747157E-6,0,5.7786885203883441E-3,null,2.7930562004900065E-3,6.6445416948010853E-4,6.0758767260964456E-4,1.1154214559387255E-6,0,4.0662134640356987E-3]
[2004,2,23,19,4.1096931338096485E-3,8.2284460544094487E-4,8.2601094836001776E-4,2.3885488505747157E-6,7.616360235000105E-5,5.8371008388111876E-3,null,3.0190201618543848E-3,5.2597491452866082E-4,5.3692442763047827E-4,1.1154214559387255E-6,3.3597625485375995E-5,4.1166325509548393E-3]
[2004,2,23,20,3.7738582714188511E-3,9.8865703476189106E-4,8.7726877737427341E-4,2.3885488505747157E-6,8.0172213000001118E-5,5.7223448454055918E-3,null,2.772312637083176E-3,6.3196476700285744E-4,5.7024309073016493E-4,1.1154214559387255E-6,3.5365921563553683E-5,4.0110018378356916E-3]
[2004,2,23,21,3.6130641343992561E-3,1.0091392599215767E-3,8.6741219955849291E-4,2.3885488505747157E-6,8.0172213000001118E-5,5.572176355729902E-3,null,2.6541917152127551E-3,6.4505732002743412E-4,5.6383610857981871E-4,1.1154214559387255E-6,3.5365921563553683E-5,3.8995664868394998E-3]
[2004,2,23,22,3.4338137501702206E-3,1.0111672093403234E-3,8.522390691541353E-4,2.3885488505747157E-6,8.0172213000001118E-5,5.3797807905152555E-3,null,2.5225126563663464E-3,6.4635361645465827E-4,5.5397325582478294E-4,1.1154214559387255E-6,3.5365921563553683E-5,3.7593208716652799E-3]
[2004,2,23,23,3.0621339266394885E-3,1.0523432416536149E-3,8.405435235948744E-4,2.3885488505747157E-6,8.0172213000001118E-5,5.0375814537385539E-3,null,2.2494730778726659E-3,6.7267396896521171E-4,5.4637090610084758E-4,1.1154214559387255E-6,3.5365921563553683E-5,3.5049992959582175E-3]
[2004,2,23,24,2.6677546638309174E-3,1.1089058165150059E-3,8.4553156643129646E-4,2.3885488505747157E-6,8.0172213000001118E-5,4.7047528086277962E-3,null,1.959758272637893E-3,7.0882963588156508E-4,5.4961323848186458E-4,1.1154214559387255E-6,3.5365921563553683E-5,3.2546824900208148E-3]
[2004,2,24,1,2.5628096973614161E-3,1.0495694921388661E-3,7.9988888678529993E-4,2.3885488505747157E-6,8.0172213000001118E-5,4.4948288381361588E-3,null,1.8826646894090017E-3,6.7090094565765515E-4,5.199445401515287E-4,1.1154214559387255E-6,3.5365921563553683E-5,3.1099915182376779E-3]
[2004,2,24,2,2.5497491254894596E-3,1.0056938305999707E-3,7.9012714789797323E-4,2.3885488505747157E-6,8.0172213000001118E-5,4.42813086583798E-3,null,1.8730702675086412E-3,6.4285494866720002E-4,5.1359920529227255E-4,1.1154214559387255E-6,3.5365921563553683E-5,3.0660057644876057E-3]
[2004,2,24,3,2.5625143993313303E-3,1.0265334412501363E-3,7.8943508573800622E-4,2.3885488505747157E-6,8.0172213000001118E-5,4.4610436881700492E-3,null,1.8824477606317043E-3,6.5617594798839942E-4,5.1314935038434097E-4,1.1154214559387255E-6,3.5365921563553683E-5,3.0882544020239371E-3]
[2004,2,24,4,2.7152076060493759E-3,9.8191709661560734E-4,7.6276694201735909E-4,2.3885488505747157E-6,8.0172213000001118E-5,4.5424524065329182E-3,null,1.9946176610720935E-3,6.2765649498286859E-4,4.9581449806597314E-4,1.1154214559387255E-6,3.5365921563553683E-5,3.1545699971404278E-3]
[2004,2,24,5,2.8241194384706616E-3,9.4912813445941651E-4,7.5259473938459975E-4,2.3885488505747157E-6,8.0172213000001118E-5,4.6084030741652543E-3,null,2.0746253422391702E-3,6.06697286581248E-4,4.8920235316985609E-4,1.1154214559387255E-6,3.5365921563553683E-5,3.2070063250097666E-3]
[2004,2,24,6,3.0815936176697544E-3,9.8958790185906388E-4,7.908935016747911E-4,2.3885488505747157E-6,8.0172213000001118E-5,4.9446357830541859E-3,null,2.2637683543448948E-3,6.3255979155383039E-4,5.140973513081303E-4,1.1154214559387255E-6,3.5365921563553683E-5,3.4469068402263477E-3]
[2004,2,24,7,3.4472441286725834E-3,9.5331973677129209E-4,8.287871209481586E-4,2.3885488505747157E-6,8.0172213000001118E-5,5.3119117482426101E-3,null,2.5323787417794882E-3,6.0937662318155965E-4,5.3872899799464887E-4,1.1154214559387255E-6,3.5365921563553683E-5,3.7169657059751889E-3]
[2004,2,24,8,3.5192809243135932E-3,1.1375655410828301E-3,9.9148280171723678E-4,2.3885488505747157E-6,8.0236350770401127E-6,5.6587414510412756E-3,null,2.5852976657367108E-3,7.2714937217235398E-4,6.4448460020346415E-4,1.1154214559387255E-6,3.5394214300804528E-6,3.9615864809985487E-3]
[2004,2,24,9,3.3635919161812793E-3,1.2479222961063619E-3,1.0993196152277629E-3,2.3885488505747157E-6,0,5.7132223763659788E-3,null,2.4709270207209709E-3,7.9769110557784606E-4,7.1458078898472709E-4,1.1154214559387255E-6,0,3.9843143367394827E-3]
[2004,2,24,10,3.1563926898259638E-3,1.2921124031593987E-3,1.1354155828736717E-3,2.3885488505747157E-6,0,5.5863092247096097E-3,null,2.3187164732372326E-3,8.2593810097229001E-4,7.3804392443895678E-4,1.1154214559387255E-6,0,3.8838139201044179E-3]
[2004,2,24,11,3.011963925916154E-3,1.303248117923522E-3,1.137555947864887E-3,2.3885488505747157E-6,0,5.455156540555138E-3,null,2.2126177120892865E-3,8.3305622094603229E-4,7.3943520654013264E-4,1.1154214559387255E-6,0,3.7862245610313901E-3]
[2004,2,24,12,2.8530953507834092E-3,1.2576558439972307E-3,1.1146200741884787E-3,2.3885488505747157E-6,0,5.2277598178196933E-3,null,2.0959113265285175E-3,8.0391293894238136E-4,7.2452640796989503E-4,1.1154214559387255E-6,0,3.6254660948967323E-3]
[2004,2,24,13,2.719209044720494E-3,1.2684846563910032E-3,1.1029102135877073E-3,2.3885488505747157E-6,0,5.0929924635497795E-3,null,1.997557156462916E-3,8.1083488220554372E-4,7.1691475316896917E-4,1.1154214559387255E-6,0,3.5264222132933673E-3]
[2004,2,24,14,2.5359226637398815E-3,1.2360593758064401E-3,1.0906019730902194E-3,2.3885488505747157E-6,0,4.8649725614871159E-3,null,1.8629132155269061E-3,7.9010814465235268E-4,7.0891413889457861E-4,1.1154214559387255E-6,0,3.3630509205297763E-3]
[2004,2,24,15,2.6071898599954275E-3,1.1468227156355606E-3,1.0503504258842775E-3,2.3885488505747157E-6,0,4.8067515503658412E-3,null,1.9152667843625622E-3,7.3306670037983507E-4,6.8274978963540651E-4,1.1154214559387255E-6,0,3.3321986958337424E-3]
[2004,2,24,16,2.8566658980363922E-3,1.1282818752191765E-3,1.0221274183988599E-3,2.3885488505747157E-6,0,5.0094637405050041E-3,null,2.098534284933107E-3,7.2121511031190077E-4,6.6440424328374499E-4,1.1154214559387255E-6,0,3.4852690599846913E-3]
[2004,2,24,17,3.2734886675931129E-3,1.1065627473124686E-3,9.9853888172243594E-4,2.3885488505747157E-6,0,5.3809788454785923E-3,null,2.4047363064074456E-3,7.0733191004683244E-4,6.4907120008525553E-4,1.1154214559387255E-6,0,3.7622548379954721E-3]
[2004,2,24,18,3.8514459678502116E-3,1.0828248991980021E-3,9.6880312356296722E-4,2.3885488505747157E-6,0,5.9054625394617559E-3,null,2.829309306228879E-3,6.9215831280800737E-4,6.2974233409185669E-4,1.1154214559387255E-6,0,4.152325374584682E-3]
[2004,2,24,19,4.1779791686548662E-3,8.9051927328834442E-4,8.749077096762369E-4,2.3885488505747157E-6,7.349119527672512E-5,6.0192858957467486E-3,null,3.0691837408026012E-3,5.6923360201524499E-4,5.6870834724415912E-4,1.1154214559387255E-6,3.2418761445046196E-5,4.2406598729629909E-3]
[2004,2,24,20,4.1307124726189031E-3,8.9921248762312236E-4,8.5294287647144672E-4,2.3885488505747157E-6,8.0172213000001118E-5,5.9654285985640482E-3,null,3.034461170608039E-3,5.7479043818635161E-4,5.5443074533113857E-4,1.1154214559387255E-6,3.5365921563553683E-5,4.2001636971450221E-3]
[2004,2,24,21,3.857627600273071E-3,9.8867360575240508E-4,8.7013281274044907E-4,2.3885488505747157E-6,8.0172213000001118E-5,5.7989947806165012E-3,null,2.83385039294999E-3,6.3197535943460177E-4,5.6560456416557812E-4,1.1154214559387255E-6,3.5365921563553683E-5,4.0679116595696624E-3]
[2004,2,24,22,3.5564017225614888E-3,1.0168189448671672E-3,8.6457757661282623E-4,2.3885488505747157E-6,8.0172213000001118E-5,5.5203590058920584E-3,null,2.6125669616879244E-3,6.4996629264043367E-4,5.6199354425827777E-4,1.1154214559387255E-6,3.5365921563553683E-5,3.8610081416061283E-3]
[2004,2,24,23,3.228517651875771E-3,1.0153306258421232E-3,8.2767174445033404E-4,2.3885488505747157E-6,8.0172213000001118E-5,5.1540807840188049E-3,null,2.371700165087602E-3,6.490149362521039E-4,5.3800397989546263E-4,1.1154214559387255E-6,3.5365921563553683E-5,3.5952004242546607E-3]
[2004,2,24,24,2.8337857659619962E-3,1.0036073644380473E-3,7.9828206985557509E-4,2.3885488505747157E-6,8.0172213000001118E-5,4.7182359621061954E-3,null,2.0817263195231786E-3,6.415212474386473E-4,5.1890007547220171E-4,1.1154214559387255E-6,3.5365921563553683E-5,3.27862898545352E-3]
[2004,2,25,1,1.9486863140007256E-3,8.1774330503612668E-4,6.4645281658060744E-4,2.3885488505747157E-6,8.0172213000001118E-5,3.4954431974680354E-3,null,1.4315237365774541E-3,5.2271408493013483E-4,4.2020787886865984E-4,1.1154214559387255E-6,3.5365921563553683E-5,2.4109270433957408E-3]
[2004,2,25,2,1.9324062480687155E-3,7.8007384954527359E-4,6.2993261041553912E-4,2.3885488505747157E-6,8.0172213000001118E-5,3.424973469880104E-3,null,1.4195642433294763E-3,4.9863519020185848E-4,4.0946939863770442E-4,1.1154214559387255E-6,3.5365921563553683E-5,2.3641501751885314E-3]
[2004,2,25,3,1.8759050398076378E-3,7.6623892259890334E-4,6.1677685344140249E-4,2.3885488505747157E-6,8.0172213000001118E-5,3.3414815776985195E-3,null,1.3780579115048415E-3,4.8979169232873584E-4,4.009178808915918E-4,1.1154214559387255E-6,3.5365921563553683E-5,2.3052488277446612E-3]
[2004,2,25,4,2.0035158166552339E-3,7.2124674109950971E-4,5.9179819432415718E-4,2.3885488505747157E-6,8.0172213000001118E-5,3.3991215139294768E-3,null,1.4718020173611491E-3,4.6103199862457635E-4,3.846812289729561E-4,1.1154214559387255E-6,3.5365921563553683E-5,2.3539965879781737E-3]
[2004,2,25,5,2.0972317937044435E-3,6.9069643765821065E-4,5.8062342162077773E-4,2.3885488505747157E-6,8.0172213000001118E-5,3.451112414834008E-3,null,1.5406466768010068E-3,4.4150377526975344E-4,3.7741739251948627E-4,1.1154214559387255E-6,3.5365921563553683E-5,2.3960491876097389E-3]
[2004,2,25,6,2.2861242852909155E-3,6.9902514847947593E-4,6.013224982991211E-4,2.3885488505747157E-6,8.0172213000001118E-5,3.6690326939200885E-3,null,1.6794089205877669E-3,4.4682761519454874E-4,3.9087222616311358E-4,1.1154214559387255E-6,3.5365921563553683E-5,2.5535901049649214E-3]
[2004,2,25,7,2.6431055131610304E-3,6.7562472068354647E-4,6.2928340937987192E-4,2.3885488505747157E-6,8.0172213000001118E-5,4.030574405075025E-3,null,1.9416507691280159E-3,4.3186970220768228E-4,4.0904740435883342E-4,1.1154214559387255E-6,3.5365921563553683E-5,2.819049218714024E-3]
[2004,2,25,8,2.7172993452516999E-3,8.3091138360848096E-4,7.8666827071490831E-4,2.3885488505747157E-6,6.6874315003160246E-6,4.3439549799259812E-3,null,1.9961542728383604E-3,5.311313230766852E-4,5.1135086263356022E-4,1.1154214559387255E-6,2.9499893922325853E-6,3.0427018693967769E-3]
[2004,2,25,9,2.5743300758165723E-3,9.3803020210054752E-4,8.8588840279352037E-4,2.3885488505747157E-6,0,4.4006372295612153E-3,null,1.8911276703897906E-3,5.9960331770145823E-4,5.7584602789922663E-4,1.1154214559387255E-6,0,3.0676924374464141E-3]
[2004,2,25,10,2.3924033042352919E-3,9.8475319718261214E-4,9.2170649332745408E-4,2.3885488505747157E-6,0,4.3012515435959329E-3,null,1.7574825116146824E-3,6.2946937404103004E-4,5.9912853740703878E-4,1.1154214559387255E-6,0,2.9871958445186896E-3]
[2004,2,25,11,2.2700873061018922E-3,9.9741200809922272E-4,9.224994190593775E-4,2.3885488505747157E-6,0,4.1923872821110677E-3,null,1.6676280012026695E-3,6.375610804773027E-4,5.9964395575059918E-4,1.1154214559387255E-6,0,2.9059484588865102E-3]
[2004,2,25,12,2.187668083499932E-3,9.8848166686317323E-4,9.1465460423367263E-4,2.3885488505747157E-6,0,4.0931929034473532E-3,null,1.6070820463933808E-3,6.3185266914752821E-4,5.9454466170550031E-4,1.1154214559387255E-6,0,2.8345947987023479E-3]
[2004,2,25,13,2.0705392377018943E-3,1.000217253917063E-3,9.0783218929909703E-4,2.3885488505747157E-6,0,3.9809772297686296E-3,null,1.5210380680510827E-3,6.3935423670572541E-4,5.9010994901667038E-4,1.1154214559387255E-6,0,2.7516176752294171E-3]
[2004,2,25,14,1.9562467951552043E-3,1.0004902304321726E-3,9.1375312796871571E-4,2.3885488505747157E-6,0,3.8728787024066673E-3,null,1.4370777388582844E-3,6.3952872748837585E-4,5.9395868324051094E-4,1.1154214559387255E-6,0,2.6716805710431096E-3]
[2004,2,25,15,1.9978799718369899E-3,9.0480496553641823E-4,8.6123815706652803E-4,2.3885488505747157E-6,0,3.7663116432905108E-3,null,1.4676618714715732E-3,5.7836523599507381E-4,5.5982285156700774E-4,1.1154214559387255E-6,0,2.6069653804895931E-3]
[2004,2,25,16,2.1504931564288042E-3,8.4476030934858392E-4,8.3013975025791442E-4,2.3885488505747157E-6,0,3.8277817648858774E-3,null,1.5797729868872363E-3,5.3998376919384855E-4,5.3960823539383682E-4,1.1154214559387255E-6,0,2.6604804129308603E-3]
[2004,2,25,17,2.515012258260116E-3,8.14940945185324E-4,8.0499020571993935E-4,2.3885488505747157E-6,0,4.1373319580159549E-3,null,1.8475522302463718E-3,5.2092277345618457E-4,5.2326050437038064E-4,1.1154214559387255E-6,0,2.8928509295288759E-3]
[2004,2,25,18,3.0006561001238406E-3,7.7288230509949473E-4,7.6182019047000822E-4,2.3885488505747157E-6,0,4.5377471445439185E-3,null,2.2043108743419913E-3,4.9403824449645317E-4,4.9519908971856698E-4,1.1154214559387255E-6,0,3.1946636300129497E-3]
[2004,2,25,19,3.3062066088127527E-3,5.9786756936788571E-4,6.7230261778160598E-4,2.3885488505747157E-6,7.2154991700001009E-5,4.6509203365128204E-3,null,2.4287712211761049E-3,3.8216613637421577E-4,4.3701079139877127E-4,1.1154214559387255E-6,3.1829329407198319E-5,3.2808928998122292E-3]
[2004,2,25,20,3.2684484098539734E-3,5.9976162809462458E-4,6.4873325898691901E-4,2.3885488505747157E-6,8.0172213000001118E-5,4.5995040587860931E-3,null,2.4010336845230471E-3,3.8337684781392296E-4,4.216902142253329E-4,1.1154214559387255E-6,3.5365921563553683E-5,3.242582089581795E-3]
[2004,2,25,21,3.0333059836063223E-3,6.8789455875306951E-4,6.7213307608452594E-4,2.3885488505747157E-6,8.0172213000001118E-5,4.475894380294494E-3,null,2.2282957932413822E-3,4.3971277122365951E-4,4.3690058574248435E-4,1.1154214559387255E-6,3.5365921563553683E-5,3.1413904932270187E-3]
[2004,2,25,22,2.781102508624911E-3,7.2835507695938535E-4,6.647110781745401E-4,2.3885488505747157E-6,8.0172213000001118E-5,4.2567294256094131E-3,null,2.0430246912229205E-3,4.655757561234003E-4,4.3207613155382528E-4,1.1154214559387255E-6,3.5365921563553683E-5,2.9771579219196381E-3]
[2004,2,25,23,2.4744119156818083E-3,7.2917712907985424E-4,6.3307053696514304E-4,2.3885488505747157E-6,8.0172213000001118E-5,3.9192203435773811E-3,null,1.817726827514056E-3,4.6610122446935853E-4,4.1150911665831621E-4,1.1154214559387255E-6,3.5365921563553683E-5,2.7318185116612229E-3]
[2004,2,25,24,2.1364701569358E-3,7.3981350967120192E-4,6.19803251424906E-4,2.3885488505747157E-6,8.0172213000001118E-5,3.5786476798824835E-3,null,1.5694715563860718E-3,4.7290016236776095E-4,4.0288510300686868E-4,1.1154214559387255E-6,3.5365921563553683E-5,2.4817381647801937E-3]
[2004,2,26,1,1.9783915628195556E-3,8.4125146323394231E-4,6.6049511838370582E-4,2.3885488505747157E-6,8.0172213000001118E-5,3.5626989062877796E-3,null,{"$f":"E1347*T$5","v":1.4533454984893503E-3},{"$f":"F1347*U$5","v":5.3774086084512835E-4},{"$f":"G1347*V$5","v":4.293356693334381E-4},{"$f":"H1347*W$5","v":1.1154214559387255E-6},{"$f":"I1347*X$5","v":3.5365921563553683E-5},{"$f":"SUM(L1347:P1347)","v":2.4569033716874086E-3}]
[2004,2,26,2,1.9608596634818013E-3,8.0353925551747006E-4,6.4391351618463743E-4,2.3885488505747157E-6,8.0172213000001118E-5,{"$f":"SUM(E1348:I1348)","v":3.4908731970344845E-3},null,1.4404663963634898E-3,5.136346382373626E-4,4.1855728039366988E-4,1.1154214559387255E-6,3.5365921563553683E-5,2.4091396580140146E-3]
[2004,2,26,3,1.9033248144960263E-3,7.8933802156794231E-4,6.3055111831812095E-4,2.3885488505747157E-6,8.0172213000001118E-5,3.4057747162326655E-3,null,1.3982007421061645E-3,5.0455699129963773E-4,4.0987144173681587E-4,1.1154214559387255E-6,3.5365921563553683E-5,2.3491105181621106E-3]
[2004,2,26,4,2.030745464427784E-3,7.4527419020419775E-4,6.0594345366814641E-4,2.3885488505747157E-6,8.0172213000001118E-5,3.4645238701507038E-3,null,1.4918051788987399E-3,4.7639071326597296E-4,3.9387594399705508E-4,1.1154214559387255E-6,3.5365921563553683E-5,2.3985531791812604E-3]
[2004,2,26,5,2.1243576723525225E-3,7.1548739751556127E-4,5.9510923528582806E-4,2.3885488505747157E-6,8.0172213000001118E-5,3.5175150670044876E-3,null,1.5605736085402269E-3,4.5735053771533805E-4,3.868334749894718E-4,1.1154214559387255E-6,3.5365921563553683E-5,2.441238964264529E-3]
[2004,2,26,6,2.3152780792856931E-3,7.2525866724228215E-4,6.1653117033831921E-4,2.3885488505747157E-6,8.0172213000001118E-5,3.7396286787168705E-3,null,1.7008255784741412E-3,4.6359648345693333E-4,4.0075818172566265E-4,1.1154214559387255E-6,3.5365921563553683E-5,2.6016615866762292E-3]
[2004,2,26,7,2.6749052499426321E-3,7.0465617228721521E-4,6.4600402146250684E-4,2.3885488505747157E-6,8.0172213000001118E-5,4.10812620554293E-3,null,1.9650111620720806E-3,4.5042705213124392E-4,4.1991615263623161E-4,1.1154214559387255E-6,3.5365921563553683E-5,2.8718357098590484E-3]
[2004,2,26,8,2.7556611239249822E-3,8.610714001753032E-4,8.044006779410318E-4,2.3885488505747157E-6,4.0150244270400556E-6,4.4275367753189325E-3,null,2.0243352049635465E-3,5.5041006906471595E-4,5.2287729895901091E-4,1.1154214559387255E-6,1.7711253519027684E-6,3.1005091197951148E-3]
[2004,2,26,9,2.6122618473930995E-3,9.6716695670316557E-4,9.0349226388088274E-4,2.3885488505747157E-6,0,4.4853096168277233E-3,null,1.9189927151597476E-3,6.1822797891989344E-4,5.8728890654046579E-4,1.1154214559387255E-6,0,3.1256250220760453E-3]
[2004,2,26,10,2.4298843434495689E-3,1.0127812942092801E-3,9.3895776532337382E-4,2.3885488505747157E-6,0,4.3840119518327976E-3,null,1.7850164440497453E-3,6.4738536430276688E-4,6.1034222574942354E-4,1.1154214559387255E-6,0,3.0438594555578743E-3]
[2004,2,26,11,2.3070303930208895E-3,1.0243387195034779E-3,9.3929527012267134E-4,2.3885488505747157E-6,0,4.2730529314976137E-3,null,1.6947667486999073E-3,6.5477304812677339E-4,6.1056161094225319E-4,1.1154214559387255E-6,0,2.9612168292248724E-3]
[2004,2,26,12,2.2237924174821756E-3,1.014637815622928E-3,9.3113124211222824E-4,2.3885488505747157E-6,0,4.1719500240679063E-3,null,1.6336193300968134E-3,6.4857208131519821E-4,6.0525482163713631E-4,1.1154214559387255E-6,0,2.8885616545050864E-3]
[2004,2,26,13,2.1059920821409855E-3,1.0253780133300037E-3,9.2381631788844261E-4,2.3885488505747157E-6,0,4.0575749622100074E-3,null,1.5470820690681331E-3,6.5543738070908907E-4,6.0049996758851354E-4,1.1154214559387255E-6,0,2.8041348388216747E-3]
[2004,2,26,14,1.9907693579929988E-3,1.0248226363298437E-3,9.2941614006863905E-4,2.3885488505747157E-6,0,3.9473966832420564E-3,null,1.4624383460502795E-3,6.5508237519740589E-4,6.0413996936440272E-4,1.1154214559387255E-6,0,2.7227761120680264E-3]
[2004,2,26,15,2.0306766400770985E-3,9.2895709838217036E-4,8.7675709478209735E-4,2.3885488505747157E-6,0,3.8387793820919406E-3,null,1.4917546198677902E-3,5.9380365039948238E-4,5.6991048632161793E-4,1.1154214559387255E-6,0,2.6565841780448289E-3]
[2004,2,26,16,2.1833396721667236E-3,8.6975167712206728E-4,8.4595223250308966E-4,2.3885488505747157E-6,0,3.9014321306424554E-3,null,1.6039023537354909E-3,5.5595863545862545E-4,5.4988668024467599E-4,1.1154214559387255E-6,0,2.710863090894731E-3]
[2004,2,26,17,2.5500061401309412E-3,8.4265009267641875E-4,8.2189348260032762E-4,2.3885488505747157E-6,0,4.2169382642582628E-3,null,1.8732590729399132E-3,5.3863488627423062E-4,5.3424798859453204E-4,1.1154214559387255E-6,0,2.9472573692646145E-3]
[2004,2,26,18,3.0381322227596964E-3,8.0437106989889745E-4,7.8016604800745424E-4,2.3885488505747157E-6,0,4.6250578895166228E-3,null,2.2318411950111878E-3,5.1416634677051935E-4,5.0712428160281579E-4,1.1154214559387255E-6,0,3.2542472448404617E-3]
[2004,2,26,19,3.3439220467807204E-3,6.317373385563242E-4,6.9154167189423204E-4,2.3885488505747157E-6,7.0818788123276925E-5,4.7404083942051284E-3,null,2.4564773451934258E-3,4.0381621323708574E-4,4.4951657977613217E-4,1.1154214559387255E-6,3.1239897369350449E-5,3.3421654570319329E-3]
[2004,2,26,20,3.305684159133408E-3,6.3243574835053636E-4,6.6732228741144808E-4,2.3885488505747157E-6,8.0172213000001118E-5,4.688002956745969E-3,null,2.4283874246092711E-3,4.0426264750837793E-4,4.3377347228246073E-4,1.1154214559387255E-6,3.5365921563553683E-5,3.3029048874196019E-3]
[2004,2,26,21,3.0706348962774022E-3,7.1891054915731436E-4,6.8990857702266222E-4,2.3885488505747157E-6,8.0172213000001118E-5,4.562014784307955E-3,null,2.2557179720524853E-3,4.5953866884032108E-4,4.4845503388388366E-4,1.1154214559387255E-6,3.5365921563553683E-5,3.2001930177961821E-3]
[2004,2,26,22,2.8170052550604871E-3,7.57510589378414E-4,6.8155632793095219E-4,2.3885488505747157E-6,8.0172213000001118E-5,4.3386329342204296E-3,null,2.0693991945801753E-3,4.8421240762629272E-4,4.4302589693128358E-4,1.1154214559387255E-6,3.5365921563553683E-5,3.0331188421572441E-3]
[2004,2,26,23,2.5073260424854941E-3,7.5602184374754737E-4,6.4872124689704534E-4,2.3885488505747157E-6,8.0172213000001118E-5,3.9946298949806629E-3,null,1.8419058621024719E-3,4.8326077854496651E-4,4.2168240611517062E-4,1.1154214559387255E-6,3.5365921563553683E-5,2.7833303897821012E-3]
[2004,2,26,24,2.1662412432761121E-3,7.643454252425721E-4,6.3435699287025301E-4,2.3885488505747157E-6,8.0172213000001118E-5,3.6475044232395131E-3,null,1.5913416831754149E-3,4.8858133972561849E-4,4.1234533995764948E-4,1.1154214559387255E-6,3.5365921563553683E-5,2.5287497058781752E-3]
[2004,2,27,1,2.0721431456167168E-3,9.4328632088021562E-4,7.131465670613162E-4,2.3885488505747157E-6,8.0172213000001118E-5,3.8111367954088244E-3,null,1.5222163142546181E-3,6.0296310958392059E-4,4.63560214421211E-4,1.1154214559387255E-6,3.5365921563553683E-5,2.6252209812792416E-3]
[2004,2,27,2,2.0261034696056352E-3,9.2288055727029973E-4,7.0377414602952788E-4,2.3885488505747157E-6,8.0172213000001118E-5,3.7353189347560387E-3,null,1.4883951247893473E-3,5.8991943195676273E-4,4.5746794432721763E-4,1.1154214559387255E-6,3.5365921563553683E-5,2.5722638440928199E-3]
[2004,2,27,3,1.9980976517114933E-3,8.9923829816017842E-4,6.8546010496626586E-4,2.3885488505747157E-6,8.0172213000001118E-5,3.6653568166885135E-3,null,1.4678217812041389E-3,5.7480693667820806E-4,4.4556343381798501E-4,1.1154214559387255E-6,3.5365921563553683E-5,2.524673494719824E-3]
[2004,2,27,4,2.1127354134366136E-3,8.9900833385122929E-4,6.7625227683499017E-4,2.3885488505747157E-6,8.0172213000001118E-5,3.7705567859734092E-3,null,1.552035785191627E-3,5.746599399586034E-4,4.3957815255879501E-4,1.1154214559387255E-6,3.5365921563553683E-5,2.6027552207285175E-3]
[2004,2,27,5,2.2723024194584683E-3,8.4575007171097823E-4,6.5654888134067607E-4,2.3885488505747157E-6,8.0172213000001118E-5,3.8571621343606987E-3,null,1.6692552448110253E-3,5.4061644050325697E-4,4.2677053255186191E-4,1.1154214559387255E-6,3.5365921563553683E-5,2.6731235608856365E-3]
[2004,2,27,6,2.513168851386886E-3,8.8184956772868371E-4,6.7052654788248445E-4,2.3885488505747157E-6,8.0172213000001118E-5,4.1481057288486299E-3,null,1.8461980458010666E-3,5.6369179301439781E-4,4.3585630874220252E-4,1.1154214559387255E-6,3.5365921563553683E-5,2.882227490577159E-3]
[2004,2,27,7,2.8104694174565853E-3,8.4590282164857919E-4,7.3001201538014555E-4,2.3885488505747157E-6,8.0172213000001118E-5,4.468945016335886E-3,null,2.0645979053212633E-3,5.4071408061032297E-4,4.7452310928755364E-4,1.1154214559387255E-6,3.5365921563553683E-5,3.1163164382386321E-3]
[2004,2,27,8,2.9510406102107554E-3,1.0008001139691319E-3,9.0109316555777111E-4,2.3885488505747157E-6,1.3426173537640898E-6,4.856665055941998E-3,null,2.1678628575410304E-3,6.3972680980645667E-4,5.8572944235113099E-4,1.1154214559387255E-6,5.9226131157295286E-7,3.3950267924661298E-3]
[2004,2,27,9,2.8547112932105277E-3,1.0953924001773363E-3,9.6560739477823793E-4,2.3885488505747157E-6,0,4.9180996370166777E-3,null,2.0970984134007055E-3,7.0019165252942651E-4,6.2766504340701801E-4,1.1154214559387255E-6,0,3.4260705307930885E-3]
[2004,2,27,10,2.7984545915767604E-3,9.9204242625779062E-4,9.3751908260159911E-4,2.3885488505747157E-6,0,4.7304046492867256E-3,null,2.0557716984996514E-3,6.3412876126243902E-4,6.0940705182895136E-4,1.1154214559387255E-6,0,3.3004229330469807E-3]
[2004,2,27,11,2.5313543982566303E-3,1.0233968166914933E-3,9.6348046834320727E-4,2.3885488505747157E-6,0,4.5206202321419059E-3,null,1.8595573237000498E-3,6.5417096937733267E-4,6.262824966490019E-4,1.1154214559387255E-6,0,3.1411262111823231E-3]
[2004,2,27,12,2.3263082018829049E-3,1.0701753656747273E-3,9.7319499461745039E-4,2.3885488505747157E-6,0,4.3720671110256577E-3,null,1.7089284127793974E-3,6.8407253662409898E-4,6.3259714232029123E-4,1.1154214559387255E-6,0,3.0267135131797265E-3]
[2004,2,27,13,2.1946182082048923E-3,1.0458980342764139E-3,9.4444549856315726E-4,2.3885488505747157E-6,0,4.1873502898950388E-3,null,1.6121876749472643E-3,6.6855409338125967E-4,6.1390936736493062E-4,1.1154214559387255E-6,0,2.8957665571493932E-3]
[2004,2,27,14,2.0210699102959639E-3,1.1071608702013481E-3,9.7516002369088376E-4,2.3885488505747157E-6,0,4.1057793530387705E-3,null,1.4846974236357577E-3,7.0771423938736141E-4,6.3387445240029104E-4,1.1154214559387255E-6,0,2.8274015368793489E-3]
[2004,2,27,15,1.9994543325859999E-3,9.9690352138292701E-4,9.2765873612148065E-4,2.3885488505747157E-6,0,3.9264051389409829E-3,null,1.4688184120424958E-3,6.3723604795551901E-4,6.0299761996780341E-4,1.1154214559387255E-6,0,2.7101675014217569E-3]
[2004,2,27,16,2.1518152146662002E-3,9.9472353974244766E-4,9.0188918152988369E-4,2.3885488505747157E-6,0,4.0508164847891069E-3,null,1.5807441836028764E-3,6.3584257019623936E-4,5.8624686941557828E-4,1.1154214559387255E-6,0,2.8039490446706322E-3]
[2004,2,27,17,2.4171394581841148E-3,1.0077492755656817E-3,8.9126510299733584E-4,2.3885488505747157E-6,0,4.3185423855977073E-3,null,1.7756539285713063E-3,6.4416882067050354E-4,5.7934099571437003E-4,1.1154214559387255E-6,0,3.0002791664121187E-3]
[2004,2,27,18,3.1622508260299156E-3,7.3513206889801088E-4,7.5748618553160552E-4,2.3885488505747157E-6,0,4.6572576293101072E-3,null,2.3230199165199246E-3,4.6990771349677315E-4,4.9238189567831891E-4,1.1154214559387255E-6,0,3.2864249471509554E-3]
[2004,2,27,19,3.2223398075430882E-3,7.4235850252238876E-4,7.5146930519548385E-4,2.3885488505747157E-6,6.8146381050000955E-5,4.7867025451615369E-3,null,2.3671618611340226E-3,4.7452696090119939E-4,4.8847079736054561E-4,1.1154214559387255E-6,3.0061033329020634E-5,3.361336074180727E-3]
[2004,2,27,20,3.2582565385406727E-3,6.0286195334234983E-4,6.7176521947185167E-4,2.3885488505747157E-6,8.0172213000001118E-5,4.6154444732054503E-3,null,2.3935466376852322E-3,3.8535862334772438E-4,4.3666147123485905E-4,1.1154214559387255E-6,3.5365921563553683E-5,3.2520480752873076E-3]
[2004,2,27,21,2.9778842629143349E-3,7.7894408356869271E-4,7.2489334072010567E-4,2.3885488505747157E-6,8.0172213000001118E-5,4.5642824490537094E-3,null,2.1875824633829388E-3,4.9791302643115338E-4,4.7119586348345725E-4,1.1154214559387255E-6,3.5365921563553683E-5,3.1931726963170416E-3]
[2004,2,27,22,2.8357674201401374E-3,7.86114454307447E-4,7.0686861501004434E-4,2.3885488505747157E-6,8.0172213000001118E-5,4.4113112513082045E-3,null,2.0831820617703096E-3,5.0249643757770167E-4,4.5947941401715682E-4,1.1154214559387255E-6,3.5365921563553683E-5,3.0816392563846606E-3]
[2004,2,27,23,2.6035875297609513E-3,8.6966980799938615E-4,7.0283014945359522E-4,2.3885488505747157E-6,8.0172213000001118E-5,4.2586482490645089E-3,null,1.9126204778736249E-3,5.5590630345751606E-4,4.568543267689709E-4,1.1154214559387255E-6,3.5365921563553683E-5,2.9618624511196039E-3]
[2004,2,27,24,2.2815690060510956E-3,9.2089826904470878E-4,7.1226372241477653E-4,2.3885488505747157E-6,8.0172213000001118E-5,3.9972917593611573E-3,null,1.6760625685804226E-3,5.8865232286577269E-4,4.6298634689866656E-4,1.1154214559387255E-6,3.5365921563553683E-5,2.7641825813643542E-3]
[2004,2,28,1,1.9866585663615402E-3,1.05824566958812E-3,7.4321066918953669E-4,2.3885488505747157E-6,8.0172213000001118E-5,3.8706756669897725E-3,null,1.4594185189214712E-3,6.7644689158976874E-4,4.831025108755958E-4,1.1154214559387255E-6,3.5365921563553683E-5,2.6554492644063278E-3]
[2004,2,28,2,1.8766064387624628E-3,1.0958074734198761E-3,7.4582622546661814E-4,2.3885488505747157E-6,8.0172213000001118E-5,3.800800899499533E-3,null,1.3785731659331343E-3,7.0045697372351872E-4,4.8480267727144747E-4,1.1154214559387255E-6,3.5365921563553683E-5,2.6003141599475928E-3]
[2004,2,28,3,1.8877320701188964E-3,1.0300727363345542E-3,7.1372897143095072E-4,2.3885488505747157E-6,8.0172213000001118E-5,3.714094539734977E-3,null,1.3867461618928827E-3,6.5843831978643888E-4,4.6393878946726375E-4,1.1154214559387255E-6,3.5365921563553683E-5,2.5456046141660777E-3]
[2004,2,28,4,1.937736395944981E-3,1.0392131418463263E-3,7.118105093480659E-4,2.3885488505747157E-6,8.0172213000001118E-5,3.7713208089899491E-3,null,1.4234798213009132E-3,6.6428100742882217E-4,4.6269174890705225E-4,1.1154214559387255E-6,3.5365921563553683E-5,2.5869339206562795E-3]
[2004,2,28,5,2.0150790433404691E-3,1.0286198242418596E-3,7.0697986347783128E-4,2.3885488505747157E-6,8.0172213000001118E-5,3.8332394929107361E-3,null,1.4802964750644807E-3,6.5750959605328238E-4,4.5955172785271776E-4,1.1154214559387255E-6,3.5365921563553683E-5,2.633839141989973E-3]
[2004,2,28,6,2.0796107200505443E-3,1.0826666046642632E-3,7.3641393005458944E-4,2.3885488505747157E-6,8.0172213000001118E-5,3.981252016619973E-3,null,1.5277020663635535E-3,6.9205712850989917E-4,4.7868448799462707E-4,1.1154214559387255E-6,3.5365921563553683E-5,2.7349250258875716E-3]
[2004,2,28,7,2.3998594665980144E-3,1.0251549765750215E-3,7.2298360613872066E-4,2.3885488505747157E-6,8.0172213000001118E-5,4.2305588111623332E-3,null,1.7629598803062597E-3,6.5529481218841966E-4,4.69954495982128E-4,1.1154214559387255E-6,3.5365921563553683E-5,2.9246905314962999E-3]
[2004,2,28,8,2.5717237438819445E-3,1.0604766724023624E-3,7.868193664003736E-4,2.3885488505747157E-6,6.4137770400000908E-9,4.4214147453122956E-3,null,1.8892130338456668E-3,6.7787298286724087E-4,5.114490779957137E-4,1.1154214559387255E-6,2.8292737250842951E-9,3.0796533454382851E-3]
[2004,2,28,9,2.7526486127473194E-3,1.0650611021893648E-3,8.198162927006182E-4,2.3885488505747157E-6,0,4.6399145564878777E-3,null,2.0221221852350529E-3,6.8080342082531568E-4,5.3289777162683247E-4,1.1154214559387255E-6,0,3.2369387991431397E-3]
[2004,2,28,10,2.8572076367265374E-3,1.0279675783919149E-3,8.0539528612820184E-4,2.3885488505747157E-6,0,4.6929590500972293E-3,null,2.0989322513930721E-3,6.5709267048445958E-4,5.235238151252593E-4,1.1154214559387255E-6,0,3.2806641584587301E-3]
[2004,2,28,11,2.916967086521238E-3,8.8416372916855831E-4,7.4693493272086711E-4,2.3885488505747157E-6,0,4.5504542972612388E-3,null,2.142832118832635E-3,5.6517104056307834E-4,4.8552336022253823E-4,1.1154214559387255E-6,0,3.1946419410741902E-3]
[2004,2,28,12,2.6554747248404556E-3,1.0049216556916119E-3,7.9239443261940653E-4,2.3885488505747157E-6,0,4.4551793620020491E-3,null,1.9507373111715609E-3,6.4236136260156914E-4,5.1507298787802146E-4,1.1154214559387255E-6,0,3.1092870831070899E-3]
[2004,2,28,13,2.5379224527130846E-3,9.7994501291512109E-4,7.5538988833002453E-4,2.3885488505747157E-6,0,4.2756459028088049E-3,null,1.8643822797691691E-3,6.2639590878111446E-4,4.9101925856395994E-4,1.1154214559387255E-6,0,2.9829128685701822E-3]
[2004,2,28,14,2.2417927689430761E-3,1.0863518998431737E-3,8.1393130492227433E-4,2.3885488505747157E-6,0,4.1444645225590989E-3,null,1.6468425616646039E-3,6.9441282581158051E-4,5.2907240623576443E-4,1.1154214559387255E-6,0,2.8714432151678874E-3]
[2004,2,28,15,2.1698203663339062E-3,1.072833557289253E-3,8.0526895542905015E-4,2.3885488505747157E-6,0,4.0503114279027844E-3,null,1.5939709414488231E-3,6.857716935463246E-4,5.23441697523224E-4,1.1154214559387255E-6,0,2.8042997539743102E-3]
[2004,2,28,16,2.3083085833495195E-3,1.0199667281912872E-3,7.7422136944541378E-4,2.3885488505747157E-6,0,4.1048852298367954E-3,null,1.6957057196272192E-3,6.5197840410584395E-4,5.032601159513702E-4,1.1154214559387255E-6,0,2.8520596611403717E-3]
[2004,2,28,17,2.5615908810694157E-3,1.0381297539194508E-3,7.8309266013781506E-4,2.3885488505747157E-6,0,4.3852018439772562E-3,null,{"$f":"E1411*T$5","v":1.8817693352209057E-3},{"$f":"F1411*U$5","v":6.6358848922007201E-4},{"$f":"G1411*V$5","v":5.0902664082227923E-4},{"$f":"H1411*W$5","v":1.1154214559387255E-6},{"$f":"I1411*X$5","v":0},{"$f":"SUM(L1411:P1411)","v":3.0554998867191956E-3}]
[2004,2,28,18,2.9447542433679499E-3,1.0754940823742792E-3,7.9018063198263021E-4,2.3885488505747157E-6,0,{"$f":"SUM(E1412:I1412)","v":4.812817506575434E-3},null,2.1632448319061945E-3,6.8747234205874706E-4,5.1363397106819698E-4,1.1154214559387255E-6,0,3.3654665664890771E-3]
[2004,2,28,19,2.923436529246174E-3,9.9650130987848887E-4,7.5951812718559998E-4,2.3885488505747157E-6,6.6810177473276871E-5,4.7486546926341156E-3,null,2.1475846337739241E-3,6.3697894818203751E-4,4.9370270033800964E-4,1.1154214559387255E-6,2.9471601291172767E-5,3.3088533050410827E-3]
[2004,2,28,20,2.8697177149598135E-3,9.1845414787204997E-4,7.1532208198865491E-4,2.3885488505747157E-6,8.0172213000001118E-5,4.5860547066710949E-3,null,2.1081222753639435E-3,5.8709000305910881E-4,4.6497434471752492E-4,1.1154214559387255E-6,3.5365921563553683E-5,3.1966679661600693E-3]
[2004,2,28,21,2.671114037354913E-3,1.0097866628818555E-3,7.3486689712130545E-4,2.3885488505747157E-6,8.0172213000001118E-5,4.49832835920865E-3,null,1.9622261007870814E-3,6.4547114994677321E-4,4.7767888416591495E-4,1.1154214559387255E-6,3.5365921563553683E-5,3.1218574779192619E-3]
[2004,2,28,22,2.5802797134412488E-3,9.6207311553826388E-4,7.0826461681434776E-4,2.3885488505747157E-6,8.0172213000001118E-5,4.3331782076444364E-3,null,1.8954983314975154E-3,6.1497191738213084E-4,4.6038684444678357E-4,1.1154214559387255E-6,3.5365921563553683E-5,3.0073384363459221E-3]
[2004,2,28,23,2.5232654417971603E-3,9.0903702563486914E-4,6.6887412965427632E-4,2.3885488505747157E-6,8.0172213000001118E-5,4.1837373589368818E-3,null,1.8536150983697454E-3,5.8107043383418466E-4,4.3478220226316817E-4,1.1154214559387255E-6,3.5365921563553683E-5,2.9059490774865906E-3]
[2004,2,28,24,2.0081141180764831E-3,1.0995843925271035E-3,7.3182882928575174E-4,2.3885488505747157E-6,8.0172213000001118E-5,3.922088101739914E-3,null,1.4751799738773736E-3,7.0287123844795126E-4,4.7570407640223347E-4,1.1154214559387255E-6,3.5365921563553683E-5,2.6902366317470504E-3]
[2004,2,29,1,1.4077186408690049E-3,8.9149423818865017E-4,6.2881929358223217E-4,2.3885488505747157E-6,8.0172213000001118E-5,3.0105929344904632E-3,null,1.0341236731371546E-3,5.6985681455952843E-4,4.0874571936362028E-4,1.1154214559387255E-6,3.5365921563553683E-5,2.0492075500797955E-3]
[2004,2,29,2,1.3871955264504979E-3,8.4563585330284523E-4,6.1214077273061035E-4,2.3885488505747157E-6,8.0172213000001118E-5,2.9275329143345296E-3,null,1.0190471956007209E-3,5.405434303418509E-4,3.9790433126851124E-4,1.1154214559387255E-6,3.5365921563553683E-5,1.9939763002305749E-3]
[2004,2,29,3,1.2933714028325442E-3,8.6969995024365062E-4,6.1389862744988804E-4,2.3885488505747157E-6,8.0172213000001118E-5,2.8595307423766587E-3,null,9.501230906497647E-4,5.5592557084317544E-4,3.9904697367643523E-4,1.1154214559387255E-6,3.5365921563553683E-5,1.9415769781888678E-3]
[2004,2,29,4,1.364967320033435E-3,8.0424509336079033E-4,5.8340838333180043E-4,2.3885488505747157E-6,8.0172213000001118E-5,2.8351815585766016E-3,null,1.0027181410582067E-3,5.1408582063177408E-4,3.7922767599772887E-4,1.1154214559387255E-6,3.5365921563553683E-5,1.9325129807072022E-3]
[2004,2,29,5,1.433950209482233E-3,7.9489372286016915E-4,5.7800227384176002E-4,2.3885488505747157E-6,8.0172213000001118E-5,2.8894069680347385E-3,null,1.0533936361105192E-3,5.0810828092711226E-4,3.7571359153019165E-4,1.1154214559387255E-6,3.5365921563553683E-5,1.9736968515873159E-3]
[2004,2,29,6,1.495963593692516E-3,7.9647231646215292E-4,5.8625695932300456E-4,2.3885488505747157E-6,8.0172213000001118E-5,2.9612536313282493E-3,null,1.0989492654823198E-3,5.0911734221206046E-4,3.8107931009129128E-4,1.1154214559387255E-6,3.5365921563553683E-5,2.0256272608051638E-3]
[2004,2,29,7,1.5476251564534727E-3,8.1385787297191001E-4,6.0651772665985153E-4,2.3885488505747157E-6,8.0172213000001118E-5,3.0505615179358104E-3,null,1.136900347105695E-3,5.2023045705632974E-4,3.9424923347703973E-4,1.1154214559387255E-6,3.5365921563553683E-5,2.0878613806585571E-3]
[2004,2,29,8,1.8967737651300355E-3,7.8497986976958014E-4,6.2608643882569007E-4,2.3885488505747157E-6,6.4137770400000908E-9,3.3102350363529202E-3,null,1.3933882781402979E-3,5.0177119370858707E-4,4.0696930649782606E-4,1.1154214559387255E-6,2.8292737250842951E-9,2.3032470290763746E-3]
[2004,2,29,9,2.1218654442703572E-3,7.1057417661787327E-4,6.1309269511712703E-4,2.3885488505747157E-6,0,3.4479208648559322E-3,null,1.5587427937852035E-3,4.5420993142754811E-4,3.9852310076974348E-4,1.1154214559387255E-6,0,2.4125912474384334E-3]
[2004,2,29,10,2.245873517228388E-3,7.3168385251511081E-4,6.5379927397319617E-4,2.3885488505747157E-6,0,3.6337451925672697E-3,null,1.6498403186619465E-3,4.6770356060413763E-4,4.2498323013786382E-4,1.1154214559387255E-6,0,2.5436425308598865E-3]
[2004,2,29,11,2.1497555273106784E-3,7.6297201645980195E-4,6.6352261096575438E-4,2.3885488505747157E-6,0,3.5786387035868093E-3,null,1.5792311174320033E-3,4.8770343572970744E-4,4.3130360296070942E-4,1.1154214559387255E-6,0,2.499353577578359E-3]
[2004,2,29,12,2.0537100651299386E-3,7.7145240227309824E-4,6.6498377726303861E-4,2.3885488505747157E-6,0,3.4925347935166502E-3,null,1.5086751957762462E-3,4.931242286398442E-4,4.3225339167646422E-4,1.1154214559387255E-6,0,2.4351682375484932E-3]
[2004,2,29,13,1.9512176634949186E-3,7.8731398545077913E-4,6.5982394988195687E-4,2.3885488505747157E-6,0,3.4007441476782293E-3,null,1.4333832902985817E-3,5.0326319631491235E-4,4.288993957412289E-4,1.1154214559387255E-6,0,2.3666613038106615E-3]
[2004,2,29,14,1.8832696125203848E-3,7.2590010087904147E-4,6.5502375789418168E-4,2.3885488505747157E-6,0,3.2665820201441824E-3,null,1.3834679975573284E-3,4.6400649769296214E-4,4.2577917034873294E-4,1.1154214559387255E-6,0,2.2743690870549618E-3]
[2004,2,29,15,1.7797118010228798E-3,7.3578635504808034E-4,6.5466182970619889E-4,2.3885488505747157E-6,0,3.1725485346277339E-3,null,1.3073934317323454E-3,4.7032594325678437E-4,4.2554390944140257E-4,1.1154214559387255E-6,0,2.2043787058864707E-3]
[2004,2,29,16,1.8640883003711414E-3,7.1698164495277803E-4,6.4051232107769967E-4,2.3885488505747157E-6,0,3.2239708152521939E-3,null,1.3693772208925249E-3,4.5830568363581668E-4,4.1634643229331736E-4,1.1154214559387255E-6,0,2.2451447582775975E-3]
[2004,2,29,17,2.146027477006136E-3,7.4133119893158368E-4,6.4820251957434715E-4,2.3885488505747157E-6,0,3.5379497443626413E-3,null,1.5764924557686232E-3,4.7387029266178238E-4,4.2134522248414368E-4,1.1154214559387255E-6,0,2.472823392370488E-3]
[2004,2,29,18,2.4892680078555424E-3,7.0603557784957801E-4,6.2524142083256109E-4,2.3885488505747157E-6,0,3.8229335553882559E-3,null,1.8286402559230753E-3,4.5130878936080907E-4,4.0642002709275399E-4,1.1154214559387255E-6,0,2.6874844938325772E-3]
[2004,2,29,19,2.5041905275745751E-3,6.9914870768382736E-4,6.2264288039584842E-4,2.3885488505747157E-6,6.6810177473276871E-5,3.8951808419781025E-3,null,1.8396024826467206E-3,4.4690659613641579E-4,4.0473092134975301E-4,1.1154214559387255E-6,2.9471601291172767E-5,2.7218270228800004E-3]
[2004,2,29,20,2.5416931711164216E-3,6.4896430490374096E-4,5.8808160413400103E-4,2.3885488505747157E-6,8.0172213000001118E-5,3.8612998420047393E-3,null,1.8671522858289154E-3,4.1482795481290256E-4,3.8226536745859167E-4,1.1154214559387255E-6,3.5365921563553683E-5,2.7007269511199017E-3]
[2004,2,29,21,2.4117376477852132E-3,6.7375226638272058E-4,5.9040502550116955E-4,2.3885488505747157E-6,8.0172213000001118E-5,3.7584557015196795E-3,null,1.7716857066204668E-3,4.3067280064896336E-4,3.8377564004055711E-4,1.1154214559387255E-6,3.5365921563553683E-5,2.6226154903294797E-3]
[2004,2,29,22,2.2990356001749849E-3,7.1193560629561963E-4,5.9764277854716869E-4,2.3885488505747157E-6,8.0172213000001118E-5,3.691174746868349E-3,null,1.688893696867139E-3,4.5508017819547299E-4,3.88480331206297E-4,1.1154214559387255E-6,3.5365921563553683E-5,2.5689355492884013E-3]
[2004,2,29,23,1.8594982197181814E-3,7.9444725740656632E-4,6.2250758697677145E-4,2.3885488505747157E-6,8.0172213000001118E-5,3.359013825952095E-3,null,1.3660053034318706E-3,5.0782289334937766E-4,4.0464297779192933E-4,1.1154214559387255E-6,3.5365921563553683E-5,2.3149525175926696E-3]
[2004,2,29,24,1.5604562646007174E-3,8.4145344087797338E-4,6.252023419532095E-4,2.3885488505747157E-6,8.0172213000001118E-5,3.1096728092824765E-3,null,1.146326202743621E-3,5.3786996805851156E-4,4.0639462500217645E-4,1.1154214559387255E-6,3.5365921563553683E-5,2.1270721388238012E-3]
[2004,3,1,1,1.848420972530739E-3,9.1258970629222924E-4,8.0897249106670773E-4,2.2344489247311912E-6,8.0172213000001078E-5,3.652389831814408E-3,null,1.3578678509487134E-3,5.8334136189611347E-4,5.2584907330487248E-4,1.043458781362036E-6,3.5365921563553663E-5,2.5034676664946152E-3]
[2004,3,1,2,1.7760783058656179E-3,9.1122169934944113E-4,8.0610755396441115E-4,2.2344489247311912E-6,8.0172213000001078E-5,3.5758142211042023E-3,null,1.3047242311909403E-3,5.8246691083931642E-4,5.2398680414621061E-4,1.043458781362036E-6,3.5365921563553663E-5,2.447587326521383E-3]
[2004,3,1,3,1.8704810326216239E-3,9.3109162259033583E-4,8.0869716447842864E-4,2.2344489247311912E-6,8.0172213000001078E-5,3.6926764816151208E-3,null,1.3740733835803831E-3,5.9516807106958878E-4,5.2567010525231012E-4,1.043458781362036E-6,3.5365921563553663E-5,2.5313209402471975E-3]
[2004,3,1,4,2.0105517470029328E-3,8.6935259070617386E-4,7.7338666193069931E-4,2.2344489247311912E-6,8.0172213000001078E-5,3.735697661564538E-3,null,1.4769706795666933E-3,5.5570353328975768E-4,5.0271753857335027E-4,1.043458781362036E-6,3.5365921563553663E-5,2.5718011317747169E-3]
[2004,3,1,5,2.196832823198287E-3,8.5712238246372539E-4,7.7920486210225094E-4,2.2344489247311912E-6,8.0172213000001078E-5,3.9155667296889955E-3,null,1.6138145524532269E-3,5.4788579626814551E-4,5.0649949062029622E-4,1.043458781362036E-6,3.5365921563553663E-5,2.7046092196865842E-3]
[2004,3,1,6,2.533355031180292E-3,8.6951069973030981E-4,8.182218061839172E-4,2.2344489247311912E-6,8.0172213000001078E-5,4.3034941990192513E-3,null,1.8610270079164491E-3,5.5580459900727739E-4,5.3186132197438661E-4,1.043458781362036E-6,3.5365921563553663E-5,2.9851023092430286E-3]
[2004,3,1,7,2.9365673429601036E-3,8.3483262627738431E-4,8.6184426285104481E-4,2.2344489247311912E-6,7.7506219703765122E-5,4.7129849007170287E-3,null,2.1572306560079879E-3,5.3363784163922392E-4,5.6021683302945845E-4,1.043458781362036E-6,3.4189886796948937E-5,3.2863186762549811E-3]
[2004,3,1,8,2.9442301135953986E-3,1.0143150250760842E-3,1.0364195942903073E-3,2.2344489247311912E-6,0,4.9971991818865214E-3,null,2.162859801126708E-3,6.4836574863808743E-4,6.736944571427082E-4,1.043458781362036E-6,0,3.4859634656888654E-3]
[2004,3,1,9,3.0089141969759352E-3,1.0635405048024496E-3,1.0961732179677339E-3,2.2344489247311912E-6,0,5.17086236867085E-3,null,2.2103773518339269E-3,6.7983143161213177E-4,7.1253556482481337E-4,1.043458781362036E-6,0,3.6037878070522343E-3]
[2004,3,1,10,2.7548314486074013E-3,1.0736372981639041E-3,1.1119041721347914E-3,2.2344489247311912E-6,0,4.9426073678308273E-3,null,2.0237257174835783E-3,6.8628545706260989E-4,7.2276101471624422E-4,1.043458781362036E-6,0,3.4338156480437946E-3]
[2004,3,1,11,2.5806573124178694E-3,1.0732321983141235E-3,1.1082976031947485E-3,2.2344489247311912E-6,0,4.7644215628514725E-3,null,1.895775719342884E-3,6.8602651101440718E-4,7.2041666932023333E-4,1.043458781362036E-6,0,3.3032623584588862E-3]
[2004,3,1,12,2.5351168726339452E-3,1.0338981894282527E-3,1.0752576333239892E-3,2.2344489247311912E-6,0,4.6465071443109185E-3,null,1.8623212736188712E-3,6.6088360818073193E-4,6.9893999646619058E-4,1.043458781362036E-6,0,3.2231883370471559E-3]
[2004,3,1,13,2.2805064899614354E-3,1.0235618168454577E-3,1.0773436899748805E-3,2.2344489247311912E-6,0,4.3836464457065044E-3,null,1.6752820340264947E-3,6.5427644001091862E-4,7.0029597700798404E-4,1.043458781362036E-6,0,3.0308979098267593E-3]
[2004,3,1,14,2.3107156046535335E-3,8.7019320884643202E-4,9.9223386759145996E-4,2.2344489247311912E-6,0,4.1753771300161568E-3,null,1.6974739406622761E-3,5.5624086932082588E-4,6.4497280876223769E-4,1.043458781362036E-6,0,2.8997310775267012E-3]
[2004,3,1,15,2.201231207231241E-3,9.1188986332466093E-4,9.9596304729120079E-4,2.2344489247311912E-6,0,4.1113185667718335E-3,null,1.6170456477303473E-3,5.8289401151839185E-4,6.4739685372167794E-4,1.043458781362036E-6,0,2.8483799717517787E-3]
[2004,3,1,16,2.3555467848379425E-3,9.096300314175073E-4,9.7654704627532529E-4,2.2344489247311912E-6,0,4.2439583114555063E-3,null,1.7304073574526905E-3,5.8144949224178157E-4,6.3477604614882476E-4,1.043458781362036E-6,0,2.9476763546246588E-3]
[2004,3,1,17,2.7208735571786339E-3,8.1395965878951302E-4,9.0306393895849002E-4,2.2344489247311912E-6,0,4.4401316038513682E-3,null,1.9987799233477333E-3,5.2029552011484642E-4,5.8701048636425356E-4,1.043458781362036E-6,0,3.1071293886081952E-3]
[2004,3,1,18,2.959009290191889E-3,7.7617394025410733E-4,8.4177009133291826E-4,2.2344489247311912E-6,0,4.5791877707036461E-3,null,2.1737167266118111E-3,4.961423082621494E-4,5.4716820083647636E-4,1.043458781362036E-6,0,3.2180706944917991E-3]
[2004,3,1,19,3.208082106370227E-3,7.4194295645877155E-4,8.1316583352712788E-4,2.2344489247311912E-6,6.5473973976724957E-5,4.8308993192575818E-3,null,2.3566880165181202E-3,4.7426133747260966E-4,5.2857483378648579E-4,1.043458781362036E-6,2.8882169288690802E-5,3.3894498158472683E-3]
[2004,3,1,20,3.3084245211232898E-3,8.4127677619817872E-4,8.6607031179400428E-4,2.2344489247311912E-6,8.0172213000001078E-5,5.0981782710402043E-3,null,2.430400520923001E-3,5.3775704128079338E-4,5.6296385341017129E-4,1.043458781362036E-6,3.5365921563553663E-5,3.567530795958881E-3]
[2004,3,1,21,3.3204708073675112E-3,7.190066637463102E-4,7.6402759330448803E-4,2.2344489247311912E-6,8.0172213000001078E-5,4.885911726343041E-3,null,2.4392498388313335E-3,4.5960010676237558E-4,4.9663394782281623E-4,1.043458781362036E-6,3.5365921563553663E-5,3.4318932737614407E-3]
[2004,3,1,22,2.8687680498012658E-3,7.7808720026729147E-4,7.80818799455613E-4,2.2344489247311912E-6,8.0172213000001078E-5,4.510080711448902E-3,null,2.1074246421910236E-3,4.9736529345917378E-4,5.0754858372421439E-4,1.043458781362036E-6,3.5365921563553663E-5,3.1487478997193272E-3]
[2004,3,1,23,2.3372662462007453E-3,8.187570292270749E-4,7.7453927425585574E-4,2.2344489247311912E-6,8.0172213000001078E-5,4.0129692116084078E-3,null,1.7169782976863483E-3,5.2336207300852043E-4,5.0346676074067525E-4,1.043458781362036E-6,3.5365921563553663E-5,2.7802165117804594E-3]
[2004,3,1,24,1.9664841961625347E-3,9.3225179916751292E-4,8.2334669783480749E-4,2.2344489247311912E-6,8.0172213000001078E-5,3.8044893550895874E-3,null,1.444598232247889E-3,5.9590967376344352E-4,5.351926089528289E-4,1.043458781362036E-6,3.5365921563553663E-5,2.6121098953090769E-3]
[2004,3,2,1,1.9994944626256948E-3,9.3821092302572636E-4,8.3354300297789122E-4,2.2344489247311912E-6,8.0172213000001078E-5,3.8536550505540446E-3,null,1.4688478919561998E-3,5.9971883729354879E-4,5.4182042098578729E-4,1.043458781362036E-6,3.5365921563553663E-5,2.6467965305804514E-3]
[2004,3,2,2,1.9463273024463218E-3,9.128764459853556E-4,8.1470225942120234E-4,2.2344489247311912E-6,8.0172213000001078E-5,3.7563126697776118E-3,null,1.4297907839669046E-3,5.8352465031361891E-4,5.2957354281741383E-4,1.043458781362036E-6,3.5365921563553663E-5,2.5792983574428529E-3]
[2004,3,2,3,1.9564020313123419E-3,9.4507405548805313E-4,8.2962907847654299E-4,2.2344489247311912E-6,8.0172213000001078E-5,3.8135118272016703E-3,null,1.4371917768345973E-3,6.0410585701319171E-4,5.39276288033497E-4,1.043458781362036E-6,3.5365921563553663E-5,2.6169833022262013E-3]
[2004,3,2,4,2.0394423106930956E-3,9.3905621541380871E-4,8.1812522042433845E-4,2.2344489247311912E-6,8.0172213000001078E-5,3.8790304084559747E-3,null,1.498193965935787E-3,6.0025916117564457E-4,5.3179853920645595E-4,1.043458781362036E-6,3.5365921563553663E-5,2.6666610466628033E-3]
[2004,3,2,5,2.2331560343132749E-3,9.1569217723171082E-4,8.1074086203381055E-4,2.2344489247311912E-6,8.0172213000001078E-5,4.0419957355035284E-3,null,1.6404979332140155E-3,5.853245089890534E-4,5.2699855149427807E-4,1.043458781362036E-6,3.5365921563553663E-5,2.7892303740422626E-3]
[2004,3,2,6,2.3651965663733367E-3,9.3770315227992924E-4,8.5064652186652031E-4,2.2344489247311912E-6,8.0172213000001078E-5,4.2359529024445187E-3,null,1.7374961799180894E-3,5.9939426243110848E-4,5.5293806671188449E-4,1.043458781362036E-6,3.5365921563553663E-5,2.926237889405998E-3]
[2004,3,2,7,2.7212698363174052E-3,8.6935483804250814E-4,8.5092693796073079E-4,2.2344489247311912E-6,7.4833812550316928E-5,4.5186198737956918E-3,null,1.9990710338201505E-3,5.5570496982167215E-4,5.5312034304996608E-4,1.043458781362036E-6,3.3011022721253196E-5,3.1419508281944038E-3]
[2004,3,2,8,2.8254850763721863E-3,9.6520663494664553E-4,9.862088867276385E-4,2.2344489247311912E-6,0,4.7791350469712016E-3,null,2.0756285529958513E-3,6.1697491113344089E-4,6.4105644493169206E-4,1.043458781362036E-6,0,3.3347033678423465E-3]
[2004,3,2,9,2.7589552376004987E-3,1.0378288234399271E-3,1.0847388878897335E-3,2.2344489247311912E-6,0,4.8837573978548904E-3,null,{"$f":"E1475*T$5","v":2.0267550925994406E-3},{"$f":"F1475*U$5","v":6.6339612983386481E-4},{"$f":"G1475*V$5","v":7.0510301063814358E-4},{"$f":"H1475*W$5","v":1.043458781362036E-6},{"$f":"I1475*X$5","v":0},{"$f":"SUM(L1475:P1475)","v":3.3962976918528107E-3}]
[2004,3,2,10,2.5642579221058209E-3,1.0305515776312751E-3,1.1005568989896314E-3,2.2344489247311912E-6,0,{"$f":"SUM(E1476:I1476)","v":4.6976008476514583E-3},null,1.8837285692559628E-3,6.5874440250053839E-4,7.1538504936042387E-4,1.043458781362036E-6,0,3.2589014798982872E-3]
[2004,3,2,11,2.4575816992027022E-3,1.0036124624943057E-3,1.1085423091090271E-3,2.2344489247311912E-6,0,4.5719709197307662E-3,null,1.8053631883749716E-3,6.4152450619453755E-4,7.2057573329295998E-4,1.043458781362036E-6,0,3.168506886643831E-3]
[2004,3,2,12,2.281365393567077E-3,9.9701906069924557E-4,1.1179870647910484E-3,2.2344489247311912E-6,0,4.3986059679821023E-3,null,1.6759129928884081E-3,6.3730990246173259E-4,7.267150224255644E-4,1.043458781362036E-6,0,3.0409813765570667E-3]
[2004,3,2,13,2.1571363651323506E-3,1.0198892689685943E-3,1.108171129834578E-3,2.2344489247311912E-6,0,4.2874312128602541E-3,null,1.5846531519901771E-3,6.5192889098056382E-4,7.2033445898554596E-4,1.043458781362036E-6,0,2.9579599607376487E-3]
[2004,3,2,14,2.0995147354306459E-3,9.6851250699717399E-4,1.0745885131593215E-3,2.2344489247311912E-6,0,4.144850204511873E-3,null,1.5423237477830329E-3,6.1908807534175167E-4,6.9850505433601234E-4,1.043458781362036E-6,0,2.8609603362421592E-3]
[2004,3,2,15,1.946310979383309E-3,9.2724949293396578E-4,1.0376587545840523E-3,2.2344489247311912E-6,0,3.9134536758260573E-3,null,1.429778792887587E-3,5.927121227602062E-4,6.7449993730345225E-4,1.043458781362036E-6,0,2.6980343117326074E-3]
[2004,3,2,16,2.0435725420983012E-3,9.2173567954099858E-4,1.0103901327933415E-3,2.2344489247311912E-6,0,3.9779328033573719E-3,null,1.5012280737096394E-3,5.8918760852153191E-4,6.5677476165497167E-4,1.043458781362036E-6,0,2.7482339026675051E-3]
[2004,3,2,17,2.3943612099951608E-3,8.4338190612548718E-4,9.4407994057221431E-4,2.2344489247311912E-6,0,4.1840575056175935E-3,null,1.7589208080449989E-3,5.3910267267494284E-4,6.1367174700960423E-4,1.043458781362036E-6,0,2.9127386865109078E-3]
[2004,3,2,18,2.8609856684776269E-3,7.3998781897079201E-4,8.523888613982285E-4,2.2344489247311912E-6,0,4.4555967977713785E-3,null,2.1017076299085216E-3,4.7301158355026276E-4,5.5407062392272754E-4,1.043458781362036E-6,0,3.1298332961628736E-3]
[2004,3,2,19,3.2091887253822651E-3,7.2315726054595275E-4,8.3231223854517838E-4,2.2344489247311912E-6,6.4137770400000859E-5,4.8310304437981276E-3,null,2.3575009495036391E-3,4.6225323200923196E-4,5.4102039831067103E-4,1.043458781362036E-6,2.8292737250842931E-5,3.3901107758557468E-3]
[2004,3,2,20,3.1680712282481293E-3,8.0873256264718649E-4,8.6489849602199736E-4,2.2344489247311912E-6,8.0172213000001078E-5,4.9241089488420448E-3,null,2.3272956400532292E-3,5.1695427994809598E-4,5.6220214859993556E-4,1.043458781362036E-6,3.5365921563553663E-5,3.4428614489461764E-3]
[2004,3,2,21,2.9646444437950096E-3,8.3957703659810127E-4,8.6255584065057073E-4,2.2344489247311912E-6,8.0172213000001078E-5,4.7491839829684138E-3,null,2.1778563647280994E-3,5.3667054161249622E-4,5.6067937351210408E-4,1.043458781362036E-6,3.5365921563553663E-5,3.3116156601976153E-3]
[2004,3,2,22,2.8393301648640492E-3,8.6597020212310751E-4,8.5435860931566557E-4,2.2344489247311912E-6,8.0172213000001078E-5,4.6420656382275549E-3,null,2.085799288361887E-3,5.5354145853819792E-4,5.5535100135022531E-4,1.043458781362036E-6,3.5365921563553663E-5,3.2311011285952257E-3]
[2004,3,2,23,2.5314145958710557E-3,9.0104075400705913E-4,8.49007996157574E-4,2.2344489247311912E-6,8.0172213000001078E-5,4.3638700079604211E-3,null,1.8596015454474476E-3,5.7595909414966248E-4,5.5187299066152408E-4,1.043458781362036E-6,3.5365921563553663E-5,3.0238430106035502E-3]
[2004,3,2,24,2.2495014122519198E-3,9.2566822865310463E-4,8.370424528553451E-4,2.2344489247311912E-6,8.0172213000001078E-5,4.0946187556851017E-3,null,1.6525054052911714E-3,5.917013543362855E-4,5.4409513674615821E-4,1.043458781362036E-6,3.5365921563553663E-5,2.8247112767185306E-3]
[2004,3,3,1,1.7817964781406696E-3,8.082421374067852E-4,7.4738227617910736E-4,2.2344489247311912E-6,8.0172213000001078E-5,3.4198275536512944E-3,null,1.3089248556232892E-3,5.1664079259921246E-4,4.8581414284563392E-4,1.043458781362036E-6,3.5365921563553663E-5,2.3477891714130512E-3]
[2004,3,3,2,1.7351976029292145E-3,7.8223351595414639E-4,7.2789171260475021E-4,2.2344489247311912E-6,8.0172213000001078E-5,3.3277294934128433E-3,null,1.2746928730390549E-3,5.000156821529585E-4,4.7314486804711639E-4,1.043458781362036E-6,3.5365921563553663E-5,2.2842628035840452E-3]
[2004,3,3,3,1.7425646739830389E-3,8.1164219851617811E-4,7.3697586164718336E-4,2.2344489247311912E-6,8.0172213000001078E-5,3.3735893960711322E-3,null,1.2801047943969621E-3,5.1881416390113261E-4,4.7904975530654349E-4,1.043458781362036E-6,3.5365921563553663E-5,2.3143780939495536E-3]
[2004,3,3,4,1.841439037755181E-3,8.0665499577629494E-4,7.2932380956437456E-4,2.2344489247311912E-6,8.0172213000001078E-5,3.4598245050205829E-3,null,1.3527388544105651E-3,5.156262672831053E-4,4.7407576108416912E-4,1.043458781362036E-6,3.5365921563553663E-5,2.378850263122755E-3]
[2004,3,3,5,2.0194565391569034E-3,7.6868628076981861E-4,7.1768334271350882E-4,2.2344489247311912E-6,8.0172213000001078E-5,3.588232824564963E-3,null,1.4835122256565442E-3,4.9135608127442065E-4,4.6650921367500747E-4,1.043458781362036E-6,3.5365921563553663E-5,2.4777869009508877E-3]
[2004,3,3,6,2.270585706122985E-3,8.3407416266317283E-4,7.7986537783058304E-4,2.2344489247311912E-6,8.0172213000001078E-5,3.9669319085414729E-3,null,1.6679941306588979E-3,5.3315302004348149E-4,5.0692883968652801E-4,1.043458781362036E-6,3.5365921563553663E-5,2.744485370733823E-3]
[2004,3,3,7,2.6160143068619328E-3,7.542102529303332E-4,7.9036689401742002E-4,2.2344489247311912E-6,7.3497609053765054E-5,4.2363235117881823E-3,null,1.9217493080303319E-3,4.8210278186011917E-4,5.1375504529441315E-4,1.043458781362036E-6,3.2421590718771248E-5,2.9510721846849972E-3]
[2004,3,3,8,2.7338351430098548E-3,8.6459658693021333E-4,9.3256496974194612E-4,2.2344489247311912E-6,0,4.5332311486067454E-3,null,2.008301629149107E-3,5.5266342260176424E-4,6.0618677464392473E-4,1.043458781362036E-6,0,3.1681952851761578E-3]
[2004,3,3,9,2.6389425597159095E-3,9.319131177225776E-4,1.0087426982298784E-3,2.2344489247311912E-6,0,4.5818328245930962E-3,null,1.9385926234284537E-3,5.9569318338011437E-4,6.5570389466246715E-4,1.043458781362036E-6,0,3.1910331602523971E-3]
[2004,3,3,10,2.3757134165666191E-3,9.0380271918017905E-4,1.0114014751970483E-3,2.2344489247311912E-6,0,4.2931520598685768E-3,null,1.7452219593714301E-3,5.7772458472498734E-4,6.5743215541267763E-4,1.043458781362036E-6,0,2.9814221582904572E-3]
[2004,3,3,11,2.2889774931057136E-3,8.8671379379575842E-4,1.0040274537321165E-3,2.2344489247311912E-6,0,4.1819531895583191E-3,null,1.681504914531444E-3,5.6680108105367063E-4,6.526388869187743E-4,1.043458781362036E-6,0,2.9019883412852508E-3]
[2004,3,3,12,2.1331963988274381E-3,8.9406975661587178E-4,9.9586726321512688E-4,2.2344489247311912E-6,0,4.0253678675831678E-3,null,1.5670666221458802E-3,5.7150312551018352E-4,6.473345920648268E-4,1.043458781362036E-6,0,2.7869477985022523E-3]
[2004,3,3,13,1.9583398969222512E-3,9.01122747095626E-4,9.9762922333250623E-4,2.2344489247311912E-6,0,3.8593263162751143E-3,null,1.438615351577721E-3,5.7601150539167065E-4,6.4847990306755616E-4,1.043458781362036E-6,0,2.6641502188183095E-3]
[2004,3,3,14,1.9159075253959157E-3,8.5387461300602096E-4,9.7450390756129363E-4,2.2344489247311912E-6,0,3.7465204948879615E-3,null,1.4074441227335491E-3,5.4580977212989471E-4,6.3344796316544647E-4,1.043458781362036E-6,0,2.5877453168102523E-3]
[2004,3,3,15,1.8208844916143985E-3,8.4209566890116076E-4,9.6027339316590021E-4,2.2344489247311912E-6,0,3.6254880026061905E-3,null,1.3376392868281882E-3,5.3828049007855069E-4,6.2419783057119467E-4,1.043458781362036E-6,0,2.5011610662592954E-3]
[2004,3,3,16,1.9199792791744932E-3,8.3565837419287273E-4,9.4250494246004809E-4,2.2344489247311912E-6,0,3.7003770447521451E-3,null,1.4104352722796071E-3,5.3416567239414337E-4,6.126479652285359E-4,1.043458781362036E-6,0,2.5582923686836485E-3]
[2004,3,3,17,2.295294707527964E-3,7.4730240616472114E-4,8.6035442637378645E-4,2.2344489247311912E-6,0,3.9051859889912026E-3,null,1.6861456010952732E-3,4.7768718007079608E-4,5.5924840809586259E-4,1.043458781362036E-6,0,2.724124648043294E-3]
[2004,3,3,18,2.7224848910554953E-3,6.018008922481175E-4,7.4489678044515066E-4,2.2344489247311912E-6,0,4.0714170126734941E-3,null,1.9999636247345115E-3,3.8468037679344398E-4,4.8419851852856853E-4,1.043458781362036E-6,0,2.8698859788378862E-3]
[2004,3,3,19,3.0214129501999272E-3,5.5660175714912995E-4,7.0505129516863373E-4,2.2344489247311912E-6,6.1465363326724889E-5,4.3467658147691461E-3,null,2.2195590563438925E-3,3.5578839516865155E-4,4.582981180336009E-4,1.043458781362036E-6,2.7113873210513113E-5,3.0618029015380198E-3]
[2004,3,3,20,2.9756095825112599E-3,6.5353603010630105E-4,7.5142319602644213E-4,2.2344489247311912E-6,8.0172213000001078E-5,4.4629754705687351E-3,null,2.1859114612484574E-3,4.1775027180540023E-4,4.884408254343316E-4,1.043458781362036E-6,3.5365921563553663E-5,3.1285119388331051E-3]
[2004,3,3,21,2.8351907926248898E-3,7.1836567042752892E-4,7.5987761557231269E-4,2.2344489247311912E-6,8.0172213000001078E-5,4.3958407405494636E-3,null,2.0827584656433651E-3,4.5919037398436371E-4,4.9393637532338212E-4,1.043458781362036E-6,3.5365921563553663E-5,3.0722945952960266E-3]
[2004,3,3,22,2.6007324711024024E-3,7.0670045999221163E-4,7.3471795350352523E-4,2.2344489247311912E-6,8.0172213000001078E-5,4.1245575465228713E-3,null,1.9105231242823007E-3,4.5173379224207116E-4,4.7758206769285891E-4,1.043458781362036E-6,3.5365921563553663E-5,2.8762483645621466E-3]
[2004,3,3,23,2.2722686882664725E-3,7.414243408977887E-4,7.251206035128855E-4,2.2344489247311912E-6,8.0172213000001078E-5,3.8212202946018791E-3,null,1.6692304655524766E-3,4.739298304376756E-4,4.7134358906164391E-4,1.043458781362036E-6,3.5365921563553663E-5,2.650913265396712E-3]
[2004,3,3,24,1.95198067743041E-3,7.5654402273502052E-4,7.1806300609728274E-4,2.2344489247311912E-6,8.0172213000001078E-5,3.5089943681874455E-3,null,1.4339438076851655E-3,4.8359456337686399E-4,4.6675600283128894E-4,1.043458781362036E-6,3.5365921563553663E-5,2.4207037542382341E-3]
[2004,3,4,1,1.6481636794146498E-3,7.5785574358319652E-4,6.9682216631466684E-4,2.2344489247311912E-6,8.0172213000001078E-5,3.1852482512372453E-3,null,1.2107569144892275E-3,4.8443303549716807E-4,4.5294901181583701E-4,1.043458781362036E-6,3.5365921563553663E-5,2.1845483421471484E-3]
[2004,3,4,2,1.6052361534687769E-3,7.3372563532871267E-4,6.7809902861344792E-4,2.2344489247311912E-6,8.0172213000001078E-5,3.09946747933567E-3,null,1.1792219404389921E-3,4.6900869954989862E-4,4.4077857991825395E-4,1.043458781362036E-6,3.5365921563553663E-5,2.1254186002520603E-3]
[2004,3,4,3,1.610877372861067E-3,7.6261059752476582E-4,6.8628702539241717E-4,2.2344489247311912E-6,8.0172213000001078E-5,3.1421816577029823E-3,null,1.1833660345424322E-3,4.8747241119335191E-4,4.461009494252403E-4,1.043458781362036E-6,3.5365921563553663E-5,2.1533487755059401E-3]
[2004,3,4,4,1.7033215882200255E-3,7.5558625299516479E-4,6.8118737402868821E-4,2.2344489247311912E-6,8.0172213000001078E-5,3.2225018771686103E-3,null,1.2512764455946534E-3,4.8298234224333807E-4,4.4278606916242841E-4,1.043458781362036E-6,3.5365921563553663E-5,2.2134542373453353E-3]
[2004,3,4,5,1.8732898937700957E-3,7.1521226956296582E-4,6.711931479895909E-4,2.2344489247311912E-6,8.0172213000001078E-5,3.3421019732473847E-3,null,1.3761368000358167E-3,4.571746717007905E-4,4.362896127821516E-4,1.043458781362036E-6,3.5365921563553663E-5,2.3060104648636743E-3]
[2004,3,4,6,2.1052741268248317E-3,7.7334792771433262E-4,7.3379591394270361E-4,2.2344489247311912E-6,8.0172213000001078E-5,3.6948246304066004E-3,null,1.5465546521773324E-3,4.9433587762599254E-4,4.7698272265460037E-4,1.043458781362036E-6,3.5365921563553663E-5,2.5542826328028411E-3]
[2004,3,4,7,2.4353788673308003E-3,6.8798047825170911E-4,7.4931853580076878E-4,2.2344489247311912E-6,7.0825201900316873E-5,3.9457375322083264E-3,null,1.7890527742177476E-3,4.397676922873142E-4,4.8707275217904367E-4,1.043458781362036E-6,3.1242726643075514E-5,2.748179404108543E-3]
[2004,3,4,8,2.5379877471831047E-3,7.9113606381883467E-4,8.9092104326273837E-4,2.2344489247311912E-6,0,4.2222793031894091E-3,null,1.8644302457157813E-3,5.0570632753272303E-4,5.7911734967621982E-4,1.043458781362036E-6,0,2.9502973817060862E-3]
[2004,3,4,9,2.4473223769252428E-3,8.5948971867298913E-4,9.5850079009744086E-4,2.2344489247311912E-6,0,4.2675473346204034E-3,null,1.7978265914091781E-3,5.4939903394643215E-4,6.2304560142721274E-4,1.043458781362036E-6,0,2.9713146855641849E-3]
[2004,3,4,10,2.2007892965293257E-3,8.3742911362021848E-4,9.5821512603935907E-4,2.2344489247311912E-6,0,3.9986679851136339E-3,null,1.6167210158721081E-3,5.3529755624291892E-4,6.2285991380263016E-4,1.043458781362036E-6,0,2.7759219446990193E-3]
[2004,3,4,11,2.117043525059638E-3,8.2138436443050138E-4,9.5443456281867772E-4,2.2344489247311912E-6,0,3.8950969012335481E-3,null,1.5552005654868829E-3,5.2504150603867295E-4,6.2040246847770394E-4,1.043458781362036E-6,0,2.7016879987846218E-3]
[2004,3,4,12,1.9703490983961095E-3,8.3185800823022769E-4,9.4481085389305493E-4,2.2344489247311912E-6,0,3.7492524094441234E-3,null,1.4474374266565339E-3,5.3173642007947489E-4,6.141468559863303E-4,1.043458781362036E-6,0,2.5943641615037011E-3]
[2004,3,4,13,1.8019084675632495E-3,8.4099772955898789E-4,9.4945947928374956E-4,2.2344489247311912E-6,0,3.5946001253307179E-3,null,1.3236993167776395E-3,5.3757867038156486E-4,6.1716855991425371E-4,1.043458781362036E-6,0,2.4794900058548201E-3]
[2004,3,4,14,1.7639768084841522E-3,7.958293004068904E-4,9.2749181858647509E-4,2.2344489247311912E-6,0,3.4895323764022484E-3,null,1.2958343546493781E-3,5.0870631646981101E-4,6.0288912007186099E-4,1.043458781362036E-6,0,2.4084732499724121E-3]
[2004,3,4,15,1.6748772731241398E-3,7.8586520831803997E-4,9.1382484449093057E-4,2.2344489247311912E-6,0,3.3768017748578411E-3,null,1.2303809777413118E-3,5.023371157116918E-4,5.9400530048295589E-4,1.043458781362036E-6,0,2.3277668527173214E-3]
[2004,3,4,16,1.7744103246879598E-3,7.7979246136930178E-4,8.9011650077816095E-4,2.2344489247311912E-6,0,3.4465537357601535E-3,null,1.3034989161513533E-3,4.984553225563425E-4,5.7859438019997522E-4,1.043458781362036E-6,0,2.3815920776890328E-3]
[2004,3,4,17,2.1437405341129083E-3,6.9119069090166818E-4,8.001486297587228E-4,2.2344489247311912E-6,0,3.6373143036980303E-3,null,1.57481244549076E-3,4.4181970953700644E-4,5.2011337852783961E-4,1.043458781362036E-6,0,2.5377889923369683E-3]
[2004,3,4,18,2.558279188027967E-3,5.4335082105806665E-4,6.882784379838591E-4,2.2344489247311912E-6,0,3.7921428959946241E-3,null,1.8793365336134684E-3,3.4731819322306439E-4,4.4739540934488059E-4,1.043458781362036E-6,0,2.6750935949627751E-3]
[2004,3,4,19,2.844570802615575E-3,4.9386101048500724E-4,6.4780885260637519E-4,2.2344489247311912E-6,6.0129159750000805E-5,4.0486042743816892E-3,null,2.0896491113335026E-3,3.1568354591045864E-4,4.2108933070465212E-4,1.043458781362036E-6,2.6524441172665249E-5,2.8539898879026402E-3]
[2004,3,4,20,2.7947295152973284E-3,5.8767427668501631E-4,6.9203227116572418E-4,2.2344489247311912E-6,8.0172213000001078E-5,4.1568427250728013E-3,null,2.0530352215837643E-3,3.7565042707480949E-4,4.4983547958437909E-4,1.043458781362036E-6,3.5365921563553663E-5,2.9149305085878685E-3]
[2004,3,4,21,2.6588427858737764E-3,6.5346990553248325E-4,6.9959329179803786E-4,2.2344489247311912E-6,8.0172213000001078E-5,4.0943126451290302E-3,null,1.9532115212487805E-3,4.1770800396183399E-4,4.5475030145613205E-4,1.043458781362036E-6,3.5365921563553663E-5,2.8620792070116622E-3]
[2004,3,4,22,2.4368349920882359E-3,6.4617261659477934E-4,6.7622411545418572E-4,2.2344489247311912E-6,8.0172213000001078E-5,3.8416383860619329E-3,null,1.7901224574903764E-3,4.130434647524617E-4,4.3955984707107752E-4,1.043458781362036E-6,3.5365921563553663E-5,2.6791351496588314E-3]
[2004,3,4,23,2.1226099649992235E-3,6.8585062379038588E-4,6.6824057720760394E-4,2.2344489247311912E-6,8.0172213000001078E-5,3.5591078279219456E-3,null,1.5592897258840685E-3,4.3840625659113844E-4,4.3437037989510046E-4,1.043458781362036E-6,3.5365921563553663E-5,2.468475742715223E-3]
[2004,3,4,24,1.8136342680635839E-3,7.0492615782792535E-4,6.673317453329314E-4,2.2344489247311912E-6,8.0172213000001078E-5,3.2682988331491727E-3,null,1.3323132027715009E-3,4.5059963103710293E-4,4.337796201296401E-4,1.043458781362036E-6,3.5365921563553663E-5,2.2531018342831595E-3]
[2004,3,5,1,2.1769049132262072E-3,1.0812679202774277E-3,9.1933128621542355E-4,2.2344489247311912E-6,8.0172213000001078E-5,4.2599107816437909E-3,null,{"$f":"E1539*T$5","v":1.5991753178363206E-3},{"$f":"F1539*U$5","v":6.9116306795951839E-4},{"$f":"G1539*V$5","v":5.9758460300560884E-4},{"$f":"H1539*W$5","v":1.043458781362036E-6},{"$f":"I1539*X$5","v":3.5365921563553663E-5},{"$f":"SUM(L1539:P1539)","v":2.9243323691463636E-3}]
[2004,3,5,2,2.1096582254579313E-3,1.0359603338932477E-3,8.9003519336554445E-4,2.2344489247311912E-6,8.0172213000001078E-5,{"$f":"SUM(E1540:I1540)","v":4.1180604146414564E-3},null,1.5497752532621185E-3,6.6220176260691345E-4,5.7854152867776727E-4,1.043458781362036E-6,3.5365921563553663E-5,2.8269279248917152E-3]
[2004,3,5,3,2.1155111930417428E-3,1.0700753093807807E-3,9.0025219331066764E-4,2.2344489247311912E-6,8.0172213000001078E-5,4.1682453576579234E-3,null,1.5540748996266702E-3,6.8400857910367696E-4,5.8518279276576445E-4,1.043458781362036E-6,3.5365921563553663E-5,2.8596756518410272E-3]
[2004,3,5,4,2.248692604364244E-3,1.0587439354829799E-3,8.876910400402023E-4,2.2344489247311912E-6,8.0172213000001078E-5,4.2775342418121583E-3,null,1.6519112472262124E-3,6.7676539080545122E-4,5.7701777988849719E-4,1.043458781362036E-6,3.5365921563553663E-5,2.9421037982650762E-3]
[2004,3,5,5,2.3858700445219621E-3,1.0151121241329965E-3,8.7184115663570055E-4,2.2344489247311912E-6,8.0172213000001078E-5,4.3552299872153914E-3,null,1.7526831160990153E-3,6.4887526660242485E-4,5.667150235002577E-4,1.043458781362036E-6,3.5365921563553663E-5,3.0046827865466133E-3]
[2004,3,5,6,2.7202301603126556E-3,9.0989782431399803E-4,8.1022892943363278E-4,2.2344489247311912E-6,8.0172213000001078E-5,4.5227635759850183E-3,null,1.9983072778126001E-3,5.8162066957576628E-4,5.2666578457529042E-4,1.043458781362036E-6,3.5365921563553663E-5,3.1430031123085727E-3]
[2004,3,5,7,3.0216618108944728E-3,9.1438157064117702E-4,8.8911932964120264E-4,2.2344489247311912E-6,6.8152794827040902E-5,4.8955499549286248E-3,null,2.2197418718072045E-3,5.8448674911935439E-4,5.7794619806265121E-4,1.043458781362036E-6,3.0063862602745696E-5,3.4132821403733177E-3]
[2004,3,5,8,3.1303706271650893E-3,1.0238167255277805E-3,1.0216464382859925E-3,2.2344489247311912E-6,0,5.1780682399035936E-3,null,2.2996004153544893E-3,6.5443938155724569E-4,6.640915961301986E-4,1.043458781362036E-6,0,3.6191748518232952E-3]
[2004,3,5,9,3.0001596330296591E-3,1.0459208189143299E-3,1.0654908458003786E-3,2.2344489247311912E-6,0,5.1138057466690989E-3,null,2.2039461648324901E-3,6.6856865767189386E-4,6.9259137988754264E-4,1.043458781362036E-6,0,3.5661496611732887E-3]
[2004,3,5,10,2.9512783277801592E-3,9.9173392978290135E-4,1.0616341343176656E-3,2.2344489247311912E-6,0,5.0068808408054565E-3,null,2.1680374871572792E-3,6.339315655757451E-4,6.9008443659641201E-4,1.043458781362036E-6,0,3.493096948110798E-3]
[2004,3,5,11,2.7297554631698778E-3,9.6613083828368698E-4,1.0404267961639851E-3,2.2344489247311912E-6,0,4.7385475465422811E-3,null,2.0053046570419992E-3,6.1756567610655143E-4,6.7629922234188134E-4,1.043458781362036E-6,0,3.300213014271794E-3]
[2004,3,5,12,2.5702239374714112E-3,9.637732827523348E-4,1.0331700488766388E-3,2.2344489247311912E-6,0,4.5694017180251158E-3,null,1.8881112616099182E-3,6.1605869038786282E-4,6.7158218452119227E-4,1.043458781362036E-6,0,3.1767955953003351E-3]
[2004,3,5,13,2.4280163985645731E-3,9.1126779867542777E-4,9.9522781081943937E-4,2.2344489247311912E-6,0,4.3367464569841717E-3,null,1.7836442337446398E-3,5.8249637823678776E-4,6.4691893460625059E-4,1.043458781362036E-6,0,3.01410300536904E-3]
[2004,3,5,14,2.0936381589533384E-3,9.0140791220648636E-4,9.9021376864856579E-4,2.2344489247311912E-6,0,3.9874942887331219E-3,null,1.5380067580979115E-3,5.7619378731199871E-4,6.4365970211295684E-4,1.043458781362036E-6,0,2.7589037063042287E-3]
[2004,3,5,15,2.0588071248754287E-3,8.5338181597107658E-4,9.5636652251524163E-4,2.2344489247311912E-6,0,3.870789912286478E-3,null,1.512419544961643E-3,5.4549476869349741E-4,6.2165828276968427E-4,1.043458781362036E-6,0,2.6806160552061862E-3]
[2004,3,5,16,2.1354708590403796E-3,8.4336803189229788E-4,9.4387813588251996E-4,2.2344489247311912E-6,0,3.9249514757399287E-3,null,1.5687374625265684E-3,5.3909380405191526E-4,6.1354056973196352E-4,1.043458781362036E-6,0,2.7224152950918092E-3]
[2004,3,5,17,2.517758639467065E-3,8.5418428054878377E-4,9.2603187578453811E-4,2.2344489247311912E-6,0,4.3002092447251179E-3,null,1.849569748334938E-3,5.4600771638116635E-4,6.0194012665372334E-4,1.043458781362036E-6,0,2.9985610501511899E-3]
[2004,3,5,18,2.7889301511517832E-3,8.1224203048184407E-4,8.7035396281271425E-4,2.2344489247311912E-6,0,4.4737605933710721E-3,null,2.0487749528212869E-3,5.1919758570980281E-4,5.6574831634732239E-4,1.043458781362036E-6,0,3.1347643136597739E-3]
[2004,3,5,19,3.024421803014658E-3,8.250889988105542E-4,8.6938232260914353E-4,2.2344489247311912E-6,5.8792956173276714E-5,4.7799205295323633E-3,null,2.2217693886037379E-3,5.2740956525486489E-4,5.6511672985176719E-4,1.043458781362036E-6,2.5935009134817379E-5,3.3412741516265494E-3]
[2004,3,5,20,3.3253966018600609E-3,6.6389550938216813E-4,7.5851416861841096E-4,2.2344489247311912E-6,8.0172213000001078E-5,4.8302129417853723E-3,null,2.4428683749122436E-3,4.2437221012845176E-4,4.9305010622878757E-4,1.043458781362036E-6,3.5365921563553663E-5,3.3967000716143983E-3]
[2004,3,5,21,3.3190995022913724E-3,5.9210648155466541E-4,6.9453547916636525E-4,2.2344489247311912E-6,8.0172213000001078E-5,4.6881481249371349E-3,null,2.4382424649135931E-3,3.7848356052682736E-4,4.5146261724599566E-4,1.043458781362036E-6,3.5365921563553663E-5,3.3045980230313318E-3]
[2004,3,5,22,3.1233452996829959E-3,6.9074573566375646E-4,7.3448021421623723E-4,2.2344489247311912E-6,8.0172213000001078E-5,4.6309779114877218E-3,null,2.2944395421161485E-3,4.4153528731234558E-4,4.774275321736799E-4,1.043458781362036E-6,3.5365921563553663E-5,3.2498117419470897E-3]
[2004,3,5,23,2.6080507579364833E-3,8.8953072449668305E-4,8.2274005496044155E-4,2.2344489247311912E-6,8.0172213000001078E-5,4.4027281993183403E-3,null,1.9158992082824807E-3,5.6860170643889508E-4,5.347982783707201E-4,1.043458781362036E-6,3.5365921563553663E-5,3.0557085734370113E-3]
[2004,3,5,24,2.2394412988027352E-3,8.9911559932647606E-4,8.1123474063206922E-4,2.2344489247311912E-6,8.0172213000001078E-5,4.0321983006860133E-3,null,1.6451151490494661E-3,5.7472850569847912E-4,5.2731958293364997E-4,1.043458781362036E-6,3.5365921563553663E-5,2.7835726180265108E-3]
[2004,3,6,1,2.2771069101884069E-3,9.5107369178326206E-4,8.3744088555746813E-4,2.2344489247311912E-6,8.0172213000001078E-5,4.1480281494538692E-3,null,1.6727846699794884E-3,6.0794091671548451E-4,5.4435412635272628E-4,1.043458781362036E-6,3.5365921563553663E-5,2.8614890933926149E-3]
[2004,3,6,2,2.1436411043916203E-3,9.4654789722575686E-4,8.2560700478351734E-4,2.2344489247311912E-6,8.0172213000001078E-5,3.9982026683256268E-3,null,1.5747394034597657E-3,6.0504795929701492E-4,5.3666185584007027E-4,1.043458781362036E-6,3.5365921563553663E-5,2.7528585989417664E-3]
[2004,3,6,3,2.2216431219636711E-3,9.3059016717131555E-4,8.0950396197806496E-4,2.2344489247311912E-6,8.0172213000001078E-5,4.0441439130377843E-3,null,1.6320404369062813E-3,5.9484753306105701E-4,5.2619454053560262E-4,1.043458781362036E-6,3.5365921563553663E-5,2.7894918908478567E-3]
[2004,3,6,4,2.2476265178261808E-3,9.7206983551622987E-4,8.2957661729871198E-4,2.2344489247311912E-6,8.0172213000001078E-5,4.1316796325658548E-3,null,1.6511280897864959E-3,6.2136197438828931E-4,5.3924218716844719E-4,1.043458781362036E-6,3.5365921563553663E-5,2.8481416316881478E-3]
[2004,3,6,5,2.3901652539192026E-3,9.0780964824860864E-4,7.959972803827409E-4,2.2344489247311912E-6,8.0172213000001078E-5,4.1763788444752845E-3,null,1.7558384182949326E-3,5.8028587535064596E-4,5.1741491443118486E-4,1.043458781362036E-6,3.5365921563553663E-5,2.8899485884216788E-3]
[2004,3,6,6,2.39925072387131E-3,9.5872515392479533E-4,8.3263825284158699E-4,2.2344489247311912E-6,8.0172213000001078E-5,4.2730207925624243E-3,null,1.7625126920356358E-3,6.1283184887849678E-4,5.4123231443580974E-4,1.043458781362036E-6,3.5365921563553663E-5,2.9529862356948581E-3]
[2004,3,6,7,2.7057480864276992E-3,8.547764716006688E-4,8.0619504618296089E-4,2.2344489247311912E-6,6.5480387753764945E-5,4.4344344408898248E-3,null,1.9876686068411695E-3,5.4638625400034782E-4,5.2404367592189373E-4,1.043458781362036E-6,2.8884998562415884E-5,3.0880269941071887E-3]
[2004,3,6,8,3.0137166616635313E-3,8.6081205514301263E-4,8.4221491978926828E-4,2.2344489247311912E-6,0,4.7189780855205433E-3,null,2.2139052886521698E-3,5.5024429173532651E-4,5.4745734865563507E-4,1.043458781362036E-6,0,3.3126503878244933E-3]
[2004,3,6,9,3.3053662976438264E-3,7.6291301917497144E-4,8.1236166005379206E-4,2.2344489247311912E-6,0,4.8828754257973211E-3,null,2.4281539204972901E-3,4.8766572375877034E-4,5.2805210417528178E-4,1.043458781362036E-6,0,3.4449152072127042E-3]
[2004,3,6,10,3.4485397522185067E-3,6.9665725636517306E-4,7.7279692925143E-4,2.2344489247311912E-6,0,4.9202283867598407E-3,null,2.5333305193161459E-3,4.4531402217321984E-4,5.0233419997245126E-4,1.043458781362036E-6,0,3.4820222002431792E-3]
[2004,3,6,11,3.4581872663827632E-3,6.0857526553321909E-4,7.2292837116036998E-4,2.2344489247311912E-6,0,4.7919253520010835E-3,null,2.540417676148867E-3,3.8901066028324964E-4,4.6991859208860817E-4,1.043458781362036E-6,0,3.4003903873020868E-3]
[2004,3,6,12,3.0434031659730791E-3,7.1337234746423283E-4,7.8117136174910636E-4,2.2344489247311912E-6,0,4.5401813241111493E-3,null,2.2357132806669947E-3,4.5599856522549574E-4,5.0777775660384007E-4,1.043458781362036E-6,0,3.2005330612776923E-3]
[2004,3,6,13,2.778998224445447E-3,7.3879011309128744E-4,7.9035056466462668E-4,2.2344489247311912E-6,0,4.3103733511260928E-3,null,2.0414788637956099E-3,4.722459915497351E-4,5.1374443087287363E-4,1.043458781362036E-6,0,3.0285127449995808E-3]
[2004,3,6,14,2.5825994781056285E-3,7.3513008870988413E-4,7.9402242668456466E-4,2.2344489247311912E-6,0,4.1139864424248086E-3,null,1.8972024529646159E-3,4.699064477300976E-4,5.1613121813920177E-4,1.043458781362036E-6,0,2.8842835776152773E-3]
[2004,3,6,15,2.3621361897536147E-3,6.8201207574222821E-4,7.5201871967837909E-4,2.2344489247311912E-6,0,3.7984014340989528E-3,null,1.7352479977748051E-3,4.359525977007554E-4,4.8882792828882943E-4,1.043458781362036E-6,0,2.6610719825457519E-3]
[2004,3,6,16,2.4041423194604791E-3,6.8034399191195787E-4,7.4365313095733974E-4,2.2344489247311912E-6,0,3.8303738912545075E-3,null,1.7661061052727087E-3,4.3488633288689919E-4,4.8339012029759886E-4,1.043458781362036E-6,0,2.6854260172385685E-3]
[2004,3,6,17,2.6347789860864737E-3,5.9422980634511811E-4,6.807688118358917E-4,2.2344489247311912E-6,0,3.9120120531922148E-3,null,1.9355340221355196E-3,3.7984082235705647E-4,4.4251399496505702E-4,1.043458781362036E-6,0,2.7589322982389947E-3]
[2004,3,6,18,3.004364423995529E-3,5.8201520245334496E-4,6.5429644695409891E-4,2.2344489247311912E-6,0,4.2429105223277036E-3,null,2.2070350447777861E-3,3.7203305987615153E-4,4.2530640299499672E-4,1.043458781362036E-6,0,3.0054179664302963E-3]
[2004,3,6,19,3.2041485231421932E-3,6.3267862106877021E-4,6.9167301299998939E-4,2.2344489247311912E-6,5.7456752676724848E-5,4.5881913588124087E-3,null,2.3537983683893904E-3,4.0441789548153068E-4,4.4960195424746712E-4,1.043458781362036E-6,2.5345577132335437E-5,3.2342072540320855E-3]
[2004,3,6,20,3.1676959860905624E-3,6.8227763475829835E-4,7.1530709737333519E-4,2.2344489247311912E-6,8.0172213000001078E-5,4.647687380146928E-3,null,2.3270199835498388E-3,4.3612234710405247E-4,4.6496460440352571E-4,1.043458781362036E-6,3.5365921563553663E-5,3.2645163154023321E-3]
[2004,3,6,21,3.1749452657669269E-3,5.8186280896762503E-4,6.4405778954306121E-4,2.2344489247311912E-6,8.0172213000001078E-5,4.4832725262023455E-3,null,2.3323453742272633E-3,3.7193564761860468E-4,4.1865106110026685E-4,1.043458781362036E-6,3.5365921563553663E-5,3.1593414632910505E-3]
[2004,3,6,22,2.9625294409773802E-3,6.6749379166420545E-4,6.8465158536098775E-4,2.2344489247311912E-6,8.0172213000001078E-5,4.397081479927306E-3,null,2.1763026632859476E-3,4.266722874495279E-4,4.4503787912993412E-4,1.043458781362036E-6,3.5365921563553663E-5,3.0844222102103256E-3]
[2004,3,6,23,2.5826989809941648E-3,8.0012315568583491E-4,7.4374354817024677E-4,2.2344489247311912E-6,8.0172213000001078E-5,4.2089723467749786E-3,null,1.8972755487449754E-3,5.1145101473775562E-4,4.8344889338091507E-4,1.043458781362036E-6,3.5365921563553663E-5,2.9285848372085617E-3]
[2004,3,6,24,2.2565887051724156E-3,8.0090871179904985E-4,7.3744568200722097E-4,2.2344489247311912E-6,8.0172213000001078E-5,3.8773497609034184E-3,null,1.6577117989374315E-3,5.1195315427512826E-4,4.7935514838686908E-4,1.043458781362036E-6,3.5365921563553663E-5,2.6854294819443443E-3]
[2004,3,7,1,2.3597302794421422E-3,8.8068306477230996E-4,7.8102296719725721E-4,2.2344489247311912E-6,8.0172213000001078E-5,4.1038429733364417E-3,null,1.7334805928855706E-3,5.6294614640175784E-4,5.0768129703514632E-4,1.043458781362036E-6,3.5365921563553663E-5,2.8405174166673901E-3]
[2004,3,7,2,2.2689333367557152E-3,8.9094076342933755E-4,7.8385022615542544E-4,2.2344489247311912E-6,8.0172213000001078E-5,4.0261309882652103E-3,null,1.6667802842055999E-3,5.6950302498942216E-4,5.095190746104818E-4,1.043458781362036E-6,3.5365921563553663E-5,2.7822117641504193E-3]
[2004,3,7,3,2.1797905846695615E-3,9.1170557748515026E-4,7.883823262208327E-4,2.2344489247311912E-6,8.0172213000001078E-5,3.962285150300276E-3,null,1.6012951598742341E-3,5.8277621317828667E-4,5.1246503463487877E-4,1.043458781362036E-6,3.5365921563553663E-5,2.7329457880323153E-3]
[2004,3,7,4,2.2612884517510265E-3,8.3122637817320977E-4,7.3402753001657235E-4,2.2344489247311912E-6,8.0172213000001078E-5,3.9089490218655407E-3,null,1.6611642780434029E-3,5.3133267244224547E-4,4.7713327795672911E-4,1.043458781362036E-6,3.5365921563553663E-5,2.7060396087872931E-3]
[2004,3,7,5,2.3097632781840715E-3,8.929515689813873E-4,7.7869140119991094E-4,2.2344489247311912E-6,8.0172213000001078E-5,4.063812910290102E-3,null,1.6967743524647244E-3,5.7078836279364389E-4,5.0616573027287357E-4,1.043458781362036E-6,3.5365921563553663E-5,2.8101378258761573E-3]
[2004,3,7,6,2.4891585358889304E-3,8.3045165363727978E-4,7.5359654512577551E-4,2.2344489247311912E-6,8.0172213000001078E-5,4.1556133965767184E-3,null,1.8285598367619364E-3,5.3083745661549697E-4,4.8985354789705146E-4,1.043458781362036E-6,3.5365921563553663E-5,2.8856602216194007E-3]
[2004,3,7,7,2.8139198657689529E-3,8.2381005530663385E-4,7.7655177112760892E-4,2.2344489247311912E-6,6.4144184177040861E-5,4.4806603253049679E-3,null,2.0671326378872488E-3,5.2659204491662195E-4,5.047749258843935E-4,1.043458781362036E-6,2.8295566524568017E-5,3.1278386339941939E-3]
[2004,3,7,8,3.0984468160596352E-3,7.7736471978811616E-4,7.7503328132039434E-4,2.2344489247311912E-6,0,4.653079266092877E-3,null,2.2761488762170026E-3,4.9690347283621521E-4,5.037878756858215E-4,1.043458781362036E-6,0,3.277883683520401E-3]
[2004,3,7,9,3.3827364786257084E-3,7.2655518196637473E-4,7.7178088905040763E-4,2.2344489247311912E-6,0,4.8833069985672216E-3,null,2.484990800698634E-3,4.644252355890863E-4,5.0167375254803561E-4,1.043458781362036E-6,0,3.4521332476171174E-3]
[2004,3,7,10,3.5346147733714404E-3,7.9442411437276783E-4,8.3537338664621302E-4,2.2344489247311912E-6,0,5.1666467233151521E-3,null,2.5965620589546929E-3,5.0780809996658883E-4,5.4301020873062178E-4,1.043458781362036E-6,0,3.6484238264332656E-3]
[2004,3,7,11,3.2319086855004441E-3,9.3040963827317399E-4,9.1353590805977032E-4,2.2344489247311912E-6,0,5.0780886807581197E-3,null,2.3741912510517075E-3,5.9473213621559907E-4,5.938174857472912E-4,1.043458781362036E-6,0,3.56378433179596E-3]
[2004,3,7,12,3.1706822572445253E-3,8.7564512724532125E-4,8.7824131946254212E-4,2.2344489247311912E-6,0,4.9268031528771202E-3,null,2.3292137271041713E-3,5.5972581932828974E-4,5.7087526346967521E-4,1.043458781362036E-6,0,3.460858268683498E-3]
[2004,3,7,13,3.106503229862047E-3,8.1410051875031083E-4,8.3456475326218547E-4,2.2344489247311912E-6,0,4.7574029507992744E-3,null,2.2820671953979717E-3,5.2038555996605437E-4,5.4248458008399926E-4,1.043458781362036E-6,0,3.3459807942293873E-3]
[2004,3,7,14,3.0984176902607908E-3,6.711192421611405E-4,7.5741695221177147E-4,2.2344489247311912E-6,0,4.5291883335584334E-3,null,2.2761274801246234E-3,4.2898973111099716E-4,4.9233689256946345E-4,1.043458781362036E-6,0,3.198497562586446E-3]
[2004,3,7,15,2.9242192965646847E-3,6.0545205662728059E-4,7.1383050867103069E-4,2.2344489247311912E-6,0,4.2457363107877271E-3,null,2.1481596621859443E-3,3.8701425716351859E-4,4.6400479080129132E-4,1.043458781362036E-6,0,3.000222168932116E-3]
[2004,3,7,16,2.9638829272200149E-3,6.6246510299279809E-4,7.3791461847781768E-4,2.2344489247311912E-6,0,4.3664970976153615E-3,null,2.1772969473169597E-3,4.2345787238665301E-4,4.7965996692053394E-4,1.043458781362036E-6,0,3.0814582454055084E-3]
[2004,3,7,17,3.4295967113284645E-3,5.8370160861698748E-4,6.7970062261488162E-4,2.2344489247311912E-6,0,4.6952333914850649E-3,null,{"$f":"E1603*T$5","v":2.5194147790134494E-3},{"$f":"F1603*U$5","v":3.7311103660701578E-4},{"$f":"G1603*V$5","v":4.4181964958473174E-4},{"$f":"H1603*W$5","v":1.043458781362036E-6},{"$f":"I1603*X$5","v":0},{"$f":"SUM(L1603:P1603)","v":3.335388923986559E-3}]
[2004,3,7,18,3.7088925788955158E-3,6.0766021785541827E-4,6.7968952382652808E-4,2.2344489247311912E-6,0,{"$f":"SUM(E1604:I1604)","v":4.9984767695021928E-3},null,2.7245882135871159E-3,3.8842574774819932E-4,4.4181243513969812E-4,1.043458781362036E-6,0,3.555869855256375E-3]
[2004,3,7,19,4.00811712855323E-3,5.7614739136563114E-4,6.6680982498770009E-4,2.2344489247311912E-6,5.4784345523276653E-5,5.3080931393545694E-3,null,2.9444014499834369E-3,3.6828226487193964E-4,4.3344036096704862E-4,1.043458781362036E-6,2.4166713056639693E-5,3.7713342476604268E-3]
[2004,3,7,20,4.1865033162252719E-3,5.442747871383291E-4,6.4809515029959396E-4,2.2344489247311912E-6,8.0172213000001078E-5,5.4612799155879278E-3,null,3.075445661714886E-3,3.4790880653799645E-4,4.212754302053532E-4,1.043458781362036E-6,3.5365921563553663E-5,3.8810392788031513E-3]
[2004,3,7,21,3.8216503808191377E-3,7.2566735086915344E-4,7.4668767809980699E-4,2.2344489247311912E-6,8.0172213000001078E-5,5.3764120717128307E-3,null,2.8074211809961044E-3,4.6385772031051601E-4,4.8536263953698888E-4,1.043458781362036E-6,3.5365921563553663E-5,3.7930509211885248E-3]
[2004,3,7,22,3.4901901208257667E-3,8.6412945438167654E-4,8.1568260402343519E-4,2.2344489247311912E-6,8.0172213000001078E-5,5.2524088411556105E-3,null,2.5639272812834858E-3,5.5236482429940484E-4,5.3021078735452265E-4,1.043458781362036E-6,3.5365921563553663E-5,3.682912273282329E-3]
[2004,3,7,23,2.9454090880608207E-3,9.5110356524126928E-4,8.4568461768860033E-4,2.2344489247311912E-6,8.0172213000001078E-5,4.8246039329154222E-3,null,2.1637258871252314E-3,6.079600122888384E-4,5.4971272500669709E-4,1.043458781362036E-6,3.5365921563553663E-5,3.3578080047656821E-3]
[2004,3,7,24,2.5777801614769481E-3,1.041616610048153E-3,8.8910670447046283E-4,2.2344489247311912E-6,8.0172213000001078E-5,4.590910137920296E-3,null,1.8936621365481297E-3,6.6581734123191097E-4,5.7793799143707723E-4,1.043458781362036E-6,3.5365921563553663E-5,3.1738268495620334E-3]
[2004,3,8,1,1.5815495720620815E-3,7.2834842933528518E-4,6.7193696413107113E-4,2.2344489247311912E-6,8.0172213000001078E-5,3.0642416274531703E-3,null,1.1618215495816026E-3,4.6557150685993696E-4,4.3677310886270536E-4,1.043458781362036E-6,3.5365921563553663E-5,2.1005755456491603E-3]
[2004,3,8,2,1.5196095700662768E-3,7.2812178455704604E-4,6.6985911064790531E-4,2.2344489247311912E-6,8.0172213000001078E-5,2.9999971271959607E-3,null,1.1163198274913963E-3,4.6542663203536568E-4,4.3542246055185206E-4,1.043458781362036E-6,3.5365921563553663E-5,2.0535783004235293E-3]
[2004,3,8,3,1.6091731446308711E-3,7.3901252688173056E-4,6.674484695076069E-4,2.2344489247311912E-6,8.0172213000001078E-5,3.0980408029449408E-3,null,1.1821140920689089E-3,4.723881618618995E-4,4.3385549328943623E-4,1.043458781362036E-6,3.5365921563553663E-5,2.1247671275651603E-3]
[2004,3,8,4,1.7723761886484972E-3,6.5847748823128264E-4,6.2087383046456222E-4,2.2344489247311912E-6,8.0172213000001078E-5,3.1341341692690742E-3,null,1.3020046202233751E-3,4.2090892776273171E-4,4.0358100181939877E-4,1.043458781362036E-6,3.5365921563553663E-5,2.162903930150421E-3]
[2004,3,8,5,1.9588521091611199E-3,6.2833743447139362E-4,6.1544279353506514E-4,2.2344489247311912E-6,8.0172213000001078E-5,3.2850389990923107E-3,null,1.4389916276221712E-3,4.0164294230761455E-4,4.0005071399379572E-4,1.043458781362036E-6,3.5365921563553663E-5,2.2770946642684969E-3]
[2004,3,8,6,2.2812835994718943E-3,6.1134821074605814E-4,6.3545951210340179E-4,2.2344489247311912E-6,8.0172213000001078E-5,3.6104979842460864E-3,null,1.6758529061582223E-3,3.9078316946866758E-4,4.1306200056533913E-4,1.043458781362036E-6,3.5365921563553663E-5,2.5161074565371445E-3]
[2004,3,8,7,2.6795585662059912E-3,5.5034418310341657E-4,6.6043921415422785E-4,2.2344489247311912E-6,6.1471777103764904E-5,3.9540481894921311E-3,null,1.9684295330212381E-3,3.517884576931095E-4,4.2929933041265965E-4,1.043458781362036E-6,2.7116702484238205E-5,2.7776774823926073E-3]
[2004,3,8,8,2.5988956759202602E-3,7.4812401647115535E-4,8.4324074848118804E-4,2.2344489247311912E-6,0,4.1924948897973345E-3,null,1.9091737968489543E-3,4.7821236600243506E-4,5.4812415880427711E-4,1.043458781362036E-6,0,2.9365537804370285E-3]
[2004,3,8,9,2.6416680804433154E-3,7.9399972839982525E-4,9.0029065063637831E-4,2.2344489247311912E-6,0,4.3381929084042505E-3,null,1.9405948172078133E-3,5.07536825932136E-4,5.8520779083344921E-4,1.043458781362036E-6,0,3.0343828927547603E-3]
[2004,3,8,10,2.397862649868195E-3,8.2085196630482646E-4,9.2574493095881627E-4,2.2344489247311912E-6,0,4.1466939960565687E-3,null,1.7614929995026156E-3,5.2470118897662333E-4,6.0175360650333292E-4,1.043458781362036E-6,0,2.8889912537639335E-3]
[2004,3,8,11,2.2225719734278266E-3,8.3886797351147107E-4,9.3352742028572503E-4,2.2344489247311912E-6,0,3.9972018161497543E-3,null,1.6327227801388169E-3,5.3621729759300619E-4,6.0681238766802223E-4,1.043458781362036E-6,0,2.7767959241812071E-3]
[2004,3,8,12,2.1966306262477201E-3,7.9878542327323459E-4,9.0062477887148851E-4,2.2344489247311912E-6,0,3.8982752773171745E-3,null,1.6136660166257207E-3,5.1059591562581256E-4,5.854249811887924E-4,1.043458781362036E-6,0,2.7107303722216877E-3]
[2004,3,8,13,1.9383135928528392E-3,8.1752710562707726E-4,9.1966834151640197E-4,2.2344489247311912E-6,0,3.6777434889210493E-3,null,1.423903835709154E-3,5.2257588694603924E-4,5.9780369601511061E-4,1.043458781362036E-6,0,2.5453268774516657E-3]
[2004,3,8,14,2.0242044088060293E-3,6.5055718674854671E-4,8.2601542881815203E-4,2.2344489247311912E-6,0,3.5030114732974588E-3,null,1.4870000564336516E-3,4.1584614936219659E-4,5.3692734002216513E-4,1.043458781362036E-6,0,2.4408170045993752E-3]
[2004,3,8,15,1.9003799141778333E-3,7.0707643428871529E-4,8.3957775097378011E-4,2.2344489247311912E-6,0,3.4492685483650592E-3,null,1.3960373899662849E-3,4.5197412078911499E-4,5.4574313365687236E-4,1.043458781362036E-6,0,2.3947981031936343E-3]
[2004,3,8,16,2.0521635453871383E-3,6.926952253728274E-4,8.1345623087109129E-4,2.2344489247311912E-6,0,3.5605494505557876E-3,null,1.5075391074766578E-3,4.4278143108763792E-4,5.2876359814608964E-4,1.043458781362036E-6,0,2.4801275954917474E-3]
[2004,3,8,17,2.4422967136285695E-3,5.6138085701331643E-4,7.1922022896935142E-4,2.2344489247311912E-6,0,3.7251322485359682E-3,null,1.7941346907427934E-3,3.5884326923110271E-4,4.6750822195073285E-4,1.043458781362036E-6,0,2.6215296407059909E-3]
[2004,3,8,18,2.6758819337839098E-3,5.1161943603317251E-4,6.520604513843935E-4,2.2344489247311912E-6,0,3.8417962701262067E-3,null,1.9657286434295856E-3,3.2703500437308592E-4,4.2385295901361609E-4,1.043458781362036E-6,0,2.7176600655976495E-3]
[2004,3,8,19,2.9283557919542926E-3,4.572872475727646E-4,6.1164863796179581E-4,2.2344489247311912E-6,5.3448142026724786E-5,4.052974268440309E-3,null,2.1511983715430754E-3,2.9230503471337825E-4,3.9758443335482444E-4,1.043458781362036E-6,2.3577281054157749E-5,2.8657085794467976E-3]
[2004,3,8,20,2.9862912546649079E-3,5.4855999853335008E-4,6.5995526988997944E-4,2.2344489247311912E-6,8.0172213000001078E-5,4.2772131850129695E-3,null,2.1937583205014961E-3,3.5064797950252671E-4,4.2898475649859411E-4,1.043458781362036E-6,3.5365921563553663E-5,3.0098004368475325E-3]
[2004,3,8,21,3.0520245471898316E-3,4.1338348438650798E-4,5.5131354493078322E-4,2.2344489247311912E-6,8.0172213000001078E-5,4.0991282384318555E-3,null,2.2420466303524687E-3,2.6424107471815746E-4,3.5836535840669368E-4,1.043458781362036E-6,3.5365921563553663E-5,2.9010624438222353E-3]
[2004,3,8,22,2.5852872560798239E-3,5.192562277230165E-4,5.9686717548290767E-4,2.2344489247311912E-6,8.0172213000001078E-5,3.7838173212104802E-3,null,1.8991769205539178E-3,3.3191655895797184E-4,3.8797617295975849E-4,1.043458781362036E-6,3.5365921563553663E-5,2.6554790328165638E-3]
[2004,3,8,23,2.0699441716020514E-3,5.9912205707553462E-4,6.1528362923007614E-4,2.2344489247311912E-6,8.0172213000001078E-5,3.3667565198323944E-3,null,1.5206009267622884E-3,3.8296802419172693E-4,3.9994725385985306E-4,1.043458781362036E-6,3.5365921563553663E-5,2.3399255851587839E-3]
[2004,3,8,24,1.680510428262886E-3,7.4469286198016143E-4,6.8423870374223917E-4,2.2344489247311912E-6,8.0172213000001078E-5,3.1918486559100187E-3,null,1.234519147766421E-3,4.7601911933325616E-4,4.4476949742474503E-4,1.043458781362036E-6,3.5365921563553663E-5,2.1917171448693376E-3]
[2004,3,9,1,1.5450015729704491E-3,6.3878020377257101E-4,6.2352030310853829E-4,2.2344489247311912E-6,8.0172213000001078E-5,2.8897087417762909E-3,null,1.1349730374079477E-3,4.083181208945677E-4,4.0530126450166439E-4,1.043458781362036E-6,3.5365921563553663E-5,1.9850018031490955E-3]
[2004,3,9,2,1.5084041326994069E-3,6.1087897947363439E-4,6.0256143702704503E-4,2.2344489247311912E-6,8.0172213000001078E-5,2.8042512111248184E-3,null,1.1080882052676667E-3,3.9048322962975353E-4,3.9167756230143057E-4,1.043458781362036E-6,3.5365921563553663E-5,1.9266583775437668E-3]
[2004,3,9,3,1.5246996669675261E-3,6.4096775787213873E-4,6.1149345755103824E-4,2.2344489247311912E-6,8.0172213000001078E-5,2.8595675443154351E-3,null,1.1200590617043457E-3,4.0971643908604489E-4,3.9748356283562502E-4,1.043458781362036E-6,3.5365921563553663E-5,1.9636684439709316E-3]
[2004,3,9,4,1.6188061254791522E-3,6.2428921808809878E-4,6.0062003843939431E-4,2.2344489247311912E-6,8.0172213000001078E-5,2.9261220439313774E-3,null,1.1891905725877254E-3,3.9905526019592833E-4,3.9041561253242742E-4,1.043458781362036E-6,3.5365921563553663E-5,2.0150708256609969E-3]
[2004,3,9,5,1.8652807215637714E-3,5.9989977694398884E-4,6.0015021703518413E-4,2.2344489247311912E-6,8.0172213000001078E-5,3.1477373774676763E-3,null,1.3702531849863781E-3,3.8346515468104726E-4,3.9011021877336779E-4,1.043458781362036E-6,3.5365921563553663E-5,2.1802379387857087E-3]
[2004,3,9,6,2.0660495491302772E-3,6.3480477348716699E-4,6.4872553908133313E-4,2.2344489247311912E-6,8.0172213000001078E-5,3.4319865236235093E-3,null,1.5177398995803884E-3,4.0577696477498722E-4,4.2168519612491149E-4,1.043458781362036E-6,3.5365921563553663E-5,2.3816114408252028E-3]
[2004,3,9,7,2.633108286893279E-3,6.3320799153278871E-4,7.1416540391406734E-4,2.2344489247311912E-6,5.8799369950316716E-5,4.0415155012151829E-3,null,1.9343067104155389E-3,4.0475627721573055E-4,4.6422247972786141E-4,1.043458781362036E-6,2.5937838408542464E-5,2.8302667645490353E-3]
[2004,3,9,8,2.7318989949771284E-3,7.5170859000948487E-4,8.6474996160929322E-4,2.2344489247311912E-6,0,4.3505919955206373E-3,null,2.0068793161547261E-3,4.8050368048390291E-4,5.6210559811875496E-4,1.043458781362036E-6,0,3.0505320535387458E-3]
[2004,3,9,9,2.5604114518451258E-3,7.9886042906706365E-4,9.1956942428096872E-4,2.2344489247311912E-6,0,4.2810757541178893E-3,null,1.8809029151521377E-3,5.106438604816669E-4,5.9773939773901242E-4,1.043458781362036E-6,0,2.9903296321541787E-3]
[2004,3,9,10,2.3515236735911667E-3,8.0605104032089399E-4,9.3676171591280304E-4,2.2344489247311912E-6,0,4.0965708787495947E-3,null,1.7274519411790332E-3,5.1524020967644042E-4,6.0891474760865554E-4,1.043458781362036E-6,0,2.852650357245491E-3]
[2004,3,9,11,2.2642621824450577E-3,7.9170820483766475E-4,9.3400461857188338E-4,2.2344489247311912E-6,0,3.9922094547793366E-3,null,1.663348809255076E-3,5.0607204886271367E-4,6.0712257655494992E-4,1.043458781362036E-6,0,2.7775868934541014E-3]
[2004,3,9,12,2.1272337699290871E-3,8.166578601258921E-4,9.3309817075233582E-4,2.2344489247311912E-6,0,3.8792242497320459E-3,null,1.5626864175233783E-3,5.2202025186601664E-4,6.0653336647528472E-4,1.043458781362036E-6,0,2.6922834946460418E-3]
[2004,3,9,13,1.9272300610891184E-3,8.2222606427609108E-4,9.356238276371305E-4,2.2344489247311912E-6,0,3.6873144019270712E-3,null,1.415761766515728E-3,5.2557953351240914E-4,6.0817509638207568E-4,1.043458781362036E-6,0,2.5505598551915747E-3]
[2004,3,9,14,1.9031016175161718E-3,7.787424606430052E-4,9.1464204753098524E-4,2.2344489247311912E-6,0,3.5987205746148936E-3,null,1.3980367794548655E-3,4.9778414595918552E-4,5.9453649958559533E-4,1.043458781362036E-6,0,2.4914008837810084E-3]
[2004,3,9,15,1.8396965667967185E-3,7.8990886243503666E-4,9.1365485405218213E-4,2.2344489247311912E-6,0,3.5454947322086684E-3,null,1.3514588184604921E-3,5.0492188155266255E-4,5.9389480313517997E-4,1.043458781362036E-6,0,2.4513189619296966E-3]
[2004,3,9,16,1.9590543322993738E-3,7.8880711483194591E-4,8.9296512314799941E-4,2.2344489247311912E-6,0,3.6430610192040502E-3,null,1.4391401826874045E-3,5.0421762755678535E-4,5.8044604444062184E-4,1.043458781362036E-6,0,2.5248473134661734E-3]
[2004,3,9,17,2.3343453143964943E-3,6.6472162009395801E-4,7.8183703344464437E-4,2.2344489247311912E-6,0,3.7831384168598276E-3,null,1.714832553047682E-3,4.2490027278834126E-4,5.0821045715681234E-4,1.043458781362036E-6,0,2.6489867417741975E-3]
[2004,3,9,18,2.730524876576137E-3,4.6036283231411793E-4,6.3618643996161094E-4,2.2344489247311912E-6,0,3.8293085977765969E-3,null,2.0058698755414505E-3,2.9427099573537714E-4,4.1353451890782905E-4,1.043458781362036E-6,0,2.7147188489660187E-3]
[2004,3,9,19,2.9489254571207759E-3,3.6761898440637142E-4,5.6983505553385755E-4,2.2344489247311912E-6,5.2111938450000696E-5,3.9407258844357364E-3,null,2.1663090457073628E-3,2.349877031746932E-4,3.7040472846486527E-4,1.043458781362036E-6,2.2987849016309881E-5,2.795732785144593E-3]
[2004,3,9,20,2.9688333073562799E-3,5.151675443393341E-4,6.4628486683724349E-4,2.2344489247311912E-6,8.0172213000001078E-5,4.2126923804575896E-3,null,2.1809335442485589E-3,3.2930300971787605E-4,4.200987080156519E-4,1.043458781362036E-6,3.5365921563553663E-5,2.9667446423270027E-3]
[2004,3,9,21,2.8188547288582233E-3,5.9052172342917788E-4,6.5966858719797099E-4,2.2344489247311912E-6,8.0172213000001078E-5,4.1514517014101041E-3,null,2.0707578358466613E-3,3.7747055878373974E-4,4.2879840674061106E-4,1.043458781362036E-6,3.5365921563553663E-5,2.9134361817159276E-3]
[2004,3,9,22,2.4812384663453185E-3,5.4851654624549977E-4,6.1557311734532205E-4,2.2344489247311912E-6,8.0172213000001078E-5,3.7277347918608728E-3,null,1.8227416773867891E-3,3.50620204132503E-4,4.0013542720173533E-4,1.043458781362036E-6,3.5365921563553663E-5,2.6099066890659427E-3]
[2004,3,9,23,2.0536504027614498E-3,5.5694303119370675E-4,5.8897805633666351E-4,2.2344489247311912E-6,8.0172213000001078E-5,3.2819781522165524E-3,null,1.508631367225669E-3,3.5600654278150601E-4,3.8284808017779748E-4,1.043458781362036E-6,3.5365921563553663E-5,2.2838953705298882E-3]
[2004,3,9,24,1.744992085710737E-3,5.8795253966852535E-4,5.9527000315308159E-4,2.2344489247311912E-6,8.0172213000001078E-5,3.0106212904570761E-3,null,1.2818879944336639E-3,3.7582829704928565E-4,3.869379774724932E-4,1.043458781362036E-6,3.5365921563553663E-5,2.0810636493003585E-3]
[2004,3,10,1,2.240120736378168E-3,9.5080642549682268E-4,8.5311091585842222E-4,2.2344489247311912E-6,8.0172213000001078E-5,4.1264447396581446E-3,null,1.6456142704369191E-3,6.0777007599873583E-4,5.5453997445437271E-4,1.043458781362036E-6,3.5365921563553663E-5,2.8443337012349435E-3]
[2004,3,10,2,2.1897286595073356E-3,9.1945591601949128E-4,8.306206159271035E-4,2.2344489247311912E-6,8.0172213000001078E-5,4.0222118533786624E-3,null,1.6085957653764861E-3,5.877303486507842E-4,5.3992080815659389E-4,1.043458781362036E-6,3.5365921563553663E-5,2.7726563025287799E-3]
[2004,3,10,3,2.2057282369458125E-3,9.5052489398049576E-4,8.4480018395388938E-4,2.2344489247311912E-6,8.0172213000001078E-5,4.0834599768049297E-3,null,1.6203492090753678E-3,6.0759011672786249E-4,5.4913782454353794E-4,1.043458781362036E-6,3.5365921563553663E-5,2.8134865306916838E-3]
[2004,3,10,4,2.3028490036411517E-3,9.386760646363148E-4,8.2968435966738487E-4,2.2344489247311912E-6,8.0172213000001078E-5,4.1536160898695837E-3,null,1.6916950597851948E-3,6.0001616295778147E-4,5.3931222196610458E-4,1.043458781362036E-6,3.5365921563553663E-5,2.8674328250539961E-3]
[2004,3,10,5,2.5201718660641066E-3,9.076791782554706E-4,8.1785970973496361E-4,2.2344489247311912E-6,8.0172213000001078E-5,4.328117415979273E-3,null,1.8513425278380241E-3,5.8020247692640455E-4,5.3162595169389891E-4,1.043458781362036E-6,3.5365921563553663E-5,2.9995803368032432E-3]
[2004,3,10,6,2.6714775202264854E-3,9.2589845512631292E-4,8.5602167953784602E-4,2.2344489247311912E-6,8.0172213000001078E-5,4.5358043168153769E-3,null,1.9624931188057114E-3,5.9184851863531261E-4,5.5643203184858176E-4,1.043458781362036E-6,3.5365921563553663E-5,3.1471830496345213E-3]
[2004,3,10,7,3.0642723417018424E-3,8.5745565421568881E-4,8.5705455743979538E-4,2.2344489247311912E-6,5.7463166453764843E-5,4.8384801687358222E-3,null,2.2510439781753058E-3,5.4809882869260901E-4,5.5710342413147753E-4,1.043458781362036E-6,2.534840640606052E-5,3.3826380961868145E-3]
[2004,3,10,8,3.1500283499384047E-3,9.6472758889116367E-4,1.0004468073641869E-3,2.2344489247311912E-6,0,5.1174371951184863E-3,null,2.3140411678526612E-3,6.1666869753439527E-4,6.5031139173791163E-4,1.043458781362036E-6,0,3.5820647159063301E-3]
[2004,3,10,9,3.0745173087682524E-3,1.047117309211007E-3,1.1055963425608971E-3,2.2344489247311912E-6,0,5.2294654094648882E-3,null,{"$f":"E1667*T$5","v":2.258570029664789E-3},{"$f":"F1667*U$5","v":6.6933347265320112E-4},{"$f":"G1667*V$5","v":7.1866079329632466E-4},{"$f":"H1667*W$5","v":1.043458781362036E-6},{"$f":"I1667*X$5","v":0},{"$f":"SUM(L1667:P1667)","v":3.6476077543956768E-3}]
[2004,3,10,10,2.8568221314173754E-3,1.0458973584222481E-3,1.1251769041723033E-3,2.2344489247311912E-6,0,{"$f":"SUM(E1668:I1668)","v":5.0301308429366578E-3},null,2.0986490554796627E-3,6.6855366136489255E-4,7.3138856870506581E-4,1.043458781362036E-6,0,3.4996347443309829E-3]
[2004,3,10,11,2.7410764034127158E-3,1.0187680506173434E-3,1.1335293710647504E-3,2.2344489247311912E-6,0,4.8956082740195406E-3,null,2.013621128790972E-3,6.5121219098330109E-4,7.3681784723270952E-4,1.043458781362036E-6,0,3.4026946257883447E-3]
[2004,3,10,12,2.5459169180109811E-3,1.0162017814635764E-3,1.1456178423939123E-3,2.2344489247311912E-6,0,4.7099709907932009E-3,null,1.8702550909820155E-3,6.4957179231035008E-4,7.4467560694185656E-4,1.043458781362036E-6,0,3.2655459490155839E-3]
[2004,3,10,13,2.4070411587774274E-3,1.0436024524577054E-3,1.1380487198272824E-3,2.2344489247311912E-6,0,4.5909267799871464E-3,null,1.7682356205574012E-3,6.6708672221189804E-4,7.3975551864300109E-4,1.043458781362036E-6,0,3.176121320193662E-3]
[2004,3,10,14,2.3476804208644162E-3,9.8703899211506933E-4,1.1012988554739154E-3,2.2344489247311912E-6,0,4.4382527173781319E-3,null,1.7246286507066359E-3,6.3093048928232758E-4,7.1586733662482623E-4,1.043458781362036E-6,0,3.0724699353951515E-3]
[2004,3,10,15,2.1732716346463269E-3,9.4895824270729867E-4,1.0660122171003831E-3,2.2344489247311912E-6,0,4.1904765433787398E-3,null,1.596506276394746E-3,6.0658868916296468E-4,6.9293028215923003E-4,1.043458781362036E-6,0,2.8970687064983026E-3]
[2004,3,10,16,2.2769711315833397E-3,9.4252919226957407E-4,1.0377847909526514E-3,2.2344489247311912E-6,0,4.2595195637302966E-3,null,1.672684925708347E-3,6.0247914134297189E-4,6.7458186358445985E-4,1.043458781362036E-6,0,2.9507893894171406E-3]
[2004,3,10,17,2.6778413348188127E-3,8.4212675675401287E-4,9.5803282287581083E-4,2.2344489247311912E-6,0,4.4802353633733678E-3,null,1.9671680383033453E-3,5.383003619117482E-4,6.2274141292568931E-4,1.043458781362036E-6,0,3.1292532719221448E-3]
[2004,3,10,18,3.2094079213127679E-3,7.1037021709027565E-4,8.4898371289820107E-4,2.2344489247311912E-6,0,4.7709963002259756E-3,null,2.3576619729455454E-3,4.5407955736373809E-4,5.5185720603401309E-4,1.043458781362036E-6,0,3.3646421951246583E-3]
[2004,3,10,19,3.5985012216456455E-3,6.9304571912951233E-4,8.2844859284570208E-4,2.2344489247311912E-6,5.0775734873276619E-5,5.173005717418867E-3,null,2.6434936592297478E-3,4.4300547208212969E-4,5.3850894763331984E-4,1.043458781362036E-6,2.2398416978462018E-5,3.6484499547050214E-3]
[2004,3,10,20,3.52625291425807E-3,7.9403845163203012E-4,8.6997495849676365E-4,2.2344489247311912E-6,8.0172213000001078E-5,5.2726729863115957E-3,null,2.5904193567061556E-3,5.0756157841713083E-4,5.6550195559893857E-4,1.043458781362036E-6,3.5365921563553663E-5,3.6998922710671403E-3]
[2004,3,10,21,3.2989279423045149E-3,8.3230784425557833E-4,8.7172315564637798E-4,2.2344489247311912E-6,8.0172213000001078E-5,5.0853656041312039E-3,null,2.4234242426489235E-3,5.3202396217845839E-4,5.6663832038418203E-4,1.043458781362036E-6,3.5365921563553663E-5,3.5584959055564797E-3]
[2004,3,10,22,3.1554595460516169E-3,8.6557286342295878E-4,8.6722558520350751E-4,2.2344489247311912E-6,8.0172213000001078E-5,4.9706646566028152E-3,null,2.3180309768322852E-3,5.5328747353608726E-4,5.6371480533809156E-4,1.043458781362036E-6,3.5365921563553663E-5,3.4714426360513795E-3]
[2004,3,10,23,2.8192808412093239E-3,9.0621231031254431E-4,8.6487653158998199E-4,2.2344489247311912E-6,8.0172213000001078E-5,4.6727763450365827E-3,null,2.0710708620842178E-3,5.7926483239935313E-4,5.6218787125880405E-4,1.043458781362036E-6,3.5365921563553663E-5,3.2489329460872905E-3]
[2004,3,10,24,2.5133963820253881E-3,9.3425837717032003E-4,8.5440430865088362E-4,2.2344489247311912E-6,8.0172213000001078E-5,4.3844657297713238E-3,null,1.8463651919997516E-3,5.9719230925323443E-4,5.5538070687586487E-4,1.043458781362036E-6,3.5365921563553663E-5,3.0353475884737665E-3]
[2004,3,11,1,2.5644484440884401E-3,1.1099265306186606E-3,9.7507447686855759E-4,2.2344489247311912E-6,8.0172213000001078E-5,4.7318561135003909E-3,null,1.883868528539558E-3,7.0948209201955029E-4,6.3381884517292402E-4,1.043458781362036E-6,3.5365921563553663E-5,3.2635788460769477E-3]
[2004,3,11,2,2.5028053591298685E-3,1.076113805306885E-3,9.510045486196202E-4,2.2344489247311912E-6,8.0172213000001078E-5,4.6123303749811056E-3,null,1.8385849245648944E-3,6.8786847847910324E-4,6.1817288736349492E-4,1.043458781362036E-6,3.5365921563553663E-5,3.1810356707524081E-3]
[2004,3,11,3,2.5232901271079614E-3,1.1100972648285261E-3,9.6677049956203414E-4,2.2344489247311912E-6,8.0172213000001078E-5,4.6825645534232536E-3,null,1.8536332324368358E-3,7.0959122794977015E-4,6.284210858923554E-4,1.043458781362036E-6,3.5365921563553663E-5,3.2280549266238768E-3]
[2004,3,11,4,2.6234092632552186E-3,1.1029789625821508E-3,9.5421925635803817E-4,2.2344489247311912E-6,8.0172213000001078E-5,4.7630141441201397E-3,null,1.9271817142272074E-3,7.0504109978356542E-4,6.2026251476598429E-4,1.043458781362036E-6,3.5365921563553663E-5,3.2888947091216725E-3]
[2004,3,11,5,2.850974850234386E-3,1.0814086252666502E-3,9.4832698257528425E-4,2.2344489247311912E-6,8.0172213000001078E-5,4.9631171200010529E-3,null,2.0943535863999279E-3,6.9125300875051427E-4,6.1643241331935279E-4,1.043458781362036E-6,3.5365921563553663E-5,3.4384483888147107E-3]
[2004,3,11,6,3.0165676575602931E-3,1.1090195746275714E-3,9.9328091758884088E-4,2.2344489247311912E-6,8.0172213000001078E-5,5.2012748117014375E-3,null,2.2159996576995513E-3,7.0890235181497209E-4,6.4565341320417698E-4,1.043458781362036E-6,3.5365921563553663E-5,3.6069648030636159E-3]
[2004,3,11,7,3.4322897326257698E-3,1.0545609287626722E-3,1.0044823529776865E-3,2.2344489247311912E-6,5.4790759300316662E-5,5.5483582225911762E-3,null,2.5213930983984134E-3,6.740915486393381E-4,6.5293458096198531E-4,1.043458781362036E-6,2.4169542330364779E-5,3.8736322291114634E-3]
[2004,3,11,8,3.544963511242949E-3,1.1671572483629236E-3,1.1538865619058539E-3,2.2344489247311912E-6,0,5.8682417704364574E-3,null,2.6041643414771516E-3,7.4606484613242644E-4,7.5005044791702871E-4,1.043458781362036E-6,0,4.101323094307969E-3]
[2004,3,11,9,3.4822565528597679E-3,1.2507481706843181E-3,1.2614670234092475E-3,2.2344489247311912E-6,0,5.9967061958780647E-3,null,2.5580992058372321E-3,7.9949744802668881E-4,8.1998000252113596E-4,1.043458781362036E-6,0,4.178620115166419E-3]
[2004,3,11,10,3.251231712262494E-3,1.239384945756169E-3,1.2752755534196619E-3,2.2344489247311912E-6,0,5.7681266603630561E-3,null,2.3883861326361154E-3,7.9223390006048398E-4,8.2895583642137696E-4,1.043458781362036E-6,0,4.0106193278993379E-3]
[2004,3,11,11,3.1239535616576853E-3,1.2064564725059955E-3,1.2812230943262232E-3,2.2344489247311912E-6,0,5.613867577414635E-3,null,2.2948863772217117E-3,7.7118551402404877E-4,8.3282186265674896E-4,1.043458781362036E-6,0,3.8999372126838714E-3]
[2004,3,11,12,2.9154730014189769E-3,1.1948639909571685E-3,1.288423032631165E-3,2.2344489247311912E-6,0,5.4009944739320422E-3,null,2.1417345495250524E-3,7.6377542170345575E-4,8.3750197344829587E-4,1.043458781362036E-6,0,3.7440554034581658E-3]
[2004,3,11,13,2.7697437687636299E-3,1.2162734677776676E-3,1.2762330302986409E-3,2.2344489247311912E-6,0,5.2644847157646696E-3,null,2.0346804515101423E-3,7.7746068823653449E-4,8.2957821645911851E-4,1.043458781362036E-6,0,3.6427628149871571E-3]
[2004,3,11,14,2.6956408436758796E-3,1.1550061155850813E-3,1.2365296553291428E-3,2.2344489247311912E-6,0,5.0894110635148343E-3,null,1.9802437289597854E-3,7.3829765536275848E-4,8.0377019064200228E-4,1.043458781362036E-6,0,3.5233550337459081E-3]
[2004,3,11,15,2.5030939818201795E-3,1.1058964432015537E-3,1.1940574181551523E-3,2.2344489247311912E-6,0,4.8052822921016165E-3,null,1.8387969495732943E-3,7.0690599822159693E-4,7.7616234636329487E-4,1.043458781362036E-6,0,3.3229087529395478E-3]
[2004,3,11,16,2.612424627952237E-3,1.1028515172068155E-3,1.1669445921250786E-3,2.2344489247311912E-6,0,4.8844551862088619E-3,null,1.9191122953264397E-3,7.0495963474149581E-4,7.585384412243316E-4,1.043458781362036E-6,0,3.3836538300736291E-3]
[2004,3,11,17,3.0207716443616207E-3,1.0183605033106669E-3,1.0961864884428776E-3,2.2344489247311912E-6,0,5.1375530850398966E-3,null,2.2190879468978286E-3,6.5095168048304598E-4,7.1254419091177387E-4,1.043458781362036E-6,0,3.5836272770740103E-3]
[2004,3,11,18,3.5625900254783538E-3,9.0739621636811503E-4,9.9875229461742474E-4,2.2344489247311912E-6,0,5.4709729853886242E-3,null,2.6171129486181844E-3,5.8002160334039252E-4,6.4920992293961751E-4,1.043458781362036E-6,0,3.8473879336795563E-3]
[2004,3,11,19,3.9840971487870077E-3,9.0858647828796389E-4,9.8894163341389134E-4,2.2344489247311912E-6,4.8103327800000641E-5,5.9319630372135944E-3,null,2.9267561414797489E-3,5.807824370475343E-4,6.4283278754953337E-4,1.043458781362036E-6,2.1219552938132196E-5,4.1726343777963104E-3]
[2004,3,11,20,3.9276572935122104E-3,1.0075703026902107E-3,1.0286191935563894E-3,2.2344489247311912E-6,8.0172213000001078E-5,6.0462534516835427E-3,null,2.8852948801498055E-3,6.440544184586445E-4,6.6862403318808307E-4,1.043458781362036E-6,3.5365921563553663E-5,4.2343827121414483E-3]
[2004,3,11,21,3.6892303018677287E-3,1.0360873533176247E-3,1.0237407562642021E-3,2.2344489247311912E-6,8.0172213000001078E-5,5.8314650733742876E-3,null,2.7101441154897409E-3,6.6228295537458591E-4,6.6545294670788643E-4,1.043458781362036E-6,3.5365921563553663E-5,4.074289397917129E-3]
[2004,3,11,22,3.5403250252639012E-3,1.0628030511763877E-3,1.0144010961889213E-3,2.2344489247311912E-6,8.0172213000001078E-5,5.6999358345539422E-3,null,2.6007568649976994E-3,6.7936003992362588E-4,6.5938197192221362E-4,1.043458781362036E-6,3.5365921563553663E-5,3.9759082571884548E-3]
[2004,3,11,23,3.1832013417046699E-3,1.0896686676833539E-3,1.0030663409874988E-3,2.2344489247311912E-6,8.0172213000001078E-5,5.3583430123002552E-3,null,2.3384103671360507E-3,6.9653295477604688E-4,6.5201414349216858E-4,1.043458781362036E-6,3.5365921563553663E-5,3.7233668457491817E-3]
[2004,3,11,24,2.8563776753367251E-3,1.1051223988342341E-3,9.8382595339063707E-4,2.2344489247311912E-6,8.0172213000001078E-5,5.0277326894863283E-3,null,2.0983225537616868E-3,7.0641121716907471E-4,6.39507488322108E-4,1.043458781362036E-6,3.5365921563553663E-5,3.480650639597785E-3]
[2004,3,12,1,2.5472443254483121E-3,1.2130319686023347E-3,1.0209787293863043E-3,2.2344489247311912E-6,8.0172213000001078E-5,4.8636616853616832E-3,null,1.8712302172714528E-3,7.7538867215911625E-4,6.6365757135183369E-4,1.043458781362036E-6,3.5365921563553663E-5,3.3466858411273183E-3]
[2004,3,12,2,2.4706798420291963E-3,1.1610300113259742E-3,9.8759075518142564E-4,2.2344489247311912E-6,8.0172213000001078E-5,4.7017072704613281E-3,null,1.8149852102604298E-3,7.4214822207547063E-4,6.4195468838728232E-4,1.043458781362036E-6,3.5365921563553663E-5,3.235497501068098E-3]
[2004,3,12,3,2.4797562429914669E-3,1.1978323750213495E-3,9.9900939075353275E-4,2.2344489247311912E-6,8.0172213000001078E-5,4.7590046706910815E-3,null,1.8216528218338438E-3,7.656728584055037E-4,6.4937704081620244E-4,1.043458781362036E-6,3.5365921563553663E-5,3.2731121014004656E-3]
[2004,3,12,4,2.6276911829622523E-3,1.1870618734082477E-3,9.8662311691572607E-4,2.2344489247311912E-6,8.0172213000001078E-5,4.8837828352109583E-3,null,1.9303272536886885E-3,7.5878818828927158E-4,6.4132570323521419E-4,1.043458781362036E-6,3.5365921563553663E-5,3.3668505255580899E-3]
[2004,3,12,5,2.7764482901564292E-3,1.1427914481890106E-3,9.7084362375842435E-4,2.2344489247311912E-6,8.0172213000001078E-5,4.9724900240285964E-3,null,2.0396056575051899E-3,7.304898522889308E-4,6.3106870198286456E-4,1.043458781362036E-6,3.5365921563553663E-5,3.4375735921219007E-3]
[2004,3,12,6,3.1389670690363828E-3,1.0345650700540193E-3,9.078291034197159E-4,2.2344489247311912E-6,8.0172213000001078E-5,5.1637679044348505E-3,null,2.3059154443565658E-3,6.6130988852311869E-4,5.9010794313040004E-4,1.043458781362036E-6,3.5365921563553663E-5,3.5937426563549999E-3]
[2004,3,12,7,3.4844123431778868E-3,1.0530686487443134E-3,9.9755531599663968E-4,2.2344489247311912E-6,5.2118352227040691E-5,5.5893891090706112E-3,null,2.559682870170121E-3,6.7313766032322218E-4,6.4843186175032343E-4,1.043458781362036E-6,2.2990678290034964E-5,3.9052865293150636E-3]
[2004,3,12,8,3.5969781393006095E-3,1.1737574508189832E-3,1.1389779666461024E-3,2.2344489247311912E-6,0,5.9119480056904258E-3,null,2.6423747882683129E-3,7.5028379695223221E-4,7.4035954855000523E-4,1.043458781362036E-6,0,4.1340615925519126E-3]
[2004,3,12,9,3.458667948544698E-3,1.1947135586445178E-3,1.1829620056152557E-3,2.2344489247311912E-6,0,5.8385779617292025E-3,null,2.5407707898950946E-3,7.6367926305786744E-4,7.6895009567928645E-4,1.043458781362036E-6,0,4.0744436074136104E-3]
[2004,3,12,10,3.4014112868395716E-3,1.1357206698665578E-3,1.177132395657E-3,2.2344489247311912E-6,0,5.7164988012878603E-3,null,2.4987094946937144E-3,7.259701021450866E-4,7.6516072703186123E-4,1.043458781362036E-6,0,3.9908837826520237E-3]
[2004,3,12,11,3.1517443056693489E-3,1.1040676332912706E-3,1.1520885185082703E-3,2.2344489247311912E-6,0,5.4101349063936204E-3,null,2.3153017254611968E-3,7.0573699482789432E-4,7.4888168202594805E-4,1.043458781362036E-6,0,3.7709638610964012E-3]
[2004,3,12,12,2.9714334978814859E-3,1.099835385104645E-3,1.1435134378931624E-3,2.2344489247311912E-6,0,5.217016769804024E-3,null,2.1828436692541658E-3,7.0303167675993229E-4,7.4330769991312834E-4,1.043458781362036E-6,0,3.6302265047085881E-3]
[2004,3,12,13,2.8108596680800312E-3,1.0383528384024538E-3,1.0999399218567759E-3,2.2344489247311912E-6,0,4.9513868772639918E-3,null,2.0648845871882541E-3,6.6373108824922561E-4,7.1498400129371578E-4,1.043458781362036E-6,0,3.4446431355125572E-3]
[2004,3,12,14,2.4409317979528578E-3,1.0197338670852112E-3,1.0897355696214812E-3,2.2344489247311912E-6,0,4.5526356835842805E-3,null,1.7931320105401514E-3,6.518295557090076E-4,7.083509584821726E-4,1.043458781362036E-6,0,3.1543559835126933E-3]
[2004,3,12,15,2.3974602493374705E-3,9.6689463128005681E-4,1.0528018326249847E-3,2.2344489247311912E-6,0,4.4193911621672431E-3,null,1.7611973921967067E-3,6.1805390432525371E-4,6.8434325539243671E-4,1.043458781362036E-6,0,3.0646380106957591E-3]
[2004,3,12,16,2.4796183822908425E-3,9.5831296954499855E-4,1.0410629416671101E-3,2.2344489247311912E-6,0,4.4812287424276821E-3,null,1.8215515480352509E-3,6.1256837428985624E-4,6.767127302509875E-4,1.043458781362036E-6,0,3.1118761113574566E-3]
[2004,3,12,17,2.9022185699675842E-3,9.7758094599208136E-4,1.0276378041360916E-3,2.2344489247311912E-6,0,4.9096717690204879E-3,null,2.1319977165103264E-3,6.2488476088081379E-4,6.6798610949733511E-4,1.043458781362036E-6,0,3.425912045669837E-3]
[2004,3,12,18,3.1966408022452569E-3,9.3704880481651411E-4,9.718959502578614E-4,2.2344489247311912E-6,0,5.1078200062443634E-3,null,2.3482831243019529E-3,5.9897599347866464E-4,6.3175273626172299E-4,1.043458781362036E-6,0,3.5800553128237022E-3]
[2004,3,12,19,3.4681397522725189E-3,9.6211072886847888E-4,9.7811967740973026E-4,2.2344489247311912E-6,4.6767124223276557E-5,5.4573717316987354E-3,null,2.5477288681487161E-3,6.1499596040072045E-4,6.357982893447421E-4,1.043458781362036E-6,2.0630120900284332E-5,3.8201966975758249E-3]
[2004,3,12,20,3.7819814746288542E-3,7.9010640959972344E-4,8.6029737491091275E-4,2.2344489247311912E-6,8.0172213000001078E-5,5.5147919210642221E-3,null,2.7782800204062966E-3,5.0504815673557614E-4,5.5921132344933372E-4,1.043458781362036E-6,3.5365921563553663E-5,3.8789488809361219E-3]
[2004,3,12,21,3.7708345202164301E-3,7.0928008730295519E-4,7.9007108958991507E-4,2.2344489247311912E-6,8.0172213000001078E-5,5.3525923590340323E-3,null,2.7700913603242276E-3,4.5338272965420506E-4,5.1356276621718786E-4,1.043458781362036E-6,3.5365921563553663E-5,3.773446236540536E-3]
[2004,3,12,22,3.5585872723293407E-3,8.1360689716373407E-4,8.3271898451778802E-4,2.2344489247311912E-6,8.0172213000001078E-5,5.2873198159355955E-3,null,2.6141724875992384E-3,5.2007002946358476E-4,5.4128479171728153E-4,1.043458781362036E-6,3.5365921563553663E-5,3.7119366891250204E-3]
[2004,3,12,23,3.0069545278250858E-3,1.0155630431623785E-3,9.2179619351649906E-4,2.2344489247311912E-6,8.0172213000001078E-5,5.0267204264286955E-3,null,2.2089377599996108E-3,6.4916350097422512E-4,5.991868444098176E-4,1.043458781362036E-6,3.5365921563553663E-5,3.4936974857285689E-3]
[2004,3,12,24,2.6009272656397782E-3,1.0161063481835884E-3,9.0423559212926747E-4,2.2344489247311912E-6,8.0172213000001078E-5,4.6036758678773661E-3,null,1.9106662222257746E-3,6.495107898914816E-4,5.8777208548028244E-4,1.043458781362036E-6,3.5365921563553663E-5,3.1843584779424543E-3]
[2004,3,13,1,2.3508199756636533E-3,6.9526134401808222E-4,6.7532025593877525E-4,2.2344489247311912E-6,8.0172213000001078E-5,3.8038082375452427E-3,null,{"$f":"E1731*T$5","v":1.726934997903259E-3},{"$f":"F1731*U$5","v":4.4442173355323532E-4},{"$f":"G1731*V$5","v":4.3897231944334611E-4},{"$f":"H1731*W$5","v":1.043458781362036E-6},{"$f":"I1731*X$5","v":3.5365921563553663E-5},{"$f":"SUM(L1731:P1731)","v":2.6467384312447561E-3}]
[2004,3,13,2,2.23343933881027E-3,7.1403979161483648E-4,6.7758442321342032E-4,2.2344489247311912E-6,8.0172213000001078E-5,{"$f":"SUM(E1732:I1732)","v":3.7074702155632591E-3},null,1.6407060514263795E-3,4.5642520578161662E-4,4.4044407562334847E-4,1.043458781362036E-6,3.5365921563553663E-5,2.5739847131762603E-3]
[2004,3,13,3,2.273127011586263E-3,6.3545327471221697E-4,6.2408191333749446E-4,2.2344489247311912E-6,8.0172213000001078E-5,3.6150688615607064E-3,null,1.6698609981308141E-3,4.0619149672204254E-4,4.0566632292048126E-4,1.043458781362036E-6,3.5365921563553663E-5,2.5181281981182537E-3]
[2004,3,13,4,2.2713278810893231E-3,6.7706461501685798E-4,6.44296172780962E-4,2.2344489247311912E-6,8.0172213000001078E-5,3.675095330811875E-3,null,1.6685393395380148E-3,4.3279010478902751E-4,4.1880601520083986E-4,1.043458781362036E-6,3.5365921563553663E-5,2.556544839872798E-3]
[2004,3,13,5,2.499389169551653E-3,5.8199200478692306E-4,5.921959011947061E-4,2.2344489247311912E-6,8.0172213000001078E-5,3.755983737458014E-3,null,1.8360753587950071E-3,3.7201823157135031E-4,3.8493974677378934E-4,1.043458781362036E-6,3.5365921563553663E-5,2.6294427174850623E-3]
[2004,3,13,6,2.511319948267237E-3,6.7685738035494394E-4,6.5504817159573196E-4,2.2344489247311912E-6,8.0172213000001078E-5,3.9256321621426449E-3,null,1.8448398237602007E-3,4.3265763720904115E-4,4.257950397663929E-4,1.043458781362036E-6,3.5365921563553663E-5,2.7397018810805503E-3]
[2004,3,13,7,2.7470847289181449E-3,6.7211927114634224E-4,6.8747319015491555E-4,2.2344489247311912E-6,4.9445945153764734E-5,4.1583575842978979E-3,null,2.0180349025811966E-3,4.2962896500344736E-4,4.4687198138001566E-4,1.043458781362036E-6,2.1811814249705152E-5,2.9173911219957265E-3]
[2004,3,13,8,3.0430729477667088E-3,6.2800357514965937E-4,6.9297472266253274E-4,2.2344489247311912E-6,0,4.3662856945036318E-3,null,2.2354706991918375E-3,4.0142953429952576E-4,4.5044809280881407E-4,1.043458781362036E-6,0,3.0883917850815391E-3]
[2004,3,13,9,3.202769885808331E-3,6.2608040651706816E-4,7.2020011812722246E-4,2.2344489247311912E-6,0,4.5512848593773523E-3,null,2.3527856081245E-3,4.0020021536073377E-4,4.6814517043946148E-4,1.043458781362036E-6,0,3.2221744527060571E-3]
[2004,3,13,10,3.4220363728845113E-3,5.3467354736548827E-4,6.6555308124120218E-4,2.2344489247311912E-6,0,4.6244974504159328E-3,null,2.5138608815691459E-3,3.4177154655537441E-4,4.3262345119350832E-4,1.043458781362036E-6,0,3.2892993380993908E-3]
[2004,3,13,11,3.5012842237033509E-3,4.1629122969142712E-4,5.9752580176498492E-4,2.2344489247311912E-6,0,4.5173357040844938E-3,null,2.5720771161189802E-3,2.6609975019359111E-4,3.8840429384632647E-4,1.043458781362036E-6,0,3.2276246189402594E-3]
[2004,3,13,12,3.3898043806899246E-3,4.4285833396026506E-4,6.0902903271797457E-4,2.2344489247311912E-6,0,4.4439261962928951E-3,null,2.4901829496350929E-3,2.8308185143686038E-4,3.9588163504573534E-4,1.043458781362036E-6,0,3.1701898948990506E-3]
[2004,3,13,13,3.1578054594935167E-3,4.7861622547106669E-4,6.245014316431203E-4,2.2344489247311912E-6,0,4.2631575655324343E-3,null,2.3197543074432244E-3,3.059388450985498E-4,4.0593901861122949E-4,1.043458781362036E-6,0,3.0326756299343654E-3]
[2004,3,13,14,2.9484570088903162E-3,4.5225273608541516E-4,6.1449897438453009E-4,2.2344489247311912E-6,0,4.0174431682849926E-3,null,2.1659649191250376E-3,2.8908689761708757E-4,3.994372117657758E-4,1.043458781362036E-6,0,2.8555324872892628E-3]
[2004,3,13,15,2.8184947603681564E-3,4.5199695352349267E-4,6.0429423462581391E-4,2.2344489247311912E-6,0,3.8770203974421943E-3,null,2.0704933995265369E-3,2.8892339747349358E-4,3.9280391705588707E-4,1.043458781362036E-6,0,2.7532641728372797E-3]
[2004,3,13,16,2.7871201462075414E-3,4.5093729113355774E-4,5.963831111431056E-4,2.2344489247311912E-6,0,3.8366749974089358E-3,null,2.0474453057547537E-3,2.8824604499249072E-4,3.8766152099406655E-4,1.043458781362036E-6,0,2.7243963305226731E-3]
[2004,3,13,17,3.1279794375373166E-3,3.4006519014027648E-4,5.1882391651698304E-4,2.2344489247311912E-6,0,3.9891029931193069E-3,null,2.2978438244212942E-3,2.1737489452501712E-4,3.3724641903350346E-4,1.043458781362036E-6,0,2.8535085967611768E-3]
[2004,3,13,18,3.5118130523741895E-3,2.269684331939187E-4,4.3220074482404368E-4,2.2344489247311912E-6,0,4.1732166793168827E-3,null,2.5798116950773138E-3,1.4508170979124596E-4,2.8093954202041983E-4,1.043458781362036E-6,0,3.0068764056703414E-3]
[2004,3,13,19,3.5872514563753208E-3,2.4639102957708454E-4,4.5063485010087343E-4,2.2344489247311912E-6,4.5430920726724684E-5,4.3319427057047343E-3,null,2.6352294733011611E-3,1.5749693182103117E-4,2.9292209678472768E-4,1.043458781362036E-6,2.0040688897802384E-5,3.1067326495860842E-3]
[2004,3,13,20,3.474925283329028E-3,3.3118842812640911E-4,4.954778264094563E-4,2.2344489247311912E-6,8.0172213000001078E-5,4.3839981997896259E-3,null,2.5527135846230334E-3,2.1170073185728817E-4,3.2207097118589222E-4,1.043458781362036E-6,3.5365921563553663E-5,3.1228946680111297E-3]
[2004,3,13,21,3.6635475674042083E-3,1.666667335426818E-4,3.8606071832175183E-4,2.2344489247311912E-6,8.0172213000001078E-5,4.2986816811933738E-3,null,2.6912773313692816E-3,1.0653593685882729E-4,2.5094755781030192E-4,1.043458781362036E-6,3.5365921563553663E-5,3.0851702063833262E-3]
[2004,3,13,22,3.3643838787086504E-3,3.0701036532751458E-4,4.5956468777785201E-4,2.2344489247311912E-6,8.0172213000001078E-5,4.2133655937387493E-3,null,2.4715088040219908E-3,1.9624574262842601E-4,2.9872667842261542E-4,1.043458781362036E-6,3.5365921563553663E-5,3.0028906054179478E-3]
[2004,3,13,23,2.8961689715077724E-3,5.316253479122296E-4,5.740585332384392E-4,2.2344489247311912E-6,8.0172213000001078E-5,4.0842595145831736E-3,null,2.1275536232102589E-3,3.3982309063029136E-4,3.7315007748674558E-4,1.043458781362036E-6,3.5365921563553663E-5,2.8769361716722112E-3]
[2004,3,13,24,2.5398550230278085E-3,5.7474461194731256E-4,5.9322175540973575E-4,2.2344489247311912E-6,8.0172213000001078E-5,3.790228052309589E-3,null,1.8658019645374439E-3,3.6738558671451613E-4,3.8560657351298773E-4,1.043458781362036E-6,3.5365921563553663E-5,2.6552035051098633E-3]
[2004,3,14,1,2.3057913823495944E-3,8.6804633262488155E-4,7.7048308143732962E-4,2.2344489247311912E-6,8.0172213000001078E-5,4.0267274583365379E-3,null,1.6938565595262631E-3,5.5486855305397927E-4,5.0083015040061868E-4,1.043458781362036E-6,3.5365921563553663E-5,2.7859646433257765E-3]
[2004,3,14,2,2.2163013999882482E-3,8.7838055934286586E-4,7.7338732990384572E-4,2.2344489247311912E-6,8.0172213000001078E-5,3.950475951159692E-3,null,1.6281163564901182E-3,5.6147434955403509E-4,5.0271797276989455E-4,1.043458781362036E-6,3.5365921563553663E-5,2.7287180591589631E-3]
[2004,3,14,3,2.1283939056967838E-3,8.9910323200009616E-4,7.7792583581132591E-4,2.2344489247311912E-6,8.0172213000001078E-5,3.8878296354329382E-3,null,1.5635386644330929E-3,5.7472060031343733E-4,5.0566809672588991E-4,1.043458781362036E-6,3.5365921563553663E-5,2.6803367418173356E-3]
[2004,3,14,4,2.2081553672741827E-3,8.2031734511447811E-4,7.2461627828556547E-4,2.2344489247311912E-6,8.0172213000001078E-5,3.8354956525989588E-3,null,1.6221322023934127E-3,5.2435945089747773E-4,4.7101576709444599E-4,1.043458781362036E-6,3.5365921563553663E-5,2.6539168007302522E-3]
[2004,3,14,5,2.2559087383688115E-3,8.8069316054103272E-4,7.6844100414030596E-4,2.2344489247311912E-6,8.0172213000001078E-5,3.9874495649748825E-3,null,1.6572122887738661E-3,5.6295259977224351E-4,4.9950275736054025E-4,1.043458781362036E-6,3.5365921563553663E-5,2.7560770262515656E-3]
[2004,3,14,6,2.4322241120829906E-3,8.1907542965004791E-4,7.4381890743456015E-4,2.2344489247311912E-6,8.0172213000001078E-5,4.0775251110923309E-3,null,1.7867352606251879E-3,5.2356559945100026E-4,4.8349787848206709E-4,1.043458781362036E-6,3.5365921563553663E-5,2.830208118903171E-3]
[2004,3,14,7,2.7619420294872185E-3,8.1645829231965529E-4,7.6905563266982196E-4,2.2344489247311912E-6,4.6773538000316546E-5,4.3964639414017428E-3,null,2.028949218689072E-3,5.2189268505797783E-4,4.9990227878585669E-4,1.043458781362036E-6,2.0632950174009411E-5,3.0724205914882778E-3]
[2004,3,14,8,3.0320611480207415E-3,7.6621363445193269E-4,7.6513385139798237E-4,2.2344489247311912E-6,0,4.565643082795388E-3,null,2.2273813250295966E-3,4.8977552775664841E-4,4.9735303876808799E-4,1.043458781362036E-6,0,3.2155533503356948E-3]
[2004,3,14,9,3.3117057210602942E-3,7.1566895126209441E-4,7.6193553269619937E-4,2.2344489247311912E-6,0,4.7915446539433196E-3,null,2.4328109220021952E-3,4.5746658965963434E-4,4.95274064582886E-4,1.043458781362036E-6,0,3.3865950350260771E-3]
[2004,3,14,10,3.4615332264903344E-3,7.8156134755041191E-4,8.2423101530158273E-4,2.2344489247311912E-6,0,5.0695600382670604E-3,null,2.5428756506731482E-3,4.9958602178164972E-4,5.3576743383939316E-4,1.043458781362036E-6,0,3.5792725650755529E-3]
[2004,3,14,11,3.1652244588821162E-3,9.1458704717448547E-4,9.0062044861325557E-4,2.2344489247311912E-6,0,4.9826664035945885E-3,null,2.3252043758560464E-3,5.8461809287652306E-4,5.8542216643018923E-4,1.043458781362036E-6,0,3.4962880939441209E-3]
[2004,3,14,12,3.104834620344219E-3,8.610722217289883E-4,8.6608201524252383E-4,2.2344489247311912E-6,0,4.8342233062404621E-3,null,2.2808414187736438E-3,5.5041059421445432E-4,5.6297146089698497E-4,1.043458781362036E-6,0,3.395266932666445E-3]
[2004,3,14,13,3.0420310820453459E-3,8.0062979773112624E-4,8.2311100907404974E-4,2.2344489247311912E-6,0,4.6680063377752528E-3,null,2.2347053345973711E-3,5.1177486811749054E-4,5.3503940631886859E-4,1.043458781362036E-6,0,3.2825630678150921E-3]
[2004,3,14,14,3.0342042200314323E-3,6.6021139570791789E-4,7.474300779328829E-4,2.2344489247311912E-6,0,4.4440801425969642E-3,null,2.2289556463713422E-3,4.2201726806270258E-4,4.8584521498739745E-4,1.043458781362036E-6,0,3.1378615882028042E-3]
[2004,3,14,15,2.8636528894034571E-3,5.9558272047596599E-4,7.0448461463998215E-4,2.2344489247311912E-6,0,4.1659546734441368E-3,null,2.1036669960920826E-3,3.8070562585656537E-4,4.5792976381372075E-4,1.043458781362036E-6,0,2.9433458445437305E-3]
[2004,3,14,16,2.9035276529317338E-3,6.5101641127942558E-4,7.2766730263355416E-4,2.2344489247311912E-6,0,4.2844458157694446E-3,null,2.1329593814652576E-3,4.1613969273816495E-4,4.7299899686274743E-4,1.043458781362036E-6,0,3.0231415298475318E-3]
[2004,3,14,17,3.3622573830461118E-3,5.7274752900534655E-4,6.6976578255469672E-4,2.2344489247311912E-6,0,4.6070051435308859E-3,null,2.4699466598252662E-3,3.6610902061350324E-4,4.3536179533533486E-4,1.043458781362036E-6,0,3.2724609345554665E-3]
[2004,3,14,18,3.635773017216062E-3,5.9671182911328398E-4,6.6983074116473424E-4,2.2344489247311912E-6,0,4.9045500364188113E-3,null,2.6708738792685354E-3,3.8142736944591374E-4,4.3540401979323494E-4,1.043458781362036E-6,0,3.4887487272890461E-3]
[2004,3,14,19,3.9219176820129839E-3,5.7646431110377268E-4,6.6363707703448948E-4,2.2344489247311912E-6,4.4094717150000593E-5,5.2083482362259778E-3,null,2.8810785062568689E-3,3.6848484483792502E-4,4.3137800830431985E-4,1.043458781362036E-6,1.9451256859954517E-5,3.7014360750404303E-3]
[2004,3,14,20,4.0903657034906922E-3,5.4231074680820735E-4,6.4357391489588305E-4,2.2344489247311912E-6,8.0172213000001078E-5,5.3586570271195143E-3,null,3.0048220453746575E-3,3.4665336178216308E-4,4.183365324387559E-4,1.043458781362036E-6,3.5365921563553663E-5,3.8062213199404919E-3]
[2004,3,14,21,3.7457536618572249E-3,7.1200325707124039E-4,7.352202803030995E-4,2.2344489247311912E-6,8.0172213000001078E-5,5.2753838611562971E-3,null,2.7516667201874438E-3,4.5512342161068119E-4,4.7790859064013991E-4,1.043458781362036E-6,3.5365921563553663E-5,3.7211081127831807E-3]
[2004,3,14,22,3.4186050858715767E-3,8.4918484092126535E-4,8.0351421866843955E-4,2.2344489247311912E-6,8.0172213000001078E-5,5.1537108073860137E-3,null,2.511340225078291E-3,5.4281199775654701E-4,5.223010818537785E-4,1.043458781362036E-6,3.5365921563553663E-5,3.6128626850335322E-3]
[2004,3,14,23,2.8824949236441562E-3,9.3569462989936221E-4,8.3334843430781793E-4,2.2344489247311912E-6,8.0172213000001078E-5,4.7339446497760684E-3,null,2.1175085359372461E-3,5.9811038406517864E-4,5.4169394727254978E-4,1.043458781362036E-6,3.5365921563553663E-5,3.2937222476198901E-3]
[2004,3,14,24,2.5201596301356959E-3,1.025603903359462E-3,8.7647212427275853E-4,2.2344489247311912E-6,8.0172213000001078E-5,4.5046423196926488E-3,null,1.8513335392071537E-3,6.5558177308664323E-4,5.6972524951825337E-4,1.043458781362036E-6,3.5365921563553663E-5,3.1130499421569658E-3]
[2004,3,15,1,1.6834334694985273E-3,8.2479414782834636E-4,7.418717747753184E-4,2.2344489247311912E-6,8.0172213000001078E-5,3.3325060540269243E-3,null,1.2366664420137053E-3,5.2722109197675144E-4,4.8223220144635751E-4,1.043458781362036E-6,3.5365921563553663E-5,2.2825291157817298E-3]
[2004,3,15,2,1.615917254982205E-3,8.2456684730660107E-4,7.3974623084483446E-4,2.2344489247311912E-6,8.0172213000001078E-5,3.2626369950583727E-3,null,1.1870683804942282E-3,5.2707579799085569E-4,4.8085055334527071E-4,1.043458781362036E-6,3.5365921563553663E-5,2.2314041121752701E-3]
[2004,3,15,3,1.7058303607269706E-3,8.4071506862186342E-4,7.403120057544114E-4,2.2344489247311912E-6,8.0172213000001078E-5,3.369264097027978E-3,null,1.2531194140434805E-3,5.3739798916756459E-4,4.8121831889377272E-4,1.043458781362036E-6,3.5365921563553663E-5,2.3081451024497333E-3]
[2004,3,15,4,1.8509662487693464E-3,7.7345450695087128E-4,7.0169002641464644E-4,2.2344489247311912E-6,8.0172213000001078E-5,3.4085174440595966E-3,null,1.3597376353904345E-3,4.9440400471154229E-4,4.561132228994262E-4,1.043458781362036E-6,3.5365921563553663E-5,2.3466642433463184E-3]
[2004,3,15,5,2.0325741573757211E-3,7.5447276753124956E-4,7.031798150529809E-4,2.2344489247311912E-6,8.0172213000001078E-5,3.5726334018846835E-3,null,1.4931485543527962E-3,4.8227058522647354E-4,4.5708161673671885E-4,1.043458781362036E-6,3.5365921563553663E-5,2.4689101366609043E-3]
[2004,3,15,6,2.3551648961856598E-3,7.5480347650486483E-4,7.3421015172529748E-4,2.2344489247311912E-6,8.0172213000001078E-5,3.9265851863405539E-3,null,1.7301268183702613E-3,4.8248197948364062E-4,4.7725198589471086E-4,1.043458781362036E-6,3.5365921563553663E-5,2.7262701640935281E-3]
[2004,3,15,7,2.7633331001894893E-3,7.1563180700858918E-4,7.7357562957549187E-4,2.2344489247311912E-6,4.5437334503764686E-5,4.3002123202020666E-3,null,2.0299711126261573E-3,4.574428464820848E-4,5.0284037150277131E-4,1.043458781362036E-6,2.004351817152747E-5,3.0113413075639026E-3]
[2004,3,15,8,2.7233541604273436E-3,8.902133639610598E-4,9.437321487801583E-4,2.2344489247311912E-6,0,4.5595341220932926E-3,null,2.0006021983881264E-3,5.6903806007305071E-4,6.1344567505589097E-4,1.043458781362036E-6,0,3.1841293922984298E-3]
[2004,3,15,9,2.7776205051515675E-3,9.3667882927393493E-4,1.0014535674513149E-3,2.2344489247311912E-6,0,4.7179873508015483E-3,null,2.0404667779317337E-3,5.9873949942729817E-4,6.5096580689380707E-4,1.043458781362036E-6,0,3.2912155430342011E-3]
[2004,3,15,10,2.5324580556627808E-3,9.5380559665071663E-4,1.0212256249424641E-3,2.2344489247311912E-6,0,4.5097237261806922E-3,null,1.8603680810613567E-3,6.0968719228156158E-4,6.6381805863767278E-4,1.043458781362036E-6,0,3.1349167907619531E-3]
[2004,3,15,11,2.3626921569617296E-3,9.6028225366429965E-4,1.0219350089408293E-3,2.2344489247311912E-6,0,4.3471438684915889E-3,null,1.7356564166411241E-3,6.1382717095630212E-4,6.6427917310358717E-4,1.043458781362036E-6,0,3.0148062194823755E-3]
[2004,3,15,12,2.3254750485208861E-3,9.22002471421788E-4,9.8984473147674347E-4,2.2344489247311912E-6,0,4.2395567003441492E-3,null,1.7083163702944833E-3,5.8935814599090015E-4,6.4341982021714355E-4,1.043458781362036E-6,0,2.9421377952838887E-3]
[2004,3,15,13,2.0769777745881339E-3,9.2239650109177064E-4,9.9810923408771715E-4,2.2344489247311912E-6,0,3.9997179586923528E-3,null,1.5257678792655715E-3,5.8961001581008649E-4,6.4879192011831055E-4,1.043458781362036E-6,0,2.7652132739753306E-3]
[2004,3,15,14,2.1277851512159916E-3,7.6768872159737169E-4,9.1198040018903236E-4,2.2344489247311912E-6,0,3.8096887219271265E-3,null,1.5630914675278031E-3,4.9071842612423118E-4,5.9280637303161978E-4,1.043458781362036E-6,0,2.6476597254650163E-3]
[2004,3,15,15,2.0160032512457141E-3,8.1400594935498115E-4,9.1899727133661459E-4,2.2344489247311912E-6,0,3.751240920862041E-3,null,1.4809754070939124E-3,5.2032510975553265E-4,5.97367486334237E-4,1.043458781362036E-6,0,2.5997114619650441E-3]
[2004,3,15,16,2.1659977225711928E-3,8.0699499693447823E-4,8.9703681708313871E-4,2.2344489247311912E-6,0,3.8722639855135405E-3,null,1.591162790519919E-3,5.1584360124741957E-4,5.8309273083134304E-4,1.043458781362036E-6,0,2.6911425813800436E-3]
[2004,3,15,17,2.5326416016445818E-3,6.995534032656147E-4,8.1682602539010993E-4,2.2344489247311912E-6,0,4.0512554792250374E-3,null,{"$f":"E1795*T$5","v":1.8605029157075558E-3},{"$f":"F1795*U$5","v":4.4716528377030588E-4},{"$f":"G1795*V$5","v":5.3095403520621418E-4},{"$f":"H1795*W$5","v":1.043458781362036E-6},{"$f":"I1795*X$5","v":0},{"$f":"SUM(L1795:P1795)","v":2.8396656934654377E-3}]
[2004,3,15,18,2.7656173460039127E-3,6.5693390729504048E-4,7.5334745753704105E-4,2.2344489247311912E-6,0,{"$f":"SUM(E1796:I1796)","v":4.1781331597607252E-3},null,2.0316491416039516E-3,4.1992224711168342E-4,4.8969163574409918E-4,1.043458781362036E-6,0,2.942306483241096E-3]
[2004,3,15,19,3.0214010176858085E-3,6.1968253091518777E-4,7.2305874960542727E-4,2.2344489247311912E-6,4.1422310076724629E-5,4.4077990572078795E-3,null,2.2195502906040836E-3,3.961105949748035E-4,4.7000334081031306E-4,1.043458781362036E-6,1.8272392819624702E-5,3.104980077990187E-3]
[2004,3,15,20,3.0905901895261121E-3,7.0873856134676247E-4,7.6993381897139362E-4,2.2344489247311912E-6,8.0172213000001078E-5,4.6516692317690005E-3,null,2.2703773226881679E-3,4.5303657794264234E-4,5.0047311828654427E-4,1.043458781362036E-6,3.5365921563553663E-5,3.2602963992622701E-3]
[2004,3,15,21,3.1225522389702375E-3,5.8525584074959767E-4,6.6777891615225438E-4,2.2344489247311912E-6,8.0172213000001078E-5,4.4579936577968217E-3,null,2.2938569520775652E-3,3.7410452566643453E-4,4.3407029053382144E-4,1.043458781362036E-6,3.5365921563553663E-5,3.1384411486227366E-3]
[2004,3,15,22,2.6767429216179462E-3,6.6098495740008444E-4,6.9494398322645962E-4,2.2344489247311912E-6,8.0172213000001078E-5,4.1150785241692222E-3,null,1.9663611333857536E-3,4.2251174058185087E-4,4.5172815344631645E-4,1.043458781362036E-6,3.5365921563553663E-5,2.8770104077588368E-3]
[2004,3,15,23,2.162680147975298E-3,7.1756202494408687E-4,6.9885645196020481E-4,2.2344489247311912E-6,8.0172213000001078E-5,3.6615052868043218E-3,null,1.5887256682659326E-3,4.586766714436048E-4,4.5427134011915546E-4,1.043458781362036E-6,3.5365921563553663E-5,2.5380830601736087E-3]
[2004,3,15,24,1.792309156862841E-3,8.4190007291957318E-4,7.5466870270622113E-4,2.2344489247311912E-6,8.0172213000001078E-5,3.4712845944133673E-3,null,1.3166475706737708E-3,5.3815546212185338E-4,4.9055047279417715E-4,1.043458781362036E-6,3.5365921563553663E-5,2.381762885934717E-3]
[2004,3,16,1,2.2089160820880248E-3,7.7508417847727224E-4,7.3350146657083699E-4,2.2344489247311912E-6,8.0172213000001078E-5,3.7999083890608663E-3,null,1.622691030823087E-3,4.9544571579057304E-4,4.7679132569198061E-4,1.043458781362036E-6,3.5365921563553663E-5,2.6313374526505564E-3]
[2004,3,16,2,2.1765242591955639E-3,7.3759815263097362E-4,7.0739434083561762E-4,2.2344489247311912E-6,8.0172213000001078E-5,3.7039234145868874E-3,null,1.5988956857188399E-3,4.7148407210943066E-4,4.5982114682172428E-4,1.043458781362036E-6,3.5365921563553663E-5,2.56661028499491E-3]
[2004,3,16,3,2.1960429537903471E-3,7.6338084558521646E-4,7.1849432624169487E-4,2.2344489247311912E-6,8.0172213000001078E-5,3.7603247875419906E-3,null,1.6132343067779026E-3,4.8796476558819448E-4,4.6703636996458641E-4,1.043458781362036E-6,3.5365921563553663E-5,2.6046448226755992E-3]
[2004,3,16,4,2.3109097860963207E-3,7.3686927936338553E-4,6.9474364990269378E-4,2.2344489247311912E-6,8.0172213000001078E-5,3.8249293772871324E-3,null,1.6976165882205598E-3,4.7101816511789556E-4,4.515979325873656E-4,1.043458781362036E-6,3.5365921563553663E-5,2.6566420662707366E-3]
[2004,3,16,5,2.5515991341336962E-3,6.8271697016072637E-4,6.688992181362554E-4,2.2344489247311912E-6,8.0172213000001078E-5,3.9856219843554096E-3,null,1.8744293016785178E-3,4.3640317704352527E-4,4.3479851030224861E-4,1.043458781362036E-6,3.5365921563553663E-5,2.782040369369207E-3]
[2004,3,16,6,2.7147106952154533E-3,6.836661995745653E-4,6.9609043954921746E-4,2.2344489247311912E-6,8.0172213000001078E-5,4.1768739962639682E-3,null,1.9942526255871044E-3,4.3700993906944198E-4,4.5247337408306742E-4,1.043458781362036E-6,3.5365921563553663E-5,2.9201453190845295E-3]
[2004,3,16,7,3.1301805151350516E-3,5.9585851145093661E-4,6.8456014821963206E-4,2.2344489247311912E-6,4.2764927350316498E-5,4.4555985510806671E-3,null,2.299460757226009E-3,3.8088191568520221E-4,4.4497844307175106E-4,1.043458781362036E-6,1.8864654095831729E-5,3.1452292288601559E-3]
[2004,3,16,8,3.1599922412164105E-3,7.160744572556186E-4,8.3417940384351483E-4,2.2344489247311912E-6,0,4.7124805512402746E-3,null,2.321360738360579E-3,4.577257953211583E-4,5.4223409488586929E-4,1.043458781362036E-6,0,3.3223640873489687E-3]
[2004,3,16,9,3.0551383555504456E-3,8.1185026035622576E-4,9.4642068156583514E-4,2.2344489247311912E-6,0,4.8156437463972371E-3,null,2.2443340639672826E-3,5.1894716022609126E-4,6.1519327771174118E-4,1.043458781362036E-6,0,3.3795179606864768E-3]
[2004,3,16,10,2.8187875204436111E-3,8.3226728894549137E-4,9.7879387036657671E-4,2.2344489247311912E-6,0,4.6320831286804105E-3,null,2.0707084638979163E-3,5.3199803860113205E-4,6.3623652889614995E-4,1.043458781362036E-6,0,3.2399864901765602E-3]
[2004,3,16,11,2.7033703345325493E-3,8.119510465717574E-4,9.9064996144960821E-4,2.2344489247311912E-6,0,4.508205791478646E-3,null,1.9859218873957956E-3,5.1901158432360545E-4,6.4394323657518307E-4,1.043458781362036E-6,0,3.149920167075946E-3]
[2004,3,16,12,2.4957117069752959E-3,8.2656518996800457E-4,1.0127469337144488E-3,2.2344489247311912E-6,0,4.3372582795824805E-3,null,1.8333738593640275E-3,5.283531693238882E-4,6.5830673164655215E-4,1.043458781362036E-6,0,3.0210772191158301E-3]
[2004,3,16,13,2.3429506322217974E-3,8.6819479313919232E-4,1.0142549264962109E-3,2.2344489247311912E-6,0,4.2276348007819313E-3,null,1.7211541024110702E-3,5.5496345129577257E-4,6.5928695855858779E-4,1.043458781362036E-6,0,2.9364479710467925E-3]
[2004,3,16,14,2.2989998295501217E-3,8.0950296086962294E-4,9.7630460462258995E-4,2.2344489247311912E-6,0,4.0870418439670651E-3,null,1.6888674194215614E-3,5.174467303287871E-4,6.3461845399355476E-4,1.043458781362036E-6,0,2.8419760625252649E-3]
[2004,3,16,15,2.1145506417630136E-3,7.8977010628908026E-4,9.5231764453367345E-4,2.2344489247311912E-6,0,3.8588728415104986E-3,null,1.5533692694050067E-3,5.0483318649222563E-4,6.1902642722695168E-4,1.043458781362036E-6,0,2.6782723419055462E-3]
[2004,3,16,16,2.2211465394145979E-3,7.7780449666145772E-4,9.2126695014779899E-4,2.2344489247311912E-6,0,3.9224524351485855E-3,null,1.6316756425825048E-3,4.9718458497067901E-4,5.9884282512849844E-4,1.043458781362036E-6,0,2.728746511463044E-3]
[2004,3,16,17,2.689037534743545E-3,6.2437666715881642E-4,8.1005357671884144E-4,2.2344489247311912E-6,0,4.1257022275459337E-3,null,1.9753928746131027E-3,3.9911115898555666E-4,5.2655180163570616E-4,1.043458781362036E-6,0,2.9020992940157276E-3]
[2004,3,16,18,3.3068305999192334E-3,4.2401318380782486E-4,6.6037619647073623E-4,2.2344489247311912E-6,0,4.3934544291225255E-3,null,2.4292296110533891E-3,2.7103574191002228E-4,4.2925836759769151E-4,1.043458781362036E-6,0,3.1305671793424648E-3]
[2004,3,16,19,3.7145819915111746E-3,3.8168459543233834E-4,6.2506471770566046E-4,2.2344489247311912E-6,4.0086106500000539E-5,4.7636518600739051E-3,null,2.7287677108966536E-3,2.439786578558773E-4,4.0630516635699738E-4,1.043458781362036E-6,1.7682960781776832E-5,3.3977779546726667E-3]
[2004,3,16,20,3.5794613280299772E-3,5.1016590928557449E-4,6.8339826969203356E-4,2.2344489247311912E-6,8.0172213000001078E-5,4.8554321689323176E-3,null,2.6295067699818931E-3,3.2610588774307131E-4,4.4422319767864151E-4,1.043458781362036E-6,3.5365921563553663E-5,3.4362452357485215E-3]
[2004,3,16,21,3.3293819599748498E-3,5.716734042452103E-4,6.9948497864551359E-4,2.2344489247311912E-6,8.0172213000001078E-5,4.682947004790306E-3,null,2.4457960573714944E-3,3.6542242356325821E-4,4.5467989563700894E-4,1.043458781362036E-6,3.5365921563553663E-5,3.3023077569166769E-3]
[2004,3,16,22,3.1649585825624239E-3,6.2341239053231813E-4,7.0654527568523977E-4,2.2344489247311912E-6,8.0172213000001078E-5,4.5773229107047139E-3,null,2.3250090605506026E-3,3.9849477855011267E-4,4.5926923667962175E-4,1.043458781362036E-6,3.5365921563553663E-5,3.2191824561252523E-3]
[2004,3,16,23,2.8114415690241282E-3,6.8939209461795522E-4,7.1976705706856586E-4,2.2344489247311912E-6,8.0172213000001078E-5,4.303007382635381E-3,null,2.0653120572268267E-3,4.4067001915762974E-4,4.6786367167541982E-4,1.043458781362036E-6,3.5365921563553663E-5,3.0102551284047919E-3]
[2004,3,16,24,2.4947393966560797E-3,7.3806026209629239E-4,7.2230493829411016E-4,2.2344489247311912E-6,8.0172213000001078E-5,4.037511258971214E-3,null,1.832659590837956E-3,4.7177945957981905E-4,4.6951334765989064E-4,1.043458781362036E-6,3.5365921563553663E-5,2.8103617784225815E-3]
[2004,3,17,1,1.9771921025977489E-3,7.2915685021906476E-4,7.0431654939992038E-4,2.2344489247311912E-6,8.0172213000001078E-5,3.4930721641414663E-3,null,1.4524643634568619E-3,4.6608826190996401E-4,4.5782051788543869E-4,1.043458781362036E-6,3.5365921563553663E-5,2.4127825235971804E-3]
[2004,3,17,2,1.9421934335375366E-3,6.946852766454521E-4,6.7971620136039778E-4,2.2344489247311912E-6,8.0172213000001078E-5,3.3990015734681189E-3,null,1.4267540040478852E-3,4.4405350243756857E-4,4.4182977609581015E-4,1.043458781362036E-6,3.5365921563553663E-5,2.3490466629261797E-3]
[2004,3,17,3,1.9565415097233677E-3,7.2037811546605819E-4,6.8651738712700589E-4,2.2344489247311912E-6,8.0172213000001078E-5,3.4458436742411643E-3,null,1.4372942390188336E-3,4.6047675977353323E-4,4.462506893805491E-4,1.043458781362036E-6,3.5365921563553663E-5,2.3804310685178313E-3]
[2004,3,17,4,2.0772579394601432E-3,7.028963505050158E-4,6.7136492826456659E-4,2.2344489247311912E-6,8.0172213000001078E-5,3.5339258801544578E-3,null,1.5259736910791788E-3,4.4930214700899184E-4,4.3640127356098587E-4,1.043458781362036E-6,3.5365921563553663E-5,2.4480864919940721E-3]
[2004,3,17,5,2.2877915040363803E-3,6.4625447252067501E-4,6.4863166994992539E-4,2.2344489247311912E-6,8.0172213000001078E-5,3.6650843084317132E-3,null,1.6806336755373205E-3,4.1309578831798304E-4,4.2162417922222598E-4,1.043458781362036E-6,3.5365921563553663E-5,2.5517630234224448E-3]
[2004,3,17,6,2.5645745383766029E-3,7.0054765771122645E-4,7.0436519944949716E-4,2.2344489247311912E-6,8.0172213000001078E-5,4.0518940574620589E-3,null,1.8839611586182192E-3,4.4780082648832628E-4,4.5785214143725125E-4,1.043458781362036E-6,3.5365921563553663E-5,2.8260235068887124E-3]
[2004,3,17,7,2.9604306260169549E-3,6.1334772288626396E-4,7.1094985113054473E-4,2.2344489247311912E-6,4.0092520277040541E-5,4.3270551692355351E-3,null,2.1747608535996237E-3,3.9206128835051911E-4,4.6213230302834387E-4,1.043458781362036E-6,1.7685790055501917E-5,3.0476836938153505E-3]
[2004,3,17,8,3.0277555200144486E-3,7.3811848674054225E-4,8.6221377561972222E-4,2.2344489247311912E-6,0,4.6303222312994441E-3,null,2.2242183692231144E-3,4.7181667766702564E-4,5.6045702407319482E-4,1.043458781362036E-6,0,3.2575355297446967E-3]
[2004,3,17,9,2.9093929794686418E-3,8.2066809697580562E-4,9.4766956020612037E-4,2.2344489247311912E-6,0,4.6799650855752989E-3,null,2.1372681068357992E-3,5.2458365687642274E-4,6.1600507500140958E-4,1.043458781362036E-6,0,3.2789002974949934E-3]
[2004,3,17,10,2.6147311379323122E-3,8.0829971228179524E-4,9.5983593339255913E-4,2.2344489247311912E-6,0,4.3851012325313975E-3,null,1.9208066797747768E-3,5.1667759534393745E-4,6.2391347255042156E-4,1.043458781362036E-6,0,3.0624412064504981E-3]
[2004,3,17,11,2.5202705318091521E-3,7.9456977157735871E-4,9.5444609852642298E-4,2.2344489247311912E-6,0,4.2715208508376651E-3,null,1.8514150086447116E-3,5.079012062897373E-4,6.2040996692949897E-4,1.043458781362036E-6,0,2.9807696406453097E-3]
[2004,3,17,12,2.3414708320133588E-3,8.1429287392564462E-4,9.5358355201522144E-4,2.2344489247311912E-6,0,4.111581706878956E-3,null,1.7200670269240858E-3,5.2050851634960038E-4,6.1984929362032424E-4,1.043458781362036E-6,0,2.8614682956753725E-3]
[2004,3,17,13,2.1456750512655405E-3,8.3223709893294852E-4,9.6183712664161321E-4,2.2344489247311912E-6,0,3.9419837257648332E-3,null,1.5762335604249146E-3,5.3197874068125527E-4,6.2521429010248871E-4,1.043458781362036E-6,0,2.7344700499900205E-3]
[2004,3,17,14,2.1097353029007745E-3,7.7938730782027164E-4,9.3540512944591671E-4,2.2344489247311912E-6,0,3.8267621890916937E-3,null,1.5498318750940636E-3,4.9819634218275437E-4,6.0803293797440029E-4,1.043458781362036E-6,0,2.6571046140325804E-3]
[2004,3,17,15,1.9919745009794871E-3,7.8024546276012877E-4,9.286830594769748E-4,2.2344489247311912E-6,0,3.7031374721413221E-3,null,1.4633236556964413E-3,4.9874488800557323E-4,6.036634516162206E-4,1.043458781362036E-6,0,2.5667754540995968E-3]
[2004,3,17,16,2.0984290837623284E-3,7.702530467056678E-4,9.0871363803784707E-4,2.2344489247311912E-6,0,3.7796302174305744E-3,null,1.5415262176101748E-3,4.9235758213344747E-4,5.9068290916989674E-4,1.043458781362036E-6,0,2.625610167694881E-3]
[2004,3,17,17,2.5525076260880745E-3,6.3547813402341777E-4,7.9860561750165601E-4,2.2344489247311912E-6,0,3.9888258265378795E-3,null,1.8750966886190625E-3,4.0620738717571706E-4,5.1911038822293224E-4,1.043458781362036E-6,0,2.801457922799074E-3]
[2004,3,17,18,3.0800836295047647E-3,4.2948864227035783E-4,6.468104970865895E-4,2.2344489247311912E-6,0,4.1586172177864433E-3,null,2.2626591024942485E-3,2.7453573908785235E-4,4.2044037869366855E-4,1.043458781362036E-6,0,2.9586786790571314E-3]
[2004,3,17,19,3.4271243790940185E-3,3.7210163197792969E-4,5.9965284089642562E-4,2.2344489247311912E-6,3.8749902923276448E-5,4.4398632038163809E-3,null,2.5175985799398034E-3,2.3785308037680661E-4,3.8978691385937097E-4,1.043458781362036E-6,1.7093528743928964E-5,3.1633755617012718E-3]
[2004,3,17,20,3.3188663711142333E-3,4.9551396183852142E-4,6.6177478787295E-4,2.2344489247311912E-6,8.0172213000001078E-5,4.5585617827504366E-3,null,2.4380712045052795E-3,3.1674013781266691E-4,4.3016748132023173E-4,1.043458781362036E-6,3.5365921563553663E-5,3.2213882039830938E-3]
[2004,3,17,21,3.146967179313408E-3,5.7927700400308769E-4,6.8133809147467156E-4,2.2344489247311912E-6,8.0172213000001078E-5,4.4899889367158996E-3,null,2.3117924024254541E-3,3.702827613552482E-4,4.4288403866099161E-4,1.043458781362036E-6,3.5365921563553663E-5,3.1613685827866097E-3]
[2004,3,17,22,2.8835179585302178E-3,5.8218652627449029E-4,6.6478473257669448E-4,2.2344489247311912E-6,8.0172213000001078E-5,4.2128958793061343E-3,null,2.1182600672187166E-3,3.7214257269496058E-4,4.3212400845884418E-4,1.043458781362036E-6,3.5365921563553663E-5,2.958936028717437E-3]
[2004,3,17,23,2.5205919163845672E-3,6.3450111089734511E-4,6.6556183503985828E-4,2.2344489247311912E-6,8.0172213000001078E-5,3.9030615242465027E-3,null,1.8516511008494811E-3,4.0558285898189948E-4,4.3262914134609327E-4,1.043458781362036E-6,3.5365921563553663E-5,2.7262724815223893E-3]
[2004,3,17,24,2.1727036521458848E-3,6.6279746714219755E-4,6.6624075247919713E-4,2.2344489247311912E-6,8.0172213000001078E-5,3.5841485336920117E-3,null,1.596089030978949E-3,4.236703246576126E-4,4.3307045191013494E-4,1.043458781362036E-6,3.5365921563553663E-5,2.4892391878916123E-3]
[2004,3,18,1,1.8430656579659531E-3,6.5706411529133286E-4,6.4131365060097556E-4,2.2344489247311912E-6,8.0172213000001078E-5,3.2238500857829934E-3,null,1.3539337852854765E-3,4.2000547806351563E-4,4.1686731327738002E-4,1.043458781362036E-6,3.5365921563553663E-5,2.2272159569712876E-3]
[2004,3,18,2,1.8138096478235799E-3,6.2353611277869356E-4,6.1727723643199655E-4,2.2344489247311912E-6,8.0172213000001078E-5,3.1370296589590023E-3,null,1.3324420384325029E-3,3.9857386371094656E-4,4.0124314032229807E-4,1.043458781362036E-6,3.5365921563553663E-5,2.1686684228106631E-3]
[2004,3,18,3,1.8274627879273629E-3,6.4824001650129806E-4,6.2215211458292686E-4,2.2344489247311912E-6,8.0172213000001078E-5,3.1802615809363201E-3,null,1.3424717666637525E-3,4.1436497853761321E-4,4.0441191328608665E-4,1.043458781362036E-6,3.5365921563553663E-5,2.1976580388323678E-3]
[2004,3,18,4,1.9439304884649622E-3,6.2671957919954019E-4,6.0849827243882482E-4,2.2344489247311912E-6,8.0172213000001078E-5,3.2615550020280593E-3,null,1.4280300613293895E-3,4.0060878436004333E-4,3.955366297408332E-4,1.043458781362036E-6,3.5365921563553663E-5,2.2605848557751816E-3]
[2004,3,18,5,2.1499537819536199E-3,5.6480268499083043E-4,5.8544149613467883E-4,2.2344489247311912E-6,8.0172213000001078E-5,3.3826046250038616E-3,null,1.5793767572023544E-3,3.6103055424956647E-4,3.8054924192873864E-4,1.043458781362036E-6,3.5365921563553663E-5,2.3573659337255749E-3]
[2004,3,18,6,2.4101447633783106E-3,6.09972436927903E-4,6.3707801671980242E-4,2.2344489247311912E-6,8.0172213000001078E-5,3.7396018789507481E-3,null,1.7705155583920308E-3,3.899037537058005E-4,4.1411406248595113E-4,1.043458781362036E-6,3.5365921563553663E-5,2.6109427549286979E-3]
[2004,3,18,7,2.793549317590717E-3,5.1466327594756845E-4,6.4568832327602265E-4,2.2344489247311912E-6,3.742011320376457E-5,3.993555478942804E-3,null,2.0521682369804804E-3,3.289806736139451E-4,4.1971094219874465E-4,1.043458781362036E-6,1.6506926015172099E-5,2.8184102375897039E-3]
[2004,3,18,8,2.8385046966754261E-3,6.3400499378148264E-4,7.9870471933210822E-4,2.2344489247311912E-6,0,4.2734488587137477E-3,null,2.0851928914793752E-3,4.0526573329876744E-4,5.1917480648966147E-4,1.043458781362036E-6,0,3.0106768900491658E-3]
[2004,3,18,9,2.7205775373843454E-3,7.1939193366903878E-4,8.7706164100277055E-4,2.2344489247311912E-6,0,4.319265560980886E-3,null,{"$f":"E1859*T$5","v":1.9985624643555004E-3},{"$f":"F1859*U$5","v":4.598463772165266E-4},{"$f":"G1859*V$5","v":5.7010844774760955E-4},{"$f":"H1859*W$5","v":1.043458781362036E-6},{"$f":"I1859*X$5","v":0},{"$f":"SUM(L1859:P1859)","v":3.0295607481009984E-3}]
[2004,3,18,10,2.4408832689742218E-3,7.1623064896239217E-4,8.8777918995796006E-4,2.2344489247311912E-6,0,{"$f":"SUM(E1860:I1860)","v":4.0471275568193053E-3},null,1.7930963606850004E-3,4.5782563545996105E-4,5.7707507918244936E-4,1.043458781362036E-6,0,2.8290405341087729E-3]
[2004,3,18,11,2.3498319373157273E-3,7.0459842044546931E-4,8.8563646925951653E-4,2.2344489247311912E-6,0,3.9423012759454441E-3,null,1.7262091754158002E-3,4.5039013626666229E-4,5.7568226582220517E-4,1.043458781362036E-6,0,2.7533250362860293E-3]
[2004,3,18,12,2.1785683461156328E-3,7.2974778897071254E-4,8.8413869192567542E-4,2.2344489247311912E-6,0,3.7946892759367513E-3,null,1.6003972916595615E-3,4.6646599903959259E-4,5.747086791654094E-4,1.043458781362036E-6,0,2.6426154286459252E-3]
[2004,3,18,13,1.9873896773824405E-3,7.516708140032104E-4,8.9686779262653849E-4,2.2344489247311912E-6,0,3.6381627329369203E-3,null,1.4599556001196983E-3,4.8047953348027663E-4,5.8298286139220811E-4,1.043458781362036E-6,0,2.5244614537735452E-3]
[2004,3,18,14,1.9577814116444269E-3,7.0053637826271377E-4,8.7126932526331382E-4,2.2344489247311912E-6,0,3.5318215640951856E-3,null,1.4382050829131389E-3,4.4779361649153207E-4,5.6634332112400051E-4,1.043458781362036E-6,0,2.4533854793100333E-3]
[2004,3,18,15,1.8438512524575981E-3,7.0531611976039224E-4,8.6632296855916244E-4,2.2344489247311912E-6,0,3.4177247897018842E-3,null,1.3545108905661132E-3,4.508489006959698E-4,5.6312808560260018E-4,1.043458781362036E-6,0,2.3695313356460451E-3]
[2004,3,18,16,1.950766084035583E-3,6.9480952779909003E-4,8.4051204360673212E-4,2.2344489247311912E-6,0,3.4883221043661363E-3,null,1.4330515556780093E-3,4.4413292568405114E-4,5.4635044344881047E-4,1.043458781362036E-6,0,2.4245783835922328E-3]
[2004,3,18,17,2.4076631809364585E-3,5.5277215959691466E-4,7.1872463551393218E-4,2.2344489247311912E-6,0,3.6813944249720365E-3,null,1.7686925640269236E-3,3.5334045757279622E-4,4.6718607581826727E-4,1.043458781362036E-6,0,2.590262556199349E-3]
[2004,3,18,18,2.934535554388799E-3,3.3562111191610917E-4,5.6570837411910738E-4,2.2344489247311912E-6,0,3.8380994893487466E-3,null,2.1557380845527302E-3,2.145341714423611E-4,3.6772229905999212E-4,1.043458781362036E-6,0,2.7390380138364451E-3]
[2004,3,18,19,3.2699824471556752E-3,2.7005981963708787E-4,5.1797823641928312E-4,2.2344489247311912E-6,3.7413699426724568E-5,4.0976686515635016E-3,null,2.4021606031011701E-3,1.7262638609038961E-4,3.3669670924658414E-4,1.043458781362036E-6,1.6504096741447017E-5,2.9290312539609529E-3]
[2004,3,18,20,3.1500843621963385E-3,3.9426564151512079E-4,5.804622281366024E-4,2.2344489247311912E-6,8.0172213000001078E-5,4.207218893772794E-3,null,2.3140823149968661E-3,2.5202065581553647E-4,3.7731261337654583E-4,1.043458781362036E-6,3.5365921563553663E-5,2.9798249645338641E-3]
[2004,3,18,21,2.9798358384517543E-3,4.8211213961514809E-4,5.9957674422483898E-4,2.2344489247311912E-6,8.0172213000001078E-5,4.1439313842164737E-3,null,2.1890161095708695E-3,3.0817348713299249E-4,3.8973744942803702E-4,1.043458781362036E-6,3.5365921563553663E-5,2.9233364264768147E-3]
[2004,3,18,22,2.7271503535883927E-3,4.9227097038703044E-4,5.8636653906417725E-4,2.2344489247311912E-6,8.0172213000001078E-5,3.8881945249643326E-3,null,2.003390918450268E-3,3.1466716784940015E-4,3.8115053921958047E-4,1.043458781362036E-6,3.5365921563553663E-5,2.7356180058641637E-3]
[2004,3,18,23,2.3738361493680646E-3,5.5192460756167097E-4,5.9407299601364197E-4,2.2344489247311912E-6,8.0172213000001078E-5,3.6022404148681095E-3,null,1.7438429008049892E-3,3.5279868928951634E-4,3.8615989774547595E-4,1.043458781362036E-6,3.5365921563553663E-5,2.5192108681848973E-3]
[2004,3,18,24,2.0372988989283561E-3,5.8750090078939091E-4,6.007005193556052E-4,2.2344489247311912E-6,8.0172213000001078E-5,3.3079069809980842E-3,null,1.4966193950074448E-3,3.7553960253846333E-4,3.9046792681465034E-4,1.043458781362036E-6,3.5365921563553663E-5,2.2990363047054739E-3]
[2004,3,19,1,1.4955304678004359E-3,7.5943555868456674E-4,7.0090038774655152E-4,2.2344489247311912E-6,8.0172213000001078E-5,3.0382730761562863E-3,null,1.0986310870300035E-3,4.8544287758329194E-4,4.5559994121624324E-4,1.043458781362036E-6,3.5365921563553663E-5,2.0760832861744542E-3]
[2004,3,19,2,1.4968501591232262E-3,7.3631432984139146E-4,6.8498295380478938E-4,2.2344489247311912E-6,8.0172213000001078E-5,3.0005541046941391E-3,null,1.0996005449873754E-3,4.7066343285682408E-4,4.4525327556308824E-4,1.043458781362036E-6,3.5365921563553663E-5,2.0519266337522034E-3]
[2004,3,19,3,1.437083497237733E-3,7.4632538752729459E-4,6.812285357795727E-4,2.2344489247311912E-6,8.0172213000001078E-5,2.9470440824693328E-3,null,1.0556953794764472E-3,4.7706265474619004E-4,4.4281282516315433E-4,1.043458781362036E-6,3.5365921563553663E-5,2.0119802397307071E-3]
[2004,3,19,4,1.5974591042743846E-3,7.3473880447400843E-4,6.686966497121879E-4,2.2344489247311912E-6,8.0172213000001078E-5,3.083301220385313E-3,null,1.1735088451899952E-3,4.696563328345751E-4,4.3466683658125935E-4,1.043458781362036E-6,3.5365921563553663E-5,2.1142413949507451E-3]
[2004,3,19,5,1.8196346162023024E-3,7.1479653925679207E-4,6.6651878084663871E-4,2.2344489247311912E-6,8.0172213000001078E-5,3.2833565982304655E-3,null,1.3367211163112995E-3,4.5690893050152784E-4,4.3325117617577574E-4,1.043458781362036E-6,3.5365921563553663E-5,2.2632906033335188E-3]
[2004,3,19,6,2.2426806177519602E-3,6.1571264783778692E-4,6.0812341537886349E-4,2.2344489247311912E-6,8.0172213000001078E-5,3.5489233428933429E-3,null,1.6474947839516276E-3,3.9357298471580967E-4,3.952929647957588E-4,1.043458781362036E-6,3.5365921563553663E-5,2.4727701138081114E-3]
[2004,3,19,7,2.751835947524252E-3,6.970592770074506E-4,7.3027421324873979E-4,2.2344489247311912E-6,3.6083909627040479E-5,4.2174877963322135E-3,null,2.0215251935343601E-3,4.4557099994467568E-4,4.7469354339717458E-4,1.043458781362036E-6,1.5917493977324232E-5,2.9587506896348965E-3]
[2004,3,19,8,2.7864959203766368E-3,7.9618836878071785E-4,8.541905427403235E-4,2.2344489247311912E-6,0,4.4391092808224088E-3,null,2.0469867434466469E-3,5.0893583849132647E-4,5.5524175455398304E-4,1.043458781362036E-6,0,3.1122077952733182E-3]
[2004,3,19,9,2.7171055443104527E-3,8.4778379215650376E-4,9.1475756174732355E-4,2.2344489247311912E-6,0,4.4818813471390112E-3,null,1.9960119048001729E-3,5.4191642585946806E-4,5.9461158624711454E-4,1.043458781362036E-6,0,3.1335833756881174E-3]
[2004,3,19,10,2.6698929233727252E-3,7.9144018009249097E-4,9.0858635333055174E-4,2.2344489247311912E-6,0,4.3721539057204988E-3,null,1.9613290586936419E-3,5.059007233274885E-4,5.9060017144257437E-4,1.043458781362036E-6,0,3.0588734122450668E-3]
[2004,3,19,11,2.5474893162782124E-3,8.1796342463201239E-4,9.1883178482542443E-4,2.2344489247311912E-6,0,4.2865189746603798E-3,null,1.8714101898949203E-3,5.2285478875788854E-4,5.9725991663376547E-4,1.043458781362036E-6,0,2.9925683540679366E-3]
[2004,3,19,12,2.3233989116729697E-3,8.0293191612421165E-4,9.0420802318233993E-4,2.2344489247311912E-6,0,4.0327732999042524E-3,null,1.7067912201680507E-3,5.1324641756562614E-4,5.8775416508700094E-4,1.043458781362036E-6,0,2.8088352616020395E-3]
[2004,3,19,13,2.2592599070166103E-3,7.7948891049058587E-4,8.8395679842624003E-4,2.2344489247311912E-6,0,3.9249400648581675E-3,null,1.6596740895419688E-3,4.9826128817071001E-4,5.745904445787275E-4,1.043458781362036E-6,0,2.7335692810727679E-3]
[2004,3,19,14,2.0376167555362641E-3,8.2803271490088776E-4,9.1385058538518793E-4,2.2344489247311912E-6,0,3.7817345047470707E-3,null,1.4968528955333011E-3,5.2929123380901445E-4,5.9402203260369019E-4,1.043458781362036E-6,0,2.6212096207273677E-3]
[2004,3,19,15,2.0114126862861106E-3,7.8091768242415387E-4,8.8078028789352429E-4,2.2344489247311912E-6,0,3.67534510552852E-3,null,1.477603133856933E-3,4.9917458114324726E-4,5.725256461604659E-4,1.043458781362036E-6,0,2.5503468199420082E-3]
[2004,3,19,16,2.0911131460248449E-3,7.7043957118518838E-4,8.6813608041644958E-4,2.2344489247311912E-6,0,3.7319232465512142E-3,null,1.5361518592789823E-3,4.92476811446643E-4,5.6430664630828672E-4,1.043458781362036E-6,0,2.5939787758152743E-3]
[2004,3,19,17,2.3353200328224241E-3,7.0774600911888846E-4,8.0699890669483506E-4,2.2344489247311912E-6,0,3.8522993975608783E-3,null,1.7155485905921411E-3,4.5240212330835389E-4,5.2456620210158868E-4,1.043458781362036E-6,0,2.6935603747834454E-3]
[2004,3,19,18,2.5392516687260582E-3,6.2129792153110038E-4,7.2570038541329429E-4,2.2344489247311912E-6,0,3.8884844245951839E-3,null,1.8653587346556943E-3,3.9714317747642871E-4,4.7172045944773937E-4,1.043458781362036E-6,0,2.7352658303612244E-3]
[2004,3,19,19,2.6629984612666158E-3,5.8293794207590107E-4,6.9420242879233095E-4,2.2344489247311912E-6,3.6077495850000477E-5,3.9784507769095798E-3,null,1.9562643204210327E-3,3.7262288922047359E-4,4.5124612752294114E-4,1.043458781362036E-6,1.5914664703599146E-5,2.7970914606494086E-3]
[2004,3,19,20,3.0116608411042281E-3,4.0788360577223538E-4,5.7557926221899988E-4,2.2344489247311912E-6,8.0172213000001078E-5,4.0775303710201957E-3,null,2.2123950630670449E-3,2.6072546780412802E-4,3.7413858319492024E-4,1.043458781362036E-6,3.5365921563553663E-5,2.8836684944110089E-3]
[2004,3,19,21,3.1470269029355929E-3,3.7960958102267256E-4,5.3860125877893371E-4,2.2344489247311912E-6,8.0172213000001078E-5,4.1476444046619314E-3,null,2.3118362759735867E-3,2.4265227676331994E-4,3.5010210598914615E-4,1.043458781362036E-6,3.5365921563553663E-5,2.9410000390709683E-3]
[2004,3,19,22,2.7621245909081158E-3,4.2648497948658264E-4,5.4834667540507595E-4,2.2344489247311912E-6,8.0172213000001078E-5,3.8193629077245064E-3,null,2.0290833300673477E-3,2.7261575168619406E-4,3.5643683103655724E-4,1.043458781362036E-6,3.5365921563553663E-5,2.6945452931350145E-3]
[2004,3,19,23,2.1317680952793188E-3,6.1561908178836002E-4,6.3205099569825615E-4,2.2344489247311912E-6,8.0172213000001078E-5,3.4618448346906668E-3,null,1.5660173766015972E-3,3.9351317585940507E-4,4.1084639346771471E-4,1.043458781362036E-6,3.5365921563553663E-5,2.4067863262736328E-3]
[2004,3,19,24,1.7951125077298158E-3,6.5145175165062081E-4,6.3698724868545904E-4,2.2344489247311912E-6,8.0172213000001078E-5,3.1659581699906274E-3,null,1.3187069392233404E-3,4.1641796899229144E-4,4.1405506136134898E-4,1.043458781362036E-6,3.5365921563553663E-5,2.1855893499218965E-3]
[2004,3,20,1,2.107127533157724E-3,8.2454396276989013E-4,7.5095567352473683E-4,2.2344489247311912E-6,8.0172213000001078E-5,3.7650338313770836E-3,null,1.547916182322023E-3,5.2706116984337689E-4,4.8813692601007951E-4,1.043458781362036E-6,3.5365921563553663E-5,2.5995236585203947E-3]
[2004,3,20,2,2.0032450207972895E-3,8.3547578958689914E-4,7.4855030525873252E-4,2.2344489247311912E-6,8.0172213000001078E-5,3.6696777775676536E-3,null,1.4716030881155189E-3,5.3404896150865391E-4,4.8657338622646158E-4,1.043458781362036E-6,3.5365921563553663E-5,2.52863481619555E-3]
[2004,3,20,3,2.0072002054843758E-3,7.7981648045969765E-4,7.087951488968455E-4,2.2344489247311912E-6,8.0172213000001078E-5,3.5782184967656514E-3,null,1.4745086048841402E-3,4.9847067592796875E-4,4.6073170141907948E-4,1.043458781362036E-6,3.5365921563553663E-5,2.4701203625761038E-3]
[2004,3,20,4,2.0139510873248985E-3,8.1568943597849709E-4,7.2558596207539748E-4,2.2344489247311912E-6,8.0172213000001078E-5,3.6376331473035256E-3,null,1.4794678677106426E-3,5.2140122027149018E-4,4.7164608188006934E-4,1.043458781362036E-6,3.5365921563553663E-5,2.5089245502071173E-3]
[2004,3,20,5,2.1905157527284664E-3,7.5232056296747939E-4,6.9245403233630541E-4,2.2344489247311912E-6,8.0172213000001078E-5,3.7176970099569834E-3,null,1.6091739716382393E-3,4.8089486300141186E-4,4.5010963318435339E-4,1.043458781362036E-6,3.5365921563553663E-5,2.5765878481689201E-3]
[2004,3,20,6,2.234517805434958E-3,8.2605688443945378E-4,7.4263477377146806E-4,2.2344489247311912E-6,8.0172213000001078E-5,3.8856161255706122E-3,null,1.6414983033969789E-3,5.2802825262009492E-4,4.8272816678447277E-4,1.043458781362036E-6,3.5365921563553663E-5,2.6886641031464622E-3]
[2004,3,20,7,2.6252958069845457E-3,7.3297138238981308E-4,7.2205612192037961E-4,2.2344489247311912E-6,3.3411502553764522E-5,4.1159692627732343E-3,null,1.9285675874225082E-3,4.6852656948251109E-4,4.6935161180237494E-4,1.043458781362036E-6,1.473862993699442E-5,2.8822278574257504E-3]
[2004,3,20,8,2.8753824827168098E-3,7.0627212937260386E-4,7.3788867600635844E-4,2.2344489247311912E-6,0,4.3217777370205025E-3,null,2.1122836683229208E-3,4.5145999672886186E-4,4.7964310377039384E-4,1.043458781362036E-6,0,3.0444302276035383E-3]
[2004,3,20,9,3.1976313360121819E-3,6.0154282729808219E-4,7.0348238994884064E-4,2.2344489247311912E-6,0,4.5048910021838352E-3,null,2.3490107799482452E-3,3.8451541771230017E-4,4.5727829676026744E-4,1.043458781362036E-6,0,3.191847953202175E-3]
[2004,3,20,10,3.3728182672094474E-3,5.3724317254212671E-4,6.6506122593091828E-4,2.2344489247311912E-6,0,4.5773571146072237E-3,null,2.4777047870571558E-3,3.4341409044970892E-4,4.3230373493372324E-4,1.043458781362036E-6,0,3.2544660712219503E-3]
[2004,3,20,11,3.4071741024853889E-3,4.4762570730653089E-4,6.1425362244517802E-4,2.2344489247311912E-6,0,4.4712878811618284E-3,null,2.5029429145762457E-3,2.8612922972888266E-4,3.9927772786321232E-4,1.043458781362036E-6,0,3.1893933309497025E-3]
[2004,3,20,12,3.0633110929475767E-3,6.2000148385699507E-4,7.1307955082263125E-4,2.2344489247311912E-6,0,4.3986265765519339E-3,null,2.2503378355813951E-3,3.9631447459581148E-4,4.6351665246156711E-4,1.043458781362036E-6,0,3.1112124214201357E-3]
[2004,3,20,13,2.820626307414404E-3,6.6358336325507829E-4,7.3325675545869772E-4,2.2344489247311912E-6,0,4.219700875052911E-3,null,2.0720592545183905E-3,4.2417268152799561E-4,4.7663225834053565E-4,1.043458781362036E-6,0,2.9739076531682838E-3]
[2004,3,20,14,2.589852561225629E-3,6.5219782446766285E-4,7.3220637484828219E-4,2.2344489247311912E-6,0,3.9764912094663049E-3,null,1.9025306376883712E-3,4.168948702001028E-4,4.7594948893032231E-4,1.043458781362036E-6,0,2.796418455600158E-3]
[2004,3,20,15,2.4728923895669472E-3,6.4468648491815142E-4,7.1768662039064189E-4,2.2344489247311912E-6,0,3.8374999438004717E-3,null,1.8166105689935621E-3,4.1209350655084742E-4,4.6651134423383617E-4,1.043458781362036E-6,0,2.6962588785596074E-3]
[2004,3,20,16,2.465535034421474E-3,6.2885017897870103E-4,7.00945845642377E-4,2.2344489247311912E-6,0,3.797565507967283E-3,null,1.811205785035516E-3,4.0197069647483248E-4,4.5562948980121764E-4,1.043458781362036E-6,0,2.669849430092928E-3]
[2004,3,20,17,2.7512698500612495E-3,5.5146744661672075E-4,6.4346789490388472E-4,2.2344489247311912E-6,0,3.9484396405065859E-3,null,2.0211093328852234E-3,3.5250646498937989E-4,4.1826761722203379E-4,1.043458781362036E-6,0,2.7929268738779989E-3]
[2004,3,20,18,3.0513554902434495E-3,4.8954902062856747E-4,5.8753766488509399E-4,2.2344489247311912E-6,0,4.1306766246818425E-3,null,2.2415551346751058E-3,3.1292725574194743E-4,3.8191179554714788E-4,1.043458781362036E-6,0,2.9374376447455627E-3]
[2004,3,20,19,3.1484310296640561E-3,5.0197722062827002E-4,6.0173693225888084E-4,2.2344489247311912E-6,3.3405088776724514E-5,4.2877847202526624E-3,null,2.312867760993272E-3,3.2087155213687325E-4,3.911416169224933E-4,1.043458781362036E-6,1.4735800663269331E-5,3.04066018949727E-3]
[2004,3,20,20,3.079843971323271E-3,5.5154573484304337E-4,6.2551316838765263E-4,2.2344489247311912E-6,8.0172213000001078E-5,4.3393095364786995E-3,null,2.2624830472856663E-3,3.5255650802651757E-4,4.0659666869873658E-4,1.043458781362036E-6,3.5365921563553663E-5,3.0580456043558359E-3]
[2004,3,20,21,3.1617495870298264E-3,4.5429135737834041E-4,5.5641511044210099E-4,2.2344489247311912E-6,8.0172213000001078E-5,4.2548627167750003E-3,null,2.3226517015223795E-3,2.903900156702564E-4,3.6168148290555423E-4,1.043458781362036E-6,3.5365921563553663E-5,3.0111325804431056E-3]
[2004,3,20,22,2.9329826611346125E-3,5.5112789169728437E-4,6.0389911345629836E-4,2.2344489247311912E-6,8.0172213000001078E-5,4.170416328212927E-3,null,2.1545973142102861E-3,3.5228941626772893E-4,3.9254708001491563E-4,1.043458781362036E-6,3.5365921563553663E-5,2.9358431908378464E-3]
[2004,3,20,23,2.5647735116880212E-3,7.1397334321242096E-4,6.8147292139496534E-4,2.2344489247311912E-6,8.0172213000001078E-5,4.0426264382201395E-3,null,1.8841073263293558E-3,4.5638273094183524E-4,4.4297168093489236E-4,1.043458781362036E-6,3.5365921563553663E-5,2.8198711185509987E-3]
[2004,3,20,24,2.2526057925656888E-3,7.313402621635692E-4,6.8523949840676728E-4,2.2344489247311912E-6,8.0172213000001078E-5,3.7515922150607572E-3,null,1.6547859129719591E-3,4.6748393237228196E-4,4.4542003493092976E-4,1.043458781362036E-6,3.5365921563553663E-5,2.6040992606200866E-3]
[2004,3,21,1,2.291857148402336E-3,8.2678038561153451E-4,7.4257016494990802E-4,2.2344489247311912E-6,8.0172213000001078E-5,3.9436143608885107E-3,null,{"$f":"E1923*T$5","v":1.683620337050019E-3},{"$f":"F1923*U$5","v":5.284907256856413E-4},{"$f":"G1923*V$5","v":4.8268616969641373E-4},{"$f":"H1923*W$5","v":1.043458781362036E-6},{"$f":"I1923*X$5","v":3.5365921563553663E-5},{"$f":"SUM(L1923:P1923)","v":2.7312066127769897E-3}]
[2004,3,21,2,2.201636693542639E-3,8.3853481966967506E-4,7.4635831677503754E-4,2.2344489247311912E-6,8.0172213000001078E-5,{"$f":"SUM(E1924:I1924)","v":3.8689364919120839E-3},null,1.6173435218804621E-3,5.3600434053853343E-4,4.8514854777327007E-4,1.043458781362036E-6,3.5365921563553663E-5,2.6749057905371813E-3]
[2004,3,21,3,2.1125069513947109E-3,8.6080937416992815E-4,7.5186012495359839E-4,2.2344489247311912E-6,8.0172213000001078E-5,3.8075831124429697E-3,null,1.5518679547750324E-3,5.5024257801613869E-4,4.8872483839395924E-4,1.043458781362036E-6,3.5365921563553663E-5,2.627244751530046E-3]
[2004,3,21,4,2.2015845119150116E-3,7.7685114171956214E-4,6.9548745616956128E-4,2.2344489247311912E-6,8.0172213000001078E-5,3.7563297717288671E-3,null,1.6173051887541784E-3,4.9657518584384104E-4,4.5208142224921412E-4,1.043458781362036E-6,3.5365921563553663E-5,2.602371177192149E-3]
[2004,3,21,5,2.2436632929278204E-3,8.3883541553235875E-4,7.4024158591754559E-4,2.2344489247311912E-6,8.0172213000001078E-5,3.9051469563024565E-3,null,1.6482166666012272E-3,5.3619648603251519E-4,4.8117254452398009E-4,1.043458781362036E-6,3.5365921563553663E-5,2.701995077502638E-3]
[2004,3,21,6,2.4266399552681133E-3,7.7192591966426295E-4,7.1239128526054082E-4,2.2344489247311912E-6,8.0172213000001078E-5,3.9933638221176489E-3,null,1.7826330852407587E-3,4.9342690823171232E-4,4.6306926542182279E-4,1.043458781362036E-6,3.5365921563553663E-5,2.7755386392392094E-3]
[2004,3,21,7,2.7693284676787271E-3,7.6719392931557696E-4,7.3622363832839138E-4,2.2344489247311912E-6,3.0739095400316341E-5,4.3057195796477425E-3,null,2.0343753673328722E-3,4.9040214729539086E-4,4.785607943845429E-4,1.043458781362036E-6,1.3559765861298682E-5,3.0179415336554663E-3]
[2004,3,21,8,3.0353766869410169E-3,7.0736833031755943E-4,7.2642683521242056E-4,2.2344489247311912E-6,0,4.4714063013957276E-3,null,2.2298169518566646E-3,4.5216070521563655E-4,4.7219266704180642E-4,1.043458781362036E-6,0,3.1552137828954694E-3]
[2004,3,21,9,3.3201124557421129E-3,6.5079325660510976E-4,7.1950517324691611E-4,2.2344489247311912E-6,0,4.6926453345188706E-3,null,2.4389865902755691E-3,4.1599704884164572E-4,4.6769344170289446E-4,1.043458781362036E-6,0,3.3237205396014708E-3]
[2004,3,21,10,3.4624541883182809E-3,7.1785520033075252E-4,7.8237850116763953E-4,2.2344489247311912E-6,0,4.9649223387414039E-3,null,2.5435521981029296E-3,4.5886407365530274E-4,5.0856242252461626E-4,1.043458781362036E-6,0,3.5120221530642102E-3]
[2004,3,21,11,3.1470676616005152E-3,8.6393610009550983E-4,8.6658381267958821E-4,2.2344489247311912E-6,0,4.8798220233003441E-3,null,2.3118662176814376E-3,5.5224122926886352E-4,5.6329763974754035E-4,1.043458781362036E-6,0,3.4284485454792036E-3]
[2004,3,21,12,3.091793808461587E-3,8.0913269891658417E-4,8.3128235188042576E-4,2.2344489247311912E-6,0,4.7344433081833275E-3,null,2.2712615127517747E-3,5.1721005319945422E-4,5.4035095039464231E-4,1.043458781362036E-6,0,3.3298659751272329E-3]
[2004,3,21,13,3.0329716307553774E-3,7.4831498718964972E-4,7.881358380417505E-4,2.2344489247311912E-6,0,4.5716569049115089E-3,null,2.2280501744164944E-3,4.7833443741989752E-4,5.1230481215267789E-4,1.043458781362036E-6,0,3.2197328827704317E-3]
[2004,3,21,14,3.0368458928008877E-3,6.0351413265613161E-4,7.097579873782255E-4,2.2344489247311912E-6,0,4.352352461759976E-3,null,2.2308962446331436E-3,3.8577550638560964E-4,4.6135756661074787E-4,1.043458781362036E-6,0,3.0790727764108631E-3]
[2004,3,21,15,2.8680924330412045E-3,5.413386569967705E-4,6.6830201819656563E-4,2.2344489247311912E-6,0,4.0799675571592713E-3,null,2.1069283276113457E-3,3.460319870388594E-4,4.3441031782558045E-4,1.043458781362036E-6,0,2.8884140912571474E-3]
[2004,3,21,16,2.9004490248813533E-3,5.9991569490077236E-4,6.9341444037546217E-4,2.2344489247311912E-6,0,4.1960136090823186E-3,null,2.1306977916452086E-3,3.8347532968359735E-4,4.5073391853764046E-4,1.043458781362036E-6,0,2.9659504986478086E-3]
[2004,3,21,17,3.3672813130928322E-3,5.1240319352746037E-4,6.2999588987609908E-4,2.2344489247311912E-6,0,4.5119148454211225E-3,null,2.4736372872295404E-3,3.2753599420560521E-4,4.0951053161325318E-4,1.043458781362036E-6,0,3.2117272718297607E-3]
[2004,3,21,18,3.6456265420436499E-3,5.2945622819715137E-4,6.2600110784820134E-4,2.2344489247311912E-6,0,4.8033183270137329E-3,null,2.6781123735188945E-3,3.3843655598061795E-4,4.0691383957412703E-4,1.043458781362036E-6,0,3.4245062278550013E-3]
[2004,3,21,19,3.9559971466571631E-3,4.9769546761276279E-4,6.1285019829852242E-4,2.2344489247311912E-6,3.206888520000043E-5,5.1008461466931802E-3,null,2.9061136092477838E-3,3.1813458982166501E-4,3.9836547275550225E-4,1.043458781362036E-6,1.4146368625421466E-5,3.6378034992317343E-3]
[2004,3,21,20,4.1217923555080952E-3,4.5572671029335624E-4,5.8812628356185717E-4,2.2344489247311912E-6,8.0172213000001078E-5,5.2480520112880413E-3,null,3.0279083666572811E-3,2.913075153072496E-4,3.822944100230712E-4,1.043458781362036E-6,3.5365921563553663E-5,3.7379196723325175E-3]
[2004,3,21,21,3.7452881886852773E-3,6.4640280962817193E-4,6.9240040544354074E-4,2.2344489247311912E-6,8.0172213000001078E-5,5.1664980656817225E-3,null,2.7513247791117585E-3,4.1319060767624485E-4,4.5007477458016608E-4,1.043458781362036E-6,3.5365921563553663E-5,3.6509995417130848E-3]
[2004,3,21,22,3.4086029016086334E-3,7.9107571901606221E-4,7.6525061197674422E-4,2.2344489247311912E-6,8.0172213000001078E-5,5.0473358945261719E-3,null,2.5039925241747891E-3,5.0566775420761326E-4,4.9742893559130328E-4,1.043458781362036E-6,3.5365921563553663E-5,3.5434985943186212E-3]
[2004,3,21,23,2.8631292859445743E-3,8.8878754963072661E-4,8.0191080649126068E-4,2.2344489247311912E-6,8.0172213000001078E-5,4.6362343039912934E-3,null,2.1032823519476869E-3,5.6812665764594374E-4,5.2125883033496173E-4,1.043458781362036E-6,3.5365921563553663E-5,3.2290772202735081E-3]
[2004,3,21,24,2.4935878311754672E-3,9.8612191213443045E-4,8.4954829655511618E-4,2.2344489247311912E-6,8.0172213000001078E-5,4.4116647017897461E-3,null,1.831813639743685E-3,6.3034427766807746E-4,5.5222419724331915E-4,1.043458781362036E-6,3.5365921563553663E-5,3.0507914949999973E-3]
[2004,3,22,1,1.9381297494250546E-3,7.2759233470180576E-4,6.8839818754480499E-4,2.2344489247311912E-6,8.0172213000001078E-5,3.4365269335963977E-3,null,1.4237687825562702E-3,4.6508819955307697E-4,4.4747324906915727E-4,1.043458781362036E-6,3.5365921563553663E-5,2.37273961152342E-3]
[2004,3,22,2,1.8774675122846564E-3,7.2172531522180536E-4,6.8287752712697415E-4,2.2344489247311912E-6,8.0172213000001078E-5,3.3644770165581683E-3,null,1.3792057188366479E-3,4.6133791055667827E-4,4.4388470409784521E-4,1.043458781362036E-6,3.5365921563553663E-5,2.3208377138360867E-3]
[2004,3,22,3,1.9876641055605214E-3,7.2730990896890794E-4,6.7705182670109942E-4,2.2344489247311912E-6,8.0172213000001078E-5,3.4744325031552609E-3,null,1.4601571977026883E-3,4.6490766868523221E-4,4.4009787672840203E-4,1.043458781362036E-6,3.5365921563553663E-5,2.401572123461238E-3]
[2004,3,22,4,2.2073136333185996E-3,6.1420712477701139E-4,6.1098361970298614E-4,2.2344489247311912E-6,8.0172213000001078E-5,3.5149110397233296E-3,null,1.6215138565218155E-3,3.9261063124350608E-4,3.9715215754942002E-4,1.043458781362036E-6,3.5365921563553663E-5,2.4476860256596573E-3]
[2004,3,22,5,2.4388683020908812E-3,5.6713020801958387E-4,5.9574442039815123E-4,2.2344489247311912E-6,8.0172213000001078E-5,3.6841495924333488E-3,null,1.7916161466037521E-3,3.6251834273115475E-4,3.8724635862442925E-4,1.043458781362036E-6,3.5365921563553663E-5,2.5777902283042517E-3]
[2004,3,22,6,2.8294997206369573E-3,5.3165689026089878E-4,6.05586596918292E-4,2.2344489247311912E-6,8.0172213000001078E-5,4.0491498697408802E-3,null,2.0785777493429716E-3,3.3984325298419831E-4,3.9364397963079326E-4,1.043458781362036E-6,3.5365921563553663E-5,2.8484743623028788E-3]
[2004,3,22,7,3.3182506354274039E-3,4.5992252249663518E-4,6.2596454335862362E-4,2.2344489247311912E-6,2.806668832704037E-5,4.4344388385344343E-3,null,2.4376188791387899E-3,2.9398954293482983E-4,4.0689007188959804E-4,1.043458781362036E-6,1.2380901820968864E-5,3.1519228545655487E-3]
[2004,3,22,8,3.1301177134321909E-3,7.2106892814373001E-4,8.4843440645247499E-4,2.2344489247311912E-6,0,4.7018554969531267E-3,null,2.2994146224901632E-3,4.6091833785120566E-4,5.5150014533215345E-4,1.043458781362036E-6,0,3.3128765644548841E-3]
[2004,3,22,9,3.1725747002213527E-3,7.7793765824645574E-4,9.1250823371336195E-4,2.2344489247311912E-6,0,4.8652550411059014E-3,null,2.330603933943509E-3,4.972697039017927E-4,5.9314947588455112E-4,1.043458781362036E-6,0,3.4220665725112147E-3]
[2004,3,22,10,2.890764363758366E-3,8.1388671563640592E-4,9.4360478978114761E-4,2.2344489247311912E-6,0,4.6504903181006502E-3,null,2.1235833462987935E-3,5.202488937306334E-4,6.1336288903739676E-4,1.043458781362036E-6,0,3.2582385878481856E-3]
[2004,3,22,11,2.6687430986309648E-3,8.4991408583757479E-4,9.6194406011130878E-4,2.2344489247311912E-6,0,4.4828356935045794E-3,null,1.9604843863628989E-3,5.4327814231165509E-4,6.252837990988584E-4,1.043458781362036E-6,0,3.1300897865547744E-3]
[2004,3,22,12,2.6524931962975912E-3,7.9648380584542734E-4,9.2067885466122295E-4,2.2344489247311912E-6,0,4.3718903057289723E-3,null,1.9485470515850239E-3,5.0912468640237993E-4,5.9846055073716159E-4,1.043458781362036E-6,0,3.057175747505927E-3]
[2004,3,22,13,2.3196360383167451E-3,8.4491112614842304E-4,9.5778337751175409E-4,2.2344489247311912E-6,0,4.1245649909016531E-3,null,1.7040269771554791E-3,5.4008017360955508E-4,6.2257926821127952E-4,1.043458781362036E-6,0,2.8677298777576754E-3]
[2004,3,22,14,2.4618920473441054E-3,6.292490698244441E-4,8.352288576918992E-4,2.2344489247311912E-6,0,3.9286044237851793E-3,null,1.8085296116381714E-3,4.0222567363225521E-4,5.429162618813397E-4,1.043458781362036E-6,0,2.7547150059331281E-3]
[2004,3,22,15,2.2951089643748579E-3,7.0893371753342409E-4,8.6205498674455912E-4,2.2344489247311912E-6,0,3.8683321175775717E-3,null,1.6860091523858694E-3,4.5316132477566572E-4,5.6035380797650708E-4,1.043458781362036E-6,0,2.7005677439194044E-3]
[2004,3,22,16,2.4763403154059501E-3,6.848082850224069E-4,8.2974962336625549E-4,2.2344489247311912E-6,0,3.9931326727193437E-3,null,1.8191434485263166E-3,4.3773997763546139E-4,5.3935464473814018E-4,1.043458781362036E-6,0,2.7972815296812802E-3]
[2004,3,22,17,2.9659199627067004E-3,5.0403181950104694E-4,7.0552544457244703E-4,2.2344489247311912E-6,0,4.1777116757049249E-3,null,2.1787933732067962E-3,3.2218488330457341E-4,4.5860632508310699E-4,1.043458781362036E-6,0,2.9606280403758384E-3]
[2004,3,22,18,3.2277826944684179E-3,4.4596532127986891E-4,6.3256727233658265E-4,2.2344489247311912E-6,0,4.308549737009601E-3,null,2.3711602582968372E-3,2.8506788546936706E-4,4.1118198410253963E-4,1.043458781362036E-6,0,3.0684535866501057E-3]
[2004,3,22,19,3.5504292420782853E-3,3.7808728438384253E-4,5.8390054055713057E-4,2.2344489247311912E-6,3.0732681623276339E-5,4.5453841975672659E-3,null,2.6081795199962969E-3,2.4167920136220356E-4,3.7954758850862144E-4,1.043458781362036E-6,1.3556936587573597E-5,3.2440067052360577E-3]
[2004,3,22,20,3.5934089973013793E-3,4.8163728026322364E-4,6.3941343928562732E-4,2.2344489247311912E-6,8.0172213000001078E-5,4.7968663787749622E-3,null,2.639752862176666E-3,3.0786994973918807E-4,4.1563213609855938E-4,1.043458781362036E-6,3.5365921563553663E-5,3.399664328359329E-3]
[2004,3,22,21,3.7129667604142791E-3,2.9970796463000296E-4,5.0206403615045869E-4,2.2344489247311912E-6,8.0172213000001078E-5,4.597145423119473E-3,null,2.7275811465744993E-3,1.9157793590364417E-4,3.2635214554860862E-4,1.043458781362036E-6,3.5365921563553663E-5,3.2819206083716675E-3]
[2004,3,22,22,3.1226659248763762E-3,4.5920245209104957E-4,5.7925169979344913E-4,2.2344489247311912E-6,8.0172213000001078E-5,4.2435267386856067E-3,null,2.2939404668392703E-3,2.9352926286793976E-4,3.7652574458374287E-4,1.043458781362036E-6,3.5365921563553663E-5,3.0004048546358685E-3]
[2004,3,22,23,2.5152767954759671E-3,5.6543435420240793E-4,6.1267788967116134E-4,2.2344489247311912E-6,8.0172213000001078E-5,3.7757957012742684E-3,null,1.8477465618332353E-3,3.6143432691499198E-4,3.9825346853654447E-4,1.043458781362036E-6,3.5365921563553663E-5,2.6438437376296873E-3]
[2004,3,22,24,2.03781411689345E-3,7.531473331106026E-4,7.062692144499613E-4,2.2344489247311912E-6,8.0172213000001078E-5,3.5796373263787462E-3,null,1.4969978790873317E-3,4.8142334717994156E-4,4.5908979109111333E-4,1.043458781362036E-6,3.5365921563553663E-5,2.4739203977033023E-3]
[2004,3,23,1,1.6007176329580427E-3,6.0127049666776951E-4,6.0077486242051835E-4,2.2344489247311912E-6,8.0172213000001078E-5,2.8851696539710626E-3,null,1.1759025917481051E-3,3.8434133978913575E-4,3.9051625136489514E-4,1.043458781362036E-6,3.5365921563553663E-5,1.9871695632470519E-3]
[2004,3,23,2,1.5690380833493682E-3,5.7037514008035403E-4,5.7802646672540489E-4,2.2344489247311912E-6,8.0172213000001078E-5,2.7998463520798596E-3,null,1.1526304894589506E-3,3.6459255316168953E-4,3.7572931741158529E-4,1.043458781362036E-6,3.5365921563553663E-5,1.9293617403771412E-3]
[2004,3,23,3,1.5876872381057512E-3,5.9893535719249616E-4,5.8604656738078689E-4,2.2344489247311912E-6,8.0172213000001078E-5,2.8550758246037667E-3,null,1.1663303381770642E-3,3.8284868275790781E-4,3.809425509195423E-4,1.043458781362036E-6,3.5365921563553663E-5,1.9665309521994302E-3]
[2004,3,23,4,1.6895819714357148E-3,5.7731918433652875E-4,5.7221771036428776E-4,2.2344489247311912E-6,8.0172213000001078E-5,2.9215255280612635E-3,null,1.2411831907609195E-3,3.6903129294314259E-4,3.7195350403934125E-4,1.043458781362036E-6,3.5365921563553663E-5,2.0185773680883191E-3]
[2004,3,23,5,1.9475663213171872E-3,5.4551698149209464E-4,5.6730285059843218E-4,2.2344489247311912E-6,8.0172213000001078E-5,3.1427928153324467E-3,null,1.430700979164032E-3,3.4870283625482211E-4,3.6875874218793308E-4,1.043458781362036E-6,3.5365921563553663E-5,2.1845719379517026E-3]
[2004,3,23,6,2.1559882304200257E-3,5.7536635458717224E-4,6.1283425302888456E-4,2.2344489247311912E-6,8.0172213000001078E-5,3.4265954999608151E-3,null,1.5838097211713362E-3,3.6778301416278114E-4,3.9835510799606324E-4,1.043458781362036E-6,3.5365921563553663E-5,2.3863572236750962E-3]
[2004,3,23,7,2.7529161486266611E-3,5.7540386379586366E-4,6.7921831310895162E-4,2.2344489247311912E-6,2.539428125376441E-5,4.0351670557099723E-3,null,2.0223187196690006E-3,3.6780699062529309E-4,4.4150613829783373E-4,1.043458781362036E-6,1.1202037780639051E-5,2.8438773451541282E-3]
[2004,3,23,8,2.8184159524708443E-3,6.9354775407041048E-4,8.2955990033322952E-4,2.2344489247311912E-6,0,4.3437580557992156E-3,null,2.0704355064860712E-3,4.4332638052994991E-4,5.3923132079053632E-4,1.043458781362036E-6,0,3.0540366665879194E-3]
[2004,3,23,9,2.6379014229795782E-3,7.4642003276044326E-4,8.8779510353476955E-4,2.2344489247311912E-6,0,4.2743510081995218E-3,null,1.9378277943534132E-3,4.7712315343341087E-4,5.7708542334088564E-4,1.043458781362036E-6,0,2.9930798299090716E-3]
[2004,3,23,10,2.4187109816403208E-3,7.6023942309825252E-4,9.0895117879877209E-4,2.2344489247311912E-6,0,4.0901360324620759E-3,null,1.7768083848396057E-3,4.8595672006762646E-4,5.9083731564277915E-4,1.043458781362036E-6,0,2.8546458793313732E-3]
[2004,3,23,11,2.3291590102114505E-3,7.4743147534050384E-4,9.0711370903330383E-4,2.2344489247311912E-6,0,3.9859386435099889E-3,null,1.7110226440373607E-3,4.7776968307106088E-4,5.8964292178629197E-4,1.043458781362036E-6,0,2.7794787076760754E-3]
[2004,3,23,12,2.1842510547102497E-3,7.7741606930816431E-4,9.0922906472877465E-4,2.2344489247311912E-6,0,3.8731306376719194E-3,null,1.6045718641306665E-3,4.9693629623839808E-4,5.9101794732109949E-4,1.043458781362036E-6,0,2.6935695664715258E-3]
[2004,3,23,13,1.9772982879772672E-3,7.8751817766471353E-4,9.1447158821169737E-4,2.2344489247311912E-6,0,3.6815225027784088E-3,null,1.4525423682594644E-3,5.0339371911540403E-4,5.9442569745564216E-4,1.043458781362036E-6,0,2.5514052436118725E-3]
[2004,3,23,14,1.9562804320435254E-3,7.4217795637839565E-4,8.9237489566608408E-4,2.2344489247311912E-6,0,3.5930677330127366E-3,null,1.4371024488404453E-3,4.7441155303192814E-4,5.8006238420763305E-4,1.043458781362036E-6,0,2.4926198448613681E-3]
[2004,3,23,15,1.8848846385052975E-3,7.5839224047278566E-4,8.9441411795125754E-4,2.2344489247311912E-6,0,3.5399254458540717E-3,null,1.3846544112022447E-3,4.8477597255208781E-4,5.8138792143017461E-4,1.043458781362036E-6,0,2.4518617639658694E-3]
[2004,3,23,16,2.0065525342753926E-3,7.5574601647162957E-4,8.7280564915688747E-4,2.2344489247311912E-6,0,3.6373386488286405E-3,null,1.4740328193754639E-3,4.8308446551220647E-4,5.6734196385246536E-4,1.043458781362036E-6,0,2.5255027075214978E-3]
[2004,3,23,17,2.4105169550334353E-3,6.1358035376721189E-4,7.5086432030029503E-4,2.2344489247311912E-6,0,3.7771960780256732E-3,null,{"$f":"E1987*T$5","v":1.7707889739669435E-3},{"$f":"F1987*U$5","v":3.9220998958391636E-4},{"$f":"G1987*V$5","v":4.8807754449964915E-4},{"$f":"H1987*W$5","v":1.043458781362036E-6},{"$f":"I1987*X$5","v":0},{"$f":"SUM(L1987:P1987)","v":2.6521199668318712E-3}]
[2004,3,23,18,2.8438562232286956E-3,3.8592767781057128E-4,5.9127513227159303E-4,2.2344489247311912E-6,0,{"$f":"SUM(E1988:I1988)","v":3.823293482235591E-3},null,2.0891241744328648E-3,2.4669090130557844E-4,3.8434122767667088E-4,1.043458781362036E-6,0,2.7211997621964757E-3]
[2004,3,23,19,3.0875499725080231E-3,2.9146055837884935E-4,5.2389429619809839E-4,2.2344489247311912E-6,2.9396478126724462E-5,3.9345357541364263E-3,null,2.2681439499824263E-3,1.8630606710928163E-4,3.4054227208915269E-4,1.043458781362036E-6,1.2967504585091649E-5,2.8090032525473138E-3]
[2004,3,23,20,3.0744126133400197E-3,4.4519837469089105E-4,6.0405742507734406E-4,2.2344489247311912E-6,8.0172213000001078E-5,4.2060750750329869E-3,null,2.2584931193947522E-3,2.8457764142581589E-4,3.9264998588642492E-4,1.043458781362036E-6,3.5365921563553663E-5,2.9721301270519088E-3]
[2004,3,23,21,2.912827837462805E-3,5.2786330707499504E-4,6.2183264787775004E-4,2.2344489247311912E-6,8.0172213000001078E-5,4.1449304543402822E-3,null,2.1397913866038612E-3,3.3741833632463798E-4,4.0420425323247039E-4,1.043458781362036E-6,3.5365921563553663E-5,2.9178233565058855E-3]
[2004,3,23,22,2.5659219334676782E-3,4.9208020542677866E-4,5.8147051287423912E-4,2.2344489247311912E-6,8.0172213000001078E-5,3.721879313693428E-3,null,1.884950968030624E-3,3.1454522795576777E-4,3.7796801958722497E-4,1.043458781362036E-6,3.5365921563553663E-5,2.613873595918532E-3]
[2004,3,23,23,2.1271356907440189E-3,5.0794000977822393E-4,5.5934048560644717E-4,2.2344489247311912E-6,8.0172213000001078E-5,3.2768228480534222E-3,null,1.5626143676092999E-3,3.2468305857777504E-4,3.6358303807118429E-4,1.043458781362036E-6,3.5365921563553663E-5,2.2872898446031748E-3]
[2004,3,23,24,1.8097632744226897E-3,5.4466165841570823E-4,5.6906047443065007E-4,2.2344489247311912E-6,8.0172213000001078E-5,3.0058920691937805E-3,null,1.3294695335563651E-3,3.4815610060264434E-4,3.6990123451442942E-4,1.043458781362036E-6,3.5365921563553663E-5,2.0839362490183543E-3]
[2004,3,24,1,1.4680874145775709E-3,5.7555181373011432E-4,5.7120410296055617E-4,2.2344489247311912E-6,8.0172213000001078E-5,2.6972499931929737E-3,null,1.0784711557930281E-3,3.6790156249646712E-4,3.712946379841502E-4,1.043458781362036E-6,3.5365921563553663E-5,1.8540767366185611E-3]
[2004,3,24,2,1.4378711587972807E-3,5.4764228438820991E-4,5.495640305227549E-4,2.2344489247311912E-6,8.0172213000001078E-5,2.6174841356329777E-3,null,1.0562740032450757E-3,3.5006136252058374E-4,3.5722813737587453E-4,1.043458781362036E-6,3.5365921563553663E-5,1.7999728834864497E-3]
[2004,3,24,3,1.4532352399636568E-3,5.7604090549445621E-4,5.574335849699365E-4,2.2344489247311912E-6,8.0172213000001078E-5,2.6691163923527818E-3,null,1.0675606052611875E-3,3.6821419746696504E-4,3.6234351269341604E-4,1.043458781362036E-6,3.5365921563553663E-5,1.8345276957664844E-3]
[2004,3,24,4,1.5482261764141853E-3,5.5546097741098128E-4,5.4514413548247833E-4,2.2344489247311912E-6,8.0172213000001078E-5,2.7312379512323768E-3,null,1.1373418621580332E-3,3.5505919123232963E-4,3.5435511296935912E-4,1.043458781362036E-6,3.5365921563553663E-5,1.8831655467046377E-3]
[2004,3,24,5,1.7910124976686309E-3,5.2319462490173446E-4,5.4147974028574783E-4,2.2344489247311912E-6,8.0172213000001078E-5,2.9380935247808452E-3,null,1.3156950323399061E-3,3.3443404294675731E-4,3.5197317929460249E-4,1.043458781362036E-6,3.5365921563553663E-5,2.0385116349261813E-3]
[2004,3,24,6,1.9835848471128812E-3,5.504375443731237E-4,5.8698233234237118E-4,2.2344489247311912E-6,8.0172213000001078E-5,3.2034113857531085E-3,null,1.4571605351544499E-3,3.5184813565117078E-4,3.8155081775594784E-4,1.043458781362036E-6,3.5365921563553663E-5,2.2269688689064843E-3]
[2004,3,24,7,2.5489697422715961E-3,5.4258244783793623E-4,6.545002419413731E-4,2.2344489247311912E-6,2.4058077677040322E-5,3.7723449586526763E-3,null,1.8724977250895532E-3,3.4682703725496075E-4,4.2543887400777613E-4,1.043458781362036E-6,1.0612605742791184E-5,2.656419700876443E-3]
[2004,3,24,11,2.1477386063323621E-3,7.0669619864315697E-4,8.6965331918582877E-4,2.2344489247311912E-6,0,3.7263225730860784E-3,null,1.5777494678537634E-3,4.5173106832228124E-4,5.6529288330604702E-4,1.043458781362036E-6,0,2.5958168782634536E-3]
[2004,3,24,14,1.7954687917778529E-3,7.0394490122223168E-4,8.5739243738581269E-4,2.2344489247311912E-6,0,3.3590405793106283E-3,null,1.3189686689168596E-3,4.4997239673806561E-4,5.5732305317753722E-4,1.043458781362036E-6,0,2.3273075776138246E-3]
[2004,3,24,18,2.6465870276500278E-3,3.6249510807298367E-4,5.6295469553997398E-4,2.2344489247311912E-6,0,3.5742712801877163E-3,null,1.9442083232065921E-3,2.3171244269575402E-4,3.6593235027309652E-4,1.043458781362036E-6,0,2.5428965749568046E-3]
[2004,3,24,21,2.7134390379114932E-3,4.9417644690223758E-4,5.8493690509341003E-4,2.2344489247311912E-6,8.0172213000001078E-5,3.8749590518318729E-3,null,1.9933184538826428E-3,3.1588517771492683E-4,3.8022124717690322E-4,1.043458781362036E-6,3.5365921563553663E-5,2.7258342591193882E-3]
[2004,3,24,24,1.6693728866598568E-3,5.2027646386256117E-4,5.3805352237986043E-4,2.2344489247311912E-6,8.0172213000001078E-5,2.8101095348270107E-3,null,1.2263374024248004E-3,3.3256870957395416E-4,3.4974606585051521E-4,1.043458781362036E-6,3.5365921563553663E-5,1.9450615581941856E-3]
[2004,3,25,4,1.2486769791710665E-3,6.1832843726579336E-4,5.7039525430529093E-4,2.2344489247311912E-6,8.0172213000001078E-5,2.519807332666883E-3,null,9.1729013651837416E-4,3.9524503750891678E-4,3.7076886940671155E-4,1.043458781362036E-6,3.5365921563553663E-5,1.7197134237789183E-3]
[2004,3,25,5,1.453131109520493E-3,5.9999604257651533E-4,5.7511588852129068E-4,2.2344489247311912E-6,8.0172213000001078E-5,2.710649702543031E-3,null,1.0674841100346247E-3,3.8352668915244727E-4,3.7383738058021455E-4,1.043458781362036E-6,3.5365921563553663E-5,1.8612575601122023E-3]
[2004,3,25,9,2.0600398509634304E-3,7.5522933461171719E-4,8.6911165690556011E-4,2.2344489247311912E-6,0,3.6866152914054387E-3,null,1.5133251174198647E-3,4.8275419452870733E-4,5.649407914719379E-4,1.043458781362036E-6,0,2.5620635622018717E-3]
[2004,3,25,12,1.7026757892579757E-3,7.6266706353931202E-4,8.7298658813789176E-4,2.2344489247311912E-6,0,3.3405638898599105E-3,null,1.2508020354566084E-3,4.8750850513743112E-4,5.6745957798216254E-4,1.043458781362036E-6,0,2.3068135773575641E-3]
[2004,3,25,15,1.4661990812736125E-3,7.3272059882486835E-4,8.5202124254321219E-4,2.2344489247311912E-6,0,3.0531753715664239E-3,null,1.0770839679589653E-3,4.6836626477459326E-4,5.5383166396256274E-4,1.043458781362036E-6,0,2.1003253554774835E-3]
[2004,3,25,19,2.408436721077475E-3,4.0125493199733605E-4,5.5621173165671376E-4,2.2344489247311912E-6,2.5387867476724411E-5,3.3935257011329799E-3,null,1.7692608140654775E-3,2.5648831767986768E-4,3.6154928243272393E-4,1.043458781362036E-6,1.1199208506913967E-5,2.3995410814663448E-3]
[2004,3,25,21,2.3011508622913313E-3,5.723899305362214E-4,6.1904311338526646E-4,2.2344489247311912E-6,8.0172213000001078E-5,3.5749905681375514E-3,null,1.6904475887926261E-3,3.6588043817765818E-4,4.0239099735044374E-4,1.043458781362036E-6,3.5365921563553663E-5,2.4951284046656435E-3]
[2004,3,26,2,1.1019544408738926E-3,7.4606207709253637E-4,6.7304439769280266E-4,2.2344489247311912E-6,8.0172213000001078E-5,2.6034675775839637E-3,null,8.0950634661116955E-4,4.7689434267061623E-4,4.3749296388696627E-4,1.043458781362036E-6,3.5365921563553663E-5,1.7603030335136677E-3]
[2004,3,26,3,1.0560505194745014E-3,7.5163160173944647E-4,6.6695004352265057E-4,2.2344489247311912E-6,8.0172213000001078E-5,2.5570388266613307E-3,null,7.7578488379127439E-4,4.804544683987955E-4,4.3353150595340858E-4,1.043458781362036E-6,3.5365921563553663E-5,1.7261802384883941E-3]
[2004,3,26,6,1.6313489141740085E-3,7.1558697256955326E-4,6.4992416333074581E-4,2.2344489247311912E-6,8.0172213000001078E-5,3.0792667119990398E-3,null,1.1984046259787503E-3,4.5741418761978696E-4,4.2246432700730193E-4,1.043458781362036E-6,3.5365921563553663E-5,2.1146925209507548E-3]
[2004,3,26,10,2.0418892525810471E-3,8.3670382445798133E-4,9.1272540435474172E-4,2.2344489247311912E-6,0,{"$f":"SUM(E2052:I2052)","v":3.793552930318501E-3},null,1.499991513016331E-3,5.3483394026659274E-4,5.9329064135282058E-4,1.043458781362036E-6,0,2.6291595534171062E-3]
[2004,3,26,13,1.7435460908456881E-3,7.9120837544746408E-4,8.6853370412063224E-4,2.2344489247311912E-6,0,3.4055226193385156E-3,null,1.2808257526775565E-3,5.0575255023678684E-4,5.6456511004923887E-4,1.043458781362036E-6,0,2.3521868717449441E-3]
[2004,3,26,18,1.9360698642583354E-3,6.8985949815207051E-4,7.4572752758966299E-4,2.2344489247311912E-6,0,3.3738913389248001E-3,null,1.4222555710713862E-3,4.4096879067813443E-4,4.8473852158295729E-4,1.043458781362036E-6,0,2.3490063421138397E-3]
[2004,3,26,21,2.3381558032348829E-3,5.5467091334094297E-4,6.2352096887521662E-4,2.2344489247311912E-6,8.0172213000001078E-5,3.5987543473757749E-3,null,1.7176317748520975E-3,3.5455417013969225E-4,4.0530169726395816E-4,1.043458781362036E-6,3.5365921563553663E-5,2.5138970226006633E-3]
[2004,3,26,24,1.3278457839215911E-3,6.929139535289758E-4,6.4381615429498376E-4,2.2344489247311912E-6,8.0172213000001078E-5,2.7469825536702826E-3,null,9.7544830306502931E-4,4.4292124548573258E-4,4.1849399312492472E-4,1.043458781362036E-6,3.5365921563553663E-5,1.8732729220206025E-3]
[2004,3,27,1,1.1657689517386536E-3,6.4741745864123313E-4,5.9702802139326291E-4,2.2344489247311912E-6,8.0172213000001078E-5,2.4926210936978819E-3,null,8.5638510097232488E-4,4.1383918691513462E-4,3.8808072617243161E-4,1.043458781362036E-6,3.5365921563553663E-5,1.6947143944048067E-3]
[2004,3,27,4,1.0828177279390396E-3,6.564156723565677E-4,5.8426609063860139E-4,2.2344489247311912E-6,8.0172213000001078E-5,2.405906152858941E-3,null,7.9544833295884987E-4,4.19590983376506E-4,3.7978520372262519E-4,1.043458781362036E-6,3.5365921563553663E-5,1.6312339004028969E-3]
[2004,3,27,7,1.6259769706954931E-3,6.5018751483507213E-4,6.3496875950303715E-4,2.2344489247311912E-6,1.6040856377040213E-5,2.9294085503353737E-3,null,1.1944583445553131E-3,4.1560984939521893E-4,4.127430010901117E-4,1.043458781362036E-6,7.0760135864358167E-6,2.0309306674084412E-3]
[2004,3,27,11,2.407646151933257E-3,5.5371870820961934E-4,6.3296084359078719E-4,2.2344489247311912E-6,0,3.5965601526583946E-3,null,1.7686800543571435E-3,3.5394550598943838E-4,4.1143781366607642E-4,1.043458781362036E-6,0,2.5351068327940205E-3]
[2004,3,27,15,1.7273967082308014E-3,6.4402968383548743E-4,6.7246283558892919E-4,2.2344489247311912E-6,0,3.0461236765799492E-3,null,1.2689622606531174E-3,4.1167366920728072E-4,4.3711493633131007E-4,1.043458781362036E-6,0,2.11879432497307E-3]
[2004,3,27,18,2.1323255536905622E-3,5.2448573742979951E-4,5.6444974612003497E-4,2.2344489247311912E-6,0,3.2234954861651275E-3,null,1.5664268909200978E-3,3.3525934191220658E-4,3.6690416448278902E-4,1.043458781362036E-6,0,2.2696338560964551E-3]
[2004,3,27,22,1.9372340286179486E-3,5.2682934472228016E-4,5.4009159308444888E-4,2.2344489247311912E-6,8.0172213000001078E-5,3.0865616283494096E-3,null,1.4231107774235272E-3,3.3675741170229858E-4,3.5107085452154216E-4,1.043458781362036E-6,3.5365921563553663E-5,2.1473484239922834E-3]
[2004,3,28,1,1.4714232479815772E-3,7.0510837866084571E-4,6.3284404324169975E-4,2.2344489247311912E-6,8.0172213000001078E-5,2.891782331808855E-3,null,1.0809216911433273E-3,4.5071610939326749E-4,4.1136189099131611E-4,1.043458781362036E-6,3.5365921563553663E-5,1.9794090718728268E-3]
[2004,3,28,2,1.3868159943678077E-3,7.0875647007183579E-4,6.302818168744779E-4,2.2344489247311912E-6,8.0172213000001078E-5,2.8082609432388533E-3,null,1.0187683876770135E-3,4.5304802547487075E-4,4.096963901545394E-4,1.043458781362036E-6,3.5365921563553663E-5,1.9179221836513394E-3]
[2004,3,28,5,1.4127564544857074E-3,7.2064166043717657E-4,6.3385064897718366E-4,2.2344489247311912E-6,8.0172213000001078E-5,2.8496554258247999E-3,null,1.0378244995456682E-3,4.6064522176835203E-4,4.1201620581540809E-4,1.043458781362036E-6,3.5365921563553663E-5,1.9468953074743441E-3]
[2004,3,28,8,2.2222666370451086E-3,7.3795821398790643E-4,7.0704150834288921E-4,2.2344489247311912E-6,0,3.6695008083006352E-3,null,1.6324984770909835E-3,4.7171422886100386E-4,4.5959179830693306E-4,1.043458781362036E-6,0,2.5648479630402824E-3]
[2004,3,28,13,2.1361775862532772E-3,6.7427860628941575E-4,7.0546301444214326E-4,2.2344489247311912E-6,0,3.5181536559095671E-3,null,1.5692566311445648E-3,4.3100924520435871E-4,4.5856574419002468E-4,1.043458781362036E-6,0,2.4598750793203101E-3]
[2004,3,28,16,2.1490530182810817E-3,5.9308043439423234E-4,6.5090245724590354E-4,2.2344489247311912E-6,0,3.3952703588459483E-3,null,1.5787150475320905E-3,3.7910612614633658E-4,4.2310023855483451E-4,1.043458781362036E-6,0,2.3819648710146231E-3]
[2004,3,28,19,2.7165170368777455E-3,4.6024903910389095E-4,5.4451007803119295E-4,2.2344489247311912E-6,2.137925682672436E-5,3.7448898597642849E-3,null,1.995579581571432E-3,2.9419825736700565E-4,3.539429623377093E-4,1.043458781362036E-6,9.4309124287362846E-6,2.6541951724862452E-3]
[2004,3,28,23,1.7175349939207291E-3,6.5427695995422166E-4,6.2103465626731839E-4,2.2344489247311912E-6,8.0172213000001078E-5,3.0752532720670018E-3,null,1.2617177503300419E-3,4.1822388554832912E-4,4.0368554196171111E-4,1.043458781362036E-6,3.5365921563553663E-5,2.1200365581849978E-3]
[2004,3,29,2,1.3412117588356715E-3,7.9265677090285249E-4,7.0485362861444703E-4,2.2344489247311912E-6,8.0172213000001078E-5,{"$f":"SUM(E2116:I2116)","v":2.9211288202777032E-3},null,9.8526707698186507E-4,5.0667838686598043E-4,4.5816963063076551E-4,1.043458781362036E-6,3.5365921563553663E-5,1.9865244748235268E-3]
[2004,3,29,5,1.6848975311795796E-3,7.4796852156900674E-4,6.8340418988862878E-4,2.2344489247311912E-6,8.0172213000001078E-5,3.1986769045619472E-3,null,1.2377419558268735E-3,4.7811297127185477E-4,4.4422704593050143E-4,1.043458781362036E-6,3.5365921563553663E-5,2.1964913533741451E-3]
[2004,3,29,7,2.343342592235907E-3,7.2920949675588564E-4,7.6327937722000703E-4,2.2344489247311912E-6,1.2032245727040161E-5,3.8500981608635709E-3,null,1.7214420400129078E-3,4.6612191438519631E-4,4.9614759168709977E-4,1.043458781362036E-6,5.3077175082581337E-6,2.6900627223748236E-3]
[2004,3,29,10,2.1533584826260695E-3,9.0858113103336135E-4,9.7350562904983213E-4,2.2344489247311912E-6,0,4.0376796916339937E-3,null,1.5818778831114015E-3,5.8077901900023359E-4,6.3279906121148756E-4,1.043458781362036E-6,0,2.7964994221044846E-3]
[2004,3,29,14,1.7971294372127616E-3,7.3796111179861819E-4,8.7359410619239049E-4,2.2344489247311912E-6,0,3.4109191041285015E-3,null,1.3201885950491629E-3,4.717160811861347E-4,5.6785447744969937E-4,1.043458781362036E-6,0,2.3608026124663588E-3]
[2004,3,29,17,2.1496576403577687E-3,6.859621765027094E-4,7.8934637508235614E-4,2.2344489247311912E-6,0,3.6272006408675649E-3,null,1.5791592087335202E-3,4.3847756279882555E-4,5.1309168659900706E-4,1.043458781362036E-6,0,2.5317719169127145E-3]
[2004,3,29,21,2.6554511194054123E-3,5.9657703036190834E-4,6.5692951926754335E-4,2.2344489247311912E-6,8.0172213000001078E-5,3.9913643309595964E-3,null,1.9507199703916037E-3,3.8134120401289696E-4,4.2701795518157817E-4,1.043458781362036E-6,3.5365921563553663E-5,2.7954885099309946E-3]
[2004,3,29,24,1.5121626471770401E-3,7.9980302261551436E-4,7.1356414885086423E-4,2.2344489247311912E-6,8.0172213000001078E-5,3.1079364805681508E-3,null,1.110849246206039E-3,5.1124638076046973E-4,4.6383165133592394E-4,1.043458781362036E-6,3.5365921563553663E-5,2.1223366586473483E-3]
[2004,3,30,2,1.1239349635286926E-3,7.2337762611592883E-4,6.5252586799007515E-4,2.2344489247311912E-6,8.0172213000001078E-5,2.5822451195594287E-3,null,8.2565345027616355E-4,4.6239409306740359E-4,4.2415548956131825E-4,1.043458781362036E-6,3.5365921563553663E-5,1.7486124132498012E-3]
[2004,3,30,5,1.4010539706810375E-3,7.4379657137518492E-4,6.7128103091460467E-4,2.2344489247311912E-6,8.0172213000001078E-5,2.8985382348955591E-3,null,1.029227742221035E-3,4.7544619660735125E-4,4.3634673852522459E-4,1.043458781362036E-6,3.5365921563553663E-5,1.977430057698527E-3]
[2004,3,30,8,2.250335358367014E-3,8.4443191252591516E-4,9.0916424935325935E-4,2.2344489247311912E-6,0,4.0061659691709196E-3,null,1.6531180301401309E-3,5.3977385289909186E-4,5.9097581596864062E-4,1.043458781362036E-6,0,2.7849111577892254E-3]
[2004,3,30,11,1.8011772538272851E-3,8.939937233371257E-4,9.7875016821498016E-4,2.2344489247311912E-6,0,3.6761555943041219E-3,null,1.323162160123937E-3,5.7145452387018323E-4,6.3620812158172058E-4,1.043458781362036E-6,0,2.5318682643572028E-3]
[2004,3,30,15,1.485738806086634E-3,8.463958199317127E-4,9.3043690741880783E-4,2.2344489247311912E-6,0,3.2648059823618854E-3,null,1.0914380380189152E-3,5.4102921268765487E-4,6.0480348953483325E-4,1.043458781362036E-6,0,2.2383141990227652E-3]
[2004,3,30,18,2.0763935544269537E-3,6.9076386520075354E-4,7.5675929210493201E-4,2.2344489247311912E-6,0,3.5261511606573702E-3,null,1.5253387055077902E-3,4.4154687599094836E-4,4.9190939971704875E-4,1.043458781362036E-6,0,2.4598384399971496E-3]
[2004,3,30,23,1.6176949216438904E-3,6.7694214630890893E-4,6.4510781108663819E-4,2.2344489247311912E-6,8.0172213000001078E-5,3.0221515409641696E-3,null,1.188374271546904E-3,4.3271182090921594E-4,4.1933359710950993E-4,1.043458781362036E-6,3.5365921563553663E-5,2.0768290699105453E-3]
[2004,3,31,2,1.073356607203754E-3,6.9259146119949732E-4,6.2817311106859604E-4,2.2344489247311912E-6,8.0172213000001078E-5,2.4765278413965792E-3,null,7.8849810253444643E-4,4.4271510343374366E-4,4.0832568718733044E-4,1.043458781362036E-6,3.5365921563553663E-5,1.6759482735004363E-3]
[2004,3,31,5,1.3470403027926545E-3,7.0709985763959583E-4,6.4332528419774144E-4,2.2344489247311912E-6,8.0172213000001078E-5,2.7798721065547239E-3,null,9.8954878151489276E-4,4.5198909335488976E-4,4.1817491727426436E-4,1.043458781362036E-6,3.5365921563553663E-5,1.8961221724889627E-3]
[2004,3,31,6,1.7716592828829713E-3,5.8056873738738851E-4,5.9626719428539489E-4,2.2344489247311912E-6,8.0172213000001078E-5,3.0309018764804866E-3,null,1.3014779743425753E-3,3.7110845718154261E-4,3.8758617260721697E-4,1.043458781362036E-6,3.5365921563553663E-5,2.0965819844762502E-3]
[2004,3,31,9,2.0169522688947578E-3,8.3938539258782943E-4,9.2218919271364085E-4,2.2344489247311912E-6,0,3.780761303120959E-3,null,1.4816725646001137E-3,5.3654803981658468E-4,5.9944230212427465E-4,1.043458781362036E-6,0,2.618706365322335E-3]
[2004,3,31,13,1.557572199968732E-3,7.9855342703976425E-4,8.9803045298640822E-4,2.2344489247311912E-6,0,3.2563905289196352E-3,null,1.1442075410848164E-3,5.104476200688342E-4,5.8373861499267927E-4,1.043458781362036E-6,0,2.2394372349276918E-3]
[2004,3,31,16,1.5862686213669833E-3,7.7253021078402956E-4,8.5627561015142514E-4,2.2344489247311912E-6,0,3.2173088912271688E-3,null,1.1652882086562368E-3,4.9381318040019702E-4,5.565970920691812E-4,1.043458781362036E-6,0,2.2167419399069768E-3]
[2004,3,31,20,2.365331019059756E-3,6.0166546226053479E-4,6.7096614000954416E-4,2.2344489247311912E-6,8.0172213000001078E-5,3.7203692832545672E-3,null,1.7375949501566203E-3,3.8459380786454487E-4,4.3614205283758168E-4,1.043458781362036E-6,3.5365921563553663E-5,2.5947401912036622E-3]
[2004,3,31,24,1.2310738264478807E-3,7.0496781855305219E-4,6.4033186728813677E-4,2.2344489247311912E-6,8.0172213000001078E-5,2.6587801742138017E-3,null,9.043586909692424E-4,4.5062626121270704E-4,4.1622913354822543E-4,1.043458781362036E-6,3.5365921563553663E-5,1.8076234660750906E-3]
[2004,4,1,3,1.239052313203816E-3,5.9364785025560539E-4,5.2127565525806837E-4,2.3089305555555617E-6,8.0172213000000766E-5,2.4364569622730464E-3,null,9.1021976419125409E-4,3.7946882708308024E-4,3.3884010059773736E-4,1.0782407407407694E-6,3.5365921563553528E-5,1.6649728541763659E-3]
[2004,4,1,6,1.8745578594960271E-3,4.8706296067906963E-4,4.8007703837553884E-4,2.3089305555555617E-6,8.0172213000000766E-5,2.9241790021061922E-3,null,1.3770682598715001E-3,3.1133812802475283E-4,3.1206013620048792E-4,1.0782407407407694E-6,3.5365921563553528E-5,2.0369106864010353E-3]
[2004,4,1,7,2.1884333650290144E-3,6.1464593089188032E-4,6.3411688486125686E-4,2.3089305555555617E-6,4.0150244270400379E-6,3.4435201357647469E-3,null,1.6076442295760588E-3,3.928911228542388E-4,4.1218926471971743E-4,1.0782407407407694E-6,1.7711253519027605E-6,2.4155739832426582E-3]
[2004,4,1,13,1.6730447119338871E-3,6.9817954880018265E-4,7.6819446911853084E-4,2.3089305555555617E-6,0,3.1417276604081561E-3,null,1.2290347606391905E-3,4.462870948871896E-4,4.993425044296073E-4,1.0782407407407694E-6,0,2.1757426006967281E-3]
[2004,4,1,15,1.5242398217303408E-3,7.1572453916884124E-4,7.7861894557531945E-4,2.3089305555555617E-6,0,3.0208922370300573E-3,null,1.1197212549637465E-3,4.575021223037164E-4,5.0611863259839409E-4,1.0782407407407694E-6,0,2.0844202506065976E-3]
[2004,4,1,18,2.0912175074851731E-3,5.6589252653831818E-4,6.0329305017223439E-4,2.3089305555555617E-6,0,3.2627120147512814E-3,null,1.5362285242129792E-3,3.6172719771176975E-4,3.9215312617864995E-4,1.0782407407407694E-6,0,2.2911870888441396E-3]
[2004,4,1,21,2.4191872243915528E-3,5.1461169671343022E-4,5.2090978070976806E-4,2.3089305555555617E-6,8.0172213000000766E-5,3.5371898453703077E-3,null,1.7771582373519693E-3,3.289477033749863E-4,3.3860227447349441E-4,1.0782407407407694E-6,3.5365921563553528E-5,2.481152377504744E-3]
[2004,4,2,1,1.1045595460595014E-3,6.2358555430322437E-4,5.4719887112482748E-4,2.3089305555555617E-6,8.0172213000000766E-5,2.35782511504311E-3,null,8.1142008197364758E-4,3.9860546749307909E-4,3.5569073419918743E-4,1.0782407407407694E-6,3.5365921563553528E-5,1.6021604459702083E-3]
[2004,4,2,4,1.1648938819654958E-3,6.1839098363161878E-4,5.2700269520200278E-4,2.3089305555555617E-6,8.0172213000000766E-5,2.392768704354674E-3,null,8.5574226628803702E-4,3.9528501810695625E-4,3.4256279658623364E-4,1.0782407407407694E-6,3.5365921563553528E-5,1.6300342432855211E-3]
[2004,4,2,7,2.0299336209124992E-3,6.1709810703441709E-4,6.2092477820054623E-4,2.3089305555555617E-6,2.6788208503159548E-6,3.2729442575533344E-3,null,1.4912087908324993E-3,3.9445859152141056E-4,4.0361411891553004E-4,1.0782407407407694E-6,1.1816933140548949E-6,2.2915414353242352E-3]
[2004,4,2,10,1.9850999309694349E-3,6.6114176638983437E-4,7.4442093838621832E-4,2.3089305555555617E-6,0,3.3929715663010432E-3,null,1.458273530349202E-3,4.2261197529741643E-4,4.838892112177611E-4,1.0782407407407694E-6,0,2.3658529576051201E-3]
[2004,4,2,12,1.7466643943830392E-3,6.5316444802055893E-4,7.2746030059706761E-4,2.3089305555555617E-6,0,3.1295980735562214E-3,null,1.2831164884924999E-3,4.1751275082696E-4,4.7286444120076795E-4,1.0782407407407694E-6,0,2.1745719212609683E-3]
[2004,4,2,16,1.5622544001625712E-3,6.2916098277403883E-4,7.0240186808340644E-4,2.3089305555555617E-6,0,2.896126181575572E-3,null,1.1476471304475227E-3,4.0216936703620825E-4,4.5657593490260403E-4,1.0782407407407694E-6,0,2.0074706731270757E-3]
[2004,4,2,19,1.9845779744077762E-3,5.2948753409490332E-4,5.5770502472991064E-4,2.3089305555555617E-6,1.33620355267242E-5,3.0874414993148701E-3,null,1.4578900960313702E-3,3.3845656719146562E-4,3.6251995422612168E-4,1.0782407407407694E-6,5.8943202723808958E-6,2.165839178462079E-3]
[2004,4,2,22,2.0033161133244399E-3,4.3692752796535073E-4,4.4125815082763395E-4,2.3089305555555617E-6,8.0172213000000766E-5,2.9639829356729809E-3,null,1.4716553133707474E-3,2.7929078912007036E-4,2.8682704574412948E-4,1.0782407407407694E-6,3.5365921563553528E-5,2.0742173105392412E-3]
[2004,4,3,2,1.1999367411337665E-3,5.5546734730260315E-4,4.930910922896762E-4,2.3089305555555617E-6,8.0172213000000766E-5,2.3309763242816022E-3,null,8.8148508817604545E-4,3.5506326296492558E-4,3.2051954398784675E-4,1.0782407407407694E-6,3.5365921563553528E-5,1.5935120574331119E-3]
[2004,4,3,3,1.2069351311878886E-3,5.276548998555705E-4,4.6768266464598492E-4,2.3089305555555617E-6,8.0172213000000766E-5,2.2847538392450004E-3,null,8.8662617292032905E-4,3.3728511922787491E-4,3.0400353352010983E-4,1.0782407407407694E-6,3.5365921563553528E-5,1.5643589879726079E-3]
[2004,4,3,7,1.7732687535696946E-3,5.2810926947356805E-4,5.112517281656196E-4,2.3089305555555617E-6,6.4137770400000618E-9,2.8149450955414781E-3,null,1.3026603070119313E-3,3.3757555926893542E-4,3.3232433791031968E-4,1.0782407407407694E-6,2.8292737250842823E-9,1.973641274205652E-3]
[2004,4,3,10,2.52596971341591E-3,4.6550433235995769E-4,5.0552214625523839E-4,2.3089305555555617E-6,0,{"$f":"SUM(E2244:I2244)","v":3.4993051225866616E-3},null,1.8556016823492085E-3,2.9755752156209814E-4,3.2859998959035948E-4,1.0782407407407694E-6,0,2.4828374342424067E-3]
[2004,4,3,13,2.0622593530215797E-3,5.241026701109532E-4,5.4351936903255442E-4,2.3089305555555617E-6,0,3.1321903227206427E-3,null,1.5149555850106696E-3,3.3501447939629942E-4,3.5329898072572404E-4,1.0782407407407694E-6,0,2.2043472858734336E-3]
[2004,4,3,17,2.1684934647921306E-3,4.9592725248574874E-4,5.0074146310929372E-4,2.3089305555555617E-6,0,3.1674711109427288E-3,null,1.5929961867951338E-3,3.1700431954444648E-4,3.2549244535391161E-4,1.0782407407407694E-6,0,2.2365711924342323E-3]
[2004,4,3,20,2.3071452763978309E-3,4.5624948194983365E-4,4.4854903694158875E-4,2.3089305555555617E-6,8.0172213000000766E-5,3.2944249388448094E-3,null,1.6948511431351984E-3,2.9164167898228081E-4,2.9156627451758151E-4,1.0782407407407694E-6,3.5365921563553528E-5,2.3145032589393551E-3]
[2004,4,3,24,1.4973138898100521E-3,5.2575504470532086E-4,4.6867334891367244E-4,2.3089305555555617E-6,8.0172213000000766E-5,2.5742234269846018E-3,null,1.0999412060167064E-3,3.360707026251995E-4,3.0464749905645861E-4,1.0782407407407694E-6,3.5365921563553528E-5,1.7771035700026587E-3]
[2004,4,4,4,1.1448886683459757E-3,4.0423396640566322E-4,3.5498037686117781E-4,2.3089305555555617E-6,8.0172213000000766E-5,1.9865841551683729E-3,null,8.4104624366711006E-4,2.5839256224553288E-4,2.3074468449196291E-4,1.0782407407407694E-6,3.5365921563553528E-5,1.3666276527089E-3]
[2004,4,4,7,1.5271101312739565E-3,3.6387464008325813E-4,3.718397481259439E-4,2.3089305555555617E-6,0,2.2651334500387145E-3,null,1.1218298120021417E-3,2.3259426075276712E-4,2.4170362914580404E-4,1.0782407407407694E-6,0,1.5972059426414536E-3]
[2004,4,4,8,1.8622748513406554E-3,3.5924253912000592E-4,3.9078316899761778E-4,2.3089305555555617E-6,0,2.6146094900138346E-3,null,1.3680450437670623E-3,2.2963335064638183E-4,2.5401724972078657E-4,1.0782407407407694E-6,0,1.8527738848749715E-3]
[2004,4,4,11,1.8934232404881372E-3,4.392783707824259E-4,5.0211390027391878E-4,2.3089305555555617E-6,0,2.8371244421000379E-3,null,1.3909269504651328E-3,2.8079348396865459E-4,3.263845582738894E-4,1.0782407407407694E-6,0,1.9991832334484171E-3]
[2004,4,4,14,1.759670538994369E-3,2.5684882352059585E-4,3.6706575331065081E-4,2.3089305555555617E-6,0,2.385894046381171E-3,null,1.2926709276029449E-3,1.6418171439021274E-4,2.3860043246445097E-4,1.0782407407407694E-6,0,1.6965313151983494E-3]
[2004,4,4,18,2.1561469402564481E-3,1.6393738483505148E-4,2.586072967388858E-4,2.3089305555555617E-6,0,2.5810005523859412E-3,null,1.5839263109459114E-3,1.047912952293844E-4,1.6810016266524406E-4,1.0782407407407694E-6,0,1.8578960095812808E-3]
[2004,4,4,21,2.1666793591574715E-3,2.2067433591619191E-4,2.8002210313362338E-4,2.3089305555555617E-6,8.0172213000000766E-5,2.7498569417628437E-3,null,1.5916635273219208E-3,1.4105842610463373E-4,1.8202023562449558E-4,1.0782407407407694E-6,3.5365921563553528E-5,1.9511863513553443E-3]
[2004,4,5,1,1.5876970852279667E-3,5.8900166625209518E-4,5.3949687159630792E-4,2.3089305555555617E-6,8.0172213000000766E-5,2.7986767666319259E-3,null,1.166337571967894E-3,3.7649891488098083E-4,3.5068427309032312E-4,1.0782407407407694E-6,3.5365921563553528E-5,1.929964922243492E-3]
[2004,4,5,5,1.985656425971699E-3,4.7621381036592022E-4,4.5598702452346099E-4,2.3089305555555617E-6,8.0172213000000766E-5,3.0003384044166369E-3,null,1.4586823369381865E-3,3.0440318445103953E-4,2.9640112232807167E-4,1.0782407407407694E-6,3.5365921563553528E-5,2.0959308060215917E-3]
[2004,4,5,8,2.5849154676353754E-3,5.814921464215657E-4,6.6043254334585894E-4,2.3089305555555617E-6,0,3.8291490879583559E-3,null,1.8989038011814517E-3,3.7169871442405811E-4,4.2929499424741583E-4,1.0782407407407694E-6,0,2.7009757505936662E-3]
[2004,4,5,9,2.6312946883237914E-3,6.196582256998099E-4,7.0895794281999381E-4,2.3089305555555617E-6,0,3.9622197873991506E-3,null,1.9329744234372853E-3,3.9609505870769252E-4,4.6083752088089372E-4,1.0782407407407694E-6,0,2.7909852437666121E-3]
[2004,4,5,12,2.2091597746370026E-3,6.3587403084972613E-4,7.130854594644653E-4,2.3089305555555617E-6,0,3.5604281955067497E-3,null,1.6228700497168836E-3,4.0646045050991505E-4,4.6352049320259013E-4,1.0782407407407694E-6,0,2.4939292341701292E-3]
[2004,4,5,18,2.6497250173722147E-3,3.8765752202064895E-4,4.6915252331102328E-4,2.3089305555555617E-6,0,3.5088439932594428E-3,null,1.9465135206825389E-3,2.4779664430313498E-4,3.0495897245707589E-4,1.0782407407407694E-6,0,2.5003473781834906E-3]
[2004,4,5,20,2.9380903796328282E-3,4.09653537995804E-4,4.7630001197837438E-4,2.3089305555555617E-6,8.0172213000000766E-5,3.9065250731625629E-3,null,2.1583494934181032E-3,2.6185683567584681E-4,3.0960498988497097E-4,1.0782407407407694E-6,3.5365921563553528E-5,2.7662554812832151E-3]
[2004,4,5,23,2.0523901477042688E-3,4.7366762254954018E-4,4.6643493201553783E-4,2.3089305555555617E-6,8.0172213000000766E-5,3.0749738458249035E-3,null,1.5077055717215213E-3,3.0277562207748937E-4,3.0319248116085382E-4,1.0782407407407694E-6,3.5365921563553528E-5,2.1501178372641586E-3]
[2004,4,6,3,1.900183422547469E-3,7.1210788965195228E-4,6.5393621454608883E-4,2.3089305555555617E-6,8.0172213000000766E-5,3.3487086703010665E-3,null,1.3958930453219548E-3,4.5519030436391668E-4,4.2507224438018804E-4,1.0782407407407694E-6,3.5365921563553528E-5,2.3125997563703538E-3]
[2004,4,6,6,2.4495456984252578E-3,7.2510928855022726E-4,6.8721395185057372E-4,2.3089305555555617E-6,7.3497609053764783E-5,3.9376754784353788E-3,null,1.7994598647987675E-3,4.6350099830181843E-4,4.4670347104918415E-4,1.0782407407407694E-6,3.2421590718771133E-5,2.7431641656092817E-3]
[2004,4,6,9,2.8260067974886622E-3,8.2371508316902368E-4,8.9601053241345537E-4,2.3089305555555617E-6,0,4.5480413436266975E-3,null,2.0760118143533838E-3,5.2653133726704654E-4,5.8242562428759842E-4,1.0782407407407694E-6,0,3.1860470166487692E-3]
[2004,4,6,11,2.4725194851429699E-3,7.9050405043675994E-4,8.8577852650599661E-4,2.3089305555555617E-6,0,4.1511109926412821E-3,null,1.8163366298117847E-3,5.0530233486822766E-4,5.7577460600959432E-4,1.0782407407407694E-6,0,2.8984918114303474E-3]
[2004,4,6,14,2.0954080746133598E-3,7.6391506718175082E-4,8.5725742620149157E-4,2.3089305555555617E-6,0,3.7188894985521583E-3,null,1.5393069551901048E-3,4.8830624824083456E-4,5.5723529307821979E-4,1.0782407407407694E-6,0,2.5859267372498997E-3]
[2004,4,6,17,2.4532073113648317E-3,6.7290921227291264E-4,7.4795945098824455E-4,2.3089305555555617E-6,0,3.8763849051815444E-3,null,1.8021497209338979E-3,4.3013390750873111E-4,4.861893185677645E-4,1.0782407407407694E-6,0,2.7195511877511338E-3]
[2004,4,6,21,2.9678245555774503E-3,6.4820980490080352E-4,6.6490512636869321E-4,2.3089305555555617E-6,8.0172213000000766E-5,4.3634206304025043E-3,null,2.1801925054752407E-3,4.1434566681838604E-4,4.3220226694680675E-4,1.0782407407407694E-6,3.5365921563553528E-5,3.0631846015447277E-3]
[2004,4,6,24,2.0901315520814642E-3,6.748354559775754E-4,6.3566696893244731E-4,2.3089305555555617E-6,8.0172213000000766E-5,3.4831151205470434E-3,null,1.5354307709131768E-3,4.3136519208083866E-4,4.131968518520133E-4,1.0782407407407694E-6,3.5365921563553528E-5,2.416436977150323E-3]
[2004,4,7,4,1.960066713725157E-3,7.7568996387239659E-4,7.017233234234405E-4,2.3089305555555617E-6,8.0172213000000766E-5,3.5199611445765502E-3,null,1.4398838878343367E-3,4.9583294312282547E-4,4.5613486665296729E-4,1.0782407407407694E-6,3.5365921563553528E-5,2.4282958599144235E-3]
[2004,4,7,8,2.8575856504372025E-3,8.5341542258794256E-4,8.9871502132520507E-4,2.3089305555555617E-6,0,4.612025024905906E-3,null,2.0992099439060643E-3,5.4551625055935258E-4,5.8418359875979787E-4,1.0782407407407694E-6,0,3.2299880339659555E-3]
[2004,4,7,11,2.4465586471066241E-3,8.6124165600551977E-4,9.445325264765184E-4,2.3089305555555617E-6,0,4.2546417601442184E-3,null,1.7972655481279535E-3,5.5051889920731403E-4,6.1396593733251039E-4,1.0782407407407694E-6,0,2.9628286254085186E-3]
[2004,4,7,12,2.2976957741774294E-3,8.627572744938142E-4,9.3257264601916969E-4,2.3089305555555617E-6,0,4.0953346252459695E-3,null,1.6879094477837418E-3,5.5148770583200051E-4,6.0619176438499634E-4,1.0782407407407694E-6,0,2.8466671587414789E-3]
[2004,4,7,15,1.9829514481550011E-3,8.1113960316510944E-4,8.9210395535554597E-4,2.3089305555555617E-6,0,3.6885039372312124E-3,null,1.4566952341789085E-3,5.1849289723052085E-4,5.79886267327528E-4,1.0782407407407694E-6,0,2.5561526394776981E-3]
[2004,4,7,19,3.0879114769022968E-3,6.3382742378187559E-4,6.9292600204984896E-4,2.3089305555555617E-6,5.3448142267241215E-6,4.4223186475163016E-3,null,2.268409514592575E-3,4.0515222782671522E-4,4.5041642338950312E-4,1.0782407407407694E-6,2.3577281160255421E-6,3.1274141346655593E-3]
[2004,4,7,22,2.6744161635823805E-3,7.2577996785000648E-4,7.1357093589274521E-4,2.3089305555555617E-6,8.0172213000000766E-5,4.1962482108806893E-3,null,1.9646518745208182E-3,4.6392970681499935E-4,4.6383606305538662E-4,1.0782407407407694E-6,3.5365921563553528E-5,2.9288618066954982E-3]
[2004,4,8,1,1.5270397149873595E-3,6.5715563336864321E-4,6.0473504578996233E-4,2.3089305555555617E-6,8.0172213000000766E-5,2.8714115377015217E-3,null,1.1217780835197375E-3,4.2006397782467689E-4,3.9309045355092199E-4,1.0782407407407694E-6,3.5365921563553528E-5,1.9713766771996305E-3]
[2004,4,8,5,1.7980196373589068E-3,6.4951247451557612E-4,5.9779293189305815E-4,2.3089305555555617E-6,8.0172213000000766E-5,3.1278061873230975E-3,null,1.3208425446511875E-3,4.1517835325122947E-4,3.8857793402797701E-4,1.0782407407407694E-6,3.5365921563553528E-5,2.1610429942346882E-3]
[2004,4,8,9,2.5350712288198926E-3,8.2732741621917294E-4,8.8926114616831879E-4,2.3089305555555617E-6,0,4.2539687217629397E-3,null,1.8622877432334136E-3,5.2884039605498518E-4,5.7803838177740896E-4,1.0782407407407694E-6,0,2.9702447618065483E-3]
[2004,4,8,12,2.1532663072306793E-3,8.1892864299767541E-4,8.8015737940326023E-4,2.3089305555555617E-6,0,3.854661260187171E-3,null,1.5818101701780877E-3,5.2347177116747619E-4,5.7212074258713519E-4,1.0782407407407694E-6,0,2.6784809246734394E-3]
[2004,4,8,13,1.9735453504421711E-3,8.1285222001749454E-4,8.7526021369355644E-4,2.3089305555555617E-6,0,3.6639667147087777E-3,null,1.4497854241967987E-3,5.1958762823634777E-4,5.6893748224305044E-4,1.0782407407407694E-6,0,2.5393887754169373E-3]
[2004,4,8,16,1.996612826242734E-3,7.8380135492461648E-4,8.3727044120160106E-4,2.3089305555555617E-6,0,3.6199935529245071E-3,null,1.4667310141125184E-3,5.0101786891220172E-4,5.4424333394931029E-4,1.0782407407407694E-6,0,2.5130704577147711E-3]
[2004,4,8,20,2.8149988696784885E-3,6.299954963625903E-4,6.5854222286127232E-4,2.3089305555555617E-6,8.0172213000000766E-5,4.186017732457907E-3,null,2.0679252845524727E-3,4.0270280094403116E-4,4.2806624631587818E-4,1.0782407407407694E-6,3.5365921563553528E-5,2.9351384941166763E-3]
[2004,4,8,22,2.3712493561699527E-3,6.316696057300711E-4,6.1873067866103216E-4,2.3089305555555617E-6,8.0172213000000766E-5,3.7041307841166123E-3,null,1.7419426176049128E-3,4.0377291737385266E-4,4.0218790823181346E-4,1.0782407407407694E-6,3.5365921563553528E-5,2.5843476055148733E-3]
[2004,4,9,3,1.3466965574602911E-3,6.808710291595798E-4,6.0842719326659721E-4,2.3089305555555617E-6,8.0172213000000766E-5,2.7184759234420244E-3,null,9.8929626288268391E-4,4.3522322319332926E-4,3.9549042678923728E-4,1.0782407407407694E-6,3.5365921563553528E-5,1.8564540751695446E-3]
[2004,4,9,7,2.5105558228480738E-3,6.9529083264693024E-4,6.8223021820749074E-4,2.3089305555555617E-6,0,3.8903858042580505E-3,null,1.8442784898670054E-3,4.4444058313787782E-4,4.4346393973414787E-4,1.0782407407407694E-6,0,2.7332612534797717E-3]
[2004,4,9,10,2.458189853288102E-3,7.5293502462559479E-4,8.196225092978502E-4,2.3089305555555617E-6,0,4.0330563177671027E-3,null,1.805809944224023E-3,4.8128763633427607E-4,5.327718083538007E-4,1.0782407407407694E-6,0,2.8209476296528401E-3]
[2004,4,9,13,2.1026553834614858E-3,7.301414712504548E-4,7.8542222995488568E-4,2.3089305555555617E-6,0,3.620528015222382E-3,null,1.5446308980781218E-3,4.6671764680159976E-4,5.1054091002553765E-4,1.0782407407407694E-6,0,2.5229676956460001E-3]
[2004,4,9,14,1.919225983516808E-3,7.5877735114350964E-4,8.081166739833046E-4,2.3089305555555617E-6,0,3.4884289391991781E-3,null,1.4098818940335091E-3,4.8502214120991062E-4,5.2529277426479931E-4,1.0782407407407694E-6,0,2.4212750502489596E-3]
[2004,4,9,19,2.423581036666411E-3,6.0352517311014085E-4,6.3780074230377715E-4,2.3089305555555617E-6,2.6724070732759546E-6,3.6698882897091608E-3,null,1.7803859741715559E-3,3.8578256361344524E-4,4.1458384926211918E-4,1.0782407407407694E-6,1.1788640403298105E-6,2.5830094918281904E-3]
[2004,4,9,22,2.435708667160768E-3,4.9244256998882269E-4,5.1250667125681015E-4,2.3089305555555617E-6,8.0172213000000766E-5,3.5231390519619575E-3,null,1.7892950483495696E-3,3.1477685695143598E-4,3.3314007722017275E-4,1.0782407407407694E-6,3.5365921563553528E-5,2.4736561448254722E-3]
[2004,4,10,1,1.603312726923223E-3,6.2570990572546664E-4,5.7514754406455862E-4,2.3089305555555617E-6,8.0172213000000766E-5,2.8866513202688046E-3,null,1.1778089727716252E-3,3.9996338556212192E-4,3.7385795734676253E-4,1.0782407407407694E-6,3.5365921563553528E-5,1.9880744779848039E-3]
[2004,4,10,4,1.5250216943976766E-3,6.2278824335881919E-4,5.5593744000188936E-4,2.3089305555555617E-6,8.0172213000000766E-5,2.7862285213139416E-3,null,1.1202956261563959E-3,3.9809581408700061E-4,3.6137098710859676E-4,1.0782407407407694E-6,3.5365921563553528E-5,1.9162065896562875E-3]
[2004,4,10,8,2.5581387779978404E-3,6.5664919111922172E-4,6.499459643597434E-4,2.3089305555555617E-6,0,3.8670428640323611E-3,null,1.8792333870528671E-3,4.1974025215753171E-4,4.2247849813304735E-4,1.0782407407407694E-6,0,2.7225303780841867E-3]
[2004,4,10,11,3.071237050843795E-3,5.2091036674828297E-4,5.7064275905150199E-4,2.3089305555555617E-6,0,4.1650991071991361E-3,null,2.2561603205970854E-3,3.3297391003821235E-4,3.7092975267885109E-4,1.0782407407407694E-6,0,2.9611422240548892E-3]
[2004,4,10,12,2.769787244720984E-3,6.1912233118787405E-4,6.4023702759159393E-4,2.3089305555555617E-6,0,4.0314555340560075E-3,null,2.0347123893671875E-3,3.9575250670182403E-4,4.161674857578614E-4,1.0782407407407694E-6,0,2.8477106225676136E-3]
[2004,4,10,16,2.3620515632361673E-3,6.4991090162760251E-4,6.4896709343851557E-4,2.3089305555555617E-6,0,3.663238488857841E-3,null,1.7351858303199413E-3,4.1543303398293538E-4,4.2184221151947659E-4,1.0782407407407694E-6,0,2.573539316563094E-3]
[2004,4,10,19,2.6933526932112492E-3,4.9201847734465154E-4,5.0827159918959467E-4,2.3089305555555617E-6,0,3.6959517003010509E-3,null,1.9785628315883378E-3,3.1450577041724082E-4,3.303871916195906E-4,1.0782407407407694E-6,0,2.6245340343659098E-3]
[2004,4,10,23,2.0705267054076369E-3,5.8647679734208152E-4,5.4327939424019108E-4,2.3089305555555617E-6,8.0172213000000766E-5,3.2827640405454659E-3,null,1.5210288617070065E-3,3.748849798799379E-4,3.5314299208139525E-4,1.0782407407407694E-6,3.5365921563553528E-5,2.285500995972634E-3]
[2004,4,11,2,1.5156128809885486E-3,6.396277081105494E-4,5.6312117108560942E-4,2.3089305555555617E-6,8.0172213000000766E-5,2.8008429037402636E-3,null,1.1133838211976272E-3,4.088598586890228E-4,3.6604056286668532E-4,1.0782407407407694E-6,3.5365921563553528E-5,1.9247284050576295E-3]
[2004,4,11,5,1.5500966468143412E-3,6.4544791218662794E-4,5.6410254808044889E-4,2.3089305555555617E-6,8.0172213000000766E-5,2.8421282506369745E-3,null,1.1387159277309019E-3,4.125802225599317E-4,3.6667847848062491E-4,1.0782407407407694E-6,3.5365921563553528E-5,1.9544187910757529E-3]
[2004,4,11,9,2.7037044563520711E-3,6.6796621383635279E-4,6.5796538947636624E-4,2.3089305555555617E-6,0,4.0319449902203458E-3,null,{"$f":"E2435*T$5","v":1.9861673365027745E-3},{"$f":"F2435*U$5","v":4.269742669605724E-4},{"$f":"G2435*V$5","v":4.2769129252665325E-4},{"$f":"H2435*W$5","v":1.0782407407407694E-6},{"$f":"I2435*X$5","v":0},{"$f":"SUM(L2435:P2435)","v":2.8419111367307404E-3}]
[2004,4,11,13,2.257711136261672E-3,6.2007659053513089E-4,6.2876388057828136E-4,2.3089305555555617E-6,0,3.5088605379306401E-3,null,1.6585363476271813E-3,3.9636248393846475E-4,4.087096997497294E-4,1.0782407407407694E-6,0,2.4646867720561159E-3]
[2004,4,11,14,2.2319263660403803E-3,5.3764368727891225E-4,5.6778400314607042E-4,2.3089305555555617E-6,0,3.3396629870209183E-3,null,1.6395946070562252E-3,3.4367010562323652E-4,3.690715014276944E-4,1.0782407407407694E-6,0,2.3534144548478966E-3]
[2004,4,11,17,2.5388338930799879E-3,4.9357291776205565E-4,5.1186138264943185E-4,2.3089305555555617E-6,0,3.5465771240470309E-3,null,1.8650518326419547E-3,3.1549939261550012E-4,3.327206261016846E-4,1.0782407407407694E-6,0,2.5143500920998801E-3]
[2004,4,11,20,2.93908646418959E-3,4.2579994310281999E-4,4.5313510736104509E-4,2.3089305555555617E-6,7.8836009423276682E-5,3.899166454632287E-3,null,2.1590812267280762E-3,2.7217786590433919E-4,2.9454731640319876E-4,1.0782407407407694E-6,3.4776489525705664E-5,2.7616611393020607E-3]
[2004,4,11,24,1.4165449801935835E-3,6.1278331213785679E-4,5.5082038379213462E-4,2.3089305555555617E-6,8.0172213000000766E-5,2.6626298196791311E-3,null,1.0406075870228538E-3,3.9170050832815581E-4,3.5804479333110455E-4,1.0782407407407694E-6,3.5365921563553528E-5,1.8267970509864085E-3]
[2004,4,12,3,1.5632066637655648E-3,7.2015699118553123E-4,6.3557976935894043E-4,2.3089305555555617E-6,8.0172213000000766E-5,3.001424567865593E-3,null,1.1483466724627614E-3,4.6033541373592017E-4,4.1314017030174118E-4,1.0782407407407694E-6,3.5365921563553528E-5,2.058266418804717E-3]
[2004,4,12,6,2.1315085384690066E-3,6.7147380068419691E-4,6.3380942961857578E-4,2.3089305555555617E-6,5.8799369950316492E-5,3.4979000692776517E-3,null,1.5658267036686153E-3,4.292163703666074E-4,4.1198941236845468E-4,1.0782407407407694E-6,2.5937838408542366E-5,2.4340485655529602E-3]
[2004,4,12,11,2.1871559028660446E-3,8.1657754057890659E-4,8.6650147750797065E-4,2.3089305555555617E-6,0,3.8725438515084774E-3,null,1.6067057935662545E-3,5.2196891037750064E-4,5.6324412016044243E-4,1.0782407407407694E-6,0,2.6929970648449384E-3]
[2004,4,12,14,1.9487035281168367E-3,6.7619329790850598E-4,7.6656001178611885E-4,2.3089305555555617E-6,0,3.3937657683670171E-3,null,1.4315363822329607E-3,4.3223314550587441E-4,4.9828007290925744E-4,1.0782407407407694E-6,0,2.3631278413888332E-3]
[2004,4,12,15,1.8596737822235338E-3,7.0759988476729952E-4,7.7211610713806133E-4,2.3089305555555617E-6,0,3.3416987046844503E-3,null,1.3661342733393715E-3,4.5230871837766671E-4,5.0189165133037274E-4,1.0782407407407694E-6,0,2.3214128837881517E-3]
[2004,4,12,18,2.4832454622096909E-3,5.9997738491085679E-4,6.3645333876922875E-4,2.3089305555555617E-6,0,3.7219851164453322E-3,null,1.8242160358807242E-3,3.8351476288588955E-4,4.1370800872633562E-4,1.0782407407407694E-6,0,2.62251704823369E-3]
[2004,4,12,21,2.7648624801029568E-3,5.5346152502162057E-4,5.7048655629422687E-4,2.3089305555555617E-6,8.0172213000000766E-5,3.9712917049743602E-3,null,2.0310946098420217E-3,3.5378111054413635E-4,3.7082821761298934E-4,1.0782407407407694E-6,3.5365921563553528E-5,2.7921481003034417E-3]
[2004,4,13,3,1.3093368438628912E-3,5.8766750572875287E-4,5.1934953634415366E-4,2.3089305555555617E-6,8.0172213000000766E-5,2.4988350294913543E-3,null,9.6185145741442232E-4,3.756460989755324E-4,3.3758808293688771E-4,1.0782407407407694E-6,3.5365921563553528E-5,1.7115298016311367E-3]
[2004,4,13,5,1.5860182149699056E-3,5.6595157380838436E-4,5.1620131061648348E-4,2.3089305555555617E-6,8.0172213000000766E-5,2.7506522429503301E-3,null,1.1651042577049565E-3,3.617649416340375E-4,3.3554167023468694E-4,1.0782407407407694E-6,3.5365921563553528E-5,1.8988550318779752E-3]
[2004,4,13,9,2.2353716748992111E-3,7.1580009107332699E-4,7.875402500240519E-4,2.3089305555555617E-6,0,3.7410209465521455E-3,null,1.6421255641301379E-3,4.5755041624189331E-4,5.1191766745908591E-4,1.0782407407407694E-6,0,2.612671888571858E-3]
[2004,4,13,12,1.8820613643388009E-3,7.2022666975401855E-4,7.8526550505883226E-4,2.3089305555555617E-6,0,3.3898624697072072E-3,null,1.3825804068049396E-3,4.6037995334748501E-4,5.1043903555852727E-4,1.0782407407407694E-6,0,2.3544776364516923E-3]
[2004,4,13,15,1.6383353867743084E-3,6.931712591700651E-4,7.6441712675491048E-4,2.3089305555555617E-6,0,3.09823270325484E-3,null,1.2035369560466638E-3,4.4308571920493158E-4,4.9688715272927216E-4,1.0782407407407694E-6,0,2.1445880687216081E-3]
[2004,4,13,16,1.7402752462949531E-3,6.915977385090154E-4,7.4930926765204569E-4,2.3089305555555617E-6,0,3.1834911830115695E-3,null,1.278422958764862E-3,4.4207990062177248E-4,4.8706672768813563E-4,1.0782407407407694E-6,0,2.2086478278155108E-3]
[2004,4,13,19,2.5156963532313773E-3,4.3240232057390946E-4,4.9319814718492487E-4,2.3089305555555617E-6,0,3.4436057515457672E-3,null,1.8480547730016618E-3,2.7639820702717038E-4,3.2058913191337066E-4,1.0782407407407694E-6,0,2.4461203526829432E-3]
[2004,4,13,24,1.4947700338350889E-3,5.5092465847195052E-4,5.0265743971526008E-4,2.3089305555555617E-6,8.0172213000000766E-5,2.6308332755778561E-3,null,1.0980724649143389E-3,3.521595064674853E-4,3.2673787030203645E-4,1.0782407407407694E-6,3.5365921563553528E-5,1.8134140039881548E-3]
[2004,4,14,3,9.9947640968498733E-4,5.1889323123318189E-4,4.5681925702482462E-4,2.3089305555555617E-6,8.0172213000000766E-5,2.05767004149855E-3,null,7.3422499780164134E-4,3.3168452602435049E-4,2.9694209089554328E-4,1.0782407407407694E-6,3.5365921563553528E-5,1.3992957770258291E-3]
[2004,4,14,6,1.5955208167466634E-3,4.0278754786503371E-4,4.1415959629692779E-4,2.3089305555555617E-6,5.4790759300316445E-5,2.4695676507644972E-3,null,1.1720849605019827E-3,2.5746798929062771E-4,2.6921241737885127E-4,1.0782407407407694E-6,2.4169542330364684E-5,1.7240131502425672E-3]
[2004,4,14,10,1.6283595065744315E-3,6.1057300271257571E-4,7.0654353962195618E-4,2.3089305555555617E-6,0,2.9477849794645192E-3,null,1.1962085783612589E-3,3.9028764458285471E-4,4.5926810820210372E-4,1.0782407407407694E-6,0,2.046842571886958E-3]
[2004,4,14,13,1.3606498261516506E-3,5.9936063358417445E-4,6.9097544575565063E-4,2.3089305555555617E-6,0,2.6532948360470311E-3,null,9.9954646846529284E-4,3.831205259616974E-4,4.4914852091932061E-4,1.0782407407407694E-6,0,1.8328937560870516E-3]
[2004,4,14,16,1.3781641583975037E-3,5.8181910510974059E-4,6.5915909597614498E-4,2.3089305555555617E-6,0,2.621451290038945E-3,null,1.0124126656362313E-3,3.7190771144114985E-4,4.2846722676871749E-4,1.0782407407407694E-6,0,1.8138658445868395E-3]
[2004,4,14,17,1.6585116964186505E-3,4.991809142397501E-4,5.6224569953355332E-4,2.3089305555555617E-6,0,2.7222472407475097E-3,null,1.2183586674554716E-3,3.1908411012902349E-4,3.6547148801007747E-4,1.0782407407407694E-6,0,1.9039925063353133E-3]
[2004,4,14,21,2.0690438646222731E-3,4.0647649453480234E-4,4.2927430530869141E-4,2.3089305555555617E-6,8.0172213000000766E-5,2.9872758080213232E-3,null,1.519939552582925E-3,2.598260206813696E-4,2.7903729500432955E-4,1.0782407407407694E-6,3.5365921563553528E-5,2.0952470305729181E-3]
[2004,4,15,1,1.3343710335435106E-3,6.5174433811946287E-4,5.8721600327553294E-4,2.3089305555555617E-6,8.0172213000000766E-5,2.6558125184940628E-3,null,9.8024181429039094E-4,4.1660499475866801E-4,3.8170270875968195E-4,1.0782407407407694E-6,3.5365921563553528E-5,1.8149936801130349E-3]
[2004,4,15,4,1.4303090448729867E-3,6.2304277218202934E-4,5.534452915479266E-4,2.3089305555555617E-6,8.0172213000000766E-5,2.6892782521584987E-3,null,1.0507188015158118E-3,3.9825851282154632E-4,3.5975103838410249E-4,1.0782407407407694E-6,3.5365921563553528E-5,1.8451725150257549E-3]
[2004,4,15,7,2.3662710320732552E-3,6.664989834461294E-4,6.7931187704830685E-4,2.3089305555555617E-6,0,3.7143908231232472E-3,null,1.7382854927708153E-3,4.2603639075163978E-4,4.4156695681928906E-4,1.0782407407407694E-6,0,2.6069670810824849E-3]
[2004,4,15,11,2.0052001979132964E-3,7.9655812396915346E-4,8.6500829476071151E-4,2.3089305555555617E-6,0,3.6690755471987173E-3,null,1.4730393800577713E-3,5.0917219168893871E-4,5.6227352008121634E-4,1.0782407407407694E-6,0,2.5455633325686669E-3]
[2004,4,15,14,1.6921641742737607E-3,7.7387888372077546E-4,8.3908414829716809E-4,2.3089305555555617E-6,0,3.3074361368472596E-3,null,1.2430801018382758E-3,4.9467527286327145E-4,5.4542228157235337E-4,1.0782407407407694E-6,0,2.2842558970146412E-3]
[2004,4,15,18,2.2548895249465749E-3,6.1364133710097067E-4,6.4852021927852901E-4,2.3089305555555617E-6,0,3.5193600118816303E-3,null,1.6564635647765315E-3,3.9224897106784337E-4,4.2155173395008115E-4,1.0782407407407694E-6,0,2.4713425105351967E-3]
[2004,4,15,19,2.4122265312773988E-3,5.8820318527789495E-4,6.1902052882746843E-4,2.3089305555555617E-6,0,3.6217591759383177E-3,null,1.772044845142894E-3,3.7598851357388026E-4,4.0237631691455718E-4,1.0782407407407694E-6,0,2.5514879163720718E-3]
[2004,4,15,22,2.1543903387991606E-3,6.0768520163593804E-4,5.8145094623594904E-4,2.3089305555555617E-6,8.0172213000000766E-5,3.426007630226604E-3,null,1.5826358945952926E-3,3.8844171776457494E-4,3.7795530086226687E-4,1.0782407407407694E-6,3.5365921563553528E-5,2.3854770755264284E-3]
[2004,4,16,2,1.3157364567617348E-3,7.0145218682773577E-4,6.3118354612588779E-4,2.3089305555555617E-6,8.0172213000000766E-5,2.7308533332709149E-3,null,9.6655267469284291E-4,4.4837901539738492E-4,4.1028253306602523E-4,1.0782407407407694E-6,3.5365921563553528E-5,1.8616583854605474E-3]
[2004,4,16,5,1.5622908735383845E-3,7.103976945298712E-4,6.3306667075146929E-4,2.3089305555555617E-6,8.0172213000000766E-5,2.9882363823752816E-3,null,1.1476739241407174E-3,4.5409712136530923E-4,4.1150660353840172E-4,1.0782407407407694E-6,3.5365921563553528E-5,2.0497218113487226E-3]
[2004,4,16,8,2.4210654391110297E-3,8.0334431774390974E-4,8.1338728004469614E-4,2.3089305555555617E-6,0,4.040105967455191E-3,null,1.7785379919764066E-3,5.135100310173495E-4,5.2871877866388984E-4,1.0782407407407694E-6,0,2.8218450423983864E-3]
[2004,4,16,11,2.2425642027956096E-3,8.0557004821440927E-4,8.5078745219258425E-4,2.3089305555555617E-6,0,3.9012306337581587E-3,null,1.6474092644033498E-3,5.1493275213169336E-4,5.5302967437738566E-4,1.0782407407407694E-6,0,2.7164499316531692E-3]
[2004,4,16,16,1.8590783445545092E-3,7.454569348200415E-4,7.8964003302983666E-4,2.3089305555555617E-6,0,3.3964842429599429E-3,null,1.3656968590922776E-3,4.7650752643222988E-4,5.1328257041923149E-4,1.0782407407407694E-6,0,2.3565651966844792E-3]
[2004,4,16,19,2.2807640003732598E-3,6.5947871350325801E-4,6.7830121904593305E-4,2.3089305555555617E-6,0,3.6208528634780065E-3,null,1.675471203655436E-3,4.2154892634006818E-4,4.4091000793679286E-4,1.0782407407407694E-6,0,2.5390083786730375E-3]
[2004,4,16,20,2.4705590084448609E-3,5.6824325633624147E-4,5.9909689149968725E-4,2.3089305555555617E-6,7.08187881232766E-5,3.7110268749596222E-3,null,1.814896444745473E-3,3.6322982031677557E-4,3.8942553510013309E-4,1.0782407407407694E-6,3.1239897369350306E-5,2.5998699382724726E-3]
[2004,4,16,23,1.8054729076531551E-3,6.539022508099449E-4,6.0882500470505049E-4,2.3089305555555617E-6,8.0172213000000766E-5,3.150681306723707E-3,null,1.3263177888014064E-3,4.1798436570602735E-4,3.9574901256139982E-4,1.0782407407407694E-6,3.5365921563553528E-5,2.1764953293731278E-3]
[2004,4,17,3,1.1484297997608468E-3,6.1088441260012455E-4,5.3401274652083652E-4,2.3089305555555617E-6,8.0172213000000766E-5,2.3758081024373642E-3,null,8.436475929136805E-4,3.9048670256768415E-4,3.471194768572373E-4,1.0782407407407694E-6,3.5365921563553528E-5,1.617697934642896E-3]
[2004,4,17,8,1.9994293371894218E-3,6.8095773014674552E-4,6.5389430816654374E-4,2.3089305555555617E-6,0,3.3365903060582668E-3,null,1.4688000501834066E-3,4.3527864379645716E-4,4.2504500435522715E-4,1.0782407407407694E-6,0,2.3302019390758315E-3]
[2004,4,17,10,2.3784770703362667E-3,6.2666565477178398E-4,6.3131116147653447E-4,2.3089305555555617E-6,0,3.6387628171401405E-3,null,1.747252166050929E-3,4.0057431503729085E-4,4.1036548571845541E-4,1.0782407407407694E-6,0,2.5592702075474157E-3]
[2004,4,17,14,1.8432867381106954E-3,6.440607269057988E-4,6.4140099318682866E-4,2.3089305555555617E-6,0,3.1310573887588784E-3,null,1.3540961928893123E-3,4.116935124147901E-4,4.1692408778867438E-4,1.0782407407407694E-6,0,2.1837920338335175E-3]
[2004,4,17,17,2.0813757370035167E-3,6.1523051751812051E-4,5.9478901929751939E-4,2.3089305555555617E-6,0,3.2937042043747122E-3,null,1.5289986648183629E-3,3.9326479960770854E-4,3.8662532788611667E-4,1.0782407407407694E-6,0,2.3099670330529285E-3]
[2004,4,17,18,2.1189524068017471E-3,5.6161364419924091E-4,5.3811212446553476E-4,2.3089305555555617E-6,0,3.2209871060220781E-3,null,1.5566028484015396E-3,3.5899207037704255E-4,3.4978415843436183E-4,1.0782407407407694E-6,0,2.2664573179536846E-3]
[2004,4,17,21,2.2126995289336567E-3,5.6051191438409901E-4,5.2670114968255679E-4,2.3089305555555617E-6,8.0172213000000766E-5,3.3823937365558688E-3,null,1.6254703873191472E-3,3.5828782775149549E-4,3.4236678567892728E-4,1.0782407407407694E-6,3.5365921563553528E-5,2.3625691630538639E-3]
[2004,4,18,1,1.3490658462025982E-3,6.7486745982081435E-4,5.8726428017851981E-4,2.3089305555555617E-6,8.0172213000000766E-5,2.6936787297574889E-3,null,9.9103676521445998E-4,4.3138564942916529E-4,3.8173408975839083E-4,1.0782407407407694E-6,3.5365921563553528E-5,1.8406006667063103E-3]
[2004,4,18,5,1.2975522963114263E-3,6.8591628865995245E-4,5.8848799142397867E-4,2.3089305555555617E-6,8.0172213000000766E-5,2.6544377199509144E-3,null,9.5319441527093177E-4,4.3844823058468402E-4,3.8252952771397419E-4,1.0782407407407694E-6,3.5365921563553528E-5,1.8106163358738842E-3]
[2004,4,18,8,1.9983053983128139E-3,7.3649611573653256E-4,6.8100850127960472E-4,2.3089305555555617E-6,0,3.4181189458845065E-3,null,1.4679743938585447E-3,4.7077963319407747E-4,4.426697981267829E-4,1.0782407407407694E-6,0,2.3825020659201455E-3]
[2004,4,18,11,2.1868602043443814E-3,7.7383054908848484E-4,7.4601640601146399E-4,2.3089305555555617E-6,0,3.7090160899998859E-3,null,1.6064885705839866E-3,4.9464437662366588E-4,4.8492629861132262E-4,1.0782407407407694E-6,0,2.5871374865597159E-3]
[2004,4,18,15,1.8592940252525744E-3,6.044793289988903E-4,6.0644471405994576E-4,2.3089305555555617E-6,0,3.0725269988669665E-3,null,1.3658553002105754E-3,3.8639247471781844E-4,3.9420177375693304E-4,1.0782407407407694E-6,0,2.1475277894260673E-3]
[2004,4,18,18,2.2268547676799633E-3,5.812240205540696E-4,5.6379384460832397E-4,2.3089305555555617E-6,0,3.3741815633979129E-3,null,1.6358689620495546E-3,3.7152732424989079E-4,3.6647781475406378E-4,1.0782407407407694E-6,0,2.3749523417942496E-3]
[2004,4,18,22,1.9220670312824365E-3,6.2817294556213139E-4,5.8176977253996602E-4,2.3089305555555617E-6,8.0172213000000766E-5,3.2144908929400908E-3,null,1.4119689550879369E-3,4.0153779846949732E-4,3.7816254464170801E-4,1.0782407407407694E-6,3.5365921563553528E-5,2.2281134605034365E-3]
[2004,4,18,23,1.5600809625927674E-3,6.445890664657397E-4,5.7742958520172884E-4,2.3089305555555617E-6,8.0172213000000766E-5,2.8645807578157926E-3,null,1.146050502273563E-3,4.1203123517926407E-4,3.7534133191199925E-4,1.0782407407407694E-6,3.5365921563553528E-5,1.9698672316691207E-3]
[2004,4,19,2,1.0529445251477639E-3,6.9005194297031512E-4,5.9859754428446773E-4,2.3089305555555617E-6,8.0172213000000766E-5,2.4240751559581031E-3,null,7.7350319044101358E-4,4.4109180436280635E-4,3.8910094894512758E-4,1.0782407407407694E-6,3.5365921563553528E-5,1.6401401060532417E-3]
[2004,4,19,6,1.5101169903786243E-3,7.1414955181899281E-4,6.4669898088107614E-4,2.3089305555555617E-6,4.4101130927040426E-5,2.9173755845612894E-3,null,1.1093464870175623E-3,4.5649536619054199E-4,4.203678908229743E-4,1.0782407407407694E-6,1.9454086133679528E-5,2.0067420709054986E-3]
[2004,4,19,9,1.9020996708092282E-3,7.8372993060631579E-4,8.1723336535267704E-4,2.3089305555555617E-6,0,3.5053718973237767E-3,null,{"$f":"E2627*T$5","v":1.397300739752903E-3},{"$f":"F2627*U$5","v":5.0097221339053335E-4},{"$f":"G2627*V$5","v":5.3121881471874556E-4},{"$f":"H2627*W$5","v":1.0782407407407694E-6},{"$f":"I2627*X$5","v":0},{"$f":"SUM(L2627:P2627)","v":2.4305700086029226E-3}]
[2004,4,19,13,1.4558145467677395E-3,7.3235910881104288E-4,7.8122902492783219E-4,2.3089305555555617E-6,0,2.9717116110621706E-3,null,1.0694553888840989E-3,4.6813519480358348E-4,5.0781523887849294E-4,1.0782407407407694E-6,0,2.046484063306916E-3]
[2004,4,19,16,1.4691040319034939E-3,6.8232227742696385E-4,7.2328054486535604E-4,2.3089305555555617E-6,0,2.8770157847513695E-3,null,1.0792179726730044E-3,4.3615088338378306E-4,4.7014751237756022E-4,1.0782407407407694E-6,0,1.9865946091750884E-3]
[2004,4,19,19,2.0252176888024701E-3,6.2399834079278804E-4,6.2338308045544388E-4,2.3089305555555617E-6,0,3.2749080406062575E-3,null,1.4877444216792441E-3,3.9886932695953382E-4,4.0521206690129734E-4,1.0782407407407694E-6,0,2.2929040562808156E-3]
[2004,4,19,21,2.0139353814279952E-3,6.1850611624742098E-4,5.9727873693637848E-4,2.3089305555555617E-6,8.0172213000000766E-5,3.312201378167351E-3,null,1.4794563300074936E-3,3.9535861264395098E-4,3.8824369652984956E-4,1.0782407407407694E-6,3.5365921563553528E-5,2.2995028014855881E-3]
[2004,4,19,24,1.2012697750898315E-3,6.918115815199938E-4,6.0353341925959022E-4,2.3089305555555617E-6,8.0172213000000766E-5,2.5790959194249724E-3,null,8.8246434776034104E-4,4.4221659236001585E-4,3.9230937112298735E-4,1.0782407407407694E-6,3.5365921563553528E-5,1.7534344735476385E-3]
[2004,4,20,3,1.3386107511562982E-3,6.3629532165610674E-4,5.3882483806943896E-4,2.3089305555555617E-6,8.0172213000000766E-5,2.5962120544374E-3,null,9.8335635168693598E-4,4.0672974606634519E-4,3.5024743721365703E-4,1.0782407407407694E-6,3.5365921563553528E-5,1.7767776972712323E-3]
[2004,4,20,7,2.0138892123589304E-3,5.7404595336300716E-4,6.0156011875298521E-4,2.3089305555555617E-6,0,3.1918042150304781E-3,null,1.4794224137646447E-3,3.6693899341277378E-4,3.9102668443807668E-4,1.0782407407407694E-6,0,2.2384663323562356E-3]
[2004,4,20,10,1.7515966717367396E-3,6.580782315351091E-4,7.4554233889194941E-4,2.3089305555555617E-6,0,3.1575261727193535E-3,null,1.2867397869456561E-3,4.2065371674809263E-4,4.8461814504833513E-4,1.0782407407407694E-6,0,2.1930898894828247E-3]
[2004,4,20,12,1.5680955330377149E-3,6.426281889183519E-4,7.3238426965289971E-4,2.3089305555555617E-6,0,2.9454169221645224E-3,null,1.1519380829210916E-3,4.1077781212274934E-4,4.7606512428156959E-4,1.0782407407407694E-6,0,2.0398592600661511E-3]
[2004,4,20,18,1.835136109848339E-3,4.973262130581309E-4,5.5716056472251551E-4,2.3089305555555617E-6,0,2.8919318181845409E-3,null,1.3481086628585669E-3,3.1789855663687217E-4,3.6216604381074673E-4,1.0782407407407694E-6,0,2.0292515040469263E-3]
[2004,4,20,21,2.0401167278067136E-3,4.0919246590119968E-4,4.3744399852940156E-4,2.3089305555555617E-6,8.0172213000000766E-5,2.9692343357928712E-3,null,1.4986893992436322E-3,2.6156211130875796E-4,2.8434776681484909E-4,1.0782407407407694E-6,3.5365921563553528E-5,2.0810434396715334E-3]
[2004,4,20,22,1.6640226303133974E-3,4.6538201952635137E-4,4.5629421390977986E-4,2.3089305555555617E-6,8.0172213000000766E-5,2.6681800073050854E-3,null,1.2224070525774684E-3,2.9747933731956135E-4,2.9660080186712728E-4,1.0782407407407694E-6,3.5365921563553528E-5,1.8529313540684514E-3]
[2004,4,21,1,7.3026638594854833E-4,5.2550456181378526E-4,4.7109458369360921E-4,2.3089305555555617E-6,8.0172213000000766E-5,1.809346675011499E-3,null,5.3646072125571964E-4,3.3591059011234449E-4,3.062213524066565E-4,1.0782407407407694E-6,3.5365921563553528E-5,1.2150368260790149E-3]
[2004,4,21,4,7.4896890328789427E-4,5.0566204291327703E-4,4.4335094455724141E-4,2.3089305555555617E-6,8.0172213000000766E-5,1.7804630343139689E-3,null,5.5019977064128193E-4,3.2322694715750572E-4,2.8818740552828139E-4,1.0782407407407694E-6,3.5365921563553528E-5,1.1980582856313633E-3]
[2004,4,21,9,1.4601738373789383E-3,6.1844852451176655E-4,7.11213713200003E-4,2.3089305555555617E-6,0,2.7921450056462636E-3,null,1.0726577657570386E-3,3.9532179912164301E-4,4.6230381890340408E-4,1.0782407407407694E-6,0,1.9313616245228264E-3]
[2004,4,21,12,1.2678989611299672E-3,6.2110839473532818E-4,7.2033506266169908E-4,2.3089305555555617E-6,0,2.6116513490825502E-3,null,9.3141078961709537E-4,3.9702202903655563E-4,4.6823288721498313E-4,1.0782407407407694E-6,0,1.797743946609375E-3]
[2004,4,21,16,1.25574656209123E-3,6.1329047828404492E-4,7.1002949758808254E-4,2.3089305555555617E-6,0,2.5813754685189132E-3,null,9.2248352022780212E-4,3.9202469672123662E-4,4.6153405393735387E-4,1.0782407407407694E-6,0,1.7771205116271335E-3]
[2004,4,21,19,1.6230722933232931E-3,4.7530238474937698E-4,5.2639555957309969E-4,2.3089305555555617E-6,0,2.6270791682013253E-3,null,1.1923245405789989E-3,3.0382058719319679E-4,3.4216814570334875E-4,1.0782407407407694E-6,0,1.8393915142162853E-3]
[2004,4,21,22,1.4279550511501296E-3,4.8887337983086079E-4,4.7708729420416072E-4,2.3089305555555617E-6,8.0172213000000766E-5,2.4763968687407075E-3,null,1.0489895350526497E-3,3.1249537576305954E-4,3.1011673983126801E-4,1.0782407407407694E-6,3.5365921563553528E-5,1.7080458129512715E-3]
[2004,4,21,23,1.079032308608984E-3,4.8376964834857925E-4,4.5272626242610524E-4,2.3089305555555617E-6,8.0172213000000766E-5,2.0980093629392248E-3,null,7.9266752745673263E-4,3.0923299218246628E-4,2.942815586270845E-4,1.0782407407407694E-6,3.5365921563553528E-5,1.4326262405705776E-3]
[2004,4,22,2,7.8708326684643975E-4,5.5914006109398704E-4,4.885124184492133E-4,2.3089305555555617E-6,8.0172213000000766E-5,{"$f":"SUM(E2692:I2692)","v":1.9172168899451961E-3},null,5.7819894924000846E-4,3.574109180503912E-4,3.1754331003358967E-4,1.0782407407407694E-6,3.5365921563553528E-5,1.2895973396282836E-3]
[2004,4,22,6,1.3285941319112345E-3,4.977491863967931E-4,4.8031607546509278E-4,2.3089305555555617E-6,3.7420113203764428E-5,2.3463884375324404E-3,null,9.7599804670652662E-4,3.1816892769378824E-4,3.1221551531833864E-4,1.0782407407407694E-6,1.6506926015172038E-5,1.6239676564745661E-3]
[2004,4,22,10,1.4235178616283063E-3,6.4240550782669722E-4,7.325205625383815E-4,2.3089305555555617E-6,0,2.8007528625489404E-3,null,1.0457299328896202E-3,4.1063547094754351E-4,4.7615371751350276E-4,1.0782407407407694E-6,0,1.9335973620914072E-3]
[2004,4,22,13,1.174148287135339E-3,6.2166314055569604E-4,7.2283133895282507E-4,2.3089305555555617E-6,0,2.5209516971994158E-3,null,8.6254064146692219E-4,3.9737663108841786E-4,4.6985551912014301E-4,1.0782407407407694E-6,0,1.7308510324162238E-3]
[2004,4,22,17,1.4228832624712012E-3,5.4368546967758526E-4,6.1758723013252833E-4,2.3089305555555617E-6,0,2.5864648928368705E-3,null,1.0452637502361675E-3,3.4753210576242427E-4,4.0144464272436374E-4,1.0782407407407694E-6,0,1.7953187394636962E-3]
[2004,4,22,20,1.8070616219885574E-3,4.8758801478045725E-4,5.2171923082012844E-4,2.3089305555555617E-6,6.1465363326724658E-5,2.8801431614714238E-3,null,1.3274848736551507E-3,3.1167375067363962E-4,3.391284340093499E-4,1.0782407407407694E-6,2.7113873210513011E-5,2.0064791722893939E-3]
[2004,4,22,23,1.1680987833385293E-3,5.18016818495023E-4,4.7523367610374936E-4,2.3089305555555617E-6,8.0172213000000766E-5,2.243830421492858E-3,null,8.5809661770720822E-4,3.3112430953633214E-4,3.0891184921863767E-4,1.0782407407407694E-6,3.5365921563553528E-5,1.5345769387664723E-3]
[2004,4,23,3,8.4572370286558718E-4,5.4032674864532817E-4,4.7386845375986465E-4,2.3089305555555617E-6,8.0172213000000766E-5,1.9424000488263361E-3,null,6.2127677838138445E-4,3.4538515967298574E-4,3.0802442608334629E-4,1.0782407407407694E-6,3.5365921563553528E-5,1.3111305264420108E-3]
[2004,4,23,4,9.4956993434584303E-4,5.3500785203158406E-4,4.6514837088059151E-4,2.3089305555555617E-6,8.0172213000000766E-5,2.0322073008135749E-3,null,6.9756322030384147E-4,3.4198523923442166E-4,3.0235618945992154E-4,1.0782407407407694E-6,3.5365921563553528E-5,1.3783488113024789E-3]
[2004,4,23,8,1.7661897448512283E-3,5.3889614690852579E-4,6.1842710613472954E-4,2.3089305555555617E-6,0,2.925821928450039E-3,null,1.2974599990202779E-3,3.4447069706210675E-4,4.0199057972756908E-4,1.0782407407407694E-6,0,2.0449995165506942E-3]
[2004,4,23,11,1.5981021283517833E-3,5.5223143794447889E-4,6.7260677610232029E-4,2.3089305555555617E-6,0,2.8252492729541386E-3,null,1.1739812168710469E-3,3.5299481998455283E-4,4.3720850068166011E-4,1.0782407407407694E-6,0,1.9652627782780004E-3]
[2004,4,23,14,1.2500018262099704E-3,5.6594838728506549E-4,6.7428622043048838E-4,2.3089305555555617E-6,0,2.49254536448108E-3,null,9.1826338191446435E-4,3.6176290475937225E-4,4.383001746920703E-4,1.0782407407407694E-6,0,1.7194047021066477E-3]
[2004,4,23,18,1.6103469210763052E-3,4.4173151134404995E-4,5.0851722389392748E-4,2.3089305555555617E-6,0,2.5629045868698387E-3,null,1.1829763595518803E-3,2.8236156910732492E-4,3.3054685282510809E-4,1.0782407407407694E-6,0,1.796963022225054E-3]
[2004,4,23,20,1.9253589543027855E-3,3.1560477097318702E-4,3.8410309078831741E-4,2.3089305555555617E-6,6.0129159750000574E-5,2.6875049063698458E-3,null,1.4143872334474439E-3,2.0173941876729405E-4,2.4967505888641987E-4,1.0782407407407694E-6,2.6524441172665147E-5,1.8934043930145638E-3]
[2004,4,24,1,8.467569787768425E-4,4.7079347407569418E-4,4.3394179275640834E-4,2.3089305555555617E-6,8.0172213000000766E-5,1.8339733891645012E-3,null,6.2203583281860634E-4,3.009384222126817E-4,2.820712596646207E-4,1.0782407407407694E-6,3.5365921563553528E-5,1.241489677000203E-3]
[2004,4,24,2,7.8743441883938055E-4,4.8164079739558297E-4,4.3322338749343967E-4,2.3089305555555617E-6,8.0172213000000766E-5,1.7847797472839593E-3,null,5.7845690887642083E-4,3.0787219794423169E-4,2.8160428118765012E-4,1.0782407407407694E-6,3.5365921563553528E-5,1.2043775503125969E-3]
[2004,4,24,5,8.8511887370054242E-4,4.4530330571093007E-4,3.9045820154182847E-4,2.3089305555555617E-6,8.0172213000000766E-5,1.8033615245088574E-3,null,6.5021685034246941E-4,2.8464471494605464E-4,2.5380601406398975E-4,1.0782407407407694E-6,3.5365921563553528E-5,1.2251117416568081E-3]
[2004,4,24,9,1.7194784788246435E-3,4.1861585157274982E-4,4.6821182279813329E-4,2.3089305555555617E-6,0,2.6086150837510824E-3,null,1.2631454530606684E-3,2.6758568421716652E-4,3.0434749740888438E-4,1.0782407407407694E-6,0,1.8361568754274602E-3]
[2004,4,24,12,1.6628385221895915E-3,4.2242094400650687E-4,4.7373254290630583E-4,2.3089305555555617E-6,0,2.5613009396579602E-3,null,1.2215371953440473E-3,2.7001795776479038E-4,3.0793608118016949E-4,1.0782407407407694E-6,0,1.8005694750297481E-3]
[2004,4,24,17,1.5775998701310114E-3,4.0612713535349544E-4,4.3923020485024645E-4,2.3089305555555617E-6,0,2.4252661408903087E-3,null,{"$f":"E2755*T$5","v":1.1589200604983623E-3},{"$f":"F2755*U$5","v":2.5960270492489179E-4},{"$f":"G2755*V$5","v":2.8550883835797296E-4},{"$f":"H2755*W$5","v":1.0782407407407694E-6},{"$f":"I2755*X$5","v":0},{"$f":"SUM(L2755:P2755)","v":1.7051098445219678E-3}]
[2004,4,24,20,1.7100335211077144E-3,3.690603250748905E-4,3.8227642535586432E-4,2.3089305555555617E-6,5.8792956173276484E-5,2.5224721582673016E-3,null,1.2562070961452364E-3,2.3590903027572555E-4,2.4848768807282526E-4,1.0782407407407694E-6,2.5935009134817277E-5,1.7676170643693451E-3]
[2004,4,24,23,1.1913959469353884E-3,4.2725671180886005E-4,3.8450167956907282E-4,2.3089305555555617E-6,8.0172213000000766E-5,2.0856354818688779E-3,null,8.7521093849050673E-4,2.7310905484400158E-4,2.4993414994737E-4,1.0782407407407694E-6,3.5365921563553528E-5,1.4346983055861726E-3]
[2004,4,24,24,1.0402389248687846E-3,4.5386391627680252E-4,3.9444482432868255E-4,2.3089305555555617E-6,8.0172213000000766E-5,1.9710288090298263E-3,null,7.6416953409204347E-4,2.9011678875066449E-4,2.5639740242543949E-4,1.0782407407407694E-6,3.5365921563553528E-5,1.3471278875724418E-3]
[2004,4,25,3,7.2312400799803692E-4,4.1076565109172893E-4,3.5940170423630748E-4,2.3089305555555617E-6,8.0172213000000766E-5,1.5757725068816294E-3,null,5.3121386161581526E-4,2.62567715454006E-4,2.3361863994615111E-4,1.0782407407407694E-6,3.5365921563553528E-5,1.0638443793202666E-3]
[2004,4,25,6,1.0317803129161773E-3,3.9171205298639317E-4,3.6578126799407455E-4,2.3089305555555617E-6,3.0739095400316226E-5,1.8223216598525168E-3,null,7.5795575627585123E-4,2.5038836279294428E-4,2.3776549008896339E-4,1.0782407407407694E-6,1.3559765861298632E-5,1.2607476157597984E-3]
[2004,4,25,10,1.7443799552712969E-3,3.3934980132599348E-4,4.3442222336671646E-4,2.3089305555555617E-6,0,2.5204609105195625E-3,null,1.281438317516633E-3,2.1691760700321872E-4,2.8238354962998734E-4,1.0782407407407694E-6,0,1.7818177148905799E-3]
[2004,4,25,14,1.4668435752165695E-3,2.7894435579486188E-4,3.9476415048798761E-4,2.3089305555555617E-6,0,2.1428610120549745E-3,null,1.0775574194174145E-3,1.7830551811035079E-4,2.5660497112129364E-4,1.0782407407407694E-6,0,1.5135461493897995E-3]
[2004,4,25,17,1.8184907348520198E-3,2.4873521207515473E-4,3.3894631846261567E-4,2.3089305555555617E-6,0,2.408481195945346E-3,null,1.3358808100531845E-3,1.5899536929137384E-4,2.2032221049772066E-4,1.0782407407407694E-6,0,1.7162766305830197E-3]
[2004,4,25,21,1.9077941545932954E-3,2.6936671245536873E-4,3.1410627771996343E-4,2.3089305555555617E-6,8.0172213000000766E-5,2.5737482883241842E-3,null,1.4014839623916005E-3,1.7218334133047583E-4,2.0417566342767715E-4,1.0782407407407694E-6,3.5365921563553528E-5,1.8142871294540477E-3]
[2004,4,25,24,8.107809366726768E-4,4.1067232181061781E-4,3.7214052106770594E-4,2.3089305555555617E-6,8.0172213000000766E-5,1.6760749231065567E-3,null,5.9560748575720036E-4,2.6250805794354672E-4,2.4189913786142452E-4,1.0782407407407694E-6,3.5365921563553528E-5,1.1364588438664658E-3]
[2004,4,26,1,1.1856456351979543E-3,6.5523819081877543E-4,5.7544559000327579E-4,2.3089305555555617E-6,8.0172213000000766E-5,2.4988105595755618E-3,null,8.7098670409951494E-4,4.1883831908594109E-4,3.7405169345325242E-4,1.0782407407407694E-6,3.5365921563553528E-5,1.7003208789430025E-3]
[2004,4,26,4,1.2797218996163746E-3,6.3950856150071236E-4,5.5409453729877327E-4,2.3089305555555617E-6,8.0172213000000766E-5,2.5558061419714167E-3,null,9.4009603411118736E-4,4.0878369834536734E-4,3.6017306172877724E-4,1.0782407407407694E-6,3.5365921563553528E-5,1.7454969564896262E-3]
[2004,4,26,7,1.9626284356965987E-3,6.2673839130677252E-4,6.3274902454090723E-4,2.3089305555555617E-6,0,3.2244247820998342E-3,null,1.4417657534698078E-3,4.0062080934802796E-4,4.1130012684443824E-4,1.0782407407407694E-6,0,2.2547649304030144E-3]
[2004,4,26,12,1.6913944195383864E-3,7.211135562909854E-4,7.6412663244189709E-4,2.3089305555555617E-6,0,3.1789435388268244E-3,null,1.2425146325951686E-3,4.6094686484862783E-4,4.9669832533775354E-4,1.0782407407407694E-6,0,2.2012380635222906E-3]
[2004,4,26,15,1.4594417269103194E-3,6.4577724141348897E-4,7.0526210861740794E-4,2.3089305555555617E-6,0,2.8127900074967718E-3,null,1.0721199503548906E-3,4.1279073486177414E-4,4.5843515119344533E-4,1.0782407407407694E-6,0,1.9444240771508507E-3]
[2004,4,26,19,2.184106046150248E-3,5.4999029629434993E-4,5.6869147047920146E-4,2.3089305555555617E-6,0,3.3050967434793549E-3,null,1.6044653394457248E-3,3.5156224780740218E-4,3.6966137421255534E-4,1.0782407407407694E-6,0,2.326767202206423E-3]
[2004,4,26,22,1.8994610683441408E-3,5.6206329162447437E-4,5.4160066533355609E-4,2.3089305555555617E-6,8.0172213000000766E-5,3.085606168857728E-3,null,1.3953623969662646E-3,3.5927949191993334E-4,3.5205178310997507E-4,1.0782407407407694E-6,3.5365921563553528E-5,2.1431378343004671E-3]
[2004,4,27,1,8.7741537576443345E-4,5.3397815775621841E-4,4.7417525233483507E-4,2.3089305555555617E-6,8.0172213000000766E-5,1.9680499294110433E-3,null,6.4455778655627435E-4,3.4132704283270146E-4,3.0822385158683495E-4,1.0782407407407694E-6,3.5365921563553528E-5,1.3305528432801049E-3]
[2004,4,27,4,9.514054158409925E-4,5.1316251186415258E-4,4.4580027900215395E-4,2.3089305555555617E-6,8.0172213000000766E-5,1.9928493502628553E-3,null,6.9891158269006913E-4,3.2802136215308992E-4,2.8977952424961469E-4,1.0782407407407694E-6,3.5365921563553528E-5,1.3531566313970678E-3]
[2004,4,27,6,1.4569932766586398E-3,4.2560639573450878E-4,4.2573172307610609E-4,2.3089305555555617E-6,2.6730484750316181E-5,2.3373708107751268E-3,null,1.0703212952158229E-3,2.7205414745272438E-4,2.767345423091731E-4,1.0782407407407694E-6,1.1791469783120951E-5,1.6319796955015821E-3]
[2004,4,27,9,1.6120129887049551E-3,6.0476113267285501E-4,6.9656399050305531E-4,2.3089305555555617E-6,0,2.9156470424364211E-3,null,{"$f":"E2819*T$5","v":1.1842002688799338E-3},{"$f":"F2819*U$5","v":3.8657260795603541E-4},{"$f":"G2819*V$5","v":4.5278119212754741E-4},{"$f":"H2819*W$5","v":1.0782407407407694E-6},{"$f":"I2819*X$5","v":0},{"$f":"SUM(L2819:P2819)","v":2.0246323097042572E-3}]
[2004,4,27,13,1.2248532461966817E-3,5.8612499866317151E-4,6.9797582349443842E-4,2.3089305555555617E-6,0,2.5112629989098474E-3,null,8.997889927982761E-4,3.7466010475911015E-4,4.5369891316055942E-4,1.0782407407407694E-6,0,1.7292262514586865E-3]
[2004,4,27,16,1.2431264401848139E-3,5.6599221744391246E-4,6.6969654433581319E-4,2.3089305555555617E-6,0,2.4811241325200951E-3,null,9.1321265711466948E-4,3.6179092167034287E-4,4.3531678904199455E-4,1.0782407407407694E-6,0,1.7113986085677477E-3]
[2004,4,27,20,1.9119549600958453E-3,4.2563236452579638E-4,4.7572974290296857E-4,2.3089305555555617E-6,5.3448142026724583E-5,2.8690741401068906E-3,null,1.4045405301918606E-3,2.7207074710311718E-4,3.0923430303449336E-4,1.0782407407407694E-6,2.357728105415766E-5,2.0105011021243693E-3]
[2004,4,27,23,1.2291127130957095E-3,4.7847948744602806E-4,4.451335435492011E-4,2.3089305555555617E-6,8.0172213000000766E-5,2.2352068876464954E-3,null,9.0291803821072414E-4,3.0585144005201132E-4,2.8934613223202899E-4,1.0782407407407694E-6,3.5365921563553528E-5,1.5345597727990587E-3]
[2004,4,28,1,7.2374807496864194E-4,4.502312364027621E-4,4.2682887039765144E-4,2.3089305555555617E-6,8.0172213000000766E-5,1.6832893253246118E-3,null,5.3167230722361597E-4,2.877947239602725E-4,2.7744771106173819E-4,1.0782407407407694E-6,3.5365921563553528E-5,1.133358904549921E-3]
[2004,4,28,4,7.833015731954589E-4,4.0853728824164062E-4,3.8209799757942973E-4,2.3089305555555617E-6,8.0172213000000766E-5,1.6564180025720856E-3,null,5.7542088065762646E-4,2.6114331168218329E-4,2.4837170627872712E-4,1.0782407407407694E-6,3.5365921563553528E-5,1.1213800609228312E-3]
[2004,4,28,7,1.5932985237962285E-3,4.0939720314371055E-4,4.9429908947269978E-4,2.3089305555555617E-6,0,2.4993037469681948E-3,null,1.1704524426948222E-3,2.6169298249988982E-4,3.2130476747351834E-4,1.0782407407407694E-6,0,1.7545284334089712E-3]
[2004,4,28,10,1.3762289812402925E-3,5.1721241525902754E-4,6.7148696789539426E-4,2.3089305555555617E-6,0,2.5672372949502699E-3,null,1.0109910658563557E-3,3.3061012262849851E-4,4.3648060187868008E-4,1.0782407407407694E-6,0,1.7791600311042751E-3]
[2004,4,28,14,1.0460107777653846E-3,5.6101655467092194E-4,7.2717457197200679E-4,2.3089305555555617E-6,0,2.3365108349638689E-3,null,7.6840959282604927E-4,3.5861040157646114E-4,4.7267871160629584E-4,1.0782407407407694E-6,0,1.600776946749547E-3]
[2004,4,28,17,1.5121131708259036E-3,4.3774797588372653E-4,5.7173866174400217E-4,2.3089305555555617E-6,0,2.5239087390091881E-3,null,1.1108129004019237E-3,2.7981523203540265E-4,3.7164211239645243E-4,1.0782407407407694E-6,0,1.7633484855745197E-3]
[2004,4,28,22,1.4398954188416767E-3,3.7072800171648868E-4,4.1076146525900265E-4,2.3089305555555617E-6,8.0172213000000766E-5,2.3038660293727246E-3,null,1.0577610441719497E-3,2.369750348083262E-4,2.6700356098757245E-4,1.0782407407407694E-6,3.5365921563553528E-5,1.5981838022721424E-3]
[2004,4,29,1,6.2129612574674106E-4,5.454051341901656E-4,4.8985780696290645E-4,2.3089305555555617E-6,8.0172213000000766E-5,1.7390402104553694E-3,null,4.5641011847827827E-4,3.4863134174093288E-4,3.1841784076358726E-4,1.0782407407407694E-6,3.5365921563553528E-5,1.1599034632870926E-3]
[2004,4,29,4,6.1115624682343264E-4,5.4281806466118063E-4,4.748234624038075E-4,2.3089305555555617E-6,8.0172213000000766E-5,1.711278917443977E-3,null,4.4896126575095726E-4,3.4697764714855186E-4,3.0864520171658606E-4,1.0782407407407694E-6,3.5365921563553528E-5,1.1410282769203895E-3]
[2004,4,29,5,7.130384633665239E-4,5.5584580566594467E-4,4.9019078697117599E-4,2.3089305555555617E-6,8.0172213000000766E-5,1.8415561995592008E-3,null,5.2380492338261083E-4,3.5530517936565903E-4,3.1863428474742002E-4,1.0782407407407694E-6,3.5365921563553528E-5,1.234188549799984E-3]
[2004,4,29,8,1.3760961771971838E-3,6.2245822928819368E-4,7.0664529162502089E-4,2.3089305555555617E-6,0,2.7075086286659543E-3,null,1.0108935067270808E-3,3.9788486402250148E-4,4.5933424913657226E-4,1.0782407407407694E-6,0,1.8691908606268954E-3]
[2004,4,29,12,1.1118379858706712E-3,6.4053081050445472E-4,7.5549158822512026E-4,2.3089305555555617E-6,0,2.5101693151558017E-3,null,8.1676689396697902E-4,4.0943713561507182E-4,4.9108536562715653E-4,1.0782407407407694E-6,0,1.718367635949948E-3]
[2004,4,29,15,1.0181159962919079E-3,6.446020809462975E-4,7.6938388193412924E-4,2.3089305555555617E-6,0,2.4344108897278905E-3,null,7.4791781766499676E-4,4.1203955423519973E-4,5.0011564768696903E-4,1.0782407407407694E-6,0,1.6611512603279062E-3]
[2004,4,29,19,1.4223218184015961E-3,5.2297352245746003E-4,5.7739349454431689E-4,2.3089305555555617E-6,0,2.5249977659589288E-3,null,1.0448513080146432E-3,3.3429271086721235E-4,3.7531787222830842E-4,1.0782407407407694E-6,0,1.7555401318509046E-3]
[2004,4,29,23,9.3482341535700399E-4,5.1282532685076711E-4,4.8635613048747127E-4,2.3089305555555617E-6,8.0172213000000766E-5,2.0164860162507989E-3,null,6.867302854118867E-4,3.2780582831179949E-4,3.1614167766786435E-4,1.0782407407407694E-6,3.5365921563553528E-5,1.3671219536958447E-3]
[2004,4,30,2,9.2185562082216436E-4,6.7117279655244243E-4,5.7998039942227229E-4,2.3089305555555617E-6,8.0172213000000766E-5,{"$f":"SUM(E2884:I2884)","v":2.2554899603524354E-3},null,6.7720401863703033E-4,4.2902396390076259E-4,3.7699941461426392E-4,1.0782407407407694E-6,3.5365921563553528E-5,1.519671559456351E-3]
[2004,4,30,5,1.066276419524646E-3,7.1724458387666275E-4,6.020677772005168E-4,2.3089305555555617E-6,8.0172213000000766E-5,2.4680699241573819E-3,null,7.8329692846694976E-4,4.5847375823593198E-4,3.9135667306826837E-4,1.0782407407407694E-6,3.5365921563553528E-5,1.6695715220754444E-3]
[2004,4,30,6,1.2630013821160349E-3,7.3413615262148189E-4,6.4686194400245237E-4,2.3089305555555617E-6,2.1385670603764274E-5,2.6676940798992894E-3,null,9.2781298089855723E-4,4.6927110851089699E-4,4.2047382026718267E-4,1.0782407407407694E-6,9.4337417024613313E-6,1.828069892119839E-3]
[2004,4,30,9,1.6916373809257937E-3,8.2720459084836655E-4,8.4783951016177532E-4,2.3089305555555617E-6,0,3.3689904124914911E-3,null,1.2426931143706325E-3,5.2876188419079522E-4,5.511134502756077E-4,1.0782407407407694E-6,0,2.3236466895777759E-3]
[2004,4,30,12,1.5048669808853483E-3,7.3439627898302029E-4,7.8982770611997022E-4,2.3089305555555617E-6,0,3.0313998965438944E-3,null,1.1054897794741858E-3,4.6943738527794644E-4,5.1340456186099346E-4,1.0782407407407694E-6,0,2.0894099673538663E-3]
[2004,4,30,17,1.4491022855294376E-3,7.1078728528893673E-4,7.3354084727752806E-4,2.3089305555555617E-6,0,2.895739348651458E-3,null,1.0645244971239926E-3,4.5434615376443494E-4,4.7681692397665443E-4,1.0782407407407694E-6,0,1.9967658156058226E-3]
[2004,4,30,20,1.7202536520266739E-3,6.5399141737510066E-4,6.3904972269564393E-4,2.3089305555555617E-6,4.9439531376724542E-5,3.0650432540296987E-3,null,1.2637149027615734E-3,4.1804136234448923E-4,4.1539571269244802E-4,1.0782407407407694E-6,2.1808984975979982E-5,2.1200392035152309E-3]
[2004,4,30,24,1.0514225324641825E-3,6.6320123401470137E-4,5.8271770480530923E-4,2.3089305555555617E-6,8.0172213000000766E-5,2.3798226148397496E-3,null,7.7238511995537918E-4,4.2392841864625933E-4,3.7877872048055415E-4,1.0782407407407694E-6,3.5365921563553528E-5,1.6115364213864869E-3]
[2004,5,1,3,9.6390607299575153E-4,6.5880990771407979E-4,5.6723375732021662E-4,2.2344489247311912E-6,8.0172213000000657E-5,2.2723563999547795E-3,null,7.0809468584591526E-4,4.211214154036493E-4,3.6871383010906455E-4,1.043458781362036E-6,3.536592156355348E-5,1.5343393117035445E-3]
[2004,5,1,4,9.7332516425122366E-4,6.7006054265264612E-4,5.7356087425835319E-4,2.2344489247311912E-6,8.0172213000000657E-5,2.2993532430869547E-3,null,7.1501404100960764E-4,4.2831299411860544E-4,3.7282658871995824E-4,1.043458781362036E-6,3.536592156355348E-5,1.5525630041930867E-3]
[2004,5,1,9,1.8045748861149698E-3,8.0009121998281425E-4,7.8154278960951881E-4,2.2344489247311912E-6,0,3.3884433446320339E-3,null,1.3256580935294511E-3,5.1143060094570347E-4,5.0801919249733986E-4,1.043458781362036E-6,0,2.3461513457538564E-3]
[2004,5,1,11,1.8570879389801153E-3,7.9863185711900539E-4,7.7932091404656555E-4,2.2344489247311912E-6,0,3.437275159070417E-3,null,1.3642346879851632E-3,5.1049775378053696E-4,5.0657492681626943E-4,1.043458781362036E-6,0,2.3823508273633316E-3]
[2004,5,1,15,1.4863576631558768E-3,7.2570211553366385E-4,6.9692217460874467E-4,2.2344489247311912E-6,0,2.9112164022230161E-3,null,1.0918926563829919E-3,4.6387994241821844E-4,4.5301401930292011E-4,1.043458781362036E-6,0,2.0098300768854925E-3]
[2004,5,1,18,1.7170191160863068E-3,7.101543109109959E-4,6.5132499571557965E-4,2.2344489247311912E-6,0,3.0807328716376129E-3,null,1.2613387815037899E-3,4.5394154681661659E-4,4.2337489741551079E-4,1.043458781362036E-6,0,2.139698684517279E-3]
[2004,5,1,21,1.765384444153644E-3,7.279383447912289E-4,6.5938184217918545E-4,2.2344489247311912E-6,8.0172213000000657E-5,3.2351112930487902E-3,null,1.2968684173709423E-3,4.6530937451856499E-4,4.2861201646891676E-4,1.043458781362036E-6,3.536592156355348E-5,2.2271991887033394E-3]
[2004,5,2,1,1.1749549035506186E-3,5.8485823798325382E-4,4.9231654981500192E-4,2.2344489247311912E-6,8.0172213000000657E-5,2.334536353273606E-3,null,8.6313318965515018E-4,3.7385037186915467E-4,3.2001607514676702E-4,1.043458781362036E-6,3.536592156355348E-5,1.5934090170159874E-3]
[2004,5,2,2,1.1079414580681263E-3,5.8609680943946102E-4,4.9066435850820731E-4,2.2344489247311912E-6,8.0172213000000657E-5,2.2671092879405267E-3,null,8.1390446711074207E-4,3.7464208577419646E-4,3.1894211617140714E-4,1.043458781362036E-6,3.536592156355348E-5,1.5438980494012612E-3]
[2004,5,2,6,1.2754301792610528E-3,5.9290922274967295E-4,5.0810353705679865E-4,2.2344489247311912E-6,1.7377059953764213E-5,2.3960544479460191E-3,null,9.3694329499907105E-4,3.7899668503252483E-4,3.3027794771109642E-4,1.043458781362036E-6,7.6654456242836457E-6,1.654926832148338E-3]
[2004,5,2,9,2.0154495976414479E-3,6.3700043620882457E-4,6.0892615666789554E-4,2.2344489247311912E-6,0,3.2636106394428989E-3,null,1.4805686878232663E-3,4.0718046612229055E-4,3.9581476345715018E-4,1.043458781362036E-6,0,2.2846073761840688E-3]
[2004,5,2,12,1.8331565149030909E-3,6.2627920383206818E-4,6.0688128511829354E-4,2.2344489247311912E-6,0,3.068551452778184E-3,null,1.3466544333437542E-3,4.0032728965893574E-4,3.9448555409433511E-4,1.043458781362036E-6,0,2.1425107358783871E-3]
[2004,5,2,16,1.7180516831638998E-3,5.2170423852782835E-4,4.9901191938551688E-4,2.2344489247311912E-6,0,2.7410022900019758E-3,null,1.2620973152249759E-3,3.3348136507727082E-4,3.2436820568639327E-4,1.043458781362036E-6,0,1.9209903447700021E-3]
[2004,5,2,19,2.1427424013937815E-3,4.6184386528370133E-4,4.1642936585391363E-4,2.2344489247311912E-6,0,3.0232500814561273E-3,null,1.5740792075809851E-3,2.9521769476510869E-4,2.7068781515978546E-4,1.043458781362036E-6,0,2.141028176287241E-3]
[2004,5,2,23,1.3774948493226328E-3,5.5194424352181476E-4,4.7080663011299156E-4,2.2344489247311912E-6,8.0172213000000657E-5,2.482652384882171E-3,null,1.0119209847428519E-3,3.5281124089694017E-4,3.0603417654444275E-4,1.043458781362036E-6,3.536592156355348E-5,1.7071757825291504E-3]
[2004,5,3,3,8.8469792876810782E-4,4.6972842155693236E-4,3.7243542220297224E-4,2.2344489247311912E-6,8.0172213000000657E-5,1.8092684344527443E-3,null,6.4990762014043913E-4,3.0025762427851512E-4,2.4209082977976387E-4,1.043458781362036E-6,3.536592156355348E-5,1.2286654545436337E-3]
[2004,5,3,6,1.4624508869555998E-3,4.2782804734189673E-4,3.715783522618453E-4,2.2344489247311912E-6,1.6040856377040132E-5,2.2801325918611129E-3,null,1.0743305083092572E-3,2.7347426129509705E-4,2.4153371635591333E-4,1.043458781362036E-6,7.0760135864357803E-6,1.5974579583280654E-3]
[2004,5,3,7,1.6942627024749538E-3,3.6504263497398257E-4,3.5913508052452982E-4,2.2344489247311912E-6,0,2.4206748668981972E-3,null,1.2446217008685052E-3,2.3334086103276712E-4,2.3344532894570595E-4,1.043458781362036E-6,0,1.7124513496283402E-3]
[2004,5,3,10,1.733700986896418E-3,5.9950569576870596E-4,6.4300254331992241E-4,2.2344489247311912E-6,0,2.9784436749097773E-3,null,1.2735934444855221E-3,3.8321325193888163E-4,4.1796512893981191E-4,1.043458781362036E-6,0,2.0758152841455777E-3]
[2004,5,3,13,1.4412567704242647E-3,5.8886464659263992E-4,6.2902418710097452E-4,2.2344489247311912E-6,0,2.6613800530426103E-3,null,1.0587611061574527E-3,3.7641132980939605E-4,4.0887890444487657E-4,1.043458781362036E-6,0,1.8450947991930874E-3]
[2004,5,3,17,1.9161192606957037E-3,4.780192651317534E-4,4.8919947907017909E-4,2.2344489247311912E-6,0,2.8855724538223671E-3,null,1.4075996655242692E-3,3.0555725887756579E-4,3.1798991383635025E-4,1.043458781362036E-6,0,2.0321902970195471E-3]
[2004,5,3,20,2.192760622122905E-3,4.287405654121741E-4,4.0264060789429578E-4,2.2344489247311912E-6,4.409471715000037E-5,3.0704709615041064E-3,null,1.6108230743186278E-3,2.7405755686615179E-4,2.6172483350693677E-4,1.043458781362036E-6,1.9451256859954419E-5,2.1671001803330327E-3]
[2004,5,4,1,1.0030242708706511E-3,5.2383263170465062E-4,4.3749954009052064E-4,2.2344489247311912E-6,8.0172213000000657E-5,2.0467631045905542E-3,null,7.3683129080265937E-4,3.3484186669794144E-4,2.8438386999359364E-4,1.043458781362036E-6,3.536592156355348E-5,1.3924664078391101E-3]
[2004,5,4,4,1.0882787245032216E-3,4.9721769150672221E-4,4.0465129145912529E-4,2.2344489247311912E-6,8.0172213000000657E-5,2.0725543693938006E-3,null,7.9946003363680286E-4,3.1782918799381458E-4,2.6303181996315206E-4,1.043458781362036E-6,3.536592156355348E-5,1.4167304219386851E-3]
[2004,5,4,7,1.869195229594987E-3,4.9801739229882137E-4,4.931335882754998E-4,2.2344489247311912E-6,0,2.8625806590940393E-3,null,1.3731288202917873E-3,3.1834036902725826E-4,3.205471672692454E-4,1.043458781362036E-6,0,2.0130598153696531E-3]
[2004,5,4,8,1.9206174738663451E-3,5.5715804303425637E-4,6.0148782931147393E-4,2.2344489247311912E-6,0,3.0814977951368065E-3,null,1.4109040962475181E-3,3.5614398165357002E-4,3.9097969478608203E-4,1.043458781362036E-6,0,2.1590712314685321E-3]
[2004,5,4,11,1.5224611326438554E-3,6.2044011192163373E-4,6.8252191754176127E-4,2.2344489247311912E-6,0,2.8276576110319819E-3,null,1.1184146128279645E-3,3.9659485239410133E-4,4.4365355041473795E-4,1.043458781362036E-6,0,1.9597064744181656E-3]
[2004,5,4,17,1.6919250682819952E-3,4.8782515523206722E-4,4.9758921250362645E-4,2.2344489247311912E-6,0,2.6795738849424199E-3,null,1.2429044522735864E-3,3.1182533449389206E-4,3.2344341639666094E-4,1.043458781362036E-6,0,1.8792166619455014E-3]
[2004,5,4,19,1.9469758589343701E-3,4.2844283531094521E-4,4.1353903351406656E-4,2.2344489247311912E-6,0,2.7911921766841132E-3,null,1.4302672198101094E-3,2.7386724321092336E-4,2.6880903856449286E-4,1.043458781362036E-6,0,1.9739869603668876E-3]
[2004,5,4,22,1.7115932803251769E-3,4.5312001425487994E-4,3.9321167563083944E-4,2.2344489247311912E-6,8.0172213000000657E-5,2.6403316321356282E-3,null,1.2573529102904383E-3,2.8964127514844704E-4,2.5559582992802014E-4,1.043458781362036E-6,3.536592156355348E-5,1.838999395711821E-3]
[2004,5,5,2,1.0371029996979837E-3,5.6442563923863036E-4,4.7917472817474865E-4,2.2344489247311912E-6,8.0172213000000657E-5,2.1631100290360945E-3,null,7.6186585325543118E-4,3.6078954081157893E-4,3.1147361565972957E-4,1.043458781362036E-6,3.536592156355348E-5,1.4705383900716553E-3]
[2004,5,5,5,1.287876493053283E-3,5.6948077951507697E-4,4.8830034796831941E-4,2.2344489247311912E-6,8.0172213000000657E-5,2.4280642824614112E-3,null,9.4608647699735249E-4,3.6402086414681498E-4,3.1740545977652305E-4,1.043458781362036E-6,3.536592156355348E-5,1.663922181265606E-3]
[2004,5,5,8,2.041091747757386E-3,6.3540937575481493E-4,6.7717250108724914E-4,2.2344489247311912E-6,0,3.355908073524181E-3,null,1.4994056582910715E-3,4.0616343583397841E-4,4.4017631760844331E-4,1.043458781362036E-6,0,2.3467888705148553E-3]
[2004,5,5,10,1.7683249641726392E-3,6.6514823399034257E-4,7.2425655933609008E-4,2.2344489247311912E-6,0,{"$f":"SUM(E3012:I3012)","v":3.1599642064238029E-3},null,1.2990285517008391E-3,4.2517297094568944E-4,4.7078194223844572E-4,1.043458781362036E-6,0,2.1960269236663364E-3]
[2004,5,5,13,1.5035401746193791E-3,6.4476665833650246E-4,6.93735469246364E-4,2.2344489247311912E-6,0,2.8442767511269763E-3,null,1.1045150948110214E-3,4.1214475463169505E-4,4.5094259403171723E-4,1.043458781362036E-6,0,1.9686459022557955E-3]
[2004,5,5,16,1.5238982191435205E-3,6.2371910593305639E-4,6.6028947721258921E-4,2.2344489247311912E-6,0,2.8101412512138973E-3,null,1.1194703104130529E-3,3.9869083574684358E-4,4.2920199826246953E-4,1.043458781362036E-6,0,1.9484066032037283E-3]
[2004,5,5,20,2.2217125599321764E-3,5.0083289991112207E-4,4.8333445922231163E-4,2.2344489247311912E-6,4.1422310076724413E-5,3.2495366780670655E-3,null,1.632091446706792E-3,3.2014008475236908E-4,3.1417752801857164E-4,1.043458781362036E-6,1.8272392819624607E-5,2.2857249110787192E-3]
[2004,5,5,23,1.4658744399490369E-3,5.2839973401543918E-4,4.5493255854114792E-4,2.2344489247311912E-6,8.0172213000000657E-5,2.5316133944303554E-3,null,1.0768454833148928E-3,3.3776122866698949E-4,2.9571569734050543E-4,1.043458781362036E-6,3.536592156355348E-5,1.7467317896673032E-3]
[2004,5,6,3,9.3354751614417705E-4,5.3652617794659795E-4,4.4006354390049591E-4,2.2344489247311912E-6,8.0172213000000657E-5,1.9925438999160027E-3,null,6.857929975603122E-4,3.4295577648786596E-4,2.8605052620541094E-4,1.043458781362036E-6,3.536592156355348E-5,1.3512086805985046E-3]
[2004,5,6,6,1.4783215520158257E-3,4.7710218130809731E-4,4.2305060183708951E-4,2.2344489247311912E-6,1.0696042150316017E-5,2.3914048262360594E-3,null,1.0859892517333541E-3,3.0497104480680005E-4,2.7499175731398017E-4,1.043458781362036E-6,4.7182854704102412E-6,1.6717137981059067E-3]
[2004,5,6,7,1.7214235170627584E-3,5.5024602803871111E-4,5.4222006133002444E-4,2.2344489247311912E-6,0,2.816124055356225E-3,null,1.2645742968855607E-3,3.5172571546763018E-4,3.5245440348872511E-4,1.043458781362036E-6,0,1.969797874623278E-3]
[2004,5,6,11,1.4304271552936631E-3,6.4443992295857568E-4,7.0466609411159249E-4,2.2344489247311912E-6,0,2.7817676212885624E-3,null,1.0508055665685145E-3,4.1193590035794498E-4,4.5804772927363936E-4,1.043458781362036E-6,0,1.9218326549814608E-3]
[2004,5,6,14,1.1955006053089915E-3,6.2932404968349149E-4,6.8052577985988801E-4,2.2344489247311912E-6,0,2.507584883777102E-3,null,8.7822626006901707E-4,4.0227360191019863E-4,4.4235601908729081E-4,1.043458781362036E-6,0,1.7238993398478687E-3]
[2004,5,6,18,1.6671961802285184E-3,5.0425562773365488E-4,4.945721481161324E-4,2.2344489247311912E-6,0,2.6682584050030369E-3,null,1.2247383729136708E-3,3.2232794496559467E-4,3.2148226131439986E-4,1.043458781362036E-6,0,1.8695920379750276E-3]
[2004,5,6,21,1.9334457516614889E-3,4.6055237326503106E-4,4.1632274617361747E-4,2.2344489247311912E-6,8.0172213000000657E-5,2.8927275330248694E-3,null,1.420327872681528E-3,2.9439215322343387E-4,2.7061851013310175E-4,1.043458781362036E-6,3.536592156355348E-5,2.021747916382979E-3]
[2004,5,6,24,1.0103346121696794E-3,5.4727722281048782E-4,4.577794535768349E-4,2.2344489247311912E-6,8.0172213000000657E-5,2.0977979504817339E-3,null,7.4220153793625593E-4,3.4982800955105531E-4,2.9756623877775292E-4,1.043458781362036E-6,3.536592156355348E-5,1.4260051666099797E-3]
[2004,5,7,4,1.1069795931291932E-3,6.0751745656087192E-4,5.0647353712129635E-4,2.2344489247311912E-6,8.0172213000000657E-5,2.3033772487360935E-3,null,8.131978718616394E-4,3.8833449253524599E-4,3.2921841359215417E-4,1.043458781362036E-6,3.536592156355348E-5,1.5671601583339551E-3]
[2004,5,7,8,1.9750632175685235E-3,6.5689713358613763E-4,6.8203751185378226E-4,2.2344489247311912E-6,0,3.3162323119331743E-3,null,1.4509004640083541E-3,4.1989874079193705E-4,4.4333867656557715E-4,1.043458781362036E-6,0,2.3151813401472302E-3]
[2004,5,7,11,1.818716477508192E-3,6.6112482448699248E-4,7.2016411025316838E-4,2.2344489247311912E-6,0,3.2022398611730838E-3,null,1.3360466427828274E-3,4.2260114577281324E-4,4.6812176456668817E-4,1.043458781362036E-6,0,2.2278130119036906E-3]
[2004,5,7,12,1.684681993176107E-3,6.3889857926254434E-4,6.8686433292783464E-4,2.2344489247311912E-6,0,3.0126793542912173E-3,null,1.2375836195333979E-3,4.0839378832655828E-4,4.4647621142223466E-4,1.043458781362036E-6,0,2.0934970780635527E-3]
[2004,5,7,15,1.4522909067287526E-3,6.2195745477349699E-4,6.6918021136327596E-4,2.2344489247311912E-6,0,2.7456630217902564E-3,null,1.0668668889707348E-3,3.9756476125847525E-4,4.3498116178875202E-4,1.043458781362036E-6,0,1.9004562707993242E-3]
[2004,5,7,19,1.9054770556155686E-3,5.3835033289089675E-4,5.2603593332509072E-4,2.2344489247311912E-6,0,2.9720977707562869E-3,null,1.399781799163592E-3,3.4412180435578935E-4,3.4193438110524449E-4,1.043458781362036E-6,0,2.0868814434059878E-3]
[2004,5,7,21,2.1479887309479996E-3,4.5167508895160152E-4,4.1642314438822796E-4,2.2344489247311912E-6,8.0172213000000657E-5,3.0984936262125609E-3,null,1.5779332118056838E-3,2.8871765669379984E-4,2.7068377107670289E-4,1.043458781362036E-6,3.536592156355348E-5,2.1737440199211021E-3]
[2004,5,8,2,9.8727443699350931E-4,5.1938616834914738E-4,4.2853937833551875E-4,2.2344489247311912E-6,8.0172213000000657E-5,{"$f":"SUM(E3076:I3076)","v":2.017606645602907E-3},null,7.252613111295369E-4,3.3199961900268876E-4,2.785595770694712E-4,1.043458781362036E-6,3.536592156355348E-5,1.3722298875466124E-3]
[2004,5,8,6,1.1646899002063893E-3,5.2892217166025646E-4,4.4250486019927219E-4,2.2344489247311912E-6,6.6874315003159857E-6,2.1450388124909649E-3,null,8.555924193229858E-4,3.3809517883663556E-4,2.8763743296371472E-4,1.043458781362036E-6,2.9499893922325679E-6,1.4853184792969307E-3]
[2004,5,8,9,1.9899350477805776E-3,4.8642537993752428E-4,4.7031726627110937E-4,2.2344489247311912E-6,0,2.9489121429139421E-3,null,1.4618254537319168E-3,3.1093057661854323E-4,3.0571607979133395E-4,1.043458781362036E-6,0,2.0795155689231556E-3]
[2004,5,8,10,2.1224484929225663E-3,4.6037328942774656E-4,4.4381228690040244E-4,2.2344489247311912E-6,0,3.0288685181754462E-3,null,1.5591711069412103E-3,2.9427768008307863E-4,2.8848728771995846E-4,1.043458781362036E-6,0,2.1429795335256093E-3]
[2004,5,8,13,1.7376917164354149E-3,4.9799508155649928E-4,4.7318638411212373E-4,2.2344489247311912E-6,0,2.7111076310287687E-3,null,1.2765250728447352E-3,3.1832610765796893E-4,3.0758106651778062E-4,1.043458781362036E-6,0,1.9034757058018468E-3]
[2004,5,8,18,1.9014819046458684E-3,4.1676742811877547E-4,3.6063251650506501E-4,2.2344489247311912E-6,0,2.6811162981944399E-3,null,1.3968469227787958E-3,2.66404143544981E-4,2.3441869371569894E-4,1.043458781362036E-6,0,1.898713218820838E-3]
[2004,5,8,21,1.9849941952144829E-3,4.0615171726481178E-4,3.4191682228372554E-4,2.2344489247311912E-6,8.0172213000000657E-5,2.8154693966877518E-3,null,1.4581958558451368E-3,2.59618418060298E-4,2.2225310023603491E-4,1.043458781362036E-6,3.536592156355348E-5,1.9764767544863853E-3]
[2004,5,8,24,1.2446974464661201E-3,4.9680924143045914E-4,4.0423863724840174E-4,2.2344489247311912E-6,8.0172213000000657E-5,2.2281519870697127E-3,null,9.143667334613057E-4,3.1756810042936909E-4,2.6276358607794513E-4,1.043458781362036E-6,3.536592156355348E-5,1.5311078003135356E-3]
[2004,5,9,3,5.192118687397879E-4,4.6073216045095736E-4,3.5260183680044965E-4,2.2344489247311912E-6,8.0172213000000657E-5,1.4149525279159268E-3,null,3.8141803997575932E-4,2.9450707595504765E-4,2.2919858360402888E-4,1.043458781362036E-6,3.536592156355348E-5,9.4153307987975151E-4]
[2004,5,9,7,9.4486408449650768E-4,4.9198260675311603E-4,4.3027534389384524E-4,2.2344489247311912E-6,0,1.8693564840682002E-3,null,6.9410625767640723E-4,3.1448284138399176E-4,2.7968799106403296E-4,1.043458781362036E-6,0,1.2893205489057941E-3]
[2004,5,9,10,1.3177332072250986E-3,4.6784033430381084E-4,4.7542010488335542E-4,2.2344489247311912E-6,0,2.2632280953369956E-3,null,9.6801950681651028E-4,2.9905072989649381E-4,3.0903303183247899E-4,1.043458781362036E-6,0,1.5771467273268452E-3]
[2004,5,9,11,1.217979043214147E-3,4.8192314179564271E-4,4.8998194443001435E-4,2.2344489247311912E-6,0,2.1921185783645349E-3,null,8.9473913707298651E-4,3.0805267682287667E-4,3.1849853271882919E-4,1.043458781362036E-6,0,1.5223338053960546E-3]
[2004,5,9,15,1.1300064722249068E-3,4.0175616037283369E-4,4.1008595113327997E-4,2.2344489247311912E-6,0,1.9440830326557517E-3,null,8.301136390469376E-4,2.5680871055869128E-4,2.6656446264870651E-4,1.043458781362036E-6,0,1.3545302710356976E-3]
[2004,5,9,18,1.4179419596389408E-3,3.7111897134033665E-4,3.4299270597351291E-4,2.2344489247311912E-6,0,2.1342880858775215E-3,null,1.041633821579525E-3,2.3722494859900671E-4,2.2295244718232294E-4,1.043458781362036E-6,0,1.5028546761422167E-3]
[2004,5,9,22,1.1792345259291981E-3,4.1825515664353237E-4,3.4903254956341722E-4,2.2344489247311912E-6,8.0172213000000657E-5,2.0289288940608793E-3,null,8.6627704147702032E-4,2.6735512247645437E-4,2.2687847209630936E-4,1.043458781362036E-6,3.536592156355348E-5,1.3969200163946997E-3]
[2004,5,10,1,7.0374186851901953E-4,4.9282765181229244E-4,3.8225636416282433E-4,2.2344489247311912E-6,8.0172213000000657E-5,1.6612325464188684E-3,null,5.1697555526013261E-4,3.1502300716965067E-4,2.4847464787691509E-4,1.043458781362036E-6,3.536592156355348E-5,1.116882590651614E-3]
[2004,5,10,4,7.5944846086708681E-4,4.7800148186368907E-4,3.6191844961357296E-4,2.2344489247311912E-6,8.0172213000000657E-5,1.6817750542690805E-3,null,5.5789815458109882E-4,3.0554589153938513E-4,2.3525457718628434E-4,1.043458781362036E-6,3.536592156355348E-5,1.1351080036516839E-3]
[2004,5,10,8,1.4053266346831597E-3,5.3919452566180152E-4,5.5753235876550994E-4,2.2344489247311912E-6,0,2.5042879680352019E-3,null,1.0323664823525345E-3,3.4466142534568989E-4,3.6240771773059921E-4,1.043458781362036E-6,0,1.7404790842101858E-3]
[2004,5,10,12,1.2759946691465504E-3,5.8453788325238799E-4,6.2130391404399514E-4,2.2344489247311912E-6,0,2.4840709153676646E-3,null,9.3735797470628811E-4,3.7364559620304248E-4,4.038605651595443E-4,1.043458781362036E-6,0,1.715907594850237E-3]
[2004,5,10,13,1.1791163499578125E-3,5.7999082506942788E-4,6.3221211255438167E-4,2.2344489247311912E-6,0,2.393553736506353E-3,null,8.6619022827013519E-4,3.7073904674847361E-4,4.1095112280081688E-4,1.043458781362036E-6,0,1.648923856600788E-3]
[2004,5,10,16,1.2888506002184761E-3,5.5170322008367715E-4,5.9076646832347272E-4,2.2344489247311912E-6,0,2.4335547375503568E-3,null,9.4680206550378648E-4,3.5265717501203848E-4,3.8401058545002359E-4,1.043458781362036E-6,0,1.6845132847472107E-3]
[2004,5,10,19,1.7626525817645879E-3,4.37328403398003E-4,4.2250926159378337E-4,2.2344489247311912E-6,0,2.6247246956811053E-3,null,1.2948615649458499E-3,2.7954703485593796E-4,2.7463987481064588E-4,1.043458781362036E-6,0,1.850091933393796E-3]
[2004,5,10,23,1.0299770976421583E-3,4.4059590043188433E-4,3.6077935769582205E-4,2.2344489247311912E-6,8.0172213000000657E-5,1.9137590176945963E-3,null,7.5663109696646373E-4,2.8163566916398862E-4,2.3451414356712809E-4,1.043458781362036E-6,3.536592156355348E-5,1.3091902900424961E-3]
[2004,5,11,2,7.6240039321282568E-4,5.7852240179000951E-4,4.876907916297362E-4,2.2344489247311912E-6,8.0172213000000657E-5,1.9110202485573035E-3,null,5.6006667251614825E-4,3.6980040802643923E-4,3.1700923538161382E-4,1.043458781362036E-6,3.536592156355348E-5,1.2832856962691169E-3]
[2004,5,11,5,9.2058307530699349E-4,6.1472445850175791E-4,5.2738243231068851E-4,2.2344489247311912E-6,8.0172213000000657E-5,2.1450966280441718E-3,null,6.7626919444405782E-4,3.9294131890902289E-4,3.4280963366525294E-4,1.043458781362036E-6,3.536592156355348E-5,1.4484295273632492E-3]
[2004,5,11,10,1.3606639921093016E-3,6.870986845526932E-4,7.4170341807922328E-4,2.2344489247311912E-6,0,2.7917005436659493E-3,null,9.9955687491423391E-4,4.3920403620643938E-4,4.8212276606554556E-4,1.043458781362036E-6,0,1.9219271359675811E-3]
[2004,5,11,13,1.148456247880331E-3,6.584501524160161E-4,7.0366272418544542E-4,2.2344489247311912E-6,0,2.5128035734065237E-3,null,8.4366702195700955E-4,4.2089145428960773E-4,4.5739551779343105E-4,1.043458781362036E-6,0,1.7229974528214103E-3]
[2004,5,11,14,1.096775719891128E-3,6.5129027866732241E-4,7.0212891089248015E-4,2.2344489247311912E-6,0,2.4524293583756615E-3,null,8.057020082942862E-4,4.1631475298038896E-4,4.5639850700797781E-4,1.043458781362036E-6,0,1.6794587270640151E-3]
[2004,5,11,17,1.3587523733801636E-3,6.0650754487364062E-4,6.1061060616338027E-4,2.2344489247311912E-6,0,2.5781049733419152E-3,null,9.9815258138254235E-4,3.876889414678141E-4,3.9690969093121245E-4,1.043458781362036E-6,0,1.7837946725629309E-3]
[2004,5,11,20,1.7129742195976865E-3,5.7543638595892782E-4,5.4812021322749873E-4,2.2344489247311912E-6,3.2068885200000267E-5,2.8708341529088441E-3,null,1.2583673615816319E-3,3.6782777929161576E-4,3.5628962587503119E-4,1.043458781362036E-6,1.4146368625421394E-5,1.997674594155062E-3]
[2004,5,11,24,9.0781241605647522E-4,5.7590346899210384E-4,4.8553317184117087E-4,2.2344489247311912E-6,8.0172213000000657E-5,2.0516557188144818E-3,null,6.6688774514792829E-4,3.6812634594299569E-4,3.1560673730054154E-4,1.043458781362036E-6,3.536592156355348E-5,1.3870302087363811E-3]
[2004,5,12,2,7.1810317437928249E-4,5.6427066334389714E-4,4.6782950823682134E-4,2.2344489247311912E-6,8.0172213000000657E-5,1.8326100078847329E-3,null,5.2752550887735067E-4,3.6069047783851294E-4,3.0409898493164085E-4,1.043458781362036E-6,3.536592156355348E-5,1.2287243519924201E-3]
[2004,5,12,8,1.4826560909837992E-3,6.6014306108236884E-4,6.9812763894694016E-4,2.2344489247311912E-6,0,2.8431612399378394E-3,null,1.0891734458107656E-3,4.2197358752011309E-4,4.5379759638637115E-4,1.043458781362036E-6,0,1.9659880884986118E-3]
[2004,5,12,11,1.2162871306648122E-3,6.641941877387551E-4,7.2623846880376646E-4,2.2344489247311912E-6,0,2.6089542361320646E-3,null,8.9349624181725212E-4,4.2456312992307472E-4,4.7207022492847585E-4,1.043458781362036E-6,0,1.7911730554501647E-3]
[2004,5,12,14,1.0258497437490599E-3,6.2847127360042803E-4,6.9524931948716144E-4,2.2344489247311912E-6,0,2.3518047857613803E-3,null,7.535991030407222E-4,4.0172849433528659E-4,4.5192662841488394E-4,1.043458781362036E-6,0,1.6082976845722549E-3]
[2004,5,12,15,1.0337433919417238E-3,6.1068905831118041E-4,6.7035411899384815E-4,2.2344489247311912E-6,0,2.3170210181714833E-3,null,7.5939785303696505E-4,3.9036182910463812E-4,4.357442263508955E-4,1.043458781362036E-6,0,1.5865473672738608E-3]
[2004,5,12,18,1.3606858665266763E-3,5.7195889499415628E-4,5.6761741925755638E-4,2.2344489247311912E-6,0,2.5024966297031198E-3,null,9.9957294407193803E-4,3.6560491363645393E-4,3.6896321840896391E-4,1.043458781362036E-6,0,1.7351845348987178E-3]
[2004,5,12,23,1.0553866866301902E-3,5.4508285705958304E-4,4.6193382555490762E-4,2.2344489247311912E-6,8.0172213000000657E-5,2.1448100311694126E-3,null,7.7529722578961258E-4,3.4842533724738472E-4,3.0026666762911311E-4,1.043458781362036E-6,3.536592156355348E-5,1.460398611011026E-3]
[2004,5,13,2,7.0491891339162331E-4,5.6002889277343597E-4,4.6253324536453777E-4,2.2344489247311912E-6,8.0172213000000657E-5,1.8098877134543291E-3,null,5.1784022376118535E-4,3.5797907291649497E-4,3.006563030677656E-4,1.043458781362036E-6,3.536592156355348E-5,1.2128849800903615E-3]
[2004,5,13,5,8.519498607383858E-4,5.9747387083250935E-4,5.0107612944373452E-4,2.2344489247311912E-6,7.8842423200316576E-5,2.0315767331396772E-3,null,6.2585057392690324E-4,3.819144782213575E-4,3.2570998548509699E-4,1.043458781362036E-6,3.4779318799430702E-5,1.3692978152141505E-3]
[2004,5,13,9,1.3605661845418776E-3,6.7640799699650116E-4,7.2383435605748809E-4,2.2344489247311912E-6,0,2.7630429865205977E-3,null,{"$f":"E3203*T$5","v":9.9948502453309327E-4},{"$f":"F3203*U$5","v":4.3237038446170022E-4},{"$f":"G3203*V$5","v":4.7050750125899243E-4},{"$f":"H3203*W$5","v":1.043458781362036E-6},{"$f":"I3203*X$5","v":0},{"$f":"SUM(L3203:P3203)","v":1.903406369035148E-3}]
[2004,5,13,12,1.1630674321634889E-3,6.4408337931150836E-4,6.9429928476508586E-4,2.2344489247311912E-6,0,2.5036845451648143E-3,null,8.544005386705878E-4,4.1170799218056626E-4,4.5130908593509931E-4,1.043458781362036E-6,0,1.7184610755676154E-3]
[2004,5,13,15,1.0140246035988004E-3,6.0434493510575697E-4,6.6768868709685938E-4,2.2344489247311912E-6,0,2.2882926747261477E-3,null,7.4491224118315735E-4,3.8630656807641062E-4,4.3401163975683143E-4,1.043458781362036E-6,0,1.5662739077977616E-3]
[2004,5,13,16,1.1035670574844135E-3,5.9794859827061377E-4,6.4751276813514549E-4,2.2344489247311912E-6,0,2.3512628728149039E-3,null,8.1069099030644978E-4,3.8221793129382137E-4,4.2089686959313668E-4,1.043458781362036E-6,0,1.6148492499747701E-3]
[2004,5,13,20,1.5999986686933284E-3,5.5507369411919203E-4,5.3220439816655028E-4,2.2344489247311912E-6,2.9396478126724313E-5,2.7189076880305262E-3,null,1.1753744336739733E-3,3.5481163380174033E-4,3.4594401252833291E-4,1.043458781362036E-6,1.2967504585091585E-5,1.8901410433705002E-3]
[2004,5,13,24,8.4318076455230538E-4,5.5510953617119677E-4,4.623837090335179E-4,2.2344489247311912E-6,8.0172213000000657E-5,1.9430806716817517E-3,null,6.1940871140212731E-4,3.5483454459208285E-4,3.0055910131868201E-4,1.043458781362036E-6,3.536592156355348E-5,1.3112117376578077E-3]
[2004,5,14,3,8.3253714153391767E-4,6.0613627612877518E-4,5.0870714892241732E-4,2.2344489247311912E-6,8.0172213000000657E-5,2.029787228509842E-3,null,6.1158980341035165E-4,3.8745162078167663E-4,3.3067030807399685E-4,1.043458781362036E-6,3.536592156355348E-5,1.3661211126109406E-3]
[2004,5,14,6,1.2684526736531948E-3,6.2396258676263559E-4,5.4968396147839509E-4,2.2344489247311912E-6,0,2.4443336708189567E-3,null,9.3181755217017822E-4,3.9884647243411175E-4,3.5730609501050413E-4,1.043458781362036E-6,0,1.6890135783961563E-3]
[2004,5,14,10,1.5192899392605132E-3,7.1699335680709404E-4,7.7281898869317918E-4,2.2344489247311912E-6,0,3.0113367336855176E-3,null,1.1160850236227057E-3,4.5831317003304419E-4,5.0234853907190084E-4,1.043458781362036E-6,0,2.0777901915090126E-3]
[2004,5,14,13,1.3368023555466217E-3,6.5720128004861586E-4,7.0707873891690735E-4,2.2344489247311912E-6,0,2.7033168234368759E-3,null,9.820278868530759E-4,4.2009315588386134E-4,4.5961599896030789E-4,1.043458781362036E-6,0,1.8627805004786074E-3]
[2004,5,14,17,1.397278276606529E-3,6.1891765347213618E-4,6.3485479546879502E-4,2.2344489247311912E-6,0,2.6532851744721911E-3,null,1.0264540809853191E-3,3.956216735611201E-4,4.1266892207944311E-4,1.043458781362036E-6,0,1.8357881354072445E-3]
[2004,5,14,18,1.4698846878503295E-3,6.048745987218085E-4,6.0121406823756955E-4,2.2344489247311912E-6,0,2.6782078037344385E-3,null,1.0797914500510547E-3,3.8664513719789418E-4,3.9080174435067265E-4,1.043458781362036E-6,0,1.8582817903809838E-3]
[2004,5,14,21,1.6524133638824903E-3,5.8218283279906104E-4,5.3970218702826351E-4,2.2344489247311912E-6,8.0172213000000657E-5,2.8567050456345467E-3,null,1.2138787736334982E-3,3.7214021176871717E-4,3.5081773242401029E-4,1.043458781362036E-6,3.536592156355348E-5,1.9732460981711415E-3]
[2004,5,15,1,8.131437784500297E-4,5.7675559118398249E-4,4.880198547043866E-4,2.2344489247311912E-6,8.0172213000000657E-5,1.9603258862631308E-3,null,5.9734325208642201E-4,3.6867103554061564E-4,3.1722313327650468E-4,1.043458781362036E-6,3.536592156355348E-5,1.319646801248458E-3]
[2004,5,15,4,7.4879250242264089E-4,5.841124234947149E-4,4.7681737477242928E-4,2.2344489247311912E-6,8.0172213000000657E-5,1.892128962614517E-3,null,5.5007018486652242E-4,3.7337363578889167E-4,3.0994128654378251E-4,1.043458781362036E-6,3.536592156355348E-5,1.2697944875441122E-3]
[2004,5,15,7,1.1327383701079496E-3,6.1450208348067328E-4,5.5436319874340475E-4,2.2344489247311912E-6,0,2.3038381012567589E-3,null,8.3212051754625465E-4,3.9279917337882816E-4,3.6034769729828336E-4,1.043458781362036E-6,0,1.5863108470047284E-3]
[2004,5,15,10,1.5348334976623857E-3,6.7648217074028449E-4,6.5038942299667731E-4,2.2344489247311912E-6,0,2.8639395403240783E-3,null,1.12750347134479E-3,4.3241779745838117E-4,4.2276675554087746E-4,1.043458781362036E-6,0,1.9837314831254106E-3]
[2004,5,15,15,1.1717044492412065E-3,6.2446877800086099E-4,5.9722111016197643E-4,2.2344489247311912E-6,0,2.395628786328775E-3,null,8.607453746101361E-4,3.9917003765104365E-4,3.8820623791877012E-4,1.043458781362036E-6,0,1.6491651089613119E-3]
[2004,5,15,16,1.2802004951332517E-3,6.1607093677408422E-4,5.8920080766630277E-4,2.2344489247311912E-6,0,2.4877066884983695E-3,null,9.4044761498785628E-4,3.9380200850887997E-4,3.8299287321039339E-4,1.043458781362036E-6,0,1.7182859554884919E-3]
[2004,5,15,19,1.4758952737469436E-3,5.4749917335664242E-4,4.8429336485740059E-4,2.2344489247311912E-6,0,2.5099222608857175E-3,null,1.0842068843464163E-3,3.499698837503529E-4,3.148008367777279E-4,1.043458781362036E-6,0,1.7500210636558593E-3]
[2004,5,15,22,1.2834939647687837E-3,5.7309180522777537E-4,4.8843900753514841E-4,2.2344489247311912E-6,8.0172213000000657E-5,2.4274314394564394E-3,null,9.4286702950577414E-4,3.6632908726456822E-4,3.1749559140093186E-4,1.043458781362036E-6,3.536592156355348E-5,1.6631010885161898E-3]
[2004,5,16,2,7.6977661225606834E-4,5.6815691781680303E-4,4.6633614911992184E-4,2.2344489247311912E-6,8.0172213000000657E-5,{"$f":"SUM(E3268:I3268)","v":1.8866763411175252E-3},null,5.6548531407519837E-4,3.6317463140858819E-4,3.0312827020845229E-4,1.043458781362036E-6,3.536592156355348E-5,1.2681975960371545E-3]
[2004,5,16,7,1.0136353420312091E-3,5.9489096286736585E-4,5.2500637471386699E-4,2.2344489247311912E-6,0,2.1357671285371729E-3,null,7.4462628588612431E-4,3.8026344376452501E-4,3.4126514643088472E-4,1.043458781362036E-6,0,1.4671983348628962E-3]
[2004,5,16,9,1.3879441846060398E-3,6.781493431880901E-4,6.4763133382778732E-4,2.2344489247311912E-6,0,2.7159593105466479E-3,null,1.0195971670930747E-3,4.3348347970256285E-4,4.2097393977820474E-4,1.043458781362036E-6,0,1.8750980453552046E-3]
[2004,5,16,13,1.2195229099856736E-3,5.7434380383656106E-4,5.6750298461739185E-4,2.2344489247311912E-6,0,2.3636041473643577E-3,null,8.9587327647432308E-4,3.6712938401184186E-4,3.6888883349458303E-4,1.043458781362036E-6,0,1.63293495276211E-3]
[2004,5,16,16,1.2227747266615829E-3,5.3128554241131101E-4,5.2475278342002034E-4,2.2344489247311912E-6,0,2.2810475014176453E-3,null,8.9826209232688869E-4,3.3960588173310687E-4,3.4110030677522273E-4,1.043458781362036E-6,0,1.5800117396165805E-3]
[2004,5,16,17,1.3970462255461255E-3,5.0782486871954479E-4,4.8190492633633144E-4,2.2344489247311912E-6,0,2.3890104695267326E-3,null,1.0262836140411634E-3,3.2460945864396364E-4,3.1324830168312441E-4,1.043458781362036E-6,0,1.6651848331496136E-3]
[2004,5,16,20,1.5820651407214034E-3,5.3079222352549291E-4,4.860384297629693E-4,2.2344489247311912E-6,2.5387867476724279E-5,2.6265181104113207E-3,null,1.1622002912848475E-3,3.3929054472161304E-4,3.1593516553869743E-4,1.043458781362036E-6,1.1199208506913909E-5,1.829668668833434E-3]
[2004,5,16,24,7.5430942946878171E-4,5.2546575145355967E-4,4.3139266215924362E-4,2.2344489247311912E-6,8.0172213000000657E-5,1.7935745050063167E-3,null,5.54122972615261E-4,3.3588578193378016E-4,2.8041427135283689E-4,1.043458781362036E-6,3.536592156355348E-5,1.2068324062467937E-3]
[2004,5,17,4,5.9447866416276304E-4,5.3031517981936053E-4,4.109730713086489E-4,2.2344489247311912E-6,8.0172213000000657E-5,1.6181735772155042E-3,null,4.3670975288510959E-4,3.3898561105503706E-4,2.6714110935459475E-4,1.043458781362036E-6,3.536592156355348E-5,1.079245853639657E-3]
[2004,5,17,7,1.0186711095381861E-3,5.5313040036068025E-4,5.2070291788418658E-4,2.2344489247311912E-6,0,2.0947388767077841E-3,null,7.4832560920272471E-4,3.5356945057324416E-4,3.3846780930152072E-4,1.043458781362036E-6,0,1.4414063278588515E-3]
[2004,5,17,10,1.2289160035184959E-3,6.5472389440575731E-4,6.9153174324084929E-4,2.2344489247311912E-6,0,2.5774060900898331E-3,null,9.0277353346053925E-4,4.1850957291674835E-4,4.4951012594335278E-4,1.043458781362036E-6,0,1.7718366911020024E-3]
[2004,5,17,14,1.0678759590517846E-3,5.6937878894427324E-4,6.2954189187346848E-4,2.2344489247311912E-6,0,2.269031088794257E-3,null,7.8447196561081496E-4,3.6395567020690636E-4,4.0921542339684058E-4,1.043458781362036E-6,0,1.5586865179959242E-3]
[2004,5,17,17,1.3109694536482665E-3,5.8306226932235215E-4,6.0077352171725585E-4,2.2344489247311912E-6,0,2.4970396936126057E-3,null,9.6305078828853061E-4,3.7270236110665145E-4,3.9051537987967662E-4,1.043458781362036E-6,0,1.7273119880562209E-3]
[2004,5,17,18,1.3783502670492666E-3,5.3627906891920397E-4,5.3198742714149518E-4,2.2344489247311912E-6,0,2.4488512120346968E-3,null,1.012549382844469E-3,3.4279782060080854E-4,3.4580297681485793E-4,1.043458781362036E-6,0,1.7021936390414977E-3]
[2004,5,17,21,1.4614510655358176E-3,5.5429922403926182E-4,5.0819329261013219E-4,2.2344489247311912E-6,8.0172213000000657E-5,2.6063502441099431E-3,null,1.0735960298637148E-3,3.5431658062717647E-4,3.3033629070182305E-4,1.043458781362036E-6,3.536592156355348E-5,1.7946582815376298E-3]
[2004,5,18,1,1.1527086810278449E-3,6.8727750447824458E-4,5.8888575807184221E-4,2.2344489247311912E-6,8.0172213000000657E-5,2.5112786055026637E-3,null,8.4679090030784438E-4,4.3931834065035987E-4,3.8278808437131468E-4,1.043458781362036E-6,3.536592156355348E-5,1.7053067056744344E-3]
[2004,5,18,5,1.3413028098466905E-3,7.5860228115542537E-4,6.5458368209358867E-4,2.2344489247311912E-6,7.2161405477040604E-5,2.8288846274974765E-3,null,9.8533396393158941E-4,4.8491023378363564E-4,4.2549311185542053E-4,1.043458781362036E-6,3.1832158680923222E-5,1.9286129270329312E-3]
[2004,5,18,8,1.6874185820738999E-3,7.3759814818084575E-4,7.7276693599140529E-4,2.2344489247311912E-6,0,3.2000181151708822E-3,null,1.2395939440973357E-3,4.7148406926484054E-4,5.0231470372484881E-4,1.043458781362036E-6,0,2.2144361758683869E-3]
[2004,5,18,12,1.3007267494654939E-3,6.8895511549929773E-4,7.414288939535603E-4,2.2344489247311912E-6,0,2.7333452078430829E-3,null,9.5552639913516443E-4,4.4039069539094657E-4,4.8194431963050131E-4,1.043458781362036E-6,0,1.8789048729379743E-3]
[2004,5,18,15,1.1675051462172919E-3,6.5372421009332799E-4,7.1940622886521889E-4,2.2344489247311912E-6,0,2.5428700341005696E-3,null,8.576605261598621E-4,4.1787055934443008E-4,4.6762912578115573E-4,1.043458781362036E-6,0,1.7442036700668099E-3]
[2004,5,18,18,1.4522914077921925E-3,6.1485199083205803E-4,6.1433316629150487E-4,2.2344489247311912E-6,0,{"$f":"SUM(E3332:I3332)","v":2.6837110138404861E-3},null,1.0668672570567641E-3,3.9302283953404209E-4,3.9932943303037184E-4,1.043458781362036E-6,0,1.8602629884025403E-3]
[2004,5,18,20,1.6008552020712647E-3,5.6755593071743441E-4,5.4656567373242721E-4,2.2344489247311912E-6,2.2715460323276118E-5,2.7399267157691334E-3,null,1.1760036513437835E-3,3.6279047122070697E-4,3.5527914262383772E-4,1.043458781362036E-6,1.002034443121818E-5,1.9051370684009085E-3]
[2004,5,18,23,1.0448874933998806E-3,5.4450581122468121E-4,4.6275187582352445E-4,2.2344489247311912E-6,8.0172213000000657E-5,2.1345518423728179E-3,null,7.6758441731134875E-4,3.4805648068360014E-4,3.0079841744807385E-4,1.043458781362036E-6,3.536592156355348E-5,1.4528486957879384E-3]
[2004,5,19,2,7.3070508240214544E-4,5.6832507357083915E-4,4.7751230030283396E-4,2.2344489247311912E-6,8.0172213000000657E-5,1.8589491182005504E-3,null,5.3678299189618376E-4,3.6328211915022472E-4,3.1039300270250798E-4,1.043458781362036E-6,3.536592156355348E-5,1.2468674940938318E-3]
[2004,5,19,6,1.1477721504908303E-3,5.9245656276324203E-4,5.3261429011361601E-4,2.2344489247311912E-6,0,2.2750774522924196E-3,null,8.4316447742525762E-4,3.7870733781422965E-4,3.4621045088427187E-4,1.043458781362036E-6,0,1.5691257249051212E-3]
[2004,5,19,9,1.4108658117624479E-3,6.8827007874245499E-4,7.3657180638564109E-4,2.2344489247311912E-6,0,2.8379421458152748E-3,null,1.036435615189942E-3,4.3995280937061314E-4,4.7878711091851764E-4,1.043458781362036E-6,0,1.9562189942604344E-3]
[2004,5,19,11,1.239117858062546E-3,6.7153951469098815E-4,7.3355962991025238E-4,2.2344489247311912E-6,0,2.6464514515885176E-3,null,9.1026791407582423E-4,4.2925837576942194E-4,4.768291330815639E-4,1.043458781362036E-6,0,1.817398881708172E-3]
[2004,5,19,17,1.3120992383451296E-3,5.9394557225740283E-4,5.9957822566185761E-4,2.2344489247311912E-6,0,2.5078574851891211E-3,null,9.6388073900926055E-4,3.7965913556102765E-4,3.8973841239314647E-4,1.043458781362036E-6,0,1.7343217457447967E-3]
[2004,5,19,20,1.666107623571255E-3,5.6493550120797153E-4,5.3795347214578165E-4,2.2344489247311912E-6,2.1379256826724248E-5,2.7926103026764629E-3,null,1.2239387087079512E-3,3.6111545241623963E-4,3.496810311015525E-4,1.043458781362036E-6,9.4309124287362355E-6,1.9452095634358416E-3]
[2004,5,19,21,1.6076310370204223E-3,5.5497524019308176E-4,5.0700073285838581E-4,2.2344489247311912E-6,8.0172213000000657E-5,2.7520136719966213E-3,null,1.1809812449642449E-3,3.5474870053945918E-4,3.2956110187001294E-4,1.043458781362036E-6,3.536592156355348E-5,1.9017004277186325E-3]
[2004,5,19,24,8.7340492192209784E-4,5.6483355038543118E-4,4.7510763675156608E-4,2.2344489247311912E-6,8.0172213000000657E-5,1.9957527709838271E-3,null,6.4161166853383847E-4,3.610502838840317E-4,3.0882992099823779E-4,1.043458781362036E-6,3.536592156355348E-5,1.3479012537610236E-3]
[2004,5,20,4,7.685857968972446E-4,5.8652950683464936E-4,4.8824070964425701E-4,2.2344489247311912E-6,8.0172213000000657E-5,1.9257626753008826E-3,null,5.6461052964232707E-4,3.749186725974509E-4,3.173666936160071E-4,1.043458781362036E-6,3.536592156355348E-5,1.2933052762007006E-3]
[2004,5,20,8,1.4960028808957673E-3,6.6220378742510655E-4,7.0280531059522828E-4,2.2344489247311912E-6,0,2.8632464278408329E-3,null,1.0989781262402542E-3,4.2329083546075867E-4,4.5683818099046984E-4,1.043458781362036E-6,0,1.9801506014728446E-3]
[2004,5,20,11,1.2272314950314712E-3,6.6771531666106265E-4,7.3020359770038811E-4,2.2344489247311912E-6,0,2.627384858317653E-3,null,9.0153607730029592E-4,4.2681388963117613E-4,4.7464764181081448E-4,1.043458781362036E-6,0,1.8040410675236487E-3]
[2004,5,20,15,1.0507577226338022E-3,6.1616307670882189E-4,6.6423390852092903E-4,2.2344489247311912E-6,0,2.3333891567882841E-3,null,7.7189674425034039E-4,3.9386090577086342E-4,4.3176596127865349E-4,1.043458781362036E-6,0,1.5985670700812194E-3]
[2004,5,20,18,1.3786388227841019E-3,5.7514583431253941E-4,5.6415597738524565E-4,2.2344489247311912E-6,0,2.5201750834066179E-3,null,1.0127613586667316E-3,3.6764205421501594E-4,3.667132086484921E-4,1.043458781362036E-6,0,1.7481600803116017E-3]
[2004,5,20,21,1.5931109621484527E-3,5.5214543541317891E-4,5.0452343729993335E-4,2.2344489247311912E-6,8.0172213000000657E-5,2.7321864967862967E-3,null,1.1703146581017179E-3,3.5293984584514591E-4,3.2795080783888116E-4,1.043458781362036E-6,3.536592156355348E-5,1.8876146921306604E-3]
[2004,5,20,22,1.3358455875476787E-3,5.4968548046843994E-4,4.8538884815789972E-4,2.2344489247311912E-6,8.0172213000000657E-5,2.4533265780987499E-3,null,9.8132503586518508E-4,3.5136740484808783E-4,3.1551292388173912E-4,1.043458781362036E-6,3.536592156355348E-5,1.6846147449399275E-3]
[2004,5,21,1,6.5364145210828825E-4,5.3206724333712551E-4,4.4443450598460519E-4,2.2344489247311912E-6,8.0172213000000657E-5,1.7125498633547508E-3,null,4.8017130678304818E-4,3.4010555697545951E-4,2.8889174316490092E-4,1.043458781362036E-6,3.536592156355348E-5,1.145577987268324E-3]
[2004,5,21,5,7.44602130589355E-4,5.6866338001270345E-4,4.6704060487031567E-4,2.2344489247311912E-6,6.815279482704055E-5,1.8506933592241459E-3,null,5.4699189735491209E-4,3.6349836982582916E-4,3.0358618120990109E-4,1.043458781362036E-6,3.006386260274554E-5,1.24518376977475E-3]
[2004,5,21,9,1.2128957547495715E-3,6.3478515291212883E-4,6.7633718235792363E-4,2.2344489247311912E-6,0,2.526252538944355E-3,null,{"$f":"E3395*T$5","v":8.9100490440319864E-4},{"$f":"F3395*U$5","v":4.0576442300195928E-4},{"$f":"G3395*V$5","v":4.3963334292811661E-4},{"$f":"H3395*W$5","v":1.043458781362036E-6},{"$f":"I3395*X$5","v":0},{"$f":"SUM(L3395:P3395)","v":1.7374461291146364E-3}]
[2004,5,21,12,1.0928192860537947E-3,5.5824468277334324E-4,6.1981033944846732E-4,2.2344489247311912E-6,0,2.2731087572003361E-3,null,8.0279557388786141E-4,3.5683857847064872E-4,4.0288971037073139E-4,1.043458781362036E-6,0,1.5635673215106036E-3]
[2004,5,21,16,9.6790018076906828E-4,5.3791403541062518E-4,5.9548335320304207E-4,2.2344489247311912E-6,0,2.1035320183074666E-3,null,7.1102879588859987E-4,3.4384291630283566E-4,3.870766594762698E-4,1.043458781362036E-6,0,1.4429918304490676E-3]
[2004,5,21,19,1.2129034628562225E-3,5.1906416764436829E-4,5.0828722102237885E-4,2.2344489247311912E-6,0,2.2424893004477009E-3,null,8.9101056685259115E-4,3.3179379120476136E-4,3.3039734613829626E-4,1.043458781362036E-6,0,1.5542451629770109E-3]
[2004,5,21,22,1.1373605433573856E-3,4.9295158482448847E-4,4.4009931540478736E-4,2.2344489247311912E-6,8.0172213000000657E-5,2.1528181055113934E-3,null,8.3551601053740549E-4,3.1510222705523545E-4,2.860737784328848E-4,1.043458781362036E-6,3.536592156355348E-5,1.4731013963704411E-3]
[2004,5,22,2,4.3212572115843283E-4,4.7078365232481554E-4,3.8193035551968915E-4,2.2344489247311912E-6,8.0172213000000657E-5,1.3672463909276695E-3,null,3.1744371712343051E-4,3.0093214399861215E-4,2.4826273542652265E-4,1.043458781362036E-6,3.536592156355348E-5,9.0304797689348074E-4]
[2004,5,22,3,4.003790430670796E-4,4.7712256749225969E-4,3.8022604869815174E-4,2.2344489247311912E-6,8.0172213000000657E-5,1.3401343211822229E-3,null,2.9412230160429906E-4,3.0498407596894354E-4,2.4715490027436452E-4,1.043458781362036E-6,3.536592156355348E-5,8.8267065819252273E-4]
[2004,5,22,7,6.7798549059591804E-4,5.1254352192842676E-4,4.5835726875846194E-4,2.2344489247311912E-6,0,1.6511207302075382E-3,null,4.9805467194490981E-4,3.2762569427560164E-4,2.9794183075542254E-4,1.043458781362036E-6,0,1.1246656557572961E-3]
[2004,5,22,10,1.0236636110372323E-3,5.2211929766854078E-4,5.0451829556676531E-4,2.2344489247311912E-6,0,2.0525356531972691E-3,null,7.5199314889314842E-4,3.3374667725725841E-4,3.2794746560456362E-4,1.043458781362036E-6,0,1.4147307505363326E-3]
[2004,5,22,13,8.5956853080816631E-4,4.9388803246526306E-4,4.8151163779582034E-4,2.2344489247311912E-6,0,1.837202649993981E-3,null,6.314473223454067E-4,3.1570081877542179E-4,3.1299265588941331E-4,1.043458781362036E-6,0,1.2611842557916039E-3]
[2004,5,22,17,9.7072037755531904E-4,4.596718731138516E-4,4.2527008924641153E-4,2.2344489247311912E-6,0,1.8578967888403135E-3,null,7.1310053961273409E-4,2.9382932399821103E-4,2.7643447064514042E-4,1.043458781362036E-6,0,1.2844077930374476E-3]
[2004,5,22,19,9.8918285979207729E-4,4.310783735488417E-4,3.763219976883307E-4,2.2344489247311912E-6,0,1.7988176799539808E-3,null,7.2666325689984754E-4,2.7555191974674601E-4,2.4461718529849143E-4,1.043458781362036E-6,0,1.2478758207264469E-3]
[2004,5,22,22,8.3386718712955845E-4,4.5036295162696847E-4,3.7306124017348212E-4,2.2344489247311912E-6,8.0172213000000657E-5,1.7396980408547411E-3,null,6.125668677162948E-4,2.8787891835534537E-4,2.4249762457622995E-4,1.043458781362036E-6,3.536592156355348E-5,1.1793527909927856E-3]
[2004,5,23,1,5.2452352914504662E-4,4.7483989103996681E-4,3.7707682818041846E-4,2.2344489247311912E-6,8.0172213000000657E-5,1.4588469102901637E-3,null,3.85320036872918E-4,3.0352495410808144E-4,2.4510784093777433E-4,1.043458781362036E-6,3.536592156355348E-5,9.7036221226368927E-4]
[2004,5,23,4,4.4694533256812172E-4,4.9238810418512869E-4,3.8023070721243435E-4,2.2344489247311912E-6,8.0172213000000657E-5,1.4019708058904167E-3,null,3.2833034641178901E-4,3.1474204157286604E-4,2.4715792840627945E-4,1.043458781362036E-6,3.536592156355348E-5,9.2663969673584994E-4]
[2004,5,23,8,9.3394747170566245E-4,5.7058255458779673E-4,5.2667910164021941E-4,2.2344489247311912E-6,0,2.0334435768584094E-3,null,6.8608680876826756E-4,3.6472513570170111E-4,3.4235245398933417E-4,1.043458781362036E-6,0,1.3942078572406649E-3]
[2004,5,23,11,1.0889358331158327E-3,5.2593094115021253E-4,5.3202474981201822E-4,2.2344489247311912E-6,0,2.1491259730027946E-3,null,7.99942751953088E-4,3.3618313833536399E-4,3.4582723733289102E-4,1.043458781362036E-6,0,1.4829965864027051E-3]
[2004,5,23,14,9.1443513582725397E-4,4.7952595628354314E-4,4.9023206376540155E-4,2.2344489247311912E-6,0,1.8864276048009298E-3,null,6.7175285888350258E-4,3.0652035901159293E-4,3.1866111552872865E-4,1.043458781362036E-6,0,1.2979777922051863E-3]
[2004,5,23,16,1.0274422210049333E-3,4.6844124080621058E-4,4.7054889379331859E-4,2.2344489247311912E-6,0,1.9686668045291937E-3,null,7.5476895217209015E-4,2.9943483856555413E-4,3.0586664253512397E-4,1.043458781362036E-6,0,1.3611138920541304E-3]
[2004,5,23,22,1.0096257703819476E-3,4.846449032341916E-4,4.1245938380251213E-4,2.2344489247311912E-6,8.0172213000000657E-5,1.9891367193433833E-3,null,7.4168081593121819E-4,3.0979246855334687E-4,2.6810724362512952E-4,1.043458781362036E-6,3.536592156355348E-5,1.3559899084546101E-3]
[2004,5,23,23,7.711913635200583E-4,4.7123484362923874E-4,3.8477158307989069E-4,2.2344489247311912E-6,8.0172213000000657E-5,1.7096044521539198E-3,null,5.6652460398102047E-4,3.0122055241280223E-4,2.5010959288592795E-4,1.043458781362036E-6,3.536592156355348E-5,1.1542641296246662E-3]
[2004,5,24,2,5.7981273602604184E-4,5.2737077102459463E-4,4.1377577720194144E-4,2.2344489247311912E-6,8.0172213000000657E-5,{"$f":"SUM(E3460:I3460)","v":1.6033659461773099E-3},null,4.2593602080939508E-4,3.3710349971357114E-4,2.6896292692318803E-4,1.043458781362036E-6,3.536592156355348E-5,1.0684118277910696E-3]
[2004,5,24,5,6.9112174325489377E-4,5.4960911827421405E-4,4.3939042108520507E-4,2.2344489247311912E-6,6.5480387753764606E-5,1.7478361192928087E-3,null,5.0770468968039406E-4,3.5131859296025917E-4,2.856129822684418E-4,1.043458781362036E-6,2.8884998562415731E-5,1.1745647222528731E-3]
[2004,5,24,9,1.2500761201103615E-3,6.1117216484358561E-4,6.3440601780681615E-4,2.2344489247311912E-6,0,2.497888751685494E-3,null,9.1831795892931213E-4,3.9067063822292099E-4,4.123772071938599E-4,1.043458781362036E-6,0,1.7224092631274552E-3]
[2004,5,24,13,1.1007415454694072E-3,5.879391745672915E-4,6.391813866784776E-4,2.2344489247311912E-6,0,2.3300965556399076E-3,null,8.0861534196407386E-4,3.7581975387122668E-4,4.1548129704064928E-4,1.043458781362036E-6,0,1.6009598516573121E-3]
[2004,5,24,16,1.1571831139684831E-3,5.863963546642282E-4,6.2322308507232961E-4,2.2344489247311912E-6,0,2.3690370026297719E-3,null,8.5007786184507477E-4,3.7483355968427937E-4,4.0510806654915589E-4,1.043458781362036E-6,0,1.6310629468598722E-3]
[2004,5,24,20,1.5545292966712874E-3,5.7315575351464261E-4,5.4364684377820568E-4,2.2344489247311912E-6,1.469823902327605E-5,2.6882645819121427E-3,null,1.1419721950123854E-3,3.6636996399207769E-4,3.5338184198196044E-4,1.043458781362036E-6,6.4837522748628309E-6,1.8692512120426486E-3]
[2004,5,24,23,8.7660690608925998E-4,4.9338805747516654E-4,4.106202532673389E-4,2.2344489247311912E-6,8.0172213000000657E-5,1.8630218787564971E-3,null,6.4396387694547717E-4,3.1538122707980444E-4,2.6691177023352837E-4,1.043458781362036E-6,3.536592156355348E-5,1.2626662546037254E-3]
[2004,5,24,24,6.9264347182886846E-4,5.0877116922127023E-4,4.1103886176701296E-4,2.2344489247311912E-6,8.0172213000000657E-5,1.6948601647418836E-3,null,5.0882256614856751E-4,3.2521434846425571E-4,2.6718387453134068E-4,1.043458781362036E-6,3.536592156355348E-5,1.1376301694890794E-3]
[2004,5,25,3,5.033297206843701E-4,5.1264383474797801E-4,4.1880204679469596E-4,2.2344489247311912E-6,8.0172213000000657E-5,1.5171822641517757E-3,null,3.6975086103278675E-4,3.2768981577113157E-4,2.7223010749696168E-4,1.043458781362036E-6,3.536592156355348E-5,1.0060801646457956E-3]
[2004,5,25,6,8.712172129786553E-4,5.8249553590711723E-4,5.2288627220018033E-4,2.2344489247311912E-6,0,1.9788334700106842E-3,null,6.4000455647133766E-4,3.7234009639996486E-4,3.398870353647551E-4,1.043458781362036E-6,0,1.3532751470174196E-3]
[2004,5,25,11,1.0792883953971743E-3,6.2011760248360836E-4,7.1201902585548522E-4,2.2344489247311912E-6,0,2.4136594726609987E-3,null,7.9285565127803961E-4,3.9638869940606639E-4,4.6282728900687769E-4,1.043458781362036E-6,0,1.6531150984723459E-3]
[2004,5,25,14,9.2360275752650315E-4,5.9557536403953939E-4,6.9531057069474188E-4,2.2344489247311912E-6,0,2.2167231411855154E-3,null,6.7848748208896583E-4,3.8070092350937231E-4,4.5196644298348875E-4,1.043458781362036E-6,0,1.5121983073631889E-3]
[2004,5,25,18,1.2016272759627009E-3,5.5771877106442749E-4,5.8506853931311522E-4,2.2344489247311912E-6,0,2.3466490352649747E-3,null,8.8272697134510311E-4,3.5650240762585313E-4,3.8030681217844723E-4,1.043458781362036E-6,0,1.6205796499307657E-3]
[2004,5,25,21,1.4011423073670066E-3,5.5300244370988039E-4,5.3273242781513397E-4,2.2344489247311912E-6,8.0172213000000657E-5,2.5692838408167529E-3,null,1.0292926352014325E-3,3.5348765871604193E-4,3.4628724286613972E-4,1.043458781362036E-6,3.536592156355348E-5,1.7654769171285298E-3]
[2004,5,25,24,6.4762485635454865E-4,4.9219335929564156E-4,4.1868879176926784E-4,2.2344489247311912E-6,8.0172213000000657E-5,1.6409136693441898E-3,null,4.7575145758875341E-4,3.1461755764731607E-4,2.7215648935688131E-4,1.043458781362036E-6,3.536592156355348E-5,1.0989348849378665E-3]
[2004,5,26,3,4.81759405747977E-4,5.0020292644809277E-4,4.1267741097317017E-4,2.2344489247311912E-6,8.0172213000000657E-5,1.4770464050939719E-3,null,3.5390509990897438E-4,3.1973739603547021E-4,2.6824896585538071E-4,1.043458781362036E-6,3.536592156355348E-5,9.7830084214474075E-4]
[2004,5,26,5,6.0972543798478601E-4,5.2687887806176364E-4,4.434125460977682E-4,2.2344489247311912E-6,6.4144184177040522E-5,1.6463954952460895E-3,null,4.4791017979612117E-4,3.3678907417395955E-4,2.8822744782064347E-4,1.043458781362036E-6,2.8295566524567868E-5,1.1022657270966542E-3]
[2004,5,26,8,1.182214089813624E-3,5.8705909670416878E-4,6.4907012613519774E-4,2.2344489247311912E-6,0,2.4205777615777216E-3,null,8.6846585780654423E-4,3.7525719457901809E-4,4.2190918493163672E-4,1.043458781362036E-6,0,1.6666756960985612E-3]
[2004,5,26,12,9.9597753699927263E-4,5.7812007854651131E-4,6.6781959492914246E-4,2.2344489247311912E-6,0,2.2441516593996575E-3,null,7.316546922245575E-4,3.6954323682763379E-4,4.3409673259132774E-4,1.043458781362036E-6,0,1.5363381204248812E-3]
[2004,5,26,15,9.4401246159662522E-4,5.646498775393878E-4,6.6552497547294419E-4,2.2344489247311912E-6,0,2.1764217635336881E-3,null,6.9348064729107448E-4,3.6093287737876925E-4,4.3260518185511156E-4,1.043458781362036E-6,0,1.4880621653063175E-3]
[2004,5,26,19,1.2524332133453115E-3,4.936076588527939E-4,5.0913333136909248E-4,2.2344489247311912E-6,0,2.2574086524919288E-3,null,9.2004950232391297E-4,3.1552159965448522E-4,3.309473355960915E-4,1.043458781362036E-6,0,1.5675618963558518E-3]
[2004,5,26,22,1.1123158030355085E-3,4.8533123858965181E-4,4.4787591192050388E-4,2.2344489247311912E-6,8.0172213000000657E-5,2.1279296154703962E-3,null,8.1711790305874217E-4,3.1023118465786908E-4,2.9112872914679999E-4,1.043458781362036E-6,3.536592156355348E-5,1.4548871972083267E-3]
[2004,5,26,24,6.2939121102313178E-4,4.7619157162393655E-4,4.0951507237222263E-4,2.2344489247311912E-6,8.0172213000000657E-5,1.5975045169440228E-3,null,4.6235684609652729E-4,3.0438896910547279E-4,2.6619337948977784E-4,1.043458781362036E-6,3.536592156355348E-5,1.0693485750366935E-3]
[2004,5,27,3,4.5274088265377145E-4,4.8332017008729193E-4,4.0433446111119253E-4,2.2344489247311912E-6,8.0172213000000657E-5,1.4228021757769879E-3,null,3.3258781332912889E-4,3.0894567877176902E-4,2.6282587359699613E-4,1.043458781362036E-6,3.536592156355348E-5,9.4076874604280959E-4]
[2004,5,27,6,8.0963439415227131E-4,5.4389501709632563E-4,4.9997126337959037E-4,2.2344489247311912E-6,0,1.8557351235529184E-3,null,5.9476522457787998E-4,3.4766605169210877E-4,3.2499179938807641E-4,1.043458781362036E-6,0,1.2684665344394272E-3]
[2004,5,27,10,1.0424800589936825E-3,5.6953108503854583E-4,6.6986160245745556E-4,2.2344489247311912E-6,0,2.2841071954144152E-3,null,7.6581589280744818E-4,3.6405302021034374E-4,4.3542408028028205E-4,1.043458781362036E-6,0,1.5663364520794362E-3]
[2004,5,27,13,9.1006593186791123E-4,5.4540827360244706E-4,6.5640352925061822E-4,2.2344489247311912E-6,0,2.1141121836457076E-3,null,6.6854319956952796E-4,3.4863334850149919E-4,4.2667605064709521E-4,1.043458781362036E-6,0,1.4448960574994845E-3]
[2004,5,27,16,9.9590831235480629E-4,5.195364842704225E-4,6.1899640155209021E-4,2.2344489247311912E-6,0,2.1366756471020501E-3,null,7.3160383913394066E-4,3.320957032491214E-4,4.0236063367991186E-4,1.043458781362036E-6,0,1.4671036348443362E-3]
[2004,5,27,21,1.3491555996788974E-3,4.8992870990706352E-4,4.8796428032295866E-4,2.2344489247311912E-6,8.0172213000000657E-5,2.4094552518336512E-3,null,9.9110269898268076E-4,3.1316995896256026E-4,3.1718700876387154E-4,1.043458781362036E-6,3.536592156355348E-5,1.6578690470540282E-3]
[2004,5,27,24,6.0494992528030834E-4,4.5446174932257271E-4,3.9701836015764759E-4,2.2344489247311912E-6,8.0172213000000657E-5,1.5388366966852603E-3,null,4.4440204216428659E-4,2.9049893281902464E-4,2.5807025464936832E-4,1.043458781362036E-6,3.536592156355348E-5,1.0293806099775952E-3]
[2004,5,28,3,6.0663471304344644E-4,5.3893731535113384E-4,4.4264877563084538E-4,2.2344489247311912E-6,8.0172213000000657E-5,1.6706274659501574E-3,null,4.4563970348345287E-4,3.4449701256316116E-4,2.8773098101035746E-4,1.043458781362036E-6,3.536592156355348E-5,1.1142770774018871E-3]
[2004,5,28,4,6.4663718472272869E-4,5.5976031318673118E-4,4.59065100930115E-4,2.2344489247311912E-6,8.0172213000000657E-5,1.7478692607643068E-3,null,4.7502590449447846E-4,3.5780739271803818E-4,2.9840193650145148E-4,1.043458781362036E-6,3.536592156355348E-5,1.1676446140588836E-3]
[2004,5,28,7,1.1440052647748414E-3,6.3023925876086722E-4,6.1434074096149464E-4,2.2344489247311912E-6,0,2.3908197134219341E-3,null,8.4039728689455499E-4,4.0285861761433708E-4,3.9933435672461203E-4,1.043458781362036E-6,0,1.6436337200148661E-3]
[2004,5,28,11,1.1589455417571068E-3,5.98822880220108E-4,6.6994923498920364E-4,2.2344489247311912E-6,0,2.4299521058911491E-3,null,8.5137255827481405E-4,3.8277678574898642E-4,4.3548104326248473E-4,1.043458781362036E-6,0,1.6706738460676473E-3]
[2004,5,28,14,9.5051550696167173E-4,5.6240129791637931E-4,6.2864738271244222E-4,2.2344489247311912E-6,0,2.1437986365152239E-3,null,6.9825784705545928E-4,3.5949555073507201E-4,4.0863397369541975E-4,1.043458781362036E-6,0,1.4674308302673131E-3]
[2004,5,28,18,1.1257369514046478E-3,5.3642619229544108E-4,5.3991599556874178E-4,2.2344489247311912E-6,0,2.2043135881935618E-3,null,8.2697720792711087E-4,3.4289186412340055E-4,3.5095671245623228E-4,1.043458781362036E-6,0,1.5218692432881059E-3]
[2004,5,28,22,1.1404228816084883E-3,4.9705984924745892E-4,4.4524035141590751E-4,2.2344489247311912E-6,8.0172213000000657E-5,2.1651297441965867E-3,null,8.3776563371399694E-4,3.1772829279650024E-4,2.894155595838233E-4,1.043458781362036E-6,3.536592156355348E-5,1.481318866439236E-3]
[2004,5,29,1,3.2313236935617548E-4,4.0754293111501224E-4,3.3145702994394799E-4,2.2344489247311912E-6,8.0172213000000657E-5,1.1445389923398675E-3,null,2.3737615103387342E-4,2.6050770332887939E-4,2.1545401600316959E-4,1.043458781362036E-6,3.536592156355348E-5,7.4974725071083798E-4]
[2004,5,29,4,2.5687852286056039E-4,4.3071166969373673E-4,3.3472515423058633E-4,2.2344489247311912E-6,8.0172213000000657E-5,1.1047220087096153E-3,null,1.8870543722190346E-4,2.7531751700828142E-4,2.1757836528148419E-4,1.043458781362036E-6,3.536592156355348E-5,7.1801069985658462E-4]
[2004,5,29,5,3.0211399072944392E-4,4.297659476621853E-4,3.2984869768522935E-4,2.2344489247311912E-6,6.1471777103764579E-5,1.1254348621053544E-3,null,2.2193584763954924E-4,2.7471299695501261E-4,2.1440856632823894E-4,1.043458781362036E-6,2.7116702484238063E-5,7.3921757218840085E-4]
[2004,5,29,8,6.4654501791182935E-4,4.5839533547897983E-4,4.260832597756507E-4,2.2344489247311912E-6,0,1.5332580620911911E-3,null,4.7495819786741434E-4,2.930133415284293E-4,2.7696304853123813E-4,1.043458781362036E-6,0,1.0459780467084439E-3]
[2004,5,29,11,7.9093822777574719E-4,4.326328672258885E-4,4.2562996284487649E-4,2.2344489247311912E-6,0,1.6514355067712434E-3,null,5.8103084067078099E-4,2.7654557598938721E-4,2.7666839602622493E-4,1.043458781362036E-6,0,1.1352882714677553E-3]
[2004,5,29,16,6.7766095217994943E-4,3.9216312823086376E-4,3.8039234661763489E-4,2.2344489247311912E-6,0,1.4524508759531792E-3,null,4.9781626289849105E-4,2.5067669701982941E-4,2.4726299740723172E-4,1.043458781362036E-6,0,9.9679941610691437E-4]
[2004,5,29,19,8.2599500779383843E-4,3.4299930510654683E-4,2.9419272607525133E-4,2.2344489247311912E-6,0,1.4654214879003678E-3,null,6.0678388894915729E-4,2.1925042589314743E-4,1.9123143751861952E-4,1.043458781362036E-6,0,1.0183092111422864E-3]
[2004,5,29,23,5.2012011158266433E-4,3.9557976431145155E-4,3.0348872840218842E-4,2.2344489247311912E-6,8.0172213000000657E-5,1.3015952662210361E-3,null,3.8208524391659515E-4,2.5286066329800619E-4,1.9727403385290789E-4,1.043458781362036E-6,3.536592156355348E-5,8.6862932141242477E-4]
[2004,5,30,2,4.721911226417184E-4,4.7241477700026718E-4,3.7184402465128473E-4,2.2344489247311912E-6,8.0172213000000657E-5,1.3988565862180021E-3,null,3.4687614697463508E-4,3.0197478395284328E-4,2.4170640897690123E-4,1.043458781362036E-6,3.536592156355348E-5,9.2696672024929509E-4]
[2004,5,30,3,4.3047664650491612E-4,4.7549691789800354E-4,3.6701014699084357E-4,2.2344489247311912E-6,8.0172213000000657E-5,1.3553903733184952E-3,null,3.1623229099859111E-4,3.0394493577073537E-4,2.3856428719120195E-4,1.043458781362036E-6,3.536592156355348E-5,8.9515089430544387E-4]
[2004,5,30,8,8.977118594901759E-4,5.6521427537995135E-4,5.2165172918668763E-4,2.2344489247311912E-6,0,1.9868123129815458E-3,null,6.5946777900283062E-4,3.6129364915024056E-4,3.3908455653294204E-4,1.043458781362036E-6,0,1.3608894434673753E-3]
[2004,5,30,10,1.0639794033752952E-3,5.4889396114590251E-4,5.5285017377113184E-4,2.2344489247311912E-6,0,2.1679579872170606E-3,null,7.8160951827810994E-4,3.5086145353569354E-4,3.5936419935695318E-4,1.043458781362036E-6,0,1.4928786299521189E-3]
[2004,5,30,14,8.8775030323616434E-4,4.7094064856940455E-4,4.8224233660635495E-4,2.2344489247311912E-6,0,1.843167737336655E-3,null,6.5214992382603074E-4,3.01032498410348E-4,3.1346762542994481E-4,1.043458781362036E-6,0,1.2676935064476857E-3]
[2004,5,30,17,1.1723852178374982E-3,4.5819596879445785E-4,4.388236085509056E-4,2.2344489247311912E-6,0,2.0716392441075928E-3,null,8.6124547377833282E-4,2.9288590328048074E-4,2.8524454224212401E-4,1.043458781362036E-6,0,1.4404193780822997E-3]
[2004,5,30,20,1.2380995056125439E-3,4.6248823575272484E-4,4.1926648485334883E-4,2.2344489247311912E-6,8.0172213000000668E-6,2.1301058964433486E-3,null,9.0951982255698619E-4,2.9562958626944418E-4,2.7253200196858716E-4,1.043458781362036E-6,3.5365921563553486E-6,1.4822614617327351E-3]
[2004,5,30,24,5.4175318404552477E-4,4.5708005829654273E-4,3.6042497327088601E-4,2.2344489247311912E-6,8.0172213000000657E-5,1.4416648775376854E-3,null,3.9797710732384918E-4,2.9217259614462362E-4,2.3428378626387717E-4,1.043458781362036E-6,3.536592156355348E-5,9.6084287007726561E-4]
[2004,5,31,1,5.1046200761238896E-4,4.7031587954861641E-4,3.7288492087555818E-4,2.2344489247311912E-6,8.0172213000000657E-5,1.4360694699612955E-3,null,3.7499030771036848E-4,3.006331364528942E-4,2.4238301333735234E-4,1.043458781362036E-6,3.536592156355348E-5,9.5441583784553049E-4]
[2004,5,31,5,4.6115083712864864E-4,4.8657138160078075E-4,3.7857244011209182E-4,2.2344489247311912E-6,5.8799369950316411E-5,1.3873284777165689E-3,null,3.3876584689349765E-4,3.1102390312496328E-4,2.4608002003777946E-4,1.043458781362036E-6,2.5937838408542329E-5,9.2285106724614477E-4]
[2004,5,31,8,9.068688460324042E-4,5.6816035146759012E-4,5.2443096702917114E-4,2.2344489247311912E-6,0,2.0016946134538962E-3,null,6.6619458951950531E-4,3.6317682625092818E-4,3.4089111937667571E-4,1.043458781362036E-6,0,1.3713059939284714E-3]
[2004,5,31,11,1.0682774696106703E-3,5.1928452855021083E-4,5.2577441973156148E-4,2.2344489247311912E-6,0,2.1155708668171734E-3,null,7.8476691913483877E-4,3.3193464928154713E-4,3.4176439178875654E-4,1.043458781362036E-6,0,1.4595094189865045E-3]
[2004,5,31,15,9.2851280808170966E-4,4.7000186233499437E-4,4.7544745163588433E-4,2.2344489247311912E-6,0,1.8761965709773196E-3,null,6.8209445252185338E-4,3.0043241182517802E-4,3.0905080779474473E-4,1.043458781362036E-6,0,1.2926211309231383E-3]
[2004,5,31,18,1.14486327787903E-3,4.7261694870771604E-4,4.4004498251982191E-4,2.2344489247311912E-6,0,2.0597596580312991E-3,null,8.4102759158552335E-4,3.0210401521454494E-4,2.8603846091897108E-4,1.043458781362036E-6,0,1.4302135265004015E-3]
[2004,5,31,22,9.8508972549205139E-4,4.8124094328212084E-4,4.0934232424378312E-4,2.2344489247311912E-6,8.0172213000000657E-5,1.958079654942687E-3,null,7.2365640101679023E-4,3.076166050512826E-4,2.6608108958590823E-4,1.043458781362036E-6,3.536592156355348E-5,1.3337634759988965E-3]
[2004,6,1,2,6.1564667471156599E-4,4.8550021882136683E-4,3.3632759755553514E-4,2.3089305555555617E-6,8.0172213000000481E-5,{"$f":"SUM(E3652:I3652)","v":1.5199556346440241E-3},null,4.5225997733068556E-4,3.1033919941830579E-4,2.1861998702604662E-4,1.0782407407407694E-6,3.5365921563553406E-5,1.0176633260793322E-3]
[2004,6,1,5,6.1943163122072634E-4,5.3542460989284494E-4,3.8284791031656992E-4,2.3089305555555617E-6,5.8799369950316282E-5,1.5988124519360129E-3,null,4.5504044284011509E-4,3.422516372626841E-4,2.4885916527422983E-4,1.0782407407407694E-6,2.5937838408542271E-5,1.0731673245263119E-3]
[2004,6,1,6,8.2652349668624683E-4,5.9046581029480107E-4,4.539036402741981E-4,2.3089305555555617E-6,0,1.8732018778108014E-3,null,6.0717212198007893E-4,3.7743481824915957E-4,2.9504687890334375E-4,1.0782407407407694E-6,0,1.280732059873323E-3]
[2004,6,1,9,1.1190537382884745E-3,6.4002784614190767E-4,6.0582358055463975E-4,2.3089305555555617E-6,0,2.3672140955405775E-3,null,8.2206765519732023E-4,4.0911563306665334E-4,3.9379802396102452E-4,1.0782407407407694E-6,0,1.6260595529657387E-3]
[2004,6,1,12,1.0823180204099668E-3,6.3518685194243407E-4,6.1259856832781841E-4,2.3089305555555617E-6,0,2.3324123712357746E-3,null,7.9508124299466497E-4,4.0602119519410102E-4,3.9820190800098759E-4,1.0782407407407694E-6,0,1.6003825869304945E-3]
[2004,6,1,16,1.1611674659078918E-3,6.1876786251611712E-4,5.9890068205775693E-4,2.3089305555555617E-6,0,2.3811449410373214E-3,null,8.5300480515819942E-4,3.9552592488054501E-4,3.8929799485080187E-4,1.0782407407407694E-6,0,1.638906965630287E-3]
[2004,6,1,19,1.283362428539345E-3,5.5616660109795936E-4,4.7377685739913679E-4,2.3089305555555617E-6,0,2.3156148175919968E-3,null,9.4277040172463327E-4,3.5551023673471681E-4,3.079648865292345E-4,1.0782407407407694E-6,0,1.6073237657293253E-3]
[2004,6,1,24,7.5910609987281949E-4,4.8088100996903119E-4,3.3845388748548295E-4,2.3089305555555617E-6,8.0172213000000481E-5,1.6609221408828896E-3,null,5.5764665289698959E-4,3.0738653014730132E-4,2.2000212004241927E-4,1.0782407407407694E-6,3.5365921563553406E-5,1.1214794653910045E-3]
[2004,6,2,3,5.5931066478430674E-4,5.037354353336186E-4,3.4594000109256645E-4,2.3089305555555617E-6,8.0172213000000481E-5,1.4914672447660479E-3,null,4.1087500179331197E-4,3.2199542999091006E-4,2.2486825077790216E-4,1.0782407407407694E-6,3.5365921563553406E-5,9.9418284486641828E-4]
[2004,6,2,6,8.3174164976642154E-4,5.9223152475576101E-4,4.5240163369414545E-4,2.3089305555555617E-6,0,1.8786837387718834E-3,null,6.1100542749554121E-4,3.7856349006221444E-4,2.940705431478757E-4,1.0782407407407694E-6,0,1.284717701446372E-3]
[2004,6,2,7,9.5605304489913942E-4,6.0401058883283339E-4,5.2341165663939877E-4,2.3089305555555617E-6,0,2.0857842209269272E-3,null,7.0232577576349669E-4,3.8609284880163975E-4,3.4022854626103731E-4,1.0782407407407694E-6,0,1.4297254115669146E-3]
[2004,6,2,10,1.1462208171730927E-3,6.521595766411113E-4,6.2923717026786637E-4,2.3089305555555617E-6,0,2.4299264946376258E-3,null,8.4202485302715458E-4,4.1687042160170603E-4,4.090173479669696E-4,1.0782407407407694E-6,0,1.6689908633365708E-3]
[2004,6,2,16,1.1679452095369719E-3,6.2106130997821097E-4,5.9679751113460072E-4,2.3089305555555617E-6,0,2.3881129612053392E-3,null,8.5798380091331667E-4,3.9699193173636484E-4,3.8793088967336236E-4,1.0782407407407694E-6,0,1.6439848630637847E-3]
[2004,6,2,18,1.2686569900749625E-3,5.8502127804398022E-4,5.0140837862546373E-4,2.3089305555555617E-6,0,2.3573955772999622E-3,null,9.3196764498164385E-4,3.7395458958102676E-4,3.2592595441636215E-4,1.0782407407407694E-6,0,1.6329264297197737E-3]
[2004,6,2,21,1.3826017065578303E-3,5.8752439133428873E-4,4.6397276271022039E-4,2.3089305555555617E-6,8.0172213000000481E-5,2.5165800041578954E-3,null,1.0156725312585599E-3,3.7555461805568633E-4,3.015920195112696E-4,1.0782407407407694E-6,3.5365921563553406E-5,1.7292633311298102E-3]
[2004,6,3,1,6.830133677462589E-4,4.7127327499981993E-4,3.2420795846687772E-4,2.3089305555555617E-6,8.0172213000000481E-5,1.5609757447685125E-3,null,5.0174819892952313E-4,3.0124511833536278E-4,2.1074196762002642E-4,1.0782407407407694E-6,3.5365921563553406E-5,1.0501794471892065E-3]
[2004,6,3,4,5.7295862571476053E-4,5.0801067082478519E-4,3.4684197752480022E-4,2.3089305555555617E-6,8.0172213000000481E-5,1.5102924176199021E-3,null,4.2090092535394672E-4,3.247282262044202E-4,2.2545455436210382E-4,1.0782407407407694E-6,3.5365921563553406E-5,1.0075278682247649E-3]
[2004,6,3,7,9.5971487281478103E-4,6.052496752308082E-4,5.2236514989084312E-4,2.3089305555555617E-6,0,2.0896386284919881E-3,null,7.0501578982211702E-4,3.8688489186537131E-4,3.3954829494221969E-4,1.0782407407407694E-6,0,1.432527217370449E-3]
[2004,6,3,9,1.1299100034370304E-3,6.4370138044998477E-4,6.0260841305435485E-4,2.3089305555555617E-6,0,2.3785287274969255E-3,null,8.3004277214614825E-4,4.1146381263899623E-4,3.9170809770368612E-4,1.0782407407407694E-6,0,1.6342929232295714E-3]
[2004,6,3,12,1.0933674187297091E-3,6.3892573849833045E-4,6.0895870774933521E-4,2.3089305555555617E-6,0,2.3435607955329305E-3,null,8.0319823743136133E-4,4.084111489273653E-4,3.9583592234227811E-4,1.0782407407407694E-6,0,1.6085235494417455E-3]
[2004,6,3,16,1.1722378423286439E-3,6.2251384762503548E-4,5.9546556065942437E-4,2.3089305555555617E-6,0,2.3925261811686598E-3,null,8.6113721030996475E-4,3.9792041611796779E-4,3.8706509395002953E-4,1.0782407407407694E-6,0,1.6472009611187028E-3]
[2004,6,3,19,1.2937226907953853E-3,5.5967229834442934E-4,4.7097900617061237E-4,2.3089305555555617E-6,0,2.3266829258659829E-3,null,9.5038115017097541E-4,3.577511322785204E-4,3.0614622459448253E-4,1.0782407407407694E-6,0,1.615356747784719E-3]
[2004,6,3,22,1.1815963982028813E-3,5.2585532690506485E-4,3.8333570969287478E-4,2.3089305555555617E-6,8.0172213000000481E-5,2.173268578356377E-3,null,8.6801209559950762E-4,3.3613480454807815E-4,2.4917624509192591E-4,1.0782407407407694E-6,3.5365921563553406E-5,1.4897673075438059E-3]
[2004,6,4,2,6.7354791882052914E-4,4.9039169737132699E-4,3.6363046861205952E-4,2.3089305555555617E-6,8.0172213000000481E-5,1.6100512283594717E-3,null,4.9479478897472898E-4,3.1346590766336425E-4,2.3636742541508805E-4,1.0782407407407694E-6,3.5365921563553406E-5,1.0810722843574755E-3]
[2004,6,4,5,6.527249489648154E-4,5.3483389363204051E-4,3.9613588850514976E-4,2.3089305555555617E-6,5.7463166453764416E-5,1.6434668281113257E-3,null,4.7949803474582858E-4,3.4187404235262113E-4,2.5749662958076812E-4,1.0782407407407694E-6,2.534840640606033E-5,1.1052953538260191E-3]
[2004,6,4,6,8.2142953898249301E-4,5.7405268805824051E-4,4.6230199203316718E-4,2.3089305555555617E-6,0,1.8600931496294561E-3,null,6.0343005158442137E-4,3.6694329833344329E-4,3.0050598355586285E-4,1.0782407407407694E-6,0,1.2719575742144683E-3]
[2004,6,4,10,1.2480547169369254E-3,6.6590529332582245E-4,6.4774176833752388E-4,2.3089305555555617E-6,0,2.5640107091558272E-3,null,9.1683301668736355E-4,4.2565689490489043E-4,4.2104572452397434E-4,1.0782407407407694E-6,0,1.7646138768569691E-3]
[2004,6,4,13,1.1788908512013834E-3,6.4157270428040253E-4,6.2626813419039461E-4,2.3089305555555617E-6,0,2.4490406202277363E-3,null,8.6602457471159284E-4,4.1010313012500538E-4,4.0708741229278047E-4,1.0782407407407694E-6,0,1.6842933578701193E-3]
[2004,6,4,17,1.3037099080524289E-3,6.3843867177188157E-4,5.925078047020173E-4,2.3089305555555617E-6,0,2.5369653150818833E-3,null,9.5771785616777683E-4,4.0809980839220261E-4,3.8514249059028654E-4,1.0782407407407694E-6,0,1.7520383958910066E-3]
[2004,6,4,20,1.2767066105024319E-3,5.7884266422525833E-4,4.9458113952331804E-4,2.3089305555555617E-6,2.6724070732759453E-6,2.3551117518798401E-3,null,9.3788097368394455E-4,3.7000512469577499E-4,3.2148810591750874E-4,1.0782407407407694E-6,1.1788640403298063E-6,1.6316313090782989E-3]
[2004,6,4,23,9.714463411106323E-4,5.2178338388024405E-4,3.8843986213284859E-4,2.3089305555555617E-6,8.0172213000000481E-5,1.964150730679281E-3,null,7.1363383943315903E-4,3.3353195600257666E-4,2.5249405114862865E-4,1.0782407407407694E-6,3.5365921563553406E-5,1.3361040088886583E-3]
[2004,6,5,3,5.7870789570004086E-4,5.0454396786996721E-4,3.5732459932970718E-4,2.3089305555555617E-6,8.0172213000000481E-5,1.5230576064552712E-3,null,4.2512439446377185E-4,3.2251225641097481E-4,2.3226847822575375E-4,1.0782407407407694E-6,3.5365921563553406E-5,1.0163492914047946E-3]
[2004,6,5,7,7.8370065559522494E-4,5.6984006516131412E-4,4.7056976128954773E-4,2.3089305555555617E-6,0,1.8264194126016422E-3,null,5.7571405043257214E-4,3.6425052505219296E-4,3.0588020684500528E-4,1.0782407407407694E-6,0,1.246923023070511E-3]
[2004,6,5,10,1.2055980211187487E-3,6.3500225784567262E-4,5.5776900720331645E-4,2.3089305555555617E-6,0,2.4006782167232937E-3,null,8.8564391898410635E-4,4.0590319981122485E-4,3.6256154417475372E-4,1.0782407407407694E-6,0,1.6551869037108259E-3]
[2004,6,5,11,1.2300773704789986E-3,6.3543175292458942E-4,5.6322565750332901E-4,2.3089305555555617E-6,0,2.4310437114624731E-3,null,9.0362668481634842E-4,4.06177739664716E-4,3.6610848122798625E-4,1.0782407407407694E-6,0,1.6769911464497914E-3]
[2004,6,5,14,1.1358252848494932E-3,5.9607376698181814E-4,5.3295024464066734E-4,2.3089305555555617E-6,0,2.2671582270275344E-3,null,8.3438819484945193E-4,3.8101951032787058E-4,3.4642882836765152E-4,1.0782407407407694E-6,0,1.5629147742857149E-3]
[2004,6,5,18,1.1928992044935441E-3,5.934150939598781E-4,4.9122786707552738E-4,2.3089305555555617E-6,0,2.2798510960845052E-3,null,8.763152459725414E-4,3.7932004568262911E-4,3.1930840854994515E-4,1.0782407407407694E-6,0,1.5760219409458563E-3]
[2004,6,5,20,1.2072652762129569E-3,5.5308323246236859E-4,4.4199415485455244E-4,2.3089305555555617E-6,1.3362035767240792E-6,2.2059877976621581E-3,null,8.8686870063579707E-4,3.535393001279244E-4,2.8730546378649506E-4,1.0782407407407694E-6,5.8943203784786397E-7,1.529381137328805E-3]
[2004,6,6,1,7.2986368146351623E-4,4.974295581360302E-4,3.6948322858462685E-4,2.3089305555555617E-6,8.0172213000000481E-5,1.6792576117397292E-3,null,5.3616489066204856E-4,3.1796461639852782E-4,2.4017184205698421E-4,1.0782407407407694E-6,3.5365921563553406E-5,1.1307455114218548E-3]
[2004,6,6,5,5.8413941890920616E-4,4.921489061541145E-4,3.5525450082749774E-4,2.3089305555555617E-6,5.6126962877040346E-5,1.4899787193234143E-3,null,4.2911444373123369E-4,3.145891425162444E-4,2.3092287081504778E-4,1.0782407407407694E-6,2.475897436821247E-5,1.0004636721714793E-3]
[2004,6,6,8,9.1940887890644678E-4,6.0057835260435364E-4,5.4963687663232212E-4,2.3089305555555617E-6,0,2.0719330386986786E-3,null,6.7540661845801552E-4,3.8389891066923938E-4,3.5727548887377192E-4,1.0782407407407694E-6,0,1.4176592587417677E-3]
[2004,6,6,9,1.0907145021397022E-3,6.200573897644588E-4,5.9653482609104173E-4,2.3089305555555617E-6,0,2.3096156485507583E-3,null,{"$f":"E3779*T$5","v":8.012493793506791E-4},{"$f":"F3779*U$5","v":3.9635021051083778E-4},{"$f":"G3779*V$5","v":3.8776013888980429E-4},{"$f":"H3779*W$5","v":1.0782407407407694E-6},{"$f":"I3779*X$5","v":0},{"$f":"SUM(L3779:P3779)","v":1.5864379694920619E-3}]
[2004,6,6,12,1.1965223785393372E-3,5.9607131958652174E-4,5.8005803296800457E-4,2.3089305555555617E-6,0,2.3749606616494195E-3,null,8.7897686452604565E-4,3.8101794591519371E-4,3.7704987804600175E-4,1.0782407407407694E-6,0,1.6381229292279818E-3]
[2004,6,6,15,1.1746552101321145E-3,5.4772773645047788E-4,5.3167982366344774E-4,2.3089305555555617E-6,0,2.2563717008015956E-3,null,8.6291303198318301E-4,3.5011598479172762E-4,3.4560302810750037E-4,1.0782407407407694E-6,0,1.5597102856231518E-3]
[2004,6,6,21,1.4529446910718708E-3,5.5831318315357223E-4,4.8239992763768487E-4,2.3089305555555617E-6,8.0172213000000481E-5,2.5761389454186838E-3,null,1.0673471652466301E-3,3.5688236496617641E-4,3.1357006290303705E-4,1.0782407407407694E-6,3.5365921563553406E-5,1.7742437554201379E-3]
[2004,6,6,23,1.0224492083029974E-3,4.7669647897757687E-4,3.7922977337436853E-4,2.3089305555555617E-6,8.0172213000000481E-5,1.9608566042104989E-3,null,7.5110103694709968E-4,3.0471171364365143E-4,2.4650730043437847E-4,1.0782407407407694E-6,3.5365921563553406E-5,1.3387642133294239E-3]
[2004,6,7,2,6.7098945001006413E-4,4.7242606990809442E-4,3.7784424944930367E-4,2.3089305555555617E-6,8.0172213000000481E-5,1.6037409129230182E-3,null,4.9291531314264682E-4,3.0198200255303819E-4,2.456066808458479E-4,1.0782407407407694E-6,3.5365921563553406E-5,1.076948158845827E-3]
[2004,6,7,6,8.2094561536937135E-4,5.6491284739505028E-4,4.7894335863470636E-4,2.3089305555555617E-6,0,1.8671107519546836E-3,null,6.0307455663692947E-4,3.6110097175095211E-4,3.1132322060975476E-4,1.0782407407407694E-6,0,1.2765769897383772E-3]
[2004,6,7,9,1.2147447197306E-3,6.4055541727736404E-4,6.1329905187086512E-4,2.3089305555555617E-6,0,2.4709081194343851E-3,null,8.9236317188802982E-4,4.0945286464239027E-4,3.986572369844129E-4,1.0782407407407694E-6,0,1.7015515142555738E-3]
[2004,6,7,10,1.2822567711812929E-3,6.5301614078763521E-4,6.403989318048268E-4,2.3089305555555617E-6,0,2.5779807743293104E-3,null,9.4195817517939552E-4,4.1741795056498437E-4,4.1627272688958441E-4,1.0782407407407694E-6,0,1.7767270933747052E-3]
[2004,6,7,14,1.2389264106559008E-3,6.3322130421298597E-4,6.3852749641602488E-4,2.3089305555555617E-6,0,2.5129841418404675E-3,null,9.1012727496682573E-4,4.0476478688545751E-4,4.1505625466609287E-4,1.0782407407407694E-6,0,1.731026557259117E-3]
[2004,6,7,17,1.5356706137115634E-3,6.3933573270287915E-4,6.0646076934302957E-4,2.3089305555555617E-6,0,2.7837760463130276E-3,null,1.1281184248578607E-3,4.0867322352233597E-4,3.9421221002741751E-4,1.0782407407407694E-6,0,1.932082099148355E-3]
[2004,6,7,21,1.608647136806167E-3,5.5966644964688668E-4,4.819554017437335E-4,2.3089305555555617E-6,8.0172213000000481E-5,2.7327501317523429E-3,null,1.1817276816542212E-3,3.5774739370118786E-4,3.1328111175577851E-4,1.0782407407407694E-6,3.5365921563553406E-5,1.8892003494154817E-3]
[2004,6,7,24,8.6020000037872134E-4,4.6970314055698616E-4,3.616247480815442E-4,2.3089305555555617E-6,8.0172213000000481E-5,1.7740090325728077E-3,null,6.3191120597443475E-4,3.0024146427491547E-4,2.350636650351902E-4,1.0782407407407694E-6,3.5365921563553406E-5,1.2036604975888348E-3]
[2004,6,8,4,7.413244422942646E-4,5.4667559283307955E-4,4.5333964475457859E-4,2.3089305555555617E-6,8.0172213000000481E-5,1.8238208234374789E-3,null,5.4458407596169307E-4,3.4944343842565354E-4,2.9468026999560581E-4,1.0782407407407694E-6,3.5365921563553406E-5,1.2251519466872467E-3]
[2004,6,8,7,1.1596856325857574E-3,6.3918160810959128E-4,6.3435025134969409E-4,2.3089305555555617E-6,0,2.4355264226005985E-3,null,8.5191623612631054E-4,4.0857470471423378E-4,4.1234095782800015E-4,1.0782407407407694E-6,0,1.6739101394092854E-3]
[2004,6,8,11,1.5060694170940122E-3,7.2909902289918611E-4,7.9563434367372146E-4,2.3089305555555617E-6,0,3.0331117142224752E-3,null,1.1063731006952849E-3,4.6605129779860027E-4,5.1717899796404449E-4,1.0782407407407694E-6,0,2.0906816371986702E-3]
[2004,6,8,12,1.4945233703466656E-3,7.2643080675022784E-4,7.8763185641399312E-4,2.3089305555555617E-6,0,3.0108949640664422E-3,null,1.0978912635398086E-3,4.643457330399418E-4,5.1197721353239667E-4,1.0782407407407694E-6,0,2.0752924508528874E-3]
[2004,6,8,15,1.5001802987542271E-3,7.1114697632177403E-4,7.7918444384437861E-4,2.3089305555555617E-6,0,2.992820649475935E-3,null,1.1020468976371807E-3,4.5457607379915639E-4,5.0648621832476181E-4,1.0782407407407694E-6,0,2.0641874305018394E-3]
[2004,6,8,18,1.7218082767705152E-3,6.6017761375294427E-4,6.7279058690422188E-4,2.3089305555555617E-6,0,3.0570854079832368E-3,null,1.2648569450729962E-3,4.2199567411803509E-4,4.3732798155512705E-4,1.0782407407407694E-6,0,2.1252588414868989E-3]
[2004,6,8,22,1.5327241315370018E-3,5.8801449388445296E-4,5.4183106226301917E-4,2.3089305555555617E-6,8.0172213000000481E-5,2.7450508312400297E-3,null,1.1259539106710558E-3,3.7586789913601228E-4,3.5220154594268983E-4,1.0782407407407694E-6,3.5365921563553406E-5,1.8904675180540522E-3]
[2004,6,9,1,8.4472392168648269E-4,4.9536010963605645E-4,3.9731140563213798E-4,2.3089305555555617E-6,8.0172213000000481E-5,1.8198765805102332E-3,null,{"$f":"E3843*T$5","v":6.2054232949703162E-4},{"$f":"F3843*U$5","v":3.1664179312096392E-4},{"$f":"G3843*V$5","v":2.5826074034931312E-4},{"$f":"H3843*W$5","v":1.0782407407407694E-6},{"$f":"I3843*X$5","v":3.5365921563553406E-5},{"$f":"SUM(L3843:P3843)","v":1.2318890252716029E-3}]
[2004,6,9,4,6.7891645324742863E-4,5.2716640706216959E-4,4.1019410983622525E-4,2.3089305555555617E-6,8.0172213000000481E-5,1.6987581137013793E-3,null,4.9873856607601211E-4,3.3697286712880544E-4,2.6663476807236642E-4,1.0782407407407694E-6,3.5365921563553406E-5,1.1387903635814781E-3]
[2004,6,9,9,1.2985813426996101E-3,6.6123892355209708E-4,6.7757728353119349E-4,2.3089305555555617E-6,0,2.639706480338456E-3,null,9.5395036265976513E-4,4.226740796483219E-4,4.404394346802705E-4,1.0782407407407694E-6,0,1.8181421177290982E-3]
[2004,6,9,12,1.404503957338229E-3,6.8564432244022535E-4,7.1197536647058272E-4,2.3089305555555617E-6,0,2.8044325768045927E-3,null,1.0317621356506813E-3,4.3827438559836492E-4,4.6279890949169571E-4,1.0782407407407694E-6,0,1.9339136714814826E-3]
[2004,6,9,13,1.3782519992277082E-3,6.7431408747715971E-4,7.1875197216329681E-4,2.3089305555555617E-6,0,2.7736269894237204E-3,null,1.0124771943562079E-3,4.3103192532472116E-4,4.6720384521326452E-4,1.0782407407407694E-6,0,1.9117912056349346E-3]
[2004,6,9,16,1.5329063636051257E-3,6.6853936227460225E-4,6.9654402860286823E-4,2.3089305555555617E-6,0,2.900298685038152E-3,null,1.1260877801036119E-3,4.2734063224853457E-4,4.5276821647407254E-4,1.0782407407407694E-6,0,2.0072748695669595E-3]
[2004,6,9,19,1.5562173384269693E-3,5.761314583061424E-4,5.530988678383341E-4,2.3089305555555617E-6,0,2.6877565951270018E-3,null,1.1432122467458178E-3,3.6827208021550834E-4,3.5952585571266227E-4,1.0782407407407694E-6,0,1.8720884234147291E-3]
[2004,6,9,23,1.1278521657868252E-3,5.1555929138911061E-4,4.3033380416654832E-4,2.3089305555555617E-6,8.0172213000000481E-5,2.1562264048980402E-3,null,8.2853106478661756E-4,3.2955342045115491E-4,2.7972599146647623E-4,1.0782407407407694E-6,3.5365921563553406E-5,1.4742546390085428E-3]
[2004,6,10,1,7.4597287384399621E-4,4.7480124170078857E-4,3.5878575769219471E-4,2.3089305555555617E-6,8.0172213000000481E-5,1.6620410167925354E-3,null,5.4799885855316862E-4,3.0350024885664461E-4,2.3321826178372443E-4,1.0782407407407694E-6,3.5365921563553406E-5,1.1211615314978317E-3]
[2004,6,10,7,9.9990732367335761E-4,6.0159153958586433E-4,5.5594993228217358E-4,2.3089305555555617E-6,0,2.1597577260969512E-3,null,7.345415513681868E-4,3.8454655535509848E-4,3.613791073525896E-4,1.0782407407407694E-6,0,1.4815454548166155E-3]
[2004,6,10,10,1.2305572051223956E-3,6.5749340572810106E-4,6.6534826427081743E-4,2.3089305555555617E-6,0,2.5557078056768698E-3,null,9.0397917596729441E-4,4.2027988710660114E-4,4.3249031587028869E-4,1.0782407407407694E-6,0,1.7578276196849249E-3]
[2004,6,10,13,1.2263175465928207E-3,6.4660060358184607E-4,6.5506610243832382E-4,2.3089305555555617E-6,0,2.5302931831685466E-3,null,9.0086468197384645E-4,4.13317040610471E-4,4.258066951898648E-4,1.0782407407407694E-6,0,1.741066658514923E-3]
[2004,6,10,14,1.1840498035389189E-3,6.2347729012503694E-4,6.3611940543175358E-4,2.3089305555555617E-6,0,2.4459554296512652E-3,null,8.6981439079127359E-4,3.9853626336693894E-4,4.1349094505853975E-4,1.0782407407407694E-6,0,1.6829198399574931E-3]
[2004,6,10,17,1.4323213098485317E-3,6.4662728114940127E-4,6.1603848479422425E-4,2.3089305555555617E-6,0,2.6972960063477132E-3,null,1.0521970307495678E-3,4.1333409332154413E-4,4.0043792579650067E-4,1.0782407407407694E-6,0,1.8670472906083533E-3]
[2004,6,10,22,1.2664625612518925E-3,5.2828150057676626E-4,4.1505545484012162E-4,2.3089305555555617E-6,8.0172213000000481E-5,2.2922806602243364E-3,null,9.3035559643084092E-4,3.3768565203637271E-4,2.6979474420696083E-4,1.0782407407407694E-6,3.5365921563553406E-5,1.5742801549784686E-3]
[2004,6,11,1,7.9936714073972201E-4,4.6673506023518226E-4,3.5369145778585973E-4,2.3089305555555617E-6,8.0172213000000481E-5,1.7022748023163201E-3,null,5.8722280132385448E-4,2.9834422172966184E-4,2.2990686008037226E-4,1.0782407407407694E-6,3.5365921563553406E-5,1.1519180454381828E-3]
[2004,6,11,4,6.417154960558565E-4,5.0746722626054475E-4,3.7670646480245486E-4,2.3089305555555617E-6,8.0172213000000481E-5,1.6083703306744121E-3,null,4.7141038459265955E-4,3.2438084808911465E-4,2.448670969801752E-4,1.0782407407407694E-6,3.5365921563553406E-5,1.0771024919662435E-3]
[2004,6,11,8,1.1216902566855229E-3,5.9498930768864104E-4,5.8021598853149573E-4,2.3089305555555617E-6,0,2.2992044834612155E-3,null,8.2400446700750291E-4,3.8032630728531921E-4,3.7715255247263845E-4,1.0782407407407694E-6,0,1.5825615675062012E-3]
[2004,6,11,11,1.2659199859119514E-3,6.8155463786477815E-4,6.7082022362287817E-4,2.3089305555555617E-6,0,2.6206037779551634E-3,null,9.2995701535987692E-4,4.3566019638111009E-4,4.3604720412819341E-4,1.0782407407407694E-6,0,1.8027426566099214E-3]
[2004,6,11,14,1.1885076679802238E-3,6.3210952057799646E-4,6.2572230434656477E-4,2.3089305555555617E-6,0,2.4486484234603409E-3,null,8.7308918094930108E-4,4.0405411770379034E-4,4.0673261145501453E-4,1.0782407407407694E-6,0,1.6849541508488469E-3]
[2004,6,11,15,1.1539007562447674E-3,6.4168126306179984E-4,6.3189193874694204E-4,2.3089305555555617E-6,0,2.4297828886090649E-3,null,8.4766661024461034E-4,4.101725225660437E-4,4.1074300311591061E-4,1.0782407407407694E-6,0,1.6696603766673055E-3]
[2004,6,11,19,1.2542084303075656E-3,5.8161885612395125E-4,5.1565664407137173E-4,2.3089305555555617E-6,0,2.3537928610584445E-3,null,9.2135359380379018E-4,3.7177970921267495E-4,3.3518762556546767E-4,1.0782407407407694E-6,0,1.6293991693226736E-3]
[2004,6,11,23,1.0020585441277558E-3,5.1619958827554433E-4,3.8721189651112428E-4,2.3089305555555617E-6,8.0172213000000481E-5,1.9879511724699805E-3,null,7.3612185863516791E-4,3.2996270805890984E-4,2.5169584775931129E-4,1.0782407407407694E-6,3.5365921563553406E-5,1.3542245767576831E-3]
[2004,6,12,2,7.2954627893160955E-4,5.1679242274256933E-4,3.1503760215852037E-4,2.3089305555555617E-6,8.0172213000000481E-5,1.6438574473882552E-3,null,5.3593172370479652E-4,3.3034165695893452E-4,2.0478104383105228E-4,1.0782407407407694E-6,3.5365921563553406E-5,1.1074985867990776E-3]
[2004,6,12,5,6.5117508981473349E-4,5.3443349982847371E-4,3.2150632517570884E-4,2.3089305555555617E-6,5.4790759300316255E-5,1.5642146046747879E-3,null,4.7835949328548497E-4,3.4161810448146495E-4,2.089858493610514E-4,1.0782407407407694E-6,2.4169542330364602E-5,1.0542112301991065E-3]
[2004,6,12,9,1.2487120870747497E-3,6.9098238371517252E-4,5.40330372736275E-4,2.3089305555555617E-6,0,2.4823337740817529E-3,null,9.1731592712258935E-4,4.4168655638282853E-4,3.5122606629947454E-4,1.0782407407407694E-6,0,1.7113067905456332E-3]
[2004,6,12,12,1.3577412064917304E-3,6.5957333774559613E-4,5.0429661969793836E-4,2.3089305555555617E-6,0,2.5239200944908204E-3,null,9.9740976844644611E-4,4.216094116096404E-4,3.2780337164403477E-4,1.0782407407407694E-6,0,1.747900792440862E-3]
[2004,6,12,16,1.1997058089284098E-3,6.4468370309037418E-4,4.9834454124125132E-4,2.3089305555555617E-6,0,2.3450429838155909E-3,null,8.8131544315358439E-4,4.1209172836379035E-4,3.2393439590598498E-4,1.0782407407407694E-6,0,1.6184198081641006E-3]
[2004,6,12,17,1.2682935292700247E-3,6.4744642003458359E-4,4.7164962245142112E-4,2.3089305555555617E-6,0,2.3896985023115851E-3,null,9.3170064317337647E-4,4.1385769948274636E-4,3.0658213923150741E-4,1.0782407407407694E-6,0,1.6532187226283711E-3]
[2004,6,12,20,1.2497290298587988E-3,5.8941514969576547E-4,4.0635091359736002E-4,2.3089305555555617E-6,0,2.2478040237074799E-3,null,9.1806298308724007E-4,3.7676321985120903E-4,2.6413660997298374E-4,1.0782407407407694E-6,0,1.5600410536521735E-3]
[2004,6,12,24,8.8638791300949741E-4,5.2627937883401542E-4,3.2436355442691094E-4,2.3089305555555617E-6,8.0172213000000481E-5,1.8195119898259796E-3,null,6.5114909884258295E-4,3.3640586505647872E-4,2.1084310825496391E-4,1.0782407407407694E-6,3.5365921563553406E-5,1.2348422344583196E-3]
[2004,6,13,3,6.1037395752023215E-4,5.1580243736478154E-4,3.2964101934283699E-4,2.3089305555555617E-6,8.0172213000000481E-5,1.5382985577834067E-3,null,4.4838658849358839E-4,3.2970884309466001E-4,2.1427357105324694E-4,1.0782407407407694E-6,3.5365921563553406E-5,1.0288131649457894E-3]
[2004,6,13,6,6.4010606919051984E-4,5.2797841441628484E-4,3.5904312856460349E-4,2.3089305555555617E-6,0,1.5294365427269635E-3,null,4.7022808411491626E-4,3.3749191470577601E-4,2.3338555824466262E-4,1.0782407407407694E-6,0,1.0421837978060956E-3]
[2004,6,13,9,1.1779598700961702E-3,6.6514920390925067E-4,5.7946258764431709E-4,2.3089305555555617E-6,0,2.4248805922052934E-3,null,8.6534066702422278E-4,4.2517359093275796E-4,3.7666282610650758E-4,1.0782407407407694E-6,0,1.6682553248042293E-3]
[2004,6,13,14,1.0813177598428684E-3,5.317253516168238E-4,4.6638229851948495E-4,2.3089305555555617E-6,0,2.0817343405347328E-3,null,7.9434644194727416E-4,3.3988701453479126E-4,3.0315826828534835E-4,1.0782407407407694E-6,0,1.4384699655081545E-3]
[2004,6,13,15,1.0619405480716869E-3,5.2906504858575695E-4,4.6154353710490907E-4,2.3089305555555617E-6,0,2.0548580643179088E-3,null,7.8011175553323287E-4,3.3818650796267141E-4,3.0001297195710979E-4,1.0782407407407694E-6,0,1.4193894761937549E-3]
[2004,6,13,18,1.2204284331236311E-3,5.3662144834061944E-4,4.3099472242425055E-4,2.3089305555555617E-6,0,2.1903535344440571E-3,null,8.9653848249372857E-4,3.4301667478752205E-4,2.801556021852347E-4,1.0782407407407694E-6,0,1.520789000207226E-3]
[2004,6,13,21,1.3389862597991552E-3,5.4619138042943417E-4,4.2435828048524848E-4,2.3089305555555617E-6,7.4827398773276384E-5,2.38667225004267E-3,null,9.83632203952987E-4,3.4913392241748257E-4,2.7584177584107279E-4,1.0782407407407694E-6,3.3008193447527873E-5,1.6426943363998111E-3]
[2004,6,14,1,7.0461915364212362E-4,4.5708746209486672E-4,3.4386876429293243E-4,2.3089305555555617E-6,8.0172213000000481E-5,1.5880565235854788E-3,null,5.1762001736182996E-4,2.9217732876626922E-4,2.2352190345001423E-4,1.0782407407407694E-6,3.5365921563553406E-5,1.0697634118824076E-3]
[2004,6,14,6,7.664836287902371E-4,5.5252684351543883E-4,4.4990054497467816E-4,2.3089305555555617E-6,0,1.7712199478359095E-3,null,5.6306625670222564E-4,3.5318364776431774E-4,2.9244478306343706E-4,1.0782407407407694E-6,0,1.2097729282707212E-3]
[2004,6,14,8,1.0346524668276369E-3,5.8906746522429277E-4,5.4516923231513888E-4,2.3089305555555617E-6,0,2.1711980949226241E-3,null,7.6006566820463006E-4,3.7654097459498867E-4,3.5437142643655753E-4,1.0782407407407694E-6,0,1.492056309976917E-3]
[2004,6,14,12,1.2107108476182332E-3,6.3036068676217355E-4,6.1861200476616028E-4,2.3089305555555617E-6,0,2.4619924697021228E-3,null,8.8939985057885748E-4,4.0293623625847254E-4,4.0211076771302825E-4,1.0782407407407694E-6,0,1.6955250952910993E-3]
[2004,6,14,15,1.1857521622163204E-3,6.138717214859749E-4,6.0870358300845482E-4,2.3089305555555617E-6,0,2.4106363972663056E-3,null,8.710649598733059E-4,3.9239623630651677E-4,3.9567008591390683E-4,1.0782407407407694E-6,0,1.6602095228344701E-3]
[2004,6,14,16,1.3054424316899665E-3,6.253242264510064E-4,6.1247421191235963E-4,2.3089305555555617E-6,0,2.5455498006088885E-3,null,9.5899058472008274E-4,3.9971685344405451E-4,3.9812107372472899E-4,1.0782407407407694E-6,0,1.7579067526296069E-3]
[2004,6,14,19,1.499365172825292E-3,5.2433094506626986E-4,4.5208794169803357E-4,2.3089305555555617E-6,0,2.4780929901451511E-3,null,1.1014480982782552E-3,3.3516039625510575E-4,2.9386663677617562E-4,1.0782407407407694E-6,0,1.7315533720502773E-3]
[2004,6,14,23,1.0309238739239399E-3,4.5508858156243106E-4,3.3199725912914203E-4,2.3089305555555617E-6,8.0172213000000481E-5,1.9004908581710691E-3,null,7.5732660794268459E-4,2.9089961361780875E-4,2.1580517629544597E-4,1.0782407407407694E-6,3.5365921563553406E-5,1.3004755601602335E-3]
[2004,6,15,3,5.3073450000003784E-4,4.8589131167545938E-4,3.4328469715158984E-4,2.3089305555555617E-6,8.0172213000000481E-5,1.442391652382643E-3,null,3.8988267588886964E-4,3.1058919197965201E-4,2.2314224756750351E-4,1.0782407407407694E-6,3.5365921563553406E-5,9.6005827774031942E-4]
[2004,6,15,6,7.7222749073795342E-4,5.6019044316549509E-4,4.4103266576611531E-4,2.3089305555555617E-6,0,1.7757595302251193E-3,null,5.6728575301556445E-4,3.5808233840926666E-4,2.8668047572851955E-4,1.0782407407407694E-6,0,1.2131268078940914E-3]
[2004,6,15,10,1.2306119817421526E-3,6.6407064952313558E-4,6.5129752378284111E-4,2.3089305555555617E-6,0,2.5482890856036852E-3,null,9.0401941539979219E-4,4.2448416239752754E-4,4.2335704008348532E-4,1.0782407407407694E-6,0,1.7529388586215459E-3]
[2004,6,15,13,1.1650696559149598E-3,6.4329477958111601E-4,6.3106513240679136E-4,2.3089305555555617E-6,0,2.4417384984584227E-3,null,8.5587139152441902E-4,4.1120390711632966E-4,4.102055616669467E-4,1.0782407407407694E-6,0,1.6783591010484363E-3]
[2004,6,15,16,1.2398263282532938E-3,6.2259547208303205E-4,6.018677117895486E-4,2.3089305555555617E-6,0,2.4665984426814301E-3,null,9.1078836310213825E-4,3.9797259172565157E-4,3.9122662635825075E-4,1.0782407407407694E-6,0,1.7010658219267813E-3]
[2004,6,15,17,9.9553347589319144E-4,5.1345277570154539E-4,4.7544768701952866E-4,2.3089305555555617E-6,0,1.9867428691698209E-3,null,7.3132848065870473E-4,3.282069032577577E-4,3.0905096079904661E-4,1.0782407407407694E-6,0,1.3696645854562497E-3]
[2004,6,15,20,1.3726233806476476E-3,5.1934407714014467E-4,4.3042300645124994E-4,2.3089305555555617E-6,0,2.324699394794598E-3,null,1.0083423569308067E-3,3.3197271365517693E-4,2.7978397482099696E-4,1.0782407407407694E-6,0,1.6211772861477213E-3]
[2004,6,15,24,7.7531243962784976E-4,4.7370103629274516E-4,3.4139518001947777E-4,2.3089305555555617E-6,8.0172213000000481E-5,1.6728897994956287E-3,null,5.6955198618520594E-4,3.027969806555369E-4,2.2191402183191063E-4,1.0782407407407694E-6,3.5365921563553406E-5,1.1307071509769476E-3]
[2004,6,16,4,5.9624862652765491E-4,5.0987903082434685E-4,3.3788531413004024E-4,2.3089305555555617E-6,8.0172213000000481E-5,1.5264941150375981E-3,null,4.380099842871507E-4,3.2592251062286346E-4,2.1963253544545584E-4,1.0782407407407694E-6,3.5365921563553406E-5,1.0200091926597641E-3]
[2004,6,16,7,9.987746782959999E-4,6.0325646190409043E-4,5.0771513241734396E-4,2.3089305555555617E-6,0,2.11205520317299E-3,null,7.3370949916401061E-4,3.8561079928188042E-4,3.3002547655542675E-4,1.0782407407407694E-6,0,1.4504240157420586E-3]
[2004,6,16,11,1.2106245279356581E-3,6.5982650289552608E-4,6.1315577677748011E-4,2.3089305555555617E-6,0,2.4859157381642199E-3,null,8.8933643930858149E-4,4.2177123866327305E-4,3.9856410517101238E-4,1.0782407407407694E-6,0,1.7107500238836078E-3]
[2004,6,16,14,1.0716440439112903E-3,6.0068797739521763E-4,5.7224921530002948E-4,2.3089305555555617E-6,0,2.2468901671620928E-3,null,7.8724003704389554E-4,3.839689845199077E-4,3.7197398290784084E-4,1.0782407407407694E-6,0,1.5442612452123848E-3]
[2004,6,16,17,1.3244346089857665E-3,6.2718839442699756E-4,5.5629489052944569E-4,2.3089305555555617E-6,0,2.5102268244977652E-3,null,9.72942421099745E-4,4.0090845825662249E-4,3.6160333744280899E-4,1.0782407407407694E-6,0,1.7365324575399172E-3]
[2004,6,16,19,1.3497948518689513E-3,5.5063815204450968E-4,4.4890056230228656E-4,2.3089305555555617E-6,0,2.3516424967713035E-3,null,9.9157229979895717E-4,3.5197636715699019E-4,2.9179477336915849E-4,1.0782407407407694E-6,0,1.6364216810658466E-3]
[2004,6,16,22,1.2329945353534407E-3,5.176131288151713E-4,3.6349361101060165E-4,2.3089305555555617E-6,8.0172213000000481E-5,2.1965824187347698E-3,null,9.0576966223209279E-4,3.308662648904147E-4,2.3627846510593532E-4,1.0782407407407694E-6,3.5365921563553406E-5,1.5093585545327369E-3]
[2004,6,17,1,6.9591739466555989E-4,4.6431362196450838E-4,3.3821304577057149E-4,2.3089305555555617E-6,8.0172213000000481E-5,1.5809252059561958E-3,null,{"$f":"E4035*T$5","v":5.1122762139977653E-4},{"$f":"F4035*U$5","v":2.9679640118246187E-4},{"$f":"G4035*V$5","v":2.1984556788026558E-4},{"$f":"H4035*W$5","v":1.0782407407407694E-6},{"$f":"I4035*X$5","v":3.5365921563553406E-5},{"$f":"SUM(L4035:P4035)","v":1.0643137527667982E-3}]
[2004,6,17,5,6.2819115393202398E-4,5.2946241193825984E-4,3.9522192671364654E-4,2.3089305555555617E-6,5.4790759300316255E-5,1.609975182439802E-3,null,4.6147527259810103E-4,3.3844050872294557E-4,2.5690253526185707E-4,1.0782407407407694E-6,2.4169542330364602E-5,1.082066099654009E-3]
[2004,6,17,8,1.0763887353484459E-3,6.0922899061444883E-4,5.8101549464039119E-4,2.3089305555555617E-6,0,2.2689421511588419E-3,null,7.9072553307587602E-4,3.8942853139943784E-4,3.7767224819913953E-4,1.0782407407407694E-6,0,1.5589045534151942E-3]
[2004,6,17,10,1.1605809674107041E-3,6.3701860677505635E-4,6.310679729896034E-4,2.3089305555555617E-6,0,2.4309764777309196E-3,null,8.5257395771284146E-4,4.0719208102741054E-4,4.1020740810530633E-4,1.0782407407407694E-6,0,1.6710516875862991E-3]
[2004,6,17,16,1.2616746728785462E-3,6.2670452949108862E-4,6.106554075929623E-4,2.3089305555555617E-6,0,2.5013435405181529E-3,null,9.2683836751344939E-4,4.0059916435516741E-4,3.9693881279937061E-4,1.0782407407407694E-6,0,1.7254545854087282E-3]
[2004,6,17,19,1.36471389971759E-3,5.4928906021488387E-4,4.7437414805291439E-4,2.3089305555555617E-6,0,2.3906860385409442E-3,null,1.0025319760531689E-3,3.5111400693115083E-4,3.0835313797196088E-4,1.0782407407407694E-6,0,1.6630773616970213E-3]
[2004,6,17,20,1.4236337370103049E-3,5.3996903986268971E-4,4.5387587521534634E-4,2.3089305555555617E-6,0,2.4197875826438967E-3,null,1.0458150560613817E-3,3.4515650672304802E-4,2.9502883103320148E-4,1.0782407407407694E-6,0,1.6870786345583721E-3]
[2004,6,17,23,9.5654818588456186E-4,4.7874333330198232E-4,3.5791427931558978E-4,2.3089305555555617E-6,8.0172213000000481E-5,1.87568694205769E-3,null,7.0268951110072982E-4,3.060200943770402E-4,2.3265178257484716E-4,1.0782407407407694E-6,3.5365921563553406E-5,1.2778055503569112E-3]
[2004,6,18,3,6.3517998294438283E-4,5.0014734790876554E-4,3.6452600169330137E-4,2.3089305555555617E-6,8.0172213000000481E-5,1.5823344761020058E-3,null,4.6660933370901061E-4,3.1970186937918668E-4,2.3694954068610786E-4,1.0782407407407694E-6,3.5365921563553406E-5,1.0597049060785994E-3]
[2004,6,18,6,8.3615844328889923E-4,5.7220139988582502E-4,4.6315934059711495E-4,2.3089305555555617E-6,0,1.8738281143273947E-3,null,6.1425004656099128E-4,3.6575992648921473E-4,3.0106327809038618E-4,1.0782407407407694E-6,0,1.2821514918813328E-3]
[2004,6,18,11,1.2588510336439514E-3,6.7995944587988277E-4,6.6722870846067984E-4,2.3089305555555617E-6,0,2.60834811854007E-3,null,9.2476409493360287E-4,4.3464052515477625E-4,4.3371264400327231E-4,1.0782407407407694E-6,0,1.7941955048323922E-3]
[2004,6,18,14,1.1817775895542582E-3,6.3074969701724145E-4,6.2236063188568697E-4,2.3089305555555617E-6,0,2.437196849012742E-3,null,8.6814520051151686E-4,4.0318489759052378E-4,4.0454745390290029E-4,1.0782407407407694E-6,0,1.6769557927456818E-3]
[2004,6,18,17,1.3377667776213716E-3,6.2893529179093599E-4,5.8668744955866039E-4,2.3089305555555617E-6,0,2.5556984495265236E-3,null,9.8273636059878077E-4,4.0202510189214281E-4,3.8135913776650421E-4,1.0782407407407694E-6,0,1.7671988409981687E-3]
[2004,6,18,20,1.3118863585149124E-3,5.6959181101238587E-4,4.8871504267647132E-4,2.3089305555555617E-6,0,2.3725021427593255E-3,null,9.6372435543546264E-4,3.6409183718585643E-4,3.1767502002782229E-4,1.0782407407407694E-6,0,1.6465694533898819E-3]
[2004,6,18,21,1.284630231801919E-3,5.6694395720942347E-4,4.6808149846033287E-4,2.3089305555555617E-6,7.2154991700000426E-5,2.3941196097272315E-3,null,9.4370174221316942E-4,3.6239928835161912E-4,3.0426278385803043E-4,1.0782407407407694E-6,3.1829329407198062E-5,1.6432713845707578E-3]
[2004,6,18,24,8.2661801626517605E-4,5.0411469774126402E-4,3.6399323774988267E-4,2.3089305555555617E-6,8.0172213000000481E-5,1.7772070953118789E-3,null,6.0724155697320043E-4,3.2223786034911645E-4,2.3660323295743893E-4,1.0782407407407694E-6,3.5365921563553406E-5,1.2025268125840499E-3]
[2004,6,19,4,6.1134523981231184E-4,5.03190590687882E-4,3.7758439900259229E-4,2.3089305555555617E-6,8.0172213000000481E-5,1.5746013730583422E-3,null,4.4910010182102326E-4,3.216471569220004E-4,2.4543777260964709E-4,1.0782407407407694E-6,3.5365921563553406E-5,1.0526291936569648E-3]
[2004,6,19,8,1.0198966097655915E-3,6.1251590185896392E-4,5.5268259306559867E-4,2.3089305555555617E-6,0,2.1874040352457096E-3,null,7.4922587347415082E-4,3.9152957556921842E-4,3.5925526838626937E-4,1.0782407407407694E-6,0,1.5010889581703792E-3]
[2004,6,19,11,1.3215911363869341E-3,6.4650321417042769E-4,5.928666330808056E-4,2.3089305555555617E-6,0,2.5632699141937233E-3,null,9.7085357873948877E-4,4.1325478780233676E-4,3.8537573655667598E-4,1.0782407407407694E-6,0,1.7705623438392423E-3]
[2004,6,19,15,1.2014126421530781E-3,5.9995215555889568E-4,5.4690404403406423E-4,2.3089305555555617E-6,0,2.3505777723015937E-3,null,8.8256929928113908E-4,3.8349863589647552E-4,3.5549909041132687E-4,1.0782407407407694E-6,0,1.6226452663296823E-3]
[2004,6,19,18,1.2949585657659561E-3,5.9791060886161347E-4,5.0867579023349907E-4,2.3089305555555617E-6,0,{"$f":"SUM(E4100:I4100)","v":2.4038538954166242E-3},null,9.5128903582866341E-4,3.821936478798939E-4,3.3064992426899752E-4,1.0782407407407694E-6,0,1.6652108487182954E-3]
[2004,6,19,19,1.2471005376250008E-3,5.7374887762110481E-4,4.8140144580796764E-4,2.3089305555555617E-6,0,2.3045597916096288E-3,null,9.1613206737389146E-4,3.6674909803408089E-4,3.1292102878795089E-4,1.0782407407407694E-6,0,1.5968804349366639E-3]
[2004,6,20,1,7.310524531455462E-4,4.9265967459756672E-4,3.6867043113688366E-4,2.3089305555555617E-6,8.0172213000000481E-5,1.6748637024355528E-3,null,5.370381737902619E-4,3.1491563355308454E-4,2.3964350668167776E-4,1.0782407407407694E-6,3.5365921563553406E-5,1.1280414763293184E-3]
[2004,6,20,2,6.5538143874786044E-4,5.0064607175811886E-4,3.6921977398407697E-4,2.3089305555555617E-6,8.0172213000000481E-5,1.6077284280456123E-3,null,4.8144951772853458E-4,3.2002066132641763E-4,2.4000059104525403E-4,1.0782407407407694E-6,3.5365921563553406E-5,1.0779149324045003E-3]
[2004,6,20,6,6.5037410146823594E-4,5.1719711860292051E-4,3.9822071060166791E-4,2.3089305555555617E-6,0,1.5681008612283799E-3,null,4.7777107953079546E-4,3.3060034477088687E-4,2.5885180763634576E-4,1.0782407407407694E-6,0,1.068301472678769E-3]
[2004,6,20,9,1.0969211192249195E-3,6.1671825704546601E-4,5.8762416613922068E-4,2.3089305555555617E-6,0,2.3035724729651617E-3,null,8.0580882004541805E-4,3.942157855722056E-4,3.8196802317518779E-4,1.0782407407407694E-6,0,1.5830708695335522E-3]
[2004,6,20,12,1.2074398538919869E-3,5.9068627974653842E-4,5.6831123695615039E-4,2.3089305555555617E-6,0,2.3687463011502312E-3,null,8.8699694708039537E-4,3.7757574571014912E-4,3.6941421445379493E-4,1.0782407407407694E-6,0,1.6350651479850801E-3]
[2004,6,20,16,1.2696823494729331E-3,5.4783423108885224E-4,5.2920800681121758E-4,2.3089305555555617E-6,0,2.3490335179285585E-3,null,9.3272088387195257E-4,3.5018405780083082E-4,3.4399629535023359E-4,1.0782407407407694E-6,0,1.6279794777637579E-3]
[2004,6,20,18,1.3925932624268267E-3,5.5875554032644079E-4,5.0269161782931309E-4,2.3089305555555617E-6,0,2.456349351138136E-3,null,1.0230124244414926E-3,3.5716512646774329E-4,3.2676008679246172E-4,1.0782407407407694E-6,0,1.7080158784424386E-3]
[2004,6,20,21,1.4542723877395824E-3,5.5742221632154522E-4,4.8323982954209376E-4,2.3089305555555617E-6,7.2154991700000426E-5,2.5693983558587774E-3,null,1.0683225040074909E-3,3.5631284527773882E-4,3.1411601674322023E-4,1.0782407407407694E-6,3.1829329407198062E-5,1.7716589361763888E-3]
[2004,6,20,24,8.0860240454372324E-4,4.7144147953846879E-4,3.7404270391210861E-4,2.3089305555555617E-6,8.0172213000000481E-5,1.7365677315498568E-3,null,5.9400711507101686E-4,3.0135263726087337E-4,2.4313559657544904E-4,1.0782407407407694E-6,3.5365921563553406E-5,1.1749395112116334E-3]
[2004,6,21,3,5.5735435911746117E-4,4.8550185666671207E-4,3.5797129512681958E-4,2.3089305555555617E-6,8.0172213000000481E-5,1.4833086544665489E-3,null,4.0943788080674288E-4,3.1034024635421544E-4,2.3268884404706037E-4,1.0782407407407694E-6,3.5365921563553406E-5,9.8891113351231284E-4]
[2004,6,21,7,9.2929398231017784E-4,5.6768056089228519E-4,4.9648128096746545E-4,2.3089305555555617E-6,0,1.9957647547254841E-3,null,6.8266831063458315E-4,3.6287013674337238E-4,3.2272323767858452E-4,1.0782407407407694E-6,0,1.3693399257972809E-3]
[2004,6,21,10,1.1842236458220216E-3,6.28443040486192E-4,6.1944833028839915E-4,2.3089305555555617E-6,0,2.4344239471521681E-3,null,8.699420970069402E-4,4.0171044729487459E-4,4.0265439682984856E-4,1.0782407407407694E-6,0,1.6753851818724042E-3]
[2004,6,21,13,1.1495757020668004E-3,6.328946415665623E-4,6.3330801851644062E-4,2.3089305555555617E-6,0,2.4180872927053588E-3,null,8.4448938378529784E-4,4.0455597910280173E-4,4.1166348464369995E-4,1.0782407407407694E-6,0,1.6617870882725404E-3]
[2004,6,21,15,1.1786746801320436E-3,6.1238008730048058E-4,6.062747349337217E-4,2.3089305555555617E-6,0,2.3996384329218017E-3,null,8.6586577336183318E-4,3.9144276081669083E-4,3.9409128376253501E-4,1.0782407407407694E-6,0,1.6524780586817998E-3]
[2004,6,21,21,1.5146672418568082E-3,5.4062144852560189E-4,4.5082218157278093E-4,2.3089305555555617E-6,7.2154991700000426E-5,2.5805747942107471E-3,null,1.11268914558278E-3,3.4557353636442131E-4,2.9304386616748322E-4,1.0782407407407694E-6,3.1829329407198062E-5,1.7842141182626233E-3]
[2004,6,21,22,1.2790195519783555E-3,5.092435047639593E-4,3.9464731900291656E-4,2.3089305555555617E-6,8.0172213000000481E-5,2.2653915193007875E-3,null,9.3958008277108217E-4,3.2551627260041943E-4,2.5652902820749143E-4,1.0782407407407694E-6,3.5365921563553406E-5,1.5580695458832872E-3]
[2004,6,22,1,6.846395352782923E-4,4.6145529324247999E-4,3.3305932689532832E-4,2.3089305555555617E-6,8.0172213000000481E-5,1.5616352989716565E-3,null,5.0294279726227284E-4,2.949693135460812E-4,2.1649554260184486E-4,1.0782407407407694E-6,3.5365921563553406E-5,1.0508518157144931E-3]
[2004,6,22,4,5.5532189789092795E-4,4.943721484834292E-4,3.5047080974878476E-4,2.3089305555555617E-6,8.0172213000000481E-5,1.482645999678698E-3,null,4.0794481521247476E-4,3.160102731725135E-4,2.2781337135926148E-4,1.0782407407407694E-6,3.5365921563553406E-5,9.8821262204854378E-4]
[2004,6,22,8,1.0577016573351066E-3,6.062351624840232E-4,5.7501147031711062E-4,2.3089305555555617E-6,0,2.241257220691796E-3,null,7.7699782556791435E-4,3.8751483045930673E-4,3.7376950655914389E-4,1.0782407407407694E-6,0,1.5393604033271059E-3]
[2004,6,22,12,1.1526793745789427E-3,6.3918034092477467E-4,6.2098679902208203E-4,2.3089305555555617E-6,0,2.415155445081355E-3,null,8.4676937150819263E-4,4.0857389471022916E-4,4.0365443374933504E-4,1.0782407407407694E-6,0,1.6600759407084976E-3]
[2004,6,22,16,1.2419739123468484E-3,6.2292246792960537E-4,6.0361773290969764E-4,2.3089305555555617E-6,0,2.4708230437417069E-3,null,9.1236599906341712E-4,3.9818161249496252E-4,3.9236417676256783E-4,1.0782407407407694E-6,0,1.7039900290616882E-3]
[2004,6,22,19,1.3453816812247555E-3,5.4579068353226593E-4,4.6803449669584194E-4,2.3089305555555617E-6,0,2.3615157920084191E-3,null,9.8833034213478962E-4,3.4887779080423946E-4,3.0423223172606773E-4,1.0782407407407694E-6,0,1.6425186054058376E-3]
[2004,6,22,22,1.193165384842433E-3,5.019858928875003E-4,3.7616886400334193E-4,2.3089305555555617E-6,8.0172213000000481E-5,2.1538012852888315E-3,null,8.7651078462076153E-4,3.2087709557821961E-4,2.4451764519393618E-4,1.0782407407407694E-6,3.5365921563553406E-5,1.4783496876972116E-3]
[2004,6,22,23,9.4534903392049061E-4,4.7407018743170388E-4,3.509000191027384E-4,2.3089305555555617E-6,8.0172213000000481E-5,1.8528003840104889E-3,null,6.9446250619443887E-4,3.0303294773544254E-4,2.2809236643452381E-4,1.0782407407407694E-6,3.5365921563553406E-5,1.2620319826686995E-3]
[2004,6,23,2,7.6826900817915107E-4,5.1014320707964034E-4,4.0571996328758037E-4,2.3089305555555617E-6,8.0172213000000481E-5,1.7666133221019278E-3,null,5.6437781359861461E-4,3.2609137614422642E-4,2.6372647904843085E-4,1.0782407407407694E-6,3.5365921563553406E-5,1.1906398310955661E-3]
[2004,6,23,5,7.3294248160650976E-4,5.5508072216711398E-4,4.5201871635043654E-4,2.3089305555555617E-6,5.6126962877040346E-5,1.798477813556656E-3,null,5.3842660690298875E-4,3.5481612623795568E-4,2.9382163884944128E-4,1.0782407407407694E-6,2.475897436821247E-5,1.2129015870993391E-3]
[2004,6,23,10,1.3588325130080845E-3,6.7698527911582112E-4,7.2364548029411955E-4,2.3089305555555617E-6,0,2.7617722029735807E-3,null,9.9821145272514116E-4,4.3273939206211527E-4,4.7038472805442259E-4,1.0782407407407694E-6,0,1.9024138135824199E-3]
[2004,6,23,13,1.404230973552833E-3,6.7852025495907387E-4,7.3047248379209278E-4,2.3089305555555617E-6,0,2.8155326428595554E-3,null,1.0315615991324703E-3,4.3372057220551037E-4,4.7482242340562622E-4,1.0782407407407694E-6,0,1.9411828354843478E-3]
[2004,6,23,17,1.6502503172934723E-3,6.7228027281455115E-4,6.8413541992176001E-4,2.3089305555555617E-6,0,3.008974940585339E-3,null,1.2122897787741128E-3,4.2973187974350302E-4,4.4470236077685392E-4,1.0782407407407694E-6,0,2.0878022600352105E-3]
[2004,6,23,20,1.6639222459473876E-3,5.8327485562478581E-4,5.5113292489093746E-4,2.3089305555555617E-6,0,2.8006389570186668E-3,null,1.2223333092552663E-3,3.7283824953748417E-4,3.582479515954337E-4,1.0782407407407694E-6,0,1.9544977511289246E-3]
[2004,6,23,23,1.1482716408096167E-3,5.1883698520108039E-4,4.3921431566547808E-4,2.3089305555555617E-6,8.0172213000000481E-5,2.1888040852317313E-3,null,8.43531407824674E-4,3.3164857269642981E-4,2.8549851005487455E-4,1.0782407407407694E-6,3.5365921563553406E-5,1.4971226528802725E-3]
[2004,6,23,24,9.3846611859160604E-4,5.0901726802301389E-4,4.2053775300375268E-4,2.3089305555555617E-6,8.0172213000000481E-5,1.9505022831739285E-3,null,6.8940625029560081E-4,3.2537165859955561E-4,2.7335835290906273E-4,1.0782407407407694E-6,3.5365921563553406E-5,1.3245804241085132E-3]
[2004,6,24,6,8.5647908344138233E-4,5.7671245750374035E-4,4.7431463363126387E-4,2.3089305555555617E-6,0,1.909815105131942E-3,null,6.2917778455131299E-4,3.6864346382947037E-4,3.0831445235060935E-4,1.0782407407407694E-6,0,1.3072139414721333E-3]
[2004,6,24,7,1.0036098846384859E-3,5.9685471860018626E-4,5.5232820199642343E-4,2.3089305555555617E-6,0,2.155101735790651E-3,null,7.372614883173126E-4,3.8151870660139064E-4,3.5902490676412374E-4,1.0782407407407694E-6,0,1.4788833424235679E-3]
[2004,6,24,11,1.3094868911565436E-3,6.800535822755995E-4,6.9203222180197108E-4,2.3089305555555617E-6,0,2.68388162578967E-3,null,9.6196168360163851E-4,4.3470069858529242E-4,4.4983544749690503E-4,1.0782407407407694E-6,0,1.8475760704245766E-3]
[2004,6,24,14,1.2801057008329565E-3,6.4819778897037925E-4,6.7652323356996377E-4,2.3089305555555617E-6,0,2.6071356539288551E-3,null,9.4037797818177316E-4,4.143379860510381E-4,4.3975428011512721E-4,1.0782407407407694E-6,0,1.7955484850886792E-3]
[2004,6,24,18,1.5228541541573973E-3,6.1099893503655358E-4,5.6893285467540431E-4,2.3089305555555617E-6,0,2.7050948744249109E-3,null,1.1187033302175098E-3,3.9055990706864834E-4,3.6981827899891756E-4,1.0782407407407694E-6,0,1.8801597570258163E-3]
[2004,6,24,21,1.5417323908122184E-3,5.9778533977423076E-4,5.149398699113842E-4,2.3089305555555617E-6,7.0818788123276356E-5,2.7275853191766654E-3,null,1.1325714647047996E-3,3.8211357395452145E-4,3.3472170733961885E-4,1.0782407407407694E-6,3.1239897369350198E-5,1.8817248841090308E-3]
[2004,6,24,23,1.0667299869251247E-3,5.0404251001223894E-4,3.9517052017001679E-4,2.3089305555555617E-6,8.0172213000000481E-5,2.0484241606629366E-3,null,7.8363012344823428E-4,3.2219171684358345E-4,2.5686911993114066E-4,1.0782407407407694E-6,3.5365921563553406E-5,1.3991351225272526E-3]
[2004,6,25,2,7.0474441230925855E-4,4.912507003330223E-4,3.7272810824932212E-4,2.3089305555555617E-6,8.0172213000000481E-5,{"$f":"SUM(E4228:I4228)","v":1.6512043644471592E-3},null,5.177120335852351E-4,3.140149955547717E-4,2.4228108184388462E-4,1.0782407407407694E-6,3.5365921563553406E-5,1.1104522732881855E-3]
[2004,6,25,5,6.8222031380737005E-4,5.3781802287589705E-4,4.0699983637763784E-4,2.3089305555555617E-6,5.6126962877040346E-5,1.6854740664935008E-3,null,5.0116561386708957E-4,3.437815436154371E-4,2.6455842338002009E-4,1.0782407407407694E-6,2.475897436821247E-5,1.1353427959715E-3]
[2004,6,25,9,1.2822364612968115E-3,6.4251082066550842E-4,6.3191708001639777E-4,2.3089305555555617E-6,0,2.5589732925342733E-3,null,9.4194325534262475E-4,4.1070278853220799E-4,4.1075934546795721E-4,1.0782407407407694E-6,0,1.7644836300835306E-3]
[2004,6,25,12,1.260323714202563E-3,6.6592834714053917E-4,6.5258050216267542E-4,2.3089305555555617E-6,0,2.5811414940613334E-3,null,9.2584594025724577E-4,4.2567163125747145E-4,4.2419100291850884E-4,1.0782407407407694E-6,0,1.776786815173967E-3]
[2004,6,25,15,1.1726818033018472E-3,6.4563363119744951E-4,6.4143014353953347E-4,2.3089305555555617E-6,0,2.4620545085943862E-3,null,8.6146334831724086E-4,4.1269893700515904E-4,4.1694303612885357E-4,1.0782407407407694E-6,0,1.6921835621919942E-3]
[2004,6,25,20,1.3386261584418635E-3,5.7441284698628021E-4,4.9996066166334242E-4,2.3089305555555617E-6,0,2.4153085976470418E-3,null,9.8336767002731962E-4,3.6717351745396714E-4,3.2498490805032884E-4,1.0782407407407694E-6,0,1.6766043362723565E-3]
[2004,6,25,23,1.0180665197365272E-3,5.1930246764191914E-4,3.9450439699056412E-4,2.3089305555555617E-6,8.0172213000000481E-5,2.0143545279245664E-3,null,7.4788147171084155E-4,3.3194611622459522E-4,2.5643612590416179E-4,1.0782407407407694E-6,3.5365921563553406E-5,1.3727078761438926E-3]
[2004,6,26,2,7.16926985831141E-4,4.8957255145308358E-4,3.8943572051029795E-4,2.3089305555555617E-6,8.0172213000000481E-5,1.6784164013500787E-3,null,5.2666146944049623E-4,3.1294229700652135E-4,2.5314137996475955E-4,1.0782407407407694E-6,3.5365921563553406E-5,1.1291893087160714E-3]
[2004,6,26,3,6.5051155270256296E-4,5.1488064291644394E-4,4.0375528861341442E-4,2.3089305555555617E-6,8.0172213000000481E-5,1.6516286277879775E-3,null,4.7787205253150232E-4,3.2911961792022069E-4,2.6244939933538219E-4,1.0782407407407694E-6,3.5365921563553406E-5,1.1058852320913993E-3]
[2004,6,26,6,7.3337399810831296E-4,5.4396466705610683E-4,4.3556213884539754E-4,2.3089305555555617E-6,0,1.7152097345653728E-3,null,5.3874360308170562E-4,3.4771057301654913E-4,2.831245185810081E-4,1.0782407407407694E-6,0,1.1706569354200036E-3]
[2004,6,26,10,1.3423972545996289E-3,6.5586883162163775E-4,6.0275978266845665E-4,2.3089305555555617E-6,0,2.6033347994452788E-3,null,9.8613795358910763E-4,4.1924143437671466E-4,3.9180649112519419E-4,1.0782407407407694E-6,0,1.7982641198317571E-3]
[2004,6,26,13,1.3221522954140236E-3,6.1633123796504049E-4,5.7932033012020551E-4,2.3089305555555617E-6,0,2.5201127940548251E-3,null,9.7126581156603542E-4,3.9396839702957953E-4,3.7657035573446056E-4,1.0782407407407694E-6,0,1.7428828050708165E-3]
[2004,6,26,17,1.3741328603696023E-3,6.2515382481898268E-4,5.4556961669549933E-4,2.3089305555555617E-6,0,2.5471652324396401E-3,null,1.0094512352743015E-3,3.9960793010270119E-4,3.5463168467488238E-4,1.0782407407407694E-6,0,1.7647690907926258E-3]
[2004,6,26,21,1.3033517148315732E-3,5.7665336371800135E-4,4.8486979583662975E-4,2.3089305555555617E-6,7.0818788123276356E-5,2.4380025930650366E-3,null,9.5745472397751503E-4,3.6860569017366983E-4,3.1517552899482934E-4,1.0782407407407694E-6,3.1239897369350198E-5,1.6735540812561052E-3]
[2004,6,26,24,9.1073049632173057E-4,5.0241403122544656E-4,3.8835753809471569E-4,2.3089305555555617E-6,8.0172213000000481E-5,1.883983209197449E-3,null,6.6903139501858148E-4,3.2115076818203651E-4,2.5244053879852906E-4,1.0782407407407694E-6,3.5365921563553406E-5,1.2790668643034412E-3]
[2004,6,27,1,8.3418036575431866E-4,5.174936152445472E-4,4.1548682436540831E-4,2.3089305555555617E-6,8.0172213000000481E-5,1.84964194891983E-3,null,6.1279693175067117E-4,3.3078986997978592E-4,2.7007514343886158E-4,1.0782407407407694E-6,3.5365921563553406E-5,1.2501061074736129E-3]
[2004,6,27,4,6.876323397809038E-4,5.1490207274598396E-4,3.9990530082375988E-4,2.3089305555555617E-6,8.0172213000000481E-5,1.6849208569062037E-3,null,5.0514134027745343E-4,3.2913331619652481E-4,2.5994682658565202E-4,1.0782407407407694E-6,3.5365921563553406E-5,1.1306656453639245E-3]
[2004,6,27,7,8.7337321776058668E-4,5.8271300222784291E-4,5.3358680924393777E-4,2.3089305555555617E-6,0,1.9919819597879231E-3,null,6.415883783514087E-4,3.7247910421346966E-4,3.4684260870063545E-4,1.0782407407407694E-6,0,1.3619883320062545E-3]
[2004,6,27,10,1.3297734969242336E-3,6.5865107880215361E-4,6.7029621185453882E-4,2.3089305555555617E-6,0,2.6610297181364814E-3,null,9.768644196050621E-4,4.2101988952279322E-4,4.3570658549675048E-4,1.0782407407407694E-6,0,1.8346691353653465E-3]
[2004,6,27,15,1.3275786624345554E-3,5.6988890665529712E-4,5.8553601160452192E-4,2.3089305555555617E-6,0,2.4853125112499299E-3,null,9.7525207304766115E-4,3.6428174528558004E-4,3.8061067896495287E-4,1.0782407407407694E-6,0,1.7212227380389348E-3]
[2004,6,27,18,1.5542209760523763E-3,5.9122707147066418E-4,5.6492160016367551E-4,2.3089305555555617E-6,0,{"$f":"SUM(E4292:I4292)","v":2.7126785782422718E-3},null,1.1417456997158996E-3,3.7792142808929337E-4,3.6721087950007767E-4,1.0782407407407694E-6,0,1.8879562480460116E-3]
[2004,6,27,22,1.3672864532256375E-3,5.1727016507883852E-4,4.5740665423162004E-4,2.3089305555555617E-6,8.0172213000000481E-5,2.424444416091652E-3,null,1.004421798639763E-3,3.3064703720062826E-4,2.9732391139038845E-4,1.0782407407407694E-6,3.5365921563553406E-5,1.6688369095350739E-3]
[2004,6,28,1,8.5696579561194016E-4,4.9166891971730742E-4,4.1727960058636374E-4,2.3089305555555617E-6,8.0172213000000481E-5,1.8483954594711673E-3,null,6.2953532799995768E-4,3.1428232781100706E-4,2.712404855547466E-4,1.0782407407407694E-6,3.5365921563553406E-5,1.2515023036700056E-3]
[2004,6,28,2,7.7380411236799783E-4,4.9671945069071236E-4,4.1777928269289309E-4,2.3089305555555617E-6,8.0172213000000481E-5,1.7707839893071594E-3,null,5.6844395445147257E-4,3.1751070480891844E-4,2.7156528939612195E-4,1.0782407407407694E-6,3.5365921563553406E-5,1.1939641109608072E-3]
[2004,6,28,7,1.1413297258590785E-3,6.1723773365973244E-4,5.7271170112402684E-4,2.3089305555555617E-6,0,2.3335880911983936E-3,null,8.3843181023546774E-4,3.9454784300562833E-4,3.7227460838602609E-4,1.0782407407407694E-6,0,1.606332502367863E-3]
[2004,6,28,9,1.3741541873341129E-3,6.7925751086904027E-4,6.7255321060981582E-4,2.3089305555555617E-6,0,2.7282738393685246E-3,null,1.0094669022678586E-3,4.3419183751085017E-4,4.3717368198892872E-4,1.0782407407407694E-6,0,1.8819106625083783E-3]
[2004,6,28,13,1.4168035000079954E-3,6.9329625931160901E-4,7.1498847635844028E-4,2.3089305555555617E-6,0,2.8273971662336004E-3,null,1.0407974981686587E-3,4.431656212159916E-4,4.6475749406631634E-4,1.0782407407407694E-6,0,1.9497988541917074E-3]
[2004,6,28,16,1.581840576210948E-3,6.8475700041654584E-4,6.9394938452810371E-4,2.3089305555555617E-6,0,2.9628558917111532E-3,null,1.1620353240323965E-3,4.377071957274243E-4,4.5108164344799621E-4,1.0782407407407694E-6,0,2.0519024039485577E-3]
[2004,6,28,19,1.776579603428126E-3,5.7601939131718557E-4,5.2943278459646921E-4,2.3089305555555617E-6,0,2.8843407098973362E-3,null,1.3050924892090022E-3,3.6820044527429552E-4,3.4414240562144721E-4,1.0782407407407694E-6,0,2.0185135808454854E-3]
[2004,6,28,23,1.2251564544601586E-3,4.9546281716249935E-4,4.0894859041744466E-4,2.3089305555555617E-6,8.0172213000000481E-5,2.2120490055956587E-3,null,9.0001173250921619E-4,3.1670744534993282E-4,2.6582515434707719E-4,1.0782407407407694E-6,3.5365921563553406E-5,1.5189884945105204E-3]
[2004,6,28,24,9.7718322322139293E-4,4.9507329029042186E-4,4.0404927965271859E-4,2.3089305555555617E-6,8.0172213000000481E-5,1.9587869367200892E-3,null,7.1784820829103838E-4,3.1645845378835144E-4,2.6264049967227276E-4,1.0782407407407694E-6,3.5365921563553406E-5,1.3333913240559567E-3]
[2004,6,29,4,7.2218768198472325E-4,5.3589298996589382E-4,4.3332705581016135E-4,2.3089305555555617E-6,8.0172213000000481E-5,1.7738888713163346E-3,null,5.3052602750747093E-4,3.4255103300187935E-4,2.8167166776615698E-4,1.0782407407407694E-6,3.5365921563553406E-5,1.1911928905798015E-3]
[2004,6,29,7,1.1303608635669909E-3,6.2625654639942858E-4,6.0992121919725825E-4,2.3089305555555617E-6,0,2.3688475597192335E-3,null,8.3037397834043289E-4,4.0031280667986863E-4,3.9646157495534567E-4,1.0782407407407694E-6,0,1.6282266007163879E-3]
[2004,6,29,10,1.4057918895172793E-3,6.8616410408428444E-4,7.4672838761347744E-4,2.3089305555555617E-6,0,2.8409933117705972E-3,null,1.0327082630351484E-3,4.3860663801151772E-4,4.8538910157404786E-4,1.0782407407407694E-6,0,1.9577822433614546E-3]
[2004,6,29,14,1.4547328864955608E-3,6.6851997971168365E-4,7.401528304566416E-4,2.3089305555555617E-6,0,2.8657146272194414E-3,null,1.0686607908292904E-3,4.2732824261651042E-4,4.8111485161429215E-4,1.0782407407407694E-6,0,1.9781821258008335E-3]
[2004,6,29,17,1.7067185488512816E-3,6.8046949317201761E-4,7.0578992364291689E-4,2.3089305555555617E-6,0,3.0952868962217718E-3,null,1.2537718855948853E-3,4.3496655522061401E-4,4.5877824202175557E-4,1.0782407407407694E-6,0,2.1485949235779955E-3]
[2004,6,29,21,1.7008247230508641E-3,6.3103720029385462E-4,5.9312093134082438E-4,2.3089305555555617E-6,7.0818788123276356E-5,2.9981105733643751E-3,null,1.2494422243908569E-3,4.0336867410232613E-4,3.8554103575516618E-4,1.0782407407407694E-6,3.1239897369350198E-5,2.0706700723584397E-3]
[2004,6,30,1,7.7263807904353048E-4,4.8039040003273483E-4,3.7538371724706325E-4,2.3089305555555617E-6,8.0172213000000481E-5,1.7108933398788848E-3,null,5.6758737513974721E-4,3.0707292473796391E-4,2.4400728334757346E-4,1.0782407407407694E-6,3.5365921563553406E-5,1.1551117455295789E-3]
[2004,6,30,4,6.0952442887148267E-4,5.0723935080132846E-4,3.9778308781222063E-4,2.3089305555555617E-6,8.0172213000000481E-5,1.5970280110405878E-3,null,4.4776251656531037E-4,3.2423518659435377E-4,2.5856734365168726E-4,1.0782407407407694E-6,3.5365921563553406E-5,1.0670092091156456E-3]
[2004,6,30,5,6.4554785833524154E-4,5.2930316942960095E-4,4.2831529147173842E-4,2.3089305555555617E-6,6.0135573527040359E-5,1.6656108233191766E-3,null,4.7422567483752228E-4,3.3833871846470319E-4,2.7841391591169401E-4,1.0782407407407694E-6,2.6527270446390135E-5,1.1185838204010503E-3]
[2004,6,30,8,1.0918112158420127E-3,6.0934626981064592E-4,6.1928844960684715E-4,2.3089305555555617E-6,0,2.3227548658150618E-3,null,8.0205503580026128E-4,3.8950349806360243E-4,4.0255047103612644E-4,1.0782407407407694E-6,0,1.5951872456407311E-3]
[2004,6,30,11,1.2812280664066156E-3,6.7301200251686038E-4,6.9939415504847037E-4,2.3089305555555617E-6,0,2.6559431545275019E-3,null,9.4120247874313436E-4,4.3019961261200006E-4,4.5462085839548743E-4,1.0782407407407694E-6,0,1.8271011904913627E-3]
[2004,6,30,15,1.2759817486377751E-3,6.5712778950498707E-4,6.8524402997950846E-4,2.3089305555555617E-6,0,2.6206624986778266E-3,null,9.3734848317608775E-4,4.2004617959921629E-4,4.4542298054818237E-4,1.0782407407407694E-6,0,1.8038958840642272E-3]
[2004,6,30,18,1.5033340727610865E-3,6.08323216528268E-4,5.6296960663381281E-4,2.3089305555555617E-6,0,2.6769358264787232E-3,null,1.1043636904006866E-3,3.8884954668663664E-4,3.6594204279659229E-4,1.0782407407407694E-6,0,1.8602335206246562E-3]
[2004,6,30,23,1.0417870860331493E-3,4.9810652890516273E-4,4.0472597398426161E-4,2.3089305555555617E-6,8.0172213000000481E-5,2.0271007324781298E-3,null,7.653068281957238E-4,3.1839734651558564E-4,2.6308036516965619E-4,1.0782407407407694E-6,3.5365921563553406E-5,1.3832287021852598E-3]
[2004,7,1,2,8.1355561731257333E-4,4.2143264968745131E-4,3.139446906199097E-4,2.2344489247311912E-6,8.0172213000000685E-5,1.6313396195446665E-3,null,5.9764579288179814E-4,2.6938622485124004E-4,2.0407062842616651E-4,1.043458781362036E-6,3.5365921563553494E-5,1.1075120265041202E-3]
[2004,7,1,5,7.9551253626813706E-4,4.7364630638791936E-4,3.6060630111282648E-4,2.2344489247311912E-6,6.0135573527040515E-5,1.6921351662206544E-3,null,5.8439117175035848E-4,3.0276199645946569E-4,2.3440165316133255E-4,1.043458781362036E-6,2.6527270446390206E-5,1.1491255505989091E-3]
[2004,7,1,6,9.93718874117972E-4,5.0309656182536213E-4,3.9284231999484867E-4,2.2344489247311912E-6,0,1.8918922048629142E-3,null,7.2999545671585718E-4,3.2158705222835583E-4,2.5535574102382322E-4,1.043458781362036E-6,0,1.3079817087493985E-3]
[2004,7,1,9,1.4092711280920508E-3,5.5404416218833878E-4,5.080815623493694E-4,2.2344489247311912E-6,0,2.4736313015544897E-3,null,1.0352641452052119E-3,3.5415354117312683E-4,3.3026366369073054E-4,1.043458781362036E-6,0,1.7207248088504314E-3]
[2004,7,1,15,1.4128709824523943E-3,5.591461818862006E-4,5.1826012437812053E-4,2.2344489247311912E-6,0,2.4925117376414464E-3,null,1.0379086328931629E-3,3.5741483055481803E-4,3.3687994232751994E-4,1.043458781362036E-6,0,1.7332468645568629E-3]
[2004,7,1,17,1.656333539279976E-3,5.5172941448977935E-4,4.8628712314472268E-4,2.2344489247311912E-6,0,2.6965845258392091E-3,null,1.2167585722407592E-3,3.5267391887888722E-4,3.1609682144885038E-4,1.043458781362036E-6,0,1.886572771349859E-3]
[2004,7,1,20,1.7309575701349397E-3,4.4487825242705024E-4,3.6520334193155082E-4,2.2344489247311912E-6,0,2.5432736134182719E-3,null,1.2715781041071532E-3,2.843730143561978E-4,2.3738982603638712E-4,1.043458781362036E-6,0,1.7943844032811001E-3]
[2004,7,1,24,9.8123958199253475E-4,4.0498015921093826E-4,3.0000228392550914E-4,2.2344489247311912E-6,8.0172213000000685E-5,1.768628687053714E-3,null,7.2082804851634498E-4,2.5886954015166629E-4,1.9500777187560225E-4,1.043458781362036E-6,3.5365921563553494E-5,1.211114740888529E-3]
[2004,7,2,3,6.9905935244277476E-4,4.2755341451797984E-4,2.802286231928994E-4,2.2344489247311912E-6,8.0172213000000685E-5,1.489248052078386E-3,null,5.1353573384716844E-4,2.7329871177440835E-4,1.8215447799118712E-4,1.043458781362036E-6,3.5365921563553494E-5,1.0053983039576794E-3]
[2004,7,2,6,9.2061049307490348E-4,4.9246237241864263E-4,3.4828636341916971E-4,2.2344489247311912E-6,0,1.7635936778374471E-3,null,6.7628933580046041E-4,3.1478951496883455E-4,2.263934354642873E-4,1.043458781362036E-6,0,1.2185157450149444E-3]
[2004,7,2,7,1.0717908386236189E-3,5.1311992032879736E-4,4.1683479782840798E-4,2.2344489247311912E-6,0,2.0039800057055552E-3,null,7.8734787385354148E-4,3.2799413698928625E-4,2.7095135444008277E-4,1.043458781362036E-6,0,1.3873368240642726E-3]
[2004,7,2,12,1.3465364841197221E-3,5.6306913949589121E-4,4.7440215187085331E-4,2.2344489247311912E-6,0,2.3862422244111977E-3,null,9.891786714648289E-4,3.5992244533385745E-4,3.0837134104051364E-4,1.043458781362036E-6,0,1.658515916620562E-3]
[2004,7,2,15,1.2548986682821186E-3,5.4782680585678165E-4,4.7118742919090723E-4,2.2344489247311912E-6,0,2.2761473522545385E-3,null,9.2186064926846943E-4,3.5017931147840513E-4,3.0628170392571784E-4,1.043458781362036E-6,0,1.5793651234539546E-3]
[2004,7,2,18,1.3864951203520683E-3,5.1022960849509097E-4,4.0995936237648689E-4,2.2344489247311912E-6,0,2.3089185401483771E-3,null,1.0185326705342997E-3,3.2614660525651117E-4,2.6648217730379612E-4,1.043458781362036E-6,0,1.6122049118759692E-3]
[2004,7,2,21,1.3780688309380576E-3,4.6341448353639879E-4,3.3740428028723767E-4,2.2344489247311912E-6,7.2154991700000616E-5,2.2532770353864257E-3,null,1.0123426371663005E-3,2.9622165808425446E-4,2.1931985336632546E-4,1.043458781362036E-6,3.1829329407198143E-5,1.5607569368054405E-3]
[2004,7,3,1,8.1794419327362901E-4,4.0584630780266624E-4,2.9130043966210033E-4,2.2344489247311912E-6,8.0172213000000685E-5,1.5974976026631275E-3,null,{"$f":"E4419*T$5","v":6.0086968305482784E-4},{"$f":"F4419*U$5","v":2.5942319563958087E-4},{"$f":"G4419*V$5","v":1.893513907347267E-4},{"$f":"H4419*W$5","v":1.043458781362036E-6},{"$f":"I4419*X$5","v":3.5365921563553494E-5},{"$f":"SUM(L4419:P4419)","v":1.086053649774051E-3}]
[2004,7,3,4,6.4926723192416328E-4,4.2808889309155332E-4,2.9423614984474243E-4,2.2344489247311912E-6,8.0172213000000685E-5,1.4539989367851911E-3,null,4.7695796250203079E-4,2.7364099790608482E-4,1.9125966387884618E-4,1.043458781362036E-6,3.5365921563553494E-5,9.7826800463187715E-4]
[2004,7,3,5,6.2827173251012473E-4,4.2385701613250698E-4,2.8968152554983441E-4,2.2344489247311912E-6,6.1471777103764606E-5,1.405516500220962E-3,null,4.615344663977301E-4,2.7093591713249525E-4,1.8829906263322021E-4,1.043458781362036E-6,2.7116702484238073E-5,9.489296074290457E-4]
[2004,7,3,9,1.2765348693863435E-3,5.327965961818131E-4,4.3792588657851707E-4,2.2344489247311912E-6,0,2.2494918010714047E-3,null,9.3775481100580576E-4,3.4057177052004514E-4,2.8466100414598501E-4,1.043458781362036E-6,0,1.5640310444531981E-3]
[2004,7,3,12,1.4161640128105976E-3,4.9260491503156734E-4,3.9909164107310998E-4,2.2344489247311912E-6,0,2.3100950178400058E-3,null,1.0403277247137239E-3,3.1488063039713539E-4,2.5941793069538438E-4,1.043458781362036E-6,0,1.6156697445876057E-3]
[2004,7,3,16,1.3142586862414129E-3,5.0288535427507543E-4,4.1518848892093334E-4,2.2344489247311912E-6,0,2.2345669783621525E-3,null,9.6546709023429954E-4,3.2145204511707952E-4,2.6988121914756178E-4,1.043458781362036E-6,0,1.5578438132803029E-3]
[2004,7,3,19,1.3107696841138752E-3,4.6259297664893989E-4,3.5245101355503274E-4,2.2344489247311912E-6,0,2.1280481232425789E-3,null,9.6290403566432858E-4,2.9569653825961355E-4,2.2910054533361657E-4,1.043458781362036E-6,0,1.4887445780389209E-3]
[2004,7,3,22,1.2717867265454521E-3,4.1855379111377969E-4,3.041091105009555E-4,2.2344489247311912E-6,8.0172213000000685E-5,2.0768562900849189E-3,null,9.3426677953939614E-4,2.6754601421825474E-4,1.9767729521881838E-4,1.043458781362036E-6,3.5365921563553494E-5,1.4358994693213847E-3]
[2004,7,4,2,7.6197977027367631E-4,4.3062694074542506E-4,3.1128606924568387E-4,2.2344489247311912E-6,8.0172213000000685E-5,1.5862994421895172E-3,null,5.597576788534868E-4,2.7526335696268883E-4,2.0234246881463045E-4,1.043458781362036E-6,3.5365921563553494E-5,1.0737728849757216E-3]
[2004,7,4,6,7.578994199694271E-4,4.4906580488074214E-4,3.3800036000607874E-4,2.2344489247311912E-6,0,1.5472000337809792E-3,null,5.5676021421686625E-4,2.8704976222493372E-4,2.1970731767596485E-4,1.043458781362036E-6,0,1.0645607528991269E-3]
[2004,7,4,7,8.956005647138553E-4,4.8372583686070102E-4,3.981508235186761E-4,2.2344489247311912E-6,0,1.7797116740179636E-3,null,6.5791680152354104E-4,3.0920498720626578E-4,2.5880637956773644E-4,1.043458781362036E-6,0,1.2269716270789054E-3]
[2004,7,4,10,1.3598651286976728E-3,5.3107947447785084E-4,4.8428529774174726E-4,2.2344489247311912E-6,0,2.3774643498420019E-3,null,9.9897002215716701E-4,3.3947415994387459E-4,3.1479559298348597E-4,1.043458781362036E-6,0,1.6542832338658896E-3]
[2004,7,4,13,1.3541735866590785E-3,4.848348130153031E-4,4.582212820930956E-4,2.2344489247311912E-6,0,2.2994641306922081E-3,null,9.9478896055302983E-4,3.0991386180333327E-4,2.9785343657298203E-4,1.043458781362036E-6,0,1.6035997177107073E-3]
[2004,7,4,17,1.6075022867875488E-3,4.4446260750350466E-4,3.9109311675651924E-4,2.2344489247311912E-6,0,2.4452924599723037E-3,null,1.1808866638030164E-3,2.8410732773482292E-4,2.542187222598297E-4,1.043458781362036E-6,0,1.720256172579031E-3]
[2004,7,4,19,1.5865117492641838E-3,4.0965743095708942E-4,3.5559110744932845E-4,2.2344489247311912E-6,0,2.3539947365953324E-3,null,1.1654668127513989E-3,2.6185932411651453E-4,2.3114167217370036E-4,1.043458781362036E-6,0,1.6595112678229761E-3]
[2004,7,4,24,9.2917387695506861E-4,3.9116335282285246E-4,3.1067759982070242E-4,2.2344489247311912E-6,8.0172213000000685E-5,1.7134214915233553E-3,null,6.8258008008383031E-4,2.500376252178155E-4,2.0194695093634149E-4,1.043458781362036E-6,3.5365921563553494E-5,1.1709740365829029E-3]
[2004,7,5,4,6.3729004131940752E-4,4.1492293524889441E-4,2.830337629391959E-4,2.2344489247311912E-6,8.0172213000000685E-5,1.4176534014322297E-3,null,4.6815940291599885E-4,2.6522511536254001E-4,1.8397787761524067E-4,1.043458781362036E-6,3.5365921563553494E-5,9.5377177623869513E-4]
[2004,7,5,7,8.2659227797196708E-4,4.7039638533634431E-4,3.7678434141074886E-4,2.2344489247311912E-6,0,1.6760074536437913E-3,null,6.0722264937509041E-4,3.0068459698935423E-4,2.4491771840767215E-4,1.043458781362036E-6,0,1.1538684235534789E-3]
[2004,7,5,8,9.9246276756780787E-4,5.0258209805824241E-4,4.2287739461974091E-4,2.2344489247311912E-6,0,1.9201567091705223E-3,null,7.2907270874492352E-4,3.2125819908385004E-4,2.7487916899269826E-4,1.043458781362036E-6,0,1.3262535356028339E-3]
[2004,7,5,11,1.3352810294206257E-3,4.8439995846731473E-4,4.3869485028230745E-4,2.2344489247311912E-6,0,2.260610287094979E-3,null,9.8091030602706413E-4,3.0963589609486514E-4,2.8516084666907259E-4,1.043458781362036E-6,0,1.5767505075723639E-3]
[2004,7,5,14,1.2764309098945519E-3,4.3478891866900537E-4,4.0188124121700078E-4,2.2344489247311912E-6,0,2.1153355187052891E-3,null,9.3767844136176761E-4,2.7792375719883333E-4,2.6123122925220165E-4,1.043458781362036E-6,0,1.4778768865941648E-3]
[2004,7,5,20,1.5778921759206654E-3,4.1204429672832775E-4,3.3857677567658388E-4,2.2344489247311912E-6,0,2.330747697250308E-3,null,1.1591347911470164E-3,2.6338504539088044E-4,2.2008199994207484E-4,1.043458781362036E-6,0,1.6436452952613338E-3]
[2004,7,5,22,1.3011473884609239E-3,3.6689120136516109E-4,2.8942610936132676E-4,2.2344489247311912E-6,8.0172213000000685E-5,2.0398713611121436E-3,null,9.5583540459292431E-4,2.3452249307260973E-4,1.8813303675778317E-4,1.043458781362036E-6,3.5365921563553494E-5,1.4149003147682329E-3]
[2004,7,6,1,8.4216710951591869E-4,3.9872581589226987E-4,2.7080504972625045E-4,2.2344489247311912E-6,8.0172213000000685E-5,1.5941046370591711E-3,null,6.1866407064857791E-4,2.5487166780649044E-4,1.7602895774250279E-4,1.043458781362036E-6,3.5365921563553494E-5,1.0859740765424867E-3]
[2004,7,6,5,7.7668063239031489E-4,4.7456352260642466E-4,3.2292578557153789E-4,2.2344489247311912E-6,6.414418417704055E-5,1.6405485736700491E-3,null,5.7055707376734289E-4,3.0334829515905317E-4,2.099085283668053E-4,1.043458781362036E-6,2.8295566524567878E-5,1.1131529225991315E-3]
[2004,7,6,8,1.3292512615690874E-3,5.4662395188607169E-4,4.6322340549110838E-4,2.2344489247311912E-6,0,2.3413330678709984E-3,null,9.7648078048284898E-4,3.4941042873888031E-4,3.0110492161412753E-4,1.043458781362036E-6,0,1.6280395896172189E-3]
[2004,7,6,9,1.3877581524296752E-3,5.6250683804094095E-4,4.7650943510660213E-4,2.2344489247311912E-6,0,2.4290088745019494E-3,null,1.0194605060644013E-3,3.5956301360428038E-4,3.0974111930732247E-4,1.043458781362036E-6,0,1.6898080977573663E-3]
[2004,7,6,13,1.330828030936619E-3,5.4820019951562363E-4,4.7709989213230188E-4,2.2344489247311912E-6,0,2.3583625715092754E-3,null,9.7763909044813811E-4,3.5041799044220498E-4,3.1012492874858195E-4,1.043458781362036E-6,0,1.6392254684202872E-3]
[2004,7,6,16,1.4480827742785623E-3,5.3163120785033381E-4,4.6135484994057937E-4,2.2344489247311912E-6,0,2.4433032809942066E-3,null,1.0637755543388711E-3,3.3982683639276353E-4,2.9989032134586781E-4,1.043458781362036E-6,0,1.7045361708588646E-3]
[2004,7,6,20,1.6896158031639043E-3,4.396148233638039E-4,3.3186046873507453E-4,2.2344489247311912E-6,0,2.4633255441875138E-3,null,1.2412080438743245E-3,2.810085496281522E-4,2.157162596725055E-4,1.043458781362036E-6,0,1.7389763119563442E-3]
[2004,7,6,23,1.1036465019792845E-3,3.9404903179307896E-4,2.6877234760777776E-4,2.2344489247311912E-6,8.0172213000000685E-5,1.848874543304873E-3,null,8.1074935099761448E-4,2.5188219555307177E-4,1.7470765876496366E-4,1.043458781362036E-6,3.5365921563553494E-5,1.2737485856605655E-3]
[2004,7,7,3,6.8722268850928358E-4,4.3798584733936176E-4,3.0029194814619481E-4,2.2344489247311912E-6,8.0172213000000685E-5,1.5079071459195722E-3,null,5.048404065074412E-4,2.7996728312465967E-4,1.9519605968971109E-4,1.043458781362036E-6,3.5365921563553494E-5,1.0164131296667275E-3]
[2004,7,7,6,1.0081659493948818E-3,5.1466184458742834E-4,3.7432943246726465E-4,2.2344489247311912E-6,0,1.899391675374306E-3,null,7.4060841737270001E-4,3.2897975866655115E-4,2.4332197614543918E-4,1.043458781362036E-6,0,1.3139536109660524E-3]
[2004,7,7,10,1.3892650966693381E-3,5.6349297650233317E-4,5.0171829104979858E-4,2.2344489247311912E-6,0,2.4567108131462005E-3,null,1.0205675218181824E-3,3.6019336846048827E-4,3.2612740398719645E-4,1.043458781362036E-6,0,1.7079317530472292E-3]
[2004,7,7,11,1.4131635580688807E-3,5.6829218714625008E-4,4.9836481249448635E-4,2.2344489247311912E-6,0,2.4820550066343484E-3,null,1.0381235617592072E-3,3.6326109764233853E-4,3.2394757264542435E-4,1.043458781362036E-6,0,1.7263756908283323E-3]
[2004,7,7,14,1.2556715609215062E-3,5.1507164639968137E-4,4.7042292227123287E-4,2.2344489247311912E-6,0,2.2434005785171513E-3,null,9.2242842364608998E-4,3.2924171028141038E-4,3.0578475840570908E-4,1.043458781362036E-6,0,1.5584983511145716E-3]
[2004,7,7,17,1.5326230823271602E-3,5.253255984463992E-4,4.4614524143650502E-4,2.2344489247311912E-6,0,2.5063283711347956E-3,null,1.1258796789481709E-3,3.3579619397819936E-4,2.9000375706152322E-4,1.043458781362036E-6,0,1.7527230887692555E-3]
[2004,7,7,21,1.656935197054919E-3,4.6679198281820869E-4,3.4486654729180323E-4,2.2344489247311912E-6,7.3491195276724714E-5,2.5443193713663866E-3,null,1.2172005558375746E-3,2.9838060751932868E-4,2.2417048331040444E-4,1.043458781362036E-6,3.2418761445046014E-5,1.7732138668937159E-3]
[2004,7,7,24,9.2035062442082376E-4,4.0163777729750652E-4,2.7974895504097075E-4,2.2344489247311912E-6,8.0172213000000685E-5,1.6841440186840331E-3,null,6.7609843378404317E-4,2.5673303827802602E-4,1.8184268363974639E-4,1.043458781362036E-6,3.5365921563553494E-5,1.1510835360467311E-3]
[2004,7,8,4,6.9112471715829303E-4,4.3954527150292047E-4,3.1722410663792257E-4,2.2344489247311912E-6,8.0172213000000685E-5,1.5303007572238681E-3,null,5.0770687433847664E-4,2.8096409101003455E-4,2.0620231756652196E-4,1.043458781362036E-6,3.5365921563553494E-5,1.0312826632599488E-3]
[2004,7,8,7,1.1386609079695406E-3,5.1205317401441198E-4,4.4156034383651825E-4,2.2344489247311912E-6,0,2.0945088747452018E-3,null,8.3647127090698411E-4,3.2731225635493252E-4,2.870234775331406E-4,1.043458781362036E-6,0,1.4518504635764194E-3]
[2004,7,8,11,1.4741407488997374E-3,5.8022300370007306E-4,5.2671325996849025E-4,2.2344489247311912E-6,0,2.5833114614930318E-3,null,1.0829179934935659E-3,3.7088745889652866E-4,3.4237465761858638E-4,1.043458781362036E-6,0,1.7972235687900432E-3]
[2004,7,8,12,1.4142141022873164E-3,5.6473302143421713E-4,5.1160121139803383E-4,2.2344489247311912E-6,0,2.492782784044298E-3,null,1.038895301661217E-3,3.6098602423382213E-4,3.3255150933571422E-4,1.043458781362036E-6,0,1.7334762940121155E-3]
[2004,7,8,15,1.3612304049088219E-3,5.4901082637621198E-4,5.053723119363856E-4,2.2344489247311912E-6,0,2.4178479921461507E-3,null,9.9997296721261405E-4,3.5093615558650233E-4,3.2850259414293932E-4,1.043458781362036E-6,0,1.6804551757234178E-3]
[2004,7,8,19,1.6102595469916121E-3,4.5032097161164811E-4,3.7460403646906329E-4,2.2344489247311912E-6,0,2.4374190039970546E-3,null,1.1829121737076524E-3,2.8785208408454381E-4,2.4350047450164559E-4,1.043458781362036E-6,0,1.7153081910752041E-3]
[2004,7,8,22,1.4114858059469421E-3,4.1855558956522198E-4,3.1058008443667182E-4,2.2344489247311912E-6,8.0172213000000685E-5,2.2230281418735673E-3,null,1.0368910688898353E-3,2.6754716381604925E-4,2.0188356389303443E-4,1.043458781362036E-6,3.5365921563553494E-5,1.5427311769438345E-3]
[2004,7,8,24,9.3469681922042159E-4,4.0232804284431775E-4,2.9621754034908491E-4,2.2344489247311912E-6,8.0172213000000685E-5,1.715649064338556E-3,null,6.8663728667054248E-4,2.5717426662124585E-4,1.9254760923183303E-4,1.043458781362036E-6,3.5365921563553494E-5,1.172768542868537E-3]
[2004,7,9,6,1.0471150291562156E-3,5.0994317892065879E-4,4.0435633916085172E-4,2.2344489247311912E-6,0,1.9636489961624569E-3,null,7.6922078653422375E-4,3.2596351507163998E-4,2.6284009478778572E-4,1.043458781362036E-6,0,1.3590678551750116E-3]
[2004,7,9,9,1.549428448112708E-3,5.6253887971778908E-4,5.1990747012591217E-4,2.2344489247311912E-6,0,2.6341092468811405E-3,null,1.1382250625283981E-3,3.5958349513643128E-4,3.3795075158797664E-4,1.043458781362036E-6,0,1.8368027680341682E-3]
[2004,7,9,12,1.5337945132626652E-3,5.8685884160495445E-4,5.3404060518290081E-4,2.2344489247311912E-6,0,2.6569284089752515E-3,null,1.1267402233969559E-3,3.7512918844274798E-4,3.4713758557142942E-4,1.043458781362036E-6,0,1.8500504561924955E-3]
[2004,7,9,13,1.5002826402563995E-3,5.6106569820706554E-4,5.2180160568241971E-4,2.2344489247311912E-6,0,2.5853843930706156E-3,null,1.1021220786904596E-3,3.5864181487983802E-4,3.3918197939621759E-4,1.043458781362036E-6,0,1.8009893317478772E-3]
[2004,7,9,16,1.5206015564910341E-3,5.6349255532047924E-4,5.2060745631250945E-4,2.2344489247311912E-6,0,2.6069360170487537E-3,null,1.1170485502741245E-3,3.6019309923457593E-4,3.3840575727928638E-4,1.043458781362036E-6,0,1.816690865569349E-3]
[2004,7,9,21,1.565983969756355E-3,4.7934012257732988E-4,3.8649417574455685E-4,2.2344489247311912E-6,7.4827398773276573E-5,2.5088801157762491E-3,null,1.1503869081954138E-3,3.0640157125130899E-4,2.5122931421934694E-4,1.043458781362036E-6,3.3008193447527955E-5,1.7420694458949598E-3]
[2004,7,9,24,1.0210739436934358E-3,4.3669253435788338E-4,3.2222317840573952E-4,2.2344489247311912E-6,8.0172213000000685E-5,1.8623963183817907E-3,null,7.500907543179676E-4,2.7914057759557943E-4,2.0945181898408542E-4,1.043458781362036E-6,3.5365921563553494E-5,1.275092531242548E-3]
[2004,7,10,3,7.9222628610648989E-4,4.5306963421060369E-4,3.5059216584203064E-4,2.2344489247311912E-6,8.0172213000000685E-5,1.6782947480838562E-3,null,5.8197706072749651E-4,2.8960907145007321E-4,2.278922553632022E-4,1.043458781362036E-6,3.5365921563553494E-5,1.1358877678856875E-3]
[2004,7,10,7,1.0576686712522854E-3,5.1730218700107345E-4,4.3537110913110329E-4,2.2344489247311912E-6,0,2.0125764163091931E-3,null,7.7697359367374236E-4,3.306675061053269E-4,2.8300034526319493E-4,1.043458781362036E-6,0,1.3916849038236262E-3]
[2004,7,10,10,1.5895977951523449E-3,5.6597020013611228E-4,4.8756413736381472E-4,2.2344489247311912E-6,0,2.6453665815770028E-3,null,1.1677338517865322E-3,3.6177684786890845E-4,3.1692690745439703E-4,1.043458781362036E-6,0,1.8474810658911996E-3]
[2004,7,10,13,1.5614063034519599E-3,5.2808091724408581E-4,4.6907903640919837E-4,2.2344489247311912E-6,0,2.5608007060299752E-3,null,1.1470241104347939E-3,3.3755743608822791E-4,3.0491120443078154E-4,1.043458781362036E-6,0,1.7905362097351653E-3]
[2004,7,10,14,1.5094537942785865E-3,5.2082256983795698E-4,4.6572650958038632E-4,2.2344489247311912E-6,0,2.4982373226216607E-3,null,1.1088592967743772E-3,3.3291778890416195E-4,3.027319917311804E-4,1.043458781362036E-6,0,1.7455525361910816E-3]
[2004,7,10,18,1.5769312745187241E-3,5.1518668065443944E-4,4.1787152052784055E-4,2.2344489247311912E-6,0,2.5122239246257354E-3,null,1.1584289037214689E-3,3.2931524194451439E-4,2.7162524592192031E-4,1.043458781362036E-6,0,1.7604128503692657E-3]
[2004,7,10,22,1.465670938585119E-3,4.4863727579453255E-4,3.5380158199006318E-4,2.2344489247311912E-6,8.0172213000000685E-5,2.3505164582944466E-3,null,1.0766959892527744E-3,2.8677583984882315E-4,2.299784431210421E-4,1.043458781362036E-6,3.5365921563553494E-5,1.6298596525675551E-3]
[2004,7,11,1,9.2869734661364092E-4,4.3331006762659943E-4,3.2996710070728921E-4,2.2344489247311912E-6,8.0172213000000685E-5,1.7743811768722616E-3,null,{"$f":"E4611*T$5","v":6.8223001630493888E-4},{"$f":"F4611*U$5","v":2.769784528904782E-4},{"$f":"G4611*V$5","v":2.1448553077401951E-4},{"$f":"H4611*W$5","v":1.043458781362036E-6},{"$f":"I4611*X$5","v":3.5365921563553494E-5},{"$f":"SUM(L4611:P4611)","v":1.2101033803143522E-3}]
[2004,7,11,4,7.6875111300455062E-4,4.4041736253327865E-4,3.2478724557284753E-4,2.2344489247311912E-6,8.0172213000000685E-5,1.6163623830354088E-3,null,5.647319724471268E-4,2.8152154499602511E-4,2.1111851637936683E-4,1.043458781362036E-6,3.5365921563553494E-5,1.0937814141674341E-3]
[2004,7,11,8,1.169500175551627E-3,5.3709191509687963E-4,4.8047360938266871E-4,2.2344489247311912E-6,0,2.1893001489559066E-3,null,8.5912609392556664E-4,3.4331740436668715E-4,3.1231791566629376E-4,1.043458781362036E-6,0,1.5158048727399098E-3]
[2004,7,11,11,1.5498180717829339E-3,5.2374950069780505E-4,5.016723491954796E-4,2.2344489247311912E-6,0,2.5774743706009498E-3,null,1.1385112838295144E-3,3.3478872808108574E-4,3.2609754081905872E-4,1.043458781362036E-6,0,1.8004410115110209E-3]
[2004,7,11,15,1.4700691412716713E-3,4.6306153330294018E-4,4.4882127566586499E-4,2.2344489247311912E-6,0,2.3841863991652073E-3,null,1.0799269513110813E-3,2.9599604687206605E-4,2.9174323539382787E-4,1.043458781362036E-6,0,1.6687096923583373E-3]
[2004,7,11,16,1.5696304523698018E-3,4.6770371982641557E-4,4.49040327494757E-4,2.2344489247311912E-6,0,2.4886089486157053E-3,null,1.1530656494472314E-3,2.989634038235072E-4,2.9188562367340548E-4,1.043458781362036E-6,0,1.7449581357255062E-3]
[2004,7,11,19,1.7112960613758911E-3,4.2987685727441583E-4,3.8414667665315628E-4,2.2344489247311912E-6,0,2.5275540442281945E-3,null,1.2571345703873936E-3,2.7478389208323927E-4,2.4970339061201966E-4,1.043458781362036E-6,0,1.7826653118640148E-3]
[2004,7,11,23,1.2583686541769398E-3,4.0058326546489782E-4,3.3057294618794386E-4,2.2344489247311912E-6,8.0172213000000685E-5,2.0719315277545132E-3,null,9.2440973433071695E-4,2.5605897811240263E-4,2.1487934303350453E-4,1.043458781362036E-6,3.5365921563553494E-5,1.4317574358215395E-3]
[2004,7,12,2,8.3276751738065188E-4,4.0904950604664174E-4,3.3389708690487576E-4,2.2344489247311912E-6,8.0172213000000685E-5,1.6581207722569013E-3,null,6.1175903972640968E-4,2.614707291731944E-4,2.1704010416547913E-4,1.043458781362036E-6,3.5365921563553494E-5,1.1266792534099987E-3]
[2004,7,12,5,7.8402330657019329E-4,4.6110179727419805E-4,3.7258734540264026E-4,2.2344489247311912E-6,6.9488998403764674E-5,1.6894358965755276E-3,null,5.7595107294665176E-4,2.9474335349180861E-4,2.4218958304349176E-4,1.043458781362036E-6,3.0653294640593424E-5,1.1445807629039077E-3]
[2004,7,12,8,1.3628340134881753E-3,5.3470380878853005E-4,4.6657778024696537E-4,2.2344489247311912E-6,0,2.3663500514484017E-3,null,1.0011509935214306E-3,3.4179089012193934E-4,3.0328533550503601E-4,1.043458781362036E-6,0,1.647270677929768E-3]
[2004,7,12,13,1.5309316420096047E-3,5.7915647214797246E-4,5.3518627861296613E-4,2.2344489247311912E-6,0,2.647508841695274E-3,null,1.1246371305984502E-3,3.702057155415271E-4,3.4788229731152266E-4,1.043458781362036E-6,0,1.8437686022328621E-3]
[2004,7,12,14,1.5168305742566221E-3,5.5692951687152372E-4,5.2220016892109804E-4,2.2344489247311912E-6,0,2.5981947089739749E-3,null,1.1142783504015292E-3,3.5599790421912361E-4,3.3944105385428231E-4,1.043458781362036E-6,0,1.8107607672562974E-3]
[2004,7,12,17,1.8463965228464659E-3,5.450633543669758E-4,4.8447437487135806E-4,2.2344489247311912E-6,0,2.8781687010095312E-3,null,1.3563806707105591E-3,3.4841287082661783E-4,3.1491849708033341E-4,1.043458781362036E-6,0,2.020755497398872E-3]
[2004,7,12,20,1.8958754451883491E-3,4.6359374314728594E-4,3.8488515914200097E-4,2.2344489247311912E-6,0,2.7465887964023671E-3,null,1.3927283636582563E-3,2.9633624358179722E-4,2.5018341970657989E-4,1.043458781362036E-6,0,1.9402914857279956E-3]
[2004,7,12,24,1.0471382150720775E-3,3.9771622023216833E-4,3.0690120717063822E-4,2.2344489247311912E-6,8.0172213000000685E-5,1.8341623043996163E-3,null,7.6923781913134943E-4,2.5422631874845556E-4,1.9949221656972155E-4,1.043458781362036E-6,3.5365921563553494E-5,1.259365734794442E-3]
[2004,7,13,5,7.968097659604821E-4,4.7028392218173614E-4,3.5754179557363536E-4,2.2344489247311912E-6,7.0825201900316534E-5,1.6976951345409014E-3,null,5.853441291776483E-4,3.0061270881297014E-4,2.3240966033621628E-4,1.043458781362036E-6,3.1242726643075365E-5,1.150652683751272E-3]
[2004,7,13,7,1.1960280270917874E-3,5.2012321539031826E-4,4.5536318729175358E-4,2.2344489247311912E-6,0,2.1737488786985901E-3,null,8.7861370919093882E-4,3.3247075079588523E-4,2.9599561505333868E-4,1.043458781362036E-6,0,1.5081235338215248E-3]
[2004,7,13,11,1.5579644784324078E-3,5.9393150935998671E-4,5.5297368931905833E-4,2.2344489247311912E-6,0,2.7071041260361842E-3,null,1.1444957126227728E-3,3.7965014634092759E-4,3.594444870516933E-4,1.043458781362036E-6,0,1.8846338047967556E-3]
[2004,7,13,14,1.5207709596918421E-3,5.6359359641019763E-4,5.4309500187431153E-4,2.2344489247311912E-6,0,2.6296940069010823E-3,null,1.1171729954971789E-3,3.6025768625158632E-4,3.5302313317915444E-4,1.043458781362036E-6,0,1.8314972737092817E-3]
[2004,7,13,15,1.5486645303886821E-3,5.7762069473311559E-4,5.4262398700342463E-4,2.2344489247311912E-6,0,2.6711436610499534E-3,null,1.1376638812100515E-3,3.6922402302124677E-4,3.5271696364174273E-4,1.043458781362036E-6,0,1.8606483266544031E-3]
[2004,7,13,18,1.7786042744397507E-3,5.0609289227184179E-4,4.4156941102999081E-4,2.2344489247311912E-6,0,{"$f":"SUM(E4676:I4676)","v":2.7285010266663145E-3},null,1.306579832036361E-3,3.2350235268735586E-4,2.8702937139892426E-4,1.043458781362036E-6,0,1.9181550149040033E-3]
[2004,7,13,21,1.7863389944234292E-3,4.8853789938624879E-4,3.9657476223880583E-4,2.2344489247311912E-6,7.7499805926724741E-5,2.7511859108999394E-3,null,1.3122618318394405E-3,3.1228093150831928E-4,2.5778190670537913E-4,1.043458781362036E-6,3.4187057523223689E-5,1.9175551863577249E-3]
[2004,7,14,2,9.0890035689610493E-4,4.3891478946616371E-4,3.3842420405935311E-4,2.2344489247311912E-6,8.0172213000000685E-5,1.7686460123463538E-3,null,6.6768695696808249E-4,2.8056107720499503E-4,2.1998282519334188E-4,1.043458781362036E-6,3.5365921563553494E-5,1.2046402397113349E-3]
[2004,7,14,5,8.6229631329586107E-4,4.8656190021179562E-4,3.7729298114026863E-4,2.2344489247311912E-6,7.2161405477040618E-5,1.8005470490496972E-3,null,6.3345117763566046E-4,3.110178424754456E-4,2.4524834489172146E-4,1.043458781362036E-6,3.1832158680923229E-5,1.2225929824651129E-3]
[2004,7,14,9,1.5537023695194351E-3,5.7977556472727616E-4,5.4695946738631224E-4,2.2344489247311912E-6,0,2.6826718505577546E-3,null,1.1413647263614321E-3,3.7060144903036744E-4,3.555351167518278E-4,1.043458781362036E-6,0,1.8685447509249895E-3]
[2004,7,14,12,1.6785319534673726E-3,6.0047838607470171E-4,5.6883419388881955E-4,2.2344489247311912E-6,0,2.8500789823556246E-3,null,1.233065741124393E-3,3.8383501052753377E-4,3.6975414741994542E-4,1.043458781362036E-6,0,1.987698357853234E-3]
[2004,7,14,15,1.6884035610363109E-3,5.8111408229383926E-4,5.612180404539987E-4,2.2344489247311912E-6,0,2.8329701327088797E-3,null,1.2403175191307261E-3,3.7145705002478711E-4,3.648034880711122E-4,1.043458781362036E-6,0,1.9776215160079874E-3]
[2004,7,14,16,1.8178148182791329E-3,5.7470757780979809E-4,5.5274866246243434E-4,2.2344489247311912E-6,0,2.9475055074760963E-3,null,1.335384275228117E-3,3.6736191392479979E-4,3.5929821487886771E-4,1.043458781362036E-6,0,2.0630878628131464E-3]
[2004,7,14,19,1.8287406907387528E-3,4.7094041905764469E-4,4.295882723381297E-4,2.2344489247311912E-6,0,2.731503831059258E-3,null,1.3434105263781305E-3,3.0103235170290472E-4,2.7924138015345581E-4,1.043458781362036E-6,0,1.9247277170158531E-3]
[2004,7,14,23,1.3297093796219299E-3,4.3093731816824191E-4,3.4826897659654424E-4,2.2344489247311912E-6,8.0172213000000685E-5,2.1913223363114478E-3,null,9.7681731841719327E-4,2.7546175498019811E-4,2.2638213366519489E-4,1.043458781362036E-6,3.5365921563553494E-5,1.5150705874075016E-3]
[2004,7,15,3,7.6207241532298383E-4,4.5007483210804275E-4,3.3263409930632266E-4,2.2344489247311912E-6,8.0172213000000685E-5,1.6271880086620812E-3,null,5.5982573679909213E-4,2.8769474793198849E-4,2.1621913575724691E-4,1.043458781362036E-6,3.5365921563553494E-5,1.1001490008332431E-3]
[2004,7,15,6,1.0069080626876816E-3,5.038564175501892E-4,3.9444621553559134E-4,2.2344489247311912E-6,0,1.9074451446981931E-3,null,7.3968436168126057E-4,3.2207276368259309E-4,2.5639830673908657E-4,1.043458781362036E-6,0,1.3191988908843023E-3]
[2004,7,15,10,1.4632264497707749E-3,5.7153263077281975E-4,5.444437897053169E-4,2.2344489247311912E-6,0,2.5814373191736422E-3,null,1.074900244223731E-3,3.6533243899676912E-4,3.5389987353664652E-4,1.043458781362036E-6,0,1.795176015538509E-3]
[2004,7,15,13,1.5127927583857778E-3,5.722770686984876E-4,5.4438309750015732E-4,2.2344489247311912E-6,0,2.6316873735091539E-3,null,1.1113121319693919E-3,3.658082951568945E-4,3.5386042233133061E-4,1.043458781362036E-6,0,1.8320243082389791E-3]
[2004,7,15,16,1.6581841548851692E-3,5.6662533332661963E-4,5.248329600793251E-4,2.2344489247311912E-6,0,2.7518768972158453E-3,null,1.2181180522900011E-3,3.6219561907018205E-4,3.4115242328408015E-4,1.043458781362036E-6,0,1.9225095534256256E-3]
[2004,7,15,18,1.7596364367628678E-3,5.0448005651950768E-4,4.3538699603313592E-4,2.2344489247311912E-6,0,2.7017379382402425E-3,null,1.2926458757752015E-3,3.2247140329378466E-4,2.8301067208246725E-4,1.043458781362036E-6,0,1.8991714099328156E-3]
[2004,7,15,21,1.7657187629879154E-3,4.8600023631425408E-4,3.9007477893623476E-4,2.2344489247311912E-6,8.0172213000000685E-5,2.7242004401631359E-3,null,1.2971140112068543E-3,3.1065881828236006E-4,2.5355678133474115E-4,1.043458781362036E-6,3.5365921563553494E-5,1.8977389911688709E-3]
[2004,7,16,1,9.5973688168007627E-4,3.902376334122019E-4,3.0020767167187364E-4,2.2344489247311912E-6,8.0172213000000685E-5,1.7325888486888839E-3,null,7.0503195774655866E-4,2.4944589114716002E-4,1.9514127821517078E-4,1.043458781362036E-6,3.5365921563553494E-5,1.1860285074538051E-3]
[2004,7,16,4,7.7853752777051418E-4,4.4507168068602188E-4,3.3099626346047323E-4,2.2344489247311912E-6,8.0172213000000685E-5,1.637012133841741E-3,null,5.7192116699979288E-4,2.8449665667129267E-4,2.1515450813235724E-4,1.043458781362036E-6,3.5365921563553494E-5,1.1079817121483584E-3]
[2004,7,16,7,1.1841338106263646E-3,5.2786382585782174E-4,4.6310824708038962E-4,2.2344489247311912E-6,0,2.1773403324893068E-3,null,8.6987610320689182E-4,3.3741866793859173E-4,3.0103006623371793E-4,1.043458781362036E-6,0,1.5093682961605638E-3]
[2004,7,16,9,1.5066508987222776E-3,5.5490596154952508E-4,5.066125082088972E-4,2.2344489247311912E-6,0,2.5704038174054309E-3,null,{"$f":"E4739*T$5","v":1.1068002627004088E-3},{"$f":"F4739*U$5","v":3.5470441656605467E-4},{"$f":"G4739*V$5","v":3.2930874771159338E-4},{"$f":"H4739*W$5","v":1.043458781362036E-6},{"$f":"I4739*X$5","v":0},{"$f":"SUM(L4739:P4739)","v":1.7918568857594188E-3}]
[2004,7,16,15,1.3893890162428927E-3,5.6313490685799643E-4,5.1829388704692047E-4,2.2344489247311912E-6,0,2.4730522590725402E-3,null,1.0206585543305448E-3,3.5996448484220853E-4,3.3690188876982398E-4,1.043458781362036E-6,0,1.7185683867239393E-3]
[2004,7,16,18,1.5334372471167725E-3,5.2276860587638656E-4,4.5021806106062981E-4,2.2344489247311912E-6,0,2.5086583629785196E-3,null,1.1264777722448918E-3,3.3416172504011581E-4,2.9265117517367667E-4,1.043458781362036E-6,0,1.7543341312400464E-3]
[2004,7,16,19,1.4853120919807996E-3,4.9160781962656131E-4,4.1655458989402341E-4,2.2344489247311912E-6,0,2.3957089504261153E-3,null,1.0911245697265352E-3,3.1424327169421977E-4,2.7076921341025059E-4,1.043458781362036E-6,0,1.6771805136123676E-3]
[2004,7,16,22,1.4231574343945442E-3,4.3624058028376062E-4,3.3423179925263721E-4,2.2344489247311912E-6,8.0172213000000685E-5,2.2760364758556738E-3,null,1.0454651595719587E-3,2.7885168160727766E-4,2.1725767420628729E-4,1.043458781362036E-6,3.5365921563553494E-5,1.5779838957304393E-3]
[2004,7,17,2,8.2968019283590551E-4,4.3359508922517071E-4,2.7607065782016629E-4,2.2344489247311912E-6,8.0172213000000685E-5,1.6217526018059744E-3,null,6.0949106137783238E-4,2.7716064307554603E-4,1.794517133579888E-4,1.043458781362036E-6,3.5365921563553494E-5,1.1025127981562828E-3]
[2004,7,17,5,7.2552797385383916E-4,4.5526250647434283E-4,2.8398567524900444E-4,2.2344489247311912E-6,7.6170016127040645E-5,1.5431806206289581E-3,null,5.3297983808918491E-4,2.9101078909380058E-4,1.8459664056640144E-4,1.043458781362036E-6,3.3600454759100897E-5,1.04323118128985E-3]
[2004,7,17,10,1.5101375230516701E-3,5.8082559849688496E-4,4.3417708991927293E-4,2.2344489247311912E-6,0,2.527374660392559E-3,null,1.1093615705169584E-3,3.7127264674931737E-4,2.8222420775174346E-4,1.043458781362036E-6,0,1.7639018837993816E-3]
[2004,7,17,13,1.4457445951986643E-3,5.4579115809485286E-4,4.129960619896582E-4,2.2344489247311912E-6,0,2.4067662642079063E-3,null,1.0620579054647582E-3,3.4887809415193652E-4,2.6845609569425437E-4,1.043458781362036E-6,0,1.6804355540923114E-3]
[2004,7,17,16,1.3648123054840326E-3,5.4048201785866876E-4,4.0598061461862153E-4,2.2344489247311912E-6,0,2.3135093868860536E-3,null,1.0026042658770706E-3,3.4548441013981232E-4,2.6389590787623062E-4,1.043458781362036E-6,0,1.6130280426744758E-3]
[2004,7,17,19,1.3393583358031519E-3,4.960788874805173E-4,3.4281532208002953E-4,2.2344489247311912E-6,0,2.1804869942884299E-3,null,9.8390553456946723E-4,3.1710124696292328E-4,2.2283714393402031E-4,1.043458781362036E-6,0,1.5248873842477729E-3]
[2004,7,17,20,1.4131709055431967E-3,4.7697430693262381E-4,3.2386192594890408E-4,2.2344489247311912E-6,1.3362035767240826E-6,2.2175777909261797E-3,null,1.0381289592846128E-3,3.0488930554125059E-4,2.1051703923133689E-4,1.043458781362036E-6,5.8943203784786546E-7,1.5551681948764101E-3]
[2004,7,17,23,1.1722100341675348E-3,4.040041279565868E-4,2.5481216622049981E-4,2.2344489247311912E-6,8.0172213000000685E-5,1.9134329902693533E-3,null,8.6111678216695771E-4,2.5824564597749268E-4,1.6563324829151446E-4,1.043458781362036E-6,3.5365921563553494E-5,1.3214050567808805E-3]
[2004,7,18,3,6.7759087181417255E-4,4.3385027490591802E-4,2.8354881268394835E-4,2.2344489247311912E-6,8.0172213000000685E-5,1.4773966213287709E-3,null,4.9776478118675692E-4,2.7732376168352192E-4,1.8431267074352968E-4,1.043458781362036E-6,3.5365921563553494E-5,9.9581059395872397E-4]
[2004,7,18,7,8.6240647494440425E-4,4.8497027478563792E-4,3.7110774444637344E-4,2.2344489247311912E-6,0,1.7207189431011469E-3,null,6.3353210344378925E-4,3.1000045104825587E-4,2.4122781141305231E-4,1.043458781362036E-6,0,1.1858038246864596E-3]
[2004,7,18,10,1.3068317417562652E-3,5.315944305634403E-4,4.5799704855106939E-4,2.2344489247311912E-6,0,2.2986576697955059E-3,null,9.6001118527702385E-4,3.3980332778591057E-4,2.9770768007127097E-4,1.043458781362036E-6,0,1.5985656519155675E-3]
[2004,7,18,14,1.3135878270774579E-3,4.5377019515915819E-4,4.0217472797491845E-4,2.2344489247311912E-6,0,2.1717671991362654E-3,null,9.6497427063054798E-4,2.9005688077227279E-4,2.6142200179562244E-4,1.043458781362036E-6,0,1.5174966119798053E-3]
[2004,7,18,17,1.5417616901585206E-3,4.5040857158005706E-4,3.6983294147925356E-4,2.2344489247311912E-6,0,2.3642376521425621E-3,null,1.1325929882868128E-3,2.8790807933029485E-4,2.4039916276763005E-4,1.043458781362036E-6,0,1.6619436891660998E-3]
[2004,7,18,18,1.5166474327525103E-3,4.5684237339252214E-4,3.675487529144699E-4,2.2344489247311912E-6,0,2.3432730079842334E-3,null,1.1141438128885366E-3,2.92020664302025E-4,2.3891439232943967E-4,1.043458781362036E-6,0,1.6461223283013632E-3]
[2004,7,18,24,8.9102588896858585E-4,3.9349998438857858E-4,2.8969363625597525E-4,2.2344489247311912E-6,8.0172213000000685E-5,1.6566261715378718E-3,null,6.5455620065646067E-4,2.5153123601618629E-4,1.8830693484602292E-4,1.043458781362036E-6,3.5365921563553494E-5,1.1308037518635854E-3]
[2004,7,19,1,8.1282707372800733E-4,3.7990174345651747E-4,2.9380152917395536E-4,2.2344489247311912E-6,8.0172213000000685E-5,1.5689370082832121E-3,null,{"$f":"E4803*T$5","v":5.9711059774703252E-4},{"$f":"F4803*U$5","v":2.4283903148001121E-4},{"$f":"G4803*V$5","v":1.9097715133423396E-4},{"$f":"H4803*W$5","v":1.043458781362036E-6},{"$f":"I4803*X$5","v":3.5365921563553494E-5},{"$f":"SUM(L4803:P4803)","v":1.0673361609061932E-3}]
[2004,7,19,5,6.7213816645771455E-4,4.4068134329953382E-4,3.3754973319476361E-4,2.2344489247311912E-6,7.8842423200316603E-5,1.5314461150770595E-3,null,4.9375917130986123E-4,2.8169028555779114E-4,2.1941440080455932E-4,1.043458781362036E-6,3.4779318799430709E-5,1.0306866352530043E-3]
[2004,7,19,8,1.2028124139460078E-3,5.0352862619252627E-4,4.3648226710280946E-4,2.2344489247311912E-6,0,2.1450577561660748E-3,null,8.8359758512323368E-4,3.2186323441037092E-4,2.8372262123199399E-4,1.043458781362036E-6,0,1.4902268995469607E-3]
[2004,7,19,11,1.4085473871783903E-3,5.5263863881659179E-4,5.020226688984455E-4,2.2344489247311912E-6,0,2.4654431438181582E-3,null,1.0347324781587544E-3,3.5325510903851196E-4,3.2632525596784228E-4,1.043458781362036E-6,0,1.7153563019464708E-3]
[2004,7,19,15,1.371577865569514E-3,5.2563912207978904E-4,4.8216170502710624E-4,2.2344489247311912E-6,0,2.3816131416011404E-3,null,1.0075743114837047E-3,3.3599660310184735E-4,3.1341521321358984E-4,1.043458781362036E-6,0,1.6580295865805041E-3]
[2004,7,19,18,1.6637136109061718E-3,4.7644897535758759E-4,3.9183896112165095E-4,2.2344489247311912E-6,0,2.5342359963101413E-3,null,1.2221800439443558E-3,3.0455350552694436E-4,2.5470353672826362E-4,1.043458781362036E-6,0,1.782480544980926E-3]
[2004,7,19,21,1.7186847219591613E-3,4.2222557136499072E-4,3.378734193297539E-4,2.2344489247311912E-6,8.0172213000000685E-5,2.5611903745786377E-3,null,1.2625623516215885E-3,2.6989307257049833E-4,2.1962480357598339E-4,1.043458781362036E-6,3.5365921563553494E-5,1.7884896081129856E-3]
[2004,7,19,23,1.1684877722658875E-3,3.6217615399572348E-4,2.6453911619110421E-4,2.2344489247311912E-6,8.0172213000000685E-5,1.8776097043774473E-3,null,8.5838237272009988E-4,2.3150856234894709E-4,1.7195596962580936E-4,1.043458781362036E-6,3.5365921563553494E-5,1.298256285039772E-3]
[2004,7,20,2,7.9453422657432143E-4,4.185961504179134E-4,3.0892557771827284E-4,2.2344489247311912E-6,8.0172213000000685E-5,1.6044626166352397E-3,null,5.836724960259184E-4,2.6757309093629344E-4,2.0080809985160631E-4,1.043458781362036E-6,3.5365921563553494E-5,1.0884630671587337E-3]
[2004,7,20,6,9.7260001315353306E-4,4.9991778308170235E-4,3.8596397596155432E-4,2.2344489247311912E-6,6.413777040000056E-9,1.8607226348985608E-3,null,7.1448133802837818E-4,3.1955512801454147E-4,2.508846732486871E-4,1.043458781362036E-6,2.8292737250842798E-9,1.2859674273466939E-3]
[2004,7,20,9,1.3814624239251165E-3,5.4958382269472959E-4,4.9959653635887912E-4,2.2344489247311912E-6,0,2.4328772319034565E-3,null,1.0148356032626672E-3,3.5130242363719461E-4,3.2474821897123988E-4,1.043458781362036E-6,0,1.691929704652464E-3]
[2004,7,20,13,1.4114056753860547E-3,5.5749509284444554E-4,5.1681386498300642E-4,2.2344489247311912E-6,0,2.4879490821382373E-3,null,1.0368322042079666E-3,3.5635942907090001E-4,3.3593984341058838E-4,1.043458781362036E-6,0,1.730174935470817E-3]
[2004,7,20,14,1.3590301543392376E-3,5.3750118387866795E-4,5.0625705448939626E-4,2.2344489247311912E-6,0,2.4050228416320329E-3,null,9.9835664195074511E-4,3.4357901526028354E-4,3.2907769534446549E-4,1.043458781362036E-6,0,1.6720568113368563E-3]
[2004,7,20,20,1.6957157673646527E-3,4.3963421092215686E-4,3.5977904055245361E-4,2.2344489247311912E-6,4.0086106500000342E-6,2.501372078413994E-3,null,1.245689136332821E-3,2.8102094245333476E-4,2.3386391645970484E-4,1.043458781362036E-6,1.7682960781776745E-6,1.7633857501054004E-3]
[2004,7,20,21,1.6558106439389631E-3,4.6389072245309995E-4,3.6133923248686528E-4,2.2344489247311912E-6,8.0172213000000685E-5,2.5634472608036603E-3,null,1.2163744482865714E-3,2.9652607731706077E-4,2.3487807391493092E-4,1.043458781362036E-6,3.5365921563553494E-5,1.7841879798634786E-3]
[2004,7,20,24,9.578944384922199E-4,4.0146507160157069E-4,2.9772358979672221E-4,2.2344489247311912E-6,8.0172213000000685E-5,1.7394897618152449E-3,null,7.0367848123381149E-4,2.5662264214361885E-4,1.9352657293595987E-4,1.043458781362036E-6,3.5365921563553494E-5,1.1902370766583058E-3]
[2004,7,21,3,6.9245997256944239E-4,4.3808045483493218E-4,3.1455332035750736E-4,2.2344489247311912E-6,8.0172213000000685E-5,1.5275004096866141E-3,null,5.0868776582507487E-4,2.8002775768944067E-4,2.0446625051101576E-4,1.043458781362036E-6,3.5365921563553494E-5,1.0295911543704468E-3]
[2004,7,21,7,1.1118301624144702E-3,5.039047228854684E-4,4.319110646691395E-4,2.2344489247311912E-6,0,2.0498803988938091E-3,null,8.1676114678069594E-4,3.2210364119509882E-4,2.8075124384873497E-4,1.043458781362036E-6,0,1.4206594906058917E-3]
[2004,7,21,11,1.4371620343246055E-3,5.7293563538303829E-4,5.1593565649021237E-4,2.2344489247311912E-6,0,2.5282677751225871E-3,null,1.0557530735769557E-3,3.6622926110031507E-4,3.3536898948514118E-4,1.043458781362036E-6,0,1.758394782943774E-3]
[2004,7,21,15,1.3323821941037103E-3,5.3916256529845945E-4,4.9255058922489318E-4,2.2344489247311912E-6,0,2.3663297975517941E-3,null,9.7878079368083444E-4,3.4464099579038142E-4,3.2016820566809769E-4,1.043458781362036E-6,0,1.6446334539206755E-3]
[2004,7,21,18,1.5780881276692628E-3,4.8096125872285522E-4,3.9625766129159219E-4,2.2344489247311912E-6,0,{"$f":"SUM(E4868:I4868)","v":2.4575414966084416E-3},null,1.1592787391890003E-3,3.0743782638374077E-4,2.5757578444401947E-4,1.043458781362036E-6,0,1.7253358087981226E-3]
[2004,7,21,21,1.5984371786331233E-3,4.4949642371780392E-4,3.4410165843537662E-4,2.2344489247311912E-6,8.0172213000000685E-5,2.4744419227110356E-3,null,1.1742273480350209E-3,2.873250204018973E-4,2.2367328952350226E-4,1.043458781362036E-6,3.5365921563553494E-5,1.7216350383053359E-3]
[2004,7,21,22,1.3859004953310113E-3,4.0797775360047392E-4,2.9937631886401219E-4,2.2344489247311912E-6,8.0172213000000685E-5,2.1756612297202291E-3,null,1.0180958532662301E-3,2.6078564854248781E-4,1.946008814669119E-4,1.043458781362036E-6,3.5365921563553494E-5,1.5098917636205455E-3]
[2004,7,22,1,8.8366182371527524E-4,3.9767870916251901E-4,3.0183732994539853E-4,2.2344489247311912E-6,8.0172213000000685E-5,1.6655845247479247E-3,null,6.491464873885635E-4,2.5420234109639069E-4,1.9620059024666732E-4,1.043458781362036E-6,3.5365921563553494E-5,1.1359587990765372E-3]
[2004,7,22,4,7.2235281058557164E-4,4.4542023492350125E-4,3.3115761219710356E-4,2.2344489247311912E-6,8.0172213000000685E-5,1.5813373196309083E-3,null,5.3064733256822088E-4,2.8471945789530821E-4,2.1525938819264717E-4,1.043458781362036E-6,3.5365921563553494E-5,1.067035559001092E-3]
[2004,7,22,9,1.4136051371037145E-3,5.5466489411843658E-4,5.0905472639285938E-4,2.2344489247311912E-6,0,2.4795592065397411E-3,null,1.0384479499716136E-3,3.5455032256018285E-4,3.3089624071416931E-4,1.043458781362036E-6,0,1.7249379720273279E-3]
[2004,7,22,12,1.4684216725371984E-3,5.7756087067760864E-4,5.2770168761099114E-4,2.2344489247311912E-6,0,2.5759186797505293E-3,null,1.0787167049098401E-3,3.6918578256579023E-4,3.4301715630127047E-4,1.043458781362036E-6,0,1.7919631025582628E-3]
[2004,7,22,16,1.569271535015887E-3,5.5432640906636222E-4,5.0945938036464113E-4,2.2344489247311912E-6,0,2.6352917733716212E-3,null,1.1528019853018494E-3,3.5433395771418787E-4,3.3115927427639834E-4,1.043458781362036E-6,0,1.8393386760737979E-3]
[2004,7,22,19,1.6660063848690392E-3,4.6265407054864755E-4,3.8781363372398847E-4,2.2344489247311912E-6,0,2.5187085380664062E-3,null,1.2238643377821428E-3,2.957355904189939E-4,2.5208698955863311E-4,1.043458781362036E-6,0,1.772730376541132E-3]
[2004,7,22,22,1.4596716244381952E-3,4.3015269939105315E-4,3.2493676361482063E-4,2.2344489247311912E-6,8.0172213000000685E-5,2.2971677493688007E-3,null,1.0722888352933078E-3,2.7496021460241525E-4,2.1121570624018675E-4,1.043458781362036E-6,3.5365921563553494E-5,1.5948741364808254E-3]
[2004,7,22,23,1.1815502002607144E-3,4.0399959936928981E-4,3.0817440894446145E-4,2.2344489247311912E-6,8.0172213000000685E-5,1.9761308704991975E-3,null,8.6797815814619985E-4,2.5824275123491222E-4,2.0031982440594384E-4,1.043458781362036E-6,3.5365921563553494E-5,1.3629501141319716E-3]
[2004,7,23,5,8.2941564107678271E-4,4.7410679860055669E-4,3.5717477647198624E-4,2.2344489247311912E-6,8.0172213000000685E-5,1.7431038780740574E-3,null,6.0929671910734133E-4,3.0305635015709153E-4,2.3217109022830953E-4,1.043458781362036E-6,3.5365921563553494E-5,1.180933539837658E-3]
[2004,7,23,7,1.2270300971915225E-3,5.3546437979408792E-4,4.77045401559827E-4,2.2344489247311912E-6,0,2.2417743274701684E-3,null,9.0138812850714713E-4,3.4227705879460979E-4,3.1008950873448232E-4,1.043458781362036E-6,0,1.5547981548176013E-3]
[2004,7,23,10,1.5830495880358531E-3,5.8952730072370436E-4,5.4464539356204045E-4,2.2344489247311912E-6,0,2.719456731246329E-3,null,1.1629234757645247E-3,3.7683490851143041E-4,3.5403092026864723E-4,1.043458781362036E-6,0,1.8948327633259647E-3]
[2004,7,23,13,1.508583962628043E-3,5.623811178831667E-4,5.2431694770296616E-4,2.2344489247311912E-6,0,2.5975164771389067E-3,null,1.108220310065417E-3,3.5948265134778311E-4,3.4081700442507249E-4,1.043458781362036E-6,0,1.8095634246196347E-3]
[2004,7,23,17,1.6529683988652623E-3,5.4621137880989828E-4,4.8935743091277383E-4,2.2344489247311912E-6,0,2.6907716575126656E-3,null,1.2142865076781007E-3,3.4914670568954363E-4,3.1809258584432636E-4,1.043458781362036E-6,0,1.8825692579933328E-3]
[2004,7,23,20,1.6011682404097941E-3,4.8112985455408972E-4,4.0534343278162104E-4,2.2344489247311912E-6,8.0172213000000685E-6,2.4978931979702359E-3,null,1.1762336123225434E-3,3.0754559542948414E-4,2.6348172632838641E-4,1.043458781362036E-6,3.536592156355349E-6,1.7518409850181315E-3]
[2004,7,23,22,1.4711387264109317E-3,4.4302975627180864E-4,3.4681604760048346E-4,2.2344489247311912E-6,8.0172213000000685E-5,2.3433911922079555E-3,null,1.0807126788569368E-3,2.8319142721224525E-4,2.2543769936786927E-4,1.043458781362036E-6,3.5365921563553494E-5,1.625751185781967E-3]
[2004,7,24,1,9.5858619333656712E-4,4.2825292197269985E-4,3.4565665895882355E-4,2.2344489247311912E-6,8.0172213000000685E-5,1.8149024361928223E-3,null,7.0418665100565247E-4,2.7374584768716231E-4,2.2468407245280179E-4,1.043458781362036E-6,3.5365921563553494E-5,1.2390259514905321E-3]
[2004,7,24,4,7.755760712051989E-4,4.4927169702154698E-4,3.4462050568368472E-4,2.2344489247311912E-6,8.0172213000000685E-5,1.6518749358351626E-3,null,5.6974565248130258E-4,2.8718137164479969E-4,2.2401055110868895E-4,1.043458781362036E-6,3.5365921563553494E-5,1.1173469555797069E-3]
[2004,7,24,8,1.2708821834234076E-3,5.4486889662439572E-4,4.7676538312830142E-4,2.2344489247311912E-6,0,2.2947509121008357E-3,null,9.3360229344912021E-4,3.4828857044978283E-4,3.0990749088548E-4,1.043458781362036E-6,0,1.5928418135657452E-3]
[2004,7,24,11,1.6244160438664051E-3,5.6622986719139477E-4,4.961819233966668E-4,2.2344489247311912E-6,0,2.689062283379198E-3,null,1.1933116726713646E-3,3.6194283104034204E-4,3.2252864898375301E-4,1.043458781362036E-6,0,1.8788266114768218E-3]
[2004,7,24,14,1.5161639930141039E-3,5.2182349481228526E-4,4.6756085575105504E-4,2.2344489247311912E-6,0,2.5077827925021755E-3,null,1.1137886734000713E-3,3.335575955266284E-4,3.0392435518558484E-4,1.043458781362036E-6,0,1.7523140828936466E-3]
[2004,7,24,19,1.5197574989699539E-3,4.9090326585267191E-4,4.0476066745245257E-4,2.2344489247311912E-6,0,2.4176558811998096E-3,null,1.1164284974889318E-3,3.1379291009671773E-4,2.631029166510717E-4,1.043458781362036E-6,0,1.6943677830180833E-3]
[2004,7,24,22,1.4719807329554543E-3,4.4961071514903491E-4,3.5549939131350564E-4,2.2344489247311912E-6,8.0172213000000685E-5,2.3594975013427263E-3,null,1.0813312249749946E-3,2.8739807724078957E-4,2.3108205476326662E-4,1.043458781362036E-6,3.5365921563553494E-5,1.6362207373239665E-3]
[2004,7,25,1,8.783233108182266E-4,4.2404326852347194E-4,3.1443967649407806E-4,2.2344489247311912E-6,8.0172213000000685E-5,1.6992129177605085E-3,null,6.4522476439228494E-4,2.7105497252250541E-4,2.0439237961808555E-4,1.043458781362036E-6,3.5365921563553494E-5,1.1570814968777914E-3]
[2004,7,25,2,7.9398549075892773E-4,4.3685266086589526E-4,3.1785685008009598E-4,2.2344489247311912E-6,8.0172213000000685E-5,1.6311016636296511E-3,null,5.8326938941034748E-4,2.7924293291979059E-4,2.0661361406471056E-4,1.043458781362036E-6,3.5365921563553494E-5,1.1055353167397641E-3]
[2004,7,25,5,6.8958022123820405E-4,4.2646760578754695E-4,3.0923027465835755E-4,2.2344489247311912E-6,8.0172213000000685E-5,1.5076847636088405E-3,null,5.0657227275854606E-4,2.7260464615082942E-4,2.0100615924837406E-4,1.043458781362036E-6,3.5365921563553494E-5,1.0165924585026651E-3]
[2004,7,25,9,1.3037148293135704E-3,5.3606471530434814E-4,4.9504793808564582E-4,2.2344489247311912E-6,0,2.3370619316282954E-3,null,9.5772147137361432E-4,3.4266080247672147E-4,3.2179153476599335E-4,1.043458781362036E-6,0,1.6232172673976912E-3]
[2004,7,25,12,1.4268426274633031E-3,5.0278221646240476E-4,4.7132408441761425E-4,2.2344489247311912E-6,0,2.4031833772680533E-3,null,1.0481723378971189E-3,3.2138611784254264E-4,3.0637053268704121E-4,1.043458781362036E-6,0,1.6769724472080649E-3]
[2004,7,25,16,1.495113100676146E-3,4.5600216274834199E-4,4.2983414630401554E-4,2.2344489247311912E-6,0,2.3831838586532345E-3,null,1.0983244851202987E-3,2.914835887487109E-4,2.794012033842067E-4,1.043458781362036E-6,0,1.6702527360345784E-3]
[2004,7,25,20,1.7229206075137541E-3,4.3627839021845115E-4,3.7274235781080786E-4,2.2344489247311912E-6,1.0689628373276021E-5,2.5448654328410203E-3,null,1.2656740739512722E-3,2.7887585029846883E-4,2.4229034435748677E-4,1.043458781362036E-6,4.7154561966851589E-6,1.7925991835852752E-3]
[2004,7,25,23,1.1984955127127711E-3,3.8975046116260573E-4,3.1350559291842936E-4,2.2344489247311912E-6,8.0172213000000685E-5,1.9841582287185382E-3,null,8.8042634789565154E-4,2.4913448315998026E-4,2.037852057177759E-4,1.043458781362036E-6,3.5365921563553494E-5,1.3697554171183232E-3]
[2004,7,25,24,9.6559267367703769E-4,3.9785522514799402E-4,3.1595956593948081E-4,2.2344489247311912E-6,8.0172213000000685E-5,1.7618141266892444E-3,null,7.0933367895221566E-4,2.5431517282641515E-4,2.053803396108129E-4,1.043458781362036E-6,3.5365921563553494E-5,1.2054385717343592E-3]
[2004,7,26,3,7.3202916460177777E-4,4.339129498541805E-4,3.4376654484973099E-4,2.2344489247311912E-6,8.0172213000000685E-5,1.5921153212304212E-3,null,5.3775567543397796E-4,2.7736382447343081E-4,2.2345545866966039E-4,1.043458781362036E-6,3.5365921563553494E-5,1.0749843389219846E-3]
[2004,7,26,6,9.8167495987908754E-4,4.9584000533216006E-4,4.0603566073457351E-4,2.2344489247311912E-6,6.6874315003159882E-6,1.8924725063708683E-3,null,7.2114788130549288E-4,3.1694854982334945E-4,2.6393168900523315E-4,1.043458781362036E-6,2.9499893922325692E-6,1.3060215683076701E-3]
[2004,7,26,9,1.4458732618644347E-3,5.6005991140107301E-4,4.9630393191780694E-4,2.2344489247311912E-6,0,2.5044715541080453E-3,null,1.0621524252367879E-3,3.5799890049987134E-4,3.2260795707949832E-4,1.043458781362036E-6,0,1.7438027415975195E-3]
[2004,7,26,14,1.4797204122032888E-3,5.5086240293638982E-4,5.1430171584570497E-4,2.2344489247311912E-6,0,2.5471189799101141E-3,null,1.087016867901292E-3,3.5211971177261954E-4,3.3430689382275787E-4,1.043458781362036E-6,0,1.7744869322780315E-3]
[2004,7,26,17,1.8044204377043118E-3,5.3851376694772366E-4,4.7642073251759418E-4,2.2344489247311912E-6,0,2.8215893860943607E-3,null,1.3255446342392897E-3,3.4422627391602245E-4,3.0968346076547509E-4,1.043458781362036E-6,0,1.9804978277021493E-3]
[2004,7,26,21,1.8726552854362738E-3,4.4674847919960899E-4,3.6805986818114081E-4,2.2344489247311912E-6,8.0172213000000685E-5,2.7698702947417551E-3,null,1.3756706106410595E-3,2.8556849204462313E-4,2.3924662796451853E-4,1.043458781362036E-6,3.5365921563553494E-5,1.9368951109951166E-3]
[2004,7,26,24,1.0211431881135033E-3,3.93415969473104E-4,3.0114036129576856E-4,2.2344489247311912E-6,8.0172213000000685E-5,1.7981061808071078E-3,null,7.5014162193593153E-4,2.5147753239135399E-4,1.9574754601762659E-4,1.043458781362036E-6,3.5365921563553494E-5,1.2337760806898277E-3]
[2004,7,27,1,8.205421021734694E-4,3.9100475467097011E-4,2.8900663064240133E-4,2.2344489247311912E-6,8.0172213000000685E-5,1.5829601494115728E-3,null,{"$f":"E4995*T$5","v":6.0277813195646355E-4},{"$f":"F4995*U$5","v":2.4993624684232498E-4},{"$f":"G4995*V$5","v":1.8786036679921983E-4},{"$f":"H4995*W$5","v":1.043458781362036E-6},{"$f":"I4995*X$5","v":3.5365921563553494E-5},{"$f":"SUM(L4995:P4995)","v":1.0769841259429239E-3}]
[2004,7,27,6,9.2521166566049179E-4,4.9140183002264299E-4,3.7547883252657312E-4,2.2344489247311912E-6,8.0236350770400704E-6,1.8023504122114792E-3,null,6.7966940150166421E-4,3.1411159997443412E-4,2.4406911027264163E-4,1.043458781362036E-6,3.5394214300804342E-6,1.2424329919601825E-3]
[2004,7,27,8,1.2662865992722169E-3,5.2821444945269982E-4,4.7512711540730263E-4,2.2344489247311912E-6,0,2.2718626130569502E-3,null,9.302263330656543E-4,3.3764279192765147E-4,3.088425825326922E-4,1.043458781362036E-6,0,1.5777551663073599E-3]
[2004,7,27,12,1.3815613613659614E-3,5.6020028143987342E-4,5.0413941318265152E-4,2.2344489247311912E-6,0,2.4481355049132173E-3,null,1.0149082836597059E-3,3.5808862718541103E-4,3.2770118411442906E-4,1.043458781362036E-6,0,1.701741553740908E-3]
[2004,7,27,15,1.3377482038237349E-3,5.4037738860431234E-4,4.941829576048019E-4,2.2344489247311912E-6,0,2.3745429989575802E-3,null,9.8272271610812863E-4,3.4541752951283434E-4,3.2122927932554097E-4,1.043458781362036E-6,0,1.6504129837278661E-3]
[2004,7,27,19,1.5784809016865041E-3,4.4527172573916447E-4,3.6777632308571801E-4,2.2344489247311912E-6,0,2.3937633994361176E-3,null,1.1595672747653791E-3,2.8462452854288641E-4,2.3906231771007264E-4,1.043458781362036E-6,0,1.6842975797997002E-3]
[2004,7,27,22,1.3910303694875444E-3,4.0903357285456576E-4,3.0074188025178318E-4,2.2344489247311912E-6,8.0172213000000685E-5,2.1832124845186252E-3,null,1.0218643082340571E-3,2.6146054443201134E-4,1.9548852498783487E-4,1.043458781362036E-6,3.5365921563553494E-5,1.515222757998819E-3]
[2004,7,27,23,1.1093621344615387E-3,3.9337501048156918E-4,2.9295746505431336E-4,2.2344489247311912E-6,8.0172213000000685E-5,1.8781012719221533E-3,null,8.1494810967371045E-4,2.5145135077464379E-4,1.904284919669193E-4,1.043458781362036E-6,3.5365921563553494E-5,1.2932373327601892E-3]
[2004,7,28,3,8.462806401845932E-4,4.7394013488998672E-4,3.5391758374705729E-4,2.2344489247311912E-6,8.0172213000000685E-5,1.7565450207463692E-3,null,6.2168590990050831E-4,3.0294981615256334E-4,2.300538466942052E-4,1.043458781362036E-6,3.5365921563553494E-5,1.1910989530921924E-3]
[2004,7,28,6,1.0841077894589426E-3,5.2633553540566561E-4,4.1273255847709835E-4,2.2344489247311912E-6,9.3598386537641509E-6,2.0347701709202016E-3,null,7.9639602457761782E-4,3.3644176119990436E-4,2.6828481288869265E-4,1.043458781362036E-6,4.1288534679282992E-6,1.4062949109155053E-3]
[2004,7,28,9,1.6614469826331381E-3,6.266900877677958E-4,5.6544388658187335E-4,2.2344489247311912E-6,0,2.8558154059075379E-3,null,1.2205149569821635E-3,4.0058993298374638E-4,3.6755037661776938E-4,1.043458781362036E-6,0,1.9896987253650413E-3]
[2004,7,28,13,1.6550470124167926E-3,6.1268409542816499E-4,5.6461246162857394E-4,2.2344489247311912E-6,0,2.8345780183982624E-3,null,1.2158134772148642E-3,3.9163708748288944E-4,3.6700993297346385E-4,1.043458781362036E-6,0,1.9755039564525794E-3]
[2004,7,28,16,1.8121180008700635E-3,6.1029754318992087E-4,5.5393925172632407E-4,2.2344489247311912E-6,0,2.9785892447110394E-3,null,1.331199338286015E-3,3.9011156662363073E-4,3.6007212285227432E-4,1.043458781362036E-6,0,2.0824264865432819E-3]
[2004,7,28,20,1.9370461200831776E-3,4.9560721368058799E-4,4.0581210756021217E-4,2.2344489247311912E-6,1.4698239023276055E-5,2.8553981292719849E-3,null,1.4229727380038948E-3,3.1679974582289909E-4,2.6378637475676318E-4,1.043458781362036E-6,6.4837522748628335E-6,2.0110860696397818E-3]
[2004,7,28,24,1.1247505156543535E-3,4.4576449104984783E-4,3.3276288159462365E-4,2.2344489247311912E-6,8.0172213000000685E-5,1.985684550223557E-3,null,8.2625256272330901E-4,2.849395117006486E-4,2.1630284694360859E-4,1.043458781362036E-6,3.5365921563553494E-5,1.3639043017124818E-3]
[2004,7,29,3,1.0684570570400889E-3,5.2467598400503842E-4,3.9455430857053938E-4,2.2344489247311912E-6,8.0172213000000685E-5,2.0700940115403986E-3,null,7.8489884579032788E-4,3.3538095044617394E-4,2.56468569477172E-4,1.043458781362036E-6,3.5365921563553494E-5,1.4131577460585892E-3]
[2004,7,29,4,1.0390304744307083E-3,5.2192721654661641E-4,3.9402451551648197E-4,2.2344489247311912E-6,8.0172213000000685E-5,2.0373888684185387E-3,null,7.6328179476008705E-4,3.3362389605286246E-4,2.5612419288885055E-4,1.043458781362036E-6,3.5365921563553494E-5,1.3894392640467156E-3]
[2004,7,29,7,1.2777259267130051E-3,5.3652321431338205E-4,4.757886557568363E-4,2.2344489247311912E-6,0,2.2922722457079546E-3,null,9.3862977319058151E-4,3.4295388208797911E-4,3.0927259762417864E-4,1.043458781362036E-6,0,1.5918997116841013E-3]
[2004,7,29,10,1.5858049930277266E-3,5.8889558041640101E-4,5.7222035328572079E-4,2.2344489247311912E-6,0,2.7491553756545791E-3,null,1.164947622812416E-3,3.7643110318483192E-4,3.7195522199366199E-4,1.043458781362036E-6,0,1.914377406772272E-3]
[2004,7,29,14,1.6364062881437645E-3,5.7060246306506939E-4,5.6383451809713804E-4,2.2344489247311912E-6,0,2.7730777182307029E-3,null,1.2021198216110279E-3,3.6473786150626088E-4,3.6650425337421112E-4,1.043458781362036E-6,0,1.9344053952728619E-3]
[2004,7,29,17,1.8992319028839446E-3,5.6699163985645448E-4,5.2677086917447737E-4,2.2344489247311912E-6,0,2.9952288608396074E-3,null,{"$f":"E5059*T$5","v":1.3951940498118161E-3},{"$f":"F5059*U$5","v":3.6242976783222922E-4},{"$f":"G5059*V$5","v":3.4241210480982797E-4},{"$f":"H5059*W$5","v":1.043458781362036E-6},{"$f":"I5059*X$5","v":0},{"$f":"SUM(L5059:P5059)","v":2.1010793812352353E-3}]
[2004,7,29,22,1.6602004183648043E-3,4.616409235440311E-4,3.7934285195213461E-4,2.2344489247311912E-6,8.0172213000000685E-5,2.583590855785702E-3,null,1.2195992188633765E-3,2.9508797128697986E-4,2.465808038797806E-4,1.043458781362036E-6,3.5365921563553494E-5,1.7976773743750524E-3]
[2004,7,30,1,9.7963798835599795E-4,3.9351849999507137E-4,3.0682793876547011E-4,2.2344489247311912E-6,8.0172213000000685E-5,1.7623910890412714E-3,null,7.1965150240392995E-4,2.5154307147634255E-4,1.9944459057083329E-4,1.043458781362036E-6,3.5365921563553494E-5,1.2070485447960213E-3]
[2004,7,30,4,7.9699972715041969E-4,4.4831717820337453E-4,3.3744679265389167E-4,2.2344489247311912E-6,8.0172213000000685E-5,1.665170359932418E-3,null,5.8548367649753782E-4,2.8657122855036305E-4,2.1934748729560721E-4,1.043458781362036E-6,3.5365921563553494E-5,1.1278117726884237E-3]
[2004,7,30,5,8.1559114336097614E-4,4.7165635479624863E-4,3.5247002026196882E-4,2.2344489247311912E-6,8.0172213000000685E-5,1.7221241803439256E-3,null,5.9914110992373285E-4,3.0148998882713237E-4,2.2911290009145976E-4,1.043458781362036E-6,3.5365921563553494E-5,1.1661533791872405E-3]
[2004,7,30,8,1.3754798108594336E-3,5.1710850660813322E-4,4.855786174189323E-4,2.2344489247311912E-6,0,2.3804013838112301E-3,null,1.0104407180783501E-3,3.3054370262232532E-4,3.1563627787851609E-4,1.043458781362036E-6,0,1.6576641573605537E-3]
[2004,7,30,14,1.4571427865011869E-3,5.5659214176009158E-4,5.1915346609426459E-4,2.2344489247311912E-6,0,2.5351228432802736E-3,null,1.0704311265862802E-3,3.5578224886424097E-4,3.3746063316530045E-4,1.043458781362036E-6,0,1.764717467397184E-3]
[2004,7,30,16,1.507303124699641E-3,5.6141192749406543E-4,5.166955552552159E-4,2.2344489247311912E-6,0,2.5876450563736535E-3,null,1.1072793941858099E-3,3.5886312995978497E-4,3.3586293960803811E-4,1.043458781362036E-6,0,1.803048922534995E-3]
[2004,7,30,19,1.5149195335054755E-3,4.9551282618972669E-4,4.2425082932567696E-4,2.2344489247311912E-6,0,2.4369176379456098E-3,null,1.1128744814580375E-3,3.1673941188850845E-4,2.7577193033543425E-4,1.043458781362036E-6,0,1.7064292824633424E-3]
[2004,7,30,23,1.2059571524360654E-3,4.3937619343755531E-4,3.3041605113916152E-4,2.2344489247311912E-6,8.0172213000000685E-5,2.0581560589375139E-3,null,8.8590774030906439E-4,2.8085601371282548E-4,2.1477735796365433E-4,1.043458781362036E-6,3.5365921563553494E-5,1.4179504923304599E-3]
[2004,7,31,2,8.4762511720434287E-4,4.1844488568389305E-4,3.2867187694364937E-4,2.2344489247311912E-6,8.0172213000000685E-5,1.6771485417566173E-3,null,6.2267357566960955E-4,2.6747640019417587E-4,2.1364360818288867E-4,1.043458781362036E-6,3.5365921563553494E-5,1.1402029643915897E-3]
[2004,7,31,5,7.1494913328591007E-4,4.3703309656487727E-4,3.2987058856655954E-4,2.2344489247311912E-6,8.0172213000000685E-5,1.564259480342079E-3,null,5.2520851990951951E-4,2.7935827019091375E-4,2.1442279585988361E-4,1.043458781362036E-6,3.5365921563553494E-5,1.0553989663052324E-3]
[2004,7,31,6,8.5774391320151398E-4,4.7379907373768903E-4,3.6543201046877261E-4,2.2344489247311912E-6,1.4704652800316055E-5,1.7139140991330229E-3,null,6.3010694067631328E-4,3.0285964769665742E-4,2.3753846537792207E-4,1.043458781362036E-6,6.4865815485879174E-6,1.1780350940808427E-3]
[2004,7,31,11,1.586679683817735E-3,5.5980265986907678E-4,4.855553339165095E-4,2.2344489247311912E-6,0,2.6342721265280519E-3,null,1.165590179092032E-3,3.5783446136803602E-4,3.1562114311397524E-4,1.043458781362036E-6,0,1.8400892423554053E-3]
[2004,7,31,14,1.4802445078194082E-3,5.1646554699344253E-4,4.5774167629112294E-4,2.2344489247311912E-6,0,2.4566861800287051E-3,null,1.0874018735891346E-3,3.3013271295775665E-4,2.9754168275031935E-4,1.043458781362036E-6,0,1.7161197280785726E-3]
[2004,7,31,17,1.5838088294143978E-3,5.3066857568413912E-4,4.2852923385957328E-4,2.2344489247311912E-6,0,2.5452410878828409E-3,null,1.163481221794437E-3,3.3921150712161219E-4,2.785529829475029E-4,1.043458781362036E-6,0,1.7822891706449143E-3]
[2004,7,31,20,1.5359566583221023E-3,4.6065562681052707E-4,3.7151228639571807E-4,2.2344489247311912E-6,2.0043053250000171E-5,2.3904020737030786E-3,null,1.1283285559840275E-3,2.9445815447617094E-4,2.4149077215834949E-4,1.043458781362036E-6,8.8414803908883734E-6,1.6741624217907986E-3]
[2004,7,31,24,1.0598880950897335E-3,4.2116807478595881E-4,3.1909730808988597E-4,2.2344489247311912E-6,8.0172213000000685E-5,1.8825601398903104E-3,null,7.7860400380286667E-4,2.692171045091016E-4,2.0741993776808094E-4,1.043458781362036E-6,3.5365921563553494E-5,1.2916504264249649E-3]
[2004,8,1,3,6.2788463313992655E-4,4.6081201429409873E-4,3.3476688193739162E-4,2.2344489247311912E-6,8.0172213000000752E-5,1.5058701912961489E-3,null,4.6125009947172899E-4,2.9455811975851104E-4,2.1760548916541968E-4,1.043458781362036E-6,3.5365921563553521E-5,1.0098230887405752E-3]
[2004,8,1,4,6.1663086131274797E-4,4.5456761256165891E-4,3.2991857873331811E-4,2.2344489247311912E-6,8.0172213000000752E-5,1.4835237145324569E-3,null,4.5298297028788503E-4,2.9056660222800159E-4,2.144539904740348E-4,1.043458781362036E-6,3.5365921563553521E-5,9.9441294333483697E-4]
[2004,8,1,8,9.586479534770822E-4,5.5184334806490686E-4,4.9664968835710119E-4,2.2344489247311912E-6,0,2.0093754388238209E-3,null,7.0423202059976652E-4,3.5274674697065983E-4,3.2283270601126031E-4,1.043458781362036E-6,0,1.3808549323630489E-3]
[2004,8,1,11,1.2978486649609651E-3,5.4211299792144305E-4,5.2345191401753546E-4,2.2344489247311912E-6,0,2.3656480258246746E-3,null,9.5341213053559183E-4,3.4652695765539812E-4,3.4025471440052367E-4,1.043458781362036E-6,0,1.6412372613728759E-3]
[2004,8,1,15,1.2291187999217933E-3,4.8577513449723467E-4,4.7111679572119048E-4,2.2344489247311912E-6,0,2.1882451790649496E-3,null,9.0292250965179539E-4,3.1051492974230746E-4,3.0623579069009486E-4,1.043458781362036E-6,0,1.5207166888655599E-3]
[2004,8,1,18,1.4431822336605196E-3,4.978135698650132E-4,4.4520419605242678E-4,2.2344489247311912E-6,0,2.3884344485026908E-3,null,1.0601755699974267E-3,3.1821008259590492E-4,2.8939205783983169E-4,1.043458781362036E-6,0,1.6688211692145254E-3]
[2004,8,1,21,1.5019035737875717E-3,4.9062943184298056E-4,4.234181959880518E-4,2.2344489247311912E-6,8.0172213000000752E-5,2.4983578635433359E-3,null,1.1033128320757611E-3,3.1361787119035545E-4,2.7523070121599212E-4,1.043458781362036E-6,3.5365921563553521E-5,1.7285707848270244E-3]
[2004,8,2,1,7.536613013376756E-4,4.2115067794027582E-4,3.233012119971578E-4,2.2344489247311912E-6,8.0172213000000752E-5,1.5805198531998411E-3,null,5.5364685144719203E-4,2.6920598417804435E-4,2.1015256341149028E-4,1.043458781362036E-6,3.5365921563553521E-5,1.0694147793816422E-3]
[2004,8,2,5,6.1023875091465005E-4,4.778829726901796E-4,3.7222384572800659E-4,2.2344489247311912E-6,8.0172213000000752E-5,1.5427522312575683E-3,null,4.482872644187785E-4,3.0547013865482424E-4,2.4195330063690376E-4,1.043458781362036E-6,3.5365921563553521E-5,1.032120084055422E-3]
[2004,8,2,6,8.0190500390890619E-4,5.1831549085252105E-4,4.2298208993857365E-4,2.2344489247311912E-6,1.7377059953764233E-5,1.7628140935784962E-3,null,5.8908714005337229E-4,3.3131522549624531E-4,2.7494722314410079E-4,1.043458781362036E-6,7.6654456242836542E-6,1.2040584930993641E-3]
[2004,8,2,9,1.2003303366556466E-3,5.8293647457411724E-4,5.4738203657319837E-4,2.2344489247311912E-6,0,2.3328832967276932E-3,null,8.8177422723764492E-4,3.726219511707857E-4,3.5580979557933435E-4,1.043458781362036E-6,0,1.6112494327691271E-3]
[2004,8,2,12,1.2888049859909501E-3,5.9222031326578936E-4,5.6704841614344426E-4,2.2344489247311912E-6,0,2.4503081643249148E-3,null,9.4676855685287638E-4,3.7855632350556375E-4,3.6859335445985867E-4,1.043458781362036E-6,0,1.694961693599661E-3]
[2004,8,2,16,1.382987498086425E-3,5.862333978895114E-4,5.620134223992203E-4,2.2344489247311912E-6,0,2.5334687672998878E-3,null,1.0159559374315215E-3,3.747293952101043E-4,3.6532050300479274E-4,1.043458781362036E-6,0,1.7570492944277807E-3]
[2004,8,2,18,1.5419383280971843E-3,5.4071449036136238E-4,4.6805800269270406E-4,2.2344489247311912E-6,0,2.5529452700759816E-3,null,1.1327227482179831E-3,3.4563301013539597E-4,3.0424751111665708E-4,1.043458781362036E-6,0,1.7836467282513983E-3]
[2004,8,2,23,1.0914324537538789E-3,4.1383535813429803E-4,3.0379687557073782E-4,2.2344489247311912E-6,8.0172213000000752E-5,1.8914713493836468E-3,null,8.0177679352197179E-4,2.6452991936063314E-4,1.9747433597048613E-4,1.043458781362036E-6,3.5365921563553521E-5,1.3001904291980067E-3]
[2004,8,3,3,6.2402456691151235E-4,4.6828384973874725E-4,3.4072925179258316E-4,2.2344489247311912E-6,8.0172213000000752E-5,1.5154443303675748E-3,null,4.5841445763905695E-4,2.9933423177697072E-4,2.2148115452818025E-4,1.043458781362036E-6,3.5365921563553521E-5,1.0156392242891236E-3]
[2004,8,3,6,9.0828797413801496E-4,5.4723410424562652E-4,4.3241586697172999E-4,2.2344489247311912E-6,1.8713263450316103E-5,1.9088856577304187E-3,null,6.6723709469534097E-4,3.4980044750189371E-4,2.810793759248571E-4,1.043458781362036E-6,8.2548776267655987E-6,1.3074152545302195E-3]
[2004,8,3,7,1.0615294858569043E-3,5.578846612922443E-4,4.9766721721983872E-4,2.2344489247311912E-6,0,2.119315813293718E-3,null,7.7980978527078288E-4,3.5660844720832122E-4,3.2349412109698955E-4,1.043458781362036E-6,0,1.4609558123574557E-3]
[2004,8,3,10,1.2691561654930355E-3,6.0412893994609784E-4,5.9347096178731734E-4,2.2344489247311912E-6,0,2.4689905161511816E-3,null,9.3233434405196286E-4,3.8616850065166346E-4,3.8576856288118018E-4,1.043458781362036E-6,0,1.7053148663661686E-3]
[2004,8,3,13,1.1888428291464981E-3,5.7783682422977262E-4,5.7323403902976992E-4,2.2344489247311912E-6,0,2.3421481413307718E-3,null,8.7333539357041588E-4,3.6936217631626707E-4,3.7261413897170129E-4,1.043458781362036E-6,0,1.6163551676397464E-3]
[2004,8,3,19,1.4415610614221474E-3,4.8915767809322712E-4,4.2677335967563853E-4,2.2344489247311912E-6,0,2.3597265481157441E-3,null,1.0589846412555166E-3,3.1267710358051138E-4,2.7741162792905904E-4,1.043458781362036E-6,0,1.6501168315464492E-3]
[2004,8,3,21,1.5385116122903376E-3,5.1732988239623103E-4,4.1878888803630087E-4,2.2344489247311912E-6,8.0172213000000752E-5,2.5570370446476014E-3,null,1.1302054497791517E-3,3.3068520942744202E-4,2.7222155402822901E-4,1.043458781362036E-6,3.5365921563553521E-5,1.7695215935797383E-3]
[2004,8,4,1,7.7103203772569632E-4,4.3095085033408753E-4,3.1066361810901122E-4,2.2344489247311912E-6,8.0172213000000752E-5,1.5950531680935271E-3,null,{"$f":"E5187*T$5","v":5.6640756171780985E-4},{"$f":"F5187*U$5","v":2.7547040494852381E-4},{"$f":"G5187*V$5","v":2.0193786253071928E-4},{"$f":"H5187*W$5","v":1.043458781362036E-6},{"$f":"I5187*X$5","v":3.5365921563553521E-5},{"$f":"SUM(L5187:P5187)","v":1.0802252095419686E-3}]
[2004,8,4,4,6.4271954250586395E-4,4.7716275476299038E-4,3.4097446978663935E-4,2.2344489247311912E-6,8.0172213000000752E-5,1.5432634289802257E-3,null,4.7214796678610204E-4,3.0500976428985853E-4,2.2164055136349428E-4,1.043458781362036E-6,3.5365921563553521E-5,1.0352076627843704E-3]
[2004,8,4,7,1.0765356958682439E-3,5.6261445162946388E-4,4.9387266401604464E-4,2.2344489247311912E-6,0,2.1352572604384835E-3,null,7.9083349168928598E-4,3.5963180186351083E-4,3.2102758198984384E-4,1.043458781362036E-6,0,1.4725363343240029E-3]
[2004,8,4,8,1.2079212158954615E-3,5.8550754668399232E-4,5.4706304929053268E-4,2.2344489247311912E-6,0,2.3427262607947173E-3,null,8.8735056024476634E-4,3.7426541996707667E-4,3.556024471603979E-4,1.043458781362036E-6,0,1.6182618861536029E-3]
[2004,8,4,12,1.2314773469941451E-3,5.9313829600225764E-4,5.6787258541767817E-4,2.2344489247311912E-6,0,2.3947226773388119E-3,null,9.0465512104935541E-4,3.791431121752105E-4,3.6912908176071012E-4,1.043458781362036E-6,0,1.6539707737666383E-3]
[2004,8,4,15,1.1899692013896735E-3,5.7139188339973214E-4,5.5512069962394123E-4,2.2344489247311912E-6,0,2.3187162333380778E-3,null,8.7416283746979712E-4,3.6524247111335541E-4,3.6084008874602281E-4,1.043458781362036E-6,0,1.6012888561105375E-3]
[2004,8,4,19,1.4576397537574386E-3,4.9455394279313556E-4,4.2304837445357804E-4,2.2344489247311912E-6,0,2.3774765199288833E-3,null,1.0707962035196557E-3,3.1612647888848628E-4,2.7499030946801715E-4,1.043458781362036E-6,0,1.6629564506575212E-3]
[2004,8,4,22,1.3230181233222942E-3,4.6716451612808325E-4,3.4812371962596118E-4,2.2344489247311912E-6,8.0172213000000752E-5,2.2207130210010707E-3,null,9.7190185708735698E-4,2.9861873653484961E-4,2.2628771359008029E-4,1.043458781362036E-6,3.5365921563553521E-5,1.5332176875572025E-3]
[2004,8,5,2,7.3416910938736148E-4,4.5361472978430994E-4,3.4752554398020876E-4,2.2344489247311912E-6,8.0172213000000752E-5,1.6177160450766121E-3,null,5.3932769948603738E-4,2.8995750491599652E-4,2.2589888688402297E-4,1.043458781362036E-6,3.5365921563553521E-5,1.0915934716309724E-3]
[2004,8,5,5,7.0056443949067322E-4,5.0207003876418974E-4,3.9296278917835088E-4,2.2344489247311912E-6,8.0172213000000752E-5,1.6780039293579458E-3,null,5.1464138528999016E-4,3.2093088291547259E-4,2.5543404851784303E-4,1.043458781362036E-6,3.5365921563553521E-5,1.1274156970682214E-3]
[2004,8,5,9,1.2729073512782949E-3,5.9442746260622158E-4,5.8340419656495337E-4,2.2344489247311912E-6,0,2.4529734593742008E-3,null,9.3509000126232528E-4,3.7996716727607585E-4,3.7922495451153378E-4,1.043458781362036E-6,0,1.695325581831297E-3]
[2004,8,5,10,1.3082222624817863E-3,6.0960778547747838E-4,6.1363148790829971E-4,2.2344489247311912E-6,0,2.5336959847922953E-3,null,9.6103267519589107E-4,3.8967066289594208E-4,3.9887332737580263E-4,1.043458781362036E-6,0,1.7506201242489978E-3]
[2004,8,5,13,1.3007184066747559E-3,6.0087980082929471E-4,6.0466783402643974E-4,2.2344489247311912E-6,0,2.5085004904552215E-3,null,9.5552027044072815E-4,3.840916010062724E-4,3.930467644960359E-4,1.043458781362036E-6,0,1.7337020947243986E-3]
[2004,8,5,16,1.4183631053575863E-3,5.9553020500926405E-4,5.9090873604484011E-4,2.2344489247311912E-6,0,2.6070364953364213E-3,null,1.0419431992810398E-3,3.8067205716336701E-4,3.8410306245050061E-4,1.043458781362036E-6,0,1.8077617776762697E-3]
[2004,8,5,20,1.5742075675994308E-3,4.9089269190651455E-4,4.2663938182961277E-4,2.2344489247311912E-6,2.806027455000026E-5,2.5220343648102894E-3,null,1.15642804238302E-3,3.1378615106786881E-4,2.7732453952128991E-4,1.043458781362036E-6,1.2378072547243731E-5,1.7609602643007846E-3]
[2004,8,5,23,1.0786278069552741E-3,4.4378959586680597E-4,3.5011898949587739E-4,2.2344489247311912E-6,8.0172213000000752E-5,1.9549430542426891E-3,null,7.9237037664563995E-4,2.8367712835604755E-4,2.2758468082156806E-4,1.043458781362036E-6,3.5365921563553521E-5,1.3400415661681711E-3]
[2004,8,6,3,7.5946108389666252E-4,4.7951192182302781E-4,3.820836125718322E-4,2.2344489247311912E-6,8.0172213000000752E-5,1.7034632802162546E-3,null,5.5790742758021381E-4,3.0651138796879677E-4,2.4836235572231366E-4,1.043458781362036E-6,3.5365921563553521E-5,1.1491905516162397E-3]
[2004,8,6,6,9.7064011715142229E-4,5.4932852293366498E-4,4.7234604764171355E-4,2.2344489247311912E-6,2.2721874100316137E-5,2.0172710107518484E-3,null,7.1304157954694004E-4,3.5113923210732711E-4,3.0703483020058913E-4,1.043458781362036E-6,1.0023173704943272E-5,1.3822822743411616E-3]
[2004,8,6,10,1.4853638825662132E-3,6.4292313563401183E-4,6.5014819077116885E-4,2.2344489247311912E-6,0,2.7806696578961251E-3,null,1.091162615589442E-3,4.109663465951563E-4,4.2260994953865154E-4,1.043458781362036E-6,0,1.9257823705046118E-3]
[2004,8,6,11,1.4758961574556644E-3,6.6059268518905317E-4,6.692957636925005E-4,2.2344489247311912E-6,0,2.8080190552619492E-3,null,1.0842075335273549E-3,4.22260994157429E-4,4.3505627322444601E-4,1.043458781362036E-6,0,1.9425682596905919E-3]
[2004,8,6,14,1.3871911508436066E-3,6.0904484530631615E-4,6.2529551409471428E-4,2.2344489247311912E-6,0,2.6237659591693682E-3,null,1.0190439812377515E-3,3.8931082288914867E-4,4.0645518884681781E-4,1.043458781362036E-6,0,1.81585345175508E-3]
[2004,8,6,18,1.4966650470794641E-3,5.843176568401078E-4,5.5781911218581097E-4,2.2344489247311912E-6,0,{"$f":"SUM(E5252:I5252)","v":2.6410362650301136E-3},null,1.0994645598969748E-3,3.7350482409660815E-4,3.6259411346345466E-4,1.043458781362036E-6,0,1.8366069562383998E-3]
[2004,8,6,21,1.488850123318628E-3,5.3607820828559694E-4,4.7005611414882608E-4,2.2344489247311912E-6,8.0172213000000752E-5,2.577391107677783E-3,null,1.0937236416266492E-3,3.4266942739765083E-4,3.0554632543873143E-4,1.043458781362036E-6,3.5365921563553521E-5,1.7783487748079469E-3]
[2004,8,6,23,1.1606351315590104E-3,4.8989210020560642E-4,3.9718757415382417E-4,2.2344489247311912E-6,8.0172213000000752E-5,2.1301214678431726E-3,null,8.5261374721791211E-4,3.1314655747889311E-4,2.5818024729320013E-4,1.043458781362036E-6,3.5365921563553521E-5,1.4603499323349207E-3]
[2004,8,7,5,6.7214917758141185E-4,4.7418179243656863E-4,3.8046566786801737E-4,2.2344489247311912E-6,8.0172213000000752E-5,1.6092032998107299E-3,null,4.9376726018739159E-4,3.0310428736932544E-4,2.4731065775661685E-4,1.043458781362036E-6,3.5365921563553521E-5,1.0805915856582494E-3]
[2004,8,7,8,1.1729344411087732E-3,5.8821264137803224E-4,5.4920191139453561E-4,2.2344489247311912E-6,0,2.3125834428060722E-3,null,8.6164893848368943E-4,3.7599455805837782E-4,3.5699275235338883E-4,1.043458781362036E-6,0,1.5956797076768182E-3]
[2004,8,7,11,1.5059917667054144E-3,6.1768068053482902E-4,5.840521840221255E-4,2.2344489247311912E-6,0,2.7099590801870996E-3,null,1.1063160579718699E-3,3.9483098145391991E-4,3.7964615993894927E-4,1.043458781362036E-6,0,1.8818366581461012E-3]
[2004,8,7,12,1.518769092163981E-3,5.7920409559061891E-4,5.4466523429209457E-4,2.2344489247311912E-6,0,2.6448728709714256E-3,null,1.1157024043286425E-3,3.7023615717778492E-4,3.5404381715899624E-4,1.043458781362036E-6,0,1.8410258374467858E-3]
[2004,8,7,15,1.3748255045712464E-3,5.7198856255661441E-4,5.3604674073319525E-4,2.2344489247311912E-6,0,2.4850952567857872E-3,null,1.0099600583765795E-3,3.6562387759820925E-4,3.4844161572288149E-4,1.043458781362036E-6,0,1.7250690104790322E-3]
[2004,8,7,20,1.4611440095933506E-3,5.1510554865562925E-4,4.4852965319111906E-4,2.2344489247311912E-6,3.2068885200000301E-5,2.4590825455648303E-3,null,1.0733704636107266E-3,3.2926338112430903E-4,2.9155367467353959E-4,1.043458781362036E-6,1.414636862542141E-5,1.7093773468153588E-3]
[2004,8,7,23,1.2328432428866424E-3,4.5465777211929718E-4,3.6874910248932088E-4,2.2344489247311912E-6,8.0172213000000752E-5,2.1386567794199922E-3,null,9.0565852132868979E-4,2.9062423360251528E-4,2.3969464470952368E-4,1.043458781362036E-6,3.5365921563553521E-5,1.4723867799856444E-3]
[2004,8,8,2,8.4308018894408809E-4,4.9568937979722135E-4,4.0658134645674376E-4,2.2344489247311912E-6,8.0172213000000752E-5,1.8277575771227851E-3,null,6.1933482759155749E-4,3.1685226766710588E-4,2.6428639616089995E-4,1.043458781362036E-6,3.5365921563553521E-5,1.2368828717644789E-3]
[2004,8,8,6,8.1180261613990909E-4,5.0693104306176971E-4,4.3634433752000291E-4,2.2344489247311912E-6,2.5394281253764308E-5,1.7827067269001772E-3,null,5.9635802133494256E-4,3.2403811155018301E-4,2.8363296411249852E-4,1.043458781362036E-6,1.1202037780639007E-5,1.2162745935596251E-3]
[2004,8,8,9,1.3702711149996762E-3,6.1636440070639157E-4,6.2996285463224862E-4,2.2344489247311912E-6,0,2.6188328192630474E-3,null,1.0066143599281009E-3,3.9398959516338551E-4,4.0948905801241136E-4,1.043458781362036E-6,0,1.8111364718852599E-3]
[2004,8,8,10,1.4743487601663876E-3,6.221336152161999E-4,6.4063266920599187E-4,2.2344489247311912E-6,0,2.7393494935133104E-3,null,1.083070800573672E-3,3.9767736572009693E-4,4.1642466109891366E-4,1.043458781362036E-6,0,1.8982162861740446E-3]
[2004,8,8,13,1.468163366492691E-3,5.7133236931256157E-4,6.0774629694303943E-4,2.2344489247311912E-6,0,2.6494764816730226E-3,null,1.0785269508014662E-3,3.6520442879442206E-4,3.9504782990898066E-4,1.043458781362036E-6,0,1.8398226682862311E-3]
[2004,8,8,17,1.7363859246967651E-3,5.412107882086317E-4,5.3767085128377965E-4,2.2344489247311912E-6,0,2.8175020131139075E-3,null,1.2755658256557579E-3,3.459502513448201E-4,3.4949732161819984E-4,1.043458781362036E-6,0,1.9720568574001398E-3]
[2004,8,8,21,1.7768181669115153E-3,5.474842896329063E-4,5.1432982163560634E-4,2.2344489247311912E-6,8.0172213000000752E-5,2.9210389401047596E-3,null,1.3052677402418129E-3,3.4996036984545734E-4,3.3432516317522329E-4,1.043458781362036E-6,3.5365921563553521E-5,2.0259626536074092E-3]
[2004,8,8,24,1.0228789947212588E-3,4.6226919847720539E-4,4.0667473408248712E-4,2.2344489247311912E-6,8.0172213000000752E-5,1.974229589205683E-3,null,7.5141676218978208E-4,2.9548957427749802E-4,2.6434710007481243E-4,1.043458781362036E-6,3.5365921563553521E-5,1.347662816887008E-3]
[2004,8,9,3,6.1374419833464151E-4,4.5555135216036305E-4,3.5236497781920178E-4,2.2344489247311912E-6,8.0172213000000752E-5,1.5040671902389385E-3,null,4.5086239985899185E-4,2.911954236943216E-4,2.2904462030222503E-4,1.043458781362036E-6,3.5365921563553521E-5,1.007511824200454E-3]
[2004,8,9,7,1.0125947690378674E-3,5.3335792413454583E-4,4.7550782843852482E-4,2.2344489247311912E-6,0,2.0236949705356691E-3,null,7.4386187094211418E-4,3.4093057997204725E-4,3.090900539818132E-4,1.043458781362036E-6,0,1.3949259636773369E-3]
[2004,8,9,10,1.2918680502236372E-3,5.9009685804877214E-4,5.8429350656931476E-4,2.2344489247311912E-6,0,{"$f":"SUM(E5316:I5316)","v":2.4684928637664551E-3},null,9.4901871334253265E-4,3.7719897830467065E-4,3.7980302465216064E-4,1.043458781362036E-6,0,1.7070641750807261E-3]
[2004,8,9,14,1.2507667164972664E-3,5.7347717609343288E-4,5.7977849639601368E-4,2.2344489247311912E-6,0,2.4062568379114441E-3,null,9.1882527768715741E-4,3.6657542224299031E-4,3.768681734157956E-4,1.043458781362036E-6,0,1.6633123321273054E-3]
[2004,8,9,15,1.2873370592280913E-3,5.7304375438319737E-4,5.7060534696284416E-4,2.2344489247311912E-6,0,2.4332206094988635E-3,null,9.4569020371338352E-4,3.6629837242642887E-4,3.7090543403715635E-4,1.043458781362036E-6,0,1.6839374689583309E-3]
[2004,8,9,18,1.5761758981609618E-3,5.3472118119717851E-4,4.760190699948303E-4,2.2344489247311912E-6,0,2.5891505982777018E-3,null,1.1578739969730523E-3,3.418019948324686E-4,3.0942237170780121E-4,1.043458781362036E-6,0,1.8101418222946843E-3]
[2004,8,9,22,1.3832118680246982E-3,4.6269468689213268E-4,3.6878193698991978E-4,2.2344489247311912E-6,8.0172213000000752E-5,2.2970951538314826E-3,null,1.0161207617493736E-3,2.9576155300980604E-4,2.3971598782304487E-4,1.043458781362036E-6,3.5365921563553521E-5,1.58800768292714E-3]
[2004,8,10,1,7.7801540745539924E-4,4.3322486046387979E-4,3.0859775793042347E-4,2.2344489247311912E-6,8.0172213000000752E-5,1.6022446877744345E-3,null,5.7153761238709492E-4,2.7692398716288842E-4,2.0059501011919243E-4,1.043458781362036E-6,3.5365921563553521E-5,1.0854659900140914E-3]
[2004,8,10,4,6.495372893182195E-4,4.7938465373910323E-4,3.3889288089766572E-4,2.2344489247311912E-6,8.0172213000000752E-5,1.5502214858797204E-3,null,4.7715634926497573E-4,3.0643003625412086E-4,2.2028747496058077E-4,1.043458781362036E-6,3.5365921563553521E-5,1.040283240824593E-3]
[2004,8,10,7,1.0855978709029723E-3,5.654707473707459E-4,4.9158115357801884E-4,2.2344489247311912E-6,0,2.144884220776468E-3,null,7.9749065275929929E-4,3.6145758998736238E-4,3.1953805218059726E-4,1.043458781362036E-6,0,1.4795297537086212E-3]
[2004,8,10,12,1.2419954667429762E-3,5.9648437433120524E-4,5.6480538175526719E-4,2.2344489247311912E-6,0,2.4055196717541793E-3,null,9.1238183313043083E-4,3.8128197685444274E-4,3.6713533509895481E-4,1.043458781362036E-6,0,1.6618426038651905E-3]
[2004,8,10,13,1.2162912473405046E-3,5.8684073968653212E-4,5.6503872365665751E-4,2.2344489247311912E-6,0,2.3704051596084253E-3,null,8.9349926596686883E-4,3.7511761741836254E-4,3.6728701222514179E-4,1.043458781362036E-6,0,1.6369473543917355E-3]
[2004,8,10,16,1.3313394966168674E-3,5.7411724013471752E-4,5.4808840695343695E-4,2.2344489247311912E-6,0,2.4557795926297529E-3,null,9.7801481806343462E-4,3.6698456101254832E-4,3.5626895113030827E-4,1.043458781362036E-6,0,1.7023117889876534E-3]
[2004,8,10,19,1.4673495427210931E-3,4.9781270146157506E-4,4.2079888003007546E-4,2.2344489247311912E-6,0,2.3881955731374746E-3,null,1.0779291080198635E-3,3.1820952749908452E-4,2.7352809094876495E-4,1.043458781362036E-6,0,1.6707101852490751E-3]
[2004,8,10,23,1.0265820431132095E-3,4.3473663935435653E-4,3.1459012650479927E-4,2.2344489247311912E-6,8.0172213000000752E-5,1.8583154708970973E-3,null,7.541370572073466E-4,2.7789033945765571E-4,2.0449017527812355E-4,1.043458781362036E-6,3.5365921563553521E-5,1.2729269522880414E-3]
[2004,8,11,4,6.5327608121642665E-4,4.8060312329582984E-4,3.3775135224034828E-4,2.2344489247311912E-6,8.0172213000000752E-5,1.5540372186773367E-3,null,4.7990290180652809E-4,3.0720890071615569E-4,2.1954545740963808E-4,1.043458781362036E-6,3.5365921563553521E-5,1.0430666402772375E-3]
[2004,8,11,7,1.0905676471605072E-3,5.670371612319418E-4,4.9032456424274399E-4,2.2344489247311912E-6,0,2.1501638215599239E-3,null,8.0114149826841265E-4,3.6245886579486133E-4,3.1872124277758807E-4,1.043458781362036E-6,0,1.4833650656222242E-3]
[2004,8,11,10,1.3036628466871567E-3,6.1470224255674938E-4,5.8432884127382746E-4,2.2344489247311912E-6,0,2.5049283794424644E-3,null,9.5768328443553911E-4,3.929271181356329E-4,3.7982599295062404E-4,1.043458781362036E-6,0,1.7314798543031581E-3]
[2004,8,11,13,1.221958733599473E-3,5.8869984837591643E-4,5.6334656096693062E-4,2.2344489247311912E-6,0,2.3762395918670511E-3,null,8.9766265596358068E-4,3.7630598825719717E-4,3.661870710131722E-4,1.043458781362036E-6,0,1.641199174015312E-3]
[2004,8,11,14,1.1766658031849377E-3,5.625924331705218E-4,5.4593886918447888E-4,2.2344489247311912E-6,0,2.2874315544646694E-3,null,8.6439003300640309E-4,3.5961772732624883E-4,3.5487170653136031E-4,1.043458781362036E-6,0,1.5799229256453745E-3]
[2004,8,11,17,1.4462313513127943E-3,5.8162663790993453E-4,5.2542730659726187E-4,2.2344489247311912E-6,0,2.5555197447447216E-3,null,1.0624154811947743E-3,3.7178468344983997E-4,3.4153876097680805E-4,1.043458781362036E-6,0,1.7767823844027843E-3]
[2004,8,11,20,1.5580532190454899E-3,4.8676387368144135E-4,3.9619670400136385E-4,2.2344489247311912E-6,3.8749902923276292E-5,2.4819981485763023E-3,null,1.1445609023319181E-3,3.1114694702049766E-4,2.5753616092785334E-4,1.043458781362036E-6,1.7093528743928897E-5,1.7313809978055602E-3]
[2004,8,12,1,7.6517503349518546E-4,4.2904361797109323E-4,3.1239629336606473E-4,2.2344489247311912E-6,8.0172213000000752E-5,1.5890216067570753E-3,null,{"$f":"E5379*T$5","v":5.6210494999371077E-4},{"$f":"F5379*U$5","v":2.7425127271811365E-4},{"$f":"G5379*V$5","v":2.0306413776049681E-4},{"$f":"H5379*W$5","v":1.043458781362036E-6},{"$f":"I5379*X$5","v":3.5365921563553521E-5},{"$f":"SUM(L5379:P5379)","v":1.0758297408172367E-3}]
[2004,8,12,4,6.3700148653518475E-4,4.7529924149918625E-4,3.4272035770469575E-4,2.2344489247311912E-6,8.0172213000000752E-5,1.5374277476637988E-3,null,4.6794742779206531E-4,3.0381857797937993E-4,2.2277541509982919E-4,1.043458781362036E-6,3.5365921563553521E-5,1.0309508012161901E-3]
[2004,8,12,8,1.1995340787127836E-3,5.8291409022476388E-4,5.4918474211466148E-4,2.2344489247311912E-6,0,2.3338673599769396E-3,null,8.811892884830301E-4,3.7260764275075101E-4,3.5698159196164396E-4,1.043458781362036E-6,0,1.6118219819767873E-3]
[2004,8,12,11,1.3004259425917716E-3,6.1121757012984595E-4,5.8984335609414522E-4,2.2344489247311912E-6,0,2.5037213177404936E-3,null,9.5530542350826886E-4,3.9069966197953558E-4,3.834105431547557E-4,1.043458781362036E-6,0,1.7304590874239222E-3]
[2004,8,12,14,1.1526900474373273E-3,5.5460269341566957E-4,5.5345638980845951E-4,2.2344489247311912E-6,0,2.2629835795861877E-3,null,8.4677721189276598E-4,3.5451056291528127E-4,3.5975825248604163E-4,1.043458781362036E-6,0,1.562089486075451E-3]
[2004,8,12,15,1.1815526695904504E-3,5.6853679086273914E-4,5.5762407698188609E-4,2.2344489247311912E-6,0,2.3099479863598065E-3,null,8.6797997213960911E-4,3.6341745209617223E-4,3.6246733649343619E-4,1.043458781362036E-6,0,1.5949082195105798E-3]
[2004,8,12,18,1.4243911477261079E-3,5.223660936592954E-4,4.5519362687374118E-4,2.2344489247311912E-6,0,2.4041853171838756E-3,null,1.0463714572688106E-3,3.339044330464862E-4,2.9588539722805342E-4,1.043458781362036E-6,0,1.6772047463247124E-3]
[2004,8,12,22,1.3152905481146318E-3,4.647661178080498E-4,3.4985224980121985E-4,2.2344489247311912E-6,8.0172213000000752E-5,2.2123155776486332E-3,null,9.6622510590555941E-4,2.9708564347810011E-4,2.2741129442982027E-4,1.043458781362036E-6,3.5365921563553521E-5,1.5271314241583952E-3]
[2004,8,13,2,7.4384794854269335E-4,4.5017454432042724E-4,3.4336473957585328E-4,2.2344489247311912E-6,8.0172213000000752E-5,1.6197938943637059E-3,null,5.4643786795893388E-4,2.8775848551018928E-4,2.2319427682077083E-4,1.043458781362036E-6,3.5365921563553521E-5,1.0938000106348095E-3]
[2004,8,13,5,6.977163492406205E-4,4.9658231238000356E-4,3.767063231228401E-4,2.2344489247311912E-6,8.0172213000000752E-5,1.6534116466681962E-3,null,5.1254915075866906E-4,3.1742304389362929E-4,2.4486700488545636E-4,1.043458781362036E-6,3.5365921563553521E-5,1.1112485798826703E-3]
[2004,8,13,9,1.3415641899555458E-3,5.9328527695277499E-4,5.7321066573373289E-4,2.2344489247311912E-6,0,2.5102945815667849E-3,null,9.8552597627724363E-4,3.7923706465709412E-4,3.7259894583942932E-4,1.043458781362036E-6,0,1.7384054455551292E-3]
[2004,8,13,12,1.3233015918270924E-3,6.1590412193845371E-4,5.9060087602947709E-4,2.2344489247311912E-6,0,2.532041038719754E-3,null,9.7211009578143258E-4,3.9369537790289106E-4,3.8390294698851152E-4,1.043458781362036E-6,0,1.7507518794541972E-3]
[2004,8,13,15,1.2314402016973529E-3,5.979177513172493E-4,5.8362709185788542E-4,2.2344489247311912E-6,0,2.415219493797219E-3,null,9.0462783375653752E-4,3.8219821344727774E-4,3.7936984112328713E-4,1.043458781362036E-6,0,1.6672393471084646E-3]
[2004,8,13,17,1.4286777933323752E-3,5.810725211585424E-4,5.40331980774909E-4,2.2344489247311912E-6,0,2.5523167441905575E-3,null,1.04952046842139E-3,3.7143048350853249E-4,3.512271115582872E-4,1.043458781362036E-6,0,1.7732215222695717E-3]
[2004,8,13,20,1.3726326638551381E-3,5.1164968206597941E-4,4.4008752633285049E-4,2.2344489247311912E-6,4.2758513573276333E-5,2.3693628347519753E-3,null,1.0083491764644476E-3,3.2705433810197623E-4,2.8606611528905534E-4,1.043458781362036E-6,1.8861824822106572E-5,1.6413749134589482E-3]
[2004,8,13,24,8.8415665678539385E-4,4.6524454627257038E-4,3.4304756214928678E-4,2.2344489247311912E-6,8.0172213000000752E-5,1.7748554271319829E-3,null,6.4950999652824842E-4,2.9739146230351425E-4,2.2298810484622903E-4,1.043458781362036E-6,3.5365921563553521E-5,1.2062989440229073E-3]
[2004,8,14,3,7.1000083109712755E-4,4.8414007389318051E-4,3.8376240393292709E-4,2.2344489247311912E-6,8.0172213000000752E-5,1.6603099708479673E-3,null,5.2157344945815603E-4,3.0946977388203944E-4,2.494536052904417E-4,1.043458781362036E-6,3.5365921563553521E-5,1.1169062089755528E-3]
[2004,8,14,6,7.7150093330275674E-4,5.0557171022341037E-4,4.1017054253668275E-4,2.2344489247311912E-6,3.4747706050316253E-5,1.7242253410378972E-3,null,5.6675201692525678E-4,3.2316920511421153E-4,2.6661944883375006E-4,1.043458781362036E-6,1.5328061939476304E-5,1.1729121915940567E-3]
[2004,8,14,10,1.4405636712843122E-3,6.0991691307910446E-4,5.6430357115432094E-4,2.2344489247311912E-6,0,2.6170186044424683E-3,null,1.0582519488531112E-3,3.898682620085432E-4,3.6680914769160033E-4,1.043458781362036E-6,0,1.8159728173346168E-3]
[2004,8,14,12,1.4810861878742764E-3,5.7241981613983931E-4,5.3073086084219775E-4,2.2344489247311912E-6,0,2.5864713137810445E-3,null,1.0880201798647475E-3,3.6589954151467299E-4,3.4498618238571686E-4,1.043458781362036E-6,0,1.7999493625464995E-3]
[2004,8,14,17,1.4687223924083144E-3,5.7924675315758789E-4,5.1035029730124375E-4,2.2344489247311912E-6,0,2.560553891791877E-3,null,{"$f":"E5443*T$5","v":1.0789376166237831E-3},{"$f":"F5443*U$5","v":3.7026342455001067E-4},{"$f":"G5443*V$5","v":3.3173838895665946E-4},{"$f":"H5443*W$5","v":1.043458781362036E-6},{"$f":"I5443*X$5","v":0},{"$f":"SUM(L5443:P5443)","v":1.7819828889118153E-3}]
[2004,8,14,18,1.4352721066994635E-3,5.5969732678510099E-4,4.8809891226932526E-4,2.2344489247311912E-6,0,{"$f":"SUM(E5444:I5444)","v":2.4853027946786206E-3},null,1.0543647145391946E-3,3.5776713084235127E-4,3.1727452235057061E-4,1.043458781362036E-6,0,1.7304498265134785E-3]
[2004,8,14,21,1.3964866858612729E-3,5.2736685968374642E-4,4.4455704505797866E-4,2.2344489247311912E-6,8.0172213000000752E-5,2.4508172525277297E-3,null,1.0258725707990221E-3,3.3710099952440455E-4,2.88971396130717E-4,1.043458781362036E-6,3.5365921563553521E-5,1.6883543467990593E-3]
[2004,8,15,1,7.6532582860113375E-4,4.6046626426049308E-4,3.2128871633138113E-4,2.2344489247311912E-6,8.0172213000000752E-5,1.6294874711177399E-3,null,5.622157255310426E-4,2.9433711102469723E-4,2.0884439905168207E-4,1.043458781362036E-6,3.5365921563553521E-5,1.1018066159523374E-3]
[2004,8,15,4,6.2601270297181759E-4,4.6445801837452077E-4,3.1149499664501293E-4,2.2344489247311912E-6,8.0172213000000752E-5,1.4843723799160833E-3,null,4.5987496153926112E-4,2.9688870158634412E-4,2.0247827600280855E-4,1.043458781362036E-6,3.5365921563553521E-5,9.9565131947332926E-4]
[2004,8,15,9,1.1415526825439921E-3,5.7895787399974514E-4,5.1841800620189434E-4,2.2344489247311912E-6,0,2.2411630116703626E-3,null,8.3859559636378879E-4,3.700787685537864E-4,3.36982568821795E-4,1.043458781362036E-6,0,1.5467003925207323E-3]
[2004,8,15,12,1.2548308038104296E-3,5.5089357619027865E-4,4.9661235219715957E-4,2.2344489247311912E-6,0,2.3045711811225987E-3,null,9.2181079537387647E-4,3.5213963819547185E-4,3.2280843672482243E-4,1.043458781362036E-6,0,1.5978023290755328E-3]
[2004,8,15,15,1.227248713208311E-3,5.0215627436175415E-4,4.5785752054139627E-4,2.2344489247311912E-6,0,2.1894969570361925E-3,null,9.0154872593885293E-4,3.2098600603441672E-4,2.97616983940813E-4,1.043458781362036E-6,0,1.5211951746954449E-3]
[2004,8,15,16,1.3139848014589739E-3,5.0924232748535071E-4,4.5993084810034901E-4,2.2344489247311912E-6,0,2.2853924259694045E-3,null,9.6526589183498215E-4,3.255155200658443E-4,2.9896469030607536E-4,1.043458781362036E-6,0,1.5907895609882639E-3]
[2004,8,15,19,1.4505929334408612E-3,4.7416883346130167E-4,3.9416106504994565E-4,2.2344489247311912E-6,0,2.3211572808768395E-3,null,1.065619541438078E-3,3.0309600379322451E-4,2.5621295294735072E-4,1.043458781362036E-6,0,1.6259719569600153E-3]
[2004,8,15,22,1.2746455231645989E-3,4.399642529260095E-4,3.3885727408315848E-4,2.2344489247311912E-6,8.0172213000000752E-5,2.1358737120984986E-3,null,9.3636687907258068E-4,2.8123191037318179E-4,2.2026432978491817E-4,1.043458781362036E-6,3.5365921563553521E-5,1.4742724995755962E-3]
[2004,8,16,2,6.8971721546729327E-4,4.3846674148228186E-4,3.2413538900925772E-4,2.2344489247311912E-6,8.0172213000000752E-5,1.5347260078835648E-3,null,5.0667291003880322E-4,2.8027467804959109E-4,2.106947959516927E-4,1.043458781362036E-6,3.5365921563553521E-5,1.0340517643850026E-3]
[2004,8,16,6,8.0360123007578062E-4,5.2442768609128909E-4,4.1907860620212488E-4,2.2344489247311912E-6,3.7420113203764421E-5,1.7867620844976902E-3,null,5.9033320413410129E-4,3.352222346046914E-4,2.7240987690780834E-4,1.043458781362036E-6,1.6506926015172034E-5,1.215515700443135E-3]
[2004,8,16,9,1.2190124541853716E-3,5.9648476210151025E-4,5.4684416939675021E-4,2.2344489247311912E-6,0,2.3645758346083632E-3,null,8.9549829072656272E-4,3.8128222472317967E-4,3.5546017064224484E-4,1.043458781362036E-6,0,1.6332841448733492E-3]
[2004,8,16,13,1.2480522570109413E-3,6.1429708183844648E-4,5.8590160397432628E-4,2.2344489247311912E-6,0,2.450485391748445E-3,null,9.1683120960204091E-4,3.9266813317933544E-4,3.8084832166725971E-4,1.043458781362036E-6,0,1.6913911232299982E-3]
[2004,8,16,16,1.3987900527344193E-3,6.0295021077027753E-4,5.6391162052014075E-4,2.2344489247311912E-6,0,2.5678863329495687E-3,null,1.0275646462907339E-3,3.8541503885170149E-4,3.6655437156504365E-4,1.043458781362036E-6,0,1.7805775154888413E-3]
[2004,8,16,17,1.534912846154343E-3,5.9311840419239256E-4,5.3371411990801984E-4,2.2344489247311912E-6,0,2.6639798191794863E-3,null,1.1275617615112896E-3,3.7913039702471376E-4,3.4692536330041318E-4,1.043458781362036E-6,0,1.8546609806177788E-3]
[2004,8,16,23,1.1033348114515384E-3,4.263095851285921E-4,3.051162132845882E-4,2.2344489247311912E-6,8.0172213000000752E-5,1.9171672717894505E-3,null,8.1052038013363855E-4,2.7250363691769117E-4,1.9833193313462404E-4,1.043458781362036E-6,3.5365921563553521E-5,1.3177653305308692E-3]
[2004,8,16,24,8.743283363194564E-4,4.347024655205226E-4,3.0622941106374574E-4,2.2344489247311912E-6,8.0172213000000752E-5,1.6976668748284569E-3,null,6.4229001764473377E-4,2.7786849501799959E-4,1.9905553502101597E-4,1.043458781362036E-6,3.5365921563553521E-5,1.155623428028665E-3]
[2004,8,17,4,6.3502216100364234E-4,4.7465417869920607E-4,3.4332468649004742E-4,2.2344489247311912E-6,8.0172213000000752E-5,1.5354076881176277E-3,null,4.664933961911559E-4,3.0340624392645948E-4,2.2316824147558097E-4,1.043458781362036E-6,3.5365921563553521E-5,1.0294772619381118E-3]
[2004,8,17,7,1.066304180107958E-3,5.5938959079116445E-4,4.9645985065836827E-4,2.2344489247311912E-6,0,2.1243880704822217E-3,null,7.8331732165884871E-4,3.5757042126676695E-4,3.2270930752854383E-4,1.043458781362036E-6,0,1.4646405092355217E-3]
[2004,8,17,10,1.2748301904475091E-3,6.0586753241065512E-4,5.9196774785180814E-4,2.2344489247311912E-6,0,{"$f":"SUM(E5508:I5508)","v":2.4748999196347035E-3},null,9.3650253743737539E-4,3.8727983566789738E-4,3.8479144231936207E-4,1.043458781362036E-6,0,1.709617274205997E-3]
[2004,8,17,14,1.1497742115531436E-3,5.5363100709954346E-4,5.5437068257629452E-4,2.2344489247311912E-6,0,2.2600103501537122E-3,null,8.4463521076606654E-4,3.538894460923798E-4,3.6035256194650477E-4,1.043458781362036E-6,0,1.5599206775863132E-3]
[2004,8,17,17,1.4179765947510117E-3,5.7243568440638751E-4,5.3223804214354265E-4,2.2344489247311912E-6,0,2.5248847702256725E-3,null,1.0416592648664679E-3,3.6590968475446118E-4,3.4596588181847458E-4,1.043458781362036E-6,0,1.7545782902207657E-3]
[2004,8,17,20,1.5235584914428766E-3,4.7581422997255084E-4,3.9986165954182914E-4,2.2344489247311912E-6,5.0775734873276415E-5,2.4522445647552639E-3,null,1.119220743171804E-3,3.0414776652417936E-4,2.5991845883778107E-4,1.043458781362036E-6,2.239841697846193E-5,1.7067288442935884E-3]
[2004,8,17,22,1.3126156888565407E-3,4.6393591763613262E-4,3.5045058518744308E-4,2.2344489247311912E-6,8.0172213000000752E-5,2.2094088536048482E-3,null,9.6426012852954442E-4,2.9655496677246404E-4,2.2780022497053139E-4,1.043458781362036E-6,3.5365921563553521E-5,1.5250247006174554E-3]
[2004,8,18,1,7.6262209024200323E-4,4.2821229374212982E-4,3.131515717456703E-4,2.2344489247311912E-6,8.0172213000000752E-5,1.5863926176545354E-3,null,5.6022953328923231E-4,2.7371987749794281E-4,2.0355508453605292E-4,1.043458781362036E-6,3.5365921563553521E-5,1.0739138756681436E-3]
[2004,8,18,5,6.8109655038922981E-4,4.988766717926715E-4,3.702318969238124E-4,2.2344489247311912E-6,8.0172213000000752E-5,1.6326117810304458E-3,null,5.0034008643570814E-4,3.1888963368226789E-4,2.4065849216773681E-4,1.043458781362036E-6,3.5365921563553521E-5,1.0962975926306284E-3]
[2004,8,18,8,1.1958782963377328E-3,5.8178365125916758E-4,5.5010959841269853E-4,2.2344489247311912E-6,0,2.3300059949343298E-3,null,8.7850371553676015E-4,3.7188504879512709E-4,3.5758276793812456E-4,1.043458781362036E-6,0,1.6090149910513738E-3]
[2004,8,18,12,1.2188105529451205E-3,5.8910865893064732E-4,5.7156646361491699E-4,2.2344489247311912E-6,0,2.3817201244154158E-3,null,8.953499721307029E-4,3.7656730624501791E-4,3.7153018000368976E-4,1.043458781362036E-6,0,1.6444909171607729E-3]
[2004,8,18,13,1.1935102958610664E-3,5.7936789140848773E-4,5.7184051946927153E-4,2.2344489247311912E-6,0,2.3469531556635564E-3,null,8.7676415957733272E-4,3.7034085798123433E-4,3.7170832205256967E-4,1.043458781362036E-6,0,1.6198567983924988E-3]
[2004,8,18,19,1.4459462286038778E-3,4.9062940927945497E-4,4.2575747626197297E-4,2.2344489247311912E-6,0,2.3645675630700369E-3,null,1.0622060273064195E-3,3.1361785676740326E-4,2.767512824197112E-4,1.043458781362036E-6,0,1.6536186252748962E-3]
[2004,8,18,20,1.5210855183911708E-3,4.7506437730196607E-4,3.9957579227769364E-4,2.2344489247311912E-6,5.3448142026724576E-5,2.4514082789222858E-3,null,1.1174040733476264E-3,3.0366844917590735E-4,2.5973263912500486E-4,1.043458781362036E-6,2.3577281054157657E-5,1.7054259014840584E-3]
[2004,8,18,23,1.0089025103304488E-3,4.2924805819906229E-4,3.1937277577744581E-4,2.2344489247311912E-6,8.0172213000000752E-5,1.8399300062316888E-3,null,7.4114950213073638E-4,2.7438195405298681E-4,2.0759899753813291E-4,1.043458781362036E-6,3.5365921563553521E-5,1.2595398340667717E-3]
[2004,8,19,2,6.5805726826701134E-4,4.3870521864255952E-4,2.9337504230281096E-4,2.2344489247311912E-6,8.0172213000000752E-5,1.4725441911371138E-3,null,4.8341520786766986E-4,2.8042711631456196E-4,1.9069992592985431E-4,1.043458781362036E-6,3.5365921563553521E-5,9.9095163045700161E-4]
[2004,8,19,6,9.0841949510199406E-4,5.4883224127574794E-4,4.0624399555650706E-4,2.2344489247311912E-6,4.1428723853764462E-5,1.9071589047127448E-3,null,6.6733371126232821E-4,3.5082200124638568E-4,2.6406711100568516E-4,1.043458781362036E-6,1.8275222093349713E-5,1.3015415043891108E-3]
[2004,8,19,10,1.3206976718160082E-3,6.2012505535724018E-4,5.7121249028497969E-4,2.2344489247311912E-6,0,2.5142696663829588E-3,null,9.7019723105957643E-4,3.9639346339740274E-4,3.7130008992080358E-4,1.043458781362036E-6,0,1.7389342431591449E-3]
[2004,8,19,14,1.2202048872605102E-3,5.7661837649374209E-4,5.3934170086598107E-4,2.2344489247311912E-6,0,2.3383994135449645E-3,null,8.9637426354942124E-4,3.6858332580235636E-4,3.5058340886360656E-4,1.043458781362036E-6,0,1.6165844569967463E-3]
[2004,8,19,17,1.5588831522183547E-3,6.1577638985354599E-4,5.3818184059352436E-4,2.2344489247311912E-6,0,2.7150758315901561E-3,null,1.1451705792348622E-3,3.936137295916575E-4,3.4982947537863691E-4,1.043458781362036E-6,0,1.8896572429865186E-3]
[2004,8,19,20,1.6654904239255233E-3,5.1929185459448259E-4,4.0937970643910732E-4,2.2344489247311912E-6,5.4784345523276436E-5,2.6511807794071208E-3,null,1.2234853079031505E-3,3.3193933220160786E-4,2.6610538879630953E-4,1.043458781362036E-6,2.4166713056639598E-5,1.8467402007390696E-3]
[2004,8,19,21,1.5478391349933107E-3,5.2057219908375509E-4,3.9107638784314851E-4,2.2344489247311912E-6,8.0172213000000752E-5,2.5418943838449457E-3,null,1.1370575378021634E-3,3.3275774807121358E-4,2.5420784811554107E-4,1.043458781362036E-6,3.5365921563553521E-5,1.7604325143338337E-3]
[2004,8,19,24,8.5284524888234287E-4,4.3985499773195434E-4,2.9850716554231623E-4,2.2344489247311912E-6,8.0172213000000752E-5,1.6736140740813454E-3,null,6.2650833468209271E-4,2.8116207277447243E-4,1.94035913592453E-4,1.043458781362036E-6,3.5365921563553521E-5,1.1381157013939337E-3]
[2004,8,20,4,6.6707783267807316E-4,4.7709542556594828E-4,3.2689358484460718E-4,2.2344489247311912E-6,8.0172213000000752E-5,1.5534735050133607E-3,null,4.9004180137273204E-4,3.049667264326187E-4,2.1248768104979954E-4,1.043458781362036E-6,3.5365921563553521E-5,1.0439055892000658E-3]
[2004,8,20,7,1.0173369602097808E-3,5.645758672097658E-4,4.8208086023994158E-4,2.2344489247311912E-6,0,2.066228136584219E-3,null,7.4734553025516438E-4,3.6088556883893101E-4,3.1336266240762113E-4,1.043458781362036E-6,0,1.4226372202830787E-3]
[2004,8,20,11,1.3074279218189548E-3,6.3813224866196637E-4,5.8336269704152934E-4,2.2344489247311912E-6,0,2.5311573164471819E-3,null,9.6044914489365517E-4,4.0790393803225673E-4,3.7919797895157828E-4,1.043458781362036E-6,0,1.7485945206588522E-3]
[2004,8,20,15,1.1902776376410929E-3,6.0208054055199526E-4,5.5225674572090136E-4,2.2344489247311912E-6,0,2.3468493728387206E-3,null,8.7438941771103736E-4,3.8485913228598488E-4,3.5897845868748326E-4,1.043458781362036E-6,0,1.6192704674658676E-3]
[2004,8,20,18,1.3220475108046358E-3,5.7048428815417327E-4,4.8587238677415755E-4,2.2344489247311912E-6,0,2.3806386346576975E-3,null,9.7118883578266335E-4,3.6466232228749831E-4,3.1582723411610939E-4,1.043458781362036E-6,0,1.6527218509676332E-3]
[2004,8,20,21,1.3137481354781289E-3,5.2449549488907008E-4,4.0261831262106737E-4,2.2344489247311912E-6,8.0172213000000752E-5,2.323268604912998E-3,null,9.65092034725818E-4,3.3526557903009238E-4,2.6171034111208315E-4,1.043458781362036E-6,3.5365921563553521E-5,1.5984773352129091E-3]
[2004,8,20,22,1.2417743971092515E-3,4.8546574613733359E-4,3.502407648277436E-4,2.2344489247311912E-6,8.0172213000000752E-5,2.1598875699990606E-3,null,9.1221943324808978E-4,3.1031716394901057E-4,2.2766383733939825E-4,1.043458781362036E-6,3.5365921563553521E-5,1.4866098148814141E-3]
[2004,8,21,4,6.5105542904729725E-4,4.8378959731298438E-4,3.2669033992003296E-4,2.2344489247311912E-6,8.0172213000000752E-5,1.5439420282050466E-3,null,4.7827158933311904E-4,3.0924574386702319E-4,2.1235556758930307E-4,1.043458781362036E-6,3.5365921563553521E-5,1.0362822811343609E-3]
[2004,8,21,6,7.2090458861291153E-4,5.0941846622564325E-4,3.5571686306288695E-4,2.2344489247311912E-6,4.5437334503764503E-5,1.6337117013299376E-3,null,5.2958345475741003E-4,3.2562811065495184E-4,2.3122341595804762E-4,1.043458781362036E-6,2.0043518171527389E-5,1.107521958323299E-3]
[2004,8,21,9,1.2782494276762824E-3,6.1795494391578211E-4,5.1510177305494364E-4,2.2344489247311912E-6,0,2.4135405935717391E-3,null,9.3901434204071829E-4,3.9500629482098977E-4,3.3482694777603174E-4,1.043458781362036E-6,0,1.669891043419102E-3]
[2004,8,21,12,1.3950379784877487E-3,5.8069935290578083E-4,4.7600270173443965E-4,2.2344489247311912E-6,0,2.4539744820527005E-3,null,1.024808336408061E-3,3.7119194862776249E-4,3.0941173199550804E-4,1.043458781362036E-6,0,1.7064554758126937E-3]
[2004,8,21,16,1.2350989416951897E-3,5.688912014029364E-4,4.7383002706956855E-4,2.2344489247311912E-6,0,2.2800546190924259E-3,null,9.0731557940099475E-4,3.6364399675886514E-4,3.0799944792932313E-4,1.043458781362036E-6,0,1.5800024828705453E-3]
[2004,8,21,19,1.2196832936496563E-3,5.2563197605155927E-4,4.0140618076996647E-4,2.2344489247311912E-6,0,2.1489558993959129E-3,null,8.9599109585874678E-4,3.3599203525080658E-4,2.609224300055086E-4,1.043458781362036E-6,0,1.4939490198964242E-3]
[2004,8,21,21,1.2868737409770486E-3,5.3267151429665655E-4,3.9879220633581782E-4,2.2344489247311912E-6,8.0172213000000752E-5,2.3007441235342548E-3,null,9.4534984566335158E-4,3.4049181625721194E-4,2.5922329184071489E-4,1.043458781362036E-6,3.5365921563553521E-5,1.5814743341061939E-3]
[2004,8,21,24,9.0647140237992826E-4,4.6278294324626757E-4,3.1742682579319841E-4,2.2344489247311912E-6,8.0172213000000752E-5,1.7690878333441263E-3,null,6.6590262358410374E-4,2.9581796782739828E-4,2.0633408926595565E-4,1.043458781362036E-6,3.5365921563553521E-5,1.2044640610223733E-3]
[2004,8,22,3,6.248106907389727E-4,4.6632563699212524E-4,3.1820060772345319E-4,2.2344489247311912E-6,8.0172213000000752E-5,1.491743597379283E-3,null,4.5899195177488233E-4,2.9808251210204927E-4,2.0683706373722351E-4,1.043458781362036E-6,3.5365921563553521E-5,1.0003209079590706E-3]
[2004,8,22,7,7.9507553610059232E-4,5.2131095082118034E-4,4.1880791763653766E-4,2.2344489247311912E-6,0,1.7374288534830415E-3,null,5.8407014721796754E-4,3.3322996953244797E-4,2.7223392366719745E-4,1.043458781362036E-6,0,1.1905774991989751E-3]
[2004,8,22,10,1.2167843820611926E-3,5.7591978188922702E-4,5.260411907665976E-4,2.2344489247311912E-6,0,2.3209798036417481E-3,null,8.9386152748270305E-4,3.6813677339747901E-4,3.4193779855240725E-4,1.043458781362036E-6,0,1.6049795582139515E-3]
[2004,8,22,13,1.2111287003107425E-3,5.338122114814524E-4,4.9765760482726616E-4,2.2344489247311912E-6,0,2.2448329655441919E-3,null,8.8970680919165323E-4,3.4122096742416231E-4,3.2348787284036483E-4,1.043458781362036E-6,0,1.5554591082375425E-3]
[2004,8,22,18,1.4227210691805658E-3,5.0843394099137974E-4,4.3263911300467893E-4,2.2344489247311912E-6,0,{"$f":"SUM(E5636:I5636)","v":2.3660285721013555E-3},null,1.0451446014825738E-3,3.2499878699831131E-4,2.812244905249721E-4,1.043458781362036E-6,0,1.6524113377872193E-3]
[2004,8,22,21,1.4847626213382887E-3,4.9838346435842923E-4,4.0936790637274931E-4,2.2344489247311912E-6,8.0172213000000752E-5,2.4749206539941989E-3,null,1.0907209232998859E-3,3.1857436791233375E-4,2.6609771850587591E-4,1.043458781362036E-6,3.5365921563553521E-5,1.7118023900630111E-3]
[2004,8,22,22,1.2607239785174191E-3,4.3353758240411566E-4,3.3795923811327149E-4,2.2344489247311912E-6,8.0172213000000752E-5,2.1146274609595379E-3,null,9.2613997827840119E-4,2.7712388383195467E-4,2.1968058758382446E-4,1.043458781362036E-6,3.5365921563553521E-5,1.4593538300390957E-3]
[2004,8,23,1,7.5234590271778677E-4,4.2010592383356839E-4,3.2330980523721873E-4,2.2344489247311912E-6,8.0172213000000752E-5,1.5781682937133061E-3,null,5.5268054695072023E-4,2.6853816130074123E-4,2.1015814919762347E-4,1.043458781362036E-6,3.5365921563553521E-5,1.0677862377940005E-3]
[2004,8,23,4,5.9040079320862686E-4,4.6470533352769975E-4,3.5463430990160258E-4,2.2344489247311912E-6,8.0172213000000752E-5,1.4921470985626612E-3,null,4.3371410960296383E-4,2.9704678923217031E-4,2.3051973371551051E-4,1.043458781362036E-6,3.5365921563553521E-5,9.9769001289556013E-4]
[2004,8,23,8,1.1036216199415874E-3,5.4959674260858982E-4,5.0222600797952257E-4,2.2344489247311912E-6,0,2.1576788194544306E-3,null,8.1073107241305122E-4,3.5131068224464421E-4,3.2645743063203887E-4,1.043458781362036E-6,0,1.4895426440710965E-3]
[2004,8,23,11,1.2880507439415039E-3,6.0405144542289928E-4,5.856126668978952E-4,2.2344489247311912E-6,0,2.4799493051870292E-3,null,9.4621448337827482E-4,3.8611896496175765E-4,3.8066050651215552E-4,1.043458781362036E-6,0,1.71403741363355E-3]
[2004,8,23,15,1.2575558827832966E-3,5.7583143990915572E-4,5.6000430759377533E-4,2.2344489247311912E-6,0,2.3956260792109586E-3,null,9.2381266463609658E-4,3.6808030384647263E-4,3.6401453627505481E-4,1.043458781362036E-6,0,1.6569509635389861E-3]
[2004,8,23,19,1.5858684662067855E-3,4.7186036893402168E-4,4.0269961629353461E-4,2.2344489247311912E-6,0,2.4626629003590729E-3,null,1.1649942508211448E-3,3.0162039779860553E-4,2.6176319020311566E-4,1.043458781362036E-6,0,1.729421297604228E-3]
[2004,8,23,22,1.3534580361401264E-3,4.6504095529198918E-4,3.6069824473928153E-4,2.2344489247311912E-6,8.0172213000000752E-5,2.2616038980961288E-3,null,9.9426331024941709E-4,2.9726132382061973E-4,2.344614184454449E-4,1.043458781362036E-6,3.5365921563553521E-5,1.5623954328603971E-3]
[2004,8,23,23,1.0901289365748234E-3,4.1246915523012042E-4,3.0365241291481406E-4,2.2344489247311912E-6,8.0172213000000752E-5,1.8886571666444898E-3,null,8.0081921724638161E-4,2.6365662147303436E-4,1.9738043221654699E-4,1.043458781362036E-6,3.5365921563553521E-5,1.2982656512808785E-3]
[2004,8,24,2,7.1356782642898299E-4,4.5251436774506975E-4,3.4494375664698612E-4,2.2344489247311912E-6,8.0172213000000752E-5,1.5934326127457709E-3,null,5.2419379858727199E-4,2.8925413659382129E-4,2.2422067100939512E-4,1.043458781362036E-6,3.5365921563553521E-5,1.074077986535404E-3]
[2004,8,24,5,6.843841510164422E-4,4.9861551459992061E-4,3.8740929650134135E-4,2.2344489247311912E-6,8.0172213000000752E-5,1.6528156240424362E-3,null,5.027551895235824E-4,3.1872269799206905E-4,2.5182416188997988E-4,1.043458781362036E-6,3.5365921563553521E-5,1.1097114297505468E-3]
[2004,8,24,8,1.192596540831399E-3,5.7645758007841027E-4,5.5802855584416162E-4,2.2344489247311912E-6,0,2.3293171256787018E-3,null,8.7609290633098517E-4,3.6848054226309339E-4,3.6273025623081631E-4,1.043458781362036E-6,0,1.6083471636062572E-3]
[2004,8,24,13,1.2767289874253006E-3,5.9628289473848237E-4,5.9559928570859701E-4,2.2344489247311912E-6,0,2.4708456167971109E-3,null,9.3789741198702494E-4,3.8115318800310805E-4,3.8715201803454612E-4,1.043458781362036E-6,0,1.7072460768060413E-3]
[2004,8,24,16,1.3971323860060665E-3,5.8844445888549572E-4,5.8009136015520712E-4,2.2344489247311912E-6,0,2.5679026539715006E-3,null,1.0263469083449587E-3,3.7614273937094657E-4,3.770715414161408E-4,1.043458781362036E-6,0,1.7806046479134081E-3]
[2004,8,24,20,1.5267385512212955E-3,4.7795632804279006E-4,4.1177309218820817E-4,2.2344489247311912E-6,6.5473973976724686E-5,2.4841763943537496E-3,null,1.1215568457162901E-3,3.0551702852329321E-4,2.6766113969281562E-4,1.043458781362036E-6,2.8882169288690683E-5,1.7246606420024519E-3]
[2004,8,24,23,1.055048883440716E-3,4.4207079570943863E-4,3.4607140470662584E-4,2.2344489247311912E-6,8.0172213000000752E-5,1.9255977457815125E-3,null,7.7504907231280644E-4,2.8257844488667157E-4,2.2495366588094344E-4,1.043458781362036E-6,3.5365921563553521E-5,1.3189905634253369E-3]
[2004,8,24,24,8.6696264197447118E-4,4.4064159933070152E-4,3.3752074932071302E-4,2.2344489247311912E-6,8.0172213000000752E-5,1.7275316525506175E-3,null,6.3687910763040049E-4,2.8166488060226081E-4,2.1939556067899436E-4,1.043458781362036E-6,3.5365921563553521E-5,1.1743489292565712E-3]
[2004,8,25,5,6.7114085253907815E-4,4.9574261106449075E-4,3.7791015421491093E-4,2.2344489247311912E-6,8.0172213000000752E-5,1.6272002797432118E-3,null,4.9302653489881364E-4,3.1688629391102502E-4,2.4564952032469746E-4,1.043458781362036E-6,3.5365921563553521E-5,1.0919717294794516E-3]
[2004,8,25,7,1.0555617606169225E-3,5.5607629148358843E-4,5.0275195354641063E-4,2.2344489247311912E-6,0,2.1166244545716526E-3,null,7.7542583682662963E-4,3.5545250944163403E-4,3.2679930627306617E-4,1.043458781362036E-6,0,1.458721111322692E-3]
[2004,8,25,11,1.2897762929615993E-3,6.0790884824829126E-4,5.913741298666607E-4,2.2344489247311912E-6,0,2.4912937200012824E-3,null,9.4748208830942621E-4,3.8858467611544616E-4,3.8440557818821556E-4,1.043458781362036E-6,0,1.72151580139445E-3]
[2004,8,25,14,1.1463942757369856E-3,5.5231968312010075E-4,5.5080258929855958E-4,2.2344489247311912E-6,0,2.2517509970803769E-3,null,8.421522773589935E-4,3.5305122765666783E-4,3.5803322653735111E-4,1.043458781362036E-6,0,1.5542801903343747E-3]
[2004,8,25,18,1.4152707247630848E-3,5.19341261301731E-4,4.5540535620748114E-4,2.2344489247311912E-6,0,2.3922517911970278E-3,null,1.0396715067096112E-3,3.3197091372799849E-4,2.9602302573232032E-4,1.043458781362036E-6,0,1.6687089049512922E-3]
[2004,8,25,21,1.5359406309919776E-3,5.1655175053377366E-4,4.1889075623996176E-4,2.2344489247311912E-6,8.0172213000000752E-5,2.5537897996904448E-3,null,1.128316782152938E-3,3.3018781558522475E-4,2.7228777049552038E-4,1.043458781362036E-6,3.5365921563553521E-5,1.7672017485785988E-3]
[2004,8,25,24,8.4494487611058429E-4,4.3655405632516293E-4,3.265071691128243E-4,2.2344489247311912E-6,8.0172213000000752E-5,1.6904127634733035E-3,null,6.2070464474527391E-4,2.7905206030939605E-4,2.1223650272579928E-4,1.043458781362036E-6,3.5365921563553521E-5,1.1484025881253847E-3]
[2004,8,26,2,6.9700973437250352E-4,4.4895020072656535E-4,3.2515856346883765E-4,2.2344489247311912E-6,8.0172213000000752E-5,1.5535251604926385E-3,null,5.1203006467023067E-4,2.8697586627336491E-4,2.1135988079368757E-4,1.043458781362036E-6,3.5365921563553521E-5,1.0467751920821987E-3]
[2004,8,26,5,6.8253135783871482E-4,4.9935630158021496E-4,3.6982937476269962E-4,2.2344489247311912E-6,8.0172213000000752E-5,1.6341236961063615E-3,null,5.0139410980858188E-4,3.1919622041181618E-4,2.4039684432712022E-4,1.043458781362036E-6,3.5365921563553521E-5,1.0973965548924339E-3]
[2004,8,26,8,1.1979211615386703E-3,5.8241534683963609E-4,5.4959274334712518E-4,2.2344489247311912E-6,0,2.3321637006501628E-3,null,8.8000442399083971E-4,3.7228883831595287E-4,3.5724680131346673E-4,1.043458781362036E-6,0,1.6105835224016214E-3]
[2004,8,26,12,1.2209592488192241E-3,5.8979222051717527E-4,5.7093979241915266E-4,2.2344489247311912E-6,0,2.3839257106802831E-3,null,8.9692842481668212E-4,3.7700424931382063E-4,3.7112283059292673E-4,1.043458781362036E-6,0,1.6460989635047915E-3]
[2004,8,26,15,1.1799341604702123E-3,5.6798775350927423E-4,5.5810550645170516E-4,2.2344489247311912E-6,0,2.308261869355923E-3,null,8.6679099974993235E-4,3.6306649898406305E-4,3.6278027573841869E-4,1.043458781362036E-6,0,1.5936812332537763E-3]
[2004,8,26,19,1.4479297996206823E-3,4.9129513555543308E-4,4.2529786056472586E-4,2.2344489247311912E-6,0,2.3667572446655722E-3,null,1.0636631776816962E-3,3.1404339923166895E-4,2.7645252258406451E-4,1.043458781362036E-6,0,1.6552025582787918E-3]
[2004,8,26,23,1.0105410082691243E-3,4.2975672946202258E-4,3.1892948795730718E-4,2.2344489247311912E-6,8.0172213000000752E-5,1.8416338876131859E-3,null,7.423531584989754E-4,2.7470710453983405E-4,2.0731085116479966E-4,1.043458781362036E-6,3.5365921563553521E-5,1.2607804945485247E-3]
[2004,8,27,2,7.3537383756120929E-4,4.485517712533742E-4,3.394622948190186E-4,2.2344489247311912E-6,8.0172213000000752E-5,1.6057945655583341E-3,null,5.4021270440683764E-4,2.867211840323662E-4,2.2065760594300204E-4,1.043458781362036E-6,3.5365921563553521E-5,1.0840008747271216E-3]
[2004,8,27,3,6.7765553512301685E-4,4.6346637717767201E-4,3.4305462511381496E-4,2.2344489247311912E-6,8.0172213000000752E-5,1.5665831993392357E-3,null,4.9781228347628968E-4,2.962548292970847E-4,2.2299269592119503E-4,1.043458781362036E-6,3.5365921563553521E-5,1.053469189039485E-3]
[2004,8,27,6,8.5241581254530874E-4,5.2358400349497851E-4,4.2348657433047721E-4,2.2344489247311912E-6,5.3454555803764571E-5,1.8551753950992601E-3,null,6.2619286661245196E-4,3.3468293972623015E-4,2.7527514857161373E-4,1.043458781362036E-6,2.3580110327882739E-5,1.2607745240195407E-3]
[2004,8,27,10,1.3480104596084979E-3,6.1439728474105726E-4,5.9258967663341881E-4,2.2344489247311912E-6,0,2.557231869907705E-3,null,9.9026146805664367E-4,3.9273218441426816E-4,3.8519570906153568E-4,1.043458781362036E-6,0,1.7692328203138096E-3]
[2004,8,27,13,1.2813669908668956E-3,5.885148444862104E-4,5.7044941484860339E-4,2.2344489247311912E-6,0,2.4425656991264406E-3,null,9.4130453398981679E-4,3.7618773092837446E-4,3.7080407489493896E-4,1.043458781362036E-6,0,1.6893397985944924E-3]
[2004,8,27,16,1.3024651130207853E-3,5.9084891947586724E-4,5.673780811610436E-4,2.2344489247311912E-6,0,2.4629265625824271E-3,null,9.5680341774730408E-4,3.7767970752404089E-4,3.6880764363028158E-4,1.043458781362036E-6,0,1.7043342276829886E-3]
[2004,8,27,21,1.3504721173192467E-3,5.1463691124868682E-4,4.2277172460039315E-4,2.2344489247311912E-6,8.0172213000000752E-5,2.3702874150930585E-3,null,9.9206982552236156E-4,3.2896382089333517E-4,2.7481048126553356E-4,1.043458781362036E-6,3.5365921563553521E-5,1.6322535080261458E-3]
[2004,8,27,24,8.7449061668136408E-4,4.6350572551116895E-4,3.3911291070263746E-4,2.2344489247311912E-6,8.0172213000000752E-5,1.7595159148199025E-3,null,6.4240923036172268E-4,2.9627998135642986E-4,2.2043049894510623E-4,1.043458781362036E-6,3.5365921563553521E-5,1.1955290910081744E-3]
[2004,8,28,3,6.3244730184075146E-4,4.6941710404039161E-4,3.4176641074395758E-4,2.2344489247311912E-6,8.0172213000000752E-5,1.5260374785498326E-3,null,4.6460187984830498E-4,3.0005862533865327E-4,2.2215532958292278E-4,1.043458781362036E-6,3.5365921563553521E-5,1.0232252151147966E-3]
[2004,8,28,4,6.1303705019042688E-4,4.6448544328932332E-4,3.3636817363488151E-4,2.2344489247311912E-6,8.0172213000000752E-5,1.4962973290393636E-3,null,4.5034292202079549E-4,2.9690623201326048E-4,2.1864636232799846E-4,1.043458781362036E-6,3.5365921563553521E-5,1.00230489670697E-3]
[2004,8,28,7,8.489966570440757E-4,5.3238778650938968E-4,4.4637391521459819E-4,2.2344489247311912E-6,0,1.8299928076927949E-3,null,6.2368112204694737E-4,3.4031045309620885E-4,2.9015239980973443E-4,1.043458781362036E-6,0,1.2551874337342528E-3]
[2004,8,28,13,1.2834452795690387E-3,5.5027692133969273E-4,4.9252460636486223E-4,2.2344489247311912E-6,0,2.3284812561983246E-3,null,9.4283126488909155E-4,3.5174546294028283E-4,3.2015131626453948E-4,1.043458781362036E-6,0,1.6157715028752761E-3]
[2004,8,28,15,1.205973722327497E-3,5.4254578780159682E-4,4.8293088804873965E-4,2.2344489247311912E-6,0,2.2336848471025644E-3,null,8.8591991271091605E-4,3.4680360359646347E-4,3.1391519829787178E-4,1.043458781362036E-6,0,1.5476821733866133E-3]
[2004,8,28,18,1.2966652721337305E-3,5.3815444443674272E-4,4.4725740912380293E-4,2.2344489247311912E-6,0,2.2843115746190071E-3,null,9.5254279876592191E-4,3.4399658944613383E-4,2.9072668936661809E-4,1.043458781362036E-6,0,1.588309536360036E-3]
[2004,8,28,22,1.2177114847170577E-3,4.7160785030673488E-4,3.6554835305424712E-4,2.2344489247311912E-6,8.0172213000000752E-5,2.1372743500027718E-3,null,8.9454258602382356E-4,3.0145898401218001E-4,2.376140904967404E-4,1.043458781362036E-6,3.5365921563553521E-5,1.4700250408776596E-3]
[2004,8,29,1,7.3461369031031689E-4,4.4433536986956094E-4,3.2783942041627386E-4,2.2344489247311912E-6,8.0172213000000752E-5,1.5891951425208836E-3,null,5.3965429291437308E-4,2.8402599548424265E-4,2.1310249399381434E-4,1.043458781362036E-6,3.5365921563553521E-5,1.0731921627373457E-3]
[2004,8,29,4,5.9514324133403025E-4,4.4982732165585931E-4,3.2029100862773362E-4,2.2344489247311912E-6,8.0172213000000752E-5,1.4476682335423552E-3,null,4.3719795767652284E-4,2.8753653544803792E-4,2.08195868134765E-4,1.043458781362036E-6,3.5365921563553521E-5,9.6933974160424139E-4]
[2004,8,29,5,5.6465016691532909E-4,4.4493422834140944E-4,3.1807662283869493E-4,2.2344489247311912E-6,8.0172213000000752E-5,1.4100676800201655E-3,null,4.1479745149039624E-4,2.8440879502070735E-4,2.0675647096370662E-4,1.043458781362036E-6,3.5365921563553521E-5,9.4237209781972576E-4]
[2004,8,29,10,1.1925299971589304E-3,5.6126771786654892E-4,5.3029966451284777E-4,2.2344489247311912E-6,0,2.2863318284630581E-3,null,8.7604402270822178E-4,3.5877094895014395E-4,3.4470589573480469E-4,1.043458781362036E-6,0,1.5805643261745325E-3]
[2004,8,29,13,1.1892706482332931E-3,5.1769004259296747E-4,5.0212660424070834E-4,2.2344489247311912E-6,0,2.2113217439916999E-3,null,8.7364967359245319E-4,3.3091542935893636E-4,3.2639281611854709E-4,1.043458781362036E-6,0,1.5320013778512987E-3]
[2004,8,29,16,1.2801330775169383E-3,4.8509205622763546E-4,4.6142194326771464E-4,2.2344489247311912E-6,0,2.2288815259370195E-3,null,9.4039808935752643E-4,3.1007829561711166E-4,2.9993393341462001E-4,1.043458781362036E-6,0,1.5514537771706201E-3]
[2004,8,29,19,1.4174402369739867E-3,4.5046320980564368E-4,3.9362415221704027E-4,2.2344489247311912E-6,0,2.2637620479214015E-3,null,1.0412652512771113E-3,2.8794300492358777E-4,2.5586394835356468E-4,1.043458781362036E-6,0,1.5861156633356257E-3]
[2004,8,29,23,1.028719172627284E-3,4.1473873095883908E-4,3.2982669046018574E-4,2.2344489247311912E-6,8.0172213000000752E-5,1.8556912559710406E-3,null,7.5570701313383798E-4,2.6510736915009964E-4,2.1439426117074225E-4,1.043458781362036E-6,3.5365921563553521E-5,1.2716180237995955E-3]
[2004,8,30,2,7.3171663498038651E-4,4.3665177652049594E-4,3.6088312458704722E-4,2.2344489247311912E-6,8.0172213000000752E-5,1.6116581980126616E-3,null,5.3752608816372792E-4,2.7911452455969089E-4,2.3458159422112812E-4,1.043458781362036E-6,3.5365921563553521E-5,1.0876315872894626E-3]
[2004,8,30,3,6.551258866663353E-4,4.6377107913448621E-4,3.7722975170454169E-4,2.2344489247311912E-6,8.0172213000000752E-5,1.5785333794300952E-3,null,4.8126178670789433E-4,2.9644959946952345E-4,2.4520724443336255E-4,1.043458781362036E-6,3.5365921563553521E-5,1.059328010955696E-3]
[2004,8,30,7,1.0791467527094651E-3,5.4706765849296516E-4,4.9543900434105114E-4,2.2344489247311912E-6,0,2.1238878644682124E-3,null,7.9275159919530488E-4,3.4969405281940955E-4,3.2204573602781196E-4,1.043458781362036E-6,0,1.4655348468238887E-3]
[2004,8,30,10,1.3792331170914074E-3,6.0926848868005199E-4,5.9997167454982022E-4,2.2344489247311912E-6,0,2.5907077292460102E-3,null,1.0131979329892936E-3,3.8945377916984589E-4,3.8999416241606156E-4,1.043458781362036E-6,0,1.7936893333565633E-3]
[2004,8,30,14,1.3355339099796269E-3,5.9001229084187402E-4,5.9760960029305444E-4,2.2344489247311912E-6,0,2.5253902500392863E-3,null,9.8109607452152555E-4,3.7714492164667466E-4,3.8845876464578663E-4,1.043458781362036E-6,0,1.747743219595349E-3]
[2004,8,30,17,1.6477012327461853E-3,5.8787842952807848E-4,5.5970486456528531E-4,2.2344489247311912E-6,0,2.7975189757642798E-3,null,{"$f":"E5827*T$5","v":1.210417196712153E-3},{"$f":"F5827*U$5","v":3.7578092470883461E-4},{"$f":"G5827*V$5","v":3.6381989203093288E-4},{"$f":"H5827*W$5","v":1.043458781362036E-6},{"$f":"I5827*X$5","v":0},{"$f":"SUM(L5827:P5827)","v":1.9510614722332825E-3}]
[2004,8,30,20,1.6559113630461356E-3,4.9674289286980239E-4,4.3456528100630388E-4,2.2344489247311912E-6,8.0172213000000752E-5,2.6696261988469736E-3,null,1.216448437512856E-3,3.1752568940997397E-4,2.8247654009386214E-4,1.043458781362036E-6,3.5365921563553521E-5,1.8528600473616077E-3]
[2004,8,30,24,9.3128568868614025E-4,4.2980499988548007E-4,3.3926952547614915E-4,2.2344489247311912E-6,8.0172213000000752E-5,1.7827668759725016E-3,null,6.8413143732305942E-4,2.7473795973616689E-4,2.2053230183015661E-4,1.043458781362036E-6,3.5365921563553521E-5,1.2158110792342984E-3]
[2004,8,31,4,6.0897529804224029E-4,4.6958392333975213E-4,3.4974182558187455E-4,2.2344489247311912E-6,8.0172213000000752E-5,1.5107077088885989E-3,null,4.473591197687613E-4,3.0016525879792701E-4,2.2733951637302061E-4,1.043458781362036E-6,3.5365921563553521E-5,1.0112732752846243E-3]
[2004,8,31,5,6.6069385779584907E-4,4.9590169344391468E-4,3.8142858965032017E-4,2.2344489247311912E-6,8.0172213000000752E-5,1.6204308028148159E-3,null,4.8535207193195013E-4,3.1698798181220008E-4,2.4793657709563086E-4,1.043458781362036E-6,3.5365921563553521E-5,1.0866860111846967E-3]
[2004,8,31,8,1.1524522884544149E-3,5.7589435199383867E-4,5.5309601939683396E-4,2.2344489247311912E-6,0,2.2836771087698183E-3,null,8.4660255185375498E-4,3.68120518217625E-4,3.595240041659907E-4,1.043458781362036E-6,0,1.5752905330187327E-3]
[2004,8,31,11,1.3168699872566228E-3,6.223076537474197E-4,6.0882425134540911E-4,2.2344489247311912E-6,0,2.5502363412741825E-3,null,9.6738537711288256E-4,3.9778861382329617E-4,3.9574852286184434E-4,1.043458781362036E-6,0,1.7619659725793852E-3]
[2004,8,31,15,1.2227467634148084E-3,5.8497823192377955E-4,5.7693186271843308E-4,2.2344489247311912E-6,0,2.386891306981752E-3,null,8.9824155025645806E-4,3.739270738396053E-4,3.750178018667947E-4,1.043458781362036E-6,0,1.6482298847442201E-3]
[2004,8,31,18,1.4557458660046066E-3,5.4160569164632606E-4,4.7930953793682847E-4,2.2344489247311912E-6,0,2.4788955445124924E-3,null,1.0694049353339485E-3,3.4620267968975293E-4,3.1156124483036878E-4,1.043458781362036E-6,0,1.7282123186354323E-3]
[2004,8,31,21,1.4779836774685689E-3,5.1451527880410361E-4,4.2103703942522911E-4,2.2344489247311912E-6,8.0172213000000752E-5,2.4959426576226336E-3,null,1.0857410458364335E-3,3.2888607156591598E-4,2.7368289954686113E-4,1.043458781362036E-6,3.5365921563553521E-5,1.7247193972941262E-3]
[2004,9,1,2,1.1271475815207441E-3,5.7484985294201758E-4,5.0736001859948891E-4,2.3089305555555617E-6,8.0172213000000969E-5,2.2918385966178068E-3,null,8.2801347039799416E-4,3.674528583753241E-4,3.2979464513149218E-4,1.0782407407407694E-6,3.5365921563553616E-5,1.561705136209105E-3]
[2004,9,1,5,1.1214122411598772E-3,5.5954648452297563E-4,4.9523717801748242E-4,2.3089305555555617E-6,8.0172213000000969E-5,2.2586770472558921E-3,null,8.2380023412443725E-4,3.5767071015076012E-4,3.2191454468769953E-4,1.0782407407407694E-6,3.5365921563553616E-5,1.5398296512671914E-3]
[2004,9,1,6,1.3173220565167228E-3,5.4327158743688853E-4,5.0738636424681595E-4,2.3089305555555617E-6,6.1471777103764823E-5,2.431760715859748E-3,null,9.6771747154581443E-4,3.4726754587500943E-4,3.2981177035439595E-4,1.0782407407407694E-6,2.7116702484238168E-5,1.6729917310001985E-3]
[2004,9,1,9,1.7204501532469747E-3,6.0885970089385912E-4,6.7503991815468585E-4,2.3089305555555617E-6,0,3.0066587028510757E-3,null,1.263859254450763E-3,3.8919247573602448E-4,4.3879009400848442E-4,1.0782407407407694E-6,0,2.0929200649360121E-3]
[2004,9,1,12,1.4159219473761956E-3,6.1860153618532063E-4,6.9475307024953253E-4,2.3089305555555617E-6,0,2.7315854843666045E-3,null,1.0401499011139677E-3,3.954196065343517E-4,4.5160405601023853E-4,1.0782407407407694E-6,0,1.8882518043992988E-3]
[2004,9,1,18,1.8774888001773045E-3,5.628076987352343E-4,5.9977956494614753E-4,2.3089305555555617E-6,0,3.0423849944142419E-3,null,1.3792213571276384E-3,3.597553283826961E-4,3.8986928714752054E-4,1.0782407407407694E-6,0,2.1299242133985957E-3]
[2004,9,1,20,1.9769995151319737E-3,5.0423589844396279E-4,5.1051746137421665E-4,2.3089305555555617E-6,8.0172213000000969E-5,3.0742340185057099E-3,null,1.452322886849445E-3,3.223153337004896E-4,3.3184704910744746E-4,1.0782407407407694E-6,3.5365921563553616E-5,2.1429294319616765E-3]
[2004,9,1,24,1.1196065371484269E-3,5.0815824799432471E-4,4.4548734265669756E-4,2.3089305555555617E-6,8.0172213000000969E-5,2.1557332713550057E-3,null,8.2247374656456039E-4,3.2482255979866348E-4,2.8957610906667734E-4,1.0782407407407694E-6,3.5365921563553616E-5,1.4733165777341955E-3]
[2004,9,2,3,6.3532361502357322E-4,4.5603429808947662E-4,3.7844131613067364E-4,2.3089305555555617E-6,8.0172213000000969E-5,1.55228037279928E-3,null,4.6671484721788977E-4,2.9150413015251289E-4,2.4599478670181538E-4,1.0782407407407694E-6,3.5365921563553616E-5,1.0406579263765126E-3]
[2004,9,2,6,1.021995932975792E-3,4.9319690568044134E-4,4.5949817597402661E-4,2.3089305555555617E-6,6.2807980600316696E-5,2.0398079257861325E-3,null,7.50768056525655E-4,3.15259039915633E-4,2.9868344435620201E-4,1.0782407407407694E-6,2.7706134486720116E-5,1.3934949160249509E-3]
[2004,9,2,7,1.2582657688736925E-3,4.9973793299110971E-4,5.2009950190729101E-4,2.3089305555555617E-6,0,2.2804121343276487E-3,null,9.2433415379593049E-4,3.1944016507329845E-4,3.3807557627039568E-4,1.0782407407407694E-6,0,1.5829281358803655E-3]
[2004,9,2,11,1.2763700780494913E-3,5.8498747554103789E-4,6.793056176154314E-4,2.3089305555555617E-6,0,2.5429721017615164E-3,null,9.3763375370243618E-4,3.7393298250178191E-4,4.4156288805673741E-4,1.0782407407407694E-6,0,1.7542078650016964E-3]
[2004,9,2,14,1.1647895090112891E-3,5.5698904384044031E-4,6.5849983267799979E-4,2.3089305555555617E-6,0,2.3825873160852849E-3,null,8.5566559291052615E-4,3.5603595477226699E-4,4.2803869180835507E-4,1.0782407407407694E-6,0,1.640818480231889E-3]
[2004,9,2,18,1.5748063494378539E-3,5.1602489778609256E-4,5.5463130299048165E-4,2.3089305555555617E-6,0,2.6477714807699839E-3,null,1.1568679132891663E-3,3.2985104321399161E-4,3.6052197067770145E-4,1.0782407407407694E-6,0,1.8483191679216002E-3]
[2004,9,2,21,1.586983414928038E-3,4.5651072651300175E-4,4.5014512636810873E-4,2.3089305555555617E-6,8.0172213000000969E-5,2.5761204113647048E-3,null,1.1658133028912868E-3,2.9180867052099274E-4,2.9260376609500281E-4,1.0782407407407694E-6,3.5365921563553616E-5,1.7866699018115769E-3]
[2004,9,3,1,7.3054715060210046E-4,4.4665669408302242E-4,3.9101044731259925E-4,2.3089305555555617E-6,8.0172213000000969E-5,1.6506954355532788E-3,null,5.3666697367462572E-4,2.8550982158785356E-4,2.5416498538872963E-4,1.0782407407407694E-6,3.5365921563553616E-5,1.1127859429555034E-3]
[2004,9,3,4,6.6241929678521265E-4,4.743351966963666E-4,4.0361061288516004E-4,2.3089305555555617E-6,8.0172213000000969E-5,1.6228462499222958E-3,null,4.8661959603346606E-4,3.0320234572919319E-4,2.6235535707996269E-4,1.0782407407407694E-6,3.5365921563553616E-5,1.0886214611469163E-3]
[2004,9,3,8,1.332082559184954E-3,5.451325637626578E-4,6.0509225648405058E-4,2.3089305555555617E-6,0,2.4846163099872184E-3,null,9.7856067898334552E-4,3.4845711053571691E-4,3.9332264798835361E-4,1.0782407407407694E-6,0,1.7214186782481568E-3]
[2004,9,3,9,1.3750676567247902E-3,5.4852533719093426E-4,6.2028427322974604E-4,2.3089305555555617E-6,0,2.5461861977010263E-3,null,1.0101379456810527E-3,3.5062582343989464E-4,4.0319777726107115E-4,1.0782407407407694E-6,0,1.7650397871227593E-3]
[2004,9,3,12,1.1481358440713638E-3,5.6762385413454549E-4,6.5525440700338301E-4,2.3089305555555617E-6,0,2.3733230357648478E-3,null,8.4343165023271973E-4,3.6283388891254488E-4,4.2592909710356263E-4,1.0782407407407694E-6,0,1.6332728769895681E-3]
[2004,9,3,16,1.14993973632785E-3,5.4511418387574761E-4,6.3288734125138593E-4,2.3089305555555617E-6,0,2.3302501920105393E-3,null,8.4475680685994865E-4,3.4844536182960313E-4,4.1139003560503393E-4,1.0782407407407694E-6,0,1.6056704450353265E-3]
[2004,9,3,19,1.4603620130076639E-3,5.2968916322143308E-4,5.7080046940143742E-4,2.3089305555555617E-6,8.0172213000000973E-6,2.5711777974860902E-3,null,1.072796001386463E-3,3.3858545162710721E-4,3.7103226771153749E-4,1.0782407407407694E-6,3.5365921563553617E-6,1.7870285536222038E-3]
[2004,9,3,22,1.2282353032979526E-3,4.1885174501199191E-4,3.9092868652468218E-4,2.3089305555555617E-6,8.0172213000000969E-5,2.120496878390183E-3,null,9.0227348452182586E-4,2.6773647092795345E-4,2.541118391630747E-4,1.0782407407407694E-6,3.5365921563553616E-5,1.4605659569171484E-3]
[2004,9,4,2,6.985440738966561E-4,4.5722281630521642E-4,3.9927970479209306E-4,2.3089305555555617E-6,8.0172213000000969E-5,1.6375277385495221E-3,null,5.1315720526387706E-4,2.922638492571967E-4,2.5954017605408521E-4,1.0782407407407694E-6,3.5365921563553616E-5,1.1014053928794533E-3]
[2004,9,4,5,7.0301704019453759E-4,4.7321760377688532E-4,4.0124519451908871E-4,2.3089305555555617E-6,8.0172213000000969E-5,1.6599609820460682E-3,null,5.1644308939121123E-4,3.0248796316362117E-4,2.608177855685547E-4,1.0782407407407694E-6,3.5365921563553616E-5,1.1161930004276815E-3]
[2004,9,4,9,1.214411819056106E-3,5.4961907784371379E-4,5.6149723273034129E-4,2.3089305555555617E-6,0,2.3278370601857168E-3,null,8.9211861984595051E-4,3.5132495927010885E-4,3.649849689019314E-4,1.0782407407407694E-6,0,1.6095067887587314E-3]
[2004,9,4,10,1.3087463912133878E-3,5.2786922501338459E-4,5.4202073644060223E-4,2.3089305555555617E-6,0,2.3809452832229305E-3,null,9.6141770521068575E-4,3.3742211916178372E-4,3.5232483813323192E-4,1.0782407407407694E-6,0,1.6522429032464422E-3]
[2004,9,4,13,1.1819345083470003E-3,4.8135721188156884E-4,5.0296040534905434E-4,2.3089305555555617E-6,0,2.1685610561331791E-3,null,8.682604745681525E-4,3.0769092572647774E-4,3.2693480431343142E-4,1.0782407407407694E-6,0,1.5039644453488025E-3]
[2004,9,4,17,1.2449747864483303E-3,5.0078085781376765E-4,4.754578026411019E-4,2.3089305555555617E-6,0,2.2235223774587556E-3,null,9.1457047008365665E-4,3.201068186441308E-4,3.0905753616506824E-4,1.0782407407407694E-6,0,1.5448130656335963E-3]
[2004,9,4,20,1.3279134369019584E-3,4.4268658512330411E-4,4.2106236963515385E-4,2.3089305555555617E-6,8.0172213000000969E-5,2.2741435352159728E-3,null,9.754980015960603E-4,2.8297206694141176E-4,2.736993647141723E-4,1.0782407407407694E-6,3.5365921563553616E-5,1.5686135955559387E-3]
[2004,9,4,22,1.1407625658303121E-3,4.0854507756353455E-4,3.5833059959333713E-4,2.3089305555555617E-6,8.0172213000000969E-5,1.9901193865427404E-3,null,8.3801516901528571E-4,2.6114829073641818E-4,2.3292239948045145E-4,1.0782407407407694E-6,3.5365921563553616E-5,1.3685300215364499E-3]
[2004,9,5,4,6.0680614648338422E-4,4.485248565856305E-4,3.702984367556525E-4,2.3089305555555617E-6,8.0172213000000969E-5,1.5081105833802237E-3,null,4.4576564013972783E-4,2.8670397976320961E-4,2.4070174445294719E-4,1.0782407407407694E-6,3.5365921563553616E-5,1.009615526660179E-3]
[2004,9,5,7,8.617555042883606E-4,4.6284451351028216E-4,4.1608670820573351E-4,2.3089305555555617E-6,0,1.7429956565599319E-3,null,6.3305389412952114E-4,2.9585732448616283E-4,2.7046508050719087E-4,1.0782407407407694E-6,0,1.2004545398636155E-3]
[2004,9,5,10,1.2374139702959856E-3,5.2112420185792987E-4,5.4697248825117046E-4,2.3089305555555617E-6,0,2.3078195909606415E-3,null,9.0901622171016716E-4,3.3311059672580322E-4,3.5554358058687154E-4,1.0782407407407694E-6,0,1.5987486397635827E-3]
[2004,9,5,11,1.2356756390771533E-3,5.0881602503849541E-4,5.3516849124183143E-4,2.3089305555555617E-6,0,2.2819690859130358E-3,null,9.0773922685270184E-4,3.252430209918206E-4,3.4787073514750474E-4,1.0782407407407694E-6,0,1.5819312237327677E-3]
[2004,9,5,14,1.0909374074938335E-3,4.5253268856183061E-4,4.8408716159509615E-4,2.3089305555555617E-6,0,2.0298661882063159E-3,null,8.0141312777091316E-4,2.8926584754138801E-4,3.1466680033570717E-4,1.0782407407407694E-6,0,1.4064240163887492E-3]
[2004,9,5,19,1.5516232798249664E-3,4.4112279683372868E-4,4.3648208300551378E-4,2.3089305555555617E-6,1.3362035526724234E-5,2.4448991257464887E-3,null,1.1398374070454797E-3,2.8197246943963367E-4,2.837225015648936E-4,1.0782407407407694E-6,5.894320272380911E-6,1.7125049390631284E-3]
[2004,9,5,22,1.2711656679453003E-3,3.7345062167697866E-4,3.3412154965984297E-4,2.3089305555555617E-6,8.0172213000000969E-5,2.0612189828376785E-3,null,9.338105439095078E-4,2.3871537531921204E-4,2.1718600966040558E-4,1.0782407407407694E-6,3.5365921563553616E-5,1.4261560911934198E-3]
[2004,9,6,1,6.9978194608847982E-4,4.3412303237014846E-4,3.6732904383900426E-4,2.3089305555555617E-6,8.0172213000000969E-5,1.5837151658531889E-3,null,5.1406655809953521E-4,2.7749811244548483E-4,2.387715768258149E-4,1.0782407407407694E-6,3.5365921563553616E-5,1.0667804096751294E-3]
[2004,9,6,5,6.3964421822758799E-4,4.5020631074400966E-4,3.7016928048275952E-4,2.3089305555555617E-6,8.0172213000000969E-5,1.5425009530099136E-3,null,4.6988880394886393E-4,2.8777879109622361E-4,2.406177901687629E-4,1.0782407407407694E-6,3.5365921563553616E-5,1.0347295475181448E-3]
[2004,9,6,8,1.0227708888196161E-3,4.9077589002511192E-4,4.7119007128306503E-4,2.3089305555555617E-6,0,1.9870457806833489E-3,null,7.5133734655312792E-4,3.1371148951065461E-4,3.0628342134099228E-4,1.0782407407407694E-6,0,1.3724104981455156E-3]
[2004,9,6,9,1.1397936095522221E-3,5.0913434756471242E-4,5.165353981362625E-4,2.3089305555555617E-6,0,2.1677722858087526E-3,null,8.3730336440013254E-4,3.2544649764149714E-4,3.3575883412421162E-4,1.0782407407407694E-6,0,1.4995869369065821E-3]
[2004,9,6,12,1.209556662970984E-3,4.8293238543638972E-4,4.998821759094297E-4,2.3089305555555617E-6,0,2.1946801548723589E-3,null,8.8855197541954636E-4,3.0869780086473149E-4,3.2493389066541356E-4,1.0782407407407694E-6,0,1.5232619076904321E-3]
[2004,9,6,16,1.1755098366540999E-3,4.4150030366033521E-4,4.6910431309107458E-4,2.3089305555555617E-6,0,2.0884233839610655E-3,null,8.6354084885824432E-4,2.8221377760346606E-4,3.0492763480373934E-4,1.0782407407407694E-6,0,1.4517605020061904E-3]
[2004,9,6,20,1.5053909903816295E-3,4.1016454290252754E-4,3.9333482004065161E-4,2.3089305555555617E-6,8.0172213000000969E-5,2.3913714968803652E-3,null,1.1058747218975656E-3,2.6218347786364317E-4,2.5567587637520778E-4,1.0782407407407694E-6,3.5365921563553616E-5,1.660178238440711E-3]
[2004,9,6,23,9.7176980191080408E-4,4.0320743764058815E-4,3.526508215558813E-4,2.3089305555555617E-6,8.0172213000000969E-5,1.8101092046628299E-3,null,7.1387145685263356E-4,2.577363892866274E-4,2.2923042472166176E-4,1.0782407407407694E-6,3.5365921563553616E-5,1.2372824331652172E-3]
[2004,9,7,2,5.7199416960482393E-4,4.2614178271195531E-4,3.6125670870789175E-4,2.3089305555555617E-6,8.0172213000000969E-5,1.4418738045802275E-3,null,4.2019242660566595E-4,2.7239637503474919E-4,2.3482443172909885E-4,1.0782407407407694E-6,3.5365921563553616E-5,9.6385739567380843E-4]
[2004,9,7,6,8.6500971982902692E-4,4.7922665058272931E-4,4.555763095966006E-4,2.3089305555555617E-6,6.9488998403764918E-5,1.8716106089676774E-3,null,6.3544447221124383E-4,3.0632903820890125E-4,2.9613414901801855E-4,1.0782407407407694E-6,3.0653294640593532E-5,1.2696391948194979E-3]
[2004,9,7,9,1.1716733436790638E-3,5.0729772527978575E-4,5.9235533265508927E-4,2.3089305555555617E-6,0,2.2736353321694946E-3,null,8.6072252416456816E-4,3.2427250045788787E-4,3.850433805643371E-4,1.0782407407407694E-6,0,1.5711166459275339E-3]
[2004,9,7,13,1.0225034952900287E-3,5.4309041252722384E-4,6.501602993621632E-4,2.3089305555555617E-6,0,2.2180631377349712E-3,null,7.511409166906809E-4,3.4715173608906012E-4,4.2261782037656472E-4,1.0782407407407694E-6,0,1.5219887138970467E-3]
[2004,9,7,14,1.0103985409980491E-3,5.2920745756741534E-4,6.4421055245783229E-4,2.3089305555555617E-6,0,2.1861254815788525E-3,null,7.4224850066935736E-4,3.3827753797181358E-4,4.1875036019641015E-4,1.0782407407407694E-6,0,1.5003546395783219E-3]
[2004,9,7,17,1.234753264147678E-3,5.4398210077677282E-4,6.1174410331340113E-4,2.3089305555555617E-6,0,2.3927883987934079E-3,null,{"$f":"E6019*T$5","v":9.0706164134492608E-4},{"$f":"F6019*U$5","v":3.4772171691866208E-4},{"$f":"G6019*V$5","v":3.9764648783409135E-4},{"$f":"H6019*W$5","v":1.0782407407407694E-6},{"$f":"I6019*X$5","v":0},{"$f":"SUM(L6019:P6019)","v":1.6535080868384205E-3}]
[2004,9,7,21,1.3948782096451751E-3,4.4137902197077729E-4,4.4496191586981012E-4,2.3089305555555617E-6,8.0172213000000969E-5,2.3637002910413189E-3,null,1.0246909686773666E-3,2.8213625248404826E-4,2.8923457064352281E-4,1.0782407407407694E-6,3.5365921563553616E-5,1.6325059541092322E-3]
[2004,9,7,24,7.0858471012092707E-4,4.0648084515233817E-4,3.488869855069128E-4,2.3089305555555617E-6,8.0172213000000969E-5,1.5464336843357346E-3,null,5.2053315334855065E-4,2.5982880166294423E-4,2.2678385240891007E-4,1.0782407407407694E-6,3.5365921563553616E-5,1.0435899697246993E-3]
[2004,9,8,4,5.7395174726206598E-4,4.6115267648927626E-4,4.0060988617990768E-4,2.3089305555555617E-6,8.0172213000000969E-5,1.5181954534868062E-3,null,4.2163048200863243E-4,2.9477587626782864E-4,2.604048218335571E-4,1.0782407407407694E-6,3.5365921563553616E-5,1.0132553424143126E-3]
[2004,9,8,6,8.663061090724767E-4,5.0948260614610272E-4,4.9437689205713794E-4,2.3089305555555617E-6,7.2161405477040876E-5,1.9446359433083137E-3,null,6.3639681223667973E-4,3.2566910987759785E-4,3.2135534078395759E-4,1.0782407407407694E-6,3.1832158680923344E-5,1.3163316623198992E-3]
[2004,9,8,11,1.1354148847224086E-3,5.8029710740571227E-4,7.0630295739112353E-4,2.3089305555555617E-6,0,2.4243238800748003E-3,null,8.3408671096300228E-4,3.7093482712375177E-4,4.5911172471003943E-4,1.0782407407407694E-6,0,1.6652115035375344E-3]
[2004,9,8,12,1.0870757516968431E-3,5.7139273434958808E-4,6.8686585470439574E-4,2.3089305555555617E-6,0,2.3476432713063827E-3,null,7.9857631822585371E-4,3.6524301505357792E-4,4.4647720060889216E-4,1.0782407407407694E-6,0,1.6113747746290645E-3]
[2004,9,8,15,9.8534154465745698E-4,5.6192522553113436E-4,6.8585444965150392E-4,2.3089305555555617E-6,0,2.2354301503956509E-3,null,7.2384138980129251E-4,3.5919123795173126E-4,4.4581976612790289E-4,1.0782407407407694E-6,0,1.5299306346216676E-3]
[2004,9,8,18,1.3921817351350884E-3,5.3410554952227967E-4,5.9563733397566027E-4,2.3089305555555617E-6,0,2.5242335491885842E-3,null,1.0227101125290313E-3,3.4140847360689954E-4,3.871767502055371E-4,1.0782407407407694E-6,0,1.7523735770822086E-3]
[2004,9,8,22,1.1611234407960266E-3,4.2547212592895578E-4,4.1110320353079217E-4,2.3089305555555617E-6,8.0172213000000969E-5,2.080179913811331E-3,null,8.5297246388696066E-4,2.7196832013000452E-4,2.6722569802624526E-4,1.0782407407407694E-6,3.5365921563553616E-5,1.4286106443475047E-3]
[2004,9,9,1,6.4562142749836145E-4,4.227177343905401E-4,3.7118049141934666E-4,2.3089305555555617E-6,8.0172213000000969E-5,1.5220007968638047E-3,null,4.7427971945338969E-4,2.7020767073834893E-4,2.4127509847008592E-4,1.0782407407407694E-6,3.5365921563553616E-5,1.0222066509661188E-3]
[2004,9,9,3,5.5027159138993818E-4,4.446692669185539E-4,3.774729265074296E-4,2.3089305555555617E-6,8.0172213000000969E-5,1.4548949283714782E-3,null,4.0423481141082872E-4,2.8423942760817488E-4,2.4536531315159682E-4,1.0782407407407694E-6,3.5365921563553616E-5,9.7028371447489478E-4]
[2004,9,9,9,1.1813266412496186E-3,5.2404943905723334E-4,6.1481670181163671E-4,2.3089305555555617E-6,0,2.3225017126740446E-3,null,8.6781392954326359E-4,3.3498045328888442E-4,3.9964374125219535E-4,1.0782407407407694E-6,0,1.6035163648250841E-3]
[2004,9,9,12,1.0749270826963873E-3,5.6129731813783779E-4,6.6951306957481406E-4,2.3089305555555617E-6,0,2.3080464009645951E-3,null,7.8965178895861095E-4,3.5878986989835001E-4,4.3519752660215681E-4,1.0782407407407694E-6,0,1.5847174261998586E-3]
[2004,9,9,13,1.0384871622690563E-3,5.5365136477297067E-4,6.7128756465510112E-4,2.3089305555555617E-6,0,2.2657350222526837E-3,null,7.6288267241279698E-4,3.5390245903002326E-4,4.3635098559347875E-4,1.0782407407407694E-6,0,1.5542143577770399E-3]
[2004,9,9,16,1.1217081229138435E-3,5.630071812422414E-4,6.7010927362906841E-4,2.3089305555555617E-6,0,2.3571335083407089E-3,null,8.2401759171091987E-4,3.5988284066615676E-4,4.3558507173242057E-4,1.0782407407407694E-6,0,1.6205637448502381E-3]
[2004,9,9,19,1.4853472461771944E-3,5.1971459702743888E-4,5.6244465178083216E-4,2.3089305555555617E-6,2.2715460323276206E-5,2.5925308858642973E-3,null,1.0911503943378221E-3,3.3220955566004893E-4,3.6560081114036781E-4,1.0782407407407694E-6,1.0020344431218219E-5,1.8000593463101979E-3]
[2004,9,9,24,7.2211003573841232E-4,4.1440465815141607E-4,3.6067467845624698E-4,2.3089305555555617E-6,8.0172213000000969E-5,1.5796705159016318E-3,null,5.304689878270197E-4,2.6489382467867841E-4,2.3444609986758E-4,1.0782407407407694E-6,3.5365921563553616E-5,1.0662530746775726E-3]
[2004,9,10,3,6.0129186988726281E-4,4.5599836097394913E-4,4.1011045506522507E-4,2.3089305555555617E-6,8.0172213000000969E-5,1.5498818294819934E-3,null,4.4171479943710338E-4,2.9148115859610598E-4,2.6658039071801413E-4,1.0782407407407694E-6,3.5365921563553616E-5,1.036220511055518E-3]
[2004,9,10,7,1.1664387437602119E-3,5.4265008896717737E-4,5.9316490208210062E-4,2.3089305555555617E-6,0,2.3045626653650456E-3,null,8.5687713664299296E-4,3.4687027450405489E-4,3.8556961765851634E-4,1.0782407407407694E-6,0,1.5903952695463049E-3]
[2004,9,10,10,1.1767218959678331E-3,5.5461583738976587E-4,6.7803756807971287E-4,2.3089305555555617E-6,0,{"$f":"SUM(E6084:I6084)","v":2.4116842319928675E-3},null,8.6443123930501995E-4,3.5451896474547639E-4,4.4073862928326166E-4,1.0782407407407694E-6,0,1.660767074074499E-3]
[2004,9,10,13,1.0508054104841323E-3,5.1823608801484209E-4,6.6325525046146046E-4,2.3089305555555617E-6,0,2.2346056795159905E-3,null,7.7193177620453609E-4,3.3126446998240299E-4,4.3112981302968729E-4,1.0782407407407694E-6,0,1.5354042999573673E-3]
[2004,9,10,14,9.9667082844388756E-4,5.314942664832108E-4,6.8135516772741119E-4,2.3089305555555617E-6,0,2.2118291932100654E-3,null,7.321639907977561E-4,3.3973930136684043E-4,4.4289513858314941E-4,1.0782407407407694E-6,0,1.5158766714884868E-3]
[2004,9,10,17,1.1875795911078695E-3,5.2264288936921394E-4,6.344324762303492E-4,2.3089305555555617E-6,0,2.3469638872629884E-3,null,8.7240740673936372E-4,3.3408136511713918E-4,4.1239440572366111E-4,1.0782407407407694E-6,0,1.6199614183209047E-3]
[2004,9,10,22,1.1861534965312537E-3,4.0153802448574476E-4,4.0474206419070455E-4,2.3089305555555617E-6,8.0172213000000969E-5,2.0749147287632596E-3,null,8.7135978392682465E-4,2.5666927474807944E-4,2.6309082414105602E-4,1.0782407407407694E-6,3.5365921563553616E-5,1.4275640451202546E-3]
[2004,9,11,1,7.0584319548623142E-4,4.3995223136530009E-4,3.9136744706012795E-4,2.3089305555555617E-6,8.0172213000000969E-5,1.619644017467216E-3,null,5.1851921029083807E-4,2.8122422600686915E-4,2.543970427064766E-4,1.0782407407407694E-6,3.5365921563553616E-5,1.0905846413084782E-3]
[2004,9,11,4,4.481806417981197E-4,4.0800460070575028E-4,3.3699400109978521E-4,2.3089305555555617E-6,8.0172213000000969E-5,1.2756603871592117E-3,null,3.2923781647100281E-4,2.6080280962467722E-4,2.1905316329601953E-4,1.0782407407407694E-6,3.5365921563553616E-5,8.4553795169599408E-4]
[2004,9,11,8,1.0972504365288115E-3,5.4732273175400552E-4,5.4775775872260445E-4,2.3089305555555617E-6,0,2.1946398575609771E-3,null,8.06050739708937E-4,3.4985709956698147E-4,3.5605402285067802E-4,1.0782407407407694E-6,0,1.5130401028673375E-3]
[2004,9,11,11,1.3786849626586984E-3,5.316260981692646E-4,5.6406220739018244E-4,2.3089305555555617E-6,0,2.4766821987737011E-3,null,1.012795253463043E-3,3.3982357020611556E-4,3.6665225618650818E-4,1.0782407407407694E-6,0,1.7203493205964076E-3]
[2004,9,11,14,1.2177417526996555E-3,5.070423766401213E-4,5.4310221962076337E-4,2.3089305555555617E-6,0,2.2701952795160961E-3,null,8.9456482117538988E-4,3.2410927768406834E-4,3.5302782486561468E-4,1.0782407407407694E-6,0,1.5727801644658138E-3]
[2004,9,11,16,1.0683213683940829E-3,4.6092690920124718E-4,4.7523136493357609E-4,2.3089305555555617E-6,0,2.0067885730844621E-3,null,7.847991676039795E-4,2.9463156234848197E-4,3.0891034690958848E-4,1.0782407407407694E-6,0,1.3894193176027907E-3]
[2004,9,11,19,1.3879800100058417E-3,4.5491395043730957E-4,4.5380422699981015E-4,2.3089305555555617E-6,2.8060274550000338E-5,2.3270673925485171E-3,null,1.0196234847768498E-3,2.9078798671948258E-4,2.9498225819152925E-4,1.0782407407407694E-6,1.2378072547243765E-5,1.6188500429758462E-3]
[2004,9,11,23,1.0145341813038167E-3,4.372268675243059E-4,3.5875426029044526E-4,2.3089305555555617E-6,8.0172213000000969E-5,1.8929964526741242E-3,null,7.4528658187366281E-4,2.794821315654062E-4,2.3319778781247773E-4,1.0782407407407694E-6,3.5365921563553616E-5,1.2944106635558411E-3]
[2004,9,12,2,6.60901296382102E-4,4.5344855187048547E-4,4.0647144745072994E-4,2.3089305555555617E-6,8.0172213000000969E-5,1.6033024392588739E-3,null,4.8550445831552024E-4,2.8985128144021216E-4,2.6421495950377296E-4,1.0782407407407694E-6,3.5365921563553616E-5,1.0760148615637998E-3]
[2004,9,12,5,6.2330176448726748E-4,4.6111786723678676E-4,4.153126551129405E-4,2.3089305555555617E-6,8.0172213000000969E-5,1.5822134303925513E-3,null,4.5788348001596379E-4,2.947536256588049E-4,2.699619297745902E-4,1.0782407407407694E-6,3.5365921563553616E-5,1.0590431977536533E-3]
[2004,9,12,9,1.1182252716642543E-3,5.3234023601729367E-4,5.7070819251032296E-4,2.3089305555555617E-6,0,2.2235826307474265E-3,null,8.2145905563513688E-4,3.4028005809106379E-4,3.7097228579841213E-4,1.0782407407407694E-6,0,1.5337896402653536E-3]
[2004,9,12,11,1.2385412689179278E-3,5.2201747378526173E-4,5.7490713331133012E-4,2.3089305555555617E-6,0,2.3377748065700754E-3,null,9.0984434613631366E-4,3.336815898665767E-4,3.737016853187347E-4,1.0782407407407694E-6,0,1.6183058620623657E-3]
[2004,9,12,16,1.1592132011745454E-3,4.4982636406047172E-4,5.3084231906992186E-4,2.3089305555555617E-6,0,2.1421908148604946E-3,null,8.5156918346103775E-4,2.8753592333835305E-4,3.4505863256963304E-4,1.0782407407407694E-6,0,1.4852419801097646E-3]
[2004,9,12,17,1.3302119546516236E-3,4.6464386698200343E-4,5.1563337340919553E-4,2.3089305555555617E-6,0,2.3127981255983781E-3,null,9.7718651487495485E-4,2.9700749887174839E-4,3.3517249914735621E-4,1.0782407407407694E-6,0,1.6104447536348001E-3]
[2004,9,12,20,1.4449423262184423E-3,4.4960046782954337E-4,4.7591450176363707E-4,2.3089305555555617E-6,8.0172213000000969E-5,2.4529384393671794E-3,null,1.0614685509441992E-3,2.87391526996724E-4,3.0935440016602778E-4,1.0782407407407694E-6,3.5365921563553616E-5,1.6946586404112454E-3]
[2004,9,12,24,8.2182021033028857E-4,4.2133624425717841E-4,3.8296433067793655E-4,2.3089305555555617E-6,8.0172213000000969E-5,1.7086019288209602E-3,null,6.0371704251957188E-4,2.6932460101897259E-4,2.4893484094900799E-4,1.0782407407407694E-6,3.5365921563553616E-5,1.1584206467918469E-3]
[2004,9,13,3,5.5061230750008509E-4,4.5151472199041187E-4,3.8720196466026892E-4,2.3089305555555617E-6,8.0172213000000969E-5,1.4718101377063225E-3,null,4.044851047472192E-4,2.8861514766822296E-4,2.5168939184810771E-4,1.0782407407407694E-6,3.5365921563553616E-5,9.8123380656784417E-4]
[2004,9,13,8,1.2103481808563041E-3,4.899090753917604E-4,5.5434556846398241E-4,2.3089305555555617E-6,0,2.2569117552676027E-3,null,8.8913343208223269E-4,3.1315740827870078E-4,3.6033623724717069E-4,1.0782407407407694E-6,0,1.563705318348845E-3]
[2004,9,13,11,1.1661606751516031E-3,5.858100714836265E-4,7.2206442603940202E-4,2.3089305555555617E-6,0,2.4763441032301875E-3,null,8.5667286476467128E-4,3.7445879846719475E-4,4.6935700965377382E-4,1.0782407407407694E-6,0,1.7015669136263806E-3]
[2004,9,13,14,1.0145068978243575E-3,5.6166329669834895E-4,6.9939637056925629E-4,2.3089305555555617E-6,0,2.2778754956475186E-3,null,7.4526653916684969E-4,3.5902380901736632E-4,4.5462229853043026E-4,1.0782407407407694E-6,0,1.559990887455387E-3]
[2004,9,13,15,9.8140546082600309E-4,5.5288373126986486E-4,6.798647934343E-4,2.3089305555555617E-6,0,2.2164629160857235E-3,null,7.209499047052039E-4,3.5341177590040727E-4,4.4192636405797797E-4,1.0782407407407694E-6,0,1.51736628540433E-3]
[2004,9,13,18,1.450481613894445E-3,5.0972246447722935E-4,5.8564910578031912E-4,2.3089305555555617E-6,0,2.5481621147075491E-3,null,1.0655377650270186E-3,3.2582243100819666E-4,3.806841925494021E-4,1.0782407407407694E-6,0,1.7731226293253581E-3]
[2004,9,13,21,1.3873323499453253E-3,4.5163087992129458E-4,4.7951124992497661E-4,2.3089305555555617E-6,8.0172213000000969E-5,2.4009556233471532E-3,null,1.0191477074579449E-3,2.8868939760237075E-4,3.1169236185006166E-4,1.0782407407407694E-6,3.5365921563553616E-5,1.6559736292146717E-3]
[2004,9,14,1,6.7023327395784394E-4,4.2321978855673669E-4,3.6200695751928966E-4,2.3089305555555617E-6,8.0172213000000969E-5,1.5379411635894269E-3,null,4.9235981893097852E-4,2.705285914752753E-4,2.3531210917991237E-4,1.0782407407407694E-6,3.5365921563553616E-5,1.0346446818904607E-3]
[2004,9,14,5,7.1782344144158709E-4,4.670057509612186E-4,4.0594372167981207E-4,2.3089305555555617E-6,8.0172213000000969E-5,1.6732540576381741E-3,null,5.2732001436685077E-4,2.9851725140081628E-4,2.6387192669281747E-4,1.0782407407407694E-6,3.5365921563553616E-5,1.1261533547647789E-3]
[2004,9,14,8,1.2493647590221917E-3,4.9711022375266379E-4,5.6096813189449176E-4,2.3089305555555617E-6,0,2.3097520452249028E-3,null,9.1779538622190592E-4,3.1776049295421455E-4,3.6464104226995226E-4,1.0782407407407694E-6,0,1.6012751621868136E-3]
[2004,9,14,12,1.1219779313126428E-3,5.5930973493825405E-4,6.4862279599204708E-4,2.3089305555555617E-6,0,2.3322193927984998E-3,null,8.2421579555955074E-4,3.5751937617862828E-4,4.2161841096362832E-4,1.0782407407407694E-6,0,1.604431823442548E-3]
[2004,9,14,15,1.0169059258631893E-3,5.5218435863823917E-4,6.4934440954751748E-4,2.3089305555555617E-6,0,2.2207436246045016E-3,null,7.4702888827231026E-4,3.5296472616864669E-4,4.2208747489796305E-4,1.0782407407407694E-6,0,1.5231593300796607E-3]
[2004,9,14,16,1.176033760130439E-3,5.5828659821538398E-4,6.451913047736997E-4,2.3089305555555617E-6,0,2.3818205936750785E-3,null,8.6392572809054606E-4,3.5686537146521784E-4,4.1938786975592615E-4,1.0782407407407694E-6,0,1.6412572100524309E-3]
[2004,9,14,19,1.5621677812131854E-3,4.9621351639494483E-4,5.2425188100976828E-4,2.3089305555555617E-6,3.4741292273276346E-5,2.6196834014467303E-3,null,1.1475834993329651E-3,3.1718730383355339E-4,3.4077470971085298E-4,1.0782407407407694E-6,1.5325232665751259E-5,1.8219489862838637E-3]
[2004,9,14,22,1.2088108983400658E-3,4.0438988861618146E-4,3.7083144191450435E-4,2.3089305555555617E-6,8.0172213000000969E-5,2.066513372426308E-3,null,8.8800412953825238E-4,2.5849223011818848E-4,2.4104820897670299E-4,1.0782407407407694E-6,3.5365921563553616E-5,1.4239887309374381E-3]
[2004,9,15,3,5.8376965140509928E-4,4.4507510763400459E-4,3.6980279569032647E-4,2.3089305555555617E-6,8.0172213000000969E-5,1.4811286982849866E-3,null,4.2884280896100877E-4,2.8449884722909715E-4,2.4037956737304444E-4,1.0782407407407694E-6,3.5365921563553616E-5,9.9016538586744465E-4]
[2004,9,15,6,9.2977907985428577E-4,4.8069551256294625E-4,4.5335370182828237E-4,2.3089305555555617E-6,8.0172213000000969E-5,1.946309437801071E-3,null,6.830246679630853E-4,3.0726795735522652E-4,2.9468940738811564E-4,1.0782407407407694E-6,3.5365921563553616E-5,1.3214261950107219E-3]
[2004,9,15,10,1.198639079863158E-3,5.4051555732856219E-4,6.3916462187789489E-4,2.3089305555555617E-6,0,2.3806281896251707E-3,null,8.8053181370720626E-4,3.4550584908429085E-4,4.1547039956892079E-4,1.0782407407407694E-6,0,1.6425863031011587E-3]
[2004,9,15,13,1.0938580192193571E-3,5.5733173802402177E-4,6.5309092682352401E-4,2.3089305555555617E-6,0,2.3065896146224583E-3,null,8.0355863727666309E-4,3.5625501015979318E-4,4.245227896453298E-4,1.0782407407407694E-6,0,1.5854146778225269E-3]
[2004,9,15,16,1.1909712657702295E-3,5.6117696632948793E-4,6.4517880632058012E-4,2.3089305555555617E-6,0,2.3996359689758533E-3,null,8.7489896361592873E-4,3.5871293917328771E-4,4.1937974549946099E-4,1.0782407407407694E-6,0,1.6540698890294182E-3]
[2004,9,15,19,1.5782784213206169E-3,4.9771079315326491E-4,5.2356606959904901E-4,2.3089305555555617E-6,3.7413699426724521E-5,2.6392779140552111E-3,null,1.1594185307382487E-3,3.1814438614262576E-4,3.4032891792093299E-4,1.0782407407407694E-6,1.6504096741446993E-5,1.8354741722839951E-3]
[2004,9,15,21,1.4876312484842519E-3,4.459620246166323E-4,4.4196479803143064E-4,2.3089305555555617E-6,8.0172213000000969E-5,2.4580392146878716E-3,null,1.0928282444327602E-3,2.850657781915741E-4,2.8728638123621771E-4,1.0782407407407694E-6,3.5365921563553616E-5,1.7016245661648462E-3]
[2004,9,15,24,7.5592849835872593E-4,4.1584725397532407E-4,3.5389735066984303E-4,2.3089305555555617E-6,8.0172213000000969E-5,1.6081542465594496E-3,null,5.5531235621715579E-4,2.658159540943204E-4,2.3004069476997946E-4,1.0782407407407694E-6,3.5365921563553616E-5,1.0876131673857501E-3]
[2004,9,16,4,5.8507034999251222E-4,4.6414567273798192E-4,4.072736431550586E-4,2.3089305555555617E-6,8.0172213000000969E-5,1.5389708094411092E-3,null,4.2979831467202889E-4,2.9668904545638274E-4,2.6473640352367298E-4,1.0782407407407694E-6,3.5365921563553616E-5,1.027667925956379E-3]
[2004,9,16,7,1.1056117285592069E-3,5.2437750523095486E-4,5.6745065170693966E-4,2.3089305555555617E-6,4.015024427040048E-6,2.2037638404796976E-3,null,8.1219302537285866E-4,3.3519015822775373E-4,3.6885481600601759E-4,1.0782407407407694E-6,1.771125351902765E-6,1.5190873656992735E-3]
[2004,9,16,11,1.1548454674279399E-3,5.8435066623288958E-4,7.1599379765745707E-4,2.3089305555555617E-6,0,2.4574988618738421E-3,null,8.4836060417950139E-4,3.7352592420765251E-4,4.6541097397978601E-4,1.0782407407407694E-6,0,1.6883757431076806E-3]
[2004,9,16,12,1.1063925608252316E-3,5.7490808368018426E-4,6.9615926889388298E-4,2.3089305555555617E-6,0,2.3797688439548543E-3,null,8.1276663227668362E-4,3.6749008035785594E-4,4.5251811459959696E-4,1.0782407407407694E-6,0,1.6338530679748775E-3]
[2004,9,16,18,1.4129870293804682E-3,5.3842829138944282E-4,6.0505141549666572E-4,2.3089305555555617E-6,0,2.5587756668221323E-3,null,1.0379938820843238E-3,3.4417163662586617E-4,3.9329610049062489E-4,1.0782407407407694E-6,0,1.7765398599415558E-3]
[2004,9,16,19,1.4942303916254641E-3,5.4129931973824507E-4,5.9516885817067035E-4,2.3089305555555617E-6,4.0086106500000485E-5,2.6730936065899359E-3,null,1.0976760385491579E-3,3.4600684205880619E-4,3.8687223111417111E-4,1.0782407407407694E-6,1.7682960781776808E-5,1.8493163132446528E-3]
[2004,9,16,22,1.1783643474157263E-3,4.2895000765430806E-4,4.188500891247967E-4,2.3089305555555617E-6,8.0172213000000969E-5,2.1086455877503876E-3,null,8.6563779995921166E-4,2.7419143556533349E-4,2.7226133601837847E-4,1.0782407407407694E-6,3.5365921563553616E-5,1.448534733847218E-3]
[2004,9,17,1,7.0229402314726927E-4,4.3592739913901596E-4,3.9922694596530113E-4,2.3089305555555617E-6,8.0172213000000969E-5,1.6199295118071427E-3,null,5.1591195410397776E-4,2.7865149140763386E-4,2.5950588171097272E-4,1.0782407407407694E-6,3.5365921563553616E-5,1.0905134895268789E-3]
[2004,9,17,5,7.5426195063404337E-4,4.9031851170986014E-4,4.3543406827580055E-4,2.3089305555555617E-6,8.0172213000000969E-5,1.7624956741752605E-3,null,5.5408809420593222E-4,3.1341912626408155E-4,2.8304127002671994E-4,1.0782407407407694E-6,3.5365921563553616E-5,1.1869926528010281E-3]
[2004,9,17,9,1.3115435826409189E-3,5.4235347681350543E-4,6.4252398535549066E-4,2.3089305555555617E-6,0,2.4987299753654706E-3,null,9.6347254897671028E-4,3.4668067545808175E-4,4.1765405623351101E-4,1.0782407407407694E-6,0,1.7288855214090439E-3]
[2004,9,17,13,1.0499449762209538E-3,5.245167661396883E-4,6.6436149198902095E-4,2.3089305555555617E-6,0,2.2411321649052187E-3,null,7.7129969290685248E-4,3.3527917594031317E-4,4.318488932067549E-4,1.0782407407407694E-6,0,1.5395060027946614E-3]
[2004,9,17,16,1.1043784359211003E-3,5.279094864491027E-4,6.522218382489797E-4,2.3089305555555617E-6,0,2.2868186911747385E-3,null,8.112870367214726E-4,3.3744785489009816E-4,4.2395786385787638E-4,1.0782407407407694E-6,0,1.5737709962101879E-3]
[2004,9,17,19,1.3711319275137583E-3,5.176041085989397E-4,5.8945230863632393E-4,2.3089305555555617E-6,4.2758513573276449E-5,2.523255788877854E-3,null,1.0072467210925419E-3,3.3086049902960685E-4,3.831563541117607E-4,1.0782407407407694E-6,1.8861824822106623E-5,1.7412036397967568E-3]
[2004,9,17,20,1.3415145480998143E-3,4.8977099050164744E-4,5.4203033397357242E-4,2.3089305555555617E-6,8.0172213000000969E-5,2.4557970161305908E-3,null,9.8548950889185832E-4,3.1306914229531265E-4,3.5233107673080368E-4,1.0782407407407694E-6,3.5365921563553616E-5,1.687333890222269E-3]
[2004,9,17,23,9.6897905814674016E-4,4.102763878574193E-4,3.8912365659487055E-4,2.3089305555555617E-6,8.0172213000000969E-5,1.8508602461545865E-3,null,7.1182134960229781E-4,2.6225497087727014E-4,2.52938531879625E-4,1.0782407407407694E-6,3.5365921563553616E-5,1.2634590146634874E-3]
[2004,9,18,3,7.3145648182878348E-4,4.6812321020720757E-4,3.9186889014942192E-4,2.3089305555555617E-6,8.0172213000000969E-5,1.6739297257409695E-3,null,5.3733497715268959E-4,2.9923154852023819E-4,2.5472299122355498E-4,1.0782407407407694E-6,3.5365921563553616E-5,1.1277336792007771E-3]
[2004,9,18,6,9.3757048621641932E-4,4.5952980500888217E-4,3.9493666373870422E-4,2.3089305555555617E-6,8.0172213000000969E-5,1.8745180985195622E-3,null,6.8874831012579753E-4,2.9373851188268591E-4,2.5671710834972091E-4,1.0782407407407694E-6,3.5365921563553616E-5,1.2756480926624989E-3]
[2004,9,18,10,1.4331510132903399E-3,5.2389647724649952E-4,5.2747081850010248E-4,2.3089305555555617E-6,0,{"$f":"SUM(E6276:I6276)","v":2.4868272395924974E-3},null,1.0528065388898647E-3,3.3488267774925656E-4,3.428670865407333E-4,1.0782407407407694E-6,0,1.7316345439205953E-3]
[2004,9,18,14,1.2102641216350776E-3,4.6839875165498632E-4,4.8113441573817173E-4,2.3089305555555617E-6,0,2.1621062195837913E-3,null,8.8907168136863693E-4,2.994076788472601E-4,3.1274745364627754E-4,1.0782407407407694E-6,0,1.5023050546029155E-3]
[2004,9,18,17,1.3803211439261953E-3,4.891121678128194E-4,4.506614245986389E-4,2.3089305555555617E-6,0,2.3224036668932093E-3,null,1.0139972079823193E-3,3.1264801271002461E-4,2.9293937076521257E-4,1.0782407407407694E-6,0,1.6206628321982972E-3]
[2004,9,18,20,1.5164319469589498E-3,4.0475884415485687E-4,3.7160392421932371E-4,2.3089305555555617E-6,8.0172213000000969E-5,2.3752758588886868E-3,null,1.1139855149489653E-3,2.5872807216738763E-4,2.4155033866420084E-4,1.0782407407407694E-6,3.5365921563553616E-5,1.6507080880848481E-3]
[2004,9,18,21,1.398961151064893E-3,4.0019069616068837E-4,3.519373726330714E-4,2.3089305555555617E-6,8.0172213000000969E-5,2.2335703634142096E-3,null,1.0276903367723688E-3,2.5580804178145655E-4,2.287666679696673E-4,1.0782407407407694E-6,3.5365921563553616E-5,1.548709208827787E-3]
[2004,9,19,3,8.7685656480158698E-4,5.0010286360029066E-4,4.1617204998411545E-4,2.3089305555555617E-6,8.0172213000000969E-5,1.8756126219415495E-3,null,6.4414727864033788E-4,3.1967343432572309E-4,2.7052055445169691E-4,1.0782407407407694E-6,3.5365921563553616E-5,1.2707854297220524E-3]
[2004,9,19,5,9.105661201321433E-4,4.9350341333506394E-4,4.0797165096314756E-4,2.3089305555555617E-6,8.0172213000000969E-5,1.8945223279859113E-3,null,6.6891064268639151E-4,3.1545496431785485E-4,2.6519012322749033E-4,1.0782407407407694E-6,3.5365921563553616E-5,1.2859998925360311E-3]
[2004,9,19,8,1.4066441161159631E-3,5.3009843750042229E-4,5.0146740089869533E-4,2.3089305555555617E-6,0,2.4405188850706366E-3,null,1.0333343169034357E-3,3.3884706603459883E-4,3.2596432013092712E-4,1.0782407407407694E-6,0,1.6992239438097024E-3]
[2004,9,19,11,1.6361181881813648E-3,5.776338102265184E-4,5.8316119784042255E-4,2.3089305555555617E-6,0,2.7992221268038613E-3,null,1.2019081806035866E-3,3.6923240664614503E-4,3.7906700024792177E-4,1.0782407407407694E-6,0,1.9512858282383942E-3]
[2004,9,19,15,1.4091483813618566E-3,4.8164484088756611E-4,4.7823613027236716E-4,2.3089305555555617E-6,0,2.3713382830773456E-3,null,1.0351739742748792E-3,3.0787478260643422E-4,3.1086350735243424E-4,1.0782407407407694E-6,0,1.6549905049744885E-3]
[2004,9,19,18,1.9885723195601432E-3,4.4999376447800568E-4,4.2549088329659097E-4,2.3089305555555617E-6,0,2.8663658978902956E-3,null,1.4608243804549916E-3,2.876429282572919E-4,2.765779914050676E-4,1.0782407407407694E-6,0,2.0261235408580917E-3]
[2004,9,19,20,2.0242866528316968E-3,4.3558207463761565E-4,3.9476786617129525E-4,2.3089305555555617E-6,8.0172213000000969E-5,2.9371177371961643E-3,null,1.4870604736871053E-3,2.7843075468054389E-4,2.5660738639331535E-4,1.0782407407407694E-6,3.5365921563553616E-5,2.0585427770652585E-3]
[2004,9,19,23,1.2754310079383076E-3,4.6630899670313048E-4,3.9898138311540926E-4,2.3089305555555617E-6,8.0172213000000969E-5,2.2232025313124039E-3,null,9.3694390375336455E-4,2.9807187537365135E-4,2.5934626071213816E-4,1.0782407407407694E-6,3.5365921563553616E-5,1.5308062021434485E-3]
[2004,9,20,2,5.5499035756391706E-4,4.3195999384985386E-4,3.3724343388338114E-4,2.3089305555555617E-6,8.0172213000000969E-5,1.4066749288527084E-3,null,4.0770126249475982E-4,2.7611546498895262E-4,2.192152998328662E-4,1.0782407407407694E-6,3.5365921563553616E-5,9.3947618962087311E-4]
[2004,9,20,6,8.6631102083161273E-4,4.5000172774461831E-4,3.8241407530284076E-4,2.3089305555555617E-6,8.0172213000000969E-5,1.7812079674346282E-3,null,6.3640042046225254E-4,2.876480184996636E-4,2.4857716342317071E-4,1.0782407407407694E-6,3.5365921563553616E-5,1.2090697646893812E-3]
[2004,9,20,9,1.1559184831112211E-3,4.8798323939856553E-4,5.4951869075370004E-4,2.3089305555555617E-6,0,2.1957293438190422E-3,null,8.4914885183603843E-4,3.1192638432202784E-4,3.5719866557577671E-4,1.0782407407407694E-6,0,1.5193521424745839E-3]
[2004,9,20,12,1.1008293431025466E-3,5.2335114608541376E-4,5.9660033965308818E-4,2.3089305555555617E-6,0,2.2230897593966043E-3,null,8.0867983895107037E-4,3.3453409369226054E-4,3.8780272407814068E-4,1.0782407407407694E-6,0,1.5320948974622123E-3]
[2004,9,20,16,1.1562540611729519E-3,5.2053635039365034E-4,5.9077127428755222E-4,2.3089305555555617E-6,0,2.26987061640971E-3,null,8.4939537071257118E-4,3.3273483303769558E-4,3.8401370942739671E-4,1.0782407407407694E-6,0,1.5672221539184041E-3]
[2004,9,20,17,1.3228087444788505E-3,4.921613525776849E-4,5.4141751544639204E-4,2.3089305555555617E-6,0,2.3586965430584831E-3,null,9.7174804537216537E-4,3.1459709846142571E-4,3.5193273184493871E-4,1.0782407407407694E-6,0,1.6393561164192705E-3]
[2004,9,20,21,1.4147129886456602E-3,3.8500027614859421E-4,3.6935618050032871E-4,2.3089305555555617E-6,8.0172213000000969E-5,2.2515505888501394E-3,null,1.0392617883854746E-3,2.4609809191402786E-4,2.400892581395691E-4,1.0782407407407694E-6,3.5365921563553616E-5,1.5618933007433659E-3]
[2004,9,20,24,7.6990773465871669E-4,3.9691093599895515E-4,3.3641436252916787E-4,2.3089305555555617E-6,8.0172213000000969E-5,1.5857141767423961E-3,null,5.6558163785519293E-4,2.537115686936641E-4,2.1867638607729237E-4,1.0782407407407694E-6,3.5365921563553616E-5,1.0744137549304439E-3]
[2004,9,21,3,7.4123510234791652E-4,4.7833983227385139E-4,4.0028922511833355E-4,2.3089305555555617E-6,8.0172213000000969E-5,1.702345303295658E-3,null,5.4451844597655746E-4,3.057621703202012E-4,2.6019638542325177E-4,1.0782407407407694E-6,3.5365921563553616E-5,1.1469211640243047E-3]
[2004,9,21,7,1.4330887523843518E-3,5.1786929629810065E-4,5.3690540897800767E-4,2.3089305555555617E-6,1.069604215031606E-5,2.5008684303663318E-3,null,1.0527608014286106E-3,3.3103001108143043E-4,3.4899976807762419E-4,1.0782407407407694E-6,4.7182854704102598E-6,1.7385871067988163E-3]
[2004,9,21,10,1.473209013413943E-3,5.8861715307477014E-4,6.7205617182978942E-4,2.3089305555555617E-6,0,2.7361912688740582E-3,null,1.0822335316309545E-3,3.7625312815011894E-4,4.3685059636517802E-4,1.0782407407407694E-6,0,1.8964154968869923E-3]
[2004,9,21,14,1.3355820585683076E-3,5.9034539796147523E-4,6.8468491081271775E-4,2.3089305555555617E-6,0,2.6129212978980563E-3,null,9.811314449385516E-4,3.7735784883560265E-4,4.4505954137197973E-4,1.0782407407407694E-6,0,1.8046270758868747E-3]
[2004,9,21,18,1.7820818085070779E-3,5.4146561802893042E-4,5.7788543473288054E-4,2.3089305555555617E-6,0,2.9037417918244446E-3,null,1.3091344620588376E-3,3.4611314248132958E-4,3.7563764366075415E-4,1.0782407407407694E-6,0,2.0319634889416618E-3]
[2004,9,21,21,1.7942731174661055E-3,4.7811314453435964E-4,4.7029658338320268E-4,2.3089305555555617E-6,8.0172213000000969E-5,2.8251639889392242E-3,null,1.3180903150503678E-3,3.0561726803413715E-4,3.0570263548073117E-4,1.0782407407407694E-6,3.5365921563553616E-5,1.9658543808695303E-3]
[2004,9,21,22,1.4640795552436413E-3,4.4231232502771838E-4,4.0405355290579285E-4,2.3089305555555617E-6,8.0172213000000969E-5,2.392926576732709E-3,null,1.0755269437214582E-3,2.8273283413793277E-4,2.6264327737632814E-4,1.0782407407407694E-6,3.5365921563553616E-5,1.6573472175400136E-3]
[2004,9,22,1,1.0631212583705539E-3,5.1889176963485655E-4,4.6389420859053456E-4,2.3089305555555617E-6,8.0172213000000969E-5,2.1283883801515016E-3,null,7.8097911669172508E-4,3.3168359174824398E-4,3.0154095768716898E-4,1.0782407407407694E-6,3.5365921563553616E-5,1.4506478284314324E-3]
[2004,9,22,4,9.9762450464049163E-4,5.4486886188269976E-4,4.7844599725654913E-4,2.3089305555555617E-6,8.0172213000000969E-5,2.103420507335297E-3,null,7.328645705178676E-4,3.4828854824235699E-4,3.1099992529045814E-4,1.0782407407407694E-6,3.5365921563553616E-5,1.4285972063549771E-3]
[2004,9,22,7,1.7013564151670327E-3,5.5589192405756385E-4,5.806746905912245E-4,2.3089305555555617E-6,1.2032245727040145E-5,2.8522642060984172E-3,null,1.2498328105408072E-3,3.5533465895017563E-4,3.7745071842475056E-4,1.0782407407407694E-6,5.3077175082581269E-6,1.9890041461647322E-3]
[2004,9,22,12,1.5326925126687564E-3,6.3703327531864826E-4,7.1332508585311596E-4,2.3089305555555617E-6,0,2.8853598043960763E-3,null,1.1259306831458806E-3,4.0720145738585173E-4,4.6367625537720397E-4,1.0782407407407694E-6,0,1.9978866366496769E-3]
[2004,9,22,16,1.5312202210347101E-3,6.0764194688512805E-4,6.7305594141521346E-4,2.3089305555555617E-6,0,2.8142270398906072E-3,null,1.1248491235299695E-3,3.8841406866326248E-4,4.3750046754846187E-4,1.0782407407407694E-6,0,1.9518419004824347E-3]
[2004,9,22,19,2.1429178369589338E-3,5.4501254620123094E-4,5.6732728232434778E-4,2.3089305555555617E-6,5.4784345523276585E-5,3.312350941563345E-3,null,1.5742080842369925E-3,3.4838039346642336E-4,3.6877462332180828E-4,1.0782407407407694E-6,2.4166713056639662E-5,2.3166080548226043E-3]
[2004,9,22,22,1.7289548516379912E-3,4.9054678528446334E-4,4.6055291076294003E-4,2.3089305555555617E-6,8.0172213000000969E-5,2.7625356912409512E-3,null,1.2701068878085287E-3,3.1356504224031468E-4,2.9936904407369203E-4,1.0782407407407694E-6,3.5365921563553616E-5,1.91948513642683E-3]
[2004,9,22,23,1.3553059789052201E-3,5.0723687775507402E-4,4.6139314747041635E-4,2.3089305555555617E-6,8.0172213000000969E-5,2.406417147686267E-3,null,9.9562082680457642E-4,3.242336057851904E-4,2.9991521554288567E-4,1.0782407407407694E-6,3.5365921563553616E-5,1.6562138104369468E-3]
[2004,9,23,4,7.5233176380135123E-4,4.8616321659464935E-4,4.0954778999053405E-4,2.3089305555555617E-6,8.0172213000000969E-5,1.7305239139420911E-3,null,5.5267016036651651E-4,3.1076299778172597E-4,2.6621464662736263E-4,1.0782407407407694E-6,3.5365921563553616E-5,1.1660919670798996E-3]
[2004,9,23,6,1.158884626744649E-3,5.0609221321175389E-4,4.69146468622348E-4,2.3089305555555617E-6,8.0172213000000969E-5,2.2166044521343075E-3,null,8.5132780951991142E-4,3.2350191862171414E-4,3.0495503678254525E-4,1.0782407407407694E-6,3.5365921563553616E-5,1.5162289272284653E-3]
[2004,9,23,10,1.4546656390607045E-3,5.8544930848665748E-4,6.6881548273676713E-4,2.3089305555555617E-6,0,2.7112393608396844E-3,null,1.0686113902158981E-3,3.7422819321652996E-4,4.3474408053768929E-4,1.0782407407407694E-6,0,1.8786619047108581E-3]
[2004,9,23,13,1.3234982109724689E-3,6.0852206007447275E-4,6.9258921876644123E-4,2.3089305555555617E-6,0,2.6269184203689387E-3,null,9.7225453409951893E-4,3.8897665053653498E-4,4.5019750719712306E-4,1.0782407407407694E-6,0,1.8125069325739178E-3]
[2004,9,23,17,1.5885079947175987E-3,5.9377304652110307E-4,6.4926078524538827E-4,2.3089305555555617E-6,0,2.833850757039646E-3,null,{"$f":"E6403*T$5","v":1.1669332738898934E-3},{"$f":"F6403*U$5","v":3.7954885445958491E-4},{"$f":"G6403*V$5","v":4.2203311734901548E-4},{"$f":"H6403*W$5","v":1.0782407407407694E-6},{"$f":"I6403*X$5","v":0},{"$f":"SUM(L6403:P6403)","v":1.9695934864392343E-3}]
[2004,9,23,20,1.8722923214046833E-3,4.8771838974402215E-4,4.9354457130315415E-4,2.3089305555555617E-6,8.0172213000000969E-5,2.9360364260074159E-3,null,1.3754039737672781E-3,3.1175708835351782E-4,3.2081431485043337E-4,1.0782407407407694E-6,3.5365921563553616E-5,2.0444195392755236E-3]
[2004,9,23,23,1.1127953273854015E-3,4.5005860894305503E-4,3.9750720041859309E-4,2.3089305555555617E-6,8.0172213000000969E-5,2.0428422803026062E-3,null,8.1747016626509137E-4,2.8768437783566485E-4,2.5838801106389526E-4,1.0782407407407694E-6,3.5365921563553616E-5,1.399986717468946E-3]
[2004,9,24,1,7.7902695067500534E-4,4.4469997007935214E-4,3.8550849280293497E-4,2.3089305555555617E-6,8.0172213000000969E-5,1.6917165571128487E-3,null,5.7228070177969565E-4,2.8425905354030086E-4,2.5058859964975649E-4,1.0782407407407694E-6,3.5365921563553616E-5,1.1435725172740474E-3]
[2004,9,24,4,7.1946910028950709E-4,4.6794431806987174E-4,3.9328062617258609E-4,2.3089305555555617E-6,8.0172213000000969E-5,1.6631751880875215E-3,null,5.2852893120799679E-4,2.9911719791743554E-4,2.5564064922519244E-4,1.0782407407407694E-6,3.5365921563553616E-5,1.1197309406549192E-3]
[2004,9,24,7,1.3759715482151002E-3,5.0381908070702491E-4,5.1691390539473404E-4,2.3089305555555617E-6,1.4704652800316106E-5,2.4137181176727305E-3,null,1.0108019530763797E-3,3.2204889739877445E-4,3.3600487177481698E-4,1.0782407407407694E-6,6.4865815485879402E-6,1.6764205445393E-3]
[2004,9,24,11,1.3044126576091477E-3,5.5613181388145037E-4,6.3430555621062676E-4,2.3089305555555617E-6,0,2.4971589582567805E-3,null,9.5823410276123027E-4,3.5548800021143037E-4,4.1231190505090412E-4,1.0782407407407694E-6,0,1.7271122487643054E-3]
[2004,9,24,14,1.1363370108064574E-3,5.4263868649683509E-4,6.3530761071827488E-4,2.3089305555555617E-6,0,2.316592238577123E-3,null,8.3476411366653082E-4,3.4686298586981702E-4,4.1296326148152011E-4,1.0782407407407694E-6,0,1.5956686017586088E-3]
[2004,9,24,18,1.4839147335414316E-3,4.7926257681752424E-4,5.165499951758001E-4,2.3089305555555617E-6,0,2.4820362360903118E-3,null,1.0900980567572131E-3,3.0635200281017665E-4,3.3576832250582978E-4,1.0782407407407694E-6,0,1.7332966228139602E-3]
[2004,9,24,22,1.3403993172555772E-3,3.9210096809632586E-4,3.5821145084284926E-4,2.3089305555555617E-6,8.0172213000000969E-5,2.1731928797503086E-3,null,9.8467024957145442E-4,2.5063696330676323E-4,2.3284495029556401E-4,1.0782407407407694E-6,3.5365921563553616E-5,1.5045963254780761E-3]
[2004,9,25,1,8.9621848414249883E-4,4.7575847576272447E-4,4.1555773390386118E-4,2.3089305555555617E-6,8.0172213000000969E-5,1.8700158373646408E-3,null,6.5837073108780198E-4,3.0411212757661365E-4,2.7012123612494881E-4,1.0782407407407694E-6,3.5365921563553616E-5,1.2690482570936587E-3]
[2004,9,25,2,8.3030968037379788E-4,4.8273418715165536E-4,4.1804965225872E-4,2.3089305555555617E-6,8.0172213000000969E-5,1.8135746633397296E-3,null,6.0995348898657486E-4,3.0857110947587926E-4,2.7174103528020322E-4,1.0782407407407694E-6,3.5365921563553616E-5,1.2267097960469518E-3]
[2004,9,25,5,8.6519129916246614E-4,4.8442088128872467E-4,4.0632633838005573E-4,2.3089305555555617E-6,8.0172213000000969E-5,1.8384196623868032E-3,null,6.3557786213861312E-4,3.096492702837825E-4,2.6412063556669873E-4,1.0782407407407694E-6,3.5365921563553616E-5,1.2457919302933888E-3]
[2004,9,25,9,1.4621092387655625E-3,5.5499070863112134E-4,5.586887165913415E-4,2.3089305555555617E-6,0,2.5780975945435807E-3,null,1.0740795302580011E-3,3.5475858820272144E-4,3.6315937455185969E-4,1.0782407407407694E-6,0,1.793075733753323E-3]
[2004,9,25,12,1.4032259856136381E-3,5.4356792479419718E-4,5.4257755467849251E-4,2.3089305555555617E-6,0,2.4916803956418834E-3,null,1.0308233253120021E-3,3.4745696926692497E-4,3.5268678165742737E-4,1.0782407407407694E-6,0,1.7320453169770954E-3]
[2004,9,25,15,1.2846154515819791E-3,4.8075135421140496E-4,4.8673510831925111E-4,2.3089305555555617E-6,0,2.254410844668191E-3,null,9.4369088452123421E-4,3.073036521949095E-4,3.1638802120098223E-4,1.0782407407407694E-6,0,1.5684607986578669E-3]
[2004,9,25,20,1.6510015754871374E-3,4.086617718716026E-4,3.7648704385505425E-4,2.3089305555555617E-6,8.0172213000000969E-5,2.5186315347693507E-3,null,1.2128416602795161E-3,2.612228835311041E-4,2.447244687658312E-4,1.0782407407407694E-6,3.5365921563553616E-5,1.7552331748807459E-3]
[2004,9,25,23,1.1663223499601123E-3,4.5212608670601532E-4,3.6525365152654003E-4,2.3089305555555617E-6,8.0172213000000969E-5,2.0661832317482244E-3,null,8.5679163263630096E-4,2.8900594138785005E-4,2.3742252832749782E-4,1.0782407407407694E-6,3.5365921563553616E-5,1.4196642646559432E-3]
[2004,9,26,2,6.4890526157163444E-4,4.4606779275572882E-4,3.7702268116701941E-4,2.3089305555555617E-6,8.0172213000000969E-5,1.5544768790499391E-3,null,4.7669205559445956E-4,2.8513338681117654E-4,2.4507264424427418E-4,1.0782407407407694E-6,3.5365921563553616E-5,1.0433422489542047E-3]
[2004,9,26,3,6.2416518466089951E-4,4.4450704590461357E-4,3.6756509112363829E-4,2.3089305555555617E-6,8.0172213000000969E-5,1.5187184652447078E-3,null,4.5851775679222776E-4,2.8413573344359284E-4,2.3892501250780858E-4,1.0782407407407694E-6,3.5365921563553616E-5,1.0180226650479236E-3]
[2004,9,26,6,7.2603002903962488E-4,4.331709574237376E-4,3.6589039292116924E-4,2.3089305555555617E-6,8.0172213000000969E-5,1.6075725229400882E-3,null,5.3334865266460444E-4,2.7688953151142743E-4,2.3783642357857009E-4,1.0782407407407694E-6,3.5365921563553616E-5,1.0845187700588965E-3]
[2004,9,26,10,1.2460105807319114E-3,5.116010790007907E-4,5.3233779751526316E-4,2.3089305555555617E-6,0,{"$f":"SUM(E6468:I6468)","v":2.2922583878035212E-3},null,9.1533137454144671E-4,3.2702327027593782E-4,3.4603072490072478E-4,1.0782407407407694E-6,0,1.5894636104588501E-3]
[2004,9,26,12,1.2125243655451313E-3,4.7698234650372305E-4,4.9081225805547692E-4,2.3089305555555617E-6,0,2.1826279006598869E-3,null,8.9073207831628812E-4,3.0489444455862255E-4,3.1903825397675006E-4,1.0782407407407694E-6,0,1.5157430175924014E-3]
[2004,9,26,17,1.3590305478010361E-3,4.3791159002995711E-4,4.4311528425619871E-4,2.3089305555555617E-6,0,2.2423663526427479E-3,null,9.9835693099157219E-4,2.7991981671154963E-4,2.8803422139373234E-4,1.0782407407407694E-6,0,1.5673892098375948E-3]
[2004,9,26,21,1.4511375880297838E-3,3.5672388444116368E-4,3.2342660095644859E-4,2.3089305555555617E-6,8.0172213000000969E-5,2.2137692169829529E-3,null,1.0660196499453717E-3,2.2802338787738326E-4,2.1023406886287933E-4,1.0782407407407694E-6,3.5365921563553616E-5,1.5407212689899285E-3]
[2004,9,26,24,8.1200155643134883E-4,4.1291542472530747E-4,3.4917152479052788E-4,2.3089305555555617E-6,8.0172213000000969E-5,1.6565696495027408E-3,null,5.9650416478928484E-4,2.6394188379113876E-4,2.2696880890651672E-4,1.0782407407407694E-6,3.5365921563553616E-5,1.1238590197912347E-3]
[2004,9,27,1,6.3326154203616127E-4,4.0276558953132764E-4,3.1716929484798095E-4,2.3089305555555617E-6,8.0172213000000969E-5,1.4356775699710263E-3,null,4.6520002853885111E-4,2.5745395318634039E-4,2.0616668875433704E-4,1.0782407407407694E-6,3.5365921563553616E-5,9.6526483278382299E-4]
[2004,9,27,4,5.5282936314854315E-4,4.3037963684122878E-4,3.3489953345739528E-4,2.3089305555555617E-6,8.0172213000000969E-5,1.4005896770027237E-3,null,4.0611377518190038E-4,2.7510527650738517E-4,2.1769171543347784E-4,1.0782407407407694E-6,3.5365921563553616E-5,9.3535492942705778E-4]
[2004,9,27,9,1.1547151388399809E-3,4.9215656043914008E-4,5.5723218083317694E-4,2.3089305555555617E-6,0,2.2064128106678536E-3,null,8.4826486354342388E-4,3.1459403525283826E-4,3.6221259578357758E-4,1.0782407407407694E-6,0,1.5261497353205805E-3]
[2004,9,27,12,1.1019112833835941E-3,5.2628166728908377E-4,6.0340448579256046E-4,2.3089305555555617E-6,0,2.2339063670207939E-3,null,8.0947464270309086E-4,3.3640732787211975E-4,3.922255616672836E-4,1.0782407407407694E-6,0,1.5391857729832349E-3]
[2004,9,27,15,9.5966348623982025E-4,5.24627146788349E-4,6.0205208923204705E-4,2.3089305555555617E-6,0,2.0886516528157719E-3,null,7.0497804074918038E-4,3.3534973294689868E-4,3.9134647555998103E-4,1.0782407407407694E-6,0,1.432752489996801E-3]
[2004,9,27,18,1.4625127795163423E-3,4.5241056004808022E-4,4.8399131383257247E-4,2.3089305555555617E-6,0,2.4012235839525509E-3,null,1.0743759751805457E-3,2.8918778111893521E-4,3.1460449728132892E-4,1.0782407407407694E-6,0,1.6792464943215506E-3]
[2004,9,27,22,1.2181032404129824E-3,3.8736765393665917E-4,3.5244160269575251E-4,2.3089305555555617E-6,8.0172213000000969E-5,2.0403936406009505E-3,null,8.9483037353155453E-4,2.4761135617012303E-4,2.2909442807785552E-4,1.0782407407407694E-6,3.5365921563553616E-5,1.4079803200838276E-3]
[2004,9,28,1,8.0539158675653044E-4,4.54481229019437E-4,3.8708401914018504E-4,2.3089305555555617E-6,8.0172213000000969E-5,1.7294379784717089E-3,null,5.9164841739701567E-4,2.9051138454055925E-4,2.5161272478819963E-4,1.0782407407407694E-6,3.5365921563553616E-5,1.1702166890300689E-3]
[2004,9,28,2,7.3389266728776203E-4,4.6448826723774923E-4,3.9274152570276187E-4,2.3089305555555617E-6,8.0172213000000969E-5,1.6736036037838294E-3,null,5.3912462245690111E-4,2.9690803712448336E-4,2.5529022262156162E-4,1.0782407407407694E-6,3.5365921563553616E-5,1.1277670445072406E-3]
[2004,9,28,6,1.1218120283383595E-3,5.0205141715071457E-4,4.6606078655360471E-4,2.3089305555555617E-6,8.0172213000000969E-5,2.1724053755982353E-3,null,8.2409392163661655E-4,3.2091897969402443E-4,3.0294927876941115E-4,1.0782407407407694E-6,3.5365921563553616E-5,1.4844063424043466E-3]
[2004,9,28,9,1.4711548370188745E-3,5.4999485061982809E-4,6.1558263173304255E-4,2.3089305555555617E-6,0,2.639041249927301E-3,null,1.0807245138647135E-3,3.5156515900222352E-4,4.0014161175315228E-4,1.0782407407407694E-6,0,1.8335095253608302E-3]
[2004,9,28,13,1.2846343953157413E-3,5.9977511027089895E-4,6.8781917720584721E-4,2.3089305555555617E-6,0,2.5745376133480434E-3,null,9.4370480077052743E-4,3.8338546582814665E-4,4.4709688021417506E-4,1.0782407407407694E-6,0,1.77526538755359E-3]
[2004,9,28,16,1.3969740385803991E-3,5.9845630406887341E-4,6.8065376013765836E-4,2.3089305555555617E-6,0,2.6783930333424866E-3,null,1.0262305848008151E-3,3.8254246464079788E-4,4.4243920894999938E-4,1.0782407407407694E-6,0,1.8522904991323532E-3]
[2004,9,28,19,1.8156409404018936E-3,5.1691936291403966E-4,5.4152136288573231E-4,2.3089305555555617E-6,6.9482584626724916E-5,2.9458731813839464E-3,null,1.3337873236000739E-3,3.3042279906693147E-4,3.5200023485690166E-4,1.0782407407407694E-6,3.0650465366868447E-5,2.0479390636315162E-3]
[2004,9,28,23,1.0863089699637493E-3,4.445623047113207E-4,3.8875561112663255E-4,2.3089305555555617E-6,8.0172213000000969E-5,2.0021080293572591E-3,null,7.9801303297885877E-4,2.8417105572187303E-4,2.526992946119253E-4,1.0782407407407694E-6,3.5365921563553616E-5,1.3713275456169515E-3]
[2004,9,29,3,1.0425914834525196E-3,5.5006969252697623E-4,4.8368407324886049E-4,2.3089305555555617E-6,8.0172213000000969E-5,2.1588263927839126E-3,null,7.658977462881827E-4,3.5161299909919336E-4,3.1440478446289482E-4,1.0782407407407694E-6,3.5365921563553616E-5,1.4683596921545655E-3]
[2004,9,29,4,1.0681801639531928E-3,5.5978454906178477E-4,4.9403766526393857E-4,2.3089305555555617E-6,8.0172213000000969E-5,2.2044835218344725E-3,null,7.8469543746157941E-4,3.5782288466174852E-4,3.211348362590029E-4,1.0782407407407694E-6,3.5365921563553616E-5,1.5000973206866252E-3]
[2004,9,29,7,1.8056393525243781E-3,5.6648540433394928E-4,5.9215124016796415E-4,2.3089305555555617E-6,2.2721874100316198E-5,2.9893068016821635E-3,null,1.326440060807052E-3,3.6210617430810523E-4,3.8491071617041971E-4,1.0782407407407694E-6,1.0023173704943299E-5,2.0845583657312611E-3]
[2004,9,29,10,1.7429677246824395E-3,6.281833570851293E-4,7.1874561614142316E-4,2.3089305555555617E-6,0,3.0922056284645475E-3,null,1.2804008793230433E-3,4.0154445367496716E-4,4.6719971366583976E-4,1.0782407407407694E-6,0,2.1502232874045907E-3]
[2004,9,29,14,1.5077103561051042E-3,6.1131280272155148E-4,6.9277460908396865E-4,2.3089305555555617E-6,0,2.8141066984661801E-3,null,1.1075785502988342E-3,3.907605361153705E-4,4.5031801478884962E-4,1.0782407407407694E-6,0,1.9497353419437953E-3]
[2004,9,29,17,1.9426506531005235E-3,6.44472525360303E-4,6.9589587942673822E-4,2.3089305555555617E-6,0,3.2853279884431205E-3,null,1.427089881942927E-3,4.1195674031405404E-4,4.5234690592594516E-4,1.0782407407407694E-6,0,2.2924717689236668E-3]
[2004,9,29,20,2.261356850191837E-3,5.0664701655158534E-4,5.1293671783403155E-4,2.3089305555555617E-6,8.0172213000000969E-5,3.3634217281330106E-3,null,1.6612145241968561E-3,3.238565574409013E-4,3.3341961650810531E-4,1.0782407407407694E-6,3.5365921563553616E-5,2.3549348604501568E-3]
[2004,9,30,1,1.1135361513571705E-3,5.3064655517094856E-4,4.7623057039785949E-4,2.3089305555555617E-6,8.0172213000000969E-5,2.202894420481535E-3,null,8.1801438269058456E-4,3.3919743127124301E-4,3.0955985140230835E-4,1.0782407407407694E-6,3.5365921563553616E-5,1.5032158276684303E-3]
[2004,9,30,4,1.0490295897071663E-3,5.5573607635495993E-4,4.8980572129333837E-4,2.3089305555555617E-6,8.0172213000000969E-5,2.1770525309110209E-3,null,7.7062724115655541E-4,3.5523503870412364E-4,3.1838398398677806E-4,1.0782407407407694E-6,3.5365921563553616E-5,1.4806904261517515E-3]
[2004,9,30,5,1.1435550419450361E-3,5.4605626020973305E-4,4.9049421146321603E-4,2.3089305555555617E-6,8.0172213000000969E-5,2.2625866571735417E-3,null,8.4006654886710291E-4,3.4904755149697288E-4,3.188315170262913E-4,1.0782407407407694E-6,3.5365921563553616E-5,1.5443897796946614E-3]
[2004,9,30,8,1.8563126207787797E-3,5.826342363541762E-4,6.4538077436344585E-4,2.3089305555555617E-6,0,3.0866365620519573E-3,null,1.3636651317663719E-3,3.7242875585681069E-4,4.1951102896008657E-4,1.0782407407407694E-6,0,2.1566831573240097E-3]
[2004,9,30,11,1.6438944691746658E-3,6.4459320367429537E-4,7.3480161559216751E-4,2.3089305555555617E-6,0,3.0255982189966845E-3,null,1.2076207115246625E-3,4.1203387974653969E-4,4.7763644980383191E-4,1.0782407407407694E-6,0,2.0983692818157748E-3]
[2004,9,30,17,1.9112899424600352E-3,6.398125943996594E-4,6.91036109752306E-4,2.3089305555555617E-6,0,3.2444475771675565E-3,null,1.4040520018309514E-3,4.089780408457376E-4,4.491879537885176E-4,1.0782407407407694E-6,0,2.2632962372059473E-3]
[2004,9,30,19,2.2282506303741788E-3,5.5074858000780632E-4,5.7350296250214367E-4,2.3089305555555617E-6,7.3491195276724971E-5,3.4283022987164095E-3,null,1.6368943762300801E-3,3.5204695440781792E-4,3.7278894486473136E-4,1.0782407407407694E-6,3.2418761445046129E-5,2.3952272776884163E-3]
[2004,9,30,23,1.4137176292827059E-3,5.1986893467369114E-4,4.7458785923828279E-4,2.3089305555555617E-6,8.0172213000000969E-5,2.4906555667502362E-3,null,1.038530587809858E-3,3.3230821065487941E-4,3.0849205472132112E-4,1.0782407407407694E-6,3.5365921563553616E-5,1.715775015490353E-3]
[2004,10,1,2,6.6840447880337243E-4,4.7520356158416757E-4,4.518435075114883E-4,2.2344489247311912E-6,8.0172213000001091E-5,1.6778582098237608E-3,null,4.9101636839501766E-4,3.0375741790761025E-4,2.9370774943217039E-4,1.043458781362036E-6,3.536592156355367E-5,1.1248909160797142E-3]
[2004,10,1,5,8.7879215500108953E-4,4.7930209009450187E-4,4.3769603139044841E-4,2.2344489247311912E-6,8.0172213000001091E-5,1.8781969384107722E-3,null,6.4556918184505933E-4,3.06377260303929E-4,2.8451159345653022E-4,1.043458781362036E-6,3.536592156355367E-5,1.2728674159504345E-3]
[2004,10,1,6,1.1138255877893395E-3,4.6362972732704046E-4,4.7002189820438819E-4,2.2344489247311912E-6,8.0172213000001091E-5,2.1298838752455002E-3,null,8.1822700548159167E-4,2.9635924522238114E-4,3.0552408435776318E-4,1.043458781362036E-6,3.536592156355367E-5,1.4565197154066518E-3]
[2004,10,1,10,1.374203372603194E-3,5.3478065229145457E-4,6.662899993019793E-4,2.2344489247311912E-6,0,2.577508473121359E-3,null,1.0095030342402924E-3,3.4184000966968329E-4,4.3310246337703795E-4,1.043458781362036E-6,0,1.7854889660683757E-3]
[2004,10,1,13,1.1828839131710234E-3,5.265295996974245E-4,6.7660633701742585E-4,2.2344489247311912E-6,0,2.388254298810605E-3,null,8.6895791649682294E-4,3.365658100769293E-4,4.3980829909762533E-4,1.043458781362036E-6,0,1.6463754844527397E-3]
[2004,10,1,17,1.3830827724076169E-3,5.0110496323102624E-4,6.2191576674055105E-4,2.2344489247311912E-6,0,2.5083379513039252E-3,null,{"$f":"E6595*T$5","v":1.0160259268655791E-3},{"$f":"F6595*U$5","v":3.2031399180661326E-4},{"$f":"G6595*V$5","v":4.0425828223526186E-4},{"$f":"H6595*W$5","v":1.043458781362036E-6},{"$f":"I6595*X$5","v":0},{"$f":"SUM(L6595:P6595)","v":1.7416416596888163E-3}]
[2004,10,1,20,1.5995616107864472E-3,4.32470078234209E-4,5.0257267073021395E-4,2.2344489247311912E-6,8.0172213000001091E-5,2.6170110216756021E-3,null,1.1750533667257098E-3,2.7644151876470756E-4,3.2668276868520312E-4,1.043458781362036E-6,3.536592156355367E-5,1.8145870345205363E-3]
[2004,10,1,24,8.2914612803058766E-4,4.4641869857715925E-4,4.3029853208275629E-4,2.2344489247311912E-6,8.0172213000001091E-5,1.7882700206152354E-3,null,6.0909873222757857E-4,2.8535769120378488E-4,2.7970306387279363E-4,1.043458781362036E-6,3.536592156355367E-5,1.2105688676490728E-3]
[2004,10,2,3,6.9157836670674004E-4,4.7576804442062506E-4,4.3998743605188923E-4,2.2344489247311912E-6,8.0172213000001091E-5,1.6897405091039867E-3,null,5.0804012966645007E-4,3.0411824400976295E-4,2.8600105450877973E-4,1.043458781362036E-6,3.536592156355367E-5,1.1345688085299085E-3]
[2004,10,2,6,8.8603044721449948E-4,4.7297392864567383E-4,4.5081241468149355E-4,2.2344489247311912E-6,8.0172213000001091E-5,1.8922234524663992E-3,null,6.5088650102636313E-4,3.0233220227576433E-4,2.9303751748345594E-4,1.043458781362036E-6,3.536592156355367E-5,1.2826656011304992E-3]
[2004,10,2,7,1.0516377037823375E-3,4.7431492172811038E-4,4.8076196377543984E-4,2.2344489247311912E-6,2.806668832704038E-5,2.0370157265376591E-3,null,7.7254318687828844E-4,3.0318938565796578E-4,3.1250535206480735E-4,1.043458781362036E-6,1.2380901820968869E-5,1.4016622852033925E-3]
[2004,10,2,11,1.632129832561748E-3,3.5793710357003163E-4,4.2906178433682715E-4,2.2344489247311912E-6,0,2.4213631693933381E-3,null,1.1989782961484164E-3,2.2879889618525979E-4,2.7889915191869099E-4,1.043458781362036E-6,0,1.7077198030337293E-3]
[2004,10,2,15,1.2097987203909233E-3,4.3514496761218031E-4,4.9899743104833715E-4,2.2344489247311912E-6,0,2.1461755679761715E-3,null,8.8872979313180122E-4,2.7815134915388308E-4,3.2435878796358583E-4,1.043458781362036E-6,0,1.4922833890306322E-3]
[2004,10,2,18,1.6986342178011544E-3,4.0684711487366164E-4,4.3324511022073739E-4,2.2344489247311912E-6,0,2.5409608918202844E-3,null,1.2478330581348375E-3,2.6006292689642537E-4,2.8161840141564961E-4,1.043458781362036E-6,0,1.7905578452282747E-3]
[2004,10,2,21,1.4379522446777036E-3,3.6267387363149358E-4,3.7163428611438677E-4,2.2344489247311912E-6,8.0172213000001091E-5,2.2546670663483159E-3,null,1.0563335697138772E-3,2.3182671238742626E-4,2.4157007453230386E-4,1.043458781362036E-6,3.536592156355367E-5,1.5661397369785232E-3]
[2004,10,3,1,6.6981152145427188E-4,4.4253601363737399E-4,4.4784279777812562E-4,2.2344489247311912E-6,8.0172213000001091E-5,1.6425969947945038E-3,null,4.9204999547941184E-4,2.8287581933412499E-4,2.9110720426026162E-4,1.043458781362036E-6,3.536592156355367E-5,1.1024423994187142E-3]
[2004,10,3,4,6.5164219167153023E-4,4.2925356845202882E-4,3.9891127211556473E-4,2.2344489247311912E-6,8.0172213000001091E-5,1.562213694163856E-3,null,4.7870263080874856E-4,2.7438547629134624E-4,2.5930068709288185E-4,1.043458781362036E-6,3.536592156355367E-5,1.0487981745378925E-3]
[2004,10,3,8,1.1253670650379422E-3,4.4952149460591697E-4,4.8380037070794009E-4,2.2344489247311912E-6,0,2.0609233792765304E-3,null,8.2670548583927599E-4,2.8734104609878493E-4,3.1448038024861071E-4,1.043458781362036E-6,0,1.4295703709680337E-3]
[2004,10,3,9,1.3211144739026877E-3,4.1990707765133899E-4,5.0511323391725445E-4,2.2344489247311912E-6,0,2.2483692343960122E-3,null,9.7050341788720992E-4,2.6841105576585545E-4,3.2833418800085393E-4,1.043458781362036E-6,0,1.5682921204352815E-3]
[2004,10,3,12,1.2697703698291471E-3,4.5196532391660255E-4,5.5230752382418903E-4,2.2344489247311912E-6,0,2.2762776664946695E-3,null,9.3278554447346501E-4,2.8890317934279118E-4,3.5901146551880678E-4,1.043458781362036E-6,0,1.5817436481164249E-3]
[2004,10,3,16,1.2760667933818552E-3,3.7351749690989308E-4,5.1425150763209128E-4,2.2344489247311912E-6,0,2.1660702468485706E-3,null,9.3741095786426464E-4,2.3875812299560642E-4,3.3427425743166596E-4,1.043458781362036E-6,0,1.511486797072899E-3]
[2004,10,3,19,1.7199441033973531E-3,3.146395055238659E-4,4.1561912196293063E-4,2.2344489247311912E-6,8.0172213000001091E-5,2.5326093928088817E-3,null,1.2634875053568119E-3,2.0112240626110877E-4,2.7016113964988952E-4,1.043458781362036E-6,3.536592156355367E-5,1.771180431612726E-3]
[2004,10,3,21,1.4543269873354624E-3,3.4958905740773729E-4,4.2243246333003816E-4,2.2344489247311912E-6,8.0172213000001091E-5,2.3087551699979701E-3,null,1.0683626133965436E-3,2.2346269681339771E-4,2.7458995432970515E-4,1.043458781362036E-6,3.536592156355367E-5,1.6028246448845623E-3]
[2004,10,4,3,5.3074276433269561E-4,4.4593228854765052E-4,4.194726455322971E-4,2.2344489247311912E-6,8.0172213000001091E-5,1.4785543603373754E-3,null,3.8988874694724447E-4,2.8504677043939626E-4,2.7266601073053394E-4,1.043458781362036E-6,3.536592156355367E-5,9.8401090846209028E-4]
[2004,10,4,6,9.6454582122773298E-4,4.2302819889724556E-4,4.3812573692330692E-4,2.2344489247311912E-6,8.0172213000001091E-5,1.9081064189730174E-3,null,7.0856465105936957E-4,2.7040612442121785E-4,2.8479091105847941E-4,1.043458781362036E-6,3.536592156355367E-5,1.3001710668839824E-3]
[2004,10,4,7,1.1641678784597789E-3,3.8509255363369875E-4,4.4756958246561695E-4,2.2344489247311912E-6,3.0739095400316355E-5,2.0298035588841418E-3,null,8.5520893711966083E-4,2.4615707710031923E-4,2.9092960858119726E-4,1.043458781362036E-6,1.3559765861298687E-5,1.4068988474438382E-3]
[2004,10,4,10,1.2850079799707195E-3,4.9596164891310658E-4,6.7717613057288002E-4,2.2344489247311912E-6,0,{"$f":"SUM(E6660:I6660)","v":2.460380208381437E-3},null,9.4397923965655031E-4,3.170263062693032E-4,4.4017867685016863E-4,1.043458781362036E-6,0,1.7022276815573843E-3]
[2004,10,4,13,1.1790654198946821E-3,4.7550196164395986E-4,6.6891724393375698E-4,2.2344489247311912E-6,0,2.3257190743971299E-3,null,8.6615281455518646E-4,3.0394815981064612E-4,4.3481022744840185E-4,1.043458781362036E-6,0,1.6059546605955966E-3]
[2004,10,4,18,1.7591312176960415E-3,3.2632699330672566E-4,4.6947350986775255E-4,2.2344489247311912E-6,2.672407073275966E-6,2.5598385768685265E-3,null,1.2922747369822941E-3,2.0859322802623442E-4,3.0516762044605365E-4,1.043458781362036E-6,1.1788640403298154E-6,1.808257908276274E-3]
[2004,10,4,21,1.5297735688881383E-3,3.5671136147186877E-4,4.4306588401931503E-4,2.2344489247311912E-6,8.0172213000001091E-5,2.4119574763040541E-3,null,1.1237863989285244E-3,2.2801538300299873E-4,2.8800211020444815E-4,1.043458781362036E-6,3.536592156355367E-5,1.676213272480887E-3]
[2004,10,4,24,7.5032258150134002E-4,4.2269087320413609E-4,4.4326496501028725E-4,2.2344489247311912E-6,8.0172213000001091E-5,1.6986850816404957E-3,null,5.5119419569590086E-4,2.7019050065528639E-4,2.8813151702083734E-4,1.043458781362036E-6,3.536592156355367E-5,1.1459255937169403E-3]
[2004,10,5,4,6.7395327297602365E-4,3.7585050542494403E-4,3.5247492550586241E-4,2.2344489247311912E-6,8.0172213000001091E-5,1.4846853658315624E-3,null,4.9509256604184429E-4,2.402494178843187E-4,2.2911608860279266E-4,1.043458781362036E-6,3.536592156355367E-5,1.0008674528738713E-3]
[2004,10,5,7,1.3061114743112986E-3,3.4717977329100434E-4,4.3842753739469696E-4,2.2344489247311912E-6,3.2075298977040445E-5,2.1260285328987714E-3,null,9.5948206987412612E-4,2.2192264538814131E-4,2.8498708768989262E-4,1.043458781362036E-6,1.4149197899146556E-5,1.4815844596326687E-3]
[2004,10,5,8,1.3563492874051194E-3,3.9017432932812214E-4,5.2495028836160157E-4,2.2344489247311912E-6,0,2.2737083540195742E-3,null,9.9638725127805289E-4,2.4940542620397024E-4,3.4122868912647757E-4,1.043458781362036E-6,0,1.5880648253898627E-3]
[2004,10,5,11,1.2229768355288299E-3,4.8502891121334651E-4,6.6057323934974805E-4,2.2344489247311912E-6,0,2.3708134350166553E-3,null,8.984105634475397E-4,3.100379323537762E-4,4.2938644959859254E-4,1.043458781362036E-6,0,1.6388784041812706E-3]
[2004,10,5,15,1.0054412341982026E-3,5.041079750905303E-4,6.7430531507550436E-4,2.2344489247311912E-6,0,2.1860889732889682E-3,null,7.3860681534397132E-4,3.2223356312747618E-4,4.3831258661150839E-4,1.043458781362036E-6,0,1.5001964238643181E-3]
[2004,10,5,19,1.7499583964423072E-3,3.2178988666734036E-4,4.2464836043010516E-4,2.2344489247311912E-6,8.0172213000001091E-5,2.578803305464485E-3,null,1.2855362941340226E-3,2.0569303975122072E-4,2.7603033388460537E-4,1.043458781362036E-6,3.536592156355367E-5,1.8036690481147645E-3]
[2004,10,5,22,1.2546675443020291E-3,3.3233716673396397E-4,3.6485408583597755E-4,2.2344489247311912E-6,8.0172213000001091E-5,2.0342654587967028E-3,null,9.2169086336644243E-4,2.1243502322521986E-4,2.3716280225469943E-4,1.043458781362036E-6,3.536592156355367E-5,1.4076980691912775E-3]
[2004,10,6,1,1.0013751189642554E-3,5.1600191766998902E-4,4.86333363328058E-4,2.2344489247311912E-6,8.0172213000001091E-5,2.0861170618870347E-3,null,7.3561980792711092E-4,3.2983635397069647E-4,3.1612687853710099E-4,1.043458781362036E-6,3.536592156355367E-5,1.4179924207798243E-3]
[2004,10,6,5,1.2053786833381042E-3,5.2036333673640843E-4,4.8951674755295894E-4,2.2344489247311912E-6,8.0172213000001091E-5,2.2976654295522037E-3,null,8.8548279133771968E-4,3.3262424004968988E-4,3.1819614499933906E-4,1.043458781362036E-6,3.536592156355367E-5,1.5727125567316644E-3]
[2004,10,6,8,1.7009147899437996E-3,5.2886854677469729E-4,6.3442934726659422E-4,2.2344489247311912E-6,0,2.8664471329098219E-3,null,1.2495083883979578E-3,3.3806090098585775E-4,4.1239237183164482E-4,1.043458781362036E-6,0,2.0010051199968225E-3]
[2004,10,6,12,1.3913736914646568E-3,5.7689480496415869E-4,7.0759916277722589E-4,2.2344489247311912E-6,0,2.6781021081307725E-3,null,1.0221165158654209E-3,3.687600231278772E-4,4.5995428537634332E-4,1.043458781362036E-6,0,1.8518742831510034E-3]
[2004,10,6,13,1.2597302430584966E-3,5.3946663988054292E-4,6.820412073429323E-4,2.2344489247311912E-6,0,2.4834725392067027E-3,null,9.2540997063832826E-4,3.448353649352529E-4,4.4334107871097321E-4,1.043458781362036E-6,0,1.7146298730659165E-3]
[2004,10,6,16,1.2514084086361649E-3,5.3962105582267938E-4,6.766736204702658E-4,2.2344489247311912E-6,0,2.4699375338538411E-3,null,9.1929667091335732E-4,3.449340699780156E-4,4.3985203475207011E-4,1.043458781362036E-6,0,1.705126234424805E-3]
[2004,10,6,20,1.8442631963632727E-3,4.451209756214015E-4,5.0643922005949777E-4,2.2344489247311912E-6,8.0172213000001091E-5,2.8782300539689038E-3,null,1.3548135085271851E-3,2.8452816675138748E-4,3.2919610678278224E-4,1.043458781362036E-6,3.536592156355367E-5,2.0049471624062703E-3]
[2004,10,6,23,1.1835485258574812E-3,3.9438695073125044E-4,3.9278283972152457E-4,2.2344489247311912E-6,8.0172213000001091E-5,2.0531249782349886E-3,null,8.6944614737803725E-4,2.5209819853036188E-4,2.5531707759959951E-4,1.043458781362036E-6,3.536592156355367E-5,1.4132708038529145E-3]
[2004,10,7,3,4.9092199527149712E-4,4.5101569031700286E-4,4.2214112341150054E-4,2.2344489247311912E-6,8.0172213000001091E-5,1.4464854709247328E-3,null,3.6063602642967557E-4,2.8829615895512598E-4,2.7440057727687398E-4,1.043458781362036E-6,3.536592156355367E-5,9.5974214300659124E-4]
[2004,10,7,5,6.4885470849884328E-4,4.6396894169799285E-4,4.5110941505793452E-4,2.2344489247311912E-6,8.0172213000001091E-5,1.6463397271795029E-3,null,4.7665491882024528E-4,2.9657607626020871E-4,2.9323057395255384E-4,1.043458781362036E-6,3.536592156355367E-5,1.1028709493779237E-3]
[2004,10,7,10,1.1273371420642735E-3,5.1163048766185513E-4,6.8374383598911192E-4,2.2344489247311912E-6,0,2.3249459146399715E-3,null,8.28152723399173E-4,3.2704206874394439E-4,4.4444782301397825E-4,1.043458781362036E-6,0,1.6006860739384578E-3]
[2004,10,7,11,1.1196575501264379E-3,5.3737410488826558E-4,7.1039112364341863E-4,2.2344489247311912E-6,0,2.369657227582853E-3,null,8.2251122118957918E-4,3.4349778441709238E-4,4.617691184521319E-4,1.043458781362036E-6,0,1.6288215828401656E-3]
[2004,10,7,14,1.0227104824502313E-3,5.0605307239462709E-4,6.8920528418660212E-4,2.2344489247311912E-6,0,2.2202032879561915E-3,null,7.5129297145232611E-4,3.2347689921002123E-4,4.4799787880112361E-4,1.043458781362036E-6,0,1.523811208244833E-3]
[2004,10,7,17,1.3524422073722998E-3,4.7282868123340428E-4,6.0258231457876446E-4,2.2344489247311912E-6,0,2.4300876521091996E-3,null,9.93517072651814E-4,3.0223935789816395E-4,3.9169113314759131E-4,1.043458781362036E-6,0,1.6884910224789313E-3]
[2004,10,7,21,1.4766021322688708E-3,3.8815643022651377E-4,4.5338102499527363E-4,2.2344489247311912E-6,8.0172213000001091E-5,2.4005462494153906E-3,null,1.0847261494252908E-3,2.4811555409388073E-4,2.9470716801928757E-4,1.043458781362036E-6,3.536592156355367E-5,1.6639582518833747E-3]
[2004,10,7,24,6.3861951452488038E-4,4.2950597578282428E-4,4.2000769879559666E-4,2.2344489247311912E-6,8.0172213000001091E-5,1.5705398510280338E-3,null,4.6913604673861123E-4,2.7454681893534447E-4,2.7301380656510405E-4,1.043458781362036E-6,3.536592156355367E-5,1.0531060525839756E-3]
[2004,10,8,2,6.2492354714975779E-4,4.8266377560168339E-4,4.5747728059027462E-4,2.2344489247311912E-6,8.0172213000001091E-5,1.6474712652664479E-3,null,4.5907485718131081E-4,3.0852610133128738E-4,2.9736982000367202E-4,1.043458781362036E-6,3.536592156355367E-5,1.101380158861186E-3]
[2004,10,8,8,1.4186708821160294E-3,5.1238679022514897E-4,6.1802364479730679E-4,2.2344489247311912E-6,0,2.5513157660632161E-3,null,1.0421692950523874E-3,3.2752550896273655E-4,4.0172832140266817E-4,1.043458781362036E-6,0,1.7724665841991542E-3]
[2004,10,8,11,1.2691145971784543E-3,5.4302726288567305E-4,6.8764155188389526E-4,2.2344489247311912E-6,0,2.5020178608727538E-3,null,9.3230380756767343E-4,3.4711136986790783E-4,4.4698142003230808E-4,1.043458781362036E-6,0,1.7274400562492516E-3]
[2004,10,8,12,1.1811105913943994E-3,5.5718118585809586E-4,6.965083981067845E-4,2.2344489247311912E-6,0,2.437034624284011E-3,null,8.6765521723856454E-4,3.5615877490214991E-4,4.527450559048889E-4,1.043458781362036E-6,0,1.6776025068269654E-3]
[2004,10,8,15,1.078760601451323E-3,5.1937757681438468E-4,6.6966879661902259E-4,2.2344489247311912E-6,0,2.270041423809461E-3,null,7.9246792876155262E-4,3.3199412716166239E-4,4.3529875244455543E-4,1.043458781362036E-6,0,1.5608042671491325E-3]
[2004,10,8,19,1.5194974084256699E-3,4.739124285056801E-4,5.6438418543147456E-4,2.2344489247311912E-6,8.0172213000001091E-5,2.6402006842875568E-3,null,1.1162374324698331E-3,3.0293210580601527E-4,3.6686154866123093E-4,1.043458781362036E-6,3.536592156355367E-5,1.8224404672819953E-3]
[2004,10,8,23,1.0237891233969326E-3,4.1609119421465629E-4,4.1435497754578328E-4,2.2344489247311912E-6,8.0172213000001091E-5,1.9366419570821043E-3,null,7.5208535148155588E-4,2.6597188444336137E-4,2.6933941928532689E-4,1.043458781362036E-6,3.536592156355367E-5,1.32380603555516E-3]
[2004,10,9,2,8.9504394087102789E-4,5.3003348399505038E-4,4.9876192784638091E-4,2.2344489247311912E-6,8.0172213000001091E-5,2.0062460146371914E-3,null,6.5750790028703751E-4,3.3880554675597634E-4,3.2420570594673541E-4,1.043458781362036E-6,3.536592156355367E-5,1.3569285333346651E-3]
[2004,10,9,6,1.0528651032209911E-3,5.4427209131670349E-4,5.1927273370348196E-4,2.2344489247311912E-6,8.0172213000001091E-5,2.1988165901659085E-3,null,7.7344484632859117E-4,3.4790708332739295E-4,3.3753815961085309E-4,1.043458781362036E-6,3.536592156355367E-5,1.495299469611753E-3]
[2004,10,9,9,1.6377433938446584E-3,5.8611037954441471E-4,6.2590247710471935E-4,2.2344489247311912E-6,0,2.8519906994185231E-3,null,1.203102072338295E-3,3.7465075999378299E-4,4.0684972752380133E-4,1.043458781362036E-6,0,1.9856460186372413E-3]
[2004,10,9,12,1.6285248220293108E-3,5.4459067300259979E-4,5.8104266319089254E-4,2.2344489247311912E-6,0,2.7563926071475344E-3,null,1.1963300206867796E-3,3.4811072563591843E-4,3.7768990832635267E-4,1.043458781362036E-6,0,1.9231741134304126E-3]
[2004,10,9,13,1.6460050643078456E-3,4.7922278544594951E-4,5.2938873700297557E-4,2.2344489247311912E-6,0,2.6568510356815016E-3,null,1.2091711750393615E-3,3.0632656755408505E-4,3.4411377376254503E-4,1.043458781362036E-6,0,1.8606549751373537E-3]
[2004,10,9,16,1.4682846792472234E-3,5.4023374957816981E-4,5.6740899666274543E-4,2.2344489247311912E-6,0,2.5781618744128696E-3,null,1.0786160683194654E-3,3.4532571324035871E-4,3.6882773935430208E-4,1.043458781362036E-6,0,1.7938129796954885E-3]
[2004,10,9,21,1.6291462816100763E-3,4.5259503562973947E-4,4.5583808164189102E-4,2.2344489247311912E-6,8.0172213000001091E-5,2.6199860608064392E-3,null,1.1967865508808891E-3,2.8930570074513711E-4,2.9630430633356778E-4,1.043458781362036E-6,3.536592156355367E-5,1.8188059383045098E-3]
[2004,10,9,24,1.0717164584596152E-3,5.0861704609107545E-4,4.7650684723603309E-4,2.2344489247311912E-6,8.0172213000001091E-5,2.139247013711456E-3,null,7.8729323346861304E-4,3.2511583059138512E-4,3.0973943713721711E-4,1.043458781362036E-6,3.536592156355367E-5,1.458557881542131E-3]
[2004,10,10,3,7.941540313083237E-4,4.8986008738844474E-4,4.3580387654329358E-4,2.2344489247311912E-6,8.0172213000001091E-5,1.8022246571647942E-3,null,5.8339320092136524E-4,3.1312609439429723E-4,2.8328165315087938E-4,1.043458781362036E-6,3.536592156355367E-5,1.2162103288114576E-3]
[2004,10,10,7,1.0786123997284175E-3,4.7887493465337543E-4,4.5460783376249198E-4,2.2344489247311912E-6,4.0092520277040554E-5,2.0544221373460562E-3,null,7.9235905834838425E-4,3.0610421598286118E-4,2.955046194289312E-4,1.043458781362036E-6,1.7685790055501924E-5,1.4126971425970406E-3]
[2004,10,10,10,1.6028958022000896E-3,5.3502790922649237E-4,5.8000703437065368E-4,2.2344489247311912E-6,0,2.7201651947219669E-3,null,1.1775026958540714E-3,3.4199806010157914E-4,3.7701672788891612E-4,1.043458781362036E-6,0,1.8975609426259289E-3]
[2004,10,10,13,1.544766860831755E-3,4.5780966405318646E-4,5.0961562459855337E-4,2.2344489247311912E-6,0,2.5144265984082259E-3,null,1.1348006156100476E-3,2.9263897135441754E-4,3.3126083630294345E-4,1.043458781362036E-6,0,1.7597438820487706E-3]
[2004,10,10,17,1.7923899097048428E-3,4.1108927617808703E-4,4.5524577222593983E-4,2.2344489247311912E-6,0,2.6609594070336009E-3,null,1.3167068924893402E-3,2.6277458158159675E-4,2.959192927998233E-4,1.043458781362036E-6,0,1.8764442256521223E-3]
[2004,10,10,18,1.9486960478990582E-3,3.7452258046832598E-4,4.1138884228365482E-4,2.2344489247311912E-6,1.7370646176724309E-5,2.7542125657524941E-3,null,1.4315308871929288E-3,2.3940058784892781E-4,2.6741136920190506E-4,1.043458781362036E-6,7.6626163505586042E-6,1.9470489193756824E-3]
[2004,10,10,22,1.5402709238590405E-3,4.0888305875679199E-4,3.9794290471511194E-4,2.2344489247311912E-6,8.0172213000001091E-5,2.4295035492556769E-3,null,1.1314978570037208E-3,2.613643335081158E-4,2.5867122798794328E-4,1.043458781362036E-6,3.536592156355367E-5,1.6879427988446957E-3]
[2004,10,11,1,6.9046853322387149E-4,4.3595317330403615E-4,3.9358713811544392E-4,2.2344489247311912E-6,8.0172213000001091E-5,1.6024155065680838E-3,null,5.072248352996964E-4,2.7866796664992614E-4,2.5583988841180083E-4,1.043458781362036E-6,3.536592156355367E-5,1.0781420707063393E-3]
[2004,10,11,4,6.5683695939755863E-4,4.3666201363186852E-4,3.8734686297914171E-4,2.2344489247311912E-6,8.0172213000001091E-5,1.5632524979333011E-3,null,4.8251875721780048E-4,2.7912106827856999E-4,2.5178357879209417E-4,1.043458781362036E-6,3.536592156355367E-5,1.0498327846333803E-3]
[2004,10,11,8,1.3818294922777227E-3,4.6224699075056322E-4,5.2745721801666803E-4,2.2344489247311912E-6,0,2.3737681499696847E-3,null,1.0151052552102007E-3,2.9547537875741412E-4,3.4285824594146758E-4,1.043458781362036E-6,0,1.6544823386904447E-3]
[2004,10,11,10,1.4069891024621614E-3,5.272806194618621E-4,6.3946375762811872E-4,2.2344489247311912E-6,0,2.5759679284768728E-3,null,1.0335877471963615E-3,3.3704587344952403E-4,4.1566484407572983E-4,1.043458781362036E-6,0,1.7873419235029774E-3]
[2004,10,11,13,1.3075320283921839E-3,5.095240138013725E-4,6.15690045606394E-4,2.2344489247311912E-6,0,2.4349805367246814E-3,null,9.60525622585134E-4,3.2569557828706101E-4,4.0021143302196635E-4,1.043458781362036E-6,0,1.6874760926755233E-3]
[2004,10,11,16,1.3911360029580664E-3,5.2555439452331117E-4,6.2689276700983324E-4,2.2344489247311912E-6,0,2.5458176134159419E-3,null,1.0219419075989948E-3,3.3594244394593632E-4,4.0749343671621238E-4,1.043458781362036E-6,0,1.7664212470425056E-3]
[2004,10,11,19,1.9335458534769907E-3,3.6957254123516934E-4,4.2960621850961244E-4,2.2344489247311912E-6,8.0172213000001091E-5,2.8151312751465048E-3,null,1.4204014084394055E-3,2.3623644671540495E-4,2.7925304554102807E-4,1.043458781362036E-6,3.536592156355367E-5,1.9723002810407547E-3]
[2004,10,11,23,1.0043981474400364E-3,3.8722543291007318E-4,3.8396488389516917E-4,2.2344489247311912E-6,8.0172213000001091E-5,1.8579951261700109E-3,null,7.3784055376410783E-4,2.4752044630475101E-4,2.495852215093905E-4,1.043458781362036E-6,3.536592156355367E-5,1.2713556019231652E-3]
[2004,10,12,2,7.6461164971883223E-4,4.2628397363358344E-4,3.9850212289474669E-4,2.2344489247311912E-6,8.0172213000001091E-5,1.6718044081718945E-3,null,5.6169108284492559E-4,2.7248726565656963E-4,2.5903473152456965E-4,1.043458781362036E-6,3.536592156355367E-5,1.1296224603709805E-3]
[2004,10,12,7,1.4721976131847742E-3,4.1805170972831129E-4,4.9079046080179067E-4,2.2344489247311912E-6,4.2764927350316511E-5,2.4260391599899237E-3,null,1.0814905472805063E-3,2.6722507608235158E-4,3.1902408530503615E-4,1.043458781362036E-6,1.8864654095831736E-5,1.6876478215450878E-3]
[2004,10,12,10,1.4602735224553309E-3,5.2484427798739136E-4,6.6696841216029796E-4,2.2344489247311912E-6,0,{"$f":"SUM(E6852:I6852)","v":2.6543206615277514E-3},null,1.0727309953743524E-3,3.3548852654547443E-4,4.335434459528417E-4,1.043458781362036E-6,0,1.8428064266540307E-3]
[2004,10,12,13,1.3255989311075234E-3,5.4777948632043388E-4,6.9615706815629027E-4,2.2344489247311912E-6,0,2.5717699345089787E-3,null,9.7379774334547641E-4,3.5014906410372283E-4,4.5251668407403958E-4,1.043458781362036E-6,0,1.7775069503046009E-3]
[2004,10,12,14,1.2108295642353629E-3,5.8244510739018085E-4,7.392300778927759E-4,2.2344489247311912E-6,0,2.5347391984430509E-3,null,8.8948706094931385E-4,3.7230786171712192E-4,4.8051504310911214E-4,1.043458781362036E-6,0,1.74335342455691E-3]
[2004,10,12,17,1.7131330324889993E-3,4.7037735519695579E-4,5.8861327845172737E-4,2.2344489247311912E-6,0,2.7743581150624134E-3,null,1.2584840270613222E-3,3.0067243263186537E-4,3.8261096690772465E-4,1.043458781362036E-6,0,1.9428108853822743E-3]
[2004,10,12,20,1.8649313471714654E-3,4.3222515592752128E-4,4.9483529084480603E-4,2.2344489247311912E-6,8.0172213000001091E-5,2.874398455868525E-3,null,1.3699965311925145E-3,2.7628496066312382E-4,3.216533096028744E-4,1.043458781362036E-6,3.536592156355367E-5,2.0043441818034281E-3]
[2004,10,12,24,8.52208645403432E-4,4.3981402758181846E-4,4.1860876585232026E-4,2.2344489247311912E-6,8.0172213000001091E-5,1.7930381007623029E-3,null,6.2604067963453519E-4,2.8113588402501298E-4,2.7210447083371529E-4,1.043458781362036E-6,3.536592156355367E-5,1.2156904148381792E-3]
[2004,10,13,4,9.8486924879059184E-4,5.0817420744157815E-4,4.763507328855681E-4,2.2344489247311912E-6,8.0172213000001091E-5,2.0518008510424703E-3,null,7.2349443670820246E-4,3.2483276132255941E-4,3.0963795953763476E-4,1.043458781362036E-6,3.536592156355367E-5,1.3943745379133125E-3]
[2004,10,13,7,1.6382846649063004E-3,5.1235297846125287E-4,5.8395807333541151E-4,2.2344489247311912E-6,4.5437334503764699E-5,2.7822675001314603E-3,null,1.2034996952738572E-3,3.2750389596374779E-4,3.7958498602025224E-4,1.043458781362036E-6,2.0043518171527477E-5,1.9316755542107468E-3]
[2004,10,13,11,1.4944471977082344E-3,6.074848721368155E-4,7.4736115382825741E-4,2.2344489247311912E-6,0,2.8515276725980384E-3,null,1.0978353063859001E-3,3.8831366407074039E-4,4.8580041287490797E-4,1.043458781362036E-6,0,1.9729928421129105E-3]
[2004,10,13,14,1.2553578941024135E-3,6.1425981558571683E-4,7.4734961319698474E-4,2.2344489247311912E-6,0,2.6192017718098459E-3,null,9.2219800097945463E-4,3.9264431201800718E-4,4.8579291122271694E-4,1.043458781362036E-6,0,1.8016786830015409E-3]
[2004,10,13,15,1.2350581675514593E-3,5.9717068442551166E-4,7.2283548260791155E-4,2.2344489247311912E-6,0,2.5572987835096135E-3,null,9.0728562632226193E-4,3.8172067681164731E-4,4.6985821258279027E-4,1.043458781362036E-6,0,1.7599079744980615E-3]
[2004,10,13,18,2.2079544577690417E-3,4.3603072617855236E-4,5.1924843393727255E-4,2.2344489247311912E-6,2.4051663900000327E-5,3.1895197307095975E-3,null,1.6219846123357174E-3,2.7871753963889075E-4,3.3752236425355249E-4,1.043458781362036E-6,1.0609776469066101E-5,2.2498777514785885E-3]
[2004,10,13,21,1.8235903600068359E-3,5.2916915152564296E-4,5.6223897217363191E-4,2.2344489247311912E-6,8.0172213000001091E-5,2.9974051456308432E-3,null,1.3396270438129829E-3,3.382530521613532E-4,3.6546711508513935E-4,1.043458781362036E-6,3.536592156355367E-5,2.0797565914043911E-3]
[2004,10,14,2,1.0290047494928955E-3,5.3058918303991605E-4,5.0315842822805162E-4,2.2344489247311912E-6,8.0172213000001091E-5,2.1451590226855954E-3,null,7.5591680065007546E-4,3.3916075812358352E-4,3.2706352333486144E-4,1.043458781362036E-6,3.536592156355367E-5,1.4585504624534361E-3]
[2004,10,14,5,1.1402449658885893E-3,5.2336340765755289E-4,5.0253961149344299E-4,2.2344489247311912E-6,8.0172213000001091E-5,2.2485546469643175E-3,null,8.3763493511242323E-4,3.3454193147756679E-4,3.2666127948846016E-4,1.043458781362036E-6,3.536592156355367E-5,1.5352475264233658E-3]
[2004,10,14,9,1.7271609375243515E-3,6.2904129485019222E-4,7.4757972116936029E-4,2.2344489247311912E-6,0,3.1060164024686349E-3,null,1.2687890612211473E-3,4.0209286067632079E-4,4.8594248622726895E-4,1.043458781362036E-6,0,2.1578678669060989E-3]
[2004,10,14,12,1.5567209540456785E-3,6.4334052611344573E-4,7.6554771394216059E-4,2.2344489247311912E-6,0,2.9678436430260161E-3,null,1.1435822076302934E-3,4.1123314900267489E-4,4.9762205809536421E-4,1.043458781362036E-6,0,2.0534808735096942E-3]
[2004,10,14,15,1.3246129376985262E-3,6.2568426437747558E-4,7.4404883515939279E-4,2.2344489247311912E-6,0,2.6965804861601257E-3,null,9.7307342308985219E-4,3.9994699521851538E-4,4.8364733632193864E-4,1.043458781362036E-6,0,1.8577112134116683E-3]
[2004,10,14,18,2.3068782573598926E-3,4.7317611701295299E-4,5.5422198539808738E-4,2.2344489247311912E-6,2.6724070973276301E-5,3.3632348796689407E-3,null,1.6946549883779239E-3,3.0246144418668544E-4,3.6025590566433609E-4,1.043458781362036E-6,1.1788640509395921E-5,2.3702044375197031E-3]
[2004,10,14,20,2.0798774864114037E-3,5.4405629715375972E-4,5.9462978764722658E-4,2.2344489247311912E-6,8.0172213000001091E-5,3.3009702331371223E-3,null,1.527898035501812E-3,3.4776914438283452E-4,3.8652182397631515E-4,1.043458781362036E-6,3.536592156355367E-5,2.298598384205877E-3]
[2004,10,14,23,1.4251543384661241E-3,4.861971617247008E-4,4.8145101492805817E-4,2.2344489247311912E-6,8.0172213000001091E-5,2.4752091770436154E-3,null,1.0469321045377014E-3,3.1078469603041038E-4,3.1295324975485887E-4,1.043458781362036E-6,3.536592156355367E-5,1.7070794306678864E-3]
[2004,10,15,3,7.7250891847148733E-4,5.2218477494756117E-4,5.0304885350384038E-4,2.2344489247311912E-6,8.0172213000001091E-5,1.8801492088476213E-3,null,5.674924925394122E-4,3.3378853134004462E-4,3.2699229746770229E-4,1.043458781362036E-6,3.536592156355367E-5,1.2646827016920749E-3]
[2004,10,15,6,1.303526201771538E-3,5.1077100738360602E-4,5.2081592620662723E-4,2.2344489247311912E-6,8.0172213000001091E-5,2.4175197972865032E-3,null,9.5758290376432207E-4,3.2649267574446196E-4,3.3854126707948893E-4,1.043458781362036E-6,3.536592156355367E-5,1.6590262269331887E-3]
[2004,10,15,10,1.6010314445802996E-3,5.9341704576863059E-4,7.2891178409262476E-4,2.2344489247311912E-6,0,2.9255947233662858E-3,null,1.1761331207885398E-3,3.7932129330877257E-4,4.73807935892472E-4,1.043458781362036E-6,0,2.0303058087711465E-3]
[2004,10,15,11,1.5738797491150311E-3,5.9298547267830272E-4,7.2319070552500015E-4,2.2344489247311912E-6,0,2.892290376243065E-3,null,1.1561872237667373E-3,3.7904542515845949E-4,4.7008911492351312E-4,1.043458781362036E-6,0,2.0063652226300719E-3]
[2004,10,15,17,1.6145789030852606E-3,5.6235871521076084E-4,6.679110020408731E-4,2.2344489247311912E-6,0,2.8470830692616253E-3,null,1.1860852142993388E-3,3.5946833121537175E-4,4.3415614912962515E-4,1.043458781362036E-6,0,1.9807531534256975E-3]
[2004,10,15,18,1.8169655695351283E-3,4.6946995058414653E-4,5.5804461604751969E-4,2.2344489247311912E-6,2.8060274550000382E-5,2.8747748596415256E-3,null,1.3347604089205608E-3,3.0009240566139083E-4,3.6274069569958221E-4,1.043458781362036E-6,1.2378072547243785E-5,2.0110150416101395E-3]
[2004,10,15,21,1.6833263651749822E-3,4.6167997747785684E-4,5.1093775984657318E-4,2.2344489247311912E-6,8.0172213000001091E-5,2.7383507644241443E-3,null,1.2365877621459691E-3,2.9511293516153186E-4,3.3212025192292109E-4,1.043458781362036E-6,3.536592156355367E-5,1.9002303295753379E-3]
[2004,10,16,1,1.1058766726421156E-3,5.3718987357514656E-4,5.1234993653959983E-4,2.2344489247311912E-6,8.0172213000001091E-5,2.2378231446815943E-3,null,8.1238765584818178E-4,3.4338002093109449E-4,3.3303819636920455E-4,1.043458781362036E-6,3.536592156355367E-5,1.5252152534933965E-3]
[2004,10,16,4,1.0174493331341619E-3,5.4546600278297078E-4,5.067317989232617E-4,2.2344489247311912E-6,8.0172213000001091E-5,2.1520537967651267E-3,null,7.474280804878234E-4,3.4867024988067944E-4,3.2938628917597584E-4,1.043458781362036E-6,3.536592156355367E-5,1.4618939998893943E-3]
[2004,10,16,7,1.3884238911625892E-3,5.5728790399130125E-4,5.6321312775644693E-4,2.2344489247311912E-6,4.9445945153764754E-5,2.5606053169888328E-3,null,1.0199495641501888E-3,3.5622699077258308E-4,3.6610033662991964E-4,1.043458781362036E-6,2.1811814249705159E-5,1.7651321645837589E-3]
[2004,10,16,12,1.8276310878889393E-3,5.5685880707750956E-4,5.95036314930439E-4,2.2344489247311912E-6,0,2.9817606588216192E-3,null,1.3425954014366407E-3,3.5595270543235753E-4,3.8678607523023423E-4,1.043458781362036E-6,0,2.0863776408805946E-3]
[2004,10,16,15,1.5865358104211304E-3,5.3119190907543513E-4,5.7786137248690562E-4,2.2344489247311912E-6,0,2.6978235409082021E-3,null,1.1654844883090558E-3,3.3954602986617028E-4,3.7562200269658389E-4,1.043458781362036E-6,0,1.8816959796531722E-3]
[2004,10,16,18,2.1229878730953237E-3,5.09788153222937E-4,5.2834009464493032E-4,2.2344489247311912E-6,3.0732681623276353E-5,3.1940832515111985E-3,null,1.5595673408115842E-3,3.2586442026373851E-4,3.4343213425280198E-4,1.043458781362036E-6,1.3556936587573602E-5,2.2434642906970603E-3]
[2004,10,16,19,2.0854734179126424E-3,4.58424879715476E-4,4.9370782112155879E-4,2.2344489247311912E-6,8.0172213000001091E-5,3.1200127806744094E-3,null,1.5320088606842592E-3,2.9303222665833488E-4,3.2092043065371867E-4,1.043458781362036E-6,3.536592156355367E-5,2.1823708983412281E-3]
[2004,10,16,22,1.6124537998317948E-3,4.7345099013098506E-4,4.6927307619927029E-4,2.2344489247311912E-6,8.0172213000001091E-5,2.6375845280867819E-3,null,1.1845240929797311E-3,3.0263714730706463E-4,3.050373343609341E-4,1.043458781362036E-6,3.536592156355367E-5,1.8286079549926456E-3]
[2004,10,17,2,1.0583565187824763E-3,5.1787582334208895E-4,4.7664378578907737E-4,2.2344489247311912E-6,8.0172213000001091E-5,2.1352827898383749E-3,null,7.7747889309496773E-4,3.3103418326823356E-4,3.0982845006659755E-4,1.043458781362036E-6,3.536592156355367E-5,1.4547509067747147E-3]
[2004,10,17,5,1.0786409559768284E-3,4.9697309991462058E-4,4.4917568422598512E-4,2.2344489247311912E-6,8.0172213000001091E-5,2.1071964020421665E-3,null,7.9238003604352892E-4,3.176728412900756E-4,2.9197360838545422E-4,1.043458781362036E-6,3.536592156355367E-5,1.4384358660639745E-3]
[2004,10,17,9,1.8378583694759081E-3,5.4468014174809305E-4,5.7660089436405203E-4,2.2344489247311912E-6,0,2.9613738545127841E-3,null,1.3501084610025745E-3,3.481679154326949E-4,3.7480266550014889E-4,1.043458781362036E-6,0,2.07412250071678E-3]
[2004,10,17,13,1.8274538339876198E-3,5.2034449747545564E-4,5.6053982454375465E-4,2.2344489247311912E-6,0,2.9105726049315612E-3,null,1.3424651890133702E-3,3.3261219770462994E-4,3.6436263351568454E-4,1.043458781362036E-6,0,2.0404834790150464E-3]
[2004,10,17,16,1.8017490099614438E-3,5.0562921705737908E-4,5.4336314338165306E-4,2.2344489247311912E-6,0,2.8529758193252069E-3,null,1.323582177687411E-3,3.2320596436605746E-4,3.5319743077852545E-4,1.043458781362036E-6,0,2.0010290316133557E-3]
[2004,10,17,19,2.318626725073191E-3,4.5909638888972759E-4,4.7562249824939138E-4,2.2344489247311912E-6,8.0172213000001091E-5,3.335752274137042E-3,null,1.7032855259247661E-3,2.9346146564002926E-4,3.0916459176207896E-4,1.043458781362036E-6,3.536592156355367E-5,2.3423209636717897E-3]
[2004,10,17,20,2.2327416994737839E-3,4.7284856520440818E-4,4.7883353758635403E-4,2.2344489247311912E-6,8.0172213000001091E-5,3.2668304641892782E-3,null,1.6401935588499319E-3,3.0225206803794017E-4,3.112518346267416E-4,1.043458781362036E-6,3.536592156355367E-5,2.2901068418595292E-3]
[2004,10,18,2,1.0123517588402483E-3,5.3698479277886513E-4,4.7709790506657724E-4,2.2344489247311912E-6,8.0172213000001091E-5,2.1088411186104229E-3,null,7.4368335331019845E-4,3.4324893013511389E-4,3.1012363711421678E-4,1.043458781362036E-6,3.536592156355367E-5,1.4334653009044449E-3]
[2004,10,18,4,1.0758991106799511E-3,5.2518900656243887E-4,4.6633339397797642E-4,2.2344489247311912E-6,8.0172213000001091E-5,2.1498281731450984E-3,null,7.9036585007819264E-4,3.357088823472835E-4,3.0312647930844664E-4,1.043458781362036E-6,3.536592156355367E-5,1.4656105920788384E-3]
[2004,10,18,7,1.7965513907815614E-3,5.038392789521453E-4,5.0419151549546551E-4,2.2344489247311912E-6,5.3454555803764802E-5,2.8602711899576678E-3,null,1.3197639565728919E-3,3.2206180842739464E-4,3.2773505170969691E-4,1.043458781362036E-6,2.3580110327882841E-5,1.9941843858192281E-3]
[2004,10,18,10,1.7158185794987012E-3,5.7191137423361299E-4,6.7751393780205555E-4,2.2344489247311912E-6,0,2.9674783404591005E-3,null,1.260456855762618E-3,3.655745376361741E-4,4.4039825862875718E-4,1.043458781362036E-6,0,2.0674731108089113E-3]
[2004,10,18,14,1.4456644944751196E-3,5.5232242583434961E-4,6.5648700473576438E-4,2.2344489247311912E-6,0,2.6567083739699651E-3,null,1.0619990627016888E-3,3.5305298084175658E-4,4.2673031146188493E-4,1.043458781362036E-6,0,1.8428258137866923E-3]
[2004,10,18,17,1.9855184881234968E-3,4.8440920668448636E-4,5.6820371631471195E-4,2.2344489247311912E-6,0,3.0403658600474262E-3,null,1.4585810064662399E-3,3.0964180769737701E-4,3.6934432378348675E-4,1.043458781362036E-6,0,2.1386105967284657E-3]
[2004,10,18,19,2.3531907102909404E-3,4.2455084929253489E-4,4.7706332859543803E-4,2.2344489247311912E-6,8.0172213000001091E-5,3.3372115501036454E-3,null,1.7286765623960687E-3,2.7137942594889836E-4,3.1010116168333693E-4,1.043458781362036E-6,3.536592156355367E-5,2.3465665303732198E-3]
[2004,10,18,22,1.7862272683205668E-3,4.6516786092666909E-4,4.7887973373164872E-4,2.2344489247311912E-6,8.0172213000001091E-5,2.8126815249036167E-3,null,1.3121797567680995E-3,2.9734244385216956E-4,3.1128186308934284E-4,1.043458781362036E-6,3.536592156355367E-5,1.9572134440545277E-3]
[2004,10,19,1,1.2605637868164045E-3,5.6975074443017587E-4,5.487872173285741E-4,2.2344489247311912E-6,8.0172213000001091E-5,2.4615084104998865E-3,null,9.2602229991182289E-4,3.6419342986846636E-4,3.5672319251952678E-4,1.043458781362036E-6,3.536592156355367E-5,1.6833483026447319E-3]
[2004,10,19,5,1.3871382318823566E-3,5.4090584321947802E-4,5.1775770036982852E-4,2.2344489247311912E-6,8.0172213000001091E-5,2.5282084373963957E-3,null,1.0190051064590865E-3,3.4575532582237581E-4,3.3655335619253517E-4,1.043458781362036E-6,3.536592156355367E-5,1.7377231688189133E-3]
[2004,10,19,8,2.1260636305679113E-3,6.1061235320354526E-4,7.1008911331998719E-4,2.2344489247311912E-6,0,3.4489995460161749E-3,null,1.5618268218775364E-3,3.9031279802128948E-4,4.615728054124938E-4,1.043458781362036E-6,0,2.4147558840926816E-3]
[2004,10,19,11,1.8931050146192853E-3,6.7765057697320849E-4,8.0780546141131322E-4,2.2344489247311912E-6,0,3.380795501928538E-3,null,1.3906931786766303E-3,4.3316466067463527E-4,5.250904795707403E-4,1.043458781362036E-6,0,2.3499917777033679E-3]
[2004,10,19,15,1.5780251067179503E-3,6.6945089371438205E-4,7.8224490147994676E-4,2.2344489247311912E-6,0,3.0319553508370099E-3,null,1.1592324433911301E-3,4.2792329715021603E-4,5.0847557992768886E-4,1.043458781362036E-6,0,2.096674779250397E-3]
[2004,10,19,16,1.7961208548674299E-3,6.7524197464084387E-4,7.8109222276758904E-4,2.2344489247311912E-6,0,3.2546895012005939E-3,null,1.319447680743324E-3,4.316250450564225E-4,5.0772631460729173E-4,1.043458781362036E-6,0,2.2598424991884E-3]
[2004,10,19,20,2.4325065463833132E-3,5.7231365602473331E-4,6.2428651828647639E-4,2.2344489247311912E-6,8.0172213000001091E-5,3.7115133826192553E-3,null,1.786942739582694E-3,3.6583168233798278E-4,4.0579932042534558E-4,1.043458781362036E-6,3.536592156355367E-5,2.5949831226909381E-3]
[2004,10,19,23,1.6846814068288655E-3,5.0925755602838105E-4,5.0670638861286465E-4,2.2344489247311912E-6,8.0172213000001091E-5,2.7830520133948432E-3,null,1.2375831887970665E-3,3.2552525438453076E-4,3.2936977194167896E-4,1.043458781362036E-6,3.536592156355367E-5,1.9288875954681919E-3]
[2004,10,20,2,1.3378935860809682E-3,5.8623784862691611E-4,5.6141027571481755E-4,2.2344489247311912E-6,8.0172213000001091E-5,2.5679483723474337E-3,null,9.8282951531465635E-4,3.7473224018983749E-4,3.6492844501943172E-4,1.043458781362036E-6,3.536592156355367E-5,1.7588995808688413E-3]
[2004,10,20,6,1.8040923424341927E-3,6.2788576682899517E-4,6.1134686868808145E-4,2.2344489247311912E-6,8.0172213000001091E-5,3.1257316398760017E-3,null,1.3253036122935515E-3,4.0135422941087195E-4,3.9738827700255423E-4,1.043458781362036E-6,3.536592156355367E-5,2.1604554990518935E-3]
[2004,10,20,9,2.1787367371385704E-3,7.1118112172950025E-4,8.2602891894825422E-4,2.2344489247311912E-6,0,3.7181812267410557E-3,null,{"$f":"E7043*T$5","v":1.6005209933270025E-3},{"$f":"F7043*U$5","v":4.5459790006840772E-4},{"$f":"G7043*V$5","v":5.3693610888945215E-4},{"$f":"H7043*W$5","v":1.043458781362036E-6},{"$f":"I7043*X$5","v":0},{"$f":"SUM(L7043:P7043)","v":2.5930984610662241E-3}]
[2004,10,20,13,1.851987350854747E-3,6.9371947076390472E-4,8.0580322728985025E-4,2.2344489247311912E-6,0,3.3537444978332326E-3,null,1.3604877468179214E-3,4.4343614447880074E-4,5.2378898542979318E-4,1.043458781362036E-6,0,2.3287563355078771E-3]
[2004,10,20,17,2.4204681802446827E-3,6.6463588039991606E-4,7.7247025044149364E-4,2.2344489247311912E-6,0,3.8598087600108235E-3,null,1.7780992398602172E-3,4.248454666585481E-4,5.0212185189959298E-4,1.043458781362036E-6,0,2.7061100171997202E-3]
[2004,10,20,20,2.5653023218157513E-3,6.2328143011869061E-4,6.8056793621299198E-4,2.2344489247311912E-6,8.0172213000001091E-5,3.9515583500721657E-3,null,1.884495795342839E-3,3.9841106664155923E-4,4.4238342160030385E-4,1.043458781362036E-6,3.536592156355367E-5,2.7616996639296177E-3]
[2004,10,20,21,2.3724579588136323E-3,6.4197099312577905E-4,6.8675492833255322E-4,2.2344489247311912E-6,8.0172213000001091E-5,3.7835905421966967E-3,null,1.7428304687485715E-3,4.103577224745443E-4,4.4640509614244538E-4,1.043458781362036E-6,3.536592156355367E-5,2.6360026677104769E-3]
[2004,10,20,24,1.5016509600774626E-3,6.2309235652125924E-4,6.1643245418908281E-4,2.2344489247311912E-6,8.0172213000001091E-5,2.8235824327125366E-3,null,1.1031272596110663E-3,3.9829020789302878E-4,4.0069401415980668E-4,1.043458781362036E-6,3.536592156355367E-5,1.9385208620088174E-3]
[2004,10,21,3,1.3455112313777377E-3,5.7741078726001227E-4,5.5043466037210968E-4,2.2344489247311912E-6,8.0172213000001091E-5,2.5557633409345917E-3,null,9.8842551092503494E-4,3.6908984693928136E-4,3.5779406502425614E-4,1.043458781362036E-6,3.536592156355367E-5,1.7517188032334884E-3]
[2004,10,21,6,1.8220573667643606E-3,6.3079933217989386E-4,6.1442470977262503E-4,2.2344489247311912E-6,8.0172213000001091E-5,3.1496880706416118E-3,null,1.3385008922108246E-3,4.0321662514911875E-4,3.9938893821163043E-4,1.043458781362036E-6,3.536592156355367E-5,2.1775158359164893E-3]
[2004,10,21,11,2.0415657541942647E-3,7.2740595308317996E-4,8.5583203804336853E-4,2.2344489247311912E-6,0,3.6270381942455441E-3,null,1.4997538679853701E-3,4.6496906155876045E-4,5.563087609027432E-4,1.043458781362036E-6,0,2.5220751492282356E-3]
[2004,10,21,15,1.714832556483858E-3,7.1325445652328009E-4,8.2246858366082694E-4,2.2344489247311912E-6,0,3.252790045592696E-3,null,1.259732513758254E-3,4.5592320752468407E-4,5.3462181633658718E-4,1.043458781362036E-6,0,2.2513209964008874E-3]
[2004,10,21,18,2.839389828617441E-3,5.36705293735579E-4,6.3719972139145891E-4,2.2344489247311912E-6,4.1422310076724643E-5,4.0569516027459352E-3,null,2.0858431179298273E-3,3.4307027005223655E-4,4.1419317307316413E-4,1.043458781362036E-6,1.8272392819624709E-5,2.8624224126562146E-3]
[2004,10,21,21,2.3935000082438017E-3,6.4589680340826296E-4,6.9078585781626211E-4,2.2344489247311912E-6,8.0172213000001091E-5,3.8125893313930592E-3,null,1.7582881609431052E-3,4.1286716072586353E-4,4.490252847854123E-4,1.043458781362036E-6,3.536592156355367E-5,2.6565899867992964E-3]
[2004,10,21,22,2.1308369355408727E-3,5.9190719493317043E-4,6.2246034579284512E-4,2.2344489247311912E-6,8.0172213000001091E-5,3.4276111381916202E-3,null,1.5653333376885337E-3,3.7835617345639578E-4,4.04612270032316E-4,1.043458781362036E-6,3.536592156355367E-5,2.384711161522161E-3]
[2004,10,22,1,1.3103544061409272E-3,6.0575903093970196E-4,5.9360734496306095E-4,2.2344489247311912E-6,8.0172213000001091E-5,2.5921274439684224E-3,null,9.6259896846532297E-4,3.8721047986057546E-4,3.858572148036758E-4,1.043458781362036E-6,3.536592156355367E-5,1.7720760434744901E-3]
[2004,10,22,7,1.9998854099192841E-3,6.2035783591743573E-4,6.8437087553569571E-4,2.2344489247311912E-6,6.0135573527040827E-5,3.3669841438241873E-3,null,1.4691350856037885E-3,3.9654226030807479E-4,4.448554118604937E-4,1.043458781362036E-6,2.6527270446390341E-5,2.3381034870001089E-3]
[2004,10,22,9,2.1846587815606707E-3,6.2625629529625051E-4,7.4908380807292986E-4,2.2344489247311912E-6,0,3.5622333338545822E-3,null,1.6048713842023291E-3,4.0031264617085911E-4,4.8692017423662156E-4,1.043458781362036E-6,0,2.4931476633911721E-3]
[2004,10,22,12,1.7725877877288424E-3,6.6834415065468314E-4,7.8541529181405884E-4,2.2344489247311912E-6,0,3.2285816791223156E-3,null,1.3021600629459804E-3,4.2721584998172134E-4,5.1053640008859346E-4,1.043458781362036E-6,0,2.2409557717976572E-3]
[2004,10,22,16,1.7639992349652962E-3,6.0962139783085558E-4,7.228131352863405E-4,2.2344489247311912E-6,0,3.0986682170072231E-3,null,1.2958508293584449E-3,3.8967936412137003E-4,4.6984368635542313E-4,1.043458781362036E-6,0,2.1564173386165999E-3]
[2004,10,22,19,2.3052116711470999E-3,6.1228323626133431E-4,6.8595378628770996E-4,2.2344489247311912E-6,8.0172213000001091E-5,3.6858553556208761E-3,null,1.693430698092964E-3,3.9138085214438488E-4,4.4588433702329302E-4,1.043458781362036E-6,3.536592156355367E-5,2.5671052676055576E-3]
[2004,10,22,22,2.0342597026880137E-3,5.7314131338778089E-4,5.8970849320938456E-4,2.2344489247311912E-6,8.0172213000001091E-5,3.2795161712099114E-3,null,1.4943867721748682E-3,3.6636073364111995E-4,3.8332287945326061E-4,1.043458781362036E-6,3.536592156355367E-5,2.2804797656141643E-3]
[2004,10,22,24,1.5215198921320469E-3,6.1931243461233853E-4,5.9779061517735974E-4,2.2344489247311912E-6,8.0172213000001091E-5,2.8210296038464772E-3,null,1.117723168481688E-3,3.9587402373161698E-4,3.8857642811422025E-4,1.043458781362036E-6,3.536592156355367E-5,1.9385830006724409E-3]
[2004,10,23,3,1.1971897195870978E-3,5.949643411473323E-4,5.6681217446964108E-4,2.2344489247311912E-6,8.0172213000001091E-5,2.4413728971288034E-3,null,8.7946709968775327E-4,3.8031034828851215E-4,3.6843979242083113E-4,1.043458781362036E-6,3.536592156355367E-5,1.6646266207420123E-3]
[2004,10,23,7,1.6628210760218365E-3,6.0453293944515585E-4,6.1206345447971215E-4,2.2344489247311912E-6,6.1471777103764918E-5,2.9431236959752004E-3,null,1.2215243792211678E-3,3.8642674333877789E-4,3.978540727850234E-4,1.043458781362036E-6,2.7116702484238212E-5,2.0339653566105692E-3]
[2004,10,23,10,2.3972288396931088E-3,5.8672257072714905E-4,6.4077193525648125E-4,2.2344489247311912E-6,0,3.6269577946014702E-3,null,1.7610273964429536E-3,3.7504208200389854E-4,4.1651518695041219E-4,1.043458781362036E-6,0,2.5536281241786262E-3]
[2004,10,23,13,2.1954148205488521E-3,5.2603347497479655E-4,5.7974449956894381E-4,2.2344489247311912E-6,0,3.3034272440173231E-3,null,1.6127728740483386E-3,3.3624867953143588E-4,3.7684607476570867E-4,1.043458781362036E-6,0,2.3269110871268449E-3]
[2004,10,23,17,2.1936883616714854E-3,5.9114386712257516E-4,6.0008482536060318E-4,2.2344489247311912E-6,0,3.3871515030793947E-3,null,1.6115046007272717E-3,3.7786824259158805E-4,3.9006771281443846E-4,1.043458781362036E-6,0,2.3804840149146602E-3]
[2004,10,23,21,2.1447656707018806E-3,5.0643579501637745E-4,5.2398260088131181E-4,2.2344489247311912E-6,8.0172213000001091E-5,3.257590728524302E-3,null,1.5755655207034323E-3,3.2372154139024851E-4,3.405996719838945E-4,1.043458781362036E-6,3.536592156355367E-5,2.2762961144224907E-3]
[2004,10,23,24,1.4630455309355105E-3,5.6758164530400961E-4,5.4682453106578955E-4,2.2344489247311912E-6,8.0172213000001091E-5,2.6598583692300417E-3,null,1.074767339504683E-3,3.6280690837954186E-4,3.5544740531554838E-4,1.043458781362036E-6,3.536592156355367E-5,1.829431033544689E-3]
[2004,10,24,1,1.4094233629803074E-3,6.3947884355873466E-4,6.0735180463025349E-4,2.2344489247311912E-6,8.0172213000001091E-5,2.7386606730940275E-3,null,1.0353759784204959E-3,4.08764702180249E-4,3.9479140163806278E-4,1.043458781362036E-6,3.536592156355367E-5,1.8753414625837237E-3]
[2004,10,24,4,1.3468616688833721E-3,6.082160827408674E-4,5.671552951116741E-4,2.2344489247311912E-6,8.0172213000001091E-5,2.6046397086606455E-3,null,9.8941755532448022E-4,3.8878106512365554E-4,3.6866282802913334E-4,1.043458781362036E-6,3.536592156355367E-5,1.7832708288221849E-3]
[2004,10,24,8,2.0446633832626928E-3,6.7819764802365043E-4,7.1103011484794439E-4,2.2344489247311912E-6,0,3.4361255950590185E-3,null,1.5020294161363003E-3,4.3351435689564056E-4,4.621844761267875E-4,1.043458781362036E-6,0,2.3987717079400903E-3]
[2004,10,24,11,2.3929142287409362E-3,7.3600782595797996E-4,8.1000483808248874E-4,2.2344489247311912E-6,0,3.9411613417061359E-3,null,1.7578578416779019E-3,4.7046751086521831E-4,5.2652012050063274E-4,1.043458781362036E-6,0,2.7558889318251151E-3]
[2004,10,24,14,2.0635724241949947E-3,6.7890657719598497E-4,7.6104403941365431E-4,2.2344489247311912E-6,0,3.5057574897293651E-3,null,1.5159201797425431E-3,4.3396751531505528E-4,4.9469457526568356E-4,1.043458781362036E-6,0,2.4456257291046437E-3]
[2004,10,24,19,2.8869259481638992E-3,6.0616276485875287E-4,6.470602917449461E-4,2.2344489247311912E-6,8.0172213000001091E-5,4.2225556666923309E-3,null,2.1207636092303644E-3,3.8746855278486879E-4,4.206027504566937E-4,1.043458781362036E-6,3.536592156355367E-5,2.9652442928168425E-3]
[2004,10,24,22,2.2863849167580426E-3,5.9168121662890952E-4,5.9943377060075965E-4,2.2344489247311912E-6,8.0172213000001091E-5,3.5599065659124439E-3,null,1.6796003829739965E-3,3.7821172465223155E-4,3.8964451357600326E-4,1.043458781362036E-6,3.536592156355367E-5,2.4838660015471469E-3]
[2004,10,25,1,1.301040569222563E-3,6.0929666826823139E-4,5.7058794106791435E-4,2.2344489247311912E-6,8.0172213000001091E-5,2.5633318404834409E-3,null,9.5575693415151047E-4,3.8947179199558002E-4,3.7089411984066645E-4,1.043458781362036E-6,3.536592156355367E-5,1.7525322263326727E-3]
[2004,10,25,2,1.2160512034620878E-3,6.1810959079590941E-4,5.7141534046304266E-4,2.2344489247311912E-6,8.0172213000001091E-5,2.487982796645772E-3,null,8.933229274216114E-4,3.951051474828645E-4,3.7143194678779479E-4,1.043458781362036E-6,3.536592156355367E-5,1.6962694020371866E-3]
[2004,10,25,5,1.3927967721447066E-3,5.9773555793432966E-4,5.5417345440916528E-4,2.2344489247311912E-6,8.0172213000001091E-5,2.6271124464129336E-3,null,1.0231619246405118E-3,3.8208175263757541E-4,3.6022435950444425E-4,1.043458781362036E-6,3.536592156355367E-5,1.8018774171274473E-3]
[2004,10,25,9,2.1302602936461405E-3,7.4338271681061803E-4,8.4684183388054543E-4,2.2344489247311912E-6,0,3.7227192932620351E-3,null,1.5649097309982812E-3,4.7518165441094381E-4,5.5046493978392068E-4,1.043458781362036E-6,0,2.5915997839745077E-3]
[2004,10,25,11,1.9344730586621777E-3,7.10488733976228E-4,8.2687935913239525E-4,2.2344489247311912E-6,0,3.474075600695532E-3,null,1.4210825422995535E-3,4.5415531517821098E-4,5.3748891283231812E-4,1.043458781362036E-6,0,2.4137702290914446E-3]
[2004,10,25,16,1.8018616312290129E-3,6.3980756797351441E-4,7.4227232081604526E-4,2.2344489247311912E-6,0,3.1861759689433035E-3,null,1.3236649103553681E-3,4.0897482787691637E-4,4.8249256476730855E-4,1.043458781362036E-6,0,2.2161757617809551E-3]
[2004,10,25,20,2.5040578876807016E-3,5.7911392598836208E-4,6.3195002330998279E-4,2.2344489247311912E-6,8.0172213000001091E-5,3.7975284989037786E-3,null,1.8395050441030552E-3,3.701785193825967E-4,4.1078075929919938E-4,1.043458781362036E-6,3.536592156355367E-5,2.6568737031297668E-3]
[2004,10,25,23,1.7228150788672137E-3,5.9006729297759086E-4,5.874366450477472E-4,2.2344489247311912E-6,8.0172213000001091E-5,2.9827256788172839E-3,null,1.265596551591041E-3,3.7718007985691418E-4,3.818461305357404E-4,1.043458781362036E-6,3.536592156355367E-5,2.0610321423286111E-3]
[2004,10,25,24,1.4437363637245387E-3,6.1709064064234889E-4,6.0503866090459441E-4,2.2344489247311912E-6,8.0172213000001091E-5,2.7482723271962141E-3,null,1.0605826392799968E-3,3.9445381888888196E-4,3.9328780973847308E-4,1.043458781362036E-6,3.536592156355367E-5,1.8847336482522676E-3]
[2004,10,26,3,1.2379067958008896E-3,5.5426043080270113E-4,5.2063612886188784E-4,2.2344489247311912E-6,8.0172213000001091E-5,2.3952100173902108E-3,null,9.09378256073108E-4,3.5429178339432181E-4,3.3842439503728981E-4,1.043458781362036E-6,3.536592156355367E-5,1.6385038148496354E-3]
[2004,10,26,8,2.1113346962303029E-3,6.2793836554797923E-4,7.2625483969843065E-4,2.2344489247311912E-6,0,3.4677623504014436E-3,null,1.551006804839756E-3,4.0138785132020819E-4,4.7208086635310204E-4,1.043458781362036E-6,0,2.4255189812944283E-3]
[2004,10,26,11,1.885959051820457E-3,6.9082702491930629E-4,8.2016673124591288E-4,2.2344489247311912E-6,0,3.3991872569104071E-3,null,1.385443685572622E-3,4.4158724865347516E-4,5.3312556402562033E-4,1.043458781362036E-6,0,2.3611999570330795E-3]
[2004,10,26,14,1.6069393754121891E-3,6.9683191736928012E-4,8.1623540985640989E-4,2.2344489247311912E-6,0,3.1222411515626101E-3,null,1.1804731436845513E-3,4.454256681706527E-4,5.3057012273143261E-4,1.043458781362036E-6,0,2.1575123933679982E-3]
[2004,10,26,17,2.2802900277363496E-3,6.3332531988453998E-4,7.2920929951183328E-4,2.2344489247311912E-6,0,3.6450590960574536E-3,null,1.6751230187909197E-3,4.048312753008807E-4,4.7400132715016285E-4,1.043458781362036E-6,0,2.5549990800233253E-3]
[2004,10,26,21,2.2382134038809267E-3,6.1160034908940084E-4,6.4086143243972146E-4,2.2344489247311912E-6,8.0172213000001091E-5,3.5730818473347814E-3,null,1.6442131256124649E-3,3.9094434017175313E-4,4.1657336199516333E-4,1.043458781362036E-6,3.536592156355367E-5,2.4881402081242971E-3]
[2004,10,26,24,1.4066002439218821E-3,6.0030587167189957E-4,5.7717301174450234E-4,2.2344489247311912E-6,8.0172213000001091E-5,2.6664857892630162E-3,null,1.033302087967074E-3,3.8372473667063682E-4,3.7517455378764143E-4,1.043458781362036E-6,3.536592156355367E-5,1.828610758770268E-3]
[2004,10,27,1,1.1860269269806185E-3,5.5467411283877208E-4,5.327636220149993E-4,2.2344489247311912E-6,8.0172213000001091E-5,2.3558713237591222E-3,null,8.7126680471577328E-4,3.5455621530786383E-4,3.4630751974980734E-4,1.043458781362036E-6,3.536592156355367E-5,1.6085399201183602E-3]
[2004,10,27,5,1.305456232460038E-3,5.2697610082680932E-4,5.0486984217489766E-4,2.2344489247311912E-6,8.0172213000001091E-5,2.419708837386477E-3,null,9.5900072289871029E-4,3.3685122045917185E-4,3.2817597826741835E-4,1.043458781362036E-6,3.536592156355367E-5,1.6604373019702163E-3]
[2004,10,27,8,2.0133803937489488E-3,5.9063669523840793E-4,6.9473237549920117E-4,2.2344489247311912E-6,0,3.3009839134112888E-3,null,1.4790486307126637E-3,3.7754405053070278E-4,4.5159060398881109E-4,1.043458781362036E-6,0,2.3092267440135393E-3]
[2004,10,27,12,1.748229268585629E-3,6.6241375095863234E-4,7.8087084059193321E-4,2.2344489247311912E-6,0,3.1937483090609254E-3,null,1.2842660601550453E-3,4.234250473774075E-4,5.0758241155347914E-4,1.043458781362036E-6,0,2.2163169778672939E-3]
[2004,10,27,15,1.4878806491149877E-3,6.4862824440662227E-4,7.6309387479671408E-4,2.2344489247311912E-6,0,2.9018372172430551E-3,null,1.0930114565383979E-3,4.1461313977968775E-4,4.9602701122427619E-4,1.043458781362036E-6,0,2.0046950663237238E-3]
[2004,10,27,19,2.4439854544467676E-3,5.3493082480509583E-4,6.0505332996636547E-4,2.2344489247311912E-6,8.0172213000001091E-5,3.6663762711429612E-3,null,1.7953752560142839E-3,3.4193600224775297E-4,3.932973449360524E-4,1.043458781362036E-6,3.536592156355367E-5,2.5670179835430048E-3]
[2004,10,27,22,1.9050911570735035E-3,5.2901304137465018E-4,5.4128560326286562E-4,2.2344489247311912E-6,8.0172213000001091E-5,3.0577964636357515E-3,null,1.3994983143775042E-3,3.3815326415425863E-4,3.5184698616108547E-4,1.043458781362036E-6,3.536592156355367E-5,2.125907945037764E-3]
[2004,10,28,2,1.1766767060564347E-3,5.2912488077838757E-4,5.0274013814387937E-4,2.2344489247311912E-6,8.0172213000001091E-5,2.2909483869034339E-3,null,8.6439804236082432E-4,3.3822475361950239E-4,3.2679162601379852E-4,1.043458781362036E-6,3.536592156355367E-5,1.565823802339041E-3]
[2004,10,28,3,1.1762078927307475E-3,5.1824193531199779E-4,4.8587910677045808E-4,2.2344489247311912E-6,8.0172213000001091E-5,2.2627355967379356E-3,null,8.6405364757602843E-4,3.3126820766458666E-4,3.1583160225453967E-4,1.043458781362036E-6,3.536592156355367E-5,1.5475628378400707E-3]
[2004,10,28,6,1.6017649044485745E-3,5.5280517881029054E-4,5.5158774589970493E-4,2.2344489247311912E-6,8.0172213000001091E-5,2.7885644910833019E-3,null,1.1766719274726729E-3,3.5336156396131521E-4,3.5854359478308353E-4,1.043458781362036E-6,3.536592156355367E-5,1.9249864665619875E-3]
[2004,10,28,9,1.9422951088651061E-3,6.2769426900825863E-4,7.4488366335170733E-4,2.2344489247311912E-6,0,3.3171074901498028E-3,null,{"$f":"E7235*T$5","v":1.426828695722884E-3},{"$f":"F7235*U$5","v":4.012318210615575E-4},{"$f":"G7235*V$5","v":4.8418999214292776E-4},{"$f":"H7235*W$5","v":1.043458781362036E-6},{"$f":"I7235*X$5","v":0},{"$f":"SUM(L7235:P7235)","v":2.313293967708731E-3}]
[2004,10,28,13,1.6308995629536077E-3,6.1868865660012946E-4,7.4015939781292052E-4,2.2344489247311912E-6,0,2.9919820662913884E-3,null,1.1980745282439624E-3,3.9547529524207341E-4,4.811191205335094E-4,1.043458781362036E-6,0,2.0757124028009072E-3]
[2004,10,28,16,1.6961911400477801E-3,6.4292418728436967E-4,7.5005558880237341E-4,2.2344489247311912E-6,0,3.0914053650592543E-3,null,1.2460383496847743E-3,4.1096701882622328E-4,4.8755185207693925E-4,1.043458781362036E-6,0,2.1456006793692988E-3]
[2004,10,28,19,2.4539349720683148E-3,5.1517923946729945E-4,5.87069275084337E-4,2.2344489247311912E-6,8.0172213000001091E-5,3.6385901485446832E-3,null,1.8026842674957158E-3,3.2931048542336321E-4,3.8160733236033571E-4,1.043458781362036E-6,3.536592156355367E-5,2.5500114656243304E-3]
[2004,10,28,24,1.3303930566005088E-3,5.6452686856936149E-4,5.4168105295816066E-4,2.2344489247311912E-6,8.0172213000001091E-5,2.5190076400527632E-3,null,9.773195541110326E-4,3.6085424815513693E-4,3.5210403675069868E-4,1.043458781362036E-6,3.536592156355367E-5,1.7266872193617839E-3]
[2004,10,29,3,6.6319384543930002E-4,4.6492296618225442E-4,4.4886600172007305E-4,2.2344489247311912E-6,8.0172213000001091E-5,1.65938947526636E-3,null,4.8718858693543623E-4,2.9718590336881426E-4,2.917723082664133E-4,1.043458781362036E-6,3.536592156355367E-5,1.1125561789155796E-3]
[2004,10,29,4,7.2231834037327243E-4,4.5775594080545271E-4,4.3767872071203155E-4,2.2344489247311912E-6,8.0172213000001091E-5,1.7001596638154888E-3,null,5.3062201041823877E-4,2.926046306290265E-4,2.8450034115276921E-4,1.043458781362036E-6,3.536592156355367E-5,1.1441363625449502E-3]
[2004,10,29,7,1.4403152741420326E-3,4.3817183154712906E-4,5.1450965030118163E-4,2.2344489247311912E-6,7.2161405477040997E-5,2.4673926103921154E-3,null,1.0580694739197594E-3,2.8008616708784939E-4,3.344420555766222E-4,1.043458781362036E-6,3.1832158680923398E-5,1.7054733140465163E-3]
[2004,10,29,10,1.4505193879436773E-3,4.9370017153858967E-4,6.3562889048860544E-4,2.2344489247311912E-6,0,2.5820828988956032E-3,null,1.0655655142074352E-3,3.1558073518467218E-4,4.1317210006548379E-4,1.043458781362036E-6,0,1.7953618082389533E-3]
[2004,10,29,16,1.3595380551170585E-3,4.7895284335317537E-4,6.0053953724129505E-4,2.2344489247311912E-6,0,2.4412648846362599E-3,null,9.9872975075437995E-4,3.061540164208143E-4,3.9036328506655203E-4,1.043458781362036E-6,0,1.6962905110231084E-3]
[2004,10,29,18,1.6773736608517256E-3,3.5190869059688464E-4,4.4825646449171854E-4,2.2344489247311912E-6,5.7456752676724868E-5,2.5372300175417846E-3,null,1.2322148482119279E-3,2.2494544198828502E-4,2.9137609629355325E-4,1.043458781362036E-6,2.5345577132335444E-5,1.7749254224074637E-3]
[2004,10,29,22,1.3780024900382254E-3,3.6679660923078856E-4,3.9431285148347164E-4,2.2344489247311912E-6,8.0172213000001091E-5,2.221518612677218E-3,null,1.0122939025022689E-3,2.3446202832694247E-4,2.5631161731022004E-4,1.043458781362036E-6,3.536592156355367E-5,1.5394769284843473E-3]
[2004,10,30,1,8.2907041854000398E-4,4.4487296656120414E-4,4.2751077637229071E-4,2.2344489247311912E-6,8.0172213000001091E-5,1.7838608233982311E-3,null,6.090431153065399E-4,2.8436963554953344E-4,2.7789096423635768E-4,1.043458781362036E-6,3.536592156355367E-5,1.2077130954373468E-3]
[2004,10,30,4,7.5876269341935954E-4,4.5757776832480761E-4,4.1674336181720339E-4,2.2344489247311912E-6,8.0172213000001091E-5,1.7154904854861028E-3,null,5.573943832084872E-4,2.9249074004183788E-4,2.708919191165216E-4,1.043458781362036E-6,3.536592156355367E-5,1.1571864227117624E-3]
[2004,10,30,5,7.9482921488864544E-4,4.5837975775079123E-4,4.1810460134512998E-4,2.2344489247311912E-6,8.0172213000001091E-5,1.7537202359092989E-3,null,5.8388919728303396E-4,2.9300338400522455E-4,2.7177675333796996E-4,1.043458781362036E-6,3.536592156355367E-5,1.1850787149711441E-3]
[2004,10,30,9,1.4703713019296578E-3,4.6912052584698326E-4,5.1759351419877276E-4,2.2344489247311912E-6,0,2.4593197909001446E-3,null,1.0801489214409374E-3,2.9986904800060238E-4,3.3644663174040295E-4,1.043458781362036E-6,0,1.7175080599633049E-3]
[2004,10,30,13,1.5137134492868227E-3,3.5069954713987827E-4,4.2440017960640154E-4,2.2344489247311912E-6,0,2.2910476249578334E-3,null,1.1119884803736616E-3,2.2417253891248372E-4,2.758690111479268E-4,1.043458781362036E-6,0,1.6130734892154342E-3]
[2004,10,30,16,1.3019223707764324E-3,4.3612014452831143E-4,4.8291568789874035E-4,2.2344489247311912E-6,0,2.2231926521282148E-3,null,9.5640471406675158E-4,2.7877469722193966E-4,3.1390531788181376E-4,1.043458781362036E-6,0,1.5501281879518672E-3]
[2004,10,30,19,1.7127446352155501E-3,3.2487728994032061E-4,3.6706171184259248E-4,2.2344489247311912E-6,8.0172213000001091E-5,2.4870902989231952E-3,null,1.258198706683091E-3,2.0766655536022332E-4,2.3859780542551362E-4,1.043458781362036E-6,3.536592156355367E-5,1.7408724478137438E-3]
[2004,10,30,23,1.1054121397451873E-3,4.1327534022709894E-4,3.698960961805635E-4,2.2344489247311912E-6,8.0172213000001091E-5,1.9709902380775821E-3,null,8.1204640550758245E-4,2.6417194730986456E-4,2.4044021464705167E-4,1.043458781362036E-6,3.536592156355367E-5,1.3530679478094144E-3]
[2004,10,31,2,6.7262011097165859E-4,4.2422368730238503E-4,3.9372159219585879E-4,2.2344489247311912E-6,8.0172213000001091E-5,{"$f":"SUM(E7300:I7300)","v":1.5729720523946348E-3},null,4.941132123920341E-4,2.7117029897806056E-4,2.5592728638190357E-4,1.043458781362036E-6,3.536592156355367E-5,1.057620178096914E-3]
[2004,10,31,5,6.9401914374622395E-4,4.0964785002222114E-4,3.6620832762638005E-4,2.2344489247311912E-6,8.0172213000001091E-5,1.5522819833195573E-3,null,5.0983314798992826E-4,2.6185319983573887E-4,2.3804308780010143E-4,1.043458781362036E-6,3.536592156355367E-5,1.0461388159706843E-3]
[2004,10,31,6,6.9315412596924271E-4,4.4010983464294948E-4,4.1102885644298546E-4,2.2344489247311912E-6,8.0172213000001091E-5,1.6266994789799101E-3,null,5.0919769759885539E-4,2.8132496844346399E-4,2.6717737086103536E-4,1.043458781362036E-6,3.536592156355367E-5,1.0941094172482705E-3]
[2004,10,31,10,1.3245055193119388E-3,4.6494809452475729E-4,5.2784377124402324E-4,2.2344489247311912E-6,0,2.3195318340054503E-3,null,9.7299451250838006E-4,2.9720196579143064E-4,3.4310951364047143E-4,1.043458781362036E-6,0,1.6143494507216442E-3]
[2004,10,31,14,1.0993019482970037E-3,4.3210023663487157E-4,5.0653121847563098E-4,2.2344489247311912E-6,0,2.0401678523322372E-3,null,8.0755780001460814E-4,2.7620511033191918E-4,3.2925590768133366E-4,1.043458781362036E-6,0,1.4140622768092231E-3]
[2004,10,31,17,1.5161651481292672E-3,3.440536108546005E-4,4.0659283578855512E-4,2.2344489247311912E-6,0,2.2690460436971538E-3,null,1.1137895219587967E-3,2.1992435432635681E-4,2.6429386446736599E-4,1.043458781362036E-6,0,1.5990511995338818E-3]
[2004,10,31,20,1.6253276199285939E-3,3.3316384634401102E-4,3.6563713780107267E-4,2.2344489247311912E-6,8.0172213000001091E-5,2.4065352659984095E-3,null,1.1939813252272139E-3,2.1296344953361632E-4,2.3767180244289106E-4,1.043458781362036E-6,3.536592156355367E-5,1.681025957548637E-3]
[2004,10,31,24,7.7752527808990749E-4,4.1920434890151988E-4,3.9714330697557981E-4,2.2344489247311912E-6,8.0172213000001091E-5,1.6762795958917393E-3,null,5.7117755863413631E-4,2.6796186075178001E-4,2.5815147269960806E-4,1.043458781362036E-6,3.536592156355367E-5,1.13370027243044E-3]
[2004,11,1,3,9.200224385833368E-4,5.5938705751314188E-4,5.263382061748927E-4,2.3089305555555617E-6,8.0172213000001091E-5,2.0882288458269282E-3,null,6.7585734530664393E-4,3.5756880195653195E-4,3.4213086479252541E-4,1.0782407407407694E-6,3.536592156355367E-5,1.4120011743599958E-3]
[2004,11,1,7,1.7151970058750222E-3,4.669198521763309E-4,5.3449493260909991E-4,2.3089305555555617E-6,7.7506219703765136E-5,2.7964269409197738E-3,null,1.2600002417914855E-3,2.9846234357771011E-4,3.4743290792006547E-4,1.0782407407407694E-6,3.4189886796948944E-5,1.9411636208269509E-3]
[2004,11,1,8,1.7739510992309708E-3,5.1630294770738073E-4,6.4159225725634597E-4,2.3089305555555617E-6,0,2.934155234750253E-3,null,1.3031615647072564E-3,3.3002877699582261E-4,4.1704841344229407E-4,1.0782407407407694E-6,0,2.0513169958861137E-3]
[2004,11,1,11,1.5444572128376697E-3,5.7460719207981438E-4,7.5756292511880473E-4,2.3089305555555617E-6,0,2.8789362605918445E-3,null,1.1345731452109731E-3,3.672977458238012E-4,4.9243177801827501E-4,1.0782407407407694E-6,0,1.9953809097937899E-3]
[2004,11,1,15,1.2605692834716585E-3,5.5285196382746037E-4,7.2185723417888029E-4,2.3089305555555617E-6,0,2.5375874120335548E-3,null,9.2602633780771782E-4,3.5339146966312625E-4,4.6922233060219318E-4,1.0782407407407694E-6,0,1.749718378813778E-3]
[2004,11,1,18,2.3044304538923253E-3,3.3720501385403178E-4,5.13602844539429E-4,2.3089305555555617E-6,6.2801566823276775E-5,3.2203488096646184E-3,null,1.6928568083726951E-3,2.1554662589720215E-4,3.3385261282702219E-4,1.0782407407407694E-6,2.7703305212995064E-5,2.2710375930506551E-3]
[2004,11,1,20,2.1826827324770409E-3,3.7191220774237215E-4,5.0990285386298163E-4,2.3089305555555617E-6,8.0172213000001091E-5,3.1469789376379516E-3,null,1.6034197595116162E-3,2.377319974949985E-4,3.3144754134445419E-4,1.0782407407407694E-6,3.536592156355367E-5,2.2090434606553628E-3]
[2004,11,2,2,1.2267611475402468E-3,5.3868167725245621E-4,5.5271798743027219E-4,2.3089305555555617E-6,8.0172213000001091E-5,2.4006419557785321E-3,null,9.0119055550271887E-4,3.4433360476269294E-4,3.5927827546508768E-4,1.0782407407407694E-6,3.536592156355367E-5,1.6412465980347941E-3]
[2004,11,2,5,1.3748343199878783E-3,5.1758063969839312E-4,5.414556645201115E-4,2.3089305555555617E-6,8.0172213000001091E-5,2.51635176776194E-3,null,1.00996653426655E-3,3.308454973477857E-4,3.519575295423689E-4,1.0782407407407694E-6,3.536592156355367E-5,1.7292137234609991E-3]
[2004,11,2,6,1.6828968575933656E-3,5.5935192736298862E-4,5.9735489653462413E-4,2.3089305555555617E-6,8.0172213000001091E-5,2.9220848250465356E-3,null,1.2362722417393716E-3,3.5754634622479101E-4,3.8829320186483068E-4,1.0782407407407694E-6,3.536592156355367E-5,2.0185559521332876E-3]
[2004,11,2,9,2.022611989745445E-3,6.3602268371260495E-4,8.1499137914836954E-4,2.3089305555555617E-6,0,3.475934983161975E-3,null,1.4858302500531035E-3,4.0655547170386847E-4,5.2976147669932434E-4,1.0782407407407694E-6,0,2.423225439197037E-3]
[2004,11,2,12,1.7981416538206507E-3,6.6953247785240492E-4,8.5132319617766804E-4,2.3089305555555617E-6,0,3.3213062584062794E-3,null,1.3209321791192825E-3,4.2797544698475307E-4,5.5337791919559147E-4,1.0782407407407694E-6,0,2.3033637860403675E-3]
[2004,11,2,16,1.7468725705355698E-3,6.6122974725148958E-4,8.2901468682261873E-4,2.3089305555555617E-6,0,3.2394259351652336E-3,null,1.2832694166993619E-3,4.2266821401598285E-4,5.3887692058227955E-4,1.0782407407407694E-6,0,2.2458927920383648E-3]
[2004,11,2,21,2.2751646831589115E-3,5.4285310264207457E-4,6.3658428775583244E-4,2.3089305555555617E-6,8.0172213000001091E-5,3.5370832171123753E-3,null,1.6713578912955262E-3,3.4700004396428607E-4,4.1379312831200287E-4,1.0782407407407694E-6,3.536592156355367E-5,2.4685952258761096E-3]
[2004,11,2,23,1.7049385587793804E-3,4.588841110746021E-4,5.2369667229977687E-4,2.3089305555555617E-6,8.0172213000001091E-5,2.770000485709316E-3,null,1.2524642877426856E-3,2.9332577439902379E-4,3.4041381241352363E-4,1.0782407407407694E-6,3.536592156355367E-5,1.9226480368595273E-3]
[2004,11,3,3,1.1852145321693422E-3,4.931111907445243E-4,5.1107595855655742E-4,2.3089305555555617E-6,8.0172213000001091E-5,2.2718828250259809E-3,null,8.7067001166218699E-4,3.1520424961161363E-4,3.3221008398072233E-4,1.0782407407407694E-6,3.536592156355367E-5,1.5545285075588176E-3]
[2004,11,3,6,1.6310378775605983E-3,5.154271094967366E-4,5.7089124440533529E-4,2.3089305555555617E-6,8.0172213000001091E-5,2.7998373750182273E-3,null,1.1981761354865441E-3,3.2946892775461914E-4,3.710912733664962E-4,1.0782407407407694E-6,3.536592156355367E-5,1.9351804989119537E-3]
[2004,11,3,7,2.0010455546200672E-3,4.5567959595498486E-4,6.0664855520427144E-4,2.3089305555555617E-6,8.0172213000001091E-5,3.1458548493348806E-3,null,1.4699873390758343E-3,2.9127739909826664E-4,3.9433427477276328E-4,1.0782407407407694E-6,3.536592156355367E-5,2.1920431752511585E-3]
[2004,11,3,10,1.8722532975078154E-3,5.8029555205579158E-4,7.992845642747395E-4,2.3089305555555617E-6,0,3.2541423443939021E-3,null,1.3753753064367493E-3,3.7093383292018502E-4,5.1955171785452272E-4,1.0782407407407694E-6,0,2.2669390979521975E-3]
[2004,11,3,14,1.4714125786670414E-3,6.4685474790287156E-4,8.4090331757261322E-4,2.3089305555555617E-6,0,2.961479574698082E-3,null,1.0809138533620993E-3,4.1347949356531255E-4,5.466047797267915E-4,1.0782407407407694E-6,0,2.0420763673949438E-3]
[2004,11,3,18,2.6968670050684746E-3,3.1557292189163201E-4,5.2476794775339094E-4,2.3089305555555617E-6,6.6810177473276844E-5,3.6063269827423302E-3,null,1.9811444789295282E-3,2.0171906034501365E-4,3.4111016390972145E-4,1.0782407407407694E-6,2.9471601291172756E-5,2.5545235452161764E-3]
[2004,11,3,21,2.2107095223379606E-3,4.959145700666861E-4,6.0000174280543019E-4,2.3089305555555617E-6,8.0172213000001091E-5,3.3891069787656339E-3,null,1.6240085093056273E-3,3.1699621274732057E-4,3.9001370741236613E-4,1.0782407407407694E-6,3.536592156355367E-5,2.367462591769608E-3]
[2004,11,4,1,1.1422438135583195E-3,5.0320173880347087E-4,5.3362667746951391E-4,2.3089305555555617E-6,8.0172213000001091E-5,2.2615533733868613E-3,null,8.3910330786408829E-4,3.2165428296877183E-4,3.4686852388280179E-4,1.0782407407407694E-6,3.536592156355367E-5,1.5440702770199565E-3]
[2004,11,4,4,1.1763023696666551E-3,4.7655461095268202E-4,4.996852487158174E-4,2.3089305555555617E-6,8.0172213000001091E-5,2.2350233728907114E-3,null,8.6412305124317545E-4,3.0462102942238416E-4,3.2480588386244672E-4,1.0782407407407694E-6,3.536592156355367E-5,1.5299941268323008E-3]
[2004,11,4,7,1.9436071345214963E-3,4.1967064239487088E-4,5.8496050069828951E-4,2.3089305555555617E-6,8.0172213000001091E-5,3.0307194211702136E-3,null,1.4277925224078804E-3,2.6825992271717276E-4,3.8023658481458179E-4,1.0782407407407694E-6,3.536592156355367E-5,2.112733192243929E-3]
[2004,11,4,11,1.7138169835308611E-3,5.8353459981344677E-4,8.0650383136624557E-4,2.3089305555555617E-6,0,3.1061643452661089E-3,null,1.258986464084689E-3,3.730042820137584E-4,5.2424439276242121E-4,1.0782407407407694E-6,0,2.1573133796016089E-3]
[2004,11,4,12,1.6635976917928302E-3,5.9634568009165679E-4,8.036332958876991E-4,2.3089305555555617E-6,0,3.0658855983277419E-3,null,1.2220948886471285E-3,3.8119332136553297E-4,5.2237848454186843E-4,1.0782407407407694E-6,0,2.1267449352952703E-3]
[2004,11,4,15,1.3853148199215724E-3,5.9990851099271886E-4,7.9812909370428518E-4,2.3089305555555617E-6,0,2.7856613551741319E-3,null,1.0176656104690608E-3,3.8347073761919122E-4,5.1880063776785224E-4,1.0782407407407694E-6,0,1.9210152265968451E-3]
[2004,11,4,19,2.4883138547217324E-3,3.8441888136312092E-4,5.6437779530802052E-4,2.3089305555555617E-6,8.0172213000001091E-5,3.5195916749484308E-3,null,1.8279393258402985E-3,2.4572645543421788E-4,3.6685739494706426E-4,1.0782407407407694E-6,3.536592156355367E-5,2.4769673385258749E-3]
[2004,11,4,22,1.9200782547489938E-3,4.1865457556277715E-4,5.141628453367872E-4,2.3089305555555617E-6,8.0172213000001091E-5,2.9353768192041151E-3,null,1.4105079806899967E-3,2.6761043718657307E-4,3.3421662508157052E-4,1.0782407407407694E-6,3.536592156355367E-5,2.0487792052624344E-3]
[2004,11,5,2,1.0519433344751614E-3,5.3605774756539397E-4,5.6696375482359358E-4,2.3089305555555617E-6,8.0172213000001091E-5,2.2374459804197057E-3,null,7.727677061291604E-4,3.42656348590925E-4,3.6853832282765872E-4,1.0782407407407694E-6,3.536592156355367E-5,1.5204065398520387E-3]
[2004,11,5,4,1.0813896071965314E-3,5.414883737376049E-4,5.5780956671385037E-4,2.3089305555555617E-6,8.0172213000001091E-5,2.2631686912035435E-3,null,7.9439922170532965E-4,3.4612768827994812E-4,3.6258790870663022E-4,1.0782407407407694E-6,3.536592156355367E-5,1.5395589809962026E-3]
[2004,11,5,9,2.2773827351831514E-3,5.2737334197993009E-4,7.4376368987110191E-4,2.3089305555555617E-6,0,3.5508286975897392E-3,null,{"$f":"E7427*T$5","v":1.6729872936774542E-3},{"$f":"F7427*U$5","v":3.3710514310772346E-4},{"$f":"G7427*V$5","v":4.8346198590859237E-4},{"$f":"H7427*W$5","v":1.0782407407407694E-6},{"$f":"I7427*X$5","v":0},{"$f":"SUM(L7427:P7427)","v":2.4946326634345106E-3}]
[2004,11,5,10,2.027283908178495E-3,5.969162524914562E-4,8.106322218163752E-4,2.3089305555555617E-6,0,{"$f":"SUM(E7428:I7428)","v":3.4371413130418822E-3},null,1.4892622863352971E-3,3.8155804001013794E-4,5.2692793307610819E-4,1.0782407407407694E-6,0,2.3988265001622837E-3]
[2004,11,5,13,1.7589375208866404E-3,6.0778423309240269E-4,8.1573788042849831E-4,2.3089305555555617E-6,0,3.1847685649630969E-3,null,1.2921324454403642E-3,3.885050201931322E-4,5.3024671817627372E-4,1.0782407407407694E-6,0,2.2119624245505107E-3]
[2004,11,5,16,1.8959946038888166E-3,5.7942353429247194E-4,7.7196416315791533E-4,2.3089305555555617E-6,0,3.2496912318947593E-3,null,1.392815898787391E-3,3.7037642576761128E-4,5.0179288455889871E-4,1.0782407407407694E-6,0,2.2660634498546414E-3]
[2004,11,5,20,2.3265973071178339E-3,4.730769958095197E-4,6.0766306807078754E-4,2.3089305555555617E-6,8.0172213000001091E-5,3.4898185145536978E-3,null,1.7091407922697219E-3,3.0239808439048695E-4,3.9499372939774062E-4,1.0782407407407694E-6,3.536592156355367E-5,2.442976768362244E-3]
[2004,11,5,23,1.6460061993756384E-3,4.1136619916920644E-4,4.9031758358915789E-4,2.3089305555555617E-6,8.0172213000001091E-5,2.6301711256895596E-3,null,1.2091720088710954E-3,2.62951595012349E-4,3.1871670520645945E-4,1.0782407407407694E-6,3.536592156355367E-5,1.8272844713941984E-3]
[2004,11,6,1,1.1673945725924498E-3,5.307442264452949E-4,5.4994752809510179E-4,2.3089305555555617E-6,8.0172213000001091E-5,2.3305674706884036E-3,null,8.5757929770997584E-4,3.392598642504915E-4,3.5747741883508384E-4,1.0782407407407694E-6,3.536592156355367E-5,1.5907607430998454E-3]
[2004,11,6,7,1.4570202860662628E-3,5.3650115223979455E-4,5.9072465882759235E-4,2.3089305555555617E-6,8.0172213000001091E-5,2.6667272406892062E-3,null,1.0703411365868252E-3,3.4293977967156565E-4,3.8398340840147519E-4,1.0782407407407694E-6,3.536592156355367E-5,1.8337084869641605E-3]
[2004,11,6,10,2.205508745584272E-3,4.7904713345447932E-4,5.9947591549520517E-4,2.3089305555555617E-6,0,3.2863407250895123E-3,null,1.6201879686069756E-3,3.0621428810230348E-4,3.8967190864064815E-4,1.0782407407407694E-6,0,2.3171524060906679E-3]
[2004,11,6,11,2.2637033623631184E-3,3.7305885095239536E-4,5.3081831001428222E-4,2.3089305555555617E-6,0,3.1698894538853516E-3,null,1.6629382946401661E-3,2.3846494945263289E-4,3.4504302618029541E-4,1.0782407407407694E-6,0,2.2475245110138349E-3]
[2004,11,6,14,1.8049420469043382E-3,4.5961576220950495E-4,5.9035545539938409E-4,2.3089305555555617E-6,0,2.8572221950687827E-3,null,1.3259278133819204E-3,2.9379345704602747E-4,3.8374341843552682E-4,1.0782407407407694E-6,0,2.004542929604215E-3]
[2004,11,6,18,2.2778738450744754E-3,4.3848485309102778E-4,5.3697251171124026E-4,2.3089305555555617E-6,7.0818788123276885E-5,3.3264589285555762E-3,null,1.6733480677341337E-3,2.8028625526818027E-4,3.4904338626053674E-4,1.0782407407407694E-6,3.1239897369350435E-5,2.3349958473729416E-3]
[2004,11,6,22,1.7527192799933324E-3,4.2093109307112441E-4,4.9076516452198392E-4,2.3089305555555617E-6,8.0172213000001091E-5,2.7468966811419978E-3,null,1.2875644657842379E-3,2.6906562215583502E-4,3.190076421930128E-4,1.0782407407407694E-6,3.536592156355367E-5,1.9120818924373802E-3]
[2004,11,7,1,1.1926728711490764E-3,5.867882035516073E-4,5.8479766703725157E-4,2.3089305555555617E-6,8.0172213000001091E-5,2.446739885293492E-3,null,8.7614897931758676E-4,3.7508403551371851E-4,3.8013073952230652E-4,1.0782407407407694E-6,3.536592156355367E-5,1.6678079166579061E-3]
[2004,11,7,5,1.2336559303077767E-3,5.3133533503282784E-4,5.355941404209351E-4,2.3089305555555617E-6,8.0172213000001091E-5,2.3830665493170967E-3,null,9.0625552933629638E-4,3.3963770994182733E-4,3.4814741603450192E-4,1.0782407407407694E-6,3.536592156355367E-5,1.6304848176169199E-3]
[2004,11,7,8,1.7961876592093209E-3,6.0419126776748322E-4,6.60484931721979E-4,2.3089305555555617E-6,6.6874315003160213E-6,3.0698602207546548E-3,null,1.3194967558563561E-3,3.8620834155273903E-4,4.2932904778982781E-4,1.0782407407407694E-6,2.9499893922325836E-6,2.1390623753318959E-3]
[2004,11,7,11,2.1293721129406118E-3,6.4910402543423714E-4,7.4027782378544699E-4,2.3089305555555617E-6,0,3.5210628927158519E-3,null,1.5642572648967852E-3,4.1491726632275476E-4,4.8119609989757424E-4,1.0782407407407694E-6,0,2.4614488718578548E-3]
[2004,11,7,12,2.038606791254791E-3,6.3215895244314504E-4,7.1756764878946238E-4,2.3089305555555617E-6,0,3.3906423230429541E-3,null,1.4975801853084425E-3,4.0408571531149731E-4,4.6643401019971179E-4,1.0782407407407694E-6,0,2.3691781515603923E-3]
[2004,11,7,15,1.7549608023105659E-3,5.586970599348142E-4,6.6687321442584547E-4,2.3089305555555617E-6,0,2.9828400072267813E-3,null,1.2892111096694716E-3,3.57127744902884E-4,4.3348156543033276E-4,1.0782407407407694E-6,0,2.080898660743429E-3]
[2004,11,7,20,2.5706779960185701E-3,4.7707047415227925E-4,5.6428824634564476E-4,2.3089305555555617E-6,8.0172213000001091E-5,3.6945178600720509E-3,null,1.8884448173922849E-3,3.0495077710563138E-4,3.6679918624478984E-4,1.0782407407407694E-6,3.536592156355367E-5,2.5966389430469999E-3]
[2004,11,7,23,1.6792221842477364E-3,4.9767233140156407E-4,5.3712864248239508E-4,2.3089305555555617E-6,8.0172213000001091E-5,2.7965043016872524E-3,null,1.2335727913041516E-3,3.1811980079998671E-4,3.4914487453391161E-4,1.0782407407407694E-6,3.536592156355367E-5,1.9372816289423443E-3]
[2004,11,8,2,1.2365351596658983E-3,5.7505984402042305E-4,5.5875547249512622E-4,2.3089305555555617E-6,8.0172213000001091E-5,{"$f":"SUM(E7492:I7492)","v":2.4528316197370043E-3},null,9.0837063895634587E-4,3.675870878990832E-4,3.6320276728836243E-4,1.0782407407407694E-6,3.536592156355367E-5,1.6756046564480858E-3]
[2004,11,8,6,1.703244277608386E-3,4.9024701605473791E-4,5.3216261850366374E-4,2.3089305555555617E-6,8.0172213000001091E-5,2.8081350557223445E-3,null,1.2512196524746646E-3,3.1337342514282072E-4,3.4591685487185574E-4,1.0782407407407694E-6,3.536592156355367E-5,1.9469540947936355E-3]
[2004,11,8,9,2.1872796445055686E-3,6.5744910098412043E-4,8.2308589734707087E-4,2.3089305555555617E-6,0,3.6701235733923154E-3,null,1.6067966953665642E-3,4.2025156683352121E-4,5.3502308317005117E-4,1.0782407407407694E-6,0,2.5631495861108771E-3]
[2004,11,8,10,2.0667809852506621E-3,5.9228127851155979E-4,7.9015717669710301E-4,2.3089305555555617E-6,0,3.4515283710148809E-3,null,1.5182772195998285E-3,3.7859529342737074E-4,5.1361872464103812E-4,1.0782407407407694E-6,0,2.4115694784089779E-3]
[2004,11,8,16,1.8345623792691268E-3,5.545724589838799E-4,7.49716667845461E-4,2.3089305555555617E-6,0,3.1411604366540233E-3,null,1.347687194848738E-3,3.5449123660193945E-4,4.8733154635198067E-4,1.0782407407407694E-6,0,2.1905882185433985E-3]
[2004,11,8,17,2.4057500929444784E-3,4.663696909060077E-4,6.6187643627953175E-4,2.3089305555555617E-6,0,3.5363051506855734E-3,null,1.7672871911605958E-3,2.981106720406765E-4,4.3023355491481519E-4,1.0782407407407694E-6,0,2.4967096588568282E-3]
[2004,11,8,21,2.5331063712525203E-3,4.2277274032328583E-4,5.4653001350317551E-4,2.3089305555555617E-6,8.0172213000001091E-5,3.5848902686345385E-3,null,1.8608443399383433E-3,2.7024283137570766E-4,3.5525596272747176E-4,1.0782407407407694E-6,3.536592156355367E-5,2.5227872963458167E-3]
[2004,11,8,24,1.4874211802192723E-3,5.5394748175176354E-4,5.8559395506677277E-4,2.3089305555555617E-6,8.0172213000001091E-5,2.7094437605933654E-3,null,1.0926739262618675E-3,3.5409174155260552E-4,3.8064834342977109E-4,1.0782407407407694E-6,3.536592156355367E-5,1.8638581735485385E-3]
[2004,11,9,3,1.3771862902947807E-3,5.3019443147326066E-4,5.482442387280275E-4,2.3089305555555617E-6,8.0172213000001091E-5,2.5381061040516259E-3,null,1.0116943143088615E-3,3.3890842685695225E-4,3.5637024504965012E-4,1.0782407407407694E-6,3.536592156355367E-5,1.7434171485197585E-3]
[2004,11,9,7,2.3175397222833156E-3,5.1563352051203814E-4,5.9883747027945455E-4,2.3089305555555617E-6,8.0172213000001091E-5,3.5144918566303654E-3,null,1.702487003204997E-3,3.2960086884703576E-4,3.8925690587013898E-4,1.0782407407407694E-6,3.536592156355367E-5,2.4577889402264659E-3]
[2004,11,9,9,2.2386091873590392E-3,6.4999357910468225E-4,8.2988119109282177E-4,2.3089305555555617E-6,0,3.7207928881120992E-3,null,1.644503871967788E-3,4.1548588269659642E-4,5.394401665177503E-4,1.0782407407407694E-6,0,2.6005081619228749E-3]
[2004,11,9,12,1.9886749600237282E-3,6.8926457088309924E-4,8.750231127151309E-4,2.3089305555555617E-6,0,3.5552715741775142E-3,null,1.4608997811282039E-3,4.4058850402695044E-4,5.6878336163800937E-4,1.0782407407407694E-6,0,2.4713498875339043E-3]
[2004,11,9,15,1.6813360085940852E-3,6.8882376828300978E-4,8.578483097586324E-4,2.3089305555555617E-6,0,3.230317017191283E-3,null,1.2351256270299496E-3,4.4030673623218948E-4,5.5761937977385503E-4,1.0782407407407694E-6,0,2.2341299837767346E-3]
[2004,11,9,18,3.010600859798799E-3,3.5867106547301668E-4,5.8117832638033314E-4,2.3089305555555617E-6,7.6163602350001023E-5,4.028922784557706E-3,null,2.2116163905900291E-3,2.2926805591072581E-4,3.7777809224266219E-4,1.0782407407407694E-6,3.3597625485375981E-5,2.8533384049695336E-3]
[2004,11,9,22,2.2208886911561365E-3,4.989970274255996E-4,6.0156353590541558E-4,2.3089305555555617E-6,8.0172213000001091E-5,3.4039303980427085E-3,null,1.6314862247681697E-3,3.1896656685205939E-4,3.9102890565877169E-4,1.0782407407407694E-6,3.536592156355367E-5,2.3779258595832951E-3]
[2004,11,10,1,1.425831885761686E-3,6.0926258965578759E-4,6.1425238313126567E-4,2.3089305555555617E-6,8.0172213000001091E-5,2.7318280021042963E-3,null,1.0474298373073536E-3,3.8945000842289954E-4,3.9927692228319627E-4,1.0782407407407694E-6,3.536592156355367E-5,1.8726009303177437E-3]
[2004,11,10,6,1.9222158423077809E-3,6.1780492008043253E-4,6.3576262568902056E-4,2.3089305555555617E-6,8.0172213000001091E-5,3.258264531632791E-3,null,1.4120782731005459E-3,3.9491039728036854E-4,4.1325903074852072E-4,1.0782407407407694E-6,3.536592156355367E-5,2.2566918634337294E-3]
[2004,11,10,9,2.2919811615603808E-3,7.0697267574208907E-4,8.7457140736996012E-4,2.3089305555555617E-6,0,3.8758341752279856E-3,null,1.6837114383104494E-3,4.5190779673189631E-4,5.6848974369699422E-4,1.0782407407407694E-6,0,2.7051872194800808E-3]
[2004,11,10,12,2.0480559065200084E-3,7.3891061890962988E-4,9.141402839319033E-4,2.3089305555555617E-6,0,3.703415739917097E-3,null,1.5045215963988936E-3,4.7232302072035102E-4,5.9421034273043774E-4,1.0782407407407694E-6,0,2.5721332005904231E-3]
[2004,11,10,13,1.9219409859919188E-3,7.0005685727676911E-4,8.7163880439277059E-4,2.3089305555555617E-6,0,3.4959455782170145E-3,null,1.4118763610034178E-3,4.4748709930963744E-4,5.6658349030153847E-4,1.0782407407407694E-6,0,2.4270251913553341E-3]
[2004,11,10,16,1.9955750061068814E-3,7.3223072126242668E-4,8.8200072212535677E-4,2.3089305555555617E-6,0,3.6121153800502204E-3,null,1.465968621444136E-3,4.6805312750987642E-4,5.733189539885138E-4,1.0782407407407694E-6,0,2.5084189436832666E-3]
[2004,11,10,19,2.9167987582923646E-3,5.5253012390441166E-4,6.9965708068417214E-4,2.3089305555555617E-6,8.0172213000001091E-5,4.2514671064365055E-3,null,2.1427084632943184E-3,3.5318574463935127E-4,4.5479176556898051E-4,1.0782407407407694E-6,3.536592156355367E-5,2.9871301358069444E-3]
[2004,11,10,23,1.9099199640283926E-3,5.1022916031778992E-4,5.8605295788826035E-4,2.3089305555555617E-6,8.0172213000001091E-5,3.0886832257899996E-3,null,1.4030456024790366E-3,3.2614631877469428E-4,3.8094670488332966E-4,1.0782407407407694E-6,3.536592156355367E-5,2.1465827884413549E-3]
[2004,11,11,3,1.6445561208183045E-3,6.5166765906762023E-4,6.4434689264402474E-4,2.3089305555555617E-6,8.0172213000001091E-5,3.0230518160855066E-3,null,1.2081067671953002E-3,4.1655598033058238E-4,4.1883898417479655E-4,1.0782407407407694E-6,3.536592156355367E-5,2.0799458940049735E-3]
[2004,11,11,7,2.4544896269229882E-3,6.135244687162692E-4,6.7812597771764612E-4,2.3089305555555617E-6,8.0172213000001091E-5,3.8286212169124601E-3,null,1.8030917222945555E-3,3.9217426700069875E-4,4.4079609740077096E-4,1.0782407407407694E-6,3.536592156355367E-5,2.6725062490003193E-3]
[2004,11,11,10,2.2937736823656551E-3,7.2636695730873195E-4,9.0501720895134379E-4,2.3089305555555617E-6,0,3.9274667791812864E-3,null,1.685028241360085E-3,4.6430491949591243E-4,5.8828015279543467E-4,1.0782407407407694E-6,0,2.7386915543921729E-3]
[2004,11,11,13,2.0654277090145444E-3,7.4872423788142223E-4,9.1259285696108949E-4,2.3089305555555617E-6,0,3.7290537344126119E-3,null,1.5172830898416267E-3,4.7859603675007789E-4,5.9320448276907304E-4,1.0782407407407694E-6,0,2.5901618501015179E-3]
[2004,11,11,14,1.8455630715260526E-3,7.7577819130617703E-4,9.3181378871912178E-4,2.3089305555555617E-6,0,3.5554639821069071E-3,null,1.3557684093425384E-3,4.958893394540828E-4,6.0569849123614714E-4,1.0782407407407694E-6,0,2.4584344807735089E-3]
[2004,11,11,17,2.7091146992747586E-3,6.8408426126428305E-4,8.529591568271779E-4,2.3089305555555617E-6,0,4.2484670479217748E-3,null,1.990141753066812E-3,4.3727717052488693E-4,5.5444132790356078E-4,1.0782407407407694E-6,0,2.9829384922360003E-3]
[2004,11,11,20,2.9677531019344384E-3,6.4827216802528225E-4,7.5749125905590791E-4,2.3089305555555617E-6,8.0172213000001091E-5,4.4559976725711851E-3,null,2.1801400149408221E-3,4.1438553028574129E-4,4.9238519357544433E-4,1.0782407407407694E-6,3.536592156355367E-5,3.123354901106302E-3]
[2004,11,12,1,1.6899921228354874E-3,6.5705375351727071E-4,6.6732929712657837E-4,2.3089305555555617E-6,8.0172213000001091E-5,3.0968563170348934E-3,null,1.2414844919298898E-3,4.1999885465832993E-4,4.3377802874420212E-4,1.0782407407407694E-6,3.536592156355367E-5,2.1317055376367162E-3]
[2004,11,12,4,1.6778032017499829E-3,6.9660225599326494E-4,6.78274172720871E-4,2.3089305555555617E-6,8.0172213000001091E-5,3.1351607740196757E-3,null,1.2325303930932504E-3,4.4527886509043393E-4,4.4089242725867681E-4,1.0782407407407694E-6,3.536592156355367E-5,2.1551458477466552E-3]
[2004,11,12,8,2.8483851788385617E-3,6.3458788908079199E-4,8.095909462461511E-4,2.3089305555555617E-6,1.6040856377040217E-5,4.3109138010981006E-3,null,2.0924511888480886E-3,4.0563832893007631E-4,5.2625108213283898E-4,1.0782407407407694E-6,7.0760135864358176E-6,3.0324948542381799E-3]
[2004,11,12,11,2.4570617441271848E-3,7.0938444149155899E-4,8.919583146668697E-4,2.3089305555555617E-6,0,4.0607134308411688E-3,null,1.8049812243681382E-3,4.5344943445492763E-4,5.7979159782761106E-4,1.0782407407407694E-6,0,2.8393004973914174E-3]
[2004,11,12,14,2.0659166058543668E-3,6.6384529609872392E-4,8.554977261033492E-4,2.3089305555555617E-6,0,3.5875685586119954E-3,null,1.5176422381693565E-3,4.24340113026164E-4,5.5609145113535909E-4,1.0782407407407694E-6,0,2.4991520430716202E-3]
[2004,11,12,17,2.5042352057756518E-3,6.5979667429173555E-4,8.1957466955989548E-4,2.3089305555555617E-6,0,3.9859154801828384E-3,null,1.8396353036835848E-3,4.2175217176142367E-4,5.3274071152152461E-4,1.0782407407407694E-6,0,2.7952064277072738E-3]
[2004,11,12,19,2.9561914333395005E-3,6.1618295158628953E-4,7.4869526409940767E-4,2.3089305555555617E-6,8.0172213000001091E-5,4.4035507925807545E-3,null,2.1716467018256308E-3,3.9387361009791158E-4,4.8666761251088796E-4,1.0782407407407694E-6,3.536592156355367E-5,3.0886320867387247E-3]
[2004,11,12,22,2.6168636823575902E-3,5.7512693821366433E-4,6.4361874235767597E-4,2.3089305555555617E-6,8.0172213000001091E-5,3.9180905064844871E-3,null,1.9223732674508733E-3,3.6762997553828276E-4,4.1836567122839678E-4,1.0782407407407694E-6,3.536592156355367E-5,2.744813076521847E-3]
[2004,11,13,2,1.5258162859782965E-3,5.9268555857652176E-4,6.1349601974123008E-4,2.3089305555555617E-6,8.0172213000001091E-5,2.8144790078516056E-3,null,1.1208793407852563E-3,3.7885371545652173E-4,3.9878527022812143E-4,1.0782407407407694E-6,3.536592156355367E-5,1.9349624887741938E-3]
[2004,11,13,5,1.5887915437192627E-3,5.8424252461398312E-4,5.9752044223363766E-4,2.3089305555555617E-6,8.0172213000001091E-5,2.8530356541224405E-3,null,1.1671415717177422E-3,3.7345679842328786E-4,3.8840081003862787E-4,1.0782407407407694E-6,3.536592156355367E-5,1.9654433424839525E-3]
[2004,11,13,9,2.6519792740540143E-3,6.234238863545926E-4,7.232266003456806E-4,2.3089305555555617E-6,0,4.0009386913098435E-3,null,{"$f":"E7619*T$5","v":1.9481695193546442E-3},{"$f":"F7619*U$5","v":3.9850212685633995E-4},{"$f":"G7619*V$5","v":4.7011244730922423E-4},{"$f":"H7619*W$5","v":1.0782407407407694E-6},{"$f":"I7619*X$5","v":0},{"$f":"SUM(L7619:P7619)","v":2.8178623342609492E-3}]
[2004,11,13,10,2.9895918033828466E-3,4.7974354526402428E-4,6.205737562004572E-4,2.3089305555555617E-6,0,{"$f":"SUM(E7620:I7620)","v":4.0922180354028836E-3},null,2.1961829353815375E-3,3.0665944523109801E-4,4.0338594725889798E-4,1.0782407407407694E-6,0,2.9073065686122741E-3]
[2004,11,13,16,2.36776354171375E-3,5.8048037319903686E-4,6.6624288941401883E-4,2.3089305555555617E-6,0,3.6167957348823615E-3,null,1.7393819047290091E-3,3.7105197343466215E-4,4.3307184096255408E-4,1.0782407407407694E-6,0,2.5445839598669659E-3]
[2004,11,13,17,2.6624511012558658E-3,5.3818076190663574E-4,6.1737257744333418E-4,2.3089305555555617E-6,1.3362035767240894E-6,3.8216495747381155E-3,null,1.9558622244848049E-3,3.4401341197724854E-4,4.0130511397778513E-4,1.0782407407407694E-6,5.8943203784786842E-7,2.7028484232184272E-3]
[2004,11,13,20,2.8047614214504854E-3,4.5405710910506142E-4,5.6735429552511843E-4,2.3089305555555617E-6,8.0172213000001091E-5,3.9086539696362218E-3,null,2.0604047564741069E-3,2.9024028057483044E-4,3.687921824684407E-4,1.0782407407407694E-6,3.536592156355367E-5,2.7558813818216723E-3]
[2004,11,13,24,1.7884776954509821E-3,5.4988396495568657E-4,5.8021762358464416E-4,2.3089305555555617E-6,8.0172213000001091E-5,3.0010604275468697E-3,null,1.3138329422148702E-3,3.514942791819833E-4,3.7715361529145171E-4,1.0782407407407694E-6,3.536592156355367E-5,2.0789249989925994E-3]
[2004,11,14,3,1.7388470341914907E-3,7.4337152279301574E-4,7.1604264959662515E-4,2.3089305555555617E-6,8.0172213000001091E-5,3.2807423501366889E-3,null,1.2773737803967048E-3,4.7517449902290012E-4,4.6544272876406401E-4,1.0782407407407694E-6,3.536592156355367E-5,2.2544351704879631E-3]
[2004,11,14,6,1.9401851816535389E-3,7.6041562594619122E-4,7.2592268692603899E-4,2.3089305555555617E-6,8.0172213000001091E-5,3.5090046380813261E-3,null,1.425278722869835E-3,4.8606935163532643E-4,4.7186496008992673E-4,1.0782407407407694E-6,3.536592156355367E-5,2.4196571968993822E-3]
[2004,11,14,11,2.5838910020284057E-3,7.2840777242476036E-4,8.6134254090603499E-4,2.3089305555555617E-6,0,4.1759502459147568E-3,null,1.8981512188786214E-3,4.6560943987451612E-4,5.5989070325032067E-4,1.0782407407407694E-6,0,2.9247296027441988E-3]
[2004,11,14,14,2.1770691507787873E-3,6.5120274286662567E-4,8.1012080781695482E-4,2.3089305555555617E-6,0,3.6407016320179238E-3,null,1.5992959683244297E-3,4.1625879875162547E-4,5.2659550325848147E-4,1.0782407407407694E-6,0,2.5432285110752774E-3]
[2004,11,14,17,2.8642130638439618E-3,5.3369711681204557E-4,6.9939267519061031E-4,2.3089305555555617E-6,2.6724070732759656E-6,4.1022841934754486E-3,null,2.1040785056318403E-3,3.4114739714308657E-4,4.5461989645686411E-4,1.0782407407407694E-6,1.1788640403298154E-6,2.9021029040128613E-3]
[2004,11,14,18,3.1769784695898596E-3,5.0224548740272898E-4,6.52807150470358E-4,2.3089305555555617E-6,8.0172213000001091E-5,4.4145122510185035E-3,null,2.3338389853399997E-3,3.2104303238093623E-4,4.2433832906850418E-4,1.0782407407407694E-6,3.536592156355367E-5,3.1156645090937339E-3]
[2004,11,14,21,2.8053861855621225E-3,5.7509137588243988E-4,6.5873068724536994E-4,2.3089305555555617E-6,8.0172213000001091E-5,4.1216893922454891E-3,null,2.0608637142084251E-3,3.6760724354976081E-4,4.2818875211530035E-4,1.0782407407407694E-6,3.536592156355367E-5,2.8931038721777807E-3]
[2004,11,15,1,1.4843938876139525E-3,6.4255612997283964E-4,6.3139739554734608E-4,2.3089305555555617E-6,8.0172213000001091E-5,2.8408285566896953E-3,null,1.090450047954238E-3,4.1073175093761641E-4,4.1042153967174106E-4,1.0782407407407694E-6,3.536592156355367E-5,1.94804750086789E-3]
[2004,11,15,4,1.462763124995845E-3,6.4395264252548284E-4,6.2171654354559029E-4,2.3089305555555617E-6,8.0172213000001091E-5,2.810913454622475E-3,null,1.0745598813811886E-3,4.1162442321821197E-4,4.041287829832999E-4,1.0782407407407694E-6,3.536592156355367E-5,1.9267572498869949E-3]
[2004,11,15,8,2.4189985059046618E-3,6.8140145560194895E-4,7.9991889887839603E-4,2.3089305555555617E-6,2.1385670603764362E-5,3.9240134615443267E-3,null,1.7770196029337079E-3,4.3556227992511565E-4,5.1996404864102224E-4,1.0782407407407694E-6,9.4337417024613702E-6,2.7430579139430472E-3]
[2004,11,15,12,2.1885450840208424E-3,7.0573783978555523E-4,8.8511110786351418E-4,2.3089305555555617E-6,0,3.7817029622254673E-3,null,1.6077262994235654E-3,4.5111847061564045E-4,5.7534076990449642E-4,1.0782407407407694E-6,0,2.635263780684443E-3]
[2004,11,15,15,1.8001648421386426E-3,7.1266172135965957E-4,8.7852529050578046E-4,2.3089305555555617E-6,0,3.3936607845596383E-3,null,1.3224184327456168E-3,4.5554432210092124E-4,5.7105985059912798E-4,1.0782407407407694E-6,0,2.3501008461864065E-3]
[2004,11,15,16,2.0317002234976752E-3,6.6327191458899189E-4,8.3381853166312645E-4,2.3089305555555617E-6,0,3.531099600305349E-3,null,1.4925065541079986E-3,4.2397359875532908E-4,5.4199952040560667E-4,1.0782407407407694E-6,0,2.459557914009675E-3]
[2004,11,15,19,3.0750881307688408E-3,5.2825428294557368E-4,6.776007959333509E-4,2.3089305555555617E-6,8.0172213000001091E-5,4.3634243532033219E-3,null,2.2589893610047442E-3,3.3766825410832467E-4,4.4045471823443602E-4,1.0782407407407694E-6,3.536592156355367E-5,3.0735564956517994E-3]
[2004,11,16,1,1.4385683120770086E-3,6.2192950710270392E-4,6.2427041618021227E-4,2.3089305555555617E-6,8.0172213000001091E-5,2.7672493789154817E-3,null,{"$f":"E7683*T$5","v":1.0567861387595467E-3},{"$f":"F7683*U$5","v":3.9754689667789776E-4},{"$f":"G7683*V$5","v":4.0578885371881257E-4},{"$f":"H7683*W$5","v":1.0782407407407694E-6},{"$f":"I7683*X$5","v":3.536592156355367E-5},{"$f":"SUM(L7683:P7683)","v":1.8965660514605515E-3}]
[2004,11,16,3,1.4184151479262439E-3,5.8543698124214564E-4,5.9181368387144922E-4,2.3089305555555617E-6,8.0172213000001091E-5,2.6781469565953955E-3,null,1.0419814302532649E-3,3.7422031345243402E-4,3.846912975033195E-4,1.0782407407407694E-6,3.536592156355367E-5,1.8373372035133126E-3]
[2004,11,16,6,1.9320507390622773E-3,6.3605233903725456E-4,6.499275533320023E-4,2.3089305555555617E-6,8.0172213000001091E-5,3.3005117749870913E-3,null,1.4193030829889807E-3,4.0657442784302857E-4,4.2246653057916489E-4,1.0782407407407694E-6,3.536592156355367E-5,2.2847882037154684E-3]
[2004,11,16,9,2.3083219060257591E-3,7.2599485992024177E-4,8.8946304430955532E-4,2.3089305555555617E-6,0,3.9260887408111116E-3,null,1.6957155065935128E-3,4.6406706912803817E-4,5.7816961980051062E-4,1.0782407407407694E-6,0,2.7390304362628023E-3]
[2004,11,16,13,1.9392764813667245E-3,7.1572273101342114E-4,8.8396615907411643E-4,2.3089305555555617E-6,0,3.5412743020098178E-3,null,1.4246111828862761E-3,4.5750096650299017E-4,5.7459652919602383E-4,1.0782407407407694E-6,0,2.4577869193260307E-3]
[2004,11,16,16,2.0147996225627577E-3,7.4767376756189384E-4,8.9416833015004118E-4,2.3089305555555617E-6,0,3.6589506508302484E-3,null,1.4800912098697117E-3,4.7792455998171189E-4,5.8122815420826469E-4,1.0782407407407694E-6,0,2.5403221648004288E-3]
[2004,11,16,17,2.5828690981379871E-3,6.5689409062350251E-4,8.2821871911120746E-4,2.3089305555555617E-6,5.3448142267241426E-6,4.0756356526549771E-3,null,1.8974005184374449E-3,4.198967956834666E-4,5.3835952488829957E-4,1.0782407407407694E-6,2.3577281160255514E-6,2.8590928078659769E-3]
[2004,11,16,22,2.2834302412559852E-3,5.6939250872233861E-4,6.564392781528189E-4,2.3089305555555617E-6,8.0172213000001091E-5,3.5917431716866997E-3,null,1.6774298498898926E-3,3.6396444009984555E-4,4.2669928818273636E-4,1.0782407407407694E-6,3.536592156355367E-5,2.5045377404767687E-3]
[2004,11,16,24,1.5944866331291897E-3,6.4109572947005083E-4,6.6340388704343482E-4,2.3089305555555617E-6,8.0172213000001091E-5,2.981467393198232E-3,null,1.1713252392550296E-3,4.0979824049767089E-4,4.3122642992303478E-4,1.0782407407407694E-6,3.536592156355367E-5,2.0487940719800296E-3]
[2004,11,17,4,1.3508879129228615E-3,5.5820278272187315E-4,5.6446196952149611E-4,2.3089305555555617E-6,8.0172213000001091E-5,2.5560338087217875E-3,null,9.9237527297784105E-4,3.5681179531396883E-4,3.6691210994991181E-4,1.0782407407407694E-6,3.536592156355367E-5,1.7525433405460162E-3]
[2004,11,17,7,2.2136672833819909E-3,5.4805312266169629E-4,6.2181200033270166E-4,2.3089305555555617E-6,8.0172213000001091E-5,3.4660135499319455E-3,null,1.6261813090585853E-3,3.503239766573882E-4,4.0419083189546621E-4,1.0782407407407694E-6,3.536592156355367E-5,2.4171402799157337E-3]
[2004,11,17,10,2.0715198650999565E-3,6.6259522653316829E-4,8.4889763780342069E-4,2.3089305555555617E-6,0,3.5853216599921012E-3,null,1.5217584463833871E-3,4.2354104935296208E-4,5.5180125541847954E-4,1.0782407407407694E-6,0,2.4981789918955694E-3]
[2004,11,17,14,1.6596903762876826E-3,7.1922595865948327E-4,8.8164896252260411E-4,2.3089305555555617E-6,0,3.2628742280253259E-3,null,1.2192245370406492E-3,4.5974028344026847E-4,5.7309030287469207E-4,1.0782407407407694E-6,0,2.2531333640963503E-3]
[2004,11,17,15,1.6256615456524989E-3,6.9572925124974656E-4,8.6205882245152623E-4,2.3089305555555617E-6,0,3.1857585499093276E-3,null,1.1942266302804639E-3,4.447208270449525E-4,5.6035630126642286E-4,1.0782407407407694E-6,0,2.2003819993325797E-3]
[2004,11,17,19,2.7575151744763113E-3,5.1586283798691973E-4,6.6924239286132595E-4,2.3089305555555617E-6,8.0172213000001091E-5,4.0251015488801138E-3,null,2.0256972083573066E-3,3.2974745210036596E-4,4.350215810656587E-4,1.0782407407407694E-6,3.536592156355367E-5,2.8269104038276252E-3]
[2004,11,17,22,2.1397872178381639E-3,5.1915853412274596E-4,6.1555014581700102E-4,2.3089305555555617E-6,8.0172213000001091E-5,3.356977041333468E-3,null,1.5719083012758423E-3,3.3185411170764956E-4,4.0012049522689889E-4,1.0782407407407694E-6,3.536592156355367E-5,2.3403270705146849E-3]
[2004,11,18,1,1.3017984587556778E-3,5.8161903417739964E-4,5.8957660704417846E-4,2.3089305555555617E-6,8.0172213000001091E-5,2.5554752435328126E-3,null,9.563136871027487E-4,3.7177982302717487E-4,3.8323715068186085E-4,1.0782407407407694E-6,3.536592156355367E-5,1.7477748231160789E-3]
[2004,11,18,5,1.4415719831430459E-3,5.4288265444540039E-4,5.5778558519339807E-4,2.3089305555555617E-6,8.0172213000001091E-5,2.6247213663374014E-3,null,1.0589926644568898E-3,3.470189339310255E-4,3.6257232021574143E-4,1.0782407407407694E-6,3.536592156355367E-5,1.8050280809079513E-3]
[2004,11,18,8,2.2083073613262476E-3,5.9942646675572361E-4,7.4388995793647978E-4,2.3089305555555617E-6,2.673048475031629E-5,3.5806632013243231E-3,null,1.6222438586881104E-3,3.8316260753645614E-4,4.8354406279736196E-4,1.0782407407407694E-6,1.1791469783121E-5,2.5018202395457904E-3]
[2004,11,18,12,1.8804905994207995E-3,6.9971634693864152E-4,8.8182606700601602E-4,2.3089305555555617E-6,0,3.4643419439210127E-3,null,1.381426507766112E-3,4.4726943986967939E-4,5.7320542450059236E-4,1.0782407407407694E-6,0,2.4029796128771245E-3]
[2004,11,18,16,1.8341745402345947E-3,6.9283397018619442E-4,8.4961804525028465E-4,2.3089305555555617E-6,0,3.3789354862266297E-3,null,1.3474022845581925E-3,4.4287011890410953E-4,5.52269535356943E-4,1.0782407407407694E-6,0,2.3436201795599856E-3]
[2004,11,18,19,2.7101060595190853E-3,5.1653044484209856E-4,6.6789606166292148E-4,2.3089305555555617E-6,8.0172213000001091E-5,3.9770137095796621E-3,null,1.9908700158513641E-3,3.3017419665975123E-4,4.341464375708423E-4,1.0782407407407694E-6,3.536592156355367E-5,2.7916348123862519E-3]
[2004,11,18,20,2.5622285933821214E-3,5.4022240966532156E-4,6.6826625102097206E-4,2.3089305555555617E-6,8.0172213000001091E-5,3.8531983976239719E-3,null,1.8822378048284495E-3,3.4531846459383216E-4,4.3438706841185095E-4,1.0782407407407694E-6,3.536592156355367E-5,2.6983875001384268E-3]
[2004,11,18,23,1.7646739172134853E-3,4.817125732336696E-4,5.6042599512782295E-4,2.3089305555555617E-6,8.0172213000001091E-5,2.8892936291305348E-3,null,1.2963464574366999E-3,3.0791807816274826E-4,3.6428864200973898E-4,1.0782407407407694E-6,3.536592156355367E-5,2.0049973399134816E-3]
[2004,11,19,2,1.2831950203460629E-3,6.2494890934964328E-4,6.3563013217965707E-4,2.3089305555555617E-6,8.0172213000001091E-5,2.6262552054309202E-3,null,9.4264742205332395E-4,3.994769449862421E-4,4.131729071906902E-4,1.0782407407407694E-6,3.536592156355367E-5,1.7917414365345506E-3]
[2004,11,19,5,1.4932950468270554E-3,5.8533741518573238E-4,5.8855800971106766E-4,2.3089305555555617E-6,8.0172213000001091E-5,2.7496716152794125E-3,null,1.0969889252507342E-3,3.7415666929937563E-4,3.825750410679964E-4,1.0782407407407694E-6,3.536592156355367E-5,1.8901647979224006E-3]
[2004,11,19,10,2.0899076487334799E-3,6.3855609414844423E-4,8.4232388371564002E-4,2.3089305555555617E-6,0,3.5730965571531196E-3,null,1.5352662893570455E-3,4.0817486657945682E-4,5.475281774913977E-4,1.0782407407407694E-6,0,2.4920475741686404E-3]
[2004,11,19,14,1.6705407374073495E-3,6.0034439939608819E-4,8.0584766098843526E-4,2.3089305555555617E-6,0,3.0790417283474286E-3,null,1.2271953168329862E-3,3.837493641839037E-4,5.2381786826509653E-4,1.0782407407407694E-6,0,2.1358407900227269E-3]
[2004,11,19,17,2.0519476354102346E-3,5.9301199856752192E-4,7.6563844972941377E-4,2.3089305555555617E-6,8.0172213000001091E-6,3.4209242355627257E-3,null,1.5073804979279168E-3,3.7906238091440977E-4,4.9768103825868196E-4,1.0782407407407694E-6,3.5365921563553672E-6,2.3887387499981045E-3]
[2004,11,19,20,2.3852904603398886E-3,5.1171821419865413E-4,6.4132583672770415E-4,2.3089305555555617E-6,8.0172213000001091E-5,3.6208156548218039E-3,null,1.7522573479761409E-3,3.2709814489415511E-4,4.168752345151454E-4,1.0782407407407694E-6,3.536592156355367E-5,2.5326748896897355E-3]
[2004,11,19,21,2.3255897211957592E-3,5.0628904087981585E-4,6.2166508206942925E-4,2.3089305555555617E-6,8.0172213000001091E-5,3.5360249877005611E-3,null,1.7084006099460055E-3,3.2362773389133035E-4,4.0409533194528684E-4,1.0782407407407694E-6,3.536592156355367E-5,2.4725678380869169E-3]
[2004,11,19,24,1.5847487891760396E-3,6.0596855742027543E-4,6.1939700104551832E-4,2.3089305555555617E-6,8.0172213000001091E-5,2.8925954911973905E-3,null,1.1641717252893046E-3,3.87344412406262E-4,4.0262103174623897E-4,1.0782407407407694E-6,3.536592156355367E-5,1.9905813317460997E-3]
[2004,11,20,6,2.0851255952291474E-3,7.4758925544318863E-4,7.4474441435103036E-4,2.3089305555555617E-6,8.0172213000001091E-5,3.6599404085789233E-3,null,1.5317533467906347E-3,4.7787053853693524E-4,4.8409947737416465E-4,1.0782407407407694E-6,3.536592156355367E-5,2.5301675250060285E-3]
[2004,11,20,8,2.7468571180675528E-3,8.2315794103570436E-4,8.7063824486948284E-4,2.3089305555555617E-6,2.9402891903764478E-5,4.4723651264320608E-3,null,2.0178676974579378E-3,5.2617520345512724E-4,5.6593310564208798E-4,1.0782407407407694E-6,1.2970333858816741E-5,3.1240245811547098E-3]
[2004,11,20,11,3.3683103492021058E-3,5.8837457123725283E-4,7.2440894994527246E-4,2.3089305555555617E-6,0,4.6834028009401871E-3,null,2.4743932270673875E-3,3.7609806611238949E-4,4.7088099932815377E-4,1.0782407407407694E-6,0,3.3224505332486711E-3]
[2004,11,20,15,2.5998441523366238E-3,7.2883852109238939E-4,8.2014313098347782E-4,2.3089305555555617E-6,0,4.1511347349680473E-3,null,1.9098705567604153E-3,4.658847810411731E-4,5.3311022336043306E-4,1.0782407407407694E-6,0,2.909943801902762E-3]
[2004,11,20,18,3.3751731013336567E-3,6.9330813697974852E-4,7.6376646604507474E-4,2.3089305555555617E-6,8.0172213000001091E-5,4.9147288479140369E-3,null,2.4794346708872463E-3,4.4317321360396274E-4,4.9646420963160034E-4,1.0782407407407694E-6,3.536592156355367E-5,3.455516256427104E-3]
[2004,11,20,21,2.9837731866154101E-3,6.1025818796095498E-4,6.8446647938720973E-4,2.3089305555555617E-6,8.0172213000001091E-5,4.3609789975191313E-3,null,2.1919085234575722E-3,3.9008641015659591E-4,4.4491755636760387E-4,1.0782407407407694E-6,3.536592156355367E-5,3.063356652286066E-3]
[2004,11,20,23,2.3274111192664246E-3,6.9380171632871582E-4,7.0084974967278449E-4,2.3089305555555617E-6,8.0172213000001091E-5,3.8045437288234821E-3,null,1.7097386265129515E-3,4.4348871710750344E-4,4.5556702540704283E-4,1.0782407407407694E-6,3.536592156355367E-5,2.6452385313317918E-3]
[2004,11,21,2,1.931296430690211E-3,7.6482649882955939E-4,7.5630937898707668E-4,2.3089305555555617E-6,8.0172213000001091E-5,3.5349134520624042E-3,null,1.4187489607931437E-3,4.8888884935395472E-4,4.9161694676134939E-4,1.0782407407407694E-6,3.536592156355367E-5,2.435698919212742E-3]
[2004,11,21,6,2.0594775908632443E-3,8.1373947681858056E-4,7.7888934562273947E-4,2.3089305555555617E-6,8.0172213000001091E-5,3.7345875568601215E-3,null,1.5129120757344154E-3,5.2015477641600451E-4,5.0629439829614966E-4,1.0782407407407694E-6,3.536592156355367E-5,2.5758054127508635E-3]
[2004,11,21,9,2.833273084894599E-3,7.5991372464052334E-4,8.8072353726475496E-4,2.3089305555555617E-6,0,4.4762192773554329E-3,null,{"$f":"E7811*T$5","v":2.0813496990727755E-3},{"$f":"F7811*U$5","v":4.8574852860919861E-4},{"$f":"G7811*V$5","v":5.7248875706240952E-4},{"$f":"H7811*W$5","v":1.0782407407407694E-6},{"$f":"I7811*X$5","v":0},{"$f":"SUM(L7811:P7811)","v":3.1406652254851244E-3}]
[2004,11,21,12,2.5939935533086855E-3,7.6740545403615002E-4,9.0696457545622305E-4,2.3089305555555617E-6,0,4.2706725133566138E-3,null,1.905572650359823E-3,4.9053735714678739E-4,5.8954598183570954E-4,1.0782407407407694E-6,0,2.9867342300830602E-3]
[2004,11,21,16,2.5509023514707265E-3,6.3254130481779647E-4,7.9744842215066791E-4,2.3089305555555617E-6,0,3.9832010089947464E-3,null,1.8739174384226874E-3,4.0433012082409021E-4,5.1835818699276753E-4,1.0782407407407694E-6,0,2.7976839869802857E-3]
[2004,11,21,20,3.1378613763664779E-3,5.9229163321673783E-4,7.0352003605522555E-4,2.3089305555555617E-6,8.0172213000001091E-5,4.5161541891939978E-3,null,2.3051031918709009E-3,3.7860191231401709E-4,4.5730276751838921E-4,1.0782407407407694E-6,3.536592156355367E-5,3.1774520340076013E-3]
[2004,11,21,23,2.4405869110225081E-3,7.0184766417805686E-4,7.3547919966744234E-4,2.3089305555555617E-6,8.0172213000001091E-5,3.9603949184235645E-3,null,1.7928786532790655E-3,4.4863181059608673E-4,4.7807689365328789E-4,1.0782407407407694E-6,3.536592156355367E-5,2.7560315198327341E-3]
[2004,11,21,24,2.0810918267653356E-3,7.5712477444933612E-4,7.6240539774184257E-4,2.3089305555555617E-6,8.0172213000001091E-5,3.6831031425120717E-3,null,1.5287901016226891E-3,4.8396578879570941E-4,4.9557948670979173E-4,1.0782407407407694E-6,3.536592156355367E-5,2.5447795394324844E-3]
[2004,11,22,3,1.7971919879515631E-3,8.2758078513749773E-4,7.778393999595208E-4,2.3089305555555617E-6,8.0172213000001091E-5,3.4850933166041386E-3,null,1.3202345454243931E-3,5.2900235336050664E-4,5.0561191161072971E-4,1.0782407407407694E-6,3.536592156355367E-5,2.3912929726999238E-3]
[2004,11,22,7,2.9372373662514667E-3,8.0794698624041771E-4,8.3935599198101476E-4,2.3089305555555617E-6,8.0172213000001091E-5,4.6670214880284566E-3,null,2.1577228615716824E-3,5.1645212743877181E-4,5.4559898566404149E-4,1.0782407407407694E-6,3.536592156355367E-5,3.2562181369787902E-3]
[2004,11,22,10,2.8611548614087042E-3,9.1315465386871222E-4,1.06533010770963E-3,2.3089305555555617E-6,0,4.8419485535426019E-3,null,2.1018319206654061E-3,5.8370248506723103E-4,6.9248689675987347E-4,1.0782407407407694E-6,0,3.3790995432332509E-3]
[2004,11,22,13,2.6052057517367468E-3,8.5638343133971845E-4,1.0150776664591779E-3,2.3089305555555617E-6,0,4.4789757800911987E-3,null,1.9138092393242282E-3,5.4741344735594456E-4,6.5982175677716079E-4,1.0782407407407694E-6,0,3.1221226841980738E-3]
[2004,11,22,17,3.2020756671186494E-3,7.9614002443657091E-4,9.4832616483185063E-4,2.3089305555555617E-6,1.2025831950000162E-5,4.9608766188926267E-3,null,2.3522756283881441E-3,5.0890493604375316E-4,6.1643188176898299E-4,1.0782407407407694E-6,5.3048882345330498E-6,3.4839955751761538E-3]
[2004,11,22,21,3.3490414635645419E-3,7.6279051255802495E-4,8.347212889312386E-4,2.3089305555555617E-6,8.0172213000001091E-5,5.0290344086093624E-3,null,2.4602381180745302E-3,4.8758741564694513E-4,5.4258633154949376E-4,1.0782407407407694E-6,3.536592156355367E-5,3.5268560275752633E-3]
[2004,11,22,22,2.9344455132140138E-3,7.5513360393452702E-4,8.1731058416541214E-4,2.3089305555555617E-6,8.0172213000001091E-5,4.58937084486951E-3,null,2.1556719394384303E-3,4.826930020089777E-4,5.3126900856534343E-4,1.0782407407407694E-6,3.536592156355367E-5,3.2060781123170456E-3]
[2004,11,23,1,1.4013880930238492E-3,6.0590331722350319E-4,6.1115598442742266E-4,2.3089305555555617E-6,8.0172213000001091E-5,2.7009285382303318E-3,null,1.0294731917124278E-3,3.8730270987009149E-4,3.972641982326525E-4,1.0782407407407694E-6,3.536592156355367E-5,1.8504842621194662E-3]
[2004,11,23,4,1.4241400761645217E-3,5.7987022886369028E-4,5.8275285701792534E-4,2.3089305555555617E-6,8.0172213000001091E-5,2.6692443056016944E-3,null,1.0461870176812751E-3,3.70661959800846E-4,3.7880157015546023E-4,1.0782407407407694E-6,3.536592156355367E-5,1.8320947099418757E-3]
[2004,11,23,8,2.350101626096549E-3,6.290684497604254E-4,7.6824186880028109E-4,2.3089305555555617E-6,3.4747706050316396E-5,3.7844685812631275E-3,null,1.7264072913919125E-3,4.021102185121679E-4,4.9937331521612784E-4,1.0782407407407694E-6,1.5328061939476364E-5,2.6442971278004251E-3]
[2004,11,23,10,2.1737698594359472E-3,6.9353980759360567E-4,8.7450211188354245E-4,2.3089305555555617E-6,0,3.744120709468651E-3,null,1.596872277124247E-3,4.4332130101988132E-4,5.6844470017855661E-4,1.0782407407407694E-6,0,2.6097165190634253E-3]
[2004,11,23,15,1.7148902849107189E-3,7.2408561938235277E-4,8.8557560858602759E-4,2.3089305555555617E-6,0,3.3268604434346549E-3,null,1.2597749216166831E-3,4.6284665324138036E-4,5.7564270510894455E-4,1.0782407407407694E-6,0,2.2993425207077484E-3]
[2004,11,23,19,2.8742873592889915E-3,5.4974362276051384E-4,6.9686668713588062E-4,2.3089305555555617E-6,8.0172213000001091E-5,4.2033788127409429E-3,null,2.111479180104299E-3,3.5140457029451825E-4,4.5297795128267494E-4,1.0782407407407694E-6,3.536592156355367E-5,2.9523058639857862E-3]
[2004,11,23,22,2.2357978372526052E-3,5.4806836144180289E-4,6.3931510619849217E-4,2.3089305555555617E-6,8.0172213000001091E-5,3.5056624484484569E-3,null,1.6424386270998607E-3,3.5033371751977106E-4,4.1556821753109725E-4,1.0782407407407694E-6,3.536592156355367E-5,2.4447847244550231E-3]
[2004,11,23,23,1.8806306791171884E-3,5.0737729062128034E-4,5.8325825685982976E-4,2.3089305555555617E-6,8.0172213000001091E-5,3.0537473701538554E-3,null,1.3815294116603675E-3,3.2432335984666598E-4,3.7913009064465935E-4,1.0782407407407694E-6,3.536592156355367E-5,2.1214270244559871E-3]
[2004,11,24,2,1.210264430170205E-3,5.2973629618890017E-4,5.4566722873728216E-4,2.3089305555555617E-6,8.0172213000001091E-5,{"$f":"SUM(E7876:I7876)","v":2.3681490986519442E-3},null,8.8907190802151341E-4,3.3861557974409437E-4,3.546951345477541E-4,1.0782407407407694E-6,3.536592156355367E-5,1.6188267846176563E-3]
[2004,11,24,7,2.0322784957038441E-3,4.9154550131939433E-4,6.3246643722833593E-4,2.3089305555555617E-6,8.0172213000001091E-5,3.2387715778071312E-3,null,1.4929313584407362E-3,3.142034368747788E-4,4.1111643916891868E-4,1.0782407407407694E-6,3.536592156355367E-5,2.2546953967887279E-3]
[2004,11,24,10,1.9133684168082649E-3,6.1252309229594608E-4,8.2205714878541059E-4,2.3089305555555617E-6,0,3.3502575884451768E-3,null,1.4055788691076296E-3,3.9153417180701606E-4,5.3435437504488427E-4,1.0782407407407694E-6,0,2.3325456567002707E-3]
[2004,11,24,13,1.6541300462529934E-3,6.2042399974076277E-4,8.1594351566796229E-4,2.3089305555555617E-6,0,3.0928064922172743E-3,null,1.2151398650384528E-3,3.9658455324053033E-4,5.3038038539154377E-4,1.0782407407407694E-6,0,2.1431830444112675E-3]
[2004,11,24,16,1.7234488368797235E-3,6.5008459300506898E-4,8.1973774097388995E-4,2.3089305555555617E-6,0,3.1955801014142381E-3,null,1.2660621163315721E-3,4.1554406018012163E-4,5.3284671135820445E-4,1.0782407407407694E-6,0,2.2155311286106388E-3]
[2004,11,24,20,2.4482055398032691E-3,4.9184778169133634E-4,6.2157282991755832E-4,2.3089305555555617E-6,8.0172213000001091E-5,3.6441072949677205E-3,null,1.7984753713662577E-3,3.1439665913296044E-4,4.0403536611318823E-4,1.0782407407407694E-6,3.536592156355367E-5,2.5533515589167008E-3]
[2004,11,24,23,1.6869848083505775E-3,4.4852206937989102E-4,5.1452009669917219E-4,2.3089305555555617E-6,8.0172213000001091E-5,2.7325081179851978E-3,null,1.2392752897419485E-3,2.8670219813847644E-4,3.3444884595424735E-4,1.0782407407407694E-6,3.536592156355367E-5,1.8968704961389667E-3]
[2004,11,24,24,1.371982194629501E-3,5.6680463523909002E-4,5.8262576705073068E-4,2.3089305555555617E-6,8.0172213000001091E-5,2.6038937404748788E-3,null,1.0078713355057862E-3,3.6231023160754675E-4,3.7871895901328459E-4,1.0782407407407694E-6,3.536592156355367E-5,1.7853446884309118E-3]
[2004,11,25,4,2.1302565916761509E-3,8.1939070616648014E-4,7.9732221698819883E-4,2.3089305555555617E-6,8.0172213000001091E-5,3.8294506583863865E-3,null,1.5649070114954684E-3,5.2376712904442149E-4,5.1827615099220693E-4,1.0782407407407694E-6,3.536592156355367E-5,2.6433944538363911E-3]
[2004,11,25,7,2.6037229902733765E-3,8.4549690169428797E-4,8.7364901969468316E-4,2.3089305555555617E-6,8.0172213000001091E-5,4.4053500552179046E-3,null,1.9127199884708473E-3,5.4045461033871631E-4,5.678901723770441E-4,1.0782407407407694E-6,3.536592156355367E-5,3.0575089334909018E-3]
[2004,11,25,11,2.9762913829466863E-3,8.3221593399125302E-4,9.7765798191556562E-4,2.3089305555555617E-6,0,4.7884742294090604E-3,null,2.1864123184156216E-3,5.319652117253313E-4,6.3549817759751153E-4,1.0782407407407694E-6,0,3.3549539484792048E-3]
[2004,11,25,14,2.5144617930381603E-3,7.4108187156218981E-4,9.168630308452714E-4,2.3089305555555617E-6,0,4.174715626001177E-3,null,1.8471478531920822E-3,4.7371091877643456E-4,5.959801852863328E-4,1.0782407407407694E-6,0,2.9179171979955903E-3]
[2004,11,25,18,3.6122042076705547E-3,6.0235960013878937E-4,7.6498345537799714E-4,2.3089305555555617E-6,8.0172213000001091E-5,5.0620284067428977E-3,null,2.6535600047547874E-3,3.850375114615204E-4,4.9725527820315989E-4,1.0782407407407694E-6,3.536592156355367E-5,3.5722969567237618E-3]
[2004,11,25,21,3.2025565590746096E-3,6.7403141847906646E-4,7.6718543907972796E-4,2.3089305555555617E-6,8.0172213000001091E-5,4.7262545601889604E-3,null,2.3526288962510832E-3,4.3085123895802578E-4,4.9868661375755035E-4,1.0782407407407694E-6,3.536592156355367E-5,3.3186109112709537E-3]
[2004,11,26,1,1.9355455361509521E-3,7.4657165977777367E-4,7.3327776475728371E-4,2.3089305555555617E-6,8.0172213000001091E-5,3.4978761042415664E-3,null,1.4218703945932218E-3,4.7722007575258659E-4,4.7664591482492072E-4,1.0782407407407694E-6,3.536592156355367E-5,2.4121805474750231E-3]
[2004,11,26,2,1.9391761976469181E-3,6.9694497508201081E-4,6.9865625712643578E-4,2.3089305555555617E-6,8.0172213000001091E-5,3.4172585734109215E-3,null,1.4245375134997443E-3,4.4549793639772389E-4,4.5414120928160488E-4,1.0782407407407694E-6,3.536592156355367E-5,2.3606208214833673E-3]
[2004,11,26,5,2.0474828603198147E-3,6.6413224566912524E-4,6.5769882300026317E-4,2.3089305555555617E-6,8.0172213000001091E-5,3.4517950725447598E-3,null,1.504100631140484E-3,4.2452353560044822E-4,4.2751801873059612E-4,1.0782407407407694E-6,3.536592156355367E-5,2.3925863477758224E-3]
[2004,11,26,8,2.6322819636999104E-3,6.9356355191166948E-4,7.8252958953477214E-4,2.3089305555555617E-6,3.875631670031645E-5,4.1494403524022236E-3,null,1.9336996854383054E-3,4.4333647875281122E-4,5.0866063312970001E-4,1.0782407407407694E-6,1.709635801765405E-5,2.9038713960792112E-3]
[2004,11,26,12,2.6165837179219303E-3,6.7806702725981059E-4,8.3156918650491339E-4,2.3089305555555617E-6,0,4.1285288622422093E-3,null,1.9221676028797388E-3,4.3343086209645E-4,5.4053739891192086E-4,1.0782407407407694E-6,0,2.8972141046288502E-3]
[2004,11,26,15,2.2881411614086625E-3,6.0637775620655165E-4,7.8092391153045961E-4,2.3089305555555617E-6,0,3.6777517597012298E-3,null,1.6808905372110005E-3,3.8760597855765159E-4,5.0761690877576017E-4,1.0782407407407694E-6,0,2.5771916652851529E-3]
[2004,11,26,18,3.4095402127770637E-3,4.3731907260096065E-4,6.1258997606845552E-4,2.3089305555555617E-6,8.0172213000001091E-5,{"$f":"SUM(E7940:I7940)","v":4.5419304050020367E-3},null,2.5046810819875716E-3,2.7954107046710395E-4,3.9819632285232871E-4,1.0782407407407694E-6,3.536592156355367E-5,3.2188626376112982E-3]
[2004,11,26,23,2.4712739796958214E-3,6.1289504060418312E-4,6.6192816951839237E-4,2.3089305555555617E-6,8.0172213000001091E-5,3.8285783333739539E-3,null,1.8154216695132391E-3,3.9177192688050194E-4,4.3026718260427845E-4,1.0782407407407694E-6,3.536592156355367E-5,2.6739049413023134E-3]
[2004,11,27,2,1.4851022767729282E-3,5.9654904134910603E-4,6.1515568968207354E-4,2.3089305555555617E-6,8.0172213000001091E-5,2.7792881513596648E-3,null,1.0909704374538318E-3,3.8132331300587191E-4,3.9986409047234716E-4,1.0782407407407694E-6,3.536592156355367E-5,1.9086020032363451E-3]
[2004,11,27,3,1.4125718481623462E-3,6.0936424217173952E-4,6.1568941915450353E-4,2.3089305555555617E-6,8.0172213000001091E-5,2.7201066530441464E-3,null,1.0376888859623453E-3,3.8951498627295278E-4,4.002110258151086E-4,1.0782407407407694E-6,3.536592156355367E-5,1.8638590603547011E-3]
[2004,11,27,6,1.7546260232972313E-3,5.9477224057156238E-4,6.1417999506393128E-4,2.3089305555555617E-6,8.0172213000001091E-5,3.0460594024882821E-3,null,1.2889651777815874E-3,3.8018755464891922E-4,3.9922986852234966E-4,1.0782407407407694E-6,3.536592156355367E-5,2.1048267632571504E-3]
[2004,11,27,10,2.9075343705278257E-3,4.9834835189227716E-4,6.3285916426565289E-4,2.3089305555555617E-6,0,4.0410508172413111E-3,null,2.1359027548052143E-3,3.1855192348447816E-4,4.1137171997378583E-4,1.0782407407407694E-6,0,2.8669046390042189E-3]
[2004,11,27,15,2.2216964289031838E-3,5.5752745699769331E-4,6.7333294464296781E-4,2.3089305555555617E-6,0,3.4548657610994002E-3,null,1.6320795966975152E-3,3.5638011673492029E-4,4.3768052545182151E-4,1.0782407407407694E-6,0,2.4272184796249978E-3]
[2004,11,27,17,2.5924651976544722E-3,5.4397828673289229E-4,6.2041484460250503E-4,2.3089305555555617E-6,1.4698239023276128E-5,3.773865498568701E-3,null,1.9044499055746722E-3,3.4771927892321219E-4,4.0328265138982541E-4,1.0782407407407694E-6,6.4837522748628656E-6,2.6630138289033133E-3]
[2004,11,27,21,2.6024382127305505E-3,4.1967560634594963E-4,5.249179281940318E-4,2.3089305555555617E-6,8.0172213000001091E-5,3.6295128908260888E-3,null,1.911776178512537E-3,2.6826309575097174E-4,3.4120765433936617E-4,1.0782407407407694E-6,3.536592156355367E-5,2.5576910909071689E-3]
[2004,11,27,24,1.742664736825544E-3,5.5532991871653462E-4,5.8306087906283028E-4,2.3089305555555617E-6,8.0172213000001091E-5,2.9635366781604658E-3,null,1.2801783015249008E-3,3.5497541650116656E-4,3.7900179094004725E-4,1.0782407407407694E-6,3.536592156355367E-5,2.0505996712704088E-3]
[2004,11,28,3,1.331746872207245E-3,6.325096835364262E-4,6.3212924634797191E-4,2.3089305555555617E-6,8.0172213000001091E-5,2.6788669456472001E-3,null,9.7831408009608611E-4,4.0430990801518799E-4,4.1089725802997479E-4,1.0782407407407694E-6,3.536592156355367E-5,1.8299654084455435E-3]
[2004,11,28,4,1.3498085919450417E-3,6.0647581717993026E-4,6.0704715908136569E-4,2.3089305555555617E-6,8.0172213000001091E-5,2.6458127117618942E-3,null,9.9158239339120153E-4,3.8766866063850904E-4,3.9459337564665007E-4,1.0782407407407694E-6,3.536592156355367E-5,1.810288591980655E-3]
[2004,11,28,7,1.8915758996387367E-3,6.7455207292238929E-4,7.1078079165060959E-4,2.3089305555555617E-6,8.0172213000001091E-5,3.3593899077672923E-3,null,1.3895698760830397E-3,4.3118404927787831E-4,4.6202241082330726E-4,1.0782407407407694E-6,3.536592156355367E-5,2.3192204984885194E-3]
[2004,11,28,12,2.3388724689093238E-3,7.0593151005677104E-4,8.4096715712159804E-4,2.3089305555555617E-6,0,3.8880800666432486E-3,null,1.7181582443596736E-3,4.512422676286802E-4,5.4664627677155448E-4,1.0782407407407694E-6,0,2.7171250295006488E-3]
[2004,11,28,15,2.2870470230142363E-3,7.147691812700442E-4,8.4935708932972419E-4,2.3089305555555617E-6,0,3.8534822241695606E-3,null,1.6800867726073962E-3,4.568914428560523E-4,5.5209990853957226E-4,1.0782407407407694E-6,0,2.6901563647437612E-3]
[2004,11,28,18,3.3758012390225013E-3,6.4152677166490668E-4,7.5184590364263436E-4,2.3089305555555617E-6,8.0172213000001091E-5,4.8516550578855989E-3,null,2.4798961068838764E-3,4.1007376929144121E-4,4.8871559424378821E-4,1.0782407407407694E-6,3.536592156355367E-5,3.4151296327234E-3]
[2004,11,28,22,2.9462808770644939E-3,7.3205259288788979E-4,7.6084045448809097E-4,2.3089305555555617E-6,8.0172213000001091E-5,4.5216550679960318E-3,null,2.1643663117246548E-3,4.6793926511598988E-4,4.9456224079741861E-4,1.0782407407407694E-6,3.536592156355367E-5,3.1633119799423575E-3]
[2004,11,29,1,1.8069482099357889E-3,7.2448119214947766E-4,7.0671383610350293E-4,2.3089305555555617E-6,8.0172213000001091E-5,3.3206243817443266E-3,null,1.3274015600687691E-3,4.6309950943196918E-4,4.5937880448411244E-4,1.0782407407407694E-6,3.536592156355367E-5,2.286324036289145E-3]
[2004,11,29,4,1.7885701561261617E-3,7.2143363673867551E-4,6.9317198082794883E-4,2.3089305555555617E-6,8.0172213000001091E-5,3.2856569172483429E-3,null,1.3139008647174652E-3,4.6115146518871982E-4,4.5057631475038971E-4,1.0782407407407694E-6,3.536592156355367E-5,2.2620728069608687E-3]
[2004,11,29,5,1.9498396417671055E-3,6.9280036597841254E-4,6.7812671688671094E-4,2.3089305555555617E-6,8.0172213000001091E-5,3.4032478681877859E-3,null,1.4323709822638246E-3,4.4284863857817799E-4,4.4079657787615429E-4,1.0782407407407694E-6,3.536592156355367E-5,2.3524603610224513E-3]
[2004,11,29,9,2.8764081232634828E-3,9.0459857735588115E-4,1.0392173293095022E-3,2.3089305555555617E-6,0,4.8225329604844221E-3,null,{"$f":"E8003*T$5","v":2.1130371137477746E-3},{"$f":"F8003*U$5","v":5.7823330949898953E-4},{"$f":"G8003*V$5","v":6.755130435389605E-4},{"$f":"H8003*W$5","v":1.0782407407407694E-6},{"$f":"I8003*X$5","v":0},{"$f":"SUM(L8003:P8003)","v":3.3678617075264651E-3}]
[2004,11,29,13,2.4656433886405776E-3,7.7858857759873065E-4,9.487737943285041E-4,2.3089305555555617E-6,0,4.1953146911233681E-3,null,1.8112853830885688E-3,4.9768578155292393E-4,6.167228503230419E-4,1.0782407407407694E-6,0,2.9267722557052749E-3]
[2004,11,29,16,2.4295442675347553E-3,7.6659508946246978E-4,9.2902884880762795E-4,2.3089305555555617E-6,0,4.1274771363604083E-3,null,1.7847666210070133E-3,4.9001935966031169E-4,6.0388822192805516E-4,1.0782407407407694E-6,0,2.8797524433361206E-3]
[2004,11,29,19,3.599265418621479E-3,6.3984345062325851E-4,7.7878596166344868E-4,2.3089305555555617E-6,8.0172213000001091E-5,5.1003759744637431E-3,null,2.6440550456891623E-3,4.0899776461795763E-4,5.0622719655593227E-4,1.0782407407407694E-6,3.536592156355367E-5,3.5957241691673462E-3]
[2004,11,29,23,2.3688362435225893E-3,6.8760240040401913E-4,7.2500128394924776E-4,2.3089305555555617E-6,8.0172213000001091E-5,3.8639210714314131E-3,null,1.7401699218103578E-3,4.3952601911803168E-4,4.7126602884462924E-4,1.0782407407407694E-6,3.536592156355367E-5,2.6874061320773129E-3]
[2004,11,30,2,1.6747461021874637E-3,6.7515041454112334E-4,6.689408167310049E-4,2.3089305555555617E-6,8.0172213000001091E-5,3.1013184770151492E-3,null,1.230284618307753E-3,4.3156651843389096E-4,4.3482555026064197E-4,1.0782407407407694E-6,3.536592156355367E-5,2.13312084930658E-3]
[2004,11,30,4,1.7628371289499279E-3,6.8676820585758687E-4,6.6901074647838317E-4,2.3089305555555617E-6,8.0172213000001091E-5,3.2010972248414549E-3,null,1.2949971350858127E-3,4.3899278914683336E-4,4.3487100606199664E-4,1.0782407407407694E-6,3.536592156355367E-5,2.2053050925989371E-3]
[2004,11,30,7,2.5541618901269115E-3,6.4458916149501689E-4,7.0362678797489405E-4,2.3089305555555617E-6,8.0172213000001091E-5,3.9848589831523798E-3,null,1.8763119269163439E-3,4.1203129592343814E-4,4.5737215850343639E-4,1.0782407407407694E-6,3.536592156355367E-5,2.7821595436475126E-3]
[2004,11,30,10,2.3948764952193054E-3,7.5873463356423065E-4,9.3181849226996779E-4,2.3089305555555617E-6,0,4.0877385516090593E-3,null,1.7592993415340326E-3,4.8499483547689425E-4,6.0570154864277221E-4,1.0782407407407694E-6,0,2.8510739663944393E-3]
[2004,11,30,14,1.9362670421330303E-3,8.055116983164334E-4,9.5646714050009335E-4,2.3089305555555617E-6,0,3.7005548115051127E-3,null,1.4224004198374117E-3,5.1489545398038065E-4,6.2172368656854802E-4,1.0782407407407694E-6,0,2.5600978011270808E-3]
[2004,11,30,17,2.8079616760790949E-3,7.1527442893046722E-4,8.7892227044078302E-4,2.3089305555555617E-6,1.7370646176724305E-5,4.4218379521826249E-3,null,2.0627556943500656E-3,4.5721440492355519E-4,5.7131789587662127E-4,1.0782407407407694E-6,7.6626163505586025E-6,3.1000288522415411E-3]
[2004,11,30,19,3.2157970046081466E-3,6.5076129185981434E-4,7.8002708750432386E-4,2.3089305555555617E-6,8.0172213000001091E-5,4.7290665275278414E-3,null,2.3623554550758364E-3,4.1597661648532533E-4,5.0703395436350418E-4,1.0782407407407694E-6,3.536592156355367E-5,3.3218101882289599E-3]
[2004,12,1,1,1.9303484965676127E-3,1.0455422312049831E-3,8.4171796298360894E-4,2.2344489247311912E-6,8.0172213000000928E-5,3.9000153526809367E-3,null,1.4180525992559061E-3,6.6832665859120643E-4,5.4713431631694086E-4,1.043458781362036E-6,3.5365921563553602E-5,2.6699229545089692E-3]
[2004,12,1,4,1.8870583313085349E-3,1.0101024904492662E-3,8.1297792051102688E-4,2.2344489247311912E-6,8.0172213000000928E-5,3.7925454041935597E-3,null,1.3862512268731433E-3,6.4567303178044658E-4,5.284526863878167E-4,1.043458781362036E-6,3.5365921563553602E-5,2.5967863253863223E-3]
[2004,12,1,5,2.0519493436841701E-3,9.3630494302316563E-4,7.7989282681965215E-4,2.2344489247311912E-6,8.0172213000000928E-5,3.8505537754517198E-3,null,1.5073817528424042E-3,5.9850050559116992E-4,5.069466821046876E-4,1.043458781362036E-6,3.5365921563553602E-5,2.6492383208831772E-3]
[2004,12,1,8,2.6832624855629992E-3,1.089259045262931E-3,1.0252065156598799E-3,2.2344489247311912E-6,4.6773538000316464E-5,4.8467360334108573E-3,null,1.971150467858123E-3,6.9627111783120176E-4,6.6640572103385731E-4,1.043458781362036E-6,2.0632950174009374E-5,3.3555037156785534E-3]
[2004,12,1,11,2.3351934352353124E-3,1.1879954300912576E-3,1.1522022115674014E-3,2.2344489247311912E-6,0,4.6776255258187023E-3,null,1.715455590785224E-3,7.5938493206483622E-4,7.4895558489711548E-4,1.043458781362036E-6,0,3.2248395665285374E-3]
[2004,12,1,15,2.0200279962700987E-3,1.0963786740156736E-3,1.0835938180775698E-3,2.2344489247311912E-6,0,4.2022349372880735E-3,null,1.4839320235563384E-3,7.0082209392065774E-4,7.0435869126233674E-4,1.043458781362036E-6,0,2.8901562675206949E-3]
[2004,12,1,20,3.1091058962830834E-3,9.9916886682356858E-4,9.4118183123666178E-4,2.2344489247311912E-6,8.0172213000000928E-5,5.1318632562680462E-3,null,2.2839791392205038E-3,6.3868409156744843E-4,6.1178791520411597E-4,1.043458781362036E-6,3.5365921563553602E-5,3.5708605263369839E-3]
[2004,12,1,22,2.7746853766184259E-3,9.9619630127103218E-4,8.961267240807716E-4,2.2344489247311912E-6,8.0172213000000928E-5,4.7494150638949621E-3,null,2.0383106042392773E-3,6.3678398199379642E-4,5.8250115130645101E-4,1.043458781362036E-6,3.5365921563553602E-5,3.2940051178844401E-3]
[2004,12,2,2,1.9059377834875497E-3,8.4668114468602017E-4,7.4115034183261787E-4,2.2344489247311912E-6,8.0172213000000928E-5,{"$f":"SUM(E8068:I8068)","v":3.5761759319309192E-3},null,1.400120254296214E-3,5.412115966545271E-4,4.8176325491410834E-4,1.043458781362036E-6,3.5365921563553602E-5,2.4595044862097647E-3]
[2004,12,2,5,2.0452529853855223E-3,7.8069413496761105E-4,6.9511543132834799E-4,2.2344489247311912E-6,8.0172213000000928E-5,3.6034692136062132E-3,null,1.5024625435349497E-3,4.9903168617429353E-4,4.5183959830568244E-4,1.043458781362036E-6,3.5365921563553602E-5,2.4897432083598415E-3]
[2004,12,2,6,2.2331652361256278E-3,7.9484987387138403E-4,7.2058838847467656E-4,2.2344489247311912E-6,8.0172213000000928E-5,3.8310101603964198E-3,null,1.6405046929540046E-3,5.0808025197975591E-4,4.6839755430251633E-4,1.043458781362036E-6,3.5365921563553602E-5,2.6533918795811923E-3]
[2004,12,2,9,2.5597859057406086E-3,1.0105665558797592E-3,1.0223258618983649E-3,2.2344489247311912E-6,0,4.594912772443463E-3,null,1.8804433829583175E-3,6.4596966953382707E-4,6.6453323571732026E-4,1.043458781362036E-6,0,3.1919897469908269E-3]
[2004,12,2,13,2.0918994289215002E-3,1.0348293430334301E-3,1.0277625296532501E-3,2.2344489247311912E-6,0,4.156725750532911E-3,null,1.5367294702685705E-3,6.6147881587202354E-4,6.6806718369743405E-4,1.043458781362036E-6,0,2.8673189286193899E-3]
[2004,12,2,17,2.4823833977058035E-3,8.8736326444736674E-4,9.306313875999271E-4,2.2344489247311912E-6,1.7370646176724272E-5,4.3199831448545523E-3,null,1.8235827549925128E-3,5.6721623267307693E-4,6.0492990572839607E-4,1.043458781362036E-6,7.6626163505585872E-6,3.004434968525906E-3]
[2004,12,2,20,3.1962445097371284E-3,7.3620218339540556E-4,7.877057797901491E-4,2.2344489247311912E-6,8.0172213000000928E-5,4.802559134847415E-3,null,2.3479920040082774E-3,4.7059174712545744E-4,5.1202526527615363E-4,1.043458781362036E-6,3.5365921563553602E-5,3.3670183967548038E-3]
[2004,12,2,24,2.0993771648611537E-3,8.1906107004398542E-4,7.3578955869473949E-4,2.2344489247311912E-6,8.0172213000000928E-5,3.7366344555246106E-3,null,1.5422226871175642E-3,5.2355642057017461E-4,4.7827863352540743E-4,1.043458781362036E-6,3.5365921563553602E-5,2.5804671215580617E-3]
[2004,12,3,3,1.6909742432961424E-3,6.7854055401738301E-4,6.2464269462257941E-4,2.2344489247311912E-6,8.0172213000000928E-5,3.0765641538608368E-3,null,1.2422059670803565E-3,4.3373354767546981E-4,4.0603084250840916E-4,1.043458781362036E-6,3.5365921563553602E-5,2.1183797376091509E-3]
[2004,12,3,6,2.0421588521878026E-3,5.7857973165866493E-4,5.6855112503378621E-4,2.2344489247311912E-6,8.0172213000000928E-5,3.2716963708049858E-3,null,1.5001895634843153E-3,3.6983705415933796E-4,3.6957014673173353E-4,1.043458781362036E-6,3.5365921563553602E-5,2.2760061447203023E-3]
[2004,12,3,10,2.3671672138526126E-3,7.0435992693629454E-4,8.4911854692564805E-4,2.2344489247311912E-6,0,3.9228801366392859E-3,null,1.7389438365382143E-3,4.5023768755122519E-4,5.5194485097764953E-4,1.043458781362036E-6,0,2.7421698338484508E-3]
[2004,12,3,11,2.1807618023363582E-3,7.7057382074934813E-4,8.9443055757218947E-4,2.2344489247311912E-6,0,3.8480006295826272E-3,null,1.6020086257273135E-3,4.9256262583075331E-4,5.813986075283151E-4,1.043458781362036E-6,0,2.6770133178677441E-3]
[2004,12,3,14,1.7453020385700976E-3,8.8612543068204643E-4,9.2774654108957908E-4,2.2344489247311912E-6,0,3.5614084592664541E-3,null,1.2821156887897062E-3,5.6642499031138438E-4,6.0305469503724759E-4,1.043458781362036E-6,0,2.4526388329197003E-3]
[2004,12,3,18,2.9801149306654074E-3,5.8410312625270554E-4,7.1929175180460777E-4,2.2344489247311912E-6,8.0172213000000928E-5,4.3659164706474534E-3,null,2.1892211333993162E-3,3.733676928489503E-4,4.6755471329259552E-4,1.043458781362036E-6,3.5365921563553602E-5,3.0665529198857775E-3]
[2004,12,3,21,2.8051363737653357E-3,6.3835860522804889E-4,6.9649606067592176E-4,2.2344489247311912E-6,8.0172213000000928E-5,4.2223977015940391E-3,null,2.0606802000562455E-3,4.080486286271892E-4,4.5273703631626536E-4,1.043458781362036E-6,3.5365921563553602E-5,2.9578752453446157E-3]
[2004,12,4,1,1.8807242719442098E-3,8.4333364290475595E-4,7.2876539648411424E-4,2.2344489247311912E-6,8.0172213000000928E-5,3.535229973257812E-3,null,1.3815981658526107E-3,5.3907182208270325E-4,4.7371278087900907E-4,1.043458781362036E-6,3.5365921563553602E-5,2.4307921491592385E-3]
[2004,12,4,4,1.8546898525342716E-3,8.1839089951918332E-4,6.8899800670551268E-4,2.2344489247311912E-6,8.0172213000000928E-5,3.444485420683699E-3,null,1.3624730305829814E-3,5.2312803727377617E-4,4.4786314409437961E-4,1.043458781362036E-6,3.5365921563553602E-5,2.3698735922960527E-3]
[2004,12,4,7,2.3288701285884795E-3,7.6954419108754286E-4,6.8310312025960014E-4,2.2344489247311912E-6,8.0172213000000928E-5,3.8639241018603543E-3,null,1.7108104288145346E-3,4.9190447073101367E-4,4.4403134436193985E-4,1.043458781362036E-6,3.5365921563553602E-5,2.6831556242524032E-3]
[2004,12,4,9,2.657748499979296E-3,7.9632787709623439E-4,7.8149306393329233E-4,2.2344489247311912E-6,0,4.237803889933554E-3,null,1.9524076482902155E-3,5.09025014350103E-4,5.0798686976566247E-4,1.043458781362036E-6,0,2.9704629911873428E-3]
[2004,12,4,12,2.5563843595227953E-3,7.5310847691136863E-4,7.5735115767404956E-4,2.2344489247311912E-6,0,4.0690784430329448E-3,null,1.8779445743420308E-3,4.8139850970037876E-4,4.9229412474104941E-4,1.043458781362036E-6,0,2.8526806675648209E-3]
[2004,12,4,16,2.1951333024086703E-3,7.9759064553152595E-4,7.5418355480535179E-4,2.2344489247311912E-6,0,3.7491419516702787E-3,null,1.6125660681108967E-3,5.09832195335954E-4,4.9023511649108262E-4,1.043458781362036E-6,0,2.6136768387192951E-3]
[2004,12,4,19,2.785607150861083E-3,7.4424482589979509E-4,7.2486177804059553E-4,2.2344489247311912E-6,8.0172213000000928E-5,4.3371204167262055E-3,null,2.0463338447996348E-3,4.757327277867622E-4,4.7117534708029804E-4,1.043458781362036E-6,3.5365921563553602E-5,3.0296513000116106E-3]
[2004,12,4,22,2.4656775885840638E-3,7.3059282471024396E-4,6.7897322432824861E-4,2.2344489247311912E-6,8.0172213000000928E-5,3.9576502995472881E-3,null,1.8113105066964775E-3,4.670061588679912E-4,4.4134682545390728E-4,1.043458781362036E-6,3.5365921563553602E-5,2.7560728713632915E-3]
[2004,12,4,24,1.8824385360403453E-3,8.9415955818809313E-4,7.2318188324353814E-4,2.2344489247311912E-6,8.0172213000000928E-5,3.5821866393967081E-3,null,1.3828574807699214E-3,5.715605280549184E-4,4.7008338025566907E-4,1.043458781362036E-6,3.5365921563553602E-5,2.4609107694254242E-3]
[2004,12,5,6,1.7236153243707459E-3,7.499206169500188E-4,6.4067404529399754E-4,2.2344489247311912E-6,8.0172213000000928E-5,3.196616648539494E-3,null,1.266184419646133E-3,4.7936078063268709E-4,4.1645155642326036E-4,1.043458781362036E-6,3.5365921563553602E-5,2.1984061370469961E-3]
[2004,12,5,9,2.4024802865468095E-3,6.5429613900339729E-4,6.6295380425068415E-4,2.2344489247311912E-6,0,3.7219646787256221E-3,null,1.7648851598851434E-3,4.1823614509124186E-4,4.3093386667509745E-4,1.043458781362036E-6,0,2.6150986304328445E-3]
[2004,12,5,10,2.5246069650971463E-3,6.8361719730320521E-4,7.1209966035823392E-4,2.2344489247311912E-6,0,3.9225582716833161E-3,null,1.8546005943078569E-3,4.3697861606468519E-4,4.62879703123569E-4,1.043458781362036E-6,0,2.7555023722774731E-3]
[2004,12,5,13,2.1833458345584256E-3,7.5679808311806672E-4,7.2865978743619762E-4,2.2344489247311912E-6,0,3.6710381540374206E-3,null,1.6039068806877931E-3,4.8375696267725953E-4,4.7364413278455246E-4,1.043458781362036E-6,0,2.5623514349309671E-3]
[2004,12,5,17,2.3730817662294705E-3,7.1037477394194357E-4,7.1475141677845324E-4,2.2344489247311912E-6,1.8706849673276148E-5,3.8191492555478745E-3,null,1.7432887236849405E-3,4.5408247017333876E-4,4.6460340037112792E-4,1.043458781362036E-6,8.2520483530405334E-6,2.6712701013638096E-3]
[2004,12,5,21,2.6716396918364089E-3,6.5069409939684964E-4,6.5244051379866172E-4,2.2344489247311912E-6,8.0172213000000928E-5,4.0571809669566524E-3,null,1.9626122516324452E-3,4.1593366603060865E-4,4.2410000754808163E-4,1.043458781362036E-6,3.5365921563553602E-5,2.839055305556051E-3]
[2004,12,5,24,1.7650885604900495E-3,8.1443196981621617E-4,6.9490489841821004E-4,2.2344489247311912E-6,8.0172213000000928E-5,3.3568320906492075E-3,null,1.2966510583816285E-3,5.2059742858001526E-4,4.5170274750183095E-4,1.043458781362036E-6,3.5365921563553602E-5,2.3053606148083902E-3]
[2004,12,6,4,2.1357215879115083E-3,7.1409529932175996E-4,6.5319152301059643E-4,2.2344489247311912E-6,8.0172213000000928E-5,3.5854150721685968E-3,null,1.5689216503703928E-3,4.5646068716073939E-4,4.245881792751802E-4,1.043458781362036E-6,3.5365921563553602E-5,2.4863798971512278E-3]
[2004,12,6,7,2.8244642318890623E-3,6.0622552127219821E-4,6.7287198346675336E-4,2.2344489247311912E-6,8.0172213000000928E-5,4.1859683985527463E-3,null,2.0748786308054778E-3,3.8750866764857423E-4,4.373808910266481E-4,1.043458781362036E-6,3.5365921563553602E-5,2.9361775698256158E-3]
[2004,12,6,10,2.6227747181129463E-3,9.9028212669293033E-4,1.0251298479293945E-3,2.2344489247311912E-6,0,4.6404211416600019E-3,null,1.926715571253571E-3,6.3300355073416914E-4,6.6635588540227123E-4,1.043458781362036E-6,0,3.2271184661713734E-3]
[2004,12,6,11,2.5396224278884656E-3,1.0070544221870816E-3,1.0499430451561286E-3,2.2344489247311912E-6,0,4.5988543441564068E-3,null,1.8656310979076587E-3,6.4372465971471377E-4,6.8248498362439257E-4,1.043458781362036E-6,0,3.1928842000281269E-3]
[2004,12,6,14,2.176728061341044E-3,8.9319317698888679E-4,9.7409124564189903E-4,2.2344489247311912E-6,0,4.0462469328965602E-3,null,1.5990454007379911E-3,5.7094280234426336E-4,6.3317972426944183E-4,1.043458781362036E-6,0,2.8042113861330583E-3]
[2004,12,6,19,3.719627890812512E-3,5.5835248375674931E-4,7.322234925948236E-4,2.2344489247311912E-6,8.0172213000000928E-5,5.092610529088817E-3,null,2.7324744771269832E-3,3.5690748651556774E-4,4.7596061582432089E-4,1.043458781362036E-6,3.5365921563553602E-5,3.6017519598117876E-3]
[2004,12,6,22,3.1498686700791962E-3,7.9186104103644999E-4,7.8923787124873552E-4,2.2344489247311912E-6,8.0172213000000928E-5,4.8133742442891137E-3,null,2.3139238654900042E-3,5.0616974410925403E-4,5.1302115683317514E-4,1.043458781362036E-6,3.5365921563553602E-5,3.369524146777349E-3]
[2004,12,7,1,2.2403937507149935E-3,9.7915920118882911E-4,8.3331098009148538E-4,2.2344489247311912E-6,8.0172213000000928E-5,4.1352705939200407E-3,null,1.6458148293985043E-3,6.2589360585193555E-4,5.4166960124698367E-4,1.043458781362036E-6,3.5365921563553602E-5,2.8497874168423388E-3]
[2004,12,7,5,2.5133434309147591E-3,9.3877340090162879E-4,8.0612307607227159E-4,2.2344489247311912E-6,8.0172213000000928E-5,4.3406465698133919E-3,null,1.846326293603843E-3,6.0007838179410922E-4,5.2399689384162581E-4,1.043458781362036E-6,3.5365921563553602E-5,3.0068109495844935E-3]
[2004,12,7,8,3.1466755634216217E-3,1.0833747275088067E-3,1.0490377098088435E-3,2.2344489247311912E-6,5.479075930031656E-5,5.3361132089643198E-3,null,2.3115781785824191E-3,6.9250977151220092E-4,6.8189649667501284E-4,1.043458781362036E-6,2.4169542330364735E-5,3.7111974478813595E-3]
[2004,12,7,9,3.0607076814588782E-3,1.1935999773289988E-3,1.1635263225752632E-3,2.2344489247311912E-6,0,5.4200684302878714E-3,null,{"$f":"E8195*T$5","v":2.2484253444249817E-3},{"$f":"F8195*U$5","v":7.6296744477118508E-4},{"$f":"G8195*V$5","v":7.5631649437826937E-4},{"$f":"H8195*W$5","v":1.043458781362036E-6},{"$f":"I8195*X$5","v":0},{"$f":"SUM(L8195:P8195)","v":3.7687527423557977E-3}]
[2004,12,7,15,2.194423680482744E-3,9.9577299768458926E-4,1.0561504562655306E-3,2.2344489247311912E-6,0,4.2485815833575944E-3,null,1.6120447730088266E-3,6.3651339983742479E-4,6.8651993093786338E-4,1.043458781362036E-6,0,2.9361215625654767E-3]
[2004,12,7,16,2.4330562791856723E-3,9.9235776967611248E-4,1.0347610482643642E-3,2.2344489247311912E-6,0,4.4624095460508804E-3,null,1.7873465785944931E-3,6.3433033362057594E-4,6.7261636746672221E-4,1.043458781362036E-6,0,3.0953367384631532E-3]
[2004,12,7,20,3.636760948601131E-3,8.6510552051175644E-4,8.9770488306465182E-4,2.2344489247311912E-6,8.0172213000000928E-5,5.4819780141022716E-3,null,2.671599623180049E-3,5.5298874076668001E-4,5.8352698772037761E-4,1.043458781362036E-6,3.5365921563553602E-5,3.8445247320120224E-3]
[2004,12,7,23,2.8532395330955703E-3,9.5985493923990048E-4,8.6469200457682375E-4,2.2344489247311912E-6,8.0172213000000928E-5,4.7601931388370263E-3,null,2.0960172442438369E-3,6.1355402501068362E-4,5.6206792483301027E-4,1.043458781362036E-6,3.5365921563553602E-5,3.3080485744324466E-3]
[2004,12,8,2,1.9656337039663215E-3,1.0405207254456971E-3,8.6343693692846426E-4,2.2344489247311912E-6,8.0172213000000928E-5,3.9519980282652148E-3,null,1.4439734524883628E-3,6.6511683495612246E-4,5.6125210455838695E-4,1.043458781362036E-6,3.5365921563553602E-5,2.706751772347788E-3]
[2004,12,8,6,2.440437716185588E-3,1.1192315974496226E-3,9.079172462347283E-4,2.2344489247311912E-6,8.0172213000000928E-5,4.5499932217946707E-3,null,1.792769053314776E-3,7.1543003370712571E-4,5.9016523780741886E-4,1.043458781362036E-6,3.5365921563553602E-5,3.1347737051742363E-3]
[2004,12,8,8,2.9130291943457332E-3,1.1810837166875891E-3,1.0897754509587385E-3,2.2344489247311912E-6,5.6126962877040657E-5,5.242249773793832E-3,null,2.1399393053095879E-3,7.5496685866105787E-4,7.0837688218720646E-4,1.043458781362036E-6,2.4758974368212608E-5,3.6290854793074269E-3]
[2004,12,8,11,2.4292761435002869E-3,1.2192591909926456E-3,1.1843627335545305E-3,2.2344489247311912E-6,0,4.835132516972194E-3,null,1.7845696545086443E-3,7.7936920839018209E-4,7.6986059819569288E-4,1.043458781362036E-6,0,3.334842919875881E-3]
[2004,12,8,14,2.1143846872827936E-3,1.1069497665959177E-3,1.1098490177545444E-3,2.2344489247311912E-6,0,4.3334179205579866E-3,null,1.5532473576453153E-3,7.0757929871923431E-4,7.2142512129800651E-4,1.043458781362036E-6,0,2.9832952364439178E-3]
[2004,12,8,17,2.5659284182057499E-3,1.1017144459609253E-3,1.0719250092528019E-3,2.2344489247311912E-6,1.8706849673276148E-5,4.7605091720174849E-3,null,1.8849557317816743E-3,7.0423280133040519E-4,6.9677372097615934E-4,1.043458781362036E-6,8.2520483530405334E-6,3.2952577612226416E-3]
[2004,12,8,21,3.0745789894493342E-3,1.0073770986801867E-3,9.3896434782087478E-4,2.2344489247311912E-6,8.0172213000000928E-5,5.1033270978751277E-3,null,2.2586153408872375E-3,6.4393091948692239E-4,6.103465045107524E-4,1.043458781362036E-6,3.5365921563553602E-5,3.549302145229828E-3]
[2004,12,8,24,2.2474529103347221E-3,1.1592108795039399E-3,9.3344642512527276E-4,2.2344489247311912E-6,8.0172213000000928E-5,4.4225168768886672E-3,null,1.6510005560510326E-3,7.4098540506447729E-4,6.0675973911626516E-4,1.043458781362036E-6,3.5365921563553602E-5,3.0351550805766906E-3]
[2004,12,9,5,2.3462721781444349E-3,9.8320187517904768E-4,8.1712316169349334E-4,2.2344489247311912E-6,8.0172213000000928E-5,4.2290038769417079E-3,null,1.7235941420399347E-3,6.284777451808104E-4,5.3114718003067335E-4,1.043458781362036E-6,3.5365921563553602E-5,2.9196284475963338E-3]
[2004,12,9,8,2.9474395096124278E-3,1.1303859467108562E-3,1.0613440423010894E-3,2.2344489247311912E-6,5.7463166453764741E-5,5.198867114002869E-3,null,2.1652174543546521E-3,7.2256006513773377E-4,6.8989587070600875E-4,1.043458781362036E-6,2.5348406406060472E-5,3.6040652553858171E-3]
[2004,12,9,11,2.4522639564781433E-3,1.1794970933906898E-3,1.1611237620694887E-3,2.2344489247311912E-6,0,4.7951192608630521E-3,null,1.8014567233474684E-3,7.5395266467174614E-4,7.5475477969764472E-4,1.043458781362036E-6,0,3.3112076264982214E-3]
[2004,12,9,12,2.1922077788606338E-3,1.2142265790958645E-3,1.1748941313583642E-3,2.2344489247311912E-6,0,4.5835629382395939E-3,null,1.6104169503330166E-3,7.761522855413692E-4,7.6370580832912872E-4,1.043458781362036E-6,0,3.1513185029848766E-3]
[2004,12,9,15,2.0237643561326841E-3,1.0429999824842033E-3,1.0703081853203704E-3,2.2344489247311912E-6,0,4.1393069728619895E-3,null,1.486676789501097E-3,6.6670161414808689E-4,6.957227515353503E-4,1.043458781362036E-6,0,2.8501446139658961E-3]
[2004,12,9,18,3.2447618181523697E-3,8.626292984796652E-4,9.261603182987104E-4,2.2344489247311912E-6,8.0172213000000928E-5,5.1159580968554771E-3,null,2.3836332861029187E-3,5.51405901597448E-4,6.0202361697978056E-4,1.043458781362036E-6,3.5365921563553602E-5,3.5734721850250633E-3]
[2004,12,9,22,2.9439897948941806E-3,9.8612035658804322E-4,9.0490598023127344E-4,2.2344489247311912E-6,8.0172213000000928E-5,4.9174227936382292E-3,null,2.1626832606939737E-3,6.3034328333892633E-4,5.882078517963034E-4,1.043458781362036E-6,3.5365921563553602E-5,3.4176437761741191E-3]
[2004,12,10,2,1.8750083420418495E-3,9.5092519376404326E-4,7.9567552952690477E-4,2.2344489247311912E-6,8.0172213000000928E-5,{"$f":"SUM(E8260:I8260)","v":3.7040157272575295E-3},null,1.37739918868884E-3,6.0784599449997768E-4,5.1720576963176974E-4,1.043458781362036E-6,3.5365921563553602E-5,2.5388603331655026E-3]
[2004,12,10,6,2.3114414045562197E-3,9.4312365622485129E-4,7.7637093201554641E-4,2.2344489247311912E-6,8.0172213000000928E-5,4.1133426547213499E-3,null,1.6980071202619049E-3,6.0285913183692394E-4,5.046573766716014E-4,1.043458781362036E-6,3.5365921563553602E-5,2.8419330091153457E-3]
[2004,12,10,9,2.674792392315435E-3,1.1232869275056177E-3,1.0765705819717356E-3,2.2344489247311912E-6,0,4.876884350717519E-3,null,1.9649282557720645E-3,7.1802226298770119E-4,6.9979344060346147E-4,1.043458781362036E-6,0,3.3837874181445889E-3]
[2004,12,10,12,2.1935171120967926E-3,1.0710209067473163E-3,1.0686547174634845E-3,2.2344489247311912E-6,0,4.3354271852323245E-3,null,1.6113787991401769E-3,6.8461301946915235E-4,6.9464796277567771E-4,1.043458781362036E-6,0,2.9916832401663692E-3]
[2004,12,10,13,2.0632755381458229E-3,1.0490823762149687E-3,1.0376662199535665E-3,2.2344489247311912E-6,0,4.1522585832390888E-3,null,1.5157020843911289E-3,6.7058957367472749E-4,6.7450478995009268E-4,1.043458781362036E-6,0,2.861839906797311E-3]
[2004,12,10,16,2.0245688577798411E-3,9.9833866773741233E-4,9.9172673527972021E-4,2.2344489247311912E-6,0,4.0168687097217048E-3,null,1.4872677841602921E-3,6.3815341555584736E-4,6.446431621313373E-4,1.043458781362036E-6,0,2.7711078206288384E-3]
[2004,12,10,19,2.9585326621071476E-3,8.3605710354613593E-4,8.6959186027065448E-4,2.2344489247311912E-6,8.0172213000000928E-5,4.7465882878486697E-3,null,2.1733665910297398E-3,5.3442054632309166E-4,5.6525293372315308E-4,1.043458781362036E-6,3.5365921563553602E-5,3.3094494514209001E-3]
[2004,12,10,24,2.114927433296783E-3,9.5751550033614321E-4,8.0894322593277109E-4,2.2344489247311912E-6,8.0172213000000928E-5,3.9637928214904293E-3,null,1.5536460640950792E-3,6.1205861971870947E-4,5.258300503544871E-4,1.043458781362036E-6,3.5365921563553602E-5,2.7279441145131914E-3]
[2004,12,11,3,1.8139379108340532E-3,9.3045978947108249E-4,7.4611986432968882E-4,2.2344489247311912E-6,8.0172213000000928E-5,3.5729242265595566E-3,null,1.332536261675463E-3,5.947641936318585E-4,4.8499354868640547E-4,1.043458781362036E-6,3.5365921563553602E-5,2.4487033843386425E-3]
[2004,12,11,7,2.3181836402992387E-3,9.1804547472299912E-4,7.5112212243575024E-4,2.2344489247311912E-6,8.0172213000000928E-5,4.0697578993827196E-3,null,1.7029600315818995E-3,5.8682877290310996E-4,4.8824512129060581E-4,1.043458781362036E-6,3.5365921563553602E-5,2.8144433061205306E-3]
[2004,12,11,10,2.7537821905630408E-3,9.2045831575236455E-4,8.3810772564294964E-4,2.2344489247311912E-6,0,4.5145826808830856E-3,null,2.0229549224174328E-3,5.8837109796157176E-4,5.4478758638364848E-4,1.043458781362036E-6,0,3.1571570655440149E-3]
[2004,12,11,13,2.4428533391601332E-3,8.8084210383330855E-4,7.8720153807421785E-4,2.2344489247311912E-6,0,4.1131314299923906E-3,null,1.7945435932198591E-3,5.6304780661312981E-4,5.1169749759310862E-4,1.043458781362036E-6,0,2.8703323562074591E-3]
[2004,12,11,16,2.2175989684621675E-3,9.2050853836408021E-4,8.0851912231428734E-4,2.2344489247311912E-6,0,3.9488610780652657E-3,null,1.6290695627896156E-3,5.8840320102663396E-4,5.2555437411428406E-4,1.043458781362036E-6,0,2.7440705967118955E-3]
[2004,12,11,18,2.7957066860351269E-3,9.4146877724055197E-4,8.103033417193186E-4,2.2344489247311912E-6,8.0172213000000928E-5,4.6298854669197297E-3,null,2.0537530606201436E-3,6.0180130776350046E-4,5.2671415412048814E-4,1.043458781362036E-6,3.5365921563553602E-5,3.2186779028490478E-3]
[2004,12,11,22,2.480668783112398E-3,8.6773203950521243E-4,7.3766937540201507E-4,2.2344489247311912E-6,8.0172213000000928E-5,4.1684768599443579E-3,null,1.8223231825965313E-3,5.5466765206287863E-4,4.7950055378155908E-4,1.043458781362036E-6,3.5365921563553602E-5,2.8929007687858847E-3]
[2004,12,12,1,2.0618893970697008E-3,1.0917965232705301E-3,8.652972762665872E-4,2.2344489247311912E-6,8.0172213000000928E-5,4.1013898585315501E-3,null,1.5146838118048963E-3,6.9789311276115588E-4,5.6246136411639068E-4,1.043458781362036E-6,3.5365921563553602E-5,2.8114476690273586E-3]
[2004,12,12,4,2.0096753259988033E-3,9.7533723024395644E-4,7.9500418254475533E-4,2.2344489247311912E-6,8.0172213000000928E-5,3.862423400712247E-3,null,1.4763268522551181E-3,6.2345054330067398E-4,5.1676938002355975E-4,1.043458781362036E-6,3.5365921563553602E-5,2.6529561559242671E-3]
[2004,12,12,8,2.6349838540133163E-3,9.6257283866114983E-4,8.4833490217877782E-4,2.2344489247311912E-6,6.1471777103764782E-5,4.5095978208817391E-3,null,1.9356845200879256E-3,6.152913480803573E-4,5.5143546546888075E-4,1.043458781362036E-6,2.7116702484238151E-5,3.1305714949027637E-3]
[2004,12,12,9,2.9349726018158854E-3,9.1528532763585839E-4,8.4467760728743611E-4,2.2344489247311912E-6,0,4.6971699856639109E-3,null,2.1560591438024353E-3,5.8506444447627723E-4,5.4905814714143212E-4,1.043458781362036E-6,0,3.2912251942015065E-3]
[2004,12,12,13,2.7090216371715419E-3,1.0128260281132434E-3,9.0881805363469948E-4,2.2344489247311912E-6,0,4.6329001678442156E-3,null,1.9900733887493879E-3,6.4741395890150161E-4,5.9075078149614972E-4,1.043458781362036E-6,0,3.2292815879284009E-3]
[2004,12,12,14,2.6132492325006106E-3,9.3898530408879628E-4,8.9565968609743715E-4,2.2344489247311912E-6,0,4.4501286716115748E-3,null,1.9197180577705053E-3,6.0021383356716792E-4,5.8219756682929434E-4,1.043458781362036E-6,0,3.1031729169483297E-3]
[2004,12,12,15,2.4673680253784512E-3,9.5330242462751962E-4,8.9912034839955595E-4,2.2344489247311912E-6,0,4.3220252473302571E-3,null,1.8125523178484128E-3,6.0936555699326505E-4,5.8444706985280354E-4,1.043458781362036E-6,0,3.0074084034758435E-3]
[2004,12,12,16,2.568449875544305E-3,9.3680775365196061E-4,8.8458663676778285E-4,2.2344489247311912E-6,0,4.3920787148887799E-3,null,1.8868080186299862E-3,5.9882190987061194E-4,5.7499985270062233E-4,1.043458781362036E-6,0,3.0616732399825824E-3]
[2004,12,12,17,2.9205396938257883E-3,9.7693292719487602E-4,9.0140430035525951E-4,2.2344489247311912E-6,1.8706849673276148E-5,4.8198182199739315E-3,null,{"$f":"E8323*T$5","v":2.1454565905709489E-3},{"$f":"F8323*U$5","v":6.2447053730904905E-4},{"$f":"G8323*V$5","v":5.8593168649013301E-4},{"$f":"H8323*W$5","v":1.043458781362036E-6},{"$f":"I8323*X$5","v":8.2520483530405334E-6},{"$f":"SUM(L8323:P8323)","v":3.3651543215045335E-3}]
[2004,12,12,18,3.2976901702283252E-3,9.5055613152381742E-4,8.7740421099498952E-4,2.2344489247311912E-6,8.0172213000000928E-5,{"$f":"SUM(E8324:I8324)","v":5.208057174671865E-3},null,2.4225149633591743E-3,6.076100842455081E-4,5.7033112542199233E-4,1.043458781362036E-6,3.5365921563553602E-5,3.6368655533715903E-3]
[2004,12,12,19,3.3666608322005941E-3,9.6895219231979521E-4,8.884612355915273E-4,2.2344489247311912E-6,8.0172213000000928E-5,5.306480922036649E-3,null,2.4731814759894502E-3,6.1936912895558833E-4,5.7751842313829888E-4,1.043458781362036E-6,3.5365921563553602E-5,3.7064784084282531E-3]
[2004,12,12,20,3.4189946031817401E-3,9.1542457050984496E-4,8.4349846357813815E-4,2.2344489247311912E-6,8.0172213000000928E-5,5.2603242991944559E-3,null,2.511626368246281E-3,5.8515345066074943E-4,5.4829167901838136E-4,1.043458781362036E-6,3.5365921563553602E-5,3.6814808782703271E-3]
[2004,12,12,21,3.25570554282741E-3,9.3557244780494945E-4,8.46533120289632E-4,2.2344489247311912E-6,8.0172213000000928E-5,5.1202177728467239E-3,null,2.3916726516623379E-3,5.9803228339314323E-4,5.5026426947993496E-4,1.043458781362036E-6,3.5365921563553602E-5,3.5763785848803315E-3]
[2004,12,12,22,3.1259583126696591E-3,9.6755792933541068E-4,8.5263655342361373E-4,2.2344489247311912E-6,8.0172213000000928E-5,5.0285594573534157E-3,null,2.2963590866254516E-3,6.1847789463358757E-4,5.5423162893025507E-4,1.043458781362036E-6,3.5365921563553602E-5,3.5054779905342097E-3]
[2004,12,12,23,2.5894073769558027E-3,1.0317163102514753E-3,8.7251992693446493E-4,2.2344489247311912E-6,8.0172213000000928E-5,4.5760502760664751E-3,null,1.9022036010356127E-3,6.594889174870957E-4,5.6715623841984233E-4,1.043458781362036E-6,3.5365921563553602E-5,3.1652581372874659E-3]
[2004,12,12,24,2.244473793597831E-3,1.0473053443156959E-3,8.62182274262587E-4,2.2344489247311912E-6,8.0172213000000928E-5,4.236368074100846E-3,null,1.6488120682003949E-3,6.6945366758121435E-4,5.6043654753086449E-4,1.043458781362036E-6,3.5365921563553602E-5,2.9151116636573892E-3]
[2004,12,13,1,2.4309771986882329E-3,1.0500469827799241E-3,8.7321729760363761E-4,2.2344489247311912E-6,8.0172213000000928E-5,4.4366481409965266E-3,null,1.7858192660347668E-3,6.7120616501190262E-4,5.6760954397001113E-4,1.043458781362036E-6,3.5365921563553602E-5,3.0610443553615962E-3]
[2004,12,13,2,2.3590091451883904E-3,1.0271722459674552E-3,8.64520510862375E-4,2.2344489247311912E-6,8.0172213000000928E-5,4.3331085639429527E-3,null,1.7329508407165901E-3,6.5658428177872946E-4,5.6195645032452405E-4,1.043458781362036E-6,3.5365921563553602E-5,2.9879009531647589E-3]
[2004,12,13,3,2.4066663498287762E-3,1.0387611293124759E-3,8.659781372220897E-4,2.2344489247311912E-6,8.0172213000000928E-5,4.3938122782880736E-3,null,1.7679602822934534E-3,6.6399207407216439E-4,5.6290393800667018E-4,1.043458781362036E-6,3.5365921563553602E-5,3.0312656747172036E-3]
[2004,12,13,4,2.5037386657995081E-3,1.0369720482396936E-3,8.588137388507043E-4,2.2344489247311912E-6,8.0172213000000928E-5,4.4819311148146385E-3,null,1.8392705406342926E-3,6.6284846596181249E-4,5.5824692891676608E-4,1.043458781362036E-6,3.5365921563553602E-5,3.0967753158577869E-3]
[2004,12,13,5,2.5992124292125787E-3,1.0080888799325663E-3,8.5427331695107087E-4,2.2344489247311912E-6,8.0172213000000928E-5,4.5439812880209481E-3,null,1.9094064868685513E-3,6.4438590099972321E-4,5.5529555952571659E-4,1.043458781362036E-6,3.5365921563553602E-5,3.1454973277389065E-3]
[2004,12,13,6,2.8530920684953637E-3,1.047651938961319E-3,8.8478852798734358E-4,2.2344489247311912E-6,8.0172213000000928E-5,4.8679391973687584E-3,null,2.0959089153281033E-3,6.6967521620400696E-4,5.7513108622448967E-4,1.043458781362036E-6,3.5365921563553602E-5,3.3771245981015158E-3]
[2004,12,13,7,3.2252159481844849E-3,9.9667118369065597E-4,9.1073464171751177E-4,2.2344489247311912E-6,8.0172213000000928E-5,5.2150284355173843E-3,null,2.3692747017530144E-3,6.3708753413282873E-4,5.9199660391703955E-4,1.043458781362036E-6,3.5365921563553602E-5,3.6347682201477985E-3]
[2004,12,13,8,3.211603909003873E-3,1.1573899926393934E-3,1.0808398459024615E-3,2.2344489247311912E-6,6.2807980600316669E-5,5.5148761770707757E-3,null,2.3592751666558225E-3,7.3982146620334447E-4,7.0256855163190431E-4,1.043458781362036E-6,2.7706134486720102E-5,3.8304147777591534E-3]
[2004,12,13,9,3.1996572956253071E-3,1.2838802385125813E-3,1.1978762133590046E-3,2.2344489247311912E-6,0,5.6836481964216241E-3,null,2.3504990693946782E-3,8.2067597484560125E-4,7.7864464327853222E-4,1.043458781362036E-6,0,3.9508631463001731E-3]
[2004,12,13,10,2.9687619489536261E-3,1.2775679253609208E-3,1.2149092219004081E-3,2.2344489247311912E-6,0,5.4634735451396859E-3,null,2.1808811236786246E-3,8.1664104729248991E-4,7.8971645580120612E-4,1.043458781362036E-6,0,3.7882820855536826E-3]
[2004,12,13,11,2.8596527308357876E-3,1.2723490062134055E-3,1.2250865084835912E-3,2.2344489247311912E-6,0,5.3593226944575155E-3,null,2.1007284410775838E-3,8.1330503398645954E-4,7.9633190537164598E-4,1.043458781362036E-6,0,3.7114088392170516E-3]
[2004,12,13,12,2.7186422473150311E-3,1.2295209119614909E-3,1.1935236614774021E-3,2.2344489247311912E-6,0,5.1439212696786554E-3,null,1.9971407816293061E-3,7.8592865810136179E-4,7.7581539333650509E-4,1.043458781362036E-6,0,3.5599282918485345E-3]
[2004,12,13,13,2.5843924673910825E-3,1.2263263823618937E-3,1.1772503531200368E-3,2.2344489247311912E-6,0,4.9902036517977437E-3,null,1.8985196001643037E-3,7.8388666569842555E-4,7.6523740185493897E-4,1.043458781362036E-6,0,3.4486871264990302E-3]
[2004,12,13,14,2.5135562248828594E-3,1.1548194038487397E-3,1.1404193568561793E-3,2.2344489247311912E-6,0,4.811029434512509E-3,null,1.8464826141025028E-3,7.3817830635212577E-4,7.4129648239461624E-4,1.043458781362036E-6,0,3.3270008616306068E-3]
[2004,12,13,15,2.3861966524062195E-3,1.1378495590516752E-3,1.1301737217409191E-3,2.2344489247311912E-6,0,4.6564543821235455E-3,null,1.7529230453967727E-3,7.2733092082188043E-4,7.3463660484590599E-4,1.043458781362036E-6,0,3.215934029845921E-3]
[2004,12,13,16,2.563410464097212E-3,1.2293387280189342E-3,1.1531188972604056E-3,2.2344489247311912E-6,0,4.9481025383012831E-3,null,1.8831060184398771E-3,7.8581220332608448E-4,7.4955144980908852E-4,1.043458781362036E-6,0,3.4195131303564122E-3]
[2004,12,13,17,2.9484400286443682E-3,1.1955335332635875E-3,1.1289308931033558E-3,2.2344489247311912E-6,1.8706849673276148E-5,5.2938457536093192E-3,null,2.1659524452728057E-3,7.6420340343301126E-4,7.3382874018480023E-4,1.043458781362036E-6,8.2520483530405334E-6,3.6732800960250197E-3]
[2004,12,13,18,3.6428344699387643E-3,1.0492593651782777E-3,1.0371642193055149E-3,2.2344489247311912E-6,8.0172213000000928E-5,5.811664716347289E-3,null,2.6760612904565958E-3,6.707027077394505E-4,6.7417847900813675E-4,1.043458781362036E-6,3.5365921563553602E-5,4.0573518575490984E-3]
[2004,12,13,19,3.9559880236897495E-3,8.904993195286724E-4,9.415163387927329E-4,2.2344489247311912E-6,8.0172213000000928E-5,5.8704103439358862E-3,null,2.9061069074280466E-3,5.6922084726547984E-4,6.1200535212603351E-4,1.043458781362036E-6,3.5365921563553602E-5,4.123742487164476E-3]
[2004,12,13,20,3.6580793258781138E-3,1.0257915716786845E-3,9.887218925604339E-4,2.2344489247311912E-6,8.0172213000000928E-5,5.7549994520419648E-3,null,2.6872603084725222E-3,6.5570173355975088E-4,6.4268995138954787E-4,1.043458781362036E-6,3.5365921563553602E-5,4.0220613737667367E-3]
[2004,12,13,21,3.5038957949816095E-3,1.040723360776846E-3,9.7694803490775924E-4,2.2344489247311912E-6,8.0172213000000928E-5,5.6039738525909466E-3,null,2.5739956015354017E-3,6.6524636257321666E-4,6.3503669716366107E-4,1.043458781362036E-6,3.5365921563553602E-5,3.9106880416171948E-3]
[2004,12,13,22,3.3327490800827983E-3,1.0370257570383589E-3,9.582988927711927E-4,2.2344489247311912E-6,8.0172213000000928E-5,5.4104803918170819E-3,null,2.4482695762358723E-3,6.6288279745113697E-4,6.2291436393387058E-4,1.043458781362036E-6,3.5365921563553602E-5,3.7704761179657952E-3]
[2004,12,13,23,2.9760546403078823E-3,1.0655643332845349E-3,9.4230247115272415E-4,2.2344489247311912E-6,8.0172213000000928E-5,5.0663281066698736E-3,null,2.1862384049927824E-3,6.8112509387332511E-4,6.1251635463546532E-4,1.043458781362036E-6,3.5365921563553602E-5,3.5162892338464887E-3]
[2004,12,13,24,2.6023479579461201E-3,1.1047784239150164E-3,9.4206739023679892E-4,2.2344489247311912E-6,8.0172213000000928E-5,4.7316004340226675E-3,null,1.9117098764785342E-3,7.0619134311565178E-4,6.1236354711338508E-4,1.043458781362036E-6,3.5365921563553602E-5,3.2666741470524863E-3]
[2004,12,14,1,2.2140721023963484E-3,8.3010104136097213E-4,7.3213695666628459E-4,2.2344489247311912E-6,8.0172213000000928E-5,3.8587167623483367E-3,null,1.6264786930058667E-3,5.3061333986144127E-4,4.7590436565718625E-4,1.043458781362036E-6,3.5365921563553602E-5,2.6694057788694096E-3]
[2004,12,14,2,2.1952892889681112E-3,7.8455340068915363E-4,7.1867384178971548E-4,2.2344489247311912E-6,8.0172213000000928E-5,3.7809231933717121E-3,null,1.6126806573399698E-3,5.0149858811982429E-4,4.6715305883301251E-4,1.043458781362036E-6,3.5365921563553602E-5,2.6177416846377218E-3]
[2004,12,14,3,2.1398965184947676E-3,7.6779849181871768E-4,6.9865257101611017E-4,2.2344489247311912E-6,8.0172213000000928E-5,3.6887542432543275E-3,null,1.5719885945909989E-3,4.9078859293629807E-4,4.5413881323264126E-4,1.043458781362036E-6,3.5365921563553602E-5,2.5533253811048538E-3]
[2004,12,14,4,2.278785304594124E-3,7.231865194052546E-4,6.6800604193623906E-4,2.2344489247311912E-6,8.0172213000000928E-5,3.7523845278603497E-3,null,1.6740176346767104E-3,4.6227193472165023E-4,4.342179270534199E-4,1.043458781362036E-6,3.5365921563553602E-5,2.6069168767966959E-3]
[2004,12,14,5,2.3806561360285336E-3,6.9111627520377142E-4,6.5559963644511881E-4,2.2344489247311912E-6,8.0172213000000928E-5,3.8097787096021559E-3,null,1.7488529286978618E-3,4.4177214187953866E-4,4.2615350347586703E-4,1.043458781362036E-6,3.5365921563553602E-5,2.6531879543981833E-3]
[2004,12,14,6,2.5837879989754581E-3,7.0384608297132301E-4,6.8030617247188583E-4,2.2344489247311912E-6,8.0172213000000928E-5,4.0503469163433994E-3,null,1.8980755518437707E-3,4.4990923059377554E-4,4.4221326968264839E-4,1.043458781362036E-6,3.5365921563553602E-5,2.8266074324651102E-3]
[2004,12,14,7,2.9537742812077304E-3,6.8034691186398305E-4,7.3293465889362572E-4,2.2344489247311912E-6,8.0172213000000928E-5,4.4494625138900715E-3,null,2.1698710385869213E-3,4.3488819936509776E-4,4.7642288882287197E-4,1.043458781362036E-6,3.5365921563553602E-5,3.1175915071198065E-3]
[2004,12,14,8,2.9950490530920347E-3,8.380566257225996E-4,8.9726388585306726E-4,2.2344489247311912E-6,6.2807980600316669E-5,4.7954119941927493E-3,null,2.2001918835837212E-3,5.3569867162027343E-4,5.8324033029061014E-4,1.043458781362036E-6,2.7706134486720102E-5,3.3478804787626867E-3]
[2004,12,14,9,2.8881576024569356E-3,9.524463478509333E-4,1.015146856628896E-3,2.2344489247311912E-6,0,4.8579852558614956E-3,null,2.1216683943376812E-3,6.0881833956433911E-4,6.5986673183753659E-4,1.043458781362036E-6,0,3.3913969245209187E-3]
[2004,12,14,10,2.6989921090005056E-3,9.942447703214822E-4,1.0527998083553177E-3,2.2344489247311912E-6,0,4.7482711366020362E-3,null,1.9827056007476166E-3,6.3553653342622693E-4,6.8434193957472931E-4,1.043458781362036E-6,0,3.303627532529935E-3]
[2004,12,14,11,2.5606754332788335E-3,1.0065923464516299E-3,1.0585902125560434E-3,2.2344489247311912E-6,0,4.628092441211238E-3,null,1.881096838456085E-3,6.4342929380497465E-4,6.8810582365810185E-4,1.043458781362036E-6,0,3.2136754147005235E-3]
[2004,12,14,12,2.4727879016705305E-3,9.9490311714140757E-4,1.048663670174756E-3,2.2344489247311912E-6,0,4.5185891379114253E-3,null,1.8165338111783968E-3,6.3595735882880091E-4,6.8165336307388763E-4,1.043458781362036E-6,0,3.1351879918624474E-3]
[2004,12,14,13,2.3476601806016861E-3,1.0064012492689415E-3,1.0384149834448055E-3,2.2344489247311912E-6,0,4.3947108622401643E-3,null,1.7246137820146742E-3,6.433071415496563E-4,6.7499150191167412E-4,1.043458781362036E-6,0,3.0439558842573662E-3]
[2004,12,14,14,2.2284132421863715E-3,1.0048373345018285E-3,1.0398933482140633E-3,2.2344489247311912E-6,0,4.2753783738269944E-3,null,1.6370138324336412E-3,6.4230746320149284E-4,6.7595246999465036E-4,1.043458781362036E-6,0,2.9563172244111463E-3]
[2004,12,14,15,2.2598315506042947E-3,9.0872567049555923E-4,9.8694453099536445E-4,2.2344489247311912E-6,0,4.1577362010199494E-3,null,1.6600940244277187E-3,5.8087141084527073E-4,6.4153462912304275E-4,1.043458781362036E-6,0,2.8835435231773943E-3]
[2004,12,14,16,2.4250471444221622E-3,8.5558614199930975E-4,9.4272681477757935E-4,2.2344489247311912E-6,0,4.2255945501237825E-3,null,1.7814629910509064E-3,5.4690380775947265E-4,6.1279218688483966E-4,1.043458781362036E-6,0,2.9422024444765806E-3]
[2004,12,14,17,2.80775483147684E-3,8.2432232993623876E-4,9.1429706989696355E-4,2.2344489247311912E-6,1.8706849673276148E-5,4.5673155299080495E-3,null,2.0626037443128619E-3,5.2691949873079293E-4,5.9431225689358241E-4,1.043458781362036E-6,8.2520483530405334E-6,3.1931310070716398E-3]
[2004,12,14,18,3.3005672739159007E-3,7.6606752950133074E-4,8.6030327274428189E-4,2.2344489247311912E-6,8.0172213000000928E-5,5.0093447380862455E-3,null,2.4246285114411657E-3,4.8968213522737017E-4,5.5921515716462805E-4,1.043458781362036E-6,3.5365921563553602E-5,3.5099351841780795E-3]
[2004,12,14,19,3.6613560834647882E-3,6.1575287437644712E-4,7.7476441692881422E-4,2.2344489247311912E-6,8.0172213000000928E-5,5.1342800366947815E-3,null,2.6896674461583739E-3,3.935986981373885E-4,5.0361310819654545E-4,1.043458781362036E-6,3.5365921563553602E-5,3.6232886328372233E-3]
[2004,12,14,20,3.6154946149081226E-3,6.2651479551319405E-4,7.5310389281439802E-4,2.2344489247311912E-6,8.0172213000000928E-5,5.0775199651604463E-3,null,2.6559771696056628E-3,4.0047788348129837E-4,4.8953331356985238E-4,1.043458781362036E-6,3.5365921563553602E-5,3.5823977470017289E-3]
[2004,12,14,21,3.3636256563557951E-3,7.1800951846457621E-4,7.7702207552810367E-4,2.2344489247311912E-6,8.0172213000000928E-5,4.9410639122732065E-3,null,2.4709518065781657E-3,4.589627161774891E-4,5.0508063360116056E-4,1.043458781362036E-6,3.5365921563553602E-5,3.4714045367017308E-3]
[2004,12,14,22,3.0864798484925159E-3,7.5619429817845335E-4,7.74041023279908E-4,2.2344489247311912E-6,8.0172213000000928E-5,4.6991218318756089E-3,null,2.2673578265728894E-3,4.8337101406690597E-4,5.0314288716417094E-4,1.043458781362036E-6,3.5365921563553602E-5,3.2902811081488817E-3]
[2004,12,14,23,2.760667436824345E-3,7.5004403585928196E-4,7.3341793657820213E-4,2.2344489247311912E-6,8.0172213000000928E-5,4.3265360711865616E-3,null,2.0280128906416785E-3,4.7943967189577818E-4,4.7673702944618087E-4,1.043458781362036E-6,3.5365921563553602E-5,3.0205989723285529E-3]
[2004,12,14,24,2.3996940589663669E-3,7.5337786775721304E-4,7.15089864329018E-4,2.2344489247311912E-6,8.0172213000000928E-5,3.9505684529773299E-3,null,1.7628383702667969E-3,4.8157070846814235E-4,4.6482339837203908E-4,1.043458781362036E-6,3.5365921563553602E-5,2.7456418574518938E-3]
[2004,12,15,1,1.998256430478585E-3,6.6216649757408345E-4,6.3201257677763048E-4,2.2344489247311912E-6,8.0172213000000928E-5,3.3748421667550307E-3,null,1.4679384216158477E-3,4.2326699921503867E-4,4.1082142036414016E-4,1.043458781362036E-6,3.5365921563553602E-5,2.3384362215399419E-3]
[2004,12,15,2,1.9955713560725736E-3,6.1903566496091347E-4,6.0979030344715339E-4,2.2344489247311912E-6,8.0172213000000928E-5,3.3068039864053724E-3,null,1.4659659400937752E-3,3.9569710831795338E-4,3.9637647697409926E-4,1.043458781362036E-6,3.5365921563553602E-5,2.2944489057307432E-3]
[2004,12,15,3,1.9461223450309647E-3,6.035536254462826E-4,5.9410994740275802E-4,2.2344489247311912E-6,8.0172213000000928E-5,3.2261925798047373E-3,null,1.4296402202753739E-3,3.8580075078386764E-4,3.8618391692281335E-4,1.043458781362036E-6,3.5365921563553602E-5,2.2380342683269703E-3]
[2004,12,15,4,2.0868515657896094E-3,5.5111235740152459E-4,5.6147348385009069E-4,2.2344489247311912E-6,8.0172213000000928E-5,3.2818440689659566E-3,null,1.5330212613893998E-3,3.5227948650720002E-4,3.6496953163204924E-4,1.043458781362036E-6,3.5365921563553602E-5,2.2866796598735644E-3]
[2004,12,15,5,2.191686467517058E-3,5.1353651560548472E-4,5.4441137713950394E-4,2.2344489247311912E-6,8.0172213000000928E-5,3.3320410221867785E-3,null,1.6100339899986036E-3,3.2826043109099122E-4,3.5387880468957893E-4,1.043458781362036E-6,3.5365921563553602E-5,2.3285826061240893E-3]
[2004,12,15,6,2.3801948015801013E-3,5.1622666791927528E-4,5.6361468534239139E-4,2.2344489247311912E-6,8.0172213000000928E-5,3.5424428167664997E-3,null,1.748514027968336E-3,3.2998001778325226E-4,3.6636135747646168E-4,1.043458781362036E-6,3.5365921563553602E-5,2.4812647835729656E-3]
[2004,12,15,7,2.7454758333372064E-3,4.787743874237353E-4,5.8485323417966847E-4,2.2344489247311912E-6,8.0172213000000928E-5,3.891510116865342E-3,null,2.0168529923900898E-3,3.0603994464880083E-4,3.8016685932943073E-4,1.043458781362036E-6,3.5365921563553602E-5,2.7394691767132369E-3]
[2004,12,15,8,2.7374759501498521E-3,6.329939293960047E-4,7.5722965103736399E-4,2.2344489247311912E-6,6.4144184177040739E-5,4.194078163684993E-3,null,2.0109762011434611E-3,4.0461944540890545E-4,4.9221514288071784E-4,1.043458781362036E-6,2.8295566524567963E-5,2.9371498147390145E-3]
[2004,12,15,9,2.6248109629097363E-3,7.5132572252263716E-4,8.7043374604978542E-4,2.2344489247311912E-6,0,4.2488048804068899E-3,null,{"$f":"E8387*T$5","v":1.9282114162949941E-3},{"$f":"F8387*U$5","v":4.802589457036796E-4},{"$f":"G8387*V$5","v":5.6580017712348286E-4},{"$f":"H8387*W$5","v":1.043458781362036E-6},{"$f":"I8387*X$5","v":0},{"$f":"SUM(L8387:P8387)","v":2.9753139979035188E-3}]
[2004,12,15,10,2.4378826578758794E-3,8.015341547070316E-4,9.1119736660712713E-4,2.2344489247311912E-6,0,{"$f":"SUM(E8388:I8388)","v":4.1528486281147692E-3},null,1.7908920828694005E-3,5.1235294699163028E-4,5.9229738479288677E-4,1.043458781362036E-6,0,2.8965858734352795E-3]
[2004,12,15,11,2.3052453973709786E-3,8.2348705953350066E-4,9.1677323411141164E-4,2.2344489247311912E-6,0,4.0477401399406218E-3,null,1.6934554737018861E-3,5.2638558105571373E-4,5.9592181552740105E-4,1.043458781362036E-6,0,2.8168063290663625E-3]
[2004,12,15,12,2.2229773553046413E-3,8.1730528820879542E-4,9.0945101391343727E-4,2.2344489247311912E-6,0,3.9519681063516048E-3,null,1.6330205775702809E-3,5.2243409784412333E-4,5.9116221894264949E-4,1.043458781362036E-6,0,2.7476603531384159E-3]
[2004,12,15,13,2.100373871716665E-3,8.353951081422682E-4,9.0562067128716994E-4,2.2344489247311912E-6,0,3.8436241000708339E-3,null,1.5429548775741928E-3,5.3399738868960256E-4,5.8867241596083624E-4,1.043458781362036E-6,0,2.6666681410059934E-3]
[2004,12,15,14,1.9849110048682866E-3,8.3844417817391425E-4,9.1366574337863786E-4,2.2344489247311912E-6,0,3.7392553753455697E-3,null,1.4581347434155074E-3,5.3594640110176696E-4,5.9390188142559015E-4,1.043458781362036E-6,0,2.5890264847242264E-3]
[2004,12,15,15,2.034836845063703E-3,7.449234959445081E-4,8.5437048829264278E-4,2.2344489247311912E-6,0,3.6363652782255848E-3,null,1.4948107465232526E-3,4.7616654410687992E-4,5.5535872293421514E-4,1.043458781362036E-6,0,2.5273794723457096E-3]
[2004,12,15,16,2.1941542560589577E-3,6.8208477461217183E-4,8.1724120574287273E-4,2.2344489247311912E-6,0,3.6957146853387334E-3,null,1.611846851231939E-3,4.3599906793541707E-4,5.312239111366885E-4,1.043458781362036E-6,0,2.5801132890854064E-3]
[2004,12,15,17,2.5624244612045951E-3,6.3062579498136579E-4,7.8059285065317516E-4,2.2344489247311912E-6,1.8706849673276148E-5,3.9945844054371429E-3,null,1.8823816912174945E-3,4.031056975054789E-4,5.07401712267288E-4,1.043458781362036E-6,8.2520483530405334E-6,2.8021846081246636E-3]
[2004,12,15,18,3.0414888179512061E-3,5.4504070789000562E-4,7.1224800742953427E-4,2.2344489247311912E-6,8.0172213000000928E-5,4.3811841951954776E-3,null,2.2343069821705707E-3,3.4839839485058304E-4,4.6297613182891089E-4,1.043458781362036E-6,3.5365921563553602E-5,3.0820908891949802E-3]
[2004,12,15,19,3.4124696725428422E-3,3.8055657163681324E-4,6.1502006781118308E-4,2.2344489247311912E-6,8.0172213000000928E-5,4.4904529739155704E-3,null,2.5068330913489197E-3,2.4325760771407116E-4,3.997759334139612E-4,1.043458781362036E-6,3.5365921563553602E-5,3.1862760128218677E-3]
[2004,12,15,20,3.3627431651314498E-3,3.974081659034896E-4,5.9825253693193399E-4,2.2344489247311912E-6,8.0172213000000928E-5,4.4408105298916053E-3,null,2.4703035200243496E-3,2.5402940568841289E-4,3.88876686935459E-4,1.043458781362036E-6,3.5365921563553602E-5,3.1496189929931368E-3]
[2004,12,15,21,3.1040122422300032E-3,5.0005954445634976E-4,6.3498711177770173E-4,2.2344489247311912E-6,8.0172213000000928E-5,4.3214655603887866E-3,null,2.280237291889556E-3,3.1964574406333196E-4,4.1275493045326309E-4,1.043458781362036E-6,3.5365921563553602E-5,3.0490473467510667E-3]
[2004,12,15,22,2.8387534497782809E-3,5.5322758864185628E-4,6.3547452894962002E-4,2.2344489247311912E-6,8.0172213000000928E-5,4.1098622292944894E-3,null,2.0853756279047946E-3,3.5363157481583716E-4,4.1307176183009786E-4,1.043458781362036E-6,3.5365921563553602E-5,2.8884883448956453E-3]
[2004,12,15,23,2.5319870520809861E-3,5.6223433419980845E-4,6.0737015318978039E-4,2.2344489247311912E-6,8.0172213000000928E-5,3.7839982013953065E-3,null,1.8600220772933269E-3,3.5938882496209856E-4,3.9480332858629678E-4,1.043458781362036E-6,3.5365921563553602E-5,2.6506236111866377E-3]
[2004,12,15,24,2.1927746468200452E-3,5.8134607780369247E-4,5.9864860519331974E-4,2.2344489247311912E-6,8.0172213000000928E-5,3.455175991741789E-3,null,1.6108333769962371E-3,3.7160534511921831E-4,3.8913413960599481E-4,1.043458781362036E-6,3.5365921563553602E-5,2.407982242066366E-3]
[2004,12,16,1,1.8609734996112533E-3,9.341146248465791E-4,7.864394747933586E-4,2.2344489247311912E-6,8.0172213000000928E-5,3.6639342611759227E-3,null,1.3670890582516456E-3,5.9710042055919309E-4,5.1120214048954241E-4,1.043458781362036E-6,3.5365921563553602E-5,2.5118009996452969E-3]
[2004,12,16,2,1.830427317806932E-3,9.0581580733643016E-4,7.7141792465665196E-4,2.2344489247311912E-6,8.0172213000000928E-5,3.5900677117247457E-3,null,1.3446495388684968E-3,5.7901138160488597E-4,5.0143781808523647E-4,1.043458781362036E-6,3.5365921563553602E-5,2.4615081189035349E-3]
[2004,12,16,3,1.8500341793287907E-3,8.3972365372058798E-4,7.303864701687997E-4,2.2344489247311912E-6,8.0172213000000928E-5,3.5025509651429101E-3,null,1.3590529282014386E-3,5.3676426152991254E-4,4.7476651274784771E-4,1.043458781362036E-6,3.5365921563553602E-5,2.4069930828241144E-3]
[2004,12,16,4,1.8355985409199834E-3,8.9424536931401589E-4,7.5071886810365173E-4,2.2344489247311912E-6,8.0172213000000928E-5,3.5629694402623826E-3,null,1.3484483691780672E-3,5.7161537984506733E-4,4.8798299752350393E-4,1.043458781362036E-6,3.5365921563553602E-5,2.4444561268915539E-3]
[2004,12,16,5,2.0215027042533801E-3,8.0531137407864866E-4,7.0824587913340164E-4,2.2344489247311912E-6,8.0172213000000928E-5,3.6174666193901622E-3,null,1.4850153582456726E-3,5.1476740364967408E-4,4.6037466456147198E-4,1.043458781362036E-6,3.5365921563553602E-5,2.4965668068017343E-3]
[2004,12,16,6,2.122493820335821E-3,8.7813895846577798E-4,7.6285212996734771E-4,2.2344489247311912E-6,8.0172213000000928E-5,3.8458915706936787E-3,null,1.5592044048955941E-3,5.6131991456128425E-4,4.9586987201879964E-4,1.043458781362036E-6,3.5365921563553602E-5,2.6528035718205935E-3]
[2004,12,16,7,2.5675265555016912E-3,8.0646714909187475E-4,7.6845984316280334E-4,2.2344489247311912E-6,8.0172213000000928E-5,4.224860209681101E-3,null,1.8861297388329953E-3,5.1550619279622277E-4,4.9951500311998405E-4,1.043458781362036E-6,3.5365921563553602E-5,2.937560315094118E-3]
[2004,12,16,8,2.6043415427677665E-3,9.4576058712000704E-4,9.3552985316350755E-4,2.2344489247311912E-6,6.5480387753764823E-5,4.5533468197297769E-3,null,1.9131743830913036E-3,6.045446985806645E-4,6.0811401100474257E-4,1.043458781362036E-6,2.888499856241583E-5,3.1557615500204883E-3]
[2004,12,16,9,2.558879232419097E-3,1.0222935075104888E-3,1.0293543048220317E-3,2.2344489247311912E-6,0,4.6127614936763489E-3,null,1.8797773320029943E-3,6.5346571719685984E-4,6.6910187091690897E-4,1.043458781362036E-6,0,3.2033883788981253E-3]
[2004,12,16,10,2.4195817736439983E-3,1.0347274491462471E-3,1.0520416275818802E-3,2.2344489247311912E-6,0,4.5085852992968571E-3,null,1.7774480770332286E-3,6.614136837337709E-4,6.8384910618235527E-4,1.043458781362036E-6,0,3.1237543257307166E-3]
[2004,12,16,11,2.2570739950514675E-3,1.070690452923635E-3,1.0644741161035427E-3,2.2344489247311912E-6,0,4.3944730130033765E-3,null,1.658068297557036E-3,6.8440178830774326E-4,6.9193048427639806E-4,1.043458781362036E-6,0,3.0354440289225393E-3]
[2004,12,16,12,2.056466994446597E-3,1.1382510942741914E-3,1.0935446869462101E-3,2.2344489247311912E-6,0,4.2904972245917296E-3,null,1.5107004626078073E-3,7.2758758830556651E-4,7.1082696457315487E-4,1.043458781362036E-6,0,2.9501584742678906E-3]
[2004,12,16,13,2.0335327683461022E-3,1.0838186156748772E-3,1.0532862781449108E-3,2.2344489247311912E-6,0,4.1728721110906213E-3,null,1.4938527592052574E-3,6.9279351164814565E-4,6.8465815513319784E-4,1.043458781362036E-6,0,2.8723478847679628E-3]
[2004,12,16,14,2.0317583758610886E-3,1.0047646044486949E-3,1.0208057635163986E-3,2.2344489247311912E-6,0,4.0595631927509129E-3,null,1.4925492733943026E-3,6.4226097303405705E-4,6.6354513991144775E-4,1.043458781362036E-6,0,2.799398845121169E-3]
[2004,12,16,15,1.9491247310112962E-3,9.9419840137985444E-4,1.0023017939256155E-3,2.2344489247311912E-6,0,3.9478593752414973E-3,null,1.4318458019363792E-3,6.3550689368629531E-4,6.5151717187888277E-4,1.043458781362036E-6,0,2.7199133262829191E-3]
[2004,12,16,16,2.046531123559148E-3,9.763115414587395E-4,9.8721547783807255E-4,2.2344489247311912E-6,0,4.0122925917806911E-3,null,1.5034014761486933E-3,6.2407333799912766E-4,6.4171075024919511E-4,1.043458781362036E-6,0,2.770229023178378E-3]
[2004,12,16,17,2.4066384849460313E-3,9.4841385058052328E-4,9.6210662101232436E-4,2.2344489247311912E-6,1.7370646176724272E-5,4.3367640516403343E-3,null,1.7679398124821862E-3,6.0624070535112773E-4,6.2538946709140273E-4,1.043458781362036E-6,7.6626163505585872E-6,3.0082760600566374E-3]
[2004,12,16,18,3.0813266206646821E-3,7.538082473113446E-4,8.3893875727882137E-4,2.2344489247311912E-6,8.0172213000000928E-5,4.75648028717958E-3,null,2.263572215773176E-3,4.8184581369178041E-4,5.4532777436338317E-4,1.043458781362036E-6,3.5365921563553602E-5,3.3271551841732552E-3]
[2004,12,16,19,3.3247830860592292E-3,6.8101775834876292E-4,7.8690128675155306E-4,2.2344489247311912E-6,8.0172213000000928E-5,4.8751087930842766E-3,null,2.4424176802953904E-3,4.353170147454998E-4,5.1150232794083318E-4,1.043458781362036E-6,3.5365921563553602E-5,3.4256464033266387E-3]
[2004,12,16,20,3.0513594542061029E-3,8.4477948459226251E-4,8.4266853919872915E-4,2.2344489247311912E-6,8.0172213000000928E-5,4.8212141399218266E-3,null,2.2415580466402531E-3,5.3999602630422903E-4,5.4775221077855291E-4,1.043458781362036E-6,3.5365921563553602E-5,3.3657156640679508E-3]
[2004,12,16,21,2.9408284649128334E-3,8.4188298037652623E-4,8.2652809698803347E-4,2.2344489247311912E-6,8.0172213000000928E-5,4.6916462042021247E-3,null,2.1603609172388275E-3,5.3814453630571658E-4,5.3726058507687596E-4,1.043458781362036E-6,3.5365921563553602E-5,3.272175418966336E-3]
[2004,12,16,22,2.716873369347983E-3,8.5572758759413093E-4,8.0690916940451892E-4,2.2344489247311912E-6,8.0172213000000928E-5,4.4619167882713655E-3,null,1.995841346836366E-3,5.4699422195694639E-4,5.2450787098220607E-4,1.043458781362036E-6,3.5365921563553602E-5,3.1037528201204338E-3]
[2004,12,16,23,2.3114051923691231E-3,9.1266924710081416E-4,8.016575384717302E-4,2.2344489247311912E-6,8.0172213000000928E-5,4.1081386398664002E-3,null,1.6979805184404574E-3,5.8339220560307879E-4,5.2109420081438036E-4,1.043458781362036E-6,3.5365921563553602E-5,2.8388763052028324E-3]
[2004,12,16,24,1.9259038635926352E-3,9.4407136104428789E-4,7.9876723143382786E-4,2.2344489247311912E-6,8.0172213000000928E-5,3.7511491179954828E-3,null,1.4147875290604918E-3,6.0346491931867387E-4,5.192154406658821E-4,1.043458781362036E-6,3.5365921563553602E-5,2.5738772693899635E-3]
[2004,12,17,1,1.6378709357488352E-3,6.222357567577428E-4,5.9068943381237441E-4,2.2344489247311912E-6,8.0172213000000928E-5,2.9332027882436845E-3,null,1.203195765849624E-3,3.9774265616282164E-4,3.839605114033522E-4,1.043458781362036E-6,3.5365921563553602E-5,2.021308313760713E-3]
[2004,12,17,2,1.5891234472416493E-3,6.0028943221012777E-4,5.7946636734166257E-4,2.2344489247311912E-6,8.0172213000000928E-5,2.8512859087181713E-3,null,1.1673853912422785E-3,3.8371422831408547E-4,3.7666528298899545E-4,1.043458781362036E-6,3.5365921563553602E-5,1.964174282890275E-3]
[2004,12,17,3,1.59241810797792E-3,5.8783127606270625E-4,5.645463194662245E-4,2.2344489247311912E-6,8.0172213000000928E-5,2.8272023654315821E-3,null,1.1698056807542719E-3,3.7575078348927156E-4,3.6696693918175654E-4,1.043458781362036E-6,3.5365921563553602E-5,1.9489327837702156E-3]
[2004,12,17,4,1.640539879445185E-3,5.5042378554653784E-4,5.363835296896078E-4,2.2344489247311912E-6,8.0172213000000928E-5,2.8097538566060625E-3,null,1.2051563975970033E-3,3.5183934079781738E-4,3.4866053560283355E-4,1.043458781362036E-6,3.5365921563553602E-5,1.9420656543425699E-3]
[2004,12,17,5,1.8000940890259066E-3,4.9149521459785001E-4,5.0964711357990265E-4,2.2344489247311912E-6,8.0172213000000928E-5,2.8836430791283909E-3,null,1.3223664568274864E-3,3.1417129282972908E-4,3.3128130480075359E-4,1.043458781362036E-6,3.5365921563553602E-5,2.0042284348028845E-3]
[2004,12,17,6,1.9467756167109833E-3,4.753192585435308E-4,5.0201705199642648E-4,2.2344489247311912E-6,8.0172213000000928E-5,3.0065185891756719E-3,null,1.430120119944018E-3,3.0383137318168012E-4,3.2632160486381319E-4,1.043458781362036E-6,3.5365921563553602E-5,2.0966824783344266E-3]
[2004,12,17,7,2.2997234872121019E-3,4.6552224348135488E-4,5.6927050367029523E-4,2.2344489247311912E-6,8.0172213000000928E-5,3.4169228962884837E-3,null,1.689399025310533E-3,2.9756897062609356E-4,3.7003775792190485E-4,1.043458781362036E-6,3.5365921563553602E-5,2.3934151342034473E-3]
[2004,12,17,8,2.308297111088924E-3,5.7004689399826577E-4,7.2546209608004601E-4,2.2344489247311912E-6,6.5480387753764823E-5,3.6715209378457318E-3,null,1.6956972919940816E-3,3.6438273322262802E-4,4.7156556638715849E-4,1.043458781362036E-6,2.888499856241583E-5,2.5615740489476459E-3]
[2004,12,17,9,2.309058217514428E-3,6.9699746901953749E-4,8.105996605814492E-4,2.2344489247311912E-6,0,3.8188897960401459E-3,null,1.696256408105455E-3,4.4553149132914267E-4,5.2690676759100145E-4,1.043458781362036E-6,0,2.6697381258069608E-3]
[2004,12,17,10,2.2404770380220606E-3,5.8994641103437835E-4,7.7226462678429053E-4,2.2344489247311912E-6,0,3.6049225247654607E-3,null,1.6458760130565234E-3,3.771028102615023E-4,5.0198819221303518E-4,1.043458781362036E-6,0,2.5260104743124226E-3]
[2004,12,17,11,2.0506962770954515E-3,6.6258538197755661E-4,8.2059582592682479E-4,2.2344489247311912E-6,0,3.5361119339245638E-3,null,1.5064612380564304E-3,4.2353475656175681E-4,5.3340448456100224E-4,1.043458781362036E-6,0,2.4644439379605514E-3]
[2004,12,17,12,1.8796180553392662E-3,7.2799657388008079E-4,8.4270765610528625E-4,2.2344489247311912E-6,0,3.4525567342493643E-3,null,1.3807855284792194E-3,4.6534659544682948E-4,5.4777763758761101E-4,1.043458781362036E-6,0,2.3949532202950218E-3]
[2004,12,17,13,1.7765858110061002E-3,7.2553861311009933E-4,8.2245548847103525E-4,2.2344489247311912E-6,0,3.3268143615119653E-3,null,1.3050970493555753E-3,4.6377542915691621E-4,5.3461330418877896E-4,1.043458781362036E-6,0,2.3045292414826321E-3]
[2004,12,17,14,1.6146263382414542E-3,7.9381044329412845E-4,8.6207758506565678E-4,2.2344489247311912E-6,0,3.2727488155259703E-3,null,1.1861200606219878E-3,5.0741583198427259E-4,5.6036849735882687E-4,1.043458781362036E-6,0,2.2549478487464492E-3]
[2004,12,17,15,1.6259682224834533E-3,7.020727501339274E-4,8.1607546427577091E-4,2.2344489247311912E-6,0,3.1463508858178826E-3,null,1.1944519180344833E-3,4.4877568899744926E-4,5.3046615475194384E-4,1.043458781362036E-6,0,2.1747372205652383E-3]
[2004,12,17,16,1.7912158181743424E-3,7.0480528535284072E-4,7.9267900097872699E-4,2.2344489247311912E-6,0,3.2909345534306413E-3,null,1.3158443935418439E-3,4.5052236749386392E-4,5.1525796327544593E-4,1.043458781362036E-6,0,2.2826681830925158E-3]
[2004,12,17,17,2.0580156019791903E-3,7.1596885426363876E-4,7.839727353326398E-4,2.2344489247311912E-6,1.7370646176724272E-5,3.5775622866769242E-3,null,1.5118380846178879E-3,4.576582922661303E-4,5.0959870814316791E-4,1.043458781362036E-6,7.6626163505585872E-6,2.4878011601591065E-3]
[2004,12,17,18,2.8471018554653924E-3,4.4903499754545781E-4,6.3350664939203108E-4,2.2344489247311912E-6,8.0172213000000928E-5,4.0120501643276137E-3,null,2.0915084471368147E-3,2.870300697028756E-4,4.1179259887565763E-4,1.043458781362036E-6,3.5365921563553602E-5,2.8267404960602635E-3]
[2004,12,17,19,2.8990137462444332E-3,4.6201292256036267E-4,6.3292158756828097E-4,2.2344489247311912E-6,8.0172213000000928E-5,4.0763549182978092E-3,null,2.1296434221335066E-3,2.9532575877385883E-4,4.1141229642873588E-4,1.043458781362036E-6,3.5365921563553602E-5,2.872790857681017E-3]
[2004,12,17,20,2.9663890879954146E-3,3.3567396972658423E-4,5.4959559891770661E-4,2.2344489247311912E-6,8.0172213000000928E-5,3.9340653185644375E-3,null,2.1791379971626366E-3,2.1456795896695923E-4,3.5724865749419055E-4,1.043458781362036E-6,3.5365921563553602E-5,2.7873639939687022E-3]
[2004,12,17,21,2.669050747774084E-3,5.122824239016155E-4,6.1642377371810787E-4,2.2344489247311912E-6,8.0172213000000928E-5,3.880163607318539E-3,null,1.9607103883868002E-3,3.2745879640518045E-4,4.0068837167175122E-4,1.043458781362036E-6,3.5365921563553602E-5,2.7252669368086476E-3]
[2004,12,17,22,2.5324851748577929E-3,5.2094206651800707E-4,5.9925450493366911E-4,2.2344489247311912E-6,8.0172213000000928E-5,3.7350884082342009E-3,null,1.8603880030832324E-3,3.329941730180763E-4,3.8952798713541857E-4,1.043458781362036E-6,3.5365921563553602E-5,2.619319543581643E-3]
[2004,12,17,23,2.233926611095568E-3,5.7670109531187134E-4,5.8852095140670357E-4,2.2344489247311912E-6,8.0172213000000928E-5,3.4815553197388746E-3,null,1.6410640063407075E-3,3.6863620094185141E-4,3.8255095239350711E-4,1.043458781362036E-6,3.5365921563553602E-5,2.4286605400209815E-3]
[2004,12,17,24,1.9917781792881399E-3,6.7239049325686074E-4,6.2422838224550348E-4,2.2344489247311912E-6,8.0172213000000928E-5,3.3708037167152361E-3,null,1.4631794358909501E-3,4.2980233434372736E-4,4.0576153078032202E-4,1.043458781362036E-6,3.5365921563553602E-5,2.3351526813599152E-3]
[2004,12,18,1,2.3206776355261085E-3,8.3278639686914667E-4,7.4969786792877411E-4,2.2344489247311912E-6,8.0172213000000928E-5,3.9855685622487615E-3,null,{"$f":"E8451*T$5","v":1.7047921444984444E-3},{"$f":"F8451*U$5","v":5.3232986036185132E-4},{"$f":"G8451*V$5","v":4.8731932601213331E-4},{"$f":"H8451*W$5","v":1.043458781362036E-6},{"$f":"I8451*X$5","v":3.5365921563553602E-5},{"$f":"SUM(L8451:P8451)","v":2.7608507112173446E-3}]
[2004,12,18,2,2.1794182287175863E-3,8.8413654506265191E-4,7.6765792317441141E-4,2.2344489247311912E-6,8.0172213000000928E-5,{"$f":"SUM(E8452:I8452)","v":3.9136193588793821E-3},null,1.6010216236052725E-3,5.651536640649083E-4,4.989937383212212E-4,1.043458781362036E-6,3.5365921563553602E-5,2.7015784063363175E-3]
[2004,12,18,3,2.2371775133629549E-3,7.9246455696526145E-4,7.1229039473169424E-4,2.2344489247311912E-6,8.0172213000000928E-5,3.8243391269846424E-3,null,1.6434521504599647E-3,5.0655552076376968E-4,4.6300368446365044E-4,1.043458781362036E-6,3.5365921563553602E-5,2.6494207360323002E-3]
[2004,12,18,4,2.311961421619128E-3,7.8700183899184698E-4,7.0189447252434561E-4,2.2344489247311912E-6,8.0172213000000928E-5,3.8832643950600528E-3,null,1.6983891298052727E-3,5.0306366750233757E-4,4.5624611715542782E-4,1.043458781362036E-6,3.5365921563553602E-5,2.6941082948079534E-3]
[2004,12,18,5,2.4220805030620209E-3,7.589385590947332E-4,6.8359493828643036E-4,2.2344489247311912E-6,8.0172213000000928E-5,3.9470206623679165E-3,null,1.7792836677321955E-3,4.8512518780923869E-4,4.4435103638669867E-4,1.043458781362036E-6,3.5365921563553602E-5,2.7451692722730483E-3]
[2004,12,18,6,2.4747877235747227E-3,8.2247536000030759E-4,7.1975703928966344E-4,2.2344489247311912E-6,8.0172213000000928E-5,4.0994267847894259E-3,null,1.8180028996120816E-3,5.2573888716967343E-4,4.6785715990918476E-4,1.043458781362036E-6,3.5365921563553602E-5,2.8480083270358554E-3]
[2004,12,18,7,2.8916596738042064E-3,7.0362268142338028E-4,6.7844484083201301E-4,2.2344489247311912E-6,8.0172213000000928E-5,4.3561338579843319E-3,null,2.1242410496823544E-3,4.4976642889184087E-4,4.4100336510771097E-4,1.043458781362036E-6,3.5365921563553602E-5,3.0514202240268218E-3]
[2004,12,18,8,3.0408888072102256E-3,7.1183070310895072E-4,7.3088435904741908E-4,2.2344489247311912E-6,6.6816591250316696E-5,4.5526549095416431E-3,null,2.2338662085007689E-3,4.5501312246675201E-4,4.7509015095349987E-4,1.043458781362036E-6,2.9474430564897774E-5,3.1944873712672801E-3]
[2004,12,18,9,3.269007512656279E-3,7.3454428500641837E-4,7.7185436552619524E-4,2.2344489247311912E-6,0,4.7776406121136233E-3,null,2.4014444068270616E-3,4.6953199300216528E-4,5.017215137971872E-4,1.043458781362036E-6,0,3.373741372407776E-3]
[2004,12,18,10,3.4017993429360585E-3,6.8016500407926497E-4,7.4806039978690003E-4,2.2344489247311912E-6,0,4.8322591957269539E-3,null,2.4989945644400629E-3,4.3477192111415395E-4,4.8625493740253378E-4,1.043458781362036E-6,0,3.4210648817381123E-3]
[2004,12,18,11,3.4886468585179509E-3,5.2078142360180012E-4,6.7386174394681831E-4,2.2344489247311912E-6,0,4.6855244749913006E-3,null,2.5627935859270133E-3,3.3289148759781237E-4,4.3802425608168187E-4,1.043458781362036E-6,0,3.3347527883878696E-3]
[2004,12,18,12,3.1281857063533086E-3,6.9828082327679951E-4,7.5872076923773628E-4,2.2344489247311912E-6,0,4.5874217477925756E-3,null,2.2979953514803632E-3,4.4635183108869141E-4,4.931844009611996E-4,1.043458781362036E-6,0,3.2385750423116165E-3]
[2004,12,18,13,2.9657338724244893E-3,6.9685820864826356E-4,7.3773297553866185E-4,2.2344489247311912E-6,0,4.4025595055361454E-3,null,2.1786566694930081E-3,4.4544247396013557E-4,4.7954189520328492E-4,1.043458781362036E-6,0,3.1046844974377905E-3]
[2004,12,18,14,2.5854549113026783E-3,8.5386014865735564E-4,8.2593449398592005E-4,2.2344489247311912E-6,0,4.2674840028706848E-3,null,1.8993000816955304E-3,5.4580052629598795E-4,5.3687473068501554E-4,1.043458781362036E-6,0,2.9830187974578958E-3]
[2004,12,18,15,2.4892311329490165E-3,8.5364562785301436E-4,8.2542481199923733E-4,2.2344489247311912E-6,0,4.1705360217259993E-3,null,1.8286131672615516E-3,5.456634013018129E-4,5.3654342671196709E-4,1.043458781362036E-6,0,2.9118634540566935E-3]
[2004,12,18,16,2.6685287438811753E-3,7.7943761785680273E-4,7.7652891909073133E-4,2.2344489247311912E-6,0,4.2267297297534402E-3,null,1.9603269192989764E-3,4.9822850113110176E-4,5.0476007158149956E-4,1.043458781362036E-6,0,2.9643589507929394E-3]
[2004,12,18,17,2.9602506110496737E-3,7.6441344718261887E-4,7.7109820111992476E-4,2.2344489247311912E-6,1.7370646176724272E-5,4.5153673544536723E-3,null,2.1746286128707026E-3,4.8862482039483063E-4,5.0122999108572993E-4,1.043458781362036E-6,7.6626163505585872E-6,3.1731894994831839E-3]
[2004,12,18,18,3.3517228509585351E-3,7.6036386820810362E-4,7.6118250800016342E-4,2.2344489247311912E-6,8.0172213000000928E-5,4.9556758890915344E-3,null,2.4622078910820598E-3,4.8603626729390058E-4,4.9478458274888198E-4,1.043458781362036E-6,3.5365921563553602E-5,3.4794381214697579E-3]
[2004,12,18,19,3.3440122299140175E-3,7.2175283127751155E-4,7.4143636271277295E-4,2.2344489247311912E-6,8.0172213000000928E-5,4.8896080858290341E-3,null,2.4565435945918162E-3,4.6135549924226064E-4,4.8194917448051669E-4,1.043458781362036E-6,3.5365921563553602E-5,3.4362576486595088E-3]
[2004,12,18,20,3.3234189850532185E-3,6.2795170156698134E-4,6.8840471352255646E-4,2.2344489247311912E-6,8.0172213000000928E-5,4.7221820620674884E-3,null,2.4414155985569576E-3,4.0139637590845778E-4,4.4747749109146448E-4,1.043458781362036E-6,3.5365921563553602E-5,3.3266988459017951E-3]
[2004,12,18,21,3.0578343848416921E-3,7.5957428344138533E-4,7.3203612634180001E-4,2.2344489247311912E-6,8.0172213000000928E-5,4.6318514565496099E-3,null,2.2463145930535691E-3,4.8553155257930966E-4,4.7583882383311096E-4,1.043458781362036E-6,3.5365921563553602E-5,3.244094349810905E-3]
[2004,12,18,22,2.9886204697177148E-3,6.9728736832053455E-4,6.9348461724921123E-4,2.2344489247311912E-6,8.0172213000000928E-5,4.4617991172121929E-3,null,2.1954693843149638E-3,4.457167994165453E-4,4.5077953497631531E-4,1.043458781362036E-6,3.5365921563553602E-5,3.12837509905274E-3]
[2004,12,18,23,2.9662039710014318E-3,6.2016228492942191E-4,6.391497337212E-4,2.2344489247311912E-6,8.0172213000000928E-5,4.3079226515767861E-3,null,2.1790020084357562E-3,3.9641726111196114E-4,4.1546072195504927E-4,1.043458781362036E-6,3.5365921563553602E-5,3.0272893718476823E-3]
[2004,12,18,24,2.2801388262499727E-3,9.0716309686705366E-4,7.6879824643669918E-4,2.2344489247311912E-6,8.0172213000000928E-5,4.038506831478458E-3,null,1.6750119447226106E-3,5.7987258977351133E-4,4.9973497234013251E-4,1.043458781362036E-6,3.5365921563553602E-5,2.7910288871811698E-3]
[2004,12,19,1,2.5350849668203451E-3,1.224384687846118E-3,9.6879010352130966E-4,2.2344489247311912E-6,8.0172213000000928E-5,4.8106664201125046E-3,null,1.8622978353008744E-3,7.8264550473045816E-4,6.2973387079191053E-4,1.043458781362036E-6,3.5365921563553602E-5,3.3110865911681582E-3]
[2004,12,19,2,2.5433953110689722E-3,1.1655607882016001E-3,9.4269432188762593E-4,2.2344489247311912E-6,8.0172213000000928E-5,4.7340570830829301E-3,null,1.8684026942335653E-3,7.4504436426823465E-4,6.1277106582539734E-4,1.043458781362036E-6,3.5365921563553602E-5,3.2626275046721128E-3]
[2004,12,19,3,2.4612744982747715E-3,1.203814521465289E-3,9.5197169653557338E-4,2.2344489247311912E-6,8.0172213000000928E-5,4.6994673782003657E-3,null,1.8080759541434269E-3,7.6949673832613931E-4,6.1880155377795122E-4,1.043458781362036E-6,3.5365921563553602E-5,3.2327836265924328E-3]
[2004,12,19,4,2.6259642953696963E-3,1.1381830097628833E-3,9.1100953154677475E-4,2.2344489247311912E-6,8.0172213000000928E-5,4.7575634986040862E-3,null,1.9290586654293141E-3,7.2754406763984273E-4,5.921752880670881E-4,1.043458781362036E-6,3.5365921563553602E-5,3.2851874014811601E-3]
[2004,12,19,5,2.7379265106860116E-3,1.1340359379048686E-3,9.0988715710931087E-4,2.2344489247311912E-6,8.0172213000000928E-5,4.8642562676249231E-3,null,2.0113071872532536E-3,7.2489319558983437E-4,5.914457211604764E-4,1.043458781362036E-6,3.5365921563553602E-5,3.3640554843484801E-3]
[2004,12,19,6,2.8086004225063789E-3,1.1239581385291261E-3,9.1286808025504789E-4,2.2344489247311912E-6,8.0172213000000928E-5,4.9278333032152857E-3,null,2.0632249236281395E-3,7.1845131138685949E-4,5.9338338367816222E-4,1.043458781362036E-6,3.5365921563553602E-5,3.4114689990380771E-3]
[2004,12,19,7,2.8509228298288004E-3,1.1391708090630474E-3,9.3437778698691163E-4,2.2344489247311912E-6,8.0172213000000928E-5,5.0068780878034912E-3,null,2.0943153717089091E-3,7.2817548412971186E-4,6.0736514384542787E-4,1.043458781362036E-6,3.5365921563553602E-5,3.4662653800289645E-3]
[2004,12,19,8,3.1717512192803365E-3,1.0304764326655113E-3,9.1829587792129845E-4,2.2344489247311912E-6,6.815279482704078E-5,5.190910773618918E-3,null,2.3299989969122309E-3,6.5869636868384502E-4,5.9691156591476795E-4,1.043458781362036E-6,3.0063862602745641E-5,3.6167142528949515E-3]
[2004,12,19,9,3.4692735863136774E-3,9.5456803179821146E-4,8.9393776258953951E-4,2.2344489247311912E-6,0,5.3200138296261596E-3,null,2.5485617935567697E-3,6.1017455254240007E-4,5.8107828046179881E-4,1.043458781362036E-6,0,3.7408580853423305E-3]
[2004,12,19,10,3.5130729096314877E-3,9.6006633742054732E-4,9.3440314935244327E-4,2.2344489247311912E-6,0,5.4097768453292092E-3,null,2.580737198353836E-3,6.1368915397581512E-4,6.0738162991455741E-4,1.043458781362036E-6,0,3.8028514410255701E-3]
[2004,12,19,11,3.3949031274451641E-3,1.0213510395750776E-3,9.532883528938366E-4,2.2344489247311912E-6,0,5.3717769688388095E-3,null,2.4939285381141013E-3,6.5286327721184197E-4,6.1965740800476281E-4,1.043458781362036E-6,0,3.7674926821120681E-3]
[2004,12,19,12,3.2633018377679298E-3,1.0346841899430647E-3,9.575560724445505E-4,2.2344489247311912E-6,0,5.2577765490802756E-3,null,2.3972529630953625E-3,6.6138603178643354E-4,6.2243151515383138E-4,1.043458781362036E-6,0,3.6821139688169892E-3]
[2004,12,19,13,3.1213954636014605E-3,1.0572069019963526E-3,9.5502248878203886E-4,2.2344489247311912E-6,0,5.1358593033045833E-3,null,2.2930071737492655E-3,6.7578289538479613E-4,6.2078463267539827E-4,1.043458781362036E-6,0,3.5906181605908217E-3]
[2004,12,19,14,3.0005111374150095E-3,9.6237664441225156E-4,9.3238395945972928E-4,2.2344489247311912E-6,0,4.8975061902117208E-3,null,2.2042043833397609E-3,6.1516593770200283E-4,6.0606911416694509E-4,1.043458781362036E-6,0,3.426482893990071E-3]
[2004,12,19,15,2.6825613392819974E-3,9.2908351953521447E-4,9.0813245561567808E-4,2.2344489247311912E-6,0,4.5220117633576213E-3,null,1.9706353990464544E-3,5.938844607429267E-4,5.9030512841530558E-4,1.043458781362036E-6,0,3.1558684469860485E-3]
[2004,12,19,16,2.7826425060131959E-3,9.0224777106335456E-4,8.8652792729352801E-4,2.2344489247311912E-6,0,4.5736526532948098E-3,null,2.0441559881380568E-3,5.7673063799745794E-4,5.7626173222712215E-4,1.043458781362036E-6,0,3.1981918171439987E-3]
[2004,12,19,17,3.148416944579712E-3,9.2949126042967019E-4,8.9766956187136392E-4,2.2344489247311912E-6,1.6034442600000188E-5,4.9938466584054774E-3,null,2.3128574139546412E-3,5.9414509498746453E-4,5.8350402820449353E-4,1.043458781362036E-6,7.0731843127107209E-6,3.4986231802406715E-3]
[2004,12,19,18,3.5839270021891054E-3,9.0955434417620406E-4,8.7749187799166873E-4,2.2344489247311912E-6,8.0172213000000928E-5,5.4533798862817107E-3,null,2.6327872972338592E-3,5.8140111179423148E-4,5.703881108071225E-4,1.043458781362036E-6,3.5365921563553602E-5,3.8209859001801286E-3]
[2004,12,19,19,3.674298192960735E-3,9.471240450199598E-4,9.0398716620444949E-4,2.2344489247311912E-6,8.0172213000000928E-5,5.607816066109877E-3,null,2.6991748444562536E-3,6.0541624181938668E-4,5.8761060342274278E-4,1.043458781362036E-6,3.5365921563553602E-5,3.9286110700432987E-3]
[2004,12,19,20,3.7590888570815093E-3,8.8169468043715706E-4,8.5271569912415948E-4,2.2344489247311912E-6,8.0172213000000928E-5,5.575905898567558E-3,null,2.7614628830476763E-3,5.6359278667786274E-4,5.5428307529431281E-4,1.043458781362036E-6,3.5365921563553602E-5,3.9157481253647673E-3]
[2004,12,19,21,3.6437482441391395E-3,9.358296095907854E-4,8.734848053046461E-4,2.2344489247311912E-6,8.0172213000000928E-5,5.5354693209593029E-3,null,2.6767325577859301E-3,5.9819666515785398E-4,5.677834295819826E-4,1.043458781362036E-6,3.5365921563553602E-5,3.8791220328706823E-3]
[2004,12,19,22,3.4190993948329525E-3,9.3297007715634163E-4,8.6093520615879659E-4,2.2344489247311912E-6,8.0172213000000928E-5,5.2954113400728231E-3,null,2.5117033492026452E-3,5.963688080900028E-4,5.5962592712786223E-4,1.043458781362036E-6,3.5365921563553602E-5,3.7041074647654257E-3]
[2004,12,19,23,2.9736249384903217E-3,1.0934178904542615E-3,9.3123652886606823E-4,2.2344489247311912E-6,8.0172213000000928E-5,5.0806860197353835E-3,null,2.1844535226340088E-3,6.9892951557675874E-4,6.0532326023368872E-4,1.043458781362036E-6,3.5365921563553602E-5,3.525115678789372E-3]
[2004,12,19,24,2.6410889893566784E-3,1.1204669752997466E-3,9.2870350827163606E-4,2.2344489247311912E-6,8.0172213000000928E-5,4.7726661348527931E-3,null,1.9401694113175961E-3,7.1621970621009044E-4,6.0367674376130779E-4,1.043458781362036E-6,3.5365921563553602E-5,3.29647524163391E-3]
[2004,12,20,1,2.8579152393882448E-3,7.1191738993427634E-4,7.0098006879651484E-4,2.2344489247311912E-6,8.0172213000000928E-5,4.3532193600437684E-3,null,2.0994520631241968E-3,4.550685340174141E-4,4.5565173556864197E-4,1.043458781362036E-6,3.5365921563553602E-5,3.0465817130551683E-3]
[2004,12,20,2,2.7977343646171746E-3,6.82475578003848E-4,6.8901003767053606E-4,2.2344489247311912E-6,8.0172213000000928E-5,4.2516266422162911E-3,null,2.0552426128377047E-3,4.3624887546793922E-4,4.4787096447378481E-4,1.043458781362036E-6,3.5365921563553602E-5,2.9757718331243441E-3]
[2004,12,20,3,2.8664141696697182E-3,6.7923185531198896E-4,6.8313624948049116E-4,2.2344489247311912E-6,8.0172213000000928E-5,4.3111889363869303E-3,null,2.1056954591731317E-3,4.3417543808459396E-4,4.4405287904982751E-4,1.043458781362036E-6,3.5365921563553602E-5,3.0203331566524688E-3]
[2004,12,20,4,3.0084806812303425E-3,6.462377389807076E-4,6.6052564899355434E-4,2.2344489247311912E-6,8.0172213000000928E-5,4.3976507311293371E-3,null,2.2100588869914651E-3,4.1308509198213062E-4,4.2935551486968755E-4,1.043458781362036E-6,3.5365921563553602E-5,3.0889088741881988E-3]
[2004,12,20,5,3.1549919584519578E-3,5.8250552682936137E-4,6.3862993875522041E-4,2.2344489247311912E-6,8.0172213000000928E-5,4.4585340859612721E-3,null,2.3176874824776361E-3,3.7234648275097051E-4,4.1512284433351421E-4,1.043458781362036E-6,3.5365921563553602E-5,3.1415661899070364E-3]
[2004,12,20,6,3.4358308636238217E-3,6.0002579080081916E-4,6.5813689891378198E-4,2.2344489247311912E-6,8.0172213000000928E-5,4.7764002152631555E-3,null,2.5239944473387844E-3,3.8354570467449378E-4,4.2780277725539749E-4,1.043458781362036E-6,3.5365921563553602E-5,3.3717523096135908E-3]
[2004,12,20,7,3.9174110439108957E-3,4.7173456429508252E-4,6.4541044543629247E-4,2.2344489247311912E-6,8.0172213000000928E-5,5.1169627155670033E-3,null,2.8777678864978277E-3,3.0153998154044964E-4,4.1953031577927099E-4,1.043458781362036E-6,3.5365921563553602E-5,3.6352475641624636E-3]
[2004,12,20,8,3.7124381503559961E-3,7.5337311886484798E-4,8.7497340751457658E-4,2.2344489247311912E-6,6.815279482704078E-5,5.4111719204871928E-3,null,2.7271928245339587E-3,4.8156767290317743E-4,5.6875105221594808E-4,1.043458781362036E-6,3.0063862602745641E-5,3.8086188710371918E-3]
[2004,12,20,9,3.6775867252757393E-3,8.9680480898336431E-4,1.0001444079752258E-3,2.2344489247311912E-6,0,5.57677039115906E-3,null,2.7015906319709541E-3,5.7325141300664515E-4,6.5011482579752534E-4,1.043458781362036E-6,0,3.9260003295564869E-3]
[2004,12,20,10,3.369339649273499E-3,9.4501373957088118E-4,1.04414824471155E-3,2.2344489247311912E-6,0,5.3607360824806608E-3,null,2.47514936081435E-3,6.040673021522016E-4,6.7871824189038102E-4,1.043458781362036E-6,0,3.7589783636382944E-3]
[2004,12,20,11,3.2254666379601558E-3,9.6437821936916064E-4,1.0664644483215639E-3,2.2344489247311912E-6,0,5.2585437545756113E-3,null,2.3694588608769392E-3,6.1644537516798562E-4,6.9322424193067286E-4,1.043458781362036E-6,0,3.6801719367569596E-3]
[2004,12,20,12,3.0697944239040154E-3,9.3400014214653547E-4,1.0411638099303143E-3,2.2344489247311912E-6,0,5.0471928249055959E-3,null,2.2551005529513218E-3,5.9702724145833702E-4,6.7677829673602567E-4,1.043458781362036E-6,0,3.5299495499270467E-3]
[2004,12,20,13,2.8908258162569718E-3,9.6256040226269342E-4,1.0407449201314677E-3,2.2344489247311912E-6,0,4.8963655875758644E-3,null,2.1236284898961976E-3,6.1528339854338297E-4,6.765060095878558E-4,1.043458781362036E-6,0,3.4164613568087986E-3]
[2004,12,20,14,2.8411752954449316E-3,8.7915142099672229E-4,9.979996086060673E-4,2.2344489247311912E-6,0,4.7205607739724525E-3,null,2.0871547390594368E-3,5.6196709616721039E-4,6.4872066125775253E-4,1.043458781362036E-6,0,3.298885955265762E-3]
[2004,12,20,15,2.6763244676903135E-3,8.8917447023686427E-4,1.0011589297987842E-3,2.2344489247311912E-6,0,4.5688923166506933E-3,null,1.9660537330998449E-3,5.68373983242292E-4,6.5077428624476781E-4,1.043458781362036E-6,0,3.1862454613682664E-3]
[2004,12,20,16,2.8229626487907044E-3,9.9734283363630541E-4,1.0325162743816973E-3,2.2344489247311912E-6,0,4.8550562057334381E-3,null,2.0737755533977399E-3,6.3751686309776359E-4,6.711572173979444E-4,1.043458781362036E-6,0,3.3834930926748101E-3]
[2004,12,20,17,3.3326511941888189E-3,8.7766650520452593E-4,9.6571146322722682E-4,2.2344489247311912E-6,1.6034442600000188E-5,5.1942980541453028E-3,null,{"$f":"E8515*T$5","v":2.4481976683152894E-3},{"$f":"F8515*U$5","v":5.6101791517760636E-4},{"$f":"G8515*V$5","v":6.2773269007988439E-4},{"$f":"H8515*W$5","v":1.043458781362036E-6},{"$f":"I8515*X$5","v":7.0731843127107209E-6},{"$f":"SUM(L8515:P8515)","v":3.645064916666853E-3}]
[2004,12,20,18,4.0265001442890544E-3,7.2341200627370876E-4,8.7006050185436229E-4,2.2344489247311912E-6,8.0172213000000928E-5,{"$f":"SUM(E8516:I8516)","v":5.7023793143418577E-3},null,2.95790579041352E-3,4.6241606939249609E-4,5.6555756057416007E-4,1.043458781362036E-6,3.5365921563553602E-5,4.0222888007250919E-3]
[2004,12,20,19,4.4708418933209447E-3,4.7617649688932388E-4,7.3059544961803183E-4,2.2344489247311912E-6,8.0172213000000928E-5,5.7600205017530326E-3,null,3.2843235192811207E-3,3.0437933310349012E-4,4.7490235376955361E-4,1.043458781362036E-6,3.5365921563553602E-5,4.1000145864990801E-3]
[2004,12,20,20,4.2209983521127635E-3,5.8070556654629853E-4,7.6266921280199423E-4,2.2344489247311912E-6,8.0172213000000928E-5,5.6467797933857887E-3,null,3.1007860473440414E-3,3.7119592048225194E-4,4.9575097202781749E-4,1.043458781362036E-6,3.5365921563553602E-5,4.0041423201990266E-3]
[2004,12,20,21,4.0635574202462455E-3,5.9964128645505839E-4,7.5298889998329645E-4,2.2344489247311912E-6,8.0172213000000928E-5,5.4985942686093326E-3,null,2.9851284222781171E-3,3.8329992358890341E-4,4.8945856581966403E-4,1.043458781362036E-6,3.5365921563553602E-5,3.8942962920316001E-3]
[2004,12,20,22,3.8691319073825329E-3,6.1387269286118271E-4,7.4332797405846389E-4,2.2344489247311912E-6,8.0172213000000928E-5,5.3087392362269111E-3,null,2.8423015677654278E-3,3.9239685722447444E-4,4.8317876149882549E-4,1.043458781362036E-6,3.5365921563553602E-5,3.7542865668336433E-3]
[2004,12,20,23,3.444597326933124E-3,6.9196878595709102E-4,7.5208603001662667E-4,2.2344489247311912E-6,8.0172213000000928E-5,4.9710588048315733E-3,null,2.5304343757269186E-3,4.4231707985160174E-4,4.8887168141935268E-4,1.043458781362036E-6,3.5365921563553602E-5,3.4980325173427883E-3]
[2004,12,20,24,2.9977663317929857E-3,7.8418644048106414E-4,7.7826554632788993E-4,2.2344489247311912E-6,8.0172213000000928E-5,4.6426249805266717E-3,null,2.2021880226910573E-3,5.0126402151659327E-4,5.0588891568116936E-4,1.043458781362036E-6,3.5365921563553602E-5,3.2457503402337352E-3]
[2004,12,21,1,2.4897753319180617E-3,7.7865980949902414E-4,7.2574720351511199E-4,2.2344489247311912E-6,8.0172213000000928E-5,4.0765890068569302E-3,null,1.8290129410660947E-3,4.9773131407804575E-4,4.7175089219511531E-4,1.043458781362036E-6,3.5365921563553602E-5,2.8349045276841716E-3]
[2004,12,21,2,2.4649833382710588E-3,7.1515212207345165E-4,7.0313229161386194E-4,2.2344489247311912E-6,8.0172213000000928E-5,3.9656744138831046E-3,null,1.8108005037293234E-3,4.5713622450134711E-4,4.5705072550531492E-4,1.043458781362036E-6,3.5365921563553602E-5,2.7613968340809009E-3]
[2004,12,21,3,2.5086810586377245E-3,7.4140340539530149E-4,7.0434866251405039E-4,2.2344489247311912E-6,8.0172213000000928E-5,4.0368397884718082E-3,null,1.8429012700198096E-3,4.7391644814281881E-4,4.578413920826366E-4,1.043458781362036E-6,3.5365921563553602E-5,2.8110684905901804E-3]
[2004,12,21,4,2.681867610778856E-3,6.8843538583636919E-4,6.7072248559238781E-4,2.2344489247311912E-6,8.0172213000000928E-5,4.1234321441323447E-3,null,1.9701257794058524E-3,4.4005847620493107E-4,4.3598367236002137E-4,1.043458781362036E-6,3.5365921563553602E-5,2.8825773083157205E-3]
[2004,12,21,5,2.8578958111895088E-3,6.7219384470117302E-4,6.6655416699430063E-4,2.2344489247311912E-6,8.0172213000000928E-5,4.2790504848097145E-3,null,2.0994377909822671E-3,4.296766335654928E-4,4.3327417791336426E-4,1.043458781362036E-6,3.5365921563553602E-5,2.9987979828060398E-3]
[2004,12,21,6,3.0940428265513382E-3,6.9211980352682206E-4,6.9716985993182603E-4,2.2344489247311912E-6,8.0172213000000928E-5,4.5657391519347184E-3,null,2.2729136631037014E-3,4.4241361260250801E-4,4.5317501995380976E-4,1.043458781362036E-6,3.5365921563553602E-5,3.2049116760049347E-3]
[2004,12,21,7,3.4712916401727387E-3,6.3880712161248617E-4,7.3502931440011954E-4,2.2344489247311912E-6,8.0172213000000928E-5,4.9275347381100764E-3,null,2.5500442753601171E-3,4.0833532719142501E-4,4.7778445880101837E-4,1.043458781362036E-6,3.5365921563553602E-5,3.472573441697476E-3]
[2004,12,21,8,3.4505522422149538E-3,8.2407629261502377E-4,9.1403883742862725E-4,2.2344489247311912E-6,6.9488998403764891E-5,5.2603908195871006E-3,null,2.5348089138524242E-3,5.2676222789479153E-4,5.9414440037723431E-4,1.043458781362036E-6,3.0653294640593519E-5,3.6874122955464056E-3]
[2004,12,21,9,3.3422553362175669E-3,9.568877613689307E-4,1.0417771771176353E-3,2.2344489247311912E-6,0,5.3431547236288644E-3,null,2.4552529635594933E-3,6.1165735932586902E-4,6.7717699826248053E-4,1.043458781362036E-6,0,3.7451307799292047E-3]
[2004,12,21,10,3.0245018405851468E-3,9.5794188942697404E-4,1.0577123423419676E-3,2.2344489247311912E-6,0,5.0423905212788195E-3,null,2.221828184973964E-3,6.1233117417689364E-4,6.8753518962091106E-4,1.043458781362036E-6,0,3.5227380075531305E-3]
[2004,12,21,11,2.8288334528640152E-3,9.6239377784934589E-4,1.0584031005718014E-3,2.2344489247311912E-6,0,4.8518647802098932E-3,null,2.0780883026192834E-3,6.1517688965824306E-4,6.8798419694692892E-4,1.043458781362036E-6,0,3.3822928480058173E-3]
[2004,12,21,12,2.6726885044360037E-3,9.2600036957864336E-4,1.0368818858852674E-3,2.2344489247311912E-6,0,4.6378052088246451E-3,null,1.9633827194705752E-3,5.9191366391912357E-4,6.7399495636794862E-4,1.043458781362036E-6,0,3.2303347985390093E-3]
[2004,12,21,13,2.533622022138944E-3,9.4613563503525135E-4,1.0296973055965114E-3,2.2344489247311912E-6,0,4.5116894116954374E-3,null,1.8612231420464093E-3,6.047844349705738E-4,6.6932482860878944E-4,1.043458781362036E-6,0,3.1363758644071343E-3]
[2004,12,21,14,2.3820907670879955E-3,9.370662080771875E-4,1.0270226891880339E-3,2.2344489247311912E-6,0,4.3484141132779479E-3,null,1.7499068224929256E-3,5.9898711791028238E-4,6.6758627188977248E-4,1.043458781362036E-6,0,3.0175236710743422E-3]
[2004,12,21,15,2.4038227425864237E-3,8.1844084747212712E-4,9.6379396784443828E-4,2.2344489247311912E-6,0,4.1882920068277204E-3,null,1.7658713410227704E-3,5.2315996477273136E-4,6.2648627789499509E-4,1.043458781362036E-6,0,2.9165610424718587E-3]
[2004,12,21,16,2.669601917523674E-3,7.939387742834427E-4,9.3331058869157478E-4,2.2344489247311912E-6,0,4.3990857294234223E-3,null,1.961115282993876E-3,5.0749786312440483E-4,6.0667144258755757E-4,1.043458781362036E-6,0,3.0763280474872005E-3]
[2004,12,21,17,3.1084828270691819E-3,7.5181257521669744E-4,8.9975511182150184E-4,2.2344489247311912E-6,1.4698239023276099E-5,4.7769832020553883E-3,null,2.2835214265743884E-3,4.8057014942605095E-4,5.8485967938017806E-4,1.043458781362036E-6,6.4837522748628529E-6,3.3564784664368423E-3]
[2004,12,21,18,3.6249256981622231E-3,6.4585030747467517E-4,8.233182247866283E-4,2.2344489247311912E-6,8.0172213000000928E-5,5.1765008923482592E-3,null,2.662905334207058E-3,4.1283743981071984E-4,5.3517410087478598E-4,1.043458781362036E-6,3.5365921563553602E-5,3.6473262552374798E-3]
[2004,12,21,19,4.1262918103365156E-3,5.0867910737000693E-4,7.4356028771458901E-4,2.2344489247311912E-6,8.0172213000000928E-5,5.4609378673458435E-3,null,3.0312137095142942E-3,3.251555011144288E-4,4.8332977024404054E-4,1.043458781362036E-6,3.5365921563553602E-5,3.8761083612176791E-3]
[2004,12,21,20,4.0608040879379706E-3,5.3263894180371162E-4,7.2833600701845418E-4,2.2344489247311912E-6,8.0172213000000928E-5,5.4041856986848684E-3,null,2.9831057978435618E-3,3.4047099541925613E-4,4.7343366872736286E-4,1.043458781362036E-6,3.5365921563553602E-5,3.833419842335096E-3]
[2004,12,21,21,3.6888942010676776E-3,6.0771551489270832E-4,7.4197148909340913E-4,2.2344489247311912E-6,8.0172213000000928E-5,5.1209878669785276E-3,null,2.7098972126046025E-3,3.8846109446405549E-4,4.82297017842888E-4,1.043458781362036E-6,3.5365921563553602E-5,3.6170647052564614E-3]
[2004,12,21,22,3.4441776781353362E-3,6.878724415843822E-4,7.6115941949366547E-4,2.2344489247311912E-6,8.0172213000000928E-5,4.9756162011381161E-3,null,2.5301260976778842E-3,4.3969863358961174E-4,4.9476957473577887E-4,1.043458781362036E-6,3.5365921563553602E-5,3.5010036863481904E-3]
[2004,12,21,23,3.1557361586085422E-3,7.1679199653669717E-4,7.3770851173963158E-4,2.2344489247311912E-6,8.0172213000000928E-5,4.6926433288096035E-3,null,2.3182341790810154E-3,4.5818445745437363E-4,4.7952599322121303E-4,1.043458781362036E-6,3.5365921563553602E-5,3.2923540101015177E-3]
[2004,12,21,24,2.8535780233363037E-3,7.6353676079813488E-4,7.3830016262586688E-4,2.2344489247311912E-6,8.0172213000000928E-5,4.4378216086850379E-3,null,2.0962659024351162E-3,4.8806442898787682E-4,4.7991057869684099E-4,1.043458781362036E-6,3.5365921563553602E-5,3.1006502904647494E-3]
[2004,12,22,1,2.2161370317731453E-3,8.7772934206317699E-4,7.6195922266346469E-4,2.2344489247311912E-6,8.0172213000000928E-5,3.9382322584245195E-3,null,1.6279956100160612E-3,5.6105808146312338E-4,4.9528946355809306E-4,1.043458781362036E-6,3.5365921563553602E-5,2.7207525353821933E-3]
[2004,12,22,2,2.1932018646949559E-3,8.3402283253164054E-4,7.4920432781540335E-4,2.2344489247311912E-6,8.0172213000000928E-5,3.8588356869667319E-3,null,1.6111472153622331E-3,5.331202090347358E-4,4.8699851459503237E-4,1.043458781362036E-6,3.5365921563553602E-5,2.6676753193369167E-3]
[2004,12,22,3,2.1356511824454256E-3,8.173730484593016E-4,7.2933637478265101E-4,2.2344489247311912E-6,8.0172213000000928E-5,3.7647672676121096E-3,null,1.5688699298368426E-3,5.2247741123736039E-4,4.7408392873938545E-4,1.043458781362036E-6,3.5365921563553602E-5,2.6018406501585041E-3]
[2004,12,22,4,2.2691049508372797E-3,7.7645523853729095E-4,7.0174219637823051E-4,2.2344489247311912E-6,8.0172213000000928E-5,3.8297090476775331E-3,null,1.6669063535629538E-3,4.9632211844681398E-4,4.5614713446911239E-4,1.043458781362036E-6,3.5365921563553602E-5,2.6557849868237959E-3]
[2004,12,22,5,2.3671411958799721E-3,7.475553423953728E-4,6.9118265334035549E-4,2.2344489247311912E-6,8.0172213000000928E-5,3.8882858535404323E-3,null,1.7389247234849E-3,4.7784886079570881E-4,4.4928321019194976E-4,1.043458781362036E-6,3.5365921563553602E-5,2.702466174817474E-3]
[2004,12,22,6,2.5701683994365232E-3,7.6242662910767543E-4,7.1881019653694911E-4,2.2344489247311912E-6,8.0172213000000928E-5,4.1338118870058796E-3,null,1.8880704628345311E-3,4.8735481575453479E-4,4.6724169227638088E-4,1.043458781362036E-6,3.5365921563553602E-5,2.8790763512103624E-3]
[2004,12,22,7,2.9383197365159225E-3,7.4650659620967383E-4,7.7391862868786084E-4,2.2344489247311912E-6,8.0172213000000928E-5,4.5411516233381894E-3,null,2.1585179811936563E-3,4.7717848612017735E-4,5.0306332811424497E-4,1.043458781362036E-6,3.5365921563553602E-5,3.1751691757729945E-3]
[2004,12,22,8,2.9927685457319256E-3,8.9597785007273101E-4,9.3376049706653209E-4,2.2344489247311912E-6,6.9488998403764891E-5,4.8942303401996847E-3,null,2.1985166009104756E-3,5.7272280816502265E-4,6.0696389246027384E-4,1.043458781362036E-6,3.0653294640593519E-5,3.4099000549577276E-3]
[2004,12,22,9,2.8948678692670331E-3,1.0098252817258633E-3,1.0511650423493542E-3,2.2344489247311912E-6,0,4.9580926422669817E-3,null,2.1265978209716175E-3,6.454958357052286E-4,6.83279307410102E-4,1.043458781362036E-6,0,3.4564164228683102E-3]
[2004,12,22,10,2.710039457057758E-3,1.0483966736645836E-3,1.0854471220517416E-3,2.2344489247311912E-6,0,4.8461177016988141E-3,null,1.9908210890417391E-3,6.7015126206893211E-4,7.0556337768632805E-4,1.043458781362036E-6,0,3.3675791875783611E-3]
[2004,12,22,11,2.5752992302679159E-3,1.0574810314207376E-3,1.0884480802099846E-3,2.2344489247311912E-6,0,4.7234627908233698E-3,null,1.8918396205849248E-3,6.7595812312476944E-4,7.0751406338202827E-4,1.043458781362036E-6,0,3.2763552658730843E-3]
[2004,12,22,12,2.4874747134279599E-3,1.0437871393998617E-3,1.0782065339092731E-3,2.2344489247311912E-6,0,4.611702835661825E-3,null,1.8273228845630406E-3,6.6720477694297709E-4,7.0085684364846622E-4,1.043458781362036E-6,0,3.196427963935846E-3]
[2004,12,22,13,2.3648238292602436E-3,1.0525808629594394E-3,1.0656326817463713E-3,2.2344489247311912E-6,0,4.4852718228907858E-3,null,1.7372223636444991E-3,6.7282586015486611E-4,6.9268357622497717E-4,1.043458781362036E-6,0,3.1037752588057039E-3]
[2004,12,22,14,2.2461933489169145E-3,1.0492882970985077E-3,1.0657640833587549E-3,2.2344489247311912E-6,0,4.3634801782989081E-3,null,1.6500752701010498E-3,6.7072120146739072E-4,6.9276899002688715E-4,1.043458781362036E-6,0,3.0146089203766896E-3]
[2004,12,22,15,2.2716550079918004E-3,9.5486198419483684E-4,1.0146623171010001E-3,2.2344489247311912E-6,0,4.2434137582123685E-3,null,1.668779650111556E-3,6.1036245143080282E-4,6.5955177098962487E-4,1.043458781362036E-6,0,2.9397373313133457E-3]
[2004,12,22,16,2.4334850372318135E-3,9.0506914332317027E-4,9.7188187765153995E-4,2.2344489247311912E-6,0,4.3126705071312547E-3,null,1.7876615483851104E-3,5.7853410249536865E-4,6.3174358877268614E-4,1.043458781362036E-6,0,2.9989826984345271E-3]
[2004,12,22,17,2.814048977452173E-3,8.8237718747887417E-4,9.4807458472161014E-4,2.2344489247311912E-6,1.4698239023276099E-5,4.6614334376006645E-3,null,2.0672274845733836E-3,5.6402905566541961E-4,6.162683494248145E-4,1.043458781362036E-6,6.4837522748628529E-6,3.2550521007198427E-3]
[2004,12,22,18,3.2958510814450558E-3,8.338428917354098E-4,9.0047099876251844E-4,2.2344489247311912E-6,8.0172213000000928E-5,5.1125716338677159E-3,null,2.4211639510243474E-3,5.3300518811305521E-4,5.8532502089510188E-4,1.043458781362036E-6,3.5365921563553602E-5,3.57590354037742E-3]
[2004,12,22,19,3.6463973358343183E-3,6.9239695644275775E-4,8.1887988962456673E-4,2.2344489247311912E-6,8.0172213000000928E-5,5.2400808438263745E-3,null,2.678678606062029E-3,4.425907730047355E-4,5.3228909000264989E-4,1.043458781362036E-6,3.5365921563553602E-5,3.6899678494143298E-3]
[2004,12,22,20,3.6046397938898208E-3,6.9938307230797095E-4,7.9572197317927165E-4,2.2344489247311912E-6,8.0172213000000928E-5,5.1821515013017955E-3,null,2.6480031135288299E-3,4.4705640560510206E-4,5.172359589791551E-4,1.043458781362036E-6,3.5365921563553602E-5,3.6487048584580026E-3]
[2004,12,22,21,3.3611970514733237E-3,7.8447106517855864E-4,8.1480847323043204E-4,2.2344489247311912E-6,8.0172213000000928E-5,5.0428832518070472E-3,null,2.4691677300384745E-3,5.0144595799639455E-4,5.2964258401939825E-4,1.043458781362036E-6,3.5365921563553602E-5,3.5366656523991829E-3]
[2004,12,22,22,3.0859812725779322E-3,8.1686634177948532E-4,8.1070119033604189E-4,2.2344489247311912E-6,8.0172213000000928E-5,4.7959554666181913E-3,null,2.2669915679036086E-3,5.2215351654224401E-4,5.2697276405930531E-4,1.043458781362036E-6,3.5365921563553602E-5,3.3525272288500736E-3]
[2004,12,22,23,2.7592496154266008E-3,8.0591614912634468E-4,7.6811955623031696E-4,2.2344489247311912E-6,8.0172213000000928E-5,4.4156919827079951E-3,null,2.0269713453860282E-3,5.1515398515232665E-4,4.9929380948227488E-4,1.043458781362036E-6,3.5365921563553602E-5,3.0778285203655453E-3]
[2004,12,22,24,2.3983730328321329E-3,8.0542908255619645E-4,7.4576799166354982E-4,2.2344489247311912E-6,8.0172213000000928E-5,4.0319767689766112E-3,null,1.7618679317440813E-3,5.1484264471707373E-4,4.8476482407901309E-4,1.043458781362036E-6,3.5365921563553602E-5,2.7978847808850836E-3]
[2004,12,23,1,1.9586610041356502E-3,8.9920615999133902E-4,7.7235606041730557E-4,2.2344489247311912E-6,8.0172213000000928E-5,3.7126298864690265E-3,null,1.438851240029682E-3,5.7478639346689371E-4,5.0204762599072327E-4,1.043458781362036E-6,3.5365921563553602E-5,2.5520946398322145E-3]
[2004,12,23,2,1.9337975454025134E-3,8.6647644493912626E-4,7.5510092987011524E-4,2.2344489247311912E-6,8.0172213000000928E-5,3.6377815821364867E-3,null,1.4205863037522642E-3,5.5386505672444779E-4,4.9083142950914673E-4,1.043458781362036E-6,3.5365921563553602E-5,2.5016921703307745E-3]
[2004,12,23,3,1.8743667233637944E-3,8.5246506577046324E-4,7.3986335405024127E-4,2.2344489247311912E-6,8.0172213000000928E-5,3.5491018051092308E-3,null,1.3769278494276832E-3,5.4490876787970663E-4,4.8092668588340493E-4,1.043458781362036E-6,3.5365921563553602E-5,2.4391726835357101E-3]
[2004,12,23,4,1.9882771333691067E-3,8.2174788206996314E-4,7.1789153479807227E-4,2.2344489247311912E-6,8.0172213000000928E-5,3.6103232121618739E-3,null,1.460607533835737E-3,5.2527387209914326E-4,4.6664454289317746E-4,1.043458781362036E-6,3.5365921563553602E-5,2.4889353291729734E-3]
[2004,12,23,5,2.0720363384923723E-3,8.015624945124062E-4,7.0953923558033391E-4,2.2344489247311912E-6,8.0172213000000928E-5,3.6655447305098442E-3,null,1.5221378527122773E-3,5.1237106223065733E-4,4.6121537335760846E-4,1.043458781362036E-6,3.5365921563553602E-5,2.5321336686454587E-3]
[2004,12,23,6,2.2619186922417447E-3,8.1694219048213861E-4,7.357376580728385E-4,2.2344489247311912E-6,8.0172213000000928E-5,3.8970052027214536E-3,null,1.6616272587785441E-3,5.2220200019836979E-4,4.7824489703345995E-4,1.043458781362036E-6,3.5365921563553602E-5,2.698483536355289E-3]
[2004,12,23,7,2.6061532907945932E-3,8.1583511373865174E-4,7.7661560345739498E-4,2.2344489247311912E-6,8.0172213000000928E-5,4.2810106699153723E-3,null,1.9145053106430937E-3,5.214943397340709E-4,5.0481641823652609E-4,1.043458781362036E-6,3.5365921563553602E-5,2.9772254489586064E-3]
[2004,12,23,8,2.6800388762967899E-3,9.2941625285323192E-4,9.3134823799094425E-4,2.2344489247311912E-6,7.0825201900316751E-5,4.6138630179660143E-3,null,1.9687823734404249E-3,5.9409714899213908E-4,6.0539587350601177E-4,1.043458781362036E-6,3.124272664307546E-5,3.2005615813630131E-3]
[2004,12,23,9,2.596733631195519E-3,1.0351889441500837E-3,1.0399103009471509E-3,2.2344489247311912E-6,0,4.6740673252174845E-3,null,{"$f":"E8579*T$5","v":1.9075855379687167E-3},{"$f":"F8579*U$5","v":6.6170867843093882E-4},{"$f":"G8579*V$5","v":6.7596348962644564E-4},{"$f":"H8579*W$5","v":1.043458781362036E-6},{"$f":"I8579*X$5","v":0},{"$f":"SUM(L8579:P8579)","v":3.2463011648074633E-3}]
[2004,12,23,10,2.4291511032442643E-3,1.0655442309486173E-3,1.0715766553029118E-3,2.2344489247311912E-6,0,{"$f":"SUM(E8580:I8580)","v":4.5685064384205247E-3},null,1.784477798732146E-3,6.8111224415134096E-4,6.9654728360807252E-4,1.043458781362036E-6,0,3.1631807852729212E-3]
[2004,12,23,11,2.3142459602704573E-3,1.0686736231055936E-3,1.0677240489520377E-3,2.2344489247311912E-6,0,4.4528780812528191E-3,null,1.700067373903879E-3,6.8311259970013887E-4,6.9404300873867079E-4,1.043458781362036E-6,0,3.0782664411240506E-3]
[2004,12,23,12,2.2362365035263352E-3,1.0533626889158772E-3,1.0556864661752036E-3,2.2344489247311912E-6,0,4.3475201075421467E-3,null,1.6427608755699037E-3,6.7332561531871428E-4,6.8621832765503813E-4,1.043458781362036E-6,0,3.0033482773250183E-3]
[2004,12,23,13,2.126228732824554E-3,1.0561275116407194E-3,1.0437411940546872E-3,2.2344489247311912E-6,0,4.2283318874446916E-3,null,1.561948107585579E-3,6.750929324850053E-4,6.784536504326205E-4,1.043458781362036E-6,0,2.9165381492845667E-3]
[2004,12,23,14,2.0142307629887552E-3,1.0497258716121794E-3,1.047325815927584E-3,2.2344489247311912E-6,0,4.1135168994532499E-3,null,1.479673320147229E-3,6.7100090581971507E-4,6.8078372977502884E-4,1.043458781362036E-6,0,2.8325014145233348E-3]
[2004,12,23,15,2.036684982957177E-3,9.6796206192042869E-4,9.9344707425813041E-4,2.2344489247311912E-6,0,4.0003285680604668E-3,null,1.4961684064215995E-3,6.1873622239129249E-4,6.4576141852145806E-4,1.043458781362036E-6,0,2.7617095061157121E-3]
[2004,12,23,16,2.1758714337088958E-3,9.2275311876549441E-4,9.6475896414937158E-4,2.2344489247311912E-6,0,4.0656179655484933E-3,null,1.5984161138281289E-3,5.8983797130644138E-4,6.2711354571719593E-4,1.043458781362036E-6,0,2.8164110896331277E-3]
[2004,12,23,17,2.5188677787438131E-3,9.1187528005628733E-4,9.4806237114288623E-4,2.2344489247311912E-6,1.3362035526724227E-5,4.3944019143944413E-3,null,1.8503845327311886E-3,5.8288468966918047E-4,6.1626041034267681E-4,1.043458781362036E-6,5.8943202723809076E-6,3.0564674117967887E-3]
[2004,12,23,18,2.946119784322731E-3,8.837847665196496E-4,9.0738519395195565E-4,2.2344489247311912E-6,8.0172213000000928E-5,4.8196964067190682E-3,null,2.1642479714448636E-3,5.6492880181526221E-4,5.8981939267308459E-4,1.043458781362036E-6,3.5365921563553602E-5,3.3554055462781261E-3]
[2004,12,23,19,3.2577908149212598E-3,7.6650572948032934E-4,8.3319849304008863E-4,2.2344489247311912E-6,8.0172213000000928E-5,4.9399016993664103E-3,null,2.3932045126284262E-3,4.8996223938674148E-4,5.4159648230611853E-4,1.043458781362036E-6,3.5365921563553602E-5,3.4611726146662018E-3]
[2004,12,23,20,3.2329063021304524E-3,7.6373957235271648E-4,8.0623807344922373E-4,2.2344489247311912E-6,8.0172213000000928E-5,4.8852906098571253E-3,null,2.3749241098374447E-3,4.8819406924969675E-4,5.240716445467122E-4,1.043458781362036E-6,3.5365921563553602E-5,3.423599203978769E-3]
[2004,12,23,21,3.0175302596305805E-3,8.2983235915875338E-4,8.242310303032016E-4,2.2344489247311912E-6,8.0172213000000928E-5,4.7540003110172679E-3,null,2.2167067944524475E-3,5.304415940695713E-4,5.3576744359075986E-4,1.043458781362036E-6,3.5365921563553602E-5,3.3193252124576944E-3]
[2004,12,23,22,2.772469144608488E-3,8.5582191679542104E-4,8.1052023727710108E-4,2.2344489247311912E-6,8.0172213000000928E-5,4.5212179606057418E-3,null,2.0366825388573868E-3,5.4705451863174741E-4,5.2685514077865426E-4,1.043458781362036E-6,3.5365921563553602E-5,3.1470015786127037E-3]
[2004,12,23,23,2.4681968248841126E-3,8.4209418553662615E-4,7.7004044798176295E-4,2.2344489247311912E-6,8.0172213000000928E-5,4.1627381203272343E-3,null,1.8131611619485091E-3,5.382795418891488E-4,5.0054242937797109E-4,1.043458781362036E-6,3.5365921563553602E-5,2.8883925135605448E-3]
[2004,12,23,24,2.1285236024460442E-3,8.3975574446928686E-4,7.5031803146756578E-4,2.2344489247311912E-6,8.0172213000000928E-5,3.8010040403076285E-3,null,1.5636339409143764E-3,5.3678477442954447E-4,4.8772244530947934E-4,1.043458781362036E-6,3.5365921563553602E-5,2.6245505409983158E-3]
[2004,12,24,1,2.1208573107660339E-3,8.0462580740888812E-4,7.1413768559223381E-4,2.2344489247311912E-6,8.0172213000000928E-5,3.7220274656918875E-3,null,1.5580022092022928E-3,5.1432917890086168E-4,4.6420446223776045E-4,1.043458781362036E-6,3.5365921563553602E-5,2.5729452306858303E-3]
[2004,12,24,2,1.9589550519101876E-3,8.5015466137969005E-4,7.3498521776771777E-4,2.2344489247311912E-6,8.0172213000000928E-5,3.6265015929823267E-3,null,1.4390672503572107E-3,5.4343192189453752E-4,4.777557950657982E-4,1.043458781362036E-6,3.5365921563553602E-5,2.4966643476624618E-3]
[2004,12,24,3,2.0066383973245481E-3,7.8273822955695889E-4,6.9259204537524231E-4,2.2344489247311912E-6,8.0172213000000928E-5,3.5643753341814809E-3,null,1.4740958951984314E-3,5.0033830284263109E-4,4.5019934455208264E-4,1.043458781362036E-6,3.5365921563553602E-5,2.4610429229380607E-3]
[2004,12,24,4,2.0623730540761404E-3,7.1980739734912749E-4,6.5277043005485457E-4,2.2344489247311912E-6,8.0172213000000928E-5,3.5173575434048541E-3,null,1.5150391109005515E-3,4.6011194798429911E-4,4.2431446002885568E-4,1.043458781362036E-6,3.5365921563553602E-5,2.4358748992586218E-3]
[2004,12,24,5,2.1858582473671001E-3,6.8787947466130567E-4,6.3496994071708061E-4,2.2344489247311912E-6,8.0172213000000928E-5,3.5911143246702181E-3,null,1.6057525233373353E-3,4.3970312924044208E-4,4.1274376890399535E-4,1.043458781362036E-6,3.5365921563553602E-5,2.4946088018266881E-3]
[2004,12,24,6,2.3397491616734558E-3,6.3709528204868417E-4,6.0929753427763306E-4,2.2344489247311912E-6,8.0172213000000928E-5,3.6685486399245047E-3,null,1.7188022713087643E-3,4.0724109304040321E-4,3.9605616668665823E-4,1.043458781362036E-6,3.5365921563553602E-5,2.558508911380741E-3]
[2004,12,24,7,2.4888936539697861E-3,5.8145592089570402E-4,6.598267937973722E-4,2.2344489247311912E-6,8.0172213000000928E-5,3.8125830305875941E-3,null,1.8283652519527134E-3,3.7167555851133432E-4,4.289012443458505E-4,1.043458781362036E-6,3.5365921563553602E-5,2.6653514351548139E-3]
[2004,12,24,8,2.6251524927621691E-3,6.492070247996974E-4,7.8404706405245145E-4,2.2344489247311912E-6,7.0825201900316751E-5,4.1314662324393658E-3,null,1.9284623074143062E-3,4.1498310509970759E-4,5.0964702336879606E-4,1.043458781362036E-6,3.124272664307546E-5,2.885378621307247E-3]
[2004,12,24,9,2.7087533737323363E-3,7.2125506940276269E-4,8.6413197196110987E-4,2.2344489247311912E-6,0,4.2963748640209402E-3,null,1.9898763198429562E-3,4.6103732220397728E-4,5.6170389189586379E-4,1.043458781362036E-6,0,3.013660992724159E-3]
[2004,12,24,10,2.6540190512206029E-3,8.0818549144771662E-4,9.220939227936899E-4,2.2344489247311912E-6,0,4.3865329143867402E-3,null,1.9496679593089461E-3,5.1660458363182965E-4,5.9938037467967894E-4,1.043458781362036E-6,0,3.0666963764018167E-3]
[2004,12,24,11,2.816850288842833E-3,7.1727947423300207E-4,8.7641120166901667E-4,2.2344489247311912E-6,0,4.4127754136695828E-3,null,2.0692853549040074E-3,4.5849606068778268E-4,5.6968564854903046E-4,1.043458781362036E-6,0,3.0985105229221822E-3]
[2004,12,24,12,2.5741035949187331E-3,8.2799354646510565E-4,9.2802723621429768E-4,2.2344489247311912E-6,0,4.3323588265228672E-3,null,1.8909612953407081E-3,5.2926619674305276E-4,6.0323715275100722E-4,1.043458781362036E-6,0,3.02450810361613E-3]
[2004,12,24,13,2.3890547351534687E-3,8.975231236336876E-4,9.4742436068091557E-4,2.2344489247311912E-6,0,4.2362366683928029E-3,null,1.7550226205127852E-3,5.7371057076779496E-4,6.1584569017123609E-4,1.043458781362036E-6,0,2.9456223402331782E-3]
[2004,12,24,14,2.2282429627555251E-3,9.0518910029741939E-4,9.4749000065004485E-4,2.2344489247311912E-6,0,4.0831565126277208E-3,null,1.6368887435235604E-3,5.7861078083640727E-4,6.1588835752682551E-4,1.043458781362036E-6,0,2.8324313406681554E-3]
[2004,12,24,15,2.2452747940937753E-3,7.9748700068503508E-4,8.9671063562361082E-4,2.2344489247311912E-6,0,3.9417068793271524E-3,null,1.6494004908801849E-3,5.0976594395760882E-4,5.8288070604667352E-4,1.043458781362036E-6,0,2.7430905996658293E-3]
[2004,12,24,16,2.1855710653546686E-3,9.0250424303453644E-4,9.213765750750476E-4,2.2344489247311912E-6,0,4.0116863323889831E-3,null,1.6055415566647825E-3,5.7689457882204303E-4,5.9891408362868403E-4,1.043458781362036E-6,0,2.7823936778968716E-3]
[2004,12,24,17,2.5073121962612423E-3,1.0514108221363659E-3,9.8507421405622398E-4,2.2344489247311912E-6,1.3362035526724227E-5,4.5593937169052879E-3,null,1.8418956905327658E-3,6.7207795208347357E-4,6.4031888391527113E-4,1.043458781362036E-6,5.8943202723809076E-6,3.1612303055852534E-3]
[2004,12,24,18,3.0652972437959689E-3,8.2549656562087056E-4,8.5120054313879564E-4,2.2344489247311912E-6,8.0172213000000928E-5,4.8244010144803673E-3,null,2.2517968811258059E-3,5.2767008822214622E-4,5.5329819214981258E-4,1.043458781362036E-6,3.5365921563553602E-5,3.3691745418426801E-3]
[2004,12,24,19,3.0192990425802059E-3,8.3408033413927079E-4,8.4050440843313188E-4,2.2344489247311912E-6,8.0172213000000928E-5,4.7762904470773403E-3,null,2.2180061594446734E-3,5.3315696494582595E-4,5.4634548042595548E-4,1.043458781362036E-6,3.5365921563553602E-5,3.3339179851613705E-3]
[2004,12,24,20,2.9845144196828442E-3,8.2868559417329163E-4,8.2432246785126928E-4,2.2344489247311912E-6,8.0172213000000928E-5,4.7199291436321377E-3,null,2.1924530404086812E-3,5.2970856427120565E-4,5.3582687991331429E-4,1.043458781362036E-6,3.5365921563553602E-5,3.2943978649381165E-3]
[2004,12,24,21,2.955706860072948E-3,8.1410226365570527E-4,7.9385719126808972E-4,2.2344489247311912E-6,8.0172213000000928E-5,4.6460729769214754E-3,null,2.1712907296364708E-3,5.2038667533639235E-4,5.1602381165555744E-4,1.043458781362036E-6,3.5365921563553602E-5,3.2441105969733364E-3]
[2004,12,24,22,2.741429192496439E-3,8.673752117938743E-4,8.0108649284485554E-4,2.2344489247311912E-6,8.0172213000000928E-5,4.4922975590599009E-3,null,2.0138802910500422E-3,5.5443956230725338E-4,5.2072300918917325E-4,1.043458781362036E-6,3.5365921563553602E-5,3.1254522428913844E-3]
[2004,12,24,23,2.5669865633203841E-3,7.9277690909094665E-4,7.3591596558071192E-4,2.2344489247311912E-6,8.0172213000000928E-5,4.1780860999167746E-3,null,1.8857330553752457E-3,5.0675518104169315E-4,4.7836080065047284E-4,1.043458781362036E-6,3.5365921563553602E-5,2.9072584174123272E-3]
[2004,12,24,24,2.1797550120747767E-3,8.6407050546457415E-4,7.4499831957474587E-4,2.2344489247311912E-6,8.0172213000000928E-5,3.8712304990388283E-3,null,1.6012690279034597E-3,5.5232714324586268E-4,4.842645210908206E-4,1.043458781362036E-6,3.5365921563553602E-5,2.6742700725850585E-3]
[2004,12,25,1,2.2694980027328873E-3,7.0085400166027825E-4,6.4616823727669723E-4,2.2344489247311912E-6,8.0172213000000928E-5,3.6989269035945945E-3,null,1.6671950932714572E-3,4.4799664624743202E-4,4.2002289635702261E-4,1.043458781362036E-6,3.5365921563553602E-5,2.5716240162208274E-3]
[2004,12,25,2,2.1035373367859593E-3,7.5230257252846219E-4,6.5827135671523459E-4,2.2344489247311912E-6,8.0172213000000928E-5,3.5965179279543878E-3,null,1.5452787894855106E-3,4.8088336323637499E-4,4.2789017764425277E-4,1.043458781362036E-6,3.5365921563553602E-5,2.490461710711054E-3]
[2004,12,25,3,2.1862869839852457E-3,6.54646109974851E-4,6.0463412607112549E-4,2.2344489247311912E-6,8.0172213000000928E-5,3.5279738819559538E-3,null,1.6060674773867407E-3,4.184598519133814E-4,3.930248536186442E-4,1.043458781362036E-6,3.5365921563553602E-5,2.453961563263682E-3]
[2004,12,25,4,2.2377348696366859E-3,6.2988690195697067E-4,5.8547140923895507E-4,2.2344489247311912E-6,8.0172213000000928E-5,3.5354998427573432E-3,null,1.6438615897472648E-3,4.0263338573144256E-4,3.8056868607342471E-4,1.043458781362036E-6,3.5365921563553602E-5,2.4634730418970478E-3]
[2004,12,25,5,2.3313545045267046E-3,5.8321758701871556E-4,5.6150438909462381E-4,2.2344489247311912E-6,8.0172213000000928E-5,3.5584831425647758E-3,null,1.7126354753089852E-3,3.7280164256457118E-4,3.6498962068869513E-4,1.043458781362036E-6,3.5365921563553602E-5,2.4868361189071672E-3]
[2004,12,25,6,2.3273975508165405E-3,6.2648031324603318E-4,5.9003036842476212E-4,2.2344489247311912E-6,8.0172213000000928E-5,3.6263148944120677E-3,null,1.7097286589989715E-3,4.0045584188632072E-4,3.8353210508898392E-4,1.043458781362036E-6,3.5365921563553602E-5,2.5301259863191915E-3]
[2004,12,25,7,2.7465544944549735E-3,4.712535463057221E-4,5.2471490519549161E-4,2.2344489247311912E-6,8.0172213000000928E-5,3.8249296078809191E-3,null,2.0176453872371783E-3,3.0123250745097075E-4,3.4107568513544288E-4,1.043458781362036E-6,3.5365921563553602E-5,2.6963629601685075E-3]
[2004,12,25,8,2.9161746564381904E-3,4.8410825977124647E-4,5.8233810754337119E-4,2.2344489247311912E-6,7.0825201900316751E-5,4.0556806745778561E-3,null,2.1422499920607115E-3,3.0944943780648589E-4,3.7853197430485173E-4,1.043458781362036E-6,3.124272664307546E-5,2.8625175895964864E-3]
[2004,12,25,9,3.1951996111806331E-3,5.2708440642924717E-4,6.3666012252957507E-4,2.2344489247311912E-6,0,4.3611785890641866E-3,null,2.3472244114639096E-3,3.3692045106432927E-4,4.1384242250424945E-4,1.043458781362036E-6,0,3.0990307438138499E-3]
[2004,12,25,10,3.4189769344393937E-3,5.0507496882784639E-4,6.2669246615219929E-4,2.2344489247311912E-6,0,4.5529788183441703E-3,null,2.5116133886179627E-3,3.2285168038190243E-4,4.073632369609276E-4,1.043458781362036E-6,0,3.2428717647421546E-3]
[2004,12,25,11,3.6941774689170526E-3,4.2033384408688107E-4,5.8613467651600498E-4,2.2344489247311912E-6,0,4.7028804384446699E-3,null,2.7137783520567241E-3,2.6868385142857676E-4,3.8099982370398894E-4,1.043458781362036E-6,0,3.3645054859706516E-3]
[2004,12,25,12,3.3298842665937206E-3,6.3541121966408337E-4,6.8755348917240986E-4,2.2344489247311912E-6,0,4.6550834243549444E-3,null,2.4461650566520803E-3,4.0616461448911387E-4,4.4692417742426063E-4,1.043458781362036E-6,0,3.3002973073468166E-3]
[2004,12,25,13,3.2213423304569304E-3,6.7473903613020673E-4,6.7978239480582397E-4,2.2344489247311912E-6,0,4.5780982103176921E-3,null,2.3664291048585422E-3,4.3130355903294202E-4,4.4187280322259212E-4,1.043458781362036E-6,0,3.2406489258954381E-3]
[2004,12,25,14,2.8378924661489123E-3,8.6365420229618441E-4,7.8797629392169841E-4,2.2344489247311912E-6,0,4.4917574112915259E-3,null,2.0847431410374161E-3,5.5206103586426974E-4,5.1220110513098421E-4,1.043458781362036E-6,0,3.150048740814032E-3]
[2004,12,25,15,2.7449048122579734E-3,8.7380968074696772E-4,7.8955276057224278E-4,2.2344489247311912E-6,0,4.410501702501915E-3,null,2.0164335148050443E-3,5.5855257372552361E-4,5.1322584149277527E-4,1.043458781362036E-6,0,3.089255388804705E-3]
[2004,12,25,16,2.921978253505742E-3,7.8204047812625963E-4,7.3465548122094836E-4,2.2344489247311912E-6,0,4.4409086617776808E-3,null,2.1465133703684673E-3,4.9989228940741193E-4,4.7754145939991568E-4,1.043458781362036E-6,0,3.1249905779571568E-3]
[2004,12,25,17,3.2457050049398794E-3,7.6641835957542059E-4,7.2836264236965723E-4,2.2344489247311912E-6,1.2025831950000138E-5,4.7547462877596883E-3,null,2.3843261602020725E-3,4.899063912011146E-4,4.7345098226385753E-4,1.043458781362036E-6,5.3048882345330396E-6,3.3540318806829393E-3]
[2004,12,25,18,3.5005890117860254E-3,6.8275935504409982E-4,6.7682579918248553E-4,2.2344489247311912E-6,8.0172213000000928E-5,4.9425808279373431E-3,null,2.5715664067480297E-3,4.3643027011220704E-4,4.3995095410431155E-4,1.043458781362036E-6,3.5365921563553602E-5,3.4843570113094642E-3]
[2004,12,25,19,3.4490525904430627E-3,6.3135832412955929E-4,6.5457391632992501E-4,2.2344489247311912E-6,8.0172213000000928E-5,4.8173914928272797E-3,null,2.5337072552157115E-3,4.0357394139206836E-4,4.2548676390437231E-4,1.043458781362036E-6,3.5365921563553602E-5,3.3991773408570676E-3]
[2004,12,25,20,3.430213616497198E-3,5.2273527047720127E-4,5.8809964973336154E-4,2.2344489247311912E-6,8.0172213000000928E-5,4.6234551986324935E-3,null,2.5198679634926111E-3,3.3414041654076935E-4,3.8227709747636822E-4,1.043458781362036E-6,3.5365921563553602E-5,3.2726948578546645E-3]
[2004,12,25,21,3.1351129086996023E-3,6.672796114229496E-4,6.4031503138038378E-4,2.2344489247311912E-6,8.0172213000000928E-5,4.5251142134276681E-3,null,2.3030841410487755E-3,4.2653538014850975E-4,4.1621818985534601E-4,1.043458781362036E-6,3.5365921563553602E-5,3.1822470913975471E-3]
[2004,12,25,22,3.0274563760884126E-3,5.7816214770012384E-4,5.8915120080781829E-4,2.2344489247311912E-6,8.0172213000000928E-5,4.2771763865210866E-3,null,2.2239986152136071E-3,3.6957012807700132E-4,3.8296062771273846E-4,1.043458781362036E-6,3.5365921563553602E-5,3.0129387513482624E-3]
[2004,12,25,23,3.0341798011887648E-3,5.0103471371069604E-4,5.3324772701182415E-4,2.2344489247311912E-6,8.0172213000000928E-5,4.1508689038360167E-3,null,2.228937708054309E-3,3.2026908723385797E-4,3.4662219814341616E-4,1.043458781362036E-6,3.5365921563553602E-5,2.9322383737764987E-3]
[2004,12,25,24,2.3561186488444495E-3,8.5742273285043327E-4,6.9220568476098217E-4,2.2344489247311912E-6,8.0172213000000928E-5,3.9881537283805975E-3,null,1.7308274542602309E-3,5.4807778485011188E-4,4.4994820205562731E-4,1.043458781362036E-6,3.5365921563553602E-5,2.7652628215108859E-3]
[2004,12,26,1,2.5920423637546975E-3,1.2448444518372037E-3,9.8403587680070525E-4,2.2344489247311912E-6,8.0172213000000928E-5,4.903329354317339E-3,null,{"$f":"E8643*T$5","v":1.9041392877190389E-3},{"$f":"F8643*U$5","v":7.9572370023095744E-4},{"$f":"G8643*V$5","v":6.396439429381404E-4},{"$f":"H8643*W$5","v":1.043458781362036E-6},{"$f":"I8643*X$5","v":3.5365921563553602E-5},{"$f":"SUM(L8643:P8643)","v":3.3759163112330524E-3}]
[2004,12,26,2,2.6005505553180234E-3,1.1848990794538527E-3,9.5738841764294322E-4,2.2344489247311912E-6,8.0172213000000928E-5,{"$f":"SUM(E8644:I8644)","v":4.8252447143395522E-3},null,1.9103894871948302E-3,7.5740569716302008E-4,6.2232253601914652E-4,1.043458781362036E-6,3.5365921563553602E-5,3.3265271007219123E-3]
[2004,12,26,3,2.5175859917446332E-3,1.2233206281413683E-3,9.6667516115543823E-4,2.2344489247311912E-6,8.0172213000000928E-5,4.7899884429661718E-3,null,1.8494429196550465E-3,7.8196534141826239E-4,6.2835911393000507E-4,1.043458781362036E-6,3.5365921563553602E-5,3.2961767553482293E-3]
[2004,12,26,4,2.6848235203560575E-3,1.1567723567762706E-3,9.2520139819577362E-4,2.2344489247311912E-6,8.0172213000000928E-5,4.8492039372528342E-3,null,1.9722972190534442E-3,7.3942666386986897E-4,6.0140029881622001E-4,1.043458781362036E-6,3.5365921563553602E-5,3.3495335620844485E-3]
[2004,12,26,5,2.7985882620983915E-3,1.1527867889557361E-3,9.2416954960887693E-4,2.2344489247311912E-6,8.0172213000000928E-5,4.9579512625877366E-3,null,2.055869894152395E-3,7.3687902768207328E-4,6.007295756096804E-4,1.043458781362036E-6,3.5365921563553602E-5,3.4298878777890645E-3]
[2004,12,26,6,2.8704311828022747E-3,1.1427055836451391E-3,9.2720989693030284E-4,2.2344489247311912E-6,8.0172213000000928E-5,5.0227533253024486E-3,null,2.1086463957133449E-3,7.3043496635320825E-4,6.0270586508695133E-4,1.043458781362036E-6,3.5365921563553602E-5,3.4781966074984199E-3]
[2004,12,26,7,2.9134501274338627E-3,1.158408428734368E-3,9.4905563923734001E-4,2.2344489247311912E-6,8.0172213000000928E-5,5.1033208573303028E-3,null,2.140248526810678E-3,7.404724662031806E-4,6.1690605542057445E-4,1.043458781362036E-6,3.5365921563553602E-5,3.5340364287793483E-3]
[2004,12,26,8,3.2364686120898815E-3,1.047747996506146E-3,9.3228554610027571E-4,2.2344489247311912E-6,7.2161405477040848E-5,5.2908980090980752E-3,null,2.3775410170468456E-3,6.6973661766255228E-4,6.0600514342079364E-4,1.043458781362036E-6,3.183215868092333E-5,3.6861583955924769E-3]
[2004,12,26,9,3.5394523550697802E-3,9.7246520323245858E-4,9.0833609212410526E-4,2.2344489247311912E-6,0,5.4224880993510747E-3,null,2.6001157930672851E-3,6.2161469950719472E-4,5.9043749641351313E-4,1.043458781362036E-6,0,3.813211447769355E-3]
[2004,12,26,10,3.5832154759491757E-3,9.7896933336794143E-4,9.4956081474399396E-4,2.2344489247311912E-6,0,5.5139800729858421E-3,null,2.6322646032043793E-3,6.2577223942356889E-4,6.1723443008715928E-4,1.043458781362036E-6,0,3.8763147314964694E-3]
[2004,12,26,11,3.4633328336004026E-3,1.040970334008568E-3,9.6871033786819177E-4,2.2344489247311912E-6,0,5.4752479544018934E-3,null,2.5441976593905428E-3,6.6540423165759401E-4,6.2968202144568833E-4,1.043458781362036E-6,0,3.840327371275187E-3]
[2004,12,26,12,3.3295028460664077E-3,1.0543366058742441E-3,9.729776705333788E-4,2.2344489247311912E-6,0,5.3590515713987617E-3,null,2.4458848614587626E-3,6.7394815800240918E-4,6.3245587711105629E-4,1.043458781362036E-6,0,3.7533323553535897E-3]
[2004,12,26,13,3.1854564436486162E-3,1.0767841599444328E-3,9.7031113867161582E-4,2.2344489247311912E-6,0,5.2347861911893959E-3,null,2.3400669867458704E-3,6.8829697946319753E-4,6.3072257551683635E-4,1.043458781362036E-6,0,3.6601300005072658E-3]
[2004,12,26,14,3.0623573632522247E-3,9.8024234607345341E-4,9.4700781369702028E-4,2.2344489247311912E-6,0,4.9918419719474291E-3,null,2.2496372165605881E-3,6.2658596870434453E-4,6.1557492590188438E-4,1.043458781362036E-6,0,3.4928415699481789E-3]
[2004,12,26,15,2.7380189965529509E-3,9.4641777779341395E-4,9.2244353037113807E-4,2.2344489247311912E-6,0,4.6091147536422338E-3,null,2.0113751282619581E-3,6.0496478495661993E-4,5.996076269319515E-4,1.043458781362036E-6,0,3.2169909989318915E-3]
[2004,12,26,16,2.8393416767270373E-3,9.1946114287219313E-4,9.0071301979578321E-4,2.2344489247311912E-6,0,4.6617502883197449E-3,null,2.0858077450873237E-3,5.8773368973534003E-4,5.854823396389009E-4,1.043458781362036E-6,0,3.2600672332429264E-3]
[2004,12,26,17,3.2141826181303146E-3,9.4963872499110582E-4,9.1329242362720212E-4,2.2344489247311912E-6,1.0689628373276053E-5,5.090037844046629E-3,null,2.3611695112189814E-3,6.0702366389415573E-4,5.936592157632757E-4,1.043458781362036E-6,4.7154561966851725E-6,3.5676113058544599E-3]
[2004,12,26,18,3.6531451178427785E-3,9.2979360226655503E-4,8.9307728956777074E-4,2.2344489247311912E-6,8.0172213000000928E-5,5.5584226716018361E-3,null,2.68363559172204E-3,5.9433835653498212E-4,5.8051895496421071E-4,1.043458781362036E-6,3.5365921563553602E-5,3.8949022835661484E-3]
[2004,12,26,19,3.7446480967863955E-3,9.685530032174501E-4,9.2022586728980876E-4,2.2344489247311912E-6,8.0172213000000928E-5,5.7158336292183866E-3,null,2.7508545614372886E-3,6.19113961147963E-4,5.9816609945222002E-4,1.043458781362036E-6,3.5365921563553602E-5,4.0045440023823873E-3]
[2004,12,26,20,3.8308997973851926E-3,9.0183062169600561E-4,8.6817180963576072E-4,2.2344489247311912E-6,8.0172213000000928E-5,5.6833088906416904E-3,null,2.8142158914985947E-3,5.7646398971248865E-4,5.6432987104963717E-4,1.043458781362036E-6,3.5365921563553602E-5,3.9914191326056361E-3]
[2004,12,26,21,3.7144346319042572E-3,9.5622557550936803E-4,8.8902703792060396E-4,2.2344489247311912E-6,8.0172213000000928E-5,5.6420939072589615E-3,null,2.7286594591100014E-3,6.1123407995017332E-4,5.7788620651005038E-4,1.043458781362036E-6,3.5365921563553602E-5,3.9541891259151406E-3]
[2004,12,26,22,3.4864612856998823E-3,9.5254511207579836E-4,8.7599848670099766E-4,2.2344489247311912E-6,8.0172213000000928E-5,5.3974115464014106E-3,null,2.561188043082788E-3,6.0888147117435195E-4,5.6941737517030814E-4,1.043458781362036E-6,3.5365921563553602E-5,3.7758962697723637E-3]
[2004,12,26,23,3.0352929199782708E-3,1.1140851909635522E-3,9.4676571606145353E-4,2.2344489247311912E-6,8.0172213000000928E-5,5.1785504889280088E-3,null,2.2297554158389639E-3,7.121403716084235E-4,6.1541755736498364E-4,1.043458781362036E-6,3.5365921563553602E-5,3.5937227251572868E-3]
[2004,12,26,24,2.699027294354229E-3,1.1397473648601388E-3,9.4341591459428992E-4,2.2344489247311912E-6,8.0172213000000928E-5,4.8645972357333894E-3,null,1.9827314482473773E-3,7.285440274537987E-4,6.1324011620757105E-4,1.043458781362036E-6,3.5365921563553602E-5,3.3609249722536625E-3]
[2004,12,27,1,2.6782838044147102E-3,7.1594269996522652E-4,7.3273934643618003E-4,2.2344489247311912E-6,8.0172213000000928E-5,4.2093725127408492E-3,null,1.9674930807304872E-3,4.5764157403673319E-4,4.7629593163225442E-4,1.043458781362036E-6,3.5365921563553602E-5,2.9378399667443901E-3]
[2004,12,27,2,2.5305026097846716E-3,7.4242692284921406E-4,7.46002949327004E-4,2.2344489247311912E-6,8.0172213000000928E-5,4.101339143885622E-3,null,1.8589315916838749E-3,4.7457069622536144E-4,4.8491755148440401E-4,1.043458781362036E-6,3.5365921563553602E-5,2.854829219738556E-3]
[2004,12,27,3,2.5706026796234655E-3,6.7381900766825013E-4,7.042498085567863E-4,2.2344489247311912E-6,8.0172213000000928E-5,4.0310781577732342E-3,null,1.8883894892429717E-3,4.3071546270413127E-4,4.5777713493867452E-4,1.043458781362036E-6,3.5365921563553602E-5,2.8132914672306933E-3]
[2004,12,27,4,2.6150464320546145E-3,6.130182030766924E-4,6.6743324936915493E-4,2.2344489247311912E-6,8.0172213000000928E-5,3.9779045464251941E-3,null,1.9210382978740246E-3,3.9185065422527986E-4,4.3384559988046505E-4,1.043458781362036E-6,3.5365921563553602E-5,2.7831439323246854E-3]
[2004,12,27,5,2.7542527539230707E-3,5.7618585035865393E-4,6.4847312746597711E-4,2.2344489247311912E-6,8.0172213000000928E-5,4.0613183936724345E-3,null,2.0233006027943136E-3,3.6830684845118935E-4,4.2152112328499165E-4,1.043458781362036E-6,3.5365921563553602E-5,2.8495379548754102E-3]
[2004,12,27,6,2.9107502153633757E-3,5.163846436158138E-4,6.3935057454110144E-4,2.2344489247311912E-6,8.0172213000000928E-5,4.1488920954450229E-3,null,2.1382651453973607E-3,3.3008099827572316E-4,4.155912726971242E-4,1.043458781362036E-6,3.5365921563553602E-5,2.9203467967151239E-3]
[2004,12,27,7,3.111793247711955E-3,4.4909449248169272E-4,6.6849081968905458E-4,2.2344489247311912E-6,8.0172213000000928E-5,4.3117852218074347E-3,null,2.2859532934655026E-3,2.8706809978023667E-4,4.3453304275252203E-4,1.043458781362036E-6,3.5365921563553602E-5,3.0439638163431769E-3]
[2004,12,27,8,3.3213248422955949E-3,4.9725693529803646E-4,7.7944387896834841E-4,2.2344489247311912E-6,7.2161405477040848E-5,4.6724215109637517E-3,null,2.4398772211158162E-3,3.178542732281903E-4,5.0665485659247636E-4,1.043458781362036E-6,3.183215868092333E-5,3.297261968398768E-3]
[2004,12,27,9,3.3291259781109768E-3,6.3022380458519248E-4,8.9733827776956496E-4,2.2344489247311912E-6,0,4.8589225093904655E-3,null,2.4456080106286015E-3,4.0284873906779761E-4,5.8328868659540873E-4,1.043458781362036E-6,0,3.4327888950731701E-3]
[2004,12,27,10,3.2643253984036159E-3,7.2829350447397266E-4,9.6603238391967483E-4,2.2344489247311912E-6,0,4.9608857357219946E-3,null,2.398004880597571E-3,4.6553639804468397E-4,6.2794129525569893E-4,1.043458781362036E-6,0,3.492526032679316E-3]
[2004,12,27,11,3.3463655480515547E-3,6.9562157217162865E-4,9.4634258993139071E-4,2.2344489247311912E-6,0,4.9905641590793047E-3,null,2.4582723647634946E-3,4.4465199692376669E-4,6.1514251651274008E-4,1.043458781362036E-6,0,3.5191103369813632E-3]
[2004,12,27,12,3.1463769599414603E-3,7.7274328202661636E-4,9.7826344684432938E-4,2.2344489247311912E-6,0,4.8996181377371373E-3,null,2.3113588215896573E-3,4.9394937881222652E-4,6.3589174249029199E-4,1.043458781362036E-6,0,3.4422434016735375E-3]
[2004,12,27,13,2.9766214647063776E-3,8.2120187292920508E-4,9.9085210418811296E-4,2.2344489247311912E-6,0,4.7909098907484267E-3,null,2.1866547996557341E-3,5.2492485466712382E-4,6.4407463359163523E-4,1.043458781362036E-6,0,3.356697746695855E-3]
[2004,12,27,14,2.7917161471021933E-3,8.2841004198360053E-4,9.9542566605455881E-4,2.2344489247311912E-6,0,4.6177863040650835E-3,null,2.0508215722819805E-3,5.2953242707778827E-4,6.4704754465564653E-4,1.043458781362036E-6,0,3.2284450027967771E-3]
[2004,12,27,15,2.7823850418668061E-3,7.2853829005520266E-4,9.4465858795718773E-4,2.2344489247311912E-6,0,4.4578163688039274E-3,null,2.0439668524961496E-3,4.6569286874925436E-4,6.1404787993689001E-4,1.043458781362036E-6,0,3.1247510599636558E-3]
[2004,12,27,16,2.7524954236127241E-3,8.176523924502138E-4,9.6457579398260683E-4,2.2344489247311912E-6,0,4.5369580589702755E-3,null,2.0220096510212169E-3,5.2265597220837806E-4,6.269944812699942E-4,1.043458781362036E-6,0,3.1727035632809512E-3]
[2004,12,27,17,3.1181647920982569E-3,9.887601918037634E-4,1.0365310610762116E-3,2.2344489247311912E-6,1.0689628373276053E-5,5.156380122276239E-3,null,2.2906338913442456E-3,6.3203070656899559E-4,6.737669128896209E-4,1.043458781362036E-6,4.7154561966851725E-6,3.6021904257809091E-3]
[2004,12,27,18,3.6934137722297233E-3,7.6769691149798462E-4,9.1256870247734604E-4,2.2344489247311912E-6,8.0172213000000928E-5,5.4560860481297864E-3,null,2.7132173331140636E-3,4.9072366123453803E-4,5.9318878184842013E-4,1.043458781362036E-6,3.5365921563553602E-5,3.8335391565419369E-3]
[2004,12,27,19,3.7064367800150417E-3,7.3209831869129258E-4,8.8073444874719087E-4,2.2344489247311912E-6,8.0172213000000928E-5,5.4016762093782571E-3,null,2.7227841600745515E-3,4.679684937520865E-4,5.7249584975467126E-4,1.043458781362036E-6,3.5365921563553602E-5,3.7996578839262249E-3]
[2004,12,27,20,3.6107934562084809E-3,7.677497396713363E-4,8.7698548124324875E-4,2.2344489247311912E-6,8.0172213000000928E-5,5.3379353390477979E-3,null,2.6525236531419801E-3,4.9075742981463156E-4,5.7005894230779551E-4,1.043458781362036E-6,3.5365921563553602E-5,3.7497494056093227E-3]
[2004,12,27,21,3.5898495034620741E-3,7.4130659863314648E-4,8.4084563493772263E-4,2.2344489247311912E-6,8.0172213000000928E-5,5.2544083989576754E-3,null,2.6371380237162341E-3,4.7385456777304598E-4,5.4656728480522376E-4,1.043458781362036E-6,3.5365921563553602E-5,3.6939692566394194E-3]
[2004,12,27,22,3.3945129070621408E-3,7.6811353751533667E-4,8.3546536987300145E-4,2.2344489247311912E-6,8.0172213000000928E-5,5.0804984763752111E-3,null,2.4936418784620162E-3,4.9098997498614818E-4,5.4306999975578074E-4,1.043458781362036E-6,3.5365921563553602E-5,3.5641112335488608E-3]
[2004,12,27,23,3.1251569289927604E-3,7.311219297506152E-4,7.8646009165734014E-4,2.2344489247311912E-6,8.0172213000000928E-5,4.7251456123254473E-3,null,2.2957703824572412E-3,4.6734437093931764E-4,5.1121554188321016E-4,1.043458781362036E-6,3.5365921563553602E-5,3.3107396756246847E-3]
[2004,12,27,24,2.7432862111547059E-3,7.7192222910215324E-4,7.8049659210873736E-4,2.2344489247311912E-6,8.0172213000000928E-5,4.3781116942903289E-3,null,2.0152444748437479E-3,4.9342454916770752E-4,5.0733914219605668E-4,1.043458781362036E-6,3.5365921563553602E-5,3.0524175465524274E-3]
[2004,12,28,1,2.3452476294841171E-3,7.119292295113711E-4,7.0842833619283257E-4,2.2344489247311912E-6,8.0172213000000928E-5,3.848011857113053E-3,null,1.7228414987253151E-3,4.5507610205700418E-4,4.6049326547396185E-4,1.043458781362036E-6,3.5365921563553602E-5,2.674820246601197E-3]
[2004,12,28,2,2.2149588002514068E-3,7.3405711431248817E-4,7.1783039692668762E-4,2.2344489247311912E-6,8.0172213000000928E-5,3.7492529734153143E-3,null,1.6271300697911239E-3,4.6922058600939114E-4,4.6660480199547515E-4,1.043458781362036E-6,3.5365921563553602E-5,2.5993648381409055E-3]
[2004,12,28,3,2.2421661175629714E-3,6.7899390516077524E-4,6.8145680285255342E-4,2.2344489247311912E-6,8.0172213000000928E-5,3.6850234875010317E-3,null,1.6471168271569813E-3,4.3402333669191406E-4,4.4296120354451888E-4,1.043458781362036E-6,3.5365921563553602E-5,2.5605107477383298E-3]
[2004,12,28,4,2.2758552432219537E-3,6.2897671231003111E-4,6.4917614910686293E-4,2.2344489247311912E-6,8.0172213000000928E-5,3.6364147665635797E-3,null,1.6718651833695121E-3,4.020515785243608E-4,4.2197810208520476E-4,1.043458781362036E-6,3.5365921563553602E-5,2.5323042443239933E-3]
[2004,12,28,5,2.4021214901577175E-3,5.960031217979605E-4,6.3213646462687186E-4,2.2344489247311912E-6,8.0172213000000928E-5,3.7126677385072816E-3,null,1.7646215846016853E-3,3.8097435284090928E-4,4.1090195006253746E-4,1.043458781362036E-6,3.5365921563553602E-5,2.5929072678500475E-3]
[2004,12,28,6,2.5318343290976538E-3,5.4656628542603791E-4,6.3191610590341673E-4,2.2344489247311912E-6,8.0172213000000928E-5,3.7927233823518403E-3,null,1.8599098855186988E-3,3.4937356745160094E-4,4.1075871227410444E-4,1.043458781362036E-6,3.5365921563553602E-5,2.6564515455893196E-3]
[2004,12,28,7,2.7113270441241986E-3,4.8313145844638863E-4,6.6476770033514255E-4,2.2344489247311912E-6,8.0172213000000928E-5,3.9416328648304621E-3,null,1.991766962903159E-3,3.088250513914127E-4,4.3211293714488075E-4,1.043458781362036E-6,3.5365921563553602E-5,2.7691143317843682E-3]
[2004,12,28,8,2.9167423762058641E-3,5.1531282209173646E-4,7.6485892192292753E-4,2.2344489247311912E-6,7.2161405477040848E-5,4.2713099746222996E-3,null,2.1426670444704863E-3,3.2939587348935546E-4,4.9717432884744393E-4,1.043458781362036E-6,3.183215868092333E-5,3.0021128642695712E-3]
[2004,12,28,9,2.9351334056951246E-3,6.2785911748127908E-4,8.7657321554519103E-4,2.2344489247311912E-6,0,4.4418001876463256E-3,null,2.1561772718810342E-3,4.0133719473835357E-4,5.6979096096396371E-4,1.043458781362036E-6,0,3.1283488863647129E-3]
[2004,12,28,10,2.8487132570953772E-3,7.3579400324330472E-4,9.4826864569085619E-4,2.2344489247311912E-6,0,4.535010354954269E-3,null,2.0926921982956899E-3,4.7033083210068374E-4,6.1639449312187421E-4,1.043458781362036E-6,0,3.1804609822996097E-3]
[2004,12,28,11,2.9105650937435706E-3,7.1358680577914555E-4,9.3575427098064115E-4,2.2344489247311912E-6,0,4.5621406194280879E-3,null,2.1381291532723066E-3,4.561356502754679E-4,6.0825988728913528E-4,1.043458781362036E-6,0,3.2035681496182717E-3]
[2004,12,28,12,2.7332905612374183E-3,7.8048159241291644E-4,9.629954621115139E-4,2.2344489247311912E-6,0,4.47900206468658E-3,null,2.0079015741335054E-3,4.9889582570768784E-4,6.2596723243384079E-4,1.043458781362036E-6,0,3.1338080910563956E-3]
[2004,12,28,13,2.5951225176397857E-3,8.1510499894665302E-4,9.6716454609416117E-4,2.2344489247311912E-6,0,4.3796265116053303E-3,null,1.9064019984319615E-3,5.2102763914105689E-4,6.2867722439650258E-4,1.043458781362036E-6,0,3.0571503207508827E-3]
[2004,12,28,14,2.4232992936659217E-3,8.2359120988521688E-4,9.7223984357027989E-4,2.2344489247311912E-6,0,4.22136479604615E-3,null,1.780179003049566E-3,5.2645215556076583E-4,6.3197627412196907E-4,1.043458781362036E-6,0,2.9396508915136626E-3]
[2004,12,28,15,2.4151085429692039E-3,7.3213282093421972E-4,9.256515984781455E-4,2.2344489247311912E-6,0,4.0751274113063002E-3,null,1.7741619986920676E-3,4.6799054811588091E-4,6.0169293843487335E-4,1.043458781362036E-6,0,2.8448889440241838E-3]
[2004,12,28,16,2.4137376648399526E-3,7.9576966650522904E-4,9.3573360249489578E-4,2.2344489247311912E-6,0,4.1474753827648089E-3,null,1.7731549384136234E-3,5.0866819756361422E-4,6.0824645234023927E-4,1.043458781362036E-6,0,2.891113047098839E-3]
[2004,12,28,17,2.7715215660657163E-3,9.3784048781447079E-4,9.9277224471255344E-4,2.2344489247311912E-6,9.3534248767241794E-6,4.7137221723941962E-3,null,{"$f":"E8707*T$5","v":2.035986438532515E-3},{"$f":"F8707*U$5","v":5.9948204941490178E-4},{"$f":"G8707*V$5","v":6.4532276517403398E-4},{"$f":"H8707*W$5","v":1.043458781362036E-6},{"$f":"I8707*X$5","v":4.1260241942032272E-6},{"$f":"SUM(L8707:P8707)","v":3.2859607360970159E-3}]
[2004,12,28,18,3.2340920168880166E-3,7.7940989736076838E-4,8.9179057330321691E-4,2.2344489247311912E-6,8.0172213000000928E-5,{"$f":"SUM(E8708:I8708)","v":4.9876991494767348E-3},null,2.3757951473195003E-3,4.9821078176412058E-4,5.7968256242578247E-4,1.043458781362036E-6,3.5365921563553602E-5,3.4900978718543189E-3]
[2004,12,28,19,3.2301017280552671E-3,7.5864993060607367E-4,8.6680191530915231E-4,2.2344489247311912E-6,8.0172213000000928E-5,4.937960235895226E-3,null,2.3728638427073416E-3,4.8494069204460782E-4,5.6343941102766188E-4,1.043458781362036E-6,3.5365921563553602E-5,3.4576533261245269E-3]
[2004,12,28,20,3.2141155954679588E-3,7.4624939891345028E-4,8.3691949526397435E-4,2.2344489247311912E-6,8.0172213000000928E-5,4.8796911515701152E-3,null,2.3611202757256333E-3,4.7701408165668125E-4,5.4401521173487281E-4,1.043458781362036E-6,3.5365921563553602E-5,3.418558949462103E-3]
[2004,12,28,21,3.1929541639061812E-3,7.2701467774882831E-4,8.0095955717499208E-4,2.2344489247311912E-6,8.0172213000000928E-5,4.8033350607547343E-3,null,2.345574884267297E-3,4.6471895235322886E-4,5.2064049834349663E-4,1.043458781362036E-6,3.5365921563553602E-5,3.367343715308938E-3]
[2004,12,28,22,3.0092338334012582E-3,7.5738560701580238E-4,7.9532870815779324E-4,2.2344489247311912E-6,8.0172213000000928E-5,4.6443548104995857E-3,null,2.2106121598308003E-3,4.8413251697979938E-4,5.1698032847330823E-4,1.043458781362036E-6,3.5365921563553602E-5,3.2481343856288233E-3]
[2004,12,28,23,2.7610927176395196E-3,7.2551178839766407E-4,7.5049627841906148E-4,2.2344489247311912E-6,8.0172213000000928E-5,4.3195074463809775E-3,null,2.0283253060249338E-3,4.6375828238857491E-4,4.8783830956357756E-4,1.043458781362036E-6,3.5365921563553602E-5,3.0163312783220019E-3]
[2004,12,28,24,2.4081724705785623E-3,7.6578205806447273E-4,7.4590428999888128E-4,2.2344489247311912E-6,8.0172213000000928E-5,4.0022654805666486E-3,null,1.7690666931036386E-3,4.8949965749875781E-4,4.8485342085346274E-4,1.043458781362036E-6,3.5365921563553602E-5,2.7798291518007748E-3]
[2004,12,29,1,2.8012341994289197E-3,9.8818815092882291E-4,8.8966275940628183E-4,2.2344489247311912E-6,8.0172213000000928E-5,4.7614917716887568E-3,null,2.0578136252018381E-3,6.3166504925251776E-4,5.7829943879892938E-4,1.043458781362036E-6,3.5365921563553602E-5,3.304187493598201E-3]
[2004,12,29,2,2.6618766461382363E-3,1.0004366244698332E-3,8.9456807334410368E-4,2.2344489247311912E-6,8.0172213000000928E-5,4.639288005876905E-3,null,1.9554402242220759E-3,6.3949446173361087E-4,5.8148799566205812E-4,1.043458781362036E-6,3.5365921563553602E-5,3.2128320619626604E-3]
[2004,12,29,3,2.6731938476876114E-3,9.4613048468418688E-4,8.5808062110167139E-4,2.2344489247311912E-6,8.0172213000000928E-5,4.5598116153982016E-3,null,1.9637539494908188E-3,6.0478114278703999E-4,5.5777038701551563E-4,1.043458781362036E-6,3.5365921563553602E-5,3.1627148596382899E-3]
[2004,12,29,4,2.6938499395955666E-3,8.9755975469743544E-4,8.2584706232983834E-4,2.2344489247311912E-6,8.0172213000000928E-5,4.4996634185475726E-3,null,1.9789281135718789E-3,5.7373398590656655E-4,5.3681789827620589E-4,1.043458781362036E-6,3.5365921563553602E-5,3.1258893780995666E-3]
[2004,12,29,5,2.8240771357444321E-3,8.7442161591381096E-4,8.1311294435537748E-4,2.2344489247311912E-6,8.0172213000000928E-5,4.5940183579383526E-3,null,2.0745942662490102E-3,5.5894373208634804E-4,5.2854045471641858E-4,1.043458781362036E-6,3.5365921563553602E-5,3.1984878333966922E-3]
[2004,12,29,6,2.9576696209011916E-3,8.3431137009143104E-4,8.1869022492178753E-4,2.2344489247311912E-6,8.0172213000000928E-5,4.693077877839142E-3,null,2.1727325926467812E-3,5.333046466762365E-4,5.3216580397092881E-4,1.043458781362036E-6,3.5365921563553602E-5,3.2746124236388619E-3]
[2004,12,29,7,3.149609429805196E-3,7.8412415428380175E-4,8.6119693934720131E-4,2.2344489247311912E-6,8.0172213000000928E-5,4.8773371853609313E-3,null,2.3137334250876457E-3,5.0122420722229671E-4,5.5979605918562135E-4,1.043458781362036E-6,3.5365921563553602E-5,3.4111630718404794E-3]
[2004,12,29,8,3.3996895543496795E-3,8.3453004142737585E-4,9.753244419946611E-4,2.2344489247311912E-6,7.3497609053764932E-5,5.2852760957502118E-3,null,2.4974446934224121E-3,5.3344442475398404E-4,6.3398132774355727E-4,1.043458781362036E-6,3.2421590718771194E-5,3.6983354954200861E-3]
[2004,12,29,9,3.4428559968904425E-3,9.565121825971907E-4,1.094636829197874E-3,2.2344489247311912E-6,0,5.4962394576102379E-3,null,2.5291551779045678E-3,6.1141728360433116E-4,7.1153687992540275E-4,1.043458781362036E-6,0,3.853152800215664E-3]
[2004,12,29,10,3.3783803181911039E-3,1.0642608839759446E-3,1.1667006839156907E-3,2.2344489247311912E-6,0,5.6115763350074697E-3,null,2.4817907232835713E-3,6.8029190904821363E-4,7.5837989577650191E-4,1.043458781362036E-6,0,3.9215059868896486E-3]
[2004,12,29,11,3.4395400678804903E-3,1.0470869751758086E-3,1.1562857857792977E-3,2.2344489247311912E-6,0,5.6451472777603274E-3,null,2.5267192645138659E-3,6.6931408267183006E-4,7.5160999371671068E-4,1.043458781362036E-6,0,3.9486867996837687E-3]
[2004,12,29,12,3.2630608252290465E-3,1.1009067420801467E-3,1.1760705613838229E-3,2.2344489247311912E-6,0,5.542272577617747E-3,null,2.3970759129627963E-3,7.0371650459971288E-4,7.644705125008117E-4,1.043458781362036E-6,0,3.8663063888446829E-3]
[2004,12,29,13,3.120712325174239E-3,1.1230656626206727E-3,1.1732937750584932E-3,2.2344489247311912E-6,0,5.4193062117781354E-3,null,2.2925053336804407E-3,7.1788082707358372E-4,7.6266554319460598E-4,1.043458781362036E-6,0,3.7740951627299926E-3]
[2004,12,29,14,2.9342302291376233E-3,1.1162048906798794E-3,1.1708054578201707E-3,2.2344489247311912E-6,0,5.223475026562405E-3,null,2.1555137896822349E-3,7.1349531623557361E-4,7.6104808484057083E-4,1.043458781362036E-6,0,3.6311006495397414E-3]
[2004,12,29,15,2.8998295931246336E-3,1.0187899469403907E-3,1.1216683467664187E-3,2.2344489247311912E-6,0,5.0425223357561735E-3,null,2.1302427511101759E-3,6.512261874494225E-4,7.2910793286034301E-4,1.043458781362036E-6,0,3.5116203302013034E-3]
[2004,12,29,16,2.9185876002077423E-3,1.0814979697569029E-3,1.129724540194017E-3,2.2344489247311912E-6,0,5.132044559083393E-3,null,2.1440225637959997E-3,6.913101191214319E-4,7.343446274266581E-4,1.043458781362036E-6,0,3.5707207691254516E-3]
[2004,12,29,17,3.3584005628408608E-3,1.2600666488629549E-3,1.2039938840485275E-3,2.2344489247311912E-6,8.0172213000000939E-6,5.8327127659770737E-3,null,2.4671134025524765E-3,8.0545396245375875E-4,7.8262125743833904E-4,1.043458781362036E-6,3.5365921563553605E-6,4.0597686733822918E-3]
[2004,12,29,18,3.8331178878255423E-3,1.1367678173288319E-3,1.1194368791626929E-3,2.2344489247311912E-6,8.0172213000000928E-5,6.1717292462417995E-3,null,2.8158453221013668E-3,7.2663945489204098E-4,7.2765743215174445E-4,1.043458781362036E-6,3.5365921563553602E-5,4.3065515894900675E-3]
[2004,12,29,19,3.828312734825509E-3,1.1092191107851541E-3,1.0902441420407236E-3,2.2344489247311912E-6,8.0172213000000928E-5,6.110182649576119E-3,null,2.8123154104229132E-3,7.0902989839270497E-4,7.0868154121313091E-4,1.043458781362036E-6,3.5365921563553602E-5,4.2664362303736648E-3]
[2004,12,29,20,3.8065653015912576E-3,1.0919240867300374E-3,1.0571852247716388E-3,2.2344489247311912E-6,8.0172213000000928E-5,6.0380812750176656E-3,null,2.7963395364914395E-3,6.9797465328444257E-4,6.8719255215308496E-4,1.043458781362036E-6,3.5365921563553602E-5,4.2179161222738824E-3]
[2004,12,29,21,3.7728176772852248E-3,1.0698235785702186E-3,1.018551181585647E-3,2.2344489247311912E-6,8.0172213000000928E-5,5.9435990993658228E-3,null,2.7715482066093091E-3,6.8384766890180635E-4,6.620796144058619E-4,1.043458781362036E-6,3.5365921563553602E-5,4.153884870261893E-3]
[2004,12,29,22,3.5729462135484099E-3,1.0863776881086015E-3,1.005147487028239E-3,2.2344489247311912E-6,8.0172213000000928E-5,5.7468780506099819E-3,null,2.6247207041282588E-3,6.9442931006706999E-4,6.5336693203444935E-4,1.043458781362036E-6,3.5365921563553602E-5,4.0089263265746938E-3]
[2004,12,29,23,3.2801433624279849E-3,1.0336433252609517E-3,9.487223794609435E-4,2.2344489247311912E-6,8.0172213000000928E-5,5.3449157290746127E-3,null,2.4096249093330958E-3,6.6072069508909094E-4,6.1668942958159601E-4,1.043458781362036E-6,3.5365921563553602E-5,3.7234444143486984E-3]
[2004,12,29,24,2.8918547379585737E-3,1.0481059014558235E-3,9.2999616651262117E-4,2.2344489247311912E-6,8.0172213000000928E-5,4.9523634678517508E-3,null,2.1243843456890672E-3,6.6996539600547539E-4,6.0451699870894588E-4,1.043458781362036E-6,3.5365921563553602E-5,3.4352761207484036E-3]
[2004,12,30,1,2.9025764458214132E-3,9.7171959250614388E-4,8.8541146030594138E-4,2.2344489247311912E-6,8.0172213000000928E-5,4.8421141605582306E-3,null,2.132260615559713E-3,6.2113809367487615E-4,5.7553600528673662E-4,1.043458781362036E-6,3.5365921563553602E-5,3.3653440948662413E-3]
[2004,12,30,2,2.7578121377441226E-3,9.8761169280973948E-4,8.9001079376622647E-4,2.2344489247311912E-6,8.0172213000000928E-5,4.7178412862448208E-3,null,2.0259153604342771E-3,6.3129656836571446E-4,5.7852566842685389E-4,1.043458781362036E-6,3.5365921563553602E-5,3.2721469775717606E-3]
[2004,12,30,3,2.7767645045227367E-3,9.2753001065097585E-4,8.5031769582708102E-4,2.2344489247311912E-6,8.0172213000000928E-5,4.6370188729255258E-3,null,2.0398379516245479E-3,5.9289143399497951E-4,5.5272432289484865E-4,1.043458781362036E-6,3.5365921563553602E-5,3.2218630888592916E-3]
[2004,12,30,4,2.8048111002857866E-3,8.7383273731802863E-4,8.1480185043724101E-4,2.2344489247311912E-6,8.0172213000000928E-5,4.5758523499657882E-3,null,2.0604412510250403E-3,5.5856731184000222E-4,5.2963827906502632E-4,1.043458781362036E-6,3.5365921563553602E-5,3.1850562222749844E-3]
[2004,12,30,5,2.9444346094442196E-3,8.4625419243349953E-4,7.9870937777779135E-4,2.2344489247311912E-6,8.0172213000000928E-5,4.6718048415802429E-3,null,2.1630100257470151E-3,5.4093868221473807E-4,5.1917783457698533E-4,1.043458781362036E-6,3.5365921563553602E-5,3.2595359228836541E-3]
[2004,12,30,6,3.0870877416097823E-3,8.0207202066449044E-4,8.0097579904979291E-4,2.2344489247311912E-6,8.0172213000000928E-5,4.7725422232487982E-3,null,2.2678043907122364E-3,5.1269675917576759E-4,5.2065105590250768E-4,1.043458781362036E-6,3.5365921563553602E-5,3.3375615861354277E-3]
[2004,12,30,7,3.2899299075809206E-3,7.4890428782507421E-4,8.3868015556455729E-4,2.2344489247311912E-6,8.0172213000000928E-5,4.9599210128952846E-3,null,2.4168141996692874E-3,4.7871112744046708E-4,5.4515967782944354E-4,1.043458781362036E-6,3.5365921563553602E-5,3.4770943852841137E-3]
[2004,12,30,8,3.5395579202020674E-3,8.0267915690621311E-4,9.5679841728713391E-4,2.2344489247311912E-6,7.3497609053764932E-5,5.3747675523739095E-3,null,2.6001933422302973E-3,5.1308484998992103E-4,6.2193902342288663E-4,1.043458781362036E-6,3.2421590718771194E-5,3.7686822651432379E-3]
[2004,12,30,9,3.581141283253333E-3,9.2665008811655984E-4,1.0792770291893983E-3,2.2344489247311912E-6,0,5.5893028494840222E-3,null,2.6307408812707867E-3,5.923289739912668E-4,7.0155268801554583E-4,1.043458781362036E-6,0,3.925666002058961E-3]
[2004,12,30,10,3.5067438014140234E-3,1.0417048426931939E-3,1.1559093248509149E-3,2.2344489247311912E-6,0,5.7065924178828636E-3,null,2.5760877744934779E-3,6.6587374089428601E-4,7.5136528622354913E-4,1.043458781362036E-6,0,3.994370260392675E-3]
[2004,12,30,11,3.5724454663887276E-3,1.0206621798374079E-3,1.145389672838306E-3,2.2344489247311912E-6,0,5.7407317679891729E-3,null,2.6243528504414143E-3,6.524229474834251E-4,7.4452729194882919E-4,1.043458781362036E-6,0,4.0223465486550307E-3]
[2004,12,30,12,3.3822376518470036E-3,1.0830652772756784E-3,1.1685778420085038E-3,2.2344489247311912E-6,0,5.6361152200559168E-3,null,2.4846243577421531E-3,6.9231196616858647E-4,7.5960008787753482E-4,1.043458781362036E-6,0,3.9375798705696364E-3]
[2004,12,30,13,3.2285930202939944E-3,1.1115980388358515E-3,1.1686413205499228E-3,2.2344489247311912E-6,0,5.5110668286044995E-3,null,2.3717555314535996E-3,7.1055054575414078E-4,7.5964135025981413E-4,1.043458781362036E-6,0,3.8429908862489164E-3]
[2004,12,30,14,3.0332208836616331E-3,1.1098535525594015E-3,1.1666105763255526E-3,2.2344489247311912E-6,0,5.3119194614713186E-3,null,2.2282332780023061E-3,7.0943544332278854E-4,7.5832132395447442E-4,1.043458781362036E-6,0,3.6970335040609312E-3]
[2004,12,30,15,3.0031363407321521E-3,1.0070641697922636E-3,1.1154680307227714E-3,2.2344489247311912E-6,0,5.1279029901719177E-3,null,2.2061328829832546E-3,6.4373089053371482E-4,7.2507759748830826E-4,1.043458781362036E-6,0,3.5759848297866395E-3]
[2004,12,30,16,3.0124765749059315E-3,1.0771760773350587E-3,1.1270542104589276E-3,2.2344489247311912E-6,0,5.2189413116246492E-3,null,2.2129943089751612E-3,6.8854749908096456E-4,7.3260885713518178E-4,1.043458781362036E-6,0,3.6351941239726698E-3]
[2004,12,30,17,3.4558907346697427E-3,1.2606442655725275E-3,1.2060228723643569E-3,2.2344489247311912E-6,6.6810177232760066E-6,5.9314733392546344E-3,null,2.5387306218316217E-3,8.0582318392940426E-4,7.8394014236632761E-4,1.043458781362036E-6,2.9471601185074929E-6,4.1324845670272226E-3]
[2004,12,30,18,3.9636044717110859E-3,1.1201317701598889E-3,1.1100873176693108E-3,2.2344489247311912E-6,8.0172213000000928E-5,6.276230221465018E-3,null,2.9117020235083597E-3,7.1600543793437911E-4,7.2158002123679595E-4,1.043458781362036E-6,3.5365921563553602E-5,4.3856968630244502E-3]
[2004,12,30,19,3.9538206383693437E-3,1.0974066913541074E-3,1.08000759842197E-3,2.2344489247311912E-6,8.0172213000000928E-5,6.2136415900701531E-3,null,2.9045147252947916E-3,7.0147921839852547E-4,7.0202757332768571E-4,1.043458781362036E-6,3.5365921563553602E-5,4.3444308973659184E-3]
[2004,12,30,20,3.9282298846762456E-3,1.0806735110164072E-3,1.0490088641963446E-3,2.2344489247311912E-6,8.0172213000000928E-5,6.1403189218137292E-3,null,2.88571551113427E-3,6.9078311242697565E-4,6.8187774642235405E-4,1.043458781362036E-6,3.5365921563553602E-5,4.2947857503285152E-3]
[2004,12,30,21,3.8953586764438469E-3,1.0554250054030981E-3,1.011046751817402E-3,2.2344489247311912E-6,8.0172213000000928E-5,6.0442370955890792E-3,null,2.8615680049417255E-3,6.7464387970414552E-4,6.572015777817614E-4,1.043458781362036E-6,3.5365921563553602E-5,4.2298228427725482E-3]
[2004,12,30,22,3.6871758737781809E-3,1.0748425232193527E-3,9.9976022655474126E-4,2.2344489247311912E-6,8.0172213000000928E-5,5.8441852854770066E-3,null,2.7086349128263108E-3,6.8705585543593064E-4,6.4986509982269472E-4,1.043458781362036E-6,3.5365921563553602E-5,4.0819652484298521E-3]
[2004,12,30,23,3.3921938165721141E-3,1.0204500569258139E-3,9.4036587445475261E-4,2.2344489247311912E-6,8.0172213000000928E-5,5.4354164098774126E-3,null,2.4919382522498893E-3,6.5228735525913698E-4,6.1125752619538959E-4,1.043458781362036E-6,3.5365921563553602E-5,3.7918925140493316E-3]
[2004,12,30,24,2.9905130636011805E-3,1.0384742846818043E-3,9.2482363119375131E-4,2.2344489247311912E-6,8.0172213000000928E-5,5.0362176414014692E-3,null,2.1968597020117714E-3,6.6380871857696778E-4,6.011547423478206E-4,1.043458781362036E-6,3.5365921563553602E-5,3.4982325432814758E-3]
[2004,12,31,1,2.4344211638395734E-3,9.0306003058351241E-4,8.3987392194932676E-4,2.2344489247311912E-6,8.0172213000000928E-5,4.2597617782971445E-3,null,1.7883492360082141E-3,5.7724984676283731E-4,5.4593565099800669E-4,1.043458781362036E-6,3.5365921563553602E-5,2.947944114113974E-3]
[2004,12,31,2,2.3124692719983199E-3,9.1345992780041433E-4,8.4209933787292215E-4,2.2344489247311912E-6,8.0172213000000928E-5,4.150435199596389E-3,null,1.6987622015855893E-3,5.8389762085480647E-4,5.4738221798769193E-4,1.043458781362036E-6,3.5365921563553602E-5,2.8664514207730031E-3]
[2004,12,31,3,2.2978940775207055E-3,8.8093406392353573E-4,8.1809821737428737E-4,2.2344489247311912E-6,8.0172213000000928E-5,4.0793330207432605E-3,null,1.6880551233298278E-3,5.6310658891573894E-4,5.3178098665800392E-4,1.043458781362036E-6,3.5365921563553602E-5,2.8193520792484865E-3]
[2004,12,31,4,2.305370407221367E-3,8.4694416083348377E-4,7.9080156208971987E-4,2.2344489247311912E-6,8.0172213000000928E-5,4.0255227920693026E-3,null,1.6935473071421126E-3,5.4137972061714054E-4,5.1403758865100203E-4,1.043458781362036E-6,3.5365921563553602E-5,2.7853739967551704E-3]
[2004,12,31,5,2.4111735080829294E-3,8.3635423098254189E-4,7.8000102526235395E-4,2.2344489247311912E-6,8.0172213000000928E-5,4.109935426252557E-3,null,1.7712712841612115E-3,5.3461047474570556E-4,5.0701701336002198E-4,1.043458781362036E-6,3.5365921563553602E-5,2.8493081526118546E-3]
[2004,12,31,6,2.5041485452916329E-3,8.2632061167574886E-4,7.856811756377256E-4,2.2344489247311912E-6,8.0172213000000928E-5,4.1985569945298395E-3,null,1.8395716420572857E-3,5.2819683112161509E-4,5.1070923014626026E-4,1.043458781362036E-6,3.5365921563553602E-5,2.9148870836700766E-3]
[2004,12,31,7,2.6434381594414814E-3,8.2415394515739657E-4,8.1340156550309579E-4,2.2344489247311912E-6,8.0172213000000928E-5,4.3634003320267064E-3,null,1.941895134289781E-3,5.2681186459298149E-4,5.2872806451123838E-4,1.043458781362036E-6,3.5365921563553602E-5,3.0338444437389162E-3]
[2004,12,31,8,2.8425860266827405E-3,9.083004762000268E-4,9.017351275243553E-4,2.2344489247311912E-6,7.3497609053764932E-5,4.7283536883856178E-3,null,2.0881910758153042E-3,5.8059962011859894E-4,5.8614673108338454E-4,1.043458781362036E-6,3.2421590718771194E-5,3.2884024765174207E-3]
[2004,12,31,9,3.0303641921310843E-3,9.4808688668137329E-4,9.3640169354748855E-4,2.2344489247311912E-6,0,4.9170872212846769E-3,null,{"$f":"E8771*T$5","v":2.2261347248874823E-3},{"$f":"F8771*U$5","v":6.0603170500310064E-4},{"$f":"G8771*V$5","v":6.0868072552600105E-4},{"$f":"H8771*W$5","v":1.043458781362036E-6},{"$f":"I8771*X$5","v":0},{"$f":"SUM(L8771:P8771)","v":3.4418906141979459E-3}]
[2004,12,31,10,3.0989755143760495E-3,9.6443814215251152E-4,9.5462276381968634E-4,2.2344489247311912E-6,0,{"$f":"SUM(E8772:I8772)","v":5.0202708692729785E-3},null,2.2765372630928161E-3,6.1648367873179692E-4,6.2052480307259845E-4,1.043458781362036E-6,0,3.5145892036785734E-3]
[2004,12,31,11,3.1512062834055934E-3,9.5262536602687777E-4,9.4423833305102255E-4,2.2344489247311912E-6,0,5.0503044314082245E-3,null,2.3149064891238554E-3,6.0893277073295691E-4,6.1377470544035379E-4,1.043458781362036E-6,0,3.5386574240785281E-3]
[2004,12,31,12,3.0225443428663341E-3,9.8005991794805603E-4,9.5343109314751707E-4,2.2344489247311912E-6,0,4.9582698028866378E-3,null,2.220390188294538E-3,6.2646935784364376E-4,6.1975019216114645E-4,1.043458781362036E-6,0,3.4676531970806901E-3]
[2004,12,31,13,2.8842266426174819E-3,1.0070301738855519E-3,9.5476917775127491E-4,2.2344489247311912E-6,0,4.8482604431790395E-3,null,2.1187806733754715E-3,6.4370915982780899E-4,6.2061997519661377E-4,1.043458781362036E-6,0,3.3841532671812563E-3]
[2004,12,31,14,2.7165561625615677E-3,9.9845075773746057E-4,9.558229996107343E-4,2.2344489247311912E-6,0,4.6730643688344935E-3,null,1.9956083236756374E-3,6.382250652061034E-4,6.2130498149082583E-4,1.043458781362036E-6,0,3.2561818291539282E-3]
[2004,12,31,15,2.7225451189439739E-3,8.8156526007065236E-4,9.0483435790131598E-4,2.2344489247311912E-6,0,4.5111791858406733E-3,null,2.0000078687215203E-3,5.6351005919109249E-4,5.8816129578079983E-4,1.043458781362036E-6,0,3.1527226824747743E-3]
[2004,12,31,16,2.7310032844024912E-3,9.4058477189349601E-4,9.1744600705578948E-4,2.2344489247311912E-6,0,4.5912685122765076E-3,null,2.0062213185388532E-3,6.0123623796321717E-4,5.9635913204094434E-4,1.043458781362036E-6,0,3.2048601473243766E-3]
[2004,12,31,17,3.1081347726508541E-3,1.1002831576418745E-3,1.002108321194641E-3,2.2344489247311912E-6,5.3448142267241325E-6,5.2181055146388253E-3,null,2.2832657424461233E-3,7.0331789984560392E-4,6.5139141054902769E-4,1.043458781362036E-6,2.3577281160255472E-6,3.6413762397381425E-3]
[2004,12,31,18,3.5203405444205116E-3,9.7820650749040053E-4,9.4044544040224206E-4,2.2344489247311912E-6,8.0172213000000928E-5,5.5213991542378861E-3,null,2.5860760728738216E-3,6.252846294020816E-4,6.1130924572876805E-4,1.043458781362036E-6,3.5365921563553602E-5,3.8590793283495867E-3]
[2004,12,31,19,3.4957870374414707E-3,9.5736618301446249E-4,9.3077785482296885E-4,2.2344489247311912E-6,8.0172213000000928E-5,5.4663377372036349E-3,null,2.5680388301405083E-3,6.1196317379248071E-4,6.0502511249297287E-4,1.043458781362036E-6,3.5365921563553602E-5,3.8214364967708771E-3]
[2004,12,31,20,3.4142113068680712E-3,9.7841806990655754E-4,9.2679776487417011E-4,2.2344489247311912E-6,8.0172213000000928E-5,5.4018338035735315E-3,null,2.5081125127001604E-3,6.2541986334907452E-4,6.0243797061317159E-4,1.043458781362036E-6,3.5365921563553602E-5,3.7723797270073217E-3]
[2004,12,31,21,3.3478048183788298E-3,9.7286631440335987E-4,9.1422946430185057E-4,2.2344489247311912E-6,8.0172213000000928E-5,5.3173072590087722E-3,null,2.4593296666093807E-3,6.2187109593057324E-4,5.9426831183990883E-4,1.043458781362036E-6,3.5365921563553602E-5,3.7118784547247783E-3]
[2004,12,31,22,3.1746574238892484E-3,9.795927244156729E-4,9.0465890935416068E-4,2.2344489247311912E-6,8.0172213000000928E-5,5.141315719583814E-3,null,2.3321339228113444E-3,6.2617072055947277E-4,5.8804725054817061E-4,1.043458781362036E-6,3.5365921563553602E-5,3.5827612742639035E-3]
[2004,12,31,23,2.9020526015530136E-3,9.2955870821283401E-4,8.67690630858426E-4,2.2344489247311912E-6,8.0172213000000928E-5,4.7817086025490054E-3,null,2.1318757945143268E-3,5.9418820864677536E-4,5.6401709476002339E-4,1.043458781362036E-6,3.5365921563553602E-5,3.326490478266041E-3]
[2004,12,31,24,2.5173312790515135E-3,9.6451566871123687E-4,8.6626740634330622E-4,2.2344489247311912E-6,8.0172213000000928E-5,4.4305210160307893E-3,null,1.8492558052572142E-3,6.1653323489930373E-4,5.6309196899784371E-4,1.043458781362036E-6,3.5365921563553602E-5,{"$f":"SUM(L8786:P8786)","v":3.065290389499277E-3}]
[]
["NCP",1,null,null,{"$f":"MAX(IF($B$3:$B$8786=$B8788,E$3:E$8786))","v":4.9907813333997875E-3},{"$f":"MAX(IF($B$3:$B$8786=$B8788,F$3:F$8786))","v":1.49957244516873E-3},{"$f":"MAX(IF($B$3:$B$8786=$B8788,G$3:G$8786))","v":1.2924428924941602E-3},{"$f":"MAX(IF($B$3:$B$8786=$B8788,H$3:H$8786))","v":2.2344489247311912E-6},{"$f":"MAX(IF($B$3:$B$8786=$B8788,I$3:I$8786))","v":8.0172213000000928E-5},{"$f":"MAX(IF($B$3:$B$8786=$B8788,J$3:J$8786))","v":7.224297521939929E-3},null,{"$f":"MAX(IF($B$3:$B$8786=$B8788,L$3:L$8786))","v":3.6662760401707283E-3},{"$f":"MAX(IF($B$3:$B$8786=$B8788,M$3:M$8786))","v":9.5854974737847383E-4},{"$f":"MAX(IF($B$3:$B$8786=$B8788,N$3:N$8786))","v":8.4011496660580623E-4},{"$f":"MAX(IF($B$3:$B$8786=$B8788,O$3:O$8786))","v":1.043458781362036E-6},{"$f":"MAX(IF($B$3:$B$8786=$B8788,P$3:P$8786))","v":3.5365921563553602E-5},{"$f":"MAX(IF($B$3:$B$8786=$B8788,Q$3:Q$8786))","v":5.0556016854072195E-3}]
[null,2,null,null,{"$f":"MAX(IF($B$3:$B$8786=$B8789,E$3:E$8786))","v":4.7455056843239791E-3},{"$f":"MAX(IF($B$3:$B$8786=$B8789,F$3:F$8786))","v":1.4411927644940579E-3},{"$f":"MAX(IF($B$3:$B$8786=$B8789,G$3:G$8786))","v":1.219221810360891E-3},{"$f":"MAX(IF($B$3:$B$8786=$B8789,H$3:H$8786))","v":2.3885488505747157E-6},{"$f":"MAX(IF($B$3:$B$8786=$B8789,I$3:I$8786))","v":8.0172213000001118E-5},{"$f":"MAX(IF($B$3:$B$8786=$B8789,J$3:J$8786))","v":6.5487877317250255E-3},null,{"$f":"MAX(IF($B$3:$B$8786=$B8789,L$3:L$8786))","v":3.4860941857933537E-3},{"$f":"MAX(IF($B$3:$B$8786=$B8789,M$3:M$8786))","v":9.2123255850705096E-4},{"$f":"MAX(IF($B$3:$B$8786=$B8789,N$3:N$8786))","v":7.925197286819686E-4},{"$f":"MAX(IF($B$3:$B$8786=$B8789,O$3:O$8786))","v":1.1154214559387255E-6},{"$f":"MAX(IF($B$3:$B$8786=$B8789,P$3:P$8786))","v":3.5365921563553683E-5},{"$f":"MAX(IF($B$3:$B$8786=$B8789,Q$3:Q$8786))","v":4.6131433903923037E-3}]
[null,3,null,null,{"$f":"MAX(IF($B$3:$B$8786=$B8790,E$3:E$8786))","v":4.1865033162252719E-3},{"$f":"MAX(IF($B$3:$B$8786=$B8790,F$3:F$8786))","v":1.2507481706843181E-3},{"$f":"MAX(IF($B$3:$B$8786=$B8790,G$3:G$8786))","v":1.288423032631165E-3},{"$f":"MAX(IF($B$3:$B$8786=$B8790,H$3:H$8786))","v":2.2344489247311912E-6},{"$f":"MAX(IF($B$3:$B$8786=$B8790,I$3:I$8786))","v":8.0172213000001078E-5},{"$f":"MAX(IF($B$3:$B$8786=$B8790,J$3:J$8786))","v":6.0462534516835427E-3},null,{"$f":"MAX(IF($B$3:$B$8786=$B8790,L$3:L$8786))","v":3.075445661714886E-3},{"$f":"MAX(IF($B$3:$B$8786=$B8790,M$3:M$8786))","v":7.9949744802668881E-4},{"$f":"MAX(IF($B$3:$B$8786=$B8790,N$3:N$8786))","v":8.3750197344829587E-4},{"$f":"MAX(IF($B$3:$B$8786=$B8790,O$3:O$8786))","v":1.043458781362036E-6},{"$f":"MAX(IF($B$3:$B$8786=$B8790,P$3:P$8786))","v":3.5365921563553663E-5},{"$f":"MAX(IF($B$3:$B$8786=$B8790,Q$3:Q$8786))","v":4.2343827121414483E-3}]
[null,4,null,null,{"$f":"MAX(IF($B$3:$B$8786=$B8791,E$3:E$8786))","v":3.187501104027067E-3},{"$f":"MAX(IF($B$3:$B$8786=$B8791,F$3:F$8786))","v":9.0599091888078761E-4},{"$f":"MAX(IF($B$3:$B$8786=$B8791,G$3:G$8786))","v":9.63406124013029E-4},{"$f":"MAX(IF($B$3:$B$8786=$B8791,H$3:H$8786))","v":2.3089305555555617E-6},{"$f":"MAX(IF($B$3:$B$8786=$B8791,I$3:I$8786))","v":8.0172213000000766E-5},{"$f":"MAX(IF($B$3:$B$8786=$B8791,J$3:J$8786))","v":4.6614715804314654E-3},null,{"$f":"MAX(IF($B$3:$B$8786=$B8791,L$3:L$8786))","v":2.3415690139546429E-3},{"$f":"MAX(IF($B$3:$B$8786=$B8791,M$3:M$8786))","v":5.7912331559456932E-4},{"$f":"MAX(IF($B$3:$B$8786=$B8791,N$3:N$8786))","v":6.2623417127630817E-4},{"$f":"MAX(IF($B$3:$B$8786=$B8791,O$3:O$8786))","v":1.0782407407407694E-6},{"$f":"MAX(IF($B$3:$B$8786=$B8791,P$3:P$8786))","v":3.5365921563553528E-5},{"$f":"MAX(IF($B$3:$B$8786=$B8791,Q$3:Q$8786))","v":3.2558244143332041E-3}]
[null,5,null,null,{"$f":"MAX(IF($B$3:$B$8786=$B8792,E$3:E$8786))","v":2.2519558160919045E-3},{"$f":"MAX(IF($B$3:$B$8786=$B8792,F$3:F$8786))","v":8.0262440960912791E-4},{"$f":"MAX(IF($B$3:$B$8786=$B8792,G$3:G$8786))","v":7.9149853255329754E-4},{"$f":"MAX(IF($B$3:$B$8786=$B8792,H$3:H$8786))","v":2.2344489247311912E-6},{"$f":"MAX(IF($B$3:$B$8786=$B8792,I$3:I$8786))","v":8.0172213000000657E-5},{"$f":"MAX(IF($B$3:$B$8786=$B8792,J$3:J$8786))","v":3.4803169507983183E-3},null,{"$f":"MAX(IF($B$3:$B$8786=$B8792,L$3:L$8786))","v":1.6543084339935548E-3},{"$f":"MAX(IF($B$3:$B$8786=$B8792,M$3:M$8786))","v":5.1304985467645039E-4},{"$f":"MAX(IF($B$3:$B$8786=$B8792,N$3:N$8786))","v":5.1449063405914681E-4},{"$f":"MAX(IF($B$3:$B$8786=$B8792,O$3:O$8786))","v":1.043458781362036E-6},{"$f":"MAX(IF($B$3:$B$8786=$B8792,P$3:P$8786))","v":3.536592156355348E-5},{"$f":"MAX(IF($B$3:$B$8786=$B8792,Q$3:Q$8786))","v":2.4133365747112463E-3}]
[null,6,null,null,{"$f":"MAX(IF($B$3:$B$8786=$B8793,E$3:E$8786))","v":1.8017431752337643E-3},{"$f":"MAX(IF($B$3:$B$8786=$B8793,F$3:F$8786))","v":7.2909902289918611E-4},{"$f":"MAX(IF($B$3:$B$8786=$B8793,G$3:G$8786))","v":7.9563434367372146E-4},{"$f":"MAX(IF($B$3:$B$8786=$B8793,H$3:H$8786))","v":2.3089305555555617E-6},{"$f":"MAX(IF($B$3:$B$8786=$B8793,I$3:I$8786))","v":8.0172213000000481E-5},{"$f":"MAX(IF($B$3:$B$8786=$B8793,J$3:J$8786))","v":3.1824137344759499E-3},null,{"$f":"MAX(IF($B$3:$B$8786=$B8793,L$3:L$8786))","v":1.3235778914402559E-3},{"$f":"MAX(IF($B$3:$B$8786=$B8793,M$3:M$8786))","v":4.6605129779860027E-4},{"$f":"MAX(IF($B$3:$B$8786=$B8793,N$3:N$8786))","v":5.1717899796404449E-4},{"$f":"MAX(IF($B$3:$B$8786=$B8793,O$3:O$8786))","v":1.0782407407407694E-6},{"$f":"MAX(IF($B$3:$B$8786=$B8793,P$3:P$8786))","v":3.5365921563553406E-5},{"$f":"MAX(IF($B$3:$B$8786=$B8793,Q$3:Q$8786))","v":2.2055792625166174E-3}]
[null,7,null,null,{"$f":"MAX(IF($B$3:$B$8786=$B8794,E$3:E$8786))","v":1.9370461200831776E-3},{"$f":"MAX(IF($B$3:$B$8786=$B8794,F$3:F$8786))","v":6.4520401559587878E-4},{"$f":"MAX(IF($B$3:$B$8786=$B8794,G$3:G$8786))","v":5.8506868086125464E-4},{"$f":"MAX(IF($B$3:$B$8786=$B8794,H$3:H$8786))","v":2.2344489247311912E-6},{"$f":"MAX(IF($B$3:$B$8786=$B8794,I$3:I$8786))","v":8.0172213000000685E-5},{"$f":"MAX(IF($B$3:$B$8786=$B8794,J$3:J$8786))","v":3.0493086533224163E-3},null,{"$f":"MAX(IF($B$3:$B$8786=$B8794,L$3:L$8786))","v":1.4229727380038948E-3},{"$f":"MAX(IF($B$3:$B$8786=$B8794,M$3:M$8786))","v":4.1242432011173567E-4},{"$f":"MAX(IF($B$3:$B$8786=$B8794,N$3:N$8786))","v":3.8030690418770438E-4},{"$f":"MAX(IF($B$3:$B$8786=$B8794,O$3:O$8786))","v":1.043458781362036E-6},{"$f":"MAX(IF($B$3:$B$8786=$B8794,P$3:P$8786))","v":3.5365921563553494E-5},{"$f":"MAX(IF($B$3:$B$8786=$B8794,Q$3:Q$8786))","v":2.1367300313469388E-3}]
[null,8,null,null,{"$f":"MAX(IF($B$3:$B$8786=$B8795,E$3:E$8786))","v":1.7924455840104328E-3},{"$f":"MAX(IF($B$3:$B$8786=$B8795,F$3:F$8786))","v":6.6059268518905317E-4},{"$f":"MAX(IF($B$3:$B$8786=$B8795,G$3:G$8786))","v":6.692957636925005E-4},{"$f":"MAX(IF($B$3:$B$8786=$B8795,H$3:H$8786))","v":2.2344489247311912E-6},{"$f":"MAX(IF($B$3:$B$8786=$B8795,I$3:I$8786))","v":8.0172213000000752E-5},{"$f":"MAX(IF($B$3:$B$8786=$B8795,J$3:J$8786))","v":2.9210389401047596E-3},null,{"$f":"MAX(IF($B$3:$B$8786=$B8795,L$3:L$8786))","v":1.3167477913704976E-3},{"$f":"MAX(IF($B$3:$B$8786=$B8795,M$3:M$8786))","v":4.22260994157429E-4},{"$f":"MAX(IF($B$3:$B$8786=$B8795,N$3:N$8786))","v":4.3505627322444601E-4},{"$f":"MAX(IF($B$3:$B$8786=$B8795,O$3:O$8786))","v":1.043458781362036E-6},{"$f":"MAX(IF($B$3:$B$8786=$B8795,P$3:P$8786))","v":3.5365921563553521E-5},{"$f":"MAX(IF($B$3:$B$8786=$B8795,Q$3:Q$8786))","v":2.0259626536074092E-3}]
[null,9,null,null,{"$f":"MAX(IF($B$3:$B$8786=$B8796,E$3:E$8786))","v":2.2652975722430124E-3},{"$f":"MAX(IF($B$3:$B$8786=$B8796,F$3:F$8786))","v":6.5662974162067453E-4},{"$f":"MAX(IF($B$3:$B$8786=$B8796,G$3:G$8786))","v":7.4012268641735065E-4},{"$f":"MAX(IF($B$3:$B$8786=$B8796,H$3:H$8786))","v":2.3089305555555617E-6},{"$f":"MAX(IF($B$3:$B$8786=$B8796,I$3:I$8786))","v":8.0172213000000969E-5},{"$f":"MAX(IF($B$3:$B$8786=$B8796,J$3:J$8786))","v":3.4714992273612295E-3},null,{"$f":"MAX(IF($B$3:$B$8786=$B8796,L$3:L$8786))","v":1.6641094165738288E-3},{"$f":"MAX(IF($B$3:$B$8786=$B8796,M$3:M$8786))","v":4.1972781973922534E-4},{"$f":"MAX(IF($B$3:$B$8786=$B8796,N$3:N$8786))","v":4.8109525735700671E-4},{"$f":"MAX(IF($B$3:$B$8786=$B8796,O$3:O$8786))","v":1.0782407407407694E-6},{"$f":"MAX(IF($B$3:$B$8786=$B8796,P$3:P$8786))","v":3.5365921563553616E-5},{"$f":"MAX(IF($B$3:$B$8786=$B8796,Q$3:Q$8786))","v":2.4266796966934847E-3}]
[null,10,null,null,{"$f":"MAX(IF($B$3:$B$8786=$B8797,E$3:E$8786))","v":2.8869259481638992E-3},{"$f":"MAX(IF($B$3:$B$8786=$B8797,F$3:F$8786))","v":7.4338271681061803E-4},{"$f":"MAX(IF($B$3:$B$8786=$B8797,G$3:G$8786))","v":8.5583203804336853E-4},{"$f":"MAX(IF($B$3:$B$8786=$B8797,H$3:H$8786))","v":2.2344489247311912E-6},{"$f":"MAX(IF($B$3:$B$8786=$B8797,I$3:I$8786))","v":8.0172213000001091E-5},{"$f":"MAX(IF($B$3:$B$8786=$B8797,J$3:J$8786))","v":4.2225556666923309E-3},null,{"$f":"MAX(IF($B$3:$B$8786=$B8797,L$3:L$8786))","v":2.1207636092303644E-3},{"$f":"MAX(IF($B$3:$B$8786=$B8797,M$3:M$8786))","v":4.7518165441094381E-4},{"$f":"MAX(IF($B$3:$B$8786=$B8797,N$3:N$8786))","v":5.563087609027432E-4},{"$f":"MAX(IF($B$3:$B$8786=$B8797,O$3:O$8786))","v":1.043458781362036E-6},{"$f":"MAX(IF($B$3:$B$8786=$B8797,P$3:P$8786))","v":3.536592156355367E-5},{"$f":"MAX(IF($B$3:$B$8786=$B8797,Q$3:Q$8786))","v":2.9652442928168425E-3}]
[null,11,null,null,{"$f":"MAX(IF($B$3:$B$8786=$B8798,E$3:E$8786))","v":3.7501569937070994E-3},{"$f":"MAX(IF($B$3:$B$8786=$B8798,F$3:F$8786))","v":9.9471826756626657E-4},{"$f":"MAX(IF($B$3:$B$8786=$B8798,G$3:G$8786))","v":1.1147953381545111E-3},{"$f":"MAX(IF($B$3:$B$8786=$B8798,H$3:H$8786))","v":2.3089305555555617E-6},{"$f":"MAX(IF($B$3:$B$8786=$B8798,I$3:I$8786))","v":8.0172213000001091E-5},{"$f":"MAX(IF($B$3:$B$8786=$B8798,J$3:J$8786))","v":5.4452314468853335E-3},null,{"$f":"MAX(IF($B$3:$B$8786=$B8798,L$3:L$8786))","v":2.754901450178533E-3},{"$f":"MAX(IF($B$3:$B$8786=$B8798,M$3:M$8786))","v":6.358392001402192E-4},{"$f":"MAX(IF($B$3:$B$8786=$B8798,N$3:N$8786))","v":7.2464033322092592E-4},{"$f":"MAX(IF($B$3:$B$8786=$B8798,O$3:O$8786))","v":1.0782407407407694E-6},{"$f":"MAX(IF($B$3:$B$8786=$B8798,P$3:P$8786))","v":3.536592156355367E-5},{"$f":"MAX(IF($B$3:$B$8786=$B8798,Q$3:Q$8786))","v":3.8314985899134259E-3}]
[null,12,null,null,{"$f":"MAX(IF($B$3:$B$8786=$B8799,E$3:E$8786))","v":4.4708418933209447E-3},{"$f":"MAX(IF($B$3:$B$8786=$B8799,F$3:F$8786))","v":1.2838802385125813E-3},{"$f":"MAX(IF($B$3:$B$8786=$B8799,G$3:G$8786))","v":1.2250865084835912E-3},{"$f":"MAX(IF($B$3:$B$8786=$B8799,H$3:H$8786))","v":2.2344489247311912E-6},{"$f":"MAX(IF($B$3:$B$8786=$B8799,I$3:I$8786))","v":8.0172213000000928E-5},{"$f":"MAX(IF($B$3:$B$8786=$B8799,J$3:J$8786))","v":6.276230221465018E-3},null,{"$f":"MAX(IF($B$3:$B$8786=$B8799,L$3:L$8786))","v":3.2843235192811207E-3},{"$f":"MAX(IF($B$3:$B$8786=$B8799,M$3:M$8786))","v":8.2067597484560125E-4},{"$f":"MAX(IF($B$3:$B$8786=$B8799,N$3:N$8786))","v":7.9633190537164598E-4},{"$f":"MAX(IF($B$3:$B$8786=$B8799,O$3:O$8786))","v":1.043458781362036E-6},{"$f":"MAX(IF($B$3:$B$8786=$B8799,P$3:P$8786))","v":3.5365921563553602E-5},{"$f":"MAX(IF($B$3:$B$8786=$B8799,Q$3:Q$8786))","v":4.3856968630244502E-3}]
[]
["CP"]
[null,1,null,null,{"$f":"MAX(IF($J$3:$J$8786=$J8802,E$3:E$8786))","v":4.4482271754580829E-3},{"$f":"MAX(IF($J$3:$J$8786=$J8802,F$3:F$8786))","v":1.49957244516873E-3},{"$f":"MAX(IF($J$3:$J$8786=$J8802,G$3:G$8786))","v":1.2742634523883851E-3},{"$f":"MAX(IF($J$3:$J$8786=$J8802,H$3:H$8786))","v":2.2344489247311912E-6},{"$f":"MAX(IF($J$3:$J$8786=$J8802,I$3:I$8786))","v":0},{"$f":"MAX(IF($B$3:$B$8786=$B8802,J$3:J$8786))","v":7.224297521939929E-3},null,{"$f":"MAX(IF($Q$3:$Q$8786=$Q8802,L$3:L$8786))","v":3.2677105297075322E-3},{"$f":"MAX(IF($Q$3:$Q$8786=$Q8802,M$3:M$8786))","v":9.5854974737847383E-4},{"$f":"MAX(IF($Q$3:$Q$8786=$Q8802,N$3:N$8786))","v":8.2829794953985145E-4},{"$f":"MAX(IF($Q$3:$Q$8786=$Q8802,O$3:O$8786))","v":1.043458781362036E-6},{"$f":"MAX(IF($Q$3:$Q$8786=$Q8802,P$3:P$8786))","v":0},{"$f":"Q8788","v":5.0556016854072195E-3},{"$f":"IF(SUM(L8802:P8802)=#REF!,TRUE)","v":{"$error":"#REF!"}}]
[null,2,null,null,{"$f":"MAX(IF($J$3:$J$8786=$J8803,E$3:E$8786))","v":4.5409195763611758E-3},{"$f":"MAX(IF($J$3:$J$8786=$J8803,F$3:F$8786))","v":9.8387645499219069E-4},{"$f":"MAX(IF($J$3:$J$8786=$J8803,G$3:G$8786))","v":9.4143093852108294E-4},{"$f":"MAX(IF($J$3:$J$8786=$J8803,H$3:H$8786))","v":2.3885488505747157E-6},{"$f":"MAX(IF($J$3:$J$8786=$J8803,I$3:I$8786))","v":8.0172213000001118E-5},{"$f":"MAX(IF($B$3:$B$8786=$B8803,J$3:J$8786))","v":6.5487877317250255E-3},null,{"$f":"MAX(IF($Q$3:$Q$8786=$Q8803,L$3:L$8786))","v":3.3358032602510699E-3},{"$f":"MAX(IF($Q$3:$Q$8786=$Q8803,M$3:M$8786))","v":6.2890894696206352E-4},{"$f":"MAX(IF($Q$3:$Q$8786=$Q8803,N$3:N$8786))","v":6.1194984015967738E-4},{"$f":"MAX(IF($Q$3:$Q$8786=$Q8803,O$3:O$8786))","v":1.1154214559387255E-6},{"$f":"MAX(IF($Q$3:$Q$8786=$Q8803,P$3:P$8786))","v":3.5365921563553683E-5},{"$f":"Q8789","v":4.6131433903923037E-3},{"$f":"IF(SUM(L8803:P8803)=#REF!,TRUE)","v":{"$error":"#REF!"}}]
[null,3,null,null,{"$f":"MAX(IF($J$3:$J$8786=$J8804,E$3:E$8786))","v":3.9276572935122104E-3},{"$f":"MAX(IF($J$3:$J$8786=$J8804,F$3:F$8786))","v":1.0075703026902107E-3},{"$f":"MAX(IF($J$3:$J$8786=$J8804,G$3:G$8786))","v":1.0286191935563894E-3},{"$f":"MAX(IF($J$3:$J$8786=$J8804,H$3:H$8786))","v":2.2344489247311912E-6},{"$f":"MAX(IF($J$3:$J$8786=$J8804,I$3:I$8786))","v":8.0172213000001078E-5},{"$f":"MAX(IF($B$3:$B$8786=$B8804,J$3:J$8786))","v":6.0462534516835427E-3},null,{"$f":"MAX(IF($Q$3:$Q$8786=$Q8804,L$3:L$8786))","v":2.8852948801498055E-3},{"$f":"MAX(IF($Q$3:$Q$8786=$Q8804,M$3:M$8786))","v":6.440544184586445E-4},{"$f":"MAX(IF($Q$3:$Q$8786=$Q8804,N$3:N$8786))","v":6.6862403318808307E-4},{"$f":"MAX(IF($Q$3:$Q$8786=$Q8804,O$3:O$8786))","v":1.043458781362036E-6},{"$f":"MAX(IF($Q$3:$Q$8786=$Q8804,P$3:P$8786))","v":3.5365921563553663E-5},4.2343827121414483E-3,{"$f":"IF(SUM(L8804:P8804)=#REF!,TRUE)","v":{"$error":"#REF!"}}]
[null,4,null,null,{"$f":"MAX(IF($J$3:$J$8786=$J8805,E$3:E$8786))","v":2.7897656069820931E-3},{"$f":"MAX(IF($J$3:$J$8786=$J8805,F$3:F$8786))","v":9.0599091888078761E-4},{"$f":"MAX(IF($J$3:$J$8786=$J8805,G$3:G$8786))","v":9.63406124013029E-4},{"$f":"MAX(IF($J$3:$J$8786=$J8805,H$3:H$8786))","v":2.3089305555555617E-6},{"$f":"MAX(IF($J$3:$J$8786=$J8805,I$3:I$8786))","v":0},{"$f":"MAX(IF($B$3:$B$8786=$B8805,J$3:J$8786))","v":4.6614715804314654E-3},null,{"$f":"MAX(IF($Q$3:$Q$8786=$Q8805,L$3:L$8786))","v":2.0493886867215859E-3},{"$f":"MAX(IF($Q$3:$Q$8786=$Q8805,M$3:M$8786))","v":5.7912331559456932E-4},{"$f":"MAX(IF($Q$3:$Q$8786=$Q8805,N$3:N$8786))","v":6.2623417127630817E-4},{"$f":"MAX(IF($Q$3:$Q$8786=$Q8805,O$3:O$8786))","v":1.0782407407407694E-6},{"$f":"MAX(IF($Q$3:$Q$8786=$Q8805,P$3:P$8786))","v":0},3.2558244143332041E-3,{"$f":"IF(SUM(L8805:P8805)=#REF!,TRUE)","v":{"$error":"#REF!"}}]
[null,5,null,null,{"$f":"MAX(IF($J$3:$J$8786=$J8806,E$3:E$8786))","v":1.8931544996670224E-3},{"$f":"MAX(IF($J$3:$J$8786=$J8806,F$3:F$8786))","v":8.0262440960912791E-4},{"$f":"MAX(IF($J$3:$J$8786=$J8806,G$3:G$8786))","v":7.8230359259743719E-4},{"$f":"MAX(IF($J$3:$J$8786=$J8806,H$3:H$8786))","v":2.2344489247311912E-6},{"$f":"MAX(IF($J$3:$J$8786=$J8806,I$3:I$8786))","v":0},{"$f":"MAX(IF($B$3:$B$8786=$B8806,J$3:J$8786))","v":3.4803169507983183E-3},null,{"$f":"MAX(IF($Q$3:$Q$8786=$Q8806,L$3:L$8786))","v":1.3907295308693522E-3},{"$f":"MAX(IF($Q$3:$Q$8786=$Q8806,M$3:M$8786))","v":5.1304985467645039E-4},{"$f":"MAX(IF($Q$3:$Q$8786=$Q8806,N$3:N$8786))","v":5.0851373038408182E-4},{"$f":"MAX(IF($Q$3:$Q$8786=$Q8806,O$3:O$8786))","v":1.043458781362036E-6},{"$f":"MAX(IF($Q$3:$Q$8786=$Q8806,P$3:P$8786))","v":0},2.4133365747112463E-3,{"$f":"IF(SUM(L8806:P8806)=#REF!,TRUE)","v":{"$error":"#REF!"}}]
[null,6,null,null,{"$f":"MAX(IF($J$3:$J$8786=$J8807,E$3:E$8786))","v":1.7151277644825102E-3},{"$f":"MAX(IF($J$3:$J$8786=$J8807,F$3:F$8786))","v":7.1390183723748233E-4},{"$f":"MAX(IF($J$3:$J$8786=$J8807,G$3:G$8786))","v":7.5107520220040185E-4},{"$f":"MAX(IF($J$3:$J$8786=$J8807,H$3:H$8786))","v":2.3089305555555617E-6},{"$f":"MAX(IF($J$3:$J$8786=$J8807,I$3:I$8786))","v":0},{"$f":"MAX(IF($B$3:$B$8786=$B8807,J$3:J$8786))","v":3.1824137344759499E-3},null,{"$f":"MAX(IF($Q$3:$Q$8786=$Q8807,L$3:L$8786))","v":1.2599493763975932E-3},{"$f":"MAX(IF($Q$3:$Q$8786=$Q8807,M$3:M$8786))","v":4.5633702322398921E-4},{"$f":"MAX(IF($Q$3:$Q$8786=$Q8807,N$3:N$8786))","v":4.8821462215429444E-4},{"$f":"MAX(IF($Q$3:$Q$8786=$Q8807,O$3:O$8786))","v":1.0782407407407694E-6},{"$f":"MAX(IF($Q$3:$Q$8786=$Q8807,P$3:P$8786))","v":0},2.2055792625166174E-3,{"$f":"IF(SUM(L8807:P8807)=#REF!,TRUE)","v":{"$error":"#REF!"}}]
[null,7,null,null,{"$f":"MAX(IF($J$3:$J$8786=$J8808,E$3:E$8786))","v":1.9101736239595575E-3},{"$f":"MAX(IF($J$3:$J$8786=$J8808,F$3:F$8786))","v":6.0659095401578104E-4},{"$f":"MAX(IF($J$3:$J$8786=$J8808,G$3:G$8786))","v":5.303096264223469E-4},{"$f":"MAX(IF($J$3:$J$8786=$J8808,H$3:H$8786))","v":2.2344489247311912E-6},{"$f":"MAX(IF($J$3:$J$8786=$J8808,I$3:I$8786))","v":0},{"$f":"MAX(IF($B$3:$B$8786=$B8808,J$3:J$8786))","v":3.0493086533224163E-3},null,{"$f":"MAX(IF($Q$3:$Q$8786=$Q8808,L$3:L$8786))","v":1.4032319435077964E-3},{"$f":"MAX(IF($Q$3:$Q$8786=$Q8808,M$3:M$8786))","v":3.8774225787302366E-4},{"$f":"MAX(IF($Q$3:$Q$8786=$Q8808,N$3:N$8786))","v":3.4471237118475671E-4},{"$f":"MAX(IF($Q$3:$Q$8786=$Q8808,O$3:O$8786))","v":1.043458781362036E-6},{"$f":"MAX(IF($Q$3:$Q$8786=$Q8808,P$3:P$8786))","v":0},2.1367300313469388E-3,{"$f":"IF(SUM(L8808:P8808)=#REF!,TRUE)","v":{"$error":"#REF!"}}]
[null,8,null,null,{"$f":"MAX(IF($J$3:$J$8786=$J8809,E$3:E$8786))","v":1.7768181669115153E-3},{"$f":"MAX(IF($J$3:$J$8786=$J8809,F$3:F$8786))","v":5.474842896329063E-4},{"$f":"MAX(IF($J$3:$J$8786=$J8809,G$3:G$8786))","v":5.1432982163560634E-4},{"$f":"MAX(IF($J$3:$J$8786=$J8809,H$3:H$8786))","v":2.2344489247311912E-6},{"$f":"MAX(IF($J$3:$J$8786=$J8809,I$3:I$8786))","v":8.0172213000000752E-5},{"$f":"MAX(IF($B$3:$B$8786=$B8809,J$3:J$8786))","v":2.9210389401047596E-3},null,{"$f":"MAX(IF($Q$3:$Q$8786=$Q8809,L$3:L$8786))","v":1.3052677402418129E-3},{"$f":"MAX(IF($Q$3:$Q$8786=$Q8809,M$3:M$8786))","v":3.4996036984545734E-4},{"$f":"MAX(IF($Q$3:$Q$8786=$Q8809,N$3:N$8786))","v":3.3432516317522329E-4},{"$f":"MAX(IF($Q$3:$Q$8786=$Q8809,O$3:O$8786))","v":1.043458781362036E-6},{"$f":"MAX(IF($Q$3:$Q$8786=$Q8809,P$3:P$8786))","v":3.5365921563553521E-5},2.0259626536074092E-3,{"$f":"IF(SUM(L8809:P8809)=#REF!,TRUE)","v":{"$error":"#REF!"}}]
[null,9,null,null,{"$f":"MAX(IF($J$3:$J$8786=$J8810,E$3:E$8786))","v":2.2652975722430124E-3},{"$f":"MAX(IF($J$3:$J$8786=$J8810,F$3:F$8786))","v":5.5439205638720796E-4},{"$f":"MAX(IF($J$3:$J$8786=$J8810,G$3:G$8786))","v":5.7734567647545296E-4},{"$f":"MAX(IF($J$3:$J$8786=$J8810,H$3:H$8786))","v":2.3089305555555617E-6},{"$f":"MAX(IF($J$3:$J$8786=$J8810,I$3:I$8786))","v":7.215499170000086E-5},{"$f":"MAX(IF($B$3:$B$8786=$B8810,J$3:J$8786))","v":3.4714992273612295E-3},null,{"$f":"MAX(IF($Q$3:$Q$8786=$Q8810,L$3:L$8786))","v":1.6641094165738288E-3},{"$f":"MAX(IF($Q$3:$Q$8786=$Q8810,M$3:M$8786))","v":3.5437592049032148E-4},{"$f":"MAX(IF($Q$3:$Q$8786=$Q8810,N$3:N$8786))","v":3.7528678948139553E-4},{"$f":"MAX(IF($Q$3:$Q$8786=$Q8810,O$3:O$8786))","v":1.0782407407407694E-6},{"$f":"MAX(IF($Q$3:$Q$8786=$Q8810,P$3:P$8786))","v":3.1829329407198251E-5},2.4266796966934847E-3,{"$f":"IF(SUM(L8810:P8810)=#REF!,TRUE)","v":{"$error":"#REF!"}}]
[null,10,null,null,{"$f":"MAX(IF($J$3:$J$8786=$J8811,E$3:E$8786))","v":2.8869259481638992E-3},{"$f":"MAX(IF($J$3:$J$8786=$J8811,F$3:F$8786))","v":6.0616276485875287E-4},{"$f":"MAX(IF($J$3:$J$8786=$J8811,G$3:G$8786))","v":6.470602917449461E-4},{"$f":"MAX(IF($J$3:$J$8786=$J8811,H$3:H$8786))","v":2.2344489247311912E-6},{"$f":"MAX(IF($J$3:$J$8786=$J8811,I$3:I$8786))","v":8.0172213000001091E-5},{"$f":"MAX(IF($B$3:$B$8786=$B8811,J$3:J$8786))","v":4.2225556666923309E-3},null,{"$f":"MAX(IF($Q$3:$Q$8786=$Q8811,L$3:L$8786))","v":2.1207636092303644E-3},{"$f":"MAX(IF($Q$3:$Q$8786=$Q8811,M$3:M$8786))","v":3.8746855278486879E-4},{"$f":"MAX(IF($Q$3:$Q$8786=$Q8811,N$3:N$8786))","v":4.206027504566937E-4},{"$f":"MAX(IF($Q$3:$Q$8786=$Q8811,O$3:O$8786))","v":1.043458781362036E-6},{"$f":"MAX(IF($Q$3:$Q$8786=$Q8811,P$3:P$8786))","v":3.536592156355367E-5},2.9652442928168425E-3,{"$f":"IF(SUM(L8811:P8811)=#REF!,TRUE)","v":{"$error":"#REF!"}}]
[null,11,null,null,{"$f":"MAX(IF($J$3:$J$8786=$J8812,E$3:E$8786))","v":3.7501569937070994E-3},{"$f":"MAX(IF($J$3:$J$8786=$J8812,F$3:F$8786))","v":7.4650877062412419E-4},{"$f":"MAX(IF($J$3:$J$8786=$J8812,G$3:G$8786))","v":8.6608453899855275E-4},{"$f":"MAX(IF($J$3:$J$8786=$J8812,H$3:H$8786))","v":2.3089305555555617E-6},{"$f":"MAX(IF($J$3:$J$8786=$J8812,I$3:I$8786))","v":8.0172213000001091E-5},{"$f":"MAX(IF($B$3:$B$8786=$B8812,J$3:J$8786))","v":5.4452314468853335E-3},null,{"$f":"MAX(IF($Q$3:$Q$8786=$Q8812,L$3:L$8786))","v":2.754901450178533E-3},{"$f":"MAX(IF($Q$3:$Q$8786=$Q8812,M$3:M$8786))","v":4.7717987603930316E-4},{"$f":"MAX(IF($Q$3:$Q$8786=$Q8812,N$3:N$8786))","v":5.6297310139129567E-4},{"$f":"MAX(IF($Q$3:$Q$8786=$Q8812,O$3:O$8786))","v":1.0782407407407694E-6},{"$f":"MAX(IF($Q$3:$Q$8786=$Q8812,P$3:P$8786))","v":3.536592156355367E-5},3.8314985899134259E-3,{"$f":"IF(SUM(L8812:P8812)=#REF!,TRUE)","v":{"$error":"#REF!"}}]
[null,12,null,null,{"$f":"MAX(IF($J$3:$J$8786=$J8813,E$3:E$8786))","v":3.9636044717110859E-3},{"$f":"MAX(IF($J$3:$J$8786=$J8813,F$3:F$8786))","v":1.1201317701598889E-3},{"$f":"MAX(IF($J$3:$J$8786=$J8813,G$3:G$8786))","v":1.1100873176693108E-3},{"$f":"MAX(IF($J$3:$J$8786=$J8813,H$3:H$8786))","v":2.2344489247311912E-6},{"$f":"MAX(IF($J$3:$J$8786=$J8813,I$3:I$8786))","v":8.0172213000000928E-5},{"$f":"MAX(IF($B$3:$B$8786=$B8813,J$3:J$8786))","v":6.276230221465018E-3},null,{"$f":"MAX(IF($Q$3:$Q$8786=$Q8813,L$3:L$8786))","v":2.9117020235083597E-3},{"$f":"MAX(IF($Q$3:$Q$8786=$Q8813,M$3:M$8786))","v":7.1600543793437911E-4},{"$f":"MAX(IF($Q$3:$Q$8786=$Q8813,N$3:N$8786))","v":7.2158002123679595E-4},{"$f":"MAX(IF($Q$3:$Q$8786=$Q8813,O$3:O$8786))","v":1.043458781362036E-6},{"$f":"MAX(IF($Q$3:$Q$8786=$Q8813,P$3:P$8786))","v":3.5365921563553602E-5},4.3856968630244502E-3,{"$f":"IF(SUM(L8813:P8813)=#REF!,TRUE)","v":{"$error":"#REF!"}}]
[]
["4CP",{"$f":"SUMIF($J$8802:$J$8813,$J8815,B$8802:B$8813)","v":1},null,null,{"$f":"SUMIF($J$8802:$J$8813,$J8815,E$8802:E$8813)","v":4.4482271754580829E-3},1.49957244516873E-3,1.2742634523883851E-3,2.2344489247311912E-6,0,{"$f":"LARGE(J$8802:J$8813,1)","v":7.224297521939929E-3},null,{"$f":"SUMIF($Q$8802:$Q$8813,$Q8815,L$8802:L$8813)","v":3.2677105297075322E-3},9.5854974737847383E-4,8.2829794953985145E-4,1.043458781362036E-6,0,{"$f":"LARGE(Q$8802:Q$8813,1)","v":5.0556016854072195E-3}]
[null,{"$f":"SUMIF($J$8802:$J$8813,$J8816,B$8802:B$8813)","v":2},null,null,4.5409195763611758E-3,9.8387645499219069E-4,9.4143093852108294E-4,2.3885488505747157E-6,8.0172213000001118E-5,{"$f":"LARGE(J$8802:J$8813,2)","v":6.5487877317250255E-3},null,3.3358032602510699E-3,6.2890894696206352E-4,6.1194984015967738E-4,1.1154214559387255E-6,3.5365921563553683E-5,{"$f":"LARGE(Q$8802:Q$8813,2)","v":4.6131433903923037E-3}]
[null,{"$f":"SUMIF($J$8802:$J$8813,$J8817,B$8802:B$8813)","v":12},null,null,3.9636044717110859E-3,1.1201317701598889E-3,1.1100873176693108E-3,2.2344489247311912E-6,8.0172213000000928E-5,{"$f":"LARGE(J$8802:J$8813,3)","v":6.276230221465018E-3},null,2.9117020235083597E-3,7.1600543793437911E-4,7.2158002123679595E-4,1.043458781362036E-6,3.5365921563553602E-5,{"$f":"LARGE(Q$8802:Q$8813,3)","v":4.3856968630244502E-3}]
[null,{"$f":"SUMIF($J$8802:$J$8813,$J8818,B$8802:B$8813)","v":3},null,null,3.9276572935122104E-3,1.0075703026902107E-3,1.0286191935563894E-3,2.2344489247311912E-6,8.0172213000001078E-5,{"$f":"LARGE(J$8802:J$8813,4)","v":6.0462534516835427E-3},null,2.8852948801498055E-3,6.440544184586445E-4,6.6862403318808307E-4,1.043458781362036E-6,3.5365921563553663E-5,{"$f":"LARGE(Q$8802:Q$8813,4)","v":4.2343827121414483E-3}]

{"sheet":"2006 Input to CA model","index":2,"n_rows":33,"n_cols":23,"rows_kept":33,"cut":false,"hidden":false,"merged":[]}
[]
[" Feed into OEB Cost Allocation Model (version 50) sheet \"I6 Customer Data\", row 27"]
[null,null,null,1,2,3,4,5,null,7,8,9,10,11,12,13,14,15,16,17,18,19,20]
[null,"ID","Total","Residential","GS<50 kW","GS>50 kW","USL","Street Lighting"]
[]
["kWh - 30 year weather normalized amount",null,{"$f":"SUM(D6:I6)","v":27966291.063400008},16265358.770832386,5773900.2961133681,5561381.9151668409,19949.159999999523,345700.92128741444,null,0,0,0,0,0]
[]
[]
[" Feed into OEB Cost Allocation Model sheet (version 50) \"I8 Demand Data\", row 40, 45, 50, 55, 61 and 67"]
[null,null,null,1,2,3,4,5,null,7,8,9,10,11,12,13,14,15,16,17,18,19,20]
["Customer Classes",null,"Total","Residential","GS<50 kW","GS>50 kW","USL","Street Lighting"]
[]
["CO-INCIDENT PEAK (kW)"]
[]
["1 CP"]
["Total Sytem CP ","DCP1",{"$f":"SUM(D16:I16)","v":7224.2975219399295},4448.2271754580825,1499.5724451687299,1274.2634523883851,2.2344489247311912,0]
[]
["4 CP"]
["Total Sytem CP ","DCP4",{"$f":"SUM(D19:I19)","v":26095.56892681351},16880.408517042553,4611.1509730110201,4354.4009021351685,9.0918956247682896,240.51663900000312]
[]
["12 CP"]
["Total Sytem CP ","DCP12",{"$f":"SUM(D22:I22)","v":56529.405126885322},35867.828693159274,10094.80697425719,9986.3157762229384,27.265413545915305,553.18826970000691]
[]
["NON CO_INCIDENT PEAK (kW)"]
[]
["1 NCP"]
["Classification NCP from \n Load Data Provider","DNCP1",{"$f":"SUM(D27:I27)","v":7865.3574329132534},4990.7813333997874,1499.5724451687299,1292.4428924941601,2.3885488505747157,80.172213000001122]
[]
["4 NCP"]
["Classification NCP from \n Load Data Provider","DNCP4",{"$f":"SUM(D30:I30)","v":29224.204282616724},18393.632227269984,5475.3936188596881,5025.1742439698073,9.3153405172414008,320.68885200000437]
[]
["12 NCP"]
["Classification NCP from \n Load Data Provider","DNCP12",{"$f":"SUM(D33:I33)","v":62410.499658786386},38266.704540830338,11613.635397031279,11540.82775137884,27.265413545915305,962.06655600001]

{"sheet":"Revised Inputs to CA model","index":3,"n_rows":33,"n_cols":15,"rows_kept":33,"cut":false,"hidden":false,"merged":[[8,10,8,15]]}
[]
[" Feed into OEB Cost Allocation Model (version 50) sheet \"I6 Customer Data\", row 27"]
[]
[null,"ID","Total",{"$f":"'Hourly load shapes by class'!E2","v":"Residential"},{"$f":"'Hourly load shapes by class'!F2","v":"GS<50 kW"},{"$f":"'Hourly load shapes by class'!G2","v":"GS>50 kW"},{"$f":"'Hourly load shapes by class'!H2","v":"USL"},{"$f":"'Hourly load shapes by class'!I2","v":"Street Lighting"}]
[]
["kWh - 30 year weather normalized amount",null,{"$f":"SUM(D6:I6)","v":19416282.928030938},{"$f":"'Hourly load shapes by class'!T4","v":11948689.225712996},{"$f":"'Hourly load shapes by class'!U4","v":3690765.7833131375},{"$f":"'Hourly load shapes by class'!V4","v":3615014.7980048074},{"$f":"'Hourly load shapes by class'!W4","v":9316},{"$f":"'Hourly load shapes by class'!X4","v":152497.12100000001}]
[]
[]
[" Feed into OEB Cost Allocation Model sheet (version 50) \"I8 Demand Data\", row 40, 45, 50, 55, 61 and 67",null,null,null,null,null,null,null,null,null,"2025 Demand Data"]
[]
["Customer Classes",null,"Total",{"$f":"'Hourly load shapes by class'!E2","v":"Residential"},{"$f":"'Hourly load shapes by class'!F2","v":"GS<50 kW"},{"$f":"'Hourly load shapes by class'!G2","v":"GS>50 kW"},{"$f":"'Hourly load shapes by class'!H2","v":"USL"},{"$f":"'Hourly load shapes by class'!I2","v":"Street Lighting"},null,null,{"$f":"D11","v":"Residential"},{"$f":"E11","v":"GS<50 kW"},"GS>50 kW","USL","Street Lighting"]
[]
["CO-INCIDENT PEAK (kW)"]
[]
["1 CP"]
["Total Sytem CP ","DCP1",{"$f":"SUM(D16:I16)","v":7224.2975219399295},{"$f":"'Hourly load shapes by class'!E8802*1000000","v":4448.2271754580825},{"$f":"'Hourly load shapes by class'!F8802*1000000","v":1499.5724451687299},{"$f":"'Hourly load shapes by class'!G8802*1000000","v":1274.2634523883851},{"$f":"'Hourly load shapes by class'!H8802*1000000","v":2.2344489247311912},{"$f":"'Hourly load shapes by class'!I8802*1000000","v":0},null,null,{"$f":"'Hourly load shapes by class'!L8815*1000000","v":3267.7105297075323},{"$f":"'Hourly load shapes by class'!M8815*1000000","v":958.54974737847385},{"$f":"'Hourly load shapes by class'!N8815*1000000","v":828.2979495398514},{"$f":"'Hourly load shapes by class'!O8815*1000000","v":1.043458781362036},{"$f":"'Hourly load shapes by class'!P8815*1000000","v":0}]
[]
["4 CP"]
["Total Sytem CP ","DCP4",{"$f":"SUM(D19:I19)","v":26095.56892681351},{"$f":"SUM('Hourly load shapes by class'!E8815:E8818)*1000000","v":16880.408517042553},{"$f":"SUM('Hourly load shapes by class'!F8815:F8818)*1000000","v":4611.1509730110201},{"$f":"SUM('Hourly load shapes by class'!G8815:G8818)*1000000","v":4354.4009021351685},{"$f":"SUM('Hourly load shapes by class'!H8815:H8818)*1000000","v":9.0918956247682896},{"$f":"SUM('Hourly load shapes by class'!I8815:I8818)*1000000","v":240.51663900000312},null,null,{"$f":"SUM('Hourly load shapes by class'!L8815:L8818)*1000000","v":12400.510693616767},{"$f":"SUM('Hourly load shapes by class'!M8815:M8818)*1000000","v":2947.5185507335609},{"$f":"SUM('Hourly load shapes by class'!N8815:N8818)*1000000","v":2830.4518441244077},{"$f":"SUM('Hourly load shapes by class'!O8815:O8818)*1000000","v":4.2457978000248335},{"$f":"SUM('Hourly load shapes by class'!P8815:P8818)*1000000","v":106.09776469066095}]
[]
["12 CP"]
["Total Sytem CP ","DCP12",{"$f":"SUM(D22:I22)","v":56529.405126885322},{"$f":"SUM('Hourly load shapes by class'!E8802:E8813)*1000000","v":35867.828693159274},{"$f":"SUM('Hourly load shapes by class'!F8802:F8813)*1000000","v":10094.80697425719},{"$f":"SUM('Hourly load shapes by class'!G8802:G8813)*1000000","v":9986.3157762229384},{"$f":"SUM('Hourly load shapes by class'!H8802:H8813)*1000000","v":27.265413545915305},{"$f":"SUM('Hourly load shapes by class'!I8802:I8813)*1000000","v":553.18826970000691},null,null,{"$f":"SUM('Hourly load shapes by class'!L8802:L8813)*1000000","v":26348.852447337635},{"$f":"SUM('Hourly load shapes by class'!M8802:M8813)*1000000","v":6452.7557212615447},{"$f":"SUM('Hourly load shapes by class'!N8802:N8813)*1000000","v":6491.3145436284567},{"$f":"SUM('Hourly load shapes by class'!O8802:O8813)*1000000","v":12.732595888436053},{"$f":"SUM('Hourly load shapes by class'!P8802:P8813)*1000000","v":244.02485878852002}]
[]
["NON CO_INCIDENT PEAK (kW)"]
[]
["1 NCP"]
["Classification NCP from \n Load Data Provider","DNCP1",{"$f":"SUM(D27:I27)","v":7865.2033329874102},{"$f":"'Hourly load shapes by class'!E8788*1000000","v":4990.7813333997874},{"$f":"'Hourly load shapes by class'!F8788*1000000","v":1499.5724451687299},{"$f":"'Hourly load shapes by class'!G8788*1000000","v":1292.4428924941601},{"$f":"'Hourly load shapes by class'!H8788*1000000","v":2.2344489247311912},{"$f":"'Hourly load shapes by class'!I8788*1000000","v":80.172213000000923},null,null,{"$f":"MAX('Hourly load shapes by class'!L8788:L8799)*1000000","v":3666.2760401707283},{"$f":"MAX('Hourly load shapes by class'!M8788:M8799)*1000000","v":958.54974737847385},{"$f":"MAX('Hourly load shapes by class'!N8788:N8799)*1000000","v":840.11496660580622},{"$f":"MAX('Hourly load shapes by class'!O8788:O8799)*1000000","v":1.1154214559387254},{"$f":"MAX('Hourly load shapes by class'!P8788:P8799)*1000000","v":35.365921563553684}]
[]
["4 NCP"]
["Classification NCP from \n Load Data Provider","DNCP4",{"$f":"SUM(D30:I30)","v":29224.204282616724},{"$f":"(LARGE('Hourly load shapes by class'!E8788:E8799,1)+LARGE('Hourly load shapes by class'!E8788:E8799,2)+LARGE('Hourly load shapes by class'!E8788:E8799,3)+LARGE('Hourly load shapes by class'!E8788:E8799,4))*1000000","v":18393.632227269984},{"$f":"(LARGE('Hourly load shapes by class'!F8788:F8799,1)+LARGE('Hourly load shapes by class'!F8788:F8799,2)+LARGE('Hourly load shapes by class'!F8788:F8799,3)+LARGE('Hourly load shapes by class'!F8788:F8799,4))*1000000","v":5475.3936188596881},{"$f":"(LARGE('Hourly load shapes by class'!G8788:G8799,1)+LARGE('Hourly load shapes by class'!G8788:G8799,2)+LARGE('Hourly load shapes by class'!G8788:G8799,3)+LARGE('Hourly load shapes by class'!G8788:G8799,4))*1000000","v":5025.1742439698073},{"$f":"(LARGE('Hourly load shapes by class'!H8788:H8799,1)+LARGE('Hourly load shapes by class'!H8788:H8799,2)+LARGE('Hourly load shapes by class'!H8788:H8799,3)+LARGE('Hourly load shapes by class'!H8788:H8799,4))*1000000","v":9.3153405172414008},{"$f":"(LARGE('Hourly load shapes by class'!I8788:I8799,1)+LARGE('Hourly load shapes by class'!I8788:I8799,2)+LARGE('Hourly load shapes by class'!I8788:I8799,3)+LARGE('Hourly load shapes by class'!I8788:I8799,4))*1000000","v":320.68885200000437},null,null,{"$f":"(LARGE('Hourly load shapes by class'!L8788:L8799,1)+LARGE('Hourly load shapes by class'!L8788:L8799,2)+LARGE('Hourly load shapes by class'!L8788:L8799,3)+LARGE('Hourly load shapes by class'!L8788:L8799,4))*1000000","v":13512.139406960088},{"$f":"(LARGE('Hourly load shapes by class'!M8788:M8799,1)+LARGE('Hourly load shapes by class'!M8788:M8799,2)+LARGE('Hourly load shapes by class'!M8788:M8799,3)+LARGE('Hourly load shapes by class'!M8788:M8799,4))*1000000","v":3499.955728757815},{"$f":"(LARGE('Hourly load shapes by class'!N8788:N8799,1)+LARGE('Hourly load shapes by class'!N8788:N8799,2)+LARGE('Hourly load shapes by class'!N8788:N8799,3)+LARGE('Hourly load shapes by class'!N8788:N8799,4))*1000000","v":3266.4685741077169},{"$f":"(LARGE('Hourly load shapes by class'!O8788:O8799,1)+LARGE('Hourly load shapes by class'!O8788:O8799,2)+LARGE('Hourly load shapes by class'!O8788:O8799,3)+LARGE('Hourly load shapes by class'!O8788:O8799,4))*1000000","v":4.3501436781610341},{"$f":"(LARGE('Hourly load shapes by class'!P8788:P8799,1)+LARGE('Hourly load shapes by class'!P8788:P8799,2)+LARGE('Hourly load shapes by class'!P8788:P8799,3)+LARGE('Hourly load shapes by class'!P8788:P8799,4))*1000000","v":141.46368625421468}]
[]
["12 NCP"]
["Classification NCP from \n Load Data Provider","DNCP12",{"$f":"SUM(D33:I33)","v":62410.499658786386},{"$f":"SUM('Hourly load shapes by class'!E8788:E8799)*1000000","v":38266.704540830338},{"$f":"SUM('Hourly load shapes by class'!F8788:F8799)*1000000","v":11613.635397031279},{"$f":"SUM('Hourly load shapes by class'!G8788:G8799)*1000000","v":11540.82775137884},{"$f":"SUM('Hourly load shapes by class'!H8788:H8799)*1000000","v":27.265413545915305},{"$f":"SUM('Hourly load shapes by class'!I8788:I8799)*1000000","v":962.06655600001045},null,null,{"$f":"SUM('Hourly load shapes by class'!L8788:L8799)*1000000","v":28111.089751705662},{"$f":"SUM('Hourly load shapes by class'!M8788:M8799)*1000000","v":7423.6141853869876},{"$f":"SUM('Hourly load shapes by class'!N8788:N8799)*1000000","v":7501.7799063000421},{"$f":"SUM('Hourly load shapes by class'!O8788:O8799)*1000000","v":12.732595888436053},{"$f":"SUM('Hourly load shapes by class'!P8788:P8799)*1000000","v":424.3910587626429}]