## Monthly Data
Date | Year | Month | Residential_kWh | Res_CDM | Res_NoCDM | Residential_Customers | GS_lt_50_kWh | GS_lt_50_CDM | GS_lt_50_NoCDM | GS_lt_50_Customers | GS_gt_50_kWh | GS_gt_50_CDM | GS_gt_50_NoCDM | GS_gt_50_kW | GS_gt_50_Customers | Streetlights_kWh | Streetlights_kW | Streetlights_Connections | USL_kWh | USL_Customers | USL Connections | ON GDP | ON Services GDP | ON Prof Services GDP | OEA_GDP | OEA_Services | OEA_Transport&WH | Ont_FTEAdj | Ont_FTE | Tor_FTEAdj | Tor_FTE | Ham_FTEAdj | Ham_FTE | Ont_FTEAdjChange | Ont_FTEChange | Tor_FTEAdjChange | Tor_FTEChange | ON GDPChange | OEA_GDPChange | MeanTemp | HDD20 | CDD20 | HDD18 | CDD18 | HDD16 | CDD16 | HDD14 | CDD14 | HDD12 | CDD12 | HDD10 | CDD10 | HDD8 | CDD8 | Jan | Feb | Mar | Apr | May | Jun | Jul | Aug | Sept | Oct | Nov | Dec | Spring | Fall | Shoulder | Trend | Month Days | Peak Days | COVID | COVID_AM | COVID_WFH | COVID2020 | CovHDD20 | CovCDD20 | CovHDD18 | CovCDD18 | CovHDD16 | CovCDD16 | CovHDD14 | CovCDD14 | CovHDD12 | CovCDD12 | CovHDD10 | CovCDD10 | CovHDD8 | CovCDD8 | CWFHHDD20 | CWFHCDD20 | CWFHHDD18 | CWFHCDD18 | CWFHHDD16 | CWFHCDD16 | CWFHHDD14 | CWFHCDD14 | CWFHHDD12 | CWFHCDD12 | CWFHHDD10 | CWFHCDD10 | CWFHHDD8 | CWFHCDD8 | AvgRes | AvgResD | ResD | AvgGSlt50 | AvgGSlt50D | GSlt50D | AvgGSgt50 | AvgGSgt50MD | AvgGSgt50PD | GSgt50MD | GSgt50PD
2015-01-01 | 2015 | 1 | 49036178 | 90914.147 | 49127092.147 | 60019 | 15722680 | 94845.2155 | 15817525.2155 | 5230 | 79523058 | 171623.6945 | 79694681.6945 | 190064 | 1028 | 1045146 | 2305 | 15225 | 257164 | 24 | 566 | 708787.6 | 544049.6 | 47639.4 | 699057 | 536675 | 27142 | 6812.5 | 6770.4 | 3085.3 | 3073.2 | 370.5 | 371.9 | 38.6 | 39.3 | -34.2 | -35.7 | 18822 | 1611 | -5.8581 | 801.6 | 0 | 739.6 | 0 | 677.6 | 0 | 615.6 | 0 | 553.6 | 0 | 491.6 | 0 | 429.6 | 0 | 1 | 0 | 0 | 0 | 0 | 0 | 0 | 0 | 0 | 0 | 0 | 0 | 0 | 0 | 0 | 1 | 31 | 21 | 0 | 0 | 0 | 0 | 0 | 0 | 0 | 0 | 0 | 0 | 0 | 0 | 0 | 0 | 0 | 0 | 0 | 0 | 0 | 0 | 0 | 0 | 0 | 0 | 0 | 0 | 0 | 0 | 0 | 0 | 0 | 0 | 818.5257 | 26.4041 | 1584744.908 | 3024.3834 | 97.5608 | 510242.7489 | 77524.0094 | 2500.7745 | 3691.6195 | 2570796.1837 | 3794984.8426
2015-02-01 | 2015 | 2 | 42132823 | 103036.0332 | 42235859.0332 | 60029 | 14670158 | 107491.2442 | 14777649.2442 | 5234 | 74181806 | 194506.8538 | 74376312.8538 | 194654 | 1027 | 873453 | 2305 | 15225 | 256037 | 24 | 553 | 708787.6 | 544049.6 | 47639.4 | 699057 | 536675 | 27142 | 6810.3 | 6732.3 | 3086.4 | 3059.5 | 375.6 | 376.9 | 48.9 | 50.4 | -26.7 | -29.5 | 18822 | 1611 | -11.1393 | 871.9 | 0 | 815.9 | 0 | 759.9 | 0 | 703.9 | 0 | 647.9 | 0 | 591.9 | 0 | 535.9 | 0 | 0 | 1 | 0 | 0 | 0 | 0 | 0 | 0 | 0 | 0 | 0 | 0 | 0 | 0 | 0 | 2 | 28 | 19 | 0 | 0 | 0 | 0 | 0 | 0 | 0 | 0 | 0 | 0 | 0 | 0 | 0 | 0 | 0 | 0 | 0 | 0 | 0 | 0 | 0 | 0 | 0 | 0 | 0 | 0 | 0 | 0 | 0 | 0 | 0 | 0 | 703.5909 | 25.1282 | 1508423.5369 | 2823.395 | 100.8355 | 527773.1873 | 72420.9473 | 2586.4624 | 3811.6288 | 2656296.8876 | 3914542.7818
2015-03-01 | 2015 | 3 | 42570862 | 115157.9195 | 42686019.9195 | 60053 | 15080135 | 120137.2729 | 15200272.2729 | 5236 | 77250849 | 217390.0131 | 77468239.0131 | 196634 | 1030 | 862804 | 2305 | 15225 | 257839 | 24 | 553 | 708787.6 | 544049.6 | 47639.4 | 699057 | 536675 | 27142 | 6810.9 | 6704.5 | 3087.1 | 3043 | 379.1 | 376.9 | 59.1 | 57.3 | -7.9 | -9.9 | 18822 | 1611 | -1.1613 | 656 | 0 | 594 | 0 | 532 | 0 | 470 | 0 | 408 | 0 | 346 | 0 | 284 | 0 | 0 | 0 | 1 | 0 | 0 | 0 | 0 | 0 | 0 | 0 | 0 | 0 | 1 | 0 | 1 | 3 | 31 | 22 | 0 | 0 | 0 | 0 | 0 | 0 | 0 | 0 | 0 | 0 | 0 | 0 | 0 | 0 | 0 | 0 | 0 | 0 | 0 | 0 | 0 | 0 | 0 | 0 | 0 | 0 | 0 | 0 | 0 | 0 | 0 | 0 | 710.8058 | 22.9292 | 1376968.3845 | 2903.0314 | 93.6462 | 490331.3636 | 75211.8825 | 2426.1898 | 3418.7219 | 2498975.452 | 3521283.5915
2015-04-01 | 2015 | 4 | 37765295 | 127279.8058 | 37892574.8058 | 60058 | 13252080 | 132783.3017 | 13384863.3017 | 5236 | 69787643 | 240273.1723 | 70027916.1723 | 192074 | 1028 | 732535 | 2305 | 15225 | 256901 | 24 | 553 | 708787.6 | 544049.6 | 47639.4 | 705966 | 541346 | 27915 | 6819.5 | 6732.1 | 3093.9 | 3061.5 | 378.3 | 376.4 | 57.3 | 54.3 | -3.6 | -5.7 | 18822 | 5139 | 7.27 | 381.9 | 0 | 321.9 | 0 | 261.9 | 0 | 203.5 | 1.6 | 149.7 | 7.8 | 102.5 | 20.6 | 61.7 | 39.8 | 0 | 0 | 0 | 1 | 0 | 0 | 0 | 0 | 0 | 0 | 0 | 0 | 1 | 0 | 1 | 4 | 30 | 20 | 0 | 0 | 0 | 0 | 0 | 0 | 0 | 0 | 0 | 0 | 0 | 0 | 0 | 0 | 0 | 0 | 0 | 0 | 0 | 0 | 0 | 0 | 0 | 0 | 0 | 0 | 0 | 0 | 0 | 0 | 0 | 0 | 630.933 | 21.0311 | 1263085.8269 | 2556.3146 | 85.2105 | 446162.1101 | 68120.541 | 2270.6847 | 3406.0271 | 2334263.8724 | 3501395.8086
2015-05-01 | 2015 | 5 | 39914946 | 139401.692 | 40054347.692 | 60068 | 13384750 | 145429.3304 | 13530179.3304 | 5250 | 73480701 | 263156.3316 | 73743857.3316 | 187740 | 1028 | 666655 | 2305 | 15225 | 266757 | 24 | 556 | 708787.6 | 544049.6 | 47639.4 | 705966 | 541346 | 27915 | 6821.5 | 6790.3 | 3081.2 | 3069 | 376.1 | 374 | 61.8 | 57.8 | 22.5 | 24.9 | 18822 | 5139 | 14.5355 | 175.5 | 6.1 | 123.9 | 16.5 | 80.5 | 35.1 | 44.2 | 60.8 | 18.3 | 96.9 | 4.6 | 145.2 | 0.5 | 203.1 | 0 | 0 | 0 | 0 | 1 | 0 | 0 | 0 | 0 | 0 | 0 | 0 | 1 | 0 | 1 | 5 | 31 | 20 | 0 | 0 | 0 | 0 | 0 | 0 | 0 | 0 | 0 | 0 | 0 | 0 | 0 | 0 | 0 | 0 | 0 | 0 | 0 | 0 | 0 | 0 | 0 | 0 | 0 | 0 | 0 | 0 | 0 | 0 | 0 | 0 | 666.8167 | 21.5102 | 1292075.732 | 2577.177 | 83.1347 | 436457.3978 | 71735.2698 | 2314.041 | 3586.7635 | 2378834.1075 | 3687192.8666
2015-06-01 | 2015 | 6 | 45271087 | 151523.5783 | 45422610.5783 | 60094 | 13700810 | 158075.3591 | 13858885.3591 | 5241 | 75378497 | 286039.4909 | 75664536.4909 | 203725 | 1027 | 599971 | 2305 | 15225 | 266425 | 24 | 556 | 708787.6 | 544049.6 | 47639.4 | 705966 | 541346 | 27915 | 6826.1 | 6875.4 | 3066.4 | 3085.3 | 376.9 | 377.5 | 57.5 | 54.7 | 46.3 | 49.3 | 18822 | 5139 | 16.8867 | 101.4 | 8 | 61.3 | 27.9 | 29.7 | 56.3 | 11.4 | 98 | 3.5 | 150.1 | 0 | 206.6 | 0 | 266.6 | 0 | 0 | 0 | 0 | 0 | 1 | 0 | 0 | 0 | 0 | 0 | 0 | 0 | 0 | 0 | 6 | 30 | 22 | 0 | 0 | 0 | 0 | 0 | 0 | 0 | 0 | 0 | 0 | 0 | 0 | 0 | 0 | 0 | 0 | 0 | 0 | 0 | 0 | 0 | 0 | 0 | 0 | 0 | 0 | 0 | 0 | 0 | 0 | 0 | 0 | 755.8593 | 25.1953 | 1514087.0193 | 2644.3208 | 88.144 | 461962.8453 | 73675.3033 | 2455.8434 | 3348.8774 | 2522151.2164 | 3439297.1132
2015-07-01 | 2015 | 7 | 53575923 | 163645.4646 | 53739568.4646 | 60096 | 15161240 | 170721.3879 | 15331961.3879 | 5240 | 81975954 | 308922.6502 | 82284876.6502 | 203387 | 1027 | 641997 | 2305 | 15225 | 258055 | 24 | 558 | 708787.6 | 544049.6 | 47639.4 | 713152 | 547090 | 28402 | 6836.5 | 6932 | 3045.3 | 3077.5 | 379.1 | 381.4 | 55.2 | 54.1 | 91.6 | 96.1 | 18822 | 6615 | 21.9 | 17.6 | 76.5 | 4.4 | 125.3 | 0 | 182.9 | 0 | 244.9 | 0 | 306.9 | 0 | 368.9 | 0 | 430.9 | 0 | 0 | 0 | 0 | 0 | 0 | 1 | 0 | 0 | 0 | 0 | 0 | 0 | 0 | 0 | 7 | 31 | 22 | 0 | 0 | 0 | 0 | 0 | 0 | 0 | 0 | 0 | 0 | 0 | 0 | 0 | 0 | 0 | 0 | 0 | 0 | 0 | 0 | 0 | 0 | 0 | 0 | 0 | 0 | 0 | 0 | 0 | 0 | 0 | 0 | 894.2287 | 28.8461 | 1733534.4666 | 2925.9468 | 94.3854 | 494579.3996 | 80121.5936 | 2584.5675 | 3641.8906 | 2654350.8597 | 3740221.6659
2015-08-01 | 2015 | 8 | 54286474 | 175767.3508 | 54462241.3508 | 60131 | 15391927 | 183367.4166 | 15575294.4166 | 5244 | 80836724 | 331805.8094 | 81168529.8094 | 210022 | 1029 | 720424 | 2305 | 15225 | 257469 | 24 | 557 | 708787.6 | 544049.6 | 47639.4 | 713152 | 547090 | 28402 | 6842.5 | 6947.8 | 3037.4 | 3079.7 | 381.2 | 383 | 54.3 | 52.4 | 119.7 | 120 | 18822 | 6615 | 20.7968 | 20.4 | 45.1 | 1.8 | 88.5 | 0 | 148.7 | 0 | 210.7 | 0 | 272.7 | 0 | 334.7 | 0 | 396.7 | 0 | 0 | 0 | 0 | 0 | 0 | 0 | 1 | 0 | 0 | 0 | 0 | 0 | 0 | 0 | 8 | 31 | 20 | 0 | 0 | 0 | 0 | 0 | 0 | 0 | 0 | 0 | 0 | 0 | 0 | 0 | 0 | 0 | 0 | 0 | 0 | 0 | 0 | 0 | 0 | 0 | 0 | 0 | 0 | 0 | 0 | 0 | 0 | 0 | 0 | 905.7265 | 29.217 | 1756846.4952 | 2970.1172 | 95.8102 | 502428.8521 | 78880.9814 | 2544.5478 | 3944.0491 | 2618339.6713 | 4058426.4905
2015-09-01 | 2015 | 9 | 46949969 | 187889.2371 | 47137858.2371 | 60165 | 14009493 | 196013.4453 | 14205506.4453 | 5237 | 78337146 | 354688.9687 | 78691834.9687 | 211976 | 1028 | 794773 | 2305 | 15225 | 257589 | 24 | 557 | 708787.6 | 544049.6 | 47639.4 | 713152 | 547090 | 28402 | 6853.6 | 6917.2 | 3035.8 | 3066 | 379.8 | 381.4 | 39.5 | 36.5 | 132.2 | 128.1 | 18822 | 6615 | 20.03 | 50.1 | 51 | 22.6 | 83.5 | 7.2 | 128.1 | 0.1 | 181 | 0 | 240.9 | 0 | 300.9 | 0 | 360.9 | 0 | 0 | 0 | 0 | 0 | 0 | 0 | 0 | 1 | 0 | 0 | 0 | 0 | 1 | 1 | 9 | 30 | 21 | 0 | 0 | 0 | 0 | 0 | 0 | 0 | 0 | 0 | 0 | 0 | 0 | 0 | 0 | 0 | 0 | 0 | 0 | 0 | 0 | 0 | 0 | 0 | 0 | 0 | 0 | 0 | 0 | 0 | 0 | 0 | 0 | 783.4764 | 26.1159 | 1571261.9412 | 2712.5275 | 90.4176 | 473516.8815 | 76548.4776 | 2551.6159 | 3645.1656 | 2623061.1656 | 3747230.2366
2015-10-01 | 2015 | 10 | 41035508 | 200011.1234 | 41235519.1234 | 60249 | 12961860 | 208659.4741 | 13170519.4741 | 5242 | 72632384 | 377572.128 | 73009956.128 | 210663 | 1024 | 927060 | 2305 | 15225 | 257836 | 24 | 558 | 708787.6 | 544049.6 | 47639.4 | 716976 | 551087 | 28776 | 6856.6 | 6898.9 | 3043.5 | 3062.6 | 379.2 | 381.3 | 36.3 | 33.9 | 123.2 | 117 | 18822 | 7443 | 11.5871 | 260.8 | 0 | 200 | 1.2 | 141.1 | 4.3 | 89.2 | 14.4 | 51.8 | 39 | 26.9 | 76.1 | 11.3 | 122.5 | 0 | 0 | 0 | 0 | 0 | 0 | 0 | 0 | 0 | 1 | 0 | 0 | 0 | 1 | 1 | 10 | 31 | 21 | 0 | 0 | 0 | 0 | 0 | 0 | 0 | 0 | 0 | 0 | 0 | 0 | 0 | 0 | 0 | 0 | 0 | 0 | 0 | 0 | 0 | 0 | 0 | 0 | 0 | 0 | 0 | 0 | 0 | 0 | 0 | 0 | 684.4183 | 22.078 | 1330178.0362 | 2512.4989 | 81.0484 | 424855.4669 | 71298.7853 | 2299.9608 | 3395.1803 | 2355159.8751 | 3476664.5775
2015-11-01 | 2015 | 11 | 37505130 | 212133.0096 | 37717263.0096 | 60255 | 13004522 | 221305.5028 | 13225827.5028 | 5234 | 71446240 | 400455.2872 | 71846695.2872 | 195211 | 1027 | 985984 | 2307 | 15235 | 257269 | 24 | 557 | 708787.6 | 544049.6 | 47639.4 | 716976 | 551087 | 28776 | 6858.1 | 6871.1 | 3050.5 | 3053.5 | 375.6 | 378.5 | 28.1 | 27.1 | 108 | 102.6 | 18822 | 7443 | 7.9633 | 361.1 | 0 | 301.1 | 0 | 241.2 | 0.1 | 185.1 | 4 | 133 | 11.9 | 90.2 | 29.1 | 56.8 | 55.7 | 0 | 0 | 0 | 0 | 0 | 0 | 0 | 0 | 0 | 0 | 1 | 0 | 0 | 1 | 1 | 11 | 30 | 21 | 0 | 0 | 0 | 0 | 0 | 0 | 0 | 0 | 0 | 0 | 0 | 0 | 0 | 0 | 0 | 0 | 0 | 0 | 0 | 0 | 0 | 0 | 0 | 0 | 0 | 0 | 0 | 0 | 0 | 0 | 0 | 0 | 625.9607 | 20.8654 | 1257242.1003 | 2526.9063 | 84.2302 | 440860.9168 | 69957.8338 | 2331.9278 | 3331.3254 | 2394889.8429 | 3421271.2042
2015-12-01 | 2015 | 12 | 40955651 | 224254.8959 | 41179905.8959 | 60262 | 13905854 | 233951.5315 | 14139805.5315 | 5238 | 72220640 | 423338.4465 | 72643978.4465 | 177950 | 1029 | 1067879 | 2304 | 15258 | 260807 | 24 | 557 | 708787.6 | 544049.6 | 47639.4 | 716976 | 551087 | 28776 | 6860 | 6863.1 | 3052.8 | 3053.2 | 372.9 | 376.7 | 35.6 | 39.2 | 108.3 | 106.4 | 18822 | 7443 | 5.2742 | 456.5 | 0 | 394.5 | 0 | 332.5 | 0 | 270.5 | 0 | 208.5 | 0 | 148 | 1.5 | 96.9 | 12.4 | 0 | 0 | 0 | 0 | 0 | 0 | 0 | 0 | 0 | 0 | 0 | 1 | 0 | 0 | 0 | 12 | 31 | 21 | 0 | 0 | 0 | 0 | 0 | 0 | 0 | 0 | 0 | 0 | 0 | 0 | 0 | 0 | 0 | 0 | 0 | 0 | 0 | 0 | 0 | 0 | 0 | 0 | 0 | 0 | 0 | 0 | 0 | 0 | 0 | 0 | 683.3478 | 22.0435 | 1328384.0612 | 2699.4665 | 87.0796 | 456122.7591 | 70596.6749 | 2277.3121 | 3361.7464 | 2343354.1434 | 3459237.0689
2016-01-01 | 2016 | 1 | 44822386 | 433087.7138 | 45255473.7138 | 60313 | 14814307 | 308964.8896 | 15123271.8896 | 5246 | 78060980 | 702497.3896 | 78763477.3896 | 187910 | 1031 | 1044725 | 2304 | 15258 | 258738 | 24 | 557 | 727609.6 | 557474 | 49299.3 | 718587 | 551679 | 28860 | 6851.1 | 6809.7 | 3051.1 | 3037.5 | 373 | 373.6 | 57.3 | 61.5 | 113.8 | 113.7 | 16366.6 | 5503 | -2.1613 | 687 | 0 | 625 | 0 | 563 | 0 | 501 | 0 | 439 | 0 | 377 | 0 | 315 | 0 | 1 | 0 | 0 | 0 | 0 | 0 | 0 | 0 | 0 | 0 | 0 | 0 | 0 | 0 | 0 | 13 | 31 | 20 | 0 | 0 | 0 | 0 | 0 | 0 | 0 | 0 | 0 | 0 | 0 | 0 | 0 | 0 | 0 | 0 | 0 | 0 | 0 | 0 | 0 | 0 | 0 | 0 | 0 | 0 | 0 | 0 | 0 | 0 | 0 | 0 | 750.3436 | 24.2046 | 1459853.9908 | 2882.8197 | 92.9942 | 487847.4803 | 76395.2254 | 2464.3621 | 3819.7613 | 2540757.3351 | 3938173.8695
2016-02-01 | 2016 | 2 | 39320516 | 469821.4727 | 39790337.4727 | 60310 | 14022576 | 328240.4251 | 14350816.4251 | 5267 | 73880261 | 756499.5654 | 74636760.5654 | 193682 | 1033 | 902902 | 2304 | 15252 | 259398 | 24 | 556 | 727609.6 | 557474 | 49299.3 | 718587 | 551679 | 28860 | 6859.2 | 6782.7 | 3059.7 | 3030 | 373.1 | 371 | 63.1 | 67.7 | 103.3 | 105.8 | 16366.6 | 5503 | -0.76897 | 602.3 | 0 | 544.3 | 0 | 486.3 | 0 | 428.3 | 0 | 370.3 | 0 | 312.5 | 0.2 | 257.2 | 2.9 | 0 | 1 | 0 | 0 | 0 | 0 | 0 | 0 | 0 | 0 | 0 | 0 | 0 | 0 | 0 | 14 | 29 | 20 | 0 | 0 | 0 | 0 | 0 | 0 | 0 | 0 | 0 | 0 | 0 | 0 | 0 | 0 | 0 | 0 | 0 | 0 | 0 | 0 | 0 | 0 | 0 | 0 | 0 | 0 | 0 | 0 | 0 | 0 | 0 | 0 | 659.7635 | 22.7505 | 1372080.6025 | 2724.6661 | 93.954 | 494855.7388 | 72252.4304 | 2491.4631 | 3612.6215 | 2573681.3988 | 3731838.0283
2016-03-01 | 2016 | 3 | 39386600 | 506555.2317 | 39893155.2317 | 60323 | 14145609 | 347515.9606 | 14493124.9606 | 5268 | 76236827 | 810501.7413 | 77047328.7413 | 195760 | 1034 | 862508 | 2304 | 15252 | 260607 | 24 | 560 | 727609.6 | 557474 | 49299.3 | 718587 | 551679 | 28860 | 6870 | 6761.8 | 3079.2 | 3033.1 | 372.9 | 367.3 | 60.2 | 65.5 | 74.1 | 76.8 | 16366.6 | 5503 | 3.4452 | 513.2 | 0 | 451.2 | 0 | 389.2 | 0 | 327.2 | 0 | 267 | 1.8 | 208.5 | 5.3 | 154.3 | 13.1 | 0 | 0 | 1 | 0 | 0 | 0 | 0 | 0 | 0 | 0 | 0 | 0 | 1 | 0 | 1 | 15 | 31 | 21 | 0 | 0 | 0 | 0 | 0 | 0 | 0 | 0 | 0 | 0 | 0 | 0 | 0 | 0 | 0 | 0 | 0 | 0 | 0 | 0 | 0 | 0 | 0 | 0 | 0 | 0 | 0 | 0 | 0 | 0 | 0 | 0 | 661.3258 | 21.3331 | 1286875.9752 | 2751.1627 | 88.7472 | 467520.16 | 74513.8576 | 2403.6728 | 3548.2789 | 2485397.7013 | 3668920.4163
2016-04-01 | 2016 | 4 | 36920940 | 543288.9907 | 37464228.9907 | 60319 | 13041004 | 366791.4961 | 13407795.4961 | 5267 | 72510143 | 864503.9172 | 73374646.9172 | 193410 | 1035 | 732326 | 2304 | 15252 | 259023 | 24 | 560 | 727609.6 | 557474 | 49299.3 | 723726 | 555651 | 28915 | 6876.8 | 6786.4 | 3090.3 | 3055.8 | 374 | 369.6 | 55.1 | 57.3 | 60.9 | 61.6 | 16366.6 | -2655 | 4.9667 | 451 | 0 | 391 | 0 | 331.8 | 0.8 | 273.8 | 2.8 | 216.9 | 5.9 | 162.7 | 11.7 | 113.7 | 22.7 | 0 | 0 | 0 | 1 | 0 | 0 | 0 | 0 | 0 | 0 | 0 | 0 | 1 | 0 | 1 | 16 | 30 | 21 | 0 | 0 | 0 | 0 | 0 | 0 | 0 | 0 | 0 | 0 | 0 | 0 | 0 | 0 | 0 | 0 | 0 | 0 | 0 | 0 | 0 | 0 | 0 | 0 | 0 | 0 | 0 | 0 | 0 | 0 | 0 | 0 | 621.1016 | 20.7034 | 1248807.633 | 2545.6228 | 84.8541 | 446926.5165 | 70893.3787 | 2363.1126 | 3375.8752 | 2445821.5639 | 3494030.8056
2016-05-01 | 2016 | 5 | 41386492 | 580022.7497 | 41966514.7497 | 60305 | 13344960 | 386067.0316 | 13731027.0316 | 5294 | 74482255 | 918506.093 | 75400761.093 | 190232 | 1035 | 666464 | 2304 | 15252 | 259477 | 24 | 560 | 727609.6 | 557474 | 49299.3 | 723726 | 555651 | 28915 | 6883.3 | 6848.1 | 3103.7 | 3093.9 | 380.1 | 377.3 | 61.4 | 65.6 | 53.9 | 54 | 16366.6 | -2655 | 13.871 | 203.6 | 13.6 | 156.1 | 28.1 | 113.7 | 47.7 | 74.6 | 70.6 | 41.9 | 99.9 | 17.3 | 137.3 | 4.5 | 186.5 | 0 | 0 | 0 | 0 | 1 | 0 | 0 | 0 | 0 | 0 | 0 | 0 | 1 | 0 | 1 | 17 | 31 | 21 | 0 | 0 | 0 | 0 | 0 | 0 | 0 | 0 | 0 | 0 | 0 | 0 | 0 | 0 | 0 | 0 | 0 | 0 | 0 | 0 | 0 | 0 | 0 | 0 | 0 | 0 | 0 | 0 | 0 | 0 | 0 | 0 | 695.9044 | 22.4485 | 1353758.5403 | 2593.6961 | 83.6676 | 442936.3559 | 72850.9769 | 2350.0315 | 3469.0941 | 2432282.6159 | 3590512.433
2016-06-01 | 2016 | 6 | 50574849 | 616756.5086 | 51191605.5086 | 60308 | 14145403 | 405342.5671 | 14550745.5671 | 5264 | 77899377 | 972508.2689 | 78871885.2689 | 204631 | 1033 | 599799 | 2304 | 15252 | 258917 | 24 | 560 | 727609.6 | 557474 | 49299.3 | 723726 | 555651 | 28915 | 6883.6 | 6930.1 | 3112.7 | 3134.6 | 384.4 | 384.5 | 71.9 | 70.1 | 57.7 | 57.1 | 16366.6 | -2655 | 19.3867 | 53 | 34.6 | 26.5 | 68.1 | 8.5 | 110.1 | 2 | 163.6 | 0 | 221.6 | 0 | 281.6 | 0 | 341.6 | 0 | 0 | 0 | 0 | 0 | 1 | 0 | 0 | 0 | 0 | 0 | 0 | 0 | 0 | 0 | 18 | 30 | 22 | 0 | 0 | 0 | 0 | 0 | 0 | 0 | 0 | 0 | 0 | 0 | 0 | 0 | 0 | 0 | 0 | 0 | 0 | 0 | 0 | 0 | 0 | 0 | 0 | 0 | 0 | 0 | 0 | 0 | 0 | 0 | 0 | 848.8361 | 28.2945 | 1706386.8503 | 2764.1994 | 92.14 | 485024.8522 | 76352.2607 | 2545.0754 | 3470.5573 | 2629062.8423 | 3585085.694
2016-07-01 | 2016 | 7 | 61688603 | 653490.2676 | 62342093.2676 | 60310 | 15923666 | 424618.1025 | 16348284.1025 | 5262 | 84011912 | 1026510.4448 | 85038422.4448 | 214922 | 1034 | 641842 | 2304 | 15252 | 259477 | 24 | 560 | 727609.6 | 557474 | 49299.3 | 730341 | 558510 | 29147 | 6891.7 | 6986.1 | 3136.9 | 3173.6 | 387.5 | 389.1 | 64.6 | 63.4 | 31.9 | 33.8 | 16366.6 | 5974 | 22.9194 | 5.3 | 95.8 | 0.1 | 152.6 | 0 | 214.5 | 0 | 276.5 | 0 | 338.5 | 0 | 400.5 | 0 | 462.5 | 0 | 0 | 0 | 0 | 0 | 0 | 1 | 0 | 0 | 0 | 0 | 0 | 0 | 0 | 0 | 19 | 31 | 20 | 0 | 0 | 0 | 0 | 0 | 0 | 0 | 0 | 0 | 0 | 0 | 0 | 0 | 0 | 0 | 0 | 0 | 0 | 0 | 0 | 0 | 0 | 0 | 0 | 0 | 0 | 0 | 0 | 0 | 0 | 0 | 0 | 1033.6941 | 33.345 | 2011035.2667 | 3106.8575 | 100.2212 | 527364.0033 | 82242.1881 | 2652.9738 | 4112.1094 | 2743174.9176 | 4251921.1222
2016-08-01 | 2016 | 8 | 60215461 | 690224.0266 | 60905685.0266 | 60299 | 16295761 | 443893.638 | 16739654.638 | 5260 | 87167726 | 1080512.6206 | 88248238.6206 | 217408 | 1034 | 720249 | 2304 | 15252 | 259148 | 24 | 560 | 727609.6 | 557474 | 49299.3 | 730341 | 558510 | 29147 | 6896.8 | 7000.2 | 3157.1 | 3199.7 | 387.7 | 390.3 | 56.7 | 45.4 | 8.5 | 7.3 | 16366.6 | 5974 | 23.7355 | 0.1 | 115.9 | 0 | 177.8 | 0 | 239.8 | 0 | 301.8 | 0 | 363.8 | 0 | 425.8 | 0 | 487.8 | 0 | 0 | 0 | 0 | 0 | 0 | 0 | 1 | 0 | 0 | 0 | 0 | 0 | 0 | 0 | 20 | 31 | 22 | 0 | 0 | 0 | 0 | 0 | 0 | 0 | 0 | 0 | 0 | 0 | 0 | 0 | 0 | 0 | 0 | 0 | 0 | 0 | 0 | 0 | 0 | 0 | 0 | 0 | 0 | 0 | 0 | 0 | 0 | 0 | 0 | 1010.0613 | 32.5826 | 1964699.517 | 3182.4438 | 102.6595 | 539988.8593 | 85346.459 | 2753.1116 | 3879.3845 | 2846717.3749 | 4011283.5737
2016-09-01 | 2016 | 9 | 49709783 | 726957.7856 | 50436740.7856 | 60320 | 13976976 | 463169.1735 | 14440145.1735 | 5273 | 77840725 | 1134514.7965 | 78975239.7965 | 218401 | 1033 | 794582 | 2304 | 15252 | 258866 | 24 | 559 | 727609.6 | 557474 | 49299.3 | 730341 | 558510 | 29147 | 6893.1 | 6953.7 | 3168 | 3194.1 | 386 | 388.4 | 57 | 44.4 | -12.1 | -18 | 16366.6 | 5974 | 20.03 | 41.9 | 42.8 | 15.5 | 76.4 | 3.8 | 124.7 | 0.1 | 181 | 0 | 240.9 | 0 | 300.9 | 0 | 360.9 | 0 | 0 | 0 | 0 | 0 | 0 | 0 | 0 | 1 | 0 | 0 | 0 | 0 | 1 | 1 | 21 | 30 | 21 | 0 | 0 | 0 | 0 | 0 | 0 | 0 | 0 | 0 | 0 | 0 | 0 | 0 | 0 | 0 | 0 | 0 | 0 | 0 | 0 | 0 | 0 | 0 | 0 | 0 | 0 | 0 | 0 | 0 | 0 | 0 | 0 | 836.1529 | 27.8718 | 1681224.6929 | 2738.5066 | 91.2836 | 481338.1725 | 76452.3135 | 2548.4104 | 3640.5864 | 2632507.9932 | 3760725.7046
2016-10-01 | 2016 | 10 | 41115850 | 763691.5445 | 41879541.5445 | 60321 | 12868083 | 482444.709 | 13350527.709 | 5278 | 73150245 | 1188516.9724 | 74338761.9724 | 211273 | 1036 | 926316 | 2304 | 15252 | 259426 | 24 | 559 | 727609.6 | 557474 | 49299.3 | 737784 | 564056 | 29355 | 6892.9 | 6932.8 | 3166.7 | 3179.6 | 382.5 | 384.9 | 71 | 57.7 | -16.2 | -25.2 | 16366.6 | -1226 | 13.2097 | 212.3 | 1.8 | 156.6 | 8.1 | 111.3 | 24.8 | 77.2 | 52.7 | 50.1 | 87.6 | 26.6 | 126.1 | 10.8 | 172.3 | 0 | 0 | 0 | 0 | 0 | 0 | 0 | 0 | 0 | 1 | 0 | 0 | 0 | 1 | 1 | 22 | 31 | 20 | 0 | 0 | 0 | 0 | 0 | 0 | 0 | 0 | 0 | 0 | 0 | 0 | 0 | 0 | 0 | 0 | 0 | 0 | 0 | 0 | 0 | 0 | 0 | 0 | 0 | 0 | 0 | 0 | 0 | 0 | 0 | 0 | 694.278 | 22.3961 | 1350952.953 | 2529.4672 | 81.5957 | 430662.1842 | 71755.5617 | 2314.6955 | 3587.7781 | 2398024.5798 | 3716938.0986
2016-11-01 | 2016 | 11 | 37172567 | 800425.3035 | 37972992.3035 | 60345 | 12936003 | 501720.2445 | 13437723.2445 | 5298 | 71615105 | 1242519.1483 | 72857624.1483 | 211233 | 1036 | 986113 | 2304 | 15253 | 258781 | 24 | 559 | 727609.6 | 557474 | 49299.3 | 737784 | 564056 | 29355 | 6886.2 | 6898.2 | 3158.5 | 3156.1 | 381.8 | 384.1 | 91.6 | 85.2 | -9 | -16.3 | 16366.6 | -1226 | 8.2367 | 352.9 | 0 | 292.9 | 0 | 232.9 | 0 | 174.8 | 1.9 | 121.3 | 8.4 | 76 | 23.1 | 45.8 | 52.9 | 0 | 0 | 0 | 0 | 0 | 0 | 0 | 0 | 0 | 0 | 1 | 0 | 0 | 1 | 1 | 23 | 30 | 22 | 0 | 0 | 0 | 0 | 0 | 0 | 0 | 0 | 0 | 0 | 0 | 0 | 0 | 0 | 0 | 0 | 0 | 0 | 0 | 0 | 0 | 0 | 0 | 0 | 0 | 0 | 0 | 0 | 0 | 0 | 0 | 0 | 629.2649 | 20.9755 | 1265766.4101 | 2536.3766 | 84.5459 | 447924.1081 | 70325.892 | 2344.1964 | 3196.6315 | 2428587.4716 | 3311710.1886
2016-12-01 | 2016 | 12 | 42809833 | 837159.0625 | 43646992.0625 | 60353 | 14391209 | 520995.78 | 14912204.78 | 5297 | 73980352 | 1296521.3241 | 75276873.3241 | 171682 | 1036 | 1068050 | 2304 | 15253 | 263175 | 24 | 559 | 727609.6 | 557474 | 49299.3 | 737784 | 564056 | 29355 | 6895.6 | 6902.3 | 3161.1 | 3159.6 | 380.1 | 383.1 | 96.8 | 97.6 | -12.9 | -14.4 | 16366.6 | -1226 | -0.032258 | 621 | 0 | 559 | 0 | 497 | 0 | 435 | 0 | 373 | 0 | 311 | 0 | 249 | 0 | 0 | 0 | 0 | 0 | 0 | 0 | 0 | 0 | 0 | 0 | 0 | 1 | 0 | 0 | 0 | 24 | 31 | 20 | 0 | 0 | 0 | 0 | 0 | 0 | 0 | 0 | 0 | 0 | 0 | 0 | 0 | 0 | 0 | 0 | 0 | 0 | 0 | 0 | 0 | 0 | 0 | 0 | 0 | 0 | 0 | 0 | 0 | 0 | 0 | 0 | 723.1951 | 23.3289 | 1407967.4859 | 2815.2171 | 90.8135 | 481038.8639 | 72661.0746 | 2343.9056 | 3633.0537 | 2428286.2363 | 3763843.6662
2017-01-01 | 2017 | 1 | 43117838 | 1310372.4376 | 44428210.4376 | 60357 | 15042631 | 509574.7789 | 15552205.7789 | 5303 | 76397192 | 1414993.5376 | 77812185.5376 | 189110 | 1035 | 1188321.4 | 2623.4 | 17184 | 261189 | 24 | 562 | 743976.2 | 571846.4 | 51922 | 743287 | 568664 | 29546 | 6908.4 | 6871.2 | 3164.9 | 3151.2 | 378.8 | 378.6 | 106.2 | 111.3 | -4.7 | -4.3 | 20488.6 | 11322 | -0.34194 | 630.6 | 0 | 568.6 | 0 | 506.6 | 0 | 444.6 | 0 | 382.6 | 0 | 320.6 | 0 | 258.6 | 0 | 1 | 0 | 0 | 0 | 0 | 0 | 0 | 0 | 0 | 0 | 0 | 0 | 0 | 0 | 0 | 25 | 31 | 22 | 0 | 0 | 0 | 0 | 0 | 0 | 0 | 0 | 0 | 0 | 0 | 0 | 0 | 0 | 0 | 0 | 0 | 0 | 0 | 0 | 0 | 0 | 0 | 0 | 0 | 0 | 0 | 0 | 0 | 0 | 0 | 0 | 736.0904 | 23.7449 | 1433168.0786 | 2932.7184 | 94.6038 | 501684.0574 | 75180.8556 | 2425.1889 | 3417.3116 | 2510070.5012 | 3536917.5244
2017-02-01 | 2017 | 2 | 36607845 | 1400405.6442 | 38008250.6442 | 60440 | 13349253 | 522187.3714 | 13871440.3714 | 5341 | 68237493 | 1470391.4284 | 69707884.4284 | 187278 | 999 | 990953.3 | 2623.4 | 17184 | 260089 | 24 | 562 | 743976.2 | 571846.4 | 51922 | 743287 | 568664 | 29546 | 6922.3 | 6850.4 | 3163 | 3135.8 | 378.6 | 375.6 | 109 | 112.1 | 9.8 | 12.6 | 20488.6 | 11322 | 1.1714 | 527.2 | 0 | 471.2 | 0 | 415.2 | 0 | 359.2 | 0 | 303.2 | 0 | 247.7 | 0.5 | 193.8 | 2.6 | 0 | 1 | 0 | 0 | 0 | 0 | 0 | 0 | 0 | 0 | 0 | 0 | 0 | 0 | 0 | 26 | 28 | 19 | 0 | 0 | 0 | 0 | 0 | 0 | 0 | 0 | 0 | 0 | 0 | 0 | 0 | 0 | 0 | 0 | 0 | 0 | 0 | 0 | 0 | 0 | 0 | 0 | 0 | 0 | 0 | 0 | 0 | 0 | 0 | 0 | 628.8592 | 22.4593 | 1357437.523 | 2597.1616 | 92.7558 | 495408.5847 | 69777.6621 | 2492.0594 | 3672.5085 | 2489567.301 | 3668836.0225
2017-03-01 | 2017 | 3 | 38263912 | 1490438.8508 | 39754350.8508 | 60475 | 14302608 | 534799.964 | 14837407.964 | 5342 | 75471623 | 1525789.3191 | 76997412.3191 | 182686 | 1000 | 977923.9 | 2623.4 | 17184 | 261919 | 24 | 562 | 743976.2 | 571846.4 | 51922 | 743287 | 568664 | 29546 | 6930.2 | 6827.3 | 3153.3 | 3109.9 | 379.7 | 373.5 | 118.8 | 118.7 | 37.1 | 39.7 | 20488.6 | 11322 | 0.54194 | 603.2 | 0 | 541.2 | 0 | 479.2 | 0 | 417.2 | 0 | 355.2 | 0 | 293.4 | 0.2 | 234.7 | 3.5 | 0 | 0 | 1 | 0 | 0 | 0 | 0 | 0 | 0 | 0 | 0 | 0 | 1 | 0 | 1 | 27 | 31 | 23 | 0 | 0 | 0 | 0 | 0 | 0 | 0 | 0 | 0 | 0 | 0 | 0 | 0 | 0 | 0 | 0 | 0 | 0 | 0 | 0 | 0 | 0 | 0 | 0 | 0 | 0 | 0 | 0 | 0 | 0 | 0 | 0 | 657.3683 | 21.2054 | 1282398.4145 | 2777.5006 | 89.5968 | 478626.0634 | 76997.4123 | 2483.7875 | 3347.7136 | 2483787.4942 | 3347713.5791
2017-04-01 | 2017 | 4 | 33970409 | 1580472.0574 | 35550881.0574 | 60471 | 12843245 | 547412.5565 | 13390657.5565 | 5344 | 68114633 | 1581187.2099 | 69695820.2099 | 189895 | 1000 | 829657.1 | 2623.4 | 17184 | 259900 | 24 | 562 | 743976.2 | 571846.4 | 51922 | 740632 | 569815 | 29474 | 6931.9 | 6843.7 | 3151.2 | 3117.4 | 382.6 | 378.3 | 123.2 | 119.9 | 52.8 | 54.1 | 20488.6 | 7942 | 8.93 | 332.1 | 0 | 272.1 | 0 | 213 | 0.9 | 156.8 | 4.7 | 107.1 | 15 | 65.8 | 33.7 | 29.5 | 57.4 | 0 | 0 | 0 | 1 | 0 | 0 | 0 | 0 | 0 | 0 | 0 | 0 | 1 | 0 | 1 | 28 | 30 | 19 | 0 | 0 | 0 | 0 | 0 | 0 | 0 | 0 | 0 | 0 | 0 | 0 | 0 | 0 | 0 | 0 | 0 | 0 | 0 | 0 | 0 | 0 | 0 | 0 | 0 | 0 | 0 | 0 | 0 | 0 | 0 | 0 | 587.8997 | 19.5967 | 1185029.3686 | 2505.7368 | 83.5246 | 446355.2519 | 69695.8202 | 2323.194 | 3668.2011 | 2323194.007 | 3668201.0637
2017-05-01 | 2017 | 5 | 36857170 | 1670505.264 | 38527675.264 | 60529 | 13045355 | 560025.149 | 13605380.149 | 5341 | 72074085 | 1636585.1007 | 73710670.1007 | 187094 | 997 | 755282.8 | 2623.4 | 17184 | 260353 | 24 | 561 | 743976.2 | 571846.4 | 51922 | 740632 | 569815 | 29474 | 6944.7 | 6913.7 | 3157.6 | 3147.9 | 379.9 | 379 | 122 | 119.7 | 62.6 | 62.6 | 20488.6 | 7942 | 11.7839 | 258.6 | 3.9 | 200.5 | 7.8 | 148 | 17.3 | 98.6 | 29.9 | 57.9 | 51.2 | 25.7 | 81 | 6.8 | 124.1 | 0 | 0 | 0 | 0 | 1 | 0 | 0 | 0 | 0 | 0 | 0 | 0 | 1 | 0 | 1 | 29 | 31 | 22 | 0 | 0 | 0 | 0 | 0 | 0 | 0 | 0 | 0 | 0 | 0 | 0 | 0 | 0 | 0 | 0 | 0 | 0 | 0 | 0 | 0 | 0 | 0 | 0 | 0 | 0 | 0 | 0 | 0 | 0 | 0 | 0 | 636.516 | 20.5328 | 1242828.2343 | 2547.347 | 82.1725 | 438883.2306 | 73932.4675 | 2384.9183 | 3360.5667 | 2377763.5516 | 3350485.0046
2017-06-01 | 2017 | 6 | 45233408 | 1760538.4706 | 46993946.4706 | 60518 | 13634874 | 572637.7416 | 14207511.7416 | 5339 | 75251236 | 1691982.9914 | 76943218.9914 | 201444 | 1001 | 681040 | 2623.4 | 17184 | 259791 | 24 | 561 | 743976.2 | 571846.4 | 51922 | 740632 | 569815 | 29474 | 6955.5 | 7000.2 | 3170.4 | 3191.7 | 379.1 | 381.1 | 124.3 | 122.8 | 56.3 | 55.6 | 20488.6 | 7942 | 19.3033 | 57.4 | 36.5 | 29.3 | 68.4 | 8.9 | 108 | 0 | 159.1 | 0 | 219.1 | 0 | 279.1 | 0 | 339.1 | 0 | 0 | 0 | 0 | 0 | 1 | 0 | 0 | 0 | 0 | 0 | 0 | 0 | 0 | 0 | 30 | 30 | 22 | 0 | 0 | 0 | 0 | 0 | 0 | 0 | 0 | 0 | 0 | 0 | 0 | 0 | 0 | 0 | 0 | 0 | 0 | 0 | 0 | 0 | 0 | 0 | 0 | 0 | 0 | 0 | 0 | 0 | 0 | 0 | 0 | 776.5284 | 25.8843 | 1566464.8824 | 2661.0811 | 88.7027 | 473583.7247 | 76866.3526 | 2562.2118 | 3493.9251 | 2564773.9664 | 3497419.0451
2017-07-01 | 2017 | 7 | 53399843 | 1850571.6772 | 55250414.6772 | 60509 | 14948502 | 585250.3341 | 15533752.3341 | 5337 | 79040629 | 1747380.8822 | 80788009.8822 | 210283 | 1001 | 731410 | 2623.4 | 17184 | 260353 | 24 | 561 | 743976.2 | 571846.4 | 51922 | 746606 | 574136 | 30035 | 6956.3 | 7049.5 | 3168.8 | 3207.4 | 376 | 378.7 | 145.6 | 146.5 | 58.8 | 60.3 | 20488.6 | 416 | 21.6613 | 5.4 | 56.9 | 0 | 113.5 | 0 | 175.5 | 0 | 237.5 | 0 | 299.5 | 0 | 361.5 | 0 | 423.5 | 0 | 0 | 0 | 0 | 0 | 0 | 1 | 0 | 0 | 0 | 0 | 0 | 0 | 0 | 0 | 31 | 31 | 20 | 0 | 0 | 0 | 0 | 0 | 0 | 0 | 0 | 0 | 0 | 0 | 0 | 0 | 0 | 0 | 0 | 0 | 0 | 0 | 0 | 0 | 0 | 0 | 0 | 0 | 0 | 0 | 0 | 0 | 0 | 0 | 0 | 913.0942 | 29.4547 | 1782271.4412 | 2910.5775 | 93.8896 | 501088.785 | 80707.3026 | 2603.4614 | 4035.3651 | 2606064.8349 | 4039400.4941
2017-08-01 | 2017 | 8 | 50059809 | 1940604.8838 | 52000413.8838 | 60503 | 14562677 | 597862.9267 | 15160539.9267 | 5344 | 78939288 | 1802778.773 | 80742066.773 | 205394 | 1002 | 822705 | 2623.4 | 17184 | 260072 | 24 | 561 | 743976.2 | 571846.4 | 51922 | 746606 | 574136 | 30035 | 6953.5 | 7045.6 | 3165.6 | 3207 | 375.6 | 376.5 | 167.6 | 171.1 | 61 | 59.5 | 20488.6 | 416 | 20.5226 | 26.6 | 42.8 | 7.2 | 85.4 | 0 | 140.2 | 0 | 202.2 | 0 | 264.2 | 0 | 326.2 | 0 | 388.2 | 0 | 0 | 0 | 0 | 0 | 0 | 0 | 1 | 0 | 0 | 0 | 0 | 0 | 0 | 0 | 32 | 31 | 22 | 0 | 0 | 0 | 0 | 0 | 0 | 0 | 0 | 0 | 0 | 0 | 0 | 0 | 0 | 0 | 0 | 0 | 0 | 0 | 0 | 0 | 0 | 0 | 0 | 0 | 0 | 0 | 0 | 0 | 0 | 0 | 0 | 859.4684 | 27.7248 | 1677432.7059 | 2836.9274 | 91.5138 | 489049.6751 | 80580.905 | 2599.384 | 3662.7684 | 2604582.7991 | 3670093.9442
2017-09-01 | 2017 | 9 | 43473772 | 2030638.0904 | 45504410.0904 | 60533 | 13593689 | 610475.5192 | 14204164.5192 | 5350 | 74885800 | 1858176.6638 | 76743976.6638 | 210407 | 1001 | 908096.9 | 2623.4 | 17184 | 260483 | 24 | 561 | 743976.2 | 571846.4 | 51922 | 746606 | 574136 | 30035 | 6950.1 | 6998.1 | 3155.9 | 3176.1 | 377.9 | 377.8 | 194.7 | 195.3 | 83.9 | 80.4 | 20488.6 | 416 | 18.61 | 72.2 | 30.5 | 41.7 | 60 | 18.6 | 96.9 | 4.1 | 142.4 | 1 | 199.3 | 0 | 258.3 | 0 | 318.3 | 0 | 0 | 0 | 0 | 0 | 0 | 0 | 0 | 1 | 0 | 0 | 0 | 0 | 1 | 1 | 33 | 30 | 20 | 0 | 0 | 0 | 0 | 0 | 0 | 0 | 0 | 0 | 0 | 0 | 0 | 0 | 0 | 0 | 0 | 0 | 0 | 0 | 0 | 0 | 0 | 0 | 0 | 0 | 0 | 0 | 0 | 0 | 0 | 0 | 0 | 751.729 | 25.0576 | 1516813.6697 | 2654.984 | 88.4995 | 473472.1506 | 76667.3094 | 2555.577 | 3833.3655 | 2558132.5555 | 3837198.8332
2017-10-01 | 2017 | 10 | 38846178 | 2120671.297 | 40966849.297 | 60537 | 13303779 | 623088.1118 | 13926867.1118 | 5350 | 73030053 | 1913574.5545 | 74943627.5545 | 214277 | 1002 | 1058156.9 | 2526 | 17184 | 261070 | 24 | 563 | 743976.2 | 571846.4 | 51922 | 745380 | 574771 | 30202 | 6963.9 | 6990.5 | 3150.5 | 3154.4 | 380.5 | 379.9 | 197.1 | 194.7 | 108.7 | 103.3 | 20488.6 | 6393 | 14.6581 | 167.8 | 2.2 | 113.3 | 9.7 | 75.2 | 33.6 | 47.5 | 67.9 | 26.3 | 108.7 | 12.3 | 156.7 | 2.1 | 208.5 | 0 | 0 | 0 | 0 | 0 | 0 | 0 | 0 | 0 | 1 | 0 | 0 | 0 | 1 | 1 | 34 | 31 | 21 | 0 | 0 | 0 | 0 | 0 | 0 | 0 | 0 | 0 | 0 | 0 | 0 | 0 | 0 | 0 | 0 | 0 | 0 | 0 | 0 | 0 | 0 | 0 | 0 | 0 | 0 | 0 | 0 | 0 | 0 | 0 | 0 | 676.7241 | 21.8298 | 1321511.2676 | 2603.1527 | 83.9727 | 449253.7778 | 74794.0395 | 2412.711 | 3561.6209 | 2417536.3727 | 3568744.1693
2017-11-01 | 2017 | 11 | 36790700 | 2210704.5036 | 39001404.5036 | 60558 | 13353063 | 635700.7043 | 13988763.7043 | 5353 | 71461391 | 1968972.4453 | 73430363.4453 | 211293 | 1003 | 1125753.3 | 2285.9 | 17184 | 260852 | 24 | 563 | 743976.2 | 571846.4 | 51922 | 745380 | 574771 | 30202 | 6977.8 | 6983.4 | 3149.5 | 3139.8 | 385.2 | 385.6 | 206.9 | 202.6 | 125.5 | 121.7 | 20488.6 | 6393 | 5.07 | 447.9 | 0 | 387.9 | 0 | 327.9 | 0 | 267.9 | 0 | 208.1 | 0.2 | 151.8 | 3.9 | 99 | 11.1 | 0 | 0 | 0 | 0 | 0 | 0 | 0 | 0 | 0 | 0 | 1 | 0 | 0 | 1 | 1 | 35 | 30 | 22 | 0 | 0 | 0 | 0 | 0 | 0 | 0 | 0 | 0 | 0 | 0 | 0 | 0 | 0 | 0 | 0 | 0 | 0 | 0 | 0 | 0 | 0 | 0 | 0 | 0 | 0 | 0 | 0 | 0 | 0 | 0 | 0 | 644.0339 | 21.4678 | 1300046.8168 | 2613.2568 | 87.1086 | 466292.1235 | 73210.7313 | 2440.3577 | 3327.7605 | 2447678.7815 | 3337743.793
2017-12-01 | 2017 | 12 | 44807567 | 2300737.7102 | 47108304.7102 | 60594 | 14914509 | 648313.2968 | 15562822.2968 | 5356 | 72692802 | 2024370.3361 | 74717172.3361 | 174819 | 1003 | 1217354.1 | 2029.3 | 17184 | 264173 | 24 | 564 | 743976.2 | 571846.4 | 51922 | 745380 | 574771 | 30202 | 6992.4 | 6999.9 | 3148.2 | 3145.2 | 388.5 | 389.8 | 207.1 | 206.9 | 143 | 142.5 | 20488.6 | 6393 | -2.9419 | 711.2 | 0 | 649.2 | 0 | 587.2 | 0 | 525.2 | 0 | 463.2 | 0 | 401.2 | 0 | 339.2 | 0 | 0 | 0 | 0 | 0 | 0 | 0 | 0 | 0 | 0 | 0 | 0 | 1 | 0 | 0 | 0 | 36 | 31 | 19 | 0 | 0 | 0 | 0 | 0 | 0 | 0 | 0 | 0 | 0 | 0 | 0 | 0 | 0 | 0 | 0 | 0 | 0 | 0 | 0 | 0 | 0 | 0 | 0 | 0 | 0 | 0 | 0 | 0 | 0 | 0 | 0 | 777.4417 | 25.0788 | 1519622.7326 | 2905.68 | 93.7316 | 502026.5257 | 74493.6913 | 2403.0223 | 3920.7206 | 2410231.3657 | 3932482.7545
2018-01-01 | 2018 | 1 | 45520102 | 2189496.684 | 47709598.684 | 60779 | 15643746 | 697802.7679 | 16341548.7679 | 5365 | 77544300 | 2073755.1323 | 79618055.1323 | 193600 | 1002 | 867512.8 | 1915.2 | 17184 | 262149 | 24 | 564 | 764464.8 | 590729.4 | 53985.7 | 756702 | 583158 | 30665 | 7014.6 | 6982.5 | 3160.2 | 3146.9 | 389.6 | 389.4 | 184.8 | 184.8 | 137.8 | 140.1 | 25066.8 | 8006 | -3.9452 | 742.3 | 0 | 680.3 | 0 | 618.3 | 0 | 556.3 | 0 | 494.3 | 0 | 432.5 | 0.2 | 372.5 | 2.2 | 1 | 0 | 0 | 0 | 0 | 0 | 0 | 0 | 0 | 0 | 0 | 0 | 0 | 0 | 0 | 37 | 31 | 22 | 0 | 0 | 0 | 0 | 0 | 0 | 0 | 0 | 0 | 0 | 0 | 0 | 0 | 0 | 0 | 0 | 0 | 0 | 0 | 0 | 0 | 0 | 0 | 0 | 0 | 0 | 0 | 0 | 0 | 0 | 0 | 0 | 784.9685 | 25.3216 | 1539019.3124 | 3045.955 | 98.2566 | 527146.7344 | 79459.1369 | 2563.198 | 3611.7789 | 2568324.3591 | 3619002.506
2018-02-01 | 2018 | 2 | 37446591 | 2240688.8987 | 39687279.8987 | 60797 | 13639150 | 713650.5985 | 14352800.5985 | 5367 | 68432722 | 2120964.8917 | 70553686.8917 | 189385 | 1004 | 668680.3 | 1770.2 | 17184 | 261046 | 24 | 564 | 764464.8 | 590729.4 | 53985.7 | 756702 | 583158 | 30665 | 7031.3 | 6962.5 | 3172.8 | 3148.4 | 390.8 | 388.6 | 157.6 | 157.6 | 127.3 | 131.6 | 25066.8 | 8006 | -0.28929 | 568.1 | 0 | 512.1 | 0 | 456.1 | 0 | 400.1 | 0 | 344.1 | 0 | 288.5 | 0.4 | 235.5 | 3.4 | 0 | 1 | 0 | 0 | 0 | 0 | 0 | 0 | 0 | 0 | 0 | 0 | 0 | 0 | 0 | 38 | 28 | 19 | 0 | 0 | 0 | 0 | 0 | 0 | 0 | 0 | 0 | 0 | 0 | 0 | 0 | 0 | 0 | 0 | 0 | 0 | 0 | 0 | 0 | 0 | 0 | 0 | 0 | 0 | 0 | 0 | 0 | 0 | 0 | 0 | 652.7835 | 23.3137 | 1417402.8535 | 2674.2688 | 95.5096 | 512600.0214 | 70272.5965 | 2509.7356 | 3698.5577 | 2519774.5318 | 3713351.9417
2018-03-01 | 2018 | 3 | 38782369 | 2291881.1133 | 41074250.1133 | 60798 | 14498535 | 729498.4292 | 15228033.4292 | 5382 | 73851189 | 2168174.6511 | 76019363.6511 | 187159 | 1008 | 606508.2 | 1627 | 17184 | 262882 | 24 | 564 | 764464.8 | 590729.4 | 53985.7 | 756702 | 583158 | 30665 | 7049 | 6946 | 3190.4 | 3149.6 | 395 | 390.1 | 139.8 | 138.1 | 105.8 | 109.9 | 25066.8 | 8006 | 0.77742 | 595.9 | 0 | 533.9 | 0 | 471.9 | 0 | 409.9 | 0 | 347.9 | 0 | 285.9 | 0 | 223.9 | 0 | 0 | 0 | 1 | 0 | 0 | 0 | 0 | 0 | 0 | 0 | 0 | 0 | 1 | 0 | 1 | 39 | 31 | 21 | 0 | 0 | 0 | 0 | 0 | 0 | 0 | 0 | 0 | 0 | 0 | 0 | 0 | 0 | 0 | 0 | 0 | 0 | 0 | 0 | 0 | 0 | 0 | 0 | 0 | 0 | 0 | 0 | 0 | 0 | 0 | 0 | 675.5855 | 21.7931 | 1324975.8101 | 2829.4376 | 91.2722 | 491226.8848 | 75416.0354 | 2432.7753 | 3591.2398 | 2452237.5371 | 3619969.6977
2018-04-01 | 2018 | 4 | 35825905 | 2343073.328 | 38168978.328 | 60792 | 13441312 | 745346.2599 | 14186658.2599 | 5377 | 70289177 | 2215384.4105 | 72504561.4105 | 184065 | 1006 | 479278.6 | 1515.5 | 17184 | 260891 | 24 | 564 | 764464.8 | 590729.4 | 53985.7 | 764644 | 590485 | 31148 | 7055.1 | 6963.6 | 3204 | 3171.5 | 402.6 | 399.1 | 146 | 148 | 87.6 | 89.6 | 25066.8 | 5437 | 4.0233 | 479.3 | 0 | 419.3 | 0 | 359.3 | 0 | 299.3 | 0 | 239.3 | 0 | 180.8 | 1.5 | 127.5 | 8.2 | 0 | 0 | 0 | 1 | 0 | 0 | 0 | 0 | 0 | 0 | 0 | 0 | 1 | 0 | 1 | 40 | 30 | 21 | 0 | 0 | 0 | 0 | 0 | 0 | 0 | 0 | 0 | 0 | 0 | 0 | 0 | 0 | 0 | 0 | 0 | 0 | 0 | 0 | 0 | 0 | 0 | 0 | 0 | 0 | 0 | 0 | 0 | 0 | 0 | 0 | 627.8619 | 20.9287 | 1272299.2776 | 2638.3966 | 87.9466 | 472888.6087 | 72072.1286 | 2402.4043 | 3432.0061 | 2416818.7137 | 3452598.1624
2018-05-01 | 2018 | 5 | 38850335 | 2394265.5427 | 41244600.5427 | 60822 | 13796645 | 761194.0905 | 14557839.0905 | 5371 | 72846017 | 2262594.1699 | 75108611.1699 | 187517 | 1008 | 435165 | 1511.5 | 17184 | 261428 | 24 | 564 | 764464.8 | 590729.4 | 53985.7 | 764644 | 590485 | 31148 | 7066.7 | 7033.4 | 3220.2 | 3210.5 | 406.5 | 405.4 | 141.8 | 142.6 | 69 | 69.5 | 25066.8 | 5437 | 14.7903 | 173.8 | 12.3 | 127.7 | 28.2 | 86 | 48.5 | 50.5 | 75 | 25.2 | 111.7 | 6.9 | 155.4 | 0.7 | 211.2 | 0 | 0 | 0 | 0 | 1 | 0 | 0 | 0 | 0 | 0 | 0 | 0 | 1 | 0 | 1 | 41 | 31 | 22 | 0 | 0 | 0 | 0 | 0 | 0 | 0 | 0 | 0 | 0 | 0 | 0 | 0 | 0 | 0 | 0 | 0 | 0 | 0 | 0 | 0 | 0 | 0 | 0 | 0 | 0 | 0 | 0 | 0 | 0 | 0 | 0 | 678.1198 | 21.8748 | 1330470.9852 | 2710.4523 | 87.4339 | 469607.7126 | 74512.5111 | 2403.6294 | 3386.9323 | 2422858.4248 | 3414027.7804
2018-06-01 | 2018 | 6 | 49699411 | 2445457.7574 | 52144868.7574 | 60920 | 14595194 | 777041.9212 | 15372235.9212 | 5437 | 74459387 | 2309803.9293 | 76769190.9293 | 205707 | 970 | 392256 | 1511 | 17184 | 260815 | 24 | 564 | 764464.8 | 590729.4 | 53985.7 | 764644 | 590485 | 31148 | 7079.8 | 7123 | 3226.7 | 3247.3 | 408.6 | 410.3 | 141.3 | 141.3 | 66.5 | 65.3 | 25066.8 | 5437 | 19.03 | 64.6 | 35.5 | 26.9 | 57.8 | 5 | 95.9 | 0.6 | 151.5 | 0 | 210.9 | 0 | 270.9 | 0 | 330.9 | 0 | 0 | 0 | 0 | 0 | 1 | 0 | 0 | 0 | 0 | 0 | 0 | 0 | 0 | 0 | 42 | 30 | 21 | 0 | 0 | 0 | 0 | 0 | 0 | 0 | 0 | 0 | 0 | 0 | 0 | 0 | 0 | 0 | 0 | 0 | 0 | 0 | 0 | 0 | 0 | 0 | 0 | 0 | 0 | 0 | 0 | 0 | 0 | 0 | 0 | 855.9565 | 28.5319 | 1738162.2919 | 2827.3379 | 94.2446 | 512407.864 | 79143.4958 | 2638.1165 | 3768.7379 | 2558973.031 | 3655675.7585
2018-07-01 | 2018 | 7 | 62470256 | 2496649.9721 | 64966905.9721 | 60944 | 16326498 | 792889.7519 | 17119387.7519 | 5443 | 79813563 | 2357013.6887 | 82170576.6887 | 212958 | 970 | 418842.3 | 1502.3 | 17184 | 261377 | 24 | 563 | 764464.8 | 590729.4 | 53985.7 | 765060 | 592461 | 31156 | 7101.9 | 7196 | 3227.6 | 3267.7 | 414.3 | 416.1 | 153.1 | 149.7 | 78.8 | 77.3 | 25066.8 | 9244 | 23.2968 | 0.5 | 102.7 | 0 | 164.2 | 0 | 226.2 | 0 | 288.2 | 0 | 350.2 | 0 | 412.2 | 0 | 474.2 | 0 | 0 | 0 | 0 | 0 | 0 | 1 | 0 | 0 | 0 | 0 | 0 | 0 | 0 | 0 | 43 | 31 | 21 | 0 | 0 | 0 | 0 | 0 | 0 | 0 | 0 | 0 | 0 | 0 | 0 | 0 | 0 | 0 | 0 | 0 | 0 | 0 | 0 | 0 | 0 | 0 | 0 | 0 | 0 | 0 | 0 | 0 | 0 | 0 | 0 | 1066.0099 | 34.3874 | 2095706.6443 | 3145.2118 | 101.4584 | 552238.3146 | 84711.9347 | 2732.6431 | 4033.9017 | 2650663.7642 | 3912884.6042
2018-08-01 | 2018 | 8 | 60684419 | 2547842.1867 | 63232261.1867 | 60940 | 16132239 | 808737.5826 | 16940976.5826 | 5466 | 79970235 | 2404223.4481 | 82374458.4481 | 205769 | 970 | 468399.7 | 1493.6 | 17184 | 261095 | 24 | 563 | 764464.8 | 590729.4 | 53985.7 | 765060 | 592461 | 31156 | 7121.1 | 7216.7 | 3226.6 | 3266.5 | 423.4 | 424.3 | 145.1 | 142.8 | 80.9 | 77.4 | 25066.8 | 9244 | 23.2839 | 5.8 | 107.6 | 1.3 | 165.1 | 0 | 225.8 | 0 | 287.8 | 0 | 349.8 | 0 | 411.8 | 0 | 473.8 | 0 | 0 | 0 | 0 | 0 | 0 | 0 | 1 | 0 | 0 | 0 | 0 | 0 | 0 | 0 | 44 | 31 | 22 | 0 | 0 | 0 | 0 | 0 | 0 | 0 | 0 | 0 | 0 | 0 | 0 | 0 | 0 | 0 | 0 | 0 | 0 | 0 | 0 | 0 | 0 | 0 | 0 | 0 | 0 | 0 | 0 | 0 | 0 | 0 | 0 | 1037.6151 | 33.4715 | 2039750.3609 | 3099.3371 | 99.9786 | 546483.1156 | 84922.1221 | 2739.4233 | 3860.0965 | 2657240.5951 | 3744293.5658
2018-09-01 | 2018 | 9 | 48255985 | 2599034.4014 | 50855019.4014 | 60973 | 14295949 | 824585.4132 | 15120534.4132 | 5466 | 72439191 | 2451433.2075 | 74890624.2075 | 206092 | 974 | 487042.4 | 1407 | 17184 | 260813 | 24 | 563 | 764464.8 | 590729.4 | 53985.7 | 765060 | 592461 | 31156 | 7144.8 | 7193.4 | 3239.8 | 3256.5 | 428.7 | 428 | 134.8 | 131 | 60.3 | 56.1 | 25066.8 | 9244 | 19.4467 | 57.2 | 40.6 | 27.8 | 71.2 | 11.3 | 114.7 | 2 | 165.4 | 0 | 223.4 | 0 | 283.4 | 0 | 343.4 | 0 | 0 | 0 | 0 | 0 | 0 | 0 | 0 | 1 | 0 | 0 | 0 | 0 | 1 | 1 | 45 | 30 | 19 | 0 | 0 | 0 | 0 | 0 | 0 | 0 | 0 | 0 | 0 | 0 | 0 | 0 | 0 | 0 | 0 | 0 | 0 | 0 | 0 | 0 | 0 | 0 | 0 | 0 | 0 | 0 | 0 | 0 | 0 | 0 | 0 | 834.058 | 27.8019 | 1695167.3134 | 2766.2888 | 92.2096 | 504017.8138 | 76889.7579 | 2562.9919 | 4046.8294 | 2496354.1402 | 3941611.8004
2018-10-01 | 2018 | 10 | 37999906 | 2650226.6161 | 40650132.6161 | 60992 | 13367196 | 840433.2439 | 14207629.2439 | 5469 | 68627728 | 2498642.9669 | 71126370.9669 | 205563 | 972 | 541847.9 | 1343.3 | 17184 | 261271 | 24 | 563 | 764464.8 | 590729.4 | 53985.7 | 771453 | 596813 | 31522 | 7161 | 7185.2 | 3259.2 | 3257.7 | 426.1 | 425 | 109.3 | 105.4 | 40 | 35.7 | 25066.8 | 5492 | 10.6452 | 295.5 | 5.5 | 237.5 | 9.5 | 182.2 | 16.2 | 132.7 | 28.7 | 88.2 | 46.2 | 50.2 | 70.2 | 20.6 | 102.6 | 0 | 0 | 0 | 0 | 0 | 0 | 0 | 0 | 0 | 1 | 0 | 0 | 0 | 1 | 1 | 46 | 31 | 22 | 0 | 0 | 0 | 0 | 0 | 0 | 0 | 0 | 0 | 0 | 0 | 0 | 0 | 0 | 0 | 0 | 0 | 0 | 0 | 0 | 0 | 0 | 0 | 0 | 0 | 0 | 0 | 0 | 0 | 0 | 0 | 0 | 666.483 | 21.4995 | 1311294.6005 | 2597.8477 | 83.8015 | 458310.6208 | 73175.2788 | 2360.4929 | 3326.149 | 2294399.0634 | 3233016.8621
2018-11-01 | 2018 | 11 | 38116428 | 2701418.8308 | 40817846.8308 | 61031 | 13835360 | 856281.0746 | 14691641.0746 | 5496 | 68344175 | 2545852.7263 | 70890027.7263 | 205844 | 972 | 565178.5 | 1317.1 | 17184 | 260703 | 24 | 562 | 764464.8 | 590729.4 | 53985.7 | 771453 | 596813 | 31522 | 7184.7 | 7186 | 3275 | 3261.5 | 420.8 | 420 | 105.3 | 102.9 | 36.1 | 33.9 | 25066.8 | 5492 | 2.92 | 512.4 | 0 | 452.4 | 0 | 392.4 | 0 | 332.4 | 0 | 272.4 | 0 | 214.1 | 1.7 | 157.9 | 5.5 | 0 | 0 | 0 | 0 | 0 | 0 | 0 | 0 | 0 | 0 | 1 | 0 | 0 | 1 | 1 | 47 | 30 | 22 | 0 | 0 | 0 | 0 | 0 | 0 | 0 | 0 | 0 | 0 | 0 | 0 | 0 | 0 | 0 | 0 | 0 | 0 | 0 | 0 | 0 | 0 | 0 | 0 | 0 | 0 | 0 | 0 | 0 | 0 | 0 | 0 | 668.8051 | 22.2935 | 1360594.8944 | 2673.1516 | 89.1051 | 489721.3692 | 72932.1273 | 2431.0709 | 3315.0967 | 2363000.9242 | 3222273.9876
2018-12-01 | 2018 | 12 | 43149882 | 2752611.0455 | 45902493.0455 | 61253 | 14685286 | 872128.9052 | 15557414.9052 | 5494 | 67665402 | 2593062.4857 | 70258464.4857 | 169863 | 974 | 597310.9 | 1287.2 | 17184 | 264008 | 24 | 562 | 764464.8 | 590729.4 | 53985.7 | 771453 | 596813 | 31522 | 7199.5 | 7206.8 | 3291.2 | 3287.7 | 415 | 415.9 | 100.6 | 103.9 | 31.8 | 33 | 25066.8 | 5492 | 1.3548 | 578 | 0 | 516 | 0 | 454 | 0 | 392 | 0 | 330 | 0 | 268 | 0 | 206 | 0 | 0 | 0 | 0 | 0 | 0 | 0 | 0 | 0 | 0 | 0 | 0 | 1 | 0 | 0 | 0 | 48 | 31 | 19 | 0 | 0 | 0 | 0 | 0 | 0 | 0 | 0 | 0 | 0 | 0 | 0 | 0 | 0 | 0 | 0 | 0 | 0 | 0 | 0 | 0 | 0 | 0 | 0 | 0 | 0 | 0 | 0 | 0 | 0 | 0 | 0 | 749.3918 | 24.1739 | 1480725.5821 | 2831.71 | 91.3455 | 501852.0937 | 72133.9471 | 2326.9015 | 3796.5235 | 2266402.0802 | 3697813.9203
2019-01-01 | 2019 | 1 | 44752329 | 2558573.7907 | 47310902.7907 | 61267 | 15650151 | 885010.595 | 16535161.595 | 5499 | 74411457 | 2606263.9837 | 77017720.9837 | 179535 | 974 | 583065.5 | 1287.2 | 17184 | 262538 | 24 | 559 | 789531.6 | 608429.3 | 57334.6 | 779459 | 600187 | 31723 | 7199.4 | 7167.3 | 3298 | 3287 | 412.8 | 412.4 | 118.6 | 122.1 | 27.1 | 30.7 | 17742.9 | 1092 | -4.5806 | 762 | 0 | 700 | 0 | 638 | 0 | 576 | 0 | 514 | 0 | 452 | 0 | 390 | 0 | 1 | 0 | 0 | 0 | 0 | 0 | 0 | 0 | 0 | 0 | 0 | 0 | 0 | 0 | 0 | 49 | 31 | 22 | 0 | 0 | 0 | 0 | 0 | 0 | 0 | 0 | 0 | 0 | 0 | 0 | 0 | 0 | 0 | 0 | 0 | 0 | 0 | 0 | 0 | 0 | 0 | 0 | 0 | 0 | 0 | 0 | 0 | 0 | 0 | 0 | 772.2086 | 24.91 | 1526158.1545 | 3006.9397 | 96.9981 | 533392.3095 | 79073.6355 | 2550.7624 | 3594.2562 | 2484442.6124 | 3500805.4993
2019-02-01 | 2019 | 2 | 39641060 | 2570243.1142 | 42211303.1142 | 61283 | 14388779 | 898349.8961 | 15287128.8961 | 5507 | 66941377 | 2642644.6736 | 69584021.6736 | 190349 | 972 | 486224.5 | 1287.2 | 17184 | 261673 | 24 | 563 | 789531.6 | 608429.3 | 57334.6 | 779459 | 600187 | 31723 | 7188.9 | 7120.1 | 3300.1 | 3280 | 407.6 | 405.8 | 156.5 | 158.3 | 40.7 | 45.3 | 17742.9 | 1092 | -2.4179 | 627.7 | 0 | 571.7 | 0 | 515.7 | 0 | 459.7 | 0 | 403.7 | 0 | 347.7 | 0 | 293.7 | 2 | 0 | 1 | 0 | 0 | 0 | 0 | 0 | 0 | 0 | 0 | 0 | 0 | 0 | 0 | 0 | 50 | 28 | 19 | 0 | 0 | 0 | 0 | 0 | 0 | 0 | 0 | 0 | 0 | 0 | 0 | 0 | 0 | 0 | 0 | 0 | 0 | 0 | 0 | 0 | 0 | 0 | 0 | 0 | 0 | 0 | 0 | 0 | 0 | 0 | 0 | 688.793 | 24.5998 | 1507546.5398 | 2775.945 | 99.1409 | 545968.8891 | 71588.4997 | 2556.7321 | 3767.8158 | 2485143.6312 | 3662316.9302
2019-03-01 | 2019 | 3 | 39959681 | 2581912.4377 | 42541593.4377 | 61278 | 15138621 | 911689.1972 | 16050310.1972 | 5500 | 71747602 | 2679025.3636 | 74426627.3636 | 186476 | 972 | 479831.6 | 1287.2 | 17184 | 263490 | 24 | 563 | 789531.6 | 608429.3 | 57334.6 | 779459 | 600187 | 31723 | 7188.8 | 7084.1 | 3296.2 | 3259.5 | 404.8 | 400.5 | 172.5 | 172.8 | 62.7 | 65.8 | 17742.9 | 1092 | 0.048387 | 618.5 | 0 | 556.5 | 0 | 494.5 | 0 | 432.5 | 0 | 370.5 | 0 | 308.5 | 0 | 246.6 | 0.1 | 0 | 0 | 1 | 0 | 0 | 0 | 0 | 0 | 0 | 0 | 0 | 0 | 1 | 0 | 1 | 51 | 31 | 22 | 0 | 0 | 0 | 0 | 0 | 0 | 0 | 0 | 0 | 0 | 0 | 0 | 0 | 0 | 0 | 0 | 0 | 0 | 0 | 0 | 0 | 0 | 0 | 0 | 0 | 0 | 0 | 0 | 0 | 0 | 0 | 0 | 694.2393 | 22.3948 | 1372309.4657 | 2918.2382 | 94.1367 | 517751.9418 | 76570.6043 | 2470.0195 | 3480.482 | 2400858.9472 | 3383028.5165
2019-04-01 | 2019 | 4 | 34942768 | 2593581.7611 | 37536349.7611 | 61471 | 13349194 | 925028.4983 | 14274222.4983 | 5496 | 65493567 | 2715406.0535 | 68208973.0535 | 182739 | 973 | 407082.6 | 1287.2 | 17184 | 261275 | 24 | 563 | 789531.6 | 608429.3 | 57334.6 | 784896 | 604446 | 31589 | 7201.1 | 7111.6 | 3291.6 | 3261.1 | 401.5 | 397.1 | 181.2 | 182.4 | 89.2 | 89.9 | 17742.9 | 5906 | 6.27 | 411.9 | 0 | 351.9 | 0 | 291.9 | 0 | 231.9 | 0 | 173.3 | 1.4 | 116.7 | 4.8 | 71.4 | 19.5 | 0 | 0 | 0 | 1 | 0 | 0 | 0 | 0 | 0 | 0 | 0 | 0 | 1 | 0 | 1 | 52 | 30 | 21 | 0 | 0 | 0 | 0 | 0 | 0 | 0 | 0 | 0 | 0 | 0 | 0 | 0 | 0 | 0 | 0 | 0 | 0 | 0 | 0 | 0 | 0 | 0 | 0 | 0 | 0 | 0 | 0 | 0 | 0 | 0 | 0 | 610.6351 | 20.3545 | 1251211.6587 | 2597.2021 | 86.5734 | 475807.4166 | 70101.7195 | 2336.724 | 3338.1771 | 2273632.4351 | 3248046.3359
2019-05-01 | 2019 | 5 | 35494086 | 2605251.0846 | 38099337.0846 | 61467 | 13091106 | 938367.7994 | 14029473.7994 | 5489 | 66534124 | 2751786.7435 | 69285910.7435 | 180588 | 977 | 370589.6 | 1287.2 | 17184 | 261806 | 24 | 563 | 789531.6 | 608429.3 | 57334.6 | 784896 | 604446 | 31589 | 7208.5 | 7176 | 3289.2 | 3280 | 404.3 | 401.5 | 190.4 | 190.8 | 103.6 | 101.9 | 17742.9 | 5906 | 11.0581 | 277.2 | 0 | 215.6 | 0.4 | 157.8 | 4.6 | 105.8 | 14.6 | 63.5 | 34.3 | 33.1 | 65.9 | 13.4 | 108.2 | 0 | 0 | 0 | 0 | 1 | 0 | 0 | 0 | 0 | 0 | 0 | 0 | 1 | 0 | 1 | 53 | 31 | 20 | 0 | 0 | 0 | 0 | 0 | 0 | 0 | 0 | 0 | 0 | 0 | 0 | 0 | 0 | 0 | 0 | 0 | 0 | 0 | 0 | 0 | 0 | 0 | 0 | 0 | 0 | 0 | 0 | 0 | 0 | 0 | 0 | 619.834 | 19.9946 | 1229010.8737 | 2555.9253 | 82.4492 | 452563.6709 | 70917.0018 | 2287.6452 | 3545.8501 | 2235029.3788 | 3464295.5372
2019-06-01 | 2019 | 6 | 42615902 | 2616920.4081 | 45232822.4081 | 61472 | 13624072 | 951707.1006 | 14575779.1006 | 5489 | 67552624 | 2788167.4334 | 70340791.4334 | 184356 | 982 | 334161.4 | 1287.2 | 17184 | 261241 | 24 | 561 | 789531.6 | 608429.3 | 57334.6 | 784896 | 604446 | 31589 | 7221.1 | 7264.3 | 3293.2 | 3312.6 | 407.5 | 407 | 199.2 | 196.6 | 108.1 | 105.3 | 17742.9 | 5906 | 17.3067 | 96.9 | 16.1 | 54.9 | 34.1 | 22 | 61.2 | 4.4 | 103.6 | 0.2 | 159.4 | 0 | 219.2 | 0 | 279.2 | 0 | 0 | 0 | 0 | 0 | 1 | 0 | 0 | 0 | 0 | 0 | 0 | 0 | 0 | 0 | 54 | 30 | 22 | 0 | 0 | 0 | 0 | 0 | 0 | 0 | 0 | 0 | 0 | 0 | 0 | 0 | 0 | 0 | 0 | 0 | 0 | 0 | 0 | 0 | 0 | 0 | 0 | 0 | 0 | 0 | 0 | 0 | 0 | 0 | 0 | 735.8281 | 24.5276 | 1507760.7469 | 2655.4526 | 88.5151 | 485859.3034 | 71630.1338 | 2387.6711 | 3255.9152 | 2344693.0478 | 3197308.7015
2019-07-01 | 2019 | 7 | 60513434 | 2628589.7316 | 63142023.7316 | 61470 | 16138863 | 965046.4017 | 17103909.4017 | 5495 | 78868328 | 2824548.1234 | 81692876.1234 | 199980 | 982 | 358876.3 | 1287.2 | 17184 | 261806 | 24 | 561 | 789531.6 | 608429.3 | 57334.6 | 794140 | 611579 | 31769 | 7255 | 7345.7 | 3306.4 | 3345 | 410.5 | 412.8 | 168.6 | 164.2 | 107.6 | 105.4 | 17742.9 | 3717 | 22.9226 | 1.4 | 92 | 0 | 152.6 | 0 | 214.6 | 0 | 276.6 | 0 | 338.6 | 0 | 400.6 | 0 | 462.6 | 0 | 0 | 0 | 0 | 0 | 0 | 1 | 0 | 0 | 0 | 0 | 0 | 0 | 0 | 0 | 55 | 31 | 22 | 0 | 0 | 0 | 0 | 0 | 0 | 0 | 0 | 0 | 0 | 0 | 0 | 0 | 0 | 0 | 0 | 0 | 0 | 0 | 0 | 0 | 0 | 0 | 0 | 0 | 0 | 0 | 0 | 0 | 0 | 0 | 0 | 1027.2006 | 33.1355 | 2036839.4752 | 3112.6314 | 100.4075 | 551739.013 | 83190.3016 | 2683.5581 | 3781.3773 | 2635254.0685 | 3713312.5511
2019-08-01 | 2019 | 8 | 55597872 | 2640259.055 | 58238131.055 | 61464 | 15404829 | 978385.7028 | 16383214.7028 | 5492 | 75469633 | 2860928.8133 | 78330561.8133 | 205692 | 983 | 403671.4 | 1287.2 | 17184 | 261523 | 24 | 561 | 789531.6 | 608429.3 | 57334.6 | 794140 | 611579 | 31769 | 7266.2 | 7359.5 | 3307.5 | 3343.9 | 407.9 | 410.3 | 167.6 | 163.8 | 114.4 | 112.4 | 17742.9 | 3717 | 21.2677 | 10.7 | 50 | 1.4 | 102.7 | 0 | 163.3 | 0 | 225.3 | 0 | 287.3 | 0 | 349.3 | 0 | 411.3 | 0 | 0 | 0 | 0 | 0 | 0 | 0 | 1 | 0 | 0 | 0 | 0 | 0 | 0 | 0 | 56 | 31 | 20 | 0 | 0 | 0 | 0 | 0 | 0 | 0 | 0 | 0 | 0 | 0 | 0 | 0 | 0 | 0 | 0 | 0 | 0 | 0 | 0 | 0 | 0 | 0 | 0 | 0 | 0 | 0 | 0 | 0 | 0 | 0 | 0 | 947.5161 | 30.565 | 1878649.3889 | 2983.1054 | 96.2292 | 528490.7969 | 79685.2104 | 2570.4907 | 3984.2605 | 2526792.3166 | 3916528.0907
2019-09-01 | 2019 | 9 | 41652448 | 2651928.3785 | 44304376.3785 | 61464 | 13545211 | 991725.0039 | 14536936.0039 | 5496 | 68830744 | 2897309.5033 | 71728053.5033 | 201400 | 981 | 445569.9 | 1287.2 | 17184 | 261241 | 24 | 561 | 789531.6 | 608429.3 | 57334.6 | 794140 | 611579 | 31769 | 7279.6 | 7324.4 | 3300.1 | 3312.6 | 408.1 | 408.2 | 168.9 | 180.7 | 140 | 149.4 | 17742.9 | 3717 | 18.4533 | 58 | 11.6 | 21.8 | 35.4 | 5.1 | 78.7 | 0.3 | 133.9 | 0 | 193.6 | 0 | 253.6 | 0 | 313.6 | 0 | 0 | 0 | 0 | 0 | 0 | 0 | 0 | 1 | 0 | 0 | 0 | 0 | 1 | 1 | 57 | 30 | 21 | 0 | 0 | 0 | 0 | 0 | 0 | 0 | 0 | 0 | 0 | 0 | 0 | 0 | 0 | 0 | 0 | 0 | 0 | 0 | 0 | 0 | 0 | 0 | 0 | 0 | 0 | 0 | 0 | 0 | 0 | 0 | 0 | 720.8183 | 24.0273 | 1476812.5459 | 2645.0029 | 88.1668 | 484564.5335 | 73117.2819 | 2437.2427 | 3481.7753 | 2390935.1168 | 3415621.5954
2019-10-01 | 2019 | 10 | 36759662 | 2663597.702 | 39423259.702 | 61500 | 12862432 | 1005064.305 | 13867496.305 | 5495 | 66661539 | 2933690.1933 | 69595229.1933 | 195686 | 980 | 519107 | 1287 | 17184 | 261806 | 24 | 561 | 789531.6 | 608429.3 | 57334.6 | 799632 | 617505 | 31552 | 7270.3 | 7290.6 | 3299.2 | 3293.4 | 409.2 | 407.5 | 191.9 | 210.6 | 137.3 | 146.7 | 17742.9 | 1050 | 12.1258 | 247 | 2.9 | 187 | 4.9 | 128.5 | 8.4 | 74.1 | 16 | 32 | 35.9 | 10.4 | 76.3 | 0.3 | 128.2 | 0 | 0 | 0 | 0 | 0 | 0 | 0 | 0 | 0 | 1 | 0 | 0 | 0 | 1 | 1 | 58 | 31 | 21 | 0 | 0 | 0 | 0 | 0 | 0 | 0 | 0 | 0 | 0 | 0 | 0 | 0 | 0 | 0 | 0 | 0 | 0 | 0 | 0 | 0 | 0 | 0 | 0 | 0 | 0 | 0 | 0 | 0 | 0 | 0 | 0 | 641.0286 | 20.6783 | 1271718.0549 | 2523.6572 | 81.4083 | 447338.5905 | 71015.54 | 2290.8239 | 3381.6924 | 2245007.3933 | 3314058.533
2019-11-01 | 2019 | 11 | 37785130 | 2675267.0254 | 40460397.0254 | 61496 | 13334890 | 1018403.6062 | 14353293.6062 | 5456 | 67091476 | 2970070.8832 | 70061546.8832 | 196909 | 1020 | 552268 | 1287 | 17184 | 261241 | 24 | 561 | 789531.6 | 608429.3 | 57334.6 | 799632 | 617505 | 31552 | 7290 | 7288.9 | 3311.1 | 3295.4 | 412.1 | 409.7 | 180.1 | 199.4 | 130.9 | 142.3 | 17742.9 | 1050 | 2.5333 | 524 | 0 | 464 | 0 | 404 | 0 | 344 | 0 | 284 | 0 | 224 | 0 | 165.8 | 1.8 | 0 | 0 | 0 | 0 | 0 | 0 | 0 | 0 | 0 | 0 | 1 | 0 | 0 | 1 | 1 | 59 | 30 | 21 | 0 | 0 | 0 | 0 | 0 | 0 | 0 | 0 | 0 | 0 | 0 | 0 | 0 | 0 | 0 | 0 | 0 | 0 | 0 | 0 | 0 | 0 | 0 | 0 | 0 | 0 | 0 | 0 | 0 | 0 | 0 | 0 | 657.9354 | 21.9312 | 1348679.9008 | 2630.7356 | 87.6912 | 478443.1202 | 68687.7911 | 2289.593 | 3270.8472 | 2335384.8961 | 3336264.1373
2019-12-01 | 2019 | 12 | 42866511 | 2686936.3489 | 45553447.3489 | 61500 | 14175336 | 1031742.9073 | 15207078.9073 | 5460 | 67934124 | 3006451.5732 | 70940575.5732 | 171774 | 1022 | 597205.1 | 1287 | 17184 | 264551 | 24 | 561 | 789531.6 | 608429.3 | 57334.6 | 799632 | 617505 | 31552 | 7300.1 | 7310.7 | 3323 | 3320.7 | 413.7 | 413.9 | 182.5 | 183.1 | 120.2 | 122.4 | 17742.9 | 1050 | 1.2129 | 582.4 | 0 | 520.4 | 0 | 458.4 | 0 | 396.4 | 0 | 334.4 | 0 | 272.4 | 0 | 210.4 | 0 | 0 | 0 | 0 | 0 | 0 | 0 | 0 | 0 | 0 | 0 | 0 | 1 | 0 | 0 | 0 | 60 | 31 | 21 | 0 | 0 | 0 | 0 | 0 | 0 | 0 | 0 | 0 | 0 | 0 | 0 | 0 | 0 | 0 | 0 | 0 | 0 | 0 | 0 | 0 | 0 | 0 | 0 | 0 | 0 | 0 | 0 | 0 | 0 | 0 | 0 | 740.7065 | 23.8938 | 1469466.0435 | 2785.1793 | 89.8445 | 490550.9325 | 69413.479 | 2239.1445 | 3305.4038 | 2288405.6637 | 3378122.6463
2020-01-01 | 2020 | 1 | 42289435 | 2622158.7134 | 44911593.7134 | 61510 | 14474298 | 986316.9324 | 15460614.9324 | 5491 | 73485973 | 2946052.258 | 76432025.258 | 192953 | 1011 | 568158 | 1288 | 17184 | 262417 | 24 | 578 | 807274.5 | 626103.1 | 59751.3 | 800724 | 619045 | 31743 | 7318 | 7289.4 | 3325.1 | 3317.7 | 413.8 | 413.4 | 186.9 | 182.2 | 141.6 | 144.7 | -37332.5 | -11271 | 0.2 | 613.8 | 0 | 551.8 | 0 | 489.8 | 0 | 427.8 | 0 | 365.8 | 0 | 303.8 | 0 | 241.9 | 0.1 | 1 | 0 | 0 | 0 | 0 | 0 | 0 | 0 | 0 | 0 | 0 | 0 | 0 | 0 | 0 | 61 | 31 | 22 | 0 | 0 | 0 | 0 | 0 | 0 | 0 | 0 | 0 | 0 | 0 | 0 | 0 | 0 | 0 | 0 | 0 | 0 | 0 | 0 | 0 | 0 | 0 | 0 | 0 | 0 | 0 | 0 | 0 | 0 | 0 | 0 | 730.1511 | 23.5533 | 1448761.0875 | 2815.6283 | 90.8267 | 498729.5139 | 75600.4206 | 2438.7232 | 3436.3828 | 2465549.2019 | 3474182.9663
2020-02-01 | 2020 | 2 | 38283093 | 2622079.1993 | 40905172.1993 | 61517 | 13572038 | 990042.2899 | 14562080.2899 | 5489 | 68265538 | 2964678.1886 | 71230216.1886 | 188802 | 1013 | 490975 | 1288 | 17184 | 261632 | 24 | 578 | 807274.5 | 626103.1 | 59751.3 | 800724 | 619045 | 31743 | 7345.4 | 7278.4 | 3340.8 | 3325.3 | 414.2 | 413.3 | 166.9 | 163.7 | 130.6 | 133.9 | -37332.5 | -11271 | -1.3517 | 619.2 | 0 | 561.2 | 0 | 503.2 | 0 | 445.2 | 0 | 387.2 | 0 | 329.2 | 0 | 271.2 | 0 | 0 | 1 | 0 | 0 | 0 | 0 | 0 | 0 | 0 | 0 | 0 | 0 | 0 | 0 | 0 | 62 | 29 | 19 | 0 | 0 | 0 | 0 | 0 | 0 | 0 | 0 | 0 | 0 | 0 | 0 | 0 | 0 | 0 | 0 | 0 | 0 | 0 | 0 | 0 | 0 | 0 | 0 | 0 | 0 | 0 | 0 | 0 | 0 | 0 | 0 | 664.9409 | 22.929 | 1410523.1793 | 2652.9569 | 91.4813 | 502140.6997 | 70316.1068 | 2424.6933 | 3700.8477 | 2456214.3513 | 3748958.7468
2020-03-01 | 2020 | 3 | 39542843 | 2621999.6851 | 42164842.6851 | 61554 | 12834880 | 993767.6474 | 13828647.6474 | 5500 | 68018357 | 2983304.1192 | 71001661.1192 | 182773 | 1013 | 469007 | 1288 | 17184 | 262826 | 24 | 578 | 807274.5 | 626103.1 | 59751.3 | 800724 | 619045 | 31743 | 7361.3 | 7256.9 | 3358.9 | 3325.3 | 411.4 | 408 | -3.3 | -0.7 | 34.4 | 37.1 | -37332.5 | -11271 | 3.8065 | 502 | 0 | 440 | 0 | 378 | 0 | 316 | 0 | 254 | 0 | 195.3 | 3.3 | 138.1 | 8.1 | 0 | 0 | 1 | 0 | 0 | 0 | 0 | 0 | 0 | 0 | 0 | 0 | 1 | 0 | 1 | 63 | 31 | 22 | 1 | 0.5 | 0.5 | 0.5 | 251 | 0 | 220 | 0 | 189 | 0 | 158 | 0 | 127 | 0 | 97.65 | 1.65 | 69.05 | 4.05 | 251 | 0 | 220 | 0 | 189 | 0 | 158 | 0 | 127 | 0 | 97.65 | 1.65 | 69.05 | 4.05 | 685.0057 | 22.097 | 1360156.2156 | 2514.2996 | 81.1064 | 446085.408 | 70090.4848 | 2260.9834 | 3185.9311 | 2290376.1651 | 3227348.2327
2020-04-01 | 2020 | 4 | 37928777 | 2621920.1709 | 40550697.1709 | 61567 | 10364414 | 997493.0049 | 11361907.0049 | 5502 | 57881735 | 3001930.0498 | 60883665.0498 | 179877 | 1013 | 398218 | 1288 | 17184 | 261234 | 24 | 577 | 807274.5 | 626103.1 | 59751.3 | 806630 | 624723 | 32769 | 7382.3 | 7294 | 3380.8 | 3351 | 408.7 | 405.2 | -418.6 | -408.8 | -184.1 | -183 | -37332.5 | -93587 | 5.9667 | 421 | 0 | 361 | 0 | 301 | 0 | 241 | 0 | 181 | 0 | 121.2 | 0.2 | 67.4 | 6.4 | 0 | 0 | 0 | 1 | 0 | 0 | 0 | 0 | 0 | 0 | 0 | 0 | 1 | 0 | 1 | 64 | 30 | 21 | 1 | 1 | 1 | 1 | 421 | 0 | 361 | 0 | 301 | 0 | 241 | 0 | 181 | 0 | 121.2 | 0.2 | 67.4 | 6.4 | 421 | 0 | 361 | 0 | 301 | 0 | 241 | 0 | 181 | 0 | 121.2 | 0.2 | 67.4 | 6.4 | 658.6434 | 21.9548 | 1351689.9057 | 2065.0503 | 68.835 | 378730.2335 | 60102.3347 | 2003.4112 | 2862.0159 | 2029455.5017 | 2899222.1452
2020-05-01 | 2020 | 5 | 43033456 | 2621840.6567 | 45655296.6567 | 61593 | 10648178 | 1001218.3624 | 11649396.3624 | 5501 | 60871118 | 3020555.9804 | 63891673.9804 | 159046 | 1011 | 362565 | 1288 | 17186 | 261693 | 24 | 576 | 807274.5 | 626103.1 | 59751.3 | 806630 | 624723 | 32769 | 7398.9 | 7366.8 | 3392.8 | 3381.9 | 408.5 | 405.7 | -830.7 | -830.1 | -407.6 | -408.7 | -37332.5 | -93587 | 11.1774 | 276.9 | 3.4 | 221.5 | 10 | 168.8 | 19.3 | 122.6 | 35.1 | 83.2 | 57.7 | 48.4 | 84.9 | 23.7 | 122.2 | 0 | 0 | 0 | 0 | 1 | 0 | 0 | 0 | 0 | 0 | 0 | 0 | 1 | 0 | 1 | 65 | 31 | 20 | 1 | 1 | 1 | 1 | 276.9 | 3.4 | 221.5 | 10 | 168.8 | 19.3 | 122.6 | 35.1 | 83.2 | 57.7 | 48.4 | 84.9 | 23.7 | 122.2 | 276.9 | 3.4 | 221.5 | 10 | 168.8 | 19.3 | 122.6 | 35.1 | 83.2 | 57.7 | 48.4 | 84.9 | 23.7 | 122.2 | 741.2416 | 23.911 | 1472751.5051 | 2117.687 | 68.3125 | 375786.9794 | 63196.5123 | 2038.5972 | 3159.8256 | 2061021.7413 | 3194583.699
2020-06-01 | 2020 | 6 | 56911237 | 2621761.1425 | 59532998.1425 | 61616 | 12511579 | 1004943.7199 | 13516522.7199 | 5504 | 67644764 | 3039181.911 | 70683945.911 | 186270 | 1010 | 326305 | 1289 | 17186 | 261018 | 24 | 576 | 807274.5 | 626103.1 | 59751.3 | 806630 | 624723 | 32769 | 7420.3 | 7460.9 | 3401.3 | 3417.9 | 411.2 | 410.4 | -960.6 | -962.4 | -482.3 | -482.1 | -37332.5 | -93587 | 19.9767 | 48 | 47.3 | 26.8 | 86.1 | 11.7 | 131 | 3.1 | 182.4 | 0 | 239.3 | 0 | 299.3 | 0 | 359.3 | 0 | 0 | 0 | 0 | 0 | 1 | 0 | 0 | 0 | 0 | 0 | 0 | 0 | 0 | 0 | 66 | 30 | 22 | 1 | 0.5 | 1 | 0.5 | 24 | 23.65 | 13.4 | 43.05 | 5.85 | 65.5 | 1.55 | 91.2 | 0 | 119.65 | 0 | 149.65 | 0 | 179.65 | 48 | 47.3 | 26.8 | 86.1 | 11.7 | 131 | 3.1 | 182.4 | 0 | 239.3 | 0 | 299.3 | 0 | 359.3 | 966.1938 | 32.2065 | 1984433.2714 | 2455.7636 | 81.8588 | 450550.7573 | 69984.1049 | 2332.8035 | 3181.0957 | 2356131.5304 | 3212906.6323
2020-07-01 | 2020 | 7 | 69684073 | 2621681.6283 | 72305754.6283 | 61659 | 14820077 | 1008669.0774 | 15828746.0774 | 5501 | 72681258 | 3057807.8416 | 75739065.8416 | 198892 | 1009 | 349162 | 1289 | 17186 | 261579 | 24 | 576 | 807274.5 | 626103.1 | 59751.3 | 810347 | 628879 | 33162 | 7423.6 | 7509.9 | 3414 | 3450.4 | 410.1 | 411.4 | -780.1 | -798 | -432.8 | -432.5 | -37332.5 | 70686 | 24.5323 | 0.4 | 140.9 | 0 | 202.5 | 0 | 264.5 | 0 | 326.5 | 0 | 388.5 | 0 | 450.5 | 0 | 512.5 | 0 | 0 | 0 | 0 | 0 | 0 | 1 | 0 | 0 | 0 | 0 | 0 | 0 | 0 | 0 | 67 | 31 | 22 | 1 | 0.5 | 1 | 0 | 0.2 | 70.45 | 0 | 101.25 | 0 | 132.25 | 0 | 163.25 | 0 | 194.25 | 0 | 225.25 | 0 | 256.25 | 0.4 | 140.9 | 0 | 202.5 | 0 | 264.5 | 0 | 326.5 | 0 | 388.5 | 0 | 450.5 | 0 | 512.5 | 1172.6715 | 37.8281 | 2332443.6977 | 2877.4307 | 92.8203 | 510604.7122 | 75063.4944 | 2421.403 | 3411.977 | 2443195.6723 | 3442684.811
2020-08-01 | 2020 | 8 | 61257784 | 2621602.1142 | 63879386.1142 | 61687 | 14463392 | 1012394.4349 | 15475786.4349 | 5502 | 72454418 | 3076433.7722 | 75530851.7722 | 196673 | 1011 | 391816 | 1289 | 17186 | 261297 | 24 | 576 | 807274.5 | 626103.1 | 59751.3 | 810347 | 628879 | 33162 | 7433.8 | 7523.3 | 3421.9 | 3456.3 | 413.1 | 414.9 | -554.7 | -572.4 | -307.3 | -305.8 | -37332.5 | 70686 | 21.921 | 9.1 | 68.65 | 0 | 121.55 | 0 | 183.55 | 0 | 245.55 | 0 | 307.55 | 0 | 369.55 | 0 | 431.55 | 0 | 0 | 0 | 0 | 0 | 0 | 0 | 1 | 0 | 0 | 0 | 0 | 0 | 0 | 0 | 68 | 31 | 20 | 1 | 0.5 | 1 | 0 | 4.55 | 34.325 | 0 | 60.775 | 0 | 91.775 | 0 | 122.775 | 0 | 153.775 | 0 | 184.775 | 0 | 215.775 | 9.1 | 68.65 | 0 | 121.55 | 0 | 183.55 | 0 | 245.55 | 0 | 307.55 | 0 | 369.55 | 0 | 431.55 | 1035.5405 | 33.4045 | 2060625.3585 | 2812.7565 | 90.7341 | 499218.9173 | 74709.0522 | 2409.9694 | 3735.4526 | 2436479.0894 | 3776542.5886
2020-09-01 | 2020 | 9 | 44347498 | 2621522.6 | 46969020.6 | 61707 | 12332709 | 1016119.7924 | 13348828.7924 | 5550 | 62255762 | 3095059.7028 | 65350821.7028 | 189871 | 964 | 432252 | 1289 | 17186 | 260794 | 24 | 574 | 807274.5 | 626103.1 | 59751.3 | 810347 | 628879 | 33162 | 7448.5 | 7505.1 | 3440.1 | 3462 | 412.8 | 413.7 | -407.7 | -429.6 | -220 | -224.3 | -37332.5 | 70686 | 17.3767 | 92.7 | 14 | 52.9 | 34.2 | 23.4 | 64.7 | 6.8 | 108.1 | 1.6 | 162.9 | 0 | 221.3 | 0 | 281.3 | 0 | 0 | 0 | 0 | 0 | 0 | 0 | 0 | 1 | 0 | 0 | 0 | 0 | 1 | 1 | 69 | 30 | 21 | 1 | 0.5 | 1 | 0 | 46.35 | 7 | 26.45 | 17.1 | 11.7 | 32.35 | 3.4 | 54.05 | 0.8 | 81.45 | 0 | 110.65 | 0 | 140.65 | 92.7 | 14 | 52.9 | 34.2 | 23.4 | 64.7 | 6.8 | 108.1 | 1.6 | 162.9 | 0 | 221.3 | 0 | 281.3 | 761.162 | 25.3721 | 1565634.02 | 2405.1944 | 80.1731 | 444960.9597 | 67791.3088 | 2259.7103 | 3228.1576 | 2178360.7234 | 3111943.8906
2020-10-01 | 2020 | 10 | 38176923 | 2621443.0858 | 40798366.0858 | 61698 | 11938451 | 1019845.1499 | 12958296.1499 | 5531 | 60564018 | 3113685.6335 | 63677703.6335 | 176413 | 986 | 503915 | 1289 | 17186 | 261351 | 24 | 574 | 807274.5 | 626103.1 | 59751.3 | 811397 | 631766 | 33770 | 7462.2 | 7501.2 | 3436.5 | 3440.1 | 420.2 | 422.6 | -303.1 | -317.1 | -113.5 | -117.1 | -37332.5 | 18654 | 10.4839 | 295 | 0 | 233 | 0 | 172.3 | 1.3 | 116.7 | 7.7 | 72.5 | 25.5 | 39.5 | 54.5 | 16.3 | 93.3 | 0 | 0 | 0 | 0 | 0 | 0 | 0 | 0 | 0 | 1 | 0 | 0 | 0 | 1 | 1 | 70 | 31 | 21 | 1 | 0.5 | 1 | 0 | 147.5 | 0 | 116.5 | 0 | 86.15 | 0.65 | 58.35 | 3.85 | 36.25 | 12.75 | 19.75 | 27.25 | 8.15 | 46.65 | 295 | 0 | 233 | 0 | 172.3 | 1.3 | 116.7 | 7.7 | 72.5 | 25.5 | 39.5 | 54.5 | 16.3 | 93.3 | 661.2591 | 21.3309 | 1316076.3253 | 2342.8487 | 75.5758 | 418009.5532 | 64581.8495 | 2083.2855 | 3075.3262 | 2054119.472 | 3032271.6016
2020-11-01 | 2020 | 11 | 38521603 | 2621363.5716 | 41142966.5716 | 61769 | 12246528 | 1023570.5074 | 13270098.5074 | 5535 | 60293747 | 3132311.5641 | 63426058.5641 | 164967 | 988 | 536445 | 1289 | 17186 | 260787 | 24 | 574 | 807274.5 | 626103.1 | 59751.3 | 811397 | 631766 | 33770 | 7470.1 | 7488.3 | 3442 | 3437.7 | 419.4 | 423.8 | -227.6 | -233.1 | -64.5 | -67.5 | -37332.5 | 18654 | 8.1367 | 355.9 | 0 | 295.9 | 0 | 236.6 | 0.7 | 184.6 | 8.7 | 137 | 21.1 | 95.7 | 39.8 | 58.5 | 62.6 | 0 | 0 | 0 | 0 | 0 | 0 | 0 | 0 | 0 | 0 | 1 | 0 | 0 | 1 | 1 | 71 | 30 | 21 | 1 | 0.5 | 1 | 0 | 177.95 | 0 | 147.95 | 0 | 118.3 | 0.35 | 92.3 | 4.35 | 68.5 | 10.55 | 47.85 | 19.9 | 29.25 | 31.3 | 355.9 | 0 | 295.9 | 0 | 236.6 | 0.7 | 184.6 | 8.7 | 137 | 21.1 | 95.7 | 39.8 | 58.5 | 62.6 | 666.0779 | 22.2026 | 1371432.2191 | 2397.4884 | 79.9163 | 442336.6169 | 64196.4156 | 2139.8805 | 3056.9722 | 2114201.9521 | 3020288.5031
2020-12-01 | 2020 | 12 | 45309909 | 2621284.0574 | 47931193.0574 | 61803 | 13116029 | 1027295.8649 | 14143324.8649 | 5560 | 63216261 | 3150937.4947 | 66367198.4947 | 166682 | 989 | 581018 | 1289 | 17186 | 264097 | 24 | 575 | 807274.5 | 626103.1 | 59751.3 | 811397 | 631766 | 33770 | 7482.6 | 7493.8 | 3443.2 | 3443.1 | 419.3 | 427 | -224.5 | -220.5 | -73.2 | -70.8 | -37332.5 | 18654 | 1.4806 | 574.1 | 0 | 512.1 | 0 | 450.1 | 0 | 388.1 | 0 | 326.1 | 0 | 264.1 | 0 | 202.3 | 0.2 | 0 | 0 | 0 | 0 | 0 | 0 | 0 | 0 | 0 | 0 | 0 | 1 | 0 | 0 | 0 | 72 | 31 | 21 | 1 | 0.5 | 1 | 0 | 287.05 | 0 | 256.05 | 0 | 225.05 | 0 | 194.05 | 0 | 163.05 | 0 | 132.05 | 0 | 101.15 | 0.1 | 574.1 | 0 | 512.1 | 0 | 450.1 | 0 | 388.1 | 0 | 326.1 | 0 | 264.1 | 0 | 202.3 | 0.2 | 775.548 | 25.0177 | 1546167.518 | 2543.7635 | 82.0569 | 456236.286 | 67105.3574 | 2164.6889 | 3195.4932 | 2140877.3708 | 3160342.7855
2021-01-01 | 2021 | 1 | 46412924 | 2623675.02 | 49036599.02 | 61821 | 13354544 | 1026990.3917 | 14381534.3917 | 5573 | 63560686 | 3201204.6204 | 66761890.6204 | 165287 | 984 | 594452 | 1288 | 17186 | 261685 | 24 | 575 | 769942 | 596521.6 | 58159 | 800126 | 621238 | 30738 | 7504.9 | 7471.6 | 3466.7 | 3462.4 | 416 | 420.5 | -300.2 | -291.2 | -146.4 | -144.3 | 47323.5 | 12705 | -0.9 | 647.9 | 0 | 585.9 | 0 | 523.9 | 0 | 461.9 | 0 | 399.9 | 0 | 337.9 | 0 | 275.9 | 0 | 1 | 0 | 0 | 0 | 0 | 0 | 0 | 0 | 0 | 0 | 0 | 0 | 0 | 0 | 0 | 73 | 31 | 20 | 1 | 0.5 | 0.75 | 0 | 323.95 | 0 | 292.95 | 0 | 261.95 | 0 | 230.95 | 0 | 199.95 | 0 | 168.95 | 0 | 137.95 | 0 | 485.925 | 0 | 439.425 | 0 | 392.925 | 0 | 346.425 | 0 | 299.925 | 0 | 253.425 | 0 | 206.925 | 0 | 793.2029 | 25.5872 | 1581825.7748 | 2580.5732 | 83.2443 | 463920.4642 | 67847.4498 | 2188.6274 | 3392.3725 | 2153609.3749 | 3338094.531
2021-02-01 | 2021 | 2 | 41615656 | 2623935.5047 | 44239591.5047 | 61829 | 12637438 | 1029681.5907 | 13667119.5907 | 5585 | 60137402 | 3221565.9196 | 63358967.9196 | 162172 | 985 | 486026 | 1288 | 17186 | 260829 | 24 | 575 | 769942 | 596521.6 | 58159 | 800126 | 621238 | 30738 | 7512.3 | 7442.1 | 3471.4 | 3459.2 | 415.2 | 416.9 | -331.1 | -317.3 | -191.3 | -191.5 | 47323.5 | 12705 | -3.75 | 665 | 0 | 609 | 0 | 553 | 0 | 497 | 0 | 441 | 0 | 385 | 0 | 329 | 0 | 0 | 1 | 0 | 0 | 0 | 0 | 0 | 0 | 0 | 0 | 0 | 0 | 0 | 0 | 0 | 74 | 28 | 19 | 1 | 0.5 | 0.75 | 0 | 332.5 | 0 | 304.5 | 0 | 276.5 | 0 | 248.5 | 0 | 220.5 | 0 | 192.5 | 0 | 164.5 | 0 | 498.75 | 0 | 456.75 | 0 | 414.75 | 0 | 372.75 | 0 | 330.75 | 0 | 288.75 | 0 | 246.75 | 0 | 715.5152 | 25.5541 | 1579985.4109 | 2447.1118 | 87.3969 | 488111.414 | 64323.8253 | 2297.2795 | 3385.4645 | 2262820.2828 | 3334682.5221
2021-03-01 | 2021 | 3 | 40594338 | 2624195.9893 | 43218533.9893 | 61842 | 13277619 | 1032372.7898 | 14309991.7898 | 5589 | 64279025 | 3241927.2188 | 67520952.2188 | 166711 | 985 | 482066 | 1288 | 17186 | 262664 | 24 | 575 | 769942 | 596521.6 | 58159 | 800126 | 621238 | 30738 | 7358 | 7256.2 | 3393.3 | 3362.4 | 409.1 | 406.9 | -139.9 | -126.7 | -110.7 | -110.6 | 47323.5 | 12705 | 3.5161 | 511 | 0 | 449 | 0 | 387 | 0 | 325 | 0 | 264.5 | 1.5 | 207.8 | 6.8 | 154.8 | 15.8 | 0 | 0 | 1 | 0 | 0 | 0 | 0 | 0 | 0 | 0 | 0 | 0 | 1 | 0 | 1 | 75 | 31 | 23 | 1 | 0.5 | 0.75 | 0 | 255.5 | 0 | 224.5 | 0 | 193.5 | 0 | 162.5 | 0 | 132.25 | 0.75 | 103.9 | 3.4 | 77.4 | 7.9 | 383.25 | 0 | 336.75 | 0 | 290.25 | 0 | 243.75 | 0 | 198.375 | 1.125 | 155.85 | 5.1 | 116.1 | 11.85 | 698.8541 | 22.5437 | 1394146.2577 | 2560.385 | 82.5931 | 461612.6384 | 68549.1901 | 2211.2642 | 2980.3996 | 2178095.2329 | 2935693.5747
2021-04-01 | 2021 | 4 | 36540713 | 2624456.4739 | 39165169.4739 | 61843 | 11537729 | 1035063.9889 | 12572792.9889 | 5595 | 57732433 | 3262288.518 | 60994721.518 | 164425 | 983 | 407679 | 1288 | 17186 | 260674 | 24 | 575 | 769942 | 596521.6 | 58159 | 706539 | 552481 | 20965 | 6963.7 | 6885.2 | 3196.7 | 3168 | 388.4 | 386.1 | 300.3 | 311.8 | 97 | 97.1 | 47323.5 | -6066 | 6.7767 | 396.7 | 0 | 336.7 | 0 | 276.7 | 0 | 216.7 | 0 | 156.9 | 0.2 | 100.4 | 3.7 | 51.5 | 14.8 | 0 | 0 | 0 | 1 | 0 | 0 | 0 | 0 | 0 | 0 | 0 | 0 | 1 | 0 | 1 | 76 | 30 | 21 | 1 | 0.5 | 0.75 | 0 | 198.35 | 0 | 168.35 | 0 | 138.35 | 0 | 108.35 | 0 | 78.45 | 0.1 | 50.2 | 1.85 | 25.75 | 7.4 | 297.525 | 0 | 252.525 | 0 | 207.525 | 0 | 162.525 | 0 | 117.675 | 0.15 | 75.3 | 2.775 | 38.625 | 11.1 | 633.3 | 21.11 | 1305505.6491 | 2247.148 | 74.9049 | 419093.0996 | 62049.5641 | 2068.3188 | 2954.7411 | 2033157.3839 | 2904510.5485
2021-05-01 | 2021 | 5 | 44492349 | 2624716.9585 | 47117065.9585 | 61858 | 12109495 | 1037755.1879 | 13147250.1879 | 5611 | 60945365 | 3282649.8172 | 64228014.8172 | 178621 | 986 | 370955 | 1288 | 17186 | 261211 | 24 | 575 | 769942 | 596521.6 | 58159 | 706539 | 552481 | 20965 | 6568.2 | 6536.7 | 2985.2 | 2973.2 | 363 | 360.3 | 691.1 | 701 | 302.9 | 305.4 | 47323.5 | -6066 | 13.1677 | 219.3 | 7.5 | 166.4 | 16.6 | 119.7 | 31.9 | 79.4 | 53.6 | 45.9 | 82.1 | 19.3 | 117.5 | 3.8 | 164 | 0 | 0 | 0 | 0 | 1 | 0 | 0 | 0 | 0 | 0 | 0 | 0 | 1 | 0 | 1 | 77 | 31 | 20 | 1 | 0.5 | 0.75 | 0 | 109.65 | 3.75 | 83.2 | 8.3 | 59.85 | 15.95 | 39.7 | 26.8 | 22.95 | 41.05 | 9.65 | 58.75 | 1.9 | 82 | 164.475 | 5.625 | 124.8 | 12.45 | 89.775 | 23.925 | 59.55 | 40.2 | 34.425 | 61.575 | 14.475 | 88.125 | 2.85 | 123 | 761.6972 | 24.5709 | 1519905.3535 | 2343.1207 | 75.5845 | 424104.8448 | 65139.9745 | 2101.2895 | 3256.9987 | 2071871.4457 | 3211400.7409
2021-06-01 | 2021 | 6 | 51882413 | 2624977.4431 | 54507390.4431 | 61804 | 12471362 | 1040446.387 | 13511808.387 | 5608 | 70459060 | 3303011.1164 | 73762071.1164 | 196847 | 989 | 333043 | 1288 | 17186 | 261182 | 24 | 573 | 769942 | 596521.6 | 58159 | 706539 | 552481 | 20965 | 6459.7 | 6498.5 | 2919 | 2935.8 | 354.1 | 352.6 | 785.6 | 794.5 | 372.3 | 375.7 | 47323.5 | -6066 | 20.98 | 28.7 | 58.1 | 7.8 | 97.2 | 1.4 | 150.8 | 0 | 209.4 | 0 | 269.4 | 0 | 329.4 | 0 | 389.4 | 0 | 0 | 0 | 0 | 0 | 1 | 0 | 0 | 0 | 0 | 0 | 0 | 0 | 0 | 0 | 78 | 30 | 22 | 1 | 0.5 | 0.75 | 0 | 14.35 | 29.05 | 3.9 | 48.6 | 0.7 | 75.4 | 0 | 104.7 | 0 | 134.7 | 0 | 164.7 | 0 | 194.7 | 21.525 | 43.575 | 5.85 | 72.9 | 1.05 | 113.1 | 0 | 157.05 | 0 | 202.05 | 0 | 247.05 | 0 | 292.05 | 881.9395 | 29.398 | 1816913.0148 | 2409.381 | 80.3127 | 450393.6129 | 74582.4784 | 2486.0826 | 3390.1127 | 2458735.7039 | 3352821.4144
2021-07-01 | 2021 | 7 | 59111033 | 2625237.9277 | 61736270.9277 | 61813 | 14306818 | 1043137.5861 | 15349955.5861 | 5611 | 73455746 | 3323372.4156 | 76779118.4156 | 194537 | 986 | 357675 | 1288 | 17186 | 261182 | 24 | 573 | 769942 | 596521.6 | 58159 | 777225 | 598852 | 22145 | 6643.5 | 6711.9 | 2981.2 | 3017.9 | 364.7 | 363.9 | 667.9 | 679.9 | 350.3 | 354.6 | 47323.5 | 17046 | 21.5645 | 15 | 63.5 | 0.7 | 111.2 | 0 | 172.5 | 0 | 234.5 | 0 | 296.5 | 0 | 358.5 | 0 | 420.5 | 0 | 0 | 0 | 0 | 0 | 0 | 1 | 0 | 0 | 0 | 0 | 0 | 0 | 0 | 0 | 79 | 31 | 21 | 1 | 0.5 | 0.75 | 0 | 7.5 | 31.75 | 0.35 | 55.6 | 0 | 86.25 | 0 | 117.25 | 0 | 148.25 | 0 | 179.25 | 0 | 210.25 | 11.25 | 47.625 | 0.525 | 83.4 | 0 | 129.375 | 0 | 175.875 | 0 | 222.375 | 0 | 268.875 | 0 | 315.375 | 998.7587 | 32.218 | 1991492.6106 | 2735.6898 | 88.2481 | 495159.8576 | 77869.2885 | 2511.9125 | 3708.0614 | 2476745.7553 | 3656148.496
2021-08-01 | 2021 | 8 | 61848374 | 2625498.4124 | 64473872.4124 | 61915 | 15329714 | 1045828.7851 | 16375542.7851 | 5615 | 78943838 | 3343733.7148 | 82287571.7148 | 203904 | 987 | 402320 | 1288 | 17186 | 261182 | 24 | 573 | 769942 | 596521.6 | 58159 | 777225 | 598852 | 22145 | 6879.1 | 6950.9 | 3114.6 | 3150.5 | 375 | 376.1 | 521 | 524.3 | 294.6 | 296.8 | 47323.5 | 17046 | 23.6516 | 2.3 | 115.5 | 0 | 175.2 | 0 | 237.2 | 0 | 299.2 | 0 | 361.2 | 0 | 423.2 | 0 | 485.2 | 0 | 0 | 0 | 0 | 0 | 0 | 0 | 1 | 0 | 0 | 0 | 0 | 0 | 0 | 0 | 80 | 31 | 20 | 1 | 0.5 | 0.75 | 0 | 1.15 | 57.75 | 0 | 87.6 | 0 | 118.6 | 0 | 149.6 | 0 | 180.6 | 0 | 211.6 | 0 | 242.6 | 1.725 | 86.625 | 0 | 131.4 | 0 | 177.9 | 0 | 224.4 | 0 | 270.9 | 0 | 317.4 | 0 | 363.9 | 1041.3288 | 33.5913 | 2079802.3359 | 2916.3923 | 94.0772 | 528243.3156 | 83371.3999 | 2689.4 | 4168.57 | 2654437.7973 | 4114378.5857
2021-09-01 | 2021 | 9 | 47284853 | 2625758.897 | 49910611.897 | 61895 | 13112876 | 1048519.9842 | 14161395.9842 | 5618 | 68243401 | 3364095.014 | 71607496.014 | 188226 | 986 | 444079 | 1288 | 17186 | 261182 | 24 | 573 | 769942 | 596521.6 | 58159 | 777225 | 598852 | 22145 | 7040.8 | 7075.5 | 3220.1 | 3237.7 | 375.7 | 375.6 | 433.7 | 427.7 | 252.1 | 248.7 | 47323.5 | 17046 | 18.35 | 58.2 | 8.7 | 22.8 | 33.3 | 4.7 | 75.2 | 0.7 | 131.2 | 0 | 190.5 | 0 | 250.5 | 0 | 310.5 | 0 | 0 | 0 | 0 | 0 | 0 | 0 | 0 | 1 | 0 | 0 | 0 | 0 | 1 | 1 | 81 | 30 | 20 | 1 | 0.5 | 0.75 | 0 | 29.1 | 4.35 | 11.4 | 16.65 | 2.35 | 37.6 | 0.35 | 65.6 | 0 | 95.25 | 0 | 125.25 | 0 | 155.25 | 43.65 | 6.525 | 17.1 | 24.975 | 3.525 | 56.4 | 0.525 | 98.4 | 0 | 142.875 | 0 | 187.875 | 0 | 232.875 | 806.3755 | 26.8792 | 1663687.0632 | 2520.7184 | 84.0239 | 472046.5328 | 72624.2353 | 2420.8078 | 3631.2118 | 2386916.5338 | 3580374.8007
2021-10-01 | 2021 | 10 | 38523293 | 2626019.3816 | 41149312.3816 | 61879 | 12366156 | 1051211.1832 | 13417367.1832 | 5614 | 65774130 | 3384456.3132 | 69158586.3132 | 177018 | 985 | 517932 | 1289 | 17192 | 261131 | 24 | 572 | 769942 | 596521.6 | 58159 | 795879 | 613516 | 21752 | 7159.1 | 7184.1 | 3323 | 3323 | 375.2 | 376.4 | 370.3 | 354.4 | 200.6 | 195.7 | 47323.5 | 18833 | 14.5903 | 170 | 2.3 | 118.2 | 12.5 | 77.6 | 33.9 | 47.8 | 66.1 | 24.1 | 104.4 | 8.7 | 151 | 0.6 | 204.9 | 0 | 0 | 0 | 0 | 0 | 0 | 0 | 0 | 0 | 1 | 0 | 0 | 0 | 1 | 1 | 82 | 31 | 20 | 1 | 0.5 | 0.75 | 0 | 85 | 1.15 | 59.1 | 6.25 | 38.8 | 16.95 | 23.9 | 33.05 | 12.05 | 52.2 | 4.35 | 75.5 | 0.3 | 102.45 | 127.5 | 1.725 | 88.65 | 9.375 | 58.2 | 25.425 | 35.85 | 49.575 | 18.075 | 78.3 | 6.525 | 113.25 | 0.45 | 153.675 | 664.9964 | 21.4515 | 1327397.1736 | 2389.9835 | 77.0962 | 432818.2962 | 70211.7628 | 2264.8956 | 3510.5881 | 2230922.1391 | 3457929.3157
2021-11-01 | 2021 | 11 | 38260019 | 2626279.8662 | 40886298.8662 | 61999 | 12715829 | 1053902.3823 | 13769731.3823 | 5619 | 66064620 | 3404817.6124 | 69469437.6124 | 181161 | 986 | 551368 | 1290 | 17201 | 261131 | 24 | 572 | 769942 | 596521.6 | 58159 | 795879 | 613516 | 21752 | 7242.5 | 7255.2 | 3377.5 | 3370.2 | 387.3 | 388.6 | 349.5 | 334.9 | 183.2 | 177.7 | 47323.5 | 18833 | 5.9 | 423 | 0 | 363 | 0 | 303 | 0 | 243 | 0 | 184.4 | 1.4 | 132 | 9 | 86.4 | 23.4 | 0 | 0 | 0 | 0 | 0 | 0 | 0 | 0 | 0 | 0 | 1 | 0 | 0 | 1 | 1 | 83 | 30 | 22 | 1 | 0.5 | 0.75 | 0 | 211.5 | 0 | 181.5 | 0 | 151.5 | 0 | 121.5 | 0 | 92.2 | 0.7 | 66 | 4.5 | 43.2 | 11.7 | 317.25 | 0 | 272.25 | 0 | 227.25 | 0 | 182.25 | 0 | 138.3 | 1.05 | 99 | 6.75 | 64.8 | 17.55 | 659.4671 | 21.9822 | 1362876.6289 | 2450.5662 | 81.6855 | 458991.0461 | 70455.8191 | 2348.5273 | 3202.5372 | 2315647.9204 | 3157701.7097
2021-12-01 | 2021 | 12 | 44312119 | 2626540.3508 | 46938659.3508 | 61915 | 13698285 | 1056593.5814 | 14754878.5814 | 5623 | 67772843 | 3425178.9116 | 71198021.9116 | 181402 | 985 | 596233 | 1290 | 17201 | 261131 | 24 | 572 | 769942 | 596521.6 | 58159 | 795879 | 613516 | 21752 | 7258.1 | 7273.3 | 3370 | 3372.3 | 396.2 | 401.2 | 386.1 | 374.2 | 221.2 | 214.8 | 47323.5 | 18833 | 3.0161 | 526.5 | 0 | 464.5 | 0 | 402.5 | 0 | 340.5 | 0 | 278.5 | 0 | 217.9 | 1.4 | 160.6 | 6.1 | 0 | 0 | 0 | 0 | 0 | 0 | 0 | 0 | 0 | 0 | 0 | 1 | 0 | 0 | 0 | 84 | 31 | 21 | 1 | 0.5 | 0.75 | 0 | 263.25 | 0 | 232.25 | 0 | 201.25 | 0 | 170.25 | 0 | 139.25 | 0 | 108.95 | 0.7 | 80.3 | 3.05 | 394.875 | 0 | 348.375 | 0 | 301.875 | 0 | 255.375 | 0 | 208.875 | 0 | 163.425 | 1.05 | 120.45 | 4.575 | 758.1145 | 24.4553 | 1514150.3016 | 2624.0225 | 84.6459 | 475963.8252 | 72282.2557 | 2331.6857 | 3442.0122 | 2296710.3842 | 3390381.9958
2022-01-01 | 2022 | 1 | 47633810 | 2630736.6528 | 50264546.6528 | 61994 | 14704379 | 1084179.3865 | 15788558.3865 | 5641 | 70970626 | 3507440.1882 | 74478066.1882 | 177792 | 989 | 584137 | 1290 | 17201 | 261725 | 24 | 572 | 817265.5 | 634181.7 | 64910 | 808584 | 622695 | 23185 | 7204.7 | 7180.4 | 3320.3 | 3318.1 | 399.8 | 402.9 | 423 | 414.7 | 252.2 | 246.4 | 33196.4 | 6821 | -6.1355 | 810.2 | 0 | 748.2 | 0 | 686.2 | 0 | 624.2 | 0 | 562.2 | 0 | 500.2 | 0 | 438.2 | 0 | 1 | 0 | 0 | 0 | 0 | 0 | 0 | 0 | 0 | 0 | 0 | 0 | 0 | 0 | 0 | 85 | 31 | 20 | 0.5 | 0.25 | 0.5 | 0 | 202.55 | 0 | 187.05 | 0 | 171.55 | 0 | 156.05 | 0 | 140.55 | 0 | 125.05 | 0 | 109.55 | 0 | 405.1 | 0 | 374.1 | 0 | 343.1 | 0 | 312.1 | 0 | 281.1 | 0 | 250.1 | 0 | 219.1 | 0 | 810.797 | 26.1547 | 1621436.9888 | 2798.8935 | 90.2869 | 509308.335 | 75306.437 | 2429.2399 | 3765.3218 | 2402518.2641 | 3723903.3094
2022-02-01 | 2022 | 2 | 41226305 | 2631487.1818 | 43857792.1818 | 61985 | 13661218 | 1089831.0398 | 14751049.0398 | 5639 | 64437945 | 3533339.9778 | 67971284.9778 | 174846 | 972 | 487117 | 1290 | 17201 | 261725 | 24 | 588 | 817265.5 | 634181.7 | 64910 | 808584 | 622695 | 23185 | 7181.2 | 7124.8 | 3280.1 | 3267.7 | 400.9 | 400.7 | 470.1 | 464 | 286.8 | 284 | 33196.4 | 6821 | -2.5964 | 632.7 | 0 | 576.7 | 0 | 520.7 | 0 | 464.7 | 0 | 408.7 | 0 | 352.7 | 0 | 296.7 | 0 | 0 | 1 | 0 | 0 | 0 | 0 | 0 | 0 | 0 | 0 | 0 | 0 | 0 | 0 | 0 | 86 | 28 | 19 | 0.5 | 0.25 | 0.5 | 0 | 158.175 | 0 | 144.175 | 0 | 130.175 | 0 | 116.175 | 0 | 102.175 | 0 | 88.175 | 0 | 74.175 | 0 | 316.35 | 0 | 288.35 | 0 | 260.35 | 0 | 232.35 | 0 | 204.35 | 0 | 176.35 | 0 | 148.35 | 0 | 707.5549 | 25.2698 | 1566349.7208 | 2615.898 | 93.4249 | 526823.18 | 69929.3055 | 2497.4752 | 3680.4898 | 2427545.8921 | 3577436.0515
2022-03-01 | 2022 | 3 | 41228248 | 2632237.7108 | 43860485.7108 | 62004 | 14294432 | 1095482.6931 | 15389914.6931 | 5650 | 69429175 | 3559239.7675 | 72988414.7675 | 173591 | 972 | 482754 | 1290 | 17201 | 262572 | 24 | 576 | 817265.5 | 634181.7 | 64910 | 808584 | 622695 | 23185 | 7218.1 | 7129.5 | 3282.6 | 3251.8 | 406.4 | 402.3 | 444.4 | 443.9 | 269.8 | 271.8 | 33196.4 | 6821 | 2.0097 | 557.7 | 0 | 495.7 | 0 | 433.7 | 0 | 371.7 | 0 | 309.7 | 0 | 247.9 | 0.2 | 188.9 | 3.2 | 0 | 0 | 1 | 0 | 0 | 0 | 0 | 0 | 0 | 0 | 0 | 0 | 1 | 0 | 1 | 87 | 31 | 23 | 0.5 | 0.25 | 0.5 | 0 | 139.425 | 0 | 123.925 | 0 | 108.425 | 0 | 92.925 | 0 | 77.425 | 0 | 61.975 | 0.05 | 47.225 | 0.8 | 278.85 | 0 | 247.85 | 0 | 216.85 | 0 | 185.85 | 0 | 154.85 | 0 | 123.95 | 0.1 | 94.45 | 1.6 | 707.3816 | 22.8188 | 1414854.3778 | 2723.8787 | 87.8671 | 496448.8611 | 75090.9617 | 2422.2891 | 3264.8244 | 2354464.9925 | 3173409.3377
2022-04-01 | 2022 | 4 | 36698609 | 2632988.2398 | 39331597.2398 | 61917 | 12775427 | 1101134.3465 | 13876561.3465 | 5658 | 62669572 | 3585139.5571 | 66254711.5571 | 168485 | 971 | 407829 | 1290 | 17201 | 261887 | 24 | 570 | 817265.5 | 634181.7 | 64910 | 802518 | 620093 | 24138 | 7264 | 7197 | 3293.7 | 3265.1 | 412.5 | 408.4 | 472.6 | 473 | 286.3 | 288.5 | 33196.4 | 6403 | 6.2133 | 413.6 | 0 | 353.6 | 0 | 293.6 | 0 | 233.6 | 0 | 173.6 | 0 | 116.4 | 2.8 | 68.9 | 15.3 | 0 | 0 | 0 | 1 | 0 | 0 | 0 | 0 | 0 | 0 | 0 | 0 | 1 | 0 | 1 | 88 | 30 | 20 | 0.5 | 0.25 | 0.5 | 0 | 103.4 | 0 | 88.4 | 0 | 73.4 | 0 | 58.4 | 0 | 43.4 | 0 | 29.1 | 0.7 | 17.225 | 3.825 | 206.8 | 0 | 176.8 | 0 | 146.8 | 0 | 116.8 | 0 | 86.8 | 0 | 58.2 | 1.4 | 34.45 | 7.65 | 635.231 | 21.1744 | 1311053.2413 | 2452.5559 | 81.7519 | 462552.0449 | 68233.4826 | 2274.4494 | 3411.6741 | 2208490.3852 | 3312735.5779
2022-05-01 | 2022 | 5 | 40656269 | 2633738.7687 | 43290007.7687 | 61988 | 13104917 | 1106785.9998 | 14211702.9998 | 5669 | 66417220 | 3611039.3467 | 70028259.3467 | 191471 | 972 | 371270 | 1290 | 17201 | 261887 | 24 | 570 | 817265.5 | 634181.7 | 64910 | 802518 | 620093 | 24138 | 7259.3 | 7237.7 | 3288.1 | 3278.6 | 411 | 407.6 | 494 | 500.9 | 290 | 289.3 | 33196.4 | 6403 | 13.7387 | 203.7 | 9.6 | 153.9 | 21.8 | 108.2 | 38.1 | 68.4 | 60.3 | 36.1 | 90 | 13.6 | 129.5 | 1.6 | 179.5 | 0 | 0 | 0 | 0 | 1 | 0 | 0 | 0 | 0 | 0 | 0 | 0 | 1 | 0 | 1 | 89 | 31 | 21 | 0.5 | 0.25 | 0.5 | 0 | 50.925 | 2.4 | 38.475 | 5.45 | 27.05 | 9.525 | 17.1 | 15.075 | 9.025 | 22.5 | 3.4 | 32.375 | 0.4 | 44.875 | 101.85 | 4.8 | 76.95 | 10.9 | 54.1 | 19.05 | 34.2 | 30.15 | 18.05 | 45 | 6.8 | 64.75 | 0.8 | 89.75 | 698.3611 | 22.5278 | 1396451.8635 | 2506.9153 | 80.8682 | 458442.0323 | 72045.5343 | 2324.0495 | 3430.7397 | 2258976.108 | 3334679.0165
2022-06-01 | 2022 | 6 | 50266359 | 2634489.2977 | 52900848.2977 | 62016 | 13942737 | 1112437.6531 | 15055174.6531 | 5662 | 69775584 | 3636939.1364 | 73412523.1364 | 201180 | 972 | 334774 | 1290 | 17201 | 261887 | 24 | 570 | 817265.5 | 634181.7 | 64910 | 802518 | 620093 | 24138 | 7245.3 | 7293 | 3291.3 | 3311.5 | 407.3 | 405.1 | 509.5 | 516.2 | 289 | 288 | 33196.4 | 6403 | 19.15 | 48.6 | 23.1 | 15.3 | 49.8 | 2.8 | 97.3 | 0 | 154.5 | 0 | 214.5 | 0 | 274.5 | 0 | 334.5 | 0 | 0 | 0 | 0 | 0 | 1 | 0 | 0 | 0 | 0 | 0 | 0 | 0 | 0 | 0 | 90 | 30 | 22 | 0.5 | 0.25 | 0.5 | 0 | 12.15 | 5.775 | 3.825 | 12.45 | 0.7 | 24.325 | 0 | 38.625 | 0 | 53.625 | 0 | 68.625 | 0 | 83.625 | 24.3 | 11.55 | 7.65 | 24.9 | 1.4 | 48.65 | 0 | 77.25 | 0 | 107.25 | 0 | 137.25 | 0 | 167.25 | 853.0194 | 28.434 | 1763361.6099 | 2658.9853 | 88.6328 | 501839.1551 | 75527.2872 | 2517.5762 | 3433.0585 | 2447084.1045 | 3336932.8698
2022-07-01 | 2022 | 7 | 61262788 | 2635239.8267 | 63898027.8267 | 61966 | 15636344 | 1118089.3065 | 16754433.3065 | 5658 | 74126794 | 3662838.926 | 77789632.926 | 195348 | 972 | 359535 | 1290 | 17201 | 261887 | 24 | 570 | 817265.5 | 634181.7 | 64910 | 819564 | 639578 | 25974 | 7311.4 | 7391.8 | 3331.5 | 3372.5 | 407.3 | 405 | 443.4 | 451.8 | 250.9 | 249.2 | 33196.4 | 1358 | 22.4097 | 5 | 79.7 | 0.3 | 137 | 0 | 198.7 | 0 | 260.7 | 0 | 322.7 | 0 | 384.7 | 0 | 446.7 | 0 | 0 | 0 | 0 | 0 | 0 | 1 | 0 | 0 | 0 | 0 | 0 | 0 | 0 | 0 | 91 | 31 | 20 | 0.5 | 0.25 | 0.5 | 0 | 1.25 | 19.925 | 0.075 | 34.25 | 0 | 49.675 | 0 | 65.175 | 0 | 80.675 | 0 | 96.175 | 0 | 111.675 | 2.5 | 39.85 | 0.15 | 68.5 | 0 | 99.35 | 0 | 130.35 | 0 | 161.35 | 0 | 192.35 | 0 | 223.35 | 1031.1788 | 33.2638 | 2061226.7041 | 2961.1936 | 95.5224 | 540465.5905 | 80030.4865 | 2581.6286 | 4001.5243 | 2509342.9976 | 3889481.6463
2022-08-01 | 2022 | 8 | 59864478 | 2635990.3557 | 62500468.3557 | 62020 | 15630252 | 1123740.9598 | 16753992.9598 | 5681 | 75989578 | 3688738.7156 | 79678316.7156 | 196760 | 973 | 404412 | 1290 | 17201 | 261887 | 24 | 570 | 817265.5 | 634181.7 | 64910 | 819564 | 639578 | 25974 | 7400.1 | 7475.2 | 3409.2 | 3447.3 | 411.6 | 409.4 | 347.3 | 350.2 | 177.3 | 177 | 33196.4 | 1358 | 22.2742 | 2.1 | 72.6 | 0 | 132.5 | 0 | 194.5 | 0 | 256.5 | 0 | 318.5 | 0 | 380.5 | 0 | 442.5 | 0 | 0 | 0 | 0 | 0 | 0 | 0 | 1 | 0 | 0 | 0 | 0 | 0 | 0 | 0 | 92 | 31 | 22 | 0.5 | 0.25 | 0.5 | 0 | 0.525 | 18.15 | 0 | 33.125 | 0 | 48.625 | 0 | 64.125 | 0 | 79.625 | 0 | 95.125 | 0 | 110.625 | 1.05 | 36.3 | 0 | 66.25 | 0 | 97.25 | 0 | 128.25 | 0 | 159.25 | 0 | 190.25 | 0 | 221.25 | 1007.747 | 32.508 | 2016144.1405 | 2949.1274 | 95.1331 | 540451.3858 | 81889.3286 | 2641.5912 | 3722.2422 | 2570268.2811 | 3621741.6689
2022-09-01 | 2022 | 9 | 45626419 | 2636740.8847 | 48263159.8847 | 62042 | 13394384 | 1129392.6131 | 14523776.6131 | 5679 | 66978218 | 3714638.5052 | 70692856.5052 | 187896 | 953 | 446388 | 1290 | 17201 | 261887 | 24 | 570 | 817265.5 | 634181.7 | 64910 | 819564 | 639578 | 25974 | 7474.5 | 7503.2 | 3472.2 | 3486.4 | 416.5 | 413.1 | 266.2 | 263.5 | 103.1 | 100 | 33196.4 | 1358 | 18.2667 | 73.3 | 21.3 | 44.9 | 52.9 | 25.1 | 93.1 | 8.2 | 136.2 | 0.3 | 188.3 | 0 | 248 | 0 | 308 | 0 | 0 | 0 | 0 | 0 | 0 | 0 | 0 | 1 | 0 | 0 | 0 | 0 | 1 | 1 | 93 | 30 | 20 | 0.5 | 0.25 | 0.5 | 0 | 18.325 | 5.325 | 11.225 | 13.225 | 6.275 | 23.275 | 2.05 | 34.05 | 0.075 | 47.075 | 0 | 62 | 0 | 77 | 36.65 | 10.65 | 22.45 | 26.45 | 12.55 | 46.55 | 4.1 | 68.1 | 0.15 | 94.15 | 0 | 124 | 0 | 154 | 777.9111 | 25.9304 | 1608771.9962 | 2557.4532 | 85.2484 | 484125.8871 | 74179.2828 | 2472.6428 | 3708.9641 | 2356428.5502 | 3534642.8253
2022-10-01 | 2022 | 10 | 36731091 | 2637491.4137 | 39368582.4137 | 62001 | 12677193 | 1135044.2665 | 13812237.2665 | 5668 | 62345466 | 3740538.2949 | 66086004.2949 | 168786 | 957 | 520152 | 1290 | 17201 | 262334 | 24 | 572 | 817265.5 | 634181.7 | 64910 | 838397 | 654360 | 27605 | 7529.4 | 7538.5 | 3523.6 | 3518.7 | 415.2 | 413.4 | 210.9 | 205 | 45 | 42.6 | 33196.4 | -950 | 10.5258 | 293.7 | 0 | 232.5 | 0.8 | 174.5 | 4.8 | 120 | 12.3 | 70.8 | 25.1 | 34.6 | 50.9 | 14.2 | 92.5 | 0 | 0 | 0 | 0 | 0 | 0 | 0 | 0 | 0 | 1 | 0 | 0 | 0 | 1 | 1 | 94 | 31 | 20 | 0.5 | 0.25 | 0.5 | 0 | 73.425 | 0 | 58.125 | 0.2 | 43.625 | 1.2 | 30 | 3.075 | 17.7 | 6.275 | 8.65 | 12.725 | 3.55 | 23.125 | 146.85 | 0 | 116.25 | 0.4 | 87.25 | 2.4 | 60 | 6.15 | 35.4 | 12.55 | 17.3 | 25.45 | 7.1 | 46.25 | 634.9669 | 20.4828 | 1269954.2714 | 2436.8803 | 78.609 | 445556.0409 | 69055.3859 | 2227.5931 | 3452.7693 | 2131806.5902 | 3304300.2147
2022-11-01 | 2022 | 11 | 37794582 | 2638241.9426 | 40432823.9426 | 62089 | 13356759 | 1140695.9198 | 14497454.9198 | 5677 | 63813709 | 3766438.0845 | 67580147.0845 | 173076 | 959 | 553380 | 1290 | 17201 | 263531 | 24 | 577 | 817265.5 | 634181.7 | 64910 | 838397 | 654360 | 27605 | 7592 | 7590.1 | 3560.7 | 3547.9 | 412.9 | 414.1 | 155.2 | 148.8 | 1 | -0.8 | 33196.4 | -950 | 6.7567 | 397.7 | 0.4 | 339.7 | 2.4 | 281.8 | 4.5 | 226.9 | 9.6 | 178.1 | 20.8 | 130.1 | 32.8 | 87.9 | 50.6 | 0 | 0 | 0 | 0 | 0 | 0 | 0 | 0 | 0 | 0 | 1 | 0 | 0 | 1 | 1 | 95 | 30 | 22 | 0.5 | 0.25 | 0.5 | 0 | 99.425 | 0.1 | 84.925 | 0.6 | 70.45 | 1.125 | 56.725 | 2.4 | 44.525 | 5.2 | 32.525 | 8.2 | 21.975 | 12.65 | 198.85 | 0.2 | 169.85 | 1.2 | 140.9 | 2.25 | 113.45 | 4.8 | 89.05 | 10.4 | 65.05 | 16.4 | 43.95 | 25.3 | 651.2075 | 21.7069 | 1347760.7981 | 2553.7176 | 85.1239 | 483248.4973 | 70469.3922 | 2348.9797 | 3203.1542 | 2252671.5695 | 3071824.8675
2022-12-01 | 2022 | 12 | 44074364 | 2638992.4716 | 46713356.4716 | 62027 | 14560973 | 1146347.5731 | 15707320.5731 | 5690 | 65245126 | 3792337.8741 | 69037463.8741 | 170786 | 943 | 598408 | 1290 | 17201 | 263537 | 24 | 577 | 817265.5 | 634181.7 | 64910 | 838397 | 654360 | 27605 | 7644.2 | 7647.5 | 3591.2 | 3587.1 | 413.1 | 418.1 | 131.9 | 129.7 | -18.7 | -18.9 | 33196.4 | -950 | 1.1452 | 584.5 | 0 | 522.5 | 0 | 460.5 | 0 | 398.5 | 0 | 336.5 | 0 | 275.3 | 0.8 | 215.3 | 2.8 | 0 | 0 | 0 | 0 | 0 | 0 | 0 | 0 | 0 | 0 | 0 | 1 | 0 | 0 | 0 | 96 | 31 | 20 | 0.5 | 0.25 | 0.5 | 0 | 146.125 | 0 | 130.625 | 0 | 115.125 | 0 | 99.625 | 0 | 84.125 | 0 | 68.825 | 0.2 | 53.825 | 0.7 | 292.25 | 0 | 261.25 | 0 | 230.25 | 0 | 199.25 | 0 | 168.25 | 0 | 137.65 | 0.4 | 107.65 | 1.4 | 753.1133 | 24.294 | 1506882.4668 | 2760.5133 | 89.0488 | 506687.7604 | 73210.4601 | 2361.6277 | 3660.523 | 2227014.9637 | 3451873.1937
2023-01-01 | 2023 | 1 | 43931478 | 2651638.5192 | 46583116.5192 | 62096 | 14965967 | 1159003.6597 | 16124970.6597 | 5697 | 67757856 | 3918833.9471 | 71676689.9471 | 168271 | 942 | 584137 | 1290 | 17201 | 270474 | 24 | 577 | 850461.9 | 662856.4 | 71555.5 | 845218 | 657318 | 28188 | 7627.7 | 7595.1 | 3572.5 | 3564.5 | 415.5 | 418.9 | 179.3 | 181.5 | 13.2 | 9.6 | 15397.7 | 8629 | 0.59355 | 601.6 | 0 | 539.6 | 0 | 477.6 | 0 | 415.6 | 0 | 353.6 | 0 | 291.6 | 0 | 229.6 | 0 | 1 | 0 | 0 | 0 | 0 | 0 | 0 | 0 | 0 | 0 | 0 | 0 | 0 | 0 | 0 | 97 | 31 | 21 | 0 | 0 | 0.25 | 0 | 0 | 0 | 0 | 0 | 0 | 0 | 0 | 0 | 0 | 0 | 0 | 0 | 0 | 0 | 150.4 | 0 | 134.9 | 0 | 119.4 | 0 | 103.9 | 0 | 88.4 | 0 | 72.9 | 0 | 57.4 | 0 | 750.179 | 24.1993 | 1502681.178 | 2830.4319 | 91.3043 | 520160.3439 | 76089.9044 | 2454.513 | 3623.3288 | 2312151.2886 | 3413175.7118
2023-02-01 | 2023 | 2 | 38222911 | 2653875.0468 | 40876786.0468 | 62116 | 13603090 | 1164835.6837 | 14767925.6837 | 5697 | 61977799 | 3954693.2693 | 65932492.2693 | 170809 | 942 | 487117 | 1290 | 17201 | 270474 | 23 | 576 | 850461.9 | 662856.4 | 71555.5 | 845218 | 657318 | 28188 | 7651.3 | 7588.8 | 3566.9 | 3551.7 | 415.4 | 415.5 | 189.4 | 191.7 | 45.9 | 42.5 | 15397.7 | 8629 | 0.43214 | 547.9 | 0 | 491.9 | 0 | 435.9 | 0 | 379.9 | 0 | 323.9 | 0 | 267.9 | 0 | 213.2 | 1.3 | 0 | 1 | 0 | 0 | 0 | 0 | 0 | 0 | 0 | 0 | 0 | 0 | 0 | 0 | 0 | 98 | 28 | 19 | 0 | 0 | 0.25 | 0 | 0 | 0 | 0 | 0 | 0 | 0 | 0 | 0 | 0 | 0 | 0 | 0 | 0 | 0 | 136.975 | 0 | 122.975 | 0 | 108.975 | 0 | 94.975 | 0 | 80.975 | 0 | 66.975 | 0 | 53.3 | 0.325 | 658.0718 | 23.5026 | 1459885.216 | 2592.2285 | 92.5796 | 527425.9173 | 69992.03 | 2499.7154 | 3683.7911 | 2354731.8668 | 3470131.1721
2023-03-01 | 2023 | 3 | 40024425 | 2656111.5744 | 42680536.5744 | 62152 | 14543075 | 1170667.7077 | 15713742.7077 | 5697 | 67654830 | 3990552.5914 | 71645382.5914 | 166923 | 942 | 482754 | 1290 | 17201 | 270474 | 23 | 576 | 850461.9 | 662856.4 | 71555.5 | 845218 | 657318 | 28188 | 7662.5 | 7573.4 | 3552.4 | 3523.6 | 413 | 409.4 | 204.1 | 207.9 | 92.3 | 89.9 | 15397.7 | 8629 | 1.9871 | 558.4 | 0 | 496.4 | 0 | 434.4 | 0 | 372.4 | 0 | 310.4 | 0 | 248.4 | 0 | 186.4 | 0 | 0 | 0 | 1 | 0 | 0 | 0 | 0 | 0 | 0 | 0 | 0 | 0 | 1 | 0 | 1 | 99 | 31 | 23 | 0 | 0 | 0.25 | 0 | 0 | 0 | 0 | 0 | 0 | 0 | 0 | 0 | 0 | 0 | 0 | 0 | 0 | 0 | 139.6 | 0 | 124.1 | 0 | 108.6 | 0 | 93.1 | 0 | 77.6 | 0 | 62.1 | 0 | 46.6 | 0 | 686.7122 | 22.152 | 1376791.5024 | 2758.2487 | 88.9758 | 506894.9261 | 76056.6694 | 2453.4409 | 3306.8117 | 2311141.3739 | 3115016.6344
2023-04-01 | 2023 | 4 | 36044766 | 2658348.102 | 38703114.102 | 62075 | 13159212 | 1176499.7317 | 14335711.7317 | 5695 | 60646891 | 4026411.9135 | 64673302.9135 | 174666 | 942 | 407829 | 1290 | 17201 | 260175 | 23 | 576 | 850461.9 | 662856.4 | 71555.5 | 851621 | 664186 | 30079 | 7736.6 | 7670 | 3580 | 3553.6 | 415 | 411.8 | 147.7 | 149.6 | 85.6 | 86.5 | 15397.7 | 4845 | 8.5733 | 343.8 | 1 | 287.4 | 4.6 | 231.6 | 8.8 | 178.9 | 16.1 | 128.9 | 26.1 | 83.5 | 40.7 | 45.9 | 63.1 | 0 | 0 | 0 | 1 | 0 | 0 | 0 | 0 | 0 | 0 | 0 | 0 | 1 | 0 | 1 | 100 | 30 | 19 | 0 | 0 | 0.25 | 0 | 0 | 0 | 0 | 0 | 0 | 0 | 0 | 0 | 0 | 0 | 0 | 0 | 0 | 0 | 85.95 | 0.25 | 71.85 | 1.15 | 57.9 | 2.2 | 44.725 | 4.025 | 32.225 | 6.525 | 20.875 | 10.175 | 11.475 | 15.775 | 623.4896 | 20.783 | 1290103.8034 | 2517.2453 | 83.9082 | 477857.0577 | 68655.3109 | 2288.5104 | 3613.4374 | 2155776.7638 | 3403858.0481
2023-05-01 | 2023 | 5 | 39223988 | 2660584.6295 | 41884572.6295 | 62166 | 13388102 | 1182331.7557 | 14570433.7557 | 5695 | 63468489 | 4062271.2357 | 67530760.2357 | 181562 | 943 | 371270 | 1290 | 17201 | 260148 | 22 | 574 | 850461.9 | 662856.4 | 71555.5 | 851621 | 664186 | 30079 | 7753.3 | 7738.6 | 3578.1 | 3567.9 | 418.5 | 417.4 | 142 | 144 | 99.5 | 100.1 | 15397.7 | 4845 | 13.1 | 218.4 | 4.5 | 162.4 | 10.5 | 113.7 | 23.8 | 73.9 | 46 | 41.7 | 75.8 | 21.1 | 117.2 | 7 | 165.1 | 0 | 0 | 0 | 0 | 1 | 0 | 0 | 0 | 0 | 0 | 0 | 0 | 1 | 0 | 1 | 101 | 31 | 22 | 0 | 0 | 0.25 | 0 | 0 | 0 | 0 | 0 | 0 | 0 | 0 | 0 | 0 | 0 | 0 | 0 | 0 | 0 | 54.6 | 1.125 | 40.6 | 2.625 | 28.425 | 5.95 | 18.475 | 11.5 | 10.425 | 18.95 | 5.275 | 29.3 | 1.75 | 41.275 | 673.7537 | 21.734 | 1351115.2461 | 2558.4607 | 82.531 | 470013.9921 | 71612.6832 | 2310.0866 | 3255.122 | 2178411.6205 | 3069580.0107
2023-06-01 | 2023 | 6 | 47303964 | 2662821.1571 | 49966785.1571 | 62255 | 14019021 | 1188163.7797 | 15207184.7797 | 5713 | 66380293 | 4098130.5578 | 70478423.5578 | 184928 | 941 | 334892 | 1290 | 17201 | 260111 | 22 | 574 | 850461.9 | 662856.4 | 71555.5 | 851621 | 664186 | 30079 | 7754.8 | 7809.2 | 3580.3 | 3599.5 | 421.3 | 421.3 | 161.3 | 162 | 109.9 | 110.4 | 15397.7 | 4845 | 19.1333 | 39.8 | 13.8 | 10.5 | 44.5 | 0 | 94 | 0 | 154 | 0 | 214 | 0 | 274 | 0 | 334 | 0 | 0 | 0 | 0 | 0 | 1 | 0 | 0 | 0 | 0 | 0 | 0 | 0 | 0 | 0 | 102 | 30 | 22 | 0 | 0 | 0.25 | 0 | 0 | 0 | 0 | 0 | 0 | 0 | 0 | 0 | 0 | 0 | 0 | 0 | 0 | 0 | 9.95 | 3.45 | 2.625 | 11.125 | 0 | 23.5 | 0 | 38.5 | 0 | 53.5 | 0 | 68.5 | 0 | 83.5 | 802.6148 | 26.7538 | 1665559.5052 | 2661.8563 | 88.7285 | 506906.1593 | 74897.3683 | 2496.5789 | 3404.4258 | 2349280.7853 | 3203564.7072
2023-07-01 | 2023 | 7 | 58044399 | 2665057.6847 | 60709456.6847 | 62247 | 15873654 | 1193995.8037 | 17067649.8037 | 5701 | 71978993 | 4133989.8799 | 76112982.8799 | 191157 | 940 | 359660 | 1290 | 17213 | 261443 | 22 | 575 | 850461.9 | 662856.4 | 71555.5 | 852979 | 664978 | 30634 | 7754.8 | 7843.6 | 3582.4 | 3621.7 | 422.3 | 421.5 | 171.3 | 173.3 | 116.4 | 117.2 | 15397.7 | 2198 | 22.6935 | 0.1 | 83.6 | 0 | 145.5 | 0 | 207.5 | 0 | 269.5 | 0 | 331.5 | 0 | 393.5 | 0 | 455.5 | 0 | 0 | 0 | 0 | 0 | 0 | 1 | 0 | 0 | 0 | 0 | 0 | 0 | 0 | 0 | 103 | 31 | 20 | 0 | 0 | 0.25 | 0 | 0 | 0 | 0 | 0 | 0 | 0 | 0 | 0 | 0 | 0 | 0 | 0 | 0 | 0 | 0.025 | 20.9 | 0 | 36.375 | 0 | 51.875 | 0 | 67.375 | 0 | 82.875 | 0 | 98.375 | 0 | 113.875 | 975.2993 | 31.4613 | 1958369.5705 | 2993.7993 | 96.5742 | 550569.3485 | 80971.2584 | 2611.9761 | 4048.5629 | 2455257.5123 | 3805649.144
2023-08-01 | 2023 | 8 | 53852606 | 2667294.2123 | 56519900.2123 | 62269 | 15266346 | 1199827.8277 | 16466173.8277 | 5705 | 69958445 | 4169849.202 | 74128294.202 | 185891 | 940 | 404553 | 1290 | 17213 | 261443 | 22 | 575 | 850461.9 | 662856.4 | 71555.5 | 852979 | 664978 | 30634 | 7747.4 | 7825.4 | 3586.5 | 3624.3 | 423.1 | 420.8 | 193.1 | 194.9 | 108 | 108.7 | 15397.7 | 2198 | 20.2516 | 24.6 | 32.4 | 5.9 | 75.7 | 0 | 131.8 | 0 | 193.8 | 0 | 255.8 | 0 | 317.8 | 0 | 379.8 | 0 | 0 | 0 | 0 | 0 | 0 | 0 | 1 | 0 | 0 | 0 | 0 | 0 | 0 | 0 | 104 | 31 | 22 | 0 | 0 | 0.25 | 0 | 0 | 0 | 0 | 0 | 0 | 0 | 0 | 0 | 0 | 0 | 0 | 0 | 0 | 0 | 6.15 | 8.1 | 1.475 | 18.925 | 0 | 32.95 | 0 | 48.45 | 0 | 63.95 | 0 | 79.45 | 0 | 94.95 | 907.6732 | 29.2798 | 1823222.5875 | 2886.2706 | 93.1055 | 531166.8977 | 78859.8874 | 2543.8673 | 3584.5403 | 2391235.2968 | 3369467.9183
2023-09-01 | 2023 | 9 | 44044958 | 2669530.7399 | 46714488.7399 | 62178 | 13791630 | 1205659.8517 | 14997289.8517 | 5691 | 65931547 | 4205708.5242 | 70137255.5242 | 195045 | 940 | 446544 | 1290 | 17213 | 261443 | 22 | 575 | 850461.9 | 662856.4 | 71555.5 | 852979 | 664978 | 30634 | 7740.7 | 7766.7 | 3575.3 | 3586.4 | 423.1 | 419.8 | 204.3 | 201.7 | 114.5 | 112.2 | 15397.7 | 2198 | 18.6867 | 66.3 | 26.9 | 22.2 | 42.8 | 0.7 | 81.3 | 0 | 140.6 | 0 | 200.6 | 0 | 260.6 | 0 | 320.6 | 0 | 0 | 0 | 0 | 0 | 0 | 0 | 0 | 1 | 0 | 0 | 0 | 0 | 1 | 1 | 105 | 30 | 20 | 0 | 0 | 0.25 | 0 | 0 | 0 | 0 | 0 | 0 | 0 | 0 | 0 | 0 | 0 | 0 | 0 | 0 | 0 | 16.575 | 6.725 | 5.55 | 10.7 | 0.175 | 20.325 | 0 | 35.15 | 0 | 50.15 | 0 | 65.15 | 0 | 80.15 | 751.3025 | 25.0434 | 1557149.6247 | 2635.2644 | 87.8421 | 499909.6617 | 74614.1016 | 2487.1367 | 3730.7051 | 2337908.5175 | 3506862.7762
2023-10-01 | 2023 | 10 | 38152268 | 2671767.2675 | 40824035.2675 | 62288 | 13313710 | 1211491.8757 | 14525201.8757 | 5705 | 63803482 | 4241567.8463 | 68045049.8463 | 181512 | 940 | 520334 | 1290 | 17213 | 263220 | 21 | 571 | 850461.9 | 662856.4 | 71555.5 | 852029 | 664944 | 31696 | 7740.3 | 7743.5 | 3568.6 | 3561.3 | 422.5 | 420.4 | 209.5 | 203.7 | 118.1 | 116 | 15397.7 | 1875 | 13.2839 | 215.6 | 7.4 | 164.1 | 17.9 | 119.8 | 35.6 | 77.6 | 55.4 | 40.7 | 80.5 | 18.1 | 119.9 | 8.1 | 171.9 | 0 | 0 | 0 | 0 | 0 | 0 | 0 | 0 | 0 | 1 | 0 | 0 | 0 | 1 | 1 | 106 | 31 | 21 | 0 | 0 | 0.25 | 0 | 0 | 0 | 0 | 0 | 0 | 0 | 0 | 0 | 0 | 0 | 0 | 0 | 0 | 0 | 53.9 | 1.85 | 41.025 | 4.475 | 29.95 | 8.9 | 19.4 | 13.85 | 10.175 | 20.125 | 4.525 | 29.975 | 2.025 | 42.975 | 655.4077 | 21.1422 | 1316904.3635 | 2546.0477 | 82.1306 | 468554.8992 | 72388.3509 | 2335.1081 | 3447.0643 | 2195001.6079 | 3240240.4689
2023-11-01 | 2023 | 11 | 38097075 | 2674003.7951 | 40771078.7951 | 62341 | 13572257 | 1217323.8997 | 14789580.8997 | 5706 | 63257737 | 4277427.1684 | 67535164.1684 | 167264 | 940 | 554775 | 1293 | 17213 | 263220 | 22 | 576 | 850461.9 | 662856.4 | 71555.5 | 852029 | 664944 | 31696 | 7747.2 | 7738.9 | 3561.7 | 3547.1 | 422.8 | 423.2 | 206.2 | 200.4 | 128.6 | 126.3 | 15397.7 | 1875 | 5.53 | 434.1 | 0 | 374.1 | 0 | 314.1 | 0 | 254.1 | 0 | 194.1 | 0 | 137.9 | 3.8 | 89.8 | 15.7 | 0 | 0 | 0 | 0 | 0 | 0 | 0 | 0 | 0 | 0 | 1 | 0 | 0 | 1 | 1 | 107 | 30 | 22 | 0 | 0 | 0.25 | 0 | 0 | 0 | 0 | 0 | 0 | 0 | 0 | 0 | 0 | 0 | 0 | 0 | 0 | 0 | 108.525 | 0 | 93.525 | 0 | 78.525 | 0 | 63.525 | 0 | 48.525 | 0 | 34.475 | 0.95 | 22.45 | 3.925 | 654.001 | 21.8 | 1359035.9598 | 2591.935 | 86.3978 | 492986.03 | 71845.9193 | 2394.864 | 3265.7236 | 2251172.1389 | 3069780.1895
2023-12-01 | 2023 | 12 | 43552410 | 2676240.3227 | 46228650.3227 | 62297 | 14025774 | 1223155.9236 | 15248929.9236 | 5684 | 62859586 | 4313286.4906 | 67172872.4906 | 165834 | 971 | 599916 | 1293 | 17249 | 265886 | 22 | 576 | 850461.9 | 662856.4 | 71555.5 | 852029 | 664944 | 31696 | 7776.1 | 7777.2 | 3572.5 | 3568.2 | 420.3 | 423.9 | 161.9 | 161 | 108.4 | 107.9 | 15397.7 | 1875 | 3.7032 | 505.2 | 0 | 443.2 | 0 | 381.2 | 0 | 319.2 | 0 | 257.2 | 0 | 195.2 | 0 | 134.9 | 1.7 | 0 | 0 | 0 | 0 | 0 | 0 | 0 | 0 | 0 | 0 | 0 | 1 | 0 | 0 | 0 | 108 | 31 | 19 | 0 | 0 | 0.25 | 0 | 0 | 0 | 0 | 0 | 0 | 0 | 0 | 0 | 0 | 0 | 0 | 0 | 0 | 0 | 126.3 | 0 | 110.8 | 0 | 95.3 | 0 | 79.8 | 0 | 64.3 | 0 | 48.8 | 0 | 33.725 | 0.425 | 742.0686 | 23.9377 | 1491246.7846 | 2682.7815 | 86.5413 | 491900.9653 | 69179.0654 | 2231.5828 | 3641.0034 | 2166866.8545 | 3535414.3416
2024-01-01 | 2024 | 1 | 44815995.68 | 2704946.4861 | 47520942.1661 | 62372 | 14749181.1 | 1235735.0622 | 15984916.1622 | 5693 | 69170317.64 | 4442082.6372 | 73612400.2772 | 169028.49 | 969 | 585608.82 | 1292.83 | 17249 | 268142.48 | 22 | 578 | 865859.6 | 679067 | 74531.5 | 860658 | 671794 | 32304 | 7807 | 7776.6 | 3585.7 | 3574.1 | 417.7 | 421.5 | 127.2 | 128.3 | 88.5 | 86.6 | 12410.6543 | 4826 | -0.91613 | 648.4 | 0 | 586.4 | 0 | 524.4 | 0 | 462.4 | 0 | 400.4 | 0 | 338.4 | 0 | 276.4 | 0 | 1 | 0 | 0 | 0 | 0 | 0 | 0 | 0 | 0 | 0 | 0 | 0 | 0 | 0 | 0 | 109 | 31 | 22 | 0 | 0 | 0.25 | 0 | 0 | 0 | 0 | 0 | 0 | 0 | 0 | 0 | 0 | 0 | 0 | 0 | 0 | 0 | 162.1 | 0 | 146.6 | 0 | 131.1 | 0 | 115.6 | 0 | 100.1 | 0 | 84.6 | 0 | 69.1 | 0 | 761.8954 | 24.5773 | 1532933.6183 | 2807.8195 | 90.5748 | 515642.4568 | 75967.3893 | 2450.5609 | 3453.0632 | 2374593.5573 | 3346018.1944
2024-02-01 | 2024 | 2 | 39298818.64 | 2710414.0948 | 42009232.7348 | 62384 | 13533744.66 | 1241689.0982 | 14775433.7582 | 5693 | 62940857.43 | 4485552.293 | 67426409.723 | 166137.067 | 969 | 504979.32 | 1292.83 | 17249 | 273326.48 | 22 | 579 | 865859.6 | 679067 | 74531.5 | 860658 | 671794 | 32304 | 7840.7 | 7780.5 | 3612.8 | 3594.2 | 414.5 | 415.6 | 91.3 | 93.6 | 61.4 | 60.4 | 12410.6543 | 4826 | 1.1345 | 547.1 | 0 | 489.1 | 0 | 431.1 | 0 | 373.1 | 0 | 315.1 | 0 | 257.1 | 0 | 199.4 | 0.3 | 0 | 1 | 0 | 0 | 0 | 0 | 0 | 0 | 0 | 0 | 0 | 0 | 0 | 0 | 0 | 110 | 29 | 20 | 0 | 0 | 0.25 | 0 | 0 | 0 | 0 | 0 | 0 | 0 | 0 | 0 | 0 | 0 | 0 | 0 | 0 | 0 | 136.775 | 0 | 122.275 | 0 | 107.775 | 0 | 93.275 | 0 | 78.775 | 0 | 64.275 | 0 | 49.85 | 0.075 | 673.3975 | 23.2206 | 1448594.2322 | 2595.3687 | 89.4955 | 509497.7158 | 69583.4982 | 2399.431 | 3479.1749 | 2325048.6111 | 3371320.4861
2024-03-01 | 2024 | 3 | 39417918.57 | 2715881.7035 | 42133800.2735 | 62449 | 13855001.66 | 1247643.1343 | 15102644.7943 | 5700 | 64997365.47 | 4529021.9488 | 69526387.4188 | 163938.387 | 970 | 483678.07 | 1292.83 | 17249 | 273326.48 | 22 | 579 | 865859.6 | 679067 | 74531.5 | 860658 | 671794 | 32304 | 7866.6 | 7781.3 | 3644.7 | 3613.5 | 413.2 | 411 | 84.3 | 89.6 | 38.3 | 40.1 | 12410.6543 | 4826 | 4.1452 | 491.5 | 0 | 429.5 | 0 | 367.5 | 0 | 305.5 | 0 | 244.9 | 1.4 | 185 | 3.5 | 127 | 7.5 | 0 | 0 | 1 | 0 | 0 | 0 | 0 | 0 | 0 | 0 | 0 | 0 | 1 | 0 | 1 | 111 | 31 | 20 | 0 | 0 | 0.25 | 0 | 0 | 0 | 0 | 0 | 0 | 0 | 0 | 0 | 0 | 0 | 0 | 0 | 0 | 0 | 122.875 | 0 | 107.375 | 0 | 91.875 | 0 | 76.375 | 0 | 61.225 | 0.35 | 46.25 | 0.875 | 31.75 | 1.875 | 674.6914 | 21.7642 | 1359154.8475 | 2649.5868 | 85.4705 | 487182.0901 | 71676.6881 | 2312.1512 | 3583.8344 | 2242786.6909 | 3476319.3709
2024-04-01 | 2024 | 4 | 36115006.19 | 2721349.3122 | 38836355.5022 | 62563 | 12842580.32 | 1253597.1704 | 14096177.4904 | 5698 | 61860785.49 | 4572491.6046 | 66433277.0946 | 165308.828 | 968 | 410400.65 | 1297.71 | 17330 | 273326.48 | 22 | 579 | 865859.6 | 679067 | 74531.5 | 865503 | 675983 | 32660 | 7884.3 | 7819.6 | 3665.6 | 3640.1 | 411.7 | 409.1 | 85.8 | 95.4 | 33.2 | 39.1 | 12410.6543 | 2733 | 8.1767 | 354.7 | 0 | 294.7 | 0 | 234.7 | 0 | 175.8 | 1.1 | 120.4 | 5.7 | 70.7 | 16 | 32.7 | 38 | 0 | 0 | 0 | 1 | 0 | 0 | 0 | 0 | 0 | 0 | 0 | 0 | 1 | 0 | 1 | 112 | 30 | 22 | 0 | 0 | 0.25 | 0 | 0 | 0 | 0 | 0 | 0 | 0 | 0 | 0 | 0 | 0 | 0 | 0 | 0 | 0 | 88.675 | 0 | 73.675 | 0 | 58.675 | 0 | 43.95 | 0.275 | 30.1 | 1.425 | 17.675 | 4 | 8.175 | 9.5 | 620.756 | 20.6919 | 1294545.1834 | 2473.8816 | 82.4627 | 469872.583 | 68629.4185 | 2287.6473 | 3119.519 | 2214442.5698 | 3019694.4134
2024-05-01 | 2024 | 5 | 40999181.1 | 2726816.9209 | 43725998.0209 | 62610 | 13302175.13 | 1259551.2064 | 14561726.3364 | 5710 | 65063818.96 | 4615961.2603 | 69679780.2203 | 179826.669 | 970 | 373610.65 | 1297.71 | 17330 | 273326.48 | 22 | 579 | 865859.6 | 679067 | 74531.5 | 865503 | 675983 | 32660 | 7895.3 | 7882.6 | 3677.6 | 3668 | 411.6 | 410.3 | 108.4 | 117.2 | 42.3 | 50.9 | 12410.6543 | 2733 | 14.9355 | 164.3 | 7.3 | 114.6 | 19.6 | 68 | 35 | 30 | 59 | 8.1 | 99.1 | 1.8 | 154.8 | 0 | 215 | 0 | 0 | 0 | 0 | 1 | 0 | 0 | 0 | 0 | 0 | 0 | 0 | 1 | 0 | 1 | 113 | 31 | 22 | 0 | 0 | 0.25 | 0 | 0 | 0 | 0 | 0 | 0 | 0 | 0 | 0 | 0 | 0 | 0 | 0 | 0 | 0 | 41.075 | 1.825 | 28.65 | 4.9 | 17 | 8.75 | 7.5 | 14.75 | 2.025 | 24.775 | 0.45 | 38.7 | 0 | 53.75 | 698.3868 | 22.5286 | 1410516.0652 | 2550.2148 | 82.265 | 469733.1076 | 71834.825 | 2317.2524 | 3265.2193 | 2247734.8458 | 3167262.7373
2024-06-01 | 2024 | 6 | 51584339.83 | 2732284.5296 | 54316624.3596 | 62506 | 14290600.99 | 1265505.2425 | 15556106.2325 | 5709 | 67865843.19 | 4659430.9161 | 72525274.1061 | 194978.145 | 968 | 336885.33 | 1297.71 | 17330 | 273326.48 | 22 | 579 | 865859.6 | 679067 | 74531.5 | 865503 | 675983 | 32660 | 7916.1 | 7971.2 | 3690.2 | 3709.9 | 413.8 | 413.7 | 115.7 | 121.3 | 42.1 | 50.6 | 12410.6543 | 2733 | 19.48 | 53.4 | 37.8 | 23.4 | 67.8 | 4.1 | 108.5 | 0 | 164.4 | 0 | 224.4 | 0 | 284.4 | 0 | 344.4 | 0 | 0 | 0 | 0 | 0 | 1 | 0 | 0 | 0 | 0 | 0 | 0 | 0 | 0 | 0 | 114 | 30 | 20 | 0 | 0 | 0.25 | 0 | 0 | 0 | 0 | 0 | 0 | 0 | 0 | 0 | 0 | 0 | 0 | 0 | 0 | 0 | 13.35 | 9.45 | 5.85 | 16.95 | 1.025 | 27.125 | 0 | 41.1 | 0 | 56.1 | 0 | 71.1 | 0 | 86.1 | 868.9826 | 28.9661 | 1810554.1453 | 2724.8391 | 90.828 | 518536.8744 | 74922.8038 | 2497.4268 | 3746.1402 | 2417509.1369 | 3626263.7053
2024-07-01 | 2024 | 7 | 61854644.73 | 2737752.1383 | 64592396.8683 | 62650 | 16126714.29 | 1271459.2786 | 17398173.5686 | 5715 | 75062524.66 | 4702900.5719 | 79765425.2319 | 193489.832 | 964 | 361801.44 | 1297.71 | 17330 | 273326.48 | 22 | 579 | 865859.6 | 679067 | 74531.5 | 867701 | 682077 | 32844 | 7926.1 | 8016.9 | 3698.8 | 3738.9 | 414.6 | 413.3 | 132.9 | 132.5 | 44.4 | 51.5 | 12410.6543 | 730 | 22.4452 | 5.2 | 81 | 0.9 | 138.7 | 0 | 199.8 | 0 | 261.8 | 0 | 323.8 | 0 | 385.8 | 0 | 447.8 | 0 | 0 | 0 | 0 | 0 | 0 | 1 | 0 | 0 | 0 | 0 | 0 | 0 | 0 | 0 | 115 | 31 | 22 | 0 | 0 | 0.25 | 0 | 0 | 0 | 0 | 0 | 0 | 0 | 0 | 0 | 0 | 0 | 0 | 0 | 0 | 0 | 1.3 | 20.25 | 0.225 | 34.675 | 0 | 49.95 | 0 | 65.45 | 0 | 80.95 | 0 | 96.45 | 0 | 111.95 | 1031.0039 | 33.2582 | 2083625.7054 | 3044.2998 | 98.2032 | 561231.4054 | 82744.217 | 2669.1683 | 3761.1008 | 2573078.2333 | 3625701.1469
2024-08-01 | 2024 | 8 | 57716651.36 | 2743219.747 | 60459871.107 | 62612 | 15474376.09 | 1277413.3146 | 16751789.4046 | 5712 | 73015421.79 | 4746370.2277 | 77761792.0177 | 189791.33 | 964 | 406961.75 | 1297.71 | 17330 | 273326.48 | 22 | 579 | 865859.6 | 679067 | 74531.5 | 867701 | 682077 | 32844 | 7940.5 | 8020.3 | 3694.5 | 3733 | 414.3 | 412.1 | 126.4 | 126.9 | 51.2 | 55.3 | 12410.6543 | 730 | 21.7516 | 12 | 66.3 | 4.2 | 120.5 | 0.2 | 178.5 | 0 | 240.3 | 0 | 302.3 | 0 | 364.3 | 0 | 426.3 | 0 | 0 | 0 | 0 | 0 | 0 | 0 | 1 | 0 | 0 | 0 | 0 | 0 | 0 | 0 | 116 | 31 | 22 | 0 | 0 | 0.25 | 0 | 0 | 0 | 0 | 0 | 0 | 0 | 0 | 0 | 0 | 0 | 0 | 0 | 0 | 0 | 3 | 16.575 | 1.05 | 30.125 | 0.05 | 44.625 | 0 | 60.075 | 0 | 75.575 | 0 | 91.075 | 0 | 106.575 | 965.6275 | 31.1493 | 1950318.4228 | 2932.7362 | 94.6044 | 540380.3034 | 80665.7594 | 2602.1213 | 3666.6254 | 2508444.9038 | 3534626.9099
2024-09-01 | 2024 | 9 | 45732823.86 | 2748687.3557 | 48481511.2157 | 62663 | 13837503.45 | 1283367.3507 | 15120870.8007 | 5736 | 66779172.69 | 4789839.8835 | 71569012.5735 | 180499.753 | 964 | 449202.26 | 1297.71 | 17330 | 273326.48 | 22 | 579 | 865859.6 | 679067 | 74531.5 | 867701 | 682077 | 32844 | 7945 | 7968.4 | 3689.8 | 3698.6 | 414.9 | 411.6 | 141 | 155.2 | 64.4 | 75.4 | 12410.6543 | 730 | 18.9267 | 37.4 | 5.2 | 10.8 | 38.6 | 3.9 | 91.7 | 0.4 | 148.2 | 0 | 207.8 | 0 | 267.8 | 0 | 327.8 | 0 | 0 | 0 | 0 | 0 | 0 | 0 | 0 | 1 | 0 | 0 | 0 | 0 | 1 | 1 | 117 | 30 | 20 | 0 | 0 | 0.25 | 0 | 0 | 0 | 0 | 0 | 0 | 0 | 0 | 0 | 0 | 0 | 0 | 0 | 0 | 0 | 9.35 | 1.3 | 2.7 | 9.65 | 0.975 | 22.925 | 0.1 | 37.05 | 0 | 51.95 | 0 | 66.95 | 0 | 81.95 | 773.6864 | 25.7895 | 1616050.3739 | 2636.1351 | 87.8712 | 504029.0267 | 74241.7143 | 2474.7238 | 3712.0857 | 2385633.7524 | 3578450.6287
2024-10-01 | 2024 | 10 | 38598022.64 | 2754154.9644 | 41352177.6044 | 62674 | 13140181.55 | 1289321.3867 | 14429502.9367 | 5733 | 63688206.77 | 4833309.5392 | 68521516.3092 | 171276.803 | 958 | 523431.2 | 1297.71 | 17330 | 273326.48 | 22 | 579 | 865859.6 | 679067 | 74531.5 | 869576 | 686415 | 33497 | 7949.8 | 7947.2 | 3686.7 | 3677.3 | 417.5 | 415.1 | 144.2 | 162.3 | 75.8 | 83.7 | 12410.6543 | 4174.9227 | 13.7484 | 194.8 | 1 | 141.8 | 10 | 94 | 24.2 | 55.2 | 47.4 | 27.9 | 82.1 | 8.6 | 124.8 | 0.3 | 178.5 | 0 | 0 | 0 | 0 | 0 | 0 | 0 | 0 | 0 | 1 | 0 | 0 | 0 | 1 | 1 | 118 | 31 | 22 | 0 | 0 | 0.25 | 0 | 0 | 0 | 0 | 0 | 0 | 0 | 0 | 0 | 0 | 0 | 0 | 0 | 0 | 0 | 48.7 | 0.25 | 35.45 | 2.5 | 23.5 | 6.05 | 13.8 | 11.85 | 6.975 | 20.525 | 2.15 | 31.2 | 0.075 | 44.625 | 659.798 | 21.2838 | 1333941.213 | 2516.9201 | 81.191 | 465467.8367 | 71525.5911 | 2307.2771 | 3251.1632 | 2210371.4938 | 3114614.3777
2024-11-01 | 2024 | 11 | 38022776.76 | 2759622.5731 | 40782399.3331 | 62628 | 13056159.08 | 1295275.4228 | 14351434.5028 | 5717 | 61978567.1 | 4876779.195 | 66855346.295 | 167051.065 | 961 | 556868.89 | 1297.71 | 17330 | 273326.48 | 22 | 579 | 865859.6 | 679067 | 74531.5 | 869576 | 686415 | 33497 | 7953.4 | 7939.3 | 3690.3 | 3673.4 | 419 | 418.5 | 149.4 | 161.9 | 75.3 | 80.8 | 12410.6543 | 4174.9227 | 7.8567 | 364.9 | 0.6 | 306.9 | 2.6 | 250.2 | 5.9 | 194.2 | 9.9 | 140.3 | 16 | 90.7 | 26.4 | 50.1 | 45.8 | 0 | 0 | 0 | 0 | 0 | 0 | 0 | 0 | 0 | 0 | 1 | 0 | 0 | 1 | 1 | 119 | 30 | 21 | 0 | 0 | 0.25 | 0 | 0 | 0 | 0 | 0 | 0 | 0 | 0 | 0 | 0 | 0 | 0 | 0 | 0 | 0 | 91.225 | 0.15 | 76.725 | 0.65 | 62.55 | 1.475 | 48.55 | 2.475 | 35.075 | 4 | 22.675 | 6.6 | 12.525 | 11.45 | 651.1848 | 21.7062 | 1359413.3111 | 2510.3086 | 83.677 | 478381.1501 | 69568.5185 | 2318.9506 | 3312.7866 | 2228511.5432 | 3183587.9188
2024-12-01 | 2024 | 12 | 45895744.52 | 2765090.1818 | 48660834.7018 | 62651 | 14711448.2 | 1301229.4589 | 16012677.6589 | 5733 | 64468543.97 | 4920248.8508 | 69388792.8208 | 166014.439 | 959 | 602180.54 | 1297.71 | 17330 | 282062.48 | 22 | 579 | 865859.6 | 679067 | 74531.5 | 869576 | 686415 | 33497 | 7938 | 7938.2 | 3680.9 | 3676.1 | 417.5 | 419.9 | 167.1 | 159.1 | 94.7 | 91.2 | 12410.6543 | 4174.9227 | 1.071 | 586.8 | 0 | 524.8 | 0 | 462.8 | 0 | 400.8 | 0 | 338.8 | 0 | 276.8 | 0 | 215.2 | 0.4 | 0 | 0 | 0 | 0 | 0 | 0 | 0 | 0 | 0 | 0 | 0 | 1 | 0 | 0 | 0 | 120 | 31 | 20 | 0 | 0 | 0.25 | 0 | 0 | 0 | 0 | 0 | 0 | 0 | 0 | 0 | 0 | 0 | 0 | 0 | 0 | 0 | 146.7 | 0 | 131.2 | 0 | 115.7 | 0 | 100.2 | 0 | 84.7 | 0 | 69.2 | 0 | 53.8 | 0.1 | 776.6969 | 25.0547 | 1569704.3452 | 2793.0713 | 90.0991 | 516537.989 | 72355.3627 | 2334.044 | 3617.7681 | 2238348.1555 | 3469439.641

## Economic
Date | Year |  | Ont_FTEAdj | Ont_FTE | Tor_FTEAdj | Tor_FTE | Ham_FTEAdj | Ham_FTE | ON GDP | ON Services GDP | ON Prof Services GDP | OEA_GDP | OEA_Services | OEA_Transport&WH | Ont_FTEAdj | Ont_FTE | Tor_FTEAdj | Tor_FTE | ON GDP | OEA_GDP | OEA_Services | OEA_Transport&WH
|  |  | StatsCan 14-10-0380-01 | [5 empty] | StatsCan 36-10-0402-01 |  |  | Ontario Economic Accounts Table 15 |  |  | Change | Change | Change | Change | Change | Change | Change | Change
2009-01-01 | 2009 | Q1 | 6549.8 | 6508.3 | 2842.1 | 2835.9 | 360.1 | 357.9 | 635504.2 | 491032.1 | 43515.6 | 635531 | 488177 | 24508 | [10 empty] | Latest Figures as of Mar. 24, 2025
2009-02-01 | 2009 | Q1 | 6518.6 | 6440.5 | 2838 | 2820.5 | 364 | 357.4 | 635504.2 | 491032.1 | 43515.6 | 635531 | 488177 | 24508
2009-03-01 | 2009 | Q1 | 6477.9 | 6369.7 | 2839.9 | 2804.5 | 369.5 | 361.3 | 635504.2 | 491032.1 | 43515.6 | 635531 | 488177 | 24508 | [10 empty] | BMO | RBC | Scotia | TD | Average Used
2009-04-01 | 2009 | Q2 | 6456.7 | 6367.3 | 2843.4 | 2816.6 | 373.1 | 367 | 635504.2 | 491032.1 | 43515.6 | 629230 | 488140 | 24128 | [5 empty] | -6301 | -37 | -380 |  |  | 2025-03-21 | 2024-12-12 | 2025-03-18 | 2025-03-19
2009-05-01 | 2009 | Q2 | 6430.9 | 6393.3 | 2837.3 | 2824.5 | 376.1 | 375.4 | 635504.2 | 491032.1 | 43515.6 | 629230 | 488140 | 24128 | [5 empty] | -6301 | -37 | -380 |  | 2023 | 1.7% | 1.7% | 1.7% |  | 1.7%
2009-06-01 | 2009 | Q2 | 6408.5 | 6447.1 | 2810.4 | 2820.1 | 373.9 | 377.5 | 635504.2 | 491032.1 | 43515.6 | 629230 | 488140 | 24128 | [5 empty] | -6301 | -37 | -380 | GDP | 2024 | 1.5% | 0.7% | 1.5% | 1.3% | 1.433%
2009-07-01 | 2009 | Q3 | 6405.4 | 6488.2 | 2796.2 | 2818 | 370.5 | 375.2 | 635504.2 | 491032.1 | 43515.6 | 633497 | 490848 | 23719 | [5 empty] | 4267 | 2708 | -409 |  | 2025 | -0.2% | 1.2% | 1.6% | 1% | 0.8%
2009-08-01 | 2009 | Q3 | 6409.8 | 6507.5 | 2791.5 | 2817 | 366.7 | 372.1 | 635504.2 | 491032.1 | 43515.6 | 633497 | 490848 | 23719 | [5 empty] | 4267 | 2708 | -409 |  | 2026 | 0.2% | 1.5% | 1.3% | 0.9% | 0.8%
2009-09-01 | 2009 | Q3 | 6425.6 | 6488.5 | 2796.5 | 2808.4 | 367.3 | 370.3 | 635504.2 | 491032.1 | 43515.6 | 633497 | 490848 | 23719 | [5 empty] | 4267 | 2708 | -409
2009-10-01 | 2009 | Q4 | 6441.6 | 6487.7 | 2803.9 | 2811.8 | 370.7 | 373.6 | 635504.2 | 491032.1 | 43515.6 | 643759 | 496964 | 23655 | [5 empty] | 10262 | 6116 | -64
2009-11-01 | 2009 | Q4 | 6462.8 | 6480.3 | 2815.8 | 2817.5 | 371.3 | 372 | 635504.2 | 491032.1 | 43515.6 | 643759 | 496964 | 23655 | [5 empty] | 10262 | 6116 | -64 |  |  | 2025-03-21 | 2024-12-12 | 2025-03-18 | 2025-03-19
2009-12-01 | 2009 | Q4 | 6465.1 | 6473.4 | 2823.8 | 2834.8 | 368.7 | 369 | 635504.2 | 491032.1 | 43515.6 | 643759 | 496964 | 23655 | [5 empty] | 10262 | 6116 | -64 |  | 2023 | 2.4% | 2.4% | 3.1% |  | 2.75%
2010-01-01 | 2010 | Q1 | 6469.3 | 6432.6 | 2836.8 | 2831.9 | 365.3 | 362.5 | 654982.6 | 502407.1 | 43294.9 | 648340 | 497939 | 24217 | -80.5 | -75.7 | -5.3 | -4 | 19478.4 | 4581 | 975 | 562 | FTE | 2024 | 1.6% | 1.5% | 1.7% | 1.7% | 1.667%
2010-02-01 | 2010 | Q1 | 6459.8 | 6385.6 | 2842.3 | 2825.6 | 363.5 | 357.9 | 654982.6 | 502407.1 | 43294.9 | 648340 | 497939 | 24217 | -58.8 | -54.9 | 4.3 | 5.1 | 19478.4 | 4581 | 975 | 562 |  | 2025 | 0.6% | 1.1% | 1.3% | 1.4% | 1.1%
2010-03-01 | 2010 | Q1 | 6471.5 | 6365 | 2849.8 | 2813.8 | 364.2 | 357.3 | 654982.6 | 502407.1 | 43294.9 | 648340 | 497939 | 24217 | -6.4 | -4.7 | 9.9 | 9.3 | 19478.4 | 4581 | 975 | 562 |  | 2026 | 0.6% | 1.7% | 0.7% | 0.3% | 0.5333%
2010-04-01 | 2010 | Q2 | 6481.4 | 6392.9 | 2844.4 | 2815.5 | 362.4 | 357.9 | 654982.6 | 502407.1 | 43294.9 | 652851 | 500483 | 24768 | 24.7 | 25.6 | 1 | -1.1 | 19478.4 | 4511 | 2544 | 551
2010-05-01 | 2010 | Q2 | 6512.4 | 6473.6 | 2847.5 | 2831.7 | 362.5 | 362.4 | 654982.6 | 502407.1 | 43294.9 | 652851 | 500483 | 24768 | 81.5 | 80.3 | 10.2 | 7.2 | 19478.4 | 4511 | 2544 | 551
2010-06-01 | 2010 | Q2 | 6541.8 | 6580 | 2859.9 | 2867.7 | 367.1 | 370.6 | 654982.6 | 502407.1 | 43294.9 | 652851 | 500483 | 24768 | 133.3 | 132.9 | 49.5 | 47.6 | 19478.4 | 4511 | 2544 | 551 | Source: |  | https://economics.bmo.com/media/filer_public/87/50/87502ab6-c105-468a-a0f9-c13afa358db1/outlookprovincial.pdf | https://thoughtleadership.rbc.com/wp-content/uploads/Provincial-Forecast-Tables-Q4-2024.pdf | https://www.scotiabank.com/ca/en/about/economics/economics-publications/post.other-publications.global-outlook-and-forecast-tables.scotiabank%27s-forecast-tables.2025.march-18--2025.html | https://economics.td.com/provincial-economic-forecast
2010-07-01 | 2010 | Q3 | 6567.3 | 6649.8 | 2878.7 | 2899.6 | 372.1 | 375.5 | 654982.6 | 502407.1 | 43294.9 | 657695 | 504031 | 25253 | 161.9 | 161.6 | 82.5 | 81.6 | 19478.4 | 4844 | 3548 | 485 |  |  |  | *Excluded from average (out of date)
2010-08-01 | 2010 | Q3 | 6581.9 | 6676.2 | 2895.3 | 2928.4 | 377.6 | 378.9 | 654982.6 | 502407.1 | 43294.9 | 657695 | 504031 | 25253 | 172.1 | 168.7 | 103.8 | 111.4 | 19478.4 | 4844 | 3548 | 485
2010-09-01 | 2010 | Q3 | 6581 | 6639 | 2891.8 | 2912 | 378.2 | 377.1 | 654982.6 | 502407.1 | 43294.9 | 657695 | 504031 | 25253 | 155.4 | 150.5 | 95.3 | 103.6 | 19478.4 | 4844 | 3548 | 485
2010-10-01 | 2010 | Q4 | 6579.4 | 6618.1 | 2893.7 | 2907.8 | 375.6 | 374.8 | 654982.6 | 502407.1 | 43294.9 | 661043 | 507176 | 25817 | 137.8 | 130.4 | 89.8 | 96 | 19478.4 | 3348 | 3145 | 564
2010-11-01 | 2010 | Q4 | 6584.4 | 6600 | 2893.6 | 2895.2 | 373.2 | 372.7 | 654982.6 | 502407.1 | 43294.9 | 661043 | 507176 | 25817 | 121.6 | 119.7 | 77.8 | 77.7 | 19478.4 | 3348 | 3145 | 564
2010-12-01 | 2010 | Q4 | 6598 | 6605.7 | 2918.5 | 2927.8 | 370.2 | 369.9 | 654982.6 | 502407.1 | 43294.9 | 661043 | 507176 | 25817 | 132.9 | 132.3 | 94.7 | 93 | 19478.4 | 3348 | 3145 | 564
2011-01-01 | 2011 | Q1 | 6621.4 | 6584.4 | 2938.5 | 2934.1 | 370.2 | 367.5 | 672348 | 514610.8 | 44537.8 | 666325 | 511455 | 26146 | 152.1 | 151.8 | 101.7 | 102.2 | 17365.4 | 5282 | 4279 | 329
2011-02-01 | 2011 | Q1 | 6627.3 | 6550.1 | 2947.4 | 2929.4 | 367.2 | 363.2 | 672348 | 514610.8 | 44537.8 | 666325 | 511455 | 26146 | 167.5 | 164.5 | 105.1 | 103.8 | 17365.4 | 5282 | 4279 | 329
2011-03-01 | 2011 | Q1 | 6634.7 | 6523.8 | 2938.7 | 2901.9 | 368.1 | 362.8 | 672348 | 514610.8 | 44537.8 | 666325 | 511455 | 26146 | 163.2 | 158.8 | 88.9 | 88.1 | 17365.4 | 5282 | 4279 | 329
2011-04-01 | 2011 | Q2 | 6641.1 | 6550.1 | 2929.9 | 2898.7 | 370.3 | 367.3 | 672348 | 514610.8 | 44537.8 | 666349 | 511193 | 25763 | 159.7 | 157.2 | 85.5 | 83.2 | 17365.4 | 24 | -262 | -383
2011-05-01 | 2011 | Q2 | 6649.8 | 6614.9 | 2930.2 | 2912 | 374.2 | 375.8 | 672348 | 514610.8 | 44537.8 | 666349 | 511193 | 25763 | 137.4 | 141.3 | 82.7 | 80.3 | 17365.4 | 24 | -262 | -383
2011-06-01 | 2011 | Q2 | 6667.8 | 6711.7 | 2934.9 | 2941 | 374.7 | 379.6 | 672348 | 514610.8 | 44537.8 | 666349 | 511193 | 25763 | 126 | 131.7 | 75 | 73.3 | 17365.4 | 24 | -262 | -383
2011-07-01 | 2011 | Q3 | 6670.9 | 6761.1 | 2928.1 | 2949.3 | 374.4 | 378.6 | 672348 | 514610.8 | 44537.8 | 676081 | 516672 | 25947 | 103.6 | 111.3 | 49.4 | 49.7 | 17365.4 | 9732 | 5479 | 184
2011-08-01 | 2011 | Q3 | 6682.8 | 6782.7 | 2922.7 | 2957.5 | 371.1 | 371.3 | 672348 | 514610.8 | 44537.8 | 676081 | 516672 | 25947 | 100.9 | 106.5 | 27.4 | 29.1 | 17365.4 | 9732 | 5479 | 184
2011-09-01 | 2011 | Q3 | 6673.9 | 6733.8 | 2918.3 | 2940.6 | 370.9 | 368.8 | 672348 | 514610.8 | 44537.8 | 676081 | 516672 | 25947 | 92.9 | 94.8 | 26.5 | 28.6 | 17365.4 | 9732 | 5479 | 184
2011-10-01 | 2011 | Q4 | 6664.1 | 6699.4 | 2912.1 | 2925.9 | 374.1 | 372.4 | 672348 | 514610.8 | 44537.8 | 680638 | 519123 | 25679 | 84.7 | 81.3 | 18.4 | 18.1 | 17365.4 | 4557 | 2451 | -268
2011-11-01 | 2011 | Q4 | 6657.6 | 6666.5 | 2908.5 | 2909.9 | 381.9 | 380.2 | 672348 | 514610.8 | 44537.8 | 680638 | 519123 | 25679 | 73.2 | 66.5 | 14.9 | 14.7 | 17365.4 | 4557 | 2451 | -268
2011-12-01 | 2011 | Q4 | 6657.4 | 6662.6 | 2903 | 2910.1 | 387 | 385.9 | 672348 | 514610.8 | 44537.8 | 680638 | 519123 | 25679 | 59.4 | 56.9 | -15.5 | -17.7 | 17365.4 | 4557 | 2451 | -268
2012-01-01 | 2012 | Q1 | 6662.5 | 6626 | 2903.3 | 2898.2 | 388.3 | 385.5 | 682023.2 | 521910.5 | 45220.8 | 681365 | 520232 | 25585 | 41.1 | 41.6 | -35.2 | -35.9 | 9675.2 | 727 | 1109 | -94
2012-02-01 | 2012 | Q1 | 6656.6 | 6581.8 | 2901.2 | 2881 | 387.3 | 384.8 | 682023.2 | 521910.5 | 45220.8 | 681365 | 520232 | 25585 | 29.3 | 31.7 | -46.2 | -48.4 | 9675.2 | 727 | 1109 | -94
2012-03-01 | 2012 | Q1 | 6667.9 | 6559.2 | 2907.4 | 2869.6 | 383.5 | 379.4 | 682023.2 | 521910.5 | 45220.8 | 681365 | 520232 | 25585 | 33.2 | 35.4 | -31.3 | -32.3 | 9675.2 | 727 | 1109 | -94
2012-04-01 | 2012 | Q2 | 6681 | 6594.3 | 2912.5 | 2883 | 382.1 | 378.5 | 682023.2 | 521910.5 | 45220.8 | 682343 | 520127 | 25601 | 39.9 | 44.2 | -17.4 | -15.7 | 9675.2 | 978 | -105 | 16
2012-05-01 | 2012 | Q2 | 6690.2 | 6657.6 | 2917.9 | 2902.3 | 375.7 | 375 | 682023.2 | 521910.5 | 45220.8 | 682343 | 520127 | 25601 | 40.4 | 42.7 | -12.3 | -9.7 | 9675.2 | 978 | -105 | 16
2012-06-01 | 2012 | Q2 | 6685.4 | 6727.5 | 2928.6 | 2937.8 | 370.5 | 372.9 | 682023.2 | 521910.5 | 45220.8 | 682343 | 520127 | 25601 | 17.6 | 15.8 | -6.3 | -3.2 | 9675.2 | 978 | -105 | 16
2012-07-01 | 2012 | Q3 | 6687.7 | 6772.9 | 2949.2 | 2965.9 | 367.4 | 371.9 | 682023.2 | 521910.5 | 45220.8 | 682199 | 523003 | 26073 | 16.8 | 11.8 | 21.1 | 16.6 | 9675.2 | -144 | 2876 | 472
2012-08-01 | 2012 | Q3 | 6696.7 | 6792.8 | 2968.4 | 2997.9 | 372.2 | 373.8 | 682023.2 | 521910.5 | 45220.8 | 682199 | 523003 | 26073 | 13.9 | 10.1 | 45.7 | 40.4 | 9675.2 | -144 | 2876 | 472
2012-09-01 | 2012 | Q3 | 6714.6 | 6769.1 | 2985.6 | 3001.5 | 377.2 | 376.1 | 682023.2 | 521910.5 | 45220.8 | 682199 | 523003 | 26073 | 40.7 | 35.3 | 67.3 | 60.9 | 9675.2 | -144 | 2876 | 472
2012-10-01 | 2012 | Q4 | 6719.1 | 6748.7 | 3002.1 | 3012.7 | 378.7 | 375.7 | 682023.2 | 521910.5 | 45220.8 | 682186 | 524279 | 25925 | 55 | 49.3 | 90 | 86.8 | 9675.2 | -13 | 1276 | -148
2012-11-01 | 2012 | Q4 | 6733 | 6736.2 | 3019.5 | 3019 | 376.9 | 372.8 | 682023.2 | 521910.5 | 45220.8 | 682186 | 524279 | 25925 | 75.4 | 69.7 | 111 | 109.1 | 9675.2 | -13 | 1276 | -148
2012-12-01 | 2012 | Q4 | 6750 | 6755.9 | 3030.3 | 3033.6 | 378.9 | 376 | 682023.2 | 521910.5 | 45220.8 | 682186 | 524279 | 25925 | 92.6 | 93.3 | 127.3 | 123.5 | 9675.2 | -13 | 1276 | -148
2013-01-01 | 2013 | Q1 | 6764.2 | 6730.2 | 3038 | 3030.3 | 381 | 378.3 | 691682.6 | 530845.3 | 45517.9 | 684155 | 524495 | 25852 | 101.7 | 104.2 | 134.7 | 132.1 | 9659.4 | 1969 | 216 | -73
2013-02-01 | 2013 | Q1 | 6786.9 | 6713.2 | 3041.7 | 3018.2 | 383.9 | 383.6 | 691682.6 | 530845.3 | 45517.9 | 684155 | 524495 | 25852 | 130.3 | 131.4 | 140.5 | 137.2 | 9659.4 | 1969 | 216 | -73
2013-03-01 | 2013 | Q1 | 6786.1 | 6677.7 | 3045.3 | 3007 | 381.7 | 379.6 | 691682.6 | 530845.3 | 45517.9 | 684155 | 524495 | 25852 | 118.2 | 118.5 | 137.9 | 137.4 | 9659.4 | 1969 | 216 | -73
2013-04-01 | 2013 | Q2 | 6794.3 | 6706.3 | 3057 | 3026.3 | 378.2 | 375.8 | 691682.6 | 530845.3 | 45517.9 | 689512 | 528562 | 26194 | 113.3 | 112 | 144.5 | 143.3 | 9659.4 | 5357 | 4067 | 342
2013-05-01 | 2013 | Q2 | 6795.3 | 6764.2 | 3073.7 | 3059.1 | 376.8 | 375.2 | 691682.6 | 530845.3 | 45517.9 | 689512 | 528562 | 26194 | 105.1 | 106.6 | 155.8 | 156.8 | 9659.4 | 5357 | 4067 | 342
2013-06-01 | 2013 | Q2 | 6807.1 | 6849.6 | 3092.4 | 3103.8 | 374.6 | 376.2 | 691682.6 | 530845.3 | 45517.9 | 689512 | 528562 | 26194 | 121.7 | 122.1 | 163.8 | 166 | 9659.4 | 5357 | 4067 | 342
2013-07-01 | 2013 | Q3 | 6810.7 | 6898 | 3100 | 3122.7 | 371.6 | 375.1 | 691682.6 | 530845.3 | 45517.9 | 694293 | 533787 | 26379 | 123 | 125.1 | 150.8 | 156.8 | 9659.4 | 4781 | 5225 | 185
2013-08-01 | 2013 | Q3 | 6812.5 | 6910.2 | 3110.2 | 3145.2 | 363.2 | 364.9 | 691682.6 | 530845.3 | 45517.9 | 694293 | 533787 | 26379 | 115.8 | 117.4 | 141.8 | 147.3 | 9659.4 | 4781 | 5225 | 185
2013-09-01 | 2013 | Q3 | 6813.6 | 6881.2 | 3116.8 | 3143.4 | 360.6 | 361.5 | 691682.6 | 530845.3 | 45517.9 | 694293 | 533787 | 26379 | 99 | 112.1 | 131.2 | 141.9 | 9659.4 | 4781 | 5225 | 185
2013-10-01 | 2013 | Q4 | 6820.5 | 6866.5 | 3116 | 3136 | 362.1 | 364.2 | 691682.6 | 530845.3 | 45517.9 | 698770 | 536538 | 26859 | 101.4 | 117.8 | 113.9 | 123.3 | 9659.4 | 4477 | 2751 | 480
2013-11-01 | 2013 | Q4 | 6822 | 6838.5 | 3113.4 | 3119.8 | 365.4 | 369 | 691682.6 | 530845.3 | 45517.9 | 698770 | 536538 | 26859 | 89 | 102.3 | 93.9 | 100.8 | 9659.4 | 4477 | 2751 | 480
2013-12-01 | 2013 | Q4 | 6816.6 | 6818.9 | 3108.4 | 3114.3 | 368.4 | 373 | 691682.6 | 530845.3 | 45517.9 | 698770 | 536538 | 26859 | 66.6 | 63 | 78.1 | 80.7 | 9659.4 | 4477 | 2751 | 480
2014-01-01 | 2014 | Q1 | 6812.5 | 6770.4 | 3085.3 | 3073.2 | 370.5 | 371.9 | 708787.6 | 544049.6 | 47639.4 | 699057 | 536675 | 27142 | 48.3 | 40.2 | 47.3 | 42.9 | 17105 | 287 | 137 | 283
2014-02-01 | 2014 | Q1 | 6810.3 | 6732.3 | 3086.4 | 3059.5 | 375.6 | 376.9 | 708787.6 | 544049.6 | 47639.4 | 699057 | 536675 | 27142 | 23.4 | 19.1 | 44.7 | 41.3 | 17105 | 287 | 137 | 283
2014-03-01 | 2014 | Q1 | 6810.9 | 6704.5 | 3087.1 | 3043 | 379.1 | 376.9 | 708787.6 | 544049.6 | 47639.4 | 699057 | 536675 | 27142 | 24.8 | 26.8 | 41.8 | 36 | 17105 | 287 | 137 | 283
2014-04-01 | 2014 | Q2 | 6819.5 | 6732.1 | 3093.9 | 3061.5 | 378.3 | 376.4 | 708787.6 | 544049.6 | 47639.4 | 705966 | 541346 | 27915 | 25.2 | 25.8 | 36.9 | 35.2 | 17105 | 6909 | 4671 | 773
2014-05-01 | 2014 | Q2 | 6821.5 | 6790.3 | 3081.2 | 3069 | 376.1 | 374 | 708787.6 | 544049.6 | 47639.4 | 705966 | 541346 | 27915 | 26.2 | 26.1 | 7.5 | 9.9 | 17105 | 6909 | 4671 | 773
2014-06-01 | 2014 | Q2 | 6826.1 | 6875.4 | 3066.4 | 3085.3 | 376.9 | 377.5 | 708787.6 | 544049.6 | 47639.4 | 705966 | 541346 | 27915 | 19 | 25.8 | -26 | -18.5 | 17105 | 6909 | 4671 | 773
2014-07-01 | 2014 | Q3 | 6836.5 | 6932 | 3045.3 | 3077.5 | 379.1 | 381.4 | 708787.6 | 544049.6 | 47639.4 | 713152 | 547090 | 28402 | 25.8 | 34 | -54.7 | -45.2 | 17105 | 7186 | 5744 | 487
2014-08-01 | 2014 | Q3 | 6842.5 | 6947.8 | 3037.4 | 3079.7 | 381.2 | 383 | 708787.6 | 544049.6 | 47639.4 | 713152 | 547090 | 28402 | 30 | 37.6 | -72.8 | -65.5 | 17105 | 7186 | 5744 | 487
2014-09-01 | 2014 | Q3 | 6853.6 | 6917.2 | 3035.8 | 3066 | 379.8 | 381.4 | 708787.6 | 544049.6 | 47639.4 | 713152 | 547090 | 28402 | 40 | 36 | -81 | -77.4 | 17105 | 7186 | 5744 | 487
2014-10-01 | 2014 | Q4 | 6856.6 | 6898.9 | 3043.5 | 3062.6 | 379.2 | 381.3 | 708787.6 | 544049.6 | 47639.4 | 716976 | 551087 | 28776 | 36.1 | 32.4 | -72.5 | -73.4 | 17105 | 3824 | 3997 | 374
2014-11-01 | 2014 | Q4 | 6858.1 | 6871.1 | 3050.5 | 3053.5 | 375.6 | 378.5 | 708787.6 | 544049.6 | 47639.4 | 716976 | 551087 | 28776 | 36.1 | 32.6 | -62.9 | -66.3 | 17105 | 3824 | 3997 | 374
2014-12-01 | 2014 | Q4 | 6860 | 6863.1 | 3052.8 | 3053.2 | 372.9 | 376.7 | 708787.6 | 544049.6 | 47639.4 | 716976 | 551087 | 28776 | 43.4 | 44.2 | -55.6 | -61.1 | 17105 | 3824 | 3997 | 374
2015-01-01 | 2015 | Q1 | 6851.1 | 6809.7 | 3051.1 | 3037.5 | 373 | 373.6 | 727609.6 | 557474 | 49299.3 | 718587 | 551679 | 28860 | 38.6 | 39.3 | -34.2 | -35.7 | 18822 | 1611 | 592 | 84
2015-02-01 | 2015 | Q1 | 6859.2 | 6782.7 | 3059.7 | 3030 | 373.1 | 371 | 727609.6 | 557474 | 49299.3 | 718587 | 551679 | 28860 | 48.9 | 50.4 | -26.7 | -29.5 | 18822 | 1611 | 592 | 84
2015-03-01 | 2015 | Q1 | 6870 | 6761.8 | 3079.2 | 3033.1 | 372.9 | 367.3 | 727609.6 | 557474 | 49299.3 | 718587 | 551679 | 28860 | 59.1 | 57.3 | -7.9 | -9.9 | 18822 | 1611 | 592 | 84
2015-04-01 | 2015 | Q2 | 6876.8 | 6786.4 | 3090.3 | 3055.8 | 374 | 369.6 | 727609.6 | 557474 | 49299.3 | 723726 | 555651 | 28915 | 57.3 | 54.3 | -3.6 | -5.7 | 18822 | 5139 | 3972 | 55
2015-05-01 | 2015 | Q2 | 6883.3 | 6848.1 | 3103.7 | 3093.9 | 380.1 | 377.3 | 727609.6 | 557474 | 49299.3 | 723726 | 555651 | 28915 | 61.8 | 57.8 | 22.5 | 24.9 | 18822 | 5139 | 3972 | 55
2015-06-01 | 2015 | Q2 | 6883.6 | 6930.1 | 3112.7 | 3134.6 | 384.4 | 384.5 | 727609.6 | 557474 | 49299.3 | 723726 | 555651 | 28915 | 57.5 | 54.7 | 46.3 | 49.3 | 18822 | 5139 | 3972 | 55
2015-07-01 | 2015 | Q3 | 6891.7 | 6986.1 | 3136.9 | 3173.6 | 387.5 | 389.1 | 727609.6 | 557474 | 49299.3 | 730341 | 558510 | 29147 | 55.2 | 54.1 | 91.6 | 96.1 | 18822 | 6615 | 2859 | 232
2015-08-01 | 2015 | Q3 | 6896.8 | 7000.2 | 3157.1 | 3199.7 | 387.7 | 390.3 | 727609.6 | 557474 | 49299.3 | 730341 | 558510 | 29147 | 54.3 | 52.4 | 119.7 | 120 | 18822 | 6615 | 2859 | 232
2015-09-01 | 2015 | Q3 | 6893.1 | 6953.7 | 3168 | 3194.1 | 386 | 388.4 | 727609.6 | 557474 | 49299.3 | 730341 | 558510 | 29147 | 39.5 | 36.5 | 132.2 | 128.1 | 18822 | 6615 | 2859 | 232
2015-10-01 | 2015 | Q4 | 6892.9 | 6932.8 | 3166.7 | 3179.6 | 382.5 | 384.9 | 727609.6 | 557474 | 49299.3 | 737784 | 564056 | 29355 | 36.3 | 33.9 | 123.2 | 117 | 18822 | 7443 | 5546 | 208
2015-11-01 | 2015 | Q4 | 6886.2 | 6898.2 | 3158.5 | 3156.1 | 381.8 | 384.1 | 727609.6 | 557474 | 49299.3 | 737784 | 564056 | 29355 | 28.1 | 27.1 | 108 | 102.6 | 18822 | 7443 | 5546 | 208
2015-12-01 | 2015 | Q4 | 6895.6 | 6902.3 | 3161.1 | 3159.6 | 380.1 | 383.1 | 727609.6 | 557474 | 49299.3 | 737784 | 564056 | 29355 | 35.6 | 39.2 | 108.3 | 106.4 | 18822 | 7443 | 5546 | 208
2016-01-01 | 2016 | Q1 | 6908.4 | 6871.2 | 3164.9 | 3151.2 | 378.8 | 378.6 | 743976.2 | 571846.4 | 51922 | 743287 | 568664 | 29546 | 57.3 | 61.5 | 113.8 | 113.7 | 16366.6 | 5503 | 4608 | 191
2016-02-01 | 2016 | Q1 | 6922.3 | 6850.4 | 3163 | 3135.8 | 378.6 | 375.6 | 743976.2 | 571846.4 | 51922 | 743287 | 568664 | 29546 | 63.1 | 67.7 | 103.3 | 105.8 | 16366.6 | 5503 | 4608 | 191
2016-03-01 | 2016 | Q1 | 6930.2 | 6827.3 | 3153.3 | 3109.9 | 379.7 | 373.5 | 743976.2 | 571846.4 | 51922 | 743287 | 568664 | 29546 | 60.2 | 65.5 | 74.1 | 76.8 | 16366.6 | 5503 | 4608 | 191
2016-04-01 | 2016 | Q2 | 6931.9 | 6843.7 | 3151.2 | 3117.4 | 382.6 | 378.3 | 743976.2 | 571846.4 | 51922 | 740632 | 569815 | 29474 | 55.1 | 57.3 | 60.9 | 61.6 | 16366.6 | -2655 | 1151 | -72
2016-05-01 | 2016 | Q2 | 6944.7 | 6913.7 | 3157.6 | 3147.9 | 379.9 | 379 | 743976.2 | 571846.4 | 51922 | 740632 | 569815 | 29474 | 61.4 | 65.6 | 53.9 | 54 | 16366.6 | -2655 | 1151 | -72
2016-06-01 | 2016 | Q2 | 6955.5 | 7000.2 | 3170.4 | 3191.7 | 379.1 | 381.1 | 743976.2 | 571846.4 | 51922 | 740632 | 569815 | 29474 | 71.9 | 70.1 | 57.7 | 57.1 | 16366.6 | -2655 | 1151 | -72
2016-07-01 | 2016 | Q3 | 6956.3 | 7049.5 | 3168.8 | 3207.4 | 376 | 378.7 | 743976.2 | 571846.4 | 51922 | 746606 | 574136 | 30035 | 64.6 | 63.4 | 31.9 | 33.8 | 16366.6 | 5974 | 4321 | 561
2016-08-01 | 2016 | Q3 | 6953.5 | 7045.6 | 3165.6 | 3207 | 375.6 | 376.5 | 743976.2 | 571846.4 | 51922 | 746606 | 574136 | 30035 | 56.7 | 45.4 | 8.5 | 7.3 | 16366.6 | 5974 | 4321 | 561
2016-09-01 | 2016 | Q3 | 6950.1 | 6998.1 | 3155.9 | 3176.1 | 377.9 | 377.8 | 743976.2 | 571846.4 | 51922 | 746606 | 574136 | 30035 | 57 | 44.4 | -12.1 | -18 | 16366.6 | 5974 | 4321 | 561
2016-10-01 | 2016 | Q4 | 6963.9 | 6990.5 | 3150.5 | 3154.4 | 380.5 | 379.9 | 743976.2 | 571846.4 | 51922 | 745380 | 574771 | 30202 | 71 | 57.7 | -16.2 | -25.2 | 16366.6 | -1226 | 635 | 167
2016-11-01 | 2016 | Q4 | 6977.8 | 6983.4 | 3149.5 | 3139.8 | 385.2 | 385.6 | 743976.2 | 571846.4 | 51922 | 745380 | 574771 | 30202 | 91.6 | 85.2 | -9 | -16.3 | 16366.6 | -1226 | 635 | 167
2016-12-01 | 2016 | Q4 | 6992.4 | 6999.9 | 3148.2 | 3145.2 | 388.5 | 389.8 | 743976.2 | 571846.4 | 51922 | 745380 | 574771 | 30202 | 96.8 | 97.6 | -12.9 | -14.4 | 16366.6 | -1226 | 635 | 167
2017-01-01 | 2017 | Q1 | 7014.6 | 6982.5 | 3160.2 | 3146.9 | 389.6 | 389.4 | 764464.8 | 590729.4 | 53985.7 | 756702 | 583158 | 30665 | 106.2 | 111.3 | -4.7 | -4.3 | 20488.6 | 11322 | 8387 | 463
2017-02-01 | 2017 | Q1 | 7031.3 | 6962.5 | 3172.8 | 3148.4 | 390.8 | 388.6 | 764464.8 | 590729.4 | 53985.7 | 756702 | 583158 | 30665 | 109 | 112.1 | 9.8 | 12.6 | 20488.6 | 11322 | 8387 | 463
2017-03-01 | 2017 | Q1 | 7049 | 6946 | 3190.4 | 3149.6 | 395 | 390.1 | 764464.8 | 590729.4 | 53985.7 | 756702 | 583158 | 30665 | 118.8 | 118.7 | 37.1 | 39.7 | 20488.6 | 11322 | 8387 | 463
2017-04-01 | 2017 | Q2 | 7055.1 | 6963.6 | 3204 | 3171.5 | 402.6 | 399.1 | 764464.8 | 590729.4 | 53985.7 | 764644 | 590485 | 31148 | 123.2 | 119.9 | 52.8 | 54.1 | 20488.6 | 7942 | 7327 | 483
2017-05-01 | 2017 | Q2 | 7066.7 | 7033.4 | 3220.2 | 3210.5 | 406.5 | 405.4 | 764464.8 | 590729.4 | 53985.7 | 764644 | 590485 | 31148 | 122 | 119.7 | 62.6 | 62.6 | 20488.6 | 7942 | 7327 | 483
2017-06-01 | 2017 | Q2 | 7079.8 | 7123 | 3226.7 | 3247.3 | 408.6 | 410.3 | 764464.8 | 590729.4 | 53985.7 | 764644 | 590485 | 31148 | 124.3 | 122.8 | 56.3 | 55.6 | 20488.6 | 7942 | 7327 | 483
2017-07-01 | 2017 | Q3 | 7101.9 | 7196 | 3227.6 | 3267.7 | 414.3 | 416.1 | 764464.8 | 590729.4 | 53985.7 | 765060 | 592461 | 31156 | 145.6 | 146.5 | 58.8 | 60.3 | 20488.6 | 416 | 1976 | 8
2017-08-01 | 2017 | Q3 | 7121.1 | 7216.7 | 3226.6 | 3266.5 | 423.4 | 424.3 | 764464.8 | 590729.4 | 53985.7 | 765060 | 592461 | 31156 | 167.6 | 171.1 | 61 | 59.5 | 20488.6 | 416 | 1976 | 8
2017-09-01 | 2017 | Q3 | 7144.8 | 7193.4 | 3239.8 | 3256.5 | 428.7 | 428 | 764464.8 | 590729.4 | 53985.7 | 765060 | 592461 | 31156 | 194.7 | 195.3 | 83.9 | 80.4 | 20488.6 | 416 | 1976 | 8
2017-10-01 | 2017 | Q4 | 7161 | 7185.2 | 3259.2 | 3257.7 | 426.1 | 425 | 764464.8 | 590729.4 | 53985.7 | 771453 | 596813 | 31522 | 197.1 | 194.7 | 108.7 | 103.3 | 20488.6 | 6393 | 4352 | 366
2017-11-01 | 2017 | Q4 | 7184.7 | 7186 | 3275 | 3261.5 | 420.8 | 420 | 764464.8 | 590729.4 | 53985.7 | 771453 | 596813 | 31522 | 206.9 | 202.6 | 125.5 | 121.7 | 20488.6 | 6393 | 4352 | 366
2017-12-01 | 2017 | Q4 | 7199.5 | 7206.8 | 3291.2 | 3287.7 | 415 | 415.9 | 764464.8 | 590729.4 | 53985.7 | 771453 | 596813 | 31522 | 207.1 | 206.9 | 143 | 142.5 | 20488.6 | 6393 | 4352 | 366
2018-01-01 | 2018 | Q1 | 7199.4 | 7167.3 | 3298 | 3287 | 412.8 | 412.4 | 789531.6 | 608429.3 | 57334.6 | 779459 | 600187 | 31723 | 184.8 | 184.8 | 137.8 | 140.1 | 25066.8 | 8006 | 3374 | 201
2018-02-01 | 2018 | Q1 | 7188.9 | 7120.1 | 3300.1 | 3280 | 407.6 | 405.8 | 789531.6 | 608429.3 | 57334.6 | 779459 | 600187 | 31723 | 157.6 | 157.6 | 127.3 | 131.6 | 25066.8 | 8006 | 3374 | 201
2018-03-01 | 2018 | Q1 | 7188.8 | 7084.1 | 3296.2 | 3259.5 | 404.8 | 400.5 | 789531.6 | 608429.3 | 57334.6 | 779459 | 600187 | 31723 | 139.8 | 138.1 | 105.8 | 109.9 | 25066.8 | 8006 | 3374 | 201
2018-04-01 | 2018 | Q2 | 7201.1 | 7111.6 | 3291.6 | 3261.1 | 401.5 | 397.1 | 789531.6 | 608429.3 | 57334.6 | 784896 | 604446 | 31589 | 146 | 148 | 87.6 | 89.6 | 25066.8 | 5437 | 4259 | -134
2018-05-01 | 2018 | Q2 | 7208.5 | 7176 | 3289.2 | 3280 | 404.3 | 401.5 | 789531.6 | 608429.3 | 57334.6 | 784896 | 604446 | 31589 | 141.8 | 142.6 | 69 | 69.5 | 25066.8 | 5437 | 4259 | -134
2018-06-01 | 2018 | Q2 | 7221.1 | 7264.3 | 3293.2 | 3312.6 | 407.5 | 407 | 789531.6 | 608429.3 | 57334.6 | 784896 | 604446 | 31589 | 141.3 | 141.3 | 66.5 | 65.3 | 25066.8 | 5437 | 4259 | -134
2018-07-01 | 2018 | Q3 | 7255 | 7345.7 | 3306.4 | 3345 | 410.5 | 412.8 | 789531.6 | 608429.3 | 57334.6 | 794140 | 611579 | 31769 | 153.1 | 149.7 | 78.8 | 77.3 | 25066.8 | 9244 | 7133 | 180
2018-08-01 | 2018 | Q3 | 7266.2 | 7359.5 | 3307.5 | 3343.9 | 407.9 | 410.3 | 789531.6 | 608429.3 | 57334.6 | 794140 | 611579 | 31769 | 145.1 | 142.8 | 80.9 | 77.4 | 25066.8 | 9244 | 7133 | 180
2018-09-01 | 2018 | Q3 | 7279.6 | 7324.4 | 3300.1 | 3312.6 | 408.1 | 408.2 | 789531.6 | 608429.3 | 57334.6 | 794140 | 611579 | 31769 | 134.8 | 131 | 60.3 | 56.1 | 25066.8 | 9244 | 7133 | 180
2018-10-01 | 2018 | Q4 | 7270.3 | 7290.6 | 3299.2 | 3293.4 | 409.2 | 407.5 | 789531.6 | 608429.3 | 57334.6 | 799632 | 617505 | 31552 | 109.3 | 105.4 | 40 | 35.7 | 25066.8 | 5492 | 5926 | -217
2018-11-01 | 2018 | Q4 | 7290 | 7288.9 | 3311.1 | 3295.4 | 412.1 | 409.7 | 789531.6 | 608429.3 | 57334.6 | 799632 | 617505 | 31552 | 105.3 | 102.9 | 36.1 | 33.9 | 25066.8 | 5492 | 5926 | -217
2018-12-01 | 2018 | Q4 | 7300.1 | 7310.7 | 3323 | 3320.7 | 413.7 | 413.9 | 789531.6 | 608429.3 | 57334.6 | 799632 | 617505 | 31552 | 100.6 | 103.9 | 31.8 | 33 | 25066.8 | 5492 | 5926 | -217
2019-01-01 | 2019 | Q1 | 7318 | 7289.4 | 3325.1 | 3317.7 | 413.8 | 413.4 | 807274.5 | 626103.1 | 59751.3 | 800724 | 619045 | 31743 | 118.6 | 122.1 | 27.1 | 30.7 | 17742.9 | 1092 | 1540 | 191
2019-02-01 | 2019 | Q1 | 7345.4 | 7278.4 | 3340.8 | 3325.3 | 414.2 | 413.3 | 807274.5 | 626103.1 | 59751.3 | 800724 | 619045 | 31743 | 156.5 | 158.3 | 40.7 | 45.3 | 17742.9 | 1092 | 1540 | 191
2019-03-01 | 2019 | Q1 | 7361.3 | 7256.9 | 3358.9 | 3325.3 | 411.4 | 408 | 807274.5 | 626103.1 | 59751.3 | 800724 | 619045 | 31743 | 172.5 | 172.8 | 62.7 | 65.8 | 17742.9 | 1092 | 1540 | 191
2019-04-01 | 2019 | Q2 | 7382.3 | 7294 | 3380.8 | 3351 | 408.7 | 405.2 | 807274.5 | 626103.1 | 59751.3 | 806630 | 624723 | 32769 | 181.2 | 182.4 | 89.2 | 89.9 | 17742.9 | 5906 | 5678 | 1026
2019-05-01 | 2019 | Q2 | 7398.9 | 7366.8 | 3392.8 | 3381.9 | 408.5 | 405.7 | 807274.5 | 626103.1 | 59751.3 | 806630 | 624723 | 32769 | 190.4 | 190.8 | 103.6 | 101.9 | 17742.9 | 5906 | 5678 | 1026
2019-06-01 | 2019 | Q2 | 7420.3 | 7460.9 | 3401.3 | 3417.9 | 411.2 | 410.4 | 807274.5 | 626103.1 | 59751.3 | 806630 | 624723 | 32769 | 199.2 | 196.6 | 108.1 | 105.3 | 17742.9 | 5906 | 5678 | 1026
2019-07-01 | 2019 | Q3 | 7423.6 | 7509.9 | 3414 | 3450.4 | 410.1 | 411.4 | 807274.5 | 626103.1 | 59751.3 | 810347 | 628879 | 33162 | 168.6 | 164.2 | 107.6 | 105.4 | 17742.9 | 3717 | 4156 | 393
2019-08-01 | 2019 | Q3 | 7433.8 | 7523.3 | 3421.9 | 3456.3 | 413.1 | 414.9 | 807274.5 | 626103.1 | 59751.3 | 810347 | 628879 | 33162 | 167.6 | 163.8 | 114.4 | 112.4 | 17742.9 | 3717 | 4156 | 393
2019-09-01 | 2019 | Q3 | 7448.5 | 7505.1 | 3440.1 | 3462 | 412.8 | 413.7 | 807274.5 | 626103.1 | 59751.3 | 810347 | 628879 | 33162 | 168.9 | 180.7 | 140 | 149.4 | 17742.9 | 3717 | 4156 | 393
2019-10-01 | 2019 | Q4 | 7462.2 | 7501.2 | 3436.5 | 3440.1 | 420.2 | 422.6 | 807274.5 | 626103.1 | 59751.3 | 811397 | 631766 | 33770 | 191.9 | 210.6 | 137.3 | 146.7 | 17742.9 | 1050 | 2887 | 608
2019-11-01 | 2019 | Q4 | 7470.1 | 7488.3 | 3442 | 3437.7 | 419.4 | 423.8 | 807274.5 | 626103.1 | 59751.3 | 811397 | 631766 | 33770 | 180.1 | 199.4 | 130.9 | 142.3 | 17742.9 | 1050 | 2887 | 608
2019-12-01 | 2019 | Q4 | 7482.6 | 7493.8 | 3443.2 | 3443.1 | 419.3 | 427 | 807274.5 | 626103.1 | 59751.3 | 811397 | 631766 | 33770 | 182.5 | 183.1 | 120.2 | 122.4 | 17742.9 | 1050 | 2887 | 608
2020-01-01 | 2020 | Q1 | 7504.9 | 7471.6 | 3466.7 | 3462.4 | 416 | 420.5 | 769942 | 596521.6 | 58159 | 800126 | 621238 | 30738 | 186.9 | 182.2 | 141.6 | 144.7 | -37332.5 | -11271 | -10528 | -3032
2020-02-01 | 2020 | Q1 | 7512.3 | 7442.1 | 3471.4 | 3459.2 | 415.2 | 416.9 | 769942 | 596521.6 | 58159 | 800126 | 621238 | 30738 | 166.9 | 163.7 | 130.6 | 133.9 | -37332.5 | -11271 | -10528 | -3032
2020-03-01 | 2020 | Q1 | 7358 | 7256.2 | 3393.3 | 3362.4 | 409.1 | 406.9 | 769942 | 596521.6 | 58159 | 800126 | 621238 | 30738 | -3.3 | -0.7 | 34.4 | 37.1 | -37332.5 | -11271 | -10528 | -3032
2020-04-01 | 2020 | Q2 | 6963.7 | 6885.2 | 3196.7 | 3168 | 388.4 | 386.1 | 769942 | 596521.6 | 58159 | 706539 | 552481 | 20965 | -418.6 | -408.8 | -184.1 | -183 | -37332.5 | -93587 | -68757 | -9773
2020-05-01 | 2020 | Q2 | 6568.2 | 6536.7 | 2985.2 | 2973.2 | 363 | 360.3 | 769942 | 596521.6 | 58159 | 706539 | 552481 | 20965 | -830.7 | -830.1 | -407.6 | -408.7 | -37332.5 | -93587 | -68757 | -9773
2020-06-01 | 2020 | Q2 | 6459.7 | 6498.5 | 2919 | 2935.8 | 354.1 | 352.6 | 769942 | 596521.6 | 58159 | 706539 | 552481 | 20965 | -960.6 | -962.4 | -482.3 | -482.1 | -37332.5 | -93587 | -68757 | -9773
2020-07-01 | 2020 | Q3 | 6643.5 | 6711.9 | 2981.2 | 3017.9 | 364.7 | 363.9 | 769942 | 596521.6 | 58159 | 777225 | 598852 | 22145 | -780.1 | -798 | -432.8 | -432.5 | -37332.5 | 70686 | 46371 | 1180
2020-08-01 | 2020 | Q3 | 6879.1 | 6950.9 | 3114.6 | 3150.5 | 375 | 376.1 | 769942 | 596521.6 | 58159 | 777225 | 598852 | 22145 | -554.7 | -572.4 | -307.3 | -305.8 | -37332.5 | 70686 | 46371 | 1180
2020-09-01 | 2020 | Q3 | 7040.8 | 7075.5 | 3220.1 | 3237.7 | 375.7 | 375.6 | 769942 | 596521.6 | 58159 | 777225 | 598852 | 22145 | -407.7 | -429.6 | -220 | -224.3 | -37332.5 | 70686 | 46371 | 1180
2020-10-01 | 2020 | Q4 | 7159.1 | 7184.1 | 3323 | 3323 | 375.2 | 376.4 | 769942 | 596521.6 | 58159 | 795879 | 613516 | 21752 | -303.1 | -317.1 | -113.5 | -117.1 | -37332.5 | 18654 | 14664 | -393
2020-11-01 | 2020 | Q4 | 7242.5 | 7255.2 | 3377.5 | 3370.2 | 387.3 | 388.6 | 769942 | 596521.6 | 58159 | 795879 | 613516 | 21752 | -227.6 | -233.1 | -64.5 | -67.5 | -37332.5 | 18654 | 14664 | -393
2020-12-01 | 2020 | Q4 | 7258.1 | 7273.3 | 3370 | 3372.3 | 396.2 | 401.2 | 769942 | 596521.6 | 58159 | 795879 | 613516 | 21752 | -224.5 | -220.5 | -73.2 | -70.8 | -37332.5 | 18654 | 14664 | -393
2021-01-01 | 2021 | Q1 | 7204.7 | 7180.4 | 3320.3 | 3318.1 | 399.8 | 402.9 | 817265.5 | 634181.7 | 64910 | 808584 | 622695 | 23185 | -300.2 | -291.2 | -146.4 | -144.3 | 47323.5 | 12705 | 9179 | 1433
2021-02-01 | 2021 | Q1 | 7181.2 | 7124.8 | 3280.1 | 3267.7 | 400.9 | 400.7 | 817265.5 | 634181.7 | 64910 | 808584 | 622695 | 23185 | -331.1 | -317.3 | -191.3 | -191.5 | 47323.5 | 12705 | 9179 | 1433
2021-03-01 | 2021 | Q1 | 7218.1 | 7129.5 | 3282.6 | 3251.8 | 406.4 | 402.3 | 817265.5 | 634181.7 | 64910 | 808584 | 622695 | 23185 | -139.9 | -126.7 | -110.7 | -110.6 | 47323.5 | 12705 | 9179 | 1433
2021-04-01 | 2021 | Q2 | 7264 | 7197 | 3293.7 | 3265.1 | 412.5 | 408.4 | 817265.5 | 634181.7 | 64910 | 802518 | 620093 | 24138 | 300.3 | 311.8 | 97 | 97.1 | 47323.5 | -6066 | -2602 | 953
2021-05-01 | 2021 | Q2 | 7259.3 | 7237.7 | 3288.1 | 3278.6 | 411 | 407.6 | 817265.5 | 634181.7 | 64910 | 802518 | 620093 | 24138 | 691.1 | 701 | 302.9 | 305.4 | 47323.5 | -6066 | -2602 | 953
2021-06-01 | 2021 | Q2 | 7245.3 | 7293 | 3291.3 | 3311.5 | 407.3 | 405.1 | 817265.5 | 634181.7 | 64910 | 802518 | 620093 | 24138 | 785.6 | 794.5 | 372.3 | 375.7 | 47323.5 | -6066 | -2602 | 953
2021-07-01 | 2021 | Q3 | 7311.4 | 7391.8 | 3331.5 | 3372.5 | 407.3 | 405 | 817265.5 | 634181.7 | 64910 | 819564 | 639578 | 25974 | 667.9 | 679.9 | 350.3 | 354.6 | 47323.5 | 17046 | 19485 | 1836
2021-08-01 | 2021 | Q3 | 7400.1 | 7475.2 | 3409.2 | 3447.3 | 411.6 | 409.4 | 817265.5 | 634181.7 | 64910 | 819564 | 639578 | 25974 | 521 | 524.3 | 294.6 | 296.8 | 47323.5 | 17046 | 19485 | 1836
2021-09-01 | 2021 | Q3 | 7474.5 | 7503.2 | 3472.2 | 3486.4 | 416.5 | 413.1 | 817265.5 | 634181.7 | 64910 | 819564 | 639578 | 25974 | 433.7 | 427.7 | 252.1 | 248.7 | 47323.5 | 17046 | 19485 | 1836
2021-10-01 | 2021 | Q4 | 7529.4 | 7538.5 | 3523.6 | 3518.7 | 415.2 | 413.4 | 817265.5 | 634181.7 | 64910 | 838397 | 654360 | 27605 | 370.3 | 354.4 | 200.6 | 195.7 | 47323.5 | 18833 | 14782 | 1631
2021-11-01 | 2021 | Q4 | 7592 | 7590.1 | 3560.7 | 3547.9 | 412.9 | 414.1 | 817265.5 | 634181.7 | 64910 | 838397 | 654360 | 27605 | 349.5 | 334.9 | 183.2 | 177.7 | 47323.5 | 18833 | 14782 | 1631
2021-12-01 | 2021 | Q4 | 7644.2 | 7647.5 | 3591.2 | 3587.1 | 413.1 | 418.1 | 817265.5 | 634181.7 | 64910 | 838397 | 654360 | 27605 | 386.1 | 374.2 | 221.2 | 214.8 | 47323.5 | 18833 | 14782 | 1631
2022-01-01 | 2022 | Q1 | 7627.7 | 7595.1 | 3572.5 | 3564.5 | 415.5 | 418.9 | 850461.9 | 662856.4 | 71555.5 | 845218 | 657318 | 28188 | 423 | 414.7 | 252.2 | 246.4 | 33196.4 | 6821 | 2958 | 583
2022-02-01 | 2022 | Q1 | 7651.3 | 7588.8 | 3566.9 | 3551.7 | 415.4 | 415.5 | 850461.9 | 662856.4 | 71555.5 | 845218 | 657318 | 28188 | 470.1 | 464 | 286.8 | 284 | 33196.4 | 6821 | 2958 | 583
2022-03-01 | 2022 | Q1 | 7662.5 | 7573.4 | 3552.4 | 3523.6 | 413 | 409.4 | 850461.9 | 662856.4 | 71555.5 | 845218 | 657318 | 28188 | 444.4 | 443.9 | 269.8 | 271.8 | 33196.4 | 6821 | 2958 | 583
2022-04-01 | 2022 | Q2 | 7736.6 | 7670 | 3580 | 3553.6 | 415 | 411.8 | 850461.9 | 662856.4 | 71555.5 | 851621 | 664186 | 30079 | 472.6 | 473 | 286.3 | 288.5 | 33196.4 | 6403 | 6868 | 1891
2022-05-01 | 2022 | Q2 | 7753.3 | 7738.6 | 3578.1 | 3567.9 | 418.5 | 417.4 | 850461.9 | 662856.4 | 71555.5 | 851621 | 664186 | 30079 | 494 | 500.9 | 290 | 289.3 | 33196.4 | 6403 | 6868 | 1891
2022-06-01 | 2022 | Q2 | 7754.8 | 7809.2 | 3580.3 | 3599.5 | 421.3 | 421.3 | 850461.9 | 662856.4 | 71555.5 | 851621 | 664186 | 30079 | 509.5 | 516.2 | 289 | 288 | 33196.4 | 6403 | 6868 | 1891
2022-07-01 | 2022 | Q3 | 7754.8 | 7843.6 | 3582.4 | 3621.7 | 422.3 | 421.5 | 850461.9 | 662856.4 | 71555.5 | 852979 | 664978 | 30634 | 443.4 | 451.8 | 250.9 | 249.2 | 33196.4 | 1358 | 792 | 555
2022-08-01 | 2022 | Q3 | 7747.4 | 7825.4 | 3586.5 | 3624.3 | 423.1 | 420.8 | 850461.9 | 662856.4 | 71555.5 | 852979 | 664978 | 30634 | 347.3 | 350.2 | 177.3 | 177 | 33196.4 | 1358 | 792 | 555
2022-09-01 | 2022 | Q3 | 7740.7 | 7766.7 | 3575.3 | 3586.4 | 423.1 | 419.8 | 850461.9 | 662856.4 | 71555.5 | 852979 | 664978 | 30634 | 266.2 | 263.5 | 103.1 | 100 | 33196.4 | 1358 | 792 | 555
2022-10-01 | 2022 | Q4 | 7740.3 | 7743.5 | 3568.6 | 3561.3 | 422.5 | 420.4 | 850461.9 | 662856.4 | 71555.5 | 852029 | 664944 | 31696 | 210.9 | 205 | 45 | 42.6 | 33196.4 | -950 | -34 | 1062
2022-11-01 | 2022 | Q4 | 7747.2 | 7738.9 | 3561.7 | 3547.1 | 422.8 | 423.2 | 850461.9 | 662856.4 | 71555.5 | 852029 | 664944 | 31696 | 155.2 | 148.8 | 1 | -0.8 | 33196.4 | -950 | -34 | 1062
2022-12-01 | 2022 | Q4 | 7776.1 | 7777.2 | 3572.5 | 3568.2 | 420.3 | 423.9 | 850461.9 | 662856.4 | 71555.5 | 852029 | 664944 | 31696 | 131.9 | 129.7 | -18.7 | -18.9 | 33196.4 | -950 | -34 | 1062
2023-01-01 | 2023 | Q1 | 7807 | 7776.6 | 3585.7 | 3574.1 | 417.7 | 421.5 | 865859.6 | 679067 | 74531.5 | 860658 | 671794 | 32304 | 179.3 | 181.5 | 13.2 | 9.6 | 15397.7 | 8629 | 6850 | 608
2023-02-01 | 2023 | Q1 | 7840.7 | 7780.5 | 3612.8 | 3594.2 | 414.5 | 415.6 | 865859.6 | 679067 | 74531.5 | 860658 | 671794 | 32304 | 189.4 | 191.7 | 45.9 | 42.5 | 15397.7 | 8629 | 6850 | 608
2023-03-01 | 2023 | Q1 | 7866.6 | 7781.3 | 3644.7 | 3613.5 | 413.2 | 411 | 865859.6 | 679067 | 74531.5 | 860658 | 671794 | 32304 | 204.1 | 207.9 | 92.3 | 89.9 | 15397.7 | 8629 | 6850 | 608
2023-04-01 | 2023 | Q2 | 7884.3 | 7819.6 | 3665.6 | 3640.1 | 411.7 | 409.1 | 865859.6 | 679067 | 74531.5 | 865503 | 675983 | 32660 | 147.7 | 149.6 | 85.6 | 86.5 | 15397.7 | 4845 | 4189 | 356
2023-05-01 | 2023 | Q2 | 7895.3 | 7882.6 | 3677.6 | 3668 | 411.6 | 410.3 | 865859.6 | 679067 | 74531.5 | 865503 | 675983 | 32660 | 142 | 144 | 99.5 | 100.1 | 15397.7 | 4845 | 4189 | 356
2023-06-01 | 2023 | Q2 | 7916.1 | 7971.2 | 3690.2 | 3709.9 | 413.8 | 413.7 | 865859.6 | 679067 | 74531.5 | 865503 | 675983 | 32660 | 161.3 | 162 | 109.9 | 110.4 | 15397.7 | 4845 | 4189 | 356
2023-07-01 | 2023 | Q3 | 7926.1 | 8016.9 | 3698.8 | 3738.9 | 414.6 | 413.3 | 865859.6 | 679067 | 74531.5 | 867701 | 682077 | 32844 | 171.3 | 173.3 | 116.4 | 117.2 | 15397.7 | 2198 | 6094 | 184
2023-08-01 | 2023 | Q3 | 7940.5 | 8020.3 | 3694.5 | 3733 | 414.3 | 412.1 | 865859.6 | 679067 | 74531.5 | 867701 | 682077 | 32844 | 193.1 | 194.9 | 108 | 108.7 | 15397.7 | 2198 | 6094 | 184
2023-09-01 | 2023 | Q3 | 7945 | 7968.4 | 3689.8 | 3698.6 | 414.9 | 411.6 | 865859.6 | 679067 | 74531.5 | 867701 | 682077 | 32844 | 204.3 | 201.7 | 114.5 | 112.2 | 15397.7 | 2198 | 6094 | 184
2023-10-01 | 2023 | Q4 | 7949.8 | 7947.2 | 3686.7 | 3677.3 | 417.5 | 415.1 | 865859.6 | 679067 | 74531.5 | 869576 | 686415 | 33497 | 209.5 | 203.7 | 118.1 | 116 | 15397.7 | 1875 | 4338 | 653
2023-11-01 | 2023 | Q4 | 7953.4 | 7939.3 | 3690.3 | 3673.4 | 419 | 418.5 | 865859.6 | 679067 | 74531.5 | 869576 | 686415 | 33497 | 206.2 | 200.4 | 128.6 | 126.3 | 15397.7 | 1875 | 4338 | 653
2023-12-01 | 2023 | Q4 | 7938 | 7938.2 | 3680.9 | 3676.1 | 417.5 | 419.9 | 865859.6 | 679067 | 74531.5 | 869576 | 686415 | 33497 | 161.9 | 161 | 108.4 | 107.9 | 15397.7 | 1875 | 4338 | 653
2024-01-01 | 2024 | Q1 | 7934.2 | 7904.9 | 3674.2 | 3660.7 | 417.5 | 420.7 | 878270.2543 | 688800.2937 | 75599.7848 | 874402 | 691697 | 33806 | 127.2 | 128.3 | 88.5 | 86.6 | 12410.6543 | 4826 | 5282 | 309
2024-02-01 | 2024 | Q1 | 7932 | 7874.1 | 3674.2 | 3654.6 | 417.7 | 418.9 | 878270.2543 | 688800.2937 | 75599.7848 | 874402 | 691697 | 33806 | 91.3 | 93.6 | 61.4 | 60.4 | 12410.6543 | 4826 | 5282 | 309
2024-03-01 | 2024 | Q1 | 7950.9 | 7870.9 | 3683 | 3653.6 | 421.5 | 419.8 | 878270.2543 | 688800.2937 | 75599.7848 | 874402 | 691697 | 33806 | 84.3 | 89.6 | 38.3 | 40.1 | 12410.6543 | 4826 | 5282 | 309
2024-04-01 | 2024 | Q2 | 7970.1 | 7915 | 3698.8 | 3679.2 | 424.5 | 421.4 | 878270.2543 | 688800.2937 | 75599.7848 | 877135 | 695499 | 34058 | 85.8 | 95.4 | 33.2 | 39.1 | 12410.6543 | 2733 | 3802 | 252
2024-05-01 | 2024 | Q2 | 8003.7 | 7999.8 | 3719.9 | 3718.9 | 426.9 | 424.3 | 878270.2543 | 688800.2937 | 75599.7848 | 877135 | 695499 | 34058 | 108.4 | 117.2 | 42.3 | 50.9 | 12410.6543 | 2733 | 3802 | 252
2024-06-01 | 2024 | Q2 | 8031.8 | 8092.5 | 3732.3 | 3760.5 | 427.8 | 427.1 | 878270.2543 | 688800.2937 | 75599.7848 | 877135 | 695499 | 34058 | 115.7 | 121.3 | 42.1 | 50.6 | 12410.6543 | 2733 | 3802 | 252
2024-07-01 | 2024 | Q3 | 8059 | 8149.4 | 3743.2 | 3790.4 | 426.2 | 426.4 | 878270.2543 | 688800.2937 | 75599.7848 | 877865 | 698343 | 33895 | 132.9 | 132.5 | 44.4 | 51.5 | 12410.6543 | 730 | 2844 | -163
2024-08-01 | 2024 | Q3 | 8066.9 | 8147.2 | 3745.7 | 3788.3 | 426.2 | 427.1 | 878270.2543 | 688800.2937 | 75599.7848 | 877865 | 698343 | 33895 | 126.4 | 126.9 | 51.2 | 55.3 | 12410.6543 | 730 | 2844 | -163
2024-09-01 | 2024 | Q3 | 8086 | 8123.6 | 3754.2 | 3774 | 424.9 | 425.6 | 878270.2543 | 688800.2937 | 75599.7848 | 877865 | 698343 | 33895 | 141 | 155.2 | 64.4 | 75.4 | 12410.6543 | 730 | 2844 | -163
2024-10-01 | 2024 | Q4 | 8094 | 8109.5 | 3762.5 | 3761 | 425.2 | 428.1 | 878270.2543 | 688800.2937 | 75599.7848 | 882039.9227 | 696253.615 | 33977.1237 | 144.2 | 162.3 | 75.8 | 83.7 | 12410.6543 | 4174.9227 | -2089.385 | 82.1237
2024-11-01 | 2024 | Q4 | 8102.8 | 8101.2 | 3765.6 | 3754.2 | 422.1 | 427.3 | 878270.2543 | 688800.2937 | 75599.7848 | 882039.9227 | 696253.615 | 33977.1237 | 149.4 | 161.9 | 75.3 | 80.8 | 12410.6543 | 4174.9227 | -2089.385 | 82.1237
2024-12-01 | 2024 | Q4 | 8105.1 | 8097.3 | 3775.6 | 3767.3 | 417.1 | 422.8 | 878270.2543 | 688800.2937 | 75599.7848 | 882039.9227 | 696253.615 | 33977.1237 | 167.1 | 159.1 | 94.7 | 91.2 | 12410.6543 | 4174.9227 | -2089.385 | 82.1237
2025-01-01 | 2025 | Q1 | 8066.4367 | 8036.6483 | 3735.4367 | 3721.7117 | 424.4583 | 427.7117 | 885296.4163 | 694310.696 | 76204.5831 | 881397.216 | 697230.576 | 34076.448 | 132.2367 | 131.7483 | 61.2367 | 61.0117 | 7026.162 | -642.7067 | 976.961 | 99.3243
2025-02-01 | 2025 | Q1 | 8064.2 | 8005.335 | 3735.4367 | 3715.51 | 424.6617 | 425.8817 | 885296.4163 | 694310.696 | 76204.5831 | 881397.216 | 697230.576 | 34076.448 | 132.2 | 131.235 | 61.2367 | 60.91 | 7026.162 | -642.7067 | 976.961 | 99.3243
2025-03-01 | 2025 | Q1 | 8083.415 | 8002.0817 | 3744.3833 | 3714.4933 | 428.525 | 426.7967 | 885296.4163 | 694310.696 | 76204.5831 | 881397.216 | 697230.576 | 34076.448 | 132.515 | 131.1817 | 61.3833 | 60.8933 | 7026.162 | -642.7067 | 976.961 | 99.3243
2025-04-01 | 2025 | Q2 | 8102.935 | 8046.9167 | 3760.4467 | 3740.52 | 431.575 | 428.4233 | 885296.4163 | 694310.696 | 76204.5831 | 884152.08 | 701062.992 | 34330.464 | 132.835 | 131.9167 | 61.6467 | 61.32 | 7026.162 | 2754.864 | 3832.416 | 254.016
2025-05-01 | 2025 | Q2 | 8137.095 | 8133.13 | 3781.8983 | 3780.8817 | 434.015 | 431.3717 | 885296.4163 | 694310.696 | 76204.5831 | 884152.08 | 701062.992 | 34330.464 | 133.395 | 133.33 | 61.9983 | 61.9817 | 7026.162 | 2754.864 | 3832.416 | 254.016
2025-06-01 | 2025 | Q2 | 8165.6633 | 8227.375 | 3794.505 | 3823.175 | 434.93 | 434.2183 | 885296.4163 | 694310.696 | 76204.5831 | 884152.08 | 701062.992 | 34330.464 | 133.8633 | 134.875 | 62.205 | 62.675 | 7026.162 | 2754.864 | 3832.416 | 254.016
2025-07-01 | 2025 | Q3 | 8193.3167 | 8285.2233 | 3805.5867 | 3853.5733 | 433.3033 | 433.5067 | 885296.4163 | 694310.696 | 76204.5831 | 884887.92 | 703929.744 | 34166.16 | 134.3167 | 135.8233 | 62.3867 | 63.1733 | 7026.162 | 735.84 | 2866.752 | -164.304
2025-08-01 | 2025 | Q3 | 8201.3483 | 8282.9867 | 3808.1283 | 3851.4383 | 433.3033 | 434.2183 | 885296.4163 | 694310.696 | 76204.5831 | 884887.92 | 703929.744 | 34166.16 | 134.4483 | 135.7867 | 62.4283 | 63.1383 | 7026.162 | 735.84 | 2866.752 | -164.304
2025-09-01 | 2025 | Q3 | 8220.7667 | 8258.9933 | 3816.77 | 3836.9 | 431.9817 | 432.6933 | 885296.4163 | 694310.696 | 76204.5831 | 884887.92 | 703929.744 | 34166.16 | 134.7667 | 135.3933 | 62.57 | 62.9 | 7026.162 | 735.84 | 2866.752 | -164.304
2025-10-01 | 2025 | Q4 | 8228.9 | 8244.6583 | 3825.2083 | 3823.6833 | 432.2867 | 435.235 | 885296.4163 | 694310.696 | 76204.5831 | 889096.242 | 701823.6439 | 34248.9407 | 134.9 | 135.1583 | 62.7083 | 62.6833 | 7026.162 | 4208.322 | -2106.1001 | 82.7807
2025-11-01 | 2025 | Q4 | 8237.8467 | 8236.22 | 3828.36 | 3816.77 | 429.135 | 434.4217 | 885296.4163 | 694310.696 | 76204.5831 | 889096.242 | 701823.6439 | 34248.9407 | 135.0467 | 135.02 | 62.76 | 62.57 | 7026.162 | 4208.322 | -2106.1001 | 82.7807
2025-12-01 | 2025 | Q4 | 8240.185 | 8232.255 | 3838.5267 | 3830.0883 | 424.0517 | 429.8467 | 885296.4163 | 694310.696 | 76204.5831 | 889096.242 | 701823.6439 | 34248.9407 | 135.085 | 134.955 | 62.9267 | 62.7883 | 7026.162 | 4208.322 | -2106.1001 | 82.7807
2026-01-01 | 2026 | Q1 | 8155.1675 | 8125.0515 | 3776.5265 | 3762.6505 | 429.1274 | 432.4165 | 892378.7876 | 699865.1816 | 76814.2198 | 888448.3937 | 702808.4206 | 34349.0596 | 88.7308 | 88.4031 | 41.0898 | 40.9388 | 7082.3713 | -647.8483 | 984.7767 | 100.1189
2026-02-01 | 2026 | Q1 | 8152.9062 | 8093.3937 | 3776.5265 | 3756.3806 | 429.3329 | 430.5664 | 892378.7876 | 699865.1816 | 76814.2198 | 888448.3937 | 702808.4206 | 34349.0596 | 88.7062 | 88.0587 | 41.0898 | 40.8706 | 7082.3713 | -647.8483 | 984.7767 | 100.1189
2026-03-01 | 2026 | Q1 | 8172.3326 | 8090.1046 | 3785.5715 | 3755.3528 | 433.2388 | 431.4914 | 892378.7876 | 699865.1816 | 76814.2198 | 888448.3937 | 702808.4206 | 34349.0596 | 88.9176 | 88.0229 | 41.1882 | 40.8594 | 7082.3713 | -647.8483 | 984.7767 | 100.1189
2026-04-01 | 2026 | Q2 | 8192.0673 | 8135.4327 | 3801.8116 | 3781.6657 | 436.3223 | 433.136 | 892378.7876 | 699865.1816 | 76814.2198 | 891225.2966 | 706671.4959 | 34605.1077 | 89.1323 | 88.5161 | 41.3649 | 41.1457 | 7082.3713 | 2776.9029 | 3863.0753 | 256.0481
2026-05-01 | 2026 | Q2 | 8226.603 | 8222.5944 | 3823.4992 | 3822.4714 | 438.7892 | 436.1168 | 892378.7876 | 699865.1816 | 76814.2198 | 891225.2966 | 706671.4959 | 34605.1077 | 89.508 | 89.4644 | 41.6009 | 41.5897 | 7082.3713 | 2776.9029 | 3863.0753 | 256.0481
2026-06-01 | 2026 | Q2 | 8255.4856 | 8317.8761 | 3836.2446 | 3865.2299 | 439.7142 | 438.9947 | 892378.7876 | 699865.1816 | 76814.2198 | 891225.2966 | 706671.4959 | 34605.1077 | 89.8223 | 90.5011 | 41.7396 | 42.0549 | 7082.3713 | 2776.9029 | 3863.0753 | 256.0481
2026-07-01 | 2026 | Q3 | 8283.4431 | 8376.3608 | 3847.4481 | 3895.9626 | 438.0697 | 438.2752 | 892378.7876 | 699865.1816 | 76814.2198 | 891967.0234 | 709561.182 | 34439.4893 | 90.1265 | 91.1375 | 41.8615 | 42.3893 | 7082.3713 | 741.7267 | 2889.686 | -165.6184
2026-08-01 | 2026 | Q3 | 8291.5632 | 8374.0995 | 3850.0177 | 3893.8042 | 438.0697 | 438.9947 | 892378.7876 | 699865.1816 | 76814.2198 | 891967.0234 | 709561.182 | 34439.4893 | 90.2148 | 91.1129 | 41.8894 | 42.3658 | 7082.3713 | 741.7267 | 2889.686 | -165.6184
2026-09-01 | 2026 | Q3 | 8311.1951 | 8349.8423 | 3858.7545 | 3879.1059 | 436.7335 | 437.453 | 892378.7876 | 699865.1816 | 76814.2198 | 891967.0234 | 709561.182 | 34439.4893 | 90.4284 | 90.8489 | 41.9845 | 42.2059 | 7082.3713 | 741.7267 | 2889.686 | -165.6184
2026-10-01 | 2026 | Q4 | 8319.4179 | 8335.3496 | 3867.2856 | 3865.7438 | 437.0418 | 440.0226 | 892378.7876 | 699865.1816 | 76814.2198 | 896209.012 | 707438.2331 | 34522.9322 | 90.5179 | 90.6912 | 42.0773 | 42.0605 | 7082.3713 | 4241.9886 | -2122.9489 | 83.4429
2026-11-01 | 2026 | Q4 | 8328.463 | 8326.8184 | 3870.472 | 3858.7545 | 433.8555 | 439.2003 | 892378.7876 | 699865.1816 | 76814.2198 | 896209.012 | 707438.2331 | 34522.9322 | 90.6163 | 90.5984 | 42.112 | 41.9845 | 7082.3713 | 4241.9886 | -2122.9489 | 83.4429
2026-12-01 | 2026 | Q4 | 8330.827 | 8322.8098 | 3880.7505 | 3872.2193 | 428.7162 | 434.575 | 892378.7876 | 699865.1816 | 76814.2198 | 896209.012 | 707438.2331 | 34522.9322 | 90.642 | 90.5548 | 42.2238 | 42.131 | 7082.3713 | 4241.9886 | -2122.9489 | 83.4429

## Weather
|  |  | MeanTemp | HDD20 | CDD20 | HDD18 | CDD18 | HDD16 | CDD16 | HDD14 | CDD14 | HDD12 | CDD12 | HDD10 | CDD10 | HDD8 | CDD8 | [94 empty] | Res_NoCDM | GS_lt_50_NoCDM | GS_gt_50_NoCDM | Res_NoCDM | GS_lt_50_NoCDM | GS_gt_50_NoCDM
1999-01-01 | 1999 | 1 | -4.6484 | 764.1 | 0 | 702.1 | 0 | 640.1 | 0 | 578.1 | 0 | 516.1 | 0 | 454.1 | 0 | 392.1 | 0 |  |  |  | 1 | 2 | 3 | 4 | 5 | 6 | 7 | 8 | 9 | 10 | 11 | 12 |  | 1 | 2 | 3 | 4 | 5 | 6 | 7 | 8 | 9 | 10 | 11 | 12 |  |  | 1 | 2 | 3 | 4 | 5 | 6 | 7 | 8 | 9 | 10 | 11 | 12 |  | 1 | 2 | 3 | 4 | 5 | 6 | 7 | 8 | 9 | 10 | 11 | 12 |  | 1 | 2 | 3 | 4 | 5 | 6 | 7 | 8 | 9 | 10 | 11 | 12 |  | 1 | 2 | 3 | 4 | 5 | 6 | 7 | 8 | 9 | 10 | 11 | 12 |  | 1 | 2 | 3 | 4 | 5 | 6 | 7 | 8 | 9 | 10 | 11 | 12
1999-02-01 | 1999 | 2 | -0.33929 | 569.5 | 0 | 513.5 | 0 | 457.5 | 0 | 401.5 | 0 | 345.5 | 0 | 289.5 | 0 | 233.5 | 0 |  |  | HDD20 | Jan | Feb | Mar | Apr | May | June | July | August | Sept | Oct | Nov | Dec | HDD18 | Jan | Feb | Mar | Apr | May | June | July | August | Sept | Oct | Nov | Dec |  | HDD16 | Jan | Feb | Mar | Apr | May | June | July | August | Sept | Oct | Nov | Dec | HDD14 | Jan | Feb | Mar | Apr | May | June | July | August | Sept | Oct | Nov | Dec | HDD12 | Jan | Feb | Mar | Apr | May | June | July | August | Sept | Oct | Nov | Dec | HDD10 | Jan | Feb | Mar | Apr | May | June | July | August | Sept | Oct | Nov | Dec | HDD8 | Jan | Feb | Mar | Apr | May | June | July | August | Sept | Oct | Nov | Dec
1999-03-01 | 1999 | 3 | 1.2161 | 582.3 | 0 | 520.3 | 0 | 458.3 | 0 | 396.6 | 0.3 | 336.6 | 2.3 | 276.6 | 4.3 | 218.3 | 8 |  |  | 2004 | 846.1 | 632.9 | 538.1 | 391.9 | 234.6 | 90.7 | 24.4 | 30.3 | 50.1 | 279.2 | 403 | 642.3 | 2004 | 784.1 | 574.9 | 476.1 | 332.6 | 173.5 | 47.6 | 4 | 6.2 | 22.8 | 218.4 | 343 | 580.3 | 3563.5 | 2004 | 722.1 | 516.9 | 414.1 | 275 | 115.7 | 20 | 0 | 1.2 | 9 | 161.1 | 283 | 518.3 | 2004 | 660.1 | 458.9 | 352.1 | 219.2 | 69 | 5.4 | 0 | 0 | 1.4 | 111.3 | 223 | 456.3 | 2004 | 598.1 | 400.9 | 292.1 | 166.1 | 34.8 | 0.8 | 0 | 0 | 0 | 66.4 | 163 | 394.3 | 2004 | 536.1 | 342.9 | 233.7 | 119.8 | 16 | 0 | 0 | 0 | 0 | 29.6 | 106.1 | 332.3 | 2004 | 475.5 | 284.9 | 177.8 | 76 | 5.6 | 0 | 0 | 0 | 0 | 7.7 | 58.7 | 270.6
1999-04-01 | 1999 | 4 | 7.7267 | 368.2 | 0 | 308.2 | 0 | 248.2 | 0 | 188.2 | 0 | 128.9 | 0.7 | 76.8 | 8.6 | 35.3 | 27.1 |  |  | 2005 | 770.4 | 638 | 649.8 | 385.3 | 271.4 | 33.5 | 5.7 | 3.1 | 28.3 | 259.1 | 396.4 | 681.2 | 2005 | 708.4 | 582 | 587.8 | 325.3 | 209.4 | 13.6 | 1.5 | 0 | 10 | 199.8 | 336.4 | 619.2 | 3593.4 | 2005 | 646.4 | 526 | 525.8 | 265.3 | 151.3 | 1.7 | 0 | 0 | 2.1 | 145.8 | 276.4 | 557.2 | 2005 | 584.4 | 470 | 463.8 | 206.7 | 102.6 | 0 | 0 | 0 | 0 | 93.9 | 216.7 | 495.2 | 2005 | 522.4 | 414 | 401.8 | 149.3 | 61.4 | 0 | 0 | 0 | 0 | 52 | 164.1 | 433.2 | 2005 | 460.4 | 358 | 339.8 | 97.8 | 29.5 | 0 | 0 | 0 | 0 | 27.1 | 119.9 | 371.2 | 2005 | 400.1 | 302 | 279.4 | 51.4 | 11.6 | 0 | 0 | 0 | 0 | 9.1 | 87.3 | 309.2
1999-05-01 | 1999 | 5 | 14.3065 | 182.6 | 6.1 | 129.4 | 14.9 | 78.3 | 25.8 | 36.8 | 46.3 | 11.3 | 82.8 | 0.2 | 133.7 | 0 | 195.5 |  |  | 2006 | 569.1 | 609.6 | 549.9 | 371.7 | 216 | 48.4 | 9.6 | 14.4 | 108 | 311.2 | 421.2 | 518.8 | 2006 | 507.1 | 553.6 | 487.9 | 311.7 | 160 | 19.2 | 0.8 | 1.9 | 59.1 | 249.2 | 361.2 | 456.8 | 3168.5 | 2006 | 445.1 | 497.6 | 425.9 | 251.7 | 105.9 | 6.6 | 0 | 0 | 26.4 | 188.7 | 301.2 | 394.8 | 2006 | 383.1 | 441.6 | 363.9 | 191.8 | 62 | 0.7 | 0 | 0 | 9.3 | 134.5 | 241.2 | 332.8 | 2006 | 321.1 | 385.6 | 301.9 | 134.1 | 26 | 0 | 0 | 0 | 1.5 | 89.5 | 181.2 | 270.8 | 2006 | 259.1 | 329.6 | 241.9 | 82.5 | 6.5 | 0 | 0 | 0 | 0 | 51.2 | 124.2 | 208.8 | 2006 | 197.1 | 273.6 | 184.9 | 40 | 1.3 | 0 | 0 | 0 | 0 | 21.8 | 76.1 | 148.3
1999-06-01 | 1999 | 6 | 19.3883 | 57.4 | 39.05 | 27.9 | 69.55 | 9.7 | 111.35 | 1.5 | 163.15 | 0 | 221.65 | 0 | 281.65 | 0 | 341.65 |  |  | 2007 | 661.9 | 749.3 | 584.2 | 418.1 | 212.4 | 33.2 | 17.9 | 13.8 | 61.8 | 165.9 | 461.8 | 639.1 | 2007 | 599.9 | 693.3 | 522.2 | 358.1 | 158.8 | 13.6 | 1.6 | 2.6 | 29.1 | 118.5 | 401.8 | 577.1 | 3476.6 | 2007 | 537.9 | 637.3 | 460.2 | 299.7 | 110.1 | 3.5 | 0 | 0 | 10.3 | 77.5 | 341.8 | 515.1 | 2007 | 475.9 | 581.3 | 398.2 | 244 | 69.5 | 0 | 0 | 0 | 3.3 | 41.3 | 281.8 | 453.1 | 2007 | 413.9 | 525.3 | 336.2 | 191.8 | 36 | 0 | 0 | 0 | 0.7 | 16.6 | 223.2 | 391.1 | 2007 | 351.9 | 469.3 | 275.5 | 144.3 | 11.5 | 0 | 0 | 0 | 0 | 4.8 | 165.5 | 329.1 | 2007 | 291.2 | 413.3 | 218.7 | 102.7 | 1.1 | 0 | 0 | 0 | 0 | 1.2 | 114.1 | 267.1
1999-07-01 | 1999 | 7 | 23.9065 | 4.6 | 125.7 | 0.1 | 183.2 | 0 | 245.1 | 0 | 307.1 | 0 | 369.1 | 0 | 431.1 | 0 | 493.1 |  |  | 2008 | 630.8 | 676 | 629 | 364.5 | 249.9 | 57.2 | 13.2 | 30.9 | 77.8 | 292.4 | 473.8 | 660.7 | 2008 | 568.8 | 618 | 567 | 304.5 | 190.4 | 32.2 | 2.3 | 8.1 | 36.6 | 231.5 | 413.8 | 598.7 | 3571.9 | 2008 | 506.8 | 560 | 505 | 244.5 | 132.9 | 14.3 | 0 | 1 | 8.7 | 171.6 | 353.8 | 536.7 | 2008 | 444.8 | 502 | 443 | 184.5 | 80.1 | 2.2 | 0 | 0 | 0 | 114.9 | 295.1 | 474.7 | 2008 | 385.6 | 444 | 381 | 129 | 40.2 | 0 | 0 | 0 | 0 | 68.2 | 237.1 | 412.7 | 2008 | 327.6 | 386 | 319 | 81.6 | 14.6 | 0 | 0 | 0 | 0 | 35.1 | 184.7 | 350.7 | 2008 | 269.6 | 328 | 257 | 45 | 4.6 | 0 | 0 | 0 | 0 | 17.2 | 136.5 | 290.2
1999-08-01 | 1999 | 8 | 20.171 | 26 | 31.3 | 6.1 | 73.4 | 0.6 | 129.9 | 0 | 191.3 | 0 | 253.3 | 0 | 315.3 | 0 | 377.3 |  |  | 2009 | 828.9 | 618.1 | 572.5 | 380.7 | 225.9 | 96.3 | 40.3 | 19.3 | 81.1 | 320.8 | 385.6 | 642.2 | 2009 | 766.9 | 562.1 | 510.5 | 320.7 | 168 | 59.2 | 9.5 | 4.8 | 40.5 | 258.8 | 325.6 | 580.2 | 3606.8 | 2009 | 704.9 | 506.1 | 448.5 | 261.8 | 113.3 | 29.5 | 0.1 | 0 | 17 | 196.8 | 265.6 | 518.2 | 2009 | 642.9 | 450.1 | 386.5 | 205.7 | 64.6 | 9.3 | 0 | 0 | 5.8 | 135.7 | 205.6 | 456.2 | 2009 | 580.9 | 394.1 | 324.5 | 152.6 | 30.3 | 0.9 | 0 | 0 | 2.4 | 82.4 | 147.1 | 394.2 | 2009 | 518.9 | 338.1 | 263.4 | 105.4 | 7.1 | 0 | 0 | 0 | 0.4 | 46.4 | 91 | 332.2 | 2009 | 456.9 | 282.1 | 205 | 60.2 | 0 | 0 | 0 | 0 | 0 | 25.6 | 42 | 270.5
1999-09-01 | 1999 | 9 | 18.51 | 68.8 | 24.1 | 34.4 | 49.7 | 15 | 90.3 | 5.1 | 140.4 | 1 | 196.3 | 0 | 255.3 | 0 | 315.3 |  |  | 2010 | 731.2 | 616.6 | 480.4 | 308.9 | 178.6 | 47.6 | 6.2 | 6.1 | 113.9 | 261.7 | 442.1 | 695.6 | 2010 | 669.2 | 560.6 | 418.4 | 248.9 | 131.8 | 20.3 | 0.6 | 0 | 67.5 | 199.9 | 382.1 | 633.6 | 3332.9 | 2010 | 607.2 | 504.6 | 356.4 | 188.9 | 91.8 | 3.9 | 0 | 0 | 28.2 | 141.1 | 322.1 | 571.6 | 2010 | 545.2 | 448.6 | 294.4 | 130.3 | 59.9 | 0 | 0 | 0 | 5.8 | 89.2 | 262.1 | 509.6 | 2010 | 483.2 | 392.6 | 232.4 | 78.5 | 36.5 | 0 | 0 | 0 | 0.1 | 44.2 | 202.7 | 447.6 | 2010 | 421.2 | 336.6 | 172.7 | 39.8 | 20 | 0 | 0 | 0 | 0 | 16 | 145 | 385.6 | 2010 | 359.2 | 280.6 | 118.9 | 11.4 | 6 | 0 | 0 | 0 | 0 | 5.9 | 91 | 323.9
1999-10-01 | 1999 | 10 | 10.6194 | 290.8 | 0 | 229 | 0.2 | 170.6 | 3.8 | 115.3 | 10.5 | 67.5 | 24.7 | 32.2 | 51.4 | 10.4 | 91.6 |  |  | 2011 | 788.7 | 661.2 | 607.5 | 415.7 | 251.7 | 53.2 | 2.6 | 7.1 | 83.1 | 261.7 | 358.4 | 543.3 | 2011 | 726.7 | 605.2 | 545.5 | 355.7 | 191.7 | 22.4 | 0 | 0 | 41.6 | 203.5 | 298.4 | 481.3 | 3472 | 2011 | 664.7 | 549.2 | 483.5 | 295.7 | 134.8 | 6.8 | 0 | 0 | 16.5 | 148.4 | 238.4 | 419.3 | 2011 | 602.7 | 493.2 | 421.5 | 235.7 | 85.7 | 0.3 | 0 | 0 | 5.7 | 102.2 | 179.4 | 357.3 | 2011 | 540.7 | 437.2 | 359.5 | 177.5 | 42.4 | 0 | 0 | 0 | 0.4 | 61.1 | 127.1 | 295.3 | 2011 | 478.7 | 381.2 | 297.5 | 125.8 | 12.8 | 0 | 0 | 0 | 0 | 30.6 | 82 | 233.4 | 2011 | 416.7 | 325.2 | 237.8 | 75.8 | 3.3 | 0 | 0 | 0 | 0 | 13.2 | 50 | 173.9
1999-11-01 | 1999 | 11 | 6.7983 | 396.05 | 0 | 336.05 | 0 | 276.05 | 0 | 217.95 | 1.9 | 160.45 | 4.4 | 110.55 | 14.5 | 73.45 | 37.4 |  |  | 2012 | 630.7 | 555.4 | 430.5 | 364.2 | 152 | 44.2 | 0 | 2.7 | 97.3 | 284.7 | 454.9 | 541.4 | 2012 | 568.7 | 497.4 | 368.5 | 304.2 | 101 | 22.7 | 0 | 0 | 58.4 | 223.2 | 394.9 | 479.4 | 3018.4 | 2012 | 506.7 | 439.4 | 306.5 | 244.2 | 62 | 8 | 0 | 0 | 28.3 | 164.5 | 334.9 | 417.4 | 2012 | 444.7 | 381.4 | 244.8 | 186.6 | 31.1 | 1.1 | 0 | 0 | 11.3 | 110.6 | 274.9 | 355.4 | 2012 | 382.7 | 323.4 | 184.9 | 134.2 | 11.4 | 0 | 0 | 0 | 0.9 | 66.6 | 216.8 | 293.4 | 2012 | 320.7 | 265.4 | 132.9 | 83.5 | 1.9 | 0 | 0 | 0 | 0 | 29.7 | 161 | 233.3 | 2012 | 258.7 | 207.4 | 93.1 | 38 | 0 | 0 | 0 | 0 | 0 | 9.2 | 107 | 173.8 | [6 empty] | Model 4: Prais-Winsten, using observations 2015:01-2024:12 (T = 120)
1999-12-01 | 1999 | 12 | 1.0452 | 587.6 | 0 | 525.6 | 0 | 463.6 | 0 | 401.6 | 0 | 339.6 | 0 | 280.7 | 3.1 | 224.7 | 9.1 |  |  | 2013 | 643.2 | 643.5 | 585.3 | 418.6 | 216 | 79.4 | 14.5 | 16.7 | 110.8 | 252.5 | 486.7 | 686 | 2013 | 581.2 | 587.5 | 523.3 | 358.6 | 161.5 | 43.6 | 0.7 | 2.6 | 67 | 193.6 | 426.7 | 624 | 3570.3 | 2013 | 519.2 | 531.5 | 461.3 | 298.6 | 109.9 | 17.8 | 0 | 0 | 34.1 | 138.2 | 366.7 | 562 | 2013 | 457.2 | 475.5 | 399.3 | 240.2 | 64.6 | 5.6 | 0 | 0 | 12.4 | 93.1 | 306.7 | 500 | 2013 | 395.2 | 419.5 | 337.3 | 183 | 28.2 | 0.1 | 0 | 0 | 1.9 | 62.4 | 249.6 | 438 | 2013 | 334.3 | 363.5 | 275.3 | 129.4 | 10.7 | 0 | 0 | 0 | 0 | 40.4 | 195.6 | 376 | 2013 | 277.6 | 307.5 | 214.7 | 84.2 | 3.5 | 0 | 0 | 0 | 0 | 21.7 | 145 | 314 | [6 empty] | Dependent variable: Res_NoCDM
2000-01-01 | 2000 | 1 | -3.8226 | 738.5 | 0 | 676.5 | 0 | 614.5 | 0 | 552.5 | 0 | 490.5 | 0 | 428.5 | 0 | 366.5 | 0 |  |  | 2014 | 834.1 | 752.6 | 712.4 | 424.3 | 225.3 | 65.4 | 36.6 | 29.3 | 99.8 | 256.9 | 501.5 | 581.1 | 2014 | 772.1 | 696.6 | 650.4 | 364.3 | 169.3 | 31.2 | 9.4 | 8.3 | 55.9 | 197.1 | 441.5 | 519.1 | 3915.2 | 2014 | 710.1 | 640.6 | 588.4 | 304.3 | 115.5 | 10.7 | 0.9 | 0.5 | 26 | 139.3 | 381.5 | 457.1 | 2014 | 648.1 | 584.6 | 526.4 | 244.3 | 71.1 | 1.9 | 0 | 0 | 10.3 | 90.8 | 321.5 | 395.1 | 2014 | 586.1 | 528.6 | 464.4 | 185.9 | 33.9 | 0 | 0 | 0 | 0.6 | 50.6 | 261.6 | 333.1 | 2014 | 524.1 | 472.6 | 402.4 | 131.9 | 9.6 | 0 | 0 | 0 | 0 | 18.1 | 207.1 | 271.1 | 2014 | 462.1 | 416.6 | 340.4 | 82.3 | 1.3 | 0 | 0 | 0 | 0 | 3.8 | 156.4 | 209.1 | [6 empty] | rho = 0.372005
2000-02-01 | 2000 | 2 | -1.4828 | 623 | 0 | 565 | 0 | 507 | 0 | 449 | 0 | 391 | 0 | 333 | 0 | 277.1 | 2.1 |  |  | 2015 | 801.6 | 871.9 | 656 | 381.9 | 175.5 | 101.4 | 17.6 | 20.4 | 50.1 | 260.8 | 361.1 | 456.5 | 2015 | 739.6 | 815.9 | 594 | 321.9 | 123.9 | 61.3 | 4.4 | 1.8 | 22.6 | 200 | 301.1 | 394.5 | 3581 | 2015 | 677.6 | 759.9 | 532 | 261.9 | 80.5 | 29.7 | 0 | 0 | 7.2 | 141.1 | 241.2 | 332.5 | 2015 | 615.6 | 703.9 | 470 | 203.5 | 44.2 | 11.4 | 0 | 0 | 0.1 | 89.2 | 185.1 | 270.5 | 2015 | 553.6 | 647.9 | 408 | 149.7 | 18.3 | 3.5 | 0 | 0 | 0 | 51.8 | 133 | 208.5 | 2015 | 491.6 | 591.9 | 346 | 102.5 | 4.6 | 0 | 0 | 0 | 0 | 26.9 | 90.2 | 148 | 2015 | 429.6 | 535.9 | 284 | 61.7 | 0.5 | 0 | 0 | 0 | 0 | 11.3 | 56.8 | 96.9
2000-03-01 | 2000 | 3 | 4.771 | 472.1 | 0 | 410.1 | 0 | 348.1 | 0 | 286.1 | 0 | 224.4 | 0.3 | 166.1 | 4 | 111.4 | 11.3 |  |  | 2016 | 687 | 602.3 | 513.2 | 451 | 203.6 | 53 | 5.3 | 0.1 | 41.9 | 212.3 | 352.9 | 621 | 2016 | 625 | 544.3 | 451.2 | 391 | 156.1 | 26.5 | 0.1 | 0 | 15.5 | 156.6 | 292.9 | 559 | 3218.2 | 2016 | 563 | 486.3 | 389.2 | 331.8 | 113.7 | 8.5 | 0 | 0 | 3.8 | 111.3 | 232.9 | 497 | 2016 | 501 | 428.3 | 327.2 | 273.8 | 74.6 | 2 | 0 | 0 | 0.1 | 77.2 | 174.8 | 435 | 2016 | 439 | 370.3 | 267 | 216.9 | 41.9 | 0 | 0 | 0 | 0 | 50.1 | 121.3 | 373 | 2016 | 377 | 312.5 | 208.5 | 162.7 | 17.3 | 0 | 0 | 0 | 0 | 26.6 | 76 | 311 | 2016 | 315 | 257.2 | 154.3 | 113.7 | 4.5 | 0 | 0 | 0 | 0 | 10.8 | 45.8 | 249 | [7 empty] | coefficient | std. error | t-ratio | p-value
2000-04-01 | 2000 | 4 | 6.46 | 406.2 | 0 | 346.2 | 0 | 286.8 | 0.6 | 228.8 | 2.6 | 170.8 | 4.6 | 117.6 | 11.4 | 73.9 | 27.7 |  |  | 2017 | 630.6 | 527.2 | 603.2 | 332.1 | 258.6 | 57.4 | 5.4 | 26.6 | 72.2 | 167.8 | 447.9 | 711.2 | 2017 | 568.6 | 471.2 | 541.2 | 272.1 | 200.5 | 29.3 | 0 | 7.2 | 41.7 | 113.3 | 387.9 | 649.2 | 3282.2 | 2017 | 506.6 | 415.2 | 479.2 | 213 | 148 | 8.9 | 0 | 0 | 18.6 | 75.2 | 327.9 | 587.2 | 2017 | 444.6 | 359.2 | 417.2 | 156.8 | 98.6 | 0 | 0 | 0 | 4.1 | 47.5 | 267.9 | 525.2 | 2017 | 382.6 | 303.2 | 355.2 | 107.1 | 57.9 | 0 | 0 | 0 | 1 | 26.3 | 208.1 | 463.2 | 2017 | 320.6 | 247.7 | 293.4 | 65.8 | 25.7 | 0 | 0 | 0 | 0 | 12.3 | 151.8 | 401.2 | 2017 | 258.6 | 193.8 | 234.7 | 29.5 | 6.8 | 0 | 0 | 0 | 0 | 2.1 | 99 | 339.2 | [6 empty] | const | 35298963.8602 | 718234.672 | 49.1468 | 5.7429e-80
2000-05-01 | 2000 | 5 | 13.6839 | 206.5 | 10.7 | 154.5 | 20.7 | 106.6 | 34.8 | 63.9 | 54.1 | 28.4 | 80.6 | 9.8 | 124 | 2.4 | 178.6 |  |  | 2018 | 742.3 | 568.1 | 595.9 | 479.3 | 173.8 | 64.6 | 0.5 | 5.8 | 57.2 | 295.5 | 512.4 | 578 | 2018 | 680.3 | 512.1 | 533.9 | 419.3 | 127.7 | 26.9 | 0 | 1.3 | 27.8 | 237.5 | 452.4 | 516 | 3535.2 | 2018 | 618.3 | 456.1 | 471.9 | 359.3 | 86 | 5 | 0 | 0 | 11.3 | 182.2 | 392.4 | 454 | 2018 | 556.3 | 400.1 | 409.9 | 299.3 | 50.5 | 0.6 | 0 | 0 | 2 | 132.7 | 332.4 | 392 | 2018 | 494.3 | 344.1 | 347.9 | 239.3 | 25.2 | 0 | 0 | 0 | 0 | 88.2 | 272.4 | 330 | 2018 | 432.5 | 288.5 | 285.9 | 180.8 | 6.9 | 0 | 0 | 0 | 0 | 50.2 | 214.1 | 268 | 2018 | 372.5 | 235.5 | 223.9 | 127.5 | 0.7 | 0 | 0 | 0 | 0 | 20.6 | 157.9 | 206 | [6 empty] | HDD14 | 20087.2887 | 2033.0207 | 9.8805 | 4.1623e-17
2000-06-01 | 2000 | 6 | 17.6767 | 82.5 | 12.8 | 45.8 | 36.1 | 24.8 | 75.1 | 11.1 | 121.4 | 1.5 | 171.8 | 0 | 230.3 | 0 | 290.3 |  |  | 2019 | 762 | 627.7 | 618.5 | 411.9 | 277.2 | 96.9 | 1.4 | 10.7 | 58 | 247 | 524 | 582.4 | 2019 | 700 | 571.7 | 556.5 | 351.9 | 215.6 | 54.9 | 0 | 1.4 | 21.8 | 187 | 464 | 520.4 | 3645.2 | 2019 | 638 | 515.7 | 494.5 | 291.9 | 157.8 | 22 | 0 | 0 | 5.1 | 128.5 | 404 | 458.4 | 2019 | 576 | 459.7 | 432.5 | 231.9 | 105.8 | 4.4 | 0 | 0 | 0.3 | 74.1 | 344 | 396.4 | 2019 | 514 | 403.7 | 370.5 | 173.3 | 63.5 | 0.2 | 0 | 0 | 0 | 32 | 284 | 334.4 | 2019 | 452 | 347.7 | 308.5 | 116.7 | 33.1 | 0 | 0 | 0 | 0 | 10.4 | 224 | 272.4 | 2019 | 390 | 293.7 | 246.6 | 71.4 | 13.4 | 0 | 0 | 0 | 0 | 0.3 | 165.8 | 210.4 | [6 empty] | CDD14 | 97475.7901 | 3822.797 | 25.4986 | 1.3326e-49
2000-07-01 | 2000 | 7 | 19.9871 | 21.8 | 21.4 | 3.3 | 64.9 | 0 | 123.6 | 0 | 185.6 | 0 | 247.6 | 0 | 309.6 | 0 | 371.6 |  |  | 2020 | 613.8 | 619.2 | 502 | 421 | 276.9 | 48 | 0.4 | 9.1 | 92.7 | 295 | 355.9 | 574.1 | 2020 | 551.8 | 561.2 | 440 | 361 | 221.5 | 26.8 | 0 | 0 | 52.9 | 233 | 295.9 | 512.1 | 3256.2 | 2020 | 489.8 | 503.2 | 378 | 301 | 168.8 | 11.7 | 0 | 0 | 23.4 | 172.3 | 236.6 | 450.1 | 2020 | 427.8 | 445.2 | 316 | 241 | 122.6 | 3.1 | 0 | 0 | 6.8 | 116.7 | 184.6 | 388.1 | 2020 | 365.8 | 387.2 | 254 | 181 | 83.2 | 0 | 0 | 0 | 1.6 | 72.5 | 137 | 326.1 | 2020 | 303.8 | 329.2 | 195.3 | 121.2 | 48.4 | 0 | 0 | 0 | 0 | 39.5 | 95.7 | 264.1 | 2020 | 241.9 | 271.2 | 138.1 | 67.4 | 23.7 | 0 | 0 | 0 | 0 | 16.3 | 58.5 | 202.3
2000-08-01 | 2000 | 8 | 20.8903 | 19.9 | 47.5 | 6 | 95.6 | 0.7 | 152.3 | 0 | 213.6 | 0 | 275.6 | 0 | 337.6 | 0 | 399.6 |  |  | 2021 | 647.9 | 665 | 511 | 396.7 | 219.3 | 28.7 | 15 | 2.3 | 58.2 | 170 | 423 | 526.5 | 2021 | 585.9 | 609 | 449 | 336.7 | 166.4 | 7.8 | 0.7 | 0 | 22.8 | 118.2 | 363 | 464.5 | 3124 | 2021 | 523.9 | 553 | 387 | 276.7 | 119.7 | 1.4 | 0 | 0 | 4.7 | 77.6 | 303 | 402.5 | 2021 | 461.9 | 497 | 325 | 216.7 | 79.4 | 0 | 0 | 0 | 0.7 | 47.8 | 243 | 340.5 | 2021 | 399.9 | 441 | 264.5 | 156.9 | 45.9 | 0 | 0 | 0 | 0 | 24.1 | 184.4 | 278.5 | 2021 | 337.9 | 385 | 207.8 | 100.4 | 19.3 | 0 | 0 | 0 | 0 | 8.7 | 132 | 217.9 | 2021 | 275.9 | 329 | 154.8 | 51.5 | 3.8 | 0 | 0 | 0 | 0 | 0.6 | 86.4 | 160.6 | [6 empty] | Statistics based on the rho-differenced data
2000-09-01 | 2000 | 9 | 16.4833 | 123.9 | 18.4 | 83.1 | 37.6 | 49.8 | 64.3 | 27 | 101.5 | 13.1 | 147.6 | 5.3 | 199.8 | 1.8 | 256.3 |  |  | 2022 | 810.2 | 632.7 | 557.7 | 413.6 | 203.7 | 48.6 | 5 | 2.1 | 73.3 | 293.7 | 397.7 | 584.5 | 2022 | 748.2 | 576.7 | 495.7 | 353.6 | 153.9 | 15.3 | 0.3 | 0 | 44.9 | 232.5 | 339.7 | 522.5 | 3483.3 | 2022 | 686.2 | 520.7 | 433.7 | 293.6 | 108.2 | 2.8 | 0 | 0 | 25.1 | 174.5 | 281.8 | 460.5 | 2022 | 624.2 | 464.7 | 371.7 | 233.6 | 68.4 | 0 | 0 | 0 | 8.2 | 120 | 226.9 | 398.5 | 2022 | 562.2 | 408.7 | 309.7 | 173.6 | 36.1 | 0 | 0 | 0 | 0.3 | 70.8 | 178.1 | 336.5 | 2022 | 500.2 | 352.7 | 247.9 | 116.4 | 13.6 | 0 | 0 | 0 | 0 | 34.6 | 130.1 | 275.3 | 2022 | 438.2 | 296.7 | 188.9 | 68.9 | 1.6 | 0 | 0 | 0 | 0 | 14.2 | 87.9 | 215.3 | [6 empty] | Sum squared resid | 700093884169904 | S.E. of regression | 2446161.9758
2000-10-01 | 2000 | 10 | 11.9161 | 250.7 | 0.1 | 191.8 | 3.2 | 136.5 | 9.9 | 87.1 | 22.5 | 52.3 | 49.7 | 27 | 86.4 | 9.6 | 131 |  |  | 2023 | 601.6 | 547.9 | 558.4 | 343.8 | 218.4 | 39.8 | 0.1 | 24.6 | 66.3 | 215.6 | 434.1 | 505.2 | 2023 | 539.6 | 491.9 | 496.4 | 287.4 | 162.4 | 10.5 | 0 | 5.9 | 22.2 | 164.1 | 374.1 | 443.2 | 2997.7 | 2023 | 477.6 | 435.9 | 434.4 | 231.6 | 113.7 | 0 | 0 | 0 | 0.7 | 119.8 | 314.1 | 381.2 | 2023 | 415.6 | 379.9 | 372.4 | 178.9 | 73.9 | 0 | 0 | 0 | 0 | 77.6 | 254.1 | 319.2 | 2023 | 353.6 | 323.9 | 310.4 | 128.9 | 41.7 | 0 | 0 | 0 | 0 | 40.7 | 194.1 | 257.2 | 2023 | 291.6 | 267.9 | 248.4 | 83.5 | 21.1 | 0 | 0 | 0 | 0 | 18.1 | 137.9 | 195.2 | 2023 | 229.6 | 213.2 | 186.4 | 45.9 | 7 | 0 | 0 | 0 | 0 | 8.1 | 89.8 | 134.9 | [6 empty] | R-squared | 0.90563 | Adjusted R-squared | 0.90402
2000-11-01 | 2000 | 11 | 4.97 | 450.9 | 0 | 390.9 | 0 | 330.9 | 0 | 271.2 | 0.3 | 213.3 | 2.4 | 159 | 8.1 | 109.8 | 18.9 |  |  | 2024 | 648.4 | 547.1 | 491.5 | 354.7 | 164.3 | 53.4 | 5.2 | 12 | 37.4 | 194.8 | 364.9 | 586.8 | 2024 | 586.4 | 489.1 | 429.5 | 294.7 | 114.6 | 23.4 | 0.9 | 4.2 | 10.8 | 141.8 | 306.9 | 524.8 | 2927.1 | 2024 | 524.4 | 431.1 | 367.5 | 234.7 | 68 | 4.1 | 0 | 0.2 | 3.9 | 94 | 250.2 | 462.8 | 2024 | 462.4 | 373.1 | 305.5 | 175.8 | 30 | 0 | 0 | 0 | 0.4 | 55.2 | 194.2 | 400.8 | 2024 | 400.4 | 315.1 | 244.9 | 120.4 | 8.1 | 0 | 0 | 0 | 0 | 27.9 | 140.3 | 338.8 | 2024 | 338.4 | 257.1 | 185 | 70.7 | 1.8 | 0 | 0 | 0 | 0 | 8.6 | 90.7 | 276.8 | 2024 | 276.4 | 199.4 | 127 | 32.7 | 0 | 0 | 0 | 0 | 0 | 0.3 | 50.1 | 215.2 | [6 empty] | F(2, 117) | 378.428 | P-value(F) | 8.2156e-52
2000-12-01 | 2000 | 12 | -5.2774 | 783.6 | 0 | 721.6 | 0 | 659.6 | 0 | 597.6 | 0 | 535.6 | 0 | 473.6 | 0 | 411.6 | 0 |  |  | 2025 | 694.54 | 620.91 | 560.74 | 398.6 | 217.13 | 59.18 | 5.59 | 11.37 | 60.73 | 235.25 | 417.39 | 572.62 | 2025 | 632.54 | 564.31 | 498.74 | 338.96 | 164.26 | 28.27 | 0.64 | 2.18 | 28.3 | 178.4 | 357.79 | 510.62 | 3305.01 | 2025 | 570.54 | 507.71 | 436.74 | 279.55 | 116.44 | 9.41 | 0 | 0.02 | 10.38 | 127.65 | 298.41 | 448.62 | 2025 | 508.54 | 451.11 | 374.74 | 221.13 | 74.8 | 2.15 | 0 | 0 | 2.27 | 83.8 | 240.7 | 386.62 | 2025 | 446.54 | 394.51 | 313.21 | 164.71 | 42.18 | 0.37 | 0 | 0 | 0.29 | 48.44 | 185.27 | 324.62 | 2025 | 384.56 | 338.02 | 252.67 | 112.07 | 19.18 | 0 | 0 | 0 | 0 | 23.59 | 134.25 | 262.99 | 2025 | 322.77 | 282.56 | 193.87 | 67.02 | 6.2 | 0 | 0 | 0 | 0 | 8.46 | 89.8 | 202.98 | [6 empty] | rho | -0.09111 | Durbin-Watson | 2.136
2001-01-01 | 2001 | 1 | -2.6871 | 703.3 | 0 | 641.3 | 0 | 579.3 | 0 | 517.3 | 0 | 455.3 | 0 | 393.3 | 0 | 331.3 | 0 |  |  | 2026 | 694.54 | 620.91 | 560.74 | 398.6 | 217.13 | 59.18 | 5.59 | 11.37 | 60.73 | 235.25 | 417.39 | 572.62 | 2026 | 632.54 | 564.31 | 498.74 | 338.96 | 164.26 | 28.27 | 0.64 | 2.18 | 28.3 | 178.4 | 357.79 | 510.62 | 3305.01 | 2026 | 570.54 | 507.71 | 436.74 | 279.55 | 116.44 | 9.41 | 0 | 0.02 | 10.38 | 127.65 | 298.41 | 448.62 | 2026 | 508.54 | 451.11 | 374.74 | 221.13 | 74.8 | 2.15 | 0 | 0 | 2.27 | 83.8 | 240.7 | 386.62 | 2026 | 446.54 | 394.51 | 313.21 | 164.71 | 42.18 | 0.37 | 0 | 0 | 0.29 | 48.44 | 185.27 | 324.62 | 2026 | 384.56 | 338.02 | 252.67 | 112.07 | 19.18 | 0 | 0 | 0 | 0 | 23.59 | 134.25 | 262.99 | 2026 | 322.77 | 282.56 | 193.87 | 67.02 | 6.2 | 0 | 0 | 0 | 0 | 8.46 | 89.8 | 202.98
2001-02-01 | 2001 | 2 | -1.5679 | 603.9 | 0 | 547.9 | 0 | 491.9 | 0 | 435.9 | 0 | 379.9 | 0 | 323.9 | 0 | 267.9 | 0 | [100 empty] | Statistics based on the original data
2001-03-01 | 2001 | 3 | 0.42581 | 606.8 | 0 | 544.8 | 0 | 482.8 | 0 | 420.8 | 0 | 358.8 | 0 | 296.8 | 0 | 234.8 | 0 |  |  | CDD20 | Jan | Feb | Mar | Apr | May | June | July | August | Sept | Oct | Nov | Dec | CDD18 | Jan | Feb | Mar | Apr | May | June | July | August | Sept | Oct | Nov | Dec |  | CDD16 | Jan | Feb | Mar | Apr | May | June | July | August | Sept | Oct | Nov | Dec | CDD14 | Jan | Feb | Mar | Apr | May | June | July | August | Sept | Oct | Nov | Dec | CDD12 | Jan | Feb | Mar | Apr | May | June | July | August | Sept | Oct | Nov | Dec | CDD10 | Jan | Feb | Mar | Apr | May | June | July | August | Sept | Oct | Nov | Dec | CDD8 | Jan | Feb | Mar | Apr | May | June | July | August | Sept | Oct | Nov | Dec | [6 empty] | Mean dependent var | 46569854.4796 | S.D. dependent var | 7889713.9569
2001-04-01 | 2001 | 4 | 7.3733 | 378.8 | 0 | 318.8 | 0 | 258.8 | 0 | 201.6 | 2.8 | 149.5 | 10.7 | 103 | 24.2 | 60 | 41.2 |  |  | 2004 | 0 | 0 | 0 | 0 | 0 | 14.7 | 33.4 | 28.1 | 22.5 | 0 | 0 | 0 | 2004 | 0 | 0 | 0 | 0.7 | 0.9 | 31.6 | 75 | 66 | 55.2 | 1.2 | 0 | 0 | 230.6 | 2004 | 0 | 0 | 0 | 3.1 | 5.1 | 64 | 133 | 123 | 101.4 | 5.9 | 0 | 0 | 2004 | 0 | 0 | 0 | 7.3 | 20.4 | 109.4 | 195 | 183.8 | 153.8 | 18.1 | 0 | 0 | 2004 | 0 | 0 | 2 | 14.2 | 48.2 | 164.8 | 257 | 245.8 | 212.4 | 35.2 | 0 | 0 | 2004 | 0 | 0 | 5.6 | 27.9 | 91.4 | 224 | 319 | 307.8 | 272.4 | 60.4 | 3.1 | 0 | 2004 | 1.4 | 0 | 11.7 | 44.1 | 143 | 284 | 381 | 369.8 | 332.4 | 100.5 | 15.7 | 0.3
2001-05-01 | 2001 | 5 | 13.4839 | 206.5 | 4.5 | 149.7 | 9.7 | 100.6 | 22.6 | 55 | 39 | 17.2 | 63.2 | 2.6 | 110.6 | 0 | 170 |  |  | 2005 | 0 | 0 | 0 | 0 | 0 | 73.7 | 113 | 92.9 | 32.9 | 1.1 | 0 | 0 | 2005 | 0 | 0 | 0 | 0 | 0 | 113.8 | 170.8 | 151.8 | 74.6 | 3.8 | 0 | 0 | 514.8 | 2005 | 0 | 0 | 0 | 0 | 3.9 | 161.9 | 231.3 | 213.8 | 126.7 | 11.8 | 0 | 0 | 2005 | 0 | 0 | 0 | 1.4 | 17.2 | 220.2 | 293.3 | 275.8 | 184.6 | 21.9 | 0.3 | 0 | 2005 | 0 | 0 | 0 | 4 | 38 | 280.2 | 355.3 | 337.8 | 244.6 | 42 | 7.7 | 0 | 2005 | 0 | 0 | 0 | 12.5 | 68.1 | 340.2 | 417.3 | 399.8 | 304.6 | 79.1 | 23.5 | 0 | 2005 | 1.7 | 0 | 1.6 | 26.1 | 112.2 | 400.2 | 479.3 | 461.8 | 364.6 | 123.1 | 50.9 | 0
2001-06-01 | 2001 | 6 | 19.1933 | 64.7 | 40.5 | 35.4 | 71.2 | 16.7 | 112.5 | 5.7 | 161.5 | 0.7 | 216.5 | 0 | 275.8 | 0 | 335.8 |  |  | 2006 | 0 | 0 | 0 | 0 | 13 | 32.9 | 97.6 | 56.8 | 2.5 | 0 | 0 | 0 | 2006 | 0 | 0 | 0 | 0 | 19 | 63.7 | 150.8 | 106.3 | 13.6 | 0 | 0 | 0 | 353.4 | 2006 | 0 | 0 | 0 | 0 | 26.9 | 111.1 | 212 | 166.4 | 40.9 | 1.5 | 0 | 0 | 2006 | 0 | 0 | 0 | 0.1 | 45 | 165.2 | 274 | 228.4 | 83.8 | 9.3 | 0 | 0 | 2006 | 0 | 0 | 0 | 2.4 | 71 | 224.5 | 336 | 290.4 | 136 | 26.3 | 0 | 0 | 2006 | 0 | 0 | 2 | 10.8 | 113.5 | 284.5 | 398 | 352.4 | 194.5 | 50 | 3 | 0 | 2006 | 0 | 0 | 7 | 28.3 | 170.3 | 344.5 | 460 | 414.4 | 254.5 | 82.6 | 14.9 | 1.5
2001-07-01 | 2001 | 7 | 20.3194 | 31.5 | 41.4 | 6.5 | 78.4 | 0.9 | 134.8 | 0 | 195.9 | 0 | 257.9 | 0 | 319.9 | 0 | 381.9 |  |  | 2007 | 0 | 0 | 0 | 0 | 6.2 | 53.7 | 40 | 81.3 | 25.7 | 7.5 | 0 | 0 | 2007 | 0 | 0 | 0 | 0 | 14.6 | 94.1 | 85.7 | 132.1 | 53 | 22.1 | 0 | 0 | 401.6 | 2007 | 0 | 0 | 0 | 1.6 | 27.9 | 144 | 146.1 | 191.5 | 94.2 | 43.1 | 0 | 0 | 2007 | 0 | 0 | 0 | 5.9 | 49.3 | 200.5 | 208.1 | 253.5 | 147.2 | 68.9 | 0 | 0 | 2007 | 0 | 0 | 0 | 13.7 | 77.8 | 260.5 | 270.1 | 315.5 | 204.6 | 106.2 | 1.4 | 0 | 2007 | 0 | 0 | 1.3 | 26.2 | 115.3 | 320.5 | 332.1 | 377.5 | 263.9 | 156.4 | 3.7 | 0 | 2007 | 1.3 | 0 | 6.5 | 44.6 | 166.9 | 380.5 | 394.1 | 439.5 | 323.9 | 214.8 | 12.3 | 0 | [6 empty] | Model 5: Prais-Winsten, using observations 2015:01-2024:12 (T = 120)
2001-08-01 | 2001 | 8 | 22.8194 | 3.6 | 91 | 0 | 149.4 | 0 | 211.4 | 0 | 273.4 | 0 | 335.4 | 0 | 397.4 | 0 | 459.4 |  |  | 2008 | 0 | 0 | 0 | 0 | 0 | 32.7 | 63.6 | 32.1 | 15.8 | 0 | 0 | 0 | 2008 | 0 | 0 | 0 | 0 | 2.5 | 67.7 | 114.7 | 71.3 | 34.6 | 1.1 | 0 | 0 | 291.9 | 2008 | 0 | 0 | 0 | 0 | 7 | 109.8 | 174.4 | 126.2 | 66.7 | 3.2 | 0 | 0 | 2008 | 0 | 0 | 0 | 0 | 16.2 | 157.7 | 236.4 | 187.2 | 118 | 8.5 | 1.3 | 0 | 2008 | 2.8 | 0 | 0 | 4.5 | 38.3 | 215.5 | 298.4 | 249.2 | 178 | 23.8 | 3.3 | 0 | 2008 | 6.8 | 0 | 0 | 17.1 | 74.7 | 275.5 | 360.4 | 311.2 | 238 | 52.7 | 10.9 | 0 | 2008 | 10.8 | 0 | 0 | 40.5 | 126.7 | 335.5 | 422.4 | 373.2 | 298 | 96.8 | 22.7 | 1.5 | [6 empty] | Dependent variable: GS_lt_50_NoCDM
2001-09-01 | 2001 | 9 | 17.3167 | 100.8 | 20.3 | 56.9 | 36.4 | 30.4 | 69.9 | 13.4 | 112.9 | 5.4 | 164.9 | 1.2 | 220.7 | 0 | 279.5 |  |  | 2009 | 0 | 0 | 0 | 0 | 1.3 | 19.6 | 16.6 | 59.5 | 6.5 | 0 | 0 | 0 | 2009 | 0 | 0 | 0 | 0 | 5.4 | 42.5 | 47.8 | 107 | 25.9 | 0 | 0 | 0 | 228.6 | 2009 | 0 | 0 | 0 | 1.1 | 12.7 | 72.8 | 100.4 | 164.2 | 62.4 | 0 | 0 | 0 | 2009 | 0 | 0 | 0 | 5 | 26 | 112.6 | 162.3 | 226.2 | 111.2 | 0.9 | 0 | 0 | 2009 | 0 | 0 | 0 | 11.9 | 53.7 | 164.2 | 224.3 | 288.2 | 167.8 | 9.6 | 1.5 | 0 | 2009 | 0 | 0 | 0.9 | 24.7 | 92.5 | 223.3 | 286.3 | 350.2 | 225.8 | 35.6 | 5.4 | 0 | 2009 | 0 | 0 | 4.5 | 39.5 | 147.4 | 283.3 | 348.3 | 412.2 | 285.4 | 76.8 | 16.4 | 0.3 | [6 empty] | rho = 0.628893
2001-10-01 | 2001 | 10 | 11.5645 | 261.9 | 0.4 | 202.4 | 2.9 | 148.1 | 10.6 | 102.9 | 27.4 | 65.8 | 52.3 | 37.3 | 85.8 | 15.3 | 125.8 |  |  | 2010 | 0 | 0 | 0 | 0 | 9.6 | 28.7 | 112 | 89.8 | 22.5 | 0 | 0 | 0 | 2010 | 0 | 0 | 0 | 0 | 24.8 | 61.4 | 168.4 | 145.7 | 36.1 | 0.2 | 0 | 0 | 436.6 | 2010 | 0 | 0 | 0 | 0 | 46.8 | 105 | 229.8 | 207.7 | 56.8 | 3.4 | 0 | 0 | 2010 | 0 | 0 | 0 | 1.4 | 76.9 | 161.1 | 291.8 | 269.7 | 94.4 | 13.5 | 0 | 0 | 2010 | 0 | 0 | 0 | 9.6 | 115.5 | 221.1 | 353.8 | 331.7 | 148.7 | 30.5 | 0.6 | 0 | 2010 | 0 | 0 | 2.3 | 30.9 | 161 | 281.1 | 415.8 | 393.7 | 208.6 | 64.3 | 2.9 | 0 | 2010 | 0 | 0 | 10.5 | 62.5 | 209 | 341.1 | 477.8 | 455.7 | 268.6 | 116.2 | 8.9 | 0.3
2001-11-01 | 2001 | 11 | 8.3633 | 349.1 | 0 | 289.1 | 0 | 229.1 | 0 | 170.4 | 1.3 | 116.8 | 7.7 | 69.1 | 20 | 34 | 44.9 |  |  | 2011 | 0 | 0 | 0 | 0 | 2.7 | 12.8 | 130.5 | 63.5 | 11.6 | 0.9 | 0 | 0 | 2011 | 0 | 0 | 0 | 0 | 4.7 | 42 | 189.9 | 118.4 | 30.1 | 4.7 | 0 | 0 | 389.8 | 2011 | 0 | 0 | 0 | 0 | 9.8 | 86.4 | 251.9 | 180.4 | 65 | 11.6 | 0 | 0 | 2011 | 0 | 0 | 0 | 0 | 22.7 | 139.9 | 313.9 | 242.4 | 114.2 | 27.4 | 1 | 0 | 2011 | 0 | 0 | 0 | 1.8 | 41.4 | 199.6 | 375.9 | 304.4 | 168.9 | 48.3 | 8.7 | 0 | 2011 | 0 | 0 | 0 | 10.1 | 73.8 | 259.6 | 437.9 | 366.4 | 228.5 | 79.8 | 23.6 | 0.1 | 2011 | 0 | 0 | 2.3 | 20.1 | 126.3 | 319.6 | 499.9 | 428.4 | 288.5 | 124.4 | 51.6 | 2.6 | [7 empty] | coefficient | std. error | t-ratio | p-value
2001-12-01 | 2001 | 12 | 3.0323 | 526 | 0 | 464 | 0 | 402 | 0 | 341 | 1 | 281 | 3 | 222.3 | 6.3 | 167.4 | 13.4 |  |  | 2012 | 0 | 0 | 0 | 0 | 12.2 | 63.2 | 131 | 71.5 | 18.9 | 0 | 0 | 0 | 2012 | 0 | 0 | 0 | 0 | 23.2 | 101.7 | 193 | 130.8 | 40 | 0.5 | 0 | 0 | 489.2 | 2012 | 0 | 0 | 0 | 0 | 46.2 | 147 | 255 | 192.8 | 69.9 | 3.8 | 0 | 0 | 2012 | 0 | 0 | 0.3 | 2.4 | 77.3 | 200.1 | 317 | 254.8 | 112.9 | 11.9 | 0 | 0 | 2012 | 0 | 0 | 2.4 | 10 | 119.6 | 259 | 379 | 316.8 | 162.5 | 29.9 | 1.9 | 0 | 2012 | 0 | 0 | 12.4 | 19.3 | 172.1 | 319 | 441 | 378.8 | 221.6 | 55 | 6.1 | 1.9 | 2012 | 0 | 0 | 34.6 | 33.8 | 232.2 | 379 | 503 | 440.8 | 281.6 | 96.5 | 12.1 | 4.4 | [6 empty] | const | 12682532.2514 | 199879.7809 | 63.4508 | 1.774e-92
2002-01-01 | 2002 | 1 | 1.0129 | 588.6 | 0 | 526.6 | 0 | 464.6 | 0 | 402.6 | 0 | 340.6 | 0 | 278.6 | 0 | 216.6 | 0 |  |  | 2013 | 0 | 0 | 0 | 0 | 8.7 | 31.4 | 83.4 | 43.7 | 13.8 | 0 | 0 | 0 | 2013 | 0 | 0 | 0 | 0 | 16.2 | 55.6 | 131.6 | 91.6 | 30 | 3.1 | 0 | 0 | 328.1 | 2013 | 0 | 0 | 0 | 0 | 26.6 | 89.8 | 192.9 | 151 | 57.1 | 9.7 | 0 | 0 | 2013 | 0 | 0 | 0 | 1.6 | 43.3 | 137.6 | 254.9 | 213 | 95.4 | 26.6 | 0 | 0 | 2013 | 0 | 0 | 0 | 4.4 | 68.9 | 192.1 | 316.9 | 275 | 144.9 | 57.9 | 2.9 | 0 | 2013 | 1.1 | 0 | 0 | 10.8 | 113.4 | 252 | 378.9 | 337 | 203 | 97.9 | 8.9 | 0 | 2013 | 6.4 | 0 | 1.4 | 25.6 | 168.2 | 312 | 440.9 | 399 | 263 | 141.2 | 18.3 | 0 | [6 empty] | HDD14 | 5440.3545 | 497.7519 | 10.9299 | 1.3663e-19
2002-02-01 | 2002 | 2 | -0.017857 | 560.5 | 0 | 504.5 | 0 | 448.5 | 0 | 392.5 | 0 | 336.5 | 0 | 280.5 | 0 | 226.1 | 1.6 |  |  | 2014 | 0 | 0 | 0 | 0 | 4 | 20.8 | 31.2 | 31.5 | 18.4 | 0 | 0 | 0 | 2014 | 0 | 0 | 0 | 0 | 10 | 46.6 | 66 | 72.5 | 34.5 | 2.2 | 0 | 0 | 231.8 | 2014 | 0 | 0 | 0 | 0 | 18.2 | 86.1 | 119.5 | 126.7 | 64.6 | 6.4 | 0 | 0 | 2014 | 0 | 0 | 0 | 0 | 35.8 | 137.3 | 180.6 | 188.2 | 108.9 | 19.9 | 0 | 0 | 2014 | 0 | 0 | 0 | 1.6 | 60.6 | 195.4 | 242.6 | 250.2 | 159.2 | 41.7 | 0.1 | 0 | 2014 | 0 | 0 | 0 | 7.6 | 98.3 | 255.4 | 304.6 | 312.2 | 218.6 | 71.2 | 5.6 | 0 | 2014 | 0 | 0 | 0 | 18 | 152 | 315.4 | 366.6 | 374.2 | 278.6 | 118.9 | 14.9 | 0 | [6 empty] | CDD14 | 13519.3751 | 891.9344 | 15.1574 | 2.2526e-29
2002-03-01 | 2002 | 3 | 1.5097 | 573.2 | 0 | 511.2 | 0 | 449.2 | 0 | 387.2 | 0 | 325.2 | 0 | 263.2 | 0 | 201.2 | 0 |  |  | 2015 | 0 | 0 | 0 | 0 | 6.1 | 8 | 76.5 | 45.1 | 51 | 0 | 0 | 0 | 2015 | 0 | 0 | 0 | 0 | 16.5 | 27.9 | 125.3 | 88.5 | 83.5 | 1.2 | 0 | 0 | 342.9 | 2015 | 0 | 0 | 0 | 0 | 35.1 | 56.3 | 182.9 | 148.7 | 128.1 | 4.3 | 0.1 | 0 | 2015 | 0 | 0 | 0 | 1.6 | 60.8 | 98 | 244.9 | 210.7 | 181 | 14.4 | 4 | 0 | 2015 | 0 | 0 | 0 | 7.8 | 96.9 | 150.1 | 306.9 | 272.7 | 240.9 | 39 | 11.9 | 0 | 2015 | 0 | 0 | 0 | 20.6 | 145.2 | 206.6 | 368.9 | 334.7 | 300.9 | 76.1 | 29.1 | 1.5 | 2015 | 0 | 0 | 0 | 39.8 | 203.1 | 266.6 | 430.9 | 396.7 | 360.9 | 122.5 | 55.7 | 12.4
2002-04-01 | 2002 | 4 | 7.25 | 383.8 | 1.3 | 325.8 | 3.3 | 268.4 | 5.9 | 216 | 13.5 | 168 | 25.5 | 120.1 | 37.6 | 77.8 | 55.3 |  |  | 2016 | 0 | 0 | 0 | 0 | 13.6 | 34.6 | 95.8 | 115.9 | 42.8 | 1.8 | 0 | 0 | 2016 | 0 | 0 | 0 | 0 | 28.1 | 68.1 | 152.6 | 177.8 | 76.4 | 8.1 | 0 | 0 | 511.1 | 2016 | 0 | 0 | 0 | 0.8 | 47.7 | 110.1 | 214.5 | 239.8 | 124.7 | 24.8 | 0 | 0 | 2016 | 0 | 0 | 0 | 2.8 | 70.6 | 163.6 | 276.5 | 301.8 | 181 | 52.7 | 1.9 | 0 | 2016 | 0 | 0 | 1.8 | 5.9 | 99.9 | 221.6 | 338.5 | 363.8 | 240.9 | 87.6 | 8.4 | 0 | 2016 | 0 | 0.2 | 5.3 | 11.7 | 137.3 | 281.6 | 400.5 | 425.8 | 300.9 | 126.1 | 23.1 | 0 | 2016 | 0 | 2.9 | 13.1 | 22.7 | 186.5 | 341.6 | 462.5 | 487.8 | 360.9 | 172.3 | 52.9 | 0 | [6 empty] | Statistics based on the rho-differenced data
2002-05-01 | 2002 | 5 | 10.8484 | 285.6 | 1.9 | 227.7 | 6 | 171.7 | 12 | 117 | 19.3 | 74.2 | 38.5 | 40.6 | 66.9 | 13.5 | 101.8 |  |  | 2017 | 0 | 0 | 0 | 0 | 3.9 | 36.5 | 56.9 | 42.8 | 30.5 | 2.2 | 0 | 0 | 2017 | 0 | 0 | 0 | 0 | 7.8 | 68.4 | 113.5 | 85.4 | 60 | 9.7 | 0 | 0 | 344.8 | 2017 | 0 | 0 | 0 | 0.9 | 17.3 | 108 | 175.5 | 140.2 | 96.9 | 33.6 | 0 | 0 | 2017 | 0 | 0 | 0 | 4.7 | 29.9 | 159.1 | 237.5 | 202.2 | 142.4 | 67.9 | 0 | 0 | 2017 | 0 | 0 | 0 | 15 | 51.2 | 219.1 | 299.5 | 264.2 | 199.3 | 108.7 | 0.2 | 0 | 2017 | 0 | 0.5 | 0.2 | 33.7 | 81 | 279.1 | 361.5 | 326.2 | 258.3 | 156.7 | 3.9 | 0 | 2017 | 0 | 2.6 | 3.5 | 57.4 | 124.1 | 339.1 | 423.5 | 388.2 | 318.3 | 208.5 | 11.1 | 0 | [6 empty] | Sum squared resid | 3.761e+13 | S.E. of regression | 566966.1074
2002-06-01 | 2002 | 6 | 18.5433 | 81 | 37.3 | 47.5 | 63.8 | 22.1 | 98.4 | 9.9 | 146.2 | 3.7 | 200 | 0.2 | 256.5 | 0 | 316.3 |  |  | 2018 | 0 | 0 | 0 | 0 | 12.3 | 35.5 | 102.7 | 107.6 | 40.6 | 5.5 | 0 | 0 | 2018 | 0 | 0 | 0 | 0 | 28.2 | 57.8 | 164.2 | 165.1 | 71.2 | 9.5 | 0 | 0 | 496 | 2018 | 0 | 0 | 0 | 0 | 48.5 | 95.9 | 226.2 | 225.8 | 114.7 | 16.2 | 0 | 0 | 2018 | 0 | 0 | 0 | 0 | 75 | 151.5 | 288.2 | 287.8 | 165.4 | 28.7 | 0 | 0 | 2018 | 0 | 0 | 0 | 0 | 111.7 | 210.9 | 350.2 | 349.8 | 223.4 | 46.2 | 0 | 0 | 2018 | 0.2 | 0.4 | 0 | 1.5 | 155.4 | 270.9 | 412.2 | 411.8 | 283.4 | 70.2 | 1.7 | 0 | 2018 | 2.2 | 3.4 | 0 | 8.2 | 211.2 | 330.9 | 474.2 | 473.8 | 343.4 | 102.6 | 5.5 | 0 | [6 empty] | R-squared | 0.7559 | Adjusted R-squared | 0.75173
2002-07-01 | 2002 | 7 | 23.7484 | 6.1 | 122.3 | 1 | 179.2 | 0 | 240.2 | 0 | 302.2 | 0 | 364.2 | 0 | 426.2 | 0 | 488.2 |  |  | 2019 | 0 | 0 | 0 | 0 | 0 | 16.1 | 92 | 50 | 11.6 | 2.9 | 0 | 0 | 2019 | 0 | 0 | 0 | 0 | 0.4 | 34.1 | 152.6 | 102.7 | 35.4 | 4.9 | 0 | 0 | 330.1 | 2019 | 0 | 0 | 0 | 0 | 4.6 | 61.2 | 214.6 | 163.3 | 78.7 | 8.4 | 0 | 0 | 2019 | 0 | 0 | 0 | 0 | 14.6 | 103.6 | 276.6 | 225.3 | 133.9 | 16 | 0 | 0 | 2019 | 0 | 0 | 0 | 1.4 | 34.3 | 159.4 | 338.6 | 287.3 | 193.6 | 35.9 | 0 | 0 | 2019 | 0 | 0 | 0 | 4.8 | 65.9 | 219.2 | 400.6 | 349.3 | 253.6 | 76.3 | 0 | 0 | 2019 | 0 | 2 | 0.1 | 19.5 | 108.2 | 279.2 | 462.6 | 411.3 | 313.6 | 128.2 | 1.8 | 0 | [6 empty] | F(2, 117) | 194.3274 | P-value(F) | 6.5074e-38
2002-08-01 | 2002 | 8 | 22.3516 | 10.2 | 83.1 | 0 | 134.9 | 0 | 196.9 | 0 | 258.9 | 0 | 320.9 | 0 | 382.9 | 0 | 444.9 |  |  | 2020 | 0 | 0 | 0 | 0 | 3.4 | 47.3 | 140.9 | 68.65 | 14 | 0 | 0 | 0 | 2020 | 0 | 0 | 0 | 0 | 10 | 86.1 | 202.5 | 121.55 | 34.2 | 0 | 0 | 0 | 454.35 | 2020 | 0 | 0 | 0 | 0 | 19.3 | 131 | 264.5 | 183.55 | 64.7 | 1.3 | 0.7 | 0 | 2020 | 0 | 0 | 0 | 0 | 35.1 | 182.4 | 326.5 | 245.55 | 108.1 | 7.7 | 8.7 | 0 | 2020 | 0 | 0 | 0 | 0 | 57.7 | 239.3 | 388.5 | 307.55 | 162.9 | 25.5 | 21.1 | 0 | 2020 | 0 | 0 | 3.3 | 0.2 | 84.9 | 299.3 | 450.5 | 369.55 | 221.3 | 54.5 | 39.8 | 0 | 2020 | 0.1 | 0 | 8.1 | 6.4 | 122.2 | 359.3 | 512.5 | 431.55 | 281.3 | 93.3 | 62.6 | 0.2 | [6 empty] | rho | -0.3062 | Durbin-Watson | 2.5808
2002-09-01 | 2002 | 9 | 20.4133 | 34.3 | 46.7 | 13.8 | 86.2 | 2.4 | 134.8 | 0 | 192.4 | 0 | 252.4 | 0 | 312.4 | 0 | 372.4 |  |  | 2021 | 0 | 0 | 0 | 0 | 7.5 | 58.1 | 63.5 | 115.5 | 8.7 | 2.3 | 0 | 0 | 2021 | 0 | 0 | 0 | 0 | 16.6 | 97.2 | 111.2 | 175.2 | 33.3 | 12.5 | 0 | 0 | 446 | 2021 | 0 | 0 | 0 | 0 | 31.9 | 150.8 | 172.5 | 237.2 | 75.2 | 33.9 | 0 | 0 | 2021 | 0 | 0 | 0 | 0 | 53.6 | 209.4 | 234.5 | 299.2 | 131.2 | 66.1 | 0 | 0 | 2021 | 0 | 0 | 1.5 | 0.2 | 82.1 | 269.4 | 296.5 | 361.2 | 190.5 | 104.4 | 1.4 | 0 | 2021 | 0 | 0 | 6.8 | 3.7 | 117.5 | 329.4 | 358.5 | 423.2 | 250.5 | 151 | 9 | 1.4 | 2021 | 0 | 0 | 15.8 | 14.8 | 164 | 389.4 | 420.5 | 485.2 | 310.5 | 204.9 | 23.4 | 6.1
2002-10-01 | 2002 | 10 | 10.429 | 302.3 | 5.6 | 246.3 | 11.6 | 190.3 | 17.6 | 140.5 | 29.8 | 98.1 | 49.4 | 62 | 75.3 | 32 | 107.3 |  |  | 2022 | 0 | 0 | 0 | 0 | 9.6 | 23.1 | 79.7 | 72.6 | 21.3 | 0 | 0.4 | 0 | 2022 | 0 | 0 | 0 | 0 | 21.8 | 49.8 | 137 | 132.5 | 52.9 | 0.8 | 2.4 | 0 | 397.2 | 2022 | 0 | 0 | 0 | 0 | 38.1 | 97.3 | 198.7 | 194.5 | 93.1 | 4.8 | 4.5 | 0 | 2022 | 0 | 0 | 0 | 0 | 60.3 | 154.5 | 260.7 | 256.5 | 136.2 | 12.3 | 9.6 | 0 | 2022 | 0 | 0 | 0 | 0 | 90 | 214.5 | 322.7 | 318.5 | 188.3 | 25.1 | 20.8 | 0 | 2022 | 0 | 0 | 0.2 | 2.8 | 129.5 | 274.5 | 384.7 | 380.5 | 248 | 50.9 | 32.8 | 0.8 | 2022 | 0 | 0 | 3.2 | 15.3 | 179.5 | 334.5 | 446.7 | 442.5 | 308 | 92.5 | 50.6 | 2.8 | [6 empty] | Statistics based on the original data
2002-11-01 | 2002 | 11 | 4.68 | 459.6 | 0 | 399.6 | 0 | 339.6 | 0 | 280.7 | 1.1 | 225.1 | 5.5 | 172.4 | 12.8 | 122 | 22.4 |  |  | 2023 | 0 | 0 | 0 | 1 | 4.5 | 13.8 | 83.6 | 32.4 | 26.9 | 7.4 | 0 | 0 | 2023 | 0 | 0 | 0 | 4.6 | 10.5 | 44.5 | 145.5 | 75.7 | 42.8 | 17.9 | 0 | 0 | 341.5 | 2023 | 0 | 0 | 0 | 8.8 | 23.8 | 94 | 207.5 | 131.8 | 81.3 | 35.6 | 0 | 0 | 2023 | 0 | 0 | 0 | 16.1 | 46 | 154 | 269.5 | 193.8 | 140.6 | 55.4 | 0 | 0 | 2023 | 0 | 0 | 0 | 26.1 | 75.8 | 214 | 331.5 | 255.8 | 200.6 | 80.5 | 0 | 0 | 2023 | 0 | 0 | 0 | 40.7 | 117.2 | 274 | 393.5 | 317.8 | 260.6 | 119.9 | 3.8 | 0 | 2023 | 0 | 1.3 | 0 | 63.1 | 165.1 | 334 | 455.5 | 379.8 | 320.6 | 171.9 | 15.7 | 1.7 | [6 empty] | Mean dependent var | 14756065.6128 | S.D. dependent var | 1137774.8182
2002-12-01 | 2002 | 12 | -0.36774 | 631.4 | 0 | 569.4 | 0 | 507.4 | 0 | 445.4 | 0 | 383.4 | 0 | 321.4 | 0 | 259.4 | 0 |  |  | 2024 | 0 | 0 | 0 | 0 | 7.3 | 37.8 | 81 | 66.3 | 5.2 | 1 | 0.6 | 0 | 2024 | 0 | 0 | 0 | 0 | 19.6 | 67.8 | 138.7 | 120.5 | 38.6 | 10 | 2.6 | 0 | 397.8 | 2024 | 0 | 0 | 0 | 0 | 35 | 108.5 | 199.8 | 178.5 | 91.7 | 24.2 | 5.9 | 0 | 2024 | 0 | 0 | 0 | 1.1 | 59 | 164.4 | 261.8 | 240.3 | 148.2 | 47.4 | 9.9 | 0 | 2024 | 0 | 0 | 1.4 | 5.7 | 99.1 | 224.4 | 323.8 | 302.3 | 207.8 | 82.1 | 16 | 0 | 2024 | 0 | 0 | 3.5 | 16 | 154.8 | 284.4 | 385.8 | 364.3 | 267.8 | 124.8 | 26.4 | 0 | 2024 | 0 | 0.3 | 7.5 | 38 | 215 | 344.4 | 447.8 | 426.3 | 327.8 | 178.5 | 45.8 | 0.4
2003-01-01 | 2003 | 1 | -6.5484 | 823 | 0 | 761 | 0 | 699 | 0 | 637 | 0 | 575 | 0 | 513 | 0 | 451 | 0 |  |  | 2025 | 0 | 0 | 0 | 0.1 | 6.82 | 31.08 | 87.26 | 71.685 | 25.26 | 2.31 | 0.1 | 0 | 2025 | 0 | 0 | 0 | 0.46 | 15.95 | 60.17 | 144.31 | 124.495 | 52.83 | 7.46 | 0.5 | 0 | 406.175 | 2025 | 0 | 0 | 0 | 1.05 | 30.13 | 101.31 | 205.67 | 184.335 | 94.91 | 18.71 | 1.12 | 0 | 2025 | 0 | 0 | 0 | 2.63 | 50.49 | 154.05 | 267.67 | 246.315 | 146.8 | 36.86 | 3.41 | 0 | 2025 | 0 | 0 | 0.47 | 6.21 | 79.87 | 212.27 | 329.67 | 308.315 | 204.82 | 63.5 | 7.98 | 0 | 2025 | 0.02 | 0.11 | 1.93 | 13.57 | 118.87 | 271.9 | 391.67 | 370.315 | 264.53 | 100.65 | 16.96 | 0.37 | 2025 | 0.23 | 1.25 | 5.13 | 28.52 | 167.89 | 331.9 | 453.67 | 432.315 | 324.53 | 147.52 | 32.51 | 2.36
2003-02-01 | 2003 | 2 | -5.2143 | 706 | 0 | 650 | 0 | 594 | 0 | 538 | 0 | 482 | 0 | 426 | 0 | 370 | 0 |  |  | 2026 | 0 | 0 | 0 | 0.1 | 6.82 | 31.08 | 87.26 | 71.685 | 25.26 | 2.31 | 0.1 | 0 | 2026 | 0 | 0 | 0 | 0.46 | 15.95 | 60.17 | 144.31 | 124.495 | 52.83 | 7.46 | 0.5 | 0 | 406.175 | 2026 | 0 | 0 | 0 | 1.05 | 30.13 | 101.31 | 205.67 | 184.335 | 94.91 | 18.71 | 1.12 | 0 | 2026 | 0 | 0 | 0 | 2.63 | 50.49 | 154.05 | 267.67 | 246.315 | 146.8 | 36.86 | 3.41 | 0 | 2026 | 0 | 0 | 0.47 | 6.21 | 79.87 | 212.27 | 329.67 | 308.315 | 204.82 | 63.5 | 7.98 | 0 | 2026 | 0.02 | 0.11 | 1.93 | 13.57 | 118.87 | 271.9 | 391.67 | 370.315 | 264.53 | 100.65 | 16.96 | 0.37 | 2026 | 0.23 | 1.25 | 5.13 | 28.52 | 167.89 | 331.9 | 453.67 | 432.315 | 324.53 | 147.52 | 32.51 | 2.36
2003-03-01 | 2003 | 3 | -0.20323 | 626.3 | 0 | 564.3 | 0 | 502.3 | 0 | 440.3 | 0 | 378.3 | 0 | 316.3 | 0 | 258.1 | 3.8
2003-04-01 | 2003 | 4 | 5.29 | 441.3 | 0 | 382.8 | 1.5 | 326.2 | 4.9 | 270.7 | 9.4 | 216.7 | 15.4 | 163.9 | 22.6 | 118.2 | 36.9
2003-05-01 | 2003 | 5 | 10.5677 | 292.4 | 0 | 230.4 | 0 | 169.4 | 1 | 110.4 | 4 | 61.2 | 16.8 | 24.1 | 41.7 | 6.3 | 85.9 |  |  |  | Apr: 10 Year Average |  |  |  |  | 10 Year Average | [13 empty] | 10 Year Average | [12 empty] | 10 Year Average | [12 empty] | 10 Year Average | [12 empty] | 10 Year Average | [12 empty] | 10 Year Average
2003-06-01 | 2003 | 6 | 17.5067 | 106.3 | 31.5 | 68.1 | 53.3 | 37.8 | 83 | 18.8 | 124 | 4.9 | 170.1 | 0.8 | 226 | 0 | 285.2 |  |  |  | June: HDD20; July: CDD20 | [6 empty] | HDD18 | CDD18 | [12 empty] | HDD16 | CDD16 | [11 empty] | HDD14 | CDD14 | [11 empty] | HDD12 | CDD12 | [11 empty] | HDD10 | CDD10 | [11 empty] | HDD8 | CDD8 | [11 empty] | Model 6: Prais-Winsten, using observations 2015:01-2024:12 (T = 120)
2003-07-01 | 2003 | 7 | 20.7097 | 20.6 | 42.6 | 3.4 | 87.4 | 0 | 146 | 0 | 208 | 0 | 270 | 0 | 332 | 0 | 394 |  |  |  | Apr: Burlington Pier; May: January; June: 694.54; July: 0 |  |  |  |  | Burlington Pier | January | 632.54 | 0 | [10 empty] | Burlington Pier | January | 570.54 | 0 | [9 empty] | Burlington Pier | January | 508.54 | 0 | [9 empty] | Burlington Pier | January | 446.54 | 0 | [9 empty] | Burlington Pier | January | 384.56 | 0.02 | [9 empty] | Burlington Pier | January | 322.77 | 0.23 | [11 empty] | Dependent variable: GS_gt_50_NoCDM
2003-08-01 | 2003 | 8 | 21.7935 | 13.2 | 68.8 | 1.4 | 119 | 0 | 179.6 | 0 | 241.6 | 0 | 303.6 | 0 | 365.6 | 0 | 427.6 |  |  |  | Apr: Burlington Pier; May: February; June: 620.91; July: 0 |  |  |  |  | Burlington Pier | February | 564.31 | 0 | [10 empty] | Burlington Pier | February | 507.71 | 0 | [9 empty] | Burlington Pier | February | 451.11 | 0 | [9 empty] | Burlington Pier | February | 394.51 | 0 | [9 empty] | Burlington Pier | February | 338.02 | 0.11 | [9 empty] | Burlington Pier | February | 282.56 | 1.25 | [11 empty] | rho = 0.602551
2003-09-01 | 2003 | 9 | 17.2733 | 84.9 | 3.1 | 36.3 | 14.5 | 15.1 | 53.3 | 6.4 | 104.6 | 1.8 | 160 | 0 | 218.2 | 0 | 278.2 |  |  |  | Apr: Burlington Pier; May: March; June: 560.74; July: 0 |  |  |  |  | Burlington Pier | March | 498.74 | 0 | [10 empty] | Burlington Pier | March | 436.74 | 0 | [9 empty] | Burlington Pier | March | 374.74 | 0 | [9 empty] | Burlington Pier | March | 313.21 | 0.47 | [9 empty] | Burlington Pier | March | 252.67 | 1.93 | [9 empty] | Burlington Pier | March | 193.87 | 5.13
2003-10-01 | 2003 | 10 | 9.1032 | 337.8 | 0 | 275.8 | 0 | 213.8 | 0 | 153 | 1.2 | 99.2 | 9.4 | 54 | 26.2 | 20.6 | 54.8 |  |  |  | Apr: Burlington Pier; May: April; June: 398.6; July: 0.1 |  |  |  |  | Burlington Pier | April | 338.96 | 0.46 | [10 empty] | Burlington Pier | April | 279.55 | 1.05 | [9 empty] | Burlington Pier | April | 221.13 | 2.63 | [9 empty] | Burlington Pier | April | 164.71 | 6.21 | [9 empty] | Burlington Pier | April | 112.07 | 13.57 | [9 empty] | Burlington Pier | April | 67.02 | 28.52 | [12 empty] | coefficient | std. error | t-ratio | p-value
2003-11-01 | 2003 | 11 | 6.1 | 417 | 0 | 357 | 0 | 297 | 0 | 237 | 0 | 178.2 | 1.2 | 121.5 | 4.5 | 72.7 | 15.7 |  |  |  | Apr: Burlington Pier; May: May; June: 217.13; July: 6.82 |  |  |  |  | Burlington Pier | May | 164.26 | 15.95 | [10 empty] | Burlington Pier | May | 116.44 | 30.13 | [9 empty] | Burlington Pier | May | 74.8 | 50.49 | [9 empty] | Burlington Pier | May | 42.18 | 79.87 | [9 empty] | Burlington Pier | May | 19.18 | 118.87 | [9 empty] | Burlington Pier | May | 6.2 | 167.89 | [11 empty] | const | 66646817.5508 | 863357.9471 | 77.1949 | 3.2968e-102
2003-12-01 | 2003 | 12 | 1.3613 | 577.8 | 0 | 515.8 | 0 | 453.8 | 0 | 391.8 | 0 | 329.8 | 0 | 267.8 | 0 | 206 | 0.2 |  |  |  | Apr: Burlington Pier; May: June; June: 59.18; July: 31.08 |  |  |  |  | Burlington Pier | June | 28.27 | 60.17 | [10 empty] | Burlington Pier | June | 9.41 | 101.31 | [9 empty] | Burlington Pier | June | 2.15 | 154.05 | [9 empty] | Burlington Pier | June | 0.37 | 212.27 | [9 empty] | Burlington Pier | June | 0 | 271.9 | [9 empty] | Burlington Pier | June | 0 | 331.9 | [11 empty] | HDD10 | 18240.4199 | 2875.2603 | 6.3439 | 4.3842e-09
2004-01-01 | 2004 | 1 | -7.2935 | 846.1 | 0 | 784.1 | 0 | 722.1 | 0 | 660.1 | 0 | 598.1 | 0 | 536.1 | 0 | 475.5 | 1.4 |  |  |  | Apr: Burlington Pier; May: July; June: 5.59; July: 87.26 |  |  |  |  | Burlington Pier | July | 0.64 | 144.31 | [10 empty] | Burlington Pier | July | 0 | 205.67 | [9 empty] | Burlington Pier | July | 0 | 267.67 | [9 empty] | Burlington Pier | July | 0 | 329.67 | [9 empty] | Burlington Pier | July | 0 | 391.67 | [9 empty] | Burlington Pier | July | 0 | 453.67 | [11 empty] | CDD14 | 50112.4762 | 4177.3658 | 11.9962 | 4.1448e-22
2004-02-01 | 2004 | 2 | -1.8241 | 632.9 | 0 | 574.9 | 0 | 516.9 | 0 | 458.9 | 0 | 400.9 | 0 | 342.9 | 0 | 284.9 | 0 |  |  |  | Apr: Burlington Pier; May: August; June: 11.37; July: 71.685 |  |  |  |  | Burlington Pier | August | 2.18 | 124.495 | [10 empty] | Burlington Pier | August | 0.02 | 184.335 | [9 empty] | Burlington Pier | August | 0 | 246.315 | [9 empty] | Burlington Pier | August | 0 | 308.315 | [9 empty] | Burlington Pier | August | 0 | 370.315 | [9 empty] | Burlington Pier | August | 0 | 432.315
2004-03-01 | 2004 | 3 | 2.6419 | 538.1 | 0 | 476.1 | 0 | 414.1 | 0 | 352.1 | 0 | 292.1 | 2 | 233.7 | 5.6 | 177.8 | 11.7 |  |  |  | Apr: Burlington Pier; May: September; June: 60.73; July: 25.26 |  |  |  |  | Burlington Pier | September | 28.3 | 52.83 | [10 empty] | Burlington Pier | September | 10.38 | 94.91 | [9 empty] | Burlington Pier | September | 2.27 | 146.8 | [9 empty] | Burlington Pier | September | 0.29 | 204.82 | [9 empty] | Burlington Pier | September | 0 | 264.53 | [9 empty] | Burlington Pier | September | 0 | 324.53 | [11 empty] | Statistics based on the rho-differenced data
2004-04-01 | 2004 | 4 | 6.9367 | 391.9 | 0 | 332.6 | 0.7 | 275 | 3.1 | 219.2 | 7.3 | 166.1 | 14.2 | 119.8 | 27.9 | 76 | 44.1 |  |  |  | Apr: Burlington Pier; May: October; June: 235.25; July: 2.31 |  |  |  |  | Burlington Pier | October | 178.4 | 7.46 | [10 empty] | Burlington Pier | October | 127.65 | 18.71 | [9 empty] | Burlington Pier | October | 83.8 | 36.86 | [9 empty] | Burlington Pier | October | 48.44 | 63.5 | [9 empty] | Burlington Pier | October | 23.59 | 100.65 | [9 empty] | Burlington Pier | October | 8.46 | 147.52 | [11 empty] | Sum squared resid | 949869455100496 | S.E. of regression | 2849305.5911
2004-05-01 | 2004 | 5 | 12.4323 | 234.6 | 0 | 173.5 | 0.9 | 115.7 | 5.1 | 69 | 20.4 | 34.8 | 48.2 | 16 | 91.4 | 5.6 | 143 |  |  |  | Apr: Burlington Pier; May: November; June: 417.39; July: 0.1 |  |  |  |  | Burlington Pier | November | 357.79 | 0.5 | [10 empty] | Burlington Pier | November | 298.41 | 1.12 | [9 empty] | Burlington Pier | November | 240.7 | 3.41 | [9 empty] | Burlington Pier | November | 185.27 | 7.98 | [9 empty] | Burlington Pier | November | 134.25 | 16.96 | [9 empty] | Burlington Pier | November | 89.8 | 32.51 | [11 empty] | R-squared | 0.71091 | Adjusted R-squared | 0.70597
2004-06-01 | 2004 | 6 | 17.4667 | 90.7 | 14.7 | 47.6 | 31.6 | 20 | 64 | 5.4 | 109.4 | 0.8 | 164.8 | 0 | 224 | 0 | 284 |  |  |  | Apr: Burlington Pier; May: December; June: 572.62; July: 0 |  |  |  |  | Burlington Pier | December | 510.62 | 0 | [10 empty] | Burlington Pier | December | 448.62 | 0 | [9 empty] | Burlington Pier | December | 386.62 | 0 | [9 empty] | Burlington Pier | December | 324.62 | 0 | [9 empty] | Burlington Pier | December | 262.99 | 0.37 | [9 empty] | Burlington Pier | December | 202.98 | 2.36 | [11 empty] | F(2, 117) | 146.2361 | P-value(F) | 1.4919e-32
2004-07-01 | 2004 | 7 | 20.2903 | 24.4 | 33.4 | 4 | 75 | 0 | 133 | 0 | 195 | 0 | 257 | 0 | 319 | 0 | 381 | [100 empty] | rho | -0.40887 | Durbin-Watson | 2.8041
2004-08-01 | 2004 | 8 | 19.929 | 30.3 | 28.1 | 6.2 | 66 | 1.2 | 123 | 0 | 183.8 | 0 | 245.8 | 0 | 307.8 | 0 | 369.8
2004-09-01 | 2004 | 9 | 19.08 | 50.1 | 22.5 | 22.8 | 55.2 | 9 | 101.4 | 1.4 | 153.8 | 0 | 212.4 | 0 | 272.4 | 0 | 332.4 | [100 empty] | Statistics based on the original data
2004-10-01 | 2004 | 10 | 10.9935 | 279.2 | 0 | 218.4 | 1.2 | 161.1 | 5.9 | 111.3 | 18.1 | 66.4 | 35.2 | 29.6 | 60.4 | 7.7 | 100.5 | [100 empty] | Mean dependent var | 72738785.2268 | S.D. dependent var | 5253811.1036
2004-11-01 | 2004 | 11 | 6.5667 | 403 | 0 | 343 | 0 | 283 | 0 | 223 | 0 | 163 | 0 | 106.1 | 3.1 | 58.7 | 15.7
2004-12-01 | 2004 | 12 | -0.71935 | 642.3 | 0 | 580.3 | 0 | 518.3 | 0 | 456.3 | 0 | 394.3 | 0 | 332.3 | 0 | 270.6 | 0.3
2005-01-01 | 2005 | 1 | -4.8516 | 770.4 | 0 | 708.4 | 0 | 646.4 | 0 | 584.4 | 0 | 522.4 | 0 | 460.4 | 0 | 400.1 | 1.7
2005-02-01 | 2005 | 2 | -2.7857 | 638 | 0 | 582 | 0 | 526 | 0 | 470 | 0 | 414 | 0 | 358 | 0 | 302 | 0
2005-03-01 | 2005 | 3 | -0.96129 | 649.8 | 0 | 587.8 | 0 | 525.8 | 0 | 463.8 | 0 | 401.8 | 0 | 339.8 | 0 | 279.4 | 1.6
2005-04-01 | 2005 | 4 | 7.1567 | 385.3 | 0 | 325.3 | 0 | 265.3 | 0 | 206.7 | 1.4 | 149.3 | 4 | 97.8 | 12.5 | 51.4 | 26.1
2005-05-01 | 2005 | 5 | 11.2452 | 271.4 | 0 | 209.4 | 0 | 151.3 | 3.9 | 102.6 | 17.2 | 61.4 | 38 | 29.5 | 68.1 | 11.6 | 112.2
2005-06-01 | 2005 | 6 | 21.34 | 33.5 | 73.7 | 13.6 | 113.8 | 1.7 | 161.9 | 0 | 220.2 | 0 | 280.2 | 0 | 340.2 | 0 | 400.2
2005-07-01 | 2005 | 7 | 23.4613 | 5.7 | 113 | 1.5 | 170.8 | 0 | 231.3 | 0 | 293.3 | 0 | 355.3 | 0 | 417.3 | 0 | 479.3
2005-08-01 | 2005 | 8 | 22.8968 | 3.1 | 92.9 | 0 | 151.8 | 0 | 213.8 | 0 | 275.8 | 0 | 337.8 | 0 | 399.8 | 0 | 461.8
2005-09-01 | 2005 | 9 | 20.1533 | 28.3 | 32.9 | 10 | 74.6 | 2.1 | 126.7 | 0 | 184.6 | 0 | 244.6 | 0 | 304.6 | 0 | 364.6
2005-10-01 | 2005 | 10 | 11.6774 | 259.1 | 1.1 | 199.8 | 3.8 | 145.8 | 11.8 | 93.9 | 21.9 | 52 | 42 | 27.1 | 79.1 | 9.1 | 123.1
2005-11-01 | 2005 | 11 | 6.7867 | 396.4 | 0 | 336.4 | 0 | 276.4 | 0 | 216.7 | 0.3 | 164.1 | 7.7 | 119.9 | 23.5 | 87.3 | 50.9
2005-12-01 | 2005 | 12 | -1.9742 | 681.2 | 0 | 619.2 | 0 | 557.2 | 0 | 495.2 | 0 | 433.2 | 0 | 371.2 | 0 | 309.2 | 0
2006-01-01 | 2006 | 1 | 1.6419 | 569.1 | 0 | 507.1 | 0 | 445.1 | 0 | 383.1 | 0 | 321.1 | 0 | 259.1 | 0 | 197.1 | 0
2006-02-01 | 2006 | 2 | -1.7714 | 609.6 | 0 | 553.6 | 0 | 497.6 | 0 | 441.6 | 0 | 385.6 | 0 | 329.6 | 0 | 273.6 | 0
2006-03-01 | 2006 | 3 | 2.2613 | 549.9 | 0 | 487.9 | 0 | 425.9 | 0 | 363.9 | 0 | 301.9 | 0 | 241.9 | 2 | 184.9 | 7
2006-04-01 | 2006 | 4 | 7.61 | 371.7 | 0 | 311.7 | 0 | 251.7 | 0 | 191.8 | 0.1 | 134.1 | 2.4 | 82.5 | 10.8 | 40 | 28.3
2006-05-01 | 2006 | 5 | 13.4516 | 216 | 13 | 160 | 19 | 105.9 | 26.9 | 62 | 45 | 26 | 71 | 6.5 | 113.5 | 1.3 | 170.3
2006-06-01 | 2006 | 6 | 19.4833 | 48.4 | 32.9 | 19.2 | 63.7 | 6.6 | 111.1 | 0.7 | 165.2 | 0 | 224.5 | 0 | 284.5 | 0 | 344.5
2006-07-01 | 2006 | 7 | 22.8387 | 9.6 | 97.6 | 0.8 | 150.8 | 0 | 212 | 0 | 274 | 0 | 336 | 0 | 398 | 0 | 460
2006-08-01 | 2006 | 8 | 21.3677 | 14.4 | 56.8 | 1.9 | 106.3 | 0 | 166.4 | 0 | 228.4 | 0 | 290.4 | 0 | 352.4 | 0 | 414.4
2006-09-01 | 2006 | 9 | 16.4833 | 108 | 2.5 | 59.1 | 13.6 | 26.4 | 40.9 | 9.3 | 83.8 | 1.5 | 136 | 0 | 194.5 | 0 | 254.5
2006-10-01 | 2006 | 10 | 9.9613 | 311.2 | 0 | 249.2 | 0 | 188.7 | 1.5 | 134.5 | 9.3 | 89.5 | 26.3 | 51.2 | 50 | 21.8 | 82.6
2006-11-01 | 2006 | 11 | 5.96 | 421.2 | 0 | 361.2 | 0 | 301.2 | 0 | 241.2 | 0 | 181.2 | 0 | 124.2 | 3 | 76.1 | 14.9
2006-12-01 | 2006 | 12 | 3.2645 | 518.8 | 0 | 456.8 | 0 | 394.8 | 0 | 332.8 | 0 | 270.8 | 0 | 208.8 | 0 | 148.3 | 1.5
2007-01-01 | 2007 | 1 | -1.3516 | 661.9 | 0 | 599.9 | 0 | 537.9 | 0 | 475.9 | 0 | 413.9 | 0 | 351.9 | 0 | 291.2 | 1.3
2007-02-01 | 2007 | 2 | -6.7607 | 749.3 | 0 | 693.3 | 0 | 637.3 | 0 | 581.3 | 0 | 525.3 | 0 | 469.3 | 0 | 413.3 | 0
2007-03-01 | 2007 | 3 | 1.1548 | 584.2 | 0 | 522.2 | 0 | 460.2 | 0 | 398.2 | 0 | 336.2 | 0 | 275.5 | 1.3 | 218.7 | 6.5
2007-04-01 | 2007 | 4 | 6.0633 | 418.1 | 0 | 358.1 | 0 | 299.7 | 1.6 | 244 | 5.9 | 191.8 | 13.7 | 144.3 | 26.2 | 102.7 | 44.6
2007-05-01 | 2007 | 5 | 13.3484 | 212.4 | 6.2 | 158.8 | 14.6 | 110.1 | 27.9 | 69.5 | 49.3 | 36 | 77.8 | 11.5 | 115.3 | 1.1 | 166.9
2007-06-01 | 2007 | 6 | 20.6833 | 33.2 | 53.7 | 13.6 | 94.1 | 3.5 | 144 | 0 | 200.5 | 0 | 260.5 | 0 | 320.5 | 0 | 380.5
2007-07-01 | 2007 | 7 | 20.7129 | 17.9 | 40 | 1.6 | 85.7 | 0 | 146.1 | 0 | 208.1 | 0 | 270.1 | 0 | 332.1 | 0 | 394.1
2007-08-01 | 2007 | 8 | 22.1774 | 13.8 | 81.3 | 2.6 | 132.1 | 0 | 191.5 | 0 | 253.5 | 0 | 315.5 | 0 | 377.5 | 0 | 439.5
2007-09-01 | 2007 | 9 | 18.7967 | 61.8 | 25.7 | 29.1 | 53 | 10.3 | 94.2 | 3.3 | 147.2 | 0.7 | 204.6 | 0 | 263.9 | 0 | 323.9
2007-10-01 | 2007 | 10 | 14.8903 | 165.9 | 7.5 | 118.5 | 22.1 | 77.5 | 43.1 | 41.3 | 68.9 | 16.6 | 106.2 | 4.8 | 156.4 | 1.2 | 214.8
2007-11-01 | 2007 | 11 | 4.6067 | 461.8 | 0 | 401.8 | 0 | 341.8 | 0 | 281.8 | 0 | 223.2 | 1.4 | 165.5 | 3.7 | 114.1 | 12.3
2007-12-01 | 2007 | 12 | -0.61613 | 639.1 | 0 | 577.1 | 0 | 515.1 | 0 | 453.1 | 0 | 391.1 | 0 | 329.1 | 0 | 267.1 | 0
2008-01-01 | 2008 | 1 | -0.34839 | 630.8 | 0 | 568.8 | 0 | 506.8 | 0 | 444.8 | 0 | 385.6 | 2.8 | 327.6 | 6.8 | 269.6 | 10.8
2008-02-01 | 2008 | 2 | -3.3103 | 676 | 0 | 618 | 0 | 560 | 0 | 502 | 0 | 444 | 0 | 386 | 0 | 328 | 0
2008-03-01 | 2008 | 3 | -0.29032 | 629 | 0 | 567 | 0 | 505 | 0 | 443 | 0 | 381 | 0 | 319 | 0 | 257 | 0
2008-04-01 | 2008 | 4 | 7.85 | 364.5 | 0 | 304.5 | 0 | 244.5 | 0 | 184.5 | 0 | 129 | 4.5 | 81.6 | 17.1 | 45 | 40.5
2008-05-01 | 2008 | 5 | 11.9387 | 249.9 | 0 | 190.4 | 2.5 | 132.9 | 7 | 80.1 | 16.2 | 40.2 | 38.3 | 14.6 | 74.7 | 4.6 | 126.7
2008-06-01 | 2008 | 6 | 19.1833 | 57.2 | 32.7 | 32.2 | 67.7 | 14.3 | 109.8 | 2.2 | 157.7 | 0 | 215.5 | 0 | 275.5 | 0 | 335.5
2008-07-01 | 2008 | 7 | 21.6258 | 13.2 | 63.6 | 2.3 | 114.7 | 0 | 174.4 | 0 | 236.4 | 0 | 298.4 | 0 | 360.4 | 0 | 422.4
2008-08-01 | 2008 | 8 | 20.0387 | 30.9 | 32.1 | 8.1 | 71.3 | 1 | 126.2 | 0 | 187.2 | 0 | 249.2 | 0 | 311.2 | 0 | 373.2
2008-09-01 | 2008 | 9 | 17.9333 | 77.8 | 15.8 | 36.6 | 34.6 | 8.7 | 66.7 | 0 | 118 | 0 | 178 | 0 | 238 | 0 | 298
2008-10-01 | 2008 | 10 | 10.5677 | 292.4 | 0 | 231.5 | 1.1 | 171.6 | 3.2 | 114.9 | 8.5 | 68.2 | 23.8 | 35.1 | 52.7 | 17.2 | 96.8
2008-11-01 | 2008 | 11 | 4.2067 | 473.8 | 0 | 413.8 | 0 | 353.8 | 0 | 295.1 | 1.3 | 237.1 | 3.3 | 184.7 | 10.9 | 136.5 | 22.7
2008-12-01 | 2008 | 12 | -1.3129 | 660.7 | 0 | 598.7 | 0 | 536.7 | 0 | 474.7 | 0 | 412.7 | 0 | 350.7 | 0 | 290.2 | 1.5
2009-01-01 | 2009 | 1 | -6.7387 | 828.9 | 0 | 766.9 | 0 | 704.9 | 0 | 642.9 | 0 | 580.9 | 0 | 518.9 | 0 | 456.9 | 0
2009-02-01 | 2009 | 2 | -2.075 | 618.1 | 0 | 562.1 | 0 | 506.1 | 0 | 450.1 | 0 | 394.1 | 0 | 338.1 | 0 | 282.1 | 0
2009-03-01 | 2009 | 3 | 1.5323 | 572.5 | 0 | 510.5 | 0 | 448.5 | 0 | 386.5 | 0 | 324.5 | 0 | 263.4 | 0.9 | 205 | 4.5
2009-04-01 | 2009 | 4 | 7.31 | 380.7 | 0 | 320.7 | 0 | 261.8 | 1.1 | 205.7 | 5 | 152.6 | 11.9 | 105.4 | 24.7 | 60.2 | 39.5
2009-05-01 | 2009 | 5 | 12.7548 | 225.9 | 1.3 | 168 | 5.4 | 113.3 | 12.7 | 64.6 | 26 | 30.3 | 53.7 | 7.1 | 92.5 | 0 | 147.4
2009-06-01 | 2009 | 6 | 17.4433 | 96.3 | 19.6 | 59.2 | 42.5 | 29.5 | 72.8 | 9.3 | 112.6 | 0.9 | 164.2 | 0 | 223.3 | 0 | 283.3
2009-07-01 | 2009 | 7 | 19.2355 | 40.3 | 16.6 | 9.5 | 47.8 | 0.1 | 100.4 | 0 | 162.3 | 0 | 224.3 | 0 | 286.3 | 0 | 348.3
2009-08-01 | 2009 | 8 | 21.2968 | 19.3 | 59.5 | 4.8 | 107 | 0 | 164.2 | 0 | 226.2 | 0 | 288.2 | 0 | 350.2 | 0 | 412.2
2009-09-01 | 2009 | 9 | 17.5133 | 81.1 | 6.5 | 40.5 | 25.9 | 17 | 62.4 | 5.8 | 111.2 | 2.4 | 167.8 | 0.4 | 225.8 | 0 | 285.4
2009-10-01 | 2009 | 10 | 9.6516 | 320.8 | 0 | 258.8 | 0 | 196.8 | 0 | 135.7 | 0.9 | 82.4 | 9.6 | 46.4 | 35.6 | 25.6 | 76.8
2009-11-01 | 2009 | 11 | 7.1467 | 385.6 | 0 | 325.6 | 0 | 265.6 | 0 | 205.6 | 0 | 147.1 | 1.5 | 91 | 5.4 | 42 | 16.4
2009-12-01 | 2009 | 12 | -0.71613 | 642.2 | 0 | 580.2 | 0 | 518.2 | 0 | 456.2 | 0 | 394.2 | 0 | 332.2 | 0 | 270.5 | 0.3
2010-01-01 | 2010 | 1 | -3.5871 | 731.2 | 0 | 669.2 | 0 | 607.2 | 0 | 545.2 | 0 | 483.2 | 0 | 421.2 | 0 | 359.2 | 0
2010-02-01 | 2010 | 2 | -2.0214 | 616.6 | 0 | 560.6 | 0 | 504.6 | 0 | 448.6 | 0 | 392.6 | 0 | 336.6 | 0 | 280.6 | 0
2010-03-01 | 2010 | 3 | 4.5032 | 480.4 | 0 | 418.4 | 0 | 356.4 | 0 | 294.4 | 0 | 232.4 | 0 | 172.7 | 2.3 | 118.9 | 10.5
2010-04-01 | 2010 | 4 | 9.7033 | 308.9 | 0 | 248.9 | 0 | 188.9 | 0 | 130.3 | 1.4 | 78.5 | 9.6 | 39.8 | 30.9 | 11.4 | 62.5
2010-05-01 | 2010 | 5 | 14.5484 | 178.6 | 9.6 | 131.8 | 24.8 | 91.8 | 46.8 | 59.9 | 76.9 | 36.5 | 115.5 | 20 | 161 | 6 | 209
2010-06-01 | 2010 | 6 | 19.37 | 47.6 | 28.7 | 20.3 | 61.4 | 3.9 | 105 | 0 | 161.1 | 0 | 221.1 | 0 | 281.1 | 0 | 341.1
2010-07-01 | 2010 | 7 | 23.4129 | 6.2 | 112 | 0.6 | 168.4 | 0 | 229.8 | 0 | 291.8 | 0 | 353.8 | 0 | 415.8 | 0 | 477.8
2010-08-01 | 2010 | 8 | 22.7 | 6.1 | 89.8 | 0 | 145.7 | 0 | 207.7 | 0 | 269.7 | 0 | 331.7 | 0 | 393.7 | 0 | 455.7
2010-09-01 | 2010 | 9 | 16.9533 | 113.9 | 22.5 | 67.5 | 36.1 | 28.2 | 56.8 | 5.8 | 94.4 | 0.1 | 148.7 | 0 | 208.6 | 0 | 268.6
2010-10-01 | 2010 | 10 | 11.5581 | 261.7 | 0 | 199.9 | 0.2 | 141.1 | 3.4 | 89.2 | 13.5 | 44.2 | 30.5 | 16 | 64.3 | 5.9 | 116.2
2010-11-01 | 2010 | 11 | 5.2633 | 442.1 | 0 | 382.1 | 0 | 322.1 | 0 | 262.1 | 0 | 202.7 | 0.6 | 145 | 2.9 | 91 | 8.9
2010-12-01 | 2010 | 12 | -2.4387 | 695.6 | 0 | 633.6 | 0 | 571.6 | 0 | 509.6 | 0 | 447.6 | 0 | 385.6 | 0 | 323.9 | 0.3
2011-01-01 | 2011 | 1 | -5.4419 | 788.7 | 0 | 726.7 | 0 | 664.7 | 0 | 602.7 | 0 | 540.7 | 0 | 478.7 | 0 | 416.7 | 0
2011-02-01 | 2011 | 2 | -3.6143 | 661.2 | 0 | 605.2 | 0 | 549.2 | 0 | 493.2 | 0 | 437.2 | 0 | 381.2 | 0 | 325.2 | 0
2011-03-01 | 2011 | 3 | 0.40323 | 607.5 | 0 | 545.5 | 0 | 483.5 | 0 | 421.5 | 0 | 359.5 | 0 | 297.5 | 0 | 237.8 | 2.3
2011-04-01 | 2011 | 4 | 6.1433 | 415.7 | 0 | 355.7 | 0 | 295.7 | 0 | 235.7 | 0 | 177.5 | 1.8 | 125.8 | 10.1 | 75.8 | 20.1
2011-05-01 | 2011 | 5 | 11.9677 | 251.7 | 2.7 | 191.7 | 4.7 | 134.8 | 9.8 | 85.7 | 22.7 | 42.4 | 41.4 | 12.8 | 73.8 | 3.3 | 126.3
2011-06-01 | 2011 | 6 | 18.6533 | 53.2 | 12.8 | 22.4 | 42 | 6.8 | 86.4 | 0.3 | 139.9 | 0 | 199.6 | 0 | 259.6 | 0 | 319.6
2011-07-01 | 2011 | 7 | 24.1258 | 2.6 | 130.5 | 0 | 189.9 | 0 | 251.9 | 0 | 313.9 | 0 | 375.9 | 0 | 437.9 | 0 | 499.9
2011-08-01 | 2011 | 8 | 21.8194 | 7.1 | 63.5 | 0 | 118.4 | 0 | 180.4 | 0 | 242.4 | 0 | 304.4 | 0 | 366.4 | 0 | 428.4
2011-09-01 | 2011 | 9 | 17.6167 | 83.1 | 11.6 | 41.6 | 30.1 | 16.5 | 65 | 5.7 | 114.2 | 0.4 | 168.9 | 0 | 228.5 | 0 | 288.5
2011-10-01 | 2011 | 10 | 11.5871 | 261.7 | 0.9 | 203.5 | 4.7 | 148.4 | 11.6 | 102.2 | 27.4 | 61.1 | 48.3 | 30.6 | 79.8 | 13.2 | 124.4
2011-11-01 | 2011 | 11 | 8.0533 | 358.4 | 0 | 298.4 | 0 | 238.4 | 0 | 179.4 | 1 | 127.1 | 8.7 | 82 | 23.6 | 50 | 51.6
2011-12-01 | 2011 | 12 | 2.4742 | 543.3 | 0 | 481.3 | 0 | 419.3 | 0 | 357.3 | 0 | 295.3 | 0 | 233.4 | 0.1 | 173.9 | 2.6
2012-01-01 | 2012 | 1 | -0.34516 | 630.7 | 0 | 568.7 | 0 | 506.7 | 0 | 444.7 | 0 | 382.7 | 0 | 320.7 | 0 | 258.7 | 0
2012-02-01 | 2012 | 2 | 0.84828 | 555.4 | 0 | 497.4 | 0 | 439.4 | 0 | 381.4 | 0 | 323.4 | 0 | 265.4 | 0 | 207.4 | 0
2012-03-01 | 2012 | 3 | 6.1129 | 430.5 | 0 | 368.5 | 0 | 306.5 | 0 | 244.8 | 0.3 | 184.9 | 2.4 | 132.9 | 12.4 | 93.1 | 34.6
2012-04-01 | 2012 | 4 | 7.86 | 364.2 | 0 | 304.2 | 0 | 244.2 | 0 | 186.6 | 2.4 | 134.2 | 10 | 83.5 | 19.3 | 38 | 33.8
2012-05-01 | 2012 | 5 | 15.4903 | 152 | 12.2 | 101 | 23.2 | 62 | 46.2 | 31.1 | 77.3 | 11.4 | 119.6 | 1.9 | 172.1 | 0 | 232.2
2012-06-01 | 2012 | 6 | 20.6333 | 44.2 | 63.2 | 22.7 | 101.7 | 8 | 147 | 1.1 | 200.1 | 0 | 259 | 0 | 319 | 0 | 379
2012-07-01 | 2012 | 7 | 24.2258 | 0 | 131 | 0 | 193 | 0 | 255 | 0 | 317 | 0 | 379 | 0 | 441 | 0 | 503
2012-08-01 | 2012 | 8 | 22.2194 | 2.7 | 71.5 | 0 | 130.8 | 0 | 192.8 | 0 | 254.8 | 0 | 316.8 | 0 | 378.8 | 0 | 440.8
2012-09-01 | 2012 | 9 | 17.3867 | 97.3 | 18.9 | 58.4 | 40 | 28.3 | 69.9 | 11.3 | 112.9 | 0.9 | 162.5 | 0 | 221.6 | 0 | 281.6
2012-10-01 | 2012 | 10 | 10.8161 | 284.7 | 0 | 223.2 | 0.5 | 164.5 | 3.8 | 110.6 | 11.9 | 66.6 | 29.9 | 29.7 | 55 | 9.2 | 96.5
2012-11-01 | 2012 | 11 | 4.8367 | 454.9 | 0 | 394.9 | 0 | 334.9 | 0 | 274.9 | 0 | 216.8 | 1.9 | 161 | 6.1 | 107 | 12.1
2012-12-01 | 2012 | 12 | 2.5355 | 541.4 | 0 | 479.4 | 0 | 417.4 | 0 | 355.4 | 0 | 293.4 | 0 | 233.3 | 1.9 | 173.8 | 4.4
2013-01-01 | 2013 | 1 | -0.74839 | 643.2 | 0 | 581.2 | 0 | 519.2 | 0 | 457.2 | 0 | 395.2 | 0 | 334.3 | 1.1 | 277.6 | 6.4
2013-02-01 | 2013 | 2 | -2.9821 | 643.5 | 0 | 587.5 | 0 | 531.5 | 0 | 475.5 | 0 | 419.5 | 0 | 363.5 | 0 | 307.5 | 0
2013-03-01 | 2013 | 3 | 1.1194 | 585.3 | 0 | 523.3 | 0 | 461.3 | 0 | 399.3 | 0 | 337.3 | 0 | 275.3 | 0 | 214.7 | 1.4
2013-04-01 | 2013 | 4 | 6.0467 | 418.6 | 0 | 358.6 | 0 | 298.6 | 0 | 240.2 | 1.6 | 183 | 4.4 | 129.4 | 10.8 | 84.2 | 25.6
2013-05-01 | 2013 | 5 | 13.3129 | 216 | 8.7 | 161.5 | 16.2 | 109.9 | 26.6 | 64.6 | 43.3 | 28.2 | 68.9 | 10.7 | 113.4 | 3.5 | 168.2
2013-06-01 | 2013 | 6 | 18.4 | 79.4 | 31.4 | 43.6 | 55.6 | 17.8 | 89.8 | 5.6 | 137.6 | 0.1 | 192.1 | 0 | 252 | 0 | 312
2013-07-01 | 2013 | 7 | 22.2226 | 14.5 | 83.4 | 0.7 | 131.6 | 0 | 192.9 | 0 | 254.9 | 0 | 316.9 | 0 | 378.9 | 0 | 440.9
2013-08-01 | 2013 | 8 | 20.871 | 16.7 | 43.7 | 2.6 | 91.6 | 0 | 151 | 0 | 213 | 0 | 275 | 0 | 337 | 0 | 399
2013-09-01 | 2013 | 9 | 16.7667 | 110.8 | 13.8 | 67 | 30 | 34.1 | 57.1 | 12.4 | 95.4 | 1.9 | 144.9 | 0 | 203 | 0 | 263
2013-10-01 | 2013 | 10 | 11.8548 | 252.5 | 0 | 193.6 | 3.1 | 138.2 | 9.7 | 93.1 | 26.6 | 62.4 | 57.9 | 40.4 | 97.9 | 21.7 | 141.2
2013-11-01 | 2013 | 11 | 3.7767 | 486.7 | 0 | 426.7 | 0 | 366.7 | 0 | 306.7 | 0 | 249.6 | 2.9 | 195.6 | 8.9 | 145 | 18.3
2013-12-01 | 2013 | 12 | -2.129 | 686 | 0 | 624 | 0 | 562 | 0 | 500 | 0 | 438 | 0 | 376 | 0 | 314 | 0
2014-01-01 | 2014 | 1 | -6.9065 | 834.1 | 0 | 772.1 | 0 | 710.1 | 0 | 648.1 | 0 | 586.1 | 0 | 524.1 | 0 | 462.1 | 0
2014-02-01 | 2014 | 2 | -6.8786 | 752.6 | 0 | 696.6 | 0 | 640.6 | 0 | 584.6 | 0 | 528.6 | 0 | 472.6 | 0 | 416.6 | 0
2014-03-01 | 2014 | 3 | -2.9806 | 712.4 | 0 | 650.4 | 0 | 588.4 | 0 | 526.4 | 0 | 464.4 | 0 | 402.4 | 0 | 340.4 | 0
2014-04-01 | 2014 | 4 | 5.8567 | 424.3 | 0 | 364.3 | 0 | 304.3 | 0 | 244.3 | 0 | 185.9 | 1.6 | 131.9 | 7.6 | 82.3 | 18
2014-05-01 | 2014 | 5 | 12.8613 | 225.3 | 4 | 169.3 | 10 | 115.5 | 18.2 | 71.1 | 35.8 | 33.9 | 60.6 | 9.6 | 98.3 | 1.3 | 152
2014-06-01 | 2014 | 6 | 18.5133 | 65.4 | 20.8 | 31.2 | 46.6 | 10.7 | 86.1 | 1.9 | 137.3 | 0 | 195.4 | 0 | 255.4 | 0 | 315.4
2014-07-01 | 2014 | 7 | 19.8258 | 36.6 | 31.2 | 9.4 | 66 | 0.9 | 119.5 | 0 | 180.6 | 0 | 242.6 | 0 | 304.6 | 0 | 366.6
2014-08-01 | 2014 | 8 | 20.071 | 29.3 | 31.5 | 8.3 | 72.5 | 0.5 | 126.7 | 0 | 188.2 | 0 | 250.2 | 0 | 312.2 | 0 | 374.2
2014-09-01 | 2014 | 9 | 17.2867 | 99.8 | 18.4 | 55.9 | 34.5 | 26 | 64.6 | 10.3 | 108.9 | 0.6 | 159.2 | 0 | 218.6 | 0 | 278.6
2014-10-01 | 2014 | 10 | 11.7129 | 256.9 | 0 | 197.1 | 2.2 | 139.3 | 6.4 | 90.8 | 19.9 | 50.6 | 41.7 | 18.1 | 71.2 | 3.8 | 118.9
2014-11-01 | 2014 | 11 | 3.2833 | 501.5 | 0 | 441.5 | 0 | 381.5 | 0 | 321.5 | 0 | 261.6 | 0.1 | 207.1 | 5.6 | 156.4 | 14.9
2014-12-01 | 2014 | 12 | 1.2548 | 581.1 | 0 | 519.1 | 0 | 457.1 | 0 | 395.1 | 0 | 333.1 | 0 | 271.1 | 0 | 209.1 | 0 | Res_NoCDM | GS_lt_50_NoCDM | GS_gt_50_NoCDM
2015-01-01 | 2015 | 1 | -5.8581 | 801.6 | 0 | 739.6 | 0 | 677.6 | 0 | 615.6 | 0 | 553.6 | 0 | 491.6 | 0 | 429.6 | 0 | 26.4041 | 97.5608 | 2500.7745 | Feb: -5.8581; Mar: 97.5608 | [79 empty] | 49127092.147 | 15817525.2155 | 79694681.6945 | 47664698.7832 | 16031614.4987 | 75613807.9596
2015-02-01 | 2015 | 2 | -11.1393 | 871.9 | 0 | 815.9 | 0 | 759.9 | 0 | 703.9 | 0 | 647.9 | 0 | 591.9 | 0 | 535.9 | 0 | 25.1282 | 100.8355 | 2586.4624 | Feb: -11.1393; Mar: 100.8355 | [79 empty] | 42235859.0332 | 14777649.2442 | 74376312.8538 | 49438406.3753 | 16511997.8035 | 77443322.0727
2015-03-01 | 2015 | 3 | -1.1613 | 656 | 0 | 594 | 0 | 532 | 0 | 470 | 0 | 408 | 0 | 346 | 0 | 284 | 0 | 22.9292 | 93.6462 | 2426.1898 | Feb: -1.1613; Mar: 93.6462 | [79 empty] | 42686019.9195 | 15200272.2729 | 77468239.0131 | 44739989.5486 | 15239498.8794 | 72958002.8263
2015-04-01 | 2015 | 4 | 7.27 | 381.9 | 0 | 321.9 | 0 | 261.9 | 0 | 203.5 | 1.6 | 149.7 | 7.8 | 102.5 | 20.6 | 61.7 | 39.8 | 21.0311 | 85.2105 | 2270.6847 | Feb: 7.27; Mar: 85.2105 | [79 empty] | 37892574.8058 | 13384863.3017 | 70027916.1723 | 39542688.3745 | 13811275.398 | 68596640.5495
2015-05-01 | 2015 | 5 | 14.5355 | 175.5 | 6.1 | 123.9 | 16.5 | 80.5 | 35.1 | 44.2 | 60.8 | 18.3 | 96.9 | 4.6 | 145.2 | 0.5 | 203.1 | 21.5102 | 83.1347 | 2314.041 | Feb: 14.5355; Mar: 83.1347 | [79 empty] | 40054347.692 | 13530179.3304 | 73743857.3316 | 42113350.0577 | 13744973.9278 | 69777562.0336
2015-06-01 | 2015 | 6 | 16.8867 | 101.4 | 8 | 61.3 | 27.9 | 29.7 | 56.3 | 11.4 | 98 | 3.5 | 150.1 | 0 | 206.6 | 0 | 266.6 | 25.1953 | 88.144 | 2455.8434 | Feb: 16.8867; Mar: 88.144 | [79 empty] | 45422610.5783 | 13858885.3591 | 75664536.4909 | 45080586.3795 | 14069451.0531 | 71557840.216
2015-07-01 | 2015 | 7 | 21.9 | 17.6 | 76.5 | 4.4 | 125.3 | 0 | 182.9 | 0 | 244.9 | 0 | 306.9 | 0 | 368.9 | 0 | 430.9 | 28.8461 | 94.3854 | 2584.5675 | Feb: 21.9; Mar: 94.3854 | [79 empty] | 53739568.4646 | 15331961.3879 | 82284876.6502 | 59170784.8516 | 15993427.2141 | 78919362.9662
2015-08-01 | 2015 | 8 | 20.7968 | 20.4 | 45.1 | 1.8 | 88.5 | 0 | 148.7 | 0 | 210.7 | 0 | 272.7 | 0 | 334.7 | 0 | 396.7 | 29.217 | 95.8102 | 2544.5478 | Feb: 20.7968; Mar: 95.8102 | [79 empty] | 54462241.3508 | 15575294.4166 | 81168529.8094 | 55837112.8308 | 15531064.5856 | 77205516.281
2015-09-01 | 2015 | 9 | 20.03 | 50.1 | 51 | 22.6 | 83.5 | 7.2 | 128.1 | 0.1 | 181 | 0 | 240.9 | 0 | 300.9 | 0 | 360.9 | 26.1159 | 90.4176 | 2551.6159 | Feb: 20.03; Mar: 90.4176 | [79 empty] | 47137858.2371 | 14205506.4453 | 78691834.9687 | 52944090.5942 | 15130083.1805 | 75717175.7385
2015-10-01 | 2015 | 10 | 11.5871 | 260.8 | 0 | 200 | 1.2 | 141.1 | 4.3 | 89.2 | 14.4 | 51.8 | 39 | 26.9 | 76.1 | 11.3 | 122.5 | 22.078 | 81.0484 | 2299.9608 | Feb: 11.5871; Mar: 81.0484 | [79 empty] | 41235519.1234 | 13170519.4741 | 73009956.128 | 38494401.3893 | 13362490.8768 | 67859104.5022
2015-11-01 | 2015 | 11 | 7.9633 | 361.1 | 0 | 301.1 | 0 | 241.2 | 0.1 | 185.1 | 4 | 133 | 11.9 | 90.2 | 29.1 | 56.8 | 55.7 | 20.8654 | 84.2302 | 2331.9278 | Feb: 7.9633; Mar: 84.2302 | [79 empty] | 37717263.0096 | 13225827.5028 | 71846695.2872 | 39407024.1587 | 13743619.3749 | 68492553.3279
2015-12-01 | 2015 | 12 | 5.2742 | 456.5 | 0 | 394.5 | 0 | 332.5 | 0 | 270.5 | 0 | 208.5 | 0 | 148 | 1.5 | 96.9 | 12.4 | 22.0435 | 87.0796 | 2277.3121 | Feb: 5.2742; Mar: 87.0796 | [79 empty] | 41179905.8959 | 14139805.5315 | 72643978.4465 | 40732575.4532 | 14154148.1512 | 69346399.6917
2016-01-01 | 2016 | 1 | -2.1613 | 687 | 0 | 625 | 0 | 563 | 0 | 501 | 0 | 439 | 0 | 377 | 0 | 315 | 0 | 24.2046 | 92.9942 | 2464.3621 | Feb: -2.1613; Mar: 92.9942 | [79 empty] | 45255473.7138 | 15123271.8896 | 78763477.3896 | 45362695.4983 | 15408149.8698 | 73523455.8423
2016-02-01 | 2016 | 2 | -0.76897 | 602.3 | 0 | 544.3 | 0 | 486.3 | 0 | 428.3 | 0 | 370.3 | 0 | 312.5 | 0.2 | 257.2 | 2.9 | 22.7505 | 93.954 | 2491.4631 | Feb: -0.76897; Mar: 93.954 | [79 empty] | 39790337.4727 | 14350816.4251 | 74636760.5654 | 43902349.6099 | 15012636.0956 | 72346948.7606
2016-03-01 | 2016 | 3 | 3.4452 | 513.2 | 0 | 451.2 | 0 | 389.2 | 0 | 327.2 | 0 | 267 | 1.8 | 208.5 | 5.3 | 154.3 | 13.1 | 21.3331 | 88.7472 | 2403.6728 | Feb: 3.4452; Mar: 88.7472 | [79 empty] | 39893155.2317 | 14493124.9606 | 77047328.7413 | 41871524.7224 | 14462616.2529 | 70449945.094
2016-04-01 | 2016 | 4 | 4.9667 | 451 | 0 | 391 | 0 | 331.8 | 0.8 | 273.8 | 2.8 | 216.9 | 5.9 | 162.7 | 11.7 | 113.7 | 22.7 | 20.7034 | 84.8541 | 2363.1126 | Feb: 4.9667; Mar: 84.8541 | [79 empty] | 37464228.9907 | 13407795.4961 | 73374646.9172 | 41071795.7181 | 14209955.5714 | 69754848.7972
2016-05-01 | 2016 | 5 | 13.871 | 203.6 | 13.6 | 156.1 | 28.1 | 113.7 | 47.7 | 74.6 | 70.6 | 41.9 | 99.9 | 17.3 | 137.3 | 4.5 | 186.5 | 22.4485 | 83.6676 | 2350.0315 | Feb: 13.871; Mar: 83.6676 | [79 empty] | 41966514.7497 | 13731027.0316 | 75400761.093 | 43679266.377 | 14042850.5814 | 70500317.6325
2016-06-01 | 2016 | 6 | 19.3867 | 53 | 34.6 | 26.5 | 68.1 | 8.5 | 110.1 | 2 | 163.6 | 0 | 221.6 | 0 | 281.6 | 0 | 341.6 | 28.2945 | 92.14 | 2545.0754 | Feb: 19.3867; Mar: 92.14 | [79 empty] | 51191605.5086 | 14550745.5671 | 78871885.2689 | 51286177.6952 | 14905182.7273 | 74845218.6531
2016-07-01 | 2016 | 7 | 22.9194 | 5.3 | 95.8 | 0.1 | 152.6 | 0 | 214.5 | 0 | 276.5 | 0 | 338.5 | 0 | 400.5 | 0 | 462.5 | 33.345 | 100.2212 | 2652.9738 | Feb: 22.9194; Mar: 100.2212 | [79 empty] | 62342093.2676 | 16348284.1025 | 85038422.4448 | 62251019.8183 | 16420639.4673 | 80502917.2133
2016-08-01 | 2016 | 8 | 23.7355 | 0.1 | 115.9 | 0 | 177.8 | 0 | 239.8 | 0 | 301.8 | 0 | 363.8 | 0 | 425.8 | 0 | 487.8 | 32.5826 | 102.6595 | 2753.1116 | Feb: 23.7355; Mar: 102.6595 | [79 empty] | 60905685.0266 | 16739654.638 | 88248238.6206 | 64717157.3074 | 16762679.6574 | 81770762.8606
2016-09-01 | 2016 | 9 | 20.03 | 41.9 | 42.8 | 15.5 | 76.4 | 3.8 | 124.7 | 0.1 | 181 | 0 | 240.9 | 0 | 300.9 | 0 | 360.9 | 27.8718 | 91.2836 | 2548.4104 | Feb: 20.03; Mar: 91.2836 | [79 empty] | 50436740.7856 | 14440145.1735 | 78975239.7965 | 52944090.5942 | 15130083.1805 | 75717175.7385
2016-10-01 | 2016 | 10 | 13.2097 | 212.3 | 1.8 | 156.6 | 8.1 | 111.3 | 24.8 | 77.2 | 52.7 | 50.1 | 87.6 | 26.6 | 126.1 | 10.8 | 172.3 | 22.3961 | 81.5957 | 2314.6955 | Feb: 13.2097; Mar: 81.5957 | [79 empty] | 41879541.5445 | 13350527.709 | 74338761.9724 | 41986676.6851 | 13814998.6889 | 69772940.2138
2016-11-01 | 2016 | 11 | 8.2367 | 352.9 | 0 | 292.9 | 0 | 232.9 | 0 | 174.8 | 1.9 | 121.3 | 8.4 | 76 | 23.1 | 45.8 | 52.9 | 20.9755 | 84.5459 | 2344.1964 | Feb: 8.2367; Mar: 84.5459 | [79 empty] | 37972992.3035 | 13437723.2445 | 72857624.1483 | 38995425.9259 | 13659193.0356 | 68128303.1657
2016-12-01 | 2016 | 12 | -0.032258 | 621 | 0 | 559 | 0 | 497 | 0 | 435 | 0 | 373 | 0 | 311 | 0 | 249 | 0 | 23.3289 | 90.8135 | 2343.9056 | Feb: -0.032258; Mar: 90.8135 | [79 empty] | 43646992.0625 | 14912204.78 | 75276873.3241 | 44036934.4442 | 15049086.471 | 72319588.1308
2017-01-01 | 2017 | 1 | -0.34194 | 630.6 | 0 | 568.6 | 0 | 506.6 | 0 | 444.6 | 0 | 382.6 | 0 | 320.6 | 0 | 258.6 | 0 | 23.7449 | 94.6038 | 2425.1889 | Feb: -0.34194; Mar: 94.6038 | [79 empty] | 44428210.4376 | 15552205.7789 | 77812185.5376 | 44229772.4157 | 15101313.8744 | 72494696.1616
2017-02-01 | 2017 | 2 | 1.1714 | 527.2 | 0 | 471.2 | 0 | 415.2 | 0 | 359.2 | 0 | 303.2 | 0 | 247.7 | 0.5 | 193.8 | 2.6 | 22.4593 | 92.7558 | 2492.0594 | Feb: 1.1714; Mar: 92.7558 | [79 empty] | 38008250.6442 | 13871440.3714 | 69707884.4284 | 42514317.9608 | 14636707.5978 | 71164969.5529
2017-03-01 | 2017 | 3 | 0.54194 | 603.2 | 0 | 541.2 | 0 | 479.2 | 0 | 417.2 | 0 | 355.2 | 0 | 293.4 | 0.2 | 234.7 | 3.5 | 21.2054 | 89.5968 | 2483.7875 | Feb: 0.54194; Mar: 89.5968 | [79 empty] | 39754350.8508 | 14837407.964 | 76997412.3191 | 43679380.7053 | 14952248.1604 | 71998556.7411
2017-04-01 | 2017 | 4 | 8.93 | 332.1 | 0 | 272.1 | 0 | 213 | 0.9 | 156.8 | 4.7 | 107.1 | 15 | 65.8 | 33.7 | 29.5 | 57.4 | 19.5967 | 83.5246 | 2323.194 | Feb: 8.93; Mar: 83.5246 | [79 empty] | 35550881.0574 | 13390657.5565 | 69695820.2099 | 38906786.9415 | 13599120.9043 | 68082565.8163
2017-05-01 | 2017 | 5 | 11.7839 | 258.6 | 3.9 | 200.5 | 7.8 | 148 | 17.3 | 98.6 | 29.9 | 57.9 | 51.2 | 25.7 | 81 | 6.8 | 124.1 | 20.5328 | 82.1725 | 2384.9183 | Feb: 11.7839; Mar: 82.1725 | [79 empty] | 38527675.264 | 13605380.149 | 73710670.1007 | 40194096.6494 | 13623180.5234 | 68613959.3791
2017-06-01 | 2017 | 6 | 19.3033 | 57.4 | 36.5 | 29.3 | 68.4 | 8.9 | 108 | 0 | 159.1 | 0 | 219.1 | 0 | 279.1 | 0 | 339.1 | 25.8843 | 88.7027 | 2562.2118 | Feb: 19.3033; Mar: 88.7027 | [79 empty] | 46993946.4706 | 14207511.7416 | 76943218.9914 | 50807362.0625 | 14833464.8303 | 74619712.5103
2017-07-01 | 2017 | 7 | 21.6613 | 5.4 | 56.9 | 0 | 113.5 | 0 | 175.5 | 0 | 237.5 | 0 | 299.5 | 0 | 361.5 | 0 | 423.5 | 29.4547 | 93.8896 | 2603.4614 | Feb: 21.6613; Mar: 93.8896 | [79 empty] | 55250414.6772 | 15533752.3341 | 80788009.8822 | 58449464.005 | 15893383.8383 | 78548530.6425
2017-08-01 | 2017 | 8 | 20.5226 | 26.6 | 42.8 | 7.2 | 85.4 | 0 | 140.2 | 0 | 202.2 | 0 | 264.2 | 0 | 326.2 | 0 | 388.2 | 27.7248 | 91.5138 | 2599.384 | Feb: 20.5226; Mar: 91.5138 | [79 empty] | 52000413.8838 | 15160539.9267 | 80742066.773 | 55008568.6151 | 15416149.8972 | 76779560.2335
2017-09-01 | 2017 | 9 | 18.61 | 72.2 | 30.5 | 41.7 | 60 | 18.6 | 96.9 | 4.1 | 142.4 | 1 | 199.3 | 0 | 258.3 | 0 | 318.3 | 25.0576 | 88.4995 | 2555.577 | Feb: 18.61; Mar: 88.4995 | [79 empty] | 45504410.0904 | 14204164.5192 | 76743976.6638 | 49261874.2517 | 14629996.7196 | 73782834.1582
2017-10-01 | 2017 | 10 | 14.6581 | 167.8 | 2.2 | 113.3 | 9.7 | 75.2 | 33.6 | 47.5 | 67.9 | 26.3 | 108.7 | 12.3 | 156.7 | 2.1 | 208.5 | 21.8298 | 83.9727 | 2412.711 | Feb: 14.6581; Mar: 83.9727 | [79 empty] | 40966849.297 | 13926867.1118 | 74943627.5545 | 42871716.22 | 13858914.661 | 70273811.8475
2017-11-01 | 2017 | 11 | 5.07 | 447.9 | 0 | 387.9 | 0 | 327.9 | 0 | 267.9 | 0 | 208.1 | 0.2 | 151.8 | 3.9 | 99 | 11.1 | 21.4678 | 87.1086 | 2440.3577 | Feb: 5.07; Mar: 87.1086 | [79 empty] | 39001404.5036 | 13988763.7043 | 73430363.4453 | 40680348.5026 | 14140003.2294 | 69415713.2873
2017-12-01 | 2017 | 12 | -2.9419 | 711.2 | 0 | 649.2 | 0 | 587.2 | 0 | 525.2 | 0 | 463.2 | 0 | 401.2 | 0 | 339.2 | 0 | 25.0788 | 93.7316 | 2403.0223 | Feb: -2.9419; Mar: 93.7316 | [79 empty] | 47108304.7102 | 15562822.2968 | 74717172.3361 | 45848807.8848 | 15539806.4494 | 73964874.0032
2018-01-01 | 2018 | 1 | -3.9452 | 742.3 | 0 | 680.3 | 0 | 618.3 | 0 | 556.3 | 0 | 494.3 | 0 | 432.5 | 0.2 | 372.5 | 2.2 | 25.3216 | 98.2566 | 2563.198 | Feb: -3.9452; Mar: 98.2566 | [79 empty] | 47709598.684 | 16341548.7679 | 79618055.1323 | 46473522.5633 | 15709001.4752 | 74535799.1452
2018-02-01 | 2018 | 2 | -0.28929 | 568.1 | 0 | 512.1 | 0 | 456.1 | 0 | 400.1 | 0 | 344.1 | 0 | 288.5 | 0.4 | 235.5 | 3.4 | 23.3137 | 95.5096 | 2509.7356 | Feb: -0.28929; Mar: 95.5096 | [79 empty] | 39687279.8987 | 14352800.5985 | 70553686.8917 | 43335888.0686 | 14859218.098 | 71909178.6837
2018-03-01 | 2018 | 3 | 0.77742 | 595.9 | 0 | 533.9 | 0 | 471.9 | 0 | 409.9 | 0 | 347.9 | 0 | 285.9 | 0 | 223.9 | 0 | 21.7931 | 91.2722 | 2432.7753 | Feb: 0.77742; Mar: 91.2722 | [79 empty] | 41074250.1133 | 15228033.4292 | 76019363.6511 | 43532743.4978 | 14912533.5723 | 71861753.592
2018-04-01 | 2018 | 4 | 4.0233 | 479.3 | 0 | 419.3 | 0 | 359.3 | 0 | 299.3 | 0 | 239.3 | 0 | 180.8 | 1.5 | 127.5 | 8.2 | 20.9287 | 87.9466 | 2402.4043 | Feb: 4.0233; Mar: 87.9466 | [79 empty] | 38168978.328 | 14186658.2599 | 72504561.4105 | 41311089.3677 | 14310830.3616 | 69944685.4635
2018-05-01 | 2018 | 5 | 14.7903 | 173.8 | 12.3 | 127.7 | 28.2 | 86 | 48.5 | 50.5 | 75 | 25.2 | 111.7 | 6.9 | 155.4 | 0.7 | 211.2 | 21.8748 | 87.4339 | 2403.6294 | Feb: 14.7903; Mar: 87.4339 | [79 empty] | 41244600.5427 | 14557839.0905 | 75108611.1699 | 43624056.1957 | 13971223.2878 | 70531112.161
2018-06-01 | 2018 | 6 | 19.03 | 64.6 | 35.5 | 26.9 | 57.8 | 5 | 95.9 | 0.6 | 151.5 | 0 | 210.9 | 0 | 270.9 | 0 | 330.9 | 28.5319 | 94.2446 | 2638.1165 | Feb: 19.03; Mar: 94.2446 | [79 empty] | 52144868.7574 | 15372235.9212 | 76769190.9293 | 50078598.431 | 14733981.7922 | 74238857.6914
2018-07-01 | 2018 | 7 | 23.2968 | 0.5 | 102.7 | 0 | 164.2 | 0 | 226.2 | 0 | 288.2 | 0 | 350.2 | 0 | 412.2 | 0 | 474.2 | 34.3874 | 101.4584 | 2732.6431 | Feb: 23.2968; Mar: 101.4584 | [79 empty] | 64966905.9721 | 17119387.7519 | 82170576.6887 | 63391486.5623 | 16578816.156 | 81089233.1846
2018-08-01 | 2018 | 8 | 23.2839 | 5.8 | 107.6 | 1.3 | 165.1 | 0 | 225.8 | 0 | 287.8 | 0 | 349.8 | 0 | 411.8 | 0 | 473.8 | 33.4715 | 99.9786 | 2739.4233 | Feb: 23.2839; Mar: 99.9786 | [79 empty] | 63232261.1867 | 16940976.5826 | 82374458.4481 | 63352496.2462 | 16573408.406 | 81069188.1941
2018-09-01 | 2018 | 9 | 19.4467 | 57.2 | 40.6 | 27.8 | 71.2 | 11.3 | 114.7 | 2 | 165.4 | 0 | 223.4 | 0 | 283.4 | 0 | 343.4 | 27.8019 | 92.2096 | 2562.9919 | Feb: 19.4467; Mar: 92.2096 | [79 empty] | 50855019.4014 | 15120534.4132 | 74890624.2075 | 51461634.1174 | 14929517.6025 | 74935421.1102
2018-10-01 | 2018 | 10 | 10.6452 | 295.5 | 5.5 | 237.5 | 9.5 | 182.2 | 16.2 | 132.7 | 28.7 | 88.2 | 46.2 | 50.2 | 70.2 | 20.6 | 102.6 | 21.4995 | 83.8015 | 2360.4929 | Feb: 10.6452; Mar: 83.8015 | [79 empty] | 40650132.6161 | 14207629.2439 | 71126370.9669 | 40762102.2459 | 13792473.3627 | 69000714.6946
2018-11-01 | 2018 | 11 | 2.92 | 512.4 | 0 | 452.4 | 0 | 392.4 | 0 | 332.4 | 0 | 272.4 | 0 | 214.1 | 1.7 | 157.9 | 5.5 | 22.2935 | 89.1051 | 2431.0709 | Feb: 2.92; Mar: 89.1051 | [79 empty] | 40817846.8308 | 14691641.0746 | 70890027.7263 | 41975978.6237 | 14490906.0964 | 70552091.4453
2018-12-01 | 2018 | 12 | 1.3548 | 578 | 0 | 516 | 0 | 454 | 0 | 392 | 0 | 330 | 0 | 268 | 0 | 206 | 0 | 24.1739 | 91.3455 | 2326.9015 | Feb: 1.3548; Mar: 91.3455 | [79 empty] | 45902493.0455 | 15557414.9052 | 70258464.4857 | 43173181.0301 | 14815151.2263 | 71535250.0763
2019-01-01 | 2019 | 1 | -4.5806 | 762 | 0 | 700 | 0 | 638 | 0 | 576 | 0 | 514 | 0 | 452 | 0 | 390 | 0 | 24.91 | 96.9981 | 2550.7624 | Feb: -4.5806; Mar: 96.9981 | [79 empty] | 47310902.7907 | 16535161.595 | 77017720.9837 | 46869242.1507 | 15816176.4594 | 74891487.3327
2019-02-01 | 2019 | 2 | -2.4179 | 627.7 | 0 | 571.7 | 0 | 515.7 | 0 | 459.7 | 0 | 403.7 | 0 | 347.7 | 0 | 293.7 | 2 | 24.5998 | 99.1409 | 2556.7321 | Feb: -2.4179; Mar: 99.1409 | [79 empty] | 42211303.1142 | 15287128.8961 | 69584021.6736 | 44533090.475 | 15183463.2278 | 72989011.5401
2019-03-01 | 2019 | 3 | 0.048387 | 618.5 | 0 | 556.5 | 0 | 494.5 | 0 | 432.5 | 0 | 370.5 | 0 | 308.5 | 0 | 246.6 | 0.1 | 22.3948 | 94.1367 | 2470.0195 | Feb: 0.048387; Mar: 94.1367 | [79 empty] | 42541593.4377 | 16050310.1972 | 74426627.3636 | 43986716.2224 | 15035485.5846 | 72273987.0811
2019-04-01 | 2019 | 4 | 6.27 | 411.9 | 0 | 351.9 | 0 | 291.9 | 0 | 231.9 | 0 | 173.3 | 1.4 | 116.7 | 4.8 | 71.4 | 19.5 | 20.3545 | 86.5734 | 2336.724 | Feb: 6.27; Mar: 86.5734 | [79 empty] | 37536349.7611 | 14274222.4983 | 68208973.0535 | 39957206.1094 | 13944150.4664 | 68775474.5498
2019-05-01 | 2019 | 5 | 11.0581 | 277.2 | 0 | 215.6 | 0.4 | 157.8 | 4.6 | 105.8 | 14.6 | 63.5 | 34.3 | 33.1 | 65.9 | 13.4 | 108.2 | 19.9946 | 82.4492 | 2287.6452 | Feb: 11.0581; Mar: 82.4492 | [79 empty] | 38099337.0846 | 14029473.7994 | 69285910.7435 | 38847345.5397 | 13455504.637 | 67982217.6007
2019-06-01 | 2019 | 6 | 17.3067 | 96.9 | 16.1 | 54.9 | 34.1 | 22 | 61.2 | 4.4 | 103.6 | 0.2 | 159.4 | 0 | 219.2 | 0 | 279.2 | 24.5276 | 88.5151 | 2387.6711 | Feb: 17.3067; Mar: 88.5151 | [79 empty] | 45232822.4081 | 14575779.1006 | 70340791.4334 | 45485839.7831 | 14107077.072 | 71838470.0826
2019-07-01 | 2019 | 7 | 22.9226 | 1.4 | 92 | 0 | 152.6 | 0 | 214.6 | 0 | 276.6 | 0 | 338.6 | 0 | 400.6 | 0 | 462.6 | 33.1355 | 100.4075 | 2683.5581 | Feb: 22.9226; Mar: 100.4075 | [79 empty] | 63142023.7316 | 17103909.4017 | 81692876.1234 | 62260767.3973 | 16421991.4048 | 80507928.4609
2019-08-01 | 2019 | 8 | 21.2677 | 10.7 | 50 | 1.4 | 102.7 | 0 | 163.3 | 0 | 225.3 | 0 | 287.3 | 0 | 349.3 | 0 | 411.3 | 30.565 | 96.2292 | 2570.4907 | Feb: 21.2677; Mar: 96.2292 | [79 empty] | 58238131.055 | 16383214.7028 | 78330561.8133 | 57260259.366 | 15728447.4621 | 77937158.4331
2019-09-01 | 2019 | 9 | 18.4533 | 58 | 11.6 | 21.8 | 35.4 | 5.1 | 78.7 | 0.3 | 133.9 | 0 | 193.6 | 0 | 253.6 | 0 | 313.6 | 24.0273 | 88.1668 | 2437.2427 | Feb: 18.4533; Mar: 88.1668 | [79 empty] | 44304376.3785 | 14536936.0039 | 71728053.5033 | 48356998.339 | 14494408.684 | 73356878.1107
2019-10-01 | 2019 | 10 | 12.1258 | 247 | 2.9 | 187 | 4.9 | 128.5 | 8.4 | 74.1 | 16 | 32 | 35.9 | 10.4 | 76.3 | 0.3 | 128.2 | 20.6783 | 81.4083 | 2290.8239 | Feb: 12.1258; Mar: 81.4083 | [79 empty] | 39423259.702 | 13867496.305 | 69595229.1933 | 38347044.5941 | 13301972.5236 | 67638317.5362
2019-11-01 | 2019 | 11 | 2.5333 | 524 | 0 | 464 | 0 | 404 | 0 | 344 | 0 | 284 | 0 | 224 | 0 | 165.8 | 1.8 | 21.9312 | 87.6912 | 2289.593 | Feb: 2.5333; Mar: 87.6912 | [79 empty] | 40460397.0254 | 14353293.6062 | 70061546.8832 | 42208991.1726 | 14554014.2089 | 70732671.602
2019-12-01 | 2019 | 12 | 1.2129 | 582.4 | 0 | 520.4 | 0 | 458.4 | 0 | 396.4 | 0 | 334.4 | 0 | 272.4 | 0 | 210.4 | 0 | 23.8938 | 89.8445 | 2239.1445 | Feb: 1.2129; Mar: 89.8445 | [79 empty] | 45553447.3489 | 15207078.9073 | 70940575.5732 | 43261565.1004 | 14839088.7862 | 71615507.9238
2020-01-01 | 2020 | 1 | 0.2 | 613.8 | 0 | 551.8 | 0 | 489.8 | 0 | 427.8 | 0 | 365.8 | 0 | 303.8 | 0 | 241.9 | 0.1 | 23.5533 | 90.8267 | 2438.7232 | Feb: 0.2; Mar: 90.8267 | [79 empty] | 44911593.7134 | 15460614.9324 | 76432025.258 | 43892305.9655 | 15009915.9184 | 72188257.1077
2020-02-01 | 2020 | 2 | -1.3517 | 619.2 | 0 | 561.2 | 0 | 503.2 | 0 | 445.2 | 0 | 387.2 | 0 | 329.2 | 0 | 271.2 | 0 | 22.929 | 91.4813 | 2424.6933 | Feb: -1.3517; Mar: 91.4813 | [79 empty] | 40905172.1993 | 14562080.2899 | 71230216.1886 | 44241824.7889 | 15104578.0871 | 72651563.7725
2020-03-01 | 2020 | 3 | 3.8065 | 502 | 0 | 440 | 0 | 378 | 0 | 316 | 0 | 254 | 0 | 195.3 | 3.3 | 138.1 | 8.1 | 22.097 | 81.1064 | 2260.9834 | Feb: 3.8065; Mar: 81.1064 | [79 empty] | 42164842.6851 | 13828647.6474 | 71001661.1192 | 41646547.089 | 14401684.2822 | 70209171.5517
2020-04-01 | 2020 | 4 | 5.9667 | 421 | 0 | 361 | 0 | 301 | 0 | 241 | 0 | 181 | 0 | 121.2 | 0.2 | 67.4 | 6.4 | 21.9548 | 68.835 | 2003.4112 | Feb: 5.9667; Mar: 68.835 | [79 empty] | 40550697.1709 | 11361907.0049 | 60883665.0498 | 40140000.4366 | 13993657.6926 | 68857556.4392
2020-05-01 | 2020 | 5 | 11.1774 | 276.9 | 3.4 | 221.5 | 10 | 168.8 | 19.3 | 122.6 | 35.1 | 83.2 | 57.7 | 48.4 | 84.9 | 23.7 | 122.2 | 23.911 | 68.3125 | 2038.5972 | Feb: 11.1774; Mar: 68.3125 | [79 empty] | 45655296.6567 | 11649396.3624 | 63891673.9804 | 41183065.6866 | 13824049.7826 | 69288601.7863
2020-06-01 | 2020 | 6 | 19.9767 | 48 | 47.3 | 26.8 | 86.1 | 11.7 | 131 | 3.1 | 182.4 | 0 | 239.3 | 0 | 299.3 | 0 | 359.3 | 32.2065 | 81.8588 | 2332.8035 | Feb: 19.9767; Mar: 81.8588 | [79 empty] | 59532998.1425 | 13516522.7199 | 70683945.911 | 53140818.5664 | 15165331.3692 | 75787333.2052
2020-07-01 | 2020 | 7 | 24.5323 | 0.4 | 140.9 | 0 | 202.5 | 0 | 264.5 | 0 | 326.5 | 0 | 388.5 | 0 | 450.5 | 0 | 512.5 | 37.8281 | 92.8203 | 2421.403 | Feb: 24.5323; Mar: 92.8203 | [79 empty] | 72305754.6283 | 15828746.0774 | 75739065.8416 | 67124809.3225 | 17096608.2225 | 83008541.0221
2020-08-01 | 2020 | 8 | 21.921 | 9.1 | 68.65 | 0 | 121.55 | 0 | 183.55 | 0 | 245.55 | 0 | 307.55 | 0 | 369.55 | 0 | 431.55 | 33.4045 | 90.7341 | 2409.9694 | Feb: 21.921; Mar: 90.7341 | [79 empty] | 63879386.1142 | 15475786.4349 | 75530851.7722 | 59234144.1152 | 16002214.8079 | 78951936.0757
2020-09-01 | 2020 | 9 | 17.3767 | 92.7 | 14 | 52.9 | 34.2 | 23.4 | 64.7 | 6.8 | 108.1 | 1.6 | 162.9 | 0 | 221.3 | 0 | 281.3 | 25.3721 | 80.1731 | 2259.7103 | Feb: 17.3767; Mar: 80.1731 | [79 empty] | 46969020.6 | 13348828.7924 | 65350821.7028 | 45972690.3314 | 14180971.1108 | 72063976.2253
2020-10-01 | 2020 | 10 | 10.4839 | 295 | 0 | 233 | 0 | 172.3 | 1.3 | 116.7 | 7.7 | 72.5 | 25.5 | 39.5 | 54.5 | 16.3 | 93.3 | 21.3309 | 75.5758 | 2083.2855 | Feb: 10.4839; Mar: 75.5758 | [79 empty] | 40798366.0858 | 12958296.1499 | 63677703.6335 | 38393714.035 | 13421520.8131 | 67753180.2022
2020-11-01 | 2020 | 11 | 8.1367 | 355.9 | 0 | 295.9 | 0 | 236.6 | 0.7 | 184.6 | 8.7 | 137 | 21.1 | 95.7 | 39.8 | 58.5 | 62.6 | 22.2026 | 79.9163 | 2139.8805 | Feb: 8.1367; Mar: 79.9163 | [79 empty] | 41142966.5716 | 13270098.5074 | 63426058.5641 | 39855116.7277 | 13804440.2606 | 68828404.2752
2020-12-01 | 2020 | 12 | 1.4806 | 574.1 | 0 | 512.1 | 0 | 450.1 | 0 | 388.1 | 0 | 326.1 | 0 | 264.1 | 0 | 202.3 | 0.2 | 25.0177 | 82.0569 | 2164.6889 | Feb: 1.4806; Mar: 82.0569 | [79 empty] | 47931193.0574 | 14143324.8649 | 66367198.4947 | 43094840.6042 | 14793933.8436 | 71464112.4388
2021-01-01 | 2021 | 1 | -0.9 | 647.9 | 0 | 585.9 | 0 | 523.9 | 0 | 461.9 | 0 | 399.9 | 0 | 337.9 | 0 | 275.9 | 0 | 25.5872 | 83.2443 | 2188.6274 | Feb: -0.9; Mar: 83.2443 | [79 empty] | 49036599.02 | 14381534.3917 | 66761890.6204 | 44577282.5102 | 15195432.0078 | 72810255.4254
2021-02-01 | 2021 | 2 | -3.75 | 665 | 0 | 609 | 0 | 553 | 0 | 497 | 0 | 441 | 0 | 385 | 0 | 329 | 0 | 25.5541 | 87.3969 | 2297.2795 | Feb: -3.75; Mar: 87.3969 | [79 empty] | 44239591.5047 | 13667119.5907 | 63358967.9196 | 45282346.3435 | 15386388.4517 | 73669379.2013
2021-03-01 | 2021 | 3 | 3.5161 | 511 | 0 | 449 | 0 | 387 | 0 | 325 | 0 | 264.5 | 1.5 | 207.8 | 6.8 | 154.8 | 15.8 | 22.5437 | 82.5931 | 2211.2642 | Feb: 3.5161; Mar: 82.5931 | [79 empty] | 43218533.9893 | 14309991.7898 | 67520952.2188 | 41827332.6873 | 14450647.4729 | 70437176.8001
2021-04-01 | 2021 | 4 | 6.7767 | 396.7 | 0 | 336.7 | 0 | 276.7 | 0 | 216.7 | 0 | 156.9 | 0.2 | 100.4 | 3.7 | 51.5 | 14.8 | 21.11 | 74.9049 | 2068.3188 | Feb: 6.7767; Mar: 74.9049 | [79 empty] | 39165169.4739 | 12572792.9889 | 60994721.518 | 39651879.3212 | 13861457.0776 | 68478155.7059
2021-05-01 | 2021 | 5 | 13.1677 | 219.3 | 7.5 | 166.4 | 16.6 | 119.7 | 31.9 | 79.4 | 53.6 | 45.9 | 82.1 | 19.3 | 117.5 | 3.8 | 164 | 24.5709 | 75.5845 | 2101.2895 | Feb: 13.1677; Mar: 75.5845 | [79 empty] | 47117065.9585 | 13147250.1879 | 64228014.8172 | 42118596.9313 | 13839134.9064 | 69684886.3773
2021-06-01 | 2021 | 6 | 20.98 | 28.7 | 58.1 | 7.8 | 97.2 | 1.4 | 150.8 | 0 | 209.4 | 0 | 269.4 | 0 | 329.4 | 0 | 389.4 | 29.398 | 80.3127 | 2486.0826 | Feb: 20.98; Mar: 80.3127 | [79 empty] | 54507390.4431 | 13511808.387 | 73762071.1164 | 55710394.3037 | 15513489.3979 | 77140370.0619
2021-07-01 | 2021 | 7 | 21.5645 | 15 | 63.5 | 0.7 | 111.2 | 0 | 172.5 | 0 | 234.5 | 0 | 296.5 | 0 | 358.5 | 0 | 420.5 | 32.218 | 88.2481 | 2511.9125 | Feb: 21.5645; Mar: 88.2481 | [79 empty] | 61736270.9277 | 15349955.5861 | 76779118.4156 | 58157036.6348 | 15852825.713 | 78398193.2139
2021-08-01 | 2021 | 8 | 23.6516 | 2.3 | 115.5 | 0 | 175.2 | 0 | 237.2 | 0 | 299.2 | 0 | 361.2 | 0 | 423.2 | 0 | 485.2 | 33.5913 | 94.0772 | 2689.4 | Feb: 23.6516; Mar: 94.0772 | [79 empty] | 64473872.4124 | 16375542.7851 | 82287571.7148 | 64463720.2532 | 16727529.2821 | 81640470.4225
2021-09-01 | 2021 | 9 | 18.35 | 58.2 | 8.7 | 22.8 | 33.3 | 4.7 | 75.2 | 0.7 | 131.2 | 0 | 190.5 | 0 | 250.5 | 0 | 310.5 | 26.8792 | 84.0239 | 2420.8078 | Feb: 18.35; Mar: 84.0239 | [79 empty] | 49910611.897 | 14161395.9842 | 71607496.014 | 48101848.6212 | 14460082.5131 | 73221574.425
2021-10-01 | 2021 | 10 | 14.5903 | 170 | 2.3 | 118.2 | 12.5 | 77.6 | 33.9 | 47.8 | 66.1 | 24.1 | 104.4 | 8.7 | 151 | 0.6 | 204.9 | 21.4515 | 77.0962 | 2264.8956 | Feb: 14.5903; Mar: 77.0962 | [79 empty] | 41149312.3816 | 13417367.1832 | 69158586.3132 | 42702285.9845 | 13836211.8921 | 70117943.8788
2021-11-01 | 2021 | 11 | 5.9 | 423 | 0 | 363 | 0 | 303 | 0 | 243 | 0 | 184.4 | 1.4 | 132 | 9 | 86.4 | 23.4 | 21.9822 | 81.6855 | 2348.5273 | Feb: 5.9; Mar: 81.6855 | [79 empty] | 40886298.8662 | 13769731.3823 | 69469437.6124 | 40180175.014 | 14004538.4017 | 69054552.9738
2021-12-01 | 2021 | 12 | 3.0161 | 526.5 | 0 | 464.5 | 0 | 402.5 | 0 | 340.5 | 0 | 278.5 | 0 | 217.9 | 1.4 | 160.6 | 6.1 | 24.4553 | 84.6459 | 2331.6857 | Feb: 3.0161; Mar: 84.6459 | [79 empty] | 46938659.3508 | 14754878.5814 | 71198021.9116 | 42138685.6621 | 14534972.9681 | 70621405.0408
2022-01-01 | 2022 | 1 | -6.1355 | 810.2 | 0 | 748.2 | 0 | 686.2 | 0 | 624.2 | 0 | 562.2 | 0 | 500.2 | 0 | 438.2 | 0 | 26.1547 | 90.2869 | 2429.2399 | Feb: -6.1355; Mar: 90.2869 | [79 empty] | 50264546.6528 | 15788558.3865 | 74478066.1882 | 47837449.466 | 16078401.5476 | 75770675.5705
2022-02-01 | 2022 | 2 | -2.5964 | 632.7 | 0 | 576.7 | 0 | 520.7 | 0 | 464.7 | 0 | 408.7 | 0 | 352.7 | 0 | 296.7 | 0 | 25.2698 | 93.4249 | 2497.4752 | Feb: -2.5964; Mar: 93.4249 | [79 empty] | 43857792.1818 | 14751049.0398 | 67971284.9778 | 44633526.9185 | 15210665.0004 | 73080213.6395
2022-03-01 | 2022 | 3 | 2.0097 | 557.7 | 0 | 495.7 | 0 | 433.7 | 0 | 371.7 | 0 | 309.7 | 0 | 247.9 | 0.2 | 188.9 | 3.2 | 22.8188 | 87.8671 | 2422.2891 | Feb: 2.0097; Mar: 87.8671 | [79 empty] | 43860485.7108 | 15389914.6931 | 72988414.7675 | 42765409.0695 | 14704712.0294 | 71168617.6369
2022-04-01 | 2022 | 4 | 6.2133 | 413.6 | 0 | 353.6 | 0 | 293.6 | 0 | 233.6 | 0 | 173.6 | 0 | 116.4 | 2.8 | 68.9 | 15.3 | 21.1744 | 81.7519 | 2274.4494 | Feb: 6.2133; Mar: 81.7519 | [79 empty] | 39331597.2398 | 13876561.3465 | 66254711.5571 | 39991354.5002 | 13953399.0691 | 68770002.4238
2022-05-01 | 2022 | 5 | 13.7387 | 203.7 | 9.6 | 153.9 | 21.8 | 108.2 | 38.1 | 68.4 | 60.3 | 36.1 | 90 | 13.6 | 129.5 | 1.6 | 179.5 | 22.5278 | 80.8682 | 2324.0495 | Feb: 13.7387; Mar: 80.8682 | [79 empty] | 43290007.7687 | 14211702.9998 | 70028259.3467 | 42550724.5492 | 13869870.8198 | 69916669.5744
2022-06-01 | 2022 | 6 | 19.15 | 48.6 | 23.1 | 15.3 | 49.8 | 2.8 | 97.3 | 0 | 154.5 | 0 | 214.5 | 0 | 274.5 | 0 | 334.5 | 28.434 | 88.6328 | 2517.5762 | Feb: 19.15; Mar: 88.6328 | [79 empty] | 52900848.2977 | 15055174.6531 | 73412523.1364 | 50358973.4281 | 14771275.7048 | 74389195.1199
2022-07-01 | 2022 | 7 | 22.4097 | 5 | 79.7 | 0.3 | 137 | 0 | 198.7 | 0 | 260.7 | 0 | 322.7 | 0 | 384.7 | 0 | 446.7 | 33.2638 | 95.5224 | 2581.6286 | Feb: 22.4097; Mar: 95.5224 | [79 empty] | 63898027.8267 | 16754433.3065 | 77789632.926 | 60710902.335 | 16207033.3407 | 79711140.0897
2022-08-01 | 2022 | 8 | 22.2742 | 2.1 | 72.6 | 0 | 132.5 | 0 | 194.5 | 0 | 256.5 | 0 | 318.5 | 0 | 380.5 | 0 | 442.5 | 32.508 | 95.1331 | 2641.5912 | Feb: 22.2742; Mar: 95.1331 | [79 empty] | 62500468.3557 | 16753992.9598 | 79678316.7156 | 60301504.0166 | 16150251.9653 | 79500667.6898
2022-09-01 | 2022 | 9 | 18.2667 | 73.3 | 21.3 | 44.9 | 52.9 | 25.1 | 93.1 | 8.2 | 136.2 | 0.3 | 188.3 | 0 | 248 | 0 | 308 | 25.9304 | 85.2484 | 2472.6428 | Feb: 18.2667; Mar: 85.2484 | [79 empty] | 48263159.8847 | 14523776.6131 | 70692856.5052 | 48739882.2369 | 14568482.0475 | 73472136.8059
2022-10-01 | 2022 | 10 | 10.5258 | 293.7 | 0 | 232.5 | 0.8 | 174.5 | 4.8 | 120 | 12.3 | 70.8 | 25.1 | 34.6 | 50.9 | 14.2 | 92.5 | 20.4828 | 78.609 | 2227.5931 | Feb: 10.5258; Mar: 78.609 | [79 empty] | 39368582.4137 | 13812237.2665 | 66086004.2949 | 38908390.7221 | 13501663.1085 | 67894319.5353
2022-11-01 | 2022 | 11 | 6.7567 | 397.7 | 0.4 | 339.7 | 2.4 | 281.8 | 4.5 | 226.9 | 9.6 | 178.1 | 20.8 | 130.1 | 32.8 | 87.9 | 50.6 | 21.7069 | 85.1239 | 2348.9797 | Feb: 6.7567; Mar: 85.1239 | [79 empty] | 40432823.9426 | 14497454.9198 | 67580147.0845 | 40792537.2507 | 14046734.6947 | 69500975.9473
2022-12-01 | 2022 | 12 | 1.1452 | 584.5 | 0 | 522.5 | 0 | 460.5 | 0 | 398.5 | 0 | 336.5 | 0 | 275.3 | 0.8 | 215.3 | 2.8 | 24.294 | 89.0488 | 2361.6277 | Feb: 1.1452; Mar: 89.0488 | [79 empty] | 46713356.4716 | 15707320.5731 | 69037463.8741 | 43303748.4067 | 14850513.5307 | 71668405.1414
2023-01-01 | 2023 | 1 | 0.59355 | 601.6 | 0 | 539.6 | 0 | 477.6 | 0 | 415.6 | 0 | 353.6 | 0 | 291.6 | 0 | 229.6 | 0 | 24.1993 | 91.3043 | 2454.513 | Feb: 0.59355; Mar: 91.3043 | [79 empty] | 46583116.5192 | 16124970.6597 | 71676689.9471 | 43647241.0434 | 14943543.5931 | 71965723.9853
2023-02-01 | 2023 | 2 | 0.43214 | 547.9 | 0 | 491.9 | 0 | 435.9 | 0 | 379.9 | 0 | 323.9 | 0 | 267.9 | 0 | 213.2 | 1.3 | 23.5026 | 92.5796 | 2499.7154 | Feb: 0.43214; Mar: 92.5796 | [79 empty] | 40876786.0468 | 14767925.6837 | 65932492.2693 | 42930124.8369 | 14749322.9365 | 71533426.0344
2023-03-01 | 2023 | 3 | 1.9871 | 558.4 | 0 | 496.4 | 0 | 434.4 | 0 | 372.4 | 0 | 310.4 | 0 | 248.4 | 0 | 186.4 | 0 | 22.152 | 88.9758 | 2453.4409 | Feb: 1.9871; Mar: 88.9758 | [79 empty] | 42680536.5744 | 15713742.7077 | 71645382.5914 | 42779470.1716 | 14708520.2775 | 71177737.8469
2023-04-01 | 2023 | 4 | 8.5733 | 343.8 | 1 | 287.4 | 4.6 | 231.6 | 8.8 | 178.9 | 16.1 | 128.9 | 26.1 | 83.5 | 40.7 | 45.9 | 63.1 | 20.783 | 83.9082 | 2288.5104 | Feb: 8.5733; Mar: 83.9082 | [79 empty] | 38703114.102 | 14335711.7317 | 64673302.9135 | 40461940.0287 | 13873473.6156 | 68976703.4765
2023-05-01 | 2023 | 5 | 13.1 | 218.4 | 4.5 | 162.4 | 10.5 | 113.7 | 23.8 | 73.9 | 46 | 41.7 | 75.8 | 21.1 | 117.2 | 7 | 165.1 | 21.734 | 82.531 | 2310.0866 | Feb: 13.1; Mar: 82.531 | [79 empty] | 41884572.6295 | 14570433.7557 | 67530760.2357 | 41267300.8389 | 13706465.7057 | 69336864.3141
2023-06-01 | 2023 | 6 | 19.1333 | 39.8 | 13.8 | 10.5 | 44.5 | 0 | 94 | 0 | 154 | 0 | 214 | 0 | 274 | 0 | 334 | 26.7538 | 88.7285 | 2496.5789 | Feb: 19.1333; Mar: 88.7285 | [79 empty] | 49966785.1571 | 15207184.7797 | 70478423.5578 | 50310235.533 | 14764516.0172 | 74364138.8818
2023-07-01 | 2023 | 7 | 22.6935 | 0.1 | 83.6 | 0 | 145.5 | 0 | 207.5 | 0 | 269.5 | 0 | 331.5 | 0 | 393.5 | 0 | 455.5 | 31.4613 | 96.5742 | 2611.9761 | Feb: 22.6935; Mar: 96.5742 | [79 empty] | 60709456.6847 | 17067649.8037 | 76112982.8799 | 61568689.2877 | 16326003.8416 | 80152129.8801
2023-08-01 | 2023 | 8 | 20.2516 | 24.6 | 32.4 | 5.9 | 75.7 | 0 | 131.8 | 0 | 193.8 | 0 | 255.8 | 0 | 317.8 | 0 | 379.8 | 29.2798 | 93.1055 | 2543.8673 | Feb: 20.2516; Mar: 93.1055 | [79 empty] | 56519900.2123 | 16466173.8277 | 74128294.202 | 54189771.9784 | 15302587.1463 | 76358615.4336
2023-09-01 | 2023 | 9 | 18.6867 | 66.3 | 26.9 | 22.2 | 42.8 | 0.7 | 81.3 | 0 | 140.6 | 0 | 200.6 | 0 | 260.6 | 0 | 320.6 | 25.0434 | 87.8421 | 2487.1367 | Feb: 18.6867; Mar: 87.8421 | [79 empty] | 46714488.7399 | 14997289.8517 | 70137255.5242 | 49004059.9459 | 14583356.3909 | 73692631.7011
2023-10-01 | 2023 | 10 | 13.2839 | 215.6 | 7.4 | 164.1 | 17.9 | 119.8 | 35.6 | 77.6 | 55.4 | 40.7 | 80.5 | 18.1 | 119.9 | 8.1 | 171.9 | 21.1422 | 82.1306 | 2335.1081 | Feb: 13.2839; Mar: 82.1306 | [79 empty] | 40824035.2675 | 14525201.8757 | 68045049.8463 | 42257896.2338 | 13853677.1435 | 69753200.3306
2023-11-01 | 2023 | 11 | 5.53 | 434.1 | 0 | 374.1 | 0 | 314.1 | 0 | 254.1 | 0 | 194.1 | 0 | 137.9 | 3.8 | 89.8 | 15.7 | 21.8 | 86.3978 | 2394.864 | Feb: 5.53; Mar: 86.3978 | [79 empty] | 40771078.7951 | 14789580.8997 | 67535164.1684 | 40403143.9185 | 14064926.3369 | 69162171.451
2023-12-01 | 2023 | 12 | 3.7032 | 505.2 | 0 | 443.2 | 0 | 381.2 | 0 | 319.2 | 0 | 257.2 | 0 | 195.2 | 0 | 134.9 | 1.7 | 23.9377 | 86.5413 | 2231.5828 | Feb: 3.7032; Mar: 86.5413 | [79 empty] | 46228650.3227 | 15248929.9236 | 67172872.4906 | 41710826.4128 | 14419093.4167 | 70207347.5097
2024-01-01 | 2024 | 1 | -0.91613 | 648.4 | 0 | 586.4 | 0 | 524.4 | 0 | 462.4 | 0 | 400.4 | 0 | 338.4 | 0 | 276.4 | 0 | 24.5773 | 90.5748 | 2450.5609 | Feb: -0.91613; Mar: 90.5748 | [79 empty] | 47520942.1661 | 15984916.1622 | 73612400.2772 | 44587326.1545 | 15198152.185 | 72819375.6353
2024-02-01 | 2024 | 2 | 1.1345 | 547.1 | 0 | 489.1 | 0 | 431.1 | 0 | 373.1 | 0 | 315.1 | 0 | 257.1 | 0 | 199.4 | 0.3 | 23.2206 | 89.4955 | 2399.431 | Feb: 1.1345; Mar: 89.4955 | [79 empty] | 42009232.7348 | 14775433.7582 | 67426409.723 | 42793531.2737 | 14712328.5257 | 71336429.4997
2024-03-01 | 2024 | 3 | 4.1452 | 491.5 | 0 | 429.5 | 0 | 367.5 | 0 | 305.5 | 0 | 244.9 | 1.4 | 185 | 3.5 | 127 | 7.5 | 21.7642 | 85.4705 | 2312.1512 | Feb: 4.1452; Mar: 85.4705 | [79 empty] | 42133800.2735 | 15102644.7943 | 69526387.4188 | 41435630.5577 | 14344560.5596 | 70021295.227
2024-04-01 | 2024 | 4 | 8.1767 | 354.7 | 0 | 294.7 | 0 | 234.7 | 0 | 175.8 | 1.1 | 120.4 | 5.7 | 70.7 | 16 | 32.7 | 38 | 20.6919 | 82.4627 | 2287.6473 | Feb: 8.1767; Mar: 82.4627 | [79 empty] | 38836355.5022 | 14096177.4904 | 66433277.0946 | 38937532.5825 | 13653817.89 | 67991538.9595
2024-05-01 | 2024 | 5 | 14.9355 | 164.3 | 7.3 | 114.6 | 19.6 | 68 | 35 | 30 | 59 | 8.1 | 99.1 | 1.8 | 154.8 | 0 | 215 | 22.5286 | 82.265 | 2317.2524 | Feb: 14.9355; Mar: 82.265 | [79 empty] | 43725998.0209 | 14561726.3364 | 69679780.2203 | 41652654.1361 | 13643386.0183 | 69636286.4009
2024-06-01 | 2024 | 6 | 19.48 | 53.4 | 37.8 | 23.4 | 67.8 | 4.1 | 108.5 | 0 | 164.4 | 0 | 224.4 | 0 | 284.4 | 0 | 344.4 | 28.9661 | 90.828 | 2497.4268 | Feb: 19.48; Mar: 90.828 | [79 empty] | 54316624.3596 | 15556106.2325 | 72525274.1061 | 51323983.7499 | 14905117.5183 | 74885308.634
2024-07-01 | 2024 | 7 | 22.4452 | 5.2 | 81 | 0.9 | 138.7 | 0 | 199.8 | 0 | 261.8 | 0 | 323.8 | 0 | 385.8 | 0 | 447.8 | 33.2582 | 98.2032 | 2669.1683 | Feb: 22.4452; Mar: 98.2032 | [79 empty] | 64592396.8683 | 17398173.5686 | 79765425.2319 | 60818125.7041 | 16221904.6533 | 79766263.8135
2024-08-01 | 2024 | 8 | 21.7516 | 12 | 66.3 | 4.2 | 120.5 | 0.2 | 178.5 | 0 | 240.3 | 0 | 302.3 | 0 | 364.3 | 0 | 426.3 | 31.1493 | 94.6044 | 2602.1213 | Feb: 21.7516; Mar: 94.6044 | [79 empty] | 60459871.107 | 16751789.4046 | 77761792.0177 | 58722396.2173 | 15931238.0886 | 78688845.5758
2024-09-01 | 2024 | 9 | 18.9267 | 37.4 | 5.2 | 10.8 | 38.6 | 3.9 | 91.7 | 0.4 | 148.2 | 0 | 207.8 | 0 | 267.8 | 0 | 327.8 | 25.7895 | 87.8712 | 2474.7238 | Feb: 18.9267; Mar: 87.8712 | [79 empty] | 48481511.2157 | 15120870.8007 | 71569012.5735 | 49752910.866 | 14688279.7835 | 74073486.52
2024-10-01 | 2024 | 10 | 13.7484 | 194.8 | 1 | 141.8 | 10 | 94 | 24.2 | 55.2 | 47.4 | 27.9 | 82.1 | 8.6 | 124.8 | 0.3 | 178.5 | 21.2838 | 81.191 | 2307.2771 | Feb: 13.7484; Mar: 81.191 | [79 empty] | 41352177.6044 | 14429502.9367 | 68521516.3092 | 41028134.6463 | 13623658.2012 | 69179016.5324
2024-11-01 | 2024 | 11 | 7.8567 | 364.9 | 0.6 | 306.9 | 2.6 | 250.2 | 5.9 | 194.2 | 9.9 | 140.3 | 16 | 90.7 | 26.4 | 50.1 | 45.8 | 21.7062 | 83.677 | 2318.9506 | Feb: 7.8567; Mar: 83.677 | [79 empty] | 40782399.3331 | 14351434.5028 | 66855346.295 | 40164925.6473 | 13872890.9142 | 68797337.1472
2024-12-01 | 2024 | 12 | 1.071 | 586.8 | 0 | 524.8 | 0 | 462.8 | 0 | 400.8 | 0 | 338.8 | 0 | 276.8 | 0 | 215.2 | 0.4 | 25.0547 | 90.0991 | 2334.044 | Feb: 1.071; Mar: 90.0991 | [79 empty] | 48660834.7018 | 16012677.6589 | 69388792.8208 | 43349949.1707 | 14863026.3461 | 71695765.7712

## CDM
Implementation Year | Savings Year | Residential | GS<50 | GS>50 | USL | Streetlight
2015 | 2015 | 3782028.5144 | 3945560.9642 | 7139545.6926 | 0 | 0 | 14867135.1712 |  | Residential | GS<50 | GS>50 | USL | Streetlight
| 2016 | 3730628.3007 | 3945565.6031 | 7139583.6734 | 0 | 0 | 14815777.5772
| 2017 | 3727477.087 | 3924895.1205 | 7160298.7757 | 0 | 0 | 14812670.9832 | 2015 | 1891014.2572 | 1972780.4821 | 3569772.8463 | 0 | 0 | 7433567.5856
| 2018 | 3725378.8734 | 3918917.8043 | 7164490.7115 | 0 | 0 | 14808787.3892 | 2016 | 7621480.6575 | 4979764.0176 | 11994112.2821 | 0 | 0 | 24595356.9572
| 2019 | 3711017.6597 | 3918922.4432 | 7164528.6924 | 0 | 0 | 14794468.7952 | 2017 | 21666660.8867 | 6947328.4543 | 20636183.242 | 0 | 2191341.94 | 51441514.5229
| 2020 | 3695040.446 | 3857733.5351 | 7072343.2201 | 0 | 0 | 14625117.2012 | 2018 | 29652646.3767 | 9419590.0386 | 28000905.7079 | 0 | 5263381.38 | 72336523.5032
| 2021 | 3691813.2323 | 3787093.1494 | 7143027.2255 | 0 | 0 | 14621933.6072 | 2019 | 31473060.8378 | 11500521.0134 | 33676293.3409 | 0 | 6144078.88 | 82793954.0722
| 2022 | 3690491.0186 | 3787097.7882 | 7143065.2063 |  |  | 14620654.0132 | 2020 | 31460656.6251 | 12081676.784 | 36581938.5159 | 0 | 6144078.88 | 86268350.805
| 2023 | 3661755.8049 | 3723674.101 | 7138240.5133 |  |  | 14523670.4192 | 2021 | 31501292.2251 | 12501503.8382 | 39758301.1918 | 0 | 6144078.88 | 89905176.1352
| 2024 | 3661542.5912 | 3326752.8619 | 6360988.372 |  |  | 13349283.8252 | 2022 | 31618374.7465 | 13383161.7576 | 43798668.374 | 0 | 6144078.88 | 94944283.7582
| 2025 | 3493710.3776 | 2184416.8293 | 4052169.0243 |  |  | 9730296.2312 | 2023 | 31967273.0512 | 14292957.5003 | 49392722.6261 | 0 | 6144078.88 | 101797032.0577
| 2026 | 3428026.1639 | 1921144.199 | 3733010.2743 |  |  | 9082180.6372 | 2024 | 32820220.0073 | 15221787.1263 | 56173988.9281 | 0 | 6144078.88 | 110360074.9417
[8 empty] | 2025 | 33667953.5508 | 15828617.1876 | 62783675.1961 | 0 | 6144078.88 | 118424324.8145
2016 | 2016 | 7781704.7136 | 2068396.8291 | 9709057.2173 | 0 | 0 | 19559158.7601 | 2026 | 34450590.2895 | 17173618.4857 | 71155158.6859 | 0 | 6144078.88 | 128923446.3411
| 2017 | 7781062.6154 | 2049671.1401 | 9728247.7578 | 0 | 0 | 19558981.5133
| 2018 | 7780967.5894 | 2094513.2057 | 10015990.4716 | 0 | 0 | 19891471.2666
| 2019 | 7780872.5633 | 2094502.1199 | 10015919.3367 | 0 | 0 | 19891294.0199
| 2020 | 7780777.5372 | 2094491.0342 | 10015848.2018 | 0 | 0 | 19891116.7732
| 2021 | 7780746.3073 | 2092929.3901 | 10010865.8966 | 0 | 0 | 19884541.5941
| 2022 | 7780651.2812 | 2092918.3044 | 10010794.7617 |  |  | 19884364.3473
| 2023 | 7779879.3282 | 2092908.5733 | 10010732.3194 |  |  | 19883520.2209
| 2024 | 7779495.9107 | 2072566.7905 | 9960048.3933 |  |  | 19812111.0945 |  | Residential | GS<50 | GS>50 | USL | Streetlight
| 2025 | 7760365.9576 | 2072557.0594 | 9959985.951 |  |  | 19792908.968 | 2024 | 32820220.0073 | 15221787.1263 | 56173988.9281 | 0 | 6144078.88 | 110360074.9417
| 2026 | 7705937.5061 | 2030568.5258 | 9793149.8096 |  |  | 19529655.8416 | 2025 | 32465886.416 | 13843184.7912 | 53816060.6083 | 0 | 6144078.88 | 106269210.6955
[8 empty] | 2026 | 32183999.3297 | 13253184.1175 | 53250266.0312 | 0 | 6144078.88 | 104831528.3583
2017 | 2017 | 20316242.3684 | 1945524.3873 | 7495273.417 | 0 | 4382683.88 | 34139724.0527
| 2018 | 16315097.2402 | 1946736.9327 | 7489121.9449 | 0 | 4382683.88 | 30133639.9978
| 2019 | 16315078.112 | 1945852.7883 | 7485788.1627 | 0 | 4382683.88 | 30129402.9429
| 2020 | 16315058.9837 | 1944968.6438 | 7482454.3805 | 0 | 4382683.88 | 30125165.888
| 2021 | 16312951.8555 | 1942909.6217 | 7478503.4759 | 0 | 4382683.88 | 30117048.8331
| 2022 | 16310923.7273 | 1834678.3777 | 7077984.7932 | 0 | 4382683.88 | 29606270.7782
| 2023 | 16310904.599 | 1833794.2333 | 7074651.011 | 0 | 4382683.88 | 29602033.7233
| 2024 | 16310749.4708 | 1832910.0888 | 7071317.2288 | 0 | 4382683.88 | 29597660.6684 | 2015 | 1891014.2572 | 1972780.4821 | 3569772.8463
| 2025 | 16310730.3426 | 1824296.6499 | 7039606.741 | 0 | 4382683.88 | 29557317.6135 | 2016 | 5730466.4003 | 3006983.5355 | 8424339.4358 | Incremental CDM (accounting for lost persistence)
| 2026 | 16298116.2143 | 1820056.3677 | 6989979.0966 | 0 | 4382683.88 | 29490835.5586 | 2017 | 14045180.2291 | 1967564.4366 | 8642070.9599
[8 empty] | 2018 | 7985985.4901 | 2472261.5844 | 7364722.4659
2018 | 2018 | 3662405.3476 | 2918844.1919 | 6662605.1596 | 0 | 1761395 | 15005249.6991 | 2019 | 1820414.4611 | 2080930.9748 | 5675387.633
| 2019 | 3651957.601 | 2737802.0229 | 6622491.9709 | 0 | 1761395 | 14773646.5948 | 2020 | -12404.2127 | 581155.7706 | 2905645.1749
| 2020 | 3641509.8543 | 2556759.854 | 6582378.7821 | 0 | 1761395 | 14542043.4905 | 2021 | 40635.6 | 419827.0542 | 3176362.676
| 2021 | 3641509.8543 | 2556759.854 | 6579602.8549 | 0 | 1761395 | 14539267.5633 | 2022 | 117082.5214 | 881657.9194 | 4040367.1822
| 2022 | 3634544.6899 | 2432408.1348 | 6562182.0574 | 0 | 1761395 | 14390529.8821 | 2023 | 348898.3047 | 909795.7427 | 5594054.2521
| 2023 | 3629320.8166 | 2233817.8154 | 6206703.3607 | 0 | 1761395 | 13831236.9926 | 2024 | 852946.9561 | 928829.6259 | 6781266.302
| 2024 | 3624096.9432 | 2143138.796 | 6192943.7808 | 0 | 1761395 | 13721574.52
| 2025 | 3618873.0699 | 2052459.7767 | 6179184.2008 | 0 | 1761395 | 13611912.0474
| 2026 | 3613649.1966 | 1954081.0477 | 6141042.207 | 0 | 1761395 | 13470167.4512
2019 | 2019 | 28269.8039 | 1606883.2782 | 4775130.3566 | 0 | 0 | 6410283.4387
| 2020 | 28269.8039 | 1566421.9192 | 4332446.7915 | 0 | 0 | 5927138.5146
| 2021 | 28269.8039 | 1566421.9192 | 4769422.379 | 0 | 0 | 6364114.102
| 2022 | 28269.8039 | 1566421.9192 | 4769422.379 |  |  | 6364114.102
| 2023 | 28269.8039 | 1566421.9192 | 4769186.6671 |  |  | 6363878.3902
| 2024 | 28269.8039 | 1566421.9192 | 4769009.8833 |  |  | 6363701.6063
| 2025 | 28269.8039 | 1566421.9192 | 4768833.0994 |  |  | 6363524.8225
| 2026 | 28269.8039 | 1566421.9192 | 4768656.3155 |  |  | 6363348.0386
2020 | 2020 | 0 | 122603.5954 | 2192934.2797 |  |  | 2315537.8752
| 2021 | 0 | 120256.5195 | 2164146.7436 |  |  | 2284403.2632
| 2022 | 0 | 116434.8945 | 2178194.7213 |  |  | 2294629.6158
| 2023 | 0 | 112670.6245 | 2192212.8134 |  |  | 2304883.4379
| 2024 | 0 | 107887.2209 | 2204995.2799 |  |  | 2312882.5008
| 2025 | 0 | 100113.3481 | 2165266.1922 |  |  | 2265379.5403
| 2026 | 0 | 91598.899 | 2129480.8823 |  |  | 2221079.7813
2021 | 2021 | 92002.3437 | 870266.7687 | 3225465.2324 |  |  | 4187734.3447
| 2022 | 81491.882 | 853606.7177 | 3183123.2444 |  |  | 4118221.8441
| 2023 | 72150.7319 | 826479.9986 | 3203785.6345 |  |  | 4102416.3651
| 2024 | 63875.8401 | 799760.398 | 3224404.0676 |  |  | 4088040.3057
| 2025 | 56507.7356 | 765806.7674 | 3243205.0877 |  |  | 4065519.5908
| 2026 | 49952.5934 | 710626.1418 | 3184769.7791 |  |  | 3945348.5143
2022 | 2022 | 184004.6873 | 1399191.2423 | 5747802.4214 |  |  | 7330998.351
| 2023 | 162983.764 | 1372405.6654 | 5672348.6921 |  |  | 7207738.1214
| 2024 | 144301.4639 | 1328792.0643 | 5709169.2209 |  |  | 7182262.749
| 2025 | 127751.6801 | 1285833.017 | 5745911.4181 |  |  | 7159496.1153
| 2026 | 113015.4713 | 1231243.2933 | 5779414.9722 |  |  | 7123673.7367
2023 | 2023 | 644016.4056 | 1061569.1393 | 6249723.2293 |  |  | 7955308.7742
| 2024 | 570443.174 | 1041246.8696 | 6167680.5823 |  |  | 7779370.6259
| 2025 | 505055.1235 | 1008157.1449 | 6207716.4251 |  |  | 7720928.6935
| 2026 | 447130.8805 | 975564.0315 | 6247667.0962 |  |  | 7670362.0081
2024 | 2024 | 1274889.6192 | 2004620.2343 | 9026864.2384 |  |  | 12306374.0919
| 2025 | 1129244.6505 | 1966244.5585 | 8908364.9371 |  |  | 12003854.1461
| 2026 | 999802.9995 | 1903759.3852 | 8966191.1967 |  |  | 11869753.5815
2025 | 2025 | 1274889.6192 | 2004620.2343 | 9026864.2384 |  |  | 12306374.0919
| 2026 | 1129244.6505 | 1966244.5585 | 8908364.9371 |  |  | 12003854.1461
2026 | 2026 | 1274889.6192 | 2004620.2343 | 9026864.2384 |  |  | 12306374.0919

## Res Predicted Monthly
Date | Year | Month | Res_NoCDM | HDD14 | CDD14 | OEA_GDP | Shoulder | Month Days | const | HDD14 | CDD14 | OEA_GDP | Shoulder | Month Days | Predicted | Difference
2015-01-01 | 2015 | 1 | 49127092.147 | 615.6 | 0 | 699057 | 0 | 31 | -23284736.6478 | 8425039.1724 | 0 | 13372301.4752 | 0 | 48424797.0518 | 46937401.0516 | -2189691.0954 | 4.457%
2015-02-01 | 2015 | 2 | 42235859.0332 | 703.9 | 0 | 699057 | 0 | 28 | -23284736.6478 | 9633504.0179 | 0 | 13372301.4752 | 0 | 43738526.3694 | 43459595.2147 | 1223736.1815 | 2.897%
2015-03-01 | 2015 | 3 | 42686019.9195 | 470 | 0 | 699057 | 1 | 31 | -23284736.6478 | 6432372.3376 | 0 | 13372301.4752 | -2837598.3252 | 48424797.0518 | 42107135.8916 | -578884.0279 | 1.356% | Model 1: Prais-Winsten, using observations 2015:01-2024:12 (T = 120)
2015-04-01 | 2015 | 4 | 37892574.8058 | 203.5 | 1.6 | 705966 | 1 | 30 | -23284736.6478 | 2785080.3632 | 128294.1382 | 13504464.1327 | -2837598.3252 | 46862706.8243 | 37158210.4855 | -734364.3203 | 1.938% | Dependent variable: Res_NoCDM
2015-05-01 | 2015 | 5 | 40054347.692 | 44.2 | 60.8 | 705966 | 1 | 31 | -23284736.6478 | 604916.7177 | 4875177.2523 | 13504464.1327 | -2837598.3252 | 48424797.0518 | 41287020.1815 | 1232672.4895 | 3.077% | rho = 0.504744
2015-06-01 | 2015 | 6 | 45422610.5783 | 11.4 | 98 | 705966 | 0 | 30 | -23284736.6478 | 156019.2439 | 7858015.9659 | 13504464.1327 | 0 | 46862706.8243 | 45096469.5191 | -326141.0592 | 0.718%
2015-07-01 | 2015 | 7 | 53739568.4646 | 0 | 244.9 | 713152 | 0 | 31 | -23284736.6478 | 0 | 19637021.5311 | 13641925.5392 | 0 | 48424797.0518 | 58419007.4743 | 4679439.0097 | 8.708% |  | coefficient | std. error | t-ratio | p-value
2015-08-01 | 2015 | 8 | 54462241.3508 | 0 | 210.7 | 713152 | 0 | 31 | -23284736.6478 | 0 | 16894734.3266 | 13641925.5392 | 0 | 48424797.0518 | 55676720.2698 | 1214478.919 | 2.23% | const | -23284736.6478 | 6043865.726 | -3.8526 | 0.00019357
2015-09-01 | 2015 | 9 | 47137858.2371 | 0.1 | 181 | 713152 | 1 | 30 | -23284736.6478 | 1368.5899 | 14513274.386 | 13641925.5392 | -2837598.3252 | 46862706.8243 | 48896940.3663 | 1759082.1292 | 3.732% | HDD14 | 13685.8986 | 1655.2054 | 8.2684 | 2.8136e-13
2015-10-01 | 2015 | 10 | 41235519.1234 | 89.2 | 14.4 | 716976 | 1 | 31 | -23284736.6478 | 1220782.1543 | 1154647.244 | 13715075.0547 | -2837598.3252 | 48424797.0518 | 38392966.5317 | -2842552.5917 | 6.893% | CDD14 | 80183.8364 | 3284.1629 | 24.4153 | 4.2456e-47
2015-11-01 | 2015 | 11 | 37717263.0096 | 185.1 | 4 | 716976 | 1 | 30 | -23284736.6478 | 2533259.8291 | 320735.3455 | 13715075.0547 | -2837598.3252 | 46862706.8243 | 37309442.0806 | -407820.929 | 1.081% | OEA_GDP | 19.1291 | 5.5918 | 3.4209 | 0.00086711
2015-12-01 | 2015 | 12 | 41179905.8959 | 270.5 | 0 | 716976 | 0 | 31 | -23284736.6478 | 3702035.5688 | 0 | 13715075.0547 | 0 | 48424797.0518 | 42557171.0274 | 1377265.1315 | 3.345% | Shoulder | -2837598.3252 | 403106.303 | -7.0393 | 1.5444e-10
2016-01-01 | 2016 | 1 | 45255473.7138 | 501 | 0 | 718587 | 0 | 31 | -23284736.6478 | 6856635.1939 | 0 | 13745891.9661 | 0 | 48424797.0518 | 45742587.564 | 487113.8503 | 1.076% | MonthDays | 1562090.2275 | 147639.5938 | 10.5804 | 1.2209e-18
2016-02-01 | 2016 | 2 | 39790337.4727 | 428.3 | 0 | 718587 | 0 | 29 | -23284736.6478 | 5861670.3664 | 0 | 13745891.9661 | 0 | 45300616.5969 | 41623442.2815 | 1833104.8088 | 4.607%
2016-03-01 | 2016 | 3 | 39893155.2317 | 327.2 | 0 | 718587 | 1 | 31 | -23284736.6478 | 4478026.0188 | 0 | 13745891.9661 | -2837598.3252 | 48424797.0518 | 40526380.0637 | 633224.832 | 1.587% | Statistics based on the rho-differenced data
2016-04-01 | 2016 | 4 | 37464228.9907 | 273.8 | 2.8 | 723726 | 1 | 30 | -23284736.6478 | 3747199.0341 | 224514.7419 | 13844196.1921 | -2837598.3252 | 46862706.8243 | 38556281.8194 | 1092052.8287 | 2.915% | Sum squared resid | 309367937379552 | S.E. of regression | 1647347.5155
2016-05-01 | 2016 | 5 | 41966514.7497 | 74.6 | 70.6 | 723726 | 1 | 31 | -23284736.6478 | 1020968.0349 | 5660978.8489 | 13844196.1921 | -2837598.3252 | 48424797.0518 | 42828605.1546 | 862090.4049 | 2.054% | R-squared | 0.95824 | Adjusted R-squared | 0.95641
2016-06-01 | 2016 | 6 | 51191605.5086 | 2 | 163.6 | 723726 | 0 | 30 | -23284736.6478 | 27371.7972 | 13118075.6328 | 13844196.1921 | 0 | 46862706.8243 | 50567613.7986 | -623991.71 | 1.219% | F(5, 114) | 342.8141 | P-value(F) | 6.2098e-67
2016-07-01 | 2016 | 7 | 62342093.2676 | 0 | 276.5 | 730341 | 0 | 31 | -23284736.6478 | 0 | 22170830.7609 | 13970734.9067 | 0 | 48424797.0518 | 61281626.0716 | -1060467.196 | 1.701% | rho | -0.13568 | Durbin-Watson | 2.2515
2016-08-01 | 2016 | 8 | 60905685.0266 | 0 | 301.8 | 730341 | 0 | 31 | -23284736.6478 | 0 | 24199481.8215 | 13970734.9067 | 0 | 48424797.0518 | 63310277.1322 | 2404592.1056 | 3.948%
2016-09-01 | 2016 | 9 | 50436740.7856 | 0.1 | 181 | 730341 | 1 | 30 | -23284736.6478 | 1368.5899 | 14513274.386 | 13970734.9067 | -2837598.3252 | 46862706.8243 | 49225749.7339 | -1210991.0517 | 2.401% | Statistics based on the original data
2016-10-01 | 2016 | 10 | 41879541.5445 | 77.2 | 52.7 | 737784 | 1 | 31 | -23284736.6478 | 1056551.3712 | 4225688.1776 | 14113112.4809 | -2837598.3252 | 48424797.0518 | 41697814.1085 | -181727.4361 | 0.4339% | Mean dependent var | 46569854.4796 | S.D. dependent var | 7889713.9569
2016-11-01 | 2016 | 11 | 37972992.3035 | 174.8 | 1.9 | 737784 | 1 | 30 | -23284736.6478 | 2392295.0736 | 152349.2891 | 14113112.4809 | -2837598.3252 | 46862706.8243 | 37398128.695 | -574863.6085 | 1.514%
2016-12-01 | 2016 | 12 | 43646992.0625 | 435 | 0 | 737784 | 0 | 31 | -23284736.6478 | 5953365.8869 | 0 | 14113112.4809 | 0 | 48424797.0518 | 45206538.7718 | 1559546.7093 | 3.573%
2017-01-01 | 2017 | 1 | 44428210.4376 | 444.6 | 0 | 743287 | 0 | 31 | -23284736.6478 | 6084750.5134 | 0 | 14218379.6838 | 0 | 48424797.0518 | 45443190.6012 | 1014980.1636 | 2.285%
2017-02-01 | 2017 | 2 | 38008250.6442 | 359.2 | 0 | 743287 | 0 | 28 | -23284736.6478 | 4915974.7737 | 0 | 14218379.6838 | 0 | 43738526.3694 | 39588144.1791 | 1579893.5349 | 4.157%
2017-03-01 | 2017 | 3 | 39754350.8508 | 417.2 | 0 | 743287 | 1 | 31 | -23284736.6478 | 5709756.892 | 0 | 14218379.6838 | -2837598.3252 | 48424797.0518 | 42230598.6546 | 2476247.8038 | 6.229%
2017-04-01 | 2017 | 4 | 35550881.0574 | 156.8 | 4.7 | 740632 | 1 | 30 | -23284736.6478 | 2145948.899 | 376864.031 | 14167592.0364 | -2837598.3252 | 46862706.8243 | 37430776.8177 | 1879895.7603 | 5.288%
2017-05-01 | 2017 | 5 | 38527675.264 | 98.6 | 29.9 | 740632 | 1 | 31 | -23284736.6478 | 1349429.601 | 2397496.708 | 14167592.0364 | -2837598.3252 | 48424797.0518 | 40216980.4242 | 1689305.1602 | 4.385%
2017-06-01 | 2017 | 6 | 46993946.4706 | 0 | 159.1 | 740632 | 0 | 30 | -23284736.6478 | 0 | 12757248.3691 | 14167592.0364 | 0 | 46862706.8243 | 50502810.582 | 3508864.1114 | 7.467%
2017-07-01 | 2017 | 7 | 55250414.6772 | 0 | 237.5 | 746606 | 0 | 31 | -23284736.6478 | 0 | 19043661.1418 | 14281869.0253 | 0 | 48424797.0518 | 58465590.5711 | 3215175.8939 | 5.819%
2017-08-01 | 2017 | 8 | 52000413.8838 | 0 | 202.2 | 746606 | 0 | 31 | -23284736.6478 | 0 | 16213171.7174 | 14281869.0253 | 0 | 48424797.0518 | 55635101.1466 | 3634687.2629 | 6.99%
2017-09-01 | 2017 | 9 | 45504410.0904 | 4.1 | 142.4 | 746606 | 1 | 30 | -23284736.6478 | 56112.1842 | 11418178.3014 | 14281869.0253 | -2837598.3252 | 46862706.8243 | 46496531.3622 | 992121.2719 | 2.18%
2017-10-01 | 2017 | 10 | 40966849.297 | 47.5 | 67.9 | 745380 | 1 | 31 | -23284736.6478 | 650080.1831 | 5444482.4906 | 14258416.8009 | -2837598.3252 | 48424797.0518 | 42655441.5534 | 1688592.2564 | 4.122%
2017-11-01 | 2017 | 11 | 39001404.5036 | 267.9 | 0 | 745380 | 1 | 30 | -23284736.6478 | 3666452.2324 | 0 | 14258416.8009 | -2837598.3252 | 46862706.8243 | 38665240.8846 | -336163.619 | 0.8619%
2017-12-01 | 2017 | 12 | 47108304.7102 | 525.2 | 0 | 745380 | 0 | 31 | -23284736.6478 | 7187833.9398 | 0 | 14258416.8009 | 0 | 48424797.0518 | 46586311.1447 | -521993.5655 | 1.108%
2018-01-01 | 2018 | 1 | 47709598.684 | 556.3 | 0 | 756702 | 0 | 31 | -23284736.6478 | 7613465.386 | 0 | 14474995.9887 | 0 | 48424797.0518 | 47228521.7787 | -481076.9053 | 1.008%
2018-02-01 | 2018 | 2 | 39687279.8987 | 400.1 | 0 | 756702 | 0 | 28 | -23284736.6478 | 5475728.0261 | 0 | 14474995.9887 | 0 | 43738526.3694 | 40404513.7364 | 717233.8377 | 1.807%
2018-03-01 | 2018 | 3 | 41074250.1133 | 409.9 | 0 | 756702 | 1 | 31 | -23284736.6478 | 5609849.8323 | 0 | 14474995.9887 | -2837598.3252 | 48424797.0518 | 42387307.8998 | 1313057.7864 | 3.197%
2018-04-01 | 2018 | 4 | 38168978.328 | 299.3 | 0 | 764644 | 1 | 30 | -23284736.6478 | 4096189.4482 | 0 | 14626918.9626 | -2837598.3252 | 46862706.8243 | 39463480.262 | 1294501.934 | 3.392%
2018-05-01 | 2018 | 5 | 41244600.5427 | 50.5 | 75 | 764644 | 1 | 31 | -23284736.6478 | 691137.8788 | 6013787.729 | 14626918.9626 | -2837598.3252 | 48424797.0518 | 43634306.6492 | 2389706.1064 | 5.794%
2018-06-01 | 2018 | 6 | 52144868.7574 | 0.6 | 151.5 | 764644 | 0 | 30 | -23284736.6478 | 8211.5392 | 12147851.2126 | 14626918.9626 | 0 | 46862706.8243 | 50360951.8908 | -1783916.8666 | 3.421%
2018-07-01 | 2018 | 7 | 64966905.9721 | 0 | 288.2 | 765060 | 0 | 31 | -23284736.6478 | 0 | 23108981.6466 | 14634876.6504 | 0 | 48424797.0518 | 62883918.701 | -2082987.271 | 3.206%
2018-08-01 | 2018 | 8 | 63232261.1867 | 0 | 287.8 | 765060 | 0 | 31 | -23284736.6478 | 0 | 23076908.1121 | 14634876.6504 | 0 | 48424797.0518 | 62851845.1665 | -380416.0203 | 0.6016%
2018-09-01 | 2018 | 9 | 50855019.4014 | 2 | 165.4 | 765060 | 1 | 30 | -23284736.6478 | 27371.7972 | 13262406.5383 | 14634876.6504 | -2837598.3252 | 46862706.8243 | 48665026.8373 | -2189992.5642 | 4.306%
2018-10-01 | 2018 | 10 | 40650132.6161 | 132.7 | 28.7 | 771453 | 1 | 31 | -23284736.6478 | 1816118.743 | 2301276.1043 | 14757168.7144 | -2837598.3252 | 48424797.0518 | 41177025.6404 | 526893.0243 | 1.296%
2018-11-01 | 2018 | 11 | 40817846.8308 | 332.4 | 0 | 771453 | 1 | 30 | -23284736.6478 | 4549192.6915 | 0 | 14757168.7144 | -2837598.3252 | 46862706.8243 | 40046733.2572 | -771113.5736 | 1.889%
2018-12-01 | 2018 | 12 | 45902493.0455 | 392 | 0 | 771453 | 0 | 31 | -23284736.6478 | 5364872.2475 | 0 | 14757168.7144 | 0 | 48424797.0518 | 45262101.3659 | -640391.6796 | 1.395%
2019-01-01 | 2019 | 1 | 47310902.7907 | 576 | 0 | 779459 | 0 | 31 | -23284736.6478 | 7883077.5882 | 0 | 14910315.9479 | 0 | 48424797.0518 | 47933453.94 | 622551.1493 | 1.316%
2019-02-01 | 2019 | 2 | 42211303.1142 | 459.7 | 0 | 779459 | 0 | 28 | -23284736.6478 | 6291407.5821 | 0 | 14910315.9479 | 0 | 43738526.3694 | 41655513.2515 | -555789.8627 | 1.317%
2019-03-01 | 2019 | 3 | 42541593.4377 | 432.5 | 0 | 779459 | 1 | 31 | -23284736.6478 | 5919151.1404 | 0 | 14910315.9479 | -2837598.3252 | 48424797.0518 | 43131929.1671 | 590335.7294 | 1.388%
2019-04-01 | 2019 | 4 | 37536349.7611 | 231.9 | 0 | 784896 | 1 | 30 | -23284736.6478 | 3173759.8832 | 0 | 15014320.6329 | -2837598.3252 | 46862706.8243 | 38928452.3674 | 1392102.6062 | 3.709%
2019-05-01 | 2019 | 5 | 38099337.0846 | 105.8 | 14.6 | 784896 | 1 | 31 | -23284736.6478 | 1447968.0709 | 1170684.0112 | 15014320.6329 | -2837598.3252 | 48424797.0518 | 39935434.7938 | 1836097.7092 | 4.819%
2019-06-01 | 2019 | 6 | 45232822.4081 | 4.4 | 103.6 | 784896 | 0 | 30 | -23284736.6478 | 60217.9538 | 8307045.4496 | 15014320.6329 | 0 | 46862706.8243 | 46959554.2129 | 1726731.8048 | 3.817%
2019-07-01 | 2019 | 7 | 63142023.7316 | 0 | 276.6 | 794140 | 0 | 31 | -23284736.6478 | 0 | 22178849.1445 | 15191149.6395 | 0 | 48424797.0518 | 62510059.188 | -631964.5436 | 1.001%
2019-08-01 | 2019 | 8 | 58238131.055 | 0 | 225.3 | 794140 | 0 | 31 | -23284736.6478 | 0 | 18065418.3379 | 15191149.6395 | 0 | 48424797.0518 | 58396628.3814 | 158497.3263 | 0.2722%
2019-09-01 | 2019 | 9 | 44304376.3785 | 0.3 | 133.9 | 794140 | 1 | 30 | -23284736.6478 | 4105.7696 | 10736615.6922 | 15191149.6395 | -2837598.3252 | 46862706.8243 | 46672242.9525 | 2367866.574 | 5.345%
2019-10-01 | 2019 | 10 | 39423259.702 | 74.1 | 16 | 799632 | 1 | 31 | -23284736.6478 | 1014125.0856 | 1282941.3822 | 15296206.4227 | -2837598.3252 | 48424797.0518 | 39895734.9692 | 472475.2672 | 1.198%
2019-11-01 | 2019 | 11 | 40460397.0254 | 344 | 0 | 799632 | 1 | 30 | -23284736.6478 | 4707949.1152 | 0 | 15296206.4227 | -2837598.3252 | 46862706.8243 | 40744527.3892 | 284130.3637 | 0.7022%
2019-12-01 | 2019 | 12 | 45553447.3489 | 396.4 | 0 | 799632 | 0 | 31 | -23284736.6478 | 5425090.2013 | 0 | 15296206.4227 | 0 | 48424797.0518 | 45861357.028 | 307909.6791 | 0.6759%
2020-01-01 | 2020 | 1 | 44911593.7134 | 427.8 | 0 | 800724 | 0 | 31 | -23284736.6478 | 5854827.4171 | 0 | 15317095.3534 | 0 | 48424797.0518 | 46311983.1744 | 1400389.461 | 3.118%
2020-02-01 | 2020 | 2 | 40905172.1993 | 445.2 | 0 | 800724 | 0 | 29 | -23284736.6478 | 6092962.0525 | 0 | 15317095.3534 | 0 | 45300616.5969 | 43425937.3549 | 2520765.1557 | 6.162%
2020-03-01 | 2020 | 3 | 42164842.6851 | 316 | 0 | 800724 | 1 | 31 | -23284736.6478 | 4324743.9546 | 0 | 15317095.3534 | -2837598.3252 | 48424797.0518 | 41944301.3868 | -220541.2983 | 0.523%
2020-04-01 | 2020 | 4 | 40550697.1709 | 241 | 0 | 806630 | 1 | 30 | -23284736.6478 | 3298301.5603 | 0 | 15430071.5663 | -2837598.3252 | 46862706.8243 | 39468744.978 | -1081952.1929 | 2.668%
2020-05-01 | 2020 | 5 | 45655296.6567 | 122.6 | 35.1 | 806630 | 1 | 31 | -23284736.6478 | 1677891.1672 | 2814452.6572 | 15430071.5663 | -2837598.3252 | 48424797.0518 | 42224877.4695 | -3430419.1872 | 7.514%
2020-06-01 | 2020 | 6 | 59532998.1425 | 3.1 | 182.4 | 806630 | 0 | 30 | -23284736.6478 | 42426.2856 | 14625531.7569 | 15430071.5663 | 0 | 46862706.8243 | 53675999.7854 | -5856998.3571 | 9.838%
2020-07-01 | 2020 | 7 | 72305754.6283 | 0 | 326.5 | 810347 | 0 | 31 | -23284736.6478 | 0 | 26180022.5802 | 15501174.2727 | 0 | 48424797.0518 | 66821257.2569 | -5484497.3715 | 7.585%
2020-08-01 | 2020 | 8 | 63879386.1142 | 0 | 245.55 | 810347 | 0 | 31 | -23284736.6478 | 0 | 19689141.0247 | 15501174.2727 | 0 | 48424797.0518 | 60330375.7014 | -3549010.4128 | 5.556%
2020-09-01 | 2020 | 9 | 46969020.6 | 6.8 | 108.1 | 810347 | 1 | 30 | -23284736.6478 | 93064.1104 | 8667872.7134 | 15501174.2727 | -2837598.3252 | 46862706.8243 | 45002482.9478 | -1966537.6522 | 4.187%
2020-10-01 | 2020 | 10 | 40798366.0858 | 116.7 | 7.7 | 811397 | 1 | 31 | -23284736.6478 | 1597144.3655 | 617415.5402 | 15521259.7829 | -2837598.3252 | 48424797.0518 | 40038281.7674 | -760084.3184 | 1.863%
2020-11-01 | 2020 | 11 | 41142966.5716 | 184.6 | 8.7 | 811397 | 1 | 30 | -23284736.6478 | 2526416.8798 | 697599.3766 | 15521259.7829 | -2837598.3252 | 46862706.8243 | 39485647.8906 | -1657318.681 | 4.028%
2020-12-01 | 2020 | 12 | 47931193.0574 | 388.1 | 0 | 811397 | 0 | 31 | -23284736.6478 | 5311497.243 | 0 | 15521259.7829 | 0 | 48424797.0518 | 45972817.4299 | -1958375.6275 | 4.086%
2021-01-01 | 2021 | 1 | 49036599.02 | 461.9 | 0 | 800126 | 0 | 31 | -23284736.6478 | 6321516.559 | 0 | 15305656.177 | 0 | 48424797.0518 | 46767233.14 | -2269365.88 | 4.628%
2021-02-01 | 2021 | 2 | 44239591.5047 | 497 | 0 | 800126 | 0 | 28 | -23284736.6478 | 6801891.5995 | 0 | 15305656.177 | 0 | 43738526.3694 | 42561337.4981 | -1678254.0065 | 3.794%
2021-03-01 | 2021 | 3 | 43218533.9893 | 325 | 0 | 800126 | 1 | 31 | -23284736.6478 | 4447917.0419 | 0 | 15305656.177 | -2837598.3252 | 48424797.0518 | 42056035.2978 | -1162498.6915 | 2.69%
2021-04-01 | 2021 | 4 | 39165169.4739 | 216.7 | 0 | 706539 | 1 | 30 | -23284736.6478 | 2965734.2246 | 0 | 13515425.0826 | -2837598.3252 | 46862706.8243 | 37221531.1585 | -1943638.3154 | 4.963%
2021-05-01 | 2021 | 5 | 47117065.9585 | 79.4 | 53.6 | 706539 | 1 | 31 | -23284736.6478 | 1086660.3481 | 4297853.6303 | 13515425.0826 | -2837598.3252 | 48424797.0518 | 41202401.1398 | -5914664.8187 | 12.55%
2021-06-01 | 2021 | 6 | 54507390.4431 | 0 | 209.4 | 706539 | 0 | 30 | -23284736.6478 | 0 | 16790495.3393 | 13515425.0826 | 0 | 46862706.8243 | 53883890.5985 | -623499.8446 | 1.144%
2021-07-01 | 2021 | 7 | 61736270.9277 | 0 | 234.5 | 777225 | 0 | 31 | -23284736.6478 | 0 | 18803109.6326 | 14867581.6336 | 0 | 48424797.0518 | 58810751.6703 | -2925519.2574 | 4.739%
2021-08-01 | 2021 | 8 | 64473872.4124 | 0 | 299.2 | 777225 | 0 | 31 | -23284736.6478 | 0 | 23991003.8469 | 14867581.6336 | 0 | 48424797.0518 | 63998645.8845 | -475226.5278 | 0.7371%
2021-09-01 | 2021 | 9 | 49910611.897 | 0.7 | 131.2 | 777225 | 1 | 30 | -23284736.6478 | 9580.129 | 10520119.3339 | 14867581.6336 | -2837598.3252 | 46862706.8243 | 46137652.9479 | -3772958.9491 | 7.559%
2021-10-01 | 2021 | 10 | 41149312.3816 | 47.8 | 66.1 | 795879 | 1 | 31 | -23284736.6478 | 654185.9526 | 5300151.5852 | 15224415.0703 | -2837598.3252 | 48424797.0518 | 43481214.6868 | 2331902.3053 | 5.667%
2021-11-01 | 2021 | 11 | 40886298.8662 | 243 | 0 | 795879 | 1 | 30 | -23284736.6478 | 3325673.3575 | 0 | 15224415.0703 | -2837598.3252 | 46862706.8243 | 39290460.2791 | -1595838.5871 | 3.903%
2021-12-01 | 2021 | 12 | 46938659.3508 | 340.5 | 0 | 795879 | 0 | 31 | -23284736.6478 | 4660048.4701 | 0 | 15224415.0703 | 0 | 48424797.0518 | 45024523.9444 | -1914135.4064 | 4.078%
2022-01-01 | 2022 | 1 | 50264546.6528 | 624.2 | 0 | 808584 | 0 | 31 | -23284736.6478 | 8542737.9003 | 0 | 15467449.7445 | 0 | 48424797.0518 | 49150248.0487 | -1114298.6041 | 2.217%
2022-02-01 | 2022 | 2 | 43857792.1818 | 464.7 | 0 | 808584 | 0 | 28 | -23284736.6478 | 6359837.0751 | 0 | 15467449.7445 | 0 | 43738526.3694 | 42281076.5411 | -1576715.6407 | 3.595%
2022-03-01 | 2022 | 3 | 43860485.7108 | 371.7 | 0 | 808584 | 1 | 31 | -23284736.6478 | 5087048.5061 | 0 | 15467449.7445 | -2837598.3252 | 48424797.0518 | 42856960.3294 | -1003525.3814 | 2.288%
2022-04-01 | 2022 | 4 | 39331597.2398 | 233.6 | 0 | 802518 | 1 | 30 | -23284736.6478 | 3197025.9108 | 0 | 15351412.8823 | -2837598.3252 | 46862706.8243 | 39288810.6444 | -42786.5954 | 0.1088%
2022-05-01 | 2022 | 5 | 43290007.7687 | 68.4 | 60.3 | 802518 | 1 | 31 | -23284736.6478 | 936115.4636 | 4835085.3341 | 15351412.8823 | -2837598.3252 | 48424797.0518 | 43425075.7588 | 135067.9901 | 0.312%
2022-06-01 | 2022 | 6 | 52900848.2977 | 0 | 154.5 | 802518 | 0 | 30 | -23284736.6478 | 0 | 12388402.7217 | 15351412.8823 | 0 | 46862706.8243 | 51317785.7806 | -1583062.5171 | 2.993%
2022-07-01 | 2022 | 7 | 63898027.8267 | 0 | 260.7 | 819564 | 0 | 31 | -23284736.6478 | 0 | 20903926.146 | 15677486.7947 | 0 | 48424797.0518 | 61721473.3447 | -2176554.482 | 3.406%
2022-08-01 | 2022 | 8 | 62500468.3557 | 0 | 256.5 | 819564 | 0 | 31 | -23284736.6478 | 0 | 20567154.0332 | 15677486.7947 | 0 | 48424797.0518 | 61384701.2318 | -1115767.1239 | 1.785%
2022-09-01 | 2022 | 9 | 48263159.8847 | 8.2 | 136.2 | 819564 | 1 | 30 | -23284736.6478 | 112224.3684 | 10921038.5158 | 15677486.7947 | -2837598.3252 | 46862706.8243 | 47451121.5303 | -812038.3544 | 1.683%
2022-10-01 | 2022 | 10 | 39368582.4137 | 120 | 12.3 | 838397 | 1 | 31 | -23284736.6478 | 1642307.8309 | 986261.1876 | 16037744.3326 | -2837598.3252 | 48424797.0518 | 40968775.4298 | 1600193.0161 | 4.065%
2022-11-01 | 2022 | 11 | 40432823.9426 | 226.9 | 9.6 | 838397 | 1 | 30 | -23284736.6478 | 3105330.3902 | 769764.8293 | 16037744.3326 | -2837598.3252 | 46862706.8243 | 40653211.4034 | 220387.4608 | 0.5451%
2022-12-01 | 2022 | 12 | 46713356.4716 | 398.5 | 0 | 838397 | 0 | 31 | -23284736.6478 | 5453830.5884 | 0 | 16037744.3326 | 0 | 48424797.0518 | 46631635.325 | -81721.1467 | 0.1749%
2023-01-01 | 2023 | 1 | 46583116.5192 | 415.6 | 0 | 845218 | 0 | 31 | -23284736.6478 | 5687859.4543 | 0 | 16168223.6331 | 0 | 48424797.0518 | 46996143.4913 | 413026.9722 | 0.8866%
2023-02-01 | 2023 | 2 | 40876786.0468 | 379.9 | 0 | 845218 | 0 | 28 | -23284736.6478 | 5199272.8746 | 0 | 16168223.6331 | 0 | 43738526.3694 | 41821286.2292 | 944500.1825 | 2.311%
2023-03-01 | 2023 | 3 | 42680536.5744 | 372.4 | 0 | 845218 | 1 | 31 | -23284736.6478 | 5096628.6351 | 0 | 16168223.6331 | -2837598.3252 | 48424797.0518 | 43567314.347 | 886777.7726 | 2.078%
2023-04-01 | 2023 | 4 | 38703114.102 | 178.9 | 16.1 | 851621 | 1 | 30 | -23284736.6478 | 2448407.2579 | 1290959.7658 | 16290706.9876 | -2837598.3252 | 46862706.8243 | 40770445.8626 | 2067331.7606 | 5.342%
2023-05-01 | 2023 | 5 | 41884572.6295 | 73.9 | 46 | 851621 | 1 | 31 | -23284736.6478 | 1011387.9058 | 3688456.4738 | 16290706.9876 | -2837598.3252 | 48424797.0518 | 43293013.446 | 1408440.8164 | 3.363%
2023-06-01 | 2023 | 6 | 49966785.1571 | 0 | 154 | 851621 | 0 | 30 | -23284736.6478 | 0 | 12348310.8035 | 16290706.9876 | 0 | 46862706.8243 | 52216987.9676 | 2250202.8105 | 4.503%
2023-07-01 | 2023 | 7 | 60709456.6847 | 0 | 269.5 | 852979 | 0 | 31 | -23284736.6478 | 0 | 21609543.9062 | 16316684.2475 | 0 | 48424797.0518 | 63066288.5577 | 2356831.873 | 3.882%
2023-08-01 | 2023 | 8 | 56519900.2123 | 0 | 193.8 | 852979 | 0 | 31 | -23284736.6478 | 0 | 15539627.4917 | 16316684.2475 | 0 | 48424797.0518 | 56996372.1432 | 476471.9309 | 0.843%
2023-09-01 | 2023 | 9 | 46714488.7399 | 0 | 140.6 | 852979 | 1 | 30 | -23284736.6478 | 0 | 11273847.396 | 16316684.2475 | -2837598.3252 | 46862706.8243 | 48330903.4948 | 1616414.7548 | 3.46%
2023-10-01 | 2023 | 10 | 40824035.2675 | 77.6 | 55.4 | 852029 | 1 | 31 | -23284736.6478 | 1062025.7306 | 4442184.5358 | 16298511.643 | -2837598.3252 | 48424797.0518 | 44105183.9882 | 3281148.7207 | 8.037%
2023-11-01 | 2023 | 11 | 40771078.7951 | 254.1 | 0 | 852029 | 1 | 30 | -23284736.6478 | 3477586.8319 | 0 | 16298511.643 | -2837598.3252 | 46862706.8243 | 40516470.3262 | -254608.4689 | 0.6245%
2023-12-01 | 2023 | 12 | 46228650.3227 | 319.2 | 0 | 852029 | 0 | 31 | -23284736.6478 | 4368538.8301 | 0 | 16298511.643 | 0 | 48424797.0518 | 45807110.8771 | -421539.4456 | 0.9119%
2024-01-01 | 2024 | 1 | 47520942.1661 | 462.4 | 0 | 860658 | 0 | 31 | -23284736.6478 | 6328359.5083 | 0 | 16463576.2793 | 0 | 48424797.0518 | 47931996.1916 | 411054.0254 | 0.865%
2024-02-01 | 2024 | 2 | 42009232.7348 | 373.1 | 0 | 860658 | 0 | 29 | -23284736.6478 | 5106208.7642 | 0 | 16463576.2793 | 0 | 45300616.5969 | 43585664.9925 | 1576432.2576 | 3.753%
2024-03-01 | 2024 | 3 | 42133800.2735 | 305.5 | 0 | 860658 | 1 | 31 | -23284736.6478 | 4181042.0194 | 0 | 16463576.2793 | -2837598.3252 | 48424797.0518 | 42947080.3775 | 813280.1039 | 1.93%
2024-04-01 | 2024 | 4 | 38836355.5022 | 175.8 | 1.1 | 865503 | 1 | 30 | -23284736.6478 | 2405980.9722 | 88202.22 | 16556256.5623 | -2837598.3252 | 46862706.8243 | 39790811.6059 | 954456.1037 | 2.458%
2024-05-01 | 2024 | 5 | 43725998.0209 | 30 | 59 | 865503 | 1 | 31 | -23284736.6478 | 410576.9577 | 4730846.3468 | 16556256.5623 | -2837598.3252 | 48424797.0518 | 44000141.9456 | 274143.9247 | 0.627%
2024-06-01 | 2024 | 6 | 54316624.3596 | 0 | 164.4 | 865503 | 0 | 30 | -23284736.6478 | 0 | 13182222.702 | 16556256.5623 | 0 | 46862706.8243 | 53316449.4408 | -1000174.9188 | 1.841%
2024-07-01 | 2024 | 7 | 64592396.8683 | 0 | 261.8 | 867701 | 0 | 31 | -23284736.6478 | 0 | 20992128.366 | 16598302.2305 | 0 | 48424797.0518 | 62730491.0005 | -1861905.8678 | 2.883%
2024-08-01 | 2024 | 8 | 60459871.107 | 0 | 240.3 | 867701 | 0 | 31 | -23284736.6478 | 0 | 19268175.8837 | 16598302.2305 | 0 | 48424797.0518 | 61006538.5182 | 546667.4112 | 0.9042%
2024-09-01 | 2024 | 9 | 48481511.2157 | 0.4 | 148.2 | 867701 | 1 | 30 | -23284736.6478 | 5474.3594 | 11883244.5525 | 16598302.2305 | -2837598.3252 | 46862706.8243 | 49227392.9937 | 745881.778 | 1.538%
2024-10-01 | 2024 | 10 | 41352177.6044 | 55.2 | 47.4 | 869576 | 1 | 31 | -23284736.6478 | 755461.6022 | 3800713.8447 | 16634169.2131 | -2837598.3252 | 48424797.0518 | 43492806.7388 | 2140629.1344 | 5.177%
2024-11-01 | 2024 | 11 | 40782399.3331 | 194.2 | 9.9 | 869576 | 1 | 30 | -23284736.6478 | 2657801.5063 | 793819.9802 | 16634169.2131 | -2837598.3252 | 46862706.8243 | 40826162.5509 | 43763.2179 | 0.1073%
2024-12-01 | 2024 | 12 | 48660834.7018 | 400.8 | 0 | 869576 | 0 | 31 | -23284736.6478 | 5485308.1551 | 0 | 16634169.2131 | 0 | 48424797.0518 | 47259537.7722 | -1401296.9295 | 2.88%
3.11%

## GS<50 Predicted Monthly
Date | Year | Month | GS_lt_50_NoCDM | HDD14 | CDD14 | OEA_GDPChange | GS_lt_50_Customers | Shoulder | Month Days | const | HDD14 | CDD14 | OEA_GDPChange | GS_lt_50_Customers | Shoulder | Month Days | Predicted | Difference
2015-01-01 | 2015 | 1 | 15817525.2155 | 615.6 | 0 | 1611 | 5230 | 0 | 31 | -8314018.5106 | 2900620.8622 | 0 | 11068.0226 | 9708212.0165 | 0 | 11369665.7958 | 15675548.1865 | -141977.029 | 0.8976%
2015-02-01 | 2015 | 2 | 14777649.2442 | 703.9 | 0 | 1611 | 5234 | 0 | 28 | -8314018.5106 | 3316678.0782 | 0 | 11068.0226 | 9715637.0353 | 0 | 10269375.5575 | 14998740.1829 | 221090.9387 | 1.496% | Model 2: Prais-Winsten, using observations 2015:01-2024:12 (T = 120)
2015-03-01 | 2015 | 3 | 15200272.2729 | 470 | 0 | 1611 | 5236 | 1 | 31 | -8314018.5106 | 2214574.0826 | 0 | 11068.0226 | 9719349.5446 | -202362.3318 | 11369665.7958 | 14798276.6032 | -401995.6697 | 2.645% | Dependent variable: GS_lt_50_NoCDM
2015-04-01 | 2015 | 4 | 13384863.3017 | 203.5 | 1.6 | 5139 | 5236 | 1 | 30 | -8314018.5106 | 958863.4592 | 18486.8925 | 35306.3737 | 9719349.5446 | -202362.3318 | 11002902.383 | 13218527.8106 | -166335.491 | 1.243% | rho = 0.812494
2015-05-01 | 2015 | 5 | 13530179.3304 | 44.2 | 60.8 | 5139 | 5250 | 1 | 31 | -8314018.5106 | 208264.201 | 702501.9143 | 35306.3737 | 9745337.1103 | -202362.3318 | 11369665.7958 | 13544694.5527 | 14515.2223 | 0.1073%
2015-06-01 | 2015 | 6 | 13858885.3591 | 11.4 | 98 | 5139 | 5241 | 0 | 30 | -8314018.5106 | 53715.2012 | 1132322.1646 | 35306.3737 | 9728630.8181 | 0 | 11002902.383 | 13638858.4299 | -220026.9292 | 1.588% |  | coefficient | std. error | t-ratio | p-value
2015-07-01 | 2015 | 7 | 15331961.3879 | 0 | 244.9 | 6615 | 5240 | 0 | 31 | -8314018.5106 | 0 | 2829649.9806 | 45446.9084 | 9726774.5634 | 0 | 11369665.7958 | 15657518.7376 | 325557.3497 | 2.123% | const | -8314018.5106 | 4966639.2807 | -1.674 | 0.096902
2015-08-01 | 2015 | 8 | 15575294.4166 | 0 | 210.7 | 6615 | 5244 | 0 | 31 | -8314018.5106 | 0 | 2434492.6538 | 45446.9084 | 9734199.5822 | 0 | 11369665.7958 | 15269786.4295 | -305507.9871 | 1.961% | HDD14 | 4711.8598 | 342.417 | 13.7606 | 6.6626e-26
2015-09-01 | 2015 | 9 | 14205506.4453 | 0.1 | 181 | 6615 | 5237 | 1 | 30 | -8314018.5106 | 471.186 | 2091329.7121 | 45446.9084 | 9721205.7993 | -202362.3318 | 11002902.383 | 14344975.1464 | 139468.7011 | 0.9818% | CDD14 | 11554.3078 | 655.125 | 17.6368 | 3.0892e-34
2015-10-01 | 2015 | 10 | 13170519.4741 | 89.2 | 14.4 | 7443 | 5242 | 1 | 31 | -8314018.5106 | 420297.8897 | 166382.0323 | 51135.501 | 9730487.0728 | -202362.3318 | 11369665.7958 | 13221587.4492 | 51067.9752 | 0.3877% | OEA_GDPChange | 6.8703 | 1.9855 | 3.4602 | 0.00076259
2015-11-01 | 2015 | 11 | 13225827.5028 | 185.1 | 4 | 7443 | 5234 | 1 | 30 | -8314018.5106 | 872165.2398 | 46217.2312 | 51135.501 | 9715637.0353 | -202362.3318 | 11002902.383 | 13171676.5479 | -54150.9549 | 0.4094% | GS_lt_50_Customers | 1856.2547 | 889.0793 | 2.0878 | 0.03906
2015-12-01 | 2015 | 12 | 14139805.5315 | 270.5 | 0 | 7443 | 5238 | 0 | 31 | -8314018.5106 | 1274558.0624 | 0 | 51135.501 | 9723062.054 | 0 | 11369665.7958 | 14104402.9026 | -35402.6289 | 0.2504% | Shoulder | -202362.3318 | 75239.4127 | -2.6896 | 0.0082383
2016-01-01 | 2016 | 1 | 15123271.8896 | 501 | 0 | 5503 | 5246 | 0 | 31 | -8314018.5106 | 2360641.7349 | 0 | 37807.156 | 9737912.0915 | 0 | 11369665.7958 | 15192008.2675 | 68736.3779 | 0.4545% | MonthDays | 366763.4128 | 26496.6518 | 13.8419 | 4.3782e-26
2016-02-01 | 2016 | 2 | 14350816.4251 | 428.3 | 0 | 5503 | 5267 | 0 | 29 | -8314018.5106 | 2018089.531 | 0 | 37807.156 | 9776893.44 | 0 | 10636138.9703 | 14154910.5866 | -195905.8385 | 1.365%
2016-03-01 | 2016 | 3 | 14493124.9606 | 327.2 | 0 | 5503 | 5268 | 1 | 31 | -8314018.5106 | 1541720.5103 | 0 | 37807.156 | 9778749.6947 | -202362.3318 | 11369665.7958 | 14211562.3143 | -281562.6463 | 1.943% | Statistics based on the rho-differenced data
2016-04-01 | 2016 | 4 | 13407795.4961 | 273.8 | 2.8 | -2655 | 5267 | 1 | 30 | -8314018.5106 | 1290107.1996 | 32352.0618 | -18240.5959 | 9776893.44 | -202362.3318 | 11002902.383 | 13567633.6462 | 159838.1501 | 1.192% | Sum squared resid | 1.3751e+13 | S.E. of regression | 348840.4528
2016-05-01 | 2016 | 5 | 13731027.0316 | 74.6 | 70.6 | -2655 | 5294 | 1 | 31 | -8314018.5106 | 351504.7374 | 815734.1308 | -18240.5959 | 9827012.3165 | -202362.3318 | 11369665.7958 | 13829295.5422 | 98268.5107 | 0.7157% | R-squared | 0.91115 | Adjusted R-squared | 0.90644
2016-06-01 | 2016 | 6 | 14550745.5671 | 2 | 163.6 | -2655 | 5264 | 0 | 30 | -8314018.5106 | 9423.7195 | 1890284.7564 | -18240.5959 | 9771324.6759 | 0 | 11002902.383 | 14341676.4283 | -209069.1388 | 1.437% | F(6, 113) | 213.6544 | P-value(F) | 3.0587e-59
2016-07-01 | 2016 | 7 | 16348284.1025 | 0 | 276.5 | 5974 | 5262 | 0 | 31 | -8314018.5106 | 0 | 3194766.1072 | 41043.0583 | 9767612.1665 | 0 | 11369665.7958 | 16059068.6172 | -289215.4854 | 1.769% | rho | -0.1932 | Durbin-Watson | 2.38
2016-08-01 | 2016 | 8 | 16739654.638 | 0 | 301.8 | 5974 | 5260 | 0 | 31 | -8314018.5106 | 0 | 3487090.0946 | 41043.0583 | 9763899.6572 | 0 | 11369665.7958 | 16347680.0952 | -391974.5429 | 2.342%
2016-09-01 | 2016 | 9 | 14440145.1735 | 0.1 | 181 | 5974 | 5273 | 1 | 30 | -8314018.5106 | 471.186 | 2091329.7121 | 41043.0583 | 9788030.9681 | -202362.3318 | 11002902.383 | 14407396.4651 | -32748.7084 | 0.2268% | Statistics based on the original data
2016-10-01 | 2016 | 10 | 13350527.709 | 77.2 | 52.7 | -1226 | 5278 | 1 | 31 | -8314018.5106 | 363755.5727 | 608912.0212 | -8422.9644 | 9797312.2415 | -202362.3318 | 11369665.7958 | 13614841.8244 | 264314.1154 | 1.98% | Mean dependent var | 14756065.6128 | S.D. dependent var | 1137774.8182
2016-11-01 | 2016 | 11 | 13437723.2445 | 174.8 | 1.9 | -1226 | 5298 | 1 | 30 | -8314018.5106 | 823633.0843 | 21953.1848 | -8422.9644 | 9834437.3353 | -202362.3318 | 11002902.383 | 13158122.1807 | -279601.0638 | 2.081%
2016-12-01 | 2016 | 12 | 14912204.78 | 435 | 0 | -1226 | 5297 | 0 | 31 | -8314018.5106 | 2049658.9913 | 0 | -8422.9644 | 9832581.0806 | 0 | 11369665.7958 | 14929464.3927 | 17259.6127 | 0.1157%
2017-01-01 | 2017 | 1 | 15552205.7789 | 444.6 | 0 | 11322 | 5303 | 0 | 31 | -8314018.5106 | 2094892.8449 | 0 | 77785.3207 | 9843718.6087 | 0 | 11369665.7958 | 15072044.0595 | -480161.7193 | 3.087%
2017-02-01 | 2017 | 2 | 13871440.3714 | 359.2 | 0 | 11322 | 5341 | 0 | 28 | -8314018.5106 | 1692500.0223 | 0 | 77785.3207 | 9914256.2869 | 0 | 10269375.5575 | 13639898.6767 | -231541.6947 | 1.669%
2017-03-01 | 2017 | 3 | 14837407.964 | 417.2 | 0 | 11322 | 5342 | 1 | 31 | -8314018.5106 | 1965787.8878 | 0 | 77785.3207 | 9916112.5415 | -202362.3318 | 11369665.7958 | 14812970.7035 | -24437.2605 | 0.1647%
2017-04-01 | 2017 | 4 | 13390657.5565 | 156.8 | 4.7 | 7942 | 5344 | 1 | 30 | -8314018.5106 | 738819.6088 | 54305.2467 | 54563.7712 | 9919825.0509 | -202362.3318 | 11002902.383 | 13254035.2182 | -136622.3383 | 1.02%
2017-05-01 | 2017 | 5 | 13605380.149 | 98.6 | 29.9 | 7942 | 5341 | 1 | 31 | -8314018.5106 | 464589.3714 | 345473.8033 | 54563.7712 | 9914256.2869 | -202362.3318 | 11369665.7958 | 13632168.1861 | 26788.037 | 0.1969%
2017-06-01 | 2017 | 6 | 14207511.7416 | 0 | 159.1 | 7942 | 5339 | 0 | 30 | -8314018.5106 | 0 | 1838290.3713 | 54563.7712 | 9910543.7775 | 0 | 11002902.383 | 14492281.7923 | 284770.0507 | 2.004%
2017-07-01 | 2017 | 7 | 15533752.3341 | 0 | 237.5 | 416 | 5337 | 0 | 31 | -8314018.5106 | 0 | 2744148.1029 | 2858.0369 | 9906831.2681 | 0 | 11369665.7958 | 15709484.693 | 175732.3589 | 1.131%
2017-08-01 | 2017 | 8 | 15160539.9267 | 0 | 202.2 | 416 | 5344 | 0 | 31 | -8314018.5106 | 0 | 2336281.0375 | 2858.0369 | 9919825.0509 | 0 | 11369665.7958 | 15314611.4105 | 154071.4838 | 1.016%
2017-09-01 | 2017 | 9 | 14204164.5192 | 4.1 | 142.4 | 416 | 5350 | 1 | 30 | -8314018.5106 | 19318.625 | 1645333.431 | 2858.0369 | 9930962.579 | -202362.3318 | 11002902.383 | 14084994.2125 | -119170.3067 | 0.839%
2017-10-01 | 2017 | 10 | 13926867.1118 | 47.5 | 67.9 | 6393 | 5350 | 1 | 31 | -8314018.5106 | 223813.3381 | 784537.4997 | 43921.706 | 9930962.579 | -202362.3318 | 11369665.7958 | 13836520.0763 | -90347.0354 | 0.6487%
2017-11-01 | 2017 | 11 | 13988763.7043 | 267.9 | 0 | 6393 | 5353 | 1 | 30 | -8314018.5106 | 1262307.2271 | 0 | 43921.706 | 9936531.3431 | -202362.3318 | 11002902.383 | 13729281.8168 | -259481.8875 | 1.855%
2017-12-01 | 2017 | 12 | 15562822.2968 | 525.2 | 0 | 6393 | 5356 | 0 | 31 | -8314018.5106 | 2474668.7408 | 0 | 43921.706 | 9942100.1072 | 0 | 11369665.7958 | 15516337.8391 | -46484.4577 | 0.2987%
2018-01-01 | 2018 | 1 | 16341548.7679 | 556.3 | 0 | 8006 | 5365 | 0 | 31 | -8314018.5106 | 2621207.579 | 0 | 55003.4691 | 9958806.3994 | 0 | 11369665.7958 | 15690664.7327 | -650884.0352 | 3.983%
2018-02-01 | 2018 | 2 | 14352800.5985 | 400.1 | 0 | 8006 | 5367 | 0 | 28 | -8314018.5106 | 1885215.0861 | 0 | 55003.4691 | 9962518.9087 | 0 | 10269375.5575 | 13858094.5108 | -494706.0877 | 3.447%
2018-03-01 | 2018 | 3 | 15228033.4292 | 409.9 | 0 | 8006 | 5382 | 1 | 31 | -8314018.5106 | 1931391.3116 | 0 | 55003.4691 | 9990362.729 | -202362.3318 | 11369665.7958 | 14830042.4632 | -397990.966 | 2.614%
2018-04-01 | 2018 | 4 | 14186658.2599 | 299.3 | 0 | 5437 | 5377 | 1 | 30 | -8314018.5106 | 1410259.6232 | 0 | 37353.7174 | 9981081.4556 | -202362.3318 | 11002902.383 | 13915216.3369 | -271441.923 | 1.913%
2018-05-01 | 2018 | 5 | 14557839.0905 | 50.5 | 75 | 5437 | 5371 | 1 | 31 | -8314018.5106 | 237948.9174 | 866573.0851 | 37353.7174 | 9969943.9275 | -202362.3318 | 11369665.7958 | 13965104.6008 | -592734.4897 | 4.072%
2018-06-01 | 2018 | 6 | 15372235.9212 | 0.6 | 151.5 | 5437 | 5437 | 0 | 30 | -8314018.5106 | 2827.1159 | 1750477.632 | 37353.7174 | 10092456.7369 | 0 | 11002902.383 | 14571999.0745 | -800236.8467 | 5.206%
2018-07-01 | 2018 | 7 | 17119387.7519 | 0 | 288.2 | 9244 | 5443 | 0 | 31 | -8314018.5106 | 0 | 3329951.5085 | 63508.8769 | 10103594.265 | 0 | 11369665.7958 | 16552701.9356 | -566685.8163 | 3.31%
2018-08-01 | 2018 | 8 | 16940976.5826 | 0 | 287.8 | 9244 | 5466 | 0 | 31 | -8314018.5106 | 0 | 3325329.7853 | 63508.8769 | 10146288.1228 | 0 | 11369665.7958 | 16590774.0703 | -350202.5123 | 2.067%
2018-09-01 | 2018 | 9 | 15120534.4132 | 2 | 165.4 | 9244 | 5466 | 1 | 30 | -8314018.5106 | 9423.7195 | 1911082.5104 | 63508.8769 | 10146288.1228 | -202362.3318 | 11002902.383 | 14616824.7703 | -503709.6429 | 3.331%
2018-10-01 | 2018 | 10 | 14207629.2439 | 132.7 | 28.7 | 5492 | 5469 | 1 | 31 | -8314018.5106 | 625263.7889 | 331608.6339 | 37731.5829 | 10151856.8869 | -202362.3318 | 11369665.7958 | 13999745.8459 | -207883.398 | 1.463%
2018-11-01 | 2018 | 11 | 14691641.0746 | 332.4 | 0 | 5492 | 5496 | 1 | 30 | -8314018.5106 | 1566222.181 | 0 | 37731.5829 | 10201975.7634 | -202362.3318 | 11002902.383 | 14292451.0679 | -399190.0066 | 2.717%
2018-12-01 | 2018 | 12 | 15557414.9052 | 392 | 0 | 5492 | 5494 | 0 | 31 | -8314018.5106 | 1847049.0221 | 0 | 37731.5829 | 10198263.2541 | 0 | 11369665.7958 | 15138691.1442 | -418723.761 | 2.691%
2019-01-01 | 2019 | 1 | 16535161.595 | 576 | 0 | 1092 | 5499 | 0 | 31 | -8314018.5106 | 2714031.2161 | 0 | 7502.3468 | 10207544.5275 | 0 | 11369665.7958 | 15984725.3756 | -550436.2194 | 3.329%
2019-02-01 | 2019 | 2 | 15287128.8961 | 459.7 | 0 | 1092 | 5507 | 0 | 28 | -8314018.5106 | 2166041.9272 | 0 | 7502.3468 | 10222394.565 | 0 | 10269375.5575 | 14351295.8858 | -935833.0103 | 6.122%
2019-03-01 | 2019 | 3 | 16050310.1972 | 432.5 | 0 | 1092 | 5500 | 1 | 31 | -8314018.5106 | 2037879.342 | 0 | 7502.3468 | 10209400.7822 | -202362.3318 | 11369665.7958 | 15108067.4243 | -942242.7729 | 5.871%
2019-04-01 | 2019 | 4 | 14274222.4983 | 231.9 | 0 | 5906 | 5496 | 1 | 30 | -8314018.5106 | 1092680.2761 | 0 | 40575.8792 | 10201975.7634 | -202362.3318 | 11002902.383 | 13821753.4593 | -452469.039 | 3.17%
2019-05-01 | 2019 | 5 | 14029473.7994 | 105.8 | 14.6 | 5906 | 5489 | 1 | 31 | -8314018.5106 | 498514.7616 | 168692.8939 | 40575.8792 | 10188981.9806 | -202362.3318 | 11369665.7958 | 13750050.4687 | -279423.3307 | 1.992%
2019-06-01 | 2019 | 6 | 14575779.1006 | 4.4 | 103.6 | 5906 | 5489 | 0 | 30 | -8314018.5106 | 20732.1829 | 1197026.2883 | 40575.8792 | 10188981.9806 | 0 | 11002902.383 | 14136200.2034 | -439578.8972 | 3.016%
2019-07-01 | 2019 | 7 | 17103909.4017 | 0 | 276.6 | 3717 | 5495 | 0 | 31 | -8314018.5106 | 0 | 3195921.538 | 25536.8342 | 10200119.5088 | 0 | 11369665.7958 | 16477225.1661 | -626684.2356 | 3.664%
2019-08-01 | 2019 | 8 | 16383214.7028 | 0 | 225.3 | 3717 | 5492 | 0 | 31 | -8314018.5106 | 0 | 2603185.5477 | 25536.8342 | 10194550.7447 | 0 | 11369665.7958 | 15878920.4118 | -504294.291 | 3.078%
2019-09-01 | 2019 | 9 | 14536936.0039 | 0.3 | 133.9 | 3717 | 5496 | 1 | 30 | -8314018.5106 | 1413.5579 | 1547121.8147 | 25536.8342 | 10201975.7634 | -202362.3318 | 11002902.383 | 14262569.5109 | -274366.493 | 1.887%
2019-10-01 | 2019 | 10 | 13867496.305 | 74.1 | 16 | 1050 | 5495 | 1 | 31 | -8314018.5106 | 349148.8075 | 184868.9248 | 7213.795 | 10200119.5088 | -202362.3318 | 11369665.7958 | 13594635.9895 | -272860.3156 | 1.968%
2019-11-01 | 2019 | 11 | 14353293.6062 | 344 | 0 | 1050 | 5456 | 1 | 30 | -8314018.5106 | 1620879.7541 | 0 | 7213.795 | 10127725.5759 | -202362.3318 | 11002902.383 | 14242340.6656 | -110952.9405 | 0.773%
2019-12-01 | 2019 | 12 | 15207078.9073 | 396.4 | 0 | 1050 | 5460 | 0 | 31 | -8314018.5106 | 1867781.205 | 0 | 7213.795 | 10135150.5947 | 0 | 11369665.7958 | 15065792.8798 | -141286.0275 | 0.9291%
2020-01-01 | 2020 | 1 | 15460614.9324 | 427.8 | 0 | -11271 | 5491 | 0 | 31 | -8314018.5106 | 2015733.6011 | 0 | -77434.9364 | 10192694.49 | 0 | 11369665.7958 | 15186640.4399 | -273974.4925 | 1.772%
2020-02-01 | 2020 | 2 | 14562080.2899 | 445.2 | 0 | -11271 | 5489 | 0 | 29 | -8314018.5106 | 2097719.9608 | 0 | -77434.9364 | 10188981.9806 | 0 | 10636138.9703 | 14531387.4646 | -30692.8252 | 0.2108%
2020-03-01 | 2020 | 3 | 13828647.6474 | 316 | 0 | -11271 | 5500 | 1 | 31 | -8314018.5106 | 1488947.6811 | 0 | -77434.9364 | 10209400.7822 | -202362.3318 | 11369665.7958 | 14474198.4803 | 645550.8329 | 4.668%
2020-04-01 | 2020 | 4 | 11361907.0049 | 241 | 0 | -93587 | 5502 | 1 | 30 | -8314018.5106 | 1135558.1998 | 0 | -642968.9817 | 10213113.2916 | -202362.3318 | 11002902.383 | 13192224.0503 | 1830317.0454 | 16.11%
2020-05-01 | 2020 | 5 | 11649396.3624 | 122.6 | 35.1 | -93587 | 5501 | 1 | 31 | -8314018.5106 | 577674.0054 | 405556.2038 | -642968.9817 | 10211257.0369 | -202362.3318 | 11369665.7958 | 13404803.2178 | 1755406.8554 | 15.07%
2020-06-01 | 2020 | 6 | 13516522.7199 | 3.1 | 182.4 | -93587 | 5504 | 0 | 30 | -8314018.5106 | 14606.7652 | 2107505.743 | -642968.9817 | 10216825.8009 | 0 | 11002902.383 | 14384853.1999 | 868330.48 | 6.424%
2020-07-01 | 2020 | 7 | 15828746.0774 | 0 | 326.5 | 70686 | 5501 | 0 | 31 | -8314018.5106 | 0 | 3772481.4973 | 485632.678 | 10211257.0369 | 0 | 11369665.7958 | 17525018.4973 | 1696272.4199 | 10.72%
2020-08-01 | 2020 | 8 | 15475786.4349 | 0 | 245.55 | 70686 | 5502 | 0 | 31 | -8314018.5106 | 0 | 2837160.2807 | 485632.678 | 10213113.2916 | 0 | 11369665.7958 | 16591553.5355 | 1115767.1005 | 7.21%
2020-09-01 | 2020 | 9 | 13348828.7924 | 6.8 | 108.1 | 70686 | 5550 | 1 | 30 | -8314018.5106 | 32040.6463 | 1249020.6734 | 485632.678 | 10302213.5166 | -202362.3318 | 11002902.383 | 14555429.0549 | 1206600.2625 | 9.039%
2020-10-01 | 2020 | 10 | 12958296.1499 | 116.7 | 7.7 | 18654 | 5531 | 1 | 31 | -8314018.5106 | 549874.0328 | 88968.1701 | 128158.2205 | 10266944.6775 | -202362.3318 | 11369665.7958 | 13887230.0544 | 928933.9044 | 7.169%
2020-11-01 | 2020 | 11 | 13270098.5074 | 184.6 | 8.7 | 18654 | 5535 | 1 | 30 | -8314018.5106 | 869809.3099 | 100522.4779 | 128158.2205 | 10274369.6963 | -202362.3318 | 11002902.383 | 13859381.2452 | 589282.7377 | 4.441%
2020-12-01 | 2020 | 12 | 14143324.8649 | 388.1 | 0 | 18654 | 5560 | 0 | 31 | -8314018.5106 | 1828672.7691 | 0 | 128158.2205 | 10320776.0635 | 0 | 11369665.7958 | 15333254.3382 | 1189929.4733 | 8.413%
2021-01-01 | 2021 | 1 | 14381534.3917 | 461.9 | 0 | 12705 | 5573 | 0 | 31 | -8314018.5106 | 2176408.0186 | 0 | 87286.9193 | 10344907.3744 | 0 | 11369665.7958 | 15664249.5974 | 1282715.2058 | 8.919%
2021-02-01 | 2021 | 2 | 13667119.5907 | 497 | 0 | 12705 | 5585 | 0 | 28 | -8314018.5106 | 2341794.2958 | 0 | 87286.9193 | 10367182.4306 | 0 | 10269375.5575 | 14751620.6926 | 1084501.1019 | 7.935%
2021-03-01 | 2021 | 3 | 14309991.7898 | 325 | 0 | 12705 | 5589 | 1 | 31 | -8314018.5106 | 1531354.4188 | 0 | 87286.9193 | 10374607.4494 | -202362.3318 | 11369665.7958 | 14846533.7409 | 536541.9511 | 3.749%
2021-04-01 | 2021 | 4 | 12572792.9889 | 216.7 | 0 | -6066 | 5595 | 1 | 30 | -8314018.5106 | 1021060.0079 | 0 | -41675.1241 | 10385744.9775 | -202362.3318 | 11002902.383 | 13851651.4019 | 1278858.413 | 10.17%
2021-05-01 | 2021 | 5 | 13147250.1879 | 79.4 | 53.6 | -6066 | 5611 | 1 | 31 | -8314018.5106 | 374121.6642 | 619310.8982 | -41675.1241 | 10415445.0525 | -202362.3318 | 11369665.7958 | 14220487.4441 | 1073237.2562 | 8.163%
2021-06-01 | 2021 | 6 | 13511808.387 | 0 | 209.4 | -6066 | 5608 | 0 | 30 | -8314018.5106 | 0 | 2419472.0537 | -41675.1241 | 10409876.2885 | 0 | 11002902.383 | 15476557.0904 | 1964748.7034 | 14.54%
2021-07-01 | 2021 | 7 | 15349955.5861 | 0 | 234.5 | 17046 | 5611 | 0 | 31 | -8314018.5106 | 0 | 2709485.1795 | 117110.8088 | 10415445.0525 | 0 | 11369665.7958 | 16297688.326 | 947732.7399 | 6.174%
2021-08-01 | 2021 | 8 | 16375542.7851 | 0 | 299.2 | 17046 | 5615 | 0 | 31 | -8314018.5106 | 0 | 3457048.8943 | 117110.8088 | 10422870.0713 | 0 | 11369665.7958 | 17052677.0595 | 677134.2744 | 4.135%
2021-09-01 | 2021 | 9 | 14161395.9842 | 0.7 | 131.2 | 17046 | 5618 | 1 | 30 | -8314018.5106 | 3298.3018 | 1515925.1836 | 117110.8088 | 10428438.8353 | -202362.3318 | 11002902.383 | 14551294.6702 | 389898.686 | 2.753%
2021-10-01 | 2021 | 10 | 13417367.1832 | 47.8 | 66.1 | 18833 | 5614 | 1 | 31 | -8314018.5106 | 225226.8961 | 763739.7457 | 129388.0008 | 10421013.8166 | -202362.3318 | 11369665.7958 | 14392653.4126 | 975286.2293 | 7.269%
2021-11-01 | 2021 | 11 | 13769731.3823 | 243 | 0 | 18833 | 5619 | 1 | 30 | -8314018.5106 | 1144981.9193 | 0 | 129388.0008 | 10430295.09 | -202362.3318 | 11002902.383 | 14191186.5508 | 421455.1685 | 3.061%
2021-12-01 | 2021 | 12 | 14754878.5814 | 340.5 | 0 | 18833 | 5623 | 0 | 31 | -8314018.5106 | 1604388.2449 | 0 | 129388.0008 | 10437720.1088 | 0 | 11369665.7958 | 15227143.6397 | 472265.0583 | 3.201%
2022-01-01 | 2022 | 1 | 15788558.3865 | 624.2 | 0 | 6821 | 5641 | 0 | 31 | -8314018.5106 | 2941142.8561 | 0 | 46862.1862 | 10471132.6932 | 0 | 11369665.7958 | 16514785.0206 | 726226.6341 | 4.6%
2022-02-01 | 2022 | 2 | 14751049.0398 | 464.7 | 0 | 6821 | 5639 | 0 | 28 | -8314018.5106 | 2189601.2259 | 0 | 46862.1862 | 10467420.1838 | 0 | 10269375.5575 | 14659240.6428 | -91808.397 | 0.6224%
2022-03-01 | 2022 | 3 | 15389914.6931 | 371.7 | 0 | 6821 | 5650 | 1 | 31 | -8314018.5106 | 1751398.2691 | 0 | 46862.1862 | 10487838.9853 | -202362.3318 | 11369665.7958 | 15139384.3941 | -250530.299 | 1.628%
2022-04-01 | 2022 | 4 | 13876561.3465 | 233.6 | 0 | 6403 | 5658 | 1 | 30 | -8314018.5106 | 1100690.4376 | 0 | 43990.4088 | 10502689.0228 | -202362.3318 | 11002902.383 | 14133891.4099 | 257330.0635 | 1.854%
2022-05-01 | 2022 | 5 | 14211702.9998 | 68.4 | 60.3 | 6403 | 5669 | 1 | 31 | -8314018.5106 | 322291.2069 | 696724.7604 | 43990.4088 | 10523107.8244 | -202362.3318 | 11369665.7958 | 14439399.154 | 227696.1542 | 1.602%
2022-06-01 | 2022 | 6 | 15055174.6531 | 0 | 154.5 | 6403 | 5662 | 0 | 30 | -8314018.5106 | 0 | 1785140.5554 | 43990.4088 | 10510114.0416 | 0 | 11002902.383 | 15028128.8782 | -27045.775 | 0.1796%
2022-07-01 | 2022 | 7 | 16754433.3065 | 0 | 260.7 | 1358 | 5658 | 0 | 31 | -8314018.5106 | 0 | 3012208.0439 | 9329.8415 | 10502689.0228 | 0 | 11369665.7958 | 16579874.1934 | -174559.113 | 1.042%
2022-08-01 | 2022 | 8 | 16753992.9598 | 0 | 256.5 | 1358 | 5681 | 0 | 31 | -8314018.5106 | 0 | 2963679.9511 | 9329.8415 | 10545382.8807 | 0 | 11369665.7958 | 16574039.9585 | -179953.0013 | 1.074%
2022-09-01 | 2022 | 9 | 14523776.6131 | 8.2 | 136.2 | 1358 | 5679 | 1 | 30 | -8314018.5106 | 38637.25 | 1573696.7226 | 9329.8415 | 10541670.3713 | -202362.3318 | 11002902.383 | 14649855.726 | 126079.1129 | 0.8681%
2022-10-01 | 2022 | 10 | 13812237.2665 | 120 | 12.3 | -950 | 5668 | 1 | 31 | -8314018.5106 | 565423.17 | 142117.986 | -6526.7669 | 10521251.5697 | -202362.3318 | 11369665.7958 | 14075550.9122 | 263313.6458 | 1.906%
2022-11-01 | 2022 | 11 | 14497454.9198 | 226.9 | 9.6 | -950 | 5677 | 1 | 30 | -8314018.5106 | 1069120.9773 | 110921.3549 | -6526.7669 | 10537957.8619 | -202362.3318 | 11002902.383 | 14197994.9679 | -299459.9519 | 2.066%
2022-12-01 | 2022 | 12 | 15707320.5731 | 398.5 | 0 | -950 | 5690 | 0 | 31 | -8314018.5106 | 1877676.1105 | 0 | -6526.7669 | 10562089.1729 | 0 | 11369665.7958 | 15488885.8016 | -218434.7715 | 1.391%
2023-01-01 | 2023 | 1 | 16124970.6597 | 415.6 | 0 | 8629 | 5697 | 0 | 31 | -8314018.5106 | 1958248.9122 | 0 | 59283.6542 | 10575082.9557 | 0 | 11369665.7958 | 15648262.8072 | -476707.8526 | 2.956%
2023-02-01 | 2023 | 2 | 14767925.6837 | 379.9 | 0 | 8629 | 5697 | 0 | 28 | -8314018.5106 | 1790035.5191 | 0 | 59283.6542 | 10575082.9557 | 0 | 10269375.5575 | 14379759.1758 | -388166.5079 | 2.628%
2023-03-01 | 2023 | 3 | 15713742.7077 | 372.4 | 0 | 8629 | 5697 | 1 | 31 | -8314018.5106 | 1754696.571 | 0 | 59283.6542 | 10575082.9557 | -202362.3318 | 11369665.7958 | 15242348.1342 | -471394.5735 | 3%
2023-04-01 | 2023 | 4 | 14335711.7317 | 178.9 | 16.1 | 4845 | 5695 | 1 | 30 | -8314018.5106 | 842951.7093 | 186024.3556 | 33286.5111 | 10571370.4463 | -202362.3318 | 11002902.383 | 14120154.563 | -215557.1687 | 1.504%
2023-05-01 | 2023 | 5 | 14570433.7557 | 73.9 | 46 | 4845 | 5695 | 1 | 31 | -8314018.5106 | 348206.4355 | 531498.1589 | 33286.5111 | 10571370.4463 | -202362.3318 | 11369665.7958 | 14337646.5052 | -232787.2505 | 1.598%
2023-06-01 | 2023 | 6 | 15207184.7797 | 0 | 154 | 4845 | 5713 | 0 | 30 | -8314018.5106 | 0 | 1779363.4015 | 33286.5111 | 10604783.0307 | 0 | 11002902.383 | 15106316.8156 | -100867.964 | 0.6633%
2023-07-01 | 2023 | 7 | 17067649.8037 | 0 | 269.5 | 2198 | 5701 | 0 | 31 | -8314018.5106 | 0 | 3113885.9526 | 15100.8775 | 10582507.9744 | 0 | 11369665.7958 | 16767142.0896 | -300507.7141 | 1.761%
2023-08-01 | 2023 | 8 | 16466173.8277 | 0 | 193.8 | 2198 | 5705 | 0 | 31 | -8314018.5106 | 0 | 2239224.852 | 15100.8775 | 10589932.9932 | 0 | 11369665.7958 | 15899906.0078 | -566267.8199 | 3.439%
2023-09-01 | 2023 | 9 | 14997289.8517 | 0 | 140.6 | 2198 | 5691 | 1 | 30 | -8314018.5106 | 0 | 1624535.6769 | 15100.8775 | 10563945.4275 | -202362.3318 | 11002902.383 | 14690103.5226 | -307186.3291 | 2.048%
2023-10-01 | 2023 | 10 | 14525201.8757 | 77.6 | 55.4 | 1875 | 5705 | 1 | 31 | -8314018.5106 | 365640.3166 | 640108.6522 | 12881.7767 | 10589932.9932 | -202362.3318 | 11369665.7958 | 14461848.6922 | -63353.1835 | 0.4362%
2023-11-01 | 2023 | 11 | 14789580.8997 | 254.1 | 0 | 1875 | 5706 | 1 | 30 | -8314018.5106 | 1197283.5625 | 0 | 12881.7767 | 10591789.2479 | -202362.3318 | 11002902.383 | 14288476.1278 | -501104.7719 | 3.388%
2023-12-01 | 2023 | 12 | 15248929.9236 | 319.2 | 0 | 1875 | 5684 | 0 | 31 | -8314018.5106 | 1504025.6323 | 0 | 12881.7767 | 10550951.6447 | 0 | 11369665.7958 | 15123506.3389 | -125423.5847 | 0.8225%
2024-01-01 | 2024 | 1 | 15984916.1622 | 462.4 | 0 | 4826 | 5693 | 0 | 31 | -8314018.5106 | 2178763.9485 | 0 | 33155.9758 | 10567657.9369 | 0 | 11369665.7958 | 15835225.1463 | -149691.0158 | 0.9365%
2024-02-01 | 2024 | 2 | 14775433.7582 | 373.1 | 0 | 4826 | 5693 | 0 | 29 | -8314018.5106 | 1757994.8728 | 0 | 33155.9758 | 10567657.9369 | 0 | 10636138.9703 | 14680929.2451 | -94504.5131 | 0.6396%
2024-03-01 | 2024 | 3 | 15102644.7943 | 305.5 | 0 | 4826 | 5700 | 1 | 31 | -8314018.5106 | 1439473.1537 | 0 | 33155.9758 | 10580651.7197 | -202362.3318 | 11369665.7958 | 14906565.8026 | -196078.9917 | 1.298%
2024-04-01 | 2024 | 4 | 14096177.4904 | 175.8 | 1.1 | 2733 | 5698 | 1 | 30 | -8314018.5106 | 828344.9441 | 12709.7386 | 18776.4778 | 10576939.2104 | -202362.3318 | 11002902.383 | 13923291.9114 | -172885.5789 | 1.226%
2024-05-01 | 2024 | 5 | 14561726.3364 | 30 | 59 | 2733 | 5710 | 1 | 31 | -8314018.5106 | 141355.7925 | 681704.1603 | 18776.4778 | 10599214.2666 | -202362.3318 | 11369665.7958 | 14294335.6506 | -267390.6858 | 1.836%
2024-06-01 | 2024 | 6 | 15556106.2325 | 0 | 164.4 | 2733 | 5709 | 0 | 30 | -8314018.5106 | 0 | 1899528.2026 | 18776.4778 | 10597358.0119 | 0 | 11002902.383 | 15204546.5647 | -351559.6678 | 2.26%
2024-07-01 | 2024 | 7 | 17398173.5686 | 0 | 261.8 | 730 | 5715 | 0 | 31 | -8314018.5106 | 0 | 3024917.7825 | 5015.3051 | 10608495.54 | 0 | 11369665.7958 | 16694075.9128 | -704097.6558 | 4.047%
2024-08-01 | 2024 | 8 | 16751789.4046 | 0 | 240.3 | 730 | 5712 | 0 | 31 | -8314018.5106 | 0 | 2776500.1648 | 5015.3051 | 10602926.776 | 0 | 11369665.7958 | 16440089.531 | -311699.8736 | 1.861%
2024-09-01 | 2024 | 9 | 15120870.8007 | 0.4 | 148.2 | 730 | 5736 | 1 | 30 | -8314018.5106 | 1884.7439 | 1712348.4162 | 5015.3051 | 10647476.8885 | -202362.3318 | 11002902.383 | 14853246.8943 | -267623.9064 | 1.77%
2024-10-01 | 2024 | 10 | 14429502.9367 | 55.2 | 47.4 | 4174.9227 | 5733 | 1 | 31 | -8314018.5106 | 260094.6582 | 547674.1898 | 28682.8916 | 10641908.1244 | -202362.3318 | 11369665.7958 | 14331644.8174 | -97858.1193 | 0.6782%
2024-11-01 | 2024 | 11 | 14351434.5028 | 194.2 | 9.9 | 4174.9227 | 5717 | 1 | 30 | -8314018.5106 | 915043.1635 | 114387.6472 | 28682.8916 | 10612208.0494 | -202362.3318 | 11002902.383 | 14156843.2924 | -194591.2104 | 1.356%
2024-12-01 | 2024 | 12 | 16012677.6589 | 400.8 | 0 | 4174.9227 | 5733 | 0 | 31 | -8314018.5106 | 1888513.3879 | 0 | 28682.8916 | 10641908.1244 | 0 | 11369665.7958 | 15614751.6891 | -397925.9698 | 2.485%
2.925%

## GS>50 Predicted Monthly
Date | Year | Month | GS_gt_50_NoCDM | HDD10 | CDD14 | Trend | Dec | Month Days | Tor_FTEAdjChange | const | HDD10 | CDD14 | Trend | Dec | Month Days | Tor_FTEAdjChange | Predicted | Difference
2015-01-01 | 2015 | 1 | 79694681.6945 | 491.6 | 0 | 1 | 0 | 31 | -34.2 | 12654537.4441 | 8964689.5225 | 0 | -66522.719 | 0 | 59070853.247 | -239632.5002 | 80383924.9944 | 689243.2999 | 0.8649%
2015-02-01 | 2015 | 2 | 74376312.8538 | 591.9 | 0 | 2 | 0 | 28 | -26.7 | 12654537.4441 | 10793734.1912 | 0 | -133045.4381 | 0 | 53354319.0618 | -187081.5133 | 76482463.7457 | 2106150.8919 | 2.832%
2015-03-01 | 2015 | 3 | 77468239.0131 | 346 | 0 | 3 | 0 | 31 | -7.9 | 12654537.4441 | 6309565.856 | 0 | -199568.1571 | 0 | 59070853.247 | -55353.7062 | 77780034.6838 | 311795.6708 | 0.4025%
2015-04-01 | 2015 | 4 | 70027916.1723 | 102.5 | 1.6 | 4 | 0 | 30 | -3.6 | 12654537.4441 | 1869163.2955 | 75058.9423 | -266090.8761 | 0 | 57165341.852 | -25224.4737 | 71472786.1841 | 1444870.0117 | 2.063% | Model 3: Prais-Winsten, using observations 2015:01-2024:12 (T = 120)
2015-05-01 | 2015 | 5 | 73743857.3316 | 4.6 | 60.8 | 5 | 0 | 31 | 22.5 | 12654537.4441 | 83884.4016 | 2852239.8086 | -332613.5951 | 0 | 59070853.247 | 157652.9606 | 74486554.2668 | 742696.9352 | 1.007% | Dependent variable: GS_gt_50_NoCDM
2015-06-01 | 2015 | 6 | 75664536.4909 | 0 | 98 | 6 | 0 | 30 | 46.3 | 12654537.4441 | 0 | 4597360.2178 | -399136.3142 | 0 | 57165341.852 | 324414.759 | 74342517.9587 | -1322018.5322 | 1.747% | rho = 0.67884
2015-07-01 | 2015 | 7 | 82284876.6502 | 0 | 244.9 | 7 | 0 | 31 | 91.6 | 12654537.4441 | 0 | 11488709.3607 | -465659.0332 | 0 | 59070853.247 | 641822.7198 | 83390263.7383 | 1105387.0882 | 1.343%
2015-08-01 | 2015 | 8 | 81168529.8094 | 0 | 210.7 | 8 | 0 | 31 | 119.7 | 12654537.4441 | 0 | 9884324.4683 | -532181.7522 | 0 | 59070853.247 | 838713.7506 | 81916247.1578 | 747717.3484 | 0.9212% |  | coefficient | std. error | t-ratio | p-value
2015-09-01 | 2015 | 9 | 78691834.9687 | 0 | 181 | 9 | 0 | 30 | 132.2 | 12654537.4441 | 0 | 8491042.8513 | -598704.4713 | 0 | 57165341.852 | 926298.7287 | 78638516.4048 | -53318.5639 | 0.06776% | const | 12654537.4441 | 3744929.453 | 3.3791 | 0.00099869
2015-10-01 | 2015 | 10 | 73009956.128 | 26.9 | 14.4 | 10 | 0 | 31 | 123.2 | 12654537.4441 | 490541.3917 | 675530.481 | -665227.1903 | 0 | 59070853.247 | 863237.5445 | 73089472.918 | 79516.79 | 0.1089% | HDD10 | 18235.7395 | 1547.9027 | 11.7809 | 2.1927e-21
2015-11-01 | 2015 | 11 | 71846695.2872 | 90.2 | 4 | 11 | 0 | 30 | 108 | 12654537.4441 | 1644863.7 | 187647.3558 | -731749.9093 | 0 | 57165341.852 | 756734.2111 | 71677374.6537 | -169320.6336 | 0.2357% | CDD14 | 46911.839 | 2225.2567 | 21.0815 | 5.7783e-41
2015-12-01 | 2015 | 12 | 72643978.4465 | 148 | 0 | 12 | 1 | 31 | 108.3 | 12654537.4441 | 2698889.4413 | 0 | -798272.6283 | -2455659.1491 | 59070853.247 | 758836.2505 | 71929184.6055 | -714793.841 | 0.984% | Trend | -66522.719 | 11904.003 | -5.5883 | 1.6086e-07
2016-01-01 | 2016 | 1 | 78763477.3896 | 377 | 0 | 13 | 0 | 31 | 113.8 | 12654537.4441 | 6874873.7795 | 0 | -864795.3474 | 0 | 59070853.247 | 797373.6409 | 78532842.7642 | -230634.6254 | 0.2928% | Dec | -2455659.1491 | 411423.1859 | -5.9687 | 2.8121e-08
2016-02-01 | 2016 | 2 | 74636760.5654 | 312.5 | 0 | 14 | 0 | 29 | 103.3 | 12654537.4441 | 5698668.5838 | 0 | -931318.0664 | 0 | 55259830.4569 | 723802.2593 | 73405520.6777 | -1231239.8878 | 1.65% | MonthDays | 1905511.3951 | 119922.244 | 15.8896 | 1.4137e-30
2016-03-01 | 2016 | 3 | 77047328.7413 | 208.5 | 0 | 15 | 0 | 31 | 74.1 | 12654537.4441 | 3802151.6791 | 0 | -997840.7854 | 0 | 59070853.247 | 519203.7504 | 75048905.3352 | -1998423.4061 | 2.594% | Tor_FTEAdjChange | 7006.7983 | 2306.0738 | 3.0384 | 0.0029547
2016-04-01 | 2016 | 4 | 73374646.9172 | 162.7 | 2.8 | 16 | 0 | 30 | 60.9 | 12654537.4441 | 2966954.8115 | 131353.1491 | -1064363.5044 | 0 | 57165341.852 | 426714.0135 | 72280537.7656 | -1094109.1515 | 1.491%
2016-05-01 | 2016 | 5 | 75400761.093 | 17.3 | 70.6 | 17 | 0 | 31 | 53.9 | 12654537.4441 | 315478.2928 | 3311975.8304 | -1130886.2235 | 0 | 59070853.247 | 377666.4257 | 74599625.0165 | -801136.0765 | 1.063% | Statistics based on the rho-differenced data
2016-06-01 | 2016 | 6 | 78871885.2689 | 0 | 163.6 | 18 | 0 | 30 | 57.7 | 12654537.4441 | 0 | 7674776.8534 | -1197408.9425 | 0 | 57165341.852 | 404292.2591 | 76701539.466 | -2170345.8029 | 2.752% | Sum squared resid | 258627112781736 | S.E. of regression | 1512856.7385
2016-07-01 | 2016 | 7 | 85038422.4448 | 0 | 276.5 | 19 | 0 | 31 | 31.9 | 12654537.4441 | 0 | 12971123.4717 | -1263931.6615 | 0 | 59070853.247 | 223516.8642 | 83656099.3655 | -1382323.0793 | 1.626% | R-squared | 0.92131 | Adjusted R-squared | 0.91713
2016-08-01 | 2016 | 8 | 88248238.6206 | 0 | 301.8 | 20 | 0 | 31 | 8.5 | 12654537.4441 | 0 | 14157992.9973 | -1330454.3806 | 0 | 59070853.247 | 59557.7851 | 84612487.093 | -3635751.5276 | 4.12% | F(6, 113) | 227.7145 | P-value(F) | 1.1194e-60
2016-09-01 | 2016 | 9 | 78975239.7965 | 0 | 181 | 21 | 0 | 30 | -12.1 | 12654537.4441 | 0 | 8491042.8513 | -1396977.0996 | 0 | 57165341.852 | -84782.2588 | 76829162.7889 | -2146077.0076 | 2.717% | rho | -0.17288 | Durbin-Watson | 2.3412
2016-10-01 | 2016 | 10 | 74338761.9724 | 26.6 | 52.7 | 22 | 0 | 31 | -16.2 | 12654537.4441 | 485070.6699 | 2472253.9131 | -1463499.8186 | 0 | 59070853.247 | -113510.1317 | 73105705.3238 | -1233056.6486 | 1.659%
2016-11-01 | 2016 | 11 | 72857624.1483 | 76 | 1.9 | 23 | 0 | 30 | -9 | 12654537.4441 | 1385916.1996 | 89132.494 | -1530022.5376 | 0 | 57165341.852 | -63061.1843 | 69701844.2678 | -3155779.8805 | 4.331% | Statistics based on the original data
2016-12-01 | 2016 | 12 | 75276873.3241 | 311 | 0 | 24 | 1 | 31 | -12.9 | 12654537.4441 | 5671314.9746 | 0 | -1596545.2567 | -2455659.1491 | 59070853.247 | -90387.6974 | 73254113.5625 | -2022759.7616 | 2.687% | Mean dependent var | 72738785.2268 | S.D. dependent var | 5253811.1036
2017-01-01 | 2017 | 1 | 77812185.5376 | 320.6 | 0 | 25 | 0 | 31 | -4.7 | 12654537.4441 | 5846378.0735 | 0 | -1663067.9757 | 0 | 59070853.247 | -32931.9518 | 75875768.8371 | -1936416.7005 | 2.489%
2017-02-01 | 2017 | 2 | 69707884.4284 | 247.7 | 0 | 26 | 0 | 28 | 9.8 | 12654537.4441 | 4516992.6662 | 0 | -1729590.6947 | 0 | 53354319.0618 | 68666.6229 | 68864925.1003 | -842959.3281 | 1.209%
2017-03-01 | 2017 | 3 | 76997412.3191 | 293.4 | 0 | 27 | 0 | 31 | 37.1 | 12654537.4441 | 5350365.9599 | 0 | -1796113.4138 | 0 | 59070853.247 | 259952.2151 | 75539595.4524 | -1457816.8667 | 1.893%
2017-04-01 | 2017 | 4 | 69695820.2099 | 65.8 | 4.7 | 28 | 0 | 30 | 52.8 | 12654537.4441 | 1199911.657 | 220485.6431 | -1862636.1328 | 0 | 57165341.852 | 369958.9476 | 69747599.411 | 51779.2011 | 0.07429%
2017-05-01 | 2017 | 5 | 73710670.1007 | 25.7 | 29.9 | 29 | 0 | 31 | 62.6 | 12654537.4441 | 468658.5043 | 1402663.9848 | -1929158.8518 | 0 | 59070853.247 | 438625.5705 | 72106179.899 | -1604490.2017 | 2.177%
2017-06-01 | 2017 | 6 | 76943218.9914 | 0 | 159.1 | 30 | 0 | 30 | 56.3 | 12654537.4441 | 0 | 7463673.5781 | -1995681.5708 | 0 | 57165341.852 | 394482.7415 | 75682354.0448 | -1260864.9466 | 1.639%
2017-07-01 | 2017 | 7 | 80788009.8822 | 0 | 237.5 | 31 | 0 | 31 | 58.8 | 12654537.4441 | 0 | 11141561.7524 | -2062204.2899 | 0 | 59070853.247 | 411999.7371 | 81216747.8908 | 428738.0085 | 0.5307%
2017-08-01 | 2017 | 8 | 80742066.773 | 0 | 202.2 | 32 | 0 | 31 | 61 | 12654537.4441 | 0 | 9485573.8372 | -2128727.0089 | 0 | 59070853.247 | 427414.6933 | 79509652.2127 | -1232414.5603 | 1.526%
2017-09-01 | 2017 | 9 | 76743976.6638 | 0 | 142.4 | 33 | 0 | 30 | 83.9 | 12654537.4441 | 0 | 6680245.8675 | -2195249.7279 | 0 | 57165341.852 | 587870.3732 | 74892745.8089 | -1851230.8549 | 2.412%
2017-10-01 | 2017 | 10 | 74943627.5545 | 12.3 | 67.9 | 34 | 0 | 31 | 108.7 | 12654537.4441 | 224299.5955 | 3185313.8652 | -2261772.447 | 0 | 59070853.247 | 761638.9698 | 73634870.6747 | -1308756.8798 | 1.746%
2017-11-01 | 2017 | 11 | 73430363.4453 | 151.8 | 0 | 35 | 0 | 30 | 125.5 | 12654537.4441 | 2768185.2513 | 0 | -2328295.166 | 0 | 57165341.852 | 879353.1804 | 71139122.5618 | -2291240.8835 | 3.12%
2017-12-01 | 2017 | 12 | 74717172.3361 | 401.2 | 0 | 36 | 1 | 31 | 143 | 12654537.4441 | 7316178.6746 | 0 | -2394817.885 | -2455659.1491 | 59070853.247 | 1001972.1498 | 75193064.4815 | 475892.1454 | 0.6369%
2018-01-01 | 2018 | 1 | 79618055.1323 | 432.5 | 0 | 37 | 0 | 31 | 137.8 | 12654537.4441 | 7886957.3199 | 0 | -2461340.604 | 0 | 59070853.247 | 965536.7989 | 78116544.206 | -1501510.9263 | 1.886%
2018-02-01 | 2018 | 2 | 70553686.8917 | 288.5 | 0 | 38 | 0 | 28 | 127.3 | 12654537.4441 | 5261010.8365 | 0 | -2527863.3231 | 0 | 53354319.0618 | 891965.4173 | 69633969.4367 | -919717.455 | 1.304%
2018-03-01 | 2018 | 3 | 76019363.6511 | 285.9 | 0 | 39 | 0 | 31 | 105.8 | 12654537.4441 | 5213597.9139 | 0 | -2594386.0421 | 0 | 59070853.247 | 741319.2549 | 75085921.8179 | -933441.8332 | 1.228%
2018-04-01 | 2018 | 4 | 72504561.4105 | 180.8 | 0 | 40 | 0 | 30 | 87.6 | 12654537.4441 | 3297021.6958 | 0 | -2660908.7611 | 0 | 57165341.852 | 613795.5268 | 71069787.7575 | -1434773.653 | 1.979%
2018-05-01 | 2018 | 5 | 75108611.1699 | 6.9 | 75 | 41 | 0 | 31 | 69 | 12654537.4441 | 125826.6023 | 3518387.9218 | -2727431.4802 | 0 | 59070853.247 | 483469.0793 | 73125642.8144 | -1982968.3555 | 2.64%
2018-06-01 | 2018 | 6 | 76769190.9293 | 0 | 151.5 | 42 | 0 | 30 | 66.5 | 12654537.4441 | 0 | 7107143.602 | -2793954.1992 | 0 | 57165341.852 | 465952.0837 | 74599020.7826 | -2170170.1467 | 2.827%
2018-07-01 | 2018 | 7 | 82170576.6887 | 0 | 288.2 | 43 | 0 | 31 | 78.8 | 12654537.4441 | 0 | 13519991.9875 | -2860476.9182 | 0 | 59070853.247 | 552135.7021 | 82937041.4626 | 766464.7739 | 0.9328%
2018-08-01 | 2018 | 8 | 82374458.4481 | 0 | 287.8 | 44 | 0 | 31 | 80.9 | 12654537.4441 | 0 | 13501227.2519 | -2926999.6372 | 0 | 59070853.247 | 566849.9785 | 82866468.2843 | 492009.8362 | 0.5973%
2018-09-01 | 2018 | 9 | 74890624.2075 | 0 | 165.4 | 45 | 0 | 30 | 60.3 | 12654537.4441 | 0 | 7759218.1635 | -2993522.3563 | 0 | 57165341.852 | 422509.9345 | 75008085.0379 | 117460.8304 | 0.1568%
2018-10-01 | 2018 | 10 | 71126370.9669 | 50.2 | 28.7 | 46 | 0 | 31 | 40 | 12654537.4441 | 915434.1213 | 1346369.7781 | -3060045.0753 | 0 | 59070853.247 | 280271.93 | 71207421.4452 | 81050.4784 | 0.114%
2018-11-01 | 2018 | 11 | 70890027.7263 | 214.1 | 0 | 47 | 0 | 30 | 36.1 | 12654537.4441 | 3904271.8201 | 0 | -3126567.7943 | 0 | 57165341.852 | 252945.4168 | 70850528.7387 | -39498.9876 | 0.05572%
2018-12-01 | 2018 | 12 | 70258464.4857 | 268 | 0 | 48 | 1 | 31 | 31.8 | 12654537.4441 | 4887178.1774 | 0 | -3193090.5133 | -2455659.1491 | 59070853.247 | 222816.1844 | 71186635.3905 | 928170.9048 | 1.321%
2019-01-01 | 2019 | 1 | 77017720.9837 | 452 | 0 | 49 | 0 | 31 | 27.1 | 12654537.4441 | 8242554.2396 | 0 | -3259613.2324 | 0 | 59070853.247 | 189884.2326 | 76898215.9309 | -119505.0527 | 0.1552%
2019-02-01 | 2019 | 2 | 69584021.6736 | 347.7 | 0 | 50 | 0 | 28 | 40.7 | 12654537.4441 | 6340566.6131 | 0 | -3326135.9514 | 0 | 53354319.0618 | 285176.6888 | 69308463.8564 | -275557.8172 | 0.396%
2019-03-01 | 2019 | 3 | 74426627.3636 | 308.5 | 0 | 51 | 0 | 31 | 62.7 | 12654537.4441 | 5625725.6259 | 0 | -3392658.6704 | 0 | 59070853.247 | 439326.2503 | 74397783.8969 | -28843.4666 | 0.03875%
2019-04-01 | 2019 | 4 | 68208973.0535 | 116.7 | 0 | 52 | 0 | 30 | 89.2 | 12654537.4441 | 2128110.7959 | 0 | -3459181.3895 | 0 | 57165341.852 | 625006.404 | 69113815.1065 | 904842.053 | 1.327%
2019-05-01 | 2019 | 5 | 69285910.7435 | 33.1 | 14.6 | 53 | 0 | 31 | 103.6 | 12654537.4441 | 603602.9764 | 684912.8488 | -3525704.1085 | 0 | 59070853.247 | 725904.2988 | 70214106.7066 | 928195.9631 | 1.34%
2019-06-01 | 2019 | 6 | 70340791.4334 | 0 | 103.6 | 54 | 0 | 30 | 108.1 | 12654537.4441 | 0 | 4860066.516 | -3592226.8275 | 0 | 57165341.852 | 757434.8909 | 71845153.8754 | 1504362.442 | 2.139%
2019-07-01 | 2019 | 7 | 81692876.1234 | 0 | 276.6 | 55 | 0 | 31 | 107.6 | 12654537.4441 | 0 | 12975814.6556 | -3658749.5465 | 0 | 59070853.247 | 753931.4918 | 81796387.2919 | 103511.1686 | 0.1267%
2019-08-01 | 2019 | 8 | 78330561.8133 | 0 | 225.3 | 56 | 0 | 31 | 114.4 | 12654537.4441 | 0 | 10569237.3171 | -3725272.2656 | 0 | 59070853.247 | 801577.7199 | 79370933.4625 | 1040371.6492 | 1.328%
2019-09-01 | 2019 | 9 | 71728053.5033 | 0 | 133.9 | 57 | 0 | 30 | 140 | 12654537.4441 | 0 | 6281495.2364 | -3791794.9846 | 0 | 57165341.852 | 980951.7551 | 73290531.3029 | 1562477.7996 | 2.178%
2019-10-01 | 2019 | 10 | 69595229.1933 | 10.4 | 16 | 58 | 0 | 31 | 137.3 | 12654537.4441 | 189651.6905 | 750589.4233 | -3858317.7036 | 0 | 59070853.247 | 962033.3998 | 69769347.5011 | 174118.3078 | 0.2502%
2019-11-01 | 2019 | 11 | 70061546.8832 | 224 | 0 | 59 | 0 | 30 | 130.9 | 12654537.4441 | 4084805.6409 | 0 | -3924840.4227 | 0 | 57165341.852 | 917189.891 | 70897034.4053 | 835487.5221 | 1.193%
2019-12-01 | 2019 | 12 | 70940575.5732 | 272.4 | 0 | 60 | 1 | 31 | 120.2 | 12654537.4441 | 4967415.4311 | 0 | -3991363.1417 | -2455659.1491 | 59070853.247 | 842217.1497 | 71088000.9812 | 147425.408 | 0.2078%
2020-01-01 | 2020 | 1 | 76432025.258 | 303.8 | 0 | 61 | 0 | 31 | 141.6 | 12654537.4441 | 5540017.6504 | 0 | -4057885.8607 | 0 | 59070853.247 | 992162.6323 | 74199685.1131 | -2232340.1449 | 2.921%
2020-02-01 | 2020 | 2 | 71230216.1886 | 329.2 | 0 | 62 | 0 | 29 | 130.6 | 12654537.4441 | 6003205.4329 | 0 | -4124408.5797 | 0 | 55259830.4569 | 915087.8515 | 70708252.6057 | -521963.5829 | 0.7328%
2020-03-01 | 2020 | 3 | 71001661.1192 | 195.3 | 0 | 63 | 0 | 31 | 34.4 | 12654537.4441 | 3561439.9181 | 0 | -4190931.2988 | 0 | 59070853.247 | 241033.8598 | 71336933.1703 | 335272.0511 | 0.4722%
2020-04-01 | 2020 | 4 | 60883665.0498 | 121.2 | 0 | 64 | 0 | 30 | -184.1 | 12654537.4441 | 2210171.6235 | 0 | -4257454.0178 | 0 | 57165341.852 | -1289951.5579 | 66482645.3439 | 5598980.2941 | 9.196%
2020-05-01 | 2020 | 5 | 63891673.9804 | 48.4 | 35.1 | 65 | 0 | 31 | -407.6 | 12654537.4441 | 882609.7903 | 1646605.5474 | -4323976.7368 | 0 | 59070853.247 | -2855970.9669 | 67074658.325 | 3182984.3446 | 4.982%
2020-06-01 | 2020 | 6 | 70683945.911 | 0 | 182.4 | 66 | 0 | 30 | -482.3 | 12654537.4441 | 0 | 8556719.4258 | -4390499.4559 | 0 | 57165341.852 | -3379378.7963 | 70606720.4698 | -77225.4412 | 0.1093%
2020-07-01 | 2020 | 7 | 75739065.8416 | 0 | 326.5 | 67 | 0 | 31 | -432.8 | 12654537.4441 | 0 | 15316715.4196 | -4457022.1749 | 0 | 59070853.247 | -3032542.2829 | 79552541.653 | 3813475.8113 | 5.035%
2020-08-01 | 2020 | 8 | 75530851.7722 | 0 | 245.55 | 68 | 0 | 31 | -307.3 | 12654537.4441 | 0 | 11519202.056 | -4523544.8939 | 0 | 59070853.247 | -2153189.1024 | 76567858.7508 | 1037006.9786 | 1.373%
2020-09-01 | 2020 | 9 | 65350821.7028 | 0 | 108.1 | 69 | 0 | 30 | -220 | 12654537.4441 | 0 | 5071169.7913 | -4590067.6129 | 0 | 57165341.852 | -1541495.6151 | 68759485.8593 | 3408664.1564 | 5.216%
2020-10-01 | 2020 | 10 | 63677703.6335 | 39.5 | 7.7 | 70 | 0 | 31 | -113.5 | 12654537.4441 | 720311.709 | 361221.16 | -4656590.332 | 0 | 59070853.247 | -795271.6014 | 67355061.6267 | 3677357.9932 | 5.775%
2020-11-01 | 2020 | 11 | 63426058.5641 | 95.7 | 8.7 | 71 | 0 | 30 | -64.5 | 12654537.4441 | 1745160.2671 | 408132.9989 | -4723113.051 | 0 | 57165341.852 | -451938.4872 | 66798121.0239 | 3372062.4599 | 5.317%
2020-12-01 | 2020 | 12 | 66367198.4947 | 264.1 | 0 | 72 | 1 | 31 | -73.2 | 12654537.4441 | 4816058.7935 | 0 | -4789635.77 | -2455659.1491 | 59070853.247 | -512897.6319 | 68783256.9336 | 2416058.4389 | 3.64%
2021-01-01 | 2021 | 1 | 66761890.6204 | 337.9 | 0 | 73 | 0 | 31 | -146.4 | 12654537.4441 | 6161856.3663 | 0 | -4856158.489 | 0 | 59070853.247 | -1025795.2639 | 72005293.3045 | 5243402.6841 | 7.854%
2021-02-01 | 2021 | 2 | 63358967.9196 | 385 | 0 | 74 | 0 | 28 | -191.3 | 12654537.4441 | 7020759.6952 | 0 | -4922681.2081 | 0 | 53354319.0618 | -1340400.5053 | 66766534.4877 | 3407566.5682 | 5.378%
2021-03-01 | 2021 | 3 | 67520952.2188 | 207.8 | 0 | 75 | 0 | 31 | -110.7 | 12654537.4441 | 3789386.6615 | 0 | -4989203.9271 | 0 | 59070853.247 | -775652.5663 | 69749920.8592 | 2228968.6404 | 3.301%
2021-04-01 | 2021 | 4 | 60994721.518 | 100.4 | 0 | 76 | 0 | 30 | 97 | 12654537.4441 | 1830868.2426 | 0 | -5055726.6461 | 0 | 57165341.852 | 679659.4303 | 67274680.3228 | 6279958.8049 | 10.3%
2021-05-01 | 2021 | 5 | 64228014.8172 | 19.3 | 53.6 | 77 | 0 | 31 | 302.9 | 12654537.4441 | 351949.7717 | 2514474.5681 | -5122249.3652 | 0 | 59070853.247 | 2122359.1901 | 71591924.8559 | 7363910.0387 | 11.47%
2021-06-01 | 2021 | 6 | 73762071.1164 | 0 | 209.4 | 78 | 0 | 30 | 372.3 | 12654537.4441 | 0 | 9823339.0777 | -5188772.0842 | 0 | 57165341.852 | 2608630.9887 | 77063077.2782 | 3301006.1619 | 4.475%
2021-07-01 | 2021 | 7 | 76779118.4156 | 0 | 234.5 | 79 | 0 | 31 | 350.3 | 12654537.4441 | 0 | 11000826.2355 | -5255294.8032 | 0 | 59070853.247 | 2454481.4272 | 79925403.5506 | 3146285.135 | 4.098%
2021-08-01 | 2021 | 8 | 82287571.7148 | 0 | 299.2 | 80 | 0 | 31 | 294.6 | 12654537.4441 | 0 | 14036022.216 | -5321817.5222 | 0 | 59070853.247 | 2064202.7646 | 82503798.1495 | 216226.4347 | 0.2628%
2021-09-01 | 2021 | 9 | 71607496.014 | 0 | 131.2 | 81 | 0 | 30 | 252.1 | 12654537.4441 | 0 | 6154833.2712 | -5388340.2413 | 0 | 57165341.852 | 1766413.839 | 72352786.165 | 745290.151 | 1.041%
2021-10-01 | 2021 | 10 | 69158586.3132 | 8.7 | 66.1 | 82 | 0 | 31 | 200.6 | 12654537.4441 | 158650.9334 | 3100872.5551 | -5454862.9603 | 0 | 59070853.247 | 1405563.7291 | 70935614.9483 | 1777028.6351 | 2.569%
2021-11-01 | 2021 | 11 | 69469437.6124 | 132 | 0 | 83 | 0 | 30 | 183.2 | 12654537.4441 | 2407117.6098 | 0 | -5521385.6793 | 0 | 57165341.852 | 1283645.4395 | 67989256.666 | -1480180.9464 | 2.131%
2021-12-01 | 2021 | 12 | 71198021.9116 | 217.9 | 0 | 84 | 1 | 31 | 221.2 | 12654537.4441 | 3973567.6301 | 0 | -5587908.3984 | -2455659.1491 | 59070853.247 | 1549903.773 | 69205294.5468 | -1992727.3648 | 2.799%
2022-01-01 | 2022 | 1 | 74478066.1882 | 500.2 | 0 | 85 | 0 | 31 | 252.2 | 12654537.4441 | 9121516.8819 | 0 | -5654431.1174 | 0 | 59070853.247 | 1767114.5188 | 76959590.9745 | 2481524.7863 | 3.332%
2022-02-01 | 2022 | 2 | 67971284.9778 | 352.7 | 0 | 86 | 0 | 28 | 286.8 | 12654537.4441 | 6431745.3104 | 0 | -5720953.8364 | 0 | 53354319.0618 | 2009549.7383 | 68729197.7182 | 757912.7403 | 1.115%
2022-03-01 | 2022 | 3 | 72988414.7675 | 247.9 | 0 | 87 | 0 | 31 | 269.8 | 12654537.4441 | 4520639.8141 | 0 | -5787476.5554 | 0 | 59070853.247 | 1890434.168 | 72348988.1178 | -639426.6496 | 0.8761%
2022-04-01 | 2022 | 4 | 66254711.5571 | 116.4 | 0 | 88 | 0 | 30 | 286.3 | 12654537.4441 | 2122640.0741 | 0 | -5853999.2745 | 0 | 57165341.852 | 2006046.3391 | 68094566.4348 | 1839854.8777 | 2.777%
2022-05-01 | 2022 | 5 | 70028259.3467 | 13.6 | 60.3 | 89 | 0 | 31 | 290 | 12654537.4441 | 248006.0568 | 2828783.8891 | -5920521.9935 | 0 | 59070853.247 | 2031971.4927 | 70913630.1362 | 885370.7895 | 1.264%
2022-06-01 | 2022 | 6 | 73412523.1364 | 0 | 154.5 | 90 | 0 | 30 | 289 | 12654537.4441 | 0 | 7247879.1189 | -5987044.7125 | 0 | 57165341.852 | 2024964.6944 | 73105678.3969 | -306844.7395 | 0.418%
2022-07-01 | 2022 | 7 | 77789632.926 | 0 | 260.7 | 91 | 0 | 31 | 250.9 | 12654537.4441 | 0 | 12229916.4162 | -6053567.4316 | 0 | 59070853.247 | 1758005.6811 | 79659745.3568 | 1870112.4308 | 2.404%
2022-08-01 | 2022 | 8 | 79678316.7156 | 0 | 256.5 | 92 | 0 | 31 | 177.3 | 12654537.4441 | 0 | 12032886.6926 | -6120090.1506 | 0 | 59070853.247 | 1242305.3298 | 78880492.5629 | -797824.1527 | 1.001%
2022-09-01 | 2022 | 9 | 70692856.5052 | 0 | 136.2 | 93 | 0 | 30 | 103.1 | 12654537.4441 | 0 | 6389392.466 | -6186612.8696 | 0 | 57165341.852 | 722400.8996 | 70745059.7921 | 52203.2868 | 0.07385%
2022-10-01 | 2022 | 10 | 66086004.2949 | 34.6 | 12.3 | 94 | 0 | 31 | 45 | 12654537.4441 | 630956.5856 | 577015.6192 | -6253135.5886 | 0 | 59070853.247 | 315305.9213 | 66995533.2285 | 909528.9337 | 1.376%
2022-11-01 | 2022 | 11 | 67580147.0845 | 130.1 | 9.6 | 95 | 0 | 30 | 1 | 12654537.4441 | 2372469.7048 | 450353.654 | -6319658.3077 | 0 | 57165341.852 | 7006.7983 | 66330051.1454 | -1250095.9391 | 1.85%
2022-12-01 | 2022 | 12 | 69037463.8741 | 275.3 | 0 | 96 | 1 | 31 | -18.7 | 12654537.4441 | 5020299.0756 | 0 | -6386181.0267 | -2455659.1491 | 59070853.247 | -131027.1273 | 67772822.4636 | -1264641.4105 | 1.832%
2023-01-01 | 2023 | 1 | 71676689.9471 | 291.6 | 0 | 97 | 0 | 31 | 13.2 | 12654537.4441 | 5317541.6289 | 0 | -6452703.7457 | 0 | 59070853.247 | 92489.7369 | 70682718.3112 | -993971.6359 | 1.387%
2023-02-01 | 2023 | 2 | 65932492.2693 | 267.9 | 0 | 98 | 0 | 28 | 45.9 | 12654537.4441 | 4885354.6035 | 0 | -6519226.4648 | 0 | 53354319.0618 | 321612.0397 | 64696596.6844 | -1235895.5849 | 1.874%
2023-03-01 | 2023 | 3 | 71645382.5914 | 248.4 | 0 | 99 | 0 | 31 | 92.3 | 12654537.4441 | 4529757.6839 | 0 | -6585749.1838 | 0 | 59070853.247 | 646727.4785 | 70316126.6698 | -1329255.9216 | 1.855%
2023-04-01 | 2023 | 4 | 64673302.9135 | 83.5 | 16.1 | 100 | 0 | 30 | 85.6 | 12654537.4441 | 1522684.2456 | 755280.6072 | -6652271.9028 | 0 | 57165341.852 | 599781.9302 | 66045354.1763 | 1372051.2628 | 2.122%
2023-05-01 | 2023 | 5 | 67530760.2357 | 21.1 | 46 | 101 | 0 | 31 | 99.5 | 12654537.4441 | 384774.1028 | 2157944.592 | -6718794.6218 | 0 | 59070853.247 | 697176.4259 | 68246491.19 | 715730.9544 | 1.06%
2023-06-01 | 2023 | 6 | 70478423.5578 | 0 | 154 | 102 | 0 | 30 | 109.9 | 12654537.4441 | 0 | 7224423.1994 | -6785317.3409 | 0 | 57165341.852 | 770047.1277 | 71029032.2824 | 550608.7246 | 0.7812%
2023-07-01 | 2023 | 7 | 76112982.8799 | 0 | 269.5 | 103 | 0 | 31 | 116.4 | 12654537.4441 | 0 | 12642740.599 | -6851840.0599 | 0 | 59070853.247 | 815591.3164 | 78331882.5466 | 2218899.6667 | 2.915%
2023-08-01 | 2023 | 8 | 74128294.202 | 0 | 193.8 | 104 | 0 | 31 | 108 | 12654537.4441 | 0 | 9091514.3899 | -6918362.7789 | 0 | 59070853.247 | 756734.2111 | 74655276.5132 | 526982.3112 | 0.7109%
2023-09-01 | 2023 | 9 | 70137255.5242 | 0 | 140.6 | 105 | 0 | 30 | 114.5 | 12654537.4441 | 0 | 6595804.5574 | -6984885.4979 | 0 | 57165341.852 | 802278.3997 | 70233076.7552 | 95821.231 | 0.1366%
2023-10-01 | 2023 | 10 | 68045049.8463 | 18.1 | 55.4 | 106 | 0 | 31 | 118.1 | 12654537.4441 | 330066.8844 | 2598915.8782 | -7051408.217 | 0 | 59070853.247 | 827502.8734 | 68430468.1102 | 385418.2639 | 0.5664%
2023-11-01 | 2023 | 11 | 67535164.1684 | 137.9 | 0 | 107 | 0 | 30 | 128.6 | 12654537.4441 | 2514708.4726 | 0 | -7117930.936 | 0 | 57165341.852 | 901074.255 | 66117731.0877 | -1417433.0807 | 2.099%
2023-12-01 | 2023 | 12 | 67172872.4906 | 195.2 | 0 | 108 | 1 | 31 | 108.4 | 12654537.4441 | 3559616.3442 | 0 | -7184453.655 | -2455659.1491 | 59070853.247 | 759536.9304 | 66404431.1616 | -768441.329 | 1.144%
2024-01-01 | 2024 | 1 | 73612400.2772 | 338.4 | 0 | 109 | 0 | 31 | 88.5 | 12654537.4441 | 6170974.236 | 0 | -7250976.3741 | 0 | 59070853.247 | 620101.6452 | 71265490.1983 | -2346910.079 | 3.188%
2024-02-01 | 2024 | 2 | 67426409.723 | 257.1 | 0 | 110 | 0 | 29 | 61.4 | 12654537.4441 | 4688408.6172 | 0 | -7317499.0931 | 0 | 55259830.4569 | 430217.4126 | 65715494.8377 | -1710914.8852 | 2.537%
2024-03-01 | 2024 | 3 | 69526387.4188 | 185 | 0 | 111 | 0 | 31 | 38.3 | 12654537.4441 | 3373611.8016 | 0 | -7384021.8121 | 0 | 59070853.247 | 268360.373 | 67983341.0536 | -1543046.3652 | 2.219%
2024-04-01 | 2024 | 4 | 66433277.0946 | 70.7 | 1.1 | 112 | 0 | 30 | 33.2 | 12654537.4441 | 1289266.7804 | 51603.0229 | -7450544.5311 | 0 | 57165341.852 | 232625.7019 | 63942830.2701 | -2490446.8245 | 3.749%
2024-05-01 | 2024 | 5 | 69679780.2203 | 1.8 | 59 | 113 | 0 | 31 | 42.3 | 12654537.4441 | 32824.331 | 2767798.4985 | -7517067.2502 | 0 | 59070853.247 | 296387.566 | 67305333.8365 | -2374446.3839 | 3.408%
2024-06-01 | 2024 | 6 | 72525274.1061 | 0 | 164.4 | 114 | 0 | 30 | 42.1 | 12654537.4441 | 0 | 7712306.3246 | -7583589.9692 | 0 | 57165341.852 | 294986.2063 | 70243581.8578 | -2281692.2483 | 3.146%
2024-07-01 | 2024 | 7 | 79765425.2319 | 0 | 261.8 | 115 | 0 | 31 | 44.4 | 12654537.4441 | 0 | 12281519.439 | -7650112.6882 | 0 | 59070853.247 | 311101.8423 | 76667899.2843 | -3097525.9476 | 3.883%
2024-08-01 | 2024 | 8 | 77761792.0177 | 0 | 240.3 | 116 | 0 | 31 | 51.2 | 12654537.4441 | 0 | 11272914.9014 | -7716635.4073 | 0 | 59070853.247 | 358748.0704 | 75640418.2558 | -2121373.7619 | 2.728%
2024-09-01 | 2024 | 9 | 71569012.5735 | 0 | 148.2 | 117 | 0 | 30 | 64.4 | 12654537.4441 | 0 | 6952334.5335 | -7783158.1263 | 0 | 57165341.852 | 451237.8073 | 69440293.5106 | -2128719.0629 | 2.974%
2024-10-01 | 2024 | 10 | 68521516.3092 | 8.6 | 47.4 | 118 | 0 | 31 | 75.8 | 12654537.4441 | 156827.3594 | 2223621.1666 | -7849680.8453 | 0 | 59070853.247 | 531115.3074 | 66787273.6792 | -1734242.63 | 2.531%
2024-11-01 | 2024 | 11 | 66855346.295 | 90.7 | 9.9 | 119 | 0 | 30 | 75.3 | 12654537.4441 | 1653981.5698 | 464427.2057 | -7916203.5643 | 0 | 57165341.852 | 527611.9083 | 64549696.4154 | -2305649.8796 | 3.449%
2024-12-01 | 2024 | 12 | 69388792.8208 | 276.8 | 0 | 120 | 1 | 31 | 94.7 | 12654537.4441 | 5047652.6848 | 0 | -7982726.2834 | -2455659.1491 | 59070853.247 | 663543.7943 | 66998201.7378 | -2390591.083 | 3.445%
2.145%

## EV Data
Statscan New zero-emission vehicle registrations, quarterly 20-10-0025-01 | [11 empty] | Quarterly Increase | [5 empty] | Cumulative | [6 empty] | Table: 20-10-0024-01
Geography |  |  | Ontario |  |  | Burlington | [5 empty] | Ontario |  |  | Burlington |  |  | Ontario |  |  | Burlington |  |  |  | Fuel type |  |  | All fuel types |  |  |  |  | Battery electric |  |  |  |  | Hybrid electric |  |  |  |  | Plug-in hybrid electric
|  |  | All zero-emission vehicles | Battery electric | Plug-in hybrid electric | All zero-emission vehicles | Battery electric | Plug-in hybrid electric |  |  |  | All zero-emission vehicles | Battery electric | Plug-in hybrid electric | All zero-emission vehicles | Battery electric | Plug-in hybrid electric | All zero-emission vehicles | Battery electric | Plug-in hybrid electric | All zero-emission vehicles | Battery electric | Plug-in hybrid electric |  | Vehicle type |  |  | Total, vehicle type 1 | Passenger cars | Pickup trucks 2 | Multi-purpose vehicles 3 | Vans 4 | Total, vehicle type 1 | Passenger cars | Pickup trucks 2 | Multi-purpose vehicles 3 | Vans 4 | Total, vehicle type 1 | Passenger cars | Pickup trucks 2 | Multi-purpose vehicles 3 | Vans 4 | Total, vehicle type 1 | Passenger cars | Pickup trucks 2 | Multi-purpose vehicles 3 | Vans 4
Q1 2017 | Q1 | 2017 | 1319 | 595 | 724 | 38 | 13 | 25 | 2017-01-01 | 2017 | Q1 2017 | 1319 | 595 | 724 | 38 | 13 | 25 | 439.6667 | 198.3333 | 241.3333 | 12.6667 | 4.3333 | 8.3333 | Geography | Reference period
Q2 2017 | Q2 | 2017 | 2089 | 831 | 1258 | 75 | 33 | 42 | 2017-02-01 | 2017 | Q1 2017 | 1319 | 595 | 724 | 38 | 13 | 25 | 879.3333 | 396.6667 | 482.6667 | 25.3333 | 8.6667 | 16.6667 |  |  |  |  | Units
Q3 2017 | Q3 | 2017 | 2130 | 950 | 1180 | 69 | 24 | 45 | 2017-03-01 | 2017 | Q1 2017 | 1319 | 595 | 724 | 38 | 13 | 25 | 1319 | 595 | 724 | 38 | 13 | 25 | Ontario | Q1 2017 | Q1 | 2017 | 168231 | 53466 | 31137 | 70807 | 12821 | 595 | 414 | 0 | 181 | 0 | 1633 | 918 | 0 | 715 | 0 | 724 | 627 | 0 | 88 | 9
Q4 2017 | Q4 | 2017 | 2642 | 1187 | 1455 | 64 | 26 | 38 | 2017-04-01 | 2017 | Q2 2017 | 2089 | 831 | 1258 | 75 | 33 | 42 | 2015.3333 | 872 | 1143.3333 | 63 | 24 | 39 |  | Q2 2017 | Q2 | 2017 | 234023 | 78186 | 43864 | 94987 | 16986 | 831 | 604 | 0 | 227 | 0 | 2412 | 1385 | 0 | 1027 | 0 | 1258 | 938 | 0 | 153 | 167
Q1 2018 | Q1 | 2018 | 2748 | 928 | 1820 | 83 | 23 | 60 | 2017-05-01 | 2017 | Q2 2017 | 2089 | 831 | 1258 | 75 | 33 | 42 | 2711.6667 | 1149 | 1562.6667 | 88 | 35 | 53 |  | Q3 2017 | Q3 | 2017 | 219646 | 70145 | 38983 | 94541 | 15977 | 950 | 685 | 0 | 265 | 0 | 2540 | 1504 | 0 | 1036 | 0 | 1180 | 985 | 0 | 98 | 97
Q2 2018 | Q2 | 2018 | 6946 | 3615 | 3331 | 184 | 114 | 70 | 2017-06-01 | 2017 | Q2 2017 | 2089 | 831 | 1258 | 75 | 33 | 42 | 3408 | 1426 | 1982 | 113 | 46 | 67 |  | Q4 2017 | Q4 | 2017 | 179532 | 51455 | 30080 | 84930 | 13067 | 1187 | 829 | 0 | 358 | 0 | 1998 | 1115 | 0 | 883 | 0 | 1455 | 1109 | 0 | 97 | 249
Q3 2018 | Q3 | 2018 | 5258 | 2476 | 2782 | 144 | 67 | 77 | 2017-07-01 | 2017 | Q3 2017 | 2130 | 950 | 1180 | 69 | 24 | 45 | 4118 | 1742.6667 | 2375.3333 | 136 | 54 | 82 |  | Q1 2018 | Q1 | 2018 | 165401 | 47845 | 28028 | 76236 | 13292 | 928 | 754 | 0 | 174 | 0 | 1522 | 749 | 0 | 773 | 0 | 1820 | 1252 | 0 | 359 | 209
Q4 2018 | Q4 | 2018 | 1806 | 1195 | 611 | 44 | 31 | 13 | 2017-08-01 | 2017 | Q3 2017 | 2130 | 950 | 1180 | 69 | 24 | 45 | 4828 | 2059.3333 | 2768.6667 | 159 | 62 | 97 |  | Q2 2018 | Q2 | 2018 | 239898 | 77454 | 41155 | 105166 | 16123 | 3615 | 3303 | 0 | 312 | 0 | 2759 | 1464 | 0 | 1295 | 0 | 3331 | 2216 | 0 | 707 | 408
Q1 2019 | Q1 | 2019 | 1342 | 849 | 493 | 30 | 16 | 14 | 2017-09-01 | 2017 | Q3 2017 | 2130 | 950 | 1180 | 69 | 24 | 45 | 5538 | 2376 | 3162 | 182 | 70 | 112 |  | Q3 2018 | Q3 | 2018 | 218772 | 65753 | 36873 | 101715 | 14431 | 2476 | 2212 | 0 | 264 | 0 | 2598 | 1342 | 0 | 1256 | 0 | 2782 | 1679 | 0 | 890 | 213
Q2 2019 | Q2 | 2019 | 2878 | 1994 | 884 | 81 | 55 | 26 | 2017-10-01 | 2017 | Q4 2017 | 2642 | 1187 | 1455 | 64 | 26 | 38 | 6418.6667 | 2771.6667 | 3647 | 203.3333 | 78.6667 | 124.6667 |  | Q4 2018 | Q4 | 2018 | 174495 | 49473 | 29305 | 85107 | 10610 | 1195 | 1042 | 0 | 153 | 0 | 2393 | 1176 | 0 | 1217 | 0 | 611 | 370 | 0 | 196 | 45
Q3 2019 | Q3 | 2019 | 3148 | 2180 | 968 | 73 | 51 | 22 | 2017-11-01 | 2017 | Q4 2017 | 2642 | 1187 | 1455 | 64 | 26 | 38 | 7299.3333 | 3167.3333 | 4132 | 224.6667 | 87.3333 | 137.3333 |  | Q1 2019 | Q1 | 2019 | 168957 | 44428 | 28460 | 83778 | 12291 | 849 | 564 | 0 | 285 | 0 | 2648 | 1907 | 0 | 741 | 0 | 493 | 280 | 0 | 189 | 24
Q4 2019 | Q4 | 2019 | 2394 | 1538 | 856 | 70 | 49 | 21 | 2017-12-01 | 2017 | Q4 2017 | 2642 | 1187 | 1455 | 64 | 26 | 38 | 8180 | 3563 | 4617 | 246 | 96 | 150 |  | Q2 2019 | Q2 | 2019 | 222798 | 62600 | 40636 | 105628 | 13934 | 1994 | 1658 | 0 | 336 | 0 | 4327 | 1862 | 0 | 2465 | 0 | 884 | 498 | 0 | 349 | 37
Q1 2020 | Q1 | 2020 | 2102 | 1554 | 548 | 40 | 29 | 11 | 2018-01-01 | 2018 | Q1 2018 | 2748 | 928 | 1820 | 83 | 23 | 60 | 9096 | 3872.3333 | 5223.6667 | 273.6667 | 103.6667 | 170 |  | Q3 2019 | Q3 | 2019 | 219577 | 56213 | 42340 | 108105 | 12919 | 2180 | 1844 | 0 | 336 | 0 | 3982 | 2150 | 0 | 1832 | 0 | 968 | 644 | 0 | 306 | 18
Q2 2020 | Q2 | 2020 | 1640 | 1217 | 423 | 43 | 35 | 8 | 2018-02-01 | 2018 | Q1 2018 | 2748 | 928 | 1820 | 83 | 23 | 60 | 10012 | 4181.6667 | 5830.3333 | 301.3333 | 111.3333 | 190 |  | Q4 2019 | Q4 | 2019 | 184747 | 42523 | 33225 | 98451 | 10548 | 1538 | 1194 | 0 | 344 | 0 | 3507 | 1792 | 0 | 1715 | 0 | 856 | 442 | 0 | 401 | 13
Q3 2020 | Q3 | 2020 | 3296 | 2554 | 742 | 90 | 75 | 15 | 2018-03-01 | 2018 | Q1 2018 | 2748 | 928 | 1820 | 83 | 23 | 60 | 10928 | 4491 | 6437 | 329 | 119 | 210 |  | Q1 2020 | Q1 | 2020 | 139116 | 30723 | 30242 | 69100 | 9051 | 1554 | 1259 | 0 | 295 | 0 | 3365 | 1523 | 0 | 1842 | 0 | 548 | 280 | 0 | 228 | 40
Q4 2020 | Q4 | 2020 | 3477 | 2833 | 644 | 78 | 63 | 15 | 2018-04-01 | 2018 | Q2 2018 | 6946 | 3615 | 3331 | 184 | 114 | 70 | 13243.3333 | 5696 | 7547.3333 | 390.3333 | 157 | 233.3333 |  | Q2 2020 | Q2 | 2020 | 109197 | 23550 | 25679 | 53780 | 6188 | 1217 | 819 | 0 | 398 | 0 | 2612 | 978 | 0 | 1634 | 0 | 423 | 191 | 0 | 211 | 21
Q1 2021 | Q1 | 2021 | 3329 | 2568 | 761 | 66 | 57 | 9 | 2018-05-01 | 2018 | Q2 2018 | 6946 | 3615 | 3331 | 184 | 114 | 70 | 15558.6667 | 6901 | 8657.6667 | 451.6667 | 195 | 256.6667 |  | Q3 2020 | Q3 | 2020 | 198406 | 41219 | 41892 | 103833 | 11462 | 2554 | 1258 | 0 | 1296 | 0 | 5663 | 1468 | 0 | 4195 | 0 | 742 | 316 | 0 | 392 | 34
Q2 2021 | Q2 | 2021 | 5096 | 3710 | 1386 | 121 | 90 | 31 | 2018-06-01 | 2018 | Q2 2018 | 6946 | 3615 | 3331 | 184 | 114 | 70 | 17874 | 8106 | 9768 | 513 | 233 | 280 |  | Q4 2020 | Q4 | 2020 | 153907 | 29160 | 29957 | 86256 | 8534 | 2833 | 1357 | 0 | 1476 | 0 | 5167 | 1196 | 10 | 3961 | 0 | 644 | 219 | 0 | 385 | 40
Q3 2021 | Q3 | 2021 | 5162 | 3671 | 1491 | 111 | 78 | 33 | 2018-07-01 | 2018 | Q3 2018 | 5258 | 2476 | 2782 | 144 | 67 | 77 | 19626.6667 | 8931.3333 | 10695.3333 | 561 | 255.3333 | 305.6667 |  | Q1 2021 | Q1 | 2021 | 141788 | 24678 | 31358 | 77953 | 7799 | 2568 | 989 | 0 | 1579 | 0 | 5850 | 1277 | 468 | 3291 | 814 | 761 | 182 | 0 | 512 | 67
Q4 2021 | Q4 | 2021 | 6129 | 4787 | 1342 | 101 | 77 | 24 | 2018-08-01 | 2018 | Q3 2018 | 5258 | 2476 | 2782 | 144 | 67 | 77 | 21379.3333 | 9756.6667 | 11622.6667 | 609 | 277.6667 | 331.3333 |  | Q2 2021 | Q2 | 2021 | 180118 | 38742 | 30651 | 102427 | 8298 | 3710 | 1648 | 0 | 2062 | 0 | 11078 | 2150 | 546 | 6774 | 1608 | 1386 | 267 | 0 | 1063 | 56
Q1 2022 | Q1 | 2022 | 7124 | 5686 | 1438 | 136 | 100 | 36 | 2018-09-01 | 2018 | Q3 2018 | 5258 | 2476 | 2782 | 144 | 67 | 77 | 23132 | 10582 | 12550 | 657 | 300 | 357 |  | Q3 2021 | Q3 | 2021 | 174623 | 39861 | 27990 | 99057 | 7715 | 3671 | 2019 | 0 | 1652 | 0 | 10252 | 2571 | 653 | 5495 | 1533 | 1491 | 382 | 0 | 979 | 130
Q2 2022 | Q2 | 2022 | 9534 | 7875 | 1659 | 167 | 135 | 32 | 2018-10-01 | 2018 | Q4 2018 | 1806 | 1195 | 611 | 44 | 31 | 13 | 23734 | 10980.3333 | 12753.6667 | 671.6667 | 310.3333 | 361.3333 |  | Q4 2021 | Q4 | 2021 | 130630 | 25550 | 27906 | 72997 | 4177 | 4787 | 2342 | 0 | 2445 | 0 | 6159 | 1129 | 661 | 3295 | 1074 | 1342 | 199 | 0 | 1114 | 29
Q3 2022 | Q3 | 2022 | 11013 | 9716 | 1297 | 194 | 169 | 25 | 2018-11-01 | 2018 | Q4 2018 | 1806 | 1195 | 611 | 44 | 31 | 13 | 24336 | 11378.6667 | 12957.3333 | 686.3333 | 320.6667 | 365.6667 |  | Q1 2022 | Q1 | 2022 | 135137 | 24105 | 26220 | 79278 | 5534 | 5686 | 2869 | 0 | 2813 | 4 | 7044 | 1843 | 561 | 3754 | 886 | 1438 | 152 | 0 | 1045 | 241
Q4 2022 | Q4 | 2022 | 10991 | 9506 | 1485 | 206 | 176 | 30 | 2018-12-01 | 2018 | Q4 2018 | 1806 | 1195 | 611 | 44 | 31 | 13 | 24938 | 11777 | 13161 | 701 | 331 | 370 |  | Q2 2022 | Q2 | 2022 | 169244 | 32486 | 34804 | 96359 | 5595 | 7875 | 2904 | 59 | 4868 | 44 | 11645 | 2282 | 1508 | 7091 | 764 | 1659 | 271 | 0 | 1271 | 117
Q1 2023 | Q1 | 2023 | 8520 | 6760 | 1760 | 151 | 120 | 31 | 2019-01-01 | 2019 | Q1 2019 | 1342 | 849 | 493 | 30 | 16 | 14 | 25385.3333 | 12060 | 13325.3333 | 711 | 336.3333 | 374.6667 |  | Q3 2022 | Q3 | 2022 | 153779 | 30648 | 32032 | 86604 | 4495 | 9716 | 3995 | 469 | 5206 | 46 | 9376 | 1527 | 1414 | 5937 | 498 | 1297 | 201 | 0 | 1001 | 95
Q2 2023 | Q2 | 2023 | 12797 | 9486 | 3311 | 223 | 169 | 54 | 2019-02-01 | 2019 | Q1 2019 | 1342 | 849 | 493 | 30 | 16 | 14 | 25832.6667 | 12343 | 13489.6667 | 721 | 341.6667 | 379.3333 |  | Q4 2022 | Q4 | 2022 | 136338 | 22716 | 29708 | 79353 | 4561 | 9506 | 2594 | 344 | 6486 | 82 | 7392 | 1000 | 1274 | 4686 | 432 | 1485 | 171 | 0 | 1248 | 66
Q3 2023 | Q3 | 2023 | 14710 | 11458 | 3252 | 247 | 182 | 65 | 2019-03-01 | 2019 | Q1 2019 | 1342 | 849 | 493 | 30 | 16 | 14 | 26280 | 12626 | 13654 | 731 | 347 | 384 |  | Q1 2023 | Q1 | 2023 | 143618 | 22732 | 31184 | 83564 | 6138 | 6760 | 2365 | 354 | 3938 | 103 | 11134 | 1791 | 1185 | 7888 | 270 | 1760 | 85 | 0 | 1480 | 195
Q4 2023 | Q4 | 2023 | 14105 | 10931 | 3174 | 229 | 182 | 47 | 2019-04-01 | 2019 | Q2 2019 | 2878 | 1994 | 884 | 81 | 55 | 26 | 27239.3333 | 13290.6667 | 13948.6667 | 758 | 365.3333 | 392.6667 |  | Q2 2023 | Q2 | 2023 | 183653 | 31866 | 32563 | 111715 | 7509 | 9486 | 2192 | 382 | 6743 | 169 | 17538 | 2956 | 1189 | 12902 | 491 | 3311 | 210 | 0 | 2843 | 258
Q1 2024 | Q1 | 2024 | 11026 | 8144 | 2882 | 248 | 187 | 61 | 2019-05-01 | 2019 | Q2 2019 | 2878 | 1994 | 884 | 81 | 55 | 26 | 28198.6667 | 13955.3333 | 14243.3333 | 785 | 383.6667 | 401.3333 |  | Q3 2023 | Q3 | 2023 | 178597 | 29904 | 32977 | 108349 | 7367 | 11458 | 3129 | 523 | 7730 | 76 | 17596 | 3040 | 1172 | 12858 | 526 | 3252 | 322 | 0 | 2825 | 105
Q2 2024 | Q2 | 2024 | 14377 | 10469 | 3908 | 238 | 175 | 63 | 2019-06-01 | 2019 | Q2 2019 | 2878 | 1994 | 884 | 81 | 55 | 26 | 29158 | 14620 | 14538 | 812 | 402 | 410 |  | Q4 2023 | Q4 | 2023 | 171136 | 26037 | 30930 | 108458 | 5711 | 10931 | 2488 | 550 | 7734 | 159 | 16261 | 2698 | 905 | 11899 | 759 | 3174 | 210 | 0 | 2902 | 62
Q3 2024 | Q3 | 2024 | 15946 | 11771 | 4175 | 280 | 208 | 72 | 2019-07-01 | 2019 | Q3 2019 | 3148 | 2180 | 968 | 73 | 51 | 22 | 30207.3333 | 15346.6667 | 14860.6667 | 836.3333 | 419 | 417.3333 |  | Q1 2024 | Q1 | 2024 | 163029 | 25187 | 27618 | 103973 | 6251 | 8144 | 1596 | 469 | 6030 | 49 | 16600 | 2260 | 1315 | 11903 | 1122 | 2882 | 388 | 0 | 2423 | 71
Q4 2024 | Q4 | 2024 | 15251 | 11282 | 3969 | 287 | 194 | 93 | 2019-08-01 | 2019 | Q3 2019 | 3148 | 2180 | 968 | 73 | 51 | 22 | 31256.6667 | 16073.3333 | 15183.3333 | 860.6667 | 436 | 424.6667 |  | Q2 2024 | Q2 | 2024 | 190548 | 31074 | 34599 | 117240 | 7635 | 10469 | 2480 | 730 | 7210 | 49 | 18741 | 2327 | 2573 | 12533 | 1308 | 3908 | 196 | 0 | 3578 | 134
[9 empty] | 2019-09-01 | 2019 | Q3 2019 | 3148 | 2180 | 968 | 73 | 51 | 22 | 32306 | 16800 | 15506 | 885 | 453 | 432 |  | Q3 2024 | Q3 | 2024 | 182365 | 27486 | 33446 | 112781 | 8652 | 11771 | 2542 | 967 | 8192 | 70 | 22120 | 4625 | 2695 | 13242 | 1558 | 4175 | 435 | 0 | 3645 | 95
[9 empty] | 2019-10-01 | 2019 | Q4 2019 | 2394 | 1538 | 856 | 70 | 49 | 21 | 33104 | 17312.6667 | 15791.3333 | 908.3333 | 469.3333 | 439 |  | Q4 2024 | Q4 | 2024 | 163347 | 23821 | 29261 | 103011 | 7254 | 11282 | 1816 | 1914 | 7442 | 110 | 22112 | 4978 | 1564 | 14264 | 1306 | 3969 | 341 | 0 | 3574 | 54
[9 empty] | 2019-11-01 | 2019 | Q4 2019 | 2394 | 1538 | 856 | 70 | 49 | 21 | 33902 | 17825.3333 | 16076.6667 | 931.6667 | 485.6667 | 446
[9 empty] | 2019-12-01 | 2019 | Q4 2019 | 2394 | 1538 | 856 | 70 | 49 | 21 | 34700 | 18338 | 16362 | 955 | 502 | 453
[9 empty] | 2020-01-01 | 2020 | Q1 2020 | 2102 | 1554 | 548 | 40 | 29 | 11 | 35400.6667 | 18856 | 16544.6667 | 968.3333 | 511.6667 | 456.6667
[9 empty] | 2020-02-01 | 2020 | Q1 2020 | 2102 | 1554 | 548 | 40 | 29 | 11 | 36101.3333 | 19374 | 16727.3333 | 981.6667 | 521.3333 | 460.3333
[9 empty] | 2020-03-01 | 2020 | Q1 2020 | 2102 | 1554 | 548 | 40 | 29 | 11 | 36802 | 19892 | 16910 | 995 | 531 | 464
[9 empty] | 2020-04-01 | 2020 | Q2 2020 | 1640 | 1217 | 423 | 43 | 35 | 8 | 37348.6667 | 20297.6667 | 17051 | 1009.3333 | 542.6667 | 466.6667
[9 empty] | 2020-05-01 | 2020 | Q2 2020 | 1640 | 1217 | 423 | 43 | 35 | 8 | 37895.3333 | 20703.3333 | 17192 | 1023.6667 | 554.3333 | 469.3333
[9 empty] | 2020-06-01 | 2020 | Q2 2020 | 1640 | 1217 | 423 | 43 | 35 | 8 | 38442 | 21109 | 17333 | 1038 | 566 | 472
[9 empty] | 2020-07-01 | 2020 | Q3 2020 | 3296 | 2554 | 742 | 90 | 75 | 15 | 39540.6667 | 21960.3333 | 17580.3333 | 1068 | 591 | 477
[9 empty] | 2020-08-01 | 2020 | Q3 2020 | 3296 | 2554 | 742 | 90 | 75 | 15 | 40639.3333 | 22811.6667 | 17827.6667 | 1098 | 616 | 482
[9 empty] | 2020-09-01 | 2020 | Q3 2020 | 3296 | 2554 | 742 | 90 | 75 | 15 | 41738 | 23663 | 18075 | 1128 | 641 | 487
[9 empty] | 2020-10-01 | 2020 | Q4 2020 | 3477 | 2833 | 644 | 78 | 63 | 15 | 42897 | 24607.3333 | 18289.6667 | 1154 | 662 | 492
[9 empty] | 2020-11-01 | 2020 | Q4 2020 | 3477 | 2833 | 644 | 78 | 63 | 15 | 44056 | 25551.6667 | 18504.3333 | 1180 | 683 | 497
[9 empty] | 2020-12-01 | 2020 | Q4 2020 | 3477 | 2833 | 644 | 78 | 63 | 15 | 45215 | 26496 | 18719 | 1206 | 704 | 502
[9 empty] | 2021-01-01 | 2021 | Q1 2021 | 3329 | 2568 | 761 | 66 | 57 | 9 | 46324.6667 | 27352 | 18972.6667 | 1228 | 723 | 505
[9 empty] | 2021-02-01 | 2021 | Q1 2021 | 3329 | 2568 | 761 | 66 | 57 | 9 | 47434.3333 | 28208 | 19226.3333 | 1250 | 742 | 508
[9 empty] | 2021-03-01 | 2021 | Q1 2021 | 3329 | 2568 | 761 | 66 | 57 | 9 | 48544 | 29064 | 19480 | 1272 | 761 | 511
[9 empty] | 2021-04-01 | 2021 | Q2 2021 | 5096 | 3710 | 1386 | 121 | 90 | 31 | 50242.6667 | 30300.6667 | 19942 | 1312.3333 | 791 | 521.3333
[9 empty] | 2021-05-01 | 2021 | Q2 2021 | 5096 | 3710 | 1386 | 121 | 90 | 31 | 51941.3333 | 31537.3333 | 20404 | 1352.6667 | 821 | 531.6667
[9 empty] | 2021-06-01 | 2021 | Q2 2021 | 5096 | 3710 | 1386 | 121 | 90 | 31 | 53640 | 32774 | 20866 | 1393 | 851 | 542
[9 empty] | 2021-07-01 | 2021 | Q3 2021 | 5162 | 3671 | 1491 | 111 | 78 | 33 | 55360.6667 | 33997.6667 | 21363 | 1430 | 877 | 553
[9 empty] | 2021-08-01 | 2021 | Q3 2021 | 5162 | 3671 | 1491 | 111 | 78 | 33 | 57081.3333 | 35221.3333 | 21860 | 1467 | 903 | 564
[9 empty] | 2021-09-01 | 2021 | Q3 2021 | 5162 | 3671 | 1491 | 111 | 78 | 33 | 58802 | 36445 | 22357 | 1504 | 929 | 575
[9 empty] | 2021-10-01 | 2021 | Q4 2021 | 6129 | 4787 | 1342 | 101 | 77 | 24 | 60845 | 38040.6667 | 22804.3333 | 1537.6667 | 954.6667 | 583
[9 empty] | 2021-11-01 | 2021 | Q4 2021 | 6129 | 4787 | 1342 | 101 | 77 | 24 | 62888 | 39636.3333 | 23251.6667 | 1571.3333 | 980.3333 | 591
[9 empty] | 2021-12-01 | 2021 | Q4 2021 | 6129 | 4787 | 1342 | 101 | 77 | 24 | 64931 | 41232 | 23699 | 1605 | 1006 | 599
[9 empty] | 2022-01-01 | 2022 | Q1 2022 | 7124 | 5686 | 1438 | 136 | 100 | 36 | 67305.6667 | 43127.3333 | 24178.3333 | 1650.3333 | 1039.3333 | 611
[9 empty] | 2022-02-01 | 2022 | Q1 2022 | 7124 | 5686 | 1438 | 136 | 100 | 36 | 69680.3333 | 45022.6667 | 24657.6667 | 1695.6667 | 1072.6667 | 623
[9 empty] | 2022-03-01 | 2022 | Q1 2022 | 7124 | 5686 | 1438 | 136 | 100 | 36 | 72055 | 46918 | 25137 | 1741 | 1106 | 635
[9 empty] | 2022-04-01 | 2022 | Q2 2022 | 9534 | 7875 | 1659 | 167 | 135 | 32 | 75233 | 49543 | 25690 | 1796.6667 | 1151 | 645.6667
[9 empty] | 2022-05-01 | 2022 | Q2 2022 | 9534 | 7875 | 1659 | 167 | 135 | 32 | 78411 | 52168 | 26243 | 1852.3333 | 1196 | 656.3333
[9 empty] | 2022-06-01 | 2022 | Q2 2022 | 9534 | 7875 | 1659 | 167 | 135 | 32 | 81589 | 54793 | 26796 | 1908 | 1241 | 667
[9 empty] | 2022-07-01 | 2022 | Q3 2022 | 11013 | 9716 | 1297 | 194 | 169 | 25 | 85260 | 58031.6667 | 27228.3333 | 1972.6667 | 1297.3333 | 675.3333
[9 empty] | 2022-08-01 | 2022 | Q3 2022 | 11013 | 9716 | 1297 | 194 | 169 | 25 | 88931 | 61270.3333 | 27660.6667 | 2037.3333 | 1353.6667 | 683.6667
[9 empty] | 2022-09-01 | 2022 | Q3 2022 | 11013 | 9716 | 1297 | 194 | 169 | 25 | 92602 | 64509 | 28093 | 2102 | 1410 | 692
[9 empty] | 2022-10-01 | 2022 | Q4 2022 | 10991 | 9506 | 1485 | 206 | 176 | 30 | 96265.6667 | 67677.6667 | 28588 | 2170.6667 | 1468.6667 | 702
[9 empty] | 2022-11-01 | 2022 | Q4 2022 | 10991 | 9506 | 1485 | 206 | 176 | 30 | 99929.3333 | 70846.3333 | 29083 | 2239.3333 | 1527.3333 | 712
[9 empty] | 2022-12-01 | 2022 | Q4 2022 | 10991 | 9506 | 1485 | 206 | 176 | 30 | 103593 | 74015 | 29578 | 2308 | 1586 | 722
[9 empty] | 2023-01-01 | 2023 | Q1 2023 | 8520 | 6760 | 1760 | 151 | 120 | 31 | 106433 | 76268.3333 | 30164.6667 | 2358.3333 | 1626 | 732.3333
[9 empty] | 2023-02-01 | 2023 | Q1 2023 | 8520 | 6760 | 1760 | 151 | 120 | 31 | 109273 | 78521.6667 | 30751.3333 | 2408.6667 | 1666 | 742.6667
[9 empty] | 2023-03-01 | 2023 | Q1 2023 | 8520 | 6760 | 1760 | 151 | 120 | 31 | 112113 | 80775 | 31338 | 2459 | 1706 | 753
[9 empty] | 2023-04-01 | 2023 | Q2 2023 | 12797 | 9486 | 3311 | 223 | 169 | 54 | 116378.6667 | 83937 | 32441.6667 | 2533.3333 | 1762.3333 | 771
[9 empty] | 2023-05-01 | 2023 | Q2 2023 | 12797 | 9486 | 3311 | 223 | 169 | 54 | 120644.3333 | 87099 | 33545.3333 | 2607.6667 | 1818.6667 | 789
[9 empty] | 2023-06-01 | 2023 | Q2 2023 | 12797 | 9486 | 3311 | 223 | 169 | 54 | 124910 | 90261 | 34649 | 2682 | 1875 | 807
[9 empty] | 2023-07-01 | 2023 | Q3 2023 | 14710 | 11458 | 3252 | 247 | 182 | 65 | 129813.3333 | 94080.3333 | 35733 | 2764.3333 | 1935.6667 | 828.6667
[9 empty] | 2023-08-01 | 2023 | Q3 2023 | 14710 | 11458 | 3252 | 247 | 182 | 65 | 134716.6667 | 97899.6667 | 36817 | 2846.6667 | 1996.3333 | 850.3333
[9 empty] | 2023-09-01 | 2023 | Q3 2023 | 14710 | 11458 | 3252 | 247 | 182 | 65 | 139620 | 101719 | 37901 | 2929 | 2057 | 872
[9 empty] | 2023-10-01 | 2023 | Q4 2023 | 14105 | 10931 | 3174 | 229 | 182 | 47 | 144321.6667 | 105362.6667 | 38959 | 3005.3333 | 2117.6667 | 887.6667
[9 empty] | 2023-11-01 | 2023 | Q4 2023 | 14105 | 10931 | 3174 | 229 | 182 | 47 | 149023.3333 | 109006.3333 | 40017 | 3081.6667 | 2178.3333 | 903.3333
[9 empty] | 2023-12-01 | 2023 | Q4 2023 | 14105 | 10931 | 3174 | 229 | 182 | 47 | 153725 | 112650 | 41075 | 3158 | 2239 | 919
[9 empty] | 2024-01-01 | 2024 | Q1 2024 | 11026 | 8144 | 2882 | 248 | 187 | 61 | 157400.3333 | 115364.6667 | 42035.6667 | 3240.6667 | 2301.3333 | 939.3333
[9 empty] | 2024-02-01 | 2024 | Q1 2024 | 11026 | 8144 | 2882 | 248 | 187 | 61 | 161075.6667 | 118079.3333 | 42996.3333 | 3323.3333 | 2363.6667 | 959.6667
[9 empty] | 2024-03-01 | 2024 | Q1 2024 | 11026 | 8144 | 2882 | 248 | 187 | 61 | 164751 | 120794 | 43957 | 3406 | 2426 | 980
[9 empty] | 2024-04-01 | 2024 | Q2 2024 | 14377 | 10469 | 3908 | 238 | 175 | 63 | 169543.3333 | 124283.6667 | 45259.6667 | 3485.3333 | 2484.3333 | 1001
[9 empty] | 2024-05-01 | 2024 | Q2 2024 | 14377 | 10469 | 3908 | 238 | 175 | 63 | 174335.6667 | 127773.3333 | 46562.3333 | 3564.6667 | 2542.6667 | 1022
[9 empty] | 2024-06-01 | 2024 | Q2 2024 | 14377 | 10469 | 3908 | 238 | 175 | 63 | 179128 | 131263 | 47865 | 3644 | 2601 | 1043
[9 empty] | 2024-07-01 | 2024 | Q3 2024 | 15946 | 11771 | 4175 | 280 | 208 | 72 | 184443.3333 | 135186.6667 | 49256.6667 | 3737.3333 | 2670.3333 | 1067
[9 empty] | 2024-08-01 | 2024 | Q3 2024 | 15946 | 11771 | 4175 | 280 | 208 | 72 | 189758.6667 | 139110.3333 | 50648.3333 | 3830.6667 | 2739.6667 | 1091
[9 empty] | 2024-09-01 | 2024 | Q3 2024 | 15946 | 11771 | 4175 | 280 | 208 | 72 | 195074 | 143034 | 52040 | 3924 | 2809 | 1115
[9 empty] | 2024-10-01 | 2024 | Q4 2024 | 15251 | 11282 | 3969 | 287 | 194 | 93 | 200157.6667 | 146794.6667 | 53363 | 4019.6667 | 2873.6667 | 1146
[9 empty] | 2024-11-01 | 2024 | Q4 2024 | 15251 | 11282 | 3969 | 287 | 194 | 93 | 205241.3333 | 150555.3333 | 54686 | 4115.3333 | 2938.3333 | 1177
[9 empty] | 2024-12-01 | 2024 | Q4 2024 | 15251 | 11282 | 3969 | 287 | 194 | 93 | 210325 | 154316 | 56009 | 4211 | 3003 | 1208

## EV Forecast
| Avg. Distance | Avg. Efficiency
| km | kWh/ 100 km
Passenger | 14235 | 20 | 2847 | 2-21-050-EV-Charging-Performance-Requirements-in-GTHA.pdf (cleanairpartnership.org)
Multi-purpose vehicles (SUV) | 14235 | 20 | 2847
Van | 20000 | 25 | 5000
Pick-Up Truck | 20000 | 30 | 6000
Battery EVs |  |  |  | 2017 | 2018 | 2019 | 2020 | 2021 | 2022 | 2023 | 2024 | 2025 | 2026 | 2027 | 2028 | 2029 | 2030 | 2031 | 2032 | 2033 | 2034 | 2035 | 2036 | 2037 | 2038
| Total EVs | Burlington | New | 96 | 235 | 171 | 202 | 302 | 580 | 653 | 764 | 977.0372 | 1249.4786 | 1597.8889 | 2043.4514 | 2396.9685 | 3614.2116 | 4662.3329 | 6635.6924 | 7670.8605 | 8744.7809 | 9858.5899 | 11013.4532 | 12210.5677 | 12454.7791
|  | Burlington | Cumulative | 96 | 331 | 502 | 704 | 1006 | 1586 | 2239 | 3003 | 3980.0372 | 5229.5158 | 6827.4047 | 8870.8561 | 11267.8245 | 14882.0361 | 19544.369 | 26084.0614 | 33519.9219 | 42093.7028 | 51750.2927 | 62461.7459 | 74092.3137 | 85894.0928
| Passenger + SUV EVs | Burlington | New | 96 | 235 | 171 | 202 | 302 | 561.4587 | 613.8555 | 684.0904 | 896.6567 | 1146.6844 | 1466.4311 | 1875.3373 | 2199.7707 | 3316.8716 | 4278.7644 | 6089.7763 | 7039.7814 | 8025.3508 | 9047.527 | 10107.3802 | 11206.0085 | 11430.1287
|  | Burlington | Cumulative | 96 | 331 | 502 | 704 | 1006 | 1567.4587 | 2181.3142 | 2865.4046 | 3762.0613 | 4908.7457 | 6375.1768 | 8250.5141 | 10450.2848 | 13767.1564 | 18045.9208 | 24135.6971 | 31175.4785 | 39200.8293 | 48248.3563 | 58355.7365 | 69561.745 | 80991.8736
|  | Burlington | kWh/EV | 2847 | 2847 | 2847 | 2847 | 2847 | 2847 | 2847 | 2847 | 2847 | 2847 | 2847 | 2847 | 2847 | 2847 | 2847 | 2847 | 2847 | 2847 | 2847 | 2847 | 2847 | 2847
|  | Burlington | New kWh | 273312 | 669045 | 486837 | 575094 | 859794 | 1598472.8701 | 1747646.5906 | 1947605.464 | 2552781.5522 | 3264610.6255 | 4174929.3146 | 5339085.3554 | 6262747.1219 | 9443133.4864 | 12181642.1975 | 17337593.081 | 20042257.6017 | 22848173.6659 | 25758309.4697 | 28775711.4361 | 31903506.1574 | 32541576.2806
|  | Burlington | Cumulative kWh | 136656 | 607834.5 | 1185775.5 | 1716741 | 2434185 | 3663318.435 | 5336378.1654 | 7184004.1927 | 9434197.7008 | 12342893.7897 | 16062663.7597 | 20819671.0947 | 26620587.3333 | 34473527.6375 | 45285915.4794 | 60045533.1187 | 78735458.46 | 100180674.0938 | 124483915.6616 | 151750926.1145 | 182090534.9113 | 214313076.1303
| Van EVs | Burlington | New | 0 | 0 | 0 | 0 | 0 | 3.1138 | 8.5692 | 5.0975 | 9.6702 | 12.3667 | 15.815 | 20.225 | 23.7239 | 35.7715 | 46.1453 | 65.6765 | 75.922 | 86.5511 | 97.575 | 109.0052 | 120.8536 | 123.2707
|  | Burlington | Cumulative | 0 | 0 | 0 | 0 | 0 | 3.1138 | 11.683 | 16.7805 | 26.4507 | 38.8174 | 54.6324 | 74.8574 | 98.5813 | 134.3528 | 180.4981 | 246.1746 | 322.0966 | 408.6477 | 506.2228 | 615.228 | 736.0816 | 859.3523
|  | Burlington | kWh/EV | [5 empty] | 5000 | 5000 | 5000 | 5000 | 5000 | 5000 | 5000 | 5000 | 5000 | 5000 | 5000 | 5000 | 5000 | 5000 | 5000 | 5000 | 5000
|  | Burlington | New kWh | 0 | 0 | 0 | 0 | 0 | 15569.0449 | 42845.9946 | 25487.4478 | 48350.9396 | 61833.3327 | 79075.2169 | 101124.9056 | 118619.5142 | 178857.598 | 230726.3014 | 328382.5498 | 379610.2276 | 432755.6595 | 487875.0645 | 545026.1435 | 604268.1157 | 616353.478
|  | Burlington | Cumulative kWh | 0 | 0 | 0 | 0 | 0 | 7784.5225 | 36992.0422 | 71158.7634 | 108077.9571 | 163170.0932 | 233624.368 | 323724.4293 | 433596.6392 | 582335.1952 | 787127.1449 | 1066681.5705 | 1420677.9592 | 1826860.9028 | 2287176.2648 | 2803626.8689 | 3378273.9984 | 3988584.7953
| Pickup Trucks | Burlington | New | 0 | 0 | 0 | 0 | 0 | 15.4275 | 30.5753 | 74.8121 | 70.7103 | 90.4275 | 115.6427 | 147.8891 | 173.4739 | 261.5684 | 337.4233 | 480.2396 | 555.157 | 632.879 | 713.4878 | 797.0678 | 883.7056 | 901.3797
|  | Burlington | Cumulative | 0 | 0 | 0 | 0 | 0 | 15.4275 | 46.0028 | 120.8149 | 191.5252 | 281.9527 | 397.5955 | 545.4845 | 718.9584 | 980.5268 | 1317.9501 | 1798.1898 | 2353.3468 | 2986.2258 | 3699.7136 | 4496.7815 | 5380.4871 | 6281.8668
|  | Burlington | kWh/EV | [5 empty] | 6000 | 6000 | 6000 | 6000 | 6000 | 6000 | 6000 | 6000 | 6000 | 6000 | 6000 | 6000 | 6000 | 6000 | 6000 | 6000 | 6000
|  | Burlington | New kWh | 0 | 0 | 0 | 0 | 0 | 92565.049 | 183451.8442 | 448872.462 | 424261.9738 | 542565.088 | 693856.374 | 887334.4016 | 1040843.253 | 1569410.6094 | 2024539.6861 | 2881437.8788 | 3330942.1879 | 3797274.0942 | 4280926.8999 | 4782406.9082 | 5302233.746 | 5408278.4209
|  | Burlington | Cumulative kWh | 0 | 0 | 0 | 0 | 0 | 46282.5245 | 184290.971 | 500453.1241 | 937020.342 | 1420433.8729 | 2038644.6038 | 2829239.9916 | 3793328.8189 | 5098455.7501 | 6895430.8979 | 9348419.6803 | 12454609.7137 | 16018717.8548 | 20057818.3518 | 24589485.2559 | 29631805.583 | 34987061.6664
|  | Burlington % of ON New EVs |  | 2.694% | 2.861% | 2.606% | 2.476% | 2.049% | 1.769% | 1.69% | 1.834% | 1.834% | 1.834% | 1.834% | 1.834% | 1.834% | 1.834% | 1.834% | 1.834% | 1.834% | 1.834% | 1.834% | 1.834% | 1.834% | 1.834%
|  | ON EVs as % of All New Vehicles |  | 0.4446% | 1.029% | 0.8242% | 1.358% | 2.35% | 5.514% | 5.707% | 5.958% | 7.47% | 9.366% | 11.74% | 14.72% | 16.93% | 25.03% | 31.65% | 44.17% | 50.06% | 55.95% | 61.84% | 67.73% | 73.61% | 73.61%
|  | Burlington | EVs | 96 | 235 | 171 | 202 | 302 | 580 | 653 | 764 | 977.0372 | 1249.4786 | 1597.8889 | 2043.4514 | 2396.9685 | 3614.2116 | 4662.3329 | 6635.6924 | 7670.8605 | 8744.7809 | 9858.5899 | 11013.4532 | 12210.5677 | 12454.7791
|  | Ontario | EVs | 3563 | 8214 | 6561 | 8158 | 14736 | 32783 | 38635 | 41666 | 53284.3346 | 68142.3777 | 87143.5044 | 111442.9905 | 130722.6279 | 197106.9885 | 254268.0152 | 361888.4309 | 418343.0262 | 476911.0498 | 537654.4572 | 600636.8365 | 665923.4491 | 679241.9181
|  | Ontario | Passenger EV | 2017: 2532; 2018: 7311; 2019: 5260; 2020: 4693; 2021: 6998; 2022: 12362; 2023: 10174; 2024: 8434
|  | Ontario | Multi-purpose vehicles (SUV) EV | 2017: 1031; 2018: 903; 2019: 1301; 2020: 3465; 2021: 7738; 2022: 19373; 2023: 26145; 2024: 28874
|  | Ontario | Van EV | 2017: 0; 2018: 0; 2019: 0; 2020: 0; 2021: 0; 2022: 176; 2023: 507; 2024: 278
|  | Ontario | Pick-Up Truck EV | 2017: 0; 2018: 0; 2019: 0; 2020: 0; 2021: 0; 2022: 872; 2023: 1809; 2024: 4080
|  | Ontario | Passenger EV as % of EV | 71.06% | 89.01% | 80.17% | 57.53% | 47.49% | 37.71% | 26.33% | 20.24% | 23.29% | 23.29% | 23.29% | 23.29% | 23.29% | 23.29% | 23.29% | 23.29% | 23.29% | 23.29% | 23.29% | 23.29% | 23.29% | 23.29%
|  | Ontario | Multi-Purpose EV as % of EV | 28.94% | 10.99% | 19.83% | 42.47% | 52.51% | 59.09% | 67.67% | 69.3% | 68.49% | 68.49% | 68.49% | 68.49% | 68.49% | 68.49% | 68.49% | 68.49% | 68.49% | 68.49% | 68.49% | 68.49% | 68.49% | 68.49%
|  | Ontario | Van EV as % of EV | 0% | 0% | 0% | 0% | 0% | 0.5369% | 1.312% | 0.6672% | 0.9897% | 0.9897% | 0.9897% | 0.9897% | 0.9897% | 0.9897% | 0.9897% | 0.9897% | 0.9897% | 0.9897% | 0.9897% | 0.9897% | 0.9897% | 0.9897%
|  | Ontario | Pickup Truck EV as % of EV | 0% | 0% | 0% | 0% | 0% | 2.66% | 4.682% | 9.792% | 7.237% | 7.237% | 7.237% | 7.237% | 7.237% | 7.237% | 7.237% | 7.237% | 7.237% | 7.237% | 7.237% | 7.237% | 7.237% | 7.237%
Plug-in hybrid EVs |  |  |  | 2017 | 2018 | 2019 | 2020 | 2021 | 2022 | 2023 | 2024 | 2025 | 2026 | 2027 | 2028 | 2029 | 2030 | 2031 | 2032 | 2033 | 2034 | 2035 | 2036 | 2037 | 2038
| Total EVs | Burlington | New | 150 | 220 | 83 | 49 | 97 | 123 | 197 | 289 | 365.4685 | 467.3774 | 597.7029 | 764.3691 | 896.605 | 1351.9244 | 1743.9825 | 2482.1332 | 2869.3459 | 3271.0544 | 3687.6834 | 4119.6692 | 4567.4593 | 4658.8085
|  | Burlington | Cumulative | 150 | 370 | 453 | 502 | 599 | 722 | 919 | 1208 | 1573.4685 | 2040.8458 | 2638.5488 | 3402.9179 | 4299.5229 | 5651.4473 | 7395.4297 | 9727.5629 | 12376.9088 | 15564.9632 | 19203.6466 | 23226.3158 | 27670.7751 | 32132.5836
| Passenger + SUV EVs | Burlington | New | 133.0409 | 197.4696 | 80.6145 | 46.1935 | 91.5072 | 112.1415 | 186.3764 | 282.1495 | 351.2826 | 449.2358 | 574.5027 | 734.6996 | 861.8026 | 1299.4485 | 1676.2885 | 2385.7874 | 2757.9703 | 3144.0861 | 3544.5434 | 3959.7613 | 4390.1702 | 4477.9736
|  | Burlington | Cumulative | 133.0409 | 330.5105 | 411.125 | 457.3185 | 548.8257 | 660.9672 | 847.3436 | 1129.493 | 1480.7756 | 1930.0114 | 2504.5141 | 3239.2137 | 4101.0163 | 5400.4648 | 7076.7533 | 9462.5407 | 12220.511 | 15364.5971 | 18909.1405 | 22868.9018 | 27259.0719 | 31737.0455
|  | Burlington | kWh/EV | 1708.2 | 1708.2 | 1708.2 | 1708.2 | 1708.2 | 1708.2 | 1708.2 | 1708.2 | 1708.2 | 1708.2 | 1708.2 | 1708.2 | 1708.2 | 1708.2 | 1708.2 | 1708.2 | 1708.2 | 1708.2 | 1708.2 | 1708.2 | 1708.2 | 1708.2
|  | Burlington | New kWh | 227260.5263 | 337317.5183 | 137705.6812 | 78907.6791 | 156312.6484 | 191560.1456 | 318368.0965 | 481967.7035 | 600060.8719 | 767384.5405 | 981365.4923 | 1255013.8537 | 1472131.2504 | 2219717.9028 | 2863436.0946 | 4075402.0695 | 4711164.7924 | 5370727.8633 | 6054788.9911 | 6764064.273 | 7499288.6504 | 7649274.4235
|  | Burlington | Cumulative kWh | 113630.2632 | 395919.2854 | 633430.8852 | 741737.5653 | 859347.729 | 1033284.1261 | 1288248.2471 | 1688416.1471 | 2229430.4348 | 2913153.141 | 3787528.1574 | 4905717.8304 | 6269290.3824 | 8115214.959 | 10656791.9577 | 14126211.0397 | 18519494.4707 | 23560440.7985 | 29273199.2257 | 35682625.8577 | 42814302.3194 | 50388583.8564
| Van EVs | Burlington | New | 16.9591 | 22.5304 | 2.3855 | 2.8065 | 5.4928 | 10.8585 | 10.6236 | 6.8505 | 14.1859 | 18.1416 | 23.2003 | 29.6695 | 34.8024 | 52.4759 | 67.6939 | 96.3457 | 111.3757 | 126.9683 | 143.14 | 159.9079 | 177.2892 | 180.8349
|  | Burlington | Cumulative | 16.9591 | 39.4895 | 41.875 | 44.6815 | 50.1743 | 61.0328 | 71.6564 | 78.507 | 92.6929 | 110.8345 | 134.0347 | 163.7043 | 198.5066 | 250.9825 | 318.6764 | 415.0222 | 526.3979 | 653.3661 | 796.5062 | 956.414 | 1133.7032 | 1314.5381
|  | Burlington | kWh/EV | 3000 | 3000 | 3000 | 3000 | 3000 | 3000 | 3000 | 3000 | 3000 | 3000 | 3000 | 3000 | 3000 | 3000 | 3000 | 3000 | 3000 | 3000 | 3000 | 3000 | 3000 | 3000
|  | Burlington | New kWh | 50877.193 | 67591.2921 | 7156.5136 | 8419.6012 | 16478.3133 | 32575.438 | 31870.9228 | 20551.6272 | 42557.7501 | 54424.7443 | 69600.7844 | 89008.5798 | 104407.0641 | 157427.6949 | 203081.7264 | 289037.2478 | 334127.0584 | 380904.8466 | 429420.0955 | 479723.5924 | 531867.4611 | 542504.8103
|  | Burlington | Cumulative kWh | 25438.5965 | 84672.839 | 122046.7419 | 129834.7993 | 142283.7565 | 166810.6321 | 199033.8126 | 225245.0876 | 256799.7762 | 305291.0234 | 367303.7878 | 446608.4699 | 543316.2918 | 674233.6713 | 854488.3819 | 1100547.869 | 1412130.022 | 1769645.9745 | 2174808.4456 | 2629380.2895 | 3135175.8163 | 3672361.952
| Pickup Trucks | Burlington | New | 0 | 0 | 0 | 0 | 0 | 0 | 0 | 0 | 0 | 0 | 0 | 0 | 0 | 0 | 0 | 0 | 0 | 0 | 0 | 0 | 0 | 0
|  | Burlington | Cumulative | 0 | 0 | 0 | 0 | 0 | 0 | 0 | 0 | 0 | 0 | 0 | 0 | 0 | 0 | 0 | 0 | 0 | 0 | 0 | 0 | 0 | 0
|  | Burlington | kWh/EV | [5 empty] | 3600 | 3600 | 3600 | 3600 | 3600 | 3600 | 3600 | 3600 | 3600 | 3600 | 3600 | 3600 | 3600 | 3600 | 3600 | 3600 | 3600
|  | Burlington | New kWh | 0 | 0 | 0 | 0 | 0 | 0 | 0 | 0 | 0 | 0 | 0 | 0 | 0 | 0 | 0 | 0 | 0 | 0 | 0 | 0 | 0 | 0
|  | Burlington | Cumulative kWh | 0 | 0 | 0 | 0 | 0 | 0 | 0 | 0 | 0 | 0 | 0 | 0 | 0 | 0 | 0 | 0 | 0 | 0 | 0 | 0 | 0 | 0
|  | Burlington % of ON New EVs |  | 3.249% | 2.575% | 2.593% | 2.079% | 1.948% | 2.092% | 1.713% | 1.935% | 1.914% | 1.914% | 1.914% | 1.914% | 1.914% | 1.914% | 1.914% | 1.914% | 1.914% | 1.914% | 1.914% | 1.914% | 1.914% | 1.914%
|  | ON EVs as % of All New Vehicles |  | 0.5761% | 1.07% | 0.4021% | 0.3924% | 0.7941% | 0.9889% | 1.698% | 2.136% | 2.678% | 3.357% | 4.209% | 5.277% | 6.069% | 8.971% | 11.35% | 15.83% | 17.94% | 20.05% | 22.16% | 24.27% | 26.39% | 26.39%
|  | Burlington | EVs | 150 | 220 | 83 | 49 | 97 | 123 | 197 | 289 | 365.4685 | 467.3774 | 597.7029 | 764.3691 | 896.605 | 1351.9244 | 1743.9825 | 2482.1332 | 2869.3459 | 3271.0544 | 3687.6834 | 4119.6692 | 4567.4593 | 4658.8085
|  | Ontario | EVs | 4617 | 8544 | 3201 | 2357 | 4980 | 5879 | 11497 | 14934 | 19098.2636 | 24423.7092 | 31234.126 | 39943.59 | 46853.8311 | 70647.4288 | 91135.1831 | 129708.6792 | 149943.2332 | 170935.2858 | 192707.0432 | 215281.2969 | 238681.4379 | 243455.0666
|  | Ontario | Passenger EV | 2017: 3659; 2018: 5517; 2019: 1864; 2020: 1006; 2021: 1030; 2022: 795; 2023: 827; 2024: 1360
|  | Ontario | Multi-purpose vehicles (SUV) EV | 2017: 436; 2018: 2152; 2019: 1245; 2020: 1216; 2021: 3668; 2022: 4565; 2023: 10050; 2024: 13220
|  | Ontario | Van EV | 2017: 522; 2018: 875; 2019: 92; 2020: 135; 2021: 282; 2022: 519; 2023: 620; 2024: 354
|  | Ontario | Pick-Up Truck EV | 2017: 0; 2018: 0; 2019: 0; 2020: 0; 2021: 0; 2022: 0; 2023: 0; 2024: 0
|  | Ontario | Passenger EV as % of EV | 79.25% | 64.57% | 58.23% | 42.68% | 20.68% | 13.52% | 7.193% | 9.107% | 8.15% | 8.15% | 8.15% | 8.15% | 8.15% | 8.15% | 8.15% | 8.15% | 8.15% | 8.15% | 8.15% | 8.15% | 8.15% | 8.15%
|  | Ontario | Multi-Purpose EV as % of EV | 9.443% | 25.19% | 38.89% | 51.59% | 73.65% | 77.65% | 87.41% | 88.52% | 87.97% | 87.97% | 87.97% | 87.97% | 87.97% | 87.97% | 87.97% | 87.97% | 87.97% | 87.97% | 87.97% | 87.97% | 87.97% | 87.97%
|  | Ontario | Van EV as % of EV | 11.31% | 10.24% | 2.874% | 5.728% | 5.663% | 8.828% | 5.393% | 2.37% | 3.882% | 3.882% | 3.882% | 3.882% | 3.882% | 3.882% | 3.882% | 3.882% | 3.882% | 3.882% | 3.882% | 3.882% | 3.882% | 3.882%
|  | Ontario | Pickup Truck EV as % of EV | bar: 2017 to 2038
|  |  | Federal EV Target | 2026: 20%; 2027: 23%; 2028: 34%; 2029: 43%; 2030: 60%; 2031: 68%; 2032: 76%; 2033: 84%; 2034: 92%; 2035: 100%; 2036: 100%; 2037: 100%; 2038: 100%
|  |  | Actual/Forecast % EVs | 1.021% | 2.099% | 1.226% | 1.751% | 3.144% | 6.503% | 7.405% | 8.094% | 10.15% | 12.72% | 15.95% | 20% | 23% | 34% | 43% | 60% | 68% | 76% | 84% | 92% | 100% | 100%
|  | Ontario | All Vehicles | 801432 | 798566 | 796079 | 600626 | 627159 | 594498 | 677004 | 699289 | 713274.78 | 727540.2756 | 742091.0811 | 756932.9027 | 772071.5608 | 787512.992 | 803263.2518 | 819328.5169 | 835715.0872 | 852429.389 | 869477.9767 | 886867.5363 | 904604.887 | 922696.9847
|  | Ontario | All Passenger | 2017: 253252; 2018: 240525; 2019: 205764; 2020: 124652; 2021: 128831; 2022: 109955; 2023: 110539; 2024: 107568
|  | Ontario | All Multi-purpose vehicles (SUV) | 2017: 345265; 2018: 368224; 2019: 395962; 2020: 312969; 2021: 352434; 2022: 341594; 2023: 412086; 2024: 437005
|  | Ontario | All Van | 2017: 58851; 2018: 54456; 2019: 49692; 2020: 35235; 2021: 27989; 2022: 20185; 2023: 26725; 2024: 29792
|  | Ontario | All Pick-Up Truck | 2017: 144064; 2018: 135361; 2019: 144661; 2020: 127770; 2021: 117905; 2022: 122764; 2023: 127654; 2024: 124924
| New Incremental kWh |  |  | 2035: Passenger/SUV; 2036: Van; 2037: Pick-up Truck
| EV kWh by Class | Residential |  | 206588.6596 | 617582.5785 | 661705.5555 | 513364.7584 | 671155.5703 | 1145961.2233 | 1603779.5717 | 1918717.0253 | 2395607.1132 | 3060968.7255 | [7 empty] | Residential | 80% | 25% | 33.33%
|  | GS<50 |  | 36475.9947 | 102002.1614 | 98363.5163 | 67431.8438 | 89107.4471 | 170274.6205 | 266449.0157 | 357336.8754 | 455456.4326 | 566992.2456 | [7 empty] | GS<50 | 10% | 45% | 33.33%
|  | GS>50 |  | 32660.2053 | 93117.025 | 92757.4308 | 66263.6352 | 87240.1035 | 165427.9108 | 257234.4107 | 348280.1759 | 445185.3502 | 551454.7381 | [7 empty] | GS>50 | 10% | 30% | 33.33%
[9 empty] | 1481663.7546 | 2127462.9982 | 2624334.0766 | 3296248.896 | 4179415.7092
New Incremental kW
|  | Load Factor |  | 2017: 20%; 2018: 20%; 2019: 20%; 2020: 20%; 2021: 20%; 2022: 20%; 2023: 20%; 2024: 20%; 2025: 20%; 2026: 20%
|  | GS>50 |  | 2017: 223.7; 2018: 637.7878; 2019: 635.3249; 2020: 453.8605; 2021: 597.535; 2022: 1133.0679; 2023: 1761.8795; 2024: 2385.4807; 2025: 3049.2147; 2026: 3777.0872
|  |  |  | 2017 | 2018 | 2019 | 2020 | 2021 | 2022 | 2023 | 2024
|  |  | BHI EVs | 246 | 455 | 254 | 251 | 399 | 703 | 850 | 1053 | A
|  |  | ON EVs | 8180 | 16758 | 9762 | 10515 | 19716 | 38662 | 50132 | 56600 | B
|  |  | BHI % of ON EVs | 2.694% | 2.861% | 2.606% | 2.476% | 2.049% | 1.769% | 1.69% | 1.834% | C = A / B
|  |  | ON Passenger EVs | 6191 | 12828 | 7124 | 5699 | 8028 | 13157 | 11001 | 9794 | D
|  |  | ON Multi-Purpose Vehicles EVs | 1467 | 3055 | 2546 | 4681 | 11406 | 23938 | 36195 | 42094 | E
|  |  | ON Vans EVs | 522 | 875 | 92 | 135 | 282 | 695 | 1127 | 632 | F
|  |  | ON Pickup Truck EVs | 0 | 0 | 0 | 0 | 0 | 872 | 1809 | 4080 | G
|  |  | Passenger EV as % of EV | 75.68% | 76.55% | 72.98% | 54.2% | 40.72% | 34.03% | 21.94% | 17.3% | H = D / B
|  |  | Multi-Purpose EV as % of EV | 17.93% | 18.23% | 26.08% | 44.52% | 57.85% | 61.92% | 72.2% | 74.37% | I = E / B
|  |  | Van EV as % of EV | 6.381% | 5.221% | 0.9424% | 1.284% | 1.43% | 1.798% | 2.248% | 1.117% | J = F / B
|  |  | Pickup Truck EV as % of EV | 0% | 0% | 0% | 0% | 0% | 2.255% | 3.608% | 7.208% | K = G / B
|  |  |  | 2017 | 2018 | 2019 | 2020 | 2021 | 2022 | 2023 | 2024
New Vehicles in BHI
|  |  | Total | 246 | 455 | 254 | 251 | 399 | 703 | 850 | 1053 | L = A
|  |  | Passenger & Multi-Purpose EVs | 229.0409 | 432.4696 | 251.6145 | 248.1935 | 393.5072 | 673.6002 | 800.2319 | 966.2399 | M = L * (H + I)
|  |  | Van EVs | 16.9591 | 22.5304 | 2.3855 | 2.8065 | 5.4928 | 13.9723 | 19.1928 | 11.948 | N = L * J
|  |  | Pickup Truck Evs | 0 | 0 | 0 | 0 | 0 | 15.4275 | 30.5753 | 74.8121 | O = L * K
|  |  |  | 2023 | 2024 | 2025 | 2026 | 2027 | 2028 | 2029 |  |  | Basis of Forecast
|  |  | All Vehicles in Ontario | 677004 | 699289 | 713274.78 | 727540.2756 | 742091.0811 | 756932.9027 | 772071.5608 |  | P | Average 2017-2024
|  |  | New EV Target | 7.405% | 8.094% | 10.15% | 12.72% | 15.95% | 20% | 23% |  | Q | Trajectory to 2026 Target
|  |  | Burlington % of ON New EVs | 1.696% | 1.86% | 1.855% | 1.855% | 1.855% | 1.855% | 1.855% |  | R | Trajectory to BHI share of population in 2026
|  |  | Total New Bur. EVs | 850 | 1053 | 1342.5057 | 1716.856 | 2195.5918 | 2807.8205 | 3293.5734 |  | S = P * Q * R | Total vehicles times share of EVs times BHI share of EVs
|  |  | Passenger & Multi-Purpose EVs | 800.2319 | 966.2399 | 1247.9392 | 1595.9202 | 2040.9338 | 2610.0369 | 3061.5733 |  | T = S * (H + I) | Total BHI EVs times 2024 share of vehicle type
|  |  | Van EVs | 19.1928 | 11.948 | 23.8561 | 30.5082 | 39.0153 | 49.8945 | 58.5263 |  | U = S * J | Total BHI EVs times 2024 share of vehicle type
|  |  | Pickup Truck EVs | 30.5753 | 74.8121 | 70.7103 | 90.4275 | 115.6427 | 147.8891 | 173.4739 |  | V = S * K | Total BHI EVs times 2024 share of vehicle type
|  |  |  | 2023 | 2024 | 2025 | 2026
|  |  | Passenger & Multi-Purpose EVs | 800.2319 | 966.2399 | 1247.9392 | 1595.9202 | A
|  |  | Cumulative EVs | 3028.6578 | 3994.8976 | 5242.8369 | 6838.7571 | B
|  |  | Cumulative kWh | 6624626.4125 | 8872420.3399 | 11663628.1357 | 15256046.9307 | C = ( Bt-1 + A/2 ) * 4,000
|  |  | Incremental kWh | 2025: 2791207.7958; 2026: 3592418.795; 2027: D = C - Ct-1
|  |  | Van EVs | 19.1928 | 11.948 | 23.8561 | 30.5082 | E
|  |  | Cumulative EVs | 83.3394 | 95.2875 | 119.1436 | 149.6518 | F
|  |  | Cumulative kWh | 236025.8548 | 296403.851 | 364877.7333 | 468461.1166 | G = (Ft-1 + E/2) * 5,000
|  |  | Incremental kWh | 2025: 68473.8823; 2026: 103583.3834; 2027: H = G - Gt-1
|  |  | Pickup Truck EVs | 30.5753 | 74.8121 | 70.7103 | 90.4275 | I
|  |  | Cumulative EVs | 117.6592 | 199.3219 | 284.2181 | 392.7872 | J
|  |  | Cumulative kWh | 184290.971 | 500453.1241 | 937020.342 | 1420433.8729 | K = ( Jt-1 + I) * 6,000
|  |  | Incremental kWh | 2025: 436567.2179; 2026: 483413.5309; 2027: L = K - Kt-1
[7 empty] | 2025 |  |  | 2026
|  |  |  | Passenger/SUV | Van | Pick-up Truck | Passenger/SUV | Van | Pick-up Truck | Passenger/SUV | Van | Pick-up Truck
|  |  | Residential | 80% | 25% | 33.33% | 2232966.2366 | 17118.4706 | 145522.406 | 2873935.036 | 25895.8458 | 161137.8436
|  |  | GS<50 | 10% | 45% | 33.33% | 279120.7796 | 30813.247 | 145522.406 | 359241.8795 | 46612.5225 | 161137.8436
|  |  | GS>50 | 10% | 30% | 33.33% | 279120.7796 | 20542.1647 | 145522.406 | 359241.8795 | 31075.015 | 161137.8436
|  |  |  | 2026: 2791207.7958; 2027: 68473.8823; 2028: 436567.2179; 2029: 3592418.795 | 103583.3834 | 483413.5309
|  |  |  | 2025 Incremental | 2026 Incremental
|  |  | Residential | 2023: 2395607.1132; 2024: 3060968.7255
|  |  | GS<50 | 2023: 455456.4326; 2024: 566992.2456
|  |  | GS>50 | 2023: 445185.3502; 2024: 551454.7381
|  |  | Total | 2023: 3296248.896; 2024: 4179415.7092
|  |  |  | 2025 Cumulative | 2026 Cumulative
|  |  | Residential | 2023: 1197803.5566; 2024: 3926091.4759
|  |  | GS<50 | 2023: 227728.2163; 2024: 738952.5554
|  |  | GS>50 | 2023: 222592.6751; 2024: 720912.7193
|  |  | Total | 2023: 1648124.448; 2024: 5385956.7506

## Heating
|  |  |  | Residential | GS<50 | [6 empty] | Residential |  | Small Business
|  |  | Consumption per Year | 1788 | 6955 | m3/year | Typical Enbridge Residential Customer | Heating Profile |  |  |  | /Month | Less summer | /Month | Less summer
|  |  | Convert m3 to GJ | 0.0343 | 0.0343 | GJ/m3 | https://apps.cer-rec.gc.ca/Conversion/conversion-tables.aspx | January | 632.54 | 19.14% | 67.4% | 419 | 368 | 1640 | 1491
|  |  | Convert GJ to kWh | 277 | 277 | kWh/GJ | https://apps.cer-rec.gc.ca/Conversion/conversion-tables.aspx | February | 564.31 | 17.07% |  | 404 | 353 | 1463 | 1314
|  |  | Convert m3 to kWh | 9.5011 | 9.5011 | kWh/m3 |  | March | 498.74 | 15.09% |  | 354 | 303 | 1262 | 1113
|  |  | kWh per Customer | 16987.9668 | 66080.1505 | kWh/Customer |  | April | 338.96 | 10.26% |  | 252 | 201 | 679 | 530
|  |  | Heat Pump Efficiency | 2.55 | 2.55 | Delivered heat kWh-equivalent/kWh | https://oee.nrcan.gc.ca/pml-lmp/index.cfm?language_langue=en&action=app.search-recherche&appliance=ASHP1_GH&_gl=1*22c7uc*_ga*MTkyNTkxMzczNi4xNjg5MDg1ODA2*_ga_C2N57Y7DX5*MTcxNTM1MDU3Ni40My4xLjE3MTUzNTA1ODAuMC4wLjA. | May | 164.26 | 4.97% |  | 158 | 107 | 331 | 182
|  |  | Adj. Consumption | 6661.9478 | 25913.7845 | kWh/Customer |  | June | 28.27 | 0.8554% |  | 69 | 18 | 82 | 0
[8 empty] | July | 0.64 | 0.01936% |  | 51 | 0 | 149 | 0
[8 empty] | August | 2.18 | 0.06596% | 32.6% | 54 | 3 | 166 | 17
[8 empty] | September | 28.3 | 0.8563% |  | 58 | 7 | 193 | 44
[8 empty] | October | 178.4 | 5.398% |  | 91 | 40 | 407 | 258
[8 empty] | November | 357.79 | 10.83% |  | 174 | 123 | 919 | 770
[8 empty] | December | 510.62 | 15.45% |  | 316 | 265 | 1385 | 1236
[8 empty] | Total | 3305.01 | 100% |  | 2400 | 1788 | 8676 | 6955
Residential |  | 2022 | 2023 | 2024 | 2025 | 2026
Customer Count | 61867.75 | 62004.0833 | 62206.6667 | 62563.5 | 62840.6805 | 63119.0891
Increase in customers/year |  | 136.3333 | 202.5833 | 356.8333 | 277.1805 | 278.4086
Existing Conversions % |  | 0.15% | 0.15% | 0.15% | 0.15% | 0.15%
New Connection % |  | 15% | 15% | 15% | 15% | 15%
Existing Connections # |  | 92.8016 | 93.0061 | 93.31 | 93.8453 | 94.261
New Connections # |  | 20.45 | 30.3875 | 53.525 | 41.5771 | 41.7613
Total Connections |  | 113.2516 | 123.3936 | 146.835 | 135.4223 | 136.0223
kWh/Customer |  | 6661.9478 | 6661.9478 | 6661.9478 | 6661.9478 | 6661.9478
Total kWh |  | 754476.41 | 822041.8842 | 978207.1 | 902176.4965 | 906173.4878
GS<50
Customer Count | 5605.0833 | 5664.3333 | 5698.8333 | 5712.4167 | 5767.6533 | 5823.4233
Increase in customers/year |  | 59.25 | 34.5 | 13.5833 | 55.2366 | 55.77
Existing Conversions % |  | 0.15% | 0.15% | 0.15% | 0.15% | 0.15%
New Connection % |  | 15% | 15% | 15% | 15% | 15%
Existing Connections # |  | 8.4076 | 8.4965 | 8.5482 | 8.5686 | 8.6515
New Connections # |  | 8.8875 | 5.175 | 2.0375 | 8.2855 | 8.3655
Total Connections |  | 17.2951 | 13.6715 | 10.5858 | 16.8541 | 17.017
kWh/Customer |  | 25913.7845 | 25913.7845 | 25913.7845 | 25913.7845 | 25913.7845
Total kWh |  | 448182.1423 | 354280.3049 | 274316.8444 | 436754.0709 | 440974.4132
|  | 2022 | 2023 | 2024 | 2025 | 2026 | 2027
Residential kWh |  | 754476.41 | 822041.8842 | 978207.1 | 902176.4965 | 906173.4878 | 0
Winter |  | 0 | 508549.8041 | 554091.8625 | 659353.9871 | 608106.0646 | 610800.2101
Summer |  | 245926.6059 | 267950.0218 | 318853.1129 | 294070.4318 | 295373.2778 | 0
Seasonally Adjusted kWh |  | 245926.6059 | 776499.8259 | 872944.9754 | 953424.4189 | 903479.3424 | 610800.2101
GS < 50 kWh |  | 448182.1423 | 354280.3049 | 274316.8444 | 436754.0709 | 440974.4132 | 0
Winter |  | 0 | 302094.191 | 238800.2823 | 184901.4437 | 294391.1755 | 297235.8691
Summer |  | 146087.9514 | 115480.0227 | 89415.4006 | 142362.8954 | 143738.5441 | 0
Seasonally Adjusted kWh |  | 146087.9514 | 417574.2136 | 328215.6829 | 327264.3392 | 438129.7196 | 297235.8691
|  |  | 2025 Incremental | 2026 Incremental | 2027 Incremental
| Residential | 2023: 953424.4189; 2024: 903479.3424; 2025: 610800.2101
| GS < 50 | 2023: 327264.3392; 2024: 438129.7196; 2025: 297235.8691
| Total | 2023: 1280688.7581; 2024: 1341609.062; 2025: 908036.0792
|  |  | 2025 | 2026 | 2027
| Residential | 2023: 953424.4189; 2024: 1856903.7613; 2025: 2467703.9714
| GS < 50 | 2023: 327264.3392; 2024: 765394.0588; 2025: 1062629.9279
| Total | 2023: 1280688.7581; 2024: 2622297.8201; 2025: 3530333.8993

## Total Additional-Lost Loads
|  |  |  | kWh |  |  |  | kW
|  |  |  | 2025 | 2026 |  |  | 2025 | 2026
|  | Residential |  | 1197803.5566 | 3926091.4759
| EVs | GS<50 |  | 227728.2163 | 738952.5554
|  | GS>50 |  | 222592.6751 | 720912.7193 |  |  | 1524.6074 | 4937.7584
|  | Total |  | 1648124.448 | 5385956.7506 |  |  | 1524.6074 | 4937.7584
|  | Residential |  | 953424.4189 | 1856903.7613
Additional | Heating | GS<50 |  | 327264.3392 | 765394.0588
|  | GS>50 | [5 empty] | 0 |  | Loads are incremental to loads forecasted based on 10-year consumption
|  | Total |  | 1280688.7581 | 2622297.8201 |  |  | 0 | 0 | Figures are added in 'Normalized Annual Summary' and 'kW Forecast'
Residential
| Customer | GS<50
| Expansions | GS>50
|  | Total |  | 0 | 0 |  |  | 0 | 0
|  | Residential |  | 2151227.9755 | 5782995.2372
| Total | GS<50 |  | 554992.5555 | 1504346.6142
|  | GS>50 |  | 222592.6751 | 720912.7193 |  |  | 1524.6074 | 4937.7584
|  | Total |  | 2928813.2061 | 8008254.5707 |  |  | 1524.6074 | 4937.7584
|  |  |  | kWh |  |  |  | kW
|  |  |  | 2025 | 2026 |  |  | 2025 | 2026
Residential
GS<50
Lost |  | GS>50 |  | -3718826.5584 | -5224855.1237 |  |  | -9980.9667 | -14023
|  | Total |  | -3718826.5584 | -5224855.1237 |  |  | -9980.9667 | -14023
Lost Customer |  | Estimated | Estimated | Forecast | Forecast | Actual | Actual/Forcast | Forecast | Forecast
|  | 2023 | 2024 | 2025 | 2026 | 2023 | 2024 | 2025 | 2026
Load of Customer |  | 5224855.1237 | 5163526.5098 | 1506028.5654 |  | 14023 | 13858.4 | 4042.0333
Lost Load |  |  | -61328.6139 | -3718826.5584 | -5224855.1237 |  | -164.6 | -9980.9667 | -14023

## Model Summary
| Res kWh |  | Absolute |  | GS < 50 kWh |  | Absolute |  | GS > 50 kWh |  | Absolute
Year | CDM Added Back | Predicted | Error (%) | Year | CDM Added Back | Predicted | Error (%) | Year | CDM Added Back | Predicted | Error (%)
2015 | 532890860.2572 | 537298080.0941 | 0.827% | 2015 | 172218289.4821 | 171644592.9791 | 0.3331% | 2015 | 910621414.8463 | 915589341.3118 | 0.5456%
2016 | 552745360.6575 | 557965045.1949 | 0.9443% | 2016 | 174885321.0176 | 173813660.3602 | 0.6128% | 2016 | 932830020.2821 | 911728383.4267 | 2.262%
2017 | 523095111.8867 | 543916717.9214 | 3.98% | 2017 | 173841513.4543 | 173094628.6846 | 0.4296% | 2017 | 906232408.242 | 893402626.3749 | 1.416%
2018 | 566454235.3767 | 564365733.1851 | 0.3687% | 2018 | 183676700.0386 | 178022310.5531 | 3.078% | 2018 | 902283991.7079 | 895687067.1743 | 0.7311%
2019 | 544053943.8378 | 552624887.641 | 1.575% | 2019 | 182204005.0134 | 176673577.4408 | 3.035% | 2019 | 871212888.3409 | 877989774.3176 | 0.7779%
2020 | 586747287.6251 | 564702707.143 | 3.757% | 2020 | 165404249.784 | 176925973.5784 | 6.966% | 2020 | 824214887.5159 | 848225220.875 | 2.913%
2021 | 582379376.2251 | 560435678.2458 | 3.768% | 2021 | 169419368.8382 | 180523743.626 | 6.554% | 2021 | 837126850.1918 | 867363585.1346 | 3.612%
2022 | 574681696.7465 | 567130875.3679 | 1.314% | 2022 | 181122176.7576 | 181481031.0592 | 0.1981% | 2022 | 855997681.374 | 860535356.3278 | 0.5301%
2023 | 552462521.0512 | 567487520.731 | 2.72% | 2023 | 183814795.5003 | 180065470.7799 | 2.04% | 2023 | 835068670.6261 | 835189185.4885 | 0.01443%
2024 | 572872143.8873 | 576115074.1281 | 0.5661% | 2024 | 184141453.6463 | 180935546.4578 | 1.741% | 2024 | 853065414.0881 | 826539854.937 | 3.109%
Mean Absolute Percentage Error (Annual) |  |  | 1.982% | Mean Absolute Percentage Error (Annual) |  |  | 2.499% | Mean Absolute Percentage Error (Annual) |  |  | 1.591%
Mean Absolute Percentage Error (Monthly) |  |  | 3.11% | Mean Absolute Percentage Error (Monthly) |  |  | 2.925% | Mean Absolute Percentage Error (Monthly) |  |  | 2.145%

## Res Normalized Monthly
Date | Year | Month | Res_NoCDM | HDD14 | CDD14 | OEA_GDP | Shoulder | Month Days | const | HDD14 | CDD14 | OEA_GDP | Shoulder | Month Days | WN Predicted
2015-01-01 | 2015 | 1 | 49127092.147 | 508.54 | 0 | 699057 | 0 | 31 | -23284736.6478 | 6959826.8693 | 0 | 13372301.4752 | 0 | 48424797.0518 | 45472188.7485
2015-02-01 | 2015 | 2 | 42235859.0332 | 451.11 | 0 | 699057 | 0 | 28 | -23284736.6478 | 6173845.7132 | 0 | 13372301.4752 | 0 | 43738526.3694 | 39999936.91
2015-03-01 | 2015 | 3 | 42686019.9195 | 374.74 | 0 | 699057 | 1 | 31 | -23284736.6478 | 5128653.6378 | 0 | 13372301.4752 | -2837598.3252 | 48424797.0518 | 40803417.1918
2015-04-01 | 2015 | 4 | 37892574.8058 | 221.13 | 2.63 | 705966 | 1 | 30 | -23284736.6478 | 3026362.7553 | 210883.4897 | 13504464.1327 | -2837598.3252 | 46862706.8243 | 37482082.2291
2015-05-01 | 2015 | 5 | 40054347.692 | 74.8 | 50.49 | 705966 | 1 | 31 | -23284736.6478 | 1023705.2146 | 4048481.8992 | 13504464.1327 | -2837598.3252 | 48424797.0518 | 40879113.3253
2015-06-01 | 2015 | 6 | 45422610.5783 | 2.15 | 154.05 | 705966 | 0 | 30 | -23284736.6478 | 29424.682 | 12352319.9954 | 13504464.1327 | 0 | 46862706.8243 | 49464178.9866
2015-07-01 | 2015 | 7 | 53739568.4646 | 0 | 267.67 | 713152 | 0 | 31 | -23284736.6478 | 0 | 21462807.4856 | 13641925.5392 | 0 | 48424797.0518 | 60244793.4288
2015-08-01 | 2015 | 8 | 54462241.3508 | 0 | 246.315 | 713152 | 0 | 31 | -23284736.6478 | 0 | 19750481.6596 | 13641925.5392 | 0 | 48424797.0518 | 58532467.6027
2015-09-01 | 2015 | 9 | 47137858.2371 | 2.27 | 146.8 | 713152 | 1 | 30 | -23284736.6478 | 31066.9898 | 11770987.1815 | 13641925.5392 | -2837598.3252 | 46862706.8243 | 46184351.5618
2015-10-01 | 2015 | 10 | 41235519.1234 | 83.8 | 36.86 | 716976 | 1 | 31 | -23284736.6478 | 1146878.3019 | 2955576.2092 | 13715075.0547 | -2837598.3252 | 48424797.0518 | 40119991.6445
2015-11-01 | 2015 | 11 | 37717263.0096 | 240.7 | 3.41 | 716976 | 1 | 30 | -23284736.6478 | 3294195.7908 | 273426.8821 | 13715075.0547 | -2837598.3252 | 46862706.8243 | 38023069.5788
2015-12-01 | 2015 | 12 | 41179905.8959 | 386.62 | 0 | 716976 | 0 | 31 | -23284736.6478 | 5291242.1131 | 0 | 13715075.0547 | 0 | 48424797.0518 | 44146377.5718
2016-01-01 | 2016 | 1 | 45255473.7138 | 508.54 | 0 | 718587 | 0 | 31 | -23284736.6478 | 6959826.8693 | 0 | 13745891.9661 | 0 | 48424797.0518 | 45845779.2394
2016-02-01 | 2016 | 2 | 39790337.4727 | 451.11 | 0 | 718587 | 0 | 29 | -23284736.6478 | 6173845.7132 | 0 | 13745891.9661 | 0 | 45300616.5969 | 41935617.6284
2016-03-01 | 2016 | 3 | 39893155.2317 | 374.74 | 0 | 718587 | 1 | 31 | -23284736.6478 | 5128653.6378 | 0 | 13745891.9661 | -2837598.3252 | 48424797.0518 | 41177007.6827
2016-04-01 | 2016 | 4 | 37464228.9907 | 221.13 | 2.63 | 723726 | 1 | 30 | -23284736.6478 | 3026362.7553 | 210883.4897 | 13844196.1921 | -2837598.3252 | 46862706.8243 | 37821814.2884
2016-05-01 | 2016 | 5 | 41966514.7497 | 74.8 | 50.49 | 723726 | 1 | 31 | -23284736.6478 | 1023705.2146 | 4048481.8992 | 13844196.1921 | -2837598.3252 | 48424797.0518 | 41218845.3846
2016-06-01 | 2016 | 6 | 51191605.5086 | 2.15 | 154.05 | 723726 | 0 | 30 | -23284736.6478 | 29424.682 | 12352319.9954 | 13844196.1921 | 0 | 46862706.8243 | 49803911.0459
2016-07-01 | 2016 | 7 | 62342093.2676 | 0 | 267.67 | 730341 | 0 | 31 | -23284736.6478 | 0 | 21462807.4856 | 13970734.9067 | 0 | 48424797.0518 | 60573602.7963
2016-08-01 | 2016 | 8 | 60905685.0266 | 0 | 246.315 | 730341 | 0 | 31 | -23284736.6478 | 0 | 19750481.6596 | 13970734.9067 | 0 | 48424797.0518 | 58861276.9703
2016-09-01 | 2016 | 9 | 50436740.7856 | 2.27 | 146.8 | 730341 | 1 | 30 | -23284736.6478 | 31066.9898 | 11770987.1815 | 13970734.9067 | -2837598.3252 | 46862706.8243 | 46513160.9294
2016-10-01 | 2016 | 10 | 41879541.5445 | 83.8 | 36.86 | 737784 | 1 | 31 | -23284736.6478 | 1146878.3019 | 2955576.2092 | 14113112.4809 | -2837598.3252 | 48424797.0518 | 40518029.0708
2016-11-01 | 2016 | 11 | 37972992.3035 | 240.7 | 3.41 | 737784 | 1 | 30 | -23284736.6478 | 3294195.7908 | 273426.8821 | 14113112.4809 | -2837598.3252 | 46862706.8243 | 38421107.0051
2016-12-01 | 2016 | 12 | 43646992.0625 | 386.62 | 0 | 737784 | 0 | 31 | -23284736.6478 | 5291242.1131 | 0 | 14113112.4809 | 0 | 48424797.0518 | 44544414.998
2017-01-01 | 2017 | 1 | 44428210.4376 | 508.54 | 0 | 743287 | 0 | 31 | -23284736.6478 | 6959826.8693 | 0 | 14218379.6838 | 0 | 48424797.0518 | 46318266.957
2017-02-01 | 2017 | 2 | 38008250.6442 | 451.11 | 0 | 743287 | 0 | 28 | -23284736.6478 | 6173845.7132 | 0 | 14218379.6838 | 0 | 43738526.3694 | 40846015.1186
2017-03-01 | 2017 | 3 | 39754350.8508 | 374.74 | 0 | 743287 | 1 | 31 | -23284736.6478 | 5128653.6378 | 0 | 14218379.6838 | -2837598.3252 | 48424797.0518 | 41649495.4004
2017-04-01 | 2017 | 4 | 35550881.0574 | 221.13 | 2.63 | 740632 | 1 | 30 | -23284736.6478 | 3026362.7553 | 210883.4897 | 14167592.0364 | -2837598.3252 | 46862706.8243 | 38145210.1327
2017-05-01 | 2017 | 5 | 38527675.264 | 74.8 | 50.49 | 740632 | 1 | 31 | -23284736.6478 | 1023705.2146 | 4048481.8992 | 14167592.0364 | -2837598.3252 | 48424797.0518 | 41542241.2289
2017-06-01 | 2017 | 6 | 46993946.4706 | 2.15 | 154.05 | 740632 | 0 | 30 | -23284736.6478 | 29424.682 | 12352319.9954 | 14167592.0364 | 0 | 46862706.8243 | 50127306.8902
2017-07-01 | 2017 | 7 | 55250414.6772 | 0 | 267.67 | 746606 | 0 | 31 | -23284736.6478 | 0 | 21462807.4856 | 14281869.0253 | 0 | 48424797.0518 | 60884736.9149
2017-08-01 | 2017 | 8 | 52000413.8838 | 0 | 246.315 | 746606 | 0 | 31 | -23284736.6478 | 0 | 19750481.6596 | 14281869.0253 | 0 | 48424797.0518 | 59172411.0888
2017-09-01 | 2017 | 9 | 45504410.0904 | 2.27 | 146.8 | 746606 | 1 | 30 | -23284736.6478 | 31066.9898 | 11770987.1815 | 14281869.0253 | -2837598.3252 | 46862706.8243 | 46824295.0479
2017-10-01 | 2017 | 10 | 40966849.297 | 83.8 | 36.86 | 745380 | 1 | 31 | -23284736.6478 | 1146878.3019 | 2955576.2092 | 14258416.8009 | -2837598.3252 | 48424797.0518 | 40663333.3908
2017-11-01 | 2017 | 11 | 39001404.5036 | 240.7 | 3.41 | 745380 | 1 | 30 | -23284736.6478 | 3294195.7908 | 273426.8821 | 14258416.8009 | -2837598.3252 | 46862706.8243 | 38566411.325
2017-12-01 | 2017 | 12 | 47108304.7102 | 386.62 | 0 | 745380 | 0 | 31 | -23284736.6478 | 5291242.1131 | 0 | 14258416.8009 | 0 | 48424797.0518 | 44689719.318
2018-01-01 | 2018 | 1 | 47709598.684 | 508.54 | 0 | 756702 | 0 | 31 | -23284736.6478 | 6959826.8693 | 0 | 14474995.9887 | 0 | 48424797.0518 | 46574883.262
2018-02-01 | 2018 | 2 | 39687279.8987 | 451.11 | 0 | 756702 | 0 | 28 | -23284736.6478 | 6173845.7132 | 0 | 14474995.9887 | 0 | 43738526.3694 | 41102631.4235
2018-03-01 | 2018 | 3 | 41074250.1133 | 374.74 | 0 | 756702 | 1 | 31 | -23284736.6478 | 5128653.6378 | 0 | 14474995.9887 | -2837598.3252 | 48424797.0518 | 41906111.7053
2018-04-01 | 2018 | 4 | 38168978.328 | 221.13 | 2.63 | 764644 | 1 | 30 | -23284736.6478 | 3026362.7553 | 210883.4897 | 14626918.9626 | -2837598.3252 | 46862706.8243 | 38604537.0589
2018-05-01 | 2018 | 5 | 41244600.5427 | 74.8 | 50.49 | 764644 | 1 | 31 | -23284736.6478 | 1023705.2146 | 4048481.8992 | 14626918.9626 | -2837598.3252 | 48424797.0518 | 42001568.1551
2018-06-01 | 2018 | 6 | 52144868.7574 | 2.15 | 154.05 | 764644 | 0 | 30 | -23284736.6478 | 29424.682 | 12352319.9954 | 14626918.9626 | 0 | 46862706.8243 | 50586633.8164
2018-07-01 | 2018 | 7 | 64966905.9721 | 0 | 267.67 | 765060 | 0 | 31 | -23284736.6478 | 0 | 21462807.4856 | 14634876.6504 | 0 | 48424797.0518 | 61237744.54
2018-08-01 | 2018 | 8 | 63232261.1867 | 0 | 246.315 | 765060 | 0 | 31 | -23284736.6478 | 0 | 19750481.6596 | 14634876.6504 | 0 | 48424797.0518 | 59525418.714
2018-09-01 | 2018 | 9 | 50855019.4014 | 2.27 | 146.8 | 765060 | 1 | 30 | -23284736.6478 | 31066.9898 | 11770987.1815 | 14634876.6504 | -2837598.3252 | 46862706.8243 | 47177302.6731
2018-10-01 | 2018 | 10 | 40650132.6161 | 83.8 | 36.86 | 771453 | 1 | 31 | -23284736.6478 | 1146878.3019 | 2955576.2092 | 14757168.7144 | -2837598.3252 | 48424797.0518 | 41162085.3042
2018-11-01 | 2018 | 11 | 40817846.8308 | 240.7 | 3.41 | 771453 | 1 | 30 | -23284736.6478 | 3294195.7908 | 273426.8821 | 14757168.7144 | -2837598.3252 | 46862706.8243 | 39065163.2385
2018-12-01 | 2018 | 12 | 45902493.0455 | 386.62 | 0 | 771453 | 0 | 31 | -23284736.6478 | 5291242.1131 | 0 | 14757168.7144 | 0 | 48424797.0518 | 45188471.2315
2019-01-01 | 2019 | 1 | 47310902.7907 | 508.54 | 0 | 779459 | 0 | 31 | -23284736.6478 | 6959826.8693 | 0 | 14910315.9479 | 0 | 48424797.0518 | 47010203.2211
2019-02-01 | 2019 | 2 | 42211303.1142 | 451.11 | 0 | 779459 | 0 | 28 | -23284736.6478 | 6173845.7132 | 0 | 14910315.9479 | 0 | 43738526.3694 | 41537951.3826
2019-03-01 | 2019 | 3 | 42541593.4377 | 374.74 | 0 | 779459 | 1 | 31 | -23284736.6478 | 5128653.6378 | 0 | 14910315.9479 | -2837598.3252 | 48424797.0518 | 42341431.6645
2019-04-01 | 2019 | 4 | 37536349.7611 | 221.13 | 2.63 | 784896 | 1 | 30 | -23284736.6478 | 3026362.7553 | 210883.4897 | 15014320.6329 | -2837598.3252 | 46862706.8243 | 38991938.7293
2019-05-01 | 2019 | 5 | 38099337.0846 | 74.8 | 50.49 | 784896 | 1 | 31 | -23284736.6478 | 1023705.2146 | 4048481.8992 | 15014320.6329 | -2837598.3252 | 48424797.0518 | 42388969.8254
2019-06-01 | 2019 | 6 | 45232822.4081 | 2.15 | 154.05 | 784896 | 0 | 30 | -23284736.6478 | 29424.682 | 12352319.9954 | 15014320.6329 | 0 | 46862706.8243 | 50974035.4868
2019-07-01 | 2019 | 7 | 63142023.7316 | 0 | 267.67 | 794140 | 0 | 31 | -23284736.6478 | 0 | 21462807.4856 | 15191149.6395 | 0 | 48424797.0518 | 61794017.5291
2019-08-01 | 2019 | 8 | 58238131.055 | 0 | 246.315 | 794140 | 0 | 31 | -23284736.6478 | 0 | 19750481.6596 | 15191149.6395 | 0 | 48424797.0518 | 60081691.703
2019-09-01 | 2019 | 9 | 44304376.3785 | 2.27 | 146.8 | 794140 | 1 | 30 | -23284736.6478 | 31066.9898 | 11770987.1815 | 15191149.6395 | -2837598.3252 | 46862706.8243 | 47733575.6621
2019-10-01 | 2019 | 10 | 39423259.702 | 83.8 | 36.86 | 799632 | 1 | 31 | -23284736.6478 | 1146878.3019 | 2955576.2092 | 15296206.4227 | -2837598.3252 | 48424797.0518 | 41701123.0126
2019-11-01 | 2019 | 11 | 40460397.0254 | 240.7 | 3.41 | 799632 | 1 | 30 | -23284736.6478 | 3294195.7908 | 273426.8821 | 15296206.4227 | -2837598.3252 | 46862706.8243 | 39604200.9468
2019-12-01 | 2019 | 12 | 45553447.3489 | 386.62 | 0 | 799632 | 0 | 31 | -23284736.6478 | 5291242.1131 | 0 | 15296206.4227 | 0 | 48424797.0518 | 45727508.9398
2020-01-01 | 2020 | 1 | 44911593.7134 | 508.54 | 0 | 800724 | 0 | 31 | -23284736.6478 | 6959826.8693 | 0 | 15317095.3534 | 0 | 48424797.0518 | 47416982.6266
2020-02-01 | 2020 | 2 | 40905172.1993 | 451.11 | 0 | 800724 | 0 | 29 | -23284736.6478 | 6173845.7132 | 0 | 15317095.3534 | 0 | 45300616.5969 | 43506821.0156
2020-03-01 | 2020 | 3 | 42164842.6851 | 374.74 | 0 | 800724 | 1 | 31 | -23284736.6478 | 5128653.6378 | 0 | 15317095.3534 | -2837598.3252 | 48424797.0518 | 42748211.07
2020-04-01 | 2020 | 4 | 40550697.1709 | 221.13 | 2.63 | 806630 | 1 | 30 | -23284736.6478 | 3026362.7553 | 210883.4897 | 15430071.5663 | -2837598.3252 | 46862706.8243 | 39407689.6627
2020-05-01 | 2020 | 5 | 45655296.6567 | 74.8 | 50.49 | 806630 | 1 | 31 | -23284736.6478 | 1023705.2146 | 4048481.8992 | 15430071.5663 | -2837598.3252 | 48424797.0518 | 42804720.7588
2020-06-01 | 2020 | 6 | 59532998.1425 | 2.15 | 154.05 | 806630 | 0 | 30 | -23284736.6478 | 29424.682 | 12352319.9954 | 15430071.5663 | 0 | 46862706.8243 | 51389786.4202
2020-07-01 | 2020 | 7 | 72305754.6283 | 0 | 267.67 | 810347 | 0 | 31 | -23284736.6478 | 0 | 21462807.4856 | 15501174.2727 | 0 | 48424797.0518 | 62104042.1623
2020-08-01 | 2020 | 8 | 63879386.1142 | 0 | 246.315 | 810347 | 0 | 31 | -23284736.6478 | 0 | 19750481.6596 | 15501174.2727 | 0 | 48424797.0518 | 60391716.3362
2020-09-01 | 2020 | 9 | 46969020.6 | 2.27 | 146.8 | 810347 | 1 | 30 | -23284736.6478 | 31066.9898 | 11770987.1815 | 15501174.2727 | -2837598.3252 | 46862706.8243 | 48043600.2953
2020-10-01 | 2020 | 10 | 40798366.0858 | 83.8 | 36.86 | 811397 | 1 | 31 | -23284736.6478 | 1146878.3019 | 2955576.2092 | 15521259.7829 | -2837598.3252 | 48424797.0518 | 41926176.3728
2020-11-01 | 2020 | 11 | 41142966.5716 | 240.7 | 3.41 | 811397 | 1 | 30 | -23284736.6478 | 3294195.7908 | 273426.8821 | 15521259.7829 | -2837598.3252 | 46862706.8243 | 39829254.3071
2020-12-01 | 2020 | 12 | 47931193.0574 | 386.62 | 0 | 811397 | 0 | 31 | -23284736.6478 | 5291242.1131 | 0 | 15521259.7829 | 0 | 48424797.0518 | 45952562.3
2021-01-01 | 2021 | 1 | 49036599.02 | 508.54 | 0 | 800126 | 0 | 31 | -23284736.6478 | 6959826.8693 | 0 | 15305656.177 | 0 | 48424797.0518 | 47405543.4503
2021-02-01 | 2021 | 2 | 44239591.5047 | 451.11 | 0 | 800126 | 0 | 28 | -23284736.6478 | 6173845.7132 | 0 | 15305656.177 | 0 | 43738526.3694 | 41933291.6118
2021-03-01 | 2021 | 3 | 43218533.9893 | 374.74 | 0 | 800126 | 1 | 31 | -23284736.6478 | 5128653.6378 | 0 | 15305656.177 | -2837598.3252 | 48424797.0518 | 42736771.8937
2021-04-01 | 2021 | 4 | 39165169.4739 | 221.13 | 2.63 | 706539 | 1 | 30 | -23284736.6478 | 3026362.7553 | 210883.4897 | 13515425.0826 | -2837598.3252 | 46862706.8243 | 37493043.179
2021-05-01 | 2021 | 5 | 47117065.9585 | 74.8 | 50.49 | 706539 | 1 | 31 | -23284736.6478 | 1023705.2146 | 4048481.8992 | 13515425.0826 | -2837598.3252 | 48424797.0518 | 40890074.2751
2021-06-01 | 2021 | 6 | 54507390.4431 | 2.15 | 154.05 | 706539 | 0 | 30 | -23284736.6478 | 29424.682 | 12352319.9954 | 13515425.0826 | 0 | 46862706.8243 | 49475139.9365
2021-07-01 | 2021 | 7 | 61736270.9277 | 0 | 267.67 | 777225 | 0 | 31 | -23284736.6478 | 0 | 21462807.4856 | 14867581.6336 | 0 | 48424797.0518 | 61470449.5232
2021-08-01 | 2021 | 8 | 64473872.4124 | 0 | 246.315 | 777225 | 0 | 31 | -23284736.6478 | 0 | 19750481.6596 | 14867581.6336 | 0 | 48424797.0518 | 59758123.6972
2021-09-01 | 2021 | 9 | 49910611.897 | 2.27 | 146.8 | 777225 | 1 | 30 | -23284736.6478 | 31066.9898 | 11770987.1815 | 14867581.6336 | -2837598.3252 | 46862706.8243 | 47410007.6563
2021-10-01 | 2021 | 10 | 41149312.3816 | 83.8 | 36.86 | 795879 | 1 | 31 | -23284736.6478 | 1146878.3019 | 2955576.2092 | 15224415.0703 | -2837598.3252 | 48424797.0518 | 41629331.6602
2021-11-01 | 2021 | 11 | 40886298.8662 | 240.7 | 3.41 | 795879 | 1 | 30 | -23284736.6478 | 3294195.7908 | 273426.8821 | 15224415.0703 | -2837598.3252 | 46862706.8243 | 39532409.5944
2021-12-01 | 2021 | 12 | 46938659.3508 | 386.62 | 0 | 795879 | 0 | 31 | -23284736.6478 | 5291242.1131 | 0 | 15224415.0703 | 0 | 48424797.0518 | 45655717.5874
2022-01-01 | 2022 | 1 | 50264546.6528 | 508.54 | 0 | 808584 | 0 | 31 | -23284736.6478 | 6959826.8693 | 0 | 15467449.7445 | 0 | 48424797.0518 | 47567337.0177
2022-02-01 | 2022 | 2 | 43857792.1818 | 451.11 | 0 | 808584 | 0 | 28 | -23284736.6478 | 6173845.7132 | 0 | 15467449.7445 | 0 | 43738526.3694 | 42095085.1793
2022-03-01 | 2022 | 3 | 43860485.7108 | 374.74 | 0 | 808584 | 1 | 31 | -23284736.6478 | 5128653.6378 | 0 | 15467449.7445 | -2837598.3252 | 48424797.0518 | 42898565.4611
2022-04-01 | 2022 | 4 | 39331597.2398 | 221.13 | 2.63 | 802518 | 1 | 30 | -23284736.6478 | 3026362.7553 | 210883.4897 | 15351412.8823 | -2837598.3252 | 46862706.8243 | 39329030.9787
2022-05-01 | 2022 | 5 | 43290007.7687 | 74.8 | 50.49 | 802518 | 1 | 31 | -23284736.6478 | 1023705.2146 | 4048481.8992 | 15351412.8823 | -2837598.3252 | 48424797.0518 | 42726062.0748
2022-06-01 | 2022 | 6 | 52900848.2977 | 2.15 | 154.05 | 802518 | 0 | 30 | -23284736.6478 | 29424.682 | 12352319.9954 | 15351412.8823 | 0 | 46862706.8243 | 51311127.7362
2022-07-01 | 2022 | 7 | 63898027.8267 | 0 | 267.67 | 819564 | 0 | 31 | -23284736.6478 | 0 | 21462807.4856 | 15677486.7947 | 0 | 48424797.0518 | 62280354.6843
2022-08-01 | 2022 | 8 | 62500468.3557 | 0 | 246.315 | 819564 | 0 | 31 | -23284736.6478 | 0 | 19750481.6596 | 15677486.7947 | 0 | 48424797.0518 | 60568028.8582
2022-09-01 | 2022 | 9 | 48263159.8847 | 2.27 | 146.8 | 819564 | 1 | 30 | -23284736.6478 | 31066.9898 | 11770987.1815 | 15677486.7947 | -2837598.3252 | 46862706.8243 | 48219912.8173
2022-10-01 | 2022 | 10 | 39368582.4137 | 83.8 | 36.86 | 838397 | 1 | 31 | -23284736.6478 | 1146878.3019 | 2955576.2092 | 16037744.3326 | -2837598.3252 | 48424797.0518 | 42442660.9225
2022-11-01 | 2022 | 11 | 40432823.9426 | 240.7 | 3.41 | 838397 | 1 | 30 | -23284736.6478 | 3294195.7908 | 273426.8821 | 16037744.3326 | -2837598.3252 | 46862706.8243 | 40345738.8567
2022-12-01 | 2022 | 12 | 46713356.4716 | 386.62 | 0 | 838397 | 0 | 31 | -23284736.6478 | 5291242.1131 | 0 | 16037744.3326 | 0 | 48424797.0518 | 46469046.8497
2023-01-01 | 2023 | 1 | 46583116.5192 | 508.54 | 0 | 845218 | 0 | 31 | -23284736.6478 | 6959826.8693 | 0 | 16168223.6331 | 0 | 48424797.0518 | 48268110.9063
2023-02-01 | 2023 | 2 | 40876786.0468 | 451.11 | 0 | 845218 | 0 | 28 | -23284736.6478 | 6173845.7132 | 0 | 16168223.6331 | 0 | 43738526.3694 | 42795859.0679
2023-03-01 | 2023 | 3 | 42680536.5744 | 374.74 | 0 | 845218 | 1 | 31 | -23284736.6478 | 5128653.6378 | 0 | 16168223.6331 | -2837598.3252 | 48424797.0518 | 43599339.3497
2023-04-01 | 2023 | 4 | 38703114.102 | 221.13 | 2.63 | 851621 | 1 | 30 | -23284736.6478 | 3026362.7553 | 210883.4897 | 16290706.9876 | -2837598.3252 | 46862706.8243 | 40268325.0839
2023-05-01 | 2023 | 5 | 41884572.6295 | 74.8 | 50.49 | 851621 | 1 | 31 | -23284736.6478 | 1023705.2146 | 4048481.8992 | 16290706.9876 | -2837598.3252 | 48424797.0518 | 43665356.1801
2023-06-01 | 2023 | 6 | 49966785.1571 | 2.15 | 154.05 | 851621 | 0 | 30 | -23284736.6478 | 29424.682 | 12352319.9954 | 16290706.9876 | 0 | 46862706.8243 | 52250421.8414
2023-07-01 | 2023 | 7 | 60709456.6847 | 0 | 267.67 | 852979 | 0 | 31 | -23284736.6478 | 0 | 21462807.4856 | 16316684.2475 | 0 | 48424797.0518 | 62919552.1371
2023-08-01 | 2023 | 8 | 56519900.2123 | 0 | 246.315 | 852979 | 0 | 31 | -23284736.6478 | 0 | 19750481.6596 | 16316684.2475 | 0 | 48424797.0518 | 61207226.3111
2023-09-01 | 2023 | 9 | 46714488.7399 | 2.27 | 146.8 | 852979 | 1 | 30 | -23284736.6478 | 31066.9898 | 11770987.1815 | 16316684.2475 | -2837598.3252 | 46862706.8243 | 48859110.2702
2023-10-01 | 2023 | 10 | 40824035.2675 | 83.8 | 36.86 | 852029 | 1 | 31 | -23284736.6478 | 1146878.3019 | 2955576.2092 | 16298511.643 | -2837598.3252 | 48424797.0518 | 42703428.2329
2023-11-01 | 2023 | 11 | 40771078.7951 | 240.7 | 3.41 | 852029 | 1 | 30 | -23284736.6478 | 3294195.7908 | 273426.8821 | 16298511.643 | -2837598.3252 | 46862706.8243 | 40606506.1671
2023-12-01 | 2023 | 12 | 46228650.3227 | 386.62 | 0 | 852029 | 0 | 31 | -23284736.6478 | 5291242.1131 | 0 | 16298511.643 | 0 | 48424797.0518 | 46729814.1601
2024-01-01 | 2024 | 1 | 47520942.1661 | 508.54 | 0 | 860658 | 0 | 31 | -23284736.6478 | 6959826.8693 | 0 | 16463576.2793 | 0 | 48424797.0518 | 48563463.5525
2024-02-01 | 2024 | 2 | 42009232.7348 | 451.11 | 0 | 860658 | 0 | 29 | -23284736.6478 | 6173845.7132 | 0 | 16463576.2793 | 0 | 45300616.5969 | 44653301.9415
2024-03-01 | 2024 | 3 | 42133800.2735 | 374.74 | 0 | 860658 | 1 | 31 | -23284736.6478 | 5128653.6378 | 0 | 16463576.2793 | -2837598.3252 | 48424797.0518 | 43894691.9959
2024-04-01 | 2024 | 4 | 38836355.5022 | 221.13 | 2.63 | 865503 | 1 | 30 | -23284736.6478 | 3026362.7553 | 210883.4897 | 16556256.5623 | -2837598.3252 | 46862706.8243 | 40533874.6587
2024-05-01 | 2024 | 5 | 43725998.0209 | 74.8 | 50.49 | 865503 | 1 | 31 | -23284736.6478 | 1023705.2146 | 4048481.8992 | 16556256.5623 | -2837598.3252 | 48424797.0518 | 43930905.7548
2024-06-01 | 2024 | 6 | 54316624.3596 | 2.15 | 154.05 | 865503 | 0 | 30 | -23284736.6478 | 29424.682 | 12352319.9954 | 16556256.5623 | 0 | 46862706.8243 | 52515971.4162
2024-07-01 | 2024 | 7 | 64592396.8683 | 0 | 267.67 | 867701 | 0 | 31 | -23284736.6478 | 0 | 21462807.4856 | 16598302.2305 | 0 | 48424797.0518 | 63201170.1201
2024-08-01 | 2024 | 8 | 60459871.107 | 0 | 246.315 | 867701 | 0 | 31 | -23284736.6478 | 0 | 19750481.6596 | 16598302.2305 | 0 | 48424797.0518 | 61488844.294
2024-09-01 | 2024 | 9 | 48481511.2157 | 2.27 | 146.8 | 867701 | 1 | 30 | -23284736.6478 | 31066.9898 | 11770987.1815 | 16598302.2305 | -2837598.3252 | 46862706.8243 | 49140728.2531
2024-10-01 | 2024 | 10 | 41352177.6044 | 83.8 | 36.86 | 869576 | 1 | 31 | -23284736.6478 | 1146878.3019 | 2955576.2092 | 16634169.2131 | -2837598.3252 | 48424797.0518 | 43039085.803
2024-11-01 | 2024 | 11 | 40782399.3331 | 240.7 | 3.41 | 869576 | 1 | 30 | -23284736.6478 | 3294195.7908 | 273426.8821 | 16634169.2131 | -2837598.3252 | 46862706.8243 | 40942163.7372
2024-12-01 | 2024 | 12 | 48660834.7018 | 386.62 | 0 | 869576 | 0 | 31 | -23284736.6478 | 5291242.1131 | 0 | 16634169.2131 | 0 | 48424797.0518 | 47065471.7302
2025-01-01 | 2025 | 1 |  | 508.54 | 0 | 881397.216 | 0 | 31 | -23284736.6478 | 6959826.8693 | 0 | 16860297.9324 | 0 | 48424797.0518 | 48960185.2057
2025-02-01 | 2025 | 2 |  | 451.11 | 0 | 881397.216 | 0 | 28 | -23284736.6478 | 6173845.7132 | 0 | 16860297.9324 | 0 | 43738526.3694 | 43487933.3672
2025-03-01 | 2025 | 3 |  | 374.74 | 0 | 881397.216 | 1 | 31 | -23284736.6478 | 5128653.6378 | 0 | 16860297.9324 | -2837598.3252 | 48424797.0518 | 44291413.6491
2025-04-01 | 2025 | 4 |  | 221.13 | 2.63 | 884152.08 | 1 | 30 | -23284736.6478 | 3026362.7553 | 210883.4897 | 16912995.884 | -2837598.3252 | 46862706.8243 | 40890613.9803
2025-05-01 | 2025 | 5 |  | 74.8 | 50.49 | 884152.08 | 1 | 31 | -23284736.6478 | 1023705.2146 | 4048481.8992 | 16912995.884 | -2837598.3252 | 48424797.0518 | 44287645.0765
2025-06-01 | 2025 | 6 |  | 2.15 | 154.05 | 884152.08 | 0 | 30 | -23284736.6478 | 29424.682 | 12352319.9954 | 16912995.884 | 0 | 46862706.8243 | 52872710.7379
2025-07-01 | 2025 | 7 |  | 0 | 267.67 | 884887.92 | 0 | 31 | -23284736.6478 | 0 | 21462807.4856 | 16927071.8096 | 0 | 48424797.0518 | 63529939.6992
2025-08-01 | 2025 | 8 |  | 0 | 246.315 | 884887.92 | 0 | 31 | -23284736.6478 | 0 | 19750481.6596 | 16927071.8096 | 0 | 48424797.0518 | 61817613.8732
2025-09-01 | 2025 | 9 |  | 2.27 | 146.8 | 884887.92 | 1 | 30 | -23284736.6478 | 31066.9898 | 11770987.1815 | 16927071.8096 | -2837598.3252 | 46862706.8243 | 49469497.8323
2025-10-01 | 2025 | 10 |  | 83.8 | 36.86 | 889096.242 | 1 | 31 | -23284736.6478 | 1146878.3019 | 2955576.2092 | 17007573.0436 | -2837598.3252 | 48424797.0518 | 43412489.6335
2025-11-01 | 2025 | 11 |  | 240.7 | 3.41 | 889096.242 | 1 | 30 | -23284736.6478 | 3294195.7908 | 273426.8821 | 17007573.0436 | -2837598.3252 | 46862706.8243 | 41315567.5677
2025-12-01 | 2025 | 12 |  | 386.62 | 0 | 889096.242 | 0 | 31 | -23284736.6478 | 5291242.1131 | 0 | 17007573.0436 | 0 | 48424797.0518 | 47438875.5607
2026-01-01 | 2026 | 1 |  | 508.54 | 0 | 888448.3937 | 0 | 31 | -23284736.6478 | 6959826.8693 | 0 | 16995180.3159 | 0 | 48424797.0518 | 49095067.5892
2026-02-01 | 2026 | 2 |  | 451.11 | 0 | 888448.3937 | 0 | 28 | -23284736.6478 | 6173845.7132 | 0 | 16995180.3159 | 0 | 43738526.3694 | 43622815.7507
2026-03-01 | 2026 | 3 |  | 374.74 | 0 | 888448.3937 | 1 | 31 | -23284736.6478 | 5128653.6378 | 0 | 16995180.3159 | -2837598.3252 | 48424797.0518 | 44426296.0325
2026-04-01 | 2026 | 4 |  | 221.13 | 2.63 | 891225.2966 | 1 | 30 | -23284736.6478 | 3026362.7553 | 210883.4897 | 17048299.8511 | -2837598.3252 | 46862706.8243 | 41025917.9474
2026-05-01 | 2026 | 5 |  | 74.8 | 50.49 | 891225.2966 | 1 | 31 | -23284736.6478 | 1023705.2146 | 4048481.8992 | 17048299.8511 | -2837598.3252 | 48424797.0518 | 44422949.0436
2026-06-01 | 2026 | 6 |  | 2.15 | 154.05 | 891225.2966 | 0 | 30 | -23284736.6478 | 29424.682 | 12352319.9954 | 17048299.8511 | 0 | 46862706.8243 | 53008014.7049
2026-07-01 | 2026 | 7 |  | 0 | 267.67 | 891967.0234 | 0 | 31 | -23284736.6478 | 0 | 21462807.4856 | 17062488.3841 | 0 | 48424797.0518 | 63665356.2737
2026-08-01 | 2026 | 8 |  | 0 | 246.315 | 891967.0234 | 0 | 31 | -23284736.6478 | 0 | 19750481.6596 | 17062488.3841 | 0 | 48424797.0518 | 61953030.4476
2026-09-01 | 2026 | 9 |  | 2.27 | 146.8 | 891967.0234 | 1 | 30 | -23284736.6478 | 31066.9898 | 11770987.1815 | 17062488.3841 | -2837598.3252 | 46862706.8243 | 49604914.4067
2026-10-01 | 2026 | 10 |  | 83.8 | 36.86 | 896209.012 | 1 | 31 | -23284736.6478 | 1146878.3019 | 2955576.2092 | 17143633.6279 | -2837598.3252 | 48424797.0518 | 43548550.2178
2026-11-01 | 2026 | 11 |  | 240.7 | 3.41 | 896209.012 | 1 | 30 | -23284736.6478 | 3294195.7908 | 273426.8821 | 17143633.6279 | -2837598.3252 | 46862706.8243 | 41451628.1521
2026-12-01 | 2026 | 12 |  | 386.62 | 0 | 896209.012 | 0 | 31 | -23284736.6478 | 5291242.1131 | 0 | 17143633.6279 | 0 | 48424797.0518 | 47574936.145

## GS<50 Normalized Monthly
Date | Year | Month | GS_lt_50_NoCDM | HDD14 | CDD14 | OEA_GDPChange | GS_lt_50_Customers | Shoulder | Month Days | const | HDD14 | CDD14 | OEA_GDPChange | GS_lt_50_Customers | Shoulder | Month Days | WN Predicted
2015-01-01 | 2015 | 1 | 15817525.2155 | 508.54 | 0 | 1611 | 5230 | 0 | 31 | -8314018.5106 | 2396169.1574 | 0 | 11068.0226 | 9708212.0165 | 0 | 11369665.7958 | 15171096.4816
2015-02-01 | 2015 | 2 | 14777649.2442 | 451.11 | 0 | 1611 | 5234 | 0 | 28 | -8314018.5106 | 2125567.0519 | 0 | 11068.0226 | 9715637.0353 | 0 | 10269375.5575 | 13807629.1566
2015-03-01 | 2015 | 3 | 15200272.2729 | 374.74 | 0 | 1611 | 5236 | 1 | 31 | -8314018.5106 | 1765722.3228 | 0 | 11068.0226 | 9719349.5446 | -202362.3318 | 11369665.7958 | 14349424.8434
2015-04-01 | 2015 | 4 | 13384863.3017 | 221.13 | 2.63 | 5139 | 5236 | 1 | 30 | -8314018.5106 | 1041933.5466 | 30387.8295 | 35306.3737 | 9719349.5446 | -202362.3318 | 11002902.383 | 13313498.8351
2015-05-01 | 2015 | 5 | 13530179.3304 | 74.8 | 50.49 | 5139 | 5250 | 1 | 31 | -8314018.5106 | 352447.1093 | 583377.0009 | 35306.3737 | 9745337.1103 | -202362.3318 | 11369665.7958 | 13569752.5476
2015-06-01 | 2015 | 6 | 13858885.3591 | 2.15 | 154.05 | 5139 | 5241 | 0 | 30 | -8314018.5106 | 10130.4985 | 1779941.1169 | 35306.3737 | 9728630.8181 | 0 | 11002902.383 | 14242892.6795
2015-07-01 | 2015 | 7 | 15331961.3879 | 0 | 267.67 | 6615 | 5240 | 0 | 31 | -8314018.5106 | 0 | 3092741.5693 | 45446.9084 | 9726774.5634 | 0 | 11369665.7958 | 15920610.3262
2015-08-01 | 2015 | 8 | 15575294.4166 | 0 | 246.315 | 6615 | 5244 | 0 | 31 | -8314018.5106 | 0 | 2845999.3262 | 45446.9084 | 9734199.5822 | 0 | 11369665.7958 | 15681293.1019
2015-09-01 | 2015 | 9 | 14205506.4453 | 2.27 | 146.8 | 6615 | 5237 | 1 | 30 | -8314018.5106 | 10695.9216 | 1696172.3853 | 45446.9084 | 9721205.7993 | -202362.3318 | 11002902.383 | 13960042.5553
2015-10-01 | 2015 | 10 | 13170519.4741 | 83.8 | 36.86 | 7443 | 5242 | 1 | 31 | -8314018.5106 | 394853.8471 | 425891.7856 | 51135.501 | 9730487.0728 | -202362.3318 | 11369665.7958 | 13455653.1598
2015-11-01 | 2015 | 11 | 13225827.5028 | 240.7 | 3.41 | 7443 | 5234 | 1 | 30 | -8314018.5106 | 1134144.6419 | 39400.1896 | 51135.501 | 9715637.0353 | -202362.3318 | 11002902.383 | 13426838.9084
2015-12-01 | 2015 | 12 | 14139805.5315 | 386.62 | 0 | 7443 | 5238 | 0 | 31 | -8314018.5106 | 1821699.2166 | 0 | 51135.501 | 9723062.054 | 0 | 11369665.7958 | 14651544.0568
2016-01-01 | 2016 | 1 | 15123271.8896 | 508.54 | 0 | 5503 | 5246 | 0 | 31 | -8314018.5106 | 2396169.1574 | 0 | 37807.156 | 9737912.0915 | 0 | 11369665.7958 | 15227535.69
2016-02-01 | 2016 | 2 | 14350816.4251 | 451.11 | 0 | 5503 | 5267 | 0 | 29 | -8314018.5106 | 2125567.0519 | 0 | 37807.156 | 9776893.44 | 0 | 10636138.9703 | 14262388.1075
2016-03-01 | 2016 | 3 | 14493124.9606 | 374.74 | 0 | 5503 | 5268 | 1 | 31 | -8314018.5106 | 1765722.3228 | 0 | 37807.156 | 9778749.6947 | -202362.3318 | 11369665.7958 | 14435564.1268
2016-04-01 | 2016 | 4 | 13407795.4961 | 221.13 | 2.63 | -2655 | 5267 | 1 | 30 | -8314018.5106 | 1041933.5466 | 30387.8295 | -18240.5959 | 9776893.44 | -202362.3318 | 11002902.383 | 13317495.7608
2016-05-01 | 2016 | 5 | 13731027.0316 | 74.8 | 50.49 | -2655 | 5294 | 1 | 31 | -8314018.5106 | 352447.1093 | 583377.0009 | -18240.5959 | 9827012.3165 | -202362.3318 | 11369665.7958 | 13597880.7843
2016-06-01 | 2016 | 6 | 14550745.5671 | 2.15 | 154.05 | -2655 | 5264 | 0 | 30 | -8314018.5106 | 10130.4985 | 1779941.1169 | -18240.5959 | 9771324.6759 | 0 | 11002902.383 | 14232039.5677
2016-07-01 | 2016 | 7 | 16348284.1025 | 0 | 267.67 | 5974 | 5262 | 0 | 31 | -8314018.5106 | 0 | 3092741.5693 | 41043.0583 | 9767612.1665 | 0 | 11369665.7958 | 15957044.0793
2016-08-01 | 2016 | 8 | 16739654.638 | 0 | 246.315 | 5974 | 5260 | 0 | 31 | -8314018.5106 | 0 | 2845999.3262 | 41043.0583 | 9763899.6572 | 0 | 11369665.7958 | 15706589.3268
2016-09-01 | 2016 | 9 | 14440145.1735 | 2.27 | 146.8 | 5974 | 5273 | 1 | 30 | -8314018.5106 | 10695.9216 | 1696172.3853 | 41043.0583 | 9788030.9681 | -202362.3318 | 11002902.383 | 14022463.8739
2016-10-01 | 2016 | 10 | 13350527.709 | 83.8 | 36.86 | -1226 | 5278 | 1 | 31 | -8314018.5106 | 394853.8471 | 425891.7856 | -8422.9644 | 9797312.2415 | -202362.3318 | 11369665.7958 | 13462919.8632
2016-11-01 | 2016 | 11 | 13437723.2445 | 240.7 | 3.41 | -1226 | 5298 | 1 | 30 | -8314018.5106 | 1134144.6419 | 39400.1896 | -8422.9644 | 9834437.3353 | -202362.3318 | 11002902.383 | 13486080.743
2016-12-01 | 2016 | 12 | 14912204.78 | 386.62 | 0 | -1226 | 5297 | 0 | 31 | -8314018.5106 | 1821699.2166 | 0 | -8422.9644 | 9832581.0806 | 0 | 11369665.7958 | 14701504.618
2017-01-01 | 2017 | 1 | 15552205.7789 | 508.54 | 0 | 11322 | 5303 | 0 | 31 | -8314018.5106 | 2396169.1574 | 0 | 77785.3207 | 9843718.6087 | 0 | 11369665.7958 | 15373320.372
2017-02-01 | 2017 | 2 | 13871440.3714 | 451.11 | 0 | 11322 | 5341 | 0 | 28 | -8314018.5106 | 2125567.0519 | 0 | 77785.3207 | 9914256.2869 | 0 | 10269375.5575 | 14072965.7063
2017-03-01 | 2017 | 3 | 14837407.964 | 374.74 | 0 | 11322 | 5342 | 1 | 31 | -8314018.5106 | 1765722.3228 | 0 | 77785.3207 | 9916112.5415 | -202362.3318 | 11369665.7958 | 14612905.1385
2017-04-01 | 2017 | 4 | 13390657.5565 | 221.13 | 2.63 | 7942 | 5344 | 1 | 30 | -8314018.5106 | 1041933.5466 | 30387.8295 | 54563.7712 | 9919825.0509 | -202362.3318 | 11002902.383 | 13533231.7388
2017-05-01 | 2017 | 5 | 13605380.149 | 74.8 | 50.49 | 7942 | 5341 | 1 | 31 | -8314018.5106 | 352447.1093 | 583377.0009 | 54563.7712 | 9914256.2869 | -202362.3318 | 11369665.7958 | 13757929.1217
2017-06-01 | 2017 | 6 | 14207511.7416 | 2.15 | 154.05 | 7942 | 5339 | 0 | 30 | -8314018.5106 | 10130.4985 | 1779941.1169 | 54563.7712 | 9910543.7775 | 0 | 11002902.383 | 14444063.0364
2017-07-01 | 2017 | 7 | 15533752.3341 | 0 | 267.67 | 416 | 5337 | 0 | 31 | -8314018.5106 | 0 | 3092741.5693 | 2858.0369 | 9906831.2681 | 0 | 11369665.7958 | 16058078.1594
2017-08-01 | 2017 | 8 | 15160539.9267 | 0 | 246.315 | 416 | 5344 | 0 | 31 | -8314018.5106 | 0 | 2845999.3262 | 2858.0369 | 9919825.0509 | 0 | 11369665.7958 | 15824329.6991
2017-09-01 | 2017 | 9 | 14204164.5192 | 2.27 | 146.8 | 416 | 5350 | 1 | 30 | -8314018.5106 | 10695.9216 | 1696172.3853 | 2858.0369 | 9930962.579 | -202362.3318 | 11002902.383 | 14127210.4635
2017-10-01 | 2017 | 10 | 13926867.1118 | 83.8 | 36.86 | 6393 | 5350 | 1 | 31 | -8314018.5106 | 394853.8471 | 425891.7856 | 43921.706 | 9930962.579 | -202362.3318 | 11369665.7958 | 13648914.8711
2017-11-01 | 2017 | 11 | 13988763.7043 | 240.7 | 3.41 | 6393 | 5353 | 1 | 30 | -8314018.5106 | 1134144.6419 | 39400.1896 | 43921.706 | 9936531.3431 | -202362.3318 | 11002902.383 | 13640519.4212
2017-12-01 | 2017 | 12 | 15562822.2968 | 386.62 | 0 | 6393 | 5356 | 0 | 31 | -8314018.5106 | 1821699.2166 | 0 | 43921.706 | 9942100.1072 | 0 | 11369665.7958 | 14863368.315
2018-01-01 | 2018 | 1 | 16341548.7679 | 508.54 | 0 | 8006 | 5365 | 0 | 31 | -8314018.5106 | 2396169.1574 | 0 | 55003.4691 | 9958806.3994 | 0 | 11369665.7958 | 15465626.311
2018-02-01 | 2018 | 2 | 14352800.5985 | 451.11 | 0 | 8006 | 5367 | 0 | 28 | -8314018.5106 | 2125567.0519 | 0 | 55003.4691 | 9962518.9087 | 0 | 10269375.5575 | 14098446.4767
2018-03-01 | 2018 | 3 | 15228033.4292 | 374.74 | 0 | 8006 | 5382 | 1 | 31 | -8314018.5106 | 1765722.3228 | 0 | 55003.4691 | 9990362.729 | -202362.3318 | 11369665.7958 | 14664373.4744
2018-04-01 | 2018 | 4 | 14186658.2599 | 221.13 | 2.63 | 5437 | 5377 | 1 | 30 | -8314018.5106 | 1041933.5466 | 30387.8295 | 37353.7174 | 9981081.4556 | -202362.3318 | 11002902.383 | 13577278.0898
2018-05-01 | 2018 | 5 | 14557839.0905 | 74.8 | 50.49 | 5437 | 5371 | 1 | 31 | -8314018.5106 | 352447.1093 | 583377.0009 | 37353.7174 | 9969943.9275 | -202362.3318 | 11369665.7958 | 13796406.7085
2018-06-01 | 2018 | 6 | 15372235.9212 | 2.15 | 154.05 | 5437 | 5437 | 0 | 30 | -8314018.5106 | 10130.4985 | 1779941.1169 | 37353.7174 | 10092456.7369 | 0 | 11002902.383 | 14608765.942
2018-07-01 | 2018 | 7 | 17119387.7519 | 0 | 267.67 | 9244 | 5443 | 0 | 31 | -8314018.5106 | 0 | 3092741.5693 | 63508.8769 | 10103594.265 | 0 | 11369665.7958 | 16315491.9964
2018-08-01 | 2018 | 8 | 16940976.5826 | 0 | 246.315 | 9244 | 5466 | 0 | 31 | -8314018.5106 | 0 | 2845999.3262 | 63508.8769 | 10146288.1228 | 0 | 11369665.7958 | 16111443.6111
2018-09-01 | 2018 | 9 | 15120534.4132 | 2.27 | 146.8 | 9244 | 5466 | 1 | 30 | -8314018.5106 | 10695.9216 | 1696172.3853 | 63508.8769 | 10146288.1228 | -202362.3318 | 11002902.383 | 14403186.8473
2018-10-01 | 2018 | 10 | 14207629.2439 | 83.8 | 36.86 | 5492 | 5469 | 1 | 31 | -8314018.5106 | 394853.8471 | 425891.7856 | 37731.5829 | 10151856.8869 | -202362.3318 | 11369665.7958 | 13863619.0558
2018-11-01 | 2018 | 11 | 14691641.0746 | 240.7 | 3.41 | 5492 | 5496 | 1 | 30 | -8314018.5106 | 1134144.6419 | 39400.1896 | 37731.5829 | 10201975.7634 | -202362.3318 | 11002902.383 | 13899773.7184
2018-12-01 | 2018 | 12 | 15557414.9052 | 386.62 | 0 | 5492 | 5494 | 0 | 31 | -8314018.5106 | 1821699.2166 | 0 | 37731.5829 | 10198263.2541 | 0 | 11369665.7958 | 15113341.3387
2019-01-01 | 2019 | 1 | 16535161.595 | 508.54 | 0 | 1092 | 5499 | 0 | 31 | -8314018.5106 | 2396169.1574 | 0 | 7502.3468 | 10207544.5275 | 0 | 11369665.7958 | 15666863.3168
2019-02-01 | 2019 | 2 | 15287128.8961 | 451.11 | 0 | 1092 | 5507 | 0 | 28 | -8314018.5106 | 2125567.0519 | 0 | 7502.3468 | 10222394.565 | 0 | 10269375.5575 | 14310821.0106
2019-03-01 | 2019 | 3 | 16050310.1972 | 374.74 | 0 | 1092 | 5500 | 1 | 31 | -8314018.5106 | 1765722.3228 | 0 | 7502.3468 | 10209400.7822 | -202362.3318 | 11369665.7958 | 14835910.4052
2019-04-01 | 2019 | 4 | 14274222.4983 | 221.13 | 2.63 | 5906 | 5496 | 1 | 30 | -8314018.5106 | 1041933.5466 | 30387.8295 | 40575.8792 | 10201975.7634 | -202362.3318 | 11002902.383 | 13801394.5593
2019-05-01 | 2019 | 5 | 14029473.7994 | 74.8 | 50.49 | 5906 | 5489 | 1 | 31 | -8314018.5106 | 352447.1093 | 583377.0009 | 40575.8792 | 10188981.9806 | -202362.3318 | 11369665.7958 | 14018666.9234
2019-06-01 | 2019 | 6 | 14575779.1006 | 2.15 | 154.05 | 5906 | 5489 | 0 | 30 | -8314018.5106 | 10130.4985 | 1779941.1169 | 40575.8792 | 10188981.9806 | 0 | 11002902.383 | 14708513.3475
2019-07-01 | 2019 | 7 | 17103909.4017 | 0 | 267.67 | 3717 | 5495 | 0 | 31 | -8314018.5106 | 0 | 3092741.5693 | 25536.8342 | 10200119.5088 | 0 | 11369665.7958 | 16374045.1974
2019-08-01 | 2019 | 8 | 16383214.7028 | 0 | 246.315 | 3717 | 5492 | 0 | 31 | -8314018.5106 | 0 | 2845999.3262 | 25536.8342 | 10194550.7447 | 0 | 11369665.7958 | 16121734.1903
2019-09-01 | 2019 | 9 | 14536936.0039 | 2.27 | 146.8 | 3717 | 5496 | 1 | 30 | -8314018.5106 | 10695.9216 | 1696172.3853 | 25536.8342 | 10201975.7634 | -202362.3318 | 11002902.383 | 14420902.4452
2019-10-01 | 2019 | 10 | 13867496.305 | 83.8 | 36.86 | 1050 | 5495 | 1 | 31 | -8314018.5106 | 394853.8471 | 425891.7856 | 7213.795 | 10200119.5088 | -202362.3318 | 11369665.7958 | 13881363.8898
2019-11-01 | 2019 | 11 | 14353293.6062 | 240.7 | 3.41 | 1050 | 5456 | 1 | 30 | -8314018.5106 | 1134144.6419 | 39400.1896 | 7213.795 | 10127725.5759 | -202362.3318 | 11002902.383 | 13795005.743
2019-12-01 | 2019 | 12 | 15207078.9073 | 386.62 | 0 | 1050 | 5460 | 0 | 31 | -8314018.5106 | 1821699.2166 | 0 | 7213.795 | 10135150.5947 | 0 | 11369665.7958 | 15019710.8914
2020-01-01 | 2020 | 1 | 15460614.9324 | 508.54 | 0 | -11271 | 5491 | 0 | 31 | -8314018.5106 | 2396169.1574 | 0 | -77434.9364 | 10192694.49 | 0 | 11369665.7958 | 15567075.9961
2020-02-01 | 2020 | 2 | 14562080.2899 | 451.11 | 0 | -11271 | 5489 | 0 | 29 | -8314018.5106 | 2125567.0519 | 0 | -77434.9364 | 10188981.9806 | 0 | 10636138.9703 | 14559234.5558
2020-03-01 | 2020 | 3 | 13828647.6474 | 374.74 | 0 | -11271 | 5500 | 1 | 31 | -8314018.5106 | 1765722.3228 | 0 | -77434.9364 | 10209400.7822 | -202362.3318 | 11369665.7958 | 14750973.122
2020-04-01 | 2020 | 4 | 11361907.0049 | 221.13 | 2.63 | -93587 | 5502 | 1 | 30 | -8314018.5106 | 1041933.5466 | 30387.8295 | -642968.9817 | 10213113.2916 | -202362.3318 | 11002902.383 | 13128987.2266
2020-05-01 | 2020 | 5 | 11649396.3624 | 74.8 | 50.49 | -93587 | 5501 | 1 | 31 | -8314018.5106 | 352447.1093 | 583377.0009 | -642968.9817 | 10211257.0369 | -202362.3318 | 11369665.7958 | 13357397.1189
2020-06-01 | 2020 | 6 | 13516522.7199 | 2.15 | 154.05 | -93587 | 5504 | 0 | 30 | -8314018.5106 | 10130.4985 | 1779941.1169 | -642968.9817 | 10216825.8009 | 0 | 11002902.383 | 14052812.307
2020-07-01 | 2020 | 7 | 15828746.0774 | 0 | 267.67 | 70686 | 5501 | 0 | 31 | -8314018.5106 | 0 | 3092741.5693 | 485632.678 | 10211257.0369 | 0 | 11369665.7958 | 16845278.5694
2020-08-01 | 2020 | 8 | 15475786.4349 | 0 | 246.315 | 70686 | 5502 | 0 | 31 | -8314018.5106 | 0 | 2845999.3262 | 485632.678 | 10213113.2916 | 0 | 11369665.7958 | 16600392.5809
2020-09-01 | 2020 | 9 | 13348828.7924 | 2.27 | 146.8 | 70686 | 5550 | 1 | 30 | -8314018.5106 | 10695.9216 | 1696172.3853 | 485632.678 | 10302213.5166 | -202362.3318 | 11002902.383 | 14981236.0422
2020-10-01 | 2020 | 10 | 12958296.1499 | 83.8 | 36.86 | 18654 | 5531 | 1 | 31 | -8314018.5106 | 394853.8471 | 425891.7856 | 128158.2205 | 10266944.6775 | -202362.3318 | 11369665.7958 | 14069133.4841
2020-11-01 | 2020 | 11 | 13270098.5074 | 240.7 | 3.41 | 18654 | 5535 | 1 | 30 | -8314018.5106 | 1134144.6419 | 39400.1896 | 128158.2205 | 10274369.6963 | -202362.3318 | 11002902.383 | 14062594.2889
2020-12-01 | 2020 | 12 | 14143324.8649 | 386.62 | 0 | 18654 | 5560 | 0 | 31 | -8314018.5106 | 1821699.2166 | 0 | 128158.2205 | 10320776.0635 | 0 | 11369665.7958 | 15326280.7858
2021-01-01 | 2021 | 1 | 14381534.3917 | 508.54 | 0 | 12705 | 5573 | 0 | 31 | -8314018.5106 | 2396169.1574 | 0 | 87286.9193 | 10344907.3744 | 0 | 11369665.7958 | 15884010.7362
2021-02-01 | 2021 | 2 | 13667119.5907 | 451.11 | 0 | 12705 | 5585 | 0 | 28 | -8314018.5106 | 2125567.0519 | 0 | 87286.9193 | 10367182.4306 | 0 | 10269375.5575 | 14535393.4487
2021-03-01 | 2021 | 3 | 14309991.7898 | 374.74 | 0 | 12705 | 5589 | 1 | 31 | -8314018.5106 | 1765722.3228 | 0 | 87286.9193 | 10374607.4494 | -202362.3318 | 11369665.7958 | 15080901.6448
2021-04-01 | 2021 | 4 | 12572792.9889 | 221.13 | 2.63 | -6066 | 5595 | 1 | 30 | -8314018.5106 | 1041933.5466 | 30387.8295 | -41675.1241 | 10385744.9775 | -202362.3318 | 11002902.383 | 13902912.7701
2021-05-01 | 2021 | 5 | 13147250.1879 | 74.8 | 50.49 | -6066 | 5611 | 1 | 31 | -8314018.5106 | 352447.1093 | 583377.0009 | -41675.1241 | 10415445.0525 | -202362.3318 | 11369665.7958 | 14162878.992
2021-06-01 | 2021 | 6 | 13511808.387 | 2.15 | 154.05 | -6066 | 5608 | 0 | 30 | -8314018.5106 | 10130.4985 | 1779941.1169 | -41675.1241 | 10409876.2885 | 0 | 11002902.383 | 14847156.652
2021-07-01 | 2021 | 7 | 15349955.5861 | 0 | 267.67 | 17046 | 5611 | 0 | 31 | -8314018.5106 | 0 | 3092741.5693 | 117110.8088 | 10415445.0525 | 0 | 11369665.7958 | 16680944.7158
2021-08-01 | 2021 | 8 | 16375542.7851 | 0 | 246.315 | 17046 | 5615 | 0 | 31 | -8314018.5106 | 0 | 2845999.3262 | 117110.8088 | 10422870.0713 | 0 | 11369665.7958 | 16441627.4914
2021-09-01 | 2021 | 9 | 14161395.9842 | 2.27 | 146.8 | 17046 | 5618 | 1 | 30 | -8314018.5106 | 10695.9216 | 1696172.3853 | 117110.8088 | 10428438.8353 | -202362.3318 | 11002902.383 | 14738939.4917
2021-10-01 | 2021 | 10 | 13417367.1832 | 83.8 | 36.86 | 18833 | 5614 | 1 | 31 | -8314018.5106 | 394853.8471 | 425891.7856 | 129388.0008 | 10421013.8166 | -202362.3318 | 11369665.7958 | 14224432.4034
2021-11-01 | 2021 | 11 | 13769731.3823 | 240.7 | 3.41 | 18833 | 5619 | 1 | 30 | -8314018.5106 | 1134144.6419 | 39400.1896 | 129388.0008 | 10430295.09 | -202362.3318 | 11002902.383 | 14219749.4629
2021-12-01 | 2021 | 12 | 14754878.5814 | 386.62 | 0 | 18833 | 5623 | 0 | 31 | -8314018.5106 | 1821699.2166 | 0 | 129388.0008 | 10437720.1088 | 0 | 11369665.7958 | 15444454.6114
2022-01-01 | 2022 | 1 | 15788558.3865 | 508.54 | 0 | 6821 | 5641 | 0 | 31 | -8314018.5106 | 2396169.1574 | 0 | 46862.1862 | 10471132.6932 | 0 | 11369665.7958 | 15969811.3219
2022-02-01 | 2022 | 2 | 14751049.0398 | 451.11 | 0 | 6821 | 5639 | 0 | 28 | -8314018.5106 | 2125567.0519 | 0 | 46862.1862 | 10467420.1838 | 0 | 10269375.5575 | 14595206.4688
2022-03-01 | 2022 | 3 | 15389914.6931 | 374.74 | 0 | 6821 | 5650 | 1 | 31 | -8314018.5106 | 1765722.3228 | 0 | 46862.1862 | 10487838.9853 | -202362.3318 | 11369665.7958 | 15153708.4478
2022-04-01 | 2022 | 4 | 13876561.3465 | 221.13 | 2.63 | 6403 | 5658 | 1 | 30 | -8314018.5106 | 1041933.5466 | 30387.8295 | 43990.4088 | 10502689.0228 | -202362.3318 | 11002902.383 | 14105522.3484
2022-05-01 | 2022 | 5 | 14211702.9998 | 74.8 | 50.49 | 6403 | 5669 | 1 | 31 | -8314018.5106 | 352447.1093 | 583377.0009 | 43990.4088 | 10523107.8244 | -202362.3318 | 11369665.7958 | 14356207.2969
2022-06-01 | 2022 | 6 | 15055174.6531 | 2.15 | 154.05 | 6403 | 5662 | 0 | 30 | -8314018.5106 | 10130.4985 | 1779941.1169 | 43990.4088 | 10510114.0416 | 0 | 11002902.383 | 15033059.9381
2022-07-01 | 2022 | 7 | 16754433.3065 | 0 | 267.67 | 1358 | 5658 | 0 | 31 | -8314018.5106 | 0 | 3092741.5693 | 9329.8415 | 10502689.0228 | 0 | 11369665.7958 | 16660407.7188
2022-08-01 | 2022 | 8 | 16753992.9598 | 0 | 246.315 | 1358 | 5681 | 0 | 31 | -8314018.5106 | 0 | 2845999.3262 | 9329.8415 | 10545382.8807 | 0 | 11369665.7958 | 16456359.3335
2022-09-01 | 2022 | 9 | 14523776.6131 | 2.27 | 146.8 | 1358 | 5679 | 1 | 30 | -8314018.5106 | 10695.9216 | 1696172.3853 | 9329.8415 | 10541670.3713 | -202362.3318 | 11002902.383 | 14744390.0604
2022-10-01 | 2022 | 10 | 13812237.2665 | 83.8 | 36.86 | -950 | 5668 | 1 | 31 | -8314018.5106 | 394853.8471 | 425891.7856 | -6526.7669 | 10521251.5697 | -202362.3318 | 11369665.7958 | 14188755.3889
2022-11-01 | 2022 | 11 | 14497454.9198 | 240.7 | 3.41 | -950 | 5677 | 1 | 30 | -8314018.5106 | 1134144.6419 | 39400.1896 | -6526.7669 | 10537957.8619 | -202362.3318 | 11002902.383 | 14191497.4671
2022-12-01 | 2022 | 12 | 15707320.5731 | 386.62 | 0 | -950 | 5690 | 0 | 31 | -8314018.5106 | 1821699.2166 | 0 | -6526.7669 | 10562089.1729 | 0 | 11369665.7958 | 15432908.9077
2023-01-01 | 2023 | 1 | 16124970.6597 | 508.54 | 0 | 8629 | 5697 | 0 | 31 | -8314018.5106 | 2396169.1574 | 0 | 59283.6542 | 10575082.9557 | 0 | 11369665.7958 | 16086183.0524
2023-02-01 | 2023 | 2 | 14767925.6837 | 451.11 | 0 | 8629 | 5697 | 0 | 28 | -8314018.5106 | 2125567.0519 | 0 | 59283.6542 | 10575082.9557 | 0 | 10269375.5575 | 14715290.7086
2023-03-01 | 2023 | 3 | 15713742.7077 | 374.74 | 0 | 8629 | 5697 | 1 | 31 | -8314018.5106 | 1765722.3228 | 0 | 59283.6542 | 10575082.9557 | -202362.3318 | 11369665.7958 | 15253373.886
2023-04-01 | 2023 | 4 | 14335711.7317 | 221.13 | 2.63 | 4845 | 5695 | 1 | 30 | -8314018.5106 | 1041933.5466 | 30387.8295 | 33286.5111 | 10571370.4463 | -202362.3318 | 11002902.383 | 14163499.8741
2023-05-01 | 2023 | 5 | 14570433.7557 | 74.8 | 50.49 | 4845 | 5695 | 1 | 31 | -8314018.5106 | 352447.1093 | 583377.0009 | 33286.5111 | 10571370.4463 | -202362.3318 | 11369665.7958 | 14393766.021
2023-06-01 | 2023 | 6 | 15207184.7797 | 2.15 | 154.05 | 4845 | 5713 | 0 | 30 | -8314018.5106 | 10130.4985 | 1779941.1169 | 33286.5111 | 10604783.0307 | 0 | 11002902.383 | 15117025.0295
2023-07-01 | 2023 | 7 | 17067649.8037 | 0 | 267.67 | 2198 | 5701 | 0 | 31 | -8314018.5106 | 0 | 3092741.5693 | 15100.8775 | 10582507.9744 | 0 | 11369665.7958 | 16745997.7064
2023-08-01 | 2023 | 8 | 16466173.8277 | 0 | 246.315 | 2198 | 5705 | 0 | 31 | -8314018.5106 | 0 | 2845999.3262 | 15100.8775 | 10589932.9932 | 0 | 11369665.7958 | 16506680.482
2023-09-01 | 2023 | 9 | 14997289.8517 | 2.27 | 146.8 | 2198 | 5691 | 1 | 30 | -8314018.5106 | 10695.9216 | 1696172.3853 | 15100.8775 | 10563945.4275 | -202362.3318 | 11002902.383 | 14772436.1526
2023-10-01 | 2023 | 10 | 14525201.8757 | 83.8 | 36.86 | 1875 | 5705 | 1 | 31 | -8314018.5106 | 394853.8471 | 425891.7856 | 12881.7767 | 10589932.9932 | -202362.3318 | 11369665.7958 | 14276845.356
2023-11-01 | 2023 | 11 | 14789580.8997 | 240.7 | 3.41 | 1875 | 5706 | 1 | 30 | -8314018.5106 | 1134144.6419 | 39400.1896 | 12881.7767 | 10591789.2479 | -202362.3318 | 11002902.383 | 14264737.3967
2023-12-01 | 2023 | 12 | 15248929.9236 | 386.62 | 0 | 1875 | 5684 | 0 | 31 | -8314018.5106 | 1821699.2166 | 0 | 12881.7767 | 10550951.6447 | 0 | 11369665.7958 | 15441179.9233
2024-01-01 | 2024 | 1 | 15984916.1622 | 508.54 | 0 | 4826 | 5693 | 0 | 31 | -8314018.5106 | 2396169.1574 | 0 | 33155.9758 | 10567657.9369 | 0 | 11369665.7958 | 16052630.3552
2024-02-01 | 2024 | 2 | 14775433.7582 | 451.11 | 0 | 4826 | 5693 | 0 | 29 | -8314018.5106 | 2125567.0519 | 0 | 33155.9758 | 10567657.9369 | 0 | 10636138.9703 | 15048501.4242
2024-03-01 | 2024 | 3 | 15102644.7943 | 374.74 | 0 | 4826 | 5700 | 1 | 31 | -8314018.5106 | 1765722.3228 | 0 | 33155.9758 | 10580651.7197 | -202362.3318 | 11369665.7958 | 15232814.9717
2024-04-01 | 2024 | 4 | 14096177.4904 | 221.13 | 2.63 | 2733 | 5698 | 1 | 30 | -8314018.5106 | 1041933.5466 | 30387.8295 | 18776.4778 | 10576939.2104 | -202362.3318 | 11002902.383 | 14154558.6049
2024-05-01 | 2024 | 5 | 14561726.3364 | 74.8 | 50.49 | 2733 | 5710 | 1 | 31 | -8314018.5106 | 352447.1093 | 583377.0009 | 18776.4778 | 10599214.2666 | -202362.3318 | 11369665.7958 | 14407099.808
2024-06-01 | 2024 | 6 | 15556106.2325 | 2.15 | 154.05 | 2733 | 5709 | 0 | 30 | -8314018.5106 | 10130.4985 | 1779941.1169 | 18776.4778 | 10597358.0119 | 0 | 11002902.383 | 15095089.9774
2024-07-01 | 2024 | 7 | 17398173.5686 | 0 | 267.67 | 730 | 5715 | 0 | 31 | -8314018.5106 | 0 | 3092741.5693 | 5015.3051 | 10608495.54 | 0 | 11369665.7958 | 16761899.6996
2024-08-01 | 2024 | 8 | 16751789.4046 | 0 | 246.315 | 730 | 5712 | 0 | 31 | -8314018.5106 | 0 | 2845999.3262 | 5015.3051 | 10602926.776 | 0 | 11369665.7958 | 16509588.6924
2024-09-01 | 2024 | 9 | 15120870.8007 | 2.27 | 146.8 | 730 | 5736 | 1 | 30 | -8314018.5106 | 10695.9216 | 1696172.3853 | 5015.3051 | 10647476.8885 | -202362.3318 | 11002902.383 | 14845882.0411
2024-10-01 | 2024 | 10 | 14429502.9367 | 83.8 | 36.86 | 4174.9227 | 5733 | 1 | 31 | -8314018.5106 | 394853.8471 | 425891.7856 | 28682.8916 | 10641908.1244 | -202362.3318 | 11369665.7958 | 14344621.6021
2024-11-01 | 2024 | 11 | 14351434.5028 | 240.7 | 3.41 | 4174.9227 | 5717 | 1 | 30 | -8314018.5106 | 1134144.6419 | 39400.1896 | 28682.8916 | 10612208.0494 | -202362.3318 | 11002902.383 | 14300957.3131
2024-12-01 | 2024 | 12 | 16012677.6589 | 386.62 | 0 | 4174.9227 | 5733 | 0 | 31 | -8314018.5106 | 1821699.2166 | 0 | 28682.8916 | 10641908.1244 | 0 | 11369665.7958 | 15547937.5178
2025-01-01 | 2025 | 1 |  | 508.54 | 0 | -642.7067 | 5742.2489 | 0 | 31 | -8314018.5106 | 2396169.1574 | 0 | -4415.5754 | 10659076.3589 | 0 | 11369665.7958 | 16106477.226
2025-02-01 | 2025 | 2 |  | 451.11 | 0 | -642.7067 | 5746.8555 | 0 | 28 | -8314018.5106 | 2125567.0519 | 0 | -4415.5754 | 10667627.4751 | 0 | 10269375.5575 | 14744135.9985
2025-03-01 | 2025 | 3 |  | 374.74 | 0 | -642.7067 | 5751.4659 | 1 | 31 | -8314018.5106 | 1765722.3228 | 0 | -4415.5754 | 10676185.4514 | -202362.3318 | 11369665.7958 | 15290777.1522
2025-04-01 | 2025 | 4 |  | 221.13 | 2.63 | 2754.864 | 5756.0799 | 1 | 30 | -8314018.5106 | 1041933.5466 | 30387.8295 | 18926.6896 | 10684750.2932 | -202362.3318 | 11002902.383 | 14262519.8995
2025-05-01 | 2025 | 5 |  | 74.8 | 50.49 | 2754.864 | 5760.6976 | 1 | 31 | -8314018.5106 | 352447.1093 | 583377.0009 | 18926.6896 | 10693322.006 | -202362.3318 | 11369665.7958 | 14501357.7593
2025-06-01 | 2025 | 6 |  | 2.15 | 154.05 | 2754.864 | 5765.3191 | 0 | 30 | -8314018.5106 | 10130.4985 | 1779941.1169 | 18926.6896 | 10701900.5954 | 0 | 11002902.383 | 15199782.7728
2025-07-01 | 2025 | 7 |  | 0 | 267.67 | 735.84 | 5769.9443 | 0 | 31 | -8314018.5106 | 0 | 3092741.5693 | 5055.4275 | 10710486.0669 | 0 | 11369665.7958 | 16863930.3489
2025-08-01 | 2025 | 8 |  | 0 | 246.315 | 735.84 | 5774.5731 | 0 | 31 | -8314018.5106 | 0 | 2845999.3262 | 5055.4275 | 10719078.426 | 0 | 11369665.7958 | 16625780.4649
2025-09-01 | 2025 | 9 |  | 2.27 | 146.8 | 735.84 | 5779.2057 | 1 | 30 | -8314018.5106 | 10695.9216 | 1696172.3853 | 5055.4275 | 10727677.6782 | -202362.3318 | 11002902.383 | 14926122.9533
2025-10-01 | 2025 | 10 |  | 83.8 | 36.86 | 4208.322 | 5783.842 | 1 | 31 | -8314018.5106 | 394853.8471 | 425891.7856 | 28912.3547 | 10736283.829 | -202362.3318 | 11369665.7958 | 14439226.7698
2025-11-01 | 2025 | 11 |  | 240.7 | 3.41 | 4208.322 | 5788.482 | 1 | 30 | -8314018.5106 | 1134144.6419 | 39400.1896 | 28912.3547 | 10744896.884 | -202362.3318 | 11002902.383 | 14433875.6108
2025-12-01 | 2025 | 12 |  | 386.62 | 0 | 4208.322 | 5793.1258 | 0 | 31 | -8314018.5106 | 1821699.2166 | 0 | 28912.3547 | 10753516.8487 | 0 | 11369665.7958 | 15659775.7053
2026-01-01 | 2026 | 1 |  | 508.54 | 0 | -647.8483 | 5797.7732 | 0 | 31 | -8314018.5106 | 2396169.1574 | 0 | -4450.9 | 10762143.7287 | 0 | 11369665.7958 | 16209509.2713
2026-02-01 | 2026 | 2 |  | 451.11 | 0 | -647.8483 | 5802.4244 | 0 | 28 | -8314018.5106 | 2125567.0519 | 0 | -4450.9 | 10770777.5295 | 0 | 10269375.5575 | 14847250.7284
2026-03-01 | 2026 | 3 |  | 374.74 | 0 | -647.8483 | 5807.0793 | 1 | 31 | -8314018.5106 | 1765722.3228 | 0 | -4450.9 | 10779418.2567 | -202362.3318 | 11369665.7958 | 15393974.633
2026-04-01 | 2026 | 4 |  | 221.13 | 2.63 | 2776.9029 | 5811.738 | 1 | 30 | -8314018.5106 | 1041933.5466 | 30387.8295 | 19078.1031 | 10788065.9158 | -202362.3318 | 11002902.383 | 14365986.9357
2026-05-01 | 2026 | 5 |  | 74.8 | 50.49 | 2776.9029 | 5816.4004 | 1 | 31 | -8314018.5106 | 352447.1093 | 583377.0009 | 19078.1031 | 10796720.5124 | -202362.3318 | 11369665.7958 | 14604907.6791
2026-06-01 | 2026 | 6 |  | 2.15 | 154.05 | 2776.9029 | 5821.0665 | 0 | 30 | -8314018.5106 | 10130.4985 | 1779941.1169 | 19078.1031 | 10805382.052 | 0 | 11002902.383 | 15303415.6428
2026-07-01 | 2026 | 7 |  | 0 | 267.67 | 741.7267 | 5825.7364 | 0 | 31 | -8314018.5106 | 0 | 3092741.5693 | 5095.8709 | 10814050.5402 | 0 | 11369665.7958 | 16967535.2656
2026-08-01 | 2026 | 8 |  | 0 | 246.315 | 741.7267 | 5830.41 | 0 | 31 | -8314018.5106 | 0 | 2845999.3262 | 5095.8709 | 10822725.9827 | 0 | 11369665.7958 | 16729468.4649
2026-09-01 | 2026 | 9 |  | 2.27 | 146.8 | 741.7267 | 5835.0874 | 1 | 30 | -8314018.5106 | 10695.9216 | 1696172.3853 | 5095.8709 | 10831408.3848 | -202362.3318 | 11002902.383 | 15029894.1034
2026-10-01 | 2026 | 10 |  | 83.8 | 36.86 | 4241.9886 | 5839.7686 | 1 | 31 | -8314018.5106 | 394853.8471 | 425891.7856 | 29143.6536 | 10840097.7524 | -202362.3318 | 11369665.7958 | 14543271.992
2026-11-01 | 2026 | 11 |  | 240.7 | 3.41 | 4241.9886 | 5844.4534 | 1 | 30 | -8314018.5106 | 1134144.6419 | 39400.1896 | 29143.6536 | 10848794.0909 | -202362.3318 | 11002902.383 | 14538004.1166
2026-12-01 | 2026 | 12 |  | 386.62 | 0 | 4241.9886 | 5849.1421 | 0 | 31 | -8314018.5106 | 1821699.2166 | 0 | 29143.6536 | 10857497.4059 | 0 | 11369665.7958 | 15763987.5613

## GS>50 Normalized Monthly
Date | Year | Month | GS_gt_50_NoCDM | HDD10 | CDD14 | Trend | Dec | Month Days | Tor_FTEAdjChange | const | HDD10 | CDD14 | Trend | Dec | Month Days | Tor_FTEAdjChange | WN Predicted
2015-01-01 | 2015 | 1 | 79694681.6945 | 384.56 | 0 | 1 | 0 | 31 | -34.2 | 12654537.4441 | 7012735.9698 | 0 | -66522.719 | 0 | 59070853.247 | -239632.5002 | 78431971.4418
2015-02-01 | 2015 | 2 | 74376312.8538 | 338.02 | 0 | 2 | 0 | 28 | -26.7 | 12654537.4441 | 6164044.655 | 0 | -133045.4381 | 0 | 53354319.0618 | -187081.5133 | 71852774.2096
2015-03-01 | 2015 | 3 | 77468239.0131 | 252.67 | 0 | 3 | 0 | 31 | -7.9 | 12654537.4441 | 4607624.2914 | 0 | -199568.1571 | 0 | 59070853.247 | -55353.7062 | 76078093.1193
2015-04-01 | 2015 | 4 | 70027916.1723 | 112.07 | 2.63 | 4 | 0 | 30 | -3.6 | 12654537.4441 | 2043679.3222 | 123378.1365 | -266090.8761 | 0 | 57165341.852 | -25224.4737 | 71695621.4049
2015-05-01 | 2015 | 5 | 73743857.3316 | 19.18 | 50.49 | 5 | 0 | 31 | 22.5 | 12654537.4441 | 349761.483 | 2368578.749 | -332613.5951 | 0 | 59070853.247 | 157652.9606 | 74268770.2886
2015-06-01 | 2015 | 6 | 75664536.4909 | 0 | 154.05 | 6 | 0 | 30 | 46.3 | 12654537.4441 | 0 | 7226768.7914 | -399136.3142 | 0 | 57165341.852 | 324414.759 | 76971926.5323
2015-07-01 | 2015 | 7 | 82284876.6502 | 0 | 267.67 | 7 | 0 | 31 | 91.6 | 12654537.4441 | 0 | 12556891.9337 | -465659.0332 | 0 | 59070853.247 | 641822.7198 | 84458446.3114
2015-08-01 | 2015 | 8 | 81168529.8094 | 0 | 246.315 | 8 | 0 | 31 | 119.7 | 12654537.4441 | 0 | 11555089.6128 | -532181.7522 | 0 | 59070853.247 | 838713.7506 | 83587012.3023
2015-09-01 | 2015 | 9 | 78691834.9687 | 0 | 146.8 | 9 | 0 | 30 | 132.2 | 12654537.4441 | 0 | 6886657.9589 | -598704.4713 | 0 | 57165341.852 | 926298.7287 | 77034131.5125
2015-10-01 | 2015 | 10 | 73009956.128 | 23.59 | 36.86 | 10 | 0 | 31 | 123.2 | 12654537.4441 | 430181.0941 | 1729170.384 | -665227.1903 | 0 | 59070853.247 | 863237.5445 | 74082752.5233
2015-11-01 | 2015 | 11 | 71846695.2872 | 134.25 | 3.41 | 11 | 0 | 30 | 108 | 12654537.4441 | 2448148.0236 | 159969.3708 | -731749.9093 | 0 | 57165341.852 | 756734.2111 | 72452980.9923
2015-12-01 | 2015 | 12 | 72643978.4465 | 262.99 | 0 | 12 | 1 | 31 | 108.3 | 12654537.4441 | 4795817.1227 | 0 | -798272.6283 | -2455659.1491 | 59070853.247 | 758836.2505 | 74026112.287
2016-01-01 | 2016 | 1 | 78763477.3896 | 384.56 | 0 | 13 | 0 | 31 | 113.8 | 12654537.4441 | 7012735.9698 | 0 | -864795.3474 | 0 | 59070853.247 | 797373.6409 | 78670704.9545
2016-02-01 | 2016 | 2 | 74636760.5654 | 338.02 | 0 | 14 | 0 | 29 | 103.3 | 12654537.4441 | 6164044.655 | 0 | -931318.0664 | 0 | 55259830.4569 | 723802.2593 | 73870896.7489
2016-03-01 | 2016 | 3 | 77047328.7413 | 252.67 | 0 | 15 | 0 | 31 | 74.1 | 12654537.4441 | 4607624.2914 | 0 | -997840.7854 | 0 | 59070853.247 | 519203.7504 | 75854377.9475
2016-04-01 | 2016 | 4 | 73374646.9172 | 112.07 | 2.63 | 16 | 0 | 30 | 60.9 | 12654537.4441 | 2043679.3222 | 123378.1365 | -1064363.5044 | 0 | 57165341.852 | 426714.0135 | 71349287.2637
2016-05-01 | 2016 | 5 | 75400761.093 | 19.18 | 50.49 | 17 | 0 | 31 | 53.9 | 12654537.4441 | 349761.483 | 2368578.749 | -1130886.2235 | 0 | 59070853.247 | 377666.4257 | 73690511.1253
2016-06-01 | 2016 | 6 | 78871885.2689 | 0 | 154.05 | 18 | 0 | 30 | 57.7 | 12654537.4441 | 0 | 7226768.7914 | -1197408.9425 | 0 | 57165341.852 | 404292.2591 | 76253531.404
2016-07-01 | 2016 | 7 | 85038422.4448 | 0 | 267.67 | 19 | 0 | 31 | 31.9 | 12654537.4441 | 0 | 12556891.9337 | -1263931.6615 | 0 | 59070853.247 | 223516.8642 | 83241867.8275
2016-08-01 | 2016 | 8 | 88248238.6206 | 0 | 246.315 | 20 | 0 | 31 | 8.5 | 12654537.4441 | 0 | 11555089.6128 | -1330454.3806 | 0 | 59070853.247 | 59557.7851 | 82009583.7085
2016-09-01 | 2016 | 9 | 78975239.7965 | 0 | 146.8 | 21 | 0 | 30 | -12.1 | 12654537.4441 | 0 | 6886657.9589 | -1396977.0996 | 0 | 57165341.852 | -84782.2588 | 75224777.8966
2016-10-01 | 2016 | 10 | 74338761.9724 | 23.59 | 36.86 | 22 | 0 | 31 | -16.2 | 12654537.4441 | 430181.0941 | 1729170.384 | -1463499.8186 | 0 | 59070853.247 | -113510.1317 | 72307732.2189
2016-11-01 | 2016 | 11 | 72857624.1483 | 134.25 | 3.41 | 23 | 0 | 30 | -9 | 12654537.4441 | 2448148.0236 | 159969.3708 | -1530022.5376 | 0 | 57165341.852 | -63061.1843 | 70834912.9686
2016-12-01 | 2016 | 12 | 75276873.3241 | 262.99 | 0 | 24 | 1 | 31 | -12.9 | 12654537.4441 | 4795817.1227 | 0 | -1596545.2567 | -2455659.1491 | 59070853.247 | -90387.6974 | 72378615.7107
2017-01-01 | 2017 | 1 | 77812185.5376 | 384.56 | 0 | 25 | 0 | 31 | -4.7 | 12654537.4441 | 7012735.9698 | 0 | -1663067.9757 | 0 | 59070853.247 | -32931.9518 | 77042126.7335
2017-02-01 | 2017 | 2 | 69707884.4284 | 338.02 | 0 | 26 | 0 | 28 | 9.8 | 12654537.4441 | 6164044.655 | 0 | -1729590.6947 | 0 | 53354319.0618 | 68666.6229 | 70511977.0891
2017-03-01 | 2017 | 3 | 76997412.3191 | 252.67 | 0 | 27 | 0 | 31 | 37.1 | 12654537.4441 | 4607624.2914 | 0 | -1796113.4138 | 0 | 59070853.247 | 259952.2151 | 74796853.7839
2017-04-01 | 2017 | 4 | 69695820.2099 | 112.07 | 2.63 | 28 | 0 | 30 | 52.8 | 12654537.4441 | 2043679.3222 | 123378.1365 | -1862636.1328 | 0 | 57165341.852 | 369958.9476 | 70494259.5696
2017-05-01 | 2017 | 5 | 73710670.1007 | 19.18 | 50.49 | 29 | 0 | 31 | 62.6 | 12654537.4441 | 349761.483 | 2368578.749 | -1929158.8518 | 0 | 59070853.247 | 438625.5705 | 72953197.6418
2017-06-01 | 2017 | 6 | 76943218.9914 | 0 | 154.05 | 30 | 0 | 30 | 56.3 | 12654537.4441 | 0 | 7226768.7914 | -1995681.5708 | 0 | 57165341.852 | 394482.7415 | 75445449.2581
2017-07-01 | 2017 | 7 | 80788009.8822 | 0 | 267.67 | 31 | 0 | 31 | 58.8 | 12654537.4441 | 0 | 12556891.9337 | -2062204.2899 | 0 | 59070853.247 | 411999.7371 | 82632078.0721
2017-08-01 | 2017 | 8 | 80742066.773 | 0 | 246.315 | 32 | 0 | 31 | 61 | 12654537.4441 | 0 | 11555089.6128 | -2128727.0089 | 0 | 59070853.247 | 427414.6933 | 81579167.9883
2017-09-01 | 2017 | 9 | 76743976.6638 | 0 | 146.8 | 33 | 0 | 30 | 83.9 | 12654537.4441 | 0 | 6886657.9589 | -2195249.7279 | 0 | 57165341.852 | 587870.3732 | 75099157.9003
2017-10-01 | 2017 | 10 | 74943627.5545 | 23.59 | 36.86 | 34 | 0 | 31 | 108.7 | 12654537.4441 | 430181.0941 | 1729170.384 | -2261772.447 | 0 | 59070853.247 | 761638.9698 | 72384608.692
2017-11-01 | 2017 | 11 | 73430363.4453 | 134.25 | 3.41 | 35 | 0 | 30 | 125.5 | 12654537.4441 | 2448148.0236 | 159969.3708 | -2328295.166 | 0 | 57165341.852 | 879353.1804 | 70979054.705
2017-12-01 | 2017 | 12 | 74717172.3361 | 262.99 | 0 | 36 | 1 | 31 | 143 | 12654537.4441 | 4795817.1227 | 0 | -2394817.885 | -2455659.1491 | 59070853.247 | 1001972.1498 | 72672702.9296
2018-01-01 | 2018 | 1 | 79618055.1323 | 384.56 | 0 | 37 | 0 | 31 | 137.8 | 12654537.4441 | 7012735.9698 | 0 | -2461340.604 | 0 | 59070853.247 | 965536.7989 | 77242322.8559
2018-02-01 | 2018 | 2 | 70553686.8917 | 338.02 | 0 | 38 | 0 | 28 | 127.3 | 12654537.4441 | 6164044.655 | 0 | -2527863.3231 | 0 | 53354319.0618 | 891965.4173 | 70537003.2552
2018-03-01 | 2018 | 3 | 76019363.6511 | 252.67 | 0 | 39 | 0 | 31 | 105.8 | 12654537.4441 | 4607624.2914 | 0 | -2594386.0421 | 0 | 59070853.247 | 741319.2549 | 74479948.1954
2018-04-01 | 2018 | 4 | 72504561.4105 | 112.07 | 2.63 | 40 | 0 | 30 | 87.6 | 12654537.4441 | 2043679.3222 | 123378.1365 | -2660908.7611 | 0 | 57165341.852 | 613795.5268 | 69939823.5203
2018-05-01 | 2018 | 5 | 75108611.1699 | 19.18 | 50.49 | 41 | 0 | 31 | 69 | 12654537.4441 | 349761.483 | 2368578.749 | -2727431.4802 | 0 | 59070853.247 | 483469.0793 | 72199768.5222
2018-06-01 | 2018 | 6 | 76769190.9293 | 0 | 154.05 | 42 | 0 | 30 | 66.5 | 12654537.4441 | 0 | 7226768.7914 | -2793954.1992 | 0 | 57165341.852 | 465952.0837 | 74718645.9719
2018-07-01 | 2018 | 7 | 82170576.6887 | 0 | 267.67 | 43 | 0 | 31 | 78.8 | 12654537.4441 | 0 | 12556891.9337 | -2860476.9182 | 0 | 59070853.247 | 552135.7021 | 81973941.4088
2018-08-01 | 2018 | 8 | 82374458.4481 | 0 | 246.315 | 44 | 0 | 31 | 80.9 | 12654537.4441 | 0 | 11555089.6128 | -2926999.6372 | 0 | 59070853.247 | 566849.9785 | 80920330.6451
2018-09-01 | 2018 | 9 | 74890624.2075 | 0 | 146.8 | 45 | 0 | 30 | 60.3 | 12654537.4441 | 0 | 6886657.9589 | -2993522.3563 | 0 | 57165341.852 | 422509.9345 | 74135524.8332
2018-10-01 | 2018 | 10 | 71126370.9669 | 23.59 | 36.86 | 46 | 0 | 31 | 40 | 12654537.4441 | 430181.0941 | 1729170.384 | -3060045.0753 | 0 | 59070853.247 | 280271.93 | 71104969.0239
2018-11-01 | 2018 | 11 | 70890027.7263 | 134.25 | 3.41 | 47 | 0 | 30 | 36.1 | 12654537.4441 | 2448148.0236 | 159969.3708 | -3126567.7943 | 0 | 57165341.852 | 252945.4168 | 69554374.313
2018-12-01 | 2018 | 12 | 70258464.4857 | 262.99 | 0 | 48 | 1 | 31 | 31.8 | 12654537.4441 | 4795817.1227 | 0 | -3193090.5133 | -2455659.1491 | 59070853.247 | 222816.1844 | 71095274.3358
2019-01-01 | 2019 | 1 | 77017720.9837 | 384.56 | 0 | 49 | 0 | 31 | 27.1 | 12654537.4441 | 7012735.9698 | 0 | -3259613.2324 | 0 | 59070853.247 | 189884.2326 | 75668397.6612
2019-02-01 | 2019 | 2 | 69584021.6736 | 338.02 | 0 | 50 | 0 | 28 | 40.7 | 12654537.4441 | 6164044.655 | 0 | -3326135.9514 | 0 | 53354319.0618 | 285176.6888 | 69131941.8983
2019-03-01 | 2019 | 3 | 74426627.3636 | 252.67 | 0 | 51 | 0 | 31 | 62.7 | 12654537.4441 | 4607624.2914 | 0 | -3392658.6704 | 0 | 59070853.247 | 439326.2503 | 73379682.5624
2019-04-01 | 2019 | 4 | 68208973.0535 | 112.07 | 2.63 | 52 | 0 | 30 | 89.2 | 12654537.4441 | 2043679.3222 | 123378.1365 | -3459181.3895 | 0 | 57165341.852 | 625006.404 | 69152761.7692
2019-05-01 | 2019 | 5 | 69285910.7435 | 19.18 | 50.49 | 53 | 0 | 31 | 103.6 | 12654537.4441 | 349761.483 | 2368578.749 | -3525704.1085 | 0 | 59070853.247 | 725904.2988 | 71643931.1134
2019-06-01 | 2019 | 6 | 70340791.4334 | 0 | 154.05 | 54 | 0 | 30 | 108.1 | 12654537.4441 | 0 | 7226768.7914 | -3592226.8275 | 0 | 57165341.852 | 757434.8909 | 74211856.1508
2019-07-01 | 2019 | 7 | 81692876.1234 | 0 | 267.67 | 55 | 0 | 31 | 107.6 | 12654537.4441 | 0 | 12556891.9337 | -3658749.5465 | 0 | 59070853.247 | 753931.4918 | 81377464.5701
2019-08-01 | 2019 | 8 | 78330561.8133 | 0 | 246.315 | 56 | 0 | 31 | 114.4 | 12654537.4441 | 0 | 11555089.6128 | -3725272.2656 | 0 | 59070853.247 | 801577.7199 | 80356785.7582
2019-09-01 | 2019 | 9 | 71728053.5033 | 0 | 146.8 | 57 | 0 | 30 | 140 | 12654537.4441 | 0 | 6886657.9589 | -3791794.9846 | 0 | 57165341.852 | 980951.7551 | 73895694.0255
2019-10-01 | 2019 | 10 | 69595229.1933 | 23.59 | 36.86 | 58 | 0 | 31 | 137.3 | 12654537.4441 | 430181.0941 | 1729170.384 | -3858317.7036 | 0 | 59070853.247 | 962033.3998 | 70988457.8653
2019-11-01 | 2019 | 11 | 70061546.8832 | 134.25 | 3.41 | 59 | 0 | 30 | 130.9 | 12654537.4441 | 2448148.0236 | 159969.3708 | -3924840.4227 | 0 | 57165341.852 | 917189.891 | 69420346.1588
2019-12-01 | 2019 | 12 | 70940575.5732 | 262.99 | 0 | 60 | 1 | 31 | 120.2 | 12654537.4441 | 4795817.1227 | 0 | -3991363.1417 | -2455659.1491 | 59070853.247 | 842217.1497 | 70916402.6728
2020-01-01 | 2020 | 1 | 76432025.258 | 384.56 | 0 | 61 | 0 | 31 | 141.6 | 12654537.4441 | 7012735.9698 | 0 | -4057885.8607 | 0 | 59070853.247 | 992162.6323 | 75672403.4326
2020-02-01 | 2020 | 2 | 71230216.1886 | 338.02 | 0 | 62 | 0 | 29 | 130.6 | 12654537.4441 | 6164044.655 | 0 | -4124408.5797 | 0 | 55259830.4569 | 915087.8515 | 70869091.8278
2020-03-01 | 2020 | 3 | 71001661.1192 | 252.67 | 0 | 63 | 0 | 31 | 34.4 | 12654537.4441 | 4607624.2914 | 0 | -4190931.2988 | 0 | 59070853.247 | 241033.8598 | 72383117.5436
2020-04-01 | 2020 | 4 | 60883665.0498 | 112.07 | 2.63 | 64 | 0 | 30 | -184.1 | 12654537.4441 | 2043679.3222 | 123378.1365 | -4257454.0178 | 0 | 57165341.852 | -1289951.5579 | 66439531.179
2020-05-01 | 2020 | 5 | 63891673.9804 | 19.18 | 50.49 | 65 | 0 | 31 | -407.6 | 12654537.4441 | 349761.483 | 2368578.749 | -4323976.7368 | 0 | 59070853.247 | -2855970.9669 | 67263783.2193
2020-06-01 | 2020 | 6 | 70683945.911 | 0 | 154.05 | 66 | 0 | 30 | -482.3 | 12654537.4441 | 0 | 7226768.7914 | -4390499.4559 | 0 | 57165341.852 | -3379378.7963 | 69276769.8353
2020-07-01 | 2020 | 7 | 75739065.8416 | 0 | 267.67 | 67 | 0 | 31 | -432.8 | 12654537.4441 | 0 | 12556891.9337 | -4457022.1749 | 0 | 59070853.247 | -3032542.2829 | 76792718.1671
2020-08-01 | 2020 | 8 | 75530851.7722 | 0 | 246.315 | 68 | 0 | 31 | -307.3 | 12654537.4441 | 0 | 11555089.6128 | -4523544.8939 | 0 | 59070853.247 | -2153189.1024 | 76603746.3076
2020-09-01 | 2020 | 9 | 65350821.7028 | 0 | 146.8 | 69 | 0 | 30 | -220 | 12654537.4441 | 0 | 6886657.9589 | -4590067.6129 | 0 | 57165341.852 | -1541495.6151 | 70574974.0269
2020-10-01 | 2020 | 10 | 63677703.6335 | 23.59 | 36.86 | 70 | 0 | 31 | -113.5 | 12654537.4441 | 430181.0941 | 1729170.384 | -4656590.332 | 0 | 59070853.247 | -795271.6014 | 68432880.2357
2020-11-01 | 2020 | 11 | 63426058.5641 | 134.25 | 3.41 | 71 | 0 | 30 | -64.5 | 12654537.4441 | 2448148.0236 | 159969.3708 | -4723113.051 | 0 | 57165341.852 | -451938.4872 | 67252945.1523
2020-12-01 | 2020 | 12 | 66367198.4947 | 262.99 | 0 | 72 | 1 | 31 | -73.2 | 12654537.4441 | 4795817.1227 | 0 | -4789635.77 | -2455659.1491 | 59070853.247 | -512897.6319 | 68763015.2628
2021-01-01 | 2021 | 1 | 66761890.6204 | 384.56 | 0 | 73 | 0 | 31 | -146.4 | 12654537.4441 | 7012735.9698 | 0 | -4856158.489 | 0 | 59070853.247 | -1025795.2639 | 72856172.908
2021-02-01 | 2021 | 2 | 63358967.9196 | 338.02 | 0 | 74 | 0 | 28 | -191.3 | 12654537.4441 | 6164044.655 | 0 | -4922681.2081 | 0 | 53354319.0618 | -1340400.5053 | 65909819.4475
2021-03-01 | 2021 | 3 | 67520952.2188 | 252.67 | 0 | 75 | 0 | 31 | -110.7 | 12654537.4441 | 4607624.2914 | 0 | -4989203.9271 | 0 | 59070853.247 | -775652.5663 | 70568158.4891
2021-04-01 | 2021 | 4 | 60994721.518 | 112.07 | 2.63 | 76 | 0 | 30 | 97 | 12654537.4441 | 2043679.3222 | 123378.1365 | -5055726.6461 | 0 | 57165341.852 | 679659.4303 | 67610869.5389
2021-05-01 | 2021 | 5 | 64228014.8172 | 19.18 | 50.49 | 77 | 0 | 31 | 302.9 | 12654537.4441 | 349761.483 | 2368578.749 | -5122249.3652 | 0 | 59070853.247 | 2122359.1901 | 71443840.748
2021-06-01 | 2021 | 6 | 73762071.1164 | 0 | 154.05 | 78 | 0 | 30 | 372.3 | 12654537.4441 | 0 | 7226768.7914 | -5188772.0842 | 0 | 57165341.852 | 2608630.9887 | 74466506.9919
2021-07-01 | 2021 | 7 | 76779118.4156 | 0 | 267.67 | 79 | 0 | 31 | 350.3 | 12654537.4441 | 0 | 12556891.9337 | -5255294.8032 | 0 | 59070853.247 | 2454481.4272 | 81481469.2488
2021-08-01 | 2021 | 8 | 82287571.7148 | 0 | 246.315 | 80 | 0 | 31 | 294.6 | 12654537.4441 | 0 | 11555089.6128 | -5321817.5222 | 0 | 59070853.247 | 2064202.7646 | 80022865.5463
2021-09-01 | 2021 | 9 | 71607496.014 | 0 | 146.8 | 81 | 0 | 30 | 252.1 | 12654537.4441 | 0 | 6886657.9589 | -5388340.2413 | 0 | 57165341.852 | 1766413.839 | 73084610.8527
2021-10-01 | 2021 | 10 | 69158586.3132 | 23.59 | 36.86 | 82 | 0 | 31 | 200.6 | 12654537.4441 | 430181.0941 | 1729170.384 | -5454862.9603 | 0 | 59070853.247 | 1405563.7291 | 69835442.9379
2021-11-01 | 2021 | 11 | 69469437.6124 | 134.25 | 3.41 | 83 | 0 | 30 | 183.2 | 12654537.4441 | 2448148.0236 | 159969.3708 | -5521385.6793 | 0 | 57165341.852 | 1283645.4395 | 68190256.4507
2021-12-01 | 2021 | 12 | 71198021.9116 | 262.99 | 0 | 84 | 1 | 31 | 221.2 | 12654537.4441 | 4795817.1227 | 0 | -5587908.3984 | -2455659.1491 | 59070853.247 | 1549903.773 | 70027544.0394
2022-01-01 | 2022 | 1 | 74478066.1882 | 384.56 | 0 | 85 | 0 | 31 | 252.2 | 12654537.4441 | 7012735.9698 | 0 | -5654431.1174 | 0 | 59070853.247 | 1767114.5188 | 74850810.0624
2022-02-01 | 2022 | 2 | 67971284.9778 | 338.02 | 0 | 86 | 0 | 28 | 286.8 | 12654537.4441 | 6164044.655 | 0 | -5720953.8364 | 0 | 53354319.0618 | 2009549.7383 | 68461497.0628
2022-03-01 | 2022 | 3 | 72988414.7675 | 252.67 | 0 | 87 | 0 | 31 | 269.8 | 12654537.4441 | 4607624.2914 | 0 | -5787476.5554 | 0 | 59070853.247 | 1890434.168 | 72435972.5951
2022-04-01 | 2022 | 4 | 66254711.5571 | 112.07 | 2.63 | 88 | 0 | 30 | 286.3 | 12654537.4441 | 2043679.3222 | 123378.1365 | -5853999.2745 | 0 | 57165341.852 | 2006046.3391 | 68138983.8194
2022-05-01 | 2022 | 5 | 70028259.3467 | 19.18 | 50.49 | 89 | 0 | 31 | 290 | 12654537.4441 | 349761.483 | 2368578.749 | -5920521.9935 | 0 | 59070853.247 | 2031971.4927 | 70555180.4223
2022-06-01 | 2022 | 6 | 73412523.1364 | 0 | 154.05 | 90 | 0 | 30 | 289 | 12654537.4441 | 0 | 7226768.7914 | -5987044.7125 | 0 | 57165341.852 | 2024964.6944 | 73084568.0693
2022-07-01 | 2022 | 7 | 77789632.926 | 0 | 267.67 | 91 | 0 | 31 | 250.9 | 12654537.4441 | 0 | 12556891.9337 | -6053567.4316 | 0 | 59070853.247 | 1758005.6811 | 79986720.8744
2022-08-01 | 2022 | 8 | 79678316.7156 | 0 | 246.315 | 92 | 0 | 31 | 177.3 | 12654537.4441 | 0 | 11555089.6128 | -6120090.1506 | 0 | 59070853.247 | 1242305.3298 | 78402695.4832
2022-09-01 | 2022 | 9 | 70692856.5052 | 0 | 146.8 | 93 | 0 | 30 | 103.1 | 12654537.4441 | 0 | 6886657.9589 | -6186612.8696 | 0 | 57165341.852 | 722400.8996 | 71242325.285
2022-10-01 | 2022 | 10 | 66086004.2949 | 23.59 | 36.86 | 94 | 0 | 31 | 45 | 12654537.4441 | 430181.0941 | 1729170.384 | -6253135.5886 | 0 | 59070853.247 | 315305.9213 | 67946912.5018
2022-11-01 | 2022 | 11 | 67580147.0845 | 134.25 | 3.41 | 95 | 0 | 30 | 1 | 12654537.4441 | 2448148.0236 | 159969.3708 | -6319658.3077 | 0 | 57165341.852 | 7006.7983 | 66115345.1811
2022-12-01 | 2022 | 12 | 69037463.8741 | 262.99 | 0 | 96 | 1 | 31 | -18.7 | 12654537.4441 | 4795817.1227 | 0 | -6386181.0267 | -2455659.1491 | 59070853.247 | -131027.1273 | 67548340.5108
2023-01-01 | 2023 | 1 | 71676689.9471 | 384.56 | 0 | 97 | 0 | 31 | 13.2 | 12654537.4441 | 7012735.9698 | 0 | -6452703.7457 | 0 | 59070853.247 | 92489.7369 | 72377912.6522
2023-02-01 | 2023 | 2 | 65932492.2693 | 338.02 | 0 | 98 | 0 | 28 | 45.9 | 12654537.4441 | 6164044.655 | 0 | -6519226.4648 | 0 | 53354319.0618 | 321612.0397 | 65975286.7359
2023-03-01 | 2023 | 3 | 71645382.5914 | 252.67 | 0 | 99 | 0 | 31 | 92.3 | 12654537.4441 | 4607624.2914 | 0 | -6585749.1838 | 0 | 59070853.247 | 646727.4785 | 70393993.2773
2023-04-01 | 2023 | 4 | 64673302.9135 | 112.07 | 2.63 | 100 | 0 | 30 | 85.6 | 12654537.4441 | 2043679.3222 | 123378.1365 | -6652271.9028 | 0 | 57165341.852 | 599781.9302 | 65934446.7822
2023-05-01 | 2023 | 5 | 67530760.2357 | 19.18 | 50.49 | 101 | 0 | 31 | 99.5 | 12654537.4441 | 349761.483 | 2368578.749 | -6718794.6218 | 0 | 59070853.247 | 697176.4259 | 68422112.7272
2023-06-01 | 2023 | 6 | 70478423.5578 | 0 | 154.05 | 102 | 0 | 30 | 109.9 | 12654537.4441 | 0 | 7226768.7914 | -6785317.3409 | 0 | 57165341.852 | 770047.1277 | 71031377.8743
2023-07-01 | 2023 | 7 | 76112982.8799 | 0 | 267.67 | 103 | 0 | 31 | 116.4 | 12654537.4441 | 0 | 12556891.9337 | -6851840.0599 | 0 | 59070853.247 | 815591.3164 | 78246033.8813
2023-08-01 | 2023 | 8 | 74128294.202 | 0 | 246.315 | 104 | 0 | 31 | 108 | 12654537.4441 | 0 | 11555089.6128 | -6918362.7789 | 0 | 59070853.247 | 756734.2111 | 77118851.7361
2023-09-01 | 2023 | 9 | 70137255.5242 | 0 | 146.8 | 105 | 0 | 30 | 114.5 | 12654537.4441 | 0 | 6886657.9589 | -6984885.4979 | 0 | 57165341.852 | 802278.3997 | 70523930.1567
2023-10-01 | 2023 | 10 | 68045049.8463 | 23.59 | 36.86 | 106 | 0 | 31 | 118.1 | 12654537.4441 | 430181.0941 | 1729170.384 | -7051408.217 | 0 | 59070853.247 | 827502.8734 | 67660836.8256
2023-11-01 | 2023 | 11 | 67535164.1684 | 134.25 | 3.41 | 107 | 0 | 30 | 128.6 | 12654537.4441 | 2448148.0236 | 159969.3708 | -7117930.936 | 0 | 57165341.852 | 901074.255 | 66211140.0095
2023-12-01 | 2023 | 12 | 67172872.4906 | 262.99 | 0 | 108 | 1 | 31 | 108.4 | 12654537.4441 | 4795817.1227 | 0 | -7184453.655 | -2455659.1491 | 59070853.247 | 759536.9304 | 67640631.9401
2024-01-01 | 2024 | 1 | 73612400.2772 | 384.56 | 0 | 109 | 0 | 31 | 88.5 | 12654537.4441 | 7012735.9698 | 0 | -7250976.3741 | 0 | 59070853.247 | 620101.6452 | 72107251.9321
2024-02-01 | 2024 | 2 | 67426409.723 | 338.02 | 0 | 110 | 0 | 29 | 61.4 | 12654537.4441 | 6164044.655 | 0 | -7317499.0931 | 0 | 55259830.4569 | 430217.4126 | 67191130.8755
2024-03-01 | 2024 | 3 | 69526387.4188 | 252.67 | 0 | 111 | 0 | 31 | 38.3 | 12654537.4441 | 4607624.2914 | 0 | -7384021.8121 | 0 | 59070853.247 | 268360.373 | 69217353.5434
2024-04-01 | 2024 | 4 | 66433277.0946 | 112.07 | 2.63 | 112 | 0 | 30 | 33.2 | 12654537.4441 | 2043679.3222 | 123378.1365 | -7450544.5311 | 0 | 57165341.852 | 232625.7019 | 64769017.9255
2024-05-01 | 2024 | 5 | 69679780.2203 | 19.18 | 50.49 | 113 | 0 | 31 | 42.3 | 12654537.4441 | 349761.483 | 2368578.749 | -7517067.2502 | 0 | 59070853.247 | 296387.566 | 67223051.2389
2024-06-01 | 2024 | 6 | 72525274.1061 | 0 | 154.05 | 114 | 0 | 30 | 42.1 | 12654537.4441 | 0 | 7226768.7914 | -7583589.9692 | 0 | 57165341.852 | 294986.2063 | 69758044.3246
2024-07-01 | 2024 | 7 | 79765425.2319 | 0 | 267.67 | 115 | 0 | 31 | 44.4 | 12654537.4441 | 0 | 12556891.9337 | -7650112.6882 | 0 | 59070853.247 | 311101.8423 | 76943271.7789
2024-08-01 | 2024 | 8 | 77761792.0177 | 0 | 246.315 | 116 | 0 | 31 | 51.2 | 12654537.4441 | 0 | 11555089.6128 | -7716635.4073 | 0 | 59070853.247 | 358748.0704 | 75922592.9671
2024-09-01 | 2024 | 9 | 71569012.5735 | 0 | 146.8 | 117 | 0 | 30 | 64.4 | 12654537.4441 | 0 | 6886657.9589 | -7783158.1263 | 0 | 57165341.852 | 451237.8073 | 69374616.9361
2024-10-01 | 2024 | 10 | 68521516.3092 | 23.59 | 36.86 | 118 | 0 | 31 | 75.8 | 12654537.4441 | 430181.0941 | 1729170.384 | -7849680.8453 | 0 | 59070853.247 | 531115.3074 | 66566176.6312
2024-11-01 | 2024 | 11 | 66855346.295 | 134.25 | 3.41 | 119 | 0 | 30 | 75.3 | 12654537.4441 | 2448148.0236 | 159969.3708 | -7916203.5643 | 0 | 57165341.852 | 527611.9083 | 65039405.0344
2024-12-01 | 2024 | 12 | 69388792.8208 | 262.99 | 0 | 120 | 1 | 31 | 94.7 | 12654537.4441 | 4795817.1227 | 0 | -7982726.2834 | -2455659.1491 | 59070853.247 | 663543.7943 | 66746366.1757
2025-01-01 | 2025 | 1 |  | 384.56 | 0 | 121 | 0 | 31 | 61.2367 | 12654537.4441 | 7012735.9698 | 0 | -8049249.0024 | 0 | 59070853.247 | 429072.9689 | 71117950.6275
2025-02-01 | 2025 | 2 |  | 338.02 | 0 | 122 | 0 | 28 | 61.2367 | 12654537.4441 | 6164044.655 | 0 | -8115771.7214 | 0 | 53354319.0618 | 429072.9689 | 64486202.4084
2025-03-01 | 2025 | 3 |  | 252.67 | 0 | 123 | 0 | 31 | 61.3833 | 12654537.4441 | 4607624.2914 | 0 | -8182294.4405 | 0 | 59070853.247 | 430100.6326 | 68580821.1747
2025-04-01 | 2025 | 4 |  | 112.07 | 2.63 | 124 | 0 | 30 | 61.6467 | 12654537.4441 | 2043679.3222 | 123378.1365 | -8248817.1595 | 0 | 57165341.852 | 431945.7562 | 64170065.3514
2025-05-01 | 2025 | 5 |  | 19.18 | 50.49 | 125 | 0 | 31 | 61.9983 | 12654537.4441 | 349761.483 | 2368578.749 | -8315339.8785 | 0 | 59070853.247 | 434409.8135 | 66562800.8581
2025-06-01 | 2025 | 6 |  | 0 | 154.05 | 126 | 0 | 30 | 62.205 | 12654537.4441 | 0 | 7226768.7914 | -8381862.5975 | 0 | 57165341.852 | 435857.8852 | 69100643.3751
2025-07-01 | 2025 | 7 |  | 0 | 267.67 | 127 | 0 | 31 | 62.3867 | 12654537.4441 | 0 | 12556891.9337 | -8448385.3166 | 0 | 59070853.247 | 437130.7869 | 76271028.0951
2025-08-01 | 2025 | 8 |  | 0 | 246.315 | 128 | 0 | 31 | 62.4283 | 12654537.4441 | 0 | 11555089.6128 | -8514908.0356 | 0 | 59070853.247 | 437422.7368 | 75202995.0051
2025-09-01 | 2025 | 9 |  | 0 | 146.8 | 129 | 0 | 30 | 62.57 | 12654537.4441 | 0 | 6886657.9589 | -8581430.7546 | 0 | 57165341.852 | 438415.3665 | 68563521.8669
2025-10-01 | 2025 | 10 |  | 23.59 | 36.86 | 130 | 0 | 31 | 62.7083 | 12654537.4441 | 430181.0941 | 1729170.384 | -8647953.4736 | 0 | 59070853.247 | 439384.6403 | 65676173.3358
2025-11-01 | 2025 | 11 |  | 134.25 | 3.41 | 131 | 0 | 30 | 62.76 | 12654537.4441 | 2448148.0236 | 159969.3708 | -8714476.1927 | 0 | 57165341.852 | 439746.6582 | 64153267.156
2025-12-01 | 2025 | 12 |  | 262.99 | 0 | 132 | 1 | 31 | 62.9267 | 12654537.4441 | 4795817.1227 | 0 | -8780998.9117 | -2455659.1491 | 59070853.247 | 440914.4579 | 65725464.211
2026-01-01 | 2026 | 1 |  | 384.56 | 0 | 133 | 0 | 31 | 41.0898 | 12654537.4441 | 7012735.9698 | 0 | -8847521.6307 | 0 | 59070853.247 | 287907.9621 | 70178512.9924
2026-02-01 | 2026 | 2 |  | 338.02 | 0 | 134 | 0 | 28 | 41.0898 | 12654537.4441 | 6164044.655 | 0 | -8914044.3498 | 0 | 53354319.0618 | 287907.9621 | 63546764.7733
2026-03-01 | 2026 | 3 |  | 252.67 | 0 | 135 | 0 | 31 | 41.1882 | 12654537.4441 | 4607624.2914 | 0 | -8980567.0688 | 0 | 59070853.247 | 288597.5245 | 67641045.4382
2026-04-01 | 2026 | 4 |  | 112.07 | 2.63 | 136 | 0 | 30 | 41.3649 | 12654537.4441 | 2043679.3222 | 123378.1365 | -9047089.7878 | 0 | 57165341.852 | 289835.6024 | 63229682.5693
2026-05-01 | 2026 | 5 |  | 19.18 | 50.49 | 137 | 0 | 31 | 41.6009 | 12654537.4441 | 349761.483 | 2368578.749 | -9113612.5068 | 0 | 59070853.247 | 291488.9849 | 65621607.4011
2026-06-01 | 2026 | 6 |  | 0 | 154.05 | 138 | 0 | 30 | 41.7396 | 12654537.4441 | 0 | 7226768.7914 | -9180135.2259 | 0 | 57165341.852 | 292460.641 | 68158973.5025
2026-07-01 | 2026 | 7 |  | 0 | 267.67 | 139 | 0 | 31 | 41.8615 | 12654537.4441 | 0 | 12556891.9337 | -9246657.9449 | 0 | 59070853.247 | 293314.758 | 75328939.4379
2026-08-01 | 2026 | 8 |  | 0 | 246.315 | 140 | 0 | 31 | 41.8894 | 12654537.4441 | 0 | 11555089.6128 | -9313180.6639 | 0 | 59070853.247 | 293510.6564 | 74260810.2964
2026-09-01 | 2026 | 9 |  | 0 | 146.8 | 141 | 0 | 30 | 41.9845 | 12654537.4441 | 0 | 6886657.9589 | -9379703.383 | 0 | 57165341.852 | 294176.7109 | 67621010.583
2026-10-01 | 2026 | 10 |  | 23.59 | 36.86 | 142 | 0 | 31 | 42.0773 | 12654537.4441 | 430181.0941 | 1729170.384 | -9446226.102 | 0 | 59070853.247 | 294827.0936 | 64733343.1608
2026-11-01 | 2026 | 11 |  | 134.25 | 3.41 | 143 | 0 | 30 | 42.112 | 12654537.4441 | 2448148.0236 | 159969.3708 | -9512748.821 | 0 | 57165341.852 | 295070.0077 | 63210317.8771
2026-12-01 | 2026 | 12 |  | 262.99 | 0 | 144 | 1 | 31 | 42.2238 | 12654537.4441 | 4795817.1227 | 0 | -9579271.54 | -2455659.1491 | 59070853.247 | 295853.6013 | 64782130.726

## Res Normalized Monthly WN
Date | Year | Month | Res_NoCDM | HDD14Norm | CDD14Norm | HDD14 | CDD14 | OEA_GDP | Shoulder | Month Days | const | HDD14Norm | CDD14Norm | OEA_GDP | Shoulder | Month Days | Normalized
2015-01-01 | 2015 | 1 | 49127092.147 | 508.54 | 0 | 615.6 | 0 | 699057 | 0 | 31 |  | -1465212.3031 | 0 |  |  |  | 47661879.8439
2015-02-01 | 2015 | 2 | 42235859.0332 | 451.11 | 0 | 703.9 | 0 | 699057 | 0 | 28 |  | -3459658.3047 | 0 |  |  |  | 38776200.7285
2015-03-01 | 2015 | 3 | 42686019.9195 | 374.74 | 0 | 470 | 0 | 699057 | 1 | 31 |  | -1303718.6997 | 0 |  |  |  | 41382301.2198
2015-04-01 | 2015 | 4 | 37892574.8058 | 221.13 | 2.63 | 203.5 | 1.6 | 705966 | 1 | 30 |  | 241282.3922 | 82589.3515 |  |  |  | 38216446.5494
2015-05-01 | 2015 | 5 | 40054347.692 | 74.8 | 50.49 | 44.2 | 60.8 | 705966 | 1 | 31 |  | 418788.4969 | -826695.3531 |  |  |  | 39646440.8358
2015-06-01 | 2015 | 6 | 45422610.5783 | 2.15 | 154.05 | 11.4 | 98 | 705966 | 0 | 30 |  | -126594.562 | 4494304.0295 |  |  |  | 49790320.0458
2015-07-01 | 2015 | 7 | 53739568.4646 | 0 | 267.67 | 0 | 244.9 | 713152 | 0 | 31 |  | 0 | 1825785.9545 |  |  |  | 55565354.4191
2015-08-01 | 2015 | 8 | 54462241.3508 | 0 | 246.315 | 0 | 210.7 | 713152 | 0 | 31 |  | 0 | 2855747.3329 |  |  |  | 57317988.6837
2015-09-01 | 2015 | 9 | 47137858.2371 | 2.27 | 146.8 | 0.1 | 181 | 713152 | 1 | 30 |  | 29698.3999 | -2742287.2044 |  |  |  | 44425269.4326
2015-10-01 | 2015 | 10 | 41235519.1234 | 83.8 | 36.86 | 89.2 | 14.4 | 716976 | 1 | 31 |  | -73903.8524 | 1800928.9652 |  |  |  | 42962544.2362
2015-11-01 | 2015 | 11 | 37717263.0096 | 240.7 | 3.41 | 185.1 | 4 | 716976 | 1 | 30 |  | 760935.9616 | -47308.4635 |  |  |  | 38430890.5078
2015-12-01 | 2015 | 12 | 41179905.8959 | 386.62 | 0 | 270.5 | 0 | 716976 | 0 | 31 |  | 1589206.5443 | 0 |  |  |  | 42769112.4402
2016-01-01 | 2016 | 1 | 45255473.7138 | 508.54 | 0 | 501 | 0 | 718587 | 0 | 31 |  | 103191.6754 | 0 |  |  |  | 45358665.3891
2016-02-01 | 2016 | 2 | 39790337.4727 | 451.11 | 0 | 428.3 | 0 | 718587 | 0 | 29 |  | 312175.3469 | 0 |  |  |  | 40102512.8196
2016-03-01 | 2016 | 3 | 39893155.2317 | 374.74 | 0 | 327.2 | 0 | 718587 | 1 | 31 |  | 650627.619 | 0 |  |  |  | 40543782.8507
2016-04-01 | 2016 | 4 | 37464228.9907 | 221.13 | 2.63 | 273.8 | 2.8 | 723726 | 1 | 30 |  | -720836.2788 | -13631.2522 |  |  |  | 36729761.4597
2016-05-01 | 2016 | 5 | 41966514.7497 | 74.8 | 50.49 | 74.6 | 70.6 | 723726 | 1 | 31 |  | 2737.1797 | -1612496.9497 |  |  |  | 40356754.9796
2016-06-01 | 2016 | 6 | 51191605.5086 | 2.15 | 154.05 | 2 | 163.6 | 723726 | 0 | 30 |  | 2052.8848 | -765755.6375 |  |  |  | 50427902.7559
2016-07-01 | 2016 | 7 | 62342093.2676 | 0 | 267.67 | 0 | 276.5 | 730341 | 0 | 31 |  | 0 | -708023.2753 |  |  |  | 61634069.9923
2016-08-01 | 2016 | 8 | 60905685.0266 | 0 | 246.315 | 0 | 301.8 | 730341 | 0 | 31 |  | 0 | -4449000.1619 |  |  |  | 56456684.8647
2016-09-01 | 2016 | 9 | 50436740.7856 | 2.27 | 146.8 | 0.1 | 181 | 730341 | 1 | 30 |  | 29698.3999 | -2742287.2044 |  |  |  | 47724151.9811
2016-10-01 | 2016 | 10 | 41879541.5445 | 83.8 | 36.86 | 77.2 | 52.7 | 737784 | 1 | 31 |  | 90326.9307 | -1270111.9684 |  |  |  | 40699756.5069
2016-11-01 | 2016 | 11 | 37972992.3035 | 240.7 | 3.41 | 174.8 | 1.9 | 737784 | 1 | 30 |  | 901900.7171 | 121077.5929 |  |  |  | 38995970.6136
2016-12-01 | 2016 | 12 | 43646992.0625 | 386.62 | 0 | 435 | 0 | 737784 | 0 | 31 |  | -662123.7738 | 0 |  |  |  | 42984868.2887
2017-01-01 | 2017 | 1 | 44428210.4376 | 508.54 | 0 | 444.6 | 0 | 743287 | 0 | 31 |  | 875076.3559 | 0 |  |  |  | 45303286.7935
2017-02-01 | 2017 | 2 | 38008250.6442 | 451.11 | 0 | 359.2 | 0 | 743287 | 0 | 28 |  | 1257870.9395 | 0 |  |  |  | 39266121.5837
2017-03-01 | 2017 | 3 | 39754350.8508 | 374.74 | 0 | 417.2 | 0 | 743287 | 1 | 31 |  | -581103.2542 | 0 |  |  |  | 39173247.5966
2017-04-01 | 2017 | 4 | 35550881.0574 | 221.13 | 2.63 | 156.8 | 4.7 | 740632 | 1 | 30 |  | 880413.8563 | -165980.5413 |  |  |  | 36265314.3724
2017-05-01 | 2017 | 5 | 38527675.264 | 74.8 | 50.49 | 98.6 | 29.9 | 740632 | 1 | 31 |  | -325724.3865 | 1650985.1912 |  |  |  | 39852936.0687
2017-06-01 | 2017 | 6 | 46993946.4706 | 2.15 | 154.05 | 0 | 159.1 | 740632 | 0 | 30 |  | 29424.682 | -404928.3738 |  |  |  | 46618442.7788
2017-07-01 | 2017 | 7 | 55250414.6772 | 0 | 267.67 | 0 | 237.5 | 746606 | 0 | 31 |  | 0 | 2419146.3438 |  |  |  | 57669561.021
2017-08-01 | 2017 | 8 | 52000413.8838 | 0 | 246.315 | 0 | 202.2 | 746606 | 0 | 31 |  | 0 | 3537309.9422 |  |  |  | 55537723.826
2017-09-01 | 2017 | 9 | 45504410.0904 | 2.27 | 146.8 | 4.1 | 142.4 | 746606 | 1 | 30 |  | -25045.1944 | 352808.8801 |  |  |  | 45832173.7761
2017-10-01 | 2017 | 10 | 40966849.297 | 83.8 | 36.86 | 47.5 | 67.9 | 745380 | 1 | 31 |  | 496798.1188 | -2488906.2814 |  |  |  | 38974741.1344
2017-11-01 | 2017 | 11 | 39001404.5036 | 240.7 | 3.41 | 267.9 | 0 | 745380 | 1 | 30 |  | -372256.4417 | 273426.8821 |  |  |  | 38902574.944
2017-12-01 | 2017 | 12 | 47108304.7102 | 386.62 | 0 | 525.2 | 0 | 745380 | 0 | 31 |  | -1896591.8267 | 0 |  |  |  | 45211712.8835
2018-01-01 | 2018 | 1 | 47709598.684 | 508.54 | 0 | 556.3 | 0 | 756702 | 0 | 31 |  | -653638.5167 | 0 |  |  |  | 47055960.1673
2018-02-01 | 2018 | 2 | 39687279.8987 | 451.11 | 0 | 400.1 | 0 | 756702 | 0 | 28 |  | 698117.6871 | 0 |  |  |  | 40385397.5858
2018-03-01 | 2018 | 3 | 41074250.1133 | 374.74 | 0 | 409.9 | 0 | 756702 | 1 | 31 |  | -481196.1944 | 0 |  |  |  | 40593053.9189
2018-04-01 | 2018 | 4 | 38168978.328 | 221.13 | 2.63 | 299.3 | 0 | 764644 | 1 | 30 |  | -1069826.6928 | 210883.4897 |  |  |  | 37310035.1249
2018-05-01 | 2018 | 5 | 41244600.5427 | 74.8 | 50.49 | 50.5 | 75 | 764644 | 1 | 31 |  | 332567.3358 | -1965305.8298 |  |  |  | 39611862.0486
2018-06-01 | 2018 | 6 | 52144868.7574 | 2.15 | 154.05 | 0.6 | 151.5 | 764644 | 0 | 30 |  | 21213.1428 | 204468.7828 |  |  |  | 52370550.683
2018-07-01 | 2018 | 7 | 64966905.9721 | 0 | 267.67 | 0 | 288.2 | 765060 | 0 | 31 |  | 0 | -1646174.161 |  |  |  | 63320731.8111
2018-08-01 | 2018 | 8 | 63232261.1867 | 0 | 246.315 | 0 | 287.8 | 765060 | 0 | 31 |  | 0 | -3326426.4525 |  |  |  | 59905834.7343
2018-09-01 | 2018 | 9 | 50855019.4014 | 2.27 | 146.8 | 2 | 165.4 | 765060 | 1 | 30 |  | 3695.1926 | -1491419.3568 |  |  |  | 49367295.2373
2018-10-01 | 2018 | 10 | 40650132.6161 | 83.8 | 36.86 | 132.7 | 28.7 | 771453 | 1 | 31 |  | -669240.4411 | 654300.1049 |  |  |  | 40635192.2799
2018-11-01 | 2018 | 11 | 40817846.8308 | 240.7 | 3.41 | 332.4 | 0 | 771453 | 1 | 30 |  | -1254996.9008 | 273426.8821 |  |  |  | 39836276.8121
2018-12-01 | 2018 | 12 | 45902493.0455 | 386.62 | 0 | 392 | 0 | 771453 | 0 | 31 |  | -73630.1344 | 0 |  |  |  | 45828862.911
2019-01-01 | 2019 | 1 | 47310902.7907 | 508.54 | 0 | 576 | 0 | 779459 | 0 | 31 |  | -923250.7189 | 0 |  |  |  | 46387652.0718
2019-02-01 | 2019 | 2 | 42211303.1142 | 451.11 | 0 | 459.7 | 0 | 779459 | 0 | 28 |  | -117561.8689 | 0 |  |  |  | 42093741.2453
2019-03-01 | 2019 | 3 | 42541593.4377 | 374.74 | 0 | 432.5 | 0 | 779459 | 1 | 31 |  | -790497.5026 | 0 |  |  |  | 41751095.9351
2019-04-01 | 2019 | 4 | 37536349.7611 | 221.13 | 2.63 | 231.9 | 0 | 784896 | 1 | 30 |  | -147397.1278 | 210883.4897 |  |  |  | 37599836.123
2019-05-01 | 2019 | 5 | 38099337.0846 | 74.8 | 50.49 | 105.8 | 14.6 | 784896 | 1 | 31 |  | -424262.8563 | 2877797.8879 |  |  |  | 40552872.1162
2019-06-01 | 2019 | 6 | 45232822.4081 | 2.15 | 154.05 | 4.4 | 103.6 | 784896 | 0 | 30 |  | -30793.2718 | 4045274.5457 |  |  |  | 49247303.682
2019-07-01 | 2019 | 7 | 63142023.7316 | 0 | 267.67 | 0 | 276.6 | 794140 | 0 | 31 |  | 0 | -716041.6589 |  |  |  | 62425982.0726
2019-08-01 | 2019 | 8 | 58238131.055 | 0 | 246.315 | 0 | 225.3 | 794140 | 0 | 31 |  | 0 | 1685063.3217 |  |  |  | 59923194.3767
2019-09-01 | 2019 | 9 | 44304376.3785 | 2.27 | 146.8 | 0.3 | 133.9 | 794140 | 1 | 30 |  | 26961.2202 | 1034371.4894 |  |  |  | 45365709.0881
2019-10-01 | 2019 | 10 | 39423259.702 | 83.8 | 36.86 | 74.1 | 16 | 799632 | 1 | 31 |  | 132753.2163 | 1672634.827 |  |  |  | 41228647.7453
2019-11-01 | 2019 | 11 | 40460397.0254 | 240.7 | 3.41 | 344 | 0 | 799632 | 1 | 30 |  | -1413753.3244 | 273426.8821 |  |  |  | 39320070.5831
2019-12-01 | 2019 | 12 | 45553447.3489 | 386.62 | 0 | 396.4 | 0 | 799632 | 0 | 31 |  | -133848.0882 | 0 |  |  |  | 45419599.2607
2020-01-01 | 2020 | 1 | 44911593.7134 | 508.54 | 0 | 427.8 | 0 | 800724 | 0 | 31 |  | 1104999.4522 | 0 |  |  |  | 46016593.1656
2020-02-01 | 2020 | 2 | 40905172.1993 | 451.11 | 0 | 445.2 | 0 | 800724 | 0 | 29 |  | 80883.6607 | 0 |  |  |  | 40986055.8599
2020-03-01 | 2020 | 3 | 42164842.6851 | 374.74 | 0 | 316 | 0 | 800724 | 1 | 31 |  | 803909.6832 | 0 |  |  |  | 42968752.3683
2020-04-01 | 2020 | 4 | 40550697.1709 | 221.13 | 2.63 | 241 | 0 | 806630 | 1 | 30 |  | -271938.805 | 210883.4897 |  |  |  | 40489641.8556
2020-05-01 | 2020 | 5 | 45655296.6567 | 74.8 | 50.49 | 122.6 | 35.1 | 806630 | 1 | 31 |  | -654185.9526 | 1234029.242 |  |  |  | 46235139.9461
2020-06-01 | 2020 | 6 | 59532998.1425 | 2.15 | 154.05 | 3.1 | 182.4 | 806630 | 0 | 30 |  | -13001.6037 | -2273211.7616 |  |  |  | 57246784.7773
2020-07-01 | 2020 | 7 | 72305754.6283 | 0 | 267.67 | 0 | 326.5 | 810347 | 0 | 31 |  | 0 | -4717215.0946 |  |  |  | 67588539.5337
2020-08-01 | 2020 | 8 | 63879386.1142 | 0 | 246.315 | 0 | 245.55 | 810347 | 0 | 31 |  | 0 | 61340.6348 |  |  |  | 63940726.749
2020-09-01 | 2020 | 9 | 46969020.6 | 2.27 | 146.8 | 6.8 | 108.1 | 810347 | 1 | 30 |  | -61997.1206 | 3103114.4682 |  |  |  | 50010137.9475
2020-10-01 | 2020 | 10 | 40798366.0858 | 83.8 | 36.86 | 116.7 | 7.7 | 811397 | 1 | 31 |  | -450266.0636 | 2338160.669 |  |  |  | 42686260.6912
2020-11-01 | 2020 | 11 | 41142966.5716 | 240.7 | 3.41 | 184.6 | 8.7 | 811397 | 1 | 30 |  | 767778.9109 | -424172.4945 |  |  |  | 41486572.988
2020-12-01 | 2020 | 12 | 47931193.0574 | 386.62 | 0 | 388.1 | 0 | 811397 | 0 | 31 |  | -20255.1299 | 0 |  |  |  | 47910937.9275
2021-01-01 | 2021 | 1 | 49036599.02 | 508.54 | 0 | 461.9 | 0 | 800126 | 0 | 31 |  | 638310.3103 | 0 |  |  |  | 49674909.3303
2021-02-01 | 2021 | 2 | 44239591.5047 | 451.11 | 0 | 497 | 0 | 800126 | 0 | 28 |  | -628045.8863 | 0 |  |  |  | 43611545.6183
2021-03-01 | 2021 | 3 | 43218533.9893 | 374.74 | 0 | 325 | 0 | 800126 | 1 | 31 |  | 680736.5959 | 0 |  |  |  | 43899270.5852
2021-04-01 | 2021 | 4 | 39165169.4739 | 221.13 | 2.63 | 216.7 | 0 | 706539 | 1 | 30 |  | 60628.5308 | 210883.4897 |  |  |  | 39436681.4943
2021-05-01 | 2021 | 5 | 47117065.9585 | 74.8 | 50.49 | 79.4 | 53.6 | 706539 | 1 | 31 |  | -62955.1335 | -249371.7312 |  |  |  | 46804739.0938
2021-06-01 | 2021 | 6 | 54507390.4431 | 2.15 | 154.05 | 0 | 209.4 | 706539 | 0 | 30 |  | 29424.682 | -4438175.344 |  |  |  | 50098639.7811
2021-07-01 | 2021 | 7 | 61736270.9277 | 0 | 267.67 | 0 | 234.5 | 777225 | 0 | 31 |  | 0 | 2659697.8529 |  |  |  | 64395968.7807
2021-08-01 | 2021 | 8 | 64473872.4124 | 0 | 246.315 | 0 | 299.2 | 777225 | 0 | 31 |  | 0 | -4240522.1873 |  |  |  | 60233350.225
2021-09-01 | 2021 | 9 | 49910611.897 | 2.27 | 146.8 | 0.7 | 131.2 | 777225 | 1 | 30 |  | 21486.8608 | 1250867.8476 |  |  |  | 51182966.6054
2021-10-01 | 2021 | 10 | 41149312.3816 | 83.8 | 36.86 | 47.8 | 66.1 | 795879 | 1 | 31 |  | 492692.3493 | -2344575.3759 |  |  |  | 39297429.3549
2021-11-01 | 2021 | 11 | 40886298.8662 | 240.7 | 3.41 | 243 | 0 | 795879 | 1 | 30 |  | -31477.5668 | 273426.8821 |  |  |  | 41128248.1815
2021-12-01 | 2021 | 12 | 46938659.3508 | 386.62 | 0 | 340.5 | 0 | 795879 | 0 | 31 |  | 631193.643 | 0 |  |  |  | 47569852.9938
2022-01-01 | 2022 | 1 | 50264546.6528 | 508.54 | 0 | 624.2 | 0 | 808584 | 0 | 31 |  | -1582911.031 | 0 |  |  |  | 48681635.6218
2022-02-01 | 2022 | 2 | 43857792.1818 | 451.11 | 0 | 464.7 | 0 | 808584 | 0 | 28 |  | -185991.3618 | 0 |  |  |  | 43671800.8199
2022-03-01 | 2022 | 3 | 43860485.7108 | 374.74 | 0 | 371.7 | 0 | 808584 | 1 | 31 |  | 41605.1317 | 0 |  |  |  | 43902090.8425
2022-04-01 | 2022 | 4 | 39331597.2398 | 221.13 | 2.63 | 233.6 | 0 | 802518 | 1 | 30 |  | -170663.1554 | 210883.4897 |  |  |  | 39371817.574
2022-05-01 | 2022 | 5 | 43290007.7687 | 74.8 | 50.49 | 68.4 | 60.3 | 802518 | 1 | 31 |  | 87589.751 | -786603.435 |  |  |  | 42590994.0848
2022-06-01 | 2022 | 6 | 52900848.2977 | 2.15 | 154.05 | 0 | 154.5 | 802518 | 0 | 30 |  | 29424.682 | -36082.7264 |  |  |  | 52894190.2533
2022-07-01 | 2022 | 7 | 63898027.8267 | 0 | 267.67 | 0 | 260.7 | 819564 | 0 | 31 |  | 0 | 558881.3396 |  |  |  | 64456909.1663
2022-08-01 | 2022 | 8 | 62500468.3557 | 0 | 246.315 | 0 | 256.5 | 819564 | 0 | 31 |  | 0 | -816672.3736 |  |  |  | 61683795.9821
2022-09-01 | 2022 | 9 | 48263159.8847 | 2.27 | 146.8 | 8.2 | 136.2 | 819564 | 1 | 30 |  | -81157.3786 | 849948.6657 |  |  |  | 49031951.1717
2022-10-01 | 2022 | 10 | 39368582.4137 | 83.8 | 36.86 | 120 | 12.3 | 838397 | 1 | 31 |  | -495429.529 | 1969315.0217 |  |  |  | 40842467.9063
2022-11-01 | 2022 | 11 | 40432823.9426 | 240.7 | 3.41 | 226.9 | 9.6 | 838397 | 1 | 30 |  | 188865.4006 | -496337.9472 |  |  |  | 40125351.396
2022-12-01 | 2022 | 12 | 46713356.4716 | 386.62 | 0 | 398.5 | 0 | 838397 | 0 | 31 |  | -162588.4753 | 0 |  |  |  | 46550767.9964
2023-01-01 | 2023 | 1 | 46583116.5192 | 508.54 | 0 | 415.6 | 0 | 845218 | 0 | 31 |  | 1271967.415 | 0 |  |  |  | 47855083.9342
2023-02-01 | 2023 | 2 | 40876786.0468 | 451.11 | 0 | 379.9 | 0 | 845218 | 0 | 28 |  | 974572.8386 | 0 |  |  |  | 41851358.8854
2023-03-01 | 2023 | 3 | 42680536.5744 | 374.74 | 0 | 372.4 | 0 | 845218 | 1 | 31 |  | 32025.0027 | 0 |  |  |  | 42712561.5771
2023-04-01 | 2023 | 4 | 38703114.102 | 221.13 | 2.63 | 178.9 | 16.1 | 851621 | 1 | 30 |  | 577955.4975 | -1080076.2761 |  |  |  | 38200993.3233
2023-05-01 | 2023 | 5 | 41884572.6295 | 74.8 | 50.49 | 73.9 | 46 | 851621 | 1 | 31 |  | 12317.3087 | 360025.4254 |  |  |  | 42256915.3637
2023-06-01 | 2023 | 6 | 49966785.1571 | 2.15 | 154.05 | 0 | 154 | 851621 | 0 | 30 |  | 29424.682 | 4009.1918 |  |  |  | 50000219.0309
2023-07-01 | 2023 | 7 | 60709456.6847 | 0 | 267.67 | 0 | 269.5 | 852979 | 0 | 31 |  | 0 | -146736.4206 |  |  |  | 60562720.2641
2023-08-01 | 2023 | 8 | 56519900.2123 | 0 | 246.315 | 0 | 193.8 | 852979 | 0 | 31 |  | 0 | 4210854.1678 |  |  |  | 60730754.3802
2023-09-01 | 2023 | 9 | 46714488.7399 | 2.27 | 146.8 | 0 | 140.6 | 852979 | 1 | 30 |  | 31066.9898 | 497139.7856 |  |  |  | 47242695.5153
2023-10-01 | 2023 | 10 | 40824035.2675 | 83.8 | 36.86 | 77.6 | 55.4 | 852029 | 1 | 31 |  | 84852.5713 | -1486608.3266 |  |  |  | 39422279.5122
2023-11-01 | 2023 | 11 | 40771078.7951 | 240.7 | 3.41 | 254.1 | 0 | 852029 | 1 | 30 |  | -183391.0411 | 273426.8821 |  |  |  | 40861114.6361
2023-12-01 | 2023 | 12 | 46228650.3227 | 386.62 | 0 | 319.2 | 0 | 852029 | 0 | 31 |  | 922703.283 | 0 |  |  |  | 47151353.6057
2024-01-01 | 2024 | 1 | 47520942.1661 | 508.54 | 0 | 462.4 | 0 | 860658 | 0 | 31 |  | 631467.361 | 0 |  |  |  | 48152409.5271
2024-02-01 | 2024 | 2 | 42009232.7348 | 451.11 | 0 | 373.1 | 0 | 860658 | 0 | 29 |  | 1067636.9491 | 0 |  |  |  | 43076869.6839
2024-03-01 | 2024 | 3 | 42133800.2735 | 374.74 | 0 | 305.5 | 0 | 860658 | 1 | 31 |  | 947611.6184 | 0 |  |  |  | 43081411.8919
2024-04-01 | 2024 | 4 | 38836355.5022 | 221.13 | 2.63 | 175.8 | 1.1 | 865503 | 1 | 30 |  | 620381.7831 | 122681.2697 |  |  |  | 39579418.555
2024-05-01 | 2024 | 5 | 43725998.0209 | 74.8 | 50.49 | 30 | 59 | 865503 | 1 | 31 |  | 613128.2569 | -682364.4476 |  |  |  | 43656761.8301
2024-06-01 | 2024 | 6 | 54316624.3596 | 2.15 | 154.05 | 0 | 164.4 | 865503 | 0 | 30 |  | 29424.682 | -829902.7066 |  |  |  | 53516146.335
2024-07-01 | 2024 | 7 | 64592396.8683 | 0 | 267.67 | 0 | 261.8 | 867701 | 0 | 31 |  | 0 | 470679.1196 |  |  |  | 65063075.9879
2024-08-01 | 2024 | 8 | 60459871.107 | 0 | 246.315 | 0 | 240.3 | 867701 | 0 | 31 |  | 0 | 482305.7759 |  |  |  | 60942176.8828
2024-09-01 | 2024 | 9 | 48481511.2157 | 2.27 | 146.8 | 0.4 | 148.2 | 867701 | 1 | 30 |  | 25592.6304 | -112257.3709 |  |  |  | 48394846.4751
2024-10-01 | 2024 | 10 | 41352177.6044 | 83.8 | 36.86 | 55.2 | 47.4 | 869576 | 1 | 31 |  | 391416.6997 | -845137.6355 |  |  |  | 40898456.6685
2024-11-01 | 2024 | 11 | 40782399.3331 | 240.7 | 3.41 | 194.2 | 9.9 | 869576 | 1 | 30 |  | 636394.2845 | -520393.0981 |  |  |  | 40898400.5194
2024-12-01 | 2024 | 12 | 48660834.7018 | 386.62 | 0 | 400.8 | 0 | 869576 | 0 | 31 |  | -194066.042 | 0 |  |  |  | 48466768.6597
2025-01-01 | 2025 | 1 |  | 508.54 | 0 |  |  | 881397.216 | 0 | 31 | -23284736.6478 | 6959826.8693 | 0 | 16860297.9324 | 0 | 48424797.0518 | 48960185.2057
2025-02-01 | 2025 | 2 |  | 451.11 | 0 |  |  | 881397.216 | 0 | 28 | -23284736.6478 | 6173845.7132 | 0 | 16860297.9324 | 0 | 43738526.3694 | 43487933.3672
2025-03-01 | 2025 | 3 |  | 374.74 | 0 |  |  | 881397.216 | 1 | 31 | -23284736.6478 | 5128653.6378 | 0 | 16860297.9324 | -2837598.3252 | 48424797.0518 | 44291413.6491
2025-04-01 | 2025 | 4 |  | 221.13 | 2.63 |  |  | 884152.08 | 1 | 30 | -23284736.6478 | 3026362.7553 | 210883.4897 | 16912995.884 | -2837598.3252 | 46862706.8243 | 40890613.9803
2025-05-01 | 2025 | 5 |  | 74.8 | 50.49 |  |  | 884152.08 | 1 | 31 | -23284736.6478 | 1023705.2146 | 4048481.8992 | 16912995.884 | -2837598.3252 | 48424797.0518 | 44287645.0765
2025-06-01 | 2025 | 6 |  | 2.15 | 154.05 |  |  | 884152.08 | 0 | 30 | -23284736.6478 | 29424.682 | 12352319.9954 | 16912995.884 | 0 | 46862706.8243 | 52872710.7379
2025-07-01 | 2025 | 7 |  | 0 | 267.67 |  |  | 884887.92 | 0 | 31 | -23284736.6478 | 0 | 21462807.4856 | 16927071.8096 | 0 | 48424797.0518 | 63529939.6992
2025-08-01 | 2025 | 8 |  | 0 | 246.315 |  |  | 884887.92 | 0 | 31 | -23284736.6478 | 0 | 19750481.6596 | 16927071.8096 | 0 | 48424797.0518 | 61817613.8732
2025-09-01 | 2025 | 9 |  | 2.27 | 146.8 |  |  | 884887.92 | 1 | 30 | -23284736.6478 | 31066.9898 | 11770987.1815 | 16927071.8096 | -2837598.3252 | 46862706.8243 | 49469497.8323
2025-10-01 | 2025 | 10 |  | 83.8 | 36.86 |  |  | 889096.242 | 1 | 31 | -23284736.6478 | 1146878.3019 | 2955576.2092 | 17007573.0436 | -2837598.3252 | 48424797.0518 | 43412489.6335
2025-11-01 | 2025 | 11 |  | 240.7 | 3.41 |  |  | 889096.242 | 1 | 30 | -23284736.6478 | 3294195.7908 | 273426.8821 | 17007573.0436 | -2837598.3252 | 46862706.8243 | 41315567.5677
2025-12-01 | 2025 | 12 |  | 386.62 | 0 |  |  | 889096.242 | 0 | 31 | -23284736.6478 | 5291242.1131 | 0 | 17007573.0436 | 0 | 48424797.0518 | 47438875.5607
2026-01-01 | 2026 | 1 |  | 508.54 | 0 |  |  | 888448.3937 | 0 | 31 | -23284736.6478 | 6959826.8693 | 0 | 16995180.3159 | 0 | 48424797.0518 | 49095067.5892
2026-02-01 | 2026 | 2 |  | 451.11 | 0 |  |  | 888448.3937 | 0 | 28 | -23284736.6478 | 6173845.7132 | 0 | 16995180.3159 | 0 | 43738526.3694 | 43622815.7507
2026-03-01 | 2026 | 3 |  | 374.74 | 0 |  |  | 888448.3937 | 1 | 31 | -23284736.6478 | 5128653.6378 | 0 | 16995180.3159 | -2837598.3252 | 48424797.0518 | 44426296.0325
2026-04-01 | 2026 | 4 |  | 221.13 | 2.63 |  |  | 891225.2966 | 1 | 30 | -23284736.6478 | 3026362.7553 | 210883.4897 | 17048299.8511 | -2837598.3252 | 46862706.8243 | 41025917.9474
2026-05-01 | 2026 | 5 |  | 74.8 | 50.49 |  |  | 891225.2966 | 1 | 31 | -23284736.6478 | 1023705.2146 | 4048481.8992 | 17048299.8511 | -2837598.3252 | 48424797.0518 | 44422949.0436
2026-06-01 | 2026 | 6 |  | 2.15 | 154.05 |  |  | 891225.2966 | 0 | 30 | -23284736.6478 | 29424.682 | 12352319.9954 | 17048299.8511 | 0 | 46862706.8243 | 53008014.7049
2026-07-01 | 2026 | 7 |  | 0 | 267.67 |  |  | 891967.0234 | 0 | 31 | -23284736.6478 | 0 | 21462807.4856 | 17062488.3841 | 0 | 48424797.0518 | 63665356.2737
2026-08-01 | 2026 | 8 |  | 0 | 246.315 |  |  | 891967.0234 | 0 | 31 | -23284736.6478 | 0 | 19750481.6596 | 17062488.3841 | 0 | 48424797.0518 | 61953030.4476
2026-09-01 | 2026 | 9 |  | 2.27 | 146.8 |  |  | 891967.0234 | 1 | 30 | -23284736.6478 | 31066.9898 | 11770987.1815 | 17062488.3841 | -2837598.3252 | 46862706.8243 | 49604914.4067
2026-10-01 | 2026 | 10 |  | 83.8 | 36.86 |  |  | 896209.012 | 1 | 31 | -23284736.6478 | 1146878.3019 | 2955576.2092 | 17143633.6279 | -2837598.3252 | 48424797.0518 | 43548550.2178
2026-11-01 | 2026 | 11 |  | 240.7 | 3.41 |  |  | 896209.012 | 1 | 30 | -23284736.6478 | 3294195.7908 | 273426.8821 | 17143633.6279 | -2837598.3252 | 46862706.8243 | 41451628.1521
2026-12-01 | 2026 | 12 |  | 386.62 | 0 |  |  | 896209.012 | 0 | 31 | -23284736.6478 | 5291242.1131 | 0 | 17143633.6279 | 0 | 48424797.0518 | 47574936.145

## GS<50 Normalized Monthly WN
Date | Year | Month | GS_lt_50_NoCDM | HDD14Norm | CDD14Norm | HDD14 | CDD14 | OEA_GDPChange | GS_lt_50_Customers | Shoulder | Month Days | const | HDD14Norm | CDD14Norm | OEA_GDPChange | GS_lt_50_Customers | Shoulder | Month Days | Normalized
2015-01-01 | 2015 | 1 | 15817525.2155 | 508.54 | 0 | 615.6 | 0 | 1611 | 5230 | 0 | 31 |  | -504451.7049 | 0 |  |  |  |  | 15313073.5106
2015-02-01 | 2015 | 2 | 14777649.2442 | 451.11 | 0 | 703.9 | 0 | 1611 | 5234 | 0 | 28 |  | -1191111.0263 | 0 |  |  |  |  | 13586538.218
2015-03-01 | 2015 | 3 | 15200272.2729 | 374.74 | 0 | 470 | 0 | 1611 | 5236 | 1 | 31 |  | -448851.7598 | 0 |  |  |  |  | 14751420.5131
2015-04-01 | 2015 | 4 | 13384863.3017 | 221.13 | 2.63 | 203.5 | 1.6 | 5139 | 5236 | 1 | 30 |  | 83070.0874 | 11900.937 |  |  |  |  | 13479834.3261
2015-05-01 | 2015 | 5 | 13530179.3304 | 74.8 | 50.49 | 44.2 | 60.8 | 5139 | 5250 | 1 | 31 |  | 144182.9084 | -119124.9134 |  |  |  |  | 13555237.3253
2015-06-01 | 2015 | 6 | 13858885.3591 | 2.15 | 154.05 | 11.4 | 98 | 5139 | 5241 | 0 | 30 |  | -43584.7027 | 647618.9523 |  |  |  |  | 14462919.6087
2015-07-01 | 2015 | 7 | 15331961.3879 | 0 | 267.67 | 0 | 244.9 | 6615 | 5240 | 0 | 31 |  | 0 | 263091.5886 |  |  |  |  | 15595052.9765
2015-08-01 | 2015 | 8 | 15575294.4166 | 0 | 246.315 | 0 | 210.7 | 6615 | 5244 | 0 | 31 |  | 0 | 411506.6724 |  |  |  |  | 15986801.089
2015-09-01 | 2015 | 9 | 14205506.4453 | 2.27 | 146.8 | 0.1 | 181 | 6615 | 5237 | 1 | 30 |  | 10224.7357 | -395157.3268 |  |  |  |  | 13820573.8542
2015-10-01 | 2015 | 10 | 13170519.4741 | 83.8 | 36.86 | 89.2 | 14.4 | 7443 | 5242 | 1 | 31 |  | -25444.0427 | 259509.7532 |  |  |  |  | 13404585.1846
2015-11-01 | 2015 | 11 | 13225827.5028 | 240.7 | 3.41 | 185.1 | 4 | 7443 | 5234 | 1 | 30 |  | 261979.4021 | -6817.0416 |  |  |  |  | 13480989.8633
2015-12-01 | 2015 | 12 | 14139805.5315 | 386.62 | 0 | 270.5 | 0 | 7443 | 5238 | 0 | 31 |  | 547141.1542 | 0 |  |  |  |  | 14686946.6857
2016-01-01 | 2016 | 1 | 15123271.8896 | 508.54 | 0 | 501 | 0 | 5503 | 5246 | 0 | 31 |  | 35527.4225 | 0 |  |  |  |  | 15158799.3122
2016-02-01 | 2016 | 2 | 14350816.4251 | 451.11 | 0 | 428.3 | 0 | 5503 | 5267 | 0 | 29 |  | 107477.5209 | 0 |  |  |  |  | 14458293.946
2016-03-01 | 2016 | 3 | 14493124.9606 | 374.74 | 0 | 327.2 | 0 | 5503 | 5268 | 1 | 31 |  | 224001.8125 | 0 |  |  |  |  | 14717126.7731
2016-04-01 | 2016 | 4 | 13407795.4961 | 221.13 | 2.63 | 273.8 | 2.8 | -2655 | 5267 | 1 | 30 |  | -248173.653 | -1964.2323 |  |  |  |  | 13157657.6107
2016-05-01 | 2016 | 5 | 13731027.0316 | 74.8 | 50.49 | 74.6 | 70.6 | -2655 | 5294 | 1 | 31 |  | 942.372 | -232357.1299 |  |  |  |  | 13499612.2736
2016-06-01 | 2016 | 6 | 14550745.5671 | 2.15 | 154.05 | 2 | 163.6 | -2655 | 5264 | 0 | 30 |  | 706.779 | -110343.6395 |  |  |  |  | 14441108.7065
2016-07-01 | 2016 | 7 | 16348284.1025 | 0 | 267.67 | 0 | 276.5 | 5974 | 5262 | 0 | 31 |  | 0 | -102024.5379 |  |  |  |  | 16246259.5647
2016-08-01 | 2016 | 8 | 16739654.638 | 0 | 246.315 | 0 | 301.8 | 5974 | 5260 | 0 | 31 |  | 0 | -641090.7684 |  |  |  |  | 16098563.8696
2016-09-01 | 2016 | 9 | 14440145.1735 | 2.27 | 146.8 | 0.1 | 181 | 5974 | 5273 | 1 | 30 |  | 10224.7357 | -395157.3268 |  |  |  |  | 14055212.5824
2016-10-01 | 2016 | 10 | 13350527.709 | 83.8 | 36.86 | 77.2 | 52.7 | -1226 | 5278 | 1 | 31 |  | 31098.2744 | -183020.2356 |  |  |  |  | 13198605.7478
2016-11-01 | 2016 | 11 | 13437723.2445 | 240.7 | 3.41 | 174.8 | 1.9 | -1226 | 5298 | 1 | 30 |  | 310511.5575 | 17447.0048 |  |  |  |  | 13765681.8068
2016-12-01 | 2016 | 12 | 14912204.78 | 386.62 | 0 | 435 | 0 | -1226 | 5297 | 0 | 31 |  | -227959.7747 | 0 |  |  |  |  | 14684245.0053
2017-01-01 | 2017 | 1 | 15552205.7789 | 508.54 | 0 | 444.6 | 0 | 11322 | 5303 | 0 | 31 |  | 301276.3124 | 0 |  |  |  |  | 15853482.0913
2017-02-01 | 2017 | 2 | 13871440.3714 | 451.11 | 0 | 359.2 | 0 | 11322 | 5341 | 0 | 28 |  | 433067.0296 | 0 |  |  |  |  | 14304507.4011
2017-03-01 | 2017 | 3 | 14837407.964 | 374.74 | 0 | 417.2 | 0 | 11322 | 5342 | 1 | 31 |  | -200065.565 | 0 |  |  |  |  | 14637342.399
2017-04-01 | 2017 | 4 | 13390657.5565 | 221.13 | 2.63 | 156.8 | 4.7 | 7942 | 5344 | 1 | 30 |  | 303113.9377 | -23917.4171 |  |  |  |  | 13669854.0771
2017-05-01 | 2017 | 5 | 13605380.149 | 74.8 | 50.49 | 98.6 | 29.9 | 7942 | 5341 | 1 | 31 |  | -112142.2621 | 237903.1976 |  |  |  |  | 13731141.0846
2017-06-01 | 2017 | 6 | 14207511.7416 | 2.15 | 154.05 | 0 | 159.1 | 7942 | 5339 | 0 | 30 |  | 10130.4985 | -58349.2544 |  |  |  |  | 14159292.9856
2017-07-01 | 2017 | 7 | 15533752.3341 | 0 | 267.67 | 0 | 237.5 | 416 | 5337 | 0 | 31 |  | 0 | 348593.4664 |  |  |  |  | 15882345.8005
2017-08-01 | 2017 | 8 | 15160539.9267 | 0 | 246.315 | 0 | 202.2 | 416 | 5344 | 0 | 31 |  | 0 | 509718.2887 |  |  |  |  | 15670258.2153
2017-09-01 | 2017 | 9 | 14204164.5192 | 2.27 | 146.8 | 4.1 | 142.4 | 416 | 5350 | 1 | 30 |  | -8622.7033 | 50838.9543 |  |  |  |  | 14246380.7702
2017-10-01 | 2017 | 10 | 13926867.1118 | 83.8 | 36.86 | 47.5 | 67.9 | 6393 | 5350 | 1 | 31 |  | 171040.5089 | -358645.7142 |  |  |  |  | 13739261.9065
2017-11-01 | 2017 | 11 | 13988763.7043 | 240.7 | 3.41 | 267.9 | 0 | 6393 | 5353 | 1 | 30 |  | -128162.5852 | 39400.1896 |  |  |  |  | 13900001.3087
2017-12-01 | 2017 | 12 | 15562822.2968 | 386.62 | 0 | 525.2 | 0 | 6393 | 5356 | 0 | 31 |  | -652969.5242 | 0 |  |  |  |  | 14909852.7727
2018-01-01 | 2018 | 1 | 16341548.7679 | 508.54 | 0 | 556.3 | 0 | 8006 | 5365 | 0 | 31 |  | -225038.4217 | 0 |  |  |  |  | 16116510.3462
2018-02-01 | 2018 | 2 | 14352800.5985 | 451.11 | 0 | 400.1 | 0 | 8006 | 5367 | 0 | 28 |  | 240351.9659 | 0 |  |  |  |  | 14593152.5644
2018-03-01 | 2018 | 3 | 15228033.4292 | 374.74 | 0 | 409.9 | 0 | 8006 | 5382 | 1 | 31 |  | -165668.9888 | 0 |  |  |  |  | 15062364.4404
2018-04-01 | 2018 | 4 | 14186658.2599 | 221.13 | 2.63 | 299.3 | 0 | 5437 | 5377 | 1 | 30 |  | -368326.0767 | 30387.8295 |  |  |  |  | 13848720.0127
2018-05-01 | 2018 | 5 | 14557839.0905 | 74.8 | 50.49 | 50.5 | 75 | 5437 | 5371 | 1 | 31 |  | 114498.1919 | -283196.0842 |  |  |  |  | 14389141.1983
2018-06-01 | 2018 | 6 | 15372235.9212 | 2.15 | 154.05 | 0.6 | 151.5 | 5437 | 5437 | 0 | 30 |  | 7303.3826 | 29463.4849 |  |  |  |  | 15409002.7887
2018-07-01 | 2018 | 7 | 17119387.7519 | 0 | 267.67 | 0 | 288.2 | 9244 | 5443 | 0 | 31 |  | 0 | -237209.9392 |  |  |  |  | 16882177.8127
2018-08-01 | 2018 | 8 | 16940976.5826 | 0 | 246.315 | 0 | 287.8 | 9244 | 5466 | 0 | 31 |  | 0 | -479330.4592 |  |  |  |  | 16461646.1234
2018-09-01 | 2018 | 9 | 15120534.4132 | 2.27 | 146.8 | 2 | 165.4 | 9244 | 5466 | 1 | 30 |  | 1272.2021 | -214910.1251 |  |  |  |  | 14906896.4902
2018-10-01 | 2018 | 10 | 14207629.2439 | 83.8 | 36.86 | 132.7 | 28.7 | 5492 | 5469 | 1 | 31 |  | -230409.9418 | 94283.1517 |  |  |  |  | 14071502.4538
2018-11-01 | 2018 | 11 | 14691641.0746 | 240.7 | 3.41 | 332.4 | 0 | 5492 | 5496 | 1 | 30 |  | -432077.5391 | 39400.1896 |  |  |  |  | 14298963.7251
2018-12-01 | 2018 | 12 | 15557414.9052 | 386.62 | 0 | 392 | 0 | 5492 | 5494 | 0 | 31 |  | -25349.8055 | 0 |  |  |  |  | 15532065.0998
2019-01-01 | 2019 | 1 | 16535161.595 | 508.54 | 0 | 576 | 0 | 1092 | 5499 | 0 | 31 |  | -317862.0587 | 0 |  |  |  |  | 16217299.5362
2019-02-01 | 2019 | 2 | 15287128.8961 | 451.11 | 0 | 459.7 | 0 | 1092 | 5507 | 0 | 28 |  | -40474.8753 | 0 |  |  |  |  | 15246654.0208
2019-03-01 | 2019 | 3 | 16050310.1972 | 374.74 | 0 | 432.5 | 0 | 1092 | 5500 | 1 | 31 |  | -272157.0192 | 0 |  |  |  |  | 15778153.178
2019-04-01 | 2019 | 4 | 14274222.4983 | 221.13 | 2.63 | 231.9 | 0 | 5906 | 5496 | 1 | 30 |  | -50746.7295 | 30387.8295 |  |  |  |  | 14253863.5983
2019-05-01 | 2019 | 5 | 14029473.7994 | 74.8 | 50.49 | 105.8 | 14.6 | 5906 | 5489 | 1 | 31 |  | -146067.6523 | 414684.107 |  |  |  |  | 14298090.2542
2019-06-01 | 2019 | 6 | 14575779.1006 | 2.15 | 154.05 | 4.4 | 103.6 | 5906 | 5489 | 0 | 30 |  | -10601.6844 | 582914.8286 |  |  |  |  | 15148092.2447
2019-07-01 | 2019 | 7 | 17103909.4017 | 0 | 267.67 | 0 | 276.6 | 3717 | 5495 | 0 | 31 |  | 0 | -103179.9687 |  |  |  |  | 17000729.433
2019-08-01 | 2019 | 8 | 16383214.7028 | 0 | 246.315 | 0 | 225.3 | 3717 | 5492 | 0 | 31 |  | 0 | 242813.7785 |  |  |  |  | 16626028.4813
2019-09-01 | 2019 | 9 | 14536936.0039 | 2.27 | 146.8 | 0.3 | 133.9 | 3717 | 5496 | 1 | 30 |  | 9282.3637 | 149050.5706 |  |  |  |  | 14695268.9383
2019-10-01 | 2019 | 10 | 13867496.305 | 83.8 | 36.86 | 74.1 | 16 | 1050 | 5495 | 1 | 31 |  | 45705.0396 | 241022.8607 |  |  |  |  | 14154224.2054
2019-11-01 | 2019 | 11 | 14353293.6062 | 240.7 | 3.41 | 344 | 0 | 1050 | 5456 | 1 | 30 |  | -486735.1122 | 39400.1896 |  |  |  |  | 13905958.6836
2019-12-01 | 2019 | 12 | 15207078.9073 | 386.62 | 0 | 396.4 | 0 | 1050 | 5460 | 0 | 31 |  | -46081.9884 | 0 |  |  |  |  | 15160996.9189
2020-01-01 | 2020 | 1 | 15460614.9324 | 508.54 | 0 | 427.8 | 0 | -11271 | 5491 | 0 | 31 |  | 380435.5562 | 0 |  |  |  |  | 15841050.4886
2020-02-01 | 2020 | 2 | 14562080.2899 | 451.11 | 0 | 445.2 | 0 | -11271 | 5489 | 0 | 29 |  | 27847.0911 | 0 |  |  |  |  | 14589927.381
2020-03-01 | 2020 | 3 | 13828647.6474 | 374.74 | 0 | 316 | 0 | -11271 | 5500 | 1 | 31 |  | 276774.6417 | 0 |  |  |  |  | 14105422.2891
2020-04-01 | 2020 | 4 | 11361907.0049 | 221.13 | 2.63 | 241 | 0 | -93587 | 5502 | 1 | 30 |  | -93624.6532 | 30387.8295 |  |  |  |  | 11298670.1812
2020-05-01 | 2020 | 5 | 11649396.3624 | 74.8 | 50.49 | 122.6 | 35.1 | -93587 | 5501 | 1 | 31 |  | -225226.8961 | 177820.7971 |  |  |  |  | 11601990.2634
2020-06-01 | 2020 | 6 | 13516522.7199 | 2.15 | 154.05 | 3.1 | 182.4 | -93587 | 5504 | 0 | 30 |  | -4476.2668 | -327564.6262 |  |  |  |  | 13184481.827
2020-07-01 | 2020 | 7 | 15828746.0774 | 0 | 267.67 | 0 | 326.5 | 70686 | 5501 | 0 | 31 |  | 0 | -679739.928 |  |  |  |  | 15149006.1494
2020-08-01 | 2020 | 8 | 15475786.4349 | 0 | 246.315 | 0 | 245.55 | 70686 | 5502 | 0 | 31 |  | 0 | 8839.0455 |  |  |  |  | 15484625.4804
2020-09-01 | 2020 | 9 | 13348828.7924 | 2.27 | 146.8 | 6.8 | 108.1 | 70686 | 5550 | 1 | 30 |  | -21344.7247 | 447151.7119 |  |  |  |  | 13774635.7797
2020-10-01 | 2020 | 10 | 12958296.1499 | 83.8 | 36.86 | 116.7 | 7.7 | 18654 | 5531 | 1 | 31 |  | -155020.1858 | 336923.6155 |  |  |  |  | 13140199.5796
2020-11-01 | 2020 | 11 | 13270098.5074 | 240.7 | 3.41 | 184.6 | 8.7 | 18654 | 5535 | 1 | 30 |  | 264335.332 | -61122.2883 |  |  |  |  | 13473311.5511
2020-12-01 | 2020 | 12 | 14143324.8649 | 386.62 | 0 | 388.1 | 0 | 18654 | 5560 | 0 | 31 |  | -6973.5524 | 0 |  |  |  |  | 14136351.3125
2021-01-01 | 2021 | 1 | 14381534.3917 | 508.54 | 0 | 461.9 | 0 | 12705 | 5573 | 0 | 31 |  | 219761.1387 | 0 |  |  |  |  | 14601295.5304
2021-02-01 | 2021 | 2 | 13667119.5907 | 451.11 | 0 | 497 | 0 | 12705 | 5585 | 0 | 28 |  | -216227.2439 | 0 |  |  |  |  | 13450892.3468
2021-03-01 | 2021 | 3 | 14309991.7898 | 374.74 | 0 | 325 | 0 | 12705 | 5589 | 1 | 31 |  | 234367.904 | 0 |  |  |  |  | 14544359.6938
2021-04-01 | 2021 | 4 | 12572792.9889 | 221.13 | 2.63 | 216.7 | 0 | -6066 | 5595 | 1 | 30 |  | 20873.5387 | 30387.8295 |  |  |  |  | 12624054.3571
2021-05-01 | 2021 | 5 | 13147250.1879 | 74.8 | 50.49 | 79.4 | 53.6 | -6066 | 5611 | 1 | 31 |  | -21674.5549 | -35933.8973 |  |  |  |  | 13089641.7358
2021-06-01 | 2021 | 6 | 13511808.387 | 2.15 | 154.05 | 0 | 209.4 | -6066 | 5608 | 0 | 30 |  | 10130.4985 | -639530.9368 |  |  |  |  | 12882407.9486
2021-07-01 | 2021 | 7 | 15349955.5861 | 0 | 267.67 | 0 | 234.5 | 17046 | 5611 | 0 | 31 |  | 0 | 383256.3898 |  |  |  |  | 15733211.9758
2021-08-01 | 2021 | 8 | 16375542.7851 | 0 | 246.315 | 0 | 299.2 | 17046 | 5615 | 0 | 31 |  | 0 | -611049.5681 |  |  |  |  | 15764493.217
2021-09-01 | 2021 | 9 | 14161395.9842 | 2.27 | 146.8 | 0.7 | 131.2 | 17046 | 5618 | 1 | 30 |  | 7397.6198 | 180247.2017 |  |  |  |  | 14349040.8057
2021-10-01 | 2021 | 10 | 13417367.1832 | 83.8 | 36.86 | 47.8 | 66.1 | 18833 | 5614 | 1 | 31 |  | 169626.951 | -337847.9601 |  |  |  |  | 13249146.1741
2021-11-01 | 2021 | 11 | 13769731.3823 | 240.7 | 3.41 | 243 | 0 | 18833 | 5619 | 1 | 30 |  | -10837.2774 | 39400.1896 |  |  |  |  | 13798294.2945
2021-12-01 | 2021 | 12 | 14754878.5814 | 386.62 | 0 | 340.5 | 0 | 18833 | 5623 | 0 | 31 |  | 217310.9717 | 0 |  |  |  |  | 14972189.5531
2022-01-01 | 2022 | 1 | 15788558.3865 | 508.54 | 0 | 624.2 | 0 | 6821 | 5641 | 0 | 31 |  | -544973.6987 | 0 |  |  |  |  | 15243584.6878
2022-02-01 | 2022 | 2 | 14751049.0398 | 451.11 | 0 | 464.7 | 0 | 6821 | 5639 | 0 | 28 |  | -64034.174 | 0 |  |  |  |  | 14687014.8658
2022-03-01 | 2022 | 3 | 15389914.6931 | 374.74 | 0 | 371.7 | 0 | 6821 | 5650 | 1 | 31 |  | 14324.0536 | 0 |  |  |  |  | 15404238.7468
2022-04-01 | 2022 | 4 | 13876561.3465 | 221.13 | 2.63 | 233.6 | 0 | 6403 | 5658 | 1 | 30 |  | -58756.8911 | 30387.8295 |  |  |  |  | 13848192.2849
2022-05-01 | 2022 | 5 | 14211702.9998 | 74.8 | 50.49 | 68.4 | 60.3 | 6403 | 5669 | 1 | 31 |  | 30155.9024 | -113347.7595 |  |  |  |  | 14128511.1427
2022-06-01 | 2022 | 6 | 15055174.6531 | 2.15 | 154.05 | 0 | 154.5 | 6403 | 5662 | 0 | 30 |  | 10130.4985 | -5199.4385 |  |  |  |  | 15060105.7131
2022-07-01 | 2022 | 7 | 16754433.3065 | 0 | 267.67 | 0 | 260.7 | 1358 | 5658 | 0 | 31 |  | 0 | 80533.5254 |  |  |  |  | 16834966.8318
2022-08-01 | 2022 | 8 | 16753992.9598 | 0 | 246.315 | 0 | 256.5 | 1358 | 5681 | 0 | 31 |  | 0 | -117680.625 |  |  |  |  | 16636312.3348
2022-09-01 | 2022 | 9 | 14523776.6131 | 2.27 | 146.8 | 8.2 | 136.2 | 1358 | 5679 | 1 | 30 |  | -27941.3283 | 122475.6627 |  |  |  |  | 14618310.9475
2022-10-01 | 2022 | 10 | 13812237.2665 | 83.8 | 36.86 | 120 | 12.3 | -950 | 5668 | 1 | 31 |  | -170569.323 | 283773.7996 |  |  |  |  | 13925441.7431
2022-11-01 | 2022 | 11 | 14497454.9198 | 240.7 | 3.41 | 226.9 | 9.6 | -950 | 5677 | 1 | 30 |  | 65023.6646 | -71521.1653 |  |  |  |  | 14490957.419
2022-12-01 | 2022 | 12 | 15707320.5731 | 386.62 | 0 | 398.5 | 0 | -950 | 5690 | 0 | 31 |  | -55976.8938 | 0 |  |  |  |  | 15651343.6793
2023-01-01 | 2023 | 1 | 16124970.6597 | 508.54 | 0 | 415.6 | 0 | 8629 | 5697 | 0 | 31 |  | 437920.2452 | 0 |  |  |  |  | 16562890.9049
2023-02-01 | 2023 | 2 | 14767925.6837 | 451.11 | 0 | 379.9 | 0 | 8629 | 5697 | 0 | 28 |  | 335531.5328 | 0 |  |  |  |  | 15103457.2165
2023-03-01 | 2023 | 3 | 15713742.7077 | 374.74 | 0 | 372.4 | 0 | 8629 | 5697 | 1 | 31 |  | 11025.7518 | 0 |  |  |  |  | 15724768.4595
2023-04-01 | 2023 | 4 | 14335711.7317 | 221.13 | 2.63 | 178.9 | 16.1 | 4845 | 5695 | 1 | 30 |  | 198981.8373 | -155636.5261 |  |  |  |  | 14379057.0429
2023-05-01 | 2023 | 5 | 14570433.7557 | 74.8 | 50.49 | 73.9 | 46 | 4845 | 5695 | 1 | 31 |  | 4240.6738 | 51878.842 |  |  |  |  | 14626553.2715
2023-06-01 | 2023 | 6 | 15207184.7797 | 2.15 | 154.05 | 0 | 154 | 4845 | 5713 | 0 | 30 |  | 10130.4985 | 577.7154 |  |  |  |  | 15217892.9935
2023-07-01 | 2023 | 7 | 17067649.8037 | 0 | 267.67 | 0 | 269.5 | 2198 | 5701 | 0 | 31 |  | 0 | -21144.3833 |  |  |  |  | 17046505.4204
2023-08-01 | 2023 | 8 | 16466173.8277 | 0 | 246.315 | 0 | 193.8 | 2198 | 5705 | 0 | 31 |  | 0 | 606774.4742 |  |  |  |  | 17072948.3019
2023-09-01 | 2023 | 9 | 14997289.8517 | 2.27 | 146.8 | 0 | 140.6 | 2198 | 5691 | 1 | 30 |  | 10695.9216 | 71636.7084 |  |  |  |  | 15079622.4817
2023-10-01 | 2023 | 10 | 14525201.8757 | 83.8 | 36.86 | 77.6 | 55.4 | 1875 | 5705 | 1 | 31 |  | 29213.5305 | -214216.8666 |  |  |  |  | 14340198.5395
2023-11-01 | 2023 | 11 | 14789580.8997 | 240.7 | 3.41 | 254.1 | 0 | 1875 | 5706 | 1 | 30 |  | -63138.9207 | 39400.1896 |  |  |  |  | 14765842.1686
2023-12-01 | 2023 | 12 | 15248929.9236 | 386.62 | 0 | 319.2 | 0 | 1875 | 5684 | 0 | 31 |  | 317673.5844 | 0 |  |  |  |  | 15566603.508
2024-01-01 | 2024 | 1 | 15984916.1622 | 508.54 | 0 | 462.4 | 0 | 4826 | 5693 | 0 | 31 |  | 217405.2089 | 0 |  |  |  |  | 16202321.371
2024-02-01 | 2024 | 2 | 14775433.7582 | 451.11 | 0 | 373.1 | 0 | 4826 | 5693 | 0 | 29 |  | 367572.1791 | 0 |  |  |  |  | 15143005.9373
2024-03-01 | 2024 | 3 | 15102644.7943 | 374.74 | 0 | 305.5 | 0 | 4826 | 5700 | 1 | 31 |  | 326249.1691 | 0 |  |  |  |  | 15428893.9634
2024-04-01 | 2024 | 4 | 14096177.4904 | 221.13 | 2.63 | 175.8 | 1.1 | 2733 | 5698 | 1 | 30 |  | 213588.6025 | 17678.0909 |  |  |  |  | 14327444.1838
2024-05-01 | 2024 | 5 | 14561726.3364 | 74.8 | 50.49 | 30 | 59 | 2733 | 5710 | 1 | 31 |  | 211091.3168 | -98327.1594 |  |  |  |  | 14674490.4938
2024-06-01 | 2024 | 6 | 15556106.2325 | 2.15 | 154.05 | 0 | 164.4 | 2733 | 5709 | 0 | 30 |  | 10130.4985 | -119587.0857 |  |  |  |  | 15446649.6452
2024-07-01 | 2024 | 7 | 17398173.5686 | 0 | 267.67 | 0 | 261.8 | 730 | 5715 | 0 | 31 |  | 0 | 67823.7868 |  |  |  |  | 17465997.3553
2024-08-01 | 2024 | 8 | 16751789.4046 | 0 | 246.315 | 0 | 240.3 | 730 | 5712 | 0 | 31 |  | 0 | 69499.1614 |  |  |  |  | 16821288.566
2024-09-01 | 2024 | 9 | 15120870.8007 | 2.27 | 146.8 | 0.4 | 148.2 | 730 | 5736 | 1 | 30 |  | 8811.1777 | -16176.0309 |  |  |  |  | 15113505.9475
2024-10-01 | 2024 | 10 | 14429502.9367 | 83.8 | 36.86 | 55.2 | 47.4 | 4174.9227 | 5733 | 1 | 31 |  | 134759.1889 | -121782.4042 |  |  |  |  | 14442479.7214
2024-11-01 | 2024 | 11 | 14351434.5028 | 240.7 | 3.41 | 194.2 | 9.9 | 4174.9227 | 5717 | 1 | 30 |  | 219101.4784 | -74987.4576 |  |  |  |  | 14495548.5236
2024-12-01 | 2024 | 12 | 16012677.6589 | 386.62 | 0 | 400.8 | 0 | 4174.9227 | 5733 | 0 | 31 |  | -66814.1713 | 0 |  |  |  |  | 15945863.4876
2025-01-01 | 2025 | 1 |  | 508.54 | 0 |  |  | -642.7067 | 5742.2489 | 0 | 31 | -8314018.5106 | 2396169.1574 | 0 | -4415.5754 | 10659076.3589 | 0 | 11369665.7958 | 16106477.226
2025-02-01 | 2025 | 2 |  | 451.11 | 0 |  |  | -642.7067 | 5746.8555 | 0 | 31 | -8314018.5106 | 2125567.0519 | 0 | -4415.5754 | 10667627.4751 | 0 | 11369665.7958 | 15844426.2368
2025-03-01 | 2025 | 3 |  | 374.74 | 0 |  |  | -642.7067 | 5751.4659 | 1 | 30 | -8314018.5106 | 1765722.3228 | 0 | -4415.5754 | 10676185.4514 | -202362.3318 | 11002902.383 | 14924013.7394
2025-04-01 | 2025 | 4 |  | 221.13 | 2.63 |  |  | 2754.864 | 5756.0799 | 1 | 31 | -8314018.5106 | 1041933.5466 | 30387.8295 | 18926.6896 | 10684750.2932 | -202362.3318 | 11369665.7958 | 14629283.3123
2025-05-01 | 2025 | 5 |  | 74.8 | 50.49 |  |  | 2754.864 | 5760.6976 | 1 | 30 | -8314018.5106 | 352447.1093 | 583377.0009 | 18926.6896 | 10693322.006 | -202362.3318 | 11002902.383 | 14134594.3465
2025-06-01 | 2025 | 6 |  | 2.15 | 154.05 |  |  | 2754.864 | 5765.3191 | 0 | 31 | -8314018.5106 | 10130.4985 | 1779941.1169 | 18926.6896 | 10701900.5954 | 0 | 11369665.7958 | 15566546.1855
2025-07-01 | 2025 | 7 |  | 0 | 267.67 |  |  | 735.84 | 5769.9443 | 0 | 31 | -8314018.5106 | 0 | 3092741.5693 | 5055.4275 | 10710486.0669 | 0 | 11369665.7958 | 16863930.3489
2025-08-01 | 2025 | 8 |  | 0 | 246.315 |  |  | 735.84 | 5774.5731 | 0 | 28 | -8314018.5106 | 0 | 2845999.3262 | 5055.4275 | 10719078.426 | 0 | 10269375.5575 | 15525490.2265
2025-09-01 | 2025 | 9 |  | 2.27 | 146.8 |  |  | 735.84 | 5779.2057 | 1 | 31 | -8314018.5106 | 10695.9216 | 1696172.3853 | 5055.4275 | 10727677.6782 | -202362.3318 | 11369665.7958 | 15292886.366
2025-10-01 | 2025 | 10 |  | 83.8 | 36.86 |  |  | 4208.322 | 5783.842 | 1 | 30 | -8314018.5106 | 394853.8471 | 425891.7856 | 28912.3547 | 10736283.829 | -202362.3318 | 11002902.383 | 14072463.357
2025-11-01 | 2025 | 11 |  | 240.7 | 3.41 |  |  | 4208.322 | 5788.482 | 1 | 31 | -8314018.5106 | 1134144.6419 | 39400.1896 | 28912.3547 | 10744896.884 | -202362.3318 | 11369665.7958 | 14800639.0236
2025-12-01 | 2025 | 12 |  | 386.62 | 0 |  |  | 4208.322 | 5793.1258 | 0 | 30 | -8314018.5106 | 1821699.2166 | 0 | 28912.3547 | 10753516.8487 | 0 | 11002902.383 | 15293012.2925
2026-01-01 | 2026 | 1 |  | 508.54 | 0 |  |  | -647.8483 | 5797.7732 | 0 | 31 | -8314018.5106 | 2396169.1574 | 0 | -4450.9 | 10762143.7287 | 0 | 11369665.7958 | 16209509.2713
2026-02-01 | 2026 | 2 |  | 451.11 | 0 |  |  | -647.8483 | 5802.4244 | 0 | 31 | -8314018.5106 | 2125567.0519 | 0 | -4450.9 | 10770777.5295 | 0 | 11369665.7958 | 15947540.9667
2026-03-01 | 2026 | 3 |  | 374.74 | 0 |  |  | -647.8483 | 5807.0793 | 1 | 30 | -8314018.5106 | 1765722.3228 | 0 | -4450.9 | 10779418.2567 | -202362.3318 | 11002902.383 | 15027211.2202
2026-04-01 | 2026 | 4 |  | 221.13 | 2.63 |  |  | 2776.9029 | 5811.738 | 1 | 31 | -8314018.5106 | 1041933.5466 | 30387.8295 | 19078.1031 | 10788065.9158 | -202362.3318 | 11369665.7958 | 14732750.3484
2026-05-01 | 2026 | 5 |  | 74.8 | 50.49 |  |  | 2776.9029 | 5816.4004 | 1 | 30 | -8314018.5106 | 352447.1093 | 583377.0009 | 19078.1031 | 10796720.5124 | -202362.3318 | 11002902.383 | 14238144.2664
2026-06-01 | 2026 | 6 |  | 2.15 | 154.05 |  |  | 2776.9029 | 5821.0665 | 0 | 31 | -8314018.5106 | 10130.4985 | 1779941.1169 | 19078.1031 | 10805382.052 | 0 | 11369665.7958 | 15670179.0556
2026-07-01 | 2026 | 7 |  | 0 | 267.67 |  |  | 741.7267 | 5825.7364 | 0 | 31 | -8314018.5106 | 0 | 3092741.5693 | 5095.8709 | 10814050.5402 | 0 | 11369665.7958 | 16967535.2656
2026-08-01 | 2026 | 8 |  | 0 | 246.315 |  |  | 741.7267 | 5830.41 | 0 | 28 | -8314018.5106 | 0 | 2845999.3262 | 5095.8709 | 10822725.9827 | 0 | 10269375.5575 | 15629178.2266
2026-09-01 | 2026 | 9 |  | 2.27 | 146.8 |  |  | 741.7267 | 5835.0874 | 1 | 31 | -8314018.5106 | 10695.9216 | 1696172.3853 | 5095.8709 | 10831408.3848 | -202362.3318 | 11369665.7958 | 15396657.5161
2026-10-01 | 2026 | 10 |  | 83.8 | 36.86 |  |  | 4241.9886 | 5839.7686 | 1 | 30 | -8314018.5106 | 394853.8471 | 425891.7856 | 29143.6536 | 10840097.7524 | -202362.3318 | 11002902.383 | 14176508.5792
2026-11-01 | 2026 | 11 |  | 240.7 | 3.41 |  |  | 4241.9886 | 5844.4534 | 1 | 31 | -8314018.5106 | 1134144.6419 | 39400.1896 | 29143.6536 | 10848794.0909 | -202362.3318 | 11369665.7958 | 14904767.5293
2026-12-01 | 2026 | 12 |  | 386.62 | 0 |  |  | 4241.9886 | 5849.1421 | 0 | 30 | -8314018.5106 | 1821699.2166 | 0 | 29143.6536 | 10857497.4059 | 0 | 11002902.383 | 15397224.1485

## GS>50 Normalized Monthly WN
Date | Year | Month | GS_gt_50_NoCDM | HDD10Norm | CDD14Norm | HDD10 | CDD14 | Trend | Dec | Month Days | Tor_FTEAdjChange | const | HDD10Norm | CDD14Norm | Trend | Dec | Month Days | Tor_FTEAdjChange | Normalized
2015-01-01 | 2015 | 1 | 79694681.6945 | 384.56 | 0 | 491.6 | 0 | 1 | 0 | 31 | -34.2 |  | -1951953.5527 | 0 |  |  |  |  | 77742728.1419
2015-02-01 | 2015 | 2 | 74376312.8538 | 338.02 | 0 | 591.9 | 0 | 2 | 0 | 28 | -26.7 |  | -4629689.5362 | 0 |  |  |  |  | 69746623.3176
2015-03-01 | 2015 | 3 | 77468239.0131 | 252.67 | 0 | 346 | 0 | 3 | 0 | 31 | -7.9 |  | -1701941.5646 | 0 |  |  |  |  | 75766297.4485
2015-04-01 | 2015 | 4 | 70027916.1723 | 112.07 | 2.63 | 102.5 | 1.6 | 4 | 0 | 30 | -3.6 |  | 174516.0267 | 48319.1941 |  |  |  |  | 70250751.3932
2015-05-01 | 2015 | 5 | 73743857.3316 | 19.18 | 50.49 | 4.6 | 60.8 | 5 | 0 | 31 | 22.5 |  | 265877.0814 | -483661.0597 |  |  |  |  | 73526073.3534
2015-06-01 | 2015 | 6 | 75664536.4909 | 0 | 154.05 | 0 | 98 | 6 | 0 | 30 | 46.3 |  | 0 | 2629408.5736 |  |  |  |  | 78293945.0644
2015-07-01 | 2015 | 7 | 82284876.6502 | 0 | 267.67 | 0 | 244.9 | 7 | 0 | 31 | 91.6 |  | 0 | 1068182.5731 |  |  |  |  | 83353059.2232
2015-08-01 | 2015 | 8 | 81168529.8094 | 0 | 246.315 | 0 | 210.7 | 8 | 0 | 31 | 119.7 |  | 0 | 1670765.1445 |  |  |  |  | 82839294.9539
2015-09-01 | 2015 | 9 | 78691834.9687 | 0 | 146.8 | 0 | 181 | 9 | 0 | 30 | 132.2 |  | 0 | -1604384.8923 |  |  |  |  | 77087450.0764
2015-10-01 | 2015 | 10 | 73009956.128 | 23.59 | 36.86 | 26.9 | 14.4 | 10 | 0 | 31 | 123.2 |  | -60360.2976 | 1053639.903 |  |  |  |  | 74003235.7333
2015-11-01 | 2015 | 11 | 71846695.2872 | 134.25 | 3.41 | 90.2 | 4 | 11 | 0 | 30 | 108 |  | 803284.3236 | -27677.985 |  |  |  |  | 72622301.6258
2015-12-01 | 2015 | 12 | 72643978.4465 | 262.99 | 0 | 148 | 0 | 12 | 1 | 31 | 108.3 |  | 2096927.6814 | 0 |  |  |  |  | 74740906.128
2016-01-01 | 2016 | 1 | 78763477.3896 | 384.56 | 0 | 377 | 0 | 13 | 0 | 31 | 113.8 |  | 137862.1904 | 0 |  |  |  |  | 78901339.5799
2016-02-01 | 2016 | 2 | 74636760.5654 | 338.02 | 0 | 312.5 | 0 | 14 | 0 | 29 | 103.3 |  | 465376.0712 | 0 |  |  |  |  | 75102136.6366
2016-03-01 | 2016 | 3 | 77047328.7413 | 252.67 | 0 | 208.5 | 0 | 15 | 0 | 31 | 74.1 |  | 805472.6123 | 0 |  |  |  |  | 77852801.3536
2016-04-01 | 2016 | 4 | 73374646.9172 | 112.07 | 2.63 | 162.7 | 2.8 | 16 | 0 | 30 | 60.9 |  | -923275.4893 | -7975.0126 |  |  |  |  | 72443396.4153
2016-05-01 | 2016 | 5 | 75400761.093 | 19.18 | 50.49 | 17.3 | 70.6 | 17 | 0 | 31 | 53.9 |  | 34283.1902 | -943397.0814 |  |  |  |  | 74491647.2018
2016-06-01 | 2016 | 6 | 78871885.2689 | 0 | 154.05 | 0 | 163.6 | 18 | 0 | 30 | 57.7 |  | 0 | -448008.062 |  |  |  |  | 78423877.2069
2016-07-01 | 2016 | 7 | 85038422.4448 | 0 | 267.67 | 0 | 276.5 | 19 | 0 | 31 | 31.9 |  | 0 | -414231.538 |  |  |  |  | 84624190.9068
2016-08-01 | 2016 | 8 | 88248238.6206 | 0 | 246.315 | 0 | 301.8 | 20 | 0 | 31 | 8.5 |  | 0 | -2602903.3845 |  |  |  |  | 85645335.2361
2016-09-01 | 2016 | 9 | 78975239.7965 | 0 | 146.8 | 0 | 181 | 21 | 0 | 30 | -12.1 |  | 0 | -1604384.8923 |  |  |  |  | 77370854.9042
2016-10-01 | 2016 | 10 | 74338761.9724 | 23.59 | 36.86 | 26.6 | 52.7 | 22 | 0 | 31 | -16.2 |  | -54889.5758 | -743083.5291 |  |  |  |  | 73540788.8675
2016-11-01 | 2016 | 11 | 72857624.1483 | 134.25 | 3.41 | 76 | 1.9 | 23 | 0 | 30 | -9 |  | 1062231.824 | 70836.8768 |  |  |  |  | 73990692.8491
2016-12-01 | 2016 | 12 | 75276873.3241 | 262.99 | 0 | 311 | 0 | 24 | 1 | 31 | -12.9 |  | -875497.8519 | 0 |  |  |  |  | 74401375.4723
2017-01-01 | 2017 | 1 | 77812185.5376 | 384.56 | 0 | 320.6 | 0 | 25 | 0 | 31 | -4.7 |  | 1166357.8964 | 0 |  |  |  |  | 78978543.434
2017-02-01 | 2017 | 2 | 69707884.4284 | 338.02 | 0 | 247.7 | 0 | 26 | 0 | 28 | 9.8 |  | 1647051.9888 | 0 |  |  |  |  | 71354936.4171
2017-03-01 | 2017 | 3 | 76997412.3191 | 252.67 | 0 | 293.4 | 0 | 27 | 0 | 31 | 37.1 |  | -742741.6685 | 0 |  |  |  |  | 76254670.6506
2017-04-01 | 2017 | 4 | 69695820.2099 | 112.07 | 2.63 | 65.8 | 4.7 | 28 | 0 | 30 | 52.8 |  | 843767.6652 | -97107.5066 |  |  |  |  | 70442480.3685
2017-05-01 | 2017 | 5 | 73710670.1007 | 19.18 | 50.49 | 25.7 | 29.9 | 29 | 0 | 31 | 62.6 |  | -118897.0213 | 965914.7641 |  |  |  |  | 74557687.8435
2017-06-01 | 2017 | 6 | 76943218.9914 | 0 | 154.05 | 0 | 159.1 | 30 | 0 | 30 | 56.3 |  | 0 | -236904.7867 |  |  |  |  | 76706314.2047
2017-07-01 | 2017 | 7 | 80788009.8822 | 0 | 267.67 | 0 | 237.5 | 31 | 0 | 31 | 58.8 |  | 0 | 1415330.1813 |  |  |  |  | 82203340.0636
2017-08-01 | 2017 | 8 | 80742066.773 | 0 | 246.315 | 0 | 202.2 | 32 | 0 | 31 | 61 |  | 0 | 2069515.7756 |  |  |  |  | 82811582.5486
2017-09-01 | 2017 | 9 | 76743976.6638 | 0 | 146.8 | 0 | 142.4 | 33 | 0 | 30 | 83.9 |  | 0 | 206412.0914 |  |  |  |  | 76950388.7552
2017-10-01 | 2017 | 10 | 74943627.5545 | 23.59 | 36.86 | 12.3 | 67.9 | 34 | 0 | 31 | 108.7 |  | 205881.4986 | -1456143.4812 |  |  |  |  | 73693365.5719
2017-11-01 | 2017 | 11 | 73430363.4453 | 134.25 | 3.41 | 151.8 | 0 | 35 | 0 | 30 | 125.5 |  | -320037.2277 | 159969.3708 |  |  |  |  | 73270295.5885
2017-12-01 | 2017 | 12 | 74717172.3361 | 262.99 | 0 | 401.2 | 0 | 36 | 1 | 31 | 143 |  | -2520361.5519 | 0 |  |  |  |  | 72196810.7842
2018-01-01 | 2018 | 1 | 79618055.1323 | 384.56 | 0 | 432.5 | 0 | 37 | 0 | 31 | 137.8 |  | -874221.3501 | 0 |  |  |  |  | 78743833.7822
2018-02-01 | 2018 | 2 | 70553686.8917 | 338.02 | 0 | 288.5 | 0 | 38 | 0 | 28 | 127.3 |  | 903033.8185 | 0 |  |  |  |  | 71456720.7102
2018-03-01 | 2018 | 3 | 76019363.6511 | 252.67 | 0 | 285.9 | 0 | 39 | 0 | 31 | 105.8 |  | -605973.6225 | 0 |  |  |  |  | 75413390.0286
2018-04-01 | 2018 | 4 | 72504561.4105 | 112.07 | 2.63 | 180.8 | 0 | 40 | 0 | 30 | 87.6 |  | -1253342.3736 | 123378.1365 |  |  |  |  | 71374597.1733
2018-05-01 | 2018 | 5 | 75108611.1699 | 19.18 | 50.49 | 6.9 | 75 | 41 | 0 | 31 | 69 |  | 223934.8807 | -1149809.1728 |  |  |  |  | 74182736.8777
2018-06-01 | 2018 | 6 | 76769190.9293 | 0 | 154.05 | 0 | 151.5 | 42 | 0 | 30 | 66.5 |  | 0 | 119625.1893 |  |  |  |  | 76888816.1186
2018-07-01 | 2018 | 7 | 82170576.6887 | 0 | 267.67 | 0 | 288.2 | 43 | 0 | 31 | 78.8 |  | 0 | -963100.0538 |  |  |  |  | 81207476.6349
2018-08-01 | 2018 | 8 | 82374458.4481 | 0 | 246.315 | 0 | 287.8 | 44 | 0 | 31 | 80.9 |  | 0 | -1946137.6391 |  |  |  |  | 80428320.8089
2018-09-01 | 2018 | 9 | 74890624.2075 | 0 | 146.8 | 0 | 165.4 | 45 | 0 | 30 | 60.3 |  | 0 | -872560.2046 |  |  |  |  | 74018064.0029
2018-10-01 | 2018 | 10 | 71126370.9669 | 23.59 | 36.86 | 50.2 | 28.7 | 46 | 0 | 31 | 40 |  | -485253.0272 | 382800.6059 |  |  |  |  | 71023918.5455
2018-11-01 | 2018 | 11 | 70890027.7263 | 134.25 | 3.41 | 214.1 | 0 | 47 | 0 | 30 | 36.1 |  | -1456123.7965 | 159969.3708 |  |  |  |  | 69593873.3006
2018-12-01 | 2018 | 12 | 70258464.4857 | 262.99 | 0 | 268 | 0 | 48 | 1 | 31 | 31.8 |  | -91361.0547 | 0 |  |  |  |  | 70167103.4309
2019-01-01 | 2019 | 1 | 77017720.9837 | 384.56 | 0 | 452 | 0 | 49 | 0 | 31 | 27.1 |  | -1229818.2697 | 0 |  |  |  |  | 75787902.7139
2019-02-01 | 2019 | 2 | 69584021.6736 | 338.02 | 0 | 347.7 | 0 | 50 | 0 | 28 | 40.7 |  | -176521.9581 | 0 |  |  |  |  | 69407499.7156
2019-03-01 | 2019 | 3 | 74426627.3636 | 252.67 | 0 | 308.5 | 0 | 51 | 0 | 31 | 62.7 |  | -1018101.3345 | 0 |  |  |  |  | 73408526.0291
2019-04-01 | 2019 | 4 | 68208973.0535 | 112.07 | 2.63 | 116.7 | 0 | 52 | 0 | 30 | 89.2 |  | -84431.4737 | 123378.1365 |  |  |  |  | 68247919.7162
2019-05-01 | 2019 | 5 | 69285910.7435 | 19.18 | 50.49 | 33.1 | 14.6 | 53 | 0 | 31 | 103.6 |  | -253841.4934 | 1683665.9002 |  |  |  |  | 70715735.1503
2019-06-01 | 2019 | 6 | 70340791.4334 | 0 | 154.05 | 0 | 103.6 | 54 | 0 | 30 | 108.1 |  | 0 | 2366702.2754 |  |  |  |  | 72707493.7088
2019-07-01 | 2019 | 7 | 81692876.1234 | 0 | 267.67 | 0 | 276.6 | 55 | 0 | 31 | 107.6 |  | 0 | -418922.7219 |  |  |  |  | 81273953.4015
2019-08-01 | 2019 | 8 | 78330561.8133 | 0 | 246.315 | 0 | 225.3 | 56 | 0 | 31 | 114.4 |  | 0 | 985852.2957 |  |  |  |  | 79316414.109
2019-09-01 | 2019 | 9 | 71728053.5033 | 0 | 146.8 | 0 | 133.9 | 57 | 0 | 30 | 140 |  | 0 | 605162.7225 |  |  |  |  | 72333216.2258
2019-10-01 | 2019 | 10 | 69595229.1933 | 23.59 | 36.86 | 10.4 | 16 | 58 | 0 | 31 | 137.3 |  | 240529.4036 | 978580.9606 |  |  |  |  | 70814339.5575
2019-11-01 | 2019 | 11 | 70061546.8832 | 134.25 | 3.41 | 224 | 0 | 59 | 0 | 30 | 130.9 |  | -1636657.6173 | 159969.3708 |  |  |  |  | 68584858.6368
2019-12-01 | 2019 | 12 | 70940575.5732 | 262.99 | 0 | 272.4 | 0 | 60 | 1 | 31 | 120.2 |  | -171598.3084 | 0 |  |  |  |  | 70768977.2648
2020-01-01 | 2020 | 1 | 76432025.258 | 384.56 | 0 | 303.8 | 0 | 61 | 0 | 31 | 141.6 |  | 1472718.3194 | 0 |  |  |  |  | 77904743.5774
2020-02-01 | 2020 | 2 | 71230216.1886 | 338.02 | 0 | 329.2 | 0 | 62 | 0 | 29 | 130.6 |  | 160839.2221 | 0 |  |  |  |  | 71391055.4107
2020-03-01 | 2020 | 3 | 71001661.1192 | 252.67 | 0 | 195.3 | 0 | 63 | 0 | 31 | 34.4 |  | 1046184.3733 | 0 |  |  |  |  | 72047845.4925
2020-04-01 | 2020 | 4 | 60883665.0498 | 112.07 | 2.63 | 121.2 | 0 | 64 | 0 | 30 | -184.1 |  | -166492.3013 | 123378.1365 |  |  |  |  | 60840550.8849
2020-05-01 | 2020 | 5 | 63891673.9804 | 19.18 | 50.49 | 48.4 | 35.1 | 65 | 0 | 31 | -407.6 |  | -532848.3073 | 721973.2016 |  |  |  |  | 64080798.8747
2020-06-01 | 2020 | 6 | 70683945.911 | 0 | 154.05 | 0 | 182.4 | 66 | 0 | 30 | -482.3 |  | 0 | -1329950.6344 |  |  |  |  | 69353995.2766
2020-07-01 | 2020 | 7 | 75739065.8416 | 0 | 267.67 | 0 | 326.5 | 67 | 0 | 31 | -432.8 |  | 0 | -2759823.4859 |  |  |  |  | 72979242.3558
2020-08-01 | 2020 | 8 | 75530851.7722 | 0 | 246.315 | 0 | 245.55 | 68 | 0 | 31 | -307.3 |  | 0 | 35887.5568 |  |  |  |  | 75566739.329
2020-09-01 | 2020 | 9 | 65350821.7028 | 0 | 146.8 | 0 | 108.1 | 69 | 0 | 30 | -220 |  | 0 | 1815488.1676 |  |  |  |  | 67166309.8705
2020-10-01 | 2020 | 10 | 63677703.6335 | 23.59 | 36.86 | 39.5 | 7.7 | 70 | 0 | 31 | -113.5 |  | -290130.6149 | 1367949.224 |  |  |  |  | 64755522.2425
2020-11-01 | 2020 | 11 | 63426058.5641 | 134.25 | 3.41 | 95.7 | 8.7 | 71 | 0 | 30 | -64.5 |  | 702987.7565 | -248163.6281 |  |  |  |  | 63880882.6925
2020-12-01 | 2020 | 12 | 66367198.4947 | 262.99 | 0 | 264.1 | 0 | 72 | 1 | 31 | -73.2 |  | -20241.6708 | 0 |  |  |  |  | 66346956.8239
2021-01-01 | 2021 | 1 | 66761890.6204 | 384.56 | 0 | 337.9 | 0 | 73 | 0 | 31 | -146.4 |  | 850879.6036 | 0 |  |  |  |  | 67612770.2239
2021-02-01 | 2021 | 2 | 63358967.9196 | 338.02 | 0 | 385 | 0 | 74 | 0 | 28 | -191.3 |  | -856715.0402 | 0 |  |  |  |  | 62502252.8794
2021-03-01 | 2021 | 3 | 67520952.2188 | 252.67 | 0 | 207.8 | 0 | 75 | 0 | 31 | -110.7 |  | 818237.6299 | 0 |  |  |  |  | 68339189.8487
2021-04-01 | 2021 | 4 | 60994721.518 | 112.07 | 2.63 | 100.4 | 0 | 76 | 0 | 30 | 97 |  | 212811.0796 | 123378.1365 |  |  |  |  | 61330910.734
2021-05-01 | 2021 | 5 | 64228014.8172 | 19.18 | 50.49 | 19.3 | 53.6 | 77 | 0 | 31 | 302.9 |  | -2188.2887 | -145895.8192 |  |  |  |  | 64079930.7093
2021-06-01 | 2021 | 6 | 73762071.1164 | 0 | 154.05 | 0 | 209.4 | 78 | 0 | 30 | 372.3 |  | 0 | -2596570.2863 |  |  |  |  | 71165500.8301
2021-07-01 | 2021 | 7 | 76779118.4156 | 0 | 267.67 | 0 | 234.5 | 79 | 0 | 31 | 350.3 |  | 0 | 1556065.6982 |  |  |  |  | 78335184.1138
2021-08-01 | 2021 | 8 | 82287571.7148 | 0 | 246.315 | 0 | 299.2 | 80 | 0 | 31 | 294.6 |  | 0 | -2480932.6033 |  |  |  |  | 79806639.1115
2021-09-01 | 2021 | 9 | 71607496.014 | 0 | 146.8 | 0 | 131.2 | 81 | 0 | 30 | 252.1 |  | 0 | 731824.6877 |  |  |  |  | 72339320.7017
2021-10-01 | 2021 | 10 | 69158586.3132 | 23.59 | 36.86 | 8.7 | 66.1 | 82 | 0 | 31 | 200.6 |  | 271530.1607 | -1371702.1711 |  |  |  |  | 68058414.3028
2021-11-01 | 2021 | 11 | 69469437.6124 | 134.25 | 3.41 | 132 | 0 | 83 | 0 | 30 | 183.2 |  | 41030.4138 | 159969.3708 |  |  |  |  | 69670437.3971
2021-12-01 | 2021 | 12 | 71198021.9116 | 262.99 | 0 | 217.9 | 0 | 84 | 1 | 31 | 221.2 |  | 822249.4926 | 0 |  |  |  |  | 72020271.4042
2022-01-01 | 2022 | 1 | 74478066.1882 | 384.56 | 0 | 500.2 | 0 | 85 | 0 | 31 | 252.2 |  | -2108780.9121 | 0 |  |  |  |  | 72369285.2761
2022-02-01 | 2022 | 2 | 67971284.9778 | 338.02 | 0 | 352.7 | 0 | 86 | 0 | 28 | 286.8 |  | -267700.6554 | 0 |  |  |  |  | 67703584.3224
2022-03-01 | 2022 | 3 | 72988414.7675 | 252.67 | 0 | 247.9 | 0 | 87 | 0 | 31 | 269.8 |  | 86984.4773 | 0 |  |  |  |  | 73075399.2447
2022-04-01 | 2022 | 4 | 66254711.5571 | 112.07 | 2.63 | 116.4 | 0 | 88 | 0 | 30 | 286.3 |  | -78960.7519 | 123378.1365 |  |  |  |  | 66299128.9417
2022-05-01 | 2022 | 5 | 70028259.3467 | 19.18 | 50.49 | 13.6 | 60.3 | 89 | 0 | 31 | 290 |  | 101755.4262 | -460205.1402 |  |  |  |  | 69669809.6328
2022-06-01 | 2022 | 6 | 73412523.1364 | 0 | 154.05 | 0 | 154.5 | 90 | 0 | 30 | 289 |  | 0 | -21110.3275 |  |  |  |  | 73391412.8088
2022-07-01 | 2022 | 7 | 77789632.926 | 0 | 267.67 | 0 | 260.7 | 91 | 0 | 31 | 250.9 |  | 0 | 326975.5175 |  |  |  |  | 78116608.4435
2022-08-01 | 2022 | 8 | 79678316.7156 | 0 | 246.315 | 0 | 256.5 | 92 | 0 | 31 | 177.3 |  | 0 | -477797.0798 |  |  |  |  | 79200519.6358
2022-09-01 | 2022 | 9 | 70692856.5052 | 0 | 146.8 | 0 | 136.2 | 93 | 0 | 30 | 103.1 |  | 0 | 497265.4929 |  |  |  |  | 71190121.9982
2022-10-01 | 2022 | 10 | 66086004.2949 | 23.59 | 36.86 | 34.6 | 12.3 | 94 | 0 | 31 | 45 |  | -200775.4915 | 1152154.7648 |  |  |  |  | 67037383.5681
2022-11-01 | 2022 | 11 | 67580147.0845 | 134.25 | 3.41 | 130.1 | 9.6 | 95 | 0 | 30 | 1 |  | 75678.3188 | -290384.2831 |  |  |  |  | 67365441.1202
2022-12-01 | 2022 | 12 | 69037463.8741 | 262.99 | 0 | 275.3 | 0 | 96 | 1 | 31 | -18.7 |  | -224481.9529 | 0 |  |  |  |  | 68812981.9213
2023-01-01 | 2023 | 1 | 71676689.9471 | 384.56 | 0 | 291.6 | 0 | 97 | 0 | 31 | 13.2 |  | 1695194.341 | 0 |  |  |  |  | 73371884.2881
2023-02-01 | 2023 | 2 | 65932492.2693 | 338.02 | 0 | 267.9 | 0 | 98 | 0 | 28 | 45.9 |  | 1278690.0515 | 0 |  |  |  |  | 67211182.3208
2023-03-01 | 2023 | 3 | 71645382.5914 | 252.67 | 0 | 248.4 | 0 | 99 | 0 | 31 | 92.3 |  | 77866.6075 | 0 |  |  |  |  | 71723249.1989
2023-04-01 | 2023 | 4 | 64673302.9135 | 112.07 | 2.63 | 83.5 | 16.1 | 100 | 0 | 30 | 85.6 |  | 520995.0766 | -631902.4708 |  |  |  |  | 64562395.5194
2023-05-01 | 2023 | 5 | 67530760.2357 | 19.18 | 50.49 | 21.1 | 46 | 101 | 0 | 31 | 99.5 |  | -35012.6198 | 210634.1569 |  |  |  |  | 67706381.7728
2023-06-01 | 2023 | 6 | 70478423.5578 | 0 | 154.05 | 0 | 154 | 102 | 0 | 30 | 109.9 |  | 0 | 2345.5919 |  |  |  |  | 70480769.1497
2023-07-01 | 2023 | 7 | 76112982.8799 | 0 | 267.67 | 0 | 269.5 | 103 | 0 | 31 | 116.4 |  | 0 | -85848.6653 |  |  |  |  | 76027134.2146
2023-08-01 | 2023 | 8 | 74128294.202 | 0 | 246.315 | 0 | 193.8 | 104 | 0 | 31 | 108 |  | 0 | 2463575.2228 |  |  |  |  | 76591869.4249
2023-09-01 | 2023 | 9 | 70137255.5242 | 0 | 146.8 | 0 | 140.6 | 105 | 0 | 30 | 114.5 |  | 0 | 290853.4015 |  |  |  |  | 70428108.9257
2023-10-01 | 2023 | 10 | 68045049.8463 | 23.59 | 36.86 | 18.1 | 55.4 | 106 | 0 | 31 | 118.1 |  | 100114.2097 | -869745.4943 |  |  |  |  | 67275418.5617
2023-11-01 | 2023 | 11 | 67535164.1684 | 134.25 | 3.41 | 137.9 | 0 | 107 | 0 | 30 | 128.6 |  | -66560.4491 | 159969.3708 |  |  |  |  | 67628573.0902
2023-12-01 | 2023 | 12 | 67172872.4906 | 262.99 | 0 | 195.2 | 0 | 108 | 1 | 31 | 108.4 |  | 1236200.7785 | 0 |  |  |  |  | 68409073.2691
2024-01-01 | 2024 | 1 | 73612400.2772 | 384.56 | 0 | 338.4 | 0 | 109 | 0 | 31 | 88.5 |  | 841761.7338 | 0 |  |  |  |  | 74454162.0111
2024-02-01 | 2024 | 2 | 67426409.723 | 338.02 | 0 | 257.1 | 0 | 110 | 0 | 29 | 61.4 |  | 1475636.0378 | 0 |  |  |  |  | 68902045.7607
2024-03-01 | 2024 | 3 | 69526387.4188 | 252.67 | 0 | 185 | 0 | 111 | 0 | 31 | 38.3 |  | 1234012.4898 | 0 |  |  |  |  | 70760399.9086
2024-04-01 | 2024 | 4 | 66433277.0946 | 112.07 | 2.63 | 70.7 | 1.1 | 112 | 0 | 30 | 33.2 |  | 754412.5418 | 71775.1136 |  |  |  |  | 67259464.75
2024-05-01 | 2024 | 5 | 69679780.2203 | 19.18 | 50.49 | 1.8 | 59 | 113 | 0 | 31 | 42.3 |  | 316937.152 | -399219.7495 |  |  |  |  | 69597497.6228
2024-06-01 | 2024 | 6 | 72525274.1061 | 0 | 154.05 | 0 | 164.4 | 114 | 0 | 30 | 42.1 |  | 0 | -485537.5332 |  |  |  |  | 72039736.5729
2024-07-01 | 2024 | 7 | 79765425.2319 | 0 | 267.67 | 0 | 261.8 | 115 | 0 | 31 | 44.4 |  | 0 | 275372.4947 |  |  |  |  | 80040797.7266
2024-08-01 | 2024 | 8 | 77761792.0177 | 0 | 246.315 | 0 | 240.3 | 116 | 0 | 31 | 51.2 |  | 0 | 282174.7113 |  |  |  |  | 78043966.729
2024-09-01 | 2024 | 9 | 71569012.5735 | 0 | 146.8 | 0 | 148.2 | 117 | 0 | 30 | 64.4 |  | 0 | -65676.5745 |  |  |  |  | 71503335.9989
2024-10-01 | 2024 | 10 | 68521516.3092 | 23.59 | 36.86 | 8.6 | 47.4 | 118 | 0 | 31 | 75.8 |  | 273353.7346 | -494450.7826 |  |  |  |  | 68300419.2613
2024-11-01 | 2024 | 11 | 66855346.295 | 134.25 | 3.41 | 90.7 | 9.9 | 119 | 0 | 30 | 75.3 |  | 794166.4538 | -304457.8348 |  |  |  |  | 67345054.914
2024-12-01 | 2024 | 12 | 69388792.8208 | 262.99 | 0 | 276.8 | 0 | 120 | 1 | 31 | 94.7 |  | -251835.5621 | 0 |  |  |  |  | 69136957.2588
2025-01-01 | 2025 | 1 |  | 384.56 | 0 |  |  | 121 | 0 | 31 | 61.2367 | 12654537.4441 | 7012735.9698 | 0 | -8049249.0024 | 0 | 59070853.247 | 429072.9689 | 71117950.6275
2025-02-01 | 2025 | 2 |  | 338.02 | 0 |  |  | 122 | 0 | 28 | 61.2367 | 12654537.4441 | 6164044.655 | 0 | -8115771.7214 | 0 | 53354319.0618 | 429072.9689 | 64486202.4084
2025-03-01 | 2025 | 3 |  | 252.67 | 0 |  |  | 123 | 0 | 31 | 61.3833 | 12654537.4441 | 4607624.2914 | 0 | -8182294.4405 | 0 | 59070853.247 | 430100.6326 | 68580821.1747
2025-04-01 | 2025 | 4 |  | 112.07 | 2.63 |  |  | 124 | 0 | 30 | 61.6467 | 12654537.4441 | 2043679.3222 | 123378.1365 | -8248817.1595 | 0 | 57165341.852 | 431945.7562 | 64170065.3514
2025-05-01 | 2025 | 5 |  | 19.18 | 50.49 |  |  | 125 | 0 | 31 | 61.9983 | 12654537.4441 | 349761.483 | 2368578.749 | -8315339.8785 | 0 | 59070853.247 | 434409.8135 | 66562800.8581
2025-06-01 | 2025 | 6 |  | 0 | 154.05 |  |  | 126 | 0 | 30 | 62.205 | 12654537.4441 | 0 | 7226768.7914 | -8381862.5975 | 0 | 57165341.852 | 435857.8852 | 69100643.3751
2025-07-01 | 2025 | 7 |  | 0 | 267.67 |  |  | 127 | 0 | 31 | 62.3867 | 12654537.4441 | 0 | 12556891.9337 | -8448385.3166 | 0 | 59070853.247 | 437130.7869 | 76271028.0951
2025-08-01 | 2025 | 8 |  | 0 | 246.315 |  |  | 128 | 0 | 31 | 62.4283 | 12654537.4441 | 0 | 11555089.6128 | -8514908.0356 | 0 | 59070853.247 | 437422.7368 | 75202995.0051
2025-09-01 | 2025 | 9 |  | 0 | 146.8 |  |  | 129 | 0 | 30 | 62.57 | 12654537.4441 | 0 | 6886657.9589 | -8581430.7546 | 0 | 57165341.852 | 438415.3665 | 68563521.8669
2025-10-01 | 2025 | 10 |  | 23.59 | 36.86 |  |  | 130 | 0 | 31 | 62.7083 | 12654537.4441 | 430181.0941 | 1729170.384 | -8647953.4736 | 0 | 59070853.247 | 439384.6403 | 65676173.3358
2025-11-01 | 2025 | 11 |  | 134.25 | 3.41 |  |  | 131 | 0 | 30 | 62.76 | 12654537.4441 | 2448148.0236 | 159969.3708 | -8714476.1927 | 0 | 57165341.852 | 439746.6582 | 64153267.156
2025-12-01 | 2025 | 12 |  | 262.99 | 0 |  |  | 132 | 1 | 31 | 62.9267 | 12654537.4441 | 4795817.1227 | 0 | -8780998.9117 | -2455659.1491 | 59070853.247 | 440914.4579 | 65725464.211
2026-01-01 | 2026 | 1 |  | 384.56 | 0 |  |  | 133 | 0 | 31 | 41.0898 | 12654537.4441 | 7012735.9698 | 0 | -8847521.6307 | 0 | 59070853.247 | 287907.9621 | 70178512.9924
2026-02-01 | 2026 | 2 |  | 338.02 | 0 |  |  | 134 | 0 | 28 | 41.0898 | 12654537.4441 | 6164044.655 | 0 | -8914044.3498 | 0 | 53354319.0618 | 287907.9621 | 63546764.7733
2026-03-01 | 2026 | 3 |  | 252.67 | 0 |  |  | 135 | 0 | 31 | 41.1882 | 12654537.4441 | 4607624.2914 | 0 | -8980567.0688 | 0 | 59070853.247 | 288597.5245 | 67641045.4382
2026-04-01 | 2026 | 4 |  | 112.07 | 2.63 |  |  | 136 | 0 | 30 | 41.3649 | 12654537.4441 | 2043679.3222 | 123378.1365 | -9047089.7878 | 0 | 57165341.852 | 289835.6024 | 63229682.5693
2026-05-01 | 2026 | 5 |  | 19.18 | 50.49 |  |  | 137 | 0 | 31 | 41.6009 | 12654537.4441 | 349761.483 | 2368578.749 | -9113612.5068 | 0 | 59070853.247 | 291488.9849 | 65621607.4011
2026-06-01 | 2026 | 6 |  | 0 | 154.05 |  |  | 138 | 0 | 30 | 41.7396 | 12654537.4441 | 0 | 7226768.7914 | -9180135.2259 | 0 | 57165341.852 | 292460.641 | 68158973.5025
2026-07-01 | 2026 | 7 |  | 0 | 267.67 |  |  | 139 | 0 | 31 | 41.8615 | 12654537.4441 | 0 | 12556891.9337 | -9246657.9449 | 0 | 59070853.247 | 293314.758 | 75328939.4379
2026-08-01 | 2026 | 8 |  | 0 | 246.315 |  |  | 140 | 0 | 31 | 41.8894 | 12654537.4441 | 0 | 11555089.6128 | -9313180.6639 | 0 | 59070853.247 | 293510.6564 | 74260810.2964
2026-09-01 | 2026 | 9 |  | 0 | 146.8 |  |  | 141 | 0 | 30 | 41.9845 | 12654537.4441 | 0 | 6886657.9589 | -9379703.383 | 0 | 57165341.852 | 294176.7109 | 67621010.583
2026-10-01 | 2026 | 10 |  | 23.59 | 36.86 |  |  | 142 | 0 | 31 | 42.0773 | 12654537.4441 | 430181.0941 | 1729170.384 | -9446226.102 | 0 | 59070853.247 | 294827.0936 | 64733343.1608
2026-11-01 | 2026 | 11 |  | 134.25 | 3.41 |  |  | 143 | 0 | 30 | 42.112 | 12654537.4441 | 2448148.0236 | 159969.3708 | -9512748.821 | 0 | 57165341.852 | 295070.0077 | 63210317.8771
2026-12-01 | 2026 | 12 |  | 262.99 | 0 |  |  | 144 | 1 | 31 | 42.2238 | 12654537.4441 | 4795817.1227 | 0 | -9579271.54 | -2455659.1491 | 59070853.247 | 295853.6013 | 64782130.726

## Normalized Annual Summary
Residential kWh | [8 empty] | GS<50 kWh | [8 empty] | GS>50 kWh | [8 empty] | Street Light |  |  |  |  | USL
Year | Actual | Cumulative Persisting CDM | Actual No CDM | Normal Predicted No CDM | Cumulative Persisting CDM | Normalized | Additional Loads | Normalized with Additional Loads | Year | Actual | Cumulative Persisting CDM | Actual No CDM | Normal No CDM | Cumulative Persisting CDM | Normalized | Additional Loads | Normalized with Additional Loads | Year | Actual | Cumulative Persisting CDM | Actual No CDM | Normal Predicted No CDM | Cumulative Persisting CDM | Normalized | Additional / Lost Loads | Normalized with Additional Loads | Year | Actual | Lamps / Devices | Average per Device | Normal Forecast | Year | Actual | Devices | Average per Device | Normal Forecast
| A | B | C = A + B | D | E = B | F = D - E | G | H = F + G |  | A | B | C = A + B | D | E = B | F = D - E | G | H = F + G |  | A | B | C = A + B | D | E = B | F = D - E | G | H = F + G |  | A | B | C = A / B | D = B * C |  | A | B | C = A / B | D = B * C
2015 | 530999846 | 1891014.2572 | 532890860.2572 | 541351968.7797 | 1891014.2572 | 539460954.5225 |  | 539460954.5225 | 2015 | 170245509 | 1972780.4821 | 172218289.4821 | 171550276.6522 | 1972780.4821 | 169577496.1701 |  | 169577496.1701 | 2015 | 907051642 | 3569772.8463 | 910621414.8463 | 914940592.9251 | 3569772.8463 | 911370820.0788 |  | 911370820.0788 | 2015 | 9918681 | 15228.5833 | 651.32 | 9918681 | 2015 | 3110148 | 556.75 | 5586.2559 | 3110148
2016 | 545123880 | 7621480.6575 | 552745360.6575 | 547234567.0394 | 7621480.6575 | 539613086.3819 |  | 539613086.3819 | 2016 | 169905557 | 4979764.0176 | 174885321.0176 | 172409506.5413 | 4979764.0176 | 167429742.5236 |  | 167429742.5236 | 2016 | 920835908 | 11994112.2821 | 932830020.2821 | 905686799.7746 | 11994112.2821 | 893692687.4926 |  | 893692687.4926 | 2016 | 9945876 | 15252.6667 | 652.0746 | 9945876 | 2016 | 3115033 | 559.0833 | 5571.6792 | 3115033
2017 | 501428451 | 21666660.8867 | 523095111.8867 | 549429442.8133 | 21666660.8867 | 527762781.9266 |  | 527762781.9266 | 2017 | 166894185 | 6947328.4543 | 173841513.4543 | 173956836.0429 | 6947328.4543 | 167009507.5886 |  | 167009507.5886 | 2017 | 885596225 | 20636183.242 | 906232408.242 | 896590634.3631 | 20636183.242 | 875954451.1212 |  | 875954451.1212 | 2017 | 11286654.7 | 17184 | 656.8118 | 11286654.7 | 2017 | 3130244 | 561.9167 | 5570.6552 | 3130244
2018 | 536801589 | 29652646.3767 | 566454235.3767 | 554132551.1225 | 29652646.3767 | 524479904.7458 |  | 524479904.7458 | 2018 | 174257110 | 9419590.0386 | 183676700.0386 | 175917753.5702 | 9419590.0386 | 166498163.5316 |  | 166498163.5316 | 2018 | 874283086 | 28000905.7079 | 902283991.7079 | 887901926.8808 | 28000905.7079 | 859901021.1729 |  | 859901021.1729 | 2018 | 6528022.6 | 17184 | 379.8896 | 6528022.6 | 2018 | 3138478 | 563.3333 | 5571.2627 | 3138478
2019 | 512580883 | 31473060.8378 | 544053943.8378 | 559886648.1031 | 31473060.8378 | 528413587.2652 |  | 528413587.2652 | 2019 | 170703484 | 11500521.0134 | 182204005.0134 | 176954931.9201 | 11500521.0134 | 165454410.9067 |  | 165454410.9067 | 2019 | 837536595 | 33676293.3409 | 871212888.3409 | 880143722.206 | 33676293.3409 | 846467428.8651 |  | 846467428.8651 | 2019 | 5537652.9 | 17184 | 322.2563 | 5537652.9 | 2019 | 3144191 | 561.5 | 5599.6278 | 3144191
2020 | 555286631 | 31460656.6251 | 586747287.6251 | 565521563.3276 | 31460656.6251 | 534060906.7025 |  | 534060906.7025 | 2020 | 153322573 | 12081676.784 | 165404249.784 | 177301396.0776 | 12081676.784 | 165219719.2936 |  | 165219719.2936 | 2020 | 787632949 | 36581938.5159 | 824214887.5159 | 850324976.1901 | 36581938.5159 | 813743037.6742 |  | 813743037.6742 | 2020 | 5409836 | 17185.3333 | 314.7938 | 5409836 | 2020 | 3140725 | 576 | 5452.6476 | 3140725
2021 | 550878084 | 31501292.2251 | 582379376.2251 | 555389904.0651 | 31501292.2251 | 523888611.8399 |  | 523888611.8399 | 2021 | 156917865 | 12501503.8382 | 169419368.8382 | 180163402.4204 | 12501503.8382 | 167661898.5822 |  | 167661898.5822 | 2021 | 797368549 | 39758301.1918 | 837126850.1918 | 865497557.1993 | 39758301.1918 | 825739256.0075 |  | 825739256.0075 | 2021 | 5543828 | 17189 | 322.5218 | 5543828 | 2021 | 3135184 | 573.5833 | 5465.9608 | 3135184
2022 | 543063322 | 31618374.7465 | 574681696.7465 | 566252951.4365 | 31618374.7465 | 534634576.69 |  | 534634576.69 | 2022 | 167739015 | 13383161.7576 | 181122176.7576 | 180887834.6983 | 13383161.7576 | 167504672.9407 |  | 167504672.9407 | 2022 | 812199013 | 43798668.374 | 855997681.374 | 858769351.8674 | 43798668.374 | 814970683.4934 |  | 814970683.4934 | 2022 | 5550156 | 17201 | 322.6647 | 5550156 | 2022 | 3146746 | 573.5 | 5486.9154 | 3146746
2023 | 520495248 | 31967273.0512 | 552462521.0512 | 573873049.7078 | 31967273.0512 | 541905776.6566 |  | 541905776.6566 | 2023 | 169521838 | 14292957.5003 | 183814795.5003 | 181737015.5885 | 14292957.5003 | 167444058.0882 |  | 167444058.0882 | 2023 | 785675948 | 49392722.6261 | 835068670.6261 | 841536554.5983 | 49392722.6261 | 792143831.9722 |  | 792143831.9722 | 2023 | 5553781 | 17210 | 322.7066 | 5553781 | 2023 | 3168511 | 575.0833 | 5509.6554 | 3168511
2024 | 540051923.88 | 32820220.0073 | 572872143.8873 | 578969673.2573 | 32820220.0073 | 546149453.25 |  | 546149453.25 | 2024 | 168919666.52 | 15221787.1263 | 184141453.6463 | 182301582.0076 | 15221787.1263 | 167079794.8813 |  | 167079794.8813 | 2024 | 796891425.16 | 56173988.9281 | 853065414.0881 | 830858279.3635 | 56173988.9281 | 774684290.4354 |  | 774684290.4354 | 2024 | 5595608.92 | 17309.75 | 323.2634 | 5595608.92 | 2024 | 3283469.76 | 578.9167 | 5671.7485 | 3283469.76
2025 |  |  |  | 581774486.1833 | 32465886.416 | 549308599.7673 | 2151227.9755 | 551459827.7428 | 2025 |  |  |  | 183053762.6612 | 13843184.7912 | 169210577.87 | 554992.5555 | 169765570.4254 | 2025 |  |  |  | 819610933.4651 | 53816060.6083 | 765794872.8568 | -3496233.8833 | 762298638.9735 | 2025 |  | 17328.9494 | 323.2634 | 5601815.3767 | 2025 |  | 581.433 | 5671.7485 | 3297741.5382
2026 |  |  |  | 583399476.7113 | 32183999.3297 | 551215477.3817 | 5782995.2372 | 556998472.6189 | 2026 |  |  |  | 184297206.394 | 13253184.1175 | 171044022.2765 | 1504346.6142 | 172548368.8907 | 2026 |  |  |  | 808313138.758 | 53250266.0312 | 755062872.7268 | -4503942.4044 | 750558930.3224 | 2026 |  | 17348.1766 | 323.2634 | 5608030.8259 | 2026 |  | 583.9607 | 5671.7485 | 3312078.3012
Residential kWh | [8 empty] | GS<50 kWh | [8 empty] | GS>50 kWh
Year | Actual | Cumulative Persisting CDM | Actual No CDM | Normal Predicted No CDM | Cumulative Persisting CDM | Normalized | Additional Loads | Normalized with Additional Loads | Year | Actual | Cumulative Persisting CDM | Actual No CDM | Normal No CDM | Cumulative Persisting CDM | Normalized | Additional Loads | Normalized with Additional Loads | Year | Actual | Cumulative Persisting CDM | Actual No CDM | Normal Predicted No CDM | Cumulative Persisting CDM | Normalized | Additional / Lost Loads | Normalized with Additional Loads
| A | B | C = A + B | D | E = B | F = D - E | G | H = F + G |  | A | B | C = A + B | D | E = B | F = D - E | G | H = F + G |  | A | B | C = A + B | D | E = B | F = D - E | G | H = F + G
2015 | 530999846 | 1891014.2572 | 532890860.2572 | 536944748.9428 | 1891014.2572 | 535053734.6856 |  | 535053734.6856 | 2015 | 170245509 | 1972780.4821 | 172218289.4821 | 172123973.1553 | 1972780.4821 | 170151192.6732 |  | 170151192.6732 | 2015 | 907051642 | 3569772.8463 | 910621414.8463 | 909972666.4596 | 3569772.8463 | 906402893.6134 |  | 906402893.6134
2016 | 545123880 | 7621480.6575 | 552745360.6575 | 542014882.502 | 7621480.6575 | 534393401.8445 |  | 534393401.8445 | 2016 | 169905557 | 4979764.0176 | 174885321.0176 | 173481167.1987 | 4979764.0176 | 168501403.181 |  | 168501403.181 | 2016 | 920835908 | 11994112.2821 | 932830020.2821 | 926788436.63 | 11994112.2821 | 914794324.348 |  | 914794324.348
2017 | 501428451 | 21666660.8867 | 523095111.8867 | 528607836.7786 | 21666660.8867 | 506941175.8919 |  | 506941175.8919 | 2017 | 166894185 | 6947328.4543 | 173841513.4543 | 174703720.8126 | 6947328.4543 | 167756392.3583 |  | 167756392.3583 | 2017 | 885596225 | 20636183.242 | 906232408.242 | 909420416.2302 | 20636183.242 | 888784232.9882 |  | 888784232.9882
2018 | 536801589 | 29652646.3767 | 566454235.3767 | 556221053.3141 | 29652646.3767 | 526568406.9374 |  | 526568406.9374 | 2018 | 174257110 | 9419590.0386 | 183676700.0386 | 181572143.0557 | 9419590.0386 | 172152553.0171 |  | 172152553.0171 | 2018 | 874283086 | 28000905.7079 | 902283991.7079 | 894498851.4144 | 28000905.7079 | 866497945.7065 |  | 866497945.7065
2019 | 512580883 | 31473060.8378 | 544053943.8378 | 551315704.2999 | 31473060.8378 | 519842643.4621 |  | 519842643.4621 | 2019 | 170703484 | 11500521.0134 | 182204005.0134 | 182485359.4927 | 11500521.0134 | 170984838.4793 |  | 170984838.4793 | 2019 | 837536595 | 33676293.3409 | 871212888.3409 | 873366836.2293 | 33676293.3409 | 839690542.8884 |  | 839690542.8884
2020 | 555286631 | 31460656.6251 | 586747287.6251 | 587566143.8098 | 31460656.6251 | 556105487.1846 |  | 556105487.1846 | 2020 | 153322573 | 12081676.784 | 165404249.784 | 165779672.2832 | 12081676.784 | 153697995.4992 |  | 153697995.4992 | 2020 | 787632949 | 36581938.5159 | 824214887.5159 | 826314642.8309 | 36581938.5159 | 789732704.3151 |  | 789732704.3151
2021 | 550878084 | 31501292.2251 | 582379376.2251 | 577333602.0444 | 31501292.2251 | 545832309.8193 |  | 545832309.8193 | 2021 | 156917865 | 12501503.8382 | 169419368.8382 | 169059027.6327 | 12501503.8382 | 156557523.7945 |  | 156557523.7945 | 2021 | 797368549 | 39758301.1918 | 837126850.1918 | 835260822.2565 | 39758301.1918 | 795502521.0647 |  | 795502521.0647
2022 | 543063322 | 31618374.7465 | 574681696.7465 | 573803772.8151 | 31618374.7465 | 542185398.0686 |  | 542185398.0686 | 2022 | 167739015 | 13383161.7576 | 181122176.7576 | 180528980.3967 | 13383161.7576 | 167145818.6391 |  | 167145818.6391 | 2022 | 812199013 | 43798668.374 | 855997681.374 | 854231676.9137 | 43798668.374 | 810433008.5396 |  | 810433008.5396
2023 | 520495248 | 31967273.0512 | 552462521.0512 | 558848050.0281 | 31967273.0512 | 526880776.9768 |  | 526880776.9768 | 2023 | 169521838 | 14292957.5003 | 183814795.5003 | 185486340.309 | 14292957.5003 | 171193382.8087 |  | 171193382.8087 | 2023 | 785675948 | 49392722.6261 | 835068670.6261 | 841416039.7359 | 49392722.6261 | 792023317.1097 |  | 792023317.1097
2024 | 540051923.88 | 32820220.0073 | 572872143.8873 | 575726743.0165 | 32820220.0073 | 542906523.0092 |  | 542906523.0092 | 2024 | 168919666.52 | 15221787.1263 | 184141453.6463 | 185507489.196 | 15221787.1263 | 170285702.0698 |  | 170285702.0698 | 2024 | 796891425.16 | 56173988.9281 | 853065414.0881 | 857383838.5146 | 56173988.9281 | 801209849.5865 |  | 801209849.5865
2025 |  |  |  | 581774486.1833 | 32465886.416 | 549308599.7673 | 2151227.9755 | 551459827.7428 | 2025 |  |  |  | 183053762.6612 | 13843184.7912 | 169210577.87 | 554992.5555 | 169765570.4254 | 2025 |  |  |  | 819610933.4651 | 53816060.6083 | 765794872.8568 | -3496233.8833 | 762298638.9735
2026 |  |  |  | 583399476.7113 | 32183999.3297 | 551215477.3817 | 5782995.2372 | 556998472.6189 | 2026 |  |  |  | 184297206.394 | 13253184.1175 | 171044022.2765 | 1504346.6142 | 172548368.8907 | 2026 |  |  |  | 808313138.758 | 53250266.0312 | 755062872.7268 | -4503942.4044 | 750558930.3224

## Customer Count
| Residential |  | Percent of Prior Year | GS < 50 |  | Percent of Prior Year | GS > 50 |  | Percent of Prior Year | St. Lights |  | Percent of Prior Year | USL |  | Percent of Prior Year
| Year | Customers |  | Year | Customers |  | Year | Customers |  | Year | Devices |  | Year | Devices
| 2015 | 60123.25 |  | 2015 | 5238.5 |  | 2015 | 1027.6667 |  | 2015 | 15228.5833 |  | 2015 | 556.75
| 2016 | 60318.8333 | 100.3% | 2016 | 5272.8333 | 100.7% | 2016 | 1034.1667 | 100.6% | 2016 | 15252.6667 | 100.2% | 2016 | 559.0833 | 100.4%
| 2017 | 60502 | 100.3% | 2017 | 5341.6667 | 101.3% | 2017 | 1003.6667 | 97.05% | 2017 | 17184 | 112.7% | 2017 | 561.9167 | 100.5% | SL recount in 2017, growth excluded
| 2018 | 60920.0833 | 100.7% | 2018 | 5427.75 | 101.6% | 2018 | 985.8333 | 98.22% | 2018 | 17184 | 100% | 2018 | 563.3333 | 100.3%
| 2019 | 61427.6667 | 100.8% | 2019 | 5489.5 | 101.1% | 2019 | 984.8333 | 99.9% | 2019 | 17184 | 100% | 2019 | 561.5 | 99.67%
| 2020 | 61640 | 100.3% | 2020 | 5513.8333 | 100.4% | 2020 | 1001.5 | 101.7% | 2020 | 17185.3333 | 100% | 2020 | 576 | 102.6%
| 2021 | 61867.75 | 100.4% | 2021 | 5605.0833 | 101.7% | 2021 | 985.5833 | 98.41% | 2021 | 17189 | 100% | 2021 | 573.5833 | 99.58%
| 2022 | 62004.0833 | 100.2% | 2022 | 5664.3333 | 101.1% | 2022 | 967.0833 | 98.12% | 2022 | 17201 | 100.1% | 2022 | 573.5 | 99.99%
| 2023 | 62206.6667 | 100.3% | 2023 | 5698.8333 | 100.6% | 2023 | 943.5833 | 97.57% | 2023 | 17210 | 100.1% | 2023 | 575.0833 | 100.3%
| 2024 | 62563.5 | 100.6% | 2024 | 5712.4167 | 100.2% | 2024 | 965.3333 | 102.3% | 2024 | 17309.75 | 100.6% | 2024 | 578.9167 | 100.7%
| 2025 | 62840.6805 | 100.4% | 2025 | 5767.6526 | 101% | 2025 | 958.6451 | 99.31% | 2025 | 17328.9559 | 100.1% | 2025 | 581.4335 | 100.4%
| 2026 | 63119.0891 | 100.4% | 2026 | 5823.4226 | 101% | 2026 | 952.0032 | 99.31% | 2026 | 17348.1831 | 100.1% | 2026 | 583.9612 | 100.4%
| 2024 | 62563.5 | 100.6% | 2024 | 5712.4167 | 100.2% | 2024 | 965.3333 | 102.3% | 2024 | 17309.75 | 100.6% | 2024 | 578.9167 | 100.7%
| 2025 | 62840.6244 | 100.4% | 2025 | 5767.6533 | 101% | 2025 | 958.6496 | 99.31% | 2025 | 17328.9494 | 100.1% | 2025 | 581.433 | 100.4%
| 2026 | 63119.0327 | 100.4% | 2026 | 5823.4233 | 101% | 2026 | 952.0077 | 99.31% | 2026 | 17348.1766 | 100.1% | 2026 | 583.9607 | 100.4%
(Check) |  | Match |  |  | Match |  |  | Match |  |  | Match |  |  | Match
2024 | Jan | 62372 |  |  | 5693 |  |  | 969 |  |  | 17249 |  |  | 578
| Feb | 62384 | 100% |  | 5693 | 100% |  | 969 | 100% |  | 17249 | 100% |  | 579 | 100.2%
| Mar | 62449 | 100.1% |  | 5700 | 100.1% |  | 970 | 100.1% |  | 17249 | 100% |  | 579 | 100%
| Apr | 62563 | 100.2% |  | 5698 | 99.96% |  | 968 | 99.79% |  | 17330 | 100.5% |  | 579 | 100%
| May | 62610 | 100.1% |  | 5710 | 100.2% |  | 970 | 100.2% |  | 17330 | 100% |  | 579 | 100%
| Jun | 62506 | 99.83% |  | 5709 | 99.98% |  | 968 | 99.79% |  | 17330 | 100% |  | 579 | 100%
| Jul | 62650 | 100.2% |  | 5715 | 100.1% |  | 964 | 99.59% |  | 17330 | 100% |  | 579 | 100%
| Aug | 62612 | 99.94% |  | 5712 | 99.95% |  | 964 | 100% |  | 17330 | 100% |  | 579 | 100%
| Sep | 62663 | 100.1% |  | 5736 | 100.4% |  | 964 | 100% |  | 17330 | 100% |  | 579 | 100%
| Oct | 62674 | 100% |  | 5733 | 99.95% |  | 958 | 99.38% |  | 17330 | 100% |  | 579 | 100%
| Nov | 62628 | 99.93% |  | 5717 | 99.72% |  | 961 | 100.3% |  | 17330 | 100% |  | 579 | 100%
| Dec | 62651 | 100% |  | 5733 | 100.3% |  | 959 | 99.79% |  | 17330 | 100% |  | 579 | 100%
2025 | Jan | 62713.3806 | 100.1% |  | 5742.2489 | 100.2% |  | 961.7073 | 100.3% |  | 17320.1432 | 99.94% |  | 580.2776 | 100.2%
| Feb | 62736.4875 | 100% |  | 5746.8555 | 100.1% |  | 961.1503 | 99.94% |  | 17321.7438 | 100% |  | 580.4874 | 100%
| Mar | 62759.6028 | 100% |  | 5751.4659 | 100.1% |  | 960.5936 | 99.94% |  | 17323.3446 | 100% |  | 580.6973 | 100%
| Apr | 62782.7267 | 100% |  | 5756.0799 | 100.1% |  | 960.0372 | 99.94% |  | 17324.9455 | 100% |  | 580.9073 | 100%
| May | 62805.8591 | 100% |  | 5760.6976 | 100.1% |  | 959.4812 | 99.94% |  | 17326.5466 | 100% |  | 581.1173 | 100%
| Jun | 62829 | 100% |  | 5765.3191 | 100.1% |  | 958.9254 | 99.94% |  | 17328.1478 | 100% |  | 581.3274 | 100%
| Jul | 62852.1494 | 100% |  | 5769.9443 | 100.1% |  | 958.37 | 99.94% |  | 17329.7492 | 100% |  | 581.5376 | 100%
| Aug | 62875.3074 | 100% |  | 5774.5731 | 100.1% |  | 957.8149 | 99.94% |  | 17331.3507 | 100% |  | 581.7479 | 100%
| Sep | 62898.4738 | 100% |  | 5779.2057 | 100.1% |  | 957.2601 | 99.94% |  | 17332.9524 | 100% |  | 581.9582 | 100%
| Oct | 62921.6489 | 100% |  | 5783.842 | 100.1% |  | 956.7057 | 99.94% |  | 17334.5542 | 100% |  | 582.1686 | 100%
| Nov | 62944.8324 | 100% |  | 5788.482 | 100.1% |  | 956.1516 | 99.94% |  | 17336.1562 | 100% |  | 582.3791 | 100%
| Dec | 62968.0246 | 100% |  | 5793.1258 | 100.1% |  | 955.5977 | 99.94% |  | 17337.7583 | 100% |  | 582.5897 | 100%
2026 | Jan | 62991.2252 | 100% |  | 5797.7732 | 100.1% |  | 955.0442 | 99.94% |  | 17339.3606 | 100% |  | 582.8003 | 100%
| Feb | 63014.4344 | 100% |  | 5802.4244 | 100.1% |  | 954.4911 | 99.94% |  | 17340.963 | 100% |  | 583.0111 | 100%
| Mar | 63037.6522 | 100% |  | 5807.0793 | 100.1% |  | 953.9382 | 99.94% |  | 17342.5656 | 100% |  | 583.2219 | 100%
| Apr | 63060.8785 | 100% |  | 5811.738 | 100.1% |  | 953.3857 | 99.94% |  | 17344.1683 | 100% |  | 583.4327 | 100%
| May | 63084.1133 | 100% |  | 5816.4004 | 100.1% |  | 952.8335 | 99.94% |  | 17345.7711 | 100% |  | 583.6437 | 100%
| Jun | 63107.3568 | 100% |  | 5821.0665 | 100.1% |  | 952.2816 | 99.94% |  | 17347.3741 | 100% |  | 583.8547 | 100%
| Jul | 63130.6088 | 100% |  | 5825.7364 | 100.1% |  | 951.73 | 99.94% |  | 17348.9773 | 100% |  | 584.0658 | 100%
| Aug | 63153.8693 | 100% |  | 5830.41 | 100.1% |  | 951.1788 | 99.94% |  | 17350.5806 | 100% |  | 584.277 | 100%
| Sep | 63177.1384 | 100% |  | 5835.0874 | 100.1% |  | 950.6278 | 99.94% |  | 17352.184 | 100% |  | 584.4883 | 100%
| Oct | 63200.4162 | 100% |  | 5839.7686 | 100.1% |  | 950.0772 | 99.94% |  | 17353.7876 | 100% |  | 584.6996 | 100%
| Nov | 63223.7024 | 100% |  | 5844.4534 | 100.1% |  | 949.5269 | 99.94% |  | 17355.3914 | 100% |  | 584.911 | 100%
| Dec | 63246.9973 | 100% |  | 5849.1421 | 100.1% |  | 948.977 | 99.94% |  | 17356.9953 | 100% |  | 585.1225 | 100%

## kW Forecast
|  | GS > 50 | [6 empty] | Street Lights
|  | kWh | kW | Ratio | 3-Yr MA |  |  |  | kWh | kW | Ratio | 3-Yr MA
|  | A | B | C = B / A |  |  |  |  | A | B | C = B / A
| 2015 | 907051642 | 2374100 | 0.0026174 |  |  |  | 2015 | 9918681 | 27661 | 0.0027888
| 2016 | 920835908 | 2410544 | 0.0026178 |  |  |  | 2016 | 9945876 | 27648 | 0.0027798
| 2017 | 885596225 | 2363980 | 0.0026694 | 0.0026348 |  |  | 2017 | 11286654.7 | 30451.8 | 0.002698 | 0.0027843 | 2017 Ratio Excluded in Avg. Calculation
| 2018 | 874283086 | 2353522 | 0.0026919 | 0.0026597 |  |  | 2018 | 6528022.6 | 18200.9 | 0.0027881 | 0.002784
| 2019 | 837536595 | 2275484 | 0.0027169 | 0.0026927 |  |  | 2019 | 5537652.9 | 15445.8 | 0.0027892 | 0.0027887
| 2020 | 787632949 | 2183219 | 0.0027719 | 0.0027269 |  |  | 2020 | 5409836 | 15463 | 0.0028583 | 0.0028232
| 2021 | 797368549 | 2160311 | 0.0027093 | 0.0027327 |  |  | 2021 | 5543828 | 15461 | 0.0027889 | 0.0028236
| 2022 | 812199013 | 2180017 | 0.0026841 | 0.0027218 |  |  | 2022 | 5550156 | 15480 | 0.0027891 | 0.0028237
| 2023 | 785675948 | 2133862 | 0.002716 | 0.0027031 |  |  | 2023 | 5553781 | 15486 | 0.0027884 | 0.0027887
| 2024 | 796891425.16 | 2107340.808 | 0.0026445 | 0.0026815 |  |  | 2024 | 5595608.92 | 15557.88 | 0.0027804 | 0.0027847
|  | kWh Normalized | kW Normalized | Avg. | Trend Ratio | Additional / Lost Loads | Total Forecast |  | kWh Normalized | kW Normalized | Avg. | Trend Ratio (3-Yr. MA)
|  | D | E = D * G | F | G | H | I = E + H |  | D | E = D * F | F | G
| 2023 | 792143831.9722 | 2126036.5489 | 0.0026839 | 0.0027075 |  | 2126036.5489 | 2023 | 5553781 | 15520.3546 | 0.0027946 | 0.0028041
| 2024 | 774684290.4354 | 2079176.8475 | 0.0026839 | 0.0027142 |  | 2079176.8475 | 2024 | 5595608.92 | 15637.2451 | 0.0027946 | 0.0028056
| 2025 | 765794872.8568 | 2055318.5204 | 0.0026839 | 0.002721 | -8456.3593 | 2046862.1611 | 2025 | 5601815.3767 | 15654.5894 | 0.0027946 | 0.0028072
| 2026 | 755062872.7268 | 2026514.8819 | 0.0026839 | 0.0027277 | -9085.2416 | 2017429.6403 | 2026 | 5608030.8259 | 15671.9588 | 0.0027946 | 0.0028088
|  | kWh | kW | Divergence |  |  |  |  | kWh | kW | Divergence
5-year change |  | 1.175% | -3.476% | -4.651% |  |  |  |  | 3.434% | 0.6136% | -2.82%
10-year change |  | -12.14% | -11.24% | 0.9086% |  |  |  |  | -43.59% | -43.76% | -0.17%
|  |  | 5-year average used | [6 empty] | 10-year average used
*Both forecast lines and 3-Yr MA ignore 2017

## kW Forecast (Weather Normal)
|  | GS > 50 | [6 empty] | Street Lights
|  | kWh | kW | Ratio | 3-Yr MA |  |  |  | kWh | kW | Ratio | 3-Yr MA
|  | A | B | C = B / A
| 2015 | 911370820.0788 | 2385404.9359 | 0.0026174 |  |  |  | 2015 | 9918681 | 27661 | 0.0027888
| 2016 | 893692687.4926 | 2339489.074 | 0.0026178 | 0.0026176 |  |  | 2016 | 9945876 | 27648 | 0.0027798 | 0.0027843
| 2017 | 875954451.1212 | 2338242.5816 | 0.0026694 | 0.0026348 |  |  | 2017 | 11286654.7 | 30451.8 | 0.002698 | 0.0027843 | 2017 Ratio Excluded in Avg. Calculation
| 2018 | 859901021.1729 | 2314806.2722 | 0.0026919 | 0.0026597 |  |  | 2018 | 6528022.6 | 18200.9 | 0.0027881 | 0.002784
| 2019 | 846467428.8651 | 2299747.9781 | 0.0027169 | 0.0026927 |  |  | 2019 | 5537652.9 | 15445.8 | 0.0027892 | 0.0027887
| 2020 | 813743037.6742 | 2255592.8662 | 0.0027719 | 0.0027269 |  |  | 2020 | 5409836 | 15463 | 0.0028583 | 0.0028232
| 2021 | 825739256.0075 | 2237175.7704 | 0.0027093 | 0.0027327 |  |  | 2021 | 5543828 | 15461 | 0.0027889 | 0.0028236
| 2022 | 814970683.4934 | 2187456.419 | 0.0026841 | 0.0027218 |  |  | 2022 | 5550156 | 15480 | 0.0027891 | 0.0028237
| 2023 | 792143831.9722 | 2151428.494 | 0.002716 | 0.0027031 |  |  | 2023 | 5553781 | 15486 | 0.0027884 | 0.0027887
| 2024 | 774684290.4354 | 2048615.1149 | 0.0026445 | 0.0026815 |  |  | 2024 | 5595608.92 | 15557.88 | 0.0027804 | 0.0027844
|  | kWh Normalized | kW Normalized | Avg. | Ratio Trend | Additional Loads | Total Forecast |  | kWh Normalized | kW Normalized | Avg. | Trend Ratio (3-Yr. MA)
|  | D | E = D * G | F | G |  |  |  | D | E = D * F | F | G
| 2015 | 911370820.0788 | 2446030.1209 | 0.0026839 | 0.0026536 |  | 2446030.1209 | 2015 | 9918681 | 27622.5785 | 0.0027849 | 0.0027916
| 2016 | 893692687.4926 | 2398583.7425 | 0.0026839 | 0.0026603 |  | 2398583.7425 | 2016 | 9945876 | 27698.3139 | 0.0027849 | 0.0027931
| 2017 | 875954451.1212 | 2350976.0514 | 0.0026839 | 0.0026671 |  | 2350976.0514 | 2017 | 11286654.7 | 31432.2544 | 0.0027849 | 0.0027947
| 2018 | 859901021.1729 | 2307890.216 | 0.0026839 | 0.0026738 |  | 2307890.216 | 2018 | 6528022.6 | 18179.9189 | 0.0027849 | 0.0027962
| 2019 | 846467428.8651 | 2271835.7684 | 0.0026839 | 0.0026805 |  | 2271835.7684 | 2019 | 5537652.9 | 15421.834 | 0.0027849 | 0.0027978
| 2020 | 813743037.6742 | 2184006.7039 | 0.0026839 | 0.0026873 |  | 2184006.7039 | 2020 | 5409836 | 15065.8761 | 0.0027849 | 0.0027993
| 2021 | 825739256.0075 | 2216203.3803 | 0.0026839 | 0.002694 |  | 2216203.3803 | 2021 | 5543828 | 15439.031 | 0.0027849 | 0.0028008
| 2022 | 814970683.4934 | 2187301.5852 | 0.0026839 | 0.0027007 |  | 2187301.5852 | 2022 | 5550156 | 15456.6539 | 0.0027849 | 0.0028024
| 2023 | 792143831.9722 | 2126036.5489 | 0.0026839 | 0.0027075 |  | 2126036.5489 | 2023 | 5553781 | 15466.7492 | 0.0027849 | 0.0028039
| 2024 | 774684290.4354 | 2079176.8475 | 0.0026839 | 0.0027142 |  | 2079176.8475 | 2024 | 5595608.92 | 15583.236 | 0.0027849 | 0.0028055
| 2025 | 765794872.8568 | 2055318.5204 | 0.0026839 | 0.002721 | -8456.3593 | 2046862.1611 | 2025 | 5601815.3767 | 15600.5203 | 0.0027849 | 0.002807
| 2026 | 755062872.7268 | 2026514.8819 | 0.0026839 | 0.0027277 | -9085.2416 | 2017429.6403 | 2026 | 5608030.8259 | 15617.8298 | 0.0027849 | 0.0028086
|  | kWh | kW | Divergence |  |  |  |  | kWh | kW | Divergence
5-year change |  | -4.8% | -9.176% | -4.376% |  |  |  |  | 3.434% | 0.6136% | -2.82%
10-year change |  | -15% | -14.12% | 0.8791% |  |  |  |  | -43.59% | -43.76% | -0.17%
|  |  | 10-year average used | [6 empty] | 10-year average used
*Both forecast lines and 3-Yr MA ignore 2017

## CDM Framework
| In year energy savings (GWh) | [11 empty] | In year energy savings (kWh)
| 2021 | 2022 | 2023 | 2024 | 2025 | 2026 | 2027 | 2028 | BHI Share |  |  |  | 2021 | 2022 | 2023 | 2024 | 2025 | 2026
Retrofit | 322 | 570 | 359 | 560 | 560 | 560 | 560 | 560 | 1.174% | % of provincial kWh |  | Retrofit | 3778870.213 | 6689304.4143 | 4213088.2188 | 6571948.1965 | 6571948.1965 | 6571948.1965
Small Business | 10 | 4 | 20 | 65 | 65 | 65 | 65 | 65 | 1.174% | % of provincial kWh |  | Small Business | 117356.2178 | 46942.4871 | 234712.4356 | 762815.4157 | 762815.4157 | 762815.4157
Energy Performance | 16 | 20 | 50 | 54 | 54 | 54 | 54 | 54 | 1.174% | % of provincial kWh |  | Energy Performance | 187769.9485 | 234712.4356 | 586781.089 | 633723.5761 | 633723.5761 | 633723.5761
Energy Management | 1 | 15 | 29 | 96 | 96 | 96 | 96 | 96 | 1.174% | % of provincial kWh | Total by Year | Energy Management | 11735.6218 | 176034.3267 | 340333.0316 | 1126619.6908 | 1126619.6908 | 1126619.6908
Industrial Energy Efficiency | 0 | 0 | 165 | 165 | 165 | 165 | 165 | 165 | 1.174% | % of provincial kWh |  | Industrial Energy Efficiency | 0 | 0 | 1936377.5936 | 1936377.5936 | 1936377.5936 | 1936377.5936
Targeted Greenhouse | 0 | 0 | 333 | 333 | 333 | 333 | 333 | 333 | 0% |  |  | Targeted Greenhouse | 0 | 0 | 0 | 0 | 0 | 0
Local Initiatives | 0 | 61 | 161 | 181 | 181 | 181 | 181 | 181 | 0% |  |  | Local Initiatives | 0 | 0 | 0 | 0 | 0 | 0
Residential Demand Response | 0 | 0 | 3 | 7 | 7 | 7 | 7 | 7 | 0% |  |  | Residential Demand Response | 0 | 0 | 0 | 0 | 0 | 0
Energy Affordability Program | 7 | 14 | 49 | 97 | 97 | 97 | 97 | 97 | 1.314% | % of prov. LIM |  | Energy Affordability Program | 92002.3437 | 184004.6873 | 644016.4056 | 1274889.6192 | 1274889.6192 | 1274889.6192
First Nations Program | 1 | 0 | 15 | 16 | 16 | 16 | 16 | 16 | 0% |  |  | First Nations Program | 0 | 0 | 0 | 0 | 0 | 0
| 357 | 684 | 1184 | 1574 | 1574 | 1574 | 1574 | 1574 |  |  |  |  | 4187734.3447 | 7330998.351 | 7955308.7742 | 12306374.0919 | 12306374.0919 | 12306374.0919
|  | 1.916 | 1.731 | 1.3294
Source: | 2021-2024 Conservation and Demand Management Framework Program Plan 2022-12-15 |  |  |  | March 2024 APO, page 26
"This Forecast assumes the delivery of CDM programs will continue after the current Framework. It is assumed that the annual savings of new programs will be consistent with levels forecasted for the enhanced 2021-2024 CDM Framework, on a proportion of gross demand basis."
[12 empty] | Retrofit | 1889435.1065 | 5234087.3136 | 10685283.6302 | 16077801.8378 | 22649750.0343 | 29221698.2308
[12 empty] | Small Business | 58678.1089 | 82149.3525 | 222976.8138 | 721740.7394 | 1484556.1551 | 2247371.5708
Total kWh | 2019 | 2020 | 2021 | 2022 | 2023 |  | 5-Year Avg. |  |  |  |  | Energy Performance | 93884.9742 | 211241.192 | 621987.9543 | 1232240.2868 | 1865963.8629 | 2499687.439
Province | 128998218668.8248 | 127404529765.2101 | 128402542286.7 | 130335939993.45 | 129496424296.9221 |  | 128927531002.2214 |  |  |  | Cummulative | Energy Management | 5867.8109 | 93884.9742 | 352068.6534 | 1085545.0146 | 2212164.7054 | 3338784.3963
Burlington | 1530473908 | 1504792713 | 1513843505 | 1531698250 | 1484415328 |  | 1513044740.8 |  |  |  | w/ 1/2 Year Adj. | Industrial Energy Efficiency | 0 | 0 | 968188.7968 | 2904566.3904 | 4840943.984 | 6777321.5776
Burlington % Share | 1.186% | 1.181% | 1.179% | 1.175% | 1.146% |  | 1.174% |  |  |  |  | Targeted Greenhouse | 0 | 0 | 0 | 0 | 0 | 0
[12 empty] | Local Initiatives | 0 | 0 | 0 | 0 | 0 | 0
Source: | OEB Open Data (RRR): Section 2.1.5.4 Demand and Revenue | [10 empty] | Residential Demand Response | 0 | 0 | 0 | 0 | 0 | 0
[12 empty] | Energy Affordability Program | 46001.1718 | 138003.5155 | 552014.0619 | 1511467.0743 | 2786356.6935 | 4061246.3127
[12 empty] | First Nations Program | 0 | 0 | 0 | 0 | 0 | 0
[12 empty] | Total | 2047866.0005 | 5621362.8324 | 12850505.8485 | 22021894.2691 | 33053378.7418 | 44084863.2145
[12 empty] | Residential | 46001.1718 | 138003.5155 | 552014.0619 | 1511467.0743 | 2786356.6935 | 4061246.3127
Energy Affordability Program | 2016 |  | 2021 |  |  |  | 2021 Used |  |  |  | Cummulative | GS < 50 | 435133.3843 | 1134729.0055 | 2365109.1963 | 3898203.883 | 5902824.1173 | 7907444.3516
Province | 13448494 |  | 14223942 | [7 empty] | w/ 1/2 Year Adj. | GS > 50 | 1612732.6162 | 4486633.8269 | 10485396.6522 | 18123690.3861 | 27150554.6245 | 36177418.8629
Burlington | 183314 |  | 186948
Burlington % | 1.363% |  | 1.314% |  |  |  | 1.314% |  |  |  |  | Total | 2093867.1723 | 5759366.3478 | 13402519.9104 | 23533361.3434 | 35839735.4353 | 48146109.5272
[12 empty] | Residential | 92002.3437 | 184004.6873 | 644016.4056 | 1274889.6192 | 1274889.6192 | 1274889.6192
[12 empty] | GS < 50 | 870266.7687 | 1399191.2423 | 1061569.1393 | 2004620.2343 | 2004620.2343 | 2004620.2343
Source: | Statistics Canada - Population and dwelling counts: Canada and census subdivisions Table 98-10-0002-01 | [9 empty] | Total by Year | GS > 50 | 3225465.2324 | 5747802.4214 | 6249723.2293 | 9026864.2384 | 9026864.2384 | 9026864.2384
[Census Family Low Income Measure (CFLIM-AT) Table 11-10-0020-01 data not available for BHI service area)
[12 empty] | Total | 4187734.3447 | 7330998.351 | 7955308.7742 | 12306374.0919 | 12306374.0919 | 12306374.0919
[12 empty] | Residential | GS< 50 | GS > 50
In year energy savings (GWh)
| 2021 | 2023 | 2024 | 2025 | 2026 |  |  | Total CDM |  | Retrofit |  |  | 20.3% | 79.7% |  |  |  | 100%
CDM | 0 | 0 | 0.5 | 1 | 0.5 |  |  |  |  | Small Business |  |  | 87.9% | 12.1% |  |  |  | 100%
[10 empty] | Energy Performance |  |  | 0% | 100% |  |  |  | 100%
Retrofit | 0 | 0 | 3285974.0982 | 6571948.1965 | 3285974.0982 |  |  | 13143896.393 |  | Energy Management |  |  | 0% | 100% |  |  |  | 100% | *Allocations based on LRAMVA allocations in 2015-2019 period
Small Business | 0 | 0 | 381407.7078 | 762815.4157 | 381407.7078 |  |  | 1525630.8313 |  | Industrial Energy Efficiency |  |  | 0% | 100% |  |  |  | 100%
Energy Performance | 0 | 0 | 316861.788 | 633723.5761 | 316861.788 |  |  | 1267447.1522 |  | Targeted Greenhouse | [7 empty] | 0%
Energy Management | 0 | 0 | 563309.8454 | 1126619.6908 | 563309.8454 |  |  | 2253239.3817 |  | Local Initiatives
Industrial Energy Efficiency | 0 | 0 | 968188.7968 | 1936377.5936 | 968188.7968 |  |  | 3872755.1872 |  | Residential Demand Response
Targeted Greenhouse | 0 | 0 | 0 | 0 | 0 |  |  | 0 |  | Energy Affordability Program |  | 100% | [5 empty] | 100%
Local Initiatives | 0 | 0 | 0 | 0 | 0 |  |  | 0 |  | First Nations Program
Residential Demand Response | 0 | 0 | 0 | 0 | 0 |  |  | 0
Energy Affordability Program |  | 0 | 637444.8096 | 1274889.6192 | 637444.8096 |  |  | 2549779.2384
First Nations Program |  | 0 | 0 | 0 | 0 |  |  | 0
[12 empty] | Residential | GS< 50 | GS > 50
| 0 | 0 | 6153187.0459 | 12306374.0919 | 6153187.0459 |  |  | 24612748.1838 |  | Retrofit |  | 0 | 2668210.9678 | 10475685.4252 |  |  |  | 13143896.393
[10 empty] | Small Business |  | 0 | 1341029.5007 | 184601.3306 |  |  |  | 1525630.8313
[10 empty] | Energy Performance |  | 0 | 0 | 1267447.1522 |  |  |  | 1267447.1522
[10 empty] | Energy Management |  | 0 | 0 | 2253239.3817 |  |  |  | 2253239.3817
[10 empty] | Industrial Energy Efficiency |  | 0 | 0 | 3872755.1872 |  |  |  | 3872755.1872
[10 empty] | Targeted Greenhouse |  | 0 | 0 | 0 |  |  |  | 0
[10 empty] | Local Initiatives |  | 0 | 0 | 0 |  |  |  | 0
[10 empty] | Residential Demand Response |  | 0 | 0 | 0 |  |  |  | 0
[10 empty] | Energy Affordability Program |  | 2549779.2384 | 0 | 0 |  |  |  | 2549779.2384
[10 empty] | First Nations Program |  | 0 | 0 | 0 |  |  |  | 0
[12 empty] | 2549779.2384 | 4009240.4685 | 18053728.4768 |  |  |  | 24612748.1838

## CDM Adjustment
2024-2026 Forecasted kWh Savings by Rate Class
Rate Class | 2024 |  |  | 2025 |  |  | 2026 |  |  |  | 2024 | 2025 | 2026
| kWh | CDM Adj Weight | Amount | kWh | CDM Adj Weight | Amount | kWh | CDM Adj Weight | Amount
| D | E | F = D * E | G | H | I = G * H | J | K | L = J * K
Residential | 1274889.6192 | 0.5 | 637444.8096 | 1274889.6192 | 0.5 | 637444.8096 | 1274889.6192 | 0.5 | 637444.8096 |  | 637444.8096 | 1274889.6192 | 2549779.2384
GS < 50 | 2004620.2343 | 0.5 | 1002310.1171 | 2004620.2343 | 0.5 | 1002310.1171 | 2004620.2343 | 0.5 | 1002310.1171 |  | 1002310.1171 | 2004620.2343 | 4009240.4685
GS > 50 | 9026864.2384 | 0.5 | 4513432.1192 | 9026864.2384 | 0.5 | 4513432.1192 | 9026864.2384 | 0.5 | 4513432.1192 |  | 4513432.1192 | 9026864.2384 | 18053728.4768
Street Light |  | 0.5 | 0 |  | 0.5 | 0 |  | 0.5 | 0
USL |  | 0.5 | 0 |  | 0.5 | 0 |  | 0.5 | 0
TOTAL | 12306374.0919 |  | 6153187.0459 | 12306374.0919 | 0.5 | 6153187.0459 | 12306374.0919 | 0.5 | 6153187.0459
2025-2026 kW Forcasted Savings by Rate Class
Rate Class |  |  | 2025 Forecast |  |  |  |  | 2026 Forecast
|  |  | Weather-Normal Forecast | CDM | % Savings | kW | CDM | Weather-Normal Forecast | CDM | % Savings | kW | CDM |  | 2025 | 2026
|  |  | F | G | H = G / F | I | J = H * I | K | L | M = L / K | N | O = M * N
GS > 50 |  |  | 762298638.9735 | 9026864.2384 | 1.184% | 2046862.1611 | 24238.2 | 750558930.3224 | 18053728.4768 | 2.405% | 2017429.6403 | 48526.6719 |  | 24238.2 | 48526.6719
Street Light |  |  | 5601815.3767 | 0 | 0% |  |  | 5608030.8259 | 0 | 0%
TOTAL |  |  | 767900454.3502 | 9026864.2384 | 1.184% | 2046862.1611 | 24238.2 | 756166961.1483 | 18053728.4768 | 2.405% | 2017429.6403 | 48526.6719

## Summary Tables
Normal Forecast
kWh |  | 2015 Actual | 2016 Actual | 2017 Actual | 2018 Actual | 2019 Actual | 2020 Actual | 2021 Actual | 2022 Actual | 2023 Actual | 2024 Actual | 2024 Normal | 2025 Forecast | 2026 Forecast |  | 2021 Actual | 2022 Actual | 2023 Actual | 2024 Normal | 2025 Forecast | 2026 Forecast
Residential |  | 530999846 | 545123880 | 501428451 | 536801589 | 512580883 | 555286631 | 550878084 | 543063322 | 520495248 | 540051923.88 | 542906523.0092 | 551459827.7428 | 556998472.6189 | kWh
GS < 50 |  | 170245509 | 169905557 | 166894185 | 174257110 | 170703484 | 153322573 | 156917865 | 167739015 | 169521838 | 168919666.52 | 170285702.0698 | 169765570.4254 | 172548368.8907 | Residential | 550878084 | 543063322 | 520495248 | 540051923.88 | 550184938.1236 | 554448693.3805
GS > 50 |  | 907051642 | 920835908 | 885596225 | 874283086 | 837536595 | 787632949 | 797368549 | 812199013 | 785675948 | 796891425.16 | 801209849.5865 | 762298638.9735 | 750558930.3224 | GS < 50 | 156917865 | 167739015 | 169521838 | 168919666.52 | 167760950.1912 | 168539128.4222
Street Light |  | 9918681 | 9945876 | 11286654.7 | 6528022.6 | 5537652.9 | 5409836 | 5543828 | 5550156 | 5553781 | 5595608.92 | 5595608.92 | 5601815.3767 | 5608030.8259 | GS > 50 | 797368549 | 812199013 | 785675948 | 796891425.16 | 753271774.7351 | 732505201.8455
USL |  | 3110148 | 3115033 | 3130244 | 3138478 | 3144191 | 3140725 | 3135184 | 3146746 | 3168511 | 3283469.76 | 3283469.76 | 3297741.5382 | 3312078.3012 | Street Light | 5543828 | 5550156 | 5553781 | 5595608.92 | 5601815.3767 | 5608030.8259
Total |  | 1621325826 | 1648926254 | 1568335759.7 | 1595008285.6 | 1529502805.9 | 1504792714 | 1513843510 | 1531698252 | 1484415326 | 1514742094.24 | 1523281153.3454 | 1492423594.0566 | 1489025880.959 | USL | 3135184 | 3146746 | 3168511 | 3283469.76 | 3297741.5382 | 3312078.3012
[15 empty] | Total | 1513843510 | 1531698252 | 1484415326 | 1514742094.24 | 1480117219.9647 | 1464413132.7753
CDM Adjusted | [14 empty] | kW
kWh | 2026 Weather Normal Forecast | CDM Adjustment | 2026 CDM Adjusted Forecast |  | Additional EV & Heating Loads | 2026 Forecast Excluding Additional Loads |  | Change from 2024 Actual to 2026 | Change from 2024 Normalized to 2026 | [5 empty] | GS > 50 | 2160311 | 2180017 | 2133862 | 2107340.808 | 2022623.9611 | 1968902.9684
Residential | 556998472.6189 | 2549779.2384 | 554448693.3805 |  | 5782995.2372 | 548665698.1433 |  | 2.666% | 2.126% | [5 empty] | Street Light | 15461 | 15480 | 15486 | 15557.88 | #REF! | #REF!
GS < 50 | 172548368.8907 | 4009240.4685 | 168539128.4222 |  | 1504346.6142 | 167034781.808 |  | -0.2253% | -1.026% | [5 empty] | Total | 2175772 | 2195497 | 2149348 | 2122898.688 | #REF! | #REF!
GS > 50 | 750558930.3224 | 18053728.4768 | 732505201.8455 |  | 720912.7193 | 731784289.1262 |  | -8.08% | -8.575% | [5 empty] | Customers/Devices
Street Light | 5608030.8259 |  | 5608030.8259 |  |  | 5608030.8259 |  | 0.222% | 0.222% | [5 empty] | Residential | 61867.75 | 62004.0833 | 62206.6667 | 62563.5 | 62840.6244 | 63119.0327
USL | 3312078.3012 |  | 3312078.3012 |  |  | 3312078.3012 |  | 0.8713% | 0.8713% | [5 empty] | GS < 50 | 5605.0833 | 5664.3333 | 5698.8333 | 5712.4167 | 5767.6533 | 5823.4233
Total | 1489025880.959 | 24612748.1838 | 1464413132.7753 |  | 8008254.5707 | 1456404878.2046 |  | -3.323% | -3.865% | [5 empty] | GS > 50 | 985.5833 | 967.0833 | 943.5833 | 965.3333 | 958.6496 | 952.0077
[15 empty] | Street Light | 17189 | 17201 | 17210 | 17309.75 | 17328.9494 | 17348.1766
Normal Forecast | [14 empty] | USL | 573.5833 | 573.5 | 575.0833 | 578.9167 | 581.433 | 583.9607
kW |  | 2015 Actual | 2016 Actual | 2017 Actual | 2018 Actual | 2019 Actual | 2020 Actual | 2021 Actual | 2022 Actual | 2023 Actual | 2024 Actual | 2024 Normal | 2025 Forecast | 2026 Forecast | Total | 86221 | 86410 | 86634.1667 | 87129.9167 | 87477.3097 | 87826.601
GS > 50 |  | 2374100 | 2410544 | 2363980 | 2353522 | 2275484 | 2183219 | 2160311 | 2180017 | 2133862 | 2107340.808 | 2079176.8475 | 2046862.1611 | 2017429.6403
Street Light |  | 27661 | 27648 | 30451.8 | 18200.9 | 15445.8 | 15463 | 15461 | 15480 | 15486 | 15557.88 | 15637.2451 | 15654.5894 | 15671.9588
Total |  | 2401761 | 2438192 | 2394431.8 | 2371722.9 | 2290929.8 | 2198682 | 2175772 | 2195497 | 2149348 | 2122898.688 | 2094814.0926 | 2062516.7504 | 2033101.5991
CDM Adjusted
kW | 2026 Weather Normal Forecast | CDM Adjustment | 2026 CDM Adjusted Forecast
GS > 50 | 2017429.6403 | 48526.6719 | 1968902.9684
Street Light | 15671.9588 |  | 15671.9588
Total | 2033101.5991 | 48526.6719 | 1984574.9272
Customers / Devices
Customers |  | 2015 Actual | 2016 Actual | 2017 Actual | 2018 Actual | 2019 Actual | 2020 Actual | 2021 Actual | 2022 Actual | 2023 Actual | 2024 Forecast | 2025 Forecast | 2026 Forecast
Residential |  | 60123.25 | 60318.8333 | 60502 | 60920.0833 | 61427.6667 | 61640 | 61867.75 | 62004.0833 | 62206.6667 | 62563.5 | 62840.6244 | 63119.0327
GS < 50 |  | 5238.5 | 5272.8333 | 5341.6667 | 5427.75 | 5489.5 | 5513.8333 | 5605.0833 | 5664.3333 | 5698.8333 | 5712.4167 | 5767.6533 | 5823.4233
GS > 50 |  | 1027.6667 | 1034.1667 | 1003.6667 | 985.8333 | 984.8333 | 1001.5 | 985.5833 | 967.0833 | 943.5833 | 965.3333 | 958.6496 | 952.0077
Street Light |  | 15228.5833 | 15252.6667 | 17184 | 17184 | 17184 | 17185.3333 | 17189 | 17201 | 17210 | 17309.75 | 17328.9494 | 17348.1766
USL |  | 556.75 | 559.0833 | 561.9167 | 563.3333 | 561.5 | 576 | 573.5833 | 573.5 | 575.0833 | 578.9167 | 581.433 | 583.9607
Total |  | 82174.75 | 82437.5833 | 84593.25 | 85081 | 85647.5 | 85916.6667 | 86221 | 86410 | 86634.1667 | 87129.9167 | 87477.3097 | 87826.601
Summary
2026 | kWh | kW | Customers / Devices
Residential | 554448693.3805 |  | 63119.0327
GS < 50 | 168539128.4222 |  | 5823.4233
GS > 50 | 732505201.8455 | 1968902.9684 | 952.0077
Street Light | 5608030.8259 | 15671.9588 | 17348.1766
USL | 3312078.3012 |  | 583.9607
Total | 1464413132.7753 | 1984574.9272 | 87826.601

## Summary Tables (Weather Normal)
Normal Forecast
kWh |  | 2015 Normal | 2016 Normal | 2017 Normal | 2018 Normal | 2019 Normal | 2020 Normal | 2021 Normal | 2022 Normal | 2023 Normal | 2024 Normal | 2025 Forecast | 2026 Forecast
Residential |  | 535053734.6856 | 534393401.8445 | 506941175.8919 | 526568406.9374 | 519842643.4621 | 556105487.1846 | 545832309.8193 | 542185398.0686 | 526880776.9768 | 542906523.0092 | 551459827.7428 | 556998472.6189
GS < 50 |  | 170151192.6732 | 168501403.181 | 167756392.3583 | 172152553.0171 | 170984838.4793 | 153697995.4992 | 156557523.7945 | 167145818.6391 | 171193382.8087 | 170285702.0698 | 169765570.4254 | 172548368.8907
GS > 50 |  | 906402893.6134 | 914794324.348 | 888784232.9882 | 866497945.7065 | 839690542.8884 | 789732704.3151 | 795502521.0647 | 810433008.5396 | 792023317.1097 | 801209849.5865 | 762298638.9735 | 750558930.3224
Street Light |  | 9918681 | 9945876 | 11286654.7 | 6528022.6 | 5537652.9 | 5409836 | 5543828 | 5550156 | 5553781 | 5595608.92 | 5601815.3767 | 5608030.8259
USL |  | 3110148 | 3115033 | 3130244 | 3138478 | 3144191 | 3140725 | 3135184 | 3146746 | 3168511 | 3283469.76 | 3297741.5382 | 3312078.3012
Total |  | 1624636649.9721 | 1630750038.3734 | 1577898699.9385 | 1574885406.261 | 1539199868.7297 | 1508086747.9989 | 1506571366.6784 | 1528461127.2473 | 1498819768.8953 | 1523281153.3454 | 1492423594.0566 | 1489025880.959
CDM Adjusted
kWh | 2026 Weather Normal Forecast | CDM Adjustment | 2026 CDM Adjusted Forecast |  | Additional EV & Heating Loads | 2026 Forecast Excluding Additional Loads
Residential | 556998472.6189 | 2549779.2384 | 554448693.3805 |  | 5782995.2372 | 548665698.1433
GS < 50 | 172548368.8907 | 4009240.4685 | 168539128.4222 |  | 1504346.6142 | 167034781.808
GS > 50 | 750558930.3224 | 18053728.4768 | 732505201.8455 |  | 720912.7193 | 731784289.1262
Street Light | 5608030.8259 |  | 5608030.8259 |  |  | 5608030.8259
USL | 3312078.3012 |  | 3312078.3012 |  |  | 3312078.3012
Total | 1489025880.959 | 24612748.1838 | 1464413132.7753 |  | 8008254.5707 | 1456404878.2046
Normal Forecast
kW |  | 2015 Normal | 2016 Normal | 2017 Normal | 2018 Normal | 2019 Normal | 2020 Normal | 2021 Normal | 2022 Normal | 2023 Normal | 2024 Normal | 2025 Forecast | 2026 Forecast
GS > 50 |  | 2446030.1209 | 2398583.7425 | 2350976.0514 | 2307890.216 | 2271835.7684 | 2184006.7039 | 2216203.3803 | 2187301.5852 | 2126036.5489 | 2079176.8475 | 2046862.1611 | 2017429.6403
Street Light |  | 27661 | 27648 | 30451.8 | 18200.9 | 15445.8 | 15463 | 15461 | 15480 | 15520.3546 | 15637.2451 | 15654.5894 | 15671.9588
Total |  | 2473691.1209 | 2426231.7425 | 2381427.8514 | 2326091.116 | 2287281.5684 | 2199469.7039 | 2231664.3803 | 2202781.5852 | 2141556.9035 | 2094814.0926 | 2062516.7504 | 2033101.5991
CDM Adjusted
kW | 2026 Weather Normal Forecast | CDM Adjustment | 2026 CDM Adjusted Forecast
GS > 50 | 2017429.6403 | 48526.6719 | 1968902.9684
Street Light | 15671.9588 |  | 15671.9588
Total | 2033101.5991 | 48526.6719 | 1984574.9272
Customers / Devices
Customers |  | 2015 Actual | 2016 Actual | 2017 Actual | 2018 Actual | 2019 Actual | 2020 Actual | 2021 Actual | 2022 Actual | 2023 Actual | 2024 Actual | 2025 Forecast | 2026 Forecast
Residential |  | 60123.25 | 60318.8333 | 60502 | 60920.0833 | 61427.6667 | 61640 | 61867.75 | 62004.0833 | 62206.6667 | 62563.5 | 62840.6244 | 63119.0327
GS < 50 |  | 5238.5 | 5272.8333 | 5341.6667 | 5427.75 | 5489.5 | 5513.8333 | 5605.0833 | 5664.3333 | 5698.8333 | 5712.4167 | 5767.6533 | 5823.4233
GS > 50 |  | 1027.6667 | 1034.1667 | 1003.6667 | 985.8333 | 984.8333 | 1001.5 | 985.5833 | 967.0833 | 943.5833 | 965.3333 | 958.6496 | 952.0077
Street Light |  | 15228.5833 | 15252.6667 | 17184 | 17184 | 17184 | 17185.3333 | 17189 | 17201 | 17210 | 17309.75 | 17328.9494 | 17348.1766
USL |  | 556.75 | 559.0833 | 561.9167 | 563.3333 | 561.5 | 576 | 573.5833 | 573.5 | 575.0833 | 578.9167 | 581.433 | 583.9607
Total |  | 82174.75 | 82437.5833 | 84593.25 | 85081 | 85647.5 | 85916.6667 | 86221 | 86410 | 86634.1667 | 87129.9167 | 87477.3097 | 87826.601
Summary
2026 | kWh | kW | Customers / Connections
Residential | 554448693.3805 |  | 63119.0327
GS < 50 | 168539128.4222 |  | 5823.4233
GS > 50 | 732505201.8455 | 1968902.9684 | 952.0077
Street Light | 5608030.8259 | 15671.9588 | 17348.1766
USL | 3312078.3012 |  | 583.9607
Total | 1464413132.7753 | 1984574.9272 | 87826.601