## CDM Summary
|  | 2015 | 2016 | 2017 | 2018 | 2019 | 2020 | 2021 | 2022 | 2023 | 2024 | 2025
| 2015 | 14906453 | 14855158 | 14852114 | 14848293 | 14834037 | 14664748 | 14661627 | 14660410 | 14563489 | 13389165 | 9770240
| 2016 |  | 19490091 | 19490091 | 19822758 | 19822758 | 19822758 | 19816243 | 19816243 | 19815541 | 19744274 | 19725214
2017 Persistence Report | 2017 |  | 0 | 31469566 | 27467719 | 27467719 | 27467719 | 27463839 | 26957298 | 26957298 | 26957162 | 26921056
2018
2019
2020
| 2015 | -39317.8288 | -39380.4228 | -39443.0168 | -39505.6108 | -39568.2048 | -39630.7988 | -39693.3928 | -39755.9868 | -39818.5808 | -39881.1748 | -39943.7688
| 2016 |  | 69067.7601 | 68890.5133 | 68713.2666 | 68536.0199 | 68358.7732 | 68298.5265 | 68121.2798 | 67979.033 | 67836.7863 | 67694.5396
2019 P&C Report | 2017 |  |  | 2670158.0527 | 2665920.9978 | 2661683.9429 | 2657446.888 | 2653209.8331 | 2648972.7782 | 2644735.7233 | 2640498.6684 | 2636261.6135
| 2018 |  |  |  | 15005249.6991 | 14773646.5948 | 14542043.4905 | 14534098.0232 | 14390529.8821 | 13831236.9926 | 13721574.52 | 13611912.0474
| 2019 |  |  |  |  | 1409842.8954 | 1364380.6942 | 1364380.6942 | 1364380.6942 | 1364380.6942 | 1364380.6942 | 1364380.6942
2020
2015
Post CFF Savings | 2016
(Details Below) | 2017
2018
| 2019 |  |  |  |  | 5000440.5433 | 5000086.9756 | 4999733.4078 | 4999733.4078 | 4999497.696 | 4999320.9121 | 4999144.1283
| 2020 | 2020: 2315538.3015; 2021: 2284403.6838; 2022: 2294630.0382; 2023: 2304883.8622; 2024: 2312882.9266; 2025: 2265379.9574
| 2015 | 14867135.1712 | 14815777.5772 | 14812670.9832 | 14808787.3892 | 14794468.7952 | 14625117.2012 | 14621933.6072 | 14620654.0132 | 14523670.4192 | 13349283.8252 | 9730296.2312
| 2016 |  | 19559158.7601 | 19558981.5133 | 19891471.2666 | 19891294.0199 | 19891116.7732 | 19884541.5265 | 19884364.2798 | 19883520.033 | 19812110.7863 | 19792908.5396
Total Savings | 2017 |  |  | 34139724.0527 | 30133639.9978 | 30129402.9429 | 30125165.888 | 30117048.8331 | 29606270.7782 | 29602033.7233 | 29597660.6684 | 29557317.6135
| 2018 |  |  |  | 15005249.6991 | 14773646.5948 | 14542043.4905 | 14534098.0232 | 14390529.8821 | 13831236.9926 | 13721574.52 | 13611912.0474
| 2019 |  |  |  |  | 6410283.4387 | 6364467.6697 | 6364114.102 | 6364114.102 | 6363878.3902 | 6363701.6063 | 6363524.8225
| 2020 | 2020: 2315538.3015; 2021: 2284403.6838; 2022: 2294630.0382; 2023: 2304883.8622; 2024: 2312882.9266; 2025: 2265379.9574
| 2015 | 14867135.1712 | 14815777.5772 | 14812670.9832 | 14808787.3892 | 14794468.7952 | 14625117.2012 | 14621933.6072 | 14620654.0132 | 14523670.4192 | 13349283.8252 | 9730296.2312
| 2016 |  | 19559158.7601 | 19558981.5133 | 19891471.2666 | 19891294.0199 | 19891116.7732 | 19884541.5941 | 19884364.3473 | 19883520.2209 | 19812111.0945 | 19792908.968
Load Forecast | 2017 |  |  | 34139724.0527 | 30133639.9978 | 30129402.9429 | 30125165.888 | 30117048.8331 | 29606270.7782 | 29602033.7233 | 29597660.6684 | 29557317.6135
| 2018 |  |  |  | 15005249.6991 | 14773646.5948 | 14542043.4905 | 14539267.5633 | 14390529.8821 | 13831236.9926 | 13721574.52 | 13611912.0474
| 2019 |  |  |  |  | 6410283.4387 | 5927138.5146 | 6364114.102 | 6364114.102 | 6363878.3902 | 6363701.6063 | 6363524.8225
| 2020 | 2020: 2315537.8752; 2021: 2284403.2632; 2022: 2294629.6158; 2023: 2304883.4379; 2024: 2312882.5008; 2025: 2265379.5403
2015
Corrections | 2016
2017
| 2018 | 2021: -5169.5401
| 2019 | 2020: 437329.1552
2020
| 2015 | 0 | 0 | 0 | 0 | 0 | 0 | 0 | 0 | 0 | 0 | 0
| 2016 | 0 | 0 | 0 | 0 | 0 | 0 | -0.067588 | -0.067588 | -0.18786 | -0.30814 | -0.42842
Difference | 2017 | 0 | 0 | 0 | 0 | 0 | 0 | 0 | 0 | 0 | 0 | 0
| 2018 | 0 | 0 | 0 | 0 | 0 | 0 | 0 | 0 | 0 | 0 | 0
| 2019 | 0 | 0 | 0 | 0 | 0 | 0 | 0 | 0 | 0 | 0 | 0
| 2020 | 0 | 0 | 0 | 0 | 0 | 0.4263 | 0.42057 | 0.42245 | 0.42434 | 0.42582 | 0.41707
[6 empty] | 2019 | 2020 | 2021 | 2022 | 2023 | 2024 | 2025
|  |  |  | Save on Energy High Performance New Construction Program | 2019 | 71257 | 70903.4323 | 70549.8645 | 70549.8645 | 70314.1527 | 70137.3688 | 69960.585
Post CFF Details |  |  |  | Save on Energy Retrofit Program (Post CFF) | 2019 | 4929183.5433 | 4929183.5433 | 4929183.5433 | 4929183.5433 | 4929183.5433 | 4929183.5433 | 4929183.5433
|  | EB-2020-0007 3-Staff-39 |  | Save on Energy Retrofit Program | 2020 | 2020: 1461405.3337
[5 empty] | 2020 | 2020: 854132.9677
[5 empty] | 2018 | 2019 | 2020 | 2021 | 2022 | 2023 | 2024 | 2025
|  |  | Save on Energy Heating and Cooling Program | 2018 | 421298.9093 | 421298.9093 | 421298.9093 | 421298.9093 | 421298.9093 | 421298.9093 | 421298.9093 | 421298.9093
|  |  | Save on Energy New Construction Program | 2018 | 2541832.8495 | 2531385.1028 | 2520937.3562 | 2520937.3562 | 2513972.1917 | 2508748.3184 | 2503524.4451 | 2498300.5718
|  |  | Save on Energy Home Assistance Program | 2018 | 154869.7 | 154869.7 | 154869.7 | 154869.7 | 154869.7 | 154869.7 | 154869.7 | 154869.7
2018 Savings Persistence |  |  | Save on Energy Retrofit Program (exc. Street lights) | 2018 | 7895090.063 | 7871213.9009 | 7847337.7388 | 7843685.203 | 7840032.6672 | 7386749.7147 | 7383097.1789 | 7379444.6431
|  |  | Save on Energy Retrofit Program (Streetlights) | 2018 | 1761395 | 1761395 | 1761395 | 1761395 | 1761395 | 1761395 | 1761395 | 1761395
|  |  | Save on Energy Small Business Lighting Program | 2018 | 1103491.6939 | 906512.0422 | 709532.3905 | 709532.3905 | 578212.6227 | 479722.7968 | 381232.971 | 282743.1451
(trends in savings differ by program - details in '2021 LRAMVA') |  |  | Save on Energy High Performance New Construction Program | 2018 | 60369.1834 | 60069.6395 | 59770.0957 | 59770.0957 | 59570.3998 | 59420.6279 | 59270.8559 | 59121.084
|  |  | Save on Energy Existing Building Commissioning Program | 2018 | 41914.9692 | 41914.9692 | 41914.9692 | 37622.0376 | 36191.0605 | 34044.5947 | 31898.1289 | 29751.6632
|  |  | Save on Energy Process & Systems Upgrades Program | 2018 | 480583.442 | 480583.442 | 480583.442 | 480583.442 | 480583.442 | 480583.442 | 480583.442 | 480583.442
|  |  | Swimming Pool Efficiency Program | 2018 | 544403.8888 | 544403.8888 | 544403.8888 | 544403.8888 | 544403.8888 | 544403.8888 | 544403.8888 | 544403.8888
|  |  | Total | 2018 | 15005249.6991 | 14773646.5948 | 14542043.4905 | 14534098.0232 | 14390529.8821 | 13831236.9926 | 13721574.52 | 13611912.0474
|  |  | Residential | 2018 | 3662405.3476 | 3651957.601 | 3641509.8543 | 3641509.8543 | 3634544.6899 | 3629320.8166 | 3624096.9432 | 3618873.0699
|  |  | GS<50 kW | 2018 | 2918844.1919 | 2737802.0229 | 2556759.854 | 2556759.854 | 2432408.1348 | 2233817.8154 | 2143138.796 | 2052459.7767
|  | Load Forecast | GS>50 kW | 2018 | 6662605.1596 | 6622491.9709 | 6582378.7821 | 6579602.8549 | 6562182.0574 | 6206703.3607 | 6192943.7808 | 6179184.2008
|  |  | Unmetered Scattered Load | 2018 | 0 | 0 | 0 | 0 | 0 | 0 | 0 | 0
|  |  | Streetlighting | 2018 | 1761395 | 1761395 | 1761395 | 1761395 | 1761395 | 1761395 | 1761395 | 1761395
|  |  | Total | 2018 | 15005249.6991 | 14773646.5948 | 14542043.4905 | 14539267.5633 | 14390529.8821 | 13831236.9926 | 13721574.52 | 13611912.0474
2018 Correction
|  |  | Residential | 2018 | 3662405.3476 | 3651957.601 | 3641509.8543 | 3641509.8543 | 3634544.6899 | 3629320.8166 | 3624096.9432 | 3618873.0699
|  |  | GS<50 kW | 2018 | 2918844.1919 | 2737802.0229 | 2556759.854 | 2551590.3139 | 2432408.1348 | 2233817.8154 | 2143138.796 | 2052459.7767
|  | Corrected LRAMVA | GS>50 kW | 2018 | 6662605.1596 | 6622491.9709 | 6582378.7821 | 6579602.8549 | 6562182.0574 | 6206703.3607 | 6192943.7808 | 6179184.2008
|  |  | Unmetered Scattered Load | 2018 | 0 | 0 | 0 | 0 | 0 | 0 | 0 | 0
|  |  | Streetlighting | 2018 | 1761395 | 1761395 | 1761395 | 1761395 | 1761395 | 1761395 | 1761395 | 1761395
|  |  | Total | 2018 | 15005249.6991 | 14773646.5948 | 14542043.4905 | 14534098.0232 | 14390529.8821 | 13831236.9926 | 13721574.52 | 13611912.0474
|  |  | Residential | 2018 | 0 | 0 | 0 | 0 | 0 | 0 | 0 | 0
|  |  | GS<50 kW | 2018 | 0 | 0 | 0 | -5169.5401 | 0 | 0 | 0 | 0
|  |  | GS>50 kW | 2018 | 0 | 0 | 0 | 0 | 0 | 0 | 0 | 0
|  | Difference | Unmetered Scattered Load | 2018 | 0 | 0 | 0 | 0 | 0 | 0 | 0 | 0
|  |  | Streetlighting | 2018 | 0 | 0 | 0 | 0 | 0 | 0 | 0 | 0
|  |  | Total | 2018 | 0 | 0 | 0 | -5169.5401 | 0 | 0 | 0 | 0
|  |  | Residential | 2019 |  | 28269.8039 | 28269.8039 | 28269.8039 | 28269.8039 | 28269.8039 | 28269.8039 | 28269.8039
|  | Load Forecast | GS<50 kW | 2019 |  | 1606883.2782 | 1566421.9192 | 1566421.9192 | 1566421.9192 | 1566421.9192 | 1566421.9192 | 1566421.9192
|  |  | GS>50 kW | 2019 |  | 4775130.3566 | 4332446.7915 | 4769422.379 | 4769422.379 | 4769186.6671 | 4769009.8833 | 4768833.0994
|  |  | Total | 2019 |  | 6410283.4387 | 5927138.5146 | 6364114.102 | 6364114.102 | 6363878.3902 | 6363701.6063 | 6363524.8225
2019 Correction |  |  |  | 2019
|  |  | Residential | 2019 |  | 28269.8039 | 28269.8039 | 28269.8039 | 28269.8039 | 28269.8039 | 28269.8039 | 28269.8039
|  | Corrected LRAMVA | GS<50 kW | 2019 |  | 1606883.2782 | 1566421.9192 | 1566421.9192 | 1566421.9192 | 1566421.9192 | 1566421.9192 | 1566421.9192
|  |  | GS>50 kW | 2019 |  | 4775130.3566 | 4769775.9467 | 4769422.379 | 4769422.379 | 4769186.6671 | 4769009.8833 | 4768833.0994
|  |  | Total | 2019 |  | 6410283.4387 | 6364467.6697 | 6364114.102 | 6364114.102 | 6363878.3902 | 6363701.6063 | 6363524.8225
2019
|  |  | Residential | 2019 |  | 0 | 0 | 0 | 0 | 0 | 0 | 0
|  | Difference | GS<50 kW | 2019 |  | 0 | 0 | 0 | 0 | 0 | 0 | 0
|  |  | GS>50 kW | 2019 |  | 0 | 437329.1552 | 0 | 0 | 0 | 0 | 0
|  |  | Total | 2019 |  | 0 | 437329.1552 | 0 | 0 | 0 | 0 | 0

## 2017 Persistence Report
| Savings Persistence Report | [37 empty] | Gross Verified Energy Savings | [36 empty] | Gross Verified Peak Demand Savings | Gross Verified Savings | [36 empty] | Net Verified Energy Savings | [36 empty] | Net Verified Peak Demand Savings | Net Verified Savings
For: Burlington Hydro Inc.
| # | Program / Initiative Name | Gross Verified Annual Energy Savings (kWh) | [36 empty] | Gross Verified Annual Peak Demand Savings (kW) | [37 empty] | Net Verified Annual Energy Savings (kWh) | [36 empty] | Net Verified Annual Peak Demand Savings (kW) | [37 empty] | Blank Row
|  |  | 2015 | 2016 | 2017 | 2018 | 2019 | 2020 | 2021 | 2022 | 2023 | 2024 | 2025 | 2026 | 2027 | 2028 | 2029 | 2030 | 2031 | 2032 | 2033 | 2034 | 2035 | 2036 | 2037 | 2038 | 2039 | 2040 | 2041 | 2042 | 2043 | 2044 | 2045 | 2046 | 2047 | 2048 | 2049 | 2050 |  | 2015 | 2016 | 2017 | 2018 | 2019 | 2020 | 2021 | 2022 | 2023 | 2024 | 2025 | 2026 | 2027 | 2028 | 2029 | 2030 | 2031 | 2032 | 2033 | 2034 | 2035 | 2036 | 2037 | 2038 | 2039 | 2040 | 2041 | 2042 | 2043 | 2044 | 2045 | 2046 | 2047 | 2048 | 2049 | 2050 |  |  | 2015 | 2016 | 2017 | 2018 | 2019 | 2020 | 2021 | 2022 | 2023 | 2024 | 2025 | 2026 | 2027 | 2028 | 2029 | 2030 | 2031 | 2032 | 2033 | 2034 | 2035 | 2036 | 2037 | 2038 | 2039 | 2040 | 2041 | 2042 | 2043 | 2044 | 2045 | 2046 | 2047 | 2048 | 2049 | 2050 |  | 2015 | 2016 | 2017 | 2018 | 2019 | 2020 | 2021 | 2022 | 2023 | 2024 | 2025 | 2026 | 2027 | 2028 | 2029 | 2030 | 2031 | 2032 | 2033 | 2034 | 2035 | 2036 | 2037 | 2038 | 2039 | 2040 | 2041 | 2042 | 2043 | 2044 | 2045 | 2046 | 2047 | 2048 | 2049 | 2050
2015 Verified 2015 Results
| 1 | Save on Energy Coupon Program | 0 | 0 | 0 | 0 | 0 | 0 | 0 | 0 | 0 | 0 | 0 | 0 | 0 | 0 | 0 | 0 | 0 | 0 | 0 | 0 | 0 | 0 | 0 | 0 | 0 | 0 | 0 | 0 | 0 | 0 | 0 | 0 | 0 | 0 | 0 | 0 |  | 0 | 0 | 0 | 0 | 0 | 0 | 0 | 0 | 0 | 0 | 0 | 0 | 0 | 0 | 0 | 0 | 0 | 0 | 0 | 0 | 0 | 0 | 0 | 0 | 0 | 0 | 0 | 0 | 0 | 0 | 0 | 0 | 0 | 0 | 0 | 0 |  |  | 0 | 0 | 0 | 0 | 0 | 0 | 0 | 0 | 0 | 0 | 0 | 0 | 0 | 0 | 0 | 0 | 0 | 0 | 0 | 0 | 0 | 0 | 0 | 0 | 0 | 0 | 0 | 0 | 0 | 0 | 0 | 0 | 0 | 0 | 0 | 0 |  | 0 | 0 | 0 | 0 | 0 | 0 | 0 | 0 | 0 | 0 | 0 | 0 | 0 | 0 | 0 | 0 | 0 | 0 | 0 | 0 | 0 | 0 | 0 | 0 | 0 | 0 | 0 | 0 | 0 | 0 | 0 | 0 | 0 | 0 | 0 | 0 |  |  | 1
| 2 | Save on Energy Instant Discount Program | 0 | 0 | 0 | 0 | 0 | 0 | 0 | 0 | 0 | 0 | 0 | 0 | 0 | 0 | 0 | 0 | 0 | 0 | 0 | 0 | 0 | 0 | 0 | 0 | 0 | 0 | 0 | 0 | 0 | 0 | 0 | 0 | 0 | 0 | 0 | 0 |  | 0 | 0 | 0 | 0 | 0 | 0 | 0 | 0 | 0 | 0 | 0 | 0 | 0 | 0 | 0 | 0 | 0 | 0 | 0 | 0 | 0 | 0 | 0 | 0 | 0 | 0 | 0 | 0 | 0 | 0 | 0 | 0 | 0 | 0 | 0 | 0 |  |  | 0 | 0 | 0 | 0 | 0 | 0 | 0 | 0 | 0 | 0 | 0 | 0 | 0 | 0 | 0 | 0 | 0 | 0 | 0 | 0 | 0 | 0 | 0 | 0 | 0 | 0 | 0 | 0 | 0 | 0 | 0 | 0 | 0 | 0 | 0 | 0 |  | 0 | 0 | 0 | 0 | 0 | 0 | 0 | 0 | 0 | 0 | 0 | 0 | 0 | 0 | 0 | 0 | 0 | 0 | 0 | 0 | 0 | 0 | 0 | 0 | 0 | 0 | 0 | 0 | 0 | 0 | 0 | 0 | 0 | 0 | 0 | 0 |  |  | 1
| 3 | Save on Energy Heating & Cooling Program | 0 | 0 | 0 | 0 | 0 | 0 | 0 | 0 | 0 | 0 | 0 | 0 | 0 | 0 | 0 | 0 | 0 | 0 | 0 | 0 | 0 | 0 | 0 | 0 | 0 | 0 | 0 | 0 | 0 | 0 | 0 | 0 | 0 | 0 | 0 | 0 |  | 0 | 0 | 0 | 0 | 0 | 0 | 0 | 0 | 0 | 0 | 0 | 0 | 0 | 0 | 0 | 0 | 0 | 0 | 0 | 0 | 0 | 0 | 0 | 0 | 0 | 0 | 0 | 0 | 0 | 0 | 0 | 0 | 0 | 0 | 0 | 0 |  |  | 0 | 0 | 0 | 0 | 0 | 0 | 0 | 0 | 0 | 0 | 0 | 0 | 0 | 0 | 0 | 0 | 0 | 0 | 0 | 0 | 0 | 0 | 0 | 0 | 0 | 0 | 0 | 0 | 0 | 0 | 0 | 0 | 0 | 0 | 0 | 0 |  | 0 | 0 | 0 | 0 | 0 | 0 | 0 | 0 | 0 | 0 | 0 | 0 | 0 | 0 | 0 | 0 | 0 | 0 | 0 | 0 | 0 | 0 | 0 | 0 | 0 | 0 | 0 | 0 | 0 | 0 | 0 | 0 | 0 | 0 | 0 | 0 |  |  | 1
| 4 | Save on Energy New Construction Program | 0 | 0 | 0 | 0 | 0 | 0 | 0 | 0 | 0 | 0 | 0 | 0 | 0 | 0 | 0 | 0 | 0 | 0 | 0 | 0 | 0 | 0 | 0 | 0 | 0 | 0 | 0 | 0 | 0 | 0 | 0 | 0 | 0 | 0 | 0 | 0 |  | 0 | 0 | 0 | 0 | 0 | 0 | 0 | 0 | 0 | 0 | 0 | 0 | 0 | 0 | 0 | 0 | 0 | 0 | 0 | 0 | 0 | 0 | 0 | 0 | 0 | 0 | 0 | 0 | 0 | 0 | 0 | 0 | 0 | 0 | 0 | 0 |  |  | 0 | 0 | 0 | 0 | 0 | 0 | 0 | 0 | 0 | 0 | 0 | 0 | 0 | 0 | 0 | 0 | 0 | 0 | 0 | 0 | 0 | 0 | 0 | 0 | 0 | 0 | 0 | 0 | 0 | 0 | 0 | 0 | 0 | 0 | 0 | 0 |  | 0 | 0 | 0 | 0 | 0 | 0 | 0 | 0 | 0 | 0 | 0 | 0 | 0 | 0 | 0 | 0 | 0 | 0 | 0 | 0 | 0 | 0 | 0 | 0 | 0 | 0 | 0 | 0 | 0 | 0 | 0 | 0 | 0 | 0 | 0 | 0 |  |  | 1
| 5 | Save on Energy Home Assistance Program | 0 | 0 | 0 | 0 | 0 | 0 | 0 | 0 | 0 | 0 | 0 | 0 | 0 | 0 | 0 | 0 | 0 | 0 | 0 | 0 | 0 | 0 | 0 | 0 | 0 | 0 | 0 | 0 | 0 | 0 | 0 | 0 | 0 | 0 | 0 | 0 |  | 0 | 0 | 0 | 0 | 0 | 0 | 0 | 0 | 0 | 0 | 0 | 0 | 0 | 0 | 0 | 0 | 0 | 0 | 0 | 0 | 0 | 0 | 0 | 0 | 0 | 0 | 0 | 0 | 0 | 0 | 0 | 0 | 0 | 0 | 0 | 0 |  |  | 0 | 0 | 0 | 0 | 0 | 0 | 0 | 0 | 0 | 0 | 0 | 0 | 0 | 0 | 0 | 0 | 0 | 0 | 0 | 0 | 0 | 0 | 0 | 0 | 0 | 0 | 0 | 0 | 0 | 0 | 0 | 0 | 0 | 0 | 0 | 0 |  | 0 | 0 | 0 | 0 | 0 | 0 | 0 | 0 | 0 | 0 | 0 | 0 | 0 | 0 | 0 | 0 | 0 | 0 | 0 | 0 | 0 | 0 | 0 | 0 | 0 | 0 | 0 | 0 | 0 | 0 | 0 | 0 | 0 | 0 | 0 | 0 |  |  | 1
| 6 | Save on Energy Audit Funding Program | 0 | 0 | 0 | 0 | 0 | 0 | 0 | 0 | 0 | 0 | 0 | 0 | 0 | 0 | 0 | 0 | 0 | 0 | 0 | 0 | 0 | 0 | 0 | 0 | 0 | 0 | 0 | 0 | 0 | 0 | 0 | 0 | 0 | 0 | 0 | 0 |  | 0 | 0 | 0 | 0 | 0 | 0 | 0 | 0 | 0 | 0 | 0 | 0 | 0 | 0 | 0 | 0 | 0 | 0 | 0 | 0 | 0 | 0 | 0 | 0 | 0 | 0 | 0 | 0 | 0 | 0 | 0 | 0 | 0 | 0 | 0 | 0 |  |  | 0 | 0 | 0 | 0 | 0 | 0 | 0 | 0 | 0 | 0 | 0 | 0 | 0 | 0 | 0 | 0 | 0 | 0 | 0 | 0 | 0 | 0 | 0 | 0 | 0 | 0 | 0 | 0 | 0 | 0 | 0 | 0 | 0 | 0 | 0 | 0 |  | 0 | 0 | 0 | 0 | 0 | 0 | 0 | 0 | 0 | 0 | 0 | 0 | 0 | 0 | 0 | 0 | 0 | 0 | 0 | 0 | 0 | 0 | 0 | 0 | 0 | 0 | 0 | 0 | 0 | 0 | 0 | 0 | 0 | 0 | 0 | 0 |  |  | 1
2015 | 7 | Save on Energy Retrofit Program | 79737 | 79737 | 79737 | 79737 | 79737 | 79737 | 75947 | 75947 | 75947 | 63594 | 33343 | 33343 | 33343 | 33343 | 33343 | 21188 | 10313 | 10313 | 10313 | 10313 | 0 | 0 | 0 | 0 | 0 | 0 | 0 | 0 | 0 | 0 | 0 | 0 | 0 | 0 | 0 | 0 |  | 25 | 25 | 25 | 25 | 25 | 25 | 24 | 24 | 24 | 22 | 16 | 16 | 16 | 16 | 16 | 9 | 3 | 3 | 3 | 3 | 0 | 0 | 0 | 0 | 0 | 0 | 0 | 0 | 0 | 0 | 0 | 0 | 0 | 0 | 0 | 0 |  |  | 61250 | 61250 | 61250 | 61250 | 61250 | 61250 | 58411 | 58411 | 58411 | 49157 | 26462 | 26462 | 26462 | 26462 | 26462 | 16816 | 8185 | 8185 | 8185 | 8185 | 0 | 0 | 0 | 0 | 0 | 0 | 0 | 0 | 0 | 0 | 0 | 0 | 0 | 0 | 0 | 0 |  | 19 | 19 | 19 | 19 | 19 | 19 | 19 | 19 | 19 | 17 | 13 | 13 | 13 | 13 | 13 | 7 | 3 | 3 | 3 | 3 | 0 | 0 | 0 | 0 | 0 | 0 | 0 | 0 | 0 | 0 | 0 | 0 | 0 | 0 | 0 | 0 |  |  | 0
| 8 | Save on Energy Small Business Lighting Program | 0 | 0 | 0 | 0 | 0 | 0 | 0 | 0 | 0 | 0 | 0 | 0 | 0 | 0 | 0 | 0 | 0 | 0 | 0 | 0 | 0 | 0 | 0 | 0 | 0 | 0 | 0 | 0 | 0 | 0 | 0 | 0 | 0 | 0 | 0 | 0 |  | 0 | 0 | 0 | 0 | 0 | 0 | 0 | 0 | 0 | 0 | 0 | 0 | 0 | 0 | 0 | 0 | 0 | 0 | 0 | 0 | 0 | 0 | 0 | 0 | 0 | 0 | 0 | 0 | 0 | 0 | 0 | 0 | 0 | 0 | 0 | 0 |  |  | 0 | 0 | 0 | 0 | 0 | 0 | 0 | 0 | 0 | 0 | 0 | 0 | 0 | 0 | 0 | 0 | 0 | 0 | 0 | 0 | 0 | 0 | 0 | 0 | 0 | 0 | 0 | 0 | 0 | 0 | 0 | 0 | 0 | 0 | 0 | 0 |  | 0 | 0 | 0 | 0 | 0 | 0 | 0 | 0 | 0 | 0 | 0 | 0 | 0 | 0 | 0 | 0 | 0 | 0 | 0 | 0 | 0 | 0 | 0 | 0 | 0 | 0 | 0 | 0 | 0 | 0 | 0 | 0 | 0 | 0 | 0 | 0 |  |  | 1
| 9 | Save on Energy High Performance New Construction Program | 0 | 0 | 0 | 0 | 0 | 0 | 0 | 0 | 0 | 0 | 0 | 0 | 0 | 0 | 0 | 0 | 0 | 0 | 0 | 0 | 0 | 0 | 0 | 0 | 0 | 0 | 0 | 0 | 0 | 0 | 0 | 0 | 0 | 0 | 0 | 0 |  | 0 | 0 | 0 | 0 | 0 | 0 | 0 | 0 | 0 | 0 | 0 | 0 | 0 | 0 | 0 | 0 | 0 | 0 | 0 | 0 | 0 | 0 | 0 | 0 | 0 | 0 | 0 | 0 | 0 | 0 | 0 | 0 | 0 | 0 | 0 | 0 |  |  | 0 | 0 | 0 | 0 | 0 | 0 | 0 | 0 | 0 | 0 | 0 | 0 | 0 | 0 | 0 | 0 | 0 | 0 | 0 | 0 | 0 | 0 | 0 | 0 | 0 | 0 | 0 | 0 | 0 | 0 | 0 | 0 | 0 | 0 | 0 | 0 |  | 0 | 0 | 0 | 0 | 0 | 0 | 0 | 0 | 0 | 0 | 0 | 0 | 0 | 0 | 0 | 0 | 0 | 0 | 0 | 0 | 0 | 0 | 0 | 0 | 0 | 0 | 0 | 0 | 0 | 0 | 0 | 0 | 0 | 0 | 0 | 0 |  |  | 1
| 10 | Save on Energy Existing Building Commissioning Program | 0 | 0 | 0 | 0 | 0 | 0 | 0 | 0 | 0 | 0 | 0 | 0 | 0 | 0 | 0 | 0 | 0 | 0 | 0 | 0 | 0 | 0 | 0 | 0 | 0 | 0 | 0 | 0 | 0 | 0 | 0 | 0 | 0 | 0 | 0 | 0 |  | 0 | 0 | 0 | 0 | 0 | 0 | 0 | 0 | 0 | 0 | 0 | 0 | 0 | 0 | 0 | 0 | 0 | 0 | 0 | 0 | 0 | 0 | 0 | 0 | 0 | 0 | 0 | 0 | 0 | 0 | 0 | 0 | 0 | 0 | 0 | 0 |  |  | 0 | 0 | 0 | 0 | 0 | 0 | 0 | 0 | 0 | 0 | 0 | 0 | 0 | 0 | 0 | 0 | 0 | 0 | 0 | 0 | 0 | 0 | 0 | 0 | 0 | 0 | 0 | 0 | 0 | 0 | 0 | 0 | 0 | 0 | 0 | 0 |  | 0 | 0 | 0 | 0 | 0 | 0 | 0 | 0 | 0 | 0 | 0 | 0 | 0 | 0 | 0 | 0 | 0 | 0 | 0 | 0 | 0 | 0 | 0 | 0 | 0 | 0 | 0 | 0 | 0 | 0 | 0 | 0 | 0 | 0 | 0 | 0 |  |  | 1
| 11 | Save on Energy Business Refrigeration Incentive Program | 0 | 0 | 0 | 0 | 0 | 0 | 0 | 0 | 0 | 0 | 0 | 0 | 0 | 0 | 0 | 0 | 0 | 0 | 0 | 0 | 0 | 0 | 0 | 0 | 0 | 0 | 0 | 0 | 0 | 0 | 0 | 0 | 0 | 0 | 0 | 0 |  | 0 | 0 | 0 | 0 | 0 | 0 | 0 | 0 | 0 | 0 | 0 | 0 | 0 | 0 | 0 | 0 | 0 | 0 | 0 | 0 | 0 | 0 | 0 | 0 | 0 | 0 | 0 | 0 | 0 | 0 | 0 | 0 | 0 | 0 | 0 | 0 |  |  | 0 | 0 | 0 | 0 | 0 | 0 | 0 | 0 | 0 | 0 | 0 | 0 | 0 | 0 | 0 | 0 | 0 | 0 | 0 | 0 | 0 | 0 | 0 | 0 | 0 | 0 | 0 | 0 | 0 | 0 | 0 | 0 | 0 | 0 | 0 | 0 |  | 0 | 0 | 0 | 0 | 0 | 0 | 0 | 0 | 0 | 0 | 0 | 0 | 0 | 0 | 0 | 0 | 0 | 0 | 0 | 0 | 0 | 0 | 0 | 0 | 0 | 0 | 0 | 0 | 0 | 0 | 0 | 0 | 0 | 0 | 0 | 0 |  |  | 1
| 12 | Save on Energy Process & Systems Upgrades Program | 0 | 0 | 0 | 0 | 0 | 0 | 0 | 0 | 0 | 0 | 0 | 0 | 0 | 0 | 0 | 0 | 0 | 0 | 0 | 0 | 0 | 0 | 0 | 0 | 0 | 0 | 0 | 0 | 0 | 0 | 0 | 0 | 0 | 0 | 0 | 0 |  | 0 | 0 | 0 | 0 | 0 | 0 | 0 | 0 | 0 | 0 | 0 | 0 | 0 | 0 | 0 | 0 | 0 | 0 | 0 | 0 | 0 | 0 | 0 | 0 | 0 | 0 | 0 | 0 | 0 | 0 | 0 | 0 | 0 | 0 | 0 | 0 |  |  | 0 | 0 | 0 | 0 | 0 | 0 | 0 | 0 | 0 | 0 | 0 | 0 | 0 | 0 | 0 | 0 | 0 | 0 | 0 | 0 | 0 | 0 | 0 | 0 | 0 | 0 | 0 | 0 | 0 | 0 | 0 | 0 | 0 | 0 | 0 | 0 |  | 0 | 0 | 0 | 0 | 0 | 0 | 0 | 0 | 0 | 0 | 0 | 0 | 0 | 0 | 0 | 0 | 0 | 0 | 0 | 0 | 0 | 0 | 0 | 0 | 0 | 0 | 0 | 0 | 0 | 0 | 0 | 0 | 0 | 0 | 0 | 0 |  |  | 1
| 13 | Save on Energy Energy Manager Program | 0 | 0 | 0 | 0 | 0 | 0 | 0 | 0 | 0 | 0 | 0 | 0 | 0 | 0 | 0 | 0 | 0 | 0 | 0 | 0 | 0 | 0 | 0 | 0 | 0 | 0 | 0 | 0 | 0 | 0 | 0 | 0 | 0 | 0 | 0 | 0 |  | 0 | 0 | 0 | 0 | 0 | 0 | 0 | 0 | 0 | 0 | 0 | 0 | 0 | 0 | 0 | 0 | 0 | 0 | 0 | 0 | 0 | 0 | 0 | 0 | 0 | 0 | 0 | 0 | 0 | 0 | 0 | 0 | 0 | 0 | 0 | 0 |  |  | 0 | 0 | 0 | 0 | 0 | 0 | 0 | 0 | 0 | 0 | 0 | 0 | 0 | 0 | 0 | 0 | 0 | 0 | 0 | 0 | 0 | 0 | 0 | 0 | 0 | 0 | 0 | 0 | 0 | 0 | 0 | 0 | 0 | 0 | 0 | 0 |  | 0 | 0 | 0 | 0 | 0 | 0 | 0 | 0 | 0 | 0 | 0 | 0 | 0 | 0 | 0 | 0 | 0 | 0 | 0 | 0 | 0 | 0 | 0 | 0 | 0 | 0 | 0 | 0 | 0 | 0 | 0 | 0 | 0 | 0 | 0 | 0 |  |  | 1
| 14 | Save on Energy Monitoring & Targeting Program | 0 | 0 | 0 | 0 | 0 | 0 | 0 | 0 | 0 | 0 | 0 | 0 | 0 | 0 | 0 | 0 | 0 | 0 | 0 | 0 | 0 | 0 | 0 | 0 | 0 | 0 | 0 | 0 | 0 | 0 | 0 | 0 | 0 | 0 | 0 | 0 |  | 0 | 0 | 0 | 0 | 0 | 0 | 0 | 0 | 0 | 0 | 0 | 0 | 0 | 0 | 0 | 0 | 0 | 0 | 0 | 0 | 0 | 0 | 0 | 0 | 0 | 0 | 0 | 0 | 0 | 0 | 0 | 0 | 0 | 0 | 0 | 0 |  |  | 0 | 0 | 0 | 0 | 0 | 0 | 0 | 0 | 0 | 0 | 0 | 0 | 0 | 0 | 0 | 0 | 0 | 0 | 0 | 0 | 0 | 0 | 0 | 0 | 0 | 0 | 0 | 0 | 0 | 0 | 0 | 0 | 0 | 0 | 0 | 0 |  | 0 | 0 | 0 | 0 | 0 | 0 | 0 | 0 | 0 | 0 | 0 | 0 | 0 | 0 | 0 | 0 | 0 | 0 | 0 | 0 | 0 | 0 | 0 | 0 | 0 | 0 | 0 | 0 | 0 | 0 | 0 | 0 | 0 | 0 | 0 | 0 |  |  | 1
| 15 | Save on Energy Retrofit Program - P4P | 0 | 0 | 0 | 0 | 0 | 0 | 0 | 0 | 0 | 0 | 0 | 0 | 0 | 0 | 0 | 0 | 0 | 0 | 0 | 0 | 0 | 0 | 0 | 0 | 0 | 0 | 0 | 0 | 0 | 0 | 0 | 0 | 0 | 0 | 0 | 0 |  | 0 | 0 | 0 | 0 | 0 | 0 | 0 | 0 | 0 | 0 | 0 | 0 | 0 | 0 | 0 | 0 | 0 | 0 | 0 | 0 | 0 | 0 | 0 | 0 | 0 | 0 | 0 | 0 | 0 | 0 | 0 | 0 | 0 | 0 | 0 | 0 |  |  | 0 | 0 | 0 | 0 | 0 | 0 | 0 | 0 | 0 | 0 | 0 | 0 | 0 | 0 | 0 | 0 | 0 | 0 | 0 | 0 | 0 | 0 | 0 | 0 | 0 | 0 | 0 | 0 | 0 | 0 | 0 | 0 | 0 | 0 | 0 | 0 |  | 0 | 0 | 0 | 0 | 0 | 0 | 0 | 0 | 0 | 0 | 0 | 0 | 0 | 0 | 0 | 0 | 0 | 0 | 0 | 0 | 0 | 0 | 0 | 0 | 0 | 0 | 0 | 0 | 0 | 0 | 0 | 0 | 0 | 0 | 0 | 0 |  |  | 1
| 16 | Save on Energy Process & Systems Upgrades Program - P4P | 0 | 0 | 0 | 0 | 0 | 0 | 0 | 0 | 0 | 0 | 0 | 0 | 0 | 0 | 0 | 0 | 0 | 0 | 0 | 0 | 0 | 0 | 0 | 0 | 0 | 0 | 0 | 0 | 0 | 0 | 0 | 0 | 0 | 0 | 0 | 0 |  | 0 | 0 | 0 | 0 | 0 | 0 | 0 | 0 | 0 | 0 | 0 | 0 | 0 | 0 | 0 | 0 | 0 | 0 | 0 | 0 | 0 | 0 | 0 | 0 | 0 | 0 | 0 | 0 | 0 | 0 | 0 | 0 | 0 | 0 | 0 | 0 |  |  | 0 | 0 | 0 | 0 | 0 | 0 | 0 | 0 | 0 | 0 | 0 | 0 | 0 | 0 | 0 | 0 | 0 | 0 | 0 | 0 | 0 | 0 | 0 | 0 | 0 | 0 | 0 | 0 | 0 | 0 | 0 | 0 | 0 | 0 | 0 | 0 |  | 0 | 0 | 0 | 0 | 0 | 0 | 0 | 0 | 0 | 0 | 0 | 0 | 0 | 0 | 0 | 0 | 0 | 0 | 0 | 0 | 0 | 0 | 0 | 0 | 0 | 0 | 0 | 0 | 0 | 0 | 0 | 0 | 0 | 0 | 0 | 0 |  |  | 1
| 17 | Adaptive Thermostat Local Program | 0 | 0 | 0 | 0 | 0 | 0 | 0 | 0 | 0 | 0 | 0 | 0 | 0 | 0 | 0 | 0 | 0 | 0 | 0 | 0 | 0 | 0 | 0 | 0 | 0 | 0 | 0 | 0 | 0 | 0 | 0 | 0 | 0 | 0 | 0 | 0 |  | 0 | 0 | 0 | 0 | 0 | 0 | 0 | 0 | 0 | 0 | 0 | 0 | 0 | 0 | 0 | 0 | 0 | 0 | 0 | 0 | 0 | 0 | 0 | 0 | 0 | 0 | 0 | 0 | 0 | 0 | 0 | 0 | 0 | 0 | 0 | 0 |  |  | 0 | 0 | 0 | 0 | 0 | 0 | 0 | 0 | 0 | 0 | 0 | 0 | 0 | 0 | 0 | 0 | 0 | 0 | 0 | 0 | 0 | 0 | 0 | 0 | 0 | 0 | 0 | 0 | 0 | 0 | 0 | 0 | 0 | 0 | 0 | 0 |  | 0 | 0 | 0 | 0 | 0 | 0 | 0 | 0 | 0 | 0 | 0 | 0 | 0 | 0 | 0 | 0 | 0 | 0 | 0 | 0 | 0 | 0 | 0 | 0 | 0 | 0 | 0 | 0 | 0 | 0 | 0 | 0 | 0 | 0 | 0 | 0 |  |  | 1
| 18 | Business Refrigeration Incentives Local Program | 0 | 0 | 0 | 0 | 0 | 0 | 0 | 0 | 0 | 0 | 0 | 0 | 0 | 0 | 0 | 0 | 0 | 0 | 0 | 0 | 0 | 0 | 0 | 0 | 0 | 0 | 0 | 0 | 0 | 0 | 0 | 0 | 0 | 0 | 0 | 0 |  | 0 | 0 | 0 | 0 | 0 | 0 | 0 | 0 | 0 | 0 | 0 | 0 | 0 | 0 | 0 | 0 | 0 | 0 | 0 | 0 | 0 | 0 | 0 | 0 | 0 | 0 | 0 | 0 | 0 | 0 | 0 | 0 | 0 | 0 | 0 | 0 |  |  | 0 | 0 | 0 | 0 | 0 | 0 | 0 | 0 | 0 | 0 | 0 | 0 | 0 | 0 | 0 | 0 | 0 | 0 | 0 | 0 | 0 | 0 | 0 | 0 | 0 | 0 | 0 | 0 | 0 | 0 | 0 | 0 | 0 | 0 | 0 | 0 |  | 0 | 0 | 0 | 0 | 0 | 0 | 0 | 0 | 0 | 0 | 0 | 0 | 0 | 0 | 0 | 0 | 0 | 0 | 0 | 0 | 0 | 0 | 0 | 0 | 0 | 0 | 0 | 0 | 0 | 0 | 0 | 0 | 0 | 0 | 0 | 0 |  |  | 1
| 19 | Conservation on the Coast Home Assistance Local Program | 0 | 0 | 0 | 0 | 0 | 0 | 0 | 0 | 0 | 0 | 0 | 0 | 0 | 0 | 0 | 0 | 0 | 0 | 0 | 0 | 0 | 0 | 0 | 0 | 0 | 0 | 0 | 0 | 0 | 0 | 0 | 0 | 0 | 0 | 0 | 0 |  | 0 | 0 | 0 | 0 | 0 | 0 | 0 | 0 | 0 | 0 | 0 | 0 | 0 | 0 | 0 | 0 | 0 | 0 | 0 | 0 | 0 | 0 | 0 | 0 | 0 | 0 | 0 | 0 | 0 | 0 | 0 | 0 | 0 | 0 | 0 | 0 |  |  | 0 | 0 | 0 | 0 | 0 | 0 | 0 | 0 | 0 | 0 | 0 | 0 | 0 | 0 | 0 | 0 | 0 | 0 | 0 | 0 | 0 | 0 | 0 | 0 | 0 | 0 | 0 | 0 | 0 | 0 | 0 | 0 | 0 | 0 | 0 | 0 |  | 0 | 0 | 0 | 0 | 0 | 0 | 0 | 0 | 0 | 0 | 0 | 0 | 0 | 0 | 0 | 0 | 0 | 0 | 0 | 0 | 0 | 0 | 0 | 0 | 0 | 0 | 0 | 0 | 0 | 0 | 0 | 0 | 0 | 0 | 0 | 0 |  |  | 1
| 20 | Conservation on the Coast Small Business Lighting Local Program | 0 | 0 | 0 | 0 | 0 | 0 | 0 | 0 | 0 | 0 | 0 | 0 | 0 | 0 | 0 | 0 | 0 | 0 | 0 | 0 | 0 | 0 | 0 | 0 | 0 | 0 | 0 | 0 | 0 | 0 | 0 | 0 | 0 | 0 | 0 | 0 |  | 0 | 0 | 0 | 0 | 0 | 0 | 0 | 0 | 0 | 0 | 0 | 0 | 0 | 0 | 0 | 0 | 0 | 0 | 0 | 0 | 0 | 0 | 0 | 0 | 0 | 0 | 0 | 0 | 0 | 0 | 0 | 0 | 0 | 0 | 0 | 0 |  |  | 0 | 0 | 0 | 0 | 0 | 0 | 0 | 0 | 0 | 0 | 0 | 0 | 0 | 0 | 0 | 0 | 0 | 0 | 0 | 0 | 0 | 0 | 0 | 0 | 0 | 0 | 0 | 0 | 0 | 0 | 0 | 0 | 0 | 0 | 0 | 0 |  | 0 | 0 | 0 | 0 | 0 | 0 | 0 | 0 | 0 | 0 | 0 | 0 | 0 | 0 | 0 | 0 | 0 | 0 | 0 | 0 | 0 | 0 | 0 | 0 | 0 | 0 | 0 | 0 | 0 | 0 | 0 | 0 | 0 | 0 | 0 | 0 |  |  | 1
| 21 | First Nations Conservation Local Program | 0 | 0 | 0 | 0 | 0 | 0 | 0 | 0 | 0 | 0 | 0 | 0 | 0 | 0 | 0 | 0 | 0 | 0 | 0 | 0 | 0 | 0 | 0 | 0 | 0 | 0 | 0 | 0 | 0 | 0 | 0 | 0 | 0 | 0 | 0 | 0 |  | 0 | 0 | 0 | 0 | 0 | 0 | 0 | 0 | 0 | 0 | 0 | 0 | 0 | 0 | 0 | 0 | 0 | 0 | 0 | 0 | 0 | 0 | 0 | 0 | 0 | 0 | 0 | 0 | 0 | 0 | 0 | 0 | 0 | 0 | 0 | 0 |  |  | 0 | 0 | 0 | 0 | 0 | 0 | 0 | 0 | 0 | 0 | 0 | 0 | 0 | 0 | 0 | 0 | 0 | 0 | 0 | 0 | 0 | 0 | 0 | 0 | 0 | 0 | 0 | 0 | 0 | 0 | 0 | 0 | 0 | 0 | 0 | 0 |  | 0 | 0 | 0 | 0 | 0 | 0 | 0 | 0 | 0 | 0 | 0 | 0 | 0 | 0 | 0 | 0 | 0 | 0 | 0 | 0 | 0 | 0 | 0 | 0 | 0 | 0 | 0 | 0 | 0 | 0 | 0 | 0 | 0 | 0 | 0 | 0 |  |  | 1
| 22 | High Efficiency Agriculturual Pumping Local Program | 0 | 0 | 0 | 0 | 0 | 0 | 0 | 0 | 0 | 0 | 0 | 0 | 0 | 0 | 0 | 0 | 0 | 0 | 0 | 0 | 0 | 0 | 0 | 0 | 0 | 0 | 0 | 0 | 0 | 0 | 0 | 0 | 0 | 0 | 0 | 0 |  | 0 | 0 | 0 | 0 | 0 | 0 | 0 | 0 | 0 | 0 | 0 | 0 | 0 | 0 | 0 | 0 | 0 | 0 | 0 | 0 | 0 | 0 | 0 | 0 | 0 | 0 | 0 | 0 | 0 | 0 | 0 | 0 | 0 | 0 | 0 | 0 |  |  | 0 | 0 | 0 | 0 | 0 | 0 | 0 | 0 | 0 | 0 | 0 | 0 | 0 | 0 | 0 | 0 | 0 | 0 | 0 | 0 | 0 | 0 | 0 | 0 | 0 | 0 | 0 | 0 | 0 | 0 | 0 | 0 | 0 | 0 | 0 | 0 |  | 0 | 0 | 0 | 0 | 0 | 0 | 0 | 0 | 0 | 0 | 0 | 0 | 0 | 0 | 0 | 0 | 0 | 0 | 0 | 0 | 0 | 0 | 0 | 0 | 0 | 0 | 0 | 0 | 0 | 0 | 0 | 0 | 0 | 0 | 0 | 0 |  |  | 1
| 23 | Instant Savings Local Program | 0 | 0 | 0 | 0 | 0 | 0 | 0 | 0 | 0 | 0 | 0 | 0 | 0 | 0 | 0 | 0 | 0 | 0 | 0 | 0 | 0 | 0 | 0 | 0 | 0 | 0 | 0 | 0 | 0 | 0 | 0 | 0 | 0 | 0 | 0 | 0 |  | 0 | 0 | 0 | 0 | 0 | 0 | 0 | 0 | 0 | 0 | 0 | 0 | 0 | 0 | 0 | 0 | 0 | 0 | 0 | 0 | 0 | 0 | 0 | 0 | 0 | 0 | 0 | 0 | 0 | 0 | 0 | 0 | 0 | 0 | 0 | 0 |  |  | 0 | 0 | 0 | 0 | 0 | 0 | 0 | 0 | 0 | 0 | 0 | 0 | 0 | 0 | 0 | 0 | 0 | 0 | 0 | 0 | 0 | 0 | 0 | 0 | 0 | 0 | 0 | 0 | 0 | 0 | 0 | 0 | 0 | 0 | 0 | 0 |  | 0 | 0 | 0 | 0 | 0 | 0 | 0 | 0 | 0 | 0 | 0 | 0 | 0 | 0 | 0 | 0 | 0 | 0 | 0 | 0 | 0 | 0 | 0 | 0 | 0 | 0 | 0 | 0 | 0 | 0 | 0 | 0 | 0 | 0 | 0 | 0 |  |  | 1
| 24 | OPsaver Local Program | 0 | 0 | 0 | 0 | 0 | 0 | 0 | 0 | 0 | 0 | 0 | 0 | 0 | 0 | 0 | 0 | 0 | 0 | 0 | 0 | 0 | 0 | 0 | 0 | 0 | 0 | 0 | 0 | 0 | 0 | 0 | 0 | 0 | 0 | 0 | 0 |  | 0 | 0 | 0 | 0 | 0 | 0 | 0 | 0 | 0 | 0 | 0 | 0 | 0 | 0 | 0 | 0 | 0 | 0 | 0 | 0 | 0 | 0 | 0 | 0 | 0 | 0 | 0 | 0 | 0 | 0 | 0 | 0 | 0 | 0 | 0 | 0 |  |  | 0 | 0 | 0 | 0 | 0 | 0 | 0 | 0 | 0 | 0 | 0 | 0 | 0 | 0 | 0 | 0 | 0 | 0 | 0 | 0 | 0 | 0 | 0 | 0 | 0 | 0 | 0 | 0 | 0 | 0 | 0 | 0 | 0 | 0 | 0 | 0 |  | 0 | 0 | 0 | 0 | 0 | 0 | 0 | 0 | 0 | 0 | 0 | 0 | 0 | 0 | 0 | 0 | 0 | 0 | 0 | 0 | 0 | 0 | 0 | 0 | 0 | 0 | 0 | 0 | 0 | 0 | 0 | 0 | 0 | 0 | 0 | 0 |  |  | 1
| 25 | Pool Saver Local Program | 0 | 0 | 0 | 0 | 0 | 0 | 0 | 0 | 0 | 0 | 0 | 0 | 0 | 0 | 0 | 0 | 0 | 0 | 0 | 0 | 0 | 0 | 0 | 0 | 0 | 0 | 0 | 0 | 0 | 0 | 0 | 0 | 0 | 0 | 0 | 0 |  | 0 | 0 | 0 | 0 | 0 | 0 | 0 | 0 | 0 | 0 | 0 | 0 | 0 | 0 | 0 | 0 | 0 | 0 | 0 | 0 | 0 | 0 | 0 | 0 | 0 | 0 | 0 | 0 | 0 | 0 | 0 | 0 | 0 | 0 | 0 | 0 |  |  | 0 | 0 | 0 | 0 | 0 | 0 | 0 | 0 | 0 | 0 | 0 | 0 | 0 | 0 | 0 | 0 | 0 | 0 | 0 | 0 | 0 | 0 | 0 | 0 | 0 | 0 | 0 | 0 | 0 | 0 | 0 | 0 | 0 | 0 | 0 | 0 |  | 0 | 0 | 0 | 0 | 0 | 0 | 0 | 0 | 0 | 0 | 0 | 0 | 0 | 0 | 0 | 0 | 0 | 0 | 0 | 0 | 0 | 0 | 0 | 0 | 0 | 0 | 0 | 0 | 0 | 0 | 0 | 0 | 0 | 0 | 0 | 0 |  |  | 1
| 26 | PUMPsaver Local Program | 0 | 0 | 0 | 0 | 0 | 0 | 0 | 0 | 0 | 0 | 0 | 0 | 0 | 0 | 0 | 0 | 0 | 0 | 0 | 0 | 0 | 0 | 0 | 0 | 0 | 0 | 0 | 0 | 0 | 0 | 0 | 0 | 0 | 0 | 0 | 0 |  | 0 | 0 | 0 | 0 | 0 | 0 | 0 | 0 | 0 | 0 | 0 | 0 | 0 | 0 | 0 | 0 | 0 | 0 | 0 | 0 | 0 | 0 | 0 | 0 | 0 | 0 | 0 | 0 | 0 | 0 | 0 | 0 | 0 | 0 | 0 | 0 |  |  | 0 | 0 | 0 | 0 | 0 | 0 | 0 | 0 | 0 | 0 | 0 | 0 | 0 | 0 | 0 | 0 | 0 | 0 | 0 | 0 | 0 | 0 | 0 | 0 | 0 | 0 | 0 | 0 | 0 | 0 | 0 | 0 | 0 | 0 | 0 | 0 |  | 0 | 0 | 0 | 0 | 0 | 0 | 0 | 0 | 0 | 0 | 0 | 0 | 0 | 0 | 0 | 0 | 0 | 0 | 0 | 0 | 0 | 0 | 0 | 0 | 0 | 0 | 0 | 0 | 0 | 0 | 0 | 0 | 0 | 0 | 0 | 0 |  |  | 1
| 27 | RTUsaver Local Program | 0 | 0 | 0 | 0 | 0 | 0 | 0 | 0 | 0 | 0 | 0 | 0 | 0 | 0 | 0 | 0 | 0 | 0 | 0 | 0 | 0 | 0 | 0 | 0 | 0 | 0 | 0 | 0 | 0 | 0 | 0 | 0 | 0 | 0 | 0 | 0 |  | 0 | 0 | 0 | 0 | 0 | 0 | 0 | 0 | 0 | 0 | 0 | 0 | 0 | 0 | 0 | 0 | 0 | 0 | 0 | 0 | 0 | 0 | 0 | 0 | 0 | 0 | 0 | 0 | 0 | 0 | 0 | 0 | 0 | 0 | 0 | 0 |  |  | 0 | 0 | 0 | 0 | 0 | 0 | 0 | 0 | 0 | 0 | 0 | 0 | 0 | 0 | 0 | 0 | 0 | 0 | 0 | 0 | 0 | 0 | 0 | 0 | 0 | 0 | 0 | 0 | 0 | 0 | 0 | 0 | 0 | 0 | 0 | 0 |  | 0 | 0 | 0 | 0 | 0 | 0 | 0 | 0 | 0 | 0 | 0 | 0 | 0 | 0 | 0 | 0 | 0 | 0 | 0 | 0 | 0 | 0 | 0 | 0 | 0 | 0 | 0 | 0 | 0 | 0 | 0 | 0 | 0 | 0 | 0 | 0 |  |  | 1
| 28 | Social Benchmarking Local Program | 0 | 0 | 0 | 0 | 0 | 0 | 0 | 0 | 0 | 0 | 0 | 0 | 0 | 0 | 0 | 0 | 0 | 0 | 0 | 0 | 0 | 0 | 0 | 0 | 0 | 0 | 0 | 0 | 0 | 0 | 0 | 0 | 0 | 0 | 0 | 0 |  | 0 | 0 | 0 | 0 | 0 | 0 | 0 | 0 | 0 | 0 | 0 | 0 | 0 | 0 | 0 | 0 | 0 | 0 | 0 | 0 | 0 | 0 | 0 | 0 | 0 | 0 | 0 | 0 | 0 | 0 | 0 | 0 | 0 | 0 | 0 | 0 |  |  | 0 | 0 | 0 | 0 | 0 | 0 | 0 | 0 | 0 | 0 | 0 | 0 | 0 | 0 | 0 | 0 | 0 | 0 | 0 | 0 | 0 | 0 | 0 | 0 | 0 | 0 | 0 | 0 | 0 | 0 | 0 | 0 | 0 | 0 | 0 | 0 |  | 0 | 0 | 0 | 0 | 0 | 0 | 0 | 0 | 0 | 0 | 0 | 0 | 0 | 0 | 0 | 0 | 0 | 0 | 0 | 0 | 0 | 0 | 0 | 0 | 0 | 0 | 0 | 0 | 0 | 0 | 0 | 0 | 0 | 0 | 0 | 0 |  |  | 1
| 29 | Air Source Heat Pump – For Residential Space Heating LDC Innovation Fund Pilot Program | 0 | 0 | 0 | 0 | 0 | 0 | 0 | 0 | 0 | 0 | 0 | 0 | 0 | 0 | 0 | 0 | 0 | 0 | 0 | 0 | 0 | 0 | 0 | 0 | 0 | 0 | 0 | 0 | 0 | 0 | 0 | 0 | 0 | 0 | 0 | 0 |  | 0 | 0 | 0 | 0 | 0 | 0 | 0 | 0 | 0 | 0 | 0 | 0 | 0 | 0 | 0 | 0 | 0 | 0 | 0 | 0 | 0 | 0 | 0 | 0 | 0 | 0 | 0 | 0 | 0 | 0 | 0 | 0 | 0 | 0 | 0 | 0 |  |  | 0 | 0 | 0 | 0 | 0 | 0 | 0 | 0 | 0 | 0 | 0 | 0 | 0 | 0 | 0 | 0 | 0 | 0 | 0 | 0 | 0 | 0 | 0 | 0 | 0 | 0 | 0 | 0 | 0 | 0 | 0 | 0 | 0 | 0 | 0 | 0 |  | 0 | 0 | 0 | 0 | 0 | 0 | 0 | 0 | 0 | 0 | 0 | 0 | 0 | 0 | 0 | 0 | 0 | 0 | 0 | 0 | 0 | 0 | 0 | 0 | 0 | 0 | 0 | 0 | 0 | 0 | 0 | 0 | 0 | 0 | 0 | 0 |  |  | 1
| 30 | Air Source Heat Pump – For Residential Water Heating LDC Innovation Fund Pilot Program | 0 | 0 | 0 | 0 | 0 | 0 | 0 | 0 | 0 | 0 | 0 | 0 | 0 | 0 | 0 | 0 | 0 | 0 | 0 | 0 | 0 | 0 | 0 | 0 | 0 | 0 | 0 | 0 | 0 | 0 | 0 | 0 | 0 | 0 | 0 | 0 |  | 0 | 0 | 0 | 0 | 0 | 0 | 0 | 0 | 0 | 0 | 0 | 0 | 0 | 0 | 0 | 0 | 0 | 0 | 0 | 0 | 0 | 0 | 0 | 0 | 0 | 0 | 0 | 0 | 0 | 0 | 0 | 0 | 0 | 0 | 0 | 0 |  |  | 0 | 0 | 0 | 0 | 0 | 0 | 0 | 0 | 0 | 0 | 0 | 0 | 0 | 0 | 0 | 0 | 0 | 0 | 0 | 0 | 0 | 0 | 0 | 0 | 0 | 0 | 0 | 0 | 0 | 0 | 0 | 0 | 0 | 0 | 0 | 0 |  | 0 | 0 | 0 | 0 | 0 | 0 | 0 | 0 | 0 | 0 | 0 | 0 | 0 | 0 | 0 | 0 | 0 | 0 | 0 | 0 | 0 | 0 | 0 | 0 | 0 | 0 | 0 | 0 | 0 | 0 | 0 | 0 | 0 | 0 | 0 | 0 |  |  | 1
| 31 | Block Heater Timer LDC Innovation Fund Pilot Program | 0 | 0 | 0 | 0 | 0 | 0 | 0 | 0 | 0 | 0 | 0 | 0 | 0 | 0 | 0 | 0 | 0 | 0 | 0 | 0 | 0 | 0 | 0 | 0 | 0 | 0 | 0 | 0 | 0 | 0 | 0 | 0 | 0 | 0 | 0 | 0 |  | 0 | 0 | 0 | 0 | 0 | 0 | 0 | 0 | 0 | 0 | 0 | 0 | 0 | 0 | 0 | 0 | 0 | 0 | 0 | 0 | 0 | 0 | 0 | 0 | 0 | 0 | 0 | 0 | 0 | 0 | 0 | 0 | 0 | 0 | 0 | 0 |  |  | 0 | 0 | 0 | 0 | 0 | 0 | 0 | 0 | 0 | 0 | 0 | 0 | 0 | 0 | 0 | 0 | 0 | 0 | 0 | 0 | 0 | 0 | 0 | 0 | 0 | 0 | 0 | 0 | 0 | 0 | 0 | 0 | 0 | 0 | 0 | 0 |  | 0 | 0 | 0 | 0 | 0 | 0 | 0 | 0 | 0 | 0 | 0 | 0 | 0 | 0 | 0 | 0 | 0 | 0 | 0 | 0 | 0 | 0 | 0 | 0 | 0 | 0 | 0 | 0 | 0 | 0 | 0 | 0 | 0 | 0 | 0 | 0 |  |  | 1
| 32 | Commercial Energy Management and Load Control (CEMLC) LDC Innovation Fund Pilot Program | 0 | 0 | 0 | 0 | 0 | 0 | 0 | 0 | 0 | 0 | 0 | 0 | 0 | 0 | 0 | 0 | 0 | 0 | 0 | 0 | 0 | 0 | 0 | 0 | 0 | 0 | 0 | 0 | 0 | 0 | 0 | 0 | 0 | 0 | 0 | 0 |  | 0 | 0 | 0 | 0 | 0 | 0 | 0 | 0 | 0 | 0 | 0 | 0 | 0 | 0 | 0 | 0 | 0 | 0 | 0 | 0 | 0 | 0 | 0 | 0 | 0 | 0 | 0 | 0 | 0 | 0 | 0 | 0 | 0 | 0 | 0 | 0 |  |  | 0 | 0 | 0 | 0 | 0 | 0 | 0 | 0 | 0 | 0 | 0 | 0 | 0 | 0 | 0 | 0 | 0 | 0 | 0 | 0 | 0 | 0 | 0 | 0 | 0 | 0 | 0 | 0 | 0 | 0 | 0 | 0 | 0 | 0 | 0 | 0 |  | 0 | 0 | 0 | 0 | 0 | 0 | 0 | 0 | 0 | 0 | 0 | 0 | 0 | 0 | 0 | 0 | 0 | 0 | 0 | 0 | 0 | 0 | 0 | 0 | 0 | 0 | 0 | 0 | 0 | 0 | 0 | 0 | 0 | 0 | 0 | 0 |  |  | 1
| 33 | Conservation Cultivator LDC Innovation Fund Pilot Program | 0 | 0 | 0 | 0 | 0 | 0 | 0 | 0 | 0 | 0 | 0 | 0 | 0 | 0 | 0 | 0 | 0 | 0 | 0 | 0 | 0 | 0 | 0 | 0 | 0 | 0 | 0 | 0 | 0 | 0 | 0 | 0 | 0 | 0 | 0 | 0 |  | 0 | 0 | 0 | 0 | 0 | 0 | 0 | 0 | 0 | 0 | 0 | 0 | 0 | 0 | 0 | 0 | 0 | 0 | 0 | 0 | 0 | 0 | 0 | 0 | 0 | 0 | 0 | 0 | 0 | 0 | 0 | 0 | 0 | 0 | 0 | 0 |  |  | 0 | 0 | 0 | 0 | 0 | 0 | 0 | 0 | 0 | 0 | 0 | 0 | 0 | 0 | 0 | 0 | 0 | 0 | 0 | 0 | 0 | 0 | 0 | 0 | 0 | 0 | 0 | 0 | 0 | 0 | 0 | 0 | 0 | 0 | 0 | 0 |  | 0 | 0 | 0 | 0 | 0 | 0 | 0 | 0 | 0 | 0 | 0 | 0 | 0 | 0 | 0 | 0 | 0 | 0 | 0 | 0 | 0 | 0 | 0 | 0 | 0 | 0 | 0 | 0 | 0 | 0 | 0 | 0 | 0 | 0 | 0 | 0 |  |  | 1
| 34 | Data Centre LDC Innovation Fund Pilot Program | 0 | 0 | 0 | 0 | 0 | 0 | 0 | 0 | 0 | 0 | 0 | 0 | 0 | 0 | 0 | 0 | 0 | 0 | 0 | 0 | 0 | 0 | 0 | 0 | 0 | 0 | 0 | 0 | 0 | 0 | 0 | 0 | 0 | 0 | 0 | 0 |  | 0 | 0 | 0 | 0 | 0 | 0 | 0 | 0 | 0 | 0 | 0 | 0 | 0 | 0 | 0 | 0 | 0 | 0 | 0 | 0 | 0 | 0 | 0 | 0 | 0 | 0 | 0 | 0 | 0 | 0 | 0 | 0 | 0 | 0 | 0 | 0 |  |  | 0 | 0 | 0 | 0 | 0 | 0 | 0 | 0 | 0 | 0 | 0 | 0 | 0 | 0 | 0 | 0 | 0 | 0 | 0 | 0 | 0 | 0 | 0 | 0 | 0 | 0 | 0 | 0 | 0 | 0 | 0 | 0 | 0 | 0 | 0 | 0 |  | 0 | 0 | 0 | 0 | 0 | 0 | 0 | 0 | 0 | 0 | 0 | 0 | 0 | 0 | 0 | 0 | 0 | 0 | 0 | 0 | 0 | 0 | 0 | 0 | 0 | 0 | 0 | 0 | 0 | 0 | 0 | 0 | 0 | 0 | 0 | 0 |  |  | 1
| 35 | Electronics Take Back LDC Innovation Fund Pilot Program | 0 | 0 | 0 | 0 | 0 | 0 | 0 | 0 | 0 | 0 | 0 | 0 | 0 | 0 | 0 | 0 | 0 | 0 | 0 | 0 | 0 | 0 | 0 | 0 | 0 | 0 | 0 | 0 | 0 | 0 | 0 | 0 | 0 | 0 | 0 | 0 |  | 0 | 0 | 0 | 0 | 0 | 0 | 0 | 0 | 0 | 0 | 0 | 0 | 0 | 0 | 0 | 0 | 0 | 0 | 0 | 0 | 0 | 0 | 0 | 0 | 0 | 0 | 0 | 0 | 0 | 0 | 0 | 0 | 0 | 0 | 0 | 0 |  |  | 0 | 0 | 0 | 0 | 0 | 0 | 0 | 0 | 0 | 0 | 0 | 0 | 0 | 0 | 0 | 0 | 0 | 0 | 0 | 0 | 0 | 0 | 0 | 0 | 0 | 0 | 0 | 0 | 0 | 0 | 0 | 0 | 0 | 0 | 0 | 0 |  | 0 | 0 | 0 | 0 | 0 | 0 | 0 | 0 | 0 | 0 | 0 | 0 | 0 | 0 | 0 | 0 | 0 | 0 | 0 | 0 | 0 | 0 | 0 | 0 | 0 | 0 | 0 | 0 | 0 | 0 | 0 | 0 | 0 | 0 | 0 | 0 |  |  | 1
| 36 | Energy Reinvestment LDC Innovation Fund Pilot Program | 0 | 0 | 0 | 0 | 0 | 0 | 0 | 0 | 0 | 0 | 0 | 0 | 0 | 0 | 0 | 0 | 0 | 0 | 0 | 0 | 0 | 0 | 0 | 0 | 0 | 0 | 0 | 0 | 0 | 0 | 0 | 0 | 0 | 0 | 0 | 0 |  | 0 | 0 | 0 | 0 | 0 | 0 | 0 | 0 | 0 | 0 | 0 | 0 | 0 | 0 | 0 | 0 | 0 | 0 | 0 | 0 | 0 | 0 | 0 | 0 | 0 | 0 | 0 | 0 | 0 | 0 | 0 | 0 | 0 | 0 | 0 | 0 |  |  | 0 | 0 | 0 | 0 | 0 | 0 | 0 | 0 | 0 | 0 | 0 | 0 | 0 | 0 | 0 | 0 | 0 | 0 | 0 | 0 | 0 | 0 | 0 | 0 | 0 | 0 | 0 | 0 | 0 | 0 | 0 | 0 | 0 | 0 | 0 | 0 |  | 0 | 0 | 0 | 0 | 0 | 0 | 0 | 0 | 0 | 0 | 0 | 0 | 0 | 0 | 0 | 0 | 0 | 0 | 0 | 0 | 0 | 0 | 0 | 0 | 0 | 0 | 0 | 0 | 0 | 0 | 0 | 0 | 0 | 0 | 0 | 0 |  |  | 1
| 37 | Home Energy Assessment & Retrofit LDC Innovation Fund Pilot Program | 0 | 0 | 0 | 0 | 0 | 0 | 0 | 0 | 0 | 0 | 0 | 0 | 0 | 0 | 0 | 0 | 0 | 0 | 0 | 0 | 0 | 0 | 0 | 0 | 0 | 0 | 0 | 0 | 0 | 0 | 0 | 0 | 0 | 0 | 0 | 0 |  | 0 | 0 | 0 | 0 | 0 | 0 | 0 | 0 | 0 | 0 | 0 | 0 | 0 | 0 | 0 | 0 | 0 | 0 | 0 | 0 | 0 | 0 | 0 | 0 | 0 | 0 | 0 | 0 | 0 | 0 | 0 | 0 | 0 | 0 | 0 | 0 |  |  | 0 | 0 | 0 | 0 | 0 | 0 | 0 | 0 | 0 | 0 | 0 | 0 | 0 | 0 | 0 | 0 | 0 | 0 | 0 | 0 | 0 | 0 | 0 | 0 | 0 | 0 | 0 | 0 | 0 | 0 | 0 | 0 | 0 | 0 | 0 | 0 |  | 0 | 0 | 0 | 0 | 0 | 0 | 0 | 0 | 0 | 0 | 0 | 0 | 0 | 0 | 0 | 0 | 0 | 0 | 0 | 0 | 0 | 0 | 0 | 0 | 0 | 0 | 0 | 0 | 0 | 0 | 0 | 0 | 0 | 0 | 0 | 0 |  |  | 1
| 38 | Hotel/Motel LDC Innovation Fund Pilot Program | 0 | 0 | 0 | 0 | 0 | 0 | 0 | 0 | 0 | 0 | 0 | 0 | 0 | 0 | 0 | 0 | 0 | 0 | 0 | 0 | 0 | 0 | 0 | 0 | 0 | 0 | 0 | 0 | 0 | 0 | 0 | 0 | 0 | 0 | 0 | 0 |  | 0 | 0 | 0 | 0 | 0 | 0 | 0 | 0 | 0 | 0 | 0 | 0 | 0 | 0 | 0 | 0 | 0 | 0 | 0 | 0 | 0 | 0 | 0 | 0 | 0 | 0 | 0 | 0 | 0 | 0 | 0 | 0 | 0 | 0 | 0 | 0 |  |  | 0 | 0 | 0 | 0 | 0 | 0 | 0 | 0 | 0 | 0 | 0 | 0 | 0 | 0 | 0 | 0 | 0 | 0 | 0 | 0 | 0 | 0 | 0 | 0 | 0 | 0 | 0 | 0 | 0 | 0 | 0 | 0 | 0 | 0 | 0 | 0 |  | 0 | 0 | 0 | 0 | 0 | 0 | 0 | 0 | 0 | 0 | 0 | 0 | 0 | 0 | 0 | 0 | 0 | 0 | 0 | 0 | 0 | 0 | 0 | 0 | 0 | 0 | 0 | 0 | 0 | 0 | 0 | 0 | 0 | 0 | 0 | 0 |  |  | 1
| 39 | Intelligent Air Technology LDC Innovation Fund Pilot Program | 0 | 0 | 0 | 0 | 0 | 0 | 0 | 0 | 0 | 0 | 0 | 0 | 0 | 0 | 0 | 0 | 0 | 0 | 0 | 0 | 0 | 0 | 0 | 0 | 0 | 0 | 0 | 0 | 0 | 0 | 0 | 0 | 0 | 0 | 0 | 0 |  | 0 | 0 | 0 | 0 | 0 | 0 | 0 | 0 | 0 | 0 | 0 | 0 | 0 | 0 | 0 | 0 | 0 | 0 | 0 | 0 | 0 | 0 | 0 | 0 | 0 | 0 | 0 | 0 | 0 | 0 | 0 | 0 | 0 | 0 | 0 | 0 |  |  | 0 | 0 | 0 | 0 | 0 | 0 | 0 | 0 | 0 | 0 | 0 | 0 | 0 | 0 | 0 | 0 | 0 | 0 | 0 | 0 | 0 | 0 | 0 | 0 | 0 | 0 | 0 | 0 | 0 | 0 | 0 | 0 | 0 | 0 | 0 | 0 |  | 0 | 0 | 0 | 0 | 0 | 0 | 0 | 0 | 0 | 0 | 0 | 0 | 0 | 0 | 0 | 0 | 0 | 0 | 0 | 0 | 0 | 0 | 0 | 0 | 0 | 0 | 0 | 0 | 0 | 0 | 0 | 0 | 0 | 0 | 0 | 0 |  |  | 1
| 40 | OPsaver LDC Innovation Fund Pilot Program | 0 | 0 | 0 | 0 | 0 | 0 | 0 | 0 | 0 | 0 | 0 | 0 | 0 | 0 | 0 | 0 | 0 | 0 | 0 | 0 | 0 | 0 | 0 | 0 | 0 | 0 | 0 | 0 | 0 | 0 | 0 | 0 | 0 | 0 | 0 | 0 |  | 0 | 0 | 0 | 0 | 0 | 0 | 0 | 0 | 0 | 0 | 0 | 0 | 0 | 0 | 0 | 0 | 0 | 0 | 0 | 0 | 0 | 0 | 0 | 0 | 0 | 0 | 0 | 0 | 0 | 0 | 0 | 0 | 0 | 0 | 0 | 0 |  |  | 0 | 0 | 0 | 0 | 0 | 0 | 0 | 0 | 0 | 0 | 0 | 0 | 0 | 0 | 0 | 0 | 0 | 0 | 0 | 0 | 0 | 0 | 0 | 0 | 0 | 0 | 0 | 0 | 0 | 0 | 0 | 0 | 0 | 0 | 0 | 0 |  | 0 | 0 | 0 | 0 | 0 | 0 | 0 | 0 | 0 | 0 | 0 | 0 | 0 | 0 | 0 | 0 | 0 | 0 | 0 | 0 | 0 | 0 | 0 | 0 | 0 | 0 | 0 | 0 | 0 | 0 | 0 | 0 | 0 | 0 | 0 | 0 |  |  | 1
| 41 | PUMPsaver LDC Innovation Fund Pilot Program | 0 | 0 | 0 | 0 | 0 | 0 | 0 | 0 | 0 | 0 | 0 | 0 | 0 | 0 | 0 | 0 | 0 | 0 | 0 | 0 | 0 | 0 | 0 | 0 | 0 | 0 | 0 | 0 | 0 | 0 | 0 | 0 | 0 | 0 | 0 | 0 |  | 0 | 0 | 0 | 0 | 0 | 0 | 0 | 0 | 0 | 0 | 0 | 0 | 0 | 0 | 0 | 0 | 0 | 0 | 0 | 0 | 0 | 0 | 0 | 0 | 0 | 0 | 0 | 0 | 0 | 0 | 0 | 0 | 0 | 0 | 0 | 0 |  |  | 0 | 0 | 0 | 0 | 0 | 0 | 0 | 0 | 0 | 0 | 0 | 0 | 0 | 0 | 0 | 0 | 0 | 0 | 0 | 0 | 0 | 0 | 0 | 0 | 0 | 0 | 0 | 0 | 0 | 0 | 0 | 0 | 0 | 0 | 0 | 0 |  | 0 | 0 | 0 | 0 | 0 | 0 | 0 | 0 | 0 | 0 | 0 | 0 | 0 | 0 | 0 | 0 | 0 | 0 | 0 | 0 | 0 | 0 | 0 | 0 | 0 | 0 | 0 | 0 | 0 | 0 | 0 | 0 | 0 | 0 | 0 | 0 |  |  | 1
| 42 | Residential Direct Install LDC Innovation Fund Pilot Program | 0 | 0 | 0 | 0 | 0 | 0 | 0 | 0 | 0 | 0 | 0 | 0 | 0 | 0 | 0 | 0 | 0 | 0 | 0 | 0 | 0 | 0 | 0 | 0 | 0 | 0 | 0 | 0 | 0 | 0 | 0 | 0 | 0 | 0 | 0 | 0 |  | 0 | 0 | 0 | 0 | 0 | 0 | 0 | 0 | 0 | 0 | 0 | 0 | 0 | 0 | 0 | 0 | 0 | 0 | 0 | 0 | 0 | 0 | 0 | 0 | 0 | 0 | 0 | 0 | 0 | 0 | 0 | 0 | 0 | 0 | 0 | 0 |  |  | 0 | 0 | 0 | 0 | 0 | 0 | 0 | 0 | 0 | 0 | 0 | 0 | 0 | 0 | 0 | 0 | 0 | 0 | 0 | 0 | 0 | 0 | 0 | 0 | 0 | 0 | 0 | 0 | 0 | 0 | 0 | 0 | 0 | 0 | 0 | 0 |  | 0 | 0 | 0 | 0 | 0 | 0 | 0 | 0 | 0 | 0 | 0 | 0 | 0 | 0 | 0 | 0 | 0 | 0 | 0 | 0 | 0 | 0 | 0 | 0 | 0 | 0 | 0 | 0 | 0 | 0 | 0 | 0 | 0 | 0 | 0 | 0 |  |  | 1
| 43 | Residential Direct Mail LDC Innovation Fund Pilot Program | 0 | 0 | 0 | 0 | 0 | 0 | 0 | 0 | 0 | 0 | 0 | 0 | 0 | 0 | 0 | 0 | 0 | 0 | 0 | 0 | 0 | 0 | 0 | 0 | 0 | 0 | 0 | 0 | 0 | 0 | 0 | 0 | 0 | 0 | 0 | 0 |  | 0 | 0 | 0 | 0 | 0 | 0 | 0 | 0 | 0 | 0 | 0 | 0 | 0 | 0 | 0 | 0 | 0 | 0 | 0 | 0 | 0 | 0 | 0 | 0 | 0 | 0 | 0 | 0 | 0 | 0 | 0 | 0 | 0 | 0 | 0 | 0 |  |  | 0 | 0 | 0 | 0 | 0 | 0 | 0 | 0 | 0 | 0 | 0 | 0 | 0 | 0 | 0 | 0 | 0 | 0 | 0 | 0 | 0 | 0 | 0 | 0 | 0 | 0 | 0 | 0 | 0 | 0 | 0 | 0 | 0 | 0 | 0 | 0 |  | 0 | 0 | 0 | 0 | 0 | 0 | 0 | 0 | 0 | 0 | 0 | 0 | 0 | 0 | 0 | 0 | 0 | 0 | 0 | 0 | 0 | 0 | 0 | 0 | 0 | 0 | 0 | 0 | 0 | 0 | 0 | 0 | 0 | 0 | 0 | 0 |  |  | 1
| 44 | Residential Ductless Heat Pump LDC Innovation Fund Pilot Program | 0 | 0 | 0 | 0 | 0 | 0 | 0 | 0 | 0 | 0 | 0 | 0 | 0 | 0 | 0 | 0 | 0 | 0 | 0 | 0 | 0 | 0 | 0 | 0 | 0 | 0 | 0 | 0 | 0 | 0 | 0 | 0 | 0 | 0 | 0 | 0 |  | 0 | 0 | 0 | 0 | 0 | 0 | 0 | 0 | 0 | 0 | 0 | 0 | 0 | 0 | 0 | 0 | 0 | 0 | 0 | 0 | 0 | 0 | 0 | 0 | 0 | 0 | 0 | 0 | 0 | 0 | 0 | 0 | 0 | 0 | 0 | 0 |  |  | 0 | 0 | 0 | 0 | 0 | 0 | 0 | 0 | 0 | 0 | 0 | 0 | 0 | 0 | 0 | 0 | 0 | 0 | 0 | 0 | 0 | 0 | 0 | 0 | 0 | 0 | 0 | 0 | 0 | 0 | 0 | 0 | 0 | 0 | 0 | 0 |  | 0 | 0 | 0 | 0 | 0 | 0 | 0 | 0 | 0 | 0 | 0 | 0 | 0 | 0 | 0 | 0 | 0 | 0 | 0 | 0 | 0 | 0 | 0 | 0 | 0 | 0 | 0 | 0 | 0 | 0 | 0 | 0 | 0 | 0 | 0 | 0 |  |  | 1
| 45 | Retrocomissioning LDC Innovation Fund Pilot Program | 0 | 0 | 0 | 0 | 0 | 0 | 0 | 0 | 0 | 0 | 0 | 0 | 0 | 0 | 0 | 0 | 0 | 0 | 0 | 0 | 0 | 0 | 0 | 0 | 0 | 0 | 0 | 0 | 0 | 0 | 0 | 0 | 0 | 0 | 0 | 0 |  | 0 | 0 | 0 | 0 | 0 | 0 | 0 | 0 | 0 | 0 | 0 | 0 | 0 | 0 | 0 | 0 | 0 | 0 | 0 | 0 | 0 | 0 | 0 | 0 | 0 | 0 | 0 | 0 | 0 | 0 | 0 | 0 | 0 | 0 | 0 | 0 |  |  | 0 | 0 | 0 | 0 | 0 | 0 | 0 | 0 | 0 | 0 | 0 | 0 | 0 | 0 | 0 | 0 | 0 | 0 | 0 | 0 | 0 | 0 | 0 | 0 | 0 | 0 | 0 | 0 | 0 | 0 | 0 | 0 | 0 | 0 | 0 | 0 |  | 0 | 0 | 0 | 0 | 0 | 0 | 0 | 0 | 0 | 0 | 0 | 0 | 0 | 0 | 0 | 0 | 0 | 0 | 0 | 0 | 0 | 0 | 0 | 0 | 0 | 0 | 0 | 0 | 0 | 0 | 0 | 0 | 0 | 0 | 0 | 0 |  |  | 1
| 46 | RTUsaver LDC Innovation Fund Pilot Program | 0 | 0 | 0 | 0 | 0 | 0 | 0 | 0 | 0 | 0 | 0 | 0 | 0 | 0 | 0 | 0 | 0 | 0 | 0 | 0 | 0 | 0 | 0 | 0 | 0 | 0 | 0 | 0 | 0 | 0 | 0 | 0 | 0 | 0 | 0 | 0 |  | 0 | 0 | 0 | 0 | 0 | 0 | 0 | 0 | 0 | 0 | 0 | 0 | 0 | 0 | 0 | 0 | 0 | 0 | 0 | 0 | 0 | 0 | 0 | 0 | 0 | 0 | 0 | 0 | 0 | 0 | 0 | 0 | 0 | 0 | 0 | 0 |  |  | 0 | 0 | 0 | 0 | 0 | 0 | 0 | 0 | 0 | 0 | 0 | 0 | 0 | 0 | 0 | 0 | 0 | 0 | 0 | 0 | 0 | 0 | 0 | 0 | 0 | 0 | 0 | 0 | 0 | 0 | 0 | 0 | 0 | 0 | 0 | 0 |  | 0 | 0 | 0 | 0 | 0 | 0 | 0 | 0 | 0 | 0 | 0 | 0 | 0 | 0 | 0 | 0 | 0 | 0 | 0 | 0 | 0 | 0 | 0 | 0 | 0 | 0 | 0 | 0 | 0 | 0 | 0 | 0 | 0 | 0 | 0 | 0 |  |  | 1
| 47 | Small & Medium Business Energy Management System LDC Innovation Fund Pilot Program | 0 | 0 | 0 | 0 | 0 | 0 | 0 | 0 | 0 | 0 | 0 | 0 | 0 | 0 | 0 | 0 | 0 | 0 | 0 | 0 | 0 | 0 | 0 | 0 | 0 | 0 | 0 | 0 | 0 | 0 | 0 | 0 | 0 | 0 | 0 | 0 |  | 0 | 0 | 0 | 0 | 0 | 0 | 0 | 0 | 0 | 0 | 0 | 0 | 0 | 0 | 0 | 0 | 0 | 0 | 0 | 0 | 0 | 0 | 0 | 0 | 0 | 0 | 0 | 0 | 0 | 0 | 0 | 0 | 0 | 0 | 0 | 0 |  |  | 0 | 0 | 0 | 0 | 0 | 0 | 0 | 0 | 0 | 0 | 0 | 0 | 0 | 0 | 0 | 0 | 0 | 0 | 0 | 0 | 0 | 0 | 0 | 0 | 0 | 0 | 0 | 0 | 0 | 0 | 0 | 0 | 0 | 0 | 0 | 0 |  | 0 | 0 | 0 | 0 | 0 | 0 | 0 | 0 | 0 | 0 | 0 | 0 | 0 | 0 | 0 | 0 | 0 | 0 | 0 | 0 | 0 | 0 | 0 | 0 | 0 | 0 | 0 | 0 | 0 | 0 | 0 | 0 | 0 | 0 | 0 | 0 |  |  | 1
| 48 | Solar Powered Attic Ventilation LDC Innovation Fund Pilot Program | 0 | 0 | 0 | 0 | 0 | 0 | 0 | 0 | 0 | 0 | 0 | 0 | 0 | 0 | 0 | 0 | 0 | 0 | 0 | 0 | 0 | 0 | 0 | 0 | 0 | 0 | 0 | 0 | 0 | 0 | 0 | 0 | 0 | 0 | 0 | 0 |  | 0 | 0 | 0 | 0 | 0 | 0 | 0 | 0 | 0 | 0 | 0 | 0 | 0 | 0 | 0 | 0 | 0 | 0 | 0 | 0 | 0 | 0 | 0 | 0 | 0 | 0 | 0 | 0 | 0 | 0 | 0 | 0 | 0 | 0 | 0 | 0 |  |  | 0 | 0 | 0 | 0 | 0 | 0 | 0 | 0 | 0 | 0 | 0 | 0 | 0 | 0 | 0 | 0 | 0 | 0 | 0 | 0 | 0 | 0 | 0 | 0 | 0 | 0 | 0 | 0 | 0 | 0 | 0 | 0 | 0 | 0 | 0 | 0 |  | 0 | 0 | 0 | 0 | 0 | 0 | 0 | 0 | 0 | 0 | 0 | 0 | 0 | 0 | 0 | 0 | 0 | 0 | 0 | 0 | 0 | 0 | 0 | 0 | 0 | 0 | 0 | 0 | 0 | 0 | 0 | 0 | 0 | 0 | 0 | 0 |  |  | 1
| 49 | Toronto Hydro – Enbridge Joint Low-Income Program LDC Innovation Fund Pilot Program | 0 | 0 | 0 | 0 | 0 | 0 | 0 | 0 | 0 | 0 | 0 | 0 | 0 | 0 | 0 | 0 | 0 | 0 | 0 | 0 | 0 | 0 | 0 | 0 | 0 | 0 | 0 | 0 | 0 | 0 | 0 | 0 | 0 | 0 | 0 | 0 |  | 0 | 0 | 0 | 0 | 0 | 0 | 0 | 0 | 0 | 0 | 0 | 0 | 0 | 0 | 0 | 0 | 0 | 0 | 0 | 0 | 0 | 0 | 0 | 0 | 0 | 0 | 0 | 0 | 0 | 0 | 0 | 0 | 0 | 0 | 0 | 0 |  |  | 0 | 0 | 0 | 0 | 0 | 0 | 0 | 0 | 0 | 0 | 0 | 0 | 0 | 0 | 0 | 0 | 0 | 0 | 0 | 0 | 0 | 0 | 0 | 0 | 0 | 0 | 0 | 0 | 0 | 0 | 0 | 0 | 0 | 0 | 0 | 0 |  | 0 | 0 | 0 | 0 | 0 | 0 | 0 | 0 | 0 | 0 | 0 | 0 | 0 | 0 | 0 | 0 | 0 | 0 | 0 | 0 | 0 | 0 | 0 | 0 | 0 | 0 | 0 | 0 | 0 | 0 | 0 | 0 | 0 | 0 | 0 | 0 |  |  | 1
| 50 | Truckload Event LDC Innovation Fund Pilot Program | 0 | 0 | 0 | 0 | 0 | 0 | 0 | 0 | 0 | 0 | 0 | 0 | 0 | 0 | 0 | 0 | 0 | 0 | 0 | 0 | 0 | 0 | 0 | 0 | 0 | 0 | 0 | 0 | 0 | 0 | 0 | 0 | 0 | 0 | 0 | 0 |  | 0 | 0 | 0 | 0 | 0 | 0 | 0 | 0 | 0 | 0 | 0 | 0 | 0 | 0 | 0 | 0 | 0 | 0 | 0 | 0 | 0 | 0 | 0 | 0 | 0 | 0 | 0 | 0 | 0 | 0 | 0 | 0 | 0 | 0 | 0 | 0 |  |  | 0 | 0 | 0 | 0 | 0 | 0 | 0 | 0 | 0 | 0 | 0 | 0 | 0 | 0 | 0 | 0 | 0 | 0 | 0 | 0 | 0 | 0 | 0 | 0 | 0 | 0 | 0 | 0 | 0 | 0 | 0 | 0 | 0 | 0 | 0 | 0 |  | 0 | 0 | 0 | 0 | 0 | 0 | 0 | 0 | 0 | 0 | 0 | 0 | 0 | 0 | 0 | 0 | 0 | 0 | 0 | 0 | 0 | 0 | 0 | 0 | 0 | 0 | 0 | 0 | 0 | 0 | 0 | 0 | 0 | 0 | 0 | 0 |  |  | 1
| 51 | Industrial Accelerator Program | 0 | 0 | 0 | 0 | 0 | 0 | 0 | 0 | 0 | 0 | 0 | 0 | 0 | 0 | 0 | 0 | 0 | 0 | 0 | 0 | 0 | 0 | 0 | 0 | 0 | 0 | 0 | 0 | 0 | 0 | 0 | 0 | 0 | 0 | 0 | 0 |  | 0 | 0 | 0 | 0 | 0 | 0 | 0 | 0 | 0 | 0 | 0 | 0 | 0 | 0 | 0 | 0 | 0 | 0 | 0 | 0 | 0 | 0 | 0 | 0 | 0 | 0 | 0 | 0 | 0 | 0 | 0 | 0 | 0 | 0 | 0 | 0 |  |  | 0 | 0 | 0 | 0 | 0 | 0 | 0 | 0 | 0 | 0 | 0 | 0 | 0 | 0 | 0 | 0 | 0 | 0 | 0 | 0 | 0 | 0 | 0 | 0 | 0 | 0 | 0 | 0 | 0 | 0 | 0 | 0 | 0 | 0 | 0 | 0 |  | 0 | 0 | 0 | 0 | 0 | 0 | 0 | 0 | 0 | 0 | 0 | 0 | 0 | 0 | 0 | 0 | 0 | 0 | 0 | 0 | 0 | 0 | 0 | 0 | 0 | 0 | 0 | 0 | 0 | 0 | 0 | 0 | 0 | 0 | 0 | 0 |  |  | 1
| 52 | Save on Energy Energy Performance Program for Multi-Site Customers | 0 | 0 | 0 | 0 | 0 | 0 | 0 | 0 | 0 | 0 | 0 | 0 | 0 | 0 | 0 | 0 | 0 | 0 | 0 | 0 | 0 | 0 | 0 | 0 | 0 | 0 | 0 | 0 | 0 | 0 | 0 | 0 | 0 | 0 | 0 | 0 |  | 0 | 0 | 0 | 0 | 0 | 0 | 0 | 0 | 0 | 0 | 0 | 0 | 0 | 0 | 0 | 0 | 0 | 0 | 0 | 0 | 0 | 0 | 0 | 0 | 0 | 0 | 0 | 0 | 0 | 0 | 0 | 0 | 0 | 0 | 0 | 0 |  |  | 0 | 0 | 0 | 0 | 0 | 0 | 0 | 0 | 0 | 0 | 0 | 0 | 0 | 0 | 0 | 0 | 0 | 0 | 0 | 0 | 0 | 0 | 0 | 0 | 0 | 0 | 0 | 0 | 0 | 0 | 0 | 0 | 0 | 0 | 0 | 0 |  | 0 | 0 | 0 | 0 | 0 | 0 | 0 | 0 | 0 | 0 | 0 | 0 | 0 | 0 | 0 | 0 | 0 | 0 | 0 | 0 | 0 | 0 | 0 | 0 | 0 | 0 | 0 | 0 | 0 | 0 | 0 | 0 | 0 | 0 | 0 | 0 |  |  | 1
| 53 | Whole Home Pilot Program | 0 | 0 | 0 | 0 | 0 | 0 | 0 | 0 | 0 | 0 | 0 | 0 | 0 | 0 | 0 | 0 | 0 | 0 | 0 | 0 | 0 | 0 | 0 | 0 | 0 | 0 | 0 | 0 | 0 | 0 | 0 | 0 | 0 | 0 | 0 | 0 |  | 0 | 0 | 0 | 0 | 0 | 0 | 0 | 0 | 0 | 0 | 0 | 0 | 0 | 0 | 0 | 0 | 0 | 0 | 0 | 0 | 0 | 0 | 0 | 0 | 0 | 0 | 0 | 0 | 0 | 0 | 0 | 0 | 0 | 0 | 0 | 0 |  |  | 0 | 0 | 0 | 0 | 0 | 0 | 0 | 0 | 0 | 0 | 0 | 0 | 0 | 0 | 0 | 0 | 0 | 0 | 0 | 0 | 0 | 0 | 0 | 0 | 0 | 0 | 0 | 0 | 0 | 0 | 0 | 0 | 0 | 0 | 0 | 0 |  | 0 | 0 | 0 | 0 | 0 | 0 | 0 | 0 | 0 | 0 | 0 | 0 | 0 | 0 | 0 | 0 | 0 | 0 | 0 | 0 | 0 | 0 | 0 | 0 | 0 | 0 | 0 | 0 | 0 | 0 | 0 | 0 | 0 | 0 | 0 | 0 |  |  | 1
| 54 | Save on Energy Retrofit Program Enabled Savings | 0 | 0 | 0 | 0 | 0 | 0 | 0 | 0 | 0 | 0 | 0 | 0 | 0 | 0 | 0 | 0 | 0 | 0 | 0 | 0 | 0 | 0 | 0 | 0 | 0 | 0 | 0 | 0 | 0 | 0 | 0 | 0 | 0 | 0 | 0 | 0 |  | 0 | 0 | 0 | 0 | 0 | 0 | 0 | 0 | 0 | 0 | 0 | 0 | 0 | 0 | 0 | 0 | 0 | 0 | 0 | 0 | 0 | 0 | 0 | 0 | 0 | 0 | 0 | 0 | 0 | 0 | 0 | 0 | 0 | 0 | 0 | 0 |  |  | 0 | 0 | 0 | 0 | 0 | 0 | 0 | 0 | 0 | 0 | 0 | 0 | 0 | 0 | 0 | 0 | 0 | 0 | 0 | 0 | 0 | 0 | 0 | 0 | 0 | 0 | 0 | 0 | 0 | 0 | 0 | 0 | 0 | 0 | 0 | 0 |  | 0 | 0 | 0 | 0 | 0 | 0 | 0 | 0 | 0 | 0 | 0 | 0 | 0 | 0 | 0 | 0 | 0 | 0 | 0 | 0 | 0 | 0 | 0 | 0 | 0 | 0 | 0 | 0 | 0 | 0 | 0 | 0 | 0 | 0 | 0 | 0 |  |  | 1
| 55 | Save on Energy High Performance New Construction Program Enabled Savings | 0 | 0 | 0 | 0 | 0 | 0 | 0 | 0 | 0 | 0 | 0 | 0 | 0 | 0 | 0 | 0 | 0 | 0 | 0 | 0 | 0 | 0 | 0 | 0 | 0 | 0 | 0 | 0 | 0 | 0 | 0 | 0 | 0 | 0 | 0 | 0 |  | 0 | 0 | 0 | 0 | 0 | 0 | 0 | 0 | 0 | 0 | 0 | 0 | 0 | 0 | 0 | 0 | 0 | 0 | 0 | 0 | 0 | 0 | 0 | 0 | 0 | 0 | 0 | 0 | 0 | 0 | 0 | 0 | 0 | 0 | 0 | 0 |  |  | 0 | 0 | 0 | 0 | 0 | 0 | 0 | 0 | 0 | 0 | 0 | 0 | 0 | 0 | 0 | 0 | 0 | 0 | 0 | 0 | 0 | 0 | 0 | 0 | 0 | 0 | 0 | 0 | 0 | 0 | 0 | 0 | 0 | 0 | 0 | 0 |  | 0 | 0 | 0 | 0 | 0 | 0 | 0 | 0 | 0 | 0 | 0 | 0 | 0 | 0 | 0 | 0 | 0 | 0 | 0 | 0 | 0 | 0 | 0 | 0 | 0 | 0 | 0 | 0 | 0 | 0 | 0 | 0 | 0 | 0 | 0 | 0 |  |  | 1
| 56 | Save on Energy Process & Systems Upgrades Program Enabled Savings | 0 | 0 | 0 | 0 | 0 | 0 | 0 | 0 | 0 | 0 | 0 | 0 | 0 | 0 | 0 | 0 | 0 | 0 | 0 | 0 | 0 | 0 | 0 | 0 | 0 | 0 | 0 | 0 | 0 | 0 | 0 | 0 | 0 | 0 | 0 | 0 |  | 0 | 0 | 0 | 0 | 0 | 0 | 0 | 0 | 0 | 0 | 0 | 0 | 0 | 0 | 0 | 0 | 0 | 0 | 0 | 0 | 0 | 0 | 0 | 0 | 0 | 0 | 0 | 0 | 0 | 0 | 0 | 0 | 0 | 0 | 0 | 0 |  |  | 0 | 0 | 0 | 0 | 0 | 0 | 0 | 0 | 0 | 0 | 0 | 0 | 0 | 0 | 0 | 0 | 0 | 0 | 0 | 0 | 0 | 0 | 0 | 0 | 0 | 0 | 0 | 0 | 0 | 0 | 0 | 0 | 0 | 0 | 0 | 0 |  | 0 | 0 | 0 | 0 | 0 | 0 | 0 | 0 | 0 | 0 | 0 | 0 | 0 | 0 | 0 | 0 | 0 | 0 | 0 | 0 | 0 | 0 | 0 | 0 | 0 | 0 | 0 | 0 | 0 | 0 | 0 | 0 | 0 | 0 | 0 | 0 |  |  | 1
| 57 | Non-Approved Program | 0 | 0 | 0 | 0 | 0 | 0 | 0 | 0 | 0 | 0 | 0 | 0 | 0 | 0 | 0 | 0 | 0 | 0 | 0 | 0 | 0 | 0 | 0 | 0 | 0 | 0 | 0 | 0 | 0 | 0 | 0 | 0 | 0 | 0 | 0 | 0 |  | 0 | 0 | 0 | 0 | 0 | 0 | 0 | 0 | 0 | 0 | 0 | 0 | 0 | 0 | 0 | 0 | 0 | 0 | 0 | 0 | 0 | 0 | 0 | 0 | 0 | 0 | 0 | 0 | 0 | 0 | 0 | 0 | 0 | 0 | 0 | 0 |  |  | 0 | 0 | 0 | 0 | 0 | 0 | 0 | 0 | 0 | 0 | 0 | 0 | 0 | 0 | 0 | 0 | 0 | 0 | 0 | 0 | 0 | 0 | 0 | 0 | 0 | 0 | 0 | 0 | 0 | 0 | 0 | 0 | 0 | 0 | 0 | 0 |  | 0 | 0 | 0 | 0 | 0 | 0 | 0 | 0 | 0 | 0 | 0 | 0 | 0 | 0 | 0 | 0 | 0 | 0 | 0 | 0 | 0 | 0 | 0 | 0 | 0 | 0 | 0 | 0 | 0 | 0 | 0 | 0 | 0 | 0 | 0 | 0 |  |  | 1
| 58 | Unassigned Program | 0 | 0 | 0 | 0 | 0 | 0 | 0 | 0 | 0 | 0 | 0 | 0 | 0 | 0 | 0 | 0 | 0 | 0 | 0 | 0 | 0 | 0 | 0 | 0 | 0 | 0 | 0 | 0 | 0 | 0 | 0 | 0 | 0 | 0 | 0 | 0 |  | 0 | 0 | 0 | 0 | 0 | 0 | 0 | 0 | 0 | 0 | 0 | 0 | 0 | 0 | 0 | 0 | 0 | 0 | 0 | 0 | 0 | 0 | 0 | 0 | 0 | 0 | 0 | 0 | 0 | 0 | 0 | 0 | 0 | 0 | 0 | 0 |  |  | 0 | 0 | 0 | 0 | 0 | 0 | 0 | 0 | 0 | 0 | 0 | 0 | 0 | 0 | 0 | 0 | 0 | 0 | 0 | 0 | 0 | 0 | 0 | 0 | 0 | 0 | 0 | 0 | 0 | 0 | 0 | 0 | 0 | 0 | 0 | 0 |  | 0 | 0 | 0 | 0 | 0 | 0 | 0 | 0 | 0 | 0 | 0 | 0 | 0 | 0 | 0 | 0 | 0 | 0 | 0 | 0 | 0 | 0 | 0 | 0 | 0 | 0 | 0 | 0 | 0 | 0 | 0 | 0 | 0 | 0 | 0 | 0 |  |  | 1
| 59 | Conservation Voltage Reduction Conservation Fund Pilot Program | 0 | 0 | 0 | 0 | 0 | 0 | 0 | 0 | 0 | 0 | 0 | 0 | 0 | 0 | 0 | 0 | 0 | 0 | 0 | 0 | 0 | 0 | 0 | 0 | 0 | 0 | 0 | 0 | 0 | 0 | 0 | 0 | 0 | 0 | 0 | 0 |  | 0 | 0 | 0 | 0 | 0 | 0 | 0 | 0 | 0 | 0 | 0 | 0 | 0 | 0 | 0 | 0 | 0 | 0 | 0 | 0 | 0 | 0 | 0 | 0 | 0 | 0 | 0 | 0 | 0 | 0 | 0 | 0 | 0 | 0 | 0 | 0 |  |  | 0 | 0 | 0 | 0 | 0 | 0 | 0 | 0 | 0 | 0 | 0 | 0 | 0 | 0 | 0 | 0 | 0 | 0 | 0 | 0 | 0 | 0 | 0 | 0 | 0 | 0 | 0 | 0 | 0 | 0 | 0 | 0 | 0 | 0 | 0 | 0 |  | 0 | 0 | 0 | 0 | 0 | 0 | 0 | 0 | 0 | 0 | 0 | 0 | 0 | 0 | 0 | 0 | 0 | 0 | 0 | 0 | 0 | 0 | 0 | 0 | 0 | 0 | 0 | 0 | 0 | 0 | 0 | 0 | 0 | 0 | 0 | 0 |  |  | 1
| 60 | EnerNOC Conservation Fund Pilot Program | 0 | 0 | 0 | 0 | 0 | 0 | 0 | 0 | 0 | 0 | 0 | 0 | 0 | 0 | 0 | 0 | 0 | 0 | 0 | 0 | 0 | 0 | 0 | 0 | 0 | 0 | 0 | 0 | 0 | 0 | 0 | 0 | 0 | 0 | 0 | 0 |  | 0 | 0 | 0 | 0 | 0 | 0 | 0 | 0 | 0 | 0 | 0 | 0 | 0 | 0 | 0 | 0 | 0 | 0 | 0 | 0 | 0 | 0 | 0 | 0 | 0 | 0 | 0 | 0 | 0 | 0 | 0 | 0 | 0 | 0 | 0 | 0 |  |  | 0 | 0 | 0 | 0 | 0 | 0 | 0 | 0 | 0 | 0 | 0 | 0 | 0 | 0 | 0 | 0 | 0 | 0 | 0 | 0 | 0 | 0 | 0 | 0 | 0 | 0 | 0 | 0 | 0 | 0 | 0 | 0 | 0 | 0 | 0 | 0 |  | 0 | 0 | 0 | 0 | 0 | 0 | 0 | 0 | 0 | 0 | 0 | 0 | 0 | 0 | 0 | 0 | 0 | 0 | 0 | 0 | 0 | 0 | 0 | 0 | 0 | 0 | 0 | 0 | 0 | 0 | 0 | 0 | 0 | 0 | 0 | 0 |  |  | 1
| 61 | Home Depot Home Appliance Market Uplift Conservation Fund Pilot Program | 0 | 0 | 0 | 0 | 0 | 0 | 0 | 0 | 0 | 0 | 0 | 0 | 0 | 0 | 0 | 0 | 0 | 0 | 0 | 0 | 0 | 0 | 0 | 0 | 0 | 0 | 0 | 0 | 0 | 0 | 0 | 0 | 0 | 0 | 0 | 0 |  | 0 | 0 | 0 | 0 | 0 | 0 | 0 | 0 | 0 | 0 | 0 | 0 | 0 | 0 | 0 | 0 | 0 | 0 | 0 | 0 | 0 | 0 | 0 | 0 | 0 | 0 | 0 | 0 | 0 | 0 | 0 | 0 | 0 | 0 | 0 | 0 |  |  | 0 | 0 | 0 | 0 | 0 | 0 | 0 | 0 | 0 | 0 | 0 | 0 | 0 | 0 | 0 | 0 | 0 | 0 | 0 | 0 | 0 | 0 | 0 | 0 | 0 | 0 | 0 | 0 | 0 | 0 | 0 | 0 | 0 | 0 | 0 | 0 |  | 0 | 0 | 0 | 0 | 0 | 0 | 0 | 0 | 0 | 0 | 0 | 0 | 0 | 0 | 0 | 0 | 0 | 0 | 0 | 0 | 0 | 0 | 0 | 0 | 0 | 0 | 0 | 0 | 0 | 0 | 0 | 0 | 0 | 0 | 0 | 0 |  |  | 1
| 62 | Loblaw P4P Conservation Fund Pilot Program | 0 | 0 | 0 | 0 | 0 | 0 | 0 | 0 | 0 | 0 | 0 | 0 | 0 | 0 | 0 | 0 | 0 | 0 | 0 | 0 | 0 | 0 | 0 | 0 | 0 | 0 | 0 | 0 | 0 | 0 | 0 | 0 | 0 | 0 | 0 | 0 |  | 0 | 0 | 0 | 0 | 0 | 0 | 0 | 0 | 0 | 0 | 0 | 0 | 0 | 0 | 0 | 0 | 0 | 0 | 0 | 0 | 0 | 0 | 0 | 0 | 0 | 0 | 0 | 0 | 0 | 0 | 0 | 0 | 0 | 0 | 0 | 0 |  |  | 0 | 0 | 0 | 0 | 0 | 0 | 0 | 0 | 0 | 0 | 0 | 0 | 0 | 0 | 0 | 0 | 0 | 0 | 0 | 0 | 0 | 0 | 0 | 0 | 0 | 0 | 0 | 0 | 0 | 0 | 0 | 0 | 0 | 0 | 0 | 0 |  | 0 | 0 | 0 | 0 | 0 | 0 | 0 | 0 | 0 | 0 | 0 | 0 | 0 | 0 | 0 | 0 | 0 | 0 | 0 | 0 | 0 | 0 | 0 | 0 | 0 | 0 | 0 | 0 | 0 | 0 | 0 | 0 | 0 | 0 | 0 | 0 |  |  | 1
| 63 | Ontario Clean Water Agency P4P Conservation Fund Pilot Program | 0 | 0 | 0 | 0 | 0 | 0 | 0 | 0 | 0 | 0 | 0 | 0 | 0 | 0 | 0 | 0 | 0 | 0 | 0 | 0 | 0 | 0 | 0 | 0 | 0 | 0 | 0 | 0 | 0 | 0 | 0 | 0 | 0 | 0 | 0 | 0 |  | 0 | 0 | 0 | 0 | 0 | 0 | 0 | 0 | 0 | 0 | 0 | 0 | 0 | 0 | 0 | 0 | 0 | 0 | 0 | 0 | 0 | 0 | 0 | 0 | 0 | 0 | 0 | 0 | 0 | 0 | 0 | 0 | 0 | 0 | 0 | 0 |  |  | 0 | 0 | 0 | 0 | 0 | 0 | 0 | 0 | 0 | 0 | 0 | 0 | 0 | 0 | 0 | 0 | 0 | 0 | 0 | 0 | 0 | 0 | 0 | 0 | 0 | 0 | 0 | 0 | 0 | 0 | 0 | 0 | 0 | 0 | 0 | 0 |  | 0 | 0 | 0 | 0 | 0 | 0 | 0 | 0 | 0 | 0 | 0 | 0 | 0 | 0 | 0 | 0 | 0 | 0 | 0 | 0 | 0 | 0 | 0 | 0 | 0 | 0 | 0 | 0 | 0 | 0 | 0 | 0 | 0 | 0 | 0 | 0 |  |  | 1
| 64 | Performance Based Conservation Fund Pilot Program | 0 | 0 | 0 | 0 | 0 | 0 | 0 | 0 | 0 | 0 | 0 | 0 | 0 | 0 | 0 | 0 | 0 | 0 | 0 | 0 | 0 | 0 | 0 | 0 | 0 | 0 | 0 | 0 | 0 | 0 | 0 | 0 | 0 | 0 | 0 | 0 |  | 0 | 0 | 0 | 0 | 0 | 0 | 0 | 0 | 0 | 0 | 0 | 0 | 0 | 0 | 0 | 0 | 0 | 0 | 0 | 0 | 0 | 0 | 0 | 0 | 0 | 0 | 0 | 0 | 0 | 0 | 0 | 0 | 0 | 0 | 0 | 0 |  |  | 0 | 0 | 0 | 0 | 0 | 0 | 0 | 0 | 0 | 0 | 0 | 0 | 0 | 0 | 0 | 0 | 0 | 0 | 0 | 0 | 0 | 0 | 0 | 0 | 0 | 0 | 0 | 0 | 0 | 0 | 0 | 0 | 0 | 0 | 0 | 0 |  | 0 | 0 | 0 | 0 | 0 | 0 | 0 | 0 | 0 | 0 | 0 | 0 | 0 | 0 | 0 | 0 | 0 | 0 | 0 | 0 | 0 | 0 | 0 | 0 | 0 | 0 | 0 | 0 | 0 | 0 | 0 | 0 | 0 | 0 | 0 | 0 |  |  | 1
| 65 | Social Benchmarking Conservation Fund Pilot Program | 0 | 0 | 0 | 0 | 0 | 0 | 0 | 0 | 0 | 0 | 0 | 0 | 0 | 0 | 0 | 0 | 0 | 0 | 0 | 0 | 0 | 0 | 0 | 0 | 0 | 0 | 0 | 0 | 0 | 0 | 0 | 0 | 0 | 0 | 0 | 0 |  | 0 | 0 | 0 | 0 | 0 | 0 | 0 | 0 | 0 | 0 | 0 | 0 | 0 | 0 | 0 | 0 | 0 | 0 | 0 | 0 | 0 | 0 | 0 | 0 | 0 | 0 | 0 | 0 | 0 | 0 | 0 | 0 | 0 | 0 | 0 | 0 |  |  | 0 | 0 | 0 | 0 | 0 | 0 | 0 | 0 | 0 | 0 | 0 | 0 | 0 | 0 | 0 | 0 | 0 | 0 | 0 | 0 | 0 | 0 | 0 | 0 | 0 | 0 | 0 | 0 | 0 | 0 | 0 | 0 | 0 | 0 | 0 | 0 |  | 0 | 0 | 0 | 0 | 0 | 0 | 0 | 0 | 0 | 0 | 0 | 0 | 0 | 0 | 0 | 0 | 0 | 0 | 0 | 0 | 0 | 0 | 0 | 0 | 0 | 0 | 0 | 0 | 0 | 0 | 0 | 0 | 0 | 0 | 0 | 0 |  |  | 1
| 66 | Strategic Energy Group Conservation Fund Pilot Program | 0 | 0 | 0 | 0 | 0 | 0 | 0 | 0 | 0 | 0 | 0 | 0 | 0 | 0 | 0 | 0 | 0 | 0 | 0 | 0 | 0 | 0 | 0 | 0 | 0 | 0 | 0 | 0 | 0 | 0 | 0 | 0 | 0 | 0 | 0 | 0 |  | 0 | 0 | 0 | 0 | 0 | 0 | 0 | 0 | 0 | 0 | 0 | 0 | 0 | 0 | 0 | 0 | 0 | 0 | 0 | 0 | 0 | 0 | 0 | 0 | 0 | 0 | 0 | 0 | 0 | 0 | 0 | 0 | 0 | 0 | 0 | 0 |  |  | 0 | 0 | 0 | 0 | 0 | 0 | 0 | 0 | 0 | 0 | 0 | 0 | 0 | 0 | 0 | 0 | 0 | 0 | 0 | 0 | 0 | 0 | 0 | 0 | 0 | 0 | 0 | 0 | 0 | 0 | 0 | 0 | 0 | 0 | 0 | 0 |  | 0 | 0 | 0 | 0 | 0 | 0 | 0 | 0 | 0 | 0 | 0 | 0 | 0 | 0 | 0 | 0 | 0 | 0 | 0 | 0 | 0 | 0 | 0 | 0 | 0 | 0 | 0 | 0 | 0 | 0 | 0 | 0 | 0 | 0 | 0 | 0 |  |  | 1
2015 | 67 | Appliance Retirement Initiative | 63528 | 63528 | 63528 | 63528 | 34106 | 0 | 0 | 0 | 0 | 0 | 0 | 0 | 0 | 0 | 0 | 0 | 0 | 0 | 0 | 0 | 0 | 0 | 0 | 0 | 0 | 0 | 0 | 0 | 0 | 0 | 0 | 0 | 0 | 0 | 0 | 0 |  | 9 | 9 | 9 | 9 | 5 | 0 | 0 | 0 | 0 | 0 | 0 | 0 | 0 | 0 | 0 | 0 | 0 | 0 | 0 | 0 | 0 | 0 | 0 | 0 | 0 | 0 | 0 | 0 | 0 | 0 | 0 | 0 | 0 | 0 | 0 | 0 |  |  | 30128 | 30128 | 30128 | 30128 | 15872 | 0 | 0 | 0 | 0 | 0 | 0 | 0 | 0 | 0 | 0 | 0 | 0 | 0 | 0 | 0 | 0 | 0 | 0 | 0 | 0 | 0 | 0 | 0 | 0 | 0 | 0 | 0 | 0 | 0 | 0 | 0 |  | 4 | 4 | 4 | 4 | 2 | 0 | 0 | 0 | 0 | 0 | 0 | 0 | 0 | 0 | 0 | 0 | 0 | 0 | 0 | 0 | 0 | 0 | 0 | 0 | 0 | 0 | 0 | 0 | 0 | 0 | 0 | 0 | 0 | 0 | 0 | 0 |  |  | 0
2015 | 68 | Coupon Initiative | 420396 | 416572 | 416572 | 416572 | 416572 | 416572 | 416572 | 416406 | 416406 | 416406 | 384190 | 382796 | 382796 | 381473 | 381473 | 381309 | 142501 | 142501 | 142501 | 142501 | 0 | 0 | 0 | 0 | 0 | 0 | 0 | 0 | 0 | 0 | 0 | 0 | 0 | 0 | 0 | 0 |  | 27 | 27 | 27 | 27 | 27 | 27 | 27 | 27 | 27 | 27 | 24 | 24 | 24 | 24 | 24 | 24 | 9 | 9 | 9 | 9 | 0 | 0 | 0 | 0 | 0 | 0 | 0 | 0 | 0 | 0 | 0 | 0 | 0 | 0 | 0 | 0 |  |  | 731825 | 725167 | 725167 | 725167 | 725167 | 725167 | 725167 | 724878 | 724878 | 724878 | 668797 | 666371 | 666371 | 664067 | 664067 | 663781 | 248066 | 248066 | 248066 | 248066 | 0 | 0 | 0 | 0 | 0 | 0 | 0 | 0 | 0 | 0 | 0 | 0 | 0 | 0 | 0 | 0 |  | 48 | 47 | 47 | 47 | 47 | 47 | 47 | 47 | 47 | 47 | 42 | 42 | 42 | 42 | 42 | 42 | 16 | 16 | 16 | 16 | 0 | 0 | 0 | 0 | 0 | 0 | 0 | 0 | 0 | 0 | 0 | 0 | 0 | 0 | 0 | 0 |  |  | 0
2015 | 69 | Bi-Annual Retailer Event Initiative | 775484 | 761702 | 761702 | 761702 | 761702 | 761702 | 761702 | 761303 | 761303 | 761303 | 702031 | 665884 | 665884 | 651561 | 651561 | 650042 | 240817 | 240817 | 240817 | 240817 | 0 | 0 | 0 | 0 | 0 | 0 | 0 | 0 | 0 | 0 | 0 | 0 | 0 | 0 | 0 | 0 |  | 52 | 51 | 51 | 51 | 51 | 51 | 51 | 51 | 51 | 51 | 43 | 41 | 41 | 41 | 41 | 41 | 15 | 15 | 15 | 15 | 0 | 0 | 0 | 0 | 0 | 0 | 0 | 0 | 0 | 0 | 0 | 0 | 0 | 0 | 0 | 0 |  |  | 1349961 | 1325969 | 1325969 | 1325969 | 1325969 | 1325969 | 1325969 | 1325275 | 1325275 | 1325275 | 1222094 | 1159168 | 1159168 | 1134236 | 1134236 | 1131591 | 419213 | 419213 | 419213 | 419213 | 0 | 0 | 0 | 0 | 0 | 0 | 0 | 0 | 0 | 0 | 0 | 0 | 0 | 0 | 0 | 0 |  | 91 | 90 | 90 | 90 | 90 | 90 | 90 | 90 | 90 | 90 | 75 | 72 | 72 | 71 | 71 | 71 | 26 | 26 | 26 | 26 | 0 | 0 | 0 | 0 | 0 | 0 | 0 | 0 | 0 | 0 | 0 | 0 | 0 | 0 | 0 | 0 |  |  | 0
2015 | 70 | HVAC Incentives Initiative | 2335656 | 2335656 | 2335656 | 2335656 | 2335656 | 2335656 | 2335656 | 2335656 | 2335656 | 2335656 | 2335656 | 2335656 | 2335656 | 2335656 | 2335656 | 2335656 | 2335656 | 2335656 | 2219476 | 0 | 0 | 0 | 0 | 0 | 0 | 0 | 0 | 0 | 0 | 0 | 0 | 0 | 0 | 0 | 0 | 0 |  | 1234 | 1234 | 1234 | 1234 | 1234 | 1234 | 1234 | 1234 | 1234 | 1234 | 1234 | 1234 | 1234 | 1234 | 1234 | 1234 | 1234 | 1234 | 1104 | 0 | 0 | 0 | 0 | 0 | 0 | 0 | 0 | 0 | 0 | 0 | 0 | 0 | 0 | 0 | 0 | 0 |  |  | 1300734 | 1300734 | 1300734 | 1300734 | 1300734 | 1300734 | 1300734 | 1300734 | 1300734 | 1300734 | 1300734 | 1300734 | 1300734 | 1300734 | 1300734 | 1300734 | 1300734 | 1300734 | 1236033 | 0 | 0 | 0 | 0 | 0 | 0 | 0 | 0 | 0 | 0 | 0 | 0 | 0 | 0 | 0 | 0 | 0 |  | 687 | 687 | 687 | 687 | 687 | 687 | 687 | 687 | 687 | 687 | 687 | 687 | 687 | 687 | 687 | 687 | 687 | 687 | 615 | 0 | 0 | 0 | 0 | 0 | 0 | 0 | 0 | 0 | 0 | 0 | 0 | 0 | 0 | 0 | 0 | 0 |  |  | 0
| 71 | Residential New Construction and Major Renovation Initiative | 0 | 0 | 0 | 0 | 0 | 0 | 0 | 0 | 0 | 0 | 0 | 0 | 0 | 0 | 0 | 0 | 0 | 0 | 0 | 0 | 0 | 0 | 0 | 0 | 0 | 0 | 0 | 0 | 0 | 0 | 0 | 0 | 0 | 0 | 0 | 0 |  | 0 | 0 | 0 | 0 | 0 | 0 | 0 | 0 | 0 | 0 | 0 | 0 | 0 | 0 | 0 | 0 | 0 | 0 | 0 | 0 | 0 | 0 | 0 | 0 | 0 | 0 | 0 | 0 | 0 | 0 | 0 | 0 | 0 | 0 | 0 | 0 |  |  | 0 | 0 | 0 | 0 | 0 | 0 | 0 | 0 | 0 | 0 | 0 | 0 | 0 | 0 | 0 | 0 | 0 | 0 | 0 | 0 | 0 | 0 | 0 | 0 | 0 | 0 | 0 | 0 | 0 | 0 | 0 | 0 | 0 | 0 | 0 | 0 |  | 0 | 0 | 0 | 0 | 0 | 0 | 0 | 0 | 0 | 0 | 0 | 0 | 0 | 0 | 0 | 0 | 0 | 0 | 0 | 0 | 0 | 0 | 0 | 0 | 0 | 0 | 0 | 0 | 0 | 0 | 0 | 0 | 0 | 0 | 0 | 0 |  |  | 1
| 72 | Energy Audit Initiative | 0 | 0 | 0 | 0 | 0 | 0 | 0 | 0 | 0 | 0 | 0 | 0 | 0 | 0 | 0 | 0 | 0 | 0 | 0 | 0 | 0 | 0 | 0 | 0 | 0 | 0 | 0 | 0 | 0 | 0 | 0 | 0 | 0 | 0 | 0 | 0 |  | 0 | 0 | 0 | 0 | 0 | 0 | 0 | 0 | 0 | 0 | 0 | 0 | 0 | 0 | 0 | 0 | 0 | 0 | 0 | 0 | 0 | 0 | 0 | 0 | 0 | 0 | 0 | 0 | 0 | 0 | 0 | 0 | 0 | 0 | 0 | 0 |  |  | 0 | 0 | 0 | 0 | 0 | 0 | 0 | 0 | 0 | 0 | 0 | 0 | 0 | 0 | 0 | 0 | 0 | 0 | 0 | 0 | 0 | 0 | 0 | 0 | 0 | 0 | 0 | 0 | 0 | 0 | 0 | 0 | 0 | 0 | 0 | 0 |  | 0 | 0 | 0 | 0 | 0 | 0 | 0 | 0 | 0 | 0 | 0 | 0 | 0 | 0 | 0 | 0 | 0 | 0 | 0 | 0 | 0 | 0 | 0 | 0 | 0 | 0 | 0 | 0 | 0 | 0 | 0 | 0 | 0 | 0 | 0 | 0 |  |  | 1
2015 | 73 | Efficiency: Equipment Replacement Incentive Initiative | 12136578 | 12136578 | 12038339 | 12002794 | 12002794 | 11809490 | 11453848 | 11453848 | 11175839 | 9943028 | 6413000 | 5899922 | 2753159 | 2752827 | 2752827 | 1926482 | 296344 | 296344 | 296344 | 296344 | 0 | 0 | 0 | 0 | 0 | 0 | 0 | 0 | 0 | 0 | 0 | 0 | 0 | 0 | 0 | 0 |  | 1950 | 1950 | 1919 | 1908 | 1908 | 1854 | 1787 | 1787 | 1712 | 1493 | 838 | 746 | 466 | 465 | 465 | 341 | 101 | 101 | 101 | 101 | 0 | 0 | 0 | 0 | 0 | 0 | 0 | 0 | 0 | 0 | 0 | 0 | 0 | 0 | 0 | 0 |  |  | 9140210 | 9140210 | 9062242 | 9034032 | 9034032 | 8880615 | 8614208 | 8614208 | 8409446 | 7488728 | 4868276 | 4503234 | 2005792 | 2005530 | 2005530 | 1405333 | 234551 | 234551 | 234551 | 234551 | 0 | 0 | 0 | 0 | 0 | 0 | 0 | 0 | 0 | 0 | 0 | 0 | 0 | 0 | 0 | 0 |  | 1456 | 1456 | 1431 | 1422 | 1422 | 1380 | 1330 | 1330 | 1275 | 1111 | 628 | 563 | 341 | 341 | 341 | 251 | 79 | 79 | 79 | 79 | 0 | 0 | 0 | 0 | 0 | 0 | 0 | 0 | 0 | 0 | 0 | 0 | 0 | 0 | 0 | 0 |  |  | 0
2015 | 74 | Direct Install Lighting and Water Heating Initiative | 233600 | 227677 | 179347 | 179266 | 179266 | 179266 | 179266 | 179266 | 179266 | 179266 | 177668 | 61525 | 0 | 0 | 0 | 0 | 0 | 0 | 0 | 0 | 0 | 0 | 0 | 0 | 0 | 0 | 0 | 0 | 0 | 0 | 0 | 0 | 0 | 0 | 0 | 0 |  | 59 | 58 | 43 | 43 | 43 | 43 | 43 | 43 | 43 | 43 | 43 | 18 | 0 | 0 | 0 | 0 | 0 | 0 | 0 | 0 | 0 | 0 | 0 | 0 | 0 | 0 | 0 | 0 | 0 | 0 | 0 | 0 | 0 | 0 | 0 | 0 |  |  | 210326 | 204993 | 161478 | 161405 | 161405 | 161405 | 161405 | 161405 | 161405 | 161405 | 159966 | 55395 | 0 | 0 | 0 | 0 | 0 | 0 | 0 | 0 | 0 | 0 | 0 | 0 | 0 | 0 | 0 | 0 | 0 | 0 | 0 | 0 | 0 | 0 | 0 | 0 |  | 52 | 51 | 38 | 38 | 38 | 38 | 38 | 38 | 38 | 38 | 38 | 16 | 0 | 0 | 0 | 0 | 0 | 0 | 0 | 0 | 0 | 0 | 0 | 0 | 0 | 0 | 0 | 0 | 0 | 0 | 0 | 0 | 0 | 0 | 0 | 0 |  |  | 0
| 75 | New Construction and Major Renovation Initiative | 0 | 0 | 0 | 0 | 0 | 0 | 0 | 0 | 0 | 0 | 0 | 0 | 0 | 0 | 0 | 0 | 0 | 0 | 0 | 0 | 0 | 0 | 0 | 0 | 0 | 0 | 0 | 0 | 0 | 0 | 0 | 0 | 0 | 0 | 0 | 0 |  | 0 | 0 | 0 | 0 | 0 | 0 | 0 | 0 | 0 | 0 | 0 | 0 | 0 | 0 | 0 | 0 | 0 | 0 | 0 | 0 | 0 | 0 | 0 | 0 | 0 | 0 | 0 | 0 | 0 | 0 | 0 | 0 | 0 | 0 | 0 | 0 |  |  | 0 | 0 | 0 | 0 | 0 | 0 | 0 | 0 | 0 | 0 | 0 | 0 | 0 | 0 | 0 | 0 | 0 | 0 | 0 | 0 | 0 | 0 | 0 | 0 | 0 | 0 | 0 | 0 | 0 | 0 | 0 | 0 | 0 | 0 | 0 | 0 |  | 0 | 0 | 0 | 0 | 0 | 0 | 0 | 0 | 0 | 0 | 0 | 0 | 0 | 0 | 0 | 0 | 0 | 0 | 0 | 0 | 0 | 0 | 0 | 0 | 0 | 0 | 0 | 0 | 0 | 0 | 0 | 0 | 0 | 0 | 0 | 0 |  |  | 1
| 76 | Existing Building Commissioning Incentive Initiative | 0 | 0 | 0 | 0 | 0 | 0 | 0 | 0 | 0 | 0 | 0 | 0 | 0 | 0 | 0 | 0 | 0 | 0 | 0 | 0 | 0 | 0 | 0 | 0 | 0 | 0 | 0 | 0 | 0 | 0 | 0 | 0 | 0 | 0 | 0 | 0 |  | 0 | 0 | 0 | 0 | 0 | 0 | 0 | 0 | 0 | 0 | 0 | 0 | 0 | 0 | 0 | 0 | 0 | 0 | 0 | 0 | 0 | 0 | 0 | 0 | 0 | 0 | 0 | 0 | 0 | 0 | 0 | 0 | 0 | 0 | 0 | 0 |  |  | 0 | 0 | 0 | 0 | 0 | 0 | 0 | 0 | 0 | 0 | 0 | 0 | 0 | 0 | 0 | 0 | 0 | 0 | 0 | 0 | 0 | 0 | 0 | 0 | 0 | 0 | 0 | 0 | 0 | 0 | 0 | 0 | 0 | 0 | 0 | 0 |  | 0 | 0 | 0 | 0 | 0 | 0 | 0 | 0 | 0 | 0 | 0 | 0 | 0 | 0 | 0 | 0 | 0 | 0 | 0 | 0 | 0 | 0 | 0 | 0 | 0 | 0 | 0 | 0 | 0 | 0 | 0 | 0 | 0 | 0 | 0 | 0 |  |  | 1
| 77 | Process and Systems Upgrades Initiatives - Project Incentive Initiative | 0 | 0 | 0 | 0 | 0 | 0 | 0 | 0 | 0 | 0 | 0 | 0 | 0 | 0 | 0 | 0 | 0 | 0 | 0 | 0 | 0 | 0 | 0 | 0 | 0 | 0 | 0 | 0 | 0 | 0 | 0 | 0 | 0 | 0 | 0 | 0 |  | 0 | 0 | 0 | 0 | 0 | 0 | 0 | 0 | 0 | 0 | 0 | 0 | 0 | 0 | 0 | 0 | 0 | 0 | 0 | 0 | 0 | 0 | 0 | 0 | 0 | 0 | 0 | 0 | 0 | 0 | 0 | 0 | 0 | 0 | 0 | 0 |  |  | 0 | 0 | 0 | 0 | 0 | 0 | 0 | 0 | 0 | 0 | 0 | 0 | 0 | 0 | 0 | 0 | 0 | 0 | 0 | 0 | 0 | 0 | 0 | 0 | 0 | 0 | 0 | 0 | 0 | 0 | 0 | 0 | 0 | 0 | 0 | 0 |  | 0 | 0 | 0 | 0 | 0 | 0 | 0 | 0 | 0 | 0 | 0 | 0 | 0 | 0 | 0 | 0 | 0 | 0 | 0 | 0 | 0 | 0 | 0 | 0 | 0 | 0 | 0 | 0 | 0 | 0 | 0 | 0 | 0 | 0 | 0 | 0 |  |  | 1
2015 | 78 | Process and Systems Upgrades Initiatives - Energy Manager Initiative | 27665 | 27665 | 27665 | 27665 | 27665 | 27665 | 27665 | 27665 | 27665 | 27665 | 0 | 0 | 0 | 0 | 0 | 0 | 0 | 0 | 0 | 0 | 0 | 0 | 0 | 0 | 0 | 0 | 0 | 0 | 0 | 0 | 0 | 0 | 0 | 0 | 0 | 0 |  | 7 | 7 | 7 | 7 | 7 | 7 | 7 | 7 | 7 | 7 | 0 | 0 | 0 | 0 | 0 | 0 | 0 | 0 | 0 | 0 | 0 | 0 | 0 | 0 | 0 | 0 | 0 | 0 | 0 | 0 | 0 | 0 | 0 | 0 | 0 | 0 |  |  | 20748 | 20748 | 20748 | 20748 | 20748 | 20748 | 20748 | 20748 | 20748 | 20748 | 0 | 0 | 0 | 0 | 0 | 0 | 0 | 0 | 0 | 0 | 0 | 0 | 0 | 0 | 0 | 0 | 0 | 0 | 0 | 0 | 0 | 0 | 0 | 0 | 0 | 0 |  | 6 | 6 | 6 | 6 | 6 | 6 | 6 | 6 | 6 | 6 | 0 | 0 | 0 | 0 | 0 | 0 | 0 | 0 | 0 | 0 | 0 | 0 | 0 | 0 | 0 | 0 | 0 | 0 | 0 | 0 | 0 | 0 | 0 | 0 | 0 | 0 |  |  | 0
| 79 | Process and Systems Upgrades Initiatives - Monitoring and Targeting Initiative | 0 | 0 | 0 | 0 | 0 | 0 | 0 | 0 | 0 | 0 | 0 | 0 | 0 | 0 | 0 | 0 | 0 | 0 | 0 | 0 | 0 | 0 | 0 | 0 | 0 | 0 | 0 | 0 | 0 | 0 | 0 | 0 | 0 | 0 | 0 | 0 |  | 0 | 0 | 0 | 0 | 0 | 0 | 0 | 0 | 0 | 0 | 0 | 0 | 0 | 0 | 0 | 0 | 0 | 0 | 0 | 0 | 0 | 0 | 0 | 0 | 0 | 0 | 0 | 0 | 0 | 0 | 0 | 0 | 0 | 0 | 0 | 0 |  |  | 0 | 0 | 0 | 0 | 0 | 0 | 0 | 0 | 0 | 0 | 0 | 0 | 0 | 0 | 0 | 0 | 0 | 0 | 0 | 0 | 0 | 0 | 0 | 0 | 0 | 0 | 0 | 0 | 0 | 0 | 0 | 0 | 0 | 0 | 0 | 0 |  | 0 | 0 | 0 | 0 | 0 | 0 | 0 | 0 | 0 | 0 | 0 | 0 | 0 | 0 | 0 | 0 | 0 | 0 | 0 | 0 | 0 | 0 | 0 | 0 | 0 | 0 | 0 | 0 | 0 | 0 | 0 | 0 | 0 | 0 | 0 | 0 |  |  | 1
2015 | 80 | Low Income Initiative | 180097 | 161459 | 158413 | 156420 | 156420 | 156420 | 153298 | 153148 | 124518 | 124410 | 122358 | 122358 | 122358 | 122358 | 112709 | 112709 | 112709 | 112709 | 112709 | 112709 | 479 | 0 | 0 | 0 | 0 | 0 | 0 | 0 | 0 | 0 | 0 | 0 | 0 | 0 | 0 | 0 |  | 49 | 48 | 48 | 48 | 48 | 48 | 47 | 47 | 46 | 46 | 46 | 46 | 46 | 46 | 44 | 44 | 44 | 44 | 44 | 44 | 0 | 0 | 0 | 0 | 0 | 0 | 0 | 0 | 0 | 0 | 0 | 0 | 0 | 0 | 0 | 0 |  |  | 180097 | 161459 | 158413 | 156420 | 156420 | 156420 | 153298 | 153148 | 124518 | 124410 | 122358 | 122358 | 122358 | 122358 | 112709 | 112709 | 112709 | 112709 | 112709 | 112709 | 479 | 0 | 0 | 0 | 0 | 0 | 0 | 0 | 0 | 0 | 0 | 0 | 0 | 0 | 0 | 0 |  | 49 | 48 | 48 | 48 | 48 | 48 | 47 | 47 | 46 | 46 | 46 | 46 | 46 | 46 | 44 | 44 | 44 | 44 | 44 | 44 | 0 | 0 | 0 | 0 | 0 | 0 | 0 | 0 | 0 | 0 | 0 | 0 | 0 | 0 | 0 | 0 |  |  | 0
| 81 | Aboriginal Conservation Program | 0 | 0 | 0 | 0 | 0 | 0 | 0 | 0 | 0 | 0 | 0 | 0 | 0 | 0 | 0 | 0 | 0 | 0 | 0 | 0 | 0 | 0 | 0 | 0 | 0 | 0 | 0 | 0 | 0 | 0 | 0 | 0 | 0 | 0 | 0 | 0 |  | 0 | 0 | 0 | 0 | 0 | 0 | 0 | 0 | 0 | 0 | 0 | 0 | 0 | 0 | 0 | 0 | 0 | 0 | 0 | 0 | 0 | 0 | 0 | 0 | 0 | 0 | 0 | 0 | 0 | 0 | 0 | 0 | 0 | 0 | 0 | 0 |  |  | 0 | 0 | 0 | 0 | 0 | 0 | 0 | 0 | 0 | 0 | 0 | 0 | 0 | 0 | 0 | 0 | 0 | 0 | 0 | 0 | 0 | 0 | 0 | 0 | 0 | 0 | 0 | 0 | 0 | 0 | 0 | 0 | 0 | 0 | 0 | 0 |  | 0 | 0 | 0 | 0 | 0 | 0 | 0 | 0 | 0 | 0 | 0 | 0 | 0 | 0 | 0 | 0 | 0 | 0 | 0 | 0 | 0 | 0 | 0 | 0 | 0 | 0 | 0 | 0 | 0 | 0 | 0 | 0 | 0 | 0 | 0 | 0 |  |  | 1
| 82 | Program Enabled Savings | 0 | 0 | 0 | 0 | 0 | 0 | 0 | 0 | 0 | 0 | 0 | 0 | 0 | 0 | 0 | 0 | 0 | 0 | 0 | 0 | 0 | 0 | 0 | 0 | 0 | 0 | 0 | 0 | 0 | 0 | 0 | 0 | 0 | 0 | 0 | 0 |  | 0 | 0 | 0 | 0 | 0 | 0 | 0 | 0 | 0 | 0 | 0 | 0 | 0 | 0 | 0 | 0 | 0 | 0 | 0 | 0 | 0 | 0 | 0 | 0 | 0 | 0 | 0 | 0 | 0 | 0 | 0 | 0 | 0 | 0 | 0 | 0 |  |  | 0 | 0 | 0 | 0 | 0 | 0 | 0 | 0 | 0 | 0 | 0 | 0 | 0 | 0 | 0 | 0 | 0 | 0 | 0 | 0 | 0 | 0 | 0 | 0 | 0 | 0 | 0 | 0 | 0 | 0 | 0 | 0 | 0 | 0 | 0 | 0 |  | 0 | 0 | 0 | 0 | 0 | 0 | 0 | 0 | 0 | 0 | 0 | 0 | 0 | 0 | 0 | 0 | 0 | 0 | 0 | 0 | 0 | 0 | 0 | 0 | 0 | 0 | 0 | 0 | 0 | 0 | 0 | 0 | 0 | 0 | 0 | 0 |  |  | 1
| Subtotal: 2015 Verified 2015 Results |  | 16252741 | 16210574 | 16060959 | 16023340 | 15993918 | 15766508 | 15403954 | 15403239 | 15096600 | 13851328 | 10168246 | 9501484 | 6293196 | 6277218 | 6267569 | 5427386 | 3138340 | 3138340 | 3022160 | 802684 | 479 | 0 | 0 | 0 | 0 | 0 | 0 | 0 | 0 | 0 | 0 | 0 | 0 | 0 | 0 | 0 |  | 3412 | 3409 | 3363 | 3352 | 3348 | 3289 | 3220 | 3220 | 3144 | 2923 | 2244 | 2125 | 1827 | 1826 | 1824 | 1693 | 1406 | 1406 | 1276 | 172 | 0 | 0 | 0 | 0 | 0 | 0 | 0 | 0 | 0 | 0 | 0 | 0 | 0 | 0 | 0 | 0 |  |  | 13025279 | 12970658 | 12846129 | 12815853 | 12801597 | 12632308 | 12359940 | 12358807 | 12125415 | 11195335 | 8368687 | 7833722 | 5280885 | 5253387 | 5243738 | 4630964 | 2323458 | 2323458 | 2258757 | 1022724 | 479 | 0 | 0 | 0 | 0 | 0 | 0 | 0 | 0 | 0 | 0 | 0 | 0 | 0 | 0 | 0 |  | 2412 | 2408 | 2370 | 2361 | 2359 | 2315 | 2264 | 2264 | 2208 | 2042 | 1529 | 1439 | 1201 | 1200 | 1198 | 1102 | 855 | 855 | 783 | 168 | 0 | 0 | 0 | 0 | 0 | 0 | 0 | 0 | 0 | 0 | 0 | 0 | 0 | 0 | 0 | 0
2016 Verified 2015 Results Adjustments
| 83 | Save on Energy Coupon Program | 0 | 0 | 0 | 0 | 0 | 0 | 0 | 0 | 0 | 0 | 0 | 0 | 0 | 0 | 0 | 0 | 0 | 0 | 0 | 0 | 0 | 0 | 0 | 0 | 0 | 0 | 0 | 0 | 0 | 0 | 0 | 0 | 0 | 0 | 0 | 0 |  | 0 | 0 | 0 | 0 | 0 | 0 | 0 | 0 | 0 | 0 | 0 | 0 | 0 | 0 | 0 | 0 | 0 | 0 | 0 | 0 | 0 | 0 | 0 | 0 | 0 | 0 | 0 | 0 | 0 | 0 | 0 | 0 | 0 | 0 | 0 | 0 |  |  | 0 | 0 | 0 | 0 | 0 | 0 | 0 | 0 | 0 | 0 | 0 | 0 | 0 | 0 | 0 | 0 | 0 | 0 | 0 | 0 | 0 | 0 | 0 | 0 | 0 | 0 | 0 | 0 | 0 | 0 | 0 | 0 | 0 | 0 | 0 | 0 |  | 0 | 0 | 0 | 0 | 0 | 0 | 0 | 0 | 0 | 0 | 0 | 0 | 0 | 0 | 0 | 0 | 0 | 0 | 0 | 0 | 0 | 0 | 0 | 0 | 0 | 0 | 0 | 0 | 0 | 0 | 0 | 0 | 0 | 0 | 0 | 0 |  |  | 1
| 84 | Save on Energy Instant Discount Program | 0 | 0 | 0 | 0 | 0 | 0 | 0 | 0 | 0 | 0 | 0 | 0 | 0 | 0 | 0 | 0 | 0 | 0 | 0 | 0 | 0 | 0 | 0 | 0 | 0 | 0 | 0 | 0 | 0 | 0 | 0 | 0 | 0 | 0 | 0 | 0 |  | 0 | 0 | 0 | 0 | 0 | 0 | 0 | 0 | 0 | 0 | 0 | 0 | 0 | 0 | 0 | 0 | 0 | 0 | 0 | 0 | 0 | 0 | 0 | 0 | 0 | 0 | 0 | 0 | 0 | 0 | 0 | 0 | 0 | 0 | 0 | 0 |  |  | 0 | 0 | 0 | 0 | 0 | 0 | 0 | 0 | 0 | 0 | 0 | 0 | 0 | 0 | 0 | 0 | 0 | 0 | 0 | 0 | 0 | 0 | 0 | 0 | 0 | 0 | 0 | 0 | 0 | 0 | 0 | 0 | 0 | 0 | 0 | 0 |  | 0 | 0 | 0 | 0 | 0 | 0 | 0 | 0 | 0 | 0 | 0 | 0 | 0 | 0 | 0 | 0 | 0 | 0 | 0 | 0 | 0 | 0 | 0 | 0 | 0 | 0 | 0 | 0 | 0 | 0 | 0 | 0 | 0 | 0 | 0 | 0 |  |  | 1
| 85 | Save on Energy Heating & Cooling Program | 0 | 0 | 0 | 0 | 0 | 0 | 0 | 0 | 0 | 0 | 0 | 0 | 0 | 0 | 0 | 0 | 0 | 0 | 0 | 0 | 0 | 0 | 0 | 0 | 0 | 0 | 0 | 0 | 0 | 0 | 0 | 0 | 0 | 0 | 0 | 0 |  | 0 | 0 | 0 | 0 | 0 | 0 | 0 | 0 | 0 | 0 | 0 | 0 | 0 | 0 | 0 | 0 | 0 | 0 | 0 | 0 | 0 | 0 | 0 | 0 | 0 | 0 | 0 | 0 | 0 | 0 | 0 | 0 | 0 | 0 | 0 | 0 |  |  | 0 | 0 | 0 | 0 | 0 | 0 | 0 | 0 | 0 | 0 | 0 | 0 | 0 | 0 | 0 | 0 | 0 | 0 | 0 | 0 | 0 | 0 | 0 | 0 | 0 | 0 | 0 | 0 | 0 | 0 | 0 | 0 | 0 | 0 | 0 | 0 |  | 0 | 0 | 0 | 0 | 0 | 0 | 0 | 0 | 0 | 0 | 0 | 0 | 0 | 0 | 0 | 0 | 0 | 0 | 0 | 0 | 0 | 0 | 0 | 0 | 0 | 0 | 0 | 0 | 0 | 0 | 0 | 0 | 0 | 0 | 0 | 0 |  |  | 1
| 86 | Save on Energy New Construction Program | 0 | 0 | 0 | 0 | 0 | 0 | 0 | 0 | 0 | 0 | 0 | 0 | 0 | 0 | 0 | 0 | 0 | 0 | 0 | 0 | 0 | 0 | 0 | 0 | 0 | 0 | 0 | 0 | 0 | 0 | 0 | 0 | 0 | 0 | 0 | 0 |  | 0 | 0 | 0 | 0 | 0 | 0 | 0 | 0 | 0 | 0 | 0 | 0 | 0 | 0 | 0 | 0 | 0 | 0 | 0 | 0 | 0 | 0 | 0 | 0 | 0 | 0 | 0 | 0 | 0 | 0 | 0 | 0 | 0 | 0 | 0 | 0 |  |  | 0 | 0 | 0 | 0 | 0 | 0 | 0 | 0 | 0 | 0 | 0 | 0 | 0 | 0 | 0 | 0 | 0 | 0 | 0 | 0 | 0 | 0 | 0 | 0 | 0 | 0 | 0 | 0 | 0 | 0 | 0 | 0 | 0 | 0 | 0 | 0 |  | 0 | 0 | 0 | 0 | 0 | 0 | 0 | 0 | 0 | 0 | 0 | 0 | 0 | 0 | 0 | 0 | 0 | 0 | 0 | 0 | 0 | 0 | 0 | 0 | 0 | 0 | 0 | 0 | 0 | 0 | 0 | 0 | 0 | 0 | 0 | 0 |  |  | 1
| 87 | Save on Energy Home Assistance Program | 0 | 0 | 0 | 0 | 0 | 0 | 0 | 0 | 0 | 0 | 0 | 0 | 0 | 0 | 0 | 0 | 0 | 0 | 0 | 0 | 0 | 0 | 0 | 0 | 0 | 0 | 0 | 0 | 0 | 0 | 0 | 0 | 0 | 0 | 0 | 0 |  | 0 | 0 | 0 | 0 | 0 | 0 | 0 | 0 | 0 | 0 | 0 | 0 | 0 | 0 | 0 | 0 | 0 | 0 | 0 | 0 | 0 | 0 | 0 | 0 | 0 | 0 | 0 | 0 | 0 | 0 | 0 | 0 | 0 | 0 | 0 | 0 |  |  | 0 | 0 | 0 | 0 | 0 | 0 | 0 | 0 | 0 | 0 | 0 | 0 | 0 | 0 | 0 | 0 | 0 | 0 | 0 | 0 | 0 | 0 | 0 | 0 | 0 | 0 | 0 | 0 | 0 | 0 | 0 | 0 | 0 | 0 | 0 | 0 |  | 0 | 0 | 0 | 0 | 0 | 0 | 0 | 0 | 0 | 0 | 0 | 0 | 0 | 0 | 0 | 0 | 0 | 0 | 0 | 0 | 0 | 0 | 0 | 0 | 0 | 0 | 0 | 0 | 0 | 0 | 0 | 0 | 0 | 0 | 0 | 0 |  |  | 1
2015a | 88 | Save on Energy Audit Funding Program | 265653 | 265653 | 265653 | 265653 | 265653 | 265653 | 265653 | 265653 | 265653 | 265653 | 265653 | 265653 | 265653 | 185957 | 0 | 0 | 0 | 0 | 0 | 0 | 0 | 0 | 0 | 0 | 0 | 0 | 0 | 0 | 0 | 0 | 0 | 0 | 0 | 0 | 0 | 0 |  | 57 | 57 | 57 | 57 | 57 | 57 | 57 | 57 | 57 | 57 | 57 | 57 | 57 | 40 | 0 | 0 | 0 | 0 | 0 | 0 | 0 | 0 | 0 | 0 | 0 | 0 | 0 | 0 | 0 | 0 | 0 | 0 | 0 | 0 | 0 | 0 |  |  | 233501 | 233501 | 233501 | 233501 | 233501 | 233501 | 233501 | 233501 | 233501 | 233501 | 233501 | 233501 | 233501 | 163451 | 0 | 0 | 0 | 0 | 0 | 0 | 0 | 0 | 0 | 0 | 0 | 0 | 0 | 0 | 0 | 0 | 0 | 0 | 0 | 0 | 0 | 0 |  | 50 | 50 | 50 | 50 | 50 | 50 | 50 | 50 | 50 | 50 | 50 | 50 | 50 | 35 | 0 | 0 | 0 | 0 | 0 | 0 | 0 | 0 | 0 | 0 | 0 | 0 | 0 | 0 | 0 | 0 | 0 | 0 | 0 | 0 | 0 | 0 |  |  | 0
2015a | 89 | Save on Energy Retrofit Program | 1308005 | 1304658 | 1297740 | 1297740 | 1297740 | 1297740 | 1236108 | 1236108 | 1234767 | 1039625 | 543719 | 502721 | 122348 | 122348 | 122348 | 78658 | 456 | 456 | 456 | 456 | 0 | 0 | 0 | 0 | 0 | 0 | 0 | 0 | 0 | 0 | 0 | 0 | 0 | 0 | 0 | 0 |  | 215 | 214 | 212 | 212 | 212 | 212 | 200 | 200 | 200 | 163 | 71 | 63 | 7 | 7 | 7 | 4 | 1 | 1 | 1 | 1 | 0 | 0 | 0 | 0 | 0 | 0 | 0 | 0 | 0 | 0 | 0 | 0 | 0 | 0 | 0 | 0 |  |  | 994637 | 991980 | 986490 | 986490 | 986490 | 986490 | 940322 | 940322 | 939368 | 793208 | 422261 | 391123 | 89238 | 89238 | 89238 | 57007 | 342 | 342 | 342 | 342 | 0 | 0 | 0 | 0 | 0 | 0 | 0 | 0 | 0 | 0 | 0 | 0 | 0 | 0 | 0 | 0 |  | 163 | 162 | 161 | 161 | 161 | 161 | 152 | 152 | 152 | 124 | 56 | 49 | 6 | 6 | 6 | 3 | 0 | 0 | 0 | 0 | 0 | 0 | 0 | 0 | 0 | 0 | 0 | 0 | 0 | 0 | 0 | 0 | 0 | 0 | 0 | 0 |  |  | 0
| 90 | Save on Energy Small Business Lighting Program | 0 | 0 | 0 | 0 | 0 | 0 | 0 | 0 | 0 | 0 | 0 | 0 | 0 | 0 | 0 | 0 | 0 | 0 | 0 | 0 | 0 | 0 | 0 | 0 | 0 | 0 | 0 | 0 | 0 | 0 | 0 | 0 | 0 | 0 | 0 | 0 |  | 0 | 0 | 0 | 0 | 0 | 0 | 0 | 0 | 0 | 0 | 0 | 0 | 0 | 0 | 0 | 0 | 0 | 0 | 0 | 0 | 0 | 0 | 0 | 0 | 0 | 0 | 0 | 0 | 0 | 0 | 0 | 0 | 0 | 0 | 0 | 0 |  |  | 0 | 0 | 0 | 0 | 0 | 0 | 0 | 0 | 0 | 0 | 0 | 0 | 0 | 0 | 0 | 0 | 0 | 0 | 0 | 0 | 0 | 0 | 0 | 0 | 0 | 0 | 0 | 0 | 0 | 0 | 0 | 0 | 0 | 0 | 0 | 0 |  | 0 | 0 | 0 | 0 | 0 | 0 | 0 | 0 | 0 | 0 | 0 | 0 | 0 | 0 | 0 | 0 | 0 | 0 | 0 | 0 | 0 | 0 | 0 | 0 | 0 | 0 | 0 | 0 | 0 | 0 | 0 | 0 | 0 | 0 | 0 | 0 |  |  | 1
| 91 | Save on Energy High Performance New Construction Program | 0 | 0 | 0 | 0 | 0 | 0 | 0 | 0 | 0 | 0 | 0 | 0 | 0 | 0 | 0 | 0 | 0 | 0 | 0 | 0 | 0 | 0 | 0 | 0 | 0 | 0 | 0 | 0 | 0 | 0 | 0 | 0 | 0 | 0 | 0 | 0 |  | 0 | 0 | 0 | 0 | 0 | 0 | 0 | 0 | 0 | 0 | 0 | 0 | 0 | 0 | 0 | 0 | 0 | 0 | 0 | 0 | 0 | 0 | 0 | 0 | 0 | 0 | 0 | 0 | 0 | 0 | 0 | 0 | 0 | 0 | 0 | 0 |  |  | 0 | 0 | 0 | 0 | 0 | 0 | 0 | 0 | 0 | 0 | 0 | 0 | 0 | 0 | 0 | 0 | 0 | 0 | 0 | 0 | 0 | 0 | 0 | 0 | 0 | 0 | 0 | 0 | 0 | 0 | 0 | 0 | 0 | 0 | 0 | 0 |  | 0 | 0 | 0 | 0 | 0 | 0 | 0 | 0 | 0 | 0 | 0 | 0 | 0 | 0 | 0 | 0 | 0 | 0 | 0 | 0 | 0 | 0 | 0 | 0 | 0 | 0 | 0 | 0 | 0 | 0 | 0 | 0 | 0 | 0 | 0 | 0 |  |  | 1
| 92 | Save on Energy Existing Building Commissioning Program | 0 | 0 | 0 | 0 | 0 | 0 | 0 | 0 | 0 | 0 | 0 | 0 | 0 | 0 | 0 | 0 | 0 | 0 | 0 | 0 | 0 | 0 | 0 | 0 | 0 | 0 | 0 | 0 | 0 | 0 | 0 | 0 | 0 | 0 | 0 | 0 |  | 0 | 0 | 0 | 0 | 0 | 0 | 0 | 0 | 0 | 0 | 0 | 0 | 0 | 0 | 0 | 0 | 0 | 0 | 0 | 0 | 0 | 0 | 0 | 0 | 0 | 0 | 0 | 0 | 0 | 0 | 0 | 0 | 0 | 0 | 0 | 0 |  |  | 0 | 0 | 0 | 0 | 0 | 0 | 0 | 0 | 0 | 0 | 0 | 0 | 0 | 0 | 0 | 0 | 0 | 0 | 0 | 0 | 0 | 0 | 0 | 0 | 0 | 0 | 0 | 0 | 0 | 0 | 0 | 0 | 0 | 0 | 0 | 0 |  | 0 | 0 | 0 | 0 | 0 | 0 | 0 | 0 | 0 | 0 | 0 | 0 | 0 | 0 | 0 | 0 | 0 | 0 | 0 | 0 | 0 | 0 | 0 | 0 | 0 | 0 | 0 | 0 | 0 | 0 | 0 | 0 | 0 | 0 | 0 | 0 |  |  | 1
| 93 | Save on Energy Business Refrigeration Incentive Program | 0 | 0 | 0 | 0 | 0 | 0 | 0 | 0 | 0 | 0 | 0 | 0 | 0 | 0 | 0 | 0 | 0 | 0 | 0 | 0 | 0 | 0 | 0 | 0 | 0 | 0 | 0 | 0 | 0 | 0 | 0 | 0 | 0 | 0 | 0 | 0 |  | 0 | 0 | 0 | 0 | 0 | 0 | 0 | 0 | 0 | 0 | 0 | 0 | 0 | 0 | 0 | 0 | 0 | 0 | 0 | 0 | 0 | 0 | 0 | 0 | 0 | 0 | 0 | 0 | 0 | 0 | 0 | 0 | 0 | 0 | 0 | 0 |  |  | 0 | 0 | 0 | 0 | 0 | 0 | 0 | 0 | 0 | 0 | 0 | 0 | 0 | 0 | 0 | 0 | 0 | 0 | 0 | 0 | 0 | 0 | 0 | 0 | 0 | 0 | 0 | 0 | 0 | 0 | 0 | 0 | 0 | 0 | 0 | 0 |  | 0 | 0 | 0 | 0 | 0 | 0 | 0 | 0 | 0 | 0 | 0 | 0 | 0 | 0 | 0 | 0 | 0 | 0 | 0 | 0 | 0 | 0 | 0 | 0 | 0 | 0 | 0 | 0 | 0 | 0 | 0 | 0 | 0 | 0 | 0 | 0 |  |  | 1
| 94 | Save on Energy Process & Systems Upgrades Program | 0 | 0 | 0 | 0 | 0 | 0 | 0 | 0 | 0 | 0 | 0 | 0 | 0 | 0 | 0 | 0 | 0 | 0 | 0 | 0 | 0 | 0 | 0 | 0 | 0 | 0 | 0 | 0 | 0 | 0 | 0 | 0 | 0 | 0 | 0 | 0 |  | 0 | 0 | 0 | 0 | 0 | 0 | 0 | 0 | 0 | 0 | 0 | 0 | 0 | 0 | 0 | 0 | 0 | 0 | 0 | 0 | 0 | 0 | 0 | 0 | 0 | 0 | 0 | 0 | 0 | 0 | 0 | 0 | 0 | 0 | 0 | 0 |  |  | 0 | 0 | 0 | 0 | 0 | 0 | 0 | 0 | 0 | 0 | 0 | 0 | 0 | 0 | 0 | 0 | 0 | 0 | 0 | 0 | 0 | 0 | 0 | 0 | 0 | 0 | 0 | 0 | 0 | 0 | 0 | 0 | 0 | 0 | 0 | 0 |  | 0 | 0 | 0 | 0 | 0 | 0 | 0 | 0 | 0 | 0 | 0 | 0 | 0 | 0 | 0 | 0 | 0 | 0 | 0 | 0 | 0 | 0 | 0 | 0 | 0 | 0 | 0 | 0 | 0 | 0 | 0 | 0 | 0 | 0 | 0 | 0 |  |  | 1
| 95 | Save on Energy Energy Manager Program | 0 | 0 | 0 | 0 | 0 | 0 | 0 | 0 | 0 | 0 | 0 | 0 | 0 | 0 | 0 | 0 | 0 | 0 | 0 | 0 | 0 | 0 | 0 | 0 | 0 | 0 | 0 | 0 | 0 | 0 | 0 | 0 | 0 | 0 | 0 | 0 |  | 0 | 0 | 0 | 0 | 0 | 0 | 0 | 0 | 0 | 0 | 0 | 0 | 0 | 0 | 0 | 0 | 0 | 0 | 0 | 0 | 0 | 0 | 0 | 0 | 0 | 0 | 0 | 0 | 0 | 0 | 0 | 0 | 0 | 0 | 0 | 0 |  |  | 0 | 0 | 0 | 0 | 0 | 0 | 0 | 0 | 0 | 0 | 0 | 0 | 0 | 0 | 0 | 0 | 0 | 0 | 0 | 0 | 0 | 0 | 0 | 0 | 0 | 0 | 0 | 0 | 0 | 0 | 0 | 0 | 0 | 0 | 0 | 0 |  | 0 | 0 | 0 | 0 | 0 | 0 | 0 | 0 | 0 | 0 | 0 | 0 | 0 | 0 | 0 | 0 | 0 | 0 | 0 | 0 | 0 | 0 | 0 | 0 | 0 | 0 | 0 | 0 | 0 | 0 | 0 | 0 | 0 | 0 | 0 | 0 |  |  | 1
| 96 | Save on Energy Monitoring & Targeting Program | 0 | 0 | 0 | 0 | 0 | 0 | 0 | 0 | 0 | 0 | 0 | 0 | 0 | 0 | 0 | 0 | 0 | 0 | 0 | 0 | 0 | 0 | 0 | 0 | 0 | 0 | 0 | 0 | 0 | 0 | 0 | 0 | 0 | 0 | 0 | 0 |  | 0 | 0 | 0 | 0 | 0 | 0 | 0 | 0 | 0 | 0 | 0 | 0 | 0 | 0 | 0 | 0 | 0 | 0 | 0 | 0 | 0 | 0 | 0 | 0 | 0 | 0 | 0 | 0 | 0 | 0 | 0 | 0 | 0 | 0 | 0 | 0 |  |  | 0 | 0 | 0 | 0 | 0 | 0 | 0 | 0 | 0 | 0 | 0 | 0 | 0 | 0 | 0 | 0 | 0 | 0 | 0 | 0 | 0 | 0 | 0 | 0 | 0 | 0 | 0 | 0 | 0 | 0 | 0 | 0 | 0 | 0 | 0 | 0 |  | 0 | 0 | 0 | 0 | 0 | 0 | 0 | 0 | 0 | 0 | 0 | 0 | 0 | 0 | 0 | 0 | 0 | 0 | 0 | 0 | 0 | 0 | 0 | 0 | 0 | 0 | 0 | 0 | 0 | 0 | 0 | 0 | 0 | 0 | 0 | 0 |  |  | 1
| 97 | Save on Energy Retrofit Program - P4P | 0 | 0 | 0 | 0 | 0 | 0 | 0 | 0 | 0 | 0 | 0 | 0 | 0 | 0 | 0 | 0 | 0 | 0 | 0 | 0 | 0 | 0 | 0 | 0 | 0 | 0 | 0 | 0 | 0 | 0 | 0 | 0 | 0 | 0 | 0 | 0 |  | 0 | 0 | 0 | 0 | 0 | 0 | 0 | 0 | 0 | 0 | 0 | 0 | 0 | 0 | 0 | 0 | 0 | 0 | 0 | 0 | 0 | 0 | 0 | 0 | 0 | 0 | 0 | 0 | 0 | 0 | 0 | 0 | 0 | 0 | 0 | 0 |  |  | 0 | 0 | 0 | 0 | 0 | 0 | 0 | 0 | 0 | 0 | 0 | 0 | 0 | 0 | 0 | 0 | 0 | 0 | 0 | 0 | 0 | 0 | 0 | 0 | 0 | 0 | 0 | 0 | 0 | 0 | 0 | 0 | 0 | 0 | 0 | 0 |  | 0 | 0 | 0 | 0 | 0 | 0 | 0 | 0 | 0 | 0 | 0 | 0 | 0 | 0 | 0 | 0 | 0 | 0 | 0 | 0 | 0 | 0 | 0 | 0 | 0 | 0 | 0 | 0 | 0 | 0 | 0 | 0 | 0 | 0 | 0 | 0 |  |  | 1
| 98 | Save on Energy Process & Systems Upgrades Program - P4P | 0 | 0 | 0 | 0 | 0 | 0 | 0 | 0 | 0 | 0 | 0 | 0 | 0 | 0 | 0 | 0 | 0 | 0 | 0 | 0 | 0 | 0 | 0 | 0 | 0 | 0 | 0 | 0 | 0 | 0 | 0 | 0 | 0 | 0 | 0 | 0 |  | 0 | 0 | 0 | 0 | 0 | 0 | 0 | 0 | 0 | 0 | 0 | 0 | 0 | 0 | 0 | 0 | 0 | 0 | 0 | 0 | 0 | 0 | 0 | 0 | 0 | 0 | 0 | 0 | 0 | 0 | 0 | 0 | 0 | 0 | 0 | 0 |  |  | 0 | 0 | 0 | 0 | 0 | 0 | 0 | 0 | 0 | 0 | 0 | 0 | 0 | 0 | 0 | 0 | 0 | 0 | 0 | 0 | 0 | 0 | 0 | 0 | 0 | 0 | 0 | 0 | 0 | 0 | 0 | 0 | 0 | 0 | 0 | 0 |  | 0 | 0 | 0 | 0 | 0 | 0 | 0 | 0 | 0 | 0 | 0 | 0 | 0 | 0 | 0 | 0 | 0 | 0 | 0 | 0 | 0 | 0 | 0 | 0 | 0 | 0 | 0 | 0 | 0 | 0 | 0 | 0 | 0 | 0 | 0 | 0 |  |  | 1
| 99 | Adaptive Thermostat Local Program | 0 | 0 | 0 | 0 | 0 | 0 | 0 | 0 | 0 | 0 | 0 | 0 | 0 | 0 | 0 | 0 | 0 | 0 | 0 | 0 | 0 | 0 | 0 | 0 | 0 | 0 | 0 | 0 | 0 | 0 | 0 | 0 | 0 | 0 | 0 | 0 |  | 0 | 0 | 0 | 0 | 0 | 0 | 0 | 0 | 0 | 0 | 0 | 0 | 0 | 0 | 0 | 0 | 0 | 0 | 0 | 0 | 0 | 0 | 0 | 0 | 0 | 0 | 0 | 0 | 0 | 0 | 0 | 0 | 0 | 0 | 0 | 0 |  |  | 0 | 0 | 0 | 0 | 0 | 0 | 0 | 0 | 0 | 0 | 0 | 0 | 0 | 0 | 0 | 0 | 0 | 0 | 0 | 0 | 0 | 0 | 0 | 0 | 0 | 0 | 0 | 0 | 0 | 0 | 0 | 0 | 0 | 0 | 0 | 0 |  | 0 | 0 | 0 | 0 | 0 | 0 | 0 | 0 | 0 | 0 | 0 | 0 | 0 | 0 | 0 | 0 | 0 | 0 | 0 | 0 | 0 | 0 | 0 | 0 | 0 | 0 | 0 | 0 | 0 | 0 | 0 | 0 | 0 | 0 | 0 | 0 |  |  | 1
| 100 | Business Refrigeration Incentives Local Program | 0 | 0 | 0 | 0 | 0 | 0 | 0 | 0 | 0 | 0 | 0 | 0 | 0 | 0 | 0 | 0 | 0 | 0 | 0 | 0 | 0 | 0 | 0 | 0 | 0 | 0 | 0 | 0 | 0 | 0 | 0 | 0 | 0 | 0 | 0 | 0 |  | 0 | 0 | 0 | 0 | 0 | 0 | 0 | 0 | 0 | 0 | 0 | 0 | 0 | 0 | 0 | 0 | 0 | 0 | 0 | 0 | 0 | 0 | 0 | 0 | 0 | 0 | 0 | 0 | 0 | 0 | 0 | 0 | 0 | 0 | 0 | 0 |  |  | 0 | 0 | 0 | 0 | 0 | 0 | 0 | 0 | 0 | 0 | 0 | 0 | 0 | 0 | 0 | 0 | 0 | 0 | 0 | 0 | 0 | 0 | 0 | 0 | 0 | 0 | 0 | 0 | 0 | 0 | 0 | 0 | 0 | 0 | 0 | 0 |  | 0 | 0 | 0 | 0 | 0 | 0 | 0 | 0 | 0 | 0 | 0 | 0 | 0 | 0 | 0 | 0 | 0 | 0 | 0 | 0 | 0 | 0 | 0 | 0 | 0 | 0 | 0 | 0 | 0 | 0 | 0 | 0 | 0 | 0 | 0 | 0 |  |  | 1
| 101 | Conservation on the Coast Home Assistance Local Program | 0 | 0 | 0 | 0 | 0 | 0 | 0 | 0 | 0 | 0 | 0 | 0 | 0 | 0 | 0 | 0 | 0 | 0 | 0 | 0 | 0 | 0 | 0 | 0 | 0 | 0 | 0 | 0 | 0 | 0 | 0 | 0 | 0 | 0 | 0 | 0 |  | 0 | 0 | 0 | 0 | 0 | 0 | 0 | 0 | 0 | 0 | 0 | 0 | 0 | 0 | 0 | 0 | 0 | 0 | 0 | 0 | 0 | 0 | 0 | 0 | 0 | 0 | 0 | 0 | 0 | 0 | 0 | 0 | 0 | 0 | 0 | 0 |  |  | 0 | 0 | 0 | 0 | 0 | 0 | 0 | 0 | 0 | 0 | 0 | 0 | 0 | 0 | 0 | 0 | 0 | 0 | 0 | 0 | 0 | 0 | 0 | 0 | 0 | 0 | 0 | 0 | 0 | 0 | 0 | 0 | 0 | 0 | 0 | 0 |  | 0 | 0 | 0 | 0 | 0 | 0 | 0 | 0 | 0 | 0 | 0 | 0 | 0 | 0 | 0 | 0 | 0 | 0 | 0 | 0 | 0 | 0 | 0 | 0 | 0 | 0 | 0 | 0 | 0 | 0 | 0 | 0 | 0 | 0 | 0 | 0 |  |  | 1
| 102 | Conservation on the Coast Small Business Lighting Local Program | 0 | 0 | 0 | 0 | 0 | 0 | 0 | 0 | 0 | 0 | 0 | 0 | 0 | 0 | 0 | 0 | 0 | 0 | 0 | 0 | 0 | 0 | 0 | 0 | 0 | 0 | 0 | 0 | 0 | 0 | 0 | 0 | 0 | 0 | 0 | 0 |  | 0 | 0 | 0 | 0 | 0 | 0 | 0 | 0 | 0 | 0 | 0 | 0 | 0 | 0 | 0 | 0 | 0 | 0 | 0 | 0 | 0 | 0 | 0 | 0 | 0 | 0 | 0 | 0 | 0 | 0 | 0 | 0 | 0 | 0 | 0 | 0 |  |  | 0 | 0 | 0 | 0 | 0 | 0 | 0 | 0 | 0 | 0 | 0 | 0 | 0 | 0 | 0 | 0 | 0 | 0 | 0 | 0 | 0 | 0 | 0 | 0 | 0 | 0 | 0 | 0 | 0 | 0 | 0 | 0 | 0 | 0 | 0 | 0 |  | 0 | 0 | 0 | 0 | 0 | 0 | 0 | 0 | 0 | 0 | 0 | 0 | 0 | 0 | 0 | 0 | 0 | 0 | 0 | 0 | 0 | 0 | 0 | 0 | 0 | 0 | 0 | 0 | 0 | 0 | 0 | 0 | 0 | 0 | 0 | 0 |  |  | 1
| 103 | First Nations Conservation Local Program | 0 | 0 | 0 | 0 | 0 | 0 | 0 | 0 | 0 | 0 | 0 | 0 | 0 | 0 | 0 | 0 | 0 | 0 | 0 | 0 | 0 | 0 | 0 | 0 | 0 | 0 | 0 | 0 | 0 | 0 | 0 | 0 | 0 | 0 | 0 | 0 |  | 0 | 0 | 0 | 0 | 0 | 0 | 0 | 0 | 0 | 0 | 0 | 0 | 0 | 0 | 0 | 0 | 0 | 0 | 0 | 0 | 0 | 0 | 0 | 0 | 0 | 0 | 0 | 0 | 0 | 0 | 0 | 0 | 0 | 0 | 0 | 0 |  |  | 0 | 0 | 0 | 0 | 0 | 0 | 0 | 0 | 0 | 0 | 0 | 0 | 0 | 0 | 0 | 0 | 0 | 0 | 0 | 0 | 0 | 0 | 0 | 0 | 0 | 0 | 0 | 0 | 0 | 0 | 0 | 0 | 0 | 0 | 0 | 0 |  | 0 | 0 | 0 | 0 | 0 | 0 | 0 | 0 | 0 | 0 | 0 | 0 | 0 | 0 | 0 | 0 | 0 | 0 | 0 | 0 | 0 | 0 | 0 | 0 | 0 | 0 | 0 | 0 | 0 | 0 | 0 | 0 | 0 | 0 | 0 | 0 |  |  | 1
| 104 | High Efficiency Agriculturual Pumping Local Program | 0 | 0 | 0 | 0 | 0 | 0 | 0 | 0 | 0 | 0 | 0 | 0 | 0 | 0 | 0 | 0 | 0 | 0 | 0 | 0 | 0 | 0 | 0 | 0 | 0 | 0 | 0 | 0 | 0 | 0 | 0 | 0 | 0 | 0 | 0 | 0 |  | 0 | 0 | 0 | 0 | 0 | 0 | 0 | 0 | 0 | 0 | 0 | 0 | 0 | 0 | 0 | 0 | 0 | 0 | 0 | 0 | 0 | 0 | 0 | 0 | 0 | 0 | 0 | 0 | 0 | 0 | 0 | 0 | 0 | 0 | 0 | 0 |  |  | 0 | 0 | 0 | 0 | 0 | 0 | 0 | 0 | 0 | 0 | 0 | 0 | 0 | 0 | 0 | 0 | 0 | 0 | 0 | 0 | 0 | 0 | 0 | 0 | 0 | 0 | 0 | 0 | 0 | 0 | 0 | 0 | 0 | 0 | 0 | 0 |  | 0 | 0 | 0 | 0 | 0 | 0 | 0 | 0 | 0 | 0 | 0 | 0 | 0 | 0 | 0 | 0 | 0 | 0 | 0 | 0 | 0 | 0 | 0 | 0 | 0 | 0 | 0 | 0 | 0 | 0 | 0 | 0 | 0 | 0 | 0 | 0 |  |  | 1
| 105 | Instant Savings Local Program | 0 | 0 | 0 | 0 | 0 | 0 | 0 | 0 | 0 | 0 | 0 | 0 | 0 | 0 | 0 | 0 | 0 | 0 | 0 | 0 | 0 | 0 | 0 | 0 | 0 | 0 | 0 | 0 | 0 | 0 | 0 | 0 | 0 | 0 | 0 | 0 |  | 0 | 0 | 0 | 0 | 0 | 0 | 0 | 0 | 0 | 0 | 0 | 0 | 0 | 0 | 0 | 0 | 0 | 0 | 0 | 0 | 0 | 0 | 0 | 0 | 0 | 0 | 0 | 0 | 0 | 0 | 0 | 0 | 0 | 0 | 0 | 0 |  |  | 0 | 0 | 0 | 0 | 0 | 0 | 0 | 0 | 0 | 0 | 0 | 0 | 0 | 0 | 0 | 0 | 0 | 0 | 0 | 0 | 0 | 0 | 0 | 0 | 0 | 0 | 0 | 0 | 0 | 0 | 0 | 0 | 0 | 0 | 0 | 0 |  | 0 | 0 | 0 | 0 | 0 | 0 | 0 | 0 | 0 | 0 | 0 | 0 | 0 | 0 | 0 | 0 | 0 | 0 | 0 | 0 | 0 | 0 | 0 | 0 | 0 | 0 | 0 | 0 | 0 | 0 | 0 | 0 | 0 | 0 | 0 | 0 |  |  | 1
| 106 | OPsaver Local Program | 0 | 0 | 0 | 0 | 0 | 0 | 0 | 0 | 0 | 0 | 0 | 0 | 0 | 0 | 0 | 0 | 0 | 0 | 0 | 0 | 0 | 0 | 0 | 0 | 0 | 0 | 0 | 0 | 0 | 0 | 0 | 0 | 0 | 0 | 0 | 0 |  | 0 | 0 | 0 | 0 | 0 | 0 | 0 | 0 | 0 | 0 | 0 | 0 | 0 | 0 | 0 | 0 | 0 | 0 | 0 | 0 | 0 | 0 | 0 | 0 | 0 | 0 | 0 | 0 | 0 | 0 | 0 | 0 | 0 | 0 | 0 | 0 |  |  | 0 | 0 | 0 | 0 | 0 | 0 | 0 | 0 | 0 | 0 | 0 | 0 | 0 | 0 | 0 | 0 | 0 | 0 | 0 | 0 | 0 | 0 | 0 | 0 | 0 | 0 | 0 | 0 | 0 | 0 | 0 | 0 | 0 | 0 | 0 | 0 |  | 0 | 0 | 0 | 0 | 0 | 0 | 0 | 0 | 0 | 0 | 0 | 0 | 0 | 0 | 0 | 0 | 0 | 0 | 0 | 0 | 0 | 0 | 0 | 0 | 0 | 0 | 0 | 0 | 0 | 0 | 0 | 0 | 0 | 0 | 0 | 0 |  |  | 1
| 107 | Pool Saver Local Program | 0 | 0 | 0 | 0 | 0 | 0 | 0 | 0 | 0 | 0 | 0 | 0 | 0 | 0 | 0 | 0 | 0 | 0 | 0 | 0 | 0 | 0 | 0 | 0 | 0 | 0 | 0 | 0 | 0 | 0 | 0 | 0 | 0 | 0 | 0 | 0 |  | 0 | 0 | 0 | 0 | 0 | 0 | 0 | 0 | 0 | 0 | 0 | 0 | 0 | 0 | 0 | 0 | 0 | 0 | 0 | 0 | 0 | 0 | 0 | 0 | 0 | 0 | 0 | 0 | 0 | 0 | 0 | 0 | 0 | 0 | 0 | 0 |  |  | 0 | 0 | 0 | 0 | 0 | 0 | 0 | 0 | 0 | 0 | 0 | 0 | 0 | 0 | 0 | 0 | 0 | 0 | 0 | 0 | 0 | 0 | 0 | 0 | 0 | 0 | 0 | 0 | 0 | 0 | 0 | 0 | 0 | 0 | 0 | 0 |  | 0 | 0 | 0 | 0 | 0 | 0 | 0 | 0 | 0 | 0 | 0 | 0 | 0 | 0 | 0 | 0 | 0 | 0 | 0 | 0 | 0 | 0 | 0 | 0 | 0 | 0 | 0 | 0 | 0 | 0 | 0 | 0 | 0 | 0 | 0 | 0 |  |  | 1
| 108 | PUMPsaver Local Program | 0 | 0 | 0 | 0 | 0 | 0 | 0 | 0 | 0 | 0 | 0 | 0 | 0 | 0 | 0 | 0 | 0 | 0 | 0 | 0 | 0 | 0 | 0 | 0 | 0 | 0 | 0 | 0 | 0 | 0 | 0 | 0 | 0 | 0 | 0 | 0 |  | 0 | 0 | 0 | 0 | 0 | 0 | 0 | 0 | 0 | 0 | 0 | 0 | 0 | 0 | 0 | 0 | 0 | 0 | 0 | 0 | 0 | 0 | 0 | 0 | 0 | 0 | 0 | 0 | 0 | 0 | 0 | 0 | 0 | 0 | 0 | 0 |  |  | 0 | 0 | 0 | 0 | 0 | 0 | 0 | 0 | 0 | 0 | 0 | 0 | 0 | 0 | 0 | 0 | 0 | 0 | 0 | 0 | 0 | 0 | 0 | 0 | 0 | 0 | 0 | 0 | 0 | 0 | 0 | 0 | 0 | 0 | 0 | 0 |  | 0 | 0 | 0 | 0 | 0 | 0 | 0 | 0 | 0 | 0 | 0 | 0 | 0 | 0 | 0 | 0 | 0 | 0 | 0 | 0 | 0 | 0 | 0 | 0 | 0 | 0 | 0 | 0 | 0 | 0 | 0 | 0 | 0 | 0 | 0 | 0 |  |  | 1
| 109 | RTUsaver Local Program | 0 | 0 | 0 | 0 | 0 | 0 | 0 | 0 | 0 | 0 | 0 | 0 | 0 | 0 | 0 | 0 | 0 | 0 | 0 | 0 | 0 | 0 | 0 | 0 | 0 | 0 | 0 | 0 | 0 | 0 | 0 | 0 | 0 | 0 | 0 | 0 |  | 0 | 0 | 0 | 0 | 0 | 0 | 0 | 0 | 0 | 0 | 0 | 0 | 0 | 0 | 0 | 0 | 0 | 0 | 0 | 0 | 0 | 0 | 0 | 0 | 0 | 0 | 0 | 0 | 0 | 0 | 0 | 0 | 0 | 0 | 0 | 0 |  |  | 0 | 0 | 0 | 0 | 0 | 0 | 0 | 0 | 0 | 0 | 0 | 0 | 0 | 0 | 0 | 0 | 0 | 0 | 0 | 0 | 0 | 0 | 0 | 0 | 0 | 0 | 0 | 0 | 0 | 0 | 0 | 0 | 0 | 0 | 0 | 0 |  | 0 | 0 | 0 | 0 | 0 | 0 | 0 | 0 | 0 | 0 | 0 | 0 | 0 | 0 | 0 | 0 | 0 | 0 | 0 | 0 | 0 | 0 | 0 | 0 | 0 | 0 | 0 | 0 | 0 | 0 | 0 | 0 | 0 | 0 | 0 | 0 |  |  | 1
| 110 | Social Benchmarking Local Program | 0 | 0 | 0 | 0 | 0 | 0 | 0 | 0 | 0 | 0 | 0 | 0 | 0 | 0 | 0 | 0 | 0 | 0 | 0 | 0 | 0 | 0 | 0 | 0 | 0 | 0 | 0 | 0 | 0 | 0 | 0 | 0 | 0 | 0 | 0 | 0 |  | 0 | 0 | 0 | 0 | 0 | 0 | 0 | 0 | 0 | 0 | 0 | 0 | 0 | 0 | 0 | 0 | 0 | 0 | 0 | 0 | 0 | 0 | 0 | 0 | 0 | 0 | 0 | 0 | 0 | 0 | 0 | 0 | 0 | 0 | 0 | 0 |  |  | 0 | 0 | 0 | 0 | 0 | 0 | 0 | 0 | 0 | 0 | 0 | 0 | 0 | 0 | 0 | 0 | 0 | 0 | 0 | 0 | 0 | 0 | 0 | 0 | 0 | 0 | 0 | 0 | 0 | 0 | 0 | 0 | 0 | 0 | 0 | 0 |  | 0 | 0 | 0 | 0 | 0 | 0 | 0 | 0 | 0 | 0 | 0 | 0 | 0 | 0 | 0 | 0 | 0 | 0 | 0 | 0 | 0 | 0 | 0 | 0 | 0 | 0 | 0 | 0 | 0 | 0 | 0 | 0 | 0 | 0 | 0 | 0 |  |  | 1
| 111 | Air Source Heat Pump – For Residential Space Heating LDC Innovation Fund Pilot Program | 0 | 0 | 0 | 0 | 0 | 0 | 0 | 0 | 0 | 0 | 0 | 0 | 0 | 0 | 0 | 0 | 0 | 0 | 0 | 0 | 0 | 0 | 0 | 0 | 0 | 0 | 0 | 0 | 0 | 0 | 0 | 0 | 0 | 0 | 0 | 0 |  | 0 | 0 | 0 | 0 | 0 | 0 | 0 | 0 | 0 | 0 | 0 | 0 | 0 | 0 | 0 | 0 | 0 | 0 | 0 | 0 | 0 | 0 | 0 | 0 | 0 | 0 | 0 | 0 | 0 | 0 | 0 | 0 | 0 | 0 | 0 | 0 |  |  | 0 | 0 | 0 | 0 | 0 | 0 | 0 | 0 | 0 | 0 | 0 | 0 | 0 | 0 | 0 | 0 | 0 | 0 | 0 | 0 | 0 | 0 | 0 | 0 | 0 | 0 | 0 | 0 | 0 | 0 | 0 | 0 | 0 | 0 | 0 | 0 |  | 0 | 0 | 0 | 0 | 0 | 0 | 0 | 0 | 0 | 0 | 0 | 0 | 0 | 0 | 0 | 0 | 0 | 0 | 0 | 0 | 0 | 0 | 0 | 0 | 0 | 0 | 0 | 0 | 0 | 0 | 0 | 0 | 0 | 0 | 0 | 0 |  |  | 1
| 112 | Air Source Heat Pump – For Residential Water Heating LDC Innovation Fund Pilot Program | 0 | 0 | 0 | 0 | 0 | 0 | 0 | 0 | 0 | 0 | 0 | 0 | 0 | 0 | 0 | 0 | 0 | 0 | 0 | 0 | 0 | 0 | 0 | 0 | 0 | 0 | 0 | 0 | 0 | 0 | 0 | 0 | 0 | 0 | 0 | 0 |  | 0 | 0 | 0 | 0 | 0 | 0 | 0 | 0 | 0 | 0 | 0 | 0 | 0 | 0 | 0 | 0 | 0 | 0 | 0 | 0 | 0 | 0 | 0 | 0 | 0 | 0 | 0 | 0 | 0 | 0 | 0 | 0 | 0 | 0 | 0 | 0 |  |  | 0 | 0 | 0 | 0 | 0 | 0 | 0 | 0 | 0 | 0 | 0 | 0 | 0 | 0 | 0 | 0 | 0 | 0 | 0 | 0 | 0 | 0 | 0 | 0 | 0 | 0 | 0 | 0 | 0 | 0 | 0 | 0 | 0 | 0 | 0 | 0 |  | 0 | 0 | 0 | 0 | 0 | 0 | 0 | 0 | 0 | 0 | 0 | 0 | 0 | 0 | 0 | 0 | 0 | 0 | 0 | 0 | 0 | 0 | 0 | 0 | 0 | 0 | 0 | 0 | 0 | 0 | 0 | 0 | 0 | 0 | 0 | 0 |  |  | 1
| 113 | Block Heater Timer LDC Innovation Fund Pilot Program | 0 | 0 | 0 | 0 | 0 | 0 | 0 | 0 | 0 | 0 | 0 | 0 | 0 | 0 | 0 | 0 | 0 | 0 | 0 | 0 | 0 | 0 | 0 | 0 | 0 | 0 | 0 | 0 | 0 | 0 | 0 | 0 | 0 | 0 | 0 | 0 |  | 0 | 0 | 0 | 0 | 0 | 0 | 0 | 0 | 0 | 0 | 0 | 0 | 0 | 0 | 0 | 0 | 0 | 0 | 0 | 0 | 0 | 0 | 0 | 0 | 0 | 0 | 0 | 0 | 0 | 0 | 0 | 0 | 0 | 0 | 0 | 0 |  |  | 0 | 0 | 0 | 0 | 0 | 0 | 0 | 0 | 0 | 0 | 0 | 0 | 0 | 0 | 0 | 0 | 0 | 0 | 0 | 0 | 0 | 0 | 0 | 0 | 0 | 0 | 0 | 0 | 0 | 0 | 0 | 0 | 0 | 0 | 0 | 0 |  | 0 | 0 | 0 | 0 | 0 | 0 | 0 | 0 | 0 | 0 | 0 | 0 | 0 | 0 | 0 | 0 | 0 | 0 | 0 | 0 | 0 | 0 | 0 | 0 | 0 | 0 | 0 | 0 | 0 | 0 | 0 | 0 | 0 | 0 | 0 | 0 |  |  | 1
| 114 | Commercial Energy Management and Load Control (CEMLC) LDC Innovation Fund Pilot Program | 0 | 0 | 0 | 0 | 0 | 0 | 0 | 0 | 0 | 0 | 0 | 0 | 0 | 0 | 0 | 0 | 0 | 0 | 0 | 0 | 0 | 0 | 0 | 0 | 0 | 0 | 0 | 0 | 0 | 0 | 0 | 0 | 0 | 0 | 0 | 0 |  | 0 | 0 | 0 | 0 | 0 | 0 | 0 | 0 | 0 | 0 | 0 | 0 | 0 | 0 | 0 | 0 | 0 | 0 | 0 | 0 | 0 | 0 | 0 | 0 | 0 | 0 | 0 | 0 | 0 | 0 | 0 | 0 | 0 | 0 | 0 | 0 |  |  | 0 | 0 | 0 | 0 | 0 | 0 | 0 | 0 | 0 | 0 | 0 | 0 | 0 | 0 | 0 | 0 | 0 | 0 | 0 | 0 | 0 | 0 | 0 | 0 | 0 | 0 | 0 | 0 | 0 | 0 | 0 | 0 | 0 | 0 | 0 | 0 |  | 0 | 0 | 0 | 0 | 0 | 0 | 0 | 0 | 0 | 0 | 0 | 0 | 0 | 0 | 0 | 0 | 0 | 0 | 0 | 0 | 0 | 0 | 0 | 0 | 0 | 0 | 0 | 0 | 0 | 0 | 0 | 0 | 0 | 0 | 0 | 0 |  |  | 1
| 115 | Conservation Cultivator LDC Innovation Fund Pilot Program | 0 | 0 | 0 | 0 | 0 | 0 | 0 | 0 | 0 | 0 | 0 | 0 | 0 | 0 | 0 | 0 | 0 | 0 | 0 | 0 | 0 | 0 | 0 | 0 | 0 | 0 | 0 | 0 | 0 | 0 | 0 | 0 | 0 | 0 | 0 | 0 |  | 0 | 0 | 0 | 0 | 0 | 0 | 0 | 0 | 0 | 0 | 0 | 0 | 0 | 0 | 0 | 0 | 0 | 0 | 0 | 0 | 0 | 0 | 0 | 0 | 0 | 0 | 0 | 0 | 0 | 0 | 0 | 0 | 0 | 0 | 0 | 0 |  |  | 0 | 0 | 0 | 0 | 0 | 0 | 0 | 0 | 0 | 0 | 0 | 0 | 0 | 0 | 0 | 0 | 0 | 0 | 0 | 0 | 0 | 0 | 0 | 0 | 0 | 0 | 0 | 0 | 0 | 0 | 0 | 0 | 0 | 0 | 0 | 0 |  | 0 | 0 | 0 | 0 | 0 | 0 | 0 | 0 | 0 | 0 | 0 | 0 | 0 | 0 | 0 | 0 | 0 | 0 | 0 | 0 | 0 | 0 | 0 | 0 | 0 | 0 | 0 | 0 | 0 | 0 | 0 | 0 | 0 | 0 | 0 | 0 |  |  | 1
| 116 | Data Centre LDC Innovation Fund Pilot Program | 0 | 0 | 0 | 0 | 0 | 0 | 0 | 0 | 0 | 0 | 0 | 0 | 0 | 0 | 0 | 0 | 0 | 0 | 0 | 0 | 0 | 0 | 0 | 0 | 0 | 0 | 0 | 0 | 0 | 0 | 0 | 0 | 0 | 0 | 0 | 0 |  | 0 | 0 | 0 | 0 | 0 | 0 | 0 | 0 | 0 | 0 | 0 | 0 | 0 | 0 | 0 | 0 | 0 | 0 | 0 | 0 | 0 | 0 | 0 | 0 | 0 | 0 | 0 | 0 | 0 | 0 | 0 | 0 | 0 | 0 | 0 | 0 |  |  | 0 | 0 | 0 | 0 | 0 | 0 | 0 | 0 | 0 | 0 | 0 | 0 | 0 | 0 | 0 | 0 | 0 | 0 | 0 | 0 | 0 | 0 | 0 | 0 | 0 | 0 | 0 | 0 | 0 | 0 | 0 | 0 | 0 | 0 | 0 | 0 |  | 0 | 0 | 0 | 0 | 0 | 0 | 0 | 0 | 0 | 0 | 0 | 0 | 0 | 0 | 0 | 0 | 0 | 0 | 0 | 0 | 0 | 0 | 0 | 0 | 0 | 0 | 0 | 0 | 0 | 0 | 0 | 0 | 0 | 0 | 0 | 0 |  |  | 1
| 117 | Electronics Take Back LDC Innovation Fund Pilot Program | 0 | 0 | 0 | 0 | 0 | 0 | 0 | 0 | 0 | 0 | 0 | 0 | 0 | 0 | 0 | 0 | 0 | 0 | 0 | 0 | 0 | 0 | 0 | 0 | 0 | 0 | 0 | 0 | 0 | 0 | 0 | 0 | 0 | 0 | 0 | 0 |  | 0 | 0 | 0 | 0 | 0 | 0 | 0 | 0 | 0 | 0 | 0 | 0 | 0 | 0 | 0 | 0 | 0 | 0 | 0 | 0 | 0 | 0 | 0 | 0 | 0 | 0 | 0 | 0 | 0 | 0 | 0 | 0 | 0 | 0 | 0 | 0 |  |  | 0 | 0 | 0 | 0 | 0 | 0 | 0 | 0 | 0 | 0 | 0 | 0 | 0 | 0 | 0 | 0 | 0 | 0 | 0 | 0 | 0 | 0 | 0 | 0 | 0 | 0 | 0 | 0 | 0 | 0 | 0 | 0 | 0 | 0 | 0 | 0 |  | 0 | 0 | 0 | 0 | 0 | 0 | 0 | 0 | 0 | 0 | 0 | 0 | 0 | 0 | 0 | 0 | 0 | 0 | 0 | 0 | 0 | 0 | 0 | 0 | 0 | 0 | 0 | 0 | 0 | 0 | 0 | 0 | 0 | 0 | 0 | 0 |  |  | 1
| 118 | Energy Reinvestment LDC Innovation Fund Pilot Program | 0 | 0 | 0 | 0 | 0 | 0 | 0 | 0 | 0 | 0 | 0 | 0 | 0 | 0 | 0 | 0 | 0 | 0 | 0 | 0 | 0 | 0 | 0 | 0 | 0 | 0 | 0 | 0 | 0 | 0 | 0 | 0 | 0 | 0 | 0 | 0 |  | 0 | 0 | 0 | 0 | 0 | 0 | 0 | 0 | 0 | 0 | 0 | 0 | 0 | 0 | 0 | 0 | 0 | 0 | 0 | 0 | 0 | 0 | 0 | 0 | 0 | 0 | 0 | 0 | 0 | 0 | 0 | 0 | 0 | 0 | 0 | 0 |  |  | 0 | 0 | 0 | 0 | 0 | 0 | 0 | 0 | 0 | 0 | 0 | 0 | 0 | 0 | 0 | 0 | 0 | 0 | 0 | 0 | 0 | 0 | 0 | 0 | 0 | 0 | 0 | 0 | 0 | 0 | 0 | 0 | 0 | 0 | 0 | 0 |  | 0 | 0 | 0 | 0 | 0 | 0 | 0 | 0 | 0 | 0 | 0 | 0 | 0 | 0 | 0 | 0 | 0 | 0 | 0 | 0 | 0 | 0 | 0 | 0 | 0 | 0 | 0 | 0 | 0 | 0 | 0 | 0 | 0 | 0 | 0 | 0 |  |  | 1
| 119 | Home Energy Assessment & Retrofit LDC Innovation Fund Pilot Program | 0 | 0 | 0 | 0 | 0 | 0 | 0 | 0 | 0 | 0 | 0 | 0 | 0 | 0 | 0 | 0 | 0 | 0 | 0 | 0 | 0 | 0 | 0 | 0 | 0 | 0 | 0 | 0 | 0 | 0 | 0 | 0 | 0 | 0 | 0 | 0 |  | 0 | 0 | 0 | 0 | 0 | 0 | 0 | 0 | 0 | 0 | 0 | 0 | 0 | 0 | 0 | 0 | 0 | 0 | 0 | 0 | 0 | 0 | 0 | 0 | 0 | 0 | 0 | 0 | 0 | 0 | 0 | 0 | 0 | 0 | 0 | 0 |  |  | 0 | 0 | 0 | 0 | 0 | 0 | 0 | 0 | 0 | 0 | 0 | 0 | 0 | 0 | 0 | 0 | 0 | 0 | 0 | 0 | 0 | 0 | 0 | 0 | 0 | 0 | 0 | 0 | 0 | 0 | 0 | 0 | 0 | 0 | 0 | 0 |  | 0 | 0 | 0 | 0 | 0 | 0 | 0 | 0 | 0 | 0 | 0 | 0 | 0 | 0 | 0 | 0 | 0 | 0 | 0 | 0 | 0 | 0 | 0 | 0 | 0 | 0 | 0 | 0 | 0 | 0 | 0 | 0 | 0 | 0 | 0 | 0 |  |  | 1
| 120 | Hotel/Motel LDC Innovation Fund Pilot Program | 0 | 0 | 0 | 0 | 0 | 0 | 0 | 0 | 0 | 0 | 0 | 0 | 0 | 0 | 0 | 0 | 0 | 0 | 0 | 0 | 0 | 0 | 0 | 0 | 0 | 0 | 0 | 0 | 0 | 0 | 0 | 0 | 0 | 0 | 0 | 0 |  | 0 | 0 | 0 | 0 | 0 | 0 | 0 | 0 | 0 | 0 | 0 | 0 | 0 | 0 | 0 | 0 | 0 | 0 | 0 | 0 | 0 | 0 | 0 | 0 | 0 | 0 | 0 | 0 | 0 | 0 | 0 | 0 | 0 | 0 | 0 | 0 |  |  | 0 | 0 | 0 | 0 | 0 | 0 | 0 | 0 | 0 | 0 | 0 | 0 | 0 | 0 | 0 | 0 | 0 | 0 | 0 | 0 | 0 | 0 | 0 | 0 | 0 | 0 | 0 | 0 | 0 | 0 | 0 | 0 | 0 | 0 | 0 | 0 |  | 0 | 0 | 0 | 0 | 0 | 0 | 0 | 0 | 0 | 0 | 0 | 0 | 0 | 0 | 0 | 0 | 0 | 0 | 0 | 0 | 0 | 0 | 0 | 0 | 0 | 0 | 0 | 0 | 0 | 0 | 0 | 0 | 0 | 0 | 0 | 0 |  |  | 1
| 121 | Intelligent Air Technology LDC Innovation Fund Pilot Program | 0 | 0 | 0 | 0 | 0 | 0 | 0 | 0 | 0 | 0 | 0 | 0 | 0 | 0 | 0 | 0 | 0 | 0 | 0 | 0 | 0 | 0 | 0 | 0 | 0 | 0 | 0 | 0 | 0 | 0 | 0 | 0 | 0 | 0 | 0 | 0 |  | 0 | 0 | 0 | 0 | 0 | 0 | 0 | 0 | 0 | 0 | 0 | 0 | 0 | 0 | 0 | 0 | 0 | 0 | 0 | 0 | 0 | 0 | 0 | 0 | 0 | 0 | 0 | 0 | 0 | 0 | 0 | 0 | 0 | 0 | 0 | 0 |  |  | 0 | 0 | 0 | 0 | 0 | 0 | 0 | 0 | 0 | 0 | 0 | 0 | 0 | 0 | 0 | 0 | 0 | 0 | 0 | 0 | 0 | 0 | 0 | 0 | 0 | 0 | 0 | 0 | 0 | 0 | 0 | 0 | 0 | 0 | 0 | 0 |  | 0 | 0 | 0 | 0 | 0 | 0 | 0 | 0 | 0 | 0 | 0 | 0 | 0 | 0 | 0 | 0 | 0 | 0 | 0 | 0 | 0 | 0 | 0 | 0 | 0 | 0 | 0 | 0 | 0 | 0 | 0 | 0 | 0 | 0 | 0 | 0 |  |  | 1
| 122 | OPsaver LDC Innovation Fund Pilot Program | 0 | 0 | 0 | 0 | 0 | 0 | 0 | 0 | 0 | 0 | 0 | 0 | 0 | 0 | 0 | 0 | 0 | 0 | 0 | 0 | 0 | 0 | 0 | 0 | 0 | 0 | 0 | 0 | 0 | 0 | 0 | 0 | 0 | 0 | 0 | 0 |  | 0 | 0 | 0 | 0 | 0 | 0 | 0 | 0 | 0 | 0 | 0 | 0 | 0 | 0 | 0 | 0 | 0 | 0 | 0 | 0 | 0 | 0 | 0 | 0 | 0 | 0 | 0 | 0 | 0 | 0 | 0 | 0 | 0 | 0 | 0 | 0 |  |  | 0 | 0 | 0 | 0 | 0 | 0 | 0 | 0 | 0 | 0 | 0 | 0 | 0 | 0 | 0 | 0 | 0 | 0 | 0 | 0 | 0 | 0 | 0 | 0 | 0 | 0 | 0 | 0 | 0 | 0 | 0 | 0 | 0 | 0 | 0 | 0 |  | 0 | 0 | 0 | 0 | 0 | 0 | 0 | 0 | 0 | 0 | 0 | 0 | 0 | 0 | 0 | 0 | 0 | 0 | 0 | 0 | 0 | 0 | 0 | 0 | 0 | 0 | 0 | 0 | 0 | 0 | 0 | 0 | 0 | 0 | 0 | 0 |  |  | 1
| 123 | PUMPsaver LDC Innovation Fund Pilot Program | 0 | 0 | 0 | 0 | 0 | 0 | 0 | 0 | 0 | 0 | 0 | 0 | 0 | 0 | 0 | 0 | 0 | 0 | 0 | 0 | 0 | 0 | 0 | 0 | 0 | 0 | 0 | 0 | 0 | 0 | 0 | 0 | 0 | 0 | 0 | 0 |  | 0 | 0 | 0 | 0 | 0 | 0 | 0 | 0 | 0 | 0 | 0 | 0 | 0 | 0 | 0 | 0 | 0 | 0 | 0 | 0 | 0 | 0 | 0 | 0 | 0 | 0 | 0 | 0 | 0 | 0 | 0 | 0 | 0 | 0 | 0 | 0 |  |  | 0 | 0 | 0 | 0 | 0 | 0 | 0 | 0 | 0 | 0 | 0 | 0 | 0 | 0 | 0 | 0 | 0 | 0 | 0 | 0 | 0 | 0 | 0 | 0 | 0 | 0 | 0 | 0 | 0 | 0 | 0 | 0 | 0 | 0 | 0 | 0 |  | 0 | 0 | 0 | 0 | 0 | 0 | 0 | 0 | 0 | 0 | 0 | 0 | 0 | 0 | 0 | 0 | 0 | 0 | 0 | 0 | 0 | 0 | 0 | 0 | 0 | 0 | 0 | 0 | 0 | 0 | 0 | 0 | 0 | 0 | 0 | 0 |  |  | 1
| 124 | Residential Direct Install LDC Innovation Fund Pilot Program | 0 | 0 | 0 | 0 | 0 | 0 | 0 | 0 | 0 | 0 | 0 | 0 | 0 | 0 | 0 | 0 | 0 | 0 | 0 | 0 | 0 | 0 | 0 | 0 | 0 | 0 | 0 | 0 | 0 | 0 | 0 | 0 | 0 | 0 | 0 | 0 |  | 0 | 0 | 0 | 0 | 0 | 0 | 0 | 0 | 0 | 0 | 0 | 0 | 0 | 0 | 0 | 0 | 0 | 0 | 0 | 0 | 0 | 0 | 0 | 0 | 0 | 0 | 0 | 0 | 0 | 0 | 0 | 0 | 0 | 0 | 0 | 0 |  |  | 0 | 0 | 0 | 0 | 0 | 0 | 0 | 0 | 0 | 0 | 0 | 0 | 0 | 0 | 0 | 0 | 0 | 0 | 0 | 0 | 0 | 0 | 0 | 0 | 0 | 0 | 0 | 0 | 0 | 0 | 0 | 0 | 0 | 0 | 0 | 0 |  | 0 | 0 | 0 | 0 | 0 | 0 | 0 | 0 | 0 | 0 | 0 | 0 | 0 | 0 | 0 | 0 | 0 | 0 | 0 | 0 | 0 | 0 | 0 | 0 | 0 | 0 | 0 | 0 | 0 | 0 | 0 | 0 | 0 | 0 | 0 | 0 |  |  | 1
| 125 | Residential Direct Mail LDC Innovation Fund Pilot Program | 0 | 0 | 0 | 0 | 0 | 0 | 0 | 0 | 0 | 0 | 0 | 0 | 0 | 0 | 0 | 0 | 0 | 0 | 0 | 0 | 0 | 0 | 0 | 0 | 0 | 0 | 0 | 0 | 0 | 0 | 0 | 0 | 0 | 0 | 0 | 0 |  | 0 | 0 | 0 | 0 | 0 | 0 | 0 | 0 | 0 | 0 | 0 | 0 | 0 | 0 | 0 | 0 | 0 | 0 | 0 | 0 | 0 | 0 | 0 | 0 | 0 | 0 | 0 | 0 | 0 | 0 | 0 | 0 | 0 | 0 | 0 | 0 |  |  | 0 | 0 | 0 | 0 | 0 | 0 | 0 | 0 | 0 | 0 | 0 | 0 | 0 | 0 | 0 | 0 | 0 | 0 | 0 | 0 | 0 | 0 | 0 | 0 | 0 | 0 | 0 | 0 | 0 | 0 | 0 | 0 | 0 | 0 | 0 | 0 |  | 0 | 0 | 0 | 0 | 0 | 0 | 0 | 0 | 0 | 0 | 0 | 0 | 0 | 0 | 0 | 0 | 0 | 0 | 0 | 0 | 0 | 0 | 0 | 0 | 0 | 0 | 0 | 0 | 0 | 0 | 0 | 0 | 0 | 0 | 0 | 0 |  |  | 1
| 126 | Residential Ductless Heat Pump LDC Innovation Fund Pilot Program | 0 | 0 | 0 | 0 | 0 | 0 | 0 | 0 | 0 | 0 | 0 | 0 | 0 | 0 | 0 | 0 | 0 | 0 | 0 | 0 | 0 | 0 | 0 | 0 | 0 | 0 | 0 | 0 | 0 | 0 | 0 | 0 | 0 | 0 | 0 | 0 |  | 0 | 0 | 0 | 0 | 0 | 0 | 0 | 0 | 0 | 0 | 0 | 0 | 0 | 0 | 0 | 0 | 0 | 0 | 0 | 0 | 0 | 0 | 0 | 0 | 0 | 0 | 0 | 0 | 0 | 0 | 0 | 0 | 0 | 0 | 0 | 0 |  |  | 0 | 0 | 0 | 0 | 0 | 0 | 0 | 0 | 0 | 0 | 0 | 0 | 0 | 0 | 0 | 0 | 0 | 0 | 0 | 0 | 0 | 0 | 0 | 0 | 0 | 0 | 0 | 0 | 0 | 0 | 0 | 0 | 0 | 0 | 0 | 0 |  | 0 | 0 | 0 | 0 | 0 | 0 | 0 | 0 | 0 | 0 | 0 | 0 | 0 | 0 | 0 | 0 | 0 | 0 | 0 | 0 | 0 | 0 | 0 | 0 | 0 | 0 | 0 | 0 | 0 | 0 | 0 | 0 | 0 | 0 | 0 | 0 |  |  | 1
| 127 | Retrocomissioning LDC Innovation Fund Pilot Program | 0 | 0 | 0 | 0 | 0 | 0 | 0 | 0 | 0 | 0 | 0 | 0 | 0 | 0 | 0 | 0 | 0 | 0 | 0 | 0 | 0 | 0 | 0 | 0 | 0 | 0 | 0 | 0 | 0 | 0 | 0 | 0 | 0 | 0 | 0 | 0 |  | 0 | 0 | 0 | 0 | 0 | 0 | 0 | 0 | 0 | 0 | 0 | 0 | 0 | 0 | 0 | 0 | 0 | 0 | 0 | 0 | 0 | 0 | 0 | 0 | 0 | 0 | 0 | 0 | 0 | 0 | 0 | 0 | 0 | 0 | 0 | 0 |  |  | 0 | 0 | 0 | 0 | 0 | 0 | 0 | 0 | 0 | 0 | 0 | 0 | 0 | 0 | 0 | 0 | 0 | 0 | 0 | 0 | 0 | 0 | 0 | 0 | 0 | 0 | 0 | 0 | 0 | 0 | 0 | 0 | 0 | 0 | 0 | 0 |  | 0 | 0 | 0 | 0 | 0 | 0 | 0 | 0 | 0 | 0 | 0 | 0 | 0 | 0 | 0 | 0 | 0 | 0 | 0 | 0 | 0 | 0 | 0 | 0 | 0 | 0 | 0 | 0 | 0 | 0 | 0 | 0 | 0 | 0 | 0 | 0 |  |  | 1
| 128 | RTUsaver LDC Innovation Fund Pilot Program | 0 | 0 | 0 | 0 | 0 | 0 | 0 | 0 | 0 | 0 | 0 | 0 | 0 | 0 | 0 | 0 | 0 | 0 | 0 | 0 | 0 | 0 | 0 | 0 | 0 | 0 | 0 | 0 | 0 | 0 | 0 | 0 | 0 | 0 | 0 | 0 |  | 0 | 0 | 0 | 0 | 0 | 0 | 0 | 0 | 0 | 0 | 0 | 0 | 0 | 0 | 0 | 0 | 0 | 0 | 0 | 0 | 0 | 0 | 0 | 0 | 0 | 0 | 0 | 0 | 0 | 0 | 0 | 0 | 0 | 0 | 0 | 0 |  |  | 0 | 0 | 0 | 0 | 0 | 0 | 0 | 0 | 0 | 0 | 0 | 0 | 0 | 0 | 0 | 0 | 0 | 0 | 0 | 0 | 0 | 0 | 0 | 0 | 0 | 0 | 0 | 0 | 0 | 0 | 0 | 0 | 0 | 0 | 0 | 0 |  | 0 | 0 | 0 | 0 | 0 | 0 | 0 | 0 | 0 | 0 | 0 | 0 | 0 | 0 | 0 | 0 | 0 | 0 | 0 | 0 | 0 | 0 | 0 | 0 | 0 | 0 | 0 | 0 | 0 | 0 | 0 | 0 | 0 | 0 | 0 | 0 |  |  | 1
| 129 | Small & Medium Business Energy Management System LDC Innovation Fund Pilot Program | 0 | 0 | 0 | 0 | 0 | 0 | 0 | 0 | 0 | 0 | 0 | 0 | 0 | 0 | 0 | 0 | 0 | 0 | 0 | 0 | 0 | 0 | 0 | 0 | 0 | 0 | 0 | 0 | 0 | 0 | 0 | 0 | 0 | 0 | 0 | 0 |  | 0 | 0 | 0 | 0 | 0 | 0 | 0 | 0 | 0 | 0 | 0 | 0 | 0 | 0 | 0 | 0 | 0 | 0 | 0 | 0 | 0 | 0 | 0 | 0 | 0 | 0 | 0 | 0 | 0 | 0 | 0 | 0 | 0 | 0 | 0 | 0 |  |  | 0 | 0 | 0 | 0 | 0 | 0 | 0 | 0 | 0 | 0 | 0 | 0 | 0 | 0 | 0 | 0 | 0 | 0 | 0 | 0 | 0 | 0 | 0 | 0 | 0 | 0 | 0 | 0 | 0 | 0 | 0 | 0 | 0 | 0 | 0 | 0 |  | 0 | 0 | 0 | 0 | 0 | 0 | 0 | 0 | 0 | 0 | 0 | 0 | 0 | 0 | 0 | 0 | 0 | 0 | 0 | 0 | 0 | 0 | 0 | 0 | 0 | 0 | 0 | 0 | 0 | 0 | 0 | 0 | 0 | 0 | 0 | 0 |  |  | 1
| 130 | Solar Powered Attic Ventilation LDC Innovation Fund Pilot Program | 0 | 0 | 0 | 0 | 0 | 0 | 0 | 0 | 0 | 0 | 0 | 0 | 0 | 0 | 0 | 0 | 0 | 0 | 0 | 0 | 0 | 0 | 0 | 0 | 0 | 0 | 0 | 0 | 0 | 0 | 0 | 0 | 0 | 0 | 0 | 0 |  | 0 | 0 | 0 | 0 | 0 | 0 | 0 | 0 | 0 | 0 | 0 | 0 | 0 | 0 | 0 | 0 | 0 | 0 | 0 | 0 | 0 | 0 | 0 | 0 | 0 | 0 | 0 | 0 | 0 | 0 | 0 | 0 | 0 | 0 | 0 | 0 |  |  | 0 | 0 | 0 | 0 | 0 | 0 | 0 | 0 | 0 | 0 | 0 | 0 | 0 | 0 | 0 | 0 | 0 | 0 | 0 | 0 | 0 | 0 | 0 | 0 | 0 | 0 | 0 | 0 | 0 | 0 | 0 | 0 | 0 | 0 | 0 | 0 |  | 0 | 0 | 0 | 0 | 0 | 0 | 0 | 0 | 0 | 0 | 0 | 0 | 0 | 0 | 0 | 0 | 0 | 0 | 0 | 0 | 0 | 0 | 0 | 0 | 0 | 0 | 0 | 0 | 0 | 0 | 0 | 0 | 0 | 0 | 0 | 0 |  |  | 1
| 131 | Toronto Hydro – Enbridge Joint Low-Income Program LDC Innovation Fund Pilot Program | 0 | 0 | 0 | 0 | 0 | 0 | 0 | 0 | 0 | 0 | 0 | 0 | 0 | 0 | 0 | 0 | 0 | 0 | 0 | 0 | 0 | 0 | 0 | 0 | 0 | 0 | 0 | 0 | 0 | 0 | 0 | 0 | 0 | 0 | 0 | 0 |  | 0 | 0 | 0 | 0 | 0 | 0 | 0 | 0 | 0 | 0 | 0 | 0 | 0 | 0 | 0 | 0 | 0 | 0 | 0 | 0 | 0 | 0 | 0 | 0 | 0 | 0 | 0 | 0 | 0 | 0 | 0 | 0 | 0 | 0 | 0 | 0 |  |  | 0 | 0 | 0 | 0 | 0 | 0 | 0 | 0 | 0 | 0 | 0 | 0 | 0 | 0 | 0 | 0 | 0 | 0 | 0 | 0 | 0 | 0 | 0 | 0 | 0 | 0 | 0 | 0 | 0 | 0 | 0 | 0 | 0 | 0 | 0 | 0 |  | 0 | 0 | 0 | 0 | 0 | 0 | 0 | 0 | 0 | 0 | 0 | 0 | 0 | 0 | 0 | 0 | 0 | 0 | 0 | 0 | 0 | 0 | 0 | 0 | 0 | 0 | 0 | 0 | 0 | 0 | 0 | 0 | 0 | 0 | 0 | 0 |  |  | 1
| 132 | Truckload Event LDC Innovation Fund Pilot Program | 0 | 0 | 0 | 0 | 0 | 0 | 0 | 0 | 0 | 0 | 0 | 0 | 0 | 0 | 0 | 0 | 0 | 0 | 0 | 0 | 0 | 0 | 0 | 0 | 0 | 0 | 0 | 0 | 0 | 0 | 0 | 0 | 0 | 0 | 0 | 0 |  | 0 | 0 | 0 | 0 | 0 | 0 | 0 | 0 | 0 | 0 | 0 | 0 | 0 | 0 | 0 | 0 | 0 | 0 | 0 | 0 | 0 | 0 | 0 | 0 | 0 | 0 | 0 | 0 | 0 | 0 | 0 | 0 | 0 | 0 | 0 | 0 |  |  | 0 | 0 | 0 | 0 | 0 | 0 | 0 | 0 | 0 | 0 | 0 | 0 | 0 | 0 | 0 | 0 | 0 | 0 | 0 | 0 | 0 | 0 | 0 | 0 | 0 | 0 | 0 | 0 | 0 | 0 | 0 | 0 | 0 | 0 | 0 | 0 |  | 0 | 0 | 0 | 0 | 0 | 0 | 0 | 0 | 0 | 0 | 0 | 0 | 0 | 0 | 0 | 0 | 0 | 0 | 0 | 0 | 0 | 0 | 0 | 0 | 0 | 0 | 0 | 0 | 0 | 0 | 0 | 0 | 0 | 0 | 0 | 0 |  |  | 1
| 133 | Industrial Accelerator Program | 0 | 0 | 0 | 0 | 0 | 0 | 0 | 0 | 0 | 0 | 0 | 0 | 0 | 0 | 0 | 0 | 0 | 0 | 0 | 0 | 0 | 0 | 0 | 0 | 0 | 0 | 0 | 0 | 0 | 0 | 0 | 0 | 0 | 0 | 0 | 0 |  | 0 | 0 | 0 | 0 | 0 | 0 | 0 | 0 | 0 | 0 | 0 | 0 | 0 | 0 | 0 | 0 | 0 | 0 | 0 | 0 | 0 | 0 | 0 | 0 | 0 | 0 | 0 | 0 | 0 | 0 | 0 | 0 | 0 | 0 | 0 | 0 |  |  | 0 | 0 | 0 | 0 | 0 | 0 | 0 | 0 | 0 | 0 | 0 | 0 | 0 | 0 | 0 | 0 | 0 | 0 | 0 | 0 | 0 | 0 | 0 | 0 | 0 | 0 | 0 | 0 | 0 | 0 | 0 | 0 | 0 | 0 | 0 | 0 |  | 0 | 0 | 0 | 0 | 0 | 0 | 0 | 0 | 0 | 0 | 0 | 0 | 0 | 0 | 0 | 0 | 0 | 0 | 0 | 0 | 0 | 0 | 0 | 0 | 0 | 0 | 0 | 0 | 0 | 0 | 0 | 0 | 0 | 0 | 0 | 0 |  |  | 1
| 134 | Save on Energy Energy Performance Program for Multi-Site Customers | 0 | 0 | 0 | 0 | 0 | 0 | 0 | 0 | 0 | 0 | 0 | 0 | 0 | 0 | 0 | 0 | 0 | 0 | 0 | 0 | 0 | 0 | 0 | 0 | 0 | 0 | 0 | 0 | 0 | 0 | 0 | 0 | 0 | 0 | 0 | 0 |  | 0 | 0 | 0 | 0 | 0 | 0 | 0 | 0 | 0 | 0 | 0 | 0 | 0 | 0 | 0 | 0 | 0 | 0 | 0 | 0 | 0 | 0 | 0 | 0 | 0 | 0 | 0 | 0 | 0 | 0 | 0 | 0 | 0 | 0 | 0 | 0 |  |  | 0 | 0 | 0 | 0 | 0 | 0 | 0 | 0 | 0 | 0 | 0 | 0 | 0 | 0 | 0 | 0 | 0 | 0 | 0 | 0 | 0 | 0 | 0 | 0 | 0 | 0 | 0 | 0 | 0 | 0 | 0 | 0 | 0 | 0 | 0 | 0 |  | 0 | 0 | 0 | 0 | 0 | 0 | 0 | 0 | 0 | 0 | 0 | 0 | 0 | 0 | 0 | 0 | 0 | 0 | 0 | 0 | 0 | 0 | 0 | 0 | 0 | 0 | 0 | 0 | 0 | 0 | 0 | 0 | 0 | 0 | 0 | 0 |  |  | 1
| 135 | Whole Home Pilot Program | 0 | 0 | 0 | 0 | 0 | 0 | 0 | 0 | 0 | 0 | 0 | 0 | 0 | 0 | 0 | 0 | 0 | 0 | 0 | 0 | 0 | 0 | 0 | 0 | 0 | 0 | 0 | 0 | 0 | 0 | 0 | 0 | 0 | 0 | 0 | 0 |  | 0 | 0 | 0 | 0 | 0 | 0 | 0 | 0 | 0 | 0 | 0 | 0 | 0 | 0 | 0 | 0 | 0 | 0 | 0 | 0 | 0 | 0 | 0 | 0 | 0 | 0 | 0 | 0 | 0 | 0 | 0 | 0 | 0 | 0 | 0 | 0 |  |  | 0 | 0 | 0 | 0 | 0 | 0 | 0 | 0 | 0 | 0 | 0 | 0 | 0 | 0 | 0 | 0 | 0 | 0 | 0 | 0 | 0 | 0 | 0 | 0 | 0 | 0 | 0 | 0 | 0 | 0 | 0 | 0 | 0 | 0 | 0 | 0 |  | 0 | 0 | 0 | 0 | 0 | 0 | 0 | 0 | 0 | 0 | 0 | 0 | 0 | 0 | 0 | 0 | 0 | 0 | 0 | 0 | 0 | 0 | 0 | 0 | 0 | 0 | 0 | 0 | 0 | 0 | 0 | 0 | 0 | 0 | 0 | 0 |  |  | 1
| 136 | Save on Energy Retrofit Program Enabled Savings | 0 | 0 | 0 | 0 | 0 | 0 | 0 | 0 | 0 | 0 | 0 | 0 | 0 | 0 | 0 | 0 | 0 | 0 | 0 | 0 | 0 | 0 | 0 | 0 | 0 | 0 | 0 | 0 | 0 | 0 | 0 | 0 | 0 | 0 | 0 | 0 |  | 0 | 0 | 0 | 0 | 0 | 0 | 0 | 0 | 0 | 0 | 0 | 0 | 0 | 0 | 0 | 0 | 0 | 0 | 0 | 0 | 0 | 0 | 0 | 0 | 0 | 0 | 0 | 0 | 0 | 0 | 0 | 0 | 0 | 0 | 0 | 0 |  |  | 0 | 0 | 0 | 0 | 0 | 0 | 0 | 0 | 0 | 0 | 0 | 0 | 0 | 0 | 0 | 0 | 0 | 0 | 0 | 0 | 0 | 0 | 0 | 0 | 0 | 0 | 0 | 0 | 0 | 0 | 0 | 0 | 0 | 0 | 0 | 0 |  | 0 | 0 | 0 | 0 | 0 | 0 | 0 | 0 | 0 | 0 | 0 | 0 | 0 | 0 | 0 | 0 | 0 | 0 | 0 | 0 | 0 | 0 | 0 | 0 | 0 | 0 | 0 | 0 | 0 | 0 | 0 | 0 | 0 | 0 | 0 | 0 |  |  | 1
| 137 | Save on Energy High Performance New Construction Program Enabled Savings | 0 | 0 | 0 | 0 | 0 | 0 | 0 | 0 | 0 | 0 | 0 | 0 | 0 | 0 | 0 | 0 | 0 | 0 | 0 | 0 | 0 | 0 | 0 | 0 | 0 | 0 | 0 | 0 | 0 | 0 | 0 | 0 | 0 | 0 | 0 | 0 |  | 0 | 0 | 0 | 0 | 0 | 0 | 0 | 0 | 0 | 0 | 0 | 0 | 0 | 0 | 0 | 0 | 0 | 0 | 0 | 0 | 0 | 0 | 0 | 0 | 0 | 0 | 0 | 0 | 0 | 0 | 0 | 0 | 0 | 0 | 0 | 0 |  |  | 0 | 0 | 0 | 0 | 0 | 0 | 0 | 0 | 0 | 0 | 0 | 0 | 0 | 0 | 0 | 0 | 0 | 0 | 0 | 0 | 0 | 0 | 0 | 0 | 0 | 0 | 0 | 0 | 0 | 0 | 0 | 0 | 0 | 0 | 0 | 0 |  | 0 | 0 | 0 | 0 | 0 | 0 | 0 | 0 | 0 | 0 | 0 | 0 | 0 | 0 | 0 | 0 | 0 | 0 | 0 | 0 | 0 | 0 | 0 | 0 | 0 | 0 | 0 | 0 | 0 | 0 | 0 | 0 | 0 | 0 | 0 | 0 |  |  | 1
| 138 | Save on Energy Process & Systems Upgrades Program Enabled Savings | 0 | 0 | 0 | 0 | 0 | 0 | 0 | 0 | 0 | 0 | 0 | 0 | 0 | 0 | 0 | 0 | 0 | 0 | 0 | 0 | 0 | 0 | 0 | 0 | 0 | 0 | 0 | 0 | 0 | 0 | 0 | 0 | 0 | 0 | 0 | 0 |  | 0 | 0 | 0 | 0 | 0 | 0 | 0 | 0 | 0 | 0 | 0 | 0 | 0 | 0 | 0 | 0 | 0 | 0 | 0 | 0 | 0 | 0 | 0 | 0 | 0 | 0 | 0 | 0 | 0 | 0 | 0 | 0 | 0 | 0 | 0 | 0 |  |  | 0 | 0 | 0 | 0 | 0 | 0 | 0 | 0 | 0 | 0 | 0 | 0 | 0 | 0 | 0 | 0 | 0 | 0 | 0 | 0 | 0 | 0 | 0 | 0 | 0 | 0 | 0 | 0 | 0 | 0 | 0 | 0 | 0 | 0 | 0 | 0 |  | 0 | 0 | 0 | 0 | 0 | 0 | 0 | 0 | 0 | 0 | 0 | 0 | 0 | 0 | 0 | 0 | 0 | 0 | 0 | 0 | 0 | 0 | 0 | 0 | 0 | 0 | 0 | 0 | 0 | 0 | 0 | 0 | 0 | 0 | 0 | 0 |  |  | 1
| 139 | Non-Approved Program | 0 | 0 | 0 | 0 | 0 | 0 | 0 | 0 | 0 | 0 | 0 | 0 | 0 | 0 | 0 | 0 | 0 | 0 | 0 | 0 | 0 | 0 | 0 | 0 | 0 | 0 | 0 | 0 | 0 | 0 | 0 | 0 | 0 | 0 | 0 | 0 |  | 0 | 0 | 0 | 0 | 0 | 0 | 0 | 0 | 0 | 0 | 0 | 0 | 0 | 0 | 0 | 0 | 0 | 0 | 0 | 0 | 0 | 0 | 0 | 0 | 0 | 0 | 0 | 0 | 0 | 0 | 0 | 0 | 0 | 0 | 0 | 0 |  |  | 0 | 0 | 0 | 0 | 0 | 0 | 0 | 0 | 0 | 0 | 0 | 0 | 0 | 0 | 0 | 0 | 0 | 0 | 0 | 0 | 0 | 0 | 0 | 0 | 0 | 0 | 0 | 0 | 0 | 0 | 0 | 0 | 0 | 0 | 0 | 0 |  | 0 | 0 | 0 | 0 | 0 | 0 | 0 | 0 | 0 | 0 | 0 | 0 | 0 | 0 | 0 | 0 | 0 | 0 | 0 | 0 | 0 | 0 | 0 | 0 | 0 | 0 | 0 | 0 | 0 | 0 | 0 | 0 | 0 | 0 | 0 | 0 |  |  | 1
| 140 | Unassigned Program | 0 | 0 | 0 | 0 | 0 | 0 | 0 | 0 | 0 | 0 | 0 | 0 | 0 | 0 | 0 | 0 | 0 | 0 | 0 | 0 | 0 | 0 | 0 | 0 | 0 | 0 | 0 | 0 | 0 | 0 | 0 | 0 | 0 | 0 | 0 | 0 |  | 0 | 0 | 0 | 0 | 0 | 0 | 0 | 0 | 0 | 0 | 0 | 0 | 0 | 0 | 0 | 0 | 0 | 0 | 0 | 0 | 0 | 0 | 0 | 0 | 0 | 0 | 0 | 0 | 0 | 0 | 0 | 0 | 0 | 0 | 0 | 0 |  |  | 0 | 0 | 0 | 0 | 0 | 0 | 0 | 0 | 0 | 0 | 0 | 0 | 0 | 0 | 0 | 0 | 0 | 0 | 0 | 0 | 0 | 0 | 0 | 0 | 0 | 0 | 0 | 0 | 0 | 0 | 0 | 0 | 0 | 0 | 0 | 0 |  | 0 | 0 | 0 | 0 | 0 | 0 | 0 | 0 | 0 | 0 | 0 | 0 | 0 | 0 | 0 | 0 | 0 | 0 | 0 | 0 | 0 | 0 | 0 | 0 | 0 | 0 | 0 | 0 | 0 | 0 | 0 | 0 | 0 | 0 | 0 | 0 |  |  | 1
| 141 | Conservation Voltage Reduction Conservation Fund Pilot Program | 0 | 0 | 0 | 0 | 0 | 0 | 0 | 0 | 0 | 0 | 0 | 0 | 0 | 0 | 0 | 0 | 0 | 0 | 0 | 0 | 0 | 0 | 0 | 0 | 0 | 0 | 0 | 0 | 0 | 0 | 0 | 0 | 0 | 0 | 0 | 0 |  | 0 | 0 | 0 | 0 | 0 | 0 | 0 | 0 | 0 | 0 | 0 | 0 | 0 | 0 | 0 | 0 | 0 | 0 | 0 | 0 | 0 | 0 | 0 | 0 | 0 | 0 | 0 | 0 | 0 | 0 | 0 | 0 | 0 | 0 | 0 | 0 |  |  | 0 | 0 | 0 | 0 | 0 | 0 | 0 | 0 | 0 | 0 | 0 | 0 | 0 | 0 | 0 | 0 | 0 | 0 | 0 | 0 | 0 | 0 | 0 | 0 | 0 | 0 | 0 | 0 | 0 | 0 | 0 | 0 | 0 | 0 | 0 | 0 |  | 0 | 0 | 0 | 0 | 0 | 0 | 0 | 0 | 0 | 0 | 0 | 0 | 0 | 0 | 0 | 0 | 0 | 0 | 0 | 0 | 0 | 0 | 0 | 0 | 0 | 0 | 0 | 0 | 0 | 0 | 0 | 0 | 0 | 0 | 0 | 0 |  |  | 1
| 142 | EnerNOC Conservation Fund Pilot Program | 0 | 0 | 0 | 0 | 0 | 0 | 0 | 0 | 0 | 0 | 0 | 0 | 0 | 0 | 0 | 0 | 0 | 0 | 0 | 0 | 0 | 0 | 0 | 0 | 0 | 0 | 0 | 0 | 0 | 0 | 0 | 0 | 0 | 0 | 0 | 0 |  | 0 | 0 | 0 | 0 | 0 | 0 | 0 | 0 | 0 | 0 | 0 | 0 | 0 | 0 | 0 | 0 | 0 | 0 | 0 | 0 | 0 | 0 | 0 | 0 | 0 | 0 | 0 | 0 | 0 | 0 | 0 | 0 | 0 | 0 | 0 | 0 |  |  | 0 | 0 | 0 | 0 | 0 | 0 | 0 | 0 | 0 | 0 | 0 | 0 | 0 | 0 | 0 | 0 | 0 | 0 | 0 | 0 | 0 | 0 | 0 | 0 | 0 | 0 | 0 | 0 | 0 | 0 | 0 | 0 | 0 | 0 | 0 | 0 |  | 0 | 0 | 0 | 0 | 0 | 0 | 0 | 0 | 0 | 0 | 0 | 0 | 0 | 0 | 0 | 0 | 0 | 0 | 0 | 0 | 0 | 0 | 0 | 0 | 0 | 0 | 0 | 0 | 0 | 0 | 0 | 0 | 0 | 0 | 0 | 0 |  |  | 1
| 143 | Home Depot Home Appliance Market Uplift Conservation Fund Pilot Program | 0 | 0 | 0 | 0 | 0 | 0 | 0 | 0 | 0 | 0 | 0 | 0 | 0 | 0 | 0 | 0 | 0 | 0 | 0 | 0 | 0 | 0 | 0 | 0 | 0 | 0 | 0 | 0 | 0 | 0 | 0 | 0 | 0 | 0 | 0 | 0 |  | 0 | 0 | 0 | 0 | 0 | 0 | 0 | 0 | 0 | 0 | 0 | 0 | 0 | 0 | 0 | 0 | 0 | 0 | 0 | 0 | 0 | 0 | 0 | 0 | 0 | 0 | 0 | 0 | 0 | 0 | 0 | 0 | 0 | 0 | 0 | 0 |  |  | 0 | 0 | 0 | 0 | 0 | 0 | 0 | 0 | 0 | 0 | 0 | 0 | 0 | 0 | 0 | 0 | 0 | 0 | 0 | 0 | 0 | 0 | 0 | 0 | 0 | 0 | 0 | 0 | 0 | 0 | 0 | 0 | 0 | 0 | 0 | 0 |  | 0 | 0 | 0 | 0 | 0 | 0 | 0 | 0 | 0 | 0 | 0 | 0 | 0 | 0 | 0 | 0 | 0 | 0 | 0 | 0 | 0 | 0 | 0 | 0 | 0 | 0 | 0 | 0 | 0 | 0 | 0 | 0 | 0 | 0 | 0 | 0 |  |  | 1
| 144 | Loblaw P4P Conservation Fund Pilot Program | 0 | 0 | 0 | 0 | 0 | 0 | 0 | 0 | 0 | 0 | 0 | 0 | 0 | 0 | 0 | 0 | 0 | 0 | 0 | 0 | 0 | 0 | 0 | 0 | 0 | 0 | 0 | 0 | 0 | 0 | 0 | 0 | 0 | 0 | 0 | 0 |  | 0 | 0 | 0 | 0 | 0 | 0 | 0 | 0 | 0 | 0 | 0 | 0 | 0 | 0 | 0 | 0 | 0 | 0 | 0 | 0 | 0 | 0 | 0 | 0 | 0 | 0 | 0 | 0 | 0 | 0 | 0 | 0 | 0 | 0 | 0 | 0 |  |  | 0 | 0 | 0 | 0 | 0 | 0 | 0 | 0 | 0 | 0 | 0 | 0 | 0 | 0 | 0 | 0 | 0 | 0 | 0 | 0 | 0 | 0 | 0 | 0 | 0 | 0 | 0 | 0 | 0 | 0 | 0 | 0 | 0 | 0 | 0 | 0 |  | 0 | 0 | 0 | 0 | 0 | 0 | 0 | 0 | 0 | 0 | 0 | 0 | 0 | 0 | 0 | 0 | 0 | 0 | 0 | 0 | 0 | 0 | 0 | 0 | 0 | 0 | 0 | 0 | 0 | 0 | 0 | 0 | 0 | 0 | 0 | 0 |  |  | 1
| 145 | Ontario Clean Water Agency P4P Conservation Fund Pilot Program | 0 | 0 | 0 | 0 | 0 | 0 | 0 | 0 | 0 | 0 | 0 | 0 | 0 | 0 | 0 | 0 | 0 | 0 | 0 | 0 | 0 | 0 | 0 | 0 | 0 | 0 | 0 | 0 | 0 | 0 | 0 | 0 | 0 | 0 | 0 | 0 |  | 0 | 0 | 0 | 0 | 0 | 0 | 0 | 0 | 0 | 0 | 0 | 0 | 0 | 0 | 0 | 0 | 0 | 0 | 0 | 0 | 0 | 0 | 0 | 0 | 0 | 0 | 0 | 0 | 0 | 0 | 0 | 0 | 0 | 0 | 0 | 0 |  |  | 0 | 0 | 0 | 0 | 0 | 0 | 0 | 0 | 0 | 0 | 0 | 0 | 0 | 0 | 0 | 0 | 0 | 0 | 0 | 0 | 0 | 0 | 0 | 0 | 0 | 0 | 0 | 0 | 0 | 0 | 0 | 0 | 0 | 0 | 0 | 0 |  | 0 | 0 | 0 | 0 | 0 | 0 | 0 | 0 | 0 | 0 | 0 | 0 | 0 | 0 | 0 | 0 | 0 | 0 | 0 | 0 | 0 | 0 | 0 | 0 | 0 | 0 | 0 | 0 | 0 | 0 | 0 | 0 | 0 | 0 | 0 | 0 |  |  | 1
| 146 | Performance Based Conservation Fund Pilot Program | 0 | 0 | 0 | 0 | 0 | 0 | 0 | 0 | 0 | 0 | 0 | 0 | 0 | 0 | 0 | 0 | 0 | 0 | 0 | 0 | 0 | 0 | 0 | 0 | 0 | 0 | 0 | 0 | 0 | 0 | 0 | 0 | 0 | 0 | 0 | 0 |  | 0 | 0 | 0 | 0 | 0 | 0 | 0 | 0 | 0 | 0 | 0 | 0 | 0 | 0 | 0 | 0 | 0 | 0 | 0 | 0 | 0 | 0 | 0 | 0 | 0 | 0 | 0 | 0 | 0 | 0 | 0 | 0 | 0 | 0 | 0 | 0 |  |  | 0 | 0 | 0 | 0 | 0 | 0 | 0 | 0 | 0 | 0 | 0 | 0 | 0 | 0 | 0 | 0 | 0 | 0 | 0 | 0 | 0 | 0 | 0 | 0 | 0 | 0 | 0 | 0 | 0 | 0 | 0 | 0 | 0 | 0 | 0 | 0 |  | 0 | 0 | 0 | 0 | 0 | 0 | 0 | 0 | 0 | 0 | 0 | 0 | 0 | 0 | 0 | 0 | 0 | 0 | 0 | 0 | 0 | 0 | 0 | 0 | 0 | 0 | 0 | 0 | 0 | 0 | 0 | 0 | 0 | 0 | 0 | 0 |  |  | 1
| 147 | Social Benchmarking Conservation Fund Pilot Program | 0 | 0 | 0 | 0 | 0 | 0 | 0 | 0 | 0 | 0 | 0 | 0 | 0 | 0 | 0 | 0 | 0 | 0 | 0 | 0 | 0 | 0 | 0 | 0 | 0 | 0 | 0 | 0 | 0 | 0 | 0 | 0 | 0 | 0 | 0 | 0 |  | 0 | 0 | 0 | 0 | 0 | 0 | 0 | 0 | 0 | 0 | 0 | 0 | 0 | 0 | 0 | 0 | 0 | 0 | 0 | 0 | 0 | 0 | 0 | 0 | 0 | 0 | 0 | 0 | 0 | 0 | 0 | 0 | 0 | 0 | 0 | 0 |  |  | 0 | 0 | 0 | 0 | 0 | 0 | 0 | 0 | 0 | 0 | 0 | 0 | 0 | 0 | 0 | 0 | 0 | 0 | 0 | 0 | 0 | 0 | 0 | 0 | 0 | 0 | 0 | 0 | 0 | 0 | 0 | 0 | 0 | 0 | 0 | 0 |  | 0 | 0 | 0 | 0 | 0 | 0 | 0 | 0 | 0 | 0 | 0 | 0 | 0 | 0 | 0 | 0 | 0 | 0 | 0 | 0 | 0 | 0 | 0 | 0 | 0 | 0 | 0 | 0 | 0 | 0 | 0 | 0 | 0 | 0 | 0 | 0 |  |  | 1
| 148 | Strategic Energy Group Conservation Fund Pilot Program | 0 | 0 | 0 | 0 | 0 | 0 | 0 | 0 | 0 | 0 | 0 | 0 | 0 | 0 | 0 | 0 | 0 | 0 | 0 | 0 | 0 | 0 | 0 | 0 | 0 | 0 | 0 | 0 | 0 | 0 | 0 | 0 | 0 | 0 | 0 | 0 |  | 0 | 0 | 0 | 0 | 0 | 0 | 0 | 0 | 0 | 0 | 0 | 0 | 0 | 0 | 0 | 0 | 0 | 0 | 0 | 0 | 0 | 0 | 0 | 0 | 0 | 0 | 0 | 0 | 0 | 0 | 0 | 0 | 0 | 0 | 0 | 0 |  |  | 0 | 0 | 0 | 0 | 0 | 0 | 0 | 0 | 0 | 0 | 0 | 0 | 0 | 0 | 0 | 0 | 0 | 0 | 0 | 0 | 0 | 0 | 0 | 0 | 0 | 0 | 0 | 0 | 0 | 0 | 0 | 0 | 0 | 0 | 0 | 0 |  | 0 | 0 | 0 | 0 | 0 | 0 | 0 | 0 | 0 | 0 | 0 | 0 | 0 | 0 | 0 | 0 | 0 | 0 | 0 | 0 | 0 | 0 | 0 | 0 | 0 | 0 | 0 | 0 | 0 | 0 | 0 | 0 | 0 | 0 | 0 | 0 |  |  | 1
| 149 | Appliance Retirement Initiative | 0 | 0 | 0 | 0 | 0 | 0 | 0 | 0 | 0 | 0 | 0 | 0 | 0 | 0 | 0 | 0 | 0 | 0 | 0 | 0 | 0 | 0 | 0 | 0 | 0 | 0 | 0 | 0 | 0 | 0 | 0 | 0 | 0 | 0 | 0 | 0 |  | 0 | 0 | 0 | 0 | 0 | 0 | 0 | 0 | 0 | 0 | 0 | 0 | 0 | 0 | 0 | 0 | 0 | 0 | 0 | 0 | 0 | 0 | 0 | 0 | 0 | 0 | 0 | 0 | 0 | 0 | 0 | 0 | 0 | 0 | 0 | 0 |  |  | 0 | 0 | 0 | 0 | 0 | 0 | 0 | 0 | 0 | 0 | 0 | 0 | 0 | 0 | 0 | 0 | 0 | 0 | 0 | 0 | 0 | 0 | 0 | 0 | 0 | 0 | 0 | 0 | 0 | 0 | 0 | 0 | 0 | 0 | 0 | 0 |  | 0 | 0 | 0 | 0 | 0 | 0 | 0 | 0 | 0 | 0 | 0 | 0 | 0 | 0 | 0 | 0 | 0 | 0 | 0 | 0 | 0 | 0 | 0 | 0 | 0 | 0 | 0 | 0 | 0 | 0 | 0 | 0 | 0 | 0 | 0 | 0 |  |  | 1
2015a | 150 | Coupon Initiative | 73276 | 72218 | 72218 | 72218 | 72218 | 72218 | 72218 | 72190 | 72190 | 72190 | 69706 | 69631 | 69631 | 69229 | 69229 | 69107 | 35623 | 35623 | 35623 | 35623 | 0 | 0 | 0 | 0 | 0 | 0 | 0 | 0 | 0 | 0 | 0 | 0 | 0 | 0 | 0 | 0 |  | 5 | 5 | 5 | 5 | 5 | 5 | 5 | 5 | 5 | 5 | 4 | 4 | 4 | 4 | 4 | 4 | 2 | 2 | 2 | 2 | 0 | 0 | 0 | 0 | 0 | 0 | 0 | 0 | 0 | 0 | 0 | 0 | 0 | 0 | 0 | 0 |  |  | 127559 | 125716 | 125716 | 125716 | 125716 | 125716 | 125716 | 125667 | 125667 | 125667 | 121345 | 121213 | 121213 | 120514 | 120514 | 120300 | 62012 | 62012 | 62012 | 62012 | 0 | 0 | 0 | 0 | 0 | 0 | 0 | 0 | 0 | 0 | 0 | 0 | 0 | 0 | 0 | 0 |  | 8 | 8 | 8 | 8 | 8 | 8 | 8 | 8 | 8 | 8 | 8 | 8 | 8 | 8 | 8 | 8 | 4 | 4 | 4 | 4 | 0 | 0 | 0 | 0 | 0 | 0 | 0 | 0 | 0 | 0 | 0 | 0 | 0 | 0 | 0 | 0 |  |  | 0
2015a | 151 | Bi-Annual Retailer Event Initiative | 8021 | 7927 | 7927 | 7927 | 7927 | 7927 | 7927 | 7907 | 7907 | 7907 | 6706 | 6651 | 6651 | 6447 | 6447 | 6423 | 2684 | 2684 | 2684 | 2684 | 0 | 0 | 0 | 0 | 0 | 0 | 0 | 0 | 0 | 0 | 0 | 0 | 0 | 0 | 0 | 0 |  | 1 | 1 | 1 | 1 | 1 | 1 | 1 | 1 | 1 | 1 | 0 | 0 | 0 | 0 | 0 | 0 | 0 | 0 | 0 | 0 | 0 | 0 | 0 | 0 | 0 | 0 | 0 | 0 | 0 | 0 | 0 | 0 | 0 | 0 | 0 | 0 |  |  | 13964 | 13800 | 13800 | 13800 | 13800 | 13800 | 13800 | 13765 | 13765 | 13765 | 11674 | 11579 | 11579 | 11223 | 11223 | 11181 | 4672 | 4672 | 4672 | 4672 | 0 | 0 | 0 | 0 | 0 | 0 | 0 | 0 | 0 | 0 | 0 | 0 | 0 | 0 | 0 | 0 |  | 1 | 1 | 1 | 1 | 1 | 1 | 1 | 1 | 1 | 1 | 1 | 1 | 1 | 1 | 1 | 1 | 0 | 0 | 0 | 0 | 0 | 0 | 0 | 0 | 0 | 0 | 0 | 0 | 0 | 0 | 0 | 0 | 0 | 0 | 0 | 0 |  |  | 0
2015a | 152 | HVAC Incentives Initiative | 79397 | 79397 | 79397 | 79397 | 79397 | 79397 | 79397 | 79397 | 79397 | 79397 | 79397 | 79397 | 79397 | 79397 | 79397 | 79397 | 79397 | 79397 | 75695 | 0 | 0 | 0 | 0 | 0 | 0 | 0 | 0 | 0 | 0 | 0 | 0 | 0 | 0 | 0 | 0 | 0 |  | 42 | 42 | 42 | 42 | 42 | 42 | 42 | 42 | 42 | 42 | 42 | 42 | 42 | 42 | 42 | 42 | 42 | 42 | 38 | 0 | 0 | 0 | 0 | 0 | 0 | 0 | 0 | 0 | 0 | 0 | 0 | 0 | 0 | 0 | 0 | 0 |  |  | 44216 | 44216 | 44216 | 44216 | 44216 | 44216 | 44216 | 44216 | 44216 | 44216 | 44216 | 44216 | 44216 | 44216 | 44216 | 44216 | 44216 | 44216 | 42155 | 0 | 0 | 0 | 0 | 0 | 0 | 0 | 0 | 0 | 0 | 0 | 0 | 0 | 0 | 0 | 0 | 0 |  | 23 | 23 | 23 | 23 | 23 | 23 | 23 | 23 | 23 | 23 | 23 | 23 | 23 | 23 | 23 | 23 | 23 | 23 | 21 | 0 | 0 | 0 | 0 | 0 | 0 | 0 | 0 | 0 | 0 | 0 | 0 | 0 | 0 | 0 | 0 | 0 |  |  | 0
| 153 | Residential New Construction and Major Renovation Initiative | 0 | 0 | 0 | 0 | 0 | 0 | 0 | 0 | 0 | 0 | 0 | 0 | 0 | 0 | 0 | 0 | 0 | 0 | 0 | 0 | 0 | 0 | 0 | 0 | 0 | 0 | 0 | 0 | 0 | 0 | 0 | 0 | 0 | 0 | 0 | 0 |  | 0 | 0 | 0 | 0 | 0 | 0 | 0 | 0 | 0 | 0 | 0 | 0 | 0 | 0 | 0 | 0 | 0 | 0 | 0 | 0 | 0 | 0 | 0 | 0 | 0 | 0 | 0 | 0 | 0 | 0 | 0 | 0 | 0 | 0 | 0 | 0 |  |  | 0 | 0 | 0 | 0 | 0 | 0 | 0 | 0 | 0 | 0 | 0 | 0 | 0 | 0 | 0 | 0 | 0 | 0 | 0 | 0 | 0 | 0 | 0 | 0 | 0 | 0 | 0 | 0 | 0 | 0 | 0 | 0 | 0 | 0 | 0 | 0 |  | 0 | 0 | 0 | 0 | 0 | 0 | 0 | 0 | 0 | 0 | 0 | 0 | 0 | 0 | 0 | 0 | 0 | 0 | 0 | 0 | 0 | 0 | 0 | 0 | 0 | 0 | 0 | 0 | 0 | 0 | 0 | 0 | 0 | 0 | 0 | 0 |  |  | 1
2015a | 154 | Energy Audit Initiative | 354204 | 354204 | 354204 | 354204 | 354204 | 354204 | 354204 | 354204 | 354204 | 354204 | 354204 | 354204 | 354204 | 247943 | 0 | 0 | 0 | 0 | 0 | 0 | 0 | 0 | 0 | 0 | 0 | 0 | 0 | 0 | 0 | 0 | 0 | 0 | 0 | 0 | 0 | 0 |  | 76 | 76 | 76 | 76 | 76 | 76 | 76 | 76 | 76 | 76 | 76 | 76 | 76 | 53 | 0 | 0 | 0 | 0 | 0 | 0 | 0 | 0 | 0 | 0 | 0 | 0 | 0 | 0 | 0 | 0 | 0 | 0 | 0 | 0 | 0 | 0 |  |  | 311335 | 311335 | 311335 | 311335 | 311335 | 311335 | 311335 | 311335 | 311335 | 311335 | 311335 | 311335 | 311335 | 217934 | 0 | 0 | 0 | 0 | 0 | 0 | 0 | 0 | 0 | 0 | 0 | 0 | 0 | 0 | 0 | 0 | 0 | 0 | 0 | 0 | 0 | 0 |  | 66 | 66 | 66 | 66 | 74 | 74 | 74 | 74 | 74 | 74 | 74 | 74 | 74 | 52 | 0 | 0 | 0 | 0 | 0 | 0 | 0 | 0 | 0 | 0 | 0 | 0 | 0 | 0 | 0 | 0 | 0 | 0 | 0 | 0 | 0 | 0 |  |  | 0
2015a | 155 | Efficiency: Equipment Replacement Incentive Initiative | 306631 | 306631 | 306631 | 306631 | 306631 | 306631 | 291771 | 291771 | 287834 | 224182 | 160734 | 158295 | 113736 | 113736 | 113736 | 92900 | 18209 | 18209 | 18209 | 18209 | 0 | 0 | 0 | 0 | 0 | 0 | 0 | 0 | 0 | 0 | 0 | 0 | 0 | 0 | 0 | 0 |  | 40 | 40 | 40 | 40 | 40 | 40 | 38 | 38 | 38 | 31 | 25 | 25 | 19 | 19 | 19 | 15 | 6 | 6 | 6 | 6 | 0 | 0 | 0 | 0 | 0 | 0 | 0 | 0 | 0 | 0 | 0 | 0 | 0 | 0 | 0 | 0 |  |  | 225611 | 225611 | 225611 | 225611 | 225611 | 225611 | 214507 | 214507 | 211669 | 164130 | 116781 | 115040 | 82344 | 82344 | 82344 | 67308 | 13361 | 13361 | 13361 | 13361 | 0 | 0 | 0 | 0 | 0 | 0 | 0 | 0 | 0 | 0 | 0 | 0 | 0 | 0 | 0 | 0 |  | 28 | 28 | 28 | 28 | 28 | 28 | 27 | 27 | 27 | 22 | 18 | 18 | 13 | 13 | 13 | 11 | 4 | 4 | 4 | 4 | 0 | 0 | 0 | 0 | 0 | 0 | 0 | 0 | 0 | 0 | 0 | 0 | 0 | 0 | 0 | 0 |  |  | 0
| 156 | Direct Install Lighting and Water Heating Initiative | 0 | 0 | 0 | 0 | 0 | 0 | 0 | 0 | 0 | 0 | 0 | 0 | 0 | 0 | 0 | 0 | 0 | 0 | 0 | 0 | 0 | 0 | 0 | 0 | 0 | 0 | 0 | 0 | 0 | 0 | 0 | 0 | 0 | 0 | 0 | 0 |  | 0 | 0 | 0 | 0 | 0 | 0 | 0 | 0 | 0 | 0 | 0 | 0 | 0 | 0 | 0 | 0 | 0 | 0 | 0 | 0 | 0 | 0 | 0 | 0 | 0 | 0 | 0 | 0 | 0 | 0 | 0 | 0 | 0 | 0 | 0 | 0 |  |  | 0 | 0 | 0 | 0 | 0 | 0 | 0 | 0 | 0 | 0 | 0 | 0 | 0 | 0 | 0 | 0 | 0 | 0 | 0 | 0 | 0 | 0 | 0 | 0 | 0 | 0 | 0 | 0 | 0 | 0 | 0 | 0 | 0 | 0 | 0 | 0 |  | 0 | 0 | 0 | 0 | 0 | 0 | 0 | 0 | 0 | 0 | 0 | 0 | 0 | 0 | 0 | 0 | 0 | 0 | 0 | 0 | 0 | 0 | 0 | 0 | 0 | 0 | 0 | 0 | 0 | 0 | 0 | 0 | 0 | 0 | 0 | 0 |  |  | 1
2015a | 157 | New Construction and Major Renovation Initiative | 40377 | 40377 | 40377 | 40377 | 40377 | 40377 | 40377 | 40377 | 40377 | 40377 | 40377 | 40377 | 40377 | 40377 | 17520 | 0 | 0 | 0 | 0 | 0 | 0 | 0 | 0 | 0 | 0 | 0 | 0 | 0 | 0 | 0 | 0 | 0 | 0 | 0 | 0 | 0 |  | 23 | 23 | 23 | 23 | 23 | 23 | 23 | 23 | 23 | 23 | 23 | 23 | 23 | 23 | 10 | 0 | 0 | 0 | 0 | 0 | 0 | 0 | 0 | 0 | 0 | 0 | 0 | 0 | 0 | 0 | 0 | 0 | 0 | 0 | 0 | 0 |  |  | 22611 | 22611 | 22611 | 22611 | 22611 | 22611 | 22611 | 22611 | 22611 | 22611 | 22611 | 22611 | 22611 | 22611 | 9811 | 0 | 0 | 0 | 0 | 0 | 0 | 0 | 0 | 0 | 0 | 0 | 0 | 0 | 0 | 0 | 0 | 0 | 0 | 0 | 0 | 0 |  | 13 | 13 | 13 | 13 | 13 | 13 | 13 | 13 | 13 | 13 | 13 | 13 | 13 | 13 | 5 | 0 | 0 | 0 | 0 | 0 | 0 | 0 | 0 | 0 | 0 | 0 | 0 | 0 | 0 | 0 | 0 | 0 | 0 | 0 | 0 | 0 |  |  | 0
2015a | 158 | Existing Building Commissioning Incentive Initiative | 13354 | 13354 | 13354 | 13354 | 13354 | 13354 | 13354 | 13354 | 13354 | 13354 | 0 | 0 | 0 | 0 | 0 | 0 | 0 | 0 | 0 | 0 | 0 | 0 | 0 | 0 | 0 | 0 | 0 | 0 | 0 | 0 | 0 | 0 | 0 | 0 | 0 | 0 |  | 17 | 17 | 17 | 17 | 17 | 17 | 17 | 17 | 17 | 17 | 0 | 0 | 0 | 0 | 0 | 0 | 0 | 0 | 0 | 0 | 0 | 0 | 0 | 0 | 0 | 0 | 0 | 0 | 0 | 0 | 0 | 0 | 0 | 0 | 0 | 0 |  |  | 12666 | 12666 | 12666 | 12666 | 12666 | 12666 | 12666 | 12666 | 12666 | 12666 | 0 | 0 | 0 | 0 | 0 | 0 | 0 | 0 | 0 | 0 | 0 | 0 | 0 | 0 | 0 | 0 | 0 | 0 | 0 | 0 | 0 | 0 | 0 | 0 | 0 | 0 |  | 16 | 16 | 16 | 16 | 16 | 16 | 16 | 16 | 16 | 16 | 0 | 0 | 0 | 0 | 0 | 0 | 0 | 0 | 0 | 0 | 0 | 0 | 0 | 0 | 0 | 0 | 0 | 0 | 0 | 0 | 0 | 0 | 0 | 0 | 0 | 0 |  |  | 0
| 159 | Process and Systems Upgrades Initiatives - Project Incentive Initiative | 0 | 0 | 0 | 0 | 0 | 0 | 0 | 0 | 0 | 0 | 0 | 0 | 0 | 0 | 0 | 0 | 0 | 0 | 0 | 0 | 0 | 0 | 0 | 0 | 0 | 0 | 0 | 0 | 0 | 0 | 0 | 0 | 0 | 0 | 0 | 0 |  | 0 | 0 | 0 | 0 | 0 | 0 | 0 | 0 | 0 | 0 | 0 | 0 | 0 | 0 | 0 | 0 | 0 | 0 | 0 | 0 | 0 | 0 | 0 | 0 | 0 | 0 | 0 | 0 | 0 | 0 | 0 | 0 | 0 | 0 | 0 | 0 |  |  | 0 | 0 | 0 | 0 | 0 | 0 | 0 | 0 | 0 | 0 | 0 | 0 | 0 | 0 | 0 | 0 | 0 | 0 | 0 | 0 | 0 | 0 | 0 | 0 | 0 | 0 | 0 | 0 | 0 | 0 | 0 | 0 | 0 | 0 | 0 | 0 |  | 0 | 0 | 0 | 0 | 0 | 0 | 0 | 0 | 0 | 0 | 0 | 0 | 0 | 0 | 0 | 0 | 0 | 0 | 0 | 0 | 0 | 0 | 0 | 0 | 0 | 0 | 0 | 0 | 0 | 0 | 0 | 0 | 0 | 0 | 0 | 0 |  |  | 1
| 160 | Process and Systems Upgrades Initiatives - Energy Manager Initiative | 0 | 0 | 0 | 0 | 0 | 0 | 0 | 0 | 0 | 0 | 0 | 0 | 0 | 0 | 0 | 0 | 0 | 0 | 0 | 0 | 0 | 0 | 0 | 0 | 0 | 0 | 0 | 0 | 0 | 0 | 0 | 0 | 0 | 0 | 0 | 0 |  | 0 | 0 | 0 | 0 | 0 | 0 | 0 | 0 | 0 | 0 | 0 | 0 | 0 | 0 | 0 | 0 | 0 | 0 | 0 | 0 | 0 | 0 | 0 | 0 | 0 | 0 | 0 | 0 | 0 | 0 | 0 | 0 | 0 | 0 | 0 | 0 |  |  | 0 | 0 | 0 | 0 | 0 | 0 | 0 | 0 | 0 | 0 | 0 | 0 | 0 | 0 | 0 | 0 | 0 | 0 | 0 | 0 | 0 | 0 | 0 | 0 | 0 | 0 | 0 | 0 | 0 | 0 | 0 | 0 | 0 | 0 | 0 | 0 |  | 0 | 0 | 0 | 0 | 0 | 0 | 0 | 0 | 0 | 0 | 0 | 0 | 0 | 0 | 0 | 0 | 0 | 0 | 0 | 0 | 0 | 0 | 0 | 0 | 0 | 0 | 0 | 0 | 0 | 0 | 0 | 0 | 0 | 0 | 0 | 0 |  |  | 1
| 161 | Process and Systems Upgrades Initiatives - Monitoring and Targeting Initiative | 0 | 0 | 0 | 0 | 0 | 0 | 0 | 0 | 0 | 0 | 0 | 0 | 0 | 0 | 0 | 0 | 0 | 0 | 0 | 0 | 0 | 0 | 0 | 0 | 0 | 0 | 0 | 0 | 0 | 0 | 0 | 0 | 0 | 0 | 0 | 0 |  | 0 | 0 | 0 | 0 | 0 | 0 | 0 | 0 | 0 | 0 | 0 | 0 | 0 | 0 | 0 | 0 | 0 | 0 | 0 | 0 | 0 | 0 | 0 | 0 | 0 | 0 | 0 | 0 | 0 | 0 | 0 | 0 | 0 | 0 | 0 | 0 |  |  | 0 | 0 | 0 | 0 | 0 | 0 | 0 | 0 | 0 | 0 | 0 | 0 | 0 | 0 | 0 | 0 | 0 | 0 | 0 | 0 | 0 | 0 | 0 | 0 | 0 | 0 | 0 | 0 | 0 | 0 | 0 | 0 | 0 | 0 | 0 | 0 |  | 0 | 0 | 0 | 0 | 0 | 0 | 0 | 0 | 0 | 0 | 0 | 0 | 0 | 0 | 0 | 0 | 0 | 0 | 0 | 0 | 0 | 0 | 0 | 0 | 0 | 0 | 0 | 0 | 0 | 0 | 0 | 0 | 0 | 0 | 0 | 0 |  |  | 1
| 162 | Low Income Initiative | 0 | 0 | 0 | 0 | 0 | 0 | 0 | 0 | 0 | 0 | 0 | 0 | 0 | 0 | 0 | 0 | 0 | 0 | 0 | 0 | 0 | 0 | 0 | 0 | 0 | 0 | 0 | 0 | 0 | 0 | 0 | 0 | 0 | 0 | 0 | 0 |  | 0 | 0 | 0 | 0 | 0 | 0 | 0 | 0 | 0 | 0 | 0 | 0 | 0 | 0 | 0 | 0 | 0 | 0 | 0 | 0 | 0 | 0 | 0 | 0 | 0 | 0 | 0 | 0 | 0 | 0 | 0 | 0 | 0 | 0 | 0 | 0 |  |  | 0 | 0 | 0 | 0 | 0 | 0 | 0 | 0 | 0 | 0 | 0 | 0 | 0 | 0 | 0 | 0 | 0 | 0 | 0 | 0 | 0 | 0 | 0 | 0 | 0 | 0 | 0 | 0 | 0 | 0 | 0 | 0 | 0 | 0 | 0 | 0 |  | 0 | 0 | 0 | 0 | 0 | 0 | 0 | 0 | 0 | 0 | 0 | 0 | 0 | 0 | 0 | 0 | 0 | 0 | 0 | 0 | 0 | 0 | 0 | 0 | 0 | 0 | 0 | 0 | 0 | 0 | 0 | 0 | 0 | 0 | 0 | 0 |  |  | 1
| 163 | Aboriginal Conservation Program | 0 | 0 | 0 | 0 | 0 | 0 | 0 | 0 | 0 | 0 | 0 | 0 | 0 | 0 | 0 | 0 | 0 | 0 | 0 | 0 | 0 | 0 | 0 | 0 | 0 | 0 | 0 | 0 | 0 | 0 | 0 | 0 | 0 | 0 | 0 | 0 |  | 0 | 0 | 0 | 0 | 0 | 0 | 0 | 0 | 0 | 0 | 0 | 0 | 0 | 0 | 0 | 0 | 0 | 0 | 0 | 0 | 0 | 0 | 0 | 0 | 0 | 0 | 0 | 0 | 0 | 0 | 0 | 0 | 0 | 0 | 0 | 0 |  |  | 0 | 0 | 0 | 0 | 0 | 0 | 0 | 0 | 0 | 0 | 0 | 0 | 0 | 0 | 0 | 0 | 0 | 0 | 0 | 0 | 0 | 0 | 0 | 0 | 0 | 0 | 0 | 0 | 0 | 0 | 0 | 0 | 0 | 0 | 0 | 0 |  | 0 | 0 | 0 | 0 | 0 | 0 | 0 | 0 | 0 | 0 | 0 | 0 | 0 | 0 | 0 | 0 | 0 | 0 | 0 | 0 | 0 | 0 | 0 | 0 | 0 | 0 | 0 | 0 | 0 | 0 | 0 | 0 | 0 | 0 | 0 | 0 |  |  | 1
| 164 | Program Enabled Savings | 0 | 0 | 0 | 0 | 0 | 0 | 0 | 0 | 0 | 0 | 0 | 0 | 0 | 0 | 0 | 0 | 0 | 0 | 0 | 0 | 0 | 0 | 0 | 0 | 0 | 0 | 0 | 0 | 0 | 0 | 0 | 0 | 0 | 0 | 0 | 0 |  | 0 | 0 | 0 | 0 | 0 | 0 | 0 | 0 | 0 | 0 | 0 | 0 | 0 | 0 | 0 | 0 | 0 | 0 | 0 | 0 | 0 | 0 | 0 | 0 | 0 | 0 | 0 | 0 | 0 | 0 | 0 | 0 | 0 | 0 | 0 | 0 |  |  | 0 | 0 | 0 | 0 | 0 | 0 | 0 | 0 | 0 | 0 | 0 | 0 | 0 | 0 | 0 | 0 | 0 | 0 | 0 | 0 | 0 | 0 | 0 | 0 | 0 | 0 | 0 | 0 | 0 | 0 | 0 | 0 | 0 | 0 | 0 | 0 |  | 0 | 0 | 0 | 0 | 0 | 0 | 0 | 0 | 0 | 0 | 0 | 0 | 0 | 0 | 0 | 0 | 0 | 0 | 0 | 0 | 0 | 0 | 0 | 0 | 0 | 0 | 0 | 0 | 0 | 0 | 0 | 0 | 0 | 0 | 0 | 0 |  |  | 1
| Subtotal: 2016 Verified 2015 Results Adjustments |  | 2448918 | 2444419 | 2437501 | 2437501 | 2437501 | 2437501 | 2361009 | 2360961 | 2355683 | 2096889 | 1520496 | 1476929 | 1051997 | 865434 | 408677 | 326485 | 136369 | 136369 | 132667 | 56972 | 0 | 0 | 0 | 0 | 0 | 0 | 0 | 0 | 0 | 0 | 0 | 0 | 0 | 0 | 0 | 0 |  | 476 | 475 | 473 | 473 | 473 | 473 | 459 | 459 | 459 | 415 | 298 | 290 | 228 | 188 | 82 | 65 | 51 | 51 | 47 | 9 | 0 | 0 | 0 | 0 | 0 | 0 | 0 | 0 | 0 | 0 | 0 | 0 | 0 | 0 | 0 | 0 |  |  | 1986100 | 1981436 | 1975946 | 1975946 | 1975946 | 1975946 | 1918674 | 1918590 | 1914798 | 1721099 | 1283724 | 1250618 | 916037 | 751531 | 357346 | 300012 | 124603 | 124603 | 122542 | 80387 | 0 | 0 | 0 | 0 | 0 | 0 | 0 | 0 | 0 | 0 | 0 | 0 | 0 | 0 | 0 | 0 |  | 368 | 367 | 366 | 366 | 374 | 374 | 364 | 364 | 364 | 331 | 243 | 236 | 188 | 151 | 56 | 46 | 31 | 31 | 29 | 8 | 0 | 0 | 0 | 0 | 0 | 0 | 0 | 0 | 0 | 0 | 0 | 0 | 0 | 0 | 0 | 0
2017 Verified 2015 Results Adjustments
| 165 | Save on Energy Coupon Program | 0 | 0 | 0 | 0 | 0 | 0 | 0 | 0 | 0 | 0 | 0 | 0 | 0 | 0 | 0 | 0 | 0 | 0 | 0 | 0 | 0 | 0 | 0 | 0 | 0 | 0 | 0 | 0 | 0 | 0 | 0 | 0 | 0 | 0 | 0 | 0 |  | 0 | 0 | 0 | 0 | 0 | 0 | 0 | 0 | 0 | 0 | 0 | 0 | 0 | 0 | 0 | 0 | 0 | 0 | 0 | 0 | 0 | 0 | 0 | 0 | 0 | 0 | 0 | 0 | 0 | 0 | 0 | 0 | 0 | 0 | 0 | 0 |  |  | 0 | 0 | 0 | 0 | 0 | 0 | 0 | 0 | 0 | 0 | 0 | 0 | 0 | 0 | 0 | 0 | 0 | 0 | 0 | 0 | 0 | 0 | 0 | 0 | 0 | 0 | 0 | 0 | 0 | 0 | 0 | 0 | 0 | 0 | 0 | 0 |  | 0 | 0 | 0 | 0 | 0 | 0 | 0 | 0 | 0 | 0 | 0 | 0 | 0 | 0 | 0 | 0 | 0 | 0 | 0 | 0 | 0 | 0 | 0 | 0 | 0 | 0 | 0 | 0 | 0 | 0 | 0 | 0 | 0 | 0 | 0 | 0 |  |  | 1
| 166 | Save on Energy Instant Discount Program | 0 | 0 | 0 | 0 | 0 | 0 | 0 | 0 | 0 | 0 | 0 | 0 | 0 | 0 | 0 | 0 | 0 | 0 | 0 | 0 | 0 | 0 | 0 | 0 | 0 | 0 | 0 | 0 | 0 | 0 | 0 | 0 | 0 | 0 | 0 | 0 |  | 0 | 0 | 0 | 0 | 0 | 0 | 0 | 0 | 0 | 0 | 0 | 0 | 0 | 0 | 0 | 0 | 0 | 0 | 0 | 0 | 0 | 0 | 0 | 0 | 0 | 0 | 0 | 0 | 0 | 0 | 0 | 0 | 0 | 0 | 0 | 0 |  |  | 0 | 0 | 0 | 0 | 0 | 0 | 0 | 0 | 0 | 0 | 0 | 0 | 0 | 0 | 0 | 0 | 0 | 0 | 0 | 0 | 0 | 0 | 0 | 0 | 0 | 0 | 0 | 0 | 0 | 0 | 0 | 0 | 0 | 0 | 0 | 0 |  | 0 | 0 | 0 | 0 | 0 | 0 | 0 | 0 | 0 | 0 | 0 | 0 | 0 | 0 | 0 | 0 | 0 | 0 | 0 | 0 | 0 | 0 | 0 | 0 | 0 | 0 | 0 | 0 | 0 | 0 | 0 | 0 | 0 | 0 | 0 | 0 |  |  | 1
| 167 | Save on Energy Heating & Cooling Program | 0 | 0 | 0 | 0 | 0 | 0 | 0 | 0 | 0 | 0 | 0 | 0 | 0 | 0 | 0 | 0 | 0 | 0 | 0 | 0 | 0 | 0 | 0 | 0 | 0 | 0 | 0 | 0 | 0 | 0 | 0 | 0 | 0 | 0 | 0 | 0 |  | 0 | 0 | 0 | 0 | 0 | 0 | 0 | 0 | 0 | 0 | 0 | 0 | 0 | 0 | 0 | 0 | 0 | 0 | 0 | 0 | 0 | 0 | 0 | 0 | 0 | 0 | 0 | 0 | 0 | 0 | 0 | 0 | 0 | 0 | 0 | 0 |  |  | 0 | 0 | 0 | 0 | 0 | 0 | 0 | 0 | 0 | 0 | 0 | 0 | 0 | 0 | 0 | 0 | 0 | 0 | 0 | 0 | 0 | 0 | 0 | 0 | 0 | 0 | 0 | 0 | 0 | 0 | 0 | 0 | 0 | 0 | 0 | 0 |  | 0 | 0 | 0 | 0 | 0 | 0 | 0 | 0 | 0 | 0 | 0 | 0 | 0 | 0 | 0 | 0 | 0 | 0 | 0 | 0 | 0 | 0 | 0 | 0 | 0 | 0 | 0 | 0 | 0 | 0 | 0 | 0 | 0 | 0 | 0 | 0 |  |  | 1
| 168 | Save on Energy New Construction Program | 0 | 0 | 0 | 0 | 0 | 0 | 0 | 0 | 0 | 0 | 0 | 0 | 0 | 0 | 0 | 0 | 0 | 0 | 0 | 0 | 0 | 0 | 0 | 0 | 0 | 0 | 0 | 0 | 0 | 0 | 0 | 0 | 0 | 0 | 0 | 0 |  | 0 | 0 | 0 | 0 | 0 | 0 | 0 | 0 | 0 | 0 | 0 | 0 | 0 | 0 | 0 | 0 | 0 | 0 | 0 | 0 | 0 | 0 | 0 | 0 | 0 | 0 | 0 | 0 | 0 | 0 | 0 | 0 | 0 | 0 | 0 | 0 |  |  | 0 | 0 | 0 | 0 | 0 | 0 | 0 | 0 | 0 | 0 | 0 | 0 | 0 | 0 | 0 | 0 | 0 | 0 | 0 | 0 | 0 | 0 | 0 | 0 | 0 | 0 | 0 | 0 | 0 | 0 | 0 | 0 | 0 | 0 | 0 | 0 |  | 0 | 0 | 0 | 0 | 0 | 0 | 0 | 0 | 0 | 0 | 0 | 0 | 0 | 0 | 0 | 0 | 0 | 0 | 0 | 0 | 0 | 0 | 0 | 0 | 0 | 0 | 0 | 0 | 0 | 0 | 0 | 0 | 0 | 0 | 0 | 0 |  |  | 1
| 169 | Save on Energy Home Assistance Program | 0 | 0 | 0 | 0 | 0 | 0 | 0 | 0 | 0 | 0 | 0 | 0 | 0 | 0 | 0 | 0 | 0 | 0 | 0 | 0 | 0 | 0 | 0 | 0 | 0 | 0 | 0 | 0 | 0 | 0 | 0 | 0 | 0 | 0 | 0 | 0 |  | 0 | 0 | 0 | 0 | 0 | 0 | 0 | 0 | 0 | 0 | 0 | 0 | 0 | 0 | 0 | 0 | 0 | 0 | 0 | 0 | 0 | 0 | 0 | 0 | 0 | 0 | 0 | 0 | 0 | 0 | 0 | 0 | 0 | 0 | 0 | 0 |  |  | 0 | 0 | 0 | 0 | 0 | 0 | 0 | 0 | 0 | 0 | 0 | 0 | 0 | 0 | 0 | 0 | 0 | 0 | 0 | 0 | 0 | 0 | 0 | 0 | 0 | 0 | 0 | 0 | 0 | 0 | 0 | 0 | 0 | 0 | 0 | 0 |  | 0 | 0 | 0 | 0 | 0 | 0 | 0 | 0 | 0 | 0 | 0 | 0 | 0 | 0 | 0 | 0 | 0 | 0 | 0 | 0 | 0 | 0 | 0 | 0 | 0 | 0 | 0 | 0 | 0 | 0 | 0 | 0 | 0 | 0 | 0 | 0 |  |  | 1
| 170 | Save on Energy Audit Funding Program | 0 | 0 | 0 | 0 | 0 | 0 | 0 | 0 | 0 | 0 | 0 | 0 | 0 | 0 | 0 | 0 | 0 | 0 | 0 | 0 | 0 | 0 | 0 | 0 | 0 | 0 | 0 | 0 | 0 | 0 | 0 | 0 | 0 | 0 | 0 | 0 |  | 0 | 0 | 0 | 0 | 0 | 0 | 0 | 0 | 0 | 0 | 0 | 0 | 0 | 0 | 0 | 0 | 0 | 0 | 0 | 0 | 0 | 0 | 0 | 0 | 0 | 0 | 0 | 0 | 0 | 0 | 0 | 0 | 0 | 0 | 0 | 0 |  |  | 0 | 0 | 0 | 0 | 0 | 0 | 0 | 0 | 0 | 0 | 0 | 0 | 0 | 0 | 0 | 0 | 0 | 0 | 0 | 0 | 0 | 0 | 0 | 0 | 0 | 0 | 0 | 0 | 0 | 0 | 0 | 0 | 0 | 0 | 0 | 0 |  | 0 | 0 | 0 | 0 | 0 | 0 | 0 | 0 | 0 | 0 | 0 | 0 | 0 | 0 | 0 | 0 | 0 | 0 | 0 | 0 | 0 | 0 | 0 | 0 | 0 | 0 | 0 | 0 | 0 | 0 | 0 | 0 | 0 | 0 | 0 | 0 |  |  | 1
2015b | 171 | Save on Energy Retrofit Program | -41481 | -38134 | -31215 | -31044 | -31044 | -31044 | 34378 | 34378 | 35719 | 16918 | -33611 | -33713 | 0 | 0 | 0 | 0 | 0 | 0 | 0 | 0 | 0 | 0 | 0 | 0 | 0 | 0 | 0 | 0 | 0 | 0 | 0 | 0 | 0 | 0 | 0 | 0 |  | -8 | -7 | -5 | -5 | -5 | -5 | 8 | 8 | 8 | 4 | -6 | -5 | 0 | 0 | 0 | 0 | 0 | 0 | 0 | 0 | 0 | 0 | 0 | 0 | 0 | 0 | 0 | 0 | 0 | 0 | 0 | 0 | 0 | 0 | 0 | 0 |  |  | -32922 | -30265 | -24774 | -24638 | -24638 | -24638 | 24369 | 24369 | 25323 | 11220 | -26739 | -26756 | 0 | 0 | 0 | 0 | 0 | 0 | 0 | 0 | 0 | 0 | 0 | 0 | 0 | 0 | 0 | 0 | 0 | 0 | 0 | 0 | 0 | 0 | 0 | 0 |  | -6 | -5 | -4 | -4 | -4 | -4 | 6 | 6 | 6 | 3 | -4 | -4 | 0 | 0 | 0 | 0 | 0 | 0 | 0 | 0 | 0 | 0 | 0 | 0 | 0 | 0 | 0 | 0 | 0 | 0 | 0 | 0 | 0 | 0 | 0 | 0 |  |  | 0
| 172 | Save on Energy Small Business Lighting Program | 0 | 0 | 0 | 0 | 0 | 0 | 0 | 0 | 0 | 0 | 0 | 0 | 0 | 0 | 0 | 0 | 0 | 0 | 0 | 0 | 0 | 0 | 0 | 0 | 0 | 0 | 0 | 0 | 0 | 0 | 0 | 0 | 0 | 0 | 0 | 0 |  | 0 | 0 | 0 | 0 | 0 | 0 | 0 | 0 | 0 | 0 | 0 | 0 | 0 | 0 | 0 | 0 | 0 | 0 | 0 | 0 | 0 | 0 | 0 | 0 | 0 | 0 | 0 | 0 | 0 | 0 | 0 | 0 | 0 | 0 | 0 | 0 |  |  | 0 | 0 | 0 | 0 | 0 | 0 | 0 | 0 | 0 | 0 | 0 | 0 | 0 | 0 | 0 | 0 | 0 | 0 | 0 | 0 | 0 | 0 | 0 | 0 | 0 | 0 | 0 | 0 | 0 | 0 | 0 | 0 | 0 | 0 | 0 | 0 |  | 0 | 0 | 0 | 0 | 0 | 0 | 0 | 0 | 0 | 0 | 0 | 0 | 0 | 0 | 0 | 0 | 0 | 0 | 0 | 0 | 0 | 0 | 0 | 0 | 0 | 0 | 0 | 0 | 0 | 0 | 0 | 0 | 0 | 0 | 0 | 0 |  |  | 1
| 173 | Save on Energy High Performance New Construction Program | 0 | 0 | 0 | 0 | 0 | 0 | 0 | 0 | 0 | 0 | 0 | 0 | 0 | 0 | 0 | 0 | 0 | 0 | 0 | 0 | 0 | 0 | 0 | 0 | 0 | 0 | 0 | 0 | 0 | 0 | 0 | 0 | 0 | 0 | 0 | 0 |  | 0 | 0 | 0 | 0 | 0 | 0 | 0 | 0 | 0 | 0 | 0 | 0 | 0 | 0 | 0 | 0 | 0 | 0 | 0 | 0 | 0 | 0 | 0 | 0 | 0 | 0 | 0 | 0 | 0 | 0 | 0 | 0 | 0 | 0 | 0 | 0 |  |  | 0 | 0 | 0 | 0 | 0 | 0 | 0 | 0 | 0 | 0 | 0 | 0 | 0 | 0 | 0 | 0 | 0 | 0 | 0 | 0 | 0 | 0 | 0 | 0 | 0 | 0 | 0 | 0 | 0 | 0 | 0 | 0 | 0 | 0 | 0 | 0 |  | 0 | 0 | 0 | 0 | 0 | 0 | 0 | 0 | 0 | 0 | 0 | 0 | 0 | 0 | 0 | 0 | 0 | 0 | 0 | 0 | 0 | 0 | 0 | 0 | 0 | 0 | 0 | 0 | 0 | 0 | 0 | 0 | 0 | 0 | 0 | 0 |  |  | 1
| 174 | Save on Energy Existing Building Commissioning Program | 0 | 0 | 0 | 0 | 0 | 0 | 0 | 0 | 0 | 0 | 0 | 0 | 0 | 0 | 0 | 0 | 0 | 0 | 0 | 0 | 0 | 0 | 0 | 0 | 0 | 0 | 0 | 0 | 0 | 0 | 0 | 0 | 0 | 0 | 0 | 0 |  | 0 | 0 | 0 | 0 | 0 | 0 | 0 | 0 | 0 | 0 | 0 | 0 | 0 | 0 | 0 | 0 | 0 | 0 | 0 | 0 | 0 | 0 | 0 | 0 | 0 | 0 | 0 | 0 | 0 | 0 | 0 | 0 | 0 | 0 | 0 | 0 |  |  | 0 | 0 | 0 | 0 | 0 | 0 | 0 | 0 | 0 | 0 | 0 | 0 | 0 | 0 | 0 | 0 | 0 | 0 | 0 | 0 | 0 | 0 | 0 | 0 | 0 | 0 | 0 | 0 | 0 | 0 | 0 | 0 | 0 | 0 | 0 | 0 |  | 0 | 0 | 0 | 0 | 0 | 0 | 0 | 0 | 0 | 0 | 0 | 0 | 0 | 0 | 0 | 0 | 0 | 0 | 0 | 0 | 0 | 0 | 0 | 0 | 0 | 0 | 0 | 0 | 0 | 0 | 0 | 0 | 0 | 0 | 0 | 0 |  |  | 1
| 175 | Save on Energy Business Refrigeration Incentive Program | 0 | 0 | 0 | 0 | 0 | 0 | 0 | 0 | 0 | 0 | 0 | 0 | 0 | 0 | 0 | 0 | 0 | 0 | 0 | 0 | 0 | 0 | 0 | 0 | 0 | 0 | 0 | 0 | 0 | 0 | 0 | 0 | 0 | 0 | 0 | 0 |  | 0 | 0 | 0 | 0 | 0 | 0 | 0 | 0 | 0 | 0 | 0 | 0 | 0 | 0 | 0 | 0 | 0 | 0 | 0 | 0 | 0 | 0 | 0 | 0 | 0 | 0 | 0 | 0 | 0 | 0 | 0 | 0 | 0 | 0 | 0 | 0 |  |  | 0 | 0 | 0 | 0 | 0 | 0 | 0 | 0 | 0 | 0 | 0 | 0 | 0 | 0 | 0 | 0 | 0 | 0 | 0 | 0 | 0 | 0 | 0 | 0 | 0 | 0 | 0 | 0 | 0 | 0 | 0 | 0 | 0 | 0 | 0 | 0 |  | 0 | 0 | 0 | 0 | 0 | 0 | 0 | 0 | 0 | 0 | 0 | 0 | 0 | 0 | 0 | 0 | 0 | 0 | 0 | 0 | 0 | 0 | 0 | 0 | 0 | 0 | 0 | 0 | 0 | 0 | 0 | 0 | 0 | 0 | 0 | 0 |  |  | 1
| 176 | Save on Energy Process & Systems Upgrades Program | 0 | 0 | 0 | 0 | 0 | 0 | 0 | 0 | 0 | 0 | 0 | 0 | 0 | 0 | 0 | 0 | 0 | 0 | 0 | 0 | 0 | 0 | 0 | 0 | 0 | 0 | 0 | 0 | 0 | 0 | 0 | 0 | 0 | 0 | 0 | 0 |  | 0 | 0 | 0 | 0 | 0 | 0 | 0 | 0 | 0 | 0 | 0 | 0 | 0 | 0 | 0 | 0 | 0 | 0 | 0 | 0 | 0 | 0 | 0 | 0 | 0 | 0 | 0 | 0 | 0 | 0 | 0 | 0 | 0 | 0 | 0 | 0 |  |  | 0 | 0 | 0 | 0 | 0 | 0 | 0 | 0 | 0 | 0 | 0 | 0 | 0 | 0 | 0 | 0 | 0 | 0 | 0 | 0 | 0 | 0 | 0 | 0 | 0 | 0 | 0 | 0 | 0 | 0 | 0 | 0 | 0 | 0 | 0 | 0 |  | 0 | 0 | 0 | 0 | 0 | 0 | 0 | 0 | 0 | 0 | 0 | 0 | 0 | 0 | 0 | 0 | 0 | 0 | 0 | 0 | 0 | 0 | 0 | 0 | 0 | 0 | 0 | 0 | 0 | 0 | 0 | 0 | 0 | 0 | 0 | 0 |  |  | 1
| 177 | Save on Energy Energy Manager Program | 0 | 0 | 0 | 0 | 0 | 0 | 0 | 0 | 0 | 0 | 0 | 0 | 0 | 0 | 0 | 0 | 0 | 0 | 0 | 0 | 0 | 0 | 0 | 0 | 0 | 0 | 0 | 0 | 0 | 0 | 0 | 0 | 0 | 0 | 0 | 0 |  | 0 | 0 | 0 | 0 | 0 | 0 | 0 | 0 | 0 | 0 | 0 | 0 | 0 | 0 | 0 | 0 | 0 | 0 | 0 | 0 | 0 | 0 | 0 | 0 | 0 | 0 | 0 | 0 | 0 | 0 | 0 | 0 | 0 | 0 | 0 | 0 |  |  | 0 | 0 | 0 | 0 | 0 | 0 | 0 | 0 | 0 | 0 | 0 | 0 | 0 | 0 | 0 | 0 | 0 | 0 | 0 | 0 | 0 | 0 | 0 | 0 | 0 | 0 | 0 | 0 | 0 | 0 | 0 | 0 | 0 | 0 | 0 | 0 |  | 0 | 0 | 0 | 0 | 0 | 0 | 0 | 0 | 0 | 0 | 0 | 0 | 0 | 0 | 0 | 0 | 0 | 0 | 0 | 0 | 0 | 0 | 0 | 0 | 0 | 0 | 0 | 0 | 0 | 0 | 0 | 0 | 0 | 0 | 0 | 0 |  |  | 1
| 178 | Save on Energy Monitoring & Targeting Program | 0 | 0 | 0 | 0 | 0 | 0 | 0 | 0 | 0 | 0 | 0 | 0 | 0 | 0 | 0 | 0 | 0 | 0 | 0 | 0 | 0 | 0 | 0 | 0 | 0 | 0 | 0 | 0 | 0 | 0 | 0 | 0 | 0 | 0 | 0 | 0 |  | 0 | 0 | 0 | 0 | 0 | 0 | 0 | 0 | 0 | 0 | 0 | 0 | 0 | 0 | 0 | 0 | 0 | 0 | 0 | 0 | 0 | 0 | 0 | 0 | 0 | 0 | 0 | 0 | 0 | 0 | 0 | 0 | 0 | 0 | 0 | 0 |  |  | 0 | 0 | 0 | 0 | 0 | 0 | 0 | 0 | 0 | 0 | 0 | 0 | 0 | 0 | 0 | 0 | 0 | 0 | 0 | 0 | 0 | 0 | 0 | 0 | 0 | 0 | 0 | 0 | 0 | 0 | 0 | 0 | 0 | 0 | 0 | 0 |  | 0 | 0 | 0 | 0 | 0 | 0 | 0 | 0 | 0 | 0 | 0 | 0 | 0 | 0 | 0 | 0 | 0 | 0 | 0 | 0 | 0 | 0 | 0 | 0 | 0 | 0 | 0 | 0 | 0 | 0 | 0 | 0 | 0 | 0 | 0 | 0 |  |  | 1
| 179 | Save on Energy Retrofit Program - P4P | 0 | 0 | 0 | 0 | 0 | 0 | 0 | 0 | 0 | 0 | 0 | 0 | 0 | 0 | 0 | 0 | 0 | 0 | 0 | 0 | 0 | 0 | 0 | 0 | 0 | 0 | 0 | 0 | 0 | 0 | 0 | 0 | 0 | 0 | 0 | 0 |  | 0 | 0 | 0 | 0 | 0 | 0 | 0 | 0 | 0 | 0 | 0 | 0 | 0 | 0 | 0 | 0 | 0 | 0 | 0 | 0 | 0 | 0 | 0 | 0 | 0 | 0 | 0 | 0 | 0 | 0 | 0 | 0 | 0 | 0 | 0 | 0 |  |  | 0 | 0 | 0 | 0 | 0 | 0 | 0 | 0 | 0 | 0 | 0 | 0 | 0 | 0 | 0 | 0 | 0 | 0 | 0 | 0 | 0 | 0 | 0 | 0 | 0 | 0 | 0 | 0 | 0 | 0 | 0 | 0 | 0 | 0 | 0 | 0 |  | 0 | 0 | 0 | 0 | 0 | 0 | 0 | 0 | 0 | 0 | 0 | 0 | 0 | 0 | 0 | 0 | 0 | 0 | 0 | 0 | 0 | 0 | 0 | 0 | 0 | 0 | 0 | 0 | 0 | 0 | 0 | 0 | 0 | 0 | 0 | 0 |  |  | 1
| 180 | Save on Energy Process & Systems Upgrades Program - P4P | 0 | 0 | 0 | 0 | 0 | 0 | 0 | 0 | 0 | 0 | 0 | 0 | 0 | 0 | 0 | 0 | 0 | 0 | 0 | 0 | 0 | 0 | 0 | 0 | 0 | 0 | 0 | 0 | 0 | 0 | 0 | 0 | 0 | 0 | 0 | 0 |  | 0 | 0 | 0 | 0 | 0 | 0 | 0 | 0 | 0 | 0 | 0 | 0 | 0 | 0 | 0 | 0 | 0 | 0 | 0 | 0 | 0 | 0 | 0 | 0 | 0 | 0 | 0 | 0 | 0 | 0 | 0 | 0 | 0 | 0 | 0 | 0 |  |  | 0 | 0 | 0 | 0 | 0 | 0 | 0 | 0 | 0 | 0 | 0 | 0 | 0 | 0 | 0 | 0 | 0 | 0 | 0 | 0 | 0 | 0 | 0 | 0 | 0 | 0 | 0 | 0 | 0 | 0 | 0 | 0 | 0 | 0 | 0 | 0 |  | 0 | 0 | 0 | 0 | 0 | 0 | 0 | 0 | 0 | 0 | 0 | 0 | 0 | 0 | 0 | 0 | 0 | 0 | 0 | 0 | 0 | 0 | 0 | 0 | 0 | 0 | 0 | 0 | 0 | 0 | 0 | 0 | 0 | 0 | 0 | 0 |  |  | 1
| 181 | Adaptive Thermostat Local Program | 0 | 0 | 0 | 0 | 0 | 0 | 0 | 0 | 0 | 0 | 0 | 0 | 0 | 0 | 0 | 0 | 0 | 0 | 0 | 0 | 0 | 0 | 0 | 0 | 0 | 0 | 0 | 0 | 0 | 0 | 0 | 0 | 0 | 0 | 0 | 0 |  | 0 | 0 | 0 | 0 | 0 | 0 | 0 | 0 | 0 | 0 | 0 | 0 | 0 | 0 | 0 | 0 | 0 | 0 | 0 | 0 | 0 | 0 | 0 | 0 | 0 | 0 | 0 | 0 | 0 | 0 | 0 | 0 | 0 | 0 | 0 | 0 |  |  | 0 | 0 | 0 | 0 | 0 | 0 | 0 | 0 | 0 | 0 | 0 | 0 | 0 | 0 | 0 | 0 | 0 | 0 | 0 | 0 | 0 | 0 | 0 | 0 | 0 | 0 | 0 | 0 | 0 | 0 | 0 | 0 | 0 | 0 | 0 | 0 |  | 0 | 0 | 0 | 0 | 0 | 0 | 0 | 0 | 0 | 0 | 0 | 0 | 0 | 0 | 0 | 0 | 0 | 0 | 0 | 0 | 0 | 0 | 0 | 0 | 0 | 0 | 0 | 0 | 0 | 0 | 0 | 0 | 0 | 0 | 0 | 0 |  |  | 1
| 182 | Business Refrigeration Incentives Local Program | 0 | 0 | 0 | 0 | 0 | 0 | 0 | 0 | 0 | 0 | 0 | 0 | 0 | 0 | 0 | 0 | 0 | 0 | 0 | 0 | 0 | 0 | 0 | 0 | 0 | 0 | 0 | 0 | 0 | 0 | 0 | 0 | 0 | 0 | 0 | 0 |  | 0 | 0 | 0 | 0 | 0 | 0 | 0 | 0 | 0 | 0 | 0 | 0 | 0 | 0 | 0 | 0 | 0 | 0 | 0 | 0 | 0 | 0 | 0 | 0 | 0 | 0 | 0 | 0 | 0 | 0 | 0 | 0 | 0 | 0 | 0 | 0 |  |  | 0 | 0 | 0 | 0 | 0 | 0 | 0 | 0 | 0 | 0 | 0 | 0 | 0 | 0 | 0 | 0 | 0 | 0 | 0 | 0 | 0 | 0 | 0 | 0 | 0 | 0 | 0 | 0 | 0 | 0 | 0 | 0 | 0 | 0 | 0 | 0 |  | 0 | 0 | 0 | 0 | 0 | 0 | 0 | 0 | 0 | 0 | 0 | 0 | 0 | 0 | 0 | 0 | 0 | 0 | 0 | 0 | 0 | 0 | 0 | 0 | 0 | 0 | 0 | 0 | 0 | 0 | 0 | 0 | 0 | 0 | 0 | 0 |  |  | 1
| 183 | Conservation on the Coast Home Assistance Local Program | 0 | 0 | 0 | 0 | 0 | 0 | 0 | 0 | 0 | 0 | 0 | 0 | 0 | 0 | 0 | 0 | 0 | 0 | 0 | 0 | 0 | 0 | 0 | 0 | 0 | 0 | 0 | 0 | 0 | 0 | 0 | 0 | 0 | 0 | 0 | 0 |  | 0 | 0 | 0 | 0 | 0 | 0 | 0 | 0 | 0 | 0 | 0 | 0 | 0 | 0 | 0 | 0 | 0 | 0 | 0 | 0 | 0 | 0 | 0 | 0 | 0 | 0 | 0 | 0 | 0 | 0 | 0 | 0 | 0 | 0 | 0 | 0 |  |  | 0 | 0 | 0 | 0 | 0 | 0 | 0 | 0 | 0 | 0 | 0 | 0 | 0 | 0 | 0 | 0 | 0 | 0 | 0 | 0 | 0 | 0 | 0 | 0 | 0 | 0 | 0 | 0 | 0 | 0 | 0 | 0 | 0 | 0 | 0 | 0 |  | 0 | 0 | 0 | 0 | 0 | 0 | 0 | 0 | 0 | 0 | 0 | 0 | 0 | 0 | 0 | 0 | 0 | 0 | 0 | 0 | 0 | 0 | 0 | 0 | 0 | 0 | 0 | 0 | 0 | 0 | 0 | 0 | 0 | 0 | 0 | 0 |  |  | 1
| 184 | Conservation on the Coast Small Business Lighting Local Program | 0 | 0 | 0 | 0 | 0 | 0 | 0 | 0 | 0 | 0 | 0 | 0 | 0 | 0 | 0 | 0 | 0 | 0 | 0 | 0 | 0 | 0 | 0 | 0 | 0 | 0 | 0 | 0 | 0 | 0 | 0 | 0 | 0 | 0 | 0 | 0 |  | 0 | 0 | 0 | 0 | 0 | 0 | 0 | 0 | 0 | 0 | 0 | 0 | 0 | 0 | 0 | 0 | 0 | 0 | 0 | 0 | 0 | 0 | 0 | 0 | 0 | 0 | 0 | 0 | 0 | 0 | 0 | 0 | 0 | 0 | 0 | 0 |  |  | 0 | 0 | 0 | 0 | 0 | 0 | 0 | 0 | 0 | 0 | 0 | 0 | 0 | 0 | 0 | 0 | 0 | 0 | 0 | 0 | 0 | 0 | 0 | 0 | 0 | 0 | 0 | 0 | 0 | 0 | 0 | 0 | 0 | 0 | 0 | 0 |  | 0 | 0 | 0 | 0 | 0 | 0 | 0 | 0 | 0 | 0 | 0 | 0 | 0 | 0 | 0 | 0 | 0 | 0 | 0 | 0 | 0 | 0 | 0 | 0 | 0 | 0 | 0 | 0 | 0 | 0 | 0 | 0 | 0 | 0 | 0 | 0 |  |  | 1
| 185 | First Nations Conservation Local Program | 0 | 0 | 0 | 0 | 0 | 0 | 0 | 0 | 0 | 0 | 0 | 0 | 0 | 0 | 0 | 0 | 0 | 0 | 0 | 0 | 0 | 0 | 0 | 0 | 0 | 0 | 0 | 0 | 0 | 0 | 0 | 0 | 0 | 0 | 0 | 0 |  | 0 | 0 | 0 | 0 | 0 | 0 | 0 | 0 | 0 | 0 | 0 | 0 | 0 | 0 | 0 | 0 | 0 | 0 | 0 | 0 | 0 | 0 | 0 | 0 | 0 | 0 | 0 | 0 | 0 | 0 | 0 | 0 | 0 | 0 | 0 | 0 |  |  | 0 | 0 | 0 | 0 | 0 | 0 | 0 | 0 | 0 | 0 | 0 | 0 | 0 | 0 | 0 | 0 | 0 | 0 | 0 | 0 | 0 | 0 | 0 | 0 | 0 | 0 | 0 | 0 | 0 | 0 | 0 | 0 | 0 | 0 | 0 | 0 |  | 0 | 0 | 0 | 0 | 0 | 0 | 0 | 0 | 0 | 0 | 0 | 0 | 0 | 0 | 0 | 0 | 0 | 0 | 0 | 0 | 0 | 0 | 0 | 0 | 0 | 0 | 0 | 0 | 0 | 0 | 0 | 0 | 0 | 0 | 0 | 0 |  |  | 1
| 186 | High Efficiency Agriculturual Pumping Local Program | 0 | 0 | 0 | 0 | 0 | 0 | 0 | 0 | 0 | 0 | 0 | 0 | 0 | 0 | 0 | 0 | 0 | 0 | 0 | 0 | 0 | 0 | 0 | 0 | 0 | 0 | 0 | 0 | 0 | 0 | 0 | 0 | 0 | 0 | 0 | 0 |  | 0 | 0 | 0 | 0 | 0 | 0 | 0 | 0 | 0 | 0 | 0 | 0 | 0 | 0 | 0 | 0 | 0 | 0 | 0 | 0 | 0 | 0 | 0 | 0 | 0 | 0 | 0 | 0 | 0 | 0 | 0 | 0 | 0 | 0 | 0 | 0 |  |  | 0 | 0 | 0 | 0 | 0 | 0 | 0 | 0 | 0 | 0 | 0 | 0 | 0 | 0 | 0 | 0 | 0 | 0 | 0 | 0 | 0 | 0 | 0 | 0 | 0 | 0 | 0 | 0 | 0 | 0 | 0 | 0 | 0 | 0 | 0 | 0 |  | 0 | 0 | 0 | 0 | 0 | 0 | 0 | 0 | 0 | 0 | 0 | 0 | 0 | 0 | 0 | 0 | 0 | 0 | 0 | 0 | 0 | 0 | 0 | 0 | 0 | 0 | 0 | 0 | 0 | 0 | 0 | 0 | 0 | 0 | 0 | 0 |  |  | 1
| 187 | Instant Savings Local Program | 0 | 0 | 0 | 0 | 0 | 0 | 0 | 0 | 0 | 0 | 0 | 0 | 0 | 0 | 0 | 0 | 0 | 0 | 0 | 0 | 0 | 0 | 0 | 0 | 0 | 0 | 0 | 0 | 0 | 0 | 0 | 0 | 0 | 0 | 0 | 0 |  | 0 | 0 | 0 | 0 | 0 | 0 | 0 | 0 | 0 | 0 | 0 | 0 | 0 | 0 | 0 | 0 | 0 | 0 | 0 | 0 | 0 | 0 | 0 | 0 | 0 | 0 | 0 | 0 | 0 | 0 | 0 | 0 | 0 | 0 | 0 | 0 |  |  | 0 | 0 | 0 | 0 | 0 | 0 | 0 | 0 | 0 | 0 | 0 | 0 | 0 | 0 | 0 | 0 | 0 | 0 | 0 | 0 | 0 | 0 | 0 | 0 | 0 | 0 | 0 | 0 | 0 | 0 | 0 | 0 | 0 | 0 | 0 | 0 |  | 0 | 0 | 0 | 0 | 0 | 0 | 0 | 0 | 0 | 0 | 0 | 0 | 0 | 0 | 0 | 0 | 0 | 0 | 0 | 0 | 0 | 0 | 0 | 0 | 0 | 0 | 0 | 0 | 0 | 0 | 0 | 0 | 0 | 0 | 0 | 0 |  |  | 1
| 188 | OPsaver Local Program | 0 | 0 | 0 | 0 | 0 | 0 | 0 | 0 | 0 | 0 | 0 | 0 | 0 | 0 | 0 | 0 | 0 | 0 | 0 | 0 | 0 | 0 | 0 | 0 | 0 | 0 | 0 | 0 | 0 | 0 | 0 | 0 | 0 | 0 | 0 | 0 |  | 0 | 0 | 0 | 0 | 0 | 0 | 0 | 0 | 0 | 0 | 0 | 0 | 0 | 0 | 0 | 0 | 0 | 0 | 0 | 0 | 0 | 0 | 0 | 0 | 0 | 0 | 0 | 0 | 0 | 0 | 0 | 0 | 0 | 0 | 0 | 0 |  |  | 0 | 0 | 0 | 0 | 0 | 0 | 0 | 0 | 0 | 0 | 0 | 0 | 0 | 0 | 0 | 0 | 0 | 0 | 0 | 0 | 0 | 0 | 0 | 0 | 0 | 0 | 0 | 0 | 0 | 0 | 0 | 0 | 0 | 0 | 0 | 0 |  | 0 | 0 | 0 | 0 | 0 | 0 | 0 | 0 | 0 | 0 | 0 | 0 | 0 | 0 | 0 | 0 | 0 | 0 | 0 | 0 | 0 | 0 | 0 | 0 | 0 | 0 | 0 | 0 | 0 | 0 | 0 | 0 | 0 | 0 | 0 | 0 |  |  | 1
| 189 | Pool Saver Local Program | 0 | 0 | 0 | 0 | 0 | 0 | 0 | 0 | 0 | 0 | 0 | 0 | 0 | 0 | 0 | 0 | 0 | 0 | 0 | 0 | 0 | 0 | 0 | 0 | 0 | 0 | 0 | 0 | 0 | 0 | 0 | 0 | 0 | 0 | 0 | 0 |  | 0 | 0 | 0 | 0 | 0 | 0 | 0 | 0 | 0 | 0 | 0 | 0 | 0 | 0 | 0 | 0 | 0 | 0 | 0 | 0 | 0 | 0 | 0 | 0 | 0 | 0 | 0 | 0 | 0 | 0 | 0 | 0 | 0 | 0 | 0 | 0 |  |  | 0 | 0 | 0 | 0 | 0 | 0 | 0 | 0 | 0 | 0 | 0 | 0 | 0 | 0 | 0 | 0 | 0 | 0 | 0 | 0 | 0 | 0 | 0 | 0 | 0 | 0 | 0 | 0 | 0 | 0 | 0 | 0 | 0 | 0 | 0 | 0 |  | 0 | 0 | 0 | 0 | 0 | 0 | 0 | 0 | 0 | 0 | 0 | 0 | 0 | 0 | 0 | 0 | 0 | 0 | 0 | 0 | 0 | 0 | 0 | 0 | 0 | 0 | 0 | 0 | 0 | 0 | 0 | 0 | 0 | 0 | 0 | 0 |  |  | 1
| 190 | PUMPsaver Local Program | 0 | 0 | 0 | 0 | 0 | 0 | 0 | 0 | 0 | 0 | 0 | 0 | 0 | 0 | 0 | 0 | 0 | 0 | 0 | 0 | 0 | 0 | 0 | 0 | 0 | 0 | 0 | 0 | 0 | 0 | 0 | 0 | 0 | 0 | 0 | 0 |  | 0 | 0 | 0 | 0 | 0 | 0 | 0 | 0 | 0 | 0 | 0 | 0 | 0 | 0 | 0 | 0 | 0 | 0 | 0 | 0 | 0 | 0 | 0 | 0 | 0 | 0 | 0 | 0 | 0 | 0 | 0 | 0 | 0 | 0 | 0 | 0 |  |  | 0 | 0 | 0 | 0 | 0 | 0 | 0 | 0 | 0 | 0 | 0 | 0 | 0 | 0 | 0 | 0 | 0 | 0 | 0 | 0 | 0 | 0 | 0 | 0 | 0 | 0 | 0 | 0 | 0 | 0 | 0 | 0 | 0 | 0 | 0 | 0 |  | 0 | 0 | 0 | 0 | 0 | 0 | 0 | 0 | 0 | 0 | 0 | 0 | 0 | 0 | 0 | 0 | 0 | 0 | 0 | 0 | 0 | 0 | 0 | 0 | 0 | 0 | 0 | 0 | 0 | 0 | 0 | 0 | 0 | 0 | 0 | 0 |  |  | 1
| 191 | RTUsaver Local Program | 0 | 0 | 0 | 0 | 0 | 0 | 0 | 0 | 0 | 0 | 0 | 0 | 0 | 0 | 0 | 0 | 0 | 0 | 0 | 0 | 0 | 0 | 0 | 0 | 0 | 0 | 0 | 0 | 0 | 0 | 0 | 0 | 0 | 0 | 0 | 0 |  | 0 | 0 | 0 | 0 | 0 | 0 | 0 | 0 | 0 | 0 | 0 | 0 | 0 | 0 | 0 | 0 | 0 | 0 | 0 | 0 | 0 | 0 | 0 | 0 | 0 | 0 | 0 | 0 | 0 | 0 | 0 | 0 | 0 | 0 | 0 | 0 |  |  | 0 | 0 | 0 | 0 | 0 | 0 | 0 | 0 | 0 | 0 | 0 | 0 | 0 | 0 | 0 | 0 | 0 | 0 | 0 | 0 | 0 | 0 | 0 | 0 | 0 | 0 | 0 | 0 | 0 | 0 | 0 | 0 | 0 | 0 | 0 | 0 |  | 0 | 0 | 0 | 0 | 0 | 0 | 0 | 0 | 0 | 0 | 0 | 0 | 0 | 0 | 0 | 0 | 0 | 0 | 0 | 0 | 0 | 0 | 0 | 0 | 0 | 0 | 0 | 0 | 0 | 0 | 0 | 0 | 0 | 0 | 0 | 0 |  |  | 1
| 192 | Social Benchmarking Local Program | 0 | 0 | 0 | 0 | 0 | 0 | 0 | 0 | 0 | 0 | 0 | 0 | 0 | 0 | 0 | 0 | 0 | 0 | 0 | 0 | 0 | 0 | 0 | 0 | 0 | 0 | 0 | 0 | 0 | 0 | 0 | 0 | 0 | 0 | 0 | 0 |  | 0 | 0 | 0 | 0 | 0 | 0 | 0 | 0 | 0 | 0 | 0 | 0 | 0 | 0 | 0 | 0 | 0 | 0 | 0 | 0 | 0 | 0 | 0 | 0 | 0 | 0 | 0 | 0 | 0 | 0 | 0 | 0 | 0 | 0 | 0 | 0 |  |  | 0 | 0 | 0 | 0 | 0 | 0 | 0 | 0 | 0 | 0 | 0 | 0 | 0 | 0 | 0 | 0 | 0 | 0 | 0 | 0 | 0 | 0 | 0 | 0 | 0 | 0 | 0 | 0 | 0 | 0 | 0 | 0 | 0 | 0 | 0 | 0 |  | 0 | 0 | 0 | 0 | 0 | 0 | 0 | 0 | 0 | 0 | 0 | 0 | 0 | 0 | 0 | 0 | 0 | 0 | 0 | 0 | 0 | 0 | 0 | 0 | 0 | 0 | 0 | 0 | 0 | 0 | 0 | 0 | 0 | 0 | 0 | 0 |  |  | 1
| 193 | Air Source Heat Pump – For Residential Space Heating LDC Innovation Fund Pilot Program | 0 | 0 | 0 | 0 | 0 | 0 | 0 | 0 | 0 | 0 | 0 | 0 | 0 | 0 | 0 | 0 | 0 | 0 | 0 | 0 | 0 | 0 | 0 | 0 | 0 | 0 | 0 | 0 | 0 | 0 | 0 | 0 | 0 | 0 | 0 | 0 |  | 0 | 0 | 0 | 0 | 0 | 0 | 0 | 0 | 0 | 0 | 0 | 0 | 0 | 0 | 0 | 0 | 0 | 0 | 0 | 0 | 0 | 0 | 0 | 0 | 0 | 0 | 0 | 0 | 0 | 0 | 0 | 0 | 0 | 0 | 0 | 0 |  |  | 0 | 0 | 0 | 0 | 0 | 0 | 0 | 0 | 0 | 0 | 0 | 0 | 0 | 0 | 0 | 0 | 0 | 0 | 0 | 0 | 0 | 0 | 0 | 0 | 0 | 0 | 0 | 0 | 0 | 0 | 0 | 0 | 0 | 0 | 0 | 0 |  | 0 | 0 | 0 | 0 | 0 | 0 | 0 | 0 | 0 | 0 | 0 | 0 | 0 | 0 | 0 | 0 | 0 | 0 | 0 | 0 | 0 | 0 | 0 | 0 | 0 | 0 | 0 | 0 | 0 | 0 | 0 | 0 | 0 | 0 | 0 | 0 |  |  | 1
| 194 | Air Source Heat Pump – For Residential Water Heating LDC Innovation Fund Pilot Program | 0 | 0 | 0 | 0 | 0 | 0 | 0 | 0 | 0 | 0 | 0 | 0 | 0 | 0 | 0 | 0 | 0 | 0 | 0 | 0 | 0 | 0 | 0 | 0 | 0 | 0 | 0 | 0 | 0 | 0 | 0 | 0 | 0 | 0 | 0 | 0 |  | 0 | 0 | 0 | 0 | 0 | 0 | 0 | 0 | 0 | 0 | 0 | 0 | 0 | 0 | 0 | 0 | 0 | 0 | 0 | 0 | 0 | 0 | 0 | 0 | 0 | 0 | 0 | 0 | 0 | 0 | 0 | 0 | 0 | 0 | 0 | 0 |  |  | 0 | 0 | 0 | 0 | 0 | 0 | 0 | 0 | 0 | 0 | 0 | 0 | 0 | 0 | 0 | 0 | 0 | 0 | 0 | 0 | 0 | 0 | 0 | 0 | 0 | 0 | 0 | 0 | 0 | 0 | 0 | 0 | 0 | 0 | 0 | 0 |  | 0 | 0 | 0 | 0 | 0 | 0 | 0 | 0 | 0 | 0 | 0 | 0 | 0 | 0 | 0 | 0 | 0 | 0 | 0 | 0 | 0 | 0 | 0 | 0 | 0 | 0 | 0 | 0 | 0 | 0 | 0 | 0 | 0 | 0 | 0 | 0 |  |  | 1
| 195 | Block Heater Timer LDC Innovation Fund Pilot Program | 0 | 0 | 0 | 0 | 0 | 0 | 0 | 0 | 0 | 0 | 0 | 0 | 0 | 0 | 0 | 0 | 0 | 0 | 0 | 0 | 0 | 0 | 0 | 0 | 0 | 0 | 0 | 0 | 0 | 0 | 0 | 0 | 0 | 0 | 0 | 0 |  | 0 | 0 | 0 | 0 | 0 | 0 | 0 | 0 | 0 | 0 | 0 | 0 | 0 | 0 | 0 | 0 | 0 | 0 | 0 | 0 | 0 | 0 | 0 | 0 | 0 | 0 | 0 | 0 | 0 | 0 | 0 | 0 | 0 | 0 | 0 | 0 |  |  | 0 | 0 | 0 | 0 | 0 | 0 | 0 | 0 | 0 | 0 | 0 | 0 | 0 | 0 | 0 | 0 | 0 | 0 | 0 | 0 | 0 | 0 | 0 | 0 | 0 | 0 | 0 | 0 | 0 | 0 | 0 | 0 | 0 | 0 | 0 | 0 |  | 0 | 0 | 0 | 0 | 0 | 0 | 0 | 0 | 0 | 0 | 0 | 0 | 0 | 0 | 0 | 0 | 0 | 0 | 0 | 0 | 0 | 0 | 0 | 0 | 0 | 0 | 0 | 0 | 0 | 0 | 0 | 0 | 0 | 0 | 0 | 0 |  |  | 1
| 196 | Commercial Energy Management and Load Control (CEMLC) LDC Innovation Fund Pilot Program | 0 | 0 | 0 | 0 | 0 | 0 | 0 | 0 | 0 | 0 | 0 | 0 | 0 | 0 | 0 | 0 | 0 | 0 | 0 | 0 | 0 | 0 | 0 | 0 | 0 | 0 | 0 | 0 | 0 | 0 | 0 | 0 | 0 | 0 | 0 | 0 |  | 0 | 0 | 0 | 0 | 0 | 0 | 0 | 0 | 0 | 0 | 0 | 0 | 0 | 0 | 0 | 0 | 0 | 0 | 0 | 0 | 0 | 0 | 0 | 0 | 0 | 0 | 0 | 0 | 0 | 0 | 0 | 0 | 0 | 0 | 0 | 0 |  |  | 0 | 0 | 0 | 0 | 0 | 0 | 0 | 0 | 0 | 0 | 0 | 0 | 0 | 0 | 0 | 0 | 0 | 0 | 0 | 0 | 0 | 0 | 0 | 0 | 0 | 0 | 0 | 0 | 0 | 0 | 0 | 0 | 0 | 0 | 0 | 0 |  | 0 | 0 | 0 | 0 | 0 | 0 | 0 | 0 | 0 | 0 | 0 | 0 | 0 | 0 | 0 | 0 | 0 | 0 | 0 | 0 | 0 | 0 | 0 | 0 | 0 | 0 | 0 | 0 | 0 | 0 | 0 | 0 | 0 | 0 | 0 | 0 |  |  | 1
| 197 | Conservation Cultivator LDC Innovation Fund Pilot Program | 0 | 0 | 0 | 0 | 0 | 0 | 0 | 0 | 0 | 0 | 0 | 0 | 0 | 0 | 0 | 0 | 0 | 0 | 0 | 0 | 0 | 0 | 0 | 0 | 0 | 0 | 0 | 0 | 0 | 0 | 0 | 0 | 0 | 0 | 0 | 0 |  | 0 | 0 | 0 | 0 | 0 | 0 | 0 | 0 | 0 | 0 | 0 | 0 | 0 | 0 | 0 | 0 | 0 | 0 | 0 | 0 | 0 | 0 | 0 | 0 | 0 | 0 | 0 | 0 | 0 | 0 | 0 | 0 | 0 | 0 | 0 | 0 |  |  | 0 | 0 | 0 | 0 | 0 | 0 | 0 | 0 | 0 | 0 | 0 | 0 | 0 | 0 | 0 | 0 | 0 | 0 | 0 | 0 | 0 | 0 | 0 | 0 | 0 | 0 | 0 | 0 | 0 | 0 | 0 | 0 | 0 | 0 | 0 | 0 |  | 0 | 0 | 0 | 0 | 0 | 0 | 0 | 0 | 0 | 0 | 0 | 0 | 0 | 0 | 0 | 0 | 0 | 0 | 0 | 0 | 0 | 0 | 0 | 0 | 0 | 0 | 0 | 0 | 0 | 0 | 0 | 0 | 0 | 0 | 0 | 0 |  |  | 1
| 198 | Data Centre LDC Innovation Fund Pilot Program | 0 | 0 | 0 | 0 | 0 | 0 | 0 | 0 | 0 | 0 | 0 | 0 | 0 | 0 | 0 | 0 | 0 | 0 | 0 | 0 | 0 | 0 | 0 | 0 | 0 | 0 | 0 | 0 | 0 | 0 | 0 | 0 | 0 | 0 | 0 | 0 |  | 0 | 0 | 0 | 0 | 0 | 0 | 0 | 0 | 0 | 0 | 0 | 0 | 0 | 0 | 0 | 0 | 0 | 0 | 0 | 0 | 0 | 0 | 0 | 0 | 0 | 0 | 0 | 0 | 0 | 0 | 0 | 0 | 0 | 0 | 0 | 0 |  |  | 0 | 0 | 0 | 0 | 0 | 0 | 0 | 0 | 0 | 0 | 0 | 0 | 0 | 0 | 0 | 0 | 0 | 0 | 0 | 0 | 0 | 0 | 0 | 0 | 0 | 0 | 0 | 0 | 0 | 0 | 0 | 0 | 0 | 0 | 0 | 0 |  | 0 | 0 | 0 | 0 | 0 | 0 | 0 | 0 | 0 | 0 | 0 | 0 | 0 | 0 | 0 | 0 | 0 | 0 | 0 | 0 | 0 | 0 | 0 | 0 | 0 | 0 | 0 | 0 | 0 | 0 | 0 | 0 | 0 | 0 | 0 | 0 |  |  | 1
| 199 | Electronics Take Back LDC Innovation Fund Pilot Program | 0 | 0 | 0 | 0 | 0 | 0 | 0 | 0 | 0 | 0 | 0 | 0 | 0 | 0 | 0 | 0 | 0 | 0 | 0 | 0 | 0 | 0 | 0 | 0 | 0 | 0 | 0 | 0 | 0 | 0 | 0 | 0 | 0 | 0 | 0 | 0 |  | 0 | 0 | 0 | 0 | 0 | 0 | 0 | 0 | 0 | 0 | 0 | 0 | 0 | 0 | 0 | 0 | 0 | 0 | 0 | 0 | 0 | 0 | 0 | 0 | 0 | 0 | 0 | 0 | 0 | 0 | 0 | 0 | 0 | 0 | 0 | 0 |  |  | 0 | 0 | 0 | 0 | 0 | 0 | 0 | 0 | 0 | 0 | 0 | 0 | 0 | 0 | 0 | 0 | 0 | 0 | 0 | 0 | 0 | 0 | 0 | 0 | 0 | 0 | 0 | 0 | 0 | 0 | 0 | 0 | 0 | 0 | 0 | 0 |  | 0 | 0 | 0 | 0 | 0 | 0 | 0 | 0 | 0 | 0 | 0 | 0 | 0 | 0 | 0 | 0 | 0 | 0 | 0 | 0 | 0 | 0 | 0 | 0 | 0 | 0 | 0 | 0 | 0 | 0 | 0 | 0 | 0 | 0 | 0 | 0 |  |  | 1
| 200 | Energy Reinvestment LDC Innovation Fund Pilot Program | 0 | 0 | 0 | 0 | 0 | 0 | 0 | 0 | 0 | 0 | 0 | 0 | 0 | 0 | 0 | 0 | 0 | 0 | 0 | 0 | 0 | 0 | 0 | 0 | 0 | 0 | 0 | 0 | 0 | 0 | 0 | 0 | 0 | 0 | 0 | 0 |  | 0 | 0 | 0 | 0 | 0 | 0 | 0 | 0 | 0 | 0 | 0 | 0 | 0 | 0 | 0 | 0 | 0 | 0 | 0 | 0 | 0 | 0 | 0 | 0 | 0 | 0 | 0 | 0 | 0 | 0 | 0 | 0 | 0 | 0 | 0 | 0 |  |  | 0 | 0 | 0 | 0 | 0 | 0 | 0 | 0 | 0 | 0 | 0 | 0 | 0 | 0 | 0 | 0 | 0 | 0 | 0 | 0 | 0 | 0 | 0 | 0 | 0 | 0 | 0 | 0 | 0 | 0 | 0 | 0 | 0 | 0 | 0 | 0 |  | 0 | 0 | 0 | 0 | 0 | 0 | 0 | 0 | 0 | 0 | 0 | 0 | 0 | 0 | 0 | 0 | 0 | 0 | 0 | 0 | 0 | 0 | 0 | 0 | 0 | 0 | 0 | 0 | 0 | 0 | 0 | 0 | 0 | 0 | 0 | 0 |  |  | 1
| 201 | Home Energy Assessment & Retrofit LDC Innovation Fund Pilot Program | 0 | 0 | 0 | 0 | 0 | 0 | 0 | 0 | 0 | 0 | 0 | 0 | 0 | 0 | 0 | 0 | 0 | 0 | 0 | 0 | 0 | 0 | 0 | 0 | 0 | 0 | 0 | 0 | 0 | 0 | 0 | 0 | 0 | 0 | 0 | 0 |  | 0 | 0 | 0 | 0 | 0 | 0 | 0 | 0 | 0 | 0 | 0 | 0 | 0 | 0 | 0 | 0 | 0 | 0 | 0 | 0 | 0 | 0 | 0 | 0 | 0 | 0 | 0 | 0 | 0 | 0 | 0 | 0 | 0 | 0 | 0 | 0 |  |  | 0 | 0 | 0 | 0 | 0 | 0 | 0 | 0 | 0 | 0 | 0 | 0 | 0 | 0 | 0 | 0 | 0 | 0 | 0 | 0 | 0 | 0 | 0 | 0 | 0 | 0 | 0 | 0 | 0 | 0 | 0 | 0 | 0 | 0 | 0 | 0 |  | 0 | 0 | 0 | 0 | 0 | 0 | 0 | 0 | 0 | 0 | 0 | 0 | 0 | 0 | 0 | 0 | 0 | 0 | 0 | 0 | 0 | 0 | 0 | 0 | 0 | 0 | 0 | 0 | 0 | 0 | 0 | 0 | 0 | 0 | 0 | 0 |  |  | 1
| 202 | Hotel/Motel LDC Innovation Fund Pilot Program | 0 | 0 | 0 | 0 | 0 | 0 | 0 | 0 | 0 | 0 | 0 | 0 | 0 | 0 | 0 | 0 | 0 | 0 | 0 | 0 | 0 | 0 | 0 | 0 | 0 | 0 | 0 | 0 | 0 | 0 | 0 | 0 | 0 | 0 | 0 | 0 |  | 0 | 0 | 0 | 0 | 0 | 0 | 0 | 0 | 0 | 0 | 0 | 0 | 0 | 0 | 0 | 0 | 0 | 0 | 0 | 0 | 0 | 0 | 0 | 0 | 0 | 0 | 0 | 0 | 0 | 0 | 0 | 0 | 0 | 0 | 0 | 0 |  |  | 0 | 0 | 0 | 0 | 0 | 0 | 0 | 0 | 0 | 0 | 0 | 0 | 0 | 0 | 0 | 0 | 0 | 0 | 0 | 0 | 0 | 0 | 0 | 0 | 0 | 0 | 0 | 0 | 0 | 0 | 0 | 0 | 0 | 0 | 0 | 0 |  | 0 | 0 | 0 | 0 | 0 | 0 | 0 | 0 | 0 | 0 | 0 | 0 | 0 | 0 | 0 | 0 | 0 | 0 | 0 | 0 | 0 | 0 | 0 | 0 | 0 | 0 | 0 | 0 | 0 | 0 | 0 | 0 | 0 | 0 | 0 | 0 |  |  | 1
| 203 | Intelligent Air Technology LDC Innovation Fund Pilot Program | 0 | 0 | 0 | 0 | 0 | 0 | 0 | 0 | 0 | 0 | 0 | 0 | 0 | 0 | 0 | 0 | 0 | 0 | 0 | 0 | 0 | 0 | 0 | 0 | 0 | 0 | 0 | 0 | 0 | 0 | 0 | 0 | 0 | 0 | 0 | 0 |  | 0 | 0 | 0 | 0 | 0 | 0 | 0 | 0 | 0 | 0 | 0 | 0 | 0 | 0 | 0 | 0 | 0 | 0 | 0 | 0 | 0 | 0 | 0 | 0 | 0 | 0 | 0 | 0 | 0 | 0 | 0 | 0 | 0 | 0 | 0 | 0 |  |  | 0 | 0 | 0 | 0 | 0 | 0 | 0 | 0 | 0 | 0 | 0 | 0 | 0 | 0 | 0 | 0 | 0 | 0 | 0 | 0 | 0 | 0 | 0 | 0 | 0 | 0 | 0 | 0 | 0 | 0 | 0 | 0 | 0 | 0 | 0 | 0 |  | 0 | 0 | 0 | 0 | 0 | 0 | 0 | 0 | 0 | 0 | 0 | 0 | 0 | 0 | 0 | 0 | 0 | 0 | 0 | 0 | 0 | 0 | 0 | 0 | 0 | 0 | 0 | 0 | 0 | 0 | 0 | 0 | 0 | 0 | 0 | 0 |  |  | 1
| 204 | OPsaver LDC Innovation Fund Pilot Program | 0 | 0 | 0 | 0 | 0 | 0 | 0 | 0 | 0 | 0 | 0 | 0 | 0 | 0 | 0 | 0 | 0 | 0 | 0 | 0 | 0 | 0 | 0 | 0 | 0 | 0 | 0 | 0 | 0 | 0 | 0 | 0 | 0 | 0 | 0 | 0 |  | 0 | 0 | 0 | 0 | 0 | 0 | 0 | 0 | 0 | 0 | 0 | 0 | 0 | 0 | 0 | 0 | 0 | 0 | 0 | 0 | 0 | 0 | 0 | 0 | 0 | 0 | 0 | 0 | 0 | 0 | 0 | 0 | 0 | 0 | 0 | 0 |  |  | 0 | 0 | 0 | 0 | 0 | 0 | 0 | 0 | 0 | 0 | 0 | 0 | 0 | 0 | 0 | 0 | 0 | 0 | 0 | 0 | 0 | 0 | 0 | 0 | 0 | 0 | 0 | 0 | 0 | 0 | 0 | 0 | 0 | 0 | 0 | 0 |  | 0 | 0 | 0 | 0 | 0 | 0 | 0 | 0 | 0 | 0 | 0 | 0 | 0 | 0 | 0 | 0 | 0 | 0 | 0 | 0 | 0 | 0 | 0 | 0 | 0 | 0 | 0 | 0 | 0 | 0 | 0 | 0 | 0 | 0 | 0 | 0 |  |  | 1
| 205 | PUMPsaver LDC Innovation Fund Pilot Program | 0 | 0 | 0 | 0 | 0 | 0 | 0 | 0 | 0 | 0 | 0 | 0 | 0 | 0 | 0 | 0 | 0 | 0 | 0 | 0 | 0 | 0 | 0 | 0 | 0 | 0 | 0 | 0 | 0 | 0 | 0 | 0 | 0 | 0 | 0 | 0 |  | 0 | 0 | 0 | 0 | 0 | 0 | 0 | 0 | 0 | 0 | 0 | 0 | 0 | 0 | 0 | 0 | 0 | 0 | 0 | 0 | 0 | 0 | 0 | 0 | 0 | 0 | 0 | 0 | 0 | 0 | 0 | 0 | 0 | 0 | 0 | 0 |  |  | 0 | 0 | 0 | 0 | 0 | 0 | 0 | 0 | 0 | 0 | 0 | 0 | 0 | 0 | 0 | 0 | 0 | 0 | 0 | 0 | 0 | 0 | 0 | 0 | 0 | 0 | 0 | 0 | 0 | 0 | 0 | 0 | 0 | 0 | 0 | 0 |  | 0 | 0 | 0 | 0 | 0 | 0 | 0 | 0 | 0 | 0 | 0 | 0 | 0 | 0 | 0 | 0 | 0 | 0 | 0 | 0 | 0 | 0 | 0 | 0 | 0 | 0 | 0 | 0 | 0 | 0 | 0 | 0 | 0 | 0 | 0 | 0 |  |  | 1
| 206 | Residential Direct Install LDC Innovation Fund Pilot Program | 0 | 0 | 0 | 0 | 0 | 0 | 0 | 0 | 0 | 0 | 0 | 0 | 0 | 0 | 0 | 0 | 0 | 0 | 0 | 0 | 0 | 0 | 0 | 0 | 0 | 0 | 0 | 0 | 0 | 0 | 0 | 0 | 0 | 0 | 0 | 0 |  | 0 | 0 | 0 | 0 | 0 | 0 | 0 | 0 | 0 | 0 | 0 | 0 | 0 | 0 | 0 | 0 | 0 | 0 | 0 | 0 | 0 | 0 | 0 | 0 | 0 | 0 | 0 | 0 | 0 | 0 | 0 | 0 | 0 | 0 | 0 | 0 |  |  | 0 | 0 | 0 | 0 | 0 | 0 | 0 | 0 | 0 | 0 | 0 | 0 | 0 | 0 | 0 | 0 | 0 | 0 | 0 | 0 | 0 | 0 | 0 | 0 | 0 | 0 | 0 | 0 | 0 | 0 | 0 | 0 | 0 | 0 | 0 | 0 |  | 0 | 0 | 0 | 0 | 0 | 0 | 0 | 0 | 0 | 0 | 0 | 0 | 0 | 0 | 0 | 0 | 0 | 0 | 0 | 0 | 0 | 0 | 0 | 0 | 0 | 0 | 0 | 0 | 0 | 0 | 0 | 0 | 0 | 0 | 0 | 0 |  |  | 1
| 207 | Residential Direct Mail LDC Innovation Fund Pilot Program | 0 | 0 | 0 | 0 | 0 | 0 | 0 | 0 | 0 | 0 | 0 | 0 | 0 | 0 | 0 | 0 | 0 | 0 | 0 | 0 | 0 | 0 | 0 | 0 | 0 | 0 | 0 | 0 | 0 | 0 | 0 | 0 | 0 | 0 | 0 | 0 |  | 0 | 0 | 0 | 0 | 0 | 0 | 0 | 0 | 0 | 0 | 0 | 0 | 0 | 0 | 0 | 0 | 0 | 0 | 0 | 0 | 0 | 0 | 0 | 0 | 0 | 0 | 0 | 0 | 0 | 0 | 0 | 0 | 0 | 0 | 0 | 0 |  |  | 0 | 0 | 0 | 0 | 0 | 0 | 0 | 0 | 0 | 0 | 0 | 0 | 0 | 0 | 0 | 0 | 0 | 0 | 0 | 0 | 0 | 0 | 0 | 0 | 0 | 0 | 0 | 0 | 0 | 0 | 0 | 0 | 0 | 0 | 0 | 0 |  | 0 | 0 | 0 | 0 | 0 | 0 | 0 | 0 | 0 | 0 | 0 | 0 | 0 | 0 | 0 | 0 | 0 | 0 | 0 | 0 | 0 | 0 | 0 | 0 | 0 | 0 | 0 | 0 | 0 | 0 | 0 | 0 | 0 | 0 | 0 | 0 |  |  | 1
| 208 | Residential Ductless Heat Pump LDC Innovation Fund Pilot Program | 0 | 0 | 0 | 0 | 0 | 0 | 0 | 0 | 0 | 0 | 0 | 0 | 0 | 0 | 0 | 0 | 0 | 0 | 0 | 0 | 0 | 0 | 0 | 0 | 0 | 0 | 0 | 0 | 0 | 0 | 0 | 0 | 0 | 0 | 0 | 0 |  | 0 | 0 | 0 | 0 | 0 | 0 | 0 | 0 | 0 | 0 | 0 | 0 | 0 | 0 | 0 | 0 | 0 | 0 | 0 | 0 | 0 | 0 | 0 | 0 | 0 | 0 | 0 | 0 | 0 | 0 | 0 | 0 | 0 | 0 | 0 | 0 |  |  | 0 | 0 | 0 | 0 | 0 | 0 | 0 | 0 | 0 | 0 | 0 | 0 | 0 | 0 | 0 | 0 | 0 | 0 | 0 | 0 | 0 | 0 | 0 | 0 | 0 | 0 | 0 | 0 | 0 | 0 | 0 | 0 | 0 | 0 | 0 | 0 |  | 0 | 0 | 0 | 0 | 0 | 0 | 0 | 0 | 0 | 0 | 0 | 0 | 0 | 0 | 0 | 0 | 0 | 0 | 0 | 0 | 0 | 0 | 0 | 0 | 0 | 0 | 0 | 0 | 0 | 0 | 0 | 0 | 0 | 0 | 0 | 0 |  |  | 1
| 209 | Retrocomissioning LDC Innovation Fund Pilot Program | 0 | 0 | 0 | 0 | 0 | 0 | 0 | 0 | 0 | 0 | 0 | 0 | 0 | 0 | 0 | 0 | 0 | 0 | 0 | 0 | 0 | 0 | 0 | 0 | 0 | 0 | 0 | 0 | 0 | 0 | 0 | 0 | 0 | 0 | 0 | 0 |  | 0 | 0 | 0 | 0 | 0 | 0 | 0 | 0 | 0 | 0 | 0 | 0 | 0 | 0 | 0 | 0 | 0 | 0 | 0 | 0 | 0 | 0 | 0 | 0 | 0 | 0 | 0 | 0 | 0 | 0 | 0 | 0 | 0 | 0 | 0 | 0 |  |  | 0 | 0 | 0 | 0 | 0 | 0 | 0 | 0 | 0 | 0 | 0 | 0 | 0 | 0 | 0 | 0 | 0 | 0 | 0 | 0 | 0 | 0 | 0 | 0 | 0 | 0 | 0 | 0 | 0 | 0 | 0 | 0 | 0 | 0 | 0 | 0 |  | 0 | 0 | 0 | 0 | 0 | 0 | 0 | 0 | 0 | 0 | 0 | 0 | 0 | 0 | 0 | 0 | 0 | 0 | 0 | 0 | 0 | 0 | 0 | 0 | 0 | 0 | 0 | 0 | 0 | 0 | 0 | 0 | 0 | 0 | 0 | 0 |  |  | 1
| 210 | RTUsaver LDC Innovation Fund Pilot Program | 0 | 0 | 0 | 0 | 0 | 0 | 0 | 0 | 0 | 0 | 0 | 0 | 0 | 0 | 0 | 0 | 0 | 0 | 0 | 0 | 0 | 0 | 0 | 0 | 0 | 0 | 0 | 0 | 0 | 0 | 0 | 0 | 0 | 0 | 0 | 0 |  | 0 | 0 | 0 | 0 | 0 | 0 | 0 | 0 | 0 | 0 | 0 | 0 | 0 | 0 | 0 | 0 | 0 | 0 | 0 | 0 | 0 | 0 | 0 | 0 | 0 | 0 | 0 | 0 | 0 | 0 | 0 | 0 | 0 | 0 | 0 | 0 |  |  | 0 | 0 | 0 | 0 | 0 | 0 | 0 | 0 | 0 | 0 | 0 | 0 | 0 | 0 | 0 | 0 | 0 | 0 | 0 | 0 | 0 | 0 | 0 | 0 | 0 | 0 | 0 | 0 | 0 | 0 | 0 | 0 | 0 | 0 | 0 | 0 |  | 0 | 0 | 0 | 0 | 0 | 0 | 0 | 0 | 0 | 0 | 0 | 0 | 0 | 0 | 0 | 0 | 0 | 0 | 0 | 0 | 0 | 0 | 0 | 0 | 0 | 0 | 0 | 0 | 0 | 0 | 0 | 0 | 0 | 0 | 0 | 0 |  |  | 1
| 211 | Small & Medium Business Energy Management System LDC Innovation Fund Pilot Program | 0 | 0 | 0 | 0 | 0 | 0 | 0 | 0 | 0 | 0 | 0 | 0 | 0 | 0 | 0 | 0 | 0 | 0 | 0 | 0 | 0 | 0 | 0 | 0 | 0 | 0 | 0 | 0 | 0 | 0 | 0 | 0 | 0 | 0 | 0 | 0 |  | 0 | 0 | 0 | 0 | 0 | 0 | 0 | 0 | 0 | 0 | 0 | 0 | 0 | 0 | 0 | 0 | 0 | 0 | 0 | 0 | 0 | 0 | 0 | 0 | 0 | 0 | 0 | 0 | 0 | 0 | 0 | 0 | 0 | 0 | 0 | 0 |  |  | 0 | 0 | 0 | 0 | 0 | 0 | 0 | 0 | 0 | 0 | 0 | 0 | 0 | 0 | 0 | 0 | 0 | 0 | 0 | 0 | 0 | 0 | 0 | 0 | 0 | 0 | 0 | 0 | 0 | 0 | 0 | 0 | 0 | 0 | 0 | 0 |  | 0 | 0 | 0 | 0 | 0 | 0 | 0 | 0 | 0 | 0 | 0 | 0 | 0 | 0 | 0 | 0 | 0 | 0 | 0 | 0 | 0 | 0 | 0 | 0 | 0 | 0 | 0 | 0 | 0 | 0 | 0 | 0 | 0 | 0 | 0 | 0 |  |  | 1
| 212 | Solar Powered Attic Ventilation LDC Innovation Fund Pilot Program | 0 | 0 | 0 | 0 | 0 | 0 | 0 | 0 | 0 | 0 | 0 | 0 | 0 | 0 | 0 | 0 | 0 | 0 | 0 | 0 | 0 | 0 | 0 | 0 | 0 | 0 | 0 | 0 | 0 | 0 | 0 | 0 | 0 | 0 | 0 | 0 |  | 0 | 0 | 0 | 0 | 0 | 0 | 0 | 0 | 0 | 0 | 0 | 0 | 0 | 0 | 0 | 0 | 0 | 0 | 0 | 0 | 0 | 0 | 0 | 0 | 0 | 0 | 0 | 0 | 0 | 0 | 0 | 0 | 0 | 0 | 0 | 0 |  |  | 0 | 0 | 0 | 0 | 0 | 0 | 0 | 0 | 0 | 0 | 0 | 0 | 0 | 0 | 0 | 0 | 0 | 0 | 0 | 0 | 0 | 0 | 0 | 0 | 0 | 0 | 0 | 0 | 0 | 0 | 0 | 0 | 0 | 0 | 0 | 0 |  | 0 | 0 | 0 | 0 | 0 | 0 | 0 | 0 | 0 | 0 | 0 | 0 | 0 | 0 | 0 | 0 | 0 | 0 | 0 | 0 | 0 | 0 | 0 | 0 | 0 | 0 | 0 | 0 | 0 | 0 | 0 | 0 | 0 | 0 | 0 | 0 |  |  | 1
| 213 | Toronto Hydro – Enbridge Joint Low-Income Program LDC Innovation Fund Pilot Program | 0 | 0 | 0 | 0 | 0 | 0 | 0 | 0 | 0 | 0 | 0 | 0 | 0 | 0 | 0 | 0 | 0 | 0 | 0 | 0 | 0 | 0 | 0 | 0 | 0 | 0 | 0 | 0 | 0 | 0 | 0 | 0 | 0 | 0 | 0 | 0 |  | 0 | 0 | 0 | 0 | 0 | 0 | 0 | 0 | 0 | 0 | 0 | 0 | 0 | 0 | 0 | 0 | 0 | 0 | 0 | 0 | 0 | 0 | 0 | 0 | 0 | 0 | 0 | 0 | 0 | 0 | 0 | 0 | 0 | 0 | 0 | 0 |  |  | 0 | 0 | 0 | 0 | 0 | 0 | 0 | 0 | 0 | 0 | 0 | 0 | 0 | 0 | 0 | 0 | 0 | 0 | 0 | 0 | 0 | 0 | 0 | 0 | 0 | 0 | 0 | 0 | 0 | 0 | 0 | 0 | 0 | 0 | 0 | 0 |  | 0 | 0 | 0 | 0 | 0 | 0 | 0 | 0 | 0 | 0 | 0 | 0 | 0 | 0 | 0 | 0 | 0 | 0 | 0 | 0 | 0 | 0 | 0 | 0 | 0 | 0 | 0 | 0 | 0 | 0 | 0 | 0 | 0 | 0 | 0 | 0 |  |  | 1
| 214 | Truckload Event LDC Innovation Fund Pilot Program | 0 | 0 | 0 | 0 | 0 | 0 | 0 | 0 | 0 | 0 | 0 | 0 | 0 | 0 | 0 | 0 | 0 | 0 | 0 | 0 | 0 | 0 | 0 | 0 | 0 | 0 | 0 | 0 | 0 | 0 | 0 | 0 | 0 | 0 | 0 | 0 |  | 0 | 0 | 0 | 0 | 0 | 0 | 0 | 0 | 0 | 0 | 0 | 0 | 0 | 0 | 0 | 0 | 0 | 0 | 0 | 0 | 0 | 0 | 0 | 0 | 0 | 0 | 0 | 0 | 0 | 0 | 0 | 0 | 0 | 0 | 0 | 0 |  |  | 0 | 0 | 0 | 0 | 0 | 0 | 0 | 0 | 0 | 0 | 0 | 0 | 0 | 0 | 0 | 0 | 0 | 0 | 0 | 0 | 0 | 0 | 0 | 0 | 0 | 0 | 0 | 0 | 0 | 0 | 0 | 0 | 0 | 0 | 0 | 0 |  | 0 | 0 | 0 | 0 | 0 | 0 | 0 | 0 | 0 | 0 | 0 | 0 | 0 | 0 | 0 | 0 | 0 | 0 | 0 | 0 | 0 | 0 | 0 | 0 | 0 | 0 | 0 | 0 | 0 | 0 | 0 | 0 | 0 | 0 | 0 | 0 |  |  | 1
| 215 | Industrial Accelerator Program | 0 | 0 | 0 | 0 | 0 | 0 | 0 | 0 | 0 | 0 | 0 | 0 | 0 | 0 | 0 | 0 | 0 | 0 | 0 | 0 | 0 | 0 | 0 | 0 | 0 | 0 | 0 | 0 | 0 | 0 | 0 | 0 | 0 | 0 | 0 | 0 |  | 0 | 0 | 0 | 0 | 0 | 0 | 0 | 0 | 0 | 0 | 0 | 0 | 0 | 0 | 0 | 0 | 0 | 0 | 0 | 0 | 0 | 0 | 0 | 0 | 0 | 0 | 0 | 0 | 0 | 0 | 0 | 0 | 0 | 0 | 0 | 0 |  |  | 0 | 0 | 0 | 0 | 0 | 0 | 0 | 0 | 0 | 0 | 0 | 0 | 0 | 0 | 0 | 0 | 0 | 0 | 0 | 0 | 0 | 0 | 0 | 0 | 0 | 0 | 0 | 0 | 0 | 0 | 0 | 0 | 0 | 0 | 0 | 0 |  | 0 | 0 | 0 | 0 | 0 | 0 | 0 | 0 | 0 | 0 | 0 | 0 | 0 | 0 | 0 | 0 | 0 | 0 | 0 | 0 | 0 | 0 | 0 | 0 | 0 | 0 | 0 | 0 | 0 | 0 | 0 | 0 | 0 | 0 | 0 | 0 |  |  | 1
| 216 | Save on Energy Energy Performance Program for Multi-Site Customers | 0 | 0 | 0 | 0 | 0 | 0 | 0 | 0 | 0 | 0 | 0 | 0 | 0 | 0 | 0 | 0 | 0 | 0 | 0 | 0 | 0 | 0 | 0 | 0 | 0 | 0 | 0 | 0 | 0 | 0 | 0 | 0 | 0 | 0 | 0 | 0 |  | 0 | 0 | 0 | 0 | 0 | 0 | 0 | 0 | 0 | 0 | 0 | 0 | 0 | 0 | 0 | 0 | 0 | 0 | 0 | 0 | 0 | 0 | 0 | 0 | 0 | 0 | 0 | 0 | 0 | 0 | 0 | 0 | 0 | 0 | 0 | 0 |  |  | 0 | 0 | 0 | 0 | 0 | 0 | 0 | 0 | 0 | 0 | 0 | 0 | 0 | 0 | 0 | 0 | 0 | 0 | 0 | 0 | 0 | 0 | 0 | 0 | 0 | 0 | 0 | 0 | 0 | 0 | 0 | 0 | 0 | 0 | 0 | 0 |  | 0 | 0 | 0 | 0 | 0 | 0 | 0 | 0 | 0 | 0 | 0 | 0 | 0 | 0 | 0 | 0 | 0 | 0 | 0 | 0 | 0 | 0 | 0 | 0 | 0 | 0 | 0 | 0 | 0 | 0 | 0 | 0 | 0 | 0 | 0 | 0 |  |  | 1
| 217 | Whole Home Pilot Program | 0 | 0 | 0 | 0 | 0 | 0 | 0 | 0 | 0 | 0 | 0 | 0 | 0 | 0 | 0 | 0 | 0 | 0 | 0 | 0 | 0 | 0 | 0 | 0 | 0 | 0 | 0 | 0 | 0 | 0 | 0 | 0 | 0 | 0 | 0 | 0 |  | 0 | 0 | 0 | 0 | 0 | 0 | 0 | 0 | 0 | 0 | 0 | 0 | 0 | 0 | 0 | 0 | 0 | 0 | 0 | 0 | 0 | 0 | 0 | 0 | 0 | 0 | 0 | 0 | 0 | 0 | 0 | 0 | 0 | 0 | 0 | 0 |  |  | 0 | 0 | 0 | 0 | 0 | 0 | 0 | 0 | 0 | 0 | 0 | 0 | 0 | 0 | 0 | 0 | 0 | 0 | 0 | 0 | 0 | 0 | 0 | 0 | 0 | 0 | 0 | 0 | 0 | 0 | 0 | 0 | 0 | 0 | 0 | 0 |  | 0 | 0 | 0 | 0 | 0 | 0 | 0 | 0 | 0 | 0 | 0 | 0 | 0 | 0 | 0 | 0 | 0 | 0 | 0 | 0 | 0 | 0 | 0 | 0 | 0 | 0 | 0 | 0 | 0 | 0 | 0 | 0 | 0 | 0 | 0 | 0 |  |  | 1
| 218 | Save on Energy Retrofit Program Enabled Savings | 0 | 0 | 0 | 0 | 0 | 0 | 0 | 0 | 0 | 0 | 0 | 0 | 0 | 0 | 0 | 0 | 0 | 0 | 0 | 0 | 0 | 0 | 0 | 0 | 0 | 0 | 0 | 0 | 0 | 0 | 0 | 0 | 0 | 0 | 0 | 0 |  | 0 | 0 | 0 | 0 | 0 | 0 | 0 | 0 | 0 | 0 | 0 | 0 | 0 | 0 | 0 | 0 | 0 | 0 | 0 | 0 | 0 | 0 | 0 | 0 | 0 | 0 | 0 | 0 | 0 | 0 | 0 | 0 | 0 | 0 | 0 | 0 |  |  | 0 | 0 | 0 | 0 | 0 | 0 | 0 | 0 | 0 | 0 | 0 | 0 | 0 | 0 | 0 | 0 | 0 | 0 | 0 | 0 | 0 | 0 | 0 | 0 | 0 | 0 | 0 | 0 | 0 | 0 | 0 | 0 | 0 | 0 | 0 | 0 |  | 0 | 0 | 0 | 0 | 0 | 0 | 0 | 0 | 0 | 0 | 0 | 0 | 0 | 0 | 0 | 0 | 0 | 0 | 0 | 0 | 0 | 0 | 0 | 0 | 0 | 0 | 0 | 0 | 0 | 0 | 0 | 0 | 0 | 0 | 0 | 0 |  |  | 1
| 219 | Save on Energy High Performance New Construction Program Enabled Savings | 0 | 0 | 0 | 0 | 0 | 0 | 0 | 0 | 0 | 0 | 0 | 0 | 0 | 0 | 0 | 0 | 0 | 0 | 0 | 0 | 0 | 0 | 0 | 0 | 0 | 0 | 0 | 0 | 0 | 0 | 0 | 0 | 0 | 0 | 0 | 0 |  | 0 | 0 | 0 | 0 | 0 | 0 | 0 | 0 | 0 | 0 | 0 | 0 | 0 | 0 | 0 | 0 | 0 | 0 | 0 | 0 | 0 | 0 | 0 | 0 | 0 | 0 | 0 | 0 | 0 | 0 | 0 | 0 | 0 | 0 | 0 | 0 |  |  | 0 | 0 | 0 | 0 | 0 | 0 | 0 | 0 | 0 | 0 | 0 | 0 | 0 | 0 | 0 | 0 | 0 | 0 | 0 | 0 | 0 | 0 | 0 | 0 | 0 | 0 | 0 | 0 | 0 | 0 | 0 | 0 | 0 | 0 | 0 | 0 |  | 0 | 0 | 0 | 0 | 0 | 0 | 0 | 0 | 0 | 0 | 0 | 0 | 0 | 0 | 0 | 0 | 0 | 0 | 0 | 0 | 0 | 0 | 0 | 0 | 0 | 0 | 0 | 0 | 0 | 0 | 0 | 0 | 0 | 0 | 0 | 0 |  |  | 1
| 220 | Save on Energy Process & Systems Upgrades Program Enabled Savings | 0 | 0 | 0 | 0 | 0 | 0 | 0 | 0 | 0 | 0 | 0 | 0 | 0 | 0 | 0 | 0 | 0 | 0 | 0 | 0 | 0 | 0 | 0 | 0 | 0 | 0 | 0 | 0 | 0 | 0 | 0 | 0 | 0 | 0 | 0 | 0 |  | 0 | 0 | 0 | 0 | 0 | 0 | 0 | 0 | 0 | 0 | 0 | 0 | 0 | 0 | 0 | 0 | 0 | 0 | 0 | 0 | 0 | 0 | 0 | 0 | 0 | 0 | 0 | 0 | 0 | 0 | 0 | 0 | 0 | 0 | 0 | 0 |  |  | 0 | 0 | 0 | 0 | 0 | 0 | 0 | 0 | 0 | 0 | 0 | 0 | 0 | 0 | 0 | 0 | 0 | 0 | 0 | 0 | 0 | 0 | 0 | 0 | 0 | 0 | 0 | 0 | 0 | 0 | 0 | 0 | 0 | 0 | 0 | 0 |  | 0 | 0 | 0 | 0 | 0 | 0 | 0 | 0 | 0 | 0 | 0 | 0 | 0 | 0 | 0 | 0 | 0 | 0 | 0 | 0 | 0 | 0 | 0 | 0 | 0 | 0 | 0 | 0 | 0 | 0 | 0 | 0 | 0 | 0 | 0 | 0 |  |  | 1
| 221 | Non-Approved Program | 0 | 0 | 0 | 0 | 0 | 0 | 0 | 0 | 0 | 0 | 0 | 0 | 0 | 0 | 0 | 0 | 0 | 0 | 0 | 0 | 0 | 0 | 0 | 0 | 0 | 0 | 0 | 0 | 0 | 0 | 0 | 0 | 0 | 0 | 0 | 0 |  | 0 | 0 | 0 | 0 | 0 | 0 | 0 | 0 | 0 | 0 | 0 | 0 | 0 | 0 | 0 | 0 | 0 | 0 | 0 | 0 | 0 | 0 | 0 | 0 | 0 | 0 | 0 | 0 | 0 | 0 | 0 | 0 | 0 | 0 | 0 | 0 |  |  | 0 | 0 | 0 | 0 | 0 | 0 | 0 | 0 | 0 | 0 | 0 | 0 | 0 | 0 | 0 | 0 | 0 | 0 | 0 | 0 | 0 | 0 | 0 | 0 | 0 | 0 | 0 | 0 | 0 | 0 | 0 | 0 | 0 | 0 | 0 | 0 |  | 0 | 0 | 0 | 0 | 0 | 0 | 0 | 0 | 0 | 0 | 0 | 0 | 0 | 0 | 0 | 0 | 0 | 0 | 0 | 0 | 0 | 0 | 0 | 0 | 0 | 0 | 0 | 0 | 0 | 0 | 0 | 0 | 0 | 0 | 0 | 0 |  |  | 1
| 222 | Unassigned Program | 0 | 0 | 0 | 0 | 0 | 0 | 0 | 0 | 0 | 0 | 0 | 0 | 0 | 0 | 0 | 0 | 0 | 0 | 0 | 0 | 0 | 0 | 0 | 0 | 0 | 0 | 0 | 0 | 0 | 0 | 0 | 0 | 0 | 0 | 0 | 0 |  | 0 | 0 | 0 | 0 | 0 | 0 | 0 | 0 | 0 | 0 | 0 | 0 | 0 | 0 | 0 | 0 | 0 | 0 | 0 | 0 | 0 | 0 | 0 | 0 | 0 | 0 | 0 | 0 | 0 | 0 | 0 | 0 | 0 | 0 | 0 | 0 |  |  | 0 | 0 | 0 | 0 | 0 | 0 | 0 | 0 | 0 | 0 | 0 | 0 | 0 | 0 | 0 | 0 | 0 | 0 | 0 | 0 | 0 | 0 | 0 | 0 | 0 | 0 | 0 | 0 | 0 | 0 | 0 | 0 | 0 | 0 | 0 | 0 |  | 0 | 0 | 0 | 0 | 0 | 0 | 0 | 0 | 0 | 0 | 0 | 0 | 0 | 0 | 0 | 0 | 0 | 0 | 0 | 0 | 0 | 0 | 0 | 0 | 0 | 0 | 0 | 0 | 0 | 0 | 0 | 0 | 0 | 0 | 0 | 0 |  |  | 1
| 223 | Conservation Voltage Reduction Conservation Fund Pilot Program | 0 | 0 | 0 | 0 | 0 | 0 | 0 | 0 | 0 | 0 | 0 | 0 | 0 | 0 | 0 | 0 | 0 | 0 | 0 | 0 | 0 | 0 | 0 | 0 | 0 | 0 | 0 | 0 | 0 | 0 | 0 | 0 | 0 | 0 | 0 | 0 |  | 0 | 0 | 0 | 0 | 0 | 0 | 0 | 0 | 0 | 0 | 0 | 0 | 0 | 0 | 0 | 0 | 0 | 0 | 0 | 0 | 0 | 0 | 0 | 0 | 0 | 0 | 0 | 0 | 0 | 0 | 0 | 0 | 0 | 0 | 0 | 0 |  |  | 0 | 0 | 0 | 0 | 0 | 0 | 0 | 0 | 0 | 0 | 0 | 0 | 0 | 0 | 0 | 0 | 0 | 0 | 0 | 0 | 0 | 0 | 0 | 0 | 0 | 0 | 0 | 0 | 0 | 0 | 0 | 0 | 0 | 0 | 0 | 0 |  | 0 | 0 | 0 | 0 | 0 | 0 | 0 | 0 | 0 | 0 | 0 | 0 | 0 | 0 | 0 | 0 | 0 | 0 | 0 | 0 | 0 | 0 | 0 | 0 | 0 | 0 | 0 | 0 | 0 | 0 | 0 | 0 | 0 | 0 | 0 | 0 |  |  | 1
| 224 | EnerNOC Conservation Fund Pilot Program | 0 | 0 | 0 | 0 | 0 | 0 | 0 | 0 | 0 | 0 | 0 | 0 | 0 | 0 | 0 | 0 | 0 | 0 | 0 | 0 | 0 | 0 | 0 | 0 | 0 | 0 | 0 | 0 | 0 | 0 | 0 | 0 | 0 | 0 | 0 | 0 |  | 0 | 0 | 0 | 0 | 0 | 0 | 0 | 0 | 0 | 0 | 0 | 0 | 0 | 0 | 0 | 0 | 0 | 0 | 0 | 0 | 0 | 0 | 0 | 0 | 0 | 0 | 0 | 0 | 0 | 0 | 0 | 0 | 0 | 0 | 0 | 0 |  |  | 0 | 0 | 0 | 0 | 0 | 0 | 0 | 0 | 0 | 0 | 0 | 0 | 0 | 0 | 0 | 0 | 0 | 0 | 0 | 0 | 0 | 0 | 0 | 0 | 0 | 0 | 0 | 0 | 0 | 0 | 0 | 0 | 0 | 0 | 0 | 0 |  | 0 | 0 | 0 | 0 | 0 | 0 | 0 | 0 | 0 | 0 | 0 | 0 | 0 | 0 | 0 | 0 | 0 | 0 | 0 | 0 | 0 | 0 | 0 | 0 | 0 | 0 | 0 | 0 | 0 | 0 | 0 | 0 | 0 | 0 | 0 | 0 |  |  | 1
| 225 | Home Depot Home Appliance Market Uplift Conservation Fund Pilot Program | 0 | 0 | 0 | 0 | 0 | 0 | 0 | 0 | 0 | 0 | 0 | 0 | 0 | 0 | 0 | 0 | 0 | 0 | 0 | 0 | 0 | 0 | 0 | 0 | 0 | 0 | 0 | 0 | 0 | 0 | 0 | 0 | 0 | 0 | 0 | 0 |  | 0 | 0 | 0 | 0 | 0 | 0 | 0 | 0 | 0 | 0 | 0 | 0 | 0 | 0 | 0 | 0 | 0 | 0 | 0 | 0 | 0 | 0 | 0 | 0 | 0 | 0 | 0 | 0 | 0 | 0 | 0 | 0 | 0 | 0 | 0 | 0 |  |  | 0 | 0 | 0 | 0 | 0 | 0 | 0 | 0 | 0 | 0 | 0 | 0 | 0 | 0 | 0 | 0 | 0 | 0 | 0 | 0 | 0 | 0 | 0 | 0 | 0 | 0 | 0 | 0 | 0 | 0 | 0 | 0 | 0 | 0 | 0 | 0 |  | 0 | 0 | 0 | 0 | 0 | 0 | 0 | 0 | 0 | 0 | 0 | 0 | 0 | 0 | 0 | 0 | 0 | 0 | 0 | 0 | 0 | 0 | 0 | 0 | 0 | 0 | 0 | 0 | 0 | 0 | 0 | 0 | 0 | 0 | 0 | 0 |  |  | 1
| 226 | Loblaw P4P Conservation Fund Pilot Program | 0 | 0 | 0 | 0 | 0 | 0 | 0 | 0 | 0 | 0 | 0 | 0 | 0 | 0 | 0 | 0 | 0 | 0 | 0 | 0 | 0 | 0 | 0 | 0 | 0 | 0 | 0 | 0 | 0 | 0 | 0 | 0 | 0 | 0 | 0 | 0 |  | 0 | 0 | 0 | 0 | 0 | 0 | 0 | 0 | 0 | 0 | 0 | 0 | 0 | 0 | 0 | 0 | 0 | 0 | 0 | 0 | 0 | 0 | 0 | 0 | 0 | 0 | 0 | 0 | 0 | 0 | 0 | 0 | 0 | 0 | 0 | 0 |  |  | 0 | 0 | 0 | 0 | 0 | 0 | 0 | 0 | 0 | 0 | 0 | 0 | 0 | 0 | 0 | 0 | 0 | 0 | 0 | 0 | 0 | 0 | 0 | 0 | 0 | 0 | 0 | 0 | 0 | 0 | 0 | 0 | 0 | 0 | 0 | 0 |  | 0 | 0 | 0 | 0 | 0 | 0 | 0 | 0 | 0 | 0 | 0 | 0 | 0 | 0 | 0 | 0 | 0 | 0 | 0 | 0 | 0 | 0 | 0 | 0 | 0 | 0 | 0 | 0 | 0 | 0 | 0 | 0 | 0 | 0 | 0 | 0 |  |  | 1
| 227 | Ontario Clean Water Agency P4P Conservation Fund Pilot Program | 0 | 0 | 0 | 0 | 0 | 0 | 0 | 0 | 0 | 0 | 0 | 0 | 0 | 0 | 0 | 0 | 0 | 0 | 0 | 0 | 0 | 0 | 0 | 0 | 0 | 0 | 0 | 0 | 0 | 0 | 0 | 0 | 0 | 0 | 0 | 0 |  | 0 | 0 | 0 | 0 | 0 | 0 | 0 | 0 | 0 | 0 | 0 | 0 | 0 | 0 | 0 | 0 | 0 | 0 | 0 | 0 | 0 | 0 | 0 | 0 | 0 | 0 | 0 | 0 | 0 | 0 | 0 | 0 | 0 | 0 | 0 | 0 |  |  | 0 | 0 | 0 | 0 | 0 | 0 | 0 | 0 | 0 | 0 | 0 | 0 | 0 | 0 | 0 | 0 | 0 | 0 | 0 | 0 | 0 | 0 | 0 | 0 | 0 | 0 | 0 | 0 | 0 | 0 | 0 | 0 | 0 | 0 | 0 | 0 |  | 0 | 0 | 0 | 0 | 0 | 0 | 0 | 0 | 0 | 0 | 0 | 0 | 0 | 0 | 0 | 0 | 0 | 0 | 0 | 0 | 0 | 0 | 0 | 0 | 0 | 0 | 0 | 0 | 0 | 0 | 0 | 0 | 0 | 0 | 0 | 0 |  |  | 1
| 228 | Performance Based Conservation Fund Pilot Program | 0 | 0 | 0 | 0 | 0 | 0 | 0 | 0 | 0 | 0 | 0 | 0 | 0 | 0 | 0 | 0 | 0 | 0 | 0 | 0 | 0 | 0 | 0 | 0 | 0 | 0 | 0 | 0 | 0 | 0 | 0 | 0 | 0 | 0 | 0 | 0 |  | 0 | 0 | 0 | 0 | 0 | 0 | 0 | 0 | 0 | 0 | 0 | 0 | 0 | 0 | 0 | 0 | 0 | 0 | 0 | 0 | 0 | 0 | 0 | 0 | 0 | 0 | 0 | 0 | 0 | 0 | 0 | 0 | 0 | 0 | 0 | 0 |  |  | 0 | 0 | 0 | 0 | 0 | 0 | 0 | 0 | 0 | 0 | 0 | 0 | 0 | 0 | 0 | 0 | 0 | 0 | 0 | 0 | 0 | 0 | 0 | 0 | 0 | 0 | 0 | 0 | 0 | 0 | 0 | 0 | 0 | 0 | 0 | 0 |  | 0 | 0 | 0 | 0 | 0 | 0 | 0 | 0 | 0 | 0 | 0 | 0 | 0 | 0 | 0 | 0 | 0 | 0 | 0 | 0 | 0 | 0 | 0 | 0 | 0 | 0 | 0 | 0 | 0 | 0 | 0 | 0 | 0 | 0 | 0 | 0 |  |  | 1
| 229 | Social Benchmarking Conservation Fund Pilot Program | 0 | 0 | 0 | 0 | 0 | 0 | 0 | 0 | 0 | 0 | 0 | 0 | 0 | 0 | 0 | 0 | 0 | 0 | 0 | 0 | 0 | 0 | 0 | 0 | 0 | 0 | 0 | 0 | 0 | 0 | 0 | 0 | 0 | 0 | 0 | 0 |  | 0 | 0 | 0 | 0 | 0 | 0 | 0 | 0 | 0 | 0 | 0 | 0 | 0 | 0 | 0 | 0 | 0 | 0 | 0 | 0 | 0 | 0 | 0 | 0 | 0 | 0 | 0 | 0 | 0 | 0 | 0 | 0 | 0 | 0 | 0 | 0 |  |  | 0 | 0 | 0 | 0 | 0 | 0 | 0 | 0 | 0 | 0 | 0 | 0 | 0 | 0 | 0 | 0 | 0 | 0 | 0 | 0 | 0 | 0 | 0 | 0 | 0 | 0 | 0 | 0 | 0 | 0 | 0 | 0 | 0 | 0 | 0 | 0 |  | 0 | 0 | 0 | 0 | 0 | 0 | 0 | 0 | 0 | 0 | 0 | 0 | 0 | 0 | 0 | 0 | 0 | 0 | 0 | 0 | 0 | 0 | 0 | 0 | 0 | 0 | 0 | 0 | 0 | 0 | 0 | 0 | 0 | 0 | 0 | 0 |  |  | 1
| 230 | Strategic Energy Group Conservation Fund Pilot Program | 0 | 0 | 0 | 0 | 0 | 0 | 0 | 0 | 0 | 0 | 0 | 0 | 0 | 0 | 0 | 0 | 0 | 0 | 0 | 0 | 0 | 0 | 0 | 0 | 0 | 0 | 0 | 0 | 0 | 0 | 0 | 0 | 0 | 0 | 0 | 0 |  | 0 | 0 | 0 | 0 | 0 | 0 | 0 | 0 | 0 | 0 | 0 | 0 | 0 | 0 | 0 | 0 | 0 | 0 | 0 | 0 | 0 | 0 | 0 | 0 | 0 | 0 | 0 | 0 | 0 | 0 | 0 | 0 | 0 | 0 | 0 | 0 |  |  | 0 | 0 | 0 | 0 | 0 | 0 | 0 | 0 | 0 | 0 | 0 | 0 | 0 | 0 | 0 | 0 | 0 | 0 | 0 | 0 | 0 | 0 | 0 | 0 | 0 | 0 | 0 | 0 | 0 | 0 | 0 | 0 | 0 | 0 | 0 | 0 |  | 0 | 0 | 0 | 0 | 0 | 0 | 0 | 0 | 0 | 0 | 0 | 0 | 0 | 0 | 0 | 0 | 0 | 0 | 0 | 0 | 0 | 0 | 0 | 0 | 0 | 0 | 0 | 0 | 0 | 0 | 0 | 0 | 0 | 0 | 0 | 0 |  |  | 1
| 231 | Appliance Retirement Initiative | 0 | 0 | 0 | 0 | 0 | 0 | 0 | 0 | 0 | 0 | 0 | 0 | 0 | 0 | 0 | 0 | 0 | 0 | 0 | 0 | 0 | 0 | 0 | 0 | 0 | 0 | 0 | 0 | 0 | 0 | 0 | 0 | 0 | 0 | 0 | 0 |  | 0 | 0 | 0 | 0 | 0 | 0 | 0 | 0 | 0 | 0 | 0 | 0 | 0 | 0 | 0 | 0 | 0 | 0 | 0 | 0 | 0 | 0 | 0 | 0 | 0 | 0 | 0 | 0 | 0 | 0 | 0 | 0 | 0 | 0 | 0 | 0 |  |  | 0 | 0 | 0 | 0 | 0 | 0 | 0 | 0 | 0 | 0 | 0 | 0 | 0 | 0 | 0 | 0 | 0 | 0 | 0 | 0 | 0 | 0 | 0 | 0 | 0 | 0 | 0 | 0 | 0 | 0 | 0 | 0 | 0 | 0 | 0 | 0 |  | 0 | 0 | 0 | 0 | 0 | 0 | 0 | 0 | 0 | 0 | 0 | 0 | 0 | 0 | 0 | 0 | 0 | 0 | 0 | 0 | 0 | 0 | 0 | 0 | 0 | 0 | 0 | 0 | 0 | 0 | 0 | 0 | 0 | 0 | 0 | 0 |  |  | 1
| 232 | Coupon Initiative | 0 | 0 | 0 | 0 | 0 | 0 | 0 | 0 | 0 | 0 | 0 | 0 | 0 | 0 | 0 | 0 | 0 | 0 | 0 | 0 | 0 | 0 | 0 | 0 | 0 | 0 | 0 | 0 | 0 | 0 | 0 | 0 | 0 | 0 | 0 | 0 |  | 0 | 0 | 0 | 0 | 0 | 0 | 0 | 0 | 0 | 0 | 0 | 0 | 0 | 0 | 0 | 0 | 0 | 0 | 0 | 0 | 0 | 0 | 0 | 0 | 0 | 0 | 0 | 0 | 0 | 0 | 0 | 0 | 0 | 0 | 0 | 0 |  |  | 0 | 0 | 0 | 0 | 0 | 0 | 0 | 0 | 0 | 0 | 0 | 0 | 0 | 0 | 0 | 0 | 0 | 0 | 0 | 0 | 0 | 0 | 0 | 0 | 0 | 0 | 0 | 0 | 0 | 0 | 0 | 0 | 0 | 0 | 0 | 0 |  | 0 | 0 | 0 | 0 | 0 | 0 | 0 | 0 | 0 | 0 | 0 | 0 | 0 | 0 | 0 | 0 | 0 | 0 | 0 | 0 | 0 | 0 | 0 | 0 | 0 | 0 | 0 | 0 | 0 | 0 | 0 | 0 | 0 | 0 | 0 | 0 |  |  | 1
| 233 | Bi-Annual Retailer Event Initiative | 0 | 0 | 0 | 0 | 0 | 0 | 0 | 0 | 0 | 0 | 0 | 0 | 0 | 0 | 0 | 0 | 0 | 0 | 0 | 0 | 0 | 0 | 0 | 0 | 0 | 0 | 0 | 0 | 0 | 0 | 0 | 0 | 0 | 0 | 0 | 0 |  | 0 | 0 | 0 | 0 | 0 | 0 | 0 | 0 | 0 | 0 | 0 | 0 | 0 | 0 | 0 | 0 | 0 | 0 | 0 | 0 | 0 | 0 | 0 | 0 | 0 | 0 | 0 | 0 | 0 | 0 | 0 | 0 | 0 | 0 | 0 | 0 |  |  | 0 | 0 | 0 | 0 | 0 | 0 | 0 | 0 | 0 | 0 | 0 | 0 | 0 | 0 | 0 | 0 | 0 | 0 | 0 | 0 | 0 | 0 | 0 | 0 | 0 | 0 | 0 | 0 | 0 | 0 | 0 | 0 | 0 | 0 | 0 | 0 |  | 0 | 0 | 0 | 0 | 0 | 0 | 0 | 0 | 0 | 0 | 0 | 0 | 0 | 0 | 0 | 0 | 0 | 0 | 0 | 0 | 0 | 0 | 0 | 0 | 0 | 0 | 0 | 0 | 0 | 0 | 0 | 0 | 0 | 0 | 0 | 0 |  |  | 1
| 234 | HVAC Incentives Initiative | 0 | 0 | 0 | 0 | 0 | 0 | 0 | 0 | 0 | 0 | 0 | 0 | 0 | 0 | 0 | 0 | 0 | 0 | 0 | 0 | 0 | 0 | 0 | 0 | 0 | 0 | 0 | 0 | 0 | 0 | 0 | 0 | 0 | 0 | 0 | 0 |  | 0 | 0 | 0 | 0 | 0 | 0 | 0 | 0 | 0 | 0 | 0 | 0 | 0 | 0 | 0 | 0 | 0 | 0 | 0 | 0 | 0 | 0 | 0 | 0 | 0 | 0 | 0 | 0 | 0 | 0 | 0 | 0 | 0 | 0 | 0 | 0 |  |  | 0 | 0 | 0 | 0 | 0 | 0 | 0 | 0 | 0 | 0 | 0 | 0 | 0 | 0 | 0 | 0 | 0 | 0 | 0 | 0 | 0 | 0 | 0 | 0 | 0 | 0 | 0 | 0 | 0 | 0 | 0 | 0 | 0 | 0 | 0 | 0 |  | 0 | 0 | 0 | 0 | 0 | 0 | 0 | 0 | 0 | 0 | 0 | 0 | 0 | 0 | 0 | 0 | 0 | 0 | 0 | 0 | 0 | 0 | 0 | 0 | 0 | 0 | 0 | 0 | 0 | 0 | 0 | 0 | 0 | 0 | 0 | 0 |  |  | 1
| 235 | Residential New Construction and Major Renovation Initiative | 0 | 0 | 0 | 0 | 0 | 0 | 0 | 0 | 0 | 0 | 0 | 0 | 0 | 0 | 0 | 0 | 0 | 0 | 0 | 0 | 0 | 0 | 0 | 0 | 0 | 0 | 0 | 0 | 0 | 0 | 0 | 0 | 0 | 0 | 0 | 0 |  | 0 | 0 | 0 | 0 | 0 | 0 | 0 | 0 | 0 | 0 | 0 | 0 | 0 | 0 | 0 | 0 | 0 | 0 | 0 | 0 | 0 | 0 | 0 | 0 | 0 | 0 | 0 | 0 | 0 | 0 | 0 | 0 | 0 | 0 | 0 | 0 |  |  | 0 | 0 | 0 | 0 | 0 | 0 | 0 | 0 | 0 | 0 | 0 | 0 | 0 | 0 | 0 | 0 | 0 | 0 | 0 | 0 | 0 | 0 | 0 | 0 | 0 | 0 | 0 | 0 | 0 | 0 | 0 | 0 | 0 | 0 | 0 | 0 |  | 0 | 0 | 0 | 0 | 0 | 0 | 0 | 0 | 0 | 0 | 0 | 0 | 0 | 0 | 0 | 0 | 0 | 0 | 0 | 0 | 0 | 0 | 0 | 0 | 0 | 0 | 0 | 0 | 0 | 0 | 0 | 0 | 0 | 0 | 0 | 0 |  |  | 1
| 236 | Energy Audit Initiative | 0 | 0 | 0 | 0 | 0 | 0 | 0 | 0 | 0 | 0 | 0 | 0 | 0 | 0 | 0 | 0 | 0 | 0 | 0 | 0 | 0 | 0 | 0 | 0 | 0 | 0 | 0 | 0 | 0 | 0 | 0 | 0 | 0 | 0 | 0 | 0 |  | 0 | 0 | 0 | 0 | 0 | 0 | 0 | 0 | 0 | 0 | 0 | 0 | 0 | 0 | 0 | 0 | 0 | 0 | 0 | 0 | 0 | 0 | 0 | 0 | 0 | 0 | 0 | 0 | 0 | 0 | 0 | 0 | 0 | 0 | 0 | 0 |  |  | 0 | 0 | 0 | 0 | 0 | 0 | 0 | 0 | 0 | 0 | 0 | 0 | 0 | 0 | 0 | 0 | 0 | 0 | 0 | 0 | 0 | 0 | 0 | 0 | 0 | 0 | 0 | 0 | 0 | 0 | 0 | 0 | 0 | 0 | 0 | 0 |  | 0 | 0 | 0 | 0 | 0 | 0 | 0 | 0 | 0 | 0 | 0 | 0 | 0 | 0 | 0 | 0 | 0 | 0 | 0 | 0 | 0 | 0 | 0 | 0 | 0 | 0 | 0 | 0 | 0 | 0 | 0 | 0 | 0 | 0 | 0 | 0 |  |  | 1
2015b | 237 | Efficiency: Equipment Replacement Incentive Initiative | -31876 | -31876 | 66364 | 96893 | 96893 | 96893 | 467396 | 467396 | 663296 | 618532 | 187759 | 73389 | 70878 | 70670 | 70670 | 50051 | 4380 | 4380 | 4380 | 4380 | 0 | 0 | 0 | 0 | 0 | 0 | 0 | 0 | 0 | 0 | 0 | 0 | 0 | 0 | 0 | 0 |  | -28 | -28 | 3 | 13 | 13 | 13 | 81 | 81 | 129 | 108 | 30 | 10 | 3 | 3 | 3 | 3 | 3 | 3 | 3 | 3 | 0 | 0 | 0 | 0 | 0 | 0 | 0 | 0 | 0 | 0 | 0 | 0 | 0 | 0 | 0 | 0 |  |  | -28439 | -28439 | 49530 | 73760 | 73760 | 73760 | 351272 | 351272 | 490581 | 454139 | 137196 | 55831 | 51169 | 51004 | 51004 | 36349 | 4486 | 4486 | 4486 | 4486 | 0 | 0 | 0 | 0 | 0 | 0 | 0 | 0 | 0 | 0 | 0 | 0 | 0 | 0 | 0 | 0 |  | -21 | -21 | 4 | 11 | 11 | 11 | 62 | 62 | 96 | 80 | 23 | 9 | 3 | 3 | 3 | 3 | 3 | 3 | 3 | 3 | 0 | 0 | 0 | 0 | 0 | 0 | 0 | 0 | 0 | 0 | 0 | 0 | 0 | 0 | 0 | 0 |  |  | 0
2015b | 238 | Direct Install Lighting and Water Heating Initiative | -48386 | -42463 | 5867 | 8188 | 8188 | 8188 | 8188 | 8188 | 8188 | 8188 | 8188 | 9742 | 0 | 0 | 0 | 0 | 0 | 0 | 0 | 0 | 0 | 0 | 0 | 0 | 0 | 0 | 0 | 0 | 0 | 0 | 0 | 0 | 0 | 0 | 0 | 0 |  | -14 | -12 | 2 | 3 | 3 | 3 | 3 | 3 | 3 | 3 | 3 | 3 | 0 | 0 | 0 | 0 | 0 | 0 | 0 | 0 | 0 | 0 | 0 | 0 | 0 | 0 | 0 | 0 | 0 | 0 | 0 | 0 | 0 | 0 | 0 | 0 |  |  | -43565 | -38232 | 5283 | 7372 | 7372 | 7372 | 7372 | 7372 | 7372 | 7372 | 7372 | 8772 | 0 | 0 | 0 | 0 | 0 | 0 | 0 | 0 | 0 | 0 | 0 | 0 | 0 | 0 | 0 | 0 | 0 | 0 | 0 | 0 | 0 | 0 | 0 | 0 |  | -12 | -11 | 2 | 2 | 2 | 2 | 2 | 2 | 2 | 2 | 2 | 3 | 0 | 0 | 0 | 0 | 0 | 0 | 0 | 0 | 0 | 0 | 0 | 0 | 0 | 0 | 0 | 0 | 0 | 0 | 0 | 0 | 0 | 0 | 0 | 0 |  |  | 0
| 239 | New Construction and Major Renovation Initiative | 0 | 0 | 0 | 0 | 0 | 0 | 0 | 0 | 0 | 0 | 0 | 0 | 0 | 0 | 0 | 0 | 0 | 0 | 0 | 0 | 0 | 0 | 0 | 0 | 0 | 0 | 0 | 0 | 0 | 0 | 0 | 0 | 0 | 0 | 0 | 0 |  | 0 | 0 | 0 | 0 | 0 | 0 | 0 | 0 | 0 | 0 | 0 | 0 | 0 | 0 | 0 | 0 | 0 | 0 | 0 | 0 | 0 | 0 | 0 | 0 | 0 | 0 | 0 | 0 | 0 | 0 | 0 | 0 | 0 | 0 | 0 | 0 |  |  | 0 | 0 | 0 | 0 | 0 | 0 | 0 | 0 | 0 | 0 | 0 | 0 | 0 | 0 | 0 | 0 | 0 | 0 | 0 | 0 | 0 | 0 | 0 | 0 | 0 | 0 | 0 | 0 | 0 | 0 | 0 | 0 | 0 | 0 | 0 | 0 |  | 0 | 0 | 0 | 0 | 0 | 0 | 0 | 0 | 0 | 0 | 0 | 0 | 0 | 0 | 0 | 0 | 0 | 0 | 0 | 0 | 0 | 0 | 0 | 0 | 0 | 0 | 0 | 0 | 0 | 0 | 0 | 0 | 0 | 0 | 0 | 0 |  |  | 1
| 240 | Existing Building Commissioning Incentive Initiative | 0 | 0 | 0 | 0 | 0 | 0 | 0 | 0 | 0 | 0 | 0 | 0 | 0 | 0 | 0 | 0 | 0 | 0 | 0 | 0 | 0 | 0 | 0 | 0 | 0 | 0 | 0 | 0 | 0 | 0 | 0 | 0 | 0 | 0 | 0 | 0 |  | 0 | 0 | 0 | 0 | 0 | 0 | 0 | 0 | 0 | 0 | 0 | 0 | 0 | 0 | 0 | 0 | 0 | 0 | 0 | 0 | 0 | 0 | 0 | 0 | 0 | 0 | 0 | 0 | 0 | 0 | 0 | 0 | 0 | 0 | 0 | 0 |  |  | 0 | 0 | 0 | 0 | 0 | 0 | 0 | 0 | 0 | 0 | 0 | 0 | 0 | 0 | 0 | 0 | 0 | 0 | 0 | 0 | 0 | 0 | 0 | 0 | 0 | 0 | 0 | 0 | 0 | 0 | 0 | 0 | 0 | 0 | 0 | 0 |  | 0 | 0 | 0 | 0 | 0 | 0 | 0 | 0 | 0 | 0 | 0 | 0 | 0 | 0 | 0 | 0 | 0 | 0 | 0 | 0 | 0 | 0 | 0 | 0 | 0 | 0 | 0 | 0 | 0 | 0 | 0 | 0 | 0 | 0 | 0 | 0 |  |  | 1
| 241 | Process and Systems Upgrades Initiatives - Project Incentive Initiative | 0 | 0 | 0 | 0 | 0 | 0 | 0 | 0 | 0 | 0 | 0 | 0 | 0 | 0 | 0 | 0 | 0 | 0 | 0 | 0 | 0 | 0 | 0 | 0 | 0 | 0 | 0 | 0 | 0 | 0 | 0 | 0 | 0 | 0 | 0 | 0 |  | 0 | 0 | 0 | 0 | 0 | 0 | 0 | 0 | 0 | 0 | 0 | 0 | 0 | 0 | 0 | 0 | 0 | 0 | 0 | 0 | 0 | 0 | 0 | 0 | 0 | 0 | 0 | 0 | 0 | 0 | 0 | 0 | 0 | 0 | 0 | 0 |  |  | 0 | 0 | 0 | 0 | 0 | 0 | 0 | 0 | 0 | 0 | 0 | 0 | 0 | 0 | 0 | 0 | 0 | 0 | 0 | 0 | 0 | 0 | 0 | 0 | 0 | 0 | 0 | 0 | 0 | 0 | 0 | 0 | 0 | 0 | 0 | 0 |  | 0 | 0 | 0 | 0 | 0 | 0 | 0 | 0 | 0 | 0 | 0 | 0 | 0 | 0 | 0 | 0 | 0 | 0 | 0 | 0 | 0 | 0 | 0 | 0 | 0 | 0 | 0 | 0 | 0 | 0 | 0 | 0 | 0 | 0 | 0 | 0 |  |  | 1
| 242 | Process and Systems Upgrades Initiatives - Energy Manager Initiative | 0 | 0 | 0 | 0 | 0 | 0 | 0 | 0 | 0 | 0 | 0 | 0 | 0 | 0 | 0 | 0 | 0 | 0 | 0 | 0 | 0 | 0 | 0 | 0 | 0 | 0 | 0 | 0 | 0 | 0 | 0 | 0 | 0 | 0 | 0 | 0 |  | 0 | 0 | 0 | 0 | 0 | 0 | 0 | 0 | 0 | 0 | 0 | 0 | 0 | 0 | 0 | 0 | 0 | 0 | 0 | 0 | 0 | 0 | 0 | 0 | 0 | 0 | 0 | 0 | 0 | 0 | 0 | 0 | 0 | 0 | 0 | 0 |  |  | 0 | 0 | 0 | 0 | 0 | 0 | 0 | 0 | 0 | 0 | 0 | 0 | 0 | 0 | 0 | 0 | 0 | 0 | 0 | 0 | 0 | 0 | 0 | 0 | 0 | 0 | 0 | 0 | 0 | 0 | 0 | 0 | 0 | 0 | 0 | 0 |  | 0 | 0 | 0 | 0 | 0 | 0 | 0 | 0 | 0 | 0 | 0 | 0 | 0 | 0 | 0 | 0 | 0 | 0 | 0 | 0 | 0 | 0 | 0 | 0 | 0 | 0 | 0 | 0 | 0 | 0 | 0 | 0 | 0 | 0 | 0 | 0 |  |  | 1
| 243 | Process and Systems Upgrades Initiatives - Monitoring and Targeting Initiative | 0 | 0 | 0 | 0 | 0 | 0 | 0 | 0 | 0 | 0 | 0 | 0 | 0 | 0 | 0 | 0 | 0 | 0 | 0 | 0 | 0 | 0 | 0 | 0 | 0 | 0 | 0 | 0 | 0 | 0 | 0 | 0 | 0 | 0 | 0 | 0 |  | 0 | 0 | 0 | 0 | 0 | 0 | 0 | 0 | 0 | 0 | 0 | 0 | 0 | 0 | 0 | 0 | 0 | 0 | 0 | 0 | 0 | 0 | 0 | 0 | 0 | 0 | 0 | 0 | 0 | 0 | 0 | 0 | 0 | 0 | 0 | 0 |  |  | 0 | 0 | 0 | 0 | 0 | 0 | 0 | 0 | 0 | 0 | 0 | 0 | 0 | 0 | 0 | 0 | 0 | 0 | 0 | 0 | 0 | 0 | 0 | 0 | 0 | 0 | 0 | 0 | 0 | 0 | 0 | 0 | 0 | 0 | 0 | 0 |  | 0 | 0 | 0 | 0 | 0 | 0 | 0 | 0 | 0 | 0 | 0 | 0 | 0 | 0 | 0 | 0 | 0 | 0 | 0 | 0 | 0 | 0 | 0 | 0 | 0 | 0 | 0 | 0 | 0 | 0 | 0 | 0 | 0 | 0 | 0 | 0 |  |  | 1
| 244 | Low Income Initiative | 0 | 0 | 0 | 0 | 0 | 0 | 0 | 0 | 0 | 0 | 0 | 0 | 0 | 0 | 0 | 0 | 0 | 0 | 0 | 0 | 0 | 0 | 0 | 0 | 0 | 0 | 0 | 0 | 0 | 0 | 0 | 0 | 0 | 0 | 0 | 0 |  | 0 | 0 | 0 | 0 | 0 | 0 | 0 | 0 | 0 | 0 | 0 | 0 | 0 | 0 | 0 | 0 | 0 | 0 | 0 | 0 | 0 | 0 | 0 | 0 | 0 | 0 | 0 | 0 | 0 | 0 | 0 | 0 | 0 | 0 | 0 | 0 |  |  | 0 | 0 | 0 | 0 | 0 | 0 | 0 | 0 | 0 | 0 | 0 | 0 | 0 | 0 | 0 | 0 | 0 | 0 | 0 | 0 | 0 | 0 | 0 | 0 | 0 | 0 | 0 | 0 | 0 | 0 | 0 | 0 | 0 | 0 | 0 | 0 |  | 0 | 0 | 0 | 0 | 0 | 0 | 0 | 0 | 0 | 0 | 0 | 0 | 0 | 0 | 0 | 0 | 0 | 0 | 0 | 0 | 0 | 0 | 0 | 0 | 0 | 0 | 0 | 0 | 0 | 0 | 0 | 0 | 0 | 0 | 0 | 0 |  |  | 1
| 245 | Aboriginal Conservation Program | 0 | 0 | 0 | 0 | 0 | 0 | 0 | 0 | 0 | 0 | 0 | 0 | 0 | 0 | 0 | 0 | 0 | 0 | 0 | 0 | 0 | 0 | 0 | 0 | 0 | 0 | 0 | 0 | 0 | 0 | 0 | 0 | 0 | 0 | 0 | 0 |  | 0 | 0 | 0 | 0 | 0 | 0 | 0 | 0 | 0 | 0 | 0 | 0 | 0 | 0 | 0 | 0 | 0 | 0 | 0 | 0 | 0 | 0 | 0 | 0 | 0 | 0 | 0 | 0 | 0 | 0 | 0 | 0 | 0 | 0 | 0 | 0 |  |  | 0 | 0 | 0 | 0 | 0 | 0 | 0 | 0 | 0 | 0 | 0 | 0 | 0 | 0 | 0 | 0 | 0 | 0 | 0 | 0 | 0 | 0 | 0 | 0 | 0 | 0 | 0 | 0 | 0 | 0 | 0 | 0 | 0 | 0 | 0 | 0 |  | 0 | 0 | 0 | 0 | 0 | 0 | 0 | 0 | 0 | 0 | 0 | 0 | 0 | 0 | 0 | 0 | 0 | 0 | 0 | 0 | 0 | 0 | 0 | 0 | 0 | 0 | 0 | 0 | 0 | 0 | 0 | 0 | 0 | 0 | 0 | 0 |  |  | 1
| 246 | Program Enabled Savings | 0 | 0 | 0 | 0 | 0 | 0 | 0 | 0 | 0 | 0 | 0 | 0 | 0 | 0 | 0 | 0 | 0 | 0 | 0 | 0 | 0 | 0 | 0 | 0 | 0 | 0 | 0 | 0 | 0 | 0 | 0 | 0 | 0 | 0 | 0 | 0 |  | 0 | 0 | 0 | 0 | 0 | 0 | 0 | 0 | 0 | 0 | 0 | 0 | 0 | 0 | 0 | 0 | 0 | 0 | 0 | 0 | 0 | 0 | 0 | 0 | 0 | 0 | 0 | 0 | 0 | 0 | 0 | 0 | 0 | 0 | 0 | 0 |  |  | 0 | 0 | 0 | 0 | 0 | 0 | 0 | 0 | 0 | 0 | 0 | 0 | 0 | 0 | 0 | 0 | 0 | 0 | 0 | 0 | 0 | 0 | 0 | 0 | 0 | 0 | 0 | 0 | 0 | 0 | 0 | 0 | 0 | 0 | 0 | 0 |  | 0 | 0 | 0 | 0 | 0 | 0 | 0 | 0 | 0 | 0 | 0 | 0 | 0 | 0 | 0 | 0 | 0 | 0 | 0 | 0 | 0 | 0 | 0 | 0 | 0 | 0 | 0 | 0 | 0 | 0 | 0 | 0 | 0 | 0 | 0 | 0 |  |  | 1
| Subtotal: 2017 Verified 2015 Results Adjustments |  | -121743 | -112473 | 41016 | 74037 | 74037 | 74037 | 509962 | 509962 | 707203 | 643638 | 162336 | 49418 | 70878 | 70670 | 70670 | 50051 | 4380 | 4380 | 4380 | 4380 | 0 | 0 | 0 | 0 | 0 | 0 | 0 | 0 | 0 | 0 | 0 | 0 | 0 | 0 | 0 | 0 |  | -50 | -47 | 0 | 11 | 11 | 11 | 92 | 92 | 140 | 115 | 27 | 8 | 3 | 3 | 3 | 3 | 3 | 3 | 3 | 3 | 0 | 0 | 0 | 0 | 0 | 0 | 0 | 0 | 0 | 0 | 0 | 0 | 0 | 0 | 0 | 0 |  |  | -104926 | -96936 | 30039 | 56494 | 56494 | 56494 | 383013 | 383013 | 523276 | 472731 | 117829 | 37847 | 51169 | 51004 | 51004 | 36349 | 4486 | 4486 | 4486 | 4486 | 0 | 0 | 0 | 0 | 0 | 0 | 0 | 0 | 0 | 0 | 0 | 0 | 0 | 0 | 0 | 0 |  | -39 | -37 | 2 | 9 | 9 | 9 | 70 | 70 | 104 | 85 | 21 | 8 | 3 | 3 | 3 | 3 | 3 | 3 | 3 | 3 | 0 | 0 | 0 | 0 | 0 | 0 | 0 | 0 | 0 | 0 | 0 | 0 | 0 | 0 | 0 | 0
2016 Verified 2016 Results
2016 | 247 | Save on Energy Coupon Program | 0 | 4776849 | 4776849 | 4776849 | 4776849 | 4776849 | 4776849 | 4776849 | 4776292 | 4776292 | 4759562 | 4713952 | 4711750 | 4711750 | 4691761 | 4175952 | 4175952 | 1752601 | 0 | 0 | 0 | 0 | 0 | 0 | 0 | 0 | 0 | 0 | 0 | 0 | 0 | 0 | 0 | 0 | 0 | 0 |  | 0 | 309 | 309 | 309 | 309 | 309 | 309 | 309 | 309 | 309 | 308 | 300 | 300 | 300 | 300 | 267 | 267 | 110 | 0 | 0 | 0 | 0 | 0 | 0 | 0 | 0 | 0 | 0 | 0 | 0 | 0 | 0 | 0 | 0 | 0 | 0 |  |  | 0 | 5654091 | 5654091 | 5654091 | 5654091 | 5654091 | 5654091 | 5654091 | 5653430 | 5653430 | 5633629 | 5579643 | 5577036 | 5577036 | 5553376 | 4942842 | 4942842 | 2074456 | 0 | 0 | 0 | 0 | 0 | 0 | 0 | 0 | 0 | 0 | 0 | 0 | 0 | 0 | 0 | 0 | 0 | 0 |  | 0 | 366 | 366 | 366 | 366 | 366 | 366 | 366 | 366 | 366 | 365 | 355 | 355 | 355 | 355 | 316 | 316 | 130 | 0 | 0 | 0 | 0 | 0 | 0 | 0 | 0 | 0 | 0 | 0 | 0 | 0 | 0 | 0 | 0 | 0 | 0 |  |  | 0
| 248 | Save on Energy Instant Discount Program | 0 | 0 | 0 | 0 | 0 | 0 | 0 | 0 | 0 | 0 | 0 | 0 | 0 | 0 | 0 | 0 | 0 | 0 | 0 | 0 | 0 | 0 | 0 | 0 | 0 | 0 | 0 | 0 | 0 | 0 | 0 | 0 | 0 | 0 | 0 | 0 |  | 0 | 0 | 0 | 0 | 0 | 0 | 0 | 0 | 0 | 0 | 0 | 0 | 0 | 0 | 0 | 0 | 0 | 0 | 0 | 0 | 0 | 0 | 0 | 0 | 0 | 0 | 0 | 0 | 0 | 0 | 0 | 0 | 0 | 0 | 0 | 0 |  |  | 0 | 0 | 0 | 0 | 0 | 0 | 0 | 0 | 0 | 0 | 0 | 0 | 0 | 0 | 0 | 0 | 0 | 0 | 0 | 0 | 0 | 0 | 0 | 0 | 0 | 0 | 0 | 0 | 0 | 0 | 0 | 0 | 0 | 0 | 0 | 0 |  | 0 | 0 | 0 | 0 | 0 | 0 | 0 | 0 | 0 | 0 | 0 | 0 | 0 | 0 | 0 | 0 | 0 | 0 | 0 | 0 | 0 | 0 | 0 | 0 | 0 | 0 | 0 | 0 | 0 | 0 | 0 | 0 | 0 | 0 | 0 | 0 |  |  | 1
2016 | 249 | Save on Energy Heating & Cooling Program | 0 | 2239123 | 2239123 | 2239123 | 2239123 | 2239123 | 2239123 | 2239123 | 2239123 | 2239123 | 2239123 | 2239123 | 2239123 | 2239123 | 2239123 | 2239123 | 2239123 | 2239123 | 2239123 | 2196448 | 0 | 0 | 0 | 0 | 0 | 0 | 0 | 0 | 0 | 0 | 0 | 0 | 0 | 0 | 0 | 0 |  | 0 | 653 | 653 | 653 | 653 | 653 | 653 | 653 | 653 | 653 | 653 | 653 | 653 | 653 | 653 | 653 | 653 | 653 | 653 | 606 | 0 | 0 | 0 | 0 | 0 | 0 | 0 | 0 | 0 | 0 | 0 | 0 | 0 | 0 | 0 | 0 |  |  | 0 | 1580253 | 1580253 | 1580253 | 1580253 | 1580253 | 1580253 | 1580253 | 1580253 | 1580253 | 1580253 | 1580253 | 1580253 | 1580253 | 1580253 | 1580253 | 1580253 | 1580253 | 1580253 | 1537578 | 0 | 0 | 0 | 0 | 0 | 0 | 0 | 0 | 0 | 0 | 0 | 0 | 0 | 0 | 0 | 0 |  | 0 | 472 | 472 | 472 | 472 | 472 | 472 | 472 | 472 | 472 | 472 | 472 | 472 | 472 | 472 | 472 | 472 | 472 | 472 | 424 | 0 | 0 | 0 | 0 | 0 | 0 | 0 | 0 | 0 | 0 | 0 | 0 | 0 | 0 | 0 | 0 |  |  | 0
| 250 | Save on Energy New Construction Program | 0 | 0 | 0 | 0 | 0 | 0 | 0 | 0 | 0 | 0 | 0 | 0 | 0 | 0 | 0 | 0 | 0 | 0 | 0 | 0 | 0 | 0 | 0 | 0 | 0 | 0 | 0 | 0 | 0 | 0 | 0 | 0 | 0 | 0 | 0 | 0 |  | 0 | 0 | 0 | 0 | 0 | 0 | 0 | 0 | 0 | 0 | 0 | 0 | 0 | 0 | 0 | 0 | 0 | 0 | 0 | 0 | 0 | 0 | 0 | 0 | 0 | 0 | 0 | 0 | 0 | 0 | 0 | 0 | 0 | 0 | 0 | 0 |  |  | 0 | 0 | 0 | 0 | 0 | 0 | 0 | 0 | 0 | 0 | 0 | 0 | 0 | 0 | 0 | 0 | 0 | 0 | 0 | 0 | 0 | 0 | 0 | 0 | 0 | 0 | 0 | 0 | 0 | 0 | 0 | 0 | 0 | 0 | 0 | 0 |  | 0 | 0 | 0 | 0 | 0 | 0 | 0 | 0 | 0 | 0 | 0 | 0 | 0 | 0 | 0 | 0 | 0 | 0 | 0 | 0 | 0 | 0 | 0 | 0 | 0 | 0 | 0 | 0 | 0 | 0 | 0 | 0 | 0 | 0 | 0 | 0 |  |  | 1
| 251 | Save on Energy Home Assistance Program | 0 | 0 | 0 | 0 | 0 | 0 | 0 | 0 | 0 | 0 | 0 | 0 | 0 | 0 | 0 | 0 | 0 | 0 | 0 | 0 | 0 | 0 | 0 | 0 | 0 | 0 | 0 | 0 | 0 | 0 | 0 | 0 | 0 | 0 | 0 | 0 |  | 0 | 0 | 0 | 0 | 0 | 0 | 0 | 0 | 0 | 0 | 0 | 0 | 0 | 0 | 0 | 0 | 0 | 0 | 0 | 0 | 0 | 0 | 0 | 0 | 0 | 0 | 0 | 0 | 0 | 0 | 0 | 0 | 0 | 0 | 0 | 0 |  |  | 0 | 0 | 0 | 0 | 0 | 0 | 0 | 0 | 0 | 0 | 0 | 0 | 0 | 0 | 0 | 0 | 0 | 0 | 0 | 0 | 0 | 0 | 0 | 0 | 0 | 0 | 0 | 0 | 0 | 0 | 0 | 0 | 0 | 0 | 0 | 0 |  | 0 | 0 | 0 | 0 | 0 | 0 | 0 | 0 | 0 | 0 | 0 | 0 | 0 | 0 | 0 | 0 | 0 | 0 | 0 | 0 | 0 | 0 | 0 | 0 | 0 | 0 | 0 | 0 | 0 | 0 | 0 | 0 | 0 | 0 | 0 | 0 |  |  | 1
2016 | 252 | Save on Energy Audit Funding Program | 0 | 19153 | 19153 | 19153 | 19153 | 19153 | 19153 | 19153 | 19153 | 19153 | 19153 | 4729 | 0 | 0 | 0 | 0 | 0 | 0 | 0 | 0 | 0 | 0 | 0 | 0 | 0 | 0 | 0 | 0 | 0 | 0 | 0 | 0 | 0 | 0 | 0 | 0 |  | 0 | 3 | 3 | 3 | 3 | 3 | 3 | 3 | 3 | 3 | 3 | 1 | 0 | 0 | 0 | 0 | 0 | 0 | 0 | 0 | 0 | 0 | 0 | 0 | 0 | 0 | 0 | 0 | 0 | 0 | 0 | 0 | 0 | 0 | 0 | 0 |  |  | 0 | 13143 | 13143 | 13143 | 13143 | 13143 | 13143 | 13143 | 13143 | 13143 | 13143 | 3245 | 0 | 0 | 0 | 0 | 0 | 0 | 0 | 0 | 0 | 0 | 0 | 0 | 0 | 0 | 0 | 0 | 0 | 0 | 0 | 0 | 0 | 0 | 0 | 0 |  | 0 | 2 | 2 | 2 | 2 | 2 | 2 | 2 | 2 | 2 | 2 | 0 | 0 | 0 | 0 | 0 | 0 | 0 | 0 | 0 | 0 | 0 | 0 | 0 | 0 | 0 | 0 | 0 | 0 | 0 | 0 | 0 | 0 | 0 | 0 | 0 |  |  | 0
2016 | 253 | Save on Energy Retrofit Program | 0 | 5531446 | 5375434 | 5375434 | 5375434 | 5375434 | 5369793 | 5369793 | 5369793 | 5280402 | 5280402 | 5143375 | 3649195 | 199726 | 199726 | 123864 | 43807 | 43807 | 43807 | 43807 | 43807 | 0 | 0 | 0 | 0 | 0 | 0 | 0 | 0 | 0 | 0 | 0 | 0 | 0 | 0 | 0 |  | 0 | 977 | 945 | 945 | 945 | 945 | 945 | 945 | 945 | 941 | 941 | 921 | 621 | 122 | 122 | 82 | 41 | 41 | 41 | 41 | 41 | 0 | 0 | 0 | 0 | 0 | 0 | 0 | 0 | 0 | 0 | 0 | 0 | 0 | 0 | 0 |  |  | 0 | 4382289 | 4258689 | 4258689 | 4258689 | 4258689 | 4254220 | 4254220 | 4254220 | 4183399 | 4183399 | 4074840 | 2891075 | 158233 | 158233 | 98131 | 34706 | 34706 | 34706 | 34706 | 34706 | 0 | 0 | 0 | 0 | 0 | 0 | 0 | 0 | 0 | 0 | 0 | 0 | 0 | 0 | 0 |  | 0 | 774 | 750 | 750 | 750 | 750 | 749 | 749 | 749 | 746 | 746 | 730 | 492 | 97 | 97 | 65 | 33 | 33 | 33 | 33 | 33 | 0 | 0 | 0 | 0 | 0 | 0 | 0 | 0 | 0 | 0 | 0 | 0 | 0 | 0 | 0 |  |  | 0
| 254 | Save on Energy Small Business Lighting Program | 0 | 0 | 0 | 0 | 0 | 0 | 0 | 0 | 0 | 0 | 0 | 0 | 0 | 0 | 0 | 0 | 0 | 0 | 0 | 0 | 0 | 0 | 0 | 0 | 0 | 0 | 0 | 0 | 0 | 0 | 0 | 0 | 0 | 0 | 0 | 0 |  | 0 | 0 | 0 | 0 | 0 | 0 | 0 | 0 | 0 | 0 | 0 | 0 | 0 | 0 | 0 | 0 | 0 | 0 | 0 | 0 | 0 | 0 | 0 | 0 | 0 | 0 | 0 | 0 | 0 | 0 | 0 | 0 | 0 | 0 | 0 | 0 |  |  | 0 | 0 | 0 | 0 | 0 | 0 | 0 | 0 | 0 | 0 | 0 | 0 | 0 | 0 | 0 | 0 | 0 | 0 | 0 | 0 | 0 | 0 | 0 | 0 | 0 | 0 | 0 | 0 | 0 | 0 | 0 | 0 | 0 | 0 | 0 | 0 |  | 0 | 0 | 0 | 0 | 0 | 0 | 0 | 0 | 0 | 0 | 0 | 0 | 0 | 0 | 0 | 0 | 0 | 0 | 0 | 0 | 0 | 0 | 0 | 0 | 0 | 0 | 0 | 0 | 0 | 0 | 0 | 0 | 0 | 0 | 0 | 0 |  |  | 1
2016 | 255 | Save on Energy High Performance New Construction Program | 0 | 38468 | 38468 | 38468 | 38468 | 38468 | 38468 | 38468 | 38468 | 38468 | 38468 | 38468 | 38468 | 38468 | 38468 | 38468 | 13822 | 0 | 0 | 0 | 0 | 0 | 0 | 0 | 0 | 0 | 0 | 0 | 0 | 0 | 0 | 0 | 0 | 0 | 0 | 0 |  | 0 | 21 | 21 | 21 | 21 | 21 | 21 | 21 | 21 | 21 | 21 | 21 | 21 | 21 | 21 | 21 | 8 | 0 | 0 | 0 | 0 | 0 | 0 | 0 | 0 | 0 | 0 | 0 | 0 | 0 | 0 | 0 | 0 | 0 | 0 | 0 |  |  | 0 | 24692 | 24692 | 24692 | 24692 | 24692 | 24692 | 24692 | 24692 | 24692 | 24692 | 24692 | 24692 | 24692 | 24692 | 24692 | 8872 | 0 | 0 | 0 | 0 | 0 | 0 | 0 | 0 | 0 | 0 | 0 | 0 | 0 | 0 | 0 | 0 | 0 | 0 | 0 |  | 0 | 14 | 14 | 14 | 14 | 14 | 14 | 14 | 14 | 14 | 14 | 14 | 14 | 14 | 14 | 14 | 5 | 0 | 0 | 0 | 0 | 0 | 0 | 0 | 0 | 0 | 0 | 0 | 0 | 0 | 0 | 0 | 0 | 0 | 0 | 0 |  |  | 0
| 256 | Save on Energy Existing Building Commissioning Program | 0 | 0 | 0 | 0 | 0 | 0 | 0 | 0 | 0 | 0 | 0 | 0 | 0 | 0 | 0 | 0 | 0 | 0 | 0 | 0 | 0 | 0 | 0 | 0 | 0 | 0 | 0 | 0 | 0 | 0 | 0 | 0 | 0 | 0 | 0 | 0 |  | 0 | 0 | 0 | 0 | 0 | 0 | 0 | 0 | 0 | 0 | 0 | 0 | 0 | 0 | 0 | 0 | 0 | 0 | 0 | 0 | 0 | 0 | 0 | 0 | 0 | 0 | 0 | 0 | 0 | 0 | 0 | 0 | 0 | 0 | 0 | 0 |  |  | 0 | 0 | 0 | 0 | 0 | 0 | 0 | 0 | 0 | 0 | 0 | 0 | 0 | 0 | 0 | 0 | 0 | 0 | 0 | 0 | 0 | 0 | 0 | 0 | 0 | 0 | 0 | 0 | 0 | 0 | 0 | 0 | 0 | 0 | 0 | 0 |  | 0 | 0 | 0 | 0 | 0 | 0 | 0 | 0 | 0 | 0 | 0 | 0 | 0 | 0 | 0 | 0 | 0 | 0 | 0 | 0 | 0 | 0 | 0 | 0 | 0 | 0 | 0 | 0 | 0 | 0 | 0 | 0 | 0 | 0 | 0 | 0 |  |  | 1
| 257 | Save on Energy Business Refrigeration Incentive Program | 0 | 0 | 0 | 0 | 0 | 0 | 0 | 0 | 0 | 0 | 0 | 0 | 0 | 0 | 0 | 0 | 0 | 0 | 0 | 0 | 0 | 0 | 0 | 0 | 0 | 0 | 0 | 0 | 0 | 0 | 0 | 0 | 0 | 0 | 0 | 0 |  | 0 | 0 | 0 | 0 | 0 | 0 | 0 | 0 | 0 | 0 | 0 | 0 | 0 | 0 | 0 | 0 | 0 | 0 | 0 | 0 | 0 | 0 | 0 | 0 | 0 | 0 | 0 | 0 | 0 | 0 | 0 | 0 | 0 | 0 | 0 | 0 |  |  | 0 | 0 | 0 | 0 | 0 | 0 | 0 | 0 | 0 | 0 | 0 | 0 | 0 | 0 | 0 | 0 | 0 | 0 | 0 | 0 | 0 | 0 | 0 | 0 | 0 | 0 | 0 | 0 | 0 | 0 | 0 | 0 | 0 | 0 | 0 | 0 |  | 0 | 0 | 0 | 0 | 0 | 0 | 0 | 0 | 0 | 0 | 0 | 0 | 0 | 0 | 0 | 0 | 0 | 0 | 0 | 0 | 0 | 0 | 0 | 0 | 0 | 0 | 0 | 0 | 0 | 0 | 0 | 0 | 0 | 0 | 0 | 0 |  |  | 1
| 258 | Save on Energy Process & Systems Upgrades Program | 0 | 0 | 0 | 0 | 0 | 0 | 0 | 0 | 0 | 0 | 0 | 0 | 0 | 0 | 0 | 0 | 0 | 0 | 0 | 0 | 0 | 0 | 0 | 0 | 0 | 0 | 0 | 0 | 0 | 0 | 0 | 0 | 0 | 0 | 0 | 0 |  | 0 | 0 | 0 | 0 | 0 | 0 | 0 | 0 | 0 | 0 | 0 | 0 | 0 | 0 | 0 | 0 | 0 | 0 | 0 | 0 | 0 | 0 | 0 | 0 | 0 | 0 | 0 | 0 | 0 | 0 | 0 | 0 | 0 | 0 | 0 | 0 |  |  | 0 | 0 | 0 | 0 | 0 | 0 | 0 | 0 | 0 | 0 | 0 | 0 | 0 | 0 | 0 | 0 | 0 | 0 | 0 | 0 | 0 | 0 | 0 | 0 | 0 | 0 | 0 | 0 | 0 | 0 | 0 | 0 | 0 | 0 | 0 | 0 |  | 0 | 0 | 0 | 0 | 0 | 0 | 0 | 0 | 0 | 0 | 0 | 0 | 0 | 0 | 0 | 0 | 0 | 0 | 0 | 0 | 0 | 0 | 0 | 0 | 0 | 0 | 0 | 0 | 0 | 0 | 0 | 0 | 0 | 0 | 0 | 0 |  |  | 1
| 259 | Save on Energy Energy Manager Program | 0 | 0 | 0 | 0 | 0 | 0 | 0 | 0 | 0 | 0 | 0 | 0 | 0 | 0 | 0 | 0 | 0 | 0 | 0 | 0 | 0 | 0 | 0 | 0 | 0 | 0 | 0 | 0 | 0 | 0 | 0 | 0 | 0 | 0 | 0 | 0 |  | 0 | 0 | 0 | 0 | 0 | 0 | 0 | 0 | 0 | 0 | 0 | 0 | 0 | 0 | 0 | 0 | 0 | 0 | 0 | 0 | 0 | 0 | 0 | 0 | 0 | 0 | 0 | 0 | 0 | 0 | 0 | 0 | 0 | 0 | 0 | 0 |  |  | 0 | 0 | 0 | 0 | 0 | 0 | 0 | 0 | 0 | 0 | 0 | 0 | 0 | 0 | 0 | 0 | 0 | 0 | 0 | 0 | 0 | 0 | 0 | 0 | 0 | 0 | 0 | 0 | 0 | 0 | 0 | 0 | 0 | 0 | 0 | 0 |  | 0 | 0 | 0 | 0 | 0 | 0 | 0 | 0 | 0 | 0 | 0 | 0 | 0 | 0 | 0 | 0 | 0 | 0 | 0 | 0 | 0 | 0 | 0 | 0 | 0 | 0 | 0 | 0 | 0 | 0 | 0 | 0 | 0 | 0 | 0 | 0 |  |  | 1
| 260 | Save on Energy Monitoring & Targeting Program | 0 | 0 | 0 | 0 | 0 | 0 | 0 | 0 | 0 | 0 | 0 | 0 | 0 | 0 | 0 | 0 | 0 | 0 | 0 | 0 | 0 | 0 | 0 | 0 | 0 | 0 | 0 | 0 | 0 | 0 | 0 | 0 | 0 | 0 | 0 | 0 |  | 0 | 0 | 0 | 0 | 0 | 0 | 0 | 0 | 0 | 0 | 0 | 0 | 0 | 0 | 0 | 0 | 0 | 0 | 0 | 0 | 0 | 0 | 0 | 0 | 0 | 0 | 0 | 0 | 0 | 0 | 0 | 0 | 0 | 0 | 0 | 0 |  |  | 0 | 0 | 0 | 0 | 0 | 0 | 0 | 0 | 0 | 0 | 0 | 0 | 0 | 0 | 0 | 0 | 0 | 0 | 0 | 0 | 0 | 0 | 0 | 0 | 0 | 0 | 0 | 0 | 0 | 0 | 0 | 0 | 0 | 0 | 0 | 0 |  | 0 | 0 | 0 | 0 | 0 | 0 | 0 | 0 | 0 | 0 | 0 | 0 | 0 | 0 | 0 | 0 | 0 | 0 | 0 | 0 | 0 | 0 | 0 | 0 | 0 | 0 | 0 | 0 | 0 | 0 | 0 | 0 | 0 | 0 | 0 | 0 |  |  | 1
| 261 | Save on Energy Retrofit Program - P4P | 0 | 0 | 0 | 0 | 0 | 0 | 0 | 0 | 0 | 0 | 0 | 0 | 0 | 0 | 0 | 0 | 0 | 0 | 0 | 0 | 0 | 0 | 0 | 0 | 0 | 0 | 0 | 0 | 0 | 0 | 0 | 0 | 0 | 0 | 0 | 0 |  | 0 | 0 | 0 | 0 | 0 | 0 | 0 | 0 | 0 | 0 | 0 | 0 | 0 | 0 | 0 | 0 | 0 | 0 | 0 | 0 | 0 | 0 | 0 | 0 | 0 | 0 | 0 | 0 | 0 | 0 | 0 | 0 | 0 | 0 | 0 | 0 |  |  | 0 | 0 | 0 | 0 | 0 | 0 | 0 | 0 | 0 | 0 | 0 | 0 | 0 | 0 | 0 | 0 | 0 | 0 | 0 | 0 | 0 | 0 | 0 | 0 | 0 | 0 | 0 | 0 | 0 | 0 | 0 | 0 | 0 | 0 | 0 | 0 |  | 0 | 0 | 0 | 0 | 0 | 0 | 0 | 0 | 0 | 0 | 0 | 0 | 0 | 0 | 0 | 0 | 0 | 0 | 0 | 0 | 0 | 0 | 0 | 0 | 0 | 0 | 0 | 0 | 0 | 0 | 0 | 0 | 0 | 0 | 0 | 0 |  |  | 1
| 262 | Save on Energy Process & Systems Upgrades Program - P4P | 0 | 0 | 0 | 0 | 0 | 0 | 0 | 0 | 0 | 0 | 0 | 0 | 0 | 0 | 0 | 0 | 0 | 0 | 0 | 0 | 0 | 0 | 0 | 0 | 0 | 0 | 0 | 0 | 0 | 0 | 0 | 0 | 0 | 0 | 0 | 0 |  | 0 | 0 | 0 | 0 | 0 | 0 | 0 | 0 | 0 | 0 | 0 | 0 | 0 | 0 | 0 | 0 | 0 | 0 | 0 | 0 | 0 | 0 | 0 | 0 | 0 | 0 | 0 | 0 | 0 | 0 | 0 | 0 | 0 | 0 | 0 | 0 |  |  | 0 | 0 | 0 | 0 | 0 | 0 | 0 | 0 | 0 | 0 | 0 | 0 | 0 | 0 | 0 | 0 | 0 | 0 | 0 | 0 | 0 | 0 | 0 | 0 | 0 | 0 | 0 | 0 | 0 | 0 | 0 | 0 | 0 | 0 | 0 | 0 |  | 0 | 0 | 0 | 0 | 0 | 0 | 0 | 0 | 0 | 0 | 0 | 0 | 0 | 0 | 0 | 0 | 0 | 0 | 0 | 0 | 0 | 0 | 0 | 0 | 0 | 0 | 0 | 0 | 0 | 0 | 0 | 0 | 0 | 0 | 0 | 0 |  |  | 1
| 263 | Adaptive Thermostat Local Program | 0 | 0 | 0 | 0 | 0 | 0 | 0 | 0 | 0 | 0 | 0 | 0 | 0 | 0 | 0 | 0 | 0 | 0 | 0 | 0 | 0 | 0 | 0 | 0 | 0 | 0 | 0 | 0 | 0 | 0 | 0 | 0 | 0 | 0 | 0 | 0 |  | 0 | 0 | 0 | 0 | 0 | 0 | 0 | 0 | 0 | 0 | 0 | 0 | 0 | 0 | 0 | 0 | 0 | 0 | 0 | 0 | 0 | 0 | 0 | 0 | 0 | 0 | 0 | 0 | 0 | 0 | 0 | 0 | 0 | 0 | 0 | 0 |  |  | 0 | 0 | 0 | 0 | 0 | 0 | 0 | 0 | 0 | 0 | 0 | 0 | 0 | 0 | 0 | 0 | 0 | 0 | 0 | 0 | 0 | 0 | 0 | 0 | 0 | 0 | 0 | 0 | 0 | 0 | 0 | 0 | 0 | 0 | 0 | 0 |  | 0 | 0 | 0 | 0 | 0 | 0 | 0 | 0 | 0 | 0 | 0 | 0 | 0 | 0 | 0 | 0 | 0 | 0 | 0 | 0 | 0 | 0 | 0 | 0 | 0 | 0 | 0 | 0 | 0 | 0 | 0 | 0 | 0 | 0 | 0 | 0 |  |  | 1
| 264 | Business Refrigeration Incentives Local Program | 0 | 0 | 0 | 0 | 0 | 0 | 0 | 0 | 0 | 0 | 0 | 0 | 0 | 0 | 0 | 0 | 0 | 0 | 0 | 0 | 0 | 0 | 0 | 0 | 0 | 0 | 0 | 0 | 0 | 0 | 0 | 0 | 0 | 0 | 0 | 0 |  | 0 | 0 | 0 | 0 | 0 | 0 | 0 | 0 | 0 | 0 | 0 | 0 | 0 | 0 | 0 | 0 | 0 | 0 | 0 | 0 | 0 | 0 | 0 | 0 | 0 | 0 | 0 | 0 | 0 | 0 | 0 | 0 | 0 | 0 | 0 | 0 |  |  | 0 | 0 | 0 | 0 | 0 | 0 | 0 | 0 | 0 | 0 | 0 | 0 | 0 | 0 | 0 | 0 | 0 | 0 | 0 | 0 | 0 | 0 | 0 | 0 | 0 | 0 | 0 | 0 | 0 | 0 | 0 | 0 | 0 | 0 | 0 | 0 |  | 0 | 0 | 0 | 0 | 0 | 0 | 0 | 0 | 0 | 0 | 0 | 0 | 0 | 0 | 0 | 0 | 0 | 0 | 0 | 0 | 0 | 0 | 0 | 0 | 0 | 0 | 0 | 0 | 0 | 0 | 0 | 0 | 0 | 0 | 0 | 0 |  |  | 1
| 265 | Conservation on the Coast Home Assistance Local Program | 0 | 0 | 0 | 0 | 0 | 0 | 0 | 0 | 0 | 0 | 0 | 0 | 0 | 0 | 0 | 0 | 0 | 0 | 0 | 0 | 0 | 0 | 0 | 0 | 0 | 0 | 0 | 0 | 0 | 0 | 0 | 0 | 0 | 0 | 0 | 0 |  | 0 | 0 | 0 | 0 | 0 | 0 | 0 | 0 | 0 | 0 | 0 | 0 | 0 | 0 | 0 | 0 | 0 | 0 | 0 | 0 | 0 | 0 | 0 | 0 | 0 | 0 | 0 | 0 | 0 | 0 | 0 | 0 | 0 | 0 | 0 | 0 |  |  | 0 | 0 | 0 | 0 | 0 | 0 | 0 | 0 | 0 | 0 | 0 | 0 | 0 | 0 | 0 | 0 | 0 | 0 | 0 | 0 | 0 | 0 | 0 | 0 | 0 | 0 | 0 | 0 | 0 | 0 | 0 | 0 | 0 | 0 | 0 | 0 |  | 0 | 0 | 0 | 0 | 0 | 0 | 0 | 0 | 0 | 0 | 0 | 0 | 0 | 0 | 0 | 0 | 0 | 0 | 0 | 0 | 0 | 0 | 0 | 0 | 0 | 0 | 0 | 0 | 0 | 0 | 0 | 0 | 0 | 0 | 0 | 0 |  |  | 1
| 266 | Conservation on the Coast Small Business Lighting Local Program | 0 | 0 | 0 | 0 | 0 | 0 | 0 | 0 | 0 | 0 | 0 | 0 | 0 | 0 | 0 | 0 | 0 | 0 | 0 | 0 | 0 | 0 | 0 | 0 | 0 | 0 | 0 | 0 | 0 | 0 | 0 | 0 | 0 | 0 | 0 | 0 |  | 0 | 0 | 0 | 0 | 0 | 0 | 0 | 0 | 0 | 0 | 0 | 0 | 0 | 0 | 0 | 0 | 0 | 0 | 0 | 0 | 0 | 0 | 0 | 0 | 0 | 0 | 0 | 0 | 0 | 0 | 0 | 0 | 0 | 0 | 0 | 0 |  |  | 0 | 0 | 0 | 0 | 0 | 0 | 0 | 0 | 0 | 0 | 0 | 0 | 0 | 0 | 0 | 0 | 0 | 0 | 0 | 0 | 0 | 0 | 0 | 0 | 0 | 0 | 0 | 0 | 0 | 0 | 0 | 0 | 0 | 0 | 0 | 0 |  | 0 | 0 | 0 | 0 | 0 | 0 | 0 | 0 | 0 | 0 | 0 | 0 | 0 | 0 | 0 | 0 | 0 | 0 | 0 | 0 | 0 | 0 | 0 | 0 | 0 | 0 | 0 | 0 | 0 | 0 | 0 | 0 | 0 | 0 | 0 | 0 |  |  | 1
| 267 | First Nations Conservation Local Program | 0 | 0 | 0 | 0 | 0 | 0 | 0 | 0 | 0 | 0 | 0 | 0 | 0 | 0 | 0 | 0 | 0 | 0 | 0 | 0 | 0 | 0 | 0 | 0 | 0 | 0 | 0 | 0 | 0 | 0 | 0 | 0 | 0 | 0 | 0 | 0 |  | 0 | 0 | 0 | 0 | 0 | 0 | 0 | 0 | 0 | 0 | 0 | 0 | 0 | 0 | 0 | 0 | 0 | 0 | 0 | 0 | 0 | 0 | 0 | 0 | 0 | 0 | 0 | 0 | 0 | 0 | 0 | 0 | 0 | 0 | 0 | 0 |  |  | 0 | 0 | 0 | 0 | 0 | 0 | 0 | 0 | 0 | 0 | 0 | 0 | 0 | 0 | 0 | 0 | 0 | 0 | 0 | 0 | 0 | 0 | 0 | 0 | 0 | 0 | 0 | 0 | 0 | 0 | 0 | 0 | 0 | 0 | 0 | 0 |  | 0 | 0 | 0 | 0 | 0 | 0 | 0 | 0 | 0 | 0 | 0 | 0 | 0 | 0 | 0 | 0 | 0 | 0 | 0 | 0 | 0 | 0 | 0 | 0 | 0 | 0 | 0 | 0 | 0 | 0 | 0 | 0 | 0 | 0 | 0 | 0 |  |  | 1
| 268 | High Efficiency Agriculturual Pumping Local Program | 0 | 0 | 0 | 0 | 0 | 0 | 0 | 0 | 0 | 0 | 0 | 0 | 0 | 0 | 0 | 0 | 0 | 0 | 0 | 0 | 0 | 0 | 0 | 0 | 0 | 0 | 0 | 0 | 0 | 0 | 0 | 0 | 0 | 0 | 0 | 0 |  | 0 | 0 | 0 | 0 | 0 | 0 | 0 | 0 | 0 | 0 | 0 | 0 | 0 | 0 | 0 | 0 | 0 | 0 | 0 | 0 | 0 | 0 | 0 | 0 | 0 | 0 | 0 | 0 | 0 | 0 | 0 | 0 | 0 | 0 | 0 | 0 |  |  | 0 | 0 | 0 | 0 | 0 | 0 | 0 | 0 | 0 | 0 | 0 | 0 | 0 | 0 | 0 | 0 | 0 | 0 | 0 | 0 | 0 | 0 | 0 | 0 | 0 | 0 | 0 | 0 | 0 | 0 | 0 | 0 | 0 | 0 | 0 | 0 |  | 0 | 0 | 0 | 0 | 0 | 0 | 0 | 0 | 0 | 0 | 0 | 0 | 0 | 0 | 0 | 0 | 0 | 0 | 0 | 0 | 0 | 0 | 0 | 0 | 0 | 0 | 0 | 0 | 0 | 0 | 0 | 0 | 0 | 0 | 0 | 0 |  |  | 1
| 269 | Instant Savings Local Program | 0 | 0 | 0 | 0 | 0 | 0 | 0 | 0 | 0 | 0 | 0 | 0 | 0 | 0 | 0 | 0 | 0 | 0 | 0 | 0 | 0 | 0 | 0 | 0 | 0 | 0 | 0 | 0 | 0 | 0 | 0 | 0 | 0 | 0 | 0 | 0 |  | 0 | 0 | 0 | 0 | 0 | 0 | 0 | 0 | 0 | 0 | 0 | 0 | 0 | 0 | 0 | 0 | 0 | 0 | 0 | 0 | 0 | 0 | 0 | 0 | 0 | 0 | 0 | 0 | 0 | 0 | 0 | 0 | 0 | 0 | 0 | 0 |  |  | 0 | 0 | 0 | 0 | 0 | 0 | 0 | 0 | 0 | 0 | 0 | 0 | 0 | 0 | 0 | 0 | 0 | 0 | 0 | 0 | 0 | 0 | 0 | 0 | 0 | 0 | 0 | 0 | 0 | 0 | 0 | 0 | 0 | 0 | 0 | 0 |  | 0 | 0 | 0 | 0 | 0 | 0 | 0 | 0 | 0 | 0 | 0 | 0 | 0 | 0 | 0 | 0 | 0 | 0 | 0 | 0 | 0 | 0 | 0 | 0 | 0 | 0 | 0 | 0 | 0 | 0 | 0 | 0 | 0 | 0 | 0 | 0 |  |  | 1
| 270 | OPsaver Local Program | 0 | 0 | 0 | 0 | 0 | 0 | 0 | 0 | 0 | 0 | 0 | 0 | 0 | 0 | 0 | 0 | 0 | 0 | 0 | 0 | 0 | 0 | 0 | 0 | 0 | 0 | 0 | 0 | 0 | 0 | 0 | 0 | 0 | 0 | 0 | 0 |  | 0 | 0 | 0 | 0 | 0 | 0 | 0 | 0 | 0 | 0 | 0 | 0 | 0 | 0 | 0 | 0 | 0 | 0 | 0 | 0 | 0 | 0 | 0 | 0 | 0 | 0 | 0 | 0 | 0 | 0 | 0 | 0 | 0 | 0 | 0 | 0 |  |  | 0 | 0 | 0 | 0 | 0 | 0 | 0 | 0 | 0 | 0 | 0 | 0 | 0 | 0 | 0 | 0 | 0 | 0 | 0 | 0 | 0 | 0 | 0 | 0 | 0 | 0 | 0 | 0 | 0 | 0 | 0 | 0 | 0 | 0 | 0 | 0 |  | 0 | 0 | 0 | 0 | 0 | 0 | 0 | 0 | 0 | 0 | 0 | 0 | 0 | 0 | 0 | 0 | 0 | 0 | 0 | 0 | 0 | 0 | 0 | 0 | 0 | 0 | 0 | 0 | 0 | 0 | 0 | 0 | 0 | 0 | 0 | 0 |  |  | 1
| 271 | Pool Saver Local Program | 0 | 0 | 0 | 0 | 0 | 0 | 0 | 0 | 0 | 0 | 0 | 0 | 0 | 0 | 0 | 0 | 0 | 0 | 0 | 0 | 0 | 0 | 0 | 0 | 0 | 0 | 0 | 0 | 0 | 0 | 0 | 0 | 0 | 0 | 0 | 0 |  | 0 | 0 | 0 | 0 | 0 | 0 | 0 | 0 | 0 | 0 | 0 | 0 | 0 | 0 | 0 | 0 | 0 | 0 | 0 | 0 | 0 | 0 | 0 | 0 | 0 | 0 | 0 | 0 | 0 | 0 | 0 | 0 | 0 | 0 | 0 | 0 |  |  | 0 | 0 | 0 | 0 | 0 | 0 | 0 | 0 | 0 | 0 | 0 | 0 | 0 | 0 | 0 | 0 | 0 | 0 | 0 | 0 | 0 | 0 | 0 | 0 | 0 | 0 | 0 | 0 | 0 | 0 | 0 | 0 | 0 | 0 | 0 | 0 |  | 0 | 0 | 0 | 0 | 0 | 0 | 0 | 0 | 0 | 0 | 0 | 0 | 0 | 0 | 0 | 0 | 0 | 0 | 0 | 0 | 0 | 0 | 0 | 0 | 0 | 0 | 0 | 0 | 0 | 0 | 0 | 0 | 0 | 0 | 0 | 0 |  |  | 1
| 272 | PUMPsaver Local Program | 0 | 0 | 0 | 0 | 0 | 0 | 0 | 0 | 0 | 0 | 0 | 0 | 0 | 0 | 0 | 0 | 0 | 0 | 0 | 0 | 0 | 0 | 0 | 0 | 0 | 0 | 0 | 0 | 0 | 0 | 0 | 0 | 0 | 0 | 0 | 0 |  | 0 | 0 | 0 | 0 | 0 | 0 | 0 | 0 | 0 | 0 | 0 | 0 | 0 | 0 | 0 | 0 | 0 | 0 | 0 | 0 | 0 | 0 | 0 | 0 | 0 | 0 | 0 | 0 | 0 | 0 | 0 | 0 | 0 | 0 | 0 | 0 |  |  | 0 | 0 | 0 | 0 | 0 | 0 | 0 | 0 | 0 | 0 | 0 | 0 | 0 | 0 | 0 | 0 | 0 | 0 | 0 | 0 | 0 | 0 | 0 | 0 | 0 | 0 | 0 | 0 | 0 | 0 | 0 | 0 | 0 | 0 | 0 | 0 |  | 0 | 0 | 0 | 0 | 0 | 0 | 0 | 0 | 0 | 0 | 0 | 0 | 0 | 0 | 0 | 0 | 0 | 0 | 0 | 0 | 0 | 0 | 0 | 0 | 0 | 0 | 0 | 0 | 0 | 0 | 0 | 0 | 0 | 0 | 0 | 0 |  |  | 1
| 273 | RTUsaver Local Program | 0 | 0 | 0 | 0 | 0 | 0 | 0 | 0 | 0 | 0 | 0 | 0 | 0 | 0 | 0 | 0 | 0 | 0 | 0 | 0 | 0 | 0 | 0 | 0 | 0 | 0 | 0 | 0 | 0 | 0 | 0 | 0 | 0 | 0 | 0 | 0 |  | 0 | 0 | 0 | 0 | 0 | 0 | 0 | 0 | 0 | 0 | 0 | 0 | 0 | 0 | 0 | 0 | 0 | 0 | 0 | 0 | 0 | 0 | 0 | 0 | 0 | 0 | 0 | 0 | 0 | 0 | 0 | 0 | 0 | 0 | 0 | 0 |  |  | 0 | 0 | 0 | 0 | 0 | 0 | 0 | 0 | 0 | 0 | 0 | 0 | 0 | 0 | 0 | 0 | 0 | 0 | 0 | 0 | 0 | 0 | 0 | 0 | 0 | 0 | 0 | 0 | 0 | 0 | 0 | 0 | 0 | 0 | 0 | 0 |  | 0 | 0 | 0 | 0 | 0 | 0 | 0 | 0 | 0 | 0 | 0 | 0 | 0 | 0 | 0 | 0 | 0 | 0 | 0 | 0 | 0 | 0 | 0 | 0 | 0 | 0 | 0 | 0 | 0 | 0 | 0 | 0 | 0 | 0 | 0 | 0 |  |  | 1
| 274 | Social Benchmarking Local Program | 0 | 0 | 0 | 0 | 0 | 0 | 0 | 0 | 0 | 0 | 0 | 0 | 0 | 0 | 0 | 0 | 0 | 0 | 0 | 0 | 0 | 0 | 0 | 0 | 0 | 0 | 0 | 0 | 0 | 0 | 0 | 0 | 0 | 0 | 0 | 0 |  | 0 | 0 | 0 | 0 | 0 | 0 | 0 | 0 | 0 | 0 | 0 | 0 | 0 | 0 | 0 | 0 | 0 | 0 | 0 | 0 | 0 | 0 | 0 | 0 | 0 | 0 | 0 | 0 | 0 | 0 | 0 | 0 | 0 | 0 | 0 | 0 |  |  | 0 | 0 | 0 | 0 | 0 | 0 | 0 | 0 | 0 | 0 | 0 | 0 | 0 | 0 | 0 | 0 | 0 | 0 | 0 | 0 | 0 | 0 | 0 | 0 | 0 | 0 | 0 | 0 | 0 | 0 | 0 | 0 | 0 | 0 | 0 | 0 |  | 0 | 0 | 0 | 0 | 0 | 0 | 0 | 0 | 0 | 0 | 0 | 0 | 0 | 0 | 0 | 0 | 0 | 0 | 0 | 0 | 0 | 0 | 0 | 0 | 0 | 0 | 0 | 0 | 0 | 0 | 0 | 0 | 0 | 0 | 0 | 0 |  |  | 1
| 275 | Air Source Heat Pump – For Residential Space Heating LDC Innovation Fund Pilot Program | 0 | 0 | 0 | 0 | 0 | 0 | 0 | 0 | 0 | 0 | 0 | 0 | 0 | 0 | 0 | 0 | 0 | 0 | 0 | 0 | 0 | 0 | 0 | 0 | 0 | 0 | 0 | 0 | 0 | 0 | 0 | 0 | 0 | 0 | 0 | 0 |  | 0 | 0 | 0 | 0 | 0 | 0 | 0 | 0 | 0 | 0 | 0 | 0 | 0 | 0 | 0 | 0 | 0 | 0 | 0 | 0 | 0 | 0 | 0 | 0 | 0 | 0 | 0 | 0 | 0 | 0 | 0 | 0 | 0 | 0 | 0 | 0 |  |  | 0 | 0 | 0 | 0 | 0 | 0 | 0 | 0 | 0 | 0 | 0 | 0 | 0 | 0 | 0 | 0 | 0 | 0 | 0 | 0 | 0 | 0 | 0 | 0 | 0 | 0 | 0 | 0 | 0 | 0 | 0 | 0 | 0 | 0 | 0 | 0 |  | 0 | 0 | 0 | 0 | 0 | 0 | 0 | 0 | 0 | 0 | 0 | 0 | 0 | 0 | 0 | 0 | 0 | 0 | 0 | 0 | 0 | 0 | 0 | 0 | 0 | 0 | 0 | 0 | 0 | 0 | 0 | 0 | 0 | 0 | 0 | 0 |  |  | 1
| 276 | Air Source Heat Pump – For Residential Water Heating LDC Innovation Fund Pilot Program | 0 | 0 | 0 | 0 | 0 | 0 | 0 | 0 | 0 | 0 | 0 | 0 | 0 | 0 | 0 | 0 | 0 | 0 | 0 | 0 | 0 | 0 | 0 | 0 | 0 | 0 | 0 | 0 | 0 | 0 | 0 | 0 | 0 | 0 | 0 | 0 |  | 0 | 0 | 0 | 0 | 0 | 0 | 0 | 0 | 0 | 0 | 0 | 0 | 0 | 0 | 0 | 0 | 0 | 0 | 0 | 0 | 0 | 0 | 0 | 0 | 0 | 0 | 0 | 0 | 0 | 0 | 0 | 0 | 0 | 0 | 0 | 0 |  |  | 0 | 0 | 0 | 0 | 0 | 0 | 0 | 0 | 0 | 0 | 0 | 0 | 0 | 0 | 0 | 0 | 0 | 0 | 0 | 0 | 0 | 0 | 0 | 0 | 0 | 0 | 0 | 0 | 0 | 0 | 0 | 0 | 0 | 0 | 0 | 0 |  | 0 | 0 | 0 | 0 | 0 | 0 | 0 | 0 | 0 | 0 | 0 | 0 | 0 | 0 | 0 | 0 | 0 | 0 | 0 | 0 | 0 | 0 | 0 | 0 | 0 | 0 | 0 | 0 | 0 | 0 | 0 | 0 | 0 | 0 | 0 | 0 |  |  | 1
| 277 | Block Heater Timer LDC Innovation Fund Pilot Program | 0 | 0 | 0 | 0 | 0 | 0 | 0 | 0 | 0 | 0 | 0 | 0 | 0 | 0 | 0 | 0 | 0 | 0 | 0 | 0 | 0 | 0 | 0 | 0 | 0 | 0 | 0 | 0 | 0 | 0 | 0 | 0 | 0 | 0 | 0 | 0 |  | 0 | 0 | 0 | 0 | 0 | 0 | 0 | 0 | 0 | 0 | 0 | 0 | 0 | 0 | 0 | 0 | 0 | 0 | 0 | 0 | 0 | 0 | 0 | 0 | 0 | 0 | 0 | 0 | 0 | 0 | 0 | 0 | 0 | 0 | 0 | 0 |  |  | 0 | 0 | 0 | 0 | 0 | 0 | 0 | 0 | 0 | 0 | 0 | 0 | 0 | 0 | 0 | 0 | 0 | 0 | 0 | 0 | 0 | 0 | 0 | 0 | 0 | 0 | 0 | 0 | 0 | 0 | 0 | 0 | 0 | 0 | 0 | 0 |  | 0 | 0 | 0 | 0 | 0 | 0 | 0 | 0 | 0 | 0 | 0 | 0 | 0 | 0 | 0 | 0 | 0 | 0 | 0 | 0 | 0 | 0 | 0 | 0 | 0 | 0 | 0 | 0 | 0 | 0 | 0 | 0 | 0 | 0 | 0 | 0 |  |  | 1
| 278 | Commercial Energy Management and Load Control (CEMLC) LDC Innovation Fund Pilot Program | 0 | 0 | 0 | 0 | 0 | 0 | 0 | 0 | 0 | 0 | 0 | 0 | 0 | 0 | 0 | 0 | 0 | 0 | 0 | 0 | 0 | 0 | 0 | 0 | 0 | 0 | 0 | 0 | 0 | 0 | 0 | 0 | 0 | 0 | 0 | 0 |  | 0 | 0 | 0 | 0 | 0 | 0 | 0 | 0 | 0 | 0 | 0 | 0 | 0 | 0 | 0 | 0 | 0 | 0 | 0 | 0 | 0 | 0 | 0 | 0 | 0 | 0 | 0 | 0 | 0 | 0 | 0 | 0 | 0 | 0 | 0 | 0 |  |  | 0 | 0 | 0 | 0 | 0 | 0 | 0 | 0 | 0 | 0 | 0 | 0 | 0 | 0 | 0 | 0 | 0 | 0 | 0 | 0 | 0 | 0 | 0 | 0 | 0 | 0 | 0 | 0 | 0 | 0 | 0 | 0 | 0 | 0 | 0 | 0 |  | 0 | 0 | 0 | 0 | 0 | 0 | 0 | 0 | 0 | 0 | 0 | 0 | 0 | 0 | 0 | 0 | 0 | 0 | 0 | 0 | 0 | 0 | 0 | 0 | 0 | 0 | 0 | 0 | 0 | 0 | 0 | 0 | 0 | 0 | 0 | 0 |  |  | 1
| 279 | Conservation Cultivator LDC Innovation Fund Pilot Program | 0 | 0 | 0 | 0 | 0 | 0 | 0 | 0 | 0 | 0 | 0 | 0 | 0 | 0 | 0 | 0 | 0 | 0 | 0 | 0 | 0 | 0 | 0 | 0 | 0 | 0 | 0 | 0 | 0 | 0 | 0 | 0 | 0 | 0 | 0 | 0 |  | 0 | 0 | 0 | 0 | 0 | 0 | 0 | 0 | 0 | 0 | 0 | 0 | 0 | 0 | 0 | 0 | 0 | 0 | 0 | 0 | 0 | 0 | 0 | 0 | 0 | 0 | 0 | 0 | 0 | 0 | 0 | 0 | 0 | 0 | 0 | 0 |  |  | 0 | 0 | 0 | 0 | 0 | 0 | 0 | 0 | 0 | 0 | 0 | 0 | 0 | 0 | 0 | 0 | 0 | 0 | 0 | 0 | 0 | 0 | 0 | 0 | 0 | 0 | 0 | 0 | 0 | 0 | 0 | 0 | 0 | 0 | 0 | 0 |  | 0 | 0 | 0 | 0 | 0 | 0 | 0 | 0 | 0 | 0 | 0 | 0 | 0 | 0 | 0 | 0 | 0 | 0 | 0 | 0 | 0 | 0 | 0 | 0 | 0 | 0 | 0 | 0 | 0 | 0 | 0 | 0 | 0 | 0 | 0 | 0 |  |  | 1
| 280 | Data Centre LDC Innovation Fund Pilot Program | 0 | 0 | 0 | 0 | 0 | 0 | 0 | 0 | 0 | 0 | 0 | 0 | 0 | 0 | 0 | 0 | 0 | 0 | 0 | 0 | 0 | 0 | 0 | 0 | 0 | 0 | 0 | 0 | 0 | 0 | 0 | 0 | 0 | 0 | 0 | 0 |  | 0 | 0 | 0 | 0 | 0 | 0 | 0 | 0 | 0 | 0 | 0 | 0 | 0 | 0 | 0 | 0 | 0 | 0 | 0 | 0 | 0 | 0 | 0 | 0 | 0 | 0 | 0 | 0 | 0 | 0 | 0 | 0 | 0 | 0 | 0 | 0 |  |  | 0 | 0 | 0 | 0 | 0 | 0 | 0 | 0 | 0 | 0 | 0 | 0 | 0 | 0 | 0 | 0 | 0 | 0 | 0 | 0 | 0 | 0 | 0 | 0 | 0 | 0 | 0 | 0 | 0 | 0 | 0 | 0 | 0 | 0 | 0 | 0 |  | 0 | 0 | 0 | 0 | 0 | 0 | 0 | 0 | 0 | 0 | 0 | 0 | 0 | 0 | 0 | 0 | 0 | 0 | 0 | 0 | 0 | 0 | 0 | 0 | 0 | 0 | 0 | 0 | 0 | 0 | 0 | 0 | 0 | 0 | 0 | 0 |  |  | 1
| 281 | Electronics Take Back LDC Innovation Fund Pilot Program | 0 | 0 | 0 | 0 | 0 | 0 | 0 | 0 | 0 | 0 | 0 | 0 | 0 | 0 | 0 | 0 | 0 | 0 | 0 | 0 | 0 | 0 | 0 | 0 | 0 | 0 | 0 | 0 | 0 | 0 | 0 | 0 | 0 | 0 | 0 | 0 |  | 0 | 0 | 0 | 0 | 0 | 0 | 0 | 0 | 0 | 0 | 0 | 0 | 0 | 0 | 0 | 0 | 0 | 0 | 0 | 0 | 0 | 0 | 0 | 0 | 0 | 0 | 0 | 0 | 0 | 0 | 0 | 0 | 0 | 0 | 0 | 0 |  |  | 0 | 0 | 0 | 0 | 0 | 0 | 0 | 0 | 0 | 0 | 0 | 0 | 0 | 0 | 0 | 0 | 0 | 0 | 0 | 0 | 0 | 0 | 0 | 0 | 0 | 0 | 0 | 0 | 0 | 0 | 0 | 0 | 0 | 0 | 0 | 0 |  | 0 | 0 | 0 | 0 | 0 | 0 | 0 | 0 | 0 | 0 | 0 | 0 | 0 | 0 | 0 | 0 | 0 | 0 | 0 | 0 | 0 | 0 | 0 | 0 | 0 | 0 | 0 | 0 | 0 | 0 | 0 | 0 | 0 | 0 | 0 | 0 |  |  | 1
| 282 | Energy Reinvestment LDC Innovation Fund Pilot Program | 0 | 0 | 0 | 0 | 0 | 0 | 0 | 0 | 0 | 0 | 0 | 0 | 0 | 0 | 0 | 0 | 0 | 0 | 0 | 0 | 0 | 0 | 0 | 0 | 0 | 0 | 0 | 0 | 0 | 0 | 0 | 0 | 0 | 0 | 0 | 0 |  | 0 | 0 | 0 | 0 | 0 | 0 | 0 | 0 | 0 | 0 | 0 | 0 | 0 | 0 | 0 | 0 | 0 | 0 | 0 | 0 | 0 | 0 | 0 | 0 | 0 | 0 | 0 | 0 | 0 | 0 | 0 | 0 | 0 | 0 | 0 | 0 |  |  | 0 | 0 | 0 | 0 | 0 | 0 | 0 | 0 | 0 | 0 | 0 | 0 | 0 | 0 | 0 | 0 | 0 | 0 | 0 | 0 | 0 | 0 | 0 | 0 | 0 | 0 | 0 | 0 | 0 | 0 | 0 | 0 | 0 | 0 | 0 | 0 |  | 0 | 0 | 0 | 0 | 0 | 0 | 0 | 0 | 0 | 0 | 0 | 0 | 0 | 0 | 0 | 0 | 0 | 0 | 0 | 0 | 0 | 0 | 0 | 0 | 0 | 0 | 0 | 0 | 0 | 0 | 0 | 0 | 0 | 0 | 0 | 0 |  |  | 1
| 283 | Home Energy Assessment & Retrofit LDC Innovation Fund Pilot Program | 0 | 0 | 0 | 0 | 0 | 0 | 0 | 0 | 0 | 0 | 0 | 0 | 0 | 0 | 0 | 0 | 0 | 0 | 0 | 0 | 0 | 0 | 0 | 0 | 0 | 0 | 0 | 0 | 0 | 0 | 0 | 0 | 0 | 0 | 0 | 0 |  | 0 | 0 | 0 | 0 | 0 | 0 | 0 | 0 | 0 | 0 | 0 | 0 | 0 | 0 | 0 | 0 | 0 | 0 | 0 | 0 | 0 | 0 | 0 | 0 | 0 | 0 | 0 | 0 | 0 | 0 | 0 | 0 | 0 | 0 | 0 | 0 |  |  | 0 | 0 | 0 | 0 | 0 | 0 | 0 | 0 | 0 | 0 | 0 | 0 | 0 | 0 | 0 | 0 | 0 | 0 | 0 | 0 | 0 | 0 | 0 | 0 | 0 | 0 | 0 | 0 | 0 | 0 | 0 | 0 | 0 | 0 | 0 | 0 |  | 0 | 0 | 0 | 0 | 0 | 0 | 0 | 0 | 0 | 0 | 0 | 0 | 0 | 0 | 0 | 0 | 0 | 0 | 0 | 0 | 0 | 0 | 0 | 0 | 0 | 0 | 0 | 0 | 0 | 0 | 0 | 0 | 0 | 0 | 0 | 0 |  |  | 1
| 284 | Hotel/Motel LDC Innovation Fund Pilot Program | 0 | 0 | 0 | 0 | 0 | 0 | 0 | 0 | 0 | 0 | 0 | 0 | 0 | 0 | 0 | 0 | 0 | 0 | 0 | 0 | 0 | 0 | 0 | 0 | 0 | 0 | 0 | 0 | 0 | 0 | 0 | 0 | 0 | 0 | 0 | 0 |  | 0 | 0 | 0 | 0 | 0 | 0 | 0 | 0 | 0 | 0 | 0 | 0 | 0 | 0 | 0 | 0 | 0 | 0 | 0 | 0 | 0 | 0 | 0 | 0 | 0 | 0 | 0 | 0 | 0 | 0 | 0 | 0 | 0 | 0 | 0 | 0 |  |  | 0 | 0 | 0 | 0 | 0 | 0 | 0 | 0 | 0 | 0 | 0 | 0 | 0 | 0 | 0 | 0 | 0 | 0 | 0 | 0 | 0 | 0 | 0 | 0 | 0 | 0 | 0 | 0 | 0 | 0 | 0 | 0 | 0 | 0 | 0 | 0 |  | 0 | 0 | 0 | 0 | 0 | 0 | 0 | 0 | 0 | 0 | 0 | 0 | 0 | 0 | 0 | 0 | 0 | 0 | 0 | 0 | 0 | 0 | 0 | 0 | 0 | 0 | 0 | 0 | 0 | 0 | 0 | 0 | 0 | 0 | 0 | 0 |  |  | 1
| 285 | Intelligent Air Technology LDC Innovation Fund Pilot Program | 0 | 0 | 0 | 0 | 0 | 0 | 0 | 0 | 0 | 0 | 0 | 0 | 0 | 0 | 0 | 0 | 0 | 0 | 0 | 0 | 0 | 0 | 0 | 0 | 0 | 0 | 0 | 0 | 0 | 0 | 0 | 0 | 0 | 0 | 0 | 0 |  | 0 | 0 | 0 | 0 | 0 | 0 | 0 | 0 | 0 | 0 | 0 | 0 | 0 | 0 | 0 | 0 | 0 | 0 | 0 | 0 | 0 | 0 | 0 | 0 | 0 | 0 | 0 | 0 | 0 | 0 | 0 | 0 | 0 | 0 | 0 | 0 |  |  | 0 | 0 | 0 | 0 | 0 | 0 | 0 | 0 | 0 | 0 | 0 | 0 | 0 | 0 | 0 | 0 | 0 | 0 | 0 | 0 | 0 | 0 | 0 | 0 | 0 | 0 | 0 | 0 | 0 | 0 | 0 | 0 | 0 | 0 | 0 | 0 |  | 0 | 0 | 0 | 0 | 0 | 0 | 0 | 0 | 0 | 0 | 0 | 0 | 0 | 0 | 0 | 0 | 0 | 0 | 0 | 0 | 0 | 0 | 0 | 0 | 0 | 0 | 0 | 0 | 0 | 0 | 0 | 0 | 0 | 0 | 0 | 0 |  |  | 1
| 286 | OPsaver LDC Innovation Fund Pilot Program | 0 | 0 | 0 | 0 | 0 | 0 | 0 | 0 | 0 | 0 | 0 | 0 | 0 | 0 | 0 | 0 | 0 | 0 | 0 | 0 | 0 | 0 | 0 | 0 | 0 | 0 | 0 | 0 | 0 | 0 | 0 | 0 | 0 | 0 | 0 | 0 |  | 0 | 0 | 0 | 0 | 0 | 0 | 0 | 0 | 0 | 0 | 0 | 0 | 0 | 0 | 0 | 0 | 0 | 0 | 0 | 0 | 0 | 0 | 0 | 0 | 0 | 0 | 0 | 0 | 0 | 0 | 0 | 0 | 0 | 0 | 0 | 0 |  |  | 0 | 0 | 0 | 0 | 0 | 0 | 0 | 0 | 0 | 0 | 0 | 0 | 0 | 0 | 0 | 0 | 0 | 0 | 0 | 0 | 0 | 0 | 0 | 0 | 0 | 0 | 0 | 0 | 0 | 0 | 0 | 0 | 0 | 0 | 0 | 0 |  | 0 | 0 | 0 | 0 | 0 | 0 | 0 | 0 | 0 | 0 | 0 | 0 | 0 | 0 | 0 | 0 | 0 | 0 | 0 | 0 | 0 | 0 | 0 | 0 | 0 | 0 | 0 | 0 | 0 | 0 | 0 | 0 | 0 | 0 | 0 | 0 |  |  | 1
| 287 | PUMPsaver LDC Innovation Fund Pilot Program | 0 | 0 | 0 | 0 | 0 | 0 | 0 | 0 | 0 | 0 | 0 | 0 | 0 | 0 | 0 | 0 | 0 | 0 | 0 | 0 | 0 | 0 | 0 | 0 | 0 | 0 | 0 | 0 | 0 | 0 | 0 | 0 | 0 | 0 | 0 | 0 |  | 0 | 0 | 0 | 0 | 0 | 0 | 0 | 0 | 0 | 0 | 0 | 0 | 0 | 0 | 0 | 0 | 0 | 0 | 0 | 0 | 0 | 0 | 0 | 0 | 0 | 0 | 0 | 0 | 0 | 0 | 0 | 0 | 0 | 0 | 0 | 0 |  |  | 0 | 0 | 0 | 0 | 0 | 0 | 0 | 0 | 0 | 0 | 0 | 0 | 0 | 0 | 0 | 0 | 0 | 0 | 0 | 0 | 0 | 0 | 0 | 0 | 0 | 0 | 0 | 0 | 0 | 0 | 0 | 0 | 0 | 0 | 0 | 0 |  | 0 | 0 | 0 | 0 | 0 | 0 | 0 | 0 | 0 | 0 | 0 | 0 | 0 | 0 | 0 | 0 | 0 | 0 | 0 | 0 | 0 | 0 | 0 | 0 | 0 | 0 | 0 | 0 | 0 | 0 | 0 | 0 | 0 | 0 | 0 | 0 |  |  | 1
| 288 | Residential Direct Install LDC Innovation Fund Pilot Program | 0 | 0 | 0 | 0 | 0 | 0 | 0 | 0 | 0 | 0 | 0 | 0 | 0 | 0 | 0 | 0 | 0 | 0 | 0 | 0 | 0 | 0 | 0 | 0 | 0 | 0 | 0 | 0 | 0 | 0 | 0 | 0 | 0 | 0 | 0 | 0 |  | 0 | 0 | 0 | 0 | 0 | 0 | 0 | 0 | 0 | 0 | 0 | 0 | 0 | 0 | 0 | 0 | 0 | 0 | 0 | 0 | 0 | 0 | 0 | 0 | 0 | 0 | 0 | 0 | 0 | 0 | 0 | 0 | 0 | 0 | 0 | 0 |  |  | 0 | 0 | 0 | 0 | 0 | 0 | 0 | 0 | 0 | 0 | 0 | 0 | 0 | 0 | 0 | 0 | 0 | 0 | 0 | 0 | 0 | 0 | 0 | 0 | 0 | 0 | 0 | 0 | 0 | 0 | 0 | 0 | 0 | 0 | 0 | 0 |  | 0 | 0 | 0 | 0 | 0 | 0 | 0 | 0 | 0 | 0 | 0 | 0 | 0 | 0 | 0 | 0 | 0 | 0 | 0 | 0 | 0 | 0 | 0 | 0 | 0 | 0 | 0 | 0 | 0 | 0 | 0 | 0 | 0 | 0 | 0 | 0 |  |  | 1
| 289 | Residential Direct Mail LDC Innovation Fund Pilot Program | 0 | 0 | 0 | 0 | 0 | 0 | 0 | 0 | 0 | 0 | 0 | 0 | 0 | 0 | 0 | 0 | 0 | 0 | 0 | 0 | 0 | 0 | 0 | 0 | 0 | 0 | 0 | 0 | 0 | 0 | 0 | 0 | 0 | 0 | 0 | 0 |  | 0 | 0 | 0 | 0 | 0 | 0 | 0 | 0 | 0 | 0 | 0 | 0 | 0 | 0 | 0 | 0 | 0 | 0 | 0 | 0 | 0 | 0 | 0 | 0 | 0 | 0 | 0 | 0 | 0 | 0 | 0 | 0 | 0 | 0 | 0 | 0 |  |  | 0 | 0 | 0 | 0 | 0 | 0 | 0 | 0 | 0 | 0 | 0 | 0 | 0 | 0 | 0 | 0 | 0 | 0 | 0 | 0 | 0 | 0 | 0 | 0 | 0 | 0 | 0 | 0 | 0 | 0 | 0 | 0 | 0 | 0 | 0 | 0 |  | 0 | 0 | 0 | 0 | 0 | 0 | 0 | 0 | 0 | 0 | 0 | 0 | 0 | 0 | 0 | 0 | 0 | 0 | 0 | 0 | 0 | 0 | 0 | 0 | 0 | 0 | 0 | 0 | 0 | 0 | 0 | 0 | 0 | 0 | 0 | 0 |  |  | 1
| 290 | Residential Ductless Heat Pump LDC Innovation Fund Pilot Program | 0 | 0 | 0 | 0 | 0 | 0 | 0 | 0 | 0 | 0 | 0 | 0 | 0 | 0 | 0 | 0 | 0 | 0 | 0 | 0 | 0 | 0 | 0 | 0 | 0 | 0 | 0 | 0 | 0 | 0 | 0 | 0 | 0 | 0 | 0 | 0 |  | 0 | 0 | 0 | 0 | 0 | 0 | 0 | 0 | 0 | 0 | 0 | 0 | 0 | 0 | 0 | 0 | 0 | 0 | 0 | 0 | 0 | 0 | 0 | 0 | 0 | 0 | 0 | 0 | 0 | 0 | 0 | 0 | 0 | 0 | 0 | 0 |  |  | 0 | 0 | 0 | 0 | 0 | 0 | 0 | 0 | 0 | 0 | 0 | 0 | 0 | 0 | 0 | 0 | 0 | 0 | 0 | 0 | 0 | 0 | 0 | 0 | 0 | 0 | 0 | 0 | 0 | 0 | 0 | 0 | 0 | 0 | 0 | 0 |  | 0 | 0 | 0 | 0 | 0 | 0 | 0 | 0 | 0 | 0 | 0 | 0 | 0 | 0 | 0 | 0 | 0 | 0 | 0 | 0 | 0 | 0 | 0 | 0 | 0 | 0 | 0 | 0 | 0 | 0 | 0 | 0 | 0 | 0 | 0 | 0 |  |  | 1
| 291 | Retrocomissioning LDC Innovation Fund Pilot Program | 0 | 0 | 0 | 0 | 0 | 0 | 0 | 0 | 0 | 0 | 0 | 0 | 0 | 0 | 0 | 0 | 0 | 0 | 0 | 0 | 0 | 0 | 0 | 0 | 0 | 0 | 0 | 0 | 0 | 0 | 0 | 0 | 0 | 0 | 0 | 0 |  | 0 | 0 | 0 | 0 | 0 | 0 | 0 | 0 | 0 | 0 | 0 | 0 | 0 | 0 | 0 | 0 | 0 | 0 | 0 | 0 | 0 | 0 | 0 | 0 | 0 | 0 | 0 | 0 | 0 | 0 | 0 | 0 | 0 | 0 | 0 | 0 |  |  | 0 | 0 | 0 | 0 | 0 | 0 | 0 | 0 | 0 | 0 | 0 | 0 | 0 | 0 | 0 | 0 | 0 | 0 | 0 | 0 | 0 | 0 | 0 | 0 | 0 | 0 | 0 | 0 | 0 | 0 | 0 | 0 | 0 | 0 | 0 | 0 |  | 0 | 0 | 0 | 0 | 0 | 0 | 0 | 0 | 0 | 0 | 0 | 0 | 0 | 0 | 0 | 0 | 0 | 0 | 0 | 0 | 0 | 0 | 0 | 0 | 0 | 0 | 0 | 0 | 0 | 0 | 0 | 0 | 0 | 0 | 0 | 0 |  |  | 1
| 292 | RTUsaver LDC Innovation Fund Pilot Program | 0 | 0 | 0 | 0 | 0 | 0 | 0 | 0 | 0 | 0 | 0 | 0 | 0 | 0 | 0 | 0 | 0 | 0 | 0 | 0 | 0 | 0 | 0 | 0 | 0 | 0 | 0 | 0 | 0 | 0 | 0 | 0 | 0 | 0 | 0 | 0 |  | 0 | 0 | 0 | 0 | 0 | 0 | 0 | 0 | 0 | 0 | 0 | 0 | 0 | 0 | 0 | 0 | 0 | 0 | 0 | 0 | 0 | 0 | 0 | 0 | 0 | 0 | 0 | 0 | 0 | 0 | 0 | 0 | 0 | 0 | 0 | 0 |  |  | 0 | 0 | 0 | 0 | 0 | 0 | 0 | 0 | 0 | 0 | 0 | 0 | 0 | 0 | 0 | 0 | 0 | 0 | 0 | 0 | 0 | 0 | 0 | 0 | 0 | 0 | 0 | 0 | 0 | 0 | 0 | 0 | 0 | 0 | 0 | 0 |  | 0 | 0 | 0 | 0 | 0 | 0 | 0 | 0 | 0 | 0 | 0 | 0 | 0 | 0 | 0 | 0 | 0 | 0 | 0 | 0 | 0 | 0 | 0 | 0 | 0 | 0 | 0 | 0 | 0 | 0 | 0 | 0 | 0 | 0 | 0 | 0 |  |  | 1
| 293 | Small & Medium Business Energy Management System LDC Innovation Fund Pilot Program | 0 | 0 | 0 | 0 | 0 | 0 | 0 | 0 | 0 | 0 | 0 | 0 | 0 | 0 | 0 | 0 | 0 | 0 | 0 | 0 | 0 | 0 | 0 | 0 | 0 | 0 | 0 | 0 | 0 | 0 | 0 | 0 | 0 | 0 | 0 | 0 |  | 0 | 0 | 0 | 0 | 0 | 0 | 0 | 0 | 0 | 0 | 0 | 0 | 0 | 0 | 0 | 0 | 0 | 0 | 0 | 0 | 0 | 0 | 0 | 0 | 0 | 0 | 0 | 0 | 0 | 0 | 0 | 0 | 0 | 0 | 0 | 0 |  |  | 0 | 0 | 0 | 0 | 0 | 0 | 0 | 0 | 0 | 0 | 0 | 0 | 0 | 0 | 0 | 0 | 0 | 0 | 0 | 0 | 0 | 0 | 0 | 0 | 0 | 0 | 0 | 0 | 0 | 0 | 0 | 0 | 0 | 0 | 0 | 0 |  | 0 | 0 | 0 | 0 | 0 | 0 | 0 | 0 | 0 | 0 | 0 | 0 | 0 | 0 | 0 | 0 | 0 | 0 | 0 | 0 | 0 | 0 | 0 | 0 | 0 | 0 | 0 | 0 | 0 | 0 | 0 | 0 | 0 | 0 | 0 | 0 |  |  | 1
2016 | 294 | Solar Powered Attic Ventilation LDC Innovation Fund Pilot Program | 0 | 174 | 174 | 174 | 174 | 174 | 174 | 174 | 174 | 174 | 174 | 0 | 0 | 0 | 0 | 0 | 0 | 0 | 0 | 0 | 0 | 0 | 0 | 0 | 0 | 0 | 0 | 0 | 0 | 0 | 0 | 0 | 0 | 0 | 0 | 0 |  | 0 | 0 | 0 | 0 | 0 | 0 | 0 | 0 | 0 | 0 | 0 | 0 | 0 | 0 | 0 | 0 | 0 | 0 | 0 | 0 | 0 | 0 | 0 | 0 | 0 | 0 | 0 | 0 | 0 | 0 | 0 | 0 | 0 | 0 | 0 | 0 |  |  | 0 | 174 | 174 | 174 | 174 | 174 | 174 | 174 | 174 | 174 | 174 | 0 | 0 | 0 | 0 | 0 | 0 | 0 | 0 | 0 | 0 | 0 | 0 | 0 | 0 | 0 | 0 | 0 | 0 | 0 | 0 | 0 | 0 | 0 | 0 | 0 |  | 0 | 0 | 0 | 0 | 0 | 0 | 0 | 0 | 0 | 0 | 0 | 0 | 0 | 0 | 0 | 0 | 0 | 0 | 0 | 0 | 0 | 0 | 0 | 0 | 0 | 0 | 0 | 0 | 0 | 0 | 0 | 0 | 0 | 0 | 0 | 0 |  |  | 0
| 295 | Toronto Hydro – Enbridge Joint Low-Income Program LDC Innovation Fund Pilot Program | 0 | 0 | 0 | 0 | 0 | 0 | 0 | 0 | 0 | 0 | 0 | 0 | 0 | 0 | 0 | 0 | 0 | 0 | 0 | 0 | 0 | 0 | 0 | 0 | 0 | 0 | 0 | 0 | 0 | 0 | 0 | 0 | 0 | 0 | 0 | 0 |  | 0 | 0 | 0 | 0 | 0 | 0 | 0 | 0 | 0 | 0 | 0 | 0 | 0 | 0 | 0 | 0 | 0 | 0 | 0 | 0 | 0 | 0 | 0 | 0 | 0 | 0 | 0 | 0 | 0 | 0 | 0 | 0 | 0 | 0 | 0 | 0 |  |  | 0 | 0 | 0 | 0 | 0 | 0 | 0 | 0 | 0 | 0 | 0 | 0 | 0 | 0 | 0 | 0 | 0 | 0 | 0 | 0 | 0 | 0 | 0 | 0 | 0 | 0 | 0 | 0 | 0 | 0 | 0 | 0 | 0 | 0 | 0 | 0 |  | 0 | 0 | 0 | 0 | 0 | 0 | 0 | 0 | 0 | 0 | 0 | 0 | 0 | 0 | 0 | 0 | 0 | 0 | 0 | 0 | 0 | 0 | 0 | 0 | 0 | 0 | 0 | 0 | 0 | 0 | 0 | 0 | 0 | 0 | 0 | 0 |  |  | 1
| 296 | Truckload Event LDC Innovation Fund Pilot Program | 0 | 0 | 0 | 0 | 0 | 0 | 0 | 0 | 0 | 0 | 0 | 0 | 0 | 0 | 0 | 0 | 0 | 0 | 0 | 0 | 0 | 0 | 0 | 0 | 0 | 0 | 0 | 0 | 0 | 0 | 0 | 0 | 0 | 0 | 0 | 0 |  | 0 | 0 | 0 | 0 | 0 | 0 | 0 | 0 | 0 | 0 | 0 | 0 | 0 | 0 | 0 | 0 | 0 | 0 | 0 | 0 | 0 | 0 | 0 | 0 | 0 | 0 | 0 | 0 | 0 | 0 | 0 | 0 | 0 | 0 | 0 | 0 |  |  | 0 | 0 | 0 | 0 | 0 | 0 | 0 | 0 | 0 | 0 | 0 | 0 | 0 | 0 | 0 | 0 | 0 | 0 | 0 | 0 | 0 | 0 | 0 | 0 | 0 | 0 | 0 | 0 | 0 | 0 | 0 | 0 | 0 | 0 | 0 | 0 |  | 0 | 0 | 0 | 0 | 0 | 0 | 0 | 0 | 0 | 0 | 0 | 0 | 0 | 0 | 0 | 0 | 0 | 0 | 0 | 0 | 0 | 0 | 0 | 0 | 0 | 0 | 0 | 0 | 0 | 0 | 0 | 0 | 0 | 0 | 0 | 0 |  |  | 1
| 297 | Industrial Accelerator Program | 0 | 0 | 0 | 0 | 0 | 0 | 0 | 0 | 0 | 0 | 0 | 0 | 0 | 0 | 0 | 0 | 0 | 0 | 0 | 0 | 0 | 0 | 0 | 0 | 0 | 0 | 0 | 0 | 0 | 0 | 0 | 0 | 0 | 0 | 0 | 0 |  | 0 | 0 | 0 | 0 | 0 | 0 | 0 | 0 | 0 | 0 | 0 | 0 | 0 | 0 | 0 | 0 | 0 | 0 | 0 | 0 | 0 | 0 | 0 | 0 | 0 | 0 | 0 | 0 | 0 | 0 | 0 | 0 | 0 | 0 | 0 | 0 |  |  | 0 | 0 | 0 | 0 | 0 | 0 | 0 | 0 | 0 | 0 | 0 | 0 | 0 | 0 | 0 | 0 | 0 | 0 | 0 | 0 | 0 | 0 | 0 | 0 | 0 | 0 | 0 | 0 | 0 | 0 | 0 | 0 | 0 | 0 | 0 | 0 |  | 0 | 0 | 0 | 0 | 0 | 0 | 0 | 0 | 0 | 0 | 0 | 0 | 0 | 0 | 0 | 0 | 0 | 0 | 0 | 0 | 0 | 0 | 0 | 0 | 0 | 0 | 0 | 0 | 0 | 0 | 0 | 0 | 0 | 0 | 0 | 0 |  |  | 1
| 298 | Save on Energy Energy Performance Program for Multi-Site Customers | 0 | 0 | 0 | 0 | 0 | 0 | 0 | 0 | 0 | 0 | 0 | 0 | 0 | 0 | 0 | 0 | 0 | 0 | 0 | 0 | 0 | 0 | 0 | 0 | 0 | 0 | 0 | 0 | 0 | 0 | 0 | 0 | 0 | 0 | 0 | 0 |  | 0 | 0 | 0 | 0 | 0 | 0 | 0 | 0 | 0 | 0 | 0 | 0 | 0 | 0 | 0 | 0 | 0 | 0 | 0 | 0 | 0 | 0 | 0 | 0 | 0 | 0 | 0 | 0 | 0 | 0 | 0 | 0 | 0 | 0 | 0 | 0 |  |  | 0 | 0 | 0 | 0 | 0 | 0 | 0 | 0 | 0 | 0 | 0 | 0 | 0 | 0 | 0 | 0 | 0 | 0 | 0 | 0 | 0 | 0 | 0 | 0 | 0 | 0 | 0 | 0 | 0 | 0 | 0 | 0 | 0 | 0 | 0 | 0 |  | 0 | 0 | 0 | 0 | 0 | 0 | 0 | 0 | 0 | 0 | 0 | 0 | 0 | 0 | 0 | 0 | 0 | 0 | 0 | 0 | 0 | 0 | 0 | 0 | 0 | 0 | 0 | 0 | 0 | 0 | 0 | 0 | 0 | 0 | 0 | 0 |  |  | 1
| 299 | Whole Home Pilot Program | 0 | 0 | 0 | 0 | 0 | 0 | 0 | 0 | 0 | 0 | 0 | 0 | 0 | 0 | 0 | 0 | 0 | 0 | 0 | 0 | 0 | 0 | 0 | 0 | 0 | 0 | 0 | 0 | 0 | 0 | 0 | 0 | 0 | 0 | 0 | 0 |  | 0 | 0 | 0 | 0 | 0 | 0 | 0 | 0 | 0 | 0 | 0 | 0 | 0 | 0 | 0 | 0 | 0 | 0 | 0 | 0 | 0 | 0 | 0 | 0 | 0 | 0 | 0 | 0 | 0 | 0 | 0 | 0 | 0 | 0 | 0 | 0 |  |  | 0 | 0 | 0 | 0 | 0 | 0 | 0 | 0 | 0 | 0 | 0 | 0 | 0 | 0 | 0 | 0 | 0 | 0 | 0 | 0 | 0 | 0 | 0 | 0 | 0 | 0 | 0 | 0 | 0 | 0 | 0 | 0 | 0 | 0 | 0 | 0 |  | 0 | 0 | 0 | 0 | 0 | 0 | 0 | 0 | 0 | 0 | 0 | 0 | 0 | 0 | 0 | 0 | 0 | 0 | 0 | 0 | 0 | 0 | 0 | 0 | 0 | 0 | 0 | 0 | 0 | 0 | 0 | 0 | 0 | 0 | 0 | 0 |  |  | 1
| 300 | Save on Energy Retrofit Program Enabled Savings | 0 | 0 | 0 | 0 | 0 | 0 | 0 | 0 | 0 | 0 | 0 | 0 | 0 | 0 | 0 | 0 | 0 | 0 | 0 | 0 | 0 | 0 | 0 | 0 | 0 | 0 | 0 | 0 | 0 | 0 | 0 | 0 | 0 | 0 | 0 | 0 |  | 0 | 0 | 0 | 0 | 0 | 0 | 0 | 0 | 0 | 0 | 0 | 0 | 0 | 0 | 0 | 0 | 0 | 0 | 0 | 0 | 0 | 0 | 0 | 0 | 0 | 0 | 0 | 0 | 0 | 0 | 0 | 0 | 0 | 0 | 0 | 0 |  |  | 0 | 0 | 0 | 0 | 0 | 0 | 0 | 0 | 0 | 0 | 0 | 0 | 0 | 0 | 0 | 0 | 0 | 0 | 0 | 0 | 0 | 0 | 0 | 0 | 0 | 0 | 0 | 0 | 0 | 0 | 0 | 0 | 0 | 0 | 0 | 0 |  | 0 | 0 | 0 | 0 | 0 | 0 | 0 | 0 | 0 | 0 | 0 | 0 | 0 | 0 | 0 | 0 | 0 | 0 | 0 | 0 | 0 | 0 | 0 | 0 | 0 | 0 | 0 | 0 | 0 | 0 | 0 | 0 | 0 | 0 | 0 | 0 |  |  | 1
| 301 | Save on Energy High Performance New Construction Program Enabled Savings | 0 | 0 | 0 | 0 | 0 | 0 | 0 | 0 | 0 | 0 | 0 | 0 | 0 | 0 | 0 | 0 | 0 | 0 | 0 | 0 | 0 | 0 | 0 | 0 | 0 | 0 | 0 | 0 | 0 | 0 | 0 | 0 | 0 | 0 | 0 | 0 |  | 0 | 0 | 0 | 0 | 0 | 0 | 0 | 0 | 0 | 0 | 0 | 0 | 0 | 0 | 0 | 0 | 0 | 0 | 0 | 0 | 0 | 0 | 0 | 0 | 0 | 0 | 0 | 0 | 0 | 0 | 0 | 0 | 0 | 0 | 0 | 0 |  |  | 0 | 0 | 0 | 0 | 0 | 0 | 0 | 0 | 0 | 0 | 0 | 0 | 0 | 0 | 0 | 0 | 0 | 0 | 0 | 0 | 0 | 0 | 0 | 0 | 0 | 0 | 0 | 0 | 0 | 0 | 0 | 0 | 0 | 0 | 0 | 0 |  | 0 | 0 | 0 | 0 | 0 | 0 | 0 | 0 | 0 | 0 | 0 | 0 | 0 | 0 | 0 | 0 | 0 | 0 | 0 | 0 | 0 | 0 | 0 | 0 | 0 | 0 | 0 | 0 | 0 | 0 | 0 | 0 | 0 | 0 | 0 | 0 |  |  | 1
| 302 | Save on Energy Process & Systems Upgrades Program Enabled Savings | 0 | 0 | 0 | 0 | 0 | 0 | 0 | 0 | 0 | 0 | 0 | 0 | 0 | 0 | 0 | 0 | 0 | 0 | 0 | 0 | 0 | 0 | 0 | 0 | 0 | 0 | 0 | 0 | 0 | 0 | 0 | 0 | 0 | 0 | 0 | 0 |  | 0 | 0 | 0 | 0 | 0 | 0 | 0 | 0 | 0 | 0 | 0 | 0 | 0 | 0 | 0 | 0 | 0 | 0 | 0 | 0 | 0 | 0 | 0 | 0 | 0 | 0 | 0 | 0 | 0 | 0 | 0 | 0 | 0 | 0 | 0 | 0 |  |  | 0 | 0 | 0 | 0 | 0 | 0 | 0 | 0 | 0 | 0 | 0 | 0 | 0 | 0 | 0 | 0 | 0 | 0 | 0 | 0 | 0 | 0 | 0 | 0 | 0 | 0 | 0 | 0 | 0 | 0 | 0 | 0 | 0 | 0 | 0 | 0 |  | 0 | 0 | 0 | 0 | 0 | 0 | 0 | 0 | 0 | 0 | 0 | 0 | 0 | 0 | 0 | 0 | 0 | 0 | 0 | 0 | 0 | 0 | 0 | 0 | 0 | 0 | 0 | 0 | 0 | 0 | 0 | 0 | 0 | 0 | 0 | 0 |  |  | 1
| 303 | Non-Approved Program | 0 | 0 | 0 | 0 | 0 | 0 | 0 | 0 | 0 | 0 | 0 | 0 | 0 | 0 | 0 | 0 | 0 | 0 | 0 | 0 | 0 | 0 | 0 | 0 | 0 | 0 | 0 | 0 | 0 | 0 | 0 | 0 | 0 | 0 | 0 | 0 |  | 0 | 0 | 0 | 0 | 0 | 0 | 0 | 0 | 0 | 0 | 0 | 0 | 0 | 0 | 0 | 0 | 0 | 0 | 0 | 0 | 0 | 0 | 0 | 0 | 0 | 0 | 0 | 0 | 0 | 0 | 0 | 0 | 0 | 0 | 0 | 0 |  |  | 0 | 0 | 0 | 0 | 0 | 0 | 0 | 0 | 0 | 0 | 0 | 0 | 0 | 0 | 0 | 0 | 0 | 0 | 0 | 0 | 0 | 0 | 0 | 0 | 0 | 0 | 0 | 0 | 0 | 0 | 0 | 0 | 0 | 0 | 0 | 0 |  | 0 | 0 | 0 | 0 | 0 | 0 | 0 | 0 | 0 | 0 | 0 | 0 | 0 | 0 | 0 | 0 | 0 | 0 | 0 | 0 | 0 | 0 | 0 | 0 | 0 | 0 | 0 | 0 | 0 | 0 | 0 | 0 | 0 | 0 | 0 | 0 |  |  | 1
| 304 | Unassigned Program | 0 | 0 | 0 | 0 | 0 | 0 | 0 | 0 | 0 | 0 | 0 | 0 | 0 | 0 | 0 | 0 | 0 | 0 | 0 | 0 | 0 | 0 | 0 | 0 | 0 | 0 | 0 | 0 | 0 | 0 | 0 | 0 | 0 | 0 | 0 | 0 |  | 0 | 0 | 0 | 0 | 0 | 0 | 0 | 0 | 0 | 0 | 0 | 0 | 0 | 0 | 0 | 0 | 0 | 0 | 0 | 0 | 0 | 0 | 0 | 0 | 0 | 0 | 0 | 0 | 0 | 0 | 0 | 0 | 0 | 0 | 0 | 0 |  |  | 0 | 0 | 0 | 0 | 0 | 0 | 0 | 0 | 0 | 0 | 0 | 0 | 0 | 0 | 0 | 0 | 0 | 0 | 0 | 0 | 0 | 0 | 0 | 0 | 0 | 0 | 0 | 0 | 0 | 0 | 0 | 0 | 0 | 0 | 0 | 0 |  | 0 | 0 | 0 | 0 | 0 | 0 | 0 | 0 | 0 | 0 | 0 | 0 | 0 | 0 | 0 | 0 | 0 | 0 | 0 | 0 | 0 | 0 | 0 | 0 | 0 | 0 | 0 | 0 | 0 | 0 | 0 | 0 | 0 | 0 | 0 | 0 |  |  | 1
| 305 | Conservation Voltage Reduction Conservation Fund Pilot Program | 0 | 0 | 0 | 0 | 0 | 0 | 0 | 0 | 0 | 0 | 0 | 0 | 0 | 0 | 0 | 0 | 0 | 0 | 0 | 0 | 0 | 0 | 0 | 0 | 0 | 0 | 0 | 0 | 0 | 0 | 0 | 0 | 0 | 0 | 0 | 0 |  | 0 | 0 | 0 | 0 | 0 | 0 | 0 | 0 | 0 | 0 | 0 | 0 | 0 | 0 | 0 | 0 | 0 | 0 | 0 | 0 | 0 | 0 | 0 | 0 | 0 | 0 | 0 | 0 | 0 | 0 | 0 | 0 | 0 | 0 | 0 | 0 |  |  | 0 | 0 | 0 | 0 | 0 | 0 | 0 | 0 | 0 | 0 | 0 | 0 | 0 | 0 | 0 | 0 | 0 | 0 | 0 | 0 | 0 | 0 | 0 | 0 | 0 | 0 | 0 | 0 | 0 | 0 | 0 | 0 | 0 | 0 | 0 | 0 |  | 0 | 0 | 0 | 0 | 0 | 0 | 0 | 0 | 0 | 0 | 0 | 0 | 0 | 0 | 0 | 0 | 0 | 0 | 0 | 0 | 0 | 0 | 0 | 0 | 0 | 0 | 0 | 0 | 0 | 0 | 0 | 0 | 0 | 0 | 0 | 0 |  |  | 1
| 306 | EnerNOC Conservation Fund Pilot Program | 0 | 0 | 0 | 0 | 0 | 0 | 0 | 0 | 0 | 0 | 0 | 0 | 0 | 0 | 0 | 0 | 0 | 0 | 0 | 0 | 0 | 0 | 0 | 0 | 0 | 0 | 0 | 0 | 0 | 0 | 0 | 0 | 0 | 0 | 0 | 0 |  | 0 | 0 | 0 | 0 | 0 | 0 | 0 | 0 | 0 | 0 | 0 | 0 | 0 | 0 | 0 | 0 | 0 | 0 | 0 | 0 | 0 | 0 | 0 | 0 | 0 | 0 | 0 | 0 | 0 | 0 | 0 | 0 | 0 | 0 | 0 | 0 |  |  | 0 | 0 | 0 | 0 | 0 | 0 | 0 | 0 | 0 | 0 | 0 | 0 | 0 | 0 | 0 | 0 | 0 | 0 | 0 | 0 | 0 | 0 | 0 | 0 | 0 | 0 | 0 | 0 | 0 | 0 | 0 | 0 | 0 | 0 | 0 | 0 |  | 0 | 0 | 0 | 0 | 0 | 0 | 0 | 0 | 0 | 0 | 0 | 0 | 0 | 0 | 0 | 0 | 0 | 0 | 0 | 0 | 0 | 0 | 0 | 0 | 0 | 0 | 0 | 0 | 0 | 0 | 0 | 0 | 0 | 0 | 0 | 0 |  |  | 1
2016 | 307 | Home Depot Home Appliance Market Uplift Conservation Fund Pilot Program | 0 | 8360 | 8360 | 8360 | 8360 | 8360 | 8360 | 8360 | 8360 | 8360 | 8360 | 8360 | 8360 | 8360 | 8360 | 2656 | 2656 | 2656 | 2656 | 0 | 0 | 0 | 0 | 0 | 0 | 0 | 0 | 0 | 0 | 0 | 0 | 0 | 0 | 0 | 0 | 0 |  | 0 | 1 | 1 | 1 | 1 | 1 | 1 | 1 | 1 | 1 | 1 | 1 | 1 | 1 | 1 | 0 | 0 | 0 | 0 | 0 | 0 | 0 | 0 | 0 | 0 | 0 | 0 | 0 | 0 | 0 | 0 | 0 | 0 | 0 | 0 | 0 |  |  | 0 | 820 | 820 | 820 | 820 | 820 | 820 | 820 | 820 | 820 | 820 | 820 | 820 | 820 | 820 | 592 | 592 | 592 | 592 | 0 | 0 | 0 | 0 | 0 | 0 | 0 | 0 | 0 | 0 | 0 | 0 | 0 | 0 | 0 | 0 | 0 |  | 0 | 0 | 0 | 0 | 0 | 0 | 0 | 0 | 0 | 0 | 0 | 0 | 0 | 0 | 0 | 0 | 0 | 0 | 0 | 0 | 0 | 0 | 0 | 0 | 0 | 0 | 0 | 0 | 0 | 0 | 0 | 0 | 0 | 0 | 0 | 0 |  |  | 0
| 308 | Loblaw P4P Conservation Fund Pilot Program | 0 | 0 | 0 | 0 | 0 | 0 | 0 | 0 | 0 | 0 | 0 | 0 | 0 | 0 | 0 | 0 | 0 | 0 | 0 | 0 | 0 | 0 | 0 | 0 | 0 | 0 | 0 | 0 | 0 | 0 | 0 | 0 | 0 | 0 | 0 | 0 |  | 0 | 0 | 0 | 0 | 0 | 0 | 0 | 0 | 0 | 0 | 0 | 0 | 0 | 0 | 0 | 0 | 0 | 0 | 0 | 0 | 0 | 0 | 0 | 0 | 0 | 0 | 0 | 0 | 0 | 0 | 0 | 0 | 0 | 0 | 0 | 0 |  |  | 0 | 0 | 0 | 0 | 0 | 0 | 0 | 0 | 0 | 0 | 0 | 0 | 0 | 0 | 0 | 0 | 0 | 0 | 0 | 0 | 0 | 0 | 0 | 0 | 0 | 0 | 0 | 0 | 0 | 0 | 0 | 0 | 0 | 0 | 0 | 0 |  | 0 | 0 | 0 | 0 | 0 | 0 | 0 | 0 | 0 | 0 | 0 | 0 | 0 | 0 | 0 | 0 | 0 | 0 | 0 | 0 | 0 | 0 | 0 | 0 | 0 | 0 | 0 | 0 | 0 | 0 | 0 | 0 | 0 | 0 | 0 | 0 |  |  | 1
| 309 | Ontario Clean Water Agency P4P Conservation Fund Pilot Program | 0 | 0 | 0 | 0 | 0 | 0 | 0 | 0 | 0 | 0 | 0 | 0 | 0 | 0 | 0 | 0 | 0 | 0 | 0 | 0 | 0 | 0 | 0 | 0 | 0 | 0 | 0 | 0 | 0 | 0 | 0 | 0 | 0 | 0 | 0 | 0 |  | 0 | 0 | 0 | 0 | 0 | 0 | 0 | 0 | 0 | 0 | 0 | 0 | 0 | 0 | 0 | 0 | 0 | 0 | 0 | 0 | 0 | 0 | 0 | 0 | 0 | 0 | 0 | 0 | 0 | 0 | 0 | 0 | 0 | 0 | 0 | 0 |  |  | 0 | 0 | 0 | 0 | 0 | 0 | 0 | 0 | 0 | 0 | 0 | 0 | 0 | 0 | 0 | 0 | 0 | 0 | 0 | 0 | 0 | 0 | 0 | 0 | 0 | 0 | 0 | 0 | 0 | 0 | 0 | 0 | 0 | 0 | 0 | 0 |  | 0 | 0 | 0 | 0 | 0 | 0 | 0 | 0 | 0 | 0 | 0 | 0 | 0 | 0 | 0 | 0 | 0 | 0 | 0 | 0 | 0 | 0 | 0 | 0 | 0 | 0 | 0 | 0 | 0 | 0 | 0 | 0 | 0 | 0 | 0 | 0 |  |  | 1
| 310 | Performance Based Conservation Fund Pilot Program | 0 | 0 | 0 | 0 | 0 | 0 | 0 | 0 | 0 | 0 | 0 | 0 | 0 | 0 | 0 | 0 | 0 | 0 | 0 | 0 | 0 | 0 | 0 | 0 | 0 | 0 | 0 | 0 | 0 | 0 | 0 | 0 | 0 | 0 | 0 | 0 |  | 0 | 0 | 0 | 0 | 0 | 0 | 0 | 0 | 0 | 0 | 0 | 0 | 0 | 0 | 0 | 0 | 0 | 0 | 0 | 0 | 0 | 0 | 0 | 0 | 0 | 0 | 0 | 0 | 0 | 0 | 0 | 0 | 0 | 0 | 0 | 0 |  |  | 0 | 0 | 0 | 0 | 0 | 0 | 0 | 0 | 0 | 0 | 0 | 0 | 0 | 0 | 0 | 0 | 0 | 0 | 0 | 0 | 0 | 0 | 0 | 0 | 0 | 0 | 0 | 0 | 0 | 0 | 0 | 0 | 0 | 0 | 0 | 0 |  | 0 | 0 | 0 | 0 | 0 | 0 | 0 | 0 | 0 | 0 | 0 | 0 | 0 | 0 | 0 | 0 | 0 | 0 | 0 | 0 | 0 | 0 | 0 | 0 | 0 | 0 | 0 | 0 | 0 | 0 | 0 | 0 | 0 | 0 | 0 | 0 |  |  | 1
| 311 | Social Benchmarking Conservation Fund Pilot Program | 0 | 0 | 0 | 0 | 0 | 0 | 0 | 0 | 0 | 0 | 0 | 0 | 0 | 0 | 0 | 0 | 0 | 0 | 0 | 0 | 0 | 0 | 0 | 0 | 0 | 0 | 0 | 0 | 0 | 0 | 0 | 0 | 0 | 0 | 0 | 0 |  | 0 | 0 | 0 | 0 | 0 | 0 | 0 | 0 | 0 | 0 | 0 | 0 | 0 | 0 | 0 | 0 | 0 | 0 | 0 | 0 | 0 | 0 | 0 | 0 | 0 | 0 | 0 | 0 | 0 | 0 | 0 | 0 | 0 | 0 | 0 | 0 |  |  | 0 | 0 | 0 | 0 | 0 | 0 | 0 | 0 | 0 | 0 | 0 | 0 | 0 | 0 | 0 | 0 | 0 | 0 | 0 | 0 | 0 | 0 | 0 | 0 | 0 | 0 | 0 | 0 | 0 | 0 | 0 | 0 | 0 | 0 | 0 | 0 |  | 0 | 0 | 0 | 0 | 0 | 0 | 0 | 0 | 0 | 0 | 0 | 0 | 0 | 0 | 0 | 0 | 0 | 0 | 0 | 0 | 0 | 0 | 0 | 0 | 0 | 0 | 0 | 0 | 0 | 0 | 0 | 0 | 0 | 0 | 0 | 0 |  |  | 1
| 312 | Strategic Energy Group Conservation Fund Pilot Program | 0 | 0 | 0 | 0 | 0 | 0 | 0 | 0 | 0 | 0 | 0 | 0 | 0 | 0 | 0 | 0 | 0 | 0 | 0 | 0 | 0 | 0 | 0 | 0 | 0 | 0 | 0 | 0 | 0 | 0 | 0 | 0 | 0 | 0 | 0 | 0 |  | 0 | 0 | 0 | 0 | 0 | 0 | 0 | 0 | 0 | 0 | 0 | 0 | 0 | 0 | 0 | 0 | 0 | 0 | 0 | 0 | 0 | 0 | 0 | 0 | 0 | 0 | 0 | 0 | 0 | 0 | 0 | 0 | 0 | 0 | 0 | 0 |  |  | 0 | 0 | 0 | 0 | 0 | 0 | 0 | 0 | 0 | 0 | 0 | 0 | 0 | 0 | 0 | 0 | 0 | 0 | 0 | 0 | 0 | 0 | 0 | 0 | 0 | 0 | 0 | 0 | 0 | 0 | 0 | 0 | 0 | 0 | 0 | 0 |  | 0 | 0 | 0 | 0 | 0 | 0 | 0 | 0 | 0 | 0 | 0 | 0 | 0 | 0 | 0 | 0 | 0 | 0 | 0 | 0 | 0 | 0 | 0 | 0 | 0 | 0 | 0 | 0 | 0 | 0 | 0 | 0 | 0 | 0 | 0 | 0 |  |  | 1
| 313 | Appliance Retirement Initiative | 0 | 0 | 0 | 0 | 0 | 0 | 0 | 0 | 0 | 0 | 0 | 0 | 0 | 0 | 0 | 0 | 0 | 0 | 0 | 0 | 0 | 0 | 0 | 0 | 0 | 0 | 0 | 0 | 0 | 0 | 0 | 0 | 0 | 0 | 0 | 0 |  | 0 | 0 | 0 | 0 | 0 | 0 | 0 | 0 | 0 | 0 | 0 | 0 | 0 | 0 | 0 | 0 | 0 | 0 | 0 | 0 | 0 | 0 | 0 | 0 | 0 | 0 | 0 | 0 | 0 | 0 | 0 | 0 | 0 | 0 | 0 | 0 |  |  | 0 | 0 | 0 | 0 | 0 | 0 | 0 | 0 | 0 | 0 | 0 | 0 | 0 | 0 | 0 | 0 | 0 | 0 | 0 | 0 | 0 | 0 | 0 | 0 | 0 | 0 | 0 | 0 | 0 | 0 | 0 | 0 | 0 | 0 | 0 | 0 |  | 0 | 0 | 0 | 0 | 0 | 0 | 0 | 0 | 0 | 0 | 0 | 0 | 0 | 0 | 0 | 0 | 0 | 0 | 0 | 0 | 0 | 0 | 0 | 0 | 0 | 0 | 0 | 0 | 0 | 0 | 0 | 0 | 0 | 0 | 0 | 0 |  |  | 1
| 314 | Coupon Initiative | 0 | 0 | 0 | 0 | 0 | 0 | 0 | 0 | 0 | 0 | 0 | 0 | 0 | 0 | 0 | 0 | 0 | 0 | 0 | 0 | 0 | 0 | 0 | 0 | 0 | 0 | 0 | 0 | 0 | 0 | 0 | 0 | 0 | 0 | 0 | 0 |  | 0 | 0 | 0 | 0 | 0 | 0 | 0 | 0 | 0 | 0 | 0 | 0 | 0 | 0 | 0 | 0 | 0 | 0 | 0 | 0 | 0 | 0 | 0 | 0 | 0 | 0 | 0 | 0 | 0 | 0 | 0 | 0 | 0 | 0 | 0 | 0 |  |  | 0 | 0 | 0 | 0 | 0 | 0 | 0 | 0 | 0 | 0 | 0 | 0 | 0 | 0 | 0 | 0 | 0 | 0 | 0 | 0 | 0 | 0 | 0 | 0 | 0 | 0 | 0 | 0 | 0 | 0 | 0 | 0 | 0 | 0 | 0 | 0 |  | 0 | 0 | 0 | 0 | 0 | 0 | 0 | 0 | 0 | 0 | 0 | 0 | 0 | 0 | 0 | 0 | 0 | 0 | 0 | 0 | 0 | 0 | 0 | 0 | 0 | 0 | 0 | 0 | 0 | 0 | 0 | 0 | 0 | 0 | 0 | 0 |  |  | 1
| 315 | Bi-Annual Retailer Event Initiative | 0 | 0 | 0 | 0 | 0 | 0 | 0 | 0 | 0 | 0 | 0 | 0 | 0 | 0 | 0 | 0 | 0 | 0 | 0 | 0 | 0 | 0 | 0 | 0 | 0 | 0 | 0 | 0 | 0 | 0 | 0 | 0 | 0 | 0 | 0 | 0 |  | 0 | 0 | 0 | 0 | 0 | 0 | 0 | 0 | 0 | 0 | 0 | 0 | 0 | 0 | 0 | 0 | 0 | 0 | 0 | 0 | 0 | 0 | 0 | 0 | 0 | 0 | 0 | 0 | 0 | 0 | 0 | 0 | 0 | 0 | 0 | 0 |  |  | 0 | 0 | 0 | 0 | 0 | 0 | 0 | 0 | 0 | 0 | 0 | 0 | 0 | 0 | 0 | 0 | 0 | 0 | 0 | 0 | 0 | 0 | 0 | 0 | 0 | 0 | 0 | 0 | 0 | 0 | 0 | 0 | 0 | 0 | 0 | 0 |  | 0 | 0 | 0 | 0 | 0 | 0 | 0 | 0 | 0 | 0 | 0 | 0 | 0 | 0 | 0 | 0 | 0 | 0 | 0 | 0 | 0 | 0 | 0 | 0 | 0 | 0 | 0 | 0 | 0 | 0 | 0 | 0 | 0 | 0 | 0 | 0 |  |  | 1
| 316 | HVAC Incentives Initiative | 0 | 0 | 0 | 0 | 0 | 0 | 0 | 0 | 0 | 0 | 0 | 0 | 0 | 0 | 0 | 0 | 0 | 0 | 0 | 0 | 0 | 0 | 0 | 0 | 0 | 0 | 0 | 0 | 0 | 0 | 0 | 0 | 0 | 0 | 0 | 0 |  | 0 | 0 | 0 | 0 | 0 | 0 | 0 | 0 | 0 | 0 | 0 | 0 | 0 | 0 | 0 | 0 | 0 | 0 | 0 | 0 | 0 | 0 | 0 | 0 | 0 | 0 | 0 | 0 | 0 | 0 | 0 | 0 | 0 | 0 | 0 | 0 |  |  | 0 | 0 | 0 | 0 | 0 | 0 | 0 | 0 | 0 | 0 | 0 | 0 | 0 | 0 | 0 | 0 | 0 | 0 | 0 | 0 | 0 | 0 | 0 | 0 | 0 | 0 | 0 | 0 | 0 | 0 | 0 | 0 | 0 | 0 | 0 | 0 |  | 0 | 0 | 0 | 0 | 0 | 0 | 0 | 0 | 0 | 0 | 0 | 0 | 0 | 0 | 0 | 0 | 0 | 0 | 0 | 0 | 0 | 0 | 0 | 0 | 0 | 0 | 0 | 0 | 0 | 0 | 0 | 0 | 0 | 0 | 0 | 0 |  |  | 1
| 317 | Residential New Construction and Major Renovation Initiative | 0 | 0 | 0 | 0 | 0 | 0 | 0 | 0 | 0 | 0 | 0 | 0 | 0 | 0 | 0 | 0 | 0 | 0 | 0 | 0 | 0 | 0 | 0 | 0 | 0 | 0 | 0 | 0 | 0 | 0 | 0 | 0 | 0 | 0 | 0 | 0 |  | 0 | 0 | 0 | 0 | 0 | 0 | 0 | 0 | 0 | 0 | 0 | 0 | 0 | 0 | 0 | 0 | 0 | 0 | 0 | 0 | 0 | 0 | 0 | 0 | 0 | 0 | 0 | 0 | 0 | 0 | 0 | 0 | 0 | 0 | 0 | 0 |  |  | 0 | 0 | 0 | 0 | 0 | 0 | 0 | 0 | 0 | 0 | 0 | 0 | 0 | 0 | 0 | 0 | 0 | 0 | 0 | 0 | 0 | 0 | 0 | 0 | 0 | 0 | 0 | 0 | 0 | 0 | 0 | 0 | 0 | 0 | 0 | 0 |  | 0 | 0 | 0 | 0 | 0 | 0 | 0 | 0 | 0 | 0 | 0 | 0 | 0 | 0 | 0 | 0 | 0 | 0 | 0 | 0 | 0 | 0 | 0 | 0 | 0 | 0 | 0 | 0 | 0 | 0 | 0 | 0 | 0 | 0 | 0 | 0 |  |  | 1
| 318 | Energy Audit Initiative | 0 | 0 | 0 | 0 | 0 | 0 | 0 | 0 | 0 | 0 | 0 | 0 | 0 | 0 | 0 | 0 | 0 | 0 | 0 | 0 | 0 | 0 | 0 | 0 | 0 | 0 | 0 | 0 | 0 | 0 | 0 | 0 | 0 | 0 | 0 | 0 |  | 0 | 0 | 0 | 0 | 0 | 0 | 0 | 0 | 0 | 0 | 0 | 0 | 0 | 0 | 0 | 0 | 0 | 0 | 0 | 0 | 0 | 0 | 0 | 0 | 0 | 0 | 0 | 0 | 0 | 0 | 0 | 0 | 0 | 0 | 0 | 0 |  |  | 0 | 0 | 0 | 0 | 0 | 0 | 0 | 0 | 0 | 0 | 0 | 0 | 0 | 0 | 0 | 0 | 0 | 0 | 0 | 0 | 0 | 0 | 0 | 0 | 0 | 0 | 0 | 0 | 0 | 0 | 0 | 0 | 0 | 0 | 0 | 0 |  | 0 | 0 | 0 | 0 | 0 | 0 | 0 | 0 | 0 | 0 | 0 | 0 | 0 | 0 | 0 | 0 | 0 | 0 | 0 | 0 | 0 | 0 | 0 | 0 | 0 | 0 | 0 | 0 | 0 | 0 | 0 | 0 | 0 | 0 | 0 | 0 |  |  | 1
| 319 | Efficiency: Equipment Replacement Incentive Initiative | 0 | 0 | 0 | 0 | 0 | 0 | 0 | 0 | 0 | 0 | 0 | 0 | 0 | 0 | 0 | 0 | 0 | 0 | 0 | 0 | 0 | 0 | 0 | 0 | 0 | 0 | 0 | 0 | 0 | 0 | 0 | 0 | 0 | 0 | 0 | 0 |  | 0 | 0 | 0 | 0 | 0 | 0 | 0 | 0 | 0 | 0 | 0 | 0 | 0 | 0 | 0 | 0 | 0 | 0 | 0 | 0 | 0 | 0 | 0 | 0 | 0 | 0 | 0 | 0 | 0 | 0 | 0 | 0 | 0 | 0 | 0 | 0 |  |  | 0 | 0 | 0 | 0 | 0 | 0 | 0 | 0 | 0 | 0 | 0 | 0 | 0 | 0 | 0 | 0 | 0 | 0 | 0 | 0 | 0 | 0 | 0 | 0 | 0 | 0 | 0 | 0 | 0 | 0 | 0 | 0 | 0 | 0 | 0 | 0 |  | 0 | 0 | 0 | 0 | 0 | 0 | 0 | 0 | 0 | 0 | 0 | 0 | 0 | 0 | 0 | 0 | 0 | 0 | 0 | 0 | 0 | 0 | 0 | 0 | 0 | 0 | 0 | 0 | 0 | 0 | 0 | 0 | 0 | 0 | 0 | 0 |  |  | 1
| 320 | Direct Install Lighting and Water Heating Initiative | 0 | 0 | 0 | 0 | 0 | 0 | 0 | 0 | 0 | 0 | 0 | 0 | 0 | 0 | 0 | 0 | 0 | 0 | 0 | 0 | 0 | 0 | 0 | 0 | 0 | 0 | 0 | 0 | 0 | 0 | 0 | 0 | 0 | 0 | 0 | 0 |  | 0 | 0 | 0 | 0 | 0 | 0 | 0 | 0 | 0 | 0 | 0 | 0 | 0 | 0 | 0 | 0 | 0 | 0 | 0 | 0 | 0 | 0 | 0 | 0 | 0 | 0 | 0 | 0 | 0 | 0 | 0 | 0 | 0 | 0 | 0 | 0 |  |  | 0 | 0 | 0 | 0 | 0 | 0 | 0 | 0 | 0 | 0 | 0 | 0 | 0 | 0 | 0 | 0 | 0 | 0 | 0 | 0 | 0 | 0 | 0 | 0 | 0 | 0 | 0 | 0 | 0 | 0 | 0 | 0 | 0 | 0 | 0 | 0 |  | 0 | 0 | 0 | 0 | 0 | 0 | 0 | 0 | 0 | 0 | 0 | 0 | 0 | 0 | 0 | 0 | 0 | 0 | 0 | 0 | 0 | 0 | 0 | 0 | 0 | 0 | 0 | 0 | 0 | 0 | 0 | 0 | 0 | 0 | 0 | 0 |  |  | 1
| 321 | New Construction and Major Renovation Initiative | 0 | 0 | 0 | 0 | 0 | 0 | 0 | 0 | 0 | 0 | 0 | 0 | 0 | 0 | 0 | 0 | 0 | 0 | 0 | 0 | 0 | 0 | 0 | 0 | 0 | 0 | 0 | 0 | 0 | 0 | 0 | 0 | 0 | 0 | 0 | 0 |  | 0 | 0 | 0 | 0 | 0 | 0 | 0 | 0 | 0 | 0 | 0 | 0 | 0 | 0 | 0 | 0 | 0 | 0 | 0 | 0 | 0 | 0 | 0 | 0 | 0 | 0 | 0 | 0 | 0 | 0 | 0 | 0 | 0 | 0 | 0 | 0 |  |  | 0 | 0 | 0 | 0 | 0 | 0 | 0 | 0 | 0 | 0 | 0 | 0 | 0 | 0 | 0 | 0 | 0 | 0 | 0 | 0 | 0 | 0 | 0 | 0 | 0 | 0 | 0 | 0 | 0 | 0 | 0 | 0 | 0 | 0 | 0 | 0 |  | 0 | 0 | 0 | 0 | 0 | 0 | 0 | 0 | 0 | 0 | 0 | 0 | 0 | 0 | 0 | 0 | 0 | 0 | 0 | 0 | 0 | 0 | 0 | 0 | 0 | 0 | 0 | 0 | 0 | 0 | 0 | 0 | 0 | 0 | 0 | 0 |  |  | 1
| 322 | Existing Building Commissioning Incentive Initiative | 0 | 0 | 0 | 0 | 0 | 0 | 0 | 0 | 0 | 0 | 0 | 0 | 0 | 0 | 0 | 0 | 0 | 0 | 0 | 0 | 0 | 0 | 0 | 0 | 0 | 0 | 0 | 0 | 0 | 0 | 0 | 0 | 0 | 0 | 0 | 0 |  | 0 | 0 | 0 | 0 | 0 | 0 | 0 | 0 | 0 | 0 | 0 | 0 | 0 | 0 | 0 | 0 | 0 | 0 | 0 | 0 | 0 | 0 | 0 | 0 | 0 | 0 | 0 | 0 | 0 | 0 | 0 | 0 | 0 | 0 | 0 | 0 |  |  | 0 | 0 | 0 | 0 | 0 | 0 | 0 | 0 | 0 | 0 | 0 | 0 | 0 | 0 | 0 | 0 | 0 | 0 | 0 | 0 | 0 | 0 | 0 | 0 | 0 | 0 | 0 | 0 | 0 | 0 | 0 | 0 | 0 | 0 | 0 | 0 |  | 0 | 0 | 0 | 0 | 0 | 0 | 0 | 0 | 0 | 0 | 0 | 0 | 0 | 0 | 0 | 0 | 0 | 0 | 0 | 0 | 0 | 0 | 0 | 0 | 0 | 0 | 0 | 0 | 0 | 0 | 0 | 0 | 0 | 0 | 0 | 0 |  |  | 1
| 323 | Process and Systems Upgrades Initiatives - Project Incentive Initiative | 0 | 0 | 0 | 0 | 0 | 0 | 0 | 0 | 0 | 0 | 0 | 0 | 0 | 0 | 0 | 0 | 0 | 0 | 0 | 0 | 0 | 0 | 0 | 0 | 0 | 0 | 0 | 0 | 0 | 0 | 0 | 0 | 0 | 0 | 0 | 0 |  | 0 | 0 | 0 | 0 | 0 | 0 | 0 | 0 | 0 | 0 | 0 | 0 | 0 | 0 | 0 | 0 | 0 | 0 | 0 | 0 | 0 | 0 | 0 | 0 | 0 | 0 | 0 | 0 | 0 | 0 | 0 | 0 | 0 | 0 | 0 | 0 |  |  | 0 | 0 | 0 | 0 | 0 | 0 | 0 | 0 | 0 | 0 | 0 | 0 | 0 | 0 | 0 | 0 | 0 | 0 | 0 | 0 | 0 | 0 | 0 | 0 | 0 | 0 | 0 | 0 | 0 | 0 | 0 | 0 | 0 | 0 | 0 | 0 |  | 0 | 0 | 0 | 0 | 0 | 0 | 0 | 0 | 0 | 0 | 0 | 0 | 0 | 0 | 0 | 0 | 0 | 0 | 0 | 0 | 0 | 0 | 0 | 0 | 0 | 0 | 0 | 0 | 0 | 0 | 0 | 0 | 0 | 0 | 0 | 0 |  |  | 1
| 324 | Process and Systems Upgrades Initiatives - Energy Manager Initiative | 0 | 0 | 0 | 0 | 0 | 0 | 0 | 0 | 0 | 0 | 0 | 0 | 0 | 0 | 0 | 0 | 0 | 0 | 0 | 0 | 0 | 0 | 0 | 0 | 0 | 0 | 0 | 0 | 0 | 0 | 0 | 0 | 0 | 0 | 0 | 0 |  | 0 | 0 | 0 | 0 | 0 | 0 | 0 | 0 | 0 | 0 | 0 | 0 | 0 | 0 | 0 | 0 | 0 | 0 | 0 | 0 | 0 | 0 | 0 | 0 | 0 | 0 | 0 | 0 | 0 | 0 | 0 | 0 | 0 | 0 | 0 | 0 |  |  | 0 | 0 | 0 | 0 | 0 | 0 | 0 | 0 | 0 | 0 | 0 | 0 | 0 | 0 | 0 | 0 | 0 | 0 | 0 | 0 | 0 | 0 | 0 | 0 | 0 | 0 | 0 | 0 | 0 | 0 | 0 | 0 | 0 | 0 | 0 | 0 |  | 0 | 0 | 0 | 0 | 0 | 0 | 0 | 0 | 0 | 0 | 0 | 0 | 0 | 0 | 0 | 0 | 0 | 0 | 0 | 0 | 0 | 0 | 0 | 0 | 0 | 0 | 0 | 0 | 0 | 0 | 0 | 0 | 0 | 0 | 0 | 0 |  |  | 1
| 325 | Process and Systems Upgrades Initiatives - Monitoring and Targeting Initiative | 0 | 0 | 0 | 0 | 0 | 0 | 0 | 0 | 0 | 0 | 0 | 0 | 0 | 0 | 0 | 0 | 0 | 0 | 0 | 0 | 0 | 0 | 0 | 0 | 0 | 0 | 0 | 0 | 0 | 0 | 0 | 0 | 0 | 0 | 0 | 0 |  | 0 | 0 | 0 | 0 | 0 | 0 | 0 | 0 | 0 | 0 | 0 | 0 | 0 | 0 | 0 | 0 | 0 | 0 | 0 | 0 | 0 | 0 | 0 | 0 | 0 | 0 | 0 | 0 | 0 | 0 | 0 | 0 | 0 | 0 | 0 | 0 |  |  | 0 | 0 | 0 | 0 | 0 | 0 | 0 | 0 | 0 | 0 | 0 | 0 | 0 | 0 | 0 | 0 | 0 | 0 | 0 | 0 | 0 | 0 | 0 | 0 | 0 | 0 | 0 | 0 | 0 | 0 | 0 | 0 | 0 | 0 | 0 | 0 |  | 0 | 0 | 0 | 0 | 0 | 0 | 0 | 0 | 0 | 0 | 0 | 0 | 0 | 0 | 0 | 0 | 0 | 0 | 0 | 0 | 0 | 0 | 0 | 0 | 0 | 0 | 0 | 0 | 0 | 0 | 0 | 0 | 0 | 0 | 0 | 0 |  |  | 1
| 326 | Low Income Initiative | 0 | 0 | 0 | 0 | 0 | 0 | 0 | 0 | 0 | 0 | 0 | 0 | 0 | 0 | 0 | 0 | 0 | 0 | 0 | 0 | 0 | 0 | 0 | 0 | 0 | 0 | 0 | 0 | 0 | 0 | 0 | 0 | 0 | 0 | 0 | 0 |  | 0 | 0 | 0 | 0 | 0 | 0 | 0 | 0 | 0 | 0 | 0 | 0 | 0 | 0 | 0 | 0 | 0 | 0 | 0 | 0 | 0 | 0 | 0 | 0 | 0 | 0 | 0 | 0 | 0 | 0 | 0 | 0 | 0 | 0 | 0 | 0 |  |  | 0 | 0 | 0 | 0 | 0 | 0 | 0 | 0 | 0 | 0 | 0 | 0 | 0 | 0 | 0 | 0 | 0 | 0 | 0 | 0 | 0 | 0 | 0 | 0 | 0 | 0 | 0 | 0 | 0 | 0 | 0 | 0 | 0 | 0 | 0 | 0 |  | 0 | 0 | 0 | 0 | 0 | 0 | 0 | 0 | 0 | 0 | 0 | 0 | 0 | 0 | 0 | 0 | 0 | 0 | 0 | 0 | 0 | 0 | 0 | 0 | 0 | 0 | 0 | 0 | 0 | 0 | 0 | 0 | 0 | 0 | 0 | 0 |  |  | 1
| 327 | Aboriginal Conservation Program | 0 | 0 | 0 | 0 | 0 | 0 | 0 | 0 | 0 | 0 | 0 | 0 | 0 | 0 | 0 | 0 | 0 | 0 | 0 | 0 | 0 | 0 | 0 | 0 | 0 | 0 | 0 | 0 | 0 | 0 | 0 | 0 | 0 | 0 | 0 | 0 |  | 0 | 0 | 0 | 0 | 0 | 0 | 0 | 0 | 0 | 0 | 0 | 0 | 0 | 0 | 0 | 0 | 0 | 0 | 0 | 0 | 0 | 0 | 0 | 0 | 0 | 0 | 0 | 0 | 0 | 0 | 0 | 0 | 0 | 0 | 0 | 0 |  |  | 0 | 0 | 0 | 0 | 0 | 0 | 0 | 0 | 0 | 0 | 0 | 0 | 0 | 0 | 0 | 0 | 0 | 0 | 0 | 0 | 0 | 0 | 0 | 0 | 0 | 0 | 0 | 0 | 0 | 0 | 0 | 0 | 0 | 0 | 0 | 0 |  | 0 | 0 | 0 | 0 | 0 | 0 | 0 | 0 | 0 | 0 | 0 | 0 | 0 | 0 | 0 | 0 | 0 | 0 | 0 | 0 | 0 | 0 | 0 | 0 | 0 | 0 | 0 | 0 | 0 | 0 | 0 | 0 | 0 | 0 | 0 | 0 |  |  | 1
| 328 | Program Enabled Savings | 0 | 0 | 0 | 0 | 0 | 0 | 0 | 0 | 0 | 0 | 0 | 0 | 0 | 0 | 0 | 0 | 0 | 0 | 0 | 0 | 0 | 0 | 0 | 0 | 0 | 0 | 0 | 0 | 0 | 0 | 0 | 0 | 0 | 0 | 0 | 0 |  | 0 | 0 | 0 | 0 | 0 | 0 | 0 | 0 | 0 | 0 | 0 | 0 | 0 | 0 | 0 | 0 | 0 | 0 | 0 | 0 | 0 | 0 | 0 | 0 | 0 | 0 | 0 | 0 | 0 | 0 | 0 | 0 | 0 | 0 | 0 | 0 |  |  | 0 | 0 | 0 | 0 | 0 | 0 | 0 | 0 | 0 | 0 | 0 | 0 | 0 | 0 | 0 | 0 | 0 | 0 | 0 | 0 | 0 | 0 | 0 | 0 | 0 | 0 | 0 | 0 | 0 | 0 | 0 | 0 | 0 | 0 | 0 | 0 |  | 0 | 0 | 0 | 0 | 0 | 0 | 0 | 0 | 0 | 0 | 0 | 0 | 0 | 0 | 0 | 0 | 0 | 0 | 0 | 0 | 0 | 0 | 0 | 0 | 0 | 0 | 0 | 0 | 0 | 0 | 0 | 0 | 0 | 0 | 0 | 0 |  |  | 1
| Subtotal: 2016 Verified 2016 Results |  | 0 | 12613573 | 12457561 | 12457561 | 12457561 | 12457561 | 12451920 | 12451920 | 12451363 | 12361972 | 12345242 | 12148007 | 10646896 | 7197427 | 7177438 | 6580063 | 6475360 | 4038187 | 2285586 | 2240255 | 43807 | 0 | 0 | 0 | 0 | 0 | 0 | 0 | 0 | 0 | 0 | 0 | 0 | 0 | 0 | 0 |  | 0 | 1964 | 1932 | 1932 | 1932 | 1932 | 1932 | 1932 | 1932 | 1928 | 1927 | 1897 | 1596 | 1097 | 1097 | 1023 | 969 | 804 | 694 | 647 | 41 | 0 | 0 | 0 | 0 | 0 | 0 | 0 | 0 | 0 | 0 | 0 | 0 | 0 | 0 | 0 |  |  | 0 | 11655462 | 11531862 | 11531862 | 11531862 | 11531862 | 11527393 | 11527393 | 11526732 | 11455911 | 11436110 | 11263493 | 10073876 | 7341034 | 7317374 | 6646510 | 6567265 | 3690007 | 1615551 | 1572284 | 34706 | 0 | 0 | 0 | 0 | 0 | 0 | 0 | 0 | 0 | 0 | 0 | 0 | 0 | 0 | 0 |  | 0 | 1628 | 1604 | 1604 | 1604 | 1604 | 1603 | 1603 | 1603 | 1600 | 1599 | 1571 | 1333 | 938 | 938 | 867 | 826 | 635 | 505 | 457 | 33 | 0 | 0 | 0 | 0 | 0 | 0 | 0 | 0 | 0 | 0 | 0 | 0 | 0 | 0 | 0
2017 Verified 2016 Results Adjustments
2016a | 329 | Save on Energy Coupon Program | 0 | 434828 | 434828 | 434828 | 434828 | 434828 | 434828 | 434828 | 434794 | 434794 | 435420 | 435658 | 436058 | 436058 | 434938 | 378365 | 378365 | 162867 | 0 | 0 | 0 | 0 | 0 | 0 | 0 | 0 | 0 | 0 | 0 | 0 | 0 | 0 | 0 | 0 | 0 | 0 |  | 0 | 28 | 28 | 28 | 28 | 28 | 28 | 28 | 28 | 28 | 28 | 28 | 28 | 28 | 28 | 24 | 24 | 10 | 0 | 0 | 0 | 0 | 0 | 0 | 0 | 0 | 0 | 0 | 0 | 0 | 0 | 0 | 0 | 0 | 0 | 0 |  |  | 0 | 514682 | 514682 | 514682 | 514682 | 514682 | 514682 | 514682 | 514641 | 514641 | 515382 | 515664 | 516137 | 516137 | 514811 | 447849 | 447849 | 192777 | 0 | 0 | 0 | 0 | 0 | 0 | 0 | 0 | 0 | 0 | 0 | 0 | 0 | 0 | 0 | 0 | 0 | 0 |  | 0 | 33 | 33 | 33 | 33 | 33 | 33 | 33 | 33 | 33 | 33 | 33 | 33 | 33 | 33 | 29 | 29 | 12 | 0 | 0 | 0 | 0 | 0 | 0 | 0 | 0 | 0 | 0 | 0 | 0 | 0 | 0 | 0 | 0 | 0 | 0 |  |  | 0
| 330 | Save on Energy Instant Discount Program | 0 | 0 | 0 | 0 | 0 | 0 | 0 | 0 | 0 | 0 | 0 | 0 | 0 | 0 | 0 | 0 | 0 | 0 | 0 | 0 | 0 | 0 | 0 | 0 | 0 | 0 | 0 | 0 | 0 | 0 | 0 | 0 | 0 | 0 | 0 | 0 |  | 0 | 0 | 0 | 0 | 0 | 0 | 0 | 0 | 0 | 0 | 0 | 0 | 0 | 0 | 0 | 0 | 0 | 0 | 0 | 0 | 0 | 0 | 0 | 0 | 0 | 0 | 0 | 0 | 0 | 0 | 0 | 0 | 0 | 0 | 0 | 0 |  |  | 0 | 0 | 0 | 0 | 0 | 0 | 0 | 0 | 0 | 0 | 0 | 0 | 0 | 0 | 0 | 0 | 0 | 0 | 0 | 0 | 0 | 0 | 0 | 0 | 0 | 0 | 0 | 0 | 0 | 0 | 0 | 0 | 0 | 0 | 0 | 0 |  | 0 | 0 | 0 | 0 | 0 | 0 | 0 | 0 | 0 | 0 | 0 | 0 | 0 | 0 | 0 | 0 | 0 | 0 | 0 | 0 | 0 | 0 | 0 | 0 | 0 | 0 | 0 | 0 | 0 | 0 | 0 | 0 | 0 | 0 | 0 | 0 |  |  | 1
2016a | 331 | Save on Energy Heating & Cooling Program | 0 | 13827 | 13827 | 13827 | 13827 | 13827 | 13827 | 13827 | 13827 | 13827 | 13827 | 13827 | 13827 | 13827 | 13827 | 13827 | 13827 | 13827 | 13827 | 13668 | 0 | 0 | 0 | 0 | 0 | 0 | 0 | 0 | 0 | 0 | 0 | 0 | 0 | 0 | 0 | 0 |  | 0 | 4 | 4 | 4 | 4 | 4 | 4 | 4 | 4 | 4 | 4 | 4 | 4 | 4 | 4 | 4 | 4 | 4 | 4 | 4 | 0 | 0 | 0 | 0 | 0 | 0 | 0 | 0 | 0 | 0 | 0 | 0 | 0 | 0 | 0 | 0 |  |  | 0 | 9727 | 9727 | 9727 | 9727 | 9727 | 9727 | 9727 | 9727 | 9727 | 9727 | 9727 | 9727 | 9727 | 9727 | 9727 | 9727 | 9727 | 9727 | 9568 | 0 | 0 | 0 | 0 | 0 | 0 | 0 | 0 | 0 | 0 | 0 | 0 | 0 | 0 | 0 | 0 |  | 0 | 3 | 3 | 3 | 3 | 3 | 3 | 3 | 3 | 3 | 3 | 3 | 3 | 3 | 3 | 3 | 3 | 3 | 3 | 3 | 0 | 0 | 0 | 0 | 0 | 0 | 0 | 0 | 0 | 0 | 0 | 0 | 0 | 0 | 0 | 0 |  |  | 0
| 332 | Save on Energy New Construction Program | 0 | 0 | 0 | 0 | 0 | 0 | 0 | 0 | 0 | 0 | 0 | 0 | 0 | 0 | 0 | 0 | 0 | 0 | 0 | 0 | 0 | 0 | 0 | 0 | 0 | 0 | 0 | 0 | 0 | 0 | 0 | 0 | 0 | 0 | 0 | 0 |  | 0 | 0 | 0 | 0 | 0 | 0 | 0 | 0 | 0 | 0 | 0 | 0 | 0 | 0 | 0 | 0 | 0 | 0 | 0 | 0 | 0 | 0 | 0 | 0 | 0 | 0 | 0 | 0 | 0 | 0 | 0 | 0 | 0 | 0 | 0 | 0 |  |  | 0 | 0 | 0 | 0 | 0 | 0 | 0 | 0 | 0 | 0 | 0 | 0 | 0 | 0 | 0 | 0 | 0 | 0 | 0 | 0 | 0 | 0 | 0 | 0 | 0 | 0 | 0 | 0 | 0 | 0 | 0 | 0 | 0 | 0 | 0 | 0 |  | 0 | 0 | 0 | 0 | 0 | 0 | 0 | 0 | 0 | 0 | 0 | 0 | 0 | 0 | 0 | 0 | 0 | 0 | 0 | 0 | 0 | 0 | 0 | 0 | 0 | 0 | 0 | 0 | 0 | 0 | 0 | 0 | 0 | 0 | 0 | 0 |  |  | 1
| 333 | Save on Energy Home Assistance Program | 0 | 0 | 0 | 0 | 0 | 0 | 0 | 0 | 0 | 0 | 0 | 0 | 0 | 0 | 0 | 0 | 0 | 0 | 0 | 0 | 0 | 0 | 0 | 0 | 0 | 0 | 0 | 0 | 0 | 0 | 0 | 0 | 0 | 0 | 0 | 0 |  | 0 | 0 | 0 | 0 | 0 | 0 | 0 | 0 | 0 | 0 | 0 | 0 | 0 | 0 | 0 | 0 | 0 | 0 | 0 | 0 | 0 | 0 | 0 | 0 | 0 | 0 | 0 | 0 | 0 | 0 | 0 | 0 | 0 | 0 | 0 | 0 |  |  | 0 | 0 | 0 | 0 | 0 | 0 | 0 | 0 | 0 | 0 | 0 | 0 | 0 | 0 | 0 | 0 | 0 | 0 | 0 | 0 | 0 | 0 | 0 | 0 | 0 | 0 | 0 | 0 | 0 | 0 | 0 | 0 | 0 | 0 | 0 | 0 |  | 0 | 0 | 0 | 0 | 0 | 0 | 0 | 0 | 0 | 0 | 0 | 0 | 0 | 0 | 0 | 0 | 0 | 0 | 0 | 0 | 0 | 0 | 0 | 0 | 0 | 0 | 0 | 0 | 0 | 0 | 0 | 0 | 0 | 0 | 0 | 0 |  |  | 1
2016a | 334 | Save on Energy Audit Funding Program | 0 | 19153 | 19153 | 19153 | 19153 | 19153 | 19153 | 19153 | 19153 | 19153 | 19153 | 4729 | 0 | 0 | 0 | 0 | 0 | 0 | 0 | 0 | 0 | 0 | 0 | 0 | 0 | 0 | 0 | 0 | 0 | 0 | 0 | 0 | 0 | 0 | 0 | 0 |  | 0 | 3 | 3 | 3 | 3 | 3 | 3 | 3 | 3 | 3 | 3 | 1 | 0 | 0 | 0 | 0 | 0 | 0 | 0 | 0 | 0 | 0 | 0 | 0 | 0 | 0 | 0 | 0 | 0 | 0 | 0 | 0 | 0 | 0 | 0 | 0 |  |  | 0 | 13143 | 13143 | 13143 | 13143 | 13143 | 13143 | 13143 | 13143 | 13143 | 13143 | 3245 | 0 | 0 | 0 | 0 | 0 | 0 | 0 | 0 | 0 | 0 | 0 | 0 | 0 | 0 | 0 | 0 | 0 | 0 | 0 | 0 | 0 | 0 | 0 | 0 |  | 0 | 2 | 2 | 2 | 2 | 2 | 2 | 2 | 2 | 2 | 2 | 0 | 0 | 0 | 0 | 0 | 0 | 0 | 0 | 0 | 0 | 0 | 0 | 0 | 0 | 0 | 0 | 0 | 0 | 0 | 0 | 0 | 0 | 0 | 0 | 0 |  |  | 0
2016a | 335 | Save on Energy Retrofit Program | 0 | 5216544 | 5372555 | 5792457 | 5792457 | 5792457 | 5789874 | 5789874 | 5789874 | 5789311 | 5789311 | 5687225 | 2982835 | 880559 | 880559 | 97515 | 12936 | 12936 | 12936 | 12936 | 12936 | 0 | 0 | 0 | 0 | 0 | 0 | 0 | 0 | 0 | 0 | 0 | 0 | 0 | 0 | 0 |  | 0 | 1042 | 1073 | 1243 | 1243 | 1243 | 1242 | 1242 | 1242 | 1242 | 1242 | 1231 | 314 | 107 | 107 | 33 | 15 | 15 | 15 | 15 | 15 | 0 | 0 | 0 | 0 | 0 | 0 | 0 | 0 | 0 | 0 | 0 | 0 | 0 | 0 | 0 |  |  | 0 | 4132808 | 4256408 | 4589075 | 4589075 | 4589075 | 4587029 | 4587029 | 4587029 | 4586583 | 4586583 | 4505705 | 2363151 | 697623 | 697623 | 77256 | 10248 | 10248 | 10248 | 10248 | 10248 | 0 | 0 | 0 | 0 | 0 | 0 | 0 | 0 | 0 | 0 | 0 | 0 | 0 | 0 | 0 |  | 0 | 826 | 851 | 985 | 985 | 985 | 985 | 985 | 985 | 985 | 985 | 976 | 249 | 85 | 85 | 26 | 12 | 12 | 12 | 12 | 12 | 0 | 0 | 0 | 0 | 0 | 0 | 0 | 0 | 0 | 0 | 0 | 0 | 0 | 0 | 0 |  |  | 0
| 336 | Save on Energy Small Business Lighting Program | 0 | 0 | 0 | 0 | 0 | 0 | 0 | 0 | 0 | 0 | 0 | 0 | 0 | 0 | 0 | 0 | 0 | 0 | 0 | 0 | 0 | 0 | 0 | 0 | 0 | 0 | 0 | 0 | 0 | 0 | 0 | 0 | 0 | 0 | 0 | 0 |  | 0 | 0 | 0 | 0 | 0 | 0 | 0 | 0 | 0 | 0 | 0 | 0 | 0 | 0 | 0 | 0 | 0 | 0 | 0 | 0 | 0 | 0 | 0 | 0 | 0 | 0 | 0 | 0 | 0 | 0 | 0 | 0 | 0 | 0 | 0 | 0 |  |  | 0 | 0 | 0 | 0 | 0 | 0 | 0 | 0 | 0 | 0 | 0 | 0 | 0 | 0 | 0 | 0 | 0 | 0 | 0 | 0 | 0 | 0 | 0 | 0 | 0 | 0 | 0 | 0 | 0 | 0 | 0 | 0 | 0 | 0 | 0 | 0 |  | 0 | 0 | 0 | 0 | 0 | 0 | 0 | 0 | 0 | 0 | 0 | 0 | 0 | 0 | 0 | 0 | 0 | 0 | 0 | 0 | 0 | 0 | 0 | 0 | 0 | 0 | 0 | 0 | 0 | 0 | 0 | 0 | 0 | 0 | 0 | 0 |  |  | 1
2016a | 337 | Save on Energy High Performance New Construction Program | 0 | 386072 | 386072 | 386072 | 386072 | 386072 | 386072 | 386072 | 386072 | 386072 | 386072 | 386072 | 386072 | 386072 | 386072 | 386072 | 384607 | 383786 | 383786 | 383786 | 383786 | 383786 | 383786 | 383786 | 383786 | 383786 | 383786 | 383786 | 0 | 0 | 0 | 0 | 0 | 0 | 0 | 0 |  | 0 | 96 | 96 | 96 | 96 | 96 | 96 | 96 | 96 | 96 | 96 | 96 | 96 | 96 | 96 | 96 | 95 | 94 | 94 | 94 | 94 | 94 | 94 | 94 | 94 | 94 | 94 | 94 | 0 | 0 | 0 | 0 | 0 | 0 | 0 | 0 |  |  | 0 | 247814 | 247814 | 247814 | 247814 | 247814 | 247814 | 247814 | 247814 | 247814 | 247814 | 247814 | 247814 | 247814 | 247814 | 247814 | 246874 | 246347 | 246347 | 246347 | 246347 | 246347 | 246347 | 246347 | 246347 | 246347 | 246347 | 246347 | 0 | 0 | 0 | 0 | 0 | 0 | 0 | 0 |  | 0 | 61 | 61 | 61 | 61 | 61 | 61 | 61 | 61 | 61 | 61 | 61 | 61 | 61 | 61 | 61 | 61 | 61 | 61 | 61 | 61 | 61 | 61 | 61 | 61 | 61 | 61 | 61 | 0 | 0 | 0 | 0 | 0 | 0 | 0 | 0 |  |  | 0
| 338 | Save on Energy Existing Building Commissioning Program | 0 | 0 | 0 | 0 | 0 | 0 | 0 | 0 | 0 | 0 | 0 | 0 | 0 | 0 | 0 | 0 | 0 | 0 | 0 | 0 | 0 | 0 | 0 | 0 | 0 | 0 | 0 | 0 | 0 | 0 | 0 | 0 | 0 | 0 | 0 | 0 |  | 0 | 0 | 0 | 0 | 0 | 0 | 0 | 0 | 0 | 0 | 0 | 0 | 0 | 0 | 0 | 0 | 0 | 0 | 0 | 0 | 0 | 0 | 0 | 0 | 0 | 0 | 0 | 0 | 0 | 0 | 0 | 0 | 0 | 0 | 0 | 0 |  |  | 0 | 0 | 0 | 0 | 0 | 0 | 0 | 0 | 0 | 0 | 0 | 0 | 0 | 0 | 0 | 0 | 0 | 0 | 0 | 0 | 0 | 0 | 0 | 0 | 0 | 0 | 0 | 0 | 0 | 0 | 0 | 0 | 0 | 0 | 0 | 0 |  | 0 | 0 | 0 | 0 | 0 | 0 | 0 | 0 | 0 | 0 | 0 | 0 | 0 | 0 | 0 | 0 | 0 | 0 | 0 | 0 | 0 | 0 | 0 | 0 | 0 | 0 | 0 | 0 | 0 | 0 | 0 | 0 | 0 | 0 | 0 | 0 |  |  | 1
| 339 | Save on Energy Business Refrigeration Incentive Program | 0 | 0 | 0 | 0 | 0 | 0 | 0 | 0 | 0 | 0 | 0 | 0 | 0 | 0 | 0 | 0 | 0 | 0 | 0 | 0 | 0 | 0 | 0 | 0 | 0 | 0 | 0 | 0 | 0 | 0 | 0 | 0 | 0 | 0 | 0 | 0 |  | 0 | 0 | 0 | 0 | 0 | 0 | 0 | 0 | 0 | 0 | 0 | 0 | 0 | 0 | 0 | 0 | 0 | 0 | 0 | 0 | 0 | 0 | 0 | 0 | 0 | 0 | 0 | 0 | 0 | 0 | 0 | 0 | 0 | 0 | 0 | 0 |  |  | 0 | 0 | 0 | 0 | 0 | 0 | 0 | 0 | 0 | 0 | 0 | 0 | 0 | 0 | 0 | 0 | 0 | 0 | 0 | 0 | 0 | 0 | 0 | 0 | 0 | 0 | 0 | 0 | 0 | 0 | 0 | 0 | 0 | 0 | 0 | 0 |  | 0 | 0 | 0 | 0 | 0 | 0 | 0 | 0 | 0 | 0 | 0 | 0 | 0 | 0 | 0 | 0 | 0 | 0 | 0 | 0 | 0 | 0 | 0 | 0 | 0 | 0 | 0 | 0 | 0 | 0 | 0 | 0 | 0 | 0 | 0 | 0 |  |  | 1
2016a | 340 | Save on Energy Process & Systems Upgrades Program | 0 | 3416241 | 3416241 | 3416241 | 3416241 | 3416241 | 3416241 | 3416241 | 3416241 | 3416241 | 3416241 | 3416241 | 3416241 | 3416241 | 3416241 | 3416241 | 3416241 | 3416241 | 3416241 | 3416241 | 3416241 | 0 | 0 | 0 | 0 | 0 | 0 | 0 | 0 | 0 | 0 | 0 | 0 | 0 | 0 | 0 |  | 0 | 452 | 452 | 452 | 452 | 452 | 452 | 452 | 452 | 452 | 452 | 452 | 452 | 452 | 452 | 452 | 452 | 452 | 452 | 452 | 452 | 0 | 0 | 0 | 0 | 0 | 0 | 0 | 0 | 0 | 0 | 0 | 0 | 0 | 0 | 0 |  |  | 0 | 2903805 | 2903805 | 2903805 | 2903805 | 2903805 | 2903805 | 2903805 | 2903805 | 2903805 | 2903805 | 2903805 | 2903805 | 2903805 | 2903805 | 2903805 | 2903805 | 2903805 | 2903805 | 2903805 | 2903805 | 0 | 0 | 0 | 0 | 0 | 0 | 0 | 0 | 0 | 0 | 0 | 0 | 0 | 0 | 0 |  | 0 | 384 | 384 | 384 | 384 | 384 | 384 | 384 | 384 | 384 | 384 | 384 | 384 | 384 | 384 | 384 | 384 | 384 | 384 | 384 | 384 | 0 | 0 | 0 | 0 | 0 | 0 | 0 | 0 | 0 | 0 | 0 | 0 | 0 | 0 | 0 |  |  | 0
2016a | 341 | Save on Energy Energy Manager Program | 0 | 14710 | 14710 | 14710 | 14710 | 14710 | 14710 | 14710 | 14710 | 14710 | 14710 | 14710 | 14710 | 0 | 0 | 0 | 0 | 0 | 0 | 0 | 0 | 0 | 0 | 0 | 0 | 0 | 0 | 0 | 0 | 0 | 0 | 0 | 0 | 0 | 0 | 0 |  | 0 | 0 | 0 | 0 | 0 | 0 | 0 | 0 | 0 | 0 | 0 | 0 | 0 | 0 | 0 | 0 | 0 | 0 | 0 | 0 | 0 | 0 | 0 | 0 | 0 | 0 | 0 | 0 | 0 | 0 | 0 | 0 | 0 | 0 | 0 | 0 |  |  | 0 | 12650 | 12650 | 12650 | 12650 | 12650 | 12650 | 12650 | 12650 | 12650 | 12650 | 12650 | 12650 | 0 | 0 | 0 | 0 | 0 | 0 | 0 | 0 | 0 | 0 | 0 | 0 | 0 | 0 | 0 | 0 | 0 | 0 | 0 | 0 | 0 | 0 | 0 |  | 0 | 0 | 0 | 0 | 0 | 0 | 0 | 0 | 0 | 0 | 0 | 0 | 0 | 0 | 0 | 0 | 0 | 0 | 0 | 0 | 0 | 0 | 0 | 0 | 0 | 0 | 0 | 0 | 0 | 0 | 0 | 0 | 0 | 0 | 0 | 0 |  |  | 0
| 342 | Save on Energy Monitoring & Targeting Program | 0 | 0 | 0 | 0 | 0 | 0 | 0 | 0 | 0 | 0 | 0 | 0 | 0 | 0 | 0 | 0 | 0 | 0 | 0 | 0 | 0 | 0 | 0 | 0 | 0 | 0 | 0 | 0 | 0 | 0 | 0 | 0 | 0 | 0 | 0 | 0 |  | 0 | 0 | 0 | 0 | 0 | 0 | 0 | 0 | 0 | 0 | 0 | 0 | 0 | 0 | 0 | 0 | 0 | 0 | 0 | 0 | 0 | 0 | 0 | 0 | 0 | 0 | 0 | 0 | 0 | 0 | 0 | 0 | 0 | 0 | 0 | 0 |  |  | 0 | 0 | 0 | 0 | 0 | 0 | 0 | 0 | 0 | 0 | 0 | 0 | 0 | 0 | 0 | 0 | 0 | 0 | 0 | 0 | 0 | 0 | 0 | 0 | 0 | 0 | 0 | 0 | 0 | 0 | 0 | 0 | 0 | 0 | 0 | 0 |  | 0 | 0 | 0 | 0 | 0 | 0 | 0 | 0 | 0 | 0 | 0 | 0 | 0 | 0 | 0 | 0 | 0 | 0 | 0 | 0 | 0 | 0 | 0 | 0 | 0 | 0 | 0 | 0 | 0 | 0 | 0 | 0 | 0 | 0 | 0 | 0 |  |  | 1
| 343 | Save on Energy Retrofit Program - P4P | 0 | 0 | 0 | 0 | 0 | 0 | 0 | 0 | 0 | 0 | 0 | 0 | 0 | 0 | 0 | 0 | 0 | 0 | 0 | 0 | 0 | 0 | 0 | 0 | 0 | 0 | 0 | 0 | 0 | 0 | 0 | 0 | 0 | 0 | 0 | 0 |  | 0 | 0 | 0 | 0 | 0 | 0 | 0 | 0 | 0 | 0 | 0 | 0 | 0 | 0 | 0 | 0 | 0 | 0 | 0 | 0 | 0 | 0 | 0 | 0 | 0 | 0 | 0 | 0 | 0 | 0 | 0 | 0 | 0 | 0 | 0 | 0 |  |  | 0 | 0 | 0 | 0 | 0 | 0 | 0 | 0 | 0 | 0 | 0 | 0 | 0 | 0 | 0 | 0 | 0 | 0 | 0 | 0 | 0 | 0 | 0 | 0 | 0 | 0 | 0 | 0 | 0 | 0 | 0 | 0 | 0 | 0 | 0 | 0 |  | 0 | 0 | 0 | 0 | 0 | 0 | 0 | 0 | 0 | 0 | 0 | 0 | 0 | 0 | 0 | 0 | 0 | 0 | 0 | 0 | 0 | 0 | 0 | 0 | 0 | 0 | 0 | 0 | 0 | 0 | 0 | 0 | 0 | 0 | 0 | 0 |  |  | 1
| 344 | Save on Energy Process & Systems Upgrades Program - P4P | 0 | 0 | 0 | 0 | 0 | 0 | 0 | 0 | 0 | 0 | 0 | 0 | 0 | 0 | 0 | 0 | 0 | 0 | 0 | 0 | 0 | 0 | 0 | 0 | 0 | 0 | 0 | 0 | 0 | 0 | 0 | 0 | 0 | 0 | 0 | 0 |  | 0 | 0 | 0 | 0 | 0 | 0 | 0 | 0 | 0 | 0 | 0 | 0 | 0 | 0 | 0 | 0 | 0 | 0 | 0 | 0 | 0 | 0 | 0 | 0 | 0 | 0 | 0 | 0 | 0 | 0 | 0 | 0 | 0 | 0 | 0 | 0 |  |  | 0 | 0 | 0 | 0 | 0 | 0 | 0 | 0 | 0 | 0 | 0 | 0 | 0 | 0 | 0 | 0 | 0 | 0 | 0 | 0 | 0 | 0 | 0 | 0 | 0 | 0 | 0 | 0 | 0 | 0 | 0 | 0 | 0 | 0 | 0 | 0 |  | 0 | 0 | 0 | 0 | 0 | 0 | 0 | 0 | 0 | 0 | 0 | 0 | 0 | 0 | 0 | 0 | 0 | 0 | 0 | 0 | 0 | 0 | 0 | 0 | 0 | 0 | 0 | 0 | 0 | 0 | 0 | 0 | 0 | 0 | 0 | 0 |  |  | 1
| 345 | Adaptive Thermostat Local Program | 0 | 0 | 0 | 0 | 0 | 0 | 0 | 0 | 0 | 0 | 0 | 0 | 0 | 0 | 0 | 0 | 0 | 0 | 0 | 0 | 0 | 0 | 0 | 0 | 0 | 0 | 0 | 0 | 0 | 0 | 0 | 0 | 0 | 0 | 0 | 0 |  | 0 | 0 | 0 | 0 | 0 | 0 | 0 | 0 | 0 | 0 | 0 | 0 | 0 | 0 | 0 | 0 | 0 | 0 | 0 | 0 | 0 | 0 | 0 | 0 | 0 | 0 | 0 | 0 | 0 | 0 | 0 | 0 | 0 | 0 | 0 | 0 |  |  | 0 | 0 | 0 | 0 | 0 | 0 | 0 | 0 | 0 | 0 | 0 | 0 | 0 | 0 | 0 | 0 | 0 | 0 | 0 | 0 | 0 | 0 | 0 | 0 | 0 | 0 | 0 | 0 | 0 | 0 | 0 | 0 | 0 | 0 | 0 | 0 |  | 0 | 0 | 0 | 0 | 0 | 0 | 0 | 0 | 0 | 0 | 0 | 0 | 0 | 0 | 0 | 0 | 0 | 0 | 0 | 0 | 0 | 0 | 0 | 0 | 0 | 0 | 0 | 0 | 0 | 0 | 0 | 0 | 0 | 0 | 0 | 0 |  |  | 1
| 346 | Business Refrigeration Incentives Local Program | 0 | 0 | 0 | 0 | 0 | 0 | 0 | 0 | 0 | 0 | 0 | 0 | 0 | 0 | 0 | 0 | 0 | 0 | 0 | 0 | 0 | 0 | 0 | 0 | 0 | 0 | 0 | 0 | 0 | 0 | 0 | 0 | 0 | 0 | 0 | 0 |  | 0 | 0 | 0 | 0 | 0 | 0 | 0 | 0 | 0 | 0 | 0 | 0 | 0 | 0 | 0 | 0 | 0 | 0 | 0 | 0 | 0 | 0 | 0 | 0 | 0 | 0 | 0 | 0 | 0 | 0 | 0 | 0 | 0 | 0 | 0 | 0 |  |  | 0 | 0 | 0 | 0 | 0 | 0 | 0 | 0 | 0 | 0 | 0 | 0 | 0 | 0 | 0 | 0 | 0 | 0 | 0 | 0 | 0 | 0 | 0 | 0 | 0 | 0 | 0 | 0 | 0 | 0 | 0 | 0 | 0 | 0 | 0 | 0 |  | 0 | 0 | 0 | 0 | 0 | 0 | 0 | 0 | 0 | 0 | 0 | 0 | 0 | 0 | 0 | 0 | 0 | 0 | 0 | 0 | 0 | 0 | 0 | 0 | 0 | 0 | 0 | 0 | 0 | 0 | 0 | 0 | 0 | 0 | 0 | 0 |  |  | 1
| 347 | Conservation on the Coast Home Assistance Local Program | 0 | 0 | 0 | 0 | 0 | 0 | 0 | 0 | 0 | 0 | 0 | 0 | 0 | 0 | 0 | 0 | 0 | 0 | 0 | 0 | 0 | 0 | 0 | 0 | 0 | 0 | 0 | 0 | 0 | 0 | 0 | 0 | 0 | 0 | 0 | 0 |  | 0 | 0 | 0 | 0 | 0 | 0 | 0 | 0 | 0 | 0 | 0 | 0 | 0 | 0 | 0 | 0 | 0 | 0 | 0 | 0 | 0 | 0 | 0 | 0 | 0 | 0 | 0 | 0 | 0 | 0 | 0 | 0 | 0 | 0 | 0 | 0 |  |  | 0 | 0 | 0 | 0 | 0 | 0 | 0 | 0 | 0 | 0 | 0 | 0 | 0 | 0 | 0 | 0 | 0 | 0 | 0 | 0 | 0 | 0 | 0 | 0 | 0 | 0 | 0 | 0 | 0 | 0 | 0 | 0 | 0 | 0 | 0 | 0 |  | 0 | 0 | 0 | 0 | 0 | 0 | 0 | 0 | 0 | 0 | 0 | 0 | 0 | 0 | 0 | 0 | 0 | 0 | 0 | 0 | 0 | 0 | 0 | 0 | 0 | 0 | 0 | 0 | 0 | 0 | 0 | 0 | 0 | 0 | 0 | 0 |  |  | 1
| 348 | Conservation on the Coast Small Business Lighting Local Program | 0 | 0 | 0 | 0 | 0 | 0 | 0 | 0 | 0 | 0 | 0 | 0 | 0 | 0 | 0 | 0 | 0 | 0 | 0 | 0 | 0 | 0 | 0 | 0 | 0 | 0 | 0 | 0 | 0 | 0 | 0 | 0 | 0 | 0 | 0 | 0 |  | 0 | 0 | 0 | 0 | 0 | 0 | 0 | 0 | 0 | 0 | 0 | 0 | 0 | 0 | 0 | 0 | 0 | 0 | 0 | 0 | 0 | 0 | 0 | 0 | 0 | 0 | 0 | 0 | 0 | 0 | 0 | 0 | 0 | 0 | 0 | 0 |  |  | 0 | 0 | 0 | 0 | 0 | 0 | 0 | 0 | 0 | 0 | 0 | 0 | 0 | 0 | 0 | 0 | 0 | 0 | 0 | 0 | 0 | 0 | 0 | 0 | 0 | 0 | 0 | 0 | 0 | 0 | 0 | 0 | 0 | 0 | 0 | 0 |  | 0 | 0 | 0 | 0 | 0 | 0 | 0 | 0 | 0 | 0 | 0 | 0 | 0 | 0 | 0 | 0 | 0 | 0 | 0 | 0 | 0 | 0 | 0 | 0 | 0 | 0 | 0 | 0 | 0 | 0 | 0 | 0 | 0 | 0 | 0 | 0 |  |  | 1
| 349 | First Nations Conservation Local Program | 0 | 0 | 0 | 0 | 0 | 0 | 0 | 0 | 0 | 0 | 0 | 0 | 0 | 0 | 0 | 0 | 0 | 0 | 0 | 0 | 0 | 0 | 0 | 0 | 0 | 0 | 0 | 0 | 0 | 0 | 0 | 0 | 0 | 0 | 0 | 0 |  | 0 | 0 | 0 | 0 | 0 | 0 | 0 | 0 | 0 | 0 | 0 | 0 | 0 | 0 | 0 | 0 | 0 | 0 | 0 | 0 | 0 | 0 | 0 | 0 | 0 | 0 | 0 | 0 | 0 | 0 | 0 | 0 | 0 | 0 | 0 | 0 |  |  | 0 | 0 | 0 | 0 | 0 | 0 | 0 | 0 | 0 | 0 | 0 | 0 | 0 | 0 | 0 | 0 | 0 | 0 | 0 | 0 | 0 | 0 | 0 | 0 | 0 | 0 | 0 | 0 | 0 | 0 | 0 | 0 | 0 | 0 | 0 | 0 |  | 0 | 0 | 0 | 0 | 0 | 0 | 0 | 0 | 0 | 0 | 0 | 0 | 0 | 0 | 0 | 0 | 0 | 0 | 0 | 0 | 0 | 0 | 0 | 0 | 0 | 0 | 0 | 0 | 0 | 0 | 0 | 0 | 0 | 0 | 0 | 0 |  |  | 1
| 350 | High Efficiency Agriculturual Pumping Local Program | 0 | 0 | 0 | 0 | 0 | 0 | 0 | 0 | 0 | 0 | 0 | 0 | 0 | 0 | 0 | 0 | 0 | 0 | 0 | 0 | 0 | 0 | 0 | 0 | 0 | 0 | 0 | 0 | 0 | 0 | 0 | 0 | 0 | 0 | 0 | 0 |  | 0 | 0 | 0 | 0 | 0 | 0 | 0 | 0 | 0 | 0 | 0 | 0 | 0 | 0 | 0 | 0 | 0 | 0 | 0 | 0 | 0 | 0 | 0 | 0 | 0 | 0 | 0 | 0 | 0 | 0 | 0 | 0 | 0 | 0 | 0 | 0 |  |  | 0 | 0 | 0 | 0 | 0 | 0 | 0 | 0 | 0 | 0 | 0 | 0 | 0 | 0 | 0 | 0 | 0 | 0 | 0 | 0 | 0 | 0 | 0 | 0 | 0 | 0 | 0 | 0 | 0 | 0 | 0 | 0 | 0 | 0 | 0 | 0 |  | 0 | 0 | 0 | 0 | 0 | 0 | 0 | 0 | 0 | 0 | 0 | 0 | 0 | 0 | 0 | 0 | 0 | 0 | 0 | 0 | 0 | 0 | 0 | 0 | 0 | 0 | 0 | 0 | 0 | 0 | 0 | 0 | 0 | 0 | 0 | 0 |  |  | 1
| 351 | Instant Savings Local Program | 0 | 0 | 0 | 0 | 0 | 0 | 0 | 0 | 0 | 0 | 0 | 0 | 0 | 0 | 0 | 0 | 0 | 0 | 0 | 0 | 0 | 0 | 0 | 0 | 0 | 0 | 0 | 0 | 0 | 0 | 0 | 0 | 0 | 0 | 0 | 0 |  | 0 | 0 | 0 | 0 | 0 | 0 | 0 | 0 | 0 | 0 | 0 | 0 | 0 | 0 | 0 | 0 | 0 | 0 | 0 | 0 | 0 | 0 | 0 | 0 | 0 | 0 | 0 | 0 | 0 | 0 | 0 | 0 | 0 | 0 | 0 | 0 |  |  | 0 | 0 | 0 | 0 | 0 | 0 | 0 | 0 | 0 | 0 | 0 | 0 | 0 | 0 | 0 | 0 | 0 | 0 | 0 | 0 | 0 | 0 | 0 | 0 | 0 | 0 | 0 | 0 | 0 | 0 | 0 | 0 | 0 | 0 | 0 | 0 |  | 0 | 0 | 0 | 0 | 0 | 0 | 0 | 0 | 0 | 0 | 0 | 0 | 0 | 0 | 0 | 0 | 0 | 0 | 0 | 0 | 0 | 0 | 0 | 0 | 0 | 0 | 0 | 0 | 0 | 0 | 0 | 0 | 0 | 0 | 0 | 0 |  |  | 1
| 352 | OPsaver Local Program | 0 | 0 | 0 | 0 | 0 | 0 | 0 | 0 | 0 | 0 | 0 | 0 | 0 | 0 | 0 | 0 | 0 | 0 | 0 | 0 | 0 | 0 | 0 | 0 | 0 | 0 | 0 | 0 | 0 | 0 | 0 | 0 | 0 | 0 | 0 | 0 |  | 0 | 0 | 0 | 0 | 0 | 0 | 0 | 0 | 0 | 0 | 0 | 0 | 0 | 0 | 0 | 0 | 0 | 0 | 0 | 0 | 0 | 0 | 0 | 0 | 0 | 0 | 0 | 0 | 0 | 0 | 0 | 0 | 0 | 0 | 0 | 0 |  |  | 0 | 0 | 0 | 0 | 0 | 0 | 0 | 0 | 0 | 0 | 0 | 0 | 0 | 0 | 0 | 0 | 0 | 0 | 0 | 0 | 0 | 0 | 0 | 0 | 0 | 0 | 0 | 0 | 0 | 0 | 0 | 0 | 0 | 0 | 0 | 0 |  | 0 | 0 | 0 | 0 | 0 | 0 | 0 | 0 | 0 | 0 | 0 | 0 | 0 | 0 | 0 | 0 | 0 | 0 | 0 | 0 | 0 | 0 | 0 | 0 | 0 | 0 | 0 | 0 | 0 | 0 | 0 | 0 | 0 | 0 | 0 | 0 |  |  | 1
| 353 | Pool Saver Local Program | 0 | 0 | 0 | 0 | 0 | 0 | 0 | 0 | 0 | 0 | 0 | 0 | 0 | 0 | 0 | 0 | 0 | 0 | 0 | 0 | 0 | 0 | 0 | 0 | 0 | 0 | 0 | 0 | 0 | 0 | 0 | 0 | 0 | 0 | 0 | 0 |  | 0 | 0 | 0 | 0 | 0 | 0 | 0 | 0 | 0 | 0 | 0 | 0 | 0 | 0 | 0 | 0 | 0 | 0 | 0 | 0 | 0 | 0 | 0 | 0 | 0 | 0 | 0 | 0 | 0 | 0 | 0 | 0 | 0 | 0 | 0 | 0 |  |  | 0 | 0 | 0 | 0 | 0 | 0 | 0 | 0 | 0 | 0 | 0 | 0 | 0 | 0 | 0 | 0 | 0 | 0 | 0 | 0 | 0 | 0 | 0 | 0 | 0 | 0 | 0 | 0 | 0 | 0 | 0 | 0 | 0 | 0 | 0 | 0 |  | 0 | 0 | 0 | 0 | 0 | 0 | 0 | 0 | 0 | 0 | 0 | 0 | 0 | 0 | 0 | 0 | 0 | 0 | 0 | 0 | 0 | 0 | 0 | 0 | 0 | 0 | 0 | 0 | 0 | 0 | 0 | 0 | 0 | 0 | 0 | 0 |  |  | 1
| 354 | PUMPsaver Local Program | 0 | 0 | 0 | 0 | 0 | 0 | 0 | 0 | 0 | 0 | 0 | 0 | 0 | 0 | 0 | 0 | 0 | 0 | 0 | 0 | 0 | 0 | 0 | 0 | 0 | 0 | 0 | 0 | 0 | 0 | 0 | 0 | 0 | 0 | 0 | 0 |  | 0 | 0 | 0 | 0 | 0 | 0 | 0 | 0 | 0 | 0 | 0 | 0 | 0 | 0 | 0 | 0 | 0 | 0 | 0 | 0 | 0 | 0 | 0 | 0 | 0 | 0 | 0 | 0 | 0 | 0 | 0 | 0 | 0 | 0 | 0 | 0 |  |  | 0 | 0 | 0 | 0 | 0 | 0 | 0 | 0 | 0 | 0 | 0 | 0 | 0 | 0 | 0 | 0 | 0 | 0 | 0 | 0 | 0 | 0 | 0 | 0 | 0 | 0 | 0 | 0 | 0 | 0 | 0 | 0 | 0 | 0 | 0 | 0 |  | 0 | 0 | 0 | 0 | 0 | 0 | 0 | 0 | 0 | 0 | 0 | 0 | 0 | 0 | 0 | 0 | 0 | 0 | 0 | 0 | 0 | 0 | 0 | 0 | 0 | 0 | 0 | 0 | 0 | 0 | 0 | 0 | 0 | 0 | 0 | 0 |  |  | 1
| 355 | RTUsaver Local Program | 0 | 0 | 0 | 0 | 0 | 0 | 0 | 0 | 0 | 0 | 0 | 0 | 0 | 0 | 0 | 0 | 0 | 0 | 0 | 0 | 0 | 0 | 0 | 0 | 0 | 0 | 0 | 0 | 0 | 0 | 0 | 0 | 0 | 0 | 0 | 0 |  | 0 | 0 | 0 | 0 | 0 | 0 | 0 | 0 | 0 | 0 | 0 | 0 | 0 | 0 | 0 | 0 | 0 | 0 | 0 | 0 | 0 | 0 | 0 | 0 | 0 | 0 | 0 | 0 | 0 | 0 | 0 | 0 | 0 | 0 | 0 | 0 |  |  | 0 | 0 | 0 | 0 | 0 | 0 | 0 | 0 | 0 | 0 | 0 | 0 | 0 | 0 | 0 | 0 | 0 | 0 | 0 | 0 | 0 | 0 | 0 | 0 | 0 | 0 | 0 | 0 | 0 | 0 | 0 | 0 | 0 | 0 | 0 | 0 |  | 0 | 0 | 0 | 0 | 0 | 0 | 0 | 0 | 0 | 0 | 0 | 0 | 0 | 0 | 0 | 0 | 0 | 0 | 0 | 0 | 0 | 0 | 0 | 0 | 0 | 0 | 0 | 0 | 0 | 0 | 0 | 0 | 0 | 0 | 0 | 0 |  |  | 1
| 356 | Social Benchmarking Local Program | 0 | 0 | 0 | 0 | 0 | 0 | 0 | 0 | 0 | 0 | 0 | 0 | 0 | 0 | 0 | 0 | 0 | 0 | 0 | 0 | 0 | 0 | 0 | 0 | 0 | 0 | 0 | 0 | 0 | 0 | 0 | 0 | 0 | 0 | 0 | 0 |  | 0 | 0 | 0 | 0 | 0 | 0 | 0 | 0 | 0 | 0 | 0 | 0 | 0 | 0 | 0 | 0 | 0 | 0 | 0 | 0 | 0 | 0 | 0 | 0 | 0 | 0 | 0 | 0 | 0 | 0 | 0 | 0 | 0 | 0 | 0 | 0 |  |  | 0 | 0 | 0 | 0 | 0 | 0 | 0 | 0 | 0 | 0 | 0 | 0 | 0 | 0 | 0 | 0 | 0 | 0 | 0 | 0 | 0 | 0 | 0 | 0 | 0 | 0 | 0 | 0 | 0 | 0 | 0 | 0 | 0 | 0 | 0 | 0 |  | 0 | 0 | 0 | 0 | 0 | 0 | 0 | 0 | 0 | 0 | 0 | 0 | 0 | 0 | 0 | 0 | 0 | 0 | 0 | 0 | 0 | 0 | 0 | 0 | 0 | 0 | 0 | 0 | 0 | 0 | 0 | 0 | 0 | 0 | 0 | 0 |  |  | 1
| 357 | Air Source Heat Pump – For Residential Space Heating LDC Innovation Fund Pilot Program | 0 | 0 | 0 | 0 | 0 | 0 | 0 | 0 | 0 | 0 | 0 | 0 | 0 | 0 | 0 | 0 | 0 | 0 | 0 | 0 | 0 | 0 | 0 | 0 | 0 | 0 | 0 | 0 | 0 | 0 | 0 | 0 | 0 | 0 | 0 | 0 |  | 0 | 0 | 0 | 0 | 0 | 0 | 0 | 0 | 0 | 0 | 0 | 0 | 0 | 0 | 0 | 0 | 0 | 0 | 0 | 0 | 0 | 0 | 0 | 0 | 0 | 0 | 0 | 0 | 0 | 0 | 0 | 0 | 0 | 0 | 0 | 0 |  |  | 0 | 0 | 0 | 0 | 0 | 0 | 0 | 0 | 0 | 0 | 0 | 0 | 0 | 0 | 0 | 0 | 0 | 0 | 0 | 0 | 0 | 0 | 0 | 0 | 0 | 0 | 0 | 0 | 0 | 0 | 0 | 0 | 0 | 0 | 0 | 0 |  | 0 | 0 | 0 | 0 | 0 | 0 | 0 | 0 | 0 | 0 | 0 | 0 | 0 | 0 | 0 | 0 | 0 | 0 | 0 | 0 | 0 | 0 | 0 | 0 | 0 | 0 | 0 | 0 | 0 | 0 | 0 | 0 | 0 | 0 | 0 | 0 |  |  | 1
| 358 | Air Source Heat Pump – For Residential Water Heating LDC Innovation Fund Pilot Program | 0 | 0 | 0 | 0 | 0 | 0 | 0 | 0 | 0 | 0 | 0 | 0 | 0 | 0 | 0 | 0 | 0 | 0 | 0 | 0 | 0 | 0 | 0 | 0 | 0 | 0 | 0 | 0 | 0 | 0 | 0 | 0 | 0 | 0 | 0 | 0 |  | 0 | 0 | 0 | 0 | 0 | 0 | 0 | 0 | 0 | 0 | 0 | 0 | 0 | 0 | 0 | 0 | 0 | 0 | 0 | 0 | 0 | 0 | 0 | 0 | 0 | 0 | 0 | 0 | 0 | 0 | 0 | 0 | 0 | 0 | 0 | 0 |  |  | 0 | 0 | 0 | 0 | 0 | 0 | 0 | 0 | 0 | 0 | 0 | 0 | 0 | 0 | 0 | 0 | 0 | 0 | 0 | 0 | 0 | 0 | 0 | 0 | 0 | 0 | 0 | 0 | 0 | 0 | 0 | 0 | 0 | 0 | 0 | 0 |  | 0 | 0 | 0 | 0 | 0 | 0 | 0 | 0 | 0 | 0 | 0 | 0 | 0 | 0 | 0 | 0 | 0 | 0 | 0 | 0 | 0 | 0 | 0 | 0 | 0 | 0 | 0 | 0 | 0 | 0 | 0 | 0 | 0 | 0 | 0 | 0 |  |  | 1
| 359 | Block Heater Timer LDC Innovation Fund Pilot Program | 0 | 0 | 0 | 0 | 0 | 0 | 0 | 0 | 0 | 0 | 0 | 0 | 0 | 0 | 0 | 0 | 0 | 0 | 0 | 0 | 0 | 0 | 0 | 0 | 0 | 0 | 0 | 0 | 0 | 0 | 0 | 0 | 0 | 0 | 0 | 0 |  | 0 | 0 | 0 | 0 | 0 | 0 | 0 | 0 | 0 | 0 | 0 | 0 | 0 | 0 | 0 | 0 | 0 | 0 | 0 | 0 | 0 | 0 | 0 | 0 | 0 | 0 | 0 | 0 | 0 | 0 | 0 | 0 | 0 | 0 | 0 | 0 |  |  | 0 | 0 | 0 | 0 | 0 | 0 | 0 | 0 | 0 | 0 | 0 | 0 | 0 | 0 | 0 | 0 | 0 | 0 | 0 | 0 | 0 | 0 | 0 | 0 | 0 | 0 | 0 | 0 | 0 | 0 | 0 | 0 | 0 | 0 | 0 | 0 |  | 0 | 0 | 0 | 0 | 0 | 0 | 0 | 0 | 0 | 0 | 0 | 0 | 0 | 0 | 0 | 0 | 0 | 0 | 0 | 0 | 0 | 0 | 0 | 0 | 0 | 0 | 0 | 0 | 0 | 0 | 0 | 0 | 0 | 0 | 0 | 0 |  |  | 1
| 360 | Commercial Energy Management and Load Control (CEMLC) LDC Innovation Fund Pilot Program | 0 | 0 | 0 | 0 | 0 | 0 | 0 | 0 | 0 | 0 | 0 | 0 | 0 | 0 | 0 | 0 | 0 | 0 | 0 | 0 | 0 | 0 | 0 | 0 | 0 | 0 | 0 | 0 | 0 | 0 | 0 | 0 | 0 | 0 | 0 | 0 |  | 0 | 0 | 0 | 0 | 0 | 0 | 0 | 0 | 0 | 0 | 0 | 0 | 0 | 0 | 0 | 0 | 0 | 0 | 0 | 0 | 0 | 0 | 0 | 0 | 0 | 0 | 0 | 0 | 0 | 0 | 0 | 0 | 0 | 0 | 0 | 0 |  |  | 0 | 0 | 0 | 0 | 0 | 0 | 0 | 0 | 0 | 0 | 0 | 0 | 0 | 0 | 0 | 0 | 0 | 0 | 0 | 0 | 0 | 0 | 0 | 0 | 0 | 0 | 0 | 0 | 0 | 0 | 0 | 0 | 0 | 0 | 0 | 0 |  | 0 | 0 | 0 | 0 | 0 | 0 | 0 | 0 | 0 | 0 | 0 | 0 | 0 | 0 | 0 | 0 | 0 | 0 | 0 | 0 | 0 | 0 | 0 | 0 | 0 | 0 | 0 | 0 | 0 | 0 | 0 | 0 | 0 | 0 | 0 | 0 |  |  | 1
| 361 | Conservation Cultivator LDC Innovation Fund Pilot Program | 0 | 0 | 0 | 0 | 0 | 0 | 0 | 0 | 0 | 0 | 0 | 0 | 0 | 0 | 0 | 0 | 0 | 0 | 0 | 0 | 0 | 0 | 0 | 0 | 0 | 0 | 0 | 0 | 0 | 0 | 0 | 0 | 0 | 0 | 0 | 0 |  | 0 | 0 | 0 | 0 | 0 | 0 | 0 | 0 | 0 | 0 | 0 | 0 | 0 | 0 | 0 | 0 | 0 | 0 | 0 | 0 | 0 | 0 | 0 | 0 | 0 | 0 | 0 | 0 | 0 | 0 | 0 | 0 | 0 | 0 | 0 | 0 |  |  | 0 | 0 | 0 | 0 | 0 | 0 | 0 | 0 | 0 | 0 | 0 | 0 | 0 | 0 | 0 | 0 | 0 | 0 | 0 | 0 | 0 | 0 | 0 | 0 | 0 | 0 | 0 | 0 | 0 | 0 | 0 | 0 | 0 | 0 | 0 | 0 |  | 0 | 0 | 0 | 0 | 0 | 0 | 0 | 0 | 0 | 0 | 0 | 0 | 0 | 0 | 0 | 0 | 0 | 0 | 0 | 0 | 0 | 0 | 0 | 0 | 0 | 0 | 0 | 0 | 0 | 0 | 0 | 0 | 0 | 0 | 0 | 0 |  |  | 1
| 362 | Data Centre LDC Innovation Fund Pilot Program | 0 | 0 | 0 | 0 | 0 | 0 | 0 | 0 | 0 | 0 | 0 | 0 | 0 | 0 | 0 | 0 | 0 | 0 | 0 | 0 | 0 | 0 | 0 | 0 | 0 | 0 | 0 | 0 | 0 | 0 | 0 | 0 | 0 | 0 | 0 | 0 |  | 0 | 0 | 0 | 0 | 0 | 0 | 0 | 0 | 0 | 0 | 0 | 0 | 0 | 0 | 0 | 0 | 0 | 0 | 0 | 0 | 0 | 0 | 0 | 0 | 0 | 0 | 0 | 0 | 0 | 0 | 0 | 0 | 0 | 0 | 0 | 0 |  |  | 0 | 0 | 0 | 0 | 0 | 0 | 0 | 0 | 0 | 0 | 0 | 0 | 0 | 0 | 0 | 0 | 0 | 0 | 0 | 0 | 0 | 0 | 0 | 0 | 0 | 0 | 0 | 0 | 0 | 0 | 0 | 0 | 0 | 0 | 0 | 0 |  | 0 | 0 | 0 | 0 | 0 | 0 | 0 | 0 | 0 | 0 | 0 | 0 | 0 | 0 | 0 | 0 | 0 | 0 | 0 | 0 | 0 | 0 | 0 | 0 | 0 | 0 | 0 | 0 | 0 | 0 | 0 | 0 | 0 | 0 | 0 | 0 |  |  | 1
| 363 | Electronics Take Back LDC Innovation Fund Pilot Program | 0 | 0 | 0 | 0 | 0 | 0 | 0 | 0 | 0 | 0 | 0 | 0 | 0 | 0 | 0 | 0 | 0 | 0 | 0 | 0 | 0 | 0 | 0 | 0 | 0 | 0 | 0 | 0 | 0 | 0 | 0 | 0 | 0 | 0 | 0 | 0 |  | 0 | 0 | 0 | 0 | 0 | 0 | 0 | 0 | 0 | 0 | 0 | 0 | 0 | 0 | 0 | 0 | 0 | 0 | 0 | 0 | 0 | 0 | 0 | 0 | 0 | 0 | 0 | 0 | 0 | 0 | 0 | 0 | 0 | 0 | 0 | 0 |  |  | 0 | 0 | 0 | 0 | 0 | 0 | 0 | 0 | 0 | 0 | 0 | 0 | 0 | 0 | 0 | 0 | 0 | 0 | 0 | 0 | 0 | 0 | 0 | 0 | 0 | 0 | 0 | 0 | 0 | 0 | 0 | 0 | 0 | 0 | 0 | 0 |  | 0 | 0 | 0 | 0 | 0 | 0 | 0 | 0 | 0 | 0 | 0 | 0 | 0 | 0 | 0 | 0 | 0 | 0 | 0 | 0 | 0 | 0 | 0 | 0 | 0 | 0 | 0 | 0 | 0 | 0 | 0 | 0 | 0 | 0 | 0 | 0 |  |  | 1
| 364 | Energy Reinvestment LDC Innovation Fund Pilot Program | 0 | 0 | 0 | 0 | 0 | 0 | 0 | 0 | 0 | 0 | 0 | 0 | 0 | 0 | 0 | 0 | 0 | 0 | 0 | 0 | 0 | 0 | 0 | 0 | 0 | 0 | 0 | 0 | 0 | 0 | 0 | 0 | 0 | 0 | 0 | 0 |  | 0 | 0 | 0 | 0 | 0 | 0 | 0 | 0 | 0 | 0 | 0 | 0 | 0 | 0 | 0 | 0 | 0 | 0 | 0 | 0 | 0 | 0 | 0 | 0 | 0 | 0 | 0 | 0 | 0 | 0 | 0 | 0 | 0 | 0 | 0 | 0 |  |  | 0 | 0 | 0 | 0 | 0 | 0 | 0 | 0 | 0 | 0 | 0 | 0 | 0 | 0 | 0 | 0 | 0 | 0 | 0 | 0 | 0 | 0 | 0 | 0 | 0 | 0 | 0 | 0 | 0 | 0 | 0 | 0 | 0 | 0 | 0 | 0 |  | 0 | 0 | 0 | 0 | 0 | 0 | 0 | 0 | 0 | 0 | 0 | 0 | 0 | 0 | 0 | 0 | 0 | 0 | 0 | 0 | 0 | 0 | 0 | 0 | 0 | 0 | 0 | 0 | 0 | 0 | 0 | 0 | 0 | 0 | 0 | 0 |  |  | 1
| 365 | Home Energy Assessment & Retrofit LDC Innovation Fund Pilot Program | 0 | 0 | 0 | 0 | 0 | 0 | 0 | 0 | 0 | 0 | 0 | 0 | 0 | 0 | 0 | 0 | 0 | 0 | 0 | 0 | 0 | 0 | 0 | 0 | 0 | 0 | 0 | 0 | 0 | 0 | 0 | 0 | 0 | 0 | 0 | 0 |  | 0 | 0 | 0 | 0 | 0 | 0 | 0 | 0 | 0 | 0 | 0 | 0 | 0 | 0 | 0 | 0 | 0 | 0 | 0 | 0 | 0 | 0 | 0 | 0 | 0 | 0 | 0 | 0 | 0 | 0 | 0 | 0 | 0 | 0 | 0 | 0 |  |  | 0 | 0 | 0 | 0 | 0 | 0 | 0 | 0 | 0 | 0 | 0 | 0 | 0 | 0 | 0 | 0 | 0 | 0 | 0 | 0 | 0 | 0 | 0 | 0 | 0 | 0 | 0 | 0 | 0 | 0 | 0 | 0 | 0 | 0 | 0 | 0 |  | 0 | 0 | 0 | 0 | 0 | 0 | 0 | 0 | 0 | 0 | 0 | 0 | 0 | 0 | 0 | 0 | 0 | 0 | 0 | 0 | 0 | 0 | 0 | 0 | 0 | 0 | 0 | 0 | 0 | 0 | 0 | 0 | 0 | 0 | 0 | 0 |  |  | 1
| 366 | Hotel/Motel LDC Innovation Fund Pilot Program | 0 | 0 | 0 | 0 | 0 | 0 | 0 | 0 | 0 | 0 | 0 | 0 | 0 | 0 | 0 | 0 | 0 | 0 | 0 | 0 | 0 | 0 | 0 | 0 | 0 | 0 | 0 | 0 | 0 | 0 | 0 | 0 | 0 | 0 | 0 | 0 |  | 0 | 0 | 0 | 0 | 0 | 0 | 0 | 0 | 0 | 0 | 0 | 0 | 0 | 0 | 0 | 0 | 0 | 0 | 0 | 0 | 0 | 0 | 0 | 0 | 0 | 0 | 0 | 0 | 0 | 0 | 0 | 0 | 0 | 0 | 0 | 0 |  |  | 0 | 0 | 0 | 0 | 0 | 0 | 0 | 0 | 0 | 0 | 0 | 0 | 0 | 0 | 0 | 0 | 0 | 0 | 0 | 0 | 0 | 0 | 0 | 0 | 0 | 0 | 0 | 0 | 0 | 0 | 0 | 0 | 0 | 0 | 0 | 0 |  | 0 | 0 | 0 | 0 | 0 | 0 | 0 | 0 | 0 | 0 | 0 | 0 | 0 | 0 | 0 | 0 | 0 | 0 | 0 | 0 | 0 | 0 | 0 | 0 | 0 | 0 | 0 | 0 | 0 | 0 | 0 | 0 | 0 | 0 | 0 | 0 |  |  | 1
| 367 | Intelligent Air Technology LDC Innovation Fund Pilot Program | 0 | 0 | 0 | 0 | 0 | 0 | 0 | 0 | 0 | 0 | 0 | 0 | 0 | 0 | 0 | 0 | 0 | 0 | 0 | 0 | 0 | 0 | 0 | 0 | 0 | 0 | 0 | 0 | 0 | 0 | 0 | 0 | 0 | 0 | 0 | 0 |  | 0 | 0 | 0 | 0 | 0 | 0 | 0 | 0 | 0 | 0 | 0 | 0 | 0 | 0 | 0 | 0 | 0 | 0 | 0 | 0 | 0 | 0 | 0 | 0 | 0 | 0 | 0 | 0 | 0 | 0 | 0 | 0 | 0 | 0 | 0 | 0 |  |  | 0 | 0 | 0 | 0 | 0 | 0 | 0 | 0 | 0 | 0 | 0 | 0 | 0 | 0 | 0 | 0 | 0 | 0 | 0 | 0 | 0 | 0 | 0 | 0 | 0 | 0 | 0 | 0 | 0 | 0 | 0 | 0 | 0 | 0 | 0 | 0 |  | 0 | 0 | 0 | 0 | 0 | 0 | 0 | 0 | 0 | 0 | 0 | 0 | 0 | 0 | 0 | 0 | 0 | 0 | 0 | 0 | 0 | 0 | 0 | 0 | 0 | 0 | 0 | 0 | 0 | 0 | 0 | 0 | 0 | 0 | 0 | 0 |  |  | 1
| 368 | OPsaver LDC Innovation Fund Pilot Program | 0 | 0 | 0 | 0 | 0 | 0 | 0 | 0 | 0 | 0 | 0 | 0 | 0 | 0 | 0 | 0 | 0 | 0 | 0 | 0 | 0 | 0 | 0 | 0 | 0 | 0 | 0 | 0 | 0 | 0 | 0 | 0 | 0 | 0 | 0 | 0 |  | 0 | 0 | 0 | 0 | 0 | 0 | 0 | 0 | 0 | 0 | 0 | 0 | 0 | 0 | 0 | 0 | 0 | 0 | 0 | 0 | 0 | 0 | 0 | 0 | 0 | 0 | 0 | 0 | 0 | 0 | 0 | 0 | 0 | 0 | 0 | 0 |  |  | 0 | 0 | 0 | 0 | 0 | 0 | 0 | 0 | 0 | 0 | 0 | 0 | 0 | 0 | 0 | 0 | 0 | 0 | 0 | 0 | 0 | 0 | 0 | 0 | 0 | 0 | 0 | 0 | 0 | 0 | 0 | 0 | 0 | 0 | 0 | 0 |  | 0 | 0 | 0 | 0 | 0 | 0 | 0 | 0 | 0 | 0 | 0 | 0 | 0 | 0 | 0 | 0 | 0 | 0 | 0 | 0 | 0 | 0 | 0 | 0 | 0 | 0 | 0 | 0 | 0 | 0 | 0 | 0 | 0 | 0 | 0 | 0 |  |  | 1
| 369 | PUMPsaver LDC Innovation Fund Pilot Program | 0 | 0 | 0 | 0 | 0 | 0 | 0 | 0 | 0 | 0 | 0 | 0 | 0 | 0 | 0 | 0 | 0 | 0 | 0 | 0 | 0 | 0 | 0 | 0 | 0 | 0 | 0 | 0 | 0 | 0 | 0 | 0 | 0 | 0 | 0 | 0 |  | 0 | 0 | 0 | 0 | 0 | 0 | 0 | 0 | 0 | 0 | 0 | 0 | 0 | 0 | 0 | 0 | 0 | 0 | 0 | 0 | 0 | 0 | 0 | 0 | 0 | 0 | 0 | 0 | 0 | 0 | 0 | 0 | 0 | 0 | 0 | 0 |  |  | 0 | 0 | 0 | 0 | 0 | 0 | 0 | 0 | 0 | 0 | 0 | 0 | 0 | 0 | 0 | 0 | 0 | 0 | 0 | 0 | 0 | 0 | 0 | 0 | 0 | 0 | 0 | 0 | 0 | 0 | 0 | 0 | 0 | 0 | 0 | 0 |  | 0 | 0 | 0 | 0 | 0 | 0 | 0 | 0 | 0 | 0 | 0 | 0 | 0 | 0 | 0 | 0 | 0 | 0 | 0 | 0 | 0 | 0 | 0 | 0 | 0 | 0 | 0 | 0 | 0 | 0 | 0 | 0 | 0 | 0 | 0 | 0 |  |  | 1
| 370 | Residential Direct Install LDC Innovation Fund Pilot Program | 0 | 0 | 0 | 0 | 0 | 0 | 0 | 0 | 0 | 0 | 0 | 0 | 0 | 0 | 0 | 0 | 0 | 0 | 0 | 0 | 0 | 0 | 0 | 0 | 0 | 0 | 0 | 0 | 0 | 0 | 0 | 0 | 0 | 0 | 0 | 0 |  | 0 | 0 | 0 | 0 | 0 | 0 | 0 | 0 | 0 | 0 | 0 | 0 | 0 | 0 | 0 | 0 | 0 | 0 | 0 | 0 | 0 | 0 | 0 | 0 | 0 | 0 | 0 | 0 | 0 | 0 | 0 | 0 | 0 | 0 | 0 | 0 |  |  | 0 | 0 | 0 | 0 | 0 | 0 | 0 | 0 | 0 | 0 | 0 | 0 | 0 | 0 | 0 | 0 | 0 | 0 | 0 | 0 | 0 | 0 | 0 | 0 | 0 | 0 | 0 | 0 | 0 | 0 | 0 | 0 | 0 | 0 | 0 | 0 |  | 0 | 0 | 0 | 0 | 0 | 0 | 0 | 0 | 0 | 0 | 0 | 0 | 0 | 0 | 0 | 0 | 0 | 0 | 0 | 0 | 0 | 0 | 0 | 0 | 0 | 0 | 0 | 0 | 0 | 0 | 0 | 0 | 0 | 0 | 0 | 0 |  |  | 1
| 371 | Residential Direct Mail LDC Innovation Fund Pilot Program | 0 | 0 | 0 | 0 | 0 | 0 | 0 | 0 | 0 | 0 | 0 | 0 | 0 | 0 | 0 | 0 | 0 | 0 | 0 | 0 | 0 | 0 | 0 | 0 | 0 | 0 | 0 | 0 | 0 | 0 | 0 | 0 | 0 | 0 | 0 | 0 |  | 0 | 0 | 0 | 0 | 0 | 0 | 0 | 0 | 0 | 0 | 0 | 0 | 0 | 0 | 0 | 0 | 0 | 0 | 0 | 0 | 0 | 0 | 0 | 0 | 0 | 0 | 0 | 0 | 0 | 0 | 0 | 0 | 0 | 0 | 0 | 0 |  |  | 0 | 0 | 0 | 0 | 0 | 0 | 0 | 0 | 0 | 0 | 0 | 0 | 0 | 0 | 0 | 0 | 0 | 0 | 0 | 0 | 0 | 0 | 0 | 0 | 0 | 0 | 0 | 0 | 0 | 0 | 0 | 0 | 0 | 0 | 0 | 0 |  | 0 | 0 | 0 | 0 | 0 | 0 | 0 | 0 | 0 | 0 | 0 | 0 | 0 | 0 | 0 | 0 | 0 | 0 | 0 | 0 | 0 | 0 | 0 | 0 | 0 | 0 | 0 | 0 | 0 | 0 | 0 | 0 | 0 | 0 | 0 | 0 |  |  | 1
| 372 | Residential Ductless Heat Pump LDC Innovation Fund Pilot Program | 0 | 0 | 0 | 0 | 0 | 0 | 0 | 0 | 0 | 0 | 0 | 0 | 0 | 0 | 0 | 0 | 0 | 0 | 0 | 0 | 0 | 0 | 0 | 0 | 0 | 0 | 0 | 0 | 0 | 0 | 0 | 0 | 0 | 0 | 0 | 0 |  | 0 | 0 | 0 | 0 | 0 | 0 | 0 | 0 | 0 | 0 | 0 | 0 | 0 | 0 | 0 | 0 | 0 | 0 | 0 | 0 | 0 | 0 | 0 | 0 | 0 | 0 | 0 | 0 | 0 | 0 | 0 | 0 | 0 | 0 | 0 | 0 |  |  | 0 | 0 | 0 | 0 | 0 | 0 | 0 | 0 | 0 | 0 | 0 | 0 | 0 | 0 | 0 | 0 | 0 | 0 | 0 | 0 | 0 | 0 | 0 | 0 | 0 | 0 | 0 | 0 | 0 | 0 | 0 | 0 | 0 | 0 | 0 | 0 |  | 0 | 0 | 0 | 0 | 0 | 0 | 0 | 0 | 0 | 0 | 0 | 0 | 0 | 0 | 0 | 0 | 0 | 0 | 0 | 0 | 0 | 0 | 0 | 0 | 0 | 0 | 0 | 0 | 0 | 0 | 0 | 0 | 0 | 0 | 0 | 0 |  |  | 1
| 373 | Retrocomissioning LDC Innovation Fund Pilot Program | 0 | 0 | 0 | 0 | 0 | 0 | 0 | 0 | 0 | 0 | 0 | 0 | 0 | 0 | 0 | 0 | 0 | 0 | 0 | 0 | 0 | 0 | 0 | 0 | 0 | 0 | 0 | 0 | 0 | 0 | 0 | 0 | 0 | 0 | 0 | 0 |  | 0 | 0 | 0 | 0 | 0 | 0 | 0 | 0 | 0 | 0 | 0 | 0 | 0 | 0 | 0 | 0 | 0 | 0 | 0 | 0 | 0 | 0 | 0 | 0 | 0 | 0 | 0 | 0 | 0 | 0 | 0 | 0 | 0 | 0 | 0 | 0 |  |  | 0 | 0 | 0 | 0 | 0 | 0 | 0 | 0 | 0 | 0 | 0 | 0 | 0 | 0 | 0 | 0 | 0 | 0 | 0 | 0 | 0 | 0 | 0 | 0 | 0 | 0 | 0 | 0 | 0 | 0 | 0 | 0 | 0 | 0 | 0 | 0 |  | 0 | 0 | 0 | 0 | 0 | 0 | 0 | 0 | 0 | 0 | 0 | 0 | 0 | 0 | 0 | 0 | 0 | 0 | 0 | 0 | 0 | 0 | 0 | 0 | 0 | 0 | 0 | 0 | 0 | 0 | 0 | 0 | 0 | 0 | 0 | 0 |  |  | 1
| 374 | RTUsaver LDC Innovation Fund Pilot Program | 0 | 0 | 0 | 0 | 0 | 0 | 0 | 0 | 0 | 0 | 0 | 0 | 0 | 0 | 0 | 0 | 0 | 0 | 0 | 0 | 0 | 0 | 0 | 0 | 0 | 0 | 0 | 0 | 0 | 0 | 0 | 0 | 0 | 0 | 0 | 0 |  | 0 | 0 | 0 | 0 | 0 | 0 | 0 | 0 | 0 | 0 | 0 | 0 | 0 | 0 | 0 | 0 | 0 | 0 | 0 | 0 | 0 | 0 | 0 | 0 | 0 | 0 | 0 | 0 | 0 | 0 | 0 | 0 | 0 | 0 | 0 | 0 |  |  | 0 | 0 | 0 | 0 | 0 | 0 | 0 | 0 | 0 | 0 | 0 | 0 | 0 | 0 | 0 | 0 | 0 | 0 | 0 | 0 | 0 | 0 | 0 | 0 | 0 | 0 | 0 | 0 | 0 | 0 | 0 | 0 | 0 | 0 | 0 | 0 |  | 0 | 0 | 0 | 0 | 0 | 0 | 0 | 0 | 0 | 0 | 0 | 0 | 0 | 0 | 0 | 0 | 0 | 0 | 0 | 0 | 0 | 0 | 0 | 0 | 0 | 0 | 0 | 0 | 0 | 0 | 0 | 0 | 0 | 0 | 0 | 0 |  |  | 1
| 375 | Small & Medium Business Energy Management System LDC Innovation Fund Pilot Program | 0 | 0 | 0 | 0 | 0 | 0 | 0 | 0 | 0 | 0 | 0 | 0 | 0 | 0 | 0 | 0 | 0 | 0 | 0 | 0 | 0 | 0 | 0 | 0 | 0 | 0 | 0 | 0 | 0 | 0 | 0 | 0 | 0 | 0 | 0 | 0 |  | 0 | 0 | 0 | 0 | 0 | 0 | 0 | 0 | 0 | 0 | 0 | 0 | 0 | 0 | 0 | 0 | 0 | 0 | 0 | 0 | 0 | 0 | 0 | 0 | 0 | 0 | 0 | 0 | 0 | 0 | 0 | 0 | 0 | 0 | 0 | 0 |  |  | 0 | 0 | 0 | 0 | 0 | 0 | 0 | 0 | 0 | 0 | 0 | 0 | 0 | 0 | 0 | 0 | 0 | 0 | 0 | 0 | 0 | 0 | 0 | 0 | 0 | 0 | 0 | 0 | 0 | 0 | 0 | 0 | 0 | 0 | 0 | 0 |  | 0 | 0 | 0 | 0 | 0 | 0 | 0 | 0 | 0 | 0 | 0 | 0 | 0 | 0 | 0 | 0 | 0 | 0 | 0 | 0 | 0 | 0 | 0 | 0 | 0 | 0 | 0 | 0 | 0 | 0 | 0 | 0 | 0 | 0 | 0 | 0 |  |  | 1
| 376 | Solar Powered Attic Ventilation LDC Innovation Fund Pilot Program | 0 | 0 | 0 | 0 | 0 | 0 | 0 | 0 | 0 | 0 | 0 | 0 | 0 | 0 | 0 | 0 | 0 | 0 | 0 | 0 | 0 | 0 | 0 | 0 | 0 | 0 | 0 | 0 | 0 | 0 | 0 | 0 | 0 | 0 | 0 | 0 |  | 0 | 0 | 0 | 0 | 0 | 0 | 0 | 0 | 0 | 0 | 0 | 0 | 0 | 0 | 0 | 0 | 0 | 0 | 0 | 0 | 0 | 0 | 0 | 0 | 0 | 0 | 0 | 0 | 0 | 0 | 0 | 0 | 0 | 0 | 0 | 0 |  |  | 0 | 0 | 0 | 0 | 0 | 0 | 0 | 0 | 0 | 0 | 0 | 0 | 0 | 0 | 0 | 0 | 0 | 0 | 0 | 0 | 0 | 0 | 0 | 0 | 0 | 0 | 0 | 0 | 0 | 0 | 0 | 0 | 0 | 0 | 0 | 0 |  | 0 | 0 | 0 | 0 | 0 | 0 | 0 | 0 | 0 | 0 | 0 | 0 | 0 | 0 | 0 | 0 | 0 | 0 | 0 | 0 | 0 | 0 | 0 | 0 | 0 | 0 | 0 | 0 | 0 | 0 | 0 | 0 | 0 | 0 | 0 | 0 |  |  | 1
| 377 | Toronto Hydro – Enbridge Joint Low-Income Program LDC Innovation Fund Pilot Program | 0 | 0 | 0 | 0 | 0 | 0 | 0 | 0 | 0 | 0 | 0 | 0 | 0 | 0 | 0 | 0 | 0 | 0 | 0 | 0 | 0 | 0 | 0 | 0 | 0 | 0 | 0 | 0 | 0 | 0 | 0 | 0 | 0 | 0 | 0 | 0 |  | 0 | 0 | 0 | 0 | 0 | 0 | 0 | 0 | 0 | 0 | 0 | 0 | 0 | 0 | 0 | 0 | 0 | 0 | 0 | 0 | 0 | 0 | 0 | 0 | 0 | 0 | 0 | 0 | 0 | 0 | 0 | 0 | 0 | 0 | 0 | 0 |  |  | 0 | 0 | 0 | 0 | 0 | 0 | 0 | 0 | 0 | 0 | 0 | 0 | 0 | 0 | 0 | 0 | 0 | 0 | 0 | 0 | 0 | 0 | 0 | 0 | 0 | 0 | 0 | 0 | 0 | 0 | 0 | 0 | 0 | 0 | 0 | 0 |  | 0 | 0 | 0 | 0 | 0 | 0 | 0 | 0 | 0 | 0 | 0 | 0 | 0 | 0 | 0 | 0 | 0 | 0 | 0 | 0 | 0 | 0 | 0 | 0 | 0 | 0 | 0 | 0 | 0 | 0 | 0 | 0 | 0 | 0 | 0 | 0 |  |  | 1
| 378 | Truckload Event LDC Innovation Fund Pilot Program | 0 | 0 | 0 | 0 | 0 | 0 | 0 | 0 | 0 | 0 | 0 | 0 | 0 | 0 | 0 | 0 | 0 | 0 | 0 | 0 | 0 | 0 | 0 | 0 | 0 | 0 | 0 | 0 | 0 | 0 | 0 | 0 | 0 | 0 | 0 | 0 |  | 0 | 0 | 0 | 0 | 0 | 0 | 0 | 0 | 0 | 0 | 0 | 0 | 0 | 0 | 0 | 0 | 0 | 0 | 0 | 0 | 0 | 0 | 0 | 0 | 0 | 0 | 0 | 0 | 0 | 0 | 0 | 0 | 0 | 0 | 0 | 0 |  |  | 0 | 0 | 0 | 0 | 0 | 0 | 0 | 0 | 0 | 0 | 0 | 0 | 0 | 0 | 0 | 0 | 0 | 0 | 0 | 0 | 0 | 0 | 0 | 0 | 0 | 0 | 0 | 0 | 0 | 0 | 0 | 0 | 0 | 0 | 0 | 0 |  | 0 | 0 | 0 | 0 | 0 | 0 | 0 | 0 | 0 | 0 | 0 | 0 | 0 | 0 | 0 | 0 | 0 | 0 | 0 | 0 | 0 | 0 | 0 | 0 | 0 | 0 | 0 | 0 | 0 | 0 | 0 | 0 | 0 | 0 | 0 | 0 |  |  | 1
| 379 | Industrial Accelerator Program | 0 | 0 | 0 | 0 | 0 | 0 | 0 | 0 | 0 | 0 | 0 | 0 | 0 | 0 | 0 | 0 | 0 | 0 | 0 | 0 | 0 | 0 | 0 | 0 | 0 | 0 | 0 | 0 | 0 | 0 | 0 | 0 | 0 | 0 | 0 | 0 |  | 0 | 0 | 0 | 0 | 0 | 0 | 0 | 0 | 0 | 0 | 0 | 0 | 0 | 0 | 0 | 0 | 0 | 0 | 0 | 0 | 0 | 0 | 0 | 0 | 0 | 0 | 0 | 0 | 0 | 0 | 0 | 0 | 0 | 0 | 0 | 0 |  |  | 0 | 0 | 0 | 0 | 0 | 0 | 0 | 0 | 0 | 0 | 0 | 0 | 0 | 0 | 0 | 0 | 0 | 0 | 0 | 0 | 0 | 0 | 0 | 0 | 0 | 0 | 0 | 0 | 0 | 0 | 0 | 0 | 0 | 0 | 0 | 0 |  | 0 | 0 | 0 | 0 | 0 | 0 | 0 | 0 | 0 | 0 | 0 | 0 | 0 | 0 | 0 | 0 | 0 | 0 | 0 | 0 | 0 | 0 | 0 | 0 | 0 | 0 | 0 | 0 | 0 | 0 | 0 | 0 | 0 | 0 | 0 | 0 |  |  | 1
| 380 | Save on Energy Energy Performance Program for Multi-Site Customers | 0 | 0 | 0 | 0 | 0 | 0 | 0 | 0 | 0 | 0 | 0 | 0 | 0 | 0 | 0 | 0 | 0 | 0 | 0 | 0 | 0 | 0 | 0 | 0 | 0 | 0 | 0 | 0 | 0 | 0 | 0 | 0 | 0 | 0 | 0 | 0 |  | 0 | 0 | 0 | 0 | 0 | 0 | 0 | 0 | 0 | 0 | 0 | 0 | 0 | 0 | 0 | 0 | 0 | 0 | 0 | 0 | 0 | 0 | 0 | 0 | 0 | 0 | 0 | 0 | 0 | 0 | 0 | 0 | 0 | 0 | 0 | 0 |  |  | 0 | 0 | 0 | 0 | 0 | 0 | 0 | 0 | 0 | 0 | 0 | 0 | 0 | 0 | 0 | 0 | 0 | 0 | 0 | 0 | 0 | 0 | 0 | 0 | 0 | 0 | 0 | 0 | 0 | 0 | 0 | 0 | 0 | 0 | 0 | 0 |  | 0 | 0 | 0 | 0 | 0 | 0 | 0 | 0 | 0 | 0 | 0 | 0 | 0 | 0 | 0 | 0 | 0 | 0 | 0 | 0 | 0 | 0 | 0 | 0 | 0 | 0 | 0 | 0 | 0 | 0 | 0 | 0 | 0 | 0 | 0 | 0 |  |  | 1
| 381 | Whole Home Pilot Program | 0 | 0 | 0 | 0 | 0 | 0 | 0 | 0 | 0 | 0 | 0 | 0 | 0 | 0 | 0 | 0 | 0 | 0 | 0 | 0 | 0 | 0 | 0 | 0 | 0 | 0 | 0 | 0 | 0 | 0 | 0 | 0 | 0 | 0 | 0 | 0 |  | 0 | 0 | 0 | 0 | 0 | 0 | 0 | 0 | 0 | 0 | 0 | 0 | 0 | 0 | 0 | 0 | 0 | 0 | 0 | 0 | 0 | 0 | 0 | 0 | 0 | 0 | 0 | 0 | 0 | 0 | 0 | 0 | 0 | 0 | 0 | 0 |  |  | 0 | 0 | 0 | 0 | 0 | 0 | 0 | 0 | 0 | 0 | 0 | 0 | 0 | 0 | 0 | 0 | 0 | 0 | 0 | 0 | 0 | 0 | 0 | 0 | 0 | 0 | 0 | 0 | 0 | 0 | 0 | 0 | 0 | 0 | 0 | 0 |  | 0 | 0 | 0 | 0 | 0 | 0 | 0 | 0 | 0 | 0 | 0 | 0 | 0 | 0 | 0 | 0 | 0 | 0 | 0 | 0 | 0 | 0 | 0 | 0 | 0 | 0 | 0 | 0 | 0 | 0 | 0 | 0 | 0 | 0 | 0 | 0 |  |  | 1
| 382 | Save on Energy Retrofit Program Enabled Savings | 0 | 0 | 0 | 0 | 0 | 0 | 0 | 0 | 0 | 0 | 0 | 0 | 0 | 0 | 0 | 0 | 0 | 0 | 0 | 0 | 0 | 0 | 0 | 0 | 0 | 0 | 0 | 0 | 0 | 0 | 0 | 0 | 0 | 0 | 0 | 0 |  | 0 | 0 | 0 | 0 | 0 | 0 | 0 | 0 | 0 | 0 | 0 | 0 | 0 | 0 | 0 | 0 | 0 | 0 | 0 | 0 | 0 | 0 | 0 | 0 | 0 | 0 | 0 | 0 | 0 | 0 | 0 | 0 | 0 | 0 | 0 | 0 |  |  | 0 | 0 | 0 | 0 | 0 | 0 | 0 | 0 | 0 | 0 | 0 | 0 | 0 | 0 | 0 | 0 | 0 | 0 | 0 | 0 | 0 | 0 | 0 | 0 | 0 | 0 | 0 | 0 | 0 | 0 | 0 | 0 | 0 | 0 | 0 | 0 |  | 0 | 0 | 0 | 0 | 0 | 0 | 0 | 0 | 0 | 0 | 0 | 0 | 0 | 0 | 0 | 0 | 0 | 0 | 0 | 0 | 0 | 0 | 0 | 0 | 0 | 0 | 0 | 0 | 0 | 0 | 0 | 0 | 0 | 0 | 0 | 0 |  |  | 1
| 383 | Save on Energy High Performance New Construction Program Enabled Savings | 0 | 0 | 0 | 0 | 0 | 0 | 0 | 0 | 0 | 0 | 0 | 0 | 0 | 0 | 0 | 0 | 0 | 0 | 0 | 0 | 0 | 0 | 0 | 0 | 0 | 0 | 0 | 0 | 0 | 0 | 0 | 0 | 0 | 0 | 0 | 0 |  | 0 | 0 | 0 | 0 | 0 | 0 | 0 | 0 | 0 | 0 | 0 | 0 | 0 | 0 | 0 | 0 | 0 | 0 | 0 | 0 | 0 | 0 | 0 | 0 | 0 | 0 | 0 | 0 | 0 | 0 | 0 | 0 | 0 | 0 | 0 | 0 |  |  | 0 | 0 | 0 | 0 | 0 | 0 | 0 | 0 | 0 | 0 | 0 | 0 | 0 | 0 | 0 | 0 | 0 | 0 | 0 | 0 | 0 | 0 | 0 | 0 | 0 | 0 | 0 | 0 | 0 | 0 | 0 | 0 | 0 | 0 | 0 | 0 |  | 0 | 0 | 0 | 0 | 0 | 0 | 0 | 0 | 0 | 0 | 0 | 0 | 0 | 0 | 0 | 0 | 0 | 0 | 0 | 0 | 0 | 0 | 0 | 0 | 0 | 0 | 0 | 0 | 0 | 0 | 0 | 0 | 0 | 0 | 0 | 0 |  |  | 1
| 384 | Save on Energy Process & Systems Upgrades Program Enabled Savings | 0 | 0 | 0 | 0 | 0 | 0 | 0 | 0 | 0 | 0 | 0 | 0 | 0 | 0 | 0 | 0 | 0 | 0 | 0 | 0 | 0 | 0 | 0 | 0 | 0 | 0 | 0 | 0 | 0 | 0 | 0 | 0 | 0 | 0 | 0 | 0 |  | 0 | 0 | 0 | 0 | 0 | 0 | 0 | 0 | 0 | 0 | 0 | 0 | 0 | 0 | 0 | 0 | 0 | 0 | 0 | 0 | 0 | 0 | 0 | 0 | 0 | 0 | 0 | 0 | 0 | 0 | 0 | 0 | 0 | 0 | 0 | 0 |  |  | 0 | 0 | 0 | 0 | 0 | 0 | 0 | 0 | 0 | 0 | 0 | 0 | 0 | 0 | 0 | 0 | 0 | 0 | 0 | 0 | 0 | 0 | 0 | 0 | 0 | 0 | 0 | 0 | 0 | 0 | 0 | 0 | 0 | 0 | 0 | 0 |  | 0 | 0 | 0 | 0 | 0 | 0 | 0 | 0 | 0 | 0 | 0 | 0 | 0 | 0 | 0 | 0 | 0 | 0 | 0 | 0 | 0 | 0 | 0 | 0 | 0 | 0 | 0 | 0 | 0 | 0 | 0 | 0 | 0 | 0 | 0 | 0 |  |  | 1
| 385 | Non-Approved Program | 0 | 0 | 0 | 0 | 0 | 0 | 0 | 0 | 0 | 0 | 0 | 0 | 0 | 0 | 0 | 0 | 0 | 0 | 0 | 0 | 0 | 0 | 0 | 0 | 0 | 0 | 0 | 0 | 0 | 0 | 0 | 0 | 0 | 0 | 0 | 0 |  | 0 | 0 | 0 | 0 | 0 | 0 | 0 | 0 | 0 | 0 | 0 | 0 | 0 | 0 | 0 | 0 | 0 | 0 | 0 | 0 | 0 | 0 | 0 | 0 | 0 | 0 | 0 | 0 | 0 | 0 | 0 | 0 | 0 | 0 | 0 | 0 |  |  | 0 | 0 | 0 | 0 | 0 | 0 | 0 | 0 | 0 | 0 | 0 | 0 | 0 | 0 | 0 | 0 | 0 | 0 | 0 | 0 | 0 | 0 | 0 | 0 | 0 | 0 | 0 | 0 | 0 | 0 | 0 | 0 | 0 | 0 | 0 | 0 |  | 0 | 0 | 0 | 0 | 0 | 0 | 0 | 0 | 0 | 0 | 0 | 0 | 0 | 0 | 0 | 0 | 0 | 0 | 0 | 0 | 0 | 0 | 0 | 0 | 0 | 0 | 0 | 0 | 0 | 0 | 0 | 0 | 0 | 0 | 0 | 0 |  |  | 1
| 386 | Unassigned Program | 0 | 0 | 0 | 0 | 0 | 0 | 0 | 0 | 0 | 0 | 0 | 0 | 0 | 0 | 0 | 0 | 0 | 0 | 0 | 0 | 0 | 0 | 0 | 0 | 0 | 0 | 0 | 0 | 0 | 0 | 0 | 0 | 0 | 0 | 0 | 0 |  | 0 | 0 | 0 | 0 | 0 | 0 | 0 | 0 | 0 | 0 | 0 | 0 | 0 | 0 | 0 | 0 | 0 | 0 | 0 | 0 | 0 | 0 | 0 | 0 | 0 | 0 | 0 | 0 | 0 | 0 | 0 | 0 | 0 | 0 | 0 | 0 |  |  | 0 | 0 | 0 | 0 | 0 | 0 | 0 | 0 | 0 | 0 | 0 | 0 | 0 | 0 | 0 | 0 | 0 | 0 | 0 | 0 | 0 | 0 | 0 | 0 | 0 | 0 | 0 | 0 | 0 | 0 | 0 | 0 | 0 | 0 | 0 | 0 |  | 0 | 0 | 0 | 0 | 0 | 0 | 0 | 0 | 0 | 0 | 0 | 0 | 0 | 0 | 0 | 0 | 0 | 0 | 0 | 0 | 0 | 0 | 0 | 0 | 0 | 0 | 0 | 0 | 0 | 0 | 0 | 0 | 0 | 0 | 0 | 0 |  |  | 1
| 387 | Conservation Voltage Reduction Conservation Fund Pilot Program | 0 | 0 | 0 | 0 | 0 | 0 | 0 | 0 | 0 | 0 | 0 | 0 | 0 | 0 | 0 | 0 | 0 | 0 | 0 | 0 | 0 | 0 | 0 | 0 | 0 | 0 | 0 | 0 | 0 | 0 | 0 | 0 | 0 | 0 | 0 | 0 |  | 0 | 0 | 0 | 0 | 0 | 0 | 0 | 0 | 0 | 0 | 0 | 0 | 0 | 0 | 0 | 0 | 0 | 0 | 0 | 0 | 0 | 0 | 0 | 0 | 0 | 0 | 0 | 0 | 0 | 0 | 0 | 0 | 0 | 0 | 0 | 0 |  |  | 0 | 0 | 0 | 0 | 0 | 0 | 0 | 0 | 0 | 0 | 0 | 0 | 0 | 0 | 0 | 0 | 0 | 0 | 0 | 0 | 0 | 0 | 0 | 0 | 0 | 0 | 0 | 0 | 0 | 0 | 0 | 0 | 0 | 0 | 0 | 0 |  | 0 | 0 | 0 | 0 | 0 | 0 | 0 | 0 | 0 | 0 | 0 | 0 | 0 | 0 | 0 | 0 | 0 | 0 | 0 | 0 | 0 | 0 | 0 | 0 | 0 | 0 | 0 | 0 | 0 | 0 | 0 | 0 | 0 | 0 | 0 | 0 |  |  | 1
| 388 | EnerNOC Conservation Fund Pilot Program | 0 | 0 | 0 | 0 | 0 | 0 | 0 | 0 | 0 | 0 | 0 | 0 | 0 | 0 | 0 | 0 | 0 | 0 | 0 | 0 | 0 | 0 | 0 | 0 | 0 | 0 | 0 | 0 | 0 | 0 | 0 | 0 | 0 | 0 | 0 | 0 |  | 0 | 0 | 0 | 0 | 0 | 0 | 0 | 0 | 0 | 0 | 0 | 0 | 0 | 0 | 0 | 0 | 0 | 0 | 0 | 0 | 0 | 0 | 0 | 0 | 0 | 0 | 0 | 0 | 0 | 0 | 0 | 0 | 0 | 0 | 0 | 0 |  |  | 0 | 0 | 0 | 0 | 0 | 0 | 0 | 0 | 0 | 0 | 0 | 0 | 0 | 0 | 0 | 0 | 0 | 0 | 0 | 0 | 0 | 0 | 0 | 0 | 0 | 0 | 0 | 0 | 0 | 0 | 0 | 0 | 0 | 0 | 0 | 0 |  | 0 | 0 | 0 | 0 | 0 | 0 | 0 | 0 | 0 | 0 | 0 | 0 | 0 | 0 | 0 | 0 | 0 | 0 | 0 | 0 | 0 | 0 | 0 | 0 | 0 | 0 | 0 | 0 | 0 | 0 | 0 | 0 | 0 | 0 | 0 | 0 |  |  | 1
| 389 | Home Depot Home Appliance Market Uplift Conservation Fund Pilot Program | 0 | 0 | 0 | 0 | 0 | 0 | 0 | 0 | 0 | 0 | 0 | 0 | 0 | 0 | 0 | 0 | 0 | 0 | 0 | 0 | 0 | 0 | 0 | 0 | 0 | 0 | 0 | 0 | 0 | 0 | 0 | 0 | 0 | 0 | 0 | 0 |  | 0 | 0 | 0 | 0 | 0 | 0 | 0 | 0 | 0 | 0 | 0 | 0 | 0 | 0 | 0 | 0 | 0 | 0 | 0 | 0 | 0 | 0 | 0 | 0 | 0 | 0 | 0 | 0 | 0 | 0 | 0 | 0 | 0 | 0 | 0 | 0 |  |  | 0 | 0 | 0 | 0 | 0 | 0 | 0 | 0 | 0 | 0 | 0 | 0 | 0 | 0 | 0 | 0 | 0 | 0 | 0 | 0 | 0 | 0 | 0 | 0 | 0 | 0 | 0 | 0 | 0 | 0 | 0 | 0 | 0 | 0 | 0 | 0 |  | 0 | 0 | 0 | 0 | 0 | 0 | 0 | 0 | 0 | 0 | 0 | 0 | 0 | 0 | 0 | 0 | 0 | 0 | 0 | 0 | 0 | 0 | 0 | 0 | 0 | 0 | 0 | 0 | 0 | 0 | 0 | 0 | 0 | 0 | 0 | 0 |  |  | 1
| 390 | Loblaw P4P Conservation Fund Pilot Program | 0 | 0 | 0 | 0 | 0 | 0 | 0 | 0 | 0 | 0 | 0 | 0 | 0 | 0 | 0 | 0 | 0 | 0 | 0 | 0 | 0 | 0 | 0 | 0 | 0 | 0 | 0 | 0 | 0 | 0 | 0 | 0 | 0 | 0 | 0 | 0 |  | 0 | 0 | 0 | 0 | 0 | 0 | 0 | 0 | 0 | 0 | 0 | 0 | 0 | 0 | 0 | 0 | 0 | 0 | 0 | 0 | 0 | 0 | 0 | 0 | 0 | 0 | 0 | 0 | 0 | 0 | 0 | 0 | 0 | 0 | 0 | 0 |  |  | 0 | 0 | 0 | 0 | 0 | 0 | 0 | 0 | 0 | 0 | 0 | 0 | 0 | 0 | 0 | 0 | 0 | 0 | 0 | 0 | 0 | 0 | 0 | 0 | 0 | 0 | 0 | 0 | 0 | 0 | 0 | 0 | 0 | 0 | 0 | 0 |  | 0 | 0 | 0 | 0 | 0 | 0 | 0 | 0 | 0 | 0 | 0 | 0 | 0 | 0 | 0 | 0 | 0 | 0 | 0 | 0 | 0 | 0 | 0 | 0 | 0 | 0 | 0 | 0 | 0 | 0 | 0 | 0 | 0 | 0 | 0 | 0 |  |  | 1
| 391 | Ontario Clean Water Agency P4P Conservation Fund Pilot Program | 0 | 0 | 0 | 0 | 0 | 0 | 0 | 0 | 0 | 0 | 0 | 0 | 0 | 0 | 0 | 0 | 0 | 0 | 0 | 0 | 0 | 0 | 0 | 0 | 0 | 0 | 0 | 0 | 0 | 0 | 0 | 0 | 0 | 0 | 0 | 0 |  | 0 | 0 | 0 | 0 | 0 | 0 | 0 | 0 | 0 | 0 | 0 | 0 | 0 | 0 | 0 | 0 | 0 | 0 | 0 | 0 | 0 | 0 | 0 | 0 | 0 | 0 | 0 | 0 | 0 | 0 | 0 | 0 | 0 | 0 | 0 | 0 |  |  | 0 | 0 | 0 | 0 | 0 | 0 | 0 | 0 | 0 | 0 | 0 | 0 | 0 | 0 | 0 | 0 | 0 | 0 | 0 | 0 | 0 | 0 | 0 | 0 | 0 | 0 | 0 | 0 | 0 | 0 | 0 | 0 | 0 | 0 | 0 | 0 |  | 0 | 0 | 0 | 0 | 0 | 0 | 0 | 0 | 0 | 0 | 0 | 0 | 0 | 0 | 0 | 0 | 0 | 0 | 0 | 0 | 0 | 0 | 0 | 0 | 0 | 0 | 0 | 0 | 0 | 0 | 0 | 0 | 0 | 0 | 0 | 0 |  |  | 1
| 392 | Performance Based Conservation Fund Pilot Program | 0 | 0 | 0 | 0 | 0 | 0 | 0 | 0 | 0 | 0 | 0 | 0 | 0 | 0 | 0 | 0 | 0 | 0 | 0 | 0 | 0 | 0 | 0 | 0 | 0 | 0 | 0 | 0 | 0 | 0 | 0 | 0 | 0 | 0 | 0 | 0 |  | 0 | 0 | 0 | 0 | 0 | 0 | 0 | 0 | 0 | 0 | 0 | 0 | 0 | 0 | 0 | 0 | 0 | 0 | 0 | 0 | 0 | 0 | 0 | 0 | 0 | 0 | 0 | 0 | 0 | 0 | 0 | 0 | 0 | 0 | 0 | 0 |  |  | 0 | 0 | 0 | 0 | 0 | 0 | 0 | 0 | 0 | 0 | 0 | 0 | 0 | 0 | 0 | 0 | 0 | 0 | 0 | 0 | 0 | 0 | 0 | 0 | 0 | 0 | 0 | 0 | 0 | 0 | 0 | 0 | 0 | 0 | 0 | 0 |  | 0 | 0 | 0 | 0 | 0 | 0 | 0 | 0 | 0 | 0 | 0 | 0 | 0 | 0 | 0 | 0 | 0 | 0 | 0 | 0 | 0 | 0 | 0 | 0 | 0 | 0 | 0 | 0 | 0 | 0 | 0 | 0 | 0 | 0 | 0 | 0 |  |  | 1
| 393 | Social Benchmarking Conservation Fund Pilot Program | 0 | 0 | 0 | 0 | 0 | 0 | 0 | 0 | 0 | 0 | 0 | 0 | 0 | 0 | 0 | 0 | 0 | 0 | 0 | 0 | 0 | 0 | 0 | 0 | 0 | 0 | 0 | 0 | 0 | 0 | 0 | 0 | 0 | 0 | 0 | 0 |  | 0 | 0 | 0 | 0 | 0 | 0 | 0 | 0 | 0 | 0 | 0 | 0 | 0 | 0 | 0 | 0 | 0 | 0 | 0 | 0 | 0 | 0 | 0 | 0 | 0 | 0 | 0 | 0 | 0 | 0 | 0 | 0 | 0 | 0 | 0 | 0 |  |  | 0 | 0 | 0 | 0 | 0 | 0 | 0 | 0 | 0 | 0 | 0 | 0 | 0 | 0 | 0 | 0 | 0 | 0 | 0 | 0 | 0 | 0 | 0 | 0 | 0 | 0 | 0 | 0 | 0 | 0 | 0 | 0 | 0 | 0 | 0 | 0 |  | 0 | 0 | 0 | 0 | 0 | 0 | 0 | 0 | 0 | 0 | 0 | 0 | 0 | 0 | 0 | 0 | 0 | 0 | 0 | 0 | 0 | 0 | 0 | 0 | 0 | 0 | 0 | 0 | 0 | 0 | 0 | 0 | 0 | 0 | 0 | 0 |  |  | 1
| 394 | Strategic Energy Group Conservation Fund Pilot Program | 0 | 0 | 0 | 0 | 0 | 0 | 0 | 0 | 0 | 0 | 0 | 0 | 0 | 0 | 0 | 0 | 0 | 0 | 0 | 0 | 0 | 0 | 0 | 0 | 0 | 0 | 0 | 0 | 0 | 0 | 0 | 0 | 0 | 0 | 0 | 0 |  | 0 | 0 | 0 | 0 | 0 | 0 | 0 | 0 | 0 | 0 | 0 | 0 | 0 | 0 | 0 | 0 | 0 | 0 | 0 | 0 | 0 | 0 | 0 | 0 | 0 | 0 | 0 | 0 | 0 | 0 | 0 | 0 | 0 | 0 | 0 | 0 |  |  | 0 | 0 | 0 | 0 | 0 | 0 | 0 | 0 | 0 | 0 | 0 | 0 | 0 | 0 | 0 | 0 | 0 | 0 | 0 | 0 | 0 | 0 | 0 | 0 | 0 | 0 | 0 | 0 | 0 | 0 | 0 | 0 | 0 | 0 | 0 | 0 |  | 0 | 0 | 0 | 0 | 0 | 0 | 0 | 0 | 0 | 0 | 0 | 0 | 0 | 0 | 0 | 0 | 0 | 0 | 0 | 0 | 0 | 0 | 0 | 0 | 0 | 0 | 0 | 0 | 0 | 0 | 0 | 0 | 0 | 0 | 0 | 0 |  |  | 1
| 395 | Appliance Retirement Initiative | 0 | 0 | 0 | 0 | 0 | 0 | 0 | 0 | 0 | 0 | 0 | 0 | 0 | 0 | 0 | 0 | 0 | 0 | 0 | 0 | 0 | 0 | 0 | 0 | 0 | 0 | 0 | 0 | 0 | 0 | 0 | 0 | 0 | 0 | 0 | 0 |  | 0 | 0 | 0 | 0 | 0 | 0 | 0 | 0 | 0 | 0 | 0 | 0 | 0 | 0 | 0 | 0 | 0 | 0 | 0 | 0 | 0 | 0 | 0 | 0 | 0 | 0 | 0 | 0 | 0 | 0 | 0 | 0 | 0 | 0 | 0 | 0 |  |  | 0 | 0 | 0 | 0 | 0 | 0 | 0 | 0 | 0 | 0 | 0 | 0 | 0 | 0 | 0 | 0 | 0 | 0 | 0 | 0 | 0 | 0 | 0 | 0 | 0 | 0 | 0 | 0 | 0 | 0 | 0 | 0 | 0 | 0 | 0 | 0 |  | 0 | 0 | 0 | 0 | 0 | 0 | 0 | 0 | 0 | 0 | 0 | 0 | 0 | 0 | 0 | 0 | 0 | 0 | 0 | 0 | 0 | 0 | 0 | 0 | 0 | 0 | 0 | 0 | 0 | 0 | 0 | 0 | 0 | 0 | 0 | 0 |  |  | 1
| 396 | Coupon Initiative | 0 | 0 | 0 | 0 | 0 | 0 | 0 | 0 | 0 | 0 | 0 | 0 | 0 | 0 | 0 | 0 | 0 | 0 | 0 | 0 | 0 | 0 | 0 | 0 | 0 | 0 | 0 | 0 | 0 | 0 | 0 | 0 | 0 | 0 | 0 | 0 |  | 0 | 0 | 0 | 0 | 0 | 0 | 0 | 0 | 0 | 0 | 0 | 0 | 0 | 0 | 0 | 0 | 0 | 0 | 0 | 0 | 0 | 0 | 0 | 0 | 0 | 0 | 0 | 0 | 0 | 0 | 0 | 0 | 0 | 0 | 0 | 0 |  |  | 0 | 0 | 0 | 0 | 0 | 0 | 0 | 0 | 0 | 0 | 0 | 0 | 0 | 0 | 0 | 0 | 0 | 0 | 0 | 0 | 0 | 0 | 0 | 0 | 0 | 0 | 0 | 0 | 0 | 0 | 0 | 0 | 0 | 0 | 0 | 0 |  | 0 | 0 | 0 | 0 | 0 | 0 | 0 | 0 | 0 | 0 | 0 | 0 | 0 | 0 | 0 | 0 | 0 | 0 | 0 | 0 | 0 | 0 | 0 | 0 | 0 | 0 | 0 | 0 | 0 | 0 | 0 | 0 | 0 | 0 | 0 | 0 |  |  | 1
| 397 | Bi-Annual Retailer Event Initiative | 0 | 0 | 0 | 0 | 0 | 0 | 0 | 0 | 0 | 0 | 0 | 0 | 0 | 0 | 0 | 0 | 0 | 0 | 0 | 0 | 0 | 0 | 0 | 0 | 0 | 0 | 0 | 0 | 0 | 0 | 0 | 0 | 0 | 0 | 0 | 0 |  | 0 | 0 | 0 | 0 | 0 | 0 | 0 | 0 | 0 | 0 | 0 | 0 | 0 | 0 | 0 | 0 | 0 | 0 | 0 | 0 | 0 | 0 | 0 | 0 | 0 | 0 | 0 | 0 | 0 | 0 | 0 | 0 | 0 | 0 | 0 | 0 |  |  | 0 | 0 | 0 | 0 | 0 | 0 | 0 | 0 | 0 | 0 | 0 | 0 | 0 | 0 | 0 | 0 | 0 | 0 | 0 | 0 | 0 | 0 | 0 | 0 | 0 | 0 | 0 | 0 | 0 | 0 | 0 | 0 | 0 | 0 | 0 | 0 |  | 0 | 0 | 0 | 0 | 0 | 0 | 0 | 0 | 0 | 0 | 0 | 0 | 0 | 0 | 0 | 0 | 0 | 0 | 0 | 0 | 0 | 0 | 0 | 0 | 0 | 0 | 0 | 0 | 0 | 0 | 0 | 0 | 0 | 0 | 0 | 0 |  |  | 1
| 398 | HVAC Incentives Initiative | 0 | 0 | 0 | 0 | 0 | 0 | 0 | 0 | 0 | 0 | 0 | 0 | 0 | 0 | 0 | 0 | 0 | 0 | 0 | 0 | 0 | 0 | 0 | 0 | 0 | 0 | 0 | 0 | 0 | 0 | 0 | 0 | 0 | 0 | 0 | 0 |  | 0 | 0 | 0 | 0 | 0 | 0 | 0 | 0 | 0 | 0 | 0 | 0 | 0 | 0 | 0 | 0 | 0 | 0 | 0 | 0 | 0 | 0 | 0 | 0 | 0 | 0 | 0 | 0 | 0 | 0 | 0 | 0 | 0 | 0 | 0 | 0 |  |  | 0 | 0 | 0 | 0 | 0 | 0 | 0 | 0 | 0 | 0 | 0 | 0 | 0 | 0 | 0 | 0 | 0 | 0 | 0 | 0 | 0 | 0 | 0 | 0 | 0 | 0 | 0 | 0 | 0 | 0 | 0 | 0 | 0 | 0 | 0 | 0 |  | 0 | 0 | 0 | 0 | 0 | 0 | 0 | 0 | 0 | 0 | 0 | 0 | 0 | 0 | 0 | 0 | 0 | 0 | 0 | 0 | 0 | 0 | 0 | 0 | 0 | 0 | 0 | 0 | 0 | 0 | 0 | 0 | 0 | 0 | 0 | 0 |  |  | 1
| 399 | Residential New Construction and Major Renovation Initiative | 0 | 0 | 0 | 0 | 0 | 0 | 0 | 0 | 0 | 0 | 0 | 0 | 0 | 0 | 0 | 0 | 0 | 0 | 0 | 0 | 0 | 0 | 0 | 0 | 0 | 0 | 0 | 0 | 0 | 0 | 0 | 0 | 0 | 0 | 0 | 0 |  | 0 | 0 | 0 | 0 | 0 | 0 | 0 | 0 | 0 | 0 | 0 | 0 | 0 | 0 | 0 | 0 | 0 | 0 | 0 | 0 | 0 | 0 | 0 | 0 | 0 | 0 | 0 | 0 | 0 | 0 | 0 | 0 | 0 | 0 | 0 | 0 |  |  | 0 | 0 | 0 | 0 | 0 | 0 | 0 | 0 | 0 | 0 | 0 | 0 | 0 | 0 | 0 | 0 | 0 | 0 | 0 | 0 | 0 | 0 | 0 | 0 | 0 | 0 | 0 | 0 | 0 | 0 | 0 | 0 | 0 | 0 | 0 | 0 |  | 0 | 0 | 0 | 0 | 0 | 0 | 0 | 0 | 0 | 0 | 0 | 0 | 0 | 0 | 0 | 0 | 0 | 0 | 0 | 0 | 0 | 0 | 0 | 0 | 0 | 0 | 0 | 0 | 0 | 0 | 0 | 0 | 0 | 0 | 0 | 0 |  |  | 1
| 400 | Energy Audit Initiative | 0 | 0 | 0 | 0 | 0 | 0 | 0 | 0 | 0 | 0 | 0 | 0 | 0 | 0 | 0 | 0 | 0 | 0 | 0 | 0 | 0 | 0 | 0 | 0 | 0 | 0 | 0 | 0 | 0 | 0 | 0 | 0 | 0 | 0 | 0 | 0 |  | 0 | 0 | 0 | 0 | 0 | 0 | 0 | 0 | 0 | 0 | 0 | 0 | 0 | 0 | 0 | 0 | 0 | 0 | 0 | 0 | 0 | 0 | 0 | 0 | 0 | 0 | 0 | 0 | 0 | 0 | 0 | 0 | 0 | 0 | 0 | 0 |  |  | 0 | 0 | 0 | 0 | 0 | 0 | 0 | 0 | 0 | 0 | 0 | 0 | 0 | 0 | 0 | 0 | 0 | 0 | 0 | 0 | 0 | 0 | 0 | 0 | 0 | 0 | 0 | 0 | 0 | 0 | 0 | 0 | 0 | 0 | 0 | 0 |  | 0 | 0 | 0 | 0 | 0 | 0 | 0 | 0 | 0 | 0 | 0 | 0 | 0 | 0 | 0 | 0 | 0 | 0 | 0 | 0 | 0 | 0 | 0 | 0 | 0 | 0 | 0 | 0 | 0 | 0 | 0 | 0 | 0 | 0 | 0 | 0 |  |  | 1
| 401 | Efficiency: Equipment Replacement Incentive Initiative | 0 | 0 | 0 | 0 | 0 | 0 | 0 | 0 | 0 | 0 | 0 | 0 | 0 | 0 | 0 | 0 | 0 | 0 | 0 | 0 | 0 | 0 | 0 | 0 | 0 | 0 | 0 | 0 | 0 | 0 | 0 | 0 | 0 | 0 | 0 | 0 |  | 0 | 0 | 0 | 0 | 0 | 0 | 0 | 0 | 0 | 0 | 0 | 0 | 0 | 0 | 0 | 0 | 0 | 0 | 0 | 0 | 0 | 0 | 0 | 0 | 0 | 0 | 0 | 0 | 0 | 0 | 0 | 0 | 0 | 0 | 0 | 0 |  |  | 0 | 0 | 0 | 0 | 0 | 0 | 0 | 0 | 0 | 0 | 0 | 0 | 0 | 0 | 0 | 0 | 0 | 0 | 0 | 0 | 0 | 0 | 0 | 0 | 0 | 0 | 0 | 0 | 0 | 0 | 0 | 0 | 0 | 0 | 0 | 0 |  | 0 | 0 | 0 | 0 | 0 | 0 | 0 | 0 | 0 | 0 | 0 | 0 | 0 | 0 | 0 | 0 | 0 | 0 | 0 | 0 | 0 | 0 | 0 | 0 | 0 | 0 | 0 | 0 | 0 | 0 | 0 | 0 | 0 | 0 | 0 | 0 |  |  | 1
| 402 | Direct Install Lighting and Water Heating Initiative | 0 | 0 | 0 | 0 | 0 | 0 | 0 | 0 | 0 | 0 | 0 | 0 | 0 | 0 | 0 | 0 | 0 | 0 | 0 | 0 | 0 | 0 | 0 | 0 | 0 | 0 | 0 | 0 | 0 | 0 | 0 | 0 | 0 | 0 | 0 | 0 |  | 0 | 0 | 0 | 0 | 0 | 0 | 0 | 0 | 0 | 0 | 0 | 0 | 0 | 0 | 0 | 0 | 0 | 0 | 0 | 0 | 0 | 0 | 0 | 0 | 0 | 0 | 0 | 0 | 0 | 0 | 0 | 0 | 0 | 0 | 0 | 0 |  |  | 0 | 0 | 0 | 0 | 0 | 0 | 0 | 0 | 0 | 0 | 0 | 0 | 0 | 0 | 0 | 0 | 0 | 0 | 0 | 0 | 0 | 0 | 0 | 0 | 0 | 0 | 0 | 0 | 0 | 0 | 0 | 0 | 0 | 0 | 0 | 0 |  | 0 | 0 | 0 | 0 | 0 | 0 | 0 | 0 | 0 | 0 | 0 | 0 | 0 | 0 | 0 | 0 | 0 | 0 | 0 | 0 | 0 | 0 | 0 | 0 | 0 | 0 | 0 | 0 | 0 | 0 | 0 | 0 | 0 | 0 | 0 | 0 |  |  | 1
| 403 | New Construction and Major Renovation Initiative | 0 | 0 | 0 | 0 | 0 | 0 | 0 | 0 | 0 | 0 | 0 | 0 | 0 | 0 | 0 | 0 | 0 | 0 | 0 | 0 | 0 | 0 | 0 | 0 | 0 | 0 | 0 | 0 | 0 | 0 | 0 | 0 | 0 | 0 | 0 | 0 |  | 0 | 0 | 0 | 0 | 0 | 0 | 0 | 0 | 0 | 0 | 0 | 0 | 0 | 0 | 0 | 0 | 0 | 0 | 0 | 0 | 0 | 0 | 0 | 0 | 0 | 0 | 0 | 0 | 0 | 0 | 0 | 0 | 0 | 0 | 0 | 0 |  |  | 0 | 0 | 0 | 0 | 0 | 0 | 0 | 0 | 0 | 0 | 0 | 0 | 0 | 0 | 0 | 0 | 0 | 0 | 0 | 0 | 0 | 0 | 0 | 0 | 0 | 0 | 0 | 0 | 0 | 0 | 0 | 0 | 0 | 0 | 0 | 0 |  | 0 | 0 | 0 | 0 | 0 | 0 | 0 | 0 | 0 | 0 | 0 | 0 | 0 | 0 | 0 | 0 | 0 | 0 | 0 | 0 | 0 | 0 | 0 | 0 | 0 | 0 | 0 | 0 | 0 | 0 | 0 | 0 | 0 | 0 | 0 | 0 |  |  | 1
| 404 | Existing Building Commissioning Incentive Initiative | 0 | 0 | 0 | 0 | 0 | 0 | 0 | 0 | 0 | 0 | 0 | 0 | 0 | 0 | 0 | 0 | 0 | 0 | 0 | 0 | 0 | 0 | 0 | 0 | 0 | 0 | 0 | 0 | 0 | 0 | 0 | 0 | 0 | 0 | 0 | 0 |  | 0 | 0 | 0 | 0 | 0 | 0 | 0 | 0 | 0 | 0 | 0 | 0 | 0 | 0 | 0 | 0 | 0 | 0 | 0 | 0 | 0 | 0 | 0 | 0 | 0 | 0 | 0 | 0 | 0 | 0 | 0 | 0 | 0 | 0 | 0 | 0 |  |  | 0 | 0 | 0 | 0 | 0 | 0 | 0 | 0 | 0 | 0 | 0 | 0 | 0 | 0 | 0 | 0 | 0 | 0 | 0 | 0 | 0 | 0 | 0 | 0 | 0 | 0 | 0 | 0 | 0 | 0 | 0 | 0 | 0 | 0 | 0 | 0 |  | 0 | 0 | 0 | 0 | 0 | 0 | 0 | 0 | 0 | 0 | 0 | 0 | 0 | 0 | 0 | 0 | 0 | 0 | 0 | 0 | 0 | 0 | 0 | 0 | 0 | 0 | 0 | 0 | 0 | 0 | 0 | 0 | 0 | 0 | 0 | 0 |  |  | 1
| 405 | Process and Systems Upgrades Initiatives - Project Incentive Initiative | 0 | 0 | 0 | 0 | 0 | 0 | 0 | 0 | 0 | 0 | 0 | 0 | 0 | 0 | 0 | 0 | 0 | 0 | 0 | 0 | 0 | 0 | 0 | 0 | 0 | 0 | 0 | 0 | 0 | 0 | 0 | 0 | 0 | 0 | 0 | 0 |  | 0 | 0 | 0 | 0 | 0 | 0 | 0 | 0 | 0 | 0 | 0 | 0 | 0 | 0 | 0 | 0 | 0 | 0 | 0 | 0 | 0 | 0 | 0 | 0 | 0 | 0 | 0 | 0 | 0 | 0 | 0 | 0 | 0 | 0 | 0 | 0 |  |  | 0 | 0 | 0 | 0 | 0 | 0 | 0 | 0 | 0 | 0 | 0 | 0 | 0 | 0 | 0 | 0 | 0 | 0 | 0 | 0 | 0 | 0 | 0 | 0 | 0 | 0 | 0 | 0 | 0 | 0 | 0 | 0 | 0 | 0 | 0 | 0 |  | 0 | 0 | 0 | 0 | 0 | 0 | 0 | 0 | 0 | 0 | 0 | 0 | 0 | 0 | 0 | 0 | 0 | 0 | 0 | 0 | 0 | 0 | 0 | 0 | 0 | 0 | 0 | 0 | 0 | 0 | 0 | 0 | 0 | 0 | 0 | 0 |  |  | 1
| 406 | Process and Systems Upgrades Initiatives - Energy Manager Initiative | 0 | 0 | 0 | 0 | 0 | 0 | 0 | 0 | 0 | 0 | 0 | 0 | 0 | 0 | 0 | 0 | 0 | 0 | 0 | 0 | 0 | 0 | 0 | 0 | 0 | 0 | 0 | 0 | 0 | 0 | 0 | 0 | 0 | 0 | 0 | 0 |  | 0 | 0 | 0 | 0 | 0 | 0 | 0 | 0 | 0 | 0 | 0 | 0 | 0 | 0 | 0 | 0 | 0 | 0 | 0 | 0 | 0 | 0 | 0 | 0 | 0 | 0 | 0 | 0 | 0 | 0 | 0 | 0 | 0 | 0 | 0 | 0 |  |  | 0 | 0 | 0 | 0 | 0 | 0 | 0 | 0 | 0 | 0 | 0 | 0 | 0 | 0 | 0 | 0 | 0 | 0 | 0 | 0 | 0 | 0 | 0 | 0 | 0 | 0 | 0 | 0 | 0 | 0 | 0 | 0 | 0 | 0 | 0 | 0 |  | 0 | 0 | 0 | 0 | 0 | 0 | 0 | 0 | 0 | 0 | 0 | 0 | 0 | 0 | 0 | 0 | 0 | 0 | 0 | 0 | 0 | 0 | 0 | 0 | 0 | 0 | 0 | 0 | 0 | 0 | 0 | 0 | 0 | 0 | 0 | 0 |  |  | 1
| 407 | Process and Systems Upgrades Initiatives - Monitoring and Targeting Initiative | 0 | 0 | 0 | 0 | 0 | 0 | 0 | 0 | 0 | 0 | 0 | 0 | 0 | 0 | 0 | 0 | 0 | 0 | 0 | 0 | 0 | 0 | 0 | 0 | 0 | 0 | 0 | 0 | 0 | 0 | 0 | 0 | 0 | 0 | 0 | 0 |  | 0 | 0 | 0 | 0 | 0 | 0 | 0 | 0 | 0 | 0 | 0 | 0 | 0 | 0 | 0 | 0 | 0 | 0 | 0 | 0 | 0 | 0 | 0 | 0 | 0 | 0 | 0 | 0 | 0 | 0 | 0 | 0 | 0 | 0 | 0 | 0 |  |  | 0 | 0 | 0 | 0 | 0 | 0 | 0 | 0 | 0 | 0 | 0 | 0 | 0 | 0 | 0 | 0 | 0 | 0 | 0 | 0 | 0 | 0 | 0 | 0 | 0 | 0 | 0 | 0 | 0 | 0 | 0 | 0 | 0 | 0 | 0 | 0 |  | 0 | 0 | 0 | 0 | 0 | 0 | 0 | 0 | 0 | 0 | 0 | 0 | 0 | 0 | 0 | 0 | 0 | 0 | 0 | 0 | 0 | 0 | 0 | 0 | 0 | 0 | 0 | 0 | 0 | 0 | 0 | 0 | 0 | 0 | 0 | 0 |  |  | 1
| 408 | Low Income Initiative | 0 | 0 | 0 | 0 | 0 | 0 | 0 | 0 | 0 | 0 | 0 | 0 | 0 | 0 | 0 | 0 | 0 | 0 | 0 | 0 | 0 | 0 | 0 | 0 | 0 | 0 | 0 | 0 | 0 | 0 | 0 | 0 | 0 | 0 | 0 | 0 |  | 0 | 0 | 0 | 0 | 0 | 0 | 0 | 0 | 0 | 0 | 0 | 0 | 0 | 0 | 0 | 0 | 0 | 0 | 0 | 0 | 0 | 0 | 0 | 0 | 0 | 0 | 0 | 0 | 0 | 0 | 0 | 0 | 0 | 0 | 0 | 0 |  |  | 0 | 0 | 0 | 0 | 0 | 0 | 0 | 0 | 0 | 0 | 0 | 0 | 0 | 0 | 0 | 0 | 0 | 0 | 0 | 0 | 0 | 0 | 0 | 0 | 0 | 0 | 0 | 0 | 0 | 0 | 0 | 0 | 0 | 0 | 0 | 0 |  | 0 | 0 | 0 | 0 | 0 | 0 | 0 | 0 | 0 | 0 | 0 | 0 | 0 | 0 | 0 | 0 | 0 | 0 | 0 | 0 | 0 | 0 | 0 | 0 | 0 | 0 | 0 | 0 | 0 | 0 | 0 | 0 | 0 | 0 | 0 | 0 |  |  | 1
| 409 | Aboriginal Conservation Program | 0 | 0 | 0 | 0 | 0 | 0 | 0 | 0 | 0 | 0 | 0 | 0 | 0 | 0 | 0 | 0 | 0 | 0 | 0 | 0 | 0 | 0 | 0 | 0 | 0 | 0 | 0 | 0 | 0 | 0 | 0 | 0 | 0 | 0 | 0 | 0 |  | 0 | 0 | 0 | 0 | 0 | 0 | 0 | 0 | 0 | 0 | 0 | 0 | 0 | 0 | 0 | 0 | 0 | 0 | 0 | 0 | 0 | 0 | 0 | 0 | 0 | 0 | 0 | 0 | 0 | 0 | 0 | 0 | 0 | 0 | 0 | 0 |  |  | 0 | 0 | 0 | 0 | 0 | 0 | 0 | 0 | 0 | 0 | 0 | 0 | 0 | 0 | 0 | 0 | 0 | 0 | 0 | 0 | 0 | 0 | 0 | 0 | 0 | 0 | 0 | 0 | 0 | 0 | 0 | 0 | 0 | 0 | 0 | 0 |  | 0 | 0 | 0 | 0 | 0 | 0 | 0 | 0 | 0 | 0 | 0 | 0 | 0 | 0 | 0 | 0 | 0 | 0 | 0 | 0 | 0 | 0 | 0 | 0 | 0 | 0 | 0 | 0 | 0 | 0 | 0 | 0 | 0 | 0 | 0 | 0 |  |  | 1
| 410 | Program Enabled Savings | 0 | 0 | 0 | 0 | 0 | 0 | 0 | 0 | 0 | 0 | 0 | 0 | 0 | 0 | 0 | 0 | 0 | 0 | 0 | 0 | 0 | 0 | 0 | 0 | 0 | 0 | 0 | 0 | 0 | 0 | 0 | 0 | 0 | 0 | 0 | 0 |  | 0 | 0 | 0 | 0 | 0 | 0 | 0 | 0 | 0 | 0 | 0 | 0 | 0 | 0 | 0 | 0 | 0 | 0 | 0 | 0 | 0 | 0 | 0 | 0 | 0 | 0 | 0 | 0 | 0 | 0 | 0 | 0 | 0 | 0 | 0 | 0 |  |  | 0 | 0 | 0 | 0 | 0 | 0 | 0 | 0 | 0 | 0 | 0 | 0 | 0 | 0 | 0 | 0 | 0 | 0 | 0 | 0 | 0 | 0 | 0 | 0 | 0 | 0 | 0 | 0 | 0 | 0 | 0 | 0 | 0 | 0 | 0 | 0 |  | 0 | 0 | 0 | 0 | 0 | 0 | 0 | 0 | 0 | 0 | 0 | 0 | 0 | 0 | 0 | 0 | 0 | 0 | 0 | 0 | 0 | 0 | 0 | 0 | 0 | 0 | 0 | 0 | 0 | 0 | 0 | 0 | 0 | 0 | 0 | 0 |  |  | 1
| Subtotal: 2017 Verified 2016 Results Adjustments |  | 0 | 9501375 | 9657386 | 10077288 | 10077288 | 10077288 | 10074705 | 10074705 | 10074671 | 10074108 | 10074734 | 9958462 | 7249743 | 5132757 | 5131637 | 4292020 | 4205976 | 3989657 | 3826790 | 3826631 | 3812963 | 383786 | 383786 | 383786 | 383786 | 383786 | 383786 | 383786 | 0 | 0 | 0 | 0 | 0 | 0 | 0 | 0 |  | 0 | 1625 | 1656 | 1826 | 1826 | 1826 | 1825 | 1825 | 1825 | 1825 | 1825 | 1812 | 894 | 687 | 687 | 609 | 590 | 575 | 565 | 565 | 561 | 94 | 94 | 94 | 94 | 94 | 94 | 94 | 0 | 0 | 0 | 0 | 0 | 0 | 0 | 0 |  |  | 0 | 7834629 | 7958229 | 8290896 | 8290896 | 8290896 | 8288850 | 8288850 | 8288809 | 8288363 | 8289104 | 8198610 | 6053284 | 4375106 | 4373780 | 3686451 | 3618503 | 3362904 | 3170127 | 3169968 | 3160400 | 246347 | 246347 | 246347 | 246347 | 246347 | 246347 | 246347 | 0 | 0 | 0 | 0 | 0 | 0 | 0 | 0 |  | 0 | 1309 | 1334 | 1468 | 1468 | 1468 | 1468 | 1468 | 1468 | 1468 | 1468 | 1457 | 730 | 566 | 566 | 503 | 489 | 472 | 460 | 460 | 457 | 61 | 61 | 61 | 61 | 61 | 61 | 61 | 0 | 0 | 0 | 0 | 0 | 0 | 0 | 0
2017 Verified 2017 Results
2017 | 411 | Save on Energy Coupon Program | 0 | 0 | 9102389 | 7269281 | 7269281 | 7269281 | 7269281 | 7269281 | 7269281 | 7269240 | 7269240 | 7259509 | 7176891 | 7176260 | 7176260 | 7175957 | 6509047 | 6509047 | 508451 | 0 | 0 | 0 | 0 | 0 | 0 | 0 | 0 | 0 | 0 | 0 | 0 | 0 | 0 | 0 | 0 | 0 |  | 0 | 0 | 621 | 499 | 499 | 499 | 499 | 499 | 499 | 499 | 499 | 498 | 481 | 481 | 481 | 481 | 436 | 436 | 34 | 0 | 0 | 0 | 0 | 0 | 0 | 0 | 0 | 0 | 0 | 0 | 0 | 0 | 0 | 0 | 0 | 0 |  |  | 0 | 0 | 11745899 | 9380421 | 9380421 | 9380421 | 9380421 | 9380421 | 9380421 | 9380368 | 9380368 | 9367811 | 9261199 | 9260384 | 9260384 | 9259994 | 8399400 | 8399400 | 656116 | 0 | 0 | 0 | 0 | 0 | 0 | 0 | 0 | 0 | 0 | 0 | 0 | 0 | 0 | 0 | 0 | 0 |  | 0 | 0 | 802 | 643 | 643 | 643 | 643 | 643 | 643 | 643 | 643 | 642 | 621 | 621 | 621 | 621 | 563 | 563 | 44 | 0 | 0 | 0 | 0 | 0 | 0 | 0 | 0 | 0 | 0 | 0 | 0 | 0 | 0 | 0 | 0 | 0 |  |  | 0
2017 | 412 | Save on Energy Instant Discount Program | 0 | 0 | 4448167 | 3183222 | 3183222 | 3183222 | 3183222 | 3183222 | 3183222 | 3183143 | 3183143 | 3183143 | 3136435 | 3132528 | 3132528 | 2622491 | 2622491 | 2002812 | 1687257 | 0 | 0 | 0 | 0 | 0 | 0 | 0 | 0 | 0 | 0 | 0 | 0 | 0 | 0 | 0 | 0 | 0 |  | 0 | 0 | 301 | 217 | 217 | 217 | 217 | 217 | 217 | 217 | 217 | 217 | 209 | 209 | 209 | 176 | 176 | 134 | 113 | 0 | 0 | 0 | 0 | 0 | 0 | 0 | 0 | 0 | 0 | 0 | 0 | 0 | 0 | 0 | 0 | 0 |  |  | 0 | 0 | 5930308 | 4294660 | 4294660 | 4294660 | 4294660 | 4294660 | 4294660 | 4294577 | 4294577 | 4294577 | 4216390 | 4209040 | 4209040 | 3553967 | 3553967 | 2752709 | 2181720 | 0 | 0 | 0 | 0 | 0 | 0 | 0 | 0 | 0 | 0 | 0 | 0 | 0 | 0 | 0 | 0 | 0 |  | 0 | 0 | 407 | 297 | 297 | 297 | 297 | 297 | 297 | 297 | 297 | 297 | 281 | 281 | 281 | 238 | 238 | 185 | 146 | 0 | 0 | 0 | 0 | 0 | 0 | 0 | 0 | 0 | 0 | 0 | 0 | 0 | 0 | 0 | 0 | 0 |  |  | 0
2017 | 413 | Save on Energy Heating & Cooling Program | 0 | 0 | 1569276 | 1569276 | 1569276 | 1569276 | 1569276 | 1569276 | 1569276 | 1569276 | 1569276 | 1569276 | 1569276 | 1569276 | 1569276 | 1569276 | 1569276 | 1569276 | 1569276 | 1569276 | 1529780 | 0 | 0 | 0 | 0 | 0 | 0 | 0 | 0 | 0 | 0 | 0 | 0 | 0 | 0 | 0 |  | 0 | 0 | 438 | 438 | 438 | 438 | 438 | 438 | 438 | 438 | 438 | 438 | 438 | 438 | 438 | 438 | 438 | 438 | 438 | 438 | 413 | 0 | 0 | 0 | 0 | 0 | 0 | 0 | 0 | 0 | 0 | 0 | 0 | 0 | 0 | 0 |  |  | 0 | 0 | 1231687 | 1231687 | 1231687 | 1231687 | 1231687 | 1231687 | 1231687 | 1231687 | 1231687 | 1231687 | 1231687 | 1231687 | 1231687 | 1231687 | 1231687 | 1231687 | 1231687 | 1231687 | 1177931 | 0 | 0 | 0 | 0 | 0 | 0 | 0 | 0 | 0 | 0 | 0 | 0 | 0 | 0 | 0 |  | 0 | 0 | 360 | 360 | 360 | 360 | 360 | 360 | 360 | 360 | 360 | 360 | 360 | 360 | 360 | 360 | 360 | 360 | 360 | 360 | 318 | 0 | 0 | 0 | 0 | 0 | 0 | 0 | 0 | 0 | 0 | 0 | 0 | 0 | 0 | 0 |  |  | 0
| 414 | Save on Energy New Construction Program | 0 | 0 | 0 | 0 | 0 | 0 | 0 | 0 | 0 | 0 | 0 | 0 | 0 | 0 | 0 | 0 | 0 | 0 | 0 | 0 | 0 | 0 | 0 | 0 | 0 | 0 | 0 | 0 | 0 | 0 | 0 | 0 | 0 | 0 | 0 | 0 |  | 0 | 0 | 0 | 0 | 0 | 0 | 0 | 0 | 0 | 0 | 0 | 0 | 0 | 0 | 0 | 0 | 0 | 0 | 0 | 0 | 0 | 0 | 0 | 0 | 0 | 0 | 0 | 0 | 0 | 0 | 0 | 0 | 0 | 0 | 0 | 0 |  |  | 0 | 0 | 0 | 0 | 0 | 0 | 0 | 0 | 0 | 0 | 0 | 0 | 0 | 0 | 0 | 0 | 0 | 0 | 0 | 0 | 0 | 0 | 0 | 0 | 0 | 0 | 0 | 0 | 0 | 0 | 0 | 0 | 0 | 0 | 0 | 0 |  | 0 | 0 | 0 | 0 | 0 | 0 | 0 | 0 | 0 | 0 | 0 | 0 | 0 | 0 | 0 | 0 | 0 | 0 | 0 | 0 | 0 | 0 | 0 | 0 | 0 | 0 | 0 | 0 | 0 | 0 | 0 | 0 | 0 | 0 | 0 | 0 |  |  | 1
2017 | 415 | Save on Energy Home Assistance Program | 0 | 0 | 5610 | 5610 | 5610 | 5610 | 5610 | 5610 | 5610 | 5610 | 5610 | 5572 | 3563 | 3563 | 3389 | 3389 | 3259 | 3259 | 3259 | 3259 | 3259 | 3259 | 0 | 0 | 0 | 0 | 0 | 0 | 0 | 0 | 0 | 0 | 0 | 0 | 0 | 0 |  | 0 | 0 | 2 | 2 | 2 | 2 | 2 | 2 | 2 | 2 | 2 | 2 | 0 | 0 | 0 | 0 | 0 | 0 | 0 | 0 | 0 | 0 | 0 | 0 | 0 | 0 | 0 | 0 | 0 | 0 | 0 | 0 | 0 | 0 | 0 | 0 |  |  | 0 | 0 | 5610 | 5610 | 5610 | 5610 | 5610 | 5610 | 5610 | 5610 | 5610 | 5572 | 3563 | 3563 | 3389 | 3389 | 3259 | 3259 | 3259 | 3259 | 3259 | 3259 | 0 | 0 | 0 | 0 | 0 | 0 | 0 | 0 | 0 | 0 | 0 | 0 | 0 | 0 |  | 0 | 0 | 2 | 2 | 2 | 2 | 2 | 2 | 2 | 2 | 2 | 2 | 0 | 0 | 0 | 0 | 0 | 0 | 0 | 0 | 0 | 0 | 0 | 0 | 0 | 0 | 0 | 0 | 0 | 0 | 0 | 0 | 0 | 0 | 0 | 0 |  |  | 0
2017 | 416 | Save on Energy Audit Funding Program | 0 | 0 | 347044 | 347044 | 347044 | 347044 | 347044 | 347044 | 347044 | 347044 | 347044 | 299735 | 0 | 0 | 0 | 0 | 0 | 0 | 0 | 0 | 0 | 0 | 0 | 0 | 0 | 0 | 0 | 0 | 0 | 0 | 0 | 0 | 0 | 0 | 0 | 0 |  | 0 | 0 | 15 | 15 | 15 | 15 | 15 | 15 | 15 | 15 | 15 | 13 | 0 | 0 | 0 | 0 | 0 | 0 | 0 | 0 | 0 | 0 | 0 | 0 | 0 | 0 | 0 | 0 | 0 | 0 | 0 | 0 | 0 | 0 | 0 | 0 |  |  | 0 | 0 | 326668 | 326668 | 326668 | 326668 | 326668 | 326668 | 326668 | 326668 | 326668 | 282137 | 0 | 0 | 0 | 0 | 0 | 0 | 0 | 0 | 0 | 0 | 0 | 0 | 0 | 0 | 0 | 0 | 0 | 0 | 0 | 0 | 0 | 0 | 0 | 0 |  | 0 | 0 | 15 | 15 | 15 | 15 | 15 | 15 | 15 | 15 | 15 | 13 | 0 | 0 | 0 | 0 | 0 | 0 | 0 | 0 | 0 | 0 | 0 | 0 | 0 | 0 | 0 | 0 | 0 | 0 | 0 | 0 | 0 | 0 | 0 | 0 |  |  | 0
2017 | 417 | Save on Energy Retrofit Program | 0 | 0 | 12145791 | 12156997 | 12156997 | 12156997 | 12156997 | 11584465 | 11584465 | 11584465 | 11543614 | 11543614 | 11320720 | 11205583 | 2117184 | 1587269 | 305310 | 0 | 0 | 0 | 0 | 0 | 0 | 0 | 0 | 0 | 0 | 0 | 0 | 0 | 0 | 0 | 0 | 0 | 0 | 0 |  | 0 | 0 | 1434 | 1436 | 1436 | 1436 | 1436 | 1343 | 1343 | 1343 | 1343 | 1343 | 1305 | 1280 | 411 | 274 | 40 | 0 | 0 | 0 | 0 | 0 | 0 | 0 | 0 | 0 | 0 | 0 | 0 | 0 | 0 | 0 | 0 | 0 | 0 | 0 |  |  | 0 | 0 | 10695649 | 10705518 | 10705518 | 10705518 | 10705518 | 10201343 | 10201343 | 10201343 | 10165369 | 10165369 | 9969087 | 9867697 | 1864403 | 1397758 | 268857 | 0 | 0 | 0 | 0 | 0 | 0 | 0 | 0 | 0 | 0 | 0 | 0 | 0 | 0 | 0 | 0 | 0 | 0 | 0 |  | 0 | 0 | 1280 | 1282 | 1282 | 1282 | 1282 | 1199 | 1199 | 1199 | 1199 | 1199 | 1165 | 1142 | 366 | 244 | 35 | 0 | 0 | 0 | 0 | 0 | 0 | 0 | 0 | 0 | 0 | 0 | 0 | 0 | 0 | 0 | 0 | 0 | 0 | 0 |  |  | 0
2017 | 418 | Save on Energy Small Business Lighting Program | 0 | 0 | 64058 | 64058 | 64058 | 64058 | 62557 | 62259 | 62259 | 62259 | 62148 | 57861 | 57203 | 56383 | 56232 | 56232 | 56232 | 56232 | 54777 | 51794 | 43701 | 41407 | 41407 | 41407 | 41407 | 33470 | 29361 | 22047 | 12859 | 12859 | 643 | 0 | 0 | 0 | 0 | 0 |  | 0 | 0 | 14 | 14 | 14 | 14 | 14 | 14 | 14 | 14 | 14 | 12 | 12 | 12 | 12 | 12 | 12 | 12 | 12 | 12 | 12 | 12 | 12 | 12 | 12 | 10 | 9 | 7 | 4 | 4 | 0 | 0 | 0 | 0 | 0 | 0 |  |  | 0 | 0 | 76493 | 76493 | 76493 | 76493 | 74701 | 74344 | 74344 | 74344 | 74212 | 69093 | 68307 | 67328 | 67148 | 67148 | 67148 | 67148 | 65411 | 61848 | 52184 | 49445 | 49445 | 49445 | 49445 | 39967 | 35061 | 26327 | 15355 | 15355 | 767 | 0 | 0 | 0 | 0 | 0 |  | 0 | 0 | 17 | 17 | 17 | 17 | 17 | 17 | 17 | 17 | 17 | 15 | 15 | 15 | 15 | 15 | 15 | 15 | 15 | 15 | 15 | 15 | 15 | 15 | 15 | 12 | 11 | 8 | 5 | 5 | 0 | 0 | 0 | 0 | 0 | 0 |  |  | 0
2017 | 419 | Save on Energy High Performance New Construction Program | 0 | 0 | 339915 | 339915 | 339915 | 339915 | 339915 | 339915 | 339915 | 339915 | 339915 | 339915 | 339915 | 339915 | 339915 | 27240 | 0 | 0 | 0 | 0 | 0 | 0 | 0 | 0 | 0 | 0 | 0 | 0 | 0 | 0 | 0 | 0 | 0 | 0 | 0 | 0 |  | 0 | 0 | 92 | 92 | 92 | 92 | 92 | 92 | 92 | 92 | 92 | 92 | 92 | 92 | 92 | 7 | 0 | 0 | 0 | 0 | 0 | 0 | 0 | 0 | 0 | 0 | 0 | 0 | 0 | 0 | 0 | 0 | 0 | 0 | 0 | 0 |  |  | 0 | 0 | 192455 | 192455 | 192455 | 192455 | 192455 | 192455 | 192455 | 192455 | 192455 | 192455 | 192455 | 192455 | 192455 | 15423 | 0 | 0 | 0 | 0 | 0 | 0 | 0 | 0 | 0 | 0 | 0 | 0 | 0 | 0 | 0 | 0 | 0 | 0 | 0 | 0 |  | 0 | 0 | 52 | 52 | 52 | 52 | 52 | 52 | 52 | 52 | 52 | 52 | 52 | 52 | 52 | 4 | 0 | 0 | 0 | 0 | 0 | 0 | 0 | 0 | 0 | 0 | 0 | 0 | 0 | 0 | 0 | 0 | 0 | 0 | 0 | 0 |  |  | 0
| 420 | Save on Energy Existing Building Commissioning Program | 0 | 0 | 0 | 0 | 0 | 0 | 0 | 0 | 0 | 0 | 0 | 0 | 0 | 0 | 0 | 0 | 0 | 0 | 0 | 0 | 0 | 0 | 0 | 0 | 0 | 0 | 0 | 0 | 0 | 0 | 0 | 0 | 0 | 0 | 0 | 0 |  | 0 | 0 | 0 | 0 | 0 | 0 | 0 | 0 | 0 | 0 | 0 | 0 | 0 | 0 | 0 | 0 | 0 | 0 | 0 | 0 | 0 | 0 | 0 | 0 | 0 | 0 | 0 | 0 | 0 | 0 | 0 | 0 | 0 | 0 | 0 | 0 |  |  | 0 | 0 | 0 | 0 | 0 | 0 | 0 | 0 | 0 | 0 | 0 | 0 | 0 | 0 | 0 | 0 | 0 | 0 | 0 | 0 | 0 | 0 | 0 | 0 | 0 | 0 | 0 | 0 | 0 | 0 | 0 | 0 | 0 | 0 | 0 | 0 |  | 0 | 0 | 0 | 0 | 0 | 0 | 0 | 0 | 0 | 0 | 0 | 0 | 0 | 0 | 0 | 0 | 0 | 0 | 0 | 0 | 0 | 0 | 0 | 0 | 0 | 0 | 0 | 0 | 0 | 0 | 0 | 0 | 0 | 0 | 0 | 0 |  |  | 1
| 421 | Save on Energy Business Refrigeration Incentive Program | 0 | 0 | 0 | 0 | 0 | 0 | 0 | 0 | 0 | 0 | 0 | 0 | 0 | 0 | 0 | 0 | 0 | 0 | 0 | 0 | 0 | 0 | 0 | 0 | 0 | 0 | 0 | 0 | 0 | 0 | 0 | 0 | 0 | 0 | 0 | 0 |  | 0 | 0 | 0 | 0 | 0 | 0 | 0 | 0 | 0 | 0 | 0 | 0 | 0 | 0 | 0 | 0 | 0 | 0 | 0 | 0 | 0 | 0 | 0 | 0 | 0 | 0 | 0 | 0 | 0 | 0 | 0 | 0 | 0 | 0 | 0 | 0 |  |  | 0 | 0 | 0 | 0 | 0 | 0 | 0 | 0 | 0 | 0 | 0 | 0 | 0 | 0 | 0 | 0 | 0 | 0 | 0 | 0 | 0 | 0 | 0 | 0 | 0 | 0 | 0 | 0 | 0 | 0 | 0 | 0 | 0 | 0 | 0 | 0 |  | 0 | 0 | 0 | 0 | 0 | 0 | 0 | 0 | 0 | 0 | 0 | 0 | 0 | 0 | 0 | 0 | 0 | 0 | 0 | 0 | 0 | 0 | 0 | 0 | 0 | 0 | 0 | 0 | 0 | 0 | 0 | 0 | 0 | 0 | 0 | 0 |  |  | 1
| 422 | Save on Energy Process & Systems Upgrades Program | 0 | 0 | 0 | 0 | 0 | 0 | 0 | 0 | 0 | 0 | 0 | 0 | 0 | 0 | 0 | 0 | 0 | 0 | 0 | 0 | 0 | 0 | 0 | 0 | 0 | 0 | 0 | 0 | 0 | 0 | 0 | 0 | 0 | 0 | 0 | 0 |  | 0 | 0 | 0 | 0 | 0 | 0 | 0 | 0 | 0 | 0 | 0 | 0 | 0 | 0 | 0 | 0 | 0 | 0 | 0 | 0 | 0 | 0 | 0 | 0 | 0 | 0 | 0 | 0 | 0 | 0 | 0 | 0 | 0 | 0 | 0 | 0 |  |  | 0 | 0 | 0 | 0 | 0 | 0 | 0 | 0 | 0 | 0 | 0 | 0 | 0 | 0 | 0 | 0 | 0 | 0 | 0 | 0 | 0 | 0 | 0 | 0 | 0 | 0 | 0 | 0 | 0 | 0 | 0 | 0 | 0 | 0 | 0 | 0 |  | 0 | 0 | 0 | 0 | 0 | 0 | 0 | 0 | 0 | 0 | 0 | 0 | 0 | 0 | 0 | 0 | 0 | 0 | 0 | 0 | 0 | 0 | 0 | 0 | 0 | 0 | 0 | 0 | 0 | 0 | 0 | 0 | 0 | 0 | 0 | 0 |  |  | 1
2017 | 423 | Save on Energy Energy Manager Program | 0 | 0 | 14795 | 0 | 0 | 0 | 0 | 0 | 0 | 0 | 0 | 0 | 0 | 0 | 0 | 0 | 0 | 0 | 0 | 0 | 0 | 0 | 0 | 0 | 0 | 0 | 0 | 0 | 0 | 0 | 0 | 0 | 0 | 0 | 0 | 0 |  | 0 | 0 | 21 | 0 | 0 | 0 | 0 | 0 | 0 | 0 | 0 | 0 | 0 | 0 | 0 | 0 | 0 | 0 | 0 | 0 | 0 | 0 | 0 | 0 | 0 | 0 | 0 | 0 | 0 | 0 | 0 | 0 | 0 | 0 | 0 | 0 |  |  | 0 | 0 | 10590 | 0 | 0 | 0 | 0 | 0 | 0 | 0 | 0 | 0 | 0 | 0 | 0 | 0 | 0 | 0 | 0 | 0 | 0 | 0 | 0 | 0 | 0 | 0 | 0 | 0 | 0 | 0 | 0 | 0 | 0 | 0 | 0 | 0 |  | 0 | 0 | 15 | 0 | 0 | 0 | 0 | 0 | 0 | 0 | 0 | 0 | 0 | 0 | 0 | 0 | 0 | 0 | 0 | 0 | 0 | 0 | 0 | 0 | 0 | 0 | 0 | 0 | 0 | 0 | 0 | 0 | 0 | 0 | 0 | 0 |  |  | 0
| 424 | Save on Energy Monitoring & Targeting Program | 0 | 0 | 0 | 0 | 0 | 0 | 0 | 0 | 0 | 0 | 0 | 0 | 0 | 0 | 0 | 0 | 0 | 0 | 0 | 0 | 0 | 0 | 0 | 0 | 0 | 0 | 0 | 0 | 0 | 0 | 0 | 0 | 0 | 0 | 0 | 0 |  | 0 | 0 | 0 | 0 | 0 | 0 | 0 | 0 | 0 | 0 | 0 | 0 | 0 | 0 | 0 | 0 | 0 | 0 | 0 | 0 | 0 | 0 | 0 | 0 | 0 | 0 | 0 | 0 | 0 | 0 | 0 | 0 | 0 | 0 | 0 | 0 |  |  | 0 | 0 | 0 | 0 | 0 | 0 | 0 | 0 | 0 | 0 | 0 | 0 | 0 | 0 | 0 | 0 | 0 | 0 | 0 | 0 | 0 | 0 | 0 | 0 | 0 | 0 | 0 | 0 | 0 | 0 | 0 | 0 | 0 | 0 | 0 | 0 |  | 0 | 0 | 0 | 0 | 0 | 0 | 0 | 0 | 0 | 0 | 0 | 0 | 0 | 0 | 0 | 0 | 0 | 0 | 0 | 0 | 0 | 0 | 0 | 0 | 0 | 0 | 0 | 0 | 0 | 0 | 0 | 0 | 0 | 0 | 0 | 0 |  |  | 1
| 425 | Save on Energy Retrofit Program - P4P | 0 | 0 | 0 | 0 | 0 | 0 | 0 | 0 | 0 | 0 | 0 | 0 | 0 | 0 | 0 | 0 | 0 | 0 | 0 | 0 | 0 | 0 | 0 | 0 | 0 | 0 | 0 | 0 | 0 | 0 | 0 | 0 | 0 | 0 | 0 | 0 |  | 0 | 0 | 0 | 0 | 0 | 0 | 0 | 0 | 0 | 0 | 0 | 0 | 0 | 0 | 0 | 0 | 0 | 0 | 0 | 0 | 0 | 0 | 0 | 0 | 0 | 0 | 0 | 0 | 0 | 0 | 0 | 0 | 0 | 0 | 0 | 0 |  |  | 0 | 0 | 0 | 0 | 0 | 0 | 0 | 0 | 0 | 0 | 0 | 0 | 0 | 0 | 0 | 0 | 0 | 0 | 0 | 0 | 0 | 0 | 0 | 0 | 0 | 0 | 0 | 0 | 0 | 0 | 0 | 0 | 0 | 0 | 0 | 0 |  | 0 | 0 | 0 | 0 | 0 | 0 | 0 | 0 | 0 | 0 | 0 | 0 | 0 | 0 | 0 | 0 | 0 | 0 | 0 | 0 | 0 | 0 | 0 | 0 | 0 | 0 | 0 | 0 | 0 | 0 | 0 | 0 | 0 | 0 | 0 | 0 |  |  | 1
| 426 | Save on Energy Process & Systems Upgrades Program - P4P | 0 | 0 | 0 | 0 | 0 | 0 | 0 | 0 | 0 | 0 | 0 | 0 | 0 | 0 | 0 | 0 | 0 | 0 | 0 | 0 | 0 | 0 | 0 | 0 | 0 | 0 | 0 | 0 | 0 | 0 | 0 | 0 | 0 | 0 | 0 | 0 |  | 0 | 0 | 0 | 0 | 0 | 0 | 0 | 0 | 0 | 0 | 0 | 0 | 0 | 0 | 0 | 0 | 0 | 0 | 0 | 0 | 0 | 0 | 0 | 0 | 0 | 0 | 0 | 0 | 0 | 0 | 0 | 0 | 0 | 0 | 0 | 0 |  |  | 0 | 0 | 0 | 0 | 0 | 0 | 0 | 0 | 0 | 0 | 0 | 0 | 0 | 0 | 0 | 0 | 0 | 0 | 0 | 0 | 0 | 0 | 0 | 0 | 0 | 0 | 0 | 0 | 0 | 0 | 0 | 0 | 0 | 0 | 0 | 0 |  | 0 | 0 | 0 | 0 | 0 | 0 | 0 | 0 | 0 | 0 | 0 | 0 | 0 | 0 | 0 | 0 | 0 | 0 | 0 | 0 | 0 | 0 | 0 | 0 | 0 | 0 | 0 | 0 | 0 | 0 | 0 | 0 | 0 | 0 | 0 | 0 |  |  | 1
| 427 | Adaptive Thermostat Local Program | 0 | 0 | 0 | 0 | 0 | 0 | 0 | 0 | 0 | 0 | 0 | 0 | 0 | 0 | 0 | 0 | 0 | 0 | 0 | 0 | 0 | 0 | 0 | 0 | 0 | 0 | 0 | 0 | 0 | 0 | 0 | 0 | 0 | 0 | 0 | 0 |  | 0 | 0 | 0 | 0 | 0 | 0 | 0 | 0 | 0 | 0 | 0 | 0 | 0 | 0 | 0 | 0 | 0 | 0 | 0 | 0 | 0 | 0 | 0 | 0 | 0 | 0 | 0 | 0 | 0 | 0 | 0 | 0 | 0 | 0 | 0 | 0 |  |  | 0 | 0 | 0 | 0 | 0 | 0 | 0 | 0 | 0 | 0 | 0 | 0 | 0 | 0 | 0 | 0 | 0 | 0 | 0 | 0 | 0 | 0 | 0 | 0 | 0 | 0 | 0 | 0 | 0 | 0 | 0 | 0 | 0 | 0 | 0 | 0 |  | 0 | 0 | 0 | 0 | 0 | 0 | 0 | 0 | 0 | 0 | 0 | 0 | 0 | 0 | 0 | 0 | 0 | 0 | 0 | 0 | 0 | 0 | 0 | 0 | 0 | 0 | 0 | 0 | 0 | 0 | 0 | 0 | 0 | 0 | 0 | 0 |  |  | 1
| 428 | Business Refrigeration Incentives Local Program | 0 | 0 | 0 | 0 | 0 | 0 | 0 | 0 | 0 | 0 | 0 | 0 | 0 | 0 | 0 | 0 | 0 | 0 | 0 | 0 | 0 | 0 | 0 | 0 | 0 | 0 | 0 | 0 | 0 | 0 | 0 | 0 | 0 | 0 | 0 | 0 |  | 0 | 0 | 0 | 0 | 0 | 0 | 0 | 0 | 0 | 0 | 0 | 0 | 0 | 0 | 0 | 0 | 0 | 0 | 0 | 0 | 0 | 0 | 0 | 0 | 0 | 0 | 0 | 0 | 0 | 0 | 0 | 0 | 0 | 0 | 0 | 0 |  |  | 0 | 0 | 0 | 0 | 0 | 0 | 0 | 0 | 0 | 0 | 0 | 0 | 0 | 0 | 0 | 0 | 0 | 0 | 0 | 0 | 0 | 0 | 0 | 0 | 0 | 0 | 0 | 0 | 0 | 0 | 0 | 0 | 0 | 0 | 0 | 0 |  | 0 | 0 | 0 | 0 | 0 | 0 | 0 | 0 | 0 | 0 | 0 | 0 | 0 | 0 | 0 | 0 | 0 | 0 | 0 | 0 | 0 | 0 | 0 | 0 | 0 | 0 | 0 | 0 | 0 | 0 | 0 | 0 | 0 | 0 | 0 | 0 |  |  | 1
| 429 | Conservation on the Coast Home Assistance Local Program | 0 | 0 | 0 | 0 | 0 | 0 | 0 | 0 | 0 | 0 | 0 | 0 | 0 | 0 | 0 | 0 | 0 | 0 | 0 | 0 | 0 | 0 | 0 | 0 | 0 | 0 | 0 | 0 | 0 | 0 | 0 | 0 | 0 | 0 | 0 | 0 |  | 0 | 0 | 0 | 0 | 0 | 0 | 0 | 0 | 0 | 0 | 0 | 0 | 0 | 0 | 0 | 0 | 0 | 0 | 0 | 0 | 0 | 0 | 0 | 0 | 0 | 0 | 0 | 0 | 0 | 0 | 0 | 0 | 0 | 0 | 0 | 0 |  |  | 0 | 0 | 0 | 0 | 0 | 0 | 0 | 0 | 0 | 0 | 0 | 0 | 0 | 0 | 0 | 0 | 0 | 0 | 0 | 0 | 0 | 0 | 0 | 0 | 0 | 0 | 0 | 0 | 0 | 0 | 0 | 0 | 0 | 0 | 0 | 0 |  | 0 | 0 | 0 | 0 | 0 | 0 | 0 | 0 | 0 | 0 | 0 | 0 | 0 | 0 | 0 | 0 | 0 | 0 | 0 | 0 | 0 | 0 | 0 | 0 | 0 | 0 | 0 | 0 | 0 | 0 | 0 | 0 | 0 | 0 | 0 | 0 |  |  | 1
| 430 | Conservation on the Coast Small Business Lighting Local Program | 0 | 0 | 0 | 0 | 0 | 0 | 0 | 0 | 0 | 0 | 0 | 0 | 0 | 0 | 0 | 0 | 0 | 0 | 0 | 0 | 0 | 0 | 0 | 0 | 0 | 0 | 0 | 0 | 0 | 0 | 0 | 0 | 0 | 0 | 0 | 0 |  | 0 | 0 | 0 | 0 | 0 | 0 | 0 | 0 | 0 | 0 | 0 | 0 | 0 | 0 | 0 | 0 | 0 | 0 | 0 | 0 | 0 | 0 | 0 | 0 | 0 | 0 | 0 | 0 | 0 | 0 | 0 | 0 | 0 | 0 | 0 | 0 |  |  | 0 | 0 | 0 | 0 | 0 | 0 | 0 | 0 | 0 | 0 | 0 | 0 | 0 | 0 | 0 | 0 | 0 | 0 | 0 | 0 | 0 | 0 | 0 | 0 | 0 | 0 | 0 | 0 | 0 | 0 | 0 | 0 | 0 | 0 | 0 | 0 |  | 0 | 0 | 0 | 0 | 0 | 0 | 0 | 0 | 0 | 0 | 0 | 0 | 0 | 0 | 0 | 0 | 0 | 0 | 0 | 0 | 0 | 0 | 0 | 0 | 0 | 0 | 0 | 0 | 0 | 0 | 0 | 0 | 0 | 0 | 0 | 0 |  |  | 1
| 431 | First Nations Conservation Local Program | 0 | 0 | 0 | 0 | 0 | 0 | 0 | 0 | 0 | 0 | 0 | 0 | 0 | 0 | 0 | 0 | 0 | 0 | 0 | 0 | 0 | 0 | 0 | 0 | 0 | 0 | 0 | 0 | 0 | 0 | 0 | 0 | 0 | 0 | 0 | 0 |  | 0 | 0 | 0 | 0 | 0 | 0 | 0 | 0 | 0 | 0 | 0 | 0 | 0 | 0 | 0 | 0 | 0 | 0 | 0 | 0 | 0 | 0 | 0 | 0 | 0 | 0 | 0 | 0 | 0 | 0 | 0 | 0 | 0 | 0 | 0 | 0 |  |  | 0 | 0 | 0 | 0 | 0 | 0 | 0 | 0 | 0 | 0 | 0 | 0 | 0 | 0 | 0 | 0 | 0 | 0 | 0 | 0 | 0 | 0 | 0 | 0 | 0 | 0 | 0 | 0 | 0 | 0 | 0 | 0 | 0 | 0 | 0 | 0 |  | 0 | 0 | 0 | 0 | 0 | 0 | 0 | 0 | 0 | 0 | 0 | 0 | 0 | 0 | 0 | 0 | 0 | 0 | 0 | 0 | 0 | 0 | 0 | 0 | 0 | 0 | 0 | 0 | 0 | 0 | 0 | 0 | 0 | 0 | 0 | 0 |  |  | 1
| 432 | High Efficiency Agriculturual Pumping Local Program | 0 | 0 | 0 | 0 | 0 | 0 | 0 | 0 | 0 | 0 | 0 | 0 | 0 | 0 | 0 | 0 | 0 | 0 | 0 | 0 | 0 | 0 | 0 | 0 | 0 | 0 | 0 | 0 | 0 | 0 | 0 | 0 | 0 | 0 | 0 | 0 |  | 0 | 0 | 0 | 0 | 0 | 0 | 0 | 0 | 0 | 0 | 0 | 0 | 0 | 0 | 0 | 0 | 0 | 0 | 0 | 0 | 0 | 0 | 0 | 0 | 0 | 0 | 0 | 0 | 0 | 0 | 0 | 0 | 0 | 0 | 0 | 0 |  |  | 0 | 0 | 0 | 0 | 0 | 0 | 0 | 0 | 0 | 0 | 0 | 0 | 0 | 0 | 0 | 0 | 0 | 0 | 0 | 0 | 0 | 0 | 0 | 0 | 0 | 0 | 0 | 0 | 0 | 0 | 0 | 0 | 0 | 0 | 0 | 0 |  | 0 | 0 | 0 | 0 | 0 | 0 | 0 | 0 | 0 | 0 | 0 | 0 | 0 | 0 | 0 | 0 | 0 | 0 | 0 | 0 | 0 | 0 | 0 | 0 | 0 | 0 | 0 | 0 | 0 | 0 | 0 | 0 | 0 | 0 | 0 | 0 |  |  | 1
| 433 | Instant Savings Local Program | 0 | 0 | 0 | 0 | 0 | 0 | 0 | 0 | 0 | 0 | 0 | 0 | 0 | 0 | 0 | 0 | 0 | 0 | 0 | 0 | 0 | 0 | 0 | 0 | 0 | 0 | 0 | 0 | 0 | 0 | 0 | 0 | 0 | 0 | 0 | 0 |  | 0 | 0 | 0 | 0 | 0 | 0 | 0 | 0 | 0 | 0 | 0 | 0 | 0 | 0 | 0 | 0 | 0 | 0 | 0 | 0 | 0 | 0 | 0 | 0 | 0 | 0 | 0 | 0 | 0 | 0 | 0 | 0 | 0 | 0 | 0 | 0 |  |  | 0 | 0 | 0 | 0 | 0 | 0 | 0 | 0 | 0 | 0 | 0 | 0 | 0 | 0 | 0 | 0 | 0 | 0 | 0 | 0 | 0 | 0 | 0 | 0 | 0 | 0 | 0 | 0 | 0 | 0 | 0 | 0 | 0 | 0 | 0 | 0 |  | 0 | 0 | 0 | 0 | 0 | 0 | 0 | 0 | 0 | 0 | 0 | 0 | 0 | 0 | 0 | 0 | 0 | 0 | 0 | 0 | 0 | 0 | 0 | 0 | 0 | 0 | 0 | 0 | 0 | 0 | 0 | 0 | 0 | 0 | 0 | 0 |  |  | 1
| 434 | OPsaver Local Program | 0 | 0 | 0 | 0 | 0 | 0 | 0 | 0 | 0 | 0 | 0 | 0 | 0 | 0 | 0 | 0 | 0 | 0 | 0 | 0 | 0 | 0 | 0 | 0 | 0 | 0 | 0 | 0 | 0 | 0 | 0 | 0 | 0 | 0 | 0 | 0 |  | 0 | 0 | 0 | 0 | 0 | 0 | 0 | 0 | 0 | 0 | 0 | 0 | 0 | 0 | 0 | 0 | 0 | 0 | 0 | 0 | 0 | 0 | 0 | 0 | 0 | 0 | 0 | 0 | 0 | 0 | 0 | 0 | 0 | 0 | 0 | 0 |  |  | 0 | 0 | 0 | 0 | 0 | 0 | 0 | 0 | 0 | 0 | 0 | 0 | 0 | 0 | 0 | 0 | 0 | 0 | 0 | 0 | 0 | 0 | 0 | 0 | 0 | 0 | 0 | 0 | 0 | 0 | 0 | 0 | 0 | 0 | 0 | 0 |  | 0 | 0 | 0 | 0 | 0 | 0 | 0 | 0 | 0 | 0 | 0 | 0 | 0 | 0 | 0 | 0 | 0 | 0 | 0 | 0 | 0 | 0 | 0 | 0 | 0 | 0 | 0 | 0 | 0 | 0 | 0 | 0 | 0 | 0 | 0 | 0 |  |  | 1
2017 | 435 | Pool Saver Local Program | 0 | 0 | 1064372 | 1064372 | 1064372 | 1064372 | 1064372 | 1064372 | 1064372 | 1064372 | 1064372 | 1064372 | 0 | 0 | 0 | 0 | 0 | 0 | 0 | 0 | 0 | 0 | 0 | 0 | 0 | 0 | 0 | 0 | 0 | 0 | 0 | 0 | 0 | 0 | 0 | 0 |  | 0 | 0 | 204 | 204 | 204 | 204 | 204 | 204 | 204 | 204 | 204 | 204 | 0 | 0 | 0 | 0 | 0 | 0 | 0 | 0 | 0 | 0 | 0 | 0 | 0 | 0 | 0 | 0 | 0 | 0 | 0 | 0 | 0 | 0 | 0 | 0 |  |  | 0 | 0 | 1066501 | 1066501 | 1066501 | 1066501 | 1066501 | 1066501 | 1066501 | 1066501 | 1066501 | 1066501 | 0 | 0 | 0 | 0 | 0 | 0 | 0 | 0 | 0 | 0 | 0 | 0 | 0 | 0 | 0 | 0 | 0 | 0 | 0 | 0 | 0 | 0 | 0 | 0 |  | 0 | 0 | 204 | 204 | 204 | 204 | 204 | 204 | 204 | 204 | 204 | 204 | 0 | 0 | 0 | 0 | 0 | 0 | 0 | 0 | 0 | 0 | 0 | 0 | 0 | 0 | 0 | 0 | 0 | 0 | 0 | 0 | 0 | 0 | 0 | 0 |  |  | 0
| 436 | PUMPsaver Local Program | 0 | 0 | 0 | 0 | 0 | 0 | 0 | 0 | 0 | 0 | 0 | 0 | 0 | 0 | 0 | 0 | 0 | 0 | 0 | 0 | 0 | 0 | 0 | 0 | 0 | 0 | 0 | 0 | 0 | 0 | 0 | 0 | 0 | 0 | 0 | 0 |  | 0 | 0 | 0 | 0 | 0 | 0 | 0 | 0 | 0 | 0 | 0 | 0 | 0 | 0 | 0 | 0 | 0 | 0 | 0 | 0 | 0 | 0 | 0 | 0 | 0 | 0 | 0 | 0 | 0 | 0 | 0 | 0 | 0 | 0 | 0 | 0 |  |  | 0 | 0 | 0 | 0 | 0 | 0 | 0 | 0 | 0 | 0 | 0 | 0 | 0 | 0 | 0 | 0 | 0 | 0 | 0 | 0 | 0 | 0 | 0 | 0 | 0 | 0 | 0 | 0 | 0 | 0 | 0 | 0 | 0 | 0 | 0 | 0 |  | 0 | 0 | 0 | 0 | 0 | 0 | 0 | 0 | 0 | 0 | 0 | 0 | 0 | 0 | 0 | 0 | 0 | 0 | 0 | 0 | 0 | 0 | 0 | 0 | 0 | 0 | 0 | 0 | 0 | 0 | 0 | 0 | 0 | 0 | 0 | 0 |  |  | 1
| 437 | RTUsaver Local Program | 0 | 0 | 0 | 0 | 0 | 0 | 0 | 0 | 0 | 0 | 0 | 0 | 0 | 0 | 0 | 0 | 0 | 0 | 0 | 0 | 0 | 0 | 0 | 0 | 0 | 0 | 0 | 0 | 0 | 0 | 0 | 0 | 0 | 0 | 0 | 0 |  | 0 | 0 | 0 | 0 | 0 | 0 | 0 | 0 | 0 | 0 | 0 | 0 | 0 | 0 | 0 | 0 | 0 | 0 | 0 | 0 | 0 | 0 | 0 | 0 | 0 | 0 | 0 | 0 | 0 | 0 | 0 | 0 | 0 | 0 | 0 | 0 |  |  | 0 | 0 | 0 | 0 | 0 | 0 | 0 | 0 | 0 | 0 | 0 | 0 | 0 | 0 | 0 | 0 | 0 | 0 | 0 | 0 | 0 | 0 | 0 | 0 | 0 | 0 | 0 | 0 | 0 | 0 | 0 | 0 | 0 | 0 | 0 | 0 |  | 0 | 0 | 0 | 0 | 0 | 0 | 0 | 0 | 0 | 0 | 0 | 0 | 0 | 0 | 0 | 0 | 0 | 0 | 0 | 0 | 0 | 0 | 0 | 0 | 0 | 0 | 0 | 0 | 0 | 0 | 0 | 0 | 0 | 0 | 0 | 0 |  |  | 1
| 438 | Social Benchmarking Local Program | 0 | 0 | 0 | 0 | 0 | 0 | 0 | 0 | 0 | 0 | 0 | 0 | 0 | 0 | 0 | 0 | 0 | 0 | 0 | 0 | 0 | 0 | 0 | 0 | 0 | 0 | 0 | 0 | 0 | 0 | 0 | 0 | 0 | 0 | 0 | 0 |  | 0 | 0 | 0 | 0 | 0 | 0 | 0 | 0 | 0 | 0 | 0 | 0 | 0 | 0 | 0 | 0 | 0 | 0 | 0 | 0 | 0 | 0 | 0 | 0 | 0 | 0 | 0 | 0 | 0 | 0 | 0 | 0 | 0 | 0 | 0 | 0 |  |  | 0 | 0 | 0 | 0 | 0 | 0 | 0 | 0 | 0 | 0 | 0 | 0 | 0 | 0 | 0 | 0 | 0 | 0 | 0 | 0 | 0 | 0 | 0 | 0 | 0 | 0 | 0 | 0 | 0 | 0 | 0 | 0 | 0 | 0 | 0 | 0 |  | 0 | 0 | 0 | 0 | 0 | 0 | 0 | 0 | 0 | 0 | 0 | 0 | 0 | 0 | 0 | 0 | 0 | 0 | 0 | 0 | 0 | 0 | 0 | 0 | 0 | 0 | 0 | 0 | 0 | 0 | 0 | 0 | 0 | 0 | 0 | 0 |  |  | 1
| 439 | Air Source Heat Pump – For Residential Space Heating LDC Innovation Fund Pilot Program | 0 | 0 | 0 | 0 | 0 | 0 | 0 | 0 | 0 | 0 | 0 | 0 | 0 | 0 | 0 | 0 | 0 | 0 | 0 | 0 | 0 | 0 | 0 | 0 | 0 | 0 | 0 | 0 | 0 | 0 | 0 | 0 | 0 | 0 | 0 | 0 |  | 0 | 0 | 0 | 0 | 0 | 0 | 0 | 0 | 0 | 0 | 0 | 0 | 0 | 0 | 0 | 0 | 0 | 0 | 0 | 0 | 0 | 0 | 0 | 0 | 0 | 0 | 0 | 0 | 0 | 0 | 0 | 0 | 0 | 0 | 0 | 0 |  |  | 0 | 0 | 0 | 0 | 0 | 0 | 0 | 0 | 0 | 0 | 0 | 0 | 0 | 0 | 0 | 0 | 0 | 0 | 0 | 0 | 0 | 0 | 0 | 0 | 0 | 0 | 0 | 0 | 0 | 0 | 0 | 0 | 0 | 0 | 0 | 0 |  | 0 | 0 | 0 | 0 | 0 | 0 | 0 | 0 | 0 | 0 | 0 | 0 | 0 | 0 | 0 | 0 | 0 | 0 | 0 | 0 | 0 | 0 | 0 | 0 | 0 | 0 | 0 | 0 | 0 | 0 | 0 | 0 | 0 | 0 | 0 | 0 |  |  | 1
| 440 | Air Source Heat Pump – For Residential Water Heating LDC Innovation Fund Pilot Program | 0 | 0 | 0 | 0 | 0 | 0 | 0 | 0 | 0 | 0 | 0 | 0 | 0 | 0 | 0 | 0 | 0 | 0 | 0 | 0 | 0 | 0 | 0 | 0 | 0 | 0 | 0 | 0 | 0 | 0 | 0 | 0 | 0 | 0 | 0 | 0 |  | 0 | 0 | 0 | 0 | 0 | 0 | 0 | 0 | 0 | 0 | 0 | 0 | 0 | 0 | 0 | 0 | 0 | 0 | 0 | 0 | 0 | 0 | 0 | 0 | 0 | 0 | 0 | 0 | 0 | 0 | 0 | 0 | 0 | 0 | 0 | 0 |  |  | 0 | 0 | 0 | 0 | 0 | 0 | 0 | 0 | 0 | 0 | 0 | 0 | 0 | 0 | 0 | 0 | 0 | 0 | 0 | 0 | 0 | 0 | 0 | 0 | 0 | 0 | 0 | 0 | 0 | 0 | 0 | 0 | 0 | 0 | 0 | 0 |  | 0 | 0 | 0 | 0 | 0 | 0 | 0 | 0 | 0 | 0 | 0 | 0 | 0 | 0 | 0 | 0 | 0 | 0 | 0 | 0 | 0 | 0 | 0 | 0 | 0 | 0 | 0 | 0 | 0 | 0 | 0 | 0 | 0 | 0 | 0 | 0 |  |  | 1
| 441 | Block Heater Timer LDC Innovation Fund Pilot Program | 0 | 0 | 0 | 0 | 0 | 0 | 0 | 0 | 0 | 0 | 0 | 0 | 0 | 0 | 0 | 0 | 0 | 0 | 0 | 0 | 0 | 0 | 0 | 0 | 0 | 0 | 0 | 0 | 0 | 0 | 0 | 0 | 0 | 0 | 0 | 0 |  | 0 | 0 | 0 | 0 | 0 | 0 | 0 | 0 | 0 | 0 | 0 | 0 | 0 | 0 | 0 | 0 | 0 | 0 | 0 | 0 | 0 | 0 | 0 | 0 | 0 | 0 | 0 | 0 | 0 | 0 | 0 | 0 | 0 | 0 | 0 | 0 |  |  | 0 | 0 | 0 | 0 | 0 | 0 | 0 | 0 | 0 | 0 | 0 | 0 | 0 | 0 | 0 | 0 | 0 | 0 | 0 | 0 | 0 | 0 | 0 | 0 | 0 | 0 | 0 | 0 | 0 | 0 | 0 | 0 | 0 | 0 | 0 | 0 |  | 0 | 0 | 0 | 0 | 0 | 0 | 0 | 0 | 0 | 0 | 0 | 0 | 0 | 0 | 0 | 0 | 0 | 0 | 0 | 0 | 0 | 0 | 0 | 0 | 0 | 0 | 0 | 0 | 0 | 0 | 0 | 0 | 0 | 0 | 0 | 0 |  |  | 1
| 442 | Commercial Energy Management and Load Control (CEMLC) LDC Innovation Fund Pilot Program | 0 | 0 | 0 | 0 | 0 | 0 | 0 | 0 | 0 | 0 | 0 | 0 | 0 | 0 | 0 | 0 | 0 | 0 | 0 | 0 | 0 | 0 | 0 | 0 | 0 | 0 | 0 | 0 | 0 | 0 | 0 | 0 | 0 | 0 | 0 | 0 |  | 0 | 0 | 0 | 0 | 0 | 0 | 0 | 0 | 0 | 0 | 0 | 0 | 0 | 0 | 0 | 0 | 0 | 0 | 0 | 0 | 0 | 0 | 0 | 0 | 0 | 0 | 0 | 0 | 0 | 0 | 0 | 0 | 0 | 0 | 0 | 0 |  |  | 0 | 0 | 0 | 0 | 0 | 0 | 0 | 0 | 0 | 0 | 0 | 0 | 0 | 0 | 0 | 0 | 0 | 0 | 0 | 0 | 0 | 0 | 0 | 0 | 0 | 0 | 0 | 0 | 0 | 0 | 0 | 0 | 0 | 0 | 0 | 0 |  | 0 | 0 | 0 | 0 | 0 | 0 | 0 | 0 | 0 | 0 | 0 | 0 | 0 | 0 | 0 | 0 | 0 | 0 | 0 | 0 | 0 | 0 | 0 | 0 | 0 | 0 | 0 | 0 | 0 | 0 | 0 | 0 | 0 | 0 | 0 | 0 |  |  | 1
| 443 | Conservation Cultivator LDC Innovation Fund Pilot Program | 0 | 0 | 0 | 0 | 0 | 0 | 0 | 0 | 0 | 0 | 0 | 0 | 0 | 0 | 0 | 0 | 0 | 0 | 0 | 0 | 0 | 0 | 0 | 0 | 0 | 0 | 0 | 0 | 0 | 0 | 0 | 0 | 0 | 0 | 0 | 0 |  | 0 | 0 | 0 | 0 | 0 | 0 | 0 | 0 | 0 | 0 | 0 | 0 | 0 | 0 | 0 | 0 | 0 | 0 | 0 | 0 | 0 | 0 | 0 | 0 | 0 | 0 | 0 | 0 | 0 | 0 | 0 | 0 | 0 | 0 | 0 | 0 |  |  | 0 | 0 | 0 | 0 | 0 | 0 | 0 | 0 | 0 | 0 | 0 | 0 | 0 | 0 | 0 | 0 | 0 | 0 | 0 | 0 | 0 | 0 | 0 | 0 | 0 | 0 | 0 | 0 | 0 | 0 | 0 | 0 | 0 | 0 | 0 | 0 |  | 0 | 0 | 0 | 0 | 0 | 0 | 0 | 0 | 0 | 0 | 0 | 0 | 0 | 0 | 0 | 0 | 0 | 0 | 0 | 0 | 0 | 0 | 0 | 0 | 0 | 0 | 0 | 0 | 0 | 0 | 0 | 0 | 0 | 0 | 0 | 0 |  |  | 1
| 444 | Data Centre LDC Innovation Fund Pilot Program | 0 | 0 | 0 | 0 | 0 | 0 | 0 | 0 | 0 | 0 | 0 | 0 | 0 | 0 | 0 | 0 | 0 | 0 | 0 | 0 | 0 | 0 | 0 | 0 | 0 | 0 | 0 | 0 | 0 | 0 | 0 | 0 | 0 | 0 | 0 | 0 |  | 0 | 0 | 0 | 0 | 0 | 0 | 0 | 0 | 0 | 0 | 0 | 0 | 0 | 0 | 0 | 0 | 0 | 0 | 0 | 0 | 0 | 0 | 0 | 0 | 0 | 0 | 0 | 0 | 0 | 0 | 0 | 0 | 0 | 0 | 0 | 0 |  |  | 0 | 0 | 0 | 0 | 0 | 0 | 0 | 0 | 0 | 0 | 0 | 0 | 0 | 0 | 0 | 0 | 0 | 0 | 0 | 0 | 0 | 0 | 0 | 0 | 0 | 0 | 0 | 0 | 0 | 0 | 0 | 0 | 0 | 0 | 0 | 0 |  | 0 | 0 | 0 | 0 | 0 | 0 | 0 | 0 | 0 | 0 | 0 | 0 | 0 | 0 | 0 | 0 | 0 | 0 | 0 | 0 | 0 | 0 | 0 | 0 | 0 | 0 | 0 | 0 | 0 | 0 | 0 | 0 | 0 | 0 | 0 | 0 |  |  | 1
| 445 | Electronics Take Back LDC Innovation Fund Pilot Program | 0 | 0 | 0 | 0 | 0 | 0 | 0 | 0 | 0 | 0 | 0 | 0 | 0 | 0 | 0 | 0 | 0 | 0 | 0 | 0 | 0 | 0 | 0 | 0 | 0 | 0 | 0 | 0 | 0 | 0 | 0 | 0 | 0 | 0 | 0 | 0 |  | 0 | 0 | 0 | 0 | 0 | 0 | 0 | 0 | 0 | 0 | 0 | 0 | 0 | 0 | 0 | 0 | 0 | 0 | 0 | 0 | 0 | 0 | 0 | 0 | 0 | 0 | 0 | 0 | 0 | 0 | 0 | 0 | 0 | 0 | 0 | 0 |  |  | 0 | 0 | 0 | 0 | 0 | 0 | 0 | 0 | 0 | 0 | 0 | 0 | 0 | 0 | 0 | 0 | 0 | 0 | 0 | 0 | 0 | 0 | 0 | 0 | 0 | 0 | 0 | 0 | 0 | 0 | 0 | 0 | 0 | 0 | 0 | 0 |  | 0 | 0 | 0 | 0 | 0 | 0 | 0 | 0 | 0 | 0 | 0 | 0 | 0 | 0 | 0 | 0 | 0 | 0 | 0 | 0 | 0 | 0 | 0 | 0 | 0 | 0 | 0 | 0 | 0 | 0 | 0 | 0 | 0 | 0 | 0 | 0 |  |  | 1
| 446 | Energy Reinvestment LDC Innovation Fund Pilot Program | 0 | 0 | 0 | 0 | 0 | 0 | 0 | 0 | 0 | 0 | 0 | 0 | 0 | 0 | 0 | 0 | 0 | 0 | 0 | 0 | 0 | 0 | 0 | 0 | 0 | 0 | 0 | 0 | 0 | 0 | 0 | 0 | 0 | 0 | 0 | 0 |  | 0 | 0 | 0 | 0 | 0 | 0 | 0 | 0 | 0 | 0 | 0 | 0 | 0 | 0 | 0 | 0 | 0 | 0 | 0 | 0 | 0 | 0 | 0 | 0 | 0 | 0 | 0 | 0 | 0 | 0 | 0 | 0 | 0 | 0 | 0 | 0 |  |  | 0 | 0 | 0 | 0 | 0 | 0 | 0 | 0 | 0 | 0 | 0 | 0 | 0 | 0 | 0 | 0 | 0 | 0 | 0 | 0 | 0 | 0 | 0 | 0 | 0 | 0 | 0 | 0 | 0 | 0 | 0 | 0 | 0 | 0 | 0 | 0 |  | 0 | 0 | 0 | 0 | 0 | 0 | 0 | 0 | 0 | 0 | 0 | 0 | 0 | 0 | 0 | 0 | 0 | 0 | 0 | 0 | 0 | 0 | 0 | 0 | 0 | 0 | 0 | 0 | 0 | 0 | 0 | 0 | 0 | 0 | 0 | 0 |  |  | 1
| 447 | Home Energy Assessment & Retrofit LDC Innovation Fund Pilot Program | 0 | 0 | 0 | 0 | 0 | 0 | 0 | 0 | 0 | 0 | 0 | 0 | 0 | 0 | 0 | 0 | 0 | 0 | 0 | 0 | 0 | 0 | 0 | 0 | 0 | 0 | 0 | 0 | 0 | 0 | 0 | 0 | 0 | 0 | 0 | 0 |  | 0 | 0 | 0 | 0 | 0 | 0 | 0 | 0 | 0 | 0 | 0 | 0 | 0 | 0 | 0 | 0 | 0 | 0 | 0 | 0 | 0 | 0 | 0 | 0 | 0 | 0 | 0 | 0 | 0 | 0 | 0 | 0 | 0 | 0 | 0 | 0 |  |  | 0 | 0 | 0 | 0 | 0 | 0 | 0 | 0 | 0 | 0 | 0 | 0 | 0 | 0 | 0 | 0 | 0 | 0 | 0 | 0 | 0 | 0 | 0 | 0 | 0 | 0 | 0 | 0 | 0 | 0 | 0 | 0 | 0 | 0 | 0 | 0 |  | 0 | 0 | 0 | 0 | 0 | 0 | 0 | 0 | 0 | 0 | 0 | 0 | 0 | 0 | 0 | 0 | 0 | 0 | 0 | 0 | 0 | 0 | 0 | 0 | 0 | 0 | 0 | 0 | 0 | 0 | 0 | 0 | 0 | 0 | 0 | 0 |  |  | 1
| 448 | Hotel/Motel LDC Innovation Fund Pilot Program | 0 | 0 | 0 | 0 | 0 | 0 | 0 | 0 | 0 | 0 | 0 | 0 | 0 | 0 | 0 | 0 | 0 | 0 | 0 | 0 | 0 | 0 | 0 | 0 | 0 | 0 | 0 | 0 | 0 | 0 | 0 | 0 | 0 | 0 | 0 | 0 |  | 0 | 0 | 0 | 0 | 0 | 0 | 0 | 0 | 0 | 0 | 0 | 0 | 0 | 0 | 0 | 0 | 0 | 0 | 0 | 0 | 0 | 0 | 0 | 0 | 0 | 0 | 0 | 0 | 0 | 0 | 0 | 0 | 0 | 0 | 0 | 0 |  |  | 0 | 0 | 0 | 0 | 0 | 0 | 0 | 0 | 0 | 0 | 0 | 0 | 0 | 0 | 0 | 0 | 0 | 0 | 0 | 0 | 0 | 0 | 0 | 0 | 0 | 0 | 0 | 0 | 0 | 0 | 0 | 0 | 0 | 0 | 0 | 0 |  | 0 | 0 | 0 | 0 | 0 | 0 | 0 | 0 | 0 | 0 | 0 | 0 | 0 | 0 | 0 | 0 | 0 | 0 | 0 | 0 | 0 | 0 | 0 | 0 | 0 | 0 | 0 | 0 | 0 | 0 | 0 | 0 | 0 | 0 | 0 | 0 |  |  | 1
| 449 | Intelligent Air Technology LDC Innovation Fund Pilot Program | 0 | 0 | 0 | 0 | 0 | 0 | 0 | 0 | 0 | 0 | 0 | 0 | 0 | 0 | 0 | 0 | 0 | 0 | 0 | 0 | 0 | 0 | 0 | 0 | 0 | 0 | 0 | 0 | 0 | 0 | 0 | 0 | 0 | 0 | 0 | 0 |  | 0 | 0 | 0 | 0 | 0 | 0 | 0 | 0 | 0 | 0 | 0 | 0 | 0 | 0 | 0 | 0 | 0 | 0 | 0 | 0 | 0 | 0 | 0 | 0 | 0 | 0 | 0 | 0 | 0 | 0 | 0 | 0 | 0 | 0 | 0 | 0 |  |  | 0 | 0 | 0 | 0 | 0 | 0 | 0 | 0 | 0 | 0 | 0 | 0 | 0 | 0 | 0 | 0 | 0 | 0 | 0 | 0 | 0 | 0 | 0 | 0 | 0 | 0 | 0 | 0 | 0 | 0 | 0 | 0 | 0 | 0 | 0 | 0 |  | 0 | 0 | 0 | 0 | 0 | 0 | 0 | 0 | 0 | 0 | 0 | 0 | 0 | 0 | 0 | 0 | 0 | 0 | 0 | 0 | 0 | 0 | 0 | 0 | 0 | 0 | 0 | 0 | 0 | 0 | 0 | 0 | 0 | 0 | 0 | 0 |  |  | 1
| 450 | OPsaver LDC Innovation Fund Pilot Program | 0 | 0 | 0 | 0 | 0 | 0 | 0 | 0 | 0 | 0 | 0 | 0 | 0 | 0 | 0 | 0 | 0 | 0 | 0 | 0 | 0 | 0 | 0 | 0 | 0 | 0 | 0 | 0 | 0 | 0 | 0 | 0 | 0 | 0 | 0 | 0 |  | 0 | 0 | 0 | 0 | 0 | 0 | 0 | 0 | 0 | 0 | 0 | 0 | 0 | 0 | 0 | 0 | 0 | 0 | 0 | 0 | 0 | 0 | 0 | 0 | 0 | 0 | 0 | 0 | 0 | 0 | 0 | 0 | 0 | 0 | 0 | 0 |  |  | 0 | 0 | 0 | 0 | 0 | 0 | 0 | 0 | 0 | 0 | 0 | 0 | 0 | 0 | 0 | 0 | 0 | 0 | 0 | 0 | 0 | 0 | 0 | 0 | 0 | 0 | 0 | 0 | 0 | 0 | 0 | 0 | 0 | 0 | 0 | 0 |  | 0 | 0 | 0 | 0 | 0 | 0 | 0 | 0 | 0 | 0 | 0 | 0 | 0 | 0 | 0 | 0 | 0 | 0 | 0 | 0 | 0 | 0 | 0 | 0 | 0 | 0 | 0 | 0 | 0 | 0 | 0 | 0 | 0 | 0 | 0 | 0 |  |  | 1
| 451 | PUMPsaver LDC Innovation Fund Pilot Program | 0 | 0 | 0 | 0 | 0 | 0 | 0 | 0 | 0 | 0 | 0 | 0 | 0 | 0 | 0 | 0 | 0 | 0 | 0 | 0 | 0 | 0 | 0 | 0 | 0 | 0 | 0 | 0 | 0 | 0 | 0 | 0 | 0 | 0 | 0 | 0 |  | 0 | 0 | 0 | 0 | 0 | 0 | 0 | 0 | 0 | 0 | 0 | 0 | 0 | 0 | 0 | 0 | 0 | 0 | 0 | 0 | 0 | 0 | 0 | 0 | 0 | 0 | 0 | 0 | 0 | 0 | 0 | 0 | 0 | 0 | 0 | 0 |  |  | 0 | 0 | 0 | 0 | 0 | 0 | 0 | 0 | 0 | 0 | 0 | 0 | 0 | 0 | 0 | 0 | 0 | 0 | 0 | 0 | 0 | 0 | 0 | 0 | 0 | 0 | 0 | 0 | 0 | 0 | 0 | 0 | 0 | 0 | 0 | 0 |  | 0 | 0 | 0 | 0 | 0 | 0 | 0 | 0 | 0 | 0 | 0 | 0 | 0 | 0 | 0 | 0 | 0 | 0 | 0 | 0 | 0 | 0 | 0 | 0 | 0 | 0 | 0 | 0 | 0 | 0 | 0 | 0 | 0 | 0 | 0 | 0 |  |  | 1
| 452 | Residential Direct Install LDC Innovation Fund Pilot Program | 0 | 0 | 0 | 0 | 0 | 0 | 0 | 0 | 0 | 0 | 0 | 0 | 0 | 0 | 0 | 0 | 0 | 0 | 0 | 0 | 0 | 0 | 0 | 0 | 0 | 0 | 0 | 0 | 0 | 0 | 0 | 0 | 0 | 0 | 0 | 0 |  | 0 | 0 | 0 | 0 | 0 | 0 | 0 | 0 | 0 | 0 | 0 | 0 | 0 | 0 | 0 | 0 | 0 | 0 | 0 | 0 | 0 | 0 | 0 | 0 | 0 | 0 | 0 | 0 | 0 | 0 | 0 | 0 | 0 | 0 | 0 | 0 |  |  | 0 | 0 | 0 | 0 | 0 | 0 | 0 | 0 | 0 | 0 | 0 | 0 | 0 | 0 | 0 | 0 | 0 | 0 | 0 | 0 | 0 | 0 | 0 | 0 | 0 | 0 | 0 | 0 | 0 | 0 | 0 | 0 | 0 | 0 | 0 | 0 |  | 0 | 0 | 0 | 0 | 0 | 0 | 0 | 0 | 0 | 0 | 0 | 0 | 0 | 0 | 0 | 0 | 0 | 0 | 0 | 0 | 0 | 0 | 0 | 0 | 0 | 0 | 0 | 0 | 0 | 0 | 0 | 0 | 0 | 0 | 0 | 0 |  |  | 1
| 453 | Residential Direct Mail LDC Innovation Fund Pilot Program | 0 | 0 | 0 | 0 | 0 | 0 | 0 | 0 | 0 | 0 | 0 | 0 | 0 | 0 | 0 | 0 | 0 | 0 | 0 | 0 | 0 | 0 | 0 | 0 | 0 | 0 | 0 | 0 | 0 | 0 | 0 | 0 | 0 | 0 | 0 | 0 |  | 0 | 0 | 0 | 0 | 0 | 0 | 0 | 0 | 0 | 0 | 0 | 0 | 0 | 0 | 0 | 0 | 0 | 0 | 0 | 0 | 0 | 0 | 0 | 0 | 0 | 0 | 0 | 0 | 0 | 0 | 0 | 0 | 0 | 0 | 0 | 0 |  |  | 0 | 0 | 0 | 0 | 0 | 0 | 0 | 0 | 0 | 0 | 0 | 0 | 0 | 0 | 0 | 0 | 0 | 0 | 0 | 0 | 0 | 0 | 0 | 0 | 0 | 0 | 0 | 0 | 0 | 0 | 0 | 0 | 0 | 0 | 0 | 0 |  | 0 | 0 | 0 | 0 | 0 | 0 | 0 | 0 | 0 | 0 | 0 | 0 | 0 | 0 | 0 | 0 | 0 | 0 | 0 | 0 | 0 | 0 | 0 | 0 | 0 | 0 | 0 | 0 | 0 | 0 | 0 | 0 | 0 | 0 | 0 | 0 |  |  | 1
| 454 | Residential Ductless Heat Pump LDC Innovation Fund Pilot Program | 0 | 0 | 0 | 0 | 0 | 0 | 0 | 0 | 0 | 0 | 0 | 0 | 0 | 0 | 0 | 0 | 0 | 0 | 0 | 0 | 0 | 0 | 0 | 0 | 0 | 0 | 0 | 0 | 0 | 0 | 0 | 0 | 0 | 0 | 0 | 0 |  | 0 | 0 | 0 | 0 | 0 | 0 | 0 | 0 | 0 | 0 | 0 | 0 | 0 | 0 | 0 | 0 | 0 | 0 | 0 | 0 | 0 | 0 | 0 | 0 | 0 | 0 | 0 | 0 | 0 | 0 | 0 | 0 | 0 | 0 | 0 | 0 |  |  | 0 | 0 | 0 | 0 | 0 | 0 | 0 | 0 | 0 | 0 | 0 | 0 | 0 | 0 | 0 | 0 | 0 | 0 | 0 | 0 | 0 | 0 | 0 | 0 | 0 | 0 | 0 | 0 | 0 | 0 | 0 | 0 | 0 | 0 | 0 | 0 |  | 0 | 0 | 0 | 0 | 0 | 0 | 0 | 0 | 0 | 0 | 0 | 0 | 0 | 0 | 0 | 0 | 0 | 0 | 0 | 0 | 0 | 0 | 0 | 0 | 0 | 0 | 0 | 0 | 0 | 0 | 0 | 0 | 0 | 0 | 0 | 0 |  |  | 1
| 455 | Retrocomissioning LDC Innovation Fund Pilot Program | 0 | 0 | 0 | 0 | 0 | 0 | 0 | 0 | 0 | 0 | 0 | 0 | 0 | 0 | 0 | 0 | 0 | 0 | 0 | 0 | 0 | 0 | 0 | 0 | 0 | 0 | 0 | 0 | 0 | 0 | 0 | 0 | 0 | 0 | 0 | 0 |  | 0 | 0 | 0 | 0 | 0 | 0 | 0 | 0 | 0 | 0 | 0 | 0 | 0 | 0 | 0 | 0 | 0 | 0 | 0 | 0 | 0 | 0 | 0 | 0 | 0 | 0 | 0 | 0 | 0 | 0 | 0 | 0 | 0 | 0 | 0 | 0 |  |  | 0 | 0 | 0 | 0 | 0 | 0 | 0 | 0 | 0 | 0 | 0 | 0 | 0 | 0 | 0 | 0 | 0 | 0 | 0 | 0 | 0 | 0 | 0 | 0 | 0 | 0 | 0 | 0 | 0 | 0 | 0 | 0 | 0 | 0 | 0 | 0 |  | 0 | 0 | 0 | 0 | 0 | 0 | 0 | 0 | 0 | 0 | 0 | 0 | 0 | 0 | 0 | 0 | 0 | 0 | 0 | 0 | 0 | 0 | 0 | 0 | 0 | 0 | 0 | 0 | 0 | 0 | 0 | 0 | 0 | 0 | 0 | 0 |  |  | 1
| 456 | RTUsaver LDC Innovation Fund Pilot Program | 0 | 0 | 0 | 0 | 0 | 0 | 0 | 0 | 0 | 0 | 0 | 0 | 0 | 0 | 0 | 0 | 0 | 0 | 0 | 0 | 0 | 0 | 0 | 0 | 0 | 0 | 0 | 0 | 0 | 0 | 0 | 0 | 0 | 0 | 0 | 0 |  | 0 | 0 | 0 | 0 | 0 | 0 | 0 | 0 | 0 | 0 | 0 | 0 | 0 | 0 | 0 | 0 | 0 | 0 | 0 | 0 | 0 | 0 | 0 | 0 | 0 | 0 | 0 | 0 | 0 | 0 | 0 | 0 | 0 | 0 | 0 | 0 |  |  | 0 | 0 | 0 | 0 | 0 | 0 | 0 | 0 | 0 | 0 | 0 | 0 | 0 | 0 | 0 | 0 | 0 | 0 | 0 | 0 | 0 | 0 | 0 | 0 | 0 | 0 | 0 | 0 | 0 | 0 | 0 | 0 | 0 | 0 | 0 | 0 |  | 0 | 0 | 0 | 0 | 0 | 0 | 0 | 0 | 0 | 0 | 0 | 0 | 0 | 0 | 0 | 0 | 0 | 0 | 0 | 0 | 0 | 0 | 0 | 0 | 0 | 0 | 0 | 0 | 0 | 0 | 0 | 0 | 0 | 0 | 0 | 0 |  |  | 1
| 457 | Small & Medium Business Energy Management System LDC Innovation Fund Pilot Program | 0 | 0 | 0 | 0 | 0 | 0 | 0 | 0 | 0 | 0 | 0 | 0 | 0 | 0 | 0 | 0 | 0 | 0 | 0 | 0 | 0 | 0 | 0 | 0 | 0 | 0 | 0 | 0 | 0 | 0 | 0 | 0 | 0 | 0 | 0 | 0 |  | 0 | 0 | 0 | 0 | 0 | 0 | 0 | 0 | 0 | 0 | 0 | 0 | 0 | 0 | 0 | 0 | 0 | 0 | 0 | 0 | 0 | 0 | 0 | 0 | 0 | 0 | 0 | 0 | 0 | 0 | 0 | 0 | 0 | 0 | 0 | 0 |  |  | 0 | 0 | 0 | 0 | 0 | 0 | 0 | 0 | 0 | 0 | 0 | 0 | 0 | 0 | 0 | 0 | 0 | 0 | 0 | 0 | 0 | 0 | 0 | 0 | 0 | 0 | 0 | 0 | 0 | 0 | 0 | 0 | 0 | 0 | 0 | 0 |  | 0 | 0 | 0 | 0 | 0 | 0 | 0 | 0 | 0 | 0 | 0 | 0 | 0 | 0 | 0 | 0 | 0 | 0 | 0 | 0 | 0 | 0 | 0 | 0 | 0 | 0 | 0 | 0 | 0 | 0 | 0 | 0 | 0 | 0 | 0 | 0 |  |  | 1
| 458 | Solar Powered Attic Ventilation LDC Innovation Fund Pilot Program | 0 | 0 | 0 | 0 | 0 | 0 | 0 | 0 | 0 | 0 | 0 | 0 | 0 | 0 | 0 | 0 | 0 | 0 | 0 | 0 | 0 | 0 | 0 | 0 | 0 | 0 | 0 | 0 | 0 | 0 | 0 | 0 | 0 | 0 | 0 | 0 |  | 0 | 0 | 0 | 0 | 0 | 0 | 0 | 0 | 0 | 0 | 0 | 0 | 0 | 0 | 0 | 0 | 0 | 0 | 0 | 0 | 0 | 0 | 0 | 0 | 0 | 0 | 0 | 0 | 0 | 0 | 0 | 0 | 0 | 0 | 0 | 0 |  |  | 0 | 0 | 0 | 0 | 0 | 0 | 0 | 0 | 0 | 0 | 0 | 0 | 0 | 0 | 0 | 0 | 0 | 0 | 0 | 0 | 0 | 0 | 0 | 0 | 0 | 0 | 0 | 0 | 0 | 0 | 0 | 0 | 0 | 0 | 0 | 0 |  | 0 | 0 | 0 | 0 | 0 | 0 | 0 | 0 | 0 | 0 | 0 | 0 | 0 | 0 | 0 | 0 | 0 | 0 | 0 | 0 | 0 | 0 | 0 | 0 | 0 | 0 | 0 | 0 | 0 | 0 | 0 | 0 | 0 | 0 | 0 | 0 |  |  | 1
| 459 | Toronto Hydro – Enbridge Joint Low-Income Program LDC Innovation Fund Pilot Program | 0 | 0 | 0 | 0 | 0 | 0 | 0 | 0 | 0 | 0 | 0 | 0 | 0 | 0 | 0 | 0 | 0 | 0 | 0 | 0 | 0 | 0 | 0 | 0 | 0 | 0 | 0 | 0 | 0 | 0 | 0 | 0 | 0 | 0 | 0 | 0 |  | 0 | 0 | 0 | 0 | 0 | 0 | 0 | 0 | 0 | 0 | 0 | 0 | 0 | 0 | 0 | 0 | 0 | 0 | 0 | 0 | 0 | 0 | 0 | 0 | 0 | 0 | 0 | 0 | 0 | 0 | 0 | 0 | 0 | 0 | 0 | 0 |  |  | 0 | 0 | 0 | 0 | 0 | 0 | 0 | 0 | 0 | 0 | 0 | 0 | 0 | 0 | 0 | 0 | 0 | 0 | 0 | 0 | 0 | 0 | 0 | 0 | 0 | 0 | 0 | 0 | 0 | 0 | 0 | 0 | 0 | 0 | 0 | 0 |  | 0 | 0 | 0 | 0 | 0 | 0 | 0 | 0 | 0 | 0 | 0 | 0 | 0 | 0 | 0 | 0 | 0 | 0 | 0 | 0 | 0 | 0 | 0 | 0 | 0 | 0 | 0 | 0 | 0 | 0 | 0 | 0 | 0 | 0 | 0 | 0 |  |  | 1
| 460 | Truckload Event LDC Innovation Fund Pilot Program | 0 | 0 | 0 | 0 | 0 | 0 | 0 | 0 | 0 | 0 | 0 | 0 | 0 | 0 | 0 | 0 | 0 | 0 | 0 | 0 | 0 | 0 | 0 | 0 | 0 | 0 | 0 | 0 | 0 | 0 | 0 | 0 | 0 | 0 | 0 | 0 |  | 0 | 0 | 0 | 0 | 0 | 0 | 0 | 0 | 0 | 0 | 0 | 0 | 0 | 0 | 0 | 0 | 0 | 0 | 0 | 0 | 0 | 0 | 0 | 0 | 0 | 0 | 0 | 0 | 0 | 0 | 0 | 0 | 0 | 0 | 0 | 0 |  |  | 0 | 0 | 0 | 0 | 0 | 0 | 0 | 0 | 0 | 0 | 0 | 0 | 0 | 0 | 0 | 0 | 0 | 0 | 0 | 0 | 0 | 0 | 0 | 0 | 0 | 0 | 0 | 0 | 0 | 0 | 0 | 0 | 0 | 0 | 0 | 0 |  | 0 | 0 | 0 | 0 | 0 | 0 | 0 | 0 | 0 | 0 | 0 | 0 | 0 | 0 | 0 | 0 | 0 | 0 | 0 | 0 | 0 | 0 | 0 | 0 | 0 | 0 | 0 | 0 | 0 | 0 | 0 | 0 | 0 | 0 | 0 | 0 |  |  | 1
| 461 | Industrial Accelerator Program | 0 | 0 | 0 | 0 | 0 | 0 | 0 | 0 | 0 | 0 | 0 | 0 | 0 | 0 | 0 | 0 | 0 | 0 | 0 | 0 | 0 | 0 | 0 | 0 | 0 | 0 | 0 | 0 | 0 | 0 | 0 | 0 | 0 | 0 | 0 | 0 |  | 0 | 0 | 0 | 0 | 0 | 0 | 0 | 0 | 0 | 0 | 0 | 0 | 0 | 0 | 0 | 0 | 0 | 0 | 0 | 0 | 0 | 0 | 0 | 0 | 0 | 0 | 0 | 0 | 0 | 0 | 0 | 0 | 0 | 0 | 0 | 0 |  |  | 0 | 0 | 0 | 0 | 0 | 0 | 0 | 0 | 0 | 0 | 0 | 0 | 0 | 0 | 0 | 0 | 0 | 0 | 0 | 0 | 0 | 0 | 0 | 0 | 0 | 0 | 0 | 0 | 0 | 0 | 0 | 0 | 0 | 0 | 0 | 0 |  | 0 | 0 | 0 | 0 | 0 | 0 | 0 | 0 | 0 | 0 | 0 | 0 | 0 | 0 | 0 | 0 | 0 | 0 | 0 | 0 | 0 | 0 | 0 | 0 | 0 | 0 | 0 | 0 | 0 | 0 | 0 | 0 | 0 | 0 | 0 | 0 |  |  | 1
| 462 | Save on Energy Energy Performance Program for Multi-Site Customers | 0 | 0 | 0 | 0 | 0 | 0 | 0 | 0 | 0 | 0 | 0 | 0 | 0 | 0 | 0 | 0 | 0 | 0 | 0 | 0 | 0 | 0 | 0 | 0 | 0 | 0 | 0 | 0 | 0 | 0 | 0 | 0 | 0 | 0 | 0 | 0 |  | 0 | 0 | 0 | 0 | 0 | 0 | 0 | 0 | 0 | 0 | 0 | 0 | 0 | 0 | 0 | 0 | 0 | 0 | 0 | 0 | 0 | 0 | 0 | 0 | 0 | 0 | 0 | 0 | 0 | 0 | 0 | 0 | 0 | 0 | 0 | 0 |  |  | 0 | 0 | 0 | 0 | 0 | 0 | 0 | 0 | 0 | 0 | 0 | 0 | 0 | 0 | 0 | 0 | 0 | 0 | 0 | 0 | 0 | 0 | 0 | 0 | 0 | 0 | 0 | 0 | 0 | 0 | 0 | 0 | 0 | 0 | 0 | 0 |  | 0 | 0 | 0 | 0 | 0 | 0 | 0 | 0 | 0 | 0 | 0 | 0 | 0 | 0 | 0 | 0 | 0 | 0 | 0 | 0 | 0 | 0 | 0 | 0 | 0 | 0 | 0 | 0 | 0 | 0 | 0 | 0 | 0 | 0 | 0 | 0 |  |  | 1
2017 | 463 | Whole Home Pilot Program | 0 | 0 | 208574 | 208574 | 208574 | 208574 | 206254 | 204022 | 204022 | 204022 | 204022 | 204022 | 204022 | 203786 | 203786 | 203786 | 203786 | 202851 | 202851 | 202575 | 197647 | 47263 | 245 | 245 | 0 | 0 | 0 | 0 | 0 | 0 | 0 | 0 | 0 | 0 | 0 | 0 |  | 0 | 0 | 37 | 37 | 37 | 37 | 36 | 36 | 36 | 36 | 36 | 36 | 36 | 36 | 36 | 36 | 36 | 36 | 36 | 36 | 30 | 22 | 0 | 0 | 0 | 0 | 0 | 0 | 0 | 0 | 0 | 0 | 0 | 0 | 0 | 0 |  |  | 0 | 0 | 187706 | 187706 | 187706 | 187706 | 185618 | 183609 | 183609 | 183609 | 183609 | 183609 | 183609 | 183397 | 183397 | 183397 | 183397 | 182555 | 182555 | 182307 | 177872 | 42526 | 221 | 221 | 0 | 0 | 0 | 0 | 0 | 0 | 0 | 0 | 0 | 0 | 0 | 0 |  | 0 | 0 | 33 | 33 | 33 | 33 | 33 | 32 | 32 | 32 | 32 | 32 | 32 | 32 | 32 | 32 | 32 | 32 | 32 | 32 | 27 | 19 | 0 | 0 | 0 | 0 | 0 | 0 | 0 | 0 | 0 | 0 | 0 | 0 | 0 | 0 |  |  | 0
| 464 | Save on Energy Retrofit Program Enabled Savings | 0 | 0 | 0 | 0 | 0 | 0 | 0 | 0 | 0 | 0 | 0 | 0 | 0 | 0 | 0 | 0 | 0 | 0 | 0 | 0 | 0 | 0 | 0 | 0 | 0 | 0 | 0 | 0 | 0 | 0 | 0 | 0 | 0 | 0 | 0 | 0 |  | 0 | 0 | 0 | 0 | 0 | 0 | 0 | 0 | 0 | 0 | 0 | 0 | 0 | 0 | 0 | 0 | 0 | 0 | 0 | 0 | 0 | 0 | 0 | 0 | 0 | 0 | 0 | 0 | 0 | 0 | 0 | 0 | 0 | 0 | 0 | 0 |  |  | 0 | 0 | 0 | 0 | 0 | 0 | 0 | 0 | 0 | 0 | 0 | 0 | 0 | 0 | 0 | 0 | 0 | 0 | 0 | 0 | 0 | 0 | 0 | 0 | 0 | 0 | 0 | 0 | 0 | 0 | 0 | 0 | 0 | 0 | 0 | 0 |  | 0 | 0 | 0 | 0 | 0 | 0 | 0 | 0 | 0 | 0 | 0 | 0 | 0 | 0 | 0 | 0 | 0 | 0 | 0 | 0 | 0 | 0 | 0 | 0 | 0 | 0 | 0 | 0 | 0 | 0 | 0 | 0 | 0 | 0 | 0 | 0 |  |  | 1
| 465 | Save on Energy High Performance New Construction Program Enabled Savings | 0 | 0 | 0 | 0 | 0 | 0 | 0 | 0 | 0 | 0 | 0 | 0 | 0 | 0 | 0 | 0 | 0 | 0 | 0 | 0 | 0 | 0 | 0 | 0 | 0 | 0 | 0 | 0 | 0 | 0 | 0 | 0 | 0 | 0 | 0 | 0 |  | 0 | 0 | 0 | 0 | 0 | 0 | 0 | 0 | 0 | 0 | 0 | 0 | 0 | 0 | 0 | 0 | 0 | 0 | 0 | 0 | 0 | 0 | 0 | 0 | 0 | 0 | 0 | 0 | 0 | 0 | 0 | 0 | 0 | 0 | 0 | 0 |  |  | 0 | 0 | 0 | 0 | 0 | 0 | 0 | 0 | 0 | 0 | 0 | 0 | 0 | 0 | 0 | 0 | 0 | 0 | 0 | 0 | 0 | 0 | 0 | 0 | 0 | 0 | 0 | 0 | 0 | 0 | 0 | 0 | 0 | 0 | 0 | 0 |  | 0 | 0 | 0 | 0 | 0 | 0 | 0 | 0 | 0 | 0 | 0 | 0 | 0 | 0 | 0 | 0 | 0 | 0 | 0 | 0 | 0 | 0 | 0 | 0 | 0 | 0 | 0 | 0 | 0 | 0 | 0 | 0 | 0 | 0 | 0 | 0 |  |  | 1
| 466 | Save on Energy Process & Systems Upgrades Program Enabled Savings | 0 | 0 | 0 | 0 | 0 | 0 | 0 | 0 | 0 | 0 | 0 | 0 | 0 | 0 | 0 | 0 | 0 | 0 | 0 | 0 | 0 | 0 | 0 | 0 | 0 | 0 | 0 | 0 | 0 | 0 | 0 | 0 | 0 | 0 | 0 | 0 |  | 0 | 0 | 0 | 0 | 0 | 0 | 0 | 0 | 0 | 0 | 0 | 0 | 0 | 0 | 0 | 0 | 0 | 0 | 0 | 0 | 0 | 0 | 0 | 0 | 0 | 0 | 0 | 0 | 0 | 0 | 0 | 0 | 0 | 0 | 0 | 0 |  |  | 0 | 0 | 0 | 0 | 0 | 0 | 0 | 0 | 0 | 0 | 0 | 0 | 0 | 0 | 0 | 0 | 0 | 0 | 0 | 0 | 0 | 0 | 0 | 0 | 0 | 0 | 0 | 0 | 0 | 0 | 0 | 0 | 0 | 0 | 0 | 0 |  | 0 | 0 | 0 | 0 | 0 | 0 | 0 | 0 | 0 | 0 | 0 | 0 | 0 | 0 | 0 | 0 | 0 | 0 | 0 | 0 | 0 | 0 | 0 | 0 | 0 | 0 | 0 | 0 | 0 | 0 | 0 | 0 | 0 | 0 | 0 | 0 |  |  | 1
| 467 | Non-Approved Program | 0 | 0 | 0 | 0 | 0 | 0 | 0 | 0 | 0 | 0 | 0 | 0 | 0 | 0 | 0 | 0 | 0 | 0 | 0 | 0 | 0 | 0 | 0 | 0 | 0 | 0 | 0 | 0 | 0 | 0 | 0 | 0 | 0 | 0 | 0 | 0 |  | 0 | 0 | 0 | 0 | 0 | 0 | 0 | 0 | 0 | 0 | 0 | 0 | 0 | 0 | 0 | 0 | 0 | 0 | 0 | 0 | 0 | 0 | 0 | 0 | 0 | 0 | 0 | 0 | 0 | 0 | 0 | 0 | 0 | 0 | 0 | 0 |  |  | 0 | 0 | 0 | 0 | 0 | 0 | 0 | 0 | 0 | 0 | 0 | 0 | 0 | 0 | 0 | 0 | 0 | 0 | 0 | 0 | 0 | 0 | 0 | 0 | 0 | 0 | 0 | 0 | 0 | 0 | 0 | 0 | 0 | 0 | 0 | 0 |  | 0 | 0 | 0 | 0 | 0 | 0 | 0 | 0 | 0 | 0 | 0 | 0 | 0 | 0 | 0 | 0 | 0 | 0 | 0 | 0 | 0 | 0 | 0 | 0 | 0 | 0 | 0 | 0 | 0 | 0 | 0 | 0 | 0 | 0 | 0 | 0 |  |  | 1
| 468 | Unassigned Program | 0 | 0 | 0 | 0 | 0 | 0 | 0 | 0 | 0 | 0 | 0 | 0 | 0 | 0 | 0 | 0 | 0 | 0 | 0 | 0 | 0 | 0 | 0 | 0 | 0 | 0 | 0 | 0 | 0 | 0 | 0 | 0 | 0 | 0 | 0 | 0 |  | 0 | 0 | 0 | 0 | 0 | 0 | 0 | 0 | 0 | 0 | 0 | 0 | 0 | 0 | 0 | 0 | 0 | 0 | 0 | 0 | 0 | 0 | 0 | 0 | 0 | 0 | 0 | 0 | 0 | 0 | 0 | 0 | 0 | 0 | 0 | 0 |  |  | 0 | 0 | 0 | 0 | 0 | 0 | 0 | 0 | 0 | 0 | 0 | 0 | 0 | 0 | 0 | 0 | 0 | 0 | 0 | 0 | 0 | 0 | 0 | 0 | 0 | 0 | 0 | 0 | 0 | 0 | 0 | 0 | 0 | 0 | 0 | 0 |  | 0 | 0 | 0 | 0 | 0 | 0 | 0 | 0 | 0 | 0 | 0 | 0 | 0 | 0 | 0 | 0 | 0 | 0 | 0 | 0 | 0 | 0 | 0 | 0 | 0 | 0 | 0 | 0 | 0 | 0 | 0 | 0 | 0 | 0 | 0 | 0 |  |  | 1
| 469 | Conservation Voltage Reduction Conservation Fund Pilot Program | 0 | 0 | 0 | 0 | 0 | 0 | 0 | 0 | 0 | 0 | 0 | 0 | 0 | 0 | 0 | 0 | 0 | 0 | 0 | 0 | 0 | 0 | 0 | 0 | 0 | 0 | 0 | 0 | 0 | 0 | 0 | 0 | 0 | 0 | 0 | 0 |  | 0 | 0 | 0 | 0 | 0 | 0 | 0 | 0 | 0 | 0 | 0 | 0 | 0 | 0 | 0 | 0 | 0 | 0 | 0 | 0 | 0 | 0 | 0 | 0 | 0 | 0 | 0 | 0 | 0 | 0 | 0 | 0 | 0 | 0 | 0 | 0 |  |  | 0 | 0 | 0 | 0 | 0 | 0 | 0 | 0 | 0 | 0 | 0 | 0 | 0 | 0 | 0 | 0 | 0 | 0 | 0 | 0 | 0 | 0 | 0 | 0 | 0 | 0 | 0 | 0 | 0 | 0 | 0 | 0 | 0 | 0 | 0 | 0 |  | 0 | 0 | 0 | 0 | 0 | 0 | 0 | 0 | 0 | 0 | 0 | 0 | 0 | 0 | 0 | 0 | 0 | 0 | 0 | 0 | 0 | 0 | 0 | 0 | 0 | 0 | 0 | 0 | 0 | 0 | 0 | 0 | 0 | 0 | 0 | 0 |  |  | 1
| 470 | EnerNOC Conservation Fund Pilot Program | 0 | 0 | 0 | 0 | 0 | 0 | 0 | 0 | 0 | 0 | 0 | 0 | 0 | 0 | 0 | 0 | 0 | 0 | 0 | 0 | 0 | 0 | 0 | 0 | 0 | 0 | 0 | 0 | 0 | 0 | 0 | 0 | 0 | 0 | 0 | 0 |  | 0 | 0 | 0 | 0 | 0 | 0 | 0 | 0 | 0 | 0 | 0 | 0 | 0 | 0 | 0 | 0 | 0 | 0 | 0 | 0 | 0 | 0 | 0 | 0 | 0 | 0 | 0 | 0 | 0 | 0 | 0 | 0 | 0 | 0 | 0 | 0 |  |  | 0 | 0 | 0 | 0 | 0 | 0 | 0 | 0 | 0 | 0 | 0 | 0 | 0 | 0 | 0 | 0 | 0 | 0 | 0 | 0 | 0 | 0 | 0 | 0 | 0 | 0 | 0 | 0 | 0 | 0 | 0 | 0 | 0 | 0 | 0 | 0 |  | 0 | 0 | 0 | 0 | 0 | 0 | 0 | 0 | 0 | 0 | 0 | 0 | 0 | 0 | 0 | 0 | 0 | 0 | 0 | 0 | 0 | 0 | 0 | 0 | 0 | 0 | 0 | 0 | 0 | 0 | 0 | 0 | 0 | 0 | 0 | 0 |  |  | 1
| 471 | Home Depot Home Appliance Market Uplift Conservation Fund Pilot Program | 0 | 0 | 0 | 0 | 0 | 0 | 0 | 0 | 0 | 0 | 0 | 0 | 0 | 0 | 0 | 0 | 0 | 0 | 0 | 0 | 0 | 0 | 0 | 0 | 0 | 0 | 0 | 0 | 0 | 0 | 0 | 0 | 0 | 0 | 0 | 0 |  | 0 | 0 | 0 | 0 | 0 | 0 | 0 | 0 | 0 | 0 | 0 | 0 | 0 | 0 | 0 | 0 | 0 | 0 | 0 | 0 | 0 | 0 | 0 | 0 | 0 | 0 | 0 | 0 | 0 | 0 | 0 | 0 | 0 | 0 | 0 | 0 |  |  | 0 | 0 | 0 | 0 | 0 | 0 | 0 | 0 | 0 | 0 | 0 | 0 | 0 | 0 | 0 | 0 | 0 | 0 | 0 | 0 | 0 | 0 | 0 | 0 | 0 | 0 | 0 | 0 | 0 | 0 | 0 | 0 | 0 | 0 | 0 | 0 |  | 0 | 0 | 0 | 0 | 0 | 0 | 0 | 0 | 0 | 0 | 0 | 0 | 0 | 0 | 0 | 0 | 0 | 0 | 0 | 0 | 0 | 0 | 0 | 0 | 0 | 0 | 0 | 0 | 0 | 0 | 0 | 0 | 0 | 0 | 0 | 0 |  |  | 1
| 472 | Loblaw P4P Conservation Fund Pilot Program | 0 | 0 | 0 | 0 | 0 | 0 | 0 | 0 | 0 | 0 | 0 | 0 | 0 | 0 | 0 | 0 | 0 | 0 | 0 | 0 | 0 | 0 | 0 | 0 | 0 | 0 | 0 | 0 | 0 | 0 | 0 | 0 | 0 | 0 | 0 | 0 |  | 0 | 0 | 0 | 0 | 0 | 0 | 0 | 0 | 0 | 0 | 0 | 0 | 0 | 0 | 0 | 0 | 0 | 0 | 0 | 0 | 0 | 0 | 0 | 0 | 0 | 0 | 0 | 0 | 0 | 0 | 0 | 0 | 0 | 0 | 0 | 0 |  |  | 0 | 0 | 0 | 0 | 0 | 0 | 0 | 0 | 0 | 0 | 0 | 0 | 0 | 0 | 0 | 0 | 0 | 0 | 0 | 0 | 0 | 0 | 0 | 0 | 0 | 0 | 0 | 0 | 0 | 0 | 0 | 0 | 0 | 0 | 0 | 0 |  | 0 | 0 | 0 | 0 | 0 | 0 | 0 | 0 | 0 | 0 | 0 | 0 | 0 | 0 | 0 | 0 | 0 | 0 | 0 | 0 | 0 | 0 | 0 | 0 | 0 | 0 | 0 | 0 | 0 | 0 | 0 | 0 | 0 | 0 | 0 | 0 |  |  | 1
| 473 | Ontario Clean Water Agency P4P Conservation Fund Pilot Program | 0 | 0 | 0 | 0 | 0 | 0 | 0 | 0 | 0 | 0 | 0 | 0 | 0 | 0 | 0 | 0 | 0 | 0 | 0 | 0 | 0 | 0 | 0 | 0 | 0 | 0 | 0 | 0 | 0 | 0 | 0 | 0 | 0 | 0 | 0 | 0 |  | 0 | 0 | 0 | 0 | 0 | 0 | 0 | 0 | 0 | 0 | 0 | 0 | 0 | 0 | 0 | 0 | 0 | 0 | 0 | 0 | 0 | 0 | 0 | 0 | 0 | 0 | 0 | 0 | 0 | 0 | 0 | 0 | 0 | 0 | 0 | 0 |  |  | 0 | 0 | 0 | 0 | 0 | 0 | 0 | 0 | 0 | 0 | 0 | 0 | 0 | 0 | 0 | 0 | 0 | 0 | 0 | 0 | 0 | 0 | 0 | 0 | 0 | 0 | 0 | 0 | 0 | 0 | 0 | 0 | 0 | 0 | 0 | 0 |  | 0 | 0 | 0 | 0 | 0 | 0 | 0 | 0 | 0 | 0 | 0 | 0 | 0 | 0 | 0 | 0 | 0 | 0 | 0 | 0 | 0 | 0 | 0 | 0 | 0 | 0 | 0 | 0 | 0 | 0 | 0 | 0 | 0 | 0 | 0 | 0 |  |  | 1
| 474 | Performance Based Conservation Fund Pilot Program | 0 | 0 | 0 | 0 | 0 | 0 | 0 | 0 | 0 | 0 | 0 | 0 | 0 | 0 | 0 | 0 | 0 | 0 | 0 | 0 | 0 | 0 | 0 | 0 | 0 | 0 | 0 | 0 | 0 | 0 | 0 | 0 | 0 | 0 | 0 | 0 |  | 0 | 0 | 0 | 0 | 0 | 0 | 0 | 0 | 0 | 0 | 0 | 0 | 0 | 0 | 0 | 0 | 0 | 0 | 0 | 0 | 0 | 0 | 0 | 0 | 0 | 0 | 0 | 0 | 0 | 0 | 0 | 0 | 0 | 0 | 0 | 0 |  |  | 0 | 0 | 0 | 0 | 0 | 0 | 0 | 0 | 0 | 0 | 0 | 0 | 0 | 0 | 0 | 0 | 0 | 0 | 0 | 0 | 0 | 0 | 0 | 0 | 0 | 0 | 0 | 0 | 0 | 0 | 0 | 0 | 0 | 0 | 0 | 0 |  | 0 | 0 | 0 | 0 | 0 | 0 | 0 | 0 | 0 | 0 | 0 | 0 | 0 | 0 | 0 | 0 | 0 | 0 | 0 | 0 | 0 | 0 | 0 | 0 | 0 | 0 | 0 | 0 | 0 | 0 | 0 | 0 | 0 | 0 | 0 | 0 |  |  | 1
| 475 | Social Benchmarking Conservation Fund Pilot Program | 0 | 0 | 0 | 0 | 0 | 0 | 0 | 0 | 0 | 0 | 0 | 0 | 0 | 0 | 0 | 0 | 0 | 0 | 0 | 0 | 0 | 0 | 0 | 0 | 0 | 0 | 0 | 0 | 0 | 0 | 0 | 0 | 0 | 0 | 0 | 0 |  | 0 | 0 | 0 | 0 | 0 | 0 | 0 | 0 | 0 | 0 | 0 | 0 | 0 | 0 | 0 | 0 | 0 | 0 | 0 | 0 | 0 | 0 | 0 | 0 | 0 | 0 | 0 | 0 | 0 | 0 | 0 | 0 | 0 | 0 | 0 | 0 |  |  | 0 | 0 | 0 | 0 | 0 | 0 | 0 | 0 | 0 | 0 | 0 | 0 | 0 | 0 | 0 | 0 | 0 | 0 | 0 | 0 | 0 | 0 | 0 | 0 | 0 | 0 | 0 | 0 | 0 | 0 | 0 | 0 | 0 | 0 | 0 | 0 |  | 0 | 0 | 0 | 0 | 0 | 0 | 0 | 0 | 0 | 0 | 0 | 0 | 0 | 0 | 0 | 0 | 0 | 0 | 0 | 0 | 0 | 0 | 0 | 0 | 0 | 0 | 0 | 0 | 0 | 0 | 0 | 0 | 0 | 0 | 0 | 0 |  |  | 1
| 476 | Strategic Energy Group Conservation Fund Pilot Program | 0 | 0 | 0 | 0 | 0 | 0 | 0 | 0 | 0 | 0 | 0 | 0 | 0 | 0 | 0 | 0 | 0 | 0 | 0 | 0 | 0 | 0 | 0 | 0 | 0 | 0 | 0 | 0 | 0 | 0 | 0 | 0 | 0 | 0 | 0 | 0 |  | 0 | 0 | 0 | 0 | 0 | 0 | 0 | 0 | 0 | 0 | 0 | 0 | 0 | 0 | 0 | 0 | 0 | 0 | 0 | 0 | 0 | 0 | 0 | 0 | 0 | 0 | 0 | 0 | 0 | 0 | 0 | 0 | 0 | 0 | 0 | 0 |  |  | 0 | 0 | 0 | 0 | 0 | 0 | 0 | 0 | 0 | 0 | 0 | 0 | 0 | 0 | 0 | 0 | 0 | 0 | 0 | 0 | 0 | 0 | 0 | 0 | 0 | 0 | 0 | 0 | 0 | 0 | 0 | 0 | 0 | 0 | 0 | 0 |  | 0 | 0 | 0 | 0 | 0 | 0 | 0 | 0 | 0 | 0 | 0 | 0 | 0 | 0 | 0 | 0 | 0 | 0 | 0 | 0 | 0 | 0 | 0 | 0 | 0 | 0 | 0 | 0 | 0 | 0 | 0 | 0 | 0 | 0 | 0 | 0 |  |  | 1
| 477 | Appliance Retirement Initiative | 0 | 0 | 0 | 0 | 0 | 0 | 0 | 0 | 0 | 0 | 0 | 0 | 0 | 0 | 0 | 0 | 0 | 0 | 0 | 0 | 0 | 0 | 0 | 0 | 0 | 0 | 0 | 0 | 0 | 0 | 0 | 0 | 0 | 0 | 0 | 0 |  | 0 | 0 | 0 | 0 | 0 | 0 | 0 | 0 | 0 | 0 | 0 | 0 | 0 | 0 | 0 | 0 | 0 | 0 | 0 | 0 | 0 | 0 | 0 | 0 | 0 | 0 | 0 | 0 | 0 | 0 | 0 | 0 | 0 | 0 | 0 | 0 |  |  | 0 | 0 | 0 | 0 | 0 | 0 | 0 | 0 | 0 | 0 | 0 | 0 | 0 | 0 | 0 | 0 | 0 | 0 | 0 | 0 | 0 | 0 | 0 | 0 | 0 | 0 | 0 | 0 | 0 | 0 | 0 | 0 | 0 | 0 | 0 | 0 |  | 0 | 0 | 0 | 0 | 0 | 0 | 0 | 0 | 0 | 0 | 0 | 0 | 0 | 0 | 0 | 0 | 0 | 0 | 0 | 0 | 0 | 0 | 0 | 0 | 0 | 0 | 0 | 0 | 0 | 0 | 0 | 0 | 0 | 0 | 0 | 0 |  |  | 1
| 478 | Coupon Initiative | 0 | 0 | 0 | 0 | 0 | 0 | 0 | 0 | 0 | 0 | 0 | 0 | 0 | 0 | 0 | 0 | 0 | 0 | 0 | 0 | 0 | 0 | 0 | 0 | 0 | 0 | 0 | 0 | 0 | 0 | 0 | 0 | 0 | 0 | 0 | 0 |  | 0 | 0 | 0 | 0 | 0 | 0 | 0 | 0 | 0 | 0 | 0 | 0 | 0 | 0 | 0 | 0 | 0 | 0 | 0 | 0 | 0 | 0 | 0 | 0 | 0 | 0 | 0 | 0 | 0 | 0 | 0 | 0 | 0 | 0 | 0 | 0 |  |  | 0 | 0 | 0 | 0 | 0 | 0 | 0 | 0 | 0 | 0 | 0 | 0 | 0 | 0 | 0 | 0 | 0 | 0 | 0 | 0 | 0 | 0 | 0 | 0 | 0 | 0 | 0 | 0 | 0 | 0 | 0 | 0 | 0 | 0 | 0 | 0 |  | 0 | 0 | 0 | 0 | 0 | 0 | 0 | 0 | 0 | 0 | 0 | 0 | 0 | 0 | 0 | 0 | 0 | 0 | 0 | 0 | 0 | 0 | 0 | 0 | 0 | 0 | 0 | 0 | 0 | 0 | 0 | 0 | 0 | 0 | 0 | 0 |  |  | 1
| 479 | Bi-Annual Retailer Event Initiative | 0 | 0 | 0 | 0 | 0 | 0 | 0 | 0 | 0 | 0 | 0 | 0 | 0 | 0 | 0 | 0 | 0 | 0 | 0 | 0 | 0 | 0 | 0 | 0 | 0 | 0 | 0 | 0 | 0 | 0 | 0 | 0 | 0 | 0 | 0 | 0 |  | 0 | 0 | 0 | 0 | 0 | 0 | 0 | 0 | 0 | 0 | 0 | 0 | 0 | 0 | 0 | 0 | 0 | 0 | 0 | 0 | 0 | 0 | 0 | 0 | 0 | 0 | 0 | 0 | 0 | 0 | 0 | 0 | 0 | 0 | 0 | 0 |  |  | 0 | 0 | 0 | 0 | 0 | 0 | 0 | 0 | 0 | 0 | 0 | 0 | 0 | 0 | 0 | 0 | 0 | 0 | 0 | 0 | 0 | 0 | 0 | 0 | 0 | 0 | 0 | 0 | 0 | 0 | 0 | 0 | 0 | 0 | 0 | 0 |  | 0 | 0 | 0 | 0 | 0 | 0 | 0 | 0 | 0 | 0 | 0 | 0 | 0 | 0 | 0 | 0 | 0 | 0 | 0 | 0 | 0 | 0 | 0 | 0 | 0 | 0 | 0 | 0 | 0 | 0 | 0 | 0 | 0 | 0 | 0 | 0 |  |  | 1
| 480 | HVAC Incentives Initiative | 0 | 0 | 0 | 0 | 0 | 0 | 0 | 0 | 0 | 0 | 0 | 0 | 0 | 0 | 0 | 0 | 0 | 0 | 0 | 0 | 0 | 0 | 0 | 0 | 0 | 0 | 0 | 0 | 0 | 0 | 0 | 0 | 0 | 0 | 0 | 0 |  | 0 | 0 | 0 | 0 | 0 | 0 | 0 | 0 | 0 | 0 | 0 | 0 | 0 | 0 | 0 | 0 | 0 | 0 | 0 | 0 | 0 | 0 | 0 | 0 | 0 | 0 | 0 | 0 | 0 | 0 | 0 | 0 | 0 | 0 | 0 | 0 |  |  | 0 | 0 | 0 | 0 | 0 | 0 | 0 | 0 | 0 | 0 | 0 | 0 | 0 | 0 | 0 | 0 | 0 | 0 | 0 | 0 | 0 | 0 | 0 | 0 | 0 | 0 | 0 | 0 | 0 | 0 | 0 | 0 | 0 | 0 | 0 | 0 |  | 0 | 0 | 0 | 0 | 0 | 0 | 0 | 0 | 0 | 0 | 0 | 0 | 0 | 0 | 0 | 0 | 0 | 0 | 0 | 0 | 0 | 0 | 0 | 0 | 0 | 0 | 0 | 0 | 0 | 0 | 0 | 0 | 0 | 0 | 0 | 0 |  |  | 1
| 481 | Residential New Construction and Major Renovation Initiative | 0 | 0 | 0 | 0 | 0 | 0 | 0 | 0 | 0 | 0 | 0 | 0 | 0 | 0 | 0 | 0 | 0 | 0 | 0 | 0 | 0 | 0 | 0 | 0 | 0 | 0 | 0 | 0 | 0 | 0 | 0 | 0 | 0 | 0 | 0 | 0 |  | 0 | 0 | 0 | 0 | 0 | 0 | 0 | 0 | 0 | 0 | 0 | 0 | 0 | 0 | 0 | 0 | 0 | 0 | 0 | 0 | 0 | 0 | 0 | 0 | 0 | 0 | 0 | 0 | 0 | 0 | 0 | 0 | 0 | 0 | 0 | 0 |  |  | 0 | 0 | 0 | 0 | 0 | 0 | 0 | 0 | 0 | 0 | 0 | 0 | 0 | 0 | 0 | 0 | 0 | 0 | 0 | 0 | 0 | 0 | 0 | 0 | 0 | 0 | 0 | 0 | 0 | 0 | 0 | 0 | 0 | 0 | 0 | 0 |  | 0 | 0 | 0 | 0 | 0 | 0 | 0 | 0 | 0 | 0 | 0 | 0 | 0 | 0 | 0 | 0 | 0 | 0 | 0 | 0 | 0 | 0 | 0 | 0 | 0 | 0 | 0 | 0 | 0 | 0 | 0 | 0 | 0 | 0 | 0 | 0 |  |  | 1
| 482 | Energy Audit Initiative | 0 | 0 | 0 | 0 | 0 | 0 | 0 | 0 | 0 | 0 | 0 | 0 | 0 | 0 | 0 | 0 | 0 | 0 | 0 | 0 | 0 | 0 | 0 | 0 | 0 | 0 | 0 | 0 | 0 | 0 | 0 | 0 | 0 | 0 | 0 | 0 |  | 0 | 0 | 0 | 0 | 0 | 0 | 0 | 0 | 0 | 0 | 0 | 0 | 0 | 0 | 0 | 0 | 0 | 0 | 0 | 0 | 0 | 0 | 0 | 0 | 0 | 0 | 0 | 0 | 0 | 0 | 0 | 0 | 0 | 0 | 0 | 0 |  |  | 0 | 0 | 0 | 0 | 0 | 0 | 0 | 0 | 0 | 0 | 0 | 0 | 0 | 0 | 0 | 0 | 0 | 0 | 0 | 0 | 0 | 0 | 0 | 0 | 0 | 0 | 0 | 0 | 0 | 0 | 0 | 0 | 0 | 0 | 0 | 0 |  | 0 | 0 | 0 | 0 | 0 | 0 | 0 | 0 | 0 | 0 | 0 | 0 | 0 | 0 | 0 | 0 | 0 | 0 | 0 | 0 | 0 | 0 | 0 | 0 | 0 | 0 | 0 | 0 | 0 | 0 | 0 | 0 | 0 | 0 | 0 | 0 |  |  | 1
| 483 | Efficiency: Equipment Replacement Incentive Initiative | 0 | 0 | 0 | 0 | 0 | 0 | 0 | 0 | 0 | 0 | 0 | 0 | 0 | 0 | 0 | 0 | 0 | 0 | 0 | 0 | 0 | 0 | 0 | 0 | 0 | 0 | 0 | 0 | 0 | 0 | 0 | 0 | 0 | 0 | 0 | 0 |  | 0 | 0 | 0 | 0 | 0 | 0 | 0 | 0 | 0 | 0 | 0 | 0 | 0 | 0 | 0 | 0 | 0 | 0 | 0 | 0 | 0 | 0 | 0 | 0 | 0 | 0 | 0 | 0 | 0 | 0 | 0 | 0 | 0 | 0 | 0 | 0 |  |  | 0 | 0 | 0 | 0 | 0 | 0 | 0 | 0 | 0 | 0 | 0 | 0 | 0 | 0 | 0 | 0 | 0 | 0 | 0 | 0 | 0 | 0 | 0 | 0 | 0 | 0 | 0 | 0 | 0 | 0 | 0 | 0 | 0 | 0 | 0 | 0 |  | 0 | 0 | 0 | 0 | 0 | 0 | 0 | 0 | 0 | 0 | 0 | 0 | 0 | 0 | 0 | 0 | 0 | 0 | 0 | 0 | 0 | 0 | 0 | 0 | 0 | 0 | 0 | 0 | 0 | 0 | 0 | 0 | 0 | 0 | 0 | 0 |  |  | 1
| 484 | Direct Install Lighting and Water Heating Initiative | 0 | 0 | 0 | 0 | 0 | 0 | 0 | 0 | 0 | 0 | 0 | 0 | 0 | 0 | 0 | 0 | 0 | 0 | 0 | 0 | 0 | 0 | 0 | 0 | 0 | 0 | 0 | 0 | 0 | 0 | 0 | 0 | 0 | 0 | 0 | 0 |  | 0 | 0 | 0 | 0 | 0 | 0 | 0 | 0 | 0 | 0 | 0 | 0 | 0 | 0 | 0 | 0 | 0 | 0 | 0 | 0 | 0 | 0 | 0 | 0 | 0 | 0 | 0 | 0 | 0 | 0 | 0 | 0 | 0 | 0 | 0 | 0 |  |  | 0 | 0 | 0 | 0 | 0 | 0 | 0 | 0 | 0 | 0 | 0 | 0 | 0 | 0 | 0 | 0 | 0 | 0 | 0 | 0 | 0 | 0 | 0 | 0 | 0 | 0 | 0 | 0 | 0 | 0 | 0 | 0 | 0 | 0 | 0 | 0 |  | 0 | 0 | 0 | 0 | 0 | 0 | 0 | 0 | 0 | 0 | 0 | 0 | 0 | 0 | 0 | 0 | 0 | 0 | 0 | 0 | 0 | 0 | 0 | 0 | 0 | 0 | 0 | 0 | 0 | 0 | 0 | 0 | 0 | 0 | 0 | 0 |  |  | 1
| 485 | New Construction and Major Renovation Initiative | 0 | 0 | 0 | 0 | 0 | 0 | 0 | 0 | 0 | 0 | 0 | 0 | 0 | 0 | 0 | 0 | 0 | 0 | 0 | 0 | 0 | 0 | 0 | 0 | 0 | 0 | 0 | 0 | 0 | 0 | 0 | 0 | 0 | 0 | 0 | 0 |  | 0 | 0 | 0 | 0 | 0 | 0 | 0 | 0 | 0 | 0 | 0 | 0 | 0 | 0 | 0 | 0 | 0 | 0 | 0 | 0 | 0 | 0 | 0 | 0 | 0 | 0 | 0 | 0 | 0 | 0 | 0 | 0 | 0 | 0 | 0 | 0 |  |  | 0 | 0 | 0 | 0 | 0 | 0 | 0 | 0 | 0 | 0 | 0 | 0 | 0 | 0 | 0 | 0 | 0 | 0 | 0 | 0 | 0 | 0 | 0 | 0 | 0 | 0 | 0 | 0 | 0 | 0 | 0 | 0 | 0 | 0 | 0 | 0 |  | 0 | 0 | 0 | 0 | 0 | 0 | 0 | 0 | 0 | 0 | 0 | 0 | 0 | 0 | 0 | 0 | 0 | 0 | 0 | 0 | 0 | 0 | 0 | 0 | 0 | 0 | 0 | 0 | 0 | 0 | 0 | 0 | 0 | 0 | 0 | 0 |  |  | 1
| 486 | Existing Building Commissioning Incentive Initiative | 0 | 0 | 0 | 0 | 0 | 0 | 0 | 0 | 0 | 0 | 0 | 0 | 0 | 0 | 0 | 0 | 0 | 0 | 0 | 0 | 0 | 0 | 0 | 0 | 0 | 0 | 0 | 0 | 0 | 0 | 0 | 0 | 0 | 0 | 0 | 0 |  | 0 | 0 | 0 | 0 | 0 | 0 | 0 | 0 | 0 | 0 | 0 | 0 | 0 | 0 | 0 | 0 | 0 | 0 | 0 | 0 | 0 | 0 | 0 | 0 | 0 | 0 | 0 | 0 | 0 | 0 | 0 | 0 | 0 | 0 | 0 | 0 |  |  | 0 | 0 | 0 | 0 | 0 | 0 | 0 | 0 | 0 | 0 | 0 | 0 | 0 | 0 | 0 | 0 | 0 | 0 | 0 | 0 | 0 | 0 | 0 | 0 | 0 | 0 | 0 | 0 | 0 | 0 | 0 | 0 | 0 | 0 | 0 | 0 |  | 0 | 0 | 0 | 0 | 0 | 0 | 0 | 0 | 0 | 0 | 0 | 0 | 0 | 0 | 0 | 0 | 0 | 0 | 0 | 0 | 0 | 0 | 0 | 0 | 0 | 0 | 0 | 0 | 0 | 0 | 0 | 0 | 0 | 0 | 0 | 0 |  |  | 1
| 487 | Process and Systems Upgrades Initiatives - Project Incentive Initiative | 0 | 0 | 0 | 0 | 0 | 0 | 0 | 0 | 0 | 0 | 0 | 0 | 0 | 0 | 0 | 0 | 0 | 0 | 0 | 0 | 0 | 0 | 0 | 0 | 0 | 0 | 0 | 0 | 0 | 0 | 0 | 0 | 0 | 0 | 0 | 0 |  | 0 | 0 | 0 | 0 | 0 | 0 | 0 | 0 | 0 | 0 | 0 | 0 | 0 | 0 | 0 | 0 | 0 | 0 | 0 | 0 | 0 | 0 | 0 | 0 | 0 | 0 | 0 | 0 | 0 | 0 | 0 | 0 | 0 | 0 | 0 | 0 |  |  | 0 | 0 | 0 | 0 | 0 | 0 | 0 | 0 | 0 | 0 | 0 | 0 | 0 | 0 | 0 | 0 | 0 | 0 | 0 | 0 | 0 | 0 | 0 | 0 | 0 | 0 | 0 | 0 | 0 | 0 | 0 | 0 | 0 | 0 | 0 | 0 |  | 0 | 0 | 0 | 0 | 0 | 0 | 0 | 0 | 0 | 0 | 0 | 0 | 0 | 0 | 0 | 0 | 0 | 0 | 0 | 0 | 0 | 0 | 0 | 0 | 0 | 0 | 0 | 0 | 0 | 0 | 0 | 0 | 0 | 0 | 0 | 0 |  |  | 1
| 488 | Process and Systems Upgrades Initiatives - Energy Manager Initiative | 0 | 0 | 0 | 0 | 0 | 0 | 0 | 0 | 0 | 0 | 0 | 0 | 0 | 0 | 0 | 0 | 0 | 0 | 0 | 0 | 0 | 0 | 0 | 0 | 0 | 0 | 0 | 0 | 0 | 0 | 0 | 0 | 0 | 0 | 0 | 0 |  | 0 | 0 | 0 | 0 | 0 | 0 | 0 | 0 | 0 | 0 | 0 | 0 | 0 | 0 | 0 | 0 | 0 | 0 | 0 | 0 | 0 | 0 | 0 | 0 | 0 | 0 | 0 | 0 | 0 | 0 | 0 | 0 | 0 | 0 | 0 | 0 |  |  | 0 | 0 | 0 | 0 | 0 | 0 | 0 | 0 | 0 | 0 | 0 | 0 | 0 | 0 | 0 | 0 | 0 | 0 | 0 | 0 | 0 | 0 | 0 | 0 | 0 | 0 | 0 | 0 | 0 | 0 | 0 | 0 | 0 | 0 | 0 | 0 |  | 0 | 0 | 0 | 0 | 0 | 0 | 0 | 0 | 0 | 0 | 0 | 0 | 0 | 0 | 0 | 0 | 0 | 0 | 0 | 0 | 0 | 0 | 0 | 0 | 0 | 0 | 0 | 0 | 0 | 0 | 0 | 0 | 0 | 0 | 0 | 0 |  |  | 1
| 489 | Process and Systems Upgrades Initiatives - Monitoring and Targeting Initiative | 0 | 0 | 0 | 0 | 0 | 0 | 0 | 0 | 0 | 0 | 0 | 0 | 0 | 0 | 0 | 0 | 0 | 0 | 0 | 0 | 0 | 0 | 0 | 0 | 0 | 0 | 0 | 0 | 0 | 0 | 0 | 0 | 0 | 0 | 0 | 0 |  | 0 | 0 | 0 | 0 | 0 | 0 | 0 | 0 | 0 | 0 | 0 | 0 | 0 | 0 | 0 | 0 | 0 | 0 | 0 | 0 | 0 | 0 | 0 | 0 | 0 | 0 | 0 | 0 | 0 | 0 | 0 | 0 | 0 | 0 | 0 | 0 |  |  | 0 | 0 | 0 | 0 | 0 | 0 | 0 | 0 | 0 | 0 | 0 | 0 | 0 | 0 | 0 | 0 | 0 | 0 | 0 | 0 | 0 | 0 | 0 | 0 | 0 | 0 | 0 | 0 | 0 | 0 | 0 | 0 | 0 | 0 | 0 | 0 |  | 0 | 0 | 0 | 0 | 0 | 0 | 0 | 0 | 0 | 0 | 0 | 0 | 0 | 0 | 0 | 0 | 0 | 0 | 0 | 0 | 0 | 0 | 0 | 0 | 0 | 0 | 0 | 0 | 0 | 0 | 0 | 0 | 0 | 0 | 0 | 0 |  |  | 1
| 490 | Low Income Initiative | 0 | 0 | 0 | 0 | 0 | 0 | 0 | 0 | 0 | 0 | 0 | 0 | 0 | 0 | 0 | 0 | 0 | 0 | 0 | 0 | 0 | 0 | 0 | 0 | 0 | 0 | 0 | 0 | 0 | 0 | 0 | 0 | 0 | 0 | 0 | 0 |  | 0 | 0 | 0 | 0 | 0 | 0 | 0 | 0 | 0 | 0 | 0 | 0 | 0 | 0 | 0 | 0 | 0 | 0 | 0 | 0 | 0 | 0 | 0 | 0 | 0 | 0 | 0 | 0 | 0 | 0 | 0 | 0 | 0 | 0 | 0 | 0 |  |  | 0 | 0 | 0 | 0 | 0 | 0 | 0 | 0 | 0 | 0 | 0 | 0 | 0 | 0 | 0 | 0 | 0 | 0 | 0 | 0 | 0 | 0 | 0 | 0 | 0 | 0 | 0 | 0 | 0 | 0 | 0 | 0 | 0 | 0 | 0 | 0 |  | 0 | 0 | 0 | 0 | 0 | 0 | 0 | 0 | 0 | 0 | 0 | 0 | 0 | 0 | 0 | 0 | 0 | 0 | 0 | 0 | 0 | 0 | 0 | 0 | 0 | 0 | 0 | 0 | 0 | 0 | 0 | 0 | 0 | 0 | 0 | 0 |  |  | 1
| 491 | Aboriginal Conservation Program | 0 | 0 | 0 | 0 | 0 | 0 | 0 | 0 | 0 | 0 | 0 | 0 | 0 | 0 | 0 | 0 | 0 | 0 | 0 | 0 | 0 | 0 | 0 | 0 | 0 | 0 | 0 | 0 | 0 | 0 | 0 | 0 | 0 | 0 | 0 | 0 |  | 0 | 0 | 0 | 0 | 0 | 0 | 0 | 0 | 0 | 0 | 0 | 0 | 0 | 0 | 0 | 0 | 0 | 0 | 0 | 0 | 0 | 0 | 0 | 0 | 0 | 0 | 0 | 0 | 0 | 0 | 0 | 0 | 0 | 0 | 0 | 0 |  |  | 0 | 0 | 0 | 0 | 0 | 0 | 0 | 0 | 0 | 0 | 0 | 0 | 0 | 0 | 0 | 0 | 0 | 0 | 0 | 0 | 0 | 0 | 0 | 0 | 0 | 0 | 0 | 0 | 0 | 0 | 0 | 0 | 0 | 0 | 0 | 0 |  | 0 | 0 | 0 | 0 | 0 | 0 | 0 | 0 | 0 | 0 | 0 | 0 | 0 | 0 | 0 | 0 | 0 | 0 | 0 | 0 | 0 | 0 | 0 | 0 | 0 | 0 | 0 | 0 | 0 | 0 | 0 | 0 | 0 | 0 | 0 | 0 |  |  | 1
| 492 | Program Enabled Savings | 0 | 0 | 0 | 0 | 0 | 0 | 0 | 0 | 0 | 0 | 0 | 0 | 0 | 0 | 0 | 0 | 0 | 0 | 0 | 0 | 0 | 0 | 0 | 0 | 0 | 0 | 0 | 0 | 0 | 0 | 0 | 0 | 0 | 0 | 0 | 0 |  | 0 | 0 | 0 | 0 | 0 | 0 | 0 | 0 | 0 | 0 | 0 | 0 | 0 | 0 | 0 | 0 | 0 | 0 | 0 | 0 | 0 | 0 | 0 | 0 | 0 | 0 | 0 | 0 | 0 | 0 | 0 | 0 | 0 | 0 | 0 | 0 |  |  | 0 | 0 | 0 | 0 | 0 | 0 | 0 | 0 | 0 | 0 | 0 | 0 | 0 | 0 | 0 | 0 | 0 | 0 | 0 | 0 | 0 | 0 | 0 | 0 | 0 | 0 | 0 | 0 | 0 | 0 | 0 | 0 | 0 | 0 | 0 | 0 |  | 0 | 0 | 0 | 0 | 0 | 0 | 0 | 0 | 0 | 0 | 0 | 0 | 0 | 0 | 0 | 0 | 0 | 0 | 0 | 0 | 0 | 0 | 0 | 0 | 0 | 0 | 0 | 0 | 0 | 0 | 0 | 0 | 0 | 0 | 0 | 0 |  |  | 1
| Subtotal: 2017 Verified 2017 Results |  | 0 | 0 | 29309991 | 26208349 | 26208349 | 26208349 | 26204528 | 25629466 | 25629466 | 25629346 | 25588384 | 25527019 | 23808025 | 23687294 | 14598570 | 13245640 | 11269401 | 10343477 | 4025871 | 1826904 | 1774387 | 91929 | 41652 | 41652 | 41407 | 33470 | 29361 | 22047 | 12859 | 12859 | 643 | 0 | 0 | 0 | 0 | 0 |  | 0 | 0 | 3179 | 2954 | 2954 | 2954 | 2953 | 2860 | 2860 | 2860 | 2860 | 2855 | 2573 | 2548 | 1679 | 1424 | 1138 | 1056 | 633 | 486 | 455 | 34 | 12 | 12 | 12 | 10 | 9 | 7 | 4 | 4 | 0 | 0 | 0 | 0 | 0 | 0 |  |  | 0 | 0 | 31469566 | 27467719 | 27467719 | 27467719 | 27463839 | 26957298 | 26957298 | 26957162 | 26921056 | 26858811 | 25126297 | 25015551 | 17011903 | 15712763 | 13707715 | 12636758 | 4320748 | 1479101 | 1411246 | 95230 | 49666 | 49666 | 49445 | 39967 | 35061 | 26327 | 15355 | 15355 | 767 | 0 | 0 | 0 | 0 | 0 |  | 0 | 0 | 3187 | 2905 | 2905 | 2905 | 2905 | 2821 | 2821 | 2821 | 2821 | 2816 | 2526 | 2503 | 1727 | 1514 | 1243 | 1155 | 597 | 407 | 360 | 34 | 15 | 15 | 15 | 12 | 11 | 8 | 5 | 5 | 0 | 0 | 0 | 0 | 0 | 0
| Total |  | 18579916 | 40657468 | 69964414 | 67278076 | 67248654 | 67021244 | 67006078 | 66430253 | 66314986 | 64657281 | 59859438 | 58661319 | 49120735 | 43230800 | 33654561 | 29921645 | 25229826 | 21650410 | 13297454 | 8757826 | 5631636 | 475715 | 425438 | 425438 | 425193 | 417256 | 413147 | 405833 | 12859 | 12859 | 643 | 0 | 0 | 0 | 0 | 0 |  | 3838 | 7426 | 10603 | 10548 | 10544 | 10485 | 10481 | 10388 | 10360 | 10066 | 9181 | 8987 | 7121 | 6349 | 5372 | 4817 | 4157 | 3895 | 3218 | 1882 | 1057 | 128 | 106 | 106 | 106 | 104 | 103 | 101 | 4 | 4 | 0 | 0 | 0 | 0 | 0 | 0 |  |  | 14906453 | 34345249 | 65811771 | 62138770 | 62124514 | 61955225 | 61941709 | 61433951 | 61336328 | 60090601 | 56416510 | 55443101 | 47501548 | 42787613 | 34355145 | 31013049 | 26346030 | 22142216 | 11492211 | 7328950 | 4606831 | 341577 | 296013 | 296013 | 295792 | 286314 | 281408 | 272674 | 15355 | 15355 | 767 | 0 | 0 | 0 | 0 | 0 |  | 2741 | 5675 | 8863 | 8713 | 8719 | 8675 | 8674 | 8590 | 8568 | 8347 | 7681 | 7527 | 5981 | 5361 | 4488 | 4035 | 3447 | 3151 | 2377 | 1503 | 850 | 95 | 76 | 76 | 76 | 73 | 72 | 69 | 5 | 5 | 0 | 0 | 0 | 0 | 0 | 0

## 2019 P&C Report
[33 empty] | ^ By Month |  | Count (Incremental) | [27 empty] | ^ By Month |  | Energy Savings (Incremental) | [27 empty] | ^ By Month |  | Energy Savings (Persisiting to 2020) | [13 empty] | ^ By Month | [13 empty] | ^ By Month |  |  | Spending (Year to Date) | [15 empty] | ^ By Year | [15 empty] | ^ By Year | [15 empty] | ^ By Year | Spending (Program to Date) |  |  |  | Cost Effectiveness (Year to Date) |  |  |  | Cost Effectiveness (Prorgram to Date)
| Burlington Hydro Inc. |  | 2019 CDM Plan Forecast |  | 6-year CDM Plan Forecast | [170 empty] | Year to Date Cost Effectiveness (2017 Verified) |  |  |  | Program to Date Cost Effectiveness (2015-2017 Verified)
| As of: | 2019-04-15 | % kWh Target | % Budget Spent | % kWh Target | % Budget Spent | Unit | 2015 Verified | Verified adjustments to 2015 in 2016 | Verified adjustments to 2015 in 2017 | Unverified adjustments to 2015 | 2015 Year to Date | 2016 Verified | Verified adjustments to 2016 in 2017 | 2016 Unverified | 2016 Year to Date | 2017 Verified | 2017 Unverified Year to Date | 2017 Year to Date | 2018 Unverified Year to Date | 2019-01-01 | 2019-02-01 | 2019-03-01 | 2019-04-01 | 2019-05-01 | 2019-06-01 | 2019-07-01 | 2019-08-01 | 2019-09-01 | 2019-10-01 | 2019-11-01 | 2019-12-01 | 2019 Unverified Year to Date | Program to Date |  | YTD | PTD | 2015 Verified | Verified Adjustments to 2015 in 2016 | Verified Adjustments to 2015 in 2017 | Unverified Adjustments to 2015 | 2015 Year to Date | 2016 Verified | Verified Adjustments to 2016 in 2017 | 2016 Unverified | 2016 Year to Date | 2017 Verified | 2017 Unverified Year to Date | 2017 Year to Date | 2018 Unverified Year to Date | 2019-01-01 | 2019-02-01 | 2019-03-01 | 2019-04-01 | 2019-05-01 | 2019-06-01 | 2019-07-01 | 2019-08-01 | 2019-09-01 | 2019-10-01 | 2019-11-01 | 2019-12-01 | 2019 Unverified Year to Date | Program to Date |  | YTD | PTD | 2015 Verified | Verified Adjustments to 2015 in 2016 | Verified Adjustments to 2015 in 2017 | Unverified Adjustments to 2015 | 2015 Year to Date | 2016 Verified | Verified Adjustments to 2016 in 2017 | 2016 Unverified | 2016 Year to Date | 2017 Verified | 2017 Unverified Year to Date | 2017 Year to Date | 2018 Unverified Year to Date | 2019-01-01 | 2019-02-01 | 2019-03-01 | 2019-04-01 | 2019-05-01 | 2019-06-01 | 2019-07-01 | 2019-08-01 | 2019-09-01 | 2019-10-01 | 2019-11-01 | 2019-12-01 | 2019 Unverified Year to Date | Program to Date |  | 2019 | 2019-01-01 | 2019-02-01 | 2019-03-01 | 2019-04-01 | 2019-05-01 | 2019-06-01 | 2019-07-01 | 2019-08-01 | 2019-09-01 | 2019-10-01 | 2019-11-01 | 2019-12-01 | 2019 Year to Date | 2019 | 2019-01-01 | 2019-02-01 | 2019-03-01 | 2019-04-01 | 2019-05-01 | 2019-06-01 | 2019-07-01 | 2019-08-01 | 2019-09-01 | 2019-10-01 | 2019-11-01 | 2019-12-01 | 2019 Year to Date | 2019 | 2019 Year to Date |  | Framework | 2015 Verified | Verified Adjustments to 2015 in 2016 | Verified Adjustments to 2015 in 2017 | Unverified Adjustments to 2015 | 2015 Year to Date | 2016 Verified | Verified Adjustments to 2016 in 2017 | 2016 Unverified | 2016 Year to Date | 2017 Verified | 2017 Unverified Year to Date | 2017 Year to Date | 2018 Unverified Year to Date | 2019 Unverified Year to Date | Program to Date | Framework | 2015 Verified | Verified Adjustments to 2015 in 2016 | Verified Adjustments to 2015 in 2017 | Unverified Adjustments to 2015 | 2015 Year to Date | 2016 Verified | Verified Adjustments to 2016 in 2017 | 2016 Unverified | 2016 Year to Date | 2017 Verified | 2017 Unverified Year to Date | 2017 Year to Date | 2018 Unverified Year to Date | 2019 Unverified Year to Date | Program to Date | Framework | 2015 Verified | Verified Adjustments to 2015 in 2016 | Verified Adjustments to 2015 in 2017 | Unverified Adjustments to 2015 | 2015 Year to Date | 2016 Verified | Verified Adjustments to 2016 in 2017 | 2016 Unverified | 2016 Year to Date | 2017 Verified | 2017 Unverified Year to Date | 2017 Year to Date | 2018 Unverified Year to Date | 2019 Unverified Year to Date | Program to Date |  | TRC | PAC | LUEC ($/kWh) |  | TRC | PAC | LUEC ($/kWh)
|  | Program | [5 empty] | Count | Count | Count | Count | Count | Count | Count | Count | Count | Count | Count | Count | Count | Count | Count | Count | Count | Count | Count | Count | Count | Count | Count | Count | Count | Count | Count |  | % Total | % Total | kWh | kWh | kWh | kWh | kWh | kWh | kWh | kWh | kWh | kWh | kWh | kWh | kWh | kWh | kWh | kWh | kWh | kWh | kWh | kWh | kWh | kWh | kWh | kWh | kWh | kWh | kWh |  | % Total | % Total | kWh | kWh | kWh | kWh | kWh | kWh | kWh | kWh | kWh | kWh | kWh | kWh | kWh | kWh | kWh | kWh | kWh | kWh | kWh | kWh | kWh | kWh | kWh | kWh | kWh | kWh | kWh |  | Incentive Budget | $ | $ | $ | $ | $ | $ | $ | $ | $ | $ | $ | $ | Incentive Actual | Admin Budget | $ | $ | $ | $ | $ | $ | $ | $ | $ | $ | $ | $ | Admin Actual | Total Budget | Total Actual |  | Incentive Budget | Incentive Actual | Incentive Actual | Incentive Actual | Incentive Actual | Incentive Actual | Incentive Actual | Incentive Actual | Incentive Actual | Incentive Actual | Incentive Actual | Incentive Actual | Incentive Actual | Incentive Actual | Incentive Actual | Incentive Actual | Admin Budget | Admin Actual | Admin Actual | Admin Actual | Admin Actual | Admin Actual | Admin Actual | Admin Actual | Admin Actual | Admin Actual | Admin Actual | Admin Actual | Admin Actual | Admin Actual | Admin Actual | Admin Actual | Total Budget | Total Actual | Total Actual | Total Actual | Total Actual | Total Actual | Total Actual | Total Actual | Total Actual | Total Actual | Total Actual | Total Actual | Total Actual | Total Actual | Total Actual | Total Actual
| Residential (Province-Wide) | Save on Energy Coupon Program | 0% | 19.28% | 166.2% | 124.2% | Measures | 0 | 0 | 0 | 0 | 0 | 266869.4838 | 24139.0503 | 0 | 291008.5342 | 382610.1561 | 32370.2078 | 414980.3639 | 0 | 0 | 0 | 0 | 0 | 0 | 0 | 0 | 0 | 0 | 0 | 0 | 0 | 0 | 705988.8981 |  | 0% | 21.09% | 0 | 0 | 0 | 0 | 0 | 5654090.5232 | 514682.2674 | 0 | 6168772.7907 | 11745898.7248 | 6980.5638 | 11752879.2886 | 0 | 0 | 0 | 0 | 0 | 0 | 0 | 0 | 0 | 0 | 0 | 0 | 0 | 0 | 17921652.0792 |  | 0% | 19.31% | 0 | 0 | 0 | 0 | 0 | 5654090.5232 | 514682.2674 | 0 | 6168772.7907 | 9380420.6509 | 6923.1791 | 9387343.83 | 0 | 0 | 0 | 0 | 0 | 0 | 0 | 0 | 0 | 0 | 0 | 0 | 0 | 0 | 15556116.6206 |  | 267209.37 | 0 | 0 | 0 | 0 | 0 | 0 | 0 | 0 | 0 | 0 | 0 | 0 | 0 | 85189.19 | 534.6 | 0 | 67401.5 | 0 | 0 | 0 | 0 | 0 | 0 | 0 | 0 | 0 | 67936.1 | 352398.56 | 67936.1 |  | 1336046.85 | 0 | 0 | 0 | 0 | 0 | 346583.76 | 0 | 0 | 346583.76 | 1324086.62 | 0 | 1324086.62 | 77384.37 | 0 | 1748054.76 | 387287.88 | 0 | 9126.6 | 0 | 0 | 9126.6 | 82559.45 | 0 | 0 | 82559.45 | 191326.25 | 0 | 191326.25 | 41837.71 | 67936.1 | 392786.12 | 1723334.73 | 0 | 9126.6 | 0 | 0 | 9126.6 | 429143.21 | 0 | 0 | 429143.21 | 1515412.88 | 0 | 1515412.88 | 119222.09 | 67936.1 | 2140840.87
|  | Save on Energy Heating and Cooling Program | 0% | 13.01% | 109.2% | 52.09% | Equipment | 0 | 0 | 0 | 0 | 0 | 3047 | 11 | 0 | 3058 | 1368 | 121 | 1489 | 675 | 0 | 0 | 0 | 0 | 0 | 0 | 0 | 0 | 0 | 0 | 0 | 0 | 0 | 5222 |  | 0% | 3.907% | 0 | 0 | 0 | 0 | 0 | 1580253.2 | 9726.6 | 0 | 1589979.8 | 1231687.273 | 77469.0829 | 1309156.3559 | 421298.9093 | 0 | 0 | 0 | 0 | 0 | 0 | 0 | 0 | 0 | 0 | 0 | 0 | 0 | 3320435.0652 |  | 0% | 4.122% | 0 | 0 | 0 | 0 | 0 | 1580253.2 | 9726.6 | 0 | 1589979.8 | 1231687.273 | 77469.0829 | 1309156.3559 | 421298.9093 | 0 | 0 | 0 | 0 | 0 | 0 | 0 | 0 | 0 | 0 | 0 | 0 | 0 | 3320435.0652 |  | 710028.8 | 22950 | 22600 | 16800 | 0 | 0 | 0 | 0 | 0 | 0 | 0 | 0 | 0 | 62350 | 40879.27 | 2082.6 | 1602 | 31640.44 | 0 | 0 | 0 | 0 | 0 | 0 | 0 | 0 | 0 | 35325.04 | 750908.07 | 97675.04 |  | 3633158.4 | 0 | 0 | 0 | 0 | 0 | 767550 | 0 | 0 | 767550 | 797700 | 0 | 797700 | 165400 | 62350 | 1793000 | 181828.17 | 0 | 7431.26 | 0 | 0 | 7431.26 | 56144.31 | 0 | 0 | 56144.31 | 53431.5 | 0 | 53431.5 | 41874.22 | 35325.04 | 194206.33 | 3814986.57 | 0 | 7431.26 | 0 | 0 | 7431.26 | 823694.31 | 0 | 0 | 823694.31 | 851131.5 | 0 | 851131.5 | 207274.22 | 97675.04 | 1987206.33
|  | Save on Energy Home Assistance Program | 0% | 22.16% | 54.07% | 31.07% | Homes | 0 | 0 | 0 | 4 | 4 | 0 | 0 | 2 | 2 | 7 | 0 | 7 | 0 | 0 | 0 | 0 | 0 | 0 | 0 | 0 | 0 | 0 | 0 | 0 | 0 | 0 | 13 |  | 0% | 0.01379% | 0 | 0 | 0 | 3544.5144 | 3544.5144 | 0 | 0 | 2561.0451 | 2561.0451 | 5609.6671 | 0 | 5609.6671 | 0 | 0 | 0 | 0 | 0 | 0 | 0 | 0 | 0 | 0 | 0 | 0 | 0 | 0 | 11715.2266 |  | 0% | 0.01342% | 0 | 0 | 0 | 3018.446 | 3018.446 | 0 | 0 | 2180.9409 | 2180.9409 | 5609.6671 | 0 | 5609.6671 | 0 | 0 | 0 | 0 | 0 | 0 | 0 | 0 | 0 | 0 | 0 | 0 | 0 | 0 | 10809.054 |  | 4801.92 | 0 | 0 | 4046.5 | 0 | 0 | 0 | 0 | 0 | 0 | 0 | 0 | 0 | 4046.5 | 13458.79 | 0 | 0 | 0 | 0 | 0 | 0 | 0 | 0 | 0 | 0 | 0 | 0 | 0 | 18260.71 | 4046.5 |  | 19207.68 | 0 | 0 | 0 | 0 | 0 | 0 | 0 | 0 | 0 | 4037.21 | 0 | 4037.21 | 0 | 4046.5 | 8083.71 | 65192.21 | 0 | 61.88 | 0 | 0 | 61.88 | 4287.18 | 0 | 0 | 4287.18 | 13781.45 | 0 | 13781.45 | 6 | 0 | 18136.51 | 84399.89 | 0 | 61.88 | 0 | 0 | 61.88 | 4287.18 | 0 | 0 | 4287.18 | 17818.66 | 0 | 17818.66 | 6 | 4046.5 | 26220.22
|  | Save on Energy Instant Discount Program |  |  |  |  | Measures | 0 | 0 | 0 | 0 | 0 | 0 | 0 | 0 | 0 | 161884.8524 | 42448.7496 | 204333.602 | 215660.8692 | 0 | 0 | 0 | 0 | 0 | 0 | 0 | 0 | 0 | 0 | 0 | 0 | 0 | 419994.4713 |  | 0% | 9.969% | 0 | 0 | 0 | 0 | 0 | 0 | 0 | 0 | 0 | 5930307.6564 | 0 | 5930307.6564 | 2541832.8495 | 0 | 0 | 0 | 0 | 0 | 0 | 0 | 0 | 0 | 0 | 0 | 0 | 0 | 8472140.5059 |  | 0% | 8.462% | 0 | 0 | 0 | 0 | 0 | 0 | 0 | 0 | 0 | 4294660.4148 | 0 | 4294660.4148 | 2520937.3562 | 0 | 0 | 0 | 0 | 0 | 0 | 0 | 0 | 0 | 0 | 0 | 0 | 0 | 6815597.771 |  | 0 | 31595.73 | 5.72 | 0 | 0 | 0 | 0 | 0 | 0 | 0 | 0 | 0 | 0 | 31601.45 | 0 | 1323.1 | 0.14 | 0 | 0 | 0 | 0 | 0 | 0 | 0 | 0 | 0 | 0 | 1323.24 | 0 | 32924.68 |  | 0 | 0 | 0 | 0 | 0 | 0 | 0 | 0 | 0 | 0 | 204043.68 | 0 | 204043.68 | 488081.79 | 31601.45 | 723726.91 | 0 | 0 | 0 | 0 | 0 | 0 | 0 | 0 | 0 | 0 | 9554.89 | 0 | 9554.89 | 19325.53 | 1323.24 | 30203.66 | 0 | 0 | 0 | 0 | 0 | 0 | 0 | 0 | 0 | 0 | 213598.57 | 0 | 213598.57 | 507407.32 | 32924.68 | 753930.57
|  | Save on Energy New Construction Program | 0% | 25.75% | 0% | 13.24% | Projects | 0 | 0 | 0 | 0 | 0 | 0 | 0 | 0 | 0 | 0 | 0 | 0 | 0 | 0 | 0 | 0 | 0 | 0 | 0 | 0 | 0 | 0 | 0 | 0 | 0 | 0 | 0 |  | 0% | 0% | 0 | 0 | 0 | 0 | 0 | 0 | 0 | 0 | 0 | 0 | 0 | 0 | 0 | 0 | 0 | 0 | 0 | 0 | 0 | 0 | 0 | 0 | 0 | 0 | 0 | 0 | 0 |  | 0% | 0% | 0 | 0 | 0 | 0 | 0 | 0 | 0 | 0 | 0 | 0 | 0 | 0 | 0 | 0 | 0 | 0 | 0 | 0 | 0 | 0 | 0 | 0 | 0 | 0 | 0 | 0 | 0 |  | 111150 | 0 | 0 | 0 | 0 | 0 | 0 | 0 | 0 | 0 | 0 | 0 | 0 | 0 | 10228.84 | 534.6 | 0 | 30722.44 | 0 | 0 | 0 | 0 | 0 | 0 | 0 | 0 | 0 | 31257.04 | 121378.84 | 31257.04 |  | 370500 | 0 | 0 | 0 | 0 | 0 | 0 | 0 | 0 | 0 | 0 | 0 | 0 | 0 | 0 | 0 | 33757.55 | 188.78 | 428.83 | 0 | 0 | 617.61 | 4255.12 | 0 | 0 | 4255.12 | 3238.82 | 0 | 3238.82 | 14148.45 | 31257.04 | 53517.04 | 404257.55 | 188.78 | 428.83 | 0 | 0 | 617.61 | 4255.12 | 0 | 0 | 4255.12 | 3238.82 | 0 | 3238.82 | 14148.45 | 31257.04 | 53517.04
|  | Save on Energy Smart Thermostat Program |  |  |  |  | Equipment |  |  | 0 |  |  |  | 0 |  |  | 0 | 75 | 75 | 397 | 0 | 0 | 0 | 0 | 0 | 0 | 0 | 0 | 0 | 0 | 0 | 0 | 0 | 472 |  | 0% | 0.2167% | 0 | 0 | 0 | 0 | 0 | 0 | 0 | 0 | 0 | 0 | 29257.5 | 29257.5 | 154869.7 | 0 | 0 | 0 | 0 | 0 | 0 | 0 | 0 | 0 | 0 | 0 | 0 | 0 | 184127.2 |  | 0% | 0.2286% | 0 | 0 | 0 | 0 | 0 | 0 | 0 | 0 | 0 | 0 | 29257.5 | 29257.5 | 154869.7 | 0 | 0 | 0 | 0 | 0 | 0 | 0 | 0 | 0 | 0 | 0 | 0 | 0 | 184127.2 |  | 0 | 22850 | 0 | 0 | 0 | 0 | 0 | 0 | 0 | 0 | 0 | 0 | 0 | 22850 | 0 | 2285 | 0 | 0 | 0 | 0 | 0 | 0 | 0 | 0 | 0 | 0 | 0 | 2285 | 0 | 25135 |  | 0 | 0 | 0 | 0 | 0 | 0 | 0 | 0 | 0 | 0 | 0 | 0 | 0 | 750 | 22850 | 23600 | 0 | 0 | 0 | 0 | 0 | 0 | 0 | 0 | 0 | 0 | 0 | 0 | 0 | 75 | 2285 | 2360 | 0 | 0 | 0 | 0 | 0 | 0 | 0 | 0 | 0 | 0 | 0 | 0 | 0 | 825 | 25135 | 25960
|  | Save on Energy Whole Home Program |  |  |  |  | Homes | 0 | 0 | 0 | 0 | 0 | 0 | 0 | 0 | 0 | 283 | 0 | 283 | 0 | 0 | 0 | 0 | 0 | 0 | 0 | 0 | 0 | 0 | 0 | 0 | 0 | 0 | 283 |  | 0% | 0.2209% | 0 | 0 | 0 | 0 | 0 | 0 | 0 | 0 | 0 | 187706.15 | 0 | 187706.15 | 0 | 0 | 0 | 0 | 0 | 0 | 0 | 0 | 0 | 0 | 0 | 0 | 0 | 0 | 187706.15 |  | 0% | 0.233% | 0 | 0 | 0 | 0 | 0 | 0 | 0 | 0 | 0 | 187706.15 | 0 | 187706.15 | 0 | 0 | 0 | 0 | 0 | 0 | 0 | 0 | 0 | 0 | 0 | 0 | 0 | 0 | 187706.15 |  | 0 | 0 | 0 | 0 | 0 | 0 | 0 | 0 | 0 | 0 | 0 | 0 | 0 | 0 | 0 | 0 | 0 | 0 | 0 | 0 | 0 | 0 | 0 | 0 | 0 | 0 | 0 | 0 | 0 | 0 |  | 0 | 0 | 0 | 0 | 0 | 0 | 0 | 0 | 0 | 0 | 0 | 0 | 0 | 0 | 0 | 0 | 0 | 0 | 0 | 0 | 0 | 0 | 0 | 0 | 0 | 0 | 0 | 0 | 0 | 0 | 0 | 0 | 0 | 0 | 0 | 0 | 0 | 0 | 0 | 0 | 0 | 0 | 0 | 0 | 0 | 0 | 0 | 0
|  | Residential Programs Total | 0% | 20.84% | 202.3% | 82.76% | [5 empty] | 0 |  |  |  | 0 | [19 empty] | 0% | 35.42% | 0 | 0 | 0 | 3544.5144 | 3544.5144 | 7234343.7232 | 524408.8674 | 2561.0451 | 7761313.6358 | 19101209.4713 | 113707.1467 | 19214916.6179 | 3118001.4588 | 0 | 0 | 0 | 0 | 0 | 0 | 0 | 0 | 0 | 0 | 0 | 0 | 0 | 30097776.227 |  | 0% | 32.37% | 0 | 0 | 0 | 3018.446 | 3018.446 | 7234343.7232 | 524408.8674 | 2180.9409 | 7760933.5315 | 15100084.1558 | 113649.762 | 15213733.9177 | 3097105.9655 | 0 | 0 | 0 | 0 | 0 | 0 | 0 | 0 | 0 | 0 | 0 | 0 | 0 | 26074791.8608 |  | 1093190.09 | 77395.73 | 22605.72 | 20846.5 | 0 | 0 | 0 | 0 | 0 | 0 | 0 | 0 | 0 | 120847.95 | 149756.09 | 6759.9 | 1602.14 | 129764.38 | 0 | 0 | 0 | 0 | 0 | 0 | 0 | 0 | 0 | 138126.42 | 1242946.18 | 258974.36 |  | 5358912.93 | 0 | 0 | 0 | 0 | 0 | 1114133.76 | 0 | 0 | 1114133.76 | 2329867.51 | 0 | 2329867.51 | 731616.16 | 120847.95 | 4296465.38 | 668065.81 | 188.78 | 17048.56 | 0 | 0 | 17237.34 | 147246.06 | 0 | 0 | 147246.06 | 271332.91 | 0 | 271332.91 | 117266.92 | 138126.42 | 691209.65 | 6026978.74 | 188.78 | 17048.56 | 0 | 0 | 17237.34 | 1261379.82 | 0 | 0 | 1261379.82 | 2601200.42 | 0 | 2601200.42 | 848883.08 | 258974.36 | 4987675.03
| Non-Residential (Province-Wide) | Save on Energy Audit Funding Program | 0% | 102.2% | 33.47% | 54.6% | Audits | 0 | 3 | 0 | 0 | 3 | 1 | 5 | 1 | 7 | 5 | 2 | 7 | 3 | 0 | 0 | 0 | 0 | 0 | 0 | 0 | 0 | 0 | 0 | 0 | 0 | 0 | 20 |  | 0% | 0.6901% | 0 | 233500.9445 | 0 | 0 | 233500.9445 | 13142.6405 | 13142.6405 | 0 | 26285.2811 | 326668.3483 | 0 | 326668.3483 | 0 | 0 | 0 | 0 | 0 | 0 | 0 | 0 | 0 | 0 | 0 | 0 | 0 | 0 | 586454.5739 |  | 0% | 0.7281% | 0 | 233500.9445 | 0 | 0 | 233500.9445 | 13142.6405 | 13142.6405 | 0 | 26285.2811 | 326668.3483 | 0 | 326668.3483 | 0 | 0 | 0 | 0 | 0 | 0 | 0 | 0 | 0 | 0 | 0 | 0 | 0 | 0 | 586454.5739 |  | 30000 | 0 | 0 | 3750 | 0 | 0 | 0 | 0 | 0 | 0 | 0 | 0 | 0 | 3750 | 46120.89 | 2440.85 | 0 | 71601.1 | 0 | 0 | 0 | 0 | 0 | 0 | 0 | 0 | 0 | 74041.95 | 76120.89 | 77791.95 |  | 150000 | 0 | 0 | 0 | 0 | 0 | 13767.5 | 0 | 0 | 13767.5 | 32098.85 | 0 | 32098.85 | 17291.55 | 3750 | 66907.9 | 192093.32 | 1417.94 | 2116.98 | 0 | 0 | 3534.92 | 8437.13 | 0 | 0 | 8437.13 | 13829.02 | 0 | 13829.02 | 20028.12 | 74041.95 | 119871.14 | 342093.32 | 1417.94 | 2116.98 | 0 | 0 | 3534.92 | 22204.63 | 0 | 0 | 22204.63 | 45927.87 | 0 | 45927.87 | 37319.67 | 77791.95 | 186779.04
|  | Save on Energy Retrofit Program | 4.014% | 16.77% | 59.04% | 42.93% | Projects | 7 | 46 | 5 | 1 | 59 | 167 | 112 | 28 | 307 | 158 | 121 | 279 | 159 | 2 | 0 | 1 | 0 | 0 | 0 | 0 | 0 | 0 | 0 | 0 | 0 | 3 | 807 |  | 32.86% | 38.67% | 61249.8241 | 994636.9146 | -32921.6366 | -42862.3432 | 980102.7589 | 4382289.3873 | 4132807.8375 | 66506.715 | 8581603.9398 | 10695648.9488 | 2484653.9653 | 13180302.9141 | 9656485.063 | 442960.2996 | 0 | 20263.1293 | 0 | 0 | 0 | 0 | 0 | 0 | 0 | 0 | 0 | 463223.4289 | 32861718.1046 |  | 33.95% | 41.15% | 61249.8241 | 986489.5037 | -24638.0256 | -42649.2448 | 980452.0575 | 4258689.1134 | 4589075.3416 | 66177.8323 | 8913942.2874 | 10705517.7368 | 2472367.0927 | 13177884.8295 | 9608732.7388 | 442960.2996 | 0 | 20263.1293 | 0 | 0 | 0 | 0 | 0 | 0 | 0 | 0 | 0 | 463223.4289 | 33144235.3421 |  | 1744467.02 | 8784.33 | 44563.8 | 288680.78 | 0 | 0 | 0 | 0 | 0 | 0 | 0 | 0 | 0 | 342028.91 | 1269545.79 | 15996.03 | 0 | 147356.87 | 0 | 0 | 0 | 0 | 0 | 0 | 0 | 0 | 0 | 163352.9 | 3014012.81 | 505381.81 |  | 8467450.22 | 18831 | 0 | 0 | 0 | 18831 | 775075.49 | 0 | 0 | 775075.49 | 1551760.76 | 0 | 1551760.76 | 1812414.23 | 342028.91 | 4500110.39 | 5146056.56 | 77185.22 | 92893.11 | 0 | 0 | 170078.33 | 303685.56 | 0 | 0 | 303685.56 | 421052.48 | 0 | 421052.48 | 286459.47 | 163352.9 | 1344628.74 | 13613498.62 | 96016.22 | 92893.11 | 0 | 0 | 188909.33 | 1078761.05 | 0 | 0 | 1078761.05 | 1972813.24 | 0 | 1972813.24 | 2098873.7 | 505381.81 | 5844739.13
|  | Save on Energy Retrofit Program - P4P |  |  |  |  | Projects | 0 | 0 | 0 | 0 | 0 | 0 | 0 | 0 | 0 | 0 | 0 | 0 | 0 | 0 | 0 | 0 | 0 | 0 | 0 | 0 | 0 | 0 | 0 | 0 | 0 | 0 | 0 |  | 0% | 0% | 0 | 0 | 0 | 0 | 0 | 0 | 0 | 0 | 0 | 0 | 0 | 0 | 0 | 0 | 0 | 0 | 0 | 0 | 0 | 0 | 0 | 0 | 0 | 0 | 0 | 0 | 0 |  | 0% | 0% | 0 | 0 | 0 | 0 | 0 | 0 | 0 | 0 | 0 | 0 | 0 | 0 | 0 | 0 | 0 | 0 | 0 | 0 | 0 | 0 | 0 | 0 | 0 | 0 | 0 | 0 | 0 |  | 0 | 0 | 0 | 0 | 0 | 0 | 0 | 0 | 0 | 0 | 0 | 0 | 0 | 0 | 0 | 0 | 0 | 0 | 0 | 0 | 0 | 0 | 0 | 0 | 0 | 0 | 0 | 0 | 0 | 0 |  | 0 | 0 | 0 | 0 | 0 | 0 | 0 | 0 | 0 | 0 | 0 | 0 | 0 | 0 | 0 | 0 | 0 | 0 | 0 | 0 | 0 | 0 | 0 | 0 | 0 | 0 | 0 | 0 | 0 | 0 | 0 | 0 | 0 | 0 | 0 | 0 | 0 | 0 | 0 | 0 | 0 | 0 | 0 | 0 | 0 | 0 | 0 | 0
|  | Save on Energy Retrofit Program Enabled Savings |  |  |  |  | Projects | 0 | 0 | 0 | 0 | 0 | 0 | 0 | 0 | 0 | 0 | 0 | 0 | 0 | 0 | 0 | 0 | 0 | 0 | 0 | 0 | 0 | 0 | 0 | 0 | 0 | 0 | 0 |  | 0% | 0% | 0 | 0 | 0 | 0 | 0 | 0 | 0 | 0 | 0 | 0 | 0 | 0 | 0 | 0 | 0 | 0 | 0 | 0 | 0 | 0 | 0 | 0 | 0 | 0 | 0 | 0 | 0 |  | 0% | 0% | 0 | 0 | 0 | 0 | 0 | 0 | 0 | 0 | 0 | 0 | 0 | 0 | 0 | 0 | 0 | 0 | 0 | 0 | 0 | 0 | 0 | 0 | 0 | 0 | 0 | 0 | 0 |  | 0 | 0 | 0 | 0 | 0 | 0 | 0 | 0 | 0 | 0 | 0 | 0 | 0 | 0 | 0 | 0 | 0 | 0 | 0 | 0 | 0 | 0 | 0 | 0 | 0 | 0 | 0 | 0 | 0 | 0 |  | 0 | 0 | 0 | 0 | 0 | 0 | 0 | 0 | 0 | 0 | 0 | 0 | 0 | 0 | 0 | 0 | 0 | 0 | 0 | 0 | 0 | 0 | 0 | 0 | 0 | 0 | 0 | 0 | 0 | 0 | 0 | 0 | 0 | 0 | 0 | 0 | 0 | 0 | 0 | 0 | 0 | 0 | 0 | 0 | 0 | 0 | 0 | 0
|  | Save on Energy Small Business Lighting Program | 52.17% | 139.9% | 17.43% | 45.01% | Projects | 0 | 0 | 0 | 0 | 0 | 0 | 0 | 0 | 0 | 8 | 4 | 12 | 371 | 66 | 52 | 77 | 0 | 0 | 0 | 0 | 0 | 0 | 0 | 0 | 0 | 195 | 578 |  | 26.98% | 1.836% | 0 | 0 | 0 | 0 | 0 | 0 | 0 | 0 | 0 | 76493.3089 | 0 | 76493.3089 | 1103491.6939 | 129705.2916 | 99276.8985 | 151458.8642 | 0 | 0 | 0 | 0 | 0 | 0 | 0 | 0 | 0 | 380441.0542 | 1560426.0571 |  | 24.55% | 1.392% | 0 | 0 | 0 | 0 | 0 | 0 | 0 | 0 | 0 | 76493.3089 | 0 | 76493.3089 | 709532.3905 | 114205.6813 | 87413.4408 | 133359.7309 | 0 | 0 | 0 | 0 | 0 | 0 | 0 | 0 | 0 | 334978.8531 | 1121004.5525 |  | 162360 | 81364 | 46926 | 133310.33 | 0 | 0 | 0 | 0 | 0 | 0 | 0 | 0 | 0 | 261600.33 | 108679.23 | 11723.53 | 8427.67 | 97562.33 | 0 | 0 | 0 | 0 | 0 | 0 | 0 | 0 | 0 | 117713.53 | 271039.23 | 379313.86 |  | 1626240 | 0 | 0 | 0 | 0 | 0 | 0 | 0 | 0 | 0 | 6947.87 | 0 | 6947.87 | 545164.89 | 261600.33 | 813713.09 | 965873.6 | 0 | 0 | 0 | 0 | 0 | 0 | 0 | 0 | 0 | 101613.77 | 0 | 101613.77 | 133548.74 | 117713.53 | 352876.04 | 2592113.6 | 0 | 0 | 0 | 0 | 0 | 0 | 0 | 0 | 0 | 108561.64 | 0 | 108561.64 | 678713.63 | 379313.86 | 1166589.13
|  | Save on Energy Business Refrigeration Program | 115.7% | 123.9% | 41.56% | 46.92% | Projects | 0 | 0 | 0 | 0 | 0 | 0 | 0 | 0 | 0 | 0 | 0 | 0 | 4 | 31 | 67 | 0 | 0 | 0 | 0 | 0 | 0 | 0 | 0 | 0 | 0 | 98 | 102 |  | 38.15% | 0.6823% | 0 | 0 | 0 | 0 | 0 | 0 | 0 | 0 | 0 | 0 | 0 | 0 | 41914.9692 | 174138.4342 | 363770.1742 | 0 | 0 | 0 | 0 | 0 | 0 | 0 | 0 | 0 | 0 | 537908.6083 | 579823.5775 |  | 39.43% | 0.7199% | 0 | 0 | 0 | 0 | 0 | 0 | 0 | 0 | 0 | 0 | 0 | 0 | 41914.9692 | 174138.4342 | 363770.1742 | 0 | 0 | 0 | 0 | 0 | 0 | 0 | 0 | 0 | 0 | 537908.6083 | 579823.5775 |  | 147532.5 | 8969 | 39789 | 85673 | 0 | 0 | 0 | 0 | 0 | 0 | 0 | 0 | 0 | 134431 | 55922.24 | 2791.82 | 14674.34 | 100108.54 | 0 | 0 | 0 | 0 | 0 | 0 | 0 | 0 | 0 | 117574.7 | 203454.74 | 252005.7 |  | 442597.5 | 0 | 0 | 0 | 0 | 0 | 0 | 0 | 0 | 0 | 0 | 0 | 0 | 0 | 134431 | 134431 | 158682.23 | 0 | 0 | 0 | 0 | 0 | 0 | 0 | 0 | 0 | 4385.79 | 0 | 4385.79 | 25748.45 | 117574.7 | 147708.94 | 601280.73 | 0 | 0 | 0 | 0 | 0 | 0 | 0 | 0 | 0 | 4385.79 | 0 | 4385.79 | 25748.45 | 252005.7 | 282139.94
|  | Save on Energy Energy Performance Program |  |  |  |  | Projects | 0 | 0 | 0 | 0 | 0 | 0 | 0 | 0 | 0 | 0 | 0 | 0 | 0 | 0 | 0 | 0 | 0 | 0 | 0 | 0 | 0 | 0 | 0 | 0 | 0 | 0 | 0 |  | 0% | 0% | 0 | 0 | 0 | 0 | 0 | 0 | 0 | 0 | 0 | 0 | 0 | 0 | 0 | 0 | 0 | 0 | 0 | 0 | 0 | 0 | 0 | 0 | 0 | 0 | 0 | 0 | 0 |  | 0% | 0% | 0 | 0 | 0 | 0 | 0 | 0 | 0 | 0 | 0 | 0 | 0 | 0 | 0 | 0 | 0 | 0 | 0 | 0 | 0 | 0 | 0 | 0 | 0 | 0 | 0 | 0 | 0 |  | 0 | 0 | 0 | 0 | 0 | 0 | 0 | 0 | 0 | 0 | 0 | 0 | 0 | 0 | 0 | 0 | 0 | 0 | 0 | 0 | 0 | 0 | 0 | 0 | 0 | 0 | 0 | 0 | 0 | 0 |  | 0 | 0 | 0 | 0 | 0 | 0 | 0 | 0 | 0 | 0 | 0 | 0 | 0 | 0 | 0 | 0 | 0 | 0 | 0 | 0 | 0 | 0 | 0 | 0 | 0 | 0 | 0 | 0 | 0 | 0 | 0 | 0 | 0 | 0 | 0 | 0 | 0 | 0 | 0 | 0 | 0 | 0 | 0 | 0 | 0 | 0 | 0 | 0
|  | Save on Energy Existing Building Commissioning Program | 0% | 117.7% | 0% | 53.54% | Projects | 0 | 0 | 0 | 0 | 0 | 0 | 0 | 0 | 0 | 0 | 0 | 0 | 0 | 0 | 0 | 0 | 0 | 0 | 0 | 0 | 0 | 0 | 0 | 0 | 0 | 0 | 0 |  | 0% | 0% | 0 | 0 | 0 | 0 | 0 | 0 | 0 | 0 | 0 | 0 | 0 | 0 | 0 | 0 | 0 | 0 | 0 | 0 | 0 | 0 | 0 | 0 | 0 | 0 | 0 | 0 | 0 |  | 0% | 0% | 0 | 0 | 0 | 0 | 0 | 0 | 0 | 0 | 0 | 0 | 0 | 0 | 0 | 0 | 0 | 0 | 0 | 0 | 0 | 0 | 0 | 0 | 0 | 0 | 0 | 0 | 0 |  | 18200 | 0 | 0 | 0 | 0 | 0 | 0 | 0 | 0 | 0 | 0 | 0 | 0 | 0 | 8814.2 | 1043.6 | 0 | 30757.53 | 0 | 0 | 0 | 0 | 0 | 0 | 0 | 0 | 0 | 31801.13 | 27014.2 | 31801.13 |  | 72800 | 0 | 0 | 0 | 0 | 0 | 0 | 0 | 0 | 0 | 0 | 0 | 0 | 0 | 0 | 0 | 30369.45 | 0 | 0 | 0 | 0 | 0 | 0 | 0 | 0 | 0 | 4954.62 | 0 | 4954.62 | 18478.92 | 31801.13 | 55234.67 | 103169.45 | 0 | 0 | 0 | 0 | 0 | 0 | 0 | 0 | 0 | 4954.62 | 0 | 4954.62 | 18478.92 | 31801.13 | 55234.67
|  | Save on Energy High Performance New Construction Program | 0% | 4503367% | 3213% | 1067% | Projects | 0 | 0 | 0 | 0 | 0 | 1 | 2 | 0 | 3 | 2 | 3 | 5 | 1 | 0 | 0 | 0 | 0 | 0 | 0 | 0 | 0 | 0 | 0 | 0 | 0 | 0 | 9 |  | 0% | 0.6617% | 0 | 0 | 0 | 0 | 0 | 24691.9114 | 247814.3332 | 0 | 272506.2446 | 192455.3654 | 36972.719 | 229428.0844 | 60369.1834 | 0 | 0 | 0 | 0 | 0 | 0 | 0 | 0 | 0 | 0 | 0 | 0 | 0 | 562303.5123 |  | 0% | 0.6969% | 0 | 0 | 0 | 0 | 0 | 24691.9114 | 247814.3332 | 0 | 272506.2446 | 192455.3654 | 36605.8116 | 229061.177 | 59770.0957 | 0 | 0 | 0 | 0 | 0 | 0 | 0 | 0 | 0 | 0 | 0 | 0 | 0 | 561337.5172 |  | 0 | 0 | 11516 | 0 | 0 | 0 | 0 | 0 | 0 | 0 | 0 | 0 | 0 | 11516 | 0 | 1096.61 | 0 | 32421.06 | 0 | 0 | 0 | 0 | 0 | 0 | 0 | 0 | 0 | 33517.67 | 1 | 45033.67 |  | 17144.5 | 0 | 0 | 0 | 0 | 0 | 12525 | 0 | 0 | 12525 | 72999 | 0 | 72999 | 36880 | 11516 | 133920 | 5359.39 | 3066.49 | 4120.61 | 0 | 0 | 7187.1 | 14321.65 | 0 | 0 | 14321.65 | 19292.77 | 0 | 19292.77 | 31980.51 | 33517.67 | 106299.7 | 22507.89 | 3066.49 | 4120.61 | 0 | 0 | 7187.1 | 26846.65 | 0 | 0 | 26846.65 | 92291.77 | 0 | 92291.77 | 68860.51 | 45033.67 | 240219.7
|  | Save on Energy High Performance New Construction Program Enabled Savings |  |  |  |  | Projects | 0 | 0 | 0 | 0 | 0 | 0 | 0 | 0 | 0 | 0 | 0 | 0 | 0 | 0 | 0 | 0 | 0 | 0 | 0 | 0 | 0 | 0 | 0 | 0 | 0 | 0 | 0 |  | 0% | 0% | 0 | 0 | 0 | 0 | 0 | 0 | 0 | 0 | 0 | 0 | 0 | 0 | 0 | 0 | 0 | 0 | 0 | 0 | 0 | 0 | 0 | 0 | 0 | 0 | 0 | 0 | 0 |  | 0% | 0% | 0 | 0 | 0 | 0 | 0 | 0 | 0 | 0 | 0 | 0 | 0 | 0 | 0 | 0 | 0 | 0 | 0 | 0 | 0 | 0 | 0 | 0 | 0 | 0 | 0 | 0 | 0 |  | 0 | 0 | 0 | 0 | 0 | 0 | 0 | 0 | 0 | 0 | 0 | 0 | 0 | 0 | 0 | 0 | 0 | 0 | 0 | 0 | 0 | 0 | 0 | 0 | 0 | 0 | 0 | 0 | 0 | 0 |  | 0 | 0 | 0 | 0 | 0 | 0 | 0 | 0 | 0 | 0 | 0 | 0 | 0 | 0 | 0 | 0 | 0 | 0 | 0 | 0 | 0 | 0 | 0 | 0 | 0 | 0 | 0 | 0 | 0 | 0 | 0 | 0 | 0 | 0 | 0 | 0 | 0 | 0 | 0 | 0 | 0 | 0 | 0 | 0 | 0 | 0 | 0 | 0
|  | Save on Energy Process & Systems Upgrades Program | 0% | 9468074% | 90.15% | 83.84% | Projects | 0 | 0 | 0 | 0 | 0 | 0 | 1 | 1 | 2 | 0 | 0 | 0 | 2 | 0 | 0 | 0 | 0 | 0 | 0 | 0 | 0 | 0 | 0 | 0 | 0 | 0 | 4 |  | 0% | 3.983% | 0 | 0 | 0 | 0 | 0 | 0 | 2903805.0711 | 0 | 2903805.0711 | 0 | 0 | 0 | 480583.442 | 0 | 0 | 0 | 0 | 0 | 0 | 0 | 0 | 0 | 0 | 0 | 0 | 0 | 3384388.5131 |  | 0% | 4.202% | 0 | 0 | 0 | 0 | 0 | 0 | 2903805.0711 | 0 | 2903805.0711 | 0 | 0 | 0 | 480583.442 | 0 | 0 | 0 | 0 | 0 | 0 | 0 | 0 | 0 | 0 | 0 | 0 | 0 | 3384388.5131 |  | 0 | 55000 | 0 | 0 | 0 | 0 | 0 | 0 | 0 | 0 | 0 | 0 | 0 | 55000 | 0 | 2503.8 | 0 | 37176.94 | 0 | 0 | 0 | 0 | 0 | 0 | 0 | 0 | 0 | 39680.74 | 1 | 94680.74 |  | 969100 | 0 | 0 | 0 | 0 | 0 | 0 | 0 | 0 | 0 | 743300 | 0 | 743300 | 8700 | 55000 | 807000 | 294859.06 | 11483.09 | 32636.54 | 0 | 0 | 44119.63 | 54851.25 | 0 | 0 | 54851.25 | 76118.65 | 0 | 76118.65 | 37944.35 | 39680.74 | 252714.62 | 1263962.06 | 11483.09 | 32636.54 | 0 | 0 | 44119.63 | 54851.25 | 0 | 0 | 54851.25 | 819418.65 | 0 | 819418.65 | 46644.35 | 94680.74 | 1059714.62
|  | Save on Energy Process & Systems Upgrades Program - P4P |  |  |  |  | Projects | 0 | 0 | 0 | 0 | 0 | 0 | 0 | 0 | 0 | 0 | 0 | 0 | 0 | 0 | 0 | 0 | 0 | 0 | 0 | 0 | 0 | 0 | 0 | 0 | 0 | 0 | 0 |  | 0% | 0% | 0 | 0 | 0 | 0 | 0 | 0 | 0 | 0 | 0 | 0 | 0 | 0 | 0 | 0 | 0 | 0 | 0 | 0 | 0 | 0 | 0 | 0 | 0 | 0 | 0 | 0 | 0 |  | 0% | 0% | 0 | 0 | 0 | 0 | 0 | 0 | 0 | 0 | 0 | 0 | 0 | 0 | 0 | 0 | 0 | 0 | 0 | 0 | 0 | 0 | 0 | 0 | 0 | 0 | 0 | 0 | 0 |  | 0 | 0 | 0 | 0 | 0 | 0 | 0 | 0 | 0 | 0 | 0 | 0 | 0 | 0 | 0 | 0 | 0 | 0 | 0 | 0 | 0 | 0 | 0 | 0 | 0 | 0 | 0 | 0 | 0 | 0 |  | 0 | 0 | 0 | 0 | 0 | 0 | 0 | 0 | 0 | 0 | 0 | 0 | 0 | 0 | 0 | 0 | 0 | 0 | 0 | 0 | 0 | 0 | 0 | 0 | 0 | 0 | 0 | 0 | 0 | 0 | 0 | 0 | 0 | 0 | 0 | 0 | 0 | 0 | 0 | 0 | 0 | 0 | 0 | 0 | 0 | 0 | 0 | 0
|  | Save on Energy Process & Systems Upgrades Program Enabled Savings |  |  |  |  | Projects | 0 | 0 | 0 | 0 | 0 | 0 | 0 | 0 | 0 | 0 | 0 | 0 | 0 | 0 | 0 | 0 | 0 | 0 | 0 | 0 | 0 | 0 | 0 | 0 | 0 | 0 | 0 |  | 0% | 0% | 0 | 0 | 0 | 0 | 0 | 0 | 0 | 0 | 0 | 0 | 0 | 0 | 0 | 0 | 0 | 0 | 0 | 0 | 0 | 0 | 0 | 0 | 0 | 0 | 0 | 0 | 0 |  | 0% | 0% | 0 | 0 | 0 | 0 | 0 | 0 | 0 | 0 | 0 | 0 | 0 | 0 | 0 | 0 | 0 | 0 | 0 | 0 | 0 | 0 | 0 | 0 | 0 | 0 | 0 | 0 | 0 |  | 0 | 0 | 0 | 0 | 0 | 0 | 0 | 0 | 0 | 0 | 0 | 0 | 0 | 0 | 0 | 0 | 0 | 0 | 0 | 0 | 0 | 0 | 0 | 0 | 0 | 0 | 0 | 0 | 0 | 0 |  | 0 | 0 | 0 | 0 | 0 | 0 | 0 | 0 | 0 | 0 | 0 | 0 | 0 | 0 | 0 | 0 | 0 | 0 | 0 | 0 | 0 | 0 | 0 | 0 | 0 | 0 | 0 | 0 | 0 | 0 | 0 | 0 | 0 | 0 | 0 | 0 | 0 | 0 | 0 | 0 | 0 | 0 | 0 | 0 | 0 | 0 | 0 | 0
|  | Save on Energy Energy Manager Program | 0% | 344.7% | 5.338% | 152% | Projects | 0 | 0 | 0 | 0 | 0 | 0 | 1 | 0 | 1 | 1 | 0 | 1 | 0 | 0 | 0 | 0 | 0 | 0 | 0 | 0 | 0 | 0 | 0 | 0 | 0 | 0 | 2 |  | 0% | 0.02735% | 0 | 0 | 0 | 0 | 0 | 0 | 12650.2986 | 0 | 12650.2986 | 10589.8285 | 0 | 10589.8285 | 0 | 0 | 0 | 0 | 0 | 0 | 0 | 0 | 0 | 0 | 0 | 0 | 0 | 0 | 23240.127 |  | 0% | 0.01571% | 0 | 0 | 0 | 0 | 0 | 0 | 12650.2986 | 0 | 12650.2986 | 0 | 0 | 0 | 0 | 0 | 0 | 0 | 0 | 0 | 0 | 0 | 0 | 0 | 0 | 0 | 0 | 0 | 12650.2986 |  | 15000 | 0 | 0 | 0 | 0 | 0 | 0 | 0 | 0 | 0 | 0 | 0 | 0 | 0 | 5922.1 | 1043.6 | 0 | 71069.9 | 0 | 0 | 0 | 0 | 0 | 0 | 0 | 0 | 0 | 72113.5 | 20922.1 | 72113.5 |  | 60000 | 0 | 0 | 0 | 0 | 0 | 0 | 0 | 0 | 0 | 0 | 0 | 0 | 0 | 0 | 0 | 33106.57 | 4594.9 | 12701.86 | 0 | 0 | 17296.76 | 18908.38 | 0 | 0 | 18908.38 | 12548.8 | 0 | 12548.8 | 20685.74 | 72113.5 | 141553.18 | 93106.57 | 4594.9 | 12701.86 | 0 | 0 | 17296.76 | 18908.38 | 0 | 0 | 18908.38 | 12548.8 | 0 | 12548.8 | 20685.74 | 72113.5 | 141553.18
|  | Save on Energy Monitoring & Targeting Program | 0% | 104.4% | 0% | 61.11% | Projects | 0 | 0 | 0 | 0 | 0 | 0 | 0 | 0 | 0 | 0 | 0 | 0 | 0 | 0 | 0 | 0 | 0 | 0 | 0 | 0 | 0 | 0 | 0 | 0 | 0 | 0 | 0 |  | 0% | 0% | 0 | 0 | 0 | 0 | 0 | 0 | 0 | 0 | 0 | 0 | 0 | 0 | 0 | 0 | 0 | 0 | 0 | 0 | 0 | 0 | 0 | 0 | 0 | 0 | 0 | 0 | 0 |  | 0% | 0% | 0 | 0 | 0 | 0 | 0 | 0 | 0 | 0 | 0 | 0 | 0 | 0 | 0 | 0 | 0 | 0 | 0 | 0 | 0 | 0 | 0 | 0 | 0 | 0 | 0 | 0 | 0 |  | 20000 | 0 | 0 | 0 | 0 | 0 | 0 | 0 | 0 | 0 | 0 | 0 | 0 | 0 | 10528.18 | 1043.6 | 0 | 30836.93 | 0 | 0 | 0 | 0 | 0 | 0 | 0 | 0 | 0 | 31880.53 | 30528.18 | 31880.53 |  | 80000 | 0 | 0 | 0 | 0 | 0 | 0 | 0 | 0 | 0 | 0 | 0 | 0 | 0 | 0 | 0 | 42625.95 | 1899.51 | 6350.93 | 0 | 0 | 8250.44 | 9282.67 | 0 | 0 | 9282.67 | 8628.14 | 0 | 8628.14 | 16890.85 | 31880.53 | 74932.63 | 122625.95 | 1899.51 | 6350.93 | 0 | 0 | 8250.44 | 9282.67 | 0 | 0 | 9282.67 | 8628.14 | 0 | 8628.14 | 16890.85 | 31880.53 | 74932.63
|  | Non-Residential Programs Total | 10.02% | 40.9% | 56.21% | 48.27% | [29 empty] | 97.99% | 46.55% | 61249.8241 | 1228137.859 | -32921.6366 | -42862.3432 | 1213603.7034 | 4420123.9393 | 7310220.1808 | 66506.715 | 11796850.8351 | 11301855.7999 | 2521626.6843 | 13823482.4842 | 11342844.3515 | 746804.0253 | 463047.0727 | 171721.9935 | 0 | 0 | 0 | 0 | 0 | 0 | 0 | 0 | 0 | 1381573.0915 | 39558354.4656 |  | 97.93% | 48.9% | 61249.8241 | 1219990.4481 | -24638.0256 | -42649.2448 | 1213953.0019 | 4296523.6654 | 7766487.685 | 66177.8323 | 12129189.1827 | 11301134.7595 | 2508972.9043 | 13810107.6638 | 10900533.6361 | 731304.4151 | 451183.615 | 153622.8602 | 0 | 0 | 0 | 0 | 0 | 0 | 0 | 0 | 0 | 1336110.8903 | 39389894.3748 |  | 2137559.52 | 154117.33 | 142794.8 | 511414.11 | 0 | 0 | 0 | 0 | 0 | 0 | 0 | 0 | 0 | 808326.24 | 1505532.63 | 39683.44 | 23102.01 | 618891.2 | 0 | 0 | 0 | 0 | 0 | 0 | 0 | 0 | 0 | 681676.65 | 3643094.15 | 1490002.89 |  | 11885332.22 | 18831 | 0 | 0 | 0 | 18831 | 801367.99 | 0 | 0 | 801367.99 | 2407106.48 | 0 | 2407106.48 | 2420450.67 | 808326.24 | 6456082.38 | 6869026.13 | 99647.15 | 150820.01 | 0 | 0 | 250467.16 | 409486.64 | 0 | 0 | 409486.64 | 662424.04 | 0 | 662424.04 | 591765.15 | 681676.65 | 2595819.64 | 18754358.19 | 118478.15 | 150820.01 | 0 | 0 | 269298.16 | 1210854.63 | 0 | 0 | 1210854.63 | 3069530.52 | 0 | 3069530.52 | 3012215.82 | 1490002.89 | 9051902.02
| Local LDC Programs | Adaptive Thermostat Program |  |  |  |  | Homes | 0 | 0 | 0 | 0 | 0 | 0 | 0 | 0 | 0 | 0 | 0 | 0 | 0 | 0 | 0 | 0 | 0 | 0 | 0 | 0 | 0 | 0 | 0 | 0 | 0 | 0 | 0 |  | 0% | 0% | 0 | 0 | 0 | 0 | 0 | 0 | 0 | 0 | 0 | 0 | 0 | 0 | 0 | 0 | 0 | 0 | 0 | 0 | 0 | 0 | 0 | 0 | 0 | 0 | 0 | 0 | 0 |  | 0% | 0% | 0 | 0 | 0 | 0 | 0 | 0 | 0 | 0 | 0 | 0 | 0 | 0 | 0 | 0 | 0 | 0 | 0 | 0 | 0 | 0 | 0 | 0 | 0 | 0 | 0 | 0 | 0 |  | 0 | 0 | 0 | 0 | 0 | 0 | 0 | 0 | 0 | 0 | 0 | 0 | 0 | 0 | 0 | 0 | 0 | 0 | 0 | 0 | 0 | 0 | 0 | 0 | 0 | 0 | 0 | 0 | 0 | 0 |  | 0 | 0 | 0 | 0 | 0 | 0 | 0 | 0 | 0 | 0 | 0 | 0 | 0 | 0 | 0 | 0 | 0 | 0 | 0 | 0 | 0 | 0 | 0 | 0 | 0 | 0 | 0 | 0 | 0 | 0 | 0 | 0 | 0 | 0 | 0 | 0 | 0 | 0 | 0 | 0 | 0 | 0 | 0 | 0 | 0 | 0 | 0 | 0
|  | Conservation on the Coast Home Assistance Program |  |  |  |  | Projects | 0 | 0 | 0 | 0 | 0 | 0 | 0 | 0 | 0 | 0 | 0 | 0 | 0 | 0 | 0 | 0 | 0 | 0 | 0 | 0 | 0 | 0 | 0 | 0 | 0 | 0 | 0 |  | 0% | 0% | 0 | 0 | 0 | 0 | 0 | 0 | 0 | 0 | 0 | 0 | 0 | 0 | 0 | 0 | 0 | 0 | 0 | 0 | 0 | 0 | 0 | 0 | 0 | 0 | 0 | 0 | 0 |  | 0% | 0% | 0 | 0 | 0 | 0 | 0 | 0 | 0 | 0 | 0 | 0 | 0 | 0 | 0 | 0 | 0 | 0 | 0 | 0 | 0 | 0 | 0 | 0 | 0 | 0 | 0 | 0 | 0 |  | 0 | 0 | 0 | 0 | 0 | 0 | 0 | 0 | 0 | 0 | 0 | 0 | 0 | 0 | 0 | 0 | 0 | 0 | 0 | 0 | 0 | 0 | 0 | 0 | 0 | 0 | 0 | 0 | 0 | 0 |  | 0 | 0 | 0 | 0 | 0 | 0 | 0 | 0 | 0 | 0 | 0 | 0 | 0 | 0 | 0 | 0 | 0 | 0 | 0 | 0 | 0 | 0 | 0 | 0 | 0 | 0 | 0 | 0 | 0 | 0 | 0 | 0 | 0 | 0 | 0 | 0 | 0 | 0 | 0 | 0 | 0 | 0 | 0 | 0 | 0 | 0 | 0 | 0
|  | Conservation on the Coast Small Business Program |  |  |  |  | Projects | 0 | 0 | 0 | 0 | 0 | 0 | 0 | 0 | 0 | 0 | 0 | 0 | 0 | 0 | 0 | 0 | 0 | 0 | 0 | 0 | 0 | 0 | 0 | 0 | 0 | 0 | 0 |  | 0% | 0% | 0 | 0 | 0 | 0 | 0 | 0 | 0 | 0 | 0 | 0 | 0 | 0 | 0 | 0 | 0 | 0 | 0 | 0 | 0 | 0 | 0 | 0 | 0 | 0 | 0 | 0 | 0 |  | 0% | 0% | 0 | 0 | 0 | 0 | 0 | 0 | 0 | 0 | 0 | 0 | 0 | 0 | 0 | 0 | 0 | 0 | 0 | 0 | 0 | 0 | 0 | 0 | 0 | 0 | 0 | 0 | 0 |  | 0 | 0 | 0 | 0 | 0 | 0 | 0 | 0 | 0 | 0 | 0 | 0 | 0 | 0 | 0 | 0 | 0 | 0 | 0 | 0 | 0 | 0 | 0 | 0 | 0 | 0 | 0 | 0 | 0 | 0 |  | 0 | 0 | 0 | 0 | 0 | 0 | 0 | 0 | 0 | 0 | 0 | 0 | 0 | 0 | 0 | 0 | 0 | 0 | 0 | 0 | 0 | 0 | 0 | 0 | 0 | 0 | 0 | 0 | 0 | 0 | 0 | 0 | 0 | 0 | 0 | 0 | 0 | 0 | 0 | 0 | 0 | 0 | 0 | 0 | 0 | 0 | 0 | 0
|  | First Nation Conservation Local Program |  |  |  |  | Projects | 0 | 0 | 0 | 0 | 0 | 0 | 0 | 0 | 0 | 0 | 0 | 0 | 0 | 0 | 0 | 0 | 0 | 0 | 0 | 0 | 0 | 0 | 0 | 0 | 0 | 0 | 0 |  | 0% | 0% | 0 | 0 | 0 | 0 | 0 | 0 | 0 | 0 | 0 | 0 | 0 | 0 | 0 | 0 | 0 | 0 | 0 | 0 | 0 | 0 | 0 | 0 | 0 | 0 | 0 | 0 | 0 |  | 0% | 0% | 0 | 0 | 0 | 0 | 0 | 0 | 0 | 0 | 0 | 0 | 0 | 0 | 0 | 0 | 0 | 0 | 0 | 0 | 0 | 0 | 0 | 0 | 0 | 0 | 0 | 0 | 0 |  | 0 | 0 | 0 | 0 | 0 | 0 | 0 | 0 | 0 | 0 | 0 | 0 | 0 | 0 | 0 | 0 | 0 | 0 | 0 | 0 | 0 | 0 | 0 | 0 | 0 | 0 | 0 | 0 | 0 | 0 |  | 0 | 0 | 0 | 0 | 0 | 0 | 0 | 0 | 0 | 0 | 0 | 0 | 0 | 0 | 0 | 0 | 0 | 0 | 0 | 0 | 0 | 0 | 0 | 0 | 0 | 0 | 0 | 0 | 0 | 0 | 0 | 0 | 0 | 0 | 0 | 0 | 0 | 0 | 0 | 0 | 0 | 0 | 0 | 0 | 0 | 0 | 0 | 0
|  | High Efficiency Agricultural Pumping |  |  |  |  | Projects | 0 | 0 | 0 | 0 | 0 | 0 | 0 | 0 | 0 | 0 | 0 | 0 | 0 | 0 | 0 | 0 | 0 | 0 | 0 | 0 | 0 | 0 | 0 | 0 | 0 | 0 | 0 |  | 0% | 0% | 0 | 0 | 0 | 0 | 0 | 0 | 0 | 0 | 0 | 0 | 0 | 0 | 0 | 0 | 0 | 0 | 0 | 0 | 0 | 0 | 0 | 0 | 0 | 0 | 0 | 0 | 0 |  | 0% | 0% | 0 | 0 | 0 | 0 | 0 | 0 | 0 | 0 | 0 | 0 | 0 | 0 | 0 | 0 | 0 | 0 | 0 | 0 | 0 | 0 | 0 | 0 | 0 | 0 | 0 | 0 | 0 |  | 0 | 0 | 0 | 0 | 0 | 0 | 0 | 0 | 0 | 0 | 0 | 0 | 0 | 0 | 0 | 0 | 0 | 0 | 0 | 0 | 0 | 0 | 0 | 0 | 0 | 0 | 0 | 0 | 0 | 0 |  | 0 | 0 | 0 | 0 | 0 | 0 | 0 | 0 | 0 | 0 | 0 | 0 | 0 | 0 | 0 | 0 | 0 | 0 | 0 | 0 | 0 | 0 | 0 | 0 | 0 | 0 | 0 | 0 | 0 | 0 | 0 | 0 | 0 | 0 | 0 | 0 | 0 | 0 | 0 | 0 | 0 | 0 | 0 | 0 | 0 | 0 | 0 | 0
|  | Instant Savings Program |  |  |  |  | Projects | 0 | 0 | 0 | 0 | 0 | 0 | 0 | 0 | 0 | 0 | 0 | 0 | 0 | 0 | 0 | 0 | 0 | 0 | 0 | 0 | 0 | 0 | 0 | 0 | 0 | 0 | 0 |  | 0% | 0% | 0 | 0 | 0 | 0 | 0 | 0 | 0 | 0 | 0 | 0 | 0 | 0 | 0 | 0 | 0 | 0 | 0 | 0 | 0 | 0 | 0 | 0 | 0 | 0 | 0 | 0 | 0 |  | 0% | 0% | 0 | 0 | 0 | 0 | 0 | 0 | 0 | 0 | 0 | 0 | 0 | 0 | 0 | 0 | 0 | 0 | 0 | 0 | 0 | 0 | 0 | 0 | 0 | 0 | 0 | 0 | 0 |  | 0 | 0 | 0 | 0 | 0 | 0 | 0 | 0 | 0 | 0 | 0 | 0 | 0 | 0 | 0 | 0 | 0 | 0 | 0 | 0 | 0 | 0 | 0 | 0 | 0 | 0 | 0 | 0 | 0 | 0 |  | 0 | 0 | 0 | 0 | 0 | 0 | 0 | 0 | 0 | 0 | 0 | 0 | 0 | 0 | 0 | 0 | 0 | 0 | 0 | 0 | 0 | 0 | 0 | 0 | 0 | 0 | 0 | 0 | 0 | 0 | 0 | 0 | 0 | 0 | 0 | 0 | 0 | 0 | 0 | 0 | 0 | 0 | 0 | 0 | 0 | 0 | 0 | 0
|  | MURB DIL Local Program |  |  |  |  | Projects | 0 | 0 | 0 | 0 | 0 | 0 | 0 | 0 | 0 | 0 | 0 | 0 | 0 | 0 | 0 | 0 | 0 | 0 | 0 | 0 | 0 | 0 | 0 | 0 | 0 | 0 | 0 |  | 0% | 0% | 0 | 0 | 0 | 0 | 0 | 0 | 0 | 0 | 0 | 0 | 0 | 0 | 0 | 0 | 0 | 0 | 0 | 0 | 0 | 0 | 0 | 0 | 0 | 0 | 0 | 0 | 0 |  | 0% | 0% | 0 | 0 | 0 | 0 | 0 | 0 | 0 | 0 | 0 | 0 | 0 | 0 | 0 | 0 | 0 | 0 | 0 | 0 | 0 | 0 | 0 | 0 | 0 | 0 | 0 | 0 | 0 |  | 0 | 0 | 0 | 0 | 0 | 0 | 0 | 0 | 0 | 0 | 0 | 0 | 0 | 0 | 0 | 0 | 0 | 0 | 0 | 0 | 0 | 0 | 0 | 0 | 0 | 0 | 0 | 0 | 0 | 0 |  | 0 | 0 | 0 | 0 | 0 | 0 | 0 | 0 | 0 | 0 | 0 | 0 | 0 | 0 | 0 | 0 | 0 | 0 | 0 | 0 | 0 | 0 | 0 | 0 | 0 | 0 | 0 | 0 | 0 | 0 | 0 | 0 | 0 | 0 | 0 | 0 | 0 | 0 | 0 | 0 | 0 | 0 | 0 | 0 | 0 | 0 | 0 | 0
|  | Opsaver Program |  |  |  |  | Projects | 0 | 0 | 0 | 0 | 0 | 0 | 0 | 0 | 0 | 0 | 0 | 0 | 0 | 0 | 0 | 0 | 0 | 0 | 0 | 0 | 0 | 0 | 0 | 0 | 0 | 0 | 0 |  | 0% | 0% | 0 | 0 | 0 | 0 | 0 | 0 | 0 | 0 | 0 | 0 | 0 | 0 | 0 | 0 | 0 | 0 | 0 | 0 | 0 | 0 | 0 | 0 | 0 | 0 | 0 | 0 | 0 |  | 0% | 0% | 0 | 0 | 0 | 0 | 0 | 0 | 0 | 0 | 0 | 0 | 0 | 0 | 0 | 0 | 0 | 0 | 0 | 0 | 0 | 0 | 0 | 0 | 0 | 0 | 0 | 0 | 0 |  | 0 | 0 | 0 | 0 | 0 | 0 | 0 | 0 | 0 | 0 | 0 | 0 | 0 | 0 | 0 | 0 | 0 | 0 | 0 | 0 | 0 | 0 | 0 | 0 | 0 | 0 | 0 | 0 | 0 | 0 |  | 0 | 0 | 0 | 0 | 0 | 0 | 0 | 0 | 0 | 0 | 0 | 0 | 0 | 0 | 0 | 0 | 0 | 0 | 0 | 0 | 0 | 0 | 0 | 0 | 0 | 0 | 0 | 0 | 0 | 0 | 0 | 0 | 0 | 0 | 0 | 0 | 0 | 0 | 0 | 0 | 0 | 0 | 0 | 0 | 0 | 0 | 0 | 0
|  | PUMPSaver |  |  |  |  | Projects | 0 | 0 | 0 | 0 | 0 | 0 | 0 | 0 | 0 | 0 | 0 | 0 | 0 | 0 | 0 | 0 | 0 | 0 | 0 | 0 | 0 | 0 | 0 | 0 | 0 | 0 | 0 |  | 0% | 0% | 0 | 0 | 0 | 0 | 0 | 0 | 0 | 0 | 0 | 0 | 0 | 0 | 0 | 0 | 0 | 0 | 0 | 0 | 0 | 0 | 0 | 0 | 0 | 0 | 0 | 0 | 0 |  | 0% | 0% | 0 | 0 | 0 | 0 | 0 | 0 | 0 | 0 | 0 | 0 | 0 | 0 | 0 | 0 | 0 | 0 | 0 | 0 | 0 | 0 | 0 | 0 | 0 | 0 | 0 | 0 | 0 |  | 0 | 0 | 0 | 0 | 0 | 0 | 0 | 0 | 0 | 0 | 0 | 0 | 0 | 0 | 0 | 0 | 0 | 0 | 0 | 0 | 0 | 0 | 0 | 0 | 0 | 0 | 0 | 0 | 0 | 0 |  | 0 | 0 | 0 | 0 | 0 | 0 | 0 | 0 | 0 | 0 | 0 | 0 | 0 | 0 | 0 | 0 | 0 | 0 | 0 | 0 | 0 | 0 | 0 | 0 | 0 | 0 | 0 | 0 | 0 | 0 | 0 | 0 | 0 | 0 | 0 | 0 | 0 | 0 | 0 | 0 | 0 | 0 | 0 | 0 | 0 | 0 | 0 | 0
|  | RTUsaver |  |  |  |  | Projects | 0 | 0 | 0 | 0 | 0 | 0 | 0 | 0 | 0 | 0 | 0 | 0 | 0 | 0 | 0 | 0 | 0 | 0 | 0 | 0 | 0 | 0 | 0 | 0 | 0 | 0 | 0 |  | 0% | 0% | 0 | 0 | 0 | 0 | 0 | 0 | 0 | 0 | 0 | 0 | 0 | 0 | 0 | 0 | 0 | 0 | 0 | 0 | 0 | 0 | 0 | 0 | 0 | 0 | 0 | 0 | 0 |  | 0% | 0% | 0 | 0 | 0 | 0 | 0 | 0 | 0 | 0 | 0 | 0 | 0 | 0 | 0 | 0 | 0 | 0 | 0 | 0 | 0 | 0 | 0 | 0 | 0 | 0 | 0 | 0 | 0 |  | 0 | 0 | 0 | 0 | 0 | 0 | 0 | 0 | 0 | 0 | 0 | 0 | 0 | 0 | 0 | 0 | 0 | 0 | 0 | 0 | 0 | 0 | 0 | 0 | 0 | 0 | 0 | 0 | 0 | 0 |  | 0 | 0 | 0 | 0 | 0 | 0 | 0 | 0 | 0 | 0 | 0 | 0 | 0 | 0 | 0 | 0 | 0 | 0 | 0 | 0 | 0 | 0 | 0 | 0 | 0 | 0 | 0 | 0 | 0 | 0 | 0 | 0 | 0 | 0 | 0 | 0 | 0 | 0 | 0 | 0 | 0 | 0 | 0 | 0 | 0 | 0 | 0 | 0
|  | Smart RT for Small and Mid-Size Business Local Program |  |  |  |  | Projects | 0 | 0 | 0 | 0 | 0 | 0 | 0 | 0 | 0 | 0 | 0 | 0 | 0 | 0 | 0 | 0 | 0 | 0 | 0 | 0 | 0 | 0 | 0 | 0 | 0 | 0 | 0 |  | 0% | 0% | 0 | 0 | 0 | 0 | 0 | 0 | 0 | 0 | 0 | 0 | 0 | 0 | 0 | 0 | 0 | 0 | 0 | 0 | 0 | 0 | 0 | 0 | 0 | 0 | 0 | 0 | 0 |  | 0% | 0% | 0 | 0 | 0 | 0 | 0 | 0 | 0 | 0 | 0 | 0 | 0 | 0 | 0 | 0 | 0 | 0 | 0 | 0 | 0 | 0 | 0 | 0 | 0 | 0 | 0 | 0 | 0 |  | 0 | 0 | 0 | 0 | 0 | 0 | 0 | 0 | 0 | 0 | 0 | 0 | 0 | 0 | 0 | 0 | 0 | 0 | 0 | 0 | 0 | 0 | 0 | 0 | 0 | 0 | 0 | 0 | 0 | 0 |  | 0 | 0 | 0 | 0 | 0 | 0 | 0 | 0 | 0 | 0 | 0 | 0 | 0 | 0 | 0 | 0 | 0 | 0 | 0 | 0 | 0 | 0 | 0 | 0 | 0 | 0 | 0 | 0 | 0 | 0 | 0 | 0 | 0 | 0 | 0 | 0 | 0 | 0 | 0 | 0 | 0 | 0 | 0 | 0 | 0 | 0 | 0 | 0
|  | Social Benchmarking Local Program |  |  |  |  | Projects | 0 | 0 | 0 | 0 | 0 | 0 | 0 | 0 | 0 | 0 | 0 | 0 | 0 | 0 | 0 | 0 | 0 | 0 | 0 | 0 | 0 | 0 | 0 | 0 | 0 | 0 | 0 |  | 0% | 0% | 0 | 0 | 0 | 0 | 0 | 0 | 0 | 0 | 0 | 0 | 0 | 0 | 0 | 0 | 0 | 0 | 0 | 0 | 0 | 0 | 0 | 0 | 0 | 0 | 0 | 0 | 0 |  | 0% | 0% | 0 | 0 | 0 | 0 | 0 | 0 | 0 | 0 | 0 | 0 | 0 | 0 | 0 | 0 | 0 | 0 | 0 | 0 | 0 | 0 | 0 | 0 | 0 | 0 | 0 | 0 | 0 |  | 0 | 0 | 0 | 0 | 0 | 0 | 0 | 0 | 0 | 0 | 0 | 0 | 0 | 0 | 0 | 0 | 0 | 0 | 0 | 0 | 0 | 0 | 0 | 0 | 0 | 0 | 0 | 0 | 0 | 0 |  | 0 | 0 | 0 | 0 | 0 | 0 | 0 | 0 | 0 | 0 | 0 | 0 | 0 | 0 | 0 | 0 | 0 | 0 | 0 | 0 | 0 | 0 | 0 | 0 | 0 | 0 | 0 | 0 | 0 | 0 | 0 | 0 | 0 | 0 | 0 | 0 | 0 | 0 | 0 | 0 | 0 | 0 | 0 | 0 | 0 | 0 | 0 | 0
|  | Swimming Pool Efficiency Program | 3.211% | 34.37% | 47.53% | 36.56% | Equipment | 0 | 0 | 0 | 0 | 0 | 0 | 0 | 0 | 0 | 308 | 59 | 367 | 405 | 3 | 5 | 3 | 0 | 0 | 1 | 0 | 0 | 2 | 0 | 0 | 0 | 14 | 786 |  | 2.005% | 1.97% | 0 | 0 | 0 | 0 | 0 | 0 | 0 | 0 | 0 | 1066500.7155 | 34824.2218 | 1101324.9373 | 544403.8888 | 4714.2916 | 9535.4229 | 6451.2875 | 0 | 0 | 2273.5264 | 0 | 0 | 5295.2755 | 0 | 0 | 0 | 28269.8039 | 1673998.63 |  | 2.072% | 2.078% | 0 | 0 | 0 | 0 | 0 | 0 | 0 | 0 | 0 | 1066500.7155 | 34824.2218 | 1101324.9373 | 544403.8888 | 4714.2916 | 9535.4229 | 6451.2875 | 0 | 0 | 2273.5264 | 0 | 0 | 5295.2755 | 0 | 0 | 0 | 28269.8039 | 1673998.63 |  | 0 | -400 | 5200 | 12800 | 0 | 0 | 0 | 0 | 0 | 0 | 0 | 0 | 0 | 17600 | 0 | 1373.5 | 1499.32 | 70002.67 | 0 | 0 | 0 | 0 | 0 | 0 | 0 | 0 | 0 | 72875.49 | 263264.06 | 90475.49 |  | 0 | 0 | 0 | 0 | 0 | 0 | 0 | 0 | 0 | 0 | 113200 | 0 | 113200 | 87200 | 17600 | 218000 | 0 | 0 | 0 | 0 | 0 | 0 | 0 | 0 | 0 | 0 | 29428.21 | 0 | 29428.21 | 61497.6 | 72875.49 | 163801.3 | 1044183.9 | 0 | 0 | 0 | 0 | 0 | 0 | 0 | 0 | 0 | 142628.21 | 0 | 142628.21 | 148697.6 | 90475.49 | 381801.3
< |  | Local LDC Programs Total | 3.211% | 34.37% | 47.53% | 36.56% | [29 empty] | 2.005% | 1.97% | 0 | 0 | 0 | 0 | 0 | 0 | 0 | 0 | 0 | 1066500.7155 | 34824.2218 | 1101324.9373 | 544403.8888 | 4714.2916 | 9535.4229 | 6451.2875 | 0 | 0 | 2273.5264 | 0 | 0 | 5295.2755 | 0 | 0 | 0 | 28269.8039 | 1673998.63 |  | 2.072% | 2.078% | 0 | 0 | 0 | 0 | 0 | 0 | 0 | 0 | 0 | 1066500.7155 | 34824.2218 | 1101324.9373 | 544403.8888 | 4714.2916 | 9535.4229 | 6451.2875 | 0 | 0 | 2273.5264 | 0 | 0 | 5295.2755 | 0 | 0 | 0 | 28269.8039 | 1673998.63 |  | 0 | -400 | 5200 | 12800 | 0 | 0 | 0 | 0 | 0 | 0 | 0 | 0 | 0 | 17600 | 0 | 1373.5 | 1499.32 | 70002.67 | 0 | 0 | 0 | 0 | 0 | 0 | 0 | 0 | 0 | 72875.49 | 263264.06 | 90475.49 |  | 0 | 0 | 0 | 0 | 0 | 0 | 0 | 0 | 0 | 0 | 113200 | 0 | 113200 | 87200 | 17600 | 218000 | 0 | 0 | 0 | 0 | 0 | 0 | 0 | 0 | 0 | 0 | 29428.21 | 0 | 29428.21 | 61497.6 | 72875.49 | 163801.3 | 1044183.9 | 0 | 0 | 0 | 0 | 0 | 0 | 0 | 0 | 0 | 142628.21 | 0 | 142628.21 | 148697.6 | 90475.49 | 381801.3
| LDC Innovation Pilots | Air Source Heat Pump – For Residential Space Heating LDC Innovation Fund Pilot Program | [5 empty] | 0 | 0 | 0 | 0 | 0 | 0 | 0 | 0 | 0 | 0 | 0 | 0 | 0 | 0 | 0 | 0 | 0 | 0 | 0 | 0 | 0 | 0 | 0 | 0 | 0 | 0 | 0 |  | 0% | 0% | 0 | 0 | 0 | 0 | 0 | 0 | 0 | 0 | 0 | 0 | 0 | 0 | 0 | 0 | 0 | 0 | 0 | 0 | 0 | 0 | 0 | 0 | 0 | 0 | 0 | 0 | 0 |  | 0% | 0% | 0 | 0 | 0 | 0 | 0 | 0 | 0 | 0 | 0 | 0 | 0 | 0 | 0 | 0 | 0 | 0 | 0 | 0 | 0 | 0 | 0 | 0 | 0 | 0 | 0 | 0 | 0 |  | 0 | 0 | 0 | 0 | 0 | 0 | 0 | 0 | 0 | 0 | 0 | 0 | 0 | 0 | 0 | 0 | 0 | 0 | 0 | 0 | 0 | 0 | 0 | 0 | 0 | 0 | 0 | 0 | 0 | 0 |  | 0 | 0 | 0 | 0 | 0 | 0 | 0 | 0 | 0 | 0 | 0 | 0 | 0 | 0 | 0 | 0 | 0 | 0 | 0 | 0 | 0 | 0 | 0 | 0 | 0 | 0 | 0 | 0 | 0 | 0 | 0 | 0 | 0 | 0 | 0 | 0 | 0 | 0 | 0 | 0 | 0 | 0 | 0 | 0 | 0 | 0 | 0 | 0
|  | Air Source Heat Pump – For Residential Water Heating LDC Innovation Fund Pilot Program | [5 empty] | 0 | 0 | 0 | 0 | 0 | 0 | 0 | 0 | 0 | 0 | 0 | 0 | 0 | 0 | 0 | 0 | 0 | 0 | 0 | 0 | 0 | 0 | 0 | 0 | 0 | 0 | 0 |  | 0% | 0% | 0 | 0 | 0 | 0 | 0 | 0 | 0 | 0 | 0 | 0 | 0 | 0 | 0 | 0 | 0 | 0 | 0 | 0 | 0 | 0 | 0 | 0 | 0 | 0 | 0 | 0 | 0 |  | 0% | 0% | 0 | 0 | 0 | 0 | 0 | 0 | 0 | 0 | 0 | 0 | 0 | 0 | 0 | 0 | 0 | 0 | 0 | 0 | 0 | 0 | 0 | 0 | 0 | 0 | 0 | 0 | 0 |  | 0 | 0 | 0 | 0 | 0 | 0 | 0 | 0 | 0 | 0 | 0 | 0 | 0 | 0 | 0 | 0 | 0 | 0 | 0 | 0 | 0 | 0 | 0 | 0 | 0 | 0 | 0 | 0 | 0 | 0 |  | 0 | 0 | 0 | 0 | 0 | 0 | 0 | 0 | 0 | 0 | 0 | 0 | 0 | 0 | 0 | 0 | 0 | 0 | 0 | 0 | 0 | 0 | 0 | 0 | 0 | 0 | 0 | 0 | 0 | 0 | 0 | 0 | 0 | 0 | 0 | 0 | 0 | 0 | 0 | 0 | 0 | 0 | 0 | 0 | 0 | 0 | 0 | 0
|  | Block Heater Timer LDC Innovation Fund Pilot Program | [5 empty] | 0 | 0 | 0 | 0 | 0 | 0 | 0 | 0 | 0 | 0 | 0 | 0 | 0 | 0 | 0 | 0 | 0 | 0 | 0 | 0 | 0 | 0 | 0 | 0 | 0 | 0 | 0 |  | 0% | 0% | 0 | 0 | 0 | 0 | 0 | 0 | 0 | 0 | 0 | 0 | 0 | 0 | 0 | 0 | 0 | 0 | 0 | 0 | 0 | 0 | 0 | 0 | 0 | 0 | 0 | 0 | 0 |  | 0% | 0% | 0 | 0 | 0 | 0 | 0 | 0 | 0 | 0 | 0 | 0 | 0 | 0 | 0 | 0 | 0 | 0 | 0 | 0 | 0 | 0 | 0 | 0 | 0 | 0 | 0 | 0 | 0 |  | 0 | 0 | 0 | 0 | 0 | 0 | 0 | 0 | 0 | 0 | 0 | 0 | 0 | 0 | 0 | 0 | 0 | 0 | 0 | 0 | 0 | 0 | 0 | 0 | 0 | 0 | 0 | 0 | 0 | 0 |  | 0 | 0 | 0 | 0 | 0 | 0 | 0 | 0 | 0 | 0 | 0 | 0 | 0 | 0 | 0 | 0 | 0 | 0 | 0 | 0 | 0 | 0 | 0 | 0 | 0 | 0 | 0 | 0 | 0 | 0 | 0 | 0 | 0 | 0 | 0 | 0 | 0 | 0 | 0 | 0 | 0 | 0 | 0 | 0 | 0 | 0 | 0 | 0
|  | Building Optimization Pilot Program | [5 empty] | 0 | 0 | 0 | 0 | 0 | 0 | 0 | 0 | 0 | 0 | 0 | 0 | 0 | 0 | 0 | 0 | 0 | 0 | 0 | 0 | 0 | 0 | 0 | 0 | 0 | 0 | 0 |  | 0% | 0% | 0 | 0 | 0 | 0 | 0 | 0 | 0 | 0 | 0 | 0 | 0 | 0 | 0 | 0 | 0 | 0 | 0 | 0 | 0 | 0 | 0 | 0 | 0 | 0 | 0 | 0 | 0 |  | 0% | 0% | 0 | 0 | 0 | 0 | 0 | 0 | 0 | 0 | 0 | 0 | 0 | 0 | 0 | 0 | 0 | 0 | 0 | 0 | 0 | 0 | 0 | 0 | 0 | 0 | 0 | 0 | 0 |  | 0 | 0 | 0 | 0 | 0 | 0 | 0 | 0 | 0 | 0 | 0 | 0 | 0 | 0 | 0 | 0 | 0 | 0 | 0 | 0 | 0 | 0 | 0 | 0 | 0 | 0 | 0 | 0 | 0 | 0 |  | 0 | 0 | 0 | 0 | 0 | 0 | 0 | 0 | 0 | 0 | 0 | 0 | 0 | 0 | 0 | 0 | 0 | 0 | 0 | 0 | 0 | 0 | 0 | 0 | 0 | 0 | 0 | 0 | 0 | 0 | 0 | 0 | 0 | 0 | 0 | 0 | 0 | 0 | 0 | 0 | 0 | 0 | 0 | 0 | 0 | 0 | 0 | 0
|  | Conservation Cultivator LDC Innovation Fund Pilot Program | [5 empty] | 0 | 0 | 0 | 0 | 0 | 0 | 0 | 0 | 0 | 0 | 0 | 0 | 0 | 0 | 0 | 0 | 0 | 0 | 0 | 0 | 0 | 0 | 0 | 0 | 0 | 0 | 0 |  | 0% | 0% | 0 | 0 | 0 | 0 | 0 | 0 | 0 | 0 | 0 | 0 | 0 | 0 | 0 | 0 | 0 | 0 | 0 | 0 | 0 | 0 | 0 | 0 | 0 | 0 | 0 | 0 | 0 |  | 0% | 0% | 0 | 0 | 0 | 0 | 0 | 0 | 0 | 0 | 0 | 0 | 0 | 0 | 0 | 0 | 0 | 0 | 0 | 0 | 0 | 0 | 0 | 0 | 0 | 0 | 0 | 0 | 0 |  | 0 | 0 | 0 | 0 | 0 | 0 | 0 | 0 | 0 | 0 | 0 | 0 | 0 | 0 | 0 | 0 | 0 | 0 | 0 | 0 | 0 | 0 | 0 | 0 | 0 | 0 | 0 | 0 | 0 | 0 |  | 0 | 0 | 0 | 0 | 0 | 0 | 0 | 0 | 0 | 0 | 0 | 0 | 0 | 0 | 0 | 0 | 0 | 0 | 0 | 0 | 0 | 0 | 0 | 0 | 0 | 0 | 0 | 0 | 0 | 0 | 0 | 0 | 0 | 0 | 0 | 0 | 0 | 0 | 0 | 0 | 0 | 0 | 0 | 0 | 0 | 0 | 0 | 0
|  | Conservation Voltage Reduction Conservation Fund Program | [5 empty] | 0 | 0 | 0 | 0 | 0 | 0 | 0 | 0 | 0 | 0 | 0 | 0 | 0 | 0 | 0 | 0 | 0 | 0 | 0 | 0 | 0 | 0 | 0 | 0 | 0 | 0 | 0 |  | 0% | 0% | 0 | 0 | 0 | 0 | 0 | 0 | 0 | 0 | 0 | 0 | 0 | 0 | 0 | 0 | 0 | 0 | 0 | 0 | 0 | 0 | 0 | 0 | 0 | 0 | 0 | 0 | 0 |  | 0% | 0% | 0 | 0 | 0 | 0 | 0 | 0 | 0 | 0 | 0 | 0 | 0 | 0 | 0 | 0 | 0 | 0 | 0 | 0 | 0 | 0 | 0 | 0 | 0 | 0 | 0 | 0 | 0 |  | 0 | 0 | 0 | 0 | 0 | 0 | 0 | 0 | 0 | 0 | 0 | 0 | 0 | 0 | 0 | 0 | 0 | 0 | 0 | 0 | 0 | 0 | 0 | 0 | 0 | 0 | 0 | 0 | 0 | 0 |  | 0 | 0 | 0 | 0 | 0 | 0 | 0 | 0 | 0 | 0 | 0 | 0 | 0 | 0 | 0 | 0 | 0 | 0 | 0 | 0 | 0 | 0 | 0 | 0 | 0 | 0 | 0 | 0 | 0 | 0 | 0 | 0 | 0 | 0 | 0 | 0 | 0 | 0 | 0 | 0 | 0 | 0 | 0 | 0 | 0 | 0 | 0 | 0
|  | Data Centre Pilot | [5 empty] | 0 | 0 | 0 | 0 | 0 | 0 | 0 | 0 | 0 | 0 | 0 | 0 | 0 | 0 | 0 | 0 | 0 | 0 | 0 | 0 | 0 | 0 | 0 | 0 | 0 | 0 | 0 |  | 0% | 0% | 0 | 0 | 0 | 0 | 0 | 0 | 0 | 0 | 0 | 0 | 0 | 0 | 0 | 0 | 0 | 0 | 0 | 0 | 0 | 0 | 0 | 0 | 0 | 0 | 0 | 0 | 0 |  | 0% | 0% | 0 | 0 | 0 | 0 | 0 | 0 | 0 | 0 | 0 | 0 | 0 | 0 | 0 | 0 | 0 | 0 | 0 | 0 | 0 | 0 | 0 | 0 | 0 | 0 | 0 | 0 | 0 |  | 0 | 0 | 0 | 0 | 0 | 0 | 0 | 0 | 0 | 0 | 0 | 0 | 0 | 0 | 0 | 0 | 0 | 0 | 0 | 0 | 0 | 0 | 0 | 0 | 0 | 0 | 0 | 0 | 0 | 0 |  | 0 | 0 | 0 | 0 | 0 | 0 | 0 | 0 | 0 | 0 | 0 | 0 | 0 | 0 | 0 | 0 | 0 | 0 | 0 | 0 | 0 | 0 | 0 | 0 | 0 | 0 | 0 | 0 | 0 | 0 | 0 | 0 | 0 | 0 | 0 | 0 | 0 | 0 | 0 | 0 | 0 | 0 | 0 | 0 | 0 | 0 | 0 | 0
|  | Direct Install - Hydronic Pilot Program | [5 empty] | 0 | 0 | 0 | 0 | 0 | 0 | 0 | 0 | 0 | 0 | 0 | 0 | 0 | 0 | 0 | 0 | 0 | 0 | 0 | 0 | 0 | 0 | 0 | 0 | 0 | 0 | 0 |  | 0% | 0% | 0 | 0 | 0 | 0 | 0 | 0 | 0 | 0 | 0 | 0 | 0 | 0 | 0 | 0 | 0 | 0 | 0 | 0 | 0 | 0 | 0 | 0 | 0 | 0 | 0 | 0 | 0 |  | 0% | 0% | 0 | 0 | 0 | 0 | 0 | 0 | 0 | 0 | 0 | 0 | 0 | 0 | 0 | 0 | 0 | 0 | 0 | 0 | 0 | 0 | 0 | 0 | 0 | 0 | 0 | 0 | 0 |  | 0 | 0 | 0 | 0 | 0 | 0 | 0 | 0 | 0 | 0 | 0 | 0 | 0 | 0 | 0 | 0 | 0 | 0 | 0 | 0 | 0 | 0 | 0 | 0 | 0 | 0 | 0 | 0 | 0 | 0 |  | 0 | 0 | 0 | 0 | 0 | 0 | 0 | 0 | 0 | 0 | 0 | 0 | 0 | 0 | 0 | 0 | 0 | 0 | 0 | 0 | 0 | 0 | 0 | 0 | 0 | 0 | 0 | 0 | 0 | 0 | 0 | 0 | 0 | 0 | 0 | 0 | 0 | 0 | 0 | 0 | 0 | 0 | 0 | 0 | 0 | 0 | 0 | 0
|  | Direct Install - RTU Controls Pilot Program | [5 empty] | 0 | 0 | 0 | 0 | 0 | 0 | 0 | 0 | 0 | 0 | 0 | 0 | 0 | 0 | 0 | 0 | 0 | 0 | 0 | 0 | 0 | 0 | 0 | 0 | 0 | 0 | 0 |  | 0% | 0% | 0 | 0 | 0 | 0 | 0 | 0 | 0 | 0 | 0 | 0 | 0 | 0 | 0 | 0 | 0 | 0 | 0 | 0 | 0 | 0 | 0 | 0 | 0 | 0 | 0 | 0 | 0 |  | 0% | 0% | 0 | 0 | 0 | 0 | 0 | 0 | 0 | 0 | 0 | 0 | 0 | 0 | 0 | 0 | 0 | 0 | 0 | 0 | 0 | 0 | 0 | 0 | 0 | 0 | 0 | 0 | 0 |  | 0 | 0 | 0 | 0 | 0 | 0 | 0 | 0 | 0 | 0 | 0 | 0 | 0 | 0 | 0 | 0 | 0 | 0 | 0 | 0 | 0 | 0 | 0 | 0 | 0 | 0 | 0 | 0 | 0 | 0 |  | 0 | 0 | 0 | 0 | 0 | 0 | 0 | 0 | 0 | 0 | 0 | 0 | 0 | 0 | 0 | 0 | 0 | 0 | 0 | 0 | 0 | 0 | 0 | 0 | 0 | 0 | 0 | 0 | 0 | 0 | 0 | 0 | 0 | 0 | 0 | 0 | 0 | 0 | 0 | 0 | 0 | 0 | 0 | 0 | 0 | 0 | 0 | 0
|  | Electronics Takeback Pilot | [5 empty] | 0 | 0 | 0 | 0 | 0 | 0 | 0 | 0 | 0 | 0 | 0 | 0 | 0 | 0 | 0 | 0 | 0 | 0 | 0 | 0 | 0 | 0 | 0 | 0 | 0 | 0 | 0 |  | 0% | 0% | 0 | 0 | 0 | 0 | 0 | 0 | 0 | 0 | 0 | 0 | 0 | 0 | 0 | 0 | 0 | 0 | 0 | 0 | 0 | 0 | 0 | 0 | 0 | 0 | 0 | 0 | 0 |  | 0% | 0% | 0 | 0 | 0 | 0 | 0 | 0 | 0 | 0 | 0 | 0 | 0 | 0 | 0 | 0 | 0 | 0 | 0 | 0 | 0 | 0 | 0 | 0 | 0 | 0 | 0 | 0 | 0 |  | 0 | 0 | 0 | 0 | 0 | 0 | 0 | 0 | 0 | 0 | 0 | 0 | 0 | 0 | 0 | 0 | 0 | 0 | 0 | 0 | 0 | 0 | 0 | 0 | 0 | 0 | 0 | 0 | 0 | 0 |  | 0 | 0 | 0 | 0 | 0 | 0 | 0 | 0 | 0 | 0 | 0 | 0 | 0 | 0 | 0 | 0 | 0 | 0 | 0 | 0 | 0 | 0 | 0 | 0 | 0 | 0 | 0 | 0 | 0 | 0 | 0 | 0 | 0 | 0 | 0 | 0 | 0 | 0 | 0 | 0 | 0 | 0 | 0 | 0 | 0 | 0 | 0 | 0
|  | EnWin Intelligent Air Pilot | [5 empty] | 0 | 0 | 0 | 0 | 0 | 0 | 0 | 0 | 0 | 0 | 0 | 0 | 0 | 0 | 0 | 0 | 0 | 0 | 0 | 0 | 0 | 0 | 0 | 0 | 0 | 0 | 0 |  | 0% | 0% | 0 | 0 | 0 | 0 | 0 | 0 | 0 | 0 | 0 | 0 | 0 | 0 | 0 | 0 | 0 | 0 | 0 | 0 | 0 | 0 | 0 | 0 | 0 | 0 | 0 | 0 | 0 |  | 0% | 0% | 0 | 0 | 0 | 0 | 0 | 0 | 0 | 0 | 0 | 0 | 0 | 0 | 0 | 0 | 0 | 0 | 0 | 0 | 0 | 0 | 0 | 0 | 0 | 0 | 0 | 0 | 0 |  | 0 | 0 | 0 | 0 | 0 | 0 | 0 | 0 | 0 | 0 | 0 | 0 | 0 | 0 | 0 | 0 | 0 | 0 | 0 | 0 | 0 | 0 | 0 | 0 | 0 | 0 | 0 | 0 | 0 | 0 |  | 0 | 0 | 0 | 0 | 0 | 0 | 0 | 0 | 0 | 0 | 0 | 0 | 0 | 0 | 0 | 0 | 0 | 0 | 0 | 0 | 0 | 0 | 0 | 0 | 0 | 0 | 0 | 0 | 0 | 0 | 0 | 0 | 0 | 0 | 0 | 0 | 0 | 0 | 0 | 0 | 0 | 0 | 0 | 0 | 0 | 0 | 0 | 0
|  | Home Depot Home Appliance Market Uplift Conservation Fund Pilot Program | [5 empty] | 0 | 0 | 0 | 0 | 0 | 59.9796 | 0 | 0 | 59.9796 | 0 | 0 | 0 | 0 | 0 | 0 | 0 | 0 | 0 | 0 | 0 | 0 | 0 | 0 | 0 | 0 | 0 | 59.9796 |  | 0% | 0.0009646% | 0 | 0 | 0 | 0 | 0 | 819.7209 | 0 | 0 | 819.7209 | 0 | 0 | 0 | 0 | 0 | 0 | 0 | 0 | 0 | 0 | 0 | 0 | 0 | 0 | 0 | 0 | 0 | 819.7209 |  | 0% | 0.001018% | 0 | 0 | 0 | 0 | 0 | 819.7209 | 0 | 0 | 819.7209 | 0 | 0 | 0 | 0 | 0 | 0 | 0 | 0 | 0 | 0 | 0 | 0 | 0 | 0 | 0 | 0 | 0 | 819.7209 |  | 0 | 0 | 0 | 0 | 0 | 0 | 0 | 0 | 0 | 0 | 0 | 0 | 0 | 0 | 0 | 0 | 0 | 0 | 0 | 0 | 0 | 0 | 0 | 0 | 0 | 0 | 0 | 0 | 0 | 0 |  | 0 | 0 | 0 | 0 | 0 | 0 | 0 | 0 | 0 | 0 | 0 | 0 | 0 | 0 | 0 | 0 | 0 | 0 | 0 | 0 | 0 | 0 | 0 | 0 | 0 | 0 | 0 | 0 | 0 | 0 | 0 | 0 | 0 | 0 | 0 | 0 | 0 | 0 | 0 | 0 | 0 | 0 | 0 | 0 | 0 | 0 | 0 | 0
|  | Home Energy Assessment & Retrofit LDC Innovation Fund Pilot Program | [5 empty] | 0 | 0 | 0 | 0 | 0 | 0 | 0 | 0 | 0 | 0 | 0 | 0 | 0 | 0 | 0 | 0 | 0 | 0 | 0 | 0 | 0 | 0 | 0 | 0 | 0 | 0 | 0 |  | 0% | 0% | 0 | 0 | 0 | 0 | 0 | 0 | 0 | 0 | 0 | 0 | 0 | 0 | 0 | 0 | 0 | 0 | 0 | 0 | 0 | 0 | 0 | 0 | 0 | 0 | 0 | 0 | 0 |  | 0% | 0% | 0 | 0 | 0 | 0 | 0 | 0 | 0 | 0 | 0 | 0 | 0 | 0 | 0 | 0 | 0 | 0 | 0 | 0 | 0 | 0 | 0 | 0 | 0 | 0 | 0 | 0 | 0 |  | 0 | 0 | 0 | 0 | 0 | 0 | 0 | 0 | 0 | 0 | 0 | 0 | 0 | 0 | 0 | 0 | 0 | 0 | 0 | 0 | 0 | 0 | 0 | 0 | 0 | 0 | 0 | 0 | 0 | 0 |  | 0 | 0 | 0 | 0 | 0 | 0 | 0 | 0 | 0 | 0 | 0 | 0 | 0 | 0 | 0 | 0 | 0 | 0 | 0 | 0 | 0 | 0 | 0 | 0 | 0 | 0 | 0 | 0 | 0 | 0 | 0 | 0 | 0 | 0 | 0 | 0 | 0 | 0 | 0 | 0 | 0 | 0 | 0 | 0 | 0 | 0 | 0 | 0
|  | Hotel/Motel LDC Innovation Fund Pilot Program | [5 empty] | 0 | 0 | 0 | 0 | 0 | 0 | 0 | 0 | 0 | 0 | 0 | 0 | 0 | 0 | 0 | 0 | 0 | 0 | 0 | 0 | 0 | 0 | 0 | 0 | 0 | 0 | 0 |  | 0% | 0% | 0 | 0 | 0 | 0 | 0 | 0 | 0 | 0 | 0 | 0 | 0 | 0 | 0 | 0 | 0 | 0 | 0 | 0 | 0 | 0 | 0 | 0 | 0 | 0 | 0 | 0 | 0 |  | 0% | 0% | 0 | 0 | 0 | 0 | 0 | 0 | 0 | 0 | 0 | 0 | 0 | 0 | 0 | 0 | 0 | 0 | 0 | 0 | 0 | 0 | 0 | 0 | 0 | 0 | 0 | 0 | 0 |  | 0 | 0 | 0 | 0 | 0 | 0 | 0 | 0 | 0 | 0 | 0 | 0 | 0 | 0 | 0 | 0 | 0 | 0 | 0 | 0 | 0 | 0 | 0 | 0 | 0 | 0 | 0 | 0 | 0 | 0 |  | 0 | 0 | 0 | 0 | 0 | 0 | 0 | 0 | 0 | 0 | 0 | 0 | 0 | 0 | 0 | 0 | 0 | 0 | 0 | 0 | 0 | 0 | 0 | 0 | 0 | 0 | 0 | 0 | 0 | 0 | 0 | 0 | 0 | 0 | 0 | 0 | 0 | 0 | 0 | 0 | 0 | 0 | 0 | 0 | 0 | 0 | 0 | 0
|  | Low Income Air Source Heat Pump Pilot | [5 empty] | 0 | 0 | 0 | 0 | 0 | 0 | 0 | 0 | 0 | 0 | 0 | 0 | 0 | 0 | 0 | 0 | 0 | 0 | 0 | 0 | 0 | 0 | 0 | 0 | 0 | 0 | 0 |  | 0% | 0% | 0 | 0 | 0 | 0 | 0 | 0 | 0 | 0 | 0 | 0 | 0 | 0 | 0 | 0 | 0 | 0 | 0 | 0 | 0 | 0 | 0 | 0 | 0 | 0 | 0 | 0 | 0 |  | 0% | 0% | 0 | 0 | 0 | 0 | 0 | 0 | 0 | 0 | 0 | 0 | 0 | 0 | 0 | 0 | 0 | 0 | 0 | 0 | 0 | 0 | 0 | 0 | 0 | 0 | 0 | 0 | 0 |  | 0 | 0 | 0 | 0 | 0 | 0 | 0 | 0 | 0 | 0 | 0 | 0 | 0 | 0 | 0 | 0 | 0 | 0 | 0 | 0 | 0 | 0 | 0 | 0 | 0 | 0 | 0 | 0 | 0 | 0 |  | 0 | 0 | 0 | 0 | 0 | 0 | 0 | 0 | 0 | 0 | 0 | 0 | 0 | 0 | 0 | 0 | 0 | 0 | 0 | 0 | 0 | 0 | 0 | 0 | 0 | 0 | 0 | 0 | 0 | 0 | 0 | 0 | 0 | 0 | 0 | 0 | 0 | 0 | 0 | 0 | 0 | 0 | 0 | 0 | 0 | 0 | 0 | 0
|  | Ontario Clean Water Agency P4P Conservation Fund Pilot Program | [5 empty] | 0 | 0 | 0 | 0 | 0 | 0 | 0 | 0 | 0 | 0 | 0 | 0 | 0 | 0 | 0 | 0 | 0 | 0 | 0 | 0 | 0 | 0 | 0 | 0 | 0 | 0 | 0 |  | 0% | 0% | 0 | 0 | 0 | 0 | 0 | 0 | 0 | 0 | 0 | 0 | 0 | 0 | 0 | 0 | 0 | 0 | 0 | 0 | 0 | 0 | 0 | 0 | 0 | 0 | 0 | 0 | 0 |  | 0% | 0% | 0 | 0 | 0 | 0 | 0 | 0 | 0 | 0 | 0 | 0 | 0 | 0 | 0 | 0 | 0 | 0 | 0 | 0 | 0 | 0 | 0 | 0 | 0 | 0 | 0 | 0 | 0 |  | 0 | 0 | 0 | 0 | 0 | 0 | 0 | 0 | 0 | 0 | 0 | 0 | 0 | 0 | 0 | 0 | 0 | 0 | 0 | 0 | 0 | 0 | 0 | 0 | 0 | 0 | 0 | 0 | 0 | 0 |  | 0 | 0 | 0 | 0 | 0 | 0 | 0 | 0 | 0 | 0 | 0 | 0 | 0 | 0 | 0 | 0 | 0 | 0 | 0 | 0 | 0 | 0 | 0 | 0 | 0 | 0 | 0 | 0 | 0 | 0 | 0 | 0 | 0 | 0 | 0 | 0 | 0 | 0 | 0 | 0 | 0 | 0 | 0 | 0 | 0 | 0 | 0 | 0
|  | P4P for Class B Office Pilot Program | [5 empty] | 0 | 0 | 0 | 0 | 0 | 0 | 0 | 0 | 0 | 0 | 0 | 0 | 0 | 0 | 0 | 0 | 0 | 0 | 0 | 0 | 0 | 0 | 0 | 0 | 0 | 0 | 0 |  | 0% | 0% | 0 | 0 | 0 | 0 | 0 | 0 | 0 | 0 | 0 | 0 | 0 | 0 | 0 | 0 | 0 | 0 | 0 | 0 | 0 | 0 | 0 | 0 | 0 | 0 | 0 | 0 | 0 |  | 0% | 0% | 0 | 0 | 0 | 0 | 0 | 0 | 0 | 0 | 0 | 0 | 0 | 0 | 0 | 0 | 0 | 0 | 0 | 0 | 0 | 0 | 0 | 0 | 0 | 0 | 0 | 0 | 0 |  | 0 | 0 | 0 | 0 | 0 | 0 | 0 | 0 | 0 | 0 | 0 | 0 | 0 | 0 | 0 | 0 | 0 | 0 | 0 | 0 | 0 | 0 | 0 | 0 | 0 | 0 | 0 | 0 | 0 | 0 |  | 0 | 0 | 0 | 0 | 0 | 0 | 0 | 0 | 0 | 0 | 0 | 0 | 0 | 0 | 0 | 0 | 0 | 0 | 0 | 0 | 0 | 0 | 0 | 0 | 0 | 0 | 0 | 0 | 0 | 0 | 0 | 0 | 0 | 0 | 0 | 0 | 0 | 0 | 0 | 0 | 0 | 0 | 0 | 0 | 0 | 0 | 0 | 0
|  | Performance Based Conservation Pilot Program | [5 empty] | 0 | 0 | 0 | 0 | 0 | 0 | 0 | 0 | 0 | 0 | 0 | 0 | 0 | 0 | 0 | 0 | 0 | 0 | 0 | 0 | 0 | 0 | 0 | 0 | 0 | 0 | 0 |  | 0% | 0% | 0 | 0 | 0 | 0 | 0 | 0 | 0 | 0 | 0 | 0 | 0 | 0 | 0 | 0 | 0 | 0 | 0 | 0 | 0 | 0 | 0 | 0 | 0 | 0 | 0 | 0 | 0 |  | 0% | 0% | 0 | 0 | 0 | 0 | 0 | 0 | 0 | 0 | 0 | 0 | 0 | 0 | 0 | 0 | 0 | 0 | 0 | 0 | 0 | 0 | 0 | 0 | 0 | 0 | 0 | 0 | 0 |  | 0 | 0 | 0 | 0 | 0 | 0 | 0 | 0 | 0 | 0 | 0 | 0 | 0 | 0 | 0 | 0 | 0 | 0 | 0 | 0 | 0 | 0 | 0 | 0 | 0 | 0 | 0 | 0 | 0 | 0 |  | 0 | 0 | 0 | 0 | 0 | 0 | 0 | 0 | 0 | 0 | 0 | 0 | 0 | 0 | 0 | 0 | 0 | 0 | 0 | 0 | 0 | 0 | 0 | 0 | 0 | 0 | 0 | 0 | 0 | 0 | 0 | 0 | 0 | 0 | 0 | 0 | 0 | 0 | 0 | 0 | 0 | 0 | 0 | 0 | 0 | 0 | 0 | 0
|  | Residential Direct Install Pilot Program | [5 empty] | 0 | 0 | 0 | 0 | 0 | 0 | 0 | 0 | 0 | 0 | 0 | 0 | 0 | 0 | 0 | 0 | 0 | 0 | 0 | 0 | 0 | 0 | 0 | 0 | 0 | 0 | 0 |  | 0% | 0% | 0 | 0 | 0 | 0 | 0 | 0 | 0 | 0 | 0 | 0 | 0 | 0 | 0 | 0 | 0 | 0 | 0 | 0 | 0 | 0 | 0 | 0 | 0 | 0 | 0 | 0 | 0 |  | 0% | 0% | 0 | 0 | 0 | 0 | 0 | 0 | 0 | 0 | 0 | 0 | 0 | 0 | 0 | 0 | 0 | 0 | 0 | 0 | 0 | 0 | 0 | 0 | 0 | 0 | 0 | 0 | 0 |  | 0 | 0 | 0 | 0 | 0 | 0 | 0 | 0 | 0 | 0 | 0 | 0 | 0 | 0 | 0 | 0 | 0 | 0 | 0 | 0 | 0 | 0 | 0 | 0 | 0 | 0 | 0 | 0 | 0 | 0 |  | 0 | 0 | 0 | 0 | 0 | 0 | 0 | 0 | 0 | 0 | 0 | 0 | 0 | 0 | 0 | 0 | 0 | 0 | 0 | 0 | 0 | 0 | 0 | 0 | 0 | 0 | 0 | 0 | 0 | 0 | 0 | 0 | 0 | 0 | 0 | 0 | 0 | 0 | 0 | 0 | 0 | 0 | 0 | 0 | 0 | 0 | 0 | 0
|  | Residential Ductless Heat Pump LDC Innovation Fund Pilot Program | [5 empty] | 0 | 0 | 0 | 0 | 0 | 0 | 0 | 0 | 0 | 0 | 0 | 0 | 0 | 0 | 0 | 0 | 0 | 0 | 0 | 0 | 0 | 0 | 0 | 0 | 0 | 0 | 0 |  | 0% | 0% | 0 | 0 | 0 | 0 | 0 | 0 | 0 | 0 | 0 | 0 | 0 | 0 | 0 | 0 | 0 | 0 | 0 | 0 | 0 | 0 | 0 | 0 | 0 | 0 | 0 | 0 | 0 |  | 0% | 0% | 0 | 0 | 0 | 0 | 0 | 0 | 0 | 0 | 0 | 0 | 0 | 0 | 0 | 0 | 0 | 0 | 0 | 0 | 0 | 0 | 0 | 0 | 0 | 0 | 0 | 0 | 0 |  | 0 | 0 | 0 | 0 | 0 | 0 | 0 | 0 | 0 | 0 | 0 | 0 | 0 | 0 | 0 | 0 | 0 | 0 | 0 | 0 | 0 | 0 | 0 | 0 | 0 | 0 | 0 | 0 | 0 | 0 |  | 0 | 0 | 0 | 0 | 0 | 0 | 0 | 0 | 0 | 0 | 0 | 0 | 0 | 0 | 0 | 0 | 0 | 0 | 0 | 0 | 0 | 0 | 0 | 0 | 0 | 0 | 0 | 0 | 0 | 0 | 0 | 0 | 0 | 0 | 0 | 0 | 0 | 0 | 0 | 0 | 0 | 0 | 0 | 0 | 0 | 0 | 0 | 0
|  | Small & Medium Business Energy Management System LDC Innovation Fund Pilot Program | [5 empty] | 0 | 0 | 0 | 0 | 0 | 0 | 0 | 0 | 0 | 0 | 0 | 0 | 0 | 0 | 0 | 0 | 0 | 0 | 0 | 0 | 0 | 0 | 0 | 0 | 0 | 0 | 0 |  | 0% | 0% | 0 | 0 | 0 | 0 | 0 | 0 | 0 | 0 | 0 | 0 | 0 | 0 | 0 | 0 | 0 | 0 | 0 | 0 | 0 | 0 | 0 | 0 | 0 | 0 | 0 | 0 | 0 |  | 0% | 0% | 0 | 0 | 0 | 0 | 0 | 0 | 0 | 0 | 0 | 0 | 0 | 0 | 0 | 0 | 0 | 0 | 0 | 0 | 0 | 0 | 0 | 0 | 0 | 0 | 0 | 0 | 0 |  | 0 | 0 | 0 | 0 | 0 | 0 | 0 | 0 | 0 | 0 | 0 | 0 | 0 | 0 | 0 | 0 | 0 | 0 | 0 | 0 | 0 | 0 | 0 | 0 | 0 | 0 | 0 | 0 | 0 | 0 |  | 0 | 0 | 0 | 0 | 0 | 0 | 0 | 0 | 0 | 0 | 0 | 0 | 0 | 0 | 0 | 0 | 0 | 0 | 0 | 0 | 0 | 0 | 0 | 0 | 0 | 0 | 0 | 0 | 0 | 0 | 0 | 0 | 0 | 0 | 0 | 0 | 0 | 0 | 0 | 0 | 0 | 0 | 0 | 0 | 0 | 0 | 0 | 0
|  | Toronto Hydro – Enbridge Joint Low-Income Program LDC Innovation Fund Pilot Program | [5 empty] | 0 | 0 | 0 | 0 | 0 | 0 | 0 | 0 | 0 | 0 | 0 | 0 | 0 | 0 | 0 | 0 | 0 | 0 | 0 | 0 | 0 | 0 | 0 | 0 | 0 | 0 | 0 |  | 0% | 0% | 0 | 0 | 0 | 0 | 0 | 0 | 0 | 0 | 0 | 0 | 0 | 0 | 0 | 0 | 0 | 0 | 0 | 0 | 0 | 0 | 0 | 0 | 0 | 0 | 0 | 0 | 0 |  | 0% | 0% | 0 | 0 | 0 | 0 | 0 | 0 | 0 | 0 | 0 | 0 | 0 | 0 | 0 | 0 | 0 | 0 | 0 | 0 | 0 | 0 | 0 | 0 | 0 | 0 | 0 | 0 | 0 |  | 0 | 0 | 0 | 0 | 0 | 0 | 0 | 0 | 0 | 0 | 0 | 0 | 0 | 0 | 0 | 0 | 0 | 0 | 0 | 0 | 0 | 0 | 0 | 0 | 0 | 0 | 0 | 0 | 0 | 0 |  | 0 | 0 | 0 | 0 | 0 | 0 | 0 | 0 | 0 | 0 | 0 | 0 | 0 | 0 | 0 | 0 | 0 | 0 | 0 | 0 | 0 | 0 | 0 | 0 | 0 | 0 | 0 | 0 | 0 | 0 | 0 | 0 | 0 | 0 | 0 | 0 | 0 | 0 | 0 | 0 | 0 | 0 | 0 | 0 | 0 | 0 | 0 | 0
|  | Solar Powered Attic Ventilation Pilot | [5 empty] | 0 | 0 | 0 | 0 | 0 | 1 | 0 | 0 | 1 | 0 | 0 | 0 | 0 | 0 | 0 | 0 | 0 | 0 | 0 | 0 | 0 | 0 | 0 | 0 | 0 | 0 | 1 |  | 0% | 0.0002044% | 0 | 0 | 0 | 0 | 0 | 173.6866 | 0 | 0 | 173.6866 | 0 | 0 | 0 | 0 | 0 | 0 | 0 | 0 | 0 | 0 | 0 | 0 | 0 | 0 | 0 | 0 | 0 | 173.6866 |  | 0% | 0.0002156% | 0 | 0 | 0 | 0 | 0 | 173.6866 | 0 | 0 | 173.6866 | 0 | 0 | 0 | 0 | 0 | 0 | 0 | 0 | 0 | 0 | 0 | 0 | 0 | 0 | 0 | 0 | 0 | 173.6866 |  | 0 | 0 | 0 | 0 | 0 | 0 | 0 | 0 | 0 | 0 | 0 | 0 | 0 | 0 | 0 | 0 | 0 | 0 | 0 | 0 | 0 | 0 | 0 | 0 | 0 | 0 | 0 | 0 | 0 | 0 |  | 0 | 0 | 0 | 0 | 0 | 0 | 0 | 0 | 0 | 0 | 0 | 0 | 0 | 0 | 0 | 0 | 0 | 0 | 4194.21 | 0 | 0 | 4194.21 | 0 | 0 | 0 | 0 | 0 | 0 | 0 | 0 | 0 | 4194.21 | 0 | 0 | 4194.21 | 0 | 0 | 4194.21 | 0 | 0 | 0 | 0 | 0 | 0 | 0 | 0 | 0 | 4194.21
|  | Truckload Event | [5 empty] | 0 | 0 | 0 | 0 | 0 | 0 | 0 | 0 | 0 | 0 | 0 | 0 | 0 | 0 | 0 | 0 | 0 | 0 | 0 | 0 | 0 | 0 | 0 | 0 | 0 | 0 | 0 |  | 0% | 0% | 0 | 0 | 0 | 0 | 0 | 0 | 0 | 0 | 0 | 0 | 0 | 0 | 0 | 0 | 0 | 0 | 0 | 0 | 0 | 0 | 0 | 0 | 0 | 0 | 0 | 0 | 0 |  | 0% | 0% | 0 | 0 | 0 | 0 | 0 | 0 | 0 | 0 | 0 | 0 | 0 | 0 | 0 | 0 | 0 | 0 | 0 | 0 | 0 | 0 | 0 | 0 | 0 | 0 | 0 | 0 | 0 |  | 0 | 0 | 0 | 0 | 0 | 0 | 0 | 0 | 0 | 0 | 0 | 0 | 0 | 0 | 0 | 0 | 0 | 0 | 0 | 0 | 0 | 0 | 0 | 0 | 0 | 0 | 0 | 0 | 0 | 0 |  | 0 | 0 | 0 | 0 | 0 | 0 | 0 | 0 | 0 | 0 | 0 | 0 | 0 | 0 | 0 | 0 | 0 | 0 | 0 | 0 | 0 | 0 | 0 | 0 | 0 | 0 | 0 | 0 | 0 | 0 | 0 | 0 | 0 | 0 | 0 | 0 | 0 | 0 | 0 | 0 | 0 | 0 | 0 | 0 | 0 | 0 | 0 | 0
< |  | LDC Innovation Pilots Total | [9 empty] | 0 |  |  |  | 0 | [19 empty] | 0% | 0.001169% | 0 | 0 | 0 | 0 | 0 | 993.4075 | 0 | 0 | 993.4075 | 0 | 0 | 0 | 0 | 0 | 0 | 0 | 0 | 0 | 0 | 0 | 0 | 0 | 0 | 0 | 0 | 0 | 993.4075 |  | 0% | 0.001233% | 0 | 0 | 0 | 0 | 0 | 993.4075 | 0 | 0 | 993.4075 | 0 | 0 | 0 | 0 | 0 | 0 | 0 | 0 | 0 | 0 | 0 | 0 | 0 | 0 | 0 | 0 | 0 | 993.4075 |  | 0 | 0 | 0 | 0 | 0 | 0 | 0 | 0 | 0 | 0 | 0 | 0 | 0 | 0 | 0 | 0 | 0 | 0 | 0 | 0 | 0 | 0 | 0 | 0 | 0 | 0 | 0 | 0 | 0 | 0 |  | 0 | 0 | 0 | 0 | 0 | 0 | 0 | 0 | 0 | 0 | 0 | 0 | 0 | 0 | 0 | 0 | 0 | 0 | 4194.21 | 0 | 0 | 4194.21 | 0 | 0 | 0 | 0 | 0 | 0 | 0 | 0 | 0 | 4194.21 | 0 | 0 | 4194.21 | 0 | 0 | 4194.21 | 0 | 0 | 0 | 0 | 0 | 0 | 0 | 0 | 0 | 4194.21
| Target Gap | [122 empty] | 0 | [34 empty] | 0
| Non-Approved Program | [94 empty] | 236000 | 0 | 0 | 0 | 0 | 0 | 0 | 0 | 0 | 0 | 0 | 0 | 0 | 0 | 27264.06 | 0 | 0 | 0 | 0 | 0 | 0 | 0 | 0 | 0 | 0 | 0 | 0 | 0 | 0 | 0 |  | 944000 | 0 | 0 | 0 | 0 | 0 | 0 | 0 | 0 | 0 | 0 | 0 | 0 | 0 | 0 | 0 | 100183.9 | 0 | 21053.33 | 0 | 0 | 21053.33 | 0 | 0 | 0 | 0 | 0 | 0 | 0 | 0 | 0 | 21053.33 | 0 | 0 | 21053.33 | 0 | 0 | 0 | 0 | 0 | 0 | 0 | 0 | 0 | 0 | 0 | 0 | 21053.33
| Unassigned Program | [94 empty] | 0 | [13 empty] | 0 | [13 empty] | 0 |  |  | 0 | [15 empty] | 0 | [15 empty] | 0
| Energy Savings from 2011-2014 Framework |  |  |  | 106.8% | [6 empty] | 0 | [23 empty] | 0% | 16.06% | 12964029.6301 | 757960.908 | -72003.8019 | 0 | 13649986.7362 | [21 empty] | 13649986.7362 |  | 0% | 16.65% | 12571058.8377 | 755954.697 | 81131.7028 | 0 | 13408145.2375 | [21 empty] | 13408145.2375
| 2011-2014 Residential (Province Wide) | Coupon Initiative |  |  | 41.48% |  | Projects | 28697.6662 | 0 | 0 | 0 | 28697.6662 | [21 empty] | 28697.6662 |  | 0% | 1.011% | 731825.1757 | 127558.5647 | 0 | 0 | 859383.7404 | [21 empty] | 859383.7404 |  | 0% | 1.056% | 725167.2377 | 125716.2465 | 0 | 0 | 850883.4843 | [21 empty] | 850883.4843
|  | Bi-Annual Retailer Event Initiative |  |  |  |  | Appliances | 52932.351 | 0 | 0 | 0 | 52932.351 | [21 empty] | 52932.351 |  | 0% | 1.605% | 1349961.274 | 13963.5727 | 0 | 0 | 1363924.8467 | [21 empty] | 1363924.8467 |  | 0% | 1.663% | 1325969.174 | 13799.6798 | 0 | 0 | 1339768.8539 | [21 empty] | 1339768.8539
|  | Appliance Retirement Initiative |  |  |  |  | Measures | 67 | 0 | 0 | 0 | 67 | [21 empty] | 67 |  | 0% | 0.03545% | 30127.5388 | 0 | 0 | 0 | 30127.5388 | [21 empty] | 30127.5388 |  | 0% | 0% | 0 | 0 | 0 | 0 | 0 | [21 empty] | 0
|  | HVAC Incentives Initiative |  |  | 103.4% |  | Measures | 2827 | 0 | 0 | 0 | 2827 | [21 empty] | 2827 |  | 0% | 1.583% | 1300733.5964 | 44216.4186 | 0 | 0 | 1344950.015 | [21 empty] | 1344950.015 |  | 0% | 1.67% | 1300733.5964 | 44216.4186 | 0 | 0 | 1344950.015 | [21 empty] | 1344950.015
|  | Residential New Construction and Major Renovation Initiative |  |  |  |  | Equipment | 0 | 0 | 0 | 0 | 0 | [21 empty] | 0 |  | 0% | 0% | 0 | 0 | 0 | 0 | 0 | [21 empty] | 0 |  | 0% | 0% | 0 | 0 | 0 | 0 | 0 | [21 empty] | 0
|  | Aboriginal Conservation Program |  |  |  |  | Homes | 0 | 0 | 0 | 0 | 0 | [21 empty] | 0 |  | 0% | 0% | 0 | 0 | 0 | 0 | 0 | [21 empty] | 0 |  | 0% | 0% | 0 | 0 | 0 | 0 | 0 | [21 empty] | 0
|  | Low Income Initiative |  |  | 101.5% |  | Homes | 126 | 0 | 0 | 0 | 126 | [21 empty] | 126 |  | 0% | 0.2119% | 180097.1849 | 0 | 0 | 0 | 180097.1849 | [21 empty] | 180097.1849 |  | 0% | 0.1942% | 156419.7518 | 0 | 0 | 0 | 156419.7518 | [21 empty] | 156419.7518
|  | Residential Programs Total |  |  | 106.1% | [6 empty] | 0 | [23 empty] | 0% | 4.446% | 3592744.7698 | 185738.5559 | 0 | 0 | 3778483.3257 | [21 empty] | 3778483.3257 |  | 0% | 4.584% | 3508289.76 | 183732.345 | 0 | 0 | 3692022.1049 | [21 empty] | 3692022.1049
| 2011-2014 Non-Residential (Province Wide) | Energy Audit Initiative |  |  |  |  | Audits | 0 | 0 | 0 | 0 | 0 | [21 empty] | 0 |  | 0% | 0.3664% | 0 | 311334.5926 | 0 | 0 | 311334.5926 | [21 empty] | 311334.5926 |  | 0% | 0.3865% | 0 | 311334.5926 | 0 | 0 | 311334.5926 | [21 empty] | 311334.5926
|  | Efficiency: Equipment Replacement Incentive Initiative |  |  | 103.4% |  | Projects | 210 | 0 | 9 | 0 | 219 | [21 empty] | 219 |  | 0% | 10.99% | 9140210.4271 | 225610.8761 | -28438.701 | 0 | 9337382.6022 | [21 empty] | 9337382.6022 |  | 0% | 11.4% | 8880615.2883 | 225610.8761 | 73759.5512 | 0 | 9179985.7156 | [21 empty] | 9179985.7156
|  | Direct Install Lighting and Water Heating Initiative |  |  | 110.6% |  | Projects | 99 | 0 | 0 | 0 | 99 | [21 empty] | 99 |  | 0% | 0.1962% | 210325.9662 | 0 | -43565.1009 | 0 | 166760.8653 | [21 empty] | 166760.8653 |  | 0% | 0.2095% | 161405.3224 | 0 | 7372.1516 | 0 | 168777.474 | [21 empty] | 168777.474
|  | New Construction and Major Renovation Initiative |  |  |  |  | Buildings | 0 | 0 | 0 | 0 | 0 | [21 empty] | 0 |  | 0% | 0.02661% | 0 | 22611.1088 | 0 | 0 | 22611.1088 | [21 empty] | 22611.1088 |  | 0% | 0.02807% | 0 | 22611.1088 | 0 | 0 | 22611.1088 | [21 empty] | 22611.1088
|  | Existing Building Commissioning Incentive Initiative |  |  |  |  | Buildings | 0 | 0 | 0 | 0 | 0 | [21 empty] | 0 |  | 0% | 0.0149% | 0 | 12665.7745 | 0 | 0 | 12665.7745 | [21 empty] | 12665.7745 |  | 0% | 0.01572% | 0 | 12665.7745 | 0 | 0 | 12665.7745 | [21 empty] | 12665.7745
|  | Process and Systems Upgrades Initiatives - Project Incentive Initiative |  |  |  |  | Projects | 0 | 0 | 0 | 0 | 0 | [21 empty] | 0 |  | 0% | 0% | 0 | 0 | 0 | 0 | 0 | [21 empty] | 0 |  | 0% | 0% | 0 | 0 | 0 | 0 | 0 | [21 empty] | 0
|  | Process and Systems Upgrades Initiatives - Monitoring and Targeting Initiative |  |  |  |  | Projects | 0 | 0 | 0 | 0 | 0 | [21 empty] | 0 |  | 0% | 0% | 0 | 0 | 0 | 0 | 0 | [21 empty] | 0 |  | 0% | 0% | 0 | 0 | 0 | 0 | 0 | [21 empty] | 0
|  | Process and Systems Upgrades Initiatives - Energy Manager Initiative |  |  | 100% |  | Projects | 1 | 0 | 0 | 0 | 1 | [21 empty] | 1 |  | 0% | 0.02442% | 20748.4671 | 0 | 0 | 0 | 20748.4671 | [21 empty] | 20748.4671 |  | 0% | 0.02576% | 20748.4671 | 0 | 0 | 0 | 20748.4671 | [21 empty] | 20748.4671
|  | Non-Residential Programs Total |  |  | 109.1% | [6 empty] | 0 | [23 empty] | 0% | 11.62% | 9371284.8603 | 572222.3521 | -72003.8019 | 0 | 9871503.4105 | [21 empty] | 9871503.4105 |  | 0% | 12.06% | 9062769.0778 | 572222.3521 | 81131.7028 | 0 | 9716123.1326 | [21 empty] | 9716123.1326
| 2011-2014 Other | Loblaws Pilot |  |  |  |  | Projects | 0 | 0 | 0 | 0 | 0 | [21 empty] | 0 |  | 0% | 0% | 0 | 0 | 0 | 0 | 0 | [21 empty] | 0 |  | 0% | 0% | 0 | 0 | 0 | 0 | 0 | [21 empty] | 0
|  | Social Benchmarking Pliot |  |  |  |  | Projects | 0 | 0 | 0 | 0 | 0 | [21 empty] | 0 |  | 0% | 0% | 0 | 0 | 0 | 0 | 0 | [21 empty] | 0 |  | 0% | 0% | 0 | 0 | 0 | 0 | 0 | [21 empty] | 0
|  | Conservation Fund Pilot - SEG |  |  |  |  | Projects | 0 | 0 | 0 | 0 | 0 | [21 empty] | 0 |  | 0% | 0% | 0 | 0 | 0 | 0 | 0 | [21 empty] | 0 |  | 0% | 0% | 0 | 0 | 0 | 0 | 0 | [21 empty] | 0
|  | Conservation Fund Pilot - EnerNOC |  |  |  |  | Projects | 0 | 0 | 0 | 0 | 0 | [21 empty] | 0 |  | 0% | 0% | 0 | 0 | 0 | 0 | 0 | [21 empty] | 0 |  | 0% | 0% | 0 | 0 | 0 | 0 | 0 | [21 empty] | 0
|  | Program Enabled Savings |  |  |  |  | Projects | 0 | 0 | 0 | 0 | 0 | [21 empty] | 0 |  | 0% | 0% | 0 | 0 | 0 | 0 | 0 | [21 empty] | 0 |  | 0% | 0% | 0 | 0 | 0 | 0 | 0 | [21 empty] | 0
|  | Other Programs Total | [9 empty] | 0 | [23 empty] | 0% | 0% | 0 | 0 | 0 | 0 | 0 | [21 empty] | 0 |  | 0% | 0% | 0 | 0 | 0 | 0 | 0 | [21 empty] | 0
<
| TOTAL Conservation First (CDM Plan Forecast) |  | 8.105% | 35.72% | 81.33% | 55.94% | [5 empty] | 0 |  |  |  | 0 | [19 empty] | 100% | 100% | 13025279.4542 | 1986098.7671 | -104925.4385 | -39317.8288 | 14867134.954 | 11655461.07 | 7834629.0483 | 69067.7601 | 19559157.8783 | 31469565.9866 | 2670158.0527 | 34139724.0393 | 15005249.6991 | 751518.317 | 472582.4956 | 178173.281 | 0 | 0 | 2273.5264 | 0 | 0 | 5295.2755 | 0 | 0 | 0 | 1409842.8954 | 84981109.4662 |  | 100% | 100% | 12632308.6619 | 1975945.1452 | 56493.6772 | -39630.7988 | 14625116.6855 | 11531860.7961 | 8290896.5524 | 68358.7732 | 19891116.1217 | 27467719.6308 | 2657446.888 | 30125166.5188 | 14542043.4905 | 736018.7067 | 460719.0379 | 160074.1477 | 0 | 0 | 2273.5264 | 0 | 0 | 5295.2755 | 0 | 0 | 0 | 1364380.6942 | 80547823.5106 |  | 3466749.61 | 231113.06 | 170600.52 | 545060.61 | 0 | 0 | 0 | 0 | 0 | 0 | 0 | 0 | 0 | 946774.19 | 1682552.78 | 47816.84 | 26203.47 | 818658.25 | 0 | 0 | 0 | 0 | 0 | 0 | 0 | 0 | 0 | 892678.56 | 5149304.39 | 1839452.74 |  | 18188245.15 | 18831 | 0 | 0 | 0 | 18831 | 1915501.75 | 0 | 0 | 1915501.75 | 4850173.99 | 0 | 4850173.99 | 3239266.83 | 946774.19 | 10970547.76 | 7637275.84 | 99835.93 | 193116.11 | 0 | 0 | 292952.04 | 556732.7 | 0 | 0 | 556732.7 | 963185.16 | 0 | 963185.16 | 770529.67 | 892678.56 | 3476078.13 | 25825520.83 | 118666.93 | 193116.11 | 0 | 0 | 311783.04 | 2472234.45 | 0 | 0 | 2472234.45 | 5813359.15 | 0 | 5813359.15 | 4009796.5 | 1839452.74 | 14446625.88 |  | 2.7301 | 4.1753 | 0.016119 |  | 2.1296 | 3.1355 | 0.022757
| TOTAL Conservation First (Target and Budget Allocation) |  |  |  | 81.33% | 55.94% | [152 empty] | 25825521

## Load Forecast - CDM
Implementation Year | Savings Year | Residential | GS<50 | GS>50 | USL | Streetlight
2015 | 2015 | 3782028.5144 | 3945560.9642 | 7139545.6926 | 0 | 0 | 14867135.1712 |  | Residential | GS<50 | GS>50 | USL | Streetlight
| 2016 | 3730628.3007 | 3945565.6031 | 7139583.6734 | 0 | 0 | 14815777.5772
| 2017 | 3727477.087 | 3924895.1205 | 7160298.7757 | 0 | 0 | 14812670.9832 | 2015 | 1891014.2572 | 1972780.4821 | 3569772.8463 | 0 | 0 | 7433567.5856
| 2018 | 3725378.8734 | 3918917.8043 | 7164490.7115 | 0 | 0 | 14808787.3892 | 2016 | 7621480.6575 | 4979764.0176 | 11994112.2821 | 0 | 0 | 24595356.9572
| 2019 | 3711017.6597 | 3918922.4432 | 7164528.6924 | 0 | 0 | 14794468.7952 | 2017 | 21666660.8867 | 6947328.4543 | 20636183.242 | 0 | 2191341.94 | 51441514.5229
| 2020 | 3695040.446 | 3857733.5351 | 7072343.2201 | 0 | 0 | 14625117.2012 | 2018 | 29652646.3767 | 9419590.0386 | 28000905.7079 | 0 | 5263381.38 | 72336523.5032
| 2021 | 3691813.2323 | 3787093.1494 | 7143027.2255 | 0 | 0 | 14621933.6072 | 2019 | 31473060.8378 | 11500521.0134 | 33676293.3409 | 0 | 6144078.88 | 82793954.0722
| 2022 | 3690491.0186 | 3787097.7882 | 7143065.2063 |  |  | 14620654.0132 | 2020 | 31460656.6251 | 12081676.784 | 36581938.5159 | 0 | 6144078.88 | 86268350.805
| 2023 | 3661755.8049 | 3723674.101 | 7138240.5133 |  |  | 14523670.4192 | 2021 | 31501292.2251 | 12501503.8382 | 39758301.1918 | 0 | 6144078.88 | 89905176.1352
| 2024 | 3661542.5912 | 3326752.8619 | 6360988.372 |  |  | 13349283.8252 | 2022 | 31618374.7465 | 13383161.7576 | 43798668.374 | 0 | 6144078.88 | 94944283.7582
| 2025 | 3493710.3776 | 2184416.8293 | 4052169.0243 |  |  | 9730296.2312 | 2023 | 31967273.0512 | 14292957.5003 | 49392722.6261 | 0 | 6144078.88 | 101797032.0577
| 2026 | 3428026.1639 | 1921144.199 | 3733010.2743 |  |  | 9082180.6372 | 2024 | 32820220.0073 | 15221787.1263 | 56173988.9281 | 0 | 6144078.88 | 110360074.9417
[8 empty] | 2025 | 33667953.5508 | 15828617.1876 | 62783675.1961 | 0 | 6144078.88 | 118424324.8145
2016 | 2016 | 7781704.7136 | 2068396.8291 | 9709057.2173 | 0 | 0 | 19559158.7601 | 2026 | 34450590.2895 | 17173618.4857 | 71155158.6859 | 0 | 6144078.88 | 128923446.3411
| 2017 | 7781062.6154 | 2049671.1401 | 9728247.7578 | 0 | 0 | 19558981.5133
| 2018 | 7780967.5894 | 2094513.2057 | 10015990.4716 | 0 | 0 | 19891471.2666
| 2019 | 7780872.5633 | 2094502.1199 | 10015919.3367 | 0 | 0 | 19891294.0199
| 2020 | 7780777.5372 | 2094491.0342 | 10015848.2018 | 0 | 0 | 19891116.7732
| 2021 | 7780746.3073 | 2092929.3901 | 10010865.8966 | 0 | 0 | 19884541.5941
| 2022 | 7780651.2812 | 2092918.3044 | 10010794.7617 |  |  | 19884364.3473
| 2023 | 7779879.3282 | 2092908.5733 | 10010732.3194 |  |  | 19883520.2209
| 2024 | 7779495.9107 | 2072566.7905 | 9960048.3933 |  |  | 19812111.0945 |  | Residential | GS<50 | GS>50 | USL | Streetlight
| 2025 | 7760365.9576 | 2072557.0594 | 9959985.951 |  |  | 19792908.968 | 2024 | 32820220.0073 | 15221787.1263 | 56173988.9281 | 0 | 6144078.88 | 110360074.9417
| 2026 | 7705937.5061 | 2030568.5258 | 9793149.8096 |  |  | 19529655.8416 | 2025 | 32465886.416 | 13843184.7912 | 53816060.6083 | 0 | 6144078.88 | 106269210.6955
[8 empty] | 2026 | 32183999.3297 | 13253184.1175 | 53250266.0312 | 0 | 6144078.88 | 104831528.3583
2017 | 2017 | 20316242.3684 | 1945524.3873 | 7495273.417 | 0 | 4382683.88 | 34139724.0527
| 2018 | 16315097.2402 | 1946736.9327 | 7489121.9449 | 0 | 4382683.88 | 30133639.9978
| 2019 | 16315078.112 | 1945852.7883 | 7485788.1627 | 0 | 4382683.88 | 30129402.9429
| 2020 | 16315058.9837 | 1944968.6438 | 7482454.3805 | 0 | 4382683.88 | 30125165.888
| 2021 | 16312951.8555 | 1942909.6217 | 7478503.4759 | 0 | 4382683.88 | 30117048.8331
| 2022 | 16310923.7273 | 1834678.3777 | 7077984.7932 | 0 | 4382683.88 | 29606270.7782
| 2023 | 16310904.599 | 1833794.2333 | 7074651.011 | 0 | 4382683.88 | 29602033.7233
| 2024 | 16310749.4708 | 1832910.0888 | 7071317.2288 | 0 | 4382683.88 | 29597660.6684 | 2015 | 1891014.2572 | 1972780.4821 | 3569772.8463
| 2025 | 16310730.3426 | 1824296.6499 | 7039606.741 | 0 | 4382683.88 | 29557317.6135 | 2016 | 5730466.4003 | 3006983.5355 | 8424339.4358 | Incremental CDM (accounting for lost persistence)
| 2026 | 16298116.2143 | 1820056.3677 | 6989979.0966 | 0 | 4382683.88 | 29490835.5586 | 2017 | 14045180.2291 | 1967564.4366 | 8642070.9599
[8 empty] | 2018 | 7985985.4901 | 2472261.5844 | 7364722.4659
2018 | 2018 | 3662405.3476 | 2918844.1919 | 6662605.1596 | 0 | 1761395 | 15005249.6991 | 2019 | 1820414.4611 | 2080930.9748 | 5675387.633
| 2019 | 3651957.601 | 2737802.0229 | 6622491.9709 | 0 | 1761395 | 14773646.5948 | 2020 | -12404.2127 | 581155.7706 | 2905645.1749
| 2020 | 3641509.8543 | 2556759.854 | 6582378.7821 | 0 | 1761395 | 14542043.4905 | 2021 | 40635.6 | 419827.0542 | 3176362.676
| 2021 | 3641509.8543 | 2556759.854 | 6579602.8549 | 0 | 1761395 | 14539267.5633 | 2022 | 117082.5214 | 881657.9194 | 4040367.1822
| 2022 | 3634544.6899 | 2432408.1348 | 6562182.0574 | 0 | 1761395 | 14390529.8821 | 2023 | 348898.3047 | 909795.7427 | 5594054.2521
| 2023 | 3629320.8166 | 2233817.8154 | 6206703.3607 | 0 | 1761395 | 13831236.9926 | 2024 | 852946.9561 | 928829.6259 | 6781266.302
| 2024 | 3624096.9432 | 2143138.796 | 6192943.7808 | 0 | 1761395 | 13721574.52
| 2025 | 3618873.0699 | 2052459.7767 | 6179184.2008 | 0 | 1761395 | 13611912.0474
| 2026 | 3613649.1966 | 1954081.0477 | 6141042.207 | 0 | 1761395 | 13470167.4512
2019 | 2019 | 28269.8039 | 1606883.2782 | 4775130.3566 | 0 | 0 | 6410283.4387
| 2020 | 28269.8039 | 1566421.9192 | 4332446.7915 | 0 | 0 | 5927138.5146
| 2021 | 28269.8039 | 1566421.9192 | 4769422.379 | 0 | 0 | 6364114.102
| 2022 | 28269.8039 | 1566421.9192 | 4769422.379 |  |  | 6364114.102
| 2023 | 28269.8039 | 1566421.9192 | 4769186.6671 |  |  | 6363878.3902
| 2024 | 28269.8039 | 1566421.9192 | 4769009.8833 |  |  | 6363701.6063
| 2025 | 28269.8039 | 1566421.9192 | 4768833.0994 |  |  | 6363524.8225
| 2026 | 28269.8039 | 1566421.9192 | 4768656.3155 |  |  | 6363348.0386
2020 | 2020 | 0 | 122603.5954 | 2192934.2797 |  |  | 2315537.8752
| 2021 | 0 | 120256.5195 | 2164146.7436 |  |  | 2284403.2632
| 2022 | 0 | 116434.8945 | 2178194.7213 |  |  | 2294629.6158
| 2023 | 0 | 112670.6245 | 2192212.8134 |  |  | 2304883.4379
| 2024 | 0 | 107887.2209 | 2204995.2799 |  |  | 2312882.5008
| 2025 | 0 | 100113.3481 | 2165266.1922 |  |  | 2265379.5403
| 2026 | 0 | 91598.899 | 2129480.8823 |  |  | 2221079.7813
2021 | 2021 | 92002.3437 | 870266.7687 | 3225465.2324 |  |  | 4187734.3447
| 2022 | 81491.882 | 853606.7177 | 3183123.2444 |  |  | 4118221.8441
| 2023 | 72150.7319 | 826479.9986 | 3203785.6345 |  |  | 4102416.3651
| 2024 | 63875.8401 | 799760.398 | 3224404.0676 |  |  | 4088040.3057
| 2025 | 56507.7356 | 765806.7674 | 3243205.0877 |  |  | 4065519.5908
| 2026 | 49952.5934 | 710626.1418 | 3184769.7791 |  |  | 3945348.5143
2022 | 2022 | 184004.6873 | 1399191.2423 | 5747802.4214 |  |  | 7330998.351
| 2023 | 162983.764 | 1372405.6654 | 5672348.6921 |  |  | 7207738.1214
| 2024 | 144301.4639 | 1328792.0643 | 5709169.2209 |  |  | 7182262.749
| 2025 | 127751.6801 | 1285833.017 | 5745911.4181 |  |  | 7159496.1153
| 2026 | 113015.4713 | 1231243.2933 | 5779414.9722 |  |  | 7123673.7367
2023 | 2023 | 644016.4056 | 1061569.1393 | 6249723.2293 |  |  | 7955308.7742
| 2024 | 570443.174 | 1041246.8696 | 6167680.5823 |  |  | 7779370.6259
| 2025 | 505055.1235 | 1008157.1449 | 6207716.4251 |  |  | 7720928.6935
| 2026 | 447130.8805 | 975564.0315 | 6247667.0962 |  |  | 7670362.0081
2024 | 2024 | 1274889.6192 | 2004620.2343 | 9026864.2384 |  |  | 12306374.0919
| 2025 | 1129244.6505 | 1966244.5585 | 8908364.9371 |  |  | 12003854.1461
| 2026 | 999802.9995 | 1903759.3852 | 8966191.1967 |  |  | 11869753.5815
2025 | 2025 | 1274889.6192 | 2004620.2343 | 9026864.2384 |  |  | 12306374.0919
| 2026 | 1129244.6505 | 1966244.5585 | 8908364.9371 |  |  | 12003854.1461
2026 | 2026 | 1274889.6192 | 2004620.2343 | 9026864.2384 |  |  | 12306374.0919

## Post CFF (3-Staff-39) 2021 COS
BHI LRAM 2019 2020 2021 Est In Service
As of 2021-01-15 12:20:38 Eastern Standard Time/EST • Generated by John Neu
| Filtered By |  |  |  |  | EB-2020-0007
| Territories: All |  |  |  |  | 3-Staff-39
Show: All opportunities
Opportunity Status: Any
Probability: All
Customer Class 2 contains GS
Estimated In Service Year equals 2019,2020,2021
Stage equals OPA Application Approved
Territory Name equals BHI
| Estimated In Service Year ↑ | Customer Class 2 ↑ |  | Application Number | Opportunity Name | Account Name | Stage | Incentive Type | Measure Category | Customer Class 1 | Pre-Project Consumption Savings (kWh) | Pre Project Demand Savings (kW) | App Pre-Approval Date iCon | Estimated In Service Date iCon | Framework iCon | LDC | Total Gross kWh | Total Gross kW
|  |  |  | 204253 |  |  | OPA Application Approved | Business Retrofit | Refrigeration | C&I | 542 | 0 | 1/25/2019 | 11/30/2019 | CFF | Burlington Hydro
|  |  |  | 204256 |  |  | OPA Application Approved | Business Retrofit | Refrigeration | C&I | 542 | 0 | 1/28/2019 | 11/30/2019 | CFF | Burlington Hydro
|  |  |  | 206639 |  |  | OPA Application Approved | Business Retrofit | Lighting | C&I | 12180 | 0 | 3/29/2019 | 5/31/2019 | CFF | Burlington Hydro
|  |  |  | 167726 |  |  | OPA Application Approved | Business Retrofit | Other | C&I | 20802.6 | 2.67 | 2/10/2017 | 12/31/2019 | CFF | Burlington Hydro
|  |  |  | 167722 |  |  | OPA Application Approved | Business Retrofit | Other | C&I | 7698.6 | 0.99 | 10/25/2016 | 12/31/2019 | CFF | Burlington Hydro
|  |  |  | 204805 |  |  | OPA Application Approved | Business Retrofit | Lighting | C&I | 12350.51 | 2.69 | 2/8/2019 | 3/29/2019 | CFF | Burlington Hydro
|  |  |  | 206421 |  |  | OPA Application Approved | Business Retrofit | Other | C&I | 10384 | 0 | 4/26/2019 | 12/31/2019 | CFF | Burlington Hydro
|  |  |  | 206418 |  |  | OPA Application Approved | Business Retrofit | Other | C&I | 8675 | 0 | 4/26/2019 | 12/31/2019 | CFF | Burlington Hydro
|  |  |  | 206421 |  |  | OPA Application Approved | Business Retrofit | Other | C&I | 16805 | 0 | 4/26/2019 | 12/31/2019 | CFF | Burlington Hydro
|  |  |  | 206943 |  |  | OPA Application Approved | Business Retrofit | Lighting | C&I | 116601.3 | 22.8 | 4/16/2019 | 8/2/2019 | CFF | Burlington Hydro
|  |  |  | 206421 |  |  | OPA Application Approved | Business Retrofit | Other | C&I | 13821 | 0 | 4/26/2019 | 12/31/2019 | CFF | Burlington Hydro
|  | Subtotal | Count | 12 | [6 empty] | 220402.01 | 29.15 |  |  |  |  | 273790 | 109
|  | GS>50 |  | M207403 |  |  | OPA Application Approved | Business Retrofit | Lighting | C&I | 40770.91 | 3.7697 | 9/12/2019 | 9/27/2019 | CFF | Burlington Hydro
|  |  |  | M207403 |  |  | OPA Application Approved | Business Retrofit | Lighting | C&I | 1111.16 | 0.2492 | 9/12/2019 | 10/31/2019 | CFF | Burlington Hydro
|  |  |  | M207403 |  |  | OPA Application Approved | Business Retrofit | Lighting | C&I | 10714.93 | 1.4907 | 9/12/2019 | 11/29/2019 | CFF | Burlington Hydro
|  |  |  | M207403 |  |  | OPA Application Approved | Business Retrofit | Lighting | C&I | 59899.28 | 6.12 | 9/12/2019 | 10/31/2019 | CFF | Burlington Hydro
|  |  |  | 189206 |  |  | OPA Application Approved | Business Retrofit | Lighting | C&I | 19603.44 | 6.33 | 1/26/2018 | 3/29/2019 | CFF | Burlington Hydro
|  |  |  | 204060 |  |  | OPA Application Approved | Business Retrofit | Lighting | C&I | 11508 | 0 | 1/22/2019 | 3/31/2019 | CFF | Burlington Hydro
|  |  |  | 181256 |  |  | OPA Application Approved | Business Retrofit | Other | C&I | 59580 | 0 | 8/2/2017 | 11/30/2017 | CFF | Burlington Hydro
|  |  |  | 181256 |  |  | OPA Application Approved | Business Retrofit | Other | C&I | 62240 | 0 | 8/2/2017 | 11/30/2017 | CFF | Burlington Hydro
|  |  |  | 203876 |  |  | OPA Application Approved | Business Retrofit | Motors | C&I | 51918 | 6.4 | 2/28/2019 | 6/30/2019 | CFF | Burlington Hydro
|  |  |  | 198371 |  |  | OPA Application Approved | Business Retrofit | Lighting | C&I | 188642 | 43.8 | 10/17/2018 | 1/31/2019 | CFF | Burlington Hydro
|  |  |  | 142299 |  |  | OPA Application Approved | Business Retrofit | Lighting | C&I | 196630 | 46.9 | 1/29/2016 | 6/30/2019 | CFF | Burlington Hydro
|  |  |  | 196330 |  |  | OPA Application Approved | Business Retrofit | Lighting | C&I | 195796.28 | 42.62 | 7/6/2018 | 12/31/2019 | CFF | Burlington Hydro
|  |  |  | 198371 |  |  | OPA Application Approved | Business Retrofit | Lighting | C&I | 155863 | 36.2 | 10/17/2018 | 1/31/2019 | CFF | Burlington Hydro
|  |  |  | 198395 |  |  | OPA Application Approved | Business Retrofit | Lighting | C&I | 53967.5 | 11.66 | 9/19/2018 | 12/31/2019 | CFF | Burlington Hydro
|  |  |  | 195459 |  |  | OPA Application Approved | Business Retrofit | Lighting | C&I | 4134.6 | 0.9 | 7/17/2018 | 12/31/2019 | CFF | Burlington Hydro
|  |  |  | 204255 |  |  | OPA Application Approved | Business Retrofit | Refrigeration | C&I | 2601.6 | 0 | 1/25/2019 | 11/30/2019 | CFF | Burlington Hydro
|  |  |  | 204251 |  |  | OPA Application Approved | Business Retrofit | Refrigeration | C&I | 2168 | 0 | 1/25/2019 | 11/30/2019 | CFF | Burlington Hydro
|  |  |  | 180972 |  |  | OPA Application Approved | Business Retrofit | Other | C&I | 29640 | 0 | 7/25/2017 | 11/30/2017 | CFF | Burlington Hydro
|  |  |  | 167724 |  |  | OPA Application Approved | Business Retrofit | Other | C&I | 18837 | 2.42 | 2/9/2017 | 12/31/2019 | CFF | Burlington Hydro
|  |  |  | 167723 |  |  | OPA Application Approved | Business Retrofit | Other | C&I | 18837 | 2.42 | 10/25/2016 | 12/31/2019 | CFF | Burlington Hydro
|  |  |  | 167725 |  |  | OPA Application Approved | Business Retrofit | Other | C&I | 20802.6 | 2.67 | 2/9/2017 | 12/31/2019 | CFF | Burlington Hydro
|  |  |  | 202678 |  |  | OPA Application Approved | Business Retrofit | Lighting | C&I | 56781.84 | 12.36 | 12/12/2018 | 1/30/2019 | CFF | Burlington Hydro
|  |  |  | 203651 |  |  | OPA Application Approved | Business Retrofit | Lighting | C&I | 63633.05 | 11.5 | 1/16/2019 | 3/29/2019 | CFF | Burlington Hydro
|  |  |  | 203231 |  |  | OPA Application Approved | Business Retrofit | Lighting | C&I | 29030.4 | 0 | 12/21/2018 | 5/31/2019 | CFF | Burlington Hydro
|  |  |  | 203420 |  |  | OPA Application Approved | Business Retrofit | Lighting | C&I | 61559.6 | 13.4 | 1/18/2019 | 2/15/2019 | CFF | Burlington Hydro
|  |  |  | 205121 |  |  | OPA Application Approved | Business Retrofit | Lighting | C&I | 60457.04 | 13.16 | 2/20/2019 | 12/31/2019 | CFF | Burlington Hydro
|  |  |  | 204794 |  |  | OPA Application Approved | Business Retrofit | Lighting | C&I | 47878.9 | 6.11 | 2/11/2019 | 4/1/2019 | CFF | Burlington Hydro
|  |  |  | 204794 |  |  | OPA Application Approved | Business Retrofit | Lighting | C&I | 5783.4 | 0 | 2/11/2019 | 4/1/2019 | CFF | Burlington Hydro
|  |  |  | 204839 |  |  | OPA Application Approved | Business Retrofit | Lighting | C&I | 10080 | 0 | 2/11/2019 | 3/29/2019 | CFF | Burlington Hydro
|  |  |  | 204900 |  |  | OPA Application Approved | Business Retrofit | Lighting | C&I | 39748.11 | 6.74 | 2/12/2019 | 3/11/2019 | CFF | Burlington Hydro
|  |  |  | 206128 |  |  | OPA Application Approved | Business Retrofit | Lighting | C&I | 26199.6 | 0 | 3/21/2019 | 4/30/2019 | CFF | Burlington Hydro
|  |  |  | 206317 |  |  | OPA Application Approved | Business Retrofit | Lighting | C&I | 12476.45 | 3.19 | 3/26/2019 | 4/19/2019 | CFF | Burlington Hydro
|  |  |  | 206947 |  |  | OPA Application Approved | Business Retrofit | Lighting | C&I | 103138.6 | 23.4 | 4/16/2019 | 12/20/2019 | CFF | Burlington Hydro
|  |  |  | 206661 |  |  | OPA Application Approved | Business Retrofit | Lighting | C&I | 26029.19 | 5.65 | 3/29/2019 | 5/21/2019 | CFF | Burlington Hydro
|  |  |  | 206864 |  |  | OPA Application Approved | Business Retrofit | Motors | C&I | 292009 | 9.7 | 4/30/2019 | 10/31/2019 | CFF | Burlington Hydro
|  |  |  | M207409 |  |  | OPA Application Approved | Business Retrofit | Lighting | C&I | 65242.1 | 16.687 | 4/11/2019 | 7/31/2019 | CFF | Burlington Hydro
|  |  |  | 154012 |  |  | OPA Application Approved | Business Retrofit | Other | C&I | 90712 | 22 | 4/10/2017 | 6/30/2019 | CFF | Burlington Hydro
|  | Subtotal | Count | 37 | [6 empty] | 2196024.58 | 357.8466 |  |  |  |  | 2196025 | 358
| Subtotal |  | Count | 49 | [6 empty] | 2416426.59 | 386.9966 |  |  |  |  | 2469815 | 467
| 2020 | GS<50 |  | 143730 |  |  | OPA Application Approved | Business Retrofit | Lighting | C&I | 3263.25 | 1.26 | 1/25/2016 | 1/1/2020 | CFF | Burlington Hydro
|  |  |  | 175198 |  |  | OPA Application Approved | Business Retrofit | Lighting | C&I | 10789.8 | 0 | 4/12/2017 | 12/31/2020 | CFF | Burlington Hydro
|  |  |  | 205060 |  |  | OPA Application Approved | Business Retrofit | Lighting | C&I | 116858.52 | 23.34 | 3/4/2019 | 12/15/2020 | CFF | Burlington Hydro
|  | Subtotal | Count | 3 | [6 empty] | 130911.57 | 24.6 |  |  |  |  | 130912 | 25
|  | GS>50 |  | 203798 |  |  | OPA Application Approved | Business Retrofit | Lighting | C&I | 79274.12 | 17.29 | 1/15/2019 | 12/29/2020 | CFF | Burlington Hydro
|  |  |  | 203800 |  |  | OPA Application Approved | Business Retrofit | Lighting | C&I | 322675.8 | 50.8 | 1/16/2019 | 12/29/2020 | CFF | Burlington Hydro
|  |  |  | 206599 |  |  | OPA Application Approved | Business Retrofit | Lighting | C&I | 59354.48 | 12.92 | 3/29/2019 | 2/28/2020 | CFF | Burlington Hydro
|  |  |  | 187693 |  |  | OPA Application Approved | Business Retrofit | Refrigeration | C&I | 271068 | 25.9 | 11/6/2018 | 12/1/2018 | CFF | Burlington Hydro
|  |  |  | 166547 |  |  | OPA Application Approved | Business Retrofit | Other | C&I | 35927 | 0 | 9/23/2016 | 12/31/2020 | CFF | Burlington Hydro
|  |  |  | 204954 |  |  | OPA Application Approved | Business Retrofit | Lighting | C&I | 26497.42 | 6.59 | 2/22/2019 | 11/6/2020 | CFF | Burlington Hydro
|  |  |  | 204955 |  |  | OPA Application Approved | Business Retrofit | Lighting | C&I | 7098 | 0 | 2/22/2019 | 8/28/2020 | CFF | Burlington Hydro
|  |  |  | 206865 |  |  | OPA Application Approved | Business Retrofit | Monitoring & Targeting | C&I | 159378 | 0 | 4/29/2019 | 5/30/2020 | CFF | Burlington Hydro
|  |  |  | 207188 |  |  | OPA Application Approved | Business Retrofit | Motors | C&I | 468250 | 53.4 | 4/26/2019 | 11/30/2020 | CFF | Burlington Hydro
|  | Subtotal | Count | 9 | [6 empty] | 1429522.82 | 166.9 |  |  |  |  | 1429523 | 167
| Subtotal |  | Count | 12 | [6 empty] | 1560434.39 | 191.5 |  |  |  |  | 1560434 | 192
| Total |  | Count | 61 | [6 empty] | 3976860.98 | 578.4966 |  |  |  |  | 4030249 | 658
Confidential Information - Do Not Distribute
Copyright © 2000-2021 salesforce.com, inc. All rights reserved.
[5 empty] | Source: BHI 2017 Verified Results Report |  |  |  | Year 2 Persistence | Year 3 Persistence | 2019 |  | 2020 |  | 2021
2019 |  |  |  |  | NTG - Energy | NTG - Demand | RR-Energy | RR-Demand |  |  | Energy | Demand | Energy | Demand | Energy | Demand
GS<50 | Business Retrofit | Other | 78186.2 | 3.66 | 88.06% | 89.26% | 106.4% | 119.1% | 100% | 99.5% | 73224.3088 | 3.891 | 73224.3088 | 3.891 | 72858.1873 | 3.8716
| Business Retrofit | Lighting | 141131.81 | 25.49 | 88.06% | 89.26% | 106.4% | 119.1% | 100% | 99.5% | 132175.2335 | 27.099 | 132175.2335 | 27.099 | 131514.3574 | 26.9635
| Business Retrofit | Refrigeration | 1084 | 0 | 88.06% | 89.26% | 106.4% | 119.1% | 100% | 99.5%
| GS < 50 Total |  | 220402.01 | 29.15 | [6 empty] | 205399.5424 | 30.99 | 205399.5424 | 30.99 | 204372.5447 | 30.8351
GS>50 | Business Retrofit | HVAC | 0 | 0 | 88.06% | 89.26% | 106.4% | 119.1% | 100% | 99.5% | 0 | 0 | 0 | 0 | 0 | 0
| Business Retrofit | Lighting | 1546679.38 | 312.2366 | 88.06% | 89.26% | 106.4% | 119.1% | 100% | 99.5% | 1448523.251 | 331.9459 | 1448523.251 | 331.9459 | 1441280.6347 | 330.2861
| Business Retrofit | Motors | 343927 | 16.1 | 88.06% | 89.26% | 106.4% | 119.1% | 100% | 99.5% | 322100.5352 | 17.1163 | 322100.5352 | 17.1163 | 320490.0326 | 17.0307
| Business Retrofit | Refrigeration | 4769.6 | 0 | 88.06% | 89.26% | 106.4% | 119.1% | 100% | 99.5% | 4466.9093 | 0 | 4466.9093 | 0 | 4444.5747 | 0
| Business Retrofit | Other | 300648.6 | 29.51 | 88.06% | 89.26% | 106.4% | 119.1% | 100% | 99.5% | 281568.6904 | 31.3728 | 281568.6904 | 31.3728 | 280160.8469 | 31.2159
| Business Retrofit | Process & Systems | 0 | 0 | 88.06% | 89.26% | 106.4% | 119.1% | 100% | 100% | 0 | 0 | 0 | 0 | 0 | 0
| GS > 50 Total |  | 2196024.58 | 357.8466 | [6 empty] | 2056659.3859 | 380.4349 | 2056659.3859 | 380.4349 | 2046376.0889 | 378.5327
|  |  | 2416426.59 | 386.9966 | [6 empty] | 2262058.9282 | 411.4249 | 2262058.9282 | 411.4249 | 2250748.6336 | 409.3678
2020 |  |  |  |  | NTG - Energy | NTG - Demand | RR-Energy | RR-Demand |  |  | Energy | Demand | Energy | Demand | Energy | Demand
GS<50 | Business Retrofit | Lighting | 130911.57 | 24.6 | 88.06% | 89.26% | 106.4% | 119.1% | 100% | 99.5% |  |  | 122603.5954 | 26.1528 | 122603.5954 | 26.1528
| GS > 50 Total |  | 130911.57 | 24.6 | [8 empty] | 122603.5954 | 26.1528 | 122603.5954 | 26.1528
GS>50 | Business Retrofit | Lighting | 494899.82 | 87.6 | 88.06% | 89.26% | 106.4% | 119.1% | 100% | 99.5% |  |  | 463492.2437 | 93.1296 | 463492.2437 | 93.1296
| Business Retrofit | Motors | 468250 | 53.4 | 88.06% | 89.26% | 106.4% | 119.1% | 100% | 99.5% |  |  | 438533.6877 | 56.7708 | 438533.6877 | 56.7708
| Business Retrofit | Refrigeration | 271068 | 25.9 | 88.06% | 89.26% | 106.4% | 119.1% | 100% | 99.5% |  |  | 253865.349 | 27.5349 | 253865.349 | 27.5349
| Business Retrofit | Other | 35927 | 0 | 88.06% | 89.26% | 106.4% | 119.1% | 100% | 99.5% |  |  | 33646.983 | 0 | 33646.983 | 0
| Business Retrofit | Monitoring & Targeting | 159378 | 0 | 88.06% | 89.26% | 106.4% | 119.1% | 100% | 99.5% |  |  | 149263.4748 | 0 | 149263.4748 | 0
| GS > 50 Total |  | 1429522.82 | 166.9 | [8 empty] | 1338801.7383 | 177.4352 | 1338801.7383 | 177.4352
|  |  | 1560434.39 | 166.9 | [8 empty] | 1338801.7383 | 177.4352 | 1338801.7383 | 177.4352
3976860.98
[9 empty] | Program Year | Persistence | GS<50 | GS>50
[9 empty] | 2019 | 2019 | 205399.5424 | 2056659.3859
[9 empty] | 2019 | 2020 | 205399.5424 | 2056659.3859
[9 empty] | 2019 | 2021 | 204372.5447 | 2046376.0889
[9 empty] | 2020 | 2020 | 122603.5954 | 1338801.7383
[9 empty] | 2020 | 2021 | 122603.5954 | 1338801.7383
[11 empty] | GS<50 | GS>50
[9 empty] | 2019 | 2019 | 30.99 | 380.4349
[9 empty] | 2019 | 2020 | 30.99 | 380.4349
[9 empty] | 2019 | 2021 | 30.8351 | 378.5327
[9 empty] | 2020 | 2020 | 26.1528 | 177.4352
[9 empty] | 2020 | 2021 | 26.1528 | 177.4352

## 2021 LRAMVA
| Legend | User Inputs (Green)
Auto Populated Cells (White)
Instructions (Grey)
| Instructions | 1. LDCs can apply for disposition of LRAMVA amounts at any time, but at a minimum, must do so as part of a cost of service (COS) application. The following LRAMVA work forms apply to LDCs that need to recover lost revenues from the 2015-2020 period. Please input or manually link the savings, adjustments and program savings persistence data in these tables from the LDC's Persistence Reports provided by the IESO (in Tab 7). As noted earlier, persistence data is available upon request from the IESO. Please also be advised that the same rate classes (of up to 14) are carried over from the Summary Tab 1.
2. Please ensure that the IESO verified savings adjustments apply back to the program year it relates to. For example, savings adjustments related to 2016 programs that were reported by the IESO in 2017 should be included in the 2016 program savings table. In order for persisting savings to be claimed in future years, past year's initiative level savings results need to be filled out in the tables below. If the IESO adjustments were made available to the LDC after the LRAMVA was approved, the persistence of those savings adjustments in the future can be claimed as approved LRAMVA amounts are considered to be final.
3. The work forms below include the monthly multipliers for most programs in order to claim demand savings from energy efficiency programs, consistent with the monthly multipliers indicated in the OEB's updated LRAM policy related to peak demand savings in EB-2016-0182. Demand Response (DR3) savings should generally not be included with the LRAMVA calculation, unless suported by empirical evidence. LDCs are requested to confirm the monthly multipliers for all programs each year as placeholder values are provided. If a different monthly multiplier is used, please include rationale in Tab 1-a and highlight the new multiplier that has been used.
4. LDC are requested to input the applicable rate class allocation percentages to allocate actual savings to the rate classes. The generic template currently includes the same allocation percentage for program savings and its savings adjustments. If a different allocation is proposed for savings adjustments, LDCs must provide supporting rationale in Tab 1-a and highlight the change.
5. The persistence of future savings is expected to be included in the distributor's load forecast after re-basing. LDCs are requested to delete the applicable savings persistence rows (auto-calculated after the LRAMVA totals for the year) if future year's persistence of savings is already captured in the updated load forecast. Please also provide assumptions about the years in which persistence is captured in the load forecast calculation in the "Notes" section below each table.
| Tables | Table 5-a. 2015 Lost Revenues
Table 5-b. 2016 Lost Revenues
Table 5-c. 2017 Lost Revenues
Table 5-d. 2018 Lost Revenues
Table 5-e. 2019 Lost Revenues
Table 5-f. 2020 Lost Revenues
Table 5-a. 2015 Lost Revenues Work Form
| Program | Results Status | Net Energy Savings (kWh) | Net Energy Savings Persistence (kWh) | [10 empty] | Monthly Multiplier | Net Demand Savings (kW) | Net Peak Demand Savings Persistence (kW) | [8 empty] | Rate Allocations for LRAMVA
|  |  | 2015 | 2016 | 2017 | 2018 | 2019 | 2020 | 2021 | 2022 | 2023 | 2024 |  |  |  | 2015 | 2016 | 2017 | 2018 | 2019 | 2020 | 2021 | 2022 | 2023 | 2024 | Residential | GS<50 kW | GS>50 kW | Unmetered Scattered Load | Streetlighting | [9 empty] | Total
| Legacy Framework | [24 empty] | kWh | kWh | kWh | kWh | kWh | 0 | 0 | 0 | 0 | 0 | 0 | 0 | 0 | 0
Residential Program
1 | Coupon Initiative | Verified | 731825 | 725167 | 725167 | 725167 | 725167 | 725167 | 725167 | 724878 | 724878 | 724878 | 668797 | 666371 |  | 48 | 47 | 47 | 47 | 47 | 47 | 47 | 47 | 47 | 47 | 100% | [13 empty] | 100%
| Adjustment to 2015 savings | True-up | 127559 | 125716 | 125716 | 125716 | 125716 | 125716 | 125716 | 125667 | 125667 | 125667 | 121345 | 121213 |  | 8 | 8 | 8 | 8 | 8 | 8 | 8 | 8 | 8 | 8 | 100% | 0% | 0% | 0% | 0% | 0% | 0% | 0% | 0% | 0% | 0% | 0% | 0% | 0%
2 | Bi-Annual Retailer Event Initiative | Verified | 1349961 | 1325969 | 1325969 | 1325969 | 1325969 | 1325969 | 1325969 | 1325275 | 1325275 | 1325275 | 1222094 | 1159168 |  | 91 | 90 | 90 | 90 | 90 | 90 | 90 | 90 | 90 | 90 | 100% | [13 empty] | 100%
| Adjustment to 2015 savings | True-up | 13964 | 13800 | 13800 | 13800 | 13800 | 13800 | 13800 | 13765 | 13765 | 13765 | 11674 | 11579 |  | 1 | 1 | 1 | 1 | 1 | 1 | 1 | 1 | 1 | 1 | 100% | 0% | 0% | 0% | 0% | 0% | 0% | 0% | 0% | 0% | 0% | 0% | 0% | 0%
3 | Appliance Retirement Initiative | Verified | 30128 | 30128 | 30128 | 30128 | 15872 | 0 | 0 | 0 | 0 | 0 | 0 | 0 |  | 4 | 4 | 4 | 4 | 2 | 0 | 0 | 0 | 0 | 0 | 100% | [13 empty] | 100%
| Adjustment to 2015 savings | True-up | [23 empty] | 100% | 0% | 0% | 0% | 0% | 0% | 0% | 0% | 0% | 0% | 0% | 0% | 0% | 0%
4 | HVAC Incentives Initiative | Verified | 1300734 | 1300734 | 1300734 | 1300734 | 1300734 | 1300734 | 1300734 | 1300734 | 1300734 | 1300734 | 1300734 | 1300734 |  | 687 | 687 | 687 | 687 | 687 | 687 | 687 | 687 | 687 | 687 | 100% | [13 empty] | 100%
| Adjustment to 2015 savings | True-up | 44216 | 44216 | 44216 | 44216 | 44216 | 44216 | 44216 | 44216 | 44216 | 44216 | 44216 | 44216 |  | 23 | 23 | 23 | 23 | 23 | 23 | 23 | 23 | 23 | 23 | 100% | 0% | 0% | 0% | 0% | 0% | 0% | 0% | 0% | 0% | 0% | 0% | 0% | 0%
5 | Residential New Construction and Major Renovation Initiative | Verified | [37 empty] | 0%
| Adjustment to 2015 savings | True-up | [23 empty] | 0% | 0% | 0% | 0% | 0% | 0% | 0% | 0% | 0% | 0% | 0% | 0% | 0% | 0%
Commercial & Institutional Program
6 | Energy Audit Initiative | Verified | [12 empty] | 12 | [12 empty] | 100% | [11 empty] | 100%
| Adjustment to 2015 savings | True-up | 311335 | 311335 | 311335 | 311335 | 311335 | 311335 | 311335 | 311335 | 311335 | 311335 | 311335 | 311335 | 12 | 66 | 66 | 66 | 66 | 74 | 74 | 74 | 74 | 74 | 74 | 0% | 0% | 100% | 0% | 0% | 0% | 0% | 0% | 0% | 0% | 0% | 0% | 0% | 0%
7 | Efficiency: Equipment Replacement Incentive Initiative | Verified | 9140210 | 9140210 | 9062242 | 9034032 | 9034032 | 8880615 | 8614208 | 8614208 | 8409446 | 7488728 | 4868276 | 4503234 | 12 | 1456 | 1456 | 1431 | 1422 | 1422 | 1380 | 1330 | 1330 | 1275 | 1111 |  | 39.89% | 60.11% | [11 empty] | 100%
| Adjustment to 2015 savings in 2016 | True-up | 225611 | 225611 | 225611 | 225611 | 225611 | 225611 | 214507 | 214507 | 211669 | 164130 | 116781 | 115040 | 12 | 28 | 28 | 28 | 28 | 28 | 28 | 27 | 27 | 27 | 22 |  | 13.37% | 86.63%
| Adjustment to 2015 savings in 2017 | True-up | -28439 | -28439 | 49530 | 73760 | 73760 | 73760 | 351272 | 351272 | 490581 | 454139 | 137196 | 55831 | 12 | -21 | -21 | 4 | 11 | 11 | 11 | 62 | 62 | 96 | 80 | 0% | 13.37% | 86.63% | 0% | 0% | 0% | 0% | 0% | 0% | 0% | 0% | 0% | 0% | 0%
8 | Direct Install Lighting and Water Heating Initiative | Verified | 210326 | 204993 | 161478 | 161405 | 161405 | 161405 | 161405 | 161405 | 161405 | 161405 | 159966 | 55395 | 12 | 52 | 51 | 38 | 38 | 38 | 38 | 38 | 38 | 38 | 38 |  | 100% | [12 empty] | 100%
| Adjustment to 2015 savings | True-up | -43565 | -38232 | 5283 | 7372 | 7372 | 7372 | 7372 | 7372 | 7372 | 7372 | 7372 | 8772 | 12 | -12 | -11 | 2 | 2 | 2 | 2 | 2 | 2 | 2 | 2 | 0% | 100% | 0% | 0% | 0% | 0% | 0% | 0% | 0% | 0% | 0% | 0% | 0% | 0%
9 | New Construction and Major Renovation Initiative | Verified | [12 empty] | 12 | [12 empty] | 100% | [11 empty] | 100%
| Adjustment to 2015 savings | True-up | 22611 | 22611 | 22611 | 22611 | 22611 | 22611 | 22611 | 22611 | 22611 | 22611 | 22611 | 22611 | 12 | 13 | 13 | 13 | 13 | 13 | 13 | 13 | 13 | 13 | 13 | 0% | 0% | 100% | 0% | 0% | 0% | 0% | 0% | 0% | 0% | 0% | 0% | 0% | 0%
10 | Existing Building Commissioning Incentive Initiative | Verified | [12 empty] | 3 | [12 empty] | 100% | [11 empty] | 100%
| Adjustment to 2015 savings | True-up | 12666 | 12666 | 12666 | 12666 | 12666 | 12666 | 12666 | 12666 | 12666 | 12666 | 0 | 0 | 3 | 16 | 16 | 16 | 16 | 16 | 16 | 16 | 16 | 16 | 16 | 0% | 0% | 100% | 0% | 0% | 0% | 0% | 0% | 0% | 0% | 0% | 0% | 0% | 0%
Industrial Program
11 | Process and Systems Upgrades Initiatives - Project Incentive Initiative | Verified | [12 empty] | 12 | [24 empty] | 0%
| Adjustment to 2015 savings | True-up | [12 empty] | 12 | [10 empty] | 0% | 0% | 0% | 0% | 0% | 0% | 0% | 0% | 0% | 0% | 0% | 0% | 0% | 0%
12 | Process and Systems Upgrades Initiatives - Monitoring and Targeting Initiative | Verified | [12 empty] | 12 | [24 empty] | 0%
| Adjustment to 2015 savings | True-up | [12 empty] | 12 | [10 empty] | 0% | 0% | 0% | 0% | 0% | 0% | 0% | 0% | 0% | 0% | 0% | 0% | 0% | 0%
13 | Process and Systems Upgrades Initiatives - Energy Manager Initiative | Verified | 20748 | 20748 | 20748 | 20748 | 20748 | 20748 | 20748 | 20748 | 20748 | 20748 | 0 | 0 | 12 | 6 | 6 | 6 | 6 | 6 | 6 | 6 | 6 | 6 | 6 |  |  | 100% | [11 empty] | 100%
| Adjustment to 2015 savings | True-up | [12 empty] | 12 | [10 empty] | 0% | 0% | 100% | 0% | 0% | 0% | 0% | 0% | 0% | 0% | 0% | 0% | 0% | 0%
Low Income Program
14 | Low Income Initiative | Verified | 180097 | 161459 | 158413 | 156420 | 156420 | 156420 | 153298 | 153148 | 124518 | 124410 | 122358 | 122358 | 12 | 49 | 48 | 48 | 48 | 48 | 48 | 47 | 47 | 46 | 46 | 100% | [13 empty] | 100%
| Adjustment to 2015 savings | True-up | [12 empty] | 12 | [10 empty] | 100% | 0% | 0% | 0% | 0% | 0% | 0% | 0% | 0% | 0% | 0% | 0% | 0% | 0%
Other
15 | Aboriginal Conservation Program | Verified | [12 empty] | 0 | [24 empty] | 0%
| Adjustment to 2015 savings | True-up | [12 empty] | 0 | [10 empty] | 0% | 0% | 0% | 0% | 0% | 0% | 0% | 0% | 0% | 0% | 0% | 0% | 0% | 0%
16 | Program Enabled Savings | Verified | [12 empty] | 0 | [24 empty] | 0%
| Adjustment to 2015 savings | True-up | [12 empty] | 0 | [10 empty] | 0% | 0% | 0% | 0% | 0% | 0% | 0% | 0% | 0% | 0% | 0% | 0% | 0% | 0%
Conservation Fund Pilots
17 | Conservation Fund Pilot - EnerNOC | Verified | [12 empty] | 12 | [24 empty] | 0%
| Adjustment to 2015 savings | True-up | [12 empty] | 12 | [10 empty] | 0% | 0% | 0% | 0% | 0% | 0% | 0% | 0% | 0% | 0% | 0% | 0% | 0% | 0%
18 | Loblaws Pilot | Verified | [12 empty] | 12 | [24 empty] | 0%
| Adjustment to 2015 savings | True-up | [12 empty] | 12 | [10 empty] | 0% | 0% | 0% | 0% | 0% | 0% | 0% | 0% | 0% | 0% | 0% | 0% | 0% | 0%
19 | Conservation Fund Pilot - SEG | Verified | [12 empty] | 12 | [24 empty] | 0%
| Adjustment to 2015 savings | True-up | [12 empty] | 12 | [10 empty] | 0% | 0% | 0% | 0% | 0% | 0% | 0% | 0% | 0% | 0% | 0% | 0% | 0% | 0%
20 | Social Benchmarking Pliot | Verified | [12 empty] | 12 | [24 empty] | 0%
| Adjustment to 2015 savings | True-up | [12 empty] | 12 | [10 empty] | 0% | 0% | 0% | 0% | 0% | 0% | 0% | 0% | 0% | 0% | 0% | 0% | 0% | 0%
Conservation First Framework
Residential Province-Wide Programs
21 | Save on Energy Coupon Program | Verified | [37 empty] | 0%
| Adjustment to 2015 savings | True-up | [23 empty] | 0% | 0% | 0% | 0% | 0% | 0% | 0% | 0% | 0% | 0% | 0% | 0% | 0% | 0%
22 | Save on Energy Heating and Cooling Program | Verified | [37 empty] | 0%
| Adjustment to 2015 savings | True-up | [23 empty] | 0% | 0% | 0% | 0% | 0% | 0% | 0% | 0% | 0% | 0% | 0% | 0% | 0% | 0%
23 | Save on Energy New Construction Program | Verified | [37 empty] | 0%
| Adjustment to 2015 savings | True-up | [23 empty] | 0% | 0% | 0% | 0% | 0% | 0% | 0% | 0% | 0% | 0% | 0% | 0% | 0% | 0%
24 | Save on Energy Home Assistance Program | Verified | [23 empty] | 100% | [13 empty] | 100%
| Adjustment to 2015 savings | Unverified | 3544.5144 | 3439.3007 | 3334.087 | 3228.8734 | 3123.6597 | 3018.446 | 2913.2323 | 2808.0186 | 2702.8049 | 2597.5912 | 2492.3776 | 2387.1639 | [11 empty] | 100% | 0% | 0% | 0% | 0% | 0% | 0% | 0% | 0% | 0% | 0% | 0% | 0% | 0%
Non-Residential Province-Wide Programs
25 | Save on Energy Audit Funding Program | Verified | Net Energy Savings (kWh) 2015: 0 |  |  | 12 | [12 empty] | 100% | [11 empty] | 100%
| Adjustment to 2015 savings | True-up | 233501 | 233501 | 233501 | 233501 | 233501 | 233501 | 233501 | 233501 | 233501 | 233501 | 233501 | 233501 | 12 | 50 | 50 | 50 | 50 | 50 | 50 | 50 | 50 | 50 | 50 | 0% | 0% | 100% | 0% | 0% | 0% | 0% | 0% | 0% | 0% | 0% | 0% | 0% | 0%
26 | Save on Energy Retrofit Program | Verified | 61250 | 61250 | 61250 | 61250 | 61250 | 61250 | 58411 | 58411 | 58411 | 49157 | 26462 | 26462 | 12 | 19 | 19 | 19 | 19 | 19 | 19 | 19 | 19 | 19 | 17 |  | 10.88% | 89.12% | [11 empty] | 100%
| Adjustments to 2015 in 2016 | True-up | 994637 | 991980 | 986490 | 986490 | 986490 | 986490 | 940322 | 940322 | 939368 | 793208 | 422261 | 391123 | 12 | 163 | 162 | 161 | 161 | 161 | 161 | 152 | 152 | 152 | 124 |  | 10.88% | 89.12%
| Adjustments to 2015 in 2017 | True-up | -32922 | -30265 | -24774 | -24638 | -24638 | -24638 | 24369 | 24369 | 25323 | 11220 | -26739 | -26756 | 12 | -6 | -5 | -4 | -4 | -4 | -4 | 6 | 6 | 6 | 3 |  | 10.88% | 89.12%
| Adjustments to 2015 in 2018 | Unverified | -42862.3432 | -42819.7235 | -42777.1038 | -42734.4842 | -42691.8645 | -42649.2448 | -42606.6251 | -42564.0054 | -42521.3857 | -42478.766 | -42436.1464 | -42393.5267 | 12 | -13.408 | -12.0687 | -10.7294 | -9.3901 | -8.0508 | -6.7115 | -6.3363 |  |  |  | 0% | 10.88% | 89.12% | 0% | 0% | 0% | 0% | 0% | 0% | 0% | 0% | 0% | 0% | 0%
27 | Save on Energy Small Business Lighting Program | Verified | [12 empty] | 12 | [24 empty] | 0%
| Adjustment to 2015 savings | True-up | [12 empty] | 12 | [10 empty] | 0% | 0% | 0% | 0% | 0% | 0% | 0% | 0% | 0% | 0% | 0% | 0% | 0% | 0%
28 | Save on Energy High Performance New Construction Program | Verified | [12 empty] | 12 | [24 empty] | 0%
| Adjustment to 2015 savings | True-up | [12 empty] | 12 | [10 empty] | 0% | 0% | 0% | 0% | 0% | 0% | 0% | 0% | 0% | 0% | 0% | 0% | 0% | 0%
29 | Save on Energy Existing Building Commissioning Program | Verified | [12 empty] | 3 | [24 empty] | 0%
| Adjustment to 2015 savings | True-up | [12 empty] | 3 | [10 empty] | 0% | 0% | 0% | 0% | 0% | 0% | 0% | 0% | 0% | 0% | 0% | 0% | 0% | 0%
30 | Save on Energy Process & Systems Upgrades Program | Verified | [12 empty] | 12 | [24 empty] | 0%
| Adjustment to 2015 savings | True-up | [12 empty] | 12 | [10 empty] | 0% | 0% | 0% | 0% | 0% | 0% | 0% | 0% | 0% | 0% | 0% | 0% | 0% | 0%
31 | Save on Energy Monitoring & Targeting Program | Verified | [12 empty] | 12 | [24 empty] | 0%
| Adjustment to 2015 savings | True-up | [12 empty] | 12 | [10 empty] | 0% | 0% | 0% | 0% | 0% | 0% | 0% | 0% | 0% | 0% | 0% | 0% | 0% | 0%
32 | Save on Energy Energy Manager Program | Verified | [12 empty] | 12 | [24 empty] | 0%
| Adjustment to 2015 savings | True-up | [12 empty] | 12 | [10 empty] | 0% | 0% | 0% | 0% | 0% | 0% | 0% | 0% | 0% | 0% | 0% | 0% | 0% | 0%
Local & Regional Programs
33 | Business Refrigeration Local Program | Verified | [12 empty] | 0 | [24 empty] | 0%
| Adjustment to 2015 savings | True-up | [12 empty] | 0 | [10 empty] | 0% | 0% | 0% | 0% | 0% | 0% | 0% | 0% | 0% | 0% | 0% | 0% | 0% | 0%
34 | First Nation Conservation Local Program | Verified | [12 empty] | 0 | [24 empty] | 0%
| Adjustment to 2015 savings | True-up | [12 empty] | 0 | [10 empty] | 0% | 0% | 0% | 0% | 0% | 0% | 0% | 0% | 0% | 0% | 0% | 0% | 0% | 0%
35 | Social Benchmarking Local Program | Verified | [12 empty] | 0 | [24 empty] | 0%
| Adjustment to 2015 savings | True-up | [12 empty] | 0 | [10 empty] | 0% | 0% | 0% | 0% | 0% | 0% | 0% | 0% | 0% | 0% | 0% | 0% | 0% | 0%
Pilot Programs
36 | Enersource Hydro Mississauga Inc. - Performance-Based Conservation Pilot Program - Conservation Fund | Verified | [12 empty] | 12 | [24 empty] | 0%
| Adjustment to 2015 savings | True-up | [12 empty] | 12 | [10 empty] | 0% | 0% | 0% | 0% | 0% | 0% | 0% | 0% | 0% | 0% | 0% | 0% | 0% | 0%
37 | EnWin Utilities Ltd. - Building Optimization Pilot | Verified | [12 empty] | 12 | [24 empty] | 0%
| Adjustment to 2015 savings | True-up | [12 empty] | 12 | [10 empty] | 0% | 0% | 0% | 0% | 0% | 0% | 0% | 0% | 0% | 0% | 0% | 0% | 0% | 0%
38 | EnWin Utilities Ltd. - Re-Invest Pilot | Verified | [12 empty] | 12 | [24 empty] | 0%
| Adjustment to 2015 savings | True-up | [12 empty] | 12 | [10 empty] | 0% | 0% | 0% | 0% | 0% | 0% | 0% | 0% | 0% | 0% | 0% | 0% | 0% | 0%
39 | Horizon Utilities Corporation - ECM Furnace Motor Pilot | Verified | [12 empty] | 12 | [24 empty] | 0%
| Adjustment to 2015 savings | True-up | [12 empty] | 12 | [10 empty] | 0% | 0% | 0% | 0% | 0% | 0% | 0% | 0% | 0% | 0% | 0% | 0% | 0% | 0%
40 | Horizon Utilities Corporation - Social Benchmarking Pilot | Verified | [12 empty] | 12 | [24 empty] | 0%
| Adjustment to 2015 savings | True-up | [12 empty] | 12 | [10 empty] | 0% | 0% | 0% | 0% | 0% | 0% | 0% | 0% | 0% | 0% | 0% | 0% | 0% | 0%
41 | Hydro Ottawa Limited - Conservation Voltage Regulation (CVR) Leveraging AMI Data Pilot | Verified | [12 empty] | 12 | [24 empty] | 0%
| Adjustment to 2015 savings | True-up | [12 empty] | 12 | [10 empty] | 0% | 0% | 0% | 0% | 0% | 0% | 0% | 0% | 0% | 0% | 0% | 0% | 0% | 0%
42 | Hydro Ottawa Limited - Residential Demand Response Wi-Fi Thermostat Pilot | Verified | [37 empty] | 0%
| Adjustment to 2015 savings | True-up | [23 empty] | 0% | 0% | 0% | 0% | 0% | 0% | 0% | 0% | 0% | 0% | 0% | 0% | 0% | 0%
43 | Kitchener-Wilmot Hydro Inc. - Pilot - DCKV | Verified | [12 empty] | 12 | [24 empty] | 0%
| Adjustment to 2015 savings | True-up | [12 empty] | 12 | [10 empty] | 0% | 0% | 0% | 0% | 0% | 0% | 0% | 0% | 0% | 0% | 0% | 0% | 0% | 0%
44 | Niagara-on-the-Lake Hydro Inc. - Direct Install Energy Efficiency Measures for the Agricultural Sector | Verified | [12 empty] | 12 | [24 empty] | 0%
| Adjustment to 2015 savings | True-up | [12 empty] | 12 | [10 empty] | 0% | 0% | 0% | 0% | 0% | 0% | 0% | 0% | 0% | 0% | 0% | 0% | 0% | 0%
45 | Oakville Hydro Electricity Distribution Inc. - Direct Install - Hydronic | Verified | [12 empty] | 12 | [24 empty] | 0%
| Adjustment to 2015 savings | True-up | [12 empty] | 12 | [10 empty] | 0% | 0% | 0% | 0% | 0% | 0% | 0% | 0% | 0% | 0% | 0% | 0% | 0% | 0%
46 | Oakville Hydro Electricity Distribution Inc. - Direct Install - RTU Controls | Verified | [12 empty] | 12 | [24 empty] | 0%
| Adjustment to 2015 savings | True-up | [12 empty] | 12 | [10 empty] | 0% | 0% | 0% | 0% | 0% | 0% | 0% | 0% | 0% | 0% | 0% | 0% | 0% | 0%
47 | Toronto Hydro-Electric System Limited - Direct Install - Hydronic (Pilot Savings) | Verified | [12 empty] | 12 | [24 empty] | 0%
| Adjustment to 2015 savings | True-up | [12 empty] | 12 | [10 empty] | 0% | 0% | 0% | 0% | 0% | 0% | 0% | 0% | 0% | 0% | 0% | 0% | 0% | 0%
48 | Toronto Hydro-Electric System Limited - Direct Install - RTU Controls (Pilot Savings) | Verified | [12 empty] | 12 | [24 empty] | 0%
| Adjustment to 2015 savings | True-up | [12 empty] | 12 | [10 empty] | 0% | 0% | 0% | 0% | 0% | 0% | 0% | 0% | 0% | 0% | 0% | 0% | 0% | 0%
49 | Toronto Hydro-Electric System Limited - PFP - Large (Pilot Savings) | Verified | [12 empty] | 12 | [24 empty] | 0%
| Adjustment to 2015 savings | True-up | [12 empty] | 12 | [10 empty] | 0% | 0% | 0% | 0% | 0% | 0% | 0% | 0% | 0% | 0% | 0% | 0% | 0% | 0%
| Actual CDM Savings in 2015 |  | Net Energy Savings (kWh) 2015: 14867135.1712 |  |  |  | 2727.592 | [9 empty] | 3782028.5144 | 3945560.9642 | 7139545.6926 | 0 | 0 | 0 | 0 | 0 | 0 | 0 | 0 | 0 | 0 | 0
| Forecast CDM Savings in 2015 | [24 empty] | 0 | 0 | 0 | 0 | 0 | 0 | 0 | 0 | 0 | 0 | 0 | 0 | 0 | 0
| Distribution Rate in 2015 | [24 empty] | 0 | 0 | 0 | 0 | 0 | 0 | 0 | 0 | 0 | 0 | 0 | 0 | 0 | 0
| Lost Revenue in 2015 from 2011 programs | [24 empty] | 0 | 0 | 0 | 0 | 0 | 0 | 0 | 0 | 0 | 0 | 0 | 0 | 0 | 0 | 0
| Lost Revenue in 2015 from 2012 programs | [24 empty] | 0 | 0 | 0 | 0 | 0 | 0 | 0 | 0 | 0 | 0 | 0 | 0 | 0 | 0 | 0
| Lost Revenue in 2015 from 2013 programs | [24 empty] | 0 | 0 | 0 | 0 | 0 | 0 | 0 | 0 | 0 | 0 | 0 | 0 | 0 | 0 | 0
| Lost Revenue in 2015 from 2014 programs | [24 empty] | 0 | 0 | 0 | 0 | 0 | 0 | 0 | 0 | 0 | 0 | 0 | 0 | 0 | 0 | 0
| Lost Revenue in 2015 from 2015 programs | [24 empty] | 0 | 0 | 0 | 0 | 0 | 0 | 0 | 0 | 0 | 0 | 0 | 0 | 0 | 0 | 0
| Total Lost Revenues in 2015 | [24 empty] | 0 | 0 | 0 | 0 | 0 | 0 | 0 | 0 | 0 | 0 | 0 | 0 | 0 | 0 | 0
| Forecast Lost Revenues in 2015 | [24 empty] | 0 | 0 | 0 | 0 | 0 | 0 | 0 | 0 | 0 | 0 | 0 | 0 | 0 | 0 | 0
| LRAMVA in 2015 | [38 empty] | 0
| 2015 Savings Persisting in 2016 | [24 empty] | 3730628.3007 | 3945565.6031 | 7139583.6734 | 0 | 0 | 0 | 0 | 0 | 0 | 0 | 0 | 0 | 0 | 0
| 2015 Savings Persisting in 2017 | [24 empty] | 3727477.087 | 3924895.1205 | 7160298.7757 | 0 | 0 | 0 | 0 | 0 | 0 | 0 | 0 | 0 | 0 | 0
| 2015 Savings Persisting in 2018 | [24 empty] | 3725378.8734 | 3918917.8043 | 7164490.7115 | 0 | 0 | 0 | 0 | 0 | 0 | 0 | 0 | 0 | 0 | 0
| 2015 Savings Persisting in 2019 | [24 empty] | 3711017.6597 | 3918922.4432 | 7164528.6924 | 0 | 0 | 0 | 0 | 0 | 0 | 0 | 0 | 0 | 0 | 0
| 2015 Savings Persisting in 2020 | [24 empty] | 3695040.446 | 3857733.5351 | 7072343.2201 | 0 | 0 | 0 | 0 | 0 | 0 | 0 | 0 | 0 | 0 | 0
| 2015 Savings Persisting in 2021 | [24 empty] | 3691813.2323 | 3787093.1494 | 7143027.2255 | 0 | 0 | 0 | 0 | 0 | 0 | 0 | 0 | 0 | 0 | 0
| 2015 Savings Persisting in 2022 | [24 empty] | 3690491.0186 | 3787097.7882 | 7143065.2063
| 2015 Savings Persisting in 2023 | [24 empty] | 3661755.8049 | 3723674.101 | 7138240.5133
| 2015 Savings Persisting in 2024 | [24 empty] | 3661542.5912 | 3326752.8619 | 6360988.372
| 2015 Savings Persisting in 2025 | [24 empty] | 3493710.3776 | 2184416.8293 | 4052169.0243
| 2015 Savings Persisting in 2026 | [24 empty] | 3428026.1639 | 1921144.199 | 3733010.2743
Note: Allocation totals may not add to exactly 100% because allocation of energy and demand are done separately
| Table 5-b. 2016 Lost Revenues Work Form |  | Net Energy Savings (kWh) 2015: Return to top
| Program | Results Status | Net Energy Savings (kWh) 2015: Net Energy Savings (kWh); Net Energy Savings Persistence (kWh) 2016: Net Energy Savings Persistence (kWh) |  |  | Monthly Multiplier | Net Demand Savings (kW) | Net Peak Demand Savings Persistence (kW) | [8 empty] | Rate Allocations for LRAMVA
|  |  | 2016 | 2017 | 2018 | 2019 | 2020 | 2021 | 2022 | 2023 | 2024 | 2025 |  |  |  | 2016 | 2017 | 2018 | 2019 | 2020 | 2021 | 2022 | 2023 | 2024 | 2025 | Residential | GS<50 kW | GS>50 kW | Unmetered Scattered Load | Streetlighting | [9 empty] | Total
| Legacy Framework | [24 empty] | kWh | kWh | kWh | kWh | kWh | 0 | 0 | 0 | 0 | 0 | 0 | 0 | 0 | 0
Residential Program
1 | Coupon Initiative | Verified | [37 empty] | 0%
| Adjustment to 2016 savings | True-up | [23 empty] | 0% | 0% | 0% | 0% | 0% | 0% | 0% | 0% | 0% | 0% | 0% | 0% | 0% | 0%
2 | Bi-Annual Retailer Event Initiative | Verified | [37 empty] | 0%
| Adjustment to 2016 savings | True-up | [23 empty] | 0% | 0% | 0% | 0% | 0% | 0% | 0% | 0% | 0% | 0% | 0% | 0% | 0% | 0%
3 | Appliance Retirement Initiative | Verified | [37 empty] | 0%
| Adjustment to 2016 savings | True-up | [23 empty] | 0% | 0% | 0% | 0% | 0% | 0% | 0% | 0% | 0% | 0% | 0% | 0% | 0% | 0%
4 | HVAC Incentives Initiative | Verified | [37 empty] | 0%
| Adjustment to 2016 savings | True-up | [23 empty] | 0% | 0% | 0% | 0% | 0% | 0% | 0% | 0% | 0% | 0% | 0% | 0% | 0% | 0%
5 | Residential New Construction and Major Renovation Initiative | Verified | [37 empty] | 0%
| Adjustment to 2016 savings | True-up | [23 empty] | 0% | 0% | 0% | 0% | 0% | 0% | 0% | 0% | 0% | 0% | 0% | 0% | 0% | 0%
Commercial & Institutional Program
6 | Energy Audit Initiative | Verified | [12 empty] | 12 | [24 empty] | 0%
| Adjustment to 2016 savings | True-up | [12 empty] | 12 | [10 empty] | 0% | 0% | 0% | 0% | 0% | 0% | 0% | 0% | 0% | 0% | 0% | 0% | 0% | 0%
7 | Efficiency: Equipment Replacement Incentive Initiative | Verified | [12 empty] | 12 | [24 empty] | 0%
| Adjustment to 2016 savings | True-up | [12 empty] | 12 | [10 empty] | 0% | 0% | 0% | 0% | 0% | 0% | 0% | 0% | 0% | 0% | 0% | 0% | 0% | 0%
8 | Direct Install Lighting and Water Heating Initiative | Verified | [12 empty] | 12 | [24 empty] | 0%
| Adjustment to 2016 savings | True-up | [12 empty] | 12 | [10 empty] | 0% | 0% | 0% | 0% | 0% | 0% | 0% | 0% | 0% | 0% | 0% | 0% | 0% | 0%
9 | New Construction and Major Renovation Initiative | Verified | [12 empty] | 12 | [24 empty] | 0%
| Adjustment to 2016 savings | True-up | [12 empty] | 12 | [10 empty] | 0% | 0% | 0% | 0% | 0% | 0% | 0% | 0% | 0% | 0% | 0% | 0% | 0% | 0%
10 | Existing Building Commissioning Incentive Initiative | Verified | [12 empty] | 3 | [24 empty] | 0%
| Adjustment to 2016 savings | True-up | [12 empty] | 3 | [10 empty] | 0% | 0% | 0% | 0% | 0% | 0% | 0% | 0% | 0% | 0% | 0% | 0% | 0% | 0%
Industrial Program
11 | Process and Systems Upgrades Initiatives - Project Incentive Initiative | Verified | [12 empty] | 12 | [24 empty] | 0%
| Adjustment to 2016 savings | True-up | [12 empty] | 12 | [10 empty] | 0% | 0% | 0% | 0% | 0% | 0% | 0% | 0% | 0% | 0% | 0% | 0% | 0% | 0%
12 | Process and Systems Upgrades Initiatives - Monitoring and Targeting Initiative | Verified | [12 empty] | 12 | [24 empty] | 0%
| Adjustment to 2016 savings | True-up | [12 empty] | 12 | [10 empty] | 0% | 0% | 0% | 0% | 0% | 0% | 0% | 0% | 0% | 0% | 0% | 0% | 0% | 0%
13 | Process and Systems Upgrades Initiatives - Energy Manager Initiative | Verified | [12 empty] | 12 | [24 empty] | 0%
| Adjustment to 2016 savings | True-up | [12 empty] | 12 | [10 empty] | 0% | 0% | 0% | 0% | 0% | 0% | 0% | 0% | 0% | 0% | 0% | 0% | 0% | 0%
Low Income Program
14 | Low Income Initiative | Verified | [12 empty] | 12 | [24 empty] | 0%
| Adjustment to 2016 savings | True-up | [12 empty] | 12 | [10 empty] | 0% | 0% | 0% | 0% | 0% | 0% | 0% | 0% | 0% | 0% | 0% | 0% | 0% | 0%
Other
15 | Aboriginal Conservation Program | Verified | [12 empty] | 0 | [24 empty] | 0%
| Adjustment to 2016 savings | True-up | [12 empty] | 0 | [10 empty] | 0% | 0% | 0% | 0% | 0% | 0% | 0% | 0% | 0% | 0% | 0% | 0% | 0% | 0%
16 | Program Enabled Savings | Verified | [12 empty] | 0 | [24 empty] | 0%
| Adjustment to 2016 savings | True-up | [12 empty] | 0 | [10 empty] | 0% | 0% | 0% | 0% | 0% | 0% | 0% | 0% | 0% | 0% | 0% | 0% | 0% | 0%
Conservation Fund Pilots
17 | Conservation Fund Pilot - EnerNOC | Verified | [12 empty] | 12 | [24 empty] | 0%
| Adjustment to 2016 savings | True-up | [12 empty] | 12 | [10 empty] | 0% | 0% | 0% | 0% | 0% | 0% | 0% | 0% | 0% | 0% | 0% | 0% | 0% | 0%
18 | Loblaws Pilot | Verified | [12 empty] | 12 | [24 empty] | 0%
| Adjustment to 2016 savings | True-up | [12 empty] | 12 | [10 empty] | 0% | 0% | 0% | 0% | 0% | 0% | 0% | 0% | 0% | 0% | 0% | 0% | 0% | 0%
19 | Home Depot Home Appliance Market Uplift Conservation Fund Pilot Program | Verified | 820 | 820 | 820 | 820 | 820 | 820 | 820 | 820 | 820 | 820 | 820 | 820 | 12 | [10 empty] | 100% | [13 empty] | 100%
| Adjustment to 2016 savings | True-up | 0 | 0 | 0 | 0 | 0 | 0 | 0 | 0 | 0 | 0 |  |  | 12 | [10 empty] | 100% | 0% | 0% | 0% | 0% | 0% | 0% | 0% | 0% | 0% | 0% | 0% | 0% | 0%
20 | Social Benchmarking Pliot | Verified | [12 empty] | 12 | [24 empty] | 0%
| Adjustment to 2016 savings | True-up | [12 empty] | 12 | [10 empty] | 0% | 0% | 0% | 0% | 0% | 0% | 0% | 0% | 0% | 0% | 0% | 0% | 0% | 0%
Conservation First Framework
Residential Province-Wide Programs
21 | Save on Energy Coupon Program | Verified | 5654091 | 5654091 | 5654091 | 5654091 | 5654091 | 5654091 | 5654091 | 5653430 | 5653430 | 5633629 | 5579643 | 5577036 |  | 366 | 366 | 366 | 366 | 366 | 366 | 366 | 366 | 366 | 365 | 100% | [13 empty] | 100%
| Adjustment to 2016 savings | True-up | 514682 | 514682 | 514682 | 514682 | 514682 | 514682 | 514682 | 514641 | 514641 | 515382 | 515664 | 516137 |  | 33 | 33 | 33 | 33 | 33 | 33 | 33 | 33 | 33 | 33 | 100% | 0% | 0% | 0% | 0% | 0% | 0% | 0% | 0% | 0% | 0% | 0% | 0% | 0%
22 | Save on Energy Heating & Cooling Program | Verified | 1580253 | 1580253 | 1580253 | 1580253 | 1580253 | 1580253 | 1580253 | 1580253 | 1580253 | 1580253 | 1580253 | 1580253 |  | 472 | 472 | 472 | 472 | 472 | 472 | 472 | 472 | 472 | 472 | 100% | [13 empty] | 100%
| Adjustment to 2016 savings | True-up | 9727 | 9727 | 9727 | 9727 | 9727 | 9727 | 9727 | 9727 | 9727 | 9727 | 9727 | 9727 |  | 3 | 3 | 3 | 3 | 3 | 3 | 3 | 3 | 3 | 3 | 100% | 0% | 0% | 0% | 0% | 0% | 0% | 0% | 0% | 0% | 0% | 0% | 0% | 0%
23 | Save on Energy New Construction Program | Verified | [37 empty] | 0%
| Adjustment to 2016 savings | True-up | [23 empty] | 0% | 0% | 0% | 0% | 0% | 0% | 0% | 0% | 0% | 0% | 0% | 0% | 0% | 0%
24 | Save on Energy Home Assistance Program | Verified | [23 empty] | 100% | [13 empty] | 100%
| Adjustment to 2016 savings | Unverified | 2561.0451 | 2466.019 | 2370.993 | 2275.9669 | 2180.9409 | 2169.4914 | 2074.4653 | 2004.5122 | 1934.5592 | 1864.6061 | 1794.653 | 1724.6999 | [11 empty] | 100% | 0% | 0% | 0% | 0% | 0% | 0% | 0% | 0% | 0% | 0% | 0% | 0% | 0%
Non-Residential Province-Wide Programs
25 | Save on Energy Audit Funding Program | Verified | 13143 | 13143 | 13143 | 13143 | 13143 | 13143 | 13143 | 13143 | 13143 | 13143 | 3245 | 0 | 12 | 2 | 2 | 2 | 2 | 2 | 2 | 2 | 2 | 2 | 2 |  | 0% | 100% | [11 empty] | 100%
| Adjustment to 2016 savings | True-up | 13143 | 13143 | 13143 | 13143 | 13143 | 13143 | 13143 | 13143 | 13143 | 13143 | 3245 | 0 | 12 | 2 | 2 | 2 | 2 | 2 | 2 | 2 | 2 | 2 | 2 | 0% | 0% | 100% | 0% | 0% | 0% | 0% | 0% | 0% | 0% | 0% | 0% | 0% | 0%
26 | Save on Energy Retrofit Program | Verified | 4382289 | 4258689 | 4258689 | 4258689 | 4258689 | 4254220 | 4254220 | 4254220 | 4183399 | 4183399 | 4074840 | 2891075 | 12 | 774 | 750 | 750 | 750 | 750 | 749 | 749 | 749 | 746 | 746 | 0.4426% | 28.62% | 70.93% | [11 empty] | 100%
| Adjustment to 2016 savings in 2017 | True-up | 4132808 | 4256408 | 4589075 | 4589075 | 4589075 | 4587029 | 4587029 | 4587029 | 4586583 | 4586583 | 4505705 | 2363151 | 12 | 826 | 851 | 985 | 985 | 985 | 985 | 985 | 985 | 985 | 985 |  | 13.48% | 86.52%
| Adjustment to 2016 savings in 2018 | Unverified | 66506.715 | 66424.4943 | 66342.2737 | 66260.053 | 66177.8323 | 66129.1027 | 66046.882 | 65974.7087 | 65902.5353 | 65830.3619 | 65758.1886 | 65686.0152 | 12 | 12.4967 | 12.6168 | 12.7369 | 12.857 | 12.9771 | 12.9696 |  |  |  |  | 0% | 13.48% | 86.52% | 0% | 0% | 0% | 0% | 0% | 0% | 0% | 0% | 0% | 0% | 0%
27 | Save on Energy Small Business Lighting Program | Verified | [12 empty] | 12 | [24 empty] | 0%
| Adjustment to 2016 savings | True-up | [12 empty] | 12 | [10 empty] | 0% | 0% | 0% | 0% | 0% | 0% | 0% | 0% | 0% | 0% | 0% | 0% | 0% | 0%
28 | Save on Energy High Performance New Construction Program | Verified | 24692 | 24692 | 24692 | 24692 | 24692 | 24692 | 24692 | 24692 | 24692 | 24692 | 24692 | 24692 | 12 | 14 | 14 | 14 | 14 | 14 | 14 | 14 | 14 | 14 | 14 |  | 0% | 100% | [11 empty] | 100%
| Adjustment to 2016 savings | True-up | 247814 | 247814 | 247814 | 247814 | 247814 | 247814 | 247814 | 247814 | 247814 | 247814 | 247814 | 247814 | 12 | 61 | 61 | 61 | 61 | 61 | 61 | 61 | 61 | 61 | 61 | 0% | 100% | 0% | 0% | 0% | 0% | 0% | 0% | 0% | 0% | 0% | 0% | 0% | 0%
29 | Save on Energy Existing Building Commissioning Program | Verified | [12 empty] | 3 | [24 empty] | 0%
| Adjustment to 2016 savings | True-up | [12 empty] | 3 | [10 empty] | 0% | 0% | 0% | 0% | 0% | 0% | 0% | 0% | 0% | 0% | 0% | 0% | 0% | 0%
30 | Save on Energy Process & Systems Upgrades Program | Verified | 0 | 0 | 0 | 0 | 0 | 0 | 0 | 0 | 0 | 0 |  |  | 12 | 0 | 0 | 0 | 0 | 0 | 0 | 0 | 0 | 0 | 0 |  | 0% | 100% | [11 empty] | 100%
| Adjustment to 2016 savings | True-up | 2903805 | 2903805 | 2903805 | 2903805 | 2903805 | 2903805 | 2903805 | 2903805 | 2903805 | 2903805 | 2903805 | 2903805 | 12 | 384 | 384 | 384 | 384 | 384 | 384 | 384 | 384 | 384 | 384 | 0% | 0% | 100% | 0% | 0% | 0% | 0% | 0% | 0% | 0% | 0% | 0% | 0% | 0%
31 | Save on Energy Monitoring & Targeting Program | Verified | [12 empty] | 12 | [24 empty] | 0%
| Adjustment to 2016 savings | True-up | [12 empty] | 12 | [10 empty] | 0% | 0% | 0% | 0% | 0% | 0% | 0% | 0% | 0% | 0% | 0% | 0% | 0% | 0%
32 | Save on Energy Energy Manager Program | Verified | 0 | 0 | 0 | 0 | 0 | 0 | 0 | 0 | 0 | 0 |  |  | 12 | 0 | 0 | 0 | 0 | 0 | 0 | 0 | 0 | 0 | 0 |  |  | 100% | [11 empty] | 100%
| Adjustment to 2016 savings | True-up | 12650 | 12650 | 12650 | 12650 | 12650 | 12650 | 12650 | 12650 | 12650 | 12650 | 12650 | 12650 | 12 | 0 | 0 | 0 | 0 | 0 | 0 | 0 | 0 | 0 | 0 | 0% | 0% | 100% | 0% | 0% | 0% | 0% | 0% | 0% | 0% | 0% | 0% | 0% | 0%
Local & Regional Programs
33 | Business Refrigeration Local Program | Verified | [12 empty] | 0 | [24 empty] | 0%
| Adjustment to 2016 savings | True-up | [12 empty] | 0 | [10 empty] | 0% | 0% | 0% | 0% | 0% | 0% | 0% | 0% | 0% | 0% | 0% | 0% | 0% | 0%
34 | First Nation Conservation Local Program | Verified | [12 empty] | 0 | [24 empty] | 0%
| Adjustment to 2016 savings | True-up | [12 empty] | 0 | [10 empty] | 0% | 0% | 0% | 0% | 0% | 0% | 0% | 0% | 0% | 0% | 0% | 0% | 0% | 0%
35 | Solar Powered Attic Ventilation LDC Innovation Fund Pilot Program | Verified | 174 | 174 | 174 | 174 | 174 | 174 | 174 | 174 | 174 | 174 | 0 | 0 | 12 | 0 | 0 | 0 | 0 | 0 | 0 | 0 | 0 | 0 | 0 | 100% | [13 empty] | 100%
| Adjustment to 2016 savings | True-up | 0 | 0 | 0 | 0 | 0 | 0 | 0 | 0 | 0 | 0 |  |  | 12 | 0 | 0 | 0 | 0 | 0 | 0 | 0 | 0 | 0 | 0 | 100% | 0% | 0% | 0% | 0% | 0% | 0% | 0% | 0% | 0% | 0% | 0% | 0% | 0%
Pilot Programs
36 | Enersource Hydro Mississauga Inc. - Performance-Based Conservation Pilot Program - Conservation Fund | Verified | [12 empty] | 12 | [24 empty] | 0%
| Adjustment to 2016 savings | True-up | [12 empty] | 12 | [10 empty] | 0% | 0% | 0% | 0% | 0% | 0% | 0% | 0% | 0% | 0% | 0% | 0% | 0% | 0%
37 | EnWin Utilities Ltd. - Building Optimization Pilot | Verified | [12 empty] | 12 | [24 empty] | 0%
| Adjustment to 2016 savings | True-up | [12 empty] | 12 | [10 empty] | 0% | 0% | 0% | 0% | 0% | 0% | 0% | 0% | 0% | 0% | 0% | 0% | 0% | 0%
38 | EnWin Utilities Ltd. - Re-Invest Pilot | Verified | [12 empty] | 12 | [24 empty] | 0%
| Adjustment to 2016 savings | True-up | [12 empty] | 12 | [10 empty] | 0% | 0% | 0% | 0% | 0% | 0% | 0% | 0% | 0% | 0% | 0% | 0% | 0% | 0%
39 | Horizon Utilities Corporation - ECM Furnace Motor Pilot | Verified | [12 empty] | 12 | [24 empty] | 0%
| Adjustment to 2016 savings | True-up | [12 empty] | 12 | [10 empty] | 0% | 0% | 0% | 0% | 0% | 0% | 0% | 0% | 0% | 0% | 0% | 0% | 0% | 0%
40 | Horizon Utilities Corporation - Social Benchmarking Pilot | Verified | [12 empty] | 12 | [24 empty] | 0%
| Adjustment to 2016 savings | True-up | [12 empty] | 12 | [10 empty] | 0% | 0% | 0% | 0% | 0% | 0% | 0% | 0% | 0% | 0% | 0% | 0% | 0% | 0%
41 | Hydro Ottawa Limited - Conservation Voltage Regulation (CVR) Leveraging AMI Data Pilot | Verified | [12 empty] | 12 | [24 empty] | 0%
| Adjustment to 2016 savings | True-up | [12 empty] | 12 | [10 empty] | 0% | 0% | 0% | 0% | 0% | 0% | 0% | 0% | 0% | 0% | 0% | 0% | 0% | 0%
42 | Hydro Ottawa Limited - Residential Demand Response Wi-Fi Thermostat Pilot | Verified | [37 empty] | 0%
| Adjustment to 2016 savings | True-up | [23 empty] | 0% | 0% | 0% | 0% | 0% | 0% | 0% | 0% | 0% | 0% | 0% | 0% | 0% | 0%
43 | Kitchener-Wilmot Hydro Inc. - Pilot - DCKV | Verified | [12 empty] | 12 | [24 empty] | 0%
| Adjustment to 2016 savings | True-up | [12 empty] | 12 | [10 empty] | 0% | 0% | 0% | 0% | 0% | 0% | 0% | 0% | 0% | 0% | 0% | 0% | 0% | 0%
44 | Niagara-on-the-Lake Hydro Inc. - Direct Install Energy Efficiency Measures for the Agricultural Sector | Verified | [12 empty] | 12 | [24 empty] | 0%
| Adjustment to 2016 savings | True-up | [12 empty] | 12 | [10 empty] | 0% | 0% | 0% | 0% | 0% | 0% | 0% | 0% | 0% | 0% | 0% | 0% | 0% | 0%
45 | Oakville Hydro Electricity Distribution Inc. - Direct Install - Hydronic | Verified | [12 empty] | 12 | [24 empty] | 0%
| Adjustment to 2016 savings | True-up | [12 empty] | 12 | [10 empty] | 0% | 0% | 0% | 0% | 0% | 0% | 0% | 0% | 0% | 0% | 0% | 0% | 0% | 0%
46 | Oakville Hydro Electricity Distribution Inc. - Direct Install - RTU Controls | Verified | [12 empty] | 12 | [24 empty] | 0%
| Adjustment to 2016 savings | True-up | [12 empty] | 12 | [10 empty] | 0% | 0% | 0% | 0% | 0% | 0% | 0% | 0% | 0% | 0% | 0% | 0% | 0% | 0%
47 | Toronto Hydro-Electric System Limited - Direct Install - Hydronic (Pilot Savings) | Verified | [12 empty] | 12 | [24 empty] | 0%
| Adjustment to 2016 savings | True-up | [12 empty] | 12 | [10 empty] | 0% | 0% | 0% | 0% | 0% | 0% | 0% | 0% | 0% | 0% | 0% | 0% | 0% | 0%
48 | Toronto Hydro-Electric System Limited - Direct Install - RTU Controls (Pilot Savings) | Verified | [12 empty] | 12 | [24 empty] | 0%
| Adjustment to 2016 savings | True-up | [12 empty] | 12 | [10 empty] | 0% | 0% | 0% | 0% | 0% | 0% | 0% | 0% | 0% | 0% | 0% | 0% | 0% | 0%
49 | Toronto Hydro-Electric System Limited - PFP - Large (Pilot Savings) | Verified | [12 empty] | 12 | [24 empty] | 0%
| Adjustment to 2016 savings | True-up | [12 empty] | 12 | [10 empty] | 0% | 0% | 0% | 0% | 0% | 0% | 0% | 0% | 0% | 0% | 0% | 0% | 0% | 0%
| Actual CDM Savings in 2016 |  | Net Energy Savings (kWh) 2016: 19559158.7601 |  |  |  | 2949.4967 | [9 empty] | 7781704.7136 | 2068396.8291 | 9709057.2173 | 0 | 0 | 0 | 0 | 0 | 0 | 0 | 0 | 0 | 0 | 0
| Forecast CDM Savings in 2016 | [24 empty] | 0 | 0 | 0 | 0 | 0 | 0 | 0 | 0 | 0 | 0 | 0 | 0 | 0 | 0
| Distribution Rate in 2016 | [24 empty] | 0 | 0 | 0 | 0 | 0 | 0 | 0 | 0 | 0 | 0 | 0 | 0 | 0 | 0
| Lost Revenue in 2016 from 2011 programs | [24 empty] | 0 | 0 | 0 | 0 | 0 | 0 | 0 | 0 | 0 | 0 | 0 | 0 | 0 | 0 | 0
| Lost Revenue in 2016 from 2012 programs | [24 empty] | 0 | 0 | 0 | 0 | 0 | 0 | 0 | 0 | 0 | 0 | 0 | 0 | 0 | 0 | 0
| Lost Revenue in 2016 from 2013 programs | [24 empty] | 0 | 0 | 0 | 0 | 0 | 0 | 0 | 0 | 0 | 0 | 0 | 0 | 0 | 0 | 0
| Lost Revenue in 2016 from 2014 programs | [24 empty] | 0 | 0 | 0 | 0 | 0 | 0 | 0 | 0 | 0 | 0 | 0 | 0 | 0 | 0 | 0
| Lost Revenue in 2016 from 2015 programs | [24 empty] | 0 | 0 | 0 | 0 | 0 | 0 | 0 | 0 | 0 | 0 | 0 | 0 | 0 | 0 | 0
| Lost Revenue in 2016 from 2016 programs | [24 empty] | 0 | 0 | 0 | 0 | 0 | 0 | 0 | 0 | 0 | 0 | 0 | 0 | 0 | 0 | 0
| Total Lost Revenues in 2016 | [24 empty] | 0 | 0 | 0 | 0 | 0 | 0 | 0 | 0 | 0 | 0 | 0 | 0 | 0 | 0 | 0
| Forecast Lost Revenues in 2016 | [24 empty] | 0 | 0 | 0 | 0 | 0 | 0 | 0 | 0 | 0 | 0 | 0 | 0 | 0 | 0 | 0
| LRAMVA in 2016 | [38 empty] | 0
| 2016 Savings Persisting in 2017 | [24 empty] | 7781062.6154 | 2049671.1401 | 9728247.7578 | 0 | 0 | 0 | 0 | 0 | 0 | 0 | 0 | 0 | 0 | 0
| 2016 Savings Persisting in 2018 | [24 empty] | 7780967.5894 | 2094513.2057 | 10015990.4716 | 0 | 0 | 0 | 0 | 0 | 0 | 0 | 0 | 0 | 0 | 0
| 2016 Savings Persisting in 2019 | [24 empty] | 7780872.5633 | 2094502.1199 | 10015919.3367 | 0 | 0 | 0 | 0 | 0 | 0 | 0 | 0 | 0 | 0 | 0
| 2016 Savings Persisting in 2020 | [24 empty] | 7780777.5372 | 2094491.0342 | 10015848.2018 | 0 | 0 | 0 | 0 | 0 | 0 | 0 | 0 | 0 | 0 | 0
| 2016 Savings Persisting in 2021 | [24 empty] | 7780746.3073 | 2092929.3901 | 10010865.8966 | 0 | 0 | 0 | 0 | 0 | 0 | 0 | 0 | 0 | 0 | 0
| 2016 Savings Persisting in 2022 | [24 empty] | 7780651.2812 | 2092918.3044 | 10010794.7617
| 2016 Savings Persisting in 2023 | [24 empty] | 7779879.3282 | 2092908.5733 | 10010732.3194
| 2016 Savings Persisting in 2024 | [24 empty] | 7779495.9107 | 2072566.7905 | 9960048.3933
| 2016 Savings Persisting in 2025 | [24 empty] | 7760365.9576 | 2072557.0594 | 9959985.951
| 2016 Savings Persisting in 2026 | [24 empty] | 7705937.5061 | 2030568.5258 | 9793149.8096
Note: Allocation totals may not add to exactly 100% because allocation of energy and demand are done separately
| Table 5-c. 2017 Lost Revenues Work Form |  | Net Energy Savings (kWh) 2016: Return to top
| Program | Results Status | Net Energy Savings (kWh) 2016: Net Energy Savings (kWh); Net Energy Savings Persistence (kWh) 2017: Net Energy Savings Persistence (kWh) |  |  | Monthly Multiplier | Net Demand Savings (kW) | Net Peak Demand Savings Persistence (kW) | [8 empty] | Rate Allocations for LRAMVA
|  |  | 2017 | 2018 | 2019 | 2020 | 2021 | 2022 | 2023 | 2024 | 2025 | 2026 |  |  |  | 2017 | 2018 | 2019 | 2020 | 2021 | 2022 | 2023 | 2024 | 2025 | 2026 | Residential | GS<50 kW | GS>50 kW | Unmetered Scattered Load | Streetlighting | [9 empty] | Total
| Legacy Framework | [24 empty] | kWh | kWh | kWh | kWh | kWh | 0 | 0 | 0 | 0 | 0 | 0 | 0 | 0 | 0
Residential Program
1 | Coupon Initiative | Verified | [37 empty] | 0%
| Adjustment to 2017 savings | True-up | [23 empty] | 0% | 0% | 0% | 0% | 0% | 0% | 0% | 0% | 0% | 0% | 0% | 0% | 0% | 0%
2 | Bi-Annual Retailer Event Initiative | Verified | [37 empty] | 0%
| Adjustment to 2017 savings | True-up | [23 empty] | 0% | 0% | 0% | 0% | 0% | 0% | 0% | 0% | 0% | 0% | 0% | 0% | 0% | 0%
3 | Appliance Retirement Initiative | Verified | [37 empty] | 0%
| Adjustment to 2017 savings | True-up | [23 empty] | 0% | 0% | 0% | 0% | 0% | 0% | 0% | 0% | 0% | 0% | 0% | 0% | 0% | 0%
4 | HVAC Incentives Initiative | Verified | [37 empty] | 0%
| Adjustment to 2017 savings | True-up | [23 empty] | 0% | 0% | 0% | 0% | 0% | 0% | 0% | 0% | 0% | 0% | 0% | 0% | 0% | 0%
5 | Residential New Construction and Major Renovation Initiative | Verified | [37 empty] | 0%
| Adjustment to 2017 savings | True-up | [23 empty] | 0% | 0% | 0% | 0% | 0% | 0% | 0% | 0% | 0% | 0% | 0% | 0% | 0% | 0%
Commercial & Institutional Program
6 | Energy Audit Initiative | Verified | [12 empty] | 12 | [24 empty] | 0%
| Adjustment to 2017 savings | True-up | [12 empty] | 12 | [10 empty] | 0% | 0% | 0% | 0% | 0% | 0% | 0% | 0% | 0% | 0% | 0% | 0% | 0% | 0%
7 | Efficiency: Equipment Replacement Incentive Initiative | Verified | [12 empty] | 12 | [24 empty] | 0%
| Adjustment to 2017 savings | True-up | [12 empty] | 12 | [10 empty] | 0% | 0% | 0% | 0% | 0% | 0% | 0% | 0% | 0% | 0% | 0% | 0% | 0% | 0%
8 | Direct Install Lighting and Water Heating Initiative | Verified | [12 empty] | 12 | [24 empty] | 0%
| Adjustment to 2017 savings | True-up | [12 empty] | 12 | [10 empty] | 0% | 0% | 0% | 0% | 0% | 0% | 0% | 0% | 0% | 0% | 0% | 0% | 0% | 0%
9 | New Construction and Major Renovation Initiative | Verified | [12 empty] | 12 | [24 empty] | 0%
| Adjustment to 2017 savings | True-up | [12 empty] | 12 | [10 empty] | 0% | 0% | 0% | 0% | 0% | 0% | 0% | 0% | 0% | 0% | 0% | 0% | 0% | 0%
10 | Existing Building Commissioning Incentive Initiative | Verified | [12 empty] | 3 | [24 empty] | 0%
| Adjustment to 2017 savings | True-up | [12 empty] | 3 | [10 empty] | 0% | 0% | 0% | 0% | 0% | 0% | 0% | 0% | 0% | 0% | 0% | 0% | 0% | 0%
Industrial Program
11 | Process and Systems Upgrades Initiatives - Project Incentive Initiative | Verified | [12 empty] | 12 | [24 empty] | 0%
| Adjustment to 2017 savings | True-up | [12 empty] | 12 | [10 empty] | 0% | 0% | 0% | 0% | 0% | 0% | 0% | 0% | 0% | 0% | 0% | 0% | 0% | 0%
12 | Process and Systems Upgrades Initiatives - Monitoring and Targeting Initiative | Verified | [12 empty] | 12 | [24 empty] | 0%
| Adjustment to 2017 savings | True-up | [12 empty] | 12 | [10 empty] | 0% | 0% | 0% | 0% | 0% | 0% | 0% | 0% | 0% | 0% | 0% | 0% | 0% | 0%
13 | Process and Systems Upgrades Initiatives - Energy Manager Initiative | Verified | [12 empty] | 12 | [24 empty] | 0%
| Adjustment to 2017 savings | True-up | [12 empty] | 12 | [10 empty] | 0% | 0% | 0% | 0% | 0% | 0% | 0% | 0% | 0% | 0% | 0% | 0% | 0% | 0%
Low Income Program
14 | Low Income Initiative | Verified | [12 empty] | 12 | [24 empty] | 0%
| Adjustment to 2017 savings | True-up | [12 empty] | 12 | [10 empty] | 0% | 0% | 0% | 0% | 0% | 0% | 0% | 0% | 0% | 0% | 0% | 0% | 0% | 0%
Other
15 | Aboriginal Conservation Program | Verified | [12 empty] | 0 | [24 empty] | 0%
| Adjustment to 2017 savings | True-up | [12 empty] | 0 | [10 empty] | 0% | 0% | 0% | 0% | 0% | 0% | 0% | 0% | 0% | 0% | 0% | 0% | 0% | 0%
16 | Program Enabled Savings | Verified | [12 empty] | 0 | [24 empty] | 0%
| Adjustment to 2017 savings | True-up | [12 empty] | 0 | [10 empty] | 0% | 0% | 0% | 0% | 0% | 0% | 0% | 0% | 0% | 0% | 0% | 0% | 0% | 0%
Conservation Fund Pilots
17 | Conservation Fund Pilot - EnerNOC | Verified | [12 empty] | 12 | [24 empty] | 0%
| Adjustment to 2017 savings | True-up | [12 empty] | 12 | [10 empty] | 0% | 0% | 0% | 0% | 0% | 0% | 0% | 0% | 0% | 0% | 0% | 0% | 0% | 0%
18 | Loblaws Pilot | Verified | [12 empty] | 12 | [24 empty] | 0%
| Adjustment to 2017 savings | True-up | [12 empty] | 12 | [10 empty] | 0% | 0% | 0% | 0% | 0% | 0% | 0% | 0% | 0% | 0% | 0% | 0% | 0% | 0%
19 | Conservation Fund Pilot - SEG | Verified | [12 empty] | 12 | [24 empty] | 0%
| Adjustment to 2017 savings | True-up | [12 empty] | 12 | [10 empty] | 0% | 0% | 0% | 0% | 0% | 0% | 0% | 0% | 0% | 0% | 0% | 0% | 0% | 0%
20 | Social Benchmarking Pliot | Verified | [12 empty] | 12 | [24 empty] | 0%
| Adjustment to 2017 savings | True-up | [12 empty] | 12 | [10 empty] | 0% | 0% | 0% | 0% | 0% | 0% | 0% | 0% | 0% | 0% | 0% | 0% | 0% | 0%
Conservation First Framework
Residential Province-Wide Programs
21 | Save on Energy Coupon Program | Verified | 11745899 | 9380421 | 9380421 | 9380421 | 9380421 | 9380421 | 9380421 | 9380368 | 9380368 | 9367811 | 9261199 | 9260384 |  | 802 | 643 | 643 | 643 | 643 | 643 | 643 | 643 | 643 | 642 | 100% | [13 empty] | 100%
| Adjustment to 2017 savings | Unverified | 6980.5638 | 6961.4355 | 6942.3073 | 6923.1791 | 6904.0508 | 6884.9226 | 6865.7944 | 6846.6661 | 6827.5379 | 6808.4097 | 6789.2814 | 6770.1532 |  | 0.47661 | [9 empty] | 100% | 0% | 0% | 0% | 0% | 0% | 0% | 0% | 0% | 0% | 0% | 0% | 0% | 0%
22 | Save on Energy Heating & Cooling Program | Verified | 1231687 | 1231687 | 1231687 | 1231687 | 1231687 | 1231687 | 1231687 | 1231687 | 1231687 | 1231687 | 1231687 | 1231687 |  | 360 | 360 | 360 | 360 | 360 | 360 | 360 | 360 | 360 | 360 | 100% | [13 empty] | 100%
| Adjustment to 2017 savings | True-up | 77469.0829 | 77469.0829 | 77469.0829 | 77469.0829 | 77469.0829 | 77469.0829 | 77469.0829 | 77469.0829 | 77469.0829 | 77469.0829 | 77469.0829 | 77469.0829 | [11 empty] | 100% | 0% | 0% | 0% | 0% | 0% | 0% | 0% | 0% | 0% | 0% | 0% | 0% | 0%
23 | Save on Energy New Construction Program | Verified | [37 empty] | 0%
| Adjustment to 2017 savings | True-up | [23 empty] | 0% | 0% | 0% | 0% | 0% | 0% | 0% | 0% | 0% | 0% | 0% | 0% | 0% | 0%
24 | Save on Energy Home Assistance Program | Verified | 5610 | 5610 | 5610 | 5610 | 5610 | 5610 | 5610 | 5610 | 5610 | 5572 | 3563 | 3563 |  | 2 | 2 | 2 | 2 | 2 | 2 | 2 | 2 | 2 | 2 | 100% | [13 empty] | 100%
| Adjustment to 2017 savings | True-up | [23 empty] | 100% | 0% | 0% | 0% | 0% | 0% | 0% | 0% | 0% | 0% | 0% | 0% | 0% | 0%
| Save on Energy Instant Discount Program | Verified | 5930308 | 4294660 | 4294660 | 4294660 | 4294660 | 4294660 | 4294660 | 4294577 | 4294577 | 4294577 | 4216390 | 4209040 |  | 407 | 297 | 297 | 297 | 297 | 297 | 297 | 297 | 297 | 297 | 100% | [13 empty] | 100%
| Adjustment to 2017 savings | True-up | [23 empty] | 100% | 0% | 0% | 0% | 0% | 0% | 0% | 0% | 0% | 0% | 0% | 0% | 0% | 0%
| Save on Energy Smart Thermostat Program | Verified | 0 | 0 | 0 | 0 | 0 | 0 | 0 | 0 | 0 | 0 | [13 empty] | 100% | [13 empty] | 100%
| Adjustment to 2017 savings | Unverified | 29257.5 | 29257.5 | 29257.5 | 29257.5 | 29257.5 | 29257.5 | 29257.5 | 29257.5 | 29257.5 | 29257.5 | 29257.5 | 29257.5 | [11 empty] | 100% | 0% | 0% | 0% | 0% | 0% | 0% | 0% | 0% | 0% | 0% | 0% | 0% | 0%
Non-Residential Province-Wide Programs
25 | Save on Energy Audit Funding Program | Verified | 326668 | 326668 | 326668 | 326668 | 326668 | 326668 | 326668 | 326668 | 326668 | 282137 | 0 | 0 | 12 | 15 | 15 | 15 | 15 | 15 | 15 | 15 | 15 | 15 | 15 |  |  | 100% | [11 empty] | 100%
| Adjustment to 2017 savings | True-up | Net Energy Savings (kWh) 2017: 0 |  |  | 12 | [10 empty] | 0% | 0% | 100% | 0% | 0% | 0% | 0% | 0% | 0% | 0% | 0% | 0% | 0% | 0%
Save on Energy Retrofit Program
26 | Save on Energy Retrofit Program (exc. SL) | Verified | 6312965.12 | 6322834.12 | 6322834.12 | 6322834.12 | 6322834.12 | 5818659.12 | 5818659.12 | 5818659.12 | 5782685.12 | 5782685.12 | 5586403.12 | 5485013.12 | 12 | 1280 | 1282 | 1282 | 1282 | 1282 | 1199 | 1199 | 1199 | 1199 | 1199 |  | 21.25% | 78.75% | [11 empty] | 100%
| Adjustment to 2017 savings | Unverified | 2484653.9653 | 2480558.3411 | 2476462.7169 | 2472367.0927 | 2468271.4685 | 2464175.8443 | 2460080.2201 | 2455984.5959 | 2451888.9717 | 2447793.3475 | 2443697.7233 | 2439602.0991 | 12 | 503.7818 | 502.9513 | 502.1207 | 501.2902 | 501.2902 | [5 empty] | 0% | 21.25% | 78.75% | 0% | 0% | 0% | 0% | 0% | 0% | 0% | 0% | 0% | 0% | 0%
| Save on Energy Retrofit Program (Streetlighting) | Verified | 4382683.88 | 4382683.88 | 4382683.88 | 4382683.88 | 4382683.88 | 4382683.88 | 4382683.88 | 4382683.88 | 4382683.88 | 4382683.88 | 4382683.88 | 4382683.88 | 12 | 75.5119 | 523.1941 | 523.1941 | 523.1941 | 523.1941 | [9 empty] | 100% | [9 empty] | 100%
| Adjustment to 2017 savings | True-up | Net Energy Savings (kWh) 2017: 0 |  |  | 12 | [10 empty] | 0% | 65.56% | 33.88% | 0% | 0% | 0% | 0% | 0% | 0% | 0% | 0% | 0% | 0% | 0%
27 | Save on Energy Small Business Lighting Program | Verified | 76493 | 76493 | 76493 | 76493 | 74701 | 74344 | 74344 | 74344 | 74212 | 69093 | 68307 | 67328 | 12 | 17 | 17 | 17 | 17 | 17 | 17 | 17 | 17 | 17 | 15 |  | 65.56% | 34.44% | [11 empty] | 100%
| Adjustment to 2017 savings | True-up | Net Energy Savings (kWh) 2017: 0 |  |  | 12 | [10 empty] | 0% | 65.56% | 34.44% | 0% | 0% | 0% | 0% | 0% | 0% | 0% | 0% | 0% | 0% | 0%
28 | Save on Energy High Performance New Construction Program | Verified | 192455 | 192455 | 192455 | 192455 | 192455 | 192455 | 192455 | 192455 | 192455 | 192455 | 192455 | 192455 | 12 | 52 | 52 | 52 | 52 | 52 | 52 | 52 | 52 | 52 | 52 |  | 11.46% | 88.54% | [11 empty] | 100%
| Adjustment to 2017 savings | Unverified | 36972.719 | 36850.4165 | 36728.114 | 36605.8116 | 36483.5091 | 36361.2066 | 36238.9042 | 36116.6017 | 35994.2992 | 35871.9968 | 35749.6943 | 35627.3918 | 12 | 9.9898 | 9.9567 | 9.9237 | 9.8906 | 9.8906 | [5 empty] | 0% | 11.46% | 88.54% | 0% | 0% | 0% | 0% | 0% | 0% | 0% | 0% | 0% | 0% | 0%
29 | Save on Energy Existing Building Commissioning Program | Verified | [12 empty] | 3 | [24 empty] | 0%
| Adjustment to 2017 savings | True-up | [12 empty] | 3 | [10 empty] | 0% | 0% | 0% | 0% | 0% | 0% | 0% | 0% | 0% | 0% | 0% | 0% | 0% | 0%
30 | Save on Energy Process & Systems Upgrades Program | Verified | [12 empty] | 12 | [24 empty] | 0%
| Adjustment to 2017 savings | True-up | [12 empty] | 12 | [10 empty] | 0% | 0% | 0% | 0% | 0% | 0% | 0% | 0% | 0% | 0% | 0% | 0% | 0% | 0%
31 | Save on Energy Monitoring & Targeting Program | Verified | [12 empty] | 12 | [24 empty] | 0%
| Adjustment to 2017 savings | True-up | [12 empty] | 12 | [10 empty] | 0% | 0% | 0% | 0% | 0% | 0% | 0% | 0% | 0% | 0% | 0% | 0% | 0% | 0%
32 | Save on Energy Energy Manager Program | Verified | 10590 | 0 | 0 | 0 | 0 | 0 | 0 | 0 | 0 | 0 |  |  | 12 | 15 | 0 | 0 | 0 | 0 | 0 | 0 | 0 | 0 | 0 |  |  | 100% | [11 empty] | 100%
| Adjustment to 2017 savings | True-up | [12 empty] | 12 | 0 | [9 empty] | 0% | 0% | 100% | 0% | 0% | 0% | 0% | 0% | 0% | 0% | 0% | 0% | 0% | 0%
Local & Regional Programs
33 | Business Refrigeration Local Program | Verified | [12 empty] | 0 | [24 empty] | 0%
| Adjustment to 2017 savings | True-up | [12 empty] | 0 | [10 empty] | 0% | 0% | 0% | 0% | 0% | 0% | 0% | 0% | 0% | 0% | 0% | 0% | 0% | 0%
34 | First Nation Conservation Local Program | Verified | [12 empty] | 0 | [24 empty] | 0%
| Adjustment to 2017 savings | True-up | [12 empty] | 0 | [10 empty] | 0% | 0% | 0% | 0% | 0% | 0% | 0% | 0% | 0% | 0% | 0% | 0% | 0% | 0%
35 | Pool Saver Local Program | Verified | 1066501 | 1066501 | 1066501 | 1066501 | 1066501 | 1066501 | 1066501 | 1066501 | 1066501 | 1066501 | 0 | 0 |  | 204 | 204 | 204 | 204 | 204 | 204 | 204 | 204 | 204 | 204 | 100% | [13 empty] | 100%
| Adjustment to 2017 savings | Unverified | 34824.2218 | 34824.2218 | 34824.2218 | 34824.2218 | 34824.2218 | 34824.2218 | 34824.2218 | 34824.2218 | 34824.2218 | 34824.2218 | [13 empty] | 100% | 0% | 0% | 0% | 0% | 0% | 0% | 0% | 0% | 0% | 0% | 0% | 0% | 0%
Pilot Programs
36 | Whole Home Pilot Program | Verified | 187706 | 187706 | 187706 | 187706 | 185618 | 183609 | 183609 | 183609 | 183609 | 183609 | 183609 | 183397 | 12 | 33 | 33 | 33 | 33 | 33 | 32 | 32 | 32 | 32 | 32 | 100% | [13 empty] | 100%
| Adjustment to 2017 savings | True-up | Net Energy Savings (kWh) 2017: 0 |  |  |  | 0 | [9 empty] | 100% | 0% | 0% | 0% | 0% | 0% | 0% | 0% | 0% | 0% | 0% | 0% | 0% | 0%
37 | EnWin Utilities Ltd. - Building Optimization Pilot | Verified | [12 empty] | 12 | [24 empty] | 0%
| Adjustment to 2017 savings | True-up | [12 empty] | 12 | [10 empty] | 0% | 0% | 0% | 0% | 0% | 0% | 0% | 0% | 0% | 0% | 0% | 0% | 0% | 0%
38 | EnWin Utilities Ltd. - Re-Invest Pilot | Verified | [12 empty] | 12 | [24 empty] | 0%
| Adjustment to 2017 savings | True-up | [12 empty] | 12 | [10 empty] | 0% | 0% | 0% | 0% | 0% | 0% | 0% | 0% | 0% | 0% | 0% | 0% | 0% | 0%
39 | Horizon Utilities Corporation - ECM Furnace Motor Pilot | Verified | [12 empty] | 12 | [24 empty] | 0%
| Adjustment to 2017 savings | True-up | [12 empty] | 12 | [10 empty] | 0% | 0% | 0% | 0% | 0% | 0% | 0% | 0% | 0% | 0% | 0% | 0% | 0% | 0%
40 | Horizon Utilities Corporation - Social Benchmarking Pilot | Verified | [12 empty] | 12 | [24 empty] | 0%
| Adjustment to 2017 savings | True-up | [12 empty] | 12 | [10 empty] | 0% | 0% | 0% | 0% | 0% | 0% | 0% | 0% | 0% | 0% | 0% | 0% | 0% | 0%
41 | Hydro Ottawa Limited - Conservation Voltage Regulation (CVR) Leveraging AMI Data Pilot | Verified | [12 empty] | 12 | [24 empty] | 0%
| Adjustment to 2017 savings | True-up | [12 empty] | 12 | [10 empty] | 0% | 0% | 0% | 0% | 0% | 0% | 0% | 0% | 0% | 0% | 0% | 0% | 0% | 0%
42 | Hydro Ottawa Limited - Residential Demand Response Wi-Fi Thermostat Pilot | Verified | [37 empty] | 0%
| Adjustment to 2017 savings | True-up | [23 empty] | 0% | 0% | 0% | 0% | 0% | 0% | 0% | 0% | 0% | 0% | 0% | 0% | 0% | 0%
43 | Kitchener-Wilmot Hydro Inc. - Pilot - DCKV | Verified | [12 empty] | 12 | [24 empty] | 0%
| Adjustment to 2017 savings | True-up | [12 empty] | 12 | [10 empty] | 0% | 0% | 0% | 0% | 0% | 0% | 0% | 0% | 0% | 0% | 0% | 0% | 0% | 0%
44 | Niagara-on-the-Lake Hydro Inc. - Direct Install Energy Efficiency Measures for the Agricultural Sector | Verified | [12 empty] | 12 | [24 empty] | 0%
| Adjustment to 2017 savings | True-up | [12 empty] | 12 | [10 empty] | 0% | 0% | 0% | 0% | 0% | 0% | 0% | 0% | 0% | 0% | 0% | 0% | 0% | 0%
45 | Oakville Hydro Electricity Distribution Inc. - Direct Install - Hydronic | Verified | [12 empty] | 12 | [24 empty] | 0%
| Adjustment to 2017 savings | True-up | [12 empty] | 12 | [10 empty] | 0% | 0% | 0% | 0% | 0% | 0% | 0% | 0% | 0% | 0% | 0% | 0% | 0% | 0%
46 | Oakville Hydro Electricity Distribution Inc. - Direct Install - RTU Controls | Verified | [12 empty] | 12 | [24 empty] | 0%
| Adjustment to 2017 savings | True-up | [12 empty] | 12 | [10 empty] | 0% | 0% | 0% | 0% | 0% | 0% | 0% | 0% | 0% | 0% | 0% | 0% | 0% | 0%
47 | Toronto Hydro-Electric System Limited - Direct Install - Hydronic (Pilot Savings) | Verified | [12 empty] | 12 | [24 empty] | 0%
| Adjustment to 2017 savings | True-up | [12 empty] | 12 | [10 empty] | 0% | 0% | 0% | 0% | 0% | 0% | 0% | 0% | 0% | 0% | 0% | 0% | 0% | 0%
48 | Toronto Hydro-Electric System Limited - Direct Install - RTU Controls (Pilot Savings) | Verified | [12 empty] | 12 | [24 empty] | 0%
| Adjustment to 2017 savings | True-up | [12 empty] | 12 | [10 empty] | 0% | 0% | 0% | 0% | 0% | 0% | 0% | 0% | 0% | 0% | 0% | 0% | 0% | 0%
49 | Toronto Hydro-Electric System Limited - PFP - Large (Pilot Savings) | Verified | [12 empty] | 12 | [24 empty] | 0%
| Adjustment to 2017 savings | True-up | [12 empty] | 12 | [10 empty] | 0% | 0% | 0% | 0% | 0% | 0% | 0% | 0% | 0% | 0% | 0% | 0% | 0% | 0%
| Actual CDM Savings in 2017 |  | Net Energy Savings (kWh) 2017: 34139724.0527 |  |  |  | 3776.7601 | [9 empty] | 20316242.3684 | 1945524.3873 | 7495273.417 | 0 | 4382683.88 | 0 | 0 | 0 | 0 | 0 | 0 | 0 | 0 | 0
| Forecast CDM Savings in 2017 | [24 empty] | 0 | 0 | 0 | 0 | 0 | 0 | 0 | 0 | 0 | 0 | 0 | 0 | 0 | 0
| Distribution Rate in 2017 | [24 empty] | 0 | 0 | 0 | 0 | 0 | 0 | 0 | 0 | 0 | 0 | 0 | 0 | 0 | 0
| Lost Revenue in 2017 from 2011 programs | [24 empty] | 0 | 0 | 0 | 0 | 0 | 0 | 0 | 0 | 0 | 0 | 0 | 0 | 0 | 0 | 0
| Lost Revenue in 2017 from 2012 programs | [24 empty] | 0 | 0 | 0 | 0 | 0 | 0 | 0 | 0 | 0 | 0 | 0 | 0 | 0 | 0 | 0
| Lost Revenue in 2017 from 2013 programs | [24 empty] | 0 | 0 | 0 | 0 | 0 | 0 | 0 | 0 | 0 | 0 | 0 | 0 | 0 | 0 | 0
| Lost Revenue in 2017 from 2014 programs | [24 empty] | 0 | 0 | 0 | 0 | 0 | 0 | 0 | 0 | 0 | 0 | 0 | 0 | 0 | 0 | 0
| Lost Revenue in 2017 from 2015 programs | [24 empty] | 0 | 0 | 0 | 0 | 0 | 0 | 0 | 0 | 0 | 0 | 0 | 0 | 0 | 0 | 0
| Lost Revenue in 2017 from 2016 programs | [24 empty] | 0 | 0 | 0 | 0 | 0 | 0 | 0 | 0 | 0 | 0 | 0 | 0 | 0 | 0 | 0
| Lost Revenue in 2017 from 2017 programs | [24 empty] | 0 | 0 | 0 | 0 | 0 | 0 | 0 | 0 | 0 | 0 | 0 | 0 | 0 | 0 | 0
| Total Lost Revenues in 2017 | [24 empty] | 0 | 0 | 0 | 0 | 0 | 0 | 0 | 0 | 0 | 0 | 0 | 0 | 0 | 0 | 0
| Forecast Lost Revenues in 2017 | [24 empty] | 0 | 0 | 0 | 0 | 0 | 0 | 0 | 0 | 0 | 0 | 0 | 0 | 0 | 0 | 0
| LRAMVA in 2017 | [38 empty] | 0
| 2017 Savings Persisting in 2018 | [24 empty] | 16315097.2402 | 1946736.9327 | 7489121.9449 | 0 | 4382683.88 | 0 | 0 | 0 | 0 | 0 | 0 | 0 | 0 | 0
| 2017 Savings Persisting in 2019 | [24 empty] | 16315078.112 | 1945852.7883 | 7485788.1627 | 0 | 4382683.88 | 0 | 0 | 0 | 0 | 0 | 0 | 0 | 0 | 0
| 2017 Savings Persisting in 2020 | [24 empty] | 16315058.9837 | 1944968.6438 | 7482454.3805 | 0 | 4382683.88 | 0 | 0 | 0 | 0 | 0 | 0 | 0 | 0 | 0
| 2017 Savings Persisting in 2021 | [24 empty] | 16312951.8555 | 1942909.6217 | 7478503.4759 | 0 | 4382683.88 | 0 | 0 | 0 | 0 | 0 | 0 | 0 | 0 | 0
| 2017 Savings Persisting in 2022 | [24 empty] | 16310923.7273 | 1834678.3777 | 7077984.7932 | 0 | 4382683.88
| 2017 Savings Persisting in 2023 | [24 empty] | 16310904.599 | 1833794.2333 | 7074651.011 | 0 | 4382683.88
| 2017 Savings Persisting in 2024 | [24 empty] | 16310749.4708 | 1832910.0888 | 7071317.2288 | 0 | 4382683.88
| 2017 Savings Persisting in 2025 | [24 empty] | 16310730.3426 | 1824296.6499 | 7039606.741 | 0 | 4382683.88
| 2017 Savings Persisting in 2026 | [24 empty] | 16298116.2143 | 1820056.3677 | 6989979.0966 | 0 | 4382683.88
Note: Allocation totals may not add to exactly 100% because allocation of energy and demand are done separately
| Table 5-d. 2018 Lost Revenues Work Form |  | Net Energy Savings (kWh) 2017: Return to top
| Program | Results Status | Net Energy Savings (kWh) 2017: Net Energy Savings (kWh); Net Energy Savings Persistence (kWh) 2018: Net Energy Savings Persistence (kWh) |  |  | Monthly Multiplier | Net Demand Savings (kW) | Net Peak Demand Savings Persistence (kW) | [8 empty] | Rate Allocations for LRAMVA
|  |  | 2018 | 2019 | 2020 | 2021 | 2022 | 2023 | 2024 | 2025 | 2026 | 2027 |  |  |  | 2018 | 2019 | 2020 | 2021 | 2022 | 2023 | 2024 | 2025 | 2026 | 2027 | Residential | GS<50 kW | GS>50 kW | Unmetered Scattered Load | Streetlighting | [9 empty] | Total
| Legacy Framework | [24 empty] | kWh | kWh | kWh | kWh | kWh | 0 | 0 | 0 | 0 | 0 | 0 | 0 | 0 | 0
Residential Program
1 | Coupon Initiative | Verified | [37 empty] | 0%
| Adjustment to 2018 savings | True-up | [23 empty] | 0% | 0% | 0% | 0% | 0% | 0% | 0% | 0% | 0% | 0% | 0% | 0% | 0% | 0%
2 | Bi-Annual Retailer Event Initiative | Verified | [37 empty] | 0%
| Adjustment to 2018 savings | True-up | [23 empty] | 0% | 0% | 0% | 0% | 0% | 0% | 0% | 0% | 0% | 0% | 0% | 0% | 0% | 0%
3 | Appliance Retirement Initiative | Verified | [37 empty] | 0%
| Adjustment to 2018 savings | True-up | [23 empty] | 0% | 0% | 0% | 0% | 0% | 0% | 0% | 0% | 0% | 0% | 0% | 0% | 0% | 0%
4 | HVAC Incentives Initiative | Verified | [37 empty] | 0%
| Adjustment to 2018 savings | True-up | [23 empty] | 0% | 0% | 0% | 0% | 0% | 0% | 0% | 0% | 0% | 0% | 0% | 0% | 0% | 0%
5 | Residential New Construction and Major Renovation Initiative | Verified | [37 empty] | 0%
| Adjustment to 2018 savings | True-up | [23 empty] | 0% | 0% | 0% | 0% | 0% | 0% | 0% | 0% | 0% | 0% | 0% | 0% | 0% | 0%
Commercial & Institutional Program
6 | Energy Audit Initiative | Verified | [12 empty] | 12 | [24 empty] | 0%
| Adjustment to 2018 savings | True-up | [12 empty] | 12 | [10 empty] | 0% | 0% | 0% | 0% | 0% | 0% | 0% | 0% | 0% | 0% | 0% | 0% | 0% | 0%
7 | Efficiency: Equipment Replacement Incentive Initiative | Verified | [12 empty] | 12 | [24 empty] | 0%
| Adjustment to 2018 savings | True-up | [12 empty] | 12 | [10 empty] | 0% | 0% | 0% | 0% | 0% | 0% | 0% | 0% | 0% | 0% | 0% | 0% | 0% | 0%
8 | Direct Install Lighting and Water Heating Initiative | Verified | [12 empty] | 12 | [24 empty] | 0%
| Adjustment to 2018 savings | True-up | [12 empty] | 12 | [10 empty] | 0% | 0% | 0% | 0% | 0% | 0% | 0% | 0% | 0% | 0% | 0% | 0% | 0% | 0%
9 | New Construction and Major Renovation Initiative | Verified | [12 empty] | 12 | [24 empty] | 0%
| Adjustment to 2018 savings | True-up | [12 empty] | 12 | [10 empty] | 0% | 0% | 0% | 0% | 0% | 0% | 0% | 0% | 0% | 0% | 0% | 0% | 0% | 0%
10 | Existing Building Commissioning Incentive Initiative | Verified | [12 empty] | 3 | [24 empty] | 0%
| Adjustment to 2018 savings | True-up | [12 empty] | 3 | [10 empty] | 0% | 0% | 0% | 0% | 0% | 0% | 0% | 0% | 0% | 0% | 0% | 0% | 0% | 0%
Industrial Program
11 | Process and Systems Upgrades Initiatives - Project Incentive Initiative | Verified | [12 empty] | 12 | [24 empty] | 0%
| Adjustment to 2018 savings | True-up | [12 empty] | 12 | [10 empty] | 0% | 0% | 0% | 0% | 0% | 0% | 0% | 0% | 0% | 0% | 0% | 0% | 0% | 0%
12 | Process and Systems Upgrades Initiatives - Monitoring and Targeting Initiative | Verified | [12 empty] | 12 | [24 empty] | 0%
| Adjustment to 2018 savings | True-up | [12 empty] | 12 | [10 empty] | 0% | 0% | 0% | 0% | 0% | 0% | 0% | 0% | 0% | 0% | 0% | 0% | 0% | 0%
13 | Process and Systems Upgrades Initiatives - Energy Manager Initiative | Verified | [12 empty] | 12 | [24 empty] | 0%
| Adjustment to 2018 savings | True-up | [12 empty] | 12 | [10 empty] | 0% | 0% | 0% | 0% | 0% | 0% | 0% | 0% | 0% | 0% | 0% | 0% | 0% | 0%
Low Income Program
14 | Low Income Initiative | Verified | [12 empty] | 12 | [24 empty] | 0%
| Adjustment to 2018 savings | True-up | [12 empty] | 12 | [10 empty] | 0% | 0% | 0% | 0% | 0% | 0% | 0% | 0% | 0% | 0% | 0% | 0% | 0% | 0%
Other
15 | Aboriginal Conservation Program | Verified | [12 empty] | 0 | [24 empty] | 0%
| Adjustment to 2018 savings | True-up | [12 empty] | 0 | [10 empty] | 0% | 0% | 0% | 0% | 0% | 0% | 0% | 0% | 0% | 0% | 0% | 0% | 0% | 0%
16 | Program Enabled Savings | Verified | [12 empty] | 0 | [24 empty] | 0%
| Adjustment to 2018 savings | True-up | [12 empty] | 0 | [10 empty] | 0% | 0% | 0% | 0% | 0% | 0% | 0% | 0% | 0% | 0% | 0% | 0% | 0% | 0%
Conservation Fund Pilots
17 | Conservation Fund Pilot - EnerNOC | Verified | [12 empty] | 12 | [24 empty] | 0%
| Adjustment to 2018 savings | True-up | [12 empty] | 12 | [10 empty] | 0% | 0% | 0% | 0% | 0% | 0% | 0% | 0% | 0% | 0% | 0% | 0% | 0% | 0%
18 | Loblaws Pilot | Verified | [12 empty] | 12 | [24 empty] | 0%
| Adjustment to 2018 savings | True-up | [12 empty] | 12 | [10 empty] | 0% | 0% | 0% | 0% | 0% | 0% | 0% | 0% | 0% | 0% | 0% | 0% | 0% | 0%
19 | Conservation Fund Pilot - SEG | Verified | [12 empty] | 12 | [24 empty] | 0%
| Adjustment to 2018 savings | True-up | [12 empty] | 12 | [10 empty] | 0% | 0% | 0% | 0% | 0% | 0% | 0% | 0% | 0% | 0% | 0% | 0% | 0% | 0%
20 | Social Benchmarking Pliot | Verified | [12 empty] | 12 | [24 empty] | 0%
| Adjustment to 2018 savings | True-up | [12 empty] | 12 | [10 empty] | 0% | 0% | 0% | 0% | 0% | 0% | 0% | 0% | 0% | 0% | 0% | 0% | 0% | 0%
Conservation First Framework
Residential Province-Wide Programs
21 | Save on Energy Coupon Program | Verified | [37 empty] | 0%
| Adjustment to 2018 savings | True-up | [23 empty] | 0% | 0% | 0% | 0% | 0% | 0% | 0% | 0% | 0% | 0% | 0% | 0% | 0% | 0%
22 | Save on Energy Heating and Cooling Program | Verified | 421298.9093 | 421298.9093 | 421298.9093 | 421298.9093 | 421298.9093 | 421298.9093 | 421298.9093 | 421298.9093 | 421298.9093 | [14 empty] | 100% | [13 empty] | 100%
| Adjustment to 2018 savings | True-up | [23 empty] | 100% | 0% | 0% | 0% | 0% | 0% | 0% | 0% | 0% | 0% | 0% | 0% | 0% | 0%
23 | Save on Energy New Construction Program | Verified | 2541832.8495 | 2531385.1028 | 2520937.3562 | 2520937.3562 | 2513972.1917 | 2508748.3184 | 2503524.4451 | 2498300.5718 | 2493076.6984 | [14 empty] | 100% | [13 empty] | 100%
| Adjustment to 2018 savings | True-up | [23 empty] | 100% | 0% | 0% | 0% | 0% | 0% | 0% | 0% | 0% | 0% | 0% | 0% | 0% | 0%
24 | Save on Energy Home Assistance Program | Verified | 154869.7 | 154869.7 | 154869.7 | 154869.7 | 154869.7 | 154869.7 | 154869.7 | 154869.7 | 154869.7 | [14 empty] | 100% | [13 empty] | 100%
| Adjustment to 2018 savings | True-up | [23 empty] | 100% | 0% | 0% | 0% | 0% | 0% | 0% | 0% | 0% | 0% | 0% | 0% | 0% | 0%
Non-Residential Province-Wide Programs
25 | Save on Energy Audit Funding Program | Verified | [12 empty] | 12 | [11 empty] | 100% | [12 empty] | 100%
| Adjustment to 2018 savings | True-up | [12 empty] | 12 | [10 empty] | 0% | 100% | 0% | 0% | 0% | 0% | 0% | 0% | 0% | 0% | 0% | 0% | 0% | 0%
26 | Save on Energy Retrofit Program (exc. Street lights) | Verified | 7895090.063 | 7871213.9009 | 7847337.7388 | 7843685.203 | 7840032.6672 | 7386749.7147 | 7383097.1789 | 7379444.6431 | 7343709.9839 |  |  |  | 12 | 1600.7874 | 1595.9451 | 1591.1041 | 1590.3635 | [7 empty] | 24% | 76% | [11 empty] | 100%
| Adjustment to 2018 savings | True-up | [12 empty] | 12 | [10 empty] | 0% | 24% | 76% | 0% | 0% | 0% | 0% | 0% | 0% | 0% | 0% | 0% | 0% | 0%
| Save on Energy Retrofit Program (Streetlights) | Verified | 1761395 | 1761395 | 1761395 | 1761395 | 1761395 | 1761395 | 1761395 | 1761395 | 1761395 |  |  |  | 12 | 451.3295 | 653.4656 | 653.4656 | 653.4656 | [10 empty] | 100% | [9 empty] | 100%
| Adjustment to 2018 savings | True-up | [12 empty] | 12 | [10 empty] | 0% | 0% | 0% | 0% | 100% | 0% | 0% | 0% | 0% | 0% | 0% | 0% | 0% | 0%
27 | Save on Energy Small Business Lighting Program | Verified | 1103491.6939 | 906512.0422 | 709532.3905 | 709532.3905 | 578212.6227 | 479722.7968 | 381232.971 | 282743.1451 | 184253.3192 |  |  |  | 12 | 245.2428 | 201.4656 | 157.6883 | 157.6883 | [7 empty] | 89% | 11% | [11 empty] | 100%
| Adjustment to 2018 savings | True-up | [12 empty] | 12 | [10 empty] | 0% | 89% | 11% | 0% | 0% | 0% | 0% | 0% | 0% | 0% | 0% | 0% | 0% | 0%
28 | Save on Energy High Performance New Construction Program | Verified | 60369.1834 | 60069.6395 | 59770.0957 | 59770.0957 | 59570.3998 | 59420.6279 | 59270.8559 | 59121.084 | 58971.3121 | 58821.5402 | 58671.7683 |  | 12 | 16.3113 | 16.2304 | 16.1495 | 16.1495 | [8 empty] | 100% | [11 empty] | 100%
| Adjustment to 2018 savings | True-up | [12 empty] | 12 | [10 empty] | 0% | 0% | 100% | 0% | 0% | 0% | 0% | 0% | 0% | 0% | 0% | 0% | 0% | 0%
29 | Save on Energy Existing Building Commissioning Program | Verified | 41914.9692 | 41914.9692 | 41914.9692 | 37622.0376 | 36191.0605 | 34044.5947 | 31898.1289 | 29751.6632 | 27605.1974 |  |  |  | 3 | [11 empty] | 100% | [12 empty] | 100%
| Adjustment to 2018 savings | True-up | [12 empty] | 3 | [10 empty] | 0% | 100% | 0% | 0% | 0% | 0% | 0% | 0% | 0% | 0% | 0% | 0% | 0% | 0%
30 | Save on Energy Process & Systems Upgrades Program | Verified | 480583.442 | 480583.442 | 480583.442 | 480583.442 | 480583.442 | 480583.442 | 480583.442 | 480583.442 | 480583.442 |  |  |  | 12 | 83.5853 | 83.5853 | 83.5853 | 83.5853 | [8 empty] | 100% | [11 empty] | 100%
| Adjustment to 2018 savings | True-up | [12 empty] | 12 | [10 empty] | 0% | 0% | 100% | 0% | 0% | 0% | 0% | 0% | 0% | 0% | 0% | 0% | 0% | 0%
31 | Save on Energy Monitoring & Targeting Program | Verified | [12 empty] | 12 | [24 empty] | 0%
| Adjustment to 2018 savings | True-up | [12 empty] | 12 | [10 empty] | 0% | 0% | 0% | 0% | 0% | 0% | 0% | 0% | 0% | 0% | 0% | 0% | 0% | 0%
32 | Save on Energy Energy Manager Program | Verified | [12 empty] | 12 | [24 empty] | 0%
| Adjustment to 2018 savings | True-up | [12 empty] | 12 | [10 empty] | 0% | 0% | 0% | 0% | 0% | 0% | 0% | 0% | 0% | 0% | 0% | 0% | 0% | 0%
Local & Regional Programs
33 | Business Refrigeration Local Program | Verified | [12 empty] | 0 | [24 empty] | 0%
| Adjustment to 2018 savings | True-up | [12 empty] | 0 | [10 empty] | 0% | 0% | 0% | 0% | 0% | 0% | 0% | 0% | 0% | 0% | 0% | 0% | 0% | 0%
34 | Swimming Pool Efficiency Program | Unverified | 544403.8888 | 544403.8888 | 544403.8888 | 544403.8888 | 544403.8888 | 544403.8888 | 544403.8888 | 544403.8888 | 544403.8888 |  |  |  | 0 | [10 empty] | 100% | [13 empty] | 100%
| Adjustment to 2018 savings | True-up | [12 empty] | 0 | [10 empty] | 100% | 0% | 0% | 0% | 0% | 0% | 0% | 0% | 0% | 0% | 0% | 0% | 0% | 0%
35 | Social Benchmarking Local Program | Verified | [12 empty] | 0 | [24 empty] | 0%
| Adjustment to 2018 savings | True-up | [12 empty] | 0 | [10 empty] | 0% | 0% | 0% | 0% | 0% | 0% | 0% | 0% | 0% | 0% | 0% | 0% | 0% | 0%
Pilot Programs
36 | Enersource Hydro Mississauga Inc. - Performance-Based Conservation Pilot Program - Conservation Fund | Verified | [12 empty] | 12 | [24 empty] | 0%
| Adjustment to 2018 savings | True-up | [12 empty] | 12 | [10 empty] | 0% | 0% | 0% | 0% | 0% | 0% | 0% | 0% | 0% | 0% | 0% | 0% | 0% | 0%
37 | EnWin Utilities Ltd. - Building Optimization Pilot | Verified | [12 empty] | 12 | [24 empty] | 0%
| Adjustment to 2018 savings | True-up | [12 empty] | 12 | [10 empty] | 0% | 0% | 0% | 0% | 0% | 0% | 0% | 0% | 0% | 0% | 0% | 0% | 0% | 0%
38 | EnWin Utilities Ltd. - Re-Invest Pilot | Verified | [12 empty] | 12 | [24 empty] | 0%
| Adjustment to 2018 savings | True-up | [12 empty] | 12 | [10 empty] | 0% | 0% | 0% | 0% | 0% | 0% | 0% | 0% | 0% | 0% | 0% | 0% | 0% | 0%
39 | Horizon Utilities Corporation - ECM Furnace Motor Pilot | Verified | [12 empty] | 12 | [24 empty] | 0%
| Adjustment to 2018 savings | True-up | [12 empty] | 12 | [10 empty] | 0% | 0% | 0% | 0% | 0% | 0% | 0% | 0% | 0% | 0% | 0% | 0% | 0% | 0%
40 | Horizon Utilities Corporation - Social Benchmarking Pilot | Verified | [12 empty] | 12 | [24 empty] | 0%
| Adjustment to 2018 savings | True-up | [12 empty] | 12 | [10 empty] | 0% | 0% | 0% | 0% | 0% | 0% | 0% | 0% | 0% | 0% | 0% | 0% | 0% | 0%
41 | Hydro Ottawa Limited - Conservation Voltage Regulation (CVR) Leveraging AMI Data Pilot | Verified | [12 empty] | 12 | [24 empty] | 0%
| Adjustment to 2018 savings | True-up | [12 empty] | 12 | [10 empty] | 0% | 0% | 0% | 0% | 0% | 0% | 0% | 0% | 0% | 0% | 0% | 0% | 0% | 0%
42 | Hydro Ottawa Limited - Residential Demand Response Wi-Fi Thermostat Pilot | Verified | [37 empty] | 0%
| Adjustment to 2018 savings | True-up | [23 empty] | 0% | 0% | 0% | 0% | 0% | 0% | 0% | 0% | 0% | 0% | 0% | 0% | 0% | 0%
43 | Kitchener-Wilmot Hydro Inc. - Pilot - DCKV | Verified | [12 empty] | 12 | [24 empty] | 0%
| Adjustment to 2018 savings | True-up | [12 empty] | 12 | [10 empty] | 0% | 0% | 0% | 0% | 0% | 0% | 0% | 0% | 0% | 0% | 0% | 0% | 0% | 0%
44 | Niagara-on-the-Lake Hydro Inc. - Direct Install Energy Efficiency Measures for the Agricultural Sector | Verified | [12 empty] | 12 | [24 empty] | 0%
| Adjustment to 2018 savings | True-up | [12 empty] | 12 | [10 empty] | 0% | 0% | 0% | 0% | 0% | 0% | 0% | 0% | 0% | 0% | 0% | 0% | 0% | 0%
45 | Oakville Hydro Electricity Distribution Inc. - Direct Install - Hydronic | Verified | [12 empty] | 12 | [24 empty] | 0%
| Adjustment to 2018 savings | True-up | [12 empty] | 12 | [10 empty] | 0% | 0% | 0% | 0% | 0% | 0% | 0% | 0% | 0% | 0% | 0% | 0% | 0% | 0%
46 | Oakville Hydro Electricity Distribution Inc. - Direct Install - RTU Controls | Verified | [12 empty] | 12 | [24 empty] | 0%
| Adjustment to 2018 savings | True-up | [12 empty] | 12 | [10 empty] | 0% | 0% | 0% | 0% | 0% | 0% | 0% | 0% | 0% | 0% | 0% | 0% | 0% | 0%
47 | Toronto Hydro-Electric System Limited - Direct Install - Hydronic (Pilot Savings) | Verified | [12 empty] | 12 | [24 empty] | 0%
| Adjustment to 2018 savings | True-up | [12 empty] | 12 | [10 empty] | 0% | 0% | 0% | 0% | 0% | 0% | 0% | 0% | 0% | 0% | 0% | 0% | 0% | 0%
48 | Toronto Hydro-Electric System Limited - Direct Install - RTU Controls (Pilot Savings) | Verified | [12 empty] | 12 | [24 empty] | 0%
| Adjustment to 2018 savings | True-up | [12 empty] | 12 | [10 empty] | 0% | 0% | 0% | 0% | 0% | 0% | 0% | 0% | 0% | 0% | 0% | 0% | 0% | 0%
49 | Toronto Hydro-Electric System Limited - PFP - Large (Pilot Savings) | Verified | [12 empty] | 12 | [24 empty] | 0%
| Adjustment to 2018 savings | True-up | [12 empty] | 12 | [10 empty] | 0% | 0% | 0% | 0% | 0% | 0% | 0% | 0% | 0% | 0% | 0% | 0% | 0% | 0%
| Actual CDM Savings in 2018 |  | 15005249.6991 | 14773646.5948 | 14542043.4905 | 14534098.0232 | 14390529.8821 | 13831236.9926 | 13721574.52 | 13611912.0474 | 13470167.4512 | 58821.5402 | 58671.7683 |  |  | 2397.2564 | [9 empty] | 3662405.3476 | 2918844.1919 | 6662605.1596 | 0 | 1761395 | 0 | 0 | 0 | 0 | 0 | 0 | 0 | 0 | 0
| Forecast CDM Savings in 2018 | [24 empty] | 0 | 0 | 0 | 0 | 0 | 0 | 0 | 0 | 0 | 0 | 0 | 0 | 0 | 0
| Distribution Rate in 2018 | [24 empty] | 0 | 0 | 0 | 0 | 0 | 0 | 0 | 0 | 0 | 0 | 0 | 0 | 0 | 0
| Lost Revenue in 2018 from 2011 programs | [24 empty] | 0 | 0 | 0 | 0 | 0 | 0 | 0 | 0 | 0 | 0 | 0 | 0 | 0 | 0 | 0
| Lost Revenue in 2018 from 2012 programs | [24 empty] | 0 | 0 | 0 | 0 | 0 | 0 | 0 | 0 | 0 | 0 | 0 | 0 | 0 | 0 | 0
| Lost Revenue in 2018 from 2013 programs | [24 empty] | 0 | 0 | 0 | 0 | 0 | 0 | 0 | 0 | 0 | 0 | 0 | 0 | 0 | 0 | 0
| Lost Revenue in 2018 from 2014 programs | [24 empty] | 0 | 0 | 0 | 0 | 0 | 0 | 0 | 0 | 0 | 0 | 0 | 0 | 0 | 0 | 0
| Lost Revenue in 2018 from 2015 programs | [24 empty] | 0 | 0 | 0 | 0 | 0 | 0 | 0 | 0 | 0 | 0 | 0 | 0 | 0 | 0 | 0
| Lost Revenue in 2018 from 2016 programs |  | Net Energy Savings (kWh) 2018: th t | [13 empty] | 0 | 0 | 0 | 0 | 0 | 0 | 0 | 0 | 0 | 0 | 0 | 0 | 0 | 0 | 0
| Lost Revenue in 2018 from 2017 programs | [24 empty] | 0 | 0 | 0 | 0 | 0 | 0 | 0 | 0 | 0 | 0 | 0 | 0 | 0 | 0 | 0
| Lost Revenue in 2018 from 2018 programs | [24 empty] | 0 | 0 | 0 | 0 | 0 | 0 | 0 | 0 | 0 | 0 | 0 | 0 | 0 | 0 | 0
| Total Lost Revenues in 2018 | [24 empty] | 0 | 0 | 0 | 0 | 0 | 0 | 0 | 0 | 0 | 0 | 0 | 0 | 0 | 0 | 0
| Forecast Lost Revenues in 2018 | [24 empty] | 0 | 0 | 0 | 0 | 0 | 0 | 0 | 0 | 0 | 0 | 0 | 0 | 0 | 0 | 0
| LRAMVA in 2018 | [38 empty] | 0
| 2018 Savings Persisting in 2019 | [24 empty] | 3651957.601 | 2737802.0229 | 6622491.9709 | 0 | 1761395 | 0 | 0 | 0 | 0 | 0 | 0 | 0 | 0 | 0
| 2018 Savings Persisting in 2020 | [24 empty] | 3641509.8543 | 2556759.854 | 6582378.7821 | 0 | 1761395 | 0 | 0 | 0 | 0 | 0 | 0 | 0 | 0 | 0
| 2018 Savings Persisting in 2021 | [24 empty] | 3641509.8543 | 2556759.854 | 6579602.8549 | 0 | 1761395 | 0 | 0 | 0 | 0 | 0 | 0 | 0 | 0 | 0
| 2018 Savings Persisting in 2022 | [24 empty] | 3634544.6899 | 2432408.1348 | 6562182.0574 | 0 | 1761395
| 2018 Savings Persisting in 2023 | [24 empty] | 3629320.8166 | 2233817.8154 | 6206703.3607 | 0 | 1761395
| 2018 Savings Persisting in 2024 | [24 empty] | 3624096.9432 | 2143138.796 | 6192943.7808 | 0 | 1761395
| 2018 Savings Persisting in 2025 | [24 empty] | 3618873.0699 | 2052459.7767 | 6179184.2008 | 0 | 1761395
| 2018 Savings Persisting in 2026 | [24 empty] | 3613649.1966 | 1954081.0477 | 6141042.207 | 0 | 1761395
Note: Allocation totals may not add to exactly 100% because allocation of energy and demand are done separately
| Table 5-e. 2019 Lost Revenues Work Form |  | Net Energy Savings (kWh) 2018: Return to top
| Program | Results Status | Net Energy Savings (kWh) 2018: Net Energy Savings (kWh); Net Energy Savings Persistence (kWh) 2019: Net Energy Savings Persistence (kWh) |  |  | Monthly Multiplier | Net Demand Savings (kW) | Net Peak Demand Savings Persistence (kW) | [8 empty] | Rate Allocations for LRAMVA
|  |  | 2019 | 2020 | 2021 | 2022 | 2023 | 2024 | 2025 | 2026 | 2027 | 2028 |  |  |  | 2019 | 2020 | 2021 | 2022 | 2023 | 2024 | 2025 | 2026 | 2027 | 2028 | Residential | GS<50 kW | GS>50 kW | Unmetered Scattered Load | Streetlighting | [9 empty] | Total
| Legacy Framework | [24 empty] | kWh | kWh | kWh | kWh | kWh | 0 | 0 | 0 | 0 | 0 | 0 | 0 | 0 | 0
Residential Program
1 | Coupon Initiative | Verified | [37 empty] | 0%
| Adjustment to 2019 savings | True-up | [23 empty] | 0% | 0% | 0% | 0% | 0% | 0% | 0% | 0% | 0% | 0% | 0% | 0% | 0% | 0%
2 | Bi-Annual Retailer Event Initiative | Verified | [37 empty] | 0%
| Adjustment to 2019 savings | True-up | [23 empty] | 0% | 0% | 0% | 0% | 0% | 0% | 0% | 0% | 0% | 0% | 0% | 0% | 0% | 0%
3 | Appliance Retirement Initiative | Verified | [37 empty] | 0%
| Adjustment to 2019 savings | True-up | [23 empty] | 0% | 0% | 0% | 0% | 0% | 0% | 0% | 0% | 0% | 0% | 0% | 0% | 0% | 0%
4 | HVAC Incentives Initiative | Verified | [37 empty] | 0%
| Adjustment to 2019 savings | True-up | [23 empty] | 0% | 0% | 0% | 0% | 0% | 0% | 0% | 0% | 0% | 0% | 0% | 0% | 0% | 0%
5 | Residential New Construction and Major Renovation Initiative | Verified | [37 empty] | 0%
| Adjustment to 2019 savings | True-up | [23 empty] | 0% | 0% | 0% | 0% | 0% | 0% | 0% | 0% | 0% | 0% | 0% | 0% | 0% | 0%
Commercial & Institutional Program
6 | Energy Audit Initiative | Verified | [12 empty] | 12 | [24 empty] | 0%
| Adjustment to 2019 savings | True-up | [12 empty] | 12 | [10 empty] | 0% | 0% | 0% | 0% | 0% | 0% | 0% | 0% | 0% | 0% | 0% | 0% | 0% | 0%
7 | Efficiency: Equipment Replacement Incentive Initiative | Verified | [12 empty] | 12 | [24 empty] | 0%
| Adjustment to 2019 savings | True-up | [12 empty] | 12 | [10 empty] | 0% | 0% | 0% | 0% | 0% | 0% | 0% | 0% | 0% | 0% | 0% | 0% | 0% | 0%
8 | Direct Install Lighting and Water Heating Initiative | Verified | [12 empty] | 12 | [24 empty] | 0%
| Adjustment to 2019 savings | True-up | [12 empty] | 12 | [10 empty] | 0% | 0% | 0% | 0% | 0% | 0% | 0% | 0% | 0% | 0% | 0% | 0% | 0% | 0%
9 | New Construction and Major Renovation Initiative | Verified | [12 empty] | 12 | [24 empty] | 0%
| Adjustment to 2019 savings | True-up | [12 empty] | 12 | [10 empty] | 0% | 0% | 0% | 0% | 0% | 0% | 0% | 0% | 0% | 0% | 0% | 0% | 0% | 0%
10 | Existing Building Commissioning Incentive Initiative | Verified | [12 empty] | 3 | [24 empty] | 0%
| Adjustment to 2019 savings | True-up | [12 empty] | 3 | [10 empty] | 0% | 0% | 0% | 0% | 0% | 0% | 0% | 0% | 0% | 0% | 0% | 0% | 0% | 0%
Industrial Program
11 | Process and Systems Upgrades Initiatives - Project Incentive Initiative | Verified | [12 empty] | 12 | [24 empty] | 0%
| Adjustment to 2019 savings | True-up | [12 empty] | 12 | [10 empty] | 0% | 0% | 0% | 0% | 0% | 0% | 0% | 0% | 0% | 0% | 0% | 0% | 0% | 0%
12 | Process and Systems Upgrades Initiatives - Monitoring and Targeting Initiative | Verified | [12 empty] | 12 | [24 empty] | 0%
| Adjustment to 2019 savings | True-up | [12 empty] | 12 | [10 empty] | 0% | 0% | 0% | 0% | 0% | 0% | 0% | 0% | 0% | 0% | 0% | 0% | 0% | 0%
13 | Process and Systems Upgrades Initiatives - Energy Manager Initiative | Verified | [12 empty] | 12 | [24 empty] | 0%
| Adjustment to 2019 savings | True-up | [12 empty] | 12 | [10 empty] | 0% | 0% | 0% | 0% | 0% | 0% | 0% | 0% | 0% | 0% | 0% | 0% | 0% | 0%
Low Income Program
14 | Low Income Initiative | Verified | [12 empty] | 12 | [24 empty] | 0%
| Adjustment to 2019 savings | True-up | [12 empty] | 12 | [10 empty] | 0% | 0% | 0% | 0% | 0% | 0% | 0% | 0% | 0% | 0% | 0% | 0% | 0% | 0%
Other
15 | Aboriginal Conservation Program | Verified | [12 empty] | 0 | [24 empty] | 0%
| Adjustment to 2019 savings | True-up | [12 empty] | 0 | [10 empty] | 0% | 0% | 0% | 0% | 0% | 0% | 0% | 0% | 0% | 0% | 0% | 0% | 0% | 0%
16 | Program Enabled Savings | Verified | [12 empty] | 0 | [24 empty] | 0%
| Adjustment to 2019 savings | True-up | [12 empty] | 0 | [10 empty] | 0% | 0% | 0% | 0% | 0% | 0% | 0% | 0% | 0% | 0% | 0% | 0% | 0% | 0%
Conservation Fund Pilots
17 | Conservation Fund Pilot - EnerNOC | Verified | [12 empty] | 12 | [24 empty] | 0%
| Adjustment to 2019 savings | True-up | [12 empty] | 12 | [10 empty] | 0% | 0% | 0% | 0% | 0% | 0% | 0% | 0% | 0% | 0% | 0% | 0% | 0% | 0%
18 | Loblaws Pilot | Verified | [12 empty] | 12 | [24 empty] | 0%
| Adjustment to 2019 savings | True-up | [12 empty] | 12 | [10 empty] | 0% | 0% | 0% | 0% | 0% | 0% | 0% | 0% | 0% | 0% | 0% | 0% | 0% | 0%
19 | Conservation Fund Pilot - SEG | Verified | [12 empty] | 12 | [24 empty] | 0%
| Adjustment to 2019 savings | True-up | [12 empty] | 12 | [10 empty] | 0% | 0% | 0% | 0% | 0% | 0% | 0% | 0% | 0% | 0% | 0% | 0% | 0% | 0%
20 | Social Benchmarking Pliot | Verified | [12 empty] | 12 | [24 empty] | 0%
| Adjustment to 2019 savings | True-up | [12 empty] | 12 | [10 empty] | 0% | 0% | 0% | 0% | 0% | 0% | 0% | 0% | 0% | 0% | 0% | 0% | 0% | 0%
Conservation First Framework
Residential Province-Wide Programs
21 | Save on Energy Coupon Program | Verified | [37 empty] | 0%
| Adjustment to 2019 savings | True-up | [23 empty] | 0% | 0% | 0% | 0% | 0% | 0% | 0% | 0% | 0% | 0% | 0% | 0% | 0% | 0%
22 | Save on Energy Heating and Cooling Program | Verified | [37 empty] | 0%
| Adjustment to 2019 savings | True-up | [23 empty] | 0% | 0% | 0% | 0% | 0% | 0% | 0% | 0% | 0% | 0% | 0% | 0% | 0% | 0%
23 | Save on Energy New Construction Program | Verified | [37 empty] | 0%
| Adjustment to 2019 savings | True-up | [23 empty] | 0% | 0% | 0% | 0% | 0% | 0% | 0% | 0% | 0% | 0% | 0% | 0% | 0% | 0%
24 | Save on Energy Home Assistance Program | Verified | [37 empty] | 0%
| Adjustment to 2019 savings | True-up | [23 empty] | 0% | 0% | 0% | 0% | 0% | 0% | 0% | 0% | 0% | 0% | 0% | 0% | 0% | 0%
Non-Residential Province-Wide Programs
25 | Save on Energy Audit Funding Program | Verified | [12 empty] | 12 | [24 empty] | 0%
| Adjustment to 2019 savings | True-up | [12 empty] | 12 | [10 empty] | 0% | 0% | 0% | 0% | 0% | 0% | 0% | 0% | 0% | 0% | 0% | 0% | 0% | 0%
26 | Save on Energy Retrofit Program | April 2019 P&C | 463223.4289 | 463223.4289 | 463223.4289 | 463223.4289 | 463223.4289 | 463223.4289 | 463223.4289 | 463223.4289 | 463223.4289 | 463223.4289 |  |  | 12 | 68.8453 | 68.8453 | 68.8453 | [8 empty] | 13.54% | 86.46% | [11 empty] | 100%
| Adjustment to 2019 savings | Post 2019 P&C | 4929183.5433 | 4929183.5433 | 4929183.5433 | 4929183.5433 | 4929183.5433 | 4929183.5433 | 4929183.5433 | 4929183.5433 | 4929183.5433 | 4929183.5433 |  |  | 12 | 835.0715 | 835.0715 | 835.0715 | [7 empty] | 0% | 13.54% | 86.46% | 0% | 0% | 0% | 0% | 0% | 0% | 0% | 0% | 0% | 0% | 0%
27 | Save on Energy Small Business Lighting Program | April 2019 P&C | 380441.0542 | 334978.8531 | 334978.8531 | 334978.8531 | 334978.8531 | 334978.8531 | 334978.8531 | 334978.8531 | 334978.8531 | 334978.8531 |  |  | 12 | 84.5502 | 74.4466 | 74.4466 | [8 empty] | 89% | 11% | [11 empty] | 100%
| Adjustment to 2019 savings | True-up | [12 empty] | 12 | [10 empty] | 0% | 89% | 11% | 0% | 0% | 0% | 0% | 0% | 0% | 0% | 0% | 0% | 0% | 0%
28 | Save on Energy High Performance New Construction Program | Verified | [12 empty] | 12 | [12 empty] | 100% | [11 empty] | 100%
| Adjustment to 2019 savings | True-up | 71257 | 70903.4323 | 70549.8645 | 70549.8645 | 70314.1527 | 70137.3688 | 69960.585 | 69783.8011 | 69607.0172 | 69430.2334 |  |  | 12 | 22.6 | [9 empty] | 0% | 0% | 100% | 0% | 0% | 0% | 0% | 0% | 0% | 0% | 0% | 0% | 0% | 0%
29 | Save on Energy Existing Building Commissioning Program | Verified | [12 empty] | 3 | [24 empty] | 0%
| Adjustment to 2019 savings | True-up | [12 empty] | 3 | [10 empty] | 0% | 0% | 0% | 0% | 0% | 0% | 0% | 0% | 0% | 0% | 0% | 0% | 0% | 0%
30 | Save on Energy Process & Systems Upgrades Program | Verified | [12 empty] | 12 | [24 empty] | 0%
| Adjustment to 2019 savings | True-up | [12 empty] | 12 | [10 empty] | 0% | 0% | 0% | 0% | 0% | 0% | 0% | 0% | 0% | 0% | 0% | 0% | 0% | 0%
31 | Save on Energy Monitoring & Targeting Program | Verified | [12 empty] | 12 | [24 empty] | 0%
| Adjustment to 2019 savings | True-up | [12 empty] | 12 | [10 empty] | 0% | 0% | 0% | 0% | 0% | 0% | 0% | 0% | 0% | 0% | 0% | 0% | 0% | 0%
32 | Save on Energy Energy Manager Program | Verified | [12 empty] | 12 | [24 empty] | 0%
| Adjustment to 2019 savings | True-up | [12 empty] | 12 | [10 empty] | 0% | 0% | 0% | 0% | 0% | 0% | 0% | 0% | 0% | 0% | 0% | 0% | 0% | 0%
Local & Regional Programs
33 | Business Refrigeration Local Program | April 2019 P&C | 537908.6083 | 537908.6083 | 537908.6083 | 537908.6083 | 537908.6083 | 537908.6083 | 537908.6083 | 537908.6083 | 537908.6083 |  |  |  | 0 | [11 empty] | 100% | [12 empty] | 100%
| Adjustment to 2019 savings | True-up | [12 empty] | 0 | [10 empty] | 0% | 100% | 0% | 0% | 0% | 0% | 0% | 0% | 0% | 0% | 0% | 0% | 0% | 0%
34 | First Nation Conservation Local Program | Verified | [12 empty] | 0 | [24 empty] | 0%
| Adjustment to 2019 savings | True-up | [12 empty] | 0 | [10 empty] | 0% | 0% | 0% | 0% | 0% | 0% | 0% | 0% | 0% | 0% | 0% | 0% | 0% | 0%
35 | Social Benchmarking Local Program | April 2019 P&C | 28269.8039 | 28269.8039 | 28269.8039 | 28269.8039 | 28269.8039 | 28269.8039 | 28269.8039 | 28269.8039 | 28269.8039 |  |  |  | 0 | [10 empty] | 100% | [13 empty] | 100%
| Adjustment to 2019 savings | True-up | [12 empty] | 0 | [10 empty] | 100% | 0% | 0% | 0% | 0% | 0% | 0% | 0% | 0% | 0% | 0% | 0% | 0% | 0%
Pilot Programs
36 | Enersource Hydro Mississauga Inc. - Performance-Based Conservation Pilot Program - Conservation Fund | Verified | [12 empty] | 12 | [24 empty] | 0%
| Adjustment to 2019 savings | True-up | [12 empty] | 12 | [10 empty] | 0% | 0% | 0% | 0% | 0% | 0% | 0% | 0% | 0% | 0% | 0% | 0% | 0% | 0%
37 | EnWin Utilities Ltd. - Building Optimization Pilot | Verified | [12 empty] | 12 | [24 empty] | 0%
| Adjustment to 2019 savings | True-up | [12 empty] | 12 | [10 empty] | 0% | 0% | 0% | 0% | 0% | 0% | 0% | 0% | 0% | 0% | 0% | 0% | 0% | 0%
38 | EnWin Utilities Ltd. - Re-Invest Pilot | Verified | [12 empty] | 12 | [24 empty] | 0%
| Adjustment to 2019 savings | True-up | [12 empty] | 12 | [10 empty] | 0% | 0% | 0% | 0% | 0% | 0% | 0% | 0% | 0% | 0% | 0% | 0% | 0% | 0%
39 | Horizon Utilities Corporation - ECM Furnace Motor Pilot | Verified | [12 empty] | 12 | [24 empty] | 0%
| Adjustment to 2019 savings | True-up | [12 empty] | 12 | [10 empty] | 0% | 0% | 0% | 0% | 0% | 0% | 0% | 0% | 0% | 0% | 0% | 0% | 0% | 0%
40 | Horizon Utilities Corporation - Social Benchmarking Pilot | Verified | [12 empty] | 12 | [24 empty] | 0%
| Adjustment to 2019 savings | True-up | [12 empty] | 12 | [10 empty] | 0% | 0% | 0% | 0% | 0% | 0% | 0% | 0% | 0% | 0% | 0% | 0% | 0% | 0%
41 | Hydro Ottawa Limited - Conservation Voltage Regulation (CVR) Leveraging AMI Data Pilot | Verified | [12 empty] | 12 | [24 empty] | 0%
| Adjustment to 2019 savings | True-up | [12 empty] | 12 | [10 empty] | 0% | 0% | 0% | 0% | 0% | 0% | 0% | 0% | 0% | 0% | 0% | 0% | 0% | 0%
42 | Hydro Ottawa Limited - Residential Demand Response Wi-Fi Thermostat Pilot | Verified | [37 empty] | 0%
| Adjustment to 2019 savings | True-up | [23 empty] | 0% | 0% | 0% | 0% | 0% | 0% | 0% | 0% | 0% | 0% | 0% | 0% | 0% | 0%
43 | Kitchener-Wilmot Hydro Inc. - Pilot - DCKV | Verified | [12 empty] | 12 | [24 empty] | 0%
| Adjustment to 2019 savings | True-up | [12 empty] | 12 | [10 empty] | 0% | 0% | 0% | 0% | 0% | 0% | 0% | 0% | 0% | 0% | 0% | 0% | 0% | 0%
44 | Niagara-on-the-Lake Hydro Inc. - Direct Install Energy Efficiency Measures for the Agricultural Sector | Verified | [12 empty] | 12 | [24 empty] | 0%
| Adjustment to 2019 savings | True-up | [12 empty] | 12 | [10 empty] | 0% | 0% | 0% | 0% | 0% | 0% | 0% | 0% | 0% | 0% | 0% | 0% | 0% | 0%
45 | Oakville Hydro Electricity Distribution Inc. - Direct Install - Hydronic | Verified | [12 empty] | 12 | [24 empty] | 0%
| Adjustment to 2019 savings | True-up | [12 empty] | 12 | [10 empty] | 0% | 0% | 0% | 0% | 0% | 0% | 0% | 0% | 0% | 0% | 0% | 0% | 0% | 0%
46 | Oakville Hydro Electricity Distribution Inc. - Direct Install - RTU Controls | Verified | [12 empty] | 12 | [24 empty] | 0%
| Adjustment to 2019 savings | True-up | [12 empty] | 12 | [10 empty] | 0% | 0% | 0% | 0% | 0% | 0% | 0% | 0% | 0% | 0% | 0% | 0% | 0% | 0%
47 | Toronto Hydro-Electric System Limited - Direct Install - Hydronic (Pilot Savings) | Verified | [12 empty] | 12 | [24 empty] | 0%
| Adjustment to 2019 savings | True-up | [12 empty] | 12 | [10 empty] | 0% | 0% | 0% | 0% | 0% | 0% | 0% | 0% | 0% | 0% | 0% | 0% | 0% | 0%
48 | Toronto Hydro-Electric System Limited - Direct Install - RTU Controls (Pilot Savings) | Verified | [12 empty] | 12 | [24 empty] | 0%
| Adjustment to 2019 savings | True-up | [12 empty] | 12 | [10 empty] | 0% | 0% | 0% | 0% | 0% | 0% | 0% | 0% | 0% | 0% | 0% | 0% | 0% | 0%
49 | Toronto Hydro-Electric System Limited - PFP - Large (Pilot Savings) | Verified | [12 empty] | 12 | [24 empty] | 0%
| Adjustment to 2019 savings | True-up | [12 empty] | 12 | [10 empty] | 0% | 0% | 0% | 0% | 0% | 0% | 0% | 0% | 0% | 0% | 0% | 0% | 0% | 0%
| Actual CDM Savings in 2019 |  | 6410283.4387 | 6364467.6697 | 6364114.102 | 6364114.102 | 6363878.3902 | 6363701.6063 | 6363524.8225 | 6363348.0386 | 6363171.2547 | 5796816.0586 | 0 |  |  | 1011.067 | [9 empty] | 28269.8039 | 1606883.2782 | 4775130.3566 | 0 | 0 | 0 | 0 | 0 | 0 | 0 | 0 | 0 | 0 | 0
| Forecast CDM Savings in 2019 | [24 empty] | 6364469 | 1997655 | 10311200 | 36218 | 126044 | 0 | 0 | 0 | 0 | 0 | 0 | 0 | 0 | 0
| Distribution Rate in 2019 | [24 empty] | 0.0014 | 0.0141 | 3.0528 | 0.0165 | 4.5978 | 0 | 0 | 0 | 0 | 0 | 0 | 0 | 0 | 0
| Lost Revenue in 2019 from 2011 programs | [24 empty] | 2288.6647 | 7409.6248 | 12051284.0112 | 0 | 0 | 0 | 0 | 0 | 0 | 0 | 0 | 0 | 0 | 0 | 12060982.3007
| Lost Revenue in 2019 from 2012 programs | [24 empty] | 1839.9088 | 5987.9895 | 16783312.3328 | 0 | 0 | 0 | 0 | 0 | 0 | 0 | 0 | 0 | 0 | 0 | 16791140.231
| Lost Revenue in 2019 from 2013 programs | [24 empty] | 1819.7914 | 7901.8107 | 15156500.2443 | 0 | 0 | 0 | 0 | 0 | 0 | 0 | 0 | 0 | 0 | 0 | 15166221.8464
| Lost Revenue in 2019 from 2014 programs | [24 empty] | 4092.2311 | 13890.9468 | 12985299.8715 | 0 | 0 | 0 | 0 | 0 | 0 | 0 | 0 | 0 | 0 | 0 | 13003283.0493
| Lost Revenue in 2019 from 2015 programs | [24 empty] | 5195.4247 | 55256.8064 | 21871873.1921 | 0 | 0 | 0 | 0 | 0 | 0 | 0 | 0 | 0 | 0 | 0 | 21932325.4233
| Lost Revenue in 2019 from 2016 programs | [24 empty] | 10893.2216 | 29532.4799 | 30576598.551 | 0 | 0 | 0 | 0 | 0 | 0 | 0 | 0 | 0 | 0 | 0 | 30617024.2525
| Lost Revenue in 2019 from 2017 programs | [24 empty] | 22841.1094 | 27436.5243 | 22852614.1031 | 0 | 20150703.9435 | 0 | 0 | 0 | 0 | 0 | 0 | 0 | 0 | 0 | 43053595.6802
| Lost Revenue in 2019 from 2018 programs | [24 empty] | 5112.7406 | 38603.0085 | 20217143.4887 | 0 | 8098541.931 | 0 | 0 | 0 | 0 | 0 | 0 | 0 | 0 | 0 | 28359401.1688
| Lost Revenue in 2019 from 2019 programs | [24 empty] | 39.5777 | 22657.0542 | 14577517.9526 | 0 | 0 | 0 | 0 | 0 | 0 | 0 | 0 | 0 | 0 | 0 | 14600214.5845
| Total Lost Revenues in 2019 | [24 empty] | 54122.6699 | 208676.2452 | 167072143.7471 | 0 | 28249245.8745 | 0 | 0 | 0 | 0 | 0 | 0 | 0 | 0 | 0 | 195584188.5367
| Forecast Lost Revenues in 2019 | [24 empty] | 8910.2566 | 28166.9355 | 31478031.36 | 597.597 | 579525.1032 | 0 | 0 | 0 | 0 | 0 | 0 | 0 | 0 | 0 | 32095231.2523
| LRAMVA in 2019 | [38 empty] | 163488957.2844
| 2019 Savings Persisting in 2020 | [24 empty] | 28269.8039 | 1566421.9192 | 4769775.9467 | 0 | 0 | 0 | 0 | 0 | 0 | 0 | 0 | 0 | 0 | 0
| 2019 Savings Persisting in 2021 | [24 empty] | 28269.8039 | 1566421.9192 | 4769422.379 | 0 | 0 | 0 | 0 | 0 | 0 | 0 | 0 | 0 | 0 | 0
| 2019 Savings Persisting in 2022 | [24 empty] | 28269.8039 | 1566421.9192 | 4769422.379
| 2019 Savings Persisting in 2023 | [24 empty] | 28269.8039 | 1566421.9192 | 4769186.6671
| 2019 Savings Persisting in 2024 | [24 empty] | 28269.8039 | 1566421.9192 | 4769009.8833
| 2019 Savings Persisting in 2025 | [24 empty] | 28269.8039 | 1566421.9192 | 4768833.0994
| 2019 Savings Persisting in 2026 | [24 empty] | 28269.8039 | 1566421.9192 | 4768656.3155
Note: Allocation totals may not add to exactly 100% because allocation of energy and demand are done separately
| Table 5-f. 2020 Lost Revenues Work Form |  | Net Energy Savings (kWh) 2019: Return to top
| Program | Results Status | Net Energy Savings (kWh) 2019: Net Energy Savings (kWh); Net Energy Savings Persistence (kWh) 2020: Net Energy Savings Persistence (kWh) |  |  | Monthly Multiplier | Net Demand Savings (kW) | Net Peak Demand Savings Persistence (kW) | [8 empty] | Rate Allocations for LRAMVA
|  |  | 2020 | 2021 | 2022 | 2023 | 2024 | 2025 | 2026 | 2027 | 2028 | 2029 |  |  |  | 2020 | 2021 | 2022 | 2023 | 2024 | 2025 | 2026 | 2027 | 2028 | 2029 | Residential | GS<50 kW | GS>50 kW | Unmetered Scattered Load | Streetlighting | [9 empty] | Total
| Legacy Framework | [24 empty] | kWh | kWh | kWh | kWh | kWh | 0 | 0 | 0 | 0 | 0 | 0 | 0 | 0 | 0
Residential Program
| Coupon Initiative | Verified | [37 empty] | 0%
| Adjustment to 2020 savings | True-up | [23 empty] | 0% | 0% | 0% | 0% | 0% | 0% | 0% | 0% | 0% | 0% | 0% | 0% | 0% | 0%
| Bi-Annual Retailer Event Initiative | Verified | [37 empty] | 0%
| Adjustment to 2020 savings | True-up | [23 empty] | 0% | 0% | 0% | 0% | 0% | 0% | 0% | 0% | 0% | 0% | 0% | 0% | 0% | 0%
| Appliance Retirement Initiative | Verified | [37 empty] | 0%
| Adjustment to 2020 savings | True-up | [23 empty] | 0% | 0% | 0% | 0% | 0% | 0% | 0% | 0% | 0% | 0% | 0% | 0% | 0% | 0%
| HVAC Incentives Initiative | Verified | [37 empty] | 0%
| Adjustment to 2020 savings | True-up | [23 empty] | 0% | 0% | 0% | 0% | 0% | 0% | 0% | 0% | 0% | 0% | 0% | 0% | 0% | 0%
| Residential New Construction and Major Renovation Initiative | Verified | [37 empty] | 0%
| Adjustment to 2020 savings | True-up | [23 empty] | 0% | 0% | 0% | 0% | 0% | 0% | 0% | 0% | 0% | 0% | 0% | 0% | 0% | 0%
Commercial & Institutional Program
| Energy Audit Initiative | Verified | [12 empty] | 12 | [24 empty] | 0%
| Adjustment to 2020 savings | True-up | [12 empty] | 12 | [10 empty] | 0% | 0% | 0% | 0% | 0% | 0% | 0% | 0% | 0% | 0% | 0% | 0% | 0% | 0%
| Efficiency: Equipment Replacement Incentive Initiative | Verified | [12 empty] | 12 | [24 empty] | 0%
| Adjustment to 2020 savings | True-up | [12 empty] | 12 | [10 empty] | 0% | 0% | 0% | 0% | 0% | 0% | 0% | 0% | 0% | 0% | 0% | 0% | 0% | 0%
| Direct Install Lighting and Water Heating Initiative | Verified | [12 empty] | 12 | [24 empty] | 0%
| Adjustment to 2020 savings | True-up | [12 empty] | 12 | [10 empty] | 0% | 0% | 0% | 0% | 0% | 0% | 0% | 0% | 0% | 0% | 0% | 0% | 0% | 0%
| New Construction and Major Renovation Initiative | Verified | [12 empty] | 12 | [24 empty] | 0%
| Adjustment to 2020 savings | True-up | [12 empty] | 12 | [10 empty] | 0% | 0% | 0% | 0% | 0% | 0% | 0% | 0% | 0% | 0% | 0% | 0% | 0% | 0%
| Existing Building Commissioning Incentive Initiative | Verified | [12 empty] | 3 | [24 empty] | 0%
| Adjustment to 2020 savings | True-up | [12 empty] | 3 | [10 empty] | 0% | 0% | 0% | 0% | 0% | 0% | 0% | 0% | 0% | 0% | 0% | 0% | 0% | 0%
Industrial Program
| Process and Systems Upgrades Initiatives - Project Incentive Initiative | Verified | [12 empty] | 12 | [24 empty] | 0%
| Adjustment to 2020 savings | True-up | [12 empty] | 12 | [10 empty] | 0% | 0% | 0% | 0% | 0% | 0% | 0% | 0% | 0% | 0% | 0% | 0% | 0% | 0%
| Process and Systems Upgrades Initiatives - Monitoring and Targeting Initiative | Verified | [12 empty] | 12 | [24 empty] | 0%
| Adjustment to 2020 savings | True-up | [12 empty] | 12 | [10 empty] | 0% | 0% | 0% | 0% | 0% | 0% | 0% | 0% | 0% | 0% | 0% | 0% | 0% | 0%
| Process and Systems Upgrades Initiatives - Energy Manager Initiative | Verified | [12 empty] | 12 | [24 empty] | 0%
| Adjustment to 2020 savings | True-up | [12 empty] | 12 | [10 empty] | 0% | 0% | 0% | 0% | 0% | 0% | 0% | 0% | 0% | 0% | 0% | 0% | 0% | 0%
Low Income Program
| Low Income Initiative | Verified | [12 empty] | 12 | [24 empty] | 0%
| Adjustment to 2020 savings | True-up | [12 empty] | 12 | [10 empty] | 0% | 0% | 0% | 0% | 0% | 0% | 0% | 0% | 0% | 0% | 0% | 0% | 0% | 0%
Other
| Aboriginal Conservation Program | Verified | [12 empty] | 0 | [24 empty] | 0%
| Adjustment to 2019 savings | True-up | [12 empty] | 0 | [10 empty] | 0% | 0% | 0% | 0% | 0% | 0% | 0% | 0% | 0% | 0% | 0% | 0% | 0% | 0%
| Program Enabled Savings | Verified | [12 empty] | 0 | [24 empty] | 0%
| Adjustment to 2019 savings | True-up | [12 empty] | 0 | [10 empty] | 0% | 0% | 0% | 0% | 0% | 0% | 0% | 0% | 0% | 0% | 0% | 0% | 0% | 0%
Conservation Fund Pilots
| Conservation Fund Pilot - EnerNOC | Verified | [12 empty] | 12 | [24 empty] | 0%
| Adjustment to 2019 savings | True-up | [12 empty] | 12 | [10 empty] | 0% | 0% | 0% | 0% | 0% | 0% | 0% | 0% | 0% | 0% | 0% | 0% | 0% | 0%
| Loblaws Pilot | Verified | [12 empty] | 12 | [24 empty] | 0%
| Adjustment to 2019 savings | True-up | [12 empty] | 12 | [10 empty] | 0% | 0% | 0% | 0% | 0% | 0% | 0% | 0% | 0% | 0% | 0% | 0% | 0% | 0%
| Conservation Fund Pilot - SEG | Verified | [12 empty] | 12 | [24 empty] | 0%
| Adjustment to 2019 savings | True-up | [12 empty] | 12 | [10 empty] | 0% | 0% | 0% | 0% | 0% | 0% | 0% | 0% | 0% | 0% | 0% | 0% | 0% | 0%
| Social Benchmarking Pliot | Verified | [12 empty] | 12 | [24 empty] | 0%
| Adjustment to 2019 savings | True-up | [12 empty] | 12 | [10 empty] | 0% | 0% | 0% | 0% | 0% | 0% | 0% | 0% | 0% | 0% | 0% | 0% | 0% | 0%
Conservation First Framework
Residential Province-Wide Programs
| Save on Energy Coupon Program | Verified | [37 empty] | 0%
| Adjustment to 2020 savings | True-up | [23 empty] | 0% | 0% | 0% | 0% | 0% | 0% | 0% | 0% | 0% | 0% | 0% | 0% | 0% | 0%
| Save on Energy Heating and Cooling Program | Verified | [37 empty] | 0%
| Adjustment to 2020 savings | True-up | [23 empty] | 0% | 0% | 0% | 0% | 0% | 0% | 0% | 0% | 0% | 0% | 0% | 0% | 0% | 0%
| Save on Energy New Construction Program | Verified | [37 empty] | 0%
| Adjustment to 2020 savings | True-up | [23 empty] | 0% | 0% | 0% | 0% | 0% | 0% | 0% | 0% | 0% | 0% | 0% | 0% | 0% | 0%
| Save on Energy Home Assistance Program | Verified | [37 empty] | 0%
| Adjustment to 2020 savings | True-up | [23 empty] | 0% | 0% | 0% | 0% | 0% | 0% | 0% | 0% | 0% | 0% | 0% | 0% | 0% | 0%
Non-Residential Province-Wide Programs
| Save on Energy Audit Funding Program | Verified | [12 empty] | 12 | [24 empty] | 0%
| Adjustment to 2020 savings | True-up | [12 empty] | 12 | [10 empty] | 0% | 0% | 0% | 0% | 0% | 0% | 0% | 0% | 0% | 0% | 0% | 0% | 0% | 0%
| Save on Energy Retrofit Program | Verified | [12 empty] | 12 | [24 empty] | 0%
| Adjustment to 2020 savings | True-up | [12 empty] | 12 | [10 empty] | 0% | 0% | 0% | 0% | 0% | 0% | 0% | 0% | 0% | 0% | 0% | 0% | 0% | 0%
| Save on Energy Small Business Lighting Program | Verified | [12 empty] | 12 | [24 empty] | 0%
| Adjustment to 2020 savings | True-up | [12 empty] | 12 | [10 empty] | 0% | 0% | 0% | 0% | 0% | 0% | 0% | 0% | 0% | 0% | 0% | 0% | 0% | 0%
| Save on Energy High Performance New Construction Program | Verified | [12 empty] | 12 | [24 empty] | 0%
| Adjustment to 2020 savings | True-up | [12 empty] | 12 | [10 empty] | 0% | 0% | 0% | 0% | 0% | 0% | 0% | 0% | 0% | 0% | 0% | 0% | 0% | 0%
| Save on Energy Existing Building Commissioning Program | Verified | [12 empty] | 3 | [24 empty] | 0%
| Adjustment to 2020 savings | True-up | [12 empty] | 3 | [10 empty] | 0% | 0% | 0% | 0% | 0% | 0% | 0% | 0% | 0% | 0% | 0% | 0% | 0% | 0%
| Save on Energy Process & Systems Upgrades Program | Verified | [12 empty] | 12 | [24 empty] | 0%
| Adjustment to 2020 savings | True-up | [12 empty] | 12 | [10 empty] | 0% | 0% | 0% | 0% | 0% | 0% | 0% | 0% | 0% | 0% | 0% | 0% | 0% | 0%
| Save on Energy Monitoring & Targeting Program | Verified | [12 empty] | 12 | [24 empty] | 0%
| Adjustment to 2020 savings | True-up | [12 empty] | 12 | [10 empty] | 0% | 0% | 0% | 0% | 0% | 0% | 0% | 0% | 0% | 0% | 0% | 0% | 0% | 0%
| Save on Energy Energy Manager Program | Verified | [12 empty] | 12 | [24 empty] | 0%
| Adjustment to 2020 savings | True-up | [12 empty] | 12 | [10 empty] | 0% | 0% | 0% | 0% | 0% | 0% | 0% | 0% | 0% | 0% | 0% | 0% | 0% | 0%
Local & Regional Programs
| Business Refrigeration Local Program | Verified | [12 empty] | 0 | [24 empty] | 0%
| Adjustment to 2020 savings | True-up | [12 empty] | 0 | [10 empty] | 0% | 0% | 0% | 0% | 0% | 0% | 0% | 0% | 0% | 0% | 0% | 0% | 0% | 0%
| First Nation Conservation Local Program | Verified | [12 empty] | 0 | [24 empty] | 0%
| Adjustment to 2020 savings | True-up | [12 empty] | 0 | [10 empty] | 0% | 0% | 0% | 0% | 0% | 0% | 0% | 0% | 0% | 0% | 0% | 0% | 0% | 0%
| Social Benchmarking Local Program | Verified | [12 empty] | 0 | [24 empty] | 0%
| Adjustment to 2020 savings | True-up | [12 empty] | 0 | [10 empty] | 0% | 0% | 0% | 0% | 0% | 0% | 0% | 0% | 0% | 0% | 0% | 0% | 0% | 0%
Pilot Programs
| Enersource Hydro Mississauga Inc. - Performance-Based Conservation Pilot Program - Conservation Fund | Verified | [12 empty] | 12 | [24 empty] | 0%
| Adjustment to 2020 savings | True-up | [12 empty] | 12 | [10 empty] | 0% | 0% | 0% | 0% | 0% | 0% | 0% | 0% | 0% | 0% | 0% | 0% | 0% | 0%
| EnWin Utilities Ltd. - Building Optimization Pilot | Verified | [12 empty] | 12 | [24 empty] | 0%
| Adjustment to 2020 savings | True-up | [12 empty] | 12 | [10 empty] | 0% | 0% | 0% | 0% | 0% | 0% | 0% | 0% | 0% | 0% | 0% | 0% | 0% | 0%
| EnWin Utilities Ltd. - Re-Invest Pilot | Verified | [12 empty] | 12 | [24 empty] | 0%
| Adjustment to 2020 savings | True-up | [12 empty] | 12 | [10 empty] | 0% | 0% | 0% | 0% | 0% | 0% | 0% | 0% | 0% | 0% | 0% | 0% | 0% | 0%
| Horizon Utilities Corporation - ECM Furnace Motor Pilot | Verified | [12 empty] | 12 | [24 empty] | 0%
| Adjustment to 2020 savings | True-up | [12 empty] | 12 | [10 empty] | 0% | 0% | 0% | 0% | 0% | 0% | 0% | 0% | 0% | 0% | 0% | 0% | 0% | 0%
| Horizon Utilities Corporation - Social Benchmarking Pilot | Verified | [12 empty] | 12 | [24 empty] | 0%
| Adjustment to 2020 savings | True-up | [12 empty] | 12 | [10 empty] | 0% | 0% | 0% | 0% | 0% | 0% | 0% | 0% | 0% | 0% | 0% | 0% | 0% | 0%
| Hydro Ottawa Limited - Conservation Voltage Regulation (CVR) Leveraging AMI Data Pilot | Verified | [12 empty] | 12 | [24 empty] | 0%
| Adjustment to 2020 savings | True-up | [12 empty] | 12 | [10 empty] | 0% | 0% | 0% | 0% | 0% | 0% | 0% | 0% | 0% | 0% | 0% | 0% | 0% | 0%
| Hydro Ottawa Limited - Residential Demand Response Wi-Fi Thermostat Pilot | Verified | [37 empty] | 0%
| Adjustment to 2020 savings | True-up | [23 empty] | 0% | 0% | 0% | 0% | 0% | 0% | 0% | 0% | 0% | 0% | 0% | 0% | 0% | 0%
| Kitchener-Wilmot Hydro Inc. - Pilot - DCKV | Verified | [12 empty] | 12 | [24 empty] | 0%
| Adjustment to 2020 savings | True-up | [12 empty] | 12 | [10 empty] | 0% | 0% | 0% | 0% | 0% | 0% | 0% | 0% | 0% | 0% | 0% | 0% | 0% | 0%
| Niagara-on-the-Lake Hydro Inc. - Direct Install Energy Efficiency Measures for the Agricultural Sector | Verified | [12 empty] | 12 | [24 empty] | 0%
| Adjustment to 2020 savings | True-up | [12 empty] | 12 | [10 empty] | 0% | 0% | 0% | 0% | 0% | 0% | 0% | 0% | 0% | 0% | 0% | 0% | 0% | 0%
| Oakville Hydro Electricity Distribution Inc. - Direct Install - Hydronic | Verified | [12 empty] | 12 | [24 empty] | 0%
| Adjustment to 2020 savings | True-up | [12 empty] | 12 | [10 empty] | 0% | 0% | 0% | 0% | 0% | 0% | 0% | 0% | 0% | 0% | 0% | 0% | 0% | 0%
| Oakville Hydro Electricity Distribution Inc. - Direct Install - RTU Controls | Verified | [12 empty] | 12 | [24 empty] | 0%
| Adjustment to 2020 savings | True-up | [12 empty] | 12 | [10 empty] | 0% | 0% | 0% | 0% | 0% | 0% | 0% | 0% | 0% | 0% | 0% | 0% | 0% | 0%
| Toronto Hydro-Electric System Limited - Direct Install - Hydronic (Pilot Savings) | Verified | [12 empty] | 12 | [24 empty] | 0%
| Adjustment to 2020 savings | True-up | [12 empty] | 12 | [10 empty] | 0% | 0% | 0% | 0% | 0% | 0% | 0% | 0% | 0% | 0% | 0% | 0% | 0% | 0%
| Toronto Hydro-Electric System Limited - Direct Install - RTU Controls (Pilot Savings) | Verified | [12 empty] | 12 | [24 empty] | 0%
| Adjustment to 2020 savings | True-up | [12 empty] | 12 | [10 empty] | 0% | 0% | 0% | 0% | 0% | 0% | 0% | 0% | 0% | 0% | 0% | 0% | 0% | 0%
| Toronto Hydro-Electric System Limited - PFP - Large (Pilot Savings) | Verified | [12 empty] | 12 | [24 empty] | 0%
| Adjustment to 2020 savings | True-up | [12 empty] | 12 | [10 empty] | 0% | 0% | 0% | 0% | 0% | 0% | 0% | 0% | 0% | 0% | 0% | 0% | 0% | 0%
| Actual CDM Savings in 2020 |  | Net Energy Savings (kWh) 2020: 0 |  |  |  | 0 | [9 empty] | 0 | 0 | 0 | 0 | 0 | 0 | 0 | 0 | 0 | 0 | 0 | 0 | 0 | 0
| Forecast CDM Savings in 2020 | [24 empty] | 6364469 | 1997655 | 10311200 | 36218 | 126044 | 0 | 0 | 0 | 0 | 0 | 0 | 0 | 0 | 0
| Distribution Rate in 2020 | [24 empty] | 0 | 0.0144 | 3.1042 | 0.0168 | 4.6752 | 0 | 0 | 0 | 0 | 0 | 0 | 0 | 0 | 0
| Lost Revenue in 2020 from 2011 programs | [24 empty] | 0 | 7567.2764 | 12254191.5053 | 0 | 0 | 0 | 0 | 0 | 0 | 0 | 0 | 0 | 0 | 0 | 12261758.7818
| Lost Revenue in 2020 from 2012 programs | [24 empty] | 0 | 6044.922 | 16827892.8433 | 0 | 0 | 0 | 0 | 0 | 0 | 0 | 0 | 0 | 0 | 0 | 16833937.7653
| Lost Revenue in 2020 from 2013 programs | [24 empty] | 0 | 8063.918 | 15400423.2486 | 0 | 0 | 0 | 0 | 0 | 0 | 0 | 0 | 0 | 0 | 0 | 15408487.1666
| Lost Revenue in 2020 from 2014 programs | [24 empty] | 0 | 13757.0359 | 12773662.8485 | 0 | 0 | 0 | 0 | 0 | 0 | 0 | 0 | 0 | 0 | 0 | 12787419.8845
| Lost Revenue in 2020 from 2015 programs | [24 empty] | 0 | 54534.1414 | 22173385.1135 | 0 | 0 | 0 | 0 | 0 | 0 | 0 | 0 | 0 | 0 | 0 | 22227919.2548
| Lost Revenue in 2020 from 2016 programs | [24 empty] | 0 | 30138.1832 | 31075729.9163 | 0 | 0 | 0 | 0 | 0 | 0 | 0 | 0 | 0 | 0 | 0 | 31105868.0995
| Lost Revenue in 2020 from 2017 programs | [24 empty] | 0 | 27977.8986 | 23214770.49 | 0 | 20489923.6758 | 0 | 0 | 0 | 0 | 0 | 0 | 0 | 0 | 0 | 43732672.0644
| Lost Revenue in 2020 from 2018 programs | [24 empty] | 0 | 36817.3419 | 20424403.1823 | 0 | 8234873.904 | 0 | 0 | 0 | 0 | 0 | 0 | 0 | 0 | 0 | 28696094.4282
| Lost Revenue in 2020 from 2019 programs | [24 empty] | 0 | 22556.4756 | 14805240.9488 | 0 | 0 | 0 | 0 | 0 | 0 | 0 | 0 | 0 | 0 | 0 | 14827797.4244
| Lost Revenue in 2020 from 2020 programs | [24 empty] | 0 | 0 | 0 | 0 | 0 | 0 | 0 | 0 | 0 | 0 | 0 | 0 | 0 | 0 | 0
| Total Lost Revenues in 2020 | [24 empty] | 0 | 207457.1931 | 168949700.0967 | 0 | 28724797.5798 | 0 | 0 | 0 | 0 | 0 | 0 | 0 | 0 | 0 | 197881954.8696
| Forecast Lost Revenues in 2020 | [24 empty] | 0 | 28766.232 | 32008027.04 | 608.4624 | 589280.9088 | 0 | 0 | 0 | 0 | 0 | 0 | 0 | 0 | 0 | 32626682.6432
| LRAMVA in 2020 | [38 empty] | 165255272.2264
| 2020 Savings Persisting in 2021 | [24 empty] | 0 | 0 | 0 | 0 | 0 | 0 | 0 | 0 | 0 | 0 | 0 | 0 | 0 | 0
Note: LDC to make note of key assumptions included above
| Table 5-g. 2021 Lost Revenues Work Form |  | Net Energy Savings (kWh) 2020: Return to top
| Program | Results Status | Net Energy Savings (kWh) 2020: Net Energy Savings (kWh); Net Energy Savings Persistence (kWh) 2021: Net Energy Savings Persistence (kWh) |  |  | Monthly Multiplier | Net Demand Savings (kW) | Net Peak Demand Savings Persistence (kW) | [8 empty] | Rate Allocations for LRAMVA
|  |  | 2020 | 2021 | 2022 | 2023 | 2024 | 2025 | 2026 | 2027 | 2028 | 2029 |  |  |  | 2020 | 2021 | 2022 | 2023 | 2024 | 2025 | 2026 | 2027 | 2028 | 2029 | Residential | GS<50 kW | GS>50 kW | Unmetered Scattered Load | Streetlighting | [9 empty] | 0
| Legacy Framework | [24 empty] | kWh | kWh | kWh | kWh | kWh | 0 | 0 | 0 | 0 | 0 | 0 | 0 | 0 | 0
Residential Program
1 | Coupon Initiative | Verified | [37 empty] | 0%
| Adjustment to 2021 savings | True-up | [23 empty] | 0% | 0% | 0% | 0% | 0% | 0% | 0% | 0% | 0% | 0% | 0% | 0% | 0% | 0%
2 | Bi-Annual Retailer Event Initiative | Verified | [37 empty] | 0%
| Adjustment to 2021 savings | True-up | [23 empty] | 0% | 0% | 0% | 0% | 0% | 0% | 0% | 0% | 0% | 0% | 0% | 0% | 0% | 0%
3 | Appliance Retirement Initiative | Verified | [37 empty] | 0%
| Adjustment to 2021 savings | True-up | [23 empty] | 0% | 0% | 0% | 0% | 0% | 0% | 0% | 0% | 0% | 0% | 0% | 0% | 0% | 0%
4 | HVAC Incentives Initiative | Verified | [37 empty] | 0%
| Adjustment to 2021 savings | True-up | [23 empty] | 0% | 0% | 0% | 0% | 0% | 0% | 0% | 0% | 0% | 0% | 0% | 0% | 0% | 0%
5 | Residential New Construction and Major Renovation Initiative | Verified | [37 empty] | 0%
| Adjustment to 2021 savings | True-up | [23 empty] | 0% | 0% | 0% | 0% | 0% | 0% | 0% | 0% | 0% | 0% | 0% | 0% | 0% | 0%
Commercial & Institutional Program
6 | Energy Audit Initiative | Verified | [12 empty] | 12 | [24 empty] | 0%
| Adjustment to 2021 savings | True-up | [12 empty] | 12 | [10 empty] | 0% | 0% | 0% | 0% | 0% | 0% | 0% | 0% | 0% | 0% | 0% | 0% | 0% | 0%
7 | Efficiency: Equipment Replacement Incentive Initiative | Verified | [12 empty] | 12 | [24 empty] | 0%
| Adjustment to 2021 savings | True-up | [12 empty] | 12 | [10 empty] | 0% | 0% | 0% | 0% | 0% | 0% | 0% | 0% | 0% | 0% | 0% | 0% | 0% | 0%
8 | Direct Install Lighting and Water Heating Initiative | Verified | [12 empty] | 12 | [24 empty] | 0%
| Adjustment to 2021 savings | True-up | [12 empty] | 12 | [10 empty] | 0% | 0% | 0% | 0% | 0% | 0% | 0% | 0% | 0% | 0% | 0% | 0% | 0% | 0%
9 | New Construction and Major Renovation Initiative | Verified | [12 empty] | 12 | [24 empty] | 0%
| Adjustment to 2021 savings | True-up | [12 empty] | 12 | [10 empty] | 0% | 0% | 0% | 0% | 0% | 0% | 0% | 0% | 0% | 0% | 0% | 0% | 0% | 0%
10 | Existing Building Commissioning Incentive Initiative | Verified | [12 empty] | 3 | [24 empty] | 0%
| Adjustment to 2021 savings | True-up | [12 empty] | 3 | [10 empty] | 0% | 0% | 0% | 0% | 0% | 0% | 0% | 0% | 0% | 0% | 0% | 0% | 0% | 0%
Industrial Program
11 | Process and Systems Upgrades Initiatives - Project Incentive Initiative | Verified | [12 empty] | 12 | [24 empty] | 0%
| Adjustment to 2021 savings | True-up | [12 empty] | 12 | [10 empty] | 0% | 0% | 0% | 0% | 0% | 0% | 0% | 0% | 0% | 0% | 0% | 0% | 0% | 0%
12 | Process and Systems Upgrades Initiatives - Monitoring and Targeting Initiative | Verified | [12 empty] | 12 | [24 empty] | 0%
| Adjustment to 2021 savings | True-up | [12 empty] | 12 | [10 empty] | 0% | 0% | 0% | 0% | 0% | 0% | 0% | 0% | 0% | 0% | 0% | 0% | 0% | 0%
13 | Process and Systems Upgrades Initiatives - Energy Manager Initiative | Verified | [12 empty] | 12 | [24 empty] | 0%
| Adjustment to 2021 savings | True-up | [12 empty] | 12 | [10 empty] | 0% | 0% | 0% | 0% | 0% | 0% | 0% | 0% | 0% | 0% | 0% | 0% | 0% | 0%
Low Income Program
14 | Low Income Initiative | Verified | [12 empty] | 12 | [24 empty] | 0%
| Adjustment to 2021 savings | True-up | [12 empty] | 12 | [10 empty] | 0% | 0% | 0% | 0% | 0% | 0% | 0% | 0% | 0% | 0% | 0% | 0% | 0% | 0%
Other
15 | Aboriginal Conservation Program | Verified | [12 empty] | 0 | [24 empty] | 0%
| Adjustment to 2021 savings | True-up | [12 empty] | 0 | [10 empty] | 0% | 0% | 0% | 0% | 0% | 0% | 0% | 0% | 0% | 0% | 0% | 0% | 0% | 0%
16 | Program Enabled Savings | Verified | [12 empty] | 0 | [24 empty] | 0%
| Adjustment to 2021 savings | True-up | [12 empty] | 0 | [10 empty] | 0% | 0% | 0% | 0% | 0% | 0% | 0% | 0% | 0% | 0% | 0% | 0% | 0% | 0%
Conservation Fund Pilots
17 | Conservation Fund Pilot - EnerNOC | Verified | [12 empty] | 12 | [24 empty] | 0%
| Adjustment to 2021 savings | True-up | [12 empty] | 12 | [10 empty] | 0% | 0% | 0% | 0% | 0% | 0% | 0% | 0% | 0% | 0% | 0% | 0% | 0% | 0%
18 | Loblaws Pilot | Verified | [12 empty] | 12 | [24 empty] | 0%
| Adjustment to 2021 savings | True-up | [12 empty] | 12 | [10 empty] | 0% | 0% | 0% | 0% | 0% | 0% | 0% | 0% | 0% | 0% | 0% | 0% | 0% | 0%
19 | Conservation Fund Pilot - SEG | Verified | [12 empty] | 12 | [24 empty] | 0%
| Adjustment to 2021 savings | True-up | [12 empty] | 12 | [10 empty] | 0% | 0% | 0% | 0% | 0% | 0% | 0% | 0% | 0% | 0% | 0% | 0% | 0% | 0%
20 | Social Benchmarking Pliot | Verified | [12 empty] | 12 | [24 empty] | 0%
| Adjustment to 2021 savings | True-up | [12 empty] | 12 | [10 empty] | 0% | 0% | 0% | 0% | 0% | 0% | 0% | 0% | 0% | 0% | 0% | 0% | 0% | 0%
Conservation First Framework
Residential Province-Wide Programs
21 | Save on Energy Coupon Program | Verified | [37 empty] | 0%
| Adjustment to 2021 savings | True-up | [23 empty] | 0% | 0% | 0% | 0% | 0% | 0% | 0% | 0% | 0% | 0% | 0% | 0% | 0% | 0%
22 | Save on Energy Heating and Cooling Program | Verified | [37 empty] | 0%
| Adjustment to 2021 savings | True-up | [23 empty] | 0% | 0% | 0% | 0% | 0% | 0% | 0% | 0% | 0% | 0% | 0% | 0% | 0% | 0%
23 | Save on Energy New Construction Program | Verified | [37 empty] | 0%
| Adjustment to 2021 savings | True-up | [23 empty] | 0% | 0% | 0% | 0% | 0% | 0% | 0% | 0% | 0% | 0% | 0% | 0% | 0% | 0%
24 | Save on Energy Home Assistance Program | Verified | [37 empty] | 0%
| Adjustment to 2021 savings | True-up | [23 empty] | 0% | 0% | 0% | 0% | 0% | 0% | 0% | 0% | 0% | 0% | 0% | 0% | 0% | 0%
Non-Residential Province-Wide Programs
25 | Save on Energy Audit Funding Program | Verified | [12 empty] | 12 | [24 empty] | 0%
| Adjustment to 2021 savings | True-up | [12 empty] | 12 | [10 empty] | 0% | 0% | 0% | 0% | 0% | 0% | 0% | 0% | 0% | 0% | 0% | 0% | 0% | 0%
26 | Save on Energy Retrofit Program | Verified | [12 empty] | 12 | [24 empty] | 0%
| Adjustment to 2021 savings | True-up | [12 empty] | 12 | [10 empty] | 0% | 0% | 0% | 0% | 0% | 0% | 0% | 0% | 0% | 0% | 0% | 0% | 0% | 0%
27 | Save on Energy Small Business Lighting Program | Verified | [12 empty] | 12 | [24 empty] | 0%
| Adjustment to 2021 savings | True-up | [12 empty] | 12 | [10 empty] | 0% | 0% | 0% | 0% | 0% | 0% | 0% | 0% | 0% | 0% | 0% | 0% | 0% | 0%
28 | Save on Energy High Performance New Construction Program | Verified | [12 empty] | 12 | [24 empty] | 0%
| Adjustment to 2021 savings | True-up | [12 empty] | 12 | [10 empty] | 0% | 0% | 0% | 0% | 0% | 0% | 0% | 0% | 0% | 0% | 0% | 0% | 0% | 0%
29 | Save on Energy Existing Building Commissioning Program | Verified | [12 empty] | 3 | [24 empty] | 0%
| Adjustment to 2021 savings | True-up | [12 empty] | 3 | [10 empty] | 0% | 0% | 0% | 0% | 0% | 0% | 0% | 0% | 0% | 0% | 0% | 0% | 0% | 0%
30 | Save on Energy Process & Systems Upgrades Program | Verified | [12 empty] | 12 | [24 empty] | 0%
| Adjustment to 2021 savings | True-up | [12 empty] | 12 | [10 empty] | 0% | 0% | 0% | 0% | 0% | 0% | 0% | 0% | 0% | 0% | 0% | 0% | 0% | 0%
31 | Save on Energy Monitoring & Targeting Program | Verified | [12 empty] | 12 | [24 empty] | 0%
| Adjustment to 2021 savings | True-up | [12 empty] | 12 | [10 empty] | 0% | 0% | 0% | 0% | 0% | 0% | 0% | 0% | 0% | 0% | 0% | 0% | 0% | 0%
32 | Save on Energy Energy Manager Program | Verified | [12 empty] | 12 | [24 empty] | 0%
| Adjustment to 2021 savings | True-up | [12 empty] | 12 | [10 empty] | 0% | 0% | 0% | 0% | 0% | 0% | 0% | 0% | 0% | 0% | 0% | 0% | 0% | 0%
Local & Regional Programs
33 | Business Refrigeration Local Program | Verified | [12 empty] | 0 | [24 empty] | 0%
| Adjustment to 2021 savings | True-up | [12 empty] | 0 | [10 empty] | 0% | 0% | 0% | 0% | 0% | 0% | 0% | 0% | 0% | 0% | 0% | 0% | 0% | 0%
34 | First Nation Conservation Local Program | Verified | [12 empty] | 0 | [24 empty] | 0%
| Adjustment to 2021 savings | True-up | [12 empty] | 0 | [10 empty] | 0% | 0% | 0% | 0% | 0% | 0% | 0% | 0% | 0% | 0% | 0% | 0% | 0% | 0%
35 | Social Benchmarking Local Program | Verified | [12 empty] | 0 | [24 empty] | 0%
| Adjustment to 2021 savings | True-up | [12 empty] | 0 | [10 empty] | 0% | 0% | 0% | 0% | 0% | 0% | 0% | 0% | 0% | 0% | 0% | 0% | 0% | 0%
Pilot Programs
36 | Enersource Hydro Mississauga Inc. - Performance-Based Conservation Pilot Program - Conservation Fund | Verified | [12 empty] | 12 | [24 empty] | 0%
| Adjustment to 2021 savings | True-up | [12 empty] | 12 | [10 empty] | 0% | 0% | 0% | 0% | 0% | 0% | 0% | 0% | 0% | 0% | 0% | 0% | 0% | 0%
37 | EnWin Utilities Ltd. - Building Optimization Pilot | Verified | [12 empty] | 12 | [24 empty] | 0%
| Adjustment to 2021 savings | True-up | [12 empty] | 12 | [10 empty] | 0% | 0% | 0% | 0% | 0% | 0% | 0% | 0% | 0% | 0% | 0% | 0% | 0% | 0%
38 | EnWin Utilities Ltd. - Re-Invest Pilot | Verified | [12 empty] | 12 | [24 empty] | 0%
| Adjustment to 2021 savings | True-up | [12 empty] | 12 | [10 empty] | 0% | 0% | 0% | 0% | 0% | 0% | 0% | 0% | 0% | 0% | 0% | 0% | 0% | 0%
39 | Horizon Utilities Corporation - ECM Furnace Motor Pilot | Verified | [12 empty] | 12 | [24 empty] | 0%
| Adjustment to 2021 savings | True-up | [12 empty] | 12 | [10 empty] | 0% | 0% | 0% | 0% | 0% | 0% | 0% | 0% | 0% | 0% | 0% | 0% | 0% | 0%
40 | Horizon Utilities Corporation - Social Benchmarking Pilot | Verified | [12 empty] | 12 | [24 empty] | 0%
| Adjustment to 2021 savings | True-up | [12 empty] | 12 | [10 empty] | 0% | 0% | 0% | 0% | 0% | 0% | 0% | 0% | 0% | 0% | 0% | 0% | 0% | 0%
41 | Hydro Ottawa Limited - Conservation Voltage Regulation (CVR) Leveraging AMI Data Pilot | Verified | [12 empty] | 12 | [24 empty] | 0%
| Adjustment to 2021 savings | True-up | [12 empty] | 12 | [10 empty] | 0% | 0% | 0% | 0% | 0% | 0% | 0% | 0% | 0% | 0% | 0% | 0% | 0% | 0%
42 | Hydro Ottawa Limited - Residential Demand Response Wi-Fi Thermostat Pilot | Verified | [37 empty] | 0%
| Adjustment to 2021 savings | True-up | [23 empty] | 0% | 0% | 0% | 0% | 0% | 0% | 0% | 0% | 0% | 0% | 0% | 0% | 0% | 0%
43 | Kitchener-Wilmot Hydro Inc. - Pilot - DCKV | Verified | [12 empty] | 12 | [24 empty] | 0%
| Adjustment to 2021 savings | True-up | [12 empty] | 12 | [10 empty] | 0% | 0% | 0% | 0% | 0% | 0% | 0% | 0% | 0% | 0% | 0% | 0% | 0% | 0%
44 | Niagara-on-the-Lake Hydro Inc. - Direct Install Energy Efficiency Measures for the Agricultural Sector | Verified | [12 empty] | 12 | [24 empty] | 0%
| Adjustment to 2021 savings | True-up | [12 empty] | 12 | [10 empty] | 0% | 0% | 0% | 0% | 0% | 0% | 0% | 0% | 0% | 0% | 0% | 0% | 0% | 0%
45 | Oakville Hydro Electricity Distribution Inc. - Direct Install - Hydronic | Verified | [12 empty] | 12 | [24 empty] | 0%
| Adjustment to 2021 savings | True-up | [12 empty] | 12 | [10 empty] | 0% | 0% | 0% | 0% | 0% | 0% | 0% | 0% | 0% | 0% | 0% | 0% | 0% | 0%
46 | Oakville Hydro Electricity Distribution Inc. - Direct Install - RTU Controls | Verified | [12 empty] | 12 | [24 empty] | 0%
| Adjustment to 2021 savings | True-up | [12 empty] | 12 | [10 empty] | 0% | 0% | 0% | 0% | 0% | 0% | 0% | 0% | 0% | 0% | 0% | 0% | 0% | 0%
47 | Toronto Hydro-Electric System Limited - Direct Install - Hydronic (Pilot Savings) | Verified | [12 empty] | 12 | [24 empty] | 0%
| Adjustment to 2021 savings | True-up | [12 empty] | 12 | [10 empty] | 0% | 0% | 0% | 0% | 0% | 0% | 0% | 0% | 0% | 0% | 0% | 0% | 0% | 0%
48 | Toronto Hydro-Electric System Limited - Direct Install - RTU Controls (Pilot Savings) | Verified | [12 empty] | 12 | [24 empty] | 0%
| Adjustment to 2021 savings | True-up | [12 empty] | 12 | [10 empty] | 0% | 0% | 0% | 0% | 0% | 0% | 0% | 0% | 0% | 0% | 0% | 0% | 0% | 0%
49 | Toronto Hydro-Electric System Limited - PFP - Large (Pilot Savings) | Verified | [12 empty] | 12 | [24 empty] | 0%
| Adjustment to 2021 savings | True-up | [12 empty] | 12 | [10 empty] | 0% | 0% | 0% | 0% | 0% | 0% | 0% | 0% | 0% | 0% | 0% | 0% | 0% | 0%
| Actual CDM Savings in 2021 |  | Net Energy Savings (kWh) 2020: 0 |  |  |  | 0 | [9 empty] | 0 | 0 | 0 | 0 | 0 | 0 | 0 | 0 | 0 | 0 | 0 | 0 | 0 | 0
| Forecast CDM Savings in 2021 | [24 empty] | 6364469 | 1997655 | 10311200 | 36218 | 126044 | 0 | 0 | 0 | 0 | 0 | 0 | 0 | 0 | 0
| Distribution Rate in 2021 | [24 empty] | 0 | 0 | 0 | 0 | 0 | 0 | 0 | 0 | 0 | 0 | 0 | 0 | 0 | 0
| Lost Revenue in 2021 from 2013 programs | [24 empty] | 0 | 0 | 0 | 0 | 0 | 0 | 0 | 0 | 0 | 0 | 0 | 0 | 0 | 0 | 0
| Lost Revenue in 2021 from 2014 programs | [24 empty] | 0 | 0 | 0 | 0 | 0 | 0 | 0 | 0 | 0 | 0 | 0 | 0 | 0 | 0 | 0
| Lost Revenue in 2021 from 2015 programs | [24 empty] | 0 | 0 | 0 | 0 | 0 | 0 | 0 | 0 | 0 | 0 | 0 | 0 | 0 | 0 | 0
| Lost Revenue in 2021 from 2016 programs | [24 empty] | 0 | 0 | 0 | 0 | 0 | 0 | 0 | 0 | 0 | 0 | 0 | 0 | 0 | 0 | 0
| Lost Revenue in 2021 from 2017 programs | [24 empty] | 0 | 0 | 0 | 0 | 0 | 0 | 0 | 0 | 0 | 0 | 0 | 0 | 0 | 0 | 0
| Lost Revenue in 2021 from 2018 programs | [24 empty] | 0 | 0 | 0 | 0 | 0 | 0 | 0 | 0 | 0 | 0 | 0 | 0 | 0 | 0 | 0
| Lost Revenue in 2021 from 2019 programs | [24 empty] | 0 | 0 | 0 | 0 | 0 | 0 | 0 | 0 | 0 | 0 | 0 | 0 | 0 | 0 | 0
| Lost Revenue in 2021 from 2021 programs | [24 empty] | 0 | 0 | 0 | 0 | 0 | 0 | 0 | 0 | 0 | 0 | 0 | 0 | 0 | 0 | 0
| Lost Revenue in 2021 from 2021 programs | [24 empty] | 0
| Total Lost Revenues in 2021 | [24 empty] | 0 | 0 | 0 | 0 | 0 | 0 | 0 | 0 | 0 | 0 | 0 | 0 | 0 | 0 | 0
| Forecast Lost Revenues in 2021 | [24 empty] | 0 | 0 | 0 | 0 | 0 | 0 | 0 | 0 | 0 | 0 | 0 | 0 | 0 | 0 | 0
| LRAMVA in 2021 | [38 empty] | 0
Note: LDC to make note of key assumptions included above
Return to top
LRAMVA Work Form:
2015 - 2020 Lost Revenues Work Form
Version 5.0 (2021)
Ontario Energy Board

## 2021 COS LRAMVA (2019 Retrofit)
Instructions
LDCs must clearly show how it has allocated actual CDM savings to applicable rate classes, including supporting documentation and rationale for its proposal. This should be shown by customer class and program each year.
Table 3a-1: Burlington Hydro Retrofit Projects completed in 2019 (as of June 2020) | [9 empty] | Table 3a-2: Burlington Hydro Retrofit Program Summary
Details of Projects | [9 empty] | Calculation of 2019 Retrofit net savings post P&C
Application | Program | Framework | Pre-approval Date | In-Service Date | Net kWh | Net kW | Delivery Agent | Incentive Date | Rate Class |  |  |  | Energy Savings (kWh) | Demand Reductions (kW)
206201 | Business Retrofit | CFF | 3/27/2019 | 12/9/2019 | 1080.6712 | 1.3714 | LDC | 1/13/2020 | GS<50 | Total net savings |  |  | 5392406.9722 | 913.5479
203745 | Business Retrofit | CFF | 1/11/2019 | 2/11/2019 | 785.9427 | 0.99934 | LDC | 7/23/2019 | GS<50 | Net savings in P&C report |  |  | 463223.4289 | Not Avail.
205546 | Business Retrofit | CFF | 3/6/2019 | 3/25/2019 | 1865.5463 | 0.45714 | LDC | 5/10/2019 | GS<50 | Estimated demand for P&C energy |  |  |  | 78.4764
203831 | Business Retrofit | CFF | 3/25/2019 | 3/18/2019 | 12561.775 | 3.9017 | LDC | 3/25/2019 | GS<50 | Incremental net savings |  |  | 4929183.5433 | 835.0715
204832 | Business Retrofit | CFF | 2/8/2019 | 3/29/2019 | 5231.5013 | 0 | LDC | 1/6/2021 | GS<50
207366 | Business Retrofit | CFF | 4/9/2019 | 5/31/2019 | 11702.0424 | 4.8904 | LDC | 10/17/2019 | GS<50 | Notes: | Net savings from Table 3a-1
187827 | Business Retrofit | CFF | 3/27/2019 | 3/9/2019 | 12393.3667 | 3.5827 | LDC | 3/27/2019 | GS<50 |  | Net savings are calculated from reported savings using RR and NTG for BHI Retrofit program in 2017
197135 | Business Retrofit | CFF | 7/23/2018 | 5/1/2019 | 13308.3924 | 3.9761 | LDC | 6/26/2019 | GS<50 |  | Net demand savings for P&C energy savings are prorated based on energy
196823 | Business Retrofit | CFF | 3/8/2019 | 2/15/2019 | 14658.6929 | 3.5934 | LDC | 4/17/2019 | GS<50 |  | Shaded values are carried over to Tab 5
205026 | Business Retrofit | CFF | 2/15/2019 | 2/22/2019 | 9951.6529 | 3.8272 | LDC | 6/19/2019 | GS<50
204945 | Business Retrofit | CFF | 2/19/2019 | 4/5/2019 | 116867.9654 | 16.9887 | LDC | 1/27/2020 | GS<50
172294 | Business Retrofit | CFF | 3/5/2019 | 1/15/2019 | 159306.0522 | 0 | LDC | 3/5/2019 | GS<50
202849 | Business Retrofit | CFF | 3/19/2019 | 1/8/2019 | 4137.6249 | 1.8392 | LDC | 7/5/2019 | GS<50
198720 | Business Retrofit | CFF | 9/5/2018 | 4/8/2019 | 10003.1625 | 3.6146 | LDC | 5/31/2019 | GS<50
202791 | Business Retrofit | CFF | 12/10/2018 | 4/17/2019 | 27376.8791 | 0 | LDC | 5/28/2019 | GS<50
203196 | Business Retrofit | CFF | 3/1/2019 | 1/31/2019 | 17913.1625 | 6.0598 | LDC | 10/2/2019 | GS<50
199252 | Business Retrofit | CFF | 3/26/2019 | 4/23/2019 | 15833.0367 | 3.9123 | LDC | 8/1/2019 | GS<50 | Table 3a-3: Retrofit Program Allocation Across Rate Classes
204537 | Business Retrofit | CFF | 2/6/2019 | 3/28/2019 | 510.4132 | 0.96744 | LDC |  | GS<50
202073 | Business Retrofit | CFF | 11/15/2018 | 11/1/2019 | 22948.4217 | 6.6977 | LDC | 2/28/2020 | GS<50 | Measure | Rate Class | Energy Savings (kWh) | Demand Reductions (kW)
202223 | Business Retrofit | CFF | 11/21/2018 | 2/5/2019 | 22578.0584 | 0 | LDC | 4/27/2020 | GS<50 | Reported savings | GS<50 | 730382.1316 | 68.7309
187827 | Business Retrofit | CFF | 3/27/2019 | 3/9/2019 | 113425.2423 | 0 | LDC | 3/27/2019 | GS<50 |  | GS>50 | 4662024.8406 | 844.817
200105 | Business Retrofit | CFF | 9/28/2018 | 7/3/2019 | 2211.8967 | 0.54219 | LDC | 8/30/2019 | GS<50 | Total reported savings |  | 5392406.9722 | 913.5479
199647 | Business Retrofit | CFF | 11/1/2018 | 2/6/2019 | 5204.8381 | 1.5096 | LDC | 7/4/2019 | GS<50 | Allocation | GS<50 | 13.54%
204220 | Business Retrofit | CFF | 1/24/2019 | 4/4/2019 | 128525.7939 | 0 | LDC | 5/31/2019 | GS<50 |  | GS>50 |  | 92.48%
205241 | Business Retrofit | CFF | 2/28/2019 | 3/15/2019 | 18251.2528 | 0 | LDC | 8/7/2019 | GS>50 | Notes: | Reported savings by rate class from Table 3a-1
199307 | Business Retrofit | CFF | 4/17/2019 | 5/20/2019 | 79296.6116 | 19.0299 | LDC | 7/9/2020 | GS>50 |  | Shaded values are carried over to Tab 5
203815 | Business Retrofit | CFF | 1/14/2019 | 4/12/2019 | 25461.5465 | 7.3887 | LDC | 12/17/2019 | GS>50
205574 | Business Retrofit | CFF | 4/18/2019 | 7/31/2019 | 300127.6536 | 65.0631 | LDC | 6/29/2020 | GS>50
205518 | Business Retrofit | CFF | 3/4/2019 | 6/30/2019 | 135877.6735 | 25.3555 | LDC | 8/6/2019 | GS>50
203857 | Business Retrofit | CFF | 1/17/2019 | 5/9/2019 | 15574.8893 | 3.8485 | LDC | 7/12/2019 | GS>50
204010 | Business Retrofit | CFF | 1/21/2019 | 4/5/2019 | 6443.3534 | 1.5947 | LDC | 4/12/2019 | GS>50
204847 | Business Retrofit | CFF | 2/12/2019 | 4/11/2019 | 51782.1232 | 5.2093 | LDC | 10/4/2019 | GS>50
195028 | Business Retrofit | CFF | 7/20/2018 | 2/28/2019 | 177647.1564 | 68.6352 | LDC | 3/31/2020 | GS>50
206628 | Business Retrofit | CFF | 3/29/2019 | 5/22/2019 | 6510.4751 | 1.6053 | LDC | 12/5/2019 | GS>50
191524 | Business Retrofit | CFF | 3/20/2018 | 5/17/2019 | 8569.3228 | 0 | LDC | 8/6/2019 | GS>50
195344 | Business Retrofit | CFF | 6/14/2018 | 11/27/2019 | 168883.0899 | 23.814 | LDC | 1/9/2020 | GS>50
188724 | Business Retrofit | CFF | 11/19/2018 | 6/3/2019 | 11684.6697 | 3.3914 | LDC | 3/12/2020 | GS>50
205067 | Business Retrofit | CFF | 2/21/2019 | 10/17/2019 | 22014.8057 | 5.4432 | LDC | 11/29/2019 | GS>50
207284 | Business Retrofit | CFF | 4/30/2019 | 12/31/2019 | 30115.3163 | 6.1661 | LDC | 6/29/2020 | GS>50
191522 | Business Retrofit | CFF | 3/20/2018 | 5/17/2019 | 8569.3228 | 0 | LDC | 8/6/2019 | GS>50
205933 | Business Retrofit | CFF | 3/14/2019 | 5/1/2019 | 22338.3046 | 3.0831 | LDC | 8/12/2019 | GS>50
205877 | Business Retrofit | CFF | 3/29/2019 | 3/22/2019 | 7569.2875 | 2.2007 | LDC | 5/28/2019 | GS>50
197608 | Business Retrofit | CFF | 7/31/2018 | 5/28/2019 | 64702.6015 | 4.5714 | LDC | 10/7/2019 | GS>50
204965 | Business Retrofit | CFF | 3/7/2019 | 7/5/2019 | 282582.0167 | 55.6332 | LDC | 2/26/2020 | GS>50
204920 | Business Retrofit | CFF | 2/13/2019 | 5/7/2019 | 90611.2513 | 23.9096 | LDC | 8/7/2019 | GS>50
200608 | Business Retrofit | CFF | 10/30/2018 | 4/26/2019 | 89784.9438 | 23.4312 | LDC | 6/12/2019 | GS>50
199048 | Business Retrofit | CFF | 2/25/2019 | 1/20/2019 | 53221.8068 | 15.6917 | LDC | 2/25/2019 | GS>50
201579 | Business Retrofit | CFF | 11/6/2018 | 8/21/2019 | 36458.3009 | 1.2757 | LDC | 9/3/2019 | GS>50
201587 | Business Retrofit | CFF | 11/2/2018 | 5/16/2019 | 11752.6155 | 3.1894 | LDC | 11/7/2019 | GS>50
180481 | Business Retrofit | CFF | 8/29/2017 |  | 204178.7725 | 21.2625 | LDC | 6/3/2019 | GS>50
202569 | Business Retrofit | CFF | 11/30/2018 | 3/15/2019 | 5467.5089 | 0 | LDC | 1/27/2020 | GS>50
204859 | Business Retrofit | CFF | 2/12/2019 | 5/2/2019 | 5160.6991 | 0 | LDC | 5/28/2019 | GS>50
204707 | Business Retrofit | CFF | 2/7/2019 | 3/8/2019 | 635.6752 | 0.72292 | LDC | 7/8/2019 | GS>50
202960 | Business Retrofit | CFF | 3/1/2019 | 4/30/2019 | 25670.5069 | 7.3462 | LDC | 11/7/2019 | GS>50
202802 | Business Retrofit | CFF | 2/14/2019 | 2/1/2019 | 13098.4206 | 0 | LDC | 2/14/2019 | GS>50
203514 | Business Retrofit | CFF | 1/10/2019 | 4/30/2019 | 49968.049 | 0 | LDC | 11/5/2019 | GS>50
199351 | Business Retrofit | CFF | 3/28/2019 | 2/1/2019 | 66460.6145 | 19.6997 | LDC | 4/22/2019 | GS>50
204903 | Business Retrofit | CFF | 2/13/2019 | 3/29/2019 | 49983.9233 | 7.1718 | LDC |  | GS>50
204279 | Business Retrofit | CFF | 1/28/2019 | 5/27/2019 | 27770.2251 | 0 | LDC | 6/4/2019 | GS>50
204552 | Business Retrofit | CFF | 3/19/2019 | 10/10/2019 | 40607.6513 | 10.1528 | LDC |  | GS>50
205530 | Business Retrofit | CFF | 3/18/2019 | 7/16/2019 | 135316.2658 | 25.2066 | LDC | 5/26/2020 | GS>50
203271 | Business Retrofit | CFF | 1/17/2019 | 4/26/2019 | 87926.5527 | 25.6213 | LDC |  | GS>50
199813 | Business Retrofit | CFF | 9/20/2018 | 1/31/2019 | 518337.264 | 97.2757 | LDC | 2/7/2020 | GS>50
202597 | Business Retrofit | CFF | 2/25/2019 | 2/4/2019 | 91998.0393 | 31.7767 | LDC | 5/10/2019 | GS>50
204730 | Business Retrofit | CFF | 3/26/2019 | 3/4/2019 | 19925.97 | 5.7302 | LDC | 3/26/2019 | GS>50
202923 | Business Retrofit | CFF | 12/17/2018 | 4/18/2019 | 56144.5172 | 8.6963 | LDC | 8/21/2019 | GS>50
203633 | Business Retrofit | CFF | 1/28/2019 | 6/7/2019 | 38188.5362 | 8.2924 | LDC | 10/9/2019 | GS>50
203236 | Business Retrofit | CFF | 12/21/2018 | 3/29/2019 | 21363.3686 | 0 | LDC | 12/18/2019 | GS>50
203006 | Business Retrofit | CFF | 3/4/2019 | 1/11/2019 | 186150.4158 | 24.1223 | LDC | 4/9/2019 | GS>50
204903 | Business Retrofit | CFF | 2/13/2019 | 3/29/2019 | 5416.3739 | 0 | LDC |  | GS>50
204859 | Business Retrofit | CFF | 2/12/2019 | 5/2/2019 | 49345.3917 | 7.6439 | LDC | 5/28/2019 | GS>50
199409 | Business Retrofit | CFF | 2/26/2019 | 1/23/2019 | 382368.0533 | 53.9003 | LDC | 2/26/2019 | GS>50
198799 | Business Retrofit | CFF | 9/5/2018 | 4/20/2019 | 653951.7141 | 70.485 | LDC | 9/11/2019 | GS>50
199629 | Business Retrofit | CFF | 9/26/2018 | 5/10/2019 | 119125.6682 | 30.299 | LDC |  | GS>50
198611 | Business Retrofit | CFF | 8/30/2018 | 5/16/2019 | 81634.2722 | 19.8804 | LDC | 11/28/2019 | GS>50
Total net savings |  |  |  |  | 5392406.9722 | 913.5479
Note: | Salesforce database run of 2021-01-15
Projects with zero energy and demand savings have been excluded
LRAMVA Work Form:
Determination of Rate Class Allocations
Ontario Energy Board
Version 5.0 (2021)

## 2023 IRM 2020-2022 Projects
Instructions
LDCs must clearly show how it has allocated actual CDM savings to applicable rate classes, including supporting documentation and rationale for its proposal. This should be shown by customer class and program each year.
Table 3a-1: Burlington Hydro Retrofit Projects completed in 2020, 2021 or 2022 |  |  |  |  | Table 3a-2: Burlington Hydro Retrofit Program Summary
Details of Projects |  |  |  |  | Calculation of Retrofit net savings |  |  | 2020 |  | 2021 |  | 2022
Application Number | Rate Class | Reported Gross kWh | Reported Gross kW | Year Completed |  |  |  | Energy Savings (kWh) | Demand Reductions (kW) | Energy Savings (kWh) | Demand Reductions (kW) | Energy Savings (kWh) | Demand Reductions (kW)
191503 | GS>50 | 9150 | 0 | 2020 | Total reported savings |  |  | 912011 | 187 | 215889 | 23 | 234125 | 0
205202 | GS>50 | 47528 | 16 | 2020 | RR factor |  |  | 106.4% | 119.1% | 106.4% | 119.1% | 106.4% | 119.1%
206511 | GS>50 | 613961 | 118 | 2020 | Total gross savings |  |  | 969938.3845 | 222.7226 | 229601.4279 | 27.3937 | 248995.7076 | 0
M207352 | GS>50 | 74246 | 16 | 2020 | NTG factor |  |  | 88.06% | 89.26% | 88.06% | 89.26% | 88.06% | 89.26%
M207352 | GS>50 | 53320 | 12 | 2020 | Total net savings |  |  | 854132.9677 | 198.804 | 202188.2546 | 24.4518 | 219266.9618 | 0
M207352 | GS>50 | 24940 | 5 | 2020 | [6 empty] | Not Avail. | Not Avail. | Not Avail.
M207352 | GS>50 | 49736 | 11 | 2020
M207352 | GS>50 | 39130 | 9 | 2020
166748 | GS>50 | 112024 | 0 | 2021 | Notes: | Reported savings from Table 3a-1
206947 | GS>50 | 103865 | 23 | 2021 |  | RR from 2017 Final verified results for BHI Retrofit program
M207352 | GS>50 | 0 | 0 | 2021 |  | Gross savings are reported savings * RR factor
207188 | GS>50 | 234125 | 0 | 2022 |  | NTG from 2017 Final verified results for BHI Retrofit program
Net savings are gross savings * NTG Factor
Note: | Gross savings from Post-Project Submission documents |  |  |  |  | Net demand savings for P&C energy savings are prorated based on energy
| Projects prior to 2020 are fully captured in the 2021 load forecast so are not reported. |  |  |  |  | Shaded values are carried over to Tab 5
Table 3a-3: Retrofit Program Allocation Across Rate Classes
[7 empty] | 2020 |  | 2021 |  | 2022
[5 empty] | Measure | Rate Class | Energy Savings (kWh) | Demand Reductions (kW) | Energy Savings (kWh) | Demand Reductions (kW) | Energy Savings (kWh) | Demand Reductions (kW)
[5 empty] | Reported savings | GS<50 | 0 | 0 | 0 | 0 | 0 | 0
[6 empty] | GS>50 | 912011 | 187 | 215889 | 23 | 234125 | 0
[5 empty] | Total reported savings |  | 912011 | 187 | 215889 | 23 | 234125 | 0
[5 empty] | Allocation | GS<50 | 0% |  | 0% |  | 0%
[6 empty] | GS>50 |  | 100% |  | 100% |  | 100%
[5 empty] | Notes: | Reported savings by rate class from Table 3a-1
Shaded values are carried over to Tab 5
Table 3a-4: Projects in Other Programs
[5 empty] | Application | Program | Year | Gross Energy | Gross Demand | NTG-E | NTG-D | RR-E | RR-D | Net Energy | Net Demand | Rate Class
[5 empty] | 10006 | HPNC | 2020 | 386363 | 116 | 0.56619 | 0.56522 | 1.3312 | 1.0614 | 291201.7418 | 69.5929 | GS<50
[5 empty] | Notes: | Gross savings from Post-Project Submission documents
NTG and RR from 2017 Final verified results report
Shaded valuesss are carried over to Tab 5
LRAMVA Work Form:
Determination of Rate Class Allocations
Ontario Energy Board
Version 5.0 (2021)

## Load Forecast - CDM Corrected
Implementation Year | Savings Year | Residential | GS<50 | GS>50 | USL | Streetlight
2015 | 2015 | 3782028.5144 | 3945560.9642 | 7139545.6926 | 0 | 0 | 14867135.1712 |  | Residential | GS<50 | GS>50 | USL | Streetlight
| 2016 | 3730628.3007 | 3945565.6031 | 7139583.6734 | 0 | 0 | 14815777.5772
| 2017 | 3727477.087 | 3924895.1205 | 7160298.7757 | 0 | 0 | 14812670.9832 | 2015 | 1891014.2572 | 1972780.4821 | 3569772.8463 | 0 | 0 | 7433567.5856
| 2018 | 3725378.8734 | 3918917.8043 | 7164490.7115 | 0 | 0 | 14808787.3892 | 2016 | 7621480.6575 | 4979764.0176 | 11994112.2821 | 0 | 0 | 24595356.9572
| 2019 | 3711017.6597 | 3918922.4432 | 7164528.6924 | 0 | 0 | 14794468.7952 | 2017 | 21666660.8867 | 6947328.4543 | 20636183.242 | 0 | 2191341.94 | 51441514.5229
| 2020 | 3695040.446 | 3857733.5351 | 7072343.2201 | 0 | 0 | 14625117.2012 | 2018 | 29652646.3767 | 9419590.0386 | 28000905.7079 | 0 | 5263381.38 | 72336523.5032
| 2021 | 3691813.2323 | 3787093.1494 | 7143027.2255 | 0 | 0 | 14621933.6072 | 2019 | 31473060.8378 | 11500521.0134 | 33676293.3409 | 0 | 6144078.88 | 82793954.0722
| 2022 | 3690491.0186 | 3787097.7882 | 7143065.2063 |  |  | 14620654.0132 | 2020 | 31460656.6251 | 12081676.784 | 37019267.671 | 0 | 6144078.88 | 86705679.9602
| 2023 | 3661755.8049 | 3723674.101 | 7138240.5133 |  |  | 14523670.4192 | 2021 | 31501292.2251 | 12496334.2981 | 39785103.6204 | 0 | 6144078.88 | 89926809.0236
| 2024 | 3661542.5912 | 3326752.8619 | 6360988.372 |  |  | 13349283.8252 | 2022 | 31618374.7465 | 13383161.7576 | 43865066.9869 | 0 | 6144078.88 | 95010682.3711
| 2025 | 3493710.3776 | 2184416.8293 | 4052169.0243 |  |  | 9730296.2312 | 2023 | 31967273.0512 | 14292909.2901 | 49529801.4007 | 0 | 6144078.88 | 101934062.6221
| 2026 | 3428026.1639 | 1921144.199 | 3733010.2743 |  |  | 9082180.6372 | 2024 | 32820220.0073 | 15221398.7561 | 56388322.5948 | 0 | 6144078.88 | 110574020.2383
[8 empty] | 2025 | 33667953.5508 | 15827696.4816 | 63109028.4739 | 0 | 6144078.88 | 118748757.3863
2016 | 2016 | 7781704.7136 | 2068396.8291 | 9709057.2173 | 0 | 0 | 19559158.7601 | 2026 | 34450590.2895 | 17172330.9616 | 71591298.864 | 0 | 6144078.88 | 129358298.995
| 2017 | 7781062.6154 | 2049671.1401 | 9728247.7578 | 0 | 0 | 19558981.5133
| 2018 | 7780967.5894 | 2094513.2057 | 10015990.4716 | 0 | 0 | 19891471.2666
| 2019 | 7780872.5633 | 2094502.1199 | 10015919.3367 | 0 | 0 | 19891294.0199
| 2020 | 7780777.5372 | 2094491.0342 | 10015848.2018 | 0 | 0 | 19891116.7732
| 2021 | 7780746.3073 | 2092929.3901 | 10010865.8966 | 0 | 0 | 19884541.5941
| 2022 | 7780651.2812 | 2092918.3044 | 10010794.7617 |  |  | 19884364.3473
| 2023 | 7779879.3282 | 2092908.5733 | 10010732.3194 |  |  | 19883520.2209
| 2024 | 7779495.9107 | 2072566.7905 | 9960048.3933 |  |  | 19812111.0945 |  | Residential | GS<50 | GS>50 | USL | Streetlight
| 2025 | 7760365.9576 | 2072557.0594 | 9959985.951 |  |  | 19792908.968 | 2024 | 32820220.0073 | 15221398.7561 | 56388322.5948 | 0 | 6144078.88 | 110574020.2383
| 2026 | 7705937.5061 | 2030568.5258 | 9793149.8096 |  |  | 19529655.8416 | 2025 | 32465886.416 | 13842264.0852 | 54086249.9247 | 0 | 6144078.88 | 106538479.3059
[8 empty] | 2026 | 32183999.3297 | 13251896.5933 | 53520556.2429 | 0 | 6144078.88 | 105100531.0459
2017 | 2017 | 20316242.3684 | 1945524.3873 | 7495273.417 | 0 | 4382683.88 | 34139724.0527
| 2018 | 16315097.2402 | 1946736.9327 | 7489121.9449 | 0 | 4382683.88 | 30133639.9978
| 2019 | 16315078.112 | 1945852.7883 | 7485788.1627 | 0 | 4382683.88 | 30129402.9429
| 2020 | 16315058.9837 | 1944968.6438 | 7482454.3805 | 0 | 4382683.88 | 30125165.888
| 2021 | 16312951.8555 | 1942909.6217 | 7478503.4759 | 0 | 4382683.88 | 30117048.8331
| 2022 | 16310923.7273 | 1834678.3777 | 7077984.7932 | 0 | 4382683.88 | 29606270.7782
| 2023 | 16310904.599 | 1833794.2333 | 7074651.011 | 0 | 4382683.88 | 29602033.7233
| 2024 | 16310749.4708 | 1832910.0888 | 7071317.2288 | 0 | 4382683.88 | 29597660.6684 | 2015 | 1891014.2572 | 1972780.4821 | 3569772.8463
| 2025 | 16310730.3426 | 1824296.6499 | 7039606.741 | 0 | 4382683.88 | 29557317.6135 | 2016 | 5730466.4003 | 3006983.5355 | 8424339.4358 | Incremental CDM (accounting for lost persistence)
| 2026 | 16298116.2143 | 1820056.3677 | 6989979.0966 | 0 | 4382683.88 | 29490835.5586 | 2017 | 14045180.2291 | 1967564.4366 | 8642070.9599
[8 empty] | 2018 | 7985985.4901 | 2472261.5844 | 7364722.4659
2018 | 2018 | 3662405.3476 | 2918844.1919 | 6662605.1596 | 0 | 1761395 | 15005249.6991 | 2019 | 1820414.4611 | 2080930.9748 | 5675387.633
| 2019 | 3651957.601 | 2737802.0229 | 6622491.9709 | 0 | 1761395 | 14773646.5948 | 2020 | -12404.2127 | 581155.7706 | 3342974.3301
| 2020 | 3641509.8543 | 2556759.854 | 6582378.7821 | 0 | 1761395 | 14542043.4905 | 2021 | 40635.6 | 414657.5141 | 2765835.9494
| 2021 | 3641509.8543 | 2551590.3139 | 6579602.8549 | 0 | 1761395 | 14534098.0232 | 2022 | 117082.5214 | 886827.4595 | 4079963.3665
| 2022 | 3634544.6899 | 2432408.1348 | 6562182.0574 | 0 | 1761395 | 14390529.8821 | 2023 | 348898.3047 | 909747.5324 | 5664734.4138
| 2023 | 3629320.8166 | 2233817.8154 | 6206703.3607 | 0 | 1761395 | 13831236.9926 | 2024 | 852946.9561 | 928489.4661 | 6858521.1941
| 2024 | 3624096.9432 | 2143138.796 | 6192943.7808 | 0 | 1761395 | 13721574.52
| 2025 | 3618873.0699 | 2052459.7767 | 6179184.2008 | 0 | 1761395 | 13611912.0474
| 2026 | 3613649.1966 | 1954081.0477 | 6141042.207 | 0 | 1761395 | 13470167.4512
2019 | 2019 | 28269.8039 | 1606883.2782 | 4775130.3566 | 0 | 0 | 6410283.4387
| 2020 | 28269.8039 | 1566421.9192 | 4769775.9467 | 0 | 0 | 6364467.6697
| 2021 | 28269.8039 | 1566421.9192 | 4769422.379 | 0 | 0 | 6364114.102
| 2022 | 28269.8039 | 1566421.9192 | 4769422.379 |  |  | 6364114.102
| 2023 | 28269.8039 | 1566421.9192 | 4769186.6671 |  |  | 6363878.3902
| 2024 | 28269.8039 | 1566421.9192 | 4769009.8833 |  |  | 6363701.6063
| 2025 | 28269.8039 | 1566421.9192 | 4768833.0994 |  |  | 6363524.8225
| 2026 | 28269.8039 | 1566421.9192 | 4768656.3155 |  |  | 6363348.0386
2020 | 2020 | 0 | 122603.5954 | 2192934.2797 |  |  | 2315537.8752
| 2021 | 0 | 120256.5195 | 2190949.1722 |  |  | 2311205.6918
| 2022 | 0 | 116434.8945 | 2205171.1306 |  |  | 2321606.0251
| 2023 | 0 | 112622.4142 | 2219362.8334 |  |  | 2331985.2476
| 2024 | 0 | 107841.0574 | 2232303.6077 |  |  | 2340144.6651
| 2025 | 0 | 100070.511 | 2192082.4849 |  |  | 2292152.9959
| 2026 | 0 | 91559.7051 | 2155853.9826 |  |  | 2247413.6877
2021 | 2021 | 92002.3437 | 870266.7687 | 3225465.2324 |  |  | 4187734.3447
| 2022 | 81491.882 | 853606.7177 | 3222545.448 |  |  | 4157644.0477
| 2023 | 72150.7319 | 826479.9986 | 3243463.7367 |  |  | 4142094.4673
| 2024 | 63875.8401 | 799418.1914 | 3264337.5241 |  |  | 4127631.5555
| 2025 | 56507.7356 | 765479.0891 | 3283371.3902 |  |  | 4105358.2149
| 2026 | 49952.5934 | 710322.0745 | 3224212.3746 |  |  | 3984487.0425
2022 | 2022 | 184004.6873 | 1399191.2423 | 5747802.4214 |  |  | 7330998.351
| 2023 | 162983.764 | 1372405.6654 | 5742599.3445 |  |  | 7277988.7739
| 2024 | 144301.4639 | 1328792.0643 | 5779875.8866 |  |  | 7252969.4147
| 2025 | 127751.6801 | 1285282.8265 | 5817073.127 |  |  | 7230107.6336
| 2026 | 113015.4713 | 1230716.461 | 5850991.6143 |  |  | 7194723.5466
2023 | 2023 | 644016.4056 | 1061569.1393 | 6249723.2293 |  |  | 7955308.7742
| 2024 | 570443.174 | 1041246.8696 | 6244065.7992 |  |  | 7855755.8427
| 2025 | 505055.1235 | 1008157.1449 | 6284597.4761 |  |  | 7797809.7445
| 2026 | 447130.8805 | 975146.6009 | 6325042.9264 |  |  | 7747320.4078
2024 | 2024 | 1274889.6192 | 2004620.2343 | 9026864.2384 |  |  | 12306374.0919
| 2025 | 1129244.6505 | 1966244.5585 | 9018692.86 |  |  | 12114182.069
| 2026 | 999802.9995 | 1903759.3852 | 9077235.2837 |  |  | 11980797.6684
2025 | 2025 | 1274889.6192 | 2004620.2343 | 9026864.2384 |  |  | 12306374.0919
| 2026 | 1129244.6505 | 1966244.5585 | 9018692.86 |  |  | 12114182.069
2026 | 2026 | 1274889.6192 | 2004620.2343 | 9026864.2384 |  |  | 12306374.0919