## Inputs Outputs Summary
Input Parameters | sizing option 4A |  | sizing option 4D
Scenario code | 4A906C | 4A956C | 4D90Auto | 4D95Auto
Select City | Toronto | Toronto | Toronto | Toronto
Existing Water Heater Type | Standard Gas | Standard Gas | Standard Gas | Standard Gas
System Sizing | Option 4A | Option 4A | Option 4D | Option 4D
Proposed Type of System | ccASHP with existing Gas furnace | ccASHP with new Gas furnace | ccASHP with Elec back-up | ccASHP with Elec back-up
Integrated Controller - Automatic Switchover Temperature | No | No | Yes | Yes
HP Switchover Temperature (°F) | 42.8 | 42.8 | Automatic Switchover Temperature | Automatic Switchover Temperature
HP Switchover Temperature (°C) | 6 | 6 | Automatic Switchover Temperature | Automatic Switchover Temperature
Baseline Includes Air Conditioning? | Yes | Yes | Yes | Yes
Baseline Gas Heating Efficiency (Furnace AFUE) | 0.90 | 0.95 | 0.90 | 0.95
Select HHV value for gas m3 | 0.037705591 | 0.037705591 | 0.037705591 | 0.037705591
Output Parameters | sizing option 4A |  | sizing option 4D
Winter Peak Electric Impact (kW) | -0.3969 | -0.3865 | -2.8586 | -2.8586
Summer Peak Electric Impact (kW) | 0.30635 | 0.14049 | 0.30818 | 0.30818
Average Winter Peak Electric Impact (kW) | -0.3917 |  | -2.8586
Average Summer Peak Electric Impact (kW) | 0.22342 |  | 0.30818
8760 Hour Electric Impacts
reference (do not delete) | 4A906C_Cooling hour | 4A906C_Electricity impacts (kWh) | 4A956C_Cooling hour | 4A956C_Electricity impacts (kWh) | 4D90Auto_Cooling hour | 4D90Auto_Electricity impacts (kWh) | 4D95Auto_Cooling hour | 4D95Auto_Electricity impacts (kWh)
Scenario code | 4A906C | 4A906C | 4A956C | 4A956C | 4D90Auto | 4D90Auto | 4D95Auto | 4D95Auto
Hour Index | Cooling hour | Electricity impacts (kWh) | Cooling hour | Electricity impacts (kWh) | Cooling hour | Electricity impacts (kWh) | Cooling hour | Electricity impacts (kWh)
1 | 0 | 0 | 0 | 0 | 0 | -1.2109 | 0 | -1.2109
2 | 0 | 0 | 0 | 0 | 0 | -1.1417 | 0 | -1.1417
3 | 0 | 0 | 0 | 0 | 0 | -1.1236 | 0 | -1.1236
4 | 0 | -1.2623 | 0 | -1.2246 | 0 | -1.3338 | 0 | -1.3338
5 | 0 | -1.3531 | 0 | -1.3259 | 0 | -1.4251 | 0 | -1.4251
6 | 0 | -1.2419 | 0 | -1.217 | 0 | -1.3213 | 0 | -1.3213
7 | 0 | -1.1964 | 0 | -1.185 | 0 | -1.2936 | 0 | -1.2936
8 | 0 | -1.1477 | 0 | -1.1248 | 0 | -1.2541 | 0 | -1.2541
9 | 0 | -0.89943 | 0 | -0.87296 | 0 | -1.0124 | 0 | -1.0124
10 | 0 | -0.6249 | 0 | -0.61908 | 0 | -0.74973 | 0 | -0.74973
11 | 0 | -0.50077 | 0 | -0.4912 | 0 | -0.62797 | 0 | -0.62797
12 | 0 | -0.38568 | 0 | -0.38893 | 0 | -0.5263 | 0 | -0.5263
13 | 0 | -0.42837 | 0 | -0.42894 | 0 | -0.56708 | 0 | -0.56708
14 | 0 | -0.61895 | 0 | -0.61978 | 0 | -0.75177 | 0 | -0.75177
15 | 0 | -0.69733 | 0 | -0.69081 | 0 | -0.83371 | 0 | -0.83371
16 | 0 | -0.77861 | 0 | -0.77128 | 0 | -0.91703 | 0 | -0.91703
17 | 0 | -0.73495 | 0 | -0.7136 | 0 | -0.88567 | 0 | -0.88567
18 | 0 | -0.59799 | 0 | -0.58652 | 0 | -0.78355 | 0 | -0.78355
19 | 0 | -0.56168 | 0 | -0.5457 | 0 | -0.75729 | 0 | -0.75729
20 | 0 | 0 | 0 | 0 | 0 | -0.7241 | 0 | -0.7241
21 | 0 | 0 | 0 | 0 | 0 | -0.75265 | 0 | -0.75265
22 | 0 | 0 | 0 | 0 | 0 | -0.96011 | 0 | -0.96011
23 | 0 | 0 | 0 | 0 | 0 | -1.1465 | 0 | -1.1465
24 | 0 | 0 | 0 | 0 | 0 | -1.1596 | 0 | -1.1596
25 | 0 | 0 | 0 | 0 | 0 | -1.2312 | 0 | -1.2312
26 | 0 | 0 | 0 | 0 | 0 | -1.33 | 0 | -1.33
27 | 0 | 0 | 0 | 0 | 0 | -1.3996 | 0 | -1.3996
28 | 0 | 0 | 0 | 0 | 0 | -1.4315 | 0 | -1.4315
29 | 0 | 0 | 0 | 0 | 0 | -1.4476 | 0 | -1.4476
30 | 0 | 0 | 0 | 0 | 0 | -1.4168 | 0 | -1.4168
31 | 0 | 0 | 0 | 0 | 0 | -1.3616 | 0 | -1.3616
32 | 0 | 0 | 0 | 0 | 0 | -1.3501 | 0 | -1.3501
33 | 0 | 0 | 0 | 0 | 0 | -1.2084 | 0 | -1.2084
34 | 0 | 0 | 0 | 0 | 0 | -0.89091 | 0 | -0.89091
35 | 0 | 0 | 0 | 0 | 0 | -0.66475 | 0 | -0.66475
36 | 0 | 0 | 0 | 0 | 0 | -0.71936 | 0 | -0.71936
37 | 0 | 0 | 0 | 0 | 0 | -0.71455 | 0 | -0.71455
38 | 0 | 0 | 0 | 0 | 0 | -0.4894 | 0 | -0.4894
39 | 0 | -0.11807 | 0 | -0.11553 | 0 | -0.26246 | 0 | -0.26246
40 | 0 | 0 | 0 | 0 | 0 | -0.25388 | 0 | -0.25388
41 | 0 | 0 | 0 | 0 | 0 | -0.43359 | 0 | -0.43359
42 | 0 | 0 | 0 | 0 | 0 | -0.6085 | 0 | -0.6085
43 | 0 | 0 | 0 | 0 | 0 | -0.85843 | 0 | -0.85843
44 | 0 | 0 | 0 | 0 | 0 | -1.0054 | 0 | -1.0054
45 | 0 | 0 | 0 | 0 | 0 | -1.0557 | 0 | -1.0557
46 | 0 | 0 | 0 | 0 | 0 | -1.1373 | 0 | -1.1373
47 | 0 | 0 | 0 | 0 | 0 | -1.1712 | 0 | -1.1712
48 | 0 | 0 | 0 | 0 | 0 | -1.1926 | 0 | -1.1926
49 | 0 | 0 | 0 | 0 | 0 | -1.2383 | 0 | -1.2383
50 | 0 | 0 | 0 | 0 | 0 | -1.3437 | 0 | -1.3437
51 | 0 | 0 | 0 | 0 | 0 | -1.4556 | 0 | -1.4556
52 | 0 | 0 | 0 | 0 | 0 | -1.4806 | 0 | -1.4806
53 | 0 | 0 | 0 | 0 | 0 | -1.4792 | 0 | -1.4792
54 | 0 | 0 | 0 | 0 | 0 | -1.5805 | 0 | -1.5805
55 | 0 | 0 | 0 | 0 | 0 | -1.5958 | 0 | -1.5958
56 | 0 | 0 | 0 | 0 | 0 | -1.5717 | 0 | -1.5717
57 | 0 | 0 | 0 | 0 | 0 | -1.6305 | 0 | -1.6305
58 | 0 | 0 | 0 | 0 | 0 | -1.2117 | 0 | -1.2117
59 | 0 | 0 | 0 | 0 | 0 | -0.93573 | 0 | -0.93573
60 | 0 | 0 | 0 | 0 | 0 | -0.99773 | 0 | -0.99773
61 | 0 | 0 | 0 | 0 | 0 | -0.92934 | 0 | -0.92934
62 | 0 | -0.68851 | 0 | -0.66849 | 0 | -0.81115 | 0 | -0.81115
63 | 0 | -0.71451 | 0 | -0.70055 | 0 | -0.8387 | 0 | -0.8387
64 | 0 | 0 | 0 | 0 | 0 | -0.8485 | 0 | -0.8485
65 | 0 | 0 | 0 | 0 | 0 | -0.9362 | 0 | -0.9362
66 | 0 | 0 | 0 | 0 | 0 | -0.95769 | 0 | -0.95769
67 | 0 | 0 | 0 | 0 | 0 | -0.89883 | 0 | -0.89883
68 | 0 | 0 | 0 | 0 | 0 | -0.8585 | 0 | -0.8585
69 | 0 | 0 | 0 | 0 | 0 | -0.7894 | 0 | -0.7894
70 | 0 | 0 | 0 | 0 | 0 | -0.78703 | 0 | -0.78703
71 | 0 | 0 | 0 | 0 | 0 | -0.96254 | 0 | -0.96254
72 | 0 | 0 | 0 | 0 | 0 | -1.2055 | 0 | -1.2055
73 | 0 | 0 | 0 | 0 | 0 | -1.2676 | 0 | -1.2676
74 | 0 | 0 | 0 | 0 | 0 | -1.2763 | 0 | -1.2763
75 | 0 | 0 | 0 | 0 | 0 | -1.2814 | 0 | -1.2814
76 | 0 | 0 | 0 | 0 | 0 | -1.3441 | 0 | -1.3441
77 | 0 | 0 | 0 | 0 | 0 | -1.4119 | 0 | -1.4119
78 | 0 | 0 | 0 | 0 | 0 | -1.4633 | 0 | -1.4633
79 | 0 | 0 | 0 | 0 | 0 | -1.4033 | 0 | -1.4033
80 | 0 | 0 | 0 | 0 | 0 | -1.2629 | 0 | -1.2629
81 | 0 | 0 | 0 | 0 | 0 | -1.3664 | 0 | -1.3664
82 | 0 | -1.1972 | 0 | -1.1613 | 0 | -1.2859 | 0 | -1.2859
83 | 0 | -0.8503 | 0 | -0.83353 | 0 | -0.96243 | 0 | -0.96243
84 | 0 | -0.5163 | 0 | -0.51155 | 0 | -0.64741 | 0 | -0.64741
85 | 0 | -0.32836 | 0 | -0.32879 | 0 | -0.4669 | 0 | -0.4669
86 | 0 | -0.23591 | 0 | -0.2362 | 0 | -0.37502 | 0 | -0.37502
87 | 0 | -0.25539 | 0 | -0.25571 | 0 | -0.39247 | 0 | -0.39247
88 | 0 | -0.5424 | 0 | -0.53739 | 0 | -0.67216 | 0 | -0.67216
89 | 0 | -0.64013 | 0 | -0.63419 | 0 | -0.79168 | 0 | -0.79168
90 | 0 | -0.55808 | 0 | -0.54743 | 0 | -0.74247 | 0 | -0.74247
91 | 0 | -0.44258 | 0 | -0.43431 | 0 | -0.6421 | 0 | -0.6421
92 | 0 | -0.48054 | 0 | -0.47147 | 0 | -0.66931 | 0 | -0.66931
93 | 0 | -0.48267 | 0 | -0.46907 | 0 | -0.65858 | 0 | -0.65858
94 | 0 | -0.47048 | 0 | -0.45721 | 0 | -0.63606 | 0 | -0.63606
95 | 0 | -0.53204 | 0 | -0.52186 | 0 | -0.68255 | 0 | -0.68255
96 | 0 | -0.69902 | 0 | -0.69247 | 0 | -0.83156 | 0 | -0.83156
97 | 0 | -0.91262 | 0 | -0.89457 | 0 | -1.0197 | 0 | -1.0197
98 | 0 | -0.89967 | 0 | -0.88187 | 0 | -0.99944 | 0 | -0.99944
99 | 0 | -0.89334 | 0 | -0.87567 | 0 | -0.98849 | 0 | -0.98849
100 | 0 | -0.91986 | 0 | -0.91111 | 0 | -1.0134 | 0 | -1.0134
101 | 0 | -0.9023 | 0 | -0.88443 | 0 | -0.99263 | 0 | -0.99263
102 | 0 | -0.81683 | 0 | -0.80072 | 0 | -0.91255 | 0 | -0.91255
103 | 0 | -0.74013 | 0 | -0.72561 | 0 | -0.84681 | 0 | -0.84681
104 | 0 | -0.72028 | 0 | -0.70619 | 0 | -0.84054 | 0 | -0.84054
105 | 0 | -0.80747 | 0 | -0.7916 | 0 | -0.92808 | 0 | -0.92808
106 | 0 | -0.83024 | 0 | -0.83138 | 0 | -0.95603 | 0 | -0.95603
107 | 0 | -0.84058 | 0 | -0.84174 | 0 | -0.96639 | 0 | -0.96639
108 | 0 | -0.84185 | 0 | -0.83389 | 0 | -0.96617 | 0 | -0.96617
109 | 0 | -0.71336 | 0 | -0.71433 | 0 | -0.84851 | 0 | -0.84851
110 | 0 | -0.65382 | 0 | -0.6547 | 0 | -0.78953 | 0 | -0.78953
111 | 0 | -0.63593 | 0 | -0.64149 | 0 | -0.77383 | 0 | -0.77383
112 | 0 | -0.62948 | 0 | -0.63499 | 0 | -0.77221 | 0 | -0.77221
113 | 0 | -0.60133 | 0 | -0.59577 | 0 | -0.75628 | 0 | -0.75628
114 | 0 | -0.48833 | 0 | -0.48897 | 0 | -0.67951 | 0 | -0.67951
115 | 0 | -0.38078 | 0 | -0.37742 | 0 | -0.5835 | 0 | -0.5835
116 | 0 | -0.34326 | 0 | -0.34369 | 0 | -0.53683 | 0 | -0.53683
117 | 0 | -0.39505 | 0 | -0.38774 | 0 | -0.57262 | 0 | -0.57262
118 | 0 | -0.47205 | 0 | -0.46315 | 0 | -0.63675 | 0 | -0.63675
119 | 0 | -0.5758 | 0 | -0.57658 | 0 | -0.7253 | 0 | -0.7253
120 | 0 | -0.67618 | 0 | -0.66986 | 0 | -0.80769 | 0 | -0.80769
121 | 0 | -0.78603 | 0 | -0.77059 | 0 | -0.89588 | 0 | -0.89588
122 | 0 | -0.77906 | 0 | -0.78013 | 0 | -0.88762 | 0 | -0.88762
123 | 0 | -0.77605 | 0 | -0.77711 | 0 | -0.88281 | 0 | -0.88281
124 | 0 | -0.79147 | 0 | -0.79256 | 0 | -0.89185 | 0 | -0.89185
125 | 0 | -0.79058 | 0 | -0.7831 | 0 | -0.88521 | 0 | -0.88521
126 | 0 | 0 | 0 | 0 | 0 | -0.88623 | 0 | -0.88623
127 | 0 | 0 | 0 | 0 | 0 | -0.89674 | 0 | -0.89674
128 | 0 | -0.75903 | 0 | -0.73684 | 0 | -0.87502 | 0 | -0.87502
129 | 0 | -0.79521 | 0 | -0.80225 | 0 | -0.92726 | 0 | -0.92726
130 | 0 | -0.88129 | 0 | -0.87294 | 0 | -1.0022 | 0 | -1.0022
131 | 0 | -0.94629 | 0 | -0.92758 | 0 | -1.0626 | 0 | -1.0626
132 | 0 | -0.88502 | 0 | -0.8929 | 0 | -1.0165 | 0 | -1.0165
133 | 0 | -0.9854 | 0 | -0.98676 | 0 | -1.1129 | 0 | -1.1129
134 | 0 | -0.69915 | 0 | -0.7001 | 0 | -0.83153 | 0 | -0.83153
135 | 0 | -0.75118 | 0 | -0.74411 | 0 | -0.88047 | 0 | -0.88047
136 | 0 | -0.82816 | 0 | -0.81189 | 0 | -0.95771 | 0 | -0.95771
137 | 0 | -0.8004 | 0 | -0.78473 | 0 | -0.94787 | 0 | -0.94787
138 | 0 | -0.70197 | 0 | -0.6817 | 0 | -0.88175 | 0 | -0.88175
139 | 0 | 0 | 0 | 0 | 0 | -0.80262 | 0 | -0.80262
140 | 0 | 0 | 0 | 0 | 0 | -0.80659 | 0 | -0.80659
141 | 0 | 0 | 0 | 0 | 0 | -0.81079 | 0 | -0.81079
142 | 0 | 0 | 0 | 0 | 0 | -0.94924 | 0 | -0.94924
143 | 0 | 0 | 0 | 0 | 0 | -1.0254 | 0 | -1.0254
144 | 0 | 0 | 0 | 0 | 0 | -1.0442 | 0 | -1.0442
145 | 0 | 0 | 0 | 0 | 0 | -1.1577 | 0 | -1.1577
146 | 0 | 0 | 0 | 0 | 0 | -1.2333 | 0 | -1.2333
147 | 0 | 0 | 0 | 0 | 0 | -1.2155 | 0 | -1.2155
148 | 0 | 0 | 0 | 0 | 0 | -1.2486 | 0 | -1.2486
149 | 0 | 0 | 0 | 0 | 0 | -1.2979 | 0 | -1.2979
150 | 0 | 0 | 0 | 0 | 0 | -1.2798 | 0 | -1.2798
151 | 0 | 0 | 0 | 0 | 0 | -1.2659 | 0 | -1.2659
152 | 0 | 0 | 0 | 0 | 0 | -1.2498 | 0 | -1.2498
153 | 0 | 0 | 0 | 0 | 0 | -1.3399 | 0 | -1.3399
154 | 0 | 0 | 0 | 0 | 0 | -1.233 | 0 | -1.233
155 | 0 | 0 | 0 | 0 | 0 | -0.89215 | 0 | -0.89215
156 | 0 | 0 | 0 | 0 | 0 | -0.75025 | 0 | -0.75025
157 | 0 | 0 | 0 | 0 | 0 | -0.75964 | 0 | -0.75964
158 | 0 | 0 | 0 | 0 | 0 | -0.79899 | 0 | -0.79899
159 | 0 | 0 | 0 | 0 | 0 | -0.89713 | 0 | -0.89713
160 | 0 | 0 | 0 | 0 | 0 | -0.98577 | 0 | -0.98577
161 | 0 | 0 | 0 | 0 | 0 | -0.99923 | 0 | -0.99923
162 | 0 | 0 | 0 | 0 | 0 | -1.0624 | 0 | -1.0624
163 | 0 | 0 | 0 | 0 | 0 | -1.1358 | 0 | -1.1358
164 | 0 | 0 | 0 | 0 | 0 | -1.1773 | 0 | -1.1773
165 | 0 | 0 | 0 | 0 | 0 | -1.1526 | 0 | -1.1526
166 | 0 | 0 | 0 | 0 | 0 | -0.99114 | 0 | -0.99114
167 | 0 | 0 | 0 | 0 | 0 | -1.1222 | 0 | -1.1222
168 | 0 | 0 | 0 | 0 | 0 | -1.1728 | 0 | -1.1728
169 | 0 | 0 | 0 | 0 | 0 | -1.2487 | 0 | -1.2487
170 | 0 | 0 | 0 | 0 | 0 | -1.3214 | 0 | -1.3214
171 | 0 | 0 | 0 | 0 | 0 | -1.2852 | 0 | -1.2852
172 | 0 | 0 | 0 | 0 | 0 | -1.1911 | 0 | -1.1911
173 | 0 | 0 | 0 | 0 | 0 | -1.1752 | 0 | -1.1752
174 | 0 | 0 | 0 | 0 | 0 | -1.3103 | 0 | -1.3103
175 | 0 | 0 | 0 | 0 | 0 | -1.4338 | 0 | -1.4338
176 | 0 | 0 | 0 | 0 | 0 | -1.5124 | 0 | -1.5124
177 | 0 | 0 | 0 | 0 | 0 | -1.6367 | 0 | -1.6367
178 | 0 | 0 | 0 | 0 | 0 | -1.6594 | 0 | -1.6594
179 | 0 | 0 | 0 | 0 | 0 | -1.4724 | 0 | -1.4724
180 | 0 | 0 | 0 | 0 | 0 | -1.3654 | 0 | -1.3654
181 | 0 | 0 | 0 | 0 | 0 | -1.2522 | 0 | -1.2522
182 | 0 | 0 | 0 | 0 | 0 | -1.194 | 0 | -1.194
183 | 0 | 0 | 0 | 0 | 0 | -1.1534 | 0 | -1.1534
184 | 0 | 0 | 0 | 0 | 0 | -1.1742 | 0 | -1.1742
185 | 0 | 0 | 0 | 0 | 0 | -1.2888 | 0 | -1.2888
186 | 0 | 0 | 0 | 0 | 0 | -1.2866 | 0 | -1.2866
187 | 0 | 0 | 0 | 0 | 0 | -1.26 | 0 | -1.26
188 | 0 | 0 | 0 | 0 | 0 | -1.1862 | 0 | -1.1862
189 | 0 | 0 | 0 | 0 | 0 | -1.3431 | 0 | -1.3431
190 | 0 | 0 | 0 | 0 | 0 | -1.4773 | 0 | -1.4773
191 | 0 | 0 | 0 | 0 | 0 | -1.4928 | 0 | -1.4928
192 | 0 | 0 | 0 | 0 | 0 | -1.5939 | 0 | -1.5939
193 | 0 | 0 | 0 | 0 | 0 | -1.6659 | 0 | -1.6659
194 | 0 | 0 | 0 | 0 | 0 | -1.7335 | 0 | -1.7335
195 | 0 | 0 | 0 | 0 | 0 | -1.8233 | 0 | -1.8233
196 | 0 | 0 | 0 | 0 | 0 | -1.8823 | 0 | -1.8823
197 | 0 | 0 | 0 | 0 | 0 | -1.854 | 0 | -1.854
198 | 0 | 0 | 0 | 0 | 0 | -1.6861 | 0 | -1.6861
199 | 0 | 0 | 0 | 0 | 0 | -1.5871 | 0 | -1.5871
200 | 0 | 0 | 0 | 0 | 0 | -1.5866 | 0 | -1.5866
201 | 0 | 0 | 0 | 0 | 0 | -1.5028 | 0 | -1.5028
202 | 0 | 0 | 0 | 0 | 0 | -1.3581 | 0 | -1.3581
203 | 0 | 0 | 0 | 0 | 0 | -1.1226 | 0 | -1.1226
204 | 0 | 0 | 0 | 0 | 0 | -1.0593 | 0 | -1.0593
205 | 0 | 0 | 0 | 0 | 0 | -1.0477 | 0 | -1.0477
206 | 0 | 0 | 0 | 0 | 0 | -0.9346 | 0 | -0.9346
207 | 0 | 0 | 0 | 0 | 0 | -0.89887 | 0 | -0.89887
208 | 0 | 0 | 0 | 0 | 0 | -1.0681 | 0 | -1.0681
209 | 0 | 0 | 0 | 0 | 0 | -1.152 | 0 | -1.152
210 | 0 | 0 | 0 | 0 | 0 | -1.151 | 0 | -1.151
211 | 0 | 0 | 0 | 0 | 0 | -1.2142 | 0 | -1.2142
212 | 0 | 0 | 0 | 0 | 0 | -1.2929 | 0 | -1.2929
213 | 0 | 0 | 0 | 0 | 0 | -1.2646 | 0 | -1.2646
214 | 0 | 0 | 0 | 0 | 0 | -1.3189 | 0 | -1.3189
215 | 0 | 0 | 0 | 0 | 0 | -1.5746 | 0 | -1.5746
216 | 0 | 0 | 0 | 0 | 0 | -1.7973 | 0 | -1.7973
217 | 0 | 0 | 0 | 0 | 0 | -1.8923 | 0 | -1.8923
218 | 0 | 0 | 0 | 0 | 0 | -2.0749 | 0 | -2.0749
219 | 0 | 0 | 0 | 0 | 0 | -2.1177 | 0 | -2.1177
220 | 0 | 0 | 0 | 0 | 0 | -2.377 | 0 | -2.377
221 | 0 | 0 | 0 | 0 | 0 | -2.7979 | 0 | -2.7979
222 | 0 | 0 | 0 | 0 | 0 | -2.7287 | 0 | -2.7287
223 | 0 | 0 | 0 | 0 | 0 | -2.6119 | 0 | -2.6119
224 | 0 | 0 | 0 | 0 | 0 | -2.6683 | 0 | -2.6683
225 | 0 | 0 | 0 | 0 | 0 | -2.5485 | 0 | -2.5485
226 | 0 | 0 | 0 | 0 | 0 | -2.2205 | 0 | -2.2205
227 | 0 | 0 | 0 | 0 | 0 | -2.2315 | 0 | -2.2315
228 | 0 | 0 | 0 | 0 | 0 | -1.6881 | 0 | -1.6881
229 | 0 | 0 | 0 | 0 | 0 | -1.442 | 0 | -1.442
230 | 0 | 0 | 0 | 0 | 0 | -1.4623 | 0 | -1.4623
231 | 0 | 0 | 0 | 0 | 0 | -1.7824 | 0 | -1.7824
232 | 0 | 0 | 0 | 0 | 0 | -1.9115 | 0 | -1.9115
233 | 0 | 0 | 0 | 0 | 0 | -1.8858 | 0 | -1.8858
234 | 0 | 0 | 0 | 0 | 0 | -1.9068 | 0 | -1.9068
235 | 0 | 0 | 0 | 0 | 0 | -1.8722 | 0 | -1.8722
236 | 0 | 0 | 0 | 0 | 0 | -2.0127 | 0 | -2.0127
237 | 0 | 0 | 0 | 0 | 0 | -2.0441 | 0 | -2.0441
238 | 0 | 0 | 0 | 0 | 0 | -2.1916 | 0 | -2.1916
239 | 0 | 0 | 0 | 0 | 0 | -2.2995 | 0 | -2.2995
240 | 0 | 0 | 0 | 0 | 0 | -2.2992 | 0 | -2.2992
241 | 0 | 0 | 0 | 0 | 0 | -2.336 | 0 | -2.336
242 | 0 | 0 | 0 | 0 | 0 | -2.3952 | 0 | -2.3952
243 | 0 | 0 | 0 | 0 | 0 | -2.3788 | 0 | -2.3788
244 | 0 | 0 | 0 | 0 | 0 | -2.3472 | 0 | -2.3472
245 | 0 | 0 | 0 | 0 | 0 | -2.2905 | 0 | -2.2905
246 | 0 | 0 | 0 | 0 | 0 | -2.2249 | 0 | -2.2249
247 | 0 | 0 | 0 | 0 | 0 | -2.3109 | 0 | -2.3109
248 | 0 | 0 | 0 | 0 | 0 | -2.2262 | 0 | -2.2262
249 | 0 | 0 | 0 | 0 | 0 | -2.2075 | 0 | -2.2075
250 | 0 | 0 | 0 | 0 | 0 | -2.0205 | 0 | -2.0205
251 | 0 | 0 | 0 | 0 | 0 | -1.6129 | 0 | -1.6129
252 | 0 | 0 | 0 | 0 | 0 | -1.5095 | 0 | -1.5095
253 | 0 | 0 | 0 | 0 | 0 | -1.508 | 0 | -1.508
254 | 0 | 0 | 0 | 0 | 0 | -1.4103 | 0 | -1.4103
255 | 0 | 0 | 0 | 0 | 0 | -1.4225 | 0 | -1.4225
256 | 0 | 0 | 0 | 0 | 0 | -1.4797 | 0 | -1.4797
257 | 0 | 0 | 0 | 0 | 0 | -1.4429 | 0 | -1.4429
258 | 0 | 0 | 0 | 0 | 0 | -1.3877 | 0 | -1.3877
259 | 0 | 0 | 0 | 0 | 0 | -1.3279 | 0 | -1.3279
260 | 0 | 0 | 0 | 0 | 0 | -1.2692 | 0 | -1.2692
261 | 0 | -0.88869 | 0 | -0.86263 | 0 | -1.3563 | 0 | -1.3563
262 | 0 | 0 | 0 | 0 | 0 | -1.4031 | 0 | -1.4031
263 | 0 | 0 | 0 | 0 | 0 | -1.4049 | 0 | -1.4049
264 | 0 | 0 | 0 | 0 | 0 | -1.5306 | 0 | -1.5306
265 | 0 | 0 | 0 | 0 | 0 | -1.9591 | 0 | -1.9591
266 | 0 | 0 | 0 | 0 | 0 | -2.1652 | 0 | -2.1652
267 | 0 | 0 | 0 | 0 | 0 | -1.9912 | 0 | -1.9912
268 | 0 | 0 | 0 | 0 | 0 | -1.8089 | 0 | -1.8089
269 | 0 | 0 | 0 | 0 | 0 | -1.7103 | 0 | -1.7103
270 | 0 | 0 | 0 | 0 | 0 | -1.7059 | 0 | -1.7059
271 | 0 | 0 | 0 | 0 | 0 | -1.6795 | 0 | -1.6795
272 | 0 | 0 | 0 | 0 | 0 | -1.5439 | 0 | -1.5439
273 | 0 | 0 | 0 | 0 | 0 | -1.5019 | 0 | -1.5019
274 | 0 | 0 | 0 | 0 | 0 | -1.5061 | 0 | -1.5061
275 | 0 | 0 | 0 | 0 | 0 | -1.5128 | 0 | -1.5128
276 | 0 | 0 | 0 | 0 | 0 | -1.4489 | 0 | -1.4489
277 | 0 | -0.91022 | 0 | -0.8834 | 0 | -1.3395 | 0 | -1.3395
278 | 0 | -0.8821 | 0 | -0.8647 | 0 | -1.3151 | 0 | -1.3151
279 | 0 | -0.87488 | 0 | -0.84916 | 0 | -1.3061 | 0 | -1.3061
280 | 0 | 0 | 0 | 0 | 0 | -1.2712 | 0 | -1.2712
281 | 0 | 0 | 0 | 0 | 0 | -1.1405 | 0 | -1.1405
282 | 0 | 0 | 0 | 0 | 0 | -0.78847 | 0 | -0.78847
283 | 0 | -0.49775 | 0 | -0.48374 | 0 | -0.69566 | 0 | -0.69566
284 | 0 | 0 | 0 | 0 | 0 | -0.65034 | 0 | -0.65034
285 | 0 | 0 | 0 | 0 | 0 | -0.63963 | 0 | -0.63963
286 | 0 | -0.5176 | 0 | -0.50289 | 0 | -0.677 | 0 | -0.677
287 | 0 | -0.62922 | 0 | -0.61107 | 0 | -0.77141 | 0 | -0.77141
288 | 0 | -0.80756 | 0 | -0.79169 | 0 | -0.93076 | 0 | -0.93076
289 | 0 | 0 | 0 | 0 | 0 | -1.2086 | 0 | -1.2086
290 | 0 | 0 | 0 | 0 | 0 | -1.3389 | 0 | -1.3389
291 | 0 | 0 | 0 | 0 | 0 | -1.4167 | 0 | -1.4167
292 | 0 | 0 | 0 | 0 | 0 | -1.6642 | 0 | -1.6642
293 | 0 | 0 | 0 | 0 | 0 | -1.7863 | 0 | -1.7863
294 | 0 | 0 | 0 | 0 | 0 | -1.7171 | 0 | -1.7171
295 | 0 | 0 | 0 | 0 | 0 | -1.6042 | 0 | -1.6042
296 | 0 | 0 | 0 | 0 | 0 | -1.6185 | 0 | -1.6185
297 | 0 | 0 | 0 | 0 | 0 | -1.7681 | 0 | -1.7681
298 | 0 | 0 | 0 | 0 | 0 | -1.7917 | 0 | -1.7917
299 | 0 | 0 | 0 | 0 | 0 | -1.6603 | 0 | -1.6603
300 | 0 | 0 | 0 | 0 | 0 | -1.6477 | 0 | -1.6477
301 | 0 | 0 | 0 | 0 | 0 | -1.4965 | 0 | -1.4965
302 | 0 | 0 | 0 | 0 | 0 | -1.1474 | 0 | -1.1474
303 | 0 | 0 | 0 | 0 | 0 | -0.8343 | 0 | -0.8343
304 | 0 | 0 | 0 | 0 | 0 | -0.72795 | 0 | -0.72795
305 | 0 | 0 | 0 | 0 | 0 | -0.87933 | 0 | -0.87933
306 | 0 | 0 | 0 | 0 | 0 | -1.0153 | 0 | -1.0153
307 | 0 | 0 | 0 | 0 | 0 | -1.0069 | 0 | -1.0069
308 | 0 | 0 | 0 | 0 | 0 | -1.0303 | 0 | -1.0303
309 | 0 | 0 | 0 | 0 | 0 | -1.0599 | 0 | -1.0599
310 | 0 | 0 | 0 | 0 | 0 | -1.1243 | 0 | -1.1243
311 | 0 | 0 | 0 | 0 | 0 | -1.2709 | 0 | -1.2709
312 | 0 | 0 | 0 | 0 | 0 | -1.3915 | 0 | -1.3915
313 | 0 | 0 | 0 | 0 | 0 | -1.4205 | 0 | -1.4205
314 | 0 | 0 | 0 | 0 | 0 | -1.5161 | 0 | -1.5161
315 | 0 | 0 | 0 | 0 | 0 | -1.6284 | 0 | -1.6284
316 | 0 | 0 | 0 | 0 | 0 | -1.6981 | 0 | -1.6981
317 | 0 | 0 | 0 | 0 | 0 | -1.8013 | 0 | -1.8013
318 | 0 | 0 | 0 | 0 | 0 | -1.7458 | 0 | -1.7458
319 | 0 | 0 | 0 | 0 | 0 | -1.7176 | 0 | -1.7176
320 | 0 | 0 | 0 | 0 | 0 | -1.7083 | 0 | -1.7083
321 | 0 | 0 | 0 | 0 | 0 | -1.6438 | 0 | -1.6438
322 | 0 | 0 | 0 | 0 | 0 | -1.577 | 0 | -1.577
323 | 0 | 0 | 0 | 0 | 0 | -1.5973 | 0 | -1.5973
324 | 0 | 0 | 0 | 0 | 0 | -1.5355 | 0 | -1.5355
325 | 0 | 0 | 0 | 0 | 0 | -1.3892 | 0 | -1.3892
326 | 0 | 0 | 0 | 0 | 0 | -1.4542 | 0 | -1.4542
327 | 0 | 0 | 0 | 0 | 0 | -1.385 | 0 | -1.385
328 | 0 | 0 | 0 | 0 | 0 | -1.2097 | 0 | -1.2097
329 | 0 | 0 | 0 | 0 | 0 | -1.2693 | 0 | -1.2693
330 | 0 | 0 | 0 | 0 | 0 | -1.2942 | 0 | -1.2942
331 | 0 | 0 | 0 | 0 | 0 | -1.2641 | 0 | -1.2641
332 | 0 | 0 | 0 | 0 | 0 | -1.2361 | 0 | -1.2361
333 | 0 | 0 | 0 | 0 | 0 | -1.2272 | 0 | -1.2272
334 | 0 | 0 | 0 | 0 | 0 | -1.3502 | 0 | -1.3502
335 | 0 | 0 | 0 | 0 | 0 | -1.5339 | 0 | -1.5339
336 | 0 | 0 | 0 | 0 | 0 | -1.6444 | 0 | -1.6444
337 | 0 | 0 | 0 | 0 | 0 | -1.7075 | 0 | -1.7075
338 | 0 | 0 | 0 | 0 | 0 | -1.7492 | 0 | -1.7492
339 | 0 | 0 | 0 | 0 | 0 | -1.8378 | 0 | -1.8378
340 | 0 | 0 | 0 | 0 | 0 | -2.0652 | 0 | -2.0652
341 | 0 | 0 | 0 | 0 | 0 | -2.184 | 0 | -2.184
342 | 0 | 0 | 0 | 0 | 0 | -2.5246 | 0 | -2.5246
343 | 0 | 0 | 0 | 0 | 0 | -2.7593 | 0 | -2.7593
344 | 0 | 0 | 0 | 0 | 0 | -2.6158 | 0 | -2.6158
345 | 0 | 0 | 0 | 0 | 0 | -2.5127 | 0 | -2.5127
346 | 0 | 0 | 0 | 0 | 0 | -2.5599 | 0 | -2.5599
347 | 0 | 0 | 0 | 0 | 0 | -2.5615 | 0 | -2.5615
348 | 0 | 0 | 0 | 0 | 0 | -2.4179 | 0 | -2.4179
349 | 0 | 0 | 0 | 0 | 0 | -2.3243 | 0 | -2.3243
350 | 0 | 0 | 0 | 0 | 0 | -2.3215 | 0 | -2.3215
351 | 0 | 0 | 0 | 0 | 0 | -2.295 | 0 | -2.295
352 | 0 | 0 | 0 | 0 | 0 | -2.2205 | 0 | -2.2205
353 | 0 | 0 | 0 | 0 | 0 | -2.1966 | 0 | -2.1966
354 | 0 | 0 | 0 | 0 | 0 | -2.2197 | 0 | -2.2197
355 | 0 | 0 | 0 | 0 | 0 | -2.1803 | 0 | -2.1803
356 | 0 | 0 | 0 | 0 | 0 | -2.1111 | 0 | -2.1111
357 | 0 | 0 | 0 | 0 | 0 | -2.0458 | 0 | -2.0458
358 | 0 | 0 | 0 | 0 | 0 | -2.1211 | 0 | -2.1211
359 | 0 | 0 | 0 | 0 | 0 | -2.2459 | 0 | -2.2459
360 | 0 | 0 | 0 | 0 | 0 | -2.4118 | 0 | -2.4118
361 | 0 | 0 | 0 | 0 | 0 | -2.621 | 0 | -2.621
362 | 0 | 0 | 0 | 0 | 0 | -3.0411 | 0 | -3.0411
363 | 0 | 0 | 0 | 0 | 0 | -3.4034 | 0 | -3.4034
364 | 0 | 0 | 0 | 0 | 0 | -3.2954 | 0 | -3.2954
365 | 0 | 0 | 0 | 0 | 0 | -3.4575 | 0 | -3.4575
366 | 0 | 0 | 0 | 0 | 0 | -3.5595 | 0 | -3.5595
367 | 0 | 0 | 0 | 0 | 0 | -3.7316 | 0 | -3.7316
368 | 0 | 0 | 0 | 0 | 0 | -3.81 | 0 | -3.81
369 | 0 | 0 | 0 | 0 | 0 | -3.6315 | 0 | -3.6315
370 | 0 | 0 | 0 | 0 | 0 | -3.3449 | 0 | -3.3449
371 | 0 | 0 | 0 | 0 | 0 | -2.9154 | 0 | -2.9154
372 | 0 | 0 | 0 | 0 | 0 | -2.7399 | 0 | -2.7399
373 | 0 | 0 | 0 | 0 | 0 | -3.0002 | 0 | -3.0002
374 | 0 | 0 | 0 | 0 | 0 | -2.6828 | 0 | -2.6828
375 | 0 | 0 | 0 | 0 | 0 | -2.2355 | 0 | -2.2355
376 | 0 | 0 | 0 | 0 | 0 | -1.9607 | 0 | -1.9607
377 | 0 | 0 | 0 | 0 | 0 | -2.2015 | 0 | -2.2015
378 | 0 | 0 | 0 | 0 | 0 | -2.8906 | 0 | -2.8906
379 | 0 | 0 | 0 | 0 | 0 | -2.9856 | 0 | -2.9856
380 | 0 | 0 | 0 | 0 | 0 | -2.9129 | 0 | -2.9129
381 | 0 | 0 | 0 | 0 | 0 | -2.8858 | 0 | -2.8858
382 | 0 | 0 | 0 | 0 | 0 | -2.9061 | 0 | -2.9061
383 | 0 | 0 | 0 | 0 | 0 | -3.0583 | 0 | -3.0583
384 | 0 | 0 | 0 | 0 | 0 | -3.1061 | 0 | -3.1061
385 | 0 | 0 | 0 | 0 | 0 | -3.1977 | 0 | -3.1977
386 | 0 | 0 | 0 | 0 | 0 | -3.2644 | 0 | -3.2644
387 | 0 | 0 | 0 | 0 | 0 | -3.3283 | 0 | -3.3283
388 | 0 | 0 | 0 | 0 | 0 | -3.3699 | 0 | -3.3699
389 | 0 | 0 | 0 | 0 | 0 | -3.4369 | 0 | -3.4369
390 | 0 | 0 | 0 | 0 | 0 | -3.2863 | 0 | -3.2863
391 | 0 | 0 | 0 | 0 | 0 | -3.1099 | 0 | -3.1099
392 | 0 | 0 | 0 | 0 | 0 | -2.9582 | 0 | -2.9582
393 | 0 | 0 | 0 | 0 | 0 | -2.7931 | 0 | -2.7931
394 | 0 | 0 | 0 | 0 | 0 | -2.7052 | 0 | -2.7052
395 | 0 | 0 | 0 | 0 | 0 | -2.6216 | 0 | -2.6216
396 | 0 | 0 | 0 | 0 | 0 | -2.5477 | 0 | -2.5477
397 | 0 | 0 | 0 | 0 | 0 | -2.3682 | 0 | -2.3682
398 | 0 | 0 | 0 | 0 | 0 | -2.2006 | 0 | -2.2006
399 | 0 | 0 | 0 | 0 | 0 | -2.2369 | 0 | -2.2369
400 | 0 | 0 | 0 | 0 | 0 | -2.1928 | 0 | -2.1928
401 | 0 | 0 | 0 | 0 | 0 | -2.2198 | 0 | -2.2198
402 | 0 | 0 | 0 | 0 | 0 | -2.4912 | 0 | -2.4912
403 | 0 | 0 | 0 | 0 | 0 | -2.2683 | 0 | -2.2683
404 | 0 | 0 | 0 | 0 | 0 | -2.1103 | 0 | -2.1103
405 | 0 | 0 | 0 | 0 | 0 | -2.2328 | 0 | -2.2328
406 | 0 | 0 | 0 | 0 | 0 | -2.3183 | 0 | -2.3183
407 | 0 | 0 | 0 | 0 | 0 | -2.5816 | 0 | -2.5816
408 | 0 | 0 | 0 | 0 | 0 | -2.6082 | 0 | -2.6082
409 | 0 | 0 | 0 | 0 | 0 | -2.6542 | 0 | -2.6542
410 | 0 | 0 | 0 | 0 | 0 | -2.8296 | 0 | -2.8296
411 | 0 | 0 | 0 | 0 | 0 | -2.7938 | 0 | -2.7938
412 | 0 | 0 | 0 | 0 | 0 | -2.7396 | 0 | -2.7396
413 | 0 | 0 | 0 | 0 | 0 | -2.6639 | 0 | -2.6639
414 | 0 | 0 | 0 | 0 | 0 | -2.4875 | 0 | -2.4875
415 | 0 | 0 | 0 | 0 | 0 | -2.2097 | 0 | -2.2097
416 | 0 | 0 | 0 | 0 | 0 | -2.0702 | 0 | -2.0702
417 | 0 | 0 | 0 | 0 | 0 | -2.1271 | 0 | -2.1271
418 | 0 | 0 | 0 | 0 | 0 | -2.3008 | 0 | -2.3008
419 | 0 | 0 | 0 | 0 | 0 | -2.0998 | 0 | -2.0998
420 | 0 | 0 | 0 | 0 | 0 | -1.9532 | 0 | -1.9532
421 | 0 | 0 | 0 | 0 | 0 | -1.9971 | 0 | -1.9971
422 | 0 | 0 | 0 | 0 | 0 | -2.1274 | 0 | -2.1274
423 | 0 | 0 | 0 | 0 | 0 | -2.0152 | 0 | -2.0152
424 | 0 | 0 | 0 | 0 | 0 | -2.0982 | 0 | -2.0982
425 | 0 | 0 | 0 | 0 | 0 | -2.2194 | 0 | -2.2194
426 | 0 | 0 | 0 | 0 | 0 | -2.1173 | 0 | -2.1173
427 | 0 | 0 | 0 | 0 | 0 | -1.8805 | 0 | -1.8805
428 | 0 | 0 | 0 | 0 | 0 | -1.7728 | 0 | -1.7728
429 | 0 | 0 | 0 | 0 | 0 | -1.7162 | 0 | -1.7162
430 | 0 | 0 | 0 | 0 | 0 | -1.9043 | 0 | -1.9043
431 | 0 | 0 | 0 | 0 | 0 | -1.9855 | 0 | -1.9855
432 | 0 | 0 | 0 | 0 | 0 | -1.843 | 0 | -1.843
433 | 0 | 0 | 0 | 0 | 0 | -1.8426 | 0 | -1.8426
434 | 0 | 0 | 0 | 0 | 0 | -1.8329 | 0 | -1.8329
435 | 0 | 0 | 0 | 0 | 0 | -1.8862 | 0 | -1.8862
436 | 0 | 0 | 0 | 0 | 0 | -2.0098 | 0 | -2.0098
437 | 0 | 0 | 0 | 0 | 0 | -1.9887 | 0 | -1.9887
438 | 0 | 0 | 0 | 0 | 0 | -1.9709 | 0 | -1.9709
439 | 0 | 0 | 0 | 0 | 0 | -2.0587 | 0 | -2.0587
440 | 0 | 0 | 0 | 0 | 0 | -2.1584 | 0 | -2.1584
441 | 0 | 0 | 0 | 0 | 0 | -2.1584 | 0 | -2.1584
442 | 0 | 0 | 0 | 0 | 0 | -1.9998 | 0 | -1.9998
443 | 0 | 0 | 0 | 0 | 0 | -1.6865 | 0 | -1.6865
444 | 0 | 0 | 0 | 0 | 0 | -1.5997 | 0 | -1.5997
445 | 0 | 0 | 0 | 0 | 0 | -1.8161 | 0 | -1.8161
446 | 0 | 0 | 0 | 0 | 0 | -1.968 | 0 | -1.968
447 | 0 | 0 | 0 | 0 | 0 | -1.9984 | 0 | -1.9984
448 | 0 | 0 | 0 | 0 | 0 | -2.0759 | 0 | -2.0759
449 | 0 | 0 | 0 | 0 | 0 | -1.9319 | 0 | -1.9319
450 | 0 | 0 | 0 | 0 | 0 | -2.0028 | 0 | -2.0028
451 | 0 | 0 | 0 | 0 | 0 | -1.9677 | 0 | -1.9677
452 | 0 | 0 | 0 | 0 | 0 | -2.069 | 0 | -2.069
453 | 0 | 0 | 0 | 0 | 0 | -2.1635 | 0 | -2.1635
454 | 0 | 0 | 0 | 0 | 0 | -2.2053 | 0 | -2.2053
455 | 0 | 0 | 0 | 0 | 0 | -2.3516 | 0 | -2.3516
456 | 0 | 0 | 0 | 0 | 0 | -2.5194 | 0 | -2.5194
457 | 0 | 0 | 0 | 0 | 0 | -2.6191 | 0 | -2.6191
458 | 0 | 0 | 0 | 0 | 0 | -2.6975 | 0 | -2.6975
459 | 0 | 0 | 0 | 0 | 0 | -2.9012 | 0 | -2.9012
460 | 0 | 0 | 0 | 0 | 0 | -3.1349 | 0 | -3.1349
461 | 0 | 0 | 0 | 0 | 0 | -3.1654 | 0 | -3.1654
462 | 0 | 0 | 0 | 0 | 0 | -3.1968 | 0 | -3.1968
463 | 0 | 0 | 0 | 0 | 0 | -3.5285 | 0 | -3.5285
464 | 0 | 0 | 0 | 0 | 0 | -3.9802 | 0 | -3.9802
465 | 0 | 0 | 0 | 0 | 0 | -4.0064 | 0 | -4.0064
466 | 0 | 0 | 0 | 0 | 0 | -3.4003 | 0 | -3.4003
467 | 0 | 0 | 0 | 0 | 0 | -2.7333 | 0 | -2.7333
468 | 0 | 0 | 0 | 0 | 0 | -2.6653 | 0 | -2.6653
469 | 0 | 0 | 0 | 0 | 0 | -2.2789 | 0 | -2.2789
470 | 0 | 0 | 0 | 0 | 0 | -1.7493 | 0 | -1.7493
471 | 0 | 0 | 0 | 0 | 0 | -1.6941 | 0 | -1.6941
472 | 0 | 0 | 0 | 0 | 0 | -1.6153 | 0 | -1.6153
473 | 0 | 0 | 0 | 0 | 0 | -1.7867 | 0 | -1.7867
474 | 0 | 0 | 0 | 0 | 0 | -2.2401 | 0 | -2.2401
475 | 0 | 0 | 0 | 0 | 0 | -2.3086 | 0 | -2.3086
476 | 0 | 0 | 0 | 0 | 0 | -2.4338 | 0 | -2.4338
477 | 0 | 0 | 0 | 0 | 0 | -2.5624 | 0 | -2.5624
478 | 0 | 0 | 0 | 0 | 0 | -2.5744 | 0 | -2.5744
479 | 0 | 0 | 0 | 0 | 0 | -2.7862 | 0 | -2.7862
480 | 0 | 0 | 0 | 0 | 0 | -3.1392 | 0 | -3.1392
481 | 0 | 0 | 0 | 0 | 0 | -3.2026 | 0 | -3.2026
482 | 0 | 0 | 0 | 0 | 0 | -3.2405 | 0 | -3.2405
483 | 0 | 0 | 0 | 0 | 0 | -3.2906 | 0 | -3.2906
484 | 0 | 0 | 0 | 0 | 0 | -3.2959 | 0 | -3.2959
485 | 0 | 0 | 0 | 0 | 0 | -3.2182 | 0 | -3.2182
486 | 0 | 0 | 0 | 0 | 0 | -3.1999 | 0 | -3.1999
487 | 0 | 0 | 0 | 0 | 0 | -3.1732 | 0 | -3.1732
488 | 0 | 0 | 0 | 0 | 0 | -2.993 | 0 | -2.993
489 | 0 | 0 | 0 | 0 | 0 | -2.8171 | 0 | -2.8171
490 | 0 | 0 | 0 | 0 | 0 | -2.9258 | 0 | -2.9258
491 | 0 | 0 | 0 | 0 | 0 | -2.8169 | 0 | -2.8169
492 | 0 | 0 | 0 | 0 | 0 | -2.6572 | 0 | -2.6572
493 | 0 | 0 | 0 | 0 | 0 | -2.5646 | 0 | -2.5646
494 | 0 | 0 | 0 | 0 | 0 | -2.5202 | 0 | -2.5202
495 | 0 | 0 | 0 | 0 | 0 | -2.4847 | 0 | -2.4847
496 | 0 | 0 | 0 | 0 | 0 | -2.4119 | 0 | -2.4119
497 | 0 | 0 | 0 | 0 | 0 | -2.362 | 0 | -2.362
498 | 0 | 0 | 0 | 0 | 0 | -2.3709 | 0 | -2.3709
499 | 0 | 0 | 0 | 0 | 0 | -2.2443 | 0 | -2.2443
500 | 0 | 0 | 0 | 0 | 0 | -2.1228 | 0 | -2.1228
501 | 0 | 0 | 0 | 0 | 0 | -2.1499 | 0 | -2.1499
502 | 0 | 0 | 0 | 0 | 0 | -2.2048 | 0 | -2.2048
503 | 0 | 0 | 0 | 0 | 0 | -2.2196 | 0 | -2.2196
504 | 0 | 0 | 0 | 0 | 0 | -2.3004 | 0 | -2.3004
505 | 0 | 0 | 0 | 0 | 0 | -2.4063 | 0 | -2.4063
506 | 0 | 0 | 0 | 0 | 0 | -2.6671 | 0 | -2.6671
507 | 0 | 0 | 0 | 0 | 0 | -2.9042 | 0 | -2.9042
508 | 0 | 0 | 0 | 0 | 0 | -2.9743 | 0 | -2.9743
509 | 0 | 0 | 0 | 0 | 0 | -3.078 | 0 | -3.078
510 | 0 | 0 | 0 | 0 | 0 | -3.1883 | 0 | -3.1883
511 | 0 | 0 | 0 | 0 | 0 | -2.9413 | 0 | -2.9413
512 | 0 | 0 | 0 | 0 | 0 | -2.7828 | 0 | -2.7828
513 | 0 | 0 | 0 | 0 | 0 | -2.689 | 0 | -2.689
514 | 0 | 0 | 0 | 0 | 0 | -2.6865 | 0 | -2.6865
515 | 0 | 0 | 0 | 0 | 0 | -2.352 | 0 | -2.352
516 | 0 | 0 | 0 | 0 | 0 | -2.094 | 0 | -2.094
517 | 0 | 0 | 0 | 0 | 0 | -2.0526 | 0 | -2.0526
518 | 0 | 0 | 0 | 0 | 0 | -1.8117 | 0 | -1.8117
519 | 0 | 0 | 0 | 0 | 0 | -1.8708 | 0 | -1.8708
520 | 0 | 0 | 0 | 0 | 0 | -1.8514 | 0 | -1.8514
521 | 0 | 0 | 0 | 0 | 0 | -1.8182 | 0 | -1.8182
522 | 0 | 0 | 0 | 0 | 0 | -1.8371 | 0 | -1.8371
523 | 0 | 0 | 0 | 0 | 0 | -1.866 | 0 | -1.866
524 | 0 | 0 | 0 | 0 | 0 | -1.8867 | 0 | -1.8867
525 | 0 | 0 | 0 | 0 | 0 | -1.875 | 0 | -1.875
526 | 0 | 0 | 0 | 0 | 0 | -1.9199 | 0 | -1.9199
527 | 0 | 0 | 0 | 0 | 0 | -2.1097 | 0 | -2.1097
528 | 0 | 0 | 0 | 0 | 0 | -2.2894 | 0 | -2.2894
529 | 0 | 0 | 0 | 0 | 0 | -2.4544 | 0 | -2.4544
530 | 0 | 0 | 0 | 0 | 0 | -2.487 | 0 | -2.487
531 | 0 | 0 | 0 | 0 | 0 | -2.4649 | 0 | -2.4649
532 | 0 | 0 | 0 | 0 | 0 | -2.4819 | 0 | -2.4819
533 | 0 | 0 | 0 | 0 | 0 | -2.3758 | 0 | -2.3758
534 | 0 | 0 | 0 | 0 | 0 | -2.3887 | 0 | -2.3887
535 | 0 | 0 | 0 | 0 | 0 | -2.4282 | 0 | -2.4282
536 | 0 | 0 | 0 | 0 | 0 | -2.524 | 0 | -2.524
537 | 0 | 0 | 0 | 0 | 0 | -2.5726 | 0 | -2.5726
538 | 0 | 0 | 0 | 0 | 0 | -2.7496 | 0 | -2.7496
539 | 0 | 0 | 0 | 0 | 0 | -2.748 | 0 | -2.748
540 | 0 | 0 | 0 | 0 | 0 | -2.541 | 0 | -2.541
541 | 0 | 0 | 0 | 0 | 0 | -2.6676 | 0 | -2.6676
542 | 0 | 0 | 0 | 0 | 0 | -2.7181 | 0 | -2.7181
543 | 0 | 0 | 0 | 0 | 0 | -2.2516 | 0 | -2.2516
544 | 0 | 0 | 0 | 0 | 0 | -2.0355 | 0 | -2.0355
545 | 0 | 0 | 0 | 0 | 0 | -2.0811 | 0 | -2.0811
546 | 0 | 0 | 0 | 0 | 0 | -2.0657 | 0 | -2.0657
547 | 0 | 0 | 0 | 0 | 0 | -1.9031 | 0 | -1.9031
548 | 0 | 0 | 0 | 0 | 0 | -1.9502 | 0 | -1.9502
549 | 0 | 0 | 0 | 0 | 0 | -2.0206 | 0 | -2.0206
550 | 0 | 0 | 0 | 0 | 0 | -2.0593 | 0 | -2.0593
551 | 0 | 0 | 0 | 0 | 0 | -2.1643 | 0 | -2.1643
552 | 0 | 0 | 0 | 0 | 0 | -2.1696 | 0 | -2.1696
553 | 0 | 0 | 0 | 0 | 0 | -2.2709 | 0 | -2.2709
554 | 0 | 0 | 0 | 0 | 0 | -2.368 | 0 | -2.368
555 | 0 | 0 | 0 | 0 | 0 | -2.1162 | 0 | -2.1162
556 | 0 | 0 | 0 | 0 | 0 | -2.1672 | 0 | -2.1672
557 | 0 | 0 | 0 | 0 | 0 | -2.2574 | 0 | -2.2574
558 | 0 | 0 | 0 | 0 | 0 | -2.218 | 0 | -2.218
559 | 0 | 0 | 0 | 0 | 0 | -2.2026 | 0 | -2.2026
560 | 0 | 0 | 0 | 0 | 0 | -2.4796 | 0 | -2.4796
561 | 0 | 0 | 0 | 0 | 0 | -2.6182 | 0 | -2.6182
562 | 0 | 0 | 0 | 0 | 0 | -2.299 | 0 | -2.299
563 | 0 | 0 | 0 | 0 | 0 | -1.7368 | 0 | -1.7368
564 | 0 | 0 | 0 | 0 | 0 | -1.4288 | 0 | -1.4288
565 | 0 | 0 | 0 | 0 | 0 | -1.3432 | 0 | -1.3432
566 | 0 | 0 | 0 | 0 | 0 | -1.5312 | 0 | -1.5312
567 | 0 | 0 | 0 | 0 | 0 | -1.6645 | 0 | -1.6645
568 | 0 | 0 | 0 | 0 | 0 | -1.7133 | 0 | -1.7133
569 | 0 | 0 | 0 | 0 | 0 | -1.923 | 0 | -1.923
570 | 0 | 0 | 0 | 0 | 0 | -2.1728 | 0 | -2.1728
571 | 0 | 0 | 0 | 0 | 0 | -2.2514 | 0 | -2.2514
572 | 0 | 0 | 0 | 0 | 0 | -2.4519 | 0 | -2.4519
573 | 0 | 0 | 0 | 0 | 0 | -2.6068 | 0 | -2.6068
574 | 0 | 0 | 0 | 0 | 0 | -2.5377 | 0 | -2.5377
575 | 0 | 0 | 0 | 0 | 0 | -2.7877 | 0 | -2.7877
576 | 0 | 0 | 0 | 0 | 0 | -3.0278 | 0 | -3.0278
577 | 0 | 0 | 0 | 0 | 0 | -3.2141 | 0 | -3.2141
578 | 0 | 0 | 0 | 0 | 0 | -3.4011 | 0 | -3.4011
579 | 0 | 0 | 0 | 0 | 0 | -3.6441 | 0 | -3.6441
580 | 0 | 0 | 0 | 0 | 0 | -4.0237 | 0 | -4.0237
581 | 0 | 0 | 0 | 0 | 0 | -4.4345 | 0 | -4.4345
582 | 0 | 0 | 0 | 0 | 0 | -4.5366 | 0 | -4.5366
583 | 0 | 0 | 0 | 0 | 0 | -4.588 | 0 | -4.588
584 | 0 | 0 | 0 | 0 | 0 | -4.6338 | 0 | -4.6338
585 | 0 | 0 | 0 | 0 | 0 | -4.8042 | 0 | -4.8042
586 | 0 | 0 | 0 | 0 | 0 | -5.7439 | 0 | -5.7439
587 | 0 | 0 | 0 | 0 | 0 | -5.0993 | 0 | -5.0993
588 | 0 | 0 | 0 | 0 | 0 | -4.6192 | 0 | -4.6192
589 | 0 | 0 | 0 | 0 | 0 | -3.779 | 0 | -3.779
590 | 0 | 0 | 0 | 0 | 0 | -3.5496 | 0 | -3.5496
591 | 0 | 0 | 0 | 0 | 0 | -3.5417 | 0 | -3.5417
592 | 0 | 0 | 0 | 0 | 0 | -3.913 | 0 | -3.913
593 | 0 | 0 | 0 | 0 | 0 | -3.8895 | 0 | -3.8895
594 | 0 | 0 | 0 | 0 | 0 | -4.5385 | 0 | -4.5385
595 | 0 | 0 | 0 | 0 | 0 | -4.825 | 0 | -4.825
596 | 0 | 0 | 0 | 0 | 0 | -5.6038 | 0 | -5.6038
597 | 0 | 0 | 0 | 0 | 0 | -5.0302 | 0 | -5.0302
598 | 0 | 0 | 0 | 0 | 0 | -5.2427 | 0 | -5.2427
599 | 0 | 0 | 0 | 0 | 0 | -6.3133 | 0 | -6.3133
600 | 0 | 0 | 0 | 0 | 0 | -6.5155 | 0 | -6.5155
601 | 0 | 0 | 0 | 0 | 0 | -6.4015 | 0 | -6.4015
602 | 0 | 0 | 0 | 0 | 0 | -6.5786 | 0 | -6.5786
603 | 0 | 0 | 0 | 0 | 0 | -8.1453 | 0 | -8.1453
604 | 0 | 0 | 0 | 0 | 0 | -7.6793 | 0 | -7.6793
605 | 0 | 0 | 0 | 0 | 0 | -7.9734 | 0 | -7.9734
606 | 0 | 0 | 0 | 0 | 0 | -7.343 | 0 | -7.343
607 | 0 | 0 | 0 | 0 | 0 | -6.9926 | 0 | -6.9926
608 | 0 | 0 | 0 | 0 | 0 | -6.1635 | 0 | -6.1635
609 | 0 | 0 | 0 | 0 | 0 | -5.1567 | 0 | -5.1567
610 | 0 | 0 | 0 | 0 | 0 | -4.6416 | 0 | -4.6416
611 | 0 | 0 | 0 | 0 | 0 | -3.9398 | 0 | -3.9398
612 | 0 | 0 | 0 | 0 | 0 | -3.594 | 0 | -3.594
613 | 0 | 0 | 0 | 0 | 0 | -3.288 | 0 | -3.288
614 | 0 | 0 | 0 | 0 | 0 | -2.9048 | 0 | -2.9048
615 | 0 | 0 | 0 | 0 | 0 | -2.7757 | 0 | -2.7757
616 | 0 | 0 | 0 | 0 | 0 | -2.6979 | 0 | -2.6979
617 | 0 | 0 | 0 | 0 | 0 | -2.5326 | 0 | -2.5326
618 | 0 | 0 | 0 | 0 | 0 | -2.513 | 0 | -2.513
619 | 0 | 0 | 0 | 0 | 0 | -2.4848 | 0 | -2.4848
620 | 0 | 0 | 0 | 0 | 0 | -2.5871 | 0 | -2.5871
621 | 0 | 0 | 0 | 0 | 0 | -2.4749 | 0 | -2.4749
622 | 0 | 0 | 0 | 0 | 0 | -2.5096 | 0 | -2.5096
623 | 0 | 0 | 0 | 0 | 0 | -2.6055 | 0 | -2.6055
624 | 0 | 0 | 0 | 0 | 0 | -2.6903 | 0 | -2.6903
625 | 0 | 0 | 0 | 0 | 0 | -2.7826 | 0 | -2.7826
626 | 0 | 0 | 0 | 0 | 0 | -2.5952 | 0 | -2.5952
627 | 0 | 0 | 0 | 0 | 0 | -2.5485 | 0 | -2.5485
628 | 0 | 0 | 0 | 0 | 0 | -2.4446 | 0 | -2.4446
629 | 0 | 0 | 0 | 0 | 0 | -2.3221 | 0 | -2.3221
630 | 0 | 0 | 0 | 0 | 0 | -2.1873 | 0 | -2.1873
631 | 0 | 0 | 0 | 0 | 0 | -2.0518 | 0 | -2.0518
632 | 0 | 0 | 0 | 0 | 0 | -2.2438 | 0 | -2.2438
633 | 0 | 0 | 0 | 0 | 0 | -2.5079 | 0 | -2.5079
634 | 0 | 0 | 0 | 0 | 0 | -2.536 | 0 | -2.536
635 | 0 | 0 | 0 | 0 | 0 | -2.4268 | 0 | -2.4268
636 | 0 | 0 | 0 | 0 | 0 | -2.3596 | 0 | -2.3596
637 | 0 | 0 | 0 | 0 | 0 | -2.3225 | 0 | -2.3225
638 | 0 | 0 | 0 | 0 | 0 | -2.1977 | 0 | -2.1977
639 | 0 | 0 | 0 | 0 | 0 | -2.0753 | 0 | -2.0753
640 | 0 | 0 | 0 | 0 | 0 | -2.0594 | 0 | -2.0594
641 | 0 | 0 | 0 | 0 | 0 | -1.8505 | 0 | -1.8505
642 | 0 | 0 | 0 | 0 | 0 | -1.7839 | 0 | -1.7839
643 | 0 | 0 | 0 | 0 | 0 | -1.8038 | 0 | -1.8038
644 | 0 | 0 | 0 | 0 | 0 | -1.8385 | 0 | -1.8385
645 | 0 | 0 | 0 | 0 | 0 | -1.7593 | 0 | -1.7593
646 | 0 | 0 | 0 | 0 | 0 | -1.7139 | 0 | -1.7139
647 | 0 | 0 | 0 | 0 | 0 | -1.7631 | 0 | -1.7631
648 | 0 | 0 | 0 | 0 | 0 | -1.8715 | 0 | -1.8715
649 | 0 | 0 | 0 | 0 | 0 | -1.9903 | 0 | -1.9903
650 | 0 | 0 | 0 | 0 | 0 | -2.1025 | 0 | -2.1025
651 | 0 | 0 | 0 | 0 | 0 | -2.4853 | 0 | -2.4853
652 | 0 | 0 | 0 | 0 | 0 | -2.5211 | 0 | -2.5211
653 | 0 | 0 | 0 | 0 | 0 | -2.6846 | 0 | -2.6846
654 | 0 | 0 | 0 | 0 | 0 | -2.8881 | 0 | -2.8881
655 | 0 | 0 | 0 | 0 | 0 | -2.8598 | 0 | -2.8598
656 | 0 | 0 | 0 | 0 | 0 | -3.1008 | 0 | -3.1008
657 | 0 | 0 | 0 | 0 | 0 | -3.1796 | 0 | -3.1796
658 | 0 | 0 | 0 | 0 | 0 | -3.1359 | 0 | -3.1359
659 | 0 | 0 | 0 | 0 | 0 | -3.0828 | 0 | -3.0828
660 | 0 | 0 | 0 | 0 | 0 | -3.0999 | 0 | -3.0999
661 | 0 | 0 | 0 | 0 | 0 | -2.8354 | 0 | -2.8354
662 | 0 | 0 | 0 | 0 | 0 | -2.7202 | 0 | -2.7202
663 | 0 | 0 | 0 | 0 | 0 | -2.7954 | 0 | -2.7954
664 | 0 | 0 | 0 | 0 | 0 | -2.8781 | 0 | -2.8781
665 | 0 | 0 | 0 | 0 | 0 | -2.9991 | 0 | -2.9991
666 | 0 | 0 | 0 | 0 | 0 | -3.2161 | 0 | -3.2161
667 | 0 | 0 | 0 | 0 | 0 | -3.2463 | 0 | -3.2463
668 | 0 | 0 | 0 | 0 | 0 | -2.927 | 0 | -2.927
669 | 0 | 0 | 0 | 0 | 0 | -2.8232 | 0 | -2.8232
670 | 0 | 0 | 0 | 0 | 0 | -2.8261 | 0 | -2.8261
671 | 0 | 0 | 0 | 0 | 0 | -3.0754 | 0 | -3.0754
672 | 0 | 0 | 0 | 0 | 0 | -3.5557 | 0 | -3.5557
673 | 0 | 0 | 0 | 0 | 0 | -3.8682 | 0 | -3.8682
674 | 0 | 0 | 0 | 0 | 0 | -4.488 | 0 | -4.488
675 | 0 | 0 | 0 | 0 | 0 | -4.8107 | 0 | -4.8107
676 | 0 | 0 | 0 | 0 | 0 | -4.8726 | 0 | -4.8726
677 | 0 | 0 | 0 | 0 | 0 | -4.881 | 0 | -4.881
678 | 0 | 0 | 0 | 0 | 0 | -4.5606 | 0 | -4.5606
679 | 0 | 0 | 0 | 0 | 0 | -4.238 | 0 | -4.238
680 | 0 | 0 | 0 | 0 | 0 | -3.9253 | 0 | -3.9253
681 | 0 | 0 | 0 | 0 | 0 | -3.6518 | 0 | -3.6518
682 | 0 | 0 | 0 | 0 | 0 | -3.3268 | 0 | -3.3268
683 | 0 | 0 | 0 | 0 | 0 | -2.9845 | 0 | -2.9845
684 | 0 | 0 | 0 | 0 | 0 | -2.5222 | 0 | -2.5222
685 | 0 | 0 | 0 | 0 | 0 | -2.4655 | 0 | -2.4655
686 | 0 | 0 | 0 | 0 | 0 | -2.607 | 0 | -2.607
687 | 0 | 0 | 0 | 0 | 0 | -2.4916 | 0 | -2.4916
688 | 0 | 0 | 0 | 0 | 0 | -2.3501 | 0 | -2.3501
689 | 0 | 0 | 0 | 0 | 0 | -2.1698 | 0 | -2.1698
690 | 0 | 0 | 0 | 0 | 0 | -2.3788 | 0 | -2.3788
691 | 0 | 0 | 0 | 0 | 0 | -2.4797 | 0 | -2.4797
692 | 0 | 0 | 0 | 0 | 0 | -2.5046 | 0 | -2.5046
693 | 0 | 0 | 0 | 0 | 0 | -2.5282 | 0 | -2.5282
694 | 0 | 0 | 0 | 0 | 0 | -2.5459 | 0 | -2.5459
695 | 0 | 0 | 0 | 0 | 0 | -2.6162 | 0 | -2.6162
696 | 0 | 0 | 0 | 0 | 0 | -2.8177 | 0 | -2.8177
697 | 0 | 0 | 0 | 0 | 0 | -3.1503 | 0 | -3.1503
698 | 0 | 0 | 0 | 0 | 0 | -3.1952 | 0 | -3.1952
699 | 0 | 0 | 0 | 0 | 0 | -3.1738 | 0 | -3.1738
700 | 0 | 0 | 0 | 0 | 0 | -2.9878 | 0 | -2.9878
701 | 0 | 0 | 0 | 0 | 0 | -2.9669 | 0 | -2.9669
702 | 0 | 0 | 0 | 0 | 0 | -3.0257 | 0 | -3.0257
703 | 0 | 0 | 0 | 0 | 0 | -3.2611 | 0 | -3.2611
704 | 0 | 0 | 0 | 0 | 0 | -3.4975 | 0 | -3.4975
705 | 0 | 0 | 0 | 0 | 0 | -3.6068 | 0 | -3.6068
706 | 0 | 0 | 0 | 0 | 0 | -3.516 | 0 | -3.516
707 | 0 | 0 | 0 | 0 | 0 | -3.216 | 0 | -3.216
708 | 0 | 0 | 0 | 0 | 0 | -2.7052 | 0 | -2.7052
709 | 0 | 0 | 0 | 0 | 0 | -2.4619 | 0 | -2.4619
710 | 0 | 0 | 0 | 0 | 0 | -2.0467 | 0 | -2.0467
711 | 0 | 0 | 0 | 0 | 0 | -1.8367 | 0 | -1.8367
712 | 0 | 0 | 0 | 0 | 0 | -1.8992 | 0 | -1.8992
713 | 0 | 0 | 0 | 0 | 0 | -1.8873 | 0 | -1.8873
714 | 0 | 0 | 0 | 0 | 0 | -1.9656 | 0 | -1.9656
715 | 0 | 0 | 0 | 0 | 0 | -1.955 | 0 | -1.955
716 | 0 | 0 | 0 | 0 | 0 | -2.0129 | 0 | -2.0129
717 | 0 | 0 | 0 | 0 | 0 | -2.082 | 0 | -2.082
718 | 0 | 0 | 0 | 0 | 0 | -2.2029 | 0 | -2.2029
719 | 0 | 0 | 0 | 0 | 0 | -2.5246 | 0 | -2.5246
720 | 0 | 0 | 0 | 0 | 0 | -2.8141 | 0 | -2.8141
721 | 0 | 0 | 0 | 0 | 0 | -3.0751 | 0 | -3.0751
722 | 0 | 0 | 0 | 0 | 0 | -3.2642 | 0 | -3.2642
723 | 0 | 0 | 0 | 0 | 0 | -3.3679 | 0 | -3.3679
724 | 0 | 0 | 0 | 0 | 0 | -3.2523 | 0 | -3.2523
725 | 0 | 0 | 0 | 0 | 0 | -3.3697 | 0 | -3.3697
726 | 0 | 0 | 0 | 0 | 0 | -3.4651 | 0 | -3.4651
727 | 0 | 0 | 0 | 0 | 0 | -3.8415 | 0 | -3.8415
728 | 0 | 0 | 0 | 0 | 0 | -4.0784 | 0 | -4.0784
729 | 0 | 0 | 0 | 0 | 0 | -4.0686 | 0 | -4.0686
730 | 0 | 0 | 0 | 0 | 0 | -3.3788 | 0 | -3.3788
731 | 0 | 0 | 0 | 0 | 0 | -2.5458 | 0 | -2.5458
732 | 0 | 0 | 0 | 0 | 0 | -2.2211 | 0 | -2.2211
733 | 0 | 0 | 0 | 0 | 0 | -2.114 | 0 | -2.114
734 | 0 | 0 | 0 | 0 | 0 | -1.8596 | 0 | -1.8596
735 | 0 | 0 | 0 | 0 | 0 | -1.678 | 0 | -1.678
736 | 0 | 0 | 0 | 0 | 0 | -1.8014 | 0 | -1.8014
737 | 0 | 0 | 0 | 0 | 0 | -2.0312 | 0 | -2.0312
738 | 0 | 0 | 0 | 0 | 0 | -2.5099 | 0 | -2.5099
739 | 0 | 0 | 0 | 0 | 0 | -2.789 | 0 | -2.789
740 | 0 | 0 | 0 | 0 | 0 | -2.8808 | 0 | -2.8808
741 | 0 | 0 | 0 | 0 | 0 | -2.812 | 0 | -2.812
742 | 0 | 0 | 0 | 0 | 0 | -2.6476 | 0 | -2.6476
743 | 0 | 0 | 0 | 0 | 0 | -2.8223 | 0 | -2.8223
744 | 0 | 0 | 0 | 0 | 0 | -2.9827 | 0 | -2.9827
745 | 0 | 0 | 0 | 0 | 0 | -2.8535 | 0 | -2.8535
746 | 0 | 0 | 0 | 0 | 0 | -2.7913 | 0 | -2.7913
747 | 0 | 0 | 0 | 0 | 0 | -2.851 | 0 | -2.851
748 | 0 | 0 | 0 | 0 | 0 | -3.006 | 0 | -3.006
749 | 0 | 0 | 0 | 0 | 0 | -3.0562 | 0 | -3.0562
750 | 0 | 0 | 0 | 0 | 0 | -3.118 | 0 | -3.118
751 | 0 | 0 | 0 | 0 | 0 | -3.0206 | 0 | -3.0206
752 | 0 | 0 | 0 | 0 | 0 | -3.0356 | 0 | -3.0356
753 | 0 | 0 | 0 | 0 | 0 | -2.8254 | 0 | -2.8254
754 | 0 | 0 | 0 | 0 | 0 | -2.3621 | 0 | -2.3621
755 | 0 | 0 | 0 | 0 | 0 | -1.9753 | 0 | -1.9753
756 | 0 | 0 | 0 | 0 | 0 | -1.7031 | 0 | -1.7031
757 | 0 | 0 | 0 | 0 | 0 | -1.5553 | 0 | -1.5553
758 | 0 | 0 | 0 | 0 | 0 | -1.3277 | 0 | -1.3277
759 | 0 | 0 | 0 | 0 | 0 | -1.0443 | 0 | -1.0443
760 | 0 | 0 | 0 | 0 | 0 | -0.93256 | 0 | -0.93256
761 | 0 | 0 | 0 | 0 | 0 | -0.99394 | 0 | -0.99394
762 | 0 | 0 | 0 | 0 | 0 | -1.3189 | 0 | -1.3189
763 | 0 | 0 | 0 | 0 | 0 | -1.4646 | 0 | -1.4646
764 | 0 | 0 | 0 | 0 | 0 | -1.7647 | 0 | -1.7647
765 | 0 | 0 | 0 | 0 | 0 | -1.699 | 0 | -1.699
766 | 0 | 0 | 0 | 0 | 0 | -2.1714 | 0 | -2.1714
767 | 0 | 0 | 0 | 0 | 0 | -2.3611 | 0 | -2.3611
768 | 0 | 0 | 0 | 0 | 0 | -2.7458 | 0 | -2.7458
769 | 0 | 0 | 0 | 0 | 0 | -2.793 | 0 | -2.793
770 | 0 | 0 | 0 | 0 | 0 | -2.9422 | 0 | -2.9422
771 | 0 | 0 | 0 | 0 | 0 | -2.8139 | 0 | -2.8139
772 | 0 | 0 | 0 | 0 | 0 | -2.8693 | 0 | -2.8693
773 | 0 | 0 | 0 | 0 | 0 | -2.8584 | 0 | -2.8584
774 | 0 | 0 | 0 | 0 | 0 | -2.7335 | 0 | -2.7335
775 | 0 | 0 | 0 | 0 | 0 | -2.5676 | 0 | -2.5676
776 | 0 | 0 | 0 | 0 | 0 | -2.564 | 0 | -2.564
777 | 0 | 0 | 0 | 0 | 0 | -2.2665 | 0 | -2.2665
778 | 0 | 0 | 0 | 0 | 0 | -2.1526 | 0 | -2.1526
779 | 0 | 0 | 0 | 0 | 0 | -2.1102 | 0 | -2.1102
780 | 0 | 0 | 0 | 0 | 0 | -2.1791 | 0 | -2.1791
781 | 0 | 0 | 0 | 0 | 0 | -2.1352 | 0 | -2.1352
782 | 0 | 0 | 0 | 0 | 0 | -2.0152 | 0 | -2.0152
783 | 0 | 0 | 0 | 0 | 0 | -1.9365 | 0 | -1.9365
784 | 0 | 0 | 0 | 0 | 0 | -2.0278 | 0 | -2.0278
785 | 0 | 0 | 0 | 0 | 0 | -2.2331 | 0 | -2.2331
786 | 0 | 0 | 0 | 0 | 0 | -2.1562 | 0 | -2.1562
787 | 0 | 0 | 0 | 0 | 0 | -1.9549 | 0 | -1.9549
788 | 0 | 0 | 0 | 0 | 0 | -2.0262 | 0 | -2.0262
789 | 0 | 0 | 0 | 0 | 0 | -2.1258 | 0 | -2.1258
790 | 0 | 0 | 0 | 0 | 0 | -2.1483 | 0 | -2.1483
791 | 0 | 0 | 0 | 0 | 0 | -2.0075 | 0 | -2.0075
792 | 0 | 0 | 0 | 0 | 0 | -1.816 | 0 | -1.816
793 | 0 | 0 | 0 | 0 | 0 | -1.8232 | 0 | -1.8232
794 | 0 | 0 | 0 | 0 | 0 | -1.8686 | 0 | -1.8686
795 | 0 | 0 | 0 | 0 | 0 | -1.8313 | 0 | -1.8313
796 | 0 | 0 | 0 | 0 | 0 | -1.8373 | 0 | -1.8373
797 | 0 | 0 | 0 | 0 | 0 | -1.8071 | 0 | -1.8071
798 | 0 | 0 | 0 | 0 | 0 | -1.7403 | 0 | -1.7403
799 | 0 | 0 | 0 | 0 | 0 | -1.7098 | 0 | -1.7098
800 | 0 | 0 | 0 | 0 | 0 | -1.7475 | 0 | -1.7475
801 | 0 | 0 | 0 | 0 | 0 | -1.8018 | 0 | -1.8018
802 | 0 | 0 | 0 | 0 | 0 | -1.7822 | 0 | -1.7822
803 | 0 | 0 | 0 | 0 | 0 | -1.6854 | 0 | -1.6854
804 | 0 | 0 | 0 | 0 | 0 | -1.5557 | 0 | -1.5557
805 | 0 | 0 | 0 | 0 | 0 | -1.557 | 0 | -1.557
806 | 0 | 0 | 0 | 0 | 0 | -1.6481 | 0 | -1.6481
807 | 0 | 0 | 0 | 0 | 0 | -1.6158 | 0 | -1.6158
808 | 0 | 0 | 0 | 0 | 0 | -1.5214 | 0 | -1.5214
809 | 0 | 0 | 0 | 0 | 0 | -1.5197 | 0 | -1.5197
810 | 0 | 0 | 0 | 0 | 0 | -1.5987 | 0 | -1.5987
811 | 0 | 0 | 0 | 0 | 0 | -1.5299 | 0 | -1.5299
812 | 0 | 0 | 0 | 0 | 0 | -1.5155 | 0 | -1.5155
813 | 0 | 0 | 0 | 0 | 0 | -1.581 | 0 | -1.581
814 | 0 | 0 | 0 | 0 | 0 | -1.6462 | 0 | -1.6462
815 | 0 | 0 | 0 | 0 | 0 | -1.6077 | 0 | -1.6077
816 | 0 | 0 | 0 | 0 | 0 | -1.647 | 0 | -1.647
817 | 0 | 0 | 0 | 0 | 0 | -1.8023 | 0 | -1.8023
818 | 0 | 0 | 0 | 0 | 0 | -2.0634 | 0 | -2.0634
819 | 0 | 0 | 0 | 0 | 0 | -2.198 | 0 | -2.198
820 | 0 | 0 | 0 | 0 | 0 | -2.2246 | 0 | -2.2246
821 | 0 | 0 | 0 | 0 | 0 | -2.3899 | 0 | -2.3899
822 | 0 | 0 | 0 | 0 | 0 | -2.7887 | 0 | -2.7887
823 | 0 | 0 | 0 | 0 | 0 | -2.9495 | 0 | -2.9495
824 | 0 | 0 | 0 | 0 | 0 | -2.701 | 0 | -2.701
825 | 0 | 0 | 0 | 0 | 0 | -2.4828 | 0 | -2.4828
826 | 0 | 0 | 0 | 0 | 0 | -2.1105 | 0 | -2.1105
827 | 0 | 0 | 0 | 0 | 0 | -1.7834 | 0 | -1.7834
828 | 0 | 0 | 0 | 0 | 0 | -1.6202 | 0 | -1.6202
829 | 0 | 0 | 0 | 0 | 0 | -1.536 | 0 | -1.536
830 | 0 | 0 | 0 | 0 | 0 | -1.425 | 0 | -1.425
831 | 0 | 0 | 0 | 0 | 0 | -1.3815 | 0 | -1.3815
832 | 0 | 0 | 0 | 0 | 0 | -1.403 | 0 | -1.403
833 | 0 | 0 | 0 | 0 | 0 | -1.5441 | 0 | -1.5441
834 | 0 | 0 | 0 | 0 | 0 | -1.8459 | 0 | -1.8459
835 | 0 | 0 | 0 | 0 | 0 | -2.0009 | 0 | -2.0009
836 | 0 | 0 | 0 | 0 | 0 | -2.1397 | 0 | -2.1397
837 | 0 | 0 | 0 | 0 | 0 | -2.2147 | 0 | -2.2147
838 | 0 | 0 | 0 | 0 | 0 | -2.403 | 0 | -2.403
839 | 0 | 0 | 0 | 0 | 0 | -2.5475 | 0 | -2.5475
840 | 0 | 0 | 0 | 0 | 0 | -2.6714 | 0 | -2.6714
841 | 0 | 0 | 0 | 0 | 0 | -2.8846 | 0 | -2.8846
842 | 0 | 0 | 0 | 0 | 0 | -3.007 | 0 | -3.007
843 | 0 | 0 | 0 | 0 | 0 | -3.0883 | 0 | -3.0883
844 | 0 | 0 | 0 | 0 | 0 | -3.0573 | 0 | -3.0573
845 | 0 | 0 | 0 | 0 | 0 | -2.9686 | 0 | -2.9686
846 | 0 | 0 | 0 | 0 | 0 | -2.8186 | 0 | -2.8186
847 | 0 | 0 | 0 | 0 | 0 | -2.8194 | 0 | -2.8194
848 | 0 | 0 | 0 | 0 | 0 | -2.6138 | 0 | -2.6138
849 | 0 | 0 | 0 | 0 | 0 | -2.3173 | 0 | -2.3173
850 | 0 | 0 | 0 | 0 | 0 | -1.883 | 0 | -1.883
851 | 0 | 0 | 0 | 0 | 0 | -1.504 | 0 | -1.504
852 | 0 | 0 | 0 | 0 | 0 | -1.3336 | 0 | -1.3336
853 | 0 | 0 | 0 | 0 | 0 | -1.2045 | 0 | -1.2045
854 | 0 | 0 | 0 | 0 | 0 | -1.1076 | 0 | -1.1076
855 | 0 | 0 | 0 | 0 | 0 | -0.98748 | 0 | -0.98748
856 | 0 | 0 | 0 | 0 | 0 | -1.013 | 0 | -1.013
857 | 0 | 0 | 0 | 0 | 0 | -1.128 | 0 | -1.128
858 | 0 | 0 | 0 | 0 | 0 | -1.4631 | 0 | -1.4631
859 | 0 | 0 | 0 | 0 | 0 | -1.6651 | 0 | -1.6651
860 | 0 | 0 | 0 | 0 | 0 | -1.906 | 0 | -1.906
861 | 0 | 0 | 0 | 0 | 0 | -1.8797 | 0 | -1.8797
862 | 0 | 0 | 0 | 0 | 0 | -1.9078 | 0 | -1.9078
863 | 0 | 0 | 0 | 0 | 0 | -1.9871 | 0 | -1.9871
864 | 0 | 0 | 0 | 0 | 0 | -2.1502 | 0 | -2.1502
865 | 0 | 0 | 0 | 0 | 0 | -2.439 | 0 | -2.439
866 | 0 | 0 | 0 | 0 | 0 | -2.5728 | 0 | -2.5728
867 | 0 | 0 | 0 | 0 | 0 | -2.5126 | 0 | -2.5126
868 | 0 | 0 | 0 | 0 | 0 | -2.4489 | 0 | -2.4489
869 | 0 | 0 | 0 | 0 | 0 | -2.4362 | 0 | -2.4362
870 | 0 | 0 | 0 | 0 | 0 | -2.3369 | 0 | -2.3369
871 | 0 | 0 | 0 | 0 | 0 | -2.178 | 0 | -2.178
872 | 0 | 0 | 0 | 0 | 0 | -2.1007 | 0 | -2.1007
873 | 0 | 0 | 0 | 0 | 0 | -2.0236 | 0 | -2.0236
874 | 0 | 0 | 0 | 0 | 0 | -1.8239 | 0 | -1.8239
875 | 0 | 0 | 0 | 0 | 0 | -1.6484 | 0 | -1.6484
876 | 0 | 0 | 0 | 0 | 0 | -1.4589 | 0 | -1.4589
877 | 0 | 0 | 0 | 0 | 0 | -1.3545 | 0 | -1.3545
878 | 0 | 0 | 0 | 0 | 0 | -1.3181 | 0 | -1.3181
879 | 0 | 0 | 0 | 0 | 0 | -1.3582 | 0 | -1.3582
880 | 0 | 0 | 0 | 0 | 0 | -1.392 | 0 | -1.392
881 | 0 | 0 | 0 | 0 | 0 | -1.4505 | 0 | -1.4505
882 | 0 | 0 | 0 | 0 | 0 | -1.5221 | 0 | -1.5221
883 | 0 | 0 | 0 | 0 | 0 | -1.3971 | 0 | -1.3971
884 | 0 | 0 | 0 | 0 | 0 | -1.3664 | 0 | -1.3664
885 | 0 | 0 | 0 | 0 | 0 | -1.3924 | 0 | -1.3924
886 | 0 | 0 | 0 | 0 | 0 | -1.4717 | 0 | -1.4717
887 | 0 | 0 | 0 | 0 | 0 | -1.5951 | 0 | -1.5951
888 | 0 | 0 | 0 | 0 | 0 | -1.6917 | 0 | -1.6917
889 | 0 | 0 | 0 | 0 | 0 | -1.827 | 0 | -1.827
890 | 0 | 0 | 0 | 0 | 0 | -1.8887 | 0 | -1.8887
891 | 0 | 0 | 0 | 0 | 0 | -1.8897 | 0 | -1.8897
892 | 0 | 0 | 0 | 0 | 0 | -2.0065 | 0 | -2.0065
893 | 0 | 0 | 0 | 0 | 0 | -2.266 | 0 | -2.266
894 | 0 | 0 | 0 | 0 | 0 | -2.5712 | 0 | -2.5712
895 | 0 | 0 | 0 | 0 | 0 | -2.7774 | 0 | -2.7774
896 | 0 | 0 | 0 | 0 | 0 | -2.7513 | 0 | -2.7513
897 | 0 | 0 | 0 | 0 | 0 | -2.8153 | 0 | -2.8153
898 | 0 | 0 | 0 | 0 | 0 | -2.7149 | 0 | -2.7149
899 | 0 | 0 | 0 | 0 | 0 | -2.4757 | 0 | -2.4757
900 | 0 | 0 | 0 | 0 | 0 | -2.3639 | 0 | -2.3639
901 | 0 | 0 | 0 | 0 | 0 | -2.4641 | 0 | -2.4641
902 | 0 | 0 | 0 | 0 | 0 | -2.4224 | 0 | -2.4224
903 | 0 | 0 | 0 | 0 | 0 | -2.5325 | 0 | -2.5325
904 | 0 | 0 | 0 | 0 | 0 | -2.1049 | 0 | -2.1049
905 | 0 | 0 | 0 | 0 | 0 | -2.2651 | 0 | -2.2651
906 | 0 | 0 | 0 | 0 | 0 | -2.9481 | 0 | -2.9481
907 | 0 | 0 | 0 | 0 | 0 | -3.1611 | 0 | -3.1611
908 | 0 | 0 | 0 | 0 | 0 | -3.1035 | 0 | -3.1035
909 | 0 | 0 | 0 | 0 | 0 | -3.194 | 0 | -3.194
910 | 0 | 0 | 0 | 0 | 0 | -3.1346 | 0 | -3.1346
911 | 0 | 0 | 0 | 0 | 0 | -3.3148 | 0 | -3.3148
912 | 0 | 0 | 0 | 0 | 0 | -3.6204 | 0 | -3.6204
913 | 0 | 0 | 0 | 0 | 0 | -3.9002 | 0 | -3.9002
914 | 0 | 0 | 0 | 0 | 0 | -4.2492 | 0 | -4.2492
915 | 0 | 0 | 0 | 0 | 0 | -4.419 | 0 | -4.419
916 | 0 | 0 | 0 | 0 | 0 | -4.3844 | 0 | -4.3844
917 | 0 | 0 | 0 | 0 | 0 | -4.3698 | 0 | -4.3698
918 | 0 | 0 | 0 | 0 | 0 | -4.0579 | 0 | -4.0579
919 | 0 | 0 | 0 | 0 | 0 | -4.2521 | 0 | -4.2521
920 | 0 | 0 | 0 | 0 | 0 | -4.0427 | 0 | -4.0427
921 | 0 | 0 | 0 | 0 | 0 | -3.3067 | 0 | -3.3067
922 | 0 | 0 | 0 | 0 | 0 | -2.439 | 0 | -2.439
923 | 0 | 0 | 0 | 0 | 0 | -1.9986 | 0 | -1.9986
924 | 0 | 0 | 0 | 0 | 0 | -1.6709 | 0 | -1.6709
925 | 0 | 0 | 0 | 0 | 0 | -1.5379 | 0 | -1.5379
926 | 0 | 0 | 0 | 0 | 0 | -1.6881 | 0 | -1.6881
927 | 0 | 0 | 0 | 0 | 0 | -1.7765 | 0 | -1.7765
928 | 0 | 0 | 0 | 0 | 0 | -1.516 | 0 | -1.516
929 | 0 | 0 | 0 | 0 | 0 | -1.5812 | 0 | -1.5812
930 | 0 | 0 | 0 | 0 | 0 | -1.9381 | 0 | -1.9381
931 | 0 | 0 | 0 | 0 | 0 | -1.8753 | 0 | -1.8753
932 | 0 | 0 | 0 | 0 | 0 | -1.9384 | 0 | -1.9384
933 | 0 | 0 | 0 | 0 | 0 | -2.3054 | 0 | -2.3054
934 | 0 | 0 | 0 | 0 | 0 | -2.3072 | 0 | -2.3072
935 | 0 | 0 | 0 | 0 | 0 | -2.3936 | 0 | -2.3936
936 | 0 | 0 | 0 | 0 | 0 | -2.6427 | 0 | -2.6427
937 | 0 | 0 | 0 | 0 | 0 | -2.8316 | 0 | -2.8316
938 | 0 | 0 | 0 | 0 | 0 | -2.9144 | 0 | -2.9144
939 | 0 | 0 | 0 | 0 | 0 | -3.0452 | 0 | -3.0452
940 | 0 | 0 | 0 | 0 | 0 | -3.1803 | 0 | -3.1803
941 | 0 | 0 | 0 | 0 | 0 | -3.1333 | 0 | -3.1333
942 | 0 | 0 | 0 | 0 | 0 | -3.1186 | 0 | -3.1186
943 | 0 | 0 | 0 | 0 | 0 | -2.873 | 0 | -2.873
944 | 0 | 0 | 0 | 0 | 0 | -2.6958 | 0 | -2.6958
945 | 0 | 0 | 0 | 0 | 0 | -2.4484 | 0 | -2.4484
946 | 0 | 0 | 0 | 0 | 0 | -2.2562 | 0 | -2.2562
947 | 0 | 0 | 0 | 0 | 0 | -1.9823 | 0 | -1.9823
948 | 0 | 0 | 0 | 0 | 0 | -1.8767 | 0 | -1.8767
949 | 0 | 0 | 0 | 0 | 0 | -1.9414 | 0 | -1.9414
950 | 0 | 0 | 0 | 0 | 0 | -1.8503 | 0 | -1.8503
951 | 0 | 0 | 0 | 0 | 0 | -1.7016 | 0 | -1.7016
952 | 0 | 0 | 0 | 0 | 0 | -1.8655 | 0 | -1.8655
953 | 0 | 0 | 0 | 0 | 0 | -2.0249 | 0 | -2.0249
954 | 0 | 0 | 0 | 0 | 0 | -2.2256 | 0 | -2.2256
955 | 0 | 0 | 0 | 0 | 0 | -2.2088 | 0 | -2.2088
956 | 0 | 0 | 0 | 0 | 0 | -2.1194 | 0 | -2.1194
957 | 0 | 0 | 0 | 0 | 0 | -2.0976 | 0 | -2.0976
958 | 0 | 0 | 0 | 0 | 0 | -1.8866 | 0 | -1.8866
959 | 0 | 0 | 0 | 0 | 0 | -1.716 | 0 | -1.716
960 | 0 | 0 | 0 | 0 | 0 | -1.7965 | 0 | -1.7965
961 | 0 | 0 | 0 | 0 | 0 | -1.9715 | 0 | -1.9715
962 | 0 | 0 | 0 | 0 | 0 | -2.0667 | 0 | -2.0667
963 | 0 | 0 | 0 | 0 | 0 | -2.1667 | 0 | -2.1667
964 | 0 | 0 | 0 | 0 | 0 | -2.4115 | 0 | -2.4115
965 | 0 | 0 | 0 | 0 | 0 | -2.5687 | 0 | -2.5687
966 | 0 | 0 | 0 | 0 | 0 | -2.4774 | 0 | -2.4774
967 | 0 | 0 | 0 | 0 | 0 | -2.4164 | 0 | -2.4164
968 | 0 | 0 | 0 | 0 | 0 | -2.4986 | 0 | -2.4986
969 | 0 | 0 | 0 | 0 | 0 | -2.5287 | 0 | -2.5287
970 | 0 | 0 | 0 | 0 | 0 | -2.3922 | 0 | -2.3922
971 | 0 | 0 | 0 | 0 | 0 | -2.2001 | 0 | -2.2001
972 | 0 | 0 | 0 | 0 | 0 | -2.0626 | 0 | -2.0626
973 | 0 | 0 | 0 | 0 | 0 | -1.9994 | 0 | -1.9994
974 | 0 | 0 | 0 | 0 | 0 | -1.8942 | 0 | -1.8942
975 | 0 | 0 | 0 | 0 | 0 | -1.7251 | 0 | -1.7251
976 | 0 | 0 | 0 | 0 | 0 | -1.6574 | 0 | -1.6574
977 | 0 | 0 | 0 | 0 | 0 | -1.6504 | 0 | -1.6504
978 | 0 | 0 | 0 | 0 | 0 | -1.8398 | 0 | -1.8398
979 | 0 | 0 | 0 | 0 | 0 | -1.9352 | 0 | -1.9352
980 | 0 | 0 | 0 | 0 | 0 | -1.7831 | 0 | -1.7831
981 | 0 | 0 | 0 | 0 | 0 | -1.8221 | 0 | -1.8221
982 | 0 | 0 | 0 | 0 | 0 | -1.8693 | 0 | -1.8693
983 | 0 | 0 | 0 | 0 | 0 | -1.9951 | 0 | -1.9951
984 | 0 | 0 | 0 | 0 | 0 | -2.1145 | 0 | -2.1145
985 | 0 | 0 | 0 | 0 | 0 | -2.2305 | 0 | -2.2305
986 | 0 | 0 | 0 | 0 | 0 | -2.3006 | 0 | -2.3006
987 | 0 | 0 | 0 | 0 | 0 | -2.4025 | 0 | -2.4025
988 | 0 | 0 | 0 | 0 | 0 | -2.4668 | 0 | -2.4668
989 | 0 | 0 | 0 | 0 | 0 | -2.4768 | 0 | -2.4768
990 | 0 | 0 | 0 | 0 | 0 | -2.5013 | 0 | -2.5013
991 | 0 | 0 | 0 | 0 | 0 | -2.4778 | 0 | -2.4778
992 | 0 | 0 | 0 | 0 | 0 | -2.4854 | 0 | -2.4854
993 | 0 | 0 | 0 | 0 | 0 | -2.4422 | 0 | -2.4422
994 | 0 | 0 | 0 | 0 | 0 | -2.3887 | 0 | -2.3887
995 | 0 | 0 | 0 | 0 | 0 | -2.145 | 0 | -2.145
996 | 0 | 0 | 0 | 0 | 0 | -1.8825 | 0 | -1.8825
997 | 0 | 0 | 0 | 0 | 0 | -1.7539 | 0 | -1.7539
998 | 0 | 0 | 0 | 0 | 0 | -1.6896 | 0 | -1.6896
999 | 0 | 0 | 0 | 0 | 0 | -1.6452 | 0 | -1.6452
1000 | 0 | 0 | 0 | 0 | 0 | -1.6898 | 0 | -1.6898
1001 | 0 | 0 | 0 | 0 | 0 | -1.7664 | 0 | -1.7664
1002 | 0 | 0 | 0 | 0 | 0 | -1.7802 | 0 | -1.7802
1003 | 0 | 0 | 0 | 0 | 0 | -1.7644 | 0 | -1.7644
1004 | 0 | 0 | 0 | 0 | 0 | -1.7798 | 0 | -1.7798
1005 | 0 | 0 | 0 | 0 | 0 | -1.766 | 0 | -1.766
1006 | 0 | 0 | 0 | 0 | 0 | -1.7744 | 0 | -1.7744
1007 | 0 | 0 | 0 | 0 | 0 | -1.8889 | 0 | -1.8889
1008 | 0 | 0 | 0 | 0 | 0 | -1.9876 | 0 | -1.9876
1009 | 0 | 0 | 0 | 0 | 0 | -2.0441 | 0 | -2.0441
1010 | 0 | 0 | 0 | 0 | 0 | -2.0452 | 0 | -2.0452
1011 | 0 | 0 | 0 | 0 | 0 | -2.117 | 0 | -2.117
1012 | 0 | 0 | 0 | 0 | 0 | -2.2524 | 0 | -2.2524
1013 | 0 | 0 | 0 | 0 | 0 | -2.1457 | 0 | -2.1457
1014 | 0 | 0 | 0 | 0 | 0 | -2.0482 | 0 | -2.0482
1015 | 0 | 0 | 0 | 0 | 0 | -1.9622 | 0 | -1.9622
1016 | 0 | 0 | 0 | 0 | 0 | -1.9744 | 0 | -1.9744
1017 | 0 | 0 | 0 | 0 | 0 | -2.0087 | 0 | -2.0087
1018 | 0 | 0 | 0 | 0 | 0 | -1.8917 | 0 | -1.8917
1019 | 0 | 0 | 0 | 0 | 0 | -1.6192 | 0 | -1.6192
1020 | 0 | 0 | 0 | 0 | 0 | -1.3508 | 0 | -1.3508
1021 | 0 | 0 | 0 | 0 | 0 | -1.3554 | 0 | -1.3554
1022 | 0 | 0 | 0 | 0 | 0 | -1.3238 | 0 | -1.3238
1023 | 0 | 0 | 0 | 0 | 0 | -1.3223 | 0 | -1.3223
1024 | 0 | 0 | 0 | 0 | 0 | -1.1267 | 0 | -1.1267
1025 | 0 | 0 | 0 | 0 | 0 | -0.99904 | 0 | -0.99904
1026 | 0 | 0 | 0 | 0 | 0 | -1.1879 | 0 | -1.1879
1027 | 0 | 0 | 0 | 0 | 0 | -1.2836 | 0 | -1.2836
1028 | 0 | 0 | 0 | 0 | 0 | -1.2961 | 0 | -1.2961
1029 | 0 | 0 | 0 | 0 | 0 | -1.3926 | 0 | -1.3926
1030 | 0 | 0 | 0 | 0 | 0 | -1.6445 | 0 | -1.6445
1031 | 0 | 0 | 0 | 0 | 0 | -1.996 | 0 | -1.996
1032 | 0 | 0 | 0 | 0 | 0 | -2.287 | 0 | -2.287
1033 | 0 | 0 | 0 | 0 | 0 | -2.3954 | 0 | -2.3954
1034 | 0 | 0 | 0 | 0 | 0 | -2.4041 | 0 | -2.4041
1035 | 0 | 0 | 0 | 0 | 0 | -2.6315 | 0 | -2.6315
1036 | 0 | 0 | 0 | 0 | 0 | -2.6825 | 0 | -2.6825
1037 | 0 | 0 | 0 | 0 | 0 | -2.7794 | 0 | -2.7794
1038 | 0 | 0 | 0 | 0 | 0 | -2.8253 | 0 | -2.8253
1039 | 0 | 0 | 0 | 0 | 0 | -2.7903 | 0 | -2.7903
1040 | 0 | 0 | 0 | 0 | 0 | -2.8907 | 0 | -2.8907
1041 | 0 | 0 | 0 | 0 | 0 | -2.7137 | 0 | -2.7137
1042 | 0 | 0 | 0 | 0 | 0 | -2.3553 | 0 | -2.3553
1043 | 0 | 0 | 0 | 0 | 0 | -2.3897 | 0 | -2.3897
1044 | 0 | 0 | 0 | 0 | 0 | -2.1273 | 0 | -2.1273
1045 | 0 | 0 | 0 | 0 | 0 | -1.9102 | 0 | -1.9102
1046 | 0 | 0 | 0 | 0 | 0 | -1.7838 | 0 | -1.7838
1047 | 0 | 0 | 0 | 0 | 0 | -1.7858 | 0 | -1.7858
1048 | 0 | 0 | 0 | 0 | 0 | -1.8311 | 0 | -1.8311
1049 | 0 | 0 | 0 | 0 | 0 | -1.8664 | 0 | -1.8664
1050 | 0 | 0 | 0 | 0 | 0 | -2.3354 | 0 | -2.3354
1051 | 0 | 0 | 0 | 0 | 0 | -2.5806 | 0 | -2.5806
1052 | 0 | 0 | 0 | 0 | 0 | -2.7388 | 0 | -2.7388
1053 | 0 | 0 | 0 | 0 | 0 | -2.9729 | 0 | -2.9729
1054 | 0 | 0 | 0 | 0 | 0 | -2.7889 | 0 | -2.7889
1055 | 0 | 0 | 0 | 0 | 0 | -2.8144 | 0 | -2.8144
1056 | 0 | 0 | 0 | 0 | 0 | -2.9359 | 0 | -2.9359
1057 | 0 | 0 | 0 | 0 | 0 | -2.9881 | 0 | -2.9881
1058 | 0 | 0 | 0 | 0 | 0 | -3.1874 | 0 | -3.1874
1059 | 0 | 0 | 0 | 0 | 0 | -3.1808 | 0 | -3.1808
1060 | 0 | 0 | 0 | 0 | 0 | -3.1431 | 0 | -3.1431
1061 | 0 | 0 | 0 | 0 | 0 | -3.1572 | 0 | -3.1572
1062 | 0 | 0 | 0 | 0 | 0 | -3.0678 | 0 | -3.0678
1063 | 0 | 0 | 0 | 0 | 0 | -3.1147 | 0 | -3.1147
1064 | 0 | 0 | 0 | 0 | 0 | -2.8971 | 0 | -2.8971
1065 | 0 | 0 | 0 | 0 | 0 | -2.4145 | 0 | -2.4145
1066 | 0 | 0 | 0 | 0 | 0 | -1.8361 | 0 | -1.8361
1067 | 0 | 0 | 0 | 0 | 0 | -1.6974 | 0 | -1.6974
1068 | 0 | 0 | 0 | 0 | 0 | -1.3957 | 0 | -1.3957
1069 | 0 | 0 | 0 | 0 | 0 | -1.2543 | 0 | -1.2543
1070 | 0 | 0 | 0 | 0 | 0 | -1.4421 | 0 | -1.4421
1071 | 0 | 0 | 0 | 0 | 0 | -2.0192 | 0 | -2.0192
1072 | 0 | 0 | 0 | 0 | 0 | -2.2647 | 0 | -2.2647
1073 | 0 | 0 | 0 | 0 | 0 | -2.566 | 0 | -2.566
1074 | 0 | 0 | 0 | 0 | 0 | -2.6745 | 0 | -2.6745
1075 | 0 | 0 | 0 | 0 | 0 | -2.5604 | 0 | -2.5604
1076 | 0 | 0 | 0 | 0 | 0 | -3.0185 | 0 | -3.0185
1077 | 0 | 0 | 0 | 0 | 0 | -3.4159 | 0 | -3.4159
1078 | 0 | 0 | 0 | 0 | 0 | -3.2395 | 0 | -3.2395
1079 | 0 | 0 | 0 | 0 | 0 | -3.1499 | 0 | -3.1499
1080 | 0 | 0 | 0 | 0 | 0 | -3.5662 | 0 | -3.5662
1081 | 0 | 0 | 0 | 0 | 0 | -3.8209 | 0 | -3.8209
1082 | 0 | 0 | 0 | 0 | 0 | -4.05 | 0 | -4.05
1083 | 0 | 0 | 0 | 0 | 0 | -4.376 | 0 | -4.376
1084 | 0 | 0 | 0 | 0 | 0 | -4.9298 | 0 | -4.9298
1085 | 0 | 0 | 0 | 0 | 0 | -5.6398 | 0 | -5.6398
1086 | 0 | 0 | 0 | 0 | 0 | -6.9188 | 0 | -6.9188
1087 | 0 | 0 | 0 | 0 | 0 | -8.5254 | 0 | -8.5254
1088 | 0 | 0 | 0 | 0 | 0 | -8.8605 | 0 | -8.8605
1089 | 0 | 0 | 0 | 0 | 0 | -6.0045 | 0 | -6.0045
1090 | 0 | 0 | 0 | 0 | 0 | -3.5951 | 0 | -3.5951
1091 | 0 | 0 | 0 | 0 | 0 | -2.6829 | 0 | -2.6829
1092 | 0 | 0 | 0 | 0 | 0 | -2.242 | 0 | -2.242
1093 | 0 | 0 | 0 | 0 | 0 | -2.2331 | 0 | -2.2331
1094 | 0 | 0 | 0 | 0 | 0 | -2.262 | 0 | -2.262
1095 | 0 | 0 | 0 | 0 | 0 | -1.7506 | 0 | -1.7506
1096 | 0 | 0 | 0 | 0 | 0 | -1.6165 | 0 | -1.6165
1097 | 0 | 0 | 0 | 0 | 0 | -1.5479 | 0 | -1.5479
1098 | 0 | 0 | 0 | 0 | 0 | -1.9346 | 0 | -1.9346
1099 | 0 | 0 | 0 | 0 | 0 | -2.3165 | 0 | -2.3165
1100 | 0 | 0 | 0 | 0 | 0 | -2.5599 | 0 | -2.5599
1101 | 0 | 0 | 0 | 0 | 0 | -2.8185 | 0 | -2.8185
1102 | 0 | 0 | 0 | 0 | 0 | -2.9337 | 0 | -2.9337
1103 | 0 | 0 | 0 | 0 | 0 | -3.3374 | 0 | -3.3374
1104 | 0 | 0 | 0 | 0 | 0 | -3.6498 | 0 | -3.6498
1105 | 0 | 0 | 0 | 0 | 0 | -4.2486 | 0 | -4.2486
1106 | 0 | 0 | 0 | 0 | 0 | -4.0344 | 0 | -4.0344
1107 | 0 | 0 | 0 | 0 | 0 | -3.8696 | 0 | -3.8696
1108 | 0 | 0 | 0 | 0 | 0 | -3.7928 | 0 | -3.7928
1109 | 0 | 0 | 0 | 0 | 0 | -3.7872 | 0 | -3.7872
1110 | 0 | 0 | 0 | 0 | 0 | -3.7218 | 0 | -3.7218
1111 | 0 | 0 | 0 | 0 | 0 | -3.5419 | 0 | -3.5419
1112 | 0 | 0 | 0 | 0 | 0 | -3.437 | 0 | -3.437
1113 | 0 | 0 | 0 | 0 | 0 | -3.2757 | 0 | -3.2757
1114 | 0 | 0 | 0 | 0 | 0 | -2.9841 | 0 | -2.9841
1115 | 0 | 0 | 0 | 0 | 0 | -2.5429 | 0 | -2.5429
1116 | 0 | 0 | 0 | 0 | 0 | -2.3147 | 0 | -2.3147
1117 | 0 | 0 | 0 | 0 | 0 | -2.1574 | 0 | -2.1574
1118 | 0 | 0 | 0 | 0 | 0 | -1.9684 | 0 | -1.9684
1119 | 0 | 0 | 0 | 0 | 0 | -1.8324 | 0 | -1.8324
1120 | 0 | 0 | 0 | 0 | 0 | -1.5091 | 0 | -1.5091
1121 | 0 | 0 | 0 | 0 | 0 | -1.7496 | 0 | -1.7496
1122 | 0 | 0 | 0 | 0 | 0 | -1.9184 | 0 | -1.9184
1123 | 0 | 0 | 0 | 0 | 0 | -1.8603 | 0 | -1.8603
1124 | 0 | 0 | 0 | 0 | 0 | -1.8782 | 0 | -1.8782
1125 | 0 | 0 | 0 | 0 | 0 | -1.9537 | 0 | -1.9537
1126 | 0 | 0 | 0 | 0 | 0 | -2.022 | 0 | -2.022
1127 | 0 | 0 | 0 | 0 | 0 | -2.1619 | 0 | -2.1619
1128 | 0 | 0 | 0 | 0 | 0 | -2.4372 | 0 | -2.4372
1129 | 0 | 0 | 0 | 0 | 0 | -2.6138 | 0 | -2.6138
1130 | 0 | 0 | 0 | 0 | 0 | -2.6291 | 0 | -2.6291
1131 | 0 | 0 | 0 | 0 | 0 | -2.6339 | 0 | -2.6339
1132 | 0 | 0 | 0 | 0 | 0 | -2.5942 | 0 | -2.5942
1133 | 0 | 0 | 0 | 0 | 0 | -2.5522 | 0 | -2.5522
1134 | 0 | 0 | 0 | 0 | 0 | -2.4693 | 0 | -2.4693
1135 | 0 | 0 | 0 | 0 | 0 | -2.4392 | 0 | -2.4392
1136 | 0 | 0 | 0 | 0 | 0 | -2.3656 | 0 | -2.3656
1137 | 0 | 0 | 0 | 0 | 0 | -2.2258 | 0 | -2.2258
1138 | 0 | 0 | 0 | 0 | 0 | -2.0199 | 0 | -2.0199
1139 | 0 | 0 | 0 | 0 | 0 | -1.7995 | 0 | -1.7995
1140 | 0 | 0 | 0 | 0 | 0 | -1.7478 | 0 | -1.7478
1141 | 0 | 0 | 0 | 0 | 0 | -1.6079 | 0 | -1.6079
1142 | 0 | 0 | 0 | 0 | 0 | -1.4286 | 0 | -1.4286
1143 | 0 | 0 | 0 | 0 | 0 | -1.3866 | 0 | -1.3866
1144 | 0 | 0 | 0 | 0 | 0 | -1.308 | 0 | -1.308
1145 | 0 | 0 | 0 | 0 | 0 | -1.3855 | 0 | -1.3855
1146 | 0 | 0 | 0 | 0 | 0 | -1.4601 | 0 | -1.4601
1147 | 0 | 0 | 0 | 0 | 0 | -1.5045 | 0 | -1.5045
1148 | 0 | 0 | 0 | 0 | 0 | -1.5511 | 0 | -1.5511
1149 | 0 | 0 | 0 | 0 | 0 | -1.6499 | 0 | -1.6499
1150 | 0 | 0 | 0 | 0 | 0 | -1.79 | 0 | -1.79
1151 | 0 | 0 | 0 | 0 | 0 | -1.9845 | 0 | -1.9845
1152 | 0 | 0 | 0 | 0 | 0 | -2.1476 | 0 | -2.1476
1153 | 0 | 0 | 0 | 0 | 0 | -2.3653 | 0 | -2.3653
1154 | 0 | 0 | 0 | 0 | 0 | -2.4316 | 0 | -2.4316
1155 | 0 | 0 | 0 | 0 | 0 | -2.4976 | 0 | -2.4976
1156 | 0 | 0 | 0 | 0 | 0 | -2.5519 | 0 | -2.5519
1157 | 0 | 0 | 0 | 0 | 0 | -2.538 | 0 | -2.538
1158 | 0 | 0 | 0 | 0 | 0 | -2.3404 | 0 | -2.3404
1159 | 0 | 0 | 0 | 0 | 0 | -2.177 | 0 | -2.177
1160 | 0 | 0 | 0 | 0 | 0 | -2.0809 | 0 | -2.0809
1161 | 0 | 0 | 0 | 0 | 0 | -2.1231 | 0 | -2.1231
1162 | 0 | 0 | 0 | 0 | 0 | -2.0728 | 0 | -2.0728
1163 | 0 | 0 | 0 | 0 | 0 | -1.8571 | 0 | -1.8571
1164 | 0 | 0 | 0 | 0 | 0 | -1.7187 | 0 | -1.7187
1165 | 0 | 0 | 0 | 0 | 0 | -1.7737 | 0 | -1.7737
1166 | 0 | 0 | 0 | 0 | 0 | -1.7972 | 0 | -1.7972
1167 | 0 | 0 | 0 | 0 | 0 | -1.5584 | 0 | -1.5584
1168 | 0 | 0 | 0 | 0 | 0 | -1.3506 | 0 | -1.3506
1169 | 0 | 0 | 0 | 0 | 0 | -1.4623 | 0 | -1.4623
1170 | 0 | 0 | 0 | 0 | 0 | -1.804 | 0 | -1.804
1171 | 0 | 0 | 0 | 0 | 0 | -1.8049 | 0 | -1.8049
1172 | 0 | 0 | 0 | 0 | 0 | -1.8866 | 0 | -1.8866
1173 | 0 | 0 | 0 | 0 | 0 | -1.9636 | 0 | -1.9636
1174 | 0 | 0 | 0 | 0 | 0 | -1.9645 | 0 | -1.9645
1175 | 0 | 0 | 0 | 0 | 0 | -1.9138 | 0 | -1.9138
1176 | 0 | 0 | 0 | 0 | 0 | -1.824 | 0 | -1.824
1177 | 0 | 0 | 0 | 0 | 0 | -1.8896 | 0 | -1.8896
1178 | 0 | 0 | 0 | 0 | 0 | -1.9656 | 0 | -1.9656
1179 | 0 | 0 | 0 | 0 | 0 | -2.0151 | 0 | -2.0151
1180 | 0 | 0 | 0 | 0 | 0 | -2.0667 | 0 | -2.0667
1181 | 0 | 0 | 0 | 0 | 0 | -2.048 | 0 | -2.048
1182 | 0 | 0 | 0 | 0 | 0 | -1.9305 | 0 | -1.9305
1183 | 0 | 0 | 0 | 0 | 0 | -1.8398 | 0 | -1.8398
1184 | 0 | 0 | 0 | 0 | 0 | -1.8312 | 0 | -1.8312
1185 | 0 | 0 | 0 | 0 | 0 | -1.7672 | 0 | -1.7672
1186 | 0 | 0 | 0 | 0 | 0 | -1.4137 | 0 | -1.4137
1187 | 0 | 0 | 0 | 0 | 0 | -1.0991 | 0 | -1.0991
1188 | 0 | 0 | 0 | 0 | 0 | -0.91455 | 0 | -0.91455
1189 | 0 | 0 | 0 | 0 | 0 | -0.93327 | 0 | -0.93327
1190 | 0 | 0 | 0 | 0 | 0 | -1.0525 | 0 | -1.0525
1191 | 0 | 0 | 0 | 0 | 0 | -1.0796 | 0 | -1.0796
1192 | 0 | 0 | 0 | 0 | 0 | -1.0465 | 0 | -1.0465
1193 | 0 | 0 | 0 | 0 | 0 | -1.0559 | 0 | -1.0559
1194 | 0 | 0 | 0 | 0 | 0 | -1.0834 | 0 | -1.0834
1195 | 0 | 0 | 0 | 0 | 0 | -1.1478 | 0 | -1.1478
1196 | 0 | 0 | 0 | 0 | 0 | -1.1913 | 0 | -1.1913
1197 | 0 | 0 | 0 | 0 | 0 | -1.2242 | 0 | -1.2242
1198 | 0 | 0 | 0 | 0 | 0 | -1.3009 | 0 | -1.3009
1199 | 0 | 0 | 0 | 0 | 0 | -1.3727 | 0 | -1.3727
1200 | 0 | 0 | 0 | 0 | 0 | -1.5037 | 0 | -1.5037
1201 | 0 | 0 | 0 | 0 | 0 | -1.6363 | 0 | -1.6363
1202 | 0 | 0 | 0 | 0 | 0 | -1.7316 | 0 | -1.7316
1203 | 0 | 0 | 0 | 0 | 0 | -1.8132 | 0 | -1.8132
1204 | 0 | 0 | 0 | 0 | 0 | -1.8389 | 0 | -1.8389
1205 | 0 | 0 | 0 | 0 | 0 | -1.8766 | 0 | -1.8766
1206 | 0 | 0 | 0 | 0 | 0 | -1.8667 | 0 | -1.8667
1207 | 0 | 0 | 0 | 0 | 0 | -1.9179 | 0 | -1.9179
1208 | 0 | 0 | 0 | 0 | 0 | -1.8708 | 0 | -1.8708
1209 | 0 | 0 | 0 | 0 | 0 | -1.9686 | 0 | -1.9686
1210 | 0 | 0 | 0 | 0 | 0 | -2.0737 | 0 | -2.0737
1211 | 0 | 0 | 0 | 0 | 0 | -2.2509 | 0 | -2.2509
1212 | 0 | 0 | 0 | 0 | 0 | -2.2645 | 0 | -2.2645
1213 | 0 | 0 | 0 | 0 | 0 | -2.0858 | 0 | -2.0858
1214 | 0 | 0 | 0 | 0 | 0 | -1.8654 | 0 | -1.8654
1215 | 0 | 0 | 0 | 0 | 0 | -2.0435 | 0 | -2.0435
1216 | 0 | 0 | 0 | 0 | 0 | -2.0969 | 0 | -2.0969
1217 | 0 | 0 | 0 | 0 | 0 | -2.0917 | 0 | -2.0917
1218 | 0 | 0 | 0 | 0 | 0 | -2.1159 | 0 | -2.1159
1219 | 0 | 0 | 0 | 0 | 0 | -1.9492 | 0 | -1.9492
1220 | 0 | 0 | 0 | 0 | 0 | -1.8335 | 0 | -1.8335
1221 | 0 | 0 | 0 | 0 | 0 | -1.7748 | 0 | -1.7748
1222 | 0 | 0 | 0 | 0 | 0 | -1.7631 | 0 | -1.7631
1223 | 0 | 0 | 0 | 0 | 0 | -1.8468 | 0 | -1.8468
1224 | 0 | 0 | 0 | 0 | 0 | -1.9177 | 0 | -1.9177
1225 | 0 | 0 | 0 | 0 | 0 | -1.7516 | 0 | -1.7516
1226 | 0 | 0 | 0 | 0 | 0 | -1.679 | 0 | -1.679
1227 | 0 | 0 | 0 | 0 | 0 | -2.1358 | 0 | -2.1358
1228 | 0 | 0 | 0 | 0 | 0 | -2.4233 | 0 | -2.4233
1229 | 0 | 0 | 0 | 0 | 0 | -2.3703 | 0 | -2.3703
1230 | 0 | 0 | 0 | 0 | 0 | -2.2754 | 0 | -2.2754
1231 | 0 | 0 | 0 | 0 | 0 | -2.2569 | 0 | -2.2569
1232 | 0 | 0 | 0 | 0 | 0 | -2.2407 | 0 | -2.2407
1233 | 0 | 0 | 0 | 0 | 0 | -2.2508 | 0 | -2.2508
1234 | 0 | 0 | 0 | 0 | 0 | -2.264 | 0 | -2.264
1235 | 0 | 0 | 0 | 0 | 0 | -2.1142 | 0 | -2.1142
1236 | 0 | 0 | 0 | 0 | 0 | -1.868 | 0 | -1.868
1237 | 0 | 0 | 0 | 0 | 0 | -1.8184 | 0 | -1.8184
1238 | 0 | 0 | 0 | 0 | 0 | -1.7903 | 0 | -1.7903
1239 | 0 | 0 | 0 | 0 | 0 | -1.7878 | 0 | -1.7878
1240 | 0 | 0 | 0 | 0 | 0 | -1.6608 | 0 | -1.6608
1241 | 0 | 0 | 0 | 0 | 0 | -1.7176 | 0 | -1.7176
1242 | 0 | 0 | 0 | 0 | 0 | -1.6979 | 0 | -1.6979
1243 | 0 | 0 | 0 | 0 | 0 | -1.6269 | 0 | -1.6269
1244 | 0 | 0 | 0 | 0 | 0 | -1.7692 | 0 | -1.7692
1245 | 0 | 0 | 0 | 0 | 0 | -1.7892 | 0 | -1.7892
1246 | 0 | 0 | 0 | 0 | 0 | -1.6926 | 0 | -1.6926
1247 | 0 | 0 | 0 | 0 | 0 | -1.6939 | 0 | -1.6939
1248 | 0 | 0 | 0 | 0 | 0 | -1.8351 | 0 | -1.8351
1249 | 0 | 0 | 0 | 0 | 0 | -2.1182 | 0 | -2.1182
1250 | 0 | 0 | 0 | 0 | 0 | -2.0981 | 0 | -2.0981
1251 | 0 | 0 | 0 | 0 | 0 | -2.0987 | 0 | -2.0987
1252 | 0 | 0 | 0 | 0 | 0 | -2.1544 | 0 | -2.1544
1253 | 0 | 0 | 0 | 0 | 0 | -2.1971 | 0 | -2.1971
1254 | 0 | 0 | 0 | 0 | 0 | -2.1384 | 0 | -2.1384
1255 | 0 | 0 | 0 | 0 | 0 | -2.1308 | 0 | -2.1308
1256 | 0 | 0 | 0 | 0 | 0 | -2.0369 | 0 | -2.0369
1257 | 0 | 0 | 0 | 0 | 0 | -1.8187 | 0 | -1.8187
1258 | 0 | 0 | 0 | 0 | 0 | -1.5521 | 0 | -1.5521
1259 | 0 | 0 | 0 | 0 | 0 | -1.3708 | 0 | -1.3708
1260 | 0 | 0 | 0 | 0 | 0 | -1.1381 | 0 | -1.1381
1261 | 0 | 0 | 0 | 0 | 0 | -0.99314 | 0 | -0.99314
1262 | 0 | 0 | 0 | 0 | 0 | -0.87218 | 0 | -0.87218
1263 | 0 | 0 | 0 | 0 | 0 | -0.59097 | 0 | -0.59097
1264 | 0 | 0 | 0 | 0 | 0 | -0.44539 | 0 | -0.44539
1265 | 0 | 0 | 0 | 0 | 0 | -0.41923 | 0 | -0.41923
1266 | 0 | 0 | 0 | 0 | 0 | -0.58291 | 0 | -0.58291
1267 | 0 | 0 | 0 | 0 | 0 | -0.84307 | 0 | -0.84307
1268 | 0 | 0 | 0 | 0 | 0 | -0.97298 | 0 | -0.97298
1269 | 0 | 0 | 0 | 0 | 0 | -1.1103 | 0 | -1.1103
1270 | 0 | 0 | 0 | 0 | 0 | -1.2586 | 0 | -1.2586
1271 | 0 | 0 | 0 | 0 | 0 | -1.4431 | 0 | -1.4431
1272 | 0 | 0 | 0 | 0 | 0 | -1.7248 | 0 | -1.7248
1273 | 0 | 0 | 0 | 0 | 0 | -1.9448 | 0 | -1.9448
1274 | 0 | 0 | 0 | 0 | 0 | -2.1273 | 0 | -2.1273
1275 | 0 | 0 | 0 | 0 | 0 | -2.2048 | 0 | -2.2048
1276 | 0 | 0 | 0 | 0 | 0 | -2.2523 | 0 | -2.2523
1277 | 0 | 0 | 0 | 0 | 0 | -2.4127 | 0 | -2.4127
1278 | 0 | 0 | 0 | 0 | 0 | -2.3884 | 0 | -2.3884
1279 | 0 | 0 | 0 | 0 | 0 | -2.2467 | 0 | -2.2467
1280 | 0 | 0 | 0 | 0 | 0 | -2.2781 | 0 | -2.2781
1281 | 0 | 0 | 0 | 0 | 0 | -1.8992 | 0 | -1.8992
1282 | 0 | 0 | 0 | 0 | 0 | -1.5578 | 0 | -1.5578
1283 | 0 | 0 | 0 | 0 | 0 | -1.4593 | 0 | -1.4593
1284 | 0 | 0 | 0 | 0 | 0 | -1.3313 | 0 | -1.3313
1285 | 0 | 0 | 0 | 0 | 0 | -1.3229 | 0 | -1.3229
1286 | 0 | 0 | 0 | 0 | 0 | -1.3339 | 0 | -1.3339
1287 | 0 | 0 | 0 | 0 | 0 | -1.3055 | 0 | -1.3055
1288 | 0 | 0 | 0 | 0 | 0 | -1.4238 | 0 | -1.4238
1289 | 0 | 0 | 0 | 0 | 0 | -1.549 | 0 | -1.549
1290 | 0 | 0 | 0 | 0 | 0 | -1.5858 | 0 | -1.5858
1291 | 0 | 0 | 0 | 0 | 0 | -1.5845 | 0 | -1.5845
1292 | 0 | 0 | 0 | 0 | 0 | -1.6546 | 0 | -1.6546
1293 | 0 | 0 | 0 | 0 | 0 | -1.6674 | 0 | -1.6674
1294 | 0 | 0 | 0 | 0 | 0 | -1.6714 | 0 | -1.6714
1295 | 0 | 0 | 0 | 0 | 0 | -1.7532 | 0 | -1.7532
1296 | 0 | 0 | 0 | 0 | 0 | -1.8742 | 0 | -1.8742
1297 | 0 | 0 | 0 | 0 | 0 | -2.0105 | 0 | -2.0105
1298 | 0 | 0 | 0 | 0 | 0 | -2.1279 | 0 | -2.1279
1299 | 0 | 0 | 0 | 0 | 0 | -2.2266 | 0 | -2.2266
1300 | 0 | 0 | 0 | 0 | 0 | -2.2956 | 0 | -2.2956
1301 | 0 | 0 | 0 | 0 | 0 | -2.4491 | 0 | -2.4491
1302 | 0 | 0 | 0 | 0 | 0 | -2.4114 | 0 | -2.4114
1303 | 0 | 0 | 0 | 0 | 0 | -2.4217 | 0 | -2.4217
1304 | 0 | 0 | 0 | 0 | 0 | -2.5098 | 0 | -2.5098
1305 | 0 | 0 | 0 | 0 | 0 | -2.5295 | 0 | -2.5295
1306 | 0 | 0 | 0 | 0 | 0 | -2.0162 | 0 | -2.0162
1307 | 0 | 0 | 0 | 0 | 0 | -1.5597 | 0 | -1.5597
1308 | 0 | 0 | 0 | 0 | 0 | -1.1887 | 0 | -1.1887
1309 | 0 | 0 | 0 | 0 | 0 | -1.1026 | 0 | -1.1026
1310 | 0 | 0 | 0 | 0 | 0 | -0.94633 | 0 | -0.94633
1311 | 0 | 0 | 0 | 0 | 0 | -0.74846 | 0 | -0.74846
1312 | 0 | 0 | 0 | 0 | 0 | -0.56403 | 0 | -0.56403
1313 | 0 | 0 | 0 | 0 | 0 | -0.60077 | 0 | -0.60077
1314 | 0 | 0 | 0 | 0 | 0 | -0.8709 | 0 | -0.8709
1315 | 0 | 0 | 0 | 0 | 0 | -1.2314 | 0 | -1.2314
1316 | 0 | 0 | 0 | 0 | 0 | -1.4257 | 0 | -1.4257
1317 | 0 | 0 | 0 | 0 | 0 | -1.7587 | 0 | -1.7587
1318 | 0 | 0 | 0 | 0 | 0 | -1.9337 | 0 | -1.9337
1319 | 0 | 0 | 0 | 0 | 0 | -2.0094 | 0 | -2.0094
1320 | 0 | 0 | 0 | 0 | 0 | -2.2263 | 0 | -2.2263
1321 | 0 | 0 | 0 | 0 | 0 | -2.3532 | 0 | -2.3532
1322 | 0 | 0 | 0 | 0 | 0 | -2.4112 | 0 | -2.4112
1323 | 0 | 0 | 0 | 0 | 0 | -2.4901 | 0 | -2.4901
1324 | 0 | 0 | 0 | 0 | 0 | -2.4862 | 0 | -2.4862
1325 | 0 | 0 | 0 | 0 | 0 | -2.52 | 0 | -2.52
1326 | 0 | 0 | 0 | 0 | 0 | -2.4645 | 0 | -2.4645
1327 | 0 | 0 | 0 | 0 | 0 | -2.52 | 0 | -2.52
1328 | 0 | 0 | 0 | 0 | 0 | -2.4196 | 0 | -2.4196
1329 | 0 | 0 | 0 | 0 | 0 | -2.1076 | 0 | -2.1076
1330 | 0 | 0 | 0 | 0 | 0 | -1.844 | 0 | -1.844
1331 | 0 | 0 | 0 | 0 | 0 | -1.689 | 0 | -1.689
1332 | 0 | 0 | 0 | 0 | 0 | -1.4717 | 0 | -1.4717
1333 | 0 | 0 | 0 | 0 | 0 | -1.3226 | 0 | -1.3226
1334 | 0 | 0 | 0 | 0 | 0 | -0.82688 | 0 | -0.82688
1335 | 0 | 0 | 0 | 0 | 0 | -0.47407 | 0 | -0.47407
1336 | 0 | 0 | 0 | 0 | 0 | -0.6918 | 0 | -0.6918
1337 | 0 | 0 | 0 | 0 | 0 | -0.68219 | 0 | -0.68219
1338 | 0 | 0 | 0 | 0 | 0 | -0.68092 | 0 | -0.68092
1339 | 0 | 0 | 0 | 0 | 0 | -0.75961 | 0 | -0.75961
1340 | 0 | 0 | 0 | 0 | 0 | -0.76576 | 0 | -0.76576
1341 | 0 | 0 | 0 | 0 | 0 | -0.8442 | 0 | -0.8442
1342 | 0 | 0 | 0 | 0 | 0 | -1.0428 | 0 | -1.0428
1343 | 0 | 0 | 0 | 0 | 0 | -1.2395 | 0 | -1.2395
1344 | 0 | 0 | 0 | 0 | 0 | -1.4368 | 0 | -1.4368
1345 | 0 | 0 | 0 | 0 | 0 | -1.5763 | 0 | -1.5763
1346 | 0 | 0 | 0 | 0 | 0 | -1.5403 | 0 | -1.5403
1347 | 0 | 0 | 0 | 0 | 0 | -1.5549 | 0 | -1.5549
1348 | 0 | 0 | 0 | 0 | 0 | -1.7511 | 0 | -1.7511
1349 | 0 | 0 | 0 | 0 | 0 | -1.8511 | 0 | -1.8511
1350 | 0 | 0 | 0 | 0 | 0 | -1.8619 | 0 | -1.8619
1351 | 0 | 0 | 0 | 0 | 0 | -1.9031 | 0 | -1.9031
1352 | 0 | 0 | 0 | 0 | 0 | -1.7654 | 0 | -1.7654
1353 | 0 | 0 | 0 | 0 | 0 | -1.3051 | 0 | -1.3051
1354 | 0 | 0 | 0 | 0 | 0 | -0.99596 | 0 | -0.99596
1355 | 0 | 0 | 0 | 0 | 0 | -0.81809 | 0 | -0.81809
1356 | 0 | 0 | 0 | 0 | 0 | -0.68665 | 0 | -0.68665
1357 | 0 | 0 | 0 | 0 | 0 | -0.61976 | 0 | -0.61976
1358 | 0 | 0 | 0 | 0 | 0 | -0.49666 | 0 | -0.49666
1359 | 0 | 0 | 0 | 0 | 0 | -0.37988 | 0 | -0.37988
1360 | 0 | 0 | 0 | 0 | 0 | -0.28192 | 0 | -0.28192
1361 | 0 | 0 | 0 | 0 | 0 | -0.26016 | 0 | -0.26016
1362 | 0 | 0 | 0 | 0 | 0 | -0.41771 | 0 | -0.41771
1363 | 0 | 0 | 0 | 0 | 0 | -0.63245 | 0 | -0.63245
1364 | 0 | 0 | 0 | 0 | 0 | -0.75614 | 0 | -0.75614
1365 | 0 | 0 | 0 | 0 | 0 | -0.89064 | 0 | -0.89064
1366 | 0 | 0 | 0 | 0 | 0 | -1.0324 | 0 | -1.0324
1367 | 0 | 0 | 0 | 0 | 0 | -1.2321 | 0 | -1.2321
1368 | 0 | 0 | 0 | 0 | 0 | -1.5108 | 0 | -1.5108
1369 | 0 | 0 | 0 | 0 | 0 | -1.6217 | 0 | -1.6217
1370 | 0 | 0 | 0 | 0 | 0 | -1.772 | 0 | -1.772
1371 | 0 | 0 | 0 | 0 | 0 | -1.8733 | 0 | -1.8733
1372 | 0 | 0 | 0 | 0 | 0 | -1.9366 | 0 | -1.9366
1373 | 0 | 0 | 0 | 0 | 0 | -2.0484 | 0 | -2.0484
1374 | 0 | 0 | 0 | 0 | 0 | -2.0504 | 0 | -2.0504
1375 | 0 | 0 | 0 | 0 | 0 | -1.9978 | 0 | -1.9978
1376 | 0 | 0 | 0 | 0 | 0 | -1.6391 | 0 | -1.6391
1377 | 0 | 0 | 0 | 0 | 0 | -1.1189 | 0 | -1.1189
1378 | 0 | 0 | 0 | 0 | 0 | -0.81564 | 0 | -0.81564
1379 | 0 | 0 | 0 | 0 | 0 | -0.54006 | 0 | -0.54006
1380 | 0 | 0 | 0 | 0 | 0 | -0.44179 | 0 | -0.44179
1381 | 0 | 0 | 0 | 0 | 0 | -0.41456 | 0 | -0.41456
1382 | 0 | 0 | 0 | 0 | 0 | -0.26349 | 0 | -0.26349
1383 | 0 | 0 | 0 | 0 | 0 | -0.1145 | 0 | -0.1145
1384 | 0 | 0 | 0 | 0 | 0 | -0.099223 | 0 | -0.099223
1385 | 0 | 0 | 0 | 0 | 0 | -0.11809 | 0 | -0.11809
1386 | 0 | 0 | 0 | 0 | 0 | -0.24882 | 0 | -0.24882
1387 | 0 | 0 | 0 | 0 | 0 | -0.35397 | 0 | -0.35397
1388 | 0 | 0 | 0 | 0 | 0 | -0.45864 | 0 | -0.45864
1389 | 0 | 0 | 0 | 0 | 0 | -0.61753 | 0 | -0.61753
1390 | 0 | 0 | 0 | 0 | 0 | -0.7484 | 0 | -0.7484
1391 | 0 | 0 | 0 | 0 | 0 | -0.97613 | 0 | -0.97613
1392 | 0 | 0 | 0 | 0 | 0 | -1.2081 | 0 | -1.2081
1393 | 0 | 0 | 0 | 0 | 0 | -1.4515 | 0 | -1.4515
1394 | 0 | 0 | 0 | 0 | 0 | -1.5642 | 0 | -1.5642
1395 | 0 | 0 | 0 | 0 | 0 | -1.6101 | 0 | -1.6101
1396 | 0 | 0 | 0 | 0 | 0 | -1.6499 | 0 | -1.6499
1397 | 0 | 0 | 0 | 0 | 0 | -1.74 | 0 | -1.74
1398 | 0 | 0 | 0 | 0 | 0 | -1.7426 | 0 | -1.7426
1399 | 0 | 0 | 0 | 0 | 0 | -1.7471 | 0 | -1.7471
1400 | 0 | 0 | 0 | 0 | 0 | -1.5037 | 0 | -1.5037
1401 | 0 | 0 | 0 | 0 | 0 | -1.1205 | 0 | -1.1205
1402 | 0 | 0 | 0 | 0 | 0 | -0.88116 | 0 | -0.88116
1403 | 0 | 0 | 0 | 0 | 0 | -0.69412 | 0 | -0.69412
1404 | 0 | 0 | 0 | 0 | 0 | -0.47938 | 0 | -0.47938
1405 | 0 | 0 | 0 | 0 | 0 | -0.40762 | 0 | -0.40762
1406 | 0 | 0 | 0 | 0 | 0 | -0.33111 | 0 | -0.33111
1407 | 0 | -0.059258 | 0 | -0.058465 | 0 | -0.14946 | 0 | -0.14946
1408 | 0 | -0.0046283 | 0 | -0.0046283 | 0 | -0.0097709 | 0 | -0.0097709
1409 | 0 | 0 | 0 | 0 | 0 | -0.038095 | 0 | -0.038095
1410 | 0 | 0 | 0 | 0 | 0 | -0.26154 | 0 | -0.26154
1411 | 0 | 0 | 0 | 0 | 0 | -0.4679 | 0 | -0.4679
1412 | 0 | 0 | 0 | 0 | 0 | -0.47418 | 0 | -0.47418
1413 | 0 | 0 | 0 | 0 | 0 | -0.52427 | 0 | -0.52427
1414 | 0 | 0 | 0 | 0 | 0 | -0.72502 | 0 | -0.72502
1415 | 0 | 0 | 0 | 0 | 0 | -0.99112 | 0 | -0.99112
1416 | 0 | 0 | 0 | 0 | 0 | -1.1435 | 0 | -1.1435
1417 | 0 | 0 | 0 | 0 | 0 | -1.3623 | 0 | -1.3623
1418 | 0 | 0 | 0 | 0 | 0 | -1.8295 | 0 | -1.8295
1419 | 0 | 0 | 0 | 0 | 0 | -1.9954 | 0 | -1.9954
1420 | 0 | 0 | 0 | 0 | 0 | -1.9777 | 0 | -1.9777
1421 | 0 | 0 | 0 | 0 | 0 | -1.9358 | 0 | -1.9358
1422 | 0 | 0 | 0 | 0 | 0 | -1.9321 | 0 | -1.9321
1423 | 0 | 0 | 0 | 0 | 0 | -1.9187 | 0 | -1.9187
1424 | 0 | 0 | 0 | 0 | 0 | -1.8716 | 0 | -1.8716
1425 | 0 | 0 | 0 | 0 | 0 | -1.8994 | 0 | -1.8994
1426 | 0 | 0 | 0 | 0 | 0 | -1.7839 | 0 | -1.7839
1427 | 0 | 0 | 0 | 0 | 0 | -1.3237 | 0 | -1.3237
1428 | 0 | 0 | 0 | 0 | 0 | -1.1305 | 0 | -1.1305
1429 | 0 | 0 | 0 | 0 | 0 | -1.0095 | 0 | -1.0095
1430 | 0 | 0 | 0 | 0 | 0 | -0.9523 | 0 | -0.9523
1431 | 0 | 0 | 0 | 0 | 0 | -0.82385 | 0 | -0.82385
1432 | 0 | 0 | 0 | 0 | 0 | -0.71539 | 0 | -0.71539
1433 | 0 | 0 | 0 | 0 | 0 | -0.75784 | 0 | -0.75784
1434 | 0 | 0 | 0 | 0 | 0 | -0.98273 | 0 | -0.98273
1435 | 0 | 0 | 0 | 0 | 0 | -1.1797 | 0 | -1.1797
1436 | 0 | 0 | 0 | 0 | 0 | -1.1667 | 0 | -1.1667
1437 | 0 | 0 | 0 | 0 | 0 | -1.3908 | 0 | -1.3908
1438 | 0 | 0 | 0 | 0 | 0 | -1.6783 | 0 | -1.6783
1439 | 0 | 0 | 0 | 0 | 0 | -1.8481 | 0 | -1.8481
1440 | 0 | 0 | 0 | 0 | 0 | -2.0876 | 0 | -2.0876
1441 | 0 | 0 | 0 | 0 | 0 | -2.2952 | 0 | -2.2952
1442 | 0 | 0 | 0 | 0 | 0 | -2.3388 | 0 | -2.3388
1443 | 0 | 0 | 0 | 0 | 0 | -2.3287 | 0 | -2.3287
1444 | 0 | 0 | 0 | 0 | 0 | -2.5445 | 0 | -2.5445
1445 | 0 | 0 | 0 | 0 | 0 | -2.9267 | 0 | -2.9267
1446 | 0 | 0 | 0 | 0 | 0 | -3.0371 | 0 | -3.0371
1447 | 0 | 0 | 0 | 0 | 0 | -2.9187 | 0 | -2.9187
1448 | 0 | 0 | 0 | 0 | 0 | -2.6602 | 0 | -2.6602
1449 | 0 | 0 | 0 | 0 | 0 | -2.5126 | 0 | -2.5126
1450 | 0 | 0 | 0 | 0 | 0 | -2.4228 | 0 | -2.4228
1451 | 0 | 0 | 0 | 0 | 0 | -2.2331 | 0 | -2.2331
1452 | 0 | 0 | 0 | 0 | 0 | -2.0988 | 0 | -2.0988
1453 | 0 | 0 | 0 | 0 | 0 | -2.0491 | 0 | -2.0491
1454 | 0 | 0 | 0 | 0 | 0 | -2.0072 | 0 | -2.0072
1455 | 0 | 0 | 0 | 0 | 0 | -1.7053 | 0 | -1.7053
1456 | 0 | 0 | 0 | 0 | 0 | -1.7124 | 0 | -1.7124
1457 | 0 | 0 | 0 | 0 | 0 | -1.7218 | 0 | -1.7218
1458 | 0 | 0 | 0 | 0 | 0 | -1.6435 | 0 | -1.6435
1459 | 0 | 0 | 0 | 0 | 0 | -1.8305 | 0 | -1.8305
1460 | 0 | 0 | 0 | 0 | 0 | -1.8842 | 0 | -1.8842
1461 | 0 | 0 | 0 | 0 | 0 | -1.8934 | 0 | -1.8934
1462 | 0 | 0 | 0 | 0 | 0 | -1.976 | 0 | -1.976
1463 | 0 | 0 | 0 | 0 | 0 | -2.253 | 0 | -2.253
1464 | 0 | 0 | 0 | 0 | 0 | -2.4981 | 0 | -2.4981
1465 | 0 | 0 | 0 | 0 | 0 | -2.6334 | 0 | -2.6334
1466 | 0 | 0 | 0 | 0 | 0 | -2.7074 | 0 | -2.7074
1467 | 0 | 0 | 0 | 0 | 0 | -2.8336 | 0 | -2.8336
1468 | 0 | 0 | 0 | 0 | 0 | -2.9538 | 0 | -2.9538
1469 | 0 | 0 | 0 | 0 | 0 | -2.8595 | 0 | -2.8595
1470 | 0 | 0 | 0 | 0 | 0 | -2.8024 | 0 | -2.8024
1471 | 0 | 0 | 0 | 0 | 0 | -2.8012 | 0 | -2.8012
1472 | 0 | 0 | 0 | 0 | 0 | -2.6974 | 0 | -2.6974
1473 | 0 | 0 | 0 | 0 | 0 | -2.5411 | 0 | -2.5411
1474 | 0 | 0 | 0 | 0 | 0 | -2.5586 | 0 | -2.5586
1475 | 0 | 0 | 0 | 0 | 0 | -2.3219 | 0 | -2.3219
1476 | 0 | 0 | 0 | 0 | 0 | -1.984 | 0 | -1.984
1477 | 0 | 0 | 0 | 0 | 0 | -1.8799 | 0 | -1.8799
1478 | 0 | 0 | 0 | 0 | 0 | -1.7787 | 0 | -1.7787
1479 | 0 | 0 | 0 | 0 | 0 | -1.7553 | 0 | -1.7553
1480 | 0 | 0 | 0 | 0 | 0 | -1.8578 | 0 | -1.8578
1481 | 0 | 0 | 0 | 0 | 0 | -1.8903 | 0 | -1.8903
1482 | 0 | 0 | 0 | 0 | 0 | -1.8591 | 0 | -1.8591
1483 | 0 | 0 | 0 | 0 | 0 | -1.8763 | 0 | -1.8763
1484 | 0 | 0 | 0 | 0 | 0 | -1.9508 | 0 | -1.9508
1485 | 0 | 0 | 0 | 0 | 0 | -2.0866 | 0 | -2.0866
1486 | 0 | 0 | 0 | 0 | 0 | -2.1799 | 0 | -2.1799
1487 | 0 | 0 | 0 | 0 | 0 | -2.2349 | 0 | -2.2349
1488 | 0 | 0 | 0 | 0 | 0 | -2.3584 | 0 | -2.3584
1489 | 0 | 0 | 0 | 0 | 0 | -2.4979 | 0 | -2.4979
1490 | 0 | 0 | 0 | 0 | 0 | -2.6523 | 0 | -2.6523
1491 | 0 | 0 | 0 | 0 | 0 | -2.7678 | 0 | -2.7678
1492 | 0 | 0 | 0 | 0 | 0 | -2.6878 | 0 | -2.6878
1493 | 0 | 0 | 0 | 0 | 0 | -2.7042 | 0 | -2.7042
1494 | 0 | 0 | 0 | 0 | 0 | -2.7228 | 0 | -2.7228
1495 | 0 | 0 | 0 | 0 | 0 | -2.7003 | 0 | -2.7003
1496 | 0 | 0 | 0 | 0 | 0 | -2.3038 | 0 | -2.3038
1497 | 0 | 0 | 0 | 0 | 0 | -2.0261 | 0 | -2.0261
1498 | 0 | 0 | 0 | 0 | 0 | -1.9842 | 0 | -1.9842
1499 | 0 | 0 | 0 | 0 | 0 | -1.9027 | 0 | -1.9027
1500 | 0 | 0 | 0 | 0 | 0 | -1.8856 | 0 | -1.8856
1501 | 0 | 0 | 0 | 0 | 0 | -1.6687 | 0 | -1.6687
1502 | 0 | 0 | 0 | 0 | 0 | -1.4114 | 0 | -1.4114
1503 | 0 | 0 | 0 | 0 | 0 | -1.3859 | 0 | -1.3859
1504 | 0 | 0 | 0 | 0 | 0 | -1.4384 | 0 | -1.4384
1505 | 0 | 0 | 0 | 0 | 0 | -1.6023 | 0 | -1.6023
1506 | 0 | 0 | 0 | 0 | 0 | -1.5854 | 0 | -1.5854
1507 | 0 | 0 | 0 | 0 | 0 | -1.5681 | 0 | -1.5681
1508 | 0 | 0 | 0 | 0 | 0 | -1.7588 | 0 | -1.7588
1509 | 0 | 0 | 0 | 0 | 0 | -1.8625 | 0 | -1.8625
1510 | 0 | 0 | 0 | 0 | 0 | -1.9637 | 0 | -1.9637
1511 | 0 | 0 | 0 | 0 | 0 | -2.0518 | 0 | -2.0518
1512 | 0 | 0 | 0 | 0 | 0 | -2.1494 | 0 | -2.1494
1513 | 0 | 0 | 0 | 0 | 0 | -2.2294 | 0 | -2.2294
1514 | 0 | 0 | 0 | 0 | 0 | -2.2928 | 0 | -2.2928
1515 | 0 | 0 | 0 | 0 | 0 | -2.3791 | 0 | -2.3791
1516 | 0 | 0 | 0 | 0 | 0 | -2.4638 | 0 | -2.4638
1517 | 0 | 0 | 0 | 0 | 0 | -2.5216 | 0 | -2.5216
1518 | 0 | 0 | 0 | 0 | 0 | -2.5443 | 0 | -2.5443
1519 | 0 | 0 | 0 | 0 | 0 | -2.442 | 0 | -2.442
1520 | 0 | 0 | 0 | 0 | 0 | -2.1071 | 0 | -2.1071
1521 | 0 | 0 | 0 | 0 | 0 | -1.6785 | 0 | -1.6785
1522 | 0 | 0 | 0 | 0 | 0 | -1.3433 | 0 | -1.3433
1523 | 0 | 0 | 0 | 0 | 0 | -1.1962 | 0 | -1.1962
1524 | 0 | 0 | 0 | 0 | 0 | -1.0736 | 0 | -1.0736
1525 | 0 | 0 | 0 | 0 | 0 | -0.98771 | 0 | -0.98771
1526 | 0 | 0 | 0 | 0 | 0 | -0.90283 | 0 | -0.90283
1527 | 0 | 0 | 0 | 0 | 0 | -0.84309 | 0 | -0.84309
1528 | 0 | 0 | 0 | 0 | 0 | -1.1687 | 0 | -1.1687
1529 | 0 | 0 | 0 | 0 | 0 | -1.1633 | 0 | -1.1633
1530 | 0 | 0 | 0 | 0 | 0 | -1.1455 | 0 | -1.1455
1531 | 0 | 0 | 0 | 0 | 0 | -1.3958 | 0 | -1.3958
1532 | 0 | 0 | 0 | 0 | 0 | -1.5238 | 0 | -1.5238
1533 | 0 | 0 | 0 | 0 | 0 | -1.691 | 0 | -1.691
1534 | 0 | 0 | 0 | 0 | 0 | -1.9232 | 0 | -1.9232
1535 | 0 | 0 | 0 | 0 | 0 | -1.972 | 0 | -1.972
1536 | 0 | 0 | 0 | 0 | 0 | -2.0162 | 0 | -2.0162
1537 | 0 | 0 | 0 | 0 | 0 | -2.1575 | 0 | -2.1575
1538 | 0 | 0 | 0 | 0 | 0 | -2.2275 | 0 | -2.2275
1539 | 0 | 0 | 0 | 0 | 0 | -2.3736 | 0 | -2.3736
1540 | 0 | 0 | 0 | 0 | 0 | -2.4321 | 0 | -2.4321
1541 | 0 | 0 | 0 | 0 | 0 | -2.403 | 0 | -2.403
1542 | 0 | 0 | 0 | 0 | 0 | -2.3066 | 0 | -2.3066
1543 | 0 | 0 | 0 | 0 | 0 | -2.1659 | 0 | -2.1659
1544 | 0 | 0 | 0 | 0 | 0 | -1.9105 | 0 | -1.9105
1545 | 0 | 0 | 0 | 0 | 0 | -1.9477 | 0 | -1.9477
1546 | 0 | 0 | 0 | 0 | 0 | -1.9953 | 0 | -1.9953
1547 | 0 | 0 | 0 | 0 | 0 | -1.9167 | 0 | -1.9167
1548 | 0 | 0 | 0 | 0 | 0 | -1.7345 | 0 | -1.7345
1549 | 0 | 0 | 0 | 0 | 0 | -1.6043 | 0 | -1.6043
1550 | 0 | 0 | 0 | 0 | 0 | -1.4647 | 0 | -1.4647
1551 | 0 | 0 | 0 | 0 | 0 | -1.3401 | 0 | -1.3401
1552 | 0 | 0 | 0 | 0 | 0 | -1.2668 | 0 | -1.2668
1553 | 0 | 0 | 0 | 0 | 0 | -1.18 | 0 | -1.18
1554 | 0 | 0 | 0 | 0 | 0 | -1.0913 | 0 | -1.0913
1555 | 0 | 0 | 0 | 0 | 0 | -1.0722 | 0 | -1.0722
1556 | 0 | 0 | 0 | 0 | 0 | -1.0849 | 0 | -1.0849
1557 | 0 | 0 | 0 | 0 | 0 | -1.1092 | 0 | -1.1092
1558 | 0 | 0 | 0 | 0 | 0 | -1.246 | 0 | -1.246
1559 | 0 | 0 | 0 | 0 | 0 | -1.3829 | 0 | -1.3829
1560 | 0 | 0 | 0 | 0 | 0 | -1.4776 | 0 | -1.4776
1561 | 0 | 0 | 0 | 0 | 0 | -1.4957 | 0 | -1.4957
1562 | 0 | 0 | 0 | 0 | 0 | -1.5716 | 0 | -1.5716
1563 | 0 | 0 | 0 | 0 | 0 | -1.6246 | 0 | -1.6246
1564 | 0 | 0 | 0 | 0 | 0 | -1.6637 | 0 | -1.6637
1565 | 0 | 0 | 0 | 0 | 0 | -1.7071 | 0 | -1.7071
1566 | 0 | 0 | 0 | 0 | 0 | -1.6736 | 0 | -1.6736
1567 | 0 | 0 | 0 | 0 | 0 | -1.6386 | 0 | -1.6386
1568 | 0 | 0 | 0 | 0 | 0 | -1.5822 | 0 | -1.5822
1569 | 0 | 0 | 0 | 0 | 0 | -1.6114 | 0 | -1.6114
1570 | 0 | 0 | 0 | 0 | 0 | -1.5664 | 0 | -1.5664
1571 | 0 | 0 | 0 | 0 | 0 | -1.4568 | 0 | -1.4568
1572 | 0 | 0 | 0 | 0 | 0 | -1.4772 | 0 | -1.4772
1573 | 0 | 0 | 0 | 0 | 0 | -1.4005 | 0 | -1.4005
1574 | 0 | 0 | 0 | 0 | 0 | -1.1549 | 0 | -1.1549
1575 | 0 | 0 | 0 | 0 | 0 | -0.99711 | 0 | -0.99711
1576 | 0 | 0 | 0 | 0 | 0 | -0.89413 | 0 | -0.89413
1577 | 0 | 0 | 0 | 0 | 0 | -1.0016 | 0 | -1.0016
1578 | 0 | 0 | 0 | 0 | 0 | -1.0518 | 0 | -1.0518
1579 | 0 | 0 | 0 | 0 | 0 | -1.0475 | 0 | -1.0475
1580 | 0 | 0 | 0 | 0 | 0 | -1.021 | 0 | -1.021
1581 | 0 | 0 | 0 | 0 | 0 | -1.1992 | 0 | -1.1992
1582 | 0 | 0 | 0 | 0 | 0 | -1.2756 | 0 | -1.2756
1583 | 0 | 0 | 0 | 0 | 0 | -1.3266 | 0 | -1.3266
1584 | 0 | 0 | 0 | 0 | 0 | -1.457 | 0 | -1.457
1585 | 0 | 0 | 0 | 0 | 0 | -1.6009 | 0 | -1.6009
1586 | 0 | 0 | 0 | 0 | 0 | -1.7456 | 0 | -1.7456
1587 | 0 | 0 | 0 | 0 | 0 | -1.7879 | 0 | -1.7879
1588 | 0 | 0 | 0 | 0 | 0 | -1.7679 | 0 | -1.7679
1589 | 0 | 0 | 0 | 0 | 0 | -1.7733 | 0 | -1.7733
1590 | 0 | 0 | 0 | 0 | 0 | -1.7717 | 0 | -1.7717
1591 | 0 | 0 | 0 | 0 | 0 | -1.7153 | 0 | -1.7153
1592 | 0 | 0 | 0 | 0 | 0 | -1.5631 | 0 | -1.5631
1593 | 0 | 0 | 0 | 0 | 0 | -1.5194 | 0 | -1.5194
1594 | 0 | 0 | 0 | 0 | 0 | -1.1793 | 0 | -1.1793
1595 | 0 | 0 | 0 | 0 | 0 | -0.63757 | 0 | -0.63757
1596 | 0 | 0 | 0 | 0 | 0 | -0.52373 | 0 | -0.52373
1597 | 0 | 0 | 0 | 0 | 0 | -0.56237 | 0 | -0.56237
1598 | 0 | 0 | 0 | 0 | 0 | -0.51675 | 0 | -0.51675
1599 | 0 | -0.41233 | 0 | -0.40074 | 0 | -0.54276 | 0 | -0.54276
1600 | 0 | -0.25657 | 0 | -0.24977 | 0 | -0.39827 | 0 | -0.39827
1601 | 0 | 0 | 0 | 0 | 0 | -0.43839 | 0 | -0.43839
1602 | 0 | 0 | 0 | 0 | 0 | -0.45829 | 0 | -0.45829
1603 | 0 | 0 | 0 | 0 | 0 | -0.50839 | 0 | -0.50839
1604 | 0 | 0 | 0 | 0 | 0 | -0.57567 | 0 | -0.57567
1605 | 0 | 0 | 0 | 0 | 0 | -0.67226 | 0 | -0.67226
1606 | 0 | 0 | 0 | 0 | 0 | -0.80544 | 0 | -0.80544
1607 | 0 | 0 | 0 | 0 | 0 | -0.98105 | 0 | -0.98105
1608 | 0 | 0 | 0 | 0 | 0 | -1.109 | 0 | -1.109
1609 | 0 | 0 | 0 | 0 | 0 | -1.2657 | 0 | -1.2657
1610 | 0 | 0 | 0 | 0 | 0 | -1.367 | 0 | -1.367
1611 | 0 | 0 | 0 | 0 | 0 | -1.369 | 0 | -1.369
1612 | 0 | 0 | 0 | 0 | 0 | -1.4346 | 0 | -1.4346
1613 | 0 | 0 | 0 | 0 | 0 | -1.4712 | 0 | -1.4712
1614 | 0 | 0 | 0 | 0 | 0 | -1.5023 | 0 | -1.5023
1615 | 0 | 0 | 0 | 0 | 0 | -1.4765 | 0 | -1.4765
1616 | 0 | 0 | 0 | 0 | 0 | -1.0611 | 0 | -1.0611
1617 | 0 | 0 | 0 | 0 | 0 | -0.73861 | 0 | -0.73861
1618 | 0 | 0 | 0 | 0 | 0 | -0.50552 | 0 | -0.50552
1619 | 0 | 0 | 0 | 0 | 0 | -0.382 | 0 | -0.382
1620 | 0 | 0 | 0 | 0 | 0 | -0.29753 | 0 | -0.29753
1621 | 0 | 0 | 0 | 0 | 0 | -0.22014 | 0 | -0.22014
1622 | 0 | 0 | 0 | 0 | 0 | -0.090053 | 0 | -0.090053
1623 | 0 | 0 | 0 | 0 | 0 | -0.0093094 | 0 | -0.0093094
1624 | 0 | 0 | 0 | 0 | 0 | -0.039058 | 0 | -0.039058
1625 | 0 | 0 | 0 | 0 | 0 | -0.18269 | 0 | -0.18269
1626 | 0 | 0 | 0 | 0 | 0 | -0.14137 | 0 | -0.14137
1627 | 0 | 0 | 0 | 0 | 0 | -0.35038 | 0 | -0.35038
1628 | 0 | 0 | 0 | 0 | 0 | -0.49767 | 0 | -0.49767
1629 | 0 | 0 | 0 | 0 | 0 | -0.59261 | 0 | -0.59261
1630 | 0 | 0 | 0 | 0 | 0 | -0.73395 | 0 | -0.73395
1631 | 0 | 0 | 0 | 0 | 0 | -0.94898 | 0 | -0.94898
1632 | 0 | 0 | 0 | 0 | 0 | -1.1294 | 0 | -1.1294
1633 | 0 | 0 | 0 | 0 | 0 | -1.2474 | 0 | -1.2474
1634 | 0 | 0 | 0 | 0 | 0 | -1.2432 | 0 | -1.2432
1635 | 0 | 0 | 0 | 0 | 0 | -1.2201 | 0 | -1.2201
1636 | 0 | 0 | 0 | 0 | 0 | -1.2341 | 0 | -1.2341
1637 | 0 | 0 | 0 | 0 | 0 | -1.3135 | 0 | -1.3135
1638 | 0 | 0 | 0 | 0 | 0 | -1.3269 | 0 | -1.3269
1639 | 0 | 0 | 0 | 0 | 0 | -1.2791 | 0 | -1.2791
1640 | 0 | 0 | 0 | 0 | 0 | -1.2013 | 0 | -1.2013
1641 | 0 | 0 | 0 | 0 | 0 | -1.0794 | 0 | -1.0794
1642 | 0 | -1.2036 | 0 | -1.1669 | 0 | -0.95773 | 0 | -0.95773
1643 | 0 | 0 | 0 | 0 | 0 | -0.85344 | 0 | -0.85344
1644 | 0 | -0.59238 | 0 | -0.58688 | 0 | -0.722 | 0 | -0.722
1645 | 0 | -0.31885 | 0 | -0.31605 | 0 | -0.45609 | 0 | -0.45609
1646 | 0 | -0.092493 | 0 | -0.092578 | 0 | -0.22018 | 0 | -0.22018
1647 | 0 | -0.046591 | 0 | -0.046831 | 0 | -0.086988 | 0 | -0.086988
1648 | 0 | -0.037459 | 0 | -0.03749 | 0 | -0.093266 | 0 | -0.093266
1649 | 0 | -0.090163 | 0 | -0.088422 | 0 | -0.21784 | 0 | -0.21784
1650 | 0 | -0.079951 | 0 | -0.078673 | 0 | -0.26143 | 0 | -0.26143
1651 | 0 | 0 | 0 | 0 | 0 | -0.33198 | 0 | -0.33198
1652 | 0 | -0.21111 | 0 | -0.20758 | 0 | -0.39772 | 0 | -0.39772
1653 | 0 | 0 | 0 | 0 | 0 | -0.49858 | 0 | -0.49858
1654 | 0 | -0.40757 | 0 | -0.40393 | 0 | -0.58292 | 0 | -0.58292
1655 | 0 | -0.44533 | 0 | -0.44911 | 0 | -0.60773 | 0 | -0.60773
1656 | 0 | -0.57599 | 0 | -0.57676 | 0 | -0.71746 | 0 | -0.71746
1657 | 0 | -0.71493 | 0 | -0.70822 | 0 | -0.83498 | 0 | -0.83498
1658 | 0 | -0.79083 | 0 | -0.79191 | 0 | -0.90142 | 0 | -0.90142
1659 | 0 | -0.82444 | 0 | -0.82557 | 0 | -0.93102 | 0 | -0.93102
1660 | 0 | -0.87898 | 0 | -0.87063 | 0 | -0.97495 | 0 | -0.97495
1661 | 0 | -0.89417 | 0 | -0.87647 | 0 | -0.98321 | 0 | -0.98321
1662 | 0 | 0 | 0 | 0 | 0 | -0.98626 | 0 | -0.98626
1663 | 0 | -0.86145 | 0 | -0.8361 | 0 | -0.96306 | 0 | -0.96306
1664 | 0 | 0 | 0 | 0 | 0 | -0.9838 | 0 | -0.9838
1665 | 0 | -0.84985 | 0 | -0.82489 | 0 | -0.96662 | 0 | -0.96662
1666 | 0 | -0.75595 | 0 | -0.73386 | 0 | -0.87542 | 0 | -0.87542
1667 | 0 | -0.68794 | 0 | -0.66794 | 0 | -0.81036 | 0 | -0.81036
1668 | 0 | -0.54139 | 0 | -0.54212 | 0 | -0.677 | 0 | -0.677
1669 | 0 | -0.45906 | 0 | -0.45488 | 0 | -0.59726 | 0 | -0.59726
1670 | 0 | -0.46118 | 0 | -0.45244 | 0 | -0.59858 | 0 | -0.59858
1671 | 0 | -0.45844 | 0 | -0.45427 | 0 | -0.59741 | 0 | -0.59741
1672 | 0 | -0.52031 | 0 | -0.51035 | 0 | -0.65756 | 0 | -0.65756
1673 | 0 | -0.53789 | 0 | -0.53295 | 0 | -0.69469 | 0 | -0.69469
1674 | 0 | -0.47463 | 0 | -0.4657 | 0 | -0.66324 | 0 | -0.66324
1675 | 0 | -0.42986 | 0 | -0.42187 | 0 | -0.63047 | 0 | -0.63047
1676 | 0 | -0.39175 | 0 | -0.38453 | 0 | -0.5853 | 0 | -0.5853
1677 | 0 | -0.40016 | 0 | -0.39659 | 0 | -0.58064 | 0 | -0.58064
1678 | 0 | 0 | 0 | 0 | 0 | -0.63889 | 0 | -0.63889
1679 | 0 | 0 | 0 | 0 | 0 | -0.78495 | 0 | -0.78495
1680 | 0 | 0 | 0 | 0 | 0 | -1.1164 | 0 | -1.1164
1681 | 0 | 0 | 0 | 0 | 0 | -1.4033 | 0 | -1.4033
1682 | 0 | 0 | 0 | 0 | 0 | -1.4503 | 0 | -1.4503
1683 | 0 | 0 | 0 | 0 | 0 | -1.5477 | 0 | -1.5477
1684 | 0 | 0 | 0 | 0 | 0 | -1.5403 | 0 | -1.5403
1685 | 0 | 0 | 0 | 0 | 0 | -1.5612 | 0 | -1.5612
1686 | 0 | 0 | 0 | 0 | 0 | -1.4871 | 0 | -1.4871
1687 | 0 | 0 | 0 | 0 | 0 | -1.4783 | 0 | -1.4783
1688 | 0 | 0 | 0 | 0 | 0 | -1.346 | 0 | -1.346
1689 | 0 | 0 | 0 | 0 | 0 | -1.4034 | 0 | -1.4034
1690 | 0 | 0 | 0 | 0 | 0 | -1.3658 | 0 | -1.3658
1691 | 0 | 0 | 0 | 0 | 0 | -1.2798 | 0 | -1.2798
1692 | 0 | 0 | 0 | 0 | 0 | -1.2563 | 0 | -1.2563
1693 | 0 | 0 | 0 | 0 | 0 | -1.1496 | 0 | -1.1496
1694 | 0 | 0 | 0 | 0 | 0 | -1.0996 | 0 | -1.0996
1695 | 0 | 0 | 0 | 0 | 0 | -1.1548 | 0 | -1.1548
1696 | 0 | 0 | 0 | 0 | 0 | -1.1357 | 0 | -1.1357
1697 | 0 | 0 | 0 | 0 | 0 | -0.89177 | 0 | -0.89177
1698 | 0 | 0 | 0 | 0 | 0 | -0.84975 | 0 | -0.84975
1699 | 0 | 0 | 0 | 0 | 0 | -0.99353 | 0 | -0.99353
1700 | 0 | 0 | 0 | 0 | 0 | -1.0708 | 0 | -1.0708
1701 | 0 | 0 | 0 | 0 | 0 | -1.0838 | 0 | -1.0838
1702 | 0 | 0 | 0 | 0 | 0 | -1.0404 | 0 | -1.0404
1703 | 0 | 0 | 0 | 0 | 0 | -1.0977 | 0 | -1.0977
1704 | 0 | 0 | 0 | 0 | 0 | -1.2452 | 0 | -1.2452
1705 | 0 | 0 | 0 | 0 | 0 | -1.4156 | 0 | -1.4156
1706 | 0 | 0 | 0 | 0 | 0 | -1.534 | 0 | -1.534
1707 | 0 | 0 | 0 | 0 | 0 | -1.5595 | 0 | -1.5595
1708 | 0 | 0 | 0 | 0 | 0 | -1.5368 | 0 | -1.5368
1709 | 0 | 0 | 0 | 0 | 0 | -1.5468 | 0 | -1.5468
1710 | 0 | 0 | 0 | 0 | 0 | -1.5514 | 0 | -1.5514
1711 | 0 | 0 | 0 | 0 | 0 | -1.5697 | 0 | -1.5697
1712 | 0 | 0 | 0 | 0 | 0 | -1.5693 | 0 | -1.5693
1713 | 0 | 0 | 0 | 0 | 0 | -1.3791 | 0 | -1.3791
1714 | 0 | 0 | 0 | 0 | 0 | -1.2109 | 0 | -1.2109
1715 | 0 | 0 | 0 | 0 | 0 | -1.1225 | 0 | -1.1225
1716 | 0 | 0 | 0 | 0 | 0 | -1.029 | 0 | -1.029
1717 | 0 | 0 | 0 | 0 | 0 | -1.0281 | 0 | -1.0281
1718 | 0 | 0 | 0 | 0 | 0 | -1.0667 | 0 | -1.0667
1719 | 0 | 0 | 0 | 0 | 0 | -1.0234 | 0 | -1.0234
1720 | 0 | 0 | 0 | 0 | 0 | -1.1491 | 0 | -1.1491
1721 | 0 | 0 | 0 | 0 | 0 | -1.2551 | 0 | -1.2551
1722 | 0 | 0 | 0 | 0 | 0 | -1.2569 | 0 | -1.2569
1723 | 0 | 0 | 0 | 0 | 0 | -1.5762 | 0 | -1.5762
1724 | 0 | 0 | 0 | 0 | 0 | -1.8386 | 0 | -1.8386
1725 | 0 | 0 | 0 | 0 | 0 | -1.9931 | 0 | -1.9931
1726 | 0 | 0 | 0 | 0 | 0 | -1.9948 | 0 | -1.9948
1727 | 0 | 0 | 0 | 0 | 0 | -1.9982 | 0 | -1.9982
1728 | 0 | 0 | 0 | 0 | 0 | -2.2437 | 0 | -2.2437
1729 | 0 | 0 | 0 | 0 | 0 | -2.4018 | 0 | -2.4018
1730 | 0 | 0 | 0 | 0 | 0 | -2.4697 | 0 | -2.4697
1731 | 0 | 0 | 0 | 0 | 0 | -2.9071 | 0 | -2.9071
1732 | 0 | 0 | 0 | 0 | 0 | -2.9483 | 0 | -2.9483
1733 | 0 | 0 | 0 | 0 | 0 | -2.9173 | 0 | -2.9173
1734 | 0 | 0 | 0 | 0 | 0 | -2.8403 | 0 | -2.8403
1735 | 0 | 0 | 0 | 0 | 0 | -2.7285 | 0 | -2.7285
1736 | 0 | 0 | 0 | 0 | 0 | -2.2306 | 0 | -2.2306
1737 | 0 | 0 | 0 | 0 | 0 | -2.0575 | 0 | -2.0575
1738 | 0 | 0 | 0 | 0 | 0 | -1.7408 | 0 | -1.7408
1739 | 0 | 0 | 0 | 0 | 0 | -1.5933 | 0 | -1.5933
1740 | 0 | 0 | 0 | 0 | 0 | -1.3784 | 0 | -1.3784
1741 | 0 | 0 | 0 | 0 | 0 | -1.3647 | 0 | -1.3647
1742 | 0 | 0 | 0 | 0 | 0 | -1.2402 | 0 | -1.2402
1743 | 0 | 0 | 0 | 0 | 0 | -1.0711 | 0 | -1.0711
1744 | 0 | 0 | 0 | 0 | 0 | -0.99925 | 0 | -0.99925
1745 | 0 | 0 | 0 | 0 | 0 | -0.87336 | 0 | -0.87336
1746 | 0 | 0 | 0 | 0 | 0 | -0.90639 | 0 | -0.90639
1747 | 0 | 0 | 0 | 0 | 0 | -1.2956 | 0 | -1.2956
1748 | 0 | 0 | 0 | 0 | 0 | -1.4136 | 0 | -1.4136
1749 | 0 | 0 | 0 | 0 | 0 | -1.476 | 0 | -1.476
1750 | 0 | 0 | 0 | 0 | 0 | -1.5858 | 0 | -1.5858
1751 | 0 | 0 | 0 | 0 | 0 | -1.7515 | 0 | -1.7515
1752 | 0 | 0 | 0 | 0 | 0 | -1.8469 | 0 | -1.8469
1753 | 0 | 0 | 0 | 0 | 0 | -1.9376 | 0 | -1.9376
1754 | 0 | 0 | 0 | 0 | 0 | -2.0581 | 0 | -2.0581
1755 | 0 | 0 | 0 | 0 | 0 | -2.0563 | 0 | -2.0563
1756 | 0 | 0 | 0 | 0 | 0 | -2.0492 | 0 | -2.0492
1757 | 0 | 0 | 0 | 0 | 0 | -2.0948 | 0 | -2.0948
1758 | 0 | 0 | 0 | 0 | 0 | -2.1856 | 0 | -2.1856
1759 | 0 | 0 | 0 | 0 | 0 | -2.2568 | 0 | -2.2568
1760 | 0 | 0 | 0 | 0 | 0 | -2.2204 | 0 | -2.2204
1761 | 0 | 0 | 0 | 0 | 0 | -2.0371 | 0 | -2.0371
1762 | 0 | 0 | 0 | 0 | 0 | -1.8093 | 0 | -1.8093
1763 | 0 | 0 | 0 | 0 | 0 | -1.6297 | 0 | -1.6297
1764 | 0 | 0 | 0 | 0 | 0 | -1.5151 | 0 | -1.5151
1765 | 0 | 0 | 0 | 0 | 0 | -1.3548 | 0 | -1.3548
1766 | 0 | 0 | 0 | 0 | 0 | -1.2457 | 0 | -1.2457
1767 | 0 | 0 | 0 | 0 | 0 | -1.1642 | 0 | -1.1642
1768 | 0 | 0 | 0 | 0 | 0 | -1.0141 | 0 | -1.0141
1769 | 0 | 0 | 0 | 0 | 0 | -0.80192 | 0 | -0.80192
1770 | 0 | 0 | 0 | 0 | 0 | -0.8604 | 0 | -0.8604
1771 | 0 | 0 | 0 | 0 | 0 | -1.0423 | 0 | -1.0423
1772 | 0 | 0 | 0 | 0 | 0 | -1.1627 | 0 | -1.1627
1773 | 0 | 0 | 0 | 0 | 0 | -1.2853 | 0 | -1.2853
1774 | 0 | 0 | 0 | 0 | 0 | -1.4317 | 0 | -1.4317
1775 | 0 | 0 | 0 | 0 | 0 | -1.5059 | 0 | -1.5059
1776 | 0 | 0 | 0 | 0 | 0 | -1.6597 | 0 | -1.6597
1777 | 0 | 0 | 0 | 0 | 0 | -1.9368 | 0 | -1.9368
1778 | 0 | 0 | 0 | 0 | 0 | -2.307 | 0 | -2.307
1779 | 0 | 0 | 0 | 0 | 0 | -2.4981 | 0 | -2.4981
1780 | 0 | 0 | 0 | 0 | 0 | -2.4185 | 0 | -2.4185
1781 | 0 | 0 | 0 | 0 | 0 | -2.4775 | 0 | -2.4775
1782 | 0 | 0 | 0 | 0 | 0 | -2.5324 | 0 | -2.5324
1783 | 0 | 0 | 0 | 0 | 0 | -2.4867 | 0 | -2.4867
1784 | 0 | 0 | 0 | 0 | 0 | -2.3168 | 0 | -2.3168
1785 | 0 | 0 | 0 | 0 | 0 | -2.224 | 0 | -2.224
1786 | 0 | 0 | 0 | 0 | 0 | -2.1205 | 0 | -2.1205
1787 | 0 | 0 | 0 | 0 | 0 | -1.9136 | 0 | -1.9136
1788 | 0 | 0 | 0 | 0 | 0 | -1.8544 | 0 | -1.8544
1789 | 0 | 0 | 0 | 0 | 0 | -1.7563 | 0 | -1.7563
1790 | 0 | 0 | 0 | 0 | 0 | -1.6141 | 0 | -1.6141
1791 | 0 | 0 | 0 | 0 | 0 | -1.5583 | 0 | -1.5583
1792 | 0 | 0 | 0 | 0 | 0 | -1.5182 | 0 | -1.5182
1793 | 0 | 0 | 0 | 0 | 0 | -1.4623 | 0 | -1.4623
1794 | 0 | 0 | 0 | 0 | 0 | -1.4861 | 0 | -1.4861
1795 | 0 | 0 | 0 | 0 | 0 | -1.5459 | 0 | -1.5459
1796 | 0 | 0 | 0 | 0 | 0 | -1.605 | 0 | -1.605
1797 | 0 | 0 | 0 | 0 | 0 | -1.7266 | 0 | -1.7266
1798 | 0 | 0 | 0 | 0 | 0 | -1.8731 | 0 | -1.8731
1799 | 0 | 0 | 0 | 0 | 0 | -1.9902 | 0 | -1.9902
1800 | 0 | 0 | 0 | 0 | 0 | -2.3448 | 0 | -2.3448
1801 | 0 | 0 | 0 | 0 | 0 | -2.5973 | 0 | -2.5973
1802 | 0 | 0 | 0 | 0 | 0 | -2.5502 | 0 | -2.5502
1803 | 0 | 0 | 0 | 0 | 0 | -2.6191 | 0 | -2.6191
1804 | 0 | 0 | 0 | 0 | 0 | -2.6521 | 0 | -2.6521
1805 | 0 | 0 | 0 | 0 | 0 | -2.5613 | 0 | -2.5613
1806 | 0 | 0 | 0 | 0 | 0 | -2.542 | 0 | -2.542
1807 | 0 | 0 | 0 | 0 | 0 | -2.5105 | 0 | -2.5105
1808 | 0 | 0 | 0 | 0 | 0 | -2.0739 | 0 | -2.0739
1809 | 0 | 0 | 0 | 0 | 0 | -2.0497 | 0 | -2.0497
1810 | 0 | 0 | 0 | 0 | 0 | -1.9356 | 0 | -1.9356
1811 | 0 | 0 | 0 | 0 | 0 | -1.6694 | 0 | -1.6694
1812 | 0 | 0 | 0 | 0 | 0 | -1.4227 | 0 | -1.4227
1813 | 0 | 0 | 0 | 0 | 0 | -1.3048 | 0 | -1.3048
1814 | 0 | 0 | 0 | 0 | 0 | -1.1668 | 0 | -1.1668
1815 | 0 | 0 | 0 | 0 | 0 | -0.85886 | 0 | -0.85886
1816 | 0 | 0 | 0 | 0 | 0 | -0.68715 | 0 | -0.68715
1817 | 0 | 0 | 0 | 0 | 0 | -0.68326 | 0 | -0.68326
1818 | 0 | 0 | 0 | 0 | 0 | -0.75937 | 0 | -0.75937
1819 | 0 | 0 | 0 | 0 | 0 | -1.1191 | 0 | -1.1191
1820 | 0 | 0 | 0 | 0 | 0 | -1.3253 | 0 | -1.3253
1821 | 0 | 0 | 0 | 0 | 0 | -1.4332 | 0 | -1.4332
1822 | 0 | 0 | 0 | 0 | 0 | -1.5551 | 0 | -1.5551
1823 | 0 | 0 | 0 | 0 | 0 | -1.8694 | 0 | -1.8694
1824 | 0 | 0 | 0 | 0 | 0 | -2.1873 | 0 | -2.1873
1825 | 0 | 0 | 0 | 0 | 0 | -2.4712 | 0 | -2.4712
1826 | 0 | 0 | 0 | 0 | 0 | -2.6169 | 0 | -2.6169
1827 | 0 | 0 | 0 | 0 | 0 | -2.6562 | 0 | -2.6562
1828 | 0 | 0 | 0 | 0 | 0 | -2.7018 | 0 | -2.7018
1829 | 0 | 0 | 0 | 0 | 0 | -2.4323 | 0 | -2.4323
1830 | 0 | 0 | 0 | 0 | 0 | -2.4248 | 0 | -2.4248
1831 | 0 | 0 | 0 | 0 | 0 | -2.4506 | 0 | -2.4506
1832 | 0 | 0 | 0 | 0 | 0 | -2.3592 | 0 | -2.3592
1833 | 0 | 0 | 0 | 0 | 0 | -2.2677 | 0 | -2.2677
1834 | 0 | 0 | 0 | 0 | 0 | -2.2822 | 0 | -2.2822
1835 | 0 | 0 | 0 | 0 | 0 | -2.2221 | 0 | -2.2221
1836 | 0 | 0 | 0 | 0 | 0 | -2.1587 | 0 | -2.1587
1837 | 0 | 0 | 0 | 0 | 0 | -2.072 | 0 | -2.072
1838 | 0 | 0 | 0 | 0 | 0 | -2.1072 | 0 | -2.1072
1839 | 0 | 0 | 0 | 0 | 0 | -2.002 | 0 | -2.002
1840 | 0 | 0 | 0 | 0 | 0 | -1.8887 | 0 | -1.8887
1841 | 0 | 0 | 0 | 0 | 0 | -1.9639 | 0 | -1.9639
1842 | 0 | 0 | 0 | 0 | 0 | -1.8947 | 0 | -1.8947
1843 | 0 | 0 | 0 | 0 | 0 | -1.8823 | 0 | -1.8823
1844 | 0 | 0 | 0 | 0 | 0 | -1.8387 | 0 | -1.8387
1845 | 0 | 0 | 0 | 0 | 0 | -1.723 | 0 | -1.723
1846 | 0 | 0 | 0 | 0 | 0 | -1.7248 | 0 | -1.7248
1847 | 0 | 0 | 0 | 0 | 0 | -1.8168 | 0 | -1.8168
1848 | 0 | 0 | 0 | 0 | 0 | -1.8236 | 0 | -1.8236
1849 | 0 | 0 | 0 | 0 | 0 | -1.8428 | 0 | -1.8428
1850 | 0 | 0 | 0 | 0 | 0 | -2.0751 | 0 | -2.0751
1851 | 0 | 0 | 0 | 0 | 0 | -2.2007 | 0 | -2.2007
1852 | 0 | 0 | 0 | 0 | 0 | -2.1798 | 0 | -2.1798
1853 | 0 | 0 | 0 | 0 | 0 | -2.0591 | 0 | -2.0591
1854 | 0 | 0 | 0 | 0 | 0 | -2.0098 | 0 | -2.0098
1855 | 0 | 0 | 0 | 0 | 0 | -1.9699 | 0 | -1.9699
1856 | 0 | 0 | 0 | 0 | 0 | -2.2866 | 0 | -2.2866
1857 | 0 | 0 | 0 | 0 | 0 | -2.5599 | 0 | -2.5599
1858 | 0 | 0 | 0 | 0 | 0 | -2.5515 | 0 | -2.5515
1859 | 0 | 0 | 0 | 0 | 0 | -2.4152 | 0 | -2.4152
1860 | 0 | 0 | 0 | 0 | 0 | -1.8865 | 0 | -1.8865
1861 | 0 | 0 | 0 | 0 | 0 | -1.6373 | 0 | -1.6373
1862 | 0 | 0 | 0 | 0 | 0 | -1.8887 | 0 | -1.8887
1863 | 0 | 0 | 0 | 0 | 0 | -2.1704 | 0 | -2.1704
1864 | 0 | 0 | 0 | 0 | 0 | -2.2836 | 0 | -2.2836
1865 | 0 | 0 | 0 | 0 | 0 | -2.1475 | 0 | -2.1475
1866 | 0 | 0 | 0 | 0 | 0 | -1.8047 | 0 | -1.8047
1867 | 0 | 0 | 0 | 0 | 0 | -1.8523 | 0 | -1.8523
1868 | 0 | 0 | 0 | 0 | 0 | -1.8297 | 0 | -1.8297
1869 | 0 | 0 | 0 | 0 | 0 | -2.0108 | 0 | -2.0108
1870 | 0 | 0 | 0 | 0 | 0 | -2.0832 | 0 | -2.0832
1871 | 0 | 0 | 0 | 0 | 0 | -2.1289 | 0 | -2.1289
1872 | 0 | 0 | 0 | 0 | 0 | -2.3024 | 0 | -2.3024
1873 | 0 | 0 | 0 | 0 | 0 | -2.4296 | 0 | -2.4296
1874 | 0 | 0 | 0 | 0 | 0 | -2.4485 | 0 | -2.4485
1875 | 0 | 0 | 0 | 0 | 0 | -2.4768 | 0 | -2.4768
1876 | 0 | 0 | 0 | 0 | 0 | -2.6033 | 0 | -2.6033
1877 | 0 | 0 | 0 | 0 | 0 | -2.4872 | 0 | -2.4872
1878 | 0 | 0 | 0 | 0 | 0 | -2.5358 | 0 | -2.5358
1879 | 0 | 0 | 0 | 0 | 0 | -2.5806 | 0 | -2.5806
1880 | 0 | 0 | 0 | 0 | 0 | -2.2609 | 0 | -2.2609
1881 | 0 | 0 | 0 | 0 | 0 | -1.808 | 0 | -1.808
1882 | 0 | 0 | 0 | 0 | 0 | -1.5476 | 0 | -1.5476
1883 | 0 | 0 | 0 | 0 | 0 | -1.4942 | 0 | -1.4942
1884 | 0 | 0 | 0 | 0 | 0 | -1.6535 | 0 | -1.6535
1885 | 0 | 0 | 0 | 0 | 0 | -1.4925 | 0 | -1.4925
1886 | 0 | 0 | 0 | 0 | 0 | -1.3472 | 0 | -1.3472
1887 | 0 | 0 | 0 | 0 | 0 | -1.2398 | 0 | -1.2398
1888 | 0 | 0 | 0 | 0 | 0 | -1.363 | 0 | -1.363
1889 | 0 | 0 | 0 | 0 | 0 | -1.4734 | 0 | -1.4734
1890 | 0 | 0 | 0 | 0 | 0 | -1.3993 | 0 | -1.3993
1891 | 0 | 0 | 0 | 0 | 0 | -1.5125 | 0 | -1.5125
1892 | 0 | 0 | 0 | 0 | 0 | -1.6145 | 0 | -1.6145
1893 | 0 | 0 | 0 | 0 | 0 | -1.7419 | 0 | -1.7419
1894 | 0 | 0 | 0 | 0 | 0 | -1.9237 | 0 | -1.9237
1895 | 0 | 0 | 0 | 0 | 0 | -2.1438 | 0 | -2.1438
1896 | 0 | 0 | 0 | 0 | 0 | -2.3066 | 0 | -2.3066
1897 | 0 | 0 | 0 | 0 | 0 | -2.4958 | 0 | -2.4958
1898 | 0 | 0 | 0 | 0 | 0 | -2.5779 | 0 | -2.5779
1899 | 0 | 0 | 0 | 0 | 0 | -2.6481 | 0 | -2.6481
1900 | 0 | 0 | 0 | 0 | 0 | -2.7517 | 0 | -2.7517
1901 | 0 | 0 | 0 | 0 | 0 | -2.8836 | 0 | -2.8836
1902 | 0 | 0 | 0 | 0 | 0 | -2.8338 | 0 | -2.8338
1903 | 0 | 0 | 0 | 0 | 0 | -2.6209 | 0 | -2.6209
1904 | 0 | 0 | 0 | 0 | 0 | -2.0306 | 0 | -2.0306
1905 | 0 | 0 | 0 | 0 | 0 | -1.6651 | 0 | -1.6651
1906 | 0 | 0 | 0 | 0 | 0 | -1.5176 | 0 | -1.5176
1907 | 0 | 0 | 0 | 0 | 0 | -1.6956 | 0 | -1.6956
1908 | 0 | 0 | 0 | 0 | 0 | -1.8236 | 0 | -1.8236
1909 | 0 | 0 | 0 | 0 | 0 | -1.7777 | 0 | -1.7777
1910 | 0 | 0 | 0 | 0 | 0 | -1.5009 | 0 | -1.5009
1911 | 0 | 0 | 0 | 0 | 0 | -1.3507 | 0 | -1.3507
1912 | 0 | 0 | 0 | 0 | 0 | -1.3598 | 0 | -1.3598
1913 | 0 | 0 | 0 | 0 | 0 | -1.3769 | 0 | -1.3769
1914 | 0 | 0 | 0 | 0 | 0 | -1.4431 | 0 | -1.4431
1915 | 0 | 0 | 0 | 0 | 0 | -1.516 | 0 | -1.516
1916 | 0 | 0 | 0 | 0 | 0 | -1.6045 | 0 | -1.6045
1917 | 0 | 0 | 0 | 0 | 0 | -1.7189 | 0 | -1.7189
1918 | 0 | 0 | 0 | 0 | 0 | -1.7525 | 0 | -1.7525
1919 | 0 | 0 | 0 | 0 | 0 | -1.8903 | 0 | -1.8903
1920 | 0 | 0 | 0 | 0 | 0 | -1.9863 | 0 | -1.9863
1921 | 0 | 0 | 0 | 0 | 0 | -2.0944 | 0 | -2.0944
1922 | 0 | 0 | 0 | 0 | 0 | -2.2694 | 0 | -2.2694
1923 | 0 | 0 | 0 | 0 | 0 | -2.373 | 0 | -2.373
1924 | 0 | 0 | 0 | 0 | 0 | -2.2982 | 0 | -2.2982
1925 | 0 | 0 | 0 | 0 | 0 | -2.2082 | 0 | -2.2082
1926 | 0 | 0 | 0 | 0 | 0 | -2.168 | 0 | -2.168
1927 | 0 | 0 | 0 | 0 | 0 | -2.1958 | 0 | -2.1958
1928 | 0 | 0 | 0 | 0 | 0 | -2.1432 | 0 | -2.1432
1929 | 0 | 0 | 0 | 0 | 0 | -2.0209 | 0 | -2.0209
1930 | 0 | 0 | 0 | 0 | 0 | -1.8504 | 0 | -1.8504
1931 | 0 | 0 | 0 | 0 | 0 | -1.5451 | 0 | -1.5451
1932 | 0 | 0 | 0 | 0 | 0 | -1.3264 | 0 | -1.3264
1933 | 0 | 0 | 0 | 0 | 0 | -1.2017 | 0 | -1.2017
1934 | 0 | 0 | 0 | 0 | 0 | -1.2153 | 0 | -1.2153
1935 | 0 | 0 | 0 | 0 | 0 | -1.0252 | 0 | -1.0252
1936 | 0 | 0 | 0 | 0 | 0 | -0.99462 | 0 | -0.99462
1937 | 0 | 0 | 0 | 0 | 0 | -1.1286 | 0 | -1.1286
1938 | 0 | 0 | 0 | 0 | 0 | -1.1563 | 0 | -1.1563
1939 | 0 | 0 | 0 | 0 | 0 | -1.1886 | 0 | -1.1886
1940 | 0 | 0 | 0 | 0 | 0 | -1.3334 | 0 | -1.3334
1941 | 0 | 0 | 0 | 0 | 0 | -1.4618 | 0 | -1.4618
1942 | 0 | 0 | 0 | 0 | 0 | -1.4653 | 0 | -1.4653
1943 | 0 | 0 | 0 | 0 | 0 | -1.5321 | 0 | -1.5321
1944 | 0 | 0 | 0 | 0 | 0 | -1.7028 | 0 | -1.7028
1945 | 0 | 0 | 0 | 0 | 0 | -1.8653 | 0 | -1.8653
1946 | 0 | 0 | 0 | 0 | 0 | -1.9565 | 0 | -1.9565
1947 | 0 | 0 | 0 | 0 | 0 | -2.0033 | 0 | -2.0033
1948 | 0 | 0 | 0 | 0 | 0 | -2.0165 | 0 | -2.0165
1949 | 0 | 0 | 0 | 0 | 0 | -1.9906 | 0 | -1.9906
1950 | 0 | 0 | 0 | 0 | 0 | -1.9434 | 0 | -1.9434
1951 | 0 | 0 | 0 | 0 | 0 | -1.9419 | 0 | -1.9419
1952 | 0 | 0 | 0 | 0 | 0 | -1.6987 | 0 | -1.6987
1953 | 0 | 0 | 0 | 0 | 0 | -1.4197 | 0 | -1.4197
1954 | 0 | 0 | 0 | 0 | 0 | -1.1921 | 0 | -1.1921
1955 | 0 | 0 | 0 | 0 | 0 | -1.0797 | 0 | -1.0797
1956 | 0 | 0 | 0 | 0 | 0 | -1.0401 | 0 | -1.0401
1957 | 0 | 0 | 0 | 0 | 0 | -0.9317 | 0 | -0.9317
1958 | 0 | 0 | 0 | 0 | 0 | -0.74147 | 0 | -0.74147
1959 | 0 | 0 | 0 | 0 | 0 | -0.5042 | 0 | -0.5042
1960 | 0 | 0 | 0 | 0 | 0 | -0.67134 | 0 | -0.67134
1961 | 0 | 0 | 0 | 0 | 0 | -0.7211 | 0 | -0.7211
1962 | 0 | 0 | 0 | 0 | 0 | -0.53713 | 0 | -0.53713
1963 | 0 | 0 | 0 | 0 | 0 | -0.64245 | 0 | -0.64245
1964 | 0 | 0 | 0 | 0 | 0 | -0.78012 | 0 | -0.78012
1965 | 0 | 0 | 0 | 0 | 0 | -0.90026 | 0 | -0.90026
1966 | 0 | 0 | 0 | 0 | 0 | -1.0109 | 0 | -1.0109
1967 | 0 | 0 | 0 | 0 | 0 | -1.1153 | 0 | -1.1153
1968 | 0 | 0 | 0 | 0 | 0 | -1.2872 | 0 | -1.2872
1969 | 0 | 0 | 0 | 0 | 0 | -1.4641 | 0 | -1.4641
1970 | 0 | 0 | 0 | 0 | 0 | -1.5392 | 0 | -1.5392
1971 | 0 | 0 | 0 | 0 | 0 | -1.6309 | 0 | -1.6309
1972 | 0 | 0 | 0 | 0 | 0 | -1.6862 | 0 | -1.6862
1973 | 0 | 0 | 0 | 0 | 0 | -1.7503 | 0 | -1.7503
1974 | 0 | 0 | 0 | 0 | 0 | -1.7375 | 0 | -1.7375
1975 | 0 | 0 | 0 | 0 | 0 | -1.5878 | 0 | -1.5878
1976 | 0 | 0 | 0 | 0 | 0 | -1.1768 | 0 | -1.1768
1977 | 0 | 0 | 0 | 0 | 0 | -0.90533 | 0 | -0.90533
1978 | 0 | 0 | 0 | 0 | 0 | -0.64077 | 0 | -0.64077
1979 | 0 | 0 | 0 | 0 | 0 | -0.597 | 0 | -0.597
1980 | 0 | 0 | 0 | 0 | 0 | -0.47923 | 0 | -0.47923
1981 | 0 | 0 | 0 | 0 | 0 | -0.37141 | 0 | -0.37141
1982 | 0 | 0 | 0 | 0 | 0 | -0.26936 | 0 | -0.26936
1983 | 0 | 0 | 0 | 0 | 0 | -0.30069 | 0 | -0.30069
1984 | 0 | 0 | 0 | 0 | 0 | -0.36536 | 0 | -0.36536
1985 | 0 | 0 | 0 | 0 | 0 | -0.44575 | 0 | -0.44575
1986 | 0 | 0 | 0 | 0 | 0 | -0.49261 | 0 | -0.49261
1987 | 0 | 0 | 0 | 0 | 0 | -0.6016 | 0 | -0.6016
1988 | 0 | 0 | 0 | 0 | 0 | -0.7387 | 0 | -0.7387
1989 | 0 | 0 | 0 | 0 | 0 | -0.81026 | 0 | -0.81026
1990 | 0 | 0 | 0 | 0 | 0 | -0.95584 | 0 | -0.95584
1991 | 0 | 0 | 0 | 0 | 0 | -1.2658 | 0 | -1.2658
1992 | 0 | 0 | 0 | 0 | 0 | -1.4827 | 0 | -1.4827
1993 | 0 | 0 | 0 | 0 | 0 | -1.5787 | 0 | -1.5787
1994 | 0 | 0 | 0 | 0 | 0 | -1.5851 | 0 | -1.5851
1995 | 0 | 0 | 0 | 0 | 0 | -1.671 | 0 | -1.671
1996 | 0 | 0 | 0 | 0 | 0 | -1.8355 | 0 | -1.8355
1997 | 0 | 0 | 0 | 0 | 0 | -1.8677 | 0 | -1.8677
1998 | 0 | 0 | 0 | 0 | 0 | -1.8599 | 0 | -1.8599
1999 | 0 | 0 | 0 | 0 | 0 | -1.7792 | 0 | -1.7792
2000 | 0 | 0 | 0 | 0 | 0 | -1.588 | 0 | -1.588
2001 | 0 | 0 | 0 | 0 | 0 | -1.3864 | 0 | -1.3864
2002 | 0 | 0 | 0 | 0 | 0 | -1.0593 | 0 | -1.0593
2003 | 0 | 0 | 0 | 0 | 0 | -0.66232 | 0 | -0.66232
2004 | 0 | 0 | 0 | 0 | 0 | -0.51218 | 0 | -0.51218
2005 | 0 | 0 | 0 | 0 | 0 | -0.44924 | 0 | -0.44924
2006 | 0 | 0 | 0 | 0 | 0 | -0.31671 | 0 | -0.31671
2007 | 0 | 0 | 0 | 0 | 0 | -0.17614 | 0 | -0.17614
2008 | 0 | 0 | 0 | 0 | 0 | -0.10107 | 0 | -0.10107
2009 | 0 | 0 | 0 | 0 | 0 | -0.16306 | 0 | -0.16306
2010 | 0 | 0 | 0 | 0 | 0 | -0.26848 | 0 | -0.26848
2011 | 0 | 0 | 0 | 0 | 0 | -0.32488 | 0 | -0.32488
2012 | 0 | 0 | 0 | 0 | 0 | -0.43858 | 0 | -0.43858
2013 | 0 | 0 | 0 | 0 | 0 | -0.49608 | 0 | -0.49608
2014 | 0 | 0 | 0 | 0 | 0 | -0.58047 | 0 | -0.58047
2015 | 0 | 0 | 0 | 0 | 0 | -0.82304 | 0 | -0.82304
2016 | 0 | 0 | 0 | 0 | 0 | -0.99883 | 0 | -0.99883
2017 | 0 | 0 | 0 | 0 | 0 | -1.1193 | 0 | -1.1193
2018 | 0 | 0 | 0 | 0 | 0 | -1.2185 | 0 | -1.2185
2019 | 0 | 0 | 0 | 0 | 0 | -1.3103 | 0 | -1.3103
2020 | 0 | 0 | 0 | 0 | 0 | -1.3109 | 0 | -1.3109
2021 | 0 | 0 | 0 | 0 | 0 | -1.2844 | 0 | -1.2844
2022 | 0 | 0 | 0 | 0 | 0 | -1.299 | 0 | -1.299
2023 | 0 | 0 | 0 | 0 | 0 | -1.3438 | 0 | -1.3438
2024 | 0 | 0 | 0 | 0 | 0 | -1.2023 | 0 | -1.2023
2025 | 0 | 0 | 0 | 0 | 0 | -0.9651 | 0 | -0.9651
2026 | 0 | -0.54116 | 0 | -0.53074 | 0 | -0.66546 | 0 | -0.66546
2027 | 0 | -0.22083 | 0 | -0.22256 | 0 | -0.36087 | 0 | -0.36087
2028 | 0 | -0.065706 | 0 | -0.066003 | 0 | -0.1992 | 0 | -0.1992
2029 | 0 | -0.037349 | 0 | -0.037527 | 0 | -0.094323 | 0 | -0.094323
2030 | 0 | -0.0076756 | 0 | -0.0076756 | 0 | -0.035296 | 0 | -0.035296
2031 | 0 | 0 | 0 | 0 | 0 | 0 | 0 | 0
2032 | 0 | -0.016624 | 0 | -0.016624 | 0 | -0.062248 | 0 | -0.062248
2033 | 0 | -0.0053622 | 0 | -0.0053622 | 0 | -0.022383 | 0 | -0.022383
2034 | 0 | -0.027765 | 0 | -0.027765 | 0 | -0.14042 | 0 | -0.14042
2035 | 0 | -0.14683 | 0 | -0.14324 | 0 | -0.22996 | 0 | -0.22996
2036 | 0 | 0 | 0 | 0 | 0 | -0.34241 | 0 | -0.34241
2037 | 0 | 0 | 0 | 0 | 0 | -0.50259 | 0 | -0.50259
2038 | 0 | 0 | 0 | 0 | 0 | -0.64679 | 0 | -0.64679
2039 | 0 | 0 | 0 | 0 | 0 | -0.80078 | 0 | -0.80078
2040 | 0 | 0 | 0 | 0 | 0 | -0.94376 | 0 | -0.94376
2041 | 0 | 0 | 0 | 0 | 0 | -1.0567 | 0 | -1.0567
2042 | 0 | 0 | 0 | 0 | 0 | -1.1708 | 0 | -1.1708
2043 | 0 | 0 | 0 | 0 | 0 | -1.2712 | 0 | -1.2712
2044 | 0 | 0 | 0 | 0 | 0 | -1.341 | 0 | -1.341
2045 | 0 | 0 | 0 | 0 | 0 | -1.3011 | 0 | -1.3011
2046 | 0 | 0 | 0 | 0 | 0 | -1.2872 | 0 | -1.2872
2047 | 0 | 0 | 0 | 0 | 0 | -1.2676 | 0 | -1.2676
2048 | 0 | 0 | 0 | 0 | 0 | -1.1567 | 0 | -1.1567
2049 | 0 | 0 | 0 | 0 | 0 | -1.0294 | 0 | -1.0294
2050 | 0 | -0.80322 | 0 | -0.77968 | 0 | -0.91888 | 0 | -0.91888
2051 | 0 | -0.61391 | 0 | -0.6082 | 0 | -0.73823 | 0 | -0.73823
2052 | 0 | -0.41668 | 0 | -0.41291 | 0 | -0.54705 | 0 | -0.54705
2053 | 0 | -0.38421 | 0 | -0.38076 | 0 | -0.51934 | 0 | -0.51934
2054 | 0 | 0 | 0 | 0 | 0 | -0.53526 | 0 | -0.53526
2055 | 0 | 0 | 0 | 0 | 0 | -0.58169 | 0 | -0.58169
2056 | 0 | -0.51753 | 0 | -0.50762 | 0 | -0.6514 | 0 | -0.6514
2057 | 0 | 0 | 0 | 0 | 0 | -0.57916 | 0 | -0.57916
2058 | 0 | 0 | 0 | 0 | 0 | -0.6447 | 0 | -0.6447
2059 | 0 | 0 | 0 | 0 | 0 | -0.69006 | 0 | -0.69006
2060 | 0 | 0 | 0 | 0 | 0 | -0.85442 | 0 | -0.85442
2061 | 0 | 0 | 0 | 0 | 0 | -1.0076 | 0 | -1.0076
2062 | 0 | 0 | 0 | 0 | 0 | -1.011 | 0 | -1.011
2063 | 0 | 0 | 0 | 0 | 0 | -1.1008 | 0 | -1.1008
2064 | 0 | 0 | 0 | 0 | 0 | -1.2081 | 0 | -1.2081
2065 | 0 | 0 | 0 | 0 | 0 | -1.3215 | 0 | -1.3215
2066 | 0 | 0 | 0 | 0 | 0 | -1.2914 | 0 | -1.2914
2067 | 0 | 0 | 0 | 0 | 0 | -1.283 | 0 | -1.283
2068 | 0 | 0 | 0 | 0 | 0 | -1.3073 | 0 | -1.3073
2069 | 0 | 0 | 0 | 0 | 0 | -1.3023 | 0 | -1.3023
2070 | 0 | 0 | 0 | 0 | 0 | -1.2568 | 0 | -1.2568
2071 | 0 | 0 | 0 | 0 | 0 | -1.2354 | 0 | -1.2354
2072 | 0 | 0 | 0 | 0 | 0 | -1.101 | 0 | -1.101
2073 | 0 | 0 | 0 | 0 | 0 | -1.0483 | 0 | -1.0483
2074 | 0 | 0 | 0 | 0 | 0 | -0.96233 | 0 | -0.96233
2075 | 0 | -0.64758 | 0 | -0.64154 | 0 | -0.77389 | 0 | -0.77389
2076 | 0 | -0.55941 | 0 | -0.54863 | 0 | -0.68757 | 0 | -0.68757
2077 | 0 | -0.5708 | 0 | -0.55978 | 0 | -0.70193 | 0 | -0.70193
2078 | 0 | -0.51561 | 0 | -0.51086 | 0 | -0.64949 | 0 | -0.64949
2079 | 0 | -0.40907 | 0 | -0.40537 | 0 | -0.5442 | 0 | -0.5442
2080 | 0 | -0.39359 | 0 | -0.38622 | 0 | -0.53234 | 0 | -0.53234
2081 | 0 | -0.39122 | 0 | -0.38771 | 0 | -0.54689 | 0 | -0.54689
2082 | 0 | 0 | 0 | 0 | 0 | -0.48553 | 0 | -0.48553
2083 | 0 | -0.29179 | 0 | -0.28408 | 0 | -0.4933 | 0 | -0.4933
2084 | 0 | 0 | 0 | 0 | 0 | -0.59003 | 0 | -0.59003
2085 | 0 | 0 | 0 | 0 | 0 | -0.66745 | 0 | -0.66745
2086 | 0 | 0 | 0 | 0 | 0 | -0.74887 | 0 | -0.74887
2087 | 0 | 0 | 0 | 0 | 0 | -0.84177 | 0 | -0.84177
2088 | 0 | 0 | 0 | 0 | 0 | -0.98539 | 0 | -0.98539
2089 | 0 | 0 | 0 | 0 | 0 | -1.074 | 0 | -1.074
2090 | 0 | 0 | 0 | 0 | 0 | -1.113 | 0 | -1.113
2091 | 0 | 0 | 0 | 0 | 0 | -1.1638 | 0 | -1.1638
2092 | 0 | 0 | 0 | 0 | 0 | -1.2156 | 0 | -1.2156
2093 | 0 | 0 | 0 | 0 | 0 | -1.2234 | 0 | -1.2234
2094 | 0 | 0 | 0 | 0 | 0 | -1.1971 | 0 | -1.1971
2095 | 0 | 0 | 0 | 0 | 0 | -1.1431 | 0 | -1.1431
2096 | 0 | 0 | 0 | 0 | 0 | -0.89246 | 0 | -0.89246
2097 | 0 | 0 | 0 | 0 | 0 | -0.71855 | 0 | -0.71855
2098 | 0 | -0.23393 | 0 | -0.23577 | 0 | -0.37213 | 0 | -0.37213
2099 | 0 | -0.098621 | 0 | -0.097294 | 0 | -0.23857 | 0 | -0.23857
2100 | 0 | -0.10684 | 0 | -0.10462 | 0 | -0.24799 | 0 | -0.24799
2101 | 0 | -0.07896 | 0 | -0.078498 | 0 | -0.19432 | 0 | -0.19432
2102 | 0 | -0.039428 | 0 | -0.039242 | 0 | -0.087053 | 0 | -0.087053
2103 | 0 | -0.0032955 | 0 | -0.0032955 | 0 | -0.01413 | 0 | -0.01413
2104 | 0 | 0 | 0 | 0 | 0 | 0 | 0 | 0
2105 | 0 | 0 | 0 | 0 | 0 | 0 | 0 | 0
2106 | 0 | 0 | 0 | 0 | 0 | 0 | 0 | 0
2107 | 0 | 0 | 0 | 0 | 0 | 0 | 0 | 0
2108 | 0 | -0.031032 | 0 | -0.031032 | 0 | -0.12374 | 0 | -0.12374
2109 | 0 | -0.10177 | 0 | -0.099733 | 0 | -0.25998 | 0 | -0.25998
2110 | 0 | 0 | 0 | 0 | 0 | -0.35493 | 0 | -0.35493
2111 | 0 | 0 | 0 | 0 | 0 | -0.54066 | 0 | -0.54066
2112 | 0 | 0 | 0 | 0 | 0 | -0.74923 | 0 | -0.74923
2113 | 0 | 0 | 0 | 0 | 0 | -0.92885 | 0 | -0.92885
2114 | 0 | 0 | 0 | 0 | 0 | -1.0359 | 0 | -1.0359
2115 | 0 | 0 | 0 | 0 | 0 | -1.1537 | 0 | -1.1537
2116 | 0 | 0 | 0 | 0 | 0 | -1.1935 | 0 | -1.1935
2117 | 0 | 0 | 0 | 0 | 0 | -1.2363 | 0 | -1.2363
2118 | 0 | 0 | 0 | 0 | 0 | -1.265 | 0 | -1.265
2119 | 0 | 0 | 0 | 0 | 0 | -1.169 | 0 | -1.169
2120 | 0 | 0 | 0 | 0 | 0 | -0.80547 | 0 | -0.80547
2121 | 0 | 0 | 0 | 0 | 0 | -0.57044 | 0 | -0.57044
2122 | 0 | 0 | 0 | 0 | 0 | -0.39677 | 0 | -0.39677
2123 | 0 | -0.10576 | 0 | -0.10357 | 0 | -0.24751 | 0 | -0.24751
2124 | 0 | -0.054617 | 0 | -0.05442 | 0 | -0.19985 | 0 | -0.19985
2125 | 0 | -0.066721 | 0 | -0.067123 | 0 | -0.12215 | 0 | -0.12215
2126 | 0 | -0.0076741 | 0 | -0.0077082 | 0 | -0.022996 | 0 | -0.022996
2127 | 0 | 0 | 0 | 0 | 0 | 0 | 0 | 0
2128 | 0 | 0 | 0 | 0 | 0 | 0 | 0 | 0
2129 | 0 | 0 | 0 | 0 | 0 | 0 | 0 | 0
2130 | 0 | 0 | 0 | 0 | 0 | 0 | 0 | 0
2131 | 0 | 0 | 0 | 0 | 0 | -0.041733 | 0 | -0.041733
2132 | 0 | 0 | 0 | 0 | 0 | -0.26776 | 0 | -0.26776
2133 | 0 | 0 | 0 | 0 | 0 | -0.21006 | 0 | -0.21006
2134 | 0 | 0 | 0 | 0 | 0 | -0.32924 | 0 | -0.32924
2135 | 0 | 0 | 0 | 0 | 0 | -0.50804 | 0 | -0.50804
2136 | 0 | 0 | 0 | 0 | 0 | -0.69757 | 0 | -0.69757
2137 | 0 | 0 | 0 | 0 | 0 | -0.82842 | 0 | -0.82842
2138 | 0 | 0 | 0 | 0 | 0 | -0.96379 | 0 | -0.96379
2139 | 0 | 0 | 0 | 0 | 0 | -1.0421 | 0 | -1.0421
2140 | 0 | 0 | 0 | 0 | 0 | -1.113 | 0 | -1.113
2141 | 0 | 0 | 0 | 0 | 0 | -1.12 | 0 | -1.12
2142 | 0 | 0 | 0 | 0 | 0 | -1.1115 | 0 | -1.1115
2143 | 0 | 0 | 0 | 0 | 0 | -1.0546 | 0 | -1.0546
2144 | 0 | 0 | 0 | 0 | 0 | -0.87848 | 0 | -0.87848
2145 | 0 | -0.60549 | 0 | -0.59378 | 0 | -0.73254 | 0 | -0.73254
2146 | 0 | -0.30762 | 0 | -0.30801 | 0 | -0.44301 | 0 | -0.44301
2147 | 0 | -0.1856 | 0 | -0.18411 | 0 | -0.3253 | 0 | -0.3253
2148 | 0 | -0.26856 | 0 | -0.27072 | 0 | -0.40484 | 0 | -0.40484
2149 | 0 | -0.23642 | 0 | -0.23829 | 0 | -0.376 | 0 | -0.376
2150 | 0 | -0.23838 | 0 | -0.23419 | 0 | -0.37641 | 0 | -0.37641
2151 | 0 | -0.24507 | 0 | -0.24075 | 0 | -0.38282 | 0 | -0.38282
2152 | 0 | -0.27213 | 0 | -0.27247 | 0 | -0.41708 | 0 | -0.41708
2153 | 0 | 0 | 0 | 0 | 0 | -0.50302 | 0 | -0.50302
2154 | 0 | -0.42583 | 0 | -0.41397 | 0 | -0.61043 | 0 | -0.61043
2155 | 0 | 0 | 0 | 0 | 0 | -0.65028 | 0 | -0.65028
2156 | 0 | 0 | 0 | 0 | 0 | -0.59501 | 0 | -0.59501
2157 | 0 | 0 | 0 | 0 | 0 | -0.58848 | 0 | -0.58848
2158 | 0 | 0 | 0 | 0 | 0 | -0.72981 | 0 | -0.72981
2159 | 0 | 0 | 0 | 0 | 0 | -0.83864 | 0 | -0.83864
2160 | 0 | 0 | 0 | 0 | 0 | -0.97373 | 0 | -0.97373
2161 | 0 | 0 | 0 | 0 | 0 | -1.2711 | 0 | -1.2711
2162 | 0 | 0 | 0 | 0 | 0 | -1.5279 | 0 | -1.5279
2163 | 0 | 0 | 0 | 0 | 0 | -1.5214 | 0 | -1.5214
2164 | 0 | 0 | 0 | 0 | 0 | -1.4327 | 0 | -1.4327
2165 | 0 | 0 | 0 | 0 | 0 | -1.2873 | 0 | -1.2873
2166 | 0 | 0 | 0 | 0 | 0 | -1.179 | 0 | -1.179
2167 | 0 | 0 | 0 | 0 | 0 | -1.0731 | 0 | -1.0731
2168 | 0 | 0 | 0 | 0 | 0 | -0.98144 | 0 | -0.98144
2169 | 0 | 0 | 0 | 0 | 0 | -0.98352 | 0 | -0.98352
2170 | 0 | 0 | 0 | 0 | 0 | -1.0181 | 0 | -1.0181
2171 | 0 | -0.92217 | 0 | -0.89498 | 0 | -1.0356 | 0 | -1.0356
2172 | 0 | 0 | 0 | 0 | 0 | -1.0424 | 0 | -1.0424
2173 | 0 | -0.75194 | 0 | -0.73722 | 0 | -0.87935 | 0 | -0.87935
2174 | 0 | -0.36247 | 0 | -0.35925 | 0 | -0.50149 | 0 | -0.50149
2175 | 0 | -0.11413 | 0 | -0.11486 | 0 | -0.25992 | 0 | -0.25992
2176 | 0 | -0.070847 | 0 | -0.071188 | 0 | -0.21911 | 0 | -0.21911
2177 | 0 | -0.081786 | 0 | -0.082194 | 0 | -0.25298 | 0 | -0.25298
2178 | 0 | -0.09793 | 0 | -0.098028 | 0 | -0.17026 | 0 | -0.17026
2179 | 0 | -0.1349 | 0 | -0.13289 | 0 | -0.30014 | 0 | -0.30014
2180 | 0 | -0.28547 | 0 | -0.27786 | 0 | -0.45469 | 0 | -0.45469
2181 | 0 | 0 | 0 | 0 | 0 | -0.51237 | 0 | -0.51237
2182 | 0 | 0 | 0 | 0 | 0 | -0.52009 | 0 | -0.52009
2183 | 0 | 0 | 0 | 0 | 0 | -0.66675 | 0 | -0.66675
2184 | 0 | 0 | 0 | 0 | 0 | -0.80835 | 0 | -0.80835
2185 | 0 | 0 | 0 | 0 | 0 | -0.87423 | 0 | -0.87423
2186 | 0 | 0 | 0 | 0 | 0 | -1.0248 | 0 | -1.0248
2187 | 0 | 0 | 0 | 0 | 0 | -1.1283 | 0 | -1.1283
2188 | 0 | 0 | 0 | 0 | 0 | -1.1592 | 0 | -1.1592
2189 | 0 | 0 | 0 | 0 | 0 | -1.1711 | 0 | -1.1711
2190 | 0 | 0 | 0 | 0 | 0 | -1.1415 | 0 | -1.1415
2191 | 0 | 0 | 0 | 0 | 0 | -1.0957 | 0 | -1.0957
2192 | 0 | 0 | 0 | 0 | 0 | -0.74893 | 0 | -0.74893
2193 | 0 | -0.33527 | 0 | -0.32607 | 0 | -0.46636 | 0 | -0.46636
2194 | 0 | -0.11249 | 0 | -0.1126 | 0 | -0.22049 | 0 | -0.22049
2195 | 0 | -0.010472 | 0 | -0.010475 | 0 | -0.055407 | 0 | -0.055407
2196 | 0 | -0.0053984 | 0 | -0.0053984 | 0 | -0.028491 | 0 | -0.028491
2197 | 0 | -0.014029 | 0 | -0.014029 | 0 | -0.067358 | 0 | -0.067358
2198 | 0 | -0.026344 | 0 | -0.02635 | 0 | -0.07337 | 0 | -0.07337
2199 | 0 | -0.011346 | 0 | -0.011346 | 0 | -0.05861 | 0 | -0.05861
2200 | 0 | -0.018597 | 0 | -0.018597 | 0 | -0.085758 | 0 | -0.085758
2201 | 0 | 0 | 0 | 0 | 0 | 0 | 0 | 0
2202 | 0 | -0.021582 | 0 | -0.021582 | 0 | -0.12315 | 0 | -0.12315
2203 | 0 | -0.071866 | 0 | -0.072271 | 0 | -0.2154 | 0 | -0.2154
2204 | 0 | -0.15746 | 0 | -0.15855 | 0 | -0.35441 | 0 | -0.35441
2205 | 0 | -0.28938 | 0 | -0.29171 | 0 | -0.46478 | 0 | -0.46478
2206 | 0 | -0.37932 | 0 | -0.38247 | 0 | -0.55486 | 0 | -0.55486
2207 | 0 | -0.54265 | 0 | -0.54733 | 0 | -0.71158 | 0 | -0.71158
2208 | 0 | -0.72355 | 0 | -0.71678 | 0 | -0.86789 | 0 | -0.86789
2209 | 0 | -0.8195 | 0 | -0.81176 | 0 | -0.942 | 0 | -0.942
2210 | 0 | -0.85758 | 0 | -0.84946 | 0 | -0.96971 | 0 | -0.96971
2211 | 0 | -0.95426 | 0 | -0.95558 | 0 | -1.0588 | 0 | -1.0588
2212 | 0 | -1.0698 | 0 | -1.0596 | 0 | -1.1643 | 0 | -1.1643
2213 | 0 | -1.1716 | 0 | -1.1482 | 0 | -1.2533 | 0 | -1.2533
2214 | 0 | -1.1926 | 0 | -1.1943 | 0 | -1.2872 | 0 | -1.2872
2215 | 0 | -1.213 | 0 | -1.1888 | 0 | -1.3053 | 0 | -1.3053
2216 | 0 | -1.1887 | 0 | -1.1773 | 0 | -1.2979 | 0 | -1.2979
2217 | 0 | -1.2393 | 0 | -1.2274 | 0 | -1.3499 | 0 | -1.3499
2218 | 0 | -1.2876 | 0 | -1.2619 | 0 | -1.3904 | 0 | -1.3904
2219 | 0 | -1.1855 | 0 | -1.1618 | 0 | -1.2927 | 0 | -1.2927
2220 | 0 | -1.1282 | 0 | -1.1174 | 0 | -1.2438 | 0 | -1.2438
2221 | 0 | -1.0559 | 0 | -1.0459 | 0 | -1.1773 | 0 | -1.1773
2222 | 0 | -0.92236 | 0 | -0.91361 | 0 | -1.0475 | 0 | -1.0475
2223 | 0 | -0.88262 | 0 | -0.87426 | 0 | -1.0085 | 0 | -1.0085
2224 | 0 | -0.86657 | 0 | -0.85837 | 0 | -0.99701 | 0 | -0.99701
2225 | 0 | -0.63954 | 0 | -0.6404 | 0 | -0.79651 | 0 | -0.79651
2226 | 0 | -0.46416 | 0 | -0.45542 | 0 | -0.65099 | 0 | -0.65099
2227 | 0 | -0.49828 | 0 | -0.48887 | 0 | -0.69547 | 0 | -0.69547
2228 | 0 | 0 | 0 | 0 | 0 | -0.80303 | 0 | -0.80303
2229 | 0 | 0 | 0 | 0 | 0 | -0.84732 | 0 | -0.84732
2230 | 0 | 0 | 0 | 0 | 0 | -0.99847 | 0 | -0.99847
2231 | 0 | 0 | 0 | 0 | 0 | -1.1862 | 0 | -1.1862
2232 | 0 | 0 | 0 | 0 | 0 | -1.2664 | 0 | -1.2664
2233 | 0 | 0 | 0 | 0 | 0 | -1.3841 | 0 | -1.3841
2234 | 0 | 0 | 0 | 0 | 0 | -1.4625 | 0 | -1.4625
2235 | 0 | 0 | 0 | 0 | 0 | -1.4295 | 0 | -1.4295
2236 | 0 | 0 | 0 | 0 | 0 | -1.5051 | 0 | -1.5051
2237 | 0 | 0 | 0 | 0 | 0 | -1.6186 | 0 | -1.6186
2238 | 0 | 0 | 0 | 0 | 0 | -1.6347 | 0 | -1.6347
2239 | 0 | 0 | 0 | 0 | 0 | -1.808 | 0 | -1.808
2240 | 0 | 0 | 0 | 0 | 0 | -1.7269 | 0 | -1.7269
2241 | 0 | 0 | 0 | 0 | 0 | -1.661 | 0 | -1.661
2242 | 0 | 0 | 0 | 0 | 0 | -1.5417 | 0 | -1.5417
2243 | 0 | 0 | 0 | 0 | 0 | -1.4164 | 0 | -1.4164
2244 | 0 | 0 | 0 | 0 | 0 | -1.4426 | 0 | -1.4426
2245 | 0 | 0 | 0 | 0 | 0 | -1.5318 | 0 | -1.5318
2246 | 0 | -1.3426 | 0 | -1.302 | 0 | -1.4179 | 0 | -1.4179
2247 | 0 | 0 | 0 | 0 | 0 | -1.1493 | 0 | -1.1493
2248 | 0 | 0 | 0 | 0 | 0 | -0.9547 | 0 | -0.9547
2249 | 0 | 0 | 0 | 0 | 0 | -0.94184 | 0 | -0.94184
2250 | 0 | 0 | 0 | 0 | 0 | -0.93071 | 0 | -0.93071
2251 | 0 | 0 | 0 | 0 | 0 | -0.92086 | 0 | -0.92086
2252 | 0 | 0 | 0 | 0 | 0 | -0.96318 | 0 | -0.96318
2253 | 0 | 0 | 0 | 0 | 0 | -1.0607 | 0 | -1.0607
2254 | 0 | 0 | 0 | 0 | 0 | -0.95335 | 0 | -0.95335
2255 | 0 | 0 | 0 | 0 | 0 | -0.96161 | 0 | -0.96161
2256 | 0 | 0 | 0 | 0 | 0 | -1.0895 | 0 | -1.0895
2257 | 0 | 0 | 0 | 0 | 0 | -1.209 | 0 | -1.209
2258 | 0 | 0 | 0 | 0 | 0 | -1.3031 | 0 | -1.3031
2259 | 0 | 0 | 0 | 0 | 0 | -1.424 | 0 | -1.424
2260 | 0 | 0 | 0 | 0 | 0 | -1.5025 | 0 | -1.5025
2261 | 0 | 0 | 0 | 0 | 0 | -1.4987 | 0 | -1.4987
2262 | 0 | 0 | 0 | 0 | 0 | -1.4279 | 0 | -1.4279
2263 | 0 | 0 | 0 | 0 | 0 | -1.2591 | 0 | -1.2591
2264 | 0 | 0 | 0 | 0 | 0 | -0.92426 | 0 | -0.92426
2265 | 0 | 0 | 0 | 0 | 0 | -0.57245 | 0 | -0.57245
2266 | 0 | -0.23364 | 0 | -0.22752 | 0 | -0.36716 | 0 | -0.36716
2267 | 0 | 0 | 0 | 0 | 0 | -0.33168 | 0 | -0.33168
2268 | 0 | 0 | 0 | 0 | 0 | -0.41586 | 0 | -0.41586
2269 | 0 | -0.13373 | 0 | -0.13168 | 0 | -0.27872 | 0 | -0.27872
2270 | 0 | -0.066363 | 0 | -0.065405 | 0 | -0.12029 | 0 | -0.12029
2271 | 0 | -0.0055693 | 0 | -0.0055693 | 0 | -0.019672 | 0 | -0.019672
2272 | 0 | 0 | 0 | 0 | 0 | 0 | 0 | 0
2273 | 0 | 0 | 0 | 0 | 0 | 0 | 0 | 0
2274 | 0 | 0 | 0 | 0 | 0 | 0 | 0 | 0
2275 | 0 | -0.0074212 | 0 | -0.0074212 | 0 | -0.047456 | 0 | -0.047456
2276 | 0 | -0.018493 | 0 | -0.018493 | 0 | -0.11006 | 0 | -0.11006
2277 | 0 | -0.13674 | 0 | -0.1357 | 0 | -0.24017 | 0 | -0.24017
2278 | 0 | -0.17772 | 0 | -0.17636 | 0 | -0.38374 | 0 | -0.38374
2279 | 0 | -0.41059 | 0 | -0.40296 | 0 | -0.60138 | 0 | -0.60138
2280 | 0 | -0.64633 | 0 | -0.63382 | 0 | -0.80759 | 0 | -0.80759
2281 | 0 | 0 | 0 | 0 | 0 | -1.1168 | 0 | -1.1168
2282 | 0 | 0 | 0 | 0 | 0 | -1.3937 | 0 | -1.3937
2283 | 0 | 0 | 0 | 0 | 0 | -1.4628 | 0 | -1.4628
2284 | 0 | 0 | 0 | 0 | 0 | -1.6623 | 0 | -1.6623
2285 | 0 | 0 | 0 | 0 | 0 | -2.1122 | 0 | -2.1122
2286 | 0 | 0 | 0 | 0 | 0 | -2.1983 | 0 | -2.1983
2287 | 0 | 0 | 0 | 0 | 0 | -1.8249 | 0 | -1.8249
2288 | 0 | 0 | 0 | 0 | 0 | -1.6811 | 0 | -1.6811
2289 | 0 | 0 | 0 | 0 | 0 | -1.6232 | 0 | -1.6232
2290 | 0 | 0 | 0 | 0 | 0 | -1.6778 | 0 | -1.6778
2291 | 0 | 0 | 0 | 0 | 0 | -1.6535 | 0 | -1.6535
2292 | 0 | 0 | 0 | 0 | 0 | -1.5744 | 0 | -1.5744
2293 | 0 | 0 | 0 | 0 | 0 | -1.6144 | 0 | -1.6144
2294 | 0 | 0 | 0 | 0 | 0 | -1.7055 | 0 | -1.7055
2295 | 0 | 0 | 0 | 0 | 0 | -1.7156 | 0 | -1.7156
2296 | 0 | 0 | 0 | 0 | 0 | -1.7017 | 0 | -1.7017
2297 | 0 | 0 | 0 | 0 | 0 | -1.7473 | 0 | -1.7473
2298 | 0 | 0 | 0 | 0 | 0 | -1.6989 | 0 | -1.6989
2299 | 0 | 0 | 0 | 0 | 0 | -1.8313 | 0 | -1.8313
2300 | 0 | 0 | 0 | 0 | 0 | -1.8685 | 0 | -1.8685
2301 | 0 | 0 | 0 | 0 | 0 | -2.1501 | 0 | -2.1501
2302 | 0 | 0 | 0 | 0 | 0 | -2.3305 | 0 | -2.3305
2303 | 0 | 0 | 0 | 0 | 0 | -2.234 | 0 | -2.234
2304 | 0 | 0 | 0 | 0 | 0 | -2.3419 | 0 | -2.3419
2305 | 0 | 0 | 0 | 0 | 0 | -2.5076 | 0 | -2.5076
2306 | 0 | 0 | 0 | 0 | 0 | -2.5603 | 0 | -2.5603
2307 | 0 | 0 | 0 | 0 | 0 | -2.3866 | 0 | -2.3866
2308 | 0 | 0 | 0 | 0 | 0 | -2.4567 | 0 | -2.4567
2309 | 0 | 0 | 0 | 0 | 0 | -2.4834 | 0 | -2.4834
2310 | 0 | 0 | 0 | 0 | 0 | -2.646 | 0 | -2.646
2311 | 0 | 0 | 0 | 0 | 0 | -2.5558 | 0 | -2.5558
2312 | 0 | 0 | 0 | 0 | 0 | -2.3236 | 0 | -2.3236
2313 | 0 | 0 | 0 | 0 | 0 | -2.2604 | 0 | -2.2604
2314 | 0 | 0 | 0 | 0 | 0 | -2.1558 | 0 | -2.1558
2315 | 0 | 0 | 0 | 0 | 0 | -2.089 | 0 | -2.089
2316 | 0 | 0 | 0 | 0 | 0 | -1.7893 | 0 | -1.7893
2317 | 0 | 0 | 0 | 0 | 0 | -1.7887 | 0 | -1.7887
2318 | 0 | 0 | 0 | 0 | 0 | -1.7658 | 0 | -1.7658
2319 | 0 | 0 | 0 | 0 | 0 | -1.7821 | 0 | -1.7821
2320 | 0 | 0 | 0 | 0 | 0 | -1.8099 | 0 | -1.8099
2321 | 0 | 0 | 0 | 0 | 0 | -1.7693 | 0 | -1.7693
2322 | 0 | 0 | 0 | 0 | 0 | -1.543 | 0 | -1.543
2323 | 0 | 0 | 0 | 0 | 0 | -1.5615 | 0 | -1.5615
2324 | 0 | 0 | 0 | 0 | 0 | -1.6378 | 0 | -1.6378
2325 | 0 | 0 | 0 | 0 | 0 | -1.6113 | 0 | -1.6113
2326 | 0 | 0 | 0 | 0 | 0 | -1.6883 | 0 | -1.6883
2327 | 0 | 0 | 0 | 0 | 0 | -1.8377 | 0 | -1.8377
2328 | 0 | 0 | 0 | 0 | 0 | -1.9094 | 0 | -1.9094
2329 | 0 | 0 | 0 | 0 | 0 | -2.0784 | 0 | -2.0784
2330 | 0 | 0 | 0 | 0 | 0 | -2.139 | 0 | -2.139
2331 | 0 | 0 | 0 | 0 | 0 | -2.1027 | 0 | -2.1027
2332 | 0 | 0 | 0 | 0 | 0 | -2.1108 | 0 | -2.1108
2333 | 0 | 0 | 0 | 0 | 0 | -2.1583 | 0 | -2.1583
2334 | 0 | 0 | 0 | 0 | 0 | -2.1713 | 0 | -2.1713
2335 | 0 | 0 | 0 | 0 | 0 | -2.1256 | 0 | -2.1256
2336 | 0 | 0 | 0 | 0 | 0 | -1.8927 | 0 | -1.8927
2337 | 0 | 0 | 0 | 0 | 0 | -1.785 | 0 | -1.785
2338 | 0 | 0 | 0 | 0 | 0 | -1.4923 | 0 | -1.4923
2339 | 0 | 0 | 0 | 0 | 0 | -1.1051 | 0 | -1.1051
2340 | 0 | 0 | 0 | 0 | 0 | -0.9988 | 0 | -0.9988
2341 | 0 | -0.50487 | 0 | -0.49522 | 0 | -0.74042 | 0 | -0.74042
2342 | 0 | -0.30373 | 0 | -0.30412 | 0 | -0.44557 | 0 | -0.44557
2343 | 0 | -0.19173 | 0 | -0.19195 | 0 | -0.3386 | 0 | -0.3386
2344 | 0 | -0.13783 | 0 | -0.13684 | 0 | -0.29243 | 0 | -0.29243
2345 | 0 | -0.12769 | 0 | -0.12782 | 0 | -0.29735 | 0 | -0.29735
2346 | 0 | -0.22028 | 0 | -0.22054 | 0 | -0.40759 | 0 | -0.40759
2347 | 0 | -0.23505 | 0 | -0.23101 | 0 | -0.41854 | 0 | -0.41854
2348 | 0 | 0 | 0 | 0 | 0 | -0.44806 | 0 | -0.44806
2349 | 0 | -0.275 | 0 | -0.26777 | 0 | -0.46324 | 0 | -0.46324
2350 | 0 | 0 | 0 | 0 | 0 | -0.53904 | 0 | -0.53904
2351 | 0 | 0 | 0 | 0 | 0 | -0.68927 | 0 | -0.68927
2352 | 0 | 0 | 0 | 0 | 0 | -0.86973 | 0 | -0.86973
2353 | 0 | 0 | 0 | 0 | 0 | -1.046 | 0 | -1.046
2354 | 0 | 0 | 0 | 0 | 0 | -1.1964 | 0 | -1.1964
2355 | 0 | 0 | 0 | 0 | 0 | -1.2662 | 0 | -1.2662
2356 | 0 | 0 | 0 | 0 | 0 | -1.2744 | 0 | -1.2744
2357 | 0 | 0 | 0 | 0 | 0 | -1.2959 | 0 | -1.2959
2358 | 0 | 0 | 0 | 0 | 0 | -1.2778 | 0 | -1.2778
2359 | 0 | 0 | 0 | 0 | 0 | -1.1558 | 0 | -1.1558
2360 | 0 | 0 | 0 | 0 | 0 | -0.78813 | 0 | -0.78813
2361 | 0 | 0 | 0 | 0 | 0 | -0.59693 | 0 | -0.59693
2362 | 0 | 0 | 0 | 0 | 0 | -0.41824 | 0 | -0.41824
2363 | 0 | -0.084979 | 0 | -0.085496 | 0 | -0.17072 | 0 | -0.17072
2364 | 0 | -0.016041 | 0 | -0.016041 | 0 | -0.073098 | 0 | -0.073098
2365 | 0 | -0.0062432 | 0 | -0.0062432 | 0 | -0.035343 | 0 | -0.035343
2366 | 0 | -0.010341 | 0 | -0.010341 | 0 | -0.035071 | 0 | -0.035071
2367 | 0 | -0.010932 | 0 | -0.010932 | 0 | -0.031759 | 0 | -0.031759
2368 | 0 | 0 | 0 | 0 | 0 | 0 | 0 | 0
2369 | 0 | 0 | 0 | 0 | 0 | 0 | 0 | 0
2370 | 0 | 0 | 0 | 0 | 0 | 0 | 0 | 0
2371 | 0 | 0 | 0 | 0 | 0 | 0 | 0 | 0
2372 | 0 | 0 | 0 | 0 | 0 | 0 | 0 | 0
2373 | 0 | -0.017683 | 0 | -0.017683 | 0 | -0.097954 | 0 | -0.097954
2374 | 0 | -0.034908 | 0 | -0.034908 | 0 | -0.17426 | 0 | -0.17426
2375 | 0 | 0 | 0 | 0 | 0 | -0.35348 | 0 | -0.35348
2376 | 0 | -0.3282 | 0 | -0.3194 | 0 | -0.53991 | 0 | -0.53991
2377 | 0 | 0 | 0 | 0 | 0 | -0.70446 | 0 | -0.70446
2378 | 0 | 0 | 0 | 0 | 0 | -0.84461 | 0 | -0.84461
2379 | 0 | 0 | 0 | 0 | 0 | -0.95956 | 0 | -0.95956
2380 | 0 | 0 | 0 | 0 | 0 | -1.0873 | 0 | -1.0873
2381 | 0 | 0 | 0 | 0 | 0 | -1.1158 | 0 | -1.1158
2382 | 0 | 0 | 0 | 0 | 0 | -1.1376 | 0 | -1.1376
2383 | 0 | 0 | 0 | 0 | 0 | -1.0317 | 0 | -1.0317
2384 | 0 | 0 | 0 | 0 | 0 | -0.65384 | 0 | -0.65384
2385 | 0 | 0 | 0 | 0 | 0 | -0.42813 | 0 | -0.42813
2386 | 0 | 0 | 0 | 0 | 0 | -0.31517 | 0 | -0.31517
2387 | 0 | 0 | 0 | 0 | 0 | -0.22092 | 0 | -0.22092
2388 | 0 | 0 | 0 | 0 | 0 | -0.16154 | 0 | -0.16154
2389 | 0 | 0 | 0 | 0 | 0 | -0.17754 | 0 | -0.17754
2390 | 0 | 0 | 0 | 0 | 0 | -0.23335 | 0 | -0.23335
2391 | 0 | 0 | 0 | 0 | 0 | -0.10881 | 0 | -0.10881
2392 | 0 | 0 | 0 | 0 | 0 | -0.13639 | 0 | -0.13639
2393 | 0 | 0 | 0 | 0 | 0 | -0.099888 | 0 | -0.099888
2394 | 0 | 0 | 0 | 0 | 0 | -0.24675 | 0 | -0.24675
2395 | 0 | 0 | 0 | 0 | 0 | -0.21685 | 0 | -0.21685
2396 | 0 | 0 | 0 | 0 | 0 | -0.32222 | 0 | -0.32222
2397 | 0 | 0 | 0 | 0 | 0 | -0.44546 | 0 | -0.44546
2398 | 0 | 0 | 0 | 0 | 0 | -0.52573 | 0 | -0.52573
2399 | 0 | 0 | 0 | 0 | 0 | -0.66851 | 0 | -0.66851
2400 | 0 | 0 | 0 | 0 | 0 | -0.82656 | 0 | -0.82656
2401 | 0 | 0 | 0 | 0 | 0 | -1.0353 | 0 | -1.0353
2402 | 0 | 0 | 0 | 0 | 0 | -1.2254 | 0 | -1.2254
2403 | 0 | 0 | 0 | 0 | 0 | -1.3482 | 0 | -1.3482
2404 | 0 | 0 | 0 | 0 | 0 | -1.3549 | 0 | -1.3549
2405 | 0 | 0 | 0 | 0 | 0 | -1.3646 | 0 | -1.3646
2406 | 0 | 0 | 0 | 0 | 0 | -1.3763 | 0 | -1.3763
2407 | 0 | 0 | 0 | 0 | 0 | -1.2107 | 0 | -1.2107
2408 | 0 | 0 | 0 | 0 | 0 | -0.92103 | 0 | -0.92103
2409 | 0 | 0 | 0 | 0 | 0 | -0.7041 | 0 | -0.7041
2410 | 0 | 0 | 0 | 0 | 0 | -0.49804 | 0 | -0.49804
2411 | 0 | -0.19319 | 0 | -0.19162 | 0 | -0.33143 | 0 | -0.33143
2412 | 0 | 0 | 0 | 0 | 0 | -0.2441 | 0 | -0.2441
2413 | 0 | -0.095876 | 0 | -0.095964 | 0 | -0.24086 | 0 | -0.24086
2414 | 0 | -0.024511 | 0 | -0.024542 | 0 | -0.10935 | 0 | -0.10935
2415 | 0 | -0.085682 | 0 | -0.085762 | 0 | -0.20269 | 0 | -0.20269
2416 | 0 | -0.055688 | 0 | -0.055725 | 0 | -0.14968 | 0 | -0.14968
2417 | 0 | -0.09287 | 0 | -0.091405 | 0 | -0.099498 | 0 | -0.099498
2418 | 0 | 0 | 0 | 0 | 0 | -0.073795 | 0 | -0.073795
2419 | 0 | 0 | 0 | 0 | 0 | -0.25973 | 0 | -0.25973
2420 | 0 | 0 | 0 | 0 | 0 | -0.56995 | 0 | -0.56995
2421 | 0 | 0 | 0 | 0 | 0 | -0.6334 | 0 | -0.6334
2422 | 0 | 0 | 0 | 0 | 0 | -0.70354 | 0 | -0.70354
2423 | 0 | 0 | 0 | 0 | 0 | -0.89252 | 0 | -0.89252
2424 | 0 | 0 | 0 | 0 | 0 | -1.0986 | 0 | -1.0986
2425 | 0 | 0 | 0 | 0 | 0 | -1.2248 | 0 | -1.2248
2426 | 0 | 0 | 0 | 0 | 0 | -1.3405 | 0 | -1.3405
2427 | 0 | 0 | 0 | 0 | 0 | -1.369 | 0 | -1.369
2428 | 0 | 0 | 0 | 0 | 0 | -1.5131 | 0 | -1.5131
2429 | 0 | 0 | 0 | 0 | 0 | -1.5899 | 0 | -1.5899
2430 | 0 | 0 | 0 | 0 | 0 | -1.4943 | 0 | -1.4943
2431 | 0 | 0 | 0 | 0 | 0 | -1.2329 | 0 | -1.2329
2432 | 0 | 0 | 0 | 0 | 0 | -1.0929 | 0 | -1.0929
2433 | 0 | 0 | 0 | 0 | 0 | -0.91339 | 0 | -0.91339
2434 | 0 | 0 | 0 | 0 | 0 | -0.7173 | 0 | -0.7173
2435 | 0 | 0 | 0 | 0 | 0 | -0.57459 | 0 | -0.57459
2436 | 0 | 0 | 0 | 0 | 0 | -0.56004 | 0 | -0.56004
2437 | 0 | 0 | 0 | 0 | 0 | -0.44081 | 0 | -0.44081
2438 | 0 | -0.12072 | 0 | -0.11894 | 0 | -0.26615 | 0 | -0.26615
2439 | 0 | -0.084734 | 0 | -0.083485 | 0 | -0.14497 | 0 | -0.14497
2440 | 0 | -0.017603 | 0 | -0.017603 | 0 | -0.10224 | 0 | -0.10224
2441 | 0 | 0 | 0 | 0 | 0 | -0.13763 | 0 | -0.13763
2442 | 0 | 0 | 0 | 0 | 0 | -0.14966 | 0 | -0.14966
2443 | 0 | 0 | 0 | 0 | 0 | -0.21891 | 0 | -0.21891
2444 | 0 | 0 | 0 | 0 | 0 | -0.44889 | 0 | -0.44889
2445 | 0 | 0 | 0 | 0 | 0 | -0.59623 | 0 | -0.59623
2446 | 0 | 0 | 0 | 0 | 0 | -0.73437 | 0 | -0.73437
2447 | 0 | 0 | 0 | 0 | 0 | -0.84596 | 0 | -0.84596
2448 | 0 | 0 | 0 | 0 | 0 | -1.0491 | 0 | -1.0491
2449 | 0 | 0 | 0 | 0 | 0 | -1.1793 | 0 | -1.1793
2450 | 0 | 0 | 0 | 0 | 0 | -1.2903 | 0 | -1.2903
2451 | 0 | 0 | 0 | 0 | 0 | -1.3955 | 0 | -1.3955
2452 | 0 | 0 | 0 | 0 | 0 | -1.4626 | 0 | -1.4626
2453 | 0 | 0 | 0 | 0 | 0 | -1.4916 | 0 | -1.4916
2454 | 0 | 0 | 0 | 0 | 0 | -1.4338 | 0 | -1.4338
2455 | 0 | 0 | 0 | 0 | 0 | -1.272 | 0 | -1.272
2456 | 0 | 0 | 0 | 0 | 0 | -0.90138 | 0 | -0.90138
2457 | 0 | 0 | 0 | 0 | 0 | -0.62379 | 0 | -0.62379
2458 | 0 | 0 | 0 | 0 | 0 | -0.46394 | 0 | -0.46394
2459 | 0 | 0 | 0 | 0 | 0 | -0.38738 | 0 | -0.38738
2460 | 0 | 0 | 0 | 0 | 0 | -0.38338 | 0 | -0.38338
2461 | 0 | 0 | 0 | 0 | 0 | -0.35931 | 0 | -0.35931
2462 | 0 | 0 | 0 | 0 | 0 | -0.26897 | 0 | -0.26897
2463 | 0 | 0 | 0 | 0 | 0 | -0.13966 | 0 | -0.13966
2464 | 0 | 0 | 0 | 0 | 0 | -0.19949 | 0 | -0.19949
2465 | 0 | 0 | 0 | 0 | 0 | -0.24119 | 0 | -0.24119
2466 | 0 | 0 | 0 | 0 | 0 | -0.34102 | 0 | -0.34102
2467 | 0 | 0 | 0 | 0 | 0 | -0.35073 | 0 | -0.35073
2468 | 0 | 0 | 0 | 0 | 0 | -0.41225 | 0 | -0.41225
2469 | 0 | 0 | 0 | 0 | 0 | -0.5322 | 0 | -0.5322
2470 | 0 | 0 | 0 | 0 | 0 | -0.71424 | 0 | -0.71424
2471 | 0 | 0 | 0 | 0 | 0 | -0.89256 | 0 | -0.89256
2472 | 0 | 0 | 0 | 0 | 0 | -1.0618 | 0 | -1.0618
2473 | 0 | 0 | 0 | 0 | 0 | -1.2248 | 0 | -1.2248
2474 | 0 | 0 | 0 | 0 | 0 | -1.3643 | 0 | -1.3643
2475 | 0 | 0 | 0 | 0 | 0 | -1.4101 | 0 | -1.4101
2476 | 0 | 0 | 0 | 0 | 0 | -1.3965 | 0 | -1.3965
2477 | 0 | 0 | 0 | 0 | 0 | -1.3573 | 0 | -1.3573
2478 | 0 | 0 | 0 | 0 | 0 | -1.2719 | 0 | -1.2719
2479 | 0 | 0 | 0 | 0 | 0 | -1.2346 | 0 | -1.2346
2480 | 0 | 0 | 0 | 0 | 0 | -1.1646 | 0 | -1.1646
2481 | 0 | 0 | 0 | 0 | 0 | -1.0115 | 0 | -1.0115
2482 | 0 | 0 | 0 | 0 | 0 | -1.0535 | 0 | -1.0535
2483 | 0 | 0 | 0 | 0 | 0 | -1.1195 | 0 | -1.1195
2484 | 0 | -0.9602 | 0 | -0.94119 | 0 | -1.0762 | 0 | -1.0762
2485 | 0 | -0.75009 | 0 | -0.75111 | 0 | -0.87971 | 0 | -0.87971
2486 | 0 | -0.61515 | 0 | -0.62053 | 0 | -0.74964 | 0 | -0.74964
2487 | 0 | -0.44136 | 0 | -0.44512 | 0 | -0.58162 | 0 | -0.58162
2488 | 0 | -0.26472 | 0 | -0.26685 | 0 | -0.4115 | 0 | -0.4115
2489 | 0 | -0.0786 | 0 | -0.07866 | 0 | -0.24583 | 0 | -0.24583
2490 | 0 | -0.078737 | 0 | -0.078806 | 0 | -0.17101 | 0 | -0.17101
2491 | 0 | -0.13788 | 0 | -0.13804 | 0 | -0.21908 | 0 | -0.21908
2492 | 0 | -0.24107 | 0 | -0.24296 | 0 | -0.41473 | 0 | -0.41473
2493 | 0 | -0.31836 | 0 | -0.32095 | 0 | -0.49467 | 0 | -0.49467
2494 | 0 | -0.37318 | 0 | -0.37628 | 0 | -0.55036 | 0 | -0.55036
2495 | 0 | -0.54945 | 0 | -0.5542 | 0 | -0.7119 | 0 | -0.7119
2496 | 0 | -0.72604 | 0 | -0.73244 | 0 | -0.87091 | 0 | -0.87091
2497 | 0 | -0.93286 | 0 | -0.94119 | 0 | -1.0566 | 0 | -1.0566
2498 | 0 | -1.0714 | 0 | -1.0729 | 0 | -1.1775 | 0 | -1.1775
2499 | 0 | -0.95516 | 0 | -0.92693 | 0 | -1.0468 | 0 | -1.0468
2500 | 0 | -0.99717 | 0 | -0.98765 | 0 | -1.0885 | 0 | -1.0885
2501 | 0 | -1.2257 | 0 | -1.2274 | 0 | -1.316 | 0 | -1.316
2502 | 0 | -1.1738 | 0 | -1.1754 | 0 | -1.2679 | 0 | -1.2679
2503 | 0 | -0.99445 | 0 | -0.99582 | 0 | -1.1023 | 0 | -1.1023
2504 | 0 | -0.68904 | 0 | -0.68998 | 0 | -0.81349 | 0 | -0.81349
2505 | 0 | -0.48407 | 0 | -0.48823 | 0 | -0.61847 | 0 | -0.61847
2506 | 0 | -0.2292 | 0 | -0.23099 | 0 | -0.3695 | 0 | -0.3695
2507 | 0 | -0.068987 | 0 | -0.069326 | 0 | -0.17752 | 0 | -0.17752
2508 | 0 | -0.052136 | 0 | -0.052364 | 0 | -0.10786 | 0 | -0.10786
2509 | 0 | -0.039109 | 0 | -0.039285 | 0 | -0.077462 | 0 | -0.077462
2510 | 0 | -0.0048773 | 0 | -0.0048773 | 0 | -0.010297 | 0 | -0.010297
2511 | 0 | 0 | 0 | 0 | 0 | 0 | 0 | 0
2512 | 0 | 0 | 0 | 0 | 0 | 0 | 0 | 0
2513 | 0 | 0 | 0 | 0 | 0 | 0 | 0 | 0
2514 | 0 | 0 | 0 | 0 | 0 | 0 | 0 | 0
2515 | 0 | 0 | 0 | 0 | 0 | 0 | 0 | 0
2516 | 0 | 0 | 0 | 0 | 0 | 0 | 0 | 0
2517 | 0 | 0 | 0 | 0 | 0 | 0 | 0 | 0
2518 | 0 | -0.018791 | 0 | -0.018791 | 0 | -0.083311 | 0 | -0.083311
2519 | 0 | 0 | 0 | 0 | 0 | -0.25967 | 0 | -0.25967
2520 | 0 | 0 | 0 | 0 | 0 | -0.47954 | 0 | -0.47954
2521 | 0 | 0 | 0 | 0 | 0 | -0.67185 | 0 | -0.67185
2522 | 0 | 0 | 0 | 0 | 0 | -0.80432 | 0 | -0.80432
2523 | 0 | 0 | 0 | 0 | 0 | -0.96274 | 0 | -0.96274
2524 | 0 | 0 | 0 | 0 | 0 | -0.99699 | 0 | -0.99699
2525 | 0 | 0 | 0 | 0 | 0 | -1.0331 | 0 | -1.0331
2526 | 0 | 0 | 0 | 0 | 0 | -0.98466 | 0 | -0.98466
2527 | 0 | -0.53169 | 0 | -0.53629 | 0 | -0.65838 | 0 | -0.65838
2528 | 0 | -0.18572 | 0 | -0.18712 | 0 | -0.32685 | 0 | -0.32685
2529 | 0 | -0.051974 | 0 | -0.052301 | 0 | -0.11695 | 0 | -0.11695
2530 | 0 | -0.017538 | 0 | -0.017538 | 0 | -0.059366 | 0 | -0.059366
2531 | 0 | -0.0054642 | 0 | -0.0054642 | 0 | -0.029875 | 0 | -0.029875
2532 | 0 | -0.0051546 | 0 | -0.0051546 | 0 | -0.016153 | 0 | -0.016153
2533 | 0 | -0.0051007 | 0 | -0.0051007 | 0 | -0.016878 | 0 | -0.016878
2534 | 0 | 0 | 0 | 0 | 0 | 0 | 0 | 0
2535 | 0 | 0 | 0 | 0 | 0 | 0 | 0 | 0
2536 | 0 | 0 | 0 | 0 | 0 | 0 | 0 | 0
2537 | 0 | 0 | 0 | 0 | 0 | 0 | 0 | 0
2538 | 0 | 0 | 0 | 0 | 0 | 0 | 0 | 0
2539 | 0 | 0 | 0 | 0 | 0 | 0 | 0 | 0
2540 | 0 | 0 | 0 | 0 | 0 | 0 | 0 | 0
2541 | 0 | 0 | 0 | 0 | 0 | 0 | 0 | 0
2542 | 0 | 0 | 0 | 0 | 0 | 0 | 0 | 0
2543 | 0 | -0.021035 | 0 | -0.021035 | 0 | -0.12291 | 0 | -0.12291
2544 | 0 | -0.15999 | 0 | -0.16112 | 0 | -0.33523 | 0 | -0.33523
2545 | 0 | -0.36553 | 0 | -0.366 | 0 | -0.57793 | 0 | -0.57793
2546 | 0 | -0.54354 | 0 | -0.53855 | 0 | -0.71945 | 0 | -0.71945
2547 | 0 | -0.65797 | 0 | -0.64519 | 0 | -0.79873 | 0 | -0.79873
2548 | 0 | 0 | 0 | 0 | 0 | -0.88412 | 0 | -0.88412
2549 | 0 | 0 | 0 | 0 | 0 | -0.91451 | 0 | -0.91451
2550 | 0 | 0 | 0 | 0 | 0 | -0.93351 | 0 | -0.93351
2551 | 0 | -0.52419 | 0 | -0.51936 | 0 | -0.64809 | 0 | -0.64809
2552 | 0 | -0.20171 | 0 | -0.20326 | 0 | -0.34295 | 0 | -0.34295
2553 | 0 | -0.077169 | 0 | -0.077591 | 0 | -0.18304 | 0 | -0.18304
2554 | 0 | -0.066169 | 0 | -0.066545 | 0 | -0.10376 | 0 | -0.10376
2555 | 0 | -0.03366 | 0 | -0.033686 | 0 | -0.084726 | 0 | -0.084726
2556 | 0 | -0.0063913 | 0 | -0.0063913 | 0 | -0.021529 | 0 | -0.021529
2557 | 0 | 0 | 0 | 0 | 0 | 0 | 0 | 0
2558 | 0 | 0 | 0 | 0 | 0 | 0 | 0 | 0
2559 | 0 | 0.002066 | 0 | 0.002066 | 0 | 0.002066 | 0 | 0.002066
2560 | 1 | 0.053145 | 1 | 0.02016 | 1 | 0.048995 | 1 | 0.048995
2561 | 1 | 0.12353 | 1 | 0.04995 | 1 | 0.1134 | 1 | 0.1134
2562 | 1 | 0.13738 | 1 | 0.054936 | 1 | 0.12513 | 1 | 0.12513
2563 | 1 | 0.10411 | 1 | 0.04078 | 1 | 0.093465 | 1 | 0.093465
2564 | 0 | 0 | 0 | 0 | 0 | 0 | 0 | 0
2565 | 0 | 0 | 0 | 0 | 0 | 0 | 0 | 0
2566 | 0 | 0 | 0 | 0 | 0 | 0 | 0 | 0
2567 | 0 | 0 | 0 | 0 | 0 | 0 | 0 | 0
2568 | 0 | -0.012579 | 0 | -0.012579 | 0 | -0.12076 | 0 | -0.12076
2569 | 0 | -0.20241 | 0 | -0.20265 | 0 | -0.27137 | 0 | -0.27137
2570 | 0 | -0.29189 | 0 | -0.28938 | 0 | -0.45506 | 0 | -0.45506
2571 | 0 | -0.48952 | 0 | -0.48018 | 0 | -0.62944 | 0 | -0.62944
2572 | 0 | -0.56366 | 0 | -0.56441 | 0 | -0.68936 | 0 | -0.68936
2573 | 0 | -0.63789 | 0 | -0.62546 | 0 | -0.74789 | 0 | -0.74789
2574 | 0 | -0.62522 | 0 | -0.61938 | 0 | -0.73647 | 0 | -0.73647
2575 | 0 | -0.41267 | 0 | -0.41618 | 0 | -0.54061 | 0 | -0.54061
2576 | 0 | -0.35389 | 0 | -0.35685 | 0 | -0.49335 | 0 | -0.49335
2577 | 0 | -0.28365 | 0 | -0.28598 | 0 | -0.42023 | 0 | -0.42023
2578 | 0 | -0.31494 | 0 | -0.31753 | 0 | -0.45461 | 0 | -0.45461
2579 | 0 | -0.17492 | 0 | -0.17634 | 0 | -0.29925 | 0 | -0.29925
2580 | 0 | -0.087328 | 0 | -0.087928 | 0 | -0.21016 | 0 | -0.21016
2581 | 0 | 4.4157e-05 | 0 | 4.4157e-05 | 0 | 4.4157e-05 | 0 | 4.4157e-05
2582 | 0 | 0 | 0 | 0 | 0 | 0 | 0 | 0
2583 | 0 | 0 | 0 | 0 | 0 | 0 | 0 | 0
2584 | 0 | 0 | 0 | 0 | 0 | 0 | 0 | 0
2585 | 0 | 0 | 0 | 0 | 0 | 0 | 0 | 0
2586 | 0 | 0 | 0 | 0 | 0 | 0 | 0 | 0
2587 | 0 | 0 | 0 | 0 | 0 | 0 | 0 | 0
2588 | 0 | 0 | 0 | 0 | 0 | 0 | 0 | 0
2589 | 0 | -0.024865 | 0 | -0.024865 | 0 | -0.12335 | 0 | -0.12335
2590 | 0 | -0.061237 | 0 | -0.060849 | 0 | -0.28617 | 0 | -0.28617
2591 | 0 | -0.27344 | 0 | -0.26631 | 0 | -0.48071 | 0 | -0.48071
2592 | 0 | -0.48205 | 0 | -0.4777 | 0 | -0.68474 | 0 | -0.68474
2593 | 0 | -0.67383 | 0 | -0.66757 | 0 | -0.84256 | 0 | -0.84256
2594 | 0 | -0.74608 | 0 | -0.7471 | 0 | -0.89033 | 0 | -0.89033
2595 | 0 | -0.79609 | 0 | -0.78858 | 0 | -0.91973 | 0 | -0.91973
2596 | 0 | -0.87062 | 0 | -0.85344 | 0 | -0.97808 | 0 | -0.97808
2597 | 0 | 0 | 0 | 0 | 0 | -1.1113 | 0 | -1.1113
2598 | 0 | 0 | 0 | 0 | 0 | -1.1381 | 0 | -1.1381
2599 | 0 | 0 | 0 | 0 | 0 | -1.1193 | 0 | -1.1193
2600 | 0 | -0.78121 | 0 | -0.76588 | 0 | -0.90024 | 0 | -0.90024
2601 | 0 | -0.54199 | 0 | -0.53157 | 0 | -0.67023 | 0 | -0.67023
2602 | 0 | -0.35882 | 0 | -0.35928 | 0 | -0.49553 | 0 | -0.49553
2603 | 0 | -0.23987 | 0 | -0.24016 | 0 | -0.3794 | 0 | -0.3794
2604 | 0 | -0.10694 | 0 | -0.10704 | 0 | -0.22115 | 0 | -0.22115
2605 | 0 | -0.074609 | 0 | -0.074676 | 0 | -0.13466 | 0 | -0.13466
2606 | 0 | -0.017051 | 0 | -0.017051 | 0 | -0.080877 | 0 | -0.080877
2607 | 0 | -0.010542 | 0 | -0.010542 | 0 | -0.040461 | 0 | -0.040461
2608 | 0 | -0.01255 | 0 | -0.01255 | 0 | -0.1033 | 0 | -0.1033
2609 | 0 | -0.0096045 | 0 | -0.0096045 | 0 | -0.051882 | 0 | -0.051882
2610 | 0 | -0.011308 | 0 | -0.011308 | 0 | -0.063303 | 0 | -0.063303
2611 | 0 | -0.082764 | 0 | -0.081942 | 0 | -0.27781 | 0 | -0.27781
2612 | 0 | -0.21264 | 0 | -0.21093 | 0 | -0.41023 | 0 | -0.41023
2613 | 0 | -0.32311 | 0 | -0.32029 | 0 | -0.49389 | 0 | -0.49389
2614 | 0 | -0.37389 | 0 | -0.37058 | 0 | -0.54545 | 0 | -0.54545
2615 | 0 | -0.5749 | 0 | -0.57988 | 0 | -0.74046 | 0 | -0.74046
2616 | 0 | -0.90154 | 0 | -0.90278 | 0 | -1.0419 | 0 | -1.0419
2617 | 0 | -1.0876 | 0 | -1.0891 | 0 | -1.2057 | 0 | -1.2057
2618 | 0 | -1.1941 | 0 | -1.1826 | 0 | -1.2944 | 0 | -1.2944
2619 | 0 | -1.1219 | 0 | -1.0995 | 0 | -1.2109 | 0 | -1.2109
2620 | 0 | 0 | 0 | 0 | 0 | -1.2679 | 0 | -1.2679
2621 | 0 | 0 | 0 | 0 | 0 | -1.4397 | 0 | -1.4397
2622 | 0 | 0 | 0 | 0 | 0 | -1.3768 | 0 | -1.3768
2623 | 0 | -1.1037 | 0 | -1.0709 | 0 | -1.1958 | 0 | -1.1958
2624 | 0 | 0 | 0 | 0 | 0 | -1.1253 | 0 | -1.1253
2625 | 0 | 0 | 0 | 0 | 0 | -1.215 | 0 | -1.215
2626 | 0 | 0 | 0 | 0 | 0 | -1.252 | 0 | -1.252
2627 | 0 | 0 | 0 | 0 | 0 | -1.2933 | 0 | -1.2933
2628 | 0 | 0 | 0 | 0 | 0 | -1.3542 | 0 | -1.3542
2629 | 0 | 0 | 0 | 0 | 0 | -1.4054 | 0 | -1.4054
2630 | 0 | 0 | 0 | 0 | 0 | -1.413 | 0 | -1.413
2631 | 0 | 0 | 0 | 0 | 0 | -1.4466 | 0 | -1.4466
2632 | 0 | 0 | 0 | 0 | 0 | -1.5387 | 0 | -1.5387
2633 | 0 | 0 | 0 | 0 | 0 | -1.5144 | 0 | -1.5144
2634 | 0 | 0 | 0 | 0 | 0 | -1.4786 | 0 | -1.4786
2635 | 0 | 0 | 0 | 0 | 0 | -1.3485 | 0 | -1.3485
2636 | 0 | 0 | 0 | 0 | 0 | -1.2386 | 0 | -1.2386
2637 | 0 | 0 | 0 | 0 | 0 | -1.1463 | 0 | -1.1463
2638 | 0 | 0 | 0 | 0 | 0 | -1.0787 | 0 | -1.0787
2639 | 0 | 0 | 0 | 0 | 0 | -0.91281 | 0 | -0.91281
2640 | 0 | 0 | 0 | 0 | 0 | -1.0037 | 0 | -1.0037
2641 | 0 | 0 | 0 | 0 | 0 | -1.1045 | 0 | -1.1045
2642 | 0 | 0 | 0 | 0 | 0 | -1.0772 | 0 | -1.0772
2643 | 0 | 0 | 0 | 0 | 0 | -1.1066 | 0 | -1.1066
2644 | 0 | 0 | 0 | 0 | 0 | -1.1473 | 0 | -1.1473
2645 | 0 | 0 | 0 | 0 | 0 | -1.19 | 0 | -1.19
2646 | 0 | 0 | 0 | 0 | 0 | -1.0748 | 0 | -1.0748
2647 | 0 | -0.82544 | 0 | -0.80118 | 0 | -0.92648 | 0 | -0.92648
2648 | 0 | -0.76602 | 0 | -0.74361 | 0 | -0.88136 | 0 | -0.88136
2649 | 0 | -0.78363 | 0 | -0.7847 | 0 | -0.91046 | 0 | -0.91046
2650 | 0 | -0.53095 | 0 | -0.53556 | 0 | -0.66168 | 0 | -0.66168
2651 | 0 | -0.28835 | 0 | -0.2907 | 0 | -0.42466 | 0 | -0.42466
2652 | 0 | -0.095365 | 0 | -0.095986 | 0 | -0.2081 | 0 | -0.2081
2653 | 0 | -0.082274 | 0 | -0.082808 | 0 | -0.19567 | 0 | -0.19567
2654 | 0 | -0.24395 | 0 | -0.24188 | 0 | -0.37776 | 0 | -0.37776
2655 | 0 | -0.31751 | 0 | -0.32013 | 0 | -0.45514 | 0 | -0.45514
2656 | 0 | -0.38177 | 0 | -0.38499 | 0 | -0.5271 | 0 | -0.5271
2657 | 0 | -0.32704 | 0 | -0.32418 | 0 | -0.48455 | 0 | -0.48455
2658 | 0 | -0.072775 | 0 | -0.072388 | 0 | -0.20145 | 0 | -0.20145
2659 | 0 | 0 | 0 | 0 | 0 | -0.15126 | 0 | -0.15126
2660 | 0 | 0 | 0 | 0 | 0 | -0.3546 | 0 | -0.3546
2661 | 0 | 0 | 0 | 0 | 0 | -0.53312 | 0 | -0.53312
2662 | 0 | 0 | 0 | 0 | 0 | -0.68154 | 0 | -0.68154
2663 | 0 | 0 | 0 | 0 | 0 | -0.80198 | 0 | -0.80198
2664 | 0 | 0 | 0 | 0 | 0 | -0.93277 | 0 | -0.93277
2665 | 0 | 0 | 0 | 0 | 0 | -1.0972 | 0 | -1.0972
2666 | 0 | 0 | 0 | 0 | 0 | -1.2336 | 0 | -1.2336
2667 | 0 | 0 | 0 | 0 | 0 | -1.2667 | 0 | -1.2667
2668 | 0 | 0 | 0 | 0 | 0 | -1.2554 | 0 | -1.2554
2669 | 0 | 0 | 0 | 0 | 0 | -1.2863 | 0 | -1.2863
2670 | 0 | 0 | 0 | 0 | 0 | -1.21 | 0 | -1.21
2671 | 0 | 0 | 0 | 0 | 0 | -1.1935 | 0 | -1.1935
2672 | 0 | 0 | 0 | 0 | 0 | -1.1815 | 0 | -1.1815
2673 | 0 | 0 | 0 | 0 | 0 | -1.1066 | 0 | -1.1066
2674 | 0 | 0 | 0 | 0 | 0 | -1.0673 | 0 | -1.0673
2675 | 0 | -0.86541 | 0 | -0.83996 | 0 | -0.98057 | 0 | -0.98057
2676 | 0 | -0.81723 | 0 | -0.79326 | 0 | -0.93629 | 0 | -0.93629
2677 | 0 | -0.69512 | 0 | -0.68861 | 0 | -0.82675 | 0 | -0.82675
2678 | 0 | -0.5791 | 0 | -0.56244 | 0 | -0.70728 | 0 | -0.70728
2679 | 0 | -0.47573 | 0 | -0.47981 | 0 | -0.61552 | 0 | -0.61552
2680 | 0 | -0.51314 | 0 | -0.50331 | 0 | -0.64898 | 0 | -0.64898
2681 | 0 | -0.49082 | 0 | -0.48633 | 0 | -0.64448 | 0 | -0.64448
2682 | 0 | -0.42468 | 0 | -0.41676 | 0 | -0.60877 | 0 | -0.60877
2683 | 0 | -0.44229 | 0 | -0.43403 | 0 | -0.63993 | 0 | -0.63993
2684 | 0 | -0.48688 | 0 | -0.47321 | 0 | -0.67723 | 0 | -0.67723
2685 | 0 | 0 | 0 | 0 | 0 | -0.68138 | 0 | -0.68138
2686 | 0 | 0 | 0 | 0 | 0 | -0.78593 | 0 | -0.78593
2687 | 0 | 0 | 0 | 0 | 0 | -0.88797 | 0 | -0.88797
2688 | 0 | 0 | 0 | 0 | 0 | -0.98454 | 0 | -0.98454
2689 | 0 | 0 | 0 | 0 | 0 | -1.121 | 0 | -1.121
2690 | 0 | 0 | 0 | 0 | 0 | -1.2036 | 0 | -1.2036
2691 | 0 | 0 | 0 | 0 | 0 | -1.1686 | 0 | -1.1686
2692 | 0 | 0 | 0 | 0 | 0 | -1.1687 | 0 | -1.1687
2693 | 0 | 0 | 0 | 0 | 0 | -1.3353 | 0 | -1.3353
2694 | 0 | 0 | 0 | 0 | 0 | -1.3675 | 0 | -1.3675
2695 | 0 | 0 | 0 | 0 | 0 | -1.2665 | 0 | -1.2665
2696 | 0 | 0 | 0 | 0 | 0 | -1.0575 | 0 | -1.0575
2697 | 0 | 0 | 0 | 0 | 0 | -1.0098 | 0 | -1.0098
2698 | 0 | -0.51219 | 0 | -0.50748 | 0 | -0.6409 | 0 | -0.6409
2699 | 0 | -0.20052 | 0 | -0.20205 | 0 | -0.34261 | 0 | -0.34261
2700 | 0 | -0.070062 | 0 | -0.070444 | 0 | -0.15725 | 0 | -0.15725
2701 | 0 | -0.015998 | 0 | -0.015998 | 0 | -0.065793 | 0 | -0.065793
2702 | 0 | -0.026883 | 0 | -0.026977 | 0 | -0.070919 | 0 | -0.070919
2703 | 0 | -0.007232 | 0 | -0.007232 | 0 | -0.027589 | 0 | -0.027589
2704 | 0 | 0 | 0 | 0 | 0 | 0 | 0 | 0
2705 | 0 | 0 | 0 | 0 | 0 | 0 | 0 | 0
2706 | 0 | 0 | 0 | 0 | 0 | 0 | 0 | 0
2707 | 0 | 0 | 0 | 0 | 0 | 0 | 0 | 0
2708 | 0 | 0 | 0 | 0 | 0 | 0 | 0 | 0
2709 | 0 | 0 | 0 | 0 | 0 | -0.13986 | 0 | -0.13986
2710 | 0 | 0 | 0 | 0 | 0 | -0.34764 | 0 | -0.34764
2711 | 0 | 0 | 0 | 0 | 0 | -0.52454 | 0 | -0.52454
2712 | 0 | 0 | 0 | 0 | 0 | -0.63231 | 0 | -0.63231
2713 | 0 | 0 | 0 | 0 | 0 | -0.74709 | 0 | -0.74709
2714 | 0 | 0 | 0 | 0 | 0 | -0.84259 | 0 | -0.84259
2715 | 0 | 0 | 0 | 0 | 0 | -0.92382 | 0 | -0.92382
2716 | 0 | 0 | 0 | 0 | 0 | -1.0041 | 0 | -1.0041
2717 | 0 | 0 | 0 | 0 | 0 | -1.0559 | 0 | -1.0559
2718 | 0 | 0 | 0 | 0 | 0 | -1.0415 | 0 | -1.0415
2719 | 0 | 0 | 0 | 0 | 0 | -0.83709 | 0 | -0.83709
2720 | 0 | -0.39525 | 0 | -0.38785 | 0 | -0.52653 | 0 | -0.52653
2721 | 0 | -0.24818 | 0 | -0.24608 | 0 | -0.3865 | 0 | -0.3865
2722 | 0 | -0.12148 | 0 | -0.12227 | 0 | -0.26597 | 0 | -0.26597
2723 | 0 | -0.067087 | 0 | -0.067453 | 0 | -0.1171 | 0 | -0.1171
2724 | 0 | -0.014034 | 0 | -0.014034 | 0 | -0.038396 | 0 | -0.038396
2725 | 0 | -0.027873 | 0 | -0.027946 | 0 | -0.066815 | 0 | -0.066815
2726 | 0 | -0.011987 | 0 | -0.011987 | 0 | -0.03683 | 0 | -0.03683
2727 | 0 | 0 | 0 | 0 | 0 | 0 | 0 | 0
2728 | 0 | -0.0047059 | 0 | -0.0047059 | 0 | -0.028003 | 0 | -0.028003
2729 | 0 | -0.020629 | 0 | -0.020629 | 0 | -0.10443 | 0 | -0.10443
2730 | 0 | -0.0197 | 0 | -0.0197 | 0 | -0.057066 | 0 | -0.057066
2731 | 0 | -0.00016862 | 0 | -0.00016862 | 0 | -0.015347 | 0 | -0.015347
2732 | 0 | -0.01678 | 0 | -0.01678 | 0 | -0.063541 | 0 | -0.063541
2733 | 0 | -0.025024 | 0 | -0.025024 | 0 | -0.10952 | 0 | -0.10952
2734 | 0 | -0.10704 | 0 | -0.10633 | 0 | -0.2476 | 0 | -0.2476
2735 | 0 | -0.23504 | 0 | -0.23102 | 0 | -0.42243 | 0 | -0.42243
2736 | 0 | -0.36615 | 0 | -0.36919 | 0 | -0.54062 | 0 | -0.54062
2737 | 0 | -0.49494 | 0 | -0.49919 | 0 | -0.64259 | 0 | -0.64259
2738 | 0 | -0.6295 | 0 | -0.62364 | 0 | -0.7525 | 0 | -0.7525
2739 | 0 | -0.67809 | 0 | -0.68406 | 0 | -0.79731 | 0 | -0.79731
2740 | 0 | -0.70918 | 0 | -0.71544 | 0 | -0.82098 | 0 | -0.82098
2741 | 0 | -0.7072 | 0 | -0.71345 | 0 | -0.81516 | 0 | -0.81516
2742 | 0 | -0.62577 | 0 | -0.63126 | 0 | -0.73992 | 0 | -0.73992
2743 | 0 | -0.42571 | 0 | -0.42945 | 0 | -0.53726 | 0 | -0.53726
2744 | 0 | -0.1826 | 0 | -0.1841 | 0 | -0.30658 | 0 | -0.30658
2745 | 0 | -0.07734 | 0 | -0.077876 | 0 | -0.18169 | 0 | -0.18169
2746 | 0 | -0.0058161 | 0 | -0.0058161 | 0 | -0.01477 | 0 | -0.01477
2747 | 0 | 0 | 0 | 0 | 0 | 0 | 0 | 0
2748 | 0 | 0 | 0 | 0 | 0 | 0 | 0 | 0
2749 | 0 | 0 | 0 | 0 | 0 | 0 | 0 | 0
2750 | 0 | 0 | 0 | 0 | 0 | 0 | 0 | 0
2751 | 0 | 0 | 0 | 0 | 0 | 0 | 0 | 0
2752 | 0 | 0 | 0 | 0 | 0 | 0 | 0 | 0
2753 | 0 | 0 | 0 | 0 | 0 | 0 | 0 | 0
2754 | 0 | 0 | 0 | 0 | 0 | 0 | 0 | 0
2755 | 0 | 0 | 0 | 0 | 0 | 0 | 0 | 0
2756 | 0 | 0 | 0 | 0 | 0 | 0 | 0 | 0
2757 | 0 | 0 | 0 | 0 | 0 | 0 | 0 | 0
2758 | 0 | 0 | 0 | 0 | 0 | 0 | 0 | 0
2759 | 0 | -0.02112 | 0 | -0.02112 | 0 | -0.11127 | 0 | -0.11127
2760 | 0 | -0.023367 | 0 | -0.023367 | 0 | -0.17971 | 0 | -0.17971
2761 | 0 | -0.067785 | 0 | -0.068155 | 0 | -0.27364 | 0 | -0.27364
2762 | 0 | -0.14847 | 0 | -0.14959 | 0 | -0.3457 | 0 | -0.3457
2763 | 0 | -0.26616 | 0 | -0.26839 | 0 | -0.42697 | 0 | -0.42697
2764 | 0 | -0.36481 | 0 | -0.36798 | 0 | -0.49865 | 0 | -0.49865
2765 | 0 | -0.37857 | 0 | -0.38187 | 0 | -0.50057 | 0 | -0.50057
2766 | 0 | -0.37249 | 0 | -0.37575 | 0 | -0.48921 | 0 | -0.48921
2767 | 0 | -0.35752 | 0 | -0.36063 | 0 | -0.4794 | 0 | -0.4794
2768 | 0 | -0.42481 | 0 | -0.42537 | 0 | -0.56628 | 0 | -0.56628
2769 | 0 | -0.66539 | 0 | -0.66629 | 0 | -0.80035 | 0 | -0.80035
2770 | 0 | -0.70807 | 0 | -0.70904 | 0 | -0.83981 | 0 | -0.83981
2771 | 0 | -0.67996 | 0 | -0.68089 | 0 | -0.8131 | 0 | -0.8131
2772 | 0 | -0.61694 | 0 | -0.62233 | 0 | -0.75043 | 0 | -0.75043
2773 | 0 | -0.44004 | 0 | -0.44378 | 0 | -0.57928 | 0 | -0.57928
2774 | 0 | -0.35992 | 0 | -0.36293 | 0 | -0.49921 | 0 | -0.49921
2775 | 0 | -0.26449 | 0 | -0.2666 | 0 | -0.4084 | 0 | -0.4084
2776 | 0 | -0.06345 | 0 | -0.063788 | 0 | -0.15053 | 0 | -0.15053
2777 | 0 | -0.018921 | 0 | -0.018921 | 0 | -0.086431 | 0 | -0.086431
2778 | 0 | -0.015751 | 0 | -0.015751 | 0 | -0.052483 | 0 | -0.052483
2779 | 0 | -0.033121 | 0 | -0.033212 | 0 | -0.11836 | 0 | -0.11836
2780 | 0 | -0.077741 | 0 | -0.078201 | 0 | -0.19108 | 0 | -0.19108
2781 | 0 | -0.11891 | 0 | -0.11903 | 0 | -0.27114 | 0 | -0.27114
2782 | 0 | -0.24856 | 0 | -0.24424 | 0 | -0.41947 | 0 | -0.41947
2783 | 0 | -0.44731 | 0 | -0.43889 | 0 | -0.60699 | 0 | -0.60699
2784 | 0 | -0.63283 | 0 | -0.62695 | 0 | -0.77381 | 0 | -0.77381
2785 | 0 | -0.80579 | 0 | -0.79819 | 0 | -0.92665 | 0 | -0.92665
2786 | 0 | -0.87527 | 0 | -0.86698 | 0 | -0.98279 | 0 | -0.98279
2787 | 0 | -0.89755 | 0 | -0.89879 | 0 | -1.0024 | 0 | -1.0024
2788 | 0 | -0.93228 | 0 | -0.93357 | 0 | -1.0305 | 0 | -1.0305
2789 | 0 | -0.91678 | 0 | -0.90806 | 0 | -1.0116 | 0 | -1.0116
2790 | 0 | -0.80741 | 0 | -0.81459 | 0 | -0.91512 | 0 | -0.91512
2791 | 0 | -0.44444 | 0 | -0.44825 | 0 | -0.56708 | 0 | -0.56708
2792 | 0 | -0.14659 | 0 | -0.14763 | 0 | -0.26961 | 0 | -0.26961
2793 | 0 | -0.060264 | 0 | -0.060607 | 0 | -0.11989 | 0 | -0.11989
2794 | 0 | -0.0096788 | 0 | -0.0096788 | 0 | -0.04308 | 0 | -0.04308
2795 | 0 | 0 | 0 | 0 | 0 | 0 | 0 | 0
2796 | 0 | 0 | 0 | 0 | 0 | 0 | 0 | 0
2797 | 0 | 0 | 0 | 0 | 0 | 0 | 0 | 0
2798 | 0 | 0 | 0 | 0 | 0 | 0 | 0 | 0
2799 | 0 | 0 | 0 | 0 | 0 | 0 | 0 | 0
2800 | 0 | 0 | 0 | 0 | 0 | 0 | 0 | 0
2801 | 0 | 0 | 0 | 0 | 0 | 0 | 0 | 0
2802 | 0 | 0 | 0 | 0 | 0 | 0 | 0 | 0
2803 | 0 | 0 | 0 | 0 | 0 | 0 | 0 | 0
2804 | 0 | 0 | 0 | 0 | 0 | 0 | 0 | 0
2805 | 0 | 0 | 0 | 0 | 0 | 0 | 0 | 0
2806 | 0 | 0 | 0 | 0 | 0 | 0 | 0 | 0
2807 | 1 | 0.015749 | 1 | 0.0059083 | 1 | 0.014395 | 1 | 0.014395
2808 | 1 | 0.0098655 | 1 | 0.0038644 | 1 | 0.0088569 | 1 | 0.0088569
2809 | 0 | 0 | 0 | 0 | 0 | 0 | 0 | 0
2810 | 0 | -0.017007 | 0 | -0.017012 | 0 | -0.11434 | 0 | -0.11434
2811 | 0 | -0.089719 | 0 | -0.0903 | 0 | -0.28573 | 0 | -0.28573
2812 | 0 | -0.237 | 0 | -0.23884 | 0 | -0.41854 | 0 | -0.41854
2813 | 0 | -0.33348 | 0 | -0.33623 | 0 | -0.48711 | 0 | -0.48711
2814 | 0 | -0.32691 | 0 | -0.32969 | 0 | -0.46059 | 0 | -0.46059
2815 | 0 | -0.26619 | 0 | -0.26843 | 0 | -0.39932 | 0 | -0.39932
2816 | 0 | -0.35113 | 0 | -0.35414 | 0 | -0.48855 | 0 | -0.48855
2817 | 0 | -0.5884 | 0 | -0.59353 | 0 | -0.73005 | 0 | -0.73005
2818 | 0 | -0.66727 | 0 | -0.67313 | 0 | -0.80544 | 0 | -0.80544
2819 | 0 | -0.6894 | 0 | -0.69546 | 0 | -0.82558 | 0 | -0.82558
2820 | 0 | -0.56771 | 0 | -0.57265 | 0 | -0.70665 | 0 | -0.70665
2821 | 0 | -0.42709 | 0 | -0.43072 | 0 | -0.56871 | 0 | -0.56871
2822 | 0 | -0.36903 | 0 | -0.37212 | 0 | -0.50987 | 0 | -0.50987
2823 | 0 | -0.29917 | 0 | -0.30171 | 0 | -0.42928 | 0 | -0.42928
2824 | 0 | -0.22613 | 0 | -0.22803 | 0 | -0.3561 | 0 | -0.3561
2825 | 0 | -0.11424 | 0 | -0.11509 | 0 | -0.26114 | 0 | -0.26114
2826 | 0 | -0.045772 | 0 | -0.045973 | 0 | -0.20781 | 0 | -0.20781
2827 | 0 | -0.013547 | 0 | -0.013547 | 0 | -0.068807 | 0 | -0.068807
2828 | 0 | -0.021677 | 0 | -0.021677 | 0 | -0.10283 | 0 | -0.10283
2829 | 0 | -0.079363 | 0 | -0.079914 | 0 | -0.18994 | 0 | -0.18994
2830 | 0 | -0.096514 | 0 | -0.097087 | 0 | -0.27986 | 0 | -0.27986
2831 | 0 | -0.29425 | 0 | -0.29663 | 0 | -0.46563 | 0 | -0.46563
2832 | 0 | -0.43439 | 0 | -0.43807 | 0 | -0.58824 | 0 | -0.58824
2833 | 0 | -0.54357 | 0 | -0.54829 | 0 | -0.67801 | 0 | -0.67801
2834 | 0 | -0.61402 | 0 | -0.6194 | 0 | -0.7357 | 0 | -0.7357
2835 | 0 | -0.72082 | 0 | -0.72719 | 0 | -0.83453 | 0 | -0.83453
2836 | 0 | -0.83253 | 0 | -0.83368 | 0 | -0.93468 | 0 | -0.93468
2837 | 0 | -0.91509 | 0 | -0.90639 | 0 | -1.0103 | 0 | -1.0103
2838 | 0 | -0.91195 | 0 | -0.90329 | 0 | -1.0102 | 0 | -1.0102
2839 | 0 | -0.76589 | 0 | -0.76694 | 0 | -0.88088 | 0 | -0.88088
2840 | 0 | -0.45275 | 0 | -0.45662 | 0 | -0.58589 | 0 | -0.58589
2841 | 0 | -0.22306 | 0 | -0.2248 | 0 | -0.36221 | 0 | -0.36221
2842 | 0 | -0.096951 | 0 | -0.097523 | 0 | -0.23859 | 0 | -0.23859
2843 | 0 | -0.079789 | 0 | -0.080261 | 0 | -0.1452 | 0 | -0.1452
2844 | 0 | -0.042625 | 0 | -0.042823 | 0 | -0.084163 | 0 | -0.084163
2845 | 0 | -0.018711 | 0 | -0.018711 | 0 | -0.087366 | 0 | -0.087366
2846 | 0 | -0.010829 | 0 | -0.010829 | 0 | -0.039624 | 0 | -0.039624
2847 | 0 | 0 | 0 | 0 | 0 | 0 | 0 | 0
2848 | 0 | 0 | 0 | 0 | 0 | 0 | 0 | 0
2849 | 0 | 0 | 0 | 0 | 0 | 0 | 0 | 0
2850 | 0 | 0 | 0 | 0 | 0 | 0 | 0 | 0
2851 | 0 | 0 | 0 | 0 | 0 | 0 | 0 | 0
2852 | 0 | 0 | 0 | 0 | 0 | 0 | 0 | 0
2853 | 0 | -0.019479 | 0 | -0.019479 | 0 | -0.091752 | 0 | -0.091752
2854 | 0 | -0.060576 | 0 | -0.060797 | 0 | -0.25903 | 0 | -0.25903
2855 | 0 | -0.27079 | 0 | -0.27112 | 0 | -0.48179 | 0 | -0.48179
2856 | 0 | -0.44385 | 0 | -0.44759 | 0 | -0.64643 | 0 | -0.64643
2857 | 0 | -0.60481 | 0 | -0.61006 | 0 | -0.77625 | 0 | -0.77625
2858 | 0 | -0.71694 | 0 | -0.72325 | 0 | -0.86353 | 0 | -0.86353
2859 | 0 | -0.7864 | 0 | -0.79336 | 0 | -0.91682 | 0 | -0.91682
2860 | 0 | -0.79594 | 0 | -0.803 | 0 | -0.91587 | 0 | -0.91587
2861 | 0 | -0.86825 | 0 | -0.86945 | 0 | -0.97587 | 0 | -0.97587
2862 | 0 | -0.84789 | 0 | -0.84905 | 0 | -0.95709 | 0 | -0.95709
2863 | 0 | -0.66316 | 0 | -0.66406 | 0 | -0.78482 | 0 | -0.78482
2864 | 0 | -0.49918 | 0 | -0.50348 | 0 | -0.63697 | 0 | -0.63697
2865 | 0 | -0.42678 | 0 | -0.43041 | 0 | -0.56496 | 0 | -0.56496
2866 | 0 | -0.2737 | 0 | -0.27591 | 0 | -0.41155 | 0 | -0.41155
2867 | 0 | -0.15647 | 0 | -0.15759 | 0 | -0.29892 | 0 | -0.29892
2868 | 0 | -0.078958 | 0 | -0.079378 | 0 | -0.19953 | 0 | -0.19953
2869 | 0 | -0.12626 | 0 | -0.12718 | 0 | -0.17951 | 0 | -0.17951
2870 | 0 | -0.082538 | 0 | -0.083022 | 0 | -0.16811 | 0 | -0.16811
2871 | 0 | -0.14388 | 0 | -0.14489 | 0 | -0.27967 | 0 | -0.27967
2872 | 0 | -0.21755 | 0 | -0.21924 | 0 | -0.35844 | 0 | -0.35844
2873 | 0 | -0.25638 | 0 | -0.25842 | 0 | -0.41523 | 0 | -0.41523
2874 | 0 | -0.25866 | 0 | -0.2607 | 0 | -0.44412 | 0 | -0.44412
2875 | 0 | -0.19605 | 0 | -0.19749 | 0 | -0.39704 | 0 | -0.39704
2876 | 0 | -0.13309 | 0 | -0.13395 | 0 | -0.33509 | 0 | -0.33509
2877 | 0 | -0.13706 | 0 | -0.13796 | 0 | -0.33018 | 0 | -0.33018
2878 | 0 | -0.30064 | 0 | -0.30308 | 0 | -0.47924 | 0 | -0.47924
2879 | 0 | -0.35839 | 0 | -0.36136 | 0 | -0.5256 | 0 | -0.5256
2880 | 0 | -0.55972 | 0 | -0.56458 | 0 | -0.70569 | 0 | -0.70569
2881 | 0 | -0.61831 | 0 | -0.61255 | 0 | -0.74331 | 0 | -0.74331
2882 | 0 | -0.59716 | 0 | -0.58559 | 0 | -0.71037 | 0 | -0.71037
2883 | 0 | 0 | 0 | 0 | 0 | -0.74608 | 0 | -0.74608
2884 | 0 | 0 | 0 | 0 | 0 | -0.77084 | 0 | -0.77084
2885 | 0 | 0 | 0 | 0 | 0 | -0.79431 | 0 | -0.79431
2886 | 0 | 0 | 0 | 0 | 0 | -0.80669 | 0 | -0.80669
2887 | 0 | 0 | 0 | 0 | 0 | -0.80508 | 0 | -0.80508
2888 | 0 | 0 | 0 | 0 | 0 | -0.70547 | 0 | -0.70547
2889 | 0 | 0 | 0 | 0 | 0 | -0.56872 | 0 | -0.56872
2890 | 0 | -0.19775 | 0 | -0.19614 | 0 | -0.33327 | 0 | -0.33327
2891 | 0 | -0.17332 | 0 | -0.1746 | 0 | -0.31214 | 0 | -0.31214
2892 | 0 | -0.11132 | 0 | -0.11208 | 0 | -0.24519 | 0 | -0.24519
2893 | 0 | -0.038495 | 0 | -0.038705 | 0 | -0.08543 | 0 | -0.08543
2894 | 0 | -0.020213 | 0 | -0.020213 | 0 | -0.075619 | 0 | -0.075619
2895 | 0 | -0.0046936 | 0 | -0.0046936 | 0 | -0.013763 | 0 | -0.013763
2896 | 0 | -0.018908 | 0 | -0.018908 | 0 | -0.11852 | 0 | -0.11852
2897 | 0 | -0.068697 | 0 | -0.068997 | 0 | -0.20416 | 0 | -0.20416
2898 | 0 | -0.067075 | 0 | -0.067378 | 0 | -0.1905 | 0 | -0.1905
2899 | 0 | -0.044512 | 0 | -0.044665 | 0 | -0.14673 | 0 | -0.14673
2900 | 0 | -0.10932 | 0 | -0.11003 | 0 | -0.21521 | 0 | -0.21521
2901 | 0 | -0.10869 | 0 | -0.10704 | 0 | -0.16797 | 0 | -0.16797
2902 | 0 | -0.15094 | 0 | -0.1485 | 0 | -0.26798 | 0 | -0.26798
2903 | 0 | -0.33117 | 0 | -0.32212 | 0 | -0.48273 | 0 | -0.48273
2904 | 0 | 0 | 0 | 0 | 0 | -0.62036 | 0 | -0.62036
2905 | 0 | 0 | 0 | 0 | 0 | -0.64369 | 0 | -0.64369
2906 | 0 | 0 | 0 | 0 | 0 | -0.68881 | 0 | -0.68881
2907 | 0 | 0 | 0 | 0 | 0 | -0.75893 | 0 | -0.75893
2908 | 0 | 0 | 0 | 0 | 0 | -0.8044 | 0 | -0.8044
2909 | 0 | -0.72757 | 0 | -0.72857 | 0 | -0.83036 | 0 | -0.83036
2910 | 0 | -0.68747 | 0 | -0.68101 | 0 | -0.79071 | 0 | -0.79071
2911 | 0 | -0.613 | 0 | -0.61383 | 0 | -0.72968 | 0 | -0.72968
2912 | 0 | -0.56414 | 0 | -0.56904 | 0 | -0.69704 | 0 | -0.69704
2913 | 0 | -0.57888 | 0 | -0.58392 | 0 | -0.71308 | 0 | -0.71308
2914 | 0 | -0.51157 | 0 | -0.51598 | 0 | -0.64851 | 0 | -0.64851
2915 | 0 | -0.55715 | 0 | -0.54641 | 0 | -0.68414 | 0 | -0.68414
2916 | 0 | -0.61443 | 0 | -0.60251 | 0 | -0.73896 | 0 | -0.73896
2917 | 0 | -0.49927 | 0 | -0.48972 | 0 | -0.62795 | 0 | -0.62795
2918 | 0 | -0.45157 | 0 | -0.44745 | 0 | -0.58333 | 0 | -0.58333
2919 | 0 | -0.49518 | 0 | -0.49063 | 0 | -0.62335 | 0 | -0.62335
2920 | 0 | -0.44345 | 0 | -0.43942 | 0 | -0.57896 | 0 | -0.57896
2921 | 0 | -0.23225 | 0 | -0.23407 | 0 | -0.38742 | 0 | -0.38742
2922 | 0 | -0.077087 | 0 | -0.077148 | 0 | -0.21652 | 0 | -0.21652
2923 | 0 | -0.098728 | 0 | -0.098105 | 0 | -0.25832 | 0 | -0.25832
2924 | 0 | -0.16462 | 0 | -0.16337 | 0 | -0.34759 | 0 | -0.34759
2925 | 0 | -0.10558 | 0 | -0.10491 | 0 | -0.28229 | 0 | -0.28229
2926 | 0 | -0.16412 | 0 | -0.16151 | 0 | -0.33663 | 0 | -0.33663
2927 | 0 | -0.28946 | 0 | -0.28697 | 0 | -0.4537 | 0 | -0.4537
2928 | 0 | -0.47713 | 0 | -0.4636 | 0 | -0.61884 | 0 | -0.61884
2929 | 0 | 0 | 0 | 0 | 0 | -0.71196 | 0 | -0.71196
2930 | 0 | 0 | 0 | 0 | 0 | -0.75862 | 0 | -0.75862
2931 | 0 | 0 | 0 | 0 | 0 | -0.80415 | 0 | -0.80415
2932 | 0 | -0.73749 | 0 | -0.7159 | 0 | -0.8335 | 0 | -0.8335
2933 | 0 | 0 | 0 | 0 | 0 | -0.83167 | 0 | -0.83167
2934 | 0 | 0 | 0 | 0 | 0 | -0.78278 | 0 | -0.78278
2935 | 0 | 0 | 0 | 0 | 0 | -0.71013 | 0 | -0.71013
2936 | 0 | -0.49727 | 0 | -0.48309 | 0 | -0.62298 | 0 | -0.62298
2937 | 0 | -0.49779 | 0 | -0.48827 | 0 | -0.6255 | 0 | -0.6255
2938 | 0 | -0.39278 | 0 | -0.38541 | 0 | -0.51631 | 0 | -0.51631
2939 | 0 | -0.35068 | 0 | -0.34418 | 0 | -0.47861 | 0 | -0.47861
2940 | 0 | -0.27953 | 0 | -0.2818 | 0 | -0.41705 | 0 | -0.41705
2941 | 0 | -0.29834 | 0 | -0.29872 | 0 | -0.43684 | 0 | -0.43684
2942 | 0 | -0.32098 | 0 | -0.31816 | 0 | -0.45481 | 0 | -0.45481
2943 | 0 | -0.23729 | 0 | -0.23314 | 0 | -0.37964 | 0 | -0.37964
2944 | 0 | -0.081223 | 0 | -0.081712 | 0 | -0.1491 | 0 | -0.1491
2945 | 0 | -0.12141 | 0 | -0.12153 | 0 | -0.25079 | 0 | -0.25079
2946 | 0 | -0.14434 | 0 | -0.14328 | 0 | -0.32402 | 0 | -0.32402
2947 | 0 | -0.077862 | 0 | -0.078212 | 0 | -0.27193 | 0 | -0.27193
2948 | 0 | -0.086813 | 0 | -0.087284 | 0 | -0.23025 | 0 | -0.23025
2949 | 0 | -0.094081 | 0 | -0.094594 | 0 | -0.27247 | 0 | -0.27247
2950 | 0 | -0.17542 | 0 | -0.17669 | 0 | -0.34718 | 0 | -0.34718
2951 | 0 | -0.31451 | 0 | -0.31708 | 0 | -0.47915 | 0 | -0.47915
2952 | 0 | -0.42242 | 0 | -0.42599 | 0 | -0.5752 | 0 | -0.5752
2953 | 0 | -0.60992 | 0 | -0.61075 | 0 | -0.74033 | 0 | -0.74033
2954 | 0 | -0.76014 | 0 | -0.73792 | 0 | -0.86935 | 0 | -0.86935
2955 | 0 | -0.77704 | 0 | -0.75425 | 0 | -0.87517 | 0 | -0.87517
2956 | 0 | -0.80112 | 0 | -0.77758 | 0 | -0.89466 | 0 | -0.89466
2957 | 0 | -0.7829 | 0 | -0.75992 | 0 | -0.87491 | 0 | -0.87491
2958 | 0 | -0.68154 | 0 | -0.67515 | 0 | -0.78614 | 0 | -0.78614
2959 | 0 | -0.49797 | 0 | -0.49864 | 0 | -0.6159 | 0 | -0.6159
2960 | 0 | -0.35501 | 0 | -0.35798 | 0 | -0.48714 | 0 | -0.48714
2961 | 0 | -0.12001 | 0 | -0.12083 | 0 | -0.2163 | 0 | -0.2163
2962 | 0 | -0.037656 | 0 | -0.037879 | 0 | -0.068489 | 0 | -0.068489
2963 | 0 | -0.013519 | 0 | -0.013519 | 0 | -0.053445 | 0 | -0.053445
2964 | 0 | -0.0048739 | 0 | -0.0048739 | 0 | -0.010289 | 0 | -0.010289
2965 | 0 | 0 | 0 | 0 | 0 | 0 | 0 | 0
2966 | 0 | 0 | 0 | 0 | 0 | 0 | 0 | 0
2967 | 0 | 0 | 0 | 0 | 0 | 0 | 0 | 0
2968 | 0 | 0 | 0 | 0 | 0 | 0 | 0 | 0
2969 | 0 | 0 | 0 | 0 | 0 | 0 | 0 | 0
2970 | 0 | 0 | 0 | 0 | 0 | 0 | 0 | 0
2971 | 0 | 0 | 0 | 0 | 0 | 0 | 0 | 0
2972 | 0 | 0 | 0 | 0 | 0 | 0 | 0 | 0
2973 | 0 | 0 | 0 | 0 | 0 | 0 | 0 | 0
2974 | 0 | 0 | 0 | 0 | 0 | 0 | 0 | 0
2975 | 0 | -0.025126 | 0 | -0.025126 | 0 | -0.13667 | 0 | -0.13667
2976 | 0 | -0.13392 | 0 | -0.13296 | 0 | -0.29582 | 0 | -0.29582
2977 | 0 | -0.26587 | 0 | -0.26118 | 0 | -0.44618 | 0 | -0.44618
2978 | 0 | -0.4639 | 0 | -0.45513 | 0 | -0.62685 | 0 | -0.62685
2979 | 0 | -0.61222 | 0 | -0.59455 | 0 | -0.74752 | 0 | -0.74752
2980 | 0 | -0.69638 | 0 | -0.67609 | 0 | -0.81368 | 0 | -0.81368
2981 | 0 | 0 | 0 | 0 | 0 | -0.86467 | 0 | -0.86467
2982 | 0 | -0.69242 | 0 | -0.67223 | 0 | -0.79959 | 0 | -0.79959
2983 | 0 | -0.33614 | 0 | -0.33657 | 0 | -0.46251 | 0 | -0.46251
2984 | 0 | -0.071628 | 0 | -0.072073 | 0 | -0.13963 | 0 | -0.13963
2985 | 0 | -0.0070972 | 0 | -0.0070972 | 0 | -0.024331 | 0 | -0.024331
2986 | 0 | -0.0046658 | 0 | -0.0046658 | 0 | -0.017054 | 0 | -0.017054
2987 | 0 | -0.0083927 | 0 | -0.0083927 | 0 | -0.049797 | 0 | -0.049797
2988 | 0 | 0 | 0 | 0 | 0 | 0 | 0 | 0
2989 | 0 | -0.0057382 | 0 | -0.0057382 | 0 | -0.021693 | 0 | -0.021693
2990 | 0 | 0 | 0 | 0 | 0 | 0 | 0 | 0
2991 | 0 | 0 | 0 | 0 | 0 | 0 | 0 | 0
2992 | 0 | 0 | 0 | 0 | 0 | 0 | 0 | 0
2993 | 0 | 0 | 0 | 0 | 0 | 0 | 0 | 0
2994 | 0 | 0 | 0 | 0 | 0 | 0 | 0 | 0
2995 | 0 | 0 | 0 | 0 | 0 | 0 | 0 | 0
2996 | 0 | 0 | 0 | 0 | 0 | 0 | 0 | 0
2997 | 0 | 0 | 0 | 0 | 0 | 0 | 0 | 0
2998 | 0 | 0 | 0 | 0 | 0 | 0 | 0 | 0
2999 | 0 | -0.022922 | 0 | -0.022922 | 0 | -0.11711 | 0 | -0.11711
3000 | 0 | -0.060764 | 0 | -0.061049 | 0 | -0.23904 | 0 | -0.23904
3001 | 0 | -0.15766 | 0 | -0.15872 | 0 | -0.39494 | 0 | -0.39494
3002 | 0 | -0.31241 | 0 | -0.31493 | 0 | -0.51697 | 0 | -0.51697
3003 | 0 | -0.4338 | 0 | -0.43748 | 0 | -0.60539 | 0 | -0.60539
3004 | 0 | -0.55868 | 0 | -0.56353 | 0 | -0.70608 | 0 | -0.70608
3005 | 0 | -0.53972 | 0 | -0.5444 | 0 | -0.67508 | 0 | -0.67508
3006 | 0 | -0.44314 | 0 | -0.44693 | 0 | -0.57542 | 0 | -0.57542
3007 | 0 | -0.31237 | 0 | -0.31494 | 0 | -0.44853 | 0 | -0.44853
3008 | 0 | -0.10712 | 0 | -0.10783 | 0 | -0.22148 | 0 | -0.22148
3009 | 0 | -0.0077031 | 0 | -0.0077064 | 0 | -0.034537 | 0 | -0.034537
3010 | 0 | 0 | 0 | 0 | 0 | 0 | 0 | 0
3011 | 0 | 0 | 0 | 0 | 0 | 0 | 0 | 0
3012 | 0 | 0 | 0 | 0 | 0 | 0 | 0 | 0
3013 | 0 | 0 | 0 | 0 | 0 | 0 | 0 | 0
3014 | 0 | 0 | 0 | 0 | 0 | 0 | 0 | 0
3015 | 0 | 0 | 0 | 0 | 0 | 0 | 0 | 0
3016 | 0 | 0 | 0 | 0 | 0 | 0 | 0 | 0
3017 | 0 | 0 | 0 | 0 | 0 | 0 | 0 | 0
3018 | 0 | 0 | 0 | 0 | 0 | 0 | 0 | 0
3019 | 0 | 0 | 0 | 0 | 0 | 0 | 0 | 0
3020 | 0 | 0 | 0 | 0 | 0 | 0 | 0 | 0
3021 | 0 | 0 | 0 | 0 | 0 | 0 | 0 | 0
3022 | 0 | 0 | 0 | 0 | 0 | 0 | 0 | 0
3023 | 0 | 0 | 0 | 0 | 0 | 0 | 0 | 0
3024 | 0 | 0 | 0 | 0 | 0 | 0 | 0 | 0
3025 | 0 | -0.057032 | 0 | -0.057235 | 0 | -0.2157 | 0 | -0.2157
3026 | 0 | -0.27502 | 0 | -0.27723 | 0 | -0.437 | 0 | -0.437
3027 | 0 | -0.35092 | 0 | -0.35137 | 0 | -0.51031 | 0 | -0.51031
3028 | 0 | -0.51422 | 0 | -0.50437 | 0 | -0.64828 | 0 | -0.64828
3029 | 0 | -0.67711 | 0 | -0.65743 | 0 | -0.79491 | 0 | -0.79491
3030 | 0 | -0.61253 | 0 | -0.60066 | 0 | -0.72912 | 0 | -0.72912
3031 | 0 | -0.48785 | 0 | -0.4885 | 0 | -0.61567 | 0 | -0.61567
3032 | 0 | -0.4199 | 0 | -0.42347 | 0 | -0.55435 | 0 | -0.55435
3033 | 0 | -0.40947 | 0 | -0.41294 | 0 | -0.54957 | 0 | -0.54957
3034 | 0 | -0.23868 | 0 | -0.24056 | 0 | -0.38249 | 0 | -0.38249
3035 | 0 | -0.095513 | 0 | -0.096066 | 0 | -0.24441 | 0 | -0.24441
3036 | 0 | -0.071741 | 0 | -0.072088 | 0 | -0.20058 | 0 | -0.20058
3037 | 0 | -0.073822 | 0 | -0.07422 | 0 | -0.16226 | 0 | -0.16226
3038 | 0 | -0.037837 | 0 | -0.037998 | 0 | -0.08426 | 0 | -0.08426
3039 | 0 | -0.0049137 | 0 | -0.0049137 | 0 | -0.010373 | 0 | -0.010373
3040 | 0 | 0 | 0 | 0 | 0 | 0 | 0 | 0
3041 | 0 | 0 | 0 | 0 | 0 | 0 | 0 | 0
3042 | 0 | -0.019641 | 0 | -0.019641 | 0 | -0.088409 | 0 | -0.088409
3043 | 0 | -0.020153 | 0 | -0.020153 | 0 | -0.064236 | 0 | -0.064236
3044 | 0 | -0.021699 | 0 | -0.021699 | 0 | -0.074426 | 0 | -0.074426
3045 | 0 | -0.062525 | 0 | -0.062899 | 0 | -0.15626 | 0 | -0.15626
3046 | 0 | -0.1268 | 0 | -0.12762 | 0 | -0.2974 | 0 | -0.2974
3047 | 0 | -0.25434 | 0 | -0.25635 | 0 | -0.4163 | 0 | -0.4163
3048 | 0 | -0.34006 | 0 | -0.34287 | 0 | -0.50006 | 0 | -0.50006
3049 | 0 | -0.38036 | 0 | -0.38355 | 0 | -0.52784 | 0 | -0.52784
3050 | 0 | -0.50536 | 0 | -0.50071 | 0 | -0.63269 | 0 | -0.63269
3051 | 0 | -0.62106 | 0 | -0.6265 | 0 | -0.74248 | 0 | -0.74248
3052 | 0 | -0.67014 | 0 | -0.67603 | 0 | -0.78649 | 0 | -0.78649
3053 | 0 | -0.67234 | 0 | -0.67826 | 0 | -0.78326 | 0 | -0.78326
3054 | 0 | -0.64434 | 0 | -0.65 | 0 | -0.75913 | 0 | -0.75913
3055 | 0 | -0.5302 | 0 | -0.53479 | 0 | -0.65533 | 0 | -0.65533
3056 | 0 | -0.37705 | 0 | -0.38021 | 0 | -0.51174 | 0 | -0.51174
3057 | 0 | -0.18449 | 0 | -0.18587 | 0 | -0.3247 | 0 | -0.3247
3058 | 0 | -0.076006 | 0 | -0.076422 | 0 | -0.17043 | 0 | -0.17043
3059 | 0 | -0.014555 | 0 | -0.014605 | 0 | -0.041555 | 0 | -0.041555
3060 | 0 | 0 | 0 | 0 | 0 | 0 | 0 | 0
3061 | 0 | 0 | 0 | 0 | 0 | 0 | 0 | 0
3062 | 0 | 0 | 0 | 0 | 0 | 0 | 0 | 0
3063 | 0 | 0 | 0 | 0 | 0 | 0 | 0 | 0
3064 | 0 | 0 | 0 | 0 | 0 | 0 | 0 | 0
3065 | 0 | 0 | 0 | 0 | 0 | 0 | 0 | 0
3066 | 0 | 0 | 0 | 0 | 0 | 0 | 0 | 0
3067 | 0 | 0 | 0 | 0 | 0 | 0 | 0 | 0
3068 | 0 | 0 | 0 | 0 | 0 | 0 | 0 | 0
3069 | 0 | 0 | 0 | 0 | 0 | 0 | 0 | 0
3070 | 0 | 0 | 0 | 0 | 0 | 0 | 0 | 0
3071 | 0 | -0.014754 | 0 | -0.014754 | 0 | -0.10156 | 0 | -0.10156
3072 | 0 | -0.13166 | 0 | -0.13254 | 0 | -0.36802 | 0 | -0.36802
3073 | 0 | -0.23733 | 0 | -0.23921 | 0 | -0.41481 | 0 | -0.41481
3074 | 0 | -0.26974 | 0 | -0.27201 | 0 | -0.42973 | 0 | -0.42973
3075 | 0 | -0.37263 | 0 | -0.37587 | 0 | -0.51591 | 0 | -0.51591
3076 | 0 | -0.48598 | 0 | -0.49015 | 0 | -0.62825 | 0 | -0.62825
3077 | 0 | -0.52583 | 0 | -0.53038 | 0 | -0.65655 | 0 | -0.65655
3078 | 0 | -0.50197 | 0 | -0.50631 | 0 | -0.62876 | 0 | -0.62876
3079 | 0 | -0.38035 | 0 | -0.38355 | 0 | -0.51411 | 0 | -0.51411
3080 | 0 | -0.096715 | 0 | -0.097313 | 0 | -0.20262 | 0 | -0.20262
3081 | 0 | -0.069535 | 0 | -0.069949 | 0 | -0.11877 | 0 | -0.11877
3082 | 0 | -0.010016 | 0 | -0.010016 | 0 | -0.040588 | 0 | -0.040588
3083 | 0 | 0 | 0 | 0 | 0 | 0 | 0 | 0
3084 | 0 | 0 | 0 | 0 | 0 | 0 | 0 | 0
3085 | 0 | 0 | 0 | 0 | 0 | 0 | 0 | 0
3086 | 0 | 0 | 0 | 0 | 0 | 0 | 0 | 0
3087 | 0 | 0 | 0 | 0 | 0 | 0 | 0 | 0
3088 | 0 | 0 | 0 | 0 | 0 | 0 | 0 | 0
3089 | 0 | 0 | 0 | 0 | 0 | 0 | 0 | 0
3090 | 0 | 0 | 0 | 0 | 0 | 0 | 0 | 0
3091 | 0 | 0 | 0 | 0 | 0 | 0 | 0 | 0
3092 | 0 | 0 | 0 | 0 | 0 | 0 | 0 | 0
3093 | 0 | 0 | 0 | 0 | 0 | 0 | 0 | 0
3094 | 0 | 0 | 0 | 0 | 0 | 0 | 0 | 0
3095 | 0 | -0.0052937 | 0 | -0.0052937 | 0 | -0.025106 | 0 | -0.025106
3096 | 0 | -0.022195 | 0 | -0.022195 | 0 | -0.1274 | 0 | -0.1274
3097 | 0 | -0.037244 | 0 | -0.037384 | 0 | -0.18449 | 0 | -0.18449
3098 | 0 | -0.094206 | 0 | -0.094831 | 0 | -0.28362 | 0 | -0.28362
3099 | 0 | -0.16667 | 0 | -0.16801 | 0 | -0.34657 | 0 | -0.34657
3100 | 0 | -0.36489 | 0 | -0.368 | 0 | -0.52092 | 0 | -0.52092
3101 | 0 | -0.43049 | 0 | -0.43415 | 0 | -0.57675 | 0 | -0.57675
3102 | 0 | -0.34917 | 0 | -0.35208 | 0 | -0.48752 | 0 | -0.48752
3103 | 0 | -0.072852 | 0 | -0.073304 | 0 | -0.16008 | 0 | -0.16008
3104 | 0 | 0 | 0 | 0 | 0 | 0 | 0 | 0
3105 | 0 | 0 | 0 | 0 | 0 | 0 | 0 | 0
3106 | 0 | 0 | 0 | 0 | 0 | 0 | 0 | 0
3107 | 0 | 0 | 0 | 0 | 0 | 0 | 0 | 0
3108 | 0 | 0 | 0 | 0 | 0 | 0 | 0 | 0
3109 | 0 | 0 | 0 | 0 | 0 | 0 | 0 | 0
3110 | 1 | 0.086916 | 1 | 0.031946 | 1 | 0.078193 | 1 | 0.078193
3111 | 1 | 0.13631 | 1 | 0.053934 | 1 | 0.12324 | 1 | 0.12324
3112 | 1 | 0.14538 | 1 | 0.053969 | 1 | 0.1318 | 1 | 0.1318
3113 | 1 | 0.13751 | 1 | 0.054411 | 1 | 0.12433 | 1 | 0.12433
3114 | 1 | 0.10576 | 1 | 0.038874 | 1 | 0.095149 | 1 | 0.095149
3115 | 0 | 0 | 0 | 0 | 0 | 0 | 0 | 0
3116 | 0 | 0 | 0 | 0 | 0 | 0 | 0 | 0
3117 | 0 | 0 | 0 | 0 | 0 | 0 | 0 | 0
3118 | 0 | 0 | 0 | 0 | 0 | 0 | 0 | 0
3119 | 0 | 0 | 0 | 0 | 0 | 0 | 0 | 0
3120 | 0 | 0 | 0 | 0 | 0 | 0 | 0 | 0
3121 | 0 | 0 | 0 | 0 | 0 | 0 | 0 | 0
3122 | 0 | -0.014886 | 0 | -0.014886 | 0 | -0.072549 | 0 | -0.072549
3123 | 0 | -0.11044 | 0 | -0.10886 | 0 | -0.23518 | 0 | -0.23518
3124 | 0 | -0.20808 | 0 | -0.20639 | 0 | -0.36744 | 0 | -0.36744
3125 | 0 | -0.31101 | 0 | -0.30534 | 0 | -0.45167 | 0 | -0.45167
3126 | 0 | -0.27129 | 0 | -0.27348 | 0 | -0.40653 | 0 | -0.40653
3127 | 0 | -0.058259 | 0 | -0.058575 | 0 | -0.14405 | 0 | -0.14405
3128 | 0 | -0.0018314 | 0 | -0.0018314 | 0 | -0.0080699 | 0 | -0.0080699
3129 | 0 | 0 | 0 | 0 | 0 | 0 | 0 | 0
3130 | 0 | 0 | 0 | 0 | 0 | 0 | 0 | 0
3131 | 0 | 0 | 0 | 0 | 0 | 0 | 0 | 0
3132 | 0 | 0 | 0 | 0 | 0 | 0 | 0 | 0
3133 | 0 | 0 | 0 | 0 | 0 | 0 | 0 | 0
3134 | 0 | 0 | 0 | 0 | 0 | 0 | 0 | 0
3135 | 0 | 0 | 0 | 0 | 0 | 0 | 0 | 0
3136 | 0 | 0 | 0 | 0 | 0 | 0 | 0 | 0
3137 | 0 | 0 | 0 | 0 | 0 | 0 | 0 | 0
3138 | 0 | 0 | 0 | 0 | 0 | 0 | 0 | 0
3139 | 0 | 0 | 0 | 0 | 0 | 0 | 0 | 0
3140 | 0 | 0 | 0 | 0 | 0 | 0 | 0 | 0
3141 | 0 | 0 | 0 | 0 | 0 | 0 | 0 | 0
3142 | 0 | 0 | 0 | 0 | 0 | 0 | 0 | 0
3143 | 0 | 0 | 0 | 0 | 0 | 0 | 0 | 0
3144 | 0 | 0 | 0 | 0 | 0 | 0 | 0 | 0
3145 | 0 | -0.0051616 | 0 | -0.0051616 | 0 | -0.02067 | 0 | -0.02067
3146 | 0 | -0.02641 | 0 | -0.02641 | 0 | -0.10822 | 0 | -0.10822
3147 | 0 | -0.10823 | 0 | -0.10894 | 0 | -0.21161 | 0 | -0.21161
3148 | 0 | -0.18382 | 0 | -0.18519 | 0 | -0.33195 | 0 | -0.33195
3149 | 0 | -0.23835 | 0 | -0.24026 | 0 | -0.36943 | 0 | -0.36943
3150 | 0 | -0.16045 | 0 | -0.16174 | 0 | -0.27621 | 0 | -0.27621
3151 | 0 | -0.022797 | 0 | -0.022919 | 0 | -0.063336 | 0 | -0.063336
3152 | 0 | -0.00075002 | 0 | -0.00075002 | 0 | -0.0015834 | 0 | -0.0015834
3153 | 0 | 0 | 0 | 0 | 0 | 0 | 0 | 0
3154 | 0 | 0 | 0 | 0 | 0 | 0 | 0 | 0
3155 | 0 | 0 | 0 | 0 | 0 | 0 | 0 | 0
3156 | 0 | 0 | 0 | 0 | 0 | 0 | 0 | 0
3157 | 0 | 0 | 0 | 0 | 0 | 0 | 0 | 0
3158 | 0 | 0 | 0 | 0 | 0 | 0 | 0 | 0
3159 | 0 | 0 | 0 | 0 | 0 | 0 | 0 | 0
3160 | 0 | 0 | 0 | 0 | 0 | 0 | 0 | 0
3161 | 0 | 0 | 0 | 0 | 0 | 0 | 0 | 0
3162 | 0 | 0 | 0 | 0 | 0 | 0 | 0 | 0
3163 | 0 | 0 | 0 | 0 | 0 | 0 | 0 | 0
3164 | 0 | 0 | 0 | 0 | 0 | 0 | 0 | 0
3165 | 0 | 0 | 0 | 0 | 0 | 0 | 0 | 0
3166 | 0 | 0 | 0 | 0 | 0 | 0 | 0 | 0
3167 | 0 | 0 | 0 | 0 | 0 | 0 | 0 | 0
3168 | 0 | 0 | 0 | 0 | 0 | 0 | 0 | 0
3169 | 0 | -0.012719 | 0 | -0.012719 | 0 | -0.06949 | 0 | -0.06949
3170 | 0 | -0.051796 | 0 | -0.052067 | 0 | -0.18389 | 0 | -0.18389
3171 | 0 | -0.092582 | 0 | -0.093226 | 0 | -0.23936 | 0 | -0.23936
3172 | 0 | -0.22794 | 0 | -0.22984 | 0 | -0.36409 | 0 | -0.36409
3173 | 0 | -0.34019 | 0 | -0.34306 | 0 | -0.47382 | 0 | -0.47382
3174 | 0 | -0.30819 | 0 | -0.31085 | 0 | -0.42709 | 0 | -0.42709
3175 | 0 | -0.32397 | 0 | -0.32673 | 0 | -0.44916 | 0 | -0.44916
3176 | 0 | -0.2973 | 0 | -0.29973 | 0 | -0.43848 | 0 | -0.43848
3177 | 0 | -0.36614 | 0 | -0.36921 | 0 | -0.50646 | 0 | -0.50646
3178 | 0 | -0.34834 | 0 | -0.35124 | 0 | -0.48508 | 0 | -0.48508
3179 | 0 | -0.13396 | 0 | -0.13499 | 0 | -0.26505 | 0 | -0.26505
3180 | 0 | -0.027802 | 0 | -0.02793 | 0 | -0.075565 | 0 | -0.075565
3181 | 0 | -0.0048988 | 0 | -0.0048988 | 0 | -0.010342 | 0 | -0.010342
3182 | 0 | 0 | 0 | 0 | 0 | 0 | 0 | 0
3183 | 0 | 0 | 0 | 0 | 0 | 0 | 0 | 0
3184 | 0 | 0 | 0 | 0 | 0 | 0 | 0 | 0
3185 | 0 | 0 | 0 | 0 | 0 | 0 | 0 | 0
3186 | 0 | 0 | 0 | 0 | 0 | 0 | 0 | 0
3187 | 0 | 0 | 0 | 0 | 0 | 0 | 0 | 0
3188 | 0 | 0 | 0 | 0 | 0 | 0 | 0 | 0
3189 | 0 | 0 | 0 | 0 | 0 | 0 | 0 | 0
3190 | 0 | 0 | 0 | 0 | 0 | 0 | 0 | 0
3191 | 0 | 0 | 0 | 0 | 0 | 0 | 0 | 0
3192 | 0 | 0 | 0 | 0 | 0 | 0 | 0 | 0
3193 | 0 | -0.0061234 | 0 | -0.0061234 | 0 | -0.030747 | 0 | -0.030747
3194 | 0 | -0.015763 | 0 | -0.015763 | 0 | -0.086234 | 0 | -0.086234
3195 | 0 | -0.046024 | 0 | -0.046259 | 0 | -0.1688 | 0 | -0.1688
3196 | 0 | -0.14302 | 0 | -0.14404 | 0 | -0.30892 | 0 | -0.30892
3197 | 0 | -0.22939 | 0 | -0.23123 | 0 | -0.37265 | 0 | -0.37265
3198 | 0 | -0.23643 | 0 | -0.23839 | 0 | -0.36464 | 0 | -0.36464
3199 | 0 | -0.10867 | 0 | -0.10949 | 0 | -0.22418 | 0 | -0.22418
3200 | 0 | 0.00018476 | 0 | 0.00018476 | 0 | 0.00018476 | 0 | 0.00018476
3201 | 0 | 0 | 0 | 0 | 0 | 0 | 0 | 0
3202 | 0 | 0 | 0 | 0 | 0 | 0 | 0 | 0
3203 | 0 | 0 | 0 | 0 | 0 | 0 | 0 | 0
3204 | 0 | 0 | 0 | 0 | 0 | 0 | 0 | 0
3205 | 0 | 0 | 0 | 0 | 0 | 0 | 0 | 0
3206 | 0 | 0 | 0 | 0 | 0 | 0 | 0 | 0
3207 | 0 | 0 | 0 | 0 | 0 | 0 | 0 | 0
3208 | 0 | 0 | 0 | 0 | 0 | 0 | 0 | 0
3209 | 1 | 0.13278 | 1 | 0.053095 | 1 | 0.12094 | 1 | 0.12094
3210 | 0 | 0 | 0 | 0 | 0 | 0 | 0 | 0
3211 | 0 | 0 | 0 | 0 | 0 | 0 | 0 | 0
3212 | 0 | 0 | 0 | 0 | 0 | 0 | 0 | 0
3213 | 0 | 0 | 0 | 0 | 0 | 0 | 0 | 0
3214 | 0 | 0 | 0 | 0 | 0 | 0 | 0 | 0
3215 | 0 | 0 | 0 | 0 | 0 | 0 | 0 | 0
3216 | 0 | 0 | 0 | 0 | 0 | 0 | 0 | 0
3217 | 0 | -0.00015782 | 0 | -0.00015782 | 0 | -0.0016341 | 0 | -0.0016341
3218 | 0 | -0.0044559 | 0 | -0.0044559 | 0 | -0.045326 | 0 | -0.045326
3219 | 0 | -0.04916 | 0 | -0.049404 | 0 | -0.17796 | 0 | -0.17796
3220 | 0 | -0.14465 | 0 | -0.14577 | 0 | -0.29766 | 0 | -0.29766
3221 | 0 | -0.21673 | 0 | -0.21852 | 0 | -0.35678 | 0 | -0.35678
3222 | 0 | -0.19786 | 0 | -0.19949 | 0 | -0.3264 | 0 | -0.3264
3223 | 0 | -0.14327 | 0 | -0.14439 | 0 | -0.27282 | 0 | -0.27282
3224 | 0 | -0.090256 | 0 | -0.090886 | 0 | -0.22296 | 0 | -0.22296
3225 | 0 | -0.075235 | 0 | -0.075737 | 0 | -0.18825 | 0 | -0.18825
3226 | 0 | -0.021626 | 0 | -0.021713 | 0 | -0.059933 | 0 | -0.059933
3227 | 0 | -0.012249 | 0 | -0.012249 | 0 | -0.062977 | 0 | -0.062977
3228 | 0 | -0.017749 | 0 | -0.017749 | 0 | -0.083552 | 0 | -0.083552
3229 | 0 | -0.0050023 | 0 | -0.0050023 | 0 | -0.0223 | 0 | -0.0223
3230 | 0 | 0 | 0 | 0 | 0 | 0 | 0 | 0
3231 | 0 | 0 | 0 | 0 | 0 | 0 | 0 | 0
3232 | 0 | 0 | 0 | 0 | 0 | 0 | 0 | 0
3233 | 0 | -0.0055626 | 0 | -0.0055626 | 0 | -0.021726 | 0 | -0.021726
3234 | 0 | -0.015686 | 0 | -0.015686 | 0 | -0.071648 | 0 | -0.071648
3235 | 0 | -0.016888 | 0 | -0.016888 | 0 | -0.070296 | 0 | -0.070296
3236 | 0 | -0.02129 | 0 | -0.02129 | 0 | -0.090502 | 0 | -0.090502
3237 | 0 | -0.025428 | 0 | -0.025428 | 0 | -0.13507 | 0 | -0.13507
3238 | 0 | -0.08401 | 0 | -0.084515 | 0 | -0.22883 | 0 | -0.22883
3239 | 0 | -0.16054 | 0 | -0.16167 | 0 | -0.35095 | 0 | -0.35095
3240 | 0 | -0.32775 | 0 | -0.33043 | 0 | -0.50627 | 0 | -0.50627
3241 | 0 | -0.46516 | 0 | -0.46578 | 0 | -0.6213 | 0 | -0.6213
3242 | 0 | -0.46578 | 0 | -0.4664 | 0 | -0.60527 | 0 | -0.60527
3243 | 0 | -0.46486 | 0 | -0.46885 | 0 | -0.59496 | 0 | -0.59496
3244 | 0 | -0.47412 | 0 | -0.47819 | 0 | -0.59867 | 0 | -0.59867
3245 | 0 | -0.51123 | 0 | -0.51566 | 0 | -0.62734 | 0 | -0.62734
3246 | 0 | -0.48561 | 0 | -0.4898 | 0 | -0.60388 | 0 | -0.60388
3247 | 0 | -0.38875 | 0 | -0.39203 | 0 | -0.51599 | 0 | -0.51599
3248 | 0 | -0.2821 | 0 | -0.28439 | 0 | -0.41937 | 0 | -0.41937
3249 | 0 | -0.28784 | 0 | -0.29018 | 0 | -0.42392 | 0 | -0.42392
3250 | 0 | -0.27305 | 0 | -0.27525 | 0 | -0.40596 | 0 | -0.40596
3251 | 0 | -0.15303 | 0 | -0.15412 | 0 | -0.2947 | 0 | -0.2947
3252 | 0 | -0.040511 | 0 | -0.040681 | 0 | -0.10101 | 0 | -0.10101
3253 | 0 | -0.0053086 | 0 | -0.0053086 | 0 | -0.026238 | 0 | -0.026238
3254 | 0 | 0 | 0 | 0 | 0 | 0 | 0 | 0
3255 | 0 | 0 | 0 | 0 | 0 | 0 | 0 | 0
3256 | 0 | 0 | 0 | 0 | 0 | 0 | 0 | 0
3257 | 0 | 0 | 0 | 0 | 0 | 0 | 0 | 0
3258 | 0 | 0 | 0 | 0 | 0 | 0 | 0 | 0
3259 | 0 | 0 | 0 | 0 | 0 | 0 | 0 | 0
3260 | 0 | 0 | 0 | 0 | 0 | 0 | 0 | 0
3261 | 0 | -0.017388 | 0 | -0.017388 | 0 | -0.067587 | 0 | -0.067587
3262 | 0 | -0.035584 | 0 | -0.035584 | 0 | -0.18962 | 0 | -0.18962
3263 | 0 | -0.11762 | 0 | -0.11598 | 0 | -0.30142 | 0 | -0.30142
3264 | 0 | -0.19048 | 0 | -0.18586 | 0 | -0.3945 | 0 | -0.3945
3265 | 0 | 0 | 0 | 0 | 0 | -0.5564 | 0 | -0.5564
3266 | 0 | 0 | 0 | 0 | 0 | -0.6987 | 0 | -0.6987
3267 | 0 | 0 | 0 | 0 | 0 | -0.76374 | 0 | -0.76374
3268 | 0 | 0 | 0 | 0 | 0 | -0.79721 | 0 | -0.79721
3269 | 0 | 0 | 0 | 0 | 0 | -0.83324 | 0 | -0.83324
3270 | 0 | 0 | 0 | 0 | 0 | -0.71207 | 0 | -0.71207
3271 | 0 | -0.40975 | 0 | -0.39824 | 0 | -0.53061 | 0 | -0.53061
3272 | 0 | -0.24294 | 0 | -0.24324 | 0 | -0.37779 | 0 | -0.37779
3273 | 0 | -0.20634 | 0 | -0.20793 | 0 | -0.34401 | 0 | -0.34401
3274 | 0 | -0.10897 | 0 | -0.10908 | 0 | -0.2525 | 0 | -0.2525
3275 | 0 | -0.17196 | 0 | -0.16913 | 0 | -0.30996 | 0 | -0.30996
3276 | 0 | -0.11912 | 0 | -0.1199 | 0 | -0.26108 | 0 | -0.26108
3277 | 0 | -0.040353 | 0 | -0.040537 | 0 | -0.10312 | 0 | -0.10312
3278 | 0 | -0.0081442 | 0 | -0.0081442 | 0 | -0.051858 | 0 | -0.051858
3279 | 0 | -0.014158 | 0 | -0.014158 | 0 | -0.055076 | 0 | -0.055076
3280 | 0 | 0 | 0 | 0 | 0 | 0 | 0 | 0
3281 | 0 | 0 | 0 | 0 | 0 | 0 | 0 | 0
3282 | 0 | 0 | 0 | 0 | 0 | 0 | 0 | 0
3283 | 0 | 0 | 0 | 0 | 0 | 0 | 0 | 0
3284 | 0 | 0 | 0 | 0 | 0 | 0 | 0 | 0
3285 | 0 | 0 | 0 | 0 | 0 | 0 | 0 | 0
3286 | 0 | -0.018354 | 0 | -0.018354 | 0 | -0.15726 | 0 | -0.15726
3287 | 0 | -0.059733 | 0 | -0.059263 | 0 | -0.198 | 0 | -0.198
3288 | 0 | -0.17229 | 0 | -0.1695 | 0 | -0.33864 | 0 | -0.33864
3289 | 0 | -0.28439 | 0 | -0.28474 | 0 | -0.4757 | 0 | -0.4757
3290 | 0 | -0.42157 | 0 | -0.41778 | 0 | -0.58309 | 0 | -0.58309
3291 | 0 | -0.50458 | 0 | -0.49493 | 0 | -0.64104 | 0 | -0.64104
3292 | 0 | 0 | 0 | 0 | 0 | -0.69891 | 0 | -0.69891
3293 | 0 | 0 | 0 | 0 | 0 | -0.74338 | 0 | -0.74338
3294 | 0 | 0 | 0 | 0 | 0 | -0.61894 | 0 | -0.61894
3295 | 0 | -0.18497 | 0 | -0.18186 | 0 | -0.31322 | 0 | -0.31322
3296 | 0 | -0.068382 | 0 | -0.068454 | 0 | -0.096489 | 0 | -0.096489
3297 | 0 | -0.017035 | 0 | -0.017035 | 0 | -0.084406 | 0 | -0.084406
3298 | 0 | -0.016411 | 0 | -0.016411 | 0 | -0.092286 | 0 | -0.092286
3299 | 0 | -0.03562 | 0 | -0.035808 | 0 | -0.077256 | 0 | -0.077256
3300 | 0 | -0.0048969 | 0 | -0.0048969 | 0 | -0.025292 | 0 | -0.025292
3301 | 0 | 0 | 0 | 0 | 0 | 0 | 0 | 0
3302 | 0 | 0 | 0 | 0 | 0 | 0 | 0 | 0
3303 | 0 | 0 | 0 | 0 | 0 | 0 | 0 | 0
3304 | 0 | 0 | 0 | 0 | 0 | 0 | 0 | 0
3305 | 0 | 0 | 0 | 0 | 0 | 0 | 0 | 0
3306 | 0 | 0 | 0 | 0 | 0 | 0 | 0 | 0
3307 | 0 | 0 | 0 | 0 | 0 | 0 | 0 | 0
3308 | 0 | 0 | 0 | 0 | 0 | 0 | 0 | 0
3309 | 0 | 0 | 0 | 0 | 0 | 0 | 0 | 0
3310 | 0 | 0 | 0 | 0 | 0 | 0 | 0 | 0
3311 | 0 | -0.019432 | 0 | -0.019432 | 0 | -0.11807 | 0 | -0.11807
3312 | 0 | -0.099481 | 0 | -0.097485 | 0 | -0.23749 | 0 | -0.23749
3313 | 0 | -0.16201 | 0 | -0.16219 | 0 | -0.36049 | 0 | -0.36049
3314 | 0 | -0.2905 | 0 | -0.28535 | 0 | -0.48547 | 0 | -0.48547
3315 | 0 | -0.4314 | 0 | -0.42329 | 0 | -0.59197 | 0 | -0.59197
3316 | 0 | -0.50096 | 0 | -0.49637 | 0 | -0.63992 | 0 | -0.63992
3317 | 0 | -0.52608 | 0 | -0.52124 | 0 | -0.65226 | 0 | -0.65226
3318 | 0 | -0.44164 | 0 | -0.44541 | 0 | -0.57023 | 0 | -0.57023
3319 | 0 | -0.24813 | 0 | -0.25011 | 0 | -0.38244 | 0 | -0.38244
3320 | 0 | -0.1715 | 0 | -0.17276 | 0 | -0.31386 | 0 | -0.31386
3321 | 0 | -0.024812 | 0 | -0.024934 | 0 | -0.065381 | 0 | -0.065381
3322 | 0 | 0 | 0 | 0 | 0 | 0 | 0 | 0
3323 | 0 | 0 | 0 | 0 | 0 | 0 | 0 | 0
3324 | 0 | 0 | 0 | 0 | 0 | 0 | 0 | 0
3325 | 0 | 0.0011549 | 0 | 0.0011549 | 0 | 0.0011549 | 0 | 0.0011549
3326 | 0 | 0 | 0 | 0 | 0 | 0 | 0 | 0
3327 | 0 | 0 | 0 | 0 | 0 | 0 | 0 | 0
3328 | 0 | -0.00050974 | 0 | -0.00050974 | 0 | -0.02088 | 0 | -0.02088
3329 | 0 | 0 | 0 | 0 | 0 | 0 | 0 | 0
3330 | 0 | 0 | 0 | 0 | 0 | 0 | 0 | 0
3331 | 0 | 0 | 0 | 0 | 0 | 0 | 0 | 0
3332 | 0 | 0 | 0 | 0 | 0 | 0 | 0 | 0
3333 | 0 | 0 | 0 | 0 | 0 | 0 | 0 | 0
3334 | 0 | 0 | 0 | 0 | 0 | 0 | 0 | 0
3335 | 0 | 0 | 0 | 0 | 0 | 0 | 0 | 0
3336 | 0 | 0 | 0 | 0 | 0 | 0 | 0 | 0
3337 | 0 | -0.0028723 | 0 | -0.0028723 | 0 | -0.01634 | 0 | -0.01634
3338 | 0 | -0.0098416 | 0 | -0.0098416 | 0 | -0.076802 | 0 | -0.076802
3339 | 0 | -0.05409 | 0 | -0.054417 | 0 | -0.15941 | 0 | -0.15941
3340 | 0 | -0.064837 | 0 | -0.065247 | 0 | -0.20631 | 0 | -0.20631
3341 | 0 | -0.17641 | 0 | -0.17783 | 0 | -0.30596 | 0 | -0.30596
3342 | 0 | -0.18817 | 0 | -0.1896 | 0 | -0.32304 | 0 | -0.32304
3343 | 0 | -0.037939 | 0 | -0.038128 | 0 | -0.095796 | 0 | -0.095796
3344 | 0 | 0 | 0 | 0 | 0 | 0 | 0 | 0
3345 | 0 | 0 | 0 | 0 | 0 | 0 | 0 | 0
3346 | 0 | 0 | 0 | 0 | 0 | 0 | 0 | 0
3347 | 0 | 0 | 0 | 0 | 0 | 0 | 0 | 0
3348 | 0 | 0 | 0 | 0 | 0 | 0 | 0 | 0
3349 | 0 | 0 | 0 | 0 | 0 | 0 | 0 | 0
3350 | 0 | 0 | 0 | 0 | 0 | 0 | 0 | 0
3351 | 0 | 0 | 0 | 0 | 0 | 0 | 0 | 0
3352 | 0 | 0 | 0 | 0 | 0 | 0 | 0 | 0
3353 | 0 | 0 | 0 | 0 | 0 | 0 | 0 | 0
3354 | 0 | 0 | 0 | 0 | 0 | 0 | 0 | 0
3355 | 0 | 0 | 0 | 0 | 0 | 0 | 0 | 0
3356 | 0 | 0 | 0 | 0 | 0 | 0 | 0 | 0
3357 | 0 | 0 | 0 | 0 | 0 | 0 | 0 | 0
3358 | 0 | 0 | 0 | 0 | 0 | 0 | 0 | 0
3359 | 0 | 0 | 0 | 0 | 0 | 0 | 0 | 0
3360 | 0 | -0.0050614 | 0 | -0.0050614 | 0 | -0.01483 | 0 | -0.01483
3361 | 0 | -0.039702 | 0 | -0.039844 | 0 | -0.12754 | 0 | -0.12754
3362 | 0 | -0.095592 | 0 | -0.096195 | 0 | -0.23897 | 0 | -0.23897
3363 | 0 | -0.21582 | 0 | -0.21748 | 0 | -0.38021 | 0 | -0.38021
3364 | 0 | -0.3055 | 0 | -0.30799 | 0 | -0.45453 | 0 | -0.45453
3365 | 0 | -0.34092 | 0 | -0.34376 | 0 | -0.47548 | 0 | -0.47548
3366 | 0 | -0.31935 | 0 | -0.32203 | 0 | -0.44518 | 0 | -0.44518
3367 | 0 | -0.21388 | 0 | -0.21567 | 0 | -0.3347 | 0 | -0.3347
3368 | 0 | -0.041812 | 0 | -0.042105 | 0 | -0.1026 | 0 | -0.1026
3369 | 0 | 0 | 0 | 0 | 0 | 0 | 0 | 0
3370 | 0 | 0 | 0 | 0 | 0 | 0 | 0 | 0
3371 | 0 | 0 | 0 | 0 | 0 | 0 | 0 | 0
3372 | 0 | 0 | 0 | 0 | 0 | 0 | 0 | 0
3373 | 0 | 0 | 0 | 0 | 0 | 0 | 0 | 0
3374 | 0 | 0 | 0 | 0 | 0 | 0 | 0 | 0
3375 | 0 | 0 | 0 | 0 | 0 | 0 | 0 | 0
3376 | 0 | 0 | 0 | 0 | 0 | 0 | 0 | 0
3377 | 0 | 0 | 0 | 0 | 0 | 0 | 0 | 0
3378 | 0 | 0 | 0 | 0 | 0 | 0 | 0 | 0
3379 | 0 | 0 | 0 | 0 | 0 | 0 | 0 | 0
3380 | 0 | 0 | 0 | 0 | 0 | 0 | 0 | 0
3381 | 0 | 0 | 0 | 0 | 0 | 0 | 0 | 0
3382 | 0 | 0 | 0 | 0 | 0 | 0 | 0 | 0
3383 | 0 | 0 | 0 | 0 | 0 | 0 | 0 | 0
3384 | 0 | 0 | 0 | 0 | 0 | 0 | 0 | 0
3385 | 0 | -0.0014615 | 0 | -0.0014615 | 0 | -0.018078 | 0 | -0.018078
3386 | 0 | -0.016984 | 0 | -0.016984 | 0 | -0.095025 | 0 | -0.095025
3387 | 0 | -0.064474 | 0 | -0.064889 | 0 | -0.17594 | 0 | -0.17594
3388 | 0 | -0.081963 | 0 | -0.0825 | 0 | -0.237 | 0 | -0.237
3389 | 0 | -0.11378 | 0 | -0.11463 | 0 | -0.24835 | 0 | -0.24835
3390 | 0 | -0.031444 | 0 | -0.031586 | 0 | -0.10059 | 0 | -0.10059
3391 | 0 | 0 | 0 | 0 | 0 | 0 | 0 | 0
3392 | 0 | 0 | 0 | 0 | 0 | 0 | 0 | 0
3393 | 1 | 0.014214 | 1 | 0.0055143 | 1 | 0.012676 | 1 | 0.012676
3394 | 1 | 0.013088 | 1 | 0.0051266 | 1 | 0.01175 | 1 | 0.01175
3395 | 1 | 0.032491 | 1 | 0.012062 | 1 | 0.029456 | 1 | 0.029456
3396 | 1 | 0.033703 | 1 | 0.012785 | 1 | 0.031072 | 1 | 0.031072
3397 | 1 | 0.062 | 1 | 0.023259 | 1 | 0.056668 | 1 | 0.056668
3398 | 1 | 0.0765 | 1 | 0.031295 | 1 | 0.070813 | 1 | 0.070813
3399 | 1 | 0.1241 | 1 | 0.04607 | 1 | 0.11251 | 1 | 0.11251
3400 | 1 | 0.1616 | 1 | 0.059396 | 1 | 0.14538 | 1 | 0.14538
3401 | 1 | 0.17605 | 1 | 0.0641 | 1 | 0.15724 | 1 | 0.15724
3402 | 0 | 0 | 0 | 0 | 0 | 0 | 0 | 0
3403 | 0 | 0 | 0 | 0 | 0 | 0 | 0 | 0
3404 | 0 | 0 | 0 | 0 | 0 | 0 | 0 | 0
3405 | 0 | 0 | 0 | 0 | 0 | 0 | 0 | 0
3406 | 0 | 0 | 0 | 0 | 0 | 0 | 0 | 0
3407 | 0 | 0 | 0 | 0 | 0 | 0 | 0 | 0
3408 | 0 | 0 | 0 | 0 | 0 | 0 | 0 | 0
3409 | 0 | 0 | 0 | 0 | 0 | 0 | 0 | 0
3410 | 0 | -0.005783 | 0 | -0.005783 | 0 | -0.038346 | 0 | -0.038346
3411 | 0 | -0.039527 | 0 | -0.039696 | 0 | -0.11845 | 0 | -0.11845
3412 | 0 | -0.091663 | 0 | -0.092307 | 0 | -0.18532 | 0 | -0.18532
3413 | 0 | -0.10266 | 0 | -0.10342 | 0 | -0.23232 | 0 | -0.23232
3414 | 0 | -0.16313 | 0 | -0.16444 | 0 | -0.2866 | 0 | -0.2866
3415 | 0 | -0.12728 | 0 | -0.12825 | 0 | -0.25214 | 0 | -0.25214
3416 | 0 | -0.018782 | 0 | -0.018892 | 0 | -0.051677 | 0 | -0.051677
3417 | 0 | -0.005602 | 0 | -0.005602 | 0 | -0.020244 | 0 | -0.020244
3418 | 0 | -0.0016432 | 0 | -0.0016432 | 0 | -0.037088 | 0 | -0.037088
3419 | 0 | -0.021642 | 0 | -0.021704 | 0 | -0.10259 | 0 | -0.10259
3420 | 0 | -0.011601 | 0 | -0.011625 | 0 | -0.061269 | 0 | -0.061269
3421 | 0 | -0.0079407 | 0 | -0.0079407 | 0 | -0.022619 | 0 | -0.022619
3422 | 0 | 0 | 0 | 0 | 0 | 0 | 0 | 0
3423 | 0 | 0 | 0 | 0 | 0 | 0 | 0 | 0
3424 | 0 | 0 | 0 | 0 | 0 | 0 | 0 | 0
3425 | 0 | 0 | 0 | 0 | 0 | 0 | 0 | 0
3426 | 0 | 0 | 0 | 0 | 0 | 0 | 0 | 0
3427 | 0 | 0 | 0 | 0 | 0 | 0 | 0 | 0
3428 | 0 | 0 | 0 | 0 | 0 | 0 | 0 | 0
3429 | 0 | 0 | 0 | 0 | 0 | 0 | 0 | 0
3430 | 0 | 0 | 0 | 0 | 0 | 0 | 0 | 0
3431 | 0 | 0 | 0 | 0 | 0 | 0 | 0 | 0
3432 | 0 | 0 | 0 | 0 | 0 | 0 | 0 | 0
3433 | 0 | 0 | 0 | 0 | 0 | 0 | 0 | 0
3434 | 0 | -0.00086301 | 0 | -0.00086301 | 0 | -0.018158 | 0 | -0.018158
3435 | 0 | -0.0051915 | 0 | -0.0051915 | 0 | -0.057743 | 0 | -0.057743
3436 | 0 | -0.041423 | 0 | -0.041592 | 0 | -0.14928 | 0 | -0.14928
3437 | 0 | -0.080853 | 0 | -0.081401 | 0 | -0.2075 | 0 | -0.2075
3438 | 0 | -0.039787 | 0 | -0.040012 | 0 | -0.11291 | 0 | -0.11291
3439 | 0 | -0.00107 | 0 | -0.00107 | 0 | -0.0042589 | 0 | -0.0042589
3440 | 0 | 0 | 0 | 0 | 0 | 0 | 0 | 0
3441 | 0 | 0 | 0 | 0 | 0 | 0 | 0 | 0
3442 | 0 | -0.0044867 | 0 | -0.0044867 | 0 | -0.05751 | 0 | -0.05751
3443 | 0 | 0 | 0 | 0 | 0 | 0 | 0 | 0
3444 | 0 | 0 | 0 | 0 | 0 | 0 | 0 | 0
3445 | 0 | 0 | 0 | 0 | 0 | 0 | 0 | 0
3446 | 0 | 0 | 0 | 0 | 0 | 0 | 0 | 0
3447 | 0 | 0 | 0 | 0 | 0 | 0 | 0 | 0
3448 | 1 | 0.2004 | 1 | 0.094381 | 1 | 0.2058 | 1 | 0.2058
3449 | 1 | 0.22924 | 1 | 0.099749 | 1 | 0.23583 | 1 | 0.23583
3450 | 1 | 0.2591 | 1 | 0.10854 | 1 | 0.25846 | 1 | 0.25846
3451 | 1 | 0.25934 | 1 | 0.10356 | 1 | 0.24896 | 1 | 0.24896
3452 | 1 | 0.19367 | 1 | 0.073463 | 1 | 0.17854 | 1 | 0.17854
3453 | 0 | 0 | 0 | 0 | 0 | 0 | 0 | 0
3454 | 0 | 0 | 0 | 0 | 0 | 0 | 0 | 0
3455 | 0 | 0 | 0 | 0 | 0 | 0 | 0 | 0
3456 | 0 | 0 | 0 | 0 | 0 | 0 | 0 | 0
3457 | 0 | 0 | 0 | 0 | 0 | 0 | 0 | 0
3458 | 0 | 0 | 0 | 0 | 0 | 0 | 0 | 0
3459 | 0 | 0 | 0 | 0 | 0 | 0 | 0 | 0
3460 | 0 | -0.012058 | 0 | -0.012058 | 0 | -0.064852 | 0 | -0.064852
3461 | 0 | -0.035761 | 0 | -0.035901 | 0 | -0.098812 | 0 | -0.098812
3462 | 0 | -0.0029523 | 0 | -0.0029523 | 0 | -0.024391 | 0 | -0.024391
3463 | 0 | 0 | 0 | 0 | 0 | 0 | 0 | 0
3464 | 1 | 0.014449 | 1 | 0.0053108 | 1 | 0.012999 | 1 | 0.012999
3465 | 1 | 0.047187 | 1 | 0.018337 | 1 | 0.044334 | 1 | 0.044334
3466 | 1 | 0.041661 | 1 | 0.017158 | 1 | 0.040993 | 1 | 0.040993
3467 | 1 | 0.078722 | 1 | 0.034254 | 1 | 0.080984 | 1 | 0.080984
3468 | 1 | 0.10031 | 1 | 0.045614 | 1 | 0.10699 | 1 | 0.10699
3469 | 1 | 0.12676 | 1 | 0.063924 | 1 | 0.13721 | 1 | 0.13721
3470 | 1 | 0.16589 | 1 | 0.085903 | 1 | 0.18333 | 1 | 0.18333
3471 | 1 | 0.19478 | 1 | 0.096073 | 1 | 0.22233 | 1 | 0.22233
3472 | 1 | 0.24677 | 1 | 0.12172 | 1 | 0.28168 | 1 | 0.28168
3473 | 1 | 0.28083 | 1 | 0.13449 | 1 | 0.31272 | 1 | 0.31272
3474 | 1 | 0.31306 | 1 | 0.14236 | 1 | 0.33392 | 1 | 0.33392
3475 | 1 | 0.31721 | 1 | 0.13534 | 1 | 0.32115 | 1 | 0.32115
3476 | 1 | 0.26713 | 1 | 0.11362 | 1 | 0.25431 | 1 | 0.25431
3477 | 0 | 0 | 0 | 0 | 0 | 0 | 0 | 0
3478 | 0 | 0 | 0 | 0 | 0 | 0 | 0 | 0
3479 | 0 | 0 | 0 | 0 | 0 | 0 | 0 | 0
3480 | 0 | 0 | 0 | 0 | 0 | 0 | 0 | 0
3481 | 0 | 0 | 0 | 0 | 0 | 0 | 0 | 0
3482 | 0 | 0 | 0 | 0 | 0 | 0 | 0 | 0
3483 | 0 | 0 | 0 | 0 | 0 | 0 | 0 | 0
3484 | 0 | 0 | 0 | 0 | 0 | 0 | 0 | 0
3485 | 0 | -0.0089545 | 0 | -0.0089545 | 0 | -0.0369 | 0 | -0.0369
3486 | 0 | -0.0039349 | 0 | -0.0039349 | 0 | -0.025633 | 0 | -0.025633
3487 | 0 | 0 | 0 | 0 | 0 | 0 | 0 | 0
3488 | 0 | 0 | 0 | 0 | 0 | 0 | 0 | 0
3489 | 0 | 0 | 0 | 0 | 0 | 0 | 0 | 0
3490 | 0 | 0 | 0 | 0 | 0 | 0 | 0 | 0
3491 | 0 | 0 | 0 | 0 | 0 | 0 | 0 | 0
3492 | 1 | 0.1254 | 1 | 0.063242 | 1 | 0.13574 | 1 | 0.13574
3493 | 1 | 0.1383 | 1 | 0.059006 | 1 | 0.14001 | 1 | 0.14001
3494 | 1 | 0.1515 | 1 | 0.06141 | 1 | 0.14718 | 1 | 0.14718
3495 | 1 | 0.21158 | 1 | 0.097692 | 1 | 0.21405 | 1 | 0.21405
3496 | 1 | 0.24616 | 1 | 0.11366 | 1 | 0.24903 | 1 | 0.24903
3497 | 1 | 0.26914 | 1 | 0.11795 | 1 | 0.26189 | 1 | 0.26189
3498 | 1 | 0.26277 | 1 | 0.11949 | 1 | 0.28028 | 1 | 0.28028
3499 | 1 | 0.26062 | 1 | 0.10734 | 1 | 0.25644 | 1 | 0.25644
3500 | 1 | 0.19474 | 1 | 0.083088 | 1 | 0.19716 | 1 | 0.19716
3501 | 0 | 0 | 0 | 0 | 0 | 0 | 0 | 0
3502 | 0 | 0 | 0 | 0 | 0 | 0 | 0 | 0
3503 | 0 | 0 | 0 | 0 | 0 | 0 | 0 | 0
3504 | 0 | 0 | 0 | 0 | 0 | 0 | 0 | 0
3505 | 0 | 0 | 0 | 0 | 0 | 0 | 0 | 0
3506 | 0 | 0 | 0 | 0 | 0 | 0 | 0 | 0
3507 | 0 | 0 | 0 | 0 | 0 | 0 | 0 | 0
3508 | 0 | 0 | 0 | 0 | 0 | 0 | 0 | 0
3509 | 0 | 0 | 0 | 0 | 0 | 0 | 0 | 0
3510 | 0 | 0 | 0 | 0 | 0 | 0 | 0 | 0
3511 | 1 | 0.01091 | 1 | 0.0040927 | 1 | 0.0099713 | 1 | 0.0099713
3512 | 1 | 0.008666 | 1 | 0.0032171 | 1 | 0.0078565 | 1 | 0.0078565
3513 | 0 | 0 | 0 | 0 | 0 | 0 | 0 | 0
3514 | 0 | 0 | 0 | 0 | 0 | 0 | 0 | 0
3515 | 0 | 0 | 0 | 0 | 0 | 0 | 0 | 0
3516 | 0 | 0 | 0 | 0 | 0 | 0 | 0 | 0
3517 | 1 | 0.08128 | 1 | 0.030832 | 1 | 0.074933 | 1 | 0.074933
3518 | 1 | 0.10041 | 1 | 0.038087 | 1 | 0.092565 | 1 | 0.092565
3519 | 1 | 0.086215 | 1 | 0.032343 | 1 | 0.078799 | 1 | 0.078799
3520 | 0 | 0 | 0 | 0 | 0 | 0 | 0 | 0
3521 | 1 | 0.15561 | 1 | 0.06619 | 1 | 0.14814 | 1 | 0.14814
3522 | 0 | 0 | 0 | 0 | 0 | 0 | 0 | 0
3523 | 1 | 0.1398 | 1 | 0.054238 | 1 | 0.12468 | 1 | 0.12468
3524 | 1 | 0.12906 | 1 | 0.055696 | 1 | 0.12417 | 1 | 0.12417
3525 | 1 | 0.11073 | 1 | 0.043601 | 1 | 0.10512 | 1 | 0.10512
3526 | 1 | 0.098147 | 1 | 0.040648 | 1 | 0.091653 | 1 | 0.091653
3527 | 1 | 0.066154 | 1 | 0.02539 | 1 | 0.06155 | 1 | 0.06155
3528 | 1 | 0.037051 | 1 | 0.013754 | 1 | 0.03359 | 1 | 0.03359
3529 | 1 | 0.016406 | 1 | 0.0064262 | 1 | 0.014728 | 1 | 0.014728
3530 | 0 | 0 | 0 | 0 | 0 | 0 | 0 | 0
3531 | 0 | 0 | 0 | 0 | 0 | 0 | 0 | 0
3532 | 0 | 0 | 0 | 0 | 0 | 0 | 0 | 0
3533 | 0 | 0 | 0 | 0 | 0 | 0 | 0 | 0
3534 | 0 | 0 | 0 | 0 | 0 | 0 | 0 | 0
3535 | 0 | 0 | 0 | 0 | 0 | 0 | 0 | 0
3536 | 0 | 0 | 0 | 0 | 0 | 0 | 0 | 0
3537 | 0 | 0 | 0 | 0 | 0 | 0 | 0 | 0
3538 | 0 | 0 | 0 | 0 | 0 | 0 | 0 | 0
3539 | 0 | 0 | 0 | 0 | 0 | 0 | 0 | 0
3540 | 0 | 0 | 0 | 0 | 0 | 0 | 0 | 0
3541 | 0 | 0 | 0 | 0 | 0 | 0 | 0 | 0
3542 | 0 | 0 | 0 | 0 | 0 | 0 | 0 | 0
3543 | 0 | 0 | 0 | 0 | 0 | 0 | 0 | 0
3544 | 0 | 0 | 0 | 0 | 0 | 0 | 0 | 0
3545 | 0 | 0 | 0 | 0 | 0 | 0 | 0 | 0
3546 | 0 | 0 | 0 | 0 | 0 | 0 | 0 | 0
3547 | 0 | 0 | 0 | 0 | 0 | 0 | 0 | 0
3548 | 0 | 0 | 0 | 0 | 0 | 0 | 0 | 0
3549 | 0 | 0 | 0 | 0 | 0 | 0 | 0 | 0
3550 | 0 | 0 | 0 | 0 | 0 | 0 | 0 | 0
3551 | 0 | 0 | 0 | 0 | 0 | 0 | 0 | 0
3552 | 0 | 0 | 0 | 0 | 0 | 0 | 0 | 0
3553 | 0 | -0.011677 | 0 | -0.011677 | 0 | -0.057652 | 0 | -0.057652
3554 | 0 | -0.020377 | 0 | -0.020377 | 0 | -0.098952 | 0 | -0.098952
3555 | 0 | -0.053663 | 0 | -0.05395 | 0 | -0.19385 | 0 | -0.19385
3556 | 0 | -0.12398 | 0 | -0.1249 | 0 | -0.2864 | 0 | -0.2864
3557 | 0 | -0.16816 | 0 | -0.1695 | 0 | -0.30788 | 0 | -0.30788
3558 | 0 | -0.12116 | 0 | -0.12208 | 0 | -0.25104 | 0 | -0.25104
3559 | 0 | -0.044629 | 0 | -0.044876 | 0 | -0.12191 | 0 | -0.12191
3560 | 0 | -0.0012682 | 0 | -0.0012682 | 0 | -0.016256 | 0 | -0.016256
3561 | 0 | 0 | 0 | 0 | 0 | 0 | 0 | 0
3562 | 0 | 0 | 0 | 0 | 0 | 0 | 0 | 0
3563 | 0 | 0 | 0 | 0 | 0 | 0 | 0 | 0
3564 | 0 | 0 | 0 | 0 | 0 | 0 | 0 | 0
3565 | 0 | 0 | 0 | 0 | 0 | 0 | 0 | 0
3566 | 0 | 0 | 0 | 0 | 0 | 0 | 0 | 0
3567 | 0 | 0 | 0 | 0 | 0 | 0 | 0 | 0
3568 | 0 | 0 | 0 | 0 | 0 | 0 | 0 | 0
3569 | 0 | 0 | 0 | 0 | 0 | 0 | 0 | 0
3570 | 0 | 0 | 0 | 0 | 0 | 0 | 0 | 0
3571 | 0 | 0 | 0 | 0 | 0 | 0 | 0 | 0
3572 | 0 | 0 | 0 | 0 | 0 | 0 | 0 | 0
3573 | 0 | 0 | 0 | 0 | 0 | 0 | 0 | 0
3574 | 0 | 0 | 0 | 0 | 0 | 0 | 0 | 0
3575 | 0 | 0 | 0 | 0 | 0 | 0 | 0 | 0
3576 | 0 | 0 | 0 | 0 | 0 | 0 | 0 | 0
3577 | 0 | 0 | 0 | 0 | 0 | 0 | 0 | 0
3578 | 0 | -0.0078361 | 0 | -0.0078361 | 0 | -0.066951 | 0 | -0.066951
3579 | 0 | -0.055565 | 0 | -0.055903 | 0 | -0.14788 | 0 | -0.14788
3580 | 0 | -0.098467 | 0 | -0.099162 | 0 | -0.25155 | 0 | -0.25155
3581 | 0 | -0.14852 | 0 | -0.14968 | 0 | -0.28546 | 0 | -0.28546
3582 | 0 | -0.045077 | 0 | -0.04536 | 0 | -0.13377 | 0 | -0.13377
3583 | 0 | 0 | 0 | 0 | 0 | 0 | 0 | 0
3584 | 1 | 0.012422 | 1 | 0.0046114 | 1 | 0.011262 | 1 | 0.011262
3585 | 1 | 0.016527 | 1 | 0.006343 | 1 | 0.015377 | 1 | 0.015377
3586 | 1 | 0.041957 | 1 | 0.016521 | 1 | 0.039832 | 1 | 0.039832
3587 | 1 | 0.04891 | 1 | 0.019159 | 1 | 0.04391 | 1 | 0.04391
3588 | 0 | 0 | 0 | 0 | 0 | 0 | 0 | 0
3589 | 0 | 0 | 0 | 0 | 0 | 0 | 0 | 0
3590 | 0 | 0 | 0 | 0 | 0 | 0 | 0 | 0
3591 | 0 | 0 | 0 | 0 | 0 | 0 | 0 | 0
3592 | 1 | 0.12145 | 1 | 0.045562 | 1 | 0.111 | 1 | 0.111
3593 | 1 | 0.1509 | 1 | 0.056018 | 1 | 0.1368 | 1 | 0.1368
3594 | 1 | 0.19181 | 1 | 0.069839 | 1 | 0.17131 | 1 | 0.17131
3595 | 0 | 0 | 0 | 0 | 0 | 0 | 0 | 0
3596 | 1 | 0.15214 | 1 | 0.060198 | 1 | 0.13755 | 1 | 0.13755
3597 | 1 | 0.11967 | 1 | 0.047853 | 1 | 0.109 | 1 | 0.109
3598 | 1 | 0.092752 | 1 | 0.034795 | 1 | 0.084774 | 1 | 0.084774
3599 | 1 | 0.06243 | 1 | 0.024702 | 1 | 0.056443 | 1 | 0.056443
3600 | 1 | 0.032242 | 1 | 0.01263 | 1 | 0.028946 | 1 | 0.028946
3601 | 1 | 0.015273 | 1 | 0.0059824 | 1 | 0.013711 | 1 | 0.013711
3602 | 0 | 0 | 0 | 0 | 0 | 0 | 0 | 0
3603 | 0 | 0 | 0 | 0 | 0 | 0 | 0 | 0
3604 | 0 | 0 | 0 | 0 | 0 | 0 | 0 | 0
3605 | 0 | 0 | 0 | 0 | 0 | 0 | 0 | 0
3606 | 0 | 0 | 0 | 0 | 0 | 0 | 0 | 0
3607 | 0 | 0 | 0 | 0 | 0 | 0 | 0 | 0
3608 | 1 | 0.048826 | 1 | 0.017777 | 1 | 0.043608 | 1 | 0.043608
3609 | 0 | 0 | 0 | 0 | 0 | 0 | 0 | 0
3610 | 0 | 0 | 0 | 0 | 0 | 0 | 0 | 0
3611 | 0 | 0 | 0 | 0 | 0 | 0 | 0 | 0
3612 | 1 | 0.096718 | 1 | 0.035549 | 1 | 0.087012 | 1 | 0.087012
3613 | 1 | 0.088715 | 1 | 0.032933 | 1 | 0.080427 | 1 | 0.080427
3614 | 0 | 0 | 0 | 0 | 0 | 0 | 0 | 0
3615 | 0 | 0 | 0 | 0 | 0 | 0 | 0 | 0
3616 | 1 | 0.17412 | 1 | 0.064639 | 1 | 0.15785 | 1 | 0.15785
3617 | 1 | 0.22049 | 1 | 0.082717 | 1 | 0.20153 | 1 | 0.20153
3618 | 1 | 0.24635 | 1 | 0.093447 | 1 | 0.22711 | 1 | 0.22711
3619 | 0 | 0 | 0 | 0 | 0 | 0 | 0 | 0
3620 | 0 | 0 | 0 | 0 | 0 | 0 | 0 | 0
3621 | 0 | 0 | 0 | 0 | 0 | 0 | 0 | 0
3622 | 0 | 0 | 0 | 0 | 0 | 0 | 0 | 0
3623 | 0 | 0 | 0 | 0 | 0 | 0 | 0 | 0
3624 | 0 | 0 | 0 | 0 | 0 | 0 | 0 | 0
3625 | 0 | 0 | 0 | 0 | 0 | 0 | 0 | 0
3626 | 0 | 0 | 0 | 0 | 0 | 0 | 0 | 0
3627 | 0 | 0 | 0 | 0 | 0 | 0 | 0 | 0
3628 | 0 | -0.0081256 | 0 | -0.0081256 | 0 | -0.06125 | 0 | -0.06125
3629 | 0 | -0.07043 | 0 | -0.070927 | 0 | -0.13875 | 0 | -0.13875
3630 | 0 | -0.030632 | 0 | -0.030763 | 0 | -0.094003 | 0 | -0.094003
3631 | 0 | -0.0062168 | 0 | -0.0062168 | 0 | -0.017872 | 0 | -0.017872
3632 | 0 | 0 | 0 | 0 | 0 | 0 | 0 | 0
3633 | 0 | 0 | 0 | 0 | 0 | 0 | 0 | 0
3634 | 0 | 0 | 0 | 0 | 0 | 0 | 0 | 0
3635 | 0 | 0 | 0 | 0 | 0 | 0 | 0 | 0
3636 | 0 | 0 | 0 | 0 | 0 | 0 | 0 | 0
3637 | 0 | 0 | 0 | 0 | 0 | 0 | 0 | 0
3638 | 0 | 0 | 0 | 0 | 0 | 0 | 0 | 0
3639 | 0 | 0 | 0 | 0 | 0 | 0 | 0 | 0
3640 | 0 | 0 | 0 | 0 | 0 | 0 | 0 | 0
3641 | 0 | 0 | 0 | 0 | 0 | 0 | 0 | 0
3642 | 0 | 0 | 0 | 0 | 0 | 0 | 0 | 0
3643 | 0 | 0 | 0 | 0 | 0 | 0 | 0 | 0
3644 | 0 | 0 | 0 | 0 | 0 | 0 | 0 | 0
3645 | 0 | 0 | 0 | 0 | 0 | 0 | 0 | 0
3646 | 0 | 0 | 0 | 0 | 0 | 0 | 0 | 0
3647 | 0 | 0 | 0 | 0 | 0 | 0 | 0 | 0
3648 | 0 | 0 | 0 | 0 | 0 | 0 | 0 | 0
3649 | 0 | 0 | 0 | 0 | 0 | 0 | 0 | 0
3650 | 0 | 0 | 0 | 0 | 0 | 0 | 0 | 0
3651 | 0 | -0.011022 | 0 | -0.011022 | 0 | -0.049562 | 0 | -0.049562
3652 | 0 | -0.034487 | 0 | -0.034606 | 0 | -0.094116 | 0 | -0.094116
3653 | 0 | -0.057157 | 0 | -0.057504 | 0 | -0.14833 | 0 | -0.14833
3654 | 0 | -0.013498 | 0 | -0.013537 | 0 | -0.061343 | 0 | -0.061343
3655 | 0 | 0 | 0 | 0 | 0 | 0 | 0 | 0
3656 | 0 | 0 | 0 | 0 | 0 | 0 | 0 | 0
3657 | 0 | 0 | 0 | 0 | 0 | 0 | 0 | 0
3658 | 0 | 0 | 0 | 0 | 0 | 0 | 0 | 0
3659 | 0 | 0 | 0 | 0 | 0 | 0 | 0 | 0
3660 | 0 | 0 | 0 | 0 | 0 | 0 | 0 | 0
3661 | 1 | 0.070845 | 1 | 0.025794 | 1 | 0.063273 | 1 | 0.063273
3662 | 1 | 0.091628 | 1 | 0.03608 | 1 | 0.086989 | 1 | 0.086989
3663 | 1 | 0.15041 | 1 | 0.058451 | 1 | 0.14132 | 1 | 0.14132
3664 | 0 | 0 | 0 | 0 | 0 | 0 | 0 | 0
3665 | 0 | 0 | 0 | 0 | 0 | 0 | 0 | 0
3666 | 0 | 0 | 0 | 0 | 0 | 0 | 0 | 0
3667 | 0 | 0 | 0 | 0 | 0 | 0 | 0 | 0
3668 | 0 | 0 | 0 | 0 | 0 | 0 | 0 | 0
3669 | 0 | 0 | 0 | 0 | 0 | 0 | 0 | 0
3670 | 0 | 0 | 0 | 0 | 0 | 0 | 0 | 0
3671 | 0 | 0 | 0 | 0 | 0 | 0 | 0 | 0
3672 | 0 | 0 | 0 | 0 | 0 | 0 | 0 | 0
3673 | 0 | 0 | 0 | 0 | 0 | 0 | 0 | 0
3674 | 0 | 0 | 0 | 0 | 0 | 0 | 0 | 0
3675 | 0 | 0 | 0 | 0 | 0 | 0 | 0 | 0
3676 | 0 | 0 | 0 | 0 | 0 | 0 | 0 | 0
3677 | 0 | 0 | 0 | 0 | 0 | 0 | 0 | 0
3678 | 0 | 0 | 0 | 0 | 0 | 0 | 0 | 0
3679 | 0 | 0 | 0 | 0 | 0 | 0 | 0 | 0
3680 | 0 | 0 | 0 | 0 | 0 | 0 | 0 | 0
3681 | 0 | 0 | 0 | 0 | 0 | 0 | 0 | 0
3682 | 0 | 0 | 0 | 0 | 0 | 0 | 0 | 0
3683 | 0 | 0 | 0 | 0 | 0 | 0 | 0 | 0
3684 | 0 | 0 | 0 | 0 | 0 | 0 | 0 | 0
3685 | 1 | 0.063838 | 1 | 0.024767 | 1 | 0.056931 | 1 | 0.056931
3686 | 1 | 0.094871 | 1 | 0.036806 | 1 | 0.084606 | 1 | 0.084606
3687 | 1 | 0.12292 | 1 | 0.047688 | 1 | 0.10962 | 1 | 0.10962
3688 | 1 | 0.10937 | 1 | 0.041978 | 1 | 0.10176 | 1 | 0.10176
3689 | 1 | 0.17567 | 1 | 0.084501 | 1 | 0.18333 | 1 | 0.18333
3690 | 1 | 0.23932 | 1 | 0.10661 | 1 | 0.2357 | 1 | 0.2357
3691 | 1 | 0.22956 | 1 | 0.093909 | 1 | 0.21249 | 1 | 0.21249
3692 | 1 | 0.15525 | 1 | 0.060812 | 1 | 0.13938 | 1 | 0.13938
3693 | 0 | 0 | 0 | 0 | 0 | 0 | 0 | 0
3694 | 0 | 0 | 0 | 0 | 0 | 0 | 0 | 0
3695 | 0 | 0 | 0 | 0 | 0 | 0 | 0 | 0
3696 | 0 | 0 | 0 | 0 | 0 | 0 | 0 | 0
3697 | 0 | 0 | 0 | 0 | 0 | 0 | 0 | 0
3698 | 0 | 0 | 0 | 0 | 0 | 0 | 0 | 0
3699 | 0 | 0 | 0 | 0 | 0 | 0 | 0 | 0
3700 | 0 | -0.011478 | 0 | -0.011478 | 0 | -0.069097 | 0 | -0.069097
3701 | 0 | -0.037148 | 0 | -0.037305 | 0 | -0.086025 | 0 | -0.086025
3702 | 0 | -0.0174 | 0 | -0.0174 | 0 | -0.057257 | 0 | -0.057257
3703 | 0 | 0 | 0 | 0 | 0 | 0 | 0 | 0
3704 | 1 | 0.01283 | 1 | 0.0047159 | 1 | 0.011543 | 1 | 0.011543
3705 | 1 | 0.030586 | 1 | 0.011866 | 1 | 0.027277 | 1 | 0.027277
3706 | 0 | 0 | 0 | 0 | 0 | 0 | 0 | 0
3707 | 0 | 0 | 0 | 0 | 0 | 0 | 0 | 0
3708 | 0 | 0 | 0 | 0 | 0 | 0 | 0 | 0
3709 | 1 | 0.073983 | 1 | 0.029584 | 1 | 0.067386 | 1 | 0.067386
3710 | 1 | 0.1116 | 1 | 0.042834 | 1 | 0.10384 | 1 | 0.10384
3711 | 1 | 0.1086 | 1 | 0.041197 | 1 | 0.10012 | 1 | 0.10012
3712 | 1 | 0.10626 | 1 | 0.044009 | 1 | 0.099231 | 1 | 0.099231
3713 | 1 | 0.12466 | 1 | 0.047843 | 1 | 0.11598 | 1 | 0.11598
3714 | 1 | 0.13664 | 1 | 0.05126 | 1 | 0.12489 | 1 | 0.12489
3715 | 1 | 0.12301 | 1 | 0.045666 | 1 | 0.11152 | 1 | 0.11152
3716 | 1 | 0.10437 | 1 | 0.040492 | 1 | 0.093079 | 1 | 0.093079
3717 | 0 | 0 | 0 | 0 | 0 | 0 | 0 | 0
3718 | 0 | 0 | 0 | 0 | 0 | 0 | 0 | 0
3719 | 0 | 0 | 0 | 0 | 0 | 0 | 0 | 0
3720 | 0 | 0 | 0 | 0 | 0 | 0 | 0 | 0
3721 | 0 | 0 | 0 | 0 | 0 | 0 | 0 | 0
3722 | 0 | 0 | 0 | 0 | 0 | 0 | 0 | 0
3723 | 0 | 0 | 0 | 0 | 0 | 0 | 0 | 0
3724 | 0 | -0.024158 | 0 | -0.024231 | 0 | -0.1215 | 0 | -0.1215
3725 | 0 | -0.064736 | 0 | -0.065165 | 0 | -0.15818 | 0 | -0.15818
3726 | 0 | -0.034957 | 0 | -0.03516 | 0 | -0.079629 | 0 | -0.079629
3727 | 0 | 0 | 0 | 0 | 0 | 0 | 0 | 0
3728 | 0 | 0 | 0 | 0 | 0 | 0 | 0 | 0
3729 | 0 | 0 | 0 | 0 | 0 | 0 | 0 | 0
3730 | 0 | 0 | 0 | 0 | 0 | 0 | 0 | 0
3731 | 0 | 0 | 0 | 0 | 0 | 0 | 0 | 0
3732 | 0 | 0 | 0 | 0 | 0 | 0 | 0 | 0
3733 | 0 | 0 | 0 | 0 | 0 | 0 | 0 | 0
3734 | 0 | 0 | 0 | 0 | 0 | 0 | 0 | 0
3735 | 0 | 0 | 0 | 0 | 0 | 0 | 0 | 0
3736 | 0 | 0 | 0 | 0 | 0 | 0 | 0 | 0
3737 | 0 | 0 | 0 | 0 | 0 | 0 | 0 | 0
3738 | 0 | 0 | 0 | 0 | 0 | 0 | 0 | 0
3739 | 0 | 0 | 0 | 0 | 0 | 0 | 0 | 0
3740 | 0 | 0 | 0 | 0 | 0 | 0 | 0 | 0
3741 | 0 | 0 | 0 | 0 | 0 | 0 | 0 | 0
3742 | 0 | 0 | 0 | 0 | 0 | 0 | 0 | 0
3743 | 0 | 0 | 0 | 0 | 0 | 0 | 0 | 0
3744 | 0 | 0 | 0 | 0 | 0 | 0 | 0 | 0
3745 | 0 | 0 | 0 | 0 | 0 | 0 | 0 | 0
3746 | 0 | 0 | 0 | 0 | 0 | 0 | 0 | 0
3747 | 0 | 0 | 0 | 0 | 0 | 0 | 0 | 0
3748 | 0 | -0.0037394 | 0 | -0.0037394 | 0 | -0.053699 | 0 | -0.053699
3749 | 0 | -0.044518 | 0 | -0.044717 | 0 | -0.11985 | 0 | -0.11985
3750 | 0 | -0.013485 | 0 | -0.013541 | 0 | -0.039975 | 0 | -0.039975
3751 | 0 | 0 | 0 | 0 | 0 | 0 | 0 | 0
3752 | 0 | 0 | 0 | 0 | 0 | 0 | 0 | 0
3753 | 1 | 0.016793 | 1 | 0.0061724 | 1 | 0.015108 | 1 | 0.015108
3754 | 1 | 0.060033 | 1 | 0.022521 | 1 | 0.05487 | 1 | 0.05487
3755 | 1 | 0.089477 | 1 | 0.034714 | 1 | 0.079796 | 1 | 0.079796
3756 | 0 | 0 | 0 | 0 | 0 | 0 | 0 | 0
3757 | 0 | 0 | 0 | 0 | 0 | 0 | 0 | 0
3758 | 0 | 0 | 0 | 0 | 0 | 0 | 0 | 0
3759 | 0 | 0 | 0 | 0 | 0 | 0 | 0 | 0
3760 | 0 | 0 | 0 | 0 | 0 | 0 | 0 | 0
3761 | 1 | 0.21841 | 1 | 0.080278 | 1 | 0.19649 | 1 | 0.19649
3762 | 1 | 0.24929 | 1 | 0.091626 | 1 | 0.22427 | 1 | 0.22427
3763 | 1 | 0.25752 | 1 | 0.10189 | 1 | 0.23283 | 1 | 0.23283
3764 | 0 | 0 | 0 | 0 | 0 | 0 | 0 | 0
3765 | 0 | 0 | 0 | 0 | 0 | 0 | 0 | 0
3766 | 0 | 0 | 0 | 0 | 0 | 0 | 0 | 0
3767 | 0 | 0 | 0 | 0 | 0 | 0 | 0 | 0
3768 | 0 | 0 | 0 | 0 | 0 | 0 | 0 | 0
3769 | 0 | 0 | 0 | 0 | 0 | 0 | 0 | 0
3770 | 0 | 0 | 0 | 0 | 0 | 0 | 0 | 0
3771 | 0 | 0 | 0 | 0 | 0 | 0 | 0 | 0
3772 | 0 | 0 | 0 | 0 | 0 | 0 | 0 | 0
3773 | 0 | -0.014795 | 0 | -0.014795 | 0 | -0.054237 | 0 | -0.054237
3774 | 0 | 0 | 0 | 0 | 0 | 0 | 0 | 0
3775 | 0 | 0 | 0 | 0 | 0 | 0 | 0 | 0
3776 | 0 | 0 | 0 | 0 | 0 | 0 | 0 | 0
3777 | 0 | 0 | 0 | 0 | 0 | 0 | 0 | 0
3778 | 0 | 0 | 0 | 0 | 0 | 0 | 0 | 0
3779 | 1 | 0.063826 | 1 | 0.023694 | 1 | 0.057864 | 1 | 0.057864
3780 | 1 | 0.083379 | 1 | 0.034532 | 1 | 0.077862 | 1 | 0.077862
3781 | 1 | 0.08703 | 1 | 0.032308 | 1 | 0.078899 | 1 | 0.078899
3782 | 1 | 0.14903 | 1 | 0.055909 | 1 | 0.13621 | 1 | 0.13621
3783 | 1 | 0.17016 | 1 | 0.070473 | 1 | 0.1589 | 1 | 0.1589
3784 | 1 | 0.18943 | 1 | 0.078454 | 1 | 0.1769 | 1 | 0.1769
3785 | 1 | 0.23868 | 1 | 0.095312 | 1 | 0.22913 | 1 | 0.22913
3786 | 1 | 0.29043 | 1 | 0.12353 | 1 | 0.27649 | 1 | 0.27649
3787 | 1 | 0.28584 | 1 | 0.1131 | 1 | 0.25843 | 1 | 0.25843
3788 | 0 | 0 | 0 | 0 | 0 | 0 | 0 | 0
3789 | 0 | 0 | 0 | 0 | 0 | 0 | 0 | 0
3790 | 0 | 0 | 0 | 0 | 0 | 0 | 0 | 0
3791 | 0 | 0 | 0 | 0 | 0 | 0 | 0 | 0
3792 | 0 | 0 | 0 | 0 | 0 | 0 | 0 | 0
3793 | 0 | 0 | 0 | 0 | 0 | 0 | 0 | 0
3794 | 0 | 0 | 0 | 0 | 0 | 0 | 0 | 0
3795 | 0 | 0 | 0 | 0 | 0 | 0 | 0 | 0
3796 | 0 | 0 | 0 | 0 | 0 | 0 | 0 | 0
3797 | 0 | 0 | 0 | 0 | 0 | 0 | 0 | 0
3798 | 0 | 0 | 0 | 0 | 0 | 0 | 0 | 0
3799 | 0 | 0 | 0 | 0 | 0 | 0 | 0 | 0
3800 | 0 | 0 | 0 | 0 | 0 | 0 | 0 | 0
3801 | 0 | 0 | 0 | 0 | 0 | 0 | 0 | 0
3802 | 0 | 0 | 0 | 0 | 0 | 0 | 0 | 0
3803 | 0 | 0 | 0 | 0 | 0 | 0 | 0 | 0
3804 | 0 | 0 | 0 | 0 | 0 | 0 | 0 | 0
3805 | 1 | 0.01785 | 1 | 0.006925 | 1 | 0.015918 | 1 | 0.015918
3806 | 1 | 0.011128 | 1 | 0.0041748 | 1 | 0.010171 | 1 | 0.010171
3807 | 1 | 0.02235 | 1 | 0.0087545 | 1 | 0.020065 | 1 | 0.020065
3808 | 1 | 0.027589 | 1 | 0.010242 | 1 | 0.025011 | 1 | 0.025011
3809 | 0 | 0 | 0 | 0 | 0 | 0 | 0 | 0
3810 | 0 | 0 | 0 | 0 | 0 | 0 | 0 | 0
3811 | 0 | 0 | 0 | 0 | 0 | 0 | 0 | 0
3812 | 1 | 0.060356 | 1 | 0.022406 | 1 | 0.054717 | 1 | 0.054717
3813 | 1 | 0.058363 | 1 | 0.022861 | 1 | 0.052396 | 1 | 0.052396
3814 | 1 | 0.044486 | 1 | 0.016197 | 1 | 0.039732 | 1 | 0.039732
3815 | 0 | 0 | 0 | 0 | 0 | 0 | 0 | 0
3816 | 0 | 0 | 0 | 0 | 0 | 0 | 0 | 0
3817 | 0 | 0 | 0 | 0 | 0 | 0 | 0 | 0
3818 | 0 | 0 | 0 | 0 | 0 | 0 | 0 | 0
3819 | 0 | 0 | 0 | 0 | 0 | 0 | 0 | 0
3820 | 0 | 0 | 0 | 0 | 0 | 0 | 0 | 0
3821 | 0 | 0 | 0 | 0 | 0 | 0 | 0 | 0
3822 | 0 | 0 | 0 | 0 | 0 | 0 | 0 | 0
3823 | 1 | 0.01226 | 1 | 0.0047563 | 1 | 0.010933 | 1 | 0.010933
3824 | 1 | 0.010071 | 1 | 0.0040722 | 1 | 0.0092453 | 1 | 0.0092453
3825 | 1 | 0.030628 | 1 | 0.01206 | 1 | 0.029077 | 1 | 0.029077
3826 | 1 | 0.066223 | 1 | 0.027426 | 1 | 0.061841 | 1 | 0.061841
3827 | 1 | 0.097917 | 1 | 0.041083 | 1 | 0.092297 | 1 | 0.092297
3828 | 1 | 0.10794 | 1 | 0.041428 | 1 | 0.10043 | 1 | 0.10043
3829 | 1 | 0.12615 | 1 | 0.052246 | 1 | 0.1178 | 1 | 0.1178
3830 | 1 | 0.17066 | 1 | 0.068149 | 1 | 0.16383 | 1 | 0.16383
3831 | 1 | 0.23037 | 1 | 0.094241 | 1 | 0.21324 | 1 | 0.21324
3832 | 1 | 0.22844 | 1 | 0.090389 | 1 | 0.20654 | 1 | 0.20654
3833 | 1 | 0.23546 | 1 | 0.087408 | 1 | 0.21346 | 1 | 0.21346
3834 | 1 | 0.25314 | 1 | 0.092168 | 1 | 0.22609 | 1 | 0.22609
3835 | 1 | 0.21065 | 1 | 0.0782 | 1 | 0.19097 | 1 | 0.19097
3836 | 1 | 0.174 | 1 | 0.063353 | 1 | 0.1554 | 1 | 0.1554
3837 | 1 | 0.14633 | 1 | 0.056162 | 1 | 0.13615 | 1 | 0.13615
3838 | 0 | 0 | 0 | 0 | 0 | 0 | 0 | 0
3839 | 1 | 0.086613 | 1 | 0.033927 | 1 | 0.077758 | 1 | 0.077758
3840 | 0 | 0 | 0 | 0 | 0 | 0 | 0 | 0
3841 | 0 | 0 | 0 | 0 | 0 | 0 | 0 | 0
3842 | 0 | 0 | 0 | 0 | 0 | 0 | 0 | 0
3843 | 1 | 0.014566 | 1 | 0.0053034 | 1 | 0.013009 | 1 | 0.013009
3844 | 0 | 0 | 0 | 0 | 0 | 0 | 0 | 0
3845 | 0 | 0 | 0 | 0 | 0 | 0 | 0 | 0
3846 | 0 | 0 | 0 | 0 | 0 | 0 | 0 | 0
3847 | 1 | 0.016492 | 1 | 0.0063984 | 1 | 0.014708 | 1 | 0.014708
3848 | 1 | 0.012432 | 1 | 0.0045696 | 1 | 0.011185 | 1 | 0.011185
3849 | 1 | 0.041225 | 1 | 0.015304 | 1 | 0.037374 | 1 | 0.037374
3850 | 0 | 0 | 0 | 0 | 0 | 0 | 0 | 0
3851 | 0 | 0 | 0 | 0 | 0 | 0 | 0 | 0
3852 | 0 | 0 | 0 | 0 | 0 | 0 | 0 | 0
3853 | 1 | 0.11762 | 1 | 0.045634 | 1 | 0.1049 | 1 | 0.1049
3854 | 1 | 0.13972 | 1 | 0.052415 | 1 | 0.1277 | 1 | 0.1277
3855 | 1 | 0.16343 | 1 | 0.061311 | 1 | 0.14938 | 1 | 0.14938
3856 | 1 | 0.1649 | 1 | 0.066676 | 1 | 0.15138 | 1 | 0.15138
3857 | 1 | 0.15776 | 1 | 0.058565 | 1 | 0.14302 | 1 | 0.14302
3858 | 1 | 0.15124 | 1 | 0.055588 | 1 | 0.13606 | 1 | 0.13606
3859 | 1 | 0.14198 | 1 | 0.052709 | 1 | 0.12872 | 1 | 0.12872
3860 | 1 | 0.12702 | 1 | 0.050259 | 1 | 0.11484 | 1 | 0.11484
3861 | 1 | 0.10438 | 1 | 0.040888 | 1 | 0.093712 | 1 | 0.093712
3862 | 0 | 0 | 0 | 0 | 0 | 0 | 0 | 0
3863 | 1 | 0.051017 | 1 | 0.019793 | 1 | 0.045497 | 1 | 0.045497
3864 | 0 | 0 | 0 | 0 | 0 | 0 | 0 | 0
3865 | 0 | 0 | 0 | 0 | 0 | 0 | 0 | 0
3866 | 0 | 0 | 0 | 0 | 0 | 0 | 0 | 0
3867 | 0 | 0 | 0 | 0 | 0 | 0 | 0 | 0
3868 | 0 | 0 | 0 | 0 | 0 | 0 | 0 | 0
3869 | 0 | 0 | 0 | 0 | 0 | 0 | 0 | 0
3870 | 0 | -0.0051911 | 0 | -0.0051911 | 0 | -0.02781 | 0 | -0.02781
3871 | 0 | -0.0052308 | 0 | -0.0052308 | 0 | -0.015449 | 0 | -0.015449
3872 | 0 | 0 | 0 | 0 | 0 | 0 | 0 | 0
3873 | 0 | -0.0027876 | 0 | -0.0027876 | 0 | -0.033251 | 0 | -0.033251
3874 | 0 | -0.0065118 | 0 | -0.0065118 | 0 | -0.034095 | 0 | -0.034095
3875 | 0 | 0 | 0 | 0 | 0 | 0 | 0 | 0
3876 | 0 | 0 | 0 | 0 | 0 | 0 | 0 | 0
3877 | 0 | 0 | 0 | 0 | 0 | 0 | 0 | 0
3878 | 0 | 0 | 0 | 0 | 0 | 0 | 0 | 0
3879 | 0 | 0 | 0 | 0 | 0 | 0 | 0 | 0
3880 | 0 | 0 | 0 | 0 | 0 | 0 | 0 | 0
3881 | 0 | 0 | 0 | 0 | 0 | 0 | 0 | 0
3882 | 0 | 0 | 0 | 0 | 0 | 0 | 0 | 0
3883 | 0 | 0 | 0 | 0 | 0 | 0 | 0 | 0
3884 | 0 | 0 | 0 | 0 | 0 | 0 | 0 | 0
3885 | 0 | 0 | 0 | 0 | 0 | 0 | 0 | 0
3886 | 0 | 0 | 0 | 0 | 0 | 0 | 0 | 0
3887 | 0 | 0 | 0 | 0 | 0 | 0 | 0 | 0
3888 | 0 | 0 | 0 | 0 | 0 | 0 | 0 | 0
3889 | 0 | 0 | 0 | 0 | 0 | 0 | 0 | 0
3890 | 0 | 0 | 0 | 0 | 0 | 0 | 0 | 0
3891 | 0 | -0.0008851 | 0 | -0.0008851 | 0 | -0.022978 | 0 | -0.022978
3892 | 0 | -0.0030807 | 0 | -0.0030807 | 0 | -0.049783 | 0 | -0.049783
3893 | 0 | -0.0050317 | 0 | -0.0050317 | 0 | -0.047096 | 0 | -0.047096
3894 | 0 | -0.0059394 | 0 | -0.0059394 | 0 | -0.048038 | 0 | -0.048038
3895 | 0 | -0.0027916 | 0 | -0.0027916 | 0 | -0.023361 | 0 | -0.023361
3896 | 0 | 0 | 0 | 0 | 0 | 0 | 0 | 0
3897 | 0 | 0 | 0 | 0 | 0 | 0 | 0 | 0
3898 | 0 | 0 | 0 | 0 | 0 | 0 | 0 | 0
3899 | 0 | 0 | 0 | 0 | 0 | 0 | 0 | 0
3900 | 0 | 0 | 0 | 0 | 0 | 0 | 0 | 0
3901 | 0 | 0 | 0 | 0 | 0 | 0 | 0 | 0
3902 | 1 | 0.058582 | 1 | 0.023179 | 1 | 0.052964 | 1 | 0.052964
3903 | 1 | 0.11108 | 1 | 0.042137 | 1 | 0.10241 | 1 | 0.10241
3904 | 1 | 0.1542 | 1 | 0.060401 | 1 | 0.13843 | 1 | 0.13843
3905 | 1 | 0.18613 | 1 | 0.07291 | 1 | 0.16711 | 1 | 0.16711
3906 | 0 | 0 | 0 | 0 | 0 | 0 | 0 | 0
3907 | 0 | 0 | 0 | 0 | 0 | 0 | 0 | 0
3908 | 0 | 0 | 0 | 0 | 0 | 0 | 0 | 0
3909 | 0 | 0 | 0 | 0 | 0 | 0 | 0 | 0
3910 | 0 | 0 | 0 | 0 | 0 | 0 | 0 | 0
3911 | 0 | 0 | 0 | 0 | 0 | 0 | 0 | 0
3912 | 0 | 0 | 0 | 0 | 0 | 0 | 0 | 0
3913 | 0 | 0 | 0 | 0 | 0 | 0 | 0 | 0
3914 | 0 | 0 | 0 | 0 | 0 | 0 | 0 | 0
3915 | 0 | 0 | 0 | 0 | 0 | 0 | 0 | 0
3916 | 0 | 0 | 0 | 0 | 0 | 0 | 0 | 0
3917 | 0 | 0 | 0 | 0 | 0 | 0 | 0 | 0
3918 | 0 | 0 | 0 | 0 | 0 | 0 | 0 | 0
3919 | 0 | 0 | 0 | 0 | 0 | 0 | 0 | 0
3920 | 0 | 0 | 0 | 0 | 0 | 0 | 0 | 0
3921 | 0 | 0 | 0 | 0 | 0 | 0 | 0 | 0
3922 | 0 | 0 | 0 | 0 | 0 | 0 | 0 | 0
3923 | 1 | 0.017337 | 1 | 0.0064358 | 1 | 0.015717 | 1 | 0.015717
3924 | 1 | 0.049828 | 1 | 0.018901 | 1 | 0.045937 | 1 | 0.045937
3925 | 1 | 0.066096 | 1 | 0.026026 | 1 | 0.062749 | 1 | 0.062749
3926 | 1 | 0.073848 | 1 | 0.027414 | 1 | 0.066949 | 1 | 0.066949
3927 | 1 | 0.11094 | 1 | 0.0443 | 1 | 0.1065 | 1 | 0.1065
3928 | 1 | 0.15332 | 1 | 0.0635 | 1 | 0.14318 | 1 | 0.14318
3929 | 1 | 0.12038 | 1 | 0.050509 | 1 | 0.11347 | 1 | 0.11347
3930 | 1 | 0.14206 | 1 | 0.057442 | 1 | 0.13041 | 1 | 0.13041
3931 | 1 | 0.15535 | 1 | 0.06027 | 1 | 0.13854 | 1 | 0.13854
3932 | 0 | 0 | 0 | 0 | 0 | 0 | 0 | 0
3933 | 0 | 0 | 0 | 0 | 0 | 0 | 0 | 0
3934 | 0 | 0 | 0 | 0 | 0 | 0 | 0 | 0
3935 | 0 | 0 | 0 | 0 | 0 | 0 | 0 | 0
3936 | 0 | 0 | 0 | 0 | 0 | 0 | 0 | 0
3937 | 0 | 0 | 0 | 0 | 0 | 0 | 0 | 0
3938 | 0 | 0 | 0 | 0 | 0 | 0 | 0 | 0
3939 | 0 | -0.012566 | 0 | -0.012566 | 0 | -0.060445 | 0 | -0.060445
3940 | 0 | -0.044382 | 0 | -0.044578 | 0 | -0.15438 | 0 | -0.15438
3941 | 0 | -0.10037 | 0 | -0.10113 | 0 | -0.19218 | 0 | -0.19218
3942 | 0 | -0.075781 | 0 | -0.076285 | 0 | -0.20395 | 0 | -0.20395
3943 | 0 | -0.044706 | 0 | -0.044942 | 0 | -0.14709 | 0 | -0.14709
3944 | 0 | -0.0063101 | 0 | -0.0063101 | 0 | -0.038482 | 0 | -0.038482
3945 | 0 | -0.0024659 | 0 | -0.0024659 | 0 | -0.0052057 | 0 | -0.0052057
3946 | 0 | 0 | 0 | 0 | 0 | 0 | 0 | 0
3947 | 0 | 0 | 0 | 0 | 0 | 0 | 0 | 0
3948 | 0 | 0 | 0 | 0 | 0 | 0 | 0 | 0
3949 | 0 | 0 | 0 | 0 | 0 | 0 | 0 | 0
3950 | 0 | 0 | 0 | 0 | 0 | 0 | 0 | 0
3951 | 0 | 0 | 0 | 0 | 0 | 0 | 0 | 0
3952 | 1 | 0.082113 | 1 | 0.032835 | 1 | 0.074792 | 1 | 0.074792
3953 | 1 | 0.15133 | 1 | 0.060514 | 1 | 0.13784 | 1 | 0.13784
3954 | 1 | 0.16385 | 1 | 0.060826 | 1 | 0.14854 | 1 | 0.14854
3955 | 1 | 0.18886 | 1 | 0.073977 | 1 | 0.16955 | 1 | 0.16955
3956 | 0 | 0 | 0 | 0 | 0 | 0 | 0 | 0
3957 | 0 | 0 | 0 | 0 | 0 | 0 | 0 | 0
3958 | 0 | 0 | 0 | 0 | 0 | 0 | 0 | 0
3959 | 0 | 0 | 0 | 0 | 0 | 0 | 0 | 0
3960 | 0 | 0 | 0 | 0 | 0 | 0 | 0 | 0
3961 | 0 | 0 | 0 | 0 | 0 | 0 | 0 | 0
3962 | 0 | 0 | 0 | 0 | 0 | 0 | 0 | 0
3963 | 0 | 0 | 0 | 0 | 0 | 0 | 0 | 0
3964 | 0 | -0.0015056 | 0 | -0.0015056 | 0 | -0.029549 | 0 | -0.029549
3965 | 0 | -0.0089606 | 0 | -0.0089606 | 0 | -0.065188 | 0 | -0.065188
3966 | 0 | -0.0031936 | 0 | -0.0031936 | 0 | -0.024848 | 0 | -0.024848
3967 | 0 | 0 | 0 | 0 | 0 | 0 | 0 | 0
3968 | 0 | 0 | 0 | 0 | 0 | 0 | 0 | 0
3969 | 0 | 0 | 0 | 0 | 0 | 0 | 0 | 0
3970 | 0 | 0 | 0 | 0 | 0 | 0 | 0 | 0
3971 | 0 | 0 | 0 | 0 | 0 | 0 | 0 | 0
3972 | 0 | 0 | 0 | 0 | 0 | 0 | 0 | 0
3973 | 0 | 0 | 0 | 0 | 0 | 0 | 0 | 0
3974 | 0 | 0 | 0 | 0 | 0 | 0 | 0 | 0
3975 | 0 | 0 | 0 | 0 | 0 | 0 | 0 | 0
3976 | 0 | 0 | 0 | 0 | 0 | 0 | 0 | 0
3977 | 0 | 0 | 0 | 0 | 0 | 0 | 0 | 0
3978 | 0 | 0 | 0 | 0 | 0 | 0 | 0 | 0
3979 | 0 | 0 | 0 | 0 | 0 | 0 | 0 | 0
3980 | 0 | 0 | 0 | 0 | 0 | 0 | 0 | 0
3981 | 0 | 0 | 0 | 0 | 0 | 0 | 0 | 0
3982 | 0 | 0 | 0 | 0 | 0 | 0 | 0 | 0
3983 | 0 | 0 | 0 | 0 | 0 | 0 | 0 | 0
3984 | 0 | 0 | 0 | 0 | 0 | 0 | 0 | 0
3985 | 0 | 0 | 0 | 0 | 0 | 0 | 0 | 0
3986 | 0 | 0 | 0 | 0 | 0 | 0 | 0 | 0
3987 | 0 | -0.0011299 | 0 | -0.0011299 | 0 | -0.025704 | 0 | -0.025704
3988 | 0 | -0.0057294 | 0 | -0.0057294 | 0 | -0.06429 | 0 | -0.06429
3989 | 0 | -0.048966 | 0 | -0.049226 | 0 | -0.12785 | 0 | -0.12785
3990 | 0 | -0.04115 | 0 | -0.041366 | 0 | -0.12167 | 0 | -0.12167
3991 | 0 | -0.033525 | 0 | -0.03367 | 0 | -0.10802 | 0 | -0.10802
3992 | 0 | -0.017703 | 0 | -0.017703 | 0 | -0.062053 | 0 | -0.062053
3993 | 0 | -0.0050952 | 0 | -0.0050952 | 0 | -0.01889 | 0 | -0.01889
3994 | 0 | 0 | 0 | 0 | 0 | 0 | 0 | 0
3995 | 0 | 0 | 0 | 0 | 0 | 0 | 0 | 0
3996 | 0 | 0 | 0 | 0 | 0 | 0 | 0 | 0
3997 | 0 | 0 | 0 | 0 | 0 | 0 | 0 | 0
3998 | 0 | 0 | 0 | 0 | 0 | 0 | 0 | 0
3999 | 0 | 0 | 0 | 0 | 0 | 0 | 0 | 0
4000 | 0 | 0 | 0 | 0 | 0 | 0 | 0 | 0
4001 | 0 | 0 | 0 | 0 | 0 | 0 | 0 | 0
4002 | 0 | 0 | 0 | 0 | 0 | 0 | 0 | 0
4003 | 0 | 0 | 0 | 0 | 0 | 0 | 0 | 0
4004 | 0 | 0 | 0 | 0 | 0 | 0 | 0 | 0
4005 | 0 | 0 | 0 | 0 | 0 | 0 | 0 | 0
4006 | 0 | 0 | 0 | 0 | 0 | 0 | 0 | 0
4007 | 0 | 0 | 0 | 0 | 0 | 0 | 0 | 0
4008 | 0 | 0 | 0 | 0 | 0 | 0 | 0 | 0
4009 | 0 | 0 | 0 | 0 | 0 | 0 | 0 | 0
4010 | 0 | 0 | 0 | 0 | 0 | 0 | 0 | 0
4011 | 0 | 0 | 0 | 0 | 0 | 0 | 0 | 0
4012 | 0 | 0 | 0 | 0 | 0 | 0 | 0 | 0
4013 | 0 | -0.0048124 | 0 | -0.0048124 | 0 | -0.040213 | 0 | -0.040213
4014 | 0 | -0.0059308 | 0 | -0.0059308 | 0 | -0.032235 | 0 | -0.032235
4015 | 0 | 0 | 0 | 0 | 0 | 0 | 0 | 0
4016 | 0 | 0 | 0 | 0 | 0 | 0 | 0 | 0
4017 | 0 | 0 | 0 | 0 | 0 | 0 | 0 | 0
4018 | 0 | 0 | 0 | 0 | 0 | 0 | 0 | 0
4019 | 0 | 0 | 0 | 0 | 0 | 0 | 0 | 0
4020 | 0 | 0 | 0 | 0 | 0 | 0 | 0 | 0
4021 | 1 | 0.06798 | 1 | 0.026374 | 1 | 0.060624 | 1 | 0.060624
4022 | 1 | 0.093392 | 1 | 0.036233 | 1 | 0.083287 | 1 | 0.083287
4023 | 0 | 0 | 0 | 0 | 0 | 0 | 0 | 0
4024 | 1 | 0.12618 | 1 | 0.049034 | 1 | 0.11855 | 1 | 0.11855
4025 | 1 | 0.12295 | 1 | 0.050297 | 1 | 0.11381 | 1 | 0.11381
4026 | 1 | 0.13319 | 1 | 0.050521 | 1 | 0.12279 | 1 | 0.12279
4027 | 1 | 0.12102 | 1 | 0.044064 | 1 | 0.10809 | 1 | 0.10809
4028 | 0 | 0 | 0 | 0 | 0 | 0 | 0 | 0
4029 | 1 | 0.091704 | 1 | 0.03611 | 1 | 0.08706 | 1 | 0.08706
4030 | 1 | 0.082628 | 1 | 0.031713 | 1 | 0.076878 | 1 | 0.076878
4031 | 1 | 0.054286 | 1 | 0.020365 | 1 | 0.049617 | 1 | 0.049617
4032 | 1 | 0.031918 | 1 | 0.011849 | 1 | 0.028936 | 1 | 0.028936
4033 | 1 | 0.016313 | 1 | 0.006056 | 1 | 0.014789 | 1 | 0.014789
4034 | 1 | 0.010657 | 1 | 0.0039562 | 1 | 0.0096615 | 1 | 0.0096615
4035 | 1 | 0.011179 | 1 | 0.0041089 | 1 | 0.010057 | 1 | 0.010057
4036 | 1 | 0.013693 | 1 | 0.0053122 | 1 | 0.012211 | 1 | 0.012211
4037 | 1 | 0.013496 | 1 | 0.0049138 | 1 | 0.012053 | 1 | 0.012053
4038 | 0 | 0 | 0 | 0 | 0 | 0 | 0 | 0
4039 | 1 | 0.020003 | 1 | 0.0079987 | 1 | 0.018219 | 1 | 0.018219
4040 | 0 | 0 | 0 | 0 | 0 | 0 | 0 | 0
4041 | 0 | 0 | 0 | 0 | 0 | 0 | 0 | 0
4042 | 1 | 0.070081 | 1 | 0.025758 | 1 | 0.063048 | 1 | 0.063048
4043 | 1 | 0.11694 | 1 | 0.047837 | 1 | 0.10824 | 1 | 0.10824
4044 | 0 | 0 | 0 | 0 | 0 | 0 | 0 | 0
4045 | 0 | 0 | 0 | 0 | 0 | 0 | 0 | 0
4046 | 1 | 0.084216 | 1 | 0.030954 | 1 | 0.075764 | 1 | 0.075764
4047 | 1 | 0.09882 | 1 | 0.039957 | 1 | 0.090717 | 1 | 0.090717
4048 | 1 | 0.099015 | 1 | 0.041543 | 1 | 0.093331 | 1 | 0.093331
4049 | 1 | 0.13646 | 1 | 0.055177 | 1 | 0.12527 | 1 | 0.12527
4050 | 1 | 0.14119 | 1 | 0.056458 | 1 | 0.1286 | 1 | 0.1286
4051 | 1 | 0.13638 | 1 | 0.054536 | 1 | 0.12422 | 1 | 0.12422
4052 | 0 | 0 | 0 | 0 | 0 | 0 | 0 | 0
4053 | 0 | 0 | 0 | 0 | 0 | 0 | 0 | 0
4054 | 1 | 0.090323 | 1 | 0.036521 | 1 | 0.082917 | 1 | 0.082917
4055 | 1 | 0.065233 | 1 | 0.024472 | 1 | 0.059622 | 1 | 0.059622
4056 | 1 | 0.038838 | 1 | 0.014418 | 1 | 0.035209 | 1 | 0.035209
4057 | 1 | 0.01671 | 1 | 0.0062032 | 1 | 0.015149 | 1 | 0.015149
4058 | 1 | 0.01187 | 1 | 0.0046967 | 1 | 0.010732 | 1 | 0.010732
4059 | 1 | 0.011461 | 1 | 0.0042127 | 1 | 0.010311 | 1 | 0.010311
4060 | 1 | 0.012137 | 1 | 0.0047541 | 1 | 0.010896 | 1 | 0.010896
4061 | 1 | 0.011308 | 1 | 0.0041561 | 1 | 0.010173 | 1 | 0.010173
4062 | 1 | 0.011442 | 1 | 0.0042056 | 1 | 0.010294 | 1 | 0.010294
4063 | 1 | 0.01201 | 1 | 0.004752 | 1 | 0.010858 | 1 | 0.010858
4064 | 1 | 0.058015 | 1 | 0.023458 | 1 | 0.053258 | 1 | 0.053258
4065 | 1 | 0.10603 | 1 | 0.042872 | 1 | 0.097335 | 1 | 0.097335
4066 | 1 | 0.13044 | 1 | 0.052744 | 1 | 0.11975 | 1 | 0.11975
4067 | 1 | 0.13574 | 1 | 0.053172 | 1 | 0.12187 | 1 | 0.12187
4068 | 1 | 0.12984 | 1 | 0.050374 | 1 | 0.11579 | 1 | 0.11579
4069 | 0 | 0 | 0 | 0 | 0 | 0 | 0 | 0
4070 | 0 | 0 | 0 | 0 | 0 | 0 | 0 | 0
4071 | 1 | 0.17487 | 1 | 0.064276 | 1 | 0.15732 | 1 | 0.15732
4072 | 0 | 0 | 0 | 0 | 0 | 0 | 0 | 0
4073 | 1 | 0.23473 | 1 | 0.091067 | 1 | 0.20933 | 1 | 0.20933
4074 | 1 | 0.26466 | 1 | 0.10268 | 1 | 0.23602 | 1 | 0.23602
4075 | 0 | 0 | 0 | 0 | 0 | 0 | 0 | 0
4076 | 0 | 0 | 0 | 0 | 0 | 0 | 0 | 0
4077 | 0 | 0 | 0 | 0 | 0 | 0 | 0 | 0
4078 | 1 | 0.11869 | 1 | 0.04649 | 1 | 0.10655 | 1 | 0.10655
4079 | 1 | 0.080698 | 1 | 0.031308 | 1 | 0.071966 | 1 | 0.071966
4080 | 0 | 0 | 0 | 0 | 0 | 0 | 0 | 0
4081 | 1 | 0.019287 | 1 | 0.0074827 | 1 | 0.0172 | 1 | 0.0172
4082 | 0 | 0 | 0 | 0 | 0 | 0 | 0 | 0
4083 | 0 | 0 | 0 | 0 | 0 | 0 | 0 | 0
4084 | 0 | 0 | 0 | 0 | 0 | 0 | 0 | 0
4085 | 0 | 0 | 0 | 0 | 0 | 0 | 0 | 0
4086 | 0 | 0 | 0 | 0 | 0 | 0 | 0 | 0
4087 | 0 | 0 | 0 | 0 | 0 | 0 | 0 | 0
4088 | 1 | 0.043805 | 1 | 0.017159 | 1 | 0.039327 | 1 | 0.039327
4089 | 1 | 0.081093 | 1 | 0.031461 | 1 | 0.072319 | 1 | 0.072319
4090 | 1 | 0.10403 | 1 | 0.040361 | 1 | 0.092776 | 1 | 0.092776
4091 | 0 | 0 | 0 | 0 | 0 | 0 | 0 | 0
4092 | 0 | 0 | 0 | 0 | 0 | 0 | 0 | 0
4093 | 0 | 0 | 0 | 0 | 0 | 0 | 0 | 0
4094 | 1 | 0.13091 | 1 | 0.048116 | 1 | 0.11777 | 1 | 0.11777
4095 | 0 | 0 | 0 | 0 | 0 | 0 | 0 | 0
4096 | 1 | 0.16671 | 1 | 0.061274 | 1 | 0.14998 | 1 | 0.14998
4097 | 0 | 0 | 0 | 0 | 0 | 0 | 0 | 0
4098 | 0 | 0 | 0 | 0 | 0 | 0 | 0 | 0
4099 | 0 | 0 | 0 | 0 | 0 | 0 | 0 | 0
4100 | 0 | 0 | 0 | 0 | 0 | 0 | 0 | 0
4101 | 0 | 0 | 0 | 0 | 0 | 0 | 0 | 0
4102 | 0 | 0 | 0 | 0 | 0 | 0 | 0 | 0
4103 | 0 | 0 | 0 | 0 | 0 | 0 | 0 | 0
4104 | 0 | 0 | 0 | 0 | 0 | 0 | 0 | 0
4105 | 0 | 0 | 0 | 0 | 0 | 0 | 0 | 0
4106 | 0 | 0 | 0 | 0 | 0 | 0 | 0 | 0
4107 | 0 | 0 | 0 | 0 | 0 | 0 | 0 | 0
4108 | 0 | 0 | 0 | 0 | 0 | 0 | 0 | 0
4109 | 0 | 0 | 0 | 0 | 0 | 0 | 0 | 0
4110 | 0 | 0 | 0 | 0 | 0 | 0 | 0 | 0
4111 | 0 | 0 | 0 | 0 | 0 | 0 | 0 | 0
4112 | 0 | 0 | 0 | 0 | 0 | 0 | 0 | 0
4113 | 0 | 0 | 0 | 0 | 0 | 0 | 0 | 0
4114 | 1 | 0.071649 | 1 | 0.028065 | 1 | 0.064324 | 1 | 0.064324
4115 | 1 | 0.088549 | 1 | 0.035036 | 1 | 0.080057 | 1 | 0.080057
4116 | 1 | 0.072946 | 1 | 0.027671 | 1 | 0.06725 | 1 | 0.06725
4117 | 1 | 0.0962 | 1 | 0.036491 | 1 | 0.088688 | 1 | 0.088688
4118 | 1 | 0.15812 | 1 | 0.064685 | 1 | 0.14636 | 1 | 0.14636
4119 | 1 | 0.18607 | 1 | 0.071414 | 1 | 0.17312 | 1 | 0.17312
4120 | 1 | 0.2099 | 1 | 0.07792 | 1 | 0.19029 | 1 | 0.19029
4121 | 1 | 0.24619 | 1 | 0.099544 | 1 | 0.226 | 1 | 0.226
4122 | 1 | 0.26562 | 1 | 0.099645 | 1 | 0.24277 | 1 | 0.24277
4123 | 0 | 0 | 0 | 0 | 0 | 0 | 0 | 0
4124 | 0 | 0 | 0 | 0 | 0 | 0 | 0 | 0
4125 | 0 | 0 | 0 | 0 | 0 | 0 | 0 | 0
4126 | 1 | 0.12543 | 1 | 0.045669 | 1 | 0.11203 | 1 | 0.11203
4127 | 0 | 0 | 0 | 0 | 0 | 0 | 0 | 0
4128 | 1 | 0.060414 | 1 | 0.023904 | 1 | 0.05462 | 1 | 0.05462
4129 | 0 | 0 | 0 | 0 | 0 | 0 | 0 | 0
4130 | 0 | 0 | 0 | 0 | 0 | 0 | 0 | 0
4131 | 0 | 0 | 0 | 0 | 0 | 0 | 0 | 0
4132 | 0 | 0 | 0 | 0 | 0 | 0 | 0 | 0
4133 | 0 | 0 | 0 | 0 | 0 | 0 | 0 | 0
4134 | 0 | 0 | 0 | 0 | 0 | 0 | 0 | 0
4135 | 0 | 0 | 0 | 0 | 0 | 0 | 0 | 0
4136 | 1 | 0.056806 | 1 | 0.020879 | 1 | 0.051105 | 1 | 0.051105
4137 | 1 | 0.05681 | 1 | 0.021089 | 1 | 0.051503 | 1 | 0.051503
4138 | 1 | 0.078231 | 1 | 0.029348 | 1 | 0.071502 | 1 | 0.071502
4139 | 1 | 0.10429 | 1 | 0.039122 | 1 | 0.095316 | 1 | 0.095316
4140 | 1 | 0.10716 | 1 | 0.046246 | 1 | 0.1031 | 1 | 0.1031
4141 | 1 | 0.12013 | 1 | 0.050403 | 1 | 0.11324 | 1 | 0.11324
4142 | 1 | 0.15774 | 1 | 0.062988 | 1 | 0.15142 | 1 | 0.15142
4143 | 1 | 0.19788 | 1 | 0.077918 | 1 | 0.18786 | 1 | 0.18786
4144 | 1 | 0.23945 | 1 | 0.090829 | 1 | 0.22075 | 1 | 0.22075
4145 | 1 | 0.2743 | 1 | 0.11091 | 1 | 0.2518 | 1 | 0.2518
4146 | 1 | 0.28268 | 1 | 0.10604 | 1 | 0.25836 | 1 | 0.25836
4147 | 1 | 0.28118 | 1 | 0.10438 | 1 | 0.25491 | 1 | 0.25491
4148 | 1 | 0.23248 | 1 | 0.091064 | 1 | 0.20871 | 1 | 0.20871
4149 | 1 | 0.16503 | 1 | 0.064645 | 1 | 0.14816 | 1 | 0.14816
4150 | 1 | 0.12719 | 1 | 0.049346 | 1 | 0.11343 | 1 | 0.11343
4151 | 1 | 0.089006 | 1 | 0.034531 | 1 | 0.079376 | 1 | 0.079376
4152 | 1 | 0.054264 | 1 | 0.021052 | 1 | 0.048393 | 1 | 0.048393
4153 | 0 | 0 | 0 | 0 | 0 | 0 | 0 | 0
4154 | 0 | 0 | 0 | 0 | 0 | 0 | 0 | 0
4155 | 0 | 0 | 0 | 0 | 0 | 0 | 0 | 0
4156 | 0 | 0 | 0 | 0 | 0 | 0 | 0 | 0
4157 | 0 | 0 | 0 | 0 | 0 | 0 | 0 | 0
4158 | 0 | 0 | 0 | 0 | 0 | 0 | 0 | 0
4159 | 1 | 0.014724 | 1 | 0.0057674 | 1 | 0.013218 | 1 | 0.013218
4160 | 1 | 0.048647 | 1 | 0.018873 | 1 | 0.043383 | 1 | 0.043383
4161 | 1 | 0.055821 | 1 | 0.021657 | 1 | 0.049782 | 1 | 0.049782
4162 | 1 | 0.07591 | 1 | 0.027639 | 1 | 0.067798 | 1 | 0.067798
4163 | 1 | 0.095521 | 1 | 0.034779 | 1 | 0.085313 | 1 | 0.085313
4164 | 0 | 0 | 0 | 0 | 0 | 0 | 0 | 0
4165 | 1 | 0.10293 | 1 | 0.037832 | 1 | 0.092599 | 1 | 0.092599
4166 | 1 | 0.12416 | 1 | 0.045207 | 1 | 0.11089 | 1 | 0.11089
4167 | 0 | 0 | 0 | 0 | 0 | 0 | 0 | 0
4168 | 0 | 0 | 0 | 0 | 0 | 0 | 0 | 0
4169 | 0 | 0 | 0 | 0 | 0 | 0 | 0 | 0
4170 | 0 | 0 | 0 | 0 | 0 | 0 | 0 | 0
4171 | 1 | 0.095485 | 1 | 0.034766 | 1 | 0.085281 | 1 | 0.085281
4172 | 1 | 0.084834 | 1 | 0.030888 | 1 | 0.075767 | 1 | 0.075767
4173 | 1 | 0.075172 | 1 | 0.029446 | 1 | 0.067487 | 1 | 0.067487
4174 | 1 | 0.069863 | 1 | 0.028248 | 1 | 0.064134 | 1 | 0.064134
4175 | 1 | 0.04714 | 1 | 0.017326 | 1 | 0.042409 | 1 | 0.042409
4176 | 1 | 0.026316 | 1 | 0.010308 | 1 | 0.023626 | 1 | 0.023626
4177 | 1 | 0.015484 | 1 | 0.0060072 | 1 | 0.013809 | 1 | 0.013809
4178 | 1 | 0.015248 | 1 | 0.0059156 | 1 | 0.013598 | 1 | 0.013598
4179 | 0 | 0 | 0 | 0 | 0 | 0 | 0 | 0
4180 | 0 | 0 | 0 | 0 | 0 | 0 | 0 | 0
4181 | 0 | 0 | 0 | 0 | 0 | 0 | 0 | 0
4182 | 0 | 0 | 0 | 0 | 0 | 0 | 0 | 0
4183 | 0 | 0 | 0 | 0 | 0 | 0 | 0 | 0
4184 | 1 | 0.015395 | 1 | 0.0059728 | 1 | 0.01373 | 1 | 0.01373
4185 | 1 | 0.012076 | 1 | 0.0050015 | 1 | 0.011277 | 1 | 0.011277
4186 | 1 | 0.036737 | 1 | 0.014276 | 1 | 0.034515 | 1 | 0.034515
4187 | 1 | 0.068731 | 1 | 0.028837 | 1 | 0.064786 | 1 | 0.064786
4188 | 1 | 0.079431 | 1 | 0.031277 | 1 | 0.075409 | 1 | 0.075409
4189 | 1 | 0.10162 | 1 | 0.04185 | 1 | 0.099985 | 1 | 0.099985
4190 | 1 | 0.15382 | 1 | 0.067413 | 1 | 0.14968 | 1 | 0.14968
4191 | 1 | 0.19335 | 1 | 0.079631 | 1 | 0.19025 | 1 | 0.19025
4192 | 1 | 0.18525 | 1 | 0.081186 | 1 | 0.18026 | 1 | 0.18026
4193 | 1 | 0.18428 | 1 | 0.075894 | 1 | 0.18132 | 1 | 0.18132
4194 | 1 | 0.20159 | 1 | 0.080501 | 1 | 0.19352 | 1 | 0.19352
4195 | 1 | 0.1762 | 1 | 0.07036 | 1 | 0.16915 | 1 | 0.16915
4196 | 1 | 0.15201 | 1 | 0.059856 | 1 | 0.14431 | 1 | 0.14431
4197 | 1 | 0.13683 | 1 | 0.055326 | 1 | 0.12561 | 1 | 0.12561
4198 | 1 | 0.10531 | 1 | 0.038343 | 1 | 0.094055 | 1 | 0.094055
4199 | 1 | 0.082113 | 1 | 0.032164 | 1 | 0.073719 | 1 | 0.073719
4200 | 1 | 0.05487 | 1 | 0.021493 | 1 | 0.04926 | 1 | 0.04926
4201 | 0 | 0 | 0 | 0 | 0 | 0 | 0 | 0
4202 | 0 | 0 | 0 | 0 | 0 | 0 | 0 | 0
4203 | 0 | 0 | 0 | 0 | 0 | 0 | 0 | 0
4204 | 1 | 0.014936 | 1 | 0.0058506 | 1 | 0.013409 | 1 | 0.013409
4205 | 1 | 0.012626 | 1 | 0.0045971 | 1 | 0.011277 | 1 | 0.011277
4206 | 1 | 0.011784 | 1 | 0.0046625 | 1 | 0.010654 | 1 | 0.010654
4207 | 1 | 0.0078399 | 1 | 0.0029739 | 1 | 0.0072277 | 1 | 0.0072277
4208 | 1 | 0.0059466 | 1 | 0.0022823 | 1 | 0.0055328 | 1 | 0.0055328
4209 | 1 | 0.0059984 | 1 | 0.0023022 | 1 | 0.0055809 | 1 | 0.0055809
4210 | 1 | 0.0076129 | 1 | 0.0028878 | 1 | 0.0070184 | 1 | 0.0070184
4211 | 1 | 0.045011 | 1 | 0.017275 | 1 | 0.041878 | 1 | 0.041878
4212 | 1 | 0.089094 | 1 | 0.035082 | 1 | 0.084582 | 1 | 0.084582
4213 | 1 | 0.10549 | 1 | 0.041539 | 1 | 0.10015 | 1 | 0.10015
4214 | 1 | 0.13955 | 1 | 0.058549 | 1 | 0.13154 | 1 | 0.13154
4215 | 1 | 0.17081 | 1 | 0.065559 | 1 | 0.15893 | 1 | 0.15893
4216 | 1 | 0.18233 | 1 | 0.069978 | 1 | 0.16964 | 1 | 0.16964
4217 | 1 | 0.16796 | 1 | 0.063011 | 1 | 0.15352 | 1 | 0.15352
4218 | 1 | 0.16654 | 1 | 0.065894 | 1 | 0.15057 | 1 | 0.15057
4219 | 1 | 0.18664 | 1 | 0.074631 | 1 | 0.16999 | 1 | 0.16999
4220 | 1 | 0.15464 | 1 | 0.061188 | 1 | 0.13981 | 1 | 0.13981
4221 | 1 | 0.12859 | 1 | 0.05088 | 1 | 0.11626 | 1 | 0.11626
4222 | 1 | 0.1073 | 1 | 0.042458 | 1 | 0.097015 | 1 | 0.097015
4223 | 1 | 0.080163 | 1 | 0.031718 | 1 | 0.072476 | 1 | 0.072476
4224 | 1 | 0.052803 | 1 | 0.020683 | 1 | 0.047405 | 1 | 0.047405
4225 | 1 | 0.029045 | 1 | 0.010782 | 1 | 0.026331 | 1 | 0.026331
4226 | 1 | 0.015915 | 1 | 0.0062972 | 1 | 0.014389 | 1 | 0.014389
4227 | 1 | 0.012153 | 1 | 0.0048086 | 1 | 0.010987 | 1 | 0.010987
4228 | 1 | 0.010933 | 1 | 0.0040585 | 1 | 0.0099113 | 1 | 0.0099113
4229 | 1 | 0.011528 | 1 | 0.0042373 | 1 | 0.010371 | 1 | 0.010371
4230 | 1 | 0.012454 | 1 | 0.0049279 | 1 | 0.01126 | 1 | 0.01126
4231 | 1 | 0.039155 | 1 | 0.014689 | 1 | 0.035787 | 1 | 0.035787
4232 | 1 | 0.061852 | 1 | 0.023739 | 1 | 0.057547 | 1 | 0.057547
4233 | 1 | 0.096094 | 1 | 0.038373 | 1 | 0.092249 | 1 | 0.092249
4234 | 1 | 0.10744 | 1 | 0.045012 | 1 | 0.10718 | 1 | 0.10718
4235 | 1 | 0.12392 | 1 | 0.049483 | 1 | 0.11896 | 1 | 0.11896
4236 | 1 | 0.12836 | 1 | 0.054597 | 1 | 0.1222 | 1 | 0.1222
4237 | 1 | 0.13202 | 1 | 0.055391 | 1 | 0.12444 | 1 | 0.12444
4238 | 1 | 0.15717 | 1 | 0.066853 | 1 | 0.14963 | 1 | 0.14963
4239 | 1 | 0.20398 | 1 | 0.079266 | 1 | 0.19164 | 1 | 0.19164
4240 | 1 | 0.25835 | 1 | 0.1115 | 1 | 0.24857 | 1 | 0.24857
4241 | 1 | 0.26959 | 1 | 0.10616 | 1 | 0.25594 | 1 | 0.25594
4242 | 1 | 0.31028 | 1 | 0.13018 | 1 | 0.29247 | 1 | 0.29247
4243 | 1 | 0.29059 | 1 | 0.11292 | 1 | 0.27302 | 1 | 0.27302
4244 | 1 | 0.2323 | 1 | 0.089158 | 1 | 0.21613 | 1 | 0.21613
4245 | 1 | 0.1781 | 1 | 0.066116 | 1 | 0.16146 | 1 | 0.16146
4246 | 1 | 0.15336 | 1 | 0.061325 | 1 | 0.13969 | 1 | 0.13969
4247 | 1 | 0.11855 | 1 | 0.049739 | 1 | 0.11174 | 1 | 0.11174
4248 | 1 | 0.080431 | 1 | 0.03051 | 1 | 0.074151 | 1 | 0.074151
4249 | 1 | 0.052437 | 1 | 0.020968 | 1 | 0.047761 | 1 | 0.047761
4250 | 1 | 0.029316 | 1 | 0.011483 | 1 | 0.026319 | 1 | 0.026319
4251 | 0 | 0 | 0 | 0 | 0 | 0 | 0 | 0
4252 | 0 | 0 | 0 | 0 | 0 | 0 | 0 | 0
4253 | 0 | 0 | 0 | 0 | 0 | 0 | 0 | 0
4254 | 1 | 0.018468 | 1 | 0.0071649 | 1 | 0.01647 | 1 | 0.01647
4255 | 1 | 0.071443 | 1 | 0.028887 | 1 | 0.065585 | 1 | 0.065585
4256 | 1 | 0.11743 | 1 | 0.044546 | 1 | 0.10826 | 1 | 0.10826
4257 | 1 | 0.12689 | 1 | 0.04931 | 1 | 0.11922 | 1 | 0.11922
4258 | 1 | 0.14374 | 1 | 0.055858 | 1 | 0.13505 | 1 | 0.13505
4259 | 1 | 0.1651 | 1 | 0.06416 | 1 | 0.15512 | 1 | 0.15512
4260 | 1 | 0.17298 | 1 | 0.072578 | 1 | 0.16306 | 1 | 0.16306
4261 | 1 | 0.17619 | 1 | 0.074941 | 1 | 0.16773 | 1 | 0.16773
4262 | 1 | 0.18897 | 1 | 0.074409 | 1 | 0.1794 | 1 | 0.1794
4263 | 1 | 0.2165 | 1 | 0.086453 | 1 | 0.20783 | 1 | 0.20783
4264 | 1 | 0.25677 | 1 | 0.11081 | 1 | 0.24705 | 1 | 0.24705
4265 | 1 | 0.26582 | 1 | 0.10615 | 1 | 0.25518 | 1 | 0.25518
4266 | 1 | 0.30134 | 1 | 0.12818 | 1 | 0.28688 | 1 | 0.28688
4267 | 1 | 0.2801 | 1 | 0.10885 | 1 | 0.26316 | 1 | 0.26316
4268 | 1 | 0.22423 | 1 | 0.08606 | 1 | 0.20862 | 1 | 0.20862
4269 | 1 | 0.17027 | 1 | 0.06535 | 1 | 0.15842 | 1 | 0.15842
4270 | 1 | 0.13731 | 1 | 0.052084 | 1 | 0.12658 | 1 | 0.12658
4271 | 1 | 0.10916 | 1 | 0.044657 | 1 | 0.10105 | 1 | 0.10105
4272 | 1 | 0.077174 | 1 | 0.031205 | 1 | 0.070846 | 1 | 0.070846
4273 | 1 | 0.048552 | 1 | 0.018417 | 1 | 0.044761 | 1 | 0.044761
4274 | 1 | 0.033889 | 1 | 0.013007 | 1 | 0.03153 | 1 | 0.03153
4275 | 1 | 0.023897 | 1 | 0.0091717 | 1 | 0.022234 | 1 | 0.022234
4276 | 1 | 0.016203 | 1 | 0.0065516 | 1 | 0.014875 | 1 | 0.014875
4277 | 1 | 0.010563 | 1 | 0.0039626 | 1 | 0.0096543 | 1 | 0.0096543
4278 | 1 | 0.010362 | 1 | 0.0041433 | 1 | 0.0094376 | 1 | 0.0094376
4279 | 1 | 0.010031 | 1 | 0.0038052 | 1 | 0.0092481 | 1 | 0.0092481
4280 | 1 | 0.14478 | 1 | 0.055568 | 1 | 0.13471 | 1 | 0.13471
4281 | 1 | 0.15213 | 1 | 0.062233 | 1 | 0.14082 | 1 | 0.14082
4282 | 1 | 0.15481 | 1 | 0.059418 | 1 | 0.14404 | 1 | 0.14404
4283 | 1 | 0.16107 | 1 | 0.06182 | 1 | 0.14986 | 1 | 0.14986
4284 | 1 | 0.15922 | 1 | 0.061872 | 1 | 0.14959 | 1 | 0.14959
4285 | 1 | 0.17226 | 1 | 0.073272 | 1 | 0.16399 | 1 | 0.16399
4286 | 1 | 0.19466 | 1 | 0.0828 | 1 | 0.18532 | 1 | 0.18532
4287 | 1 | 0.2073 | 1 | 0.080557 | 1 | 0.19476 | 1 | 0.19476
4288 | 1 | 0.23506 | 1 | 0.097352 | 1 | 0.21951 | 1 | 0.21951
4289 | 1 | 0.24505 | 1 | 0.095227 | 1 | 0.23023 | 1 | 0.23023
4290 | 1 | 0.26181 | 1 | 0.10174 | 1 | 0.24598 | 1 | 0.24598
4291 | 1 | 0.26818 | 1 | 0.11407 | 1 | 0.25531 | 1 | 0.25531
4292 | 1 | 0.20646 | 1 | 0.081298 | 1 | 0.19601 | 1 | 0.19601
4293 | 1 | 0.16011 | 1 | 0.062218 | 1 | 0.15042 | 1 | 0.15042
4294 | 1 | 0.13408 | 1 | 0.052105 | 1 | 0.12598 | 1 | 0.12598
4295 | 1 | 0.10464 | 1 | 0.040663 | 1 | 0.098312 | 1 | 0.098312
4296 | 1 | 0.076517 | 1 | 0.029367 | 1 | 0.071192 | 1 | 0.071192
4297 | 1 | 0.052705 | 1 | 0.020228 | 1 | 0.049037 | 1 | 0.049037
4298 | 1 | 0.036657 | 1 | 0.013905 | 1 | 0.033795 | 1 | 0.033795
4299 | 1 | 0.025231 | 1 | 0.0093666 | 1 | 0.022874 | 1 | 0.022874
4300 | 1 | 0.016279 | 1 | 0.0060433 | 1 | 0.014758 | 1 | 0.014758
4301 | 1 | 0.013147 | 1 | 0.0049319 | 1 | 0.012016 | 1 | 0.012016
4302 | 1 | 0.02506 | 1 | 0.010252 | 1 | 0.023197 | 1 | 0.023197
4303 | 1 | 0.071381 | 1 | 0.030362 | 1 | 0.067955 | 1 | 0.067955
4304 | 1 | 0.11988 | 1 | 0.049371 | 1 | 0.11795 | 1 | 0.11795
4305 | 1 | 0.145 | 1 | 0.059718 | 1 | 0.14267 | 1 | 0.14267
4306 | 1 | 0.13344 | 1 | 0.055904 | 1 | 0.13312 | 1 | 0.13312
4307 | 1 | 0.15995 | 1 | 0.071091 | 1 | 0.16743 | 1 | 0.16743
4308 | 1 | 0.19184 | 1 | 0.087238 | 1 | 0.20463 | 1 | 0.20463
4309 | 1 | 0.21782 | 1 | 0.10478 | 1 | 0.22733 | 1 | 0.22733
4310 | 1 | 0.22132 | 1 | 0.10599 | 1 | 0.24645 | 1 | 0.24645
4311 | 1 | 0.25679 | 1 | 0.11677 | 1 | 0.2739 | 1 | 0.2739
4312 | 1 | 0.27733 | 1 | 0.12611 | 1 | 0.2958 | 1 | 0.2958
4313 | 1 | 0.30607 | 1 | 0.13873 | 1 | 0.30537 | 1 | 0.30537
4314 | 1 | 0.27156 | 1 | 0.11901 | 1 | 0.26424 | 1 | 0.26424
4315 | 1 | 0.24619 | 1 | 0.09979 | 1 | 0.23917 | 1 | 0.23917
4316 | 1 | 0.21258 | 1 | 0.088041 | 1 | 0.19851 | 1 | 0.19851
4317 | 1 | 0.16602 | 1 | 0.062978 | 1 | 0.15306 | 1 | 0.15306
4318 | 1 | 0.14637 | 1 | 0.059182 | 1 | 0.13437 | 1 | 0.13437
4319 | 1 | 0.11127 | 1 | 0.04499 | 1 | 0.10214 | 1 | 0.10214
4320 | 1 | 0.075504 | 1 | 0.028325 | 1 | 0.06901 | 1 | 0.06901
4321 | 1 | 0.051918 | 1 | 0.020993 | 1 | 0.047661 | 1 | 0.047661
4322 | 1 | 0.035811 | 1 | 0.01448 | 1 | 0.032875 | 1 | 0.032875
4323 | 1 | 0.025708 | 1 | 0.010517 | 1 | 0.023797 | 1 | 0.023797
4324 | 1 | 0.017721 | 1 | 0.0072496 | 1 | 0.016404 | 1 | 0.016404
4325 | 1 | 0.013926 | 1 | 0.0052826 | 1 | 0.012839 | 1 | 0.012839
4326 | 1 | 0.026562 | 1 | 0.010195 | 1 | 0.024714 | 1 | 0.024714
4327 | 1 | 0.051568 | 1 | 0.019792 | 1 | 0.047979 | 1 | 0.047979
4328 | 1 | 0.065245 | 1 | 0.025355 | 1 | 0.0613 | 1 | 0.0613
4329 | 1 | 0.076621 | 1 | 0.033067 | 1 | 0.073719 | 1 | 0.073719
4330 | 1 | 0.080637 | 1 | 0.03534 | 1 | 0.078465 | 1 | 0.078465
4331 | 1 | 0.099356 | 1 | 0.041624 | 1 | 0.099113 | 1 | 0.099113
4332 | 1 | 0.16267 | 1 | 0.070781 | 1 | 0.16734 | 1 | 0.16734
4333 | 1 | 0.19159 | 1 | 0.088462 | 1 | 0.19382 | 1 | 0.19382
4334 | 1 | 0.21725 | 1 | 0.10232 | 1 | 0.2231 | 1 | 0.2231
4335 | 1 | 0.24919 | 1 | 0.11295 | 1 | 0.24862 | 1 | 0.24862
4336 | 1 | 0.25794 | 1 | 0.1149 | 1 | 0.25404 | 1 | 0.25404
4337 | 1 | 0.24493 | 1 | 0.10261 | 1 | 0.24433 | 1 | 0.24433
4338 | 1 | 0.27839 | 1 | 0.11663 | 1 | 0.27771 | 1 | 0.27771
4339 | 1 | 0.30503 | 1 | 0.13368 | 1 | 0.29681 | 1 | 0.29681
4340 | 1 | 0.25933 | 1 | 0.11192 | 1 | 0.24951 | 1 | 0.24951
4341 | 1 | 0.18557 | 1 | 0.074101 | 1 | 0.17814 | 1 | 0.17814
4342 | 1 | 0.15418 | 1 | 0.060711 | 1 | 0.14637 | 1 | 0.14637
4343 | 1 | 0.12678 | 1 | 0.052508 | 1 | 0.11839 | 1 | 0.11839
4344 | 1 | 0.087836 | 1 | 0.033319 | 1 | 0.080977 | 1 | 0.080977
4345 | 1 | 0.055814 | 1 | 0.02072 | 1 | 0.0506 | 1 | 0.0506
4346 | 1 | 0.035458 | 1 | 0.013889 | 1 | 0.031833 | 1 | 0.031833
4347 | 0 | 0 | 0 | 0 | 0 | 0 | 0 | 0
4348 | 0 | 0 | 0 | 0 | 0 | 0 | 0 | 0
4349 | 0 | 0 | 0 | 0 | 0 | 0 | 0 | 0
4350 | 0 | 0 | 0 | 0 | 0 | 0 | 0 | 0
4351 | 1 | 0.022082 | 1 | 0.0085672 | 1 | 0.019693 | 1 | 0.019693
4352 | 1 | 0.073957 | 1 | 0.029574 | 1 | 0.067363 | 1 | 0.067363
4353 | 1 | 0.10435 | 1 | 0.040048 | 1 | 0.097084 | 1 | 0.097084
4354 | 1 | 0.12566 | 1 | 0.048831 | 1 | 0.11806 | 1 | 0.11806
4355 | 1 | 0.13928 | 1 | 0.054845 | 1 | 0.13223 | 1 | 0.13223
4356 | 1 | 0.15184 | 1 | 0.065527 | 1 | 0.14609 | 1 | 0.14609
4357 | 1 | 0.14883 | 1 | 0.060324 | 1 | 0.14458 | 1 | 0.14458
4358 | 1 | 0.18016 | 1 | 0.078957 | 1 | 0.17531 | 1 | 0.17531
4359 | 1 | 0.19839 | 1 | 0.081706 | 1 | 0.1952 | 1 | 0.1952
4360 | 1 | 0.23695 | 1 | 0.10385 | 1 | 0.23057 | 1 | 0.23057
4361 | 1 | 0.26106 | 1 | 0.11441 | 1 | 0.25402 | 1 | 0.25402
4362 | 1 | 0.26954 | 1 | 0.10925 | 1 | 0.26185 | 1 | 0.26185
4363 | 1 | 0.2819 | 1 | 0.11991 | 1 | 0.26837 | 1 | 0.26837
4364 | 1 | 0.20926 | 1 | 0.080316 | 1 | 0.1947 | 1 | 0.1947
4365 | 1 | 0.16521 | 1 | 0.067585 | 1 | 0.15292 | 1 | 0.15292
4366 | 1 | 0.13417 | 1 | 0.053653 | 1 | 0.12221 | 1 | 0.12221
4367 | 1 | 0.092583 | 1 | 0.034029 | 1 | 0.083291 | 1 | 0.083291
4368 | 1 | 0.05613 | 1 | 0.020437 | 1 | 0.050131 | 1 | 0.050131
4369 | 0 | 0 | 0 | 0 | 0 | 0 | 0 | 0
4370 | 0 | 0 | 0 | 0 | 0 | 0 | 0 | 0
4371 | 0 | 0 | 0 | 0 | 0 | 0 | 0 | 0
4372 | 0 | 0 | 0 | 0 | 0 | 0 | 0 | 0
4373 | 0 | 0 | 0 | 0 | 0 | 0 | 0 | 0
4374 | 0 | 0 | 0 | 0 | 0 | 0 | 0 | 0
4375 | 1 | 0.021505 | 1 | 0.0080675 | 1 | 0.019655 | 1 | 0.019655
4376 | 0 | 0 | 0 | 0 | 0 | 0 | 0 | 0
4377 | 1 | 0.096566 | 1 | 0.035159 | 1 | 0.086245 | 1 | 0.086245
4378 | 1 | 0.12353 | 1 | 0.048389 | 1 | 0.1109 | 1 | 0.1109
4379 | 1 | 0.13521 | 1 | 0.050193 | 1 | 0.12258 | 1 | 0.12258
4380 | 1 | 0.1475 | 1 | 0.059641 | 1 | 0.13541 | 1 | 0.13541
4381 | 1 | 0.14465 | 1 | 0.055516 | 1 | 0.13458 | 1 | 0.13458
4382 | 1 | 0.16761 | 1 | 0.065132 | 1 | 0.15747 | 1 | 0.15747
4383 | 1 | 0.20845 | 1 | 0.088663 | 1 | 0.19844 | 1 | 0.19844
4384 | 1 | 0.22826 | 1 | 0.094534 | 1 | 0.21315 | 1 | 0.21315
4385 | 1 | 0.22163 | 1 | 0.08407 | 1 | 0.20432 | 1 | 0.20432
4386 | 1 | 0.22724 | 1 | 0.091882 | 1 | 0.20861 | 1 | 0.20861
4387 | 1 | 0.21707 | 1 | 0.081433 | 1 | 0.1984 | 1 | 0.1984
4388 | 0 | 0 | 0 | 0 | 0 | 0 | 0 | 0
4389 | 0 | 0 | 0 | 0 | 0 | 0 | 0 | 0
4390 | 0 | 0 | 0 | 0 | 0 | 0 | 0 | 0
4391 | 0 | 0 | 0 | 0 | 0 | 0 | 0 | 0
4392 | 0 | 0 | 0 | 0 | 0 | 0 | 0 | 0
4393 | 0 | 0 | 0 | 0 | 0 | 0 | 0 | 0
4394 | 0 | 0 | 0 | 0 | 0 | 0 | 0 | 0
4395 | 0 | 0 | 0 | 0 | 0 | 0 | 0 | 0
4396 | 0 | 0 | 0 | 0 | 0 | 0 | 0 | 0
4397 | 0 | 0 | 0 | 0 | 0 | 0 | 0 | 0
4398 | 0 | 0 | 0 | 0 | 0 | 0 | 0 | 0
4399 | 1 | 0.015351 | 1 | 0.0055894 | 1 | 0.013711 | 1 | 0.013711
4400 | 1 | 0.031768 | 1 | 0.011676 | 1 | 0.028579 | 1 | 0.028579
4401 | 1 | 0.047757 | 1 | 0.017916 | 1 | 0.043649 | 1 | 0.043649
4402 | 1 | 0.060998 | 1 | 0.025263 | 1 | 0.056962 | 1 | 0.056962
4403 | 1 | 0.096844 | 1 | 0.037634 | 1 | 0.090988 | 1 | 0.090988
4404 | 1 | 0.117 | 1 | 0.046071 | 1 | 0.11108 | 1 | 0.11108
4405 | 1 | 0.16685 | 1 | 0.072007 | 1 | 0.16053 | 1 | 0.16053
4406 | 1 | 0.20001 | 1 | 0.089096 | 1 | 0.19698 | 1 | 0.19698
4407 | 1 | 0.22177 | 1 | 0.0965 | 1 | 0.22815 | 1 | 0.22815
4408 | 1 | 0.26129 | 1 | 0.11451 | 1 | 0.25425 | 1 | 0.25425
4409 | 1 | 0.2499 | 1 | 0.098401 | 1 | 0.23724 | 1 | 0.23724
4410 | 1 | 0.21404 | 1 | 0.084281 | 1 | 0.2032 | 1 | 0.2032
4411 | 1 | 0.19032 | 1 | 0.072193 | 1 | 0.17546 | 1 | 0.17546
4412 | 1 | 0.16682 | 1 | 0.066006 | 1 | 0.15082 | 1 | 0.15082
4413 | 1 | 0.13407 | 1 | 0.049771 | 1 | 0.12155 | 1 | 0.12155
4414 | 1 | 0.11769 | 1 | 0.048469 | 1 | 0.1158 | 1 | 0.1158
4415 | 1 | 0.10267 | 1 | 0.044309 | 1 | 0.098781 | 1 | 0.098781
4416 | 1 | 0.070593 | 1 | 0.028189 | 1 | 0.067768 | 1 | 0.067768
4417 | 1 | 0.0413 | 1 | 0.015037 | 1 | 0.036886 | 1 | 0.036886
4418 | 1 | 0.024487 | 1 | 0.0095918 | 1 | 0.021984 | 1 | 0.021984
4419 | 1 | 0.018171 | 1 | 0.0067458 | 1 | 0.016474 | 1 | 0.016474
4420 | 1 | 0.013642 | 1 | 0.0050643 | 1 | 0.012367 | 1 | 0.012367
4421 | 1 | 0.011135 | 1 | 0.0041336 | 1 | 0.010095 | 1 | 0.010095
4422 | 1 | 0.011128 | 1 | 0.0041309 | 1 | 0.010088 | 1 | 0.010088
4423 | 1 | 0.011355 | 1 | 0.0042152 | 1 | 0.010294 | 1 | 0.010294
4424 | 1 | 0.01269 | 1 | 0.0050213 | 1 | 0.011473 | 1 | 0.011473
4425 | 1 | 0.011852 | 1 | 0.0043997 | 1 | 0.010745 | 1 | 0.010745
4426 | 1 | 0.012558 | 1 | 0.0046157 | 1 | 0.011298 | 1 | 0.011298
4427 | 1 | 0.014079 | 1 | 0.0055147 | 1 | 0.012639 | 1 | 0.012639
4428 | 1 | 0.014199 | 1 | 0.0055619 | 1 | 0.012747 | 1 | 0.012747
4429 | 1 | 0.015382 | 1 | 0.0060252 | 1 | 0.013809 | 1 | 0.013809
4430 | 1 | 0.015139 | 1 | 0.0055645 | 1 | 0.01362 | 1 | 0.01362
4431 | 0 | 0 | 0 | 0 | 0 | 0 | 0 | 0
4432 | 0 | 0 | 0 | 0 | 0 | 0 | 0 | 0
4433 | 0 | 0 | 0 | 0 | 0 | 0 | 0 | 0
4434 | 1 | 0.072704 | 1 | 0.028479 | 1 | 0.065271 | 1 | 0.065271
4435 | 1 | 0.083097 | 1 | 0.033229 | 1 | 0.075688 | 1 | 0.075688
4436 | 1 | 0.081103 | 1 | 0.03209 | 1 | 0.073326 | 1 | 0.073326
4437 | 1 | 0.076637 | 1 | 0.030323 | 1 | 0.069288 | 1 | 0.069288
4438 | 1 | 0.06619 | 1 | 0.02619 | 1 | 0.059843 | 1 | 0.059843
4439 | 1 | 0.041706 | 1 | 0.015329 | 1 | 0.03752 | 1 | 0.03752
4440 | 0 | 0 | 0 | 0 | 0 | 0 | 0 | 0
4441 | 0 | 0 | 0 | 0 | 0 | 0 | 0 | 0
4442 | 0 | 0 | 0 | 0 | 0 | 0 | 0 | 0
4443 | 0 | 0 | 0 | 0 | 0 | 0 | 0 | 0
4444 | 0 | 0 | 0 | 0 | 0 | 0 | 0 | 0
4445 | 0 | 0 | 0 | 0 | 0 | 0 | 0 | 0
4446 | 0 | 0 | 0 | 0 | 0 | 0 | 0 | 0
4447 | 1 | 0.016469 | 1 | 0.0063894 | 1 | 0.014687 | 1 | 0.014687
4448 | 1 | 0.046162 | 1 | 0.018459 | 1 | 0.042046 | 1 | 0.042046
4449 | 1 | 0.07547 | 1 | 0.028017 | 1 | 0.068419 | 1 | 0.068419
4450 | 1 | 0.098811 | 1 | 0.036681 | 1 | 0.08958 | 1 | 0.08958
4451 | 1 | 0.11323 | 1 | 0.042035 | 1 | 0.10265 | 1 | 0.10265
4452 | 1 | 0.12428 | 1 | 0.046622 | 1 | 0.11359 | 1 | 0.11359
4453 | 1 | 0.13333 | 1 | 0.053913 | 1 | 0.1224 | 1 | 0.1224
4454 | 1 | 0.14962 | 1 | 0.056754 | 1 | 0.13793 | 1 | 0.13793
4455 | 1 | 0.18704 | 1 | 0.070949 | 1 | 0.17243 | 1 | 0.17243
4456 | 1 | 0.20019 | 1 | 0.075939 | 1 | 0.18456 | 1 | 0.18456
4457 | 1 | 0.22343 | 1 | 0.090342 | 1 | 0.20511 | 1 | 0.20511
4458 | 1 | 0.23843 | 1 | 0.096408 | 1 | 0.21888 | 1 | 0.21888
4459 | 1 | 0.22246 | 1 | 0.082583 | 1 | 0.20168 | 1 | 0.20168
4460 | 1 | 0.18373 | 1 | 0.071967 | 1 | 0.16494 | 1 | 0.16494
4461 | 0 | 0 | 0 | 0 | 0 | 0 | 0 | 0
4462 | 0 | 0 | 0 | 0 | 0 | 0 | 0 | 0
4463 | 0 | 0 | 0 | 0 | 0 | 0 | 0 | 0
4464 | 0 | 0 | 0 | 0 | 0 | 0 | 0 | 0
4465 | 0 | 0 | 0 | 0 | 0 | 0 | 0 | 0
4466 | 0 | 0 | 0 | 0 | 0 | 0 | 0 | 0
4467 | 0 | 0 | 0 | 0 | 0 | 0 | 0 | 0
4468 | 0 | 0 | 0 | 0 | 0 | 0 | 0 | 0
4469 | 0 | 0 | 0 | 0 | 0 | 0 | 0 | 0
4470 | 0 | 0 | 0 | 0 | 0 | 0 | 0 | 0
4471 | 0 | 0 | 0 | 0 | 0 | 0 | 0 | 0
4472 | 0 | 0 | 0 | 0 | 0 | 0 | 0 | 0
4473 | 1 | 0.074112 | 1 | 0.02903 | 1 | 0.066535 | 1 | 0.066535
4474 | 1 | 0.10153 | 1 | 0.040598 | 1 | 0.092473 | 1 | 0.092473
4475 | 1 | 0.12122 | 1 | 0.045474 | 1 | 0.11079 | 1 | 0.11079
4476 | 1 | 0.12878 | 1 | 0.048849 | 1 | 0.11872 | 1 | 0.11872
4477 | 1 | 0.11151 | 1 | 0.04412 | 1 | 0.10081 | 1 | 0.10081
4478 | 1 | 0.11455 | 1 | 0.045324 | 1 | 0.10356 | 1 | 0.10356
4479 | 1 | 0.091659 | 1 | 0.033373 | 1 | 0.081863 | 1 | 0.081863
4480 | 1 | 0.071522 | 1 | 0.026288 | 1 | 0.064344 | 1 | 0.064344
4481 | 1 | 0.088005 | 1 | 0.032347 | 1 | 0.079173 | 1 | 0.079173
4482 | 1 | 0.097722 | 1 | 0.038279 | 1 | 0.087732 | 1 | 0.087732
4483 | 1 | 0.093047 | 1 | 0.033878 | 1 | 0.083103 | 1 | 0.083103
4484 | 1 | 0.087809 | 1 | 0.034066 | 1 | 0.078308 | 1 | 0.078308
4485 | 1 | 0.080805 | 1 | 0.031349 | 1 | 0.072062 | 1 | 0.072062
4486 | 1 | 0.066052 | 1 | 0.025873 | 1 | 0.0593 | 1 | 0.0593
4487 | 1 | 0.042596 | 1 | 0.016685 | 1 | 0.038242 | 1 | 0.038242
4488 | 1 | 0.02086 | 1 | 0.0075949 | 1 | 0.01863 | 1 | 0.01863
4489 | 0 | 0 | 0 | 0 | 0 | 0 | 0 | 0
4490 | 0 | 0 | 0 | 0 | 0 | 0 | 0 | 0
4491 | 0 | 0 | 0 | 0 | 0 | 0 | 0 | 0
4492 | 0 | 0 | 0 | 0 | 0 | 0 | 0 | 0
4493 | 0 | 0 | 0 | 0 | 0 | 0 | 0 | 0
4494 | 0 | 0 | 0 | 0 | 0 | 0 | 0 | 0
4495 | 0 | 0 | 0 | 0 | 0 | 0 | 0 | 0
4496 | 0 | 0 | 0 | 0 | 0 | 0 | 0 | 0
4497 | 0 | 0 | 0 | 0 | 0 | 0 | 0 | 0
4498 | 0 | 0 | 0 | 0 | 0 | 0 | 0 | 0
4499 | 0 | 0 | 0 | 0 | 0 | 0 | 0 | 0
4500 | 0 | 0 | 0 | 0 | 0 | 0 | 0 | 0
4501 | 0 | 0 | 0 | 0 | 0 | 0 | 0 | 0
4502 | 0 | 0 | 0 | 0 | 0 | 0 | 0 | 0
4503 | 0 | 0 | 0 | 0 | 0 | 0 | 0 | 0
4504 | 0 | 0 | 0 | 0 | 0 | 0 | 0 | 0
4505 | 0 | 0 | 0 | 0 | 0 | 0 | 0 | 0
4506 | 1 | 0.014809 | 1 | 0.0057453 | 1 | 0.013207 | 1 | 0.013207
4507 | 1 | 0.015541 | 1 | 0.0060291 | 1 | 0.013859 | 1 | 0.013859
4508 | 1 | 0.025702 | 1 | 0.0099715 | 1 | 0.022921 | 1 | 0.022921
4509 | 1 | 0.032151 | 1 | 0.012473 | 1 | 0.028672 | 1 | 0.028672
4510 | 1 | 0.029784 | 1 | 0.011555 | 1 | 0.026562 | 1 | 0.026562
4511 | 1 | 0.017454 | 1 | 0.0067716 | 1 | 0.015566 | 1 | 0.015566
4512 | 1 | 0.015574 | 1 | 0.0060419 | 1 | 0.013888 | 1 | 0.013888
4513 | 1 | 0.014052 | 1 | 0.0051162 | 1 | 0.01255 | 1 | 0.01255
4514 | 1 | 0.013212 | 1 | 0.0048105 | 1 | 0.0118 | 1 | 0.0118
4515 | 1 | 0.012553 | 1 | 0.0045706 | 1 | 0.011212 | 1 | 0.011212
4516 | 1 | 0.01291 | 1 | 0.0050086 | 1 | 0.011513 | 1 | 0.011513
4517 | 1 | 0.012159 | 1 | 0.0047627 | 1 | 0.010916 | 1 | 0.010916
4518 | 1 | 0.011626 | 1 | 0.0045539 | 1 | 0.010437 | 1 | 0.010437
4519 | 1 | 0.012083 | 1 | 0.0047329 | 1 | 0.010848 | 1 | 0.010848
4520 | 1 | 0.011834 | 1 | 0.0046826 | 1 | 0.0107 | 1 | 0.0107
4521 | 1 | 0.010611 | 1 | 0.0039392 | 1 | 0.0096199 | 1 | 0.0096199
4522 | 1 | 0.010423 | 1 | 0.0038694 | 1 | 0.0094495 | 1 | 0.0094495
4523 | 1 | 0.029017 | 1 | 0.011733 | 1 | 0.026637 | 1 | 0.026637
4524 | 1 | 0.0412 | 1 | 0.015456 | 1 | 0.037656 | 1 | 0.037656
4525 | 1 | 0.061281 | 1 | 0.024779 | 1 | 0.056257 | 1 | 0.056257
4526 | 1 | 0.082011 | 1 | 0.031476 | 1 | 0.076304 | 1 | 0.076304
4527 | 1 | 0.11991 | 1 | 0.050308 | 1 | 0.11302 | 1 | 0.11302
4528 | 1 | 0.14255 | 1 | 0.054713 | 1 | 0.13263 | 1 | 0.13263
4529 | 1 | 0.13344 | 1 | 0.055265 | 1 | 0.12461 | 1 | 0.12461
4530 | 1 | 0.1321 | 1 | 0.052823 | 1 | 0.12032 | 1 | 0.12032
4531 | 1 | 0.1304 | 1 | 0.04892 | 1 | 0.11919 | 1 | 0.11919
4532 | 1 | 0.11881 | 1 | 0.04457 | 1 | 0.10859 | 1 | 0.10859
4533 | 1 | 0.11127 | 1 | 0.044494 | 1 | 0.10135 | 1 | 0.10135
4534 | 1 | 0.097108 | 1 | 0.038423 | 1 | 0.087796 | 1 | 0.087796
4535 | 1 | 0.070817 | 1 | 0.02774 | 1 | 0.063577 | 1 | 0.063577
4536 | 1 | 0.042683 | 1 | 0.015845 | 1 | 0.038696 | 1 | 0.038696
4537 | 1 | 0.024453 | 1 | 0.0090777 | 1 | 0.022169 | 1 | 0.022169
4538 | 1 | 0.013255 | 1 | 0.0048719 | 1 | 0.011925 | 1 | 0.011925
4539 | 1 | 0.013355 | 1 | 0.0052314 | 1 | 0.01199 | 1 | 0.01199
4540 | 1 | 0.01329 | 1 | 0.0048388 | 1 | 0.01187 | 1 | 0.01187
4541 | 1 | 0.014052 | 1 | 0.0054517 | 1 | 0.012532 | 1 | 0.012532
4542 | 1 | 0.013234 | 1 | 0.0048184 | 1 | 0.011819 | 1 | 0.011819
4543 | 1 | 0.024177 | 1 | 0.0088863 | 1 | 0.021751 | 1 | 0.021751
4544 | 1 | 0.083954 | 1 | 0.033571 | 1 | 0.076468 | 1 | 0.076468
4545 | 1 | 0.11338 | 1 | 0.045336 | 1 | 0.10327 | 1 | 0.10327
4546 | 1 | 0.1306 | 1 | 0.049541 | 1 | 0.1204 | 1 | 0.1204
4547 | 1 | 0.13666 | 1 | 0.055905 | 1 | 0.1265 | 1 | 0.1265
4548 | 1 | 0.10565 | 1 | 0.041057 | 1 | 0.099264 | 1 | 0.099264
4549 | 1 | 0.13296 | 1 | 0.053093 | 1 | 0.12764 | 1 | 0.12764
4550 | 1 | 0.18561 | 1 | 0.075233 | 1 | 0.18031 | 1 | 0.18031
4551 | 1 | 0.21086 | 1 | 0.086843 | 1 | 0.20748 | 1 | 0.20748
4552 | 1 | 0.18294 | 1 | 0.072036 | 1 | 0.17368 | 1 | 0.17368
4553 | 1 | 0.17781 | 1 | 0.077928 | 1 | 0.17302 | 1 | 0.17302
4554 | 1 | 0.20233 | 1 | 0.093423 | 1 | 0.20469 | 1 | 0.20469
4555 | 1 | 0.22475 | 1 | 0.089748 | 1 | 0.21575 | 1 | 0.21575
4556 | 1 | 0.1896 | 1 | 0.078526 | 1 | 0.17706 | 1 | 0.17706
4557 | 1 | 0.14948 | 1 | 0.059147 | 1 | 0.13515 | 1 | 0.13515
4558 | 1 | 0.12072 | 1 | 0.046914 | 1 | 0.11342 | 1 | 0.11342
4559 | 1 | 0.090012 | 1 | 0.034144 | 1 | 0.082983 | 1 | 0.082983
4560 | 1 | 0.060199 | 1 | 0.024072 | 1 | 0.054832 | 1 | 0.054832
4561 | 1 | 0.02726 | 1 | 0.0099255 | 1 | 0.024347 | 1 | 0.024347
4562 | 0 | 0 | 0 | 0 | 0 | 0 | 0 | 0
4563 | 0 | 0 | 0 | 0 | 0 | 0 | 0 | 0
4564 | 0 | 0 | 0 | 0 | 0 | 0 | 0 | 0
4565 | 0 | 0 | 0 | 0 | 0 | 0 | 0 | 0
4566 | 0 | 0 | 0 | 0 | 0 | 0 | 0 | 0
4567 | 0 | 0 | 0 | 0 | 0 | 0 | 0 | 0
4568 | 1 | 0.070142 | 1 | 0.027475 | 1 | 0.062972 | 1 | 0.062972
4569 | 1 | 0.10007 | 1 | 0.040015 | 1 | 0.091146 | 1 | 0.091146
4570 | 1 | 0.11813 | 1 | 0.044812 | 1 | 0.10891 | 1 | 0.10891
4571 | 1 | 0.13864 | 1 | 0.056717 | 1 | 0.12833 | 1 | 0.12833
4572 | 1 | 0.14547 | 1 | 0.061033 | 1 | 0.13712 | 1 | 0.13712
4573 | 1 | 0.14305 | 1 | 0.056328 | 1 | 0.13581 | 1 | 0.13581
4574 | 1 | 0.16542 | 1 | 0.066058 | 1 | 0.1588 | 1 | 0.1588
4575 | 1 | 0.2038 | 1 | 0.086688 | 1 | 0.19402 | 1 | 0.19402
4576 | 1 | 0.22978 | 1 | 0.097738 | 1 | 0.21875 | 1 | 0.21875
4577 | 1 | 0.23864 | 1 | 0.09397 | 1 | 0.22656 | 1 | 0.22656
4578 | 1 | 0.27267 | 1 | 0.11293 | 1 | 0.25463 | 1 | 0.25463
4579 | 1 | 0.25172 | 1 | 0.095486 | 1 | 0.23207 | 1 | 0.23207
4580 | 1 | 0.19524 | 1 | 0.078074 | 1 | 0.17784 | 1 | 0.17784
4581 | 1 | 0.14518 | 1 | 0.057445 | 1 | 0.13126 | 1 | 0.13126
4582 | 1 | 0.11006 | 1 | 0.040073 | 1 | 0.098299 | 1 | 0.098299
4583 | 0 | 0 | 0 | 0 | 0 | 0 | 0 | 0
4584 | 0 | 0 | 0 | 0 | 0 | 0 | 0 | 0
4585 | 0 | 0 | 0 | 0 | 0 | 0 | 0 | 0
4586 | 0 | 0 | 0 | 0 | 0 | 0 | 0 | 0
4587 | 0 | 0 | 0 | 0 | 0 | 0 | 0 | 0
4588 | 0 | 0 | 0 | 0 | 0 | 0 | 0 | 0
4589 | 0 | 0 | 0 | 0 | 0 | 0 | 0 | 0
4590 | 0 | 0 | 0 | 0 | 0 | 0 | 0 | 0
4591 | 1 | 0.014403 | 1 | 0.005244 | 1 | 0.012863 | 1 | 0.012863
4592 | 1 | 0.050619 | 1 | 0.020468 | 1 | 0.046469 | 1 | 0.046469
4593 | 1 | 0.096621 | 1 | 0.040539 | 1 | 0.091075 | 1 | 0.091075
4594 | 1 | 0.1169 | 1 | 0.049726 | 1 | 0.11129 | 1 | 0.11129
4595 | 1 | 0.13989 | 1 | 0.061307 | 1 | 0.13612 | 1 | 0.13612
4596 | 1 | 0.16036 | 1 | 0.070278 | 1 | 0.15604 | 1 | 0.15604
4597 | 1 | 0.15305 | 1 | 0.063035 | 1 | 0.1506 | 1 | 0.1506
4598 | 1 | 0.16354 | 1 | 0.068512 | 1 | 0.16314 | 1 | 0.16314
4599 | 1 | 0.22682 | 1 | 0.10281 | 1 | 0.2263 | 1 | 0.2263
4600 | 1 | 0.23835 | 1 | 0.1017 | 1 | 0.24131 | 1 | 0.24131
4601 | 1 | 0.28216 | 1 | 0.12789 | 1 | 0.28151 | 1 | 0.28151
4602 | 1 | 0.28903 | 1 | 0.11904 | 1 | 0.28439 | 1 | 0.28439
4603 | 1 | 0.28547 | 1 | 0.114 | 1 | 0.27405 | 1 | 0.27405
4604 | 1 | 0.2447 | 1 | 0.10267 | 1 | 0.23066 | 1 | 0.23066
4605 | 1 | 0.17745 | 1 | 0.068108 | 1 | 0.16511 | 1 | 0.16511
4606 | 1 | 0.14274 | 1 | 0.054145 | 1 | 0.13159 | 1 | 0.13159
4607 | 1 | 0.10554 | 1 | 0.039594 | 1 | 0.096464 | 1 | 0.096464
4608 | 1 | 0.072729 | 1 | 0.026732 | 1 | 0.065429 | 1 | 0.065429
4609 | 0 | 0 | 0 | 0 | 0 | 0 | 0 | 0
4610 | 0 | 0 | 0 | 0 | 0 | 0 | 0 | 0
4611 | 0 | 0 | 0 | 0 | 0 | 0 | 0 | 0
4612 | 0 | 0 | 0 | 0 | 0 | 0 | 0 | 0
4613 | 0 | 0 | 0 | 0 | 0 | 0 | 0 | 0
4614 | 0 | 0 | 0 | 0 | 0 | 0 | 0 | 0
4615 | 0 | 0 | 0 | 0 | 0 | 0 | 0 | 0
4616 | 1 | 0.059214 | 1 | 0.022214 | 1 | 0.054121 | 1 | 0.054121
4617 | 1 | 0.096426 | 1 | 0.038558 | 1 | 0.087828 | 1 | 0.087828
4618 | 1 | 0.082929 | 1 | 0.031829 | 1 | 0.077158 | 1 | 0.077158
4619 | 1 | 0.11057 | 1 | 0.046392 | 1 | 0.10423 | 1 | 0.10423
4620 | 1 | 0.1385 | 1 | 0.057362 | 1 | 0.12934 | 1 | 0.12934
4621 | 1 | 0.15896 | 1 | 0.061771 | 1 | 0.14935 | 1 | 0.14935
4622 | 1 | 0.1929 | 1 | 0.082049 | 1 | 0.18364 | 1 | 0.18364
4623 | 1 | 0.21661 | 1 | 0.090882 | 1 | 0.20418 | 1 | 0.20418
4624 | 1 | 0.21824 | 1 | 0.094187 | 1 | 0.20998 | 1 | 0.20998
4625 | 1 | 0.21292 | 1 | 0.091891 | 1 | 0.20486 | 1 | 0.20486
4626 | 1 | 0.22701 | 1 | 0.08939 | 1 | 0.21552 | 1 | 0.21552
4627 | 1 | 0.21092 | 1 | 0.080009 | 1 | 0.19445 | 1 | 0.19445
4628 | 1 | 0.17684 | 1 | 0.071506 | 1 | 0.16234 | 1 | 0.16234
4629 | 1 | 0.14621 | 1 | 0.058466 | 1 | 0.13317 | 1 | 0.13317
4630 | 1 | 0.12197 | 1 | 0.048773 | 1 | 0.11109 | 1 | 0.11109
4631 | 1 | 0.084667 | 1 | 0.031431 | 1 | 0.076757 | 1 | 0.076757
4632 | 1 | 0.057869 | 1 | 0.022668 | 1 | 0.051953 | 1 | 0.051953
4633 | 1 | 0.033862 | 1 | 0.013264 | 1 | 0.0304 | 1 | 0.0304
4634 | 1 | 0.016921 | 1 | 0.0062193 | 1 | 0.015223 | 1 | 0.015223
4635 | 1 | 0.012801 | 1 | 0.0050649 | 1 | 0.011573 | 1 | 0.011573
4636 | 1 | 0.012821 | 1 | 0.005022 | 1 | 0.01151 | 1 | 0.01151
4637 | 1 | 0.012993 | 1 | 0.0047308 | 1 | 0.011605 | 1 | 0.011605
4638 | 1 | 0.013273 | 1 | 0.005199 | 1 | 0.011916 | 1 | 0.011916
4639 | 1 | 0.031835 | 1 | 0.01273 | 1 | 0.028996 | 1 | 0.028996
4640 | 1 | 0.095343 | 1 | 0.038551 | 1 | 0.087526 | 1 | 0.087526
4641 | 1 | 0.11942 | 1 | 0.045833 | 1 | 0.11111 | 1 | 0.11111
4642 | 1 | 0.14887 | 1 | 0.062459 | 1 | 0.14032 | 1 | 0.14032
4643 | 1 | 0.16652 | 1 | 0.071866 | 1 | 0.16022 | 1 | 0.16022
4644 | 1 | 0.16924 | 1 | 0.073039 | 1 | 0.16283 | 1 | 0.16283
4645 | 1 | 0.1638 | 1 | 0.067461 | 1 | 0.16117 | 1 | 0.16117
4646 | 1 | 0.20171 | 1 | 0.089852 | 1 | 0.19865 | 1 | 0.19865
4647 | 1 | 0.23801 | 1 | 0.11713 | 1 | 0.25279 | 1 | 0.25279
4648 | 1 | 0.27275 | 1 | 0.1312 | 1 | 0.28466 | 1 | 0.28466
4649 | 1 | 0.27429 | 1 | 0.11297 | 1 | 0.26989 | 1 | 0.26989
4650 | 1 | 0.30469 | 1 | 0.13149 | 1 | 0.29315 | 1 | 0.29315
4651 | 1 | 0.29484 | 1 | 0.12541 | 1 | 0.28069 | 1 | 0.28069
4652 | 1 | 0.23052 | 1 | 0.098054 | 1 | 0.21946 | 1 | 0.21946
4653 | 1 | 0.17065 | 1 | 0.064733 | 1 | 0.15733 | 1 | 0.15733
4654 | 1 | 0.14193 | 1 | 0.053837 | 1 | 0.13084 | 1 | 0.13084
4655 | 1 | 0.11265 | 1 | 0.04555 | 1 | 0.10341 | 1 | 0.10341
4656 | 1 | 0.074036 | 1 | 0.027484 | 1 | 0.067119 | 1 | 0.067119
4657 | 1 | 0.049017 | 1 | 0.019395 | 1 | 0.044316 | 1 | 0.044316
4658 | 1 | 0.028163 | 1 | 0.010351 | 1 | 0.025336 | 1 | 0.025336
4659 | 1 | 0.016717 | 1 | 0.0061446 | 1 | 0.01504 | 1 | 0.01504
4660 | 1 | 0.013554 | 1 | 0.0049351 | 1 | 0.012106 | 1 | 0.012106
4661 | 0 | 0 | 0 | 0 | 0 | 0 | 0 | 0
4662 | 1 | 0.014394 | 1 | 0.0056383 | 1 | 0.012923 | 1 | 0.012923
4663 | 1 | 0.012779 | 1 | 0.0050562 | 1 | 0.011553 | 1 | 0.011553
4664 | 1 | 0.059184 | 1 | 0.023931 | 1 | 0.054332 | 1 | 0.054332
4665 | 1 | 0.095865 | 1 | 0.039703 | 1 | 0.089522 | 1 | 0.089522
4666 | 1 | 0.13062 | 1 | 0.054803 | 1 | 0.12312 | 1 | 0.12312
4667 | 1 | 0.13604 | 1 | 0.054322 | 1 | 0.13059 | 1 | 0.13059
4668 | 1 | 0.16022 | 1 | 0.067123 | 1 | 0.15983 | 1 | 0.15983
4669 | 1 | 0.1819 | 1 | 0.083988 | 1 | 0.18402 | 1 | 0.18402
4670 | 1 | 0.19903 | 1 | 0.086604 | 1 | 0.20475 | 1 | 0.20475
4671 | 1 | 0.22929 | 1 | 0.09783 | 1 | 0.23214 | 1 | 0.23214
4672 | 1 | 0.25077 | 1 | 0.107 | 1 | 0.25389 | 1 | 0.25389
4673 | 1 | 0.28808 | 1 | 0.12833 | 1 | 0.28372 | 1 | 0.28372
4674 | 1 | 0.28412 | 1 | 0.11701 | 1 | 0.27956 | 1 | 0.27956
4675 | 1 | 0.26791 | 1 | 0.10859 | 1 | 0.26027 | 1 | 0.26027
4676 | 1 | 0.2192 | 1 | 0.093238 | 1 | 0.20868 | 1 | 0.20868
4677 | 1 | 0.17513 | 1 | 0.071645 | 1 | 0.16211 | 1 | 0.16211
4678 | 1 | 0.14625 | 1 | 0.060571 | 1 | 0.13657 | 1 | 0.13657
4679 | 1 | 0.106 | 1 | 0.04021 | 1 | 0.097726 | 1 | 0.097726
4680 | 1 | 0.075209 | 1 | 0.028214 | 1 | 0.06874 | 1 | 0.06874
4681 | 1 | 0.049065 | 1 | 0.018214 | 1 | 0.044481 | 1 | 0.044481
4682 | 1 | 0.031227 | 1 | 0.011592 | 1 | 0.02831 | 1 | 0.02831
4683 | 1 | 0.019626 | 1 | 0.0078481 | 1 | 0.017876 | 1 | 0.017876
4684 | 1 | 0.012382 | 1 | 0.0048994 | 1 | 0.011195 | 1 | 0.011195
4685 | 1 | 0.0112 | 1 | 0.0041577 | 1 | 0.010154 | 1 | 0.010154
4686 | 1 | 0.010259 | 1 | 0.0038485 | 1 | 0.0093763 | 1 | 0.0093763
4687 | 1 | 0.053434 | 1 | 0.020269 | 1 | 0.049261 | 1 | 0.049261
4688 | 1 | 0.11071 | 1 | 0.045291 | 1 | 0.10248 | 1 | 0.10248
4689 | 1 | 0.12748 | 1 | 0.050196 | 1 | 0.12102 | 1 | 0.12102
4690 | 1 | 0.15516 | 1 | 0.067998 | 1 | 0.15098 | 1 | 0.15098
4691 | 1 | 0.15269 | 1 | 0.068017 | 1 | 0.15038 | 1 | 0.15038
4692 | 1 | 0.15277 | 1 | 0.07195 | 1 | 0.15689 | 1 | 0.15689
4693 | 1 | 0.19201 | 1 | 0.092363 | 1 | 0.20039 | 1 | 0.20039
4694 | 1 | 0.23191 | 1 | 0.12009 | 1 | 0.25628 | 1 | 0.25628
4695 | 1 | 0.2694 | 1 | 0.12687 | 1 | 0.27665 | 1 | 0.27665
4696 | 1 | 0.25626 | 1 | 0.11389 | 1 | 0.26823 | 1 | 0.26823
4697 | 1 | 0.26225 | 1 | 0.1256 | 1 | 0.29203 | 1 | 0.29203
4698 | 1 | 0.3095 | 1 | 0.14576 | 1 | 0.31783 | 1 | 0.31783
4699 | 1 | 0.26029 | 1 | 0.10904 | 1 | 0.25965 | 1 | 0.25965
4700 | 1 | 0.22963 | 1 | 0.10063 | 1 | 0.22344 | 1 | 0.22344
4701 | 1 | 0.18423 | 1 | 0.072543 | 1 | 0.1749 | 1 | 0.1749
4702 | 1 | 0.15481 | 1 | 0.060159 | 1 | 0.14545 | 1 | 0.14545
4703 | 1 | 0.12575 | 1 | 0.052082 | 1 | 0.11743 | 1 | 0.11743
4704 | 1 | 0.094131 | 1 | 0.038985 | 1 | 0.087903 | 1 | 0.087903
4705 | 1 | 0.063966 | 1 | 0.024858 | 1 | 0.060099 | 1 | 0.060099
4706 | 1 | 0.050291 | 1 | 0.0211 | 1 | 0.047404 | 1 | 0.047404
4707 | 1 | 0.039598 | 1 | 0.0164 | 1 | 0.036978 | 1 | 0.036978
4708 | 1 | 0.028727 | 1 | 0.011752 | 1 | 0.026591 | 1 | 0.026591
4709 | 1 | 0.020315 | 1 | 0.0082142 | 1 | 0.018649 | 1 | 0.018649
4710 | 1 | 0.023376 | 1 | 0.0087695 | 1 | 0.021365 | 1 | 0.021365
4711 | 1 | 0.053736 | 1 | 0.021983 | 1 | 0.049741 | 1 | 0.049741
4712 | 1 | 0.10724 | 1 | 0.043871 | 1 | 0.099269 | 1 | 0.099269
4713 | 1 | 0.13992 | 1 | 0.059513 | 1 | 0.1332 | 1 | 0.1332
4714 | 1 | 0.16673 | 1 | 0.07307 | 1 | 0.16224 | 1 | 0.16224
4715 | 1 | 0.18675 | 1 | 0.08319 | 1 | 0.18392 | 1 | 0.18392
4716 | 1 | 0.19336 | 1 | 0.087645 | 1 | 0.19292 | 1 | 0.19292
4717 | 1 | 0.18746 | 1 | 0.077204 | 1 | 0.18445 | 1 | 0.18445
4718 | 1 | 0.1908 | 1 | 0.083619 | 1 | 0.18566 | 1 | 0.18566
4719 | 1 | 0.19463 | 1 | 0.085296 | 1 | 0.18938 | 1 | 0.18938
4720 | 1 | 0.19223 | 1 | 0.082958 | 1 | 0.18495 | 1 | 0.18495
4721 | 1 | 0.17454 | 1 | 0.071884 | 1 | 0.17174 | 1 | 0.17174
4722 | 1 | 0.17772 | 1 | 0.075827 | 1 | 0.17993 | 1 | 0.17993
4723 | 1 | 0.19318 | 1 | 0.082172 | 1 | 0.18391 | 1 | 0.18391
4724 | 1 | 0.16239 | 1 | 0.067256 | 1 | 0.15165 | 1 | 0.15165
4725 | 1 | 0.13371 | 1 | 0.050721 | 1 | 0.12327 | 1 | 0.12327
4726 | 1 | 0.11449 | 1 | 0.043944 | 1 | 0.10653 | 1 | 0.10653
4727 | 1 | 0.095177 | 1 | 0.040484 | 1 | 0.090609 | 1 | 0.090609
4728 | 1 | 0.070368 | 1 | 0.029524 | 1 | 0.066328 | 1 | 0.066328
4729 | 1 | 0.045306 | 1 | 0.017606 | 1 | 0.042566 | 1 | 0.042566
4730 | 1 | 0.030103 | 1 | 0.011419 | 1 | 0.027752 | 1 | 0.027752
4731 | 1 | 0.022753 | 1 | 0.0093081 | 1 | 0.021062 | 1 | 0.021062
4732 | 1 | 0.01636 | 1 | 0.0062057 | 1 | 0.015082 | 1 | 0.015082
4733 | 1 | 0.012195 | 1 | 0.0049308 | 1 | 0.011195 | 1 | 0.011195
4734 | 1 | 0.017397 | 1 | 0.0065991 | 1 | 0.016038 | 1 | 0.016038
4735 | 1 | 0.04457 | 1 | 0.017106 | 1 | 0.041468 | 1 | 0.041468
4736 | 1 | 0.10284 | 1 | 0.041685 | 1 | 0.099908 | 1 | 0.099908
4737 | 1 | 0.13756 | 1 | 0.05576 | 1 | 0.13364 | 1 | 0.13364
4738 | 1 | 0.17385 | 1 | 0.078801 | 1 | 0.17345 | 1 | 0.17345
4739 | 1 | 0.18219 | 1 | 0.084122 | 1 | 0.18431 | 1 | 0.18431
4740 | 1 | 0.16276 | 1 | 0.063247 | 1 | 0.15291 | 1 | 0.15291
4741 | 1 | 0.14344 | 1 | 0.059405 | 1 | 0.13395 | 1 | 0.13395
4742 | 1 | 0.12344 | 1 | 0.049295 | 1 | 0.1185 | 1 | 0.1185
4743 | 1 | 0.16258 | 1 | 0.07369 | 1 | 0.1622 | 1 | 0.1622
4744 | 1 | 0.21963 | 1 | 0.10565 | 1 | 0.22922 | 1 | 0.22922
4745 | 1 | 0.24066 | 1 | 0.10237 | 1 | 0.22911 | 1 | 0.22911
4746 | 1 | 0.2175 | 1 | 0.09008 | 1 | 0.20311 | 1 | 0.20311
4747 | 1 | 0.20871 | 1 | 0.09147 | 1 | 0.20309 | 1 | 0.20309
4748 | 1 | 0.16891 | 1 | 0.06651 | 1 | 0.16036 | 1 | 0.16036
4749 | 1 | 0.14936 | 1 | 0.061858 | 1 | 0.13948 | 1 | 0.13948
4750 | 1 | 0.1235 | 1 | 0.049935 | 1 | 0.11337 | 1 | 0.11337
4751 | 1 | 0.088495 | 1 | 0.035387 | 1 | 0.080604 | 1 | 0.080604
4752 | 1 | 0.055087 | 1 | 0.021578 | 1 | 0.049455 | 1 | 0.049455
4753 | 1 | 0.030126 | 1 | 0.010969 | 1 | 0.026906 | 1 | 0.026906
4754 | 0 | 0 | 0 | 0 | 0 | 0 | 0 | 0
4755 | 0 | 0 | 0 | 0 | 0 | 0 | 0 | 0
4756 | 0 | 0 | 0 | 0 | 0 | 0 | 0 | 0
4757 | 0 | 0 | 0 | 0 | 0 | 0 | 0 | 0
4758 | 0 | 0 | 0 | 0 | 0 | 0 | 0 | 0
4759 | 1 | 0.019312 | 1 | 0.0070983 | 1 | 0.017374 | 1 | 0.017374
4760 | 1 | 0.067534 | 1 | 0.026454 | 1 | 0.06063 | 1 | 0.06063
4761 | 1 | 0.067864 | 1 | 0.025459 | 1 | 0.062027 | 1 | 0.062027
4762 | 1 | 0.10021 | 1 | 0.04052 | 1 | 0.091996 | 1 | 0.091996
4763 | 1 | 0.11167 | 1 | 0.042861 | 1 | 0.1039 | 1 | 0.1039
4764 | 1 | 0.13634 | 1 | 0.052982 | 1 | 0.1281 | 1 | 0.1281
4765 | 1 | 0.14895 | 1 | 0.05948 | 1 | 0.14299 | 1 | 0.14299
4766 | 1 | 0.18764 | 1 | 0.083587 | 1 | 0.1848 | 1 | 0.1848
4767 | 1 | 0.2201 | 1 | 0.094986 | 1 | 0.21176 | 1 | 0.21176
4768 | 1 | 0.21876 | 1 | 0.086139 | 1 | 0.20768 | 1 | 0.20768
4769 | 1 | 0.23935 | 1 | 0.097016 | 1 | 0.23252 | 1 | 0.23252
4770 | 1 | 0.24665 | 1 | 0.098493 | 1 | 0.23678 | 1 | 0.23678
4771 | 1 | 0.25065 | 1 | 0.10516 | 1 | 0.23626 | 1 | 0.23626
4772 | 1 | 0.18277 | 1 | 0.070148 | 1 | 0.17005 | 1 | 0.17005
4773 | 1 | 0.14609 | 1 | 0.055417 | 1 | 0.13468 | 1 | 0.13468
4774 | 1 | 0.11819 | 1 | 0.043441 | 1 | 0.10633 | 1 | 0.10633
4775 | 1 | 0.084932 | 1 | 0.030923 | 1 | 0.075855 | 1 | 0.075855
4776 | 1 | 0.059754 | 1 | 0.023182 | 1 | 0.053288 | 1 | 0.053288
4777 | 0 | 0 | 0 | 0 | 0 | 0 | 0 | 0
4778 | 0 | 0 | 0 | 0 | 0 | 0 | 0 | 0
4779 | 1 | 0.016995 | 1 | 0.0065935 | 1 | 0.015156 | 1 | 0.015156
4780 | 0 | 0 | 0 | 0 | 0 | 0 | 0 | 0
4781 | 0 | 0 | 0 | 0 | 0 | 0 | 0 | 0
4782 | 0 | 0 | 0 | 0 | 0 | 0 | 0 | 0
4783 | 1 | 0.019751 | 1 | 0.0074095 | 1 | 0.018052 | 1 | 0.018052
4784 | 1 | 0.077569 | 1 | 0.029771 | 1 | 0.07217 | 1 | 0.07217
4785 | 1 | 0.11142 | 1 | 0.046145 | 1 | 0.10405 | 1 | 0.10405
4786 | 1 | 0.10056 | 1 | 0.042775 | 1 | 0.095738 | 1 | 0.095738
4787 | 1 | 0.1112 | 1 | 0.043785 | 1 | 0.10557 | 1 | 0.10557
4788 | 1 | 0.14723 | 1 | 0.060978 | 1 | 0.13749 | 1 | 0.13749
4789 | 1 | 0.15095 | 1 | 0.063335 | 1 | 0.14229 | 1 | 0.14229
4790 | 1 | 0.17375 | 1 | 0.071958 | 1 | 0.16225 | 1 | 0.16225
4791 | 1 | 0.17011 | 1 | 0.071266 | 1 | 0.1697 | 1 | 0.1697
4792 | 1 | 0.18164 | 1 | 0.080912 | 1 | 0.17889 | 1 | 0.17889
4793 | 1 | 0.14833 | 1 | 0.058409 | 1 | 0.14082 | 1 | 0.14082
4794 | 1 | 0.13977 | 1 | 0.053645 | 1 | 0.13004 | 1 | 0.13004
4795 | 1 | 0.14778 | 1 | 0.060454 | 1 | 0.13679 | 1 | 0.13679
4796 | 1 | 0.12857 | 1 | 0.049345 | 1 | 0.11962 | 1 | 0.11962
4797 | 1 | 0.12436 | 1 | 0.051503 | 1 | 0.11613 | 1 | 0.11613
4798 | 1 | 0.10847 | 1 | 0.044374 | 1 | 0.10041 | 1 | 0.10041
4799 | 1 | 0.076079 | 1 | 0.028541 | 1 | 0.069535 | 1 | 0.069535
4800 | 1 | 0.051512 | 1 | 0.019324 | 1 | 0.047081 | 1 | 0.047081
4801 | 1 | 0.034058 | 1 | 0.012919 | 1 | 0.031399 | 1 | 0.031399
4802 | 1 | 0.019849 | 1 | 0.0078538 | 1 | 0.017946 | 1 | 0.017946
4803 | 1 | 0.01046 | 1 | 0.0042294 | 1 | 0.0096023 | 1 | 0.0096023
4804 | 1 | 0.0098782 | 1 | 0.0039501 | 1 | 0.0089974 | 1 | 0.0089974
4805 | 1 | 0.011548 | 1 | 0.0045691 | 1 | 0.01044 | 1 | 0.01044
4806 | 1 | 0.0091812 | 1 | 0.0034827 | 1 | 0.0084642 | 1 | 0.0084642
4807 | 1 | 0.029611 | 1 | 0.012114 | 1 | 0.02741 | 1 | 0.02741
4808 | 1 | 0.054937 | 1 | 0.021632 | 1 | 0.052155 | 1 | 0.052155
4809 | 1 | 0.10908 | 1 | 0.048589 | 1 | 0.10743 | 1 | 0.10743
4810 | 1 | 0.16114 | 1 | 0.079297 | 1 | 0.17114 | 1 | 0.17114
4811 | 1 | 0.17432 | 1 | 0.085981 | 1 | 0.19898 | 1 | 0.19898
4812 | 1 | 0.19287 | 1 | 0.092776 | 1 | 0.20129 | 1 | 0.20129
4813 | 1 | 0.20311 | 1 | 0.092063 | 1 | 0.20264 | 1 | 0.20264
4814 | 1 | 0.22653 | 1 | 0.098572 | 1 | 0.23304 | 1 | 0.23304
4815 | 1 | 0.25037 | 1 | 0.11127 | 1 | 0.26206 | 1 | 0.26206
4816 | 1 | 0.2683 | 1 | 0.1124 | 1 | 0.26764 | 1 | 0.26764
4817 | 1 | 0.24365 | 1 | 0.11358 | 1 | 0.26528 | 1 | 0.26528
4818 | 1 | 0.27293 | 1 | 0.11434 | 1 | 0.27226 | 1 | 0.27226
4819 | 1 | 0.28067 | 1 | 0.12959 | 1 | 0.28394 | 1 | 0.28394
4820 | 1 | 0.21987 | 1 | 0.09772 | 1 | 0.23014 | 1 | 0.23014
4821 | 1 | 0.19123 | 1 | 0.083211 | 1 | 0.19673 | 1 | 0.19673
4822 | 1 | 0.17572 | 1 | 0.07701 | 1 | 0.17099 | 1 | 0.17099
4823 | 1 | 0.13645 | 1 | 0.057251 | 1 | 0.12862 | 1 | 0.12862
4824 | 1 | 0.10087 | 1 | 0.041778 | 1 | 0.0942 | 1 | 0.0942
4825 | 1 | 0.06987 | 1 | 0.027512 | 1 | 0.066332 | 1 | 0.066332
4826 | 1 | 0.051842 | 1 | 0.019897 | 1 | 0.048234 | 1 | 0.048234
4827 | 1 | 0.038338 | 1 | 0.014714 | 1 | 0.03567 | 1 | 0.03567
4828 | 1 | 0.029251 | 1 | 0.011827 | 1 | 0.026853 | 1 | 0.026853
4829 | 1 | 0.023897 | 1 | 0.0096626 | 1 | 0.021938 | 1 | 0.021938
4830 | 1 | 0.02597 | 1 | 0.0099676 | 1 | 0.024163 | 1 | 0.024163
4831 | 1 | 0.044327 | 1 | 0.018854 | 1 | 0.042199 | 1 | 0.042199
4832 | 1 | 0.1019 | 1 | 0.041304 | 1 | 0.098993 | 1 | 0.098993
4833 | 1 | 0.1398 | 1 | 0.061269 | 1 | 0.13604 | 1 | 0.13604
4834 | 1 | 0.13123 | 1 | 0.053193 | 1 | 0.12749 | 1 | 0.12749
4835 | 1 | 0.16035 | 1 | 0.06604 | 1 | 0.15778 | 1 | 0.15778
4836 | 1 | 0.17308 | 1 | 0.078449 | 1 | 0.17268 | 1 | 0.17268
4837 | 1 | 0.14676 | 1 | 0.058606 | 1 | 0.14089 | 1 | 0.14089
4838 | 1 | 0.12301 | 1 | 0.049122 | 1 | 0.11809 | 1 | 0.11809
4839 | 1 | 0.13363 | 1 | 0.057017 | 1 | 0.13529 | 1 | 0.13529
4840 | 1 | 0.21122 | 1 | 0.094089 | 1 | 0.20802 | 1 | 0.20802
4841 | 1 | 0.24209 | 1 | 0.10448 | 1 | 0.23292 | 1 | 0.23292
4842 | 1 | 0.2305 | 1 | 0.092043 | 1 | 0.22127 | 1 | 0.22127
4843 | 1 | 0.21892 | 1 | 0.086201 | 1 | 0.20783 | 1 | 0.20783
4844 | 1 | 0.1938 | 1 | 0.080264 | 1 | 0.18098 | 1 | 0.18098
4845 | 1 | 0.1479 | 1 | 0.057475 | 1 | 0.13896 | 1 | 0.13896
4846 | 1 | 0.12485 | 1 | 0.048518 | 1 | 0.1173 | 1 | 0.1173
4847 | 1 | 0.09954 | 1 | 0.040721 | 1 | 0.092139 | 1 | 0.092139
4848 | 1 | 0.079693 | 1 | 0.036797 | 1 | 0.080623 | 1 | 0.080623
4849 | 1 | 0.061551 | 1 | 0.026181 | 1 | 0.058597 | 1 | 0.058597
4850 | 1 | 0.039013 | 1 | 0.015579 | 1 | 0.037451 | 1 | 0.037451
4851 | 1 | 0.028272 | 1 | 0.010851 | 1 | 0.026304 | 1 | 0.026304
4852 | 1 | 0.027521 | 1 | 0.012061 | 1 | 0.026779 | 1 | 0.026779
4853 | 1 | 0.027544 | 1 | 0.010999 | 1 | 0.026442 | 1 | 0.026442
4854 | 1 | 0.033196 | 1 | 0.013928 | 1 | 0.031291 | 1 | 0.031291
4855 | 1 | 0.053909 | 1 | 0.021527 | 1 | 0.051752 | 1 | 0.051752
4856 | 1 | 0.1066 | 1 | 0.046718 | 1 | 0.10373 | 1 | 0.10373
4857 | 1 | 0.13431 | 1 | 0.059828 | 1 | 0.13227 | 1 | 0.13227
4858 | 1 | 0.16493 | 1 | 0.070155 | 1 | 0.15702 | 1 | 0.15702
4859 | 1 | 0.18851 | 1 | 0.081355 | 1 | 0.18137 | 1 | 0.18137
4860 | 1 | 0.18069 | 1 | 0.074418 | 1 | 0.17779 | 1 | 0.17779
4861 | 1 | 0.20429 | 1 | 0.094327 | 1 | 0.20667 | 1 | 0.20667
4862 | 1 | 0.21978 | 1 | 0.09994 | 1 | 0.23442 | 1 | 0.23442
4863 | 1 | 0.26833 | 1 | 0.12908 | 1 | 0.28004 | 1 | 0.28004
4864 | 1 | 0.26823 | 1 | 0.11237 | 1 | 0.26757 | 1 | 0.26757
4865 | 1 | 0.26663 | 1 | 0.1117 | 1 | 0.26598 | 1 | 0.26598
4866 | 1 | 0.28164 | 1 | 0.12343 | 1 | 0.27405 | 1 | 0.27405
4867 | 1 | 0.24308 | 1 | 0.094461 | 1 | 0.22838 | 1 | 0.22838
4868 | 1 | 0.20405 | 1 | 0.083477 | 1 | 0.18888 | 1 | 0.18888
4869 | 1 | 0.1621 | 1 | 0.06149 | 1 | 0.14945 | 1 | 0.14945
4870 | 1 | 0.13446 | 1 | 0.051606 | 1 | 0.1251 | 1 | 0.1251
4871 | 1 | 0.10147 | 1 | 0.041031 | 1 | 0.093155 | 1 | 0.093155
4872 | 1 | 0.067109 | 1 | 0.026287 | 1 | 0.060248 | 1 | 0.060248
4873 | 1 | 0.039429 | 1 | 0.015601 | 1 | 0.035648 | 1 | 0.035648
4874 | 1 | 0.027145 | 1 | 0.010741 | 1 | 0.024542 | 1 | 0.024542
4875 | 1 | 0.016434 | 1 | 0.0059836 | 1 | 0.014678 | 1 | 0.014678
4876 | 0 | 0 | 0 | 0 | 0 | 0 | 0 | 0
4877 | 0 | 0 | 0 | 0 | 0 | 0 | 0 | 0
4878 | 0 | 0 | 0 | 0 | 0 | 0 | 0 | 0
4879 | 1 | 0.020135 | 1 | 0.0078117 | 1 | 0.017957 | 1 | 0.017957
4880 | 1 | 0.064485 | 1 | 0.025786 | 1 | 0.058735 | 1 | 0.058735
4881 | 1 | 0.10077 | 1 | 0.041223 | 1 | 0.093275 | 1 | 0.093275
4882 | 1 | 0.1263 | 1 | 0.047908 | 1 | 0.11643 | 1 | 0.11643
4883 | 1 | 0.15333 | 1 | 0.065218 | 1 | 0.14597 | 1 | 0.14597
4884 | 1 | 0.12833 | 1 | 0.050268 | 1 | 0.11521 | 1 | 0.11521
4885 | 1 | 0.15901 | 1 | 0.073422 | 1 | 0.16087 | 1 | 0.16087
4886 | 1 | 0.21245 | 1 | 0.10714 | 1 | 0.22996 | 1 | 0.22996
4887 | 1 | 0.24033 | 1 | 0.1212 | 1 | 0.26015 | 1 | 0.26015
4888 | 1 | 0.23717 | 1 | 0.11056 | 1 | 0.25823 | 1 | 0.25823
4889 | 1 | 0.27551 | 1 | 0.13253 | 1 | 0.28754 | 1 | 0.28754
4890 | 1 | 0.28133 | 1 | 0.1299 | 1 | 0.28461 | 1 | 0.28461
4891 | 1 | 0.21336 | 1 | 0.087873 | 1 | 0.20994 | 1 | 0.20994
4892 | 1 | 0.17503 | 1 | 0.069896 | 1 | 0.16803 | 1 | 0.16803
4893 | 1 | 0.1423 | 1 | 0.053977 | 1 | 0.13118 | 1 | 0.13118
4894 | 1 | 0.11425 | 1 | 0.042413 | 1 | 0.10358 | 1 | 0.10358
4895 | 1 | 0.081919 | 1 | 0.029827 | 1 | 0.073164 | 1 | 0.073164
4896 | 0 | 0 | 0 | 0 | 0 | 0 | 0 | 0
4897 | 0 | 0 | 0 | 0 | 0 | 0 | 0 | 0
4898 | 0 | 0 | 0 | 0 | 0 | 0 | 0 | 0
4899 | 0 | 0 | 0 | 0 | 0 | 0 | 0 | 0
4900 | 0 | 0 | 0 | 0 | 0 | 0 | 0 | 0
4901 | 0 | 0 | 0 | 0 | 0 | 0 | 0 | 0
4902 | 0 | 0 | 0 | 0 | 0 | 0 | 0 | 0
4903 | 0 | 0 | 0 | 0 | 0 | 0 | 0 | 0
4904 | 0 | 0 | 0 | 0 | 0 | 0 | 0 | 0
4905 | 1 | 0.04547 | 1 | 0.018385 | 1 | 0.041742 | 1 | 0.041742
4906 | 1 | 0.061305 | 1 | 0.024257 | 1 | 0.055426 | 1 | 0.055426
4907 | 1 | 0.068696 | 1 | 0.027777 | 1 | 0.063064 | 1 | 0.063064
4908 | 1 | 0.091333 | 1 | 0.034645 | 1 | 0.084201 | 1 | 0.084201
4909 | 1 | 0.11498 | 1 | 0.049623 | 1 | 0.11063 | 1 | 0.11063
4910 | 1 | 0.11843 | 1 | 0.046392 | 1 | 0.10633 | 1 | 0.10633
4911 | 1 | 0.098046 | 1 | 0.038038 | 1 | 0.087437 | 1 | 0.087437
4912 | 1 | 0.10667 | 1 | 0.044176 | 1 | 0.099608 | 1 | 0.099608
4913 | 1 | 0.14534 | 1 | 0.061821 | 1 | 0.13836 | 1 | 0.13836
4914 | 1 | 0.19014 | 1 | 0.074872 | 1 | 0.18052 | 1 | 0.18052
4915 | 1 | 0.19337 | 1 | 0.075145 | 1 | 0.18168 | 1 | 0.18168
4916 | 1 | 0.14399 | 1 | 0.054016 | 1 | 0.1316 | 1 | 0.1316
4917 | 1 | 0.11202 | 1 | 0.041174 | 1 | 0.10078 | 1 | 0.10078
4918 | 1 | 0.090361 | 1 | 0.035057 | 1 | 0.080584 | 1 | 0.080584
4919 | 0 | 0 | 0 | 0 | 0 | 0 | 0 | 0
4920 | 0 | 0 | 0 | 0 | 0 | 0 | 0 | 0
4921 | 0 | 0 | 0 | 0 | 0 | 0 | 0 | 0
4922 | 0 | 0 | 0 | 0 | 0 | 0 | 0 | 0
4923 | 0 | 0 | 0 | 0 | 0 | 0 | 0 | 0
4924 | 0 | 0 | 0 | 0 | 0 | 0 | 0 | 0
4925 | 0 | 0 | 0 | 0 | 0 | 0 | 0 | 0
4926 | 0 | 0 | 0 | 0 | 0 | 0 | 0 | 0
4927 | 0 | 0 | 0 | 0 | 0 | 0 | 0 | 0
4928 | 0 | 0 | 0 | 0 | 0 | 0 | 0 | 0
4929 | 0 | 0 | 0 | 0 | 0 | 0 | 0 | 0
4930 | 1 | 0.033265 | 1 | 0.012905 | 1 | 0.029665 | 1 | 0.029665
4931 | 1 | 0.086309 | 1 | 0.034513 | 1 | 0.078613 | 1 | 0.078613
4932 | 0 | 0 | 0 | 0 | 0 | 0 | 0 | 0
4933 | 0 | 0 | 0 | 0 | 0 | 0 | 0 | 0
4934 | 1 | 0.10118 | 1 | 0.036838 | 1 | 0.090363 | 1 | 0.090363
4935 | 1 | 0.15857 | 1 | 0.062743 | 1 | 0.14337 | 1 | 0.14337
4936 | 1 | 0.20809 | 1 | 0.082335 | 1 | 0.18813 | 1 | 0.18813
4937 | 1 | 0.18128 | 1 | 0.07249 | 1 | 0.16512 | 1 | 0.16512
4938 | 1 | 0.1605 | 1 | 0.058991 | 1 | 0.14439 | 1 | 0.14439
4939 | 1 | 0.15884 | 1 | 0.063516 | 1 | 0.14468 | 1 | 0.14468
4940 | 0 | 0 | 0 | 0 | 0 | 0 | 0 | 0
4941 | 0 | 0 | 0 | 0 | 0 | 0 | 0 | 0
4942 | 0 | 0 | 0 | 0 | 0 | 0 | 0 | 0
4943 | 0 | 0 | 0 | 0 | 0 | 0 | 0 | 0
4944 | 0 | 0 | 0 | 0 | 0 | 0 | 0 | 0
4945 | 0 | 0 | 0 | 0 | 0 | 0 | 0 | 0
4946 | 0 | 0 | 0 | 0 | 0 | 0 | 0 | 0
4947 | 0 | 0 | 0 | 0 | 0 | 0 | 0 | 0
4948 | 0 | 0 | 0 | 0 | 0 | 0 | 0 | 0
4949 | 0 | 0 | 0 | 0 | 0 | 0 | 0 | 0
4950 | 0 | 0 | 0 | 0 | 0 | 0 | 0 | 0
4951 | 0 | 0 | 0 | 0 | 0 | 0 | 0 | 0
4952 | 1 | 0.028253 | 1 | 0.010488 | 1 | 0.025614 | 1 | 0.025614
4953 | 1 | 0.072123 | 1 | 0.02884 | 1 | 0.065692 | 1 | 0.065692
4954 | 1 | 0.072298 | 1 | 0.027425 | 1 | 0.066652 | 1 | 0.066652
4955 | 1 | 0.12468 | 1 | 0.046285 | 1 | 0.11303 | 1 | 0.11303
4956 | 1 | 0.13604 | 1 | 0.0544 | 1 | 0.12391 | 1 | 0.12391
4957 | 1 | 0.13584 | 1 | 0.049927 | 1 | 0.1222 | 1 | 0.1222
4958 | 1 | 0.16624 | 1 | 0.066478 | 1 | 0.15142 | 1 | 0.15142
4959 | 1 | 0.18701 | 1 | 0.068734 | 1 | 0.16824 | 1 | 0.16824
4960 | 1 | 0.21422 | 1 | 0.082217 | 1 | 0.19931 | 1 | 0.19931
4961 | 1 | 0.23712 | 1 | 0.092145 | 1 | 0.22278 | 1 | 0.22278
4962 | 1 | 0.24382 | 1 | 0.091466 | 1 | 0.22284 | 1 | 0.22284
4963 | 1 | 0.22994 | 1 | 0.092974 | 1 | 0.21109 | 1 | 0.21109
4964 | 1 | 0.17151 | 1 | 0.06367 | 1 | 0.15549 | 1 | 0.15549
4965 | 0 | 0 | 0 | 0 | 0 | 0 | 0 | 0
4966 | 0 | 0 | 0 | 0 | 0 | 0 | 0 | 0
4967 | 0 | 0 | 0 | 0 | 0 | 0 | 0 | 0
4968 | 0 | 0 | 0 | 0 | 0 | 0 | 0 | 0
4969 | 0 | 0 | 0 | 0 | 0 | 0 | 0 | 0
4970 | 0 | 0 | 0 | 0 | 0 | 0 | 0 | 0
4971 | 0 | 0 | 0 | 0 | 0 | 0 | 0 | 0
4972 | 0 | 0 | 0 | 0 | 0 | 0 | 0 | 0
4973 | 0 | 0 | 0 | 0 | 0 | 0 | 0 | 0
4974 | 0 | 0 | 0 | 0 | 0 | 0 | 0 | 0
4975 | 0 | 0 | 0 | 0 | 0 | 0 | 0 | 0
4976 | 1 | 0.022873 | 1 | 0.0088737 | 1 | 0.020398 | 1 | 0.020398
4977 | 1 | 0.051452 | 1 | 0.018734 | 1 | 0.045953 | 1 | 0.045953
4978 | 1 | 0.090084 | 1 | 0.036022 | 1 | 0.082052 | 1 | 0.082052
4979 | 1 | 0.10487 | 1 | 0.039341 | 1 | 0.095849 | 1 | 0.095849
4980 | 1 | 0.11702 | 1 | 0.044913 | 1 | 0.10888 | 1 | 0.10888
4981 | 1 | 0.10154 | 1 | 0.03732 | 1 | 0.091347 | 1 | 0.091347
4982 | 1 | 0.099279 | 1 | 0.039282 | 1 | 0.089758 | 1 | 0.089758
4983 | 1 | 0.091481 | 1 | 0.034319 | 1 | 0.083613 | 1 | 0.083613
4984 | 1 | 0.077826 | 1 | 0.030485 | 1 | 0.06987 | 1 | 0.06987
4985 | 0 | 0 | 0 | 0 | 0 | 0 | 0 | 0
4986 | 1 | 0.087958 | 1 | 0.032025 | 1 | 0.078558 | 1 | 0.078558
4987 | 1 | 0.081329 | 1 | 0.029612 | 1 | 0.072637 | 1 | 0.072637
4988 | 0 | 0 | 0 | 0 | 0 | 0 | 0 | 0
4989 | 0 | 0 | 0 | 0 | 0 | 0 | 0 | 0
4990 | 0 | 0 | 0 | 0 | 0 | 0 | 0 | 0
4991 | 1 | 0.038315 | 1 | 0.015008 | 1 | 0.034398 | 1 | 0.034398
4992 | 0 | 0 | 0 | 0 | 0 | 0 | 0 | 0
4993 | 0 | 0 | 0 | 0 | 0 | 0 | 0 | 0
4994 | 0 | 0 | 0 | 0 | 0 | 0 | 0 | 0
4995 | 0 | 0 | 0 | 0 | 0 | 0 | 0 | 0
4996 | 0 | 0 | 0 | 0 | 0 | 0 | 0 | 0
4997 | 0 | 0 | 0 | 0 | 0 | 0 | 0 | 0
4998 | 0 | 0 | 0 | 0 | 0 | 0 | 0 | 0
4999 | 0 | 0 | 0 | 0 | 0 | 0 | 0 | 0
5000 | 0 | 0 | 0 | 0 | 0 | 0 | 0 | 0
5001 | 0 | 0 | 0 | 0 | 0 | 0 | 0 | 0
5002 | 1 | 0.074876 | 1 | 0.028403 | 1 | 0.069029 | 1 | 0.069029
5003 | 1 | 0.087657 | 1 | 0.032541 | 1 | 0.079468 | 1 | 0.079468
5004 | 1 | 0.10592 | 1 | 0.041706 | 1 | 0.10055 | 1 | 0.10055
5005 | 1 | 0.15163 | 1 | 0.059708 | 1 | 0.14396 | 1 | 0.14396
5006 | 1 | 0.17917 | 1 | 0.070549 | 1 | 0.17009 | 1 | 0.17009
5007 | 1 | 0.21406 | 1 | 0.087572 | 1 | 0.19815 | 1 | 0.19815
5008 | 1 | 0.21227 | 1 | 0.07963 | 1 | 0.19401 | 1 | 0.19401
5009 | 1 | 0.22366 | 1 | 0.083906 | 1 | 0.20443 | 1 | 0.20443
5010 | 1 | 0.22281 | 1 | 0.083586 | 1 | 0.20365 | 1 | 0.20365
5011 | 1 | 0.20901 | 1 | 0.081872 | 1 | 0.18764 | 1 | 0.18764
5012 | 0 | 0 | 0 | 0 | 0 | 0 | 0 | 0
5013 | 0 | 0 | 0 | 0 | 0 | 0 | 0 | 0
5014 | 0 | 0 | 0 | 0 | 0 | 0 | 0 | 0
5015 | 0 | 0 | 0 | 0 | 0 | 0 | 0 | 0
5016 | 1 | 0.030091 | 1 | 0.012167 | 1 | 0.027623 | 1 | 0.027623
5017 | 1 | 0.026334 | 1 | 0.010369 | 1 | 0.025 | 1 | 0.025
5018 | 1 | 0.021327 | 1 | 0.0088328 | 1 | 0.019916 | 1 | 0.019916
5019 | 1 | 0.01226 | 1 | 0.0045994 | 1 | 0.011206 | 1 | 0.011206
5020 | 1 | 0.0090821 | 1 | 0.0034071 | 1 | 0.0083009 | 1 | 0.0083009
5021 | 1 | 0.0099081 | 1 | 0.0036782 | 1 | 0.0089824 | 1 | 0.0089824
5022 | 1 | 0.01257 | 1 | 0.0049239 | 1 | 0.011285 | 1 | 0.011285
5023 | 1 | 0.035332 | 1 | 0.014128 | 1 | 0.032181 | 1 | 0.032181
5024 | 1 | 0.091831 | 1 | 0.035245 | 1 | 0.08544 | 1 | 0.08544
5025 | 1 | 0.12732 | 1 | 0.050843 | 1 | 0.12223 | 1 | 0.12223
5026 | 1 | 0.16454 | 1 | 0.072111 | 1 | 0.16011 | 1 | 0.16011
5027 | 1 | 0.17444 | 1 | 0.074426 | 1 | 0.1766 | 1 | 0.1766
5028 | 1 | 0.19529 | 1 | 0.09017 | 1 | 0.19756 | 1 | 0.19756
5029 | 1 | 0.20307 | 1 | 0.095636 | 1 | 0.20854 | 1 | 0.20854
5030 | 1 | 0.21241 | 1 | 0.092427 | 1 | 0.21852 | 1 | 0.21852
5031 | 1 | 0.23232 | 1 | 0.10564 | 1 | 0.2478 | 1 | 0.2478
5032 | 1 | 0.26056 | 1 | 0.1158 | 1 | 0.27273 | 1 | 0.27273
5033 | 1 | 0.27811 | 1 | 0.12102 | 1 | 0.28611 | 1 | 0.28611
5034 | 1 | 0.29212 | 1 | 0.12238 | 1 | 0.29141 | 1 | 0.29141
5035 | 1 | 0.29788 | 1 | 0.13055 | 1 | 0.28986 | 1 | 0.28986
5036 | 1 | 0.22406 | 1 | 0.094006 | 1 | 0.2112 | 1 | 0.2112
5037 | 1 | 0.1678 | 1 | 0.063653 | 1 | 0.1547 | 1 | 0.1547
5038 | 0 | 0 | 0 | 0 | 0 | 0 | 0 | 0
5039 | 0 | 0 | 0 | 0 | 0 | 0 | 0 | 0
5040 | 0 | 0 | 0 | 0 | 0 | 0 | 0 | 0
5041 | 0 | 0 | 0 | 0 | 0 | 0 | 0 | 0
5042 | 0 | 0 | 0 | 0 | 0 | 0 | 0 | 0
5043 | 0 | 0 | 0 | 0 | 0 | 0 | 0 | 0
5044 | 0 | 0 | 0 | 0 | 0 | 0 | 0 | 0
5045 | 0 | 0 | 0 | 0 | 0 | 0 | 0 | 0
5046 | 0 | 0 | 0 | 0 | 0 | 0 | 0 | 0
5047 | 0 | 0 | 0 | 0 | 0 | 0 | 0 | 0
5048 | 0 | 0 | 0 | 0 | 0 | 0 | 0 | 0
5049 | 0 | 0 | 0 | 0 | 0 | 0 | 0 | 0
5050 | 1 | 0.012176 | 1 | 0.0044754 | 1 | 0.010954 | 1 | 0.010954
5051 | 1 | 0.009633 | 1 | 0.003852 | 1 | 0.0087741 | 1 | 0.0087741
5052 | 1 | 0.0067913 | 1 | 0.0027783 | 1 | 0.0062864 | 1 | 0.0062864
5053 | 1 | 0.010208 | 1 | 0.0037169 | 1 | 0.0091174 | 1 | 0.0091174
5054 | 1 | 0.028009 | 1 | 0.010398 | 1 | 0.025392 | 1 | 0.025392
5055 | 1 | 0.067941 | 1 | 0.026076 | 1 | 0.063213 | 1 | 0.063213
5056 | 1 | 0.11945 | 1 | 0.048298 | 1 | 0.10965 | 1 | 0.10965
5057 | 1 | 0.12013 | 1 | 0.047055 | 1 | 0.10785 | 1 | 0.10785
5058 | 1 | 0.11313 | 1 | 0.044313 | 1 | 0.10156 | 1 | 0.10156
5059 | 0 | 0 | 0 | 0 | 0 | 0 | 0 | 0
5060 | 0 | 0 | 0 | 0 | 0 | 0 | 0 | 0
5061 | 1 | 0.089466 | 1 | 0.035399 | 1 | 0.080886 | 1 | 0.080886
5062 | 1 | 0.073998 | 1 | 0.028986 | 1 | 0.066433 | 1 | 0.066433
5063 | 0 | 0 | 0 | 0 | 0 | 0 | 0 | 0
5064 | 0 | 0 | 0 | 0 | 0 | 0 | 0 | 0
5065 | 0 | 0 | 0 | 0 | 0 | 0 | 0 | 0
5066 | 0 | 0 | 0 | 0 | 0 | 0 | 0 | 0
5067 | 0 | 0 | 0 | 0 | 0 | 0 | 0 | 0
5068 | 0 | 0 | 0 | 0 | 0 | 0 | 0 | 0
5069 | 0 | 0 | 0 | 0 | 0 | 0 | 0 | 0
5070 | 0 | 0 | 0 | 0 | 0 | 0 | 0 | 0
5071 | 0 | 0 | 0 | 0 | 0 | 0 | 0 | 0
5072 | 1 | 0.02351 | 1 | 0.0093023 | 1 | 0.021255 | 1 | 0.021255
5073 | 1 | 0.067983 | 1 | 0.025504 | 1 | 0.062136 | 1 | 0.062136
5074 | 1 | 0.10031 | 1 | 0.03763 | 1 | 0.091679 | 1 | 0.091679
5075 | 1 | 0.11765 | 1 | 0.043676 | 1 | 0.10666 | 1 | 0.10666
5076 | 1 | 0.1267 | 1 | 0.047532 | 1 | 0.1158 | 1 | 0.1158
5077 | 1 | 0.14113 | 1 | 0.055283 | 1 | 0.12671 | 1 | 0.12671
5078 | 1 | 0.12366 | 1 | 0.04545 | 1 | 0.11125 | 1 | 0.11125
5079 | 1 | 0.18426 | 1 | 0.072905 | 1 | 0.16659 | 1 | 0.16659
5080 | 1 | 0.21353 | 1 | 0.078482 | 1 | 0.1921 | 1 | 0.1921
5081 | 1 | 0.2359 | 1 | 0.087572 | 1 | 0.21386 | 1 | 0.21386
5082 | 1 | 0.25469 | 1 | 0.094547 | 1 | 0.23089 | 1 | 0.23089
5083 | 1 | 0.2575 | 1 | 0.10087 | 1 | 0.23118 | 1 | 0.23118
5084 | 1 | 0.19207 | 1 | 0.075237 | 1 | 0.17244 | 1 | 0.17244
5085 | 1 | 0.15009 | 1 | 0.058791 | 1 | 0.13474 | 1 | 0.13474
5086 | 1 | 0.1175 | 1 | 0.046024 | 1 | 0.10548 | 1 | 0.10548
5087 | 1 | 0.082789 | 1 | 0.032429 | 1 | 0.074325 | 1 | 0.074325
5088 | 1 | 0.054879 | 1 | 0.021714 | 1 | 0.049616 | 1 | 0.049616
5089 | 1 | 0.034195 | 1 | 0.012694 | 1 | 0.031001 | 1 | 0.031001
5090 | 1 | 0.023513 | 1 | 0.0088206 | 1 | 0.02149 | 1 | 0.02149
5091 | 1 | 0.016559 | 1 | 0.0062814 | 1 | 0.015266 | 1 | 0.015266
5092 | 1 | 0.011503 | 1 | 0.0047058 | 1 | 0.010648 | 1 | 0.010648
5093 | 1 | 0.0097429 | 1 | 0.0037394 | 1 | 0.0090649 | 1 | 0.0090649
5094 | 1 | 0.018412 | 1 | 0.0070667 | 1 | 0.017131 | 1 | 0.017131
5095 | 1 | 0.048344 | 1 | 0.020284 | 1 | 0.045569 | 1 | 0.045569
5096 | 1 | 0.061978 | 1 | 0.026004 | 1 | 0.05842 | 1 | 0.05842
5097 | 1 | 0.062502 | 1 | 0.026585 | 1 | 0.059502 | 1 | 0.059502
5098 | 1 | 0.090418 | 1 | 0.039022 | 1 | 0.086994 | 1 | 0.086994
5099 | 1 | 0.099052 | 1 | 0.04341 | 1 | 0.096383 | 1 | 0.096383
5100 | 1 | 0.070432 | 1 | 0.028125 | 1 | 0.067613 | 1 | 0.067613
5101 | 1 | 0.096714 | 1 | 0.037119 | 1 | 0.089983 | 1 | 0.089983
5102 | 1 | 0.098577 | 1 | 0.038307 | 1 | 0.092616 | 1 | 0.092616
5103 | 1 | 0.1032 | 1 | 0.043297 | 1 | 0.097272 | 1 | 0.097272
5104 | 1 | 0.095875 | 1 | 0.037258 | 1 | 0.090078 | 1 | 0.090078
5105 | 1 | 0.10752 | 1 | 0.046401 | 1 | 0.10345 | 1 | 0.10345
5106 | 1 | 0.11136 | 1 | 0.044469 | 1 | 0.1069 | 1 | 0.1069
5107 | 1 | 0.11662 | 1 | 0.045919 | 1 | 0.11071 | 1 | 0.11071
5108 | 1 | 0.10874 | 1 | 0.042257 | 1 | 0.10217 | 1 | 0.10217
5109 | 1 | 0.10612 | 1 | 0.043949 | 1 | 0.099096 | 1 | 0.099096
5110 | 1 | 0.090176 | 1 | 0.035043 | 1 | 0.084723 | 1 | 0.084723
5111 | 1 | 0.06954 | 1 | 0.027023 | 1 | 0.065335 | 1 | 0.065335
5112 | 1 | 0.048546 | 1 | 0.018865 | 1 | 0.045611 | 1 | 0.045611
5113 | 1 | 0.032139 | 1 | 0.012489 | 1 | 0.030196 | 1 | 0.030196
5114 | 1 | 0.023992 | 1 | 0.0099365 | 1 | 0.022405 | 1 | 0.022405
5115 | 1 | 0.019224 | 1 | 0.0079616 | 1 | 0.017952 | 1 | 0.017952
5116 | 1 | 0.013884 | 1 | 0.0053287 | 1 | 0.012918 | 1 | 0.012918
5117 | 1 | 0.011856 | 1 | 0.0049101 | 1 | 0.011071 | 1 | 0.011071
5118 | 1 | 0.016427 | 1 | 0.0063047 | 1 | 0.015284 | 1 | 0.015284
5119 | 1 | 0.034255 | 1 | 0.014372 | 1 | 0.032289 | 1 | 0.032289
5120 | 1 | 0.070001 | 1 | 0.029775 | 1 | 0.066641 | 1 | 0.066641
5121 | 1 | 0.083067 | 1 | 0.035333 | 1 | 0.07908 | 1 | 0.07908
5122 | 1 | 0.11419 | 1 | 0.045597 | 1 | 0.10962 | 1 | 0.10962
5123 | 1 | 0.13746 | 1 | 0.056614 | 1 | 0.13526 | 1 | 0.13526
5124 | 1 | 0.17733 | 1 | 0.080377 | 1 | 0.17692 | 1 | 0.17692
5125 | 1 | 0.17451 | 1 | 0.071873 | 1 | 0.17171 | 1 | 0.17171
5126 | 1 | 0.18127 | 1 | 0.078877 | 1 | 0.18648 | 1 | 0.18648
5127 | 1 | 0.195 | 1 | 0.079041 | 1 | 0.18944 | 1 | 0.18944
5128 | 1 | 0.22651 | 1 | 0.09045 | 1 | 0.21744 | 1 | 0.21744
5129 | 1 | 0.23899 | 1 | 0.096872 | 1 | 0.23218 | 1 | 0.23218
5130 | 1 | 0.22417 | 1 | 0.099861 | 1 | 0.22078 | 1 | 0.22078
5131 | 1 | 0.19139 | 1 | 0.08141 | 1 | 0.18221 | 1 | 0.18221
5132 | 1 | 0.15905 | 1 | 0.065871 | 1 | 0.14853 | 1 | 0.14853
5133 | 1 | 0.13218 | 1 | 0.05073 | 1 | 0.12298 | 1 | 0.12298
5134 | 1 | 0.11842 | 1 | 0.048443 | 1 | 0.10961 | 1 | 0.10961
5135 | 1 | 0.090185 | 1 | 0.036894 | 1 | 0.08348 | 1 | 0.08348
5136 | 1 | 0.063421 | 1 | 0.025945 | 1 | 0.058706 | 1 | 0.058706
5137 | 1 | 0.04098 | 1 | 0.016765 | 1 | 0.037934 | 1 | 0.037934
5138 | 1 | 0.029472 | 1 | 0.012057 | 1 | 0.027281 | 1 | 0.027281
5139 | 1 | 0.02316 | 1 | 0.0094746 | 1 | 0.021438 | 1 | 0.021438
5140 | 1 | 0.01645 | 1 | 0.0067297 | 1 | 0.015227 | 1 | 0.015227
5141 | 1 | 0.010147 | 1 | 0.0038065 | 1 | 0.0092741 | 1 | 0.0092741
5142 | 1 | 0.011199 | 1 | 0.0041164 | 1 | 0.010075 | 1 | 0.010075
5143 | 1 | 0.012765 | 1 | 0.0046919 | 1 | 0.011484 | 1 | 0.011484
5144 | 1 | 0.012755 | 1 | 0.0046883 | 1 | 0.011475 | 1 | 0.011475
5145 | 1 | 0.013285 | 1 | 0.0048831 | 1 | 0.011952 | 1 | 0.011952
5146 | 1 | 0.048998 | 1 | 0.018009 | 1 | 0.04408 | 1 | 0.04408
5147 | 1 | 0.13806 | 1 | 0.055821 | 1 | 0.12674 | 1 | 0.12674
5148 | 1 | 0.13644 | 1 | 0.051185 | 1 | 0.12471 | 1 | 0.12471
5149 | 1 | 0.12553 | 1 | 0.04878 | 1 | 0.11794 | 1 | 0.11794
5150 | 1 | 0.15085 | 1 | 0.058622 | 1 | 0.14173 | 1 | 0.14173
5151 | 1 | 0.20984 | 1 | 0.086906 | 1 | 0.19596 | 1 | 0.19596
5152 | 1 | 0.22397 | 1 | 0.09276 | 1 | 0.20915 | 1 | 0.20915
5153 | 1 | 0.22256 | 1 | 0.085419 | 1 | 0.20707 | 1 | 0.20707
5154 | 1 | 0.22534 | 1 | 0.083652 | 1 | 0.20429 | 1 | 0.20429
5155 | 1 | 0.21083 | 1 | 0.076763 | 1 | 0.1883 | 1 | 0.1883
5156 | 0 | 0 | 0 | 0 | 0 | 0 | 0 | 0
5157 | 0 | 0 | 0 | 0 | 0 | 0 | 0 | 0
5158 | 0 | 0 | 0 | 0 | 0 | 0 | 0 | 0
5159 | 0 | 0 | 0 | 0 | 0 | 0 | 0 | 0
5160 | 0 | 0 | 0 | 0 | 0 | 0 | 0 | 0
5161 | 0 | 0 | 0 | 0 | 0 | 0 | 0 | 0
5162 | 0 | 0 | 0 | 0 | 0 | 0 | 0 | 0
5163 | 0 | 0 | 0 | 0 | 0 | 0 | 0 | 0
5164 | 0 | 0 | 0 | 0 | 0 | 0 | 0 | 0
5165 | 0 | 0 | 0 | 0 | 0 | 0 | 0 | 0
5166 | 0 | -0.0050074 | 0 | -0.0050074 | 0 | -0.021808 | 0 | -0.021808
5167 | 0 | 0 | 0 | 0 | 0 | 0 | 0 | 0
5168 | 0 | 0 | 0 | 0 | 0 | 0 | 0 | 0
5169 | 1 | 0.013022 | 1 | 0.0047864 | 1 | 0.011715 | 1 | 0.011715
5170 | 1 | 0.026227 | 1 | 0.0097364 | 1 | 0.023777 | 1 | 0.023777
5171 | 1 | 0.07513 | 1 | 0.030378 | 1 | 0.06897 | 1 | 0.06897
5172 | 1 | 0.11041 | 1 | 0.045725 | 1 | 0.1031 | 1 | 0.1031
5173 | 1 | 0.1187 | 1 | 0.045025 | 1 | 0.10943 | 1 | 0.10943
5174 | 1 | 0.15799 | 1 | 0.065432 | 1 | 0.14754 | 1 | 0.14754
5175 | 1 | 0.17396 | 1 | 0.067603 | 1 | 0.16344 | 1 | 0.16344
5176 | 1 | 0.21909 | 1 | 0.091923 | 1 | 0.20651 | 1 | 0.20651
5177 | 1 | 0.23263 | 1 | 0.091603 | 1 | 0.22085 | 1 | 0.22085
5178 | 1 | 0.23327 | 1 | 0.09065 | 1 | 0.21917 | 1 | 0.21917
5179 | 1 | 0.18719 | 1 | 0.072743 | 1 | 0.17587 | 1 | 0.17587
5180 | 1 | 0.16282 | 1 | 0.067434 | 1 | 0.15205 | 1 | 0.15205
5181 | 1 | 0.14264 | 1 | 0.059077 | 1 | 0.13321 | 1 | 0.13321
5182 | 1 | 0.11665 | 1 | 0.046646 | 1 | 0.10625 | 1 | 0.10625
5183 | 1 | 0.079465 | 1 | 0.029208 | 1 | 0.07149 | 1 | 0.07149
5184 | 1 | 0.052781 | 1 | 0.020477 | 1 | 0.04707 | 1 | 0.04707
5185 | 0 | 0 | 0 | 0 | 0 | 0 | 0 | 0
5186 | 0 | 0 | 0 | 0 | 0 | 0 | 0 | 0
5187 | 0 | 0 | 0 | 0 | 0 | 0 | 0 | 0
5188 | 0 | 0 | 0 | 0 | 0 | 0 | 0 | 0
5189 | 0 | 0 | 0 | 0 | 0 | 0 | 0 | 0
5190 | 0 | 0 | 0 | 0 | 0 | 0 | 0 | 0
5191 | 0 | 0 | 0 | 0 | 0 | 0 | 0 | 0
5192 | 1 | 0.029304 | 1 | 0.011116 | 1 | 0.027016 | 1 | 0.027016
5193 | 1 | 0.076092 | 1 | 0.030767 | 1 | 0.069853 | 1 | 0.069853
5194 | 1 | 0.11436 | 1 | 0.047361 | 1 | 0.10679 | 1 | 0.10679
5195 | 1 | 0.14606 | 1 | 0.062125 | 1 | 0.13905 | 1 | 0.13905
5196 | 1 | 0.14935 | 1 | 0.05964 | 1 | 0.14338 | 1 | 0.14338
5197 | 1 | 0.16683 | 1 | 0.072001 | 1 | 0.16052 | 1 | 0.16052
5198 | 1 | 0.19533 | 1 | 0.085602 | 1 | 0.19006 | 1 | 0.19006
5199 | 1 | 0.21516 | 1 | 0.087212 | 1 | 0.20902 | 1 | 0.20902
5200 | 1 | 0.25177 | 1 | 0.10865 | 1 | 0.24223 | 1 | 0.24223
5201 | 1 | 0.27066 | 1 | 0.11681 | 1 | 0.26041 | 1 | 0.26041
5202 | 1 | 0.26848 | 1 | 0.1142 | 1 | 0.2556 | 1 | 0.2556
5203 | 1 | 0.24191 | 1 | 0.094008 | 1 | 0.22728 | 1 | 0.22728
5204 | 1 | 0.19688 | 1 | 0.080541 | 1 | 0.18224 | 1 | 0.18224
5205 | 1 | 0.15224 | 1 | 0.058431 | 1 | 0.14165 | 1 | 0.14165
5206 | 1 | 0.12512 | 1 | 0.047462 | 1 | 0.11535 | 1 | 0.11535
5207 | 1 | 0.09163 | 1 | 0.034375 | 1 | 0.083749 | 1 | 0.083749
5208 | 1 | 0.066192 | 1 | 0.026469 | 1 | 0.06029 | 1 | 0.06029
5209 | 1 | 0.043741 | 1 | 0.017686 | 1 | 0.040155 | 1 | 0.040155
5210 | 1 | 0.027081 | 1 | 0.010273 | 1 | 0.024966 | 1 | 0.024966
5211 | 1 | 0.020121 | 1 | 0.0081359 | 1 | 0.018472 | 1 | 0.018472
5212 | 1 | 0.012344 | 1 | 0.0046825 | 1 | 0.01138 | 1 | 0.01138
5213 | 1 | 0.0082649 | 1 | 0.0031005 | 1 | 0.007554 | 1 | 0.007554
5214 | 1 | 0.0086652 | 1 | 0.0032507 | 1 | 0.0079198 | 1 | 0.0079198
5215 | 1 | 0.0088362 | 1 | 0.0033149 | 1 | 0.0080762 | 1 | 0.0080762
5216 | 1 | 0.0099857 | 1 | 0.003707 | 1 | 0.0090528 | 1 | 0.0090528
5217 | 1 | 0.011824 | 1 | 0.0046783 | 1 | 0.01069 | 1 | 0.01069
5218 | 1 | 0.021841 | 1 | 0.0086418 | 1 | 0.019746 | 1 | 0.019746
5219 | 1 | 0.04171 | 1 | 0.016338 | 1 | 0.037446 | 1 | 0.037446
5220 | 0 | 0 | 0 | 0 | 0 | 0 | 0 | 0
5221 | 1 | 0.067718 | 1 | 0.024656 | 1 | 0.060481 | 1 | 0.060481
5222 | 1 | 0.084025 | 1 | 0.032599 | 1 | 0.074934 | 1 | 0.074934
5223 | 1 | 0.089932 | 1 | 0.035227 | 1 | 0.080738 | 1 | 0.080738
5224 | 1 | 0.088242 | 1 | 0.032434 | 1 | 0.079386 | 1 | 0.079386
5225 | 1 | 0.093742 | 1 | 0.034455 | 1 | 0.084334 | 1 | 0.084334
5226 | 1 | 0.10028 | 1 | 0.036857 | 1 | 0.090212 | 1 | 0.090212
5227 | 1 | 0.10326 | 1 | 0.040446 | 1 | 0.0927 | 1 | 0.0927
5228 | 1 | 0.089853 | 1 | 0.032715 | 1 | 0.08025 | 1 | 0.08025
5229 | 1 | 0.085942 | 1 | 0.031588 | 1 | 0.077317 | 1 | 0.077317
5230 | 1 | 0.082049 | 1 | 0.032465 | 1 | 0.07418 | 1 | 0.07418
5231 | 1 | 0.061372 | 1 | 0.024283 | 1 | 0.055487 | 1 | 0.055487
5232 | 1 | 0.040501 | 1 | 0.016025 | 1 | 0.036617 | 1 | 0.036617
5233 | 1 | 0.023062 | 1 | 0.0084764 | 1 | 0.020747 | 1 | 0.020747
5234 | 1 | 0.014899 | 1 | 0.0054762 | 1 | 0.013404 | 1 | 0.013404
5235 | 1 | 0.011911 | 1 | 0.0044217 | 1 | 0.010798 | 1 | 0.010798
5236 | 1 | 0.008955 | 1 | 0.0033969 | 1 | 0.0082557 | 1 | 0.0082557
5237 | 1 | 0.0080944 | 1 | 0.0032729 | 1 | 0.0074307 | 1 | 0.0074307
5238 | 1 | 0.0085491 | 1 | 0.0032072 | 1 | 0.0078137 | 1 | 0.0078137
5239 | 1 | 0.0096206 | 1 | 0.00389 | 1 | 0.0088317 | 1 | 0.0088317
5240 | 1 | 0.047968 | 1 | 0.01841 | 1 | 0.04463 | 1 | 0.04463
5241 | 1 | 0.044585 | 1 | 0.017326 | 1 | 0.041889 | 1 | 0.041889
5242 | 1 | 0.060581 | 1 | 0.025769 | 1 | 0.057674 | 1 | 0.057674
5243 | 1 | 0.1129 | 1 | 0.046499 | 1 | 0.11109 | 1 | 0.11109
5244 | 1 | 0.12732 | 1 | 0.051607 | 1 | 0.12369 | 1 | 0.12369
5245 | 1 | 0.15199 | 1 | 0.067707 | 1 | 0.14969 | 1 | 0.14969
5246 | 1 | 0.15898 | 1 | 0.078233 | 1 | 0.16884 | 1 | 0.16884
5247 | 1 | 0.19775 | 1 | 0.10075 | 1 | 0.23198 | 1 | 0.23198
5248 | 1 | 0.2578 | 1 | 0.13349 | 1 | 0.28489 | 1 | 0.28489
5249 | 1 | 0.2344 | 1 | 0.10927 | 1 | 0.25521 | 1 | 0.25521
5250 | 1 | 0.23581 | 1 | 0.10992 | 1 | 0.25674 | 1 | 0.25674
5251 | 1 | 0.25152 | 1 | 0.12099 | 1 | 0.2625 | 1 | 0.2625
5252 | 1 | 0.19421 | 1 | 0.077553 | 1 | 0.18644 | 1 | 0.18644
5253 | 1 | 0.17076 | 1 | 0.073693 | 1 | 0.16429 | 1 | 0.16429
5254 | 1 | 0.14607 | 1 | 0.060496 | 1 | 0.13641 | 1 | 0.13641
5255 | 1 | 0.10622 | 1 | 0.040292 | 1 | 0.097925 | 1 | 0.097925
5256 | 1 | 0.085336 | 1 | 0.036828 | 1 | 0.082104 | 1 | 0.082104
5257 | 1 | 0.057483 | 1 | 0.021805 | 1 | 0.052994 | 1 | 0.052994
5258 | 1 | 0.039011 | 1 | 0.014798 | 1 | 0.035965 | 1 | 0.035965
5259 | 1 | 0.027173 | 1 | 0.010088 | 1 | 0.024635 | 1 | 0.024635
5260 | 1 | 0.018202 | 1 | 0.0072022 | 1 | 0.016457 | 1 | 0.016457
5261 | 1 | 0.013172 | 1 | 0.0048413 | 1 | 0.01185 | 1 | 0.01185
5262 | 1 | 0.011368 | 1 | 0.0042201 | 1 | 0.010306 | 1 | 0.010306
5263 | 1 | 0.010719 | 1 | 0.004334 | 1 | 0.0098398 | 1 | 0.0098398
5264 | 1 | 0.1491 | 1 | 0.062558 | 1 | 0.14054 | 1 | 0.14054
5265 | 1 | 0.14108 | 1 | 0.055552 | 1 | 0.13394 | 1 | 0.13394
5266 | 1 | 0.15905 | 1 | 0.063514 | 1 | 0.15269 | 1 | 0.15269
5267 | 1 | 0.15186 | 1 | 0.066552 | 1 | 0.14777 | 1 | 0.14777
5268 | 1 | 0.18446 | 1 | 0.083607 | 1 | 0.18403 | 1 | 0.18403
5269 | 1 | 0.20235 | 1 | 0.093429 | 1 | 0.20471 | 1 | 0.20471
5270 | 1 | 0.21113 | 1 | 0.090082 | 1 | 0.21375 | 1 | 0.21375
5271 | 1 | 0.23702 | 1 | 0.10113 | 1 | 0.23996 | 1 | 0.23996
5272 | 1 | 0.24082 | 1 | 0.10089 | 1 | 0.24023 | 1 | 0.24023
5273 | 1 | 0.20638 | 1 | 0.091937 | 1 | 0.20326 | 1 | 0.20326
5274 | 1 | 0.21053 | 1 | 0.093782 | 1 | 0.20734 | 1 | 0.20734
5275 | 1 | 0.1977 | 1 | 0.086643 | 1 | 0.19237 | 1 | 0.19237
5276 | 1 | 0.16403 | 1 | 0.065502 | 1 | 0.15747 | 1 | 0.15747
5277 | 1 | 0.14395 | 1 | 0.05594 | 1 | 0.13525 | 1 | 0.13525
5278 | 1 | 0.12342 | 1 | 0.04796 | 1 | 0.11595 | 1 | 0.11595
5279 | 1 | 0.10425 | 1 | 0.043739 | 1 | 0.098264 | 1 | 0.098264
5280 | 1 | 0.070351 | 1 | 0.027339 | 1 | 0.066097 | 1 | 0.066097
5281 | 1 | 0.048422 | 1 | 0.018817 | 1 | 0.045494 | 1 | 0.045494
5282 | 1 | 0.036545 | 1 | 0.01495 | 1 | 0.033828 | 1 | 0.033828
5283 | 1 | 0.026611 | 1 | 0.010479 | 1 | 0.025264 | 1 | 0.025264
5284 | 1 | 0.02012 | 1 | 0.0076322 | 1 | 0.018549 | 1 | 0.018549
5285 | 1 | 0.014348 | 1 | 0.0053826 | 1 | 0.013114 | 1 | 0.013114
5286 | 1 | 0.020184 | 1 | 0.0081611 | 1 | 0.018529 | 1 | 0.018529
5287 | 1 | 0.041007 | 1 | 0.016775 | 1 | 0.037958 | 1 | 0.037958
5288 | 1 | 0.087371 | 1 | 0.035743 | 1 | 0.080876 | 1 | 0.080876
5289 | 1 | 0.11279 | 1 | 0.043288 | 1 | 0.10494 | 1 | 0.10494
5290 | 1 | 0.15178 | 1 | 0.06456 | 1 | 0.14449 | 1 | 0.14449
5291 | 1 | 0.17446 | 1 | 0.072253 | 1 | 0.16292 | 1 | 0.16292
5292 | 1 | 0.17005 | 1 | 0.066081 | 1 | 0.15976 | 1 | 0.15976
5293 | 1 | 0.14871 | 1 | 0.058557 | 1 | 0.14118 | 1 | 0.14118
5294 | 1 | 0.15282 | 1 | 0.063291 | 1 | 0.14271 | 1 | 0.14271
5295 | 1 | 0.15228 | 1 | 0.064772 | 1 | 0.14497 | 1 | 0.14497
5296 | 1 | 0.14943 | 1 | 0.062697 | 1 | 0.14085 | 1 | 0.14085
5297 | 1 | 0.13323 | 1 | 0.049981 | 1 | 0.12177 | 1 | 0.12177
5298 | 1 | 0.13986 | 1 | 0.057214 | 1 | 0.12946 | 1 | 0.12946
5299 | 1 | 0.13705 | 1 | 0.052602 | 1 | 0.12752 | 1 | 0.12752
5300 | 1 | 0.11546 | 1 | 0.042863 | 1 | 0.10467 | 1 | 0.10467
5301 | 1 | 0.10356 | 1 | 0.040566 | 1 | 0.092974 | 1 | 0.092974
5302 | 1 | 0.093539 | 1 | 0.038739 | 1 | 0.08735 | 1 | 0.08735
5303 | 1 | 0.068343 | 1 | 0.027634 | 1 | 0.06274 | 1 | 0.06274
5304 | 1 | 0.041476 | 1 | 0.016585 | 1 | 0.037778 | 1 | 0.037778
5305 | 1 | 0.023199 | 1 | 0.0091792 | 1 | 0.020974 | 1 | 0.020974
5306 | 1 | 0.014182 | 1 | 0.0051636 | 1 | 0.012666 | 1 | 0.012666
5307 | 0 | 0 | 0 | 0 | 0 | 0 | 0 | 0
5308 | 0 | 0 | 0 | 0 | 0 | 0 | 0 | 0
5309 | 0 | 0 | 0 | 0 | 0 | 0 | 0 | 0
5310 | 0 | 0 | 0 | 0 | 0 | 0 | 0 | 0
5311 | 0 | 0 | 0 | 0 | 0 | 0 | 0 | 0
5312 | 0 | 0 | 0 | 0 | 0 | 0 | 0 | 0
5313 | 1 | 0.083483 | 1 | 0.030685 | 1 | 0.075105 | 1 | 0.075105
5314 | 1 | 0.12194 | 1 | 0.045267 | 1 | 0.11055 | 1 | 0.11055
5315 | 1 | 0.15394 | 1 | 0.062243 | 1 | 0.14131 | 1 | 0.14131
5316 | 1 | 0.15769 | 1 | 0.060522 | 1 | 0.14672 | 1 | 0.14672
5317 | 1 | 0.16742 | 1 | 0.065059 | 1 | 0.15729 | 1 | 0.15729
5318 | 1 | 0.20645 | 1 | 0.087815 | 1 | 0.19654 | 1 | 0.19654
5319 | 1 | 0.22545 | 1 | 0.088773 | 1 | 0.21403 | 1 | 0.21403
5320 | 1 | 0.25605 | 1 | 0.10604 | 1 | 0.2391 | 1 | 0.2391
5321 | 1 | 0.2569 | 1 | 0.098601 | 1 | 0.23903 | 1 | 0.23903
5322 | 1 | 0.26556 | 1 | 0.1032 | 1 | 0.24951 | 1 | 0.24951
5323 | 1 | 0.24967 | 1 | 0.10475 | 1 | 0.23534 | 1 | 0.23534
5324 | 1 | 0.1949 | 1 | 0.078805 | 1 | 0.17892 | 1 | 0.17892
5325 | 1 | 0.15853 | 1 | 0.063303 | 1 | 0.15218 | 1 | 0.15218
5326 | 1 | 0.13776 | 1 | 0.053532 | 1 | 0.12943 | 1 | 0.12943
5327 | 1 | 0.11121 | 1 | 0.046058 | 1 | 0.10385 | 1 | 0.10385
5328 | 1 | 0.07488 | 1 | 0.028404 | 1 | 0.069033 | 1 | 0.069033
5329 | 1 | 0.048871 | 1 | 0.019542 | 1 | 0.044513 | 1 | 0.044513
5330 | 1 | 0.027375 | 1 | 0.010062 | 1 | 0.024627 | 1 | 0.024627
5331 | 1 | 0.017466 | 1 | 0.0064197 | 1 | 0.015713 | 1 | 0.015713
5332 | 1 | 0.012868 | 1 | 0.0050915 | 1 | 0.011634 | 1 | 0.011634
5333 | 1 | 0.012366 | 1 | 0.0048928 | 1 | 0.01118 | 1 | 0.01118
5334 | 1 | 0.012445 | 1 | 0.0045741 | 1 | 0.011196 | 1 | 0.011196
5335 | 1 | 0.011609 | 1 | 0.0043095 | 1 | 0.010524 | 1 | 0.010524
5336 | 1 | 0.059552 | 1 | 0.02259 | 1 | 0.054902 | 1 | 0.054902
5337 | 1 | 0.074753 | 1 | 0.029049 | 1 | 0.070233 | 1 | 0.070233
5338 | 1 | 0.12106 | 1 | 0.050139 | 1 | 0.11305 | 1 | 0.11305
5339 | 1 | 0.14311 | 1 | 0.057866 | 1 | 0.13138 | 1 | 0.13138
5340 | 1 | 0.15513 | 1 | 0.062725 | 1 | 0.14241 | 1 | 0.14241
5341 | 1 | 0.15761 | 1 | 0.065274 | 1 | 0.14718 | 1 | 0.14718
5342 | 1 | 0.20459 | 1 | 0.084732 | 1 | 0.19105 | 1 | 0.19105
5343 | 1 | 0.22985 | 1 | 0.090506 | 1 | 0.21821 | 1 | 0.21821
5344 | 1 | 0.25089 | 1 | 0.097495 | 1 | 0.23572 | 1 | 0.23572
5345 | 1 | 0.2588 | 1 | 0.10057 | 1 | 0.24315 | 1 | 0.24315
5346 | 1 | 0.26015 | 1 | 0.11589 | 1 | 0.25621 | 1 | 0.25621
5347 | 1 | 0.23548 | 1 | 0.095448 | 1 | 0.22876 | 1 | 0.22876
5348 | 1 | 0.18653 | 1 | 0.073451 | 1 | 0.17709 | 1 | 0.17709
5349 | 1 | 0.16015 | 1 | 0.064756 | 1 | 0.14702 | 1 | 0.14702
5350 | 1 | 0.12912 | 1 | 0.049557 | 1 | 0.12013 | 1 | 0.12013
5351 | 1 | 0.095117 | 1 | 0.034632 | 1 | 0.084952 | 1 | 0.084952
5352 | 1 | 0.063412 | 1 | 0.024839 | 1 | 0.056929 | 1 | 0.056929
5353 | 1 | 0.036491 | 1 | 0.013412 | 1 | 0.032828 | 1 | 0.032828
5354 | 1 | 0.02037 | 1 | 0.0074168 | 1 | 0.018193 | 1 | 0.018193
5355 | 0 | 0 | 0 | 0 | 0 | 0 | 0 | 0
5356 | 0 | 0 | 0 | 0 | 0 | 0 | 0 | 0
5357 | 0 | 0 | 0 | 0 | 0 | 0 | 0 | 0
5358 | 0 | 0 | 0 | 0 | 0 | 0 | 0 | 0
5359 | 0 | 0 | 0 | 0 | 0 | 0 | 0 | 0
5360 | 1 | 0.047185 | 1 | 0.01867 | 1 | 0.04266 | 1 | 0.04266
5361 | 1 | 0.08343 | 1 | 0.031299 | 1 | 0.076254 | 1 | 0.076254
5362 | 1 | 0.10116 | 1 | 0.037951 | 1 | 0.092462 | 1 | 0.092462
5363 | 1 | 0.14736 | 1 | 0.056556 | 1 | 0.1371 | 1 | 0.1371
5364 | 1 | 0.16353 | 1 | 0.064391 | 1 | 0.15525 | 1 | 0.15525
5365 | 1 | 0.16134 | 1 | 0.062696 | 1 | 0.15158 | 1 | 0.15158
5366 | 1 | 0.19894 | 1 | 0.078337 | 1 | 0.18887 | 1 | 0.18887
5367 | 1 | 0.23097 | 1 | 0.089755 | 1 | 0.217 | 1 | 0.217
5368 | 1 | 0.24918 | 1 | 0.096832 | 1 | 0.23411 | 1 | 0.23411
5369 | 1 | 0.26112 | 1 | 0.10147 | 1 | 0.24533 | 1 | 0.24533
5370 | 1 | 0.2605 | 1 | 0.099982 | 1 | 0.24237 | 1 | 0.24237
5371 | 1 | 0.24205 | 1 | 0.091817 | 1 | 0.22315 | 1 | 0.22315
5372 | 1 | 0.18525 | 1 | 0.06877 | 1 | 0.16794 | 1 | 0.16794
5373 | 1 | 0.15802 | 1 | 0.062526 | 1 | 0.14287 | 1 | 0.14287
5374 | 1 | 0.12809 | 1 | 0.049696 | 1 | 0.11423 | 1 | 0.11423
5375 | 1 | 0.092439 | 1 | 0.036209 | 1 | 0.082988 | 1 | 0.082988
5376 | 1 | 0.06084 | 1 | 0.024073 | 1 | 0.055006 | 1 | 0.055006
5377 | 1 | 0.03498 | 1 | 0.01384 | 1 | 0.031625 | 1 | 0.031625
5378 | 0 | 0 | 0 | 0 | 0 | 0 | 0 | 0
5379 | 1 | 0.014566 | 1 | 0.0053539 | 1 | 0.013105 | 1 | 0.013105
5380 | 1 | 0.012144 | 1 | 0.0048051 | 1 | 0.01098 | 1 | 0.01098
5381 | 0 | 0 | 0 | 0 | 0 | 0 | 0 | 0
5382 | 0 | 0 | 0 | 0 | 0 | 0 | 0 | 0
5383 | 1 | 0.014519 | 1 | 0.0057447 | 1 | 0.013126 | 1 | 0.013126
5384 | 1 | 0.062554 | 1 | 0.025293 | 1 | 0.057425 | 1 | 0.057425
5385 | 1 | 0.099896 | 1 | 0.038341 | 1 | 0.092944 | 1 | 0.092944
5386 | 1 | 0.13811 | 1 | 0.053008 | 1 | 0.1285 | 1 | 0.1285
5387 | 1 | 0.15653 | 1 | 0.060829 | 1 | 0.14707 | 1 | 0.14707
5388 | 1 | 0.14492 | 1 | 0.057065 | 1 | 0.13758 | 1 | 0.13758
5389 | 1 | 0.16285 | 1 | 0.070279 | 1 | 0.15668 | 1 | 0.15668
5390 | 1 | 0.22669 | 1 | 0.097831 | 1 | 0.2181 | 1 | 0.2181
5391 | 1 | 0.2459 | 1 | 0.099671 | 1 | 0.23888 | 1 | 0.23888
5392 | 1 | 0.28421 | 1 | 0.12266 | 1 | 0.27345 | 1 | 0.27345
5393 | 1 | 0.29331 | 1 | 0.12659 | 1 | 0.28221 | 1 | 0.28221
5394 | 1 | 0.27532 | 1 | 0.10994 | 1 | 0.2643 | 1 | 0.2643
5395 | 1 | 0.27965 | 1 | 0.11582 | 1 | 0.26115 | 1 | 0.26115
5396 | 1 | 0.20497 | 1 | 0.077752 | 1 | 0.18897 | 1 | 0.18897
5397 | 1 | 0.17851 | 1 | 0.073028 | 1 | 0.16524 | 1 | 0.16524
5398 | 1 | 0.15107 | 1 | 0.062568 | 1 | 0.14108 | 1 | 0.14108
5399 | 1 | 0.11404 | 1 | 0.046112 | 1 | 0.10469 | 1 | 0.10469
5400 | 1 | 0.076983 | 1 | 0.03046 | 1 | 0.069601 | 1 | 0.069601
5401 | 1 | 0.047133 | 1 | 0.018649 | 1 | 0.042613 | 1 | 0.042613
5402 | 1 | 0.028217 | 1 | 0.011165 | 1 | 0.025511 | 1 | 0.025511
5403 | 1 | 0.017183 | 1 | 0.0067309 | 1 | 0.015427 | 1 | 0.015427
5404 | 1 | 0.012739 | 1 | 0.0050404 | 1 | 0.011517 | 1 | 0.011517
5405 | 1 | 0.01209 | 1 | 0.0047838 | 1 | 0.010931 | 1 | 0.010931
5406 | 1 | 0.012267 | 1 | 0.0048537 | 1 | 0.011091 | 1 | 0.011091
5407 | 1 | 0.010266 | 1 | 0.0038513 | 1 | 0.0093832 | 1 | 0.0093832
5408 | 1 | 0.026073 | 1 | 0.010798 | 1 | 0.024348 | 1 | 0.024348
5409 | 1 | 0.047993 | 1 | 0.018898 | 1 | 0.045563 | 1 | 0.045563
5410 | 1 | 0.091092 | 1 | 0.038219 | 1 | 0.085863 | 1 | 0.085863
5411 | 1 | 0.14288 | 1 | 0.057054 | 1 | 0.13716 | 1 | 0.13716
5412 | 1 | 0.15771 | 1 | 0.064953 | 1 | 0.15518 | 1 | 0.15518
5413 | 1 | 0.16302 | 1 | 0.072617 | 1 | 0.16055 | 1 | 0.16055
5414 | 1 | 0.22466 | 1 | 0.10373 | 1 | 0.22728 | 1 | 0.22728
5415 | 1 | 0.26099 | 1 | 0.12051 | 1 | 0.26403 | 1 | 0.26403
5416 | 1 | 0.28116 | 1 | 0.12525 | 1 | 0.27691 | 1 | 0.27691
5417 | 1 | 0.27195 | 1 | 0.11393 | 1 | 0.27128 | 1 | 0.27128
5418 | 1 | 0.26947 | 1 | 0.10923 | 1 | 0.26178 | 1 | 0.26178
5419 | 1 | 0.23133 | 1 | 0.099836 | 1 | 0.22257 | 1 | 0.22257
5420 | 1 | 0.19332 | 1 | 0.082232 | 1 | 0.18405 | 1 | 0.18405
5421 | 1 | 0.17152 | 1 | 0.072956 | 1 | 0.16329 | 1 | 0.16329
5422 | 1 | 0.14012 | 1 | 0.055175 | 1 | 0.13303 | 1 | 0.13303
5423 | 1 | 0.10959 | 1 | 0.043153 | 1 | 0.10404 | 1 | 0.10404
5424 | 1 | 0.085142 | 1 | 0.035722 | 1 | 0.080255 | 1 | 0.080255
5425 | 1 | 0.056074 | 1 | 0.021521 | 1 | 0.052171 | 1 | 0.052171
5426 | 1 | 0.041981 | 1 | 0.017386 | 1 | 0.039203 | 1 | 0.039203
5427 | 1 | 0.030594 | 1 | 0.012516 | 1 | 0.02832 | 1 | 0.02832
5428 | 1 | 0.020847 | 1 | 0.0083363 | 1 | 0.018988 | 1 | 0.018988
5429 | 1 | 0.015021 | 1 | 0.0059433 | 1 | 0.01358 | 1 | 0.01358
5430 | 1 | 0.01237 | 1 | 0.0048946 | 1 | 0.011184 | 1 | 0.011184
5431 | 1 | 0.035356 | 1 | 0.014296 | 1 | 0.032457 | 1 | 0.032457
5432 | 1 | 0.089794 | 1 | 0.034894 | 1 | 0.084365 | 1 | 0.084365
5433 | 1 | 0.12152 | 1 | 0.05033 | 1 | 0.11348 | 1 | 0.11348
5434 | 1 | 0.10915 | 1 | 0.043585 | 1 | 0.10478 | 1 | 0.10478
5435 | 1 | 0.14087 | 1 | 0.060795 | 1 | 0.13553 | 1 | 0.13553
5436 | 1 | 0.1599 | 1 | 0.07123 | 1 | 0.15748 | 1 | 0.15748
5437 | 1 | 0.14855 | 1 | 0.068591 | 1 | 0.15028 | 1 | 0.15028
5438 | 1 | 0.19448 | 1 | 0.08298 | 1 | 0.1969 | 1 | 0.1969
5439 | 1 | 0.22598 | 1 | 0.098329 | 1 | 0.23247 | 1 | 0.23247
5440 | 1 | 0.26047 | 1 | 0.11806 | 1 | 0.25987 | 1 | 0.25987
5441 | 1 | 0.24906 | 1 | 0.10434 | 1 | 0.24845 | 1 | 0.24845
5442 | 1 | 0.2469 | 1 | 0.10169 | 1 | 0.24294 | 1 | 0.24294
5443 | 1 | 0.24539 | 1 | 0.10754 | 1 | 0.23877 | 1 | 0.23877
5444 | 1 | 0.19499 | 1 | 0.082942 | 1 | 0.18564 | 1 | 0.18564
5445 | 1 | 0.15705 | 1 | 0.062715 | 1 | 0.15077 | 1 | 0.15077
5446 | 1 | 0.14443 | 1 | 0.062331 | 1 | 0.13896 | 1 | 0.13896
5447 | 1 | 0.11241 | 1 | 0.047959 | 1 | 0.1138 | 1 | 0.1138
5448 | 1 | 0.091783 | 1 | 0.03904 | 1 | 0.087378 | 1 | 0.087378
5449 | 1 | 0.050377 | 1 | 0.020609 | 1 | 0.046632 | 1 | 0.046632
5450 | 1 | 0.023573 | 1 | 0.0094264 | 1 | 0.021471 | 1 | 0.021471
5451 | 1 | 0.01155 | 1 | 0.0042452 | 1 | 0.010391 | 1 | 0.010391
5452 | 1 | 0.014057 | 1 | 0.0054535 | 1 | 0.012536 | 1 | 0.012536
5453 | 0 | 0 | 0 | 0 | 0 | 0 | 0 | 0
5454 | 0 | 0 | 0 | 0 | 0 | 0 | 0 | 0
5455 | 0 | 0 | 0 | 0 | 0 | 0 | 0 | 0
5456 | 1 | 0.056775 | 1 | 0.021077 | 1 | 0.051471 | 1 | 0.051471
5457 | 1 | 0.093854 | 1 | 0.03753 | 1 | 0.085486 | 1 | 0.085486
5458 | 1 | 0.12013 | 1 | 0.046106 | 1 | 0.11177 | 1 | 0.11177
5459 | 1 | 0.15479 | 1 | 0.061811 | 1 | 0.14859 | 1 | 0.14859
5460 | 1 | 0.15291 | 1 | 0.060211 | 1 | 0.14517 | 1 | 0.14517
5461 | 1 | 0.1316 | 1 | 0.050507 | 1 | 0.12244 | 1 | 0.12244
5462 | 1 | 0.17775 | 1 | 0.074577 | 1 | 0.16755 | 1 | 0.16755
5463 | 1 | 0.19438 | 1 | 0.07762 | 1 | 0.1866 | 1 | 0.1866
5464 | 1 | 0.21243 | 1 | 0.085896 | 1 | 0.19502 | 1 | 0.19502
5465 | 1 | 0.19161 | 1 | 0.070427 | 1 | 0.17238 | 1 | 0.17238
5466 | 1 | 0.19696 | 1 | 0.07715 | 1 | 0.17682 | 1 | 0.17682
5467 | 0 | 0 | 0 | 0 | 0 | 0 | 0 | 0
5468 | 0 | 0 | 0 | 0 | 0 | 0 | 0 | 0
5469 | 0 | 0 | 0 | 0 | 0 | 0 | 0 | 0
5470 | 0 | 0 | 0 | 0 | 0 | 0 | 0 | 0
5471 | 0 | 0 | 0 | 0 | 0 | 0 | 0 | 0
5472 | 0 | 0 | 0 | 0 | 0 | 0 | 0 | 0
5473 | 0 | 0 | 0 | 0 | 0 | 0 | 0 | 0
5474 | 0 | 0 | 0 | 0 | 0 | 0 | 0 | 0
5475 | 0 | 0 | 0 | 0 | 0 | 0 | 0 | 0
5476 | 0 | 0 | 0 | 0 | 0 | 0 | 0 | 0
5477 | 0 | -0.00038383 | 0 | -0.00038383 | 0 | -0.024547 | 0 | -0.024547
5478 | 0 | -0.002791 | 0 | -0.002791 | 0 | -0.043739 | 0 | -0.043739
5479 | 0 | -0.00035182 | 0 | -0.00035182 | 0 | -0.0072141 | 0 | -0.0072141
5480 | 0 | 0 | 0 | 0 | 0 | 0 | 0 | 0
5481 | 0 | 0 | 0 | 0 | 0 | 0 | 0 | 0
5482 | 0 | 0 | 0 | 0 | 0 | 0 | 0 | 0
5483 | 0 | 0 | 0 | 0 | 0 | 0 | 0 | 0
5484 | 0 | 0 | 0 | 0 | 0 | 0 | 0 | 0
5485 | 0 | 0 | 0 | 0 | 0 | 0 | 0 | 0
5486 | 0 | 0 | 0 | 0 | 0 | 0 | 0 | 0
5487 | 1 | 0.11025 | 1 | 0.040141 | 1 | 0.098466 | 1 | 0.098466
5488 | 0 | 0 | 0 | 0 | 0 | 0 | 0 | 0
5489 | 1 | 0.12052 | 1 | 0.046756 | 1 | 0.10748 | 1 | 0.10748
5490 | 1 | 0.12464 | 1 | 0.048354 | 1 | 0.11115 | 1 | 0.11115
5491 | 0 | 0 | 0 | 0 | 0 | 0 | 0 | 0
5492 | 1 | 0.090573 | 1 | 0.032978 | 1 | 0.080893 | 1 | 0.080893
5493 | 0 | 0 | 0 | 0 | 0 | 0 | 0 | 0
5494 | 0 | 0 | 0 | 0 | 0 | 0 | 0 | 0
5495 | 0 | 0 | 0 | 0 | 0 | 0 | 0 | 0
5496 | 0 | 0 | 0 | 0 | 0 | 0 | 0 | 0
5497 | 0 | 0 | 0 | 0 | 0 | 0 | 0 | 0
5498 | 0 | 0 | 0 | 0 | 0 | 0 | 0 | 0
5499 | 0 | 0 | 0 | 0 | 0 | 0 | 0 | 0
5500 | 0 | 0 | 0 | 0 | 0 | 0 | 0 | 0
5501 | 0 | 0 | 0 | 0 | 0 | 0 | 0 | 0
5502 | 0 | 0 | 0 | 0 | 0 | 0 | 0 | 0
5503 | 0 | 0 | 0 | 0 | 0 | 0 | 0 | 0
5504 | 0 | 0 | 0 | 0 | 0 | 0 | 0 | 0
5505 | 0 | 0 | 0 | 0 | 0 | 0 | 0 | 0
5506 | 0 | 0 | 0 | 0 | 0 | 0 | 0 | 0
5507 | 1 | 0.012676 | 1 | 0.0046592 | 1 | 0.011404 | 1 | 0.011404
5508 | 1 | 0.039441 | 1 | 0.014642 | 1 | 0.035757 | 1 | 0.035757
5509 | 1 | 0.08398 | 1 | 0.030577 | 1 | 0.075005 | 1 | 0.075005
5510 | 1 | 0.12339 | 1 | 0.045352 | 1 | 0.11101 | 1 | 0.11101
5511 | 0 | 0 | 0 | 0 | 0 | 0 | 0 | 0
5512 | 0 | 0 | 0 | 0 | 0 | 0 | 0 | 0
5513 | 0 | 0 | 0 | 0 | 0 | 0 | 0 | 0
5514 | 0 | 0 | 0 | 0 | 0 | 0 | 0 | 0
5515 | 0 | 0 | 0 | 0 | 0 | 0 | 0 | 0
5516 | 0 | 0 | 0 | 0 | 0 | 0 | 0 | 0
5517 | 0 | 0 | 0 | 0 | 0 | 0 | 0 | 0
5518 | 0 | 0 | 0 | 0 | 0 | 0 | 0 | 0
5519 | 0 | 0 | 0 | 0 | 0 | 0 | 0 | 0
5520 | 0 | 0 | 0 | 0 | 0 | 0 | 0 | 0
5521 | 0 | 0 | 0 | 0 | 0 | 0 | 0 | 0
5522 | 0 | 0 | 0 | 0 | 0 | 0 | 0 | 0
5523 | 0 | 0 | 0 | 0 | 0 | 0 | 0 | 0
5524 | 0 | 0 | 0 | 0 | 0 | 0 | 0 | 0
5525 | 0 | -0.001251 | 0 | -0.001251 | 0 | -0.018646 | 0 | -0.018646
5526 | 0 | -0.01707 | 0 | -0.01707 | 0 | -0.073463 | 0 | -0.073463
5527 | 0 | -0.003306 | 0 | -0.003306 | 0 | -0.020758 | 0 | -0.020758
5528 | 0 | 0 | 0 | 0 | 0 | 0 | 0 | 0
5529 | 0 | 0 | 0 | 0 | 0 | 0 | 0 | 0
5530 | 0 | 0 | 0 | 0 | 0 | 0 | 0 | 0
5531 | 1 | 0.015095 | 1 | 0.0054961 | 1 | 0.013482 | 1 | 0.013482
5532 | 1 | 0.035362 | 1 | 0.012875 | 1 | 0.031583 | 1 | 0.031583
5533 | 1 | 0.071011 | 1 | 0.025855 | 1 | 0.063422 | 1 | 0.063422
5534 | 1 | 0.10421 | 1 | 0.039096 | 1 | 0.09525 | 1 | 0.09525
5535 | 1 | 0.14736 | 1 | 0.058927 | 1 | 0.13422 | 1 | 0.13422
5536 | 1 | 0.16591 | 1 | 0.067082 | 1 | 0.1523 | 1 | 0.1523
5537 | 1 | 0.16507 | 1 | 0.064659 | 1 | 0.14819 | 1 | 0.14819
5538 | 0 | 0 | 0 | 0 | 0 | 0 | 0 | 0
5539 | 0 | 0 | 0 | 0 | 0 | 0 | 0 | 0
5540 | 0 | 0 | 0 | 0 | 0 | 0 | 0 | 0
5541 | 0 | 0 | 0 | 0 | 0 | 0 | 0 | 0
5542 | 0 | 0 | 0 | 0 | 0 | 0 | 0 | 0
5543 | 0 | 0 | 0 | 0 | 0 | 0 | 0 | 0
5544 | 0 | 0 | 0 | 0 | 0 | 0 | 0 | 0
5545 | 0 | 0 | 0 | 0 | 0 | 0 | 0 | 0
5546 | 0 | 0 | 0 | 0 | 0 | 0 | 0 | 0
5547 | 0 | -0.019505 | 0 | -0.019505 | 0 | -0.11812 | 0 | -0.11812
5548 | 0 | -0.097105 | 0 | -0.097768 | 0 | -0.18015 | 0 | -0.18015
5549 | 0 | -0.14329 | 0 | -0.14429 | 0 | -0.28917 | 0 | -0.28917
5550 | 0 | -0.18895 | 0 | -0.19037 | 0 | -0.32764 | 0 | -0.32764
5551 | 0 | -0.076939 | 0 | -0.077408 | 0 | -0.18963 | 0 | -0.18963
5552 | 0 | -0.0076714 | 0 | -0.0077105 | 0 | -0.01433 | 0 | -0.01433
5553 | 0 | 0 | 0 | 0 | 0 | 0 | 0 | 0
5554 | 0 | 0 | 0 | 0 | 0 | 0 | 0 | 0
5555 | 0 | 0 | 0 | 0 | 0 | 0 | 0 | 0
5556 | 0 | 0 | 0 | 0 | 0 | 0 | 0 | 0
5557 | 0 | 0 | 0 | 0 | 0 | 0 | 0 | 0
5558 | 0 | 0 | 0 | 0 | 0 | 0 | 0 | 0
5559 | 0 | 0 | 0 | 0 | 0 | 0 | 0 | 0
5560 | 0 | 0 | 0 | 0 | 0 | 0 | 0 | 0
5561 | 0 | 0 | 0 | 0 | 0 | 0 | 0 | 0
5562 | 0 | 0 | 0 | 0 | 0 | 0 | 0 | 0
5563 | 0 | 0 | 0 | 0 | 0 | 0 | 0 | 0
5564 | 0 | 0 | 0 | 0 | 0 | 0 | 0 | 0
5565 | 0 | 0 | 0 | 0 | 0 | 0 | 0 | 0
5566 | 0 | 0 | 0 | 0 | 0 | 0 | 0 | 0
5567 | 0 | 0 | 0 | 0 | 0 | 0 | 0 | 0
5568 | 0 | 0 | 0 | 0 | 0 | 0 | 0 | 0
5569 | 0 | 0 | 0 | 0 | 0 | 0 | 0 | 0
5570 | 0 | 0 | 0 | 0 | 0 | 0 | 0 | 0
5571 | 0 | 0 | 0 | 0 | 0 | 0 | 0 | 0
5572 | 0 | -0.0023334 | 0 | -0.0023334 | 0 | -0.038901 | 0 | -0.038901
5573 | 0 | -0.022065 | 0 | -0.022065 | 0 | -0.11046 | 0 | -0.11046
5574 | 0 | -0.054143 | 0 | -0.054493 | 0 | -0.12332 | 0 | -0.12332
5575 | 0 | -0.011326 | 0 | -0.011326 | 0 | -0.042783 | 0 | -0.042783
5576 | 0 | 0 | 0 | 0 | 0 | 0 | 0 | 0
5577 | 0 | 0 | 0 | 0 | 0 | 0 | 0 | 0
5578 | 0 | 0 | 0 | 0 | 0 | 0 | 0 | 0
5579 | 1 | 0.017511 | 1 | 0.0068591 | 1 | 0.015721 | 1 | 0.015721
5580 | 1 | 0.11073 | 1 | 0.040699 | 1 | 0.099617 | 1 | 0.099617
5581 | 1 | 0.1348 | 1 | 0.053337 | 1 | 0.12187 | 1 | 0.12187
5582 | 1 | 0.14896 | 1 | 0.05894 | 1 | 0.13468 | 1 | 0.13468
5583 | 1 | 0.19544 | 1 | 0.072553 | 1 | 0.17718 | 1 | 0.17718
5584 | 1 | 0.22612 | 1 | 0.089471 | 1 | 0.20444 | 1 | 0.20444
5585 | 1 | 0.22263 | 1 | 0.082646 | 1 | 0.20183 | 1 | 0.20183
5586 | 1 | 0.20379 | 1 | 0.079061 | 1 | 0.18174 | 1 | 0.18174
5587 | 0 | 0 | 0 | 0 | 0 | 0 | 0 | 0
5588 | 0 | 0 | 0 | 0 | 0 | 0 | 0 | 0
5589 | 0 | 0 | 0 | 0 | 0 | 0 | 0 | 0
5590 | 0 | 0 | 0 | 0 | 0 | 0 | 0 | 0
5591 | 0 | 0 | 0 | 0 | 0 | 0 | 0 | 0
5592 | 0 | 0 | 0 | 0 | 0 | 0 | 0 | 0
5593 | 0 | 0 | 0 | 0 | 0 | 0 | 0 | 0
5594 | 0 | 0 | 0 | 0 | 0 | 0 | 0 | 0
5595 | 0 | 0 | 0 | 0 | 0 | 0 | 0 | 0
5596 | 0 | 0 | 0 | 0 | 0 | 0 | 0 | 0
5597 | 0 | 0 | 0 | 0 | 0 | 0 | 0 | 0
5598 | 0 | 0 | 0 | 0 | 0 | 0 | 0 | 0
5599 | 0 | 0 | 0 | 0 | 0 | 0 | 0 | 0
5600 | 0 | 0 | 0 | 0 | 0 | 0 | 0 | 0
5601 | 1 | 0.015454 | 1 | 0.0056268 | 1 | 0.013802 | 1 | 0.013802
5602 | 1 | 0.054357 | 1 | 0.021508 | 1 | 0.049144 | 1 | 0.049144
5603 | 1 | 0.083167 | 1 | 0.030874 | 1 | 0.075397 | 1 | 0.075397
5604 | 1 | 0.099997 | 1 | 0.037513 | 1 | 0.091396 | 1 | 0.091396
5605 | 1 | 0.11758 | 1 | 0.047019 | 1 | 0.1071 | 1 | 0.1071
5606 | 1 | 0.13698 | 1 | 0.051387 | 1 | 0.1252 | 1 | 0.1252
5607 | 1 | 0.17254 | 1 | 0.068997 | 1 | 0.15716 | 1 | 0.15716
5608 | 1 | 0.18381 | 1 | 0.069724 | 1 | 0.16946 | 1 | 0.16946
5609 | 1 | 0.1944 | 1 | 0.07374 | 1 | 0.17922 | 1 | 0.17922
5610 | 1 | 0.1962 | 1 | 0.073605 | 1 | 0.17933 | 1 | 0.17933
5611 | 1 | 0.2014 | 1 | 0.079689 | 1 | 0.18209 | 1 | 0.18209
5612 | 1 | 0.15019 | 1 | 0.059427 | 1 | 0.13579 | 1 | 0.13579
5613 | 1 | 0.1295 | 1 | 0.051785 | 1 | 0.11796 | 1 | 0.11796
5614 | 1 | 0.11003 | 1 | 0.044489 | 1 | 0.10101 | 1 | 0.10101
5615 | 1 | 0.077195 | 1 | 0.028959 | 1 | 0.070555 | 1 | 0.070555
5616 | 1 | 0.055174 | 1 | 0.022063 | 1 | 0.050254 | 1 | 0.050254
5617 | 1 | 0.032319 | 1 | 0.012924 | 1 | 0.029437 | 1 | 0.029437
5618 | 1 | 0.017575 | 1 | 0.0068182 | 1 | 0.015673 | 1 | 0.015673
5619 | 0 | 0 | 0 | 0 | 0 | 0 | 0 | 0
5620 | 0 | 0 | 0 | 0 | 0 | 0 | 0 | 0
5621 | 0 | 0 | 0 | 0 | 0 | 0 | 0 | 0
5622 | 0 | 0 | 0 | 0 | 0 | 0 | 0 | 0
5623 | 1 | 0.013721 | 1 | 0.0049959 | 1 | 0.012255 | 1 | 0.012255
5624 | 1 | 0.01351 | 1 | 0.0052921 | 1 | 0.012129 | 1 | 0.012129
5625 | 1 | 0.025757 | 1 | 0.0094672 | 1 | 0.023172 | 1 | 0.023172
5626 | 1 | 0.065236 | 1 | 0.025812 | 1 | 0.05898 | 1 | 0.05898
5627 | 1 | 0.10203 | 1 | 0.040798 | 1 | 0.092928 | 1 | 0.092928
5628 | 1 | 0.12747 | 1 | 0.051543 | 1 | 0.11702 | 1 | 0.11702
5629 | 1 | 0.14783 | 1 | 0.060476 | 1 | 0.13684 | 1 | 0.13684
5630 | 1 | 0.16918 | 1 | 0.070066 | 1 | 0.15799 | 1 | 0.15799
5631 | 1 | 0.19239 | 1 | 0.08303 | 1 | 0.18511 | 1 | 0.18511
5632 | 1 | 0.18388 | 1 | 0.071455 | 1 | 0.17276 | 1 | 0.17276
5633 | 1 | 0.16804 | 1 | 0.077591 | 1 | 0.17 | 1 | 0.17
5634 | 1 | 0.18115 | 1 | 0.074605 | 1 | 0.17824 | 1 | 0.17824
5635 | 1 | 0.16571 | 1 | 0.066172 | 1 | 0.15908 | 1 | 0.15908
5636 | 1 | 0.14894 | 1 | 0.061686 | 1 | 0.13909 | 1 | 0.13909
5637 | 1 | 0.12371 | 1 | 0.046928 | 1 | 0.11405 | 1 | 0.11405
5638 | 1 | 0.10277 | 1 | 0.03815 | 1 | 0.093166 | 1 | 0.093166
5639 | 1 | 0.075695 | 1 | 0.02965 | 1 | 0.067957 | 1 | 0.067957
5640 | 0 | 0 | 0 | 0 | 0 | 0 | 0 | 0
5641 | 0 | 0 | 0 | 0 | 0 | 0 | 0 | 0
5642 | 0 | 0 | 0 | 0 | 0 | 0 | 0 | 0
5643 | 0 | 0 | 0 | 0 | 0 | 0 | 0 | 0
5644 | 0 | 0 | 0 | 0 | 0 | 0 | 0 | 0
5645 | 0 | 0 | 0 | 0 | 0 | 0 | 0 | 0
5646 | 0 | 0 | 0 | 0 | 0 | 0 | 0 | 0
5647 | 0 | 0 | 0 | 0 | 0 | 0 | 0 | 0
5648 | 1 | 0.020919 | 1 | 0.0081943 | 1 | 0.018781 | 1 | 0.018781
5649 | 1 | 0.058422 | 1 | 0.023116 | 1 | 0.052819 | 1 | 0.052819
5650 | 1 | 0.097723 | 1 | 0.036278 | 1 | 0.088594 | 1 | 0.088594
5651 | 1 | 0.13993 | 1 | 0.056578 | 1 | 0.12845 | 1 | 0.12845
5652 | 1 | 0.15726 | 1 | 0.064334 | 1 | 0.14557 | 1 | 0.14557
5653 | 1 | 0.16243 | 1 | 0.062343 | 1 | 0.15113 | 1 | 0.15113
5654 | 1 | 0.20145 | 1 | 0.083431 | 1 | 0.18812 | 1 | 0.18812
5655 | 1 | 0.22617 | 1 | 0.093671 | 1 | 0.21121 | 1 | 0.21121
5656 | 1 | 0.1848 | 1 | 0.0756 | 1 | 0.17106 | 1 | 0.17106
5657 | 1 | 0.19414 | 1 | 0.080402 | 1 | 0.18129 | 1 | 0.18129
5658 | 1 | 0.21481 | 1 | 0.088965 | 1 | 0.2006 | 1 | 0.2006
5659 | 1 | 0.19366 | 1 | 0.073461 | 1 | 0.17854 | 1 | 0.17854
5660 | 1 | 0.15245 | 1 | 0.056592 | 1 | 0.1382 | 1 | 0.1382
5661 | 1 | 0.13787 | 1 | 0.055747 | 1 | 0.12657 | 1 | 0.12657
5662 | 1 | 0.11047 | 1 | 0.041441 | 1 | 0.10097 | 1 | 0.10097
5663 | 1 | 0.080151 | 1 | 0.029754 | 1 | 0.072663 | 1 | 0.072663
5664 | 0 | 0 | 0 | 0 | 0 | 0 | 0 | 0
5665 | 0 | 0 | 0 | 0 | 0 | 0 | 0 | 0
5666 | 0 | 0 | 0 | 0 | 0 | 0 | 0 | 0
5667 | 0 | 0 | 0 | 0 | 0 | 0 | 0 | 0
5668 | 0 | 0 | 0 | 0 | 0 | 0 | 0 | 0
5669 | 0 | 0 | 0 | 0 | 0 | 0 | 0 | 0
5670 | 0 | 0 | 0 | 0 | 0 | 0 | 0 | 0
5671 | 0 | 0 | 0 | 0 | 0 | 0 | 0 | 0
5672 | 1 | 0.023339 | 1 | 0.0086643 | 1 | 0.021159 | 1 | 0.021159
5673 | 1 | 0.074656 | 1 | 0.028319 | 1 | 0.068826 | 1 | 0.068826
5674 | 1 | 0.08919 | 1 | 0.036938 | 1 | 0.083289 | 1 | 0.083289
5675 | 1 | 0.11767 | 1 | 0.049369 | 1 | 0.11091 | 1 | 0.11091
5676 | 1 | 0.15028 | 1 | 0.059174 | 1 | 0.14267 | 1 | 0.14267
5677 | 1 | 0.17621 | 1 | 0.070366 | 1 | 0.16916 | 1 | 0.16916
5678 | 1 | 0.2067 | 1 | 0.08254 | 1 | 0.19843 | 1 | 0.19843
5679 | 1 | 0.25121 | 1 | 0.10841 | 1 | 0.24169 | 1 | 0.24169
5680 | 1 | 0.25688 | 1 | 0.10412 | 1 | 0.24956 | 1 | 0.24956
5681 | 1 | 0.26821 | 1 | 0.1071 | 1 | 0.25748 | 1 | 0.25748
5682 | 1 | 0.27581 | 1 | 0.11732 | 1 | 0.26258 | 1 | 0.26258
5683 | 1 | 0.2338 | 1 | 0.096831 | 1 | 0.21833 | 1 | 0.21833
5684 | 1 | 0.17408 | 1 | 0.066034 | 1 | 0.16049 | 1 | 0.16049
5685 | 1 | 0.1566 | 1 | 0.06262 | 1 | 0.14264 | 1 | 0.14264
5686 | 1 | 0.12374 | 1 | 0.045934 | 1 | 0.11218 | 1 | 0.11218
5687 | 1 | 0.088746 | 1 | 0.032619 | 1 | 0.079839 | 1 | 0.079839
5688 | 1 | 0.056959 | 1 | 0.020936 | 1 | 0.051243 | 1 | 0.051243
5689 | 0 | 0 | 0 | 0 | 0 | 0 | 0 | 0
5690 | 0 | 0 | 0 | 0 | 0 | 0 | 0 | 0
5691 | 0 | 0 | 0 | 0 | 0 | 0 | 0 | 0
5692 | 0 | 0 | 0 | 0 | 0 | 0 | 0 | 0
5693 | 1 | 0.014031 | 1 | 0.0051088 | 1 | 0.012532 | 1 | 0.012532
5694 | 1 | 0.012026 | 1 | 0.0044203 | 1 | 0.010819 | 1 | 0.010819
5695 | 1 | 0.010691 | 1 | 0.0039689 | 1 | 0.0096924 | 1 | 0.0096924
5696 | 1 | 0.009528 | 1 | 0.0035744 | 1 | 0.0087085 | 1 | 0.0087085
5697 | 1 | 0.0088277 | 1 | 0.0033117 | 1 | 0.0080684 | 1 | 0.0080684
5698 | 1 | 0.0060587 | 1 | 0.002542 | 1 | 0.0057109 | 1 | 0.0057109
5699 | 1 | 0.0029318 | 1 | 0.0011708 | 1 | 0.0028145 | 1 | 0.0028145
5700 | 1 | 0.059812 | 1 | 0.023552 | 1 | 0.056783 | 1 | 0.056783
5701 | 1 | 0.095382 | 1 | 0.040019 | 1 | 0.089907 | 1 | 0.089907
5702 | 1 | 0.078445 | 1 | 0.033367 | 1 | 0.07468 | 1 | 0.07468
5703 | 1 | 0.067581 | 1 | 0.025938 | 1 | 0.062878 | 1 | 0.062878
5704 | 1 | 0.074828 | 1 | 0.028719 | 1 | 0.069621 | 1 | 0.069621
5705 | 1 | 0.083931 | 1 | 0.031837 | 1 | 0.077377 | 1 | 0.077377
5706 | 1 | 0.10227 | 1 | 0.038795 | 1 | 0.094285 | 1 | 0.094285
5707 | 1 | 0.10653 | 1 | 0.039965 | 1 | 0.097369 | 1 | 0.097369
5708 | 1 | 0.099743 | 1 | 0.04033 | 1 | 0.091565 | 1 | 0.091565
5709 | 1 | 0.08884 | 1 | 0.033328 | 1 | 0.081199 | 1 | 0.081199
5710 | 1 | 0.077489 | 1 | 0.02907 | 1 | 0.070824 | 1 | 0.070824
5711 | 1 | 0.058591 | 1 | 0.023429 | 1 | 0.053367 | 1 | 0.053367
5712 | 1 | 0.036241 | 1 | 0.013747 | 1 | 0.033411 | 1 | 0.033411
5713 | 1 | 0.02231 | 1 | 0.0084629 | 1 | 0.020568 | 1 | 0.020568
5714 | 1 | 0.0117 | 1 | 0.0044383 | 1 | 0.010787 | 1 | 0.010787
5715 | 1 | 0.0082347 | 1 | 0.0033297 | 1 | 0.0075595 | 1 | 0.0075595
5716 | 1 | 0.010394 | 1 | 0.0041127 | 1 | 0.0093973 | 1 | 0.0093973
5717 | 1 | 0.011356 | 1 | 0.0044931 | 1 | 0.010267 | 1 | 0.010267
5718 | 1 | 0.010989 | 1 | 0.0043483 | 1 | 0.0099356 | 1 | 0.0099356
5719 | 1 | 0.011136 | 1 | 0.0044063 | 1 | 0.010068 | 1 | 0.010068
5720 | 1 | 0.011373 | 1 | 0.0044999 | 1 | 0.010282 | 1 | 0.010282
5721 | 1 | 0.011163 | 1 | 0.0041029 | 1 | 0.010043 | 1 | 0.010043
5722 | 1 | 0.0092908 | 1 | 0.0034854 | 1 | 0.0084916 | 1 | 0.0084916
5723 | 1 | 0.0072112 | 1 | 0.0027354 | 1 | 0.0066481 | 1 | 0.0066481
5724 | 1 | 0.0090517 | 1 | 0.0033602 | 1 | 0.0082061 | 1 | 0.0082061
5725 | 1 | 0.016972 | 1 | 0.0063004 | 1 | 0.015386 | 1 | 0.015386
5726 | 1 | 0.033822 | 1 | 0.012688 | 1 | 0.030913 | 1 | 0.030913
5727 | 1 | 0.043926 | 1 | 0.017761 | 1 | 0.040324 | 1 | 0.040324
5728 | 1 | 0.046432 | 1 | 0.017613 | 1 | 0.042807 | 1 | 0.042807
5729 | 1 | 0.061583 | 1 | 0.024901 | 1 | 0.056534 | 1 | 0.056534
5730 | 1 | 0.10096 | 1 | 0.04082 | 1 | 0.092677 | 1 | 0.092677
5731 | 1 | 0.099145 | 1 | 0.040088 | 1 | 0.091015 | 1 | 0.091015
5732 | 1 | 0.083062 | 1 | 0.032866 | 1 | 0.075097 | 1 | 0.075097
5733 | 1 | 0.074554 | 1 | 0.027403 | 1 | 0.067072 | 1 | 0.067072
5734 | 1 | 0.062724 | 1 | 0.023054 | 1 | 0.056429 | 1 | 0.056429
5735 | 1 | 0.04389 | 1 | 0.016293 | 1 | 0.03979 | 1 | 0.03979
5736 | 1 | 0.02411 | 1 | 0.0095396 | 1 | 0.021798 | 1 | 0.021798
5737 | 1 | 0.012194 | 1 | 0.0048248 | 1 | 0.011025 | 1 | 0.011025
5738 | 1 | 0.011712 | 1 | 0.0043046 | 1 | 0.010536 | 1 | 0.010536
5739 | 1 | 0.013574 | 1 | 0.005266 | 1 | 0.012105 | 1 | 0.012105
5740 | 0 | 0 | 0 | 0 | 0 | 0 | 0 | 0
5741 | 0 | 0 | 0 | 0 | 0 | 0 | 0 | 0
5742 | 0 | 0 | 0 | 0 | 0 | 0 | 0 | 0
5743 | 0 | 0 | 0 | 0 | 0 | 0 | 0 | 0
5744 | 1 | 0.013725 | 1 | 0.0053761 | 1 | 0.012322 | 1 | 0.012322
5745 | 1 | 0.039369 | 1 | 0.014615 | 1 | 0.035691 | 1 | 0.035691
5746 | 1 | 0.091786 | 1 | 0.036703 | 1 | 0.083602 | 1 | 0.083602
5747 | 1 | 0.12004 | 1 | 0.045032 | 1 | 0.10971 | 1 | 0.10971
5748 | 1 | 0.1344 | 1 | 0.050982 | 1 | 0.12391 | 1 | 0.12391
5749 | 1 | 0.14565 | 1 | 0.05525 | 1 | 0.13428 | 1 | 0.13428
5750 | 1 | 0.18228 | 1 | 0.075491 | 1 | 0.17022 | 1 | 0.17022
5751 | 1 | 0.19288 | 1 | 0.073164 | 1 | 0.17782 | 1 | 0.17782
5752 | 1 | 0.20564 | 1 | 0.078925 | 1 | 0.19133 | 1 | 0.19133
5753 | 1 | 0.20981 | 1 | 0.080526 | 1 | 0.19521 | 1 | 0.19521
5754 | 1 | 0.20135 | 1 | 0.076378 | 1 | 0.18563 | 1 | 0.18563
5755 | 1 | 0.16574 | 1 | 0.06287 | 1 | 0.1528 | 1 | 0.1528
5756 | 1 | 0.13638 | 1 | 0.051731 | 1 | 0.12573 | 1 | 0.12573
5757 | 1 | 0.12564 | 1 | 0.050801 | 1 | 0.11534 | 1 | 0.11534
5758 | 1 | 0.10025 | 1 | 0.037608 | 1 | 0.091627 | 1 | 0.091627
5759 | 1 | 0.076438 | 1 | 0.030907 | 1 | 0.070171 | 1 | 0.070171
5760 | 1 | 0.046888 | 1 | 0.01759 | 1 | 0.042855 | 1 | 0.042855
5761 | 1 | 0.0274 | 1 | 0.010957 | 1 | 0.024957 | 1 | 0.024957
5762 | 1 | 0.014379 | 1 | 0.0053381 | 1 | 0.013036 | 1 | 0.013036
5763 | 1 | 0.01093 | 1 | 0.0040576 | 1 | 0.009909 | 1 | 0.009909
5764 | 1 | 0.010545 | 1 | 0.0039146 | 1 | 0.0095598 | 1 | 0.0095598
5765 | 1 | 0.010262 | 1 | 0.0038097 | 1 | 0.0093036 | 1 | 0.0093036
5766 | 1 | 0.010325 | 1 | 0.0038328 | 1 | 0.0093601 | 1 | 0.0093601
5767 | 1 | 0.01741 | 1 | 0.0070394 | 1 | 0.015982 | 1 | 0.015982
5768 | 1 | 0.054964 | 1 | 0.022764 | 1 | 0.051328 | 1 | 0.051328
5769 | 1 | 0.093003 | 1 | 0.036141 | 1 | 0.08738 | 1 | 0.08738
5770 | 1 | 0.15054 | 1 | 0.064034 | 1 | 0.14332 | 1 | 0.14332
5771 | 1 | 0.19084 | 1 | 0.082362 | 1 | 0.18362 | 1 | 0.18362
5772 | 1 | 0.20809 | 1 | 0.091196 | 1 | 0.20248 | 1 | 0.20248
5773 | 1 | 0.21249 | 1 | 0.087514 | 1 | 0.20908 | 1 | 0.20908
5774 | 1 | 0.25841 | 1 | 0.11713 | 1 | 0.25782 | 1 | 0.25782
5775 | 1 | 0.29177 | 1 | 0.13225 | 1 | 0.29109 | 1 | 0.29109
5776 | 1 | 0.28791 | 1 | 0.12284 | 1 | 0.29149 | 1 | 0.29149
5777 | 1 | 0.3009 | 1 | 0.13404 | 1 | 0.29635 | 1 | 0.29635
5778 | 1 | 0.27416 | 1 | 0.12015 | 1 | 0.26677 | 1 | 0.26677
5779 | 1 | 0.23211 | 1 | 0.10017 | 1 | 0.22332 | 1 | 0.22332
5780 | 1 | 0.18496 | 1 | 0.073861 | 1 | 0.17756 | 1 | 0.17756
5781 | 1 | 0.16454 | 1 | 0.06479 | 1 | 0.15621 | 1 | 0.15621
5782 | 1 | 0.14103 | 1 | 0.056319 | 1 | 0.13539 | 1 | 0.13539
5783 | 1 | 0.11034 | 1 | 0.043449 | 1 | 0.10475 | 1 | 0.10475
5784 | 1 | 0.084123 | 1 | 0.03484 | 1 | 0.078557 | 1 | 0.078557
5785 | 1 | 0.056202 | 1 | 0.02184 | 1 | 0.052804 | 1 | 0.052804
5786 | 1 | 0.042081 | 1 | 0.016353 | 1 | 0.039537 | 1 | 0.039537
5787 | 1 | 0.031909 | 1 | 0.0124 | 1 | 0.02998 | 1 | 0.02998
5788 | 1 | 0.023828 | 1 | 0.0091454 | 1 | 0.02217 | 1 | 0.02217
5789 | 1 | 0.02037 | 1 | 0.0078182 | 1 | 0.018953 | 1 | 0.018953
5790 | 1 | 0.022637 | 1 | 0.0086882 | 1 | 0.021062 | 1 | 0.021062
5791 | 1 | 0.031298 | 1 | 0.012163 | 1 | 0.029406 | 1 | 0.029406
5792 | 1 | 0.044701 | 1 | 0.017371 | 1 | 0.041998 | 1 | 0.041998
5793 | 1 | 0.044085 | 1 | 0.017359 | 1 | 0.041852 | 1 | 0.041852
5794 | 1 | 0.074012 | 1 | 0.029555 | 1 | 0.07105 | 1 | 0.07105
5795 | 1 | 0.12671 | 1 | 0.054686 | 1 | 0.12192 | 1 | 0.12192
5796 | 1 | 0.15639 | 1 | 0.068538 | 1 | 0.15218 | 1 | 0.15218
5797 | 1 | 0.17807 | 1 | 0.080712 | 1 | 0.17766 | 1 | 0.17766
5798 | 1 | 0.20215 | 1 | 0.091626 | 1 | 0.20168 | 1 | 0.20168
5799 | 1 | 0.18492 | 1 | 0.085383 | 1 | 0.18708 | 1 | 0.18708
5800 | 1 | 0.1873 | 1 | 0.079914 | 1 | 0.18963 | 1 | 0.18963
5801 | 1 | 0.19381 | 1 | 0.07982 | 1 | 0.1907 | 1 | 0.1907
5802 | 1 | 0.20494 | 1 | 0.088445 | 1 | 0.19718 | 1 | 0.19718
5803 | 1 | 0.18486 | 1 | 0.07863 | 1 | 0.17598 | 1 | 0.17598
5804 | 1 | 0.15293 | 1 | 0.060219 | 1 | 0.14519 | 1 | 0.14519
5805 | 1 | 0.14648 | 1 | 0.061458 | 1 | 0.13807 | 1 | 0.13807
5806 | 1 | 0.1205 | 1 | 0.046826 | 1 | 0.11321 | 1 | 0.11321
5807 | 1 | 0.093754 | 1 | 0.036433 | 1 | 0.088085 | 1 | 0.088085
5808 | 1 | 0.068674 | 1 | 0.026687 | 1 | 0.064522 | 1 | 0.064522
5809 | 1 | 0.050192 | 1 | 0.020787 | 1 | 0.046871 | 1 | 0.046871
5810 | 1 | 0.032705 | 1 | 0.012552 | 1 | 0.030429 | 1 | 0.030429
5811 | 1 | 0.024812 | 1 | 0.01015 | 1 | 0.022967 | 1 | 0.022967
5812 | 1 | 0.018021 | 1 | 0.0068359 | 1 | 0.016614 | 1 | 0.016614
5813 | 1 | 0.015702 | 1 | 0.0059563 | 1 | 0.014476 | 1 | 0.014476
5814 | 1 | 0.021337 | 1 | 0.0080939 | 1 | 0.019671 | 1 | 0.019671
5815 | 1 | 0.037527 | 1 | 0.015352 | 1 | 0.034737 | 1 | 0.034737
5816 | 1 | 0.067284 | 1 | 0.02823 | 1 | 0.063422 | 1 | 0.063422
5817 | 1 | 0.11441 | 1 | 0.045688 | 1 | 0.10983 | 1 | 0.10983
5818 | 1 | 0.1767 | 1 | 0.07744 | 1 | 0.17194 | 1 | 0.17194
5819 | 1 | 0.21109 | 1 | 0.094032 | 1 | 0.2079 | 1 | 0.2079
5820 | 1 | 0.21168 | 1 | 0.090319 | 1 | 0.21431 | 1 | 0.21431
5821 | 1 | 0.24228 | 1 | 0.1141 | 1 | 0.2488 | 1 | 0.2488
5822 | 1 | 0.25398 | 1 | 0.1155 | 1 | 0.27091 | 1 | 0.27091
5823 | 1 | 0.29056 | 1 | 0.12914 | 1 | 0.30413 | 1 | 0.30413
5824 | 1 | 0.31087 | 1 | 0.13817 | 1 | 0.3254 | 1 | 0.3254
5825 | 1 | 0.3412 | 1 | 0.15754 | 1 | 0.34518 | 1 | 0.34518
5826 | 1 | 0.32171 | 1 | 0.14099 | 1 | 0.31305 | 1 | 0.31305
5827 | 1 | 0.2496 | 1 | 0.10117 | 1 | 0.24248 | 1 | 0.24248
5828 | 1 | 0.21644 | 1 | 0.093407 | 1 | 0.20824 | 1 | 0.20824
5829 | 1 | 0.17995 | 1 | 0.071859 | 1 | 0.17275 | 1 | 0.17275
5830 | 1 | 0.15329 | 1 | 0.060359 | 1 | 0.14552 | 1 | 0.14552
5831 | 1 | 0.11803 | 1 | 0.045301 | 1 | 0.10982 | 1 | 0.10982
5832 | 1 | 0.087372 | 1 | 0.034938 | 1 | 0.079581 | 1 | 0.079581
5833 | 1 | 0.054497 | 1 | 0.021143 | 1 | 0.0486 | 1 | 0.0486
5834 | 0 | 0 | 0 | 0 | 0 | 0 | 0 | 0
5835 | 0 | 0 | 0 | 0 | 0 | 0 | 0 | 0
5836 | 0 | 0 | 0 | 0 | 0 | 0 | 0 | 0
5837 | 0 | 0 | 0 | 0 | 0 | 0 | 0 | 0
5838 | 0 | 0 | 0 | 0 | 0 | 0 | 0 | 0
5839 | 0 | 0 | 0 | 0 | 0 | 0 | 0 | 0
5840 | 1 | 0.020032 | 1 | 0.0074365 | 1 | 0.018161 | 1 | 0.018161
5841 | 1 | 0.076238 | 1 | 0.029261 | 1 | 0.070933 | 1 | 0.070933
5842 | 1 | 0.12513 | 1 | 0.048027 | 1 | 0.11643 | 1 | 0.11643
5843 | 1 | 0.1603 | 1 | 0.06312 | 1 | 0.15218 | 1 | 0.15218
5844 | 1 | 0.1846 | 1 | 0.076452 | 1 | 0.17238 | 1 | 0.17238
5845 | 1 | 0.18987 | 1 | 0.074763 | 1 | 0.18025 | 1 | 0.18025
5846 | 1 | 0.23591 | 1 | 0.10034 | 1 | 0.22458 | 1 | 0.22458
5847 | 1 | 0.27284 | 1 | 0.11605 | 1 | 0.25975 | 1 | 0.25975
5848 | 1 | 0.2745 | 1 | 0.10809 | 1 | 0.2606 | 1 | 0.2606
5849 | 1 | 0.29045 | 1 | 0.12186 | 1 | 0.27378 | 1 | 0.27378
5850 | 1 | 0.23945 | 1 | 0.09305 | 1 | 0.22497 | 1 | 0.22497
5851 | 1 | 0.20805 | 1 | 0.084123 | 1 | 0.19099 | 1 | 0.19099
5852 | 1 | 0.17169 | 1 | 0.067934 | 1 | 0.15523 | 1 | 0.15523
5853 | 1 | 0.14585 | 1 | 0.056584 | 1 | 0.13007 | 1 | 0.13007
5854 | 1 | 0.11387 | 1 | 0.041458 | 1 | 0.1017 | 1 | 0.1017
5855 | 0 | 0 | 0 | 0 | 0 | 0 | 0 | 0
5856 | 0 | 0 | 0 | 0 | 0 | 0 | 0 | 0
5857 | 0 | 0 | 0 | 0 | 0 | 0 | 0 | 0
5858 | 0 | 0 | 0 | 0 | 0 | 0 | 0 | 0
5859 | 0 | 0 | 0 | 0 | 0 | 0 | 0 | 0
5860 | 0 | 0 | 0 | 0 | 0 | 0 | 0 | 0
5861 | 0 | 0 | 0 | 0 | 0 | 0 | 0 | 0
5862 | 0 | 0 | 0 | 0 | 0 | 0 | 0 | 0
5863 | 1 | 0.014902 | 1 | 0.0058372 | 1 | 0.013378 | 1 | 0.013378
5864 | 1 | 0.0093835 | 1 | 0.0035202 | 1 | 0.0085764 | 1 | 0.0085764
5865 | 1 | 0.052499 | 1 | 0.021743 | 1 | 0.049025 | 1 | 0.049025
5866 | 1 | 0.11099 | 1 | 0.043132 | 1 | 0.10428 | 1 | 0.10428
5867 | 1 | 0.1374 | 1 | 0.054869 | 1 | 0.13191 | 1 | 0.13191
5868 | 1 | 0.14487 | 1 | 0.064534 | 1 | 0.14268 | 1 | 0.14268
5869 | 1 | 0.19449 | 1 | 0.084627 | 1 | 0.20008 | 1 | 0.20008
5870 | 1 | 0.24776 | 1 | 0.11918 | 1 | 0.25857 | 1 | 0.25857
5871 | 1 | 0.26126 | 1 | 0.12179 | 1 | 0.28445 | 1 | 0.28445
5872 | 1 | 0.30857 | 1 | 0.14843 | 1 | 0.32203 | 1 | 0.32203
5873 | 1 | 0.31806 | 1 | 0.14686 | 1 | 0.32177 | 1 | 0.32177
5874 | 1 | 0.30235 | 1 | 0.13251 | 1 | 0.2942 | 1 | 0.2942
5875 | 1 | 0.24911 | 1 | 0.10452 | 1 | 0.23481 | 1 | 0.23481
5876 | 1 | 0.20025 | 1 | 0.08097 | 1 | 0.18383 | 1 | 0.18383
5877 | 1 | 0.17616 | 1 | 0.073911 | 1 | 0.16605 | 1 | 0.16605
5878 | 1 | 0.14135 | 1 | 0.053027 | 1 | 0.12919 | 1 | 0.12919
5879 | 1 | 0.11119 | 1 | 0.045488 | 1 | 0.10293 | 1 | 0.10293
5880 | 1 | 0.072853 | 1 | 0.026777 | 1 | 0.065541 | 1 | 0.065541
5881 | 1 | 0.049148 | 1 | 0.019873 | 1 | 0.045118 | 1 | 0.045118
5882 | 0 | 0 | 0 | 0 | 0 | 0 | 0 | 0
5883 | 1 | 0.015133 | 1 | 0.0059876 | 1 | 0.013681 | 1 | 0.013681
5884 | 0 | 0 | 0 | 0 | 0 | 0 | 0 | 0
5885 | 0 | 0 | 0 | 0 | 0 | 0 | 0 | 0
5886 | 0 | 0 | 0 | 0 | 0 | 0 | 0 | 0
5887 | 1 | 0.014359 | 1 | 0.0056816 | 1 | 0.012982 | 1 | 0.012982
5888 | 1 | 0.036863 | 1 | 0.014325 | 1 | 0.034634 | 1 | 0.034634
5889 | 1 | 0.096998 | 1 | 0.039949 | 1 | 0.095442 | 1 | 0.095442
5890 | 1 | 0.12233 | 1 | 0.051249 | 1 | 0.12203 | 1 | 0.12203
5891 | 1 | 0.19571 | 1 | 0.090365 | 1 | 0.19799 | 1 | 0.19799
5892 | 1 | 0.1996 | 1 | 0.085162 | 1 | 0.20208 | 1 | 0.20208
5893 | 1 | 0.23024 | 1 | 0.10631 | 1 | 0.23293 | 1 | 0.23293
5894 | 1 | 0.24958 | 1 | 0.10649 | 1 | 0.25268 | 1 | 0.25268
5895 | 1 | 0.27675 | 1 | 0.12042 | 1 | 0.2847 | 1 | 0.2847
5896 | 1 | 0.29203 | 1 | 0.1328 | 1 | 0.31149 | 1 | 0.31149
5897 | 1 | 0.29439 | 1 | 0.13723 | 1 | 0.32053 | 1 | 0.32053
5898 | 1 | 0.30339 | 1 | 0.14288 | 1 | 0.31156 | 1 | 0.31156
5899 | 1 | 0.2488 | 1 | 0.10737 | 1 | 0.23938 | 1 | 0.23938
5900 | 1 | 0.19686 | 1 | 0.076499 | 1 | 0.18495 | 1 | 0.18495
5901 | 1 | 0.18351 | 1 | 0.076002 | 1 | 0.17137 | 1 | 0.17137
5902 | 1 | 0.14756 | 1 | 0.056635 | 1 | 0.13729 | 1 | 0.13729
5903 | 1 | 0.1117 | 1 | 0.042371 | 1 | 0.10298 | 1 | 0.10298
5904 | 1 | 0.085877 | 1 | 0.036528 | 1 | 0.081755 | 1 | 0.081755
5905 | 1 | 0.060834 | 1 | 0.025524 | 1 | 0.057342 | 1 | 0.057342
5906 | 1 | 0.037797 | 1 | 0.014955 | 1 | 0.034172 | 1 | 0.034172
5907 | 1 | 0.020683 | 1 | 0.0076021 | 1 | 0.018607 | 1 | 0.018607
5908 | 1 | 0.013233 | 1 | 0.0049124 | 1 | 0.011996 | 1 | 0.011996
5909 | 1 | 0.012031 | 1 | 0.0047605 | 1 | 0.010878 | 1 | 0.010878
5910 | 1 | 0.011135 | 1 | 0.0044527 | 1 | 0.010142 | 1 | 0.010142
5911 | 1 | 0.0074148 | 1 | 0.0028458 | 1 | 0.0068988 | 1 | 0.0068988
5912 | 1 | 0.070434 | 1 | 0.029008 | 1 | 0.069304 | 1 | 0.069304
5913 | 1 | 0.11219 | 1 | 0.046999 | 1 | 0.11191 | 1 | 0.11191
5914 | 1 | 0.16906 | 1 | 0.076628 | 1 | 0.16867 | 1 | 0.16867
5915 | 1 | 0.19165 | 1 | 0.080291 | 1 | 0.19119 | 1 | 0.19119
5916 | 1 | 0.20008 | 1 | 0.085365 | 1 | 0.20256 | 1 | 0.20256
5917 | 1 | 0.22277 | 1 | 0.10286 | 1 | 0.22537 | 1 | 0.22537
5918 | 1 | 0.21079 | 1 | 0.091722 | 1 | 0.21685 | 1 | 0.21685
5919 | 1 | 0.22976 | 1 | 0.11052 | 1 | 0.23978 | 1 | 0.23978
5920 | 1 | 0.2246 | 1 | 0.10578 | 1 | 0.23065 | 1 | 0.23065
5921 | 1 | 0.22732 | 1 | 0.096988 | 1 | 0.23014 | 1 | 0.23014
5922 | 1 | 0.19713 | 1 | 0.084108 | 1 | 0.19958 | 1 | 0.19958
5923 | 1 | 0.17975 | 1 | 0.076694 | 1 | 0.18198 | 1 | 0.18198
5924 | 1 | 0.16447 | 1 | 0.068904 | 1 | 0.16407 | 1 | 0.16407
5925 | 1 | 0.16051 | 1 | 0.070342 | 1 | 0.15618 | 1 | 0.15618
5926 | 1 | 0.14095 | 1 | 0.061772 | 1 | 0.13715 | 1 | 0.13715
5927 | 1 | 0.10647 | 1 | 0.043851 | 1 | 0.10477 | 1 | 0.10477
5928 | 1 | 0.082097 | 1 | 0.033277 | 1 | 0.079755 | 1 | 0.079755
5929 | 1 | 0.064949 | 1 | 0.02803 | 1 | 0.06249 | 1 | 0.06249
5930 | 1 | 0.049472 | 1 | 0.021043 | 1 | 0.047097 | 1 | 0.047097
5931 | 1 | 0.039304 | 1 | 0.016718 | 1 | 0.037418 | 1 | 0.037418
5932 | 1 | 0.032769 | 1 | 0.013939 | 1 | 0.031196 | 1 | 0.031196
5933 | 1 | 0.030299 | 1 | 0.012888 | 1 | 0.028845 | 1 | 0.028845
5934 | 1 | 0.033505 | 1 | 0.014252 | 1 | 0.031897 | 1 | 0.031897
5935 | 1 | 0.040768 | 1 | 0.017341 | 1 | 0.038812 | 1 | 0.038812
5936 | 1 | 0.059914 | 1 | 0.023592 | 1 | 0.056881 | 1 | 0.056881
5937 | 1 | 0.045517 | 1 | 0.018176 | 1 | 0.043695 | 1 | 0.043695
5938 | 1 | 0.055694 | 1 | 0.024036 | 1 | 0.053585 | 1 | 0.053585
5939 | 1 | 0.067512 | 1 | 0.029587 | 1 | 0.065692 | 1 | 0.065692
5940 | 1 | 0.081325 | 1 | 0.033494 | 1 | 0.08002 | 1 | 0.08002
5941 | 1 | 0.099922 | 1 | 0.043791 | 1 | 0.09723 | 1 | 0.09723
5942 | 1 | 0.11912 | 1 | 0.053065 | 1 | 0.11732 | 1 | 0.11732
5943 | 1 | 0.1269 | 1 | 0.052263 | 1 | 0.12486 | 1 | 0.12486
5944 | 1 | 0.13521 | 1 | 0.055687 | 1 | 0.13304 | 1 | 0.13304
5945 | 1 | 0.12535 | 1 | 0.054933 | 1 | 0.12197 | 1 | 0.12197
5946 | 1 | 0.13262 | 1 | 0.057235 | 1 | 0.1276 | 1 | 0.1276
5947 | 1 | 0.12505 | 1 | 0.049935 | 1 | 0.12004 | 1 | 0.12004
5948 | 1 | 0.11712 | 1 | 0.046767 | 1 | 0.11243 | 1 | 0.11243
5949 | 1 | 0.11114 | 1 | 0.044382 | 1 | 0.1067 | 1 | 0.1067
5950 | 1 | 0.10685 | 1 | 0.046111 | 1 | 0.1028 | 1 | 0.1028
5951 | 1 | 0.086433 | 1 | 0.037302 | 1 | 0.083159 | 1 | 0.083159
5952 | 1 | 0.065829 | 1 | 0.028409 | 1 | 0.063336 | 1 | 0.063336
5953 | 1 | 0.045678 | 1 | 0.01824 | 1 | 0.04385 | 1 | 0.04385
5954 | 1 | 0.035377 | 1 | 0.014127 | 1 | 0.033961 | 1 | 0.033961
5955 | 1 | 0.029412 | 1 | 0.011581 | 1 | 0.027923 | 1 | 0.027923
5956 | 1 | 0.02611 | 1 | 0.010955 | 1 | 0.024611 | 1 | 0.024611
5957 | 1 | 0.023545 | 1 | 0.0092712 | 1 | 0.022353 | 1 | 0.022353
5958 | 1 | 0.028954 | 1 | 0.012148 | 1 | 0.027292 | 1 | 0.027292
5959 | 1 | 0.03455 | 1 | 0.013604 | 1 | 0.0328 | 1 | 0.0328
5960 | 1 | 0.052646 | 1 | 0.022393 | 1 | 0.050119 | 1 | 0.050119
5961 | 1 | 0.059046 | 1 | 0.025115 | 1 | 0.056212 | 1 | 0.056212
5962 | 1 | 0.070323 | 1 | 0.028963 | 1 | 0.069195 | 1 | 0.069195
5963 | 1 | 0.073651 | 1 | 0.032809 | 1 | 0.072537 | 1 | 0.072537
5964 | 1 | 0.11366 | 1 | 0.054674 | 1 | 0.11862 | 1 | 0.11862
5965 | 1 | 0.17895 | 1 | 0.086081 | 1 | 0.18676 | 1 | 0.18676
5966 | 1 | 0.21621 | 1 | 0.096092 | 1 | 0.22631 | 1 | 0.22631
5967 | 1 | 0.25775 | 1 | 0.12139 | 1 | 0.26469 | 1 | 0.26469
5968 | 1 | 0.22093 | 1 | 0.090989 | 1 | 0.21738 | 1 | 0.21738
5969 | 1 | 0.21057 | 1 | 0.088217 | 1 | 0.21006 | 1 | 0.21006
5970 | 1 | 0.24745 | 1 | 0.11023 | 1 | 0.24371 | 1 | 0.24371
5971 | 1 | 0.22121 | 1 | 0.098541 | 1 | 0.21786 | 1 | 0.21786
5972 | 1 | 0.17783 | 1 | 0.073237 | 1 | 0.17497 | 1 | 0.17497
5973 | 1 | 0.16238 | 1 | 0.064842 | 1 | 0.15588 | 1 | 0.15588
5974 | 1 | 0.13961 | 1 | 0.052959 | 1 | 0.12871 | 1 | 0.12871
5975 | 1 | 0.10432 | 1 | 0.039134 | 1 | 0.095344 | 1 | 0.095344
5976 | 1 | 0.078934 | 1 | 0.031917 | 1 | 0.072462 | 1 | 0.072462
5977 | 1 | 0.05304 | 1 | 0.019898 | 1 | 0.048478 | 1 | 0.048478
5978 | 1 | 0.034878 | 1 | 0.013084 | 1 | 0.031878 | 1 | 0.031878
5979 | 1 | 0.021299 | 1 | 0.0079903 | 1 | 0.019467 | 1 | 0.019467
5980 | 1 | 0.015504 | 1 | 0.0058809 | 1 | 0.014293 | 1 | 0.014293
5981 | 1 | 0.015865 | 1 | 0.0061651 | 1 | 0.014905 | 1 | 0.014905
5982 | 1 | 0.021029 | 1 | 0.0087091 | 1 | 0.019637 | 1 | 0.019637
5983 | 1 | 0.022207 | 1 | 0.0090848 | 1 | 0.020556 | 1 | 0.020556
5984 | 1 | 0.024432 | 1 | 0.0099948 | 1 | 0.022615 | 1 | 0.022615
5985 | 1 | 0.021142 | 1 | 0.0087561 | 1 | 0.019743 | 1 | 0.019743
5986 | 1 | 0.039115 | 1 | 0.0162 | 1 | 0.036527 | 1 | 0.036527
5987 | 1 | 0.048168 | 1 | 0.018967 | 1 | 0.045729 | 1 | 0.045729
5988 | 1 | 0.057661 | 1 | 0.024884 | 1 | 0.055477 | 1 | 0.055477
5989 | 1 | 0.059205 | 1 | 0.023998 | 1 | 0.057516 | 1 | 0.057516
5990 | 1 | 0.066408 | 1 | 0.029582 | 1 | 0.065403 | 1 | 0.065403
5991 | 1 | 0.054188 | 1 | 0.022317 | 1 | 0.053319 | 1 | 0.053319
5992 | 1 | 0.083576 | 1 | 0.03555 | 1 | 0.079565 | 1 | 0.079565
5993 | 1 | 0.084802 | 1 | 0.034926 | 1 | 0.083441 | 1 | 0.083441
5994 | 1 | 0.099846 | 1 | 0.043758 | 1 | 0.097155 | 1 | 0.097155
5995 | 1 | 0.11153 | 1 | 0.048135 | 1 | 0.10731 | 1 | 0.10731
5996 | 1 | 0.11026 | 1 | 0.046901 | 1 | 0.10497 | 1 | 0.10497
5997 | 1 | 0.10593 | 1 | 0.045057 | 1 | 0.10084 | 1 | 0.10084
5998 | 1 | 0.095695 | 1 | 0.04015 | 1 | 0.090201 | 1 | 0.090201
5999 | 1 | 0.073749 | 1 | 0.030544 | 1 | 0.068869 | 1 | 0.068869
6000 | 1 | 0.049153 | 1 | 0.018865 | 1 | 0.045732 | 1 | 0.045732
6001 | 1 | 0.034363 | 1 | 0.013189 | 1 | 0.031972 | 1 | 0.031972
6002 | 1 | 0.025144 | 1 | 0.010286 | 1 | 0.023274 | 1 | 0.023274
6003 | 1 | 0.016074 | 1 | 0.0060972 | 1 | 0.014818 | 1 | 0.014818
6004 | 1 | 0.010612 | 1 | 0.003981 | 1 | 0.0096991 | 1 | 0.0096991
6005 | 1 | 0.009105 | 1 | 0.0034157 | 1 | 0.0083219 | 1 | 0.0083219
6006 | 1 | 0.010039 | 1 | 0.0040144 | 1 | 0.009144 | 1 | 0.009144
6007 | 1 | 0.010056 | 1 | 0.0037724 | 1 | 0.0091908 | 1 | 0.0091908
6008 | 1 | 0.08766 | 1 | 0.035445 | 1 | 0.080472 | 1 | 0.080472
6009 | 1 | 0.10418 | 1 | 0.043712 | 1 | 0.098203 | 1 | 0.098203
6010 | 1 | 0.12544 | 1 | 0.049394 | 1 | 0.11909 | 1 | 0.11909
6011 | 1 | 0.1653 | 1 | 0.072442 | 1 | 0.16084 | 1 | 0.16084
6012 | 1 | 0.18548 | 1 | 0.07639 | 1 | 0.18251 | 1 | 0.18251
6013 | 1 | 0.20124 | 1 | 0.08288 | 1 | 0.19801 | 1 | 0.19801
6014 | 1 | 0.22823 | 1 | 0.09738 | 1 | 0.23107 | 1 | 0.23107
6015 | 1 | 0.2556 | 1 | 0.10708 | 1 | 0.25498 | 1 | 0.25498
6016 | 1 | 0.26171 | 1 | 0.11166 | 1 | 0.26496 | 1 | 0.26496
6017 | 1 | 0.262 | 1 | 0.10976 | 1 | 0.26136 | 1 | 0.26136
6018 | 1 | 0.23682 | 1 | 0.097534 | 1 | 0.23302 | 1 | 0.23302
6019 | 1 | 0.19555 | 1 | 0.078088 | 1 | 0.18772 | 1 | 0.18772
6020 | 1 | 0.16635 | 1 | 0.065502 | 1 | 0.15793 | 1 | 0.15793
6021 | 1 | 0.1487 | 1 | 0.058553 | 1 | 0.14117 | 1 | 0.14117
6022 | 1 | 0.13354 | 1 | 0.056031 | 1 | 0.12588 | 1 | 0.12588
6023 | 1 | 0.097204 | 1 | 0.037774 | 1 | 0.091326 | 1 | 0.091326
6024 | 1 | 0.07116 | 1 | 0.027653 | 1 | 0.066858 | 1 | 0.066858
6025 | 1 | 0.051102 | 1 | 0.021164 | 1 | 0.047721 | 1 | 0.047721
6026 | 1 | 0.034784 | 1 | 0.01335 | 1 | 0.032363 | 1 | 0.032363
6027 | 1 | 0.028129 | 1 | 0.011507 | 1 | 0.026038 | 1 | 0.026038
6028 | 1 | 0.02171 | 1 | 0.0088812 | 1 | 0.020096 | 1 | 0.020096
6029 | 1 | 0.018014 | 1 | 0.0074606 | 1 | 0.016822 | 1 | 0.016822
6030 | 1 | 0.014177 | 1 | 0.0053778 | 1 | 0.01307 | 1 | 0.01307
6031 | 1 | 0.018015 | 1 | 0.007284 | 1 | 0.016537 | 1 | 0.016537
6032 | 1 | 0.023507 | 1 | 0.0089168 | 1 | 0.021671 | 1 | 0.021671
6033 | 1 | 0.012018 | 1 | 0.0048594 | 1 | 0.011033 | 1 | 0.011033
6034 | 1 | 0.0087265 | 1 | 0.0032737 | 1 | 0.0079759 | 1 | 0.0079759
6035 | 1 | 0.0080448 | 1 | 0.0030516 | 1 | 0.0074166 | 1 | 0.0074166
6036 | 1 | 0.0066516 | 1 | 0.0027548 | 1 | 0.0062115 | 1 | 0.0062115
6037 | 1 | 0.003455 | 1 | 0.0013797 | 1 | 0.0033167 | 1 | 0.0033167
6038 | 1 | 0.066304 | 1 | 0.029058 | 1 | 0.064517 | 1 | 0.064517
6039 | 1 | 0.14058 | 1 | 0.061607 | 1 | 0.13679 | 1 | 0.13679
6040 | 1 | 0.17748 | 1 | 0.07194 | 1 | 0.17242 | 1 | 0.17242
6041 | 1 | 0.16603 | 1 | 0.0673 | 1 | 0.1613 | 1 | 0.1613
6042 | 1 | 0.16726 | 1 | 0.072186 | 1 | 0.16093 | 1 | 0.16093
6043 | 1 | 0.14101 | 1 | 0.056308 | 1 | 0.13536 | 1 | 0.13536
6044 | 1 | 0.1323 | 1 | 0.056276 | 1 | 0.12595 | 1 | 0.12595
6045 | 1 | 0.12018 | 1 | 0.049772 | 1 | 0.11223 | 1 | 0.11223
6046 | 1 | 0.10326 | 1 | 0.041754 | 1 | 0.094796 | 1 | 0.094796
6047 | 1 | 0.074129 | 1 | 0.029037 | 1 | 0.06655 | 1 | 0.06655
6048 | 1 | 0.044146 | 1 | 0.017127 | 1 | 0.03937 | 1 | 0.03937
6049 | 0 | 0 | 0 | 0 | 0 | 0 | 0 | 0
6050 | 0 | 0 | 0 | 0 | 0 | 0 | 0 | 0
6051 | 0 | 0 | 0 | 0 | 0 | 0 | 0 | 0
6052 | 0 | 0 | 0 | 0 | 0 | 0 | 0 | 0
6053 | 0 | 0 | 0 | 0 | 0 | 0 | 0 | 0
6054 | 0 | 0 | 0 | 0 | 0 | 0 | 0 | 0
6055 | 0 | 0 | 0 | 0 | 0 | 0 | 0 | 0
6056 | 0 | 0 | 0 | 0 | 0 | 0 | 0 | 0
6057 | 1 | 0.036536 | 1 | 0.014311 | 1 | 0.0328 | 1 | 0.0328
6058 | 1 | 0.090362 | 1 | 0.035754 | 1 | 0.081696 | 1 | 0.081696
6059 | 1 | 0.12191 | 1 | 0.046243 | 1 | 0.11239 | 1 | 0.11239
6060 | 1 | 0.11024 | 1 | 0.041818 | 1 | 0.10163 | 1 | 0.10163
6061 | 1 | 0.083654 | 1 | 0.031382 | 1 | 0.076458 | 1 | 0.076458
6062 | 1 | 0.13053 | 1 | 0.049512 | 1 | 0.12033 | 1 | 0.12033
6063 | 1 | 0.14402 | 1 | 0.05403 | 1 | 0.13164 | 1 | 0.13164
6064 | 1 | 0.12436 | 1 | 0.046165 | 1 | 0.11274 | 1 | 0.11274
6065 | 1 | 0.12559 | 1 | 0.049692 | 1 | 0.11354 | 1 | 0.11354
6066 | 1 | 0.10243 | 1 | 0.03765 | 1 | 0.092153 | 1 | 0.092153
6067 | 1 | 0.096116 | 1 | 0.037649 | 1 | 0.08629 | 1 | 0.08629
6068 | 1 | 0.080583 | 1 | 0.031263 | 1 | 0.071864 | 1 | 0.071864
6069 | 0 | 0 | 0 | 0 | 0 | 0 | 0 | 0
6070 | 0 | 0 | 0 | 0 | 0 | 0 | 0 | 0
6071 | 1 | 0.0249 | 1 | 0.0090662 | 1 | 0.022239 | 1 | 0.022239
6072 | 1 | 0.015159 | 1 | 0.0058813 | 1 | 0.013519 | 1 | 0.013519
6073 | 1 | 0.014816 | 1 | 0.0057481 | 1 | 0.013213 | 1 | 0.013213
6074 | 1 | 0.014488 | 1 | 0.0056208 | 1 | 0.01292 | 1 | 0.01292
6075 | 0 | 0 | 0 | 0 | 0 | 0 | 0 | 0
6076 | 0 | 0 | 0 | 0 | 0 | 0 | 0 | 0
6077 | 0 | 0 | 0 | 0 | 0 | 0 | 0 | 0
6078 | 0 | 0 | 0 | 0 | 0 | 0 | 0 | 0
6079 | 0 | 0 | 0 | 0 | 0 | 0 | 0 | 0
6080 | 0 | 0 | 0 | 0 | 0 | 0 | 0 | 0
6081 | 1 | 0.0292 | 1 | 0.011554 | 1 | 0.0264 | 1 | 0.0264
6082 | 1 | 0.072214 | 1 | 0.028877 | 1 | 0.065775 | 1 | 0.065775
6083 | 1 | 0.060559 | 1 | 0.022481 | 1 | 0.054902 | 1 | 0.054902
6084 | 1 | 0.083751 | 1 | 0.034262 | 1 | 0.077525 | 1 | 0.077525
6085 | 1 | 0.11663 | 1 | 0.044764 | 1 | 0.10852 | 1 | 0.10852
6086 | 1 | 0.13846 | 1 | 0.057344 | 1 | 0.1293 | 1 | 0.1293
6087 | 1 | 0.12009 | 1 | 0.046091 | 1 | 0.11173 | 1 | 0.11173
6088 | 1 | 0.13447 | 1 | 0.051609 | 1 | 0.12511 | 1 | 0.12511
6089 | 1 | 0.11363 | 1 | 0.042629 | 1 | 0.10386 | 1 | 0.10386
6090 | 1 | 0.10627 | 1 | 0.042497 | 1 | 0.096798 | 1 | 0.096798
6091 | 1 | 0.096724 | 1 | 0.035217 | 1 | 0.086387 | 1 | 0.086387
6092 | 0 | 0 | 0 | 0 | 0 | 0 | 0 | 0
6093 | 0 | 0 | 0 | 0 | 0 | 0 | 0 | 0
6094 | 0 | 0 | 0 | 0 | 0 | 0 | 0 | 0
6095 | 0 | 0 | 0 | 0 | 0 | 0 | 0 | 0
6096 | 0 | 0 | 0 | 0 | 0 | 0 | 0 | 0
6097 | 0 | 0 | 0 | 0 | 0 | 0 | 0 | 0
6098 | 0 | 0 | 0 | 0 | 0 | 0 | 0 | 0
6099 | 0 | 0 | 0 | 0 | 0 | 0 | 0 | 0
6100 | 0 | -0.008594 | 0 | -0.008594 | 0 | -0.041424 | 0 | -0.041424
6101 | 0 | -0.019071 | 0 | -0.019071 | 0 | -0.088777 | 0 | -0.088777
6102 | 0 | -0.011344 | 0 | -0.011344 | 0 | -0.064784 | 0 | -0.064784
6103 | 0 | 0 | 0 | 0 | 0 | 0 | 0 | 0
6104 | 0 | 0 | 0 | 0 | 0 | 0 | 0 | 0
6105 | 0 | 0 | 0 | 0 | 0 | 0 | 0 | 0
6106 | 1 | 0.026014 | 1 | 0.0095614 | 1 | 0.023403 | 1 | 0.023403
6107 | 1 | 0.080004 | 1 | 0.030013 | 1 | 0.073122 | 1 | 0.073122
6108 | 1 | 0.11147 | 1 | 0.042283 | 1 | 0.10276 | 1 | 0.10276
6109 | 1 | 0.14199 | 1 | 0.058805 | 1 | 0.13259 | 1 | 0.13259
6110 | 1 | 0.17052 | 1 | 0.066267 | 1 | 0.16021 | 1 | 0.16021
6111 | 1 | 0.21194 | 1 | 0.087775 | 1 | 0.19791 | 1 | 0.19791
6112 | 1 | 0.23028 | 1 | 0.095371 | 1 | 0.21504 | 1 | 0.21504
6113 | 1 | 0.23859 | 1 | 0.098815 | 1 | 0.22281 | 1 | 0.22281
6114 | 1 | 0.20553 | 1 | 0.077963 | 1 | 0.18948 | 1 | 0.18948
6115 | 1 | 0.16632 | 1 | 0.067251 | 1 | 0.15269 | 1 | 0.15269
6116 | 1 | 0.1312 | 1 | 0.049767 | 1 | 0.12095 | 1 | 0.12095
6117 | 1 | 0.11735 | 1 | 0.044514 | 1 | 0.10819 | 1 | 0.10819
6118 | 1 | 0.10052 | 1 | 0.038128 | 1 | 0.092666 | 1 | 0.092666
6119 | 1 | 0.080939 | 1 | 0.032727 | 1 | 0.074302 | 1 | 0.074302
6120 | 1 | 0.052081 | 1 | 0.019538 | 1 | 0.047601 | 1 | 0.047601
6121 | 1 | 0.034366 | 1 | 0.013896 | 1 | 0.031548 | 1 | 0.031548
6122 | 1 | 0.023796 | 1 | 0.0097349 | 1 | 0.022027 | 1 | 0.022027
6123 | 1 | 0.017173 | 1 | 0.0071122 | 1 | 0.016037 | 1 | 0.016037
6124 | 1 | 0.010493 | 1 | 0.0043455 | 1 | 0.0097983 | 1 | 0.0097983
6125 | 1 | 0.0061532 | 1 | 0.0023616 | 1 | 0.005725 | 1 | 0.005725
6126 | 1 | 0.0058316 | 1 | 0.0022382 | 1 | 0.0054258 | 1 | 0.0054258
6127 | 1 | 0.0059569 | 1 | 0.0022863 | 1 | 0.0055424 | 1 | 0.0055424
6128 | 1 | 0.0057108 | 1 | 0.0023652 | 1 | 0.005333 | 1 | 0.005333
6129 | 1 | 0.0065575 | 1 | 0.0026826 | 1 | 0.00607 | 1 | 0.00607
6130 | 1 | 0.0082557 | 1 | 0.0030971 | 1 | 0.0075456 | 1 | 0.0075456
6131 | 1 | 0.0099894 | 1 | 0.0039945 | 1 | 0.0090987 | 1 | 0.0090987
6132 | 1 | 0.010451 | 1 | 0.0038797 | 1 | 0.0094746 | 1 | 0.0094746
6133 | 1 | 0.011537 | 1 | 0.0042403 | 1 | 0.010379 | 1 | 0.010379
6134 | 1 | 0.012124 | 1 | 0.0047973 | 1 | 0.010962 | 1 | 0.010962
6135 | 1 | 0.011886 | 1 | 0.0047029 | 1 | 0.010746 | 1 | 0.010746
6136 | 1 | 0.011282 | 1 | 0.0041881 | 1 | 0.010228 | 1 | 0.010228
6137 | 1 | 0.019049 | 1 | 0.0076173 | 1 | 0.017351 | 1 | 0.017351
6138 | 1 | 0.031171 | 1 | 0.012465 | 1 | 0.028392 | 1 | 0.028392
6139 | 1 | 0.044794 | 1 | 0.016804 | 1 | 0.040941 | 1 | 0.040941
6140 | 1 | 0.051 | 1 | 0.020394 | 1 | 0.046453 | 1 | 0.046453
6141 | 1 | 0.048487 | 1 | 0.019185 | 1 | 0.043837 | 1 | 0.043837
6142 | 1 | 0.043946 | 1 | 0.017214 | 1 | 0.039453 | 1 | 0.039453
6143 | 1 | 0.031554 | 1 | 0.01236 | 1 | 0.028329 | 1 | 0.028329
6144 | 1 | 0.015468 | 1 | 0.005632 | 1 | 0.013815 | 1 | 0.013815
6145 | 0 | 0 | 0 | 0 | 0 | 0 | 0 | 0
6146 | 0 | 0 | 0 | 0 | 0 | 0 | 0 | 0
6147 | 0 | 0 | 0 | 0 | 0 | 0 | 0 | 0
6148 | 0 | 0 | 0 | 0 | 0 | 0 | 0 | 0
6149 | 0 | 0 | 0 | 0 | 0 | 0 | 0 | 0
6150 | 0 | 0 | 0 | 0 | 0 | 0 | 0 | 0
6151 | 0 | 0 | 0 | 0 | 0 | 0 | 0 | 0
6152 | 0 | 0 | 0 | 0 | 0 | 0 | 0 | 0
6153 | 0 | 0 | 0 | 0 | 0 | 0 | 0 | 0
6154 | 1 | 0.058547 | 1 | 0.022933 | 1 | 0.052562 | 1 | 0.052562
6155 | 1 | 0.10129 | 1 | 0.0376 | 1 | 0.091824 | 1 | 0.091824
6156 | 1 | 0.1209 | 1 | 0.045354 | 1 | 0.1105 | 1 | 0.1105
6157 | 1 | 0.14111 | 1 | 0.053526 | 1 | 0.13009 | 1 | 0.13009
6158 | 1 | 0.17615 | 1 | 0.067606 | 1 | 0.16389 | 1 | 0.16389
6159 | 1 | 0.17371 | 1 | 0.067506 | 1 | 0.16321 | 1 | 0.16321
6160 | 1 | 0.21213 | 1 | 0.08678 | 1 | 0.19636 | 1 | 0.19636
6161 | 1 | 0.2024 | 1 | 0.075931 | 1 | 0.18499 | 1 | 0.18499
6162 | 1 | 0.17718 | 1 | 0.070107 | 1 | 0.16019 | 1 | 0.16019
6163 | 1 | 0.13817 | 1 | 0.054121 | 1 | 0.12404 | 1 | 0.12404
6164 | 0 | 0 | 0 | 0 | 0 | 0 | 0 | 0
6165 | 0 | 0 | 0 | 0 | 0 | 0 | 0 | 0
6166 | 0 | 0 | 0 | 0 | 0 | 0 | 0 | 0
6167 | 0 | 0 | 0 | 0 | 0 | 0 | 0 | 0
6168 | 0 | 0 | 0 | 0 | 0 | 0 | 0 | 0
6169 | 0 | 0 | 0 | 0 | 0 | 0 | 0 | 0
6170 | 0 | 0 | 0 | 0 | 0 | 0 | 0 | 0
6171 | 0 | 0 | 0 | 0 | 0 | 0 | 0 | 0
6172 | 0 | -0.0040565 | 0 | -0.0040565 | 0 | -0.024021 | 0 | -0.024021
6173 | 0 | -0.01559 | 0 | -0.01559 | 0 | -0.086992 | 0 | -0.086992
6174 | 0 | -0.028616 | 0 | -0.028727 | 0 | -0.09589 | 0 | -0.09589
6175 | 0 | -0.025671 | 0 | -0.025806 | 0 | -0.063817 | 0 | -0.063817
6176 | 0 | -0.00019966 | 0 | -0.00019966 | 0 | -0.0023666 | 0 | -0.0023666
6177 | 0 | 0 | 0 | 0 | 0 | 0 | 0 | 0
6178 | 0 | 0 | 0 | 0 | 0 | 0 | 0 | 0
6179 | 0 | 0 | 0 | 0 | 0 | 0 | 0 | 0
6180 | 1 | 0.071209 | 1 | 0.028793 | 1 | 0.06537 | 1 | 0.06537
6181 | 1 | 0.091311 | 1 | 0.036129 | 1 | 0.082554 | 1 | 0.082554
6182 | 1 | 0.1515 | 1 | 0.056241 | 1 | 0.13735 | 1 | 0.13735
6183 | 1 | 0.12258 | 1 | 0.049563 | 1 | 0.11253 | 1 | 0.11253
6184 | 1 | 0.11862 | 1 | 0.046935 | 1 | 0.10724 | 1 | 0.10724
6185 | 1 | 0.1464 | 1 | 0.057344 | 1 | 0.13143 | 1 | 0.13143
6186 | 0 | 0 | 0 | 0 | 0 | 0 | 0 | 0
6187 | 0 | 0 | 0 | 0 | 0 | 0 | 0 | 0
6188 | 0 | 0 | 0 | 0 | 0 | 0 | 0 | 0
6189 | 0 | 0 | 0 | 0 | 0 | 0 | 0 | 0
6190 | 0 | 0 | 0 | 0 | 0 | 0 | 0 | 0
6191 | 0 | 0 | 0 | 0 | 0 | 0 | 0 | 0
6192 | 0 | 0 | 0 | 0 | 0 | 0 | 0 | 0
6193 | 0 | 0 | 0 | 0 | 0 | 0 | 0 | 0
6194 | 0 | 0 | 0 | 0 | 0 | 0 | 0 | 0
6195 | 0 | 0 | 0 | 0 | 0 | 0 | 0 | 0
6196 | 0 | 0 | 0 | 0 | 0 | 0 | 0 | 0
6197 | 0 | -0.016598 | 0 | -0.016598 | 0 | -0.056349 | 0 | -0.056349
6198 | 0 | -0.017115 | 0 | -0.017115 | 0 | -0.06107 | 0 | -0.06107
6199 | 0 | 0 | 0 | 0 | 0 | 0 | 0 | 0
6200 | 0 | 0 | 0 | 0 | 0 | 0 | 0 | 0
6201 | 0 | 0 | 0 | 0 | 0 | 0 | 0 | 0
6202 | 0 | 0 | 0 | 0 | 0 | 0 | 0 | 0
6203 | 0 | 0 | 0 | 0 | 0 | 0 | 0 | 0
6204 | 0 | 0 | 0 | 0 | 0 | 0 | 0 | 0
6205 | 0 | 0 | 0 | 0 | 0 | 0 | 0 | 0
6206 | 1 | 0.012467 | 1 | 0.0048833 | 1 | 0.011192 | 1 | 0.011192
6207 | 1 | 0.01219 | 1 | 0.0048234 | 1 | 0.011021 | 1 | 0.011021
6208 | 1 | 0.024785 | 1 | 0.0098069 | 1 | 0.022409 | 1 | 0.022409
6209 | 1 | 0.048296 | 1 | 0.018918 | 1 | 0.043359 | 1 | 0.043359
6210 | 0 | 0 | 0 | 0 | 0 | 0 | 0 | 0
6211 | 0 | 0 | 0 | 0 | 0 | 0 | 0 | 0
6212 | 0 | 0 | 0 | 0 | 0 | 0 | 0 | 0
6213 | 0 | 0 | 0 | 0 | 0 | 0 | 0 | 0
6214 | 0 | 0 | 0 | 0 | 0 | 0 | 0 | 0
6215 | 0 | 0 | 0 | 0 | 0 | 0 | 0 | 0
6216 | 0 | 0 | 0 | 0 | 0 | 0 | 0 | 0
6217 | 0 | 0 | 0 | 0 | 0 | 0 | 0 | 0
6218 | 0 | -0.00032299 | 0 | -0.00032299 | 0 | -0.0086311 | 0 | -0.0086311
6219 | 0 | -0.011352 | 0 | -0.011352 | 0 | -0.077215 | 0 | -0.077215
6220 | 0 | -0.056707 | 0 | -0.057046 | 0 | -0.17809 | 0 | -0.17809
6221 | 0 | -0.10511 | 0 | -0.10588 | 0 | -0.24682 | 0 | -0.24682
6222 | 0 | -0.10333 | 0 | -0.10409 | 0 | -0.23849 | 0 | -0.23849
6223 | 0 | -0.050969 | 0 | -0.051254 | 0 | -0.16324 | 0 | -0.16324
6224 | 0 | -0.0015814 | 0 | -0.0015814 | 0 | -0.011253 | 0 | -0.011253
6225 | 0 | 0 | 0 | 0 | 0 | 0 | 0 | 0
6226 | 0 | 0 | 0 | 0 | 0 | 0 | 0 | 0
6227 | 1 | 0.025023 | 1 | 0.009111 | 1 | 0.022349 | 1 | 0.022349
6228 | 1 | 0.064585 | 1 | 0.025555 | 1 | 0.058392 | 1 | 0.058392
6229 | 1 | 0.091242 | 1 | 0.033872 | 1 | 0.082718 | 1 | 0.082718
6230 | 1 | 0.13592 | 1 | 0.05099 | 1 | 0.12423 | 1 | 0.12423
6231 | 1 | 0.18533 | 1 | 0.074936 | 1 | 0.17013 | 1 | 0.17013
6232 | 1 | 0.20541 | 1 | 0.083057 | 1 | 0.18857 | 1 | 0.18857
6233 | 1 | 0.19601 | 1 | 0.072764 | 1 | 0.1777 | 1 | 0.1777
6234 | 1 | 0.1715 | 1 | 0.062442 | 1 | 0.15317 | 1 | 0.15317
6235 | 0 | 0 | 0 | 0 | 0 | 0 | 0 | 0
6236 | 0 | 0 | 0 | 0 | 0 | 0 | 0 | 0
6237 | 0 | 0 | 0 | 0 | 0 | 0 | 0 | 0
6238 | 0 | 0 | 0 | 0 | 0 | 0 | 0 | 0
6239 | 0 | 0 | 0 | 0 | 0 | 0 | 0 | 0
6240 | 0 | 0 | 0 | 0 | 0 | 0 | 0 | 0
6241 | 0 | 0 | 0 | 0 | 0 | 0 | 0 | 0
6242 | 0 | 0 | 0 | 0 | 0 | 0 | 0 | 0
6243 | 0 | -0.0062783 | 0 | -0.0062783 | 0 | -0.040554 | 0 | -0.040554
6244 | 0 | -0.020216 | 0 | -0.020216 | 0 | -0.081722 | 0 | -0.081722
6245 | 0 | -0.050489 | 0 | -0.050765 | 0 | -0.12058 | 0 | -0.12058
6246 | 0 | -0.076276 | 0 | -0.076815 | 0 | -0.16109 | 0 | -0.16109
6247 | 0 | -0.057078 | 0 | -0.05745 | 0 | -0.12394 | 0 | -0.12394
6248 | 0 | -0.0016338 | 0 | -0.0016338 | 0 | -0.0094474 | 0 | -0.0094474
6249 | 0 | 0 | 0 | 0 | 0 | 0 | 0 | 0
6250 | 0 | 0 | 0 | 0 | 0 | 0 | 0 | 0
6251 | 1 | 0.076029 | 1 | 0.027682 | 1 | 0.067903 | 1 | 0.067903
6252 | 1 | 0.1057 | 1 | 0.039237 | 1 | 0.095822 | 1 | 0.095822
6253 | 1 | 0.13998 | 1 | 0.05483 | 1 | 0.12567 | 1 | 0.12567
6254 | 1 | 0.17866 | 1 | 0.066324 | 1 | 0.16197 | 1 | 0.16197
6255 | 1 | 0.21708 | 1 | 0.080588 | 1 | 0.1968 | 1 | 0.1968
6256 | 1 | 0.23003 | 1 | 0.085392 | 1 | 0.20854 | 1 | 0.20854
6257 | 1 | 0.23102 | 1 | 0.08576 | 1 | 0.20944 | 1 | 0.20944
6258 | 1 | 0.20806 | 1 | 0.075754 | 1 | 0.18582 | 1 | 0.18582
6259 | 0 | 0 | 0 | 0 | 0 | 0 | 0 | 0
6260 | 0 | 0 | 0 | 0 | 0 | 0 | 0 | 0
6261 | 1 | 0.10385 | 1 | 0.04029 | 1 | 0.092613 | 1 | 0.092613
6262 | 0 | 0 | 0 | 0 | 0 | 0 | 0 | 0
6263 | 0 | 0 | 0 | 0 | 0 | 0 | 0 | 0
6264 | 0 | 0 | 0 | 0 | 0 | 0 | 0 | 0
6265 | 0 | 0 | 0 | 0 | 0 | 0 | 0 | 0
6266 | 0 | 0 | 0 | 0 | 0 | 0 | 0 | 0
6267 | 0 | 0 | 0 | 0 | 0 | 0 | 0 | 0
6268 | 0 | 0 | 0 | 0 | 0 | 0 | 0 | 0
6269 | 0 | 0 | 0 | 0 | 0 | 0 | 0 | 0
6270 | 0 | -0.008221 | 0 | -0.008221 | 0 | -0.045612 | 0 | -0.045612
6271 | 0 | -0.00062243 | 0 | -0.00062243 | 0 | -0.011239 | 0 | -0.011239
6272 | 0 | 0 | 0 | 0 | 0 | 0 | 0 | 0
6273 | 0 | 0 | 0 | 0 | 0 | 0 | 0 | 0
6274 | 1 | 0.038426 | 1 | 0.013991 | 1 | 0.03432 | 1 | 0.03432
6275 | 1 | 0.092842 | 1 | 0.034125 | 1 | 0.083525 | 1 | 0.083525
6276 | 1 | 0.13715 | 1 | 0.054268 | 1 | 0.124 | 1 | 0.124
6277 | 1 | 0.16519 | 1 | 0.066056 | 1 | 0.15046 | 1 | 0.15046
6278 | 1 | 0.19789 | 1 | 0.074238 | 1 | 0.18087 | 1 | 0.18087
6279 | 1 | 0.24495 | 1 | 0.099045 | 1 | 0.22487 | 1 | 0.22487
6280 | 1 | 0.2542 | 1 | 0.10278 | 1 | 0.23336 | 1 | 0.23336
6281 | 1 | 0.23612 | 1 | 0.088579 | 1 | 0.21581 | 1 | 0.21581
6282 | 1 | 0.21274 | 1 | 0.078975 | 1 | 0.19287 | 1 | 0.19287
6283 | 1 | 0.16394 | 1 | 0.064868 | 1 | 0.14822 | 1 | 0.14822
6284 | 1 | 0.1349 | 1 | 0.053376 | 1 | 0.12196 | 1 | 0.12196
6285 | 1 | 0.11354 | 1 | 0.041734 | 1 | 0.10215 | 1 | 0.10215
6286 | 0 | 0 | 0 | 0 | 0 | 0 | 0 | 0
6287 | 0 | 0 | 0 | 0 | 0 | 0 | 0 | 0
6288 | 0 | 0 | 0 | 0 | 0 | 0 | 0 | 0
6289 | 0 | 0 | 0 | 0 | 0 | 0 | 0 | 0
6290 | 0 | 0 | 0 | 0 | 0 | 0 | 0 | 0
6291 | 0 | 0 | 0 | 0 | 0 | 0 | 0 | 0
6292 | 0 | 0 | 0 | 0 | 0 | 0 | 0 | 0
6293 | 0 | 0 | 0 | 0 | 0 | 0 | 0 | 0
6294 | 0 | 0 | 0 | 0 | 0 | 0 | 0 | 0
6295 | 1 | 0.011766 | 1 | 0.0042841 | 1 | 0.010509 | 1 | 0.010509
6296 | 1 | 0.01282 | 1 | 0.0049736 | 1 | 0.011433 | 1 | 0.011433
6297 | 1 | 0.011794 | 1 | 0.0046667 | 1 | 0.010663 | 1 | 0.010663
6298 | 1 | 0.0096962 | 1 | 0.0035995 | 1 | 0.0087904 | 1 | 0.0087904
6299 | 1 | 0.0094855 | 1 | 0.003793 | 1 | 0.0086398 | 1 | 0.0086398
6300 | 1 | 0.010623 | 1 | 0.0042031 | 1 | 0.009604 | 1 | 0.009604
6301 | 0 | 0 | 0 | 0 | 0 | 0 | 0 | 0
6302 | 0 | 0 | 0 | 0 | 0 | 0 | 0 | 0
6303 | 0 | 0 | 0 | 0 | 0 | 0 | 0 | 0
6304 | 0 | 0 | 0 | 0 | 0 | 0 | 0 | 0
6305 | 0 | 0 | 0 | 0 | 0 | 0 | 0 | 0
6306 | 0 | 0 | 0 | 0 | 0 | 0 | 0 | 0
6307 | 0 | 0 | 0 | 0 | 0 | 0 | 0 | 0
6308 | 0 | 0 | 0 | 0 | 0 | 0 | 0 | 0
6309 | 0 | 0 | 0 | 0 | 0 | 0 | 0 | 0
6310 | 0 | -0.017885 | 0 | -0.017885 | 0 | -0.07672 | 0 | -0.07672
6311 | 0 | -0.030063 | 0 | -0.030063 | 0 | -0.1536 | 0 | -0.1536
6312 | 0 | -0.076501 | 0 | -0.076858 | 0 | -0.25903 | 0 | -0.25903
6313 | 0 | -0.16942 | 0 | -0.17061 | 0 | -0.37771 | 0 | -0.37771
6314 | 0 | -0.2522 | 0 | -0.25417 | 0 | -0.44476 | 0 | -0.44476
6315 | 0 | -0.30941 | 0 | -0.3098 | 0 | -0.4766 | 0 | -0.4766
6316 | 0 | -0.38825 | 0 | -0.39152 | 0 | -0.53792 | 0 | -0.53792
6317 | 0 | -0.51093 | 0 | -0.51535 | 0 | -0.64431 | 0 | -0.64431
6318 | 0 | -0.56775 | 0 | -0.56852 | 0 | -0.69642 | 0 | -0.69642
6319 | 0 | -0.50558 | 0 | -0.50625 | 0 | -0.63729 | 0 | -0.63729
6320 | 0 | -0.2341 | 0 | -0.23595 | 0 | -0.37659 | 0 | -0.37659
6321 | 0 | -0.03784 | 0 | -0.038019 | 0 | -0.098426 | 0 | -0.098426
6322 | 0 | 0 | 0 | 0 | 0 | 0 | 0 | 0
6323 | 0 | 0 | 0 | 0 | 0 | 0 | 0 | 0
6324 | 0 | 0 | 0 | 0 | 0 | 0 | 0 | 0
6325 | 0 | 0 | 0 | 0 | 0 | 0 | 0 | 0
6326 | 0 | 0 | 0 | 0 | 0 | 0 | 0 | 0
6327 | 0 | 0 | 0 | 0 | 0 | 0 | 0 | 0
6328 | 0 | 0 | 0 | 0 | 0 | 0 | 0 | 0
6329 | 0 | 0 | 0 | 0 | 0 | 0 | 0 | 0
6330 | 0 | 0 | 0 | 0 | 0 | 0 | 0 | 0
6331 | 0 | 0 | 0 | 0 | 0 | 0 | 0 | 0
6332 | 0 | 0 | 0 | 0 | 0 | 0 | 0 | 0
6333 | 0 | 0 | 0 | 0 | 0 | 0 | 0 | 0
6334 | 0 | 0 | 0 | 0 | 0 | 0 | 0 | 0
6335 | 0 | 0 | 0 | 0 | 0 | 0 | 0 | 0
6336 | 0 | -0.025538 | 0 | -0.025538 | 0 | -0.11882 | 0 | -0.11882
6337 | 0 | -0.15773 | 0 | -0.15889 | 0 | -0.27081 | 0 | -0.27081
6338 | 0 | -0.24057 | 0 | -0.23638 | 0 | -0.40585 | 0 | -0.40585
6339 | 0 | 0 | 0 | 0 | 0 | -0.54894 | 0 | -0.54894
6340 | 0 | 0 | 0 | 0 | 0 | -0.62846 | 0 | -0.62846
6341 | 0 | 0 | 0 | 0 | 0 | -0.6648 | 0 | -0.6648
6342 | 0 | 0 | 0 | 0 | 0 | -0.66431 | 0 | -0.66431
6343 | 0 | -0.491 | 0 | -0.48161 | 0 | -0.61431 | 0 | -0.61431
6344 | 0 | -0.21961 | 0 | -0.22132 | 0 | -0.35743 | 0 | -0.35743
6345 | 0 | -0.027498 | 0 | -0.027606 | 0 | -0.076541 | 0 | -0.076541
6346 | 0 | 0 | 0 | 0 | 0 | 0 | 0 | 0
6347 | 0 | 0 | 0 | 0 | 0 | 0 | 0 | 0
6348 | 0 | 0 | 0 | 0 | 0 | 0 | 0 | 0
6349 | 0 | 0 | 0 | 0 | 0 | 0 | 0 | 0
6350 | 0 | 0 | 0 | 0 | 0 | 0 | 0 | 0
6351 | 0 | 0 | 0 | 0 | 0 | 0 | 0 | 0
6352 | 0 | 0 | 0 | 0 | 0 | 0 | 0 | 0
6353 | 0 | 0 | 0 | 0 | 0 | 0 | 0 | 0
6354 | 0 | 0 | 0 | 0 | 0 | 0 | 0 | 0
6355 | 0 | 0 | 0 | 0 | 0 | 0 | 0 | 0
6356 | 0 | 0 | 0 | 0 | 0 | 0 | 0 | 0
6357 | 0 | 0 | 0 | 0 | 0 | 0 | 0 | 0
6358 | 0 | 0 | 0 | 0 | 0 | 0 | 0 | 0
6359 | 0 | 0 | 0 | 0 | 0 | 0 | 0 | 0
6360 | 0 | 0 | 0 | 0 | 0 | 0 | 0 | 0
6361 | 0 | 0 | 0 | 0 | 0 | 0 | 0 | 0
6362 | 0 | -0.0053287 | 0 | -0.0053287 | 0 | -0.020453 | 0 | -0.020453
6363 | 0 | -0.021075 | 0 | -0.021075 | 0 | -0.10533 | 0 | -0.10533
6364 | 0 | -0.057148 | 0 | -0.057489 | 0 | -0.16265 | 0 | -0.16265
6365 | 0 | -0.12087 | 0 | -0.12179 | 0 | -0.25329 | 0 | -0.25329
6366 | 0 | -0.14989 | 0 | -0.15107 | 0 | -0.28082 | 0 | -0.28082
6367 | 0 | -0.12096 | 0 | -0.12188 | 0 | -0.25072 | 0 | -0.25072
6368 | 0 | -0.033329 | 0 | -0.033479 | 0 | -0.098587 | 0 | -0.098587
6369 | 0 | 0 | 0 | 0 | 0 | 0 | 0 | 0
6370 | 0 | 0 | 0 | 0 | 0 | 0 | 0 | 0
6371 | 1 | 0.013816 | 1 | 0.0054118 | 1 | 0.012404 | 1 | 0.012404
6372 | 1 | 0.016828 | 1 | 0.0065286 | 1 | 0.015007 | 1 | 0.015007
6373 | 1 | 0.025526 | 1 | 0.010321 | 1 | 0.023433 | 1 | 0.023433
6374 | 1 | 0.062697 | 1 | 0.025351 | 1 | 0.057556 | 1 | 0.057556
6375 | 1 | 0.044019 | 1 | 0.016513 | 1 | 0.040233 | 1 | 0.040233
6376 | 1 | 0.047534 | 1 | 0.01922 | 1 | 0.043636 | 1 | 0.043636
6377 | 1 | 0.061988 | 1 | 0.024527 | 1 | 0.056044 | 1 | 0.056044
6378 | 1 | 0.071442 | 1 | 0.027717 | 1 | 0.063712 | 1 | 0.063712
6379 | 0 | 0 | 0 | 0 | 0 | 0 | 0 | 0
6380 | 0 | 0 | 0 | 0 | 0 | 0 | 0 | 0
6381 | 0 | 0 | 0 | 0 | 0 | 0 | 0 | 0
6382 | 0 | 0 | 0 | 0 | 0 | 0 | 0 | 0
6383 | 0 | 0 | 0 | 0 | 0 | 0 | 0 | 0
6384 | 0 | 0 | 0 | 0 | 0 | 0 | 0 | 0
6385 | 0 | 0 | 0 | 0 | 0 | 0 | 0 | 0
6386 | 0 | 0 | 0 | 0 | 0 | 0 | 0 | 0
6387 | 0 | 0 | 0 | 0 | 0 | 0 | 0 | 0
6388 | 0 | 0 | 0 | 0 | 0 | 0 | 0 | 0
6389 | 0 | 0 | 0 | 0 | 0 | 0 | 0 | 0
6390 | 0 | -0.00020268 | 0 | -0.00020268 | 0 | -0.0044086 | 0 | -0.0044086
6391 | 0 | -0.0052281 | 0 | -0.0052281 | 0 | -0.026471 | 0 | -0.026471
6392 | 0 | -0.0058917 | 0 | -0.0058917 | 0 | -0.031809 | 0 | -0.031809
6393 | 0 | -0.007002 | 0 | -0.007002 | 0 | -0.061943 | 0 | -0.061943
6394 | 0 | -0.0022462 | 0 | -0.0022462 | 0 | -0.019367 | 0 | -0.019367
6395 | 0 | 0 | 0 | 0 | 0 | 0 | 0 | 0
6396 | 0 | 0 | 0 | 0 | 0 | 0 | 0 | 0
6397 | 1 | 0.013234 | 1 | 0.0051837 | 1 | 0.011881 | 1 | 0.011881
6398 | 1 | 0.034851 | 1 | 0.013521 | 1 | 0.03108 | 1 | 0.03108
6399 | 1 | 0.095766 | 1 | 0.037154 | 1 | 0.085404 | 1 | 0.085404
6400 | 1 | 0.13703 | 1 | 0.049894 | 1 | 0.12239 | 1 | 0.12239
6401 | 0 | 0 | 0 | 0 | 0 | 0 | 0 | 0
6402 | 0 | 0 | 0 | 0 | 0 | 0 | 0 | 0
6403 | 0 | 0 | 0 | 0 | 0 | 0 | 0 | 0
6404 | 0 | 0 | 0 | 0 | 0 | 0 | 0 | 0
6405 | 0 | 0 | 0 | 0 | 0 | 0 | 0 | 0
6406 | 0 | 0 | 0 | 0 | 0 | 0 | 0 | 0
6407 | 0 | 0 | 0 | 0 | 0 | 0 | 0 | 0
6408 | 0 | 0 | 0 | 0 | 0 | 0 | 0 | 0
6409 | 0 | 0 | 0 | 0 | 0 | 0 | 0 | 0
6410 | 0 | 0 | 0 | 0 | 0 | 0 | 0 | 0
6411 | 0 | -0.011588 | 0 | -0.011588 | 0 | -0.069444 | 0 | -0.069444
6412 | 0 | -0.055618 | 0 | -0.055943 | 0 | -0.13654 | 0 | -0.13654
6413 | 0 | -0.089357 | 0 | -0.090011 | 0 | -0.17999 | 0 | -0.17999
6414 | 0 | -0.092302 | 0 | -0.092957 | 0 | -0.22671 | 0 | -0.22671
6415 | 0 | -0.094597 | 0 | -0.095272 | 0 | -0.22599 | 0 | -0.22599
6416 | 0 | -0.014459 | 0 | -0.014502 | 0 | -0.046623 | 0 | -0.046623
6417 | 0 | 0 | 0 | 0 | 0 | 0 | 0 | 0
6418 | 0 | 0 | 0 | 0 | 0 | 0 | 0 | 0
6419 | 0 | 0 | 0 | 0 | 0 | 0 | 0 | 0
6420 | 0 | 0 | 0 | 0 | 0 | 0 | 0 | 0
6421 | 0 | 0 | 0 | 0 | 0 | 0 | 0 | 0
6422 | 0 | 0 | 0 | 0 | 0 | 0 | 0 | 0
6423 | 0 | 0 | 0 | 0 | 0 | 0 | 0 | 0
6424 | 0 | 0 | 0 | 0 | 0 | 0 | 0 | 0
6425 | 0 | 0 | 0 | 0 | 0 | 0 | 0 | 0
6426 | 0 | 0 | 0 | 0 | 0 | 0 | 0 | 0
6427 | 0 | 0 | 0 | 0 | 0 | 0 | 0 | 0
6428 | 0 | 0 | 0 | 0 | 0 | 0 | 0 | 0
6429 | 0 | 0 | 0 | 0 | 0 | 0 | 0 | 0
6430 | 0 | 0 | 0 | 0 | 0 | 0 | 0 | 0
6431 | 0 | 0 | 0 | 0 | 0 | 0 | 0 | 0
6432 | 0 | 0 | 0 | 0 | 0 | 0 | 0 | 0
6433 | 0 | 0 | 0 | 0 | 0 | 0 | 0 | 0
6434 | 0 | 0 | 0 | 0 | 0 | 0 | 0 | 0
6435 | 0 | -0.0057501 | 0 | -0.0057501 | 0 | -0.026093 | 0 | -0.026093
6436 | 0 | -0.017839 | 0 | -0.017839 | 0 | -0.082413 | 0 | -0.082413
6437 | 0 | -0.033103 | 0 | -0.033223 | 0 | -0.10934 | 0 | -0.10934
6438 | 0 | -0.040209 | 0 | -0.040419 | 0 | -0.11665 | 0 | -0.11665
6439 | 0 | -0.025407 | 0 | -0.025489 | 0 | -0.092557 | 0 | -0.092557
6440 | 0 | -0.0010206 | 0 | -0.0010206 | 0 | -0.0093498 | 0 | -0.0093498
6441 | 0 | 0 | 0 | 0 | 0 | 0 | 0 | 0
6442 | 0 | 0 | 0 | 0 | 0 | 0 | 0 | 0
6443 | 0 | 0 | 0 | 0 | 0 | 0 | 0 | 0
6444 | 0 | 0 | 0 | 0 | 0 | 0 | 0 | 0
6445 | 0 | 0 | 0 | 0 | 0 | 0 | 0 | 0
6446 | 0 | 0 | 0 | 0 | 0 | 0 | 0 | 0
6447 | 0 | 0 | 0 | 0 | 0 | 0 | 0 | 0
6448 | 0 | 0 | 0 | 0 | 0 | 0 | 0 | 0
6449 | 0 | 0 | 0 | 0 | 0 | 0 | 0 | 0
6450 | 0 | 0 | 0 | 0 | 0 | 0 | 0 | 0
6451 | 0 | 0 | 0 | 0 | 0 | 0 | 0 | 0
6452 | 0 | 0 | 0 | 0 | 0 | 0 | 0 | 0
6453 | 0 | 0 | 0 | 0 | 0 | 0 | 0 | 0
6454 | 0 | 0 | 0 | 0 | 0 | 0 | 0 | 0
6455 | 0 | 0 | 0 | 0 | 0 | 0 | 0 | 0
6456 | 0 | 0 | 0 | 0 | 0 | 0 | 0 | 0
6457 | 0 | 0 | 0 | 0 | 0 | 0 | 0 | 0
6458 | 0 | 0 | 0 | 0 | 0 | 0 | 0 | 0
6459 | 0 | 0 | 0 | 0 | 0 | 0 | 0 | 0
6460 | 0 | 0 | 0 | 0 | 0 | 0 | 0 | 0
6461 | 0 | 0 | 0 | 0 | 0 | 0 | 0 | 0
6462 | 0 | 0 | 0 | 0 | 0 | 0 | 0 | 0
6463 | 0 | 0 | 0 | 0 | 0 | 0 | 0 | 0
6464 | 0 | 0 | 0 | 0 | 0 | 0 | 0 | 0
6465 | 1 | 0.016205 | 1 | 0.0062869 | 1 | 0.014452 | 1 | 0.014452
6466 | 1 | 0.050615 | 1 | 0.01879 | 1 | 0.045886 | 1 | 0.045886
6467 | 1 | 0.092999 | 1 | 0.036429 | 1 | 0.083492 | 1 | 0.083492
6468 | 1 | 0.094387 | 1 | 0.037347 | 1 | 0.085336 | 1 | 0.085336
6469 | 1 | 0.11169 | 1 | 0.042365 | 1 | 0.10296 | 1 | 0.10296
6470 | 1 | 0.15253 | 1 | 0.06035 | 1 | 0.1379 | 1 | 0.1379
6471 | 1 | 0.14101 | 1 | 0.05183 | 1 | 0.12686 | 1 | 0.12686
6472 | 1 | 0.13533 | 1 | 0.049741 | 1 | 0.12175 | 1 | 0.12175
6473 | 1 | 0.12671 | 1 | 0.046574 | 1 | 0.114 | 1 | 0.114
6474 | 1 | 0.11322 | 1 | 0.041616 | 1 | 0.10186 | 1 | 0.10186
6475 | 1 | 0.099544 | 1 | 0.036244 | 1 | 0.088906 | 1 | 0.088906
6476 | 1 | 0.091088 | 1 | 0.03348 | 1 | 0.081947 | 1 | 0.081947
6477 | 1 | 0.0886 | 1 | 0.035056 | 1 | 0.080103 | 1 | 0.080103
6478 | 1 | 0.070614 | 1 | 0.02571 | 1 | 0.063067 | 1 | 0.063067
6479 | 0 | 0 | 0 | 0 | 0 | 0 | 0 | 0
6480 | 0 | 0 | 0 | 0 | 0 | 0 | 0 | 0
6481 | 1 | 0.015541 | 1 | 0.0056583 | 1 | 0.01388 | 1 | 0.01388
6482 | 1 | 0.013884 | 1 | 0.0054383 | 1 | 0.012464 | 1 | 0.012464
6483 | 1 | 0.012232 | 1 | 0.0044959 | 1 | 0.011004 | 1 | 0.011004
6484 | 1 | 0.012331 | 1 | 0.0044899 | 1 | 0.011014 | 1 | 0.011014
6485 | 0 | 0 | 0 | 0 | 0 | 0 | 0 | 0
6486 | 0 | 0 | 0 | 0 | 0 | 0 | 0 | 0
6487 | 0 | 0 | 0 | 0 | 0 | 0 | 0 | 0
6488 | 1 | 0.010969 | 1 | 0.004072 | 1 | 0.0099442 | 1 | 0.0099442
6489 | 1 | 0.031261 | 1 | 0.01264 | 1 | 0.028698 | 1 | 0.028698
6490 | 1 | 0.10094 | 1 | 0.040815 | 1 | 0.092665 | 1 | 0.092665
6491 | 1 | 0.14236 | 1 | 0.053999 | 1 | 0.13124 | 1 | 0.13124
6492 | 1 | 0.16679 | 1 | 0.068232 | 1 | 0.15439 | 1 | 0.15439
6493 | 1 | 0.18413 | 1 | 0.075325 | 1 | 0.17044 | 1 | 0.17044
6494 | 1 | 0.21627 | 1 | 0.088475 | 1 | 0.20019 | 1 | 0.20019
6495 | 1 | 0.23788 | 1 | 0.0913 | 1 | 0.22133 | 1 | 0.22133
6496 | 1 | 0.26222 | 1 | 0.10727 | 1 | 0.24272 | 1 | 0.24272
6497 | 1 | 0.22641 | 1 | 0.084936 | 1 | 0.20693 | 1 | 0.20693
6498 | 1 | 0.18574 | 1 | 0.074275 | 1 | 0.16918 | 1 | 0.16918
6499 | 1 | 0.15077 | 1 | 0.060291 | 1 | 0.13733 | 1 | 0.13733
6500 | 1 | 0.12928 | 1 | 0.047993 | 1 | 0.1172 | 1 | 0.1172
6501 | 1 | 0.11836 | 1 | 0.046363 | 1 | 0.10626 | 1 | 0.10626
6502 | 1 | 0.096818 | 1 | 0.037924 | 1 | 0.08692 | 1 | 0.08692
6503 | 1 | 0.07042 | 1 | 0.027863 | 1 | 0.063667 | 1 | 0.063667
6504 | 0 | 0 | 0 | 0 | 0 | 0 | 0 | 0
6505 | 1 | 0.019257 | 1 | 0.0070116 | 1 | 0.017199 | 1 | 0.017199
6506 | 1 | 0.015365 | 1 | 0.0059612 | 1 | 0.013703 | 1 | 0.013703
6507 | 0 | 0 | 0 | 0 | 0 | 0 | 0 | 0
6508 | 0 | 0 | 0 | 0 | 0 | 0 | 0 | 0
6509 | 0 | 0 | 0 | 0 | 0 | 0 | 0 | 0
6510 | 1 | 0.013442 | 1 | 0.0048944 | 1 | 0.012006 | 1 | 0.012006
6511 | 1 | 0.012655 | 1 | 0.004957 | 1 | 0.011361 | 1 | 0.011361
6512 | 1 | 0.011261 | 1 | 0.004139 | 1 | 0.010131 | 1 | 0.010131
6513 | 1 | 0.0098578 | 1 | 0.0036595 | 1 | 0.0089369 | 1 | 0.0089369
6514 | 1 | 0.010006 | 1 | 0.0036776 | 1 | 0.0090014 | 1 | 0.0090014
6515 | 1 | 0.010606 | 1 | 0.0041964 | 1 | 0.0095886 | 1 | 0.0095886
6516 | 1 | 0.010415 | 1 | 0.003828 | 1 | 0.0093697 | 1 | 0.0093697
6517 | 1 | 0.011462 | 1 | 0.0045352 | 1 | 0.010363 | 1 | 0.010363
6518 | 1 | 0.010488 | 1 | 0.0038936 | 1 | 0.0095085 | 1 | 0.0095085
6519 | 1 | 0.013729 | 1 | 0.0052079 | 1 | 0.012657 | 1 | 0.012657
6520 | 1 | 0.021747 | 1 | 0.0086961 | 1 | 0.019808 | 1 | 0.019808
6521 | 1 | 0.025618 | 1 | 0.010244 | 1 | 0.023334 | 1 | 0.023334
6522 | 0 | 0 | 0 | 0 | 0 | 0 | 0 | 0
6523 | 0 | 0 | 0 | 0 | 0 | 0 | 0 | 0
6524 | 0 | 0 | 0 | 0 | 0 | 0 | 0 | 0
6525 | 0 | 0 | 0 | 0 | 0 | 0 | 0 | 0
6526 | 0 | 0 | 0 | 0 | 0 | 0 | 0 | 0
6527 | 0 | 0 | 0 | 0 | 0 | 0 | 0 | 0
6528 | 0 | 0 | 0 | 0 | 0 | 0 | 0 | 0
6529 | 0 | -0.011473 | 0 | -0.011473 | 0 | -0.048141 | 0 | -0.048141
6530 | 0 | -0.047762 | 0 | -0.047981 | 0 | -0.19619 | 0 | -0.19619
6531 | 0 | -0.15438 | 0 | -0.15559 | 0 | -0.30237 | 0 | -0.30237
6532 | 0 | -0.21838 | 0 | -0.22019 | 0 | -0.36252 | 0 | -0.36252
6533 | 0 | -0.24277 | 0 | -0.24481 | 0 | -0.37525 | 0 | -0.37525
6534 | 0 | -0.23506 | 0 | -0.23704 | 0 | -0.3617 | 0 | -0.3617
6535 | 0 | -0.22736 | 0 | -0.22914 | 0 | -0.3691 | 0 | -0.3691
6536 | 0 | -0.055076 | 0 | -0.055456 | 0 | -0.13974 | 0 | -0.13974
6537 | 0 | -0.0020602 | 0 | -0.0020602 | 0 | -0.0058427 | 0 | -0.0058427
6538 | 0 | 0 | 0 | 0 | 0 | 0 | 0 | 0
6539 | 0 | 0 | 0 | 0 | 0 | 0 | 0 | 0
6540 | 0 | 0 | 0 | 0 | 0 | 0 | 0 | 0
6541 | 0 | 0 | 0 | 0 | 0 | 0 | 0 | 0
6542 | 0 | 0 | 0 | 0 | 0 | 0 | 0 | 0
6543 | 0 | 0 | 0 | 0 | 0 | 0 | 0 | 0
6544 | 0 | 0 | 0 | 0 | 0 | 0 | 0 | 0
6545 | 0 | 0 | 0 | 0 | 0 | 0 | 0 | 0
6546 | 0 | 0 | 0 | 0 | 0 | 0 | 0 | 0
6547 | 0 | 0 | 0 | 0 | 0 | 0 | 0 | 0
6548 | 0 | 0 | 0 | 0 | 0 | 0 | 0 | 0
6549 | 0 | 0 | 0 | 0 | 0 | 0 | 0 | 0
6550 | 0 | 0 | 0 | 0 | 0 | 0 | 0 | 0
6551 | 0 | 0 | 0 | 0 | 0 | 0 | 0 | 0
6552 | 0 | -0.00070143 | 0 | -0.00070143 | 0 | -0.0071284 | 0 | -0.0071284
6553 | 0 | -0.0061479 | 0 | -0.0061479 | 0 | -0.0358 | 0 | -0.0358
6554 | 0 | -0.019978 | 0 | -0.019978 | 0 | -0.10352 | 0 | -0.10352
6555 | 0 | -0.096063 | 0 | -0.09674 | 0 | -0.24098 | 0 | -0.24098
6556 | 0 | -0.17657 | 0 | -0.17799 | 0 | -0.32486 | 0 | -0.32486
6557 | 0 | -0.25174 | 0 | -0.25388 | 0 | -0.38343 | 0 | -0.38343
6558 | 0 | -0.17699 | 0 | -0.17843 | 0 | -0.30447 | 0 | -0.30447
6559 | 0 | -0.083871 | 0 | -0.084453 | 0 | -0.21171 | 0 | -0.21171
6560 | 0 | -0.017753 | 0 | -0.017853 | 0 | -0.051762 | 0 | -0.051762
6561 | 0 | 0 | 0 | 0 | 0 | 0 | 0 | 0
6562 | 0 | 0 | 0 | 0 | 0 | 0 | 0 | 0
6563 | 0 | 0 | 0 | 0 | 0 | 0 | 0 | 0
6564 | 0 | 0 | 0 | 0 | 0 | 0 | 0 | 0
6565 | 0 | 0 | 0 | 0 | 0 | 0 | 0 | 0
6566 | 0 | 0 | 0 | 0 | 0 | 0 | 0 | 0
6567 | 0 | 0 | 0 | 0 | 0 | 0 | 0 | 0
6568 | 0 | 0 | 0 | 0 | 0 | 0 | 0 | 0
6569 | 0 | 0 | 0 | 0 | 0 | 0 | 0 | 0
6570 | 0 | 0 | 0 | 0 | 0 | 0 | 0 | 0
6571 | 0 | 0 | 0 | 0 | 0 | 0 | 0 | 0
6572 | 0 | 0 | 0 | 0 | 0 | 0 | 0 | 0
6573 | 0 | 0 | 0 | 0 | 0 | 0 | 0 | 0
6574 | 0 | 0 | 0 | 0 | 0 | 0 | 0 | 0
6575 | 0 | 0 | 0 | 0 | 0 | 0 | 0 | 0
6576 | 0 | 0 | 0 | 0 | 0 | 0 | 0 | 0
6577 | 0 | -0.013293 | 0 | -0.013293 | 0 | -0.075444 | 0 | -0.075444
6578 | 0 | -0.1059 | 0 | -0.1066 | 0 | -0.22457 | 0 | -0.22457
6579 | 0 | -0.1385 | 0 | -0.13944 | 0 | -0.29744 | 0 | -0.29744
6580 | 0 | -0.20932 | 0 | -0.21093 | 0 | -0.35731 | 0 | -0.35731
6581 | 0 | -0.28621 | 0 | -0.28855 | 0 | -0.41948 | 0 | -0.41948
6582 | 0 | -0.27727 | 0 | -0.27952 | 0 | -0.40828 | 0 | -0.40828
6583 | 0 | -0.23819 | 0 | -0.24008 | 0 | -0.37484 | 0 | -0.37484
6584 | 0 | -0.15764 | 0 | -0.15885 | 0 | -0.29365 | 0 | -0.29365
6585 | 0 | -0.12686 | 0 | -0.12783 | 0 | -0.25445 | 0 | -0.25445
6586 | 0 | -0.1453 | 0 | -0.14644 | 0 | -0.27142 | 0 | -0.27142
6587 | 0 | -0.10906 | 0 | -0.10987 | 0 | -0.23291 | 0 | -0.23291
6588 | 0 | -0.08846 | 0 | -0.08908 | 0 | -0.21336 | 0 | -0.21336
6589 | 0 | -0.051065 | 0 | -0.05136 | 0 | -0.17806 | 0 | -0.17806
6590 | 0 | -0.056486 | 0 | -0.056842 | 0 | -0.14731 | 0 | -0.14731
6591 | 0 | -0.050055 | 0 | -0.050366 | 0 | -0.11971 | 0 | -0.11971
6592 | 0 | -0.056915 | 0 | -0.057268 | 0 | -0.15327 | 0 | -0.15327
6593 | 0 | -0.054354 | 0 | -0.054694 | 0 | -0.1349 | 0 | -0.1349
6594 | 0 | -0.021245 | 0 | -0.021248 | 0 | -0.090434 | 0 | -0.090434
6595 | 0 | -0.022493 | 0 | -0.022493 | 0 | -0.096612 | 0 | -0.096612
6596 | 0 | -0.022189 | 0 | -0.022189 | 0 | -0.093345 | 0 | -0.093345
6597 | 0 | -0.068656 | 0 | -0.069078 | 0 | -0.14189 | 0 | -0.14189
6598 | 0 | -0.071997 | 0 | -0.072425 | 0 | -0.19178 | 0 | -0.19178
6599 | 0 | -0.16806 | 0 | -0.16928 | 0 | -0.3206 | 0 | -0.3206
6600 | 0 | -0.40226 | 0 | -0.40566 | 0 | -0.54772 | 0 | -0.54772
6601 | 0 | -0.51756 | 0 | -0.52203 | 0 | -0.65036 | 0 | -0.65036
6602 | 0 | -0.54837 | 0 | -0.55313 | 0 | -0.67251 | 0 | -0.67251
6603 | 0 | -0.60465 | 0 | -0.60546 | 0 | -0.71547 | 0 | -0.71547
6604 | 0 | -0.66335 | 0 | -0.66426 | 0 | -0.77034 | 0 | -0.77034
6605 | 0 | -0.69534 | 0 | -0.69629 | 0 | -0.79855 | 0 | -0.79855
6606 | 0 | -0.74301 | 0 | -0.73601 | 0 | -0.84531 | 0 | -0.84531
6607 | 0 | -0.69996 | 0 | -0.69339 | 0 | -0.81196 | 0 | -0.81196
6608 | 0 | -0.54984 | 0 | -0.55058 | 0 | -0.67895 | 0 | -0.67895
6609 | 0 | -0.42533 | 0 | -0.42589 | 0 | -0.55567 | 0 | -0.55567
6610 | 0 | -0.36709 | 0 | -0.37018 | 0 | -0.50016 | 0 | -0.50016
6611 | 0 | -0.25677 | 0 | -0.25887 | 0 | -0.38382 | 0 | -0.38382
6612 | 0 | -0.19269 | 0 | -0.19428 | 0 | -0.31391 | 0 | -0.31391
6613 | 0 | -0.15364 | 0 | -0.15487 | 0 | -0.28136 | 0 | -0.28136
6614 | 0 | -0.10367 | 0 | -0.10443 | 0 | -0.23539 | 0 | -0.23539
6615 | 0 | -0.01837 | 0 | -0.018425 | 0 | -0.071816 | 0 | -0.071816
6616 | 0 | -0.0002698 | 0 | -0.0002698 | 0 | -0.00056958 | 0 | -0.00056958
6617 | 0 | 0 | 0 | 0 | 0 | 0 | 0 | 0
6618 | 0 | -0.0050111 | 0 | -0.0050111 | 0 | -0.022316 | 0 | -0.022316
6619 | 0 | -0.016921 | 0 | -0.016921 | 0 | -0.067633 | 0 | -0.067633
6620 | 0 | -0.022075 | 0 | -0.022075 | 0 | -0.093554 | 0 | -0.093554
6621 | 0 | -0.039556 | 0 | -0.039705 | 0 | -0.16042 | 0 | -0.16042
6622 | 0 | -0.078913 | 0 | -0.079316 | 0 | -0.22928 | 0 | -0.22928
6623 | 0 | -0.1919 | 0 | -0.19335 | 0 | -0.34137 | 0 | -0.34137
6624 | 0 | -0.32485 | 0 | -0.32526 | 0 | -0.4858 | 0 | -0.4858
6625 | 0 | -0.43692 | 0 | -0.43749 | 0 | -0.58338 | 0 | -0.58338
6626 | 0 | -0.54269 | 0 | -0.54342 | 0 | -0.67253 | 0 | -0.67253
6627 | 0 | -0.58592 | 0 | -0.58671 | 0 | -0.70758 | 0 | -0.70758
6628 | 0 | -0.61344 | 0 | -0.61427 | 0 | -0.72574 | 0 | -0.72574
6629 | 0 | -0.61085 | 0 | -0.60515 | 0 | -0.7191 | 0 | -0.7191
6630 | 0 | -0.58805 | 0 | -0.58257 | 0 | -0.69764 | 0 | -0.69764
6631 | 0 | -0.55463 | 0 | -0.54949 | 0 | -0.67229 | 0 | -0.67229
6632 | 0 | -0.25046 | 0 | -0.25077 | 0 | -0.38438 | 0 | -0.38438
6633 | 0 | -0.084183 | 0 | -0.084661 | 0 | -0.20016 | 0 | -0.20016
6634 | 0 | -0.094878 | 0 | -0.095476 | 0 | -0.17963 | 0 | -0.17963
6635 | 0 | -0.080498 | 0 | -0.081042 | 0 | -0.15867 | 0 | -0.15867
6636 | 0 | -0.040014 | 0 | -0.040263 | 0 | -0.065807 | 0 | -0.065807
6637 | 0 | -0.028669 | 0 | -0.028787 | 0 | -0.081614 | 0 | -0.081614
6638 | 0 | -0.043287 | 0 | -0.043537 | 0 | -0.10157 | 0 | -0.10157
6639 | 0 | -0.057651 | 0 | -0.058024 | 0 | -0.12809 | 0 | -0.12809
6640 | 0 | -0.077939 | 0 | -0.078507 | 0 | -0.14703 | 0 | -0.14703
6641 | 0 | -0.01295 | 0 | -0.012964 | 0 | -0.060309 | 0 | -0.060309
6642 | 0 | -0.017858 | 0 | -0.017858 | 0 | -0.073548 | 0 | -0.073548
6643 | 0 | -0.013311 | 0 | -0.013311 | 0 | -0.067623 | 0 | -0.067623
6644 | 0 | -0.012466 | 0 | -0.012466 | 0 | -0.060955 | 0 | -0.060955
6645 | 0 | -0.020471 | 0 | -0.020471 | 0 | -0.0681 | 0 | -0.0681
6646 | 0 | -0.039725 | 0 | -0.039887 | 0 | -0.11076 | 0 | -0.11076
6647 | 0 | -0.09812 | 0 | -0.098762 | 0 | -0.18629 | 0 | -0.18629
6648 | 0 | -0.13551 | 0 | -0.13643 | 0 | -0.29504 | 0 | -0.29504
6649 | 0 | -0.25363 | 0 | -0.25565 | 0 | -0.39935 | 0 | -0.39935
6650 | 0 | -0.31788 | 0 | -0.32059 | 0 | -0.43982 | 0 | -0.43982
6651 | 0 | -0.36331 | 0 | -0.36649 | 0 | -0.47013 | 0 | -0.47013
6652 | 0 | -0.37594 | 0 | -0.37924 | 0 | -0.47936 | 0 | -0.47936
6653 | 0 | -0.37183 | 0 | -0.3751 | 0 | -0.47133 | 0 | -0.47133
6654 | 0 | -0.33335 | 0 | -0.33625 | 0 | -0.43754 | 0 | -0.43754
6655 | 0 | -0.31928 | 0 | -0.32205 | 0 | -0.43193 | 0 | -0.43193
6656 | 0 | -0.29586 | 0 | -0.29837 | 0 | -0.42371 | 0 | -0.42371
6657 | 0 | -0.3202 | 0 | -0.32284 | 0 | -0.46013 | 0 | -0.46013
6658 | 0 | -0.27909 | 0 | -0.28144 | 0 | -0.40888 | 0 | -0.40888
6659 | 0 | -0.28162 | 0 | -0.28395 | 0 | -0.41698 | 0 | -0.41698
6660 | 0 | -0.24752 | 0 | -0.24962 | 0 | -0.37375 | 0 | -0.37375
6661 | 0 | -0.1638 | 0 | -0.16512 | 0 | -0.29311 | 0 | -0.29311
6662 | 0 | -0.10279 | 0 | -0.10354 | 0 | -0.23354 | 0 | -0.23354
6663 | 0 | -0.10101 | 0 | -0.10175 | 0 | -0.23058 | 0 | -0.23058
6664 | 0 | -0.096652 | 0 | -0.09734 | 0 | -0.23006 | 0 | -0.23006
6665 | 0 | -0.049543 | 0 | -0.049787 | 0 | -0.19386 | 0 | -0.19386
6666 | 0 | -0.057929 | 0 | -0.058298 | 0 | -0.14664 | 0 | -0.14664
6667 | 0 | -0.018398 | 0 | -0.018412 | 0 | -0.092709 | 0 | -0.092709
6668 | 0 | -0.015373 | 0 | -0.015373 | 0 | -0.063237 | 0 | -0.063237
6669 | 0 | -0.035999 | 0 | -0.036138 | 0 | -0.089388 | 0 | -0.089388
6670 | 0 | -0.042923 | 0 | -0.043114 | 0 | -0.11872 | 0 | -0.11872
6671 | 0 | -0.096685 | 0 | -0.097376 | 0 | -0.20764 | 0 | -0.20764
6672 | 0 | -0.14043 | 0 | -0.14152 | 0 | -0.27865 | 0 | -0.27865
6673 | 0 | -0.24108 | 0 | -0.24311 | 0 | -0.3623 | 0 | -0.3623
6674 | 0 | -0.28939 | 0 | -0.29187 | 0 | -0.4014 | 0 | -0.4014
6675 | 0 | -0.29397 | 0 | -0.29651 | 0 | -0.40079 | 0 | -0.40079
6676 | 0 | -0.34643 | 0 | -0.34945 | 0 | -0.4473 | 0 | -0.4473
6677 | 0 | -0.33614 | 0 | -0.33907 | 0 | -0.43718 | 0 | -0.43718
6678 | 0 | -0.2619 | 0 | -0.26414 | 0 | -0.36614 | 0 | -0.36614
6679 | 0 | -0.17555 | 0 | -0.17698 | 0 | -0.28993 | 0 | -0.28993
6680 | 0 | -0.095405 | 0 | -0.096088 | 0 | -0.22024 | 0 | -0.22024
6681 | 0 | -0.12235 | 0 | -0.12328 | 0 | -0.24538 | 0 | -0.24538
6682 | 0 | -0.14017 | 0 | -0.14127 | 0 | -0.26101 | 0 | -0.26101
6683 | 0 | -0.11197 | 0 | -0.11281 | 0 | -0.23456 | 0 | -0.23456
6684 | 0 | -0.05522 | 0 | -0.055533 | 0 | -0.17382 | 0 | -0.17382
6685 | 0 | -0.022997 | 0 | -0.023104 | 0 | -0.079967 | 0 | -0.079967
6686 | 0 | 0 | 0 | 0 | 0 | 0 | 0 | 0
6687 | 0 | 0 | 0 | 0 | 0 | 0 | 0 | 0
6688 | 0 | -0.0026377 | 0 | -0.0026377 | 0 | -0.011884 | 0 | -0.011884
6689 | 0 | -0.005116 | 0 | -0.005116 | 0 | -0.02049 | 0 | -0.02049
6690 | 0 | 0 | 0 | 0 | 0 | 0 | 0 | 0
6691 | 0 | 0 | 0 | 0 | 0 | 0 | 0 | 0
6692 | 0 | 0 | 0 | 0 | 0 | 0 | 0 | 0
6693 | 0 | 0 | 0 | 0 | 0 | 0 | 0 | 0
6694 | 0 | 0 | 0 | 0 | 0 | 0 | 0 | 0
6695 | 0 | -0.0099363 | 0 | -0.0099363 | 0 | -0.039575 | 0 | -0.039575
6696 | 0 | -0.02708 | 0 | -0.02708 | 0 | -0.14697 | 0 | -0.14697
6697 | 0 | -0.085314 | 0 | -0.08576 | 0 | -0.24655 | 0 | -0.24655
6698 | 0 | -0.13779 | 0 | -0.1387 | 0 | -0.33871 | 0 | -0.33871
6699 | 0 | -0.2112 | 0 | -0.2128 | 0 | -0.3953 | 0 | -0.3953
6700 | 0 | -0.27332 | 0 | -0.27551 | 0 | -0.43236 | 0 | -0.43236
6701 | 0 | -0.31677 | 0 | -0.31937 | 0 | -0.45933 | 0 | -0.45933
6702 | 0 | -0.27475 | 0 | -0.27706 | 0 | -0.40322 | 0 | -0.40322
6703 | 0 | -0.16094 | 0 | -0.16223 | 0 | -0.28882 | 0 | -0.28882
6704 | 0 | -0.028369 | 0 | -0.028505 | 0 | -0.094535 | 0 | -0.094535
6705 | 0 | -0.00068124 | 0 | -0.00068124 | 0 | -0.022306 | 0 | -0.022306
6706 | 0 | 0 | 0 | 0 | 0 | 0 | 0 | 0
6707 | 1 | 0.015652 | 1 | 0.0061309 | 1 | 0.014052 | 1 | 0.014052
6708 | 1 | 0.041735 | 1 | 0.015493 | 1 | 0.037836 | 1 | 0.037836
6709 | 1 | 0.080341 | 1 | 0.029825 | 1 | 0.072836 | 1 | 0.072836
6710 | 1 | 0.12667 | 1 | 0.048048 | 1 | 0.11678 | 1 | 0.11678
6711 | 1 | 0.163 | 1 | 0.06051 | 1 | 0.14777 | 1 | 0.14777
6712 | 1 | 0.17592 | 1 | 0.068909 | 1 | 0.15793 | 1 | 0.15793
6713 | 0 | 0 | 0 | 0 | 0 | 0 | 0 | 0
6714 | 0 | 0 | 0 | 0 | 0 | 0 | 0 | 0
6715 | 0 | 0 | 0 | 0 | 0 | 0 | 0 | 0
6716 | 0 | 0 | 0 | 0 | 0 | 0 | 0 | 0
6717 | 0 | 0 | 0 | 0 | 0 | 0 | 0 | 0
6718 | 0 | 0 | 0 | 0 | 0 | 0 | 0 | 0
6719 | 0 | 0 | 0 | 0 | 0 | 0 | 0 | 0
6720 | 0 | 0 | 0 | 0 | 0 | 0 | 0 | 0
6721 | 0 | 0 | 0 | 0 | 0 | 0 | 0 | 0
6722 | 0 | -0.012699 | 0 | -0.012699 | 0 | -0.069447 | 0 | -0.069447
6723 | 0 | -0.073074 | 0 | -0.073489 | 0 | -0.18607 | 0 | -0.18607
6724 | 0 | -0.12221 | 0 | -0.123 | 0 | -0.28127 | 0 | -0.28127
6725 | 0 | -0.19708 | 0 | -0.19858 | 0 | -0.34481 | 0 | -0.34481
6726 | 0 | -0.20393 | 0 | -0.20553 | 0 | -0.33849 | 0 | -0.33849
6727 | 0 | -0.14974 | 0 | -0.15093 | 0 | -0.27511 | 0 | -0.27511
6728 | 0 | -0.037838 | 0 | -0.03806 | 0 | -0.087115 | 0 | -0.087115
6729 | 0 | 0 | 0 | 0 | 0 | 0 | 0 | 0
6730 | 0 | 0 | 0 | 0 | 0 | 0 | 0 | 0
6731 | 1 | 0.023602 | 1 | 0.0087618 | 1 | 0.021397 | 1 | 0.021397
6732 | 1 | 0.08077 | 1 | 0.031387 | 1 | 0.075886 | 1 | 0.075886
6733 | 1 | 0.13427 | 1 | 0.057111 | 1 | 0.12782 | 1 | 0.12782
6734 | 1 | 0.18501 | 1 | 0.078694 | 1 | 0.17613 | 1 | 0.17613
6735 | 1 | 0.22307 | 1 | 0.094885 | 1 | 0.21237 | 1 | 0.21237
6736 | 1 | 0.2387 | 1 | 0.10153 | 1 | 0.22725 | 1 | 0.22725
6737 | 1 | 0.21031 | 1 | 0.081726 | 1 | 0.19759 | 1 | 0.19759
6738 | 1 | 0.15058 | 1 | 0.057119 | 1 | 0.13882 | 1 | 0.13882
6739 | 1 | 0.12247 | 1 | 0.045463 | 1 | 0.11103 | 1 | 0.11103
6740 | 0 | 0 | 0 | 0 | 0 | 0 | 0 | 0
6741 | 0 | 0 | 0 | 0 | 0 | 0 | 0 | 0
6742 | 0 | 0 | 0 | 0 | 0 | 0 | 0 | 0
6743 | 0 | 0 | 0 | 0 | 0 | 0 | 0 | 0
6744 | 0 | 0 | 0 | 0 | 0 | 0 | 0 | 0
6745 | 0 | 0 | 0 | 0 | 0 | 0 | 0 | 0
6746 | 0 | 0 | 0 | 0 | 0 | 0 | 0 | 0
6747 | 0 | 0 | 0 | 0 | 0 | 0 | 0 | 0
6748 | 0 | 0 | 0 | 0 | 0 | 0 | 0 | 0
6749 | 0 | -0.014427 | 0 | -0.014427 | 0 | -0.1058 | 0 | -0.1058
6750 | 0 | -0.040468 | 0 | -0.040675 | 0 | -0.1287 | 0 | -0.1287
6751 | 0 | -0.050974 | 0 | -0.051278 | 0 | -0.14303 | 0 | -0.14303
6752 | 0 | -0.010433 | 0 | -0.010433 | 0 | -0.043563 | 0 | -0.043563
6753 | 0 | 0 | 0 | 0 | 0 | 0 | 0 | 0
6754 | 0 | 0 | 0 | 0 | 0 | 0 | 0 | 0
6755 | 0 | 0 | 0 | 0 | 0 | 0 | 0 | 0
6756 | 0 | 0 | 0 | 0 | 0 | 0 | 0 | 0
6757 | 0 | 0 | 0 | 0 | 0 | 0 | 0 | 0
6758 | 0 | 0 | 0 | 0 | 0 | 0 | 0 | 0
6759 | 0 | 0 | 0 | 0 | 0 | 0 | 0 | 0
6760 | 0 | 0 | 0 | 0 | 0 | 0 | 0 | 0
6761 | 0 | 0 | 0 | 0 | 0 | 0 | 0 | 0
6762 | 0 | 0 | 0 | 0 | 0 | 0 | 0 | 0
6763 | 0 | 0 | 0 | 0 | 0 | 0 | 0 | 0
6764 | 0 | 0 | 0 | 0 | 0 | 0 | 0 | 0
6765 | 0 | 0 | 0 | 0 | 0 | 0 | 0 | 0
6766 | 0 | 0 | 0 | 0 | 0 | 0 | 0 | 0
6767 | 0 | 0 | 0 | 0 | 0 | 0 | 0 | 0
6768 | 0 | 0 | 0 | 0 | 0 | 0 | 0 | 0
6769 | 0 | -0.019214 | 0 | -0.019214 | 0 | -0.10608 | 0 | -0.10608
6770 | 0 | -0.13921 | 0 | -0.13936 | 0 | -0.24397 | 0 | -0.24397
6771 | 0 | -0.19891 | 0 | -0.19914 | 0 | -0.36144 | 0 | -0.36144
6772 | 0 | -0.32116 | 0 | -0.31834 | 0 | -0.46488 | 0 | -0.46488
6773 | 0 | -0.38142 | 0 | -0.38192 | 0 | -0.51019 | 0 | -0.51019
6774 | 0 | -0.36968 | 0 | -0.37016 | 0 | -0.49597 | 0 | -0.49597
6775 | 0 | -0.35377 | 0 | -0.35062 | 0 | -0.4837 | 0 | -0.4837
6776 | 0 | -0.13941 | 0 | -0.14041 | 0 | -0.25843 | 0 | -0.25843
6777 | 0 | -0.030898 | 0 | -0.031062 | 0 | -0.049386 | 0 | -0.049386
6778 | 0 | -0.012135 | 0 | -0.012135 | 0 | -0.064032 | 0 | -0.064032
6779 | 0 | -0.0026426 | 0 | -0.0026426 | 0 | -0.0055789 | 0 | -0.0055789
6780 | 0 | 0 | 0 | 0 | 0 | 0 | 0 | 0
6781 | 0 | 0 | 0 | 0 | 0 | 0 | 0 | 0
6782 | 1 | 0.052505 | 1 | 0.020567 | 1 | 0.047137 | 1 | 0.047137
6783 | 1 | 0.13506 | 1 | 0.052902 | 1 | 0.12125 | 1 | 0.12125
6784 | 1 | 0.17042 | 1 | 0.066756 | 1 | 0.153 | 1 | 0.153
6785 | 0 | 0 | 0 | 0 | 0 | 0 | 0 | 0
6786 | 1 | 0.11882 | 1 | 0.044109 | 1 | 0.10772 | 1 | 0.10772
6787 | 1 | 0.10868 | 1 | 0.04257 | 1 | 0.097567 | 1 | 0.097567
6788 | 0 | 0 | 0 | 0 | 0 | 0 | 0 | 0
6789 | 0 | 0 | 0 | 0 | 0 | 0 | 0 | 0
6790 | 0 | 0 | 0 | 0 | 0 | 0 | 0 | 0
6791 | 0 | 0 | 0 | 0 | 0 | 0 | 0 | 0
6792 | 0 | 0 | 0 | 0 | 0 | 0 | 0 | 0
6793 | 0 | 0 | 0 | 0 | 0 | 0 | 0 | 0
6794 | 0 | 0 | 0 | 0 | 0 | 0 | 0 | 0
6795 | 0 | 0 | 0 | 0 | 0 | 0 | 0 | 0
6796 | 0 | -0.018524 | 0 | -0.018524 | 0 | -0.088869 | 0 | -0.088869
6797 | 0 | -0.054739 | 0 | -0.055031 | 0 | -0.13736 | 0 | -0.13736
6798 | 0 | -0.080387 | 0 | -0.080953 | 0 | -0.18471 | 0 | -0.18471
6799 | 0 | -0.05898 | 0 | -0.059321 | 0 | -0.19634 | 0 | -0.19634
6800 | 0 | -0.073638 | 0 | -0.074113 | 0 | -0.21135 | 0 | -0.21135
6801 | 0 | -0.14235 | 0 | -0.14346 | 0 | -0.27097 | 0 | -0.27097
6802 | 0 | -0.16916 | 0 | -0.17052 | 0 | -0.29521 | 0 | -0.29521
6803 | 0 | -0.078137 | 0 | -0.07866 | 0 | -0.19529 | 0 | -0.19529
6804 | 0 | -0.023514 | 0 | -0.023587 | 0 | -0.078846 | 0 | -0.078846
6805 | 0 | -0.0060561 | 0 | -0.0060561 | 0 | -0.025194 | 0 | -0.025194
6806 | 0 | 0 | 0 | 0 | 0 | 0 | 0 | 0
6807 | 0 | 0 | 0 | 0 | 0 | 0 | 0 | 0
6808 | 0 | 0 | 0 | 0 | 0 | 0 | 0 | 0
6809 | 0 | 0 | 0 | 0 | 0 | 0 | 0 | 0
6810 | 0 | 0 | 0 | 0 | 0 | 0 | 0 | 0
6811 | 0 | 0 | 0 | 0 | 0 | 0 | 0 | 0
6812 | 0 | 0 | 0 | 0 | 0 | 0 | 0 | 0
6813 | 0 | 0 | 0 | 0 | 0 | 0 | 0 | 0
6814 | 0 | 0 | 0 | 0 | 0 | 0 | 0 | 0
6815 | 0 | -0.019663 | 0 | -0.019663 | 0 | -0.10993 | 0 | -0.10993
6816 | 0 | -0.049922 | 0 | -0.050142 | 0 | -0.21404 | 0 | -0.21404
6817 | 0 | -0.12891 | 0 | -0.12972 | 0 | -0.3476 | 0 | -0.3476
6818 | 0 | -0.22053 | 0 | -0.2222 | 0 | -0.42114 | 0 | -0.42114
6819 | 0 | -0.34866 | 0 | -0.35154 | 0 | -0.51672 | 0 | -0.51672
6820 | 0 | -0.46623 | 0 | -0.46684 | 0 | -0.61313 | 0 | -0.61313
6821 | 0 | -0.59006 | 0 | -0.59086 | 0 | -0.71821 | 0 | -0.71821
6822 | 0 | -0.59887 | 0 | -0.59968 | 0 | -0.72429 | 0 | -0.72429
6823 | 0 | -0.49658 | 0 | -0.49724 | 0 | -0.628 | 0 | -0.628
6824 | 0 | -0.23827 | 0 | -0.24016 | 0 | -0.37808 | 0 | -0.37808
6825 | 0 | -0.063629 | 0 | -0.063921 | 0 | -0.18189 | 0 | -0.18189
6826 | 0 | -0.025417 | 0 | -0.025601 | 0 | -0.021073 | 0 | -0.021073
6827 | 0 | 0 | 0 | 0 | 0 | 0 | 0 | 0
6828 | 0 | 0 | 0 | 0 | 0 | 0 | 0 | 0
6829 | 0 | 0 | 0 | 0 | 0 | 0 | 0 | 0
6830 | 0 | 0 | 0 | 0 | 0 | 0 | 0 | 0
6831 | 0 | 0 | 0 | 0 | 0 | 0 | 0 | 0
6832 | 0 | 0 | 0 | 0 | 0 | 0 | 0 | 0
6833 | 0 | 0 | 0 | 0 | 0 | 0 | 0 | 0
6834 | 0 | 0 | 0 | 0 | 0 | 0 | 0 | 0
6835 | 0 | 0 | 0 | 0 | 0 | 0 | 0 | 0
6836 | 0 | 0 | 0 | 0 | 0 | 0 | 0 | 0
6837 | 0 | 0 | 0 | 0 | 0 | 0 | 0 | 0
6838 | 0 | 0 | 0 | 0 | 0 | 0 | 0 | 0
6839 | 0 | 0 | 0 | 0 | 0 | 0 | 0 | 0
6840 | 0 | -0.006721 | 0 | -0.006721 | 0 | -0.050788 | 0 | -0.050788
6841 | 0 | -0.16639 | 0 | -0.16501 | 0 | -0.23089 | 0 | -0.23089
6842 | 0 | -0.17959 | 0 | -0.17521 | 0 | -0.34411 | 0 | -0.34411
6843 | 0 | 0 | 0 | 0 | 0 | -0.48889 | 0 | -0.48889
6844 | 0 | -0.44475 | 0 | -0.43218 | 0 | -0.57319 | 0 | -0.57319
6845 | 0 | 0 | 0 | 0 | 0 | -0.63179 | 0 | -0.63179
6846 | 0 | 0 | 0 | 0 | 0 | -0.68577 | 0 | -0.68577
6847 | 0 | -0.50688 | 0 | -0.4924 | 0 | -0.62664 | 0 | -0.62664
6848 | 0 | -0.26192 | 0 | -0.26403 | 0 | -0.39959 | 0 | -0.39959
6849 | 0 | -0.076779 | 0 | -0.077237 | 0 | -0.15845 | 0 | -0.15845
6850 | 0 | -0.0035834 | 0 | -0.0035834 | 0 | -0.021581 | 0 | -0.021581
6851 | 0 | 0 | 0 | 0 | 0 | 0 | 0 | 0
6852 | 0 | 0 | 0 | 0 | 0 | 0 | 0 | 0
6853 | 0 | 0 | 0 | 0 | 0 | 0 | 0 | 0
6854 | 0 | 0 | 0 | 0 | 0 | 0 | 0 | 0
6855 | 0 | 0 | 0 | 0 | 0 | 0 | 0 | 0
6856 | 0 | 0 | 0 | 0 | 0 | 0 | 0 | 0
6857 | 0 | 0 | 0 | 0 | 0 | 0 | 0 | 0
6858 | 0 | 0 | 0 | 0 | 0 | 0 | 0 | 0
6859 | 0 | 0 | 0 | 0 | 0 | 0 | 0 | 0
6860 | 0 | 0 | 0 | 0 | 0 | 0 | 0 | 0
6861 | 0 | 0 | 0 | 0 | 0 | 0 | 0 | 0
6862 | 0 | 0 | 0 | 0 | 0 | 0 | 0 | 0
6863 | 0 | 0 | 0 | 0 | 0 | 0 | 0 | 0
6864 | 0 | -0.01437 | 0 | -0.01437 | 0 | -0.10232 | 0 | -0.10232
6865 | 0 | -0.05696 | 0 | -0.057154 | 0 | -0.23909 | 0 | -0.23909
6866 | 0 | -0.1191 | 0 | -0.11981 | 0 | -0.34811 | 0 | -0.34811
6867 | 0 | -0.19991 | 0 | -0.20139 | 0 | -0.403 | 0 | -0.403
6868 | 0 | -0.30004 | 0 | -0.30248 | 0 | -0.47035 | 0 | -0.47035
6869 | 0 | -0.36842 | 0 | -0.3715 | 0 | -0.51885 | 0 | -0.51885
6870 | 0 | -0.33611 | 0 | -0.3389 | 0 | -0.4776 | 0 | -0.4776
6871 | 0 | -0.29771 | 0 | -0.30014 | 0 | -0.44052 | 0 | -0.44052
6872 | 0 | -0.27684 | 0 | -0.27907 | 0 | -0.42704 | 0 | -0.42704
6873 | 0 | -0.3111 | 0 | -0.31369 | 0 | -0.45559 | 0 | -0.45559
6874 | 0 | -0.25429 | 0 | -0.25644 | 0 | -0.38396 | 0 | -0.38396
6875 | 0 | -0.22315 | 0 | -0.22502 | 0 | -0.35066 | 0 | -0.35066
6876 | 0 | -0.21 | 0 | -0.21174 | 0 | -0.34088 | 0 | -0.34088
6877 | 0 | -0.1833 | 0 | -0.18479 | 0 | -0.31631 | 0 | -0.31631
6878 | 0 | -0.26245 | 0 | -0.26459 | 0 | -0.40378 | 0 | -0.40378
6879 | 0 | -0.2837 | 0 | -0.28604 | 0 | -0.42565 | 0 | -0.42565
6880 | 0 | -0.22984 | 0 | -0.23176 | 0 | -0.36271 | 0 | -0.36271
6881 | 0 | -0.1459 | 0 | -0.14704 | 0 | -0.29327 | 0 | -0.29327
6882 | 0 | -0.06286 | 0 | -0.063248 | 0 | -0.18572 | 0 | -0.18572
6883 | 0 | -0.040702 | 0 | -0.040917 | 0 | -0.1203 | 0 | -0.1203
6884 | 0 | -0.056873 | 0 | -0.057157 | 0 | -0.14004 | 0 | -0.14004
6885 | 0 | -0.059193 | 0 | -0.059444 | 0 | -0.16391 | 0 | -0.16391
6886 | 0 | -0.08973 | 0 | -0.090266 | 0 | -0.19337 | 0 | -0.19337
6887 | 0 | -0.12176 | 0 | -0.12254 | 0 | -0.28635 | 0 | -0.28635
6888 | 0 | -0.23601 | 0 | -0.2363 | 0 | -0.38771 | 0 | -0.38771
6889 | 0 | -0.38609 | 0 | -0.38262 | 0 | -0.5186 | 0 | -0.5186
6890 | 0 | -0.49727 | 0 | -0.4927 | 0 | -0.61483 | 0 | -0.61483
6891 | 0 | -0.57561 | 0 | -0.559 | 0 | -0.68152 | 0 | -0.68152
6892 | 0 | -0.64567 | 0 | -0.6269 | 0 | -0.74303 | 0 | -0.74303
6893 | 0 | -0.65417 | 0 | -0.63514 | 0 | -0.75078 | 0 | -0.75078
6894 | 0 | 0 | 0 | 0 | 0 | -0.77383 | 0 | -0.77383
6895 | 0 | -0.56634 | 0 | -0.55004 | 0 | -0.67854 | 0 | -0.67854
6896 | 0 | -0.32639 | 0 | -0.32681 | 0 | -0.45797 | 0 | -0.45797
6897 | 0 | -0.11451 | 0 | -0.11526 | 0 | -0.23067 | 0 | -0.23067
6898 | 0 | -0.059793 | 0 | -0.06016 | 0 | -0.10403 | 0 | -0.10403
6899 | 0 | -0.054506 | 0 | -0.054813 | 0 | -0.16258 | 0 | -0.16258
6900 | 0 | -0.032127 | 0 | -0.032277 | 0 | -0.082252 | 0 | -0.082252
6901 | 0 | -0.0061837 | 0 | -0.0061837 | 0 | -0.031775 | 0 | -0.031775
6902 | 0 | 0 | 0 | 0 | 0 | 0 | 0 | 0
6903 | 0 | 0 | 0 | 0 | 0 | 0 | 0 | 0
6904 | 0 | -0.016761 | 0 | -0.016761 | 0 | -0.057234 | 0 | -0.057234
6905 | 0 | -0.01831 | 0 | -0.01831 | 0 | -0.065035 | 0 | -0.065035
6906 | 0 | -0.0057196 | 0 | -0.0057196 | 0 | -0.026729 | 0 | -0.026729
6907 | 0 | 0 | 0 | 0 | 0 | 0 | 0 | 0
6908 | 0 | -3.2247e-05 | 0 | -3.2247e-05 | 0 | -0.015264 | 0 | -0.015264
6909 | 0 | -0.015018 | 0 | -0.015018 | 0 | -0.064381 | 0 | -0.064381
6910 | 0 | -0.021826 | 0 | -0.021826 | 0 | -0.13097 | 0 | -0.13097
6911 | 0 | -0.053231 | 0 | -0.05348 | 0 | -0.18336 | 0 | -0.18336
6912 | 0 | -0.1231 | 0 | -0.12322 | 0 | -0.32667 | 0 | -0.32667
6913 | 0 | -0.24961 | 0 | -0.24992 | 0 | -0.43508 | 0 | -0.43508
6914 | 0 | -0.36909 | 0 | -0.36581 | 0 | -0.52685 | 0 | -0.52685
6915 | 0 | -0.48128 | 0 | -0.47687 | 0 | -0.61796 | 0 | -0.61796
6916 | 0 | -0.54348 | 0 | -0.53846 | 0 | -0.66754 | 0 | -0.66754
6917 | 0 | -0.56976 | 0 | -0.56447 | 0 | -0.68412 | 0 | -0.68412
6918 | 0 | -0.60674 | 0 | -0.58917 | 0 | -0.71613 | 0 | -0.71613
6919 | 0 | -0.59825 | 0 | -0.59268 | 0 | -0.71895 | 0 | -0.71895
6920 | 0 | -0.34695 | 0 | -0.34739 | 0 | -0.48163 | 0 | -0.48163
6921 | 0 | -0.10013 | 0 | -0.10076 | 0 | -0.21748 | 0 | -0.21748
6922 | 0 | -0.0054897 | 0 | -0.005493 | 0 | -0.028459 | 0 | -0.028459
6923 | 0 | 0 | 0 | 0 | 0 | 0 | 0 | 0
6924 | 0 | 0 | 0 | 0 | 0 | 0 | 0 | 0
6925 | 0 | 0 | 0 | 0 | 0 | 0 | 0 | 0
6926 | 0 | 0 | 0 | 0 | 0 | 0 | 0 | 0
6927 | 0 | 0 | 0 | 0 | 0 | 0 | 0 | 0
6928 | 0 | 0 | 0 | 0 | 0 | 0 | 0 | 0
6929 | 0 | 0 | 0 | 0 | 0 | 0 | 0 | 0
6930 | 0 | 0 | 0 | 0 | 0 | 0 | 0 | 0
6931 | 0 | 0 | 0 | 0 | 0 | 0 | 0 | 0
6932 | 0 | 0 | 0 | 0 | 0 | 0 | 0 | 0
6933 | 0 | 0 | 0 | 0 | 0 | 0 | 0 | 0
6934 | 0 | 0 | 0 | 0 | 0 | 0 | 0 | 0
6935 | 0 | 0 | 0 | 0 | 0 | 0 | 0 | 0
6936 | 0 | 0 | 0 | 0 | 0 | 0 | 0 | 0
6937 | 0 | -0.011434 | 0 | -0.011434 | 0 | -0.04816 | 0 | -0.04816
6938 | 0 | -0.036741 | 0 | -0.036884 | 0 | -0.14636 | 0 | -0.14636
6939 | 0 | -0.075304 | 0 | -0.075785 | 0 | -0.23092 | 0 | -0.23092
6940 | 0 | -0.17564 | 0 | -0.17697 | 0 | -0.33223 | 0 | -0.33223
6941 | 0 | -0.26061 | 0 | -0.2627 | 0 | -0.40392 | 0 | -0.40392
6942 | 0 | -0.26502 | 0 | -0.26716 | 0 | -0.40122 | 0 | -0.40122
6943 | 0 | -0.22718 | 0 | -0.22901 | 0 | -0.36157 | 0 | -0.36157
6944 | 0 | -0.072018 | 0 | -0.0725 | 0 | -0.17702 | 0 | -0.17702
6945 | 0 | -0.006107 | 0 | -0.006107 | 0 | -0.041856 | 0 | -0.041856
6946 | 0 | -0.0065463 | 0 | -0.0065463 | 0 | -0.037235 | 0 | -0.037235
6947 | 0 | 0 | 0 | 0 | 0 | 0 | 0 | 0
6948 | 0 | 0 | 0 | 0 | 0 | 0 | 0 | 0
6949 | 0 | 0 | 0 | 0 | 0 | 0 | 0 | 0
6950 | 0 | 0 | 0 | 0 | 0 | 0 | 0 | 0
6951 | 0 | 0 | 0 | 0 | 0 | 0 | 0 | 0
6952 | 0 | 0 | 0 | 0 | 0 | 0 | 0 | 0
6953 | 0 | 0 | 0 | 0 | 0 | 0 | 0 | 0
6954 | 0 | 0 | 0 | 0 | 0 | 0 | 0 | 0
6955 | 0 | 0 | 0 | 0 | 0 | 0 | 0 | 0
6956 | 0 | 0 | 0 | 0 | 0 | 0 | 0 | 0
6957 | 0 | 0 | 0 | 0 | 0 | 0 | 0 | 0
6958 | 0 | 0 | 0 | 0 | 0 | 0 | 0 | 0
6959 | 0 | 0 | 0 | 0 | 0 | 0 | 0 | 0
6960 | 0 | -0.021485 | 0 | -0.021485 | 0 | -0.096761 | 0 | -0.096761
6961 | 0 | -0.14507 | 0 | -0.14394 | 0 | -0.25446 | 0 | -0.25446
6962 | 0 | -0.20657 | 0 | -0.2049 | 0 | -0.38812 | 0 | -0.38812
6963 | 0 | -0.33519 | 0 | -0.33224 | 0 | -0.49619 | 0 | -0.49619
6964 | 0 | -0.45493 | 0 | -0.45079 | 0 | -0.59247 | 0 | -0.59247
6965 | 0 | -0.52859 | 0 | -0.52371 | 0 | -0.65457 | 0 | -0.65457
6966 | 0 | -0.52552 | 0 | -0.52622 | 0 | -0.64871 | 0 | -0.64871
6967 | 0 | -0.49246 | 0 | -0.49311 | 0 | -0.62212 | 0 | -0.62212
6968 | 0 | -0.42223 | 0 | -0.42278 | 0 | -0.56151 | 0 | -0.56151
6969 | 0 | -0.36927 | 0 | -0.37237 | 0 | -0.51141 | 0 | -0.51141
6970 | 0 | -0.18664 | 0 | -0.18805 | 0 | -0.32635 | 0 | -0.32635
6971 | 0 | -0.02238 | 0 | -0.022476 | 0 | -0.076781 | 0 | -0.076781
6972 | 0 | -0.0099439 | 0 | -0.0099439 | 0 | -0.031409 | 0 | -0.031409
6973 | 0 | -0.0055718 | 0 | -0.0055718 | 0 | -0.03948 | 0 | -0.03948
6974 | 0 | -0.002585 | 0 | -0.002585 | 0 | -0.0054571 | 0 | -0.0054571
6975 | 0 | -0.00053481 | 0 | -0.00053481 | 0 | -0.0193 | 0 | -0.0193
6976 | 0 | -0.0049832 | 0 | -0.0049832 | 0 | -0.016882 | 0 | -0.016882
6977 | 0 | 0 | 0 | 0 | 0 | 0 | 0 | 0
6978 | 0 | -0.0081629 | 0 | -0.0081629 | 0 | -0.03248 | 0 | -0.03248
6979 | 0 | -0.010233 | 0 | -0.010233 | 0 | -0.038101 | 0 | -0.038101
6980 | 0 | -0.013308 | 0 | -0.013308 | 0 | -0.076761 | 0 | -0.076761
6981 | 0 | -0.019816 | 0 | -0.019816 | 0 | -0.11891 | 0 | -0.11891
6982 | 0 | -0.032063 | 0 | -0.032063 | 0 | -0.12644 | 0 | -0.12644
6983 | 0 | -0.17841 | 0 | -0.17384 | 0 | -0.24421 | 0 | -0.24421
6984 | 0 | -0.20205 | 0 | -0.20044 | 0 | -0.39087 | 0 | -0.39087
6985 | 0 | -0.37055 | 0 | -0.36033 | 0 | -0.53129 | 0 | -0.53129
6986 | 0 | -0.47205 | 0 | -0.45868 | 0 | -0.60912 | 0 | -0.60912
6987 | 0 | -0.53662 | 0 | -0.52123 | 0 | -0.65697 | 0 | -0.65697
6988 | 0 | -0.58509 | 0 | -0.5682 | 0 | -0.69606 | 0 | -0.69606
6989 | 0 | -0.60471 | 0 | -0.59908 | 0 | -0.71338 | 0 | -0.71338
6990 | 0 | -0.5847 | 0 | -0.57927 | 0 | -0.69625 | 0 | -0.69625
6991 | 0 | -0.52005 | 0 | -0.51526 | 0 | -0.64142 | 0 | -0.64142
6992 | 0 | -0.4657 | 0 | -0.46632 | 0 | -0.59965 | 0 | -0.59965
6993 | 0 | -0.5094 | 0 | -0.51379 | 0 | -0.64707 | 0 | -0.64707
6994 | 0 | -0.31858 | 0 | -0.32125 | 0 | -0.44958 | 0 | -0.44958
6995 | 0 | -0.039858 | 0 | -0.040075 | 0 | -0.11475 | 0 | -0.11475
6996 | 0 | -6.2942e-05 | 0 | -6.2942e-05 | 0 | -0.00013288 | 0 | -0.00013288
6997 | 0 | -0.0047538 | 0 | -0.0047538 | 0 | -0.019122 | 0 | -0.019122
6998 | 0 | 0 | 0 | 0 | 0 | 0 | 0 | 0
6999 | 0 | 0 | 0 | 0 | 0 | 0 | 0 | 0
7000 | 0 | 0 | 0 | 0 | 0 | 0 | 0 | 0
7001 | 0 | 0 | 0 | 0 | 0 | 0 | 0 | 0
7002 | 0 | 0 | 0 | 0 | 0 | 0 | 0 | 0
7003 | 0 | -0.010835 | 0 | -0.010835 | 0 | -0.040032 | 0 | -0.040032
7004 | 0 | -0.022653 | 0 | -0.022653 | 0 | -0.094837 | 0 | -0.094837
7005 | 0 | -0.024722 | 0 | -0.024722 | 0 | -0.12061 | 0 | -0.12061
7006 | 0 | -0.040203 | 0 | -0.040314 | 0 | -0.18051 | 0 | -0.18051
7007 | 0 | -0.098372 | 0 | -0.098941 | 0 | -0.25135 | 0 | -0.25135
7008 | 0 | -0.10868 | 0 | -0.10934 | 0 | -0.28584 | 0 | -0.28584
7009 | 0 | -0.20763 | 0 | -0.20921 | 0 | -0.37299 | 0 | -0.37299
7010 | 0 | -0.27741 | 0 | -0.27965 | 0 | -0.42871 | 0 | -0.42871
7011 | 0 | -0.33489 | 0 | -0.33767 | 0 | -0.47196 | 0 | -0.47196
7012 | 0 | -0.39277 | 0 | -0.39328 | 0 | -0.51955 | 0 | -0.51955
7013 | 0 | -0.46482 | 0 | -0.46543 | 0 | -0.58258 | 0 | -0.58258
7014 | 0 | -0.4786 | 0 | -0.47421 | 0 | -0.59544 | 0 | -0.59544
7015 | 0 | -0.43581 | 0 | -0.43638 | 0 | -0.56261 | 0 | -0.56261
7016 | 0 | -0.36496 | 0 | -0.36543 | 0 | -0.50139 | 0 | -0.50139
7017 | 0 | -0.18474 | 0 | -0.18614 | 0 | -0.31284 | 0 | -0.31284
7018 | 0 | -0.026945 | 0 | -0.027038 | 0 | -0.081658 | 0 | -0.081658
7019 | 0 | -0.0051463 | 0 | -0.0051463 | 0 | -0.010864 | 0 | -0.010864
7020 | 0 | 0 | 0 | 0 | 0 | 0 | 0 | 0
7021 | 0 | 0 | 0 | 0 | 0 | 0 | 0 | 0
7022 | 0 | 0 | 0 | 0 | 0 | 0 | 0 | 0
7023 | 0 | -0.010302 | 0 | -0.010302 | 0 | -0.037888 | 0 | -0.037888
7024 | 0 | 0 | 0 | 0 | 0 | 0 | 0 | 0
7025 | 0 | -0.00083196 | 0 | -0.00083196 | 0 | -0.0092489 | 0 | -0.0092489
7026 | 0 | -0.0025528 | 0 | -0.0025528 | 0 | -0.033116 | 0 | -0.033116
7027 | 0 | -0.004742 | 0 | -0.004742 | 0 | -0.019143 | 0 | -0.019143
7028 | 0 | -0.0021731 | 0 | -0.0021731 | 0 | -0.026573 | 0 | -0.026573
7029 | 0 | -0.020126 | 0 | -0.020126 | 0 | -0.12019 | 0 | -0.12019
7030 | 0 | -0.018414 | 0 | -0.018414 | 0 | -0.099847 | 0 | -0.099847
7031 | 0 | -0.044583 | 0 | -0.044734 | 0 | -0.15713 | 0 | -0.15713
7032 | 0 | -0.12932 | 0 | -0.13017 | 0 | -0.29801 | 0 | -0.29801
7033 | 0 | -0.21535 | 0 | -0.21699 | 0 | -0.38618 | 0 | -0.38618
7034 | 0 | -0.26864 | 0 | -0.2708 | 0 | -0.42419 | 0 | -0.42419
7035 | 0 | -0.40183 | 0 | -0.40236 | 0 | -0.54067 | 0 | -0.54067
7036 | 0 | -0.55643 | 0 | -0.55718 | 0 | -0.68061 | 0 | -0.68061
7037 | 0 | -0.54467 | 0 | -0.5454 | 0 | -0.66451 | 0 | -0.66451
7038 | 0 | -0.57887 | 0 | -0.57965 | 0 | -0.69583 | 0 | -0.69583
7039 | 0 | -0.55177 | 0 | -0.54667 | 0 | -0.67571 | 0 | -0.67571
7040 | 0 | -0.43947 | 0 | -0.43548 | 0 | -0.56938 | 0 | -0.56938
7041 | 0 | -0.42146 | 0 | -0.41765 | 0 | -0.55283 | 0 | -0.55283
7042 | 0 | -0.39415 | 0 | -0.39061 | 0 | -0.52507 | 0 | -0.52507
7043 | 0 | -0.12313 | 0 | -0.12326 | 0 | -0.22496 | 0 | -0.22496
7044 | 0 | -0.014358 | 0 | -0.01437 | 0 | -0.054511 | 0 | -0.054511
7045 | 0 | -0.026809 | 0 | -0.026825 | 0 | -0.087136 | 0 | -0.087136
7046 | 0 | -0.14141 | 0 | -0.14035 | 0 | -0.27539 | 0 | -0.27539
7047 | 0 | -0.25735 | 0 | -0.25515 | 0 | -0.39628 | 0 | -0.39628
7048 | 0 | -0.32753 | 0 | -0.31854 | 0 | -0.46161 | 0 | -0.46161
7049 | 0 | -0.3714 | 0 | -0.36809 | 0 | -0.52122 | 0 | -0.52122
7050 | 0 | -0.31404 | 0 | -0.31133 | 0 | -0.4934 | 0 | -0.4934
7051 | 0 | 0 | 0 | 0 | 0 | -0.46299 | 0 | -0.46299
7052 | 0 | 0 | 0 | 0 | 0 | -0.42914 | 0 | -0.42914
7053 | 0 | 0 | 0 | 0 | 0 | -0.43677 | 0 | -0.43677
7054 | 0 | 0 | 0 | 0 | 0 | -0.47485 | 0 | -0.47485
7055 | 0 | 0 | 0 | 0 | 0 | -0.57553 | 0 | -0.57553
7056 | 0 | 0 | 0 | 0 | 0 | -0.69099 | 0 | -0.69099
7057 | 0 | 0 | 0 | 0 | 0 | -0.7698 | 0 | -0.7698
7058 | 0 | 0 | 0 | 0 | 0 | -0.93402 | 0 | -0.93402
7059 | 0 | 0 | 0 | 0 | 0 | -1.0435 | 0 | -1.0435
7060 | 0 | 0 | 0 | 0 | 0 | -1.063 | 0 | -1.063
7061 | 0 | 0 | 0 | 0 | 0 | -1.0715 | 0 | -1.0715
7062 | 0 | 0 | 0 | 0 | 0 | -1.032 | 0 | -1.032
7063 | 0 | 0 | 0 | 0 | 0 | -1.0011 | 0 | -1.0011
7064 | 0 | 0 | 0 | 0 | 0 | -0.8276 | 0 | -0.8276
7065 | 0 | 0 | 0 | 0 | 0 | -0.57947 | 0 | -0.57947
7066 | 0 | -0.17139 | 0 | -0.17005 | 0 | -0.31534 | 0 | -0.31534
7067 | 0 | -0.068112 | 0 | -0.068169 | 0 | -0.12714 | 0 | -0.12714
7068 | 0 | -0.11732 | 0 | -0.11811 | 0 | -0.22218 | 0 | -0.22218
7069 | 0 | -0.22608 | 0 | -0.22785 | 0 | -0.36159 | 0 | -0.36159
7070 | 0 | -0.19397 | 0 | -0.19544 | 0 | -0.33129 | 0 | -0.33129
7071 | 0 | -0.17867 | 0 | -0.18 | 0 | -0.31754 | 0 | -0.31754
7072 | 0 | -0.11538 | 0 | -0.11549 | 0 | -0.26556 | 0 | -0.26556
7073 | 0 | -0.093752 | 0 | -0.094274 | 0 | -0.26187 | 0 | -0.26187
7074 | 0 | -0.058153 | 0 | -0.058329 | 0 | -0.24367 | 0 | -0.24367
7075 | 0 | -0.072352 | 0 | -0.072405 | 0 | -0.21791 | 0 | -0.21791
7076 | 0 | -0.087835 | 0 | -0.08734 | 0 | -0.25671 | 0 | -0.25671
7077 | 0 | -0.11727 | 0 | -0.11483 | 0 | -0.29604 | 0 | -0.29604
7078 | 0 | -0.13601 | 0 | -0.13504 | 0 | -0.30778 | 0 | -0.30778
7079 | 0 | -0.24617 | 0 | -0.23976 | 0 | -0.41016 | 0 | -0.41016
7080 | 0 | -0.38656 | 0 | -0.3831 | 0 | -0.53806 | 0 | -0.53806
7081 | 0 | -0.49508 | 0 | -0.49054 | 0 | -0.62687 | 0 | -0.62687
7082 | 0 | -0.55207 | 0 | -0.54695 | 0 | -0.67194 | 0 | -0.67194
7083 | 0 | -0.586 | 0 | -0.58056 | 0 | -0.69815 | 0 | -0.69815
7084 | 0 | -0.61379 | 0 | -0.60807 | 0 | -0.72243 | 0 | -0.72243
7085 | 0 | -0.59509 | 0 | -0.58954 | 0 | -0.70012 | 0 | -0.70012
7086 | 0 | -0.50898 | 0 | -0.50967 | 0 | -0.61964 | 0 | -0.61964
7087 | 0 | -0.46147 | 0 | -0.45725 | 0 | -0.58038 | 0 | -0.58038
7088 | 0 | -0.38429 | 0 | -0.38753 | 0 | -0.52021 | 0 | -0.52021
7089 | 0 | -0.40684 | 0 | -0.41028 | 0 | -0.54504 | 0 | -0.54504
7090 | 0 | -0.36025 | 0 | -0.36326 | 0 | -0.49722 | 0 | -0.49722
7091 | 0 | -0.18677 | 0 | -0.18826 | 0 | -0.31263 | 0 | -0.31263
7092 | 0 | -0.067759 | 0 | -0.068213 | 0 | -0.15868 | 0 | -0.15868
7093 | 0 | -0.016301 | 0 | -0.016301 | 0 | -0.082368 | 0 | -0.082368
7094 | 0 | -0.10064 | 0 | -0.10128 | 0 | -0.19656 | 0 | -0.19656
7095 | 0 | -0.097674 | 0 | -0.098252 | 0 | -0.23621 | 0 | -0.23621
7096 | 0 | -0.12329 | 0 | -0.12411 | 0 | -0.2633 | 0 | -0.2633
7097 | 0 | -0.119 | 0 | -0.11976 | 0 | -0.27437 | 0 | -0.27437
7098 | 0 | -0.069435 | 0 | -0.069723 | 0 | -0.25034 | 0 | -0.25034
7099 | 0 | -0.064177 | 0 | -0.064475 | 0 | -0.17138 | 0 | -0.17138
7100 | 0 | -0.068035 | 0 | -0.068371 | 0 | -0.17046 | 0 | -0.17046
7101 | 0 | -0.082793 | 0 | -0.083259 | 0 | -0.19308 | 0 | -0.19308
7102 | 0 | -0.096637 | 0 | -0.09723 | 0 | -0.21005 | 0 | -0.21005
7103 | 0 | -0.11728 | 0 | -0.11802 | 0 | -0.27984 | 0 | -0.27984
7104 | 0 | -0.28124 | 0 | -0.28351 | 0 | -0.43295 | 0 | -0.43295
7105 | 0 | -0.48172 | 0 | -0.48236 | 0 | -0.61313 | 0 | -0.61313
7106 | 0 | -0.60048 | 0 | -0.60129 | 0 | -0.71802 | 0 | -0.71802
7107 | 0 | -0.69152 | 0 | -0.69247 | 0 | -0.80096 | 0 | -0.80096
7108 | 0 | -0.78575 | 0 | -0.78682 | 0 | -0.8905 | 0 | -0.8905
7109 | 0 | -0.78441 | 0 | -0.78549 | 0 | -0.8858 | 0 | -0.8858
7110 | 0 | -0.6626 | 0 | -0.6635 | 0 | -0.77013 | 0 | -0.77013
7111 | 0 | -0.56953 | 0 | -0.5703 | 0 | -0.68825 | 0 | -0.68825
7112 | 0 | -0.53207 | 0 | -0.53278 | 0 | -0.66297 | 0 | -0.66297
7113 | 0 | -0.56208 | 0 | -0.56284 | 0 | -0.69458 | 0 | -0.69458
7114 | 0 | -0.5231 | 0 | -0.52762 | 0 | -0.65857 | 0 | -0.65857
7115 | 0 | -0.43285 | 0 | -0.43654 | 0 | -0.5701 | 0 | -0.5701
7116 | 0 | -0.39666 | 0 | -0.40001 | 0 | -0.53543 | 0 | -0.53543
7117 | 0 | -0.38546 | 0 | -0.38871 | 0 | -0.52304 | 0 | -0.52304
7118 | 0 | -0.39256 | 0 | -0.39587 | 0 | -0.52836 | 0 | -0.52836
7119 | 0 | -0.37104 | 0 | -0.37416 | 0 | -0.5096 | 0 | -0.5096
7120 | 0 | -0.42293 | 0 | -0.42652 | 0 | -0.56927 | 0 | -0.56927
7121 | 0 | -0.43049 | 0 | -0.43413 | 0 | -0.59042 | 0 | -0.59042
7122 | 0 | -0.36707 | 0 | -0.3701 | 0 | -0.55167 | 0 | -0.55167
7123 | 0 | -0.28716 | 0 | -0.28945 | 0 | -0.47927 | 0 | -0.47927
7124 | 0 | -0.2592 | 0 | -0.26124 | 0 | -0.44501 | 0 | -0.44501
7125 | 0 | -0.12123 | 0 | -0.12207 | 0 | -0.29185 | 0 | -0.29185
7126 | 0 | -0.1544 | 0 | -0.15548 | 0 | -0.32863 | 0 | -0.32863
7127 | 0 | -0.28925 | 0 | -0.29159 | 0 | -0.45441 | 0 | -0.45441
7128 | 0 | -0.32394 | 0 | -0.3266 | 0 | -0.47724 | 0 | -0.47724
7129 | 0 | -0.39448 | 0 | -0.39781 | 0 | -0.53192 | 0 | -0.53192
7130 | 0 | -0.4413 | 0 | -0.44507 | 0 | -0.56812 | 0 | -0.56812
7131 | 0 | -0.4117 | 0 | -0.41525 | 0 | -0.5286 | 0 | -0.5286
7132 | 0 | -0.42132 | 0 | -0.42504 | 0 | -0.52111 | 0 | -0.52111
7133 | 0 | -0.42048 | 0 | -0.42419 | 0 | -0.52093 | 0 | -0.52093
7134 | 0 | -0.41381 | 0 | -0.41734 | 0 | -0.53174 | 0 | -0.53174
7135 | 0 | -0.32434 | 0 | -0.32707 | 0 | -0.44727 | 0 | -0.44727
7136 | 0 | -0.25045 | 0 | -0.25257 | 0 | -0.37445 | 0 | -0.37445
7137 | 0 | -0.26185 | 0 | -0.26408 | 0 | -0.38747 | 0 | -0.38747
7138 | 0 | -0.13855 | 0 | -0.13965 | 0 | -0.25908 | 0 | -0.25908
7139 | 0 | -0.029865 | 0 | -0.030012 | 0 | -0.074777 | 0 | -0.074777
7140 | 0 | 0 | 0 | 0 | 0 | 0 | 0 | 0
7141 | 0 | 0 | 0 | 0 | 0 | 0 | 0 | 0
7142 | 0 | 0 | 0 | 0 | 0 | 0 | 0 | 0
7143 | 0 | -0.014086 | 0 | -0.014086 | 0 | -0.064692 | 0 | -0.064692
7144 | 0 | -0.016991 | 0 | -0.016991 | 0 | -0.084252 | 0 | -0.084252
7145 | 0 | -0.01735 | 0 | -0.01735 | 0 | -0.062353 | 0 | -0.062353
7146 | 0 | -0.0056531 | 0 | -0.0056531 | 0 | -0.023096 | 0 | -0.023096
7147 | 0 | 0 | 0 | 0 | 0 | 0 | 0 | 0
7148 | 0 | 0 | 0 | 0 | 0 | 0 | 0 | 0
7149 | 0 | 0 | 0 | 0 | 0 | 0 | 0 | 0
7150 | 0 | 0 | 0 | 0 | 0 | 0 | 0 | 0
7151 | 0 | 0 | 0 | 0 | 0 | 0 | 0 | 0
7152 | 0 | -0.0022776 | 0 | -0.0022776 | 0 | -0.031639 | 0 | -0.031639
7153 | 0 | -0.017265 | 0 | -0.017265 | 0 | -0.11807 | 0 | -0.11807
7154 | 0 | -0.03131 | 0 | -0.031377 | 0 | -0.18575 | 0 | -0.18575
7155 | 0 | -0.083128 | 0 | -0.083681 | 0 | -0.23023 | 0 | -0.23023
7156 | 0 | -0.13624 | 0 | -0.13728 | 0 | -0.28946 | 0 | -0.28946
7157 | 0 | -0.18684 | 0 | -0.18837 | 0 | -0.31923 | 0 | -0.31923
7158 | 0 | -0.18957 | 0 | -0.19112 | 0 | -0.31214 | 0 | -0.31214
7159 | 0 | -0.13307 | 0 | -0.1341 | 0 | -0.25887 | 0 | -0.25887
7160 | 0 | -0.084659 | 0 | -0.085234 | 0 | -0.21786 | 0 | -0.21786
7161 | 0 | -0.090877 | 0 | -0.09151 | 0 | -0.22067 | 0 | -0.22067
7162 | 0 | -0.050234 | 0 | -0.0505 | 0 | -0.16676 | 0 | -0.16676
7163 | 0 | -0.040244 | 0 | -0.040442 | 0 | -0.12732 | 0 | -0.12732
7164 | 0 | -0.0486 | 0 | -0.048888 | 0 | -0.11548 | 0 | -0.11548
7165 | 0 | 0 | 0 | 0 | 0 | 0 | 0 | 0
7166 | 0 | 0 | 0 | 0 | 0 | 0 | 0 | 0
7167 | 0 | 0 | 0 | 0 | 0 | 0 | 0 | 0
7168 | 1 | 0.012624 | 1 | 0.004945 | 1 | 0.011334 | 1 | 0.011334
7169 | 0 | 0 | 0 | 0 | 0 | 0 | 0 | 0
7170 | 0 | 0 | 0 | 0 | 0 | 0 | 0 | 0
7171 | 0 | 0 | 0 | 0 | 0 | 0 | 0 | 0
7172 | 0 | 0 | 0 | 0 | 0 | 0 | 0 | 0
7173 | 0 | -0.0052125 | 0 | -0.0052125 | 0 | -0.020167 | 0 | -0.020167
7174 | 0 | -0.018199 | 0 | -0.018199 | 0 | -0.064519 | 0 | -0.064519
7175 | 0 | -0.028143 | 0 | -0.028143 | 0 | -0.2015 | 0 | -0.2015
7176 | 0 | -0.14845 | 0 | -0.14945 | 0 | -0.35923 | 0 | -0.35923
7177 | 0 | -0.23302 | 0 | -0.23495 | 0 | -0.40534 | 0 | -0.40534
7178 | 0 | -0.33251 | 0 | -0.33537 | 0 | -0.49031 | 0 | -0.49031
7179 | 0 | -0.45253 | 0 | -0.45643 | 0 | -0.59959 | 0 | -0.59959
7180 | 0 | -0.44124 | 0 | -0.44505 | 0 | -0.57697 | 0 | -0.57697
7181 | 0 | -0.42426 | 0 | -0.42797 | 0 | -0.54303 | 0 | -0.54303
7182 | 0 | -0.43757 | 0 | -0.44132 | 0 | -0.56495 | 0 | -0.56495
7183 | 0 | -0.39141 | 0 | -0.39477 | 0 | -0.51988 | 0 | -0.51988
7184 | 0 | -0.22491 | 0 | -0.2268 | 0 | -0.34941 | 0 | -0.34941
7185 | 0 | -0.050466 | 0 | -0.050789 | 0 | -0.12649 | 0 | -0.12649
7186 | 0 | 0 | 0 | 0 | 0 | 0 | 0 | 0
7187 | 0 | 0 | 0 | 0 | 0 | 0 | 0 | 0
7188 | 0 | 0 | 0 | 0 | 0 | 0 | 0 | 0
7189 | 0 | 0 | 0 | 0 | 0 | 0 | 0 | 0
7190 | 0 | 0 | 0 | 0 | 0 | 0 | 0 | 0
7191 | 0 | 0 | 0 | 0 | 0 | 0 | 0 | 0
7192 | 0 | 0 | 0 | 0 | 0 | 0 | 0 | 0
7193 | 0 | 0 | 0 | 0 | 0 | 0 | 0 | 0
7194 | 0 | 0 | 0 | 0 | 0 | 0 | 0 | 0
7195 | 0 | 0 | 0 | 0 | 0 | 0 | 0 | 0
7196 | 0 | 0 | 0 | 0 | 0 | 0 | 0 | 0
7197 | 0 | 0 | 0 | 0 | 0 | 0 | 0 | 0
7198 | 0 | 0 | 0 | 0 | 0 | 0 | 0 | 0
7199 | 0 | -0.011719 | 0 | -0.011719 | 0 | -0.051506 | 0 | -0.051506
7200 | 0 | -0.030964 | 0 | -0.030964 | 0 | -0.18792 | 0 | -0.18792
7201 | 0 | -0.14972 | 0 | -0.15077 | 0 | -0.3115 | 0 | -0.3115
7202 | 0 | -0.24334 | 0 | -0.24525 | 0 | -0.41203 | 0 | -0.41203
7203 | 0 | -0.35763 | 0 | -0.3607 | 0 | -0.50354 | 0 | -0.50354
7204 | 0 | -0.45541 | 0 | -0.45943 | 0 | -0.58008 | 0 | -0.58008
7205 | 0 | -0.48756 | 0 | -0.49189 | 0 | -0.60271 | 0 | -0.60271
7206 | 0 | -0.35486 | 0 | -0.35795 | 0 | -0.4703 | 0 | -0.4703
7207 | 0 | -0.3106 | 0 | -0.31328 | 0 | -0.43103 | 0 | -0.43103
7208 | 0 | -0.36139 | 0 | -0.36444 | 0 | -0.4999 | 0 | -0.4999
7209 | 0 | -0.38193 | 0 | -0.38523 | 0 | -0.50947 | 0 | -0.50947
7210 | 0 | -0.44633 | 0 | -0.45014 | 0 | -0.58493 | 0 | -0.58493
7211 | 0 | -0.44749 | 0 | -0.45131 | 0 | -0.58795 | 0 | -0.58795
7212 | 0 | -0.37927 | 0 | -0.38258 | 0 | -0.50714 | 0 | -0.50714
7213 | 0 | -0.43448 | 0 | -0.43818 | 0 | -0.57715 | 0 | -0.57715
7214 | 0 | -0.5088 | 0 | -0.51318 | 0 | -0.65225 | 0 | -0.65225
7215 | 0 | -0.44851 | 0 | -0.45238 | 0 | -0.58489 | 0 | -0.58489
7216 | 0 | -0.18661 | 0 | -0.18809 | 0 | -0.32631 | 0 | -0.32631
7217 | 0 | -0.2687 | 0 | -0.27086 | 0 | -0.42219 | 0 | -0.42219
7218 | 0 | -0.24463 | 0 | -0.24654 | 0 | -0.42484 | 0 | -0.42484
7219 | 0 | -0.084975 | 0 | -0.085394 | 0 | -0.28165 | 0 | -0.28165
7220 | 0 | -0.081502 | 0 | -0.081897 | 0 | -0.27236 | 0 | -0.27236
7221 | 0 | -0.098766 | 0 | -0.099324 | 0 | -0.28137 | 0 | -0.28137
7222 | 0 | -0.1219 | 0 | -0.12268 | 0 | -0.29862 | 0 | -0.29862
7223 | 0 | -0.2037 | 0 | -0.20524 | 0 | -0.37278 | 0 | -0.37278
7224 | 0 | -0.35874 | 0 | -0.3592 | 0 | -0.51156 | 0 | -0.51156
7225 | 0 | -0.48608 | 0 | -0.48672 | 0 | -0.62162 | 0 | -0.62162
7226 | 0 | -0.59396 | 0 | -0.59476 | 0 | -0.71534 | 0 | -0.71534
7227 | 0 | -0.64269 | 0 | -0.63669 | 0 | -0.75347 | 0 | -0.75347
7228 | 0 | -0.71687 | 0 | -0.71012 | 0 | -0.8209 | 0 | -0.8209
7229 | 0 | -0.78854 | 0 | -0.7654 | 0 | -0.88055 | 0 | -0.88055
7230 | 0 | -0.71602 | 0 | -0.69511 | 0 | -0.81388 | 0 | -0.81388
7231 | 0 | -0.66662 | 0 | -0.64722 | 0 | -0.77554 | 0 | -0.77554
7232 | 0 | -0.56511 | 0 | -0.55988 | 0 | -0.69289 | 0 | -0.69289
7233 | 0 | -0.49307 | 0 | -0.48855 | 0 | -0.62071 | 0 | -0.62071
7234 | 0 | -0.50036 | 0 | -0.50103 | 0 | -0.62925 | 0 | -0.62925
7235 | 0 | -0.24569 | 0 | -0.24764 | 0 | -0.389 | 0 | -0.389
7236 | 0 | -0.2272 | 0 | -0.22747 | 0 | -0.36735 | 0 | -0.36735
7237 | 0 | -0.13995 | 0 | -0.14091 | 0 | -0.28782 | 0 | -0.28782
7238 | 0 | -0.26818 | 0 | -0.26852 | 0 | -0.4043 | 0 | -0.4043
7239 | 0 | -0.37864 | 0 | -0.38182 | 0 | -0.51675 | 0 | -0.51675
7240 | 0 | -0.20547 | 0 | -0.20571 | 0 | -0.3581 | 0 | -0.3581
7241 | 0 | -0.23507 | 0 | -0.23536 | 0 | -0.38872 | 0 | -0.38872
7242 | 0 | -0.20523 | 0 | -0.20358 | 0 | -0.38281 | 0 | -0.38281
7243 | 0 | -0.14733 | 0 | -0.14626 | 0 | -0.34144 | 0 | -0.34144
7244 | 0 | -0.17141 | 0 | -0.16735 | 0 | -0.36055 | 0 | -0.36055
7245 | 0 | -0.26287 | 0 | -0.256 | 0 | -0.44316 | 0 | -0.44316
7246 | 0 | -0.35587 | 0 | -0.34615 | 0 | -0.52959 | 0 | -0.52959
7247 | 0 | -0.48386 | 0 | -0.47019 | 0 | -0.64384 | 0 | -0.64384
7248 | 0 | -0.54315 | 0 | -0.53815 | 0 | -0.68898 | 0 | -0.68898
7249 | 0 | -0.62295 | 0 | -0.61715 | 0 | -0.74964 | 0 | -0.74964
7250 | 0 | -0.64988 | 0 | -0.65076 | 0 | -0.76959 | 0 | -0.76959
7251 | 0 | -0.73069 | 0 | -0.72381 | 0 | -0.83822 | 0 | -0.83822
7252 | 0 | -0.75317 | 0 | -0.74606 | 0 | -0.85429 | 0 | -0.85429
7253 | 0 | -0.69099 | 0 | -0.6845 | 0 | -0.79239 | 0 | -0.79239
7254 | 0 | -0.64817 | 0 | -0.6421 | 0 | -0.75394 | 0 | -0.75394
7255 | 0 | -0.67756 | 0 | -0.67121 | 0 | -0.79045 | 0 | -0.79045
7256 | 0 | -0.66304 | 0 | -0.65685 | 0 | -0.78837 | 0 | -0.78837
7257 | 0 | -0.70274 | 0 | -0.69616 | 0 | -0.82949 | 0 | -0.82949
7258 | 0 | -0.58469 | 0 | -0.58548 | 0 | -0.71687 | 0 | -0.71687
7259 | 0 | -0.36339 | 0 | -0.36644 | 0 | -0.49899 | 0 | -0.49899
7260 | 0 | -0.15793 | 0 | -0.15915 | 0 | -0.28554 | 0 | -0.28554
7261 | 0 | -0.1484 | 0 | -0.14952 | 0 | -0.28754 | 0 | -0.28754
7262 | 0 | -0.27953 | 0 | -0.28179 | 0 | -0.42136 | 0 | -0.42136
7263 | 0 | -0.34791 | 0 | -0.35082 | 0 | -0.48119 | 0 | -0.48119
7264 | 0 | -0.32144 | 0 | -0.3241 | 0 | -0.45969 | 0 | -0.45969
7265 | 0 | -0.28569 | 0 | -0.28805 | 0 | -0.43203 | 0 | -0.43203
7266 | 0 | -0.12053 | 0 | -0.12133 | 0 | -0.29704 | 0 | -0.29704
7267 | 0 | -0.077521 | 0 | -0.077927 | 0 | -0.19953 | 0 | -0.19953
7268 | 0 | -0.057101 | 0 | -0.05737 | 0 | -0.16483 | 0 | -0.16483
7269 | 0 | -0.13822 | 0 | -0.1392 | 0 | -0.25813 | 0 | -0.25813
7270 | 0 | -0.16485 | 0 | -0.16603 | 0 | -0.33375 | 0 | -0.33375
7271 | 0 | -0.26349 | 0 | -0.26381 | 0 | -0.42511 | 0 | -0.42511
7272 | 0 | -0.42325 | 0 | -0.41942 | 0 | -0.57099 | 0 | -0.57099
7273 | 0 | -0.57651 | 0 | -0.5599 | 0 | -0.70022 | 0 | -0.70022
7274 | 0 | 0 | 0 | 0 | 0 | -0.77211 | 0 | -0.77211
7275 | 0 | 0 | 0 | 0 | 0 | -0.8241 | 0 | -0.8241
7276 | 0 | 0 | 0 | 0 | 0 | -0.83946 | 0 | -0.83946
7277 | 0 | 0 | 0 | 0 | 0 | -0.85513 | 0 | -0.85513
7278 | 0 | 0 | 0 | 0 | 0 | -0.84517 | 0 | -0.84517
7279 | 0 | 0 | 0 | 0 | 0 | -0.83736 | 0 | -0.83736
7280 | 0 | 0 | 0 | 0 | 0 | -0.79056 | 0 | -0.79056
7281 | 0 | 0 | 0 | 0 | 0 | -0.9204 | 0 | -0.9204
7282 | 0 | 0 | 0 | 0 | 0 | -0.90011 | 0 | -0.90011
7283 | 0 | -0.5597 | 0 | -0.54362 | 0 | -0.68415 | 0 | -0.68415
7284 | 0 | 0 | 0 | 0 | 0 | -0.78993 | 0 | -0.78993
7285 | 0 | 0 | 0 | 0 | 0 | -0.67036 | 0 | -0.67036
7286 | 0 | -0.54003 | 0 | -0.52453 | 0 | -0.66439 | 0 | -0.66439
7287 | 0 | -0.49522 | 0 | -0.48113 | 0 | -0.62675 | 0 | -0.62675
7288 | 0 | -0.41239 | 0 | -0.40081 | 0 | -0.54518 | 0 | -0.54518
7289 | 0 | 0 | 0 | 0 | 0 | -0.53903 | 0 | -0.53903
7290 | 0 | 0 | 0 | 0 | 0 | -0.5564 | 0 | -0.5564
7291 | 0 | 0 | 0 | 0 | 0 | -0.59268 | 0 | -0.59268
7292 | 0 | 0 | 0 | 0 | 0 | -0.73568 | 0 | -0.73568
7293 | 0 | 0 | 0 | 0 | 0 | -0.72779 | 0 | -0.72779
7294 | 0 | 0 | 0 | 0 | 0 | -0.8125 | 0 | -0.8125
7295 | 0 | 0 | 0 | 0 | 0 | -0.94942 | 0 | -0.94942
7296 | 0 | 0 | 0 | 0 | 0 | -0.9104 | 0 | -0.9104
7297 | 0 | 0 | 0 | 0 | 0 | -0.90521 | 0 | -0.90521
7298 | 0 | 0 | 0 | 0 | 0 | -0.93425 | 0 | -0.93425
7299 | 0 | -0.86363 | 0 | -0.84656 | 0 | -0.95944 | 0 | -0.95944
7300 | 0 | -0.90235 | 0 | -0.87571 | 0 | -0.98906 | 0 | -0.98906
7301 | 0 | -0.91176 | 0 | -0.88483 | 0 | -0.99601 | 0 | -0.99601
7302 | 0 | 0 | 0 | 0 | 0 | -0.99202 | 0 | -0.99202
7303 | 0 | -0.83472 | 0 | -0.81019 | 0 | -0.93565 | 0 | -0.93565
7304 | 0 | -0.69172 | 0 | -0.68524 | 0 | -0.81547 | 0 | -0.81547
7305 | 0 | -0.37414 | 0 | -0.37729 | 0 | -0.50915 | 0 | -0.50915
7306 | 0 | -0.12646 | 0 | -0.12731 | 0 | -0.25721 | 0 | -0.25721
7307 | 0 | -0.019658 | 0 | -0.019742 | 0 | -0.041952 | 0 | -0.041952
7308 | 0 | -0.002483 | 0 | -0.002483 | 0 | -0.020417 | 0 | -0.020417
7309 | 0 | -2.9033e-05 | 0 | -2.9033e-05 | 0 | -0.00309 | 0 | -0.00309
7310 | 0 | 0 | 0 | 0 | 0 | 0 | 0 | 0
7311 | 0 | 0 | 0 | 0 | 0 | 0 | 0 | 0
7312 | 0 | 0 | 0 | 0 | 0 | 0 | 0 | 0
7313 | 0 | 0 | 0 | 0 | 0 | 0 | 0 | 0
7314 | 0 | -0.015385 | 0 | -0.015385 | 0 | -0.088257 | 0 | -0.088257
7315 | 0 | -0.018367 | 0 | -0.018367 | 0 | -0.095577 | 0 | -0.095577
7316 | 0 | -0.017766 | 0 | -0.017766 | 0 | -0.091851 | 0 | -0.091851
7317 | 0 | -0.021074 | 0 | -0.021074 | 0 | -0.09421 | 0 | -0.09421
7318 | 0 | -0.046864 | 0 | -0.047072 | 0 | -0.14603 | 0 | -0.14603
7319 | 0 | -0.10655 | 0 | -0.10716 | 0 | -0.30425 | 0 | -0.30425
7320 | 0 | -0.25775 | 0 | -0.25977 | 0 | -0.44544 | 0 | -0.44544
7321 | 0 | -0.39276 | 0 | -0.39605 | 0 | -0.5523 | 0 | -0.5523
7322 | 0 | -0.4699 | 0 | -0.47392 | 0 | -0.61051 | 0 | -0.61051
7323 | 0 | -0.51173 | 0 | -0.51615 | 0 | -0.63929 | 0 | -0.63929
7324 | 0 | -0.51667 | 0 | -0.52122 | 0 | -0.62885 | 0 | -0.62885
7325 | 0 | -0.49553 | 0 | -0.49994 | 0 | -0.59655 | 0 | -0.59655
7326 | 0 | -0.4253 | 0 | -0.42906 | 0 | -0.52988 | 0 | -0.52988
7327 | 0 | -0.40402 | 0 | -0.40757 | 0 | -0.51806 | 0 | -0.51806
7328 | 0 | -0.50284 | 0 | -0.50728 | 0 | -0.62666 | 0 | -0.62666
7329 | 0 | -0.71727 | 0 | -0.7236 | 0 | -0.85112 | 0 | -0.85112
7330 | 0 | -0.86638 | 0 | -0.87409 | 0 | -0.99597 | 0 | -0.99597
7331 | 0 | -0.83061 | 0 | -0.83798 | 0 | -0.9613 | 0 | -0.9613
7332 | 0 | -0.86286 | 0 | -0.87053 | 0 | -0.9942 | 0 | -0.9942
7333 | 0 | -0.97234 | 0 | -0.97369 | 0 | -1.0988 | 0 | -1.0988
7334 | 0 | -0.86051 | 0 | -0.86169 | 0 | -0.99122 | 0 | -0.99122
7335 | 0 | -0.89289 | 0 | -0.89412 | 0 | -1.0206 | 0 | -1.0206
7336 | 0 | -1.0678 | 0 | -1.0466 | 0 | -1.1869 | 0 | -1.1869
7337 | 0 | 0 | 0 | 0 | 0 | -1.3714 | 0 | -1.3714
7338 | 0 | 0 | 0 | 0 | 0 | -1.4565 | 0 | -1.4565
7339 | 0 | 0 | 0 | 0 | 0 | -1.3427 | 0 | -1.3427
7340 | 0 | 0 | 0 | 0 | 0 | -1.36 | 0 | -1.36
7341 | 0 | 0 | 0 | 0 | 0 | -1.3281 | 0 | -1.3281
7342 | 0 | 0 | 0 | 0 | 0 | -1.7475 | 0 | -1.7475
7343 | 0 | 0 | 0 | 0 | 0 | -2.2543 | 0 | -2.2543
7344 | 0 | 0 | 0 | 0 | 0 | -2.0455 | 0 | -2.0455
7345 | 0 | 0 | 0 | 0 | 0 | -1.9415 | 0 | -1.9415
7346 | 0 | 0 | 0 | 0 | 0 | -1.9351 | 0 | -1.9351
7347 | 0 | 0 | 0 | 0 | 0 | -1.8146 | 0 | -1.8146
7348 | 0 | 0 | 0 | 0 | 0 | -1.7458 | 0 | -1.7458
7349 | 0 | 0 | 0 | 0 | 0 | -1.8641 | 0 | -1.8641
7350 | 0 | 0 | 0 | 0 | 0 | -1.8601 | 0 | -1.8601
7351 | 0 | 0 | 0 | 0 | 0 | -1.8291 | 0 | -1.8291
7352 | 0 | 0 | 0 | 0 | 0 | -1.8567 | 0 | -1.8567
7353 | 0 | 0 | 0 | 0 | 0 | -2.0269 | 0 | -2.0269
7354 | 0 | 0 | 0 | 0 | 0 | -1.9488 | 0 | -1.9488
7355 | 0 | 0 | 0 | 0 | 0 | -1.9923 | 0 | -1.9923
7356 | 0 | 0 | 0 | 0 | 0 | -2.0808 | 0 | -2.0808
7357 | 0 | 0 | 0 | 0 | 0 | -1.8846 | 0 | -1.8846
7358 | 0 | 0 | 0 | 0 | 0 | -1.8192 | 0 | -1.8192
7359 | 0 | 0 | 0 | 0 | 0 | -1.8684 | 0 | -1.8684
7360 | 0 | 0 | 0 | 0 | 0 | -1.9603 | 0 | -1.9603
7361 | 0 | 0 | 0 | 0 | 0 | -1.9222 | 0 | -1.9222
7362 | 0 | 0 | 0 | 0 | 0 | -1.9016 | 0 | -1.9016
7363 | 0 | 0 | 0 | 0 | 0 | -1.7998 | 0 | -1.7998
7364 | 0 | 0 | 0 | 0 | 0 | -1.7171 | 0 | -1.7171
7365 | 0 | 0 | 0 | 0 | 0 | -1.7024 | 0 | -1.7024
7366 | 0 | 0 | 0 | 0 | 0 | -1.5864 | 0 | -1.5864
7367 | 0 | 0 | 0 | 0 | 0 | -1.6584 | 0 | -1.6584
7368 | 0 | 0 | 0 | 0 | 0 | -1.8408 | 0 | -1.8408
7369 | 0 | 0 | 0 | 0 | 0 | -1.891 | 0 | -1.891
7370 | 0 | 0 | 0 | 0 | 0 | -1.8992 | 0 | -1.8992
7371 | 0 | 0 | 0 | 0 | 0 | -2.0218 | 0 | -2.0218
7372 | 0 | 0 | 0 | 0 | 0 | -1.9499 | 0 | -1.9499
7373 | 0 | 0 | 0 | 0 | 0 | -1.8504 | 0 | -1.8504
7374 | 0 | 0 | 0 | 0 | 0 | -1.8263 | 0 | -1.8263
7375 | 0 | 0 | 0 | 0 | 0 | -1.7242 | 0 | -1.7242
7376 | 0 | 0 | 0 | 0 | 0 | -1.7308 | 0 | -1.7308
7377 | 0 | 0 | 0 | 0 | 0 | -1.9024 | 0 | -1.9024
7378 | 0 | 0 | 0 | 0 | 0 | -1.7259 | 0 | -1.7259
7379 | 0 | 0 | 0 | 0 | 0 | -1.3244 | 0 | -1.3244
7380 | 0 | -0.60971 | 0 | -0.59789 | 0 | -0.8891 | 0 | -0.8891
7381 | 0 | -0.33732 | 0 | -0.33776 | 0 | -0.47789 | 0 | -0.47789
7382 | 0 | -0.15415 | 0 | -0.15432 | 0 | -0.29891 | 0 | -0.29891
7383 | 0 | -0.063099 | 0 | -0.06345 | 0 | -0.12418 | 0 | -0.12418
7384 | 0 | -0.039041 | 0 | -0.039071 | 0 | -0.084048 | 0 | -0.084048
7385 | 0 | -0.10696 | 0 | -0.10529 | 0 | -0.15606 | 0 | -0.15606
7386 | 0 | 0 | 0 | 0 | 0 | -0.31454 | 0 | -0.31454
7387 | 0 | 0 | 0 | 0 | 0 | -0.33819 | 0 | -0.33819
7388 | 0 | 0 | 0 | 0 | 0 | -0.38831 | 0 | -0.38831
7389 | 0 | 0 | 0 | 0 | 0 | -0.43526 | 0 | -0.43526
7390 | 0 | -0.35489 | 0 | -0.34519 | 0 | -0.53041 | 0 | -0.53041
7391 | 0 | -0.4939 | 0 | -0.47991 | 0 | -0.64977 | 0 | -0.64977
7392 | 0 | -0.60657 | 0 | -0.58908 | 0 | -0.74132 | 0 | -0.74132
7393 | 0 | -0.7327 | 0 | -0.71131 | 0 | -0.84863 | 0 | -0.84863
7394 | 0 | 0 | 0 | 0 | 0 | -0.93609 | 0 | -0.93609
7395 | 0 | 0 | 0 | 0 | 0 | -1.0073 | 0 | -1.0073
7396 | 0 | -0.90736 | 0 | -0.89874 | 0 | -1.003 | 0 | -1.003
7397 | 0 | -0.92482 | 0 | -0.9261 | 0 | -1.0211 | 0 | -1.0211
7398 | 0 | -0.93811 | 0 | -0.92918 | 0 | -1.034 | 0 | -1.034
7399 | 0 | -0.94992 | 0 | -0.95123 | 0 | -1.0606 | 0 | -1.0606
7400 | 0 | -0.97481 | 0 | -0.97616 | 0 | -1.0948 | 0 | -1.0948
7401 | 0 | -0.70945 | 0 | -0.71042 | 0 | -0.8331 | 0 | -0.8331
7402 | 0 | -0.54774 | 0 | -0.5525 | 0 | -0.67794 | 0 | -0.67794
7403 | 0 | -0.72166 | 0 | -0.72803 | 0 | -0.85056 | 0 | -0.85056
7404 | 0 | -0.43524 | 0 | -0.43894 | 0 | -0.57415 | 0 | -0.57415
7405 | 0 | -0.19939 | 0 | -0.20095 | 0 | -0.33785 | 0 | -0.33785
7406 | 0 | -0.053364 | 0 | -0.053681 | 0 | -0.15738 | 0 | -0.15738
7407 | 0 | -0.016697 | 0 | -0.016697 | 0 | -0.062298 | 0 | -0.062298
7408 | 0 | -0.032925 | 0 | -0.033059 | 0 | -0.11067 | 0 | -0.11067
7409 | 0 | -0.07744 | 0 | -0.077932 | 0 | -0.22959 | 0 | -0.22959
7410 | 0 | -0.096971 | 0 | -0.09755 | 0 | -0.27813 | 0 | -0.27813
7411 | 0 | -0.087266 | 0 | -0.08775 | 0 | -0.22354 | 0 | -0.22354
7412 | 0 | -0.12633 | 0 | -0.1272 | 0 | -0.24422 | 0 | -0.24422
7413 | 0 | -0.18049 | 0 | -0.18185 | 0 | -0.29759 | 0 | -0.29759
7414 | 0 | -0.12632 | 0 | -0.12718 | 0 | -0.29863 | 0 | -0.29863
7415 | 0 | -0.23158 | 0 | -0.23351 | 0 | -0.38439 | 0 | -0.38439
7416 | 0 | -0.40761 | 0 | -0.41106 | 0 | -0.55894 | 0 | -0.55894
7417 | 0 | -0.54828 | 0 | -0.55304 | 0 | -0.68195 | 0 | -0.68195
7418 | 0 | -0.65447 | 0 | -0.66022 | 0 | -0.77503 | 0 | -0.77503
7419 | 0 | -0.74241 | 0 | -0.73542 | 0 | -0.84754 | 0 | -0.84754
7420 | 0 | -0.79017 | 0 | -0.77461 | 0 | -0.88663 | 0 | -0.88663
7421 | 0 | 0 | 0 | 0 | 0 | -0.93215 | 0 | -0.93215
7422 | 0 | 0 | 0 | 0 | 0 | -0.95062 | 0 | -0.95062
7423 | 0 | 0 | 0 | 0 | 0 | -0.9481 | 0 | -0.9481
7424 | 0 | 0 | 0 | 0 | 0 | -0.88165 | 0 | -0.88165
7425 | 0 | -0.53727 | 0 | -0.52694 | 0 | -0.66136 | 0 | -0.66136
7426 | 0 | -0.36162 | 0 | -0.3584 | 0 | -0.49172 | 0 | -0.49172
7427 | 0 | -0.349 | 0 | -0.35192 | 0 | -0.48182 | 0 | -0.48182
7428 | 0 | -0.3624 | 0 | -0.36544 | 0 | -0.5008 | 0 | -0.5008
7429 | 0 | -0.47096 | 0 | -0.47499 | 0 | -0.61477 | 0 | -0.61477
7430 | 0 | -0.43911 | 0 | -0.44285 | 0 | -0.58149 | 0 | -0.58149
7431 | 0 | -0.33016 | 0 | -0.3329 | 0 | -0.46972 | 0 | -0.46972
7432 | 0 | -0.37215 | 0 | -0.37527 | 0 | -0.51673 | 0 | -0.51673
7433 | 0 | -0.45463 | 0 | -0.45522 | 0 | -0.61323 | 0 | -0.61323
7434 | 0 | -0.50819 | 0 | -0.50357 | 0 | -0.69512 | 0 | -0.69512
7435 | 0 | -0.39805 | 0 | -0.3871 | 0 | -0.59836 | 0 | -0.59836
7436 | 0 | 0 | 0 | 0 | 0 | -0.59272 | 0 | -0.59272
7437 | 0 | 0 | 0 | 0 | 0 | -0.62394 | 0 | -0.62394
7438 | 0 | 0 | 0 | 0 | 0 | -0.69536 | 0 | -0.69536
7439 | 0 | 0 | 0 | 0 | 0 | -0.82428 | 0 | -0.82428
7440 | 0 | 0 | 0 | 0 | 0 | -0.97994 | 0 | -0.97994
7441 | 0 | 0 | 0 | 0 | 0 | -1.1153 | 0 | -1.1153
7442 | 0 | 0 | 0 | 0 | 0 | -1.1698 | 0 | -1.1698
7443 | 0 | 0 | 0 | 0 | 0 | -1.2028 | 0 | -1.2028
7444 | 0 | 0 | 0 | 0 | 0 | -1.2331 | 0 | -1.2331
7445 | 0 | 0 | 0 | 0 | 0 | -1.2467 | 0 | -1.2467
7446 | 0 | 0 | 0 | 0 | 0 | -1.2279 | 0 | -1.2279
7447 | 0 | 0 | 0 | 0 | 0 | -1.1928 | 0 | -1.1928
7448 | 0 | 0 | 0 | 0 | 0 | -1.1504 | 0 | -1.1504
7449 | 0 | 0 | 0 | 0 | 0 | -0.96255 | 0 | -0.96255
7450 | 0 | 0 | 0 | 0 | 0 | -0.61756 | 0 | -0.61756
7451 | 0 | 0 | 0 | 0 | 0 | -0.48855 | 0 | -0.48855
7452 | 0 | 0 | 0 | 0 | 0 | -0.61874 | 0 | -0.61874
7453 | 0 | -0.41982 | 0 | -0.40805 | 0 | -0.55197 | 0 | -0.55197
7454 | 0 | -0.17246 | 0 | -0.16964 | 0 | -0.31711 | 0 | -0.31711
7455 | 0 | -0.13241 | 0 | -0.13023 | 0 | -0.17583 | 0 | -0.17583
7456 | 0 | 0 | 0 | 0 | 0 | -0.20446 | 0 | -0.20446
7457 | 0 | 0 | 0 | 0 | 0 | -0.41505 | 0 | -0.41505
7458 | 0 | 0 | 0 | 0 | 0 | -0.51223 | 0 | -0.51223
7459 | 0 | 0 | 0 | 0 | 0 | -0.55478 | 0 | -0.55478
7460 | 0 | 0 | 0 | 0 | 0 | -0.61643 | 0 | -0.61643
7461 | 0 | 0 | 0 | 0 | 0 | -0.66769 | 0 | -0.66769
7462 | 0 | 0 | 0 | 0 | 0 | -0.76274 | 0 | -0.76274
7463 | 0 | 0 | 0 | 0 | 0 | -0.91279 | 0 | -0.91279
7464 | 0 | 0 | 0 | 0 | 0 | -1.0258 | 0 | -1.0258
7465 | 0 | 0 | 0 | 0 | 0 | -1.1091 | 0 | -1.1091
7466 | 0 | 0 | 0 | 0 | 0 | -1.1748 | 0 | -1.1748
7467 | 0 | 0 | 0 | 0 | 0 | -1.2127 | 0 | -1.2127
7468 | 0 | 0 | 0 | 0 | 0 | -1.2422 | 0 | -1.2422
7469 | 0 | 0 | 0 | 0 | 0 | -1.2269 | 0 | -1.2269
7470 | 0 | 0 | 0 | 0 | 0 | -1.1665 | 0 | -1.1665
7471 | 0 | 0 | 0 | 0 | 0 | -1.0981 | 0 | -1.0981
7472 | 0 | 0 | 0 | 0 | 0 | -1.0714 | 0 | -1.0714
7473 | 0 | 0 | 0 | 0 | 0 | -0.97371 | 0 | -0.97371
7474 | 0 | 0 | 0 | 0 | 0 | -0.70376 | 0 | -0.70376
7475 | 0 | 0 | 0 | 0 | 0 | -0.44472 | 0 | -0.44472
7476 | 0 | 0 | 0 | 0 | 0 | -0.34638 | 0 | -0.34638
7477 | 0 | -0.20301 | 0 | -0.19786 | 0 | -0.34157 | 0 | -0.34157
7478 | 0 | -0.24071 | 0 | -0.241 | 0 | -0.37502 | 0 | -0.37502
7479 | 0 | -0.090369 | 0 | -0.09045 | 0 | -0.22102 | 0 | -0.22102
7480 | 0 | -0.15213 | 0 | -0.15323 | 0 | -0.28249 | 0 | -0.28249
7481 | 0 | -0.30463 | 0 | -0.30502 | 0 | -0.45649 | 0 | -0.45649
7482 | 0 | -0.27401 | 0 | -0.27434 | 0 | -0.45969 | 0 | -0.45969
7483 | 0 | -0.15996 | 0 | -0.16013 | 0 | -0.36292 | 0 | -0.36292
7484 | 0 | -0.17783 | 0 | -0.17647 | 0 | -0.37692 | 0 | -0.37692
7485 | 0 | -0.2053 | 0 | -0.20554 | 0 | -0.39487 | 0 | -0.39487
7486 | 0 | -0.24266 | 0 | -0.24064 | 0 | -0.42024 | 0 | -0.42024
7487 | 0 | -0.36787 | 0 | -0.36461 | 0 | -0.5271 | 0 | -0.5271
7488 | 0 | 0 | 0 | 0 | 0 | -0.68085 | 0 | -0.68085
7489 | 0 | 0 | 0 | 0 | 0 | -0.80355 | 0 | -0.80355
7490 | 0 | 0 | 0 | 0 | 0 | -0.88106 | 0 | -0.88106
7491 | 0 | 0 | 0 | 0 | 0 | -0.93856 | 0 | -0.93856
7492 | 0 | 0 | 0 | 0 | 0 | -0.98803 | 0 | -0.98803
7493 | 0 | 0 | 0 | 0 | 0 | -1.0062 | 0 | -1.0062
7494 | 0 | -0.86189 | 0 | -0.83652 | 0 | -0.95348 | 0 | -0.95348
7495 | 0 | -0.78189 | 0 | -0.77452 | 0 | -0.89172 | 0 | -0.89172
7496 | 0 | -0.71229 | 0 | -0.71856 | 0 | -0.84393 | 0 | -0.84393
7497 | 0 | -0.56741 | 0 | -0.57235 | 0 | -0.70299 | 0 | -0.70299
7498 | 0 | -0.36933 | 0 | -0.37242 | 0 | -0.50453 | 0 | -0.50453
7499 | 0 | -0.55132 | 0 | -0.55611 | 0 | -0.68758 | 0 | -0.68758
7500 | 0 | -0.60038 | 0 | -0.60574 | 0 | -0.72232 | 0 | -0.72232
7501 | 0 | -0.33385 | 0 | -0.33675 | 0 | -0.4579 | 0 | -0.4579
7502 | 0 | -0.1174 | 0 | -0.11829 | 0 | -0.24517 | 0 | -0.24517
7503 | 0 | -0.040365 | 0 | -0.040585 | 0 | -0.10479 | 0 | -0.10479
7504 | 0 | -0.069806 | 0 | -0.070263 | 0 | -0.17541 | 0 | -0.17541
7505 | 0 | -0.18905 | 0 | -0.1906 | 0 | -0.32403 | 0 | -0.32403
7506 | 0 | -0.23735 | 0 | -0.23923 | 0 | -0.41066 | 0 | -0.41066
7507 | 0 | -0.1231 | 0 | -0.12395 | 0 | -0.30803 | 0 | -0.30803
7508 | 0 | -0.087892 | 0 | -0.088473 | 0 | -0.26413 | 0 | -0.26413
7509 | 0 | -0.072906 | 0 | -0.073219 | 0 | -0.26181 | 0 | -0.26181
7510 | 0 | -0.11533 | 0 | -0.11604 | 0 | -0.29994 | 0 | -0.29994
7511 | 0 | -0.19156 | 0 | -0.19303 | 0 | -0.35726 | 0 | -0.35726
7512 | 0 | -0.28212 | 0 | -0.28449 | 0 | -0.42638 | 0 | -0.42638
7513 | 0 | -0.43089 | 0 | -0.43455 | 0 | -0.56694 | 0 | -0.56694
7514 | 0 | -0.63867 | 0 | -0.64428 | 0 | -0.76124 | 0 | -0.76124
7515 | 0 | -0.7362 | 0 | -0.74271 | 0 | -0.84985 | 0 | -0.84985
7516 | 0 | -0.65687 | 0 | -0.66265 | 0 | -0.76892 | 0 | -0.76892
7517 | 0 | -0.67297 | 0 | -0.6789 | 0 | -0.7812 | 0 | -0.7812
7518 | 0 | -0.71034 | 0 | -0.71662 | 0 | -0.82094 | 0 | -0.82094
7519 | 0 | -0.61794 | 0 | -0.62335 | 0 | -0.73997 | 0 | -0.73997
7520 | 0 | -0.55286 | 0 | -0.55766 | 0 | -0.68832 | 0 | -0.68832
7521 | 0 | -0.58327 | 0 | -0.58838 | 0 | -0.71534 | 0 | -0.71534
7522 | 0 | -0.53164 | 0 | -0.53635 | 0 | -0.65652 | 0 | -0.65652
7523 | 0 | -0.40292 | 0 | -0.40642 | 0 | -0.52989 | 0 | -0.52989
7524 | 0 | -0.51809 | 0 | -0.52256 | 0 | -0.65672 | 0 | -0.65672
7525 | 0 | -0.44946 | 0 | -0.45337 | 0 | -0.58371 | 0 | -0.58371
7526 | 0 | -0.38932 | 0 | -0.39272 | 0 | -0.51878 | 0 | -0.51878
7527 | 0 | -0.39831 | 0 | -0.40182 | 0 | -0.52512 | 0 | -0.52512
7528 | 0 | -0.4469 | 0 | -0.45083 | 0 | -0.57855 | 0 | -0.57855
7529 | 0 | -0.49164 | 0 | -0.49587 | 0 | -0.65115 | 0 | -0.65115
7530 | 0 | -0.4229 | 0 | -0.42345 | 0 | -0.61296 | 0 | -0.61296
7531 | 0 | -0.38836 | 0 | -0.3812 | 0 | -0.58657 | 0 | -0.58657
7532 | 0 | -0.45292 | 0 | -0.44442 | 0 | -0.63897 | 0 | -0.63897
7533 | 0 | 0 | 0 | 0 | 0 | -0.76281 | 0 | -0.76281
7534 | 0 | 0 | 0 | 0 | 0 | -0.99724 | 0 | -0.99724
7535 | 0 | 0 | 0 | 0 | 0 | -1.0442 | 0 | -1.0442
7536 | 0 | 0 | 0 | 0 | 0 | -1.1903 | 0 | -1.1903
7537 | 0 | 0 | 0 | 0 | 0 | -1.3891 | 0 | -1.3891
7538 | 0 | 0 | 0 | 0 | 0 | -1.4133 | 0 | -1.4133
7539 | 0 | 0 | 0 | 0 | 0 | -1.4659 | 0 | -1.4659
7540 | 0 | 0 | 0 | 0 | 0 | -1.5812 | 0 | -1.5812
7541 | 0 | 0 | 0 | 0 | 0 | -1.7443 | 0 | -1.7443
7542 | 0 | 0 | 0 | 0 | 0 | -1.8283 | 0 | -1.8283
7543 | 0 | 0 | 0 | 0 | 0 | -1.7624 | 0 | -1.7624
7544 | 0 | 0 | 0 | 0 | 0 | -1.6896 | 0 | -1.6896
7545 | 0 | 0 | 0 | 0 | 0 | -1.5388 | 0 | -1.5388
7546 | 0 | 0 | 0 | 0 | 0 | -1.3322 | 0 | -1.3322
7547 | 0 | 0 | 0 | 0 | 0 | -1.0774 | 0 | -1.0774
7548 | 0 | 0 | 0 | 0 | 0 | -0.85076 | 0 | -0.85076
7549 | 0 | 0 | 0 | 0 | 0 | -0.67584 | 0 | -0.67584
7550 | 0 | 0 | 0 | 0 | 0 | -0.52224 | 0 | -0.52224
7551 | 0 | 0 | 0 | 0 | 0 | -0.36487 | 0 | -0.36487
7552 | 0 | 0 | 0 | 0 | 0 | -0.37101 | 0 | -0.37101
7553 | 0 | 0 | 0 | 0 | 0 | -0.5866 | 0 | -0.5866
7554 | 0 | 0 | 0 | 0 | 0 | -0.74315 | 0 | -0.74315
7555 | 0 | 0 | 0 | 0 | 0 | -0.71336 | 0 | -0.71336
7556 | 0 | 0 | 0 | 0 | 0 | -0.75413 | 0 | -0.75413
7557 | 0 | 0 | 0 | 0 | 0 | -0.81868 | 0 | -0.81868
7558 | 0 | 0 | 0 | 0 | 0 | -0.89956 | 0 | -0.89956
7559 | 0 | 0 | 0 | 0 | 0 | -1.0487 | 0 | -1.0487
7560 | 0 | 0 | 0 | 0 | 0 | -1.1335 | 0 | -1.1335
7561 | 0 | 0 | 0 | 0 | 0 | -1.2093 | 0 | -1.2093
7562 | 0 | 0 | 0 | 0 | 0 | -1.2349 | 0 | -1.2349
7563 | 0 | 0 | 0 | 0 | 0 | -1.2266 | 0 | -1.2266
7564 | 0 | 0 | 0 | 0 | 0 | -1.2439 | 0 | -1.2439
7565 | 0 | 0 | 0 | 0 | 0 | -1.2193 | 0 | -1.2193
7566 | 0 | 0 | 0 | 0 | 0 | -1.2125 | 0 | -1.2125
7567 | 0 | 0 | 0 | 0 | 0 | -1.1678 | 0 | -1.1678
7568 | 0 | 0 | 0 | 0 | 0 | -1.129 | 0 | -1.129
7569 | 0 | 0 | 0 | 0 | 0 | -0.96668 | 0 | -0.96668
7570 | 0 | 0 | 0 | 0 | 0 | -1.0721 | 0 | -1.0721
7571 | 0 | 0 | 0 | 0 | 0 | -0.99462 | 0 | -0.99462
7572 | 0 | 0 | 0 | 0 | 0 | -1.0137 | 0 | -1.0137
7573 | 0 | 0 | 0 | 0 | 0 | -0.989 | 0 | -0.989
7574 | 0 | 0 | 0 | 0 | 0 | -0.98784 | 0 | -0.98784
7575 | 0 | 0 | 0 | 0 | 0 | -1.0012 | 0 | -1.0012
7576 | 0 | 0 | 0 | 0 | 0 | -0.9838 | 0 | -0.9838
7577 | 0 | -0.7592 | 0 | -0.75208 | 0 | -0.91108 | 0 | -0.91108
7578 | 0 | -0.62842 | 0 | -0.62262 | 0 | -0.81482 | 0 | -0.81482
7579 | 0 | -0.53859 | 0 | -0.52837 | 0 | -0.73649 | 0 | -0.73649
7580 | 0 | -0.5534 | 0 | -0.53765 | 0 | -0.73659 | 0 | -0.73659
7581 | 0 | -0.49361 | 0 | -0.48427 | 0 | -0.66792 | 0 | -0.66792
7582 | 0 | -0.45879 | 0 | -0.45939 | 0 | -0.62632 | 0 | -0.62632
7583 | 0 | -0.55675 | 0 | -0.55162 | 0 | -0.70411 | 0 | -0.70411
7584 | 0 | -0.65807 | 0 | -0.64528 | 0 | -0.78788 | 0 | -0.78788
7585 | 0 | -0.72751 | 0 | -0.71326 | 0 | -0.83969 | 0 | -0.83969
7586 | 0 | -0.79536 | 0 | -0.77202 | 0 | -0.89563 | 0 | -0.89563
7587 | 0 | -0.82892 | 0 | -0.81256 | 0 | -0.92381 | 0 | -0.92381
7588 | 0 | -0.83193 | 0 | -0.80744 | 0 | -0.92084 | 0 | -0.92084
7589 | 0 | -0.82822 | 0 | -0.80384 | 0 | -0.91524 | 0 | -0.91524
7590 | 0 | -0.79343 | 0 | -0.77012 | 0 | -0.88579 | 0 | -0.88579
7591 | 0 | -0.74016 | 0 | -0.71851 | 0 | -0.84462 | 0 | -0.84462
7592 | 0 | -0.80848 | 0 | -0.78477 | 0 | -0.92227 | 0 | -0.92227
7593 | 0 | -0.90002 | 0 | -0.88225 | 0 | -1.017 | 0 | -1.017
7594 | 0 | -0.87795 | 0 | -0.86063 | 0 | -0.99524 | 0 | -0.99524
7595 | 0 | -0.87372 | 0 | -0.85648 | 0 | -0.99096 | 0 | -0.99096
7596 | 0 | -0.73073 | 0 | -0.72387 | 0 | -0.85814 | 0 | -0.85814
7597 | 0 | -0.61171 | 0 | -0.60603 | 0 | -0.74596 | 0 | -0.74596
7598 | 0 | -0.5683 | 0 | -0.56906 | 0 | -0.70614 | 0 | -0.70614
7599 | 0 | -0.52541 | 0 | -0.52995 | 0 | -0.66522 | 0 | -0.66522
7600 | 0 | -0.50758 | 0 | -0.50826 | 0 | -0.64747 | 0 | -0.64747
7601 | 0 | -0.5496 | 0 | -0.55436 | 0 | -0.70996 | 0 | -0.70996
7602 | 0 | -0.4643 | 0 | -0.46011 | 0 | -0.653 | 0 | -0.653
7603 | 0 | -0.33598 | 0 | -0.33307 | 0 | -0.54004 | 0 | -0.54004
7604 | 0 | -0.37026 | 0 | -0.37073 | 0 | -0.56318 | 0 | -0.56318
7605 | 0 | -0.38511 | 0 | -0.3856 | 0 | -0.56724 | 0 | -0.56724
7606 | 0 | -0.36198 | 0 | -0.36499 | 0 | -0.53404 | 0 | -0.53404
7607 | 0 | -0.50347 | 0 | -0.50781 | 0 | -0.65954 | 0 | -0.65954
7608 | 0 | -0.64231 | 0 | -0.64793 | 0 | -0.78179 | 0 | -0.78179
7609 | 0 | -0.81462 | 0 | -0.82186 | 0 | -0.93611 | 0 | -0.93611
7610 | 0 | -0.89463 | 0 | -0.90262 | 0 | -1.0057 | 0 | -1.0057
7611 | 0 | -0.76974 | 0 | -0.77657 | 0 | -0.88011 | 0 | -0.88011
7612 | 0 | -0.7603 | 0 | -0.76134 | 0 | -0.86233 | 0 | -0.86233
7613 | 0 | -0.75139 | 0 | -0.75804 | 0 | -0.85817 | 0 | -0.85817
7614 | 0 | -0.69353 | 0 | -0.69971 | 0 | -0.79649 | 0 | -0.79649
7615 | 0 | -0.77482 | 0 | -0.78173 | 0 | -0.88822 | 0 | -0.88822
7616 | 0 | -0.91679 | 0 | -0.92496 | 0 | -1.044 | 0 | -1.044
7617 | 0 | -0.93224 | 0 | -0.94056 | 0 | -1.0596 | 0 | -1.0596
7618 | 0 | -0.65572 | 0 | -0.66147 | 0 | -0.78264 | 0 | -0.78264
7619 | 0 | -0.73986 | 0 | -0.74639 | 0 | -0.8711 | 0 | -0.8711
7620 | 0 | -0.71666 | 0 | -0.72297 | 0 | -0.85359 | 0 | -0.85359
7621 | 0 | -0.61487 | 0 | -0.62024 | 0 | -0.74913 | 0 | -0.74913
7622 | 0 | -0.83825 | 0 | -0.84569 | 0 | -0.97359 | 0 | -0.97359
7623 | 0 | -0.83732 | 0 | -0.82941 | 0 | -0.96672 | 0 | -0.96672
7624 | 0 | -0.66663 | 0 | -0.65365 | 0 | -0.79906 | 0 | -0.79906
7625 | 0 | 0 | 0 | 0 | 0 | -0.88536 | 0 | -0.88536
7626 | 0 | 0 | 0 | 0 | 0 | -0.9416 | 0 | -0.9416
7627 | 0 | 0 | 0 | 0 | 0 | -0.71485 | 0 | -0.71485
7628 | 0 | -0.46014 | 0 | -0.44726 | 0 | -0.64816 | 0 | -0.64816
7629 | 0 | 0 | 0 | 0 | 0 | -0.70722 | 0 | -0.70722
7630 | 0 | 0 | 0 | 0 | 0 | -0.85123 | 0 | -0.85123
7631 | 0 | 0 | 0 | 0 | 0 | -1.0574 | 0 | -1.0574
7632 | 0 | 0 | 0 | 0 | 0 | -1.1199 | 0 | -1.1199
7633 | 0 | 0 | 0 | 0 | 0 | -1.285 | 0 | -1.285
7634 | 0 | 0 | 0 | 0 | 0 | -1.4286 | 0 | -1.4286
7635 | 0 | 0 | 0 | 0 | 0 | -1.5242 | 0 | -1.5242
7636 | 0 | 0 | 0 | 0 | 0 | -1.5576 | 0 | -1.5576
7637 | 0 | 0 | 0 | 0 | 0 | -1.4033 | 0 | -1.4033
7638 | 0 | 0 | 0 | 0 | 0 | -1.2334 | 0 | -1.2334
7639 | 0 | 0 | 0 | 0 | 0 | -1.1623 | 0 | -1.1623
7640 | 0 | 0 | 0 | 0 | 0 | -1.1327 | 0 | -1.1327
7641 | 0 | 0 | 0 | 0 | 0 | -1.2519 | 0 | -1.2519
7642 | 0 | 0 | 0 | 0 | 0 | -1.3188 | 0 | -1.3188
7643 | 0 | 0 | 0 | 0 | 0 | -1.2881 | 0 | -1.2881
7644 | 0 | 0 | 0 | 0 | 0 | -1.2679 | 0 | -1.2679
7645 | 0 | 0 | 0 | 0 | 0 | -1.3545 | 0 | -1.3545
7646 | 0 | 0 | 0 | 0 | 0 | -1.1535 | 0 | -1.1535
7647 | 0 | 0 | 0 | 0 | 0 | -1.2002 | 0 | -1.2002
7648 | 0 | 0 | 0 | 0 | 0 | -1.447 | 0 | -1.447
7649 | 0 | 0 | 0 | 0 | 0 | -1.3803 | 0 | -1.3803
7650 | 0 | 0 | 0 | 0 | 0 | -1.4202 | 0 | -1.4202
7651 | 0 | 0 | 0 | 0 | 0 | -1.3716 | 0 | -1.3716
7652 | 0 | 0 | 0 | 0 | 0 | -1.3232 | 0 | -1.3232
7653 | 0 | 0 | 0 | 0 | 0 | -1.4658 | 0 | -1.4658
7654 | 0 | 0 | 0 | 0 | 0 | -1.5372 | 0 | -1.5372
7655 | 0 | 0 | 0 | 0 | 0 | -1.635 | 0 | -1.635
7656 | 0 | 0 | 0 | 0 | 0 | -1.6791 | 0 | -1.6791
7657 | 0 | 0 | 0 | 0 | 0 | -1.7906 | 0 | -1.7906
7658 | 0 | 0 | 0 | 0 | 0 | -1.8194 | 0 | -1.8194
7659 | 0 | 0 | 0 | 0 | 0 | -1.8225 | 0 | -1.8225
7660 | 0 | 0 | 0 | 0 | 0 | -1.9453 | 0 | -1.9453
7661 | 0 | 0 | 0 | 0 | 0 | -1.9233 | 0 | -1.9233
7662 | 0 | 0 | 0 | 0 | 0 | -1.8905 | 0 | -1.8905
7663 | 0 | 0 | 0 | 0 | 0 | -1.9933 | 0 | -1.9933
7664 | 0 | 0 | 0 | 0 | 0 | -2.0035 | 0 | -2.0035
7665 | 0 | 0 | 0 | 0 | 0 | -1.744 | 0 | -1.744
7666 | 0 | 0 | 0 | 0 | 0 | -1.4476 | 0 | -1.4476
7667 | 0 | 0 | 0 | 0 | 0 | -1.2155 | 0 | -1.2155
7668 | 0 | 0 | 0 | 0 | 0 | -1.1945 | 0 | -1.1945
7669 | 0 | 0 | 0 | 0 | 0 | -1.2829 | 0 | -1.2829
7670 | 0 | 0 | 0 | 0 | 0 | -1.457 | 0 | -1.457
7671 | 0 | 0 | 0 | 0 | 0 | -1.2575 | 0 | -1.2575
7672 | 0 | 0 | 0 | 0 | 0 | -1.0516 | 0 | -1.0516
7673 | 0 | 0 | 0 | 0 | 0 | -1.1241 | 0 | -1.1241
7674 | 0 | 0 | 0 | 0 | 0 | -1.1446 | 0 | -1.1446
7675 | 0 | 0 | 0 | 0 | 0 | -1.0987 | 0 | -1.0987
7676 | 0 | 0 | 0 | 0 | 0 | -1.1385 | 0 | -1.1385
7677 | 0 | 0 | 0 | 0 | 0 | -1.1492 | 0 | -1.1492
7678 | 0 | 0 | 0 | 0 | 0 | -1.2069 | 0 | -1.2069
7679 | 0 | 0 | 0 | 0 | 0 | -1.375 | 0 | -1.375
7680 | 0 | 0 | 0 | 0 | 0 | -1.5853 | 0 | -1.5853
7681 | 0 | 0 | 0 | 0 | 0 | -1.8766 | 0 | -1.8766
7682 | 0 | 0 | 0 | 0 | 0 | -2.0064 | 0 | -2.0064
7683 | 0 | 0 | 0 | 0 | 0 | -1.8889 | 0 | -1.8889
7684 | 0 | 0 | 0 | 0 | 0 | -1.8002 | 0 | -1.8002
7685 | 0 | 0 | 0 | 0 | 0 | -1.873 | 0 | -1.873
7686 | 0 | 0 | 0 | 0 | 0 | -1.8576 | 0 | -1.8576
7687 | 0 | 0 | 0 | 0 | 0 | -1.7967 | 0 | -1.7967
7688 | 0 | 0 | 0 | 0 | 0 | -1.7061 | 0 | -1.7061
7689 | 0 | 0 | 0 | 0 | 0 | -1.4565 | 0 | -1.4565
7690 | 0 | 0 | 0 | 0 | 0 | -1.1077 | 0 | -1.1077
7691 | 0 | 0 | 0 | 0 | 0 | -1.0038 | 0 | -1.0038
7692 | 0 | 0 | 0 | 0 | 0 | -0.97304 | 0 | -0.97304
7693 | 0 | 0 | 0 | 0 | 0 | -0.93046 | 0 | -0.93046
7694 | 0 | 0 | 0 | 0 | 0 | -0.93858 | 0 | -0.93858
7695 | 0 | 0 | 0 | 0 | 0 | -1.0863 | 0 | -1.0863
7696 | 0 | 0 | 0 | 0 | 0 | -0.96883 | 0 | -0.96883
7697 | 0 | 0 | 0 | 0 | 0 | -0.84761 | 0 | -0.84761
7698 | 0 | 0 | 0 | 0 | 0 | -0.88578 | 0 | -0.88578
7699 | 0 | 0 | 0 | 0 | 0 | -0.87689 | 0 | -0.87689
7700 | 0 | 0 | 0 | 0 | 0 | -0.8485 | 0 | -0.8485
7701 | 0 | 0 | 0 | 0 | 0 | -0.84003 | 0 | -0.84003
7702 | 0 | 0 | 0 | 0 | 0 | -0.91145 | 0 | -0.91145
7703 | 0 | 0 | 0 | 0 | 0 | -1.0596 | 0 | -1.0596
7704 | 0 | 0 | 0 | 0 | 0 | -1.1873 | 0 | -1.1873
7705 | 0 | 0 | 0 | 0 | 0 | -1.2661 | 0 | -1.2661
7706 | 0 | 0 | 0 | 0 | 0 | -1.3303 | 0 | -1.3303
7707 | 0 | 0 | 0 | 0 | 0 | -1.2634 | 0 | -1.2634
7708 | 0 | 0 | 0 | 0 | 0 | -1.2949 | 0 | -1.2949
7709 | 0 | 0 | 0 | 0 | 0 | -1.3019 | 0 | -1.3019
7710 | 0 | 0 | 0 | 0 | 0 | -1.2446 | 0 | -1.2446
7711 | 0 | 0 | 0 | 0 | 0 | -1.2522 | 0 | -1.2522
7712 | 0 | 0 | 0 | 0 | 0 | -1.2423 | 0 | -1.2423
7713 | 0 | 0 | 0 | 0 | 0 | -0.9873 | 0 | -0.9873
7714 | 0 | 0 | 0 | 0 | 0 | -0.68826 | 0 | -0.68826
7715 | 0 | 0 | 0 | 0 | 0 | -0.58261 | 0 | -0.58261
7716 | 0 | 0 | 0 | 0 | 0 | -0.79156 | 0 | -0.79156
7717 | 0 | 0 | 0 | 0 | 0 | -0.83871 | 0 | -0.83871
7718 | 0 | -0.56872 | 0 | -0.56345 | 0 | -0.70602 | 0 | -0.70602
7719 | 0 | -0.30893 | 0 | -0.30054 | 0 | -0.44604 | 0 | -0.44604
7720 | 0 | -0.44865 | 0 | -0.44015 | 0 | -0.5876 | 0 | -0.5876
7721 | 0 | -0.54783 | 0 | -0.53734 | 0 | -0.70549 | 0 | -0.70549
7722 | 0 | -0.44558 | 0 | -0.43724 | 0 | -0.63596 | 0 | -0.63596
7723 | 0 | -0.32272 | 0 | -0.31408 | 0 | -0.5263 | 0 | -0.5263
7724 | 0 | -0.31462 | 0 | -0.30898 | 0 | -0.51026 | 0 | -0.51026
7725 | 0 | -0.35873 | 0 | -0.35216 | 0 | -0.53996 | 0 | -0.53996
7726 | 0 | -0.44368 | 0 | -0.43125 | 0 | -0.60931 | 0 | -0.60931
7727 | 0 | 0 | 0 | 0 | 0 | -0.75962 | 0 | -0.75962
7728 | 0 | 0 | 0 | 0 | 0 | -0.8831 | 0 | -0.8831
7729 | 0 | -0.85071 | 0 | -0.82569 | 0 | -0.95755 | 0 | -0.95755
7730 | 0 | 0 | 0 | 0 | 0 | -1.003 | 0 | -1.003
7731 | 0 | -0.87844 | 0 | -0.86107 | 0 | -0.97487 | 0 | -0.97487
7732 | 0 | -0.86551 | 0 | -0.84839 | 0 | -0.95518 | 0 | -0.95518
7733 | 0 | -0.87695 | 0 | -0.85107 | 0 | -0.96292 | 0 | -0.96292
7734 | 0 | 0 | 0 | 0 | 0 | -0.94824 | 0 | -0.94824
7735 | 0 | -0.77981 | 0 | -0.76448 | 0 | -0.88602 | 0 | -0.88602
7736 | 0 | 0 | 0 | 0 | 0 | -0.87133 | 0 | -0.87133
7737 | 0 | -0.6671 | 0 | -0.67296 | 0 | -0.80162 | 0 | -0.80162
7738 | 0 | -0.53404 | 0 | -0.53866 | 0 | -0.671 | 0 | -0.671
7739 | 0 | -0.39091 | 0 | -0.39421 | 0 | -0.52896 | 0 | -0.52896
7740 | 0 | -0.33928 | 0 | -0.3421 | 0 | -0.47714 | 0 | -0.47714
7741 | 0 | -0.3159 | 0 | -0.31851 | 0 | -0.4563 | 0 | -0.4563
7742 | 0 | -0.34422 | 0 | -0.34709 | 0 | -0.48278 | 0 | -0.48278
7743 | 0 | -0.32631 | 0 | -0.329 | 0 | -0.46698 | 0 | -0.46698
7744 | 0 | -0.29403 | 0 | -0.29642 | 0 | -0.44745 | 0 | -0.44745
7745 | 0 | -0.25217 | 0 | -0.25416 | 0 | -0.42188 | 0 | -0.42188
7746 | 0 | -0.18379 | 0 | -0.18513 | 0 | -0.38137 | 0 | -0.38137
7747 | 0 | -0.12481 | 0 | -0.12559 | 0 | -0.3335 | 0 | -0.3335
7748 | 0 | -0.10829 | 0 | -0.10892 | 0 | -0.30907 | 0 | -0.30907
7749 | 0 | -0.12161 | 0 | -0.12238 | 0 | -0.3108 | 0 | -0.3108
7750 | 0 | -0.19215 | 0 | -0.19357 | 0 | -0.37067 | 0 | -0.37067
7751 | 0 | -0.30642 | 0 | -0.30891 | 0 | -0.47035 | 0 | -0.47035
7752 | 0 | -0.43417 | 0 | -0.43785 | 0 | -0.58212 | 0 | -0.58212
7753 | 0 | -0.52741 | 0 | -0.53197 | 0 | -0.65789 | 0 | -0.65789
7754 | 0 | -0.55161 | 0 | -0.5564 | 0 | -0.67113 | 0 | -0.67113
7755 | 0 | -0.58887 | 0 | -0.59402 | 0 | -0.70345 | 0 | -0.70345
7756 | 0 | -0.68201 | 0 | -0.68294 | 0 | -0.78618 | 0 | -0.78618
7757 | 0 | -0.70554 | 0 | -0.69891 | 0 | -0.8074 | 0 | -0.8074
7758 | 0 | -0.67186 | 0 | -0.66557 | 0 | -0.77575 | 0 | -0.77575
7759 | 0 | -0.70372 | 0 | -0.70468 | 0 | -0.81957 | 0 | -0.81957
7760 | 0 | -0.68392 | 0 | -0.6706 | 0 | -0.80665 | 0 | -0.80665
7761 | 0 | -0.81145 | 0 | -0.80379 | 0 | -0.93466 | 0 | -0.93466
7762 | 0 | -0.92367 | 0 | -0.91491 | 0 | -1.0429 | 0 | -1.0429
7763 | 0 | -0.84128 | 0 | -0.83332 | 0 | -0.9632 | 0 | -0.9632
7764 | 0 | -0.75902 | 0 | -0.75189 | 0 | -0.88618 | 0 | -0.88618
7765 | 0 | -0.71689 | 0 | -0.71016 | 0 | -0.84744 | 0 | -0.84744
7766 | 0 | -0.70495 | 0 | -0.71115 | 0 | -0.84315 | 0 | -0.84315
7767 | 0 | -0.68578 | 0 | -0.68671 | 0 | -0.82139 | 0 | -0.82139
7768 | 0 | -0.7319 | 0 | -0.72504 | 0 | -0.8669 | 0 | -0.8669
7769 | 0 | -0.62823 | 0 | -0.62908 | 0 | -0.78466 | 0 | -0.78466
7770 | 0 | -0.56227 | 0 | -0.54624 | 0 | -0.74536 | 0 | -0.74536
7771 | 0 | -0.53988 | 0 | -0.52961 | 0 | -0.73522 | 0 | -0.73522
7772 | 0 | -0.51622 | 0 | -0.50161 | 0 | -0.70034 | 0 | -0.70034
7773 | 0 | -0.56331 | 0 | -0.55251 | 0 | -0.73289 | 0 | -0.73289
7774 | 0 | -0.64452 | 0 | -0.62592 | 0 | -0.79902 | 0 | -0.79902
7775 | 0 | -0.66644 | 0 | -0.64714 | 0 | -0.8071 | 0 | -0.8071
7776 | 0 | 0 | 0 | 0 | 0 | -0.83049 | 0 | -0.83049
7777 | 0 | 0 | 0 | 0 | 0 | -0.85865 | 0 | -0.85865
7778 | 0 | -0.78024 | 0 | -0.75736 | 0 | -0.88035 | 0 | -0.88035
7779 | 0 | -0.81116 | 0 | -0.78732 | 0 | -0.90435 | 0 | -0.90435
7780 | 0 | -0.80984 | 0 | -0.79388 | 0 | -0.90356 | 0 | -0.90356
7781 | 0 | -0.81418 | 0 | -0.79023 | 0 | -0.90269 | 0 | -0.90269
7782 | 0 | 0 | 0 | 0 | 0 | -0.87357 | 0 | -0.87357
7783 | 0 | -0.72881 | 0 | -0.70751 | 0 | -0.83258 | 0 | -0.83258
7784 | 0 | -0.6938 | 0 | -0.68026 | 0 | -0.81473 | 0 | -0.81473
7785 | 0 | -0.74018 | 0 | -0.72569 | 0 | -0.86141 | 0 | -0.86141
7786 | 0 | -0.66047 | 0 | -0.6543 | 0 | -0.78606 | 0 | -0.78606
7787 | 0 | -0.34122 | 0 | -0.34166 | 0 | -0.47166 | 0 | -0.47166
7788 | 0 | -0.35857 | 0 | -0.35904 | 0 | -0.49577 | 0 | -0.49577
7789 | 0 | -0.37635 | 0 | -0.37951 | 0 | -0.51982 | 0 | -0.51982
7790 | 0 | -0.3598 | 0 | -0.3628 | 0 | -0.5038 | 0 | -0.5038
7791 | 0 | -0.36922 | 0 | -0.37231 | 0 | -0.51236 | 0 | -0.51236
7792 | 0 | -0.45944 | 0 | -0.45075 | 0 | -0.60089 | 0 | -0.60089
7793 | 0 | -0.54077 | 0 | -0.52536 | 0 | -0.69369 | 0 | -0.69369
7794 | 0 | -0.46325 | 0 | -0.45456 | 0 | -0.65053 | 0 | -0.65053
7795 | 0 | -0.3462 | 0 | -0.34663 | 0 | -0.54816 | 0 | -0.54816
7796 | 0 | -0.3384 | 0 | -0.33883 | 0 | -0.5309 | 0 | -0.5309
7797 | 0 | -0.35439 | 0 | -0.35485 | 0 | -0.53414 | 0 | -0.53414
7798 | 0 | -0.39651 | 0 | -0.39703 | 0 | -0.56654 | 0 | -0.56654
7799 | 0 | -0.46435 | 0 | -0.46832 | 0 | -0.62038 | 0 | -0.62038
7800 | 0 | -0.56541 | 0 | -0.57032 | 0 | -0.70571 | 0 | -0.70571
7801 | 0 | -0.71054 | 0 | -0.71681 | 0 | -0.83492 | 0 | -0.83492
7802 | 0 | -0.79257 | 0 | -0.7996 | 0 | -0.90812 | 0 | -0.90812
7803 | 0 | -0.81921 | 0 | -0.82649 | 0 | -0.92735 | 0 | -0.92735
7804 | 0 | -0.82684 | 0 | -0.82797 | 0 | -0.92811 | 0 | -0.92811
7805 | 0 | -0.79026 | 0 | -0.79135 | 0 | -0.88997 | 0 | -0.88997
7806 | 0 | -0.7419 | 0 | -0.74292 | 0 | -0.84562 | 0 | -0.84562
7807 | 0 | -0.68908 | 0 | -0.69002 | 0 | -0.80355 | 0 | -0.80355
7808 | 0 | -0.66454 | 0 | -0.66545 | 0 | -0.79174 | 0 | -0.79174
7809 | 0 | -0.70835 | 0 | -0.70931 | 0 | -0.83793 | 0 | -0.83793
7810 | 0 | -0.6724 | 0 | -0.6783 | 0 | -0.80562 | 0 | -0.80562
7811 | 0 | -0.58064 | 0 | -0.5857 | 0 | -0.71591 | 0 | -0.71591
7812 | 0 | -0.49573 | 0 | -0.5 | 0 | -0.63525 | 0 | -0.63525
7813 | 0 | -0.36758 | 0 | -0.3707 | 0 | -0.50461 | 0 | -0.50461
7814 | 0 | -0.091128 | 0 | -0.091738 | 0 | -0.21124 | 0 | -0.21124
7815 | 0 | -0.061563 | 0 | -0.061994 | 0 | -0.11661 | 0 | -0.11661
7816 | 0 | -0.018923 | 0 | -0.018963 | 0 | -0.087012 | 0 | -0.087012
7817 | 0 | -0.090162 | 0 | -0.090735 | 0 | -0.18895 | 0 | -0.18895
7818 | 0 | -0.068077 | 0 | -0.068354 | 0 | -0.24508 | 0 | -0.24508
7819 | 0 | -0.073386 | 0 | -0.073755 | 0 | -0.19455 | 0 | -0.19455
7820 | 0 | -0.073867 | 0 | -0.074239 | 0 | -0.19366 | 0 | -0.19366
7821 | 0 | -0.076472 | 0 | -0.07685 | 0 | -0.21869 | 0 | -0.21869
7822 | 0 | -0.1028 | 0 | -0.10341 | 0 | -0.26715 | 0 | -0.26715
7823 | 0 | -0.21703 | 0 | -0.2187 | 0 | -0.3817 | 0 | -0.3817
7824 | 0 | -0.34512 | 0 | -0.34798 | 0 | -0.49371 | 0 | -0.49371
7825 | 0 | -0.52081 | 0 | -0.5215 | 0 | -0.64928 | 0 | -0.64928
7826 | 0 | -0.58659 | 0 | -0.5917 | 0 | -0.70773 | 0 | -0.70773
7827 | 0 | -0.62121 | 0 | -0.62666 | 0 | -0.73316 | 0 | -0.73316
7828 | 0 | -0.66642 | 0 | -0.67228 | 0 | -0.77516 | 0 | -0.77516
7829 | 0 | -0.68758 | 0 | -0.68852 | 0 | -0.79058 | 0 | -0.79058
7830 | 0 | -0.69635 | 0 | -0.68273 | 0 | -0.79662 | 0 | -0.79662
7831 | 0 | -0.63863 | 0 | -0.6395 | 0 | -0.75487 | 0 | -0.75487
7832 | 0 | -0.60133 | 0 | -0.59575 | 0 | -0.72744 | 0 | -0.72744
7833 | 0 | -0.48474 | 0 | -0.48893 | 0 | -0.61881 | 0 | -0.61881
7834 | 0 | -0.3872 | 0 | -0.39059 | 0 | -0.51061 | 0 | -0.51061
7835 | 0 | -0.093618 | 0 | -0.094312 | 0 | -0.1805 | 0 | -0.1805
7836 | 0 | -0.0068337 | 0 | -0.0068337 | 0 | -0.041902 | 0 | -0.041902
7837 | 0 | 0 | 0 | 0 | 0 | 0 | 0 | 0
7838 | 0 | 0 | 0 | 0 | 0 | 0 | 0 | 0
7839 | 0 | 0 | 0 | 0 | 0 | 0 | 0 | 0
7840 | 0 | -0.0060582 | 0 | -0.0060582 | 0 | -0.030426 | 0 | -0.030426
7841 | 0 | -0.065843 | 0 | -0.066128 | 0 | -0.22406 | 0 | -0.22406
7842 | 0 | -0.11447 | 0 | -0.11517 | 0 | -0.29719 | 0 | -0.29719
7843 | 0 | -0.099371 | 0 | -0.099913 | 0 | -0.30344 | 0 | -0.30344
7844 | 0 | -0.17504 | 0 | -0.17629 | 0 | -0.37419 | 0 | -0.37419
7845 | 0 | -0.17018 | 0 | -0.17139 | 0 | -0.35636 | 0 | -0.35636
7846 | 0 | -0.12131 | 0 | -0.12207 | 0 | -0.30742 | 0 | -0.30742
7847 | 0 | -0.19181 | 0 | -0.19322 | 0 | -0.37103 | 0 | -0.37103
7848 | 0 | -0.33438 | 0 | -0.33714 | 0 | -0.49433 | 0 | -0.49433
7849 | 0 | -0.46405 | 0 | -0.46803 | 0 | -0.60324 | 0 | -0.60324
7850 | 0 | -0.52645 | 0 | -0.53101 | 0 | -0.65612 | 0 | -0.65612
7851 | 0 | -0.56203 | 0 | -0.56692 | 0 | -0.68202 | 0 | -0.68202
7852 | 0 | -0.65716 | 0 | -0.66294 | 0 | -0.7698 | 0 | -0.7698
7853 | 0 | -0.8516 | 0 | -0.85919 | 0 | -0.95681 | 0 | -0.95681
7854 | 0 | -0.87124 | 0 | -0.879 | 0 | -0.97921 | 0 | -0.97921
7855 | 0 | -0.84916 | 0 | -0.85672 | 0 | -0.96504 | 0 | -0.96504
7856 | 0 | -0.84035 | 0 | -0.84782 | 0 | -0.96781 | 0 | -0.96781
7857 | 0 | -0.64591 | 0 | -0.65156 | 0 | -0.77937 | 0 | -0.77937
7858 | 0 | -0.41464 | 0 | -0.41817 | 0 | -0.54737 | 0 | -0.54737
7859 | 0 | -0.55263 | 0 | -0.55743 | 0 | -0.68285 | 0 | -0.68285
7860 | 0 | -0.55857 | 0 | -0.56342 | 0 | -0.6941 | 0 | -0.6941
7861 | 0 | -0.44537 | 0 | -0.44917 | 0 | -0.58487 | 0 | -0.58487
7862 | 0 | -0.45624 | 0 | -0.46014 | 0 | -0.59289 | 0 | -0.59289
7863 | 0 | -0.51514 | 0 | -0.51959 | 0 | -0.65255 | 0 | -0.65255
7864 | 0 | -0.56704 | 0 | -0.57196 | 0 | -0.71524 | 0 | -0.71524
7865 | 0 | -0.56645 | 0 | -0.57135 | 0 | -0.72907 | 0 | -0.72907
7866 | 0 | -0.42023 | 0 | -0.42078 | 0 | -0.61289 | 0 | -0.61289
7867 | 0 | -0.36241 | 0 | -0.3654 | 0 | -0.56718 | 0 | -0.56718
7868 | 0 | -0.38457 | 0 | -0.38506 | 0 | -0.57838 | 0 | -0.57838
7869 | 0 | -0.38675 | 0 | -0.38331 | 0 | -0.56634 | 0 | -0.56634
7870 | 0 | -0.40953 | 0 | -0.40587 | 0 | -0.57835 | 0 | -0.57835
7871 | 0 | -0.53379 | 0 | -0.52888 | 0 | -0.68534 | 0 | -0.68534
7872 | 0 | -0.65841 | 0 | -0.64561 | 0 | -0.79017 | 0 | -0.79017
7873 | 0 | 0 | 0 | 0 | 0 | -0.86946 | 0 | -0.86946
7874 | 0 | 0 | 0 | 0 | 0 | -0.92853 | 0 | -0.92853
7875 | 0 | 0 | 0 | 0 | 0 | -0.97222 | 0 | -0.97222
7876 | 0 | 0 | 0 | 0 | 0 | -1.0313 | 0 | -1.0313
7877 | 0 | 0 | 0 | 0 | 0 | -1.0433 | 0 | -1.0433
7878 | 0 | 0 | 0 | 0 | 0 | -1.0367 | 0 | -1.0367
7879 | 0 | 0 | 0 | 0 | 0 | -1.0283 | 0 | -1.0283
7880 | 0 | 0 | 0 | 0 | 0 | -1.0143 | 0 | -1.0143
7881 | 0 | 0 | 0 | 0 | 0 | -0.80195 | 0 | -0.80195
7882 | 0 | 0 | 0 | 0 | 0 | -0.72735 | 0 | -0.72735
7883 | 0 | -0.51523 | 0 | -0.50051 | 0 | -0.64347 | 0 | -0.64347
7884 | 0 | 0 | 0 | 0 | 0 | -0.50911 | 0 | -0.50911
7885 | 0 | -0.34438 | 0 | -0.34133 | 0 | -0.48261 | 0 | -0.48261
7886 | 0 | -0.23843 | 0 | -0.23219 | 0 | -0.37779 | 0 | -0.37779
7887 | 0 | 0 | 0 | 0 | 0 | -0.39565 | 0 | -0.39565
7888 | 0 | 0 | 0 | 0 | 0 | -0.3748 | 0 | -0.3748
7889 | 0 | 0 | 0 | 0 | 0 | -0.51253 | 0 | -0.51253
7890 | 0 | 0 | 0 | 0 | 0 | -0.55806 | 0 | -0.55806
7891 | 0 | 0 | 0 | 0 | 0 | -0.55943 | 0 | -0.55943
7892 | 0 | 0 | 0 | 0 | 0 | -0.56045 | 0 | -0.56045
7893 | 0 | 0 | 0 | 0 | 0 | -0.59126 | 0 | -0.59126
7894 | 0 | 0 | 0 | 0 | 0 | -0.71502 | 0 | -0.71502
7895 | 0 | 0 | 0 | 0 | 0 | -0.91162 | 0 | -0.91162
7896 | 0 | 0 | 0 | 0 | 0 | -1.1099 | 0 | -1.1099
7897 | 0 | 0 | 0 | 0 | 0 | -1.2756 | 0 | -1.2756
7898 | 0 | 0 | 0 | 0 | 0 | -1.4317 | 0 | -1.4317
7899 | 0 | 0 | 0 | 0 | 0 | -1.5102 | 0 | -1.5102
7900 | 0 | 0 | 0 | 0 | 0 | -1.4006 | 0 | -1.4006
7901 | 0 | 0 | 0 | 0 | 0 | -1.4526 | 0 | -1.4526
7902 | 0 | 0 | 0 | 0 | 0 | -1.5439 | 0 | -1.5439
7903 | 0 | 0 | 0 | 0 | 0 | -1.4736 | 0 | -1.4736
7904 | 0 | 0 | 0 | 0 | 0 | -1.4468 | 0 | -1.4468
7905 | 0 | 0 | 0 | 0 | 0 | -1.4574 | 0 | -1.4574
7906 | 0 | 0 | 0 | 0 | 0 | -1.3095 | 0 | -1.3095
7907 | 0 | -0.95703 | 0 | -0.92879 | 0 | -1.0708 | 0 | -1.0708
7908 | 0 | -0.78704 | 0 | -0.77158 | 0 | -0.91134 | 0 | -0.91134
7909 | 0 | -0.68736 | 0 | -0.68092 | 0 | -0.81929 | 0 | -0.81929
7910 | 0 | -0.67054 | 0 | -0.66427 | 0 | -0.80342 | 0 | -0.80342
7911 | 0 | -0.71714 | 0 | -0.70313 | 0 | -0.84559 | 0 | -0.84559
7912 | 0 | -0.7255 | 0 | -0.71133 | 0 | -0.85837 | 0 | -0.85837
7913 | 0 | -0.67067 | 0 | -0.65126 | 0 | -0.82008 | 0 | -0.82008
7914 | 0 | -0.57237 | 0 | -0.55606 | 0 | -0.75728 | 0 | -0.75728
7915 | 0 | 0 | 0 | 0 | 0 | -0.69825 | 0 | -0.69825
7916 | 0 | -0.4665 | 0 | -0.45342 | 0 | -0.65384 | 0 | -0.65384
7917 | 0 | 0 | 0 | 0 | 0 | -0.65525 | 0 | -0.65525
7918 | 0 | 0 | 0 | 0 | 0 | -0.70204 | 0 | -0.70204
7919 | 0 | 0 | 0 | 0 | 0 | -0.79565 | 0 | -0.79565
7920 | 0 | 0 | 0 | 0 | 0 | -0.96514 | 0 | -0.96514
7921 | 0 | 0 | 0 | 0 | 0 | -1.055 | 0 | -1.055
7922 | 0 | 0 | 0 | 0 | 0 | -1.1258 | 0 | -1.1258
7923 | 0 | 0 | 0 | 0 | 0 | -1.1819 | 0 | -1.1819
7924 | 0 | 0 | 0 | 0 | 0 | -1.1762 | 0 | -1.1762
7925 | 0 | 0 | 0 | 0 | 0 | -1.15 | 0 | -1.15
7926 | 0 | 0 | 0 | 0 | 0 | -1.1253 | 0 | -1.1253
7927 | 0 | 0 | 0 | 0 | 0 | -1.115 | 0 | -1.115
7928 | 0 | -0.99305 | 0 | -0.96368 | 0 | -1.099 | 0 | -1.099
7929 | 0 | -1.0499 | 0 | -1.0187 | 0 | -1.1569 | 0 | -1.1569
7930 | 0 | -1.074 | 0 | -1.0422 | 0 | -1.1793 | 0 | -1.1793
7931 | 0 | -0.98563 | 0 | -0.96609 | 0 | -1.0997 | 0 | -1.0997
7932 | 0 | -0.62556 | 0 | -0.6264 | 0 | -0.75524 | 0 | -0.75524
7933 | 0 | -0.38505 | 0 | -0.38829 | 0 | -0.52462 | 0 | -0.52462
7934 | 0 | -0.31972 | 0 | -0.32235 | 0 | -0.4604 | 0 | -0.4604
7935 | 0 | -0.37978 | 0 | -0.38297 | 0 | -0.51688 | 0 | -0.51688
7936 | 0 | -0.4635 | 0 | -0.46412 | 0 | -0.60032 | 0 | -0.60032
7937 | 0 | -0.47581 | 0 | -0.47149 | 0 | -0.63528 | 0 | -0.63528
7938 | 0 | -0.41651 | 0 | -0.40876 | 0 | -0.60562 | 0 | -0.60562
7939 | 0 | -0.37389 | 0 | -0.36367 | 0 | -0.57453 | 0 | -0.57453
7940 | 0 | -0.38771 | 0 | -0.38056 | 0 | -0.57936 | 0 | -0.57936
7941 | 0 | 0 | 0 | 0 | 0 | -0.6897 | 0 | -0.6897
7942 | 0 | 0 | 0 | 0 | 0 | -0.79104 | 0 | -0.79104
7943 | 0 | 0 | 0 | 0 | 0 | -0.96553 | 0 | -0.96553
7944 | 0 | 0 | 0 | 0 | 0 | -1.0457 | 0 | -1.0457
7945 | 0 | 0 | 0 | 0 | 0 | -1.1532 | 0 | -1.1532
7946 | 0 | 0 | 0 | 0 | 0 | -1.2492 | 0 | -1.2492
7947 | 0 | 0 | 0 | 0 | 0 | -1.2447 | 0 | -1.2447
7948 | 0 | 0 | 0 | 0 | 0 | -1.2098 | 0 | -1.2098
7949 | 0 | 0 | 0 | 0 | 0 | -1.2313 | 0 | -1.2313
7950 | 0 | 0 | 0 | 0 | 0 | -1.4185 | 0 | -1.4185
7951 | 0 | 0 | 0 | 0 | 0 | -1.3574 | 0 | -1.3574
7952 | 0 | 0 | 0 | 0 | 0 | -1.2407 | 0 | -1.2407
7953 | 0 | 0 | 0 | 0 | 0 | -1.3425 | 0 | -1.3425
7954 | 0 | 0 | 0 | 0 | 0 | -1.2589 | 0 | -1.2589
7955 | 0 | 0 | 0 | 0 | 0 | -1.2194 | 0 | -1.2194
7956 | 0 | 0 | 0 | 0 | 0 | -1.0597 | 0 | -1.0597
7957 | 0 | -0.64057 | 0 | -0.63459 | 0 | -0.7667 | 0 | -0.7667
7958 | 0 | -0.4168 | 0 | -0.40896 | 0 | -0.54995 | 0 | -0.54995
7959 | 0 | -0.52725 | 0 | -0.51712 | 0 | -0.65691 | 0 | -0.65691
7960 | 0 | 0 | 0 | 0 | 0 | -0.70655 | 0 | -0.70655
7961 | 0 | 0 | 0 | 0 | 0 | -0.79565 | 0 | -0.79565
7962 | 0 | 0 | 0 | 0 | 0 | -0.78317 | 0 | -0.78317
7963 | 0 | 0 | 0 | 0 | 0 | -0.76967 | 0 | -0.76967
7964 | 0 | 0 | 0 | 0 | 0 | -0.79101 | 0 | -0.79101
7965 | 0 | 0 | 0 | 0 | 0 | -0.82661 | 0 | -0.82661
7966 | 0 | 0 | 0 | 0 | 0 | -0.90323 | 0 | -0.90323
7967 | 0 | 0 | 0 | 0 | 0 | -1.0557 | 0 | -1.0557
7968 | 0 | 0 | 0 | 0 | 0 | -1.1775 | 0 | -1.1775
7969 | 0 | 0 | 0 | 0 | 0 | -1.2102 | 0 | -1.2102
7970 | 0 | 0 | 0 | 0 | 0 | -1.2706 | 0 | -1.2706
7971 | 0 | 0 | 0 | 0 | 0 | -1.3008 | 0 | -1.3008
7972 | 0 | 0 | 0 | 0 | 0 | -1.3458 | 0 | -1.3458
7973 | 0 | 0 | 0 | 0 | 0 | -1.3708 | 0 | -1.3708
7974 | 0 | 0 | 0 | 0 | 0 | -1.3455 | 0 | -1.3455
7975 | 0 | 0 | 0 | 0 | 0 | -1.3233 | 0 | -1.3233
7976 | 0 | 0 | 0 | 0 | 0 | -1.2856 | 0 | -1.2856
7977 | 0 | 0 | 0 | 0 | 0 | -1.1083 | 0 | -1.1083
7978 | 0 | 0 | 0 | 0 | 0 | -0.96175 | 0 | -0.96175
7979 | 0 | 0 | 0 | 0 | 0 | -1.1658 | 0 | -1.1658
7980 | 0 | 0 | 0 | 0 | 0 | -0.97719 | 0 | -0.97719
7981 | 0 | 0 | 0 | 0 | 0 | -0.94599 | 0 | -0.94599
7982 | 0 | 0 | 0 | 0 | 0 | -0.85495 | 0 | -0.85495
7983 | 0 | 0 | 0 | 0 | 0 | -0.802 | 0 | -0.802
7984 | 0 | 0 | 0 | 0 | 0 | -0.69801 | 0 | -0.69801
7985 | 0 | 0 | 0 | 0 | 0 | -1.0074 | 0 | -1.0074
7986 | 0 | 0 | 0 | 0 | 0 | -1.2009 | 0 | -1.2009
7987 | 0 | 0 | 0 | 0 | 0 | -1.18 | 0 | -1.18
7988 | 0 | 0 | 0 | 0 | 0 | -1.1831 | 0 | -1.1831
7989 | 0 | 0 | 0 | 0 | 0 | -1.2502 | 0 | -1.2502
7990 | 0 | 0 | 0 | 0 | 0 | -1.3801 | 0 | -1.3801
7991 | 0 | 0 | 0 | 0 | 0 | -1.4028 | 0 | -1.4028
7992 | 0 | 0 | 0 | 0 | 0 | -1.5578 | 0 | -1.5578
7993 | 0 | 0 | 0 | 0 | 0 | -1.6955 | 0 | -1.6955
7994 | 0 | 0 | 0 | 0 | 0 | -1.7939 | 0 | -1.7939
7995 | 0 | 0 | 0 | 0 | 0 | -1.9183 | 0 | -1.9183
7996 | 0 | 0 | 0 | 0 | 0 | -2.0291 | 0 | -2.0291
7997 | 0 | 0 | 0 | 0 | 0 | -2.1032 | 0 | -2.1032
7998 | 0 | 0 | 0 | 0 | 0 | -2.0505 | 0 | -2.0505
7999 | 0 | 0 | 0 | 0 | 0 | -2.1218 | 0 | -2.1218
8000 | 0 | 0 | 0 | 0 | 0 | -2.0986 | 0 | -2.0986
8001 | 0 | 0 | 0 | 0 | 0 | -1.6712 | 0 | -1.6712
8002 | 0 | 0 | 0 | 0 | 0 | -1.299 | 0 | -1.299
8003 | 0 | 0 | 0 | 0 | 0 | -1.0731 | 0 | -1.0731
8004 | 0 | 0 | 0 | 0 | 0 | -0.91392 | 0 | -0.91392
8005 | 0 | 0 | 0 | 0 | 0 | -0.69361 | 0 | -0.69361
8006 | 0 | 0 | 0 | 0 | 0 | -0.50079 | 0 | -0.50079
8007 | 0 | 0 | 0 | 0 | 0 | -0.36671 | 0 | -0.36671
8008 | 0 | 0 | 0 | 0 | 0 | -0.40784 | 0 | -0.40784
8009 | 0 | 0 | 0 | 0 | 0 | -0.7156 | 0 | -0.7156
8010 | 0 | 0 | 0 | 0 | 0 | -0.91827 | 0 | -0.91827
8011 | 0 | 0 | 0 | 0 | 0 | -1.0079 | 0 | -1.0079
8012 | 0 | 0 | 0 | 0 | 0 | -1.0341 | 0 | -1.0341
8013 | 0 | 0 | 0 | 0 | 0 | -1.1369 | 0 | -1.1369
8014 | 0 | 0 | 0 | 0 | 0 | -1.26 | 0 | -1.26
8015 | 0 | 0 | 0 | 0 | 0 | -1.3258 | 0 | -1.3258
8016 | 0 | 0 | 0 | 0 | 0 | -1.3747 | 0 | -1.3747
8017 | 0 | 0 | 0 | 0 | 0 | -1.619 | 0 | -1.619
8018 | 0 | 0 | 0 | 0 | 0 | -1.9166 | 0 | -1.9166
8019 | 0 | 0 | 0 | 0 | 0 | -1.8807 | 0 | -1.8807
8020 | 0 | 0 | 0 | 0 | 0 | -1.878 | 0 | -1.878
8021 | 0 | 0 | 0 | 0 | 0 | -1.7517 | 0 | -1.7517
8022 | 0 | 0 | 0 | 0 | 0 | -1.4785 | 0 | -1.4785
8023 | 0 | 0 | 0 | 0 | 0 | -1.5226 | 0 | -1.5226
8024 | 0 | 0 | 0 | 0 | 0 | -1.4244 | 0 | -1.4244
8025 | 0 | 0 | 0 | 0 | 0 | -1.2062 | 0 | -1.2062
8026 | 0 | 0 | 0 | 0 | 0 | -1.1033 | 0 | -1.1033
8027 | 0 | 0 | 0 | 0 | 0 | -0.97223 | 0 | -0.97223
8028 | 0 | -0.73847 | 0 | -0.72402 | 0 | -0.85861 | 0 | -0.85861
8029 | 0 | -0.48477 | 0 | -0.47553 | 0 | -0.61748 | 0 | -0.61748
8030 | 0 | -0.37881 | 0 | -0.37174 | 0 | -0.51449 | 0 | -0.51449
8031 | 0 | -0.15332 | 0 | -0.15088 | 0 | -0.29628 | 0 | -0.29628
8032 | 0 | -0.058211 | 0 | -0.057986 | 0 | -0.2077 | 0 | -0.2077
8033 | 0 | 0 | 0 | 0 | 0 | -0.37919 | 0 | -0.37919
8034 | 0 | -0.3254 | 0 | -0.31663 | 0 | -0.51471 | 0 | -0.51471
8035 | 0 | -0.2618 | 0 | -0.25504 | 0 | -0.46852 | 0 | -0.46852
8036 | 0 | -0.2654 | 0 | -0.25848 | 0 | -0.46243 | 0 | -0.46243
8037 | 0 | -0.41334 | 0 | -0.40185 | 0 | -0.59261 | 0 | -0.59261
8038 | 0 | -0.59145 | 0 | -0.58008 | 0 | -0.7549 | 0 | -0.7549
8039 | 0 | -0.64092 | 0 | -0.62241 | 0 | -0.78633 | 0 | -0.78633
8040 | 0 | 0 | 0 | 0 | 0 | -0.84433 | 0 | -0.84433
8041 | 0 | 0 | 0 | 0 | 0 | -0.95547 | 0 | -0.95547
8042 | 0 | 0 | 0 | 0 | 0 | -1.0291 | 0 | -1.0291
8043 | 0 | -0.96289 | 0 | -0.93441 | 0 | -1.0525 | 0 | -1.0525
8044 | 0 | -1.0036 | 0 | -0.98368 | 0 | -1.0905 | 0 | -1.0905
8045 | 0 | 0 | 0 | 0 | 0 | -1.1018 | 0 | -1.1018
8046 | 0 | -1.0479 | 0 | -1.027 | 0 | -1.1339 | 0 | -1.1339
8047 | 0 | -1.0444 | 0 | -1.0236 | 0 | -1.1415 | 0 | -1.1415
8048 | 0 | -0.96554 | 0 | -0.94641 | 0 | -1.0775 | 0 | -1.0775
8049 | 0 | -0.90424 | 0 | -0.89566 | 0 | -1.0249 | 0 | -1.0249
8050 | 0 | -0.5577 | 0 | -0.55845 | 0 | -0.68679 | 0 | -0.68679
8051 | 0 | -0.24746 | 0 | -0.24776 | 0 | -0.38711 | 0 | -0.38711
8052 | 0 | -0.092494 | 0 | -0.093034 | 0 | -0.22543 | 0 | -0.22543
8053 | 0 | -0.042366 | 0 | -0.042593 | 0 | -0.090308 | 0 | -0.090308
8054 | 0 | -0.0086239 | 0 | -0.0086239 | 0 | -0.041239 | 0 | -0.041239
8055 | 0 | -0.033228 | 0 | -0.03336 | 0 | -0.093724 | 0 | -0.093724
8056 | 0 | -0.16678 | 0 | -0.16697 | 0 | -0.29139 | 0 | -0.29139
8057 | 0 | -0.26859 | 0 | -0.26631 | 0 | -0.42938 | 0 | -0.42938
8058 | 0 | -0.25806 | 0 | -0.25837 | 0 | -0.44737 | 0 | -0.44737
8059 | 0 | -0.20078 | 0 | -0.20101 | 0 | -0.40146 | 0 | -0.40146
8060 | 0 | -0.3502 | 0 | -0.34713 | 0 | -0.54301 | 0 | -0.54301
8061 | 0 | -0.50006 | 0 | -0.49552 | 0 | -0.68151 | 0 | -0.68151
8062 | 0 | -0.70003 | 0 | -0.6935 | 0 | -0.864 | 0 | -0.864
8063 | 0 | -0.82328 | 0 | -0.8244 | 0 | -0.97412 | 0 | -0.97412
8064 | 0 | -0.86378 | 0 | -0.86496 | 0 | -0.99707 | 0 | -0.99707
8065 | 0 | -1.0456 | 0 | -1.0356 | 0 | -1.1555 | 0 | -1.1555
8066 | 0 | -1.1112 | 0 | -1.1006 | 0 | -1.2105 | 0 | -1.2105
8067 | 0 | -1.0656 | 0 | -1.0671 | 0 | -1.165 | 0 | -1.165
8068 | 0 | -0.97476 | 0 | -0.97611 | 0 | -1.073 | 0 | -1.073
8069 | 0 | -0.83783 | 0 | -0.83899 | 0 | -0.93737 | 0 | -0.93737
8070 | 0 | -0.70681 | 0 | -0.71306 | 0 | -0.817 | 0 | -0.817
8071 | 0 | -0.73213 | 0 | -0.73313 | 0 | -0.84607 | 0 | -0.84607
8072 | 0 | -0.8133 | 0 | -0.80561 | 0 | -0.93461 | 0 | -0.93461
8073 | 0 | -0.81029 | 0 | -0.80265 | 0 | -0.93397 | 0 | -0.93397
8074 | 0 | -0.88951 | 0 | -0.87195 | 0 | -1.0074 | 0 | -1.0074
8075 | 0 | -0.97079 | 0 | -0.96156 | 0 | -1.0924 | 0 | -1.0924
8076 | 0 | -0.97376 | 0 | -0.96451 | 0 | -1.0974 | 0 | -1.0974
8077 | 0 | -0.93206 | 0 | -0.92322 | 0 | -1.0585 | 0 | -1.0585
8078 | 0 | -0.78022 | 0 | -0.78712 | 0 | -0.91957 | 0 | -0.91957
8079 | 0 | -0.7352 | 0 | -0.72082 | 0 | -0.86294 | 0 | -0.86294
8080 | 0 | -0.79088 | 0 | -0.77536 | 0 | -0.92175 | 0 | -0.92175
8081 | 0 | -0.76422 | 0 | -0.74928 | 0 | -0.91246 | 0 | -0.91246
8082 | 0 | -0.69255 | 0 | -0.67255 | 0 | -0.8724 | 0 | -0.8724
8083 | 0 | 0 | 0 | 0 | 0 | -0.79783 | 0 | -0.79783
8084 | 0 | 0 | 0 | 0 | 0 | -0.77468 | 0 | -0.77468
8085 | 0 | 0 | 0 | 0 | 0 | -0.84692 | 0 | -0.84692
8086 | 0 | 0 | 0 | 0 | 0 | -0.92803 | 0 | -0.92803
8087 | 0 | 0 | 0 | 0 | 0 | -1.0049 | 0 | -1.0049
8088 | 0 | 0 | 0 | 0 | 0 | -1.1695 | 0 | -1.1695
8089 | 0 | 0 | 0 | 0 | 0 | -1.2567 | 0 | -1.2567
8090 | 0 | 0 | 0 | 0 | 0 | -1.2946 | 0 | -1.2946
8091 | 0 | 0 | 0 | 0 | 0 | -1.3109 | 0 | -1.3109
8092 | 0 | 0 | 0 | 0 | 0 | -1.3001 | 0 | -1.3001
8093 | 0 | 0 | 0 | 0 | 0 | -1.4123 | 0 | -1.4123
8094 | 0 | 0 | 0 | 0 | 0 | -1.5143 | 0 | -1.5143
8095 | 0 | 0 | 0 | 0 | 0 | -1.4978 | 0 | -1.4978
8096 | 0 | 0 | 0 | 0 | 0 | -1.5267 | 0 | -1.5267
8097 | 0 | 0 | 0 | 0 | 0 | -1.4699 | 0 | -1.4699
8098 | 0 | 0 | 0 | 0 | 0 | -1.2756 | 0 | -1.2756
8099 | 0 | 0 | 0 | 0 | 0 | -1.228 | 0 | -1.228
8100 | 0 | 0 | 0 | 0 | 0 | -1.1449 | 0 | -1.1449
8101 | 0 | 0 | 0 | 0 | 0 | -1.1533 | 0 | -1.1533
8102 | 0 | 0 | 0 | 0 | 0 | -0.94132 | 0 | -0.94132
8103 | 0 | 0 | 0 | 0 | 0 | -0.77921 | 0 | -0.77921
8104 | 0 | 0 | 0 | 0 | 0 | -0.83494 | 0 | -0.83494
8105 | 0 | 0 | 0 | 0 | 0 | -1.1001 | 0 | -1.1001
8106 | 0 | 0 | 0 | 0 | 0 | -1.134 | 0 | -1.134
8107 | 0 | 0 | 0 | 0 | 0 | -1.0817 | 0 | -1.0817
8108 | 0 | 0 | 0 | 0 | 0 | -1.1246 | 0 | -1.1246
8109 | 0 | 0 | 0 | 0 | 0 | -1.1189 | 0 | -1.1189
8110 | 0 | 0 | 0 | 0 | 0 | -1.1554 | 0 | -1.1554
8111 | 0 | 0 | 0 | 0 | 0 | -1.322 | 0 | -1.322
8112 | 0 | 0 | 0 | 0 | 0 | -1.455 | 0 | -1.455
8113 | 0 | 0 | 0 | 0 | 0 | -1.5511 | 0 | -1.5511
8114 | 0 | 0 | 0 | 0 | 0 | -1.6497 | 0 | -1.6497
8115 | 0 | 0 | 0 | 0 | 0 | -1.6925 | 0 | -1.6925
8116 | 0 | 0 | 0 | 0 | 0 | -1.7376 | 0 | -1.7376
8117 | 0 | 0 | 0 | 0 | 0 | -1.69 | 0 | -1.69
8118 | 0 | 0 | 0 | 0 | 0 | -1.6689 | 0 | -1.6689
8119 | 0 | 0 | 0 | 0 | 0 | -1.5987 | 0 | -1.5987
8120 | 0 | 0 | 0 | 0 | 0 | -1.5574 | 0 | -1.5574
8121 | 0 | 0 | 0 | 0 | 0 | -1.5533 | 0 | -1.5533
8122 | 0 | 0 | 0 | 0 | 0 | -1.4718 | 0 | -1.4718
8123 | 0 | 0 | 0 | 0 | 0 | -1.1164 | 0 | -1.1164
8124 | 0 | 0 | 0 | 0 | 0 | -0.92142 | 0 | -0.92142
8125 | 0 | 0 | 0 | 0 | 0 | -0.85795 | 0 | -0.85795
8126 | 0 | 0 | 0 | 0 | 0 | -0.86592 | 0 | -0.86592
8127 | 0 | 0 | 0 | 0 | 0 | -0.88027 | 0 | -0.88027
8128 | 0 | 0 | 0 | 0 | 0 | -0.77609 | 0 | -0.77609
8129 | 0 | 0 | 0 | 0 | 0 | -0.93772 | 0 | -0.93772
8130 | 0 | 0 | 0 | 0 | 0 | -1.1089 | 0 | -1.1089
8131 | 0 | 0 | 0 | 0 | 0 | -1.0816 | 0 | -1.0816
8132 | 0 | 0 | 0 | 0 | 0 | -1.0749 | 0 | -1.0749
8133 | 0 | 0 | 0 | 0 | 0 | -1.1943 | 0 | -1.1943
8134 | 0 | 0 | 0 | 0 | 0 | -1.342 | 0 | -1.342
8135 | 0 | 0 | 0 | 0 | 0 | -1.4871 | 0 | -1.4871
8136 | 0 | 0 | 0 | 0 | 0 | -1.6996 | 0 | -1.6996
8137 | 0 | 0 | 0 | 0 | 0 | -1.8797 | 0 | -1.8797
8138 | 0 | 0 | 0 | 0 | 0 | -1.9557 | 0 | -1.9557
8139 | 0 | 0 | 0 | 0 | 0 | -2.0922 | 0 | -2.0922
8140 | 0 | 0 | 0 | 0 | 0 | -2.1965 | 0 | -2.1965
8141 | 0 | 0 | 0 | 0 | 0 | -1.9953 | 0 | -1.9953
8142 | 0 | 0 | 0 | 0 | 0 | -1.9802 | 0 | -1.9802
8143 | 0 | 0 | 0 | 0 | 0 | -2.0064 | 0 | -2.0064
8144 | 0 | 0 | 0 | 0 | 0 | -2.0237 | 0 | -2.0237
8145 | 0 | 0 | 0 | 0 | 0 | -1.7471 | 0 | -1.7471
8146 | 0 | 0 | 0 | 0 | 0 | -1.3437 | 0 | -1.3437
8147 | 0 | 0 | 0 | 0 | 0 | -1.0532 | 0 | -1.0532
8148 | 0 | 0 | 0 | 0 | 0 | -1.0159 | 0 | -1.0159
8149 | 0 | 0 | 0 | 0 | 0 | -0.98353 | 0 | -0.98353
8150 | 0 | 0 | 0 | 0 | 0 | -0.77872 | 0 | -0.77872
8151 | 0 | 0 | 0 | 0 | 0 | -0.73141 | 0 | -0.73141
8152 | 0 | 0 | 0 | 0 | 0 | -0.90263 | 0 | -0.90263
8153 | 0 | 0 | 0 | 0 | 0 | -1.2014 | 0 | -1.2014
8154 | 0 | 0 | 0 | 0 | 0 | -1.3803 | 0 | -1.3803
8155 | 0 | 0 | 0 | 0 | 0 | -1.4615 | 0 | -1.4615
8156 | 0 | 0 | 0 | 0 | 0 | -1.2783 | 0 | -1.2783
8157 | 0 | 0 | 0 | 0 | 0 | -1.2838 | 0 | -1.2838
8158 | 0 | 0 | 0 | 0 | 0 | -1.2438 | 0 | -1.2438
8159 | 0 | 0 | 0 | 0 | 0 | -1.1959 | 0 | -1.1959
8160 | 0 | 0 | 0 | 0 | 0 | -1.2861 | 0 | -1.2861
8161 | 0 | 0 | 0 | 0 | 0 | -1.3443 | 0 | -1.3443
8162 | 0 | 0 | 0 | 0 | 0 | -1.3579 | 0 | -1.3579
8163 | 0 | 0 | 0 | 0 | 0 | -1.413 | 0 | -1.413
8164 | 0 | 0 | 0 | 0 | 0 | -1.4898 | 0 | -1.4898
8165 | 0 | 0 | 0 | 0 | 0 | -1.4638 | 0 | -1.4638
8166 | 0 | 0 | 0 | 0 | 0 | -1.3879 | 0 | -1.3879
8167 | 0 | 0 | 0 | 0 | 0 | -1.3261 | 0 | -1.3261
8168 | 0 | 0 | 0 | 0 | 0 | -1.2824 | 0 | -1.2824
8169 | 0 | 0 | 0 | 0 | 0 | -1.3103 | 0 | -1.3103
8170 | 0 | 0 | 0 | 0 | 0 | -1.3355 | 0 | -1.3355
8171 | 0 | 0 | 0 | 0 | 0 | -1.2938 | 0 | -1.2938
8172 | 0 | 0 | 0 | 0 | 0 | -1.2469 | 0 | -1.2469
8173 | 0 | 0 | 0 | 0 | 0 | -1.1322 | 0 | -1.1322
8174 | 0 | 0 | 0 | 0 | 0 | -1.0421 | 0 | -1.0421
8175 | 0 | 0 | 0 | 0 | 0 | -1.1781 | 0 | -1.1781
8176 | 0 | 0 | 0 | 0 | 0 | -1.0915 | 0 | -1.0915
8177 | 0 | 0 | 0 | 0 | 0 | -1.061 | 0 | -1.061
8178 | 0 | 0 | 0 | 0 | 0 | -1.0646 | 0 | -1.0646
8179 | 0 | 0 | 0 | 0 | 0 | -1.0542 | 0 | -1.0542
8180 | 0 | 0 | 0 | 0 | 0 | -1.0583 | 0 | -1.0583
8181 | 0 | 0 | 0 | 0 | 0 | -1.1002 | 0 | -1.1002
8182 | 0 | 0 | 0 | 0 | 0 | -1.166 | 0 | -1.166
8183 | 0 | 0 | 0 | 0 | 0 | -1.2365 | 0 | -1.2365
8184 | 0 | 0 | 0 | 0 | 0 | -1.3165 | 0 | -1.3165
8185 | 0 | 0 | 0 | 0 | 0 | -1.3628 | 0 | -1.3628
8186 | 0 | 0 | 0 | 0 | 0 | -1.5649 | 0 | -1.5649
8187 | 0 | 0 | 0 | 0 | 0 | -1.672 | 0 | -1.672
8188 | 0 | 0 | 0 | 0 | 0 | -1.664 | 0 | -1.664
8189 | 0 | 0 | 0 | 0 | 0 | -1.6915 | 0 | -1.6915
8190 | 0 | 0 | 0 | 0 | 0 | -1.6703 | 0 | -1.6703
8191 | 0 | 0 | 0 | 0 | 0 | -1.5911 | 0 | -1.5911
8192 | 0 | 0 | 0 | 0 | 0 | -1.6291 | 0 | -1.6291
8193 | 0 | 0 | 0 | 0 | 0 | -1.41 | 0 | -1.41
8194 | 0 | 0 | 0 | 0 | 0 | -1.1576 | 0 | -1.1576
8195 | 0 | 0 | 0 | 0 | 0 | -1.3057 | 0 | -1.3057
8196 | 0 | 0 | 0 | 0 | 0 | -1.3843 | 0 | -1.3843
8197 | 0 | 0 | 0 | 0 | 0 | -1.3082 | 0 | -1.3082
8198 | 0 | 0 | 0 | 0 | 0 | -1.3666 | 0 | -1.3666
8199 | 0 | 0 | 0 | 0 | 0 | -1.4025 | 0 | -1.4025
8200 | 0 | 0 | 0 | 0 | 0 | -1.479 | 0 | -1.479
8201 | 0 | 0 | 0 | 0 | 0 | -1.5007 | 0 | -1.5007
8202 | 0 | 0 | 0 | 0 | 0 | -1.3635 | 0 | -1.3635
8203 | 0 | 0 | 0 | 0 | 0 | -1.2084 | 0 | -1.2084
8204 | 0 | 0 | 0 | 0 | 0 | -1.1734 | 0 | -1.1734
8205 | 0 | 0 | 0 | 0 | 0 | -1.2097 | 0 | -1.2097
8206 | 0 | 0 | 0 | 0 | 0 | -1.2807 | 0 | -1.2807
8207 | 0 | 0 | 0 | 0 | 0 | -1.3163 | 0 | -1.3163
8208 | 0 | 0 | 0 | 0 | 0 | -1.4604 | 0 | -1.4604
8209 | 0 | 0 | 0 | 0 | 0 | -1.6484 | 0 | -1.6484
8210 | 0 | 0 | 0 | 0 | 0 | -1.7743 | 0 | -1.7743
8211 | 0 | 0 | 0 | 0 | 0 | -1.813 | 0 | -1.813
8212 | 0 | 0 | 0 | 0 | 0 | -1.7783 | 0 | -1.7783
8213 | 0 | 0 | 0 | 0 | 0 | -1.7259 | 0 | -1.7259
8214 | 0 | 0 | 0 | 0 | 0 | -1.7369 | 0 | -1.7369
8215 | 0 | 0 | 0 | 0 | 0 | -1.7509 | 0 | -1.7509
8216 | 0 | 0 | 0 | 0 | 0 | -1.6362 | 0 | -1.6362
8217 | 0 | 0 | 0 | 0 | 0 | -1.5387 | 0 | -1.5387
8218 | 0 | 0 | 0 | 0 | 0 | -1.5083 | 0 | -1.5083
8219 | 0 | 0 | 0 | 0 | 0 | -1.397 | 0 | -1.397
8220 | 0 | 0 | 0 | 0 | 0 | -1.1952 | 0 | -1.1952
8221 | 0 | 0 | 0 | 0 | 0 | -1.0798 | 0 | -1.0798
8222 | 0 | -0.88144 | 0 | -0.85552 | 0 | -1.0019 | 0 | -1.0019
8223 | 0 | -1.0245 | 0 | -1.0147 | 0 | -1.1454 | 0 | -1.1454
8224 | 0 | -1.2638 | 0 | -1.2385 | 0 | -1.3781 | 0 | -1.3781
8225 | 0 | 0 | 0 | 0 | 0 | -1.5724 | 0 | -1.5724
8226 | 0 | 0 | 0 | 0 | 0 | -1.7293 | 0 | -1.7293
8227 | 0 | 0 | 0 | 0 | 0 | -1.764 | 0 | -1.764
8228 | 0 | 0 | 0 | 0 | 0 | -2.3146 | 0 | -2.3146
8229 | 0 | 0 | 0 | 0 | 0 | -2.663 | 0 | -2.663
8230 | 0 | 0 | 0 | 0 | 0 | -2.5878 | 0 | -2.5878
8231 | 0 | 0 | 0 | 0 | 0 | -2.6544 | 0 | -2.6544
8232 | 0 | 0 | 0 | 0 | 0 | -2.8285 | 0 | -2.8285
8233 | 0 | 0 | 0 | 0 | 0 | -3.1154 | 0 | -3.1154
8234 | 0 | 0 | 0 | 0 | 0 | -3.1701 | 0 | -3.1701
8235 | 0 | 0 | 0 | 0 | 0 | -3.1722 | 0 | -3.1722
8236 | 0 | 0 | 0 | 0 | 0 | -3.1717 | 0 | -3.1717
8237 | 0 | 0 | 0 | 0 | 0 | -3.1047 | 0 | -3.1047
8238 | 0 | 0 | 0 | 0 | 0 | -2.887 | 0 | -2.887
8239 | 0 | 0 | 0 | 0 | 0 | -2.8133 | 0 | -2.8133
8240 | 0 | 0 | 0 | 0 | 0 | -2.5411 | 0 | -2.5411
8241 | 0 | 0 | 0 | 0 | 0 | -2.3625 | 0 | -2.3625
8242 | 0 | 0 | 0 | 0 | 0 | -2.116 | 0 | -2.116
8243 | 0 | 0 | 0 | 0 | 0 | -2.2596 | 0 | -2.2596
8244 | 0 | 0 | 0 | 0 | 0 | -2.4562 | 0 | -2.4562
8245 | 0 | 0 | 0 | 0 | 0 | -2.4933 | 0 | -2.4933
8246 | 0 | 0 | 0 | 0 | 0 | -2.5904 | 0 | -2.5904
8247 | 0 | 0 | 0 | 0 | 0 | -2.5503 | 0 | -2.5503
8248 | 0 | 0 | 0 | 0 | 0 | -2.7341 | 0 | -2.7341
8249 | 0 | 0 | 0 | 0 | 0 | -3.3 | 0 | -3.3
8250 | 0 | 0 | 0 | 0 | 0 | -3.7465 | 0 | -3.7465
8251 | 0 | 0 | 0 | 0 | 0 | -3.6515 | 0 | -3.6515
8252 | 0 | 0 | 0 | 0 | 0 | -3.7592 | 0 | -3.7592
8253 | 0 | 0 | 0 | 0 | 0 | -3.9942 | 0 | -3.9942
8254 | 0 | 0 | 0 | 0 | 0 | -4.0056 | 0 | -4.0056
8255 | 0 | 0 | 0 | 0 | 0 | -3.9899 | 0 | -3.9899
8256 | 0 | 0 | 0 | 0 | 0 | -4.1559 | 0 | -4.1559
8257 | 0 | 0 | 0 | 0 | 0 | -4.6696 | 0 | -4.6696
8258 | 0 | 0 | 0 | 0 | 0 | -4.6842 | 0 | -4.6842
8259 | 0 | 0 | 0 | 0 | 0 | -4.5815 | 0 | -4.5815
8260 | 0 | 0 | 0 | 0 | 0 | -4.5366 | 0 | -4.5366
8261 | 0 | 0 | 0 | 0 | 0 | -4.4554 | 0 | -4.4554
8262 | 0 | 0 | 0 | 0 | 0 | -4.4846 | 0 | -4.4846
8263 | 0 | 0 | 0 | 0 | 0 | -4.1691 | 0 | -4.1691
8264 | 0 | 0 | 0 | 0 | 0 | -3.8136 | 0 | -3.8136
8265 | 0 | 0 | 0 | 0 | 0 | -3.6197 | 0 | -3.6197
8266 | 0 | 0 | 0 | 0 | 0 | -2.8645 | 0 | -2.8645
8267 | 0 | 0 | 0 | 0 | 0 | -2.5659 | 0 | -2.5659
8268 | 0 | 0 | 0 | 0 | 0 | -2.6477 | 0 | -2.6477
8269 | 0 | 0 | 0 | 0 | 0 | -2.7376 | 0 | -2.7376
8270 | 0 | 0 | 0 | 0 | 0 | -2.9205 | 0 | -2.9205
8271 | 0 | 0 | 0 | 0 | 0 | -2.8021 | 0 | -2.8021
8272 | 0 | 0 | 0 | 0 | 0 | -2.9594 | 0 | -2.9594
8273 | 0 | 0 | 0 | 0 | 0 | -3.1813 | 0 | -3.1813
8274 | 0 | 0 | 0 | 0 | 0 | -3.0919 | 0 | -3.0919
8275 | 0 | 0 | 0 | 0 | 0 | -2.9879 | 0 | -2.9879
8276 | 0 | 0 | 0 | 0 | 0 | -2.9692 | 0 | -2.9692
8277 | 0 | 0 | 0 | 0 | 0 | -2.9869 | 0 | -2.9869
8278 | 0 | 0 | 0 | 0 | 0 | -3.0576 | 0 | -3.0576
8279 | 0 | 0 | 0 | 0 | 0 | -2.8333 | 0 | -2.8333
8280 | 0 | 0 | 0 | 0 | 0 | -2.9351 | 0 | -2.9351
8281 | 0 | 0 | 0 | 0 | 0 | -2.9732 | 0 | -2.9732
8282 | 0 | 0 | 0 | 0 | 0 | -3.0547 | 0 | -3.0547
8283 | 0 | 0 | 0 | 0 | 0 | -3.1027 | 0 | -3.1027
8284 | 0 | 0 | 0 | 0 | 0 | -3.0707 | 0 | -3.0707
8285 | 0 | 0 | 0 | 0 | 0 | -2.8927 | 0 | -2.8927
8286 | 0 | 0 | 0 | 0 | 0 | -2.7748 | 0 | -2.7748
8287 | 0 | 0 | 0 | 0 | 0 | -2.7297 | 0 | -2.7297
8288 | 0 | 0 | 0 | 0 | 0 | -2.5951 | 0 | -2.5951
8289 | 0 | 0 | 0 | 0 | 0 | -2.2713 | 0 | -2.2713
8290 | 0 | 0 | 0 | 0 | 0 | -1.9478 | 0 | -1.9478
8291 | 0 | 0 | 0 | 0 | 0 | -1.6294 | 0 | -1.6294
8292 | 0 | 0 | 0 | 0 | 0 | -1.3438 | 0 | -1.3438
8293 | 0 | 0 | 0 | 0 | 0 | -1.1859 | 0 | -1.1859
8294 | 0 | 0 | 0 | 0 | 0 | -1.1431 | 0 | -1.1431
8295 | 0 | 0 | 0 | 0 | 0 | -1.1423 | 0 | -1.1423
8296 | 0 | 0 | 0 | 0 | 0 | -1.1486 | 0 | -1.1486
8297 | 0 | 0 | 0 | 0 | 0 | -1.4479 | 0 | -1.4479
8298 | 0 | 0 | 0 | 0 | 0 | -1.7458 | 0 | -1.7458
8299 | 0 | 0 | 0 | 0 | 0 | -1.7014 | 0 | -1.7014
8300 | 0 | 0 | 0 | 0 | 0 | -1.4221 | 0 | -1.4221
8301 | 0 | 0 | 0 | 0 | 0 | -1.2714 | 0 | -1.2714
8302 | 0 | 0 | 0 | 0 | 0 | -1.3652 | 0 | -1.3652
8303 | 0 | 0 | 0 | 0 | 0 | -1.6239 | 0 | -1.6239
8304 | 0 | 0 | 0 | 0 | 0 | -1.7191 | 0 | -1.7191
8305 | 0 | 0 | 0 | 0 | 0 | -1.755 | 0 | -1.755
8306 | 0 | 0 | 0 | 0 | 0 | -1.7986 | 0 | -1.7986
8307 | 0 | 0 | 0 | 0 | 0 | -1.7735 | 0 | -1.7735
8308 | 0 | 0 | 0 | 0 | 0 | -1.6861 | 0 | -1.6861
8309 | 0 | 0 | 0 | 0 | 0 | -1.6152 | 0 | -1.6152
8310 | 0 | 0 | 0 | 0 | 0 | -1.5616 | 0 | -1.5616
8311 | 0 | 0 | 0 | 0 | 0 | -1.5322 | 0 | -1.5322
8312 | 0 | 0 | 0 | 0 | 0 | -1.5587 | 0 | -1.5587
8313 | 0 | 0 | 0 | 0 | 0 | -1.6404 | 0 | -1.6404
8314 | 0 | 0 | 0 | 0 | 0 | -1.8082 | 0 | -1.8082
8315 | 0 | 0 | 0 | 0 | 0 | -1.9079 | 0 | -1.9079
8316 | 0 | 0 | 0 | 0 | 0 | -1.7925 | 0 | -1.7925
8317 | 0 | 0 | 0 | 0 | 0 | -1.6042 | 0 | -1.6042
8318 | 0 | 0 | 0 | 0 | 0 | -1.4714 | 0 | -1.4714
8319 | 0 | 0 | 0 | 0 | 0 | -1.4296 | 0 | -1.4296
8320 | 0 | 0 | 0 | 0 | 0 | -1.352 | 0 | -1.352
8321 | 0 | 0 | 0 | 0 | 0 | -1.3803 | 0 | -1.3803
8322 | 0 | 0 | 0 | 0 | 0 | -1.3744 | 0 | -1.3744
8323 | 0 | 0 | 0 | 0 | 0 | -1.276 | 0 | -1.276
8324 | 0 | 0 | 0 | 0 | 0 | -1.2049 | 0 | -1.2049
8325 | 0 | 0 | 0 | 0 | 0 | -1.2621 | 0 | -1.2621
8326 | 0 | 0 | 0 | 0 | 0 | -1.3333 | 0 | -1.3333
8327 | 0 | 0 | 0 | 0 | 0 | -1.3572 | 0 | -1.3572
8328 | 0 | 0 | 0 | 0 | 0 | -1.3902 | 0 | -1.3902
8329 | 0 | 0 | 0 | 0 | 0 | -1.4982 | 0 | -1.4982
8330 | 0 | 0 | 0 | 0 | 0 | -1.5279 | 0 | -1.5279
8331 | 0 | 0 | 0 | 0 | 0 | -1.5729 | 0 | -1.5729
8332 | 0 | 0 | 0 | 0 | 0 | -1.5637 | 0 | -1.5637
8333 | 0 | 0 | 0 | 0 | 0 | -1.5508 | 0 | -1.5508
8334 | 0 | 0 | 0 | 0 | 0 | -1.5143 | 0 | -1.5143
8335 | 0 | 0 | 0 | 0 | 0 | -1.4768 | 0 | -1.4768
8336 | 0 | 0 | 0 | 0 | 0 | -1.4749 | 0 | -1.4749
8337 | 0 | 0 | 0 | 0 | 0 | -1.5374 | 0 | -1.5374
8338 | 0 | 0 | 0 | 0 | 0 | -1.6061 | 0 | -1.6061
8339 | 0 | 0 | 0 | 0 | 0 | -1.591 | 0 | -1.591
8340 | 0 | 0 | 0 | 0 | 0 | -1.4945 | 0 | -1.4945
8341 | 0 | 0 | 0 | 0 | 0 | -1.3892 | 0 | -1.3892
8342 | 0 | 0 | 0 | 0 | 0 | -1.2879 | 0 | -1.2879
8343 | 0 | 0 | 0 | 0 | 0 | -1.347 | 0 | -1.347
8344 | 0 | 0 | 0 | 0 | 0 | -1.289 | 0 | -1.289
8345 | 0 | 0 | 0 | 0 | 0 | -1.2666 | 0 | -1.2666
8346 | 0 | 0 | 0 | 0 | 0 | -1.2009 | 0 | -1.2009
8347 | 0 | 0 | 0 | 0 | 0 | -1.0765 | 0 | -1.0765
8348 | 0 | 0 | 0 | 0 | 0 | -1.0395 | 0 | -1.0395
8349 | 0 | 0 | 0 | 0 | 0 | -1.0241 | 0 | -1.0241
8350 | 0 | 0 | 0 | 0 | 0 | -1.0822 | 0 | -1.0822
8351 | 0 | 0 | 0 | 0 | 0 | -1.216 | 0 | -1.216
8352 | 0 | 0 | 0 | 0 | 0 | -1.3119 | 0 | -1.3119
8353 | 0 | 0 | 0 | 0 | 0 | -1.3873 | 0 | -1.3873
8354 | 0 | 0 | 0 | 0 | 0 | -1.4597 | 0 | -1.4597
8355 | 0 | 0 | 0 | 0 | 0 | -1.5284 | 0 | -1.5284
8356 | 0 | 0 | 0 | 0 | 0 | -1.6894 | 0 | -1.6894
8357 | 0 | 0 | 0 | 0 | 0 | -1.7049 | 0 | -1.7049
8358 | 0 | 0 | 0 | 0 | 0 | -1.5551 | 0 | -1.5551
8359 | 0 | 0 | 0 | 0 | 0 | -1.5662 | 0 | -1.5662
8360 | 0 | 0 | 0 | 0 | 0 | -1.6881 | 0 | -1.6881
8361 | 0 | 0 | 0 | 0 | 0 | -1.6638 | 0 | -1.6638
8362 | 0 | 0 | 0 | 0 | 0 | -1.5443 | 0 | -1.5443
8363 | 0 | 0 | 0 | 0 | 0 | -1.5894 | 0 | -1.5894
8364 | 0 | 0 | 0 | 0 | 0 | -1.6498 | 0 | -1.6498
8365 | 0 | 0 | 0 | 0 | 0 | -1.5663 | 0 | -1.5663
8366 | 0 | 0 | 0 | 0 | 0 | -1.65 | 0 | -1.65
8367 | 0 | 0 | 0 | 0 | 0 | -1.7534 | 0 | -1.7534
8368 | 0 | 0 | 0 | 0 | 0 | -1.7908 | 0 | -1.7908
8369 | 0 | 0 | 0 | 0 | 0 | -1.7786 | 0 | -1.7786
8370 | 0 | 0 | 0 | 0 | 0 | -1.6844 | 0 | -1.6844
8371 | 0 | 0 | 0 | 0 | 0 | -1.7417 | 0 | -1.7417
8372 | 0 | 0 | 0 | 0 | 0 | -2.0317 | 0 | -2.0317
8373 | 0 | 0 | 0 | 0 | 0 | -1.9482 | 0 | -1.9482
8374 | 0 | 0 | 0 | 0 | 0 | -2.0017 | 0 | -2.0017
8375 | 0 | 0 | 0 | 0 | 0 | -2.0872 | 0 | -2.0872
8376 | 0 | 0 | 0 | 0 | 0 | -2.2001 | 0 | -2.2001
8377 | 0 | 0 | 0 | 0 | 0 | -2.3524 | 0 | -2.3524
8378 | 0 | 0 | 0 | 0 | 0 | -2.5083 | 0 | -2.5083
8379 | 0 | 0 | 0 | 0 | 0 | -2.5667 | 0 | -2.5667
8380 | 0 | 0 | 0 | 0 | 0 | -2.5823 | 0 | -2.5823
8381 | 0 | 0 | 0 | 0 | 0 | -2.687 | 0 | -2.687
8382 | 0 | 0 | 0 | 0 | 0 | -2.7528 | 0 | -2.7528
8383 | 0 | 0 | 0 | 0 | 0 | -2.8483 | 0 | -2.8483
8384 | 0 | 0 | 0 | 0 | 0 | -2.8218 | 0 | -2.8218
8385 | 0 | 0 | 0 | 0 | 0 | -2.7446 | 0 | -2.7446
8386 | 0 | 0 | 0 | 0 | 0 | -2.6628 | 0 | -2.6628
8387 | 0 | 0 | 0 | 0 | 0 | -2.4452 | 0 | -2.4452
8388 | 0 | 0 | 0 | 0 | 0 | -2.1161 | 0 | -2.1161
8389 | 0 | 0 | 0 | 0 | 0 | -1.9355 | 0 | -1.9355
8390 | 0 | 0 | 0 | 0 | 0 | -1.7072 | 0 | -1.7072
8391 | 0 | 0 | 0 | 0 | 0 | -2.0063 | 0 | -2.0063
8392 | 0 | 0 | 0 | 0 | 0 | -2.2672 | 0 | -2.2672
8393 | 0 | 0 | 0 | 0 | 0 | -2.3009 | 0 | -2.3009
8394 | 0 | 0 | 0 | 0 | 0 | -2.1484 | 0 | -2.1484
8395 | 0 | 0 | 0 | 0 | 0 | -2.0159 | 0 | -2.0159
8396 | 0 | 0 | 0 | 0 | 0 | -2.0667 | 0 | -2.0667
8397 | 0 | 0 | 0 | 0 | 0 | -2.0532 | 0 | -2.0532
8398 | 0 | 0 | 0 | 0 | 0 | -2.0351 | 0 | -2.0351
8399 | 0 | 0 | 0 | 0 | 0 | -2.0892 | 0 | -2.0892
8400 | 0 | 0 | 0 | 0 | 0 | -2.173 | 0 | -2.173
8401 | 0 | 0 | 0 | 0 | 0 | -2.3145 | 0 | -2.3145
8402 | 0 | 0 | 0 | 0 | 0 | -2.5476 | 0 | -2.5476
8403 | 0 | 0 | 0 | 0 | 0 | -2.7729 | 0 | -2.7729
8404 | 0 | 0 | 0 | 0 | 0 | -2.8736 | 0 | -2.8736
8405 | 0 | 0 | 0 | 0 | 0 | -2.9469 | 0 | -2.9469
8406 | 0 | 0 | 0 | 0 | 0 | -3.0901 | 0 | -3.0901
8407 | 0 | 0 | 0 | 0 | 0 | -3.2585 | 0 | -3.2585
8408 | 0 | 0 | 0 | 0 | 0 | -3.53 | 0 | -3.53
8409 | 0 | 0 | 0 | 0 | 0 | -3.1313 | 0 | -3.1313
8410 | 0 | 0 | 0 | 0 | 0 | -2.6209 | 0 | -2.6209
8411 | 0 | 0 | 0 | 0 | 0 | -2.2452 | 0 | -2.2452
8412 | 0 | 0 | 0 | 0 | 0 | -1.9238 | 0 | -1.9238
8413 | 0 | 0 | 0 | 0 | 0 | -1.599 | 0 | -1.599
8414 | 0 | 0 | 0 | 0 | 0 | -1.4154 | 0 | -1.4154
8415 | 0 | 0 | 0 | 0 | 0 | -1.3812 | 0 | -1.3812
8416 | 0 | 0 | 0 | 0 | 0 | -1.41 | 0 | -1.41
8417 | 0 | 0 | 0 | 0 | 0 | -1.6389 | 0 | -1.6389
8418 | 0 | 0 | 0 | 0 | 0 | -1.7902 | 0 | -1.7902
8419 | 0 | 0 | 0 | 0 | 0 | -1.7364 | 0 | -1.7364
8420 | 0 | 0 | 0 | 0 | 0 | -1.7908 | 0 | -1.7908
8421 | 0 | 0 | 0 | 0 | 0 | -1.8145 | 0 | -1.8145
8422 | 0 | 0 | 0 | 0 | 0 | -1.9097 | 0 | -1.9097
8423 | 0 | 0 | 0 | 0 | 0 | -2.0818 | 0 | -2.0818
8424 | 0 | 0 | 0 | 0 | 0 | -2.2126 | 0 | -2.2126
8425 | 0 | 0 | 0 | 0 | 0 | -2.3023 | 0 | -2.3023
8426 | 0 | 0 | 0 | 0 | 0 | -2.389 | 0 | -2.389
8427 | 0 | 0 | 0 | 0 | 0 | -2.5347 | 0 | -2.5347
8428 | 0 | 0 | 0 | 0 | 0 | -2.5647 | 0 | -2.5647
8429 | 0 | 0 | 0 | 0 | 0 | -2.5751 | 0 | -2.5751
8430 | 0 | 0 | 0 | 0 | 0 | -2.7437 | 0 | -2.7437
8431 | 0 | 0 | 0 | 0 | 0 | -2.7889 | 0 | -2.7889
8432 | 0 | 0 | 0 | 0 | 0 | -2.6949 | 0 | -2.6949
8433 | 0 | 0 | 0 | 0 | 0 | -2.6161 | 0 | -2.6161
8434 | 0 | 0 | 0 | 0 | 0 | -2.4304 | 0 | -2.4304
8435 | 0 | 0 | 0 | 0 | 0 | -2.1828 | 0 | -2.1828
8436 | 0 | 0 | 0 | 0 | 0 | -2.054 | 0 | -2.054
8437 | 0 | 0 | 0 | 0 | 0 | -2.0445 | 0 | -2.0445
8438 | 0 | 0 | 0 | 0 | 0 | -2.0029 | 0 | -2.0029
8439 | 0 | 0 | 0 | 0 | 0 | -1.9437 | 0 | -1.9437
8440 | 0 | 0 | 0 | 0 | 0 | -1.984 | 0 | -1.984
8441 | 0 | 0 | 0 | 0 | 0 | -2.0713 | 0 | -2.0713
8442 | 0 | 0 | 0 | 0 | 0 | -2.124 | 0 | -2.124
8443 | 0 | 0 | 0 | 0 | 0 | -2.3114 | 0 | -2.3114
8444 | 0 | 0 | 0 | 0 | 0 | -2.2628 | 0 | -2.2628
8445 | 0 | 0 | 0 | 0 | 0 | -2.3309 | 0 | -2.3309
8446 | 0 | 0 | 0 | 0 | 0 | -2.5836 | 0 | -2.5836
8447 | 0 | 0 | 0 | 0 | 0 | -2.7421 | 0 | -2.7421
8448 | 0 | 0 | 0 | 0 | 0 | -2.8217 | 0 | -2.8217
8449 | 0 | 0 | 0 | 0 | 0 | -2.9315 | 0 | -2.9315
8450 | 0 | 0 | 0 | 0 | 0 | -3.0572 | 0 | -3.0572
8451 | 0 | 0 | 0 | 0 | 0 | -3.179 | 0 | -3.179
8452 | 0 | 0 | 0 | 0 | 0 | -3.2629 | 0 | -3.2629
8453 | 0 | 0 | 0 | 0 | 0 | -3.1782 | 0 | -3.1782
8454 | 0 | 0 | 0 | 0 | 0 | -3.1109 | 0 | -3.1109
8455 | 0 | 0 | 0 | 0 | 0 | -3.1253 | 0 | -3.1253
8456 | 0 | 0 | 0 | 0 | 0 | -3.0246 | 0 | -3.0246
8457 | 0 | 0 | 0 | 0 | 0 | -2.8301 | 0 | -2.8301
8458 | 0 | 0 | 0 | 0 | 0 | -2.6748 | 0 | -2.6748
8459 | 0 | 0 | 0 | 0 | 0 | -2.5192 | 0 | -2.5192
8460 | 0 | 0 | 0 | 0 | 0 | -2.4679 | 0 | -2.4679
8461 | 0 | 0 | 0 | 0 | 0 | -2.4602 | 0 | -2.4602
8462 | 0 | 0 | 0 | 0 | 0 | -2.3093 | 0 | -2.3093
8463 | 0 | 0 | 0 | 0 | 0 | -2.2815 | 0 | -2.2815
8464 | 0 | 0 | 0 | 0 | 0 | -2.2127 | 0 | -2.2127
8465 | 0 | 0 | 0 | 0 | 0 | -2.2055 | 0 | -2.2055
8466 | 0 | 0 | 0 | 0 | 0 | -2.3254 | 0 | -2.3254
8467 | 0 | 0 | 0 | 0 | 0 | -2.2104 | 0 | -2.2104
8468 | 0 | 0 | 0 | 0 | 0 | -2.0747 | 0 | -2.0747
8469 | 0 | 0 | 0 | 0 | 0 | -2.0977 | 0 | -2.0977
8470 | 0 | 0 | 0 | 0 | 0 | -2.1387 | 0 | -2.1387
8471 | 0 | 0 | 0 | 0 | 0 | -2.1375 | 0 | -2.1375
8472 | 0 | 0 | 0 | 0 | 0 | -2.2623 | 0 | -2.2623
8473 | 0 | 0 | 0 | 0 | 0 | -2.3087 | 0 | -2.3087
8474 | 0 | 0 | 0 | 0 | 0 | -2.3802 | 0 | -2.3802
8475 | 0 | 0 | 0 | 0 | 0 | -2.4374 | 0 | -2.4374
8476 | 0 | 0 | 0 | 0 | 0 | -2.4574 | 0 | -2.4574
8477 | 0 | 0 | 0 | 0 | 0 | -2.3987 | 0 | -2.3987
8478 | 0 | 0 | 0 | 0 | 0 | -2.2866 | 0 | -2.2866
8479 | 0 | 0 | 0 | 0 | 0 | -2.2207 | 0 | -2.2207
8480 | 0 | 0 | 0 | 0 | 0 | -2.2104 | 0 | -2.2104
8481 | 0 | 0 | 0 | 0 | 0 | -2.2432 | 0 | -2.2432
8482 | 0 | 0 | 0 | 0 | 0 | -2.2176 | 0 | -2.2176
8483 | 0 | 0 | 0 | 0 | 0 | -2.0786 | 0 | -2.0786
8484 | 0 | 0 | 0 | 0 | 0 | -1.9148 | 0 | -1.9148
8485 | 0 | 0 | 0 | 0 | 0 | -1.6285 | 0 | -1.6285
8486 | 0 | 0 | 0 | 0 | 0 | -1.2835 | 0 | -1.2835
8487 | 0 | 0 | 0 | 0 | 0 | -1.2412 | 0 | -1.2412
8488 | 0 | 0 | 0 | 0 | 0 | -1.3938 | 0 | -1.3938
8489 | 0 | 0 | 0 | 0 | 0 | -1.4603 | 0 | -1.4603
8490 | 0 | 0 | 0 | 0 | 0 | -1.5161 | 0 | -1.5161
8491 | 0 | 0 | 0 | 0 | 0 | -1.529 | 0 | -1.529
8492 | 0 | 0 | 0 | 0 | 0 | -1.6121 | 0 | -1.6121
8493 | 0 | 0 | 0 | 0 | 0 | -1.6207 | 0 | -1.6207
8494 | 0 | 0 | 0 | 0 | 0 | -1.576 | 0 | -1.576
8495 | 0 | 0 | 0 | 0 | 0 | -1.7424 | 0 | -1.7424
8496 | 0 | 0 | 0 | 0 | 0 | -1.883 | 0 | -1.883
8497 | 0 | 0 | 0 | 0 | 0 | -1.9371 | 0 | -1.9371
8498 | 0 | 0 | 0 | 0 | 0 | -1.9858 | 0 | -1.9858
8499 | 0 | 0 | 0 | 0 | 0 | -2.0413 | 0 | -2.0413
8500 | 0 | 0 | 0 | 0 | 0 | -2.0561 | 0 | -2.0561
8501 | 0 | 0 | 0 | 0 | 0 | -2.0934 | 0 | -2.0934
8502 | 0 | 0 | 0 | 0 | 0 | -2.1096 | 0 | -2.1096
8503 | 0 | 0 | 0 | 0 | 0 | -2.0862 | 0 | -2.0862
8504 | 0 | 0 | 0 | 0 | 0 | -2.1176 | 0 | -2.1176
8505 | 0 | 0 | 0 | 0 | 0 | -2.1099 | 0 | -2.1099
8506 | 0 | 0 | 0 | 0 | 0 | -2.0091 | 0 | -2.0091
8507 | 0 | 0 | 0 | 0 | 0 | -2.0342 | 0 | -2.0342
8508 | 0 | 0 | 0 | 0 | 0 | -1.9529 | 0 | -1.9529
8509 | 0 | 0 | 0 | 0 | 0 | -1.8717 | 0 | -1.8717
8510 | 0 | 0 | 0 | 0 | 0 | -1.8584 | 0 | -1.8584
8511 | 0 | 0 | 0 | 0 | 0 | -1.8236 | 0 | -1.8236
8512 | 0 | 0 | 0 | 0 | 0 | -1.883 | 0 | -1.883
8513 | 0 | 0 | 0 | 0 | 0 | -1.8649 | 0 | -1.8649
8514 | 0 | 0 | 0 | 0 | 0 | -1.8867 | 0 | -1.8867
8515 | 0 | 0 | 0 | 0 | 0 | -1.8024 | 0 | -1.8024
8516 | 0 | 0 | 0 | 0 | 0 | -1.8806 | 0 | -1.8806
8517 | 0 | 0 | 0 | 0 | 0 | -2.0136 | 0 | -2.0136
8518 | 0 | 0 | 0 | 0 | 0 | -2.0262 | 0 | -2.0262
8519 | 0 | 0 | 0 | 0 | 0 | -2.1506 | 0 | -2.1506
8520 | 0 | 0 | 0 | 0 | 0 | -2.2531 | 0 | -2.2531
8521 | 0 | 0 | 0 | 0 | 0 | -2.4031 | 0 | -2.4031
8522 | 0 | 0 | 0 | 0 | 0 | -2.5355 | 0 | -2.5355
8523 | 0 | 0 | 0 | 0 | 0 | -2.5994 | 0 | -2.5994
8524 | 0 | 0 | 0 | 0 | 0 | -2.7269 | 0 | -2.7269
8525 | 0 | 0 | 0 | 0 | 0 | -2.863 | 0 | -2.863
8526 | 0 | 0 | 0 | 0 | 0 | -3.0678 | 0 | -3.0678
8527 | 0 | 0 | 0 | 0 | 0 | -3.2974 | 0 | -3.2974
8528 | 0 | 0 | 0 | 0 | 0 | -3.388 | 0 | -3.388
8529 | 0 | 0 | 0 | 0 | 0 | -3.1853 | 0 | -3.1853
8530 | 0 | 0 | 0 | 0 | 0 | -2.8731 | 0 | -2.8731
8531 | 0 | 0 | 0 | 0 | 0 | -2.3123 | 0 | -2.3123
8532 | 0 | 0 | 0 | 0 | 0 | -2.0626 | 0 | -2.0626
8533 | 0 | 0 | 0 | 0 | 0 | -1.9202 | 0 | -1.9202
8534 | 0 | 0 | 0 | 0 | 0 | -1.7266 | 0 | -1.7266
8535 | 0 | 0 | 0 | 0 | 0 | -1.6495 | 0 | -1.6495
8536 | 0 | 0 | 0 | 0 | 0 | -1.5921 | 0 | -1.5921
8537 | 0 | 0 | 0 | 0 | 0 | -1.8518 | 0 | -1.8518
8538 | 0 | 0 | 0 | 0 | 0 | -2.0535 | 0 | -2.0535
8539 | 0 | 0 | 0 | 0 | 0 | -2.0723 | 0 | -2.0723
8540 | 0 | 0 | 0 | 0 | 0 | -2.1212 | 0 | -2.1212
8541 | 0 | 0 | 0 | 0 | 0 | -2.2891 | 0 | -2.2891
8542 | 0 | 0 | 0 | 0 | 0 | -2.3824 | 0 | -2.3824
8543 | 0 | 0 | 0 | 0 | 0 | -2.5294 | 0 | -2.5294
8544 | 0 | 0 | 0 | 0 | 0 | -2.8339 | 0 | -2.8339
8545 | 0 | 0 | 0 | 0 | 0 | -3.0811 | 0 | -3.0811
8546 | 0 | 0 | 0 | 0 | 0 | -3.2801 | 0 | -3.2801
8547 | 0 | 0 | 0 | 0 | 0 | -3.4527 | 0 | -3.4527
8548 | 0 | 0 | 0 | 0 | 0 | -3.4049 | 0 | -3.4049
8549 | 0 | 0 | 0 | 0 | 0 | -3.5755 | 0 | -3.5755
8550 | 0 | 0 | 0 | 0 | 0 | -3.5176 | 0 | -3.5176
8551 | 0 | 0 | 0 | 0 | 0 | -3.3768 | 0 | -3.3768
8552 | 0 | 0 | 0 | 0 | 0 | -3.1675 | 0 | -3.1675
8553 | 0 | 0 | 0 | 0 | 0 | -2.8724 | 0 | -2.8724
8554 | 0 | 0 | 0 | 0 | 0 | -2.4942 | 0 | -2.4942
8555 | 0 | 0 | 0 | 0 | 0 | -2.1299 | 0 | -2.1299
8556 | 0 | 0 | 0 | 0 | 0 | -1.8798 | 0 | -1.8798
8557 | 0 | 0 | 0 | 0 | 0 | -1.7447 | 0 | -1.7447
8558 | 0 | 0 | 0 | 0 | 0 | -1.7707 | 0 | -1.7707
8559 | 0 | 0 | 0 | 0 | 0 | -1.697 | 0 | -1.697
8560 | 0 | 0 | 0 | 0 | 0 | -1.5389 | 0 | -1.5389
8561 | 0 | 0 | 0 | 0 | 0 | -1.7702 | 0 | -1.7702
8562 | 0 | 0 | 0 | 0 | 0 | -1.9166 | 0 | -1.9166
8563 | 0 | 0 | 0 | 0 | 0 | -1.8388 | 0 | -1.8388
8564 | 0 | 0 | 0 | 0 | 0 | -1.8958 | 0 | -1.8958
8565 | 0 | 0 | 0 | 0 | 0 | -2.1688 | 0 | -2.1688
8566 | 0 | 0 | 0 | 0 | 0 | -2.3604 | 0 | -2.3604
8567 | 0 | 0 | 0 | 0 | 0 | -2.3059 | 0 | -2.3059
8568 | 0 | 0 | 0 | 0 | 0 | -2.4309 | 0 | -2.4309
8569 | 0 | 0 | 0 | 0 | 0 | -2.5476 | 0 | -2.5476
8570 | 0 | 0 | 0 | 0 | 0 | -2.4596 | 0 | -2.4596
8571 | 0 | 0 | 0 | 0 | 0 | -2.4658 | 0 | -2.4658
8572 | 0 | 0 | 0 | 0 | 0 | -2.5631 | 0 | -2.5631
8573 | 0 | 0 | 0 | 0 | 0 | -2.5293 | 0 | -2.5293
8574 | 0 | 0 | 0 | 0 | 0 | -2.4478 | 0 | -2.4478
8575 | 0 | 0 | 0 | 0 | 0 | -2.4984 | 0 | -2.4984
8576 | 0 | 0 | 0 | 0 | 0 | -2.3866 | 0 | -2.3866
8577 | 0 | 0 | 0 | 0 | 0 | -2.2707 | 0 | -2.2707
8578 | 0 | 0 | 0 | 0 | 0 | -2.3115 | 0 | -2.3115
8579 | 0 | 0 | 0 | 0 | 0 | -2.2239 | 0 | -2.2239
8580 | 0 | 0 | 0 | 0 | 0 | -2.1871 | 0 | -2.1871
8581 | 0 | 0 | 0 | 0 | 0 | -2.0842 | 0 | -2.0842
8582 | 0 | 0 | 0 | 0 | 0 | -1.9378 | 0 | -1.9378
8583 | 0 | 0 | 0 | 0 | 0 | -1.8393 | 0 | -1.8393
8584 | 0 | 0 | 0 | 0 | 0 | -1.9202 | 0 | -1.9202
8585 | 0 | 0 | 0 | 0 | 0 | -1.8923 | 0 | -1.8923
8586 | 0 | 0 | 0 | 0 | 0 | -1.9247 | 0 | -1.9247
8587 | 0 | 0 | 0 | 0 | 0 | -1.9307 | 0 | -1.9307
8588 | 0 | 0 | 0 | 0 | 0 | -1.6871 | 0 | -1.6871
8589 | 0 | 0 | 0 | 0 | 0 | -1.6809 | 0 | -1.6809
8590 | 0 | 0 | 0 | 0 | 0 | -1.7794 | 0 | -1.7794
8591 | 0 | 0 | 0 | 0 | 0 | -1.8726 | 0 | -1.8726
8592 | 0 | 0 | 0 | 0 | 0 | -1.9804 | 0 | -1.9804
8593 | 0 | 0 | 0 | 0 | 0 | -2.0732 | 0 | -2.0732
8594 | 0 | 0 | 0 | 0 | 0 | -2.1039 | 0 | -2.1039
8595 | 0 | 0 | 0 | 0 | 0 | -2.1196 | 0 | -2.1196
8596 | 0 | 0 | 0 | 0 | 0 | -2.0969 | 0 | -2.0969
8597 | 0 | 0 | 0 | 0 | 0 | -2.0471 | 0 | -2.0471
8598 | 0 | 0 | 0 | 0 | 0 | -1.9607 | 0 | -1.9607
8599 | 0 | 0 | 0 | 0 | 0 | -1.8935 | 0 | -1.8935
8600 | 0 | 0 | 0 | 0 | 0 | -1.9295 | 0 | -1.9295
8601 | 0 | 0 | 0 | 0 | 0 | -1.9665 | 0 | -1.9665
8602 | 0 | 0 | 0 | 0 | 0 | -1.9473 | 0 | -1.9473
8603 | 0 | 0 | 0 | 0 | 0 | -1.9973 | 0 | -1.9973
8604 | 0 | 0 | 0 | 0 | 0 | -2.0177 | 0 | -2.0177
8605 | 0 | 0 | 0 | 0 | 0 | -1.9557 | 0 | -1.9557
8606 | 0 | 0 | 0 | 0 | 0 | -1.8025 | 0 | -1.8025
8607 | 0 | 0 | 0 | 0 | 0 | -1.7647 | 0 | -1.7647
8608 | 0 | 0 | 0 | 0 | 0 | -1.811 | 0 | -1.811
8609 | 0 | 0 | 0 | 0 | 0 | -1.7396 | 0 | -1.7396
8610 | 0 | 0 | 0 | 0 | 0 | -1.6418 | 0 | -1.6418
8611 | 0 | 0 | 0 | 0 | 0 | -1.6561 | 0 | -1.6561
8612 | 0 | 0 | 0 | 0 | 0 | -1.6651 | 0 | -1.6651
8613 | 0 | 0 | 0 | 0 | 0 | -1.5849 | 0 | -1.5849
8614 | 0 | 0 | 0 | 0 | 0 | -1.6283 | 0 | -1.6283
8615 | 0 | 0 | 0 | 0 | 0 | -1.6073 | 0 | -1.6073
8616 | 0 | 0 | 0 | 0 | 0 | -1.6142 | 0 | -1.6142
8617 | 0 | 0 | 0 | 0 | 0 | -1.7058 | 0 | -1.7058
8618 | 0 | 0 | 0 | 0 | 0 | -1.7334 | 0 | -1.7334
8619 | 0 | 0 | 0 | 0 | 0 | -1.717 | 0 | -1.717
8620 | 0 | 0 | 0 | 0 | 0 | -1.6865 | 0 | -1.6865
8621 | 0 | 0 | 0 | 0 | 0 | -1.6484 | 0 | -1.6484
8622 | 0 | 0 | 0 | 0 | 0 | -1.4766 | 0 | -1.4766
8623 | 0 | 0 | 0 | 0 | 0 | -1.4549 | 0 | -1.4549
8624 | 0 | 0 | 0 | 0 | 0 | -1.4528 | 0 | -1.4528
8625 | 0 | 0 | 0 | 0 | 0 | -1.4322 | 0 | -1.4322
8626 | 0 | 0 | 0 | 0 | 0 | -1.4629 | 0 | -1.4629
8627 | 0 | 0 | 0 | 0 | 0 | -1.3427 | 0 | -1.3427
8628 | 0 | 0 | 0 | 0 | 0 | -1.337 | 0 | -1.337
8629 | 0 | 0 | 0 | 0 | 0 | -1.3067 | 0 | -1.3067
8630 | 0 | 0 | 0 | 0 | 0 | -0.97924 | 0 | -0.97924
8631 | 0 | 0 | 0 | 0 | 0 | -1.0772 | 0 | -1.0772
8632 | 0 | 0 | 0 | 0 | 0 | -1.2093 | 0 | -1.2093
8633 | 0 | 0 | 0 | 0 | 0 | -1.2828 | 0 | -1.2828
8634 | 0 | 0 | 0 | 0 | 0 | -1.2632 | 0 | -1.2632
8635 | 0 | 0 | 0 | 0 | 0 | -1.1678 | 0 | -1.1678
8636 | 0 | 0 | 0 | 0 | 0 | -1.2311 | 0 | -1.2311
8637 | 0 | 0 | 0 | 0 | 0 | -1.2682 | 0 | -1.2682
8638 | 0 | 0 | 0 | 0 | 0 | -1.3183 | 0 | -1.3183
8639 | 0 | 0 | 0 | 0 | 0 | -1.3918 | 0 | -1.3918
8640 | 0 | 0 | 0 | 0 | 0 | -1.5368 | 0 | -1.5368
8641 | 0 | 0 | 0 | 0 | 0 | -1.7065 | 0 | -1.7065
8642 | 0 | 0 | 0 | 0 | 0 | -1.7391 | 0 | -1.7391
8643 | 0 | 0 | 0 | 0 | 0 | -1.725 | 0 | -1.725
8644 | 0 | 0 | 0 | 0 | 0 | -1.7665 | 0 | -1.7665
8645 | 0 | 0 | 0 | 0 | 0 | -1.7613 | 0 | -1.7613
8646 | 0 | 0 | 0 | 0 | 0 | -1.6884 | 0 | -1.6884
8647 | 0 | 0 | 0 | 0 | 0 | -1.6448 | 0 | -1.6448
8648 | 0 | 0 | 0 | 0 | 0 | -1.6161 | 0 | -1.6161
8649 | 0 | 0 | 0 | 0 | 0 | -1.7451 | 0 | -1.7451
8650 | 0 | 0 | 0 | 0 | 0 | -1.823 | 0 | -1.823
8651 | 0 | 0 | 0 | 0 | 0 | -1.8055 | 0 | -1.8055
8652 | 0 | 0 | 0 | 0 | 0 | -1.8238 | 0 | -1.8238
8653 | 0 | 0 | 0 | 0 | 0 | -1.7264 | 0 | -1.7264
8654 | 0 | 0 | 0 | 0 | 0 | -1.8847 | 0 | -1.8847
8655 | 0 | 0 | 0 | 0 | 0 | -1.8447 | 0 | -1.8447
8656 | 0 | 0 | 0 | 0 | 0 | -1.7166 | 0 | -1.7166
8657 | 0 | 0 | 0 | 0 | 0 | -1.7952 | 0 | -1.7952
8658 | 0 | 0 | 0 | 0 | 0 | -1.8299 | 0 | -1.8299
8659 | 0 | 0 | 0 | 0 | 0 | -1.793 | 0 | -1.793
8660 | 0 | 0 | 0 | 0 | 0 | -1.7186 | 0 | -1.7186
8661 | 0 | 0 | 0 | 0 | 0 | -1.5305 | 0 | -1.5305
8662 | 0 | 0 | 0 | 0 | 0 | -1.5364 | 0 | -1.5364
8663 | 0 | 0 | 0 | 0 | 0 | -1.6567 | 0 | -1.6567
8664 | 0 | 0 | 0 | 0 | 0 | -1.7135 | 0 | -1.7135
8665 | 0 | 0 | 0 | 0 | 0 | -1.8064 | 0 | -1.8064
8666 | 0 | 0 | 0 | 0 | 0 | -1.9228 | 0 | -1.9228
8667 | 0 | 0 | 0 | 0 | 0 | -2.0568 | 0 | -2.0568
8668 | 0 | 0 | 0 | 0 | 0 | -2.0751 | 0 | -2.0751
8669 | 0 | 0 | 0 | 0 | 0 | -2.1957 | 0 | -2.1957
8670 | 0 | 0 | 0 | 0 | 0 | -2.2658 | 0 | -2.2658
8671 | 0 | 0 | 0 | 0 | 0 | -2.2006 | 0 | -2.2006
8672 | 0 | 0 | 0 | 0 | 0 | -2.2282 | 0 | -2.2282
8673 | 0 | 0 | 0 | 0 | 0 | -2.3477 | 0 | -2.3477
8674 | 0 | 0 | 0 | 0 | 0 | -2.3109 | 0 | -2.3109
8675 | 0 | 0 | 0 | 0 | 0 | -2.328 | 0 | -2.328
8676 | 0 | 0 | 0 | 0 | 0 | -2.2093 | 0 | -2.2093
8677 | 0 | 0 | 0 | 0 | 0 | -2.2572 | 0 | -2.2572
8678 | 0 | 0 | 0 | 0 | 0 | -2.2766 | 0 | -2.2766
8679 | 0 | 0 | 0 | 0 | 0 | -2.4222 | 0 | -2.4222
8680 | 0 | 0 | 0 | 0 | 0 | -2.689 | 0 | -2.689
8681 | 0 | 0 | 0 | 0 | 0 | -2.4047 | 0 | -2.4047
8682 | 0 | 0 | 0 | 0 | 0 | -2.4127 | 0 | -2.4127
8683 | 0 | 0 | 0 | 0 | 0 | -2.4247 | 0 | -2.4247
8684 | 0 | 0 | 0 | 0 | 0 | -2.3733 | 0 | -2.3733
8685 | 0 | 0 | 0 | 0 | 0 | -2.8744 | 0 | -2.8744
8686 | 0 | 0 | 0 | 0 | 0 | -3.3699 | 0 | -3.3699
8687 | 0 | 0 | 0 | 0 | 0 | -3.419 | 0 | -3.419
8688 | 0 | 0 | 0 | 0 | 0 | -3.6448 | 0 | -3.6448
8689 | 0 | 0 | 0 | 0 | 0 | -4.0505 | 0 | -4.0505
8690 | 0 | 0 | 0 | 0 | 0 | -4.5236 | 0 | -4.5236
8691 | 0 | 0 | 0 | 0 | 0 | -4.7305 | 0 | -4.7305
8692 | 0 | 0 | 0 | 0 | 0 | -5.5881 | 0 | -5.5881
8693 | 0 | 0 | 0 | 0 | 0 | -6.3045 | 0 | -6.3045
8694 | 0 | 0 | 0 | 0 | 0 | -6.5975 | 0 | -6.5975
8695 | 0 | 0 | 0 | 0 | 0 | -6.8685 | 0 | -6.8685
8696 | 0 | 0 | 0 | 0 | 0 | -6.2559 | 0 | -6.2559
8697 | 0 | 0 | 0 | 0 | 0 | -5.8179 | 0 | -5.8179
8698 | 0 | 0 | 0 | 0 | 0 | -4.7466 | 0 | -4.7466
8699 | 0 | 0 | 0 | 0 | 0 | -4.1816 | 0 | -4.1816
8700 | 0 | 0 | 0 | 0 | 0 | -3.7035 | 0 | -3.7035
8701 | 0 | 0 | 0 | 0 | 0 | -3.0583 | 0 | -3.0583
8702 | 0 | 0 | 0 | 0 | 0 | -2.5608 | 0 | -2.5608
8703 | 0 | 0 | 0 | 0 | 0 | -2.6551 | 0 | -2.6551
8704 | 0 | 0 | 0 | 0 | 0 | -2.5853 | 0 | -2.5853
8705 | 0 | 0 | 0 | 0 | 0 | -2.5172 | 0 | -2.5172
8706 | 0 | 0 | 0 | 0 | 0 | -2.5376 | 0 | -2.5376
8707 | 0 | 0 | 0 | 0 | 0 | -2.5048 | 0 | -2.5048
8708 | 0 | 0 | 0 | 0 | 0 | -2.4216 | 0 | -2.4216
8709 | 0 | 0 | 0 | 0 | 0 | -2.3482 | 0 | -2.3482
8710 | 0 | 0 | 0 | 0 | 0 | -2.2753 | 0 | -2.2753
8711 | 0 | 0 | 0 | 0 | 0 | -2.3787 | 0 | -2.3787
8712 | 0 | 0 | 0 | 0 | 0 | -2.5741 | 0 | -2.5741
8713 | 0 | 0 | 0 | 0 | 0 | -2.6654 | 0 | -2.6654
8714 | 0 | 0 | 0 | 0 | 0 | -2.7749 | 0 | -2.7749
8715 | 0 | 0 | 0 | 0 | 0 | -2.8024 | 0 | -2.8024
8716 | 0 | 0 | 0 | 0 | 0 | -2.7366 | 0 | -2.7366
8717 | 0 | 0 | 0 | 0 | 0 | -2.7174 | 0 | -2.7174
8718 | 0 | 0 | 0 | 0 | 0 | -2.6729 | 0 | -2.6729
8719 | 0 | 0 | 0 | 0 | 0 | -2.7017 | 0 | -2.7017
8720 | 0 | 0 | 0 | 0 | 0 | -2.653 | 0 | -2.653
8721 | 0 | 0 | 0 | 0 | 0 | -2.3134 | 0 | -2.3134
8722 | 0 | 0 | 0 | 0 | 0 | -2.1702 | 0 | -2.1702
8723 | 0 | 0 | 0 | 0 | 0 | -2.1572 | 0 | -2.1572
8724 | 0 | 0 | 0 | 0 | 0 | -2.1745 | 0 | -2.1745
8725 | 0 | 0 | 0 | 0 | 0 | -2.2809 | 0 | -2.2809
8726 | 0 | 0 | 0 | 0 | 0 | -2.023 | 0 | -2.023
8727 | 0 | 0 | 0 | 0 | 0 | -2.0042 | 0 | -2.0042
8728 | 0 | 0 | 0 | 0 | 0 | -1.9969 | 0 | -1.9969
8729 | 0 | 0 | 0 | 0 | 0 | -1.9453 | 0 | -1.9453
8730 | 0 | 0 | 0 | 0 | 0 | -1.8781 | 0 | -1.8781
8731 | 0 | 0 | 0 | 0 | 0 | -1.7978 | 0 | -1.7978
8732 | 0 | 0 | 0 | 0 | 0 | -1.7082 | 0 | -1.7082
8733 | 0 | 0 | 0 | 0 | 0 | -1.639 | 0 | -1.639
8734 | 0 | 0 | 0 | 0 | 0 | -1.6449 | 0 | -1.6449
8735 | 0 | 0 | 0 | 0 | 0 | -1.73 | 0 | -1.73
8736 | 0 | 0 | 0 | 0 | 0 | -1.8854 | 0 | -1.8854
8737 | 0 | 0 | 0 | 0 | 0 | -2.0224 | 0 | -2.0224
8738 | 0 | 0 | 0 | 0 | 0 | -2.0683 | 0 | -2.0683
8739 | 0 | 0 | 0 | 0 | 0 | -2.0695 | 0 | -2.0695
8740 | 0 | 0 | 0 | 0 | 0 | -2.1255 | 0 | -2.1255
8741 | 0 | 0 | 0 | 0 | 0 | -2.0398 | 0 | -2.0398
8742 | 0 | 0 | 0 | 0 | 0 | -1.963 | 0 | -1.963
8743 | 0 | 0 | 0 | 0 | 0 | -1.9317 | 0 | -1.9317
8744 | 0 | 0 | 0 | 0 | 0 | -1.9348 | 0 | -1.9348
8745 | 0 | 0 | 0 | 0 | 0 | -1.7834 | 0 | -1.7834
8746 | 0 | 0 | 0 | 0 | 0 | -1.7171 | 0 | -1.7171
8747 | 0 | 0 | 0 | 0 | 0 | -1.641 | 0 | -1.641
8748 | 0 | 0 | 0 | 0 | 0 | -1.6328 | 0 | -1.6328
8749 | 0 | 0 | 0 | 0 | 0 | -1.678 | 0 | -1.678
8750 | 0 | 0 | 0 | 0 | 0 | -1.6212 | 0 | -1.6212
8751 | 0 | 0 | 0 | 0 | 0 | -1.471 | 0 | -1.471
8752 | 0 | 0 | 0 | 0 | 0 | -1.5064 | 0 | -1.5064
8753 | 0 | 0 | 0 | 0 | 0 | -1.5224 | 0 | -1.5224
8754 | 0 | 0 | 0 | 0 | 0 | -1.4609 | 0 | -1.4609
8755 | 0 | 0 | 0 | 0 | 0 | -1.3968 | 0 | -1.3968
8756 | 0 | 0 | 0 | 0 | 0 | -1.3789 | 0 | -1.3789
8757 | 0 | 0 | 0 | 0 | 0 | -1.3447 | 0 | -1.3447
8758 | 0 | 0 | 0 | 0 | 0 | -1.3648 | 0 | -1.3648
8759 | 0 | 0 | 0 | 0 | 0 | -1.4023 | 0 | -1.4023
8760 | 0 | 0 | 0 | 0 | 0 | -1.4913 | 0 | -1.4913

## Peak Calcs
Sector: | [11 empty] | Speak/WPeak | 0.30635 | -0.3969 | 0.14049 | -0.3865 | 0.30818 | -2.8586 | 0.30818 | -2.8586
Segment: | [11 empty] | SAPeak-Min/WAPeak-Min | 0 | -0.3969 | 0 | -0.3865 | 0 | -2.8586 | 0 | -2.8586
Load Profile Name: | [11 empty] | SAPeak-Max/WAPeak-Max | 0.30635 | 0 | 0.14049 | 0 | 0.30818 | -0.44316 | 0.30818 | -0.44316
Year: | 2025 |  | Scenario code
|  | Load (kWh) | 4A906C | 4A906C | 4A956C | 4A956C | 4D90Auto | 4D90Auto | 4D95Auto | 4D95Auto |  |  | 4A906C | 4A906C | 4A956C | 4A956C | 4D90Auto | 4D90Auto | 4D95Auto | 4D95Auto
Hour Index | Date (MM/DD/YYYY) |  | Inputs from Inputs Summary sheet | Inputs from Inputs Summary sheet | Inputs from Inputs Summary sheet | Inputs from Inputs Summary sheet | Inputs from Inputs Summary sheet | Inputs from Inputs Summary sheet | Inputs from Inputs Summary sheet | Inputs from Inputs Summary sheet | Assumption from IESO tool | Assumption from IESO tool | calculation | calculation | calculation | calculation | calculation | calculation | calculation | calculation
|  | Hour Ending | Cooling hour | Electricity impacts (kWh) | Cooling hour | Electricity impacts (kWh) | Cooling hour | Electricity impacts (kWh) | Cooling hour | Electricity impacts (kWh) | Alternative Summer Peak Hours | Alternative Winter Peak Hours | Alternative Summer Peak Demand | Alternative Winter Peak Demand | Alternative Summer Peak Demand | Alternative Winter Peak Demand | Alternative Summer Peak Demand | Alternative Winter Peak Demand | Alternative Summer Peak Demand | Alternative Winter Peak Demand
1 | 2025-01-01 | 1 | 0 | 0 | 0 | 0 | 0 | -1.2109 | 0 | -1.2109 | 0 | 0 | 0 | 0 | 0 | 0 | 0 | 0 | 0 | 0
2 | 2025-01-01 | 2 | 0 | 0 | 0 | 0 | 0 | -1.1417 | 0 | -1.1417 | 0 | 0 | 0 | 0 | 0 | 0 | 0 | 0 | 0 | 0
3 | 2025-01-01 | 3 | 0 | 0 | 0 | 0 | 0 | -1.1236 | 0 | -1.1236 | 0 | 0 | 0 | 0 | 0 | 0 | 0 | 0 | 0 | 0
4 | 2025-01-01 | 4 | 0 | -1.2623 | 0 | -1.2246 | 0 | -1.3338 | 0 | -1.3338 | 0 | 0 | 0 | 0 | 0 | 0 | 0 | 0 | 0 | 0
5 | 2025-01-01 | 5 | 0 | -1.3531 | 0 | -1.3259 | 0 | -1.4251 | 0 | -1.4251 | 0 | 0 | 0 | 0 | 0 | 0 | 0 | 0 | 0 | 0
6 | 2025-01-01 | 6 | 0 | -1.2419 | 0 | -1.217 | 0 | -1.3213 | 0 | -1.3213 | 0 | 0 | 0 | 0 | 0 | 0 | 0 | 0 | 0 | 0
7 | 2025-01-01 | 7 | 0 | -1.1964 | 0 | -1.185 | 0 | -1.2936 | 0 | -1.2936 | 0 | 0 | 0 | 0 | 0 | 0 | 0 | 0 | 0 | 0
8 | 2025-01-01 | 8 | 0 | -1.1477 | 0 | -1.1248 | 0 | -1.2541 | 0 | -1.2541 | 0 | 0 | 0 | 0 | 0 | 0 | 0 | 0 | 0 | 0
9 | 2025-01-01 | 9 | 0 | -0.89943 | 0 | -0.87296 | 0 | -1.0124 | 0 | -1.0124 | 0 | 0 | 0 | 0 | 0 | 0 | 0 | 0 | 0 | 0
10 | 2025-01-01 | 10 | 0 | -0.6249 | 0 | -0.61908 | 0 | -0.74973 | 0 | -0.74973 | 0 | 0 | 0 | 0 | 0 | 0 | 0 | 0 | 0 | 0
11 | 2025-01-01 | 11 | 0 | -0.50077 | 0 | -0.4912 | 0 | -0.62797 | 0 | -0.62797 | 0 | 0 | 0 | 0 | 0 | 0 | 0 | 0 | 0 | 0
12 | 2025-01-01 | 12 | 0 | -0.38568 | 0 | -0.38893 | 0 | -0.5263 | 0 | -0.5263 | 0 | 0 | 0 | 0 | 0 | 0 | 0 | 0 | 0 | 0
13 | 2025-01-01 | 13 | 0 | -0.42837 | 0 | -0.42894 | 0 | -0.56708 | 0 | -0.56708 | 0 | 0 | 0 | 0 | 0 | 0 | 0 | 0 | 0 | 0
14 | 2025-01-01 | 14 | 0 | -0.61895 | 0 | -0.61978 | 0 | -0.75177 | 0 | -0.75177 | 0 | 0 | 0 | 0 | 0 | 0 | 0 | 0 | 0 | 0
15 | 2025-01-01 | 15 | 0 | -0.69733 | 0 | -0.69081 | 0 | -0.83371 | 0 | -0.83371 | 0 | 0 | 0 | 0 | 0 | 0 | 0 | 0 | 0 | 0
16 | 2025-01-01 | 16 | 0 | -0.77861 | 0 | -0.77128 | 0 | -0.91703 | 0 | -0.91703 | 0 | 0 | 0 | 0 | 0 | 0 | 0 | 0 | 0 | 0
17 | 2025-01-01 | 17 | 0 | -0.73495 | 0 | -0.7136 | 0 | -0.88567 | 0 | -0.88567 | 0 | 0 | 0 | 0 | 0 | 0 | 0 | 0 | 0 | 0
18 | 2025-01-01 | 18 | 0 | -0.59799 | 0 | -0.58652 | 0 | -0.78355 | 0 | -0.78355 | 0 | 0 | 0 | 0 | 0 | 0 | 0 | 0 | 0 | 0
19 | 2025-01-01 | 19 | 0 | -0.56168 | 0 | -0.5457 | 0 | -0.75729 | 0 | -0.75729 | 0 | 0.33 | 0 | -0.18535 | 0 | -0.18008 | 0 | -0.24991 | 0 | -0.24991
20 | 2025-01-01 | 20 | 0 | 0 | 0 | 0 | 0 | -0.7241 | 0 | -0.7241 | 0 | 0.33 | 0 | 0 | 0 | 0 | 0 | -0.23895 | 0 | -0.23895
21 | 2025-01-01 | 21 | 0 | 0 | 0 | 0 | 0 | -0.75265 | 0 | -0.75265 | 0 | 0 | 0 | 0 | 0 | 0 | 0 | 0 | 0 | 0
22 | 2025-01-01 | 22 | 0 | 0 | 0 | 0 | 0 | -0.96011 | 0 | -0.96011 | 0 | 0 | 0 | 0 | 0 | 0 | 0 | 0 | 0 | 0
23 | 2025-01-01 | 23 | 0 | 0 | 0 | 0 | 0 | -1.1465 | 0 | -1.1465 | 0 | 0 | 0 | 0 | 0 | 0 | 0 | 0 | 0 | 0
24 | 2025-01-01 | 24 | 0 | 0 | 0 | 0 | 0 | -1.1596 | 0 | -1.1596 | 0 | 0 | 0 | 0 | 0 | 0 | 0 | 0 | 0 | 0
25 | 2025-01-02 | 1 | 0 | 0 | 0 | 0 | 0 | -1.2312 | 0 | -1.2312 | 0 | 0 | 0 | 0 | 0 | 0 | 0 | 0 | 0 | 0
26 | 2025-01-02 | 2 | 0 | 0 | 0 | 0 | 0 | -1.33 | 0 | -1.33 | 0 | 0 | 0 | 0 | 0 | 0 | 0 | 0 | 0 | 0
27 | 2025-01-02 | 3 | 0 | 0 | 0 | 0 | 0 | -1.3996 | 0 | -1.3996 | 0 | 0 | 0 | 0 | 0 | 0 | 0 | 0 | 0 | 0
28 | 2025-01-02 | 4 | 0 | 0 | 0 | 0 | 0 | -1.4315 | 0 | -1.4315 | 0 | 0 | 0 | 0 | 0 | 0 | 0 | 0 | 0 | 0
29 | 2025-01-02 | 5 | 0 | 0 | 0 | 0 | 0 | -1.4476 | 0 | -1.4476 | 0 | 0 | 0 | 0 | 0 | 0 | 0 | 0 | 0 | 0
30 | 2025-01-02 | 6 | 0 | 0 | 0 | 0 | 0 | -1.4168 | 0 | -1.4168 | 0 | 0 | 0 | 0 | 0 | 0 | 0 | 0 | 0 | 0
31 | 2025-01-02 | 7 | 0 | 0 | 0 | 0 | 0 | -1.3616 | 0 | -1.3616 | 0 | 0 | 0 | 0 | 0 | 0 | 0 | 0 | 0 | 0
32 | 2025-01-02 | 8 | 0 | 0 | 0 | 0 | 0 | -1.3501 | 0 | -1.3501 | 0 | 0 | 0 | 0 | 0 | 0 | 0 | 0 | 0 | 0
33 | 2025-01-02 | 9 | 0 | 0 | 0 | 0 | 0 | -1.2084 | 0 | -1.2084 | 0 | 0 | 0 | 0 | 0 | 0 | 0 | 0 | 0 | 0
34 | 2025-01-02 | 10 | 0 | 0 | 0 | 0 | 0 | -0.89091 | 0 | -0.89091 | 0 | 0 | 0 | 0 | 0 | 0 | 0 | 0 | 0 | 0
35 | 2025-01-02 | 11 | 0 | 0 | 0 | 0 | 0 | -0.66475 | 0 | -0.66475 | 0 | 0 | 0 | 0 | 0 | 0 | 0 | 0 | 0 | 0
36 | 2025-01-02 | 12 | 0 | 0 | 0 | 0 | 0 | -0.71936 | 0 | -0.71936 | 0 | 0 | 0 | 0 | 0 | 0 | 0 | 0 | 0 | 0
37 | 2025-01-02 | 13 | 0 | 0 | 0 | 0 | 0 | -0.71455 | 0 | -0.71455 | 0 | 0 | 0 | 0 | 0 | 0 | 0 | 0 | 0 | 0
38 | 2025-01-02 | 14 | 0 | 0 | 0 | 0 | 0 | -0.4894 | 0 | -0.4894 | 0 | 0 | 0 | 0 | 0 | 0 | 0 | 0 | 0 | 0
39 | 2025-01-02 | 15 | 0 | -0.11807 | 0 | -0.11553 | 0 | -0.26246 | 0 | -0.26246 | 0 | 0 | 0 | 0 | 0 | 0 | 0 | 0 | 0 | 0
40 | 2025-01-02 | 16 | 0 | 0 | 0 | 0 | 0 | -0.25388 | 0 | -0.25388 | 0 | 0 | 0 | 0 | 0 | 0 | 0 | 0 | 0 | 0
41 | 2025-01-02 | 17 | 0 | 0 | 0 | 0 | 0 | -0.43359 | 0 | -0.43359 | 0 | 0 | 0 | 0 | 0 | 0 | 0 | 0 | 0 | 0
42 | 2025-01-02 | 18 | 0 | 0 | 0 | 0 | 0 | -0.6085 | 0 | -0.6085 | 0 | 0 | 0 | 0 | 0 | 0 | 0 | 0 | 0 | 0
43 | 2025-01-02 | 19 | 0 | 0 | 0 | 0 | 0 | -0.85843 | 0 | -0.85843 | 0 | 0.33 | 0 | 0 | 0 | 0 | 0 | -0.28328 | 0 | -0.28328
44 | 2025-01-02 | 20 | 0 | 0 | 0 | 0 | 0 | -1.0054 | 0 | -1.0054 | 0 | 0.33 | 0 | 0 | 0 | 0 | 0 | -0.33178 | 0 | -0.33178
45 | 2025-01-02 | 21 | 0 | 0 | 0 | 0 | 0 | -1.0557 | 0 | -1.0557 | 0 | 0 | 0 | 0 | 0 | 0 | 0 | 0 | 0 | 0
46 | 2025-01-02 | 22 | 0 | 0 | 0 | 0 | 0 | -1.1373 | 0 | -1.1373 | 0 | 0 | 0 | 0 | 0 | 0 | 0 | 0 | 0 | 0
47 | 2025-01-02 | 23 | 0 | 0 | 0 | 0 | 0 | -1.1712 | 0 | -1.1712 | 0 | 0 | 0 | 0 | 0 | 0 | 0 | 0 | 0 | 0
48 | 2025-01-02 | 24 | 0 | 0 | 0 | 0 | 0 | -1.1926 | 0 | -1.1926 | 0 | 0 | 0 | 0 | 0 | 0 | 0 | 0 | 0 | 0
49 | 2025-01-03 | 1 | 0 | 0 | 0 | 0 | 0 | -1.2383 | 0 | -1.2383 | 0 | 0 | 0 | 0 | 0 | 0 | 0 | 0 | 0 | 0
50 | 2025-01-03 | 2 | 0 | 0 | 0 | 0 | 0 | -1.3437 | 0 | -1.3437 | 0 | 0 | 0 | 0 | 0 | 0 | 0 | 0 | 0 | 0
51 | 2025-01-03 | 3 | 0 | 0 | 0 | 0 | 0 | -1.4556 | 0 | -1.4556 | 0 | 0 | 0 | 0 | 0 | 0 | 0 | 0 | 0 | 0
52 | 2025-01-03 | 4 | 0 | 0 | 0 | 0 | 0 | -1.4806 | 0 | -1.4806 | 0 | 0 | 0 | 0 | 0 | 0 | 0 | 0 | 0 | 0
53 | 2025-01-03 | 5 | 0 | 0 | 0 | 0 | 0 | -1.4792 | 0 | -1.4792 | 0 | 0 | 0 | 0 | 0 | 0 | 0 | 0 | 0 | 0
54 | 2025-01-03 | 6 | 0 | 0 | 0 | 0 | 0 | -1.5805 | 0 | -1.5805 | 0 | 0 | 0 | 0 | 0 | 0 | 0 | 0 | 0 | 0
55 | 2025-01-03 | 7 | 0 | 0 | 0 | 0 | 0 | -1.5958 | 0 | -1.5958 | 0 | 0 | 0 | 0 | 0 | 0 | 0 | 0 | 0 | 0
56 | 2025-01-03 | 8 | 0 | 0 | 0 | 0 | 0 | -1.5717 | 0 | -1.5717 | 0 | 0 | 0 | 0 | 0 | 0 | 0 | 0 | 0 | 0
57 | 2025-01-03 | 9 | 0 | 0 | 0 | 0 | 0 | -1.6305 | 0 | -1.6305 | 0 | 0 | 0 | 0 | 0 | 0 | 0 | 0 | 0 | 0
58 | 2025-01-03 | 10 | 0 | 0 | 0 | 0 | 0 | -1.2117 | 0 | -1.2117 | 0 | 0 | 0 | 0 | 0 | 0 | 0 | 0 | 0 | 0
59 | 2025-01-03 | 11 | 0 | 0 | 0 | 0 | 0 | -0.93573 | 0 | -0.93573 | 0 | 0 | 0 | 0 | 0 | 0 | 0 | 0 | 0 | 0
60 | 2025-01-03 | 12 | 0 | 0 | 0 | 0 | 0 | -0.99773 | 0 | -0.99773 | 0 | 0 | 0 | 0 | 0 | 0 | 0 | 0 | 0 | 0
61 | 2025-01-03 | 13 | 0 | 0 | 0 | 0 | 0 | -0.92934 | 0 | -0.92934 | 0 | 0 | 0 | 0 | 0 | 0 | 0 | 0 | 0 | 0
62 | 2025-01-03 | 14 | 0 | -0.68851 | 0 | -0.66849 | 0 | -0.81115 | 0 | -0.81115 | 0 | 0 | 0 | 0 | 0 | 0 | 0 | 0 | 0 | 0
63 | 2025-01-03 | 15 | 0 | -0.71451 | 0 | -0.70055 | 0 | -0.8387 | 0 | -0.8387 | 0 | 0 | 0 | 0 | 0 | 0 | 0 | 0 | 0 | 0
64 | 2025-01-03 | 16 | 0 | 0 | 0 | 0 | 0 | -0.8485 | 0 | -0.8485 | 0 | 0 | 0 | 0 | 0 | 0 | 0 | 0 | 0 | 0
65 | 2025-01-03 | 17 | 0 | 0 | 0 | 0 | 0 | -0.9362 | 0 | -0.9362 | 0 | 0 | 0 | 0 | 0 | 0 | 0 | 0 | 0 | 0
66 | 2025-01-03 | 18 | 0 | 0 | 0 | 0 | 0 | -0.95769 | 0 | -0.95769 | 0 | 0 | 0 | 0 | 0 | 0 | 0 | 0 | 0 | 0
67 | 2025-01-03 | 19 | 0 | 0 | 0 | 0 | 0 | -0.89883 | 0 | -0.89883 | 0 | 0.33 | 0 | 0 | 0 | 0 | 0 | -0.29661 | 0 | -0.29661
68 | 2025-01-03 | 20 | 0 | 0 | 0 | 0 | 0 | -0.8585 | 0 | -0.8585 | 0 | 0.33 | 0 | 0 | 0 | 0 | 0 | -0.2833 | 0 | -0.2833
69 | 2025-01-03 | 21 | 0 | 0 | 0 | 0 | 0 | -0.7894 | 0 | -0.7894 | 0 | 0 | 0 | 0 | 0 | 0 | 0 | 0 | 0 | 0
70 | 2025-01-03 | 22 | 0 | 0 | 0 | 0 | 0 | -0.78703 | 0 | -0.78703 | 0 | 0 | 0 | 0 | 0 | 0 | 0 | 0 | 0 | 0
71 | 2025-01-03 | 23 | 0 | 0 | 0 | 0 | 0 | -0.96254 | 0 | -0.96254 | 0 | 0 | 0 | 0 | 0 | 0 | 0 | 0 | 0 | 0
72 | 2025-01-03 | 24 | 0 | 0 | 0 | 0 | 0 | -1.2055 | 0 | -1.2055 | 0 | 0 | 0 | 0 | 0 | 0 | 0 | 0 | 0 | 0
73 | 2025-01-04 | 1 | 0 | 0 | 0 | 0 | 0 | -1.2676 | 0 | -1.2676 | 0 | 0 | 0 | 0 | 0 | 0 | 0 | 0 | 0 | 0
74 | 2025-01-04 | 2 | 0 | 0 | 0 | 0 | 0 | -1.2763 | 0 | -1.2763 | 0 | 0 | 0 | 0 | 0 | 0 | 0 | 0 | 0 | 0
75 | 2025-01-04 | 3 | 0 | 0 | 0 | 0 | 0 | -1.2814 | 0 | -1.2814 | 0 | 0 | 0 | 0 | 0 | 0 | 0 | 0 | 0 | 0
76 | 2025-01-04 | 4 | 0 | 0 | 0 | 0 | 0 | -1.3441 | 0 | -1.3441 | 0 | 0 | 0 | 0 | 0 | 0 | 0 | 0 | 0 | 0
77 | 2025-01-04 | 5 | 0 | 0 | 0 | 0 | 0 | -1.4119 | 0 | -1.4119 | 0 | 0 | 0 | 0 | 0 | 0 | 0 | 0 | 0 | 0
78 | 2025-01-04 | 6 | 0 | 0 | 0 | 0 | 0 | -1.4633 | 0 | -1.4633 | 0 | 0 | 0 | 0 | 0 | 0 | 0 | 0 | 0 | 0
79 | 2025-01-04 | 7 | 0 | 0 | 0 | 0 | 0 | -1.4033 | 0 | -1.4033 | 0 | 0 | 0 | 0 | 0 | 0 | 0 | 0 | 0 | 0
80 | 2025-01-04 | 8 | 0 | 0 | 0 | 0 | 0 | -1.2629 | 0 | -1.2629 | 0 | 0 | 0 | 0 | 0 | 0 | 0 | 0 | 0 | 0
81 | 2025-01-04 | 9 | 0 | 0 | 0 | 0 | 0 | -1.3664 | 0 | -1.3664 | 0 | 0 | 0 | 0 | 0 | 0 | 0 | 0 | 0 | 0
82 | 2025-01-04 | 10 | 0 | -1.1972 | 0 | -1.1613 | 0 | -1.2859 | 0 | -1.2859 | 0 | 0 | 0 | 0 | 0 | 0 | 0 | 0 | 0 | 0
83 | 2025-01-04 | 11 | 0 | -0.8503 | 0 | -0.83353 | 0 | -0.96243 | 0 | -0.96243 | 0 | 0 | 0 | 0 | 0 | 0 | 0 | 0 | 0 | 0
84 | 2025-01-04 | 12 | 0 | -0.5163 | 0 | -0.51155 | 0 | -0.64741 | 0 | -0.64741 | 0 | 0 | 0 | 0 | 0 | 0 | 0 | 0 | 0 | 0
85 | 2025-01-04 | 13 | 0 | -0.32836 | 0 | -0.32879 | 0 | -0.4669 | 0 | -0.4669 | 0 | 0 | 0 | 0 | 0 | 0 | 0 | 0 | 0 | 0
86 | 2025-01-04 | 14 | 0 | -0.23591 | 0 | -0.2362 | 0 | -0.37502 | 0 | -0.37502 | 0 | 0 | 0 | 0 | 0 | 0 | 0 | 0 | 0 | 0
87 | 2025-01-04 | 15 | 0 | -0.25539 | 0 | -0.25571 | 0 | -0.39247 | 0 | -0.39247 | 0 | 0 | 0 | 0 | 0 | 0 | 0 | 0 | 0 | 0
88 | 2025-01-04 | 16 | 0 | -0.5424 | 0 | -0.53739 | 0 | -0.67216 | 0 | -0.67216 | 0 | 0 | 0 | 0 | 0 | 0 | 0 | 0 | 0 | 0
89 | 2025-01-04 | 17 | 0 | -0.64013 | 0 | -0.63419 | 0 | -0.79168 | 0 | -0.79168 | 0 | 0 | 0 | 0 | 0 | 0 | 0 | 0 | 0 | 0
90 | 2025-01-04 | 18 | 0 | -0.55808 | 0 | -0.54743 | 0 | -0.74247 | 0 | -0.74247 | 0 | 0 | 0 | 0 | 0 | 0 | 0 | 0 | 0 | 0
91 | 2025-01-04 | 19 | 0 | -0.44258 | 0 | -0.43431 | 0 | -0.6421 | 0 | -0.6421 | 0 | 0 | 0 | 0 | 0 | 0 | 0 | 0 | 0 | 0
92 | 2025-01-04 | 20 | 0 | -0.48054 | 0 | -0.47147 | 0 | -0.66931 | 0 | -0.66931 | 0 | 0 | 0 | 0 | 0 | 0 | 0 | 0 | 0 | 0
93 | 2025-01-04 | 21 | 0 | -0.48267 | 0 | -0.46907 | 0 | -0.65858 | 0 | -0.65858 | 0 | 0 | 0 | 0 | 0 | 0 | 0 | 0 | 0 | 0
94 | 2025-01-04 | 22 | 0 | -0.47048 | 0 | -0.45721 | 0 | -0.63606 | 0 | -0.63606 | 0 | 0 | 0 | 0 | 0 | 0 | 0 | 0 | 0 | 0
95 | 2025-01-04 | 23 | 0 | -0.53204 | 0 | -0.52186 | 0 | -0.68255 | 0 | -0.68255 | 0 | 0 | 0 | 0 | 0 | 0 | 0 | 0 | 0 | 0
96 | 2025-01-04 | 24 | 0 | -0.69902 | 0 | -0.69247 | 0 | -0.83156 | 0 | -0.83156 | 0 | 0 | 0 | 0 | 0 | 0 | 0 | 0 | 0 | 0
97 | 2025-01-05 | 1 | 0 | -0.91262 | 0 | -0.89457 | 0 | -1.0197 | 0 | -1.0197 | 0 | 0 | 0 | 0 | 0 | 0 | 0 | 0 | 0 | 0
98 | 2025-01-05 | 2 | 0 | -0.89967 | 0 | -0.88187 | 0 | -0.99944 | 0 | -0.99944 | 0 | 0 | 0 | 0 | 0 | 0 | 0 | 0 | 0 | 0
99 | 2025-01-05 | 3 | 0 | -0.89334 | 0 | -0.87567 | 0 | -0.98849 | 0 | -0.98849 | 0 | 0 | 0 | 0 | 0 | 0 | 0 | 0 | 0 | 0
100 | 2025-01-05 | 4 | 0 | -0.91986 | 0 | -0.91111 | 0 | -1.0134 | 0 | -1.0134 | 0 | 0 | 0 | 0 | 0 | 0 | 0 | 0 | 0 | 0
101 | 2025-01-05 | 5 | 0 | -0.9023 | 0 | -0.88443 | 0 | -0.99263 | 0 | -0.99263 | 0 | 0 | 0 | 0 | 0 | 0 | 0 | 0 | 0 | 0
102 | 2025-01-05 | 6 | 0 | -0.81683 | 0 | -0.80072 | 0 | -0.91255 | 0 | -0.91255 | 0 | 0 | 0 | 0 | 0 | 0 | 0 | 0 | 0 | 0
103 | 2025-01-05 | 7 | 0 | -0.74013 | 0 | -0.72561 | 0 | -0.84681 | 0 | -0.84681 | 0 | 0 | 0 | 0 | 0 | 0 | 0 | 0 | 0 | 0
104 | 2025-01-05 | 8 | 0 | -0.72028 | 0 | -0.70619 | 0 | -0.84054 | 0 | -0.84054 | 0 | 0 | 0 | 0 | 0 | 0 | 0 | 0 | 0 | 0
105 | 2025-01-05 | 9 | 0 | -0.80747 | 0 | -0.7916 | 0 | -0.92808 | 0 | -0.92808 | 0 | 0 | 0 | 0 | 0 | 0 | 0 | 0 | 0 | 0
106 | 2025-01-05 | 10 | 0 | -0.83024 | 0 | -0.83138 | 0 | -0.95603 | 0 | -0.95603 | 0 | 0 | 0 | 0 | 0 | 0 | 0 | 0 | 0 | 0
107 | 2025-01-05 | 11 | 0 | -0.84058 | 0 | -0.84174 | 0 | -0.96639 | 0 | -0.96639 | 0 | 0 | 0 | 0 | 0 | 0 | 0 | 0 | 0 | 0
108 | 2025-01-05 | 12 | 0 | -0.84185 | 0 | -0.83389 | 0 | -0.96617 | 0 | -0.96617 | 0 | 0 | 0 | 0 | 0 | 0 | 0 | 0 | 0 | 0
109 | 2025-01-05 | 13 | 0 | -0.71336 | 0 | -0.71433 | 0 | -0.84851 | 0 | -0.84851 | 0 | 0 | 0 | 0 | 0 | 0 | 0 | 0 | 0 | 0
110 | 2025-01-05 | 14 | 0 | -0.65382 | 0 | -0.6547 | 0 | -0.78953 | 0 | -0.78953 | 0 | 0 | 0 | 0 | 0 | 0 | 0 | 0 | 0 | 0
111 | 2025-01-05 | 15 | 0 | -0.63593 | 0 | -0.64149 | 0 | -0.77383 | 0 | -0.77383 | 0 | 0 | 0 | 0 | 0 | 0 | 0 | 0 | 0 | 0
112 | 2025-01-05 | 16 | 0 | -0.62948 | 0 | -0.63499 | 0 | -0.77221 | 0 | -0.77221 | 0 | 0 | 0 | 0 | 0 | 0 | 0 | 0 | 0 | 0
113 | 2025-01-05 | 17 | 0 | -0.60133 | 0 | -0.59577 | 0 | -0.75628 | 0 | -0.75628 | 0 | 0 | 0 | 0 | 0 | 0 | 0 | 0 | 0 | 0
114 | 2025-01-05 | 18 | 0 | -0.48833 | 0 | -0.48897 | 0 | -0.67951 | 0 | -0.67951 | 0 | 0 | 0 | 0 | 0 | 0 | 0 | 0 | 0 | 0
115 | 2025-01-05 | 19 | 0 | -0.38078 | 0 | -0.37742 | 0 | -0.5835 | 0 | -0.5835 | 0 | 0 | 0 | 0 | 0 | 0 | 0 | 0 | 0 | 0
116 | 2025-01-05 | 20 | 0 | -0.34326 | 0 | -0.34369 | 0 | -0.53683 | 0 | -0.53683 | 0 | 0 | 0 | 0 | 0 | 0 | 0 | 0 | 0 | 0
117 | 2025-01-05 | 21 | 0 | -0.39505 | 0 | -0.38774 | 0 | -0.57262 | 0 | -0.57262 | 0 | 0 | 0 | 0 | 0 | 0 | 0 | 0 | 0 | 0
118 | 2025-01-05 | 22 | 0 | -0.47205 | 0 | -0.46315 | 0 | -0.63675 | 0 | -0.63675 | 0 | 0 | 0 | 0 | 0 | 0 | 0 | 0 | 0 | 0
119 | 2025-01-05 | 23 | 0 | -0.5758 | 0 | -0.57658 | 0 | -0.7253 | 0 | -0.7253 | 0 | 0 | 0 | 0 | 0 | 0 | 0 | 0 | 0 | 0
120 | 2025-01-05 | 24 | 0 | -0.67618 | 0 | -0.66986 | 0 | -0.80769 | 0 | -0.80769 | 0 | 0 | 0 | 0 | 0 | 0 | 0 | 0 | 0 | 0
121 | 2025-01-06 | 1 | 0 | -0.78603 | 0 | -0.77059 | 0 | -0.89588 | 0 | -0.89588 | 0 | 0 | 0 | 0 | 0 | 0 | 0 | 0 | 0 | 0
122 | 2025-01-06 | 2 | 0 | -0.77906 | 0 | -0.78013 | 0 | -0.88762 | 0 | -0.88762 | 0 | 0 | 0 | 0 | 0 | 0 | 0 | 0 | 0 | 0
123 | 2025-01-06 | 3 | 0 | -0.77605 | 0 | -0.77711 | 0 | -0.88281 | 0 | -0.88281 | 0 | 0 | 0 | 0 | 0 | 0 | 0 | 0 | 0 | 0
124 | 2025-01-06 | 4 | 0 | -0.79147 | 0 | -0.79256 | 0 | -0.89185 | 0 | -0.89185 | 0 | 0 | 0 | 0 | 0 | 0 | 0 | 0 | 0 | 0
125 | 2025-01-06 | 5 | 0 | -0.79058 | 0 | -0.7831 | 0 | -0.88521 | 0 | -0.88521 | 0 | 0 | 0 | 0 | 0 | 0 | 0 | 0 | 0 | 0
126 | 2025-01-06 | 6 | 0 | 0 | 0 | 0 | 0 | -0.88623 | 0 | -0.88623 | 0 | 0 | 0 | 0 | 0 | 0 | 0 | 0 | 0 | 0
127 | 2025-01-06 | 7 | 0 | 0 | 0 | 0 | 0 | -0.89674 | 0 | -0.89674 | 0 | 0 | 0 | 0 | 0 | 0 | 0 | 0 | 0 | 0
128 | 2025-01-06 | 8 | 0 | -0.75903 | 0 | -0.73684 | 0 | -0.87502 | 0 | -0.87502 | 0 | 0 | 0 | 0 | 0 | 0 | 0 | 0 | 0 | 0
129 | 2025-01-06 | 9 | 0 | -0.79521 | 0 | -0.80225 | 0 | -0.92726 | 0 | -0.92726 | 0 | 0 | 0 | 0 | 0 | 0 | 0 | 0 | 0 | 0
130 | 2025-01-06 | 10 | 0 | -0.88129 | 0 | -0.87294 | 0 | -1.0022 | 0 | -1.0022 | 0 | 0 | 0 | 0 | 0 | 0 | 0 | 0 | 0 | 0
131 | 2025-01-06 | 11 | 0 | -0.94629 | 0 | -0.92758 | 0 | -1.0626 | 0 | -1.0626 | 0 | 0 | 0 | 0 | 0 | 0 | 0 | 0 | 0 | 0
132 | 2025-01-06 | 12 | 0 | -0.88502 | 0 | -0.8929 | 0 | -1.0165 | 0 | -1.0165 | 0 | 0 | 0 | 0 | 0 | 0 | 0 | 0 | 0 | 0
133 | 2025-01-06 | 13 | 0 | -0.9854 | 0 | -0.98676 | 0 | -1.1129 | 0 | -1.1129 | 0 | 0 | 0 | 0 | 0 | 0 | 0 | 0 | 0 | 0
134 | 2025-01-06 | 14 | 0 | -0.69915 | 0 | -0.7001 | 0 | -0.83153 | 0 | -0.83153 | 0 | 0 | 0 | 0 | 0 | 0 | 0 | 0 | 0 | 0
135 | 2025-01-06 | 15 | 0 | -0.75118 | 0 | -0.74411 | 0 | -0.88047 | 0 | -0.88047 | 0 | 0 | 0 | 0 | 0 | 0 | 0 | 0 | 0 | 0
136 | 2025-01-06 | 16 | 0 | -0.82816 | 0 | -0.81189 | 0 | -0.95771 | 0 | -0.95771 | 0 | 0 | 0 | 0 | 0 | 0 | 0 | 0 | 0 | 0
137 | 2025-01-06 | 17 | 0 | -0.8004 | 0 | -0.78473 | 0 | -0.94787 | 0 | -0.94787 | 0 | 0 | 0 | 0 | 0 | 0 | 0 | 0 | 0 | 0
138 | 2025-01-06 | 18 | 0 | -0.70197 | 0 | -0.6817 | 0 | -0.88175 | 0 | -0.88175 | 0 | 0 | 0 | 0 | 0 | 0 | 0 | 0 | 0 | 0
139 | 2025-01-06 | 19 | 0 | 0 | 0 | 0 | 0 | -0.80262 | 0 | -0.80262 | 0 | 0.33 | 0 | 0 | 0 | 0 | 0 | -0.26486 | 0 | -0.26486
140 | 2025-01-06 | 20 | 0 | 0 | 0 | 0 | 0 | -0.80659 | 0 | -0.80659 | 0 | 0.33 | 0 | 0 | 0 | 0 | 0 | -0.26617 | 0 | -0.26617
141 | 2025-01-06 | 21 | 0 | 0 | 0 | 0 | 0 | -0.81079 | 0 | -0.81079 | 0 | 0 | 0 | 0 | 0 | 0 | 0 | 0 | 0 | 0
142 | 2025-01-06 | 22 | 0 | 0 | 0 | 0 | 0 | -0.94924 | 0 | -0.94924 | 0 | 0 | 0 | 0 | 0 | 0 | 0 | 0 | 0 | 0
143 | 2025-01-06 | 23 | 0 | 0 | 0 | 0 | 0 | -1.0254 | 0 | -1.0254 | 0 | 0 | 0 | 0 | 0 | 0 | 0 | 0 | 0 | 0
144 | 2025-01-06 | 24 | 0 | 0 | 0 | 0 | 0 | -1.0442 | 0 | -1.0442 | 0 | 0 | 0 | 0 | 0 | 0 | 0 | 0 | 0 | 0
145 | 2025-01-07 | 1 | 0 | 0 | 0 | 0 | 0 | -1.1577 | 0 | -1.1577 | 0 | 0 | 0 | 0 | 0 | 0 | 0 | 0 | 0 | 0
146 | 2025-01-07 | 2 | 0 | 0 | 0 | 0 | 0 | -1.2333 | 0 | -1.2333 | 0 | 0 | 0 | 0 | 0 | 0 | 0 | 0 | 0 | 0
147 | 2025-01-07 | 3 | 0 | 0 | 0 | 0 | 0 | -1.2155 | 0 | -1.2155 | 0 | 0 | 0 | 0 | 0 | 0 | 0 | 0 | 0 | 0
148 | 2025-01-07 | 4 | 0 | 0 | 0 | 0 | 0 | -1.2486 | 0 | -1.2486 | 0 | 0 | 0 | 0 | 0 | 0 | 0 | 0 | 0 | 0
149 | 2025-01-07 | 5 | 0 | 0 | 0 | 0 | 0 | -1.2979 | 0 | -1.2979 | 0 | 0 | 0 | 0 | 0 | 0 | 0 | 0 | 0 | 0
150 | 2025-01-07 | 6 | 0 | 0 | 0 | 0 | 0 | -1.2798 | 0 | -1.2798 | 0 | 0 | 0 | 0 | 0 | 0 | 0 | 0 | 0 | 0
151 | 2025-01-07 | 7 | 0 | 0 | 0 | 0 | 0 | -1.2659 | 0 | -1.2659 | 0 | 0 | 0 | 0 | 0 | 0 | 0 | 0 | 0 | 0
152 | 2025-01-07 | 8 | 0 | 0 | 0 | 0 | 0 | -1.2498 | 0 | -1.2498 | 0 | 0 | 0 | 0 | 0 | 0 | 0 | 0 | 0 | 0
153 | 2025-01-07 | 9 | 0 | 0 | 0 | 0 | 0 | -1.3399 | 0 | -1.3399 | 0 | 0 | 0 | 0 | 0 | 0 | 0 | 0 | 0 | 0
154 | 2025-01-07 | 10 | 0 | 0 | 0 | 0 | 0 | -1.233 | 0 | -1.233 | 0 | 0 | 0 | 0 | 0 | 0 | 0 | 0 | 0 | 0
155 | 2025-01-07 | 11 | 0 | 0 | 0 | 0 | 0 | -0.89215 | 0 | -0.89215 | 0 | 0 | 0 | 0 | 0 | 0 | 0 | 0 | 0 | 0
156 | 2025-01-07 | 12 | 0 | 0 | 0 | 0 | 0 | -0.75025 | 0 | -0.75025 | 0 | 0 | 0 | 0 | 0 | 0 | 0 | 0 | 0 | 0
157 | 2025-01-07 | 13 | 0 | 0 | 0 | 0 | 0 | -0.75964 | 0 | -0.75964 | 0 | 0 | 0 | 0 | 0 | 0 | 0 | 0 | 0 | 0
158 | 2025-01-07 | 14 | 0 | 0 | 0 | 0 | 0 | -0.79899 | 0 | -0.79899 | 0 | 0 | 0 | 0 | 0 | 0 | 0 | 0 | 0 | 0
159 | 2025-01-07 | 15 | 0 | 0 | 0 | 0 | 0 | -0.89713 | 0 | -0.89713 | 0 | 0 | 0 | 0 | 0 | 0 | 0 | 0 | 0 | 0
160 | 2025-01-07 | 16 | 0 | 0 | 0 | 0 | 0 | -0.98577 | 0 | -0.98577 | 0 | 0 | 0 | 0 | 0 | 0 | 0 | 0 | 0 | 0
161 | 2025-01-07 | 17 | 0 | 0 | 0 | 0 | 0 | -0.99923 | 0 | -0.99923 | 0 | 0 | 0 | 0 | 0 | 0 | 0 | 0 | 0 | 0
162 | 2025-01-07 | 18 | 0 | 0 | 0 | 0 | 0 | -1.0624 | 0 | -1.0624 | 0 | 0 | 0 | 0 | 0 | 0 | 0 | 0 | 0 | 0
163 | 2025-01-07 | 19 | 0 | 0 | 0 | 0 | 0 | -1.1358 | 0 | -1.1358 | 0 | 0.33 | 0 | 0 | 0 | 0 | 0 | -0.37482 | 0 | -0.37482
164 | 2025-01-07 | 20 | 0 | 0 | 0 | 0 | 0 | -1.1773 | 0 | -1.1773 | 0 | 0.33 | 0 | 0 | 0 | 0 | 0 | -0.3885 | 0 | -0.3885
165 | 2025-01-07 | 21 | 0 | 0 | 0 | 0 | 0 | -1.1526 | 0 | -1.1526 | 0 | 0 | 0 | 0 | 0 | 0 | 0 | 0 | 0 | 0
166 | 2025-01-07 | 22 | 0 | 0 | 0 | 0 | 0 | -0.99114 | 0 | -0.99114 | 0 | 0 | 0 | 0 | 0 | 0 | 0 | 0 | 0 | 0
167 | 2025-01-07 | 23 | 0 | 0 | 0 | 0 | 0 | -1.1222 | 0 | -1.1222 | 0 | 0 | 0 | 0 | 0 | 0 | 0 | 0 | 0 | 0
168 | 2025-01-07 | 24 | 0 | 0 | 0 | 0 | 0 | -1.1728 | 0 | -1.1728 | 0 | 0 | 0 | 0 | 0 | 0 | 0 | 0 | 0 | 0
169 | 2025-01-08 | 1 | 0 | 0 | 0 | 0 | 0 | -1.2487 | 0 | -1.2487 | 0 | 0 | 0 | 0 | 0 | 0 | 0 | 0 | 0 | 0
170 | 2025-01-08 | 2 | 0 | 0 | 0 | 0 | 0 | -1.3214 | 0 | -1.3214 | 0 | 0 | 0 | 0 | 0 | 0 | 0 | 0 | 0 | 0
171 | 2025-01-08 | 3 | 0 | 0 | 0 | 0 | 0 | -1.2852 | 0 | -1.2852 | 0 | 0 | 0 | 0 | 0 | 0 | 0 | 0 | 0 | 0
172 | 2025-01-08 | 4 | 0 | 0 | 0 | 0 | 0 | -1.1911 | 0 | -1.1911 | 0 | 0 | 0 | 0 | 0 | 0 | 0 | 0 | 0 | 0
173 | 2025-01-08 | 5 | 0 | 0 | 0 | 0 | 0 | -1.1752 | 0 | -1.1752 | 0 | 0 | 0 | 0 | 0 | 0 | 0 | 0 | 0 | 0
174 | 2025-01-08 | 6 | 0 | 0 | 0 | 0 | 0 | -1.3103 | 0 | -1.3103 | 0 | 0 | 0 | 0 | 0 | 0 | 0 | 0 | 0 | 0
175 | 2025-01-08 | 7 | 0 | 0 | 0 | 0 | 0 | -1.4338 | 0 | -1.4338 | 0 | 0 | 0 | 0 | 0 | 0 | 0 | 0 | 0 | 0
176 | 2025-01-08 | 8 | 0 | 0 | 0 | 0 | 0 | -1.5124 | 0 | -1.5124 | 0 | 0 | 0 | 0 | 0 | 0 | 0 | 0 | 0 | 0
177 | 2025-01-08 | 9 | 0 | 0 | 0 | 0 | 0 | -1.6367 | 0 | -1.6367 | 0 | 0 | 0 | 0 | 0 | 0 | 0 | 0 | 0 | 0
178 | 2025-01-08 | 10 | 0 | 0 | 0 | 0 | 0 | -1.6594 | 0 | -1.6594 | 0 | 0 | 0 | 0 | 0 | 0 | 0 | 0 | 0 | 0
179 | 2025-01-08 | 11 | 0 | 0 | 0 | 0 | 0 | -1.4724 | 0 | -1.4724 | 0 | 0 | 0 | 0 | 0 | 0 | 0 | 0 | 0 | 0
180 | 2025-01-08 | 12 | 0 | 0 | 0 | 0 | 0 | -1.3654 | 0 | -1.3654 | 0 | 0 | 0 | 0 | 0 | 0 | 0 | 0 | 0 | 0
181 | 2025-01-08 | 13 | 0 | 0 | 0 | 0 | 0 | -1.2522 | 0 | -1.2522 | 0 | 0 | 0 | 0 | 0 | 0 | 0 | 0 | 0 | 0
182 | 2025-01-08 | 14 | 0 | 0 | 0 | 0 | 0 | -1.194 | 0 | -1.194 | 0 | 0 | 0 | 0 | 0 | 0 | 0 | 0 | 0 | 0
183 | 2025-01-08 | 15 | 0 | 0 | 0 | 0 | 0 | -1.1534 | 0 | -1.1534 | 0 | 0 | 0 | 0 | 0 | 0 | 0 | 0 | 0 | 0
184 | 2025-01-08 | 16 | 0 | 0 | 0 | 0 | 0 | -1.1742 | 0 | -1.1742 | 0 | 0 | 0 | 0 | 0 | 0 | 0 | 0 | 0 | 0
185 | 2025-01-08 | 17 | 0 | 0 | 0 | 0 | 0 | -1.2888 | 0 | -1.2888 | 0 | 0 | 0 | 0 | 0 | 0 | 0 | 0 | 0 | 0
186 | 2025-01-08 | 18 | 0 | 0 | 0 | 0 | 0 | -1.2866 | 0 | -1.2866 | 0 | 0 | 0 | 0 | 0 | 0 | 0 | 0 | 0 | 0
187 | 2025-01-08 | 19 | 0 | 0 | 0 | 0 | 0 | -1.26 | 0 | -1.26 | 0 | 0.33 | 0 | 0 | 0 | 0 | 0 | -0.41582 | 0 | -0.41582
188 | 2025-01-08 | 20 | 0 | 0 | 0 | 0 | 0 | -1.1862 | 0 | -1.1862 | 0 | 0.33 | 0 | 0 | 0 | 0 | 0 | -0.39144 | 0 | -0.39144
189 | 2025-01-08 | 21 | 0 | 0 | 0 | 0 | 0 | -1.3431 | 0 | -1.3431 | 0 | 0 | 0 | 0 | 0 | 0 | 0 | 0 | 0 | 0
190 | 2025-01-08 | 22 | 0 | 0 | 0 | 0 | 0 | -1.4773 | 0 | -1.4773 | 0 | 0 | 0 | 0 | 0 | 0 | 0 | 0 | 0 | 0
191 | 2025-01-08 | 23 | 0 | 0 | 0 | 0 | 0 | -1.4928 | 0 | -1.4928 | 0 | 0 | 0 | 0 | 0 | 0 | 0 | 0 | 0 | 0
192 | 2025-01-08 | 24 | 0 | 0 | 0 | 0 | 0 | -1.5939 | 0 | -1.5939 | 0 | 0 | 0 | 0 | 0 | 0 | 0 | 0 | 0 | 0
193 | 2025-01-09 | 1 | 0 | 0 | 0 | 0 | 0 | -1.6659 | 0 | -1.6659 | 0 | 0 | 0 | 0 | 0 | 0 | 0 | 0 | 0 | 0
194 | 2025-01-09 | 2 | 0 | 0 | 0 | 0 | 0 | -1.7335 | 0 | -1.7335 | 0 | 0 | 0 | 0 | 0 | 0 | 0 | 0 | 0 | 0
195 | 2025-01-09 | 3 | 0 | 0 | 0 | 0 | 0 | -1.8233 | 0 | -1.8233 | 0 | 0 | 0 | 0 | 0 | 0 | 0 | 0 | 0 | 0
196 | 2025-01-09 | 4 | 0 | 0 | 0 | 0 | 0 | -1.8823 | 0 | -1.8823 | 0 | 0 | 0 | 0 | 0 | 0 | 0 | 0 | 0 | 0
197 | 2025-01-09 | 5 | 0 | 0 | 0 | 0 | 0 | -1.854 | 0 | -1.854 | 0 | 0 | 0 | 0 | 0 | 0 | 0 | 0 | 0 | 0
198 | 2025-01-09 | 6 | 0 | 0 | 0 | 0 | 0 | -1.6861 | 0 | -1.6861 | 0 | 0 | 0 | 0 | 0 | 0 | 0 | 0 | 0 | 0
199 | 2025-01-09 | 7 | 0 | 0 | 0 | 0 | 0 | -1.5871 | 0 | -1.5871 | 0 | 0 | 0 | 0 | 0 | 0 | 0 | 0 | 0 | 0
200 | 2025-01-09 | 8 | 0 | 0 | 0 | 0 | 0 | -1.5866 | 0 | -1.5866 | 0 | 0 | 0 | 0 | 0 | 0 | 0 | 0 | 0 | 0
201 | 2025-01-09 | 9 | 0 | 0 | 0 | 0 | 0 | -1.5028 | 0 | -1.5028 | 0 | 0 | 0 | 0 | 0 | 0 | 0 | 0 | 0 | 0
202 | 2025-01-09 | 10 | 0 | 0 | 0 | 0 | 0 | -1.3581 | 0 | -1.3581 | 0 | 0 | 0 | 0 | 0 | 0 | 0 | 0 | 0 | 0
203 | 2025-01-09 | 11 | 0 | 0 | 0 | 0 | 0 | -1.1226 | 0 | -1.1226 | 0 | 0 | 0 | 0 | 0 | 0 | 0 | 0 | 0 | 0
204 | 2025-01-09 | 12 | 0 | 0 | 0 | 0 | 0 | -1.0593 | 0 | -1.0593 | 0 | 0 | 0 | 0 | 0 | 0 | 0 | 0 | 0 | 0
205 | 2025-01-09 | 13 | 0 | 0 | 0 | 0 | 0 | -1.0477 | 0 | -1.0477 | 0 | 0 | 0 | 0 | 0 | 0 | 0 | 0 | 0 | 0
206 | 2025-01-09 | 14 | 0 | 0 | 0 | 0 | 0 | -0.9346 | 0 | -0.9346 | 0 | 0 | 0 | 0 | 0 | 0 | 0 | 0 | 0 | 0
207 | 2025-01-09 | 15 | 0 | 0 | 0 | 0 | 0 | -0.89887 | 0 | -0.89887 | 0 | 0 | 0 | 0 | 0 | 0 | 0 | 0 | 0 | 0
208 | 2025-01-09 | 16 | 0 | 0 | 0 | 0 | 0 | -1.0681 | 0 | -1.0681 | 0 | 0 | 0 | 0 | 0 | 0 | 0 | 0 | 0 | 0
209 | 2025-01-09 | 17 | 0 | 0 | 0 | 0 | 0 | -1.152 | 0 | -1.152 | 0 | 0 | 0 | 0 | 0 | 0 | 0 | 0 | 0 | 0
210 | 2025-01-09 | 18 | 0 | 0 | 0 | 0 | 0 | -1.151 | 0 | -1.151 | 0 | 0 | 0 | 0 | 0 | 0 | 0 | 0 | 0 | 0
211 | 2025-01-09 | 19 | 0 | 0 | 0 | 0 | 0 | -1.2142 | 0 | -1.2142 | 0 | 0.33 | 0 | 0 | 0 | 0 | 0 | -0.4007 | 0 | -0.4007
212 | 2025-01-09 | 20 | 0 | 0 | 0 | 0 | 0 | -1.2929 | 0 | -1.2929 | 0 | 0.33 | 0 | 0 | 0 | 0 | 0 | -0.42666 | 0 | -0.42666
213 | 2025-01-09 | 21 | 0 | 0 | 0 | 0 | 0 | -1.2646 | 0 | -1.2646 | 0 | 0 | 0 | 0 | 0 | 0 | 0 | 0 | 0 | 0
214 | 2025-01-09 | 22 | 0 | 0 | 0 | 0 | 0 | -1.3189 | 0 | -1.3189 | 0 | 0 | 0 | 0 | 0 | 0 | 0 | 0 | 0 | 0
215 | 2025-01-09 | 23 | 0 | 0 | 0 | 0 | 0 | -1.5746 | 0 | -1.5746 | 0 | 0 | 0 | 0 | 0 | 0 | 0 | 0 | 0 | 0
216 | 2025-01-09 | 24 | 0 | 0 | 0 | 0 | 0 | -1.7973 | 0 | -1.7973 | 0 | 0 | 0 | 0 | 0 | 0 | 0 | 0 | 0 | 0
217 | 2025-01-10 | 1 | 0 | 0 | 0 | 0 | 0 | -1.8923 | 0 | -1.8923 | 0 | 0 | 0 | 0 | 0 | 0 | 0 | 0 | 0 | 0
218 | 2025-01-10 | 2 | 0 | 0 | 0 | 0 | 0 | -2.0749 | 0 | -2.0749 | 0 | 0 | 0 | 0 | 0 | 0 | 0 | 0 | 0 | 0
219 | 2025-01-10 | 3 | 0 | 0 | 0 | 0 | 0 | -2.1177 | 0 | -2.1177 | 0 | 0 | 0 | 0 | 0 | 0 | 0 | 0 | 0 | 0
220 | 2025-01-10 | 4 | 0 | 0 | 0 | 0 | 0 | -2.377 | 0 | -2.377 | 0 | 0 | 0 | 0 | 0 | 0 | 0 | 0 | 0 | 0
221 | 2025-01-10 | 5 | 0 | 0 | 0 | 0 | 0 | -2.7979 | 0 | -2.7979 | 0 | 0 | 0 | 0 | 0 | 0 | 0 | 0 | 0 | 0
222 | 2025-01-10 | 6 | 0 | 0 | 0 | 0 | 0 | -2.7287 | 0 | -2.7287 | 0 | 0 | 0 | 0 | 0 | 0 | 0 | 0 | 0 | 0
223 | 2025-01-10 | 7 | 0 | 0 | 0 | 0 | 0 | -2.6119 | 0 | -2.6119 | 0 | 0 | 0 | 0 | 0 | 0 | 0 | 0 | 0 | 0
224 | 2025-01-10 | 8 | 0 | 0 | 0 | 0 | 0 | -2.6683 | 0 | -2.6683 | 0 | 0 | 0 | 0 | 0 | 0 | 0 | 0 | 0 | 0
225 | 2025-01-10 | 9 | 0 | 0 | 0 | 0 | 0 | -2.5485 | 0 | -2.5485 | 0 | 0 | 0 | 0 | 0 | 0 | 0 | 0 | 0 | 0
226 | 2025-01-10 | 10 | 0 | 0 | 0 | 0 | 0 | -2.2205 | 0 | -2.2205 | 0 | 0 | 0 | 0 | 0 | 0 | 0 | 0 | 0 | 0
227 | 2025-01-10 | 11 | 0 | 0 | 0 | 0 | 0 | -2.2315 | 0 | -2.2315 | 0 | 0 | 0 | 0 | 0 | 0 | 0 | 0 | 0 | 0
228 | 2025-01-10 | 12 | 0 | 0 | 0 | 0 | 0 | -1.6881 | 0 | -1.6881 | 0 | 0 | 0 | 0 | 0 | 0 | 0 | 0 | 0 | 0
229 | 2025-01-10 | 13 | 0 | 0 | 0 | 0 | 0 | -1.442 | 0 | -1.442 | 0 | 0 | 0 | 0 | 0 | 0 | 0 | 0 | 0 | 0
230 | 2025-01-10 | 14 | 0 | 0 | 0 | 0 | 0 | -1.4623 | 0 | -1.4623 | 0 | 0 | 0 | 0 | 0 | 0 | 0 | 0 | 0 | 0
231 | 2025-01-10 | 15 | 0 | 0 | 0 | 0 | 0 | -1.7824 | 0 | -1.7824 | 0 | 0 | 0 | 0 | 0 | 0 | 0 | 0 | 0 | 0
232 | 2025-01-10 | 16 | 0 | 0 | 0 | 0 | 0 | -1.9115 | 0 | -1.9115 | 0 | 0 | 0 | 0 | 0 | 0 | 0 | 0 | 0 | 0
233 | 2025-01-10 | 17 | 0 | 0 | 0 | 0 | 0 | -1.8858 | 0 | -1.8858 | 0 | 0 | 0 | 0 | 0 | 0 | 0 | 0 | 0 | 0
234 | 2025-01-10 | 18 | 0 | 0 | 0 | 0 | 0 | -1.9068 | 0 | -1.9068 | 0 | 0 | 0 | 0 | 0 | 0 | 0 | 0 | 0 | 0
235 | 2025-01-10 | 19 | 0 | 0 | 0 | 0 | 0 | -1.8722 | 0 | -1.8722 | 0 | 0.33 | 0 | 0 | 0 | 0 | 0 | -0.61782 | 0 | -0.61782
236 | 2025-01-10 | 20 | 0 | 0 | 0 | 0 | 0 | -2.0127 | 0 | -2.0127 | 0 | 0.33 | 0 | 0 | 0 | 0 | 0 | -0.6642 | 0 | -0.6642
237 | 2025-01-10 | 21 | 0 | 0 | 0 | 0 | 0 | -2.0441 | 0 | -2.0441 | 0 | 0 | 0 | 0 | 0 | 0 | 0 | 0 | 0 | 0
238 | 2025-01-10 | 22 | 0 | 0 | 0 | 0 | 0 | -2.1916 | 0 | -2.1916 | 0 | 0 | 0 | 0 | 0 | 0 | 0 | 0 | 0 | 0
239 | 2025-01-10 | 23 | 0 | 0 | 0 | 0 | 0 | -2.2995 | 0 | -2.2995 | 0 | 0 | 0 | 0 | 0 | 0 | 0 | 0 | 0 | 0
240 | 2025-01-10 | 24 | 0 | 0 | 0 | 0 | 0 | -2.2992 | 0 | -2.2992 | 0 | 0 | 0 | 0 | 0 | 0 | 0 | 0 | 0 | 0
241 | 2025-01-11 | 1 | 0 | 0 | 0 | 0 | 0 | -2.336 | 0 | -2.336 | 0 | 0 | 0 | 0 | 0 | 0 | 0 | 0 | 0 | 0
242 | 2025-01-11 | 2 | 0 | 0 | 0 | 0 | 0 | -2.3952 | 0 | -2.3952 | 0 | 0 | 0 | 0 | 0 | 0 | 0 | 0 | 0 | 0
243 | 2025-01-11 | 3 | 0 | 0 | 0 | 0 | 0 | -2.3788 | 0 | -2.3788 | 0 | 0 | 0 | 0 | 0 | 0 | 0 | 0 | 0 | 0
244 | 2025-01-11 | 4 | 0 | 0 | 0 | 0 | 0 | -2.3472 | 0 | -2.3472 | 0 | 0 | 0 | 0 | 0 | 0 | 0 | 0 | 0 | 0
245 | 2025-01-11 | 5 | 0 | 0 | 0 | 0 | 0 | -2.2905 | 0 | -2.2905 | 0 | 0 | 0 | 0 | 0 | 0 | 0 | 0 | 0 | 0
246 | 2025-01-11 | 6 | 0 | 0 | 0 | 0 | 0 | -2.2249 | 0 | -2.2249 | 0 | 0 | 0 | 0 | 0 | 0 | 0 | 0 | 0 | 0
247 | 2025-01-11 | 7 | 0 | 0 | 0 | 0 | 0 | -2.3109 | 0 | -2.3109 | 0 | 0 | 0 | 0 | 0 | 0 | 0 | 0 | 0 | 0
248 | 2025-01-11 | 8 | 0 | 0 | 0 | 0 | 0 | -2.2262 | 0 | -2.2262 | 0 | 0 | 0 | 0 | 0 | 0 | 0 | 0 | 0 | 0
249 | 2025-01-11 | 9 | 0 | 0 | 0 | 0 | 0 | -2.2075 | 0 | -2.2075 | 0 | 0 | 0 | 0 | 0 | 0 | 0 | 0 | 0 | 0
250 | 2025-01-11 | 10 | 0 | 0 | 0 | 0 | 0 | -2.0205 | 0 | -2.0205 | 0 | 0 | 0 | 0 | 0 | 0 | 0 | 0 | 0 | 0
251 | 2025-01-11 | 11 | 0 | 0 | 0 | 0 | 0 | -1.6129 | 0 | -1.6129 | 0 | 0 | 0 | 0 | 0 | 0 | 0 | 0 | 0 | 0
252 | 2025-01-11 | 12 | 0 | 0 | 0 | 0 | 0 | -1.5095 | 0 | -1.5095 | 0 | 0 | 0 | 0 | 0 | 0 | 0 | 0 | 0 | 0
253 | 2025-01-11 | 13 | 0 | 0 | 0 | 0 | 0 | -1.508 | 0 | -1.508 | 0 | 0 | 0 | 0 | 0 | 0 | 0 | 0 | 0 | 0
254 | 2025-01-11 | 14 | 0 | 0 | 0 | 0 | 0 | -1.4103 | 0 | -1.4103 | 0 | 0 | 0 | 0 | 0 | 0 | 0 | 0 | 0 | 0
255 | 2025-01-11 | 15 | 0 | 0 | 0 | 0 | 0 | -1.4225 | 0 | -1.4225 | 0 | 0 | 0 | 0 | 0 | 0 | 0 | 0 | 0 | 0
256 | 2025-01-11 | 16 | 0 | 0 | 0 | 0 | 0 | -1.4797 | 0 | -1.4797 | 0 | 0 | 0 | 0 | 0 | 0 | 0 | 0 | 0 | 0
257 | 2025-01-11 | 17 | 0 | 0 | 0 | 0 | 0 | -1.4429 | 0 | -1.4429 | 0 | 0 | 0 | 0 | 0 | 0 | 0 | 0 | 0 | 0
258 | 2025-01-11 | 18 | 0 | 0 | 0 | 0 | 0 | -1.3877 | 0 | -1.3877 | 0 | 0 | 0 | 0 | 0 | 0 | 0 | 0 | 0 | 0
259 | 2025-01-11 | 19 | 0 | 0 | 0 | 0 | 0 | -1.3279 | 0 | -1.3279 | 0 | 0 | 0 | 0 | 0 | 0 | 0 | 0 | 0 | 0
260 | 2025-01-11 | 20 | 0 | 0 | 0 | 0 | 0 | -1.2692 | 0 | -1.2692 | 0 | 0 | 0 | 0 | 0 | 0 | 0 | 0 | 0 | 0
261 | 2025-01-11 | 21 | 0 | -0.88869 | 0 | -0.86263 | 0 | -1.3563 | 0 | -1.3563 | 0 | 0 | 0 | 0 | 0 | 0 | 0 | 0 | 0 | 0
262 | 2025-01-11 | 22 | 0 | 0 | 0 | 0 | 0 | -1.4031 | 0 | -1.4031 | 0 | 0 | 0 | 0 | 0 | 0 | 0 | 0 | 0 | 0
263 | 2025-01-11 | 23 | 0 | 0 | 0 | 0 | 0 | -1.4049 | 0 | -1.4049 | 0 | 0 | 0 | 0 | 0 | 0 | 0 | 0 | 0 | 0
264 | 2025-01-11 | 24 | 0 | 0 | 0 | 0 | 0 | -1.5306 | 0 | -1.5306 | 0 | 0 | 0 | 0 | 0 | 0 | 0 | 0 | 0 | 0
265 | 2025-01-12 | 1 | 0 | 0 | 0 | 0 | 0 | -1.9591 | 0 | -1.9591 | 0 | 0 | 0 | 0 | 0 | 0 | 0 | 0 | 0 | 0
266 | 2025-01-12 | 2 | 0 | 0 | 0 | 0 | 0 | -2.1652 | 0 | -2.1652 | 0 | 0 | 0 | 0 | 0 | 0 | 0 | 0 | 0 | 0
267 | 2025-01-12 | 3 | 0 | 0 | 0 | 0 | 0 | -1.9912 | 0 | -1.9912 | 0 | 0 | 0 | 0 | 0 | 0 | 0 | 0 | 0 | 0
268 | 2025-01-12 | 4 | 0 | 0 | 0 | 0 | 0 | -1.8089 | 0 | -1.8089 | 0 | 0 | 0 | 0 | 0 | 0 | 0 | 0 | 0 | 0
269 | 2025-01-12 | 5 | 0 | 0 | 0 | 0 | 0 | -1.7103 | 0 | -1.7103 | 0 | 0 | 0 | 0 | 0 | 0 | 0 | 0 | 0 | 0
270 | 2025-01-12 | 6 | 0 | 0 | 0 | 0 | 0 | -1.7059 | 0 | -1.7059 | 0 | 0 | 0 | 0 | 0 | 0 | 0 | 0 | 0 | 0
271 | 2025-01-12 | 7 | 0 | 0 | 0 | 0 | 0 | -1.6795 | 0 | -1.6795 | 0 | 0 | 0 | 0 | 0 | 0 | 0 | 0 | 0 | 0
272 | 2025-01-12 | 8 | 0 | 0 | 0 | 0 | 0 | -1.5439 | 0 | -1.5439 | 0 | 0 | 0 | 0 | 0 | 0 | 0 | 0 | 0 | 0
273 | 2025-01-12 | 9 | 0 | 0 | 0 | 0 | 0 | -1.5019 | 0 | -1.5019 | 0 | 0 | 0 | 0 | 0 | 0 | 0 | 0 | 0 | 0
274 | 2025-01-12 | 10 | 0 | 0 | 0 | 0 | 0 | -1.5061 | 0 | -1.5061 | 0 | 0 | 0 | 0 | 0 | 0 | 0 | 0 | 0 | 0
275 | 2025-01-12 | 11 | 0 | 0 | 0 | 0 | 0 | -1.5128 | 0 | -1.5128 | 0 | 0 | 0 | 0 | 0 | 0 | 0 | 0 | 0 | 0
276 | 2025-01-12 | 12 | 0 | 0 | 0 | 0 | 0 | -1.4489 | 0 | -1.4489 | 0 | 0 | 0 | 0 | 0 | 0 | 0 | 0 | 0 | 0
277 | 2025-01-12 | 13 | 0 | -0.91022 | 0 | -0.8834 | 0 | -1.3395 | 0 | -1.3395 | 0 | 0 | 0 | 0 | 0 | 0 | 0 | 0 | 0 | 0
278 | 2025-01-12 | 14 | 0 | -0.8821 | 0 | -0.8647 | 0 | -1.3151 | 0 | -1.3151 | 0 | 0 | 0 | 0 | 0 | 0 | 0 | 0 | 0 | 0
279 | 2025-01-12 | 15 | 0 | -0.87488 | 0 | -0.84916 | 0 | -1.3061 | 0 | -1.3061 | 0 | 0 | 0 | 0 | 0 | 0 | 0 | 0 | 0 | 0
280 | 2025-01-12 | 16 | 0 | 0 | 0 | 0 | 0 | -1.2712 | 0 | -1.2712 | 0 | 0 | 0 | 0 | 0 | 0 | 0 | 0 | 0 | 0
281 | 2025-01-12 | 17 | 0 | 0 | 0 | 0 | 0 | -1.1405 | 0 | -1.1405 | 0 | 0 | 0 | 0 | 0 | 0 | 0 | 0 | 0 | 0
282 | 2025-01-12 | 18 | 0 | 0 | 0 | 0 | 0 | -0.78847 | 0 | -0.78847 | 0 | 0 | 0 | 0 | 0 | 0 | 0 | 0 | 0 | 0
283 | 2025-01-12 | 19 | 0 | -0.49775 | 0 | -0.48374 | 0 | -0.69566 | 0 | -0.69566 | 0 | 0 | 0 | 0 | 0 | 0 | 0 | 0 | 0 | 0
284 | 2025-01-12 | 20 | 0 | 0 | 0 | 0 | 0 | -0.65034 | 0 | -0.65034 | 0 | 0 | 0 | 0 | 0 | 0 | 0 | 0 | 0 | 0
285 | 2025-01-12 | 21 | 0 | 0 | 0 | 0 | 0 | -0.63963 | 0 | -0.63963 | 0 | 0 | 0 | 0 | 0 | 0 | 0 | 0 | 0 | 0
286 | 2025-01-12 | 22 | 0 | -0.5176 | 0 | -0.50289 | 0 | -0.677 | 0 | -0.677 | 0 | 0 | 0 | 0 | 0 | 0 | 0 | 0 | 0 | 0
287 | 2025-01-12 | 23 | 0 | -0.62922 | 0 | -0.61107 | 0 | -0.77141 | 0 | -0.77141 | 0 | 0 | 0 | 0 | 0 | 0 | 0 | 0 | 0 | 0
288 | 2025-01-12 | 24 | 0 | -0.80756 | 0 | -0.79169 | 0 | -0.93076 | 0 | -0.93076 | 0 | 0 | 0 | 0 | 0 | 0 | 0 | 0 | 0 | 0
289 | 2025-01-13 | 1 | 0 | 0 | 0 | 0 | 0 | -1.2086 | 0 | -1.2086 | 0 | 0 | 0 | 0 | 0 | 0 | 0 | 0 | 0 | 0
290 | 2025-01-13 | 2 | 0 | 0 | 0 | 0 | 0 | -1.3389 | 0 | -1.3389 | 0 | 0 | 0 | 0 | 0 | 0 | 0 | 0 | 0 | 0
291 | 2025-01-13 | 3 | 0 | 0 | 0 | 0 | 0 | -1.4167 | 0 | -1.4167 | 0 | 0 | 0 | 0 | 0 | 0 | 0 | 0 | 0 | 0
292 | 2025-01-13 | 4 | 0 | 0 | 0 | 0 | 0 | -1.6642 | 0 | -1.6642 | 0 | 0 | 0 | 0 | 0 | 0 | 0 | 0 | 0 | 0
293 | 2025-01-13 | 5 | 0 | 0 | 0 | 0 | 0 | -1.7863 | 0 | -1.7863 | 0 | 0 | 0 | 0 | 0 | 0 | 0 | 0 | 0 | 0
294 | 2025-01-13 | 6 | 0 | 0 | 0 | 0 | 0 | -1.7171 | 0 | -1.7171 | 0 | 0 | 0 | 0 | 0 | 0 | 0 | 0 | 0 | 0
295 | 2025-01-13 | 7 | 0 | 0 | 0 | 0 | 0 | -1.6042 | 0 | -1.6042 | 0 | 0 | 0 | 0 | 0 | 0 | 0 | 0 | 0 | 0
296 | 2025-01-13 | 8 | 0 | 0 | 0 | 0 | 0 | -1.6185 | 0 | -1.6185 | 0 | 0 | 0 | 0 | 0 | 0 | 0 | 0 | 0 | 0
297 | 2025-01-13 | 9 | 0 | 0 | 0 | 0 | 0 | -1.7681 | 0 | -1.7681 | 0 | 0 | 0 | 0 | 0 | 0 | 0 | 0 | 0 | 0
298 | 2025-01-13 | 10 | 0 | 0 | 0 | 0 | 0 | -1.7917 | 0 | -1.7917 | 0 | 0 | 0 | 0 | 0 | 0 | 0 | 0 | 0 | 0
299 | 2025-01-13 | 11 | 0 | 0 | 0 | 0 | 0 | -1.6603 | 0 | -1.6603 | 0 | 0 | 0 | 0 | 0 | 0 | 0 | 0 | 0 | 0
300 | 2025-01-13 | 12 | 0 | 0 | 0 | 0 | 0 | -1.6477 | 0 | -1.6477 | 0 | 0 | 0 | 0 | 0 | 0 | 0 | 0 | 0 | 0
301 | 2025-01-13 | 13 | 0 | 0 | 0 | 0 | 0 | -1.4965 | 0 | -1.4965 | 0 | 0 | 0 | 0 | 0 | 0 | 0 | 0 | 0 | 0
302 | 2025-01-13 | 14 | 0 | 0 | 0 | 0 | 0 | -1.1474 | 0 | -1.1474 | 0 | 0 | 0 | 0 | 0 | 0 | 0 | 0 | 0 | 0
303 | 2025-01-13 | 15 | 0 | 0 | 0 | 0 | 0 | -0.8343 | 0 | -0.8343 | 0 | 0 | 0 | 0 | 0 | 0 | 0 | 0 | 0 | 0
304 | 2025-01-13 | 16 | 0 | 0 | 0 | 0 | 0 | -0.72795 | 0 | -0.72795 | 0 | 0 | 0 | 0 | 0 | 0 | 0 | 0 | 0 | 0
305 | 2025-01-13 | 17 | 0 | 0 | 0 | 0 | 0 | -0.87933 | 0 | -0.87933 | 0 | 0 | 0 | 0 | 0 | 0 | 0 | 0 | 0 | 0
306 | 2025-01-13 | 18 | 0 | 0 | 0 | 0 | 0 | -1.0153 | 0 | -1.0153 | 0 | 0 | 0 | 0 | 0 | 0 | 0 | 0 | 0 | 0
307 | 2025-01-13 | 19 | 0 | 0 | 0 | 0 | 0 | -1.0069 | 0 | -1.0069 | 0 | 0.33 | 0 | 0 | 0 | 0 | 0 | -0.33226 | 0 | -0.33226
308 | 2025-01-13 | 20 | 0 | 0 | 0 | 0 | 0 | -1.0303 | 0 | -1.0303 | 0 | 0.33 | 0 | 0 | 0 | 0 | 0 | -0.33999 | 0 | -0.33999
309 | 2025-01-13 | 21 | 0 | 0 | 0 | 0 | 0 | -1.0599 | 0 | -1.0599 | 0 | 0 | 0 | 0 | 0 | 0 | 0 | 0 | 0 | 0
310 | 2025-01-13 | 22 | 0 | 0 | 0 | 0 | 0 | -1.1243 | 0 | -1.1243 | 0 | 0 | 0 | 0 | 0 | 0 | 0 | 0 | 0 | 0
311 | 2025-01-13 | 23 | 0 | 0 | 0 | 0 | 0 | -1.2709 | 0 | -1.2709 | 0 | 0 | 0 | 0 | 0 | 0 | 0 | 0 | 0 | 0
312 | 2025-01-13 | 24 | 0 | 0 | 0 | 0 | 0 | -1.3915 | 0 | -1.3915 | 0 | 0 | 0 | 0 | 0 | 0 | 0 | 0 | 0 | 0
313 | 2025-01-14 | 1 | 0 | 0 | 0 | 0 | 0 | -1.4205 | 0 | -1.4205 | 0 | 0 | 0 | 0 | 0 | 0 | 0 | 0 | 0 | 0
314 | 2025-01-14 | 2 | 0 | 0 | 0 | 0 | 0 | -1.5161 | 0 | -1.5161 | 0 | 0 | 0 | 0 | 0 | 0 | 0 | 0 | 0 | 0
315 | 2025-01-14 | 3 | 0 | 0 | 0 | 0 | 0 | -1.6284 | 0 | -1.6284 | 0 | 0 | 0 | 0 | 0 | 0 | 0 | 0 | 0 | 0
316 | 2025-01-14 | 4 | 0 | 0 | 0 | 0 | 0 | -1.6981 | 0 | -1.6981 | 0 | 0 | 0 | 0 | 0 | 0 | 0 | 0 | 0 | 0
317 | 2025-01-14 | 5 | 0 | 0 | 0 | 0 | 0 | -1.8013 | 0 | -1.8013 | 0 | 0 | 0 | 0 | 0 | 0 | 0 | 0 | 0 | 0
318 | 2025-01-14 | 6 | 0 | 0 | 0 | 0 | 0 | -1.7458 | 0 | -1.7458 | 0 | 0 | 0 | 0 | 0 | 0 | 0 | 0 | 0 | 0
319 | 2025-01-14 | 7 | 0 | 0 | 0 | 0 | 0 | -1.7176 | 0 | -1.7176 | 0 | 0 | 0 | 0 | 0 | 0 | 0 | 0 | 0 | 0
320 | 2025-01-14 | 8 | 0 | 0 | 0 | 0 | 0 | -1.7083 | 0 | -1.7083 | 0 | 0 | 0 | 0 | 0 | 0 | 0 | 0 | 0 | 0
321 | 2025-01-14 | 9 | 0 | 0 | 0 | 0 | 0 | -1.6438 | 0 | -1.6438 | 0 | 0 | 0 | 0 | 0 | 0 | 0 | 0 | 0 | 0
322 | 2025-01-14 | 10 | 0 | 0 | 0 | 0 | 0 | -1.577 | 0 | -1.577 | 0 | 0 | 0 | 0 | 0 | 0 | 0 | 0 | 0 | 0
323 | 2025-01-14 | 11 | 0 | 0 | 0 | 0 | 0 | -1.5973 | 0 | -1.5973 | 0 | 0 | 0 | 0 | 0 | 0 | 0 | 0 | 0 | 0
324 | 2025-01-14 | 12 | 0 | 0 | 0 | 0 | 0 | -1.5355 | 0 | -1.5355 | 0 | 0 | 0 | 0 | 0 | 0 | 0 | 0 | 0 | 0
325 | 2025-01-14 | 13 | 0 | 0 | 0 | 0 | 0 | -1.3892 | 0 | -1.3892 | 0 | 0 | 0 | 0 | 0 | 0 | 0 | 0 | 0 | 0
326 | 2025-01-14 | 14 | 0 | 0 | 0 | 0 | 0 | -1.4542 | 0 | -1.4542 | 0 | 0 | 0 | 0 | 0 | 0 | 0 | 0 | 0 | 0
327 | 2025-01-14 | 15 | 0 | 0 | 0 | 0 | 0 | -1.385 | 0 | -1.385 | 0 | 0 | 0 | 0 | 0 | 0 | 0 | 0 | 0 | 0
328 | 2025-01-14 | 16 | 0 | 0 | 0 | 0 | 0 | -1.2097 | 0 | -1.2097 | 0 | 0 | 0 | 0 | 0 | 0 | 0 | 0 | 0 | 0
329 | 2025-01-14 | 17 | 0 | 0 | 0 | 0 | 0 | -1.2693 | 0 | -1.2693 | 0 | 0 | 0 | 0 | 0 | 0 | 0 | 0 | 0 | 0
330 | 2025-01-14 | 18 | 0 | 0 | 0 | 0 | 0 | -1.2942 | 0 | -1.2942 | 0 | 0 | 0 | 0 | 0 | 0 | 0 | 0 | 0 | 0
331 | 2025-01-14 | 19 | 0 | 0 | 0 | 0 | 0 | -1.2641 | 0 | -1.2641 | 0 | 0.33 | 0 | 0 | 0 | 0 | 0 | -0.41715 | 0 | -0.41715
332 | 2025-01-14 | 20 | 0 | 0 | 0 | 0 | 0 | -1.2361 | 0 | -1.2361 | 0 | 0.33 | 0 | 0 | 0 | 0 | 0 | -0.40792 | 0 | -0.40792
333 | 2025-01-14 | 21 | 0 | 0 | 0 | 0 | 0 | -1.2272 | 0 | -1.2272 | 0 | 0 | 0 | 0 | 0 | 0 | 0 | 0 | 0 | 0
334 | 2025-01-14 | 22 | 0 | 0 | 0 | 0 | 0 | -1.3502 | 0 | -1.3502 | 0 | 0 | 0 | 0 | 0 | 0 | 0 | 0 | 0 | 0
335 | 2025-01-14 | 23 | 0 | 0 | 0 | 0 | 0 | -1.5339 | 0 | -1.5339 | 0 | 0 | 0 | 0 | 0 | 0 | 0 | 0 | 0 | 0
336 | 2025-01-14 | 24 | 0 | 0 | 0 | 0 | 0 | -1.6444 | 0 | -1.6444 | 0 | 0 | 0 | 0 | 0 | 0 | 0 | 0 | 0 | 0
337 | 2025-01-15 | 1 | 0 | 0 | 0 | 0 | 0 | -1.7075 | 0 | -1.7075 | 0 | 0 | 0 | 0 | 0 | 0 | 0 | 0 | 0 | 0
338 | 2025-01-15 | 2 | 0 | 0 | 0 | 0 | 0 | -1.7492 | 0 | -1.7492 | 0 | 0 | 0 | 0 | 0 | 0 | 0 | 0 | 0 | 0
339 | 2025-01-15 | 3 | 0 | 0 | 0 | 0 | 0 | -1.8378 | 0 | -1.8378 | 0 | 0 | 0 | 0 | 0 | 0 | 0 | 0 | 0 | 0
340 | 2025-01-15 | 4 | 0 | 0 | 0 | 0 | 0 | -2.0652 | 0 | -2.0652 | 0 | 0 | 0 | 0 | 0 | 0 | 0 | 0 | 0 | 0
341 | 2025-01-15 | 5 | 0 | 0 | 0 | 0 | 0 | -2.184 | 0 | -2.184 | 0 | 0 | 0 | 0 | 0 | 0 | 0 | 0 | 0 | 0
342 | 2025-01-15 | 6 | 0 | 0 | 0 | 0 | 0 | -2.5246 | 0 | -2.5246 | 0 | 0 | 0 | 0 | 0 | 0 | 0 | 0 | 0 | 0
343 | 2025-01-15 | 7 | 0 | 0 | 0 | 0 | 0 | -2.7593 | 0 | -2.7593 | 0 | 0 | 0 | 0 | 0 | 0 | 0 | 0 | 0 | 0
344 | 2025-01-15 | 8 | 0 | 0 | 0 | 0 | 0 | -2.6158 | 0 | -2.6158 | 0 | 0 | 0 | 0 | 0 | 0 | 0 | 0 | 0 | 0
345 | 2025-01-15 | 9 | 0 | 0 | 0 | 0 | 0 | -2.5127 | 0 | -2.5127 | 0 | 0 | 0 | 0 | 0 | 0 | 0 | 0 | 0 | 0
346 | 2025-01-15 | 10 | 0 | 0 | 0 | 0 | 0 | -2.5599 | 0 | -2.5599 | 0 | 0 | 0 | 0 | 0 | 0 | 0 | 0 | 0 | 0
347 | 2025-01-15 | 11 | 0 | 0 | 0 | 0 | 0 | -2.5615 | 0 | -2.5615 | 0 | 0 | 0 | 0 | 0 | 0 | 0 | 0 | 0 | 0
348 | 2025-01-15 | 12 | 0 | 0 | 0 | 0 | 0 | -2.4179 | 0 | -2.4179 | 0 | 0 | 0 | 0 | 0 | 0 | 0 | 0 | 0 | 0
349 | 2025-01-15 | 13 | 0 | 0 | 0 | 0 | 0 | -2.3243 | 0 | -2.3243 | 0 | 0 | 0 | 0 | 0 | 0 | 0 | 0 | 0 | 0
350 | 2025-01-15 | 14 | 0 | 0 | 0 | 0 | 0 | -2.3215 | 0 | -2.3215 | 0 | 0 | 0 | 0 | 0 | 0 | 0 | 0 | 0 | 0
351 | 2025-01-15 | 15 | 0 | 0 | 0 | 0 | 0 | -2.295 | 0 | -2.295 | 0 | 0 | 0 | 0 | 0 | 0 | 0 | 0 | 0 | 0
352 | 2025-01-15 | 16 | 0 | 0 | 0 | 0 | 0 | -2.2205 | 0 | -2.2205 | 0 | 0 | 0 | 0 | 0 | 0 | 0 | 0 | 0 | 0
353 | 2025-01-15 | 17 | 0 | 0 | 0 | 0 | 0 | -2.1966 | 0 | -2.1966 | 0 | 0 | 0 | 0 | 0 | 0 | 0 | 0 | 0 | 0
354 | 2025-01-15 | 18 | 0 | 0 | 0 | 0 | 0 | -2.2197 | 0 | -2.2197 | 0 | 0 | 0 | 0 | 0 | 0 | 0 | 0 | 0 | 0
355 | 2025-01-15 | 19 | 0 | 0 | 0 | 0 | 0 | -2.1803 | 0 | -2.1803 | 0 | 0.33 | 0 | 0 | 0 | 0 | 0 | -0.71951 | 0 | -0.71951
356 | 2025-01-15 | 20 | 0 | 0 | 0 | 0 | 0 | -2.1111 | 0 | -2.1111 | 0 | 0.33 | 0 | 0 | 0 | 0 | 0 | -0.69667 | 0 | -0.69667
357 | 2025-01-15 | 21 | 0 | 0 | 0 | 0 | 0 | -2.0458 | 0 | -2.0458 | 0 | 0 | 0 | 0 | 0 | 0 | 0 | 0 | 0 | 0
358 | 2025-01-15 | 22 | 0 | 0 | 0 | 0 | 0 | -2.1211 | 0 | -2.1211 | 0 | 0 | 0 | 0 | 0 | 0 | 0 | 0 | 0 | 0
359 | 2025-01-15 | 23 | 0 | 0 | 0 | 0 | 0 | -2.2459 | 0 | -2.2459 | 0 | 0 | 0 | 0 | 0 | 0 | 0 | 0 | 0 | 0
360 | 2025-01-15 | 24 | 0 | 0 | 0 | 0 | 0 | -2.4118 | 0 | -2.4118 | 0 | 0 | 0 | 0 | 0 | 0 | 0 | 0 | 0 | 0
361 | 2025-01-16 | 1 | 0 | 0 | 0 | 0 | 0 | -2.621 | 0 | -2.621 | 0 | 0 | 0 | 0 | 0 | 0 | 0 | 0 | 0 | 0
362 | 2025-01-16 | 2 | 0 | 0 | 0 | 0 | 0 | -3.0411 | 0 | -3.0411 | 0 | 0 | 0 | 0 | 0 | 0 | 0 | 0 | 0 | 0
363 | 2025-01-16 | 3 | 0 | 0 | 0 | 0 | 0 | -3.4034 | 0 | -3.4034 | 0 | 0 | 0 | 0 | 0 | 0 | 0 | 0 | 0 | 0
364 | 2025-01-16 | 4 | 0 | 0 | 0 | 0 | 0 | -3.2954 | 0 | -3.2954 | 0 | 0 | 0 | 0 | 0 | 0 | 0 | 0 | 0 | 0
365 | 2025-01-16 | 5 | 0 | 0 | 0 | 0 | 0 | -3.4575 | 0 | -3.4575 | 0 | 0 | 0 | 0 | 0 | 0 | 0 | 0 | 0 | 0
366 | 2025-01-16 | 6 | 0 | 0 | 0 | 0 | 0 | -3.5595 | 0 | -3.5595 | 0 | 0 | 0 | 0 | 0 | 0 | 0 | 0 | 0 | 0
367 | 2025-01-16 | 7 | 0 | 0 | 0 | 0 | 0 | -3.7316 | 0 | -3.7316 | 0 | 0 | 0 | 0 | 0 | 0 | 0 | 0 | 0 | 0
368 | 2025-01-16 | 8 | 0 | 0 | 0 | 0 | 0 | -3.81 | 0 | -3.81 | 0 | 0 | 0 | 0 | 0 | 0 | 0 | 0 | 0 | 0
369 | 2025-01-16 | 9 | 0 | 0 | 0 | 0 | 0 | -3.6315 | 0 | -3.6315 | 0 | 0 | 0 | 0 | 0 | 0 | 0 | 0 | 0 | 0
370 | 2025-01-16 | 10 | 0 | 0 | 0 | 0 | 0 | -3.3449 | 0 | -3.3449 | 0 | 0 | 0 | 0 | 0 | 0 | 0 | 0 | 0 | 0
371 | 2025-01-16 | 11 | 0 | 0 | 0 | 0 | 0 | -2.9154 | 0 | -2.9154 | 0 | 0 | 0 | 0 | 0 | 0 | 0 | 0 | 0 | 0
372 | 2025-01-16 | 12 | 0 | 0 | 0 | 0 | 0 | -2.7399 | 0 | -2.7399 | 0 | 0 | 0 | 0 | 0 | 0 | 0 | 0 | 0 | 0
373 | 2025-01-16 | 13 | 0 | 0 | 0 | 0 | 0 | -3.0002 | 0 | -3.0002 | 0 | 0 | 0 | 0 | 0 | 0 | 0 | 0 | 0 | 0
374 | 2025-01-16 | 14 | 0 | 0 | 0 | 0 | 0 | -2.6828 | 0 | -2.6828 | 0 | 0 | 0 | 0 | 0 | 0 | 0 | 0 | 0 | 0
375 | 2025-01-16 | 15 | 0 | 0 | 0 | 0 | 0 | -2.2355 | 0 | -2.2355 | 0 | 0 | 0 | 0 | 0 | 0 | 0 | 0 | 0 | 0
376 | 2025-01-16 | 16 | 0 | 0 | 0 | 0 | 0 | -1.9607 | 0 | -1.9607 | 0 | 0 | 0 | 0 | 0 | 0 | 0 | 0 | 0 | 0
377 | 2025-01-16 | 17 | 0 | 0 | 0 | 0 | 0 | -2.2015 | 0 | -2.2015 | 0 | 0 | 0 | 0 | 0 | 0 | 0 | 0 | 0 | 0
378 | 2025-01-16 | 18 | 0 | 0 | 0 | 0 | 0 | -2.8906 | 0 | -2.8906 | 0 | 0 | 0 | 0 | 0 | 0 | 0 | 0 | 0 | 0
379 | 2025-01-16 | 19 | 0 | 0 | 0 | 0 | 0 | -2.9856 | 0 | -2.9856 | 0 | 0.33 | 0 | 0 | 0 | 0 | 0 | -0.98524 | 0 | -0.98524
380 | 2025-01-16 | 20 | 0 | 0 | 0 | 0 | 0 | -2.9129 | 0 | -2.9129 | 0 | 0.33 | 0 | 0 | 0 | 0 | 0 | -0.96126 | 0 | -0.96126
381 | 2025-01-16 | 21 | 0 | 0 | 0 | 0 | 0 | -2.8858 | 0 | -2.8858 | 0 | 0 | 0 | 0 | 0 | 0 | 0 | 0 | 0 | 0
382 | 2025-01-16 | 22 | 0 | 0 | 0 | 0 | 0 | -2.9061 | 0 | -2.9061 | 0 | 0 | 0 | 0 | 0 | 0 | 0 | 0 | 0 | 0
383 | 2025-01-16 | 23 | 0 | 0 | 0 | 0 | 0 | -3.0583 | 0 | -3.0583 | 0 | 0 | 0 | 0 | 0 | 0 | 0 | 0 | 0 | 0
384 | 2025-01-16 | 24 | 0 | 0 | 0 | 0 | 0 | -3.1061 | 0 | -3.1061 | 0 | 0 | 0 | 0 | 0 | 0 | 0 | 0 | 0 | 0
385 | 2025-01-17 | 1 | 0 | 0 | 0 | 0 | 0 | -3.1977 | 0 | -3.1977 | 0 | 0 | 0 | 0 | 0 | 0 | 0 | 0 | 0 | 0
386 | 2025-01-17 | 2 | 0 | 0 | 0 | 0 | 0 | -3.2644 | 0 | -3.2644 | 0 | 0 | 0 | 0 | 0 | 0 | 0 | 0 | 0 | 0
387 | 2025-01-17 | 3 | 0 | 0 | 0 | 0 | 0 | -3.3283 | 0 | -3.3283 | 0 | 0 | 0 | 0 | 0 | 0 | 0 | 0 | 0 | 0
388 | 2025-01-17 | 4 | 0 | 0 | 0 | 0 | 0 | -3.3699 | 0 | -3.3699 | 0 | 0 | 0 | 0 | 0 | 0 | 0 | 0 | 0 | 0
389 | 2025-01-17 | 5 | 0 | 0 | 0 | 0 | 0 | -3.4369 | 0 | -3.4369 | 0 | 0 | 0 | 0 | 0 | 0 | 0 | 0 | 0 | 0
390 | 2025-01-17 | 6 | 0 | 0 | 0 | 0 | 0 | -3.2863 | 0 | -3.2863 | 0 | 0 | 0 | 0 | 0 | 0 | 0 | 0 | 0 | 0
391 | 2025-01-17 | 7 | 0 | 0 | 0 | 0 | 0 | -3.1099 | 0 | -3.1099 | 0 | 0 | 0 | 0 | 0 | 0 | 0 | 0 | 0 | 0
392 | 2025-01-17 | 8 | 0 | 0 | 0 | 0 | 0 | -2.9582 | 0 | -2.9582 | 0 | 0 | 0 | 0 | 0 | 0 | 0 | 0 | 0 | 0
393 | 2025-01-17 | 9 | 0 | 0 | 0 | 0 | 0 | -2.7931 | 0 | -2.7931 | 0 | 0 | 0 | 0 | 0 | 0 | 0 | 0 | 0 | 0
394 | 2025-01-17 | 10 | 0 | 0 | 0 | 0 | 0 | -2.7052 | 0 | -2.7052 | 0 | 0 | 0 | 0 | 0 | 0 | 0 | 0 | 0 | 0
395 | 2025-01-17 | 11 | 0 | 0 | 0 | 0 | 0 | -2.6216 | 0 | -2.6216 | 0 | 0 | 0 | 0 | 0 | 0 | 0 | 0 | 0 | 0
396 | 2025-01-17 | 12 | 0 | 0 | 0 | 0 | 0 | -2.5477 | 0 | -2.5477 | 0 | 0 | 0 | 0 | 0 | 0 | 0 | 0 | 0 | 0
397 | 2025-01-17 | 13 | 0 | 0 | 0 | 0 | 0 | -2.3682 | 0 | -2.3682 | 0 | 0 | 0 | 0 | 0 | 0 | 0 | 0 | 0 | 0
398 | 2025-01-17 | 14 | 0 | 0 | 0 | 0 | 0 | -2.2006 | 0 | -2.2006 | 0 | 0 | 0 | 0 | 0 | 0 | 0 | 0 | 0 | 0
399 | 2025-01-17 | 15 | 0 | 0 | 0 | 0 | 0 | -2.2369 | 0 | -2.2369 | 0 | 0 | 0 | 0 | 0 | 0 | 0 | 0 | 0 | 0
400 | 2025-01-17 | 16 | 0 | 0 | 0 | 0 | 0 | -2.1928 | 0 | -2.1928 | 0 | 0 | 0 | 0 | 0 | 0 | 0 | 0 | 0 | 0
401 | 2025-01-17 | 17 | 0 | 0 | 0 | 0 | 0 | -2.2198 | 0 | -2.2198 | 0 | 0 | 0 | 0 | 0 | 0 | 0 | 0 | 0 | 0
402 | 2025-01-17 | 18 | 0 | 0 | 0 | 0 | 0 | -2.4912 | 0 | -2.4912 | 0 | 0 | 0 | 0 | 0 | 0 | 0 | 0 | 0 | 0
403 | 2025-01-17 | 19 | 0 | 0 | 0 | 0 | 0 | -2.2683 | 0 | -2.2683 | 0 | 0.33 | 0 | 0 | 0 | 0 | 0 | -0.74853 | 0 | -0.74853
404 | 2025-01-17 | 20 | 0 | 0 | 0 | 0 | 0 | -2.1103 | 0 | -2.1103 | 0 | 0.33 | 0 | 0 | 0 | 0 | 0 | -0.69641 | 0 | -0.69641
405 | 2025-01-17 | 21 | 0 | 0 | 0 | 0 | 0 | -2.2328 | 0 | -2.2328 | 0 | 0 | 0 | 0 | 0 | 0 | 0 | 0 | 0 | 0
406 | 2025-01-17 | 22 | 0 | 0 | 0 | 0 | 0 | -2.3183 | 0 | -2.3183 | 0 | 0 | 0 | 0 | 0 | 0 | 0 | 0 | 0 | 0
407 | 2025-01-17 | 23 | 0 | 0 | 0 | 0 | 0 | -2.5816 | 0 | -2.5816 | 0 | 0 | 0 | 0 | 0 | 0 | 0 | 0 | 0 | 0
408 | 2025-01-17 | 24 | 0 | 0 | 0 | 0 | 0 | -2.6082 | 0 | -2.6082 | 0 | 0 | 0 | 0 | 0 | 0 | 0 | 0 | 0 | 0
409 | 2025-01-18 | 1 | 0 | 0 | 0 | 0 | 0 | -2.6542 | 0 | -2.6542 | 0 | 0 | 0 | 0 | 0 | 0 | 0 | 0 | 0 | 0
410 | 2025-01-18 | 2 | 0 | 0 | 0 | 0 | 0 | -2.8296 | 0 | -2.8296 | 0 | 0 | 0 | 0 | 0 | 0 | 0 | 0 | 0 | 0
411 | 2025-01-18 | 3 | 0 | 0 | 0 | 0 | 0 | -2.7938 | 0 | -2.7938 | 0 | 0 | 0 | 0 | 0 | 0 | 0 | 0 | 0 | 0
412 | 2025-01-18 | 4 | 0 | 0 | 0 | 0 | 0 | -2.7396 | 0 | -2.7396 | 0 | 0 | 0 | 0 | 0 | 0 | 0 | 0 | 0 | 0
413 | 2025-01-18 | 5 | 0 | 0 | 0 | 0 | 0 | -2.6639 | 0 | -2.6639 | 0 | 0 | 0 | 0 | 0 | 0 | 0 | 0 | 0 | 0
414 | 2025-01-18 | 6 | 0 | 0 | 0 | 0 | 0 | -2.4875 | 0 | -2.4875 | 0 | 0 | 0 | 0 | 0 | 0 | 0 | 0 | 0 | 0
415 | 2025-01-18 | 7 | 0 | 0 | 0 | 0 | 0 | -2.2097 | 0 | -2.2097 | 0 | 0 | 0 | 0 | 0 | 0 | 0 | 0 | 0 | 0
416 | 2025-01-18 | 8 | 0 | 0 | 0 | 0 | 0 | -2.0702 | 0 | -2.0702 | 0 | 0 | 0 | 0 | 0 | 0 | 0 | 0 | 0 | 0
417 | 2025-01-18 | 9 | 0 | 0 | 0 | 0 | 0 | -2.1271 | 0 | -2.1271 | 0 | 0 | 0 | 0 | 0 | 0 | 0 | 0 | 0 | 0
418 | 2025-01-18 | 10 | 0 | 0 | 0 | 0 | 0 | -2.3008 | 0 | -2.3008 | 0 | 0 | 0 | 0 | 0 | 0 | 0 | 0 | 0 | 0
419 | 2025-01-18 | 11 | 0 | 0 | 0 | 0 | 0 | -2.0998 | 0 | -2.0998 | 0 | 0 | 0 | 0 | 0 | 0 | 0 | 0 | 0 | 0
420 | 2025-01-18 | 12 | 0 | 0 | 0 | 0 | 0 | -1.9532 | 0 | -1.9532 | 0 | 0 | 0 | 0 | 0 | 0 | 0 | 0 | 0 | 0
421 | 2025-01-18 | 13 | 0 | 0 | 0 | 0 | 0 | -1.9971 | 0 | -1.9971 | 0 | 0 | 0 | 0 | 0 | 0 | 0 | 0 | 0 | 0
422 | 2025-01-18 | 14 | 0 | 0 | 0 | 0 | 0 | -2.1274 | 0 | -2.1274 | 0 | 0 | 0 | 0 | 0 | 0 | 0 | 0 | 0 | 0
423 | 2025-01-18 | 15 | 0 | 0 | 0 | 0 | 0 | -2.0152 | 0 | -2.0152 | 0 | 0 | 0 | 0 | 0 | 0 | 0 | 0 | 0 | 0
424 | 2025-01-18 | 16 | 0 | 0 | 0 | 0 | 0 | -2.0982 | 0 | -2.0982 | 0 | 0 | 0 | 0 | 0 | 0 | 0 | 0 | 0 | 0
425 | 2025-01-18 | 17 | 0 | 0 | 0 | 0 | 0 | -2.2194 | 0 | -2.2194 | 0 | 0 | 0 | 0 | 0 | 0 | 0 | 0 | 0 | 0
426 | 2025-01-18 | 18 | 0 | 0 | 0 | 0 | 0 | -2.1173 | 0 | -2.1173 | 0 | 0 | 0 | 0 | 0 | 0 | 0 | 0 | 0 | 0
427 | 2025-01-18 | 19 | 0 | 0 | 0 | 0 | 0 | -1.8805 | 0 | -1.8805 | 0 | 0 | 0 | 0 | 0 | 0 | 0 | 0 | 0 | 0
428 | 2025-01-18 | 20 | 0 | 0 | 0 | 0 | 0 | -1.7728 | 0 | -1.7728 | 0 | 0 | 0 | 0 | 0 | 0 | 0 | 0 | 0 | 0
429 | 2025-01-18 | 21 | 0 | 0 | 0 | 0 | 0 | -1.7162 | 0 | -1.7162 | 0 | 0 | 0 | 0 | 0 | 0 | 0 | 0 | 0 | 0
430 | 2025-01-18 | 22 | 0 | 0 | 0 | 0 | 0 | -1.9043 | 0 | -1.9043 | 0 | 0 | 0 | 0 | 0 | 0 | 0 | 0 | 0 | 0
431 | 2025-01-18 | 23 | 0 | 0 | 0 | 0 | 0 | -1.9855 | 0 | -1.9855 | 0 | 0 | 0 | 0 | 0 | 0 | 0 | 0 | 0 | 0
432 | 2025-01-18 | 24 | 0 | 0 | 0 | 0 | 0 | -1.843 | 0 | -1.843 | 0 | 0 | 0 | 0 | 0 | 0 | 0 | 0 | 0 | 0
433 | 2025-01-19 | 1 | 0 | 0 | 0 | 0 | 0 | -1.8426 | 0 | -1.8426 | 0 | 0 | 0 | 0 | 0 | 0 | 0 | 0 | 0 | 0
434 | 2025-01-19 | 2 | 0 | 0 | 0 | 0 | 0 | -1.8329 | 0 | -1.8329 | 0 | 0 | 0 | 0 | 0 | 0 | 0 | 0 | 0 | 0
435 | 2025-01-19 | 3 | 0 | 0 | 0 | 0 | 0 | -1.8862 | 0 | -1.8862 | 0 | 0 | 0 | 0 | 0 | 0 | 0 | 0 | 0 | 0
436 | 2025-01-19 | 4 | 0 | 0 | 0 | 0 | 0 | -2.0098 | 0 | -2.0098 | 0 | 0 | 0 | 0 | 0 | 0 | 0 | 0 | 0 | 0
437 | 2025-01-19 | 5 | 0 | 0 | 0 | 0 | 0 | -1.9887 | 0 | -1.9887 | 0 | 0 | 0 | 0 | 0 | 0 | 0 | 0 | 0 | 0
438 | 2025-01-19 | 6 | 0 | 0 | 0 | 0 | 0 | -1.9709 | 0 | -1.9709 | 0 | 0 | 0 | 0 | 0 | 0 | 0 | 0 | 0 | 0
439 | 2025-01-19 | 7 | 0 | 0 | 0 | 0 | 0 | -2.0587 | 0 | -2.0587 | 0 | 0 | 0 | 0 | 0 | 0 | 0 | 0 | 0 | 0
440 | 2025-01-19 | 8 | 0 | 0 | 0 | 0 | 0 | -2.1584 | 0 | -2.1584 | 0 | 0 | 0 | 0 | 0 | 0 | 0 | 0 | 0 | 0
441 | 2025-01-19 | 9 | 0 | 0 | 0 | 0 | 0 | -2.1584 | 0 | -2.1584 | 0 | 0 | 0 | 0 | 0 | 0 | 0 | 0 | 0 | 0
442 | 2025-01-19 | 10 | 0 | 0 | 0 | 0 | 0 | -1.9998 | 0 | -1.9998 | 0 | 0 | 0 | 0 | 0 | 0 | 0 | 0 | 0 | 0
443 | 2025-01-19 | 11 | 0 | 0 | 0 | 0 | 0 | -1.6865 | 0 | -1.6865 | 0 | 0 | 0 | 0 | 0 | 0 | 0 | 0 | 0 | 0
444 | 2025-01-19 | 12 | 0 | 0 | 0 | 0 | 0 | -1.5997 | 0 | -1.5997 | 0 | 0 | 0 | 0 | 0 | 0 | 0 | 0 | 0 | 0
445 | 2025-01-19 | 13 | 0 | 0 | 0 | 0 | 0 | -1.8161 | 0 | -1.8161 | 0 | 0 | 0 | 0 | 0 | 0 | 0 | 0 | 0 | 0
446 | 2025-01-19 | 14 | 0 | 0 | 0 | 0 | 0 | -1.968 | 0 | -1.968 | 0 | 0 | 0 | 0 | 0 | 0 | 0 | 0 | 0 | 0
447 | 2025-01-19 | 15 | 0 | 0 | 0 | 0 | 0 | -1.9984 | 0 | -1.9984 | 0 | 0 | 0 | 0 | 0 | 0 | 0 | 0 | 0 | 0
448 | 2025-01-19 | 16 | 0 | 0 | 0 | 0 | 0 | -2.0759 | 0 | -2.0759 | 0 | 0 | 0 | 0 | 0 | 0 | 0 | 0 | 0 | 0
449 | 2025-01-19 | 17 | 0 | 0 | 0 | 0 | 0 | -1.9319 | 0 | -1.9319 | 0 | 0 | 0 | 0 | 0 | 0 | 0 | 0 | 0 | 0
450 | 2025-01-19 | 18 | 0 | 0 | 0 | 0 | 0 | -2.0028 | 0 | -2.0028 | 0 | 0 | 0 | 0 | 0 | 0 | 0 | 0 | 0 | 0
451 | 2025-01-19 | 19 | 0 | 0 | 0 | 0 | 0 | -1.9677 | 0 | -1.9677 | 0 | 0 | 0 | 0 | 0 | 0 | 0 | 0 | 0 | 0
452 | 2025-01-19 | 20 | 0 | 0 | 0 | 0 | 0 | -2.069 | 0 | -2.069 | 0 | 0 | 0 | 0 | 0 | 0 | 0 | 0 | 0 | 0
453 | 2025-01-19 | 21 | 0 | 0 | 0 | 0 | 0 | -2.1635 | 0 | -2.1635 | 0 | 0 | 0 | 0 | 0 | 0 | 0 | 0 | 0 | 0
454 | 2025-01-19 | 22 | 0 | 0 | 0 | 0 | 0 | -2.2053 | 0 | -2.2053 | 0 | 0 | 0 | 0 | 0 | 0 | 0 | 0 | 0 | 0
455 | 2025-01-19 | 23 | 0 | 0 | 0 | 0 | 0 | -2.3516 | 0 | -2.3516 | 0 | 0 | 0 | 0 | 0 | 0 | 0 | 0 | 0 | 0
456 | 2025-01-19 | 24 | 0 | 0 | 0 | 0 | 0 | -2.5194 | 0 | -2.5194 | 0 | 0 | 0 | 0 | 0 | 0 | 0 | 0 | 0 | 0
457 | 2025-01-20 | 1 | 0 | 0 | 0 | 0 | 0 | -2.6191 | 0 | -2.6191 | 0 | 0 | 0 | 0 | 0 | 0 | 0 | 0 | 0 | 0
458 | 2025-01-20 | 2 | 0 | 0 | 0 | 0 | 0 | -2.6975 | 0 | -2.6975 | 0 | 0 | 0 | 0 | 0 | 0 | 0 | 0 | 0 | 0
459 | 2025-01-20 | 3 | 0 | 0 | 0 | 0 | 0 | -2.9012 | 0 | -2.9012 | 0 | 0 | 0 | 0 | 0 | 0 | 0 | 0 | 0 | 0
460 | 2025-01-20 | 4 | 0 | 0 | 0 | 0 | 0 | -3.1349 | 0 | -3.1349 | 0 | 0 | 0 | 0 | 0 | 0 | 0 | 0 | 0 | 0
461 | 2025-01-20 | 5 | 0 | 0 | 0 | 0 | 0 | -3.1654 | 0 | -3.1654 | 0 | 0 | 0 | 0 | 0 | 0 | 0 | 0 | 0 | 0
462 | 2025-01-20 | 6 | 0 | 0 | 0 | 0 | 0 | -3.1968 | 0 | -3.1968 | 0 | 0 | 0 | 0 | 0 | 0 | 0 | 0 | 0 | 0
463 | 2025-01-20 | 7 | 0 | 0 | 0 | 0 | 0 | -3.5285 | 0 | -3.5285 | 0 | 0 | 0 | 0 | 0 | 0 | 0 | 0 | 0 | 0
464 | 2025-01-20 | 8 | 0 | 0 | 0 | 0 | 0 | -3.9802 | 0 | -3.9802 | 0 | 0 | 0 | 0 | 0 | 0 | 0 | 0 | 0 | 0
465 | 2025-01-20 | 9 | 0 | 0 | 0 | 0 | 0 | -4.0064 | 0 | -4.0064 | 0 | 0 | 0 | 0 | 0 | 0 | 0 | 0 | 0 | 0
466 | 2025-01-20 | 10 | 0 | 0 | 0 | 0 | 0 | -3.4003 | 0 | -3.4003 | 0 | 0 | 0 | 0 | 0 | 0 | 0 | 0 | 0 | 0
467 | 2025-01-20 | 11 | 0 | 0 | 0 | 0 | 0 | -2.7333 | 0 | -2.7333 | 0 | 0 | 0 | 0 | 0 | 0 | 0 | 0 | 0 | 0
468 | 2025-01-20 | 12 | 0 | 0 | 0 | 0 | 0 | -2.6653 | 0 | -2.6653 | 0 | 0 | 0 | 0 | 0 | 0 | 0 | 0 | 0 | 0
469 | 2025-01-20 | 13 | 0 | 0 | 0 | 0 | 0 | -2.2789 | 0 | -2.2789 | 0 | 0 | 0 | 0 | 0 | 0 | 0 | 0 | 0 | 0
470 | 2025-01-20 | 14 | 0 | 0 | 0 | 0 | 0 | -1.7493 | 0 | -1.7493 | 0 | 0 | 0 | 0 | 0 | 0 | 0 | 0 | 0 | 0
471 | 2025-01-20 | 15 | 0 | 0 | 0 | 0 | 0 | -1.6941 | 0 | -1.6941 | 0 | 0 | 0 | 0 | 0 | 0 | 0 | 0 | 0 | 0
472 | 2025-01-20 | 16 | 0 | 0 | 0 | 0 | 0 | -1.6153 | 0 | -1.6153 | 0 | 0 | 0 | 0 | 0 | 0 | 0 | 0 | 0 | 0
473 | 2025-01-20 | 17 | 0 | 0 | 0 | 0 | 0 | -1.7867 | 0 | -1.7867 | 0 | 0 | 0 | 0 | 0 | 0 | 0 | 0 | 0 | 0
474 | 2025-01-20 | 18 | 0 | 0 | 0 | 0 | 0 | -2.2401 | 0 | -2.2401 | 0 | 0 | 0 | 0 | 0 | 0 | 0 | 0 | 0 | 0
475 | 2025-01-20 | 19 | 0 | 0 | 0 | 0 | 0 | -2.3086 | 0 | -2.3086 | 0 | 0.33 | 0 | 0 | 0 | 0 | 0 | -0.76184 | 0 | -0.76184
476 | 2025-01-20 | 20 | 0 | 0 | 0 | 0 | 0 | -2.4338 | 0 | -2.4338 | 0 | 0.33 | 0 | 0 | 0 | 0 | 0 | -0.80317 | 0 | -0.80317
477 | 2025-01-20 | 21 | 0 | 0 | 0 | 0 | 0 | -2.5624 | 0 | -2.5624 | 0 | 0 | 0 | 0 | 0 | 0 | 0 | 0 | 0 | 0
478 | 2025-01-20 | 22 | 0 | 0 | 0 | 0 | 0 | -2.5744 | 0 | -2.5744 | 0 | 0 | 0 | 0 | 0 | 0 | 0 | 0 | 0 | 0
479 | 2025-01-20 | 23 | 0 | 0 | 0 | 0 | 0 | -2.7862 | 0 | -2.7862 | 0 | 0 | 0 | 0 | 0 | 0 | 0 | 0 | 0 | 0
480 | 2025-01-20 | 24 | 0 | 0 | 0 | 0 | 0 | -3.1392 | 0 | -3.1392 | 0 | 0 | 0 | 0 | 0 | 0 | 0 | 0 | 0 | 0
481 | 2025-01-21 | 1 | 0 | 0 | 0 | 0 | 0 | -3.2026 | 0 | -3.2026 | 0 | 0 | 0 | 0 | 0 | 0 | 0 | 0 | 0 | 0
482 | 2025-01-21 | 2 | 0 | 0 | 0 | 0 | 0 | -3.2405 | 0 | -3.2405 | 0 | 0 | 0 | 0 | 0 | 0 | 0 | 0 | 0 | 0
483 | 2025-01-21 | 3 | 0 | 0 | 0 | 0 | 0 | -3.2906 | 0 | -3.2906 | 0 | 0 | 0 | 0 | 0 | 0 | 0 | 0 | 0 | 0
484 | 2025-01-21 | 4 | 0 | 0 | 0 | 0 | 0 | -3.2959 | 0 | -3.2959 | 0 | 0 | 0 | 0 | 0 | 0 | 0 | 0 | 0 | 0
485 | 2025-01-21 | 5 | 0 | 0 | 0 | 0 | 0 | -3.2182 | 0 | -3.2182 | 0 | 0 | 0 | 0 | 0 | 0 | 0 | 0 | 0 | 0
486 | 2025-01-21 | 6 | 0 | 0 | 0 | 0 | 0 | -3.1999 | 0 | -3.1999 | 0 | 0 | 0 | 0 | 0 | 0 | 0 | 0 | 0 | 0
487 | 2025-01-21 | 7 | 0 | 0 | 0 | 0 | 0 | -3.1732 | 0 | -3.1732 | 0 | 0 | 0 | 0 | 0 | 0 | 0 | 0 | 0 | 0
488 | 2025-01-21 | 8 | 0 | 0 | 0 | 0 | 0 | -2.993 | 0 | -2.993 | 0 | 0 | 0 | 0 | 0 | 0 | 0 | 0 | 0 | 0
489 | 2025-01-21 | 9 | 0 | 0 | 0 | 0 | 0 | -2.8171 | 0 | -2.8171 | 0 | 0 | 0 | 0 | 0 | 0 | 0 | 0 | 0 | 0
490 | 2025-01-21 | 10 | 0 | 0 | 0 | 0 | 0 | -2.9258 | 0 | -2.9258 | 0 | 0 | 0 | 0 | 0 | 0 | 0 | 0 | 0 | 0
491 | 2025-01-21 | 11 | 0 | 0 | 0 | 0 | 0 | -2.8169 | 0 | -2.8169 | 0 | 0 | 0 | 0 | 0 | 0 | 0 | 0 | 0 | 0
492 | 2025-01-21 | 12 | 0 | 0 | 0 | 0 | 0 | -2.6572 | 0 | -2.6572 | 0 | 0 | 0 | 0 | 0 | 0 | 0 | 0 | 0 | 0
493 | 2025-01-21 | 13 | 0 | 0 | 0 | 0 | 0 | -2.5646 | 0 | -2.5646 | 0 | 0 | 0 | 0 | 0 | 0 | 0 | 0 | 0 | 0
494 | 2025-01-21 | 14 | 0 | 0 | 0 | 0 | 0 | -2.5202 | 0 | -2.5202 | 0 | 0 | 0 | 0 | 0 | 0 | 0 | 0 | 0 | 0
495 | 2025-01-21 | 15 | 0 | 0 | 0 | 0 | 0 | -2.4847 | 0 | -2.4847 | 0 | 0 | 0 | 0 | 0 | 0 | 0 | 0 | 0 | 0
496 | 2025-01-21 | 16 | 0 | 0 | 0 | 0 | 0 | -2.4119 | 0 | -2.4119 | 0 | 0 | 0 | 0 | 0 | 0 | 0 | 0 | 0 | 0
497 | 2025-01-21 | 17 | 0 | 0 | 0 | 0 | 0 | -2.362 | 0 | -2.362 | 0 | 0 | 0 | 0 | 0 | 0 | 0 | 0 | 0 | 0
498 | 2025-01-21 | 18 | 0 | 0 | 0 | 0 | 0 | -2.3709 | 0 | -2.3709 | 0 | 0 | 0 | 0 | 0 | 0 | 0 | 0 | 0 | 0
499 | 2025-01-21 | 19 | 0 | 0 | 0 | 0 | 0 | -2.2443 | 0 | -2.2443 | 0 | 0.33 | 0 | 0 | 0 | 0 | 0 | -0.74063 | 0 | -0.74063
500 | 2025-01-21 | 20 | 0 | 0 | 0 | 0 | 0 | -2.1228 | 0 | -2.1228 | 0 | 0.33 | 0 | 0 | 0 | 0 | 0 | -0.70051 | 0 | -0.70051
501 | 2025-01-21 | 21 | 0 | 0 | 0 | 0 | 0 | -2.1499 | 0 | -2.1499 | 0 | 0 | 0 | 0 | 0 | 0 | 0 | 0 | 0 | 0
502 | 2025-01-21 | 22 | 0 | 0 | 0 | 0 | 0 | -2.2048 | 0 | -2.2048 | 0 | 0 | 0 | 0 | 0 | 0 | 0 | 0 | 0 | 0
503 | 2025-01-21 | 23 | 0 | 0 | 0 | 0 | 0 | -2.2196 | 0 | -2.2196 | 0 | 0 | 0 | 0 | 0 | 0 | 0 | 0 | 0 | 0
504 | 2025-01-21 | 24 | 0 | 0 | 0 | 0 | 0 | -2.3004 | 0 | -2.3004 | 0 | 0 | 0 | 0 | 0 | 0 | 0 | 0 | 0 | 0
505 | 2025-01-22 | 1 | 0 | 0 | 0 | 0 | 0 | -2.4063 | 0 | -2.4063 | 0 | 0 | 0 | 0 | 0 | 0 | 0 | 0 | 0 | 0
506 | 2025-01-22 | 2 | 0 | 0 | 0 | 0 | 0 | -2.6671 | 0 | -2.6671 | 0 | 0 | 0 | 0 | 0 | 0 | 0 | 0 | 0 | 0
507 | 2025-01-22 | 3 | 0 | 0 | 0 | 0 | 0 | -2.9042 | 0 | -2.9042 | 0 | 0 | 0 | 0 | 0 | 0 | 0 | 0 | 0 | 0
508 | 2025-01-22 | 4 | 0 | 0 | 0 | 0 | 0 | -2.9743 | 0 | -2.9743 | 0 | 0 | 0 | 0 | 0 | 0 | 0 | 0 | 0 | 0
509 | 2025-01-22 | 5 | 0 | 0 | 0 | 0 | 0 | -3.078 | 0 | -3.078 | 0 | 0 | 0 | 0 | 0 | 0 | 0 | 0 | 0 | 0
510 | 2025-01-22 | 6 | 0 | 0 | 0 | 0 | 0 | -3.1883 | 0 | -3.1883 | 0 | 0 | 0 | 0 | 0 | 0 | 0 | 0 | 0 | 0
511 | 2025-01-22 | 7 | 0 | 0 | 0 | 0 | 0 | -2.9413 | 0 | -2.9413 | 0 | 0 | 0 | 0 | 0 | 0 | 0 | 0 | 0 | 0
512 | 2025-01-22 | 8 | 0 | 0 | 0 | 0 | 0 | -2.7828 | 0 | -2.7828 | 0 | 0 | 0 | 0 | 0 | 0 | 0 | 0 | 0 | 0
513 | 2025-01-22 | 9 | 0 | 0 | 0 | 0 | 0 | -2.689 | 0 | -2.689 | 0 | 0 | 0 | 0 | 0 | 0 | 0 | 0 | 0 | 0
514 | 2025-01-22 | 10 | 0 | 0 | 0 | 0 | 0 | -2.6865 | 0 | -2.6865 | 0 | 0 | 0 | 0 | 0 | 0 | 0 | 0 | 0 | 0
515 | 2025-01-22 | 11 | 0 | 0 | 0 | 0 | 0 | -2.352 | 0 | -2.352 | 0 | 0 | 0 | 0 | 0 | 0 | 0 | 0 | 0 | 0
516 | 2025-01-22 | 12 | 0 | 0 | 0 | 0 | 0 | -2.094 | 0 | -2.094 | 0 | 0 | 0 | 0 | 0 | 0 | 0 | 0 | 0 | 0
517 | 2025-01-22 | 13 | 0 | 0 | 0 | 0 | 0 | -2.0526 | 0 | -2.0526 | 0 | 0 | 0 | 0 | 0 | 0 | 0 | 0 | 0 | 0
518 | 2025-01-22 | 14 | 0 | 0 | 0 | 0 | 0 | -1.8117 | 0 | -1.8117 | 0 | 0 | 0 | 0 | 0 | 0 | 0 | 0 | 0 | 0
519 | 2025-01-22 | 15 | 0 | 0 | 0 | 0 | 0 | -1.8708 | 0 | -1.8708 | 0 | 0 | 0 | 0 | 0 | 0 | 0 | 0 | 0 | 0
520 | 2025-01-22 | 16 | 0 | 0 | 0 | 0 | 0 | -1.8514 | 0 | -1.8514 | 0 | 0 | 0 | 0 | 0 | 0 | 0 | 0 | 0 | 0
521 | 2025-01-22 | 17 | 0 | 0 | 0 | 0 | 0 | -1.8182 | 0 | -1.8182 | 0 | 0 | 0 | 0 | 0 | 0 | 0 | 0 | 0 | 0
522 | 2025-01-22 | 18 | 0 | 0 | 0 | 0 | 0 | -1.8371 | 0 | -1.8371 | 0 | 0 | 0 | 0 | 0 | 0 | 0 | 0 | 0 | 0
523 | 2025-01-22 | 19 | 0 | 0 | 0 | 0 | 0 | -1.866 | 0 | -1.866 | 0 | 0.33 | 0 | 0 | 0 | 0 | 0 | -0.61578 | 0 | -0.61578
524 | 2025-01-22 | 20 | 0 | 0 | 0 | 0 | 0 | -1.8867 | 0 | -1.8867 | 0 | 0.33 | 0 | 0 | 0 | 0 | 0 | -0.62262 | 0 | -0.62262
525 | 2025-01-22 | 21 | 0 | 0 | 0 | 0 | 0 | -1.875 | 0 | -1.875 | 0 | 0 | 0 | 0 | 0 | 0 | 0 | 0 | 0 | 0
526 | 2025-01-22 | 22 | 0 | 0 | 0 | 0 | 0 | -1.9199 | 0 | -1.9199 | 0 | 0 | 0 | 0 | 0 | 0 | 0 | 0 | 0 | 0
527 | 2025-01-22 | 23 | 0 | 0 | 0 | 0 | 0 | -2.1097 | 0 | -2.1097 | 0 | 0 | 0 | 0 | 0 | 0 | 0 | 0 | 0 | 0
528 | 2025-01-22 | 24 | 0 | 0 | 0 | 0 | 0 | -2.2894 | 0 | -2.2894 | 0 | 0 | 0 | 0 | 0 | 0 | 0 | 0 | 0 | 0
529 | 2025-01-23 | 1 | 0 | 0 | 0 | 0 | 0 | -2.4544 | 0 | -2.4544 | 0 | 0 | 0 | 0 | 0 | 0 | 0 | 0 | 0 | 0
530 | 2025-01-23 | 2 | 0 | 0 | 0 | 0 | 0 | -2.487 | 0 | -2.487 | 0 | 0 | 0 | 0 | 0 | 0 | 0 | 0 | 0 | 0
531 | 2025-01-23 | 3 | 0 | 0 | 0 | 0 | 0 | -2.4649 | 0 | -2.4649 | 0 | 0 | 0 | 0 | 0 | 0 | 0 | 0 | 0 | 0
532 | 2025-01-23 | 4 | 0 | 0 | 0 | 0 | 0 | -2.4819 | 0 | -2.4819 | 0 | 0 | 0 | 0 | 0 | 0 | 0 | 0 | 0 | 0
533 | 2025-01-23 | 5 | 0 | 0 | 0 | 0 | 0 | -2.3758 | 0 | -2.3758 | 0 | 0 | 0 | 0 | 0 | 0 | 0 | 0 | 0 | 0
534 | 2025-01-23 | 6 | 0 | 0 | 0 | 0 | 0 | -2.3887 | 0 | -2.3887 | 0 | 0 | 0 | 0 | 0 | 0 | 0 | 0 | 0 | 0
535 | 2025-01-23 | 7 | 0 | 0 | 0 | 0 | 0 | -2.4282 | 0 | -2.4282 | 0 | 0 | 0 | 0 | 0 | 0 | 0 | 0 | 0 | 0
536 | 2025-01-23 | 8 | 0 | 0 | 0 | 0 | 0 | -2.524 | 0 | -2.524 | 0 | 0 | 0 | 0 | 0 | 0 | 0 | 0 | 0 | 0
537 | 2025-01-23 | 9 | 0 | 0 | 0 | 0 | 0 | -2.5726 | 0 | -2.5726 | 0 | 0 | 0 | 0 | 0 | 0 | 0 | 0 | 0 | 0
538 | 2025-01-23 | 10 | 0 | 0 | 0 | 0 | 0 | -2.7496 | 0 | -2.7496 | 0 | 0 | 0 | 0 | 0 | 0 | 0 | 0 | 0 | 0
539 | 2025-01-23 | 11 | 0 | 0 | 0 | 0 | 0 | -2.748 | 0 | -2.748 | 0 | 0 | 0 | 0 | 0 | 0 | 0 | 0 | 0 | 0
540 | 2025-01-23 | 12 | 0 | 0 | 0 | 0 | 0 | -2.541 | 0 | -2.541 | 0 | 0 | 0 | 0 | 0 | 0 | 0 | 0 | 0 | 0
541 | 2025-01-23 | 13 | 0 | 0 | 0 | 0 | 0 | -2.6676 | 0 | -2.6676 | 0 | 0 | 0 | 0 | 0 | 0 | 0 | 0 | 0 | 0
542 | 2025-01-23 | 14 | 0 | 0 | 0 | 0 | 0 | -2.7181 | 0 | -2.7181 | 0 | 0 | 0 | 0 | 0 | 0 | 0 | 0 | 0 | 0
543 | 2025-01-23 | 15 | 0 | 0 | 0 | 0 | 0 | -2.2516 | 0 | -2.2516 | 0 | 0 | 0 | 0 | 0 | 0 | 0 | 0 | 0 | 0
544 | 2025-01-23 | 16 | 0 | 0 | 0 | 0 | 0 | -2.0355 | 0 | -2.0355 | 0 | 0 | 0 | 0 | 0 | 0 | 0 | 0 | 0 | 0
545 | 2025-01-23 | 17 | 0 | 0 | 0 | 0 | 0 | -2.0811 | 0 | -2.0811 | 0 | 0 | 0 | 0 | 0 | 0 | 0 | 0 | 0 | 0
546 | 2025-01-23 | 18 | 0 | 0 | 0 | 0 | 0 | -2.0657 | 0 | -2.0657 | 0 | 0 | 0 | 0 | 0 | 0 | 0 | 0 | 0 | 0
547 | 2025-01-23 | 19 | 0 | 0 | 0 | 0 | 0 | -1.9031 | 0 | -1.9031 | 0 | 0.33 | 0 | 0 | 0 | 0 | 0 | -0.62801 | 0 | -0.62801
548 | 2025-01-23 | 20 | 0 | 0 | 0 | 0 | 0 | -1.9502 | 0 | -1.9502 | 0 | 0.33 | 0 | 0 | 0 | 0 | 0 | -0.64357 | 0 | -0.64357
549 | 2025-01-23 | 21 | 0 | 0 | 0 | 0 | 0 | -2.0206 | 0 | -2.0206 | 0 | 0 | 0 | 0 | 0 | 0 | 0 | 0 | 0 | 0
550 | 2025-01-23 | 22 | 0 | 0 | 0 | 0 | 0 | -2.0593 | 0 | -2.0593 | 0 | 0 | 0 | 0 | 0 | 0 | 0 | 0 | 0 | 0
551 | 2025-01-23 | 23 | 0 | 0 | 0 | 0 | 0 | -2.1643 | 0 | -2.1643 | 0 | 0 | 0 | 0 | 0 | 0 | 0 | 0 | 0 | 0
552 | 2025-01-23 | 24 | 0 | 0 | 0 | 0 | 0 | -2.1696 | 0 | -2.1696 | 0 | 0 | 0 | 0 | 0 | 0 | 0 | 0 | 0 | 0
553 | 2025-01-24 | 1 | 0 | 0 | 0 | 0 | 0 | -2.2709 | 0 | -2.2709 | 0 | 0 | 0 | 0 | 0 | 0 | 0 | 0 | 0 | 0
554 | 2025-01-24 | 2 | 0 | 0 | 0 | 0 | 0 | -2.368 | 0 | -2.368 | 0 | 0 | 0 | 0 | 0 | 0 | 0 | 0 | 0 | 0
555 | 2025-01-24 | 3 | 0 | 0 | 0 | 0 | 0 | -2.1162 | 0 | -2.1162 | 0 | 0 | 0 | 0 | 0 | 0 | 0 | 0 | 0 | 0
556 | 2025-01-24 | 4 | 0 | 0 | 0 | 0 | 0 | -2.1672 | 0 | -2.1672 | 0 | 0 | 0 | 0 | 0 | 0 | 0 | 0 | 0 | 0
557 | 2025-01-24 | 5 | 0 | 0 | 0 | 0 | 0 | -2.2574 | 0 | -2.2574 | 0 | 0 | 0 | 0 | 0 | 0 | 0 | 0 | 0 | 0
558 | 2025-01-24 | 6 | 0 | 0 | 0 | 0 | 0 | -2.218 | 0 | -2.218 | 0 | 0 | 0 | 0 | 0 | 0 | 0 | 0 | 0 | 0
559 | 2025-01-24 | 7 | 0 | 0 | 0 | 0 | 0 | -2.2026 | 0 | -2.2026 | 0 | 0 | 0 | 0 | 0 | 0 | 0 | 0 | 0 | 0
560 | 2025-01-24 | 8 | 0 | 0 | 0 | 0 | 0 | -2.4796 | 0 | -2.4796 | 0 | 0 | 0 | 0 | 0 | 0 | 0 | 0 | 0 | 0
561 | 2025-01-24 | 9 | 0 | 0 | 0 | 0 | 0 | -2.6182 | 0 | -2.6182 | 0 | 0 | 0 | 0 | 0 | 0 | 0 | 0 | 0 | 0
562 | 2025-01-24 | 10 | 0 | 0 | 0 | 0 | 0 | -2.299 | 0 | -2.299 | 0 | 0 | 0 | 0 | 0 | 0 | 0 | 0 | 0 | 0
563 | 2025-01-24 | 11 | 0 | 0 | 0 | 0 | 0 | -1.7368 | 0 | -1.7368 | 0 | 0 | 0 | 0 | 0 | 0 | 0 | 0 | 0 | 0
564 | 2025-01-24 | 12 | 0 | 0 | 0 | 0 | 0 | -1.4288 | 0 | -1.4288 | 0 | 0 | 0 | 0 | 0 | 0 | 0 | 0 | 0 | 0
565 | 2025-01-24 | 13 | 0 | 0 | 0 | 0 | 0 | -1.3432 | 0 | -1.3432 | 0 | 0 | 0 | 0 | 0 | 0 | 0 | 0 | 0 | 0
566 | 2025-01-24 | 14 | 0 | 0 | 0 | 0 | 0 | -1.5312 | 0 | -1.5312 | 0 | 0 | 0 | 0 | 0 | 0 | 0 | 0 | 0 | 0
567 | 2025-01-24 | 15 | 0 | 0 | 0 | 0 | 0 | -1.6645 | 0 | -1.6645 | 0 | 0 | 0 | 0 | 0 | 0 | 0 | 0 | 0 | 0
568 | 2025-01-24 | 16 | 0 | 0 | 0 | 0 | 0 | -1.7133 | 0 | -1.7133 | 0 | 0 | 0 | 0 | 0 | 0 | 0 | 0 | 0 | 0
569 | 2025-01-24 | 17 | 0 | 0 | 0 | 0 | 0 | -1.923 | 0 | -1.923 | 0 | 0 | 0 | 0 | 0 | 0 | 0 | 0 | 0 | 0
570 | 2025-01-24 | 18 | 0 | 0 | 0 | 0 | 0 | -2.1728 | 0 | -2.1728 | 0 | 0 | 0 | 0 | 0 | 0 | 0 | 0 | 0 | 0
571 | 2025-01-24 | 19 | 0 | 0 | 0 | 0 | 0 | -2.2514 | 0 | -2.2514 | 0 | 0.33 | 0 | 0 | 0 | 0 | 0 | -0.74295 | 0 | -0.74295
572 | 2025-01-24 | 20 | 0 | 0 | 0 | 0 | 0 | -2.4519 | 0 | -2.4519 | 0 | 0.33 | 0 | 0 | 0 | 0 | 0 | -0.80913 | 0 | -0.80913
573 | 2025-01-24 | 21 | 0 | 0 | 0 | 0 | 0 | -2.6068 | 0 | -2.6068 | 0 | 0 | 0 | 0 | 0 | 0 | 0 | 0 | 0 | 0
574 | 2025-01-24 | 22 | 0 | 0 | 0 | 0 | 0 | -2.5377 | 0 | -2.5377 | 0 | 0 | 0 | 0 | 0 | 0 | 0 | 0 | 0 | 0
575 | 2025-01-24 | 23 | 0 | 0 | 0 | 0 | 0 | -2.7877 | 0 | -2.7877 | 0 | 0 | 0 | 0 | 0 | 0 | 0 | 0 | 0 | 0
576 | 2025-01-24 | 24 | 0 | 0 | 0 | 0 | 0 | -3.0278 | 0 | -3.0278 | 0 | 0 | 0 | 0 | 0 | 0 | 0 | 0 | 0 | 0
577 | 2025-01-25 | 1 | 0 | 0 | 0 | 0 | 0 | -3.2141 | 0 | -3.2141 | 0 | 0 | 0 | 0 | 0 | 0 | 0 | 0 | 0 | 0
578 | 2025-01-25 | 2 | 0 | 0 | 0 | 0 | 0 | -3.4011 | 0 | -3.4011 | 0 | 0 | 0 | 0 | 0 | 0 | 0 | 0 | 0 | 0
579 | 2025-01-25 | 3 | 0 | 0 | 0 | 0 | 0 | -3.6441 | 0 | -3.6441 | 0 | 0 | 0 | 0 | 0 | 0 | 0 | 0 | 0 | 0
580 | 2025-01-25 | 4 | 0 | 0 | 0 | 0 | 0 | -4.0237 | 0 | -4.0237 | 0 | 0 | 0 | 0 | 0 | 0 | 0 | 0 | 0 | 0
581 | 2025-01-25 | 5 | 0 | 0 | 0 | 0 | 0 | -4.4345 | 0 | -4.4345 | 0 | 0 | 0 | 0 | 0 | 0 | 0 | 0 | 0 | 0
582 | 2025-01-25 | 6 | 0 | 0 | 0 | 0 | 0 | -4.5366 | 0 | -4.5366 | 0 | 0 | 0 | 0 | 0 | 0 | 0 | 0 | 0 | 0
583 | 2025-01-25 | 7 | 0 | 0 | 0 | 0 | 0 | -4.588 | 0 | -4.588 | 0 | 0 | 0 | 0 | 0 | 0 | 0 | 0 | 0 | 0
584 | 2025-01-25 | 8 | 0 | 0 | 0 | 0 | 0 | -4.6338 | 0 | -4.6338 | 0 | 0 | 0 | 0 | 0 | 0 | 0 | 0 | 0 | 0
585 | 2025-01-25 | 9 | 0 | 0 | 0 | 0 | 0 | -4.8042 | 0 | -4.8042 | 0 | 0 | 0 | 0 | 0 | 0 | 0 | 0 | 0 | 0
586 | 2025-01-25 | 10 | 0 | 0 | 0 | 0 | 0 | -5.7439 | 0 | -5.7439 | 0 | 0 | 0 | 0 | 0 | 0 | 0 | 0 | 0 | 0
587 | 2025-01-25 | 11 | 0 | 0 | 0 | 0 | 0 | -5.0993 | 0 | -5.0993 | 0 | 0 | 0 | 0 | 0 | 0 | 0 | 0 | 0 | 0
588 | 2025-01-25 | 12 | 0 | 0 | 0 | 0 | 0 | -4.6192 | 0 | -4.6192 | 0 | 0 | 0 | 0 | 0 | 0 | 0 | 0 | 0 | 0
589 | 2025-01-25 | 13 | 0 | 0 | 0 | 0 | 0 | -3.779 | 0 | -3.779 | 0 | 0 | 0 | 0 | 0 | 0 | 0 | 0 | 0 | 0
590 | 2025-01-25 | 14 | 0 | 0 | 0 | 0 | 0 | -3.5496 | 0 | -3.5496 | 0 | 0 | 0 | 0 | 0 | 0 | 0 | 0 | 0 | 0
591 | 2025-01-25 | 15 | 0 | 0 | 0 | 0 | 0 | -3.5417 | 0 | -3.5417 | 0 | 0 | 0 | 0 | 0 | 0 | 0 | 0 | 0 | 0
592 | 2025-01-25 | 16 | 0 | 0 | 0 | 0 | 0 | -3.913 | 0 | -3.913 | 0 | 0 | 0 | 0 | 0 | 0 | 0 | 0 | 0 | 0
593 | 2025-01-25 | 17 | 0 | 0 | 0 | 0 | 0 | -3.8895 | 0 | -3.8895 | 0 | 0 | 0 | 0 | 0 | 0 | 0 | 0 | 0 | 0
594 | 2025-01-25 | 18 | 0 | 0 | 0 | 0 | 0 | -4.5385 | 0 | -4.5385 | 0 | 0 | 0 | 0 | 0 | 0 | 0 | 0 | 0 | 0
595 | 2025-01-25 | 19 | 0 | 0 | 0 | 0 | 0 | -4.825 | 0 | -4.825 | 0 | 0 | 0 | 0 | 0 | 0 | 0 | 0 | 0 | 0
596 | 2025-01-25 | 20 | 0 | 0 | 0 | 0 | 0 | -5.6038 | 0 | -5.6038 | 0 | 0 | 0 | 0 | 0 | 0 | 0 | 0 | 0 | 0
597 | 2025-01-25 | 21 | 0 | 0 | 0 | 0 | 0 | -5.0302 | 0 | -5.0302 | 0 | 0 | 0 | 0 | 0 | 0 | 0 | 0 | 0 | 0
598 | 2025-01-25 | 22 | 0 | 0 | 0 | 0 | 0 | -5.2427 | 0 | -5.2427 | 0 | 0 | 0 | 0 | 0 | 0 | 0 | 0 | 0 | 0
599 | 2025-01-25 | 23 | 0 | 0 | 0 | 0 | 0 | -6.3133 | 0 | -6.3133 | 0 | 0 | 0 | 0 | 0 | 0 | 0 | 0 | 0 | 0
600 | 2025-01-25 | 24 | 0 | 0 | 0 | 0 | 0 | -6.5155 | 0 | -6.5155 | 0 | 0 | 0 | 0 | 0 | 0 | 0 | 0 | 0 | 0
601 | 2025-01-26 | 1 | 0 | 0 | 0 | 0 | 0 | -6.4015 | 0 | -6.4015 | 0 | 0 | 0 | 0 | 0 | 0 | 0 | 0 | 0 | 0
602 | 2025-01-26 | 2 | 0 | 0 | 0 | 0 | 0 | -6.5786 | 0 | -6.5786 | 0 | 0 | 0 | 0 | 0 | 0 | 0 | 0 | 0 | 0
603 | 2025-01-26 | 3 | 0 | 0 | 0 | 0 | 0 | -8.1453 | 0 | -8.1453 | 0 | 0 | 0 | 0 | 0 | 0 | 0 | 0 | 0 | 0
604 | 2025-01-26 | 4 | 0 | 0 | 0 | 0 | 0 | -7.6793 | 0 | -7.6793 | 0 | 0 | 0 | 0 | 0 | 0 | 0 | 0 | 0 | 0
605 | 2025-01-26 | 5 | 0 | 0 | 0 | 0 | 0 | -7.9734 | 0 | -7.9734 | 0 | 0 | 0 | 0 | 0 | 0 | 0 | 0 | 0 | 0
606 | 2025-01-26 | 6 | 0 | 0 | 0 | 0 | 0 | -7.343 | 0 | -7.343 | 0 | 0 | 0 | 0 | 0 | 0 | 0 | 0 | 0 | 0
607 | 2025-01-26 | 7 | 0 | 0 | 0 | 0 | 0 | -6.9926 | 0 | -6.9926 | 0 | 0 | 0 | 0 | 0 | 0 | 0 | 0 | 0 | 0
608 | 2025-01-26 | 8 | 0 | 0 | 0 | 0 | 0 | -6.1635 | 0 | -6.1635 | 0 | 0 | 0 | 0 | 0 | 0 | 0 | 0 | 0 | 0
609 | 2025-01-26 | 9 | 0 | 0 | 0 | 0 | 0 | -5.1567 | 0 | -5.1567 | 0 | 0 | 0 | 0 | 0 | 0 | 0 | 0 | 0 | 0
610 | 2025-01-26 | 10 | 0 | 0 | 0 | 0 | 0 | -4.6416 | 0 | -4.6416 | 0 | 0 | 0 | 0 | 0 | 0 | 0 | 0 | 0 | 0
611 | 2025-01-26 | 11 | 0 | 0 | 0 | 0 | 0 | -3.9398 | 0 | -3.9398 | 0 | 0 | 0 | 0 | 0 | 0 | 0 | 0 | 0 | 0
612 | 2025-01-26 | 12 | 0 | 0 | 0 | 0 | 0 | -3.594 | 0 | -3.594 | 0 | 0 | 0 | 0 | 0 | 0 | 0 | 0 | 0 | 0
613 | 2025-01-26 | 13 | 0 | 0 | 0 | 0 | 0 | -3.288 | 0 | -3.288 | 0 | 0 | 0 | 0 | 0 | 0 | 0 | 0 | 0 | 0
614 | 2025-01-26 | 14 | 0 | 0 | 0 | 0 | 0 | -2.9048 | 0 | -2.9048 | 0 | 0 | 0 | 0 | 0 | 0 | 0 | 0 | 0 | 0
615 | 2025-01-26 | 15 | 0 | 0 | 0 | 0 | 0 | -2.7757 | 0 | -2.7757 | 0 | 0 | 0 | 0 | 0 | 0 | 0 | 0 | 0 | 0
616 | 2025-01-26 | 16 | 0 | 0 | 0 | 0 | 0 | -2.6979 | 0 | -2.6979 | 0 | 0 | 0 | 0 | 0 | 0 | 0 | 0 | 0 | 0
617 | 2025-01-26 | 17 | 0 | 0 | 0 | 0 | 0 | -2.5326 | 0 | -2.5326 | 0 | 0 | 0 | 0 | 0 | 0 | 0 | 0 | 0 | 0
618 | 2025-01-26 | 18 | 0 | 0 | 0 | 0 | 0 | -2.513 | 0 | -2.513 | 0 | 0 | 0 | 0 | 0 | 0 | 0 | 0 | 0 | 0
619 | 2025-01-26 | 19 | 0 | 0 | 0 | 0 | 0 | -2.4848 | 0 | -2.4848 | 0 | 0 | 0 | 0 | 0 | 0 | 0 | 0 | 0 | 0
620 | 2025-01-26 | 20 | 0 | 0 | 0 | 0 | 0 | -2.5871 | 0 | -2.5871 | 0 | 0 | 0 | 0 | 0 | 0 | 0 | 0 | 0 | 0
621 | 2025-01-26 | 21 | 0 | 0 | 0 | 0 | 0 | -2.4749 | 0 | -2.4749 | 0 | 0 | 0 | 0 | 0 | 0 | 0 | 0 | 0 | 0
622 | 2025-01-26 | 22 | 0 | 0 | 0 | 0 | 0 | -2.5096 | 0 | -2.5096 | 0 | 0 | 0 | 0 | 0 | 0 | 0 | 0 | 0 | 0
623 | 2025-01-26 | 23 | 0 | 0 | 0 | 0 | 0 | -2.6055 | 0 | -2.6055 | 0 | 0 | 0 | 0 | 0 | 0 | 0 | 0 | 0 | 0
624 | 2025-01-26 | 24 | 0 | 0 | 0 | 0 | 0 | -2.6903 | 0 | -2.6903 | 0 | 0 | 0 | 0 | 0 | 0 | 0 | 0 | 0 | 0
625 | 2025-01-27 | 1 | 0 | 0 | 0 | 0 | 0 | -2.7826 | 0 | -2.7826 | 0 | 0 | 0 | 0 | 0 | 0 | 0 | 0 | 0 | 0
626 | 2025-01-27 | 2 | 0 | 0 | 0 | 0 | 0 | -2.5952 | 0 | -2.5952 | 0 | 0 | 0 | 0 | 0 | 0 | 0 | 0 | 0 | 0
627 | 2025-01-27 | 3 | 0 | 0 | 0 | 0 | 0 | -2.5485 | 0 | -2.5485 | 0 | 0 | 0 | 0 | 0 | 0 | 0 | 0 | 0 | 0
628 | 2025-01-27 | 4 | 0 | 0 | 0 | 0 | 0 | -2.4446 | 0 | -2.4446 | 0 | 0 | 0 | 0 | 0 | 0 | 0 | 0 | 0 | 0
629 | 2025-01-27 | 5 | 0 | 0 | 0 | 0 | 0 | -2.3221 | 0 | -2.3221 | 0 | 0 | 0 | 0 | 0 | 0 | 0 | 0 | 0 | 0
630 | 2025-01-27 | 6 | 0 | 0 | 0 | 0 | 0 | -2.1873 | 0 | -2.1873 | 0 | 0 | 0 | 0 | 0 | 0 | 0 | 0 | 0 | 0
631 | 2025-01-27 | 7 | 0 | 0 | 0 | 0 | 0 | -2.0518 | 0 | -2.0518 | 0 | 0 | 0 | 0 | 0 | 0 | 0 | 0 | 0 | 0
632 | 2025-01-27 | 8 | 0 | 0 | 0 | 0 | 0 | -2.2438 | 0 | -2.2438 | 0 | 0 | 0 | 0 | 0 | 0 | 0 | 0 | 0 | 0
633 | 2025-01-27 | 9 | 0 | 0 | 0 | 0 | 0 | -2.5079 | 0 | -2.5079 | 0 | 0 | 0 | 0 | 0 | 0 | 0 | 0 | 0 | 0
634 | 2025-01-27 | 10 | 0 | 0 | 0 | 0 | 0 | -2.536 | 0 | -2.536 | 0 | 0 | 0 | 0 | 0 | 0 | 0 | 0 | 0 | 0
635 | 2025-01-27 | 11 | 0 | 0 | 0 | 0 | 0 | -2.4268 | 0 | -2.4268 | 0 | 0 | 0 | 0 | 0 | 0 | 0 | 0 | 0 | 0
636 | 2025-01-27 | 12 | 0 | 0 | 0 | 0 | 0 | -2.3596 | 0 | -2.3596 | 0 | 0 | 0 | 0 | 0 | 0 | 0 | 0 | 0 | 0
637 | 2025-01-27 | 13 | 0 | 0 | 0 | 0 | 0 | -2.3225 | 0 | -2.3225 | 0 | 0 | 0 | 0 | 0 | 0 | 0 | 0 | 0 | 0
638 | 2025-01-27 | 14 | 0 | 0 | 0 | 0 | 0 | -2.1977 | 0 | -2.1977 | 0 | 0 | 0 | 0 | 0 | 0 | 0 | 0 | 0 | 0
639 | 2025-01-27 | 15 | 0 | 0 | 0 | 0 | 0 | -2.0753 | 0 | -2.0753 | 0 | 0 | 0 | 0 | 0 | 0 | 0 | 0 | 0 | 0
640 | 2025-01-27 | 16 | 0 | 0 | 0 | 0 | 0 | -2.0594 | 0 | -2.0594 | 0 | 0 | 0 | 0 | 0 | 0 | 0 | 0 | 0 | 0
641 | 2025-01-27 | 17 | 0 | 0 | 0 | 0 | 0 | -1.8505 | 0 | -1.8505 | 0 | 0 | 0 | 0 | 0 | 0 | 0 | 0 | 0 | 0
642 | 2025-01-27 | 18 | 0 | 0 | 0 | 0 | 0 | -1.7839 | 0 | -1.7839 | 0 | 0 | 0 | 0 | 0 | 0 | 0 | 0 | 0 | 0
643 | 2025-01-27 | 19 | 0 | 0 | 0 | 0 | 0 | -1.8038 | 0 | -1.8038 | 0 | 0.33 | 0 | 0 | 0 | 0 | 0 | -0.59527 | 0 | -0.59527
644 | 2025-01-27 | 20 | 0 | 0 | 0 | 0 | 0 | -1.8385 | 0 | -1.8385 | 0 | 0.33 | 0 | 0 | 0 | 0 | 0 | -0.60671 | 0 | -0.60671
645 | 2025-01-27 | 21 | 0 | 0 | 0 | 0 | 0 | -1.7593 | 0 | -1.7593 | 0 | 0 | 0 | 0 | 0 | 0 | 0 | 0 | 0 | 0
646 | 2025-01-27 | 22 | 0 | 0 | 0 | 0 | 0 | -1.7139 | 0 | -1.7139 | 0 | 0 | 0 | 0 | 0 | 0 | 0 | 0 | 0 | 0
647 | 2025-01-27 | 23 | 0 | 0 | 0 | 0 | 0 | -1.7631 | 0 | -1.7631 | 0 | 0 | 0 | 0 | 0 | 0 | 0 | 0 | 0 | 0
648 | 2025-01-27 | 24 | 0 | 0 | 0 | 0 | 0 | -1.8715 | 0 | -1.8715 | 0 | 0 | 0 | 0 | 0 | 0 | 0 | 0 | 0 | 0
649 | 2025-01-28 | 1 | 0 | 0 | 0 | 0 | 0 | -1.9903 | 0 | -1.9903 | 0 | 0 | 0 | 0 | 0 | 0 | 0 | 0 | 0 | 0
650 | 2025-01-28 | 2 | 0 | 0 | 0 | 0 | 0 | -2.1025 | 0 | -2.1025 | 0 | 0 | 0 | 0 | 0 | 0 | 0 | 0 | 0 | 0
651 | 2025-01-28 | 3 | 0 | 0 | 0 | 0 | 0 | -2.4853 | 0 | -2.4853 | 0 | 0 | 0 | 0 | 0 | 0 | 0 | 0 | 0 | 0
652 | 2025-01-28 | 4 | 0 | 0 | 0 | 0 | 0 | -2.5211 | 0 | -2.5211 | 0 | 0 | 0 | 0 | 0 | 0 | 0 | 0 | 0 | 0
653 | 2025-01-28 | 5 | 0 | 0 | 0 | 0 | 0 | -2.6846 | 0 | -2.6846 | 0 | 0 | 0 | 0 | 0 | 0 | 0 | 0 | 0 | 0
654 | 2025-01-28 | 6 | 0 | 0 | 0 | 0 | 0 | -2.8881 | 0 | -2.8881 | 0 | 0 | 0 | 0 | 0 | 0 | 0 | 0 | 0 | 0
655 | 2025-01-28 | 7 | 0 | 0 | 0 | 0 | 0 | -2.8598 | 0 | -2.8598 | 0 | 0 | 0 | 0 | 0 | 0 | 0 | 0 | 0 | 0
656 | 2025-01-28 | 8 | 0 | 0 | 0 | 0 | 0 | -3.1008 | 0 | -3.1008 | 0 | 0 | 0 | 0 | 0 | 0 | 0 | 0 | 0 | 0
657 | 2025-01-28 | 9 | 0 | 0 | 0 | 0 | 0 | -3.1796 | 0 | -3.1796 | 0 | 0 | 0 | 0 | 0 | 0 | 0 | 0 | 0 | 0
658 | 2025-01-28 | 10 | 0 | 0 | 0 | 0 | 0 | -3.1359 | 0 | -3.1359 | 0 | 0 | 0 | 0 | 0 | 0 | 0 | 0 | 0 | 0
659 | 2025-01-28 | 11 | 0 | 0 | 0 | 0 | 0 | -3.0828 | 0 | -3.0828 | 0 | 0 | 0 | 0 | 0 | 0 | 0 | 0 | 0 | 0
660 | 2025-01-28 | 12 | 0 | 0 | 0 | 0 | 0 | -3.0999 | 0 | -3.0999 | 0 | 0 | 0 | 0 | 0 | 0 | 0 | 0 | 0 | 0
661 | 2025-01-28 | 13 | 0 | 0 | 0 | 0 | 0 | -2.8354 | 0 | -2.8354 | 0 | 0 | 0 | 0 | 0 | 0 | 0 | 0 | 0 | 0
662 | 2025-01-28 | 14 | 0 | 0 | 0 | 0 | 0 | -2.7202 | 0 | -2.7202 | 0 | 0 | 0 | 0 | 0 | 0 | 0 | 0 | 0 | 0
663 | 2025-01-28 | 15 | 0 | 0 | 0 | 0 | 0 | -2.7954 | 0 | -2.7954 | 0 | 0 | 0 | 0 | 0 | 0 | 0 | 0 | 0 | 0
664 | 2025-01-28 | 16 | 0 | 0 | 0 | 0 | 0 | -2.8781 | 0 | -2.8781 | 0 | 0 | 0 | 0 | 0 | 0 | 0 | 0 | 0 | 0
665 | 2025-01-28 | 17 | 0 | 0 | 0 | 0 | 0 | -2.9991 | 0 | -2.9991 | 0 | 0 | 0 | 0 | 0 | 0 | 0 | 0 | 0 | 0
666 | 2025-01-28 | 18 | 0 | 0 | 0 | 0 | 0 | -3.2161 | 0 | -3.2161 | 0 | 0 | 0 | 0 | 0 | 0 | 0 | 0 | 0 | 0
667 | 2025-01-28 | 19 | 0 | 0 | 0 | 0 | 0 | -3.2463 | 0 | -3.2463 | 0 | 0.33 | 0 | 0 | 0 | 0 | 0 | -1.0713 | 0 | -1.0713
668 | 2025-01-28 | 20 | 0 | 0 | 0 | 0 | 0 | -2.927 | 0 | -2.927 | 0 | 0.33 | 0 | 0 | 0 | 0 | 0 | -0.96593 | 0 | -0.96593
669 | 2025-01-28 | 21 | 0 | 0 | 0 | 0 | 0 | -2.8232 | 0 | -2.8232 | 0 | 0 | 0 | 0 | 0 | 0 | 0 | 0 | 0 | 0
670 | 2025-01-28 | 22 | 0 | 0 | 0 | 0 | 0 | -2.8261 | 0 | -2.8261 | 0 | 0 | 0 | 0 | 0 | 0 | 0 | 0 | 0 | 0
671 | 2025-01-28 | 23 | 0 | 0 | 0 | 0 | 0 | -3.0754 | 0 | -3.0754 | 0 | 0 | 0 | 0 | 0 | 0 | 0 | 0 | 0 | 0
672 | 2025-01-28 | 24 | 0 | 0 | 0 | 0 | 0 | -3.5557 | 0 | -3.5557 | 0 | 0 | 0 | 0 | 0 | 0 | 0 | 0 | 0 | 0
673 | 2025-01-29 | 1 | 0 | 0 | 0 | 0 | 0 | -3.8682 | 0 | -3.8682 | 0 | 0 | 0 | 0 | 0 | 0 | 0 | 0 | 0 | 0
674 | 2025-01-29 | 2 | 0 | 0 | 0 | 0 | 0 | -4.488 | 0 | -4.488 | 0 | 0 | 0 | 0 | 0 | 0 | 0 | 0 | 0 | 0
675 | 2025-01-29 | 3 | 0 | 0 | 0 | 0 | 0 | -4.8107 | 0 | -4.8107 | 0 | 0 | 0 | 0 | 0 | 0 | 0 | 0 | 0 | 0
676 | 2025-01-29 | 4 | 0 | 0 | 0 | 0 | 0 | -4.8726 | 0 | -4.8726 | 0 | 0 | 0 | 0 | 0 | 0 | 0 | 0 | 0 | 0
677 | 2025-01-29 | 5 | 0 | 0 | 0 | 0 | 0 | -4.881 | 0 | -4.881 | 0 | 0 | 0 | 0 | 0 | 0 | 0 | 0 | 0 | 0
678 | 2025-01-29 | 6 | 0 | 0 | 0 | 0 | 0 | -4.5606 | 0 | -4.5606 | 0 | 0 | 0 | 0 | 0 | 0 | 0 | 0 | 0 | 0
679 | 2025-01-29 | 7 | 0 | 0 | 0 | 0 | 0 | -4.238 | 0 | -4.238 | 0 | 0 | 0 | 0 | 0 | 0 | 0 | 0 | 0 | 0
680 | 2025-01-29 | 8 | 0 | 0 | 0 | 0 | 0 | -3.9253 | 0 | -3.9253 | 0 | 0 | 0 | 0 | 0 | 0 | 0 | 0 | 0 | 0
681 | 2025-01-29 | 9 | 0 | 0 | 0 | 0 | 0 | -3.6518 | 0 | -3.6518 | 0 | 0 | 0 | 0 | 0 | 0 | 0 | 0 | 0 | 0
682 | 2025-01-29 | 10 | 0 | 0 | 0 | 0 | 0 | -3.3268 | 0 | -3.3268 | 0 | 0 | 0 | 0 | 0 | 0 | 0 | 0 | 0 | 0
683 | 2025-01-29 | 11 | 0 | 0 | 0 | 0 | 0 | -2.9845 | 0 | -2.9845 | 0 | 0 | 0 | 0 | 0 | 0 | 0 | 0 | 0 | 0
684 | 2025-01-29 | 12 | 0 | 0 | 0 | 0 | 0 | -2.5222 | 0 | -2.5222 | 0 | 0 | 0 | 0 | 0 | 0 | 0 | 0 | 0 | 0
685 | 2025-01-29 | 13 | 0 | 0 | 0 | 0 | 0 | -2.4655 | 0 | -2.4655 | 0 | 0 | 0 | 0 | 0 | 0 | 0 | 0 | 0 | 0
686 | 2025-01-29 | 14 | 0 | 0 | 0 | 0 | 0 | -2.607 | 0 | -2.607 | 0 | 0 | 0 | 0 | 0 | 0 | 0 | 0 | 0 | 0
687 | 2025-01-29 | 15 | 0 | 0 | 0 | 0 | 0 | -2.4916 | 0 | -2.4916 | 0 | 0 | 0 | 0 | 0 | 0 | 0 | 0 | 0 | 0
688 | 2025-01-29 | 16 | 0 | 0 | 0 | 0 | 0 | -2.3501 | 0 | -2.3501 | 0 | 0 | 0 | 0 | 0 | 0 | 0 | 0 | 0 | 0
689 | 2025-01-29 | 17 | 0 | 0 | 0 | 0 | 0 | -2.1698 | 0 | -2.1698 | 0 | 0 | 0 | 0 | 0 | 0 | 0 | 0 | 0 | 0
690 | 2025-01-29 | 18 | 0 | 0 | 0 | 0 | 0 | -2.3788 | 0 | -2.3788 | 0 | 0 | 0 | 0 | 0 | 0 | 0 | 0 | 0 | 0
691 | 2025-01-29 | 19 | 0 | 0 | 0 | 0 | 0 | -2.4797 | 0 | -2.4797 | 0 | 0.33 | 0 | 0 | 0 | 0 | 0 | -0.8183 | 0 | -0.8183
692 | 2025-01-29 | 20 | 0 | 0 | 0 | 0 | 0 | -2.5046 | 0 | -2.5046 | 0 | 0.33 | 0 | 0 | 0 | 0 | 0 | -0.82651 | 0 | -0.82651
693 | 2025-01-29 | 21 | 0 | 0 | 0 | 0 | 0 | -2.5282 | 0 | -2.5282 | 0 | 0 | 0 | 0 | 0 | 0 | 0 | 0 | 0 | 0
694 | 2025-01-29 | 22 | 0 | 0 | 0 | 0 | 0 | -2.5459 | 0 | -2.5459 | 0 | 0 | 0 | 0 | 0 | 0 | 0 | 0 | 0 | 0
695 | 2025-01-29 | 23 | 0 | 0 | 0 | 0 | 0 | -2.6162 | 0 | -2.6162 | 0 | 0 | 0 | 0 | 0 | 0 | 0 | 0 | 0 | 0
696 | 2025-01-29 | 24 | 0 | 0 | 0 | 0 | 0 | -2.8177 | 0 | -2.8177 | 0 | 0 | 0 | 0 | 0 | 0 | 0 | 0 | 0 | 0
697 | 2025-01-30 | 1 | 0 | 0 | 0 | 0 | 0 | -3.1503 | 0 | -3.1503 | 0 | 0 | 0 | 0 | 0 | 0 | 0 | 0 | 0 | 0
698 | 2025-01-30 | 2 | 0 | 0 | 0 | 0 | 0 | -3.1952 | 0 | -3.1952 | 0 | 0 | 0 | 0 | 0 | 0 | 0 | 0 | 0 | 0
699 | 2025-01-30 | 3 | 0 | 0 | 0 | 0 | 0 | -3.1738 | 0 | -3.1738 | 0 | 0 | 0 | 0 | 0 | 0 | 0 | 0 | 0 | 0
700 | 2025-01-30 | 4 | 0 | 0 | 0 | 0 | 0 | -2.9878 | 0 | -2.9878 | 0 | 0 | 0 | 0 | 0 | 0 | 0 | 0 | 0 | 0
701 | 2025-01-30 | 5 | 0 | 0 | 0 | 0 | 0 | -2.9669 | 0 | -2.9669 | 0 | 0 | 0 | 0 | 0 | 0 | 0 | 0 | 0 | 0
702 | 2025-01-30 | 6 | 0 | 0 | 0 | 0 | 0 | -3.0257 | 0 | -3.0257 | 0 | 0 | 0 | 0 | 0 | 0 | 0 | 0 | 0 | 0
703 | 2025-01-30 | 7 | 0 | 0 | 0 | 0 | 0 | -3.2611 | 0 | -3.2611 | 0 | 0 | 0 | 0 | 0 | 0 | 0 | 0 | 0 | 0
704 | 2025-01-30 | 8 | 0 | 0 | 0 | 0 | 0 | -3.4975 | 0 | -3.4975 | 0 | 0 | 0 | 0 | 0 | 0 | 0 | 0 | 0 | 0
705 | 2025-01-30 | 9 | 0 | 0 | 0 | 0 | 0 | -3.6068 | 0 | -3.6068 | 0 | 0 | 0 | 0 | 0 | 0 | 0 | 0 | 0 | 0
706 | 2025-01-30 | 10 | 0 | 0 | 0 | 0 | 0 | -3.516 | 0 | -3.516 | 0 | 0 | 0 | 0 | 0 | 0 | 0 | 0 | 0 | 0
707 | 2025-01-30 | 11 | 0 | 0 | 0 | 0 | 0 | -3.216 | 0 | -3.216 | 0 | 0 | 0 | 0 | 0 | 0 | 0 | 0 | 0 | 0
708 | 2025-01-30 | 12 | 0 | 0 | 0 | 0 | 0 | -2.7052 | 0 | -2.7052 | 0 | 0 | 0 | 0 | 0 | 0 | 0 | 0 | 0 | 0
709 | 2025-01-30 | 13 | 0 | 0 | 0 | 0 | 0 | -2.4619 | 0 | -2.4619 | 0 | 0 | 0 | 0 | 0 | 0 | 0 | 0 | 0 | 0
710 | 2025-01-30 | 14 | 0 | 0 | 0 | 0 | 0 | -2.0467 | 0 | -2.0467 | 0 | 0 | 0 | 0 | 0 | 0 | 0 | 0 | 0 | 0
711 | 2025-01-30 | 15 | 0 | 0 | 0 | 0 | 0 | -1.8367 | 0 | -1.8367 | 0 | 0 | 0 | 0 | 0 | 0 | 0 | 0 | 0 | 0
712 | 2025-01-30 | 16 | 0 | 0 | 0 | 0 | 0 | -1.8992 | 0 | -1.8992 | 0 | 0 | 0 | 0 | 0 | 0 | 0 | 0 | 0 | 0
713 | 2025-01-30 | 17 | 0 | 0 | 0 | 0 | 0 | -1.8873 | 0 | -1.8873 | 0 | 0 | 0 | 0 | 0 | 0 | 0 | 0 | 0 | 0
714 | 2025-01-30 | 18 | 0 | 0 | 0 | 0 | 0 | -1.9656 | 0 | -1.9656 | 0 | 0 | 0 | 0 | 0 | 0 | 0 | 0 | 0 | 0
715 | 2025-01-30 | 19 | 0 | 0 | 0 | 0 | 0 | -1.955 | 0 | -1.955 | 0 | 0.33 | 0 | 0 | 0 | 0 | 0 | -0.64514 | 0 | -0.64514
716 | 2025-01-30 | 20 | 0 | 0 | 0 | 0 | 0 | -2.0129 | 0 | -2.0129 | 0 | 0.33 | 0 | 0 | 0 | 0 | 0 | -0.66427 | 0 | -0.66427
717 | 2025-01-30 | 21 | 0 | 0 | 0 | 0 | 0 | -2.082 | 0 | -2.082 | 0 | 0 | 0 | 0 | 0 | 0 | 0 | 0 | 0 | 0
718 | 2025-01-30 | 22 | 0 | 0 | 0 | 0 | 0 | -2.2029 | 0 | -2.2029 | 0 | 0 | 0 | 0 | 0 | 0 | 0 | 0 | 0 | 0
719 | 2025-01-30 | 23 | 0 | 0 | 0 | 0 | 0 | -2.5246 | 0 | -2.5246 | 0 | 0 | 0 | 0 | 0 | 0 | 0 | 0 | 0 | 0
720 | 2025-01-30 | 24 | 0 | 0 | 0 | 0 | 0 | -2.8141 | 0 | -2.8141 | 0 | 0 | 0 | 0 | 0 | 0 | 0 | 0 | 0 | 0
721 | 2025-01-31 | 1 | 0 | 0 | 0 | 0 | 0 | -3.0751 | 0 | -3.0751 | 0 | 0 | 0 | 0 | 0 | 0 | 0 | 0 | 0 | 0
722 | 2025-01-31 | 2 | 0 | 0 | 0 | 0 | 0 | -3.2642 | 0 | -3.2642 | 0 | 0 | 0 | 0 | 0 | 0 | 0 | 0 | 0 | 0
723 | 2025-01-31 | 3 | 0 | 0 | 0 | 0 | 0 | -3.3679 | 0 | -3.3679 | 0 | 0 | 0 | 0 | 0 | 0 | 0 | 0 | 0 | 0
724 | 2025-01-31 | 4 | 0 | 0 | 0 | 0 | 0 | -3.2523 | 0 | -3.2523 | 0 | 0 | 0 | 0 | 0 | 0 | 0 | 0 | 0 | 0
725 | 2025-01-31 | 5 | 0 | 0 | 0 | 0 | 0 | -3.3697 | 0 | -3.3697 | 0 | 0 | 0 | 0 | 0 | 0 | 0 | 0 | 0 | 0
726 | 2025-01-31 | 6 | 0 | 0 | 0 | 0 | 0 | -3.4651 | 0 | -3.4651 | 0 | 0 | 0 | 0 | 0 | 0 | 0 | 0 | 0 | 0
727 | 2025-01-31 | 7 | 0 | 0 | 0 | 0 | 0 | -3.8415 | 0 | -3.8415 | 0 | 0 | 0 | 0 | 0 | 0 | 0 | 0 | 0 | 0
728 | 2025-01-31 | 8 | 0 | 0 | 0 | 0 | 0 | -4.0784 | 0 | -4.0784 | 0 | 0 | 0 | 0 | 0 | 0 | 0 | 0 | 0 | 0
729 | 2025-01-31 | 9 | 0 | 0 | 0 | 0 | 0 | -4.0686 | 0 | -4.0686 | 0 | 0 | 0 | 0 | 0 | 0 | 0 | 0 | 0 | 0
730 | 2025-01-31 | 10 | 0 | 0 | 0 | 0 | 0 | -3.3788 | 0 | -3.3788 | 0 | 0 | 0 | 0 | 0 | 0 | 0 | 0 | 0 | 0
731 | 2025-01-31 | 11 | 0 | 0 | 0 | 0 | 0 | -2.5458 | 0 | -2.5458 | 0 | 0 | 0 | 0 | 0 | 0 | 0 | 0 | 0 | 0
732 | 2025-01-31 | 12 | 0 | 0 | 0 | 0 | 0 | -2.2211 | 0 | -2.2211 | 0 | 0 | 0 | 0 | 0 | 0 | 0 | 0 | 0 | 0
733 | 2025-01-31 | 13 | 0 | 0 | 0 | 0 | 0 | -2.114 | 0 | -2.114 | 0 | 0 | 0 | 0 | 0 | 0 | 0 | 0 | 0 | 0
734 | 2025-01-31 | 14 | 0 | 0 | 0 | 0 | 0 | -1.8596 | 0 | -1.8596 | 0 | 0 | 0 | 0 | 0 | 0 | 0 | 0 | 0 | 0
735 | 2025-01-31 | 15 | 0 | 0 | 0 | 0 | 0 | -1.678 | 0 | -1.678 | 0 | 0 | 0 | 0 | 0 | 0 | 0 | 0 | 0 | 0
736 | 2025-01-31 | 16 | 0 | 0 | 0 | 0 | 0 | -1.8014 | 0 | -1.8014 | 0 | 0 | 0 | 0 | 0 | 0 | 0 | 0 | 0 | 0
737 | 2025-01-31 | 17 | 0 | 0 | 0 | 0 | 0 | -2.0312 | 0 | -2.0312 | 0 | 0 | 0 | 0 | 0 | 0 | 0 | 0 | 0 | 0
738 | 2025-01-31 | 18 | 0 | 0 | 0 | 0 | 0 | -2.5099 | 0 | -2.5099 | 0 | 0 | 0 | 0 | 0 | 0 | 0 | 0 | 0 | 0
739 | 2025-01-31 | 19 | 0 | 0 | 0 | 0 | 0 | -2.789 | 0 | -2.789 | 0 | 0.33 | 0 | 0 | 0 | 0 | 0 | -0.92037 | 0 | -0.92037
740 | 2025-01-31 | 20 | 0 | 0 | 0 | 0 | 0 | -2.8808 | 0 | -2.8808 | 0 | 0.33 | 0 | 0 | 0 | 0 | 0 | -0.95068 | 0 | -0.95068
741 | 2025-01-31 | 21 | 0 | 0 | 0 | 0 | 0 | -2.812 | 0 | -2.812 | 0 | 0 | 0 | 0 | 0 | 0 | 0 | 0 | 0 | 0
742 | 2025-01-31 | 22 | 0 | 0 | 0 | 0 | 0 | -2.6476 | 0 | -2.6476 | 0 | 0 | 0 | 0 | 0 | 0 | 0 | 0 | 0 | 0
743 | 2025-01-31 | 23 | 0 | 0 | 0 | 0 | 0 | -2.8223 | 0 | -2.8223 | 0 | 0 | 0 | 0 | 0 | 0 | 0 | 0 | 0 | 0
744 | 2025-01-31 | 24 | 0 | 0 | 0 | 0 | 0 | -2.9827 | 0 | -2.9827 | 0 | 0 | 0 | 0 | 0 | 0 | 0 | 0 | 0 | 0
745 | 2025-02-01 | 1 | 0 | 0 | 0 | 0 | 0 | -2.8535 | 0 | -2.8535 | 0 | 0 | 0 | 0 | 0 | 0 | 0 | 0 | 0 | 0
746 | 2025-02-01 | 2 | 0 | 0 | 0 | 0 | 0 | -2.7913 | 0 | -2.7913 | 0 | 0 | 0 | 0 | 0 | 0 | 0 | 0 | 0 | 0
747 | 2025-02-01 | 3 | 0 | 0 | 0 | 0 | 0 | -2.851 | 0 | -2.851 | 0 | 0 | 0 | 0 | 0 | 0 | 0 | 0 | 0 | 0
748 | 2025-02-01 | 4 | 0 | 0 | 0 | 0 | 0 | -3.006 | 0 | -3.006 | 0 | 0 | 0 | 0 | 0 | 0 | 0 | 0 | 0 | 0
749 | 2025-02-01 | 5 | 0 | 0 | 0 | 0 | 0 | -3.0562 | 0 | -3.0562 | 0 | 0 | 0 | 0 | 0 | 0 | 0 | 0 | 0 | 0
750 | 2025-02-01 | 6 | 0 | 0 | 0 | 0 | 0 | -3.118 | 0 | -3.118 | 0 | 0 | 0 | 0 | 0 | 0 | 0 | 0 | 0 | 0
751 | 2025-02-01 | 7 | 0 | 0 | 0 | 0 | 0 | -3.0206 | 0 | -3.0206 | 0 | 0 | 0 | 0 | 0 | 0 | 0 | 0 | 0 | 0
752 | 2025-02-01 | 8 | 0 | 0 | 0 | 0 | 0 | -3.0356 | 0 | -3.0356 | 0 | 0 | 0 | 0 | 0 | 0 | 0 | 0 | 0 | 0
753 | 2025-02-01 | 9 | 0 | 0 | 0 | 0 | 0 | -2.8254 | 0 | -2.8254 | 0 | 0 | 0 | 0 | 0 | 0 | 0 | 0 | 0 | 0
754 | 2025-02-01 | 10 | 0 | 0 | 0 | 0 | 0 | -2.3621 | 0 | -2.3621 | 0 | 0 | 0 | 0 | 0 | 0 | 0 | 0 | 0 | 0
755 | 2025-02-01 | 11 | 0 | 0 | 0 | 0 | 0 | -1.9753 | 0 | -1.9753 | 0 | 0 | 0 | 0 | 0 | 0 | 0 | 0 | 0 | 0
756 | 2025-02-01 | 12 | 0 | 0 | 0 | 0 | 0 | -1.7031 | 0 | -1.7031 | 0 | 0 | 0 | 0 | 0 | 0 | 0 | 0 | 0 | 0
757 | 2025-02-01 | 13 | 0 | 0 | 0 | 0 | 0 | -1.5553 | 0 | -1.5553 | 0 | 0 | 0 | 0 | 0 | 0 | 0 | 0 | 0 | 0
758 | 2025-02-01 | 14 | 0 | 0 | 0 | 0 | 0 | -1.3277 | 0 | -1.3277 | 0 | 0 | 0 | 0 | 0 | 0 | 0 | 0 | 0 | 0
759 | 2025-02-01 | 15 | 0 | 0 | 0 | 0 | 0 | -1.0443 | 0 | -1.0443 | 0 | 0 | 0 | 0 | 0 | 0 | 0 | 0 | 0 | 0
760 | 2025-02-01 | 16 | 0 | 0 | 0 | 0 | 0 | -0.93256 | 0 | -0.93256 | 0 | 0 | 0 | 0 | 0 | 0 | 0 | 0 | 0 | 0
761 | 2025-02-01 | 17 | 0 | 0 | 0 | 0 | 0 | -0.99394 | 0 | -0.99394 | 0 | 0 | 0 | 0 | 0 | 0 | 0 | 0 | 0 | 0
762 | 2025-02-01 | 18 | 0 | 0 | 0 | 0 | 0 | -1.3189 | 0 | -1.3189 | 0 | 0 | 0 | 0 | 0 | 0 | 0 | 0 | 0 | 0
763 | 2025-02-01 | 19 | 0 | 0 | 0 | 0 | 0 | -1.4646 | 0 | -1.4646 | 0 | 0 | 0 | 0 | 0 | 0 | 0 | 0 | 0 | 0
764 | 2025-02-01 | 20 | 0 | 0 | 0 | 0 | 0 | -1.7647 | 0 | -1.7647 | 0 | 0 | 0 | 0 | 0 | 0 | 0 | 0 | 0 | 0
765 | 2025-02-01 | 21 | 0 | 0 | 0 | 0 | 0 | -1.699 | 0 | -1.699 | 0 | 0 | 0 | 0 | 0 | 0 | 0 | 0 | 0 | 0
766 | 2025-02-01 | 22 | 0 | 0 | 0 | 0 | 0 | -2.1714 | 0 | -2.1714 | 0 | 0 | 0 | 0 | 0 | 0 | 0 | 0 | 0 | 0
767 | 2025-02-01 | 23 | 0 | 0 | 0 | 0 | 0 | -2.3611 | 0 | -2.3611 | 0 | 0 | 0 | 0 | 0 | 0 | 0 | 0 | 0 | 0
768 | 2025-02-01 | 24 | 0 | 0 | 0 | 0 | 0 | -2.7458 | 0 | -2.7458 | 0 | 0 | 0 | 0 | 0 | 0 | 0 | 0 | 0 | 0
769 | 2025-02-02 | 1 | 0 | 0 | 0 | 0 | 0 | -2.793 | 0 | -2.793 | 0 | 0 | 0 | 0 | 0 | 0 | 0 | 0 | 0 | 0
770 | 2025-02-02 | 2 | 0 | 0 | 0 | 0 | 0 | -2.9422 | 0 | -2.9422 | 0 | 0 | 0 | 0 | 0 | 0 | 0 | 0 | 0 | 0
771 | 2025-02-02 | 3 | 0 | 0 | 0 | 0 | 0 | -2.8139 | 0 | -2.8139 | 0 | 0 | 0 | 0 | 0 | 0 | 0 | 0 | 0 | 0
772 | 2025-02-02 | 4 | 0 | 0 | 0 | 0 | 0 | -2.8693 | 0 | -2.8693 | 0 | 0 | 0 | 0 | 0 | 0 | 0 | 0 | 0 | 0
773 | 2025-02-02 | 5 | 0 | 0 | 0 | 0 | 0 | -2.8584 | 0 | -2.8584 | 0 | 0 | 0 | 0 | 0 | 0 | 0 | 0 | 0 | 0
774 | 2025-02-02 | 6 | 0 | 0 | 0 | 0 | 0 | -2.7335 | 0 | -2.7335 | 0 | 0 | 0 | 0 | 0 | 0 | 0 | 0 | 0 | 0
775 | 2025-02-02 | 7 | 0 | 0 | 0 | 0 | 0 | -2.5676 | 0 | -2.5676 | 0 | 0 | 0 | 0 | 0 | 0 | 0 | 0 | 0 | 0
776 | 2025-02-02 | 8 | 0 | 0 | 0 | 0 | 0 | -2.564 | 0 | -2.564 | 0 | 0 | 0 | 0 | 0 | 0 | 0 | 0 | 0 | 0
777 | 2025-02-02 | 9 | 0 | 0 | 0 | 0 | 0 | -2.2665 | 0 | -2.2665 | 0 | 0 | 0 | 0 | 0 | 0 | 0 | 0 | 0 | 0
778 | 2025-02-02 | 10 | 0 | 0 | 0 | 0 | 0 | -2.1526 | 0 | -2.1526 | 0 | 0 | 0 | 0 | 0 | 0 | 0 | 0 | 0 | 0
779 | 2025-02-02 | 11 | 0 | 0 | 0 | 0 | 0 | -2.1102 | 0 | -2.1102 | 0 | 0 | 0 | 0 | 0 | 0 | 0 | 0 | 0 | 0
780 | 2025-02-02 | 12 | 0 | 0 | 0 | 0 | 0 | -2.1791 | 0 | -2.1791 | 0 | 0 | 0 | 0 | 0 | 0 | 0 | 0 | 0 | 0
781 | 2025-02-02 | 13 | 0 | 0 | 0 | 0 | 0 | -2.1352 | 0 | -2.1352 | 0 | 0 | 0 | 0 | 0 | 0 | 0 | 0 | 0 | 0
782 | 2025-02-02 | 14 | 0 | 0 | 0 | 0 | 0 | -2.0152 | 0 | -2.0152 | 0 | 0 | 0 | 0 | 0 | 0 | 0 | 0 | 0 | 0
783 | 2025-02-02 | 15 | 0 | 0 | 0 | 0 | 0 | -1.9365 | 0 | -1.9365 | 0 | 0 | 0 | 0 | 0 | 0 | 0 | 0 | 0 | 0
784 | 2025-02-02 | 16 | 0 | 0 | 0 | 0 | 0 | -2.0278 | 0 | -2.0278 | 0 | 0 | 0 | 0 | 0 | 0 | 0 | 0 | 0 | 0
785 | 2025-02-02 | 17 | 0 | 0 | 0 | 0 | 0 | -2.2331 | 0 | -2.2331 | 0 | 0 | 0 | 0 | 0 | 0 | 0 | 0 | 0 | 0
786 | 2025-02-02 | 18 | 0 | 0 | 0 | 0 | 0 | -2.1562 | 0 | -2.1562 | 0 | 0 | 0 | 0 | 0 | 0 | 0 | 0 | 0 | 0
787 | 2025-02-02 | 19 | 0 | 0 | 0 | 0 | 0 | -1.9549 | 0 | -1.9549 | 0 | 0 | 0 | 0 | 0 | 0 | 0 | 0 | 0 | 0
788 | 2025-02-02 | 20 | 0 | 0 | 0 | 0 | 0 | -2.0262 | 0 | -2.0262 | 0 | 0 | 0 | 0 | 0 | 0 | 0 | 0 | 0 | 0
789 | 2025-02-02 | 21 | 0 | 0 | 0 | 0 | 0 | -2.1258 | 0 | -2.1258 | 0 | 0 | 0 | 0 | 0 | 0 | 0 | 0 | 0 | 0
790 | 2025-02-02 | 22 | 0 | 0 | 0 | 0 | 0 | -2.1483 | 0 | -2.1483 | 0 | 0 | 0 | 0 | 0 | 0 | 0 | 0 | 0 | 0
791 | 2025-02-02 | 23 | 0 | 0 | 0 | 0 | 0 | -2.0075 | 0 | -2.0075 | 0 | 0 | 0 | 0 | 0 | 0 | 0 | 0 | 0 | 0
792 | 2025-02-02 | 24 | 0 | 0 | 0 | 0 | 0 | -1.816 | 0 | -1.816 | 0 | 0 | 0 | 0 | 0 | 0 | 0 | 0 | 0 | 0
793 | 2025-02-03 | 1 | 0 | 0 | 0 | 0 | 0 | -1.8232 | 0 | -1.8232 | 0 | 0 | 0 | 0 | 0 | 0 | 0 | 0 | 0 | 0
794 | 2025-02-03 | 2 | 0 | 0 | 0 | 0 | 0 | -1.8686 | 0 | -1.8686 | 0 | 0 | 0 | 0 | 0 | 0 | 0 | 0 | 0 | 0
795 | 2025-02-03 | 3 | 0 | 0 | 0 | 0 | 0 | -1.8313 | 0 | -1.8313 | 0 | 0 | 0 | 0 | 0 | 0 | 0 | 0 | 0 | 0
796 | 2025-02-03 | 4 | 0 | 0 | 0 | 0 | 0 | -1.8373 | 0 | -1.8373 | 0 | 0 | 0 | 0 | 0 | 0 | 0 | 0 | 0 | 0
797 | 2025-02-03 | 5 | 0 | 0 | 0 | 0 | 0 | -1.8071 | 0 | -1.8071 | 0 | 0 | 0 | 0 | 0 | 0 | 0 | 0 | 0 | 0
798 | 2025-02-03 | 6 | 0 | 0 | 0 | 0 | 0 | -1.7403 | 0 | -1.7403 | 0 | 0 | 0 | 0 | 0 | 0 | 0 | 0 | 0 | 0
799 | 2025-02-03 | 7 | 0 | 0 | 0 | 0 | 0 | -1.7098 | 0 | -1.7098 | 0 | 0 | 0 | 0 | 0 | 0 | 0 | 0 | 0 | 0
800 | 2025-02-03 | 8 | 0 | 0 | 0 | 0 | 0 | -1.7475 | 0 | -1.7475 | 0 | 0 | 0 | 0 | 0 | 0 | 0 | 0 | 0 | 0
801 | 2025-02-03 | 9 | 0 | 0 | 0 | 0 | 0 | -1.8018 | 0 | -1.8018 | 0 | 0 | 0 | 0 | 0 | 0 | 0 | 0 | 0 | 0
802 | 2025-02-03 | 10 | 0 | 0 | 0 | 0 | 0 | -1.7822 | 0 | -1.7822 | 0 | 0 | 0 | 0 | 0 | 0 | 0 | 0 | 0 | 0
803 | 2025-02-03 | 11 | 0 | 0 | 0 | 0 | 0 | -1.6854 | 0 | -1.6854 | 0 | 0 | 0 | 0 | 0 | 0 | 0 | 0 | 0 | 0
804 | 2025-02-03 | 12 | 0 | 0 | 0 | 0 | 0 | -1.5557 | 0 | -1.5557 | 0 | 0 | 0 | 0 | 0 | 0 | 0 | 0 | 0 | 0
805 | 2025-02-03 | 13 | 0 | 0 | 0 | 0 | 0 | -1.557 | 0 | -1.557 | 0 | 0 | 0 | 0 | 0 | 0 | 0 | 0 | 0 | 0
806 | 2025-02-03 | 14 | 0 | 0 | 0 | 0 | 0 | -1.6481 | 0 | -1.6481 | 0 | 0 | 0 | 0 | 0 | 0 | 0 | 0 | 0 | 0
807 | 2025-02-03 | 15 | 0 | 0 | 0 | 0 | 0 | -1.6158 | 0 | -1.6158 | 0 | 0 | 0 | 0 | 0 | 0 | 0 | 0 | 0 | 0
808 | 2025-02-03 | 16 | 0 | 0 | 0 | 0 | 0 | -1.5214 | 0 | -1.5214 | 0 | 0 | 0 | 0 | 0 | 0 | 0 | 0 | 0 | 0
809 | 2025-02-03 | 17 | 0 | 0 | 0 | 0 | 0 | -1.5197 | 0 | -1.5197 | 0 | 0 | 0 | 0 | 0 | 0 | 0 | 0 | 0 | 0
810 | 2025-02-03 | 18 | 0 | 0 | 0 | 0 | 0 | -1.5987 | 0 | -1.5987 | 0 | 0 | 0 | 0 | 0 | 0 | 0 | 0 | 0 | 0
811 | 2025-02-03 | 19 | 0 | 0 | 0 | 0 | 0 | -1.5299 | 0 | -1.5299 | 0 | 0.24 | 0 | 0 | 0 | 0 | 0 | -0.36718 | 0 | -0.36718
812 | 2025-02-03 | 20 | 0 | 0 | 0 | 0 | 0 | -1.5155 | 0 | -1.5155 | 0 | 0.24 | 0 | 0 | 0 | 0 | 0 | -0.36373 | 0 | -0.36373
813 | 2025-02-03 | 21 | 0 | 0 | 0 | 0 | 0 | -1.581 | 0 | -1.581 | 0 | 0 | 0 | 0 | 0 | 0 | 0 | 0 | 0 | 0
814 | 2025-02-03 | 22 | 0 | 0 | 0 | 0 | 0 | -1.6462 | 0 | -1.6462 | 0 | 0 | 0 | 0 | 0 | 0 | 0 | 0 | 0 | 0
815 | 2025-02-03 | 23 | 0 | 0 | 0 | 0 | 0 | -1.6077 | 0 | -1.6077 | 0 | 0 | 0 | 0 | 0 | 0 | 0 | 0 | 0 | 0
816 | 2025-02-03 | 24 | 0 | 0 | 0 | 0 | 0 | -1.647 | 0 | -1.647 | 0 | 0 | 0 | 0 | 0 | 0 | 0 | 0 | 0 | 0
817 | 2025-02-04 | 1 | 0 | 0 | 0 | 0 | 0 | -1.8023 | 0 | -1.8023 | 0 | 0 | 0 | 0 | 0 | 0 | 0 | 0 | 0 | 0
818 | 2025-02-04 | 2 | 0 | 0 | 0 | 0 | 0 | -2.0634 | 0 | -2.0634 | 0 | 0 | 0 | 0 | 0 | 0 | 0 | 0 | 0 | 0
819 | 2025-02-04 | 3 | 0 | 0 | 0 | 0 | 0 | -2.198 | 0 | -2.198 | 0 | 0 | 0 | 0 | 0 | 0 | 0 | 0 | 0 | 0
820 | 2025-02-04 | 4 | 0 | 0 | 0 | 0 | 0 | -2.2246 | 0 | -2.2246 | 0 | 0 | 0 | 0 | 0 | 0 | 0 | 0 | 0 | 0
821 | 2025-02-04 | 5 | 0 | 0 | 0 | 0 | 0 | -2.3899 | 0 | -2.3899 | 0 | 0 | 0 | 0 | 0 | 0 | 0 | 0 | 0 | 0
822 | 2025-02-04 | 6 | 0 | 0 | 0 | 0 | 0 | -2.7887 | 0 | -2.7887 | 0 | 0 | 0 | 0 | 0 | 0 | 0 | 0 | 0 | 0
823 | 2025-02-04 | 7 | 0 | 0 | 0 | 0 | 0 | -2.9495 | 0 | -2.9495 | 0 | 0 | 0 | 0 | 0 | 0 | 0 | 0 | 0 | 0
824 | 2025-02-04 | 8 | 0 | 0 | 0 | 0 | 0 | -2.701 | 0 | -2.701 | 0 | 0 | 0 | 0 | 0 | 0 | 0 | 0 | 0 | 0
825 | 2025-02-04 | 9 | 0 | 0 | 0 | 0 | 0 | -2.4828 | 0 | -2.4828 | 0 | 0 | 0 | 0 | 0 | 0 | 0 | 0 | 0 | 0
826 | 2025-02-04 | 10 | 0 | 0 | 0 | 0 | 0 | -2.1105 | 0 | -2.1105 | 0 | 0 | 0 | 0 | 0 | 0 | 0 | 0 | 0 | 0
827 | 2025-02-04 | 11 | 0 | 0 | 0 | 0 | 0 | -1.7834 | 0 | -1.7834 | 0 | 0 | 0 | 0 | 0 | 0 | 0 | 0 | 0 | 0
828 | 2025-02-04 | 12 | 0 | 0 | 0 | 0 | 0 | -1.6202 | 0 | -1.6202 | 0 | 0 | 0 | 0 | 0 | 0 | 0 | 0 | 0 | 0
829 | 2025-02-04 | 13 | 0 | 0 | 0 | 0 | 0 | -1.536 | 0 | -1.536 | 0 | 0 | 0 | 0 | 0 | 0 | 0 | 0 | 0 | 0
830 | 2025-02-04 | 14 | 0 | 0 | 0 | 0 | 0 | -1.425 | 0 | -1.425 | 0 | 0 | 0 | 0 | 0 | 0 | 0 | 0 | 0 | 0
831 | 2025-02-04 | 15 | 0 | 0 | 0 | 0 | 0 | -1.3815 | 0 | -1.3815 | 0 | 0 | 0 | 0 | 0 | 0 | 0 | 0 | 0 | 0
832 | 2025-02-04 | 16 | 0 | 0 | 0 | 0 | 0 | -1.403 | 0 | -1.403 | 0 | 0 | 0 | 0 | 0 | 0 | 0 | 0 | 0 | 0
833 | 2025-02-04 | 17 | 0 | 0 | 0 | 0 | 0 | -1.5441 | 0 | -1.5441 | 0 | 0 | 0 | 0 | 0 | 0 | 0 | 0 | 0 | 0
834 | 2025-02-04 | 18 | 0 | 0 | 0 | 0 | 0 | -1.8459 | 0 | -1.8459 | 0 | 0 | 0 | 0 | 0 | 0 | 0 | 0 | 0 | 0
835 | 2025-02-04 | 19 | 0 | 0 | 0 | 0 | 0 | -2.0009 | 0 | -2.0009 | 0 | 0.24 | 0 | 0 | 0 | 0 | 0 | -0.48022 | 0 | -0.48022
836 | 2025-02-04 | 20 | 0 | 0 | 0 | 0 | 0 | -2.1397 | 0 | -2.1397 | 0 | 0.24 | 0 | 0 | 0 | 0 | 0 | -0.51354 | 0 | -0.51354
837 | 2025-02-04 | 21 | 0 | 0 | 0 | 0 | 0 | -2.2147 | 0 | -2.2147 | 0 | 0 | 0 | 0 | 0 | 0 | 0 | 0 | 0 | 0
838 | 2025-02-04 | 22 | 0 | 0 | 0 | 0 | 0 | -2.403 | 0 | -2.403 | 0 | 0 | 0 | 0 | 0 | 0 | 0 | 0 | 0 | 0
839 | 2025-02-04 | 23 | 0 | 0 | 0 | 0 | 0 | -2.5475 | 0 | -2.5475 | 0 | 0 | 0 | 0 | 0 | 0 | 0 | 0 | 0 | 0
840 | 2025-02-04 | 24 | 0 | 0 | 0 | 0 | 0 | -2.6714 | 0 | -2.6714 | 0 | 0 | 0 | 0 | 0 | 0 | 0 | 0 | 0 | 0
841 | 2025-02-05 | 1 | 0 | 0 | 0 | 0 | 0 | -2.8846 | 0 | -2.8846 | 0 | 0 | 0 | 0 | 0 | 0 | 0 | 0 | 0 | 0
842 | 2025-02-05 | 2 | 0 | 0 | 0 | 0 | 0 | -3.007 | 0 | -3.007 | 0 | 0 | 0 | 0 | 0 | 0 | 0 | 0 | 0 | 0
843 | 2025-02-05 | 3 | 0 | 0 | 0 | 0 | 0 | -3.0883 | 0 | -3.0883 | 0 | 0 | 0 | 0 | 0 | 0 | 0 | 0 | 0 | 0
844 | 2025-02-05 | 4 | 0 | 0 | 0 | 0 | 0 | -3.0573 | 0 | -3.0573 | 0 | 0 | 0 | 0 | 0 | 0 | 0 | 0 | 0 | 0
845 | 2025-02-05 | 5 | 0 | 0 | 0 | 0 | 0 | -2.9686 | 0 | -2.9686 | 0 | 0 | 0 | 0 | 0 | 0 | 0 | 0 | 0 | 0
846 | 2025-02-05 | 6 | 0 | 0 | 0 | 0 | 0 | -2.8186 | 0 | -2.8186 | 0 | 0 | 0 | 0 | 0 | 0 | 0 | 0 | 0 | 0
847 | 2025-02-05 | 7 | 0 | 0 | 0 | 0 | 0 | -2.8194 | 0 | -2.8194 | 0 | 0 | 0 | 0 | 0 | 0 | 0 | 0 | 0 | 0
848 | 2025-02-05 | 8 | 0 | 0 | 0 | 0 | 0 | -2.6138 | 0 | -2.6138 | 0 | 0 | 0 | 0 | 0 | 0 | 0 | 0 | 0 | 0
849 | 2025-02-05 | 9 | 0 | 0 | 0 | 0 | 0 | -2.3173 | 0 | -2.3173 | 0 | 0 | 0 | 0 | 0 | 0 | 0 | 0 | 0 | 0
850 | 2025-02-05 | 10 | 0 | 0 | 0 | 0 | 0 | -1.883 | 0 | -1.883 | 0 | 0 | 0 | 0 | 0 | 0 | 0 | 0 | 0 | 0
851 | 2025-02-05 | 11 | 0 | 0 | 0 | 0 | 0 | -1.504 | 0 | -1.504 | 0 | 0 | 0 | 0 | 0 | 0 | 0 | 0 | 0 | 0
852 | 2025-02-05 | 12 | 0 | 0 | 0 | 0 | 0 | -1.3336 | 0 | -1.3336 | 0 | 0 | 0 | 0 | 0 | 0 | 0 | 0 | 0 | 0
853 | 2025-02-05 | 13 | 0 | 0 | 0 | 0 | 0 | -1.2045 | 0 | -1.2045 | 0 | 0 | 0 | 0 | 0 | 0 | 0 | 0 | 0 | 0
854 | 2025-02-05 | 14 | 0 | 0 | 0 | 0 | 0 | -1.1076 | 0 | -1.1076 | 0 | 0 | 0 | 0 | 0 | 0 | 0 | 0 | 0 | 0
855 | 2025-02-05 | 15 | 0 | 0 | 0 | 0 | 0 | -0.98748 | 0 | -0.98748 | 0 | 0 | 0 | 0 | 0 | 0 | 0 | 0 | 0 | 0
856 | 2025-02-05 | 16 | 0 | 0 | 0 | 0 | 0 | -1.013 | 0 | -1.013 | 0 | 0 | 0 | 0 | 0 | 0 | 0 | 0 | 0 | 0
857 | 2025-02-05 | 17 | 0 | 0 | 0 | 0 | 0 | -1.128 | 0 | -1.128 | 0 | 0 | 0 | 0 | 0 | 0 | 0 | 0 | 0 | 0
858 | 2025-02-05 | 18 | 0 | 0 | 0 | 0 | 0 | -1.4631 | 0 | -1.4631 | 0 | 0 | 0 | 0 | 0 | 0 | 0 | 0 | 0 | 0
859 | 2025-02-05 | 19 | 0 | 0 | 0 | 0 | 0 | -1.6651 | 0 | -1.6651 | 0 | 0.24 | 0 | 0 | 0 | 0 | 0 | -0.39962 | 0 | -0.39962
860 | 2025-02-05 | 20 | 0 | 0 | 0 | 0 | 0 | -1.906 | 0 | -1.906 | 0 | 0.24 | 0 | 0 | 0 | 0 | 0 | -0.45745 | 0 | -0.45745
861 | 2025-02-05 | 21 | 0 | 0 | 0 | 0 | 0 | -1.8797 | 0 | -1.8797 | 0 | 0 | 0 | 0 | 0 | 0 | 0 | 0 | 0 | 0
862 | 2025-02-05 | 22 | 0 | 0 | 0 | 0 | 0 | -1.9078 | 0 | -1.9078 | 0 | 0 | 0 | 0 | 0 | 0 | 0 | 0 | 0 | 0
863 | 2025-02-05 | 23 | 0 | 0 | 0 | 0 | 0 | -1.9871 | 0 | -1.9871 | 0 | 0 | 0 | 0 | 0 | 0 | 0 | 0 | 0 | 0
864 | 2025-02-05 | 24 | 0 | 0 | 0 | 0 | 0 | -2.1502 | 0 | -2.1502 | 0 | 0 | 0 | 0 | 0 | 0 | 0 | 0 | 0 | 0
865 | 2025-02-06 | 1 | 0 | 0 | 0 | 0 | 0 | -2.439 | 0 | -2.439 | 0 | 0 | 0 | 0 | 0 | 0 | 0 | 0 | 0 | 0
866 | 2025-02-06 | 2 | 0 | 0 | 0 | 0 | 0 | -2.5728 | 0 | -2.5728 | 0 | 0 | 0 | 0 | 0 | 0 | 0 | 0 | 0 | 0
867 | 2025-02-06 | 3 | 0 | 0 | 0 | 0 | 0 | -2.5126 | 0 | -2.5126 | 0 | 0 | 0 | 0 | 0 | 0 | 0 | 0 | 0 | 0
868 | 2025-02-06 | 4 | 0 | 0 | 0 | 0 | 0 | -2.4489 | 0 | -2.4489 | 0 | 0 | 0 | 0 | 0 | 0 | 0 | 0 | 0 | 0
869 | 2025-02-06 | 5 | 0 | 0 | 0 | 0 | 0 | -2.4362 | 0 | -2.4362 | 0 | 0 | 0 | 0 | 0 | 0 | 0 | 0 | 0 | 0
870 | 2025-02-06 | 6 | 0 | 0 | 0 | 0 | 0 | -2.3369 | 0 | -2.3369 | 0 | 0 | 0 | 0 | 0 | 0 | 0 | 0 | 0 | 0
871 | 2025-02-06 | 7 | 0 | 0 | 0 | 0 | 0 | -2.178 | 0 | -2.178 | 0 | 0 | 0 | 0 | 0 | 0 | 0 | 0 | 0 | 0
872 | 2025-02-06 | 8 | 0 | 0 | 0 | 0 | 0 | -2.1007 | 0 | -2.1007 | 0 | 0 | 0 | 0 | 0 | 0 | 0 | 0 | 0 | 0
873 | 2025-02-06 | 9 | 0 | 0 | 0 | 0 | 0 | -2.0236 | 0 | -2.0236 | 0 | 0 | 0 | 0 | 0 | 0 | 0 | 0 | 0 | 0
874 | 2025-02-06 | 10 | 0 | 0 | 0 | 0 | 0 | -1.8239 | 0 | -1.8239 | 0 | 0 | 0 | 0 | 0 | 0 | 0 | 0 | 0 | 0
875 | 2025-02-06 | 11 | 0 | 0 | 0 | 0 | 0 | -1.6484 | 0 | -1.6484 | 0 | 0 | 0 | 0 | 0 | 0 | 0 | 0 | 0 | 0
876 | 2025-02-06 | 12 | 0 | 0 | 0 | 0 | 0 | -1.4589 | 0 | -1.4589 | 0 | 0 | 0 | 0 | 0 | 0 | 0 | 0 | 0 | 0
877 | 2025-02-06 | 13 | 0 | 0 | 0 | 0 | 0 | -1.3545 | 0 | -1.3545 | 0 | 0 | 0 | 0 | 0 | 0 | 0 | 0 | 0 | 0
878 | 2025-02-06 | 14 | 0 | 0 | 0 | 0 | 0 | -1.3181 | 0 | -1.3181 | 0 | 0 | 0 | 0 | 0 | 0 | 0 | 0 | 0 | 0
879 | 2025-02-06 | 15 | 0 | 0 | 0 | 0 | 0 | -1.3582 | 0 | -1.3582 | 0 | 0 | 0 | 0 | 0 | 0 | 0 | 0 | 0 | 0
880 | 2025-02-06 | 16 | 0 | 0 | 0 | 0 | 0 | -1.392 | 0 | -1.392 | 0 | 0 | 0 | 0 | 0 | 0 | 0 | 0 | 0 | 0
881 | 2025-02-06 | 17 | 0 | 0 | 0 | 0 | 0 | -1.4505 | 0 | -1.4505 | 0 | 0 | 0 | 0 | 0 | 0 | 0 | 0 | 0 | 0
882 | 2025-02-06 | 18 | 0 | 0 | 0 | 0 | 0 | -1.5221 | 0 | -1.5221 | 0 | 0 | 0 | 0 | 0 | 0 | 0 | 0 | 0 | 0
883 | 2025-02-06 | 19 | 0 | 0 | 0 | 0 | 0 | -1.3971 | 0 | -1.3971 | 0 | 0.24 | 0 | 0 | 0 | 0 | 0 | -0.33531 | 0 | -0.33531
884 | 2025-02-06 | 20 | 0 | 0 | 0 | 0 | 0 | -1.3664 | 0 | -1.3664 | 0 | 0.24 | 0 | 0 | 0 | 0 | 0 | -0.32793 | 0 | -0.32793
885 | 2025-02-06 | 21 | 0 | 0 | 0 | 0 | 0 | -1.3924 | 0 | -1.3924 | 0 | 0 | 0 | 0 | 0 | 0 | 0 | 0 | 0 | 0
886 | 2025-02-06 | 22 | 0 | 0 | 0 | 0 | 0 | -1.4717 | 0 | -1.4717 | 0 | 0 | 0 | 0 | 0 | 0 | 0 | 0 | 0 | 0
887 | 2025-02-06 | 23 | 0 | 0 | 0 | 0 | 0 | -1.5951 | 0 | -1.5951 | 0 | 0 | 0 | 0 | 0 | 0 | 0 | 0 | 0 | 0
888 | 2025-02-06 | 24 | 0 | 0 | 0 | 0 | 0 | -1.6917 | 0 | -1.6917 | 0 | 0 | 0 | 0 | 0 | 0 | 0 | 0 | 0 | 0
889 | 2025-02-07 | 1 | 0 | 0 | 0 | 0 | 0 | -1.827 | 0 | -1.827 | 0 | 0 | 0 | 0 | 0 | 0 | 0 | 0 | 0 | 0
890 | 2025-02-07 | 2 | 0 | 0 | 0 | 0 | 0 | -1.8887 | 0 | -1.8887 | 0 | 0 | 0 | 0 | 0 | 0 | 0 | 0 | 0 | 0
891 | 2025-02-07 | 3 | 0 | 0 | 0 | 0 | 0 | -1.8897 | 0 | -1.8897 | 0 | 0 | 0 | 0 | 0 | 0 | 0 | 0 | 0 | 0
892 | 2025-02-07 | 4 | 0 | 0 | 0 | 0 | 0 | -2.0065 | 0 | -2.0065 | 0 | 0 | 0 | 0 | 0 | 0 | 0 | 0 | 0 | 0
893 | 2025-02-07 | 5 | 0 | 0 | 0 | 0 | 0 | -2.266 | 0 | -2.266 | 0 | 0 | 0 | 0 | 0 | 0 | 0 | 0 | 0 | 0
894 | 2025-02-07 | 6 | 0 | 0 | 0 | 0 | 0 | -2.5712 | 0 | -2.5712 | 0 | 0 | 0 | 0 | 0 | 0 | 0 | 0 | 0 | 0
895 | 2025-02-07 | 7 | 0 | 0 | 0 | 0 | 0 | -2.7774 | 0 | -2.7774 | 0 | 0 | 0 | 0 | 0 | 0 | 0 | 0 | 0 | 0
896 | 2025-02-07 | 8 | 0 | 0 | 0 | 0 | 0 | -2.7513 | 0 | -2.7513 | 0 | 0 | 0 | 0 | 0 | 0 | 0 | 0 | 0 | 0
897 | 2025-02-07 | 9 | 0 | 0 | 0 | 0 | 0 | -2.8153 | 0 | -2.8153 | 0 | 0 | 0 | 0 | 0 | 0 | 0 | 0 | 0 | 0
898 | 2025-02-07 | 10 | 0 | 0 | 0 | 0 | 0 | -2.7149 | 0 | -2.7149 | 0 | 0 | 0 | 0 | 0 | 0 | 0 | 0 | 0 | 0
899 | 2025-02-07 | 11 | 0 | 0 | 0 | 0 | 0 | -2.4757 | 0 | -2.4757 | 0 | 0 | 0 | 0 | 0 | 0 | 0 | 0 | 0 | 0
900 | 2025-02-07 | 12 | 0 | 0 | 0 | 0 | 0 | -2.3639 | 0 | -2.3639 | 0 | 0 | 0 | 0 | 0 | 0 | 0 | 0 | 0 | 0
901 | 2025-02-07 | 13 | 0 | 0 | 0 | 0 | 0 | -2.4641 | 0 | -2.4641 | 0 | 0 | 0 | 0 | 0 | 0 | 0 | 0 | 0 | 0
902 | 2025-02-07 | 14 | 0 | 0 | 0 | 0 | 0 | -2.4224 | 0 | -2.4224 | 0 | 0 | 0 | 0 | 0 | 0 | 0 | 0 | 0 | 0
903 | 2025-02-07 | 15 | 0 | 0 | 0 | 0 | 0 | -2.5325 | 0 | -2.5325 | 0 | 0 | 0 | 0 | 0 | 0 | 0 | 0 | 0 | 0
904 | 2025-02-07 | 16 | 0 | 0 | 0 | 0 | 0 | -2.1049 | 0 | -2.1049 | 0 | 0 | 0 | 0 | 0 | 0 | 0 | 0 | 0 | 0
905 | 2025-02-07 | 17 | 0 | 0 | 0 | 0 | 0 | -2.2651 | 0 | -2.2651 | 0 | 0 | 0 | 0 | 0 | 0 | 0 | 0 | 0 | 0
906 | 2025-02-07 | 18 | 0 | 0 | 0 | 0 | 0 | -2.9481 | 0 | -2.9481 | 0 | 0 | 0 | 0 | 0 | 0 | 0 | 0 | 0 | 0
907 | 2025-02-07 | 19 | 0 | 0 | 0 | 0 | 0 | -3.1611 | 0 | -3.1611 | 0 | 0.24 | 0 | 0 | 0 | 0 | 0 | -0.75866 | 0 | -0.75866
908 | 2025-02-07 | 20 | 0 | 0 | 0 | 0 | 0 | -3.1035 | 0 | -3.1035 | 0 | 0.24 | 0 | 0 | 0 | 0 | 0 | -0.74484 | 0 | -0.74484
909 | 2025-02-07 | 21 | 0 | 0 | 0 | 0 | 0 | -3.194 | 0 | -3.194 | 0 | 0 | 0 | 0 | 0 | 0 | 0 | 0 | 0 | 0
910 | 2025-02-07 | 22 | 0 | 0 | 0 | 0 | 0 | -3.1346 | 0 | -3.1346 | 0 | 0 | 0 | 0 | 0 | 0 | 0 | 0 | 0 | 0
911 | 2025-02-07 | 23 | 0 | 0 | 0 | 0 | 0 | -3.3148 | 0 | -3.3148 | 0 | 0 | 0 | 0 | 0 | 0 | 0 | 0 | 0 | 0
912 | 2025-02-07 | 24 | 0 | 0 | 0 | 0 | 0 | -3.6204 | 0 | -3.6204 | 0 | 0 | 0 | 0 | 0 | 0 | 0 | 0 | 0 | 0
913 | 2025-02-08 | 1 | 0 | 0 | 0 | 0 | 0 | -3.9002 | 0 | -3.9002 | 0 | 0 | 0 | 0 | 0 | 0 | 0 | 0 | 0 | 0
914 | 2025-02-08 | 2 | 0 | 0 | 0 | 0 | 0 | -4.2492 | 0 | -4.2492 | 0 | 0 | 0 | 0 | 0 | 0 | 0 | 0 | 0 | 0
915 | 2025-02-08 | 3 | 0 | 0 | 0 | 0 | 0 | -4.419 | 0 | -4.419 | 0 | 0 | 0 | 0 | 0 | 0 | 0 | 0 | 0 | 0
916 | 2025-02-08 | 4 | 0 | 0 | 0 | 0 | 0 | -4.3844 | 0 | -4.3844 | 0 | 0 | 0 | 0 | 0 | 0 | 0 | 0 | 0 | 0
917 | 2025-02-08 | 5 | 0 | 0 | 0 | 0 | 0 | -4.3698 | 0 | -4.3698 | 0 | 0 | 0 | 0 | 0 | 0 | 0 | 0 | 0 | 0
918 | 2025-02-08 | 6 | 0 | 0 | 0 | 0 | 0 | -4.0579 | 0 | -4.0579 | 0 | 0 | 0 | 0 | 0 | 0 | 0 | 0 | 0 | 0
919 | 2025-02-08 | 7 | 0 | 0 | 0 | 0 | 0 | -4.2521 | 0 | -4.2521 | 0 | 0 | 0 | 0 | 0 | 0 | 0 | 0 | 0 | 0
920 | 2025-02-08 | 8 | 0 | 0 | 0 | 0 | 0 | -4.0427 | 0 | -4.0427 | 0 | 0 | 0 | 0 | 0 | 0 | 0 | 0 | 0 | 0
921 | 2025-02-08 | 9 | 0 | 0 | 0 | 0 | 0 | -3.3067 | 0 | -3.3067 | 0 | 0 | 0 | 0 | 0 | 0 | 0 | 0 | 0 | 0
922 | 2025-02-08 | 10 | 0 | 0 | 0 | 0 | 0 | -2.439 | 0 | -2.439 | 0 | 0 | 0 | 0 | 0 | 0 | 0 | 0 | 0 | 0
923 | 2025-02-08 | 11 | 0 | 0 | 0 | 0 | 0 | -1.9986 | 0 | -1.9986 | 0 | 0 | 0 | 0 | 0 | 0 | 0 | 0 | 0 | 0
924 | 2025-02-08 | 12 | 0 | 0 | 0 | 0 | 0 | -1.6709 | 0 | -1.6709 | 0 | 0 | 0 | 0 | 0 | 0 | 0 | 0 | 0 | 0
925 | 2025-02-08 | 13 | 0 | 0 | 0 | 0 | 0 | -1.5379 | 0 | -1.5379 | 0 | 0 | 0 | 0 | 0 | 0 | 0 | 0 | 0 | 0
926 | 2025-02-08 | 14 | 0 | 0 | 0 | 0 | 0 | -1.6881 | 0 | -1.6881 | 0 | 0 | 0 | 0 | 0 | 0 | 0 | 0 | 0 | 0
927 | 2025-02-08 | 15 | 0 | 0 | 0 | 0 | 0 | -1.7765 | 0 | -1.7765 | 0 | 0 | 0 | 0 | 0 | 0 | 0 | 0 | 0 | 0
928 | 2025-02-08 | 16 | 0 | 0 | 0 | 0 | 0 | -1.516 | 0 | -1.516 | 0 | 0 | 0 | 0 | 0 | 0 | 0 | 0 | 0 | 0
929 | 2025-02-08 | 17 | 0 | 0 | 0 | 0 | 0 | -1.5812 | 0 | -1.5812 | 0 | 0 | 0 | 0 | 0 | 0 | 0 | 0 | 0 | 0
930 | 2025-02-08 | 18 | 0 | 0 | 0 | 0 | 0 | -1.9381 | 0 | -1.9381 | 0 | 0 | 0 | 0 | 0 | 0 | 0 | 0 | 0 | 0
931 | 2025-02-08 | 19 | 0 | 0 | 0 | 0 | 0 | -1.8753 | 0 | -1.8753 | 0 | 0 | 0 | 0 | 0 | 0 | 0 | 0 | 0 | 0
932 | 2025-02-08 | 20 | 0 | 0 | 0 | 0 | 0 | -1.9384 | 0 | -1.9384 | 0 | 0 | 0 | 0 | 0 | 0 | 0 | 0 | 0 | 0
933 | 2025-02-08 | 21 | 0 | 0 | 0 | 0 | 0 | -2.3054 | 0 | -2.3054 | 0 | 0 | 0 | 0 | 0 | 0 | 0 | 0 | 0 | 0
934 | 2025-02-08 | 22 | 0 | 0 | 0 | 0 | 0 | -2.3072 | 0 | -2.3072 | 0 | 0 | 0 | 0 | 0 | 0 | 0 | 0 | 0 | 0
935 | 2025-02-08 | 23 | 0 | 0 | 0 | 0 | 0 | -2.3936 | 0 | -2.3936 | 0 | 0 | 0 | 0 | 0 | 0 | 0 | 0 | 0 | 0
936 | 2025-02-08 | 24 | 0 | 0 | 0 | 0 | 0 | -2.6427 | 0 | -2.6427 | 0 | 0 | 0 | 0 | 0 | 0 | 0 | 0 | 0 | 0
937 | 2025-02-09 | 1 | 0 | 0 | 0 | 0 | 0 | -2.8316 | 0 | -2.8316 | 0 | 0 | 0 | 0 | 0 | 0 | 0 | 0 | 0 | 0
938 | 2025-02-09 | 2 | 0 | 0 | 0 | 0 | 0 | -2.9144 | 0 | -2.9144 | 0 | 0 | 0 | 0 | 0 | 0 | 0 | 0 | 0 | 0
939 | 2025-02-09 | 3 | 0 | 0 | 0 | 0 | 0 | -3.0452 | 0 | -3.0452 | 0 | 0 | 0 | 0 | 0 | 0 | 0 | 0 | 0 | 0
940 | 2025-02-09 | 4 | 0 | 0 | 0 | 0 | 0 | -3.1803 | 0 | -3.1803 | 0 | 0 | 0 | 0 | 0 | 0 | 0 | 0 | 0 | 0
941 | 2025-02-09 | 5 | 0 | 0 | 0 | 0 | 0 | -3.1333 | 0 | -3.1333 | 0 | 0 | 0 | 0 | 0 | 0 | 0 | 0 | 0 | 0
942 | 2025-02-09 | 6 | 0 | 0 | 0 | 0 | 0 | -3.1186 | 0 | -3.1186 | 0 | 0 | 0 | 0 | 0 | 0 | 0 | 0 | 0 | 0
943 | 2025-02-09 | 7 | 0 | 0 | 0 | 0 | 0 | -2.873 | 0 | -2.873 | 0 | 0 | 0 | 0 | 0 | 0 | 0 | 0 | 0 | 0
944 | 2025-02-09 | 8 | 0 | 0 | 0 | 0 | 0 | -2.6958 | 0 | -2.6958 | 0 | 0 | 0 | 0 | 0 | 0 | 0 | 0 | 0 | 0
945 | 2025-02-09 | 9 | 0 | 0 | 0 | 0 | 0 | -2.4484 | 0 | -2.4484 | 0 | 0 | 0 | 0 | 0 | 0 | 0 | 0 | 0 | 0
946 | 2025-02-09 | 10 | 0 | 0 | 0 | 0 | 0 | -2.2562 | 0 | -2.2562 | 0 | 0 | 0 | 0 | 0 | 0 | 0 | 0 | 0 | 0
947 | 2025-02-09 | 11 | 0 | 0 | 0 | 0 | 0 | -1.9823 | 0 | -1.9823 | 0 | 0 | 0 | 0 | 0 | 0 | 0 | 0 | 0 | 0
948 | 2025-02-09 | 12 | 0 | 0 | 0 | 0 | 0 | -1.8767 | 0 | -1.8767 | 0 | 0 | 0 | 0 | 0 | 0 | 0 | 0 | 0 | 0
949 | 2025-02-09 | 13 | 0 | 0 | 0 | 0 | 0 | -1.9414 | 0 | -1.9414 | 0 | 0 | 0 | 0 | 0 | 0 | 0 | 0 | 0 | 0
950 | 2025-02-09 | 14 | 0 | 0 | 0 | 0 | 0 | -1.8503 | 0 | -1.8503 | 0 | 0 | 0 | 0 | 0 | 0 | 0 | 0 | 0 | 0
951 | 2025-02-09 | 15 | 0 | 0 | 0 | 0 | 0 | -1.7016 | 0 | -1.7016 | 0 | 0 | 0 | 0 | 0 | 0 | 0 | 0 | 0 | 0
952 | 2025-02-09 | 16 | 0 | 0 | 0 | 0 | 0 | -1.8655 | 0 | -1.8655 | 0 | 0 | 0 | 0 | 0 | 0 | 0 | 0 | 0 | 0
953 | 2025-02-09 | 17 | 0 | 0 | 0 | 0 | 0 | -2.0249 | 0 | -2.0249 | 0 | 0 | 0 | 0 | 0 | 0 | 0 | 0 | 0 | 0
954 | 2025-02-09 | 18 | 0 | 0 | 0 | 0 | 0 | -2.2256 | 0 | -2.2256 | 0 | 0 | 0 | 0 | 0 | 0 | 0 | 0 | 0 | 0
955 | 2025-02-09 | 19 | 0 | 0 | 0 | 0 | 0 | -2.2088 | 0 | -2.2088 | 0 | 0 | 0 | 0 | 0 | 0 | 0 | 0 | 0 | 0
956 | 2025-02-09 | 20 | 0 | 0 | 0 | 0 | 0 | -2.1194 | 0 | -2.1194 | 0 | 0 | 0 | 0 | 0 | 0 | 0 | 0 | 0 | 0
957 | 2025-02-09 | 21 | 0 | 0 | 0 | 0 | 0 | -2.0976 | 0 | -2.0976 | 0 | 0 | 0 | 0 | 0 | 0 | 0 | 0 | 0 | 0
958 | 2025-02-09 | 22 | 0 | 0 | 0 | 0 | 0 | -1.8866 | 0 | -1.8866 | 0 | 0 | 0 | 0 | 0 | 0 | 0 | 0 | 0 | 0
959 | 2025-02-09 | 23 | 0 | 0 | 0 | 0 | 0 | -1.716 | 0 | -1.716 | 0 | 0 | 0 | 0 | 0 | 0 | 0 | 0 | 0 | 0
960 | 2025-02-09 | 24 | 0 | 0 | 0 | 0 | 0 | -1.7965 | 0 | -1.7965 | 0 | 0 | 0 | 0 | 0 | 0 | 0 | 0 | 0 | 0
961 | 2025-02-10 | 1 | 0 | 0 | 0 | 0 | 0 | -1.9715 | 0 | -1.9715 | 0 | 0 | 0 | 0 | 0 | 0 | 0 | 0 | 0 | 0
962 | 2025-02-10 | 2 | 0 | 0 | 0 | 0 | 0 | -2.0667 | 0 | -2.0667 | 0 | 0 | 0 | 0 | 0 | 0 | 0 | 0 | 0 | 0
963 | 2025-02-10 | 3 | 0 | 0 | 0 | 0 | 0 | -2.1667 | 0 | -2.1667 | 0 | 0 | 0 | 0 | 0 | 0 | 0 | 0 | 0 | 0
964 | 2025-02-10 | 4 | 0 | 0 | 0 | 0 | 0 | -2.4115 | 0 | -2.4115 | 0 | 0 | 0 | 0 | 0 | 0 | 0 | 0 | 0 | 0
965 | 2025-02-10 | 5 | 0 | 0 | 0 | 0 | 0 | -2.5687 | 0 | -2.5687 | 0 | 0 | 0 | 0 | 0 | 0 | 0 | 0 | 0 | 0
966 | 2025-02-10 | 6 | 0 | 0 | 0 | 0 | 0 | -2.4774 | 0 | -2.4774 | 0 | 0 | 0 | 0 | 0 | 0 | 0 | 0 | 0 | 0
967 | 2025-02-10 | 7 | 0 | 0 | 0 | 0 | 0 | -2.4164 | 0 | -2.4164 | 0 | 0 | 0 | 0 | 0 | 0 | 0 | 0 | 0 | 0
968 | 2025-02-10 | 8 | 0 | 0 | 0 | 0 | 0 | -2.4986 | 0 | -2.4986 | 0 | 0 | 0 | 0 | 0 | 0 | 0 | 0 | 0 | 0
969 | 2025-02-10 | 9 | 0 | 0 | 0 | 0 | 0 | -2.5287 | 0 | -2.5287 | 0 | 0 | 0 | 0 | 0 | 0 | 0 | 0 | 0 | 0
970 | 2025-02-10 | 10 | 0 | 0 | 0 | 0 | 0 | -2.3922 | 0 | -2.3922 | 0 | 0 | 0 | 0 | 0 | 0 | 0 | 0 | 0 | 0
971 | 2025-02-10 | 11 | 0 | 0 | 0 | 0 | 0 | -2.2001 | 0 | -2.2001 | 0 | 0 | 0 | 0 | 0 | 0 | 0 | 0 | 0 | 0
972 | 2025-02-10 | 12 | 0 | 0 | 0 | 0 | 0 | -2.0626 | 0 | -2.0626 | 0 | 0 | 0 | 0 | 0 | 0 | 0 | 0 | 0 | 0
973 | 2025-02-10 | 13 | 0 | 0 | 0 | 0 | 0 | -1.9994 | 0 | -1.9994 | 0 | 0 | 0 | 0 | 0 | 0 | 0 | 0 | 0 | 0
974 | 2025-02-10 | 14 | 0 | 0 | 0 | 0 | 0 | -1.8942 | 0 | -1.8942 | 0 | 0 | 0 | 0 | 0 | 0 | 0 | 0 | 0 | 0
975 | 2025-02-10 | 15 | 0 | 0 | 0 | 0 | 0 | -1.7251 | 0 | -1.7251 | 0 | 0 | 0 | 0 | 0 | 0 | 0 | 0 | 0 | 0
976 | 2025-02-10 | 16 | 0 | 0 | 0 | 0 | 0 | -1.6574 | 0 | -1.6574 | 0 | 0 | 0 | 0 | 0 | 0 | 0 | 0 | 0 | 0
977 | 2025-02-10 | 17 | 0 | 0 | 0 | 0 | 0 | -1.6504 | 0 | -1.6504 | 0 | 0 | 0 | 0 | 0 | 0 | 0 | 0 | 0 | 0
978 | 2025-02-10 | 18 | 0 | 0 | 0 | 0 | 0 | -1.8398 | 0 | -1.8398 | 0 | 0 | 0 | 0 | 0 | 0 | 0 | 0 | 0 | 0
979 | 2025-02-10 | 19 | 0 | 0 | 0 | 0 | 0 | -1.9352 | 0 | -1.9352 | 0 | 0.24 | 0 | 0 | 0 | 0 | 0 | -0.46445 | 0 | -0.46445
980 | 2025-02-10 | 20 | 0 | 0 | 0 | 0 | 0 | -1.7831 | 0 | -1.7831 | 0 | 0.24 | 0 | 0 | 0 | 0 | 0 | -0.42795 | 0 | -0.42795
981 | 2025-02-10 | 21 | 0 | 0 | 0 | 0 | 0 | -1.8221 | 0 | -1.8221 | 0 | 0 | 0 | 0 | 0 | 0 | 0 | 0 | 0 | 0
982 | 2025-02-10 | 22 | 0 | 0 | 0 | 0 | 0 | -1.8693 | 0 | -1.8693 | 0 | 0 | 0 | 0 | 0 | 0 | 0 | 0 | 0 | 0
983 | 2025-02-10 | 23 | 0 | 0 | 0 | 0 | 0 | -1.9951 | 0 | -1.9951 | 0 | 0 | 0 | 0 | 0 | 0 | 0 | 0 | 0 | 0
984 | 2025-02-10 | 24 | 0 | 0 | 0 | 0 | 0 | -2.1145 | 0 | -2.1145 | 0 | 0 | 0 | 0 | 0 | 0 | 0 | 0 | 0 | 0
985 | 2025-02-11 | 1 | 0 | 0 | 0 | 0 | 0 | -2.2305 | 0 | -2.2305 | 0 | 0 | 0 | 0 | 0 | 0 | 0 | 0 | 0 | 0
986 | 2025-02-11 | 2 | 0 | 0 | 0 | 0 | 0 | -2.3006 | 0 | -2.3006 | 0 | 0 | 0 | 0 | 0 | 0 | 0 | 0 | 0 | 0
987 | 2025-02-11 | 3 | 0 | 0 | 0 | 0 | 0 | -2.4025 | 0 | -2.4025 | 0 | 0 | 0 | 0 | 0 | 0 | 0 | 0 | 0 | 0
988 | 2025-02-11 | 4 | 0 | 0 | 0 | 0 | 0 | -2.4668 | 0 | -2.4668 | 0 | 0 | 0 | 0 | 0 | 0 | 0 | 0 | 0 | 0
989 | 2025-02-11 | 5 | 0 | 0 | 0 | 0 | 0 | -2.4768 | 0 | -2.4768 | 0 | 0 | 0 | 0 | 0 | 0 | 0 | 0 | 0 | 0
990 | 2025-02-11 | 6 | 0 | 0 | 0 | 0 | 0 | -2.5013 | 0 | -2.5013 | 0 | 0 | 0 | 0 | 0 | 0 | 0 | 0 | 0 | 0
991 | 2025-02-11 | 7 | 0 | 0 | 0 | 0 | 0 | -2.4778 | 0 | -2.4778 | 0 | 0 | 0 | 0 | 0 | 0 | 0 | 0 | 0 | 0
992 | 2025-02-11 | 8 | 0 | 0 | 0 | 0 | 0 | -2.4854 | 0 | -2.4854 | 0 | 0 | 0 | 0 | 0 | 0 | 0 | 0 | 0 | 0
993 | 2025-02-11 | 9 | 0 | 0 | 0 | 0 | 0 | -2.4422 | 0 | -2.4422 | 0 | 0 | 0 | 0 | 0 | 0 | 0 | 0 | 0 | 0
994 | 2025-02-11 | 10 | 0 | 0 | 0 | 0 | 0 | -2.3887 | 0 | -2.3887 | 0 | 0 | 0 | 0 | 0 | 0 | 0 | 0 | 0 | 0
995 | 2025-02-11 | 11 | 0 | 0 | 0 | 0 | 0 | -2.145 | 0 | -2.145 | 0 | 0 | 0 | 0 | 0 | 0 | 0 | 0 | 0 | 0
996 | 2025-02-11 | 12 | 0 | 0 | 0 | 0 | 0 | -1.8825 | 0 | -1.8825 | 0 | 0 | 0 | 0 | 0 | 0 | 0 | 0 | 0 | 0
997 | 2025-02-11 | 13 | 0 | 0 | 0 | 0 | 0 | -1.7539 | 0 | -1.7539 | 0 | 0 | 0 | 0 | 0 | 0 | 0 | 0 | 0 | 0
998 | 2025-02-11 | 14 | 0 | 0 | 0 | 0 | 0 | -1.6896 | 0 | -1.6896 | 0 | 0 | 0 | 0 | 0 | 0 | 0 | 0 | 0 | 0
999 | 2025-02-11 | 15 | 0 | 0 | 0 | 0 | 0 | -1.6452 | 0 | -1.6452 | 0 | 0 | 0 | 0 | 0 | 0 | 0 | 0 | 0 | 0
1000 | 2025-02-11 | 16 | 0 | 0 | 0 | 0 | 0 | -1.6898 | 0 | -1.6898 | 0 | 0 | 0 | 0 | 0 | 0 | 0 | 0 | 0 | 0
1001 | 2025-02-11 | 17 | 0 | 0 | 0 | 0 | 0 | -1.7664 | 0 | -1.7664 | 0 | 0 | 0 | 0 | 0 | 0 | 0 | 0 | 0 | 0
1002 | 2025-02-11 | 18 | 0 | 0 | 0 | 0 | 0 | -1.7802 | 0 | -1.7802 | 0 | 0 | 0 | 0 | 0 | 0 | 0 | 0 | 0 | 0
1003 | 2025-02-11 | 19 | 0 | 0 | 0 | 0 | 0 | -1.7644 | 0 | -1.7644 | 0 | 0.24 | 0 | 0 | 0 | 0 | 0 | -0.42346 | 0 | -0.42346
1004 | 2025-02-11 | 20 | 0 | 0 | 0 | 0 | 0 | -1.7798 | 0 | -1.7798 | 0 | 0.24 | 0 | 0 | 0 | 0 | 0 | -0.42715 | 0 | -0.42715
1005 | 2025-02-11 | 21 | 0 | 0 | 0 | 0 | 0 | -1.766 | 0 | -1.766 | 0 | 0 | 0 | 0 | 0 | 0 | 0 | 0 | 0 | 0
1006 | 2025-02-11 | 22 | 0 | 0 | 0 | 0 | 0 | -1.7744 | 0 | -1.7744 | 0 | 0 | 0 | 0 | 0 | 0 | 0 | 0 | 0 | 0
1007 | 2025-02-11 | 23 | 0 | 0 | 0 | 0 | 0 | -1.8889 | 0 | -1.8889 | 0 | 0 | 0 | 0 | 0 | 0 | 0 | 0 | 0 | 0
1008 | 2025-02-11 | 24 | 0 | 0 | 0 | 0 | 0 | -1.9876 | 0 | -1.9876 | 0 | 0 | 0 | 0 | 0 | 0 | 0 | 0 | 0 | 0
1009 | 2025-02-12 | 1 | 0 | 0 | 0 | 0 | 0 | -2.0441 | 0 | -2.0441 | 0 | 0 | 0 | 0 | 0 | 0 | 0 | 0 | 0 | 0
1010 | 2025-02-12 | 2 | 0 | 0 | 0 | 0 | 0 | -2.0452 | 0 | -2.0452 | 0 | 0 | 0 | 0 | 0 | 0 | 0 | 0 | 0 | 0
1011 | 2025-02-12 | 3 | 0 | 0 | 0 | 0 | 0 | -2.117 | 0 | -2.117 | 0 | 0 | 0 | 0 | 0 | 0 | 0 | 0 | 0 | 0
1012 | 2025-02-12 | 4 | 0 | 0 | 0 | 0 | 0 | -2.2524 | 0 | -2.2524 | 0 | 0 | 0 | 0 | 0 | 0 | 0 | 0 | 0 | 0
1013 | 2025-02-12 | 5 | 0 | 0 | 0 | 0 | 0 | -2.1457 | 0 | -2.1457 | 0 | 0 | 0 | 0 | 0 | 0 | 0 | 0 | 0 | 0
1014 | 2025-02-12 | 6 | 0 | 0 | 0 | 0 | 0 | -2.0482 | 0 | -2.0482 | 0 | 0 | 0 | 0 | 0 | 0 | 0 | 0 | 0 | 0
1015 | 2025-02-12 | 7 | 0 | 0 | 0 | 0 | 0 | -1.9622 | 0 | -1.9622 | 0 | 0 | 0 | 0 | 0 | 0 | 0 | 0 | 0 | 0
1016 | 2025-02-12 | 8 | 0 | 0 | 0 | 0 | 0 | -1.9744 | 0 | -1.9744 | 0 | 0 | 0 | 0 | 0 | 0 | 0 | 0 | 0 | 0
1017 | 2025-02-12 | 9 | 0 | 0 | 0 | 0 | 0 | -2.0087 | 0 | -2.0087 | 0 | 0 | 0 | 0 | 0 | 0 | 0 | 0 | 0 | 0
1018 | 2025-02-12 | 10 | 0 | 0 | 0 | 0 | 0 | -1.8917 | 0 | -1.8917 | 0 | 0 | 0 | 0 | 0 | 0 | 0 | 0 | 0 | 0
1019 | 2025-02-12 | 11 | 0 | 0 | 0 | 0 | 0 | -1.6192 | 0 | -1.6192 | 0 | 0 | 0 | 0 | 0 | 0 | 0 | 0 | 0 | 0
1020 | 2025-02-12 | 12 | 0 | 0 | 0 | 0 | 0 | -1.3508 | 0 | -1.3508 | 0 | 0 | 0 | 0 | 0 | 0 | 0 | 0 | 0 | 0
1021 | 2025-02-12 | 13 | 0 | 0 | 0 | 0 | 0 | -1.3554 | 0 | -1.3554 | 0 | 0 | 0 | 0 | 0 | 0 | 0 | 0 | 0 | 0
1022 | 2025-02-12 | 14 | 0 | 0 | 0 | 0 | 0 | -1.3238 | 0 | -1.3238 | 0 | 0 | 0 | 0 | 0 | 0 | 0 | 0 | 0 | 0
1023 | 2025-02-12 | 15 | 0 | 0 | 0 | 0 | 0 | -1.3223 | 0 | -1.3223 | 0 | 0 | 0 | 0 | 0 | 0 | 0 | 0 | 0 | 0
1024 | 2025-02-12 | 16 | 0 | 0 | 0 | 0 | 0 | -1.1267 | 0 | -1.1267 | 0 | 0 | 0 | 0 | 0 | 0 | 0 | 0 | 0 | 0
1025 | 2025-02-12 | 17 | 0 | 0 | 0 | 0 | 0 | -0.99904 | 0 | -0.99904 | 0 | 0 | 0 | 0 | 0 | 0 | 0 | 0 | 0 | 0
1026 | 2025-02-12 | 18 | 0 | 0 | 0 | 0 | 0 | -1.1879 | 0 | -1.1879 | 0 | 0 | 0 | 0 | 0 | 0 | 0 | 0 | 0 | 0
1027 | 2025-02-12 | 19 | 0 | 0 | 0 | 0 | 0 | -1.2836 | 0 | -1.2836 | 0 | 0.24 | 0 | 0 | 0 | 0 | 0 | -0.30806 | 0 | -0.30806
1028 | 2025-02-12 | 20 | 0 | 0 | 0 | 0 | 0 | -1.2961 | 0 | -1.2961 | 0 | 0.24 | 0 | 0 | 0 | 0 | 0 | -0.31106 | 0 | -0.31106
1029 | 2025-02-12 | 21 | 0 | 0 | 0 | 0 | 0 | -1.3926 | 0 | -1.3926 | 0 | 0 | 0 | 0 | 0 | 0 | 0 | 0 | 0 | 0
1030 | 2025-02-12 | 22 | 0 | 0 | 0 | 0 | 0 | -1.6445 | 0 | -1.6445 | 0 | 0 | 0 | 0 | 0 | 0 | 0 | 0 | 0 | 0
1031 | 2025-02-12 | 23 | 0 | 0 | 0 | 0 | 0 | -1.996 | 0 | -1.996 | 0 | 0 | 0 | 0 | 0 | 0 | 0 | 0 | 0 | 0
1032 | 2025-02-12 | 24 | 0 | 0 | 0 | 0 | 0 | -2.287 | 0 | -2.287 | 0 | 0 | 0 | 0 | 0 | 0 | 0 | 0 | 0 | 0
1033 | 2025-02-13 | 1 | 0 | 0 | 0 | 0 | 0 | -2.3954 | 0 | -2.3954 | 0 | 0 | 0 | 0 | 0 | 0 | 0 | 0 | 0 | 0
1034 | 2025-02-13 | 2 | 0 | 0 | 0 | 0 | 0 | -2.4041 | 0 | -2.4041 | 0 | 0 | 0 | 0 | 0 | 0 | 0 | 0 | 0 | 0
1035 | 2025-02-13 | 3 | 0 | 0 | 0 | 0 | 0 | -2.6315 | 0 | -2.6315 | 0 | 0 | 0 | 0 | 0 | 0 | 0 | 0 | 0 | 0
1036 | 2025-02-13 | 4 | 0 | 0 | 0 | 0 | 0 | -2.6825 | 0 | -2.6825 | 0 | 0 | 0 | 0 | 0 | 0 | 0 | 0 | 0 | 0
1037 | 2025-02-13 | 5 | 0 | 0 | 0 | 0 | 0 | -2.7794 | 0 | -2.7794 | 0 | 0 | 0 | 0 | 0 | 0 | 0 | 0 | 0 | 0
1038 | 2025-02-13 | 6 | 0 | 0 | 0 | 0 | 0 | -2.8253 | 0 | -2.8253 | 0 | 0 | 0 | 0 | 0 | 0 | 0 | 0 | 0 | 0
1039 | 2025-02-13 | 7 | 0 | 0 | 0 | 0 | 0 | -2.7903 | 0 | -2.7903 | 0 | 0 | 0 | 0 | 0 | 0 | 0 | 0 | 0 | 0
1040 | 2025-02-13 | 8 | 0 | 0 | 0 | 0 | 0 | -2.8907 | 0 | -2.8907 | 0 | 0 | 0 | 0 | 0 | 0 | 0 | 0 | 0 | 0
1041 | 2025-02-13 | 9 | 0 | 0 | 0 | 0 | 0 | -2.7137 | 0 | -2.7137 | 0 | 0 | 0 | 0 | 0 | 0 | 0 | 0 | 0 | 0
1042 | 2025-02-13 | 10 | 0 | 0 | 0 | 0 | 0 | -2.3553 | 0 | -2.3553 | 0 | 0 | 0 | 0 | 0 | 0 | 0 | 0 | 0 | 0
1043 | 2025-02-13 | 11 | 0 | 0 | 0 | 0 | 0 | -2.3897 | 0 | -2.3897 | 0 | 0 | 0 | 0 | 0 | 0 | 0 | 0 | 0 | 0
1044 | 2025-02-13 | 12 | 0 | 0 | 0 | 0 | 0 | -2.1273 | 0 | -2.1273 | 0 | 0 | 0 | 0 | 0 | 0 | 0 | 0 | 0 | 0
1045 | 2025-02-13 | 13 | 0 | 0 | 0 | 0 | 0 | -1.9102 | 0 | -1.9102 | 0 | 0 | 0 | 0 | 0 | 0 | 0 | 0 | 0 | 0
1046 | 2025-02-13 | 14 | 0 | 0 | 0 | 0 | 0 | -1.7838 | 0 | -1.7838 | 0 | 0 | 0 | 0 | 0 | 0 | 0 | 0 | 0 | 0
1047 | 2025-02-13 | 15 | 0 | 0 | 0 | 0 | 0 | -1.7858 | 0 | -1.7858 | 0 | 0 | 0 | 0 | 0 | 0 | 0 | 0 | 0 | 0
1048 | 2025-02-13 | 16 | 0 | 0 | 0 | 0 | 0 | -1.8311 | 0 | -1.8311 | 0 | 0 | 0 | 0 | 0 | 0 | 0 | 0 | 0 | 0
1049 | 2025-02-13 | 17 | 0 | 0 | 0 | 0 | 0 | -1.8664 | 0 | -1.8664 | 0 | 0 | 0 | 0 | 0 | 0 | 0 | 0 | 0 | 0
1050 | 2025-02-13 | 18 | 0 | 0 | 0 | 0 | 0 | -2.3354 | 0 | -2.3354 | 0 | 0 | 0 | 0 | 0 | 0 | 0 | 0 | 0 | 0
1051 | 2025-02-13 | 19 | 0 | 0 | 0 | 0 | 0 | -2.5806 | 0 | -2.5806 | 0 | 0.24 | 0 | 0 | 0 | 0 | 0 | -0.61935 | 0 | -0.61935
1052 | 2025-02-13 | 20 | 0 | 0 | 0 | 0 | 0 | -2.7388 | 0 | -2.7388 | 0 | 0.24 | 0 | 0 | 0 | 0 | 0 | -0.65731 | 0 | -0.65731
1053 | 2025-02-13 | 21 | 0 | 0 | 0 | 0 | 0 | -2.9729 | 0 | -2.9729 | 0 | 0 | 0 | 0 | 0 | 0 | 0 | 0 | 0 | 0
1054 | 2025-02-13 | 22 | 0 | 0 | 0 | 0 | 0 | -2.7889 | 0 | -2.7889 | 0 | 0 | 0 | 0 | 0 | 0 | 0 | 0 | 0 | 0
1055 | 2025-02-13 | 23 | 0 | 0 | 0 | 0 | 0 | -2.8144 | 0 | -2.8144 | 0 | 0 | 0 | 0 | 0 | 0 | 0 | 0 | 0 | 0
1056 | 2025-02-13 | 24 | 0 | 0 | 0 | 0 | 0 | -2.9359 | 0 | -2.9359 | 0 | 0 | 0 | 0 | 0 | 0 | 0 | 0 | 0 | 0
1057 | 2025-02-14 | 1 | 0 | 0 | 0 | 0 | 0 | -2.9881 | 0 | -2.9881 | 0 | 0 | 0 | 0 | 0 | 0 | 0 | 0 | 0 | 0
1058 | 2025-02-14 | 2 | 0 | 0 | 0 | 0 | 0 | -3.1874 | 0 | -3.1874 | 0 | 0 | 0 | 0 | 0 | 0 | 0 | 0 | 0 | 0
1059 | 2025-02-14 | 3 | 0 | 0 | 0 | 0 | 0 | -3.1808 | 0 | -3.1808 | 0 | 0 | 0 | 0 | 0 | 0 | 0 | 0 | 0 | 0
1060 | 2025-02-14 | 4 | 0 | 0 | 0 | 0 | 0 | -3.1431 | 0 | -3.1431 | 0 | 0 | 0 | 0 | 0 | 0 | 0 | 0 | 0 | 0
1061 | 2025-02-14 | 5 | 0 | 0 | 0 | 0 | 0 | -3.1572 | 0 | -3.1572 | 0 | 0 | 0 | 0 | 0 | 0 | 0 | 0 | 0 | 0
1062 | 2025-02-14 | 6 | 0 | 0 | 0 | 0 | 0 | -3.0678 | 0 | -3.0678 | 0 | 0 | 0 | 0 | 0 | 0 | 0 | 0 | 0 | 0
1063 | 2025-02-14 | 7 | 0 | 0 | 0 | 0 | 0 | -3.1147 | 0 | -3.1147 | 0 | 0 | 0 | 0 | 0 | 0 | 0 | 0 | 0 | 0
1064 | 2025-02-14 | 8 | 0 | 0 | 0 | 0 | 0 | -2.8971 | 0 | -2.8971 | 0 | 0 | 0 | 0 | 0 | 0 | 0 | 0 | 0 | 0
1065 | 2025-02-14 | 9 | 0 | 0 | 0 | 0 | 0 | -2.4145 | 0 | -2.4145 | 0 | 0 | 0 | 0 | 0 | 0 | 0 | 0 | 0 | 0
1066 | 2025-02-14 | 10 | 0 | 0 | 0 | 0 | 0 | -1.8361 | 0 | -1.8361 | 0 | 0 | 0 | 0 | 0 | 0 | 0 | 0 | 0 | 0
1067 | 2025-02-14 | 11 | 0 | 0 | 0 | 0 | 0 | -1.6974 | 0 | -1.6974 | 0 | 0 | 0 | 0 | 0 | 0 | 0 | 0 | 0 | 0
1068 | 2025-02-14 | 12 | 0 | 0 | 0 | 0 | 0 | -1.3957 | 0 | -1.3957 | 0 | 0 | 0 | 0 | 0 | 0 | 0 | 0 | 0 | 0
1069 | 2025-02-14 | 13 | 0 | 0 | 0 | 0 | 0 | -1.2543 | 0 | -1.2543 | 0 | 0 | 0 | 0 | 0 | 0 | 0 | 0 | 0 | 0
1070 | 2025-02-14 | 14 | 0 | 0 | 0 | 0 | 0 | -1.4421 | 0 | -1.4421 | 0 | 0 | 0 | 0 | 0 | 0 | 0 | 0 | 0 | 0
1071 | 2025-02-14 | 15 | 0 | 0 | 0 | 0 | 0 | -2.0192 | 0 | -2.0192 | 0 | 0 | 0 | 0 | 0 | 0 | 0 | 0 | 0 | 0
1072 | 2025-02-14 | 16 | 0 | 0 | 0 | 0 | 0 | -2.2647 | 0 | -2.2647 | 0 | 0 | 0 | 0 | 0 | 0 | 0 | 0 | 0 | 0
1073 | 2025-02-14 | 17 | 0 | 0 | 0 | 0 | 0 | -2.566 | 0 | -2.566 | 0 | 0 | 0 | 0 | 0 | 0 | 0 | 0 | 0 | 0
1074 | 2025-02-14 | 18 | 0 | 0 | 0 | 0 | 0 | -2.6745 | 0 | -2.6745 | 0 | 0 | 0 | 0 | 0 | 0 | 0 | 0 | 0 | 0
1075 | 2025-02-14 | 19 | 0 | 0 | 0 | 0 | 0 | -2.5604 | 0 | -2.5604 | 0 | 0.24 | 0 | 0 | 0 | 0 | 0 | -0.6145 | 0 | -0.6145
1076 | 2025-02-14 | 20 | 0 | 0 | 0 | 0 | 0 | -3.0185 | 0 | -3.0185 | 0 | 0.24 | 0 | 0 | 0 | 0 | 0 | -0.72443 | 0 | -0.72443
1077 | 2025-02-14 | 21 | 0 | 0 | 0 | 0 | 0 | -3.4159 | 0 | -3.4159 | 0 | 0 | 0 | 0 | 0 | 0 | 0 | 0 | 0 | 0
1078 | 2025-02-14 | 22 | 0 | 0 | 0 | 0 | 0 | -3.2395 | 0 | -3.2395 | 0 | 0 | 0 | 0 | 0 | 0 | 0 | 0 | 0 | 0
1079 | 2025-02-14 | 23 | 0 | 0 | 0 | 0 | 0 | -3.1499 | 0 | -3.1499 | 0 | 0 | 0 | 0 | 0 | 0 | 0 | 0 | 0 | 0
1080 | 2025-02-14 | 24 | 0 | 0 | 0 | 0 | 0 | -3.5662 | 0 | -3.5662 | 0 | 0 | 0 | 0 | 0 | 0 | 0 | 0 | 0 | 0
1081 | 2025-02-15 | 1 | 0 | 0 | 0 | 0 | 0 | -3.8209 | 0 | -3.8209 | 0 | 0 | 0 | 0 | 0 | 0 | 0 | 0 | 0 | 0
1082 | 2025-02-15 | 2 | 0 | 0 | 0 | 0 | 0 | -4.05 | 0 | -4.05 | 0 | 0 | 0 | 0 | 0 | 0 | 0 | 0 | 0 | 0
1083 | 2025-02-15 | 3 | 0 | 0 | 0 | 0 | 0 | -4.376 | 0 | -4.376 | 0 | 0 | 0 | 0 | 0 | 0 | 0 | 0 | 0 | 0
1084 | 2025-02-15 | 4 | 0 | 0 | 0 | 0 | 0 | -4.9298 | 0 | -4.9298 | 0 | 0 | 0 | 0 | 0 | 0 | 0 | 0 | 0 | 0
1085 | 2025-02-15 | 5 | 0 | 0 | 0 | 0 | 0 | -5.6398 | 0 | -5.6398 | 0 | 0 | 0 | 0 | 0 | 0 | 0 | 0 | 0 | 0
1086 | 2025-02-15 | 6 | 0 | 0 | 0 | 0 | 0 | -6.9188 | 0 | -6.9188 | 0 | 0 | 0 | 0 | 0 | 0 | 0 | 0 | 0 | 0
1087 | 2025-02-15 | 7 | 0 | 0 | 0 | 0 | 0 | -8.5254 | 0 | -8.5254 | 0 | 0 | 0 | 0 | 0 | 0 | 0 | 0 | 0 | 0
1088 | 2025-02-15 | 8 | 0 | 0 | 0 | 0 | 0 | -8.8605 | 0 | -8.8605 | 0 | 0 | 0 | 0 | 0 | 0 | 0 | 0 | 0 | 0
1089 | 2025-02-15 | 9 | 0 | 0 | 0 | 0 | 0 | -6.0045 | 0 | -6.0045 | 0 | 0 | 0 | 0 | 0 | 0 | 0 | 0 | 0 | 0
1090 | 2025-02-15 | 10 | 0 | 0 | 0 | 0 | 0 | -3.5951 | 0 | -3.5951 | 0 | 0 | 0 | 0 | 0 | 0 | 0 | 0 | 0 | 0
1091 | 2025-02-15 | 11 | 0 | 0 | 0 | 0 | 0 | -2.6829 | 0 | -2.6829 | 0 | 0 | 0 | 0 | 0 | 0 | 0 | 0 | 0 | 0
1092 | 2025-02-15 | 12 | 0 | 0 | 0 | 0 | 0 | -2.242 | 0 | -2.242 | 0 | 0 | 0 | 0 | 0 | 0 | 0 | 0 | 0 | 0
1093 | 2025-02-15 | 13 | 0 | 0 | 0 | 0 | 0 | -2.2331 | 0 | -2.2331 | 0 | 0 | 0 | 0 | 0 | 0 | 0 | 0 | 0 | 0
1094 | 2025-02-15 | 14 | 0 | 0 | 0 | 0 | 0 | -2.262 | 0 | -2.262 | 0 | 0 | 0 | 0 | 0 | 0 | 0 | 0 | 0 | 0
1095 | 2025-02-15 | 15 | 0 | 0 | 0 | 0 | 0 | -1.7506 | 0 | -1.7506 | 0 | 0 | 0 | 0 | 0 | 0 | 0 | 0 | 0 | 0
1096 | 2025-02-15 | 16 | 0 | 0 | 0 | 0 | 0 | -1.6165 | 0 | -1.6165 | 0 | 0 | 0 | 0 | 0 | 0 | 0 | 0 | 0 | 0
1097 | 2025-02-15 | 17 | 0 | 0 | 0 | 0 | 0 | -1.5479 | 0 | -1.5479 | 0 | 0 | 0 | 0 | 0 | 0 | 0 | 0 | 0 | 0
1098 | 2025-02-15 | 18 | 0 | 0 | 0 | 0 | 0 | -1.9346 | 0 | -1.9346 | 0 | 0 | 0 | 0 | 0 | 0 | 0 | 0 | 0 | 0
1099 | 2025-02-15 | 19 | 0 | 0 | 0 | 0 | 0 | -2.3165 | 0 | -2.3165 | 0 | 0 | 0 | 0 | 0 | 0 | 0 | 0 | 0 | 0
1100 | 2025-02-15 | 20 | 0 | 0 | 0 | 0 | 0 | -2.5599 | 0 | -2.5599 | 0 | 0 | 0 | 0 | 0 | 0 | 0 | 0 | 0 | 0
1101 | 2025-02-15 | 21 | 0 | 0 | 0 | 0 | 0 | -2.8185 | 0 | -2.8185 | 0 | 0 | 0 | 0 | 0 | 0 | 0 | 0 | 0 | 0
1102 | 2025-02-15 | 22 | 0 | 0 | 0 | 0 | 0 | -2.9337 | 0 | -2.9337 | 0 | 0 | 0 | 0 | 0 | 0 | 0 | 0 | 0 | 0
1103 | 2025-02-15 | 23 | 0 | 0 | 0 | 0 | 0 | -3.3374 | 0 | -3.3374 | 0 | 0 | 0 | 0 | 0 | 0 | 0 | 0 | 0 | 0
1104 | 2025-02-15 | 24 | 0 | 0 | 0 | 0 | 0 | -3.6498 | 0 | -3.6498 | 0 | 0 | 0 | 0 | 0 | 0 | 0 | 0 | 0 | 0
1105 | 2025-02-16 | 1 | 0 | 0 | 0 | 0 | 0 | -4.2486 | 0 | -4.2486 | 0 | 0 | 0 | 0 | 0 | 0 | 0 | 0 | 0 | 0
1106 | 2025-02-16 | 2 | 0 | 0 | 0 | 0 | 0 | -4.0344 | 0 | -4.0344 | 0 | 0 | 0 | 0 | 0 | 0 | 0 | 0 | 0 | 0
1107 | 2025-02-16 | 3 | 0 | 0 | 0 | 0 | 0 | -3.8696 | 0 | -3.8696 | 0 | 0 | 0 | 0 | 0 | 0 | 0 | 0 | 0 | 0
1108 | 2025-02-16 | 4 | 0 | 0 | 0 | 0 | 0 | -3.7928 | 0 | -3.7928 | 0 | 0 | 0 | 0 | 0 | 0 | 0 | 0 | 0 | 0
1109 | 2025-02-16 | 5 | 0 | 0 | 0 | 0 | 0 | -3.7872 | 0 | -3.7872 | 0 | 0 | 0 | 0 | 0 | 0 | 0 | 0 | 0 | 0
1110 | 2025-02-16 | 6 | 0 | 0 | 0 | 0 | 0 | -3.7218 | 0 | -3.7218 | 0 | 0 | 0 | 0 | 0 | 0 | 0 | 0 | 0 | 0
1111 | 2025-02-16 | 7 | 0 | 0 | 0 | 0 | 0 | -3.5419 | 0 | -3.5419 | 0 | 0 | 0 | 0 | 0 | 0 | 0 | 0 | 0 | 0
1112 | 2025-02-16 | 8 | 0 | 0 | 0 | 0 | 0 | -3.437 | 0 | -3.437 | 0 | 0 | 0 | 0 | 0 | 0 | 0 | 0 | 0 | 0
1113 | 2025-02-16 | 9 | 0 | 0 | 0 | 0 | 0 | -3.2757 | 0 | -3.2757 | 0 | 0 | 0 | 0 | 0 | 0 | 0 | 0 | 0 | 0
1114 | 2025-02-16 | 10 | 0 | 0 | 0 | 0 | 0 | -2.9841 | 0 | -2.9841 | 0 | 0 | 0 | 0 | 0 | 0 | 0 | 0 | 0 | 0
1115 | 2025-02-16 | 11 | 0 | 0 | 0 | 0 | 0 | -2.5429 | 0 | -2.5429 | 0 | 0 | 0 | 0 | 0 | 0 | 0 | 0 | 0 | 0
1116 | 2025-02-16 | 12 | 0 | 0 | 0 | 0 | 0 | -2.3147 | 0 | -2.3147 | 0 | 0 | 0 | 0 | 0 | 0 | 0 | 0 | 0 | 0
1117 | 2025-02-16 | 13 | 0 | 0 | 0 | 0 | 0 | -2.1574 | 0 | -2.1574 | 0 | 0 | 0 | 0 | 0 | 0 | 0 | 0 | 0 | 0
1118 | 2025-02-16 | 14 | 0 | 0 | 0 | 0 | 0 | -1.9684 | 0 | -1.9684 | 0 | 0 | 0 | 0 | 0 | 0 | 0 | 0 | 0 | 0
1119 | 2025-02-16 | 15 | 0 | 0 | 0 | 0 | 0 | -1.8324 | 0 | -1.8324 | 0 | 0 | 0 | 0 | 0 | 0 | 0 | 0 | 0 | 0
1120 | 2025-02-16 | 16 | 0 | 0 | 0 | 0 | 0 | -1.5091 | 0 | -1.5091 | 0 | 0 | 0 | 0 | 0 | 0 | 0 | 0 | 0 | 0
1121 | 2025-02-16 | 17 | 0 | 0 | 0 | 0 | 0 | -1.7496 | 0 | -1.7496 | 0 | 0 | 0 | 0 | 0 | 0 | 0 | 0 | 0 | 0
1122 | 2025-02-16 | 18 | 0 | 0 | 0 | 0 | 0 | -1.9184 | 0 | -1.9184 | 0 | 0 | 0 | 0 | 0 | 0 | 0 | 0 | 0 | 0
1123 | 2025-02-16 | 19 | 0 | 0 | 0 | 0 | 0 | -1.8603 | 0 | -1.8603 | 0 | 0 | 0 | 0 | 0 | 0 | 0 | 0 | 0 | 0
1124 | 2025-02-16 | 20 | 0 | 0 | 0 | 0 | 0 | -1.8782 | 0 | -1.8782 | 0 | 0 | 0 | 0 | 0 | 0 | 0 | 0 | 0 | 0
1125 | 2025-02-16 | 21 | 0 | 0 | 0 | 0 | 0 | -1.9537 | 0 | -1.9537 | 0 | 0 | 0 | 0 | 0 | 0 | 0 | 0 | 0 | 0
1126 | 2025-02-16 | 22 | 0 | 0 | 0 | 0 | 0 | -2.022 | 0 | -2.022 | 0 | 0 | 0 | 0 | 0 | 0 | 0 | 0 | 0 | 0
1127 | 2025-02-16 | 23 | 0 | 0 | 0 | 0 | 0 | -2.1619 | 0 | -2.1619 | 0 | 0 | 0 | 0 | 0 | 0 | 0 | 0 | 0 | 0
1128 | 2025-02-16 | 24 | 0 | 0 | 0 | 0 | 0 | -2.4372 | 0 | -2.4372 | 0 | 0 | 0 | 0 | 0 | 0 | 0 | 0 | 0 | 0
1129 | 2025-02-17 | 1 | 0 | 0 | 0 | 0 | 0 | -2.6138 | 0 | -2.6138 | 0 | 0 | 0 | 0 | 0 | 0 | 0 | 0 | 0 | 0
1130 | 2025-02-17 | 2 | 0 | 0 | 0 | 0 | 0 | -2.6291 | 0 | -2.6291 | 0 | 0 | 0 | 0 | 0 | 0 | 0 | 0 | 0 | 0
1131 | 2025-02-17 | 3 | 0 | 0 | 0 | 0 | 0 | -2.6339 | 0 | -2.6339 | 0 | 0 | 0 | 0 | 0 | 0 | 0 | 0 | 0 | 0
1132 | 2025-02-17 | 4 | 0 | 0 | 0 | 0 | 0 | -2.5942 | 0 | -2.5942 | 0 | 0 | 0 | 0 | 0 | 0 | 0 | 0 | 0 | 0
1133 | 2025-02-17 | 5 | 0 | 0 | 0 | 0 | 0 | -2.5522 | 0 | -2.5522 | 0 | 0 | 0 | 0 | 0 | 0 | 0 | 0 | 0 | 0
1134 | 2025-02-17 | 6 | 0 | 0 | 0 | 0 | 0 | -2.4693 | 0 | -2.4693 | 0 | 0 | 0 | 0 | 0 | 0 | 0 | 0 | 0 | 0
1135 | 2025-02-17 | 7 | 0 | 0 | 0 | 0 | 0 | -2.4392 | 0 | -2.4392 | 0 | 0 | 0 | 0 | 0 | 0 | 0 | 0 | 0 | 0
1136 | 2025-02-17 | 8 | 0 | 0 | 0 | 0 | 0 | -2.3656 | 0 | -2.3656 | 0 | 0 | 0 | 0 | 0 | 0 | 0 | 0 | 0 | 0
1137 | 2025-02-17 | 9 | 0 | 0 | 0 | 0 | 0 | -2.2258 | 0 | -2.2258 | 0 | 0 | 0 | 0 | 0 | 0 | 0 | 0 | 0 | 0
1138 | 2025-02-17 | 10 | 0 | 0 | 0 | 0 | 0 | -2.0199 | 0 | -2.0199 | 0 | 0 | 0 | 0 | 0 | 0 | 0 | 0 | 0 | 0
1139 | 2025-02-17 | 11 | 0 | 0 | 0 | 0 | 0 | -1.7995 | 0 | -1.7995 | 0 | 0 | 0 | 0 | 0 | 0 | 0 | 0 | 0 | 0
1140 | 2025-02-17 | 12 | 0 | 0 | 0 | 0 | 0 | -1.7478 | 0 | -1.7478 | 0 | 0 | 0 | 0 | 0 | 0 | 0 | 0 | 0 | 0
1141 | 2025-02-17 | 13 | 0 | 0 | 0 | 0 | 0 | -1.6079 | 0 | -1.6079 | 0 | 0 | 0 | 0 | 0 | 0 | 0 | 0 | 0 | 0
1142 | 2025-02-17 | 14 | 0 | 0 | 0 | 0 | 0 | -1.4286 | 0 | -1.4286 | 0 | 0 | 0 | 0 | 0 | 0 | 0 | 0 | 0 | 0
1143 | 2025-02-17 | 15 | 0 | 0 | 0 | 0 | 0 | -1.3866 | 0 | -1.3866 | 0 | 0 | 0 | 0 | 0 | 0 | 0 | 0 | 0 | 0
1144 | 2025-02-17 | 16 | 0 | 0 | 0 | 0 | 0 | -1.308 | 0 | -1.308 | 0 | 0 | 0 | 0 | 0 | 0 | 0 | 0 | 0 | 0
1145 | 2025-02-17 | 17 | 0 | 0 | 0 | 0 | 0 | -1.3855 | 0 | -1.3855 | 0 | 0 | 0 | 0 | 0 | 0 | 0 | 0 | 0 | 0
1146 | 2025-02-17 | 18 | 0 | 0 | 0 | 0 | 0 | -1.4601 | 0 | -1.4601 | 0 | 0 | 0 | 0 | 0 | 0 | 0 | 0 | 0 | 0
1147 | 2025-02-17 | 19 | 0 | 0 | 0 | 0 | 0 | -1.5045 | 0 | -1.5045 | 0 | 0.24 | 0 | 0 | 0 | 0 | 0 | -0.36107 | 0 | -0.36107
1148 | 2025-02-17 | 20 | 0 | 0 | 0 | 0 | 0 | -1.5511 | 0 | -1.5511 | 0 | 0.24 | 0 | 0 | 0 | 0 | 0 | -0.37227 | 0 | -0.37227
1149 | 2025-02-17 | 21 | 0 | 0 | 0 | 0 | 0 | -1.6499 | 0 | -1.6499 | 0 | 0 | 0 | 0 | 0 | 0 | 0 | 0 | 0 | 0
1150 | 2025-02-17 | 22 | 0 | 0 | 0 | 0 | 0 | -1.79 | 0 | -1.79 | 0 | 0 | 0 | 0 | 0 | 0 | 0 | 0 | 0 | 0
1151 | 2025-02-17 | 23 | 0 | 0 | 0 | 0 | 0 | -1.9845 | 0 | -1.9845 | 0 | 0 | 0 | 0 | 0 | 0 | 0 | 0 | 0 | 0
1152 | 2025-02-17 | 24 | 0 | 0 | 0 | 0 | 0 | -2.1476 | 0 | -2.1476 | 0 | 0 | 0 | 0 | 0 | 0 | 0 | 0 | 0 | 0
1153 | 2025-02-18 | 1 | 0 | 0 | 0 | 0 | 0 | -2.3653 | 0 | -2.3653 | 0 | 0 | 0 | 0 | 0 | 0 | 0 | 0 | 0 | 0
1154 | 2025-02-18 | 2 | 0 | 0 | 0 | 0 | 0 | -2.4316 | 0 | -2.4316 | 0 | 0 | 0 | 0 | 0 | 0 | 0 | 0 | 0 | 0
1155 | 2025-02-18 | 3 | 0 | 0 | 0 | 0 | 0 | -2.4976 | 0 | -2.4976 | 0 | 0 | 0 | 0 | 0 | 0 | 0 | 0 | 0 | 0
1156 | 2025-02-18 | 4 | 0 | 0 | 0 | 0 | 0 | -2.5519 | 0 | -2.5519 | 0 | 0 | 0 | 0 | 0 | 0 | 0 | 0 | 0 | 0
1157 | 2025-02-18 | 5 | 0 | 0 | 0 | 0 | 0 | -2.538 | 0 | -2.538 | 0 | 0 | 0 | 0 | 0 | 0 | 0 | 0 | 0 | 0
1158 | 2025-02-18 | 6 | 0 | 0 | 0 | 0 | 0 | -2.3404 | 0 | -2.3404 | 0 | 0 | 0 | 0 | 0 | 0 | 0 | 0 | 0 | 0
1159 | 2025-02-18 | 7 | 0 | 0 | 0 | 0 | 0 | -2.177 | 0 | -2.177 | 0 | 0 | 0 | 0 | 0 | 0 | 0 | 0 | 0 | 0
1160 | 2025-02-18 | 8 | 0 | 0 | 0 | 0 | 0 | -2.0809 | 0 | -2.0809 | 0 | 0 | 0 | 0 | 0 | 0 | 0 | 0 | 0 | 0
1161 | 2025-02-18 | 9 | 0 | 0 | 0 | 0 | 0 | -2.1231 | 0 | -2.1231 | 0 | 0 | 0 | 0 | 0 | 0 | 0 | 0 | 0 | 0
1162 | 2025-02-18 | 10 | 0 | 0 | 0 | 0 | 0 | -2.0728 | 0 | -2.0728 | 0 | 0 | 0 | 0 | 0 | 0 | 0 | 0 | 0 | 0
1163 | 2025-02-18 | 11 | 0 | 0 | 0 | 0 | 0 | -1.8571 | 0 | -1.8571 | 0 | 0 | 0 | 0 | 0 | 0 | 0 | 0 | 0 | 0
1164 | 2025-02-18 | 12 | 0 | 0 | 0 | 0 | 0 | -1.7187 | 0 | -1.7187 | 0 | 0 | 0 | 0 | 0 | 0 | 0 | 0 | 0 | 0
1165 | 2025-02-18 | 13 | 0 | 0 | 0 | 0 | 0 | -1.7737 | 0 | -1.7737 | 0 | 0 | 0 | 0 | 0 | 0 | 0 | 0 | 0 | 0
1166 | 2025-02-18 | 14 | 0 | 0 | 0 | 0 | 0 | -1.7972 | 0 | -1.7972 | 0 | 0 | 0 | 0 | 0 | 0 | 0 | 0 | 0 | 0
1167 | 2025-02-18 | 15 | 0 | 0 | 0 | 0 | 0 | -1.5584 | 0 | -1.5584 | 0 | 0 | 0 | 0 | 0 | 0 | 0 | 0 | 0 | 0
1168 | 2025-02-18 | 16 | 0 | 0 | 0 | 0 | 0 | -1.3506 | 0 | -1.3506 | 0 | 0 | 0 | 0 | 0 | 0 | 0 | 0 | 0 | 0
1169 | 2025-02-18 | 17 | 0 | 0 | 0 | 0 | 0 | -1.4623 | 0 | -1.4623 | 0 | 0 | 0 | 0 | 0 | 0 | 0 | 0 | 0 | 0
1170 | 2025-02-18 | 18 | 0 | 0 | 0 | 0 | 0 | -1.804 | 0 | -1.804 | 0 | 0 | 0 | 0 | 0 | 0 | 0 | 0 | 0 | 0
1171 | 2025-02-18 | 19 | 0 | 0 | 0 | 0 | 0 | -1.8049 | 0 | -1.8049 | 0 | 0.24 | 0 | 0 | 0 | 0 | 0 | -0.43318 | 0 | -0.43318
1172 | 2025-02-18 | 20 | 0 | 0 | 0 | 0 | 0 | -1.8866 | 0 | -1.8866 | 0 | 0.24 | 0 | 0 | 0 | 0 | 0 | -0.45279 | 0 | -0.45279
1173 | 2025-02-18 | 21 | 0 | 0 | 0 | 0 | 0 | -1.9636 | 0 | -1.9636 | 0 | 0 | 0 | 0 | 0 | 0 | 0 | 0 | 0 | 0
1174 | 2025-02-18 | 22 | 0 | 0 | 0 | 0 | 0 | -1.9645 | 0 | -1.9645 | 0 | 0 | 0 | 0 | 0 | 0 | 0 | 0 | 0 | 0
1175 | 2025-02-18 | 23 | 0 | 0 | 0 | 0 | 0 | -1.9138 | 0 | -1.9138 | 0 | 0 | 0 | 0 | 0 | 0 | 0 | 0 | 0 | 0
1176 | 2025-02-18 | 24 | 0 | 0 | 0 | 0 | 0 | -1.824 | 0 | -1.824 | 0 | 0 | 0 | 0 | 0 | 0 | 0 | 0 | 0 | 0
1177 | 2025-02-19 | 1 | 0 | 0 | 0 | 0 | 0 | -1.8896 | 0 | -1.8896 | 0 | 0 | 0 | 0 | 0 | 0 | 0 | 0 | 0 | 0
1178 | 2025-02-19 | 2 | 0 | 0 | 0 | 0 | 0 | -1.9656 | 0 | -1.9656 | 0 | 0 | 0 | 0 | 0 | 0 | 0 | 0 | 0 | 0
1179 | 2025-02-19 | 3 | 0 | 0 | 0 | 0 | 0 | -2.0151 | 0 | -2.0151 | 0 | 0 | 0 | 0 | 0 | 0 | 0 | 0 | 0 | 0
1180 | 2025-02-19 | 4 | 0 | 0 | 0 | 0 | 0 | -2.0667 | 0 | -2.0667 | 0 | 0 | 0 | 0 | 0 | 0 | 0 | 0 | 0 | 0
1181 | 2025-02-19 | 5 | 0 | 0 | 0 | 0 | 0 | -2.048 | 0 | -2.048 | 0 | 0 | 0 | 0 | 0 | 0 | 0 | 0 | 0 | 0
1182 | 2025-02-19 | 6 | 0 | 0 | 0 | 0 | 0 | -1.9305 | 0 | -1.9305 | 0 | 0 | 0 | 0 | 0 | 0 | 0 | 0 | 0 | 0
1183 | 2025-02-19 | 7 | 0 | 0 | 0 | 0 | 0 | -1.8398 | 0 | -1.8398 | 0 | 0 | 0 | 0 | 0 | 0 | 0 | 0 | 0 | 0
1184 | 2025-02-19 | 8 | 0 | 0 | 0 | 0 | 0 | -1.8312 | 0 | -1.8312 | 0 | 0 | 0 | 0 | 0 | 0 | 0 | 0 | 0 | 0
1185 | 2025-02-19 | 9 | 0 | 0 | 0 | 0 | 0 | -1.7672 | 0 | -1.7672 | 0 | 0 | 0 | 0 | 0 | 0 | 0 | 0 | 0 | 0
1186 | 2025-02-19 | 10 | 0 | 0 | 0 | 0 | 0 | -1.4137 | 0 | -1.4137 | 0 | 0 | 0 | 0 | 0 | 0 | 0 | 0 | 0 | 0
1187 | 2025-02-19 | 11 | 0 | 0 | 0 | 0 | 0 | -1.0991 | 0 | -1.0991 | 0 | 0 | 0 | 0 | 0 | 0 | 0 | 0 | 0 | 0
1188 | 2025-02-19 | 12 | 0 | 0 | 0 | 0 | 0 | -0.91455 | 0 | -0.91455 | 0 | 0 | 0 | 0 | 0 | 0 | 0 | 0 | 0 | 0
1189 | 2025-02-19 | 13 | 0 | 0 | 0 | 0 | 0 | -0.93327 | 0 | -0.93327 | 0 | 0 | 0 | 0 | 0 | 0 | 0 | 0 | 0 | 0
1190 | 2025-02-19 | 14 | 0 | 0 | 0 | 0 | 0 | -1.0525 | 0 | -1.0525 | 0 | 0 | 0 | 0 | 0 | 0 | 0 | 0 | 0 | 0
1191 | 2025-02-19 | 15 | 0 | 0 | 0 | 0 | 0 | -1.0796 | 0 | -1.0796 | 0 | 0 | 0 | 0 | 0 | 0 | 0 | 0 | 0 | 0
1192 | 2025-02-19 | 16 | 0 | 0 | 0 | 0 | 0 | -1.0465 | 0 | -1.0465 | 0 | 0 | 0 | 0 | 0 | 0 | 0 | 0 | 0 | 0
1193 | 2025-02-19 | 17 | 0 | 0 | 0 | 0 | 0 | -1.0559 | 0 | -1.0559 | 0 | 0 | 0 | 0 | 0 | 0 | 0 | 0 | 0 | 0
1194 | 2025-02-19 | 18 | 0 | 0 | 0 | 0 | 0 | -1.0834 | 0 | -1.0834 | 0 | 0 | 0 | 0 | 0 | 0 | 0 | 0 | 0 | 0
1195 | 2025-02-19 | 19 | 0 | 0 | 0 | 0 | 0 | -1.1478 | 0 | -1.1478 | 0 | 0.24 | 0 | 0 | 0 | 0 | 0 | -0.27546 | 0 | -0.27546
1196 | 2025-02-19 | 20 | 0 | 0 | 0 | 0 | 0 | -1.1913 | 0 | -1.1913 | 0 | 0.24 | 0 | 0 | 0 | 0 | 0 | -0.28592 | 0 | -0.28592
1197 | 2025-02-19 | 21 | 0 | 0 | 0 | 0 | 0 | -1.2242 | 0 | -1.2242 | 0 | 0 | 0 | 0 | 0 | 0 | 0 | 0 | 0 | 0
1198 | 2025-02-19 | 22 | 0 | 0 | 0 | 0 | 0 | -1.3009 | 0 | -1.3009 | 0 | 0 | 0 | 0 | 0 | 0 | 0 | 0 | 0 | 0
1199 | 2025-02-19 | 23 | 0 | 0 | 0 | 0 | 0 | -1.3727 | 0 | -1.3727 | 0 | 0 | 0 | 0 | 0 | 0 | 0 | 0 | 0 | 0
1200 | 2025-02-19 | 24 | 0 | 0 | 0 | 0 | 0 | -1.5037 | 0 | -1.5037 | 0 | 0 | 0 | 0 | 0 | 0 | 0 | 0 | 0 | 0
1201 | 2025-02-20 | 1 | 0 | 0 | 0 | 0 | 0 | -1.6363 | 0 | -1.6363 | 0 | 0 | 0 | 0 | 0 | 0 | 0 | 0 | 0 | 0
1202 | 2025-02-20 | 2 | 0 | 0 | 0 | 0 | 0 | -1.7316 | 0 | -1.7316 | 0 | 0 | 0 | 0 | 0 | 0 | 0 | 0 | 0 | 0
1203 | 2025-02-20 | 3 | 0 | 0 | 0 | 0 | 0 | -1.8132 | 0 | -1.8132 | 0 | 0 | 0 | 0 | 0 | 0 | 0 | 0 | 0 | 0
1204 | 2025-02-20 | 4 | 0 | 0 | 0 | 0 | 0 | -1.8389 | 0 | -1.8389 | 0 | 0 | 0 | 0 | 0 | 0 | 0 | 0 | 0 | 0
1205 | 2025-02-20 | 5 | 0 | 0 | 0 | 0 | 0 | -1.8766 | 0 | -1.8766 | 0 | 0 | 0 | 0 | 0 | 0 | 0 | 0 | 0 | 0
1206 | 2025-02-20 | 6 | 0 | 0 | 0 | 0 | 0 | -1.8667 | 0 | -1.8667 | 0 | 0 | 0 | 0 | 0 | 0 | 0 | 0 | 0 | 0
1207 | 2025-02-20 | 7 | 0 | 0 | 0 | 0 | 0 | -1.9179 | 0 | -1.9179 | 0 | 0 | 0 | 0 | 0 | 0 | 0 | 0 | 0 | 0
1208 | 2025-02-20 | 8 | 0 | 0 | 0 | 0 | 0 | -1.8708 | 0 | -1.8708 | 0 | 0 | 0 | 0 | 0 | 0 | 0 | 0 | 0 | 0
1209 | 2025-02-20 | 9 | 0 | 0 | 0 | 0 | 0 | -1.9686 | 0 | -1.9686 | 0 | 0 | 0 | 0 | 0 | 0 | 0 | 0 | 0 | 0
1210 | 2025-02-20 | 10 | 0 | 0 | 0 | 0 | 0 | -2.0737 | 0 | -2.0737 | 0 | 0 | 0 | 0 | 0 | 0 | 0 | 0 | 0 | 0
1211 | 2025-02-20 | 11 | 0 | 0 | 0 | 0 | 0 | -2.2509 | 0 | -2.2509 | 0 | 0 | 0 | 0 | 0 | 0 | 0 | 0 | 0 | 0
1212 | 2025-02-20 | 12 | 0 | 0 | 0 | 0 | 0 | -2.2645 | 0 | -2.2645 | 0 | 0 | 0 | 0 | 0 | 0 | 0 | 0 | 0 | 0
1213 | 2025-02-20 | 13 | 0 | 0 | 0 | 0 | 0 | -2.0858 | 0 | -2.0858 | 0 | 0 | 0 | 0 | 0 | 0 | 0 | 0 | 0 | 0
1214 | 2025-02-20 | 14 | 0 | 0 | 0 | 0 | 0 | -1.8654 | 0 | -1.8654 | 0 | 0 | 0 | 0 | 0 | 0 | 0 | 0 | 0 | 0
1215 | 2025-02-20 | 15 | 0 | 0 | 0 | 0 | 0 | -2.0435 | 0 | -2.0435 | 0 | 0 | 0 | 0 | 0 | 0 | 0 | 0 | 0 | 0
1216 | 2025-02-20 | 16 | 0 | 0 | 0 | 0 | 0 | -2.0969 | 0 | -2.0969 | 0 | 0 | 0 | 0 | 0 | 0 | 0 | 0 | 0 | 0
1217 | 2025-02-20 | 17 | 0 | 0 | 0 | 0 | 0 | -2.0917 | 0 | -2.0917 | 0 | 0 | 0 | 0 | 0 | 0 | 0 | 0 | 0 | 0
1218 | 2025-02-20 | 18 | 0 | 0 | 0 | 0 | 0 | -2.1159 | 0 | -2.1159 | 0 | 0 | 0 | 0 | 0 | 0 | 0 | 0 | 0 | 0
1219 | 2025-02-20 | 19 | 0 | 0 | 0 | 0 | 0 | -1.9492 | 0 | -1.9492 | 0 | 0.24 | 0 | 0 | 0 | 0 | 0 | -0.4678 | 0 | -0.4678
1220 | 2025-02-20 | 20 | 0 | 0 | 0 | 0 | 0 | -1.8335 | 0 | -1.8335 | 0 | 0.24 | 0 | 0 | 0 | 0 | 0 | -0.44005 | 0 | -0.44005
1221 | 2025-02-20 | 21 | 0 | 0 | 0 | 0 | 0 | -1.7748 | 0 | -1.7748 | 0 | 0 | 0 | 0 | 0 | 0 | 0 | 0 | 0 | 0
1222 | 2025-02-20 | 22 | 0 | 0 | 0 | 0 | 0 | -1.7631 | 0 | -1.7631 | 0 | 0 | 0 | 0 | 0 | 0 | 0 | 0 | 0 | 0
1223 | 2025-02-20 | 23 | 0 | 0 | 0 | 0 | 0 | -1.8468 | 0 | -1.8468 | 0 | 0 | 0 | 0 | 0 | 0 | 0 | 0 | 0 | 0
1224 | 2025-02-20 | 24 | 0 | 0 | 0 | 0 | 0 | -1.9177 | 0 | -1.9177 | 0 | 0 | 0 | 0 | 0 | 0 | 0 | 0 | 0 | 0
1225 | 2025-02-21 | 1 | 0 | 0 | 0 | 0 | 0 | -1.7516 | 0 | -1.7516 | 0 | 0 | 0 | 0 | 0 | 0 | 0 | 0 | 0 | 0
1226 | 2025-02-21 | 2 | 0 | 0 | 0 | 0 | 0 | -1.679 | 0 | -1.679 | 0 | 0 | 0 | 0 | 0 | 0 | 0 | 0 | 0 | 0
1227 | 2025-02-21 | 3 | 0 | 0 | 0 | 0 | 0 | -2.1358 | 0 | -2.1358 | 0 | 0 | 0 | 0 | 0 | 0 | 0 | 0 | 0 | 0
1228 | 2025-02-21 | 4 | 0 | 0 | 0 | 0 | 0 | -2.4233 | 0 | -2.4233 | 0 | 0 | 0 | 0 | 0 | 0 | 0 | 0 | 0 | 0
1229 | 2025-02-21 | 5 | 0 | 0 | 0 | 0 | 0 | -2.3703 | 0 | -2.3703 | 0 | 0 | 0 | 0 | 0 | 0 | 0 | 0 | 0 | 0
1230 | 2025-02-21 | 6 | 0 | 0 | 0 | 0 | 0 | -2.2754 | 0 | -2.2754 | 0 | 0 | 0 | 0 | 0 | 0 | 0 | 0 | 0 | 0
1231 | 2025-02-21 | 7 | 0 | 0 | 0 | 0 | 0 | -2.2569 | 0 | -2.2569 | 0 | 0 | 0 | 0 | 0 | 0 | 0 | 0 | 0 | 0
1232 | 2025-02-21 | 8 | 0 | 0 | 0 | 0 | 0 | -2.2407 | 0 | -2.2407 | 0 | 0 | 0 | 0 | 0 | 0 | 0 | 0 | 0 | 0
1233 | 2025-02-21 | 9 | 0 | 0 | 0 | 0 | 0 | -2.2508 | 0 | -2.2508 | 0 | 0 | 0 | 0 | 0 | 0 | 0 | 0 | 0 | 0
1234 | 2025-02-21 | 10 | 0 | 0 | 0 | 0 | 0 | -2.264 | 0 | -2.264 | 0 | 0 | 0 | 0 | 0 | 0 | 0 | 0 | 0 | 0
1235 | 2025-02-21 | 11 | 0 | 0 | 0 | 0 | 0 | -2.1142 | 0 | -2.1142 | 0 | 0 | 0 | 0 | 0 | 0 | 0 | 0 | 0 | 0
1236 | 2025-02-21 | 12 | 0 | 0 | 0 | 0 | 0 | -1.868 | 0 | -1.868 | 0 | 0 | 0 | 0 | 0 | 0 | 0 | 0 | 0 | 0
1237 | 2025-02-21 | 13 | 0 | 0 | 0 | 0 | 0 | -1.8184 | 0 | -1.8184 | 0 | 0 | 0 | 0 | 0 | 0 | 0 | 0 | 0 | 0
1238 | 2025-02-21 | 14 | 0 | 0 | 0 | 0 | 0 | -1.7903 | 0 | -1.7903 | 0 | 0 | 0 | 0 | 0 | 0 | 0 | 0 | 0 | 0
1239 | 2025-02-21 | 15 | 0 | 0 | 0 | 0 | 0 | -1.7878 | 0 | -1.7878 | 0 | 0 | 0 | 0 | 0 | 0 | 0 | 0 | 0 | 0
1240 | 2025-02-21 | 16 | 0 | 0 | 0 | 0 | 0 | -1.6608 | 0 | -1.6608 | 0 | 0 | 0 | 0 | 0 | 0 | 0 | 0 | 0 | 0
1241 | 2025-02-21 | 17 | 0 | 0 | 0 | 0 | 0 | -1.7176 | 0 | -1.7176 | 0 | 0 | 0 | 0 | 0 | 0 | 0 | 0 | 0 | 0
1242 | 2025-02-21 | 18 | 0 | 0 | 0 | 0 | 0 | -1.6979 | 0 | -1.6979 | 0 | 0 | 0 | 0 | 0 | 0 | 0 | 0 | 0 | 0
1243 | 2025-02-21 | 19 | 0 | 0 | 0 | 0 | 0 | -1.6269 | 0 | -1.6269 | 0 | 0.24 | 0 | 0 | 0 | 0 | 0 | -0.39045 | 0 | -0.39045
1244 | 2025-02-21 | 20 | 0 | 0 | 0 | 0 | 0 | -1.7692 | 0 | -1.7692 | 0 | 0.24 | 0 | 0 | 0 | 0 | 0 | -0.4246 | 0 | -0.4246
1245 | 2025-02-21 | 21 | 0 | 0 | 0 | 0 | 0 | -1.7892 | 0 | -1.7892 | 0 | 0 | 0 | 0 | 0 | 0 | 0 | 0 | 0 | 0
1246 | 2025-02-21 | 22 | 0 | 0 | 0 | 0 | 0 | -1.6926 | 0 | -1.6926 | 0 | 0 | 0 | 0 | 0 | 0 | 0 | 0 | 0 | 0
1247 | 2025-02-21 | 23 | 0 | 0 | 0 | 0 | 0 | -1.6939 | 0 | -1.6939 | 0 | 0 | 0 | 0 | 0 | 0 | 0 | 0 | 0 | 0
1248 | 2025-02-21 | 24 | 0 | 0 | 0 | 0 | 0 | -1.8351 | 0 | -1.8351 | 0 | 0 | 0 | 0 | 0 | 0 | 0 | 0 | 0 | 0
1249 | 2025-02-22 | 1 | 0 | 0 | 0 | 0 | 0 | -2.1182 | 0 | -2.1182 | 0 | 0 | 0 | 0 | 0 | 0 | 0 | 0 | 0 | 0
1250 | 2025-02-22 | 2 | 0 | 0 | 0 | 0 | 0 | -2.0981 | 0 | -2.0981 | 0 | 0 | 0 | 0 | 0 | 0 | 0 | 0 | 0 | 0
1251 | 2025-02-22 | 3 | 0 | 0 | 0 | 0 | 0 | -2.0987 | 0 | -2.0987 | 0 | 0 | 0 | 0 | 0 | 0 | 0 | 0 | 0 | 0
1252 | 2025-02-22 | 4 | 0 | 0 | 0 | 0 | 0 | -2.1544 | 0 | -2.1544 | 0 | 0 | 0 | 0 | 0 | 0 | 0 | 0 | 0 | 0
1253 | 2025-02-22 | 5 | 0 | 0 | 0 | 0 | 0 | -2.1971 | 0 | -2.1971 | 0 | 0 | 0 | 0 | 0 | 0 | 0 | 0 | 0 | 0
1254 | 2025-02-22 | 6 | 0 | 0 | 0 | 0 | 0 | -2.1384 | 0 | -2.1384 | 0 | 0 | 0 | 0 | 0 | 0 | 0 | 0 | 0 | 0
1255 | 2025-02-22 | 7 | 0 | 0 | 0 | 0 | 0 | -2.1308 | 0 | -2.1308 | 0 | 0 | 0 | 0 | 0 | 0 | 0 | 0 | 0 | 0
1256 | 2025-02-22 | 8 | 0 | 0 | 0 | 0 | 0 | -2.0369 | 0 | -2.0369 | 0 | 0 | 0 | 0 | 0 | 0 | 0 | 0 | 0 | 0
1257 | 2025-02-22 | 9 | 0 | 0 | 0 | 0 | 0 | -1.8187 | 0 | -1.8187 | 0 | 0 | 0 | 0 | 0 | 0 | 0 | 0 | 0 | 0
1258 | 2025-02-22 | 10 | 0 | 0 | 0 | 0 | 0 | -1.5521 | 0 | -1.5521 | 0 | 0 | 0 | 0 | 0 | 0 | 0 | 0 | 0 | 0
1259 | 2025-02-22 | 11 | 0 | 0 | 0 | 0 | 0 | -1.3708 | 0 | -1.3708 | 0 | 0 | 0 | 0 | 0 | 0 | 0 | 0 | 0 | 0
1260 | 2025-02-22 | 12 | 0 | 0 | 0 | 0 | 0 | -1.1381 | 0 | -1.1381 | 0 | 0 | 0 | 0 | 0 | 0 | 0 | 0 | 0 | 0
1261 | 2025-02-22 | 13 | 0 | 0 | 0 | 0 | 0 | -0.99314 | 0 | -0.99314 | 0 | 0 | 0 | 0 | 0 | 0 | 0 | 0 | 0 | 0
1262 | 2025-02-22 | 14 | 0 | 0 | 0 | 0 | 0 | -0.87218 | 0 | -0.87218 | 0 | 0 | 0 | 0 | 0 | 0 | 0 | 0 | 0 | 0
1263 | 2025-02-22 | 15 | 0 | 0 | 0 | 0 | 0 | -0.59097 | 0 | -0.59097 | 0 | 0 | 0 | 0 | 0 | 0 | 0 | 0 | 0 | 0
1264 | 2025-02-22 | 16 | 0 | 0 | 0 | 0 | 0 | -0.44539 | 0 | -0.44539 | 0 | 0 | 0 | 0 | 0 | 0 | 0 | 0 | 0 | 0
1265 | 2025-02-22 | 17 | 0 | 0 | 0 | 0 | 0 | -0.41923 | 0 | -0.41923 | 0 | 0 | 0 | 0 | 0 | 0 | 0 | 0 | 0 | 0
1266 | 2025-02-22 | 18 | 0 | 0 | 0 | 0 | 0 | -0.58291 | 0 | -0.58291 | 0 | 0 | 0 | 0 | 0 | 0 | 0 | 0 | 0 | 0
1267 | 2025-02-22 | 19 | 0 | 0 | 0 | 0 | 0 | -0.84307 | 0 | -0.84307 | 0 | 0 | 0 | 0 | 0 | 0 | 0 | 0 | 0 | 0
1268 | 2025-02-22 | 20 | 0 | 0 | 0 | 0 | 0 | -0.97298 | 0 | -0.97298 | 0 | 0 | 0 | 0 | 0 | 0 | 0 | 0 | 0 | 0
1269 | 2025-02-22 | 21 | 0 | 0 | 0 | 0 | 0 | -1.1103 | 0 | -1.1103 | 0 | 0 | 0 | 0 | 0 | 0 | 0 | 0 | 0 | 0
1270 | 2025-02-22 | 22 | 0 | 0 | 0 | 0 | 0 | -1.2586 | 0 | -1.2586 | 0 | 0 | 0 | 0 | 0 | 0 | 0 | 0 | 0 | 0
1271 | 2025-02-22 | 23 | 0 | 0 | 0 | 0 | 0 | -1.4431 | 0 | -1.4431 | 0 | 0 | 0 | 0 | 0 | 0 | 0 | 0 | 0 | 0
1272 | 2025-02-22 | 24 | 0 | 0 | 0 | 0 | 0 | -1.7248 | 0 | -1.7248 | 0 | 0 | 0 | 0 | 0 | 0 | 0 | 0 | 0 | 0
1273 | 2025-02-23 | 1 | 0 | 0 | 0 | 0 | 0 | -1.9448 | 0 | -1.9448 | 0 | 0 | 0 | 0 | 0 | 0 | 0 | 0 | 0 | 0
1274 | 2025-02-23 | 2 | 0 | 0 | 0 | 0 | 0 | -2.1273 | 0 | -2.1273 | 0 | 0 | 0 | 0 | 0 | 0 | 0 | 0 | 0 | 0
1275 | 2025-02-23 | 3 | 0 | 0 | 0 | 0 | 0 | -2.2048 | 0 | -2.2048 | 0 | 0 | 0 | 0 | 0 | 0 | 0 | 0 | 0 | 0
1276 | 2025-02-23 | 4 | 0 | 0 | 0 | 0 | 0 | -2.2523 | 0 | -2.2523 | 0 | 0 | 0 | 0 | 0 | 0 | 0 | 0 | 0 | 0
1277 | 2025-02-23 | 5 | 0 | 0 | 0 | 0 | 0 | -2.4127 | 0 | -2.4127 | 0 | 0 | 0 | 0 | 0 | 0 | 0 | 0 | 0 | 0
1278 | 2025-02-23 | 6 | 0 | 0 | 0 | 0 | 0 | -2.3884 | 0 | -2.3884 | 0 | 0 | 0 | 0 | 0 | 0 | 0 | 0 | 0 | 0
1279 | 2025-02-23 | 7 | 0 | 0 | 0 | 0 | 0 | -2.2467 | 0 | -2.2467 | 0 | 0 | 0 | 0 | 0 | 0 | 0 | 0 | 0 | 0
1280 | 2025-02-23 | 8 | 0 | 0 | 0 | 0 | 0 | -2.2781 | 0 | -2.2781 | 0 | 0 | 0 | 0 | 0 | 0 | 0 | 0 | 0 | 0
1281 | 2025-02-23 | 9 | 0 | 0 | 0 | 0 | 0 | -1.8992 | 0 | -1.8992 | 0 | 0 | 0 | 0 | 0 | 0 | 0 | 0 | 0 | 0
1282 | 2025-02-23 | 10 | 0 | 0 | 0 | 0 | 0 | -1.5578 | 0 | -1.5578 | 0 | 0 | 0 | 0 | 0 | 0 | 0 | 0 | 0 | 0
1283 | 2025-02-23 | 11 | 0 | 0 | 0 | 0 | 0 | -1.4593 | 0 | -1.4593 | 0 | 0 | 0 | 0 | 0 | 0 | 0 | 0 | 0 | 0
1284 | 2025-02-23 | 12 | 0 | 0 | 0 | 0 | 0 | -1.3313 | 0 | -1.3313 | 0 | 0 | 0 | 0 | 0 | 0 | 0 | 0 | 0 | 0
1285 | 2025-02-23 | 13 | 0 | 0 | 0 | 0 | 0 | -1.3229 | 0 | -1.3229 | 0 | 0 | 0 | 0 | 0 | 0 | 0 | 0 | 0 | 0
1286 | 2025-02-23 | 14 | 0 | 0 | 0 | 0 | 0 | -1.3339 | 0 | -1.3339 | 0 | 0 | 0 | 0 | 0 | 0 | 0 | 0 | 0 | 0
1287 | 2025-02-23 | 15 | 0 | 0 | 0 | 0 | 0 | -1.3055 | 0 | -1.3055 | 0 | 0 | 0 | 0 | 0 | 0 | 0 | 0 | 0 | 0
1288 | 2025-02-23 | 16 | 0 | 0 | 0 | 0 | 0 | -1.4238 | 0 | -1.4238 | 0 | 0 | 0 | 0 | 0 | 0 | 0 | 0 | 0 | 0
1289 | 2025-02-23 | 17 | 0 | 0 | 0 | 0 | 0 | -1.549 | 0 | -1.549 | 0 | 0 | 0 | 0 | 0 | 0 | 0 | 0 | 0 | 0
1290 | 2025-02-23 | 18 | 0 | 0 | 0 | 0 | 0 | -1.5858 | 0 | -1.5858 | 0 | 0 | 0 | 0 | 0 | 0 | 0 | 0 | 0 | 0
1291 | 2025-02-23 | 19 | 0 | 0 | 0 | 0 | 0 | -1.5845 | 0 | -1.5845 | 0 | 0 | 0 | 0 | 0 | 0 | 0 | 0 | 0 | 0
1292 | 2025-02-23 | 20 | 0 | 0 | 0 | 0 | 0 | -1.6546 | 0 | -1.6546 | 0 | 0 | 0 | 0 | 0 | 0 | 0 | 0 | 0 | 0
1293 | 2025-02-23 | 21 | 0 | 0 | 0 | 0 | 0 | -1.6674 | 0 | -1.6674 | 0 | 0 | 0 | 0 | 0 | 0 | 0 | 0 | 0 | 0
1294 | 2025-02-23 | 22 | 0 | 0 | 0 | 0 | 0 | -1.6714 | 0 | -1.6714 | 0 | 0 | 0 | 0 | 0 | 0 | 0 | 0 | 0 | 0
1295 | 2025-02-23 | 23 | 0 | 0 | 0 | 0 | 0 | -1.7532 | 0 | -1.7532 | 0 | 0 | 0 | 0 | 0 | 0 | 0 | 0 | 0 | 0
1296 | 2025-02-23 | 24 | 0 | 0 | 0 | 0 | 0 | -1.8742 | 0 | -1.8742 | 0 | 0 | 0 | 0 | 0 | 0 | 0 | 0 | 0 | 0
1297 | 2025-02-24 | 1 | 0 | 0 | 0 | 0 | 0 | -2.0105 | 0 | -2.0105 | 0 | 0 | 0 | 0 | 0 | 0 | 0 | 0 | 0 | 0
1298 | 2025-02-24 | 2 | 0 | 0 | 0 | 0 | 0 | -2.1279 | 0 | -2.1279 | 0 | 0 | 0 | 0 | 0 | 0 | 0 | 0 | 0 | 0
1299 | 2025-02-24 | 3 | 0 | 0 | 0 | 0 | 0 | -2.2266 | 0 | -2.2266 | 0 | 0 | 0 | 0 | 0 | 0 | 0 | 0 | 0 | 0
1300 | 2025-02-24 | 4 | 0 | 0 | 0 | 0 | 0 | -2.2956 | 0 | -2.2956 | 0 | 0 | 0 | 0 | 0 | 0 | 0 | 0 | 0 | 0
1301 | 2025-02-24 | 5 | 0 | 0 | 0 | 0 | 0 | -2.4491 | 0 | -2.4491 | 0 | 0 | 0 | 0 | 0 | 0 | 0 | 0 | 0 | 0
1302 | 2025-02-24 | 6 | 0 | 0 | 0 | 0 | 0 | -2.4114 | 0 | -2.4114 | 0 | 0 | 0 | 0 | 0 | 0 | 0 | 0 | 0 | 0
1303 | 2025-02-24 | 7 | 0 | 0 | 0 | 0 | 0 | -2.4217 | 0 | -2.4217 | 0 | 0 | 0 | 0 | 0 | 0 | 0 | 0 | 0 | 0
1304 | 2025-02-24 | 8 | 0 | 0 | 0 | 0 | 0 | -2.5098 | 0 | -2.5098 | 0 | 0 | 0 | 0 | 0 | 0 | 0 | 0 | 0 | 0
1305 | 2025-02-24 | 9 | 0 | 0 | 0 | 0 | 0 | -2.5295 | 0 | -2.5295 | 0 | 0 | 0 | 0 | 0 | 0 | 0 | 0 | 0 | 0
1306 | 2025-02-24 | 10 | 0 | 0 | 0 | 0 | 0 | -2.0162 | 0 | -2.0162 | 0 | 0 | 0 | 0 | 0 | 0 | 0 | 0 | 0 | 0
1307 | 2025-02-24 | 11 | 0 | 0 | 0 | 0 | 0 | -1.5597 | 0 | -1.5597 | 0 | 0 | 0 | 0 | 0 | 0 | 0 | 0 | 0 | 0
1308 | 2025-02-24 | 12 | 0 | 0 | 0 | 0 | 0 | -1.1887 | 0 | -1.1887 | 0 | 0 | 0 | 0 | 0 | 0 | 0 | 0 | 0 | 0
1309 | 2025-02-24 | 13 | 0 | 0 | 0 | 0 | 0 | -1.1026 | 0 | -1.1026 | 0 | 0 | 0 | 0 | 0 | 0 | 0 | 0 | 0 | 0
1310 | 2025-02-24 | 14 | 0 | 0 | 0 | 0 | 0 | -0.94633 | 0 | -0.94633 | 0 | 0 | 0 | 0 | 0 | 0 | 0 | 0 | 0 | 0
1311 | 2025-02-24 | 15 | 0 | 0 | 0 | 0 | 0 | -0.74846 | 0 | -0.74846 | 0 | 0 | 0 | 0 | 0 | 0 | 0 | 0 | 0 | 0
1312 | 2025-02-24 | 16 | 0 | 0 | 0 | 0 | 0 | -0.56403 | 0 | -0.56403 | 0 | 0 | 0 | 0 | 0 | 0 | 0 | 0 | 0 | 0
1313 | 2025-02-24 | 17 | 0 | 0 | 0 | 0 | 0 | -0.60077 | 0 | -0.60077 | 0 | 0 | 0 | 0 | 0 | 0 | 0 | 0 | 0 | 0
1314 | 2025-02-24 | 18 | 0 | 0 | 0 | 0 | 0 | -0.8709 | 0 | -0.8709 | 0 | 0 | 0 | 0 | 0 | 0 | 0 | 0 | 0 | 0
1315 | 2025-02-24 | 19 | 0 | 0 | 0 | 0 | 0 | -1.2314 | 0 | -1.2314 | 0 | 0.24 | 0 | 0 | 0 | 0 | 0 | -0.29553 | 0 | -0.29553
1316 | 2025-02-24 | 20 | 0 | 0 | 0 | 0 | 0 | -1.4257 | 0 | -1.4257 | 0 | 0.24 | 0 | 0 | 0 | 0 | 0 | -0.34218 | 0 | -0.34218
1317 | 2025-02-24 | 21 | 0 | 0 | 0 | 0 | 0 | -1.7587 | 0 | -1.7587 | 0 | 0 | 0 | 0 | 0 | 0 | 0 | 0 | 0 | 0
1318 | 2025-02-24 | 22 | 0 | 0 | 0 | 0 | 0 | -1.9337 | 0 | -1.9337 | 0 | 0 | 0 | 0 | 0 | 0 | 0 | 0 | 0 | 0
1319 | 2025-02-24 | 23 | 0 | 0 | 0 | 0 | 0 | -2.0094 | 0 | -2.0094 | 0 | 0 | 0 | 0 | 0 | 0 | 0 | 0 | 0 | 0
1320 | 2025-02-24 | 24 | 0 | 0 | 0 | 0 | 0 | -2.2263 | 0 | -2.2263 | 0 | 0 | 0 | 0 | 0 | 0 | 0 | 0 | 0 | 0
1321 | 2025-02-25 | 1 | 0 | 0 | 0 | 0 | 0 | -2.3532 | 0 | -2.3532 | 0 | 0 | 0 | 0 | 0 | 0 | 0 | 0 | 0 | 0
1322 | 2025-02-25 | 2 | 0 | 0 | 0 | 0 | 0 | -2.4112 | 0 | -2.4112 | 0 | 0 | 0 | 0 | 0 | 0 | 0 | 0 | 0 | 0
1323 | 2025-02-25 | 3 | 0 | 0 | 0 | 0 | 0 | -2.4901 | 0 | -2.4901 | 0 | 0 | 0 | 0 | 0 | 0 | 0 | 0 | 0 | 0
1324 | 2025-02-25 | 4 | 0 | 0 | 0 | 0 | 0 | -2.4862 | 0 | -2.4862 | 0 | 0 | 0 | 0 | 0 | 0 | 0 | 0 | 0 | 0
1325 | 2025-02-25 | 5 | 0 | 0 | 0 | 0 | 0 | -2.52 | 0 | -2.52 | 0 | 0 | 0 | 0 | 0 | 0 | 0 | 0 | 0 | 0
1326 | 2025-02-25 | 6 | 0 | 0 | 0 | 0 | 0 | -2.4645 | 0 | -2.4645 | 0 | 0 | 0 | 0 | 0 | 0 | 0 | 0 | 0 | 0
1327 | 2025-02-25 | 7 | 0 | 0 | 0 | 0 | 0 | -2.52 | 0 | -2.52 | 0 | 0 | 0 | 0 | 0 | 0 | 0 | 0 | 0 | 0
1328 | 2025-02-25 | 8 | 0 | 0 | 0 | 0 | 0 | -2.4196 | 0 | -2.4196 | 0 | 0 | 0 | 0 | 0 | 0 | 0 | 0 | 0 | 0
1329 | 2025-02-25 | 9 | 0 | 0 | 0 | 0 | 0 | -2.1076 | 0 | -2.1076 | 0 | 0 | 0 | 0 | 0 | 0 | 0 | 0 | 0 | 0
1330 | 2025-02-25 | 10 | 0 | 0 | 0 | 0 | 0 | -1.844 | 0 | -1.844 | 0 | 0 | 0 | 0 | 0 | 0 | 0 | 0 | 0 | 0
1331 | 2025-02-25 | 11 | 0 | 0 | 0 | 0 | 0 | -1.689 | 0 | -1.689 | 0 | 0 | 0 | 0 | 0 | 0 | 0 | 0 | 0 | 0
1332 | 2025-02-25 | 12 | 0 | 0 | 0 | 0 | 0 | -1.4717 | 0 | -1.4717 | 0 | 0 | 0 | 0 | 0 | 0 | 0 | 0 | 0 | 0
1333 | 2025-02-25 | 13 | 0 | 0 | 0 | 0 | 0 | -1.3226 | 0 | -1.3226 | 0 | 0 | 0 | 0 | 0 | 0 | 0 | 0 | 0 | 0
1334 | 2025-02-25 | 14 | 0 | 0 | 0 | 0 | 0 | -0.82688 | 0 | -0.82688 | 0 | 0 | 0 | 0 | 0 | 0 | 0 | 0 | 0 | 0
1335 | 2025-02-25 | 15 | 0 | 0 | 0 | 0 | 0 | -0.47407 | 0 | -0.47407 | 0 | 0 | 0 | 0 | 0 | 0 | 0 | 0 | 0 | 0
1336 | 2025-02-25 | 16 | 0 | 0 | 0 | 0 | 0 | -0.6918 | 0 | -0.6918 | 0 | 0 | 0 | 0 | 0 | 0 | 0 | 0 | 0 | 0
1337 | 2025-02-25 | 17 | 0 | 0 | 0 | 0 | 0 | -0.68219 | 0 | -0.68219 | 0 | 0 | 0 | 0 | 0 | 0 | 0 | 0 | 0 | 0
1338 | 2025-02-25 | 18 | 0 | 0 | 0 | 0 | 0 | -0.68092 | 0 | -0.68092 | 0 | 0 | 0 | 0 | 0 | 0 | 0 | 0 | 0 | 0
1339 | 2025-02-25 | 19 | 0 | 0 | 0 | 0 | 0 | -0.75961 | 0 | -0.75961 | 0 | 0.24 | 0 | 0 | 0 | 0 | 0 | -0.18231 | 0 | -0.18231
1340 | 2025-02-25 | 20 | 0 | 0 | 0 | 0 | 0 | -0.76576 | 0 | -0.76576 | 0 | 0.24 | 0 | 0 | 0 | 0 | 0 | -0.18378 | 0 | -0.18378
1341 | 2025-02-25 | 21 | 0 | 0 | 0 | 0 | 0 | -0.8442 | 0 | -0.8442 | 0 | 0 | 0 | 0 | 0 | 0 | 0 | 0 | 0 | 0
1342 | 2025-02-25 | 22 | 0 | 0 | 0 | 0 | 0 | -1.0428 | 0 | -1.0428 | 0 | 0 | 0 | 0 | 0 | 0 | 0 | 0 | 0 | 0
1343 | 2025-02-25 | 23 | 0 | 0 | 0 | 0 | 0 | -1.2395 | 0 | -1.2395 | 0 | 0 | 0 | 0 | 0 | 0 | 0 | 0 | 0 | 0
1344 | 2025-02-25 | 24 | 0 | 0 | 0 | 0 | 0 | -1.4368 | 0 | -1.4368 | 0 | 0 | 0 | 0 | 0 | 0 | 0 | 0 | 0 | 0
1345 | 2025-02-26 | 1 | 0 | 0 | 0 | 0 | 0 | -1.5763 | 0 | -1.5763 | 0 | 0 | 0 | 0 | 0 | 0 | 0 | 0 | 0 | 0
1346 | 2025-02-26 | 2 | 0 | 0 | 0 | 0 | 0 | -1.5403 | 0 | -1.5403 | 0 | 0 | 0 | 0 | 0 | 0 | 0 | 0 | 0 | 0
1347 | 2025-02-26 | 3 | 0 | 0 | 0 | 0 | 0 | -1.5549 | 0 | -1.5549 | 0 | 0 | 0 | 0 | 0 | 0 | 0 | 0 | 0 | 0
1348 | 2025-02-26 | 4 | 0 | 0 | 0 | 0 | 0 | -1.7511 | 0 | -1.7511 | 0 | 0 | 0 | 0 | 0 | 0 | 0 | 0 | 0 | 0
1349 | 2025-02-26 | 5 | 0 | 0 | 0 | 0 | 0 | -1.8511 | 0 | -1.8511 | 0 | 0 | 0 | 0 | 0 | 0 | 0 | 0 | 0 | 0
1350 | 2025-02-26 | 6 | 0 | 0 | 0 | 0 | 0 | -1.8619 | 0 | -1.8619 | 0 | 0 | 0 | 0 | 0 | 0 | 0 | 0 | 0 | 0
1351 | 2025-02-26 | 7 | 0 | 0 | 0 | 0 | 0 | -1.9031 | 0 | -1.9031 | 0 | 0 | 0 | 0 | 0 | 0 | 0 | 0 | 0 | 0
1352 | 2025-02-26 | 8 | 0 | 0 | 0 | 0 | 0 | -1.7654 | 0 | -1.7654 | 0 | 0 | 0 | 0 | 0 | 0 | 0 | 0 | 0 | 0
1353 | 2025-02-26 | 9 | 0 | 0 | 0 | 0 | 0 | -1.3051 | 0 | -1.3051 | 0 | 0 | 0 | 0 | 0 | 0 | 0 | 0 | 0 | 0
1354 | 2025-02-26 | 10 | 0 | 0 | 0 | 0 | 0 | -0.99596 | 0 | -0.99596 | 0 | 0 | 0 | 0 | 0 | 0 | 0 | 0 | 0 | 0
1355 | 2025-02-26 | 11 | 0 | 0 | 0 | 0 | 0 | -0.81809 | 0 | -0.81809 | 0 | 0 | 0 | 0 | 0 | 0 | 0 | 0 | 0 | 0
1356 | 2025-02-26 | 12 | 0 | 0 | 0 | 0 | 0 | -0.68665 | 0 | -0.68665 | 0 | 0 | 0 | 0 | 0 | 0 | 0 | 0 | 0 | 0
1357 | 2025-02-26 | 13 | 0 | 0 | 0 | 0 | 0 | -0.61976 | 0 | -0.61976 | 0 | 0 | 0 | 0 | 0 | 0 | 0 | 0 | 0 | 0
1358 | 2025-02-26 | 14 | 0 | 0 | 0 | 0 | 0 | -0.49666 | 0 | -0.49666 | 0 | 0 | 0 | 0 | 0 | 0 | 0 | 0 | 0 | 0
1359 | 2025-02-26 | 15 | 0 | 0 | 0 | 0 | 0 | -0.37988 | 0 | -0.37988 | 0 | 0 | 0 | 0 | 0 | 0 | 0 | 0 | 0 | 0
1360 | 2025-02-26 | 16 | 0 | 0 | 0 | 0 | 0 | -0.28192 | 0 | -0.28192 | 0 | 0 | 0 | 0 | 0 | 0 | 0 | 0 | 0 | 0
1361 | 2025-02-26 | 17 | 0 | 0 | 0 | 0 | 0 | -0.26016 | 0 | -0.26016 | 0 | 0 | 0 | 0 | 0 | 0 | 0 | 0 | 0 | 0
1362 | 2025-02-26 | 18 | 0 | 0 | 0 | 0 | 0 | -0.41771 | 0 | -0.41771 | 0 | 0 | 0 | 0 | 0 | 0 | 0 | 0 | 0 | 0
1363 | 2025-02-26 | 19 | 0 | 0 | 0 | 0 | 0 | -0.63245 | 0 | -0.63245 | 0 | 0.24 | 0 | 0 | 0 | 0 | 0 | -0.15179 | 0 | -0.15179
1364 | 2025-02-26 | 20 | 0 | 0 | 0 | 0 | 0 | -0.75614 | 0 | -0.75614 | 0 | 0.24 | 0 | 0 | 0 | 0 | 0 | -0.18147 | 0 | -0.18147
1365 | 2025-02-26 | 21 | 0 | 0 | 0 | 0 | 0 | -0.89064 | 0 | -0.89064 | 0 | 0 | 0 | 0 | 0 | 0 | 0 | 0 | 0 | 0
1366 | 2025-02-26 | 22 | 0 | 0 | 0 | 0 | 0 | -1.0324 | 0 | -1.0324 | 0 | 0 | 0 | 0 | 0 | 0 | 0 | 0 | 0 | 0
1367 | 2025-02-26 | 23 | 0 | 0 | 0 | 0 | 0 | -1.2321 | 0 | -1.2321 | 0 | 0 | 0 | 0 | 0 | 0 | 0 | 0 | 0 | 0
1368 | 2025-02-26 | 24 | 0 | 0 | 0 | 0 | 0 | -1.5108 | 0 | -1.5108 | 0 | 0 | 0 | 0 | 0 | 0 | 0 | 0 | 0 | 0
1369 | 2025-02-27 | 1 | 0 | 0 | 0 | 0 | 0 | -1.6217 | 0 | -1.6217 | 0 | 0 | 0 | 0 | 0 | 0 | 0 | 0 | 0 | 0
1370 | 2025-02-27 | 2 | 0 | 0 | 0 | 0 | 0 | -1.772 | 0 | -1.772 | 0 | 0 | 0 | 0 | 0 | 0 | 0 | 0 | 0 | 0
1371 | 2025-02-27 | 3 | 0 | 0 | 0 | 0 | 0 | -1.8733 | 0 | -1.8733 | 0 | 0 | 0 | 0 | 0 | 0 | 0 | 0 | 0 | 0
1372 | 2025-02-27 | 4 | 0 | 0 | 0 | 0 | 0 | -1.9366 | 0 | -1.9366 | 0 | 0 | 0 | 0 | 0 | 0 | 0 | 0 | 0 | 0
1373 | 2025-02-27 | 5 | 0 | 0 | 0 | 0 | 0 | -2.0484 | 0 | -2.0484 | 0 | 0 | 0 | 0 | 0 | 0 | 0 | 0 | 0 | 0
1374 | 2025-02-27 | 6 | 0 | 0 | 0 | 0 | 0 | -2.0504 | 0 | -2.0504 | 0 | 0 | 0 | 0 | 0 | 0 | 0 | 0 | 0 | 0
1375 | 2025-02-27 | 7 | 0 | 0 | 0 | 0 | 0 | -1.9978 | 0 | -1.9978 | 0 | 0 | 0 | 0 | 0 | 0 | 0 | 0 | 0 | 0
1376 | 2025-02-27 | 8 | 0 | 0 | 0 | 0 | 0 | -1.6391 | 0 | -1.6391 | 0 | 0 | 0 | 0 | 0 | 0 | 0 | 0 | 0 | 0
1377 | 2025-02-27 | 9 | 0 | 0 | 0 | 0 | 0 | -1.1189 | 0 | -1.1189 | 0 | 0 | 0 | 0 | 0 | 0 | 0 | 0 | 0 | 0
1378 | 2025-02-27 | 10 | 0 | 0 | 0 | 0 | 0 | -0.81564 | 0 | -0.81564 | 0 | 0 | 0 | 0 | 0 | 0 | 0 | 0 | 0 | 0
1379 | 2025-02-27 | 11 | 0 | 0 | 0 | 0 | 0 | -0.54006 | 0 | -0.54006 | 0 | 0 | 0 | 0 | 0 | 0 | 0 | 0 | 0 | 0
1380 | 2025-02-27 | 12 | 0 | 0 | 0 | 0 | 0 | -0.44179 | 0 | -0.44179 | 0 | 0 | 0 | 0 | 0 | 0 | 0 | 0 | 0 | 0
1381 | 2025-02-27 | 13 | 0 | 0 | 0 | 0 | 0 | -0.41456 | 0 | -0.41456 | 0 | 0 | 0 | 0 | 0 | 0 | 0 | 0 | 0 | 0
1382 | 2025-02-27 | 14 | 0 | 0 | 0 | 0 | 0 | -0.26349 | 0 | -0.26349 | 0 | 0 | 0 | 0 | 0 | 0 | 0 | 0 | 0 | 0
1383 | 2025-02-27 | 15 | 0 | 0 | 0 | 0 | 0 | -0.1145 | 0 | -0.1145 | 0 | 0 | 0 | 0 | 0 | 0 | 0 | 0 | 0 | 0
1384 | 2025-02-27 | 16 | 0 | 0 | 0 | 0 | 0 | -0.099223 | 0 | -0.099223 | 0 | 0 | 0 | 0 | 0 | 0 | 0 | 0 | 0 | 0
1385 | 2025-02-27 | 17 | 0 | 0 | 0 | 0 | 0 | -0.11809 | 0 | -0.11809 | 0 | 0 | 0 | 0 | 0 | 0 | 0 | 0 | 0 | 0
1386 | 2025-02-27 | 18 | 0 | 0 | 0 | 0 | 0 | -0.24882 | 0 | -0.24882 | 0 | 0 | 0 | 0 | 0 | 0 | 0 | 0 | 0 | 0
1387 | 2025-02-27 | 19 | 0 | 0 | 0 | 0 | 0 | -0.35397 | 0 | -0.35397 | 0 | 0.24 | 0 | 0 | 0 | 0 | 0 | -0.084952 | 0 | -0.084952
1388 | 2025-02-27 | 20 | 0 | 0 | 0 | 0 | 0 | -0.45864 | 0 | -0.45864 | 0 | 0.24 | 0 | 0 | 0 | 0 | 0 | -0.11007 | 0 | -0.11007
1389 | 2025-02-27 | 21 | 0 | 0 | 0 | 0 | 0 | -0.61753 | 0 | -0.61753 | 0 | 0 | 0 | 0 | 0 | 0 | 0 | 0 | 0 | 0
1390 | 2025-02-27 | 22 | 0 | 0 | 0 | 0 | 0 | -0.7484 | 0 | -0.7484 | 0 | 0 | 0 | 0 | 0 | 0 | 0 | 0 | 0 | 0
1391 | 2025-02-27 | 23 | 0 | 0 | 0 | 0 | 0 | -0.97613 | 0 | -0.97613 | 0 | 0 | 0 | 0 | 0 | 0 | 0 | 0 | 0 | 0
1392 | 2025-02-27 | 24 | 0 | 0 | 0 | 0 | 0 | -1.2081 | 0 | -1.2081 | 0 | 0 | 0 | 0 | 0 | 0 | 0 | 0 | 0 | 0
1393 | 2025-02-28 | 1 | 0 | 0 | 0 | 0 | 0 | -1.4515 | 0 | -1.4515 | 0 | 0 | 0 | 0 | 0 | 0 | 0 | 0 | 0 | 0
1394 | 2025-02-28 | 2 | 0 | 0 | 0 | 0 | 0 | -1.5642 | 0 | -1.5642 | 0 | 0 | 0 | 0 | 0 | 0 | 0 | 0 | 0 | 0
1395 | 2025-02-28 | 3 | 0 | 0 | 0 | 0 | 0 | -1.6101 | 0 | -1.6101 | 0 | 0 | 0 | 0 | 0 | 0 | 0 | 0 | 0 | 0
1396 | 2025-02-28 | 4 | 0 | 0 | 0 | 0 | 0 | -1.6499 | 0 | -1.6499 | 0 | 0 | 0 | 0 | 0 | 0 | 0 | 0 | 0 | 0
1397 | 2025-02-28 | 5 | 0 | 0 | 0 | 0 | 0 | -1.74 | 0 | -1.74 | 0 | 0 | 0 | 0 | 0 | 0 | 0 | 0 | 0 | 0
1398 | 2025-02-28 | 6 | 0 | 0 | 0 | 0 | 0 | -1.7426 | 0 | -1.7426 | 0 | 0 | 0 | 0 | 0 | 0 | 0 | 0 | 0 | 0
1399 | 2025-02-28 | 7 | 0 | 0 | 0 | 0 | 0 | -1.7471 | 0 | -1.7471 | 0 | 0 | 0 | 0 | 0 | 0 | 0 | 0 | 0 | 0
1400 | 2025-02-28 | 8 | 0 | 0 | 0 | 0 | 0 | -1.5037 | 0 | -1.5037 | 0 | 0 | 0 | 0 | 0 | 0 | 0 | 0 | 0 | 0
1401 | 2025-02-28 | 9 | 0 | 0 | 0 | 0 | 0 | -1.1205 | 0 | -1.1205 | 0 | 0 | 0 | 0 | 0 | 0 | 0 | 0 | 0 | 0
1402 | 2025-02-28 | 10 | 0 | 0 | 0 | 0 | 0 | -0.88116 | 0 | -0.88116 | 0 | 0 | 0 | 0 | 0 | 0 | 0 | 0 | 0 | 0
1403 | 2025-02-28 | 11 | 0 | 0 | 0 | 0 | 0 | -0.69412 | 0 | -0.69412 | 0 | 0 | 0 | 0 | 0 | 0 | 0 | 0 | 0 | 0
1404 | 2025-02-28 | 12 | 0 | 0 | 0 | 0 | 0 | -0.47938 | 0 | -0.47938 | 0 | 0 | 0 | 0 | 0 | 0 | 0 | 0 | 0 | 0
1405 | 2025-02-28 | 13 | 0 | 0 | 0 | 0 | 0 | -0.40762 | 0 | -0.40762 | 0 | 0 | 0 | 0 | 0 | 0 | 0 | 0 | 0 | 0
1406 | 2025-02-28 | 14 | 0 | 0 | 0 | 0 | 0 | -0.33111 | 0 | -0.33111 | 0 | 0 | 0 | 0 | 0 | 0 | 0 | 0 | 0 | 0
1407 | 2025-02-28 | 15 | 0 | -0.059258 | 0 | -0.058465 | 0 | -0.14946 | 0 | -0.14946 | 0 | 0 | 0 | 0 | 0 | 0 | 0 | 0 | 0 | 0
1408 | 2025-02-28 | 16 | 0 | -0.0046283 | 0 | -0.0046283 | 0 | -0.0097709 | 0 | -0.0097709 | 0 | 0 | 0 | 0 | 0 | 0 | 0 | 0 | 0 | 0
1409 | 2025-02-28 | 17 | 0 | 0 | 0 | 0 | 0 | -0.038095 | 0 | -0.038095 | 0 | 0 | 0 | 0 | 0 | 0 | 0 | 0 | 0 | 0
1410 | 2025-02-28 | 18 | 0 | 0 | 0 | 0 | 0 | -0.26154 | 0 | -0.26154 | 0 | 0 | 0 | 0 | 0 | 0 | 0 | 0 | 0 | 0
1411 | 2025-02-28 | 19 | 0 | 0 | 0 | 0 | 0 | -0.4679 | 0 | -0.4679 | 0 | 0.24 | 0 | 0 | 0 | 0 | 0 | -0.1123 | 0 | -0.1123
1412 | 2025-02-28 | 20 | 0 | 0 | 0 | 0 | 0 | -0.47418 | 0 | -0.47418 | 0 | 0.24 | 0 | 0 | 0 | 0 | 0 | -0.1138 | 0 | -0.1138
1413 | 2025-02-28 | 21 | 0 | 0 | 0 | 0 | 0 | -0.52427 | 0 | -0.52427 | 0 | 0 | 0 | 0 | 0 | 0 | 0 | 0 | 0 | 0
1414 | 2025-02-28 | 22 | 0 | 0 | 0 | 0 | 0 | -0.72502 | 0 | -0.72502 | 0 | 0 | 0 | 0 | 0 | 0 | 0 | 0 | 0 | 0
1415 | 2025-02-28 | 23 | 0 | 0 | 0 | 0 | 0 | -0.99112 | 0 | -0.99112 | 0 | 0 | 0 | 0 | 0 | 0 | 0 | 0 | 0 | 0
1416 | 2025-02-28 | 24 | 0 | 0 | 0 | 0 | 0 | -1.1435 | 0 | -1.1435 | 0 | 0 | 0 | 0 | 0 | 0 | 0 | 0 | 0 | 0
1417 | 2025-03-01 | 1 | 0 | 0 | 0 | 0 | 0 | -1.3623 | 0 | -1.3623 | 0 | 0 | 0 | 0 | 0 | 0 | 0 | 0 | 0 | 0
1418 | 2025-03-01 | 2 | 0 | 0 | 0 | 0 | 0 | -1.8295 | 0 | -1.8295 | 0 | 0 | 0 | 0 | 0 | 0 | 0 | 0 | 0 | 0
1419 | 2025-03-01 | 3 | 0 | 0 | 0 | 0 | 0 | -1.9954 | 0 | -1.9954 | 0 | 0 | 0 | 0 | 0 | 0 | 0 | 0 | 0 | 0
1420 | 2025-03-01 | 4 | 0 | 0 | 0 | 0 | 0 | -1.9777 | 0 | -1.9777 | 0 | 0 | 0 | 0 | 0 | 0 | 0 | 0 | 0 | 0
1421 | 2025-03-01 | 5 | 0 | 0 | 0 | 0 | 0 | -1.9358 | 0 | -1.9358 | 0 | 0 | 0 | 0 | 0 | 0 | 0 | 0 | 0 | 0
1422 | 2025-03-01 | 6 | 0 | 0 | 0 | 0 | 0 | -1.9321 | 0 | -1.9321 | 0 | 0 | 0 | 0 | 0 | 0 | 0 | 0 | 0 | 0
1423 | 2025-03-01 | 7 | 0 | 0 | 0 | 0 | 0 | -1.9187 | 0 | -1.9187 | 0 | 0 | 0 | 0 | 0 | 0 | 0 | 0 | 0 | 0
1424 | 2025-03-01 | 8 | 0 | 0 | 0 | 0 | 0 | -1.8716 | 0 | -1.8716 | 0 | 0 | 0 | 0 | 0 | 0 | 0 | 0 | 0 | 0
1425 | 2025-03-01 | 9 | 0 | 0 | 0 | 0 | 0 | -1.8994 | 0 | -1.8994 | 0 | 0 | 0 | 0 | 0 | 0 | 0 | 0 | 0 | 0
1426 | 2025-03-01 | 10 | 0 | 0 | 0 | 0 | 0 | -1.7839 | 0 | -1.7839 | 0 | 0 | 0 | 0 | 0 | 0 | 0 | 0 | 0 | 0
1427 | 2025-03-01 | 11 | 0 | 0 | 0 | 0 | 0 | -1.3237 | 0 | -1.3237 | 0 | 0 | 0 | 0 | 0 | 0 | 0 | 0 | 0 | 0
1428 | 2025-03-01 | 12 | 0 | 0 | 0 | 0 | 0 | -1.1305 | 0 | -1.1305 | 0 | 0 | 0 | 0 | 0 | 0 | 0 | 0 | 0 | 0
1429 | 2025-03-01 | 13 | 0 | 0 | 0 | 0 | 0 | -1.0095 | 0 | -1.0095 | 0 | 0 | 0 | 0 | 0 | 0 | 0 | 0 | 0 | 0
1430 | 2025-03-01 | 14 | 0 | 0 | 0 | 0 | 0 | -0.9523 | 0 | -0.9523 | 0 | 0 | 0 | 0 | 0 | 0 | 0 | 0 | 0 | 0
1431 | 2025-03-01 | 15 | 0 | 0 | 0 | 0 | 0 | -0.82385 | 0 | -0.82385 | 0 | 0 | 0 | 0 | 0 | 0 | 0 | 0 | 0 | 0
1432 | 2025-03-01 | 16 | 0 | 0 | 0 | 0 | 0 | -0.71539 | 0 | -0.71539 | 0 | 0 | 0 | 0 | 0 | 0 | 0 | 0 | 0 | 0
1433 | 2025-03-01 | 17 | 0 | 0 | 0 | 0 | 0 | -0.75784 | 0 | -0.75784 | 0 | 0 | 0 | 0 | 0 | 0 | 0 | 0 | 0 | 0
1434 | 2025-03-01 | 18 | 0 | 0 | 0 | 0 | 0 | -0.98273 | 0 | -0.98273 | 0 | 0 | 0 | 0 | 0 | 0 | 0 | 0 | 0 | 0
1435 | 2025-03-01 | 19 | 0 | 0 | 0 | 0 | 0 | -1.1797 | 0 | -1.1797 | 0 | 0 | 0 | 0 | 0 | 0 | 0 | 0 | 0 | 0
1436 | 2025-03-01 | 20 | 0 | 0 | 0 | 0 | 0 | -1.1667 | 0 | -1.1667 | 0 | 0 | 0 | 0 | 0 | 0 | 0 | 0 | 0 | 0
1437 | 2025-03-01 | 21 | 0 | 0 | 0 | 0 | 0 | -1.3908 | 0 | -1.3908 | 0 | 0 | 0 | 0 | 0 | 0 | 0 | 0 | 0 | 0
1438 | 2025-03-01 | 22 | 0 | 0 | 0 | 0 | 0 | -1.6783 | 0 | -1.6783 | 0 | 0 | 0 | 0 | 0 | 0 | 0 | 0 | 0 | 0
1439 | 2025-03-01 | 23 | 0 | 0 | 0 | 0 | 0 | -1.8481 | 0 | -1.8481 | 0 | 0 | 0 | 0 | 0 | 0 | 0 | 0 | 0 | 0
1440 | 2025-03-01 | 24 | 0 | 0 | 0 | 0 | 0 | -2.0876 | 0 | -2.0876 | 0 | 0 | 0 | 0 | 0 | 0 | 0 | 0 | 0 | 0
1441 | 2025-03-02 | 1 | 0 | 0 | 0 | 0 | 0 | -2.2952 | 0 | -2.2952 | 0 | 0 | 0 | 0 | 0 | 0 | 0 | 0 | 0 | 0
1442 | 2025-03-02 | 2 | 0 | 0 | 0 | 0 | 0 | -2.3388 | 0 | -2.3388 | 0 | 0 | 0 | 0 | 0 | 0 | 0 | 0 | 0 | 0
1443 | 2025-03-02 | 3 | 0 | 0 | 0 | 0 | 0 | -2.3287 | 0 | -2.3287 | 0 | 0 | 0 | 0 | 0 | 0 | 0 | 0 | 0 | 0
1444 | 2025-03-02 | 4 | 0 | 0 | 0 | 0 | 0 | -2.5445 | 0 | -2.5445 | 0 | 0 | 0 | 0 | 0 | 0 | 0 | 0 | 0 | 0
1445 | 2025-03-02 | 5 | 0 | 0 | 0 | 0 | 0 | -2.9267 | 0 | -2.9267 | 0 | 0 | 0 | 0 | 0 | 0 | 0 | 0 | 0 | 0
1446 | 2025-03-02 | 6 | 0 | 0 | 0 | 0 | 0 | -3.0371 | 0 | -3.0371 | 0 | 0 | 0 | 0 | 0 | 0 | 0 | 0 | 0 | 0
1447 | 2025-03-02 | 7 | 0 | 0 | 0 | 0 | 0 | -2.9187 | 0 | -2.9187 | 0 | 0 | 0 | 0 | 0 | 0 | 0 | 0 | 0 | 0
1448 | 2025-03-02 | 8 | 0 | 0 | 0 | 0 | 0 | -2.6602 | 0 | -2.6602 | 0 | 0 | 0 | 0 | 0 | 0 | 0 | 0 | 0 | 0
1449 | 2025-03-02 | 9 | 0 | 0 | 0 | 0 | 0 | -2.5126 | 0 | -2.5126 | 0 | 0 | 0 | 0 | 0 | 0 | 0 | 0 | 0 | 0
1450 | 2025-03-02 | 10 | 0 | 0 | 0 | 0 | 0 | -2.4228 | 0 | -2.4228 | 0 | 0 | 0 | 0 | 0 | 0 | 0 | 0 | 0 | 0
1451 | 2025-03-02 | 11 | 0 | 0 | 0 | 0 | 0 | -2.2331 | 0 | -2.2331 | 0 | 0 | 0 | 0 | 0 | 0 | 0 | 0 | 0 | 0
1452 | 2025-03-02 | 12 | 0 | 0 | 0 | 0 | 0 | -2.0988 | 0 | -2.0988 | 0 | 0 | 0 | 0 | 0 | 0 | 0 | 0 | 0 | 0
1453 | 2025-03-02 | 13 | 0 | 0 | 0 | 0 | 0 | -2.0491 | 0 | -2.0491 | 0 | 0 | 0 | 0 | 0 | 0 | 0 | 0 | 0 | 0
1454 | 2025-03-02 | 14 | 0 | 0 | 0 | 0 | 0 | -2.0072 | 0 | -2.0072 | 0 | 0 | 0 | 0 | 0 | 0 | 0 | 0 | 0 | 0
1455 | 2025-03-02 | 15 | 0 | 0 | 0 | 0 | 0 | -1.7053 | 0 | -1.7053 | 0 | 0 | 0 | 0 | 0 | 0 | 0 | 0 | 0 | 0
1456 | 2025-03-02 | 16 | 0 | 0 | 0 | 0 | 0 | -1.7124 | 0 | -1.7124 | 0 | 0 | 0 | 0 | 0 | 0 | 0 | 0 | 0 | 0
1457 | 2025-03-02 | 17 | 0 | 0 | 0 | 0 | 0 | -1.7218 | 0 | -1.7218 | 0 | 0 | 0 | 0 | 0 | 0 | 0 | 0 | 0 | 0
1458 | 2025-03-02 | 18 | 0 | 0 | 0 | 0 | 0 | -1.6435 | 0 | -1.6435 | 0 | 0 | 0 | 0 | 0 | 0 | 0 | 0 | 0 | 0
1459 | 2025-03-02 | 19 | 0 | 0 | 0 | 0 | 0 | -1.8305 | 0 | -1.8305 | 0 | 0 | 0 | 0 | 0 | 0 | 0 | 0 | 0 | 0
1460 | 2025-03-02 | 20 | 0 | 0 | 0 | 0 | 0 | -1.8842 | 0 | -1.8842 | 0 | 0 | 0 | 0 | 0 | 0 | 0 | 0 | 0 | 0
1461 | 2025-03-02 | 21 | 0 | 0 | 0 | 0 | 0 | -1.8934 | 0 | -1.8934 | 0 | 0 | 0 | 0 | 0 | 0 | 0 | 0 | 0 | 0
1462 | 2025-03-02 | 22 | 0 | 0 | 0 | 0 | 0 | -1.976 | 0 | -1.976 | 0 | 0 | 0 | 0 | 0 | 0 | 0 | 0 | 0 | 0
1463 | 2025-03-02 | 23 | 0 | 0 | 0 | 0 | 0 | -2.253 | 0 | -2.253 | 0 | 0 | 0 | 0 | 0 | 0 | 0 | 0 | 0 | 0
1464 | 2025-03-02 | 24 | 0 | 0 | 0 | 0 | 0 | -2.4981 | 0 | -2.4981 | 0 | 0 | 0 | 0 | 0 | 0 | 0 | 0 | 0 | 0
1465 | 2025-03-03 | 1 | 0 | 0 | 0 | 0 | 0 | -2.6334 | 0 | -2.6334 | 0 | 0 | 0 | 0 | 0 | 0 | 0 | 0 | 0 | 0
1466 | 2025-03-03 | 2 | 0 | 0 | 0 | 0 | 0 | -2.7074 | 0 | -2.7074 | 0 | 0 | 0 | 0 | 0 | 0 | 0 | 0 | 0 | 0
1467 | 2025-03-03 | 3 | 0 | 0 | 0 | 0 | 0 | -2.8336 | 0 | -2.8336 | 0 | 0 | 0 | 0 | 0 | 0 | 0 | 0 | 0 | 0
1468 | 2025-03-03 | 4 | 0 | 0 | 0 | 0 | 0 | -2.9538 | 0 | -2.9538 | 0 | 0 | 0 | 0 | 0 | 0 | 0 | 0 | 0 | 0
1469 | 2025-03-03 | 5 | 0 | 0 | 0 | 0 | 0 | -2.8595 | 0 | -2.8595 | 0 | 0 | 0 | 0 | 0 | 0 | 0 | 0 | 0 | 0
1470 | 2025-03-03 | 6 | 0 | 0 | 0 | 0 | 0 | -2.8024 | 0 | -2.8024 | 0 | 0 | 0 | 0 | 0 | 0 | 0 | 0 | 0 | 0
1471 | 2025-03-03 | 7 | 0 | 0 | 0 | 0 | 0 | -2.8012 | 0 | -2.8012 | 0 | 0 | 0 | 0 | 0 | 0 | 0 | 0 | 0 | 0
1472 | 2025-03-03 | 8 | 0 | 0 | 0 | 0 | 0 | -2.6974 | 0 | -2.6974 | 0 | 0 | 0 | 0 | 0 | 0 | 0 | 0 | 0 | 0
1473 | 2025-03-03 | 9 | 0 | 0 | 0 | 0 | 0 | -2.5411 | 0 | -2.5411 | 0 | 0 | 0 | 0 | 0 | 0 | 0 | 0 | 0 | 0
1474 | 2025-03-03 | 10 | 0 | 0 | 0 | 0 | 0 | -2.5586 | 0 | -2.5586 | 0 | 0 | 0 | 0 | 0 | 0 | 0 | 0 | 0 | 0
1475 | 2025-03-03 | 11 | 0 | 0 | 0 | 0 | 0 | -2.3219 | 0 | -2.3219 | 0 | 0 | 0 | 0 | 0 | 0 | 0 | 0 | 0 | 0
1476 | 2025-03-03 | 12 | 0 | 0 | 0 | 0 | 0 | -1.984 | 0 | -1.984 | 0 | 0 | 0 | 0 | 0 | 0 | 0 | 0 | 0 | 0
1477 | 2025-03-03 | 13 | 0 | 0 | 0 | 0 | 0 | -1.8799 | 0 | -1.8799 | 0 | 0 | 0 | 0 | 0 | 0 | 0 | 0 | 0 | 0
1478 | 2025-03-03 | 14 | 0 | 0 | 0 | 0 | 0 | -1.7787 | 0 | -1.7787 | 0 | 0 | 0 | 0 | 0 | 0 | 0 | 0 | 0 | 0
1479 | 2025-03-03 | 15 | 0 | 0 | 0 | 0 | 0 | -1.7553 | 0 | -1.7553 | 0 | 0 | 0 | 0 | 0 | 0 | 0 | 0 | 0 | 0
1480 | 2025-03-03 | 16 | 0 | 0 | 0 | 0 | 0 | -1.8578 | 0 | -1.8578 | 0 | 0 | 0 | 0 | 0 | 0 | 0 | 0 | 0 | 0
1481 | 2025-03-03 | 17 | 0 | 0 | 0 | 0 | 0 | -1.8903 | 0 | -1.8903 | 0 | 0 | 0 | 0 | 0 | 0 | 0 | 0 | 0 | 0
1482 | 2025-03-03 | 18 | 0 | 0 | 0 | 0 | 0 | -1.8591 | 0 | -1.8591 | 0 | 0 | 0 | 0 | 0 | 0 | 0 | 0 | 0 | 0
1483 | 2025-03-03 | 19 | 0 | 0 | 0 | 0 | 0 | -1.8763 | 0 | -1.8763 | 0 | 0 | 0 | 0 | 0 | 0 | 0 | 0 | 0 | 0
1484 | 2025-03-03 | 20 | 0 | 0 | 0 | 0 | 0 | -1.9508 | 0 | -1.9508 | 0 | 0 | 0 | 0 | 0 | 0 | 0 | 0 | 0 | 0
1485 | 2025-03-03 | 21 | 0 | 0 | 0 | 0 | 0 | -2.0866 | 0 | -2.0866 | 0 | 0 | 0 | 0 | 0 | 0 | 0 | 0 | 0 | 0
1486 | 2025-03-03 | 22 | 0 | 0 | 0 | 0 | 0 | -2.1799 | 0 | -2.1799 | 0 | 0 | 0 | 0 | 0 | 0 | 0 | 0 | 0 | 0
1487 | 2025-03-03 | 23 | 0 | 0 | 0 | 0 | 0 | -2.2349 | 0 | -2.2349 | 0 | 0 | 0 | 0 | 0 | 0 | 0 | 0 | 0 | 0
1488 | 2025-03-03 | 24 | 0 | 0 | 0 | 0 | 0 | -2.3584 | 0 | -2.3584 | 0 | 0 | 0 | 0 | 0 | 0 | 0 | 0 | 0 | 0
1489 | 2025-03-04 | 1 | 0 | 0 | 0 | 0 | 0 | -2.4979 | 0 | -2.4979 | 0 | 0 | 0 | 0 | 0 | 0 | 0 | 0 | 0 | 0
1490 | 2025-03-04 | 2 | 0 | 0 | 0 | 0 | 0 | -2.6523 | 0 | -2.6523 | 0 | 0 | 0 | 0 | 0 | 0 | 0 | 0 | 0 | 0
1491 | 2025-03-04 | 3 | 0 | 0 | 0 | 0 | 0 | -2.7678 | 0 | -2.7678 | 0 | 0 | 0 | 0 | 0 | 0 | 0 | 0 | 0 | 0
1492 | 2025-03-04 | 4 | 0 | 0 | 0 | 0 | 0 | -2.6878 | 0 | -2.6878 | 0 | 0 | 0 | 0 | 0 | 0 | 0 | 0 | 0 | 0
1493 | 2025-03-04 | 5 | 0 | 0 | 0 | 0 | 0 | -2.7042 | 0 | -2.7042 | 0 | 0 | 0 | 0 | 0 | 0 | 0 | 0 | 0 | 0
1494 | 2025-03-04 | 6 | 0 | 0 | 0 | 0 | 0 | -2.7228 | 0 | -2.7228 | 0 | 0 | 0 | 0 | 0 | 0 | 0 | 0 | 0 | 0
1495 | 2025-03-04 | 7 | 0 | 0 | 0 | 0 | 0 | -2.7003 | 0 | -2.7003 | 0 | 0 | 0 | 0 | 0 | 0 | 0 | 0 | 0 | 0
1496 | 2025-03-04 | 8 | 0 | 0 | 0 | 0 | 0 | -2.3038 | 0 | -2.3038 | 0 | 0 | 0 | 0 | 0 | 0 | 0 | 0 | 0 | 0
1497 | 2025-03-04 | 9 | 0 | 0 | 0 | 0 | 0 | -2.0261 | 0 | -2.0261 | 0 | 0 | 0 | 0 | 0 | 0 | 0 | 0 | 0 | 0
1498 | 2025-03-04 | 10 | 0 | 0 | 0 | 0 | 0 | -1.9842 | 0 | -1.9842 | 0 | 0 | 0 | 0 | 0 | 0 | 0 | 0 | 0 | 0
1499 | 2025-03-04 | 11 | 0 | 0 | 0 | 0 | 0 | -1.9027 | 0 | -1.9027 | 0 | 0 | 0 | 0 | 0 | 0 | 0 | 0 | 0 | 0
1500 | 2025-03-04 | 12 | 0 | 0 | 0 | 0 | 0 | -1.8856 | 0 | -1.8856 | 0 | 0 | 0 | 0 | 0 | 0 | 0 | 0 | 0 | 0
1501 | 2025-03-04 | 13 | 0 | 0 | 0 | 0 | 0 | -1.6687 | 0 | -1.6687 | 0 | 0 | 0 | 0 | 0 | 0 | 0 | 0 | 0 | 0
1502 | 2025-03-04 | 14 | 0 | 0 | 0 | 0 | 0 | -1.4114 | 0 | -1.4114 | 0 | 0 | 0 | 0 | 0 | 0 | 0 | 0 | 0 | 0
1503 | 2025-03-04 | 15 | 0 | 0 | 0 | 0 | 0 | -1.3859 | 0 | -1.3859 | 0 | 0 | 0 | 0 | 0 | 0 | 0 | 0 | 0 | 0
1504 | 2025-03-04 | 16 | 0 | 0 | 0 | 0 | 0 | -1.4384 | 0 | -1.4384 | 0 | 0 | 0 | 0 | 0 | 0 | 0 | 0 | 0 | 0
1505 | 2025-03-04 | 17 | 0 | 0 | 0 | 0 | 0 | -1.6023 | 0 | -1.6023 | 0 | 0 | 0 | 0 | 0 | 0 | 0 | 0 | 0 | 0
1506 | 2025-03-04 | 18 | 0 | 0 | 0 | 0 | 0 | -1.5854 | 0 | -1.5854 | 0 | 0 | 0 | 0 | 0 | 0 | 0 | 0 | 0 | 0
1507 | 2025-03-04 | 19 | 0 | 0 | 0 | 0 | 0 | -1.5681 | 0 | -1.5681 | 0 | 0 | 0 | 0 | 0 | 0 | 0 | 0 | 0 | 0
1508 | 2025-03-04 | 20 | 0 | 0 | 0 | 0 | 0 | -1.7588 | 0 | -1.7588 | 0 | 0 | 0 | 0 | 0 | 0 | 0 | 0 | 0 | 0
1509 | 2025-03-04 | 21 | 0 | 0 | 0 | 0 | 0 | -1.8625 | 0 | -1.8625 | 0 | 0 | 0 | 0 | 0 | 0 | 0 | 0 | 0 | 0
1510 | 2025-03-04 | 22 | 0 | 0 | 0 | 0 | 0 | -1.9637 | 0 | -1.9637 | 0 | 0 | 0 | 0 | 0 | 0 | 0 | 0 | 0 | 0
1511 | 2025-03-04 | 23 | 0 | 0 | 0 | 0 | 0 | -2.0518 | 0 | -2.0518 | 0 | 0 | 0 | 0 | 0 | 0 | 0 | 0 | 0 | 0
1512 | 2025-03-04 | 24 | 0 | 0 | 0 | 0 | 0 | -2.1494 | 0 | -2.1494 | 0 | 0 | 0 | 0 | 0 | 0 | 0 | 0 | 0 | 0
1513 | 2025-03-05 | 1 | 0 | 0 | 0 | 0 | 0 | -2.2294 | 0 | -2.2294 | 0 | 0 | 0 | 0 | 0 | 0 | 0 | 0 | 0 | 0
1514 | 2025-03-05 | 2 | 0 | 0 | 0 | 0 | 0 | -2.2928 | 0 | -2.2928 | 0 | 0 | 0 | 0 | 0 | 0 | 0 | 0 | 0 | 0
1515 | 2025-03-05 | 3 | 0 | 0 | 0 | 0 | 0 | -2.3791 | 0 | -2.3791 | 0 | 0 | 0 | 0 | 0 | 0 | 0 | 0 | 0 | 0
1516 | 2025-03-05 | 4 | 0 | 0 | 0 | 0 | 0 | -2.4638 | 0 | -2.4638 | 0 | 0 | 0 | 0 | 0 | 0 | 0 | 0 | 0 | 0
1517 | 2025-03-05 | 5 | 0 | 0 | 0 | 0 | 0 | -2.5216 | 0 | -2.5216 | 0 | 0 | 0 | 0 | 0 | 0 | 0 | 0 | 0 | 0
1518 | 2025-03-05 | 6 | 0 | 0 | 0 | 0 | 0 | -2.5443 | 0 | -2.5443 | 0 | 0 | 0 | 0 | 0 | 0 | 0 | 0 | 0 | 0
1519 | 2025-03-05 | 7 | 0 | 0 | 0 | 0 | 0 | -2.442 | 0 | -2.442 | 0 | 0 | 0 | 0 | 0 | 0 | 0 | 0 | 0 | 0
1520 | 2025-03-05 | 8 | 0 | 0 | 0 | 0 | 0 | -2.1071 | 0 | -2.1071 | 0 | 0 | 0 | 0 | 0 | 0 | 0 | 0 | 0 | 0
1521 | 2025-03-05 | 9 | 0 | 0 | 0 | 0 | 0 | -1.6785 | 0 | -1.6785 | 0 | 0 | 0 | 0 | 0 | 0 | 0 | 0 | 0 | 0
1522 | 2025-03-05 | 10 | 0 | 0 | 0 | 0 | 0 | -1.3433 | 0 | -1.3433 | 0 | 0 | 0 | 0 | 0 | 0 | 0 | 0 | 0 | 0
1523 | 2025-03-05 | 11 | 0 | 0 | 0 | 0 | 0 | -1.1962 | 0 | -1.1962 | 0 | 0 | 0 | 0 | 0 | 0 | 0 | 0 | 0 | 0
1524 | 2025-03-05 | 12 | 0 | 0 | 0 | 0 | 0 | -1.0736 | 0 | -1.0736 | 0 | 0 | 0 | 0 | 0 | 0 | 0 | 0 | 0 | 0
1525 | 2025-03-05 | 13 | 0 | 0 | 0 | 0 | 0 | -0.98771 | 0 | -0.98771 | 0 | 0 | 0 | 0 | 0 | 0 | 0 | 0 | 0 | 0
1526 | 2025-03-05 | 14 | 0 | 0 | 0 | 0 | 0 | -0.90283 | 0 | -0.90283 | 0 | 0 | 0 | 0 | 0 | 0 | 0 | 0 | 0 | 0
1527 | 2025-03-05 | 15 | 0 | 0 | 0 | 0 | 0 | -0.84309 | 0 | -0.84309 | 0 | 0 | 0 | 0 | 0 | 0 | 0 | 0 | 0 | 0
1528 | 2025-03-05 | 16 | 0 | 0 | 0 | 0 | 0 | -1.1687 | 0 | -1.1687 | 0 | 0 | 0 | 0 | 0 | 0 | 0 | 0 | 0 | 0
1529 | 2025-03-05 | 17 | 0 | 0 | 0 | 0 | 0 | -1.1633 | 0 | -1.1633 | 0 | 0 | 0 | 0 | 0 | 0 | 0 | 0 | 0 | 0
1530 | 2025-03-05 | 18 | 0 | 0 | 0 | 0 | 0 | -1.1455 | 0 | -1.1455 | 0 | 0 | 0 | 0 | 0 | 0 | 0 | 0 | 0 | 0
1531 | 2025-03-05 | 19 | 0 | 0 | 0 | 0 | 0 | -1.3958 | 0 | -1.3958 | 0 | 0 | 0 | 0 | 0 | 0 | 0 | 0 | 0 | 0
1532 | 2025-03-05 | 20 | 0 | 0 | 0 | 0 | 0 | -1.5238 | 0 | -1.5238 | 0 | 0 | 0 | 0 | 0 | 0 | 0 | 0 | 0 | 0
1533 | 2025-03-05 | 21 | 0 | 0 | 0 | 0 | 0 | -1.691 | 0 | -1.691 | 0 | 0 | 0 | 0 | 0 | 0 | 0 | 0 | 0 | 0
1534 | 2025-03-05 | 22 | 0 | 0 | 0 | 0 | 0 | -1.9232 | 0 | -1.9232 | 0 | 0 | 0 | 0 | 0 | 0 | 0 | 0 | 0 | 0
1535 | 2025-03-05 | 23 | 0 | 0 | 0 | 0 | 0 | -1.972 | 0 | -1.972 | 0 | 0 | 0 | 0 | 0 | 0 | 0 | 0 | 0 | 0
1536 | 2025-03-05 | 24 | 0 | 0 | 0 | 0 | 0 | -2.0162 | 0 | -2.0162 | 0 | 0 | 0 | 0 | 0 | 0 | 0 | 0 | 0 | 0
1537 | 2025-03-06 | 1 | 0 | 0 | 0 | 0 | 0 | -2.1575 | 0 | -2.1575 | 0 | 0 | 0 | 0 | 0 | 0 | 0 | 0 | 0 | 0
1538 | 2025-03-06 | 2 | 0 | 0 | 0 | 0 | 0 | -2.2275 | 0 | -2.2275 | 0 | 0 | 0 | 0 | 0 | 0 | 0 | 0 | 0 | 0
1539 | 2025-03-06 | 3 | 0 | 0 | 0 | 0 | 0 | -2.3736 | 0 | -2.3736 | 0 | 0 | 0 | 0 | 0 | 0 | 0 | 0 | 0 | 0
1540 | 2025-03-06 | 4 | 0 | 0 | 0 | 0 | 0 | -2.4321 | 0 | -2.4321 | 0 | 0 | 0 | 0 | 0 | 0 | 0 | 0 | 0 | 0
1541 | 2025-03-06 | 5 | 0 | 0 | 0 | 0 | 0 | -2.403 | 0 | -2.403 | 0 | 0 | 0 | 0 | 0 | 0 | 0 | 0 | 0 | 0
1542 | 2025-03-06 | 6 | 0 | 0 | 0 | 0 | 0 | -2.3066 | 0 | -2.3066 | 0 | 0 | 0 | 0 | 0 | 0 | 0 | 0 | 0 | 0
1543 | 2025-03-06 | 7 | 0 | 0 | 0 | 0 | 0 | -2.1659 | 0 | -2.1659 | 0 | 0 | 0 | 0 | 0 | 0 | 0 | 0 | 0 | 0
1544 | 2025-03-06 | 8 | 0 | 0 | 0 | 0 | 0 | -1.9105 | 0 | -1.9105 | 0 | 0 | 0 | 0 | 0 | 0 | 0 | 0 | 0 | 0
1545 | 2025-03-06 | 9 | 0 | 0 | 0 | 0 | 0 | -1.9477 | 0 | -1.9477 | 0 | 0 | 0 | 0 | 0 | 0 | 0 | 0 | 0 | 0
1546 | 2025-03-06 | 10 | 0 | 0 | 0 | 0 | 0 | -1.9953 | 0 | -1.9953 | 0 | 0 | 0 | 0 | 0 | 0 | 0 | 0 | 0 | 0
1547 | 2025-03-06 | 11 | 0 | 0 | 0 | 0 | 0 | -1.9167 | 0 | -1.9167 | 0 | 0 | 0 | 0 | 0 | 0 | 0 | 0 | 0 | 0
1548 | 2025-03-06 | 12 | 0 | 0 | 0 | 0 | 0 | -1.7345 | 0 | -1.7345 | 0 | 0 | 0 | 0 | 0 | 0 | 0 | 0 | 0 | 0
1549 | 2025-03-06 | 13 | 0 | 0 | 0 | 0 | 0 | -1.6043 | 0 | -1.6043 | 0 | 0 | 0 | 0 | 0 | 0 | 0 | 0 | 0 | 0
1550 | 2025-03-06 | 14 | 0 | 0 | 0 | 0 | 0 | -1.4647 | 0 | -1.4647 | 0 | 0 | 0 | 0 | 0 | 0 | 0 | 0 | 0 | 0
1551 | 2025-03-06 | 15 | 0 | 0 | 0 | 0 | 0 | -1.3401 | 0 | -1.3401 | 0 | 0 | 0 | 0 | 0 | 0 | 0 | 0 | 0 | 0
1552 | 2025-03-06 | 16 | 0 | 0 | 0 | 0 | 0 | -1.2668 | 0 | -1.2668 | 0 | 0 | 0 | 0 | 0 | 0 | 0 | 0 | 0 | 0
1553 | 2025-03-06 | 17 | 0 | 0 | 0 | 0 | 0 | -1.18 | 0 | -1.18 | 0 | 0 | 0 | 0 | 0 | 0 | 0 | 0 | 0 | 0
1554 | 2025-03-06 | 18 | 0 | 0 | 0 | 0 | 0 | -1.0913 | 0 | -1.0913 | 0 | 0 | 0 | 0 | 0 | 0 | 0 | 0 | 0 | 0
1555 | 2025-03-06 | 19 | 0 | 0 | 0 | 0 | 0 | -1.0722 | 0 | -1.0722 | 0 | 0 | 0 | 0 | 0 | 0 | 0 | 0 | 0 | 0
1556 | 2025-03-06 | 20 | 0 | 0 | 0 | 0 | 0 | -1.0849 | 0 | -1.0849 | 0 | 0 | 0 | 0 | 0 | 0 | 0 | 0 | 0 | 0
1557 | 2025-03-06 | 21 | 0 | 0 | 0 | 0 | 0 | -1.1092 | 0 | -1.1092 | 0 | 0 | 0 | 0 | 0 | 0 | 0 | 0 | 0 | 0
1558 | 2025-03-06 | 22 | 0 | 0 | 0 | 0 | 0 | -1.246 | 0 | -1.246 | 0 | 0 | 0 | 0 | 0 | 0 | 0 | 0 | 0 | 0
1559 | 2025-03-06 | 23 | 0 | 0 | 0 | 0 | 0 | -1.3829 | 0 | -1.3829 | 0 | 0 | 0 | 0 | 0 | 0 | 0 | 0 | 0 | 0
1560 | 2025-03-06 | 24 | 0 | 0 | 0 | 0 | 0 | -1.4776 | 0 | -1.4776 | 0 | 0 | 0 | 0 | 0 | 0 | 0 | 0 | 0 | 0
1561 | 2025-03-07 | 1 | 0 | 0 | 0 | 0 | 0 | -1.4957 | 0 | -1.4957 | 0 | 0 | 0 | 0 | 0 | 0 | 0 | 0 | 0 | 0
1562 | 2025-03-07 | 2 | 0 | 0 | 0 | 0 | 0 | -1.5716 | 0 | -1.5716 | 0 | 0 | 0 | 0 | 0 | 0 | 0 | 0 | 0 | 0
1563 | 2025-03-07 | 3 | 0 | 0 | 0 | 0 | 0 | -1.6246 | 0 | -1.6246 | 0 | 0 | 0 | 0 | 0 | 0 | 0 | 0 | 0 | 0
1564 | 2025-03-07 | 4 | 0 | 0 | 0 | 0 | 0 | -1.6637 | 0 | -1.6637 | 0 | 0 | 0 | 0 | 0 | 0 | 0 | 0 | 0 | 0
1565 | 2025-03-07 | 5 | 0 | 0 | 0 | 0 | 0 | -1.7071 | 0 | -1.7071 | 0 | 0 | 0 | 0 | 0 | 0 | 0 | 0 | 0 | 0
1566 | 2025-03-07 | 6 | 0 | 0 | 0 | 0 | 0 | -1.6736 | 0 | -1.6736 | 0 | 0 | 0 | 0 | 0 | 0 | 0 | 0 | 0 | 0
1567 | 2025-03-07 | 7 | 0 | 0 | 0 | 0 | 0 | -1.6386 | 0 | -1.6386 | 0 | 0 | 0 | 0 | 0 | 0 | 0 | 0 | 0 | 0
1568 | 2025-03-07 | 8 | 0 | 0 | 0 | 0 | 0 | -1.5822 | 0 | -1.5822 | 0 | 0 | 0 | 0 | 0 | 0 | 0 | 0 | 0 | 0
1569 | 2025-03-07 | 9 | 0 | 0 | 0 | 0 | 0 | -1.6114 | 0 | -1.6114 | 0 | 0 | 0 | 0 | 0 | 0 | 0 | 0 | 0 | 0
1570 | 2025-03-07 | 10 | 0 | 0 | 0 | 0 | 0 | -1.5664 | 0 | -1.5664 | 0 | 0 | 0 | 0 | 0 | 0 | 0 | 0 | 0 | 0
1571 | 2025-03-07 | 11 | 0 | 0 | 0 | 0 | 0 | -1.4568 | 0 | -1.4568 | 0 | 0 | 0 | 0 | 0 | 0 | 0 | 0 | 0 | 0
1572 | 2025-03-07 | 12 | 0 | 0 | 0 | 0 | 0 | -1.4772 | 0 | -1.4772 | 0 | 0 | 0 | 0 | 0 | 0 | 0 | 0 | 0 | 0
1573 | 2025-03-07 | 13 | 0 | 0 | 0 | 0 | 0 | -1.4005 | 0 | -1.4005 | 0 | 0 | 0 | 0 | 0 | 0 | 0 | 0 | 0 | 0
1574 | 2025-03-07 | 14 | 0 | 0 | 0 | 0 | 0 | -1.1549 | 0 | -1.1549 | 0 | 0 | 0 | 0 | 0 | 0 | 0 | 0 | 0 | 0
1575 | 2025-03-07 | 15 | 0 | 0 | 0 | 0 | 0 | -0.99711 | 0 | -0.99711 | 0 | 0 | 0 | 0 | 0 | 0 | 0 | 0 | 0 | 0
1576 | 2025-03-07 | 16 | 0 | 0 | 0 | 0 | 0 | -0.89413 | 0 | -0.89413 | 0 | 0 | 0 | 0 | 0 | 0 | 0 | 0 | 0 | 0
1577 | 2025-03-07 | 17 | 0 | 0 | 0 | 0 | 0 | -1.0016 | 0 | -1.0016 | 0 | 0 | 0 | 0 | 0 | 0 | 0 | 0 | 0 | 0
1578 | 2025-03-07 | 18 | 0 | 0 | 0 | 0 | 0 | -1.0518 | 0 | -1.0518 | 0 | 0 | 0 | 0 | 0 | 0 | 0 | 0 | 0 | 0
1579 | 2025-03-07 | 19 | 0 | 0 | 0 | 0 | 0 | -1.0475 | 0 | -1.0475 | 0 | 0 | 0 | 0 | 0 | 0 | 0 | 0 | 0 | 0
1580 | 2025-03-07 | 20 | 0 | 0 | 0 | 0 | 0 | -1.021 | 0 | -1.021 | 0 | 0 | 0 | 0 | 0 | 0 | 0 | 0 | 0 | 0
1581 | 2025-03-07 | 21 | 0 | 0 | 0 | 0 | 0 | -1.1992 | 0 | -1.1992 | 0 | 0 | 0 | 0 | 0 | 0 | 0 | 0 | 0 | 0
1582 | 2025-03-07 | 22 | 0 | 0 | 0 | 0 | 0 | -1.2756 | 0 | -1.2756 | 0 | 0 | 0 | 0 | 0 | 0 | 0 | 0 | 0 | 0
1583 | 2025-03-07 | 23 | 0 | 0 | 0 | 0 | 0 | -1.3266 | 0 | -1.3266 | 0 | 0 | 0 | 0 | 0 | 0 | 0 | 0 | 0 | 0
1584 | 2025-03-07 | 24 | 0 | 0 | 0 | 0 | 0 | -1.457 | 0 | -1.457 | 0 | 0 | 0 | 0 | 0 | 0 | 0 | 0 | 0 | 0
1585 | 2025-03-08 | 1 | 0 | 0 | 0 | 0 | 0 | -1.6009 | 0 | -1.6009 | 0 | 0 | 0 | 0 | 0 | 0 | 0 | 0 | 0 | 0
1586 | 2025-03-08 | 2 | 0 | 0 | 0 | 0 | 0 | -1.7456 | 0 | -1.7456 | 0 | 0 | 0 | 0 | 0 | 0 | 0 | 0 | 0 | 0
1587 | 2025-03-08 | 3 | 0 | 0 | 0 | 0 | 0 | -1.7879 | 0 | -1.7879 | 0 | 0 | 0 | 0 | 0 | 0 | 0 | 0 | 0 | 0
1588 | 2025-03-08 | 4 | 0 | 0 | 0 | 0 | 0 | -1.7679 | 0 | -1.7679 | 0 | 0 | 0 | 0 | 0 | 0 | 0 | 0 | 0 | 0
1589 | 2025-03-08 | 5 | 0 | 0 | 0 | 0 | 0 | -1.7733 | 0 | -1.7733 | 0 | 0 | 0 | 0 | 0 | 0 | 0 | 0 | 0 | 0
1590 | 2025-03-08 | 6 | 0 | 0 | 0 | 0 | 0 | -1.7717 | 0 | -1.7717 | 0 | 0 | 0 | 0 | 0 | 0 | 0 | 0 | 0 | 0
1591 | 2025-03-08 | 7 | 0 | 0 | 0 | 0 | 0 | -1.7153 | 0 | -1.7153 | 0 | 0 | 0 | 0 | 0 | 0 | 0 | 0 | 0 | 0
1592 | 2025-03-08 | 8 | 0 | 0 | 0 | 0 | 0 | -1.5631 | 0 | -1.5631 | 0 | 0 | 0 | 0 | 0 | 0 | 0 | 0 | 0 | 0
1593 | 2025-03-08 | 9 | 0 | 0 | 0 | 0 | 0 | -1.5194 | 0 | -1.5194 | 0 | 0 | 0 | 0 | 0 | 0 | 0 | 0 | 0 | 0
1594 | 2025-03-08 | 10 | 0 | 0 | 0 | 0 | 0 | -1.1793 | 0 | -1.1793 | 0 | 0 | 0 | 0 | 0 | 0 | 0 | 0 | 0 | 0
1595 | 2025-03-08 | 11 | 0 | 0 | 0 | 0 | 0 | -0.63757 | 0 | -0.63757 | 0 | 0 | 0 | 0 | 0 | 0 | 0 | 0 | 0 | 0
1596 | 2025-03-08 | 12 | 0 | 0 | 0 | 0 | 0 | -0.52373 | 0 | -0.52373 | 0 | 0 | 0 | 0 | 0 | 0 | 0 | 0 | 0 | 0
1597 | 2025-03-08 | 13 | 0 | 0 | 0 | 0 | 0 | -0.56237 | 0 | -0.56237 | 0 | 0 | 0 | 0 | 0 | 0 | 0 | 0 | 0 | 0
1598 | 2025-03-08 | 14 | 0 | 0 | 0 | 0 | 0 | -0.51675 | 0 | -0.51675 | 0 | 0 | 0 | 0 | 0 | 0 | 0 | 0 | 0 | 0
1599 | 2025-03-08 | 15 | 0 | -0.41233 | 0 | -0.40074 | 0 | -0.54276 | 0 | -0.54276 | 0 | 0 | 0 | 0 | 0 | 0 | 0 | 0 | 0 | 0
1600 | 2025-03-08 | 16 | 0 | -0.25657 | 0 | -0.24977 | 0 | -0.39827 | 0 | -0.39827 | 0 | 0 | 0 | 0 | 0 | 0 | 0 | 0 | 0 | 0
1601 | 2025-03-08 | 17 | 0 | 0 | 0 | 0 | 0 | -0.43839 | 0 | -0.43839 | 0 | 0 | 0 | 0 | 0 | 0 | 0 | 0 | 0 | 0
1602 | 2025-03-08 | 18 | 0 | 0 | 0 | 0 | 0 | -0.45829 | 0 | -0.45829 | 0 | 0 | 0 | 0 | 0 | 0 | 0 | 0 | 0 | 0
1603 | 2025-03-08 | 19 | 0 | 0 | 0 | 0 | 0 | -0.50839 | 0 | -0.50839 | 0 | 0 | 0 | 0 | 0 | 0 | 0 | 0 | 0 | 0
1604 | 2025-03-08 | 20 | 0 | 0 | 0 | 0 | 0 | -0.57567 | 0 | -0.57567 | 0 | 0 | 0 | 0 | 0 | 0 | 0 | 0 | 0 | 0
1605 | 2025-03-08 | 21 | 0 | 0 | 0 | 0 | 0 | -0.67226 | 0 | -0.67226 | 0 | 0 | 0 | 0 | 0 | 0 | 0 | 0 | 0 | 0
1606 | 2025-03-08 | 22 | 0 | 0 | 0 | 0 | 0 | -0.80544 | 0 | -0.80544 | 0 | 0 | 0 | 0 | 0 | 0 | 0 | 0 | 0 | 0
1607 | 2025-03-08 | 23 | 0 | 0 | 0 | 0 | 0 | -0.98105 | 0 | -0.98105 | 0 | 0 | 0 | 0 | 0 | 0 | 0 | 0 | 0 | 0
1608 | 2025-03-08 | 24 | 0 | 0 | 0 | 0 | 0 | -1.109 | 0 | -1.109 | 0 | 0 | 0 | 0 | 0 | 0 | 0 | 0 | 0 | 0
1609 | 2025-03-09 | 1 | 0 | 0 | 0 | 0 | 0 | -1.2657 | 0 | -1.2657 | 0 | 0 | 0 | 0 | 0 | 0 | 0 | 0 | 0 | 0
1610 | 2025-03-09 | 2 | 0 | 0 | 0 | 0 | 0 | -1.367 | 0 | -1.367 | 0 | 0 | 0 | 0 | 0 | 0 | 0 | 0 | 0 | 0
1611 | 2025-03-09 | 3 | 0 | 0 | 0 | 0 | 0 | -1.369 | 0 | -1.369 | 0 | 0 | 0 | 0 | 0 | 0 | 0 | 0 | 0 | 0
1612 | 2025-03-09 | 4 | 0 | 0 | 0 | 0 | 0 | -1.4346 | 0 | -1.4346 | 0 | 0 | 0 | 0 | 0 | 0 | 0 | 0 | 0 | 0
1613 | 2025-03-09 | 5 | 0 | 0 | 0 | 0 | 0 | -1.4712 | 0 | -1.4712 | 0 | 0 | 0 | 0 | 0 | 0 | 0 | 0 | 0 | 0
1614 | 2025-03-09 | 6 | 0 | 0 | 0 | 0 | 0 | -1.5023 | 0 | -1.5023 | 0 | 0 | 0 | 0 | 0 | 0 | 0 | 0 | 0 | 0
1615 | 2025-03-09 | 7 | 0 | 0 | 0 | 0 | 0 | -1.4765 | 0 | -1.4765 | 0 | 0 | 0 | 0 | 0 | 0 | 0 | 0 | 0 | 0
1616 | 2025-03-09 | 8 | 0 | 0 | 0 | 0 | 0 | -1.0611 | 0 | -1.0611 | 0 | 0 | 0 | 0 | 0 | 0 | 0 | 0 | 0 | 0
1617 | 2025-03-09 | 9 | 0 | 0 | 0 | 0 | 0 | -0.73861 | 0 | -0.73861 | 0 | 0 | 0 | 0 | 0 | 0 | 0 | 0 | 0 | 0
1618 | 2025-03-09 | 10 | 0 | 0 | 0 | 0 | 0 | -0.50552 | 0 | -0.50552 | 0 | 0 | 0 | 0 | 0 | 0 | 0 | 0 | 0 | 0
1619 | 2025-03-09 | 11 | 0 | 0 | 0 | 0 | 0 | -0.382 | 0 | -0.382 | 0 | 0 | 0 | 0 | 0 | 0 | 0 | 0 | 0 | 0
1620 | 2025-03-09 | 12 | 0 | 0 | 0 | 0 | 0 | -0.29753 | 0 | -0.29753 | 0 | 0 | 0 | 0 | 0 | 0 | 0 | 0 | 0 | 0
1621 | 2025-03-09 | 13 | 0 | 0 | 0 | 0 | 0 | -0.22014 | 0 | -0.22014 | 0 | 0 | 0 | 0 | 0 | 0 | 0 | 0 | 0 | 0
1622 | 2025-03-09 | 14 | 0 | 0 | 0 | 0 | 0 | -0.090053 | 0 | -0.090053 | 0 | 0 | 0 | 0 | 0 | 0 | 0 | 0 | 0 | 0
1623 | 2025-03-09 | 15 | 0 | 0 | 0 | 0 | 0 | -0.0093094 | 0 | -0.0093094 | 0 | 0 | 0 | 0 | 0 | 0 | 0 | 0 | 0 | 0
1624 | 2025-03-09 | 16 | 0 | 0 | 0 | 0 | 0 | -0.039058 | 0 | -0.039058 | 0 | 0 | 0 | 0 | 0 | 0 | 0 | 0 | 0 | 0
1625 | 2025-03-09 | 17 | 0 | 0 | 0 | 0 | 0 | -0.18269 | 0 | -0.18269 | 0 | 0 | 0 | 0 | 0 | 0 | 0 | 0 | 0 | 0
1626 | 2025-03-09 | 18 | 0 | 0 | 0 | 0 | 0 | -0.14137 | 0 | -0.14137 | 0 | 0 | 0 | 0 | 0 | 0 | 0 | 0 | 0 | 0
1627 | 2025-03-09 | 19 | 0 | 0 | 0 | 0 | 0 | -0.35038 | 0 | -0.35038 | 0 | 0 | 0 | 0 | 0 | 0 | 0 | 0 | 0 | 0
1628 | 2025-03-09 | 20 | 0 | 0 | 0 | 0 | 0 | -0.49767 | 0 | -0.49767 | 0 | 0 | 0 | 0 | 0 | 0 | 0 | 0 | 0 | 0
1629 | 2025-03-09 | 21 | 0 | 0 | 0 | 0 | 0 | -0.59261 | 0 | -0.59261 | 0 | 0 | 0 | 0 | 0 | 0 | 0 | 0 | 0 | 0
1630 | 2025-03-09 | 22 | 0 | 0 | 0 | 0 | 0 | -0.73395 | 0 | -0.73395 | 0 | 0 | 0 | 0 | 0 | 0 | 0 | 0 | 0 | 0
1631 | 2025-03-09 | 23 | 0 | 0 | 0 | 0 | 0 | -0.94898 | 0 | -0.94898 | 0 | 0 | 0 | 0 | 0 | 0 | 0 | 0 | 0 | 0
1632 | 2025-03-09 | 24 | 0 | 0 | 0 | 0 | 0 | -1.1294 | 0 | -1.1294 | 0 | 0 | 0 | 0 | 0 | 0 | 0 | 0 | 0 | 0
1633 | 2025-03-10 | 1 | 0 | 0 | 0 | 0 | 0 | -1.2474 | 0 | -1.2474 | 0 | 0 | 0 | 0 | 0 | 0 | 0 | 0 | 0 | 0
1634 | 2025-03-10 | 2 | 0 | 0 | 0 | 0 | 0 | -1.2432 | 0 | -1.2432 | 0 | 0 | 0 | 0 | 0 | 0 | 0 | 0 | 0 | 0
1635 | 2025-03-10 | 3 | 0 | 0 | 0 | 0 | 0 | -1.2201 | 0 | -1.2201 | 0 | 0 | 0 | 0 | 0 | 0 | 0 | 0 | 0 | 0
1636 | 2025-03-10 | 4 | 0 | 0 | 0 | 0 | 0 | -1.2341 | 0 | -1.2341 | 0 | 0 | 0 | 0 | 0 | 0 | 0 | 0 | 0 | 0
1637 | 2025-03-10 | 5 | 0 | 0 | 0 | 0 | 0 | -1.3135 | 0 | -1.3135 | 0 | 0 | 0 | 0 | 0 | 0 | 0 | 0 | 0 | 0
1638 | 2025-03-10 | 6 | 0 | 0 | 0 | 0 | 0 | -1.3269 | 0 | -1.3269 | 0 | 0 | 0 | 0 | 0 | 0 | 0 | 0 | 0 | 0
1639 | 2025-03-10 | 7 | 0 | 0 | 0 | 0 | 0 | -1.2791 | 0 | -1.2791 | 0 | 0 | 0 | 0 | 0 | 0 | 0 | 0 | 0 | 0
1640 | 2025-03-10 | 8 | 0 | 0 | 0 | 0 | 0 | -1.2013 | 0 | -1.2013 | 0 | 0 | 0 | 0 | 0 | 0 | 0 | 0 | 0 | 0
1641 | 2025-03-10 | 9 | 0 | 0 | 0 | 0 | 0 | -1.0794 | 0 | -1.0794 | 0 | 0 | 0 | 0 | 0 | 0 | 0 | 0 | 0 | 0
1642 | 2025-03-10 | 10 | 0 | -1.2036 | 0 | -1.1669 | 0 | -0.95773 | 0 | -0.95773 | 0 | 0 | 0 | 0 | 0 | 0 | 0 | 0 | 0 | 0
1643 | 2025-03-10 | 11 | 0 | 0 | 0 | 0 | 0 | -0.85344 | 0 | -0.85344 | 0 | 0 | 0 | 0 | 0 | 0 | 0 | 0 | 0 | 0
1644 | 2025-03-10 | 12 | 0 | -0.59238 | 0 | -0.58688 | 0 | -0.722 | 0 | -0.722 | 0 | 0 | 0 | 0 | 0 | 0 | 0 | 0 | 0 | 0
1645 | 2025-03-10 | 13 | 0 | -0.31885 | 0 | -0.31605 | 0 | -0.45609 | 0 | -0.45609 | 0 | 0 | 0 | 0 | 0 | 0 | 0 | 0 | 0 | 0
1646 | 2025-03-10 | 14 | 0 | -0.092493 | 0 | -0.092578 | 0 | -0.22018 | 0 | -0.22018 | 0 | 0 | 0 | 0 | 0 | 0 | 0 | 0 | 0 | 0
1647 | 2025-03-10 | 15 | 0 | -0.046591 | 0 | -0.046831 | 0 | -0.086988 | 0 | -0.086988 | 0 | 0 | 0 | 0 | 0 | 0 | 0 | 0 | 0 | 0
1648 | 2025-03-10 | 16 | 0 | -0.037459 | 0 | -0.03749 | 0 | -0.093266 | 0 | -0.093266 | 0 | 0 | 0 | 0 | 0 | 0 | 0 | 0 | 0 | 0
1649 | 2025-03-10 | 17 | 0 | -0.090163 | 0 | -0.088422 | 0 | -0.21784 | 0 | -0.21784 | 0 | 0 | 0 | 0 | 0 | 0 | 0 | 0 | 0 | 0
1650 | 2025-03-10 | 18 | 0 | -0.079951 | 0 | -0.078673 | 0 | -0.26143 | 0 | -0.26143 | 0 | 0 | 0 | 0 | 0 | 0 | 0 | 0 | 0 | 0
1651 | 2025-03-10 | 19 | 0 | 0 | 0 | 0 | 0 | -0.33198 | 0 | -0.33198 | 0 | 0 | 0 | 0 | 0 | 0 | 0 | 0 | 0 | 0
1652 | 2025-03-10 | 20 | 0 | -0.21111 | 0 | -0.20758 | 0 | -0.39772 | 0 | -0.39772 | 0 | 0 | 0 | 0 | 0 | 0 | 0 | 0 | 0 | 0
1653 | 2025-03-10 | 21 | 0 | 0 | 0 | 0 | 0 | -0.49858 | 0 | -0.49858 | 0 | 0 | 0 | 0 | 0 | 0 | 0 | 0 | 0 | 0
1654 | 2025-03-10 | 22 | 0 | -0.40757 | 0 | -0.40393 | 0 | -0.58292 | 0 | -0.58292 | 0 | 0 | 0 | 0 | 0 | 0 | 0 | 0 | 0 | 0
1655 | 2025-03-10 | 23 | 0 | -0.44533 | 0 | -0.44911 | 0 | -0.60773 | 0 | -0.60773 | 0 | 0 | 0 | 0 | 0 | 0 | 0 | 0 | 0 | 0
1656 | 2025-03-10 | 24 | 0 | -0.57599 | 0 | -0.57676 | 0 | -0.71746 | 0 | -0.71746 | 0 | 0 | 0 | 0 | 0 | 0 | 0 | 0 | 0 | 0
1657 | 2025-03-11 | 1 | 0 | -0.71493 | 0 | -0.70822 | 0 | -0.83498 | 0 | -0.83498 | 0 | 0 | 0 | 0 | 0 | 0 | 0 | 0 | 0 | 0
1658 | 2025-03-11 | 2 | 0 | -0.79083 | 0 | -0.79191 | 0 | -0.90142 | 0 | -0.90142 | 0 | 0 | 0 | 0 | 0 | 0 | 0 | 0 | 0 | 0
1659 | 2025-03-11 | 3 | 0 | -0.82444 | 0 | -0.82557 | 0 | -0.93102 | 0 | -0.93102 | 0 | 0 | 0 | 0 | 0 | 0 | 0 | 0 | 0 | 0
1660 | 2025-03-11 | 4 | 0 | -0.87898 | 0 | -0.87063 | 0 | -0.97495 | 0 | -0.97495 | 0 | 0 | 0 | 0 | 0 | 0 | 0 | 0 | 0 | 0
1661 | 2025-03-11 | 5 | 0 | -0.89417 | 0 | -0.87647 | 0 | -0.98321 | 0 | -0.98321 | 0 | 0 | 0 | 0 | 0 | 0 | 0 | 0 | 0 | 0
1662 | 2025-03-11 | 6 | 0 | 0 | 0 | 0 | 0 | -0.98626 | 0 | -0.98626 | 0 | 0 | 0 | 0 | 0 | 0 | 0 | 0 | 0 | 0
1663 | 2025-03-11 | 7 | 0 | -0.86145 | 0 | -0.8361 | 0 | -0.96306 | 0 | -0.96306 | 0 | 0 | 0 | 0 | 0 | 0 | 0 | 0 | 0 | 0
1664 | 2025-03-11 | 8 | 0 | 0 | 0 | 0 | 0 | -0.9838 | 0 | -0.9838 | 0 | 0 | 0 | 0 | 0 | 0 | 0 | 0 | 0 | 0
1665 | 2025-03-11 | 9 | 0 | -0.84985 | 0 | -0.82489 | 0 | -0.96662 | 0 | -0.96662 | 0 | 0 | 0 | 0 | 0 | 0 | 0 | 0 | 0 | 0
1666 | 2025-03-11 | 10 | 0 | -0.75595 | 0 | -0.73386 | 0 | -0.87542 | 0 | -0.87542 | 0 | 0 | 0 | 0 | 0 | 0 | 0 | 0 | 0 | 0
1667 | 2025-03-11 | 11 | 0 | -0.68794 | 0 | -0.66794 | 0 | -0.81036 | 0 | -0.81036 | 0 | 0 | 0 | 0 | 0 | 0 | 0 | 0 | 0 | 0
1668 | 2025-03-11 | 12 | 0 | -0.54139 | 0 | -0.54212 | 0 | -0.677 | 0 | -0.677 | 0 | 0 | 0 | 0 | 0 | 0 | 0 | 0 | 0 | 0
1669 | 2025-03-11 | 13 | 0 | -0.45906 | 0 | -0.45488 | 0 | -0.59726 | 0 | -0.59726 | 0 | 0 | 0 | 0 | 0 | 0 | 0 | 0 | 0 | 0
1670 | 2025-03-11 | 14 | 0 | -0.46118 | 0 | -0.45244 | 0 | -0.59858 | 0 | -0.59858 | 0 | 0 | 0 | 0 | 0 | 0 | 0 | 0 | 0 | 0
1671 | 2025-03-11 | 15 | 0 | -0.45844 | 0 | -0.45427 | 0 | -0.59741 | 0 | -0.59741 | 0 | 0 | 0 | 0 | 0 | 0 | 0 | 0 | 0 | 0
1672 | 2025-03-11 | 16 | 0 | -0.52031 | 0 | -0.51035 | 0 | -0.65756 | 0 | -0.65756 | 0 | 0 | 0 | 0 | 0 | 0 | 0 | 0 | 0 | 0
1673 | 2025-03-11 | 17 | 0 | -0.53789 | 0 | -0.53295 | 0 | -0.69469 | 0 | -0.69469 | 0 | 0 | 0 | 0 | 0 | 0 | 0 | 0 | 0 | 0
1674 | 2025-03-11 | 18 | 0 | -0.47463 | 0 | -0.4657 | 0 | -0.66324 | 0 | -0.66324 | 0 | 0 | 0 | 0 | 0 | 0 | 0 | 0 | 0 | 0
1675 | 2025-03-11 | 19 | 0 | -0.42986 | 0 | -0.42187 | 0 | -0.63047 | 0 | -0.63047 | 0 | 0 | 0 | 0 | 0 | 0 | 0 | 0 | 0 | 0
1676 | 2025-03-11 | 20 | 0 | -0.39175 | 0 | -0.38453 | 0 | -0.5853 | 0 | -0.5853 | 0 | 0 | 0 | 0 | 0 | 0 | 0 | 0 | 0 | 0
1677 | 2025-03-11 | 21 | 0 | -0.40016 | 0 | -0.39659 | 0 | -0.58064 | 0 | -0.58064 | 0 | 0 | 0 | 0 | 0 | 0 | 0 | 0 | 0 | 0
1678 | 2025-03-11 | 22 | 0 | 0 | 0 | 0 | 0 | -0.63889 | 0 | -0.63889 | 0 | 0 | 0 | 0 | 0 | 0 | 0 | 0 | 0 | 0
1679 | 2025-03-11 | 23 | 0 | 0 | 0 | 0 | 0 | -0.78495 | 0 | -0.78495 | 0 | 0 | 0 | 0 | 0 | 0 | 0 | 0 | 0 | 0
1680 | 2025-03-11 | 24 | 0 | 0 | 0 | 0 | 0 | -1.1164 | 0 | -1.1164 | 0 | 0 | 0 | 0 | 0 | 0 | 0 | 0 | 0 | 0
1681 | 2025-03-12 | 1 | 0 | 0 | 0 | 0 | 0 | -1.4033 | 0 | -1.4033 | 0 | 0 | 0 | 0 | 0 | 0 | 0 | 0 | 0 | 0
1682 | 2025-03-12 | 2 | 0 | 0 | 0 | 0 | 0 | -1.4503 | 0 | -1.4503 | 0 | 0 | 0 | 0 | 0 | 0 | 0 | 0 | 0 | 0
1683 | 2025-03-12 | 3 | 0 | 0 | 0 | 0 | 0 | -1.5477 | 0 | -1.5477 | 0 | 0 | 0 | 0 | 0 | 0 | 0 | 0 | 0 | 0
1684 | 2025-03-12 | 4 | 0 | 0 | 0 | 0 | 0 | -1.5403 | 0 | -1.5403 | 0 | 0 | 0 | 0 | 0 | 0 | 0 | 0 | 0 | 0
1685 | 2025-03-12 | 5 | 0 | 0 | 0 | 0 | 0 | -1.5612 | 0 | -1.5612 | 0 | 0 | 0 | 0 | 0 | 0 | 0 | 0 | 0 | 0
1686 | 2025-03-12 | 6 | 0 | 0 | 0 | 0 | 0 | -1.4871 | 0 | -1.4871 | 0 | 0 | 0 | 0 | 0 | 0 | 0 | 0 | 0 | 0
1687 | 2025-03-12 | 7 | 0 | 0 | 0 | 0 | 0 | -1.4783 | 0 | -1.4783 | 0 | 0 | 0 | 0 | 0 | 0 | 0 | 0 | 0 | 0
1688 | 2025-03-12 | 8 | 0 | 0 | 0 | 0 | 0 | -1.346 | 0 | -1.346 | 0 | 0 | 0 | 0 | 0 | 0 | 0 | 0 | 0 | 0
1689 | 2025-03-12 | 9 | 0 | 0 | 0 | 0 | 0 | -1.4034 | 0 | -1.4034 | 0 | 0 | 0 | 0 | 0 | 0 | 0 | 0 | 0 | 0
1690 | 2025-03-12 | 10 | 0 | 0 | 0 | 0 | 0 | -1.3658 | 0 | -1.3658 | 0 | 0 | 0 | 0 | 0 | 0 | 0 | 0 | 0 | 0
1691 | 2025-03-12 | 11 | 0 | 0 | 0 | 0 | 0 | -1.2798 | 0 | -1.2798 | 0 | 0 | 0 | 0 | 0 | 0 | 0 | 0 | 0 | 0
1692 | 2025-03-12 | 12 | 0 | 0 | 0 | 0 | 0 | -1.2563 | 0 | -1.2563 | 0 | 0 | 0 | 0 | 0 | 0 | 0 | 0 | 0 | 0
1693 | 2025-03-12 | 13 | 0 | 0 | 0 | 0 | 0 | -1.1496 | 0 | -1.1496 | 0 | 0 | 0 | 0 | 0 | 0 | 0 | 0 | 0 | 0
1694 | 2025-03-12 | 14 | 0 | 0 | 0 | 0 | 0 | -1.0996 | 0 | -1.0996 | 0 | 0 | 0 | 0 | 0 | 0 | 0 | 0 | 0 | 0
1695 | 2025-03-12 | 15 | 0 | 0 | 0 | 0 | 0 | -1.1548 | 0 | -1.1548 | 0 | 0 | 0 | 0 | 0 | 0 | 0 | 0 | 0 | 0
1696 | 2025-03-12 | 16 | 0 | 0 | 0 | 0 | 0 | -1.1357 | 0 | -1.1357 | 0 | 0 | 0 | 0 | 0 | 0 | 0 | 0 | 0 | 0
1697 | 2025-03-12 | 17 | 0 | 0 | 0 | 0 | 0 | -0.89177 | 0 | -0.89177 | 0 | 0 | 0 | 0 | 0 | 0 | 0 | 0 | 0 | 0
1698 | 2025-03-12 | 18 | 0 | 0 | 0 | 0 | 0 | -0.84975 | 0 | -0.84975 | 0 | 0 | 0 | 0 | 0 | 0 | 0 | 0 | 0 | 0
1699 | 2025-03-12 | 19 | 0 | 0 | 0 | 0 | 0 | -0.99353 | 0 | -0.99353 | 0 | 0 | 0 | 0 | 0 | 0 | 0 | 0 | 0 | 0
1700 | 2025-03-12 | 20 | 0 | 0 | 0 | 0 | 0 | -1.0708 | 0 | -1.0708 | 0 | 0 | 0 | 0 | 0 | 0 | 0 | 0 | 0 | 0
1701 | 2025-03-12 | 21 | 0 | 0 | 0 | 0 | 0 | -1.0838 | 0 | -1.0838 | 0 | 0 | 0 | 0 | 0 | 0 | 0 | 0 | 0 | 0
1702 | 2025-03-12 | 22 | 0 | 0 | 0 | 0 | 0 | -1.0404 | 0 | -1.0404 | 0 | 0 | 0 | 0 | 0 | 0 | 0 | 0 | 0 | 0
1703 | 2025-03-12 | 23 | 0 | 0 | 0 | 0 | 0 | -1.0977 | 0 | -1.0977 | 0 | 0 | 0 | 0 | 0 | 0 | 0 | 0 | 0 | 0
1704 | 2025-03-12 | 24 | 0 | 0 | 0 | 0 | 0 | -1.2452 | 0 | -1.2452 | 0 | 0 | 0 | 0 | 0 | 0 | 0 | 0 | 0 | 0
1705 | 2025-03-13 | 1 | 0 | 0 | 0 | 0 | 0 | -1.4156 | 0 | -1.4156 | 0 | 0 | 0 | 0 | 0 | 0 | 0 | 0 | 0 | 0
1706 | 2025-03-13 | 2 | 0 | 0 | 0 | 0 | 0 | -1.534 | 0 | -1.534 | 0 | 0 | 0 | 0 | 0 | 0 | 0 | 0 | 0 | 0
1707 | 2025-03-13 | 3 | 0 | 0 | 0 | 0 | 0 | -1.5595 | 0 | -1.5595 | 0 | 0 | 0 | 0 | 0 | 0 | 0 | 0 | 0 | 0
1708 | 2025-03-13 | 4 | 0 | 0 | 0 | 0 | 0 | -1.5368 | 0 | -1.5368 | 0 | 0 | 0 | 0 | 0 | 0 | 0 | 0 | 0 | 0
1709 | 2025-03-13 | 5 | 0 | 0 | 0 | 0 | 0 | -1.5468 | 0 | -1.5468 | 0 | 0 | 0 | 0 | 0 | 0 | 0 | 0 | 0 | 0
1710 | 2025-03-13 | 6 | 0 | 0 | 0 | 0 | 0 | -1.5514 | 0 | -1.5514 | 0 | 0 | 0 | 0 | 0 | 0 | 0 | 0 | 0 | 0
1711 | 2025-03-13 | 7 | 0 | 0 | 0 | 0 | 0 | -1.5697 | 0 | -1.5697 | 0 | 0 | 0 | 0 | 0 | 0 | 0 | 0 | 0 | 0
1712 | 2025-03-13 | 8 | 0 | 0 | 0 | 0 | 0 | -1.5693 | 0 | -1.5693 | 0 | 0 | 0 | 0 | 0 | 0 | 0 | 0 | 0 | 0
1713 | 2025-03-13 | 9 | 0 | 0 | 0 | 0 | 0 | -1.3791 | 0 | -1.3791 | 0 | 0 | 0 | 0 | 0 | 0 | 0 | 0 | 0 | 0
1714 | 2025-03-13 | 10 | 0 | 0 | 0 | 0 | 0 | -1.2109 | 0 | -1.2109 | 0 | 0 | 0 | 0 | 0 | 0 | 0 | 0 | 0 | 0
1715 | 2025-03-13 | 11 | 0 | 0 | 0 | 0 | 0 | -1.1225 | 0 | -1.1225 | 0 | 0 | 0 | 0 | 0 | 0 | 0 | 0 | 0 | 0
1716 | 2025-03-13 | 12 | 0 | 0 | 0 | 0 | 0 | -1.029 | 0 | -1.029 | 0 | 0 | 0 | 0 | 0 | 0 | 0 | 0 | 0 | 0
1717 | 2025-03-13 | 13 | 0 | 0 | 0 | 0 | 0 | -1.0281 | 0 | -1.0281 | 0 | 0 | 0 | 0 | 0 | 0 | 0 | 0 | 0 | 0
1718 | 2025-03-13 | 14 | 0 | 0 | 0 | 0 | 0 | -1.0667 | 0 | -1.0667 | 0 | 0 | 0 | 0 | 0 | 0 | 0 | 0 | 0 | 0
1719 | 2025-03-13 | 15 | 0 | 0 | 0 | 0 | 0 | -1.0234 | 0 | -1.0234 | 0 | 0 | 0 | 0 | 0 | 0 | 0 | 0 | 0 | 0
1720 | 2025-03-13 | 16 | 0 | 0 | 0 | 0 | 0 | -1.1491 | 0 | -1.1491 | 0 | 0 | 0 | 0 | 0 | 0 | 0 | 0 | 0 | 0
1721 | 2025-03-13 | 17 | 0 | 0 | 0 | 0 | 0 | -1.2551 | 0 | -1.2551 | 0 | 0 | 0 | 0 | 0 | 0 | 0 | 0 | 0 | 0
1722 | 2025-03-13 | 18 | 0 | 0 | 0 | 0 | 0 | -1.2569 | 0 | -1.2569 | 0 | 0 | 0 | 0 | 0 | 0 | 0 | 0 | 0 | 0
1723 | 2025-03-13 | 19 | 0 | 0 | 0 | 0 | 0 | -1.5762 | 0 | -1.5762 | 0 | 0 | 0 | 0 | 0 | 0 | 0 | 0 | 0 | 0
1724 | 2025-03-13 | 20 | 0 | 0 | 0 | 0 | 0 | -1.8386 | 0 | -1.8386 | 0 | 0 | 0 | 0 | 0 | 0 | 0 | 0 | 0 | 0
1725 | 2025-03-13 | 21 | 0 | 0 | 0 | 0 | 0 | -1.9931 | 0 | -1.9931 | 0 | 0 | 0 | 0 | 0 | 0 | 0 | 0 | 0 | 0
1726 | 2025-03-13 | 22 | 0 | 0 | 0 | 0 | 0 | -1.9948 | 0 | -1.9948 | 0 | 0 | 0 | 0 | 0 | 0 | 0 | 0 | 0 | 0
1727 | 2025-03-13 | 23 | 0 | 0 | 0 | 0 | 0 | -1.9982 | 0 | -1.9982 | 0 | 0 | 0 | 0 | 0 | 0 | 0 | 0 | 0 | 0
1728 | 2025-03-13 | 24 | 0 | 0 | 0 | 0 | 0 | -2.2437 | 0 | -2.2437 | 0 | 0 | 0 | 0 | 0 | 0 | 0 | 0 | 0 | 0
1729 | 2025-03-14 | 1 | 0 | 0 | 0 | 0 | 0 | -2.4018 | 0 | -2.4018 | 0 | 0 | 0 | 0 | 0 | 0 | 0 | 0 | 0 | 0
1730 | 2025-03-14 | 2 | 0 | 0 | 0 | 0 | 0 | -2.4697 | 0 | -2.4697 | 0 | 0 | 0 | 0 | 0 | 0 | 0 | 0 | 0 | 0
1731 | 2025-03-14 | 3 | 0 | 0 | 0 | 0 | 0 | -2.9071 | 0 | -2.9071 | 0 | 0 | 0 | 0 | 0 | 0 | 0 | 0 | 0 | 0
1732 | 2025-03-14 | 4 | 0 | 0 | 0 | 0 | 0 | -2.9483 | 0 | -2.9483 | 0 | 0 | 0 | 0 | 0 | 0 | 0 | 0 | 0 | 0
1733 | 2025-03-14 | 5 | 0 | 0 | 0 | 0 | 0 | -2.9173 | 0 | -2.9173 | 0 | 0 | 0 | 0 | 0 | 0 | 0 | 0 | 0 | 0
1734 | 2025-03-14 | 6 | 0 | 0 | 0 | 0 | 0 | -2.8403 | 0 | -2.8403 | 0 | 0 | 0 | 0 | 0 | 0 | 0 | 0 | 0 | 0
1735 | 2025-03-14 | 7 | 0 | 0 | 0 | 0 | 0 | -2.7285 | 0 | -2.7285 | 0 | 0 | 0 | 0 | 0 | 0 | 0 | 0 | 0 | 0
1736 | 2025-03-14 | 8 | 0 | 0 | 0 | 0 | 0 | -2.2306 | 0 | -2.2306 | 0 | 0 | 0 | 0 | 0 | 0 | 0 | 0 | 0 | 0
1737 | 2025-03-14 | 9 | 0 | 0 | 0 | 0 | 0 | -2.0575 | 0 | -2.0575 | 0 | 0 | 0 | 0 | 0 | 0 | 0 | 0 | 0 | 0
1738 | 2025-03-14 | 10 | 0 | 0 | 0 | 0 | 0 | -1.7408 | 0 | -1.7408 | 0 | 0 | 0 | 0 | 0 | 0 | 0 | 0 | 0 | 0
1739 | 2025-03-14 | 11 | 0 | 0 | 0 | 0 | 0 | -1.5933 | 0 | -1.5933 | 0 | 0 | 0 | 0 | 0 | 0 | 0 | 0 | 0 | 0
1740 | 2025-03-14 | 12 | 0 | 0 | 0 | 0 | 0 | -1.3784 | 0 | -1.3784 | 0 | 0 | 0 | 0 | 0 | 0 | 0 | 0 | 0 | 0
1741 | 2025-03-14 | 13 | 0 | 0 | 0 | 0 | 0 | -1.3647 | 0 | -1.3647 | 0 | 0 | 0 | 0 | 0 | 0 | 0 | 0 | 0 | 0
1742 | 2025-03-14 | 14 | 0 | 0 | 0 | 0 | 0 | -1.2402 | 0 | -1.2402 | 0 | 0 | 0 | 0 | 0 | 0 | 0 | 0 | 0 | 0
1743 | 2025-03-14 | 15 | 0 | 0 | 0 | 0 | 0 | -1.0711 | 0 | -1.0711 | 0 | 0 | 0 | 0 | 0 | 0 | 0 | 0 | 0 | 0
1744 | 2025-03-14 | 16 | 0 | 0 | 0 | 0 | 0 | -0.99925 | 0 | -0.99925 | 0 | 0 | 0 | 0 | 0 | 0 | 0 | 0 | 0 | 0
1745 | 2025-03-14 | 17 | 0 | 0 | 0 | 0 | 0 | -0.87336 | 0 | -0.87336 | 0 | 0 | 0 | 0 | 0 | 0 | 0 | 0 | 0 | 0
1746 | 2025-03-14 | 18 | 0 | 0 | 0 | 0 | 0 | -0.90639 | 0 | -0.90639 | 0 | 0 | 0 | 0 | 0 | 0 | 0 | 0 | 0 | 0
1747 | 2025-03-14 | 19 | 0 | 0 | 0 | 0 | 0 | -1.2956 | 0 | -1.2956 | 0 | 0 | 0 | 0 | 0 | 0 | 0 | 0 | 0 | 0
1748 | 2025-03-14 | 20 | 0 | 0 | 0 | 0 | 0 | -1.4136 | 0 | -1.4136 | 0 | 0 | 0 | 0 | 0 | 0 | 0 | 0 | 0 | 0
1749 | 2025-03-14 | 21 | 0 | 0 | 0 | 0 | 0 | -1.476 | 0 | -1.476 | 0 | 0 | 0 | 0 | 0 | 0 | 0 | 0 | 0 | 0
1750 | 2025-03-14 | 22 | 0 | 0 | 0 | 0 | 0 | -1.5858 | 0 | -1.5858 | 0 | 0 | 0 | 0 | 0 | 0 | 0 | 0 | 0 | 0
1751 | 2025-03-14 | 23 | 0 | 0 | 0 | 0 | 0 | -1.7515 | 0 | -1.7515 | 0 | 0 | 0 | 0 | 0 | 0 | 0 | 0 | 0 | 0
1752 | 2025-03-14 | 24 | 0 | 0 | 0 | 0 | 0 | -1.8469 | 0 | -1.8469 | 0 | 0 | 0 | 0 | 0 | 0 | 0 | 0 | 0 | 0
1753 | 2025-03-15 | 1 | 0 | 0 | 0 | 0 | 0 | -1.9376 | 0 | -1.9376 | 0 | 0 | 0 | 0 | 0 | 0 | 0 | 0 | 0 | 0
1754 | 2025-03-15 | 2 | 0 | 0 | 0 | 0 | 0 | -2.0581 | 0 | -2.0581 | 0 | 0 | 0 | 0 | 0 | 0 | 0 | 0 | 0 | 0
1755 | 2025-03-15 | 3 | 0 | 0 | 0 | 0 | 0 | -2.0563 | 0 | -2.0563 | 0 | 0 | 0 | 0 | 0 | 0 | 0 | 0 | 0 | 0
1756 | 2025-03-15 | 4 | 0 | 0 | 0 | 0 | 0 | -2.0492 | 0 | -2.0492 | 0 | 0 | 0 | 0 | 0 | 0 | 0 | 0 | 0 | 0
1757 | 2025-03-15 | 5 | 0 | 0 | 0 | 0 | 0 | -2.0948 | 0 | -2.0948 | 0 | 0 | 0 | 0 | 0 | 0 | 0 | 0 | 0 | 0
1758 | 2025-03-15 | 6 | 0 | 0 | 0 | 0 | 0 | -2.1856 | 0 | -2.1856 | 0 | 0 | 0 | 0 | 0 | 0 | 0 | 0 | 0 | 0
1759 | 2025-03-15 | 7 | 0 | 0 | 0 | 0 | 0 | -2.2568 | 0 | -2.2568 | 0 | 0 | 0 | 0 | 0 | 0 | 0 | 0 | 0 | 0
1760 | 2025-03-15 | 8 | 0 | 0 | 0 | 0 | 0 | -2.2204 | 0 | -2.2204 | 0 | 0 | 0 | 0 | 0 | 0 | 0 | 0 | 0 | 0
1761 | 2025-03-15 | 9 | 0 | 0 | 0 | 0 | 0 | -2.0371 | 0 | -2.0371 | 0 | 0 | 0 | 0 | 0 | 0 | 0 | 0 | 0 | 0
1762 | 2025-03-15 | 10 | 0 | 0 | 0 | 0 | 0 | -1.8093 | 0 | -1.8093 | 0 | 0 | 0 | 0 | 0 | 0 | 0 | 0 | 0 | 0
1763 | 2025-03-15 | 11 | 0 | 0 | 0 | 0 | 0 | -1.6297 | 0 | -1.6297 | 0 | 0 | 0 | 0 | 0 | 0 | 0 | 0 | 0 | 0
1764 | 2025-03-15 | 12 | 0 | 0 | 0 | 0 | 0 | -1.5151 | 0 | -1.5151 | 0 | 0 | 0 | 0 | 0 | 0 | 0 | 0 | 0 | 0
1765 | 2025-03-15 | 13 | 0 | 0 | 0 | 0 | 0 | -1.3548 | 0 | -1.3548 | 0 | 0 | 0 | 0 | 0 | 0 | 0 | 0 | 0 | 0
1766 | 2025-03-15 | 14 | 0 | 0 | 0 | 0 | 0 | -1.2457 | 0 | -1.2457 | 0 | 0 | 0 | 0 | 0 | 0 | 0 | 0 | 0 | 0
1767 | 2025-03-15 | 15 | 0 | 0 | 0 | 0 | 0 | -1.1642 | 0 | -1.1642 | 0 | 0 | 0 | 0 | 0 | 0 | 0 | 0 | 0 | 0
1768 | 2025-03-15 | 16 | 0 | 0 | 0 | 0 | 0 | -1.0141 | 0 | -1.0141 | 0 | 0 | 0 | 0 | 0 | 0 | 0 | 0 | 0 | 0
1769 | 2025-03-15 | 17 | 0 | 0 | 0 | 0 | 0 | -0.80192 | 0 | -0.80192 | 0 | 0 | 0 | 0 | 0 | 0 | 0 | 0 | 0 | 0
1770 | 2025-03-15 | 18 | 0 | 0 | 0 | 0 | 0 | -0.8604 | 0 | -0.8604 | 0 | 0 | 0 | 0 | 0 | 0 | 0 | 0 | 0 | 0
1771 | 2025-03-15 | 19 | 0 | 0 | 0 | 0 | 0 | -1.0423 | 0 | -1.0423 | 0 | 0 | 0 | 0 | 0 | 0 | 0 | 0 | 0 | 0
1772 | 2025-03-15 | 20 | 0 | 0 | 0 | 0 | 0 | -1.1627 | 0 | -1.1627 | 0 | 0 | 0 | 0 | 0 | 0 | 0 | 0 | 0 | 0
1773 | 2025-03-15 | 21 | 0 | 0 | 0 | 0 | 0 | -1.2853 | 0 | -1.2853 | 0 | 0 | 0 | 0 | 0 | 0 | 0 | 0 | 0 | 0
1774 | 2025-03-15 | 22 | 0 | 0 | 0 | 0 | 0 | -1.4317 | 0 | -1.4317 | 0 | 0 | 0 | 0 | 0 | 0 | 0 | 0 | 0 | 0
1775 | 2025-03-15 | 23 | 0 | 0 | 0 | 0 | 0 | -1.5059 | 0 | -1.5059 | 0 | 0 | 0 | 0 | 0 | 0 | 0 | 0 | 0 | 0
1776 | 2025-03-15 | 24 | 0 | 0 | 0 | 0 | 0 | -1.6597 | 0 | -1.6597 | 0 | 0 | 0 | 0 | 0 | 0 | 0 | 0 | 0 | 0
1777 | 2025-03-16 | 1 | 0 | 0 | 0 | 0 | 0 | -1.9368 | 0 | -1.9368 | 0 | 0 | 0 | 0 | 0 | 0 | 0 | 0 | 0 | 0
1778 | 2025-03-16 | 2 | 0 | 0 | 0 | 0 | 0 | -2.307 | 0 | -2.307 | 0 | 0 | 0 | 0 | 0 | 0 | 0 | 0 | 0 | 0
1779 | 2025-03-16 | 3 | 0 | 0 | 0 | 0 | 0 | -2.4981 | 0 | -2.4981 | 0 | 0 | 0 | 0 | 0 | 0 | 0 | 0 | 0 | 0
1780 | 2025-03-16 | 4 | 0 | 0 | 0 | 0 | 0 | -2.4185 | 0 | -2.4185 | 0 | 0 | 0 | 0 | 0 | 0 | 0 | 0 | 0 | 0
1781 | 2025-03-16 | 5 | 0 | 0 | 0 | 0 | 0 | -2.4775 | 0 | -2.4775 | 0 | 0 | 0 | 0 | 0 | 0 | 0 | 0 | 0 | 0
1782 | 2025-03-16 | 6 | 0 | 0 | 0 | 0 | 0 | -2.5324 | 0 | -2.5324 | 0 | 0 | 0 | 0 | 0 | 0 | 0 | 0 | 0 | 0
1783 | 2025-03-16 | 7 | 0 | 0 | 0 | 0 | 0 | -2.4867 | 0 | -2.4867 | 0 | 0 | 0 | 0 | 0 | 0 | 0 | 0 | 0 | 0
1784 | 2025-03-16 | 8 | 0 | 0 | 0 | 0 | 0 | -2.3168 | 0 | -2.3168 | 0 | 0 | 0 | 0 | 0 | 0 | 0 | 0 | 0 | 0
1785 | 2025-03-16 | 9 | 0 | 0 | 0 | 0 | 0 | -2.224 | 0 | -2.224 | 0 | 0 | 0 | 0 | 0 | 0 | 0 | 0 | 0 | 0
1786 | 2025-03-16 | 10 | 0 | 0 | 0 | 0 | 0 | -2.1205 | 0 | -2.1205 | 0 | 0 | 0 | 0 | 0 | 0 | 0 | 0 | 0 | 0
1787 | 2025-03-16 | 11 | 0 | 0 | 0 | 0 | 0 | -1.9136 | 0 | -1.9136 | 0 | 0 | 0 | 0 | 0 | 0 | 0 | 0 | 0 | 0
1788 | 2025-03-16 | 12 | 0 | 0 | 0 | 0 | 0 | -1.8544 | 0 | -1.8544 | 0 | 0 | 0 | 0 | 0 | 0 | 0 | 0 | 0 | 0
1789 | 2025-03-16 | 13 | 0 | 0 | 0 | 0 | 0 | -1.7563 | 0 | -1.7563 | 0 | 0 | 0 | 0 | 0 | 0 | 0 | 0 | 0 | 0
1790 | 2025-03-16 | 14 | 0 | 0 | 0 | 0 | 0 | -1.6141 | 0 | -1.6141 | 0 | 0 | 0 | 0 | 0 | 0 | 0 | 0 | 0 | 0
1791 | 2025-03-16 | 15 | 0 | 0 | 0 | 0 | 0 | -1.5583 | 0 | -1.5583 | 0 | 0 | 0 | 0 | 0 | 0 | 0 | 0 | 0 | 0
1792 | 2025-03-16 | 16 | 0 | 0 | 0 | 0 | 0 | -1.5182 | 0 | -1.5182 | 0 | 0 | 0 | 0 | 0 | 0 | 0 | 0 | 0 | 0
1793 | 2025-03-16 | 17 | 0 | 0 | 0 | 0 | 0 | -1.4623 | 0 | -1.4623 | 0 | 0 | 0 | 0 | 0 | 0 | 0 | 0 | 0 | 0
1794 | 2025-03-16 | 18 | 0 | 0 | 0 | 0 | 0 | -1.4861 | 0 | -1.4861 | 0 | 0 | 0 | 0 | 0 | 0 | 0 | 0 | 0 | 0
1795 | 2025-03-16 | 19 | 0 | 0 | 0 | 0 | 0 | -1.5459 | 0 | -1.5459 | 0 | 0 | 0 | 0 | 0 | 0 | 0 | 0 | 0 | 0
1796 | 2025-03-16 | 20 | 0 | 0 | 0 | 0 | 0 | -1.605 | 0 | -1.605 | 0 | 0 | 0 | 0 | 0 | 0 | 0 | 0 | 0 | 0
1797 | 2025-03-16 | 21 | 0 | 0 | 0 | 0 | 0 | -1.7266 | 0 | -1.7266 | 0 | 0 | 0 | 0 | 0 | 0 | 0 | 0 | 0 | 0
1798 | 2025-03-16 | 22 | 0 | 0 | 0 | 0 | 0 | -1.8731 | 0 | -1.8731 | 0 | 0 | 0 | 0 | 0 | 0 | 0 | 0 | 0 | 0
1799 | 2025-03-16 | 23 | 0 | 0 | 0 | 0 | 0 | -1.9902 | 0 | -1.9902 | 0 | 0 | 0 | 0 | 0 | 0 | 0 | 0 | 0 | 0
1800 | 2025-03-16 | 24 | 0 | 0 | 0 | 0 | 0 | -2.3448 | 0 | -2.3448 | 0 | 0 | 0 | 0 | 0 | 0 | 0 | 0 | 0 | 0
1801 | 2025-03-17 | 1 | 0 | 0 | 0 | 0 | 0 | -2.5973 | 0 | -2.5973 | 0 | 0 | 0 | 0 | 0 | 0 | 0 | 0 | 0 | 0
1802 | 2025-03-17 | 2 | 0 | 0 | 0 | 0 | 0 | -2.5502 | 0 | -2.5502 | 0 | 0 | 0 | 0 | 0 | 0 | 0 | 0 | 0 | 0
1803 | 2025-03-17 | 3 | 0 | 0 | 0 | 0 | 0 | -2.6191 | 0 | -2.6191 | 0 | 0 | 0 | 0 | 0 | 0 | 0 | 0 | 0 | 0
1804 | 2025-03-17 | 4 | 0 | 0 | 0 | 0 | 0 | -2.6521 | 0 | -2.6521 | 0 | 0 | 0 | 0 | 0 | 0 | 0 | 0 | 0 | 0
1805 | 2025-03-17 | 5 | 0 | 0 | 0 | 0 | 0 | -2.5613 | 0 | -2.5613 | 0 | 0 | 0 | 0 | 0 | 0 | 0 | 0 | 0 | 0
1806 | 2025-03-17 | 6 | 0 | 0 | 0 | 0 | 0 | -2.542 | 0 | -2.542 | 0 | 0 | 0 | 0 | 0 | 0 | 0 | 0 | 0 | 0
1807 | 2025-03-17 | 7 | 0 | 0 | 0 | 0 | 0 | -2.5105 | 0 | -2.5105 | 0 | 0 | 0 | 0 | 0 | 0 | 0 | 0 | 0 | 0
1808 | 2025-03-17 | 8 | 0 | 0 | 0 | 0 | 0 | -2.0739 | 0 | -2.0739 | 0 | 0 | 0 | 0 | 0 | 0 | 0 | 0 | 0 | 0
1809 | 2025-03-17 | 9 | 0 | 0 | 0 | 0 | 0 | -2.0497 | 0 | -2.0497 | 0 | 0 | 0 | 0 | 0 | 0 | 0 | 0 | 0 | 0
1810 | 2025-03-17 | 10 | 0 | 0 | 0 | 0 | 0 | -1.9356 | 0 | -1.9356 | 0 | 0 | 0 | 0 | 0 | 0 | 0 | 0 | 0 | 0
1811 | 2025-03-17 | 11 | 0 | 0 | 0 | 0 | 0 | -1.6694 | 0 | -1.6694 | 0 | 0 | 0 | 0 | 0 | 0 | 0 | 0 | 0 | 0
1812 | 2025-03-17 | 12 | 0 | 0 | 0 | 0 | 0 | -1.4227 | 0 | -1.4227 | 0 | 0 | 0 | 0 | 0 | 0 | 0 | 0 | 0 | 0
1813 | 2025-03-17 | 13 | 0 | 0 | 0 | 0 | 0 | -1.3048 | 0 | -1.3048 | 0 | 0 | 0 | 0 | 0 | 0 | 0 | 0 | 0 | 0
1814 | 2025-03-17 | 14 | 0 | 0 | 0 | 0 | 0 | -1.1668 | 0 | -1.1668 | 0 | 0 | 0 | 0 | 0 | 0 | 0 | 0 | 0 | 0
1815 | 2025-03-17 | 15 | 0 | 0 | 0 | 0 | 0 | -0.85886 | 0 | -0.85886 | 0 | 0 | 0 | 0 | 0 | 0 | 0 | 0 | 0 | 0
1816 | 2025-03-17 | 16 | 0 | 0 | 0 | 0 | 0 | -0.68715 | 0 | -0.68715 | 0 | 0 | 0 | 0 | 0 | 0 | 0 | 0 | 0 | 0
1817 | 2025-03-17 | 17 | 0 | 0 | 0 | 0 | 0 | -0.68326 | 0 | -0.68326 | 0 | 0 | 0 | 0 | 0 | 0 | 0 | 0 | 0 | 0
1818 | 2025-03-17 | 18 | 0 | 0 | 0 | 0 | 0 | -0.75937 | 0 | -0.75937 | 0 | 0 | 0 | 0 | 0 | 0 | 0 | 0 | 0 | 0
1819 | 2025-03-17 | 19 | 0 | 0 | 0 | 0 | 0 | -1.1191 | 0 | -1.1191 | 0 | 0 | 0 | 0 | 0 | 0 | 0 | 0 | 0 | 0
1820 | 2025-03-17 | 20 | 0 | 0 | 0 | 0 | 0 | -1.3253 | 0 | -1.3253 | 0 | 0 | 0 | 0 | 0 | 0 | 0 | 0 | 0 | 0
1821 | 2025-03-17 | 21 | 0 | 0 | 0 | 0 | 0 | -1.4332 | 0 | -1.4332 | 0 | 0 | 0 | 0 | 0 | 0 | 0 | 0 | 0 | 0
1822 | 2025-03-17 | 22 | 0 | 0 | 0 | 0 | 0 | -1.5551 | 0 | -1.5551 | 0 | 0 | 0 | 0 | 0 | 0 | 0 | 0 | 0 | 0
1823 | 2025-03-17 | 23 | 0 | 0 | 0 | 0 | 0 | -1.8694 | 0 | -1.8694 | 0 | 0 | 0 | 0 | 0 | 0 | 0 | 0 | 0 | 0
1824 | 2025-03-17 | 24 | 0 | 0 | 0 | 0 | 0 | -2.1873 | 0 | -2.1873 | 0 | 0 | 0 | 0 | 0 | 0 | 0 | 0 | 0 | 0
1825 | 2025-03-18 | 1 | 0 | 0 | 0 | 0 | 0 | -2.4712 | 0 | -2.4712 | 0 | 0 | 0 | 0 | 0 | 0 | 0 | 0 | 0 | 0
1826 | 2025-03-18 | 2 | 0 | 0 | 0 | 0 | 0 | -2.6169 | 0 | -2.6169 | 0 | 0 | 0 | 0 | 0 | 0 | 0 | 0 | 0 | 0
1827 | 2025-03-18 | 3 | 0 | 0 | 0 | 0 | 0 | -2.6562 | 0 | -2.6562 | 0 | 0 | 0 | 0 | 0 | 0 | 0 | 0 | 0 | 0
1828 | 2025-03-18 | 4 | 0 | 0 | 0 | 0 | 0 | -2.7018 | 0 | -2.7018 | 0 | 0 | 0 | 0 | 0 | 0 | 0 | 0 | 0 | 0
1829 | 2025-03-18 | 5 | 0 | 0 | 0 | 0 | 0 | -2.4323 | 0 | -2.4323 | 0 | 0 | 0 | 0 | 0 | 0 | 0 | 0 | 0 | 0
1830 | 2025-03-18 | 6 | 0 | 0 | 0 | 0 | 0 | -2.4248 | 0 | -2.4248 | 0 | 0 | 0 | 0 | 0 | 0 | 0 | 0 | 0 | 0
1831 | 2025-03-18 | 7 | 0 | 0 | 0 | 0 | 0 | -2.4506 | 0 | -2.4506 | 0 | 0 | 0 | 0 | 0 | 0 | 0 | 0 | 0 | 0
1832 | 2025-03-18 | 8 | 0 | 0 | 0 | 0 | 0 | -2.3592 | 0 | -2.3592 | 0 | 0 | 0 | 0 | 0 | 0 | 0 | 0 | 0 | 0
1833 | 2025-03-18 | 9 | 0 | 0 | 0 | 0 | 0 | -2.2677 | 0 | -2.2677 | 0 | 0 | 0 | 0 | 0 | 0 | 0 | 0 | 0 | 0
1834 | 2025-03-18 | 10 | 0 | 0 | 0 | 0 | 0 | -2.2822 | 0 | -2.2822 | 0 | 0 | 0 | 0 | 0 | 0 | 0 | 0 | 0 | 0
1835 | 2025-03-18 | 11 | 0 | 0 | 0 | 0 | 0 | -2.2221 | 0 | -2.2221 | 0 | 0 | 0 | 0 | 0 | 0 | 0 | 0 | 0 | 0
1836 | 2025-03-18 | 12 | 0 | 0 | 0 | 0 | 0 | -2.1587 | 0 | -2.1587 | 0 | 0 | 0 | 0 | 0 | 0 | 0 | 0 | 0 | 0
1837 | 2025-03-18 | 13 | 0 | 0 | 0 | 0 | 0 | -2.072 | 0 | -2.072 | 0 | 0 | 0 | 0 | 0 | 0 | 0 | 0 | 0 | 0
1838 | 2025-03-18 | 14 | 0 | 0 | 0 | 0 | 0 | -2.1072 | 0 | -2.1072 | 0 | 0 | 0 | 0 | 0 | 0 | 0 | 0 | 0 | 0
1839 | 2025-03-18 | 15 | 0 | 0 | 0 | 0 | 0 | -2.002 | 0 | -2.002 | 0 | 0 | 0 | 0 | 0 | 0 | 0 | 0 | 0 | 0
1840 | 2025-03-18 | 16 | 0 | 0 | 0 | 0 | 0 | -1.8887 | 0 | -1.8887 | 0 | 0 | 0 | 0 | 0 | 0 | 0 | 0 | 0 | 0
1841 | 2025-03-18 | 17 | 0 | 0 | 0 | 0 | 0 | -1.9639 | 0 | -1.9639 | 0 | 0 | 0 | 0 | 0 | 0 | 0 | 0 | 0 | 0
1842 | 2025-03-18 | 18 | 0 | 0 | 0 | 0 | 0 | -1.8947 | 0 | -1.8947 | 0 | 0 | 0 | 0 | 0 | 0 | 0 | 0 | 0 | 0
1843 | 2025-03-18 | 19 | 0 | 0 | 0 | 0 | 0 | -1.8823 | 0 | -1.8823 | 0 | 0 | 0 | 0 | 0 | 0 | 0 | 0 | 0 | 0
1844 | 2025-03-18 | 20 | 0 | 0 | 0 | 0 | 0 | -1.8387 | 0 | -1.8387 | 0 | 0 | 0 | 0 | 0 | 0 | 0 | 0 | 0 | 0
1845 | 2025-03-18 | 21 | 0 | 0 | 0 | 0 | 0 | -1.723 | 0 | -1.723 | 0 | 0 | 0 | 0 | 0 | 0 | 0 | 0 | 0 | 0
1846 | 2025-03-18 | 22 | 0 | 0 | 0 | 0 | 0 | -1.7248 | 0 | -1.7248 | 0 | 0 | 0 | 0 | 0 | 0 | 0 | 0 | 0 | 0
1847 | 2025-03-18 | 23 | 0 | 0 | 0 | 0 | 0 | -1.8168 | 0 | -1.8168 | 0 | 0 | 0 | 0 | 0 | 0 | 0 | 0 | 0 | 0
1848 | 2025-03-18 | 24 | 0 | 0 | 0 | 0 | 0 | -1.8236 | 0 | -1.8236 | 0 | 0 | 0 | 0 | 0 | 0 | 0 | 0 | 0 | 0
1849 | 2025-03-19 | 1 | 0 | 0 | 0 | 0 | 0 | -1.8428 | 0 | -1.8428 | 0 | 0 | 0 | 0 | 0 | 0 | 0 | 0 | 0 | 0
1850 | 2025-03-19 | 2 | 0 | 0 | 0 | 0 | 0 | -2.0751 | 0 | -2.0751 | 0 | 0 | 0 | 0 | 0 | 0 | 0 | 0 | 0 | 0
1851 | 2025-03-19 | 3 | 0 | 0 | 0 | 0 | 0 | -2.2007 | 0 | -2.2007 | 0 | 0 | 0 | 0 | 0 | 0 | 0 | 0 | 0 | 0
1852 | 2025-03-19 | 4 | 0 | 0 | 0 | 0 | 0 | -2.1798 | 0 | -2.1798 | 0 | 0 | 0 | 0 | 0 | 0 | 0 | 0 | 0 | 0
1853 | 2025-03-19 | 5 | 0 | 0 | 0 | 0 | 0 | -2.0591 | 0 | -2.0591 | 0 | 0 | 0 | 0 | 0 | 0 | 0 | 0 | 0 | 0
1854 | 2025-03-19 | 6 | 0 | 0 | 0 | 0 | 0 | -2.0098 | 0 | -2.0098 | 0 | 0 | 0 | 0 | 0 | 0 | 0 | 0 | 0 | 0
1855 | 2025-03-19 | 7 | 0 | 0 | 0 | 0 | 0 | -1.9699 | 0 | -1.9699 | 0 | 0 | 0 | 0 | 0 | 0 | 0 | 0 | 0 | 0
1856 | 2025-03-19 | 8 | 0 | 0 | 0 | 0 | 0 | -2.2866 | 0 | -2.2866 | 0 | 0 | 0 | 0 | 0 | 0 | 0 | 0 | 0 | 0
1857 | 2025-03-19 | 9 | 0 | 0 | 0 | 0 | 0 | -2.5599 | 0 | -2.5599 | 0 | 0 | 0 | 0 | 0 | 0 | 0 | 0 | 0 | 0
1858 | 2025-03-19 | 10 | 0 | 0 | 0 | 0 | 0 | -2.5515 | 0 | -2.5515 | 0 | 0 | 0 | 0 | 0 | 0 | 0 | 0 | 0 | 0
1859 | 2025-03-19 | 11 | 0 | 0 | 0 | 0 | 0 | -2.4152 | 0 | -2.4152 | 0 | 0 | 0 | 0 | 0 | 0 | 0 | 0 | 0 | 0
1860 | 2025-03-19 | 12 | 0 | 0 | 0 | 0 | 0 | -1.8865 | 0 | -1.8865 | 0 | 0 | 0 | 0 | 0 | 0 | 0 | 0 | 0 | 0
1861 | 2025-03-19 | 13 | 0 | 0 | 0 | 0 | 0 | -1.6373 | 0 | -1.6373 | 0 | 0 | 0 | 0 | 0 | 0 | 0 | 0 | 0 | 0
1862 | 2025-03-19 | 14 | 0 | 0 | 0 | 0 | 0 | -1.8887 | 0 | -1.8887 | 0 | 0 | 0 | 0 | 0 | 0 | 0 | 0 | 0 | 0
1863 | 2025-03-19 | 15 | 0 | 0 | 0 | 0 | 0 | -2.1704 | 0 | -2.1704 | 0 | 0 | 0 | 0 | 0 | 0 | 0 | 0 | 0 | 0
1864 | 2025-03-19 | 16 | 0 | 0 | 0 | 0 | 0 | -2.2836 | 0 | -2.2836 | 0 | 0 | 0 | 0 | 0 | 0 | 0 | 0 | 0 | 0
1865 | 2025-03-19 | 17 | 0 | 0 | 0 | 0 | 0 | -2.1475 | 0 | -2.1475 | 0 | 0 | 0 | 0 | 0 | 0 | 0 | 0 | 0 | 0
1866 | 2025-03-19 | 18 | 0 | 0 | 0 | 0 | 0 | -1.8047 | 0 | -1.8047 | 0 | 0 | 0 | 0 | 0 | 0 | 0 | 0 | 0 | 0
1867 | 2025-03-19 | 19 | 0 | 0 | 0 | 0 | 0 | -1.8523 | 0 | -1.8523 | 0 | 0 | 0 | 0 | 0 | 0 | 0 | 0 | 0 | 0
1868 | 2025-03-19 | 20 | 0 | 0 | 0 | 0 | 0 | -1.8297 | 0 | -1.8297 | 0 | 0 | 0 | 0 | 0 | 0 | 0 | 0 | 0 | 0
1869 | 2025-03-19 | 21 | 0 | 0 | 0 | 0 | 0 | -2.0108 | 0 | -2.0108 | 0 | 0 | 0 | 0 | 0 | 0 | 0 | 0 | 0 | 0
1870 | 2025-03-19 | 22 | 0 | 0 | 0 | 0 | 0 | -2.0832 | 0 | -2.0832 | 0 | 0 | 0 | 0 | 0 | 0 | 0 | 0 | 0 | 0
1871 | 2025-03-19 | 23 | 0 | 0 | 0 | 0 | 0 | -2.1289 | 0 | -2.1289 | 0 | 0 | 0 | 0 | 0 | 0 | 0 | 0 | 0 | 0
1872 | 2025-03-19 | 24 | 0 | 0 | 0 | 0 | 0 | -2.3024 | 0 | -2.3024 | 0 | 0 | 0 | 0 | 0 | 0 | 0 | 0 | 0 | 0
1873 | 2025-03-20 | 1 | 0 | 0 | 0 | 0 | 0 | -2.4296 | 0 | -2.4296 | 0 | 0 | 0 | 0 | 0 | 0 | 0 | 0 | 0 | 0
1874 | 2025-03-20 | 2 | 0 | 0 | 0 | 0 | 0 | -2.4485 | 0 | -2.4485 | 0 | 0 | 0 | 0 | 0 | 0 | 0 | 0 | 0 | 0
1875 | 2025-03-20 | 3 | 0 | 0 | 0 | 0 | 0 | -2.4768 | 0 | -2.4768 | 0 | 0 | 0 | 0 | 0 | 0 | 0 | 0 | 0 | 0
1876 | 2025-03-20 | 4 | 0 | 0 | 0 | 0 | 0 | -2.6033 | 0 | -2.6033 | 0 | 0 | 0 | 0 | 0 | 0 | 0 | 0 | 0 | 0
1877 | 2025-03-20 | 5 | 0 | 0 | 0 | 0 | 0 | -2.4872 | 0 | -2.4872 | 0 | 0 | 0 | 0 | 0 | 0 | 0 | 0 | 0 | 0
1878 | 2025-03-20 | 6 | 0 | 0 | 0 | 0 | 0 | -2.5358 | 0 | -2.5358 | 0 | 0 | 0 | 0 | 0 | 0 | 0 | 0 | 0 | 0
1879 | 2025-03-20 | 7 | 0 | 0 | 0 | 0 | 0 | -2.5806 | 0 | -2.5806 | 0 | 0 | 0 | 0 | 0 | 0 | 0 | 0 | 0 | 0
1880 | 2025-03-20 | 8 | 0 | 0 | 0 | 0 | 0 | -2.2609 | 0 | -2.2609 | 0 | 0 | 0 | 0 | 0 | 0 | 0 | 0 | 0 | 0
1881 | 2025-03-20 | 9 | 0 | 0 | 0 | 0 | 0 | -1.808 | 0 | -1.808 | 0 | 0 | 0 | 0 | 0 | 0 | 0 | 0 | 0 | 0
1882 | 2025-03-20 | 10 | 0 | 0 | 0 | 0 | 0 | -1.5476 | 0 | -1.5476 | 0 | 0 | 0 | 0 | 0 | 0 | 0 | 0 | 0 | 0
1883 | 2025-03-20 | 11 | 0 | 0 | 0 | 0 | 0 | -1.4942 | 0 | -1.4942 | 0 | 0 | 0 | 0 | 0 | 0 | 0 | 0 | 0 | 0
1884 | 2025-03-20 | 12 | 0 | 0 | 0 | 0 | 0 | -1.6535 | 0 | -1.6535 | 0 | 0 | 0 | 0 | 0 | 0 | 0 | 0 | 0 | 0
1885 | 2025-03-20 | 13 | 0 | 0 | 0 | 0 | 0 | -1.4925 | 0 | -1.4925 | 0 | 0 | 0 | 0 | 0 | 0 | 0 | 0 | 0 | 0
1886 | 2025-03-20 | 14 | 0 | 0 | 0 | 0 | 0 | -1.3472 | 0 | -1.3472 | 0 | 0 | 0 | 0 | 0 | 0 | 0 | 0 | 0 | 0
1887 | 2025-03-20 | 15 | 0 | 0 | 0 | 0 | 0 | -1.2398 | 0 | -1.2398 | 0 | 0 | 0 | 0 | 0 | 0 | 0 | 0 | 0 | 0
1888 | 2025-03-20 | 16 | 0 | 0 | 0 | 0 | 0 | -1.363 | 0 | -1.363 | 0 | 0 | 0 | 0 | 0 | 0 | 0 | 0 | 0 | 0
1889 | 2025-03-20 | 17 | 0 | 0 | 0 | 0 | 0 | -1.4734 | 0 | -1.4734 | 0 | 0 | 0 | 0 | 0 | 0 | 0 | 0 | 0 | 0
1890 | 2025-03-20 | 18 | 0 | 0 | 0 | 0 | 0 | -1.3993 | 0 | -1.3993 | 0 | 0 | 0 | 0 | 0 | 0 | 0 | 0 | 0 | 0
1891 | 2025-03-20 | 19 | 0 | 0 | 0 | 0 | 0 | -1.5125 | 0 | -1.5125 | 0 | 0 | 0 | 0 | 0 | 0 | 0 | 0 | 0 | 0
1892 | 2025-03-20 | 20 | 0 | 0 | 0 | 0 | 0 | -1.6145 | 0 | -1.6145 | 0 | 0 | 0 | 0 | 0 | 0 | 0 | 0 | 0 | 0
1893 | 2025-03-20 | 21 | 0 | 0 | 0 | 0 | 0 | -1.7419 | 0 | -1.7419 | 0 | 0 | 0 | 0 | 0 | 0 | 0 | 0 | 0 | 0
1894 | 2025-03-20 | 22 | 0 | 0 | 0 | 0 | 0 | -1.9237 | 0 | -1.9237 | 0 | 0 | 0 | 0 | 0 | 0 | 0 | 0 | 0 | 0
1895 | 2025-03-20 | 23 | 0 | 0 | 0 | 0 | 0 | -2.1438 | 0 | -2.1438 | 0 | 0 | 0 | 0 | 0 | 0 | 0 | 0 | 0 | 0
1896 | 2025-03-20 | 24 | 0 | 0 | 0 | 0 | 0 | -2.3066 | 0 | -2.3066 | 0 | 0 | 0 | 0 | 0 | 0 | 0 | 0 | 0 | 0
1897 | 2025-03-21 | 1 | 0 | 0 | 0 | 0 | 0 | -2.4958 | 0 | -2.4958 | 0 | 0 | 0 | 0 | 0 | 0 | 0 | 0 | 0 | 0
1898 | 2025-03-21 | 2 | 0 | 0 | 0 | 0 | 0 | -2.5779 | 0 | -2.5779 | 0 | 0 | 0 | 0 | 0 | 0 | 0 | 0 | 0 | 0
1899 | 2025-03-21 | 3 | 0 | 0 | 0 | 0 | 0 | -2.6481 | 0 | -2.6481 | 0 | 0 | 0 | 0 | 0 | 0 | 0 | 0 | 0 | 0
1900 | 2025-03-21 | 4 | 0 | 0 | 0 | 0 | 0 | -2.7517 | 0 | -2.7517 | 0 | 0 | 0 | 0 | 0 | 0 | 0 | 0 | 0 | 0
1901 | 2025-03-21 | 5 | 0 | 0 | 0 | 0 | 0 | -2.8836 | 0 | -2.8836 | 0 | 0 | 0 | 0 | 0 | 0 | 0 | 0 | 0 | 0
1902 | 2025-03-21 | 6 | 0 | 0 | 0 | 0 | 0 | -2.8338 | 0 | -2.8338 | 0 | 0 | 0 | 0 | 0 | 0 | 0 | 0 | 0 | 0
1903 | 2025-03-21 | 7 | 0 | 0 | 0 | 0 | 0 | -2.6209 | 0 | -2.6209 | 0 | 0 | 0 | 0 | 0 | 0 | 0 | 0 | 0 | 0
1904 | 2025-03-21 | 8 | 0 | 0 | 0 | 0 | 0 | -2.0306 | 0 | -2.0306 | 0 | 0 | 0 | 0 | 0 | 0 | 0 | 0 | 0 | 0
1905 | 2025-03-21 | 9 | 0 | 0 | 0 | 0 | 0 | -1.6651 | 0 | -1.6651 | 0 | 0 | 0 | 0 | 0 | 0 | 0 | 0 | 0 | 0
1906 | 2025-03-21 | 10 | 0 | 0 | 0 | 0 | 0 | -1.5176 | 0 | -1.5176 | 0 | 0 | 0 | 0 | 0 | 0 | 0 | 0 | 0 | 0
1907 | 2025-03-21 | 11 | 0 | 0 | 0 | 0 | 0 | -1.6956 | 0 | -1.6956 | 0 | 0 | 0 | 0 | 0 | 0 | 0 | 0 | 0 | 0
1908 | 2025-03-21 | 12 | 0 | 0 | 0 | 0 | 0 | -1.8236 | 0 | -1.8236 | 0 | 0 | 0 | 0 | 0 | 0 | 0 | 0 | 0 | 0
1909 | 2025-03-21 | 13 | 0 | 0 | 0 | 0 | 0 | -1.7777 | 0 | -1.7777 | 0 | 0 | 0 | 0 | 0 | 0 | 0 | 0 | 0 | 0
1910 | 2025-03-21 | 14 | 0 | 0 | 0 | 0 | 0 | -1.5009 | 0 | -1.5009 | 0 | 0 | 0 | 0 | 0 | 0 | 0 | 0 | 0 | 0
1911 | 2025-03-21 | 15 | 0 | 0 | 0 | 0 | 0 | -1.3507 | 0 | -1.3507 | 0 | 0 | 0 | 0 | 0 | 0 | 0 | 0 | 0 | 0
1912 | 2025-03-21 | 16 | 0 | 0 | 0 | 0 | 0 | -1.3598 | 0 | -1.3598 | 0 | 0 | 0 | 0 | 0 | 0 | 0 | 0 | 0 | 0
1913 | 2025-03-21 | 17 | 0 | 0 | 0 | 0 | 0 | -1.3769 | 0 | -1.3769 | 0 | 0 | 0 | 0 | 0 | 0 | 0 | 0 | 0 | 0
1914 | 2025-03-21 | 18 | 0 | 0 | 0 | 0 | 0 | -1.4431 | 0 | -1.4431 | 0 | 0 | 0 | 0 | 0 | 0 | 0 | 0 | 0 | 0
1915 | 2025-03-21 | 19 | 0 | 0 | 0 | 0 | 0 | -1.516 | 0 | -1.516 | 0 | 0 | 0 | 0 | 0 | 0 | 0 | 0 | 0 | 0
1916 | 2025-03-21 | 20 | 0 | 0 | 0 | 0 | 0 | -1.6045 | 0 | -1.6045 | 0 | 0 | 0 | 0 | 0 | 0 | 0 | 0 | 0 | 0
1917 | 2025-03-21 | 21 | 0 | 0 | 0 | 0 | 0 | -1.7189 | 0 | -1.7189 | 0 | 0 | 0 | 0 | 0 | 0 | 0 | 0 | 0 | 0
1918 | 2025-03-21 | 22 | 0 | 0 | 0 | 0 | 0 | -1.7525 | 0 | -1.7525 | 0 | 0 | 0 | 0 | 0 | 0 | 0 | 0 | 0 | 0
1919 | 2025-03-21 | 23 | 0 | 0 | 0 | 0 | 0 | -1.8903 | 0 | -1.8903 | 0 | 0 | 0 | 0 | 0 | 0 | 0 | 0 | 0 | 0
1920 | 2025-03-21 | 24 | 0 | 0 | 0 | 0 | 0 | -1.9863 | 0 | -1.9863 | 0 | 0 | 0 | 0 | 0 | 0 | 0 | 0 | 0 | 0
1921 | 2025-03-22 | 1 | 0 | 0 | 0 | 0 | 0 | -2.0944 | 0 | -2.0944 | 0 | 0 | 0 | 0 | 0 | 0 | 0 | 0 | 0 | 0
1922 | 2025-03-22 | 2 | 0 | 0 | 0 | 0 | 0 | -2.2694 | 0 | -2.2694 | 0 | 0 | 0 | 0 | 0 | 0 | 0 | 0 | 0 | 0
1923 | 2025-03-22 | 3 | 0 | 0 | 0 | 0 | 0 | -2.373 | 0 | -2.373 | 0 | 0 | 0 | 0 | 0 | 0 | 0 | 0 | 0 | 0
1924 | 2025-03-22 | 4 | 0 | 0 | 0 | 0 | 0 | -2.2982 | 0 | -2.2982 | 0 | 0 | 0 | 0 | 0 | 0 | 0 | 0 | 0 | 0
1925 | 2025-03-22 | 5 | 0 | 0 | 0 | 0 | 0 | -2.2082 | 0 | -2.2082 | 0 | 0 | 0 | 0 | 0 | 0 | 0 | 0 | 0 | 0
1926 | 2025-03-22 | 6 | 0 | 0 | 0 | 0 | 0 | -2.168 | 0 | -2.168 | 0 | 0 | 0 | 0 | 0 | 0 | 0 | 0 | 0 | 0
1927 | 2025-03-22 | 7 | 0 | 0 | 0 | 0 | 0 | -2.1958 | 0 | -2.1958 | 0 | 0 | 0 | 0 | 0 | 0 | 0 | 0 | 0 | 0
1928 | 2025-03-22 | 8 | 0 | 0 | 0 | 0 | 0 | -2.1432 | 0 | -2.1432 | 0 | 0 | 0 | 0 | 0 | 0 | 0 | 0 | 0 | 0
1929 | 2025-03-22 | 9 | 0 | 0 | 0 | 0 | 0 | -2.0209 | 0 | -2.0209 | 0 | 0 | 0 | 0 | 0 | 0 | 0 | 0 | 0 | 0
1930 | 2025-03-22 | 10 | 0 | 0 | 0 | 0 | 0 | -1.8504 | 0 | -1.8504 | 0 | 0 | 0 | 0 | 0 | 0 | 0 | 0 | 0 | 0
1931 | 2025-03-22 | 11 | 0 | 0 | 0 | 0 | 0 | -1.5451 | 0 | -1.5451 | 0 | 0 | 0 | 0 | 0 | 0 | 0 | 0 | 0 | 0
1932 | 2025-03-22 | 12 | 0 | 0 | 0 | 0 | 0 | -1.3264 | 0 | -1.3264 | 0 | 0 | 0 | 0 | 0 | 0 | 0 | 0 | 0 | 0
1933 | 2025-03-22 | 13 | 0 | 0 | 0 | 0 | 0 | -1.2017 | 0 | -1.2017 | 0 | 0 | 0 | 0 | 0 | 0 | 0 | 0 | 0 | 0
1934 | 2025-03-22 | 14 | 0 | 0 | 0 | 0 | 0 | -1.2153 | 0 | -1.2153 | 0 | 0 | 0 | 0 | 0 | 0 | 0 | 0 | 0 | 0
1935 | 2025-03-22 | 15 | 0 | 0 | 0 | 0 | 0 | -1.0252 | 0 | -1.0252 | 0 | 0 | 0 | 0 | 0 | 0 | 0 | 0 | 0 | 0
1936 | 2025-03-22 | 16 | 0 | 0 | 0 | 0 | 0 | -0.99462 | 0 | -0.99462 | 0 | 0 | 0 | 0 | 0 | 0 | 0 | 0 | 0 | 0
1937 | 2025-03-22 | 17 | 0 | 0 | 0 | 0 | 0 | -1.1286 | 0 | -1.1286 | 0 | 0 | 0 | 0 | 0 | 0 | 0 | 0 | 0 | 0
1938 | 2025-03-22 | 18 | 0 | 0 | 0 | 0 | 0 | -1.1563 | 0 | -1.1563 | 0 | 0 | 0 | 0 | 0 | 0 | 0 | 0 | 0 | 0
1939 | 2025-03-22 | 19 | 0 | 0 | 0 | 0 | 0 | -1.1886 | 0 | -1.1886 | 0 | 0 | 0 | 0 | 0 | 0 | 0 | 0 | 0 | 0
1940 | 2025-03-22 | 20 | 0 | 0 | 0 | 0 | 0 | -1.3334 | 0 | -1.3334 | 0 | 0 | 0 | 0 | 0 | 0 | 0 | 0 | 0 | 0
1941 | 2025-03-22 | 21 | 0 | 0 | 0 | 0 | 0 | -1.4618 | 0 | -1.4618 | 0 | 0 | 0 | 0 | 0 | 0 | 0 | 0 | 0 | 0
1942 | 2025-03-22 | 22 | 0 | 0 | 0 | 0 | 0 | -1.4653 | 0 | -1.4653 | 0 | 0 | 0 | 0 | 0 | 0 | 0 | 0 | 0 | 0
1943 | 2025-03-22 | 23 | 0 | 0 | 0 | 0 | 0 | -1.5321 | 0 | -1.5321 | 0 | 0 | 0 | 0 | 0 | 0 | 0 | 0 | 0 | 0
1944 | 2025-03-22 | 24 | 0 | 0 | 0 | 0 | 0 | -1.7028 | 0 | -1.7028 | 0 | 0 | 0 | 0 | 0 | 0 | 0 | 0 | 0 | 0
1945 | 2025-03-23 | 1 | 0 | 0 | 0 | 0 | 0 | -1.8653 | 0 | -1.8653 | 0 | 0 | 0 | 0 | 0 | 0 | 0 | 0 | 0 | 0
1946 | 2025-03-23 | 2 | 0 | 0 | 0 | 0 | 0 | -1.9565 | 0 | -1.9565 | 0 | 0 | 0 | 0 | 0 | 0 | 0 | 0 | 0 | 0
1947 | 2025-03-23 | 3 | 0 | 0 | 0 | 0 | 0 | -2.0033 | 0 | -2.0033 | 0 | 0 | 0 | 0 | 0 | 0 | 0 | 0 | 0 | 0
1948 | 2025-03-23 | 4 | 0 | 0 | 0 | 0 | 0 | -2.0165 | 0 | -2.0165 | 0 | 0 | 0 | 0 | 0 | 0 | 0 | 0 | 0 | 0
1949 | 2025-03-23 | 5 | 0 | 0 | 0 | 0 | 0 | -1.9906 | 0 | -1.9906 | 0 | 0 | 0 | 0 | 0 | 0 | 0 | 0 | 0 | 0
1950 | 2025-03-23 | 6 | 0 | 0 | 0 | 0 | 0 | -1.9434 | 0 | -1.9434 | 0 | 0 | 0 | 0 | 0 | 0 | 0 | 0 | 0 | 0
1951 | 2025-03-23 | 7 | 0 | 0 | 0 | 0 | 0 | -1.9419 | 0 | -1.9419 | 0 | 0 | 0 | 0 | 0 | 0 | 0 | 0 | 0 | 0
1952 | 2025-03-23 | 8 | 0 | 0 | 0 | 0 | 0 | -1.6987 | 0 | -1.6987 | 0 | 0 | 0 | 0 | 0 | 0 | 0 | 0 | 0 | 0
1953 | 2025-03-23 | 9 | 0 | 0 | 0 | 0 | 0 | -1.4197 | 0 | -1.4197 | 0 | 0 | 0 | 0 | 0 | 0 | 0 | 0 | 0 | 0
1954 | 2025-03-23 | 10 | 0 | 0 | 0 | 0 | 0 | -1.1921 | 0 | -1.1921 | 0 | 0 | 0 | 0 | 0 | 0 | 0 | 0 | 0 | 0
1955 | 2025-03-23 | 11 | 0 | 0 | 0 | 0 | 0 | -1.0797 | 0 | -1.0797 | 0 | 0 | 0 | 0 | 0 | 0 | 0 | 0 | 0 | 0
1956 | 2025-03-23 | 12 | 0 | 0 | 0 | 0 | 0 | -1.0401 | 0 | -1.0401 | 0 | 0 | 0 | 0 | 0 | 0 | 0 | 0 | 0 | 0
1957 | 2025-03-23 | 13 | 0 | 0 | 0 | 0 | 0 | -0.9317 | 0 | -0.9317 | 0 | 0 | 0 | 0 | 0 | 0 | 0 | 0 | 0 | 0
1958 | 2025-03-23 | 14 | 0 | 0 | 0 | 0 | 0 | -0.74147 | 0 | -0.74147 | 0 | 0 | 0 | 0 | 0 | 0 | 0 | 0 | 0 | 0
1959 | 2025-03-23 | 15 | 0 | 0 | 0 | 0 | 0 | -0.5042 | 0 | -0.5042 | 0 | 0 | 0 | 0 | 0 | 0 | 0 | 0 | 0 | 0
1960 | 2025-03-23 | 16 | 0 | 0 | 0 | 0 | 0 | -0.67134 | 0 | -0.67134 | 0 | 0 | 0 | 0 | 0 | 0 | 0 | 0 | 0 | 0
1961 | 2025-03-23 | 17 | 0 | 0 | 0 | 0 | 0 | -0.7211 | 0 | -0.7211 | 0 | 0 | 0 | 0 | 0 | 0 | 0 | 0 | 0 | 0
1962 | 2025-03-23 | 18 | 0 | 0 | 0 | 0 | 0 | -0.53713 | 0 | -0.53713 | 0 | 0 | 0 | 0 | 0 | 0 | 0 | 0 | 0 | 0
1963 | 2025-03-23 | 19 | 0 | 0 | 0 | 0 | 0 | -0.64245 | 0 | -0.64245 | 0 | 0 | 0 | 0 | 0 | 0 | 0 | 0 | 0 | 0
1964 | 2025-03-23 | 20 | 0 | 0 | 0 | 0 | 0 | -0.78012 | 0 | -0.78012 | 0 | 0 | 0 | 0 | 0 | 0 | 0 | 0 | 0 | 0
1965 | 2025-03-23 | 21 | 0 | 0 | 0 | 0 | 0 | -0.90026 | 0 | -0.90026 | 0 | 0 | 0 | 0 | 0 | 0 | 0 | 0 | 0 | 0
1966 | 2025-03-23 | 22 | 0 | 0 | 0 | 0 | 0 | -1.0109 | 0 | -1.0109 | 0 | 0 | 0 | 0 | 0 | 0 | 0 | 0 | 0 | 0
1967 | 2025-03-23 | 23 | 0 | 0 | 0 | 0 | 0 | -1.1153 | 0 | -1.1153 | 0 | 0 | 0 | 0 | 0 | 0 | 0 | 0 | 0 | 0
1968 | 2025-03-23 | 24 | 0 | 0 | 0 | 0 | 0 | -1.2872 | 0 | -1.2872 | 0 | 0 | 0 | 0 | 0 | 0 | 0 | 0 | 0 | 0
1969 | 2025-03-24 | 1 | 0 | 0 | 0 | 0 | 0 | -1.4641 | 0 | -1.4641 | 0 | 0 | 0 | 0 | 0 | 0 | 0 | 0 | 0 | 0
1970 | 2025-03-24 | 2 | 0 | 0 | 0 | 0 | 0 | -1.5392 | 0 | -1.5392 | 0 | 0 | 0 | 0 | 0 | 0 | 0 | 0 | 0 | 0
1971 | 2025-03-24 | 3 | 0 | 0 | 0 | 0 | 0 | -1.6309 | 0 | -1.6309 | 0 | 0 | 0 | 0 | 0 | 0 | 0 | 0 | 0 | 0
1972 | 2025-03-24 | 4 | 0 | 0 | 0 | 0 | 0 | -1.6862 | 0 | -1.6862 | 0 | 0 | 0 | 0 | 0 | 0 | 0 | 0 | 0 | 0
1973 | 2025-03-24 | 5 | 0 | 0 | 0 | 0 | 0 | -1.7503 | 0 | -1.7503 | 0 | 0 | 0 | 0 | 0 | 0 | 0 | 0 | 0 | 0
1974 | 2025-03-24 | 6 | 0 | 0 | 0 | 0 | 0 | -1.7375 | 0 | -1.7375 | 0 | 0 | 0 | 0 | 0 | 0 | 0 | 0 | 0 | 0
1975 | 2025-03-24 | 7 | 0 | 0 | 0 | 0 | 0 | -1.5878 | 0 | -1.5878 | 0 | 0 | 0 | 0 | 0 | 0 | 0 | 0 | 0 | 0
1976 | 2025-03-24 | 8 | 0 | 0 | 0 | 0 | 0 | -1.1768 | 0 | -1.1768 | 0 | 0 | 0 | 0 | 0 | 0 | 0 | 0 | 0 | 0
1977 | 2025-03-24 | 9 | 0 | 0 | 0 | 0 | 0 | -0.90533 | 0 | -0.90533 | 0 | 0 | 0 | 0 | 0 | 0 | 0 | 0 | 0 | 0
1978 | 2025-03-24 | 10 | 0 | 0 | 0 | 0 | 0 | -0.64077 | 0 | -0.64077 | 0 | 0 | 0 | 0 | 0 | 0 | 0 | 0 | 0 | 0
1979 | 2025-03-24 | 11 | 0 | 0 | 0 | 0 | 0 | -0.597 | 0 | -0.597 | 0 | 0 | 0 | 0 | 0 | 0 | 0 | 0 | 0 | 0
1980 | 2025-03-24 | 12 | 0 | 0 | 0 | 0 | 0 | -0.47923 | 0 | -0.47923 | 0 | 0 | 0 | 0 | 0 | 0 | 0 | 0 | 0 | 0
1981 | 2025-03-24 | 13 | 0 | 0 | 0 | 0 | 0 | -0.37141 | 0 | -0.37141 | 0 | 0 | 0 | 0 | 0 | 0 | 0 | 0 | 0 | 0
1982 | 2025-03-24 | 14 | 0 | 0 | 0 | 0 | 0 | -0.26936 | 0 | -0.26936 | 0 | 0 | 0 | 0 | 0 | 0 | 0 | 0 | 0 | 0
1983 | 2025-03-24 | 15 | 0 | 0 | 0 | 0 | 0 | -0.30069 | 0 | -0.30069 | 0 | 0 | 0 | 0 | 0 | 0 | 0 | 0 | 0 | 0
1984 | 2025-03-24 | 16 | 0 | 0 | 0 | 0 | 0 | -0.36536 | 0 | -0.36536 | 0 | 0 | 0 | 0 | 0 | 0 | 0 | 0 | 0 | 0
1985 | 2025-03-24 | 17 | 0 | 0 | 0 | 0 | 0 | -0.44575 | 0 | -0.44575 | 0 | 0 | 0 | 0 | 0 | 0 | 0 | 0 | 0 | 0
1986 | 2025-03-24 | 18 | 0 | 0 | 0 | 0 | 0 | -0.49261 | 0 | -0.49261 | 0 | 0 | 0 | 0 | 0 | 0 | 0 | 0 | 0 | 0
1987 | 2025-03-24 | 19 | 0 | 0 | 0 | 0 | 0 | -0.6016 | 0 | -0.6016 | 0 | 0 | 0 | 0 | 0 | 0 | 0 | 0 | 0 | 0
1988 | 2025-03-24 | 20 | 0 | 0 | 0 | 0 | 0 | -0.7387 | 0 | -0.7387 | 0 | 0 | 0 | 0 | 0 | 0 | 0 | 0 | 0 | 0
1989 | 2025-03-24 | 21 | 0 | 0 | 0 | 0 | 0 | -0.81026 | 0 | -0.81026 | 0 | 0 | 0 | 0 | 0 | 0 | 0 | 0 | 0 | 0
1990 | 2025-03-24 | 22 | 0 | 0 | 0 | 0 | 0 | -0.95584 | 0 | -0.95584 | 0 | 0 | 0 | 0 | 0 | 0 | 0 | 0 | 0 | 0
1991 | 2025-03-24 | 23 | 0 | 0 | 0 | 0 | 0 | -1.2658 | 0 | -1.2658 | 0 | 0 | 0 | 0 | 0 | 0 | 0 | 0 | 0 | 0
1992 | 2025-03-24 | 24 | 0 | 0 | 0 | 0 | 0 | -1.4827 | 0 | -1.4827 | 0 | 0 | 0 | 0 | 0 | 0 | 0 | 0 | 0 | 0
1993 | 2025-03-25 | 1 | 0 | 0 | 0 | 0 | 0 | -1.5787 | 0 | -1.5787 | 0 | 0 | 0 | 0 | 0 | 0 | 0 | 0 | 0 | 0
1994 | 2025-03-25 | 2 | 0 | 0 | 0 | 0 | 0 | -1.5851 | 0 | -1.5851 | 0 | 0 | 0 | 0 | 0 | 0 | 0 | 0 | 0 | 0
1995 | 2025-03-25 | 3 | 0 | 0 | 0 | 0 | 0 | -1.671 | 0 | -1.671 | 0 | 0 | 0 | 0 | 0 | 0 | 0 | 0 | 0 | 0
1996 | 2025-03-25 | 4 | 0 | 0 | 0 | 0 | 0 | -1.8355 | 0 | -1.8355 | 0 | 0 | 0 | 0 | 0 | 0 | 0 | 0 | 0 | 0
1997 | 2025-03-25 | 5 | 0 | 0 | 0 | 0 | 0 | -1.8677 | 0 | -1.8677 | 0 | 0 | 0 | 0 | 0 | 0 | 0 | 0 | 0 | 0
1998 | 2025-03-25 | 6 | 0 | 0 | 0 | 0 | 0 | -1.8599 | 0 | -1.8599 | 0 | 0 | 0 | 0 | 0 | 0 | 0 | 0 | 0 | 0
1999 | 2025-03-25 | 7 | 0 | 0 | 0 | 0 | 0 | -1.7792 | 0 | -1.7792 | 0 | 0 | 0 | 0 | 0 | 0 | 0 | 0 | 0 | 0
2000 | 2025-03-25 | 8 | 0 | 0 | 0 | 0 | 0 | -1.588 | 0 | -1.588 | 0 | 0 | 0 | 0 | 0 | 0 | 0 | 0 | 0 | 0
2001 | 2025-03-25 | 9 | 0 | 0 | 0 | 0 | 0 | -1.3864 | 0 | -1.3864 | 0 | 0 | 0 | 0 | 0 | 0 | 0 | 0 | 0 | 0
2002 | 2025-03-25 | 10 | 0 | 0 | 0 | 0 | 0 | -1.0593 | 0 | -1.0593 | 0 | 0 | 0 | 0 | 0 | 0 | 0 | 0 | 0 | 0
2003 | 2025-03-25 | 11 | 0 | 0 | 0 | 0 | 0 | -0.66232 | 0 | -0.66232 | 0 | 0 | 0 | 0 | 0 | 0 | 0 | 0 | 0 | 0
2004 | 2025-03-25 | 12 | 0 | 0 | 0 | 0 | 0 | -0.51218 | 0 | -0.51218 | 0 | 0 | 0 | 0 | 0 | 0 | 0 | 0 | 0 | 0
2005 | 2025-03-25 | 13 | 0 | 0 | 0 | 0 | 0 | -0.44924 | 0 | -0.44924 | 0 | 0 | 0 | 0 | 0 | 0 | 0 | 0 | 0 | 0
2006 | 2025-03-25 | 14 | 0 | 0 | 0 | 0 | 0 | -0.31671 | 0 | -0.31671 | 0 | 0 | 0 | 0 | 0 | 0 | 0 | 0 | 0 | 0
2007 | 2025-03-25 | 15 | 0 | 0 | 0 | 0 | 0 | -0.17614 | 0 | -0.17614 | 0 | 0 | 0 | 0 | 0 | 0 | 0 | 0 | 0 | 0
2008 | 2025-03-25 | 16 | 0 | 0 | 0 | 0 | 0 | -0.10107 | 0 | -0.10107 | 0 | 0 | 0 | 0 | 0 | 0 | 0 | 0 | 0 | 0
2009 | 2025-03-25 | 17 | 0 | 0 | 0 | 0 | 0 | -0.16306 | 0 | -0.16306 | 0 | 0 | 0 | 0 | 0 | 0 | 0 | 0 | 0 | 0
2010 | 2025-03-25 | 18 | 0 | 0 | 0 | 0 | 0 | -0.26848 | 0 | -0.26848 | 0 | 0 | 0 | 0 | 0 | 0 | 0 | 0 | 0 | 0
2011 | 2025-03-25 | 19 | 0 | 0 | 0 | 0 | 0 | -0.32488 | 0 | -0.32488 | 0 | 0 | 0 | 0 | 0 | 0 | 0 | 0 | 0 | 0
2012 | 2025-03-25 | 20 | 0 | 0 | 0 | 0 | 0 | -0.43858 | 0 | -0.43858 | 0 | 0 | 0 | 0 | 0 | 0 | 0 | 0 | 0 | 0
2013 | 2025-03-25 | 21 | 0 | 0 | 0 | 0 | 0 | -0.49608 | 0 | -0.49608 | 0 | 0 | 0 | 0 | 0 | 0 | 0 | 0 | 0 | 0
2014 | 2025-03-25 | 22 | 0 | 0 | 0 | 0 | 0 | -0.58047 | 0 | -0.58047 | 0 | 0 | 0 | 0 | 0 | 0 | 0 | 0 | 0 | 0
2015 | 2025-03-25 | 23 | 0 | 0 | 0 | 0 | 0 | -0.82304 | 0 | -0.82304 | 0 | 0 | 0 | 0 | 0 | 0 | 0 | 0 | 0 | 0
2016 | 2025-03-25 | 24 | 0 | 0 | 0 | 0 | 0 | -0.99883 | 0 | -0.99883 | 0 | 0 | 0 | 0 | 0 | 0 | 0 | 0 | 0 | 0
2017 | 2025-03-26 | 1 | 0 | 0 | 0 | 0 | 0 | -1.1193 | 0 | -1.1193 | 0 | 0 | 0 | 0 | 0 | 0 | 0 | 0 | 0 | 0
2018 | 2025-03-26 | 2 | 0 | 0 | 0 | 0 | 0 | -1.2185 | 0 | -1.2185 | 0 | 0 | 0 | 0 | 0 | 0 | 0 | 0 | 0 | 0
2019 | 2025-03-26 | 3 | 0 | 0 | 0 | 0 | 0 | -1.3103 | 0 | -1.3103 | 0 | 0 | 0 | 0 | 0 | 0 | 0 | 0 | 0 | 0
2020 | 2025-03-26 | 4 | 0 | 0 | 0 | 0 | 0 | -1.3109 | 0 | -1.3109 | 0 | 0 | 0 | 0 | 0 | 0 | 0 | 0 | 0 | 0
2021 | 2025-03-26 | 5 | 0 | 0 | 0 | 0 | 0 | -1.2844 | 0 | -1.2844 | 0 | 0 | 0 | 0 | 0 | 0 | 0 | 0 | 0 | 0
2022 | 2025-03-26 | 6 | 0 | 0 | 0 | 0 | 0 | -1.299 | 0 | -1.299 | 0 | 0 | 0 | 0 | 0 | 0 | 0 | 0 | 0 | 0
2023 | 2025-03-26 | 7 | 0 | 0 | 0 | 0 | 0 | -1.3438 | 0 | -1.3438 | 0 | 0 | 0 | 0 | 0 | 0 | 0 | 0 | 0 | 0
2024 | 2025-03-26 | 8 | 0 | 0 | 0 | 0 | 0 | -1.2023 | 0 | -1.2023 | 0 | 0 | 0 | 0 | 0 | 0 | 0 | 0 | 0 | 0
2025 | 2025-03-26 | 9 | 0 | 0 | 0 | 0 | 0 | -0.9651 | 0 | -0.9651 | 0 | 0 | 0 | 0 | 0 | 0 | 0 | 0 | 0 | 0
2026 | 2025-03-26 | 10 | 0 | -0.54116 | 0 | -0.53074 | 0 | -0.66546 | 0 | -0.66546 | 0 | 0 | 0 | 0 | 0 | 0 | 0 | 0 | 0 | 0
2027 | 2025-03-26 | 11 | 0 | -0.22083 | 0 | -0.22256 | 0 | -0.36087 | 0 | -0.36087 | 0 | 0 | 0 | 0 | 0 | 0 | 0 | 0 | 0 | 0
2028 | 2025-03-26 | 12 | 0 | -0.065706 | 0 | -0.066003 | 0 | -0.1992 | 0 | -0.1992 | 0 | 0 | 0 | 0 | 0 | 0 | 0 | 0 | 0 | 0
2029 | 2025-03-26 | 13 | 0 | -0.037349 | 0 | -0.037527 | 0 | -0.094323 | 0 | -0.094323 | 0 | 0 | 0 | 0 | 0 | 0 | 0 | 0 | 0 | 0
2030 | 2025-03-26 | 14 | 0 | -0.0076756 | 0 | -0.0076756 | 0 | -0.035296 | 0 | -0.035296 | 0 | 0 | 0 | 0 | 0 | 0 | 0 | 0 | 0 | 0
2031 | 2025-03-26 | 15 | 0 | 0 | 0 | 0 | 0 | 0 | 0 | 0 | 0 | 0 | 0 | 0 | 0 | 0 | 0 | 0 | 0 | 0
2032 | 2025-03-26 | 16 | 0 | -0.016624 | 0 | -0.016624 | 0 | -0.062248 | 0 | -0.062248 | 0 | 0 | 0 | 0 | 0 | 0 | 0 | 0 | 0 | 0
2033 | 2025-03-26 | 17 | 0 | -0.0053622 | 0 | -0.0053622 | 0 | -0.022383 | 0 | -0.022383 | 0 | 0 | 0 | 0 | 0 | 0 | 0 | 0 | 0 | 0
2034 | 2025-03-26 | 18 | 0 | -0.027765 | 0 | -0.027765 | 0 | -0.14042 | 0 | -0.14042 | 0 | 0 | 0 | 0 | 0 | 0 | 0 | 0 | 0 | 0
2035 | 2025-03-26 | 19 | 0 | -0.14683 | 0 | -0.14324 | 0 | -0.22996 | 0 | -0.22996 | 0 | 0 | 0 | 0 | 0 | 0 | 0 | 0 | 0 | 0
2036 | 2025-03-26 | 20 | 0 | 0 | 0 | 0 | 0 | -0.34241 | 0 | -0.34241 | 0 | 0 | 0 | 0 | 0 | 0 | 0 | 0 | 0 | 0
2037 | 2025-03-26 | 21 | 0 | 0 | 0 | 0 | 0 | -0.50259 | 0 | -0.50259 | 0 | 0 | 0 | 0 | 0 | 0 | 0 | 0 | 0 | 0
2038 | 2025-03-26 | 22 | 0 | 0 | 0 | 0 | 0 | -0.64679 | 0 | -0.64679 | 0 | 0 | 0 | 0 | 0 | 0 | 0 | 0 | 0 | 0
2039 | 2025-03-26 | 23 | 0 | 0 | 0 | 0 | 0 | -0.80078 | 0 | -0.80078 | 0 | 0 | 0 | 0 | 0 | 0 | 0 | 0 | 0 | 0
2040 | 2025-03-26 | 24 | 0 | 0 | 0 | 0 | 0 | -0.94376 | 0 | -0.94376 | 0 | 0 | 0 | 0 | 0 | 0 | 0 | 0 | 0 | 0
2041 | 2025-03-27 | 1 | 0 | 0 | 0 | 0 | 0 | -1.0567 | 0 | -1.0567 | 0 | 0 | 0 | 0 | 0 | 0 | 0 | 0 | 0 | 0
2042 | 2025-03-27 | 2 | 0 | 0 | 0 | 0 | 0 | -1.1708 | 0 | -1.1708 | 0 | 0 | 0 | 0 | 0 | 0 | 0 | 0 | 0 | 0
2043 | 2025-03-27 | 3 | 0 | 0 | 0 | 0 | 0 | -1.2712 | 0 | -1.2712 | 0 | 0 | 0 | 0 | 0 | 0 | 0 | 0 | 0 | 0
2044 | 2025-03-27 | 4 | 0 | 0 | 0 | 0 | 0 | -1.341 | 0 | -1.341 | 0 | 0 | 0 | 0 | 0 | 0 | 0 | 0 | 0 | 0
2045 | 2025-03-27 | 5 | 0 | 0 | 0 | 0 | 0 | -1.3011 | 0 | -1.3011 | 0 | 0 | 0 | 0 | 0 | 0 | 0 | 0 | 0 | 0
2046 | 2025-03-27 | 6 | 0 | 0 | 0 | 0 | 0 | -1.2872 | 0 | -1.2872 | 0 | 0 | 0 | 0 | 0 | 0 | 0 | 0 | 0 | 0
2047 | 2025-03-27 | 7 | 0 | 0 | 0 | 0 | 0 | -1.2676 | 0 | -1.2676 | 0 | 0 | 0 | 0 | 0 | 0 | 0 | 0 | 0 | 0
2048 | 2025-03-27 | 8 | 0 | 0 | 0 | 0 | 0 | -1.1567 | 0 | -1.1567 | 0 | 0 | 0 | 0 | 0 | 0 | 0 | 0 | 0 | 0
2049 | 2025-03-27 | 9 | 0 | 0 | 0 | 0 | 0 | -1.0294 | 0 | -1.0294 | 0 | 0 | 0 | 0 | 0 | 0 | 0 | 0 | 0 | 0
2050 | 2025-03-27 | 10 | 0 | -0.80322 | 0 | -0.77968 | 0 | -0.91888 | 0 | -0.91888 | 0 | 0 | 0 | 0 | 0 | 0 | 0 | 0 | 0 | 0
2051 | 2025-03-27 | 11 | 0 | -0.61391 | 0 | -0.6082 | 0 | -0.73823 | 0 | -0.73823 | 0 | 0 | 0 | 0 | 0 | 0 | 0 | 0 | 0 | 0
2052 | 2025-03-27 | 12 | 0 | -0.41668 | 0 | -0.41291 | 0 | -0.54705 | 0 | -0.54705 | 0 | 0 | 0 | 0 | 0 | 0 | 0 | 0 | 0 | 0
2053 | 2025-03-27 | 13 | 0 | -0.38421 | 0 | -0.38076 | 0 | -0.51934 | 0 | -0.51934 | 0 | 0 | 0 | 0 | 0 | 0 | 0 | 0 | 0 | 0
2054 | 2025-03-27 | 14 | 0 | 0 | 0 | 0 | 0 | -0.53526 | 0 | -0.53526 | 0 | 0 | 0 | 0 | 0 | 0 | 0 | 0 | 0 | 0
2055 | 2025-03-27 | 15 | 0 | 0 | 0 | 0 | 0 | -0.58169 | 0 | -0.58169 | 0 | 0 | 0 | 0 | 0 | 0 | 0 | 0 | 0 | 0
2056 | 2025-03-27 | 16 | 0 | -0.51753 | 0 | -0.50762 | 0 | -0.6514 | 0 | -0.6514 | 0 | 0 | 0 | 0 | 0 | 0 | 0 | 0 | 0 | 0
2057 | 2025-03-27 | 17 | 0 | 0 | 0 | 0 | 0 | -0.57916 | 0 | -0.57916 | 0 | 0 | 0 | 0 | 0 | 0 | 0 | 0 | 0 | 0
2058 | 2025-03-27 | 18 | 0 | 0 | 0 | 0 | 0 | -0.6447 | 0 | -0.6447 | 0 | 0 | 0 | 0 | 0 | 0 | 0 | 0 | 0 | 0
2059 | 2025-03-27 | 19 | 0 | 0 | 0 | 0 | 0 | -0.69006 | 0 | -0.69006 | 0 | 0 | 0 | 0 | 0 | 0 | 0 | 0 | 0 | 0
2060 | 2025-03-27 | 20 | 0 | 0 | 0 | 0 | 0 | -0.85442 | 0 | -0.85442 | 0 | 0 | 0 | 0 | 0 | 0 | 0 | 0 | 0 | 0
2061 | 2025-03-27 | 21 | 0 | 0 | 0 | 0 | 0 | -1.0076 | 0 | -1.0076 | 0 | 0 | 0 | 0 | 0 | 0 | 0 | 0 | 0 | 0
2062 | 2025-03-27 | 22 | 0 | 0 | 0 | 0 | 0 | -1.011 | 0 | -1.011 | 0 | 0 | 0 | 0 | 0 | 0 | 0 | 0 | 0 | 0
2063 | 2025-03-27 | 23 | 0 | 0 | 0 | 0 | 0 | -1.1008 | 0 | -1.1008 | 0 | 0 | 0 | 0 | 0 | 0 | 0 | 0 | 0 | 0
2064 | 2025-03-27 | 24 | 0 | 0 | 0 | 0 | 0 | -1.2081 | 0 | -1.2081 | 0 | 0 | 0 | 0 | 0 | 0 | 0 | 0 | 0 | 0
2065 | 2025-03-28 | 1 | 0 | 0 | 0 | 0 | 0 | -1.3215 | 0 | -1.3215 | 0 | 0 | 0 | 0 | 0 | 0 | 0 | 0 | 0 | 0
2066 | 2025-03-28 | 2 | 0 | 0 | 0 | 0 | 0 | -1.2914 | 0 | -1.2914 | 0 | 0 | 0 | 0 | 0 | 0 | 0 | 0 | 0 | 0
2067 | 2025-03-28 | 3 | 0 | 0 | 0 | 0 | 0 | -1.283 | 0 | -1.283 | 0 | 0 | 0 | 0 | 0 | 0 | 0 | 0 | 0 | 0
2068 | 2025-03-28 | 4 | 0 | 0 | 0 | 0 | 0 | -1.3073 | 0 | -1.3073 | 0 | 0 | 0 | 0 | 0 | 0 | 0 | 0 | 0 | 0
2069 | 2025-03-28 | 5 | 0 | 0 | 0 | 0 | 0 | -1.3023 | 0 | -1.3023 | 0 | 0 | 0 | 0 | 0 | 0 | 0 | 0 | 0 | 0
2070 | 2025-03-28 | 6 | 0 | 0 | 0 | 0 | 0 | -1.2568 | 0 | -1.2568 | 0 | 0 | 0 | 0 | 0 | 0 | 0 | 0 | 0 | 0
2071 | 2025-03-28 | 7 | 0 | 0 | 0 | 0 | 0 | -1.2354 | 0 | -1.2354 | 0 | 0 | 0 | 0 | 0 | 0 | 0 | 0 | 0 | 0
2072 | 2025-03-28 | 8 | 0 | 0 | 0 | 0 | 0 | -1.101 | 0 | -1.101 | 0 | 0 | 0 | 0 | 0 | 0 | 0 | 0 | 0 | 0
2073 | 2025-03-28 | 9 | 0 | 0 | 0 | 0 | 0 | -1.0483 | 0 | -1.0483 | 0 | 0 | 0 | 0 | 0 | 0 | 0 | 0 | 0 | 0
2074 | 2025-03-28 | 10 | 0 | 0 | 0 | 0 | 0 | -0.96233 | 0 | -0.96233 | 0 | 0 | 0 | 0 | 0 | 0 | 0 | 0 | 0 | 0
2075 | 2025-03-28 | 11 | 0 | -0.64758 | 0 | -0.64154 | 0 | -0.77389 | 0 | -0.77389 | 0 | 0 | 0 | 0 | 0 | 0 | 0 | 0 | 0 | 0
2076 | 2025-03-28 | 12 | 0 | -0.55941 | 0 | -0.54863 | 0 | -0.68757 | 0 | -0.68757 | 0 | 0 | 0 | 0 | 0 | 0 | 0 | 0 | 0 | 0
2077 | 2025-03-28 | 13 | 0 | -0.5708 | 0 | -0.55978 | 0 | -0.70193 | 0 | -0.70193 | 0 | 0 | 0 | 0 | 0 | 0 | 0 | 0 | 0 | 0
2078 | 2025-03-28 | 14 | 0 | -0.51561 | 0 | -0.51086 | 0 | -0.64949 | 0 | -0.64949 | 0 | 0 | 0 | 0 | 0 | 0 | 0 | 0 | 0 | 0
2079 | 2025-03-28 | 15 | 0 | -0.40907 | 0 | -0.40537 | 0 | -0.5442 | 0 | -0.5442 | 0 | 0 | 0 | 0 | 0 | 0 | 0 | 0 | 0 | 0
2080 | 2025-03-28 | 16 | 0 | -0.39359 | 0 | -0.38622 | 0 | -0.53234 | 0 | -0.53234 | 0 | 0 | 0 | 0 | 0 | 0 | 0 | 0 | 0 | 0
2081 | 2025-03-28 | 17 | 0 | -0.39122 | 0 | -0.38771 | 0 | -0.54689 | 0 | -0.54689 | 0 | 0 | 0 | 0 | 0 | 0 | 0 | 0 | 0 | 0
2082 | 2025-03-28 | 18 | 0 | 0 | 0 | 0 | 0 | -0.48553 | 0 | -0.48553 | 0 | 0 | 0 | 0 | 0 | 0 | 0 | 0 | 0 | 0
2083 | 2025-03-28 | 19 | 0 | -0.29179 | 0 | -0.28408 | 0 | -0.4933 | 0 | -0.4933 | 0 | 0 | 0 | 0 | 0 | 0 | 0 | 0 | 0 | 0
2084 | 2025-03-28 | 20 | 0 | 0 | 0 | 0 | 0 | -0.59003 | 0 | -0.59003 | 0 | 0 | 0 | 0 | 0 | 0 | 0 | 0 | 0 | 0
2085 | 2025-03-28 | 21 | 0 | 0 | 0 | 0 | 0 | -0.66745 | 0 | -0.66745 | 0 | 0 | 0 | 0 | 0 | 0 | 0 | 0 | 0 | 0
2086 | 2025-03-28 | 22 | 0 | 0 | 0 | 0 | 0 | -0.74887 | 0 | -0.74887 | 0 | 0 | 0 | 0 | 0 | 0 | 0 | 0 | 0 | 0
2087 | 2025-03-28 | 23 | 0 | 0 | 0 | 0 | 0 | -0.84177 | 0 | -0.84177 | 0 | 0 | 0 | 0 | 0 | 0 | 0 | 0 | 0 | 0
2088 | 2025-03-28 | 24 | 0 | 0 | 0 | 0 | 0 | -0.98539 | 0 | -0.98539 | 0 | 0 | 0 | 0 | 0 | 0 | 0 | 0 | 0 | 0
2089 | 2025-03-29 | 1 | 0 | 0 | 0 | 0 | 0 | -1.074 | 0 | -1.074 | 0 | 0 | 0 | 0 | 0 | 0 | 0 | 0 | 0 | 0
2090 | 2025-03-29 | 2 | 0 | 0 | 0 | 0 | 0 | -1.113 | 0 | -1.113 | 0 | 0 | 0 | 0 | 0 | 0 | 0 | 0 | 0 | 0
2091 | 2025-03-29 | 3 | 0 | 0 | 0 | 0 | 0 | -1.1638 | 0 | -1.1638 | 0 | 0 | 0 | 0 | 0 | 0 | 0 | 0 | 0 | 0
2092 | 2025-03-29 | 4 | 0 | 0 | 0 | 0 | 0 | -1.2156 | 0 | -1.2156 | 0 | 0 | 0 | 0 | 0 | 0 | 0 | 0 | 0 | 0
2093 | 2025-03-29 | 5 | 0 | 0 | 0 | 0 | 0 | -1.2234 | 0 | -1.2234 | 0 | 0 | 0 | 0 | 0 | 0 | 0 | 0 | 0 | 0
2094 | 2025-03-29 | 6 | 0 | 0 | 0 | 0 | 0 | -1.1971 | 0 | -1.1971 | 0 | 0 | 0 | 0 | 0 | 0 | 0 | 0 | 0 | 0
2095 | 2025-03-29 | 7 | 0 | 0 | 0 | 0 | 0 | -1.1431 | 0 | -1.1431 | 0 | 0 | 0 | 0 | 0 | 0 | 0 | 0 | 0 | 0
2096 | 2025-03-29 | 8 | 0 | 0 | 0 | 0 | 0 | -0.89246 | 0 | -0.89246 | 0 | 0 | 0 | 0 | 0 | 0 | 0 | 0 | 0 | 0
2097 | 2025-03-29 | 9 | 0 | 0 | 0 | 0 | 0 | -0.71855 | 0 | -0.71855 | 0 | 0 | 0 | 0 | 0 | 0 | 0 | 0 | 0 | 0
2098 | 2025-03-29 | 10 | 0 | -0.23393 | 0 | -0.23577 | 0 | -0.37213 | 0 | -0.37213 | 0 | 0 | 0 | 0 | 0 | 0 | 0 | 0 | 0 | 0
2099 | 2025-03-29 | 11 | 0 | -0.098621 | 0 | -0.097294 | 0 | -0.23857 | 0 | -0.23857 | 0 | 0 | 0 | 0 | 0 | 0 | 0 | 0 | 0 | 0
2100 | 2025-03-29 | 12 | 0 | -0.10684 | 0 | -0.10462 | 0 | -0.24799 | 0 | -0.24799 | 0 | 0 | 0 | 0 | 0 | 0 | 0 | 0 | 0 | 0
2101 | 2025-03-29 | 13 | 0 | -0.07896 | 0 | -0.078498 | 0 | -0.19432 | 0 | -0.19432 | 0 | 0 | 0 | 0 | 0 | 0 | 0 | 0 | 0 | 0
2102 | 2025-03-29 | 14 | 0 | -0.039428 | 0 | -0.039242 | 0 | -0.087053 | 0 | -0.087053 | 0 | 0 | 0 | 0 | 0 | 0 | 0 | 0 | 0 | 0
2103 | 2025-03-29 | 15 | 0 | -0.0032955 | 0 | -0.0032955 | 0 | -0.01413 | 0 | -0.01413 | 0 | 0 | 0 | 0 | 0 | 0 | 0 | 0 | 0 | 0
2104 | 2025-03-29 | 16 | 0 | 0 | 0 | 0 | 0 | 0 | 0 | 0 | 0 | 0 | 0 | 0 | 0 | 0 | 0 | 0 | 0 | 0
2105 | 2025-03-29 | 17 | 0 | 0 | 0 | 0 | 0 | 0 | 0 | 0 | 0 | 0 | 0 | 0 | 0 | 0 | 0 | 0 | 0 | 0
2106 | 2025-03-29 | 18 | 0 | 0 | 0 | 0 | 0 | 0 | 0 | 0 | 0 | 0 | 0 | 0 | 0 | 0 | 0 | 0 | 0 | 0
2107 | 2025-03-29 | 19 | 0 | 0 | 0 | 0 | 0 | 0 | 0 | 0 | 0 | 0 | 0 | 0 | 0 | 0 | 0 | 0 | 0 | 0
2108 | 2025-03-29 | 20 | 0 | -0.031032 | 0 | -0.031032 | 0 | -0.12374 | 0 | -0.12374 | 0 | 0 | 0 | 0 | 0 | 0 | 0 | 0 | 0 | 0
2109 | 2025-03-29 | 21 | 0 | -0.10177 | 0 | -0.099733 | 0 | -0.25998 | 0 | -0.25998 | 0 | 0 | 0 | 0 | 0 | 0 | 0 | 0 | 0 | 0
2110 | 2025-03-29 | 22 | 0 | 0 | 0 | 0 | 0 | -0.35493 | 0 | -0.35493 | 0 | 0 | 0 | 0 | 0 | 0 | 0 | 0 | 0 | 0
2111 | 2025-03-29 | 23 | 0 | 0 | 0 | 0 | 0 | -0.54066 | 0 | -0.54066 | 0 | 0 | 0 | 0 | 0 | 0 | 0 | 0 | 0 | 0
2112 | 2025-03-29 | 24 | 0 | 0 | 0 | 0 | 0 | -0.74923 | 0 | -0.74923 | 0 | 0 | 0 | 0 | 0 | 0 | 0 | 0 | 0 | 0
2113 | 2025-03-30 | 1 | 0 | 0 | 0 | 0 | 0 | -0.92885 | 0 | -0.92885 | 0 | 0 | 0 | 0 | 0 | 0 | 0 | 0 | 0 | 0
2114 | 2025-03-30 | 2 | 0 | 0 | 0 | 0 | 0 | -1.0359 | 0 | -1.0359 | 0 | 0 | 0 | 0 | 0 | 0 | 0 | 0 | 0 | 0
2115 | 2025-03-30 | 3 | 0 | 0 | 0 | 0 | 0 | -1.1537 | 0 | -1.1537 | 0 | 0 | 0 | 0 | 0 | 0 | 0 | 0 | 0 | 0
2116 | 2025-03-30 | 4 | 0 | 0 | 0 | 0 | 0 | -1.1935 | 0 | -1.1935 | 0 | 0 | 0 | 0 | 0 | 0 | 0 | 0 | 0 | 0
2117 | 2025-03-30 | 5 | 0 | 0 | 0 | 0 | 0 | -1.2363 | 0 | -1.2363 | 0 | 0 | 0 | 0 | 0 | 0 | 0 | 0 | 0 | 0
2118 | 2025-03-30 | 6 | 0 | 0 | 0 | 0 | 0 | -1.265 | 0 | -1.265 | 0 | 0 | 0 | 0 | 0 | 0 | 0 | 0 | 0 | 0
2119 | 2025-03-30 | 7 | 0 | 0 | 0 | 0 | 0 | -1.169 | 0 | -1.169 | 0 | 0 | 0 | 0 | 0 | 0 | 0 | 0 | 0 | 0
2120 | 2025-03-30 | 8 | 0 | 0 | 0 | 0 | 0 | -0.80547 | 0 | -0.80547 | 0 | 0 | 0 | 0 | 0 | 0 | 0 | 0 | 0 | 0
2121 | 2025-03-30 | 9 | 0 | 0 | 0 | 0 | 0 | -0.57044 | 0 | -0.57044 | 0 | 0 | 0 | 0 | 0 | 0 | 0 | 0 | 0 | 0
2122 | 2025-03-30 | 10 | 0 | 0 | 0 | 0 | 0 | -0.39677 | 0 | -0.39677 | 0 | 0 | 0 | 0 | 0 | 0 | 0 | 0 | 0 | 0
2123 | 2025-03-30 | 11 | 0 | -0.10576 | 0 | -0.10357 | 0 | -0.24751 | 0 | -0.24751 | 0 | 0 | 0 | 0 | 0 | 0 | 0 | 0 | 0 | 0
2124 | 2025-03-30 | 12 | 0 | -0.054617 | 0 | -0.05442 | 0 | -0.19985 | 0 | -0.19985 | 0 | 0 | 0 | 0 | 0 | 0 | 0 | 0 | 0 | 0
2125 | 2025-03-30 | 13 | 0 | -0.066721 | 0 | -0.067123 | 0 | -0.12215 | 0 | -0.12215 | 0 | 0 | 0 | 0 | 0 | 0 | 0 | 0 | 0 | 0
2126 | 2025-03-30 | 14 | 0 | -0.0076741 | 0 | -0.0077082 | 0 | -0.022996 | 0 | -0.022996 | 0 | 0 | 0 | 0 | 0 | 0 | 0 | 0 | 0 | 0
2127 | 2025-03-30 | 15 | 0 | 0 | 0 | 0 | 0 | 0 | 0 | 0 | 0 | 0 | 0 | 0 | 0 | 0 | 0 | 0 | 0 | 0
2128 | 2025-03-30 | 16 | 0 | 0 | 0 | 0 | 0 | 0 | 0 | 0 | 0 | 0 | 0 | 0 | 0 | 0 | 0 | 0 | 0 | 0
2129 | 2025-03-30 | 17 | 0 | 0 | 0 | 0 | 0 | 0 | 0 | 0 | 0 | 0 | 0 | 0 | 0 | 0 | 0 | 0 | 0 | 0
2130 | 2025-03-30 | 18 | 0 | 0 | 0 | 0 | 0 | 0 | 0 | 0 | 0 | 0 | 0 | 0 | 0 | 0 | 0 | 0 | 0 | 0
2131 | 2025-03-30 | 19 | 0 | 0 | 0 | 0 | 0 | -0.041733 | 0 | -0.041733 | 0 | 0 | 0 | 0 | 0 | 0 | 0 | 0 | 0 | 0
2132 | 2025-03-30 | 20 | 0 | 0 | 0 | 0 | 0 | -0.26776 | 0 | -0.26776 | 0 | 0 | 0 | 0 | 0 | 0 | 0 | 0 | 0 | 0
2133 | 2025-03-30 | 21 | 0 | 0 | 0 | 0 | 0 | -0.21006 | 0 | -0.21006 | 0 | 0 | 0 | 0 | 0 | 0 | 0 | 0 | 0 | 0
2134 | 2025-03-30 | 22 | 0 | 0 | 0 | 0 | 0 | -0.32924 | 0 | -0.32924 | 0 | 0 | 0 | 0 | 0 | 0 | 0 | 0 | 0 | 0
2135 | 2025-03-30 | 23 | 0 | 0 | 0 | 0 | 0 | -0.50804 | 0 | -0.50804 | 0 | 0 | 0 | 0 | 0 | 0 | 0 | 0 | 0 | 0
2136 | 2025-03-30 | 24 | 0 | 0 | 0 | 0 | 0 | -0.69757 | 0 | -0.69757 | 0 | 0 | 0 | 0 | 0 | 0 | 0 | 0 | 0 | 0
2137 | 2025-03-31 | 1 | 0 | 0 | 0 | 0 | 0 | -0.82842 | 0 | -0.82842 | 0 | 0 | 0 | 0 | 0 | 0 | 0 | 0 | 0 | 0
2138 | 2025-03-31 | 2 | 0 | 0 | 0 | 0 | 0 | -0.96379 | 0 | -0.96379 | 0 | 0 | 0 | 0 | 0 | 0 | 0 | 0 | 0 | 0
2139 | 2025-03-31 | 3 | 0 | 0 | 0 | 0 | 0 | -1.0421 | 0 | -1.0421 | 0 | 0 | 0 | 0 | 0 | 0 | 0 | 0 | 0 | 0
2140 | 2025-03-31 | 4 | 0 | 0 | 0 | 0 | 0 | -1.113 | 0 | -1.113 | 0 | 0 | 0 | 0 | 0 | 0 | 0 | 0 | 0 | 0
2141 | 2025-03-31 | 5 | 0 | 0 | 0 | 0 | 0 | -1.12 | 0 | -1.12 | 0 | 0 | 0 | 0 | 0 | 0 | 0 | 0 | 0 | 0
2142 | 2025-03-31 | 6 | 0 | 0 | 0 | 0 | 0 | -1.1115 | 0 | -1.1115 | 0 | 0 | 0 | 0 | 0 | 0 | 0 | 0 | 0 | 0
2143 | 2025-03-31 | 7 | 0 | 0 | 0 | 0 | 0 | -1.0546 | 0 | -1.0546 | 0 | 0 | 0 | 0 | 0 | 0 | 0 | 0 | 0 | 0
2144 | 2025-03-31 | 8 | 0 | 0 | 0 | 0 | 0 | -0.87848 | 0 | -0.87848 | 0 | 0 | 0 | 0 | 0 | 0 | 0 | 0 | 0 | 0
2145 | 2025-03-31 | 9 | 0 | -0.60549 | 0 | -0.59378 | 0 | -0.73254 | 0 | -0.73254 | 0 | 0 | 0 | 0 | 0 | 0 | 0 | 0 | 0 | 0
2146 | 2025-03-31 | 10 | 0 | -0.30762 | 0 | -0.30801 | 0 | -0.44301 | 0 | -0.44301 | 0 | 0 | 0 | 0 | 0 | 0 | 0 | 0 | 0 | 0
2147 | 2025-03-31 | 11 | 0 | -0.1856 | 0 | -0.18411 | 0 | -0.3253 | 0 | -0.3253 | 0 | 0 | 0 | 0 | 0 | 0 | 0 | 0 | 0 | 0
2148 | 2025-03-31 | 12 | 0 | -0.26856 | 0 | -0.27072 | 0 | -0.40484 | 0 | -0.40484 | 0 | 0 | 0 | 0 | 0 | 0 | 0 | 0 | 0 | 0
2149 | 2025-03-31 | 13 | 0 | -0.23642 | 0 | -0.23829 | 0 | -0.376 | 0 | -0.376 | 0 | 0 | 0 | 0 | 0 | 0 | 0 | 0 | 0 | 0
2150 | 2025-03-31 | 14 | 0 | -0.23838 | 0 | -0.23419 | 0 | -0.37641 | 0 | -0.37641 | 0 | 0 | 0 | 0 | 0 | 0 | 0 | 0 | 0 | 0
2151 | 2025-03-31 | 15 | 0 | -0.24507 | 0 | -0.24075 | 0 | -0.38282 | 0 | -0.38282 | 0 | 0 | 0 | 0 | 0 | 0 | 0 | 0 | 0 | 0
2152 | 2025-03-31 | 16 | 0 | -0.27213 | 0 | -0.27247 | 0 | -0.41708 | 0 | -0.41708 | 0 | 0 | 0 | 0 | 0 | 0 | 0 | 0 | 0 | 0
2153 | 2025-03-31 | 17 | 0 | 0 | 0 | 0 | 0 | -0.50302 | 0 | -0.50302 | 0 | 0 | 0 | 0 | 0 | 0 | 0 | 0 | 0 | 0
2154 | 2025-03-31 | 18 | 0 | -0.42583 | 0 | -0.41397 | 0 | -0.61043 | 0 | -0.61043 | 0 | 0 | 0 | 0 | 0 | 0 | 0 | 0 | 0 | 0
2155 | 2025-03-31 | 19 | 0 | 0 | 0 | 0 | 0 | -0.65028 | 0 | -0.65028 | 0 | 0 | 0 | 0 | 0 | 0 | 0 | 0 | 0 | 0
2156 | 2025-03-31 | 20 | 0 | 0 | 0 | 0 | 0 | -0.59501 | 0 | -0.59501 | 0 | 0 | 0 | 0 | 0 | 0 | 0 | 0 | 0 | 0
2157 | 2025-03-31 | 21 | 0 | 0 | 0 | 0 | 0 | -0.58848 | 0 | -0.58848 | 0 | 0 | 0 | 0 | 0 | 0 | 0 | 0 | 0 | 0
2158 | 2025-03-31 | 22 | 0 | 0 | 0 | 0 | 0 | -0.72981 | 0 | -0.72981 | 0 | 0 | 0 | 0 | 0 | 0 | 0 | 0 | 0 | 0
2159 | 2025-03-31 | 23 | 0 | 0 | 0 | 0 | 0 | -0.83864 | 0 | -0.83864 | 0 | 0 | 0 | 0 | 0 | 0 | 0 | 0 | 0 | 0
2160 | 2025-03-31 | 24 | 0 | 0 | 0 | 0 | 0 | -0.97373 | 0 | -0.97373 | 0 | 0 | 0 | 0 | 0 | 0 | 0 | 0 | 0 | 0
2161 | 2025-04-01 | 1 | 0 | 0 | 0 | 0 | 0 | -1.2711 | 0 | -1.2711 | 0 | 0 | 0 | 0 | 0 | 0 | 0 | 0 | 0 | 0
2162 | 2025-04-01 | 2 | 0 | 0 | 0 | 0 | 0 | -1.5279 | 0 | -1.5279 | 0 | 0 | 0 | 0 | 0 | 0 | 0 | 0 | 0 | 0
2163 | 2025-04-01 | 3 | 0 | 0 | 0 | 0 | 0 | -1.5214 | 0 | -1.5214 | 0 | 0 | 0 | 0 | 0 | 0 | 0 | 0 | 0 | 0
2164 | 2025-04-01 | 4 | 0 | 0 | 0 | 0 | 0 | -1.4327 | 0 | -1.4327 | 0 | 0 | 0 | 0 | 0 | 0 | 0 | 0 | 0 | 0
2165 | 2025-04-01 | 5 | 0 | 0 | 0 | 0 | 0 | -1.2873 | 0 | -1.2873 | 0 | 0 | 0 | 0 | 0 | 0 | 0 | 0 | 0 | 0
2166 | 2025-04-01 | 6 | 0 | 0 | 0 | 0 | 0 | -1.179 | 0 | -1.179 | 0 | 0 | 0 | 0 | 0 | 0 | 0 | 0 | 0 | 0
2167 | 2025-04-01 | 7 | 0 | 0 | 0 | 0 | 0 | -1.0731 | 0 | -1.0731 | 0 | 0 | 0 | 0 | 0 | 0 | 0 | 0 | 0 | 0
2168 | 2025-04-01 | 8 | 0 | 0 | 0 | 0 | 0 | -0.98144 | 0 | -0.98144 | 0 | 0 | 0 | 0 | 0 | 0 | 0 | 0 | 0 | 0
2169 | 2025-04-01 | 9 | 0 | 0 | 0 | 0 | 0 | -0.98352 | 0 | -0.98352 | 0 | 0 | 0 | 0 | 0 | 0 | 0 | 0 | 0 | 0
2170 | 2025-04-01 | 10 | 0 | 0 | 0 | 0 | 0 | -1.0181 | 0 | -1.0181 | 0 | 0 | 0 | 0 | 0 | 0 | 0 | 0 | 0 | 0
2171 | 2025-04-01 | 11 | 0 | -0.92217 | 0 | -0.89498 | 0 | -1.0356 | 0 | -1.0356 | 0 | 0 | 0 | 0 | 0 | 0 | 0 | 0 | 0 | 0
2172 | 2025-04-01 | 12 | 0 | 0 | 0 | 0 | 0 | -1.0424 | 0 | -1.0424 | 0 | 0 | 0 | 0 | 0 | 0 | 0 | 0 | 0 | 0
2173 | 2025-04-01 | 13 | 0 | -0.75194 | 0 | -0.73722 | 0 | -0.87935 | 0 | -0.87935 | 0 | 0 | 0 | 0 | 0 | 0 | 0 | 0 | 0 | 0
2174 | 2025-04-01 | 14 | 0 | -0.36247 | 0 | -0.35925 | 0 | -0.50149 | 0 | -0.50149 | 0 | 0 | 0 | 0 | 0 | 0 | 0 | 0 | 0 | 0
2175 | 2025-04-01 | 15 | 0 | -0.11413 | 0 | -0.11486 | 0 | -0.25992 | 0 | -0.25992 | 0 | 0 | 0 | 0 | 0 | 0 | 0 | 0 | 0 | 0
2176 | 2025-04-01 | 16 | 0 | -0.070847 | 0 | -0.071188 | 0 | -0.21911 | 0 | -0.21911 | 0 | 0 | 0 | 0 | 0 | 0 | 0 | 0 | 0 | 0
2177 | 2025-04-01 | 17 | 0 | -0.081786 | 0 | -0.082194 | 0 | -0.25298 | 0 | -0.25298 | 0 | 0 | 0 | 0 | 0 | 0 | 0 | 0 | 0 | 0
2178 | 2025-04-01 | 18 | 0 | -0.09793 | 0 | -0.098028 | 0 | -0.17026 | 0 | -0.17026 | 0 | 0 | 0 | 0 | 0 | 0 | 0 | 0 | 0 | 0
2179 | 2025-04-01 | 19 | 0 | -0.1349 | 0 | -0.13289 | 0 | -0.30014 | 0 | -0.30014 | 0 | 0 | 0 | 0 | 0 | 0 | 0 | 0 | 0 | 0
2180 | 2025-04-01 | 20 | 0 | -0.28547 | 0 | -0.27786 | 0 | -0.45469 | 0 | -0.45469 | 0 | 0 | 0 | 0 | 0 | 0 | 0 | 0 | 0 | 0
2181 | 2025-04-01 | 21 | 0 | 0 | 0 | 0 | 0 | -0.51237 | 0 | -0.51237 | 0 | 0 | 0 | 0 | 0 | 0 | 0 | 0 | 0 | 0
2182 | 2025-04-01 | 22 | 0 | 0 | 0 | 0 | 0 | -0.52009 | 0 | -0.52009 | 0 | 0 | 0 | 0 | 0 | 0 | 0 | 0 | 0 | 0
2183 | 2025-04-01 | 23 | 0 | 0 | 0 | 0 | 0 | -0.66675 | 0 | -0.66675 | 0 | 0 | 0 | 0 | 0 | 0 | 0 | 0 | 0 | 0
2184 | 2025-04-01 | 24 | 0 | 0 | 0 | 0 | 0 | -0.80835 | 0 | -0.80835 | 0 | 0 | 0 | 0 | 0 | 0 | 0 | 0 | 0 | 0
2185 | 2025-04-02 | 1 | 0 | 0 | 0 | 0 | 0 | -0.87423 | 0 | -0.87423 | 0 | 0 | 0 | 0 | 0 | 0 | 0 | 0 | 0 | 0
2186 | 2025-04-02 | 2 | 0 | 0 | 0 | 0 | 0 | -1.0248 | 0 | -1.0248 | 0 | 0 | 0 | 0 | 0 | 0 | 0 | 0 | 0 | 0
2187 | 2025-04-02 | 3 | 0 | 0 | 0 | 0 | 0 | -1.1283 | 0 | -1.1283 | 0 | 0 | 0 | 0 | 0 | 0 | 0 | 0 | 0 | 0
2188 | 2025-04-02 | 4 | 0 | 0 | 0 | 0 | 0 | -1.1592 | 0 | -1.1592 | 0 | 0 | 0 | 0 | 0 | 0 | 0 | 0 | 0 | 0
2189 | 2025-04-02 | 5 | 0 | 0 | 0 | 0 | 0 | -1.1711 | 0 | -1.1711 | 0 | 0 | 0 | 0 | 0 | 0 | 0 | 0 | 0 | 0
2190 | 2025-04-02 | 6 | 0 | 0 | 0 | 0 | 0 | -1.1415 | 0 | -1.1415 | 0 | 0 | 0 | 0 | 0 | 0 | 0 | 0 | 0 | 0
2191 | 2025-04-02 | 7 | 0 | 0 | 0 | 0 | 0 | -1.0957 | 0 | -1.0957 | 0 | 0 | 0 | 0 | 0 | 0 | 0 | 0 | 0 | 0
2192 | 2025-04-02 | 8 | 0 | 0 | 0 | 0 | 0 | -0.74893 | 0 | -0.74893 | 0 | 0 | 0 | 0 | 0 | 0 | 0 | 0 | 0 | 0
2193 | 2025-04-02 | 9 | 0 | -0.33527 | 0 | -0.32607 | 0 | -0.46636 | 0 | -0.46636 | 0 | 0 | 0 | 0 | 0 | 0 | 0 | 0 | 0 | 0
2194 | 2025-04-02 | 10 | 0 | -0.11249 | 0 | -0.1126 | 0 | -0.22049 | 0 | -0.22049 | 0 | 0 | 0 | 0 | 0 | 0 | 0 | 0 | 0 | 0
2195 | 2025-04-02 | 11 | 0 | -0.010472 | 0 | -0.010475 | 0 | -0.055407 | 0 | -0.055407 | 0 | 0 | 0 | 0 | 0 | 0 | 0 | 0 | 0 | 0
2196 | 2025-04-02 | 12 | 0 | -0.0053984 | 0 | -0.0053984 | 0 | -0.028491 | 0 | -0.028491 | 0 | 0 | 0 | 0 | 0 | 0 | 0 | 0 | 0 | 0
2197 | 2025-04-02 | 13 | 0 | -0.014029 | 0 | -0.014029 | 0 | -0.067358 | 0 | -0.067358 | 0 | 0 | 0 | 0 | 0 | 0 | 0 | 0 | 0 | 0
2198 | 2025-04-02 | 14 | 0 | -0.026344 | 0 | -0.02635 | 0 | -0.07337 | 0 | -0.07337 | 0 | 0 | 0 | 0 | 0 | 0 | 0 | 0 | 0 | 0
2199 | 2025-04-02 | 15 | 0 | -0.011346 | 0 | -0.011346 | 0 | -0.05861 | 0 | -0.05861 | 0 | 0 | 0 | 0 | 0 | 0 | 0 | 0 | 0 | 0
2200 | 2025-04-02 | 16 | 0 | -0.018597 | 0 | -0.018597 | 0 | -0.085758 | 0 | -0.085758 | 0 | 0 | 0 | 0 | 0 | 0 | 0 | 0 | 0 | 0
2201 | 2025-04-02 | 17 | 0 | 0 | 0 | 0 | 0 | 0 | 0 | 0 | 0 | 0 | 0 | 0 | 0 | 0 | 0 | 0 | 0 | 0
2202 | 2025-04-02 | 18 | 0 | -0.021582 | 0 | -0.021582 | 0 | -0.12315 | 0 | -0.12315 | 0 | 0 | 0 | 0 | 0 | 0 | 0 | 0 | 0 | 0
2203 | 2025-04-02 | 19 | 0 | -0.071866 | 0 | -0.072271 | 0 | -0.2154 | 0 | -0.2154 | 0 | 0 | 0 | 0 | 0 | 0 | 0 | 0 | 0 | 0
2204 | 2025-04-02 | 20 | 0 | -0.15746 | 0 | -0.15855 | 0 | -0.35441 | 0 | -0.35441 | 0 | 0 | 0 | 0 | 0 | 0 | 0 | 0 | 0 | 0
2205 | 2025-04-02 | 21 | 0 | -0.28938 | 0 | -0.29171 | 0 | -0.46478 | 0 | -0.46478 | 0 | 0 | 0 | 0 | 0 | 0 | 0 | 0 | 0 | 0
2206 | 2025-04-02 | 22 | 0 | -0.37932 | 0 | -0.38247 | 0 | -0.55486 | 0 | -0.55486 | 0 | 0 | 0 | 0 | 0 | 0 | 0 | 0 | 0 | 0
2207 | 2025-04-02 | 23 | 0 | -0.54265 | 0 | -0.54733 | 0 | -0.71158 | 0 | -0.71158 | 0 | 0 | 0 | 0 | 0 | 0 | 0 | 0 | 0 | 0
2208 | 2025-04-02 | 24 | 0 | -0.72355 | 0 | -0.71678 | 0 | -0.86789 | 0 | -0.86789 | 0 | 0 | 0 | 0 | 0 | 0 | 0 | 0 | 0 | 0
2209 | 2025-04-03 | 1 | 0 | -0.8195 | 0 | -0.81176 | 0 | -0.942 | 0 | -0.942 | 0 | 0 | 0 | 0 | 0 | 0 | 0 | 0 | 0 | 0
2210 | 2025-04-03 | 2 | 0 | -0.85758 | 0 | -0.84946 | 0 | -0.96971 | 0 | -0.96971 | 0 | 0 | 0 | 0 | 0 | 0 | 0 | 0 | 0 | 0
2211 | 2025-04-03 | 3 | 0 | -0.95426 | 0 | -0.95558 | 0 | -1.0588 | 0 | -1.0588 | 0 | 0 | 0 | 0 | 0 | 0 | 0 | 0 | 0 | 0
2212 | 2025-04-03 | 4 | 0 | -1.0698 | 0 | -1.0596 | 0 | -1.1643 | 0 | -1.1643 | 0 | 0 | 0 | 0 | 0 | 0 | 0 | 0 | 0 | 0
2213 | 2025-04-03 | 5 | 0 | -1.1716 | 0 | -1.1482 | 0 | -1.2533 | 0 | -1.2533 | 0 | 0 | 0 | 0 | 0 | 0 | 0 | 0 | 0 | 0
2214 | 2025-04-03 | 6 | 0 | -1.1926 | 0 | -1.1943 | 0 | -1.2872 | 0 | -1.2872 | 0 | 0 | 0 | 0 | 0 | 0 | 0 | 0 | 0 | 0
2215 | 2025-04-03 | 7 | 0 | -1.213 | 0 | -1.1888 | 0 | -1.3053 | 0 | -1.3053 | 0 | 0 | 0 | 0 | 0 | 0 | 0 | 0 | 0 | 0
2216 | 2025-04-03 | 8 | 0 | -1.1887 | 0 | -1.1773 | 0 | -1.2979 | 0 | -1.2979 | 0 | 0 | 0 | 0 | 0 | 0 | 0 | 0 | 0 | 0
2217 | 2025-04-03 | 9 | 0 | -1.2393 | 0 | -1.2274 | 0 | -1.3499 | 0 | -1.3499 | 0 | 0 | 0 | 0 | 0 | 0 | 0 | 0 | 0 | 0
2218 | 2025-04-03 | 10 | 0 | -1.2876 | 0 | -1.2619 | 0 | -1.3904 | 0 | -1.3904 | 0 | 0 | 0 | 0 | 0 | 0 | 0 | 0 | 0 | 0
2219 | 2025-04-03 | 11 | 0 | -1.1855 | 0 | -1.1618 | 0 | -1.2927 | 0 | -1.2927 | 0 | 0 | 0 | 0 | 0 | 0 | 0 | 0 | 0 | 0
2220 | 2025-04-03 | 12 | 0 | -1.1282 | 0 | -1.1174 | 0 | -1.2438 | 0 | -1.2438 | 0 | 0 | 0 | 0 | 0 | 0 | 0 | 0 | 0 | 0
2221 | 2025-04-03 | 13 | 0 | -1.0559 | 0 | -1.0459 | 0 | -1.1773 | 0 | -1.1773 | 0 | 0 | 0 | 0 | 0 | 0 | 0 | 0 | 0 | 0
2222 | 2025-04-03 | 14 | 0 | -0.92236 | 0 | -0.91361 | 0 | -1.0475 | 0 | -1.0475 | 0 | 0 | 0 | 0 | 0 | 0 | 0 | 0 | 0 | 0
2223 | 2025-04-03 | 15 | 0 | -0.88262 | 0 | -0.87426 | 0 | -1.0085 | 0 | -1.0085 | 0 | 0 | 0 | 0 | 0 | 0 | 0 | 0 | 0 | 0
2224 | 2025-04-03 | 16 | 0 | -0.86657 | 0 | -0.85837 | 0 | -0.99701 | 0 | -0.99701 | 0 | 0 | 0 | 0 | 0 | 0 | 0 | 0 | 0 | 0
2225 | 2025-04-03 | 17 | 0 | -0.63954 | 0 | -0.6404 | 0 | -0.79651 | 0 | -0.79651 | 0 | 0 | 0 | 0 | 0 | 0 | 0 | 0 | 0 | 0
2226 | 2025-04-03 | 18 | 0 | -0.46416 | 0 | -0.45542 | 0 | -0.65099 | 0 | -0.65099 | 0 | 0 | 0 | 0 | 0 | 0 | 0 | 0 | 0 | 0
2227 | 2025-04-03 | 19 | 0 | -0.49828 | 0 | -0.48887 | 0 | -0.69547 | 0 | -0.69547 | 0 | 0 | 0 | 0 | 0 | 0 | 0 | 0 | 0 | 0
2228 | 2025-04-03 | 20 | 0 | 0 | 0 | 0 | 0 | -0.80303 | 0 | -0.80303 | 0 | 0 | 0 | 0 | 0 | 0 | 0 | 0 | 0 | 0
2229 | 2025-04-03 | 21 | 0 | 0 | 0 | 0 | 0 | -0.84732 | 0 | -0.84732 | 0 | 0 | 0 | 0 | 0 | 0 | 0 | 0 | 0 | 0
2230 | 2025-04-03 | 22 | 0 | 0 | 0 | 0 | 0 | -0.99847 | 0 | -0.99847 | 0 | 0 | 0 | 0 | 0 | 0 | 0 | 0 | 0 | 0
2231 | 2025-04-03 | 23 | 0 | 0 | 0 | 0 | 0 | -1.1862 | 0 | -1.1862 | 0 | 0 | 0 | 0 | 0 | 0 | 0 | 0 | 0 | 0
2232 | 2025-04-03 | 24 | 0 | 0 | 0 | 0 | 0 | -1.2664 | 0 | -1.2664 | 0 | 0 | 0 | 0 | 0 | 0 | 0 | 0 | 0 | 0
2233 | 2025-04-04 | 1 | 0 | 0 | 0 | 0 | 0 | -1.3841 | 0 | -1.3841 | 0 | 0 | 0 | 0 | 0 | 0 | 0 | 0 | 0 | 0
2234 | 2025-04-04 | 2 | 0 | 0 | 0 | 0 | 0 | -1.4625 | 0 | -1.4625 | 0 | 0 | 0 | 0 | 0 | 0 | 0 | 0 | 0 | 0
2235 | 2025-04-04 | 3 | 0 | 0 | 0 | 0 | 0 | -1.4295 | 0 | -1.4295 | 0 | 0 | 0 | 0 | 0 | 0 | 0 | 0 | 0 | 0
2236 | 2025-04-04 | 4 | 0 | 0 | 0 | 0 | 0 | -1.5051 | 0 | -1.5051 | 0 | 0 | 0 | 0 | 0 | 0 | 0 | 0 | 0 | 0
2237 | 2025-04-04 | 5 | 0 | 0 | 0 | 0 | 0 | -1.6186 | 0 | -1.6186 | 0 | 0 | 0 | 0 | 0 | 0 | 0 | 0 | 0 | 0
2238 | 2025-04-04 | 6 | 0 | 0 | 0 | 0 | 0 | -1.6347 | 0 | -1.6347 | 0 | 0 | 0 | 0 | 0 | 0 | 0 | 0 | 0 | 0
2239 | 2025-04-04 | 7 | 0 | 0 | 0 | 0 | 0 | -1.808 | 0 | -1.808 | 0 | 0 | 0 | 0 | 0 | 0 | 0 | 0 | 0 | 0
2240 | 2025-04-04 | 8 | 0 | 0 | 0 | 0 | 0 | -1.7269 | 0 | -1.7269 | 0 | 0 | 0 | 0 | 0 | 0 | 0 | 0 | 0 | 0
2241 | 2025-04-04 | 9 | 0 | 0 | 0 | 0 | 0 | -1.661 | 0 | -1.661 | 0 | 0 | 0 | 0 | 0 | 0 | 0 | 0 | 0 | 0
2242 | 2025-04-04 | 10 | 0 | 0 | 0 | 0 | 0 | -1.5417 | 0 | -1.5417 | 0 | 0 | 0 | 0 | 0 | 0 | 0 | 0 | 0 | 0
2243 | 2025-04-04 | 11 | 0 | 0 | 0 | 0 | 0 | -1.4164 | 0 | -1.4164 | 0 | 0 | 0 | 0 | 0 | 0 | 0 | 0 | 0 | 0
2244 | 2025-04-04 | 12 | 0 | 0 | 0 | 0 | 0 | -1.4426 | 0 | -1.4426 | 0 | 0 | 0 | 0 | 0 | 0 | 0 | 0 | 0 | 0
2245 | 2025-04-04 | 13 | 0 | 0 | 0 | 0 | 0 | -1.5318 | 0 | -1.5318 | 0 | 0 | 0 | 0 | 0 | 0 | 0 | 0 | 0 | 0
2246 | 2025-04-04 | 14 | 0 | -1.3426 | 0 | -1.302 | 0 | -1.4179 | 0 | -1.4179 | 0 | 0 | 0 | 0 | 0 | 0 | 0 | 0 | 0 | 0
2247 | 2025-04-04 | 15 | 0 | 0 | 0 | 0 | 0 | -1.1493 | 0 | -1.1493 | 0 | 0 | 0 | 0 | 0 | 0 | 0 | 0 | 0 | 0
2248 | 2025-04-04 | 16 | 0 | 0 | 0 | 0 | 0 | -0.9547 | 0 | -0.9547 | 0 | 0 | 0 | 0 | 0 | 0 | 0 | 0 | 0 | 0
2249 | 2025-04-04 | 17 | 0 | 0 | 0 | 0 | 0 | -0.94184 | 0 | -0.94184 | 0 | 0 | 0 | 0 | 0 | 0 | 0 | 0 | 0 | 0
2250 | 2025-04-04 | 18 | 0 | 0 | 0 | 0 | 0 | -0.93071 | 0 | -0.93071 | 0 | 0 | 0 | 0 | 0 | 0 | 0 | 0 | 0 | 0
2251 | 2025-04-04 | 19 | 0 | 0 | 0 | 0 | 0 | -0.92086 | 0 | -0.92086 | 0 | 0 | 0 | 0 | 0 | 0 | 0 | 0 | 0 | 0
2252 | 2025-04-04 | 20 | 0 | 0 | 0 | 0 | 0 | -0.96318 | 0 | -0.96318 | 0 | 0 | 0 | 0 | 0 | 0 | 0 | 0 | 0 | 0
2253 | 2025-04-04 | 21 | 0 | 0 | 0 | 0 | 0 | -1.0607 | 0 | -1.0607 | 0 | 0 | 0 | 0 | 0 | 0 | 0 | 0 | 0 | 0
2254 | 2025-04-04 | 22 | 0 | 0 | 0 | 0 | 0 | -0.95335 | 0 | -0.95335 | 0 | 0 | 0 | 0 | 0 | 0 | 0 | 0 | 0 | 0
2255 | 2025-04-04 | 23 | 0 | 0 | 0 | 0 | 0 | -0.96161 | 0 | -0.96161 | 0 | 0 | 0 | 0 | 0 | 0 | 0 | 0 | 0 | 0
2256 | 2025-04-04 | 24 | 0 | 0 | 0 | 0 | 0 | -1.0895 | 0 | -1.0895 | 0 | 0 | 0 | 0 | 0 | 0 | 0 | 0 | 0 | 0
2257 | 2025-04-05 | 1 | 0 | 0 | 0 | 0 | 0 | -1.209 | 0 | -1.209 | 0 | 0 | 0 | 0 | 0 | 0 | 0 | 0 | 0 | 0
2258 | 2025-04-05 | 2 | 0 | 0 | 0 | 0 | 0 | -1.3031 | 0 | -1.3031 | 0 | 0 | 0 | 0 | 0 | 0 | 0 | 0 | 0 | 0
2259 | 2025-04-05 | 3 | 0 | 0 | 0 | 0 | 0 | -1.424 | 0 | -1.424 | 0 | 0 | 0 | 0 | 0 | 0 | 0 | 0 | 0 | 0
2260 | 2025-04-05 | 4 | 0 | 0 | 0 | 0 | 0 | -1.5025 | 0 | -1.5025 | 0 | 0 | 0 | 0 | 0 | 0 | 0 | 0 | 0 | 0
2261 | 2025-04-05 | 5 | 0 | 0 | 0 | 0 | 0 | -1.4987 | 0 | -1.4987 | 0 | 0 | 0 | 0 | 0 | 0 | 0 | 0 | 0 | 0
2262 | 2025-04-05 | 6 | 0 | 0 | 0 | 0 | 0 | -1.4279 | 0 | -1.4279 | 0 | 0 | 0 | 0 | 0 | 0 | 0 | 0 | 0 | 0
2263 | 2025-04-05 | 7 | 0 | 0 | 0 | 0 | 0 | -1.2591 | 0 | -1.2591 | 0 | 0 | 0 | 0 | 0 | 0 | 0 | 0 | 0 | 0
2264 | 2025-04-05 | 8 | 0 | 0 | 0 | 0 | 0 | -0.92426 | 0 | -0.92426 | 0 | 0 | 0 | 0 | 0 | 0 | 0 | 0 | 0 | 0
2265 | 2025-04-05 | 9 | 0 | 0 | 0 | 0 | 0 | -0.57245 | 0 | -0.57245 | 0 | 0 | 0 | 0 | 0 | 0 | 0 | 0 | 0 | 0
2266 | 2025-04-05 | 10 | 0 | -0.23364 | 0 | -0.22752 | 0 | -0.36716 | 0 | -0.36716 | 0 | 0 | 0 | 0 | 0 | 0 | 0 | 0 | 0 | 0
2267 | 2025-04-05 | 11 | 0 | 0 | 0 | 0 | 0 | -0.33168 | 0 | -0.33168 | 0 | 0 | 0 | 0 | 0 | 0 | 0 | 0 | 0 | 0
2268 | 2025-04-05 | 12 | 0 | 0 | 0 | 0 | 0 | -0.41586 | 0 | -0.41586 | 0 | 0 | 0 | 0 | 0 | 0 | 0 | 0 | 0 | 0
2269 | 2025-04-05 | 13 | 0 | -0.13373 | 0 | -0.13168 | 0 | -0.27872 | 0 | -0.27872 | 0 | 0 | 0 | 0 | 0 | 0 | 0 | 0 | 0 | 0
2270 | 2025-04-05 | 14 | 0 | -0.066363 | 0 | -0.065405 | 0 | -0.12029 | 0 | -0.12029 | 0 | 0 | 0 | 0 | 0 | 0 | 0 | 0 | 0 | 0
2271 | 2025-04-05 | 15 | 0 | -0.0055693 | 0 | -0.0055693 | 0 | -0.019672 | 0 | -0.019672 | 0 | 0 | 0 | 0 | 0 | 0 | 0 | 0 | 0 | 0
2272 | 2025-04-05 | 16 | 0 | 0 | 0 | 0 | 0 | 0 | 0 | 0 | 0 | 0 | 0 | 0 | 0 | 0 | 0 | 0 | 0 | 0
2273 | 2025-04-05 | 17 | 0 | 0 | 0 | 0 | 0 | 0 | 0 | 0 | 0 | 0 | 0 | 0 | 0 | 0 | 0 | 0 | 0 | 0
2274 | 2025-04-05 | 18 | 0 | 0 | 0 | 0 | 0 | 0 | 0 | 0 | 0 | 0 | 0 | 0 | 0 | 0 | 0 | 0 | 0 | 0
2275 | 2025-04-05 | 19 | 0 | -0.0074212 | 0 | -0.0074212 | 0 | -0.047456 | 0 | -0.047456 | 0 | 0 | 0 | 0 | 0 | 0 | 0 | 0 | 0 | 0
2276 | 2025-04-05 | 20 | 0 | -0.018493 | 0 | -0.018493 | 0 | -0.11006 | 0 | -0.11006 | 0 | 0 | 0 | 0 | 0 | 0 | 0 | 0 | 0 | 0
2277 | 2025-04-05 | 21 | 0 | -0.13674 | 0 | -0.1357 | 0 | -0.24017 | 0 | -0.24017 | 0 | 0 | 0 | 0 | 0 | 0 | 0 | 0 | 0 | 0
2278 | 2025-04-05 | 22 | 0 | -0.17772 | 0 | -0.17636 | 0 | -0.38374 | 0 | -0.38374 | 0 | 0 | 0 | 0 | 0 | 0 | 0 | 0 | 0 | 0
2279 | 2025-04-05 | 23 | 0 | -0.41059 | 0 | -0.40296 | 0 | -0.60138 | 0 | -0.60138 | 0 | 0 | 0 | 0 | 0 | 0 | 0 | 0 | 0 | 0
2280 | 2025-04-05 | 24 | 0 | -0.64633 | 0 | -0.63382 | 0 | -0.80759 | 0 | -0.80759 | 0 | 0 | 0 | 0 | 0 | 0 | 0 | 0 | 0 | 0
2281 | 2025-04-06 | 1 | 0 | 0 | 0 | 0 | 0 | -1.1168 | 0 | -1.1168 | 0 | 0 | 0 | 0 | 0 | 0 | 0 | 0 | 0 | 0
2282 | 2025-04-06 | 2 | 0 | 0 | 0 | 0 | 0 | -1.3937 | 0 | -1.3937 | 0 | 0 | 0 | 0 | 0 | 0 | 0 | 0 | 0 | 0
2283 | 2025-04-06 | 3 | 0 | 0 | 0 | 0 | 0 | -1.4628 | 0 | -1.4628 | 0 | 0 | 0 | 0 | 0 | 0 | 0 | 0 | 0 | 0
2284 | 2025-04-06 | 4 | 0 | 0 | 0 | 0 | 0 | -1.6623 | 0 | -1.6623 | 0 | 0 | 0 | 0 | 0 | 0 | 0 | 0 | 0 | 0
2285 | 2025-04-06 | 5 | 0 | 0 | 0 | 0 | 0 | -2.1122 | 0 | -2.1122 | 0 | 0 | 0 | 0 | 0 | 0 | 0 | 0 | 0 | 0
2286 | 2025-04-06 | 6 | 0 | 0 | 0 | 0 | 0 | -2.1983 | 0 | -2.1983 | 0 | 0 | 0 | 0 | 0 | 0 | 0 | 0 | 0 | 0
2287 | 2025-04-06 | 7 | 0 | 0 | 0 | 0 | 0 | -1.8249 | 0 | -1.8249 | 0 | 0 | 0 | 0 | 0 | 0 | 0 | 0 | 0 | 0
2288 | 2025-04-06 | 8 | 0 | 0 | 0 | 0 | 0 | -1.6811 | 0 | -1.6811 | 0 | 0 | 0 | 0 | 0 | 0 | 0 | 0 | 0 | 0
2289 | 2025-04-06 | 9 | 0 | 0 | 0 | 0 | 0 | -1.6232 | 0 | -1.6232 | 0 | 0 | 0 | 0 | 0 | 0 | 0 | 0 | 0 | 0
2290 | 2025-04-06 | 10 | 0 | 0 | 0 | 0 | 0 | -1.6778 | 0 | -1.6778 | 0 | 0 | 0 | 0 | 0 | 0 | 0 | 0 | 0 | 0
2291 | 2025-04-06 | 11 | 0 | 0 | 0 | 0 | 0 | -1.6535 | 0 | -1.6535 | 0 | 0 | 0 | 0 | 0 | 0 | 0 | 0 | 0 | 0
2292 | 2025-04-06 | 12 | 0 | 0 | 0 | 0 | 0 | -1.5744 | 0 | -1.5744 | 0 | 0 | 0 | 0 | 0 | 0 | 0 | 0 | 0 | 0
2293 | 2025-04-06 | 13 | 0 | 0 | 0 | 0 | 0 | -1.6144 | 0 | -1.6144 | 0 | 0 | 0 | 0 | 0 | 0 | 0 | 0 | 0 | 0
2294 | 2025-04-06 | 14 | 0 | 0 | 0 | 0 | 0 | -1.7055 | 0 | -1.7055 | 0 | 0 | 0 | 0 | 0 | 0 | 0 | 0 | 0 | 0
2295 | 2025-04-06 | 15 | 0 | 0 | 0 | 0 | 0 | -1.7156 | 0 | -1.7156 | 0 | 0 | 0 | 0 | 0 | 0 | 0 | 0 | 0 | 0
2296 | 2025-04-06 | 16 | 0 | 0 | 0 | 0 | 0 | -1.7017 | 0 | -1.7017 | 0 | 0 | 0 | 0 | 0 | 0 | 0 | 0 | 0 | 0
2297 | 2025-04-06 | 17 | 0 | 0 | 0 | 0 | 0 | -1.7473 | 0 | -1.7473 | 0 | 0 | 0 | 0 | 0 | 0 | 0 | 0 | 0 | 0
2298 | 2025-04-06 | 18 | 0 | 0 | 0 | 0 | 0 | -1.6989 | 0 | -1.6989 | 0 | 0 | 0 | 0 | 0 | 0 | 0 | 0 | 0 | 0
2299 | 2025-04-06 | 19 | 0 | 0 | 0 | 0 | 0 | -1.8313 | 0 | -1.8313 | 0 | 0 | 0 | 0 | 0 | 0 | 0 | 0 | 0 | 0
2300 | 2025-04-06 | 20 | 0 | 0 | 0 | 0 | 0 | -1.8685 | 0 | -1.8685 | 0 | 0 | 0 | 0 | 0 | 0 | 0 | 0 | 0 | 0
2301 | 2025-04-06 | 21 | 0 | 0 | 0 | 0 | 0 | -2.1501 | 0 | -2.1501 | 0 | 0 | 0 | 0 | 0 | 0 | 0 | 0 | 0 | 0
2302 | 2025-04-06 | 22 | 0 | 0 | 0 | 0 | 0 | -2.3305 | 0 | -2.3305 | 0 | 0 | 0 | 0 | 0 | 0 | 0 | 0 | 0 | 0
2303 | 2025-04-06 | 23 | 0 | 0 | 0 | 0 | 0 | -2.234 | 0 | -2.234 | 0 | 0 | 0 | 0 | 0 | 0 | 0 | 0 | 0 | 0
2304 | 2025-04-06 | 24 | 0 | 0 | 0 | 0 | 0 | -2.3419 | 0 | -2.3419 | 0 | 0 | 0 | 0 | 0 | 0 | 0 | 0 | 0 | 0
2305 | 2025-04-07 | 1 | 0 | 0 | 0 | 0 | 0 | -2.5076 | 0 | -2.5076 | 0 | 0 | 0 | 0 | 0 | 0 | 0 | 0 | 0 | 0
2306 | 2025-04-07 | 2 | 0 | 0 | 0 | 0 | 0 | -2.5603 | 0 | -2.5603 | 0 | 0 | 0 | 0 | 0 | 0 | 0 | 0 | 0 | 0
2307 | 2025-04-07 | 3 | 0 | 0 | 0 | 0 | 0 | -2.3866 | 0 | -2.3866 | 0 | 0 | 0 | 0 | 0 | 0 | 0 | 0 | 0 | 0
2308 | 2025-04-07 | 4 | 0 | 0 | 0 | 0 | 0 | -2.4567 | 0 | -2.4567 | 0 | 0 | 0 | 0 | 0 | 0 | 0 | 0 | 0 | 0
2309 | 2025-04-07 | 5 | 0 | 0 | 0 | 0 | 0 | -2.4834 | 0 | -2.4834 | 0 | 0 | 0 | 0 | 0 | 0 | 0 | 0 | 0 | 0
2310 | 2025-04-07 | 6 | 0 | 0 | 0 | 0 | 0 | -2.646 | 0 | -2.646 | 0 | 0 | 0 | 0 | 0 | 0 | 0 | 0 | 0 | 0
2311 | 2025-04-07 | 7 | 0 | 0 | 0 | 0 | 0 | -2.5558 | 0 | -2.5558 | 0 | 0 | 0 | 0 | 0 | 0 | 0 | 0 | 0 | 0
2312 | 2025-04-07 | 8 | 0 | 0 | 0 | 0 | 0 | -2.3236 | 0 | -2.3236 | 0 | 0 | 0 | 0 | 0 | 0 | 0 | 0 | 0 | 0
2313 | 2025-04-07 | 9 | 0 | 0 | 0 | 0 | 0 | -2.2604 | 0 | -2.2604 | 0 | 0 | 0 | 0 | 0 | 0 | 0 | 0 | 0 | 0
2314 | 2025-04-07 | 10 | 0 | 0 | 0 | 0 | 0 | -2.1558 | 0 | -2.1558 | 0 | 0 | 0 | 0 | 0 | 0 | 0 | 0 | 0 | 0
2315 | 2025-04-07 | 11 | 0 | 0 | 0 | 0 | 0 | -2.089 | 0 | -2.089 | 0 | 0 | 0 | 0 | 0 | 0 | 0 | 0 | 0 | 0
2316 | 2025-04-07 | 12 | 0 | 0 | 0 | 0 | 0 | -1.7893 | 0 | -1.7893 | 0 | 0 | 0 | 0 | 0 | 0 | 0 | 0 | 0 | 0
2317 | 2025-04-07 | 13 | 0 | 0 | 0 | 0 | 0 | -1.7887 | 0 | -1.7887 | 0 | 0 | 0 | 0 | 0 | 0 | 0 | 0 | 0 | 0
2318 | 2025-04-07 | 14 | 0 | 0 | 0 | 0 | 0 | -1.7658 | 0 | -1.7658 | 0 | 0 | 0 | 0 | 0 | 0 | 0 | 0 | 0 | 0
2319 | 2025-04-07 | 15 | 0 | 0 | 0 | 0 | 0 | -1.7821 | 0 | -1.7821 | 0 | 0 | 0 | 0 | 0 | 0 | 0 | 0 | 0 | 0
2320 | 2025-04-07 | 16 | 0 | 0 | 0 | 0 | 0 | -1.8099 | 0 | -1.8099 | 0 | 0 | 0 | 0 | 0 | 0 | 0 | 0 | 0 | 0
2321 | 2025-04-07 | 17 | 0 | 0 | 0 | 0 | 0 | -1.7693 | 0 | -1.7693 | 0 | 0 | 0 | 0 | 0 | 0 | 0 | 0 | 0 | 0
2322 | 2025-04-07 | 18 | 0 | 0 | 0 | 0 | 0 | -1.543 | 0 | -1.543 | 0 | 0 | 0 | 0 | 0 | 0 | 0 | 0 | 0 | 0
2323 | 2025-04-07 | 19 | 0 | 0 | 0 | 0 | 0 | -1.5615 | 0 | -1.5615 | 0 | 0 | 0 | 0 | 0 | 0 | 0 | 0 | 0 | 0
2324 | 2025-04-07 | 20 | 0 | 0 | 0 | 0 | 0 | -1.6378 | 0 | -1.6378 | 0 | 0 | 0 | 0 | 0 | 0 | 0 | 0 | 0 | 0
2325 | 2025-04-07 | 21 | 0 | 0 | 0 | 0 | 0 | -1.6113 | 0 | -1.6113 | 0 | 0 | 0 | 0 | 0 | 0 | 0 | 0 | 0 | 0
2326 | 2025-04-07 | 22 | 0 | 0 | 0 | 0 | 0 | -1.6883 | 0 | -1.6883 | 0 | 0 | 0 | 0 | 0 | 0 | 0 | 0 | 0 | 0
2327 | 2025-04-07 | 23 | 0 | 0 | 0 | 0 | 0 | -1.8377 | 0 | -1.8377 | 0 | 0 | 0 | 0 | 0 | 0 | 0 | 0 | 0 | 0
2328 | 2025-04-07 | 24 | 0 | 0 | 0 | 0 | 0 | -1.9094 | 0 | -1.9094 | 0 | 0 | 0 | 0 | 0 | 0 | 0 | 0 | 0 | 0
2329 | 2025-04-08 | 1 | 0 | 0 | 0 | 0 | 0 | -2.0784 | 0 | -2.0784 | 0 | 0 | 0 | 0 | 0 | 0 | 0 | 0 | 0 | 0
2330 | 2025-04-08 | 2 | 0 | 0 | 0 | 0 | 0 | -2.139 | 0 | -2.139 | 0 | 0 | 0 | 0 | 0 | 0 | 0 | 0 | 0 | 0
2331 | 2025-04-08 | 3 | 0 | 0 | 0 | 0 | 0 | -2.1027 | 0 | -2.1027 | 0 | 0 | 0 | 0 | 0 | 0 | 0 | 0 | 0 | 0
2332 | 2025-04-08 | 4 | 0 | 0 | 0 | 0 | 0 | -2.1108 | 0 | -2.1108 | 0 | 0 | 0 | 0 | 0 | 0 | 0 | 0 | 0 | 0
2333 | 2025-04-08 | 5 | 0 | 0 | 0 | 0 | 0 | -2.1583 | 0 | -2.1583 | 0 | 0 | 0 | 0 | 0 | 0 | 0 | 0 | 0 | 0
2334 | 2025-04-08 | 6 | 0 | 0 | 0 | 0 | 0 | -2.1713 | 0 | -2.1713 | 0 | 0 | 0 | 0 | 0 | 0 | 0 | 0 | 0 | 0
2335 | 2025-04-08 | 7 | 0 | 0 | 0 | 0 | 0 | -2.1256 | 0 | -2.1256 | 0 | 0 | 0 | 0 | 0 | 0 | 0 | 0 | 0 | 0
2336 | 2025-04-08 | 8 | 0 | 0 | 0 | 0 | 0 | -1.8927 | 0 | -1.8927 | 0 | 0 | 0 | 0 | 0 | 0 | 0 | 0 | 0 | 0
2337 | 2025-04-08 | 9 | 0 | 0 | 0 | 0 | 0 | -1.785 | 0 | -1.785 | 0 | 0 | 0 | 0 | 0 | 0 | 0 | 0 | 0 | 0
2338 | 2025-04-08 | 10 | 0 | 0 | 0 | 0 | 0 | -1.4923 | 0 | -1.4923 | 0 | 0 | 0 | 0 | 0 | 0 | 0 | 0 | 0 | 0
2339 | 2025-04-08 | 11 | 0 | 0 | 0 | 0 | 0 | -1.1051 | 0 | -1.1051 | 0 | 0 | 0 | 0 | 0 | 0 | 0 | 0 | 0 | 0
2340 | 2025-04-08 | 12 | 0 | 0 | 0 | 0 | 0 | -0.9988 | 0 | -0.9988 | 0 | 0 | 0 | 0 | 0 | 0 | 0 | 0 | 0 | 0
2341 | 2025-04-08 | 13 | 0 | -0.50487 | 0 | -0.49522 | 0 | -0.74042 | 0 | -0.74042 | 0 | 0 | 0 | 0 | 0 | 0 | 0 | 0 | 0 | 0
2342 | 2025-04-08 | 14 | 0 | -0.30373 | 0 | -0.30412 | 0 | -0.44557 | 0 | -0.44557 | 0 | 0 | 0 | 0 | 0 | 0 | 0 | 0 | 0 | 0
2343 | 2025-04-08 | 15 | 0 | -0.19173 | 0 | -0.19195 | 0 | -0.3386 | 0 | -0.3386 | 0 | 0 | 0 | 0 | 0 | 0 | 0 | 0 | 0 | 0
2344 | 2025-04-08 | 16 | 0 | -0.13783 | 0 | -0.13684 | 0 | -0.29243 | 0 | -0.29243 | 0 | 0 | 0 | 0 | 0 | 0 | 0 | 0 | 0 | 0
2345 | 2025-04-08 | 17 | 0 | -0.12769 | 0 | -0.12782 | 0 | -0.29735 | 0 | -0.29735 | 0 | 0 | 0 | 0 | 0 | 0 | 0 | 0 | 0 | 0
2346 | 2025-04-08 | 18 | 0 | -0.22028 | 0 | -0.22054 | 0 | -0.40759 | 0 | -0.40759 | 0 | 0 | 0 | 0 | 0 | 0 | 0 | 0 | 0 | 0
2347 | 2025-04-08 | 19 | 0 | -0.23505 | 0 | -0.23101 | 0 | -0.41854 | 0 | -0.41854 | 0 | 0 | 0 | 0 | 0 | 0 | 0 | 0 | 0 | 0
2348 | 2025-04-08 | 20 | 0 | 0 | 0 | 0 | 0 | -0.44806 | 0 | -0.44806 | 0 | 0 | 0 | 0 | 0 | 0 | 0 | 0 | 0 | 0
2349 | 2025-04-08 | 21 | 0 | -0.275 | 0 | -0.26777 | 0 | -0.46324 | 0 | -0.46324 | 0 | 0 | 0 | 0 | 0 | 0 | 0 | 0 | 0 | 0
2350 | 2025-04-08 | 22 | 0 | 0 | 0 | 0 | 0 | -0.53904 | 0 | -0.53904 | 0 | 0 | 0 | 0 | 0 | 0 | 0 | 0 | 0 | 0
2351 | 2025-04-08 | 23 | 0 | 0 | 0 | 0 | 0 | -0.68927 | 0 | -0.68927 | 0 | 0 | 0 | 0 | 0 | 0 | 0 | 0 | 0 | 0
2352 | 2025-04-08 | 24 | 0 | 0 | 0 | 0 | 0 | -0.86973 | 0 | -0.86973 | 0 | 0 | 0 | 0 | 0 | 0 | 0 | 0 | 0 | 0
2353 | 2025-04-09 | 1 | 0 | 0 | 0 | 0 | 0 | -1.046 | 0 | -1.046 | 0 | 0 | 0 | 0 | 0 | 0 | 0 | 0 | 0 | 0
2354 | 2025-04-09 | 2 | 0 | 0 | 0 | 0 | 0 | -1.1964 | 0 | -1.1964 | 0 | 0 | 0 | 0 | 0 | 0 | 0 | 0 | 0 | 0
2355 | 2025-04-09 | 3 | 0 | 0 | 0 | 0 | 0 | -1.2662 | 0 | -1.2662 | 0 | 0 | 0 | 0 | 0 | 0 | 0 | 0 | 0 | 0
2356 | 2025-04-09 | 4 | 0 | 0 | 0 | 0 | 0 | -1.2744 | 0 | -1.2744 | 0 | 0 | 0 | 0 | 0 | 0 | 0 | 0 | 0 | 0
2357 | 2025-04-09 | 5 | 0 | 0 | 0 | 0 | 0 | -1.2959 | 0 | -1.2959 | 0 | 0 | 0 | 0 | 0 | 0 | 0 | 0 | 0 | 0
2358 | 2025-04-09 | 6 | 0 | 0 | 0 | 0 | 0 | -1.2778 | 0 | -1.2778 | 0 | 0 | 0 | 0 | 0 | 0 | 0 | 0 | 0 | 0
2359 | 2025-04-09 | 7 | 0 | 0 | 0 | 0 | 0 | -1.1558 | 0 | -1.1558 | 0 | 0 | 0 | 0 | 0 | 0 | 0 | 0 | 0 | 0
2360 | 2025-04-09 | 8 | 0 | 0 | 0 | 0 | 0 | -0.78813 | 0 | -0.78813 | 0 | 0 | 0 | 0 | 0 | 0 | 0 | 0 | 0 | 0
2361 | 2025-04-09 | 9 | 0 | 0 | 0 | 0 | 0 | -0.59693 | 0 | -0.59693 | 0 | 0 | 0 | 0 | 0 | 0 | 0 | 0 | 0 | 0
2362 | 2025-04-09 | 10 | 0 | 0 | 0 | 0 | 0 | -0.41824 | 0 | -0.41824 | 0 | 0 | 0 | 0 | 0 | 0 | 0 | 0 | 0 | 0
2363 | 2025-04-09 | 11 | 0 | -0.084979 | 0 | -0.085496 | 0 | -0.17072 | 0 | -0.17072 | 0 | 0 | 0 | 0 | 0 | 0 | 0 | 0 | 0 | 0
2364 | 2025-04-09 | 12 | 0 | -0.016041 | 0 | -0.016041 | 0 | -0.073098 | 0 | -0.073098 | 0 | 0 | 0 | 0 | 0 | 0 | 0 | 0 | 0 | 0
2365 | 2025-04-09 | 13 | 0 | -0.0062432 | 0 | -0.0062432 | 0 | -0.035343 | 0 | -0.035343 | 0 | 0 | 0 | 0 | 0 | 0 | 0 | 0 | 0 | 0
2366 | 2025-04-09 | 14 | 0 | -0.010341 | 0 | -0.010341 | 0 | -0.035071 | 0 | -0.035071 | 0 | 0 | 0 | 0 | 0 | 0 | 0 | 0 | 0 | 0
2367 | 2025-04-09 | 15 | 0 | -0.010932 | 0 | -0.010932 | 0 | -0.031759 | 0 | -0.031759 | 0 | 0 | 0 | 0 | 0 | 0 | 0 | 0 | 0 | 0
2368 | 2025-04-09 | 16 | 0 | 0 | 0 | 0 | 0 | 0 | 0 | 0 | 0 | 0 | 0 | 0 | 0 | 0 | 0 | 0 | 0 | 0
2369 | 2025-04-09 | 17 | 0 | 0 | 0 | 0 | 0 | 0 | 0 | 0 | 0 | 0 | 0 | 0 | 0 | 0 | 0 | 0 | 0 | 0
2370 | 2025-04-09 | 18 | 0 | 0 | 0 | 0 | 0 | 0 | 0 | 0 | 0 | 0 | 0 | 0 | 0 | 0 | 0 | 0 | 0 | 0
2371 | 2025-04-09 | 19 | 0 | 0 | 0 | 0 | 0 | 0 | 0 | 0 | 0 | 0 | 0 | 0 | 0 | 0 | 0 | 0 | 0 | 0
2372 | 2025-04-09 | 20 | 0 | 0 | 0 | 0 | 0 | 0 | 0 | 0 | 0 | 0 | 0 | 0 | 0 | 0 | 0 | 0 | 0 | 0
2373 | 2025-04-09 | 21 | 0 | -0.017683 | 0 | -0.017683 | 0 | -0.097954 | 0 | -0.097954 | 0 | 0 | 0 | 0 | 0 | 0 | 0 | 0 | 0 | 0
2374 | 2025-04-09 | 22 | 0 | -0.034908 | 0 | -0.034908 | 0 | -0.17426 | 0 | -0.17426 | 0 | 0 | 0 | 0 | 0 | 0 | 0 | 0 | 0 | 0
2375 | 2025-04-09 | 23 | 0 | 0 | 0 | 0 | 0 | -0.35348 | 0 | -0.35348 | 0 | 0 | 0 | 0 | 0 | 0 | 0 | 0 | 0 | 0
2376 | 2025-04-09 | 24 | 0 | -0.3282 | 0 | -0.3194 | 0 | -0.53991 | 0 | -0.53991 | 0 | 0 | 0 | 0 | 0 | 0 | 0 | 0 | 0 | 0
2377 | 2025-04-10 | 1 | 0 | 0 | 0 | 0 | 0 | -0.70446 | 0 | -0.70446 | 0 | 0 | 0 | 0 | 0 | 0 | 0 | 0 | 0 | 0
2378 | 2025-04-10 | 2 | 0 | 0 | 0 | 0 | 0 | -0.84461 | 0 | -0.84461 | 0 | 0 | 0 | 0 | 0 | 0 | 0 | 0 | 0 | 0
2379 | 2025-04-10 | 3 | 0 | 0 | 0 | 0 | 0 | -0.95956 | 0 | -0.95956 | 0 | 0 | 0 | 0 | 0 | 0 | 0 | 0 | 0 | 0
2380 | 2025-04-10 | 4 | 0 | 0 | 0 | 0 | 0 | -1.0873 | 0 | -1.0873 | 0 | 0 | 0 | 0 | 0 | 0 | 0 | 0 | 0 | 0
2381 | 2025-04-10 | 5 | 0 | 0 | 0 | 0 | 0 | -1.1158 | 0 | -1.1158 | 0 | 0 | 0 | 0 | 0 | 0 | 0 | 0 | 0 | 0
2382 | 2025-04-10 | 6 | 0 | 0 | 0 | 0 | 0 | -1.1376 | 0 | -1.1376 | 0 | 0 | 0 | 0 | 0 | 0 | 0 | 0 | 0 | 0
2383 | 2025-04-10 | 7 | 0 | 0 | 0 | 0 | 0 | -1.0317 | 0 | -1.0317 | 0 | 0 | 0 | 0 | 0 | 0 | 0 | 0 | 0 | 0
2384 | 2025-04-10 | 8 | 0 | 0 | 0 | 0 | 0 | -0.65384 | 0 | -0.65384 | 0 | 0 | 0 | 0 | 0 | 0 | 0 | 0 | 0 | 0
2385 | 2025-04-10 | 9 | 0 | 0 | 0 | 0 | 0 | -0.42813 | 0 | -0.42813 | 0 | 0 | 0 | 0 | 0 | 0 | 0 | 0 | 0 | 0
2386 | 2025-04-10 | 10 | 0 | 0 | 0 | 0 | 0 | -0.31517 | 0 | -0.31517 | 0 | 0 | 0 | 0 | 0 | 0 | 0 | 0 | 0 | 0
2387 | 2025-04-10 | 11 | 0 | 0 | 0 | 0 | 0 | -0.22092 | 0 | -0.22092 | 0 | 0 | 0 | 0 | 0 | 0 | 0 | 0 | 0 | 0
2388 | 2025-04-10 | 12 | 0 | 0 | 0 | 0 | 0 | -0.16154 | 0 | -0.16154 | 0 | 0 | 0 | 0 | 0 | 0 | 0 | 0 | 0 | 0
2389 | 2025-04-10 | 13 | 0 | 0 | 0 | 0 | 0 | -0.17754 | 0 | -0.17754 | 0 | 0 | 0 | 0 | 0 | 0 | 0 | 0 | 0 | 0
2390 | 2025-04-10 | 14 | 0 | 0 | 0 | 0 | 0 | -0.23335 | 0 | -0.23335 | 0 | 0 | 0 | 0 | 0 | 0 | 0 | 0 | 0 | 0
2391 | 2025-04-10 | 15 | 0 | 0 | 0 | 0 | 0 | -0.10881 | 0 | -0.10881 | 0 | 0 | 0 | 0 | 0 | 0 | 0 | 0 | 0 | 0
2392 | 2025-04-10 | 16 | 0 | 0 | 0 | 0 | 0 | -0.13639 | 0 | -0.13639 | 0 | 0 | 0 | 0 | 0 | 0 | 0 | 0 | 0 | 0
2393 | 2025-04-10 | 17 | 0 | 0 | 0 | 0 | 0 | -0.099888 | 0 | -0.099888 | 0 | 0 | 0 | 0 | 0 | 0 | 0 | 0 | 0 | 0
2394 | 2025-04-10 | 18 | 0 | 0 | 0 | 0 | 0 | -0.24675 | 0 | -0.24675 | 0 | 0 | 0 | 0 | 0 | 0 | 0 | 0 | 0 | 0
2395 | 2025-04-10 | 19 | 0 | 0 | 0 | 0 | 0 | -0.21685 | 0 | -0.21685 | 0 | 0 | 0 | 0 | 0 | 0 | 0 | 0 | 0 | 0
2396 | 2025-04-10 | 20 | 0 | 0 | 0 | 0 | 0 | -0.32222 | 0 | -0.32222 | 0 | 0 | 0 | 0 | 0 | 0 | 0 | 0 | 0 | 0
2397 | 2025-04-10 | 21 | 0 | 0 | 0 | 0 | 0 | -0.44546 | 0 | -0.44546 | 0 | 0 | 0 | 0 | 0 | 0 | 0 | 0 | 0 | 0
2398 | 2025-04-10 | 22 | 0 | 0 | 0 | 0 | 0 | -0.52573 | 0 | -0.52573 | 0 | 0 | 0 | 0 | 0 | 0 | 0 | 0 | 0 | 0
2399 | 2025-04-10 | 23 | 0 | 0 | 0 | 0 | 0 | -0.66851 | 0 | -0.66851 | 0 | 0 | 0 | 0 | 0 | 0 | 0 | 0 | 0 | 0
2400 | 2025-04-10 | 24 | 0 | 0 | 0 | 0 | 0 | -0.82656 | 0 | -0.82656 | 0 | 0 | 0 | 0 | 0 | 0 | 0 | 0 | 0 | 0
2401 | 2025-04-11 | 1 | 0 | 0 | 0 | 0 | 0 | -1.0353 | 0 | -1.0353 | 0 | 0 | 0 | 0 | 0 | 0 | 0 | 0 | 0 | 0
2402 | 2025-04-11 | 2 | 0 | 0 | 0 | 0 | 0 | -1.2254 | 0 | -1.2254 | 0 | 0 | 0 | 0 | 0 | 0 | 0 | 0 | 0 | 0
2403 | 2025-04-11 | 3 | 0 | 0 | 0 | 0 | 0 | -1.3482 | 0 | -1.3482 | 0 | 0 | 0 | 0 | 0 | 0 | 0 | 0 | 0 | 0
2404 | 2025-04-11 | 4 | 0 | 0 | 0 | 0 | 0 | -1.3549 | 0 | -1.3549 | 0 | 0 | 0 | 0 | 0 | 0 | 0 | 0 | 0 | 0
2405 | 2025-04-11 | 5 | 0 | 0 | 0 | 0 | 0 | -1.3646 | 0 | -1.3646 | 0 | 0 | 0 | 0 | 0 | 0 | 0 | 0 | 0 | 0
2406 | 2025-04-11 | 6 | 0 | 0 | 0 | 0 | 0 | -1.3763 | 0 | -1.3763 | 0 | 0 | 0 | 0 | 0 | 0 | 0 | 0 | 0 | 0
2407 | 2025-04-11 | 7 | 0 | 0 | 0 | 0 | 0 | -1.2107 | 0 | -1.2107 | 0 | 0 | 0 | 0 | 0 | 0 | 0 | 0 | 0 | 0
2408 | 2025-04-11 | 8 | 0 | 0 | 0 | 0 | 0 | -0.92103 | 0 | -0.92103 | 0 | 0 | 0 | 0 | 0 | 0 | 0 | 0 | 0 | 0
2409 | 2025-04-11 | 9 | 0 | 0 | 0 | 0 | 0 | -0.7041 | 0 | -0.7041 | 0 | 0 | 0 | 0 | 0 | 0 | 0 | 0 | 0 | 0
2410 | 2025-04-11 | 10 | 0 | 0 | 0 | 0 | 0 | -0.49804 | 0 | -0.49804 | 0 | 0 | 0 | 0 | 0 | 0 | 0 | 0 | 0 | 0
2411 | 2025-04-11 | 11 | 0 | -0.19319 | 0 | -0.19162 | 0 | -0.33143 | 0 | -0.33143 | 0 | 0 | 0 | 0 | 0 | 0 | 0 | 0 | 0 | 0
2412 | 2025-04-11 | 12 | 0 | 0 | 0 | 0 | 0 | -0.2441 | 0 | -0.2441 | 0 | 0 | 0 | 0 | 0 | 0 | 0 | 0 | 0 | 0
2413 | 2025-04-11 | 13 | 0 | -0.095876 | 0 | -0.095964 | 0 | -0.24086 | 0 | -0.24086 | 0 | 0 | 0 | 0 | 0 | 0 | 0 | 0 | 0 | 0
2414 | 2025-04-11 | 14 | 0 | -0.024511 | 0 | -0.024542 | 0 | -0.10935 | 0 | -0.10935 | 0 | 0 | 0 | 0 | 0 | 0 | 0 | 0 | 0 | 0
2415 | 2025-04-11 | 15 | 0 | -0.085682 | 0 | -0.085762 | 0 | -0.20269 | 0 | -0.20269 | 0 | 0 | 0 | 0 | 0 | 0 | 0 | 0 | 0 | 0
2416 | 2025-04-11 | 16 | 0 | -0.055688 | 0 | -0.055725 | 0 | -0.14968 | 0 | -0.14968 | 0 | 0 | 0 | 0 | 0 | 0 | 0 | 0 | 0 | 0
2417 | 2025-04-11 | 17 | 0 | -0.09287 | 0 | -0.091405 | 0 | -0.099498 | 0 | -0.099498 | 0 | 0 | 0 | 0 | 0 | 0 | 0 | 0 | 0 | 0
2418 | 2025-04-11 | 18 | 0 | 0 | 0 | 0 | 0 | -0.073795 | 0 | -0.073795 | 0 | 0 | 0 | 0 | 0 | 0 | 0 | 0 | 0 | 0
2419 | 2025-04-11 | 19 | 0 | 0 | 0 | 0 | 0 | -0.25973 | 0 | -0.25973 | 0 | 0 | 0 | 0 | 0 | 0 | 0 | 0 | 0 | 0
2420 | 2025-04-11 | 20 | 0 | 0 | 0 | 0 | 0 | -0.56995 | 0 | -0.56995 | 0 | 0 | 0 | 0 | 0 | 0 | 0 | 0 | 0 | 0
2421 | 2025-04-11 | 21 | 0 | 0 | 0 | 0 | 0 | -0.6334 | 0 | -0.6334 | 0 | 0 | 0 | 0 | 0 | 0 | 0 | 0 | 0 | 0
2422 | 2025-04-11 | 22 | 0 | 0 | 0 | 0 | 0 | -0.70354 | 0 | -0.70354 | 0 | 0 | 0 | 0 | 0 | 0 | 0 | 0 | 0 | 0
2423 | 2025-04-11 | 23 | 0 | 0 | 0 | 0 | 0 | -0.89252 | 0 | -0.89252 | 0 | 0 | 0 | 0 | 0 | 0 | 0 | 0 | 0 | 0
2424 | 2025-04-11 | 24 | 0 | 0 | 0 | 0 | 0 | -1.0986 | 0 | -1.0986 | 0 | 0 | 0 | 0 | 0 | 0 | 0 | 0 | 0 | 0
2425 | 2025-04-12 | 1 | 0 | 0 | 0 | 0 | 0 | -1.2248 | 0 | -1.2248 | 0 | 0 | 0 | 0 | 0 | 0 | 0 | 0 | 0 | 0
2426 | 2025-04-12 | 2 | 0 | 0 | 0 | 0 | 0 | -1.3405 | 0 | -1.3405 | 0 | 0 | 0 | 0 | 0 | 0 | 0 | 0 | 0 | 0
2427 | 2025-04-12 | 3 | 0 | 0 | 0 | 0 | 0 | -1.369 | 0 | -1.369 | 0 | 0 | 0 | 0 | 0 | 0 | 0 | 0 | 0 | 0
2428 | 2025-04-12 | 4 | 0 | 0 | 0 | 0 | 0 | -1.5131 | 0 | -1.5131 | 0 | 0 | 0 | 0 | 0 | 0 | 0 | 0 | 0 | 0
2429 | 2025-04-12 | 5 | 0 | 0 | 0 | 0 | 0 | -1.5899 | 0 | -1.5899 | 0 | 0 | 0 | 0 | 0 | 0 | 0 | 0 | 0 | 0
2430 | 2025-04-12 | 6 | 0 | 0 | 0 | 0 | 0 | -1.4943 | 0 | -1.4943 | 0 | 0 | 0 | 0 | 0 | 0 | 0 | 0 | 0 | 0
2431 | 2025-04-12 | 7 | 0 | 0 | 0 | 0 | 0 | -1.2329 | 0 | -1.2329 | 0 | 0 | 0 | 0 | 0 | 0 | 0 | 0 | 0 | 0
2432 | 2025-04-12 | 8 | 0 | 0 | 0 | 0 | 0 | -1.0929 | 0 | -1.0929 | 0 | 0 | 0 | 0 | 0 | 0 | 0 | 0 | 0 | 0
2433 | 2025-04-12 | 9 | 0 | 0 | 0 | 0 | 0 | -0.91339 | 0 | -0.91339 | 0 | 0 | 0 | 0 | 0 | 0 | 0 | 0 | 0 | 0
2434 | 2025-04-12 | 10 | 0 | 0 | 0 | 0 | 0 | -0.7173 | 0 | -0.7173 | 0 | 0 | 0 | 0 | 0 | 0 | 0 | 0 | 0 | 0
2435 | 2025-04-12 | 11 | 0 | 0 | 0 | 0 | 0 | -0.57459 | 0 | -0.57459 | 0 | 0 | 0 | 0 | 0 | 0 | 0 | 0 | 0 | 0
2436 | 2025-04-12 | 12 | 0 | 0 | 0 | 0 | 0 | -0.56004 | 0 | -0.56004 | 0 | 0 | 0 | 0 | 0 | 0 | 0 | 0 | 0 | 0
2437 | 2025-04-12 | 13 | 0 | 0 | 0 | 0 | 0 | -0.44081 | 0 | -0.44081 | 0 | 0 | 0 | 0 | 0 | 0 | 0 | 0 | 0 | 0
2438 | 2025-04-12 | 14 | 0 | -0.12072 | 0 | -0.11894 | 0 | -0.26615 | 0 | -0.26615 | 0 | 0 | 0 | 0 | 0 | 0 | 0 | 0 | 0 | 0
2439 | 2025-04-12 | 15 | 0 | -0.084734 | 0 | -0.083485 | 0 | -0.14497 | 0 | -0.14497 | 0 | 0 | 0 | 0 | 0 | 0 | 0 | 0 | 0 | 0
2440 | 2025-04-12 | 16 | 0 | -0.017603 | 0 | -0.017603 | 0 | -0.10224 | 0 | -0.10224 | 0 | 0 | 0 | 0 | 0 | 0 | 0 | 0 | 0 | 0
2441 | 2025-04-12 | 17 | 0 | 0 | 0 | 0 | 0 | -0.13763 | 0 | -0.13763 | 0 | 0 | 0 | 0 | 0 | 0 | 0 | 0 | 0 | 0
2442 | 2025-04-12 | 18 | 0 | 0 | 0 | 0 | 0 | -0.14966 | 0 | -0.14966 | 0 | 0 | 0 | 0 | 0 | 0 | 0 | 0 | 0 | 0
2443 | 2025-04-12 | 19 | 0 | 0 | 0 | 0 | 0 | -0.21891 | 0 | -0.21891 | 0 | 0 | 0 | 0 | 0 | 0 | 0 | 0 | 0 | 0
2444 | 2025-04-12 | 20 | 0 | 0 | 0 | 0 | 0 | -0.44889 | 0 | -0.44889 | 0 | 0 | 0 | 0 | 0 | 0 | 0 | 0 | 0 | 0
2445 | 2025-04-12 | 21 | 0 | 0 | 0 | 0 | 0 | -0.59623 | 0 | -0.59623 | 0 | 0 | 0 | 0 | 0 | 0 | 0 | 0 | 0 | 0
2446 | 2025-04-12 | 22 | 0 | 0 | 0 | 0 | 0 | -0.73437 | 0 | -0.73437 | 0 | 0 | 0 | 0 | 0 | 0 | 0 | 0 | 0 | 0
2447 | 2025-04-12 | 23 | 0 | 0 | 0 | 0 | 0 | -0.84596 | 0 | -0.84596 | 0 | 0 | 0 | 0 | 0 | 0 | 0 | 0 | 0 | 0
2448 | 2025-04-12 | 24 | 0 | 0 | 0 | 0 | 0 | -1.0491 | 0 | -1.0491 | 0 | 0 | 0 | 0 | 0 | 0 | 0 | 0 | 0 | 0
2449 | 2025-04-13 | 1 | 0 | 0 | 0 | 0 | 0 | -1.1793 | 0 | -1.1793 | 0 | 0 | 0 | 0 | 0 | 0 | 0 | 0 | 0 | 0
2450 | 2025-04-13 | 2 | 0 | 0 | 0 | 0 | 0 | -1.2903 | 0 | -1.2903 | 0 | 0 | 0 | 0 | 0 | 0 | 0 | 0 | 0 | 0
2451 | 2025-04-13 | 3 | 0 | 0 | 0 | 0 | 0 | -1.3955 | 0 | -1.3955 | 0 | 0 | 0 | 0 | 0 | 0 | 0 | 0 | 0 | 0
2452 | 2025-04-13 | 4 | 0 | 0 | 0 | 0 | 0 | -1.4626 | 0 | -1.4626 | 0 | 0 | 0 | 0 | 0 | 0 | 0 | 0 | 0 | 0
2453 | 2025-04-13 | 5 | 0 | 0 | 0 | 0 | 0 | -1.4916 | 0 | -1.4916 | 0 | 0 | 0 | 0 | 0 | 0 | 0 | 0 | 0 | 0
2454 | 2025-04-13 | 6 | 0 | 0 | 0 | 0 | 0 | -1.4338 | 0 | -1.4338 | 0 | 0 | 0 | 0 | 0 | 0 | 0 | 0 | 0 | 0
2455 | 2025-04-13 | 7 | 0 | 0 | 0 | 0 | 0 | -1.272 | 0 | -1.272 | 0 | 0 | 0 | 0 | 0 | 0 | 0 | 0 | 0 | 0
2456 | 2025-04-13 | 8 | 0 | 0 | 0 | 0 | 0 | -0.90138 | 0 | -0.90138 | 0 | 0 | 0 | 0 | 0 | 0 | 0 | 0 | 0 | 0
2457 | 2025-04-13 | 9 | 0 | 0 | 0 | 0 | 0 | -0.62379 | 0 | -0.62379 | 0 | 0 | 0 | 0 | 0 | 0 | 0 | 0 | 0 | 0
2458 | 2025-04-13 | 10 | 0 | 0 | 0 | 0 | 0 | -0.46394 | 0 | -0.46394 | 0 | 0 | 0 | 0 | 0 | 0 | 0 | 0 | 0 | 0
2459 | 2025-04-13 | 11 | 0 | 0 | 0 | 0 | 0 | -0.38738 | 0 | -0.38738 | 0 | 0 | 0 | 0 | 0 | 0 | 0 | 0 | 0 | 0
2460 | 2025-04-13 | 12 | 0 | 0 | 0 | 0 | 0 | -0.38338 | 0 | -0.38338 | 0 | 0 | 0 | 0 | 0 | 0 | 0 | 0 | 0 | 0
2461 | 2025-04-13 | 13 | 0 | 0 | 0 | 0 | 0 | -0.35931 | 0 | -0.35931 | 0 | 0 | 0 | 0 | 0 | 0 | 0 | 0 | 0 | 0
2462 | 2025-04-13 | 14 | 0 | 0 | 0 | 0 | 0 | -0.26897 | 0 | -0.26897 | 0 | 0 | 0 | 0 | 0 | 0 | 0 | 0 | 0 | 0
2463 | 2025-04-13 | 15 | 0 | 0 | 0 | 0 | 0 | -0.13966 | 0 | -0.13966 | 0 | 0 | 0 | 0 | 0 | 0 | 0 | 0 | 0 | 0
2464 | 2025-04-13 | 16 | 0 | 0 | 0 | 0 | 0 | -0.19949 | 0 | -0.19949 | 0 | 0 | 0 | 0 | 0 | 0 | 0 | 0 | 0 | 0
2465 | 2025-04-13 | 17 | 0 | 0 | 0 | 0 | 0 | -0.24119 | 0 | -0.24119 | 0 | 0 | 0 | 0 | 0 | 0 | 0 | 0 | 0 | 0
2466 | 2025-04-13 | 18 | 0 | 0 | 0 | 0 | 0 | -0.34102 | 0 | -0.34102 | 0 | 0 | 0 | 0 | 0 | 0 | 0 | 0 | 0 | 0
2467 | 2025-04-13 | 19 | 0 | 0 | 0 | 0 | 0 | -0.35073 | 0 | -0.35073 | 0 | 0 | 0 | 0 | 0 | 0 | 0 | 0 | 0 | 0
2468 | 2025-04-13 | 20 | 0 | 0 | 0 | 0 | 0 | -0.41225 | 0 | -0.41225 | 0 | 0 | 0 | 0 | 0 | 0 | 0 | 0 | 0 | 0
2469 | 2025-04-13 | 21 | 0 | 0 | 0 | 0 | 0 | -0.5322 | 0 | -0.5322 | 0 | 0 | 0 | 0 | 0 | 0 | 0 | 0 | 0 | 0
2470 | 2025-04-13 | 22 | 0 | 0 | 0 | 0 | 0 | -0.71424 | 0 | -0.71424 | 0 | 0 | 0 | 0 | 0 | 0 | 0 | 0 | 0 | 0
2471 | 2025-04-13 | 23 | 0 | 0 | 0 | 0 | 0 | -0.89256 | 0 | -0.89256 | 0 | 0 | 0 | 0 | 0 | 0 | 0 | 0 | 0 | 0
2472 | 2025-04-13 | 24 | 0 | 0 | 0 | 0 | 0 | -1.0618 | 0 | -1.0618 | 0 | 0 | 0 | 0 | 0 | 0 | 0 | 0 | 0 | 0
2473 | 2025-04-14 | 1 | 0 | 0 | 0 | 0 | 0 | -1.2248 | 0 | -1.2248 | 0 | 0 | 0 | 0 | 0 | 0 | 0 | 0 | 0 | 0
2474 | 2025-04-14 | 2 | 0 | 0 | 0 | 0 | 0 | -1.3643 | 0 | -1.3643 | 0 | 0 | 0 | 0 | 0 | 0 | 0 | 0 | 0 | 0
2475 | 2025-04-14 | 3 | 0 | 0 | 0 | 0 | 0 | -1.4101 | 0 | -1.4101 | 0 | 0 | 0 | 0 | 0 | 0 | 0 | 0 | 0 | 0
2476 | 2025-04-14 | 4 | 0 | 0 | 0 | 0 | 0 | -1.3965 | 0 | -1.3965 | 0 | 0 | 0 | 0 | 0 | 0 | 0 | 0 | 0 | 0
2477 | 2025-04-14 | 5 | 0 | 0 | 0 | 0 | 0 | -1.3573 | 0 | -1.3573 | 0 | 0 | 0 | 0 | 0 | 0 | 0 | 0 | 0 | 0
2478 | 2025-04-14 | 6 | 0 | 0 | 0 | 0 | 0 | -1.2719 | 0 | -1.2719 | 0 | 0 | 0 | 0 | 0 | 0 | 0 | 0 | 0 | 0
2479 | 2025-04-14 | 7 | 0 | 0 | 0 | 0 | 0 | -1.2346 | 0 | -1.2346 | 0 | 0 | 0 | 0 | 0 | 0 | 0 | 0 | 0 | 0
2480 | 2025-04-14 | 8 | 0 | 0 | 0 | 0 | 0 | -1.1646 | 0 | -1.1646 | 0 | 0 | 0 | 0 | 0 | 0 | 0 | 0 | 0 | 0
2481 | 2025-04-14 | 9 | 0 | 0 | 0 | 0 | 0 | -1.0115 | 0 | -1.0115 | 0 | 0 | 0 | 0 | 0 | 0 | 0 | 0 | 0 | 0
2482 | 2025-04-14 | 10 | 0 | 0 | 0 | 0 | 0 | -1.0535 | 0 | -1.0535 | 0 | 0 | 0 | 0 | 0 | 0 | 0 | 0 | 0 | 0
2483 | 2025-04-14 | 11 | 0 | 0 | 0 | 0 | 0 | -1.1195 | 0 | -1.1195 | 0 | 0 | 0 | 0 | 0 | 0 | 0 | 0 | 0 | 0
2484 | 2025-04-14 | 12 | 0 | -0.9602 | 0 | -0.94119 | 0 | -1.0762 | 0 | -1.0762 | 0 | 0 | 0 | 0 | 0 | 0 | 0 | 0 | 0 | 0
2485 | 2025-04-14 | 13 | 0 | -0.75009 | 0 | -0.75111 | 0 | -0.87971 | 0 | -0.87971 | 0 | 0 | 0 | 0 | 0 | 0 | 0 | 0 | 0 | 0
2486 | 2025-04-14 | 14 | 0 | -0.61515 | 0 | -0.62053 | 0 | -0.74964 | 0 | -0.74964 | 0 | 0 | 0 | 0 | 0 | 0 | 0 | 0 | 0 | 0
2487 | 2025-04-14 | 15 | 0 | -0.44136 | 0 | -0.44512 | 0 | -0.58162 | 0 | -0.58162 | 0 | 0 | 0 | 0 | 0 | 0 | 0 | 0 | 0 | 0
2488 | 2025-04-14 | 16 | 0 | -0.26472 | 0 | -0.26685 | 0 | -0.4115 | 0 | -0.4115 | 0 | 0 | 0 | 0 | 0 | 0 | 0 | 0 | 0 | 0
2489 | 2025-04-14 | 17 | 0 | -0.0786 | 0 | -0.07866 | 0 | -0.24583 | 0 | -0.24583 | 0 | 0 | 0 | 0 | 0 | 0 | 0 | 0 | 0 | 0
2490 | 2025-04-14 | 18 | 0 | -0.078737 | 0 | -0.078806 | 0 | -0.17101 | 0 | -0.17101 | 0 | 0 | 0 | 0 | 0 | 0 | 0 | 0 | 0 | 0
2491 | 2025-04-14 | 19 | 0 | -0.13788 | 0 | -0.13804 | 0 | -0.21908 | 0 | -0.21908 | 0 | 0 | 0 | 0 | 0 | 0 | 0 | 0 | 0 | 0
2492 | 2025-04-14 | 20 | 0 | -0.24107 | 0 | -0.24296 | 0 | -0.41473 | 0 | -0.41473 | 0 | 0 | 0 | 0 | 0 | 0 | 0 | 0 | 0 | 0
2493 | 2025-04-14 | 21 | 0 | -0.31836 | 0 | -0.32095 | 0 | -0.49467 | 0 | -0.49467 | 0 | 0 | 0 | 0 | 0 | 0 | 0 | 0 | 0 | 0
2494 | 2025-04-14 | 22 | 0 | -0.37318 | 0 | -0.37628 | 0 | -0.55036 | 0 | -0.55036 | 0 | 0 | 0 | 0 | 0 | 0 | 0 | 0 | 0 | 0
2495 | 2025-04-14 | 23 | 0 | -0.54945 | 0 | -0.5542 | 0 | -0.7119 | 0 | -0.7119 | 0 | 0 | 0 | 0 | 0 | 0 | 0 | 0 | 0 | 0
2496 | 2025-04-14 | 24 | 0 | -0.72604 | 0 | -0.73244 | 0 | -0.87091 | 0 | -0.87091 | 0 | 0 | 0 | 0 | 0 | 0 | 0 | 0 | 0 | 0
2497 | 2025-04-15 | 1 | 0 | -0.93286 | 0 | -0.94119 | 0 | -1.0566 | 0 | -1.0566 | 0 | 0 | 0 | 0 | 0 | 0 | 0 | 0 | 0 | 0
2498 | 2025-04-15 | 2 | 0 | -1.0714 | 0 | -1.0729 | 0 | -1.1775 | 0 | -1.1775 | 0 | 0 | 0 | 0 | 0 | 0 | 0 | 0 | 0 | 0
2499 | 2025-04-15 | 3 | 0 | -0.95516 | 0 | -0.92693 | 0 | -1.0468 | 0 | -1.0468 | 0 | 0 | 0 | 0 | 0 | 0 | 0 | 0 | 0 | 0
2500 | 2025-04-15 | 4 | 0 | -0.99717 | 0 | -0.98765 | 0 | -1.0885 | 0 | -1.0885 | 0 | 0 | 0 | 0 | 0 | 0 | 0 | 0 | 0 | 0
2501 | 2025-04-15 | 5 | 0 | -1.2257 | 0 | -1.2274 | 0 | -1.316 | 0 | -1.316 | 0 | 0 | 0 | 0 | 0 | 0 | 0 | 0 | 0 | 0
2502 | 2025-04-15 | 6 | 0 | -1.1738 | 0 | -1.1754 | 0 | -1.2679 | 0 | -1.2679 | 0 | 0 | 0 | 0 | 0 | 0 | 0 | 0 | 0 | 0
2503 | 2025-04-15 | 7 | 0 | -0.99445 | 0 | -0.99582 | 0 | -1.1023 | 0 | -1.1023 | 0 | 0 | 0 | 0 | 0 | 0 | 0 | 0 | 0 | 0
2504 | 2025-04-15 | 8 | 0 | -0.68904 | 0 | -0.68998 | 0 | -0.81349 | 0 | -0.81349 | 0 | 0 | 0 | 0 | 0 | 0 | 0 | 0 | 0 | 0
2505 | 2025-04-15 | 9 | 0 | -0.48407 | 0 | -0.48823 | 0 | -0.61847 | 0 | -0.61847 | 0 | 0 | 0 | 0 | 0 | 0 | 0 | 0 | 0 | 0
2506 | 2025-04-15 | 10 | 0 | -0.2292 | 0 | -0.23099 | 0 | -0.3695 | 0 | -0.3695 | 0 | 0 | 0 | 0 | 0 | 0 | 0 | 0 | 0 | 0
2507 | 2025-04-15 | 11 | 0 | -0.068987 | 0 | -0.069326 | 0 | -0.17752 | 0 | -0.17752 | 0 | 0 | 0 | 0 | 0 | 0 | 0 | 0 | 0 | 0
2508 | 2025-04-15 | 12 | 0 | -0.052136 | 0 | -0.052364 | 0 | -0.10786 | 0 | -0.10786 | 0 | 0 | 0 | 0 | 0 | 0 | 0 | 0 | 0 | 0
2509 | 2025-04-15 | 13 | 0 | -0.039109 | 0 | -0.039285 | 0 | -0.077462 | 0 | -0.077462 | 0 | 0 | 0 | 0 | 0 | 0 | 0 | 0 | 0 | 0
2510 | 2025-04-15 | 14 | 0 | -0.0048773 | 0 | -0.0048773 | 0 | -0.010297 | 0 | -0.010297 | 0 | 0 | 0 | 0 | 0 | 0 | 0 | 0 | 0 | 0
2511 | 2025-04-15 | 15 | 0 | 0 | 0 | 0 | 0 | 0 | 0 | 0 | 0 | 0 | 0 | 0 | 0 | 0 | 0 | 0 | 0 | 0
2512 | 2025-04-15 | 16 | 0 | 0 | 0 | 0 | 0 | 0 | 0 | 0 | 0 | 0 | 0 | 0 | 0 | 0 | 0 | 0 | 0 | 0
2513 | 2025-04-15 | 17 | 0 | 0 | 0 | 0 | 0 | 0 | 0 | 0 | 0 | 0 | 0 | 0 | 0 | 0 | 0 | 0 | 0 | 0
2514 | 2025-04-15 | 18 | 0 | 0 | 0 | 0 | 0 | 0 | 0 | 0 | 0 | 0 | 0 | 0 | 0 | 0 | 0 | 0 | 0 | 0
2515 | 2025-04-15 | 19 | 0 | 0 | 0 | 0 | 0 | 0 | 0 | 0 | 0 | 0 | 0 | 0 | 0 | 0 | 0 | 0 | 0 | 0
2516 | 2025-04-15 | 20 | 0 | 0 | 0 | 0 | 0 | 0 | 0 | 0 | 0 | 0 | 0 | 0 | 0 | 0 | 0 | 0 | 0 | 0
2517 | 2025-04-15 | 21 | 0 | 0 | 0 | 0 | 0 | 0 | 0 | 0 | 0 | 0 | 0 | 0 | 0 | 0 | 0 | 0 | 0 | 0
2518 | 2025-04-15 | 22 | 0 | -0.018791 | 0 | -0.018791 | 0 | -0.083311 | 0 | -0.083311 | 0 | 0 | 0 | 0 | 0 | 0 | 0 | 0 | 0 | 0
2519 | 2025-04-15 | 23 | 0 | 0 | 0 | 0 | 0 | -0.25967 | 0 | -0.25967 | 0 | 0 | 0 | 0 | 0 | 0 | 0 | 0 | 0 | 0
2520 | 2025-04-15 | 24 | 0 | 0 | 0 | 0 | 0 | -0.47954 | 0 | -0.47954 | 0 | 0 | 0 | 0 | 0 | 0 | 0 | 0 | 0 | 0
2521 | 2025-04-16 | 1 | 0 | 0 | 0 | 0 | 0 | -0.67185 | 0 | -0.67185 | 0 | 0 | 0 | 0 | 0 | 0 | 0 | 0 | 0 | 0
2522 | 2025-04-16 | 2 | 0 | 0 | 0 | 0 | 0 | -0.80432 | 0 | -0.80432 | 0 | 0 | 0 | 0 | 0 | 0 | 0 | 0 | 0 | 0
2523 | 2025-04-16 | 3 | 0 | 0 | 0 | 0 | 0 | -0.96274 | 0 | -0.96274 | 0 | 0 | 0 | 0 | 0 | 0 | 0 | 0 | 0 | 0
2524 | 2025-04-16 | 4 | 0 | 0 | 0 | 0 | 0 | -0.99699 | 0 | -0.99699 | 0 | 0 | 0 | 0 | 0 | 0 | 0 | 0 | 0 | 0
2525 | 2025-04-16 | 5 | 0 | 0 | 0 | 0 | 0 | -1.0331 | 0 | -1.0331 | 0 | 0 | 0 | 0 | 0 | 0 | 0 | 0 | 0 | 0
2526 | 2025-04-16 | 6 | 0 | 0 | 0 | 0 | 0 | -0.98466 | 0 | -0.98466 | 0 | 0 | 0 | 0 | 0 | 0 | 0 | 0 | 0 | 0
2527 | 2025-04-16 | 7 | 0 | -0.53169 | 0 | -0.53629 | 0 | -0.65838 | 0 | -0.65838 | 0 | 0 | 0 | 0 | 0 | 0 | 0 | 0 | 0 | 0
2528 | 2025-04-16 | 8 | 0 | -0.18572 | 0 | -0.18712 | 0 | -0.32685 | 0 | -0.32685 | 0 | 0 | 0 | 0 | 0 | 0 | 0 | 0 | 0 | 0
2529 | 2025-04-16 | 9 | 0 | -0.051974 | 0 | -0.052301 | 0 | -0.11695 | 0 | -0.11695 | 0 | 0 | 0 | 0 | 0 | 0 | 0 | 0 | 0 | 0
2530 | 2025-04-16 | 10 | 0 | -0.017538 | 0 | -0.017538 | 0 | -0.059366 | 0 | -0.059366 | 0 | 0 | 0 | 0 | 0 | 0 | 0 | 0 | 0 | 0
2531 | 2025-04-16 | 11 | 0 | -0.0054642 | 0 | -0.0054642 | 0 | -0.029875 | 0 | -0.029875 | 0 | 0 | 0 | 0 | 0 | 0 | 0 | 0 | 0 | 0
2532 | 2025-04-16 | 12 | 0 | -0.0051546 | 0 | -0.0051546 | 0 | -0.016153 | 0 | -0.016153 | 0 | 0 | 0 | 0 | 0 | 0 | 0 | 0 | 0 | 0
2533 | 2025-04-16 | 13 | 0 | -0.0051007 | 0 | -0.0051007 | 0 | -0.016878 | 0 | -0.016878 | 0 | 0 | 0 | 0 | 0 | 0 | 0 | 0 | 0 | 0
2534 | 2025-04-16 | 14 | 0 | 0 | 0 | 0 | 0 | 0 | 0 | 0 | 0 | 0 | 0 | 0 | 0 | 0 | 0 | 0 | 0 | 0
2535 | 2025-04-16 | 15 | 0 | 0 | 0 | 0 | 0 | 0 | 0 | 0 | 0 | 0 | 0 | 0 | 0 | 0 | 0 | 0 | 0 | 0
2536 | 2025-04-16 | 16 | 0 | 0 | 0 | 0 | 0 | 0 | 0 | 0 | 0 | 0 | 0 | 0 | 0 | 0 | 0 | 0 | 0 | 0
2537 | 2025-04-16 | 17 | 0 | 0 | 0 | 0 | 0 | 0 | 0 | 0 | 0 | 0 | 0 | 0 | 0 | 0 | 0 | 0 | 0 | 0
2538 | 2025-04-16 | 18 | 0 | 0 | 0 | 0 | 0 | 0 | 0 | 0 | 0 | 0 | 0 | 0 | 0 | 0 | 0 | 0 | 0 | 0
2539 | 2025-04-16 | 19 | 0 | 0 | 0 | 0 | 0 | 0 | 0 | 0 | 0 | 0 | 0 | 0 | 0 | 0 | 0 | 0 | 0 | 0
2540 | 2025-04-16 | 20 | 0 | 0 | 0 | 0 | 0 | 0 | 0 | 0 | 0 | 0 | 0 | 0 | 0 | 0 | 0 | 0 | 0 | 0
2541 | 2025-04-16 | 21 | 0 | 0 | 0 | 0 | 0 | 0 | 0 | 0 | 0 | 0 | 0 | 0 | 0 | 0 | 0 | 0 | 0 | 0
2542 | 2025-04-16 | 22 | 0 | 0 | 0 | 0 | 0 | 0 | 0 | 0 | 0 | 0 | 0 | 0 | 0 | 0 | 0 | 0 | 0 | 0
2543 | 2025-04-16 | 23 | 0 | -0.021035 | 0 | -0.021035 | 0 | -0.12291 | 0 | -0.12291 | 0 | 0 | 0 | 0 | 0 | 0 | 0 | 0 | 0 | 0
2544 | 2025-04-16 | 24 | 0 | -0.15999 | 0 | -0.16112 | 0 | -0.33523 | 0 | -0.33523 | 0 | 0 | 0 | 0 | 0 | 0 | 0 | 0 | 0 | 0
2545 | 2025-04-17 | 1 | 0 | -0.36553 | 0 | -0.366 | 0 | -0.57793 | 0 | -0.57793 | 0 | 0 | 0 | 0 | 0 | 0 | 0 | 0 | 0 | 0
2546 | 2025-04-17 | 2 | 0 | -0.54354 | 0 | -0.53855 | 0 | -0.71945 | 0 | -0.71945 | 0 | 0 | 0 | 0 | 0 | 0 | 0 | 0 | 0 | 0
2547 | 2025-04-17 | 3 | 0 | -0.65797 | 0 | -0.64519 | 0 | -0.79873 | 0 | -0.79873 | 0 | 0 | 0 | 0 | 0 | 0 | 0 | 0 | 0 | 0
2548 | 2025-04-17 | 4 | 0 | 0 | 0 | 0 | 0 | -0.88412 | 0 | -0.88412 | 0 | 0 | 0 | 0 | 0 | 0 | 0 | 0 | 0 | 0
2549 | 2025-04-17 | 5 | 0 | 0 | 0 | 0 | 0 | -0.91451 | 0 | -0.91451 | 0 | 0 | 0 | 0 | 0 | 0 | 0 | 0 | 0 | 0
2550 | 2025-04-17 | 6 | 0 | 0 | 0 | 0 | 0 | -0.93351 | 0 | -0.93351 | 0 | 0 | 0 | 0 | 0 | 0 | 0 | 0 | 0 | 0
2551 | 2025-04-17 | 7 | 0 | -0.52419 | 0 | -0.51936 | 0 | -0.64809 | 0 | -0.64809 | 0 | 0 | 0 | 0 | 0 | 0 | 0 | 0 | 0 | 0
2552 | 2025-04-17 | 8 | 0 | -0.20171 | 0 | -0.20326 | 0 | -0.34295 | 0 | -0.34295 | 0 | 0 | 0 | 0 | 0 | 0 | 0 | 0 | 0 | 0
2553 | 2025-04-17 | 9 | 0 | -0.077169 | 0 | -0.077591 | 0 | -0.18304 | 0 | -0.18304 | 0 | 0 | 0 | 0 | 0 | 0 | 0 | 0 | 0 | 0
2554 | 2025-04-17 | 10 | 0 | -0.066169 | 0 | -0.066545 | 0 | -0.10376 | 0 | -0.10376 | 0 | 0 | 0 | 0 | 0 | 0 | 0 | 0 | 0 | 0
2555 | 2025-04-17 | 11 | 0 | -0.03366 | 0 | -0.033686 | 0 | -0.084726 | 0 | -0.084726 | 0 | 0 | 0 | 0 | 0 | 0 | 0 | 0 | 0 | 0
2556 | 2025-04-17 | 12 | 0 | -0.0063913 | 0 | -0.0063913 | 0 | -0.021529 | 0 | -0.021529 | 0 | 0 | 0 | 0 | 0 | 0 | 0 | 0 | 0 | 0
2557 | 2025-04-17 | 13 | 0 | 0 | 0 | 0 | 0 | 0 | 0 | 0 | 0 | 0 | 0 | 0 | 0 | 0 | 0 | 0 | 0 | 0
2558 | 2025-04-17 | 14 | 0 | 0 | 0 | 0 | 0 | 0 | 0 | 0 | 0 | 0 | 0 | 0 | 0 | 0 | 0 | 0 | 0 | 0
2559 | 2025-04-17 | 15 | 0 | 0.002066 | 0 | 0.002066 | 0 | 0.002066 | 0 | 0.002066 | 0 | 0 | 0 | 0 | 0 | 0 | 0 | 0 | 0 | 0
2560 | 2025-04-17 | 16 | 1 | 0.053145 | 1 | 0.02016 | 1 | 0.048995 | 1 | 0.048995 | 0 | 0 | 0 | 0 | 0 | 0 | 0 | 0 | 0 | 0
2561 | 2025-04-17 | 17 | 1 | 0.12353 | 1 | 0.04995 | 1 | 0.1134 | 1 | 0.1134 | 0 | 0 | 0 | 0 | 0 | 0 | 0 | 0 | 0 | 0
2562 | 2025-04-17 | 18 | 1 | 0.13738 | 1 | 0.054936 | 1 | 0.12513 | 1 | 0.12513 | 0 | 0 | 0 | 0 | 0 | 0 | 0 | 0 | 0 | 0
2563 | 2025-04-17 | 19 | 1 | 0.10411 | 1 | 0.04078 | 1 | 0.093465 | 1 | 0.093465 | 0 | 0 | 0 | 0 | 0 | 0 | 0 | 0 | 0 | 0
2564 | 2025-04-17 | 20 | 0 | 0 | 0 | 0 | 0 | 0 | 0 | 0 | 0 | 0 | 0 | 0 | 0 | 0 | 0 | 0 | 0 | 0
2565 | 2025-04-17 | 21 | 0 | 0 | 0 | 0 | 0 | 0 | 0 | 0 | 0 | 0 | 0 | 0 | 0 | 0 | 0 | 0 | 0 | 0
2566 | 2025-04-17 | 22 | 0 | 0 | 0 | 0 | 0 | 0 | 0 | 0 | 0 | 0 | 0 | 0 | 0 | 0 | 0 | 0 | 0 | 0
2567 | 2025-04-17 | 23 | 0 | 0 | 0 | 0 | 0 | 0 | 0 | 0 | 0 | 0 | 0 | 0 | 0 | 0 | 0 | 0 | 0 | 0
2568 | 2025-04-17 | 24 | 0 | -0.012579 | 0 | -0.012579 | 0 | -0.12076 | 0 | -0.12076 | 0 | 0 | 0 | 0 | 0 | 0 | 0 | 0 | 0 | 0
2569 | 2025-04-18 | 1 | 0 | -0.20241 | 0 | -0.20265 | 0 | -0.27137 | 0 | -0.27137 | 0 | 0 | 0 | 0 | 0 | 0 | 0 | 0 | 0 | 0
2570 | 2025-04-18 | 2 | 0 | -0.29189 | 0 | -0.28938 | 0 | -0.45506 | 0 | -0.45506 | 0 | 0 | 0 | 0 | 0 | 0 | 0 | 0 | 0 | 0
2571 | 2025-04-18 | 3 | 0 | -0.48952 | 0 | -0.48018 | 0 | -0.62944 | 0 | -0.62944 | 0 | 0 | 0 | 0 | 0 | 0 | 0 | 0 | 0 | 0
2572 | 2025-04-18 | 4 | 0 | -0.56366 | 0 | -0.56441 | 0 | -0.68936 | 0 | -0.68936 | 0 | 0 | 0 | 0 | 0 | 0 | 0 | 0 | 0 | 0
2573 | 2025-04-18 | 5 | 0 | -0.63789 | 0 | -0.62546 | 0 | -0.74789 | 0 | -0.74789 | 0 | 0 | 0 | 0 | 0 | 0 | 0 | 0 | 0 | 0
2574 | 2025-04-18 | 6 | 0 | -0.62522 | 0 | -0.61938 | 0 | -0.73647 | 0 | -0.73647 | 0 | 0 | 0 | 0 | 0 | 0 | 0 | 0 | 0 | 0
2575 | 2025-04-18 | 7 | 0 | -0.41267 | 0 | -0.41618 | 0 | -0.54061 | 0 | -0.54061 | 0 | 0 | 0 | 0 | 0 | 0 | 0 | 0 | 0 | 0
2576 | 2025-04-18 | 8 | 0 | -0.35389 | 0 | -0.35685 | 0 | -0.49335 | 0 | -0.49335 | 0 | 0 | 0 | 0 | 0 | 0 | 0 | 0 | 0 | 0
2577 | 2025-04-18 | 9 | 0 | -0.28365 | 0 | -0.28598 | 0 | -0.42023 | 0 | -0.42023 | 0 | 0 | 0 | 0 | 0 | 0 | 0 | 0 | 0 | 0
2578 | 2025-04-18 | 10 | 0 | -0.31494 | 0 | -0.31753 | 0 | -0.45461 | 0 | -0.45461 | 0 | 0 | 0 | 0 | 0 | 0 | 0 | 0 | 0 | 0
2579 | 2025-04-18 | 11 | 0 | -0.17492 | 0 | -0.17634 | 0 | -0.29925 | 0 | -0.29925 | 0 | 0 | 0 | 0 | 0 | 0 | 0 | 0 | 0 | 0
2580 | 2025-04-18 | 12 | 0 | -0.087328 | 0 | -0.087928 | 0 | -0.21016 | 0 | -0.21016 | 0 | 0 | 0 | 0 | 0 | 0 | 0 | 0 | 0 | 0
2581 | 2025-04-18 | 13 | 0 | 4.4157e-05 | 0 | 4.4157e-05 | 0 | 4.4157e-05 | 0 | 4.4157e-05 | 0 | 0 | 0 | 0 | 0 | 0 | 0 | 0 | 0 | 0
2582 | 2025-04-18 | 14 | 0 | 0 | 0 | 0 | 0 | 0 | 0 | 0 | 0 | 0 | 0 | 0 | 0 | 0 | 0 | 0 | 0 | 0
2583 | 2025-04-18 | 15 | 0 | 0 | 0 | 0 | 0 | 0 | 0 | 0 | 0 | 0 | 0 | 0 | 0 | 0 | 0 | 0 | 0 | 0
2584 | 2025-04-18 | 16 | 0 | 0 | 0 | 0 | 0 | 0 | 0 | 0 | 0 | 0 | 0 | 0 | 0 | 0 | 0 | 0 | 0 | 0
2585 | 2025-04-18 | 17 | 0 | 0 | 0 | 0 | 0 | 0 | 0 | 0 | 0 | 0 | 0 | 0 | 0 | 0 | 0 | 0 | 0 | 0
2586 | 2025-04-18 | 18 | 0 | 0 | 0 | 0 | 0 | 0 | 0 | 0 | 0 | 0 | 0 | 0 | 0 | 0 | 0 | 0 | 0 | 0
2587 | 2025-04-18 | 19 | 0 | 0 | 0 | 0 | 0 | 0 | 0 | 0 | 0 | 0 | 0 | 0 | 0 | 0 | 0 | 0 | 0 | 0
2588 | 2025-04-18 | 20 | 0 | 0 | 0 | 0 | 0 | 0 | 0 | 0 | 0 | 0 | 0 | 0 | 0 | 0 | 0 | 0 | 0 | 0
2589 | 2025-04-18 | 21 | 0 | -0.024865 | 0 | -0.024865 | 0 | -0.12335 | 0 | -0.12335 | 0 | 0 | 0 | 0 | 0 | 0 | 0 | 0 | 0 | 0
2590 | 2025-04-18 | 22 | 0 | -0.061237 | 0 | -0.060849 | 0 | -0.28617 | 0 | -0.28617 | 0 | 0 | 0 | 0 | 0 | 0 | 0 | 0 | 0 | 0
2591 | 2025-04-18 | 23 | 0 | -0.27344 | 0 | -0.26631 | 0 | -0.48071 | 0 | -0.48071 | 0 | 0 | 0 | 0 | 0 | 0 | 0 | 0 | 0 | 0
2592 | 2025-04-18 | 24 | 0 | -0.48205 | 0 | -0.4777 | 0 | -0.68474 | 0 | -0.68474 | 0 | 0 | 0 | 0 | 0 | 0 | 0 | 0 | 0 | 0
2593 | 2025-04-19 | 1 | 0 | -0.67383 | 0 | -0.66757 | 0 | -0.84256 | 0 | -0.84256 | 0 | 0 | 0 | 0 | 0 | 0 | 0 | 0 | 0 | 0
2594 | 2025-04-19 | 2 | 0 | -0.74608 | 0 | -0.7471 | 0 | -0.89033 | 0 | -0.89033 | 0 | 0 | 0 | 0 | 0 | 0 | 0 | 0 | 0 | 0
2595 | 2025-04-19 | 3 | 0 | -0.79609 | 0 | -0.78858 | 0 | -0.91973 | 0 | -0.91973 | 0 | 0 | 0 | 0 | 0 | 0 | 0 | 0 | 0 | 0
2596 | 2025-04-19 | 4 | 0 | -0.87062 | 0 | -0.85344 | 0 | -0.97808 | 0 | -0.97808 | 0 | 0 | 0 | 0 | 0 | 0 | 0 | 0 | 0 | 0
2597 | 2025-04-19 | 5 | 0 | 0 | 0 | 0 | 0 | -1.1113 | 0 | -1.1113 | 0 | 0 | 0 | 0 | 0 | 0 | 0 | 0 | 0 | 0
2598 | 2025-04-19 | 6 | 0 | 0 | 0 | 0 | 0 | -1.1381 | 0 | -1.1381 | 0 | 0 | 0 | 0 | 0 | 0 | 0 | 0 | 0 | 0
2599 | 2025-04-19 | 7 | 0 | 0 | 0 | 0 | 0 | -1.1193 | 0 | -1.1193 | 0 | 0 | 0 | 0 | 0 | 0 | 0 | 0 | 0 | 0
2600 | 2025-04-19 | 8 | 0 | -0.78121 | 0 | -0.76588 | 0 | -0.90024 | 0 | -0.90024 | 0 | 0 | 0 | 0 | 0 | 0 | 0 | 0 | 0 | 0
2601 | 2025-04-19 | 9 | 0 | -0.54199 | 0 | -0.53157 | 0 | -0.67023 | 0 | -0.67023 | 0 | 0 | 0 | 0 | 0 | 0 | 0 | 0 | 0 | 0
2602 | 2025-04-19 | 10 | 0 | -0.35882 | 0 | -0.35928 | 0 | -0.49553 | 0 | -0.49553 | 0 | 0 | 0 | 0 | 0 | 0 | 0 | 0 | 0 | 0
2603 | 2025-04-19 | 11 | 0 | -0.23987 | 0 | -0.24016 | 0 | -0.3794 | 0 | -0.3794 | 0 | 0 | 0 | 0 | 0 | 0 | 0 | 0 | 0 | 0
2604 | 2025-04-19 | 12 | 0 | -0.10694 | 0 | -0.10704 | 0 | -0.22115 | 0 | -0.22115 | 0 | 0 | 0 | 0 | 0 | 0 | 0 | 0 | 0 | 0
2605 | 2025-04-19 | 13 | 0 | -0.074609 | 0 | -0.074676 | 0 | -0.13466 | 0 | -0.13466 | 0 | 0 | 0 | 0 | 0 | 0 | 0 | 0 | 0 | 0
2606 | 2025-04-19 | 14 | 0 | -0.017051 | 0 | -0.017051 | 0 | -0.080877 | 0 | -0.080877 | 0 | 0 | 0 | 0 | 0 | 0 | 0 | 0 | 0 | 0
2607 | 2025-04-19 | 15 | 0 | -0.010542 | 0 | -0.010542 | 0 | -0.040461 | 0 | -0.040461 | 0 | 0 | 0 | 0 | 0 | 0 | 0 | 0 | 0 | 0
2608 | 2025-04-19 | 16 | 0 | -0.01255 | 0 | -0.01255 | 0 | -0.1033 | 0 | -0.1033 | 0 | 0 | 0 | 0 | 0 | 0 | 0 | 0 | 0 | 0
2609 | 2025-04-19 | 17 | 0 | -0.0096045 | 0 | -0.0096045 | 0 | -0.051882 | 0 | -0.051882 | 0 | 0 | 0 | 0 | 0 | 0 | 0 | 0 | 0 | 0
2610 | 2025-04-19 | 18 | 0 | -0.011308 | 0 | -0.011308 | 0 | -0.063303 | 0 | -0.063303 | 0 | 0 | 0 | 0 | 0 | 0 | 0 | 0 | 0 | 0
2611 | 2025-04-19 | 19 | 0 | -0.082764 | 0 | -0.081942 | 0 | -0.27781 | 0 | -0.27781 | 0 | 0 | 0 | 0 | 0 | 0 | 0 | 0 | 0 | 0
2612 | 2025-04-19 | 20 | 0 | -0.21264 | 0 | -0.21093 | 0 | -0.41023 | 0 | -0.41023 | 0 | 0 | 0 | 0 | 0 | 0 | 0 | 0 | 0 | 0
2613 | 2025-04-19 | 21 | 0 | -0.32311 | 0 | -0.32029 | 0 | -0.49389 | 0 | -0.49389 | 0 | 0 | 0 | 0 | 0 | 0 | 0 | 0 | 0 | 0
2614 | 2025-04-19 | 22 | 0 | -0.37389 | 0 | -0.37058 | 0 | -0.54545 | 0 | -0.54545 | 0 | 0 | 0 | 0 | 0 | 0 | 0 | 0 | 0 | 0
2615 | 2025-04-19 | 23 | 0 | -0.5749 | 0 | -0.57988 | 0 | -0.74046 | 0 | -0.74046 | 0 | 0 | 0 | 0 | 0 | 0 | 0 | 0 | 0 | 0
2616 | 2025-04-19 | 24 | 0 | -0.90154 | 0 | -0.90278 | 0 | -1.0419 | 0 | -1.0419 | 0 | 0 | 0 | 0 | 0 | 0 | 0 | 0 | 0 | 0
2617 | 2025-04-20 | 1 | 0 | -1.0876 | 0 | -1.0891 | 0 | -1.2057 | 0 | -1.2057 | 0 | 0 | 0 | 0 | 0 | 0 | 0 | 0 | 0 | 0
2618 | 2025-04-20 | 2 | 0 | -1.1941 | 0 | -1.1826 | 0 | -1.2944 | 0 | -1.2944 | 0 | 0 | 0 | 0 | 0 | 0 | 0 | 0 | 0 | 0
2619 | 2025-04-20 | 3 | 0 | -1.1219 | 0 | -1.0995 | 0 | -1.2109 | 0 | -1.2109 | 0 | 0 | 0 | 0 | 0 | 0 | 0 | 0 | 0 | 0
2620 | 2025-04-20 | 4 | 0 | 0 | 0 | 0 | 0 | -1.2679 | 0 | -1.2679 | 0 | 0 | 0 | 0 | 0 | 0 | 0 | 0 | 0 | 0
2621 | 2025-04-20 | 5 | 0 | 0 | 0 | 0 | 0 | -1.4397 | 0 | -1.4397 | 0 | 0 | 0 | 0 | 0 | 0 | 0 | 0 | 0 | 0
2622 | 2025-04-20 | 6 | 0 | 0 | 0 | 0 | 0 | -1.3768 | 0 | -1.3768 | 0 | 0 | 0 | 0 | 0 | 0 | 0 | 0 | 0 | 0
2623 | 2025-04-20 | 7 | 0 | -1.1037 | 0 | -1.0709 | 0 | -1.1958 | 0 | -1.1958 | 0 | 0 | 0 | 0 | 0 | 0 | 0 | 0 | 0 | 0
2624 | 2025-04-20 | 8 | 0 | 0 | 0 | 0 | 0 | -1.1253 | 0 | -1.1253 | 0 | 0 | 0 | 0 | 0 | 0 | 0 | 0 | 0 | 0
2625 | 2025-04-20 | 9 | 0 | 0 | 0 | 0 | 0 | -1.215 | 0 | -1.215 | 0 | 0 | 0 | 0 | 0 | 0 | 0 | 0 | 0 | 0
2626 | 2025-04-20 | 10 | 0 | 0 | 0 | 0 | 0 | -1.252 | 0 | -1.252 | 0 | 0 | 0 | 0 | 0 | 0 | 0 | 0 | 0 | 0
2627 | 2025-04-20 | 11 | 0 | 0 | 0 | 0 | 0 | -1.2933 | 0 | -1.2933 | 0 | 0 | 0 | 0 | 0 | 0 | 0 | 0 | 0 | 0
2628 | 2025-04-20 | 12 | 0 | 0 | 0 | 0 | 0 | -1.3542 | 0 | -1.3542 | 0 | 0 | 0 | 0 | 0 | 0 | 0 | 0 | 0 | 0
2629 | 2025-04-20 | 13 | 0 | 0 | 0 | 0 | 0 | -1.4054 | 0 | -1.4054 | 0 | 0 | 0 | 0 | 0 | 0 | 0 | 0 | 0 | 0
2630 | 2025-04-20 | 14 | 0 | 0 | 0 | 0 | 0 | -1.413 | 0 | -1.413 | 0 | 0 | 0 | 0 | 0 | 0 | 0 | 0 | 0 | 0
2631 | 2025-04-20 | 15 | 0 | 0 | 0 | 0 | 0 | -1.4466 | 0 | -1.4466 | 0 | 0 | 0 | 0 | 0 | 0 | 0 | 0 | 0 | 0
2632 | 2025-04-20 | 16 | 0 | 0 | 0 | 0 | 0 | -1.5387 | 0 | -1.5387 | 0 | 0 | 0 | 0 | 0 | 0 | 0 | 0 | 0 | 0
2633 | 2025-04-20 | 17 | 0 | 0 | 0 | 0 | 0 | -1.5144 | 0 | -1.5144 | 0 | 0 | 0 | 0 | 0 | 0 | 0 | 0 | 0 | 0
2634 | 2025-04-20 | 18 | 0 | 0 | 0 | 0 | 0 | -1.4786 | 0 | -1.4786 | 0 | 0 | 0 | 0 | 0 | 0 | 0 | 0 | 0 | 0
2635 | 2025-04-20 | 19 | 0 | 0 | 0 | 0 | 0 | -1.3485 | 0 | -1.3485 | 0 | 0 | 0 | 0 | 0 | 0 | 0 | 0 | 0 | 0
2636 | 2025-04-20 | 20 | 0 | 0 | 0 | 0 | 0 | -1.2386 | 0 | -1.2386 | 0 | 0 | 0 | 0 | 0 | 0 | 0 | 0 | 0 | 0
2637 | 2025-04-20 | 21 | 0 | 0 | 0 | 0 | 0 | -1.1463 | 0 | -1.1463 | 0 | 0 | 0 | 0 | 0 | 0 | 0 | 0 | 0 | 0
2638 | 2025-04-20 | 22 | 0 | 0 | 0 | 0 | 0 | -1.0787 | 0 | -1.0787 | 0 | 0 | 0 | 0 | 0 | 0 | 0 | 0 | 0 | 0
2639 | 2025-04-20 | 23 | 0 | 0 | 0 | 0 | 0 | -0.91281 | 0 | -0.91281 | 0 | 0 | 0 | 0 | 0 | 0 | 0 | 0 | 0 | 0
2640 | 2025-04-20 | 24 | 0 | 0 | 0 | 0 | 0 | -1.0037 | 0 | -1.0037 | 0 | 0 | 0 | 0 | 0 | 0 | 0 | 0 | 0 | 0
2641 | 2025-04-21 | 1 | 0 | 0 | 0 | 0 | 0 | -1.1045 | 0 | -1.1045 | 0 | 0 | 0 | 0 | 0 | 0 | 0 | 0 | 0 | 0
2642 | 2025-04-21 | 2 | 0 | 0 | 0 | 0 | 0 | -1.0772 | 0 | -1.0772 | 0 | 0 | 0 | 0 | 0 | 0 | 0 | 0 | 0 | 0
2643 | 2025-04-21 | 3 | 0 | 0 | 0 | 0 | 0 | -1.1066 | 0 | -1.1066 | 0 | 0 | 0 | 0 | 0 | 0 | 0 | 0 | 0 | 0
2644 | 2025-04-21 | 4 | 0 | 0 | 0 | 0 | 0 | -1.1473 | 0 | -1.1473 | 0 | 0 | 0 | 0 | 0 | 0 | 0 | 0 | 0 | 0
2645 | 2025-04-21 | 5 | 0 | 0 | 0 | 0 | 0 | -1.19 | 0 | -1.19 | 0 | 0 | 0 | 0 | 0 | 0 | 0 | 0 | 0 | 0
2646 | 2025-04-21 | 6 | 0 | 0 | 0 | 0 | 0 | -1.0748 | 0 | -1.0748 | 0 | 0 | 0 | 0 | 0 | 0 | 0 | 0 | 0 | 0
2647 | 2025-04-21 | 7 | 0 | -0.82544 | 0 | -0.80118 | 0 | -0.92648 | 0 | -0.92648 | 0 | 0 | 0 | 0 | 0 | 0 | 0 | 0 | 0 | 0
2648 | 2025-04-21 | 8 | 0 | -0.76602 | 0 | -0.74361 | 0 | -0.88136 | 0 | -0.88136 | 0 | 0 | 0 | 0 | 0 | 0 | 0 | 0 | 0 | 0
2649 | 2025-04-21 | 9 | 0 | -0.78363 | 0 | -0.7847 | 0 | -0.91046 | 0 | -0.91046 | 0 | 0 | 0 | 0 | 0 | 0 | 0 | 0 | 0 | 0
2650 | 2025-04-21 | 10 | 0 | -0.53095 | 0 | -0.53556 | 0 | -0.66168 | 0 | -0.66168 | 0 | 0 | 0 | 0 | 0 | 0 | 0 | 0 | 0 | 0
2651 | 2025-04-21 | 11 | 0 | -0.28835 | 0 | -0.2907 | 0 | -0.42466 | 0 | -0.42466 | 0 | 0 | 0 | 0 | 0 | 0 | 0 | 0 | 0 | 0
2652 | 2025-04-21 | 12 | 0 | -0.095365 | 0 | -0.095986 | 0 | -0.2081 | 0 | -0.2081 | 0 | 0 | 0 | 0 | 0 | 0 | 0 | 0 | 0 | 0
2653 | 2025-04-21 | 13 | 0 | -0.082274 | 0 | -0.082808 | 0 | -0.19567 | 0 | -0.19567 | 0 | 0 | 0 | 0 | 0 | 0 | 0 | 0 | 0 | 0
2654 | 2025-04-21 | 14 | 0 | -0.24395 | 0 | -0.24188 | 0 | -0.37776 | 0 | -0.37776 | 0 | 0 | 0 | 0 | 0 | 0 | 0 | 0 | 0 | 0
2655 | 2025-04-21 | 15 | 0 | -0.31751 | 0 | -0.32013 | 0 | -0.45514 | 0 | -0.45514 | 0 | 0 | 0 | 0 | 0 | 0 | 0 | 0 | 0 | 0
2656 | 2025-04-21 | 16 | 0 | -0.38177 | 0 | -0.38499 | 0 | -0.5271 | 0 | -0.5271 | 0 | 0 | 0 | 0 | 0 | 0 | 0 | 0 | 0 | 0
2657 | 2025-04-21 | 17 | 0 | -0.32704 | 0 | -0.32418 | 0 | -0.48455 | 0 | -0.48455 | 0 | 0 | 0 | 0 | 0 | 0 | 0 | 0 | 0 | 0
2658 | 2025-04-21 | 18 | 0 | -0.072775 | 0 | -0.072388 | 0 | -0.20145 | 0 | -0.20145 | 0 | 0 | 0 | 0 | 0 | 0 | 0 | 0 | 0 | 0
2659 | 2025-04-21 | 19 | 0 | 0 | 0 | 0 | 0 | -0.15126 | 0 | -0.15126 | 0 | 0 | 0 | 0 | 0 | 0 | 0 | 0 | 0 | 0
2660 | 2025-04-21 | 20 | 0 | 0 | 0 | 0 | 0 | -0.3546 | 0 | -0.3546 | 0 | 0 | 0 | 0 | 0 | 0 | 0 | 0 | 0 | 0
2661 | 2025-04-21 | 21 | 0 | 0 | 0 | 0 | 0 | -0.53312 | 0 | -0.53312 | 0 | 0 | 0 | 0 | 0 | 0 | 0 | 0 | 0 | 0
2662 | 2025-04-21 | 22 | 0 | 0 | 0 | 0 | 0 | -0.68154 | 0 | -0.68154 | 0 | 0 | 0 | 0 | 0 | 0 | 0 | 0 | 0 | 0
2663 | 2025-04-21 | 23 | 0 | 0 | 0 | 0 | 0 | -0.80198 | 0 | -0.80198 | 0 | 0 | 0 | 0 | 0 | 0 | 0 | 0 | 0 | 0
2664 | 2025-04-21 | 24 | 0 | 0 | 0 | 0 | 0 | -0.93277 | 0 | -0.93277 | 0 | 0 | 0 | 0 | 0 | 0 | 0 | 0 | 0 | 0
2665 | 2025-04-22 | 1 | 0 | 0 | 0 | 0 | 0 | -1.0972 | 0 | -1.0972 | 0 | 0 | 0 | 0 | 0 | 0 | 0 | 0 | 0 | 0
2666 | 2025-04-22 | 2 | 0 | 0 | 0 | 0 | 0 | -1.2336 | 0 | -1.2336 | 0 | 0 | 0 | 0 | 0 | 0 | 0 | 0 | 0 | 0
2667 | 2025-04-22 | 3 | 0 | 0 | 0 | 0 | 0 | -1.2667 | 0 | -1.2667 | 0 | 0 | 0 | 0 | 0 | 0 | 0 | 0 | 0 | 0
2668 | 2025-04-22 | 4 | 0 | 0 | 0 | 0 | 0 | -1.2554 | 0 | -1.2554 | 0 | 0 | 0 | 0 | 0 | 0 | 0 | 0 | 0 | 0
2669 | 2025-04-22 | 5 | 0 | 0 | 0 | 0 | 0 | -1.2863 | 0 | -1.2863 | 0 | 0 | 0 | 0 | 0 | 0 | 0 | 0 | 0 | 0
2670 | 2025-04-22 | 6 | 0 | 0 | 0 | 0 | 0 | -1.21 | 0 | -1.21 | 0 | 0 | 0 | 0 | 0 | 0 | 0 | 0 | 0 | 0
2671 | 2025-04-22 | 7 | 0 | 0 | 0 | 0 | 0 | -1.1935 | 0 | -1.1935 | 0 | 0 | 0 | 0 | 0 | 0 | 0 | 0 | 0 | 0
2672 | 2025-04-22 | 8 | 0 | 0 | 0 | 0 | 0 | -1.1815 | 0 | -1.1815 | 0 | 0 | 0 | 0 | 0 | 0 | 0 | 0 | 0 | 0
2673 | 2025-04-22 | 9 | 0 | 0 | 0 | 0 | 0 | -1.1066 | 0 | -1.1066 | 0 | 0 | 0 | 0 | 0 | 0 | 0 | 0 | 0 | 0
2674 | 2025-04-22 | 10 | 0 | 0 | 0 | 0 | 0 | -1.0673 | 0 | -1.0673 | 0 | 0 | 0 | 0 | 0 | 0 | 0 | 0 | 0 | 0
2675 | 2025-04-22 | 11 | 0 | -0.86541 | 0 | -0.83996 | 0 | -0.98057 | 0 | -0.98057 | 0 | 0 | 0 | 0 | 0 | 0 | 0 | 0 | 0 | 0
2676 | 2025-04-22 | 12 | 0 | -0.81723 | 0 | -0.79326 | 0 | -0.93629 | 0 | -0.93629 | 0 | 0 | 0 | 0 | 0 | 0 | 0 | 0 | 0 | 0
2677 | 2025-04-22 | 13 | 0 | -0.69512 | 0 | -0.68861 | 0 | -0.82675 | 0 | -0.82675 | 0 | 0 | 0 | 0 | 0 | 0 | 0 | 0 | 0 | 0
2678 | 2025-04-22 | 14 | 0 | -0.5791 | 0 | -0.56244 | 0 | -0.70728 | 0 | -0.70728 | 0 | 0 | 0 | 0 | 0 | 0 | 0 | 0 | 0 | 0
2679 | 2025-04-22 | 15 | 0 | -0.47573 | 0 | -0.47981 | 0 | -0.61552 | 0 | -0.61552 | 0 | 0 | 0 | 0 | 0 | 0 | 0 | 0 | 0 | 0
2680 | 2025-04-22 | 16 | 0 | -0.51314 | 0 | -0.50331 | 0 | -0.64898 | 0 | -0.64898 | 0 | 0 | 0 | 0 | 0 | 0 | 0 | 0 | 0 | 0
2681 | 2025-04-22 | 17 | 0 | -0.49082 | 0 | -0.48633 | 0 | -0.64448 | 0 | -0.64448 | 0 | 0 | 0 | 0 | 0 | 0 | 0 | 0 | 0 | 0
2682 | 2025-04-22 | 18 | 0 | -0.42468 | 0 | -0.41676 | 0 | -0.60877 | 0 | -0.60877 | 0 | 0 | 0 | 0 | 0 | 0 | 0 | 0 | 0 | 0
2683 | 2025-04-22 | 19 | 0 | -0.44229 | 0 | -0.43403 | 0 | -0.63993 | 0 | -0.63993 | 0 | 0 | 0 | 0 | 0 | 0 | 0 | 0 | 0 | 0
2684 | 2025-04-22 | 20 | 0 | -0.48688 | 0 | -0.47321 | 0 | -0.67723 | 0 | -0.67723 | 0 | 0 | 0 | 0 | 0 | 0 | 0 | 0 | 0 | 0
2685 | 2025-04-22 | 21 | 0 | 0 | 0 | 0 | 0 | -0.68138 | 0 | -0.68138 | 0 | 0 | 0 | 0 | 0 | 0 | 0 | 0 | 0 | 0
2686 | 2025-04-22 | 22 | 0 | 0 | 0 | 0 | 0 | -0.78593 | 0 | -0.78593 | 0 | 0 | 0 | 0 | 0 | 0 | 0 | 0 | 0 | 0
2687 | 2025-04-22 | 23 | 0 | 0 | 0 | 0 | 0 | -0.88797 | 0 | -0.88797 | 0 | 0 | 0 | 0 | 0 | 0 | 0 | 0 | 0 | 0
2688 | 2025-04-22 | 24 | 0 | 0 | 0 | 0 | 0 | -0.98454 | 0 | -0.98454 | 0 | 0 | 0 | 0 | 0 | 0 | 0 | 0 | 0 | 0
2689 | 2025-04-23 | 1 | 0 | 0 | 0 | 0 | 0 | -1.121 | 0 | -1.121 | 0 | 0 | 0 | 0 | 0 | 0 | 0 | 0 | 0 | 0
2690 | 2025-04-23 | 2 | 0 | 0 | 0 | 0 | 0 | -1.2036 | 0 | -1.2036 | 0 | 0 | 0 | 0 | 0 | 0 | 0 | 0 | 0 | 0
2691 | 2025-04-23 | 3 | 0 | 0 | 0 | 0 | 0 | -1.1686 | 0 | -1.1686 | 0 | 0 | 0 | 0 | 0 | 0 | 0 | 0 | 0 | 0
2692 | 2025-04-23 | 4 | 0 | 0 | 0 | 0 | 0 | -1.1687 | 0 | -1.1687 | 0 | 0 | 0 | 0 | 0 | 0 | 0 | 0 | 0 | 0
2693 | 2025-04-23 | 5 | 0 | 0 | 0 | 0 | 0 | -1.3353 | 0 | -1.3353 | 0 | 0 | 0 | 0 | 0 | 0 | 0 | 0 | 0 | 0
2694 | 2025-04-23 | 6 | 0 | 0 | 0 | 0 | 0 | -1.3675 | 0 | -1.3675 | 0 | 0 | 0 | 0 | 0 | 0 | 0 | 0 | 0 | 0
2695 | 2025-04-23 | 7 | 0 | 0 | 0 | 0 | 0 | -1.2665 | 0 | -1.2665 | 0 | 0 | 0 | 0 | 0 | 0 | 0 | 0 | 0 | 0
2696 | 2025-04-23 | 8 | 0 | 0 | 0 | 0 | 0 | -1.0575 | 0 | -1.0575 | 0 | 0 | 0 | 0 | 0 | 0 | 0 | 0 | 0 | 0
2697 | 2025-04-23 | 9 | 0 | 0 | 0 | 0 | 0 | -1.0098 | 0 | -1.0098 | 0 | 0 | 0 | 0 | 0 | 0 | 0 | 0 | 0 | 0
2698 | 2025-04-23 | 10 | 0 | -0.51219 | 0 | -0.50748 | 0 | -0.6409 | 0 | -0.6409 | 0 | 0 | 0 | 0 | 0 | 0 | 0 | 0 | 0 | 0
2699 | 2025-04-23 | 11 | 0 | -0.20052 | 0 | -0.20205 | 0 | -0.34261 | 0 | -0.34261 | 0 | 0 | 0 | 0 | 0 | 0 | 0 | 0 | 0 | 0
2700 | 2025-04-23 | 12 | 0 | -0.070062 | 0 | -0.070444 | 0 | -0.15725 | 0 | -0.15725 | 0 | 0 | 0 | 0 | 0 | 0 | 0 | 0 | 0 | 0
2701 | 2025-04-23 | 13 | 0 | -0.015998 | 0 | -0.015998 | 0 | -0.065793 | 0 | -0.065793 | 0 | 0 | 0 | 0 | 0 | 0 | 0 | 0 | 0 | 0
2702 | 2025-04-23 | 14 | 0 | -0.026883 | 0 | -0.026977 | 0 | -0.070919 | 0 | -0.070919 | 0 | 0 | 0 | 0 | 0 | 0 | 0 | 0 | 0 | 0
2703 | 2025-04-23 | 15 | 0 | -0.007232 | 0 | -0.007232 | 0 | -0.027589 | 0 | -0.027589 | 0 | 0 | 0 | 0 | 0 | 0 | 0 | 0 | 0 | 0
2704 | 2025-04-23 | 16 | 0 | 0 | 0 | 0 | 0 | 0 | 0 | 0 | 0 | 0 | 0 | 0 | 0 | 0 | 0 | 0 | 0 | 0
2705 | 2025-04-23 | 17 | 0 | 0 | 0 | 0 | 0 | 0 | 0 | 0 | 0 | 0 | 0 | 0 | 0 | 0 | 0 | 0 | 0 | 0
2706 | 2025-04-23 | 18 | 0 | 0 | 0 | 0 | 0 | 0 | 0 | 0 | 0 | 0 | 0 | 0 | 0 | 0 | 0 | 0 | 0 | 0
2707 | 2025-04-23 | 19 | 0 | 0 | 0 | 0 | 0 | 0 | 0 | 0 | 0 | 0 | 0 | 0 | 0 | 0 | 0 | 0 | 0 | 0
2708 | 2025-04-23 | 20 | 0 | 0 | 0 | 0 | 0 | 0 | 0 | 0 | 0 | 0 | 0 | 0 | 0 | 0 | 0 | 0 | 0 | 0
2709 | 2025-04-23 | 21 | 0 | 0 | 0 | 0 | 0 | -0.13986 | 0 | -0.13986 | 0 | 0 | 0 | 0 | 0 | 0 | 0 | 0 | 0 | 0
2710 | 2025-04-23 | 22 | 0 | 0 | 0 | 0 | 0 | -0.34764 | 0 | -0.34764 | 0 | 0 | 0 | 0 | 0 | 0 | 0 | 0 | 0 | 0
2711 | 2025-04-23 | 23 | 0 | 0 | 0 | 0 | 0 | -0.52454 | 0 | -0.52454 | 0 | 0 | 0 | 0 | 0 | 0 | 0 | 0 | 0 | 0
2712 | 2025-04-23 | 24 | 0 | 0 | 0 | 0 | 0 | -0.63231 | 0 | -0.63231 | 0 | 0 | 0 | 0 | 0 | 0 | 0 | 0 | 0 | 0
2713 | 2025-04-24 | 1 | 0 | 0 | 0 | 0 | 0 | -0.74709 | 0 | -0.74709 | 0 | 0 | 0 | 0 | 0 | 0 | 0 | 0 | 0 | 0
2714 | 2025-04-24 | 2 | 0 | 0 | 0 | 0 | 0 | -0.84259 | 0 | -0.84259 | 0 | 0 | 0 | 0 | 0 | 0 | 0 | 0 | 0 | 0
2715 | 2025-04-24 | 3 | 0 | 0 | 0 | 0 | 0 | -0.92382 | 0 | -0.92382 | 0 | 0 | 0 | 0 | 0 | 0 | 0 | 0 | 0 | 0
2716 | 2025-04-24 | 4 | 0 | 0 | 0 | 0 | 0 | -1.0041 | 0 | -1.0041 | 0 | 0 | 0 | 0 | 0 | 0 | 0 | 0 | 0 | 0
2717 | 2025-04-24 | 5 | 0 | 0 | 0 | 0 | 0 | -1.0559 | 0 | -1.0559 | 0 | 0 | 0 | 0 | 0 | 0 | 0 | 0 | 0 | 0
2718 | 2025-04-24 | 6 | 0 | 0 | 0 | 0 | 0 | -1.0415 | 0 | -1.0415 | 0 | 0 | 0 | 0 | 0 | 0 | 0 | 0 | 0 | 0
2719 | 2025-04-24 | 7 | 0 | 0 | 0 | 0 | 0 | -0.83709 | 0 | -0.83709 | 0 | 0 | 0 | 0 | 0 | 0 | 0 | 0 | 0 | 0
2720 | 2025-04-24 | 8 | 0 | -0.39525 | 0 | -0.38785 | 0 | -0.52653 | 0 | -0.52653 | 0 | 0 | 0 | 0 | 0 | 0 | 0 | 0 | 0 | 0
2721 | 2025-04-24 | 9 | 0 | -0.24818 | 0 | -0.24608 | 0 | -0.3865 | 0 | -0.3865 | 0 | 0 | 0 | 0 | 0 | 0 | 0 | 0 | 0 | 0
2722 | 2025-04-24 | 10 | 0 | -0.12148 | 0 | -0.12227 | 0 | -0.26597 | 0 | -0.26597 | 0 | 0 | 0 | 0 | 0 | 0 | 0 | 0 | 0 | 0
2723 | 2025-04-24 | 11 | 0 | -0.067087 | 0 | -0.067453 | 0 | -0.1171 | 0 | -0.1171 | 0 | 0 | 0 | 0 | 0 | 0 | 0 | 0 | 0 | 0
2724 | 2025-04-24 | 12 | 0 | -0.014034 | 0 | -0.014034 | 0 | -0.038396 | 0 | -0.038396 | 0 | 0 | 0 | 0 | 0 | 0 | 0 | 0 | 0 | 0
2725 | 2025-04-24 | 13 | 0 | -0.027873 | 0 | -0.027946 | 0 | -0.066815 | 0 | -0.066815 | 0 | 0 | 0 | 0 | 0 | 0 | 0 | 0 | 0 | 0
2726 | 2025-04-24 | 14 | 0 | -0.011987 | 0 | -0.011987 | 0 | -0.03683 | 0 | -0.03683 | 0 | 0 | 0 | 0 | 0 | 0 | 0 | 0 | 0 | 0
2727 | 2025-04-24 | 15 | 0 | 0 | 0 | 0 | 0 | 0 | 0 | 0 | 0 | 0 | 0 | 0 | 0 | 0 | 0 | 0 | 0 | 0
2728 | 2025-04-24 | 16 | 0 | -0.0047059 | 0 | -0.0047059 | 0 | -0.028003 | 0 | -0.028003 | 0 | 0 | 0 | 0 | 0 | 0 | 0 | 0 | 0 | 0
2729 | 2025-04-24 | 17 | 0 | -0.020629 | 0 | -0.020629 | 0 | -0.10443 | 0 | -0.10443 | 0 | 0 | 0 | 0 | 0 | 0 | 0 | 0 | 0 | 0
2730 | 2025-04-24 | 18 | 0 | -0.0197 | 0 | -0.0197 | 0 | -0.057066 | 0 | -0.057066 | 0 | 0 | 0 | 0 | 0 | 0 | 0 | 0 | 0 | 0
2731 | 2025-04-24 | 19 | 0 | -0.00016862 | 0 | -0.00016862 | 0 | -0.015347 | 0 | -0.015347 | 0 | 0 | 0 | 0 | 0 | 0 | 0 | 0 | 0 | 0
2732 | 2025-04-24 | 20 | 0 | -0.01678 | 0 | -0.01678 | 0 | -0.063541 | 0 | -0.063541 | 0 | 0 | 0 | 0 | 0 | 0 | 0 | 0 | 0 | 0
2733 | 2025-04-24 | 21 | 0 | -0.025024 | 0 | -0.025024 | 0 | -0.10952 | 0 | -0.10952 | 0 | 0 | 0 | 0 | 0 | 0 | 0 | 0 | 0 | 0
2734 | 2025-04-24 | 22 | 0 | -0.10704 | 0 | -0.10633 | 0 | -0.2476 | 0 | -0.2476 | 0 | 0 | 0 | 0 | 0 | 0 | 0 | 0 | 0 | 0
2735 | 2025-04-24 | 23 | 0 | -0.23504 | 0 | -0.23102 | 0 | -0.42243 | 0 | -0.42243 | 0 | 0 | 0 | 0 | 0 | 0 | 0 | 0 | 0 | 0
2736 | 2025-04-24 | 24 | 0 | -0.36615 | 0 | -0.36919 | 0 | -0.54062 | 0 | -0.54062 | 0 | 0 | 0 | 0 | 0 | 0 | 0 | 0 | 0 | 0
2737 | 2025-04-25 | 1 | 0 | -0.49494 | 0 | -0.49919 | 0 | -0.64259 | 0 | -0.64259 | 0 | 0 | 0 | 0 | 0 | 0 | 0 | 0 | 0 | 0
2738 | 2025-04-25 | 2 | 0 | -0.6295 | 0 | -0.62364 | 0 | -0.7525 | 0 | -0.7525 | 0 | 0 | 0 | 0 | 0 | 0 | 0 | 0 | 0 | 0
2739 | 2025-04-25 | 3 | 0 | -0.67809 | 0 | -0.68406 | 0 | -0.79731 | 0 | -0.79731 | 0 | 0 | 0 | 0 | 0 | 0 | 0 | 0 | 0 | 0
2740 | 2025-04-25 | 4 | 0 | -0.70918 | 0 | -0.71544 | 0 | -0.82098 | 0 | -0.82098 | 0 | 0 | 0 | 0 | 0 | 0 | 0 | 0 | 0 | 0
2741 | 2025-04-25 | 5 | 0 | -0.7072 | 0 | -0.71345 | 0 | -0.81516 | 0 | -0.81516 | 0 | 0 | 0 | 0 | 0 | 0 | 0 | 0 | 0 | 0
2742 | 2025-04-25 | 6 | 0 | -0.62577 | 0 | -0.63126 | 0 | -0.73992 | 0 | -0.73992 | 0 | 0 | 0 | 0 | 0 | 0 | 0 | 0 | 0 | 0
2743 | 2025-04-25 | 7 | 0 | -0.42571 | 0 | -0.42945 | 0 | -0.53726 | 0 | -0.53726 | 0 | 0 | 0 | 0 | 0 | 0 | 0 | 0 | 0 | 0
2744 | 2025-04-25 | 8 | 0 | -0.1826 | 0 | -0.1841 | 0 | -0.30658 | 0 | -0.30658 | 0 | 0 | 0 | 0 | 0 | 0 | 0 | 0 | 0 | 0
2745 | 2025-04-25 | 9 | 0 | -0.07734 | 0 | -0.077876 | 0 | -0.18169 | 0 | -0.18169 | 0 | 0 | 0 | 0 | 0 | 0 | 0 | 0 | 0 | 0
2746 | 2025-04-25 | 10 | 0 | -0.0058161 | 0 | -0.0058161 | 0 | -0.01477 | 0 | -0.01477 | 0 | 0 | 0 | 0 | 0 | 0 | 0 | 0 | 0 | 0
2747 | 2025-04-25 | 11 | 0 | 0 | 0 | 0 | 0 | 0 | 0 | 0 | 0 | 0 | 0 | 0 | 0 | 0 | 0 | 0 | 0 | 0
2748 | 2025-04-25 | 12 | 0 | 0 | 0 | 0 | 0 | 0 | 0 | 0 | 0 | 0 | 0 | 0 | 0 | 0 | 0 | 0 | 0 | 0
2749 | 2025-04-25 | 13 | 0 | 0 | 0 | 0 | 0 | 0 | 0 | 0 | 0 | 0 | 0 | 0 | 0 | 0 | 0 | 0 | 0 | 0
2750 | 2025-04-25 | 14 | 0 | 0 | 0 | 0 | 0 | 0 | 0 | 0 | 0 | 0 | 0 | 0 | 0 | 0 | 0 | 0 | 0 | 0
2751 | 2025-04-25 | 15 | 0 | 0 | 0 | 0 | 0 | 0 | 0 | 0 | 0 | 0 | 0 | 0 | 0 | 0 | 0 | 0 | 0 | 0
2752 | 2025-04-25 | 16 | 0 | 0 | 0 | 0 | 0 | 0 | 0 | 0 | 0 | 0 | 0 | 0 | 0 | 0 | 0 | 0 | 0 | 0
2753 | 2025-04-25 | 17 | 0 | 0 | 0 | 0 | 0 | 0 | 0 | 0 | 0 | 0 | 0 | 0 | 0 | 0 | 0 | 0 | 0 | 0
2754 | 2025-04-25 | 18 | 0 | 0 | 0 | 0 | 0 | 0 | 0 | 0 | 0 | 0 | 0 | 0 | 0 | 0 | 0 | 0 | 0 | 0
2755 | 2025-04-25 | 19 | 0 | 0 | 0 | 0 | 0 | 0 | 0 | 0 | 0 | 0 | 0 | 0 | 0 | 0 | 0 | 0 | 0 | 0
2756 | 2025-04-25 | 20 | 0 | 0 | 0 | 0 | 0 | 0 | 0 | 0 | 0 | 0 | 0 | 0 | 0 | 0 | 0 | 0 | 0 | 0
2757 | 2025-04-25 | 21 | 0 | 0 | 0 | 0 | 0 | 0 | 0 | 0 | 0 | 0 | 0 | 0 | 0 | 0 | 0 | 0 | 0 | 0
2758 | 2025-04-25 | 22 | 0 | 0 | 0 | 0 | 0 | 0 | 0 | 0 | 0 | 0 | 0 | 0 | 0 | 0 | 0 | 0 | 0 | 0
2759 | 2025-04-25 | 23 | 0 | -0.02112 | 0 | -0.02112 | 0 | -0.11127 | 0 | -0.11127 | 0 | 0 | 0 | 0 | 0 | 0 | 0 | 0 | 0 | 0
2760 | 2025-04-25 | 24 | 0 | -0.023367 | 0 | -0.023367 | 0 | -0.17971 | 0 | -0.17971 | 0 | 0 | 0 | 0 | 0 | 0 | 0 | 0 | 0 | 0
2761 | 2025-04-26 | 1 | 0 | -0.067785 | 0 | -0.068155 | 0 | -0.27364 | 0 | -0.27364 | 0 | 0 | 0 | 0 | 0 | 0 | 0 | 0 | 0 | 0
2762 | 2025-04-26 | 2 | 0 | -0.14847 | 0 | -0.14959 | 0 | -0.3457 | 0 | -0.3457 | 0 | 0 | 0 | 0 | 0 | 0 | 0 | 0 | 0 | 0
2763 | 2025-04-26 | 3 | 0 | -0.26616 | 0 | -0.26839 | 0 | -0.42697 | 0 | -0.42697 | 0 | 0 | 0 | 0 | 0 | 0 | 0 | 0 | 0 | 0
2764 | 2025-04-26 | 4 | 0 | -0.36481 | 0 | -0.36798 | 0 | -0.49865 | 0 | -0.49865 | 0 | 0 | 0 | 0 | 0 | 0 | 0 | 0 | 0 | 0
2765 | 2025-04-26 | 5 | 0 | -0.37857 | 0 | -0.38187 | 0 | -0.50057 | 0 | -0.50057 | 0 | 0 | 0 | 0 | 0 | 0 | 0 | 0 | 0 | 0
2766 | 2025-04-26 | 6 | 0 | -0.37249 | 0 | -0.37575 | 0 | -0.48921 | 0 | -0.48921 | 0 | 0 | 0 | 0 | 0 | 0 | 0 | 0 | 0 | 0
2767 | 2025-04-26 | 7 | 0 | -0.35752 | 0 | -0.36063 | 0 | -0.4794 | 0 | -0.4794 | 0 | 0 | 0 | 0 | 0 | 0 | 0 | 0 | 0 | 0
2768 | 2025-04-26 | 8 | 0 | -0.42481 | 0 | -0.42537 | 0 | -0.56628 | 0 | -0.56628 | 0 | 0 | 0 | 0 | 0 | 0 | 0 | 0 | 0 | 0
2769 | 2025-04-26 | 9 | 0 | -0.66539 | 0 | -0.66629 | 0 | -0.80035 | 0 | -0.80035 | 0 | 0 | 0 | 0 | 0 | 0 | 0 | 0 | 0 | 0
2770 | 2025-04-26 | 10 | 0 | -0.70807 | 0 | -0.70904 | 0 | -0.83981 | 0 | -0.83981 | 0 | 0 | 0 | 0 | 0 | 0 | 0 | 0 | 0 | 0
2771 | 2025-04-26 | 11 | 0 | -0.67996 | 0 | -0.68089 | 0 | -0.8131 | 0 | -0.8131 | 0 | 0 | 0 | 0 | 0 | 0 | 0 | 0 | 0 | 0
2772 | 2025-04-26 | 12 | 0 | -0.61694 | 0 | -0.62233 | 0 | -0.75043 | 0 | -0.75043 | 0 | 0 | 0 | 0 | 0 | 0 | 0 | 0 | 0 | 0
2773 | 2025-04-26 | 13 | 0 | -0.44004 | 0 | -0.44378 | 0 | -0.57928 | 0 | -0.57928 | 0 | 0 | 0 | 0 | 0 | 0 | 0 | 0 | 0 | 0
2774 | 2025-04-26 | 14 | 0 | -0.35992 | 0 | -0.36293 | 0 | -0.49921 | 0 | -0.49921 | 0 | 0 | 0 | 0 | 0 | 0 | 0 | 0 | 0 | 0
2775 | 2025-04-26 | 15 | 0 | -0.26449 | 0 | -0.2666 | 0 | -0.4084 | 0 | -0.4084 | 0 | 0 | 0 | 0 | 0 | 0 | 0 | 0 | 0 | 0
2776 | 2025-04-26 | 16 | 0 | -0.06345 | 0 | -0.063788 | 0 | -0.15053 | 0 | -0.15053 | 0 | 0 | 0 | 0 | 0 | 0 | 0 | 0 | 0 | 0
2777 | 2025-04-26 | 17 | 0 | -0.018921 | 0 | -0.018921 | 0 | -0.086431 | 0 | -0.086431 | 0 | 0 | 0 | 0 | 0 | 0 | 0 | 0 | 0 | 0
2778 | 2025-04-26 | 18 | 0 | -0.015751 | 0 | -0.015751 | 0 | -0.052483 | 0 | -0.052483 | 0 | 0 | 0 | 0 | 0 | 0 | 0 | 0 | 0 | 0
2779 | 2025-04-26 | 19 | 0 | -0.033121 | 0 | -0.033212 | 0 | -0.11836 | 0 | -0.11836 | 0 | 0 | 0 | 0 | 0 | 0 | 0 | 0 | 0 | 0
2780 | 2025-04-26 | 20 | 0 | -0.077741 | 0 | -0.078201 | 0 | -0.19108 | 0 | -0.19108 | 0 | 0 | 0 | 0 | 0 | 0 | 0 | 0 | 0 | 0
2781 | 2025-04-26 | 21 | 0 | -0.11891 | 0 | -0.11903 | 0 | -0.27114 | 0 | -0.27114 | 0 | 0 | 0 | 0 | 0 | 0 | 0 | 0 | 0 | 0
2782 | 2025-04-26 | 22 | 0 | -0.24856 | 0 | -0.24424 | 0 | -0.41947 | 0 | -0.41947 | 0 | 0 | 0 | 0 | 0 | 0 | 0 | 0 | 0 | 0
2783 | 2025-04-26 | 23 | 0 | -0.44731 | 0 | -0.43889 | 0 | -0.60699 | 0 | -0.60699 | 0 | 0 | 0 | 0 | 0 | 0 | 0 | 0 | 0 | 0
2784 | 2025-04-26 | 24 | 0 | -0.63283 | 0 | -0.62695 | 0 | -0.77381 | 0 | -0.77381 | 0 | 0 | 0 | 0 | 0 | 0 | 0 | 0 | 0 | 0
2785 | 2025-04-27 | 1 | 0 | -0.80579 | 0 | -0.79819 | 0 | -0.92665 | 0 | -0.92665 | 0 | 0 | 0 | 0 | 0 | 0 | 0 | 0 | 0 | 0
2786 | 2025-04-27 | 2 | 0 | -0.87527 | 0 | -0.86698 | 0 | -0.98279 | 0 | -0.98279 | 0 | 0 | 0 | 0 | 0 | 0 | 0 | 0 | 0 | 0
2787 | 2025-04-27 | 3 | 0 | -0.89755 | 0 | -0.89879 | 0 | -1.0024 | 0 | -1.0024 | 0 | 0 | 0 | 0 | 0 | 0 | 0 | 0 | 0 | 0
2788 | 2025-04-27 | 4 | 0 | -0.93228 | 0 | -0.93357 | 0 | -1.0305 | 0 | -1.0305 | 0 | 0 | 0 | 0 | 0 | 0 | 0 | 0 | 0 | 0
2789 | 2025-04-27 | 5 | 0 | -0.91678 | 0 | -0.90806 | 0 | -1.0116 | 0 | -1.0116 | 0 | 0 | 0 | 0 | 0 | 0 | 0 | 0 | 0 | 0
2790 | 2025-04-27 | 6 | 0 | -0.80741 | 0 | -0.81459 | 0 | -0.91512 | 0 | -0.91512 | 0 | 0 | 0 | 0 | 0 | 0 | 0 | 0 | 0 | 0
2791 | 2025-04-27 | 7 | 0 | -0.44444 | 0 | -0.44825 | 0 | -0.56708 | 0 | -0.56708 | 0 | 0 | 0 | 0 | 0 | 0 | 0 | 0 | 0 | 0
2792 | 2025-04-27 | 8 | 0 | -0.14659 | 0 | -0.14763 | 0 | -0.26961 | 0 | -0.26961 | 0 | 0 | 0 | 0 | 0 | 0 | 0 | 0 | 0 | 0
2793 | 2025-04-27 | 9 | 0 | -0.060264 | 0 | -0.060607 | 0 | -0.11989 | 0 | -0.11989 | 0 | 0 | 0 | 0 | 0 | 0 | 0 | 0 | 0 | 0
2794 | 2025-04-27 | 10 | 0 | -0.0096788 | 0 | -0.0096788 | 0 | -0.04308 | 0 | -0.04308 | 0 | 0 | 0 | 0 | 0 | 0 | 0 | 0 | 0 | 0
2795 | 2025-04-27 | 11 | 0 | 0 | 0 | 0 | 0 | 0 | 0 | 0 | 0 | 0 | 0 | 0 | 0 | 0 | 0 | 0 | 0 | 0
2796 | 2025-04-27 | 12 | 0 | 0 | 0 | 0 | 0 | 0 | 0 | 0 | 0 | 0 | 0 | 0 | 0 | 0 | 0 | 0 | 0 | 0
2797 | 2025-04-27 | 13 | 0 | 0 | 0 | 0 | 0 | 0 | 0 | 0 | 0 | 0 | 0 | 0 | 0 | 0 | 0 | 0 | 0 | 0
2798 | 2025-04-27 | 14 | 0 | 0 | 0 | 0 | 0 | 0 | 0 | 0 | 0 | 0 | 0 | 0 | 0 | 0 | 0 | 0 | 0 | 0
2799 | 2025-04-27 | 15 | 0 | 0 | 0 | 0 | 0 | 0 | 0 | 0 | 0 | 0 | 0 | 0 | 0 | 0 | 0 | 0 | 0 | 0
2800 | 2025-04-27 | 16 | 0 | 0 | 0 | 0 | 0 | 0 | 0 | 0 | 0 | 0 | 0 | 0 | 0 | 0 | 0 | 0 | 0 | 0
2801 | 2025-04-27 | 17 | 0 | 0 | 0 | 0 | 0 | 0 | 0 | 0 | 0 | 0 | 0 | 0 | 0 | 0 | 0 | 0 | 0 | 0
2802 | 2025-04-27 | 18 | 0 | 0 | 0 | 0 | 0 | 0 | 0 | 0 | 0 | 0 | 0 | 0 | 0 | 0 | 0 | 0 | 0 | 0
2803 | 2025-04-27 | 19 | 0 | 0 | 0 | 0 | 0 | 0 | 0 | 0 | 0 | 0 | 0 | 0 | 0 | 0 | 0 | 0 | 0 | 0
2804 | 2025-04-27 | 20 | 0 | 0 | 0 | 0 | 0 | 0 | 0 | 0 | 0 | 0 | 0 | 0 | 0 | 0 | 0 | 0 | 0 | 0
2805 | 2025-04-27 | 21 | 0 | 0 | 0 | 0 | 0 | 0 | 0 | 0 | 0 | 0 | 0 | 0 | 0 | 0 | 0 | 0 | 0 | 0
2806 | 2025-04-27 | 22 | 0 | 0 | 0 | 0 | 0 | 0 | 0 | 0 | 0 | 0 | 0 | 0 | 0 | 0 | 0 | 0 | 0 | 0
2807 | 2025-04-27 | 23 | 1 | 0.015749 | 1 | 0.0059083 | 1 | 0.014395 | 1 | 0.014395 | 0 | 0 | 0 | 0 | 0 | 0 | 0 | 0 | 0 | 0
2808 | 2025-04-27 | 24 | 1 | 0.0098655 | 1 | 0.0038644 | 1 | 0.0088569 | 1 | 0.0088569 | 0 | 0 | 0 | 0 | 0 | 0 | 0 | 0 | 0 | 0
2809 | 2025-04-28 | 1 | 0 | 0 | 0 | 0 | 0 | 0 | 0 | 0 | 0 | 0 | 0 | 0 | 0 | 0 | 0 | 0 | 0 | 0
2810 | 2025-04-28 | 2 | 0 | -0.017007 | 0 | -0.017012 | 0 | -0.11434 | 0 | -0.11434 | 0 | 0 | 0 | 0 | 0 | 0 | 0 | 0 | 0 | 0
2811 | 2025-04-28 | 3 | 0 | -0.089719 | 0 | -0.0903 | 0 | -0.28573 | 0 | -0.28573 | 0 | 0 | 0 | 0 | 0 | 0 | 0 | 0 | 0 | 0
2812 | 2025-04-28 | 4 | 0 | -0.237 | 0 | -0.23884 | 0 | -0.41854 | 0 | -0.41854 | 0 | 0 | 0 | 0 | 0 | 0 | 0 | 0 | 0 | 0
2813 | 2025-04-28 | 5 | 0 | -0.33348 | 0 | -0.33623 | 0 | -0.48711 | 0 | -0.48711 | 0 | 0 | 0 | 0 | 0 | 0 | 0 | 0 | 0 | 0
2814 | 2025-04-28 | 6 | 0 | -0.32691 | 0 | -0.32969 | 0 | -0.46059 | 0 | -0.46059 | 0 | 0 | 0 | 0 | 0 | 0 | 0 | 0 | 0 | 0
2815 | 2025-04-28 | 7 | 0 | -0.26619 | 0 | -0.26843 | 0 | -0.39932 | 0 | -0.39932 | 0 | 0 | 0 | 0 | 0 | 0 | 0 | 0 | 0 | 0
2816 | 2025-04-28 | 8 | 0 | -0.35113 | 0 | -0.35414 | 0 | -0.48855 | 0 | -0.48855 | 0 | 0 | 0 | 0 | 0 | 0 | 0 | 0 | 0 | 0
2817 | 2025-04-28 | 9 | 0 | -0.5884 | 0 | -0.59353 | 0 | -0.73005 | 0 | -0.73005 | 0 | 0 | 0 | 0 | 0 | 0 | 0 | 0 | 0 | 0
2818 | 2025-04-28 | 10 | 0 | -0.66727 | 0 | -0.67313 | 0 | -0.80544 | 0 | -0.80544 | 0 | 0 | 0 | 0 | 0 | 0 | 0 | 0 | 0 | 0
2819 | 2025-04-28 | 11 | 0 | -0.6894 | 0 | -0.69546 | 0 | -0.82558 | 0 | -0.82558 | 0 | 0 | 0 | 0 | 0 | 0 | 0 | 0 | 0 | 0
2820 | 2025-04-28 | 12 | 0 | -0.56771 | 0 | -0.57265 | 0 | -0.70665 | 0 | -0.70665 | 0 | 0 | 0 | 0 | 0 | 0 | 0 | 0 | 0 | 0
2821 | 2025-04-28 | 13 | 0 | -0.42709 | 0 | -0.43072 | 0 | -0.56871 | 0 | -0.56871 | 0 | 0 | 0 | 0 | 0 | 0 | 0 | 0 | 0 | 0
2822 | 2025-04-28 | 14 | 0 | -0.36903 | 0 | -0.37212 | 0 | -0.50987 | 0 | -0.50987 | 0 | 0 | 0 | 0 | 0 | 0 | 0 | 0 | 0 | 0
2823 | 2025-04-28 | 15 | 0 | -0.29917 | 0 | -0.30171 | 0 | -0.42928 | 0 | -0.42928 | 0 | 0 | 0 | 0 | 0 | 0 | 0 | 0 | 0 | 0
2824 | 2025-04-28 | 16 | 0 | -0.22613 | 0 | -0.22803 | 0 | -0.3561 | 0 | -0.3561 | 0 | 0 | 0 | 0 | 0 | 0 | 0 | 0 | 0 | 0
2825 | 2025-04-28 | 17 | 0 | -0.11424 | 0 | -0.11509 | 0 | -0.26114 | 0 | -0.26114 | 0 | 0 | 0 | 0 | 0 | 0 | 0 | 0 | 0 | 0
2826 | 2025-04-28 | 18 | 0 | -0.045772 | 0 | -0.045973 | 0 | -0.20781 | 0 | -0.20781 | 0 | 0 | 0 | 0 | 0 | 0 | 0 | 0 | 0 | 0
2827 | 2025-04-28 | 19 | 0 | -0.013547 | 0 | -0.013547 | 0 | -0.068807 | 0 | -0.068807 | 0 | 0 | 0 | 0 | 0 | 0 | 0 | 0 | 0 | 0
2828 | 2025-04-28 | 20 | 0 | -0.021677 | 0 | -0.021677 | 0 | -0.10283 | 0 | -0.10283 | 0 | 0 | 0 | 0 | 0 | 0 | 0 | 0 | 0 | 0
2829 | 2025-04-28 | 21 | 0 | -0.079363 | 0 | -0.079914 | 0 | -0.18994 | 0 | -0.18994 | 0 | 0 | 0 | 0 | 0 | 0 | 0 | 0 | 0 | 0
2830 | 2025-04-28 | 22 | 0 | -0.096514 | 0 | -0.097087 | 0 | -0.27986 | 0 | -0.27986 | 0 | 0 | 0 | 0 | 0 | 0 | 0 | 0 | 0 | 0
2831 | 2025-04-28 | 23 | 0 | -0.29425 | 0 | -0.29663 | 0 | -0.46563 | 0 | -0.46563 | 0 | 0 | 0 | 0 | 0 | 0 | 0 | 0 | 0 | 0
2832 | 2025-04-28 | 24 | 0 | -0.43439 | 0 | -0.43807 | 0 | -0.58824 | 0 | -0.58824 | 0 | 0 | 0 | 0 | 0 | 0 | 0 | 0 | 0 | 0
2833 | 2025-04-29 | 1 | 0 | -0.54357 | 0 | -0.54829 | 0 | -0.67801 | 0 | -0.67801 | 0 | 0 | 0 | 0 | 0 | 0 | 0 | 0 | 0 | 0
2834 | 2025-04-29 | 2 | 0 | -0.61402 | 0 | -0.6194 | 0 | -0.7357 | 0 | -0.7357 | 0 | 0 | 0 | 0 | 0 | 0 | 0 | 0 | 0 | 0
2835 | 2025-04-29 | 3 | 0 | -0.72082 | 0 | -0.72719 | 0 | -0.83453 | 0 | -0.83453 | 0 | 0 | 0 | 0 | 0 | 0 | 0 | 0 | 0 | 0
2836 | 2025-04-29 | 4 | 0 | -0.83253 | 0 | -0.83368 | 0 | -0.93468 | 0 | -0.93468 | 0 | 0 | 0 | 0 | 0 | 0 | 0 | 0 | 0 | 0
2837 | 2025-04-29 | 5 | 0 | -0.91509 | 0 | -0.90639 | 0 | -1.0103 | 0 | -1.0103 | 0 | 0 | 0 | 0 | 0 | 0 | 0 | 0 | 0 | 0
2838 | 2025-04-29 | 6 | 0 | -0.91195 | 0 | -0.90329 | 0 | -1.0102 | 0 | -1.0102 | 0 | 0 | 0 | 0 | 0 | 0 | 0 | 0 | 0 | 0
2839 | 2025-04-29 | 7 | 0 | -0.76589 | 0 | -0.76694 | 0 | -0.88088 | 0 | -0.88088 | 0 | 0 | 0 | 0 | 0 | 0 | 0 | 0 | 0 | 0
2840 | 2025-04-29 | 8 | 0 | -0.45275 | 0 | -0.45662 | 0 | -0.58589 | 0 | -0.58589 | 0 | 0 | 0 | 0 | 0 | 0 | 0 | 0 | 0 | 0
2841 | 2025-04-29 | 9 | 0 | -0.22306 | 0 | -0.2248 | 0 | -0.36221 | 0 | -0.36221 | 0 | 0 | 0 | 0 | 0 | 0 | 0 | 0 | 0 | 0
2842 | 2025-04-29 | 10 | 0 | -0.096951 | 0 | -0.097523 | 0 | -0.23859 | 0 | -0.23859 | 0 | 0 | 0 | 0 | 0 | 0 | 0 | 0 | 0 | 0
2843 | 2025-04-29 | 11 | 0 | -0.079789 | 0 | -0.080261 | 0 | -0.1452 | 0 | -0.1452 | 0 | 0 | 0 | 0 | 0 | 0 | 0 | 0 | 0 | 0
2844 | 2025-04-29 | 12 | 0 | -0.042625 | 0 | -0.042823 | 0 | -0.084163 | 0 | -0.084163 | 0 | 0 | 0 | 0 | 0 | 0 | 0 | 0 | 0 | 0
2845 | 2025-04-29 | 13 | 0 | -0.018711 | 0 | -0.018711 | 0 | -0.087366 | 0 | -0.087366 | 0 | 0 | 0 | 0 | 0 | 0 | 0 | 0 | 0 | 0
2846 | 2025-04-29 | 14 | 0 | -0.010829 | 0 | -0.010829 | 0 | -0.039624 | 0 | -0.039624 | 0 | 0 | 0 | 0 | 0 | 0 | 0 | 0 | 0 | 0
2847 | 2025-04-29 | 15 | 0 | 0 | 0 | 0 | 0 | 0 | 0 | 0 | 0 | 0 | 0 | 0 | 0 | 0 | 0 | 0 | 0 | 0
2848 | 2025-04-29 | 16 | 0 | 0 | 0 | 0 | 0 | 0 | 0 | 0 | 0 | 0 | 0 | 0 | 0 | 0 | 0 | 0 | 0 | 0
2849 | 2025-04-29 | 17 | 0 | 0 | 0 | 0 | 0 | 0 | 0 | 0 | 0 | 0 | 0 | 0 | 0 | 0 | 0 | 0 | 0 | 0
2850 | 2025-04-29 | 18 | 0 | 0 | 0 | 0 | 0 | 0 | 0 | 0 | 0 | 0 | 0 | 0 | 0 | 0 | 0 | 0 | 0 | 0
2851 | 2025-04-29 | 19 | 0 | 0 | 0 | 0 | 0 | 0 | 0 | 0 | 0 | 0 | 0 | 0 | 0 | 0 | 0 | 0 | 0 | 0
2852 | 2025-04-29 | 20 | 0 | 0 | 0 | 0 | 0 | 0 | 0 | 0 | 0 | 0 | 0 | 0 | 0 | 0 | 0 | 0 | 0 | 0
2853 | 2025-04-29 | 21 | 0 | -0.019479 | 0 | -0.019479 | 0 | -0.091752 | 0 | -0.091752 | 0 | 0 | 0 | 0 | 0 | 0 | 0 | 0 | 0 | 0
2854 | 2025-04-29 | 22 | 0 | -0.060576 | 0 | -0.060797 | 0 | -0.25903 | 0 | -0.25903 | 0 | 0 | 0 | 0 | 0 | 0 | 0 | 0 | 0 | 0
2855 | 2025-04-29 | 23 | 0 | -0.27079 | 0 | -0.27112 | 0 | -0.48179 | 0 | -0.48179 | 0 | 0 | 0 | 0 | 0 | 0 | 0 | 0 | 0 | 0
2856 | 2025-04-29 | 24 | 0 | -0.44385 | 0 | -0.44759 | 0 | -0.64643 | 0 | -0.64643 | 0 | 0 | 0 | 0 | 0 | 0 | 0 | 0 | 0 | 0
2857 | 2025-04-30 | 1 | 0 | -0.60481 | 0 | -0.61006 | 0 | -0.77625 | 0 | -0.77625 | 0 | 0 | 0 | 0 | 0 | 0 | 0 | 0 | 0 | 0
2858 | 2025-04-30 | 2 | 0 | -0.71694 | 0 | -0.72325 | 0 | -0.86353 | 0 | -0.86353 | 0 | 0 | 0 | 0 | 0 | 0 | 0 | 0 | 0 | 0
2859 | 2025-04-30 | 3 | 0 | -0.7864 | 0 | -0.79336 | 0 | -0.91682 | 0 | -0.91682 | 0 | 0 | 0 | 0 | 0 | 0 | 0 | 0 | 0 | 0
2860 | 2025-04-30 | 4 | 0 | -0.79594 | 0 | -0.803 | 0 | -0.91587 | 0 | -0.91587 | 0 | 0 | 0 | 0 | 0 | 0 | 0 | 0 | 0 | 0
2861 | 2025-04-30 | 5 | 0 | -0.86825 | 0 | -0.86945 | 0 | -0.97587 | 0 | -0.97587 | 0 | 0 | 0 | 0 | 0 | 0 | 0 | 0 | 0 | 0
2862 | 2025-04-30 | 6 | 0 | -0.84789 | 0 | -0.84905 | 0 | -0.95709 | 0 | -0.95709 | 0 | 0 | 0 | 0 | 0 | 0 | 0 | 0 | 0 | 0
2863 | 2025-04-30 | 7 | 0 | -0.66316 | 0 | -0.66406 | 0 | -0.78482 | 0 | -0.78482 | 0 | 0 | 0 | 0 | 0 | 0 | 0 | 0 | 0 | 0
2864 | 2025-04-30 | 8 | 0 | -0.49918 | 0 | -0.50348 | 0 | -0.63697 | 0 | -0.63697 | 0 | 0 | 0 | 0 | 0 | 0 | 0 | 0 | 0 | 0
2865 | 2025-04-30 | 9 | 0 | -0.42678 | 0 | -0.43041 | 0 | -0.56496 | 0 | -0.56496 | 0 | 0 | 0 | 0 | 0 | 0 | 0 | 0 | 0 | 0
2866 | 2025-04-30 | 10 | 0 | -0.2737 | 0 | -0.27591 | 0 | -0.41155 | 0 | -0.41155 | 0 | 0 | 0 | 0 | 0 | 0 | 0 | 0 | 0 | 0
2867 | 2025-04-30 | 11 | 0 | -0.15647 | 0 | -0.15759 | 0 | -0.29892 | 0 | -0.29892 | 0 | 0 | 0 | 0 | 0 | 0 | 0 | 0 | 0 | 0
2868 | 2025-04-30 | 12 | 0 | -0.078958 | 0 | -0.079378 | 0 | -0.19953 | 0 | -0.19953 | 0 | 0 | 0 | 0 | 0 | 0 | 0 | 0 | 0 | 0
2869 | 2025-04-30 | 13 | 0 | -0.12626 | 0 | -0.12718 | 0 | -0.17951 | 0 | -0.17951 | 0 | 0 | 0 | 0 | 0 | 0 | 0 | 0 | 0 | 0
2870 | 2025-04-30 | 14 | 0 | -0.082538 | 0 | -0.083022 | 0 | -0.16811 | 0 | -0.16811 | 0 | 0 | 0 | 0 | 0 | 0 | 0 | 0 | 0 | 0
2871 | 2025-04-30 | 15 | 0 | -0.14388 | 0 | -0.14489 | 0 | -0.27967 | 0 | -0.27967 | 0 | 0 | 0 | 0 | 0 | 0 | 0 | 0 | 0 | 0
2872 | 2025-04-30 | 16 | 0 | -0.21755 | 0 | -0.21924 | 0 | -0.35844 | 0 | -0.35844 | 0 | 0 | 0 | 0 | 0 | 0 | 0 | 0 | 0 | 0
2873 | 2025-04-30 | 17 | 0 | -0.25638 | 0 | -0.25842 | 0 | -0.41523 | 0 | -0.41523 | 0 | 0 | 0 | 0 | 0 | 0 | 0 | 0 | 0 | 0
2874 | 2025-04-30 | 18 | 0 | -0.25866 | 0 | -0.2607 | 0 | -0.44412 | 0 | -0.44412 | 0 | 0 | 0 | 0 | 0 | 0 | 0 | 0 | 0 | 0
2875 | 2025-04-30 | 19 | 0 | -0.19605 | 0 | -0.19749 | 0 | -0.39704 | 0 | -0.39704 | 0 | 0 | 0 | 0 | 0 | 0 | 0 | 0 | 0 | 0
2876 | 2025-04-30 | 20 | 0 | -0.13309 | 0 | -0.13395 | 0 | -0.33509 | 0 | -0.33509 | 0 | 0 | 0 | 0 | 0 | 0 | 0 | 0 | 0 | 0
2877 | 2025-04-30 | 21 | 0 | -0.13706 | 0 | -0.13796 | 0 | -0.33018 | 0 | -0.33018 | 0 | 0 | 0 | 0 | 0 | 0 | 0 | 0 | 0 | 0
2878 | 2025-04-30 | 22 | 0 | -0.30064 | 0 | -0.30308 | 0 | -0.47924 | 0 | -0.47924 | 0 | 0 | 0 | 0 | 0 | 0 | 0 | 0 | 0 | 0
2879 | 2025-04-30 | 23 | 0 | -0.35839 | 0 | -0.36136 | 0 | -0.5256 | 0 | -0.5256 | 0 | 0 | 0 | 0 | 0 | 0 | 0 | 0 | 0 | 0
2880 | 2025-04-30 | 24 | 0 | -0.55972 | 0 | -0.56458 | 0 | -0.70569 | 0 | -0.70569 | 0 | 0 | 0 | 0 | 0 | 0 | 0 | 0 | 0 | 0
2881 | 2025-05-01 | 1 | 0 | -0.61831 | 0 | -0.61255 | 0 | -0.74331 | 0 | -0.74331 | 0 | 0 | 0 | 0 | 0 | 0 | 0 | 0 | 0 | 0
2882 | 2025-05-01 | 2 | 0 | -0.59716 | 0 | -0.58559 | 0 | -0.71037 | 0 | -0.71037 | 0 | 0 | 0 | 0 | 0 | 0 | 0 | 0 | 0 | 0
2883 | 2025-05-01 | 3 | 0 | 0 | 0 | 0 | 0 | -0.74608 | 0 | -0.74608 | 0 | 0 | 0 | 0 | 0 | 0 | 0 | 0 | 0 | 0
2884 | 2025-05-01 | 4 | 0 | 0 | 0 | 0 | 0 | -0.77084 | 0 | -0.77084 | 0 | 0 | 0 | 0 | 0 | 0 | 0 | 0 | 0 | 0
2885 | 2025-05-01 | 5 | 0 | 0 | 0 | 0 | 0 | -0.79431 | 0 | -0.79431 | 0 | 0 | 0 | 0 | 0 | 0 | 0 | 0 | 0 | 0
2886 | 2025-05-01 | 6 | 0 | 0 | 0 | 0 | 0 | -0.80669 | 0 | -0.80669 | 0 | 0 | 0 | 0 | 0 | 0 | 0 | 0 | 0 | 0
2887 | 2025-05-01 | 7 | 0 | 0 | 0 | 0 | 0 | -0.80508 | 0 | -0.80508 | 0 | 0 | 0 | 0 | 0 | 0 | 0 | 0 | 0 | 0
2888 | 2025-05-01 | 8 | 0 | 0 | 0 | 0 | 0 | -0.70547 | 0 | -0.70547 | 0 | 0 | 0 | 0 | 0 | 0 | 0 | 0 | 0 | 0
2889 | 2025-05-01 | 9 | 0 | 0 | 0 | 0 | 0 | -0.56872 | 0 | -0.56872 | 0 | 0 | 0 | 0 | 0 | 0 | 0 | 0 | 0 | 0
2890 | 2025-05-01 | 10 | 0 | -0.19775 | 0 | -0.19614 | 0 | -0.33327 | 0 | -0.33327 | 0 | 0 | 0 | 0 | 0 | 0 | 0 | 0 | 0 | 0
2891 | 2025-05-01 | 11 | 0 | -0.17332 | 0 | -0.1746 | 0 | -0.31214 | 0 | -0.31214 | 0 | 0 | 0 | 0 | 0 | 0 | 0 | 0 | 0 | 0
2892 | 2025-05-01 | 12 | 0 | -0.11132 | 0 | -0.11208 | 0 | -0.24519 | 0 | -0.24519 | 0 | 0 | 0 | 0 | 0 | 0 | 0 | 0 | 0 | 0
2893 | 2025-05-01 | 13 | 0 | -0.038495 | 0 | -0.038705 | 0 | -0.08543 | 0 | -0.08543 | 0 | 0 | 0 | 0 | 0 | 0 | 0 | 0 | 0 | 0
2894 | 2025-05-01 | 14 | 0 | -0.020213 | 0 | -0.020213 | 0 | -0.075619 | 0 | -0.075619 | 0 | 0 | 0 | 0 | 0 | 0 | 0 | 0 | 0 | 0
2895 | 2025-05-01 | 15 | 0 | -0.0046936 | 0 | -0.0046936 | 0 | -0.013763 | 0 | -0.013763 | 0 | 0 | 0 | 0 | 0 | 0 | 0 | 0 | 0 | 0
2896 | 2025-05-01 | 16 | 0 | -0.018908 | 0 | -0.018908 | 0 | -0.11852 | 0 | -0.11852 | 0 | 0 | 0 | 0 | 0 | 0 | 0 | 0 | 0 | 0
2897 | 2025-05-01 | 17 | 0 | -0.068697 | 0 | -0.068997 | 0 | -0.20416 | 0 | -0.20416 | 0 | 0 | 0 | 0 | 0 | 0 | 0 | 0 | 0 | 0
2898 | 2025-05-01 | 18 | 0 | -0.067075 | 0 | -0.067378 | 0 | -0.1905 | 0 | -0.1905 | 0 | 0 | 0 | 0 | 0 | 0 | 0 | 0 | 0 | 0
2899 | 2025-05-01 | 19 | 0 | -0.044512 | 0 | -0.044665 | 0 | -0.14673 | 0 | -0.14673 | 0 | 0 | 0 | 0 | 0 | 0 | 0 | 0 | 0 | 0
2900 | 2025-05-01 | 20 | 0 | -0.10932 | 0 | -0.11003 | 0 | -0.21521 | 0 | -0.21521 | 0 | 0 | 0 | 0 | 0 | 0 | 0 | 0 | 0 | 0
2901 | 2025-05-01 | 21 | 0 | -0.10869 | 0 | -0.10704 | 0 | -0.16797 | 0 | -0.16797 | 0 | 0 | 0 | 0 | 0 | 0 | 0 | 0 | 0 | 0
2902 | 2025-05-01 | 22 | 0 | -0.15094 | 0 | -0.1485 | 0 | -0.26798 | 0 | -0.26798 | 0 | 0 | 0 | 0 | 0 | 0 | 0 | 0 | 0 | 0
2903 | 2025-05-01 | 23 | 0 | -0.33117 | 0 | -0.32212 | 0 | -0.48273 | 0 | -0.48273 | 0 | 0 | 0 | 0 | 0 | 0 | 0 | 0 | 0 | 0
2904 | 2025-05-01 | 24 | 0 | 0 | 0 | 0 | 0 | -0.62036 | 0 | -0.62036 | 0 | 0 | 0 | 0 | 0 | 0 | 0 | 0 | 0 | 0
2905 | 2025-05-02 | 1 | 0 | 0 | 0 | 0 | 0 | -0.64369 | 0 | -0.64369 | 0 | 0 | 0 | 0 | 0 | 0 | 0 | 0 | 0 | 0
2906 | 2025-05-02 | 2 | 0 | 0 | 0 | 0 | 0 | -0.68881 | 0 | -0.68881 | 0 | 0 | 0 | 0 | 0 | 0 | 0 | 0 | 0 | 0
2907 | 2025-05-02 | 3 | 0 | 0 | 0 | 0 | 0 | -0.75893 | 0 | -0.75893 | 0 | 0 | 0 | 0 | 0 | 0 | 0 | 0 | 0 | 0
2908 | 2025-05-02 | 4 | 0 | 0 | 0 | 0 | 0 | -0.8044 | 0 | -0.8044 | 0 | 0 | 0 | 0 | 0 | 0 | 0 | 0 | 0 | 0
2909 | 2025-05-02 | 5 | 0 | -0.72757 | 0 | -0.72857 | 0 | -0.83036 | 0 | -0.83036 | 0 | 0 | 0 | 0 | 0 | 0 | 0 | 0 | 0 | 0
2910 | 2025-05-02 | 6 | 0 | -0.68747 | 0 | -0.68101 | 0 | -0.79071 | 0 | -0.79071 | 0 | 0 | 0 | 0 | 0 | 0 | 0 | 0 | 0 | 0
2911 | 2025-05-02 | 7 | 0 | -0.613 | 0 | -0.61383 | 0 | -0.72968 | 0 | -0.72968 | 0 | 0 | 0 | 0 | 0 | 0 | 0 | 0 | 0 | 0
2912 | 2025-05-02 | 8 | 0 | -0.56414 | 0 | -0.56904 | 0 | -0.69704 | 0 | -0.69704 | 0 | 0 | 0 | 0 | 0 | 0 | 0 | 0 | 0 | 0
2913 | 2025-05-02 | 9 | 0 | -0.57888 | 0 | -0.58392 | 0 | -0.71308 | 0 | -0.71308 | 0 | 0 | 0 | 0 | 0 | 0 | 0 | 0 | 0 | 0
2914 | 2025-05-02 | 10 | 0 | -0.51157 | 0 | -0.51598 | 0 | -0.64851 | 0 | -0.64851 | 0 | 0 | 0 | 0 | 0 | 0 | 0 | 0 | 0 | 0
2915 | 2025-05-02 | 11 | 0 | -0.55715 | 0 | -0.54641 | 0 | -0.68414 | 0 | -0.68414 | 0 | 0 | 0 | 0 | 0 | 0 | 0 | 0 | 0 | 0
2916 | 2025-05-02 | 12 | 0 | -0.61443 | 0 | -0.60251 | 0 | -0.73896 | 0 | -0.73896 | 0 | 0 | 0 | 0 | 0 | 0 | 0 | 0 | 0 | 0
2917 | 2025-05-02 | 13 | 0 | -0.49927 | 0 | -0.48972 | 0 | -0.62795 | 0 | -0.62795 | 0 | 0 | 0 | 0 | 0 | 0 | 0 | 0 | 0 | 0
2918 | 2025-05-02 | 14 | 0 | -0.45157 | 0 | -0.44745 | 0 | -0.58333 | 0 | -0.58333 | 0 | 0 | 0 | 0 | 0 | 0 | 0 | 0 | 0 | 0
2919 | 2025-05-02 | 15 | 0 | -0.49518 | 0 | -0.49063 | 0 | -0.62335 | 0 | -0.62335 | 0 | 0 | 0 | 0 | 0 | 0 | 0 | 0 | 0 | 0
2920 | 2025-05-02 | 16 | 0 | -0.44345 | 0 | -0.43942 | 0 | -0.57896 | 0 | -0.57896 | 0 | 0 | 0 | 0 | 0 | 0 | 0 | 0 | 0 | 0
2921 | 2025-05-02 | 17 | 0 | -0.23225 | 0 | -0.23407 | 0 | -0.38742 | 0 | -0.38742 | 0 | 0 | 0 | 0 | 0 | 0 | 0 | 0 | 0 | 0
2922 | 2025-05-02 | 18 | 0 | -0.077087 | 0 | -0.077148 | 0 | -0.21652 | 0 | -0.21652 | 0 | 0 | 0 | 0 | 0 | 0 | 0 | 0 | 0 | 0
2923 | 2025-05-02 | 19 | 0 | -0.098728 | 0 | -0.098105 | 0 | -0.25832 | 0 | -0.25832 | 0 | 0 | 0 | 0 | 0 | 0 | 0 | 0 | 0 | 0
2924 | 2025-05-02 | 20 | 0 | -0.16462 | 0 | -0.16337 | 0 | -0.34759 | 0 | -0.34759 | 0 | 0 | 0 | 0 | 0 | 0 | 0 | 0 | 0 | 0
2925 | 2025-05-02 | 21 | 0 | -0.10558 | 0 | -0.10491 | 0 | -0.28229 | 0 | -0.28229 | 0 | 0 | 0 | 0 | 0 | 0 | 0 | 0 | 0 | 0
2926 | 2025-05-02 | 22 | 0 | -0.16412 | 0 | -0.16151 | 0 | -0.33663 | 0 | -0.33663 | 0 | 0 | 0 | 0 | 0 | 0 | 0 | 0 | 0 | 0
2927 | 2025-05-02 | 23 | 0 | -0.28946 | 0 | -0.28697 | 0 | -0.4537 | 0 | -0.4537 | 0 | 0 | 0 | 0 | 0 | 0 | 0 | 0 | 0 | 0
2928 | 2025-05-02 | 24 | 0 | -0.47713 | 0 | -0.4636 | 0 | -0.61884 | 0 | -0.61884 | 0 | 0 | 0 | 0 | 0 | 0 | 0 | 0 | 0 | 0
2929 | 2025-05-03 | 1 | 0 | 0 | 0 | 0 | 0 | -0.71196 | 0 | -0.71196 | 0 | 0 | 0 | 0 | 0 | 0 | 0 | 0 | 0 | 0
2930 | 2025-05-03 | 2 | 0 | 0 | 0 | 0 | 0 | -0.75862 | 0 | -0.75862 | 0 | 0 | 0 | 0 | 0 | 0 | 0 | 0 | 0 | 0
2931 | 2025-05-03 | 3 | 0 | 0 | 0 | 0 | 0 | -0.80415 | 0 | -0.80415 | 0 | 0 | 0 | 0 | 0 | 0 | 0 | 0 | 0 | 0
2932 | 2025-05-03 | 4 | 0 | -0.73749 | 0 | -0.7159 | 0 | -0.8335 | 0 | -0.8335 | 0 | 0 | 0 | 0 | 0 | 0 | 0 | 0 | 0 | 0
2933 | 2025-05-03 | 5 | 0 | 0 | 0 | 0 | 0 | -0.83167 | 0 | -0.83167 | 0 | 0 | 0 | 0 | 0 | 0 | 0 | 0 | 0 | 0
2934 | 2025-05-03 | 6 | 0 | 0 | 0 | 0 | 0 | -0.78278 | 0 | -0.78278 | 0 | 0 | 0 | 0 | 0 | 0 | 0 | 0 | 0 | 0
2935 | 2025-05-03 | 7 | 0 | 0 | 0 | 0 | 0 | -0.71013 | 0 | -0.71013 | 0 | 0 | 0 | 0 | 0 | 0 | 0 | 0 | 0 | 0
2936 | 2025-05-03 | 8 | 0 | -0.49727 | 0 | -0.48309 | 0 | -0.62298 | 0 | -0.62298 | 0 | 0 | 0 | 0 | 0 | 0 | 0 | 0 | 0 | 0
2937 | 2025-05-03 | 9 | 0 | -0.49779 | 0 | -0.48827 | 0 | -0.6255 | 0 | -0.6255 | 0 | 0 | 0 | 0 | 0 | 0 | 0 | 0 | 0 | 0
2938 | 2025-05-03 | 10 | 0 | -0.39278 | 0 | -0.38541 | 0 | -0.51631 | 0 | -0.51631 | 0 | 0 | 0 | 0 | 0 | 0 | 0 | 0 | 0 | 0
2939 | 2025-05-03 | 11 | 0 | -0.35068 | 0 | -0.34418 | 0 | -0.47861 | 0 | -0.47861 | 0 | 0 | 0 | 0 | 0 | 0 | 0 | 0 | 0 | 0
2940 | 2025-05-03 | 12 | 0 | -0.27953 | 0 | -0.2818 | 0 | -0.41705 | 0 | -0.41705 | 0 | 0 | 0 | 0 | 0 | 0 | 0 | 0 | 0 | 0
2941 | 2025-05-03 | 13 | 0 | -0.29834 | 0 | -0.29872 | 0 | -0.43684 | 0 | -0.43684 | 0 | 0 | 0 | 0 | 0 | 0 | 0 | 0 | 0 | 0
2942 | 2025-05-03 | 14 | 0 | -0.32098 | 0 | -0.31816 | 0 | -0.45481 | 0 | -0.45481 | 0 | 0 | 0 | 0 | 0 | 0 | 0 | 0 | 0 | 0
2943 | 2025-05-03 | 15 | 0 | -0.23729 | 0 | -0.23314 | 0 | -0.37964 | 0 | -0.37964 | 0 | 0 | 0 | 0 | 0 | 0 | 0 | 0 | 0 | 0
2944 | 2025-05-03 | 16 | 0 | -0.081223 | 0 | -0.081712 | 0 | -0.1491 | 0 | -0.1491 | 0 | 0 | 0 | 0 | 0 | 0 | 0 | 0 | 0 | 0
2945 | 2025-05-03 | 17 | 0 | -0.12141 | 0 | -0.12153 | 0 | -0.25079 | 0 | -0.25079 | 0 | 0 | 0 | 0 | 0 | 0 | 0 | 0 | 0 | 0
2946 | 2025-05-03 | 18 | 0 | -0.14434 | 0 | -0.14328 | 0 | -0.32402 | 0 | -0.32402 | 0 | 0 | 0 | 0 | 0 | 0 | 0 | 0 | 0 | 0
2947 | 2025-05-03 | 19 | 0 | -0.077862 | 0 | -0.078212 | 0 | -0.27193 | 0 | -0.27193 | 0 | 0 | 0 | 0 | 0 | 0 | 0 | 0 | 0 | 0
2948 | 2025-05-03 | 20 | 0 | -0.086813 | 0 | -0.087284 | 0 | -0.23025 | 0 | -0.23025 | 0 | 0 | 0 | 0 | 0 | 0 | 0 | 0 | 0 | 0
2949 | 2025-05-03 | 21 | 0 | -0.094081 | 0 | -0.094594 | 0 | -0.27247 | 0 | -0.27247 | 0 | 0 | 0 | 0 | 0 | 0 | 0 | 0 | 0 | 0
2950 | 2025-05-03 | 22 | 0 | -0.17542 | 0 | -0.17669 | 0 | -0.34718 | 0 | -0.34718 | 0 | 0 | 0 | 0 | 0 | 0 | 0 | 0 | 0 | 0
2951 | 2025-05-03 | 23 | 0 | -0.31451 | 0 | -0.31708 | 0 | -0.47915 | 0 | -0.47915 | 0 | 0 | 0 | 0 | 0 | 0 | 0 | 0 | 0 | 0
2952 | 2025-05-03 | 24 | 0 | -0.42242 | 0 | -0.42599 | 0 | -0.5752 | 0 | -0.5752 | 0 | 0 | 0 | 0 | 0 | 0 | 0 | 0 | 0 | 0
2953 | 2025-05-04 | 1 | 0 | -0.60992 | 0 | -0.61075 | 0 | -0.74033 | 0 | -0.74033 | 0 | 0 | 0 | 0 | 0 | 0 | 0 | 0 | 0 | 0
2954 | 2025-05-04 | 2 | 0 | -0.76014 | 0 | -0.73792 | 0 | -0.86935 | 0 | -0.86935 | 0 | 0 | 0 | 0 | 0 | 0 | 0 | 0 | 0 | 0
2955 | 2025-05-04 | 3 | 0 | -0.77704 | 0 | -0.75425 | 0 | -0.87517 | 0 | -0.87517 | 0 | 0 | 0 | 0 | 0 | 0 | 0 | 0 | 0 | 0
2956 | 2025-05-04 | 4 | 0 | -0.80112 | 0 | -0.77758 | 0 | -0.89466 | 0 | -0.89466 | 0 | 0 | 0 | 0 | 0 | 0 | 0 | 0 | 0 | 0
2957 | 2025-05-04 | 5 | 0 | -0.7829 | 0 | -0.75992 | 0 | -0.87491 | 0 | -0.87491 | 0 | 0 | 0 | 0 | 0 | 0 | 0 | 0 | 0 | 0
2958 | 2025-05-04 | 6 | 0 | -0.68154 | 0 | -0.67515 | 0 | -0.78614 | 0 | -0.78614 | 0 | 0 | 0 | 0 | 0 | 0 | 0 | 0 | 0 | 0
2959 | 2025-05-04 | 7 | 0 | -0.49797 | 0 | -0.49864 | 0 | -0.6159 | 0 | -0.6159 | 0 | 0 | 0 | 0 | 0 | 0 | 0 | 0 | 0 | 0
2960 | 2025-05-04 | 8 | 0 | -0.35501 | 0 | -0.35798 | 0 | -0.48714 | 0 | -0.48714 | 0 | 0 | 0 | 0 | 0 | 0 | 0 | 0 | 0 | 0
2961 | 2025-05-04 | 9 | 0 | -0.12001 | 0 | -0.12083 | 0 | -0.2163 | 0 | -0.2163 | 0 | 0 | 0 | 0 | 0 | 0 | 0 | 0 | 0 | 0
2962 | 2025-05-04 | 10 | 0 | -0.037656 | 0 | -0.037879 | 0 | -0.068489 | 0 | -0.068489 | 0 | 0 | 0 | 0 | 0 | 0 | 0 | 0 | 0 | 0
2963 | 2025-05-04 | 11 | 0 | -0.013519 | 0 | -0.013519 | 0 | -0.053445 | 0 | -0.053445 | 0 | 0 | 0 | 0 | 0 | 0 | 0 | 0 | 0 | 0
2964 | 2025-05-04 | 12 | 0 | -0.0048739 | 0 | -0.0048739 | 0 | -0.010289 | 0 | -0.010289 | 0 | 0 | 0 | 0 | 0 | 0 | 0 | 0 | 0 | 0
2965 | 2025-05-04 | 13 | 0 | 0 | 0 | 0 | 0 | 0 | 0 | 0 | 0 | 0 | 0 | 0 | 0 | 0 | 0 | 0 | 0 | 0
2966 | 2025-05-04 | 14 | 0 | 0 | 0 | 0 | 0 | 0 | 0 | 0 | 0 | 0 | 0 | 0 | 0 | 0 | 0 | 0 | 0 | 0
2967 | 2025-05-04 | 15 | 0 | 0 | 0 | 0 | 0 | 0 | 0 | 0 | 0 | 0 | 0 | 0 | 0 | 0 | 0 | 0 | 0 | 0
2968 | 2025-05-04 | 16 | 0 | 0 | 0 | 0 | 0 | 0 | 0 | 0 | 0 | 0 | 0 | 0 | 0 | 0 | 0 | 0 | 0 | 0
2969 | 2025-05-04 | 17 | 0 | 0 | 0 | 0 | 0 | 0 | 0 | 0 | 0 | 0 | 0 | 0 | 0 | 0 | 0 | 0 | 0 | 0
2970 | 2025-05-04 | 18 | 0 | 0 | 0 | 0 | 0 | 0 | 0 | 0 | 0 | 0 | 0 | 0 | 0 | 0 | 0 | 0 | 0 | 0
2971 | 2025-05-04 | 19 | 0 | 0 | 0 | 0 | 0 | 0 | 0 | 0 | 0 | 0 | 0 | 0 | 0 | 0 | 0 | 0 | 0 | 0
2972 | 2025-05-04 | 20 | 0 | 0 | 0 | 0 | 0 | 0 | 0 | 0 | 0 | 0 | 0 | 0 | 0 | 0 | 0 | 0 | 0 | 0
2973 | 2025-05-04 | 21 | 0 | 0 | 0 | 0 | 0 | 0 | 0 | 0 | 0 | 0 | 0 | 0 | 0 | 0 | 0 | 0 | 0 | 0
2974 | 2025-05-04 | 22 | 0 | 0 | 0 | 0 | 0 | 0 | 0 | 0 | 0 | 0 | 0 | 0 | 0 | 0 | 0 | 0 | 0 | 0
2975 | 2025-05-04 | 23 | 0 | -0.025126 | 0 | -0.025126 | 0 | -0.13667 | 0 | -0.13667 | 0 | 0 | 0 | 0 | 0 | 0 | 0 | 0 | 0 | 0
2976 | 2025-05-04 | 24 | 0 | -0.13392 | 0 | -0.13296 | 0 | -0.29582 | 0 | -0.29582 | 0 | 0 | 0 | 0 | 0 | 0 | 0 | 0 | 0 | 0
2977 | 2025-05-05 | 1 | 0 | -0.26587 | 0 | -0.26118 | 0 | -0.44618 | 0 | -0.44618 | 0 | 0 | 0 | 0 | 0 | 0 | 0 | 0 | 0 | 0
2978 | 2025-05-05 | 2 | 0 | -0.4639 | 0 | -0.45513 | 0 | -0.62685 | 0 | -0.62685 | 0 | 0 | 0 | 0 | 0 | 0 | 0 | 0 | 0 | 0
2979 | 2025-05-05 | 3 | 0 | -0.61222 | 0 | -0.59455 | 0 | -0.74752 | 0 | -0.74752 | 0 | 0 | 0 | 0 | 0 | 0 | 0 | 0 | 0 | 0
2980 | 2025-05-05 | 4 | 0 | -0.69638 | 0 | -0.67609 | 0 | -0.81368 | 0 | -0.81368 | 0 | 0 | 0 | 0 | 0 | 0 | 0 | 0 | 0 | 0
2981 | 2025-05-05 | 5 | 0 | 0 | 0 | 0 | 0 | -0.86467 | 0 | -0.86467 | 0 | 0 | 0 | 0 | 0 | 0 | 0 | 0 | 0 | 0
2982 | 2025-05-05 | 6 | 0 | -0.69242 | 0 | -0.67223 | 0 | -0.79959 | 0 | -0.79959 | 0 | 0 | 0 | 0 | 0 | 0 | 0 | 0 | 0 | 0
2983 | 2025-05-05 | 7 | 0 | -0.33614 | 0 | -0.33657 | 0 | -0.46251 | 0 | -0.46251 | 0 | 0 | 0 | 0 | 0 | 0 | 0 | 0 | 0 | 0
2984 | 2025-05-05 | 8 | 0 | -0.071628 | 0 | -0.072073 | 0 | -0.13963 | 0 | -0.13963 | 0 | 0 | 0 | 0 | 0 | 0 | 0 | 0 | 0 | 0
2985 | 2025-05-05 | 9 | 0 | -0.0070972 | 0 | -0.0070972 | 0 | -0.024331 | 0 | -0.024331 | 0 | 0 | 0 | 0 | 0 | 0 | 0 | 0 | 0 | 0
2986 | 2025-05-05 | 10 | 0 | -0.0046658 | 0 | -0.0046658 | 0 | -0.017054 | 0 | -0.017054 | 0 | 0 | 0 | 0 | 0 | 0 | 0 | 0 | 0 | 0
2987 | 2025-05-05 | 11 | 0 | -0.0083927 | 0 | -0.0083927 | 0 | -0.049797 | 0 | -0.049797 | 0 | 0 | 0 | 0 | 0 | 0 | 0 | 0 | 0 | 0
2988 | 2025-05-05 | 12 | 0 | 0 | 0 | 0 | 0 | 0 | 0 | 0 | 0 | 0 | 0 | 0 | 0 | 0 | 0 | 0 | 0 | 0
2989 | 2025-05-05 | 13 | 0 | -0.0057382 | 0 | -0.0057382 | 0 | -0.021693 | 0 | -0.021693 | 0 | 0 | 0 | 0 | 0 | 0 | 0 | 0 | 0 | 0
2990 | 2025-05-05 | 14 | 0 | 0 | 0 | 0 | 0 | 0 | 0 | 0 | 0 | 0 | 0 | 0 | 0 | 0 | 0 | 0 | 0 | 0
2991 | 2025-05-05 | 15 | 0 | 0 | 0 | 0 | 0 | 0 | 0 | 0 | 0 | 0 | 0 | 0 | 0 | 0 | 0 | 0 | 0 | 0
2992 | 2025-05-05 | 16 | 0 | 0 | 0 | 0 | 0 | 0 | 0 | 0 | 0 | 0 | 0 | 0 | 0 | 0 | 0 | 0 | 0 | 0
2993 | 2025-05-05 | 17 | 0 | 0 | 0 | 0 | 0 | 0 | 0 | 0 | 0 | 0 | 0 | 0 | 0 | 0 | 0 | 0 | 0 | 0
2994 | 2025-05-05 | 18 | 0 | 0 | 0 | 0 | 0 | 0 | 0 | 0 | 0 | 0 | 0 | 0 | 0 | 0 | 0 | 0 | 0 | 0
2995 | 2025-05-05 | 19 | 0 | 0 | 0 | 0 | 0 | 0 | 0 | 0 | 0 | 0 | 0 | 0 | 0 | 0 | 0 | 0 | 0 | 0
2996 | 2025-05-05 | 20 | 0 | 0 | 0 | 0 | 0 | 0 | 0 | 0 | 0 | 0 | 0 | 0 | 0 | 0 | 0 | 0 | 0 | 0
2997 | 2025-05-05 | 21 | 0 | 0 | 0 | 0 | 0 | 0 | 0 | 0 | 0 | 0 | 0 | 0 | 0 | 0 | 0 | 0 | 0 | 0
2998 | 2025-05-05 | 22 | 0 | 0 | 0 | 0 | 0 | 0 | 0 | 0 | 0 | 0 | 0 | 0 | 0 | 0 | 0 | 0 | 0 | 0
2999 | 2025-05-05 | 23 | 0 | -0.022922 | 0 | -0.022922 | 0 | -0.11711 | 0 | -0.11711 | 0 | 0 | 0 | 0 | 0 | 0 | 0 | 0 | 0 | 0
3000 | 2025-05-05 | 24 | 0 | -0.060764 | 0 | -0.061049 | 0 | -0.23904 | 0 | -0.23904 | 0 | 0 | 0 | 0 | 0 | 0 | 0 | 0 | 0 | 0
3001 | 2025-05-06 | 1 | 0 | -0.15766 | 0 | -0.15872 | 0 | -0.39494 | 0 | -0.39494 | 0 | 0 | 0 | 0 | 0 | 0 | 0 | 0 | 0 | 0
3002 | 2025-05-06 | 2 | 0 | -0.31241 | 0 | -0.31493 | 0 | -0.51697 | 0 | -0.51697 | 0 | 0 | 0 | 0 | 0 | 0 | 0 | 0 | 0 | 0
3003 | 2025-05-06 | 3 | 0 | -0.4338 | 0 | -0.43748 | 0 | -0.60539 | 0 | -0.60539 | 0 | 0 | 0 | 0 | 0 | 0 | 0 | 0 | 0 | 0
3004 | 2025-05-06 | 4 | 0 | -0.55868 | 0 | -0.56353 | 0 | -0.70608 | 0 | -0.70608 | 0 | 0 | 0 | 0 | 0 | 0 | 0 | 0 | 0 | 0
3005 | 2025-05-06 | 5 | 0 | -0.53972 | 0 | -0.5444 | 0 | -0.67508 | 0 | -0.67508 | 0 | 0 | 0 | 0 | 0 | 0 | 0 | 0 | 0 | 0
3006 | 2025-05-06 | 6 | 0 | -0.44314 | 0 | -0.44693 | 0 | -0.57542 | 0 | -0.57542 | 0 | 0 | 0 | 0 | 0 | 0 | 0 | 0 | 0 | 0
3007 | 2025-05-06 | 7 | 0 | -0.31237 | 0 | -0.31494 | 0 | -0.44853 | 0 | -0.44853 | 0 | 0 | 0 | 0 | 0 | 0 | 0 | 0 | 0 | 0
3008 | 2025-05-06 | 8 | 0 | -0.10712 | 0 | -0.10783 | 0 | -0.22148 | 0 | -0.22148 | 0 | 0 | 0 | 0 | 0 | 0 | 0 | 0 | 0 | 0
3009 | 2025-05-06 | 9 | 0 | -0.0077031 | 0 | -0.0077064 | 0 | -0.034537 | 0 | -0.034537 | 0 | 0 | 0 | 0 | 0 | 0 | 0 | 0 | 0 | 0
3010 | 2025-05-06 | 10 | 0 | 0 | 0 | 0 | 0 | 0 | 0 | 0 | 0 | 0 | 0 | 0 | 0 | 0 | 0 | 0 | 0 | 0
3011 | 2025-05-06 | 11 | 0 | 0 | 0 | 0 | 0 | 0 | 0 | 0 | 0 | 0 | 0 | 0 | 0 | 0 | 0 | 0 | 0 | 0
3012 | 2025-05-06 | 12 | 0 | 0 | 0 | 0 | 0 | 0 | 0 | 0 | 0 | 0 | 0 | 0 | 0 | 0 | 0 | 0 | 0 | 0
3013 | 2025-05-06 | 13 | 0 | 0 | 0 | 0 | 0 | 0 | 0 | 0 | 0 | 0 | 0 | 0 | 0 | 0 | 0 | 0 | 0 | 0
3014 | 2025-05-06 | 14 | 0 | 0 | 0 | 0 | 0 | 0 | 0 | 0 | 0 | 0 | 0 | 0 | 0 | 0 | 0 | 0 | 0 | 0
3015 | 2025-05-06 | 15 | 0 | 0 | 0 | 0 | 0 | 0 | 0 | 0 | 0 | 0 | 0 | 0 | 0 | 0 | 0 | 0 | 0 | 0
3016 | 2025-05-06 | 16 | 0 | 0 | 0 | 0 | 0 | 0 | 0 | 0 | 0 | 0 | 0 | 0 | 0 | 0 | 0 | 0 | 0 | 0
3017 | 2025-05-06 | 17 | 0 | 0 | 0 | 0 | 0 | 0 | 0 | 0 | 0 | 0 | 0 | 0 | 0 | 0 | 0 | 0 | 0 | 0
3018 | 2025-05-06 | 18 | 0 | 0 | 0 | 0 | 0 | 0 | 0 | 0 | 0 | 0 | 0 | 0 | 0 | 0 | 0 | 0 | 0 | 0
3019 | 2025-05-06 | 19 | 0 | 0 | 0 | 0 | 0 | 0 | 0 | 0 | 0 | 0 | 0 | 0 | 0 | 0 | 0 | 0 | 0 | 0
3020 | 2025-05-06 | 20 | 0 | 0 | 0 | 0 | 0 | 0 | 0 | 0 | 0 | 0 | 0 | 0 | 0 | 0 | 0 | 0 | 0 | 0
3021 | 2025-05-06 | 21 | 0 | 0 | 0 | 0 | 0 | 0 | 0 | 0 | 0 | 0 | 0 | 0 | 0 | 0 | 0 | 0 | 0 | 0
3022 | 2025-05-06 | 22 | 0 | 0 | 0 | 0 | 0 | 0 | 0 | 0 | 0 | 0 | 0 | 0 | 0 | 0 | 0 | 0 | 0 | 0
3023 | 2025-05-06 | 23 | 0 | 0 | 0 | 0 | 0 | 0 | 0 | 0 | 0 | 0 | 0 | 0 | 0 | 0 | 0 | 0 | 0 | 0
3024 | 2025-05-06 | 24 | 0 | 0 | 0 | 0 | 0 | 0 | 0 | 0 | 0 | 0 | 0 | 0 | 0 | 0 | 0 | 0 | 0 | 0
3025 | 2025-05-07 | 1 | 0 | -0.057032 | 0 | -0.057235 | 0 | -0.2157 | 0 | -0.2157 | 0 | 0 | 0 | 0 | 0 | 0 | 0 | 0 | 0 | 0
3026 | 2025-05-07 | 2 | 0 | -0.27502 | 0 | -0.27723 | 0 | -0.437 | 0 | -0.437 | 0 | 0 | 0 | 0 | 0 | 0 | 0 | 0 | 0 | 0
3027 | 2025-05-07 | 3 | 0 | -0.35092 | 0 | -0.35137 | 0 | -0.51031 | 0 | -0.51031 | 0 | 0 | 0 | 0 | 0 | 0 | 0 | 0 | 0 | 0
3028 | 2025-05-07 | 4 | 0 | -0.51422 | 0 | -0.50437 | 0 | -0.64828 | 0 | -0.64828 | 0 | 0 | 0 | 0 | 0 | 0 | 0 | 0 | 0 | 0
3029 | 2025-05-07 | 5 | 0 | -0.67711 | 0 | -0.65743 | 0 | -0.79491 | 0 | -0.79491 | 0 | 0 | 0 | 0 | 0 | 0 | 0 | 0 | 0 | 0
3030 | 2025-05-07 | 6 | 0 | -0.61253 | 0 | -0.60066 | 0 | -0.72912 | 0 | -0.72912 | 0 | 0 | 0 | 0 | 0 | 0 | 0 | 0 | 0 | 0
3031 | 2025-05-07 | 7 | 0 | -0.48785 | 0 | -0.4885 | 0 | -0.61567 | 0 | -0.61567 | 0 | 0 | 0 | 0 | 0 | 0 | 0 | 0 | 0 | 0
3032 | 2025-05-07 | 8 | 0 | -0.4199 | 0 | -0.42347 | 0 | -0.55435 | 0 | -0.55435 | 0 | 0 | 0 | 0 | 0 | 0 | 0 | 0 | 0 | 0
3033 | 2025-05-07 | 9 | 0 | -0.40947 | 0 | -0.41294 | 0 | -0.54957 | 0 | -0.54957 | 0 | 0 | 0 | 0 | 0 | 0 | 0 | 0 | 0 | 0
3034 | 2025-05-07 | 10 | 0 | -0.23868 | 0 | -0.24056 | 0 | -0.38249 | 0 | -0.38249 | 0 | 0 | 0 | 0 | 0 | 0 | 0 | 0 | 0 | 0
3035 | 2025-05-07 | 11 | 0 | -0.095513 | 0 | -0.096066 | 0 | -0.24441 | 0 | -0.24441 | 0 | 0 | 0 | 0 | 0 | 0 | 0 | 0 | 0 | 0
3036 | 2025-05-07 | 12 | 0 | -0.071741 | 0 | -0.072088 | 0 | -0.20058 | 0 | -0.20058 | 0 | 0 | 0 | 0 | 0 | 0 | 0 | 0 | 0 | 0
3037 | 2025-05-07 | 13 | 0 | -0.073822 | 0 | -0.07422 | 0 | -0.16226 | 0 | -0.16226 | 0 | 0 | 0 | 0 | 0 | 0 | 0 | 0 | 0 | 0
3038 | 2025-05-07 | 14 | 0 | -0.037837 | 0 | -0.037998 | 0 | -0.08426 | 0 | -0.08426 | 0 | 0 | 0 | 0 | 0 | 0 | 0 | 0 | 0 | 0
3039 | 2025-05-07 | 15 | 0 | -0.0049137 | 0 | -0.0049137 | 0 | -0.010373 | 0 | -0.010373 | 0 | 0 | 0 | 0 | 0 | 0 | 0 | 0 | 0 | 0
3040 | 2025-05-07 | 16 | 0 | 0 | 0 | 0 | 0 | 0 | 0 | 0 | 0 | 0 | 0 | 0 | 0 | 0 | 0 | 0 | 0 | 0
3041 | 2025-05-07 | 17 | 0 | 0 | 0 | 0 | 0 | 0 | 0 | 0 | 0 | 0 | 0 | 0 | 0 | 0 | 0 | 0 | 0 | 0
3042 | 2025-05-07 | 18 | 0 | -0.019641 | 0 | -0.019641 | 0 | -0.088409 | 0 | -0.088409 | 0 | 0 | 0 | 0 | 0 | 0 | 0 | 0 | 0 | 0
3043 | 2025-05-07 | 19 | 0 | -0.020153 | 0 | -0.020153 | 0 | -0.064236 | 0 | -0.064236 | 0 | 0 | 0 | 0 | 0 | 0 | 0 | 0 | 0 | 0
3044 | 2025-05-07 | 20 | 0 | -0.021699 | 0 | -0.021699 | 0 | -0.074426 | 0 | -0.074426 | 0 | 0 | 0 | 0 | 0 | 0 | 0 | 0 | 0 | 0
3045 | 2025-05-07 | 21 | 0 | -0.062525 | 0 | -0.062899 | 0 | -0.15626 | 0 | -0.15626 | 0 | 0 | 0 | 0 | 0 | 0 | 0 | 0 | 0 | 0
3046 | 2025-05-07 | 22 | 0 | -0.1268 | 0 | -0.12762 | 0 | -0.2974 | 0 | -0.2974 | 0 | 0 | 0 | 0 | 0 | 0 | 0 | 0 | 0 | 0
3047 | 2025-05-07 | 23 | 0 | -0.25434 | 0 | -0.25635 | 0 | -0.4163 | 0 | -0.4163 | 0 | 0 | 0 | 0 | 0 | 0 | 0 | 0 | 0 | 0
3048 | 2025-05-07 | 24 | 0 | -0.34006 | 0 | -0.34287 | 0 | -0.50006 | 0 | -0.50006 | 0 | 0 | 0 | 0 | 0 | 0 | 0 | 0 | 0 | 0
3049 | 2025-05-08 | 1 | 0 | -0.38036 | 0 | -0.38355 | 0 | -0.52784 | 0 | -0.52784 | 0 | 0 | 0 | 0 | 0 | 0 | 0 | 0 | 0 | 0
3050 | 2025-05-08 | 2 | 0 | -0.50536 | 0 | -0.50071 | 0 | -0.63269 | 0 | -0.63269 | 0 | 0 | 0 | 0 | 0 | 0 | 0 | 0 | 0 | 0
3051 | 2025-05-08 | 3 | 0 | -0.62106 | 0 | -0.6265 | 0 | -0.74248 | 0 | -0.74248 | 0 | 0 | 0 | 0 | 0 | 0 | 0 | 0 | 0 | 0
3052 | 2025-05-08 | 4 | 0 | -0.67014 | 0 | -0.67603 | 0 | -0.78649 | 0 | -0.78649 | 0 | 0 | 0 | 0 | 0 | 0 | 0 | 0 | 0 | 0
3053 | 2025-05-08 | 5 | 0 | -0.67234 | 0 | -0.67826 | 0 | -0.78326 | 0 | -0.78326 | 0 | 0 | 0 | 0 | 0 | 0 | 0 | 0 | 0 | 0
3054 | 2025-05-08 | 6 | 0 | -0.64434 | 0 | -0.65 | 0 | -0.75913 | 0 | -0.75913 | 0 | 0 | 0 | 0 | 0 | 0 | 0 | 0 | 0 | 0
3055 | 2025-05-08 | 7 | 0 | -0.5302 | 0 | -0.53479 | 0 | -0.65533 | 0 | -0.65533 | 0 | 0 | 0 | 0 | 0 | 0 | 0 | 0 | 0 | 0
3056 | 2025-05-08 | 8 | 0 | -0.37705 | 0 | -0.38021 | 0 | -0.51174 | 0 | -0.51174 | 0 | 0 | 0 | 0 | 0 | 0 | 0 | 0 | 0 | 0
3057 | 2025-05-08 | 9 | 0 | -0.18449 | 0 | -0.18587 | 0 | -0.3247 | 0 | -0.3247 | 0 | 0 | 0 | 0 | 0 | 0 | 0 | 0 | 0 | 0
3058 | 2025-05-08 | 10 | 0 | -0.076006 | 0 | -0.076422 | 0 | -0.17043 | 0 | -0.17043 | 0 | 0 | 0 | 0 | 0 | 0 | 0 | 0 | 0 | 0
3059 | 2025-05-08 | 11 | 0 | -0.014555 | 0 | -0.014605 | 0 | -0.041555 | 0 | -0.041555 | 0 | 0 | 0 | 0 | 0 | 0 | 0 | 0 | 0 | 0
3060 | 2025-05-08 | 12 | 0 | 0 | 0 | 0 | 0 | 0 | 0 | 0 | 0 | 0 | 0 | 0 | 0 | 0 | 0 | 0 | 0 | 0
3061 | 2025-05-08 | 13 | 0 | 0 | 0 | 0 | 0 | 0 | 0 | 0 | 0 | 0 | 0 | 0 | 0 | 0 | 0 | 0 | 0 | 0
3062 | 2025-05-08 | 14 | 0 | 0 | 0 | 0 | 0 | 0 | 0 | 0 | 0 | 0 | 0 | 0 | 0 | 0 | 0 | 0 | 0 | 0
3063 | 2025-05-08 | 15 | 0 | 0 | 0 | 0 | 0 | 0 | 0 | 0 | 0 | 0 | 0 | 0 | 0 | 0 | 0 | 0 | 0 | 0
3064 | 2025-05-08 | 16 | 0 | 0 | 0 | 0 | 0 | 0 | 0 | 0 | 0 | 0 | 0 | 0 | 0 | 0 | 0 | 0 | 0 | 0
3065 | 2025-05-08 | 17 | 0 | 0 | 0 | 0 | 0 | 0 | 0 | 0 | 0 | 0 | 0 | 0 | 0 | 0 | 0 | 0 | 0 | 0
3066 | 2025-05-08 | 18 | 0 | 0 | 0 | 0 | 0 | 0 | 0 | 0 | 0 | 0 | 0 | 0 | 0 | 0 | 0 | 0 | 0 | 0
3067 | 2025-05-08 | 19 | 0 | 0 | 0 | 0 | 0 | 0 | 0 | 0 | 0 | 0 | 0 | 0 | 0 | 0 | 0 | 0 | 0 | 0
3068 | 2025-05-08 | 20 | 0 | 0 | 0 | 0 | 0 | 0 | 0 | 0 | 0 | 0 | 0 | 0 | 0 | 0 | 0 | 0 | 0 | 0
3069 | 2025-05-08 | 21 | 0 | 0 | 0 | 0 | 0 | 0 | 0 | 0 | 0 | 0 | 0 | 0 | 0 | 0 | 0 | 0 | 0 | 0
3070 | 2025-05-08 | 22 | 0 | 0 | 0 | 0 | 0 | 0 | 0 | 0 | 0 | 0 | 0 | 0 | 0 | 0 | 0 | 0 | 0 | 0
3071 | 2025-05-08 | 23 | 0 | -0.014754 | 0 | -0.014754 | 0 | -0.10156 | 0 | -0.10156 | 0 | 0 | 0 | 0 | 0 | 0 | 0 | 0 | 0 | 0
3072 | 2025-05-08 | 24 | 0 | -0.13166 | 0 | -0.13254 | 0 | -0.36802 | 0 | -0.36802 | 0 | 0 | 0 | 0 | 0 | 0 | 0 | 0 | 0 | 0
3073 | 2025-05-09 | 1 | 0 | -0.23733 | 0 | -0.23921 | 0 | -0.41481 | 0 | -0.41481 | 0 | 0 | 0 | 0 | 0 | 0 | 0 | 0 | 0 | 0
3074 | 2025-05-09 | 2 | 0 | -0.26974 | 0 | -0.27201 | 0 | -0.42973 | 0 | -0.42973 | 0 | 0 | 0 | 0 | 0 | 0 | 0 | 0 | 0 | 0
3075 | 2025-05-09 | 3 | 0 | -0.37263 | 0 | -0.37587 | 0 | -0.51591 | 0 | -0.51591 | 0 | 0 | 0 | 0 | 0 | 0 | 0 | 0 | 0 | 0
3076 | 2025-05-09 | 4 | 0 | -0.48598 | 0 | -0.49015 | 0 | -0.62825 | 0 | -0.62825 | 0 | 0 | 0 | 0 | 0 | 0 | 0 | 0 | 0 | 0
3077 | 2025-05-09 | 5 | 0 | -0.52583 | 0 | -0.53038 | 0 | -0.65655 | 0 | -0.65655 | 0 | 0 | 0 | 0 | 0 | 0 | 0 | 0 | 0 | 0
3078 | 2025-05-09 | 6 | 0 | -0.50197 | 0 | -0.50631 | 0 | -0.62876 | 0 | -0.62876 | 0 | 0 | 0 | 0 | 0 | 0 | 0 | 0 | 0 | 0
3079 | 2025-05-09 | 7 | 0 | -0.38035 | 0 | -0.38355 | 0 | -0.51411 | 0 | -0.51411 | 0 | 0 | 0 | 0 | 0 | 0 | 0 | 0 | 0 | 0
3080 | 2025-05-09 | 8 | 0 | -0.096715 | 0 | -0.097313 | 0 | -0.20262 | 0 | -0.20262 | 0 | 0 | 0 | 0 | 0 | 0 | 0 | 0 | 0 | 0
3081 | 2025-05-09 | 9 | 0 | -0.069535 | 0 | -0.069949 | 0 | -0.11877 | 0 | -0.11877 | 0 | 0 | 0 | 0 | 0 | 0 | 0 | 0 | 0 | 0
3082 | 2025-05-09 | 10 | 0 | -0.010016 | 0 | -0.010016 | 0 | -0.040588 | 0 | -0.040588 | 0 | 0 | 0 | 0 | 0 | 0 | 0 | 0 | 0 | 0
3083 | 2025-05-09 | 11 | 0 | 0 | 0 | 0 | 0 | 0 | 0 | 0 | 0 | 0 | 0 | 0 | 0 | 0 | 0 | 0 | 0 | 0
3084 | 2025-05-09 | 12 | 0 | 0 | 0 | 0 | 0 | 0 | 0 | 0 | 0 | 0 | 0 | 0 | 0 | 0 | 0 | 0 | 0 | 0
3085 | 2025-05-09 | 13 | 0 | 0 | 0 | 0 | 0 | 0 | 0 | 0 | 0 | 0 | 0 | 0 | 0 | 0 | 0 | 0 | 0 | 0
3086 | 2025-05-09 | 14 | 0 | 0 | 0 | 0 | 0 | 0 | 0 | 0 | 0 | 0 | 0 | 0 | 0 | 0 | 0 | 0 | 0 | 0
3087 | 2025-05-09 | 15 | 0 | 0 | 0 | 0 | 0 | 0 | 0 | 0 | 0 | 0 | 0 | 0 | 0 | 0 | 0 | 0 | 0 | 0
3088 | 2025-05-09 | 16 | 0 | 0 | 0 | 0 | 0 | 0 | 0 | 0 | 0 | 0 | 0 | 0 | 0 | 0 | 0 | 0 | 0 | 0
3089 | 2025-05-09 | 17 | 0 | 0 | 0 | 0 | 0 | 0 | 0 | 0 | 0 | 0 | 0 | 0 | 0 | 0 | 0 | 0 | 0 | 0
3090 | 2025-05-09 | 18 | 0 | 0 | 0 | 0 | 0 | 0 | 0 | 0 | 0 | 0 | 0 | 0 | 0 | 0 | 0 | 0 | 0 | 0
3091 | 2025-05-09 | 19 | 0 | 0 | 0 | 0 | 0 | 0 | 0 | 0 | 0 | 0 | 0 | 0 | 0 | 0 | 0 | 0 | 0 | 0
3092 | 2025-05-09 | 20 | 0 | 0 | 0 | 0 | 0 | 0 | 0 | 0 | 0 | 0 | 0 | 0 | 0 | 0 | 0 | 0 | 0 | 0
3093 | 2025-05-09 | 21 | 0 | 0 | 0 | 0 | 0 | 0 | 0 | 0 | 0 | 0 | 0 | 0 | 0 | 0 | 0 | 0 | 0 | 0
3094 | 2025-05-09 | 22 | 0 | 0 | 0 | 0 | 0 | 0 | 0 | 0 | 0 | 0 | 0 | 0 | 0 | 0 | 0 | 0 | 0 | 0
3095 | 2025-05-09 | 23 | 0 | -0.0052937 | 0 | -0.0052937 | 0 | -0.025106 | 0 | -0.025106 | 0 | 0 | 0 | 0 | 0 | 0 | 0 | 0 | 0 | 0
3096 | 2025-05-09 | 24 | 0 | -0.022195 | 0 | -0.022195 | 0 | -0.1274 | 0 | -0.1274 | 0 | 0 | 0 | 0 | 0 | 0 | 0 | 0 | 0 | 0
3097 | 2025-05-10 | 1 | 0 | -0.037244 | 0 | -0.037384 | 0 | -0.18449 | 0 | -0.18449 | 0 | 0 | 0 | 0 | 0 | 0 | 0 | 0 | 0 | 0
3098 | 2025-05-10 | 2 | 0 | -0.094206 | 0 | -0.094831 | 0 | -0.28362 | 0 | -0.28362 | 0 | 0 | 0 | 0 | 0 | 0 | 0 | 0 | 0 | 0
3099 | 2025-05-10 | 3 | 0 | -0.16667 | 0 | -0.16801 | 0 | -0.34657 | 0 | -0.34657 | 0 | 0 | 0 | 0 | 0 | 0 | 0 | 0 | 0 | 0
3100 | 2025-05-10 | 4 | 0 | -0.36489 | 0 | -0.368 | 0 | -0.52092 | 0 | -0.52092 | 0 | 0 | 0 | 0 | 0 | 0 | 0 | 0 | 0 | 0
3101 | 2025-05-10 | 5 | 0 | -0.43049 | 0 | -0.43415 | 0 | -0.57675 | 0 | -0.57675 | 0 | 0 | 0 | 0 | 0 | 0 | 0 | 0 | 0 | 0
3102 | 2025-05-10 | 6 | 0 | -0.34917 | 0 | -0.35208 | 0 | -0.48752 | 0 | -0.48752 | 0 | 0 | 0 | 0 | 0 | 0 | 0 | 0 | 0 | 0
3103 | 2025-05-10 | 7 | 0 | -0.072852 | 0 | -0.073304 | 0 | -0.16008 | 0 | -0.16008 | 0 | 0 | 0 | 0 | 0 | 0 | 0 | 0 | 0 | 0
3104 | 2025-05-10 | 8 | 0 | 0 | 0 | 0 | 0 | 0 | 0 | 0 | 0 | 0 | 0 | 0 | 0 | 0 | 0 | 0 | 0 | 0
3105 | 2025-05-10 | 9 | 0 | 0 | 0 | 0 | 0 | 0 | 0 | 0 | 0 | 0 | 0 | 0 | 0 | 0 | 0 | 0 | 0 | 0
3106 | 2025-05-10 | 10 | 0 | 0 | 0 | 0 | 0 | 0 | 0 | 0 | 0 | 0 | 0 | 0 | 0 | 0 | 0 | 0 | 0 | 0
3107 | 2025-05-10 | 11 | 0 | 0 | 0 | 0 | 0 | 0 | 0 | 0 | 0 | 0 | 0 | 0 | 0 | 0 | 0 | 0 | 0 | 0
3108 | 2025-05-10 | 12 | 0 | 0 | 0 | 0 | 0 | 0 | 0 | 0 | 0 | 0 | 0 | 0 | 0 | 0 | 0 | 0 | 0 | 0
3109 | 2025-05-10 | 13 | 0 | 0 | 0 | 0 | 0 | 0 | 0 | 0 | 0 | 0 | 0 | 0 | 0 | 0 | 0 | 0 | 0 | 0
3110 | 2025-05-10 | 14 | 1 | 0.086916 | 1 | 0.031946 | 1 | 0.078193 | 1 | 0.078193 | 0 | 0 | 0 | 0 | 0 | 0 | 0 | 0 | 0 | 0
3111 | 2025-05-10 | 15 | 1 | 0.13631 | 1 | 0.053934 | 1 | 0.12324 | 1 | 0.12324 | 0 | 0 | 0 | 0 | 0 | 0 | 0 | 0 | 0 | 0
3112 | 2025-05-10 | 16 | 1 | 0.14538 | 1 | 0.053969 | 1 | 0.1318 | 1 | 0.1318 | 0 | 0 | 0 | 0 | 0 | 0 | 0 | 0 | 0 | 0
3113 | 2025-05-10 | 17 | 1 | 0.13751 | 1 | 0.054411 | 1 | 0.12433 | 1 | 0.12433 | 0 | 0 | 0 | 0 | 0 | 0 | 0 | 0 | 0 | 0
3114 | 2025-05-10 | 18 | 1 | 0.10576 | 1 | 0.038874 | 1 | 0.095149 | 1 | 0.095149 | 0 | 0 | 0 | 0 | 0 | 0 | 0 | 0 | 0 | 0
3115 | 2025-05-10 | 19 | 0 | 0 | 0 | 0 | 0 | 0 | 0 | 0 | 0 | 0 | 0 | 0 | 0 | 0 | 0 | 0 | 0 | 0
3116 | 2025-05-10 | 20 | 0 | 0 | 0 | 0 | 0 | 0 | 0 | 0 | 0 | 0 | 0 | 0 | 0 | 0 | 0 | 0 | 0 | 0
3117 | 2025-05-10 | 21 | 0 | 0 | 0 | 0 | 0 | 0 | 0 | 0 | 0 | 0 | 0 | 0 | 0 | 0 | 0 | 0 | 0 | 0
3118 | 2025-05-10 | 22 | 0 | 0 | 0 | 0 | 0 | 0 | 0 | 0 | 0 | 0 | 0 | 0 | 0 | 0 | 0 | 0 | 0 | 0
3119 | 2025-05-10 | 23 | 0 | 0 | 0 | 0 | 0 | 0 | 0 | 0 | 0 | 0 | 0 | 0 | 0 | 0 | 0 | 0 | 0 | 0
3120 | 2025-05-10 | 24 | 0 | 0 | 0 | 0 | 0 | 0 | 0 | 0 | 0 | 0 | 0 | 0 | 0 | 0 | 0 | 0 | 0 | 0
3121 | 2025-05-11 | 1 | 0 | 0 | 0 | 0 | 0 | 0 | 0 | 0 | 0 | 0 | 0 | 0 | 0 | 0 | 0 | 0 | 0 | 0
3122 | 2025-05-11 | 2 | 0 | -0.014886 | 0 | -0.014886 | 0 | -0.072549 | 0 | -0.072549 | 0 | 0 | 0 | 0 | 0 | 0 | 0 | 0 | 0 | 0
3123 | 2025-05-11 | 3 | 0 | -0.11044 | 0 | -0.10886 | 0 | -0.23518 | 0 | -0.23518 | 0 | 0 | 0 | 0 | 0 | 0 | 0 | 0 | 0 | 0
3124 | 2025-05-11 | 4 | 0 | -0.20808 | 0 | -0.20639 | 0 | -0.36744 | 0 | -0.36744 | 0 | 0 | 0 | 0 | 0 | 0 | 0 | 0 | 0 | 0
3125 | 2025-05-11 | 5 | 0 | -0.31101 | 0 | -0.30534 | 0 | -0.45167 | 0 | -0.45167 | 0 | 0 | 0 | 0 | 0 | 0 | 0 | 0 | 0 | 0
3126 | 2025-05-11 | 6 | 0 | -0.27129 | 0 | -0.27348 | 0 | -0.40653 | 0 | -0.40653 | 0 | 0 | 0 | 0 | 0 | 0 | 0 | 0 | 0 | 0
3127 | 2025-05-11 | 7 | 0 | -0.058259 | 0 | -0.058575 | 0 | -0.14405 | 0 | -0.14405 | 0 | 0 | 0 | 0 | 0 | 0 | 0 | 0 | 0 | 0
3128 | 2025-05-11 | 8 | 0 | -0.0018314 | 0 | -0.0018314 | 0 | -0.0080699 | 0 | -0.0080699 | 0 | 0 | 0 | 0 | 0 | 0 | 0 | 0 | 0 | 0
3129 | 2025-05-11 | 9 | 0 | 0 | 0 | 0 | 0 | 0 | 0 | 0 | 0 | 0 | 0 | 0 | 0 | 0 | 0 | 0 | 0 | 0
3130 | 2025-05-11 | 10 | 0 | 0 | 0 | 0 | 0 | 0 | 0 | 0 | 0 | 0 | 0 | 0 | 0 | 0 | 0 | 0 | 0 | 0
3131 | 2025-05-11 | 11 | 0 | 0 | 0 | 0 | 0 | 0 | 0 | 0 | 0 | 0 | 0 | 0 | 0 | 0 | 0 | 0 | 0 | 0
3132 | 2025-05-11 | 12 | 0 | 0 | 0 | 0 | 0 | 0 | 0 | 0 | 0 | 0 | 0 | 0 | 0 | 0 | 0 | 0 | 0 | 0
3133 | 2025-05-11 | 13 | 0 | 0 | 0 | 0 | 0 | 0 | 0 | 0 | 0 | 0 | 0 | 0 | 0 | 0 | 0 | 0 | 0 | 0
3134 | 2025-05-11 | 14 | 0 | 0 | 0 | 0 | 0 | 0 | 0 | 0 | 0 | 0 | 0 | 0 | 0 | 0 | 0 | 0 | 0 | 0
3135 | 2025-05-11 | 15 | 0 | 0 | 0 | 0 | 0 | 0 | 0 | 0 | 0 | 0 | 0 | 0 | 0 | 0 | 0 | 0 | 0 | 0
3136 | 2025-05-11 | 16 | 0 | 0 | 0 | 0 | 0 | 0 | 0 | 0 | 0 | 0 | 0 | 0 | 0 | 0 | 0 | 0 | 0 | 0
3137 | 2025-05-11 | 17 | 0 | 0 | 0 | 0 | 0 | 0 | 0 | 0 | 0 | 0 | 0 | 0 | 0 | 0 | 0 | 0 | 0 | 0
3138 | 2025-05-11 | 18 | 0 | 0 | 0 | 0 | 0 | 0 | 0 | 0 | 0 | 0 | 0 | 0 | 0 | 0 | 0 | 0 | 0 | 0
3139 | 2025-05-11 | 19 | 0 | 0 | 0 | 0 | 0 | 0 | 0 | 0 | 0 | 0 | 0 | 0 | 0 | 0 | 0 | 0 | 0 | 0
3140 | 2025-05-11 | 20 | 0 | 0 | 0 | 0 | 0 | 0 | 0 | 0 | 0 | 0 | 0 | 0 | 0 | 0 | 0 | 0 | 0 | 0
3141 | 2025-05-11 | 21 | 0 | 0 | 0 | 0 | 0 | 0 | 0 | 0 | 0 | 0 | 0 | 0 | 0 | 0 | 0 | 0 | 0 | 0
3142 | 2025-05-11 | 22 | 0 | 0 | 0 | 0 | 0 | 0 | 0 | 0 | 0 | 0 | 0 | 0 | 0 | 0 | 0 | 0 | 0 | 0
3143 | 2025-05-11 | 23 | 0 | 0 | 0 | 0 | 0 | 0 | 0 | 0 | 0 | 0 | 0 | 0 | 0 | 0 | 0 | 0 | 0 | 0
3144 | 2025-05-11 | 24 | 0 | 0 | 0 | 0 | 0 | 0 | 0 | 0 | 0 | 0 | 0 | 0 | 0 | 0 | 0 | 0 | 0 | 0
3145 | 2025-05-12 | 1 | 0 | -0.0051616 | 0 | -0.0051616 | 0 | -0.02067 | 0 | -0.02067 | 0 | 0 | 0 | 0 | 0 | 0 | 0 | 0 | 0 | 0
3146 | 2025-05-12 | 2 | 0 | -0.02641 | 0 | -0.02641 | 0 | -0.10822 | 0 | -0.10822 | 0 | 0 | 0 | 0 | 0 | 0 | 0 | 0 | 0 | 0
3147 | 2025-05-12 | 3 | 0 | -0.10823 | 0 | -0.10894 | 0 | -0.21161 | 0 | -0.21161 | 0 | 0 | 0 | 0 | 0 | 0 | 0 | 0 | 0 | 0
3148 | 2025-05-12 | 4 | 0 | -0.18382 | 0 | -0.18519 | 0 | -0.33195 | 0 | -0.33195 | 0 | 0 | 0 | 0 | 0 | 0 | 0 | 0 | 0 | 0
3149 | 2025-05-12 | 5 | 0 | -0.23835 | 0 | -0.24026 | 0 | -0.36943 | 0 | -0.36943 | 0 | 0 | 0 | 0 | 0 | 0 | 0 | 0 | 0 | 0
3150 | 2025-05-12 | 6 | 0 | -0.16045 | 0 | -0.16174 | 0 | -0.27621 | 0 | -0.27621 | 0 | 0 | 0 | 0 | 0 | 0 | 0 | 0 | 0 | 0
3151 | 2025-05-12 | 7 | 0 | -0.022797 | 0 | -0.022919 | 0 | -0.063336 | 0 | -0.063336 | 0 | 0 | 0 | 0 | 0 | 0 | 0 | 0 | 0 | 0
3152 | 2025-05-12 | 8 | 0 | -0.00075002 | 0 | -0.00075002 | 0 | -0.0015834 | 0 | -0.0015834 | 0 | 0 | 0 | 0 | 0 | 0 | 0 | 0 | 0 | 0
3153 | 2025-05-12 | 9 | 0 | 0 | 0 | 0 | 0 | 0 | 0 | 0 | 0 | 0 | 0 | 0 | 0 | 0 | 0 | 0 | 0 | 0
3154 | 2025-05-12 | 10 | 0 | 0 | 0 | 0 | 0 | 0 | 0 | 0 | 0 | 0 | 0 | 0 | 0 | 0 | 0 | 0 | 0 | 0
3155 | 2025-05-12 | 11 | 0 | 0 | 0 | 0 | 0 | 0 | 0 | 0 | 0 | 0 | 0 | 0 | 0 | 0 | 0 | 0 | 0 | 0
3156 | 2025-05-12 | 12 | 0 | 0 | 0 | 0 | 0 | 0 | 0 | 0 | 0 | 0 | 0 | 0 | 0 | 0 | 0 | 0 | 0 | 0
3157 | 2025-05-12 | 13 | 0 | 0 | 0 | 0 | 0 | 0 | 0 | 0 | 0 | 0 | 0 | 0 | 0 | 0 | 0 | 0 | 0 | 0
3158 | 2025-05-12 | 14 | 0 | 0 | 0 | 0 | 0 | 0 | 0 | 0 | 0 | 0 | 0 | 0 | 0 | 0 | 0 | 0 | 0 | 0
3159 | 2025-05-12 | 15 | 0 | 0 | 0 | 0 | 0 | 0 | 0 | 0 | 0 | 0 | 0 | 0 | 0 | 0 | 0 | 0 | 0 | 0
3160 | 2025-05-12 | 16 | 0 | 0 | 0 | 0 | 0 | 0 | 0 | 0 | 0 | 0 | 0 | 0 | 0 | 0 | 0 | 0 | 0 | 0
3161 | 2025-05-12 | 17 | 0 | 0 | 0 | 0 | 0 | 0 | 0 | 0 | 0 | 0 | 0 | 0 | 0 | 0 | 0 | 0 | 0 | 0
3162 | 2025-05-12 | 18 | 0 | 0 | 0 | 0 | 0 | 0 | 0 | 0 | 0 | 0 | 0 | 0 | 0 | 0 | 0 | 0 | 0 | 0
3163 | 2025-05-12 | 19 | 0 | 0 | 0 | 0 | 0 | 0 | 0 | 0 | 0 | 0 | 0 | 0 | 0 | 0 | 0 | 0 | 0 | 0
3164 | 2025-05-12 | 20 | 0 | 0 | 0 | 0 | 0 | 0 | 0 | 0 | 0 | 0 | 0 | 0 | 0 | 0 | 0 | 0 | 0 | 0
3165 | 2025-05-12 | 21 | 0 | 0 | 0 | 0 | 0 | 0 | 0 | 0 | 0 | 0 | 0 | 0 | 0 | 0 | 0 | 0 | 0 | 0
3166 | 2025-05-12 | 22 | 0 | 0 | 0 | 0 | 0 | 0 | 0 | 0 | 0 | 0 | 0 | 0 | 0 | 0 | 0 | 0 | 0 | 0
3167 | 2025-05-12 | 23 | 0 | 0 | 0 | 0 | 0 | 0 | 0 | 0 | 0 | 0 | 0 | 0 | 0 | 0 | 0 | 0 | 0 | 0
3168 | 2025-05-12 | 24 | 0 | 0 | 0 | 0 | 0 | 0 | 0 | 0 | 0 | 0 | 0 | 0 | 0 | 0 | 0 | 0 | 0 | 0
3169 | 2025-05-13 | 1 | 0 | -0.012719 | 0 | -0.012719 | 0 | -0.06949 | 0 | -0.06949 | 0 | 0 | 0 | 0 | 0 | 0 | 0 | 0 | 0 | 0
3170 | 2025-05-13 | 2 | 0 | -0.051796 | 0 | -0.052067 | 0 | -0.18389 | 0 | -0.18389 | 0 | 0 | 0 | 0 | 0 | 0 | 0 | 0 | 0 | 0
3171 | 2025-05-13 | 3 | 0 | -0.092582 | 0 | -0.093226 | 0 | -0.23936 | 0 | -0.23936 | 0 | 0 | 0 | 0 | 0 | 0 | 0 | 0 | 0 | 0
3172 | 2025-05-13 | 4 | 0 | -0.22794 | 0 | -0.22984 | 0 | -0.36409 | 0 | -0.36409 | 0 | 0 | 0 | 0 | 0 | 0 | 0 | 0 | 0 | 0
3173 | 2025-05-13 | 5 | 0 | -0.34019 | 0 | -0.34306 | 0 | -0.47382 | 0 | -0.47382 | 0 | 0 | 0 | 0 | 0 | 0 | 0 | 0 | 0 | 0
3174 | 2025-05-13 | 6 | 0 | -0.30819 | 0 | -0.31085 | 0 | -0.42709 | 0 | -0.42709 | 0 | 0 | 0 | 0 | 0 | 0 | 0 | 0 | 0 | 0
3175 | 2025-05-13 | 7 | 0 | -0.32397 | 0 | -0.32673 | 0 | -0.44916 | 0 | -0.44916 | 0 | 0 | 0 | 0 | 0 | 0 | 0 | 0 | 0 | 0
3176 | 2025-05-13 | 8 | 0 | -0.2973 | 0 | -0.29973 | 0 | -0.43848 | 0 | -0.43848 | 0 | 0 | 0 | 0 | 0 | 0 | 0 | 0 | 0 | 0
3177 | 2025-05-13 | 9 | 0 | -0.36614 | 0 | -0.36921 | 0 | -0.50646 | 0 | -0.50646 | 0 | 0 | 0 | 0 | 0 | 0 | 0 | 0 | 0 | 0
3178 | 2025-05-13 | 10 | 0 | -0.34834 | 0 | -0.35124 | 0 | -0.48508 | 0 | -0.48508 | 0 | 0 | 0 | 0 | 0 | 0 | 0 | 0 | 0 | 0
3179 | 2025-05-13 | 11 | 0 | -0.13396 | 0 | -0.13499 | 0 | -0.26505 | 0 | -0.26505 | 0 | 0 | 0 | 0 | 0 | 0 | 0 | 0 | 0 | 0
3180 | 2025-05-13 | 12 | 0 | -0.027802 | 0 | -0.02793 | 0 | -0.075565 | 0 | -0.075565 | 0 | 0 | 0 | 0 | 0 | 0 | 0 | 0 | 0 | 0
3181 | 2025-05-13 | 13 | 0 | -0.0048988 | 0 | -0.0048988 | 0 | -0.010342 | 0 | -0.010342 | 0 | 0 | 0 | 0 | 0 | 0 | 0 | 0 | 0 | 0
3182 | 2025-05-13 | 14 | 0 | 0 | 0 | 0 | 0 | 0 | 0 | 0 | 0 | 0 | 0 | 0 | 0 | 0 | 0 | 0 | 0 | 0
3183 | 2025-05-13 | 15 | 0 | 0 | 0 | 0 | 0 | 0 | 0 | 0 | 0 | 0 | 0 | 0 | 0 | 0 | 0 | 0 | 0 | 0
3184 | 2025-05-13 | 16 | 0 | 0 | 0 | 0 | 0 | 0 | 0 | 0 | 0 | 0 | 0 | 0 | 0 | 0 | 0 | 0 | 0 | 0
3185 | 2025-05-13 | 17 | 0 | 0 | 0 | 0 | 0 | 0 | 0 | 0 | 0 | 0 | 0 | 0 | 0 | 0 | 0 | 0 | 0 | 0
3186 | 2025-05-13 | 18 | 0 | 0 | 0 | 0 | 0 | 0 | 0 | 0 | 0 | 0 | 0 | 0 | 0 | 0 | 0 | 0 | 0 | 0
3187 | 2025-05-13 | 19 | 0 | 0 | 0 | 0 | 0 | 0 | 0 | 0 | 0 | 0 | 0 | 0 | 0 | 0 | 0 | 0 | 0 | 0
3188 | 2025-05-13 | 20 | 0 | 0 | 0 | 0 | 0 | 0 | 0 | 0 | 0 | 0 | 0 | 0 | 0 | 0 | 0 | 0 | 0 | 0
3189 | 2025-05-13 | 21 | 0 | 0 | 0 | 0 | 0 | 0 | 0 | 0 | 0 | 0 | 0 | 0 | 0 | 0 | 0 | 0 | 0 | 0
3190 | 2025-05-13 | 22 | 0 | 0 | 0 | 0 | 0 | 0 | 0 | 0 | 0 | 0 | 0 | 0 | 0 | 0 | 0 | 0 | 0 | 0
3191 | 2025-05-13 | 23 | 0 | 0 | 0 | 0 | 0 | 0 | 0 | 0 | 0 | 0 | 0 | 0 | 0 | 0 | 0 | 0 | 0 | 0
3192 | 2025-05-13 | 24 | 0 | 0 | 0 | 0 | 0 | 0 | 0 | 0 | 0 | 0 | 0 | 0 | 0 | 0 | 0 | 0 | 0 | 0
3193 | 2025-05-14 | 1 | 0 | -0.0061234 | 0 | -0.0061234 | 0 | -0.030747 | 0 | -0.030747 | 0 | 0 | 0 | 0 | 0 | 0 | 0 | 0 | 0 | 0
3194 | 2025-05-14 | 2 | 0 | -0.015763 | 0 | -0.015763 | 0 | -0.086234 | 0 | -0.086234 | 0 | 0 | 0 | 0 | 0 | 0 | 0 | 0 | 0 | 0
3195 | 2025-05-14 | 3 | 0 | -0.046024 | 0 | -0.046259 | 0 | -0.1688 | 0 | -0.1688 | 0 | 0 | 0 | 0 | 0 | 0 | 0 | 0 | 0 | 0
3196 | 2025-05-14 | 4 | 0 | -0.14302 | 0 | -0.14404 | 0 | -0.30892 | 0 | -0.30892 | 0 | 0 | 0 | 0 | 0 | 0 | 0 | 0 | 0 | 0
3197 | 2025-05-14 | 5 | 0 | -0.22939 | 0 | -0.23123 | 0 | -0.37265 | 0 | -0.37265 | 0 | 0 | 0 | 0 | 0 | 0 | 0 | 0 | 0 | 0
3198 | 2025-05-14 | 6 | 0 | -0.23643 | 0 | -0.23839 | 0 | -0.36464 | 0 | -0.36464 | 0 | 0 | 0 | 0 | 0 | 0 | 0 | 0 | 0 | 0
3199 | 2025-05-14 | 7 | 0 | -0.10867 | 0 | -0.10949 | 0 | -0.22418 | 0 | -0.22418 | 0 | 0 | 0 | 0 | 0 | 0 | 0 | 0 | 0 | 0
3200 | 2025-05-14 | 8 | 0 | 0.00018476 | 0 | 0.00018476 | 0 | 0.00018476 | 0 | 0.00018476 | 0 | 0 | 0 | 0 | 0 | 0 | 0 | 0 | 0 | 0
3201 | 2025-05-14 | 9 | 0 | 0 | 0 | 0 | 0 | 0 | 0 | 0 | 0 | 0 | 0 | 0 | 0 | 0 | 0 | 0 | 0 | 0
3202 | 2025-05-14 | 10 | 0 | 0 | 0 | 0 | 0 | 0 | 0 | 0 | 0 | 0 | 0 | 0 | 0 | 0 | 0 | 0 | 0 | 0
3203 | 2025-05-14 | 11 | 0 | 0 | 0 | 0 | 0 | 0 | 0 | 0 | 0 | 0 | 0 | 0 | 0 | 0 | 0 | 0 | 0 | 0
3204 | 2025-05-14 | 12 | 0 | 0 | 0 | 0 | 0 | 0 | 0 | 0 | 0 | 0 | 0 | 0 | 0 | 0 | 0 | 0 | 0 | 0
3205 | 2025-05-14 | 13 | 0 | 0 | 0 | 0 | 0 | 0 | 0 | 0 | 0 | 0 | 0 | 0 | 0 | 0 | 0 | 0 | 0 | 0
3206 | 2025-05-14 | 14 | 0 | 0 | 0 | 0 | 0 | 0 | 0 | 0 | 0 | 0 | 0 | 0 | 0 | 0 | 0 | 0 | 0 | 0
3207 | 2025-05-14 | 15 | 0 | 0 | 0 | 0 | 0 | 0 | 0 | 0 | 0 | 0 | 0 | 0 | 0 | 0 | 0 | 0 | 0 | 0
3208 | 2025-05-14 | 16 | 0 | 0 | 0 | 0 | 0 | 0 | 0 | 0 | 0 | 0 | 0 | 0 | 0 | 0 | 0 | 0 | 0 | 0
3209 | 2025-05-14 | 17 | 1 | 0.13278 | 1 | 0.053095 | 1 | 0.12094 | 1 | 0.12094 | 0 | 0 | 0 | 0 | 0 | 0 | 0 | 0 | 0 | 0
3210 | 2025-05-14 | 18 | 0 | 0 | 0 | 0 | 0 | 0 | 0 | 0 | 0 | 0 | 0 | 0 | 0 | 0 | 0 | 0 | 0 | 0
3211 | 2025-05-14 | 19 | 0 | 0 | 0 | 0 | 0 | 0 | 0 | 0 | 0 | 0 | 0 | 0 | 0 | 0 | 0 | 0 | 0 | 0
3212 | 2025-05-14 | 20 | 0 | 0 | 0 | 0 | 0 | 0 | 0 | 0 | 0 | 0 | 0 | 0 | 0 | 0 | 0 | 0 | 0 | 0
3213 | 2025-05-14 | 21 | 0 | 0 | 0 | 0 | 0 | 0 | 0 | 0 | 0 | 0 | 0 | 0 | 0 | 0 | 0 | 0 | 0 | 0
3214 | 2025-05-14 | 22 | 0 | 0 | 0 | 0 | 0 | 0 | 0 | 0 | 0 | 0 | 0 | 0 | 0 | 0 | 0 | 0 | 0 | 0
3215 | 2025-05-14 | 23 | 0 | 0 | 0 | 0 | 0 | 0 | 0 | 0 | 0 | 0 | 0 | 0 | 0 | 0 | 0 | 0 | 0 | 0
3216 | 2025-05-14 | 24 | 0 | 0 | 0 | 0 | 0 | 0 | 0 | 0 | 0 | 0 | 0 | 0 | 0 | 0 | 0 | 0 | 0 | 0
3217 | 2025-05-15 | 1 | 0 | -0.00015782 | 0 | -0.00015782 | 0 | -0.0016341 | 0 | -0.0016341 | 0 | 0 | 0 | 0 | 0 | 0 | 0 | 0 | 0 | 0
3218 | 2025-05-15 | 2 | 0 | -0.0044559 | 0 | -0.0044559 | 0 | -0.045326 | 0 | -0.045326 | 0 | 0 | 0 | 0 | 0 | 0 | 0 | 0 | 0 | 0
3219 | 2025-05-15 | 3 | 0 | -0.04916 | 0 | -0.049404 | 0 | -0.17796 | 0 | -0.17796 | 0 | 0 | 0 | 0 | 0 | 0 | 0 | 0 | 0 | 0
3220 | 2025-05-15 | 4 | 0 | -0.14465 | 0 | -0.14577 | 0 | -0.29766 | 0 | -0.29766 | 0 | 0 | 0 | 0 | 0 | 0 | 0 | 0 | 0 | 0
3221 | 2025-05-15 | 5 | 0 | -0.21673 | 0 | -0.21852 | 0 | -0.35678 | 0 | -0.35678 | 0 | 0 | 0 | 0 | 0 | 0 | 0 | 0 | 0 | 0
3222 | 2025-05-15 | 6 | 0 | -0.19786 | 0 | -0.19949 | 0 | -0.3264 | 0 | -0.3264 | 0 | 0 | 0 | 0 | 0 | 0 | 0 | 0 | 0 | 0
3223 | 2025-05-15 | 7 | 0 | -0.14327 | 0 | -0.14439 | 0 | -0.27282 | 0 | -0.27282 | 0 | 0 | 0 | 0 | 0 | 0 | 0 | 0 | 0 | 0
3224 | 2025-05-15 | 8 | 0 | -0.090256 | 0 | -0.090886 | 0 | -0.22296 | 0 | -0.22296 | 0 | 0 | 0 | 0 | 0 | 0 | 0 | 0 | 0 | 0
3225 | 2025-05-15 | 9 | 0 | -0.075235 | 0 | -0.075737 | 0 | -0.18825 | 0 | -0.18825 | 0 | 0 | 0 | 0 | 0 | 0 | 0 | 0 | 0 | 0
3226 | 2025-05-15 | 10 | 0 | -0.021626 | 0 | -0.021713 | 0 | -0.059933 | 0 | -0.059933 | 0 | 0 | 0 | 0 | 0 | 0 | 0 | 0 | 0 | 0
3227 | 2025-05-15 | 11 | 0 | -0.012249 | 0 | -0.012249 | 0 | -0.062977 | 0 | -0.062977 | 0 | 0 | 0 | 0 | 0 | 0 | 0 | 0 | 0 | 0
3228 | 2025-05-15 | 12 | 0 | -0.017749 | 0 | -0.017749 | 0 | -0.083552 | 0 | -0.083552 | 0 | 0 | 0 | 0 | 0 | 0 | 0 | 0 | 0 | 0
3229 | 2025-05-15 | 13 | 0 | -0.0050023 | 0 | -0.0050023 | 0 | -0.0223 | 0 | -0.0223 | 0 | 0 | 0 | 0 | 0 | 0 | 0 | 0 | 0 | 0
3230 | 2025-05-15 | 14 | 0 | 0 | 0 | 0 | 0 | 0 | 0 | 0 | 0 | 0 | 0 | 0 | 0 | 0 | 0 | 0 | 0 | 0
3231 | 2025-05-15 | 15 | 0 | 0 | 0 | 0 | 0 | 0 | 0 | 0 | 0 | 0 | 0 | 0 | 0 | 0 | 0 | 0 | 0 | 0
3232 | 2025-05-15 | 16 | 0 | 0 | 0 | 0 | 0 | 0 | 0 | 0 | 0 | 0 | 0 | 0 | 0 | 0 | 0 | 0 | 0 | 0
3233 | 2025-05-15 | 17 | 0 | -0.0055626 | 0 | -0.0055626 | 0 | -0.021726 | 0 | -0.021726 | 0 | 0 | 0 | 0 | 0 | 0 | 0 | 0 | 0 | 0
3234 | 2025-05-15 | 18 | 0 | -0.015686 | 0 | -0.015686 | 0 | -0.071648 | 0 | -0.071648 | 0 | 0 | 0 | 0 | 0 | 0 | 0 | 0 | 0 | 0
3235 | 2025-05-15 | 19 | 0 | -0.016888 | 0 | -0.016888 | 0 | -0.070296 | 0 | -0.070296 | 0 | 0 | 0 | 0 | 0 | 0 | 0 | 0 | 0 | 0
3236 | 2025-05-15 | 20 | 0 | -0.02129 | 0 | -0.02129 | 0 | -0.090502 | 0 | -0.090502 | 0 | 0 | 0 | 0 | 0 | 0 | 0 | 0 | 0 | 0
3237 | 2025-05-15 | 21 | 0 | -0.025428 | 0 | -0.025428 | 0 | -0.13507 | 0 | -0.13507 | 0 | 0 | 0 | 0 | 0 | 0 | 0 | 0 | 0 | 0
3238 | 2025-05-15 | 22 | 0 | -0.08401 | 0 | -0.084515 | 0 | -0.22883 | 0 | -0.22883 | 0 | 0 | 0 | 0 | 0 | 0 | 0 | 0 | 0 | 0
3239 | 2025-05-15 | 23 | 0 | -0.16054 | 0 | -0.16167 | 0 | -0.35095 | 0 | -0.35095 | 0 | 0 | 0 | 0 | 0 | 0 | 0 | 0 | 0 | 0
3240 | 2025-05-15 | 24 | 0 | -0.32775 | 0 | -0.33043 | 0 | -0.50627 | 0 | -0.50627 | 0 | 0 | 0 | 0 | 0 | 0 | 0 | 0 | 0 | 0
3241 | 2025-05-16 | 1 | 0 | -0.46516 | 0 | -0.46578 | 0 | -0.6213 | 0 | -0.6213 | 0 | 0 | 0 | 0 | 0 | 0 | 0 | 0 | 0 | 0
3242 | 2025-05-16 | 2 | 0 | -0.46578 | 0 | -0.4664 | 0 | -0.60527 | 0 | -0.60527 | 0 | 0 | 0 | 0 | 0 | 0 | 0 | 0 | 0 | 0
3243 | 2025-05-16 | 3 | 0 | -0.46486 | 0 | -0.46885 | 0 | -0.59496 | 0 | -0.59496 | 0 | 0 | 0 | 0 | 0 | 0 | 0 | 0 | 0 | 0
3244 | 2025-05-16 | 4 | 0 | -0.47412 | 0 | -0.47819 | 0 | -0.59867 | 0 | -0.59867 | 0 | 0 | 0 | 0 | 0 | 0 | 0 | 0 | 0 | 0
3245 | 2025-05-16 | 5 | 0 | -0.51123 | 0 | -0.51566 | 0 | -0.62734 | 0 | -0.62734 | 0 | 0 | 0 | 0 | 0 | 0 | 0 | 0 | 0 | 0
3246 | 2025-05-16 | 6 | 0 | -0.48561 | 0 | -0.4898 | 0 | -0.60388 | 0 | -0.60388 | 0 | 0 | 0 | 0 | 0 | 0 | 0 | 0 | 0 | 0
3247 | 2025-05-16 | 7 | 0 | -0.38875 | 0 | -0.39203 | 0 | -0.51599 | 0 | -0.51599 | 0 | 0 | 0 | 0 | 0 | 0 | 0 | 0 | 0 | 0
3248 | 2025-05-16 | 8 | 0 | -0.2821 | 0 | -0.28439 | 0 | -0.41937 | 0 | -0.41937 | 0 | 0 | 0 | 0 | 0 | 0 | 0 | 0 | 0 | 0
3249 | 2025-05-16 | 9 | 0 | -0.28784 | 0 | -0.29018 | 0 | -0.42392 | 0 | -0.42392 | 0 | 0 | 0 | 0 | 0 | 0 | 0 | 0 | 0 | 0
3250 | 2025-05-16 | 10 | 0 | -0.27305 | 0 | -0.27525 | 0 | -0.40596 | 0 | -0.40596 | 0 | 0 | 0 | 0 | 0 | 0 | 0 | 0 | 0 | 0
3251 | 2025-05-16 | 11 | 0 | -0.15303 | 0 | -0.15412 | 0 | -0.2947 | 0 | -0.2947 | 0 | 0 | 0 | 0 | 0 | 0 | 0 | 0 | 0 | 0
3252 | 2025-05-16 | 12 | 0 | -0.040511 | 0 | -0.040681 | 0 | -0.10101 | 0 | -0.10101 | 0 | 0 | 0 | 0 | 0 | 0 | 0 | 0 | 0 | 0
3253 | 2025-05-16 | 13 | 0 | -0.0053086 | 0 | -0.0053086 | 0 | -0.026238 | 0 | -0.026238 | 0 | 0 | 0 | 0 | 0 | 0 | 0 | 0 | 0 | 0
3254 | 2025-05-16 | 14 | 0 | 0 | 0 | 0 | 0 | 0 | 0 | 0 | 0 | 0 | 0 | 0 | 0 | 0 | 0 | 0 | 0 | 0
3255 | 2025-05-16 | 15 | 0 | 0 | 0 | 0 | 0 | 0 | 0 | 0 | 0 | 0 | 0 | 0 | 0 | 0 | 0 | 0 | 0 | 0
3256 | 2025-05-16 | 16 | 0 | 0 | 0 | 0 | 0 | 0 | 0 | 0 | 0 | 0 | 0 | 0 | 0 | 0 | 0 | 0 | 0 | 0
3257 | 2025-05-16 | 17 | 0 | 0 | 0 | 0 | 0 | 0 | 0 | 0 | 0 | 0 | 0 | 0 | 0 | 0 | 0 | 0 | 0 | 0
3258 | 2025-05-16 | 18 | 0 | 0 | 0 | 0 | 0 | 0 | 0 | 0 | 0 | 0 | 0 | 0 | 0 | 0 | 0 | 0 | 0 | 0
3259 | 2025-05-16 | 19 | 0 | 0 | 0 | 0 | 0 | 0 | 0 | 0 | 0 | 0 | 0 | 0 | 0 | 0 | 0 | 0 | 0 | 0
3260 | 2025-05-16 | 20 | 0 | 0 | 0 | 0 | 0 | 0 | 0 | 0 | 0 | 0 | 0 | 0 | 0 | 0 | 0 | 0 | 0 | 0
3261 | 2025-05-16 | 21 | 0 | -0.017388 | 0 | -0.017388 | 0 | -0.067587 | 0 | -0.067587 | 0 | 0 | 0 | 0 | 0 | 0 | 0 | 0 | 0 | 0
3262 | 2025-05-16 | 22 | 0 | -0.035584 | 0 | -0.035584 | 0 | -0.18962 | 0 | -0.18962 | 0 | 0 | 0 | 0 | 0 | 0 | 0 | 0 | 0 | 0
3263 | 2025-05-16 | 23 | 0 | -0.11762 | 0 | -0.11598 | 0 | -0.30142 | 0 | -0.30142 | 0 | 0 | 0 | 0 | 0 | 0 | 0 | 0 | 0 | 0
3264 | 2025-05-16 | 24 | 0 | -0.19048 | 0 | -0.18586 | 0 | -0.3945 | 0 | -0.3945 | 0 | 0 | 0 | 0 | 0 | 0 | 0 | 0 | 0 | 0
3265 | 2025-05-17 | 1 | 0 | 0 | 0 | 0 | 0 | -0.5564 | 0 | -0.5564 | 0 | 0 | 0 | 0 | 0 | 0 | 0 | 0 | 0 | 0
3266 | 2025-05-17 | 2 | 0 | 0 | 0 | 0 | 0 | -0.6987 | 0 | -0.6987 | 0 | 0 | 0 | 0 | 0 | 0 | 0 | 0 | 0 | 0
3267 | 2025-05-17 | 3 | 0 | 0 | 0 | 0 | 0 | -0.76374 | 0 | -0.76374 | 0 | 0 | 0 | 0 | 0 | 0 | 0 | 0 | 0 | 0
3268 | 2025-05-17 | 4 | 0 | 0 | 0 | 0 | 0 | -0.79721 | 0 | -0.79721 | 0 | 0 | 0 | 0 | 0 | 0 | 0 | 0 | 0 | 0
3269 | 2025-05-17 | 5 | 0 | 0 | 0 | 0 | 0 | -0.83324 | 0 | -0.83324 | 0 | 0 | 0 | 0 | 0 | 0 | 0 | 0 | 0 | 0
3270 | 2025-05-17 | 6 | 0 | 0 | 0 | 0 | 0 | -0.71207 | 0 | -0.71207 | 0 | 0 | 0 | 0 | 0 | 0 | 0 | 0 | 0 | 0
3271 | 2025-05-17 | 7 | 0 | -0.40975 | 0 | -0.39824 | 0 | -0.53061 | 0 | -0.53061 | 0 | 0 | 0 | 0 | 0 | 0 | 0 | 0 | 0 | 0
3272 | 2025-05-17 | 8 | 0 | -0.24294 | 0 | -0.24324 | 0 | -0.37779 | 0 | -0.37779 | 0 | 0 | 0 | 0 | 0 | 0 | 0 | 0 | 0 | 0
3273 | 2025-05-17 | 9 | 0 | -0.20634 | 0 | -0.20793 | 0 | -0.34401 | 0 | -0.34401 | 0 | 0 | 0 | 0 | 0 | 0 | 0 | 0 | 0 | 0
3274 | 2025-05-17 | 10 | 0 | -0.10897 | 0 | -0.10908 | 0 | -0.2525 | 0 | -0.2525 | 0 | 0 | 0 | 0 | 0 | 0 | 0 | 0 | 0 | 0
3275 | 2025-05-17 | 11 | 0 | -0.17196 | 0 | -0.16913 | 0 | -0.30996 | 0 | -0.30996 | 0 | 0 | 0 | 0 | 0 | 0 | 0 | 0 | 0 | 0
3276 | 2025-05-17 | 12 | 0 | -0.11912 | 0 | -0.1199 | 0 | -0.26108 | 0 | -0.26108 | 0 | 0 | 0 | 0 | 0 | 0 | 0 | 0 | 0 | 0
3277 | 2025-05-17 | 13 | 0 | -0.040353 | 0 | -0.040537 | 0 | -0.10312 | 0 | -0.10312 | 0 | 0 | 0 | 0 | 0 | 0 | 0 | 0 | 0 | 0
3278 | 2025-05-17 | 14 | 0 | -0.0081442 | 0 | -0.0081442 | 0 | -0.051858 | 0 | -0.051858 | 0 | 0 | 0 | 0 | 0 | 0 | 0 | 0 | 0 | 0
3279 | 2025-05-17 | 15 | 0 | -0.014158 | 0 | -0.014158 | 0 | -0.055076 | 0 | -0.055076 | 0 | 0 | 0 | 0 | 0 | 0 | 0 | 0 | 0 | 0
3280 | 2025-05-17 | 16 | 0 | 0 | 0 | 0 | 0 | 0 | 0 | 0 | 0 | 0 | 0 | 0 | 0 | 0 | 0 | 0 | 0 | 0
3281 | 2025-05-17 | 17 | 0 | 0 | 0 | 0 | 0 | 0 | 0 | 0 | 0 | 0 | 0 | 0 | 0 | 0 | 0 | 0 | 0 | 0
3282 | 2025-05-17 | 18 | 0 | 0 | 0 | 0 | 0 | 0 | 0 | 0 | 0 | 0 | 0 | 0 | 0 | 0 | 0 | 0 | 0 | 0
3283 | 2025-05-17 | 19 | 0 | 0 | 0 | 0 | 0 | 0 | 0 | 0 | 0 | 0 | 0 | 0 | 0 | 0 | 0 | 0 | 0 | 0
3284 | 2025-05-17 | 20 | 0 | 0 | 0 | 0 | 0 | 0 | 0 | 0 | 0 | 0 | 0 | 0 | 0 | 0 | 0 | 0 | 0 | 0
3285 | 2025-05-17 | 21 | 0 | 0 | 0 | 0 | 0 | 0 | 0 | 0 | 0 | 0 | 0 | 0 | 0 | 0 | 0 | 0 | 0 | 0
3286 | 2025-05-17 | 22 | 0 | -0.018354 | 0 | -0.018354 | 0 | -0.15726 | 0 | -0.15726 | 0 | 0 | 0 | 0 | 0 | 0 | 0 | 0 | 0 | 0
3287 | 2025-05-17 | 23 | 0 | -0.059733 | 0 | -0.059263 | 0 | -0.198 | 0 | -0.198 | 0 | 0 | 0 | 0 | 0 | 0 | 0 | 0 | 0 | 0
3288 | 2025-05-17 | 24 | 0 | -0.17229 | 0 | -0.1695 | 0 | -0.33864 | 0 | -0.33864 | 0 | 0 | 0 | 0 | 0 | 0 | 0 | 0 | 0 | 0
3289 | 2025-05-18 | 1 | 0 | -0.28439 | 0 | -0.28474 | 0 | -0.4757 | 0 | -0.4757 | 0 | 0 | 0 | 0 | 0 | 0 | 0 | 0 | 0 | 0
3290 | 2025-05-18 | 2 | 0 | -0.42157 | 0 | -0.41778 | 0 | -0.58309 | 0 | -0.58309 | 0 | 0 | 0 | 0 | 0 | 0 | 0 | 0 | 0 | 0
3291 | 2025-05-18 | 3 | 0 | -0.50458 | 0 | -0.49493 | 0 | -0.64104 | 0 | -0.64104 | 0 | 0 | 0 | 0 | 0 | 0 | 0 | 0 | 0 | 0
3292 | 2025-05-18 | 4 | 0 | 0 | 0 | 0 | 0 | -0.69891 | 0 | -0.69891 | 0 | 0 | 0 | 0 | 0 | 0 | 0 | 0 | 0 | 0
3293 | 2025-05-18 | 5 | 0 | 0 | 0 | 0 | 0 | -0.74338 | 0 | -0.74338 | 0 | 0 | 0 | 0 | 0 | 0 | 0 | 0 | 0 | 0
3294 | 2025-05-18 | 6 | 0 | 0 | 0 | 0 | 0 | -0.61894 | 0 | -0.61894 | 0 | 0 | 0 | 0 | 0 | 0 | 0 | 0 | 0 | 0
3295 | 2025-05-18 | 7 | 0 | -0.18497 | 0 | -0.18186 | 0 | -0.31322 | 0 | -0.31322 | 0 | 0 | 0 | 0 | 0 | 0 | 0 | 0 | 0 | 0
3296 | 2025-05-18 | 8 | 0 | -0.068382 | 0 | -0.068454 | 0 | -0.096489 | 0 | -0.096489 | 0 | 0 | 0 | 0 | 0 | 0 | 0 | 0 | 0 | 0
3297 | 2025-05-18 | 9 | 0 | -0.017035 | 0 | -0.017035 | 0 | -0.084406 | 0 | -0.084406 | 0 | 0 | 0 | 0 | 0 | 0 | 0 | 0 | 0 | 0
3298 | 2025-05-18 | 10 | 0 | -0.016411 | 0 | -0.016411 | 0 | -0.092286 | 0 | -0.092286 | 0 | 0 | 0 | 0 | 0 | 0 | 0 | 0 | 0 | 0
3299 | 2025-05-18 | 11 | 0 | -0.03562 | 0 | -0.035808 | 0 | -0.077256 | 0 | -0.077256 | 0 | 0 | 0 | 0 | 0 | 0 | 0 | 0 | 0 | 0
3300 | 2025-05-18 | 12 | 0 | -0.0048969 | 0 | -0.0048969 | 0 | -0.025292 | 0 | -0.025292 | 0 | 0 | 0 | 0 | 0 | 0 | 0 | 0 | 0 | 0
3301 | 2025-05-18 | 13 | 0 | 0 | 0 | 0 | 0 | 0 | 0 | 0 | 0 | 0 | 0 | 0 | 0 | 0 | 0 | 0 | 0 | 0
3302 | 2025-05-18 | 14 | 0 | 0 | 0 | 0 | 0 | 0 | 0 | 0 | 0 | 0 | 0 | 0 | 0 | 0 | 0 | 0 | 0 | 0
3303 | 2025-05-18 | 15 | 0 | 0 | 0 | 0 | 0 | 0 | 0 | 0 | 0 | 0 | 0 | 0 | 0 | 0 | 0 | 0 | 0 | 0
3304 | 2025-05-18 | 16 | 0 | 0 | 0 | 0 | 0 | 0 | 0 | 0 | 0 | 0 | 0 | 0 | 0 | 0 | 0 | 0 | 0 | 0
3305 | 2025-05-18 | 17 | 0 | 0 | 0 | 0 | 0 | 0 | 0 | 0 | 0 | 0 | 0 | 0 | 0 | 0 | 0 | 0 | 0 | 0
3306 | 2025-05-18 | 18 | 0 | 0 | 0 | 0 | 0 | 0 | 0 | 0 | 0 | 0 | 0 | 0 | 0 | 0 | 0 | 0 | 0 | 0
3307 | 2025-05-18 | 19 | 0 | 0 | 0 | 0 | 0 | 0 | 0 | 0 | 0 | 0 | 0 | 0 | 0 | 0 | 0 | 0 | 0 | 0
3308 | 2025-05-18 | 20 | 0 | 0 | 0 | 0 | 0 | 0 | 0 | 0 | 0 | 0 | 0 | 0 | 0 | 0 | 0 | 0 | 0 | 0
3309 | 2025-05-18 | 21 | 0 | 0 | 0 | 0 | 0 | 0 | 0 | 0 | 0 | 0 | 0 | 0 | 0 | 0 | 0 | 0 | 0 | 0
3310 | 2025-05-18 | 22 | 0 | 0 | 0 | 0 | 0 | 0 | 0 | 0 | 0 | 0 | 0 | 0 | 0 | 0 | 0 | 0 | 0 | 0
3311 | 2025-05-18 | 23 | 0 | -0.019432 | 0 | -0.019432 | 0 | -0.11807 | 0 | -0.11807 | 0 | 0 | 0 | 0 | 0 | 0 | 0 | 0 | 0 | 0
3312 | 2025-05-18 | 24 | 0 | -0.099481 | 0 | -0.097485 | 0 | -0.23749 | 0 | -0.23749 | 0 | 0 | 0 | 0 | 0 | 0 | 0 | 0 | 0 | 0
3313 | 2025-05-19 | 1 | 0 | -0.16201 | 0 | -0.16219 | 0 | -0.36049 | 0 | -0.36049 | 0 | 0 | 0 | 0 | 0 | 0 | 0 | 0 | 0 | 0
3314 | 2025-05-19 | 2 | 0 | -0.2905 | 0 | -0.28535 | 0 | -0.48547 | 0 | -0.48547 | 0 | 0 | 0 | 0 | 0 | 0 | 0 | 0 | 0 | 0
3315 | 2025-05-19 | 3 | 0 | -0.4314 | 0 | -0.42329 | 0 | -0.59197 | 0 | -0.59197 | 0 | 0 | 0 | 0 | 0 | 0 | 0 | 0 | 0 | 0
3316 | 2025-05-19 | 4 | 0 | -0.50096 | 0 | -0.49637 | 0 | -0.63992 | 0 | -0.63992 | 0 | 0 | 0 | 0 | 0 | 0 | 0 | 0 | 0 | 0
3317 | 2025-05-19 | 5 | 0 | -0.52608 | 0 | -0.52124 | 0 | -0.65226 | 0 | -0.65226 | 0 | 0 | 0 | 0 | 0 | 0 | 0 | 0 | 0 | 0
3318 | 2025-05-19 | 6 | 0 | -0.44164 | 0 | -0.44541 | 0 | -0.57023 | 0 | -0.57023 | 0 | 0 | 0 | 0 | 0 | 0 | 0 | 0 | 0 | 0
3319 | 2025-05-19 | 7 | 0 | -0.24813 | 0 | -0.25011 | 0 | -0.38244 | 0 | -0.38244 | 0 | 0 | 0 | 0 | 0 | 0 | 0 | 0 | 0 | 0
3320 | 2025-05-19 | 8 | 0 | -0.1715 | 0 | -0.17276 | 0 | -0.31386 | 0 | -0.31386 | 0 | 0 | 0 | 0 | 0 | 0 | 0 | 0 | 0 | 0
3321 | 2025-05-19 | 9 | 0 | -0.024812 | 0 | -0.024934 | 0 | -0.065381 | 0 | -0.065381 | 0 | 0 | 0 | 0 | 0 | 0 | 0 | 0 | 0 | 0
3322 | 2025-05-19 | 10 | 0 | 0 | 0 | 0 | 0 | 0 | 0 | 0 | 0 | 0 | 0 | 0 | 0 | 0 | 0 | 0 | 0 | 0
3323 | 2025-05-19 | 11 | 0 | 0 | 0 | 0 | 0 | 0 | 0 | 0 | 0 | 0 | 0 | 0 | 0 | 0 | 0 | 0 | 0 | 0
3324 | 2025-05-19 | 12 | 0 | 0 | 0 | 0 | 0 | 0 | 0 | 0 | 0 | 0 | 0 | 0 | 0 | 0 | 0 | 0 | 0 | 0
3325 | 2025-05-19 | 13 | 0 | 0.0011549 | 0 | 0.0011549 | 0 | 0.0011549 | 0 | 0.0011549 | 0 | 0 | 0 | 0 | 0 | 0 | 0 | 0 | 0 | 0
3326 | 2025-05-19 | 14 | 0 | 0 | 0 | 0 | 0 | 0 | 0 | 0 | 0 | 0 | 0 | 0 | 0 | 0 | 0 | 0 | 0 | 0
3327 | 2025-05-19 | 15 | 0 | 0 | 0 | 0 | 0 | 0 | 0 | 0 | 0 | 0 | 0 | 0 | 0 | 0 | 0 | 0 | 0 | 0
3328 | 2025-05-19 | 16 | 0 | -0.00050974 | 0 | -0.00050974 | 0 | -0.02088 | 0 | -0.02088 | 0 | 0 | 0 | 0 | 0 | 0 | 0 | 0 | 0 | 0
3329 | 2025-05-19 | 17 | 0 | 0 | 0 | 0 | 0 | 0 | 0 | 0 | 0 | 0 | 0 | 0 | 0 | 0 | 0 | 0 | 0 | 0
3330 | 2025-05-19 | 18 | 0 | 0 | 0 | 0 | 0 | 0 | 0 | 0 | 0 | 0 | 0 | 0 | 0 | 0 | 0 | 0 | 0 | 0
3331 | 2025-05-19 | 19 | 0 | 0 | 0 | 0 | 0 | 0 | 0 | 0 | 0 | 0 | 0 | 0 | 0 | 0 | 0 | 0 | 0 | 0
3332 | 2025-05-19 | 20 | 0 | 0 | 0 | 0 | 0 | 0 | 0 | 0 | 0 | 0 | 0 | 0 | 0 | 0 | 0 | 0 | 0 | 0
3333 | 2025-05-19 | 21 | 0 | 0 | 0 | 0 | 0 | 0 | 0 | 0 | 0 | 0 | 0 | 0 | 0 | 0 | 0 | 0 | 0 | 0
3334 | 2025-05-19 | 22 | 0 | 0 | 0 | 0 | 0 | 0 | 0 | 0 | 0 | 0 | 0 | 0 | 0 | 0 | 0 | 0 | 0 | 0
3335 | 2025-05-19 | 23 | 0 | 0 | 0 | 0 | 0 | 0 | 0 | 0 | 0 | 0 | 0 | 0 | 0 | 0 | 0 | 0 | 0 | 0
3336 | 2025-05-19 | 24 | 0 | 0 | 0 | 0 | 0 | 0 | 0 | 0 | 0 | 0 | 0 | 0 | 0 | 0 | 0 | 0 | 0 | 0
3337 | 2025-05-20 | 1 | 0 | -0.0028723 | 0 | -0.0028723 | 0 | -0.01634 | 0 | -0.01634 | 0 | 0 | 0 | 0 | 0 | 0 | 0 | 0 | 0 | 0
3338 | 2025-05-20 | 2 | 0 | -0.0098416 | 0 | -0.0098416 | 0 | -0.076802 | 0 | -0.076802 | 0 | 0 | 0 | 0 | 0 | 0 | 0 | 0 | 0 | 0
3339 | 2025-05-20 | 3 | 0 | -0.05409 | 0 | -0.054417 | 0 | -0.15941 | 0 | -0.15941 | 0 | 0 | 0 | 0 | 0 | 0 | 0 | 0 | 0 | 0
3340 | 2025-05-20 | 4 | 0 | -0.064837 | 0 | -0.065247 | 0 | -0.20631 | 0 | -0.20631 | 0 | 0 | 0 | 0 | 0 | 0 | 0 | 0 | 0 | 0
3341 | 2025-05-20 | 5 | 0 | -0.17641 | 0 | -0.17783 | 0 | -0.30596 | 0 | -0.30596 | 0 | 0 | 0 | 0 | 0 | 0 | 0 | 0 | 0 | 0
3342 | 2025-05-20 | 6 | 0 | -0.18817 | 0 | -0.1896 | 0 | -0.32304 | 0 | -0.32304 | 0 | 0 | 0 | 0 | 0 | 0 | 0 | 0 | 0 | 0
3343 | 2025-05-20 | 7 | 0 | -0.037939 | 0 | -0.038128 | 0 | -0.095796 | 0 | -0.095796 | 0 | 0 | 0 | 0 | 0 | 0 | 0 | 0 | 0 | 0
3344 | 2025-05-20 | 8 | 0 | 0 | 0 | 0 | 0 | 0 | 0 | 0 | 0 | 0 | 0 | 0 | 0 | 0 | 0 | 0 | 0 | 0
3345 | 2025-05-20 | 9 | 0 | 0 | 0 | 0 | 0 | 0 | 0 | 0 | 0 | 0 | 0 | 0 | 0 | 0 | 0 | 0 | 0 | 0
3346 | 2025-05-20 | 10 | 0 | 0 | 0 | 0 | 0 | 0 | 0 | 0 | 0 | 0 | 0 | 0 | 0 | 0 | 0 | 0 | 0 | 0
3347 | 2025-05-20 | 11 | 0 | 0 | 0 | 0 | 0 | 0 | 0 | 0 | 0 | 0 | 0 | 0 | 0 | 0 | 0 | 0 | 0 | 0
3348 | 2025-05-20 | 12 | 0 | 0 | 0 | 0 | 0 | 0 | 0 | 0 | 0 | 0 | 0 | 0 | 0 | 0 | 0 | 0 | 0 | 0
3349 | 2025-05-20 | 13 | 0 | 0 | 0 | 0 | 0 | 0 | 0 | 0 | 0 | 0 | 0 | 0 | 0 | 0 | 0 | 0 | 0 | 0
3350 | 2025-05-20 | 14 | 0 | 0 | 0 | 0 | 0 | 0 | 0 | 0 | 0 | 0 | 0 | 0 | 0 | 0 | 0 | 0 | 0 | 0
3351 | 2025-05-20 | 15 | 0 | 0 | 0 | 0 | 0 | 0 | 0 | 0 | 0 | 0 | 0 | 0 | 0 | 0 | 0 | 0 | 0 | 0
3352 | 2025-05-20 | 16 | 0 | 0 | 0 | 0 | 0 | 0 | 0 | 0 | 0 | 0 | 0 | 0 | 0 | 0 | 0 | 0 | 0 | 0
3353 | 2025-05-20 | 17 | 0 | 0 | 0 | 0 | 0 | 0 | 0 | 0 | 0 | 0 | 0 | 0 | 0 | 0 | 0 | 0 | 0 | 0
3354 | 2025-05-20 | 18 | 0 | 0 | 0 | 0 | 0 | 0 | 0 | 0 | 0 | 0 | 0 | 0 | 0 | 0 | 0 | 0 | 0 | 0
3355 | 2025-05-20 | 19 | 0 | 0 | 0 | 0 | 0 | 0 | 0 | 0 | 0 | 0 | 0 | 0 | 0 | 0 | 0 | 0 | 0 | 0
3356 | 2025-05-20 | 20 | 0 | 0 | 0 | 0 | 0 | 0 | 0 | 0 | 0 | 0 | 0 | 0 | 0 | 0 | 0 | 0 | 0 | 0
3357 | 2025-05-20 | 21 | 0 | 0 | 0 | 0 | 0 | 0 | 0 | 0 | 0 | 0 | 0 | 0 | 0 | 0 | 0 | 0 | 0 | 0
3358 | 2025-05-20 | 22 | 0 | 0 | 0 | 0 | 0 | 0 | 0 | 0 | 0 | 0 | 0 | 0 | 0 | 0 | 0 | 0 | 0 | 0
3359 | 2025-05-20 | 23 | 0 | 0 | 0 | 0 | 0 | 0 | 0 | 0 | 0 | 0 | 0 | 0 | 0 | 0 | 0 | 0 | 0 | 0
3360 | 2025-05-20 | 24 | 0 | -0.0050614 | 0 | -0.0050614 | 0 | -0.01483 | 0 | -0.01483 | 0 | 0 | 0 | 0 | 0 | 0 | 0 | 0 | 0 | 0
3361 | 2025-05-21 | 1 | 0 | -0.039702 | 0 | -0.039844 | 0 | -0.12754 | 0 | -0.12754 | 0 | 0 | 0 | 0 | 0 | 0 | 0 | 0 | 0 | 0
3362 | 2025-05-21 | 2 | 0 | -0.095592 | 0 | -0.096195 | 0 | -0.23897 | 0 | -0.23897 | 0 | 0 | 0 | 0 | 0 | 0 | 0 | 0 | 0 | 0
3363 | 2025-05-21 | 3 | 0 | -0.21582 | 0 | -0.21748 | 0 | -0.38021 | 0 | -0.38021 | 0 | 0 | 0 | 0 | 0 | 0 | 0 | 0 | 0 | 0
3364 | 2025-05-21 | 4 | 0 | -0.3055 | 0 | -0.30799 | 0 | -0.45453 | 0 | -0.45453 | 0 | 0 | 0 | 0 | 0 | 0 | 0 | 0 | 0 | 0
3365 | 2025-05-21 | 5 | 0 | -0.34092 | 0 | -0.34376 | 0 | -0.47548 | 0 | -0.47548 | 0 | 0 | 0 | 0 | 0 | 0 | 0 | 0 | 0 | 0
3366 | 2025-05-21 | 6 | 0 | -0.31935 | 0 | -0.32203 | 0 | -0.44518 | 0 | -0.44518 | 0 | 0 | 0 | 0 | 0 | 0 | 0 | 0 | 0 | 0
3367 | 2025-05-21 | 7 | 0 | -0.21388 | 0 | -0.21567 | 0 | -0.3347 | 0 | -0.3347 | 0 | 0 | 0 | 0 | 0 | 0 | 0 | 0 | 0 | 0
3368 | 2025-05-21 | 8 | 0 | -0.041812 | 0 | -0.042105 | 0 | -0.1026 | 0 | -0.1026 | 0 | 0 | 0 | 0 | 0 | 0 | 0 | 0 | 0 | 0
3369 | 2025-05-21 | 9 | 0 | 0 | 0 | 0 | 0 | 0 | 0 | 0 | 0 | 0 | 0 | 0 | 0 | 0 | 0 | 0 | 0 | 0
3370 | 2025-05-21 | 10 | 0 | 0 | 0 | 0 | 0 | 0 | 0 | 0 | 0 | 0 | 0 | 0 | 0 | 0 | 0 | 0 | 0 | 0
3371 | 2025-05-21 | 11 | 0 | 0 | 0 | 0 | 0 | 0 | 0 | 0 | 0 | 0 | 0 | 0 | 0 | 0 | 0 | 0 | 0 | 0
3372 | 2025-05-21 | 12 | 0 | 0 | 0 | 0 | 0 | 0 | 0 | 0 | 0 | 0 | 0 | 0 | 0 | 0 | 0 | 0 | 0 | 0
3373 | 2025-05-21 | 13 | 0 | 0 | 0 | 0 | 0 | 0 | 0 | 0 | 0 | 0 | 0 | 0 | 0 | 0 | 0 | 0 | 0 | 0
3374 | 2025-05-21 | 14 | 0 | 0 | 0 | 0 | 0 | 0 | 0 | 0 | 0 | 0 | 0 | 0 | 0 | 0 | 0 | 0 | 0 | 0
3375 | 2025-05-21 | 15 | 0 | 0 | 0 | 0 | 0 | 0 | 0 | 0 | 0 | 0 | 0 | 0 | 0 | 0 | 0 | 0 | 0 | 0
3376 | 2025-05-21 | 16 | 0 | 0 | 0 | 0 | 0 | 0 | 0 | 0 | 0 | 0 | 0 | 0 | 0 | 0 | 0 | 0 | 0 | 0
3377 | 2025-05-21 | 17 | 0 | 0 | 0 | 0 | 0 | 0 | 0 | 0 | 0 | 0 | 0 | 0 | 0 | 0 | 0 | 0 | 0 | 0
3378 | 2025-05-21 | 18 | 0 | 0 | 0 | 0 | 0 | 0 | 0 | 0 | 0 | 0 | 0 | 0 | 0 | 0 | 0 | 0 | 0 | 0
3379 | 2025-05-21 | 19 | 0 | 0 | 0 | 0 | 0 | 0 | 0 | 0 | 0 | 0 | 0 | 0 | 0 | 0 | 0 | 0 | 0 | 0
3380 | 2025-05-21 | 20 | 0 | 0 | 0 | 0 | 0 | 0 | 0 | 0 | 0 | 0 | 0 | 0 | 0 | 0 | 0 | 0 | 0 | 0
3381 | 2025-05-21 | 21 | 0 | 0 | 0 | 0 | 0 | 0 | 0 | 0 | 0 | 0 | 0 | 0 | 0 | 0 | 0 | 0 | 0 | 0
3382 | 2025-05-21 | 22 | 0 | 0 | 0 | 0 | 0 | 0 | 0 | 0 | 0 | 0 | 0 | 0 | 0 | 0 | 0 | 0 | 0 | 0
3383 | 2025-05-21 | 23 | 0 | 0 | 0 | 0 | 0 | 0 | 0 | 0 | 0 | 0 | 0 | 0 | 0 | 0 | 0 | 0 | 0 | 0
3384 | 2025-05-21 | 24 | 0 | 0 | 0 | 0 | 0 | 0 | 0 | 0 | 0 | 0 | 0 | 0 | 0 | 0 | 0 | 0 | 0 | 0
3385 | 2025-05-22 | 1 | 0 | -0.0014615 | 0 | -0.0014615 | 0 | -0.018078 | 0 | -0.018078 | 0 | 0 | 0 | 0 | 0 | 0 | 0 | 0 | 0 | 0
3386 | 2025-05-22 | 2 | 0 | -0.016984 | 0 | -0.016984 | 0 | -0.095025 | 0 | -0.095025 | 0 | 0 | 0 | 0 | 0 | 0 | 0 | 0 | 0 | 0
3387 | 2025-05-22 | 3 | 0 | -0.064474 | 0 | -0.064889 | 0 | -0.17594 | 0 | -0.17594 | 0 | 0 | 0 | 0 | 0 | 0 | 0 | 0 | 0 | 0
3388 | 2025-05-22 | 4 | 0 | -0.081963 | 0 | -0.0825 | 0 | -0.237 | 0 | -0.237 | 0 | 0 | 0 | 0 | 0 | 0 | 0 | 0 | 0 | 0
3389 | 2025-05-22 | 5 | 0 | -0.11378 | 0 | -0.11463 | 0 | -0.24835 | 0 | -0.24835 | 0 | 0 | 0 | 0 | 0 | 0 | 0 | 0 | 0 | 0
3390 | 2025-05-22 | 6 | 0 | -0.031444 | 0 | -0.031586 | 0 | -0.10059 | 0 | -0.10059 | 0 | 0 | 0 | 0 | 0 | 0 | 0 | 0 | 0 | 0
3391 | 2025-05-22 | 7 | 0 | 0 | 0 | 0 | 0 | 0 | 0 | 0 | 0 | 0 | 0 | 0 | 0 | 0 | 0 | 0 | 0 | 0
3392 | 2025-05-22 | 8 | 0 | 0 | 0 | 0 | 0 | 0 | 0 | 0 | 0 | 0 | 0 | 0 | 0 | 0 | 0 | 0 | 0 | 0
3393 | 2025-05-22 | 9 | 1 | 0.014214 | 1 | 0.0055143 | 1 | 0.012676 | 1 | 0.012676 | 0 | 0 | 0 | 0 | 0 | 0 | 0 | 0 | 0 | 0
3394 | 2025-05-22 | 10 | 1 | 0.013088 | 1 | 0.0051266 | 1 | 0.01175 | 1 | 0.01175 | 0 | 0 | 0 | 0 | 0 | 0 | 0 | 0 | 0 | 0
3395 | 2025-05-22 | 11 | 1 | 0.032491 | 1 | 0.012062 | 1 | 0.029456 | 1 | 0.029456 | 0 | 0 | 0 | 0 | 0 | 0 | 0 | 0 | 0 | 0
3396 | 2025-05-22 | 12 | 1 | 0.033703 | 1 | 0.012785 | 1 | 0.031072 | 1 | 0.031072 | 0 | 0 | 0 | 0 | 0 | 0 | 0 | 0 | 0 | 0
3397 | 2025-05-22 | 13 | 1 | 0.062 | 1 | 0.023259 | 1 | 0.056668 | 1 | 0.056668 | 0 | 0 | 0 | 0 | 0 | 0 | 0 | 0 | 0 | 0
3398 | 2025-05-22 | 14 | 1 | 0.0765 | 1 | 0.031295 | 1 | 0.070813 | 1 | 0.070813 | 0 | 0 | 0 | 0 | 0 | 0 | 0 | 0 | 0 | 0
3399 | 2025-05-22 | 15 | 1 | 0.1241 | 1 | 0.04607 | 1 | 0.11251 | 1 | 0.11251 | 0 | 0 | 0 | 0 | 0 | 0 | 0 | 0 | 0 | 0
3400 | 2025-05-22 | 16 | 1 | 0.1616 | 1 | 0.059396 | 1 | 0.14538 | 1 | 0.14538 | 0 | 0 | 0 | 0 | 0 | 0 | 0 | 0 | 0 | 0
3401 | 2025-05-22 | 17 | 1 | 0.17605 | 1 | 0.0641 | 1 | 0.15724 | 1 | 0.15724 | 0 | 0 | 0 | 0 | 0 | 0 | 0 | 0 | 0 | 0
3402 | 2025-05-22 | 18 | 0 | 0 | 0 | 0 | 0 | 0 | 0 | 0 | 0 | 0 | 0 | 0 | 0 | 0 | 0 | 0 | 0 | 0
3403 | 2025-05-22 | 19 | 0 | 0 | 0 | 0 | 0 | 0 | 0 | 0 | 0 | 0 | 0 | 0 | 0 | 0 | 0 | 0 | 0 | 0
3404 | 2025-05-22 | 20 | 0 | 0 | 0 | 0 | 0 | 0 | 0 | 0 | 0 | 0 | 0 | 0 | 0 | 0 | 0 | 0 | 0 | 0
3405 | 2025-05-22 | 21 | 0 | 0 | 0 | 0 | 0 | 0 | 0 | 0 | 0 | 0 | 0 | 0 | 0 | 0 | 0 | 0 | 0 | 0
3406 | 2025-05-22 | 22 | 0 | 0 | 0 | 0 | 0 | 0 | 0 | 0 | 0 | 0 | 0 | 0 | 0 | 0 | 0 | 0 | 0 | 0
3407 | 2025-05-22 | 23 | 0 | 0 | 0 | 0 | 0 | 0 | 0 | 0 | 0 | 0 | 0 | 0 | 0 | 0 | 0 | 0 | 0 | 0
3408 | 2025-05-22 | 24 | 0 | 0 | 0 | 0 | 0 | 0 | 0 | 0 | 0 | 0 | 0 | 0 | 0 | 0 | 0 | 0 | 0 | 0
3409 | 2025-05-23 | 1 | 0 | 0 | 0 | 0 | 0 | 0 | 0 | 0 | 0 | 0 | 0 | 0 | 0 | 0 | 0 | 0 | 0 | 0
3410 | 2025-05-23 | 2 | 0 | -0.005783 | 0 | -0.005783 | 0 | -0.038346 | 0 | -0.038346 | 0 | 0 | 0 | 0 | 0 | 0 | 0 | 0 | 0 | 0
3411 | 2025-05-23 | 3 | 0 | -0.039527 | 0 | -0.039696 | 0 | -0.11845 | 0 | -0.11845 | 0 | 0 | 0 | 0 | 0 | 0 | 0 | 0 | 0 | 0
3412 | 2025-05-23 | 4 | 0 | -0.091663 | 0 | -0.092307 | 0 | -0.18532 | 0 | -0.18532 | 0 | 0 | 0 | 0 | 0 | 0 | 0 | 0 | 0 | 0
3413 | 2025-05-23 | 5 | 0 | -0.10266 | 0 | -0.10342 | 0 | -0.23232 | 0 | -0.23232 | 0 | 0 | 0 | 0 | 0 | 0 | 0 | 0 | 0 | 0
3414 | 2025-05-23 | 6 | 0 | -0.16313 | 0 | -0.16444 | 0 | -0.2866 | 0 | -0.2866 | 0 | 0 | 0 | 0 | 0 | 0 | 0 | 0 | 0 | 0
3415 | 2025-05-23 | 7 | 0 | -0.12728 | 0 | -0.12825 | 0 | -0.25214 | 0 | -0.25214 | 0 | 0 | 0 | 0 | 0 | 0 | 0 | 0 | 0 | 0
3416 | 2025-05-23 | 8 | 0 | -0.018782 | 0 | -0.018892 | 0 | -0.051677 | 0 | -0.051677 | 0 | 0 | 0 | 0 | 0 | 0 | 0 | 0 | 0 | 0
3417 | 2025-05-23 | 9 | 0 | -0.005602 | 0 | -0.005602 | 0 | -0.020244 | 0 | -0.020244 | 0 | 0 | 0 | 0 | 0 | 0 | 0 | 0 | 0 | 0
3418 | 2025-05-23 | 10 | 0 | -0.0016432 | 0 | -0.0016432 | 0 | -0.037088 | 0 | -0.037088 | 0 | 0 | 0 | 0 | 0 | 0 | 0 | 0 | 0 | 0
3419 | 2025-05-23 | 11 | 0 | -0.021642 | 0 | -0.021704 | 0 | -0.10259 | 0 | -0.10259 | 0 | 0 | 0 | 0 | 0 | 0 | 0 | 0 | 0 | 0
3420 | 2025-05-23 | 12 | 0 | -0.011601 | 0 | -0.011625 | 0 | -0.061269 | 0 | -0.061269 | 0 | 0 | 0 | 0 | 0 | 0 | 0 | 0 | 0 | 0
3421 | 2025-05-23 | 13 | 0 | -0.0079407 | 0 | -0.0079407 | 0 | -0.022619 | 0 | -0.022619 | 0 | 0 | 0 | 0 | 0 | 0 | 0 | 0 | 0 | 0
3422 | 2025-05-23 | 14 | 0 | 0 | 0 | 0 | 0 | 0 | 0 | 0 | 0 | 0 | 0 | 0 | 0 | 0 | 0 | 0 | 0 | 0
3423 | 2025-05-23 | 15 | 0 | 0 | 0 | 0 | 0 | 0 | 0 | 0 | 0 | 0 | 0 | 0 | 0 | 0 | 0 | 0 | 0 | 0
3424 | 2025-05-23 | 16 | 0 | 0 | 0 | 0 | 0 | 0 | 0 | 0 | 0 | 0 | 0 | 0 | 0 | 0 | 0 | 0 | 0 | 0
3425 | 2025-05-23 | 17 | 0 | 0 | 0 | 0 | 0 | 0 | 0 | 0 | 0 | 0 | 0 | 0 | 0 | 0 | 0 | 0 | 0 | 0
3426 | 2025-05-23 | 18 | 0 | 0 | 0 | 0 | 0 | 0 | 0 | 0 | 0 | 0 | 0 | 0 | 0 | 0 | 0 | 0 | 0 | 0
3427 | 2025-05-23 | 19 | 0 | 0 | 0 | 0 | 0 | 0 | 0 | 0 | 0 | 0 | 0 | 0 | 0 | 0 | 0 | 0 | 0 | 0
3428 | 2025-05-23 | 20 | 0 | 0 | 0 | 0 | 0 | 0 | 0 | 0 | 0 | 0 | 0 | 0 | 0 | 0 | 0 | 0 | 0 | 0
3429 | 2025-05-23 | 21 | 0 | 0 | 0 | 0 | 0 | 0 | 0 | 0 | 0 | 0 | 0 | 0 | 0 | 0 | 0 | 0 | 0 | 0
3430 | 2025-05-23 | 22 | 0 | 0 | 0 | 0 | 0 | 0 | 0 | 0 | 0 | 0 | 0 | 0 | 0 | 0 | 0 | 0 | 0 | 0
3431 | 2025-05-23 | 23 | 0 | 0 | 0 | 0 | 0 | 0 | 0 | 0 | 0 | 0 | 0 | 0 | 0 | 0 | 0 | 0 | 0 | 0
3432 | 2025-05-23 | 24 | 0 | 0 | 0 | 0 | 0 | 0 | 0 | 0 | 0 | 0 | 0 | 0 | 0 | 0 | 0 | 0 | 0 | 0
3433 | 2025-05-24 | 1 | 0 | 0 | 0 | 0 | 0 | 0 | 0 | 0 | 0 | 0 | 0 | 0 | 0 | 0 | 0 | 0 | 0 | 0
3434 | 2025-05-24 | 2 | 0 | -0.00086301 | 0 | -0.00086301 | 0 | -0.018158 | 0 | -0.018158 | 0 | 0 | 0 | 0 | 0 | 0 | 0 | 0 | 0 | 0
3435 | 2025-05-24 | 3 | 0 | -0.0051915 | 0 | -0.0051915 | 0 | -0.057743 | 0 | -0.057743 | 0 | 0 | 0 | 0 | 0 | 0 | 0 | 0 | 0 | 0
3436 | 2025-05-24 | 4 | 0 | -0.041423 | 0 | -0.041592 | 0 | -0.14928 | 0 | -0.14928 | 0 | 0 | 0 | 0 | 0 | 0 | 0 | 0 | 0 | 0
3437 | 2025-05-24 | 5 | 0 | -0.080853 | 0 | -0.081401 | 0 | -0.2075 | 0 | -0.2075 | 0 | 0 | 0 | 0 | 0 | 0 | 0 | 0 | 0 | 0
3438 | 2025-05-24 | 6 | 0 | -0.039787 | 0 | -0.040012 | 0 | -0.11291 | 0 | -0.11291 | 0 | 0 | 0 | 0 | 0 | 0 | 0 | 0 | 0 | 0
3439 | 2025-05-24 | 7 | 0 | -0.00107 | 0 | -0.00107 | 0 | -0.0042589 | 0 | -0.0042589 | 0 | 0 | 0 | 0 | 0 | 0 | 0 | 0 | 0 | 0
3440 | 2025-05-24 | 8 | 0 | 0 | 0 | 0 | 0 | 0 | 0 | 0 | 0 | 0 | 0 | 0 | 0 | 0 | 0 | 0 | 0 | 0
3441 | 2025-05-24 | 9 | 0 | 0 | 0 | 0 | 0 | 0 | 0 | 0 | 0 | 0 | 0 | 0 | 0 | 0 | 0 | 0 | 0 | 0
3442 | 2025-05-24 | 10 | 0 | -0.0044867 | 0 | -0.0044867 | 0 | -0.05751 | 0 | -0.05751 | 0 | 0 | 0 | 0 | 0 | 0 | 0 | 0 | 0 | 0
3443 | 2025-05-24 | 11 | 0 | 0 | 0 | 0 | 0 | 0 | 0 | 0 | 0 | 0 | 0 | 0 | 0 | 0 | 0 | 0 | 0 | 0
3444 | 2025-05-24 | 12 | 0 | 0 | 0 | 0 | 0 | 0 | 0 | 0 | 0 | 0 | 0 | 0 | 0 | 0 | 0 | 0 | 0 | 0
3445 | 2025-05-24 | 13 | 0 | 0 | 0 | 0 | 0 | 0 | 0 | 0 | 0 | 0 | 0 | 0 | 0 | 0 | 0 | 0 | 0 | 0
3446 | 2025-05-24 | 14 | 0 | 0 | 0 | 0 | 0 | 0 | 0 | 0 | 0 | 0 | 0 | 0 | 0 | 0 | 0 | 0 | 0 | 0
3447 | 2025-05-24 | 15 | 0 | 0 | 0 | 0 | 0 | 0 | 0 | 0 | 0 | 0 | 0 | 0 | 0 | 0 | 0 | 0 | 0 | 0
3448 | 2025-05-24 | 16 | 1 | 0.2004 | 1 | 0.094381 | 1 | 0.2058 | 1 | 0.2058 | 0 | 0 | 0 | 0 | 0 | 0 | 0 | 0 | 0 | 0
3449 | 2025-05-24 | 17 | 1 | 0.22924 | 1 | 0.099749 | 1 | 0.23583 | 1 | 0.23583 | 0 | 0 | 0 | 0 | 0 | 0 | 0 | 0 | 0 | 0
3450 | 2025-05-24 | 18 | 1 | 0.2591 | 1 | 0.10854 | 1 | 0.25846 | 1 | 0.25846 | 0 | 0 | 0 | 0 | 0 | 0 | 0 | 0 | 0 | 0
3451 | 2025-05-24 | 19 | 1 | 0.25934 | 1 | 0.10356 | 1 | 0.24896 | 1 | 0.24896 | 0 | 0 | 0 | 0 | 0 | 0 | 0 | 0 | 0 | 0
3452 | 2025-05-24 | 20 | 1 | 0.19367 | 1 | 0.073463 | 1 | 0.17854 | 1 | 0.17854 | 0 | 0 | 0 | 0 | 0 | 0 | 0 | 0 | 0 | 0
3453 | 2025-05-24 | 21 | 0 | 0 | 0 | 0 | 0 | 0 | 0 | 0 | 0 | 0 | 0 | 0 | 0 | 0 | 0 | 0 | 0 | 0
3454 | 2025-05-24 | 22 | 0 | 0 | 0 | 0 | 0 | 0 | 0 | 0 | 0 | 0 | 0 | 0 | 0 | 0 | 0 | 0 | 0 | 0
3455 | 2025-05-24 | 23 | 0 | 0 | 0 | 0 | 0 | 0 | 0 | 0 | 0 | 0 | 0 | 0 | 0 | 0 | 0 | 0 | 0 | 0
3456 | 2025-05-24 | 24 | 0 | 0 | 0 | 0 | 0 | 0 | 0 | 0 | 0 | 0 | 0 | 0 | 0 | 0 | 0 | 0 | 0 | 0
3457 | 2025-05-25 | 1 | 0 | 0 | 0 | 0 | 0 | 0 | 0 | 0 | 0 | 0 | 0 | 0 | 0 | 0 | 0 | 0 | 0 | 0
3458 | 2025-05-25 | 2 | 0 | 0 | 0 | 0 | 0 | 0 | 0 | 0 | 0 | 0 | 0 | 0 | 0 | 0 | 0 | 0 | 0 | 0
3459 | 2025-05-25 | 3 | 0 | 0 | 0 | 0 | 0 | 0 | 0 | 0 | 0 | 0 | 0 | 0 | 0 | 0 | 0 | 0 | 0 | 0
3460 | 2025-05-25 | 4 | 0 | -0.012058 | 0 | -0.012058 | 0 | -0.064852 | 0 | -0.064852 | 0 | 0 | 0 | 0 | 0 | 0 | 0 | 0 | 0 | 0
3461 | 2025-05-25 | 5 | 0 | -0.035761 | 0 | -0.035901 | 0 | -0.098812 | 0 | -0.098812 | 0 | 0 | 0 | 0 | 0 | 0 | 0 | 0 | 0 | 0
3462 | 2025-05-25 | 6 | 0 | -0.0029523 | 0 | -0.0029523 | 0 | -0.024391 | 0 | -0.024391 | 0 | 0 | 0 | 0 | 0 | 0 | 0 | 0 | 0 | 0
3463 | 2025-05-25 | 7 | 0 | 0 | 0 | 0 | 0 | 0 | 0 | 0 | 0 | 0 | 0 | 0 | 0 | 0 | 0 | 0 | 0 | 0
3464 | 2025-05-25 | 8 | 1 | 0.014449 | 1 | 0.0053108 | 1 | 0.012999 | 1 | 0.012999 | 0 | 0 | 0 | 0 | 0 | 0 | 0 | 0 | 0 | 0
3465 | 2025-05-25 | 9 | 1 | 0.047187 | 1 | 0.018337 | 1 | 0.044334 | 1 | 0.044334 | 0 | 0 | 0 | 0 | 0 | 0 | 0 | 0 | 0 | 0
3466 | 2025-05-25 | 10 | 1 | 0.041661 | 1 | 0.017158 | 1 | 0.040993 | 1 | 0.040993 | 0 | 0 | 0 | 0 | 0 | 0 | 0 | 0 | 0 | 0
3467 | 2025-05-25 | 11 | 1 | 0.078722 | 1 | 0.034254 | 1 | 0.080984 | 1 | 0.080984 | 0 | 0 | 0 | 0 | 0 | 0 | 0 | 0 | 0 | 0
3468 | 2025-05-25 | 12 | 1 | 0.10031 | 1 | 0.045614 | 1 | 0.10699 | 1 | 0.10699 | 0 | 0 | 0 | 0 | 0 | 0 | 0 | 0 | 0 | 0
3469 | 2025-05-25 | 13 | 1 | 0.12676 | 1 | 0.063924 | 1 | 0.13721 | 1 | 0.13721 | 0 | 0 | 0 | 0 | 0 | 0 | 0 | 0 | 0 | 0
3470 | 2025-05-25 | 14 | 1 | 0.16589 | 1 | 0.085903 | 1 | 0.18333 | 1 | 0.18333 | 0 | 0 | 0 | 0 | 0 | 0 | 0 | 0 | 0 | 0
3471 | 2025-05-25 | 15 | 1 | 0.19478 | 1 | 0.096073 | 1 | 0.22233 | 1 | 0.22233 | 0 | 0 | 0 | 0 | 0 | 0 | 0 | 0 | 0 | 0
3472 | 2025-05-25 | 16 | 1 | 0.24677 | 1 | 0.12172 | 1 | 0.28168 | 1 | 0.28168 | 0 | 0 | 0 | 0 | 0 | 0 | 0 | 0 | 0 | 0
3473 | 2025-05-25 | 17 | 1 | 0.28083 | 1 | 0.13449 | 1 | 0.31272 | 1 | 0.31272 | 0 | 0 | 0 | 0 | 0 | 0 | 0 | 0 | 0 | 0
3474 | 2025-05-25 | 18 | 1 | 0.31306 | 1 | 0.14236 | 1 | 0.33392 | 1 | 0.33392 | 0 | 0 | 0 | 0 | 0 | 0 | 0 | 0 | 0 | 0
3475 | 2025-05-25 | 19 | 1 | 0.31721 | 1 | 0.13534 | 1 | 0.32115 | 1 | 0.32115 | 0 | 0 | 0 | 0 | 0 | 0 | 0 | 0 | 0 | 0
3476 | 2025-05-25 | 20 | 1 | 0.26713 | 1 | 0.11362 | 1 | 0.25431 | 1 | 0.25431 | 0 | 0 | 0 | 0 | 0 | 0 | 0 | 0 | 0 | 0
3477 | 2025-05-25 | 21 | 0 | 0 | 0 | 0 | 0 | 0 | 0 | 0 | 0 | 0 | 0 | 0 | 0 | 0 | 0 | 0 | 0 | 0
3478 | 2025-05-25 | 22 | 0 | 0 | 0 | 0 | 0 | 0 | 0 | 0 | 0 | 0 | 0 | 0 | 0 | 0 | 0 | 0 | 0 | 0
3479 | 2025-05-25 | 23 | 0 | 0 | 0 | 0 | 0 | 0 | 0 | 0 | 0 | 0 | 0 | 0 | 0 | 0 | 0 | 0 | 0 | 0
3480 | 2025-05-25 | 24 | 0 | 0 | 0 | 0 | 0 | 0 | 0 | 0 | 0 | 0 | 0 | 0 | 0 | 0 | 0 | 0 | 0 | 0
3481 | 2025-05-26 | 1 | 0 | 0 | 0 | 0 | 0 | 0 | 0 | 0 | 0 | 0 | 0 | 0 | 0 | 0 | 0 | 0 | 0 | 0
3482 | 2025-05-26 | 2 | 0 | 0 | 0 | 0 | 0 | 0 | 0 | 0 | 0 | 0 | 0 | 0 | 0 | 0 | 0 | 0 | 0 | 0
3483 | 2025-05-26 | 3 | 0 | 0 | 0 | 0 | 0 | 0 | 0 | 0 | 0 | 0 | 0 | 0 | 0 | 0 | 0 | 0 | 0 | 0
3484 | 2025-05-26 | 4 | 0 | 0 | 0 | 0 | 0 | 0 | 0 | 0 | 0 | 0 | 0 | 0 | 0 | 0 | 0 | 0 | 0 | 0
3485 | 2025-05-26 | 5 | 0 | -0.0089545 | 0 | -0.0089545 | 0 | -0.0369 | 0 | -0.0369 | 0 | 0 | 0 | 0 | 0 | 0 | 0 | 0 | 0 | 0
3486 | 2025-05-26 | 6 | 0 | -0.0039349 | 0 | -0.0039349 | 0 | -0.025633 | 0 | -0.025633 | 0 | 0 | 0 | 0 | 0 | 0 | 0 | 0 | 0 | 0
3487 | 2025-05-26 | 7 | 0 | 0 | 0 | 0 | 0 | 0 | 0 | 0 | 0 | 0 | 0 | 0 | 0 | 0 | 0 | 0 | 0 | 0
3488 | 2025-05-26 | 8 | 0 | 0 | 0 | 0 | 0 | 0 | 0 | 0 | 0 | 0 | 0 | 0 | 0 | 0 | 0 | 0 | 0 | 0
3489 | 2025-05-26 | 9 | 0 | 0 | 0 | 0 | 0 | 0 | 0 | 0 | 0 | 0 | 0 | 0 | 0 | 0 | 0 | 0 | 0 | 0
3490 | 2025-05-26 | 10 | 0 | 0 | 0 | 0 | 0 | 0 | 0 | 0 | 0 | 0 | 0 | 0 | 0 | 0 | 0 | 0 | 0 | 0
3491 | 2025-05-26 | 11 | 0 | 0 | 0 | 0 | 0 | 0 | 0 | 0 | 0 | 0 | 0 | 0 | 0 | 0 | 0 | 0 | 0 | 0
3492 | 2025-05-26 | 12 | 1 | 0.1254 | 1 | 0.063242 | 1 | 0.13574 | 1 | 0.13574 | 0 | 0 | 0 | 0 | 0 | 0 | 0 | 0 | 0 | 0
3493 | 2025-05-26 | 13 | 1 | 0.1383 | 1 | 0.059006 | 1 | 0.14001 | 1 | 0.14001 | 0 | 0 | 0 | 0 | 0 | 0 | 0 | 0 | 0 | 0
3494 | 2025-05-26 | 14 | 1 | 0.1515 | 1 | 0.06141 | 1 | 0.14718 | 1 | 0.14718 | 0 | 0 | 0 | 0 | 0 | 0 | 0 | 0 | 0 | 0
3495 | 2025-05-26 | 15 | 1 | 0.21158 | 1 | 0.097692 | 1 | 0.21405 | 1 | 0.21405 | 0 | 0 | 0 | 0 | 0 | 0 | 0 | 0 | 0 | 0
3496 | 2025-05-26 | 16 | 1 | 0.24616 | 1 | 0.11366 | 1 | 0.24903 | 1 | 0.24903 | 0 | 0 | 0 | 0 | 0 | 0 | 0 | 0 | 0 | 0
3497 | 2025-05-26 | 17 | 1 | 0.26914 | 1 | 0.11795 | 1 | 0.26189 | 1 | 0.26189 | 0 | 0 | 0 | 0 | 0 | 0 | 0 | 0 | 0 | 0
3498 | 2025-05-26 | 18 | 1 | 0.26277 | 1 | 0.11949 | 1 | 0.28028 | 1 | 0.28028 | 0 | 0 | 0 | 0 | 0 | 0 | 0 | 0 | 0 | 0
3499 | 2025-05-26 | 19 | 1 | 0.26062 | 1 | 0.10734 | 1 | 0.25644 | 1 | 0.25644 | 0 | 0 | 0 | 0 | 0 | 0 | 0 | 0 | 0 | 0
3500 | 2025-05-26 | 20 | 1 | 0.19474 | 1 | 0.083088 | 1 | 0.19716 | 1 | 0.19716 | 0 | 0 | 0 | 0 | 0 | 0 | 0 | 0 | 0 | 0
3501 | 2025-05-26 | 21 | 0 | 0 | 0 | 0 | 0 | 0 | 0 | 0 | 0 | 0 | 0 | 0 | 0 | 0 | 0 | 0 | 0 | 0
3502 | 2025-05-26 | 22 | 0 | 0 | 0 | 0 | 0 | 0 | 0 | 0 | 0 | 0 | 0 | 0 | 0 | 0 | 0 | 0 | 0 | 0
3503 | 2025-05-26 | 23 | 0 | 0 | 0 | 0 | 0 | 0 | 0 | 0 | 0 | 0 | 0 | 0 | 0 | 0 | 0 | 0 | 0 | 0
3504 | 2025-05-26 | 24 | 0 | 0 | 0 | 0 | 0 | 0 | 0 | 0 | 0 | 0 | 0 | 0 | 0 | 0 | 0 | 0 | 0 | 0
3505 | 2025-05-27 | 1 | 0 | 0 | 0 | 0 | 0 | 0 | 0 | 0 | 0 | 0 | 0 | 0 | 0 | 0 | 0 | 0 | 0 | 0
3506 | 2025-05-27 | 2 | 0 | 0 | 0 | 0 | 0 | 0 | 0 | 0 | 0 | 0 | 0 | 0 | 0 | 0 | 0 | 0 | 0 | 0
3507 | 2025-05-27 | 3 | 0 | 0 | 0 | 0 | 0 | 0 | 0 | 0 | 0 | 0 | 0 | 0 | 0 | 0 | 0 | 0 | 0 | 0
3508 | 2025-05-27 | 4 | 0 | 0 | 0 | 0 | 0 | 0 | 0 | 0 | 0 | 0 | 0 | 0 | 0 | 0 | 0 | 0 | 0 | 0
3509 | 2025-05-27 | 5 | 0 | 0 | 0 | 0 | 0 | 0 | 0 | 0 | 0 | 0 | 0 | 0 | 0 | 0 | 0 | 0 | 0 | 0
3510 | 2025-05-27 | 6 | 0 | 0 | 0 | 0 | 0 | 0 | 0 | 0 | 0 | 0 | 0 | 0 | 0 | 0 | 0 | 0 | 0 | 0
3511 | 2025-05-27 | 7 | 1 | 0.01091 | 1 | 0.0040927 | 1 | 0.0099713 | 1 | 0.0099713 | 0 | 0 | 0 | 0 | 0 | 0 | 0 | 0 | 0 | 0
3512 | 2025-05-27 | 8 | 1 | 0.008666 | 1 | 0.0032171 | 1 | 0.0078565 | 1 | 0.0078565 | 0 | 0 | 0 | 0 | 0 | 0 | 0 | 0 | 0 | 0
3513 | 2025-05-27 | 9 | 0 | 0 | 0 | 0 | 0 | 0 | 0 | 0 | 0 | 0 | 0 | 0 | 0 | 0 | 0 | 0 | 0 | 0
3514 | 2025-05-27 | 10 | 0 | 0 | 0 | 0 | 0 | 0 | 0 | 0 | 0 | 0 | 0 | 0 | 0 | 0 | 0 | 0 | 0 | 0
3515 | 2025-05-27 | 11 | 0 | 0 | 0 | 0 | 0 | 0 | 0 | 0 | 0 | 0 | 0 | 0 | 0 | 0 | 0 | 0 | 0 | 0
3516 | 2025-05-27 | 12 | 0 | 0 | 0 | 0 | 0 | 0 | 0 | 0 | 0 | 0 | 0 | 0 | 0 | 0 | 0 | 0 | 0 | 0
3517 | 2025-05-27 | 13 | 1 | 0.08128 | 1 | 0.030832 | 1 | 0.074933 | 1 | 0.074933 | 0 | 0 | 0 | 0 | 0 | 0 | 0 | 0 | 0 | 0
3518 | 2025-05-27 | 14 | 1 | 0.10041 | 1 | 0.038087 | 1 | 0.092565 | 1 | 0.092565 | 0 | 0 | 0 | 0 | 0 | 0 | 0 | 0 | 0 | 0
3519 | 2025-05-27 | 15 | 1 | 0.086215 | 1 | 0.032343 | 1 | 0.078799 | 1 | 0.078799 | 0 | 0 | 0 | 0 | 0 | 0 | 0 | 0 | 0 | 0
3520 | 2025-05-27 | 16 | 0 | 0 | 0 | 0 | 0 | 0 | 0 | 0 | 0 | 0 | 0 | 0 | 0 | 0 | 0 | 0 | 0 | 0
3521 | 2025-05-27 | 17 | 1 | 0.15561 | 1 | 0.06619 | 1 | 0.14814 | 1 | 0.14814 | 0 | 0 | 0 | 0 | 0 | 0 | 0 | 0 | 0 | 0
3522 | 2025-05-27 | 18 | 0 | 0 | 0 | 0 | 0 | 0 | 0 | 0 | 0 | 0 | 0 | 0 | 0 | 0 | 0 | 0 | 0 | 0
3523 | 2025-05-27 | 19 | 1 | 0.1398 | 1 | 0.054238 | 1 | 0.12468 | 1 | 0.12468 | 0 | 0 | 0 | 0 | 0 | 0 | 0 | 0 | 0 | 0
3524 | 2025-05-27 | 20 | 1 | 0.12906 | 1 | 0.055696 | 1 | 0.12417 | 1 | 0.12417 | 0 | 0 | 0 | 0 | 0 | 0 | 0 | 0 | 0 | 0
3525 | 2025-05-27 | 21 | 1 | 0.11073 | 1 | 0.043601 | 1 | 0.10512 | 1 | 0.10512 | 0 | 0 | 0 | 0 | 0 | 0 | 0 | 0 | 0 | 0
3526 | 2025-05-27 | 22 | 1 | 0.098147 | 1 | 0.040648 | 1 | 0.091653 | 1 | 0.091653 | 0 | 0 | 0 | 0 | 0 | 0 | 0 | 0 | 0 | 0
3527 | 2025-05-27 | 23 | 1 | 0.066154 | 1 | 0.02539 | 1 | 0.06155 | 1 | 0.06155 | 0 | 0 | 0 | 0 | 0 | 0 | 0 | 0 | 0 | 0
3528 | 2025-05-27 | 24 | 1 | 0.037051 | 1 | 0.013754 | 1 | 0.03359 | 1 | 0.03359 | 0 | 0 | 0 | 0 | 0 | 0 | 0 | 0 | 0 | 0
3529 | 2025-05-28 | 1 | 1 | 0.016406 | 1 | 0.0064262 | 1 | 0.014728 | 1 | 0.014728 | 0 | 0 | 0 | 0 | 0 | 0 | 0 | 0 | 0 | 0
3530 | 2025-05-28 | 2 | 0 | 0 | 0 | 0 | 0 | 0 | 0 | 0 | 0 | 0 | 0 | 0 | 0 | 0 | 0 | 0 | 0 | 0
3531 | 2025-05-28 | 3 | 0 | 0 | 0 | 0 | 0 | 0 | 0 | 0 | 0 | 0 | 0 | 0 | 0 | 0 | 0 | 0 | 0 | 0
3532 | 2025-05-28 | 4 | 0 | 0 | 0 | 0 | 0 | 0 | 0 | 0 | 0 | 0 | 0 | 0 | 0 | 0 | 0 | 0 | 0 | 0
3533 | 2025-05-28 | 5 | 0 | 0 | 0 | 0 | 0 | 0 | 0 | 0 | 0 | 0 | 0 | 0 | 0 | 0 | 0 | 0 | 0 | 0
3534 | 2025-05-28 | 6 | 0 | 0 | 0 | 0 | 0 | 0 | 0 | 0 | 0 | 0 | 0 | 0 | 0 | 0 | 0 | 0 | 0 | 0
3535 | 2025-05-28 | 7 | 0 | 0 | 0 | 0 | 0 | 0 | 0 | 0 | 0 | 0 | 0 | 0 | 0 | 0 | 0 | 0 | 0 | 0
3536 | 2025-05-28 | 8 | 0 | 0 | 0 | 0 | 0 | 0 | 0 | 0 | 0 | 0 | 0 | 0 | 0 | 0 | 0 | 0 | 0 | 0
3537 | 2025-05-28 | 9 | 0 | 0 | 0 | 0 | 0 | 0 | 0 | 0 | 0 | 0 | 0 | 0 | 0 | 0 | 0 | 0 | 0 | 0
3538 | 2025-05-28 | 10 | 0 | 0 | 0 | 0 | 0 | 0 | 0 | 0 | 0 | 0 | 0 | 0 | 0 | 0 | 0 | 0 | 0 | 0
3539 | 2025-05-28 | 11 | 0 | 0 | 0 | 0 | 0 | 0 | 0 | 0 | 0 | 0 | 0 | 0 | 0 | 0 | 0 | 0 | 0 | 0
3540 | 2025-05-28 | 12 | 0 | 0 | 0 | 0 | 0 | 0 | 0 | 0 | 0 | 0 | 0 | 0 | 0 | 0 | 0 | 0 | 0 | 0
3541 | 2025-05-28 | 13 | 0 | 0 | 0 | 0 | 0 | 0 | 0 | 0 | 0 | 0 | 0 | 0 | 0 | 0 | 0 | 0 | 0 | 0
3542 | 2025-05-28 | 14 | 0 | 0 | 0 | 0 | 0 | 0 | 0 | 0 | 0 | 0 | 0 | 0 | 0 | 0 | 0 | 0 | 0 | 0
3543 | 2025-05-28 | 15 | 0 | 0 | 0 | 0 | 0 | 0 | 0 | 0 | 0 | 0 | 0 | 0 | 0 | 0 | 0 | 0 | 0 | 0
3544 | 2025-05-28 | 16 | 0 | 0 | 0 | 0 | 0 | 0 | 0 | 0 | 0 | 0 | 0 | 0 | 0 | 0 | 0 | 0 | 0 | 0
3545 | 2025-05-28 | 17 | 0 | 0 | 0 | 0 | 0 | 0 | 0 | 0 | 0 | 0 | 0 | 0 | 0 | 0 | 0 | 0 | 0 | 0
3546 | 2025-05-28 | 18 | 0 | 0 | 0 | 0 | 0 | 0 | 0 | 0 | 0 | 0 | 0 | 0 | 0 | 0 | 0 | 0 | 0 | 0
3547 | 2025-05-28 | 19 | 0 | 0 | 0 | 0 | 0 | 0 | 0 | 0 | 0 | 0 | 0 | 0 | 0 | 0 | 0 | 0 | 0 | 0
3548 | 2025-05-28 | 20 | 0 | 0 | 0 | 0 | 0 | 0 | 0 | 0 | 0 | 0 | 0 | 0 | 0 | 0 | 0 | 0 | 0 | 0
3549 | 2025-05-28 | 21 | 0 | 0 | 0 | 0 | 0 | 0 | 0 | 0 | 0 | 0 | 0 | 0 | 0 | 0 | 0 | 0 | 0 | 0
3550 | 2025-05-28 | 22 | 0 | 0 | 0 | 0 | 0 | 0 | 0 | 0 | 0 | 0 | 0 | 0 | 0 | 0 | 0 | 0 | 0 | 0
3551 | 2025-05-28 | 23 | 0 | 0 | 0 | 0 | 0 | 0 | 0 | 0 | 0 | 0 | 0 | 0 | 0 | 0 | 0 | 0 | 0 | 0
3552 | 2025-05-28 | 24 | 0 | 0 | 0 | 0 | 0 | 0 | 0 | 0 | 0 | 0 | 0 | 0 | 0 | 0 | 0 | 0 | 0 | 0
3553 | 2025-05-29 | 1 | 0 | -0.011677 | 0 | -0.011677 | 0 | -0.057652 | 0 | -0.057652 | 0 | 0 | 0 | 0 | 0 | 0 | 0 | 0 | 0 | 0
3554 | 2025-05-29 | 2 | 0 | -0.020377 | 0 | -0.020377 | 0 | -0.098952 | 0 | -0.098952 | 0 | 0 | 0 | 0 | 0 | 0 | 0 | 0 | 0 | 0
3555 | 2025-05-29 | 3 | 0 | -0.053663 | 0 | -0.05395 | 0 | -0.19385 | 0 | -0.19385 | 0 | 0 | 0 | 0 | 0 | 0 | 0 | 0 | 0 | 0
3556 | 2025-05-29 | 4 | 0 | -0.12398 | 0 | -0.1249 | 0 | -0.2864 | 0 | -0.2864 | 0 | 0 | 0 | 0 | 0 | 0 | 0 | 0 | 0 | 0
3557 | 2025-05-29 | 5 | 0 | -0.16816 | 0 | -0.1695 | 0 | -0.30788 | 0 | -0.30788 | 0 | 0 | 0 | 0 | 0 | 0 | 0 | 0 | 0 | 0
3558 | 2025-05-29 | 6 | 0 | -0.12116 | 0 | -0.12208 | 0 | -0.25104 | 0 | -0.25104 | 0 | 0 | 0 | 0 | 0 | 0 | 0 | 0 | 0 | 0
3559 | 2025-05-29 | 7 | 0 | -0.044629 | 0 | -0.044876 | 0 | -0.12191 | 0 | -0.12191 | 0 | 0 | 0 | 0 | 0 | 0 | 0 | 0 | 0 | 0
3560 | 2025-05-29 | 8 | 0 | -0.0012682 | 0 | -0.0012682 | 0 | -0.016256 | 0 | -0.016256 | 0 | 0 | 0 | 0 | 0 | 0 | 0 | 0 | 0 | 0
3561 | 2025-05-29 | 9 | 0 | 0 | 0 | 0 | 0 | 0 | 0 | 0 | 0 | 0 | 0 | 0 | 0 | 0 | 0 | 0 | 0 | 0
3562 | 2025-05-29 | 10 | 0 | 0 | 0 | 0 | 0 | 0 | 0 | 0 | 0 | 0 | 0 | 0 | 0 | 0 | 0 | 0 | 0 | 0
3563 | 2025-05-29 | 11 | 0 | 0 | 0 | 0 | 0 | 0 | 0 | 0 | 0 | 0 | 0 | 0 | 0 | 0 | 0 | 0 | 0 | 0
3564 | 2025-05-29 | 12 | 0 | 0 | 0 | 0 | 0 | 0 | 0 | 0 | 0 | 0 | 0 | 0 | 0 | 0 | 0 | 0 | 0 | 0
3565 | 2025-05-29 | 13 | 0 | 0 | 0 | 0 | 0 | 0 | 0 | 0 | 0 | 0 | 0 | 0 | 0 | 0 | 0 | 0 | 0 | 0
3566 | 2025-05-29 | 14 | 0 | 0 | 0 | 0 | 0 | 0 | 0 | 0 | 0 | 0 | 0 | 0 | 0 | 0 | 0 | 0 | 0 | 0
3567 | 2025-05-29 | 15 | 0 | 0 | 0 | 0 | 0 | 0 | 0 | 0 | 0 | 0 | 0 | 0 | 0 | 0 | 0 | 0 | 0 | 0
3568 | 2025-05-29 | 16 | 0 | 0 | 0 | 0 | 0 | 0 | 0 | 0 | 0 | 0 | 0 | 0 | 0 | 0 | 0 | 0 | 0 | 0
3569 | 2025-05-29 | 17 | 0 | 0 | 0 | 0 | 0 | 0 | 0 | 0 | 0 | 0 | 0 | 0 | 0 | 0 | 0 | 0 | 0 | 0
3570 | 2025-05-29 | 18 | 0 | 0 | 0 | 0 | 0 | 0 | 0 | 0 | 0 | 0 | 0 | 0 | 0 | 0 | 0 | 0 | 0 | 0
3571 | 2025-05-29 | 19 | 0 | 0 | 0 | 0 | 0 | 0 | 0 | 0 | 0 | 0 | 0 | 0 | 0 | 0 | 0 | 0 | 0 | 0
3572 | 2025-05-29 | 20 | 0 | 0 | 0 | 0 | 0 | 0 | 0 | 0 | 0 | 0 | 0 | 0 | 0 | 0 | 0 | 0 | 0 | 0
3573 | 2025-05-29 | 21 | 0 | 0 | 0 | 0 | 0 | 0 | 0 | 0 | 0 | 0 | 0 | 0 | 0 | 0 | 0 | 0 | 0 | 0
3574 | 2025-05-29 | 22 | 0 | 0 | 0 | 0 | 0 | 0 | 0 | 0 | 0 | 0 | 0 | 0 | 0 | 0 | 0 | 0 | 0 | 0
3575 | 2025-05-29 | 23 | 0 | 0 | 0 | 0 | 0 | 0 | 0 | 0 | 0 | 0 | 0 | 0 | 0 | 0 | 0 | 0 | 0 | 0
3576 | 2025-05-29 | 24 | 0 | 0 | 0 | 0 | 0 | 0 | 0 | 0 | 0 | 0 | 0 | 0 | 0 | 0 | 0 | 0 | 0 | 0
3577 | 2025-05-30 | 1 | 0 | 0 | 0 | 0 | 0 | 0 | 0 | 0 | 0 | 0 | 0 | 0 | 0 | 0 | 0 | 0 | 0 | 0
3578 | 2025-05-30 | 2 | 0 | -0.0078361 | 0 | -0.0078361 | 0 | -0.066951 | 0 | -0.066951 | 0 | 0 | 0 | 0 | 0 | 0 | 0 | 0 | 0 | 0
3579 | 2025-05-30 | 3 | 0 | -0.055565 | 0 | -0.055903 | 0 | -0.14788 | 0 | -0.14788 | 0 | 0 | 0 | 0 | 0 | 0 | 0 | 0 | 0 | 0
3580 | 2025-05-30 | 4 | 0 | -0.098467 | 0 | -0.099162 | 0 | -0.25155 | 0 | -0.25155 | 0 | 0 | 0 | 0 | 0 | 0 | 0 | 0 | 0 | 0
3581 | 2025-05-30 | 5 | 0 | -0.14852 | 0 | -0.14968 | 0 | -0.28546 | 0 | -0.28546 | 0 | 0 | 0 | 0 | 0 | 0 | 0 | 0 | 0 | 0
3582 | 2025-05-30 | 6 | 0 | -0.045077 | 0 | -0.04536 | 0 | -0.13377 | 0 | -0.13377 | 0 | 0 | 0 | 0 | 0 | 0 | 0 | 0 | 0 | 0
3583 | 2025-05-30 | 7 | 0 | 0 | 0 | 0 | 0 | 0 | 0 | 0 | 0 | 0 | 0 | 0 | 0 | 0 | 0 | 0 | 0 | 0
3584 | 2025-05-30 | 8 | 1 | 0.012422 | 1 | 0.0046114 | 1 | 0.011262 | 1 | 0.011262 | 0 | 0 | 0 | 0 | 0 | 0 | 0 | 0 | 0 | 0
3585 | 2025-05-30 | 9 | 1 | 0.016527 | 1 | 0.006343 | 1 | 0.015377 | 1 | 0.015377 | 0 | 0 | 0 | 0 | 0 | 0 | 0 | 0 | 0 | 0
3586 | 2025-05-30 | 10 | 1 | 0.041957 | 1 | 0.016521 | 1 | 0.039832 | 1 | 0.039832 | 0 | 0 | 0 | 0 | 0 | 0 | 0 | 0 | 0 | 0
3587 | 2025-05-30 | 11 | 1 | 0.04891 | 1 | 0.019159 | 1 | 0.04391 | 1 | 0.04391 | 0 | 0 | 0 | 0 | 0 | 0 | 0 | 0 | 0 | 0
3588 | 2025-05-30 | 12 | 0 | 0 | 0 | 0 | 0 | 0 | 0 | 0 | 0 | 0 | 0 | 0 | 0 | 0 | 0 | 0 | 0 | 0
3589 | 2025-05-30 | 13 | 0 | 0 | 0 | 0 | 0 | 0 | 0 | 0 | 0 | 0 | 0 | 0 | 0 | 0 | 0 | 0 | 0 | 0
3590 | 2025-05-30 | 14 | 0 | 0 | 0 | 0 | 0 | 0 | 0 | 0 | 0 | 0 | 0 | 0 | 0 | 0 | 0 | 0 | 0 | 0
3591 | 2025-05-30 | 15 | 0 | 0 | 0 | 0 | 0 | 0 | 0 | 0 | 0 | 0 | 0 | 0 | 0 | 0 | 0 | 0 | 0 | 0
3592 | 2025-05-30 | 16 | 1 | 0.12145 | 1 | 0.045562 | 1 | 0.111 | 1 | 0.111 | 0 | 0 | 0 | 0 | 0 | 0 | 0 | 0 | 0 | 0
3593 | 2025-05-30 | 17 | 1 | 0.1509 | 1 | 0.056018 | 1 | 0.1368 | 1 | 0.1368 | 0 | 0 | 0 | 0 | 0 | 0 | 0 | 0 | 0 | 0
3594 | 2025-05-30 | 18 | 1 | 0.19181 | 1 | 0.069839 | 1 | 0.17131 | 1 | 0.17131 | 0 | 0 | 0 | 0 | 0 | 0 | 0 | 0 | 0 | 0
3595 | 2025-05-30 | 19 | 0 | 0 | 0 | 0 | 0 | 0 | 0 | 0 | 0 | 0 | 0 | 0 | 0 | 0 | 0 | 0 | 0 | 0
3596 | 2025-05-30 | 20 | 1 | 0.15214 | 1 | 0.060198 | 1 | 0.13755 | 1 | 0.13755 | 0 | 0 | 0 | 0 | 0 | 0 | 0 | 0 | 0 | 0
3597 | 2025-05-30 | 21 | 1 | 0.11967 | 1 | 0.047853 | 1 | 0.109 | 1 | 0.109 | 0 | 0 | 0 | 0 | 0 | 0 | 0 | 0 | 0 | 0
3598 | 2025-05-30 | 22 | 1 | 0.092752 | 1 | 0.034795 | 1 | 0.084774 | 1 | 0.084774 | 0 | 0 | 0 | 0 | 0 | 0 | 0 | 0 | 0 | 0
3599 | 2025-05-30 | 23 | 1 | 0.06243 | 1 | 0.024702 | 1 | 0.056443 | 1 | 0.056443 | 0 | 0 | 0 | 0 | 0 | 0 | 0 | 0 | 0 | 0
3600 | 2025-05-30 | 24 | 1 | 0.032242 | 1 | 0.01263 | 1 | 0.028946 | 1 | 0.028946 | 0 | 0 | 0 | 0 | 0 | 0 | 0 | 0 | 0 | 0
3601 | 2025-05-31 | 1 | 1 | 0.015273 | 1 | 0.0059824 | 1 | 0.013711 | 1 | 0.013711 | 0 | 0 | 0 | 0 | 0 | 0 | 0 | 0 | 0 | 0
3602 | 2025-05-31 | 2 | 0 | 0 | 0 | 0 | 0 | 0 | 0 | 0 | 0 | 0 | 0 | 0 | 0 | 0 | 0 | 0 | 0 | 0
3603 | 2025-05-31 | 3 | 0 | 0 | 0 | 0 | 0 | 0 | 0 | 0 | 0 | 0 | 0 | 0 | 0 | 0 | 0 | 0 | 0 | 0
3604 | 2025-05-31 | 4 | 0 | 0 | 0 | 0 | 0 | 0 | 0 | 0 | 0 | 0 | 0 | 0 | 0 | 0 | 0 | 0 | 0 | 0
3605 | 2025-05-31 | 5 | 0 | 0 | 0 | 0 | 0 | 0 | 0 | 0 | 0 | 0 | 0 | 0 | 0 | 0 | 0 | 0 | 0 | 0
3606 | 2025-05-31 | 6 | 0 | 0 | 0 | 0 | 0 | 0 | 0 | 0 | 0 | 0 | 0 | 0 | 0 | 0 | 0 | 0 | 0 | 0
3607 | 2025-05-31 | 7 | 0 | 0 | 0 | 0 | 0 | 0 | 0 | 0 | 0 | 0 | 0 | 0 | 0 | 0 | 0 | 0 | 0 | 0
3608 | 2025-05-31 | 8 | 1 | 0.048826 | 1 | 0.017777 | 1 | 0.043608 | 1 | 0.043608 | 0 | 0 | 0 | 0 | 0 | 0 | 0 | 0 | 0 | 0
3609 | 2025-05-31 | 9 | 0 | 0 | 0 | 0 | 0 | 0 | 0 | 0 | 0 | 0 | 0 | 0 | 0 | 0 | 0 | 0 | 0 | 0
3610 | 2025-05-31 | 10 | 0 | 0 | 0 | 0 | 0 | 0 | 0 | 0 | 0 | 0 | 0 | 0 | 0 | 0 | 0 | 0 | 0 | 0
3611 | 2025-05-31 | 11 | 0 | 0 | 0 | 0 | 0 | 0 | 0 | 0 | 0 | 0 | 0 | 0 | 0 | 0 | 0 | 0 | 0 | 0
3612 | 2025-05-31 | 12 | 1 | 0.096718 | 1 | 0.035549 | 1 | 0.087012 | 1 | 0.087012 | 0 | 0 | 0 | 0 | 0 | 0 | 0 | 0 | 0 | 0
3613 | 2025-05-31 | 13 | 1 | 0.088715 | 1 | 0.032933 | 1 | 0.080427 | 1 | 0.080427 | 0 | 0 | 0 | 0 | 0 | 0 | 0 | 0 | 0 | 0
3614 | 2025-05-31 | 14 | 0 | 0 | 0 | 0 | 0 | 0 | 0 | 0 | 0 | 0 | 0 | 0 | 0 | 0 | 0 | 0 | 0 | 0
3615 | 2025-05-31 | 15 | 0 | 0 | 0 | 0 | 0 | 0 | 0 | 0 | 0 | 0 | 0 | 0 | 0 | 0 | 0 | 0 | 0 | 0
3616 | 2025-05-31 | 16 | 1 | 0.17412 | 1 | 0.064639 | 1 | 0.15785 | 1 | 0.15785 | 0 | 0 | 0 | 0 | 0 | 0 | 0 | 0 | 0 | 0
3617 | 2025-05-31 | 17 | 1 | 0.22049 | 1 | 0.082717 | 1 | 0.20153 | 1 | 0.20153 | 0 | 0 | 0 | 0 | 0 | 0 | 0 | 0 | 0 | 0
3618 | 2025-05-31 | 18 | 1 | 0.24635 | 1 | 0.093447 | 1 | 0.22711 | 1 | 0.22711 | 0 | 0 | 0 | 0 | 0 | 0 | 0 | 0 | 0 | 0
3619 | 2025-05-31 | 19 | 0 | 0 | 0 | 0 | 0 | 0 | 0 | 0 | 0 | 0 | 0 | 0 | 0 | 0 | 0 | 0 | 0 | 0
3620 | 2025-05-31 | 20 | 0 | 0 | 0 | 0 | 0 | 0 | 0 | 0 | 0 | 0 | 0 | 0 | 0 | 0 | 0 | 0 | 0 | 0
3621 | 2025-05-31 | 21 | 0 | 0 | 0 | 0 | 0 | 0 | 0 | 0 | 0 | 0 | 0 | 0 | 0 | 0 | 0 | 0 | 0 | 0
3622 | 2025-05-31 | 22 | 0 | 0 | 0 | 0 | 0 | 0 | 0 | 0 | 0 | 0 | 0 | 0 | 0 | 0 | 0 | 0 | 0 | 0
3623 | 2025-05-31 | 23 | 0 | 0 | 0 | 0 | 0 | 0 | 0 | 0 | 0 | 0 | 0 | 0 | 0 | 0 | 0 | 0 | 0 | 0
3624 | 2025-05-31 | 24 | 0 | 0 | 0 | 0 | 0 | 0 | 0 | 0 | 0 | 0 | 0 | 0 | 0 | 0 | 0 | 0 | 0 | 0
3625 | 2025-06-01 | 1 | 0 | 0 | 0 | 0 | 0 | 0 | 0 | 0 | 0 | 0 | 0 | 0 | 0 | 0 | 0 | 0 | 0 | 0
3626 | 2025-06-01 | 2 | 0 | 0 | 0 | 0 | 0 | 0 | 0 | 0 | 0 | 0 | 0 | 0 | 0 | 0 | 0 | 0 | 0 | 0
3627 | 2025-06-01 | 3 | 0 | 0 | 0 | 0 | 0 | 0 | 0 | 0 | 0 | 0 | 0 | 0 | 0 | 0 | 0 | 0 | 0 | 0
3628 | 2025-06-01 | 4 | 0 | -0.0081256 | 0 | -0.0081256 | 0 | -0.06125 | 0 | -0.06125 | 0 | 0 | 0 | 0 | 0 | 0 | 0 | 0 | 0 | 0
3629 | 2025-06-01 | 5 | 0 | -0.07043 | 0 | -0.070927 | 0 | -0.13875 | 0 | -0.13875 | 0 | 0 | 0 | 0 | 0 | 0 | 0 | 0 | 0 | 0
3630 | 2025-06-01 | 6 | 0 | -0.030632 | 0 | -0.030763 | 0 | -0.094003 | 0 | -0.094003 | 0 | 0 | 0 | 0 | 0 | 0 | 0 | 0 | 0 | 0
3631 | 2025-06-01 | 7 | 0 | -0.0062168 | 0 | -0.0062168 | 0 | -0.017872 | 0 | -0.017872 | 0 | 0 | 0 | 0 | 0 | 0 | 0 | 0 | 0 | 0
3632 | 2025-06-01 | 8 | 0 | 0 | 0 | 0 | 0 | 0 | 0 | 0 | 0 | 0 | 0 | 0 | 0 | 0 | 0 | 0 | 0 | 0
3633 | 2025-06-01 | 9 | 0 | 0 | 0 | 0 | 0 | 0 | 0 | 0 | 0 | 0 | 0 | 0 | 0 | 0 | 0 | 0 | 0 | 0
3634 | 2025-06-01 | 10 | 0 | 0 | 0 | 0 | 0 | 0 | 0 | 0 | 0 | 0 | 0 | 0 | 0 | 0 | 0 | 0 | 0 | 0
3635 | 2025-06-01 | 11 | 0 | 0 | 0 | 0 | 0 | 0 | 0 | 0 | 0 | 0 | 0 | 0 | 0 | 0 | 0 | 0 | 0 | 0
3636 | 2025-06-01 | 12 | 0 | 0 | 0 | 0 | 0 | 0 | 0 | 0 | 0 | 0 | 0 | 0 | 0 | 0 | 0 | 0 | 0 | 0
3637 | 2025-06-01 | 13 | 0 | 0 | 0 | 0 | 0 | 0 | 0 | 0 | 0 | 0 | 0 | 0 | 0 | 0 | 0 | 0 | 0 | 0
3638 | 2025-06-01 | 14 | 0 | 0 | 0 | 0 | 0 | 0 | 0 | 0 | 0 | 0 | 0 | 0 | 0 | 0 | 0 | 0 | 0 | 0
3639 | 2025-06-01 | 15 | 0 | 0 | 0 | 0 | 0 | 0 | 0 | 0 | 0 | 0 | 0 | 0 | 0 | 0 | 0 | 0 | 0 | 0
3640 | 2025-06-01 | 16 | 0 | 0 | 0 | 0 | 0 | 0 | 0 | 0 | 0 | 0 | 0 | 0 | 0 | 0 | 0 | 0 | 0 | 0
3641 | 2025-06-01 | 17 | 0 | 0 | 0 | 0 | 0 | 0 | 0 | 0 | 0 | 0 | 0 | 0 | 0 | 0 | 0 | 0 | 0 | 0
3642 | 2025-06-01 | 18 | 0 | 0 | 0 | 0 | 0 | 0 | 0 | 0 | 0 | 0 | 0 | 0 | 0 | 0 | 0 | 0 | 0 | 0
3643 | 2025-06-01 | 19 | 0 | 0 | 0 | 0 | 0 | 0 | 0 | 0 | 0 | 0 | 0 | 0 | 0 | 0 | 0 | 0 | 0 | 0
3644 | 2025-06-01 | 20 | 0 | 0 | 0 | 0 | 0 | 0 | 0 | 0 | 0 | 0 | 0 | 0 | 0 | 0 | 0 | 0 | 0 | 0
3645 | 2025-06-01 | 21 | 0 | 0 | 0 | 0 | 0 | 0 | 0 | 0 | 0 | 0 | 0 | 0 | 0 | 0 | 0 | 0 | 0 | 0
3646 | 2025-06-01 | 22 | 0 | 0 | 0 | 0 | 0 | 0 | 0 | 0 | 0 | 0 | 0 | 0 | 0 | 0 | 0 | 0 | 0 | 0
3647 | 2025-06-01 | 23 | 0 | 0 | 0 | 0 | 0 | 0 | 0 | 0 | 0 | 0 | 0 | 0 | 0 | 0 | 0 | 0 | 0 | 0
3648 | 2025-06-01 | 24 | 0 | 0 | 0 | 0 | 0 | 0 | 0 | 0 | 0 | 0 | 0 | 0 | 0 | 0 | 0 | 0 | 0 | 0
3649 | 2025-06-02 | 1 | 0 | 0 | 0 | 0 | 0 | 0 | 0 | 0 | 0 | 0 | 0 | 0 | 0 | 0 | 0 | 0 | 0 | 0
3650 | 2025-06-02 | 2 | 0 | 0 | 0 | 0 | 0 | 0 | 0 | 0 | 0 | 0 | 0 | 0 | 0 | 0 | 0 | 0 | 0 | 0
3651 | 2025-06-02 | 3 | 0 | -0.011022 | 0 | -0.011022 | 0 | -0.049562 | 0 | -0.049562 | 0 | 0 | 0 | 0 | 0 | 0 | 0 | 0 | 0 | 0
3652 | 2025-06-02 | 4 | 0 | -0.034487 | 0 | -0.034606 | 0 | -0.094116 | 0 | -0.094116 | 0 | 0 | 0 | 0 | 0 | 0 | 0 | 0 | 0 | 0
3653 | 2025-06-02 | 5 | 0 | -0.057157 | 0 | -0.057504 | 0 | -0.14833 | 0 | -0.14833 | 0 | 0 | 0 | 0 | 0 | 0 | 0 | 0 | 0 | 0
3654 | 2025-06-02 | 6 | 0 | -0.013498 | 0 | -0.013537 | 0 | -0.061343 | 0 | -0.061343 | 0 | 0 | 0 | 0 | 0 | 0 | 0 | 0 | 0 | 0
3655 | 2025-06-02 | 7 | 0 | 0 | 0 | 0 | 0 | 0 | 0 | 0 | 0 | 0 | 0 | 0 | 0 | 0 | 0 | 0 | 0 | 0
3656 | 2025-06-02 | 8 | 0 | 0 | 0 | 0 | 0 | 0 | 0 | 0 | 0 | 0 | 0 | 0 | 0 | 0 | 0 | 0 | 0 | 0
3657 | 2025-06-02 | 9 | 0 | 0 | 0 | 0 | 0 | 0 | 0 | 0 | 0 | 0 | 0 | 0 | 0 | 0 | 0 | 0 | 0 | 0
3658 | 2025-06-02 | 10 | 0 | 0 | 0 | 0 | 0 | 0 | 0 | 0 | 0 | 0 | 0 | 0 | 0 | 0 | 0 | 0 | 0 | 0
3659 | 2025-06-02 | 11 | 0 | 0 | 0 | 0 | 0 | 0 | 0 | 0 | 0 | 0 | 0 | 0 | 0 | 0 | 0 | 0 | 0 | 0
3660 | 2025-06-02 | 12 | 0 | 0 | 0 | 0 | 0 | 0 | 0 | 0 | 0 | 0 | 0 | 0 | 0 | 0 | 0 | 0 | 0 | 0
3661 | 2025-06-02 | 13 | 1 | 0.070845 | 1 | 0.025794 | 1 | 0.063273 | 1 | 0.063273 | 0 | 0 | 0 | 0 | 0 | 0 | 0 | 0 | 0 | 0
3662 | 2025-06-02 | 14 | 1 | 0.091628 | 1 | 0.03608 | 1 | 0.086989 | 1 | 0.086989 | 0 | 0 | 0 | 0 | 0 | 0 | 0 | 0 | 0 | 0
3663 | 2025-06-02 | 15 | 1 | 0.15041 | 1 | 0.058451 | 1 | 0.14132 | 1 | 0.14132 | 0 | 0 | 0 | 0 | 0 | 0 | 0 | 0 | 0 | 0
3664 | 2025-06-02 | 16 | 0 | 0 | 0 | 0 | 0 | 0 | 0 | 0 | 0.04 | 0 | 0 | 0 | 0 | 0 | 0 | 0 | 0 | 0
3665 | 2025-06-02 | 17 | 0 | 0 | 0 | 0 | 0 | 0 | 0 | 0 | 0.04 | 0 | 0 | 0 | 0 | 0 | 0 | 0 | 0 | 0
3666 | 2025-06-02 | 18 | 0 | 0 | 0 | 0 | 0 | 0 | 0 | 0 | 0.04 | 0 | 0 | 0 | 0 | 0 | 0 | 0 | 0 | 0
3667 | 2025-06-02 | 19 | 0 | 0 | 0 | 0 | 0 | 0 | 0 | 0 | 0.04 | 0 | 0 | 0 | 0 | 0 | 0 | 0 | 0 | 0
3668 | 2025-06-02 | 20 | 0 | 0 | 0 | 0 | 0 | 0 | 0 | 0 | 0.04 | 0 | 0 | 0 | 0 | 0 | 0 | 0 | 0 | 0
3669 | 2025-06-02 | 21 | 0 | 0 | 0 | 0 | 0 | 0 | 0 | 0 | 0.04 | 0 | 0 | 0 | 0 | 0 | 0 | 0 | 0 | 0
3670 | 2025-06-02 | 22 | 0 | 0 | 0 | 0 | 0 | 0 | 0 | 0 | 0 | 0 | 0 | 0 | 0 | 0 | 0 | 0 | 0 | 0
3671 | 2025-06-02 | 23 | 0 | 0 | 0 | 0 | 0 | 0 | 0 | 0 | 0 | 0 | 0 | 0 | 0 | 0 | 0 | 0 | 0 | 0
3672 | 2025-06-02 | 24 | 0 | 0 | 0 | 0 | 0 | 0 | 0 | 0 | 0 | 0 | 0 | 0 | 0 | 0 | 0 | 0 | 0 | 0
3673 | 2025-06-03 | 1 | 0 | 0 | 0 | 0 | 0 | 0 | 0 | 0 | 0 | 0 | 0 | 0 | 0 | 0 | 0 | 0 | 0 | 0
3674 | 2025-06-03 | 2 | 0 | 0 | 0 | 0 | 0 | 0 | 0 | 0 | 0 | 0 | 0 | 0 | 0 | 0 | 0 | 0 | 0 | 0
3675 | 2025-06-03 | 3 | 0 | 0 | 0 | 0 | 0 | 0 | 0 | 0 | 0 | 0 | 0 | 0 | 0 | 0 | 0 | 0 | 0 | 0
3676 | 2025-06-03 | 4 | 0 | 0 | 0 | 0 | 0 | 0 | 0 | 0 | 0 | 0 | 0 | 0 | 0 | 0 | 0 | 0 | 0 | 0
3677 | 2025-06-03 | 5 | 0 | 0 | 0 | 0 | 0 | 0 | 0 | 0 | 0 | 0 | 0 | 0 | 0 | 0 | 0 | 0 | 0 | 0
3678 | 2025-06-03 | 6 | 0 | 0 | 0 | 0 | 0 | 0 | 0 | 0 | 0 | 0 | 0 | 0 | 0 | 0 | 0 | 0 | 0 | 0
3679 | 2025-06-03 | 7 | 0 | 0 | 0 | 0 | 0 | 0 | 0 | 0 | 0 | 0 | 0 | 0 | 0 | 0 | 0 | 0 | 0 | 0
3680 | 2025-06-03 | 8 | 0 | 0 | 0 | 0 | 0 | 0 | 0 | 0 | 0 | 0 | 0 | 0 | 0 | 0 | 0 | 0 | 0 | 0
3681 | 2025-06-03 | 9 | 0 | 0 | 0 | 0 | 0 | 0 | 0 | 0 | 0 | 0 | 0 | 0 | 0 | 0 | 0 | 0 | 0 | 0
3682 | 2025-06-03 | 10 | 0 | 0 | 0 | 0 | 0 | 0 | 0 | 0 | 0 | 0 | 0 | 0 | 0 | 0 | 0 | 0 | 0 | 0
3683 | 2025-06-03 | 11 | 0 | 0 | 0 | 0 | 0 | 0 | 0 | 0 | 0 | 0 | 0 | 0 | 0 | 0 | 0 | 0 | 0 | 0
3684 | 2025-06-03 | 12 | 0 | 0 | 0 | 0 | 0 | 0 | 0 | 0 | 0 | 0 | 0 | 0 | 0 | 0 | 0 | 0 | 0 | 0
3685 | 2025-06-03 | 13 | 1 | 0.063838 | 1 | 0.024767 | 1 | 0.056931 | 1 | 0.056931 | 0 | 0 | 0 | 0 | 0 | 0 | 0 | 0 | 0 | 0
3686 | 2025-06-03 | 14 | 1 | 0.094871 | 1 | 0.036806 | 1 | 0.084606 | 1 | 0.084606 | 0 | 0 | 0 | 0 | 0 | 0 | 0 | 0 | 0 | 0
3687 | 2025-06-03 | 15 | 1 | 0.12292 | 1 | 0.047688 | 1 | 0.10962 | 1 | 0.10962 | 0 | 0 | 0 | 0 | 0 | 0 | 0 | 0 | 0 | 0
3688 | 2025-06-03 | 16 | 1 | 0.10937 | 1 | 0.041978 | 1 | 0.10176 | 1 | 0.10176 | 0.04 | 0 | 0.0043749 | 0 | 0.0016791 | 0 | 0.0040705 | 0 | 0.0040705 | 0
3689 | 2025-06-03 | 17 | 1 | 0.17567 | 1 | 0.084501 | 1 | 0.18333 | 1 | 0.18333 | 0.04 | 0 | 0.0070266 | 0 | 0.0033801 | 0 | 0.0073333 | 0 | 0.0073333 | 0
3690 | 2025-06-03 | 18 | 1 | 0.23932 | 1 | 0.10661 | 1 | 0.2357 | 1 | 0.2357 | 0.04 | 0 | 0.0095727 | 0 | 0.0042643 | 0 | 0.0094279 | 0 | 0.0094279 | 0
3691 | 2025-06-03 | 19 | 1 | 0.22956 | 1 | 0.093909 | 1 | 0.21249 | 1 | 0.21249 | 0.04 | 0 | 0.0091822 | 0 | 0.0037564 | 0 | 0.0084996 | 0 | 0.0084996 | 0
3692 | 2025-06-03 | 20 | 1 | 0.15525 | 1 | 0.060812 | 1 | 0.13938 | 1 | 0.13938 | 0.04 | 0 | 0.00621 | 0 | 0.0024325 | 0 | 0.0055751 | 0 | 0.0055751 | 0
3693 | 2025-06-03 | 21 | 0 | 0 | 0 | 0 | 0 | 0 | 0 | 0 | 0.04 | 0 | 0 | 0 | 0 | 0 | 0 | 0 | 0 | 0
3694 | 2025-06-03 | 22 | 0 | 0 | 0 | 0 | 0 | 0 | 0 | 0 | 0 | 0 | 0 | 0 | 0 | 0 | 0 | 0 | 0 | 0
3695 | 2025-06-03 | 23 | 0 | 0 | 0 | 0 | 0 | 0 | 0 | 0 | 0 | 0 | 0 | 0 | 0 | 0 | 0 | 0 | 0 | 0
3696 | 2025-06-03 | 24 | 0 | 0 | 0 | 0 | 0 | 0 | 0 | 0 | 0 | 0 | 0 | 0 | 0 | 0 | 0 | 0 | 0 | 0
3697 | 2025-06-04 | 1 | 0 | 0 | 0 | 0 | 0 | 0 | 0 | 0 | 0 | 0 | 0 | 0 | 0 | 0 | 0 | 0 | 0 | 0
3698 | 2025-06-04 | 2 | 0 | 0 | 0 | 0 | 0 | 0 | 0 | 0 | 0 | 0 | 0 | 0 | 0 | 0 | 0 | 0 | 0 | 0
3699 | 2025-06-04 | 3 | 0 | 0 | 0 | 0 | 0 | 0 | 0 | 0 | 0 | 0 | 0 | 0 | 0 | 0 | 0 | 0 | 0 | 0
3700 | 2025-06-04 | 4 | 0 | -0.011478 | 0 | -0.011478 | 0 | -0.069097 | 0 | -0.069097 | 0 | 0 | 0 | 0 | 0 | 0 | 0 | 0 | 0 | 0
3701 | 2025-06-04 | 5 | 0 | -0.037148 | 0 | -0.037305 | 0 | -0.086025 | 0 | -0.086025 | 0 | 0 | 0 | 0 | 0 | 0 | 0 | 0 | 0 | 0
3702 | 2025-06-04 | 6 | 0 | -0.0174 | 0 | -0.0174 | 0 | -0.057257 | 0 | -0.057257 | 0 | 0 | 0 | 0 | 0 | 0 | 0 | 0 | 0 | 0
3703 | 2025-06-04 | 7 | 0 | 0 | 0 | 0 | 0 | 0 | 0 | 0 | 0 | 0 | 0 | 0 | 0 | 0 | 0 | 0 | 0 | 0
3704 | 2025-06-04 | 8 | 1 | 0.01283 | 1 | 0.0047159 | 1 | 0.011543 | 1 | 0.011543 | 0 | 0 | 0 | 0 | 0 | 0 | 0 | 0 | 0 | 0
3705 | 2025-06-04 | 9 | 1 | 0.030586 | 1 | 0.011866 | 1 | 0.027277 | 1 | 0.027277 | 0 | 0 | 0 | 0 | 0 | 0 | 0 | 0 | 0 | 0
3706 | 2025-06-04 | 10 | 0 | 0 | 0 | 0 | 0 | 0 | 0 | 0 | 0 | 0 | 0 | 0 | 0 | 0 | 0 | 0 | 0 | 0
3707 | 2025-06-04 | 11 | 0 | 0 | 0 | 0 | 0 | 0 | 0 | 0 | 0 | 0 | 0 | 0 | 0 | 0 | 0 | 0 | 0 | 0
3708 | 2025-06-04 | 12 | 0 | 0 | 0 | 0 | 0 | 0 | 0 | 0 | 0 | 0 | 0 | 0 | 0 | 0 | 0 | 0 | 0 | 0
3709 | 2025-06-04 | 13 | 1 | 0.073983 | 1 | 0.029584 | 1 | 0.067386 | 1 | 0.067386 | 0 | 0 | 0 | 0 | 0 | 0 | 0 | 0 | 0 | 0
3710 | 2025-06-04 | 14 | 1 | 0.1116 | 1 | 0.042834 | 1 | 0.10384 | 1 | 0.10384 | 0 | 0 | 0 | 0 | 0 | 0 | 0 | 0 | 0 | 0
3711 | 2025-06-04 | 15 | 1 | 0.1086 | 1 | 0.041197 | 1 | 0.10012 | 1 | 0.10012 | 0 | 0 | 0 | 0 | 0 | 0 | 0 | 0 | 0 | 0
3712 | 2025-06-04 | 16 | 1 | 0.10626 | 1 | 0.044009 | 1 | 0.099231 | 1 | 0.099231 | 0.04 | 0 | 0.0042505 | 0 | 0.0017604 | 0 | 0.0039692 | 0 | 0.0039692 | 0
3713 | 2025-06-04 | 17 | 1 | 0.12466 | 1 | 0.047843 | 1 | 0.11598 | 1 | 0.11598 | 0.04 | 0 | 0.0049862 | 0 | 0.0019137 | 0 | 0.0046392 | 0 | 0.0046392 | 0
3714 | 2025-06-04 | 18 | 1 | 0.13664 | 1 | 0.05126 | 1 | 0.12489 | 1 | 0.12489 | 0.04 | 0 | 0.0054656 | 0 | 0.0020504 | 0 | 0.0049955 | 0 | 0.0049955 | 0
3715 | 2025-06-04 | 19 | 1 | 0.12301 | 1 | 0.045666 | 1 | 0.11152 | 1 | 0.11152 | 0.04 | 0 | 0.0049206 | 0 | 0.0018267 | 0 | 0.0044609 | 0 | 0.0044609 | 0
3716 | 2025-06-04 | 20 | 1 | 0.10437 | 1 | 0.040492 | 1 | 0.093079 | 1 | 0.093079 | 0.04 | 0 | 0.0041749 | 0 | 0.0016197 | 0 | 0.0037232 | 0 | 0.0037232 | 0
3717 | 2025-06-04 | 21 | 0 | 0 | 0 | 0 | 0 | 0 | 0 | 0 | 0.04 | 0 | 0 | 0 | 0 | 0 | 0 | 0 | 0 | 0
3718 | 2025-06-04 | 22 | 0 | 0 | 0 | 0 | 0 | 0 | 0 | 0 | 0 | 0 | 0 | 0 | 0 | 0 | 0 | 0 | 0 | 0
3719 | 2025-06-04 | 23 | 0 | 0 | 0 | 0 | 0 | 0 | 0 | 0 | 0 | 0 | 0 | 0 | 0 | 0 | 0 | 0 | 0 | 0
3720 | 2025-06-04 | 24 | 0 | 0 | 0 | 0 | 0 | 0 | 0 | 0 | 0 | 0 | 0 | 0 | 0 | 0 | 0 | 0 | 0 | 0
3721 | 2025-06-05 | 1 | 0 | 0 | 0 | 0 | 0 | 0 | 0 | 0 | 0 | 0 | 0 | 0 | 0 | 0 | 0 | 0 | 0 | 0
3722 | 2025-06-05 | 2 | 0 | 0 | 0 | 0 | 0 | 0 | 0 | 0 | 0 | 0 | 0 | 0 | 0 | 0 | 0 | 0 | 0 | 0
3723 | 2025-06-05 | 3 | 0 | 0 | 0 | 0 | 0 | 0 | 0 | 0 | 0 | 0 | 0 | 0 | 0 | 0 | 0 | 0 | 0 | 0
3724 | 2025-06-05 | 4 | 0 | -0.024158 | 0 | -0.024231 | 0 | -0.1215 | 0 | -0.1215 | 0 | 0 | 0 | 0 | 0 | 0 | 0 | 0 | 0 | 0
3725 | 2025-06-05 | 5 | 0 | -0.064736 | 0 | -0.065165 | 0 | -0.15818 | 0 | -0.15818 | 0 | 0 | 0 | 0 | 0 | 0 | 0 | 0 | 0 | 0
3726 | 2025-06-05 | 6 | 0 | -0.034957 | 0 | -0.03516 | 0 | -0.079629 | 0 | -0.079629 | 0 | 0 | 0 | 0 | 0 | 0 | 0 | 0 | 0 | 0
3727 | 2025-06-05 | 7 | 0 | 0 | 0 | 0 | 0 | 0 | 0 | 0 | 0 | 0 | 0 | 0 | 0 | 0 | 0 | 0 | 0 | 0
3728 | 2025-06-05 | 8 | 0 | 0 | 0 | 0 | 0 | 0 | 0 | 0 | 0 | 0 | 0 | 0 | 0 | 0 | 0 | 0 | 0 | 0
3729 | 2025-06-05 | 9 | 0 | 0 | 0 | 0 | 0 | 0 | 0 | 0 | 0 | 0 | 0 | 0 | 0 | 0 | 0 | 0 | 0 | 0
3730 | 2025-06-05 | 10 | 0 | 0 | 0 | 0 | 0 | 0 | 0 | 0 | 0 | 0 | 0 | 0 | 0 | 0 | 0 | 0 | 0 | 0
3731 | 2025-06-05 | 11 | 0 | 0 | 0 | 0 | 0 | 0 | 0 | 0 | 0 | 0 | 0 | 0 | 0 | 0 | 0 | 0 | 0 | 0
3732 | 2025-06-05 | 12 | 0 | 0 | 0 | 0 | 0 | 0 | 0 | 0 | 0 | 0 | 0 | 0 | 0 | 0 | 0 | 0 | 0 | 0
3733 | 2025-06-05 | 13 | 0 | 0 | 0 | 0 | 0 | 0 | 0 | 0 | 0 | 0 | 0 | 0 | 0 | 0 | 0 | 0 | 0 | 0
3734 | 2025-06-05 | 14 | 0 | 0 | 0 | 0 | 0 | 0 | 0 | 0 | 0 | 0 | 0 | 0 | 0 | 0 | 0 | 0 | 0 | 0
3735 | 2025-06-05 | 15 | 0 | 0 | 0 | 0 | 0 | 0 | 0 | 0 | 0 | 0 | 0 | 0 | 0 | 0 | 0 | 0 | 0 | 0
3736 | 2025-06-05 | 16 | 0 | 0 | 0 | 0 | 0 | 0 | 0 | 0 | 0.04 | 0 | 0 | 0 | 0 | 0 | 0 | 0 | 0 | 0
3737 | 2025-06-05 | 17 | 0 | 0 | 0 | 0 | 0 | 0 | 0 | 0 | 0.04 | 0 | 0 | 0 | 0 | 0 | 0 | 0 | 0 | 0
3738 | 2025-06-05 | 18 | 0 | 0 | 0 | 0 | 0 | 0 | 0 | 0 | 0.04 | 0 | 0 | 0 | 0 | 0 | 0 | 0 | 0 | 0
3739 | 2025-06-05 | 19 | 0 | 0 | 0 | 0 | 0 | 0 | 0 | 0 | 0.04 | 0 | 0 | 0 | 0 | 0 | 0 | 0 | 0 | 0
3740 | 2025-06-05 | 20 | 0 | 0 | 0 | 0 | 0 | 0 | 0 | 0 | 0.04 | 0 | 0 | 0 | 0 | 0 | 0 | 0 | 0 | 0
3741 | 2025-06-05 | 21 | 0 | 0 | 0 | 0 | 0 | 0 | 0 | 0 | 0.04 | 0 | 0 | 0 | 0 | 0 | 0 | 0 | 0 | 0
3742 | 2025-06-05 | 22 | 0 | 0 | 0 | 0 | 0 | 0 | 0 | 0 | 0 | 0 | 0 | 0 | 0 | 0 | 0 | 0 | 0 | 0
3743 | 2025-06-05 | 23 | 0 | 0 | 0 | 0 | 0 | 0 | 0 | 0 | 0 | 0 | 0 | 0 | 0 | 0 | 0 | 0 | 0 | 0
3744 | 2025-06-05 | 24 | 0 | 0 | 0 | 0 | 0 | 0 | 0 | 0 | 0 | 0 | 0 | 0 | 0 | 0 | 0 | 0 | 0 | 0
3745 | 2025-06-06 | 1 | 0 | 0 | 0 | 0 | 0 | 0 | 0 | 0 | 0 | 0 | 0 | 0 | 0 | 0 | 0 | 0 | 0 | 0
3746 | 2025-06-06 | 2 | 0 | 0 | 0 | 0 | 0 | 0 | 0 | 0 | 0 | 0 | 0 | 0 | 0 | 0 | 0 | 0 | 0 | 0
3747 | 2025-06-06 | 3 | 0 | 0 | 0 | 0 | 0 | 0 | 0 | 0 | 0 | 0 | 0 | 0 | 0 | 0 | 0 | 0 | 0 | 0
3748 | 2025-06-06 | 4 | 0 | -0.0037394 | 0 | -0.0037394 | 0 | -0.053699 | 0 | -0.053699 | 0 | 0 | 0 | 0 | 0 | 0 | 0 | 0 | 0 | 0
3749 | 2025-06-06 | 5 | 0 | -0.044518 | 0 | -0.044717 | 0 | -0.11985 | 0 | -0.11985 | 0 | 0 | 0 | 0 | 0 | 0 | 0 | 0 | 0 | 0
3750 | 2025-06-06 | 6 | 0 | -0.013485 | 0 | -0.013541 | 0 | -0.039975 | 0 | -0.039975 | 0 | 0 | 0 | 0 | 0 | 0 | 0 | 0 | 0 | 0
3751 | 2025-06-06 | 7 | 0 | 0 | 0 | 0 | 0 | 0 | 0 | 0 | 0 | 0 | 0 | 0 | 0 | 0 | 0 | 0 | 0 | 0
3752 | 2025-06-06 | 8 | 0 | 0 | 0 | 0 | 0 | 0 | 0 | 0 | 0 | 0 | 0 | 0 | 0 | 0 | 0 | 0 | 0 | 0
3753 | 2025-06-06 | 9 | 1 | 0.016793 | 1 | 0.0061724 | 1 | 0.015108 | 1 | 0.015108 | 0 | 0 | 0 | 0 | 0 | 0 | 0 | 0 | 0 | 0
3754 | 2025-06-06 | 10 | 1 | 0.060033 | 1 | 0.022521 | 1 | 0.05487 | 1 | 0.05487 | 0 | 0 | 0 | 0 | 0 | 0 | 0 | 0 | 0 | 0
3755 | 2025-06-06 | 11 | 1 | 0.089477 | 1 | 0.034714 | 1 | 0.079796 | 1 | 0.079796 | 0 | 0 | 0 | 0 | 0 | 0 | 0 | 0 | 0 | 0
3756 | 2025-06-06 | 12 | 0 | 0 | 0 | 0 | 0 | 0 | 0 | 0 | 0 | 0 | 0 | 0 | 0 | 0 | 0 | 0 | 0 | 0
3757 | 2025-06-06 | 13 | 0 | 0 | 0 | 0 | 0 | 0 | 0 | 0 | 0 | 0 | 0 | 0 | 0 | 0 | 0 | 0 | 0 | 0
3758 | 2025-06-06 | 14 | 0 | 0 | 0 | 0 | 0 | 0 | 0 | 0 | 0 | 0 | 0 | 0 | 0 | 0 | 0 | 0 | 0 | 0
3759 | 2025-06-06 | 15 | 0 | 0 | 0 | 0 | 0 | 0 | 0 | 0 | 0 | 0 | 0 | 0 | 0 | 0 | 0 | 0 | 0 | 0
3760 | 2025-06-06 | 16 | 0 | 0 | 0 | 0 | 0 | 0 | 0 | 0 | 0.04 | 0 | 0 | 0 | 0 | 0 | 0 | 0 | 0 | 0
3761 | 2025-06-06 | 17 | 1 | 0.21841 | 1 | 0.080278 | 1 | 0.19649 | 1 | 0.19649 | 0.04 | 0 | 0.0087365 | 0 | 0.0032111 | 0 | 0.0078597 | 0 | 0.0078597 | 0
3762 | 2025-06-06 | 18 | 1 | 0.24929 | 1 | 0.091626 | 1 | 0.22427 | 1 | 0.22427 | 0.04 | 0 | 0.0099715 | 0 | 0.0036651 | 0 | 0.0089707 | 0 | 0.0089707 | 0
3763 | 2025-06-06 | 19 | 1 | 0.25752 | 1 | 0.10189 | 1 | 0.23283 | 1 | 0.23283 | 0.04 | 0 | 0.010301 | 0 | 0.0040758 | 0 | 0.009313 | 0 | 0.009313 | 0
3764 | 2025-06-06 | 20 | 0 | 0 | 0 | 0 | 0 | 0 | 0 | 0 | 0.04 | 0 | 0 | 0 | 0 | 0 | 0 | 0 | 0 | 0
3765 | 2025-06-06 | 21 | 0 | 0 | 0 | 0 | 0 | 0 | 0 | 0 | 0.04 | 0 | 0 | 0 | 0 | 0 | 0 | 0 | 0 | 0
3766 | 2025-06-06 | 22 | 0 | 0 | 0 | 0 | 0 | 0 | 0 | 0 | 0 | 0 | 0 | 0 | 0 | 0 | 0 | 0 | 0 | 0
3767 | 2025-06-06 | 23 | 0 | 0 | 0 | 0 | 0 | 0 | 0 | 0 | 0 | 0 | 0 | 0 | 0 | 0 | 0 | 0 | 0 | 0
3768 | 2025-06-06 | 24 | 0 | 0 | 0 | 0 | 0 | 0 | 0 | 0 | 0 | 0 | 0 | 0 | 0 | 0 | 0 | 0 | 0 | 0
3769 | 2025-06-07 | 1 | 0 | 0 | 0 | 0 | 0 | 0 | 0 | 0 | 0 | 0 | 0 | 0 | 0 | 0 | 0 | 0 | 0 | 0
3770 | 2025-06-07 | 2 | 0 | 0 | 0 | 0 | 0 | 0 | 0 | 0 | 0 | 0 | 0 | 0 | 0 | 0 | 0 | 0 | 0 | 0
3771 | 2025-06-07 | 3 | 0 | 0 | 0 | 0 | 0 | 0 | 0 | 0 | 0 | 0 | 0 | 0 | 0 | 0 | 0 | 0 | 0 | 0
3772 | 2025-06-07 | 4 | 0 | 0 | 0 | 0 | 0 | 0 | 0 | 0 | 0 | 0 | 0 | 0 | 0 | 0 | 0 | 0 | 0 | 0
3773 | 2025-06-07 | 5 | 0 | -0.014795 | 0 | -0.014795 | 0 | -0.054237 | 0 | -0.054237 | 0 | 0 | 0 | 0 | 0 | 0 | 0 | 0 | 0 | 0
3774 | 2025-06-07 | 6 | 0 | 0 | 0 | 0 | 0 | 0 | 0 | 0 | 0 | 0 | 0 | 0 | 0 | 0 | 0 | 0 | 0 | 0
3775 | 2025-06-07 | 7 | 0 | 0 | 0 | 0 | 0 | 0 | 0 | 0 | 0 | 0 | 0 | 0 | 0 | 0 | 0 | 0 | 0 | 0
3776 | 2025-06-07 | 8 | 0 | 0 | 0 | 0 | 0 | 0 | 0 | 0 | 0 | 0 | 0 | 0 | 0 | 0 | 0 | 0 | 0 | 0
3777 | 2025-06-07 | 9 | 0 | 0 | 0 | 0 | 0 | 0 | 0 | 0 | 0 | 0 | 0 | 0 | 0 | 0 | 0 | 0 | 0 | 0
3778 | 2025-06-07 | 10 | 0 | 0 | 0 | 0 | 0 | 0 | 0 | 0 | 0 | 0 | 0 | 0 | 0 | 0 | 0 | 0 | 0 | 0
3779 | 2025-06-07 | 11 | 1 | 0.063826 | 1 | 0.023694 | 1 | 0.057864 | 1 | 0.057864 | 0 | 0 | 0 | 0 | 0 | 0 | 0 | 0 | 0 | 0
3780 | 2025-06-07 | 12 | 1 | 0.083379 | 1 | 0.034532 | 1 | 0.077862 | 1 | 0.077862 | 0 | 0 | 0 | 0 | 0 | 0 | 0 | 0 | 0 | 0
3781 | 2025-06-07 | 13 | 1 | 0.08703 | 1 | 0.032308 | 1 | 0.078899 | 1 | 0.078899 | 0 | 0 | 0 | 0 | 0 | 0 | 0 | 0 | 0 | 0
3782 | 2025-06-07 | 14 | 1 | 0.14903 | 1 | 0.055909 | 1 | 0.13621 | 1 | 0.13621 | 0 | 0 | 0 | 0 | 0 | 0 | 0 | 0 | 0 | 0
3783 | 2025-06-07 | 15 | 1 | 0.17016 | 1 | 0.070473 | 1 | 0.1589 | 1 | 0.1589 | 0 | 0 | 0 | 0 | 0 | 0 | 0 | 0 | 0 | 0
3784 | 2025-06-07 | 16 | 1 | 0.18943 | 1 | 0.078454 | 1 | 0.1769 | 1 | 0.1769 | 0 | 0 | 0 | 0 | 0 | 0 | 0 | 0 | 0 | 0
3785 | 2025-06-07 | 17 | 1 | 0.23868 | 1 | 0.095312 | 1 | 0.22913 | 1 | 0.22913 | 0 | 0 | 0 | 0 | 0 | 0 | 0 | 0 | 0 | 0
3786 | 2025-06-07 | 18 | 1 | 0.29043 | 1 | 0.12353 | 1 | 0.27649 | 1 | 0.27649 | 0 | 0 | 0 | 0 | 0 | 0 | 0 | 0 | 0 | 0
3787 | 2025-06-07 | 19 | 1 | 0.28584 | 1 | 0.1131 | 1 | 0.25843 | 1 | 0.25843 | 0 | 0 | 0 | 0 | 0 | 0 | 0 | 0 | 0 | 0
3788 | 2025-06-07 | 20 | 0 | 0 | 0 | 0 | 0 | 0 | 0 | 0 | 0 | 0 | 0 | 0 | 0 | 0 | 0 | 0 | 0 | 0
3789 | 2025-06-07 | 21 | 0 | 0 | 0 | 0 | 0 | 0 | 0 | 0 | 0 | 0 | 0 | 0 | 0 | 0 | 0 | 0 | 0 | 0
3790 | 2025-06-07 | 22 | 0 | 0 | 0 | 0 | 0 | 0 | 0 | 0 | 0 | 0 | 0 | 0 | 0 | 0 | 0 | 0 | 0 | 0
3791 | 2025-06-07 | 23 | 0 | 0 | 0 | 0 | 0 | 0 | 0 | 0 | 0 | 0 | 0 | 0 | 0 | 0 | 0 | 0 | 0 | 0
3792 | 2025-06-07 | 24 | 0 | 0 | 0 | 0 | 0 | 0 | 0 | 0 | 0 | 0 | 0 | 0 | 0 | 0 | 0 | 0 | 0 | 0
3793 | 2025-06-08 | 1 | 0 | 0 | 0 | 0 | 0 | 0 | 0 | 0 | 0 | 0 | 0 | 0 | 0 | 0 | 0 | 0 | 0 | 0
3794 | 2025-06-08 | 2 | 0 | 0 | 0 | 0 | 0 | 0 | 0 | 0 | 0 | 0 | 0 | 0 | 0 | 0 | 0 | 0 | 0 | 0
3795 | 2025-06-08 | 3 | 0 | 0 | 0 | 0 | 0 | 0 | 0 | 0 | 0 | 0 | 0 | 0 | 0 | 0 | 0 | 0 | 0 | 0
3796 | 2025-06-08 | 4 | 0 | 0 | 0 | 0 | 0 | 0 | 0 | 0 | 0 | 0 | 0 | 0 | 0 | 0 | 0 | 0 | 0 | 0
3797 | 2025-06-08 | 5 | 0 | 0 | 0 | 0 | 0 | 0 | 0 | 0 | 0 | 0 | 0 | 0 | 0 | 0 | 0 | 0 | 0 | 0
3798 | 2025-06-08 | 6 | 0 | 0 | 0 | 0 | 0 | 0 | 0 | 0 | 0 | 0 | 0 | 0 | 0 | 0 | 0 | 0 | 0 | 0
3799 | 2025-06-08 | 7 | 0 | 0 | 0 | 0 | 0 | 0 | 0 | 0 | 0 | 0 | 0 | 0 | 0 | 0 | 0 | 0 | 0 | 0
3800 | 2025-06-08 | 8 | 0 | 0 | 0 | 0 | 0 | 0 | 0 | 0 | 0 | 0 | 0 | 0 | 0 | 0 | 0 | 0 | 0 | 0
3801 | 2025-06-08 | 9 | 0 | 0 | 0 | 0 | 0 | 0 | 0 | 0 | 0 | 0 | 0 | 0 | 0 | 0 | 0 | 0 | 0 | 0
3802 | 2025-06-08 | 10 | 0 | 0 | 0 | 0 | 0 | 0 | 0 | 0 | 0 | 0 | 0 | 0 | 0 | 0 | 0 | 0 | 0 | 0
3803 | 2025-06-08 | 11 | 0 | 0 | 0 | 0 | 0 | 0 | 0 | 0 | 0 | 0 | 0 | 0 | 0 | 0 | 0 | 0 | 0 | 0
3804 | 2025-06-08 | 12 | 0 | 0 | 0 | 0 | 0 | 0 | 0 | 0 | 0 | 0 | 0 | 0 | 0 | 0 | 0 | 0 | 0 | 0
3805 | 2025-06-08 | 13 | 1 | 0.01785 | 1 | 0.006925 | 1 | 0.015918 | 1 | 0.015918 | 0 | 0 | 0 | 0 | 0 | 0 | 0 | 0 | 0 | 0
3806 | 2025-06-08 | 14 | 1 | 0.011128 | 1 | 0.0041748 | 1 | 0.010171 | 1 | 0.010171 | 0 | 0 | 0 | 0 | 0 | 0 | 0 | 0 | 0 | 0
3807 | 2025-06-08 | 15 | 1 | 0.02235 | 1 | 0.0087545 | 1 | 0.020065 | 1 | 0.020065 | 0 | 0 | 0 | 0 | 0 | 0 | 0 | 0 | 0 | 0
3808 | 2025-06-08 | 16 | 1 | 0.027589 | 1 | 0.010242 | 1 | 0.025011 | 1 | 0.025011 | 0 | 0 | 0 | 0 | 0 | 0 | 0 | 0 | 0 | 0
3809 | 2025-06-08 | 17 | 0 | 0 | 0 | 0 | 0 | 0 | 0 | 0 | 0 | 0 | 0 | 0 | 0 | 0 | 0 | 0 | 0 | 0
3810 | 2025-06-08 | 18 | 0 | 0 | 0 | 0 | 0 | 0 | 0 | 0 | 0 | 0 | 0 | 0 | 0 | 0 | 0 | 0 | 0 | 0
3811 | 2025-06-08 | 19 | 0 | 0 | 0 | 0 | 0 | 0 | 0 | 0 | 0 | 0 | 0 | 0 | 0 | 0 | 0 | 0 | 0 | 0
3812 | 2025-06-08 | 20 | 1 | 0.060356 | 1 | 0.022406 | 1 | 0.054717 | 1 | 0.054717 | 0 | 0 | 0 | 0 | 0 | 0 | 0 | 0 | 0 | 0
3813 | 2025-06-08 | 21 | 1 | 0.058363 | 1 | 0.022861 | 1 | 0.052396 | 1 | 0.052396 | 0 | 0 | 0 | 0 | 0 | 0 | 0 | 0 | 0 | 0
3814 | 2025-06-08 | 22 | 1 | 0.044486 | 1 | 0.016197 | 1 | 0.039732 | 1 | 0.039732 | 0 | 0 | 0 | 0 | 0 | 0 | 0 | 0 | 0 | 0
3815 | 2025-06-08 | 23 | 0 | 0 | 0 | 0 | 0 | 0 | 0 | 0 | 0 | 0 | 0 | 0 | 0 | 0 | 0 | 0 | 0 | 0
3816 | 2025-06-08 | 24 | 0 | 0 | 0 | 0 | 0 | 0 | 0 | 0 | 0 | 0 | 0 | 0 | 0 | 0 | 0 | 0 | 0 | 0
3817 | 2025-06-09 | 1 | 0 | 0 | 0 | 0 | 0 | 0 | 0 | 0 | 0 | 0 | 0 | 0 | 0 | 0 | 0 | 0 | 0 | 0
3818 | 2025-06-09 | 2 | 0 | 0 | 0 | 0 | 0 | 0 | 0 | 0 | 0 | 0 | 0 | 0 | 0 | 0 | 0 | 0 | 0 | 0
3819 | 2025-06-09 | 3 | 0 | 0 | 0 | 0 | 0 | 0 | 0 | 0 | 0 | 0 | 0 | 0 | 0 | 0 | 0 | 0 | 0 | 0
3820 | 2025-06-09 | 4 | 0 | 0 | 0 | 0 | 0 | 0 | 0 | 0 | 0 | 0 | 0 | 0 | 0 | 0 | 0 | 0 | 0 | 0
3821 | 2025-06-09 | 5 | 0 | 0 | 0 | 0 | 0 | 0 | 0 | 0 | 0 | 0 | 0 | 0 | 0 | 0 | 0 | 0 | 0 | 0
3822 | 2025-06-09 | 6 | 0 | 0 | 0 | 0 | 0 | 0 | 0 | 0 | 0 | 0 | 0 | 0 | 0 | 0 | 0 | 0 | 0 | 0
3823 | 2025-06-09 | 7 | 1 | 0.01226 | 1 | 0.0047563 | 1 | 0.010933 | 1 | 0.010933 | 0 | 0 | 0 | 0 | 0 | 0 | 0 | 0 | 0 | 0
3824 | 2025-06-09 | 8 | 1 | 0.010071 | 1 | 0.0040722 | 1 | 0.0092453 | 1 | 0.0092453 | 0 | 0 | 0 | 0 | 0 | 0 | 0 | 0 | 0 | 0
3825 | 2025-06-09 | 9 | 1 | 0.030628 | 1 | 0.01206 | 1 | 0.029077 | 1 | 0.029077 | 0 | 0 | 0 | 0 | 0 | 0 | 0 | 0 | 0 | 0
3826 | 2025-06-09 | 10 | 1 | 0.066223 | 1 | 0.027426 | 1 | 0.061841 | 1 | 0.061841 | 0 | 0 | 0 | 0 | 0 | 0 | 0 | 0 | 0 | 0
3827 | 2025-06-09 | 11 | 1 | 0.097917 | 1 | 0.041083 | 1 | 0.092297 | 1 | 0.092297 | 0 | 0 | 0 | 0 | 0 | 0 | 0 | 0 | 0 | 0
3828 | 2025-06-09 | 12 | 1 | 0.10794 | 1 | 0.041428 | 1 | 0.10043 | 1 | 0.10043 | 0 | 0 | 0 | 0 | 0 | 0 | 0 | 0 | 0 | 0
3829 | 2025-06-09 | 13 | 1 | 0.12615 | 1 | 0.052246 | 1 | 0.1178 | 1 | 0.1178 | 0 | 0 | 0 | 0 | 0 | 0 | 0 | 0 | 0 | 0
3830 | 2025-06-09 | 14 | 1 | 0.17066 | 1 | 0.068149 | 1 | 0.16383 | 1 | 0.16383 | 0 | 0 | 0 | 0 | 0 | 0 | 0 | 0 | 0 | 0
3831 | 2025-06-09 | 15 | 1 | 0.23037 | 1 | 0.094241 | 1 | 0.21324 | 1 | 0.21324 | 0 | 0 | 0 | 0 | 0 | 0 | 0 | 0 | 0 | 0
3832 | 2025-06-09 | 16 | 1 | 0.22844 | 1 | 0.090389 | 1 | 0.20654 | 1 | 0.20654 | 0.04 | 0 | 0.0091377 | 0 | 0.0036155 | 0 | 0.0082614 | 0 | 0.0082614 | 0
3833 | 2025-06-09 | 17 | 1 | 0.23546 | 1 | 0.087408 | 1 | 0.21346 | 1 | 0.21346 | 0.04 | 0 | 0.0094182 | 0 | 0.0034963 | 0 | 0.0085384 | 0 | 0.0085384 | 0
3834 | 2025-06-09 | 18 | 1 | 0.25314 | 1 | 0.092168 | 1 | 0.22609 | 1 | 0.22609 | 0.04 | 0 | 0.010126 | 0 | 0.0036867 | 0 | 0.0090434 | 0 | 0.0090434 | 0
3835 | 2025-06-09 | 19 | 1 | 0.21065 | 1 | 0.0782 | 1 | 0.19097 | 1 | 0.19097 | 0.04 | 0 | 0.0084261 | 0 | 0.003128 | 0 | 0.0076389 | 0 | 0.0076389 | 0
3836 | 2025-06-09 | 20 | 1 | 0.174 | 1 | 0.063353 | 1 | 0.1554 | 1 | 0.1554 | 0.04 | 0 | 0.00696 | 0 | 0.0025341 | 0 | 0.0062162 | 0 | 0.0062162 | 0
3837 | 2025-06-09 | 21 | 1 | 0.14633 | 1 | 0.056162 | 1 | 0.13615 | 1 | 0.13615 | 0.04 | 0 | 0.0058532 | 0 | 0.0022465 | 0 | 0.0054458 | 0 | 0.0054458 | 0
3838 | 2025-06-09 | 22 | 0 | 0 | 0 | 0 | 0 | 0 | 0 | 0 | 0 | 0 | 0 | 0 | 0 | 0 | 0 | 0 | 0 | 0
3839 | 2025-06-09 | 23 | 1 | 0.086613 | 1 | 0.033927 | 1 | 0.077758 | 1 | 0.077758 | 0 | 0 | 0 | 0 | 0 | 0 | 0 | 0 | 0 | 0
3840 | 2025-06-09 | 24 | 0 | 0 | 0 | 0 | 0 | 0 | 0 | 0 | 0 | 0 | 0 | 0 | 0 | 0 | 0 | 0 | 0 | 0
3841 | 2025-06-10 | 1 | 0 | 0 | 0 | 0 | 0 | 0 | 0 | 0 | 0 | 0 | 0 | 0 | 0 | 0 | 0 | 0 | 0 | 0
3842 | 2025-06-10 | 2 | 0 | 0 | 0 | 0 | 0 | 0 | 0 | 0 | 0 | 0 | 0 | 0 | 0 | 0 | 0 | 0 | 0 | 0
3843 | 2025-06-10 | 3 | 1 | 0.014566 | 1 | 0.0053034 | 1 | 0.013009 | 1 | 0.013009 | 0 | 0 | 0 | 0 | 0 | 0 | 0 | 0 | 0 | 0
3844 | 2025-06-10 | 4 | 0 | 0 | 0 | 0 | 0 | 0 | 0 | 0 | 0 | 0 | 0 | 0 | 0 | 0 | 0 | 0 | 0 | 0
3845 | 2025-06-10 | 5 | 0 | 0 | 0 | 0 | 0 | 0 | 0 | 0 | 0 | 0 | 0 | 0 | 0 | 0 | 0 | 0 | 0 | 0
3846 | 2025-06-10 | 6 | 0 | 0 | 0 | 0 | 0 | 0 | 0 | 0 | 0 | 0 | 0 | 0 | 0 | 0 | 0 | 0 | 0 | 0
3847 | 2025-06-10 | 7 | 1 | 0.016492 | 1 | 0.0063984 | 1 | 0.014708 | 1 | 0.014708 | 0 | 0 | 0 | 0 | 0 | 0 | 0 | 0 | 0 | 0
3848 | 2025-06-10 | 8 | 1 | 0.012432 | 1 | 0.0045696 | 1 | 0.011185 | 1 | 0.011185 | 0 | 0 | 0 | 0 | 0 | 0 | 0 | 0 | 0 | 0
3849 | 2025-06-10 | 9 | 1 | 0.041225 | 1 | 0.015304 | 1 | 0.037374 | 1 | 0.037374 | 0 | 0 | 0 | 0 | 0 | 0 | 0 | 0 | 0 | 0
3850 | 2025-06-10 | 10 | 0 | 0 | 0 | 0 | 0 | 0 | 0 | 0 | 0 | 0 | 0 | 0 | 0 | 0 | 0 | 0 | 0 | 0
3851 | 2025-06-10 | 11 | 0 | 0 | 0 | 0 | 0 | 0 | 0 | 0 | 0 | 0 | 0 | 0 | 0 | 0 | 0 | 0 | 0 | 0
3852 | 2025-06-10 | 12 | 0 | 0 | 0 | 0 | 0 | 0 | 0 | 0 | 0 | 0 | 0 | 0 | 0 | 0 | 0 | 0 | 0 | 0
3853 | 2025-06-10 | 13 | 1 | 0.11762 | 1 | 0.045634 | 1 | 0.1049 | 1 | 0.1049 | 0 | 0 | 0 | 0 | 0 | 0 | 0 | 0 | 0 | 0
3854 | 2025-06-10 | 14 | 1 | 0.13972 | 1 | 0.052415 | 1 | 0.1277 | 1 | 0.1277 | 0 | 0 | 0 | 0 | 0 | 0 | 0 | 0 | 0 | 0
3855 | 2025-06-10 | 15 | 1 | 0.16343 | 1 | 0.061311 | 1 | 0.14938 | 1 | 0.14938 | 0 | 0 | 0 | 0 | 0 | 0 | 0 | 0 | 0 | 0
3856 | 2025-06-10 | 16 | 1 | 0.1649 | 1 | 0.066676 | 1 | 0.15138 | 1 | 0.15138 | 0.04 | 0 | 0.006596 | 0 | 0.002667 | 0 | 0.0060552 | 0 | 0.0060552 | 0
3857 | 2025-06-10 | 17 | 1 | 0.15776 | 1 | 0.058565 | 1 | 0.14302 | 1 | 0.14302 | 0.04 | 0 | 0.0063103 | 0 | 0.0023426 | 0 | 0.0057208 | 0 | 0.0057208 | 0
3858 | 2025-06-10 | 18 | 1 | 0.15124 | 1 | 0.055588 | 1 | 0.13606 | 1 | 0.13606 | 0.04 | 0 | 0.0060495 | 0 | 0.0022235 | 0 | 0.0054424 | 0 | 0.0054424 | 0
3859 | 2025-06-10 | 19 | 1 | 0.14198 | 1 | 0.052709 | 1 | 0.12872 | 1 | 0.12872 | 0.04 | 0 | 0.0056794 | 0 | 0.0021083 | 0 | 0.0051488 | 0 | 0.0051488 | 0
3860 | 2025-06-10 | 20 | 1 | 0.12702 | 1 | 0.050259 | 1 | 0.11484 | 1 | 0.11484 | 0.04 | 0 | 0.0050809 | 0 | 0.0020104 | 0 | 0.0045936 | 0 | 0.0045936 | 0
3861 | 2025-06-10 | 21 | 1 | 0.10438 | 1 | 0.040888 | 1 | 0.093712 | 1 | 0.093712 | 0.04 | 0 | 0.0041754 | 0 | 0.0016355 | 0 | 0.0037485 | 0 | 0.0037485 | 0
3862 | 2025-06-10 | 22 | 0 | 0 | 0 | 0 | 0 | 0 | 0 | 0 | 0 | 0 | 0 | 0 | 0 | 0 | 0 | 0 | 0 | 0
3863 | 2025-06-10 | 23 | 1 | 0.051017 | 1 | 0.019793 | 1 | 0.045497 | 1 | 0.045497 | 0 | 0 | 0 | 0 | 0 | 0 | 0 | 0 | 0 | 0
3864 | 2025-06-10 | 24 | 0 | 0 | 0 | 0 | 0 | 0 | 0 | 0 | 0 | 0 | 0 | 0 | 0 | 0 | 0 | 0 | 0 | 0
3865 | 2025-06-11 | 1 | 0 | 0 | 0 | 0 | 0 | 0 | 0 | 0 | 0 | 0 | 0 | 0 | 0 | 0 | 0 | 0 | 0 | 0
3866 | 2025-06-11 | 2 | 0 | 0 | 0 | 0 | 0 | 0 | 0 | 0 | 0 | 0 | 0 | 0 | 0 | 0 | 0 | 0 | 0 | 0
3867 | 2025-06-11 | 3 | 0 | 0 | 0 | 0 | 0 | 0 | 0 | 0 | 0 | 0 | 0 | 0 | 0 | 0 | 0 | 0 | 0 | 0
3868 | 2025-06-11 | 4 | 0 | 0 | 0 | 0 | 0 | 0 | 0 | 0 | 0 | 0 | 0 | 0 | 0 | 0 | 0 | 0 | 0 | 0
3869 | 2025-06-11 | 5 | 0 | 0 | 0 | 0 | 0 | 0 | 0 | 0 | 0 | 0 | 0 | 0 | 0 | 0 | 0 | 0 | 0 | 0
3870 | 2025-06-11 | 6 | 0 | -0.0051911 | 0 | -0.0051911 | 0 | -0.02781 | 0 | -0.02781 | 0 | 0 | 0 | 0 | 0 | 0 | 0 | 0 | 0 | 0
3871 | 2025-06-11 | 7 | 0 | -0.0052308 | 0 | -0.0052308 | 0 | -0.015449 | 0 | -0.015449 | 0 | 0 | 0 | 0 | 0 | 0 | 0 | 0 | 0 | 0
3872 | 2025-06-11 | 8 | 0 | 0 | 0 | 0 | 0 | 0 | 0 | 0 | 0 | 0 | 0 | 0 | 0 | 0 | 0 | 0 | 0 | 0
3873 | 2025-06-11 | 9 | 0 | -0.0027876 | 0 | -0.0027876 | 0 | -0.033251 | 0 | -0.033251 | 0 | 0 | 0 | 0 | 0 | 0 | 0 | 0 | 0 | 0
3874 | 2025-06-11 | 10 | 0 | -0.0065118 | 0 | -0.0065118 | 0 | -0.034095 | 0 | -0.034095 | 0 | 0 | 0 | 0 | 0 | 0 | 0 | 0 | 0 | 0
3875 | 2025-06-11 | 11 | 0 | 0 | 0 | 0 | 0 | 0 | 0 | 0 | 0 | 0 | 0 | 0 | 0 | 0 | 0 | 0 | 0 | 0
3876 | 2025-06-11 | 12 | 0 | 0 | 0 | 0 | 0 | 0 | 0 | 0 | 0 | 0 | 0 | 0 | 0 | 0 | 0 | 0 | 0 | 0
3877 | 2025-06-11 | 13 | 0 | 0 | 0 | 0 | 0 | 0 | 0 | 0 | 0 | 0 | 0 | 0 | 0 | 0 | 0 | 0 | 0 | 0
3878 | 2025-06-11 | 14 | 0 | 0 | 0 | 0 | 0 | 0 | 0 | 0 | 0 | 0 | 0 | 0 | 0 | 0 | 0 | 0 | 0 | 0
3879 | 2025-06-11 | 15 | 0 | 0 | 0 | 0 | 0 | 0 | 0 | 0 | 0 | 0 | 0 | 0 | 0 | 0 | 0 | 0 | 0 | 0
3880 | 2025-06-11 | 16 | 0 | 0 | 0 | 0 | 0 | 0 | 0 | 0 | 0.04 | 0 | 0 | 0 | 0 | 0 | 0 | 0 | 0 | 0
3881 | 2025-06-11 | 17 | 0 | 0 | 0 | 0 | 0 | 0 | 0 | 0 | 0.04 | 0 | 0 | 0 | 0 | 0 | 0 | 0 | 0 | 0
3882 | 2025-06-11 | 18 | 0 | 0 | 0 | 0 | 0 | 0 | 0 | 0 | 0.04 | 0 | 0 | 0 | 0 | 0 | 0 | 0 | 0 | 0
3883 | 2025-06-11 | 19 | 0 | 0 | 0 | 0 | 0 | 0 | 0 | 0 | 0.04 | 0 | 0 | 0 | 0 | 0 | 0 | 0 | 0 | 0
3884 | 2025-06-11 | 20 | 0 | 0 | 0 | 0 | 0 | 0 | 0 | 0 | 0.04 | 0 | 0 | 0 | 0 | 0 | 0 | 0 | 0 | 0
3885 | 2025-06-11 | 21 | 0 | 0 | 0 | 0 | 0 | 0 | 0 | 0 | 0.04 | 0 | 0 | 0 | 0 | 0 | 0 | 0 | 0 | 0
3886 | 2025-06-11 | 22 | 0 | 0 | 0 | 0 | 0 | 0 | 0 | 0 | 0 | 0 | 0 | 0 | 0 | 0 | 0 | 0 | 0 | 0
3887 | 2025-06-11 | 23 | 0 | 0 | 0 | 0 | 0 | 0 | 0 | 0 | 0 | 0 | 0 | 0 | 0 | 0 | 0 | 0 | 0 | 0
3888 | 2025-06-11 | 24 | 0 | 0 | 0 | 0 | 0 | 0 | 0 | 0 | 0 | 0 | 0 | 0 | 0 | 0 | 0 | 0 | 0 | 0
3889 | 2025-06-12 | 1 | 0 | 0 | 0 | 0 | 0 | 0 | 0 | 0 | 0 | 0 | 0 | 0 | 0 | 0 | 0 | 0 | 0 | 0
3890 | 2025-06-12 | 2 | 0 | 0 | 0 | 0 | 0 | 0 | 0 | 0 | 0 | 0 | 0 | 0 | 0 | 0 | 0 | 0 | 0 | 0
3891 | 2025-06-12 | 3 | 0 | -0.0008851 | 0 | -0.0008851 | 0 | -0.022978 | 0 | -0.022978 | 0 | 0 | 0 | 0 | 0 | 0 | 0 | 0 | 0 | 0
3892 | 2025-06-12 | 4 | 0 | -0.0030807 | 0 | -0.0030807 | 0 | -0.049783 | 0 | -0.049783 | 0 | 0 | 0 | 0 | 0 | 0 | 0 | 0 | 0 | 0
3893 | 2025-06-12 | 5 | 0 | -0.0050317 | 0 | -0.0050317 | 0 | -0.047096 | 0 | -0.047096 | 0 | 0 | 0 | 0 | 0 | 0 | 0 | 0 | 0 | 0
3894 | 2025-06-12 | 6 | 0 | -0.0059394 | 0 | -0.0059394 | 0 | -0.048038 | 0 | -0.048038 | 0 | 0 | 0 | 0 | 0 | 0 | 0 | 0 | 0 | 0
3895 | 2025-06-12 | 7 | 0 | -0.0027916 | 0 | -0.0027916 | 0 | -0.023361 | 0 | -0.023361 | 0 | 0 | 0 | 0 | 0 | 0 | 0 | 0 | 0 | 0
3896 | 2025-06-12 | 8 | 0 | 0 | 0 | 0 | 0 | 0 | 0 | 0 | 0 | 0 | 0 | 0 | 0 | 0 | 0 | 0 | 0 | 0
3897 | 2025-06-12 | 9 | 0 | 0 | 0 | 0 | 0 | 0 | 0 | 0 | 0 | 0 | 0 | 0 | 0 | 0 | 0 | 0 | 0 | 0
3898 | 2025-06-12 | 10 | 0 | 0 | 0 | 0 | 0 | 0 | 0 | 0 | 0 | 0 | 0 | 0 | 0 | 0 | 0 | 0 | 0 | 0
3899 | 2025-06-12 | 11 | 0 | 0 | 0 | 0 | 0 | 0 | 0 | 0 | 0 | 0 | 0 | 0 | 0 | 0 | 0 | 0 | 0 | 0
3900 | 2025-06-12 | 12 | 0 | 0 | 0 | 0 | 0 | 0 | 0 | 0 | 0 | 0 | 0 | 0 | 0 | 0 | 0 | 0 | 0 | 0
3901 | 2025-06-12 | 13 | 0 | 0 | 0 | 0 | 0 | 0 | 0 | 0 | 0 | 0 | 0 | 0 | 0 | 0 | 0 | 0 | 0 | 0
3902 | 2025-06-12 | 14 | 1 | 0.058582 | 1 | 0.023179 | 1 | 0.052964 | 1 | 0.052964 | 0 | 0 | 0 | 0 | 0 | 0 | 0 | 0 | 0 | 0
3903 | 2025-06-12 | 15 | 1 | 0.11108 | 1 | 0.042137 | 1 | 0.10241 | 1 | 0.10241 | 0 | 0 | 0 | 0 | 0 | 0 | 0 | 0 | 0 | 0
3904 | 2025-06-12 | 16 | 1 | 0.1542 | 1 | 0.060401 | 1 | 0.13843 | 1 | 0.13843 | 0.04 | 0 | 0.0061679 | 0 | 0.002416 | 0 | 0.0055374 | 0 | 0.0055374 | 0
3905 | 2025-06-12 | 17 | 1 | 0.18613 | 1 | 0.07291 | 1 | 0.16711 | 1 | 0.16711 | 0.04 | 0 | 0.0074454 | 0 | 0.0029164 | 0 | 0.0066842 | 0 | 0.0066842 | 0
3906 | 2025-06-12 | 18 | 0 | 0 | 0 | 0 | 0 | 0 | 0 | 0 | 0.04 | 0 | 0 | 0 | 0 | 0 | 0 | 0 | 0 | 0
3907 | 2025-06-12 | 19 | 0 | 0 | 0 | 0 | 0 | 0 | 0 | 0 | 0.04 | 0 | 0 | 0 | 0 | 0 | 0 | 0 | 0 | 0
3908 | 2025-06-12 | 20 | 0 | 0 | 0 | 0 | 0 | 0 | 0 | 0 | 0.04 | 0 | 0 | 0 | 0 | 0 | 0 | 0 | 0 | 0
3909 | 2025-06-12 | 21 | 0 | 0 | 0 | 0 | 0 | 0 | 0 | 0 | 0.04 | 0 | 0 | 0 | 0 | 0 | 0 | 0 | 0 | 0
3910 | 2025-06-12 | 22 | 0 | 0 | 0 | 0 | 0 | 0 | 0 | 0 | 0 | 0 | 0 | 0 | 0 | 0 | 0 | 0 | 0 | 0
3911 | 2025-06-12 | 23 | 0 | 0 | 0 | 0 | 0 | 0 | 0 | 0 | 0 | 0 | 0 | 0 | 0 | 0 | 0 | 0 | 0 | 0
3912 | 2025-06-12 | 24 | 0 | 0 | 0 | 0 | 0 | 0 | 0 | 0 | 0 | 0 | 0 | 0 | 0 | 0 | 0 | 0 | 0 | 0
3913 | 2025-06-13 | 1 | 0 | 0 | 0 | 0 | 0 | 0 | 0 | 0 | 0 | 0 | 0 | 0 | 0 | 0 | 0 | 0 | 0 | 0
3914 | 2025-06-13 | 2 | 0 | 0 | 0 | 0 | 0 | 0 | 0 | 0 | 0 | 0 | 0 | 0 | 0 | 0 | 0 | 0 | 0 | 0
3915 | 2025-06-13 | 3 | 0 | 0 | 0 | 0 | 0 | 0 | 0 | 0 | 0 | 0 | 0 | 0 | 0 | 0 | 0 | 0 | 0 | 0
3916 | 2025-06-13 | 4 | 0 | 0 | 0 | 0 | 0 | 0 | 0 | 0 | 0 | 0 | 0 | 0 | 0 | 0 | 0 | 0 | 0 | 0
3917 | 2025-06-13 | 5 | 0 | 0 | 0 | 0 | 0 | 0 | 0 | 0 | 0 | 0 | 0 | 0 | 0 | 0 | 0 | 0 | 0 | 0
3918 | 2025-06-13 | 6 | 0 | 0 | 0 | 0 | 0 | 0 | 0 | 0 | 0 | 0 | 0 | 0 | 0 | 0 | 0 | 0 | 0 | 0
3919 | 2025-06-13 | 7 | 0 | 0 | 0 | 0 | 0 | 0 | 0 | 0 | 0 | 0 | 0 | 0 | 0 | 0 | 0 | 0 | 0 | 0
3920 | 2025-06-13 | 8 | 0 | 0 | 0 | 0 | 0 | 0 | 0 | 0 | 0 | 0 | 0 | 0 | 0 | 0 | 0 | 0 | 0 | 0
3921 | 2025-06-13 | 9 | 0 | 0 | 0 | 0 | 0 | 0 | 0 | 0 | 0 | 0 | 0 | 0 | 0 | 0 | 0 | 0 | 0 | 0
3922 | 2025-06-13 | 10 | 0 | 0 | 0 | 0 | 0 | 0 | 0 | 0 | 0 | 0 | 0 | 0 | 0 | 0 | 0 | 0 | 0 | 0
3923 | 2025-06-13 | 11 | 1 | 0.017337 | 1 | 0.0064358 | 1 | 0.015717 | 1 | 0.015717 | 0 | 0 | 0 | 0 | 0 | 0 | 0 | 0 | 0 | 0
3924 | 2025-06-13 | 12 | 1 | 0.049828 | 1 | 0.018901 | 1 | 0.045937 | 1 | 0.045937 | 0 | 0 | 0 | 0 | 0 | 0 | 0 | 0 | 0 | 0
3925 | 2025-06-13 | 13 | 1 | 0.066096 | 1 | 0.026026 | 1 | 0.062749 | 1 | 0.062749 | 0 | 0 | 0 | 0 | 0 | 0 | 0 | 0 | 0 | 0
3926 | 2025-06-13 | 14 | 1 | 0.073848 | 1 | 0.027414 | 1 | 0.066949 | 1 | 0.066949 | 0 | 0 | 0 | 0 | 0 | 0 | 0 | 0 | 0 | 0
3927 | 2025-06-13 | 15 | 1 | 0.11094 | 1 | 0.0443 | 1 | 0.1065 | 1 | 0.1065 | 0 | 0 | 0 | 0 | 0 | 0 | 0 | 0 | 0 | 0
3928 | 2025-06-13 | 16 | 1 | 0.15332 | 1 | 0.0635 | 1 | 0.14318 | 1 | 0.14318 | 0.04 | 0 | 0.006133 | 0 | 0.00254 | 0 | 0.0057272 | 0 | 0.0057272 | 0
3929 | 2025-06-13 | 17 | 1 | 0.12038 | 1 | 0.050509 | 1 | 0.11347 | 1 | 0.11347 | 0.04 | 0 | 0.0048154 | 0 | 0.0020204 | 0 | 0.004539 | 0 | 0.004539 | 0
3930 | 2025-06-13 | 18 | 1 | 0.14206 | 1 | 0.057442 | 1 | 0.13041 | 1 | 0.13041 | 0.04 | 0 | 0.0056825 | 0 | 0.0022977 | 0 | 0.0052166 | 0 | 0.0052166 | 0
3931 | 2025-06-13 | 19 | 1 | 0.15535 | 1 | 0.06027 | 1 | 0.13854 | 1 | 0.13854 | 0.04 | 0 | 0.006214 | 0 | 0.0024108 | 0 | 0.0055417 | 0 | 0.0055417 | 0
3932 | 2025-06-13 | 20 | 0 | 0 | 0 | 0 | 0 | 0 | 0 | 0 | 0.04 | 0 | 0 | 0 | 0 | 0 | 0 | 0 | 0 | 0
3933 | 2025-06-13 | 21 | 0 | 0 | 0 | 0 | 0 | 0 | 0 | 0 | 0.04 | 0 | 0 | 0 | 0 | 0 | 0 | 0 | 0 | 0
3934 | 2025-06-13 | 22 | 0 | 0 | 0 | 0 | 0 | 0 | 0 | 0 | 0 | 0 | 0 | 0 | 0 | 0 | 0 | 0 | 0 | 0
3935 | 2025-06-13 | 23 | 0 | 0 | 0 | 0 | 0 | 0 | 0 | 0 | 0 | 0 | 0 | 0 | 0 | 0 | 0 | 0 | 0 | 0
3936 | 2025-06-13 | 24 | 0 | 0 | 0 | 0 | 0 | 0 | 0 | 0 | 0 | 0 | 0 | 0 | 0 | 0 | 0 | 0 | 0 | 0
3937 | 2025-06-14 | 1 | 0 | 0 | 0 | 0 | 0 | 0 | 0 | 0 | 0 | 0 | 0 | 0 | 0 | 0 | 0 | 0 | 0 | 0
3938 | 2025-06-14 | 2 | 0 | 0 | 0 | 0 | 0 | 0 | 0 | 0 | 0 | 0 | 0 | 0 | 0 | 0 | 0 | 0 | 0 | 0
3939 | 2025-06-14 | 3 | 0 | -0.012566 | 0 | -0.012566 | 0 | -0.060445 | 0 | -0.060445 | 0 | 0 | 0 | 0 | 0 | 0 | 0 | 0 | 0 | 0
3940 | 2025-06-14 | 4 | 0 | -0.044382 | 0 | -0.044578 | 0 | -0.15438 | 0 | -0.15438 | 0 | 0 | 0 | 0 | 0 | 0 | 0 | 0 | 0 | 0
3941 | 2025-06-14 | 5 | 0 | -0.10037 | 0 | -0.10113 | 0 | -0.19218 | 0 | -0.19218 | 0 | 0 | 0 | 0 | 0 | 0 | 0 | 0 | 0 | 0
3942 | 2025-06-14 | 6 | 0 | -0.075781 | 0 | -0.076285 | 0 | -0.20395 | 0 | -0.20395 | 0 | 0 | 0 | 0 | 0 | 0 | 0 | 0 | 0 | 0
3943 | 2025-06-14 | 7 | 0 | -0.044706 | 0 | -0.044942 | 0 | -0.14709 | 0 | -0.14709 | 0 | 0 | 0 | 0 | 0 | 0 | 0 | 0 | 0 | 0
3944 | 2025-06-14 | 8 | 0 | -0.0063101 | 0 | -0.0063101 | 0 | -0.038482 | 0 | -0.038482 | 0 | 0 | 0 | 0 | 0 | 0 | 0 | 0 | 0 | 0
3945 | 2025-06-14 | 9 | 0 | -0.0024659 | 0 | -0.0024659 | 0 | -0.0052057 | 0 | -0.0052057 | 0 | 0 | 0 | 0 | 0 | 0 | 0 | 0 | 0 | 0
3946 | 2025-06-14 | 10 | 0 | 0 | 0 | 0 | 0 | 0 | 0 | 0 | 0 | 0 | 0 | 0 | 0 | 0 | 0 | 0 | 0 | 0
3947 | 2025-06-14 | 11 | 0 | 0 | 0 | 0 | 0 | 0 | 0 | 0 | 0 | 0 | 0 | 0 | 0 | 0 | 0 | 0 | 0 | 0
3948 | 2025-06-14 | 12 | 0 | 0 | 0 | 0 | 0 | 0 | 0 | 0 | 0 | 0 | 0 | 0 | 0 | 0 | 0 | 0 | 0 | 0
3949 | 2025-06-14 | 13 | 0 | 0 | 0 | 0 | 0 | 0 | 0 | 0 | 0 | 0 | 0 | 0 | 0 | 0 | 0 | 0 | 0 | 0
3950 | 2025-06-14 | 14 | 0 | 0 | 0 | 0 | 0 | 0 | 0 | 0 | 0 | 0 | 0 | 0 | 0 | 0 | 0 | 0 | 0 | 0
3951 | 2025-06-14 | 15 | 0 | 0 | 0 | 0 | 0 | 0 | 0 | 0 | 0 | 0 | 0 | 0 | 0 | 0 | 0 | 0 | 0 | 0
3952 | 2025-06-14 | 16 | 1 | 0.082113 | 1 | 0.032835 | 1 | 0.074792 | 1 | 0.074792 | 0 | 0 | 0 | 0 | 0 | 0 | 0 | 0 | 0 | 0
3953 | 2025-06-14 | 17 | 1 | 0.15133 | 1 | 0.060514 | 1 | 0.13784 | 1 | 0.13784 | 0 | 0 | 0 | 0 | 0 | 0 | 0 | 0 | 0 | 0
3954 | 2025-06-14 | 18 | 1 | 0.16385 | 1 | 0.060826 | 1 | 0.14854 | 1 | 0.14854 | 0 | 0 | 0 | 0 | 0 | 0 | 0 | 0 | 0 | 0
3955 | 2025-06-14 | 19 | 1 | 0.18886 | 1 | 0.073977 | 1 | 0.16955 | 1 | 0.16955 | 0 | 0 | 0 | 0 | 0 | 0 | 0 | 0 | 0 | 0
3956 | 2025-06-14 | 20 | 0 | 0 | 0 | 0 | 0 | 0 | 0 | 0 | 0 | 0 | 0 | 0 | 0 | 0 | 0 | 0 | 0 | 0
3957 | 2025-06-14 | 21 | 0 | 0 | 0 | 0 | 0 | 0 | 0 | 0 | 0 | 0 | 0 | 0 | 0 | 0 | 0 | 0 | 0 | 0
3958 | 2025-06-14 | 22 | 0 | 0 | 0 | 0 | 0 | 0 | 0 | 0 | 0 | 0 | 0 | 0 | 0 | 0 | 0 | 0 | 0 | 0
3959 | 2025-06-14 | 23 | 0 | 0 | 0 | 0 | 0 | 0 | 0 | 0 | 0 | 0 | 0 | 0 | 0 | 0 | 0 | 0 | 0 | 0
3960 | 2025-06-14 | 24 | 0 | 0 | 0 | 0 | 0 | 0 | 0 | 0 | 0 | 0 | 0 | 0 | 0 | 0 | 0 | 0 | 0 | 0
3961 | 2025-06-15 | 1 | 0 | 0 | 0 | 0 | 0 | 0 | 0 | 0 | 0 | 0 | 0 | 0 | 0 | 0 | 0 | 0 | 0 | 0
3962 | 2025-06-15 | 2 | 0 | 0 | 0 | 0 | 0 | 0 | 0 | 0 | 0 | 0 | 0 | 0 | 0 | 0 | 0 | 0 | 0 | 0
3963 | 2025-06-15 | 3 | 0 | 0 | 0 | 0 | 0 | 0 | 0 | 0 | 0 | 0 | 0 | 0 | 0 | 0 | 0 | 0 | 0 | 0
3964 | 2025-06-15 | 4 | 0 | -0.0015056 | 0 | -0.0015056 | 0 | -0.029549 | 0 | -0.029549 | 0 | 0 | 0 | 0 | 0 | 0 | 0 | 0 | 0 | 0
3965 | 2025-06-15 | 5 | 0 | -0.0089606 | 0 | -0.0089606 | 0 | -0.065188 | 0 | -0.065188 | 0 | 0 | 0 | 0 | 0 | 0 | 0 | 0 | 0 | 0
3966 | 2025-06-15 | 6 | 0 | -0.0031936 | 0 | -0.0031936 | 0 | -0.024848 | 0 | -0.024848 | 0 | 0 | 0 | 0 | 0 | 0 | 0 | 0 | 0 | 0
3967 | 2025-06-15 | 7 | 0 | 0 | 0 | 0 | 0 | 0 | 0 | 0 | 0 | 0 | 0 | 0 | 0 | 0 | 0 | 0 | 0 | 0
3968 | 2025-06-15 | 8 | 0 | 0 | 0 | 0 | 0 | 0 | 0 | 0 | 0 | 0 | 0 | 0 | 0 | 0 | 0 | 0 | 0 | 0
3969 | 2025-06-15 | 9 | 0 | 0 | 0 | 0 | 0 | 0 | 0 | 0 | 0 | 0 | 0 | 0 | 0 | 0 | 0 | 0 | 0 | 0
3970 | 2025-06-15 | 10 | 0 | 0 | 0 | 0 | 0 | 0 | 0 | 0 | 0 | 0 | 0 | 0 | 0 | 0 | 0 | 0 | 0 | 0
3971 | 2025-06-15 | 11 | 0 | 0 | 0 | 0 | 0 | 0 | 0 | 0 | 0 | 0 | 0 | 0 | 0 | 0 | 0 | 0 | 0 | 0
3972 | 2025-06-15 | 12 | 0 | 0 | 0 | 0 | 0 | 0 | 0 | 0 | 0 | 0 | 0 | 0 | 0 | 0 | 0 | 0 | 0 | 0
3973 | 2025-06-15 | 13 | 0 | 0 | 0 | 0 | 0 | 0 | 0 | 0 | 0 | 0 | 0 | 0 | 0 | 0 | 0 | 0 | 0 | 0
3974 | 2025-06-15 | 14 | 0 | 0 | 0 | 0 | 0 | 0 | 0 | 0 | 0 | 0 | 0 | 0 | 0 | 0 | 0 | 0 | 0 | 0
3975 | 2025-06-15 | 15 | 0 | 0 | 0 | 0 | 0 | 0 | 0 | 0 | 0 | 0 | 0 | 0 | 0 | 0 | 0 | 0 | 0 | 0
3976 | 2025-06-15 | 16 | 0 | 0 | 0 | 0 | 0 | 0 | 0 | 0 | 0 | 0 | 0 | 0 | 0 | 0 | 0 | 0 | 0 | 0
3977 | 2025-06-15 | 17 | 0 | 0 | 0 | 0 | 0 | 0 | 0 | 0 | 0 | 0 | 0 | 0 | 0 | 0 | 0 | 0 | 0 | 0
3978 | 2025-06-15 | 18 | 0 | 0 | 0 | 0 | 0 | 0 | 0 | 0 | 0 | 0 | 0 | 0 | 0 | 0 | 0 | 0 | 0 | 0
3979 | 2025-06-15 | 19 | 0 | 0 | 0 | 0 | 0 | 0 | 0 | 0 | 0 | 0 | 0 | 0 | 0 | 0 | 0 | 0 | 0 | 0
3980 | 2025-06-15 | 20 | 0 | 0 | 0 | 0 | 0 | 0 | 0 | 0 | 0 | 0 | 0 | 0 | 0 | 0 | 0 | 0 | 0 | 0
3981 | 2025-06-15 | 21 | 0 | 0 | 0 | 0 | 0 | 0 | 0 | 0 | 0 | 0 | 0 | 0 | 0 | 0 | 0 | 0 | 0 | 0
3982 | 2025-06-15 | 22 | 0 | 0 | 0 | 0 | 0 | 0 | 0 | 0 | 0 | 0 | 0 | 0 | 0 | 0 | 0 | 0 | 0 | 0
3983 | 2025-06-15 | 23 | 0 | 0 | 0 | 0 | 0 | 0 | 0 | 0 | 0 | 0 | 0 | 0 | 0 | 0 | 0 | 0 | 0 | 0
3984 | 2025-06-15 | 24 | 0 | 0 | 0 | 0 | 0 | 0 | 0 | 0 | 0 | 0 | 0 | 0 | 0 | 0 | 0 | 0 | 0 | 0
3985 | 2025-06-16 | 1 | 0 | 0 | 0 | 0 | 0 | 0 | 0 | 0 | 0 | 0 | 0 | 0 | 0 | 0 | 0 | 0 | 0 | 0
3986 | 2025-06-16 | 2 | 0 | 0 | 0 | 0 | 0 | 0 | 0 | 0 | 0 | 0 | 0 | 0 | 0 | 0 | 0 | 0 | 0 | 0
3987 | 2025-06-16 | 3 | 0 | -0.0011299 | 0 | -0.0011299 | 0 | -0.025704 | 0 | -0.025704 | 0 | 0 | 0 | 0 | 0 | 0 | 0 | 0 | 0 | 0
3988 | 2025-06-16 | 4 | 0 | -0.0057294 | 0 | -0.0057294 | 0 | -0.06429 | 0 | -0.06429 | 0 | 0 | 0 | 0 | 0 | 0 | 0 | 0 | 0 | 0
3989 | 2025-06-16 | 5 | 0 | -0.048966 | 0 | -0.049226 | 0 | -0.12785 | 0 | -0.12785 | 0 | 0 | 0 | 0 | 0 | 0 | 0 | 0 | 0 | 0
3990 | 2025-06-16 | 6 | 0 | -0.04115 | 0 | -0.041366 | 0 | -0.12167 | 0 | -0.12167 | 0 | 0 | 0 | 0 | 0 | 0 | 0 | 0 | 0 | 0
3991 | 2025-06-16 | 7 | 0 | -0.033525 | 0 | -0.03367 | 0 | -0.10802 | 0 | -0.10802 | 0 | 0 | 0 | 0 | 0 | 0 | 0 | 0 | 0 | 0
3992 | 2025-06-16 | 8 | 0 | -0.017703 | 0 | -0.017703 | 0 | -0.062053 | 0 | -0.062053 | 0 | 0 | 0 | 0 | 0 | 0 | 0 | 0 | 0 | 0
3993 | 2025-06-16 | 9 | 0 | -0.0050952 | 0 | -0.0050952 | 0 | -0.01889 | 0 | -0.01889 | 0 | 0 | 0 | 0 | 0 | 0 | 0 | 0 | 0 | 0
3994 | 2025-06-16 | 10 | 0 | 0 | 0 | 0 | 0 | 0 | 0 | 0 | 0 | 0 | 0 | 0 | 0 | 0 | 0 | 0 | 0 | 0
3995 | 2025-06-16 | 11 | 0 | 0 | 0 | 0 | 0 | 0 | 0 | 0 | 0 | 0 | 0 | 0 | 0 | 0 | 0 | 0 | 0 | 0
3996 | 2025-06-16 | 12 | 0 | 0 | 0 | 0 | 0 | 0 | 0 | 0 | 0 | 0 | 0 | 0 | 0 | 0 | 0 | 0 | 0 | 0
3997 | 2025-06-16 | 13 | 0 | 0 | 0 | 0 | 0 | 0 | 0 | 0 | 0 | 0 | 0 | 0 | 0 | 0 | 0 | 0 | 0 | 0
3998 | 2025-06-16 | 14 | 0 | 0 | 0 | 0 | 0 | 0 | 0 | 0 | 0 | 0 | 0 | 0 | 0 | 0 | 0 | 0 | 0 | 0
3999 | 2025-06-16 | 15 | 0 | 0 | 0 | 0 | 0 | 0 | 0 | 0 | 0 | 0 | 0 | 0 | 0 | 0 | 0 | 0 | 0 | 0
4000 | 2025-06-16 | 16 | 0 | 0 | 0 | 0 | 0 | 0 | 0 | 0 | 0.04 | 0 | 0 | 0 | 0 | 0 | 0 | 0 | 0 | 0
4001 | 2025-06-16 | 17 | 0 | 0 | 0 | 0 | 0 | 0 | 0 | 0 | 0.04 | 0 | 0 | 0 | 0 | 0 | 0 | 0 | 0 | 0
4002 | 2025-06-16 | 18 | 0 | 0 | 0 | 0 | 0 | 0 | 0 | 0 | 0.04 | 0 | 0 | 0 | 0 | 0 | 0 | 0 | 0 | 0
4003 | 2025-06-16 | 19 | 0 | 0 | 0 | 0 | 0 | 0 | 0 | 0 | 0.04 | 0 | 0 | 0 | 0 | 0 | 0 | 0 | 0 | 0
4004 | 2025-06-16 | 20 | 0 | 0 | 0 | 0 | 0 | 0 | 0 | 0 | 0.04 | 0 | 0 | 0 | 0 | 0 | 0 | 0 | 0 | 0
4005 | 2025-06-16 | 21 | 0 | 0 | 0 | 0 | 0 | 0 | 0 | 0 | 0.04 | 0 | 0 | 0 | 0 | 0 | 0 | 0 | 0 | 0
4006 | 2025-06-16 | 22 | 0 | 0 | 0 | 0 | 0 | 0 | 0 | 0 | 0 | 0 | 0 | 0 | 0 | 0 | 0 | 0 | 0 | 0
4007 | 2025-06-16 | 23 | 0 | 0 | 0 | 0 | 0 | 0 | 0 | 0 | 0 | 0 | 0 | 0 | 0 | 0 | 0 | 0 | 0 | 0
4008 | 2025-06-16 | 24 | 0 | 0 | 0 | 0 | 0 | 0 | 0 | 0 | 0 | 0 | 0 | 0 | 0 | 0 | 0 | 0 | 0 | 0
4009 | 2025-06-17 | 1 | 0 | 0 | 0 | 0 | 0 | 0 | 0 | 0 | 0 | 0 | 0 | 0 | 0 | 0 | 0 | 0 | 0 | 0
4010 | 2025-06-17 | 2 | 0 | 0 | 0 | 0 | 0 | 0 | 0 | 0 | 0 | 0 | 0 | 0 | 0 | 0 | 0 | 0 | 0 | 0
4011 | 2025-06-17 | 3 | 0 | 0 | 0 | 0 | 0 | 0 | 0 | 0 | 0 | 0 | 0 | 0 | 0 | 0 | 0 | 0 | 0 | 0
4012 | 2025-06-17 | 4 | 0 | 0 | 0 | 0 | 0 | 0 | 0 | 0 | 0 | 0 | 0 | 0 | 0 | 0 | 0 | 0 | 0 | 0
4013 | 2025-06-17 | 5 | 0 | -0.0048124 | 0 | -0.0048124 | 0 | -0.040213 | 0 | -0.040213 | 0 | 0 | 0 | 0 | 0 | 0 | 0 | 0 | 0 | 0
4014 | 2025-06-17 | 6 | 0 | -0.0059308 | 0 | -0.0059308 | 0 | -0.032235 | 0 | -0.032235 | 0 | 0 | 0 | 0 | 0 | 0 | 0 | 0 | 0 | 0
4015 | 2025-06-17 | 7 | 0 | 0 | 0 | 0 | 0 | 0 | 0 | 0 | 0 | 0 | 0 | 0 | 0 | 0 | 0 | 0 | 0 | 0
4016 | 2025-06-17 | 8 | 0 | 0 | 0 | 0 | 0 | 0 | 0 | 0 | 0 | 0 | 0 | 0 | 0 | 0 | 0 | 0 | 0 | 0
4017 | 2025-06-17 | 9 | 0 | 0 | 0 | 0 | 0 | 0 | 0 | 0 | 0 | 0 | 0 | 0 | 0 | 0 | 0 | 0 | 0 | 0
4018 | 2025-06-17 | 10 | 0 | 0 | 0 | 0 | 0 | 0 | 0 | 0 | 0 | 0 | 0 | 0 | 0 | 0 | 0 | 0 | 0 | 0
4019 | 2025-06-17 | 11 | 0 | 0 | 0 | 0 | 0 | 0 | 0 | 0 | 0 | 0 | 0 | 0 | 0 | 0 | 0 | 0 | 0 | 0
4020 | 2025-06-17 | 12 | 0 | 0 | 0 | 0 | 0 | 0 | 0 | 0 | 0 | 0 | 0 | 0 | 0 | 0 | 0 | 0 | 0 | 0
4021 | 2025-06-17 | 13 | 1 | 0.06798 | 1 | 0.026374 | 1 | 0.060624 | 1 | 0.060624 | 0 | 0 | 0 | 0 | 0 | 0 | 0 | 0 | 0 | 0
4022 | 2025-06-17 | 14 | 1 | 0.093392 | 1 | 0.036233 | 1 | 0.083287 | 1 | 0.083287 | 0 | 0 | 0 | 0 | 0 | 0 | 0 | 0 | 0 | 0
4023 | 2025-06-17 | 15 | 0 | 0 | 0 | 0 | 0 | 0 | 0 | 0 | 0 | 0 | 0 | 0 | 0 | 0 | 0 | 0 | 0 | 0
4024 | 2025-06-17 | 16 | 1 | 0.12618 | 1 | 0.049034 | 1 | 0.11855 | 1 | 0.11855 | 0.04 | 0 | 0.0050472 | 0 | 0.0019614 | 0 | 0.004742 | 0 | 0.004742 | 0
4025 | 2025-06-17 | 17 | 1 | 0.12295 | 1 | 0.050297 | 1 | 0.11381 | 1 | 0.11381 | 0.04 | 0 | 0.0049179 | 0 | 0.0020119 | 0 | 0.0045523 | 0 | 0.0045523 | 0
4026 | 2025-06-17 | 18 | 1 | 0.13319 | 1 | 0.050521 | 1 | 0.12279 | 1 | 0.12279 | 0.04 | 0 | 0.0053275 | 0 | 0.0020209 | 0 | 0.0049115 | 0 | 0.0049115 | 0
4027 | 2025-06-17 | 19 | 1 | 0.12102 | 1 | 0.044064 | 1 | 0.10809 | 1 | 0.10809 | 0.04 | 0 | 0.0048409 | 0 | 0.0017625 | 0 | 0.0043235 | 0 | 0.0043235 | 0
4028 | 2025-06-17 | 20 | 0 | 0 | 0 | 0 | 0 | 0 | 0 | 0 | 0.04 | 0 | 0 | 0 | 0 | 0 | 0 | 0 | 0 | 0
4029 | 2025-06-17 | 21 | 1 | 0.091704 | 1 | 0.03611 | 1 | 0.08706 | 1 | 0.08706 | 0.04 | 0 | 0.0036681 | 0 | 0.0014444 | 0 | 0.0034824 | 0 | 0.0034824 | 0
4030 | 2025-06-17 | 22 | 1 | 0.082628 | 1 | 0.031713 | 1 | 0.076878 | 1 | 0.076878 | 0 | 0 | 0 | 0 | 0 | 0 | 0 | 0 | 0 | 0
4031 | 2025-06-17 | 23 | 1 | 0.054286 | 1 | 0.020365 | 1 | 0.049617 | 1 | 0.049617 | 0 | 0 | 0 | 0 | 0 | 0 | 0 | 0 | 0 | 0
4032 | 2025-06-17 | 24 | 1 | 0.031918 | 1 | 0.011849 | 1 | 0.028936 | 1 | 0.028936 | 0 | 0 | 0 | 0 | 0 | 0 | 0 | 0 | 0 | 0
4033 | 2025-06-18 | 1 | 1 | 0.016313 | 1 | 0.006056 | 1 | 0.014789 | 1 | 0.014789 | 0 | 0 | 0 | 0 | 0 | 0 | 0 | 0 | 0 | 0
4034 | 2025-06-18 | 2 | 1 | 0.010657 | 1 | 0.0039562 | 1 | 0.0096615 | 1 | 0.0096615 | 0 | 0 | 0 | 0 | 0 | 0 | 0 | 0 | 0 | 0
4035 | 2025-06-18 | 3 | 1 | 0.011179 | 1 | 0.0041089 | 1 | 0.010057 | 1 | 0.010057 | 0 | 0 | 0 | 0 | 0 | 0 | 0 | 0 | 0 | 0
4036 | 2025-06-18 | 4 | 1 | 0.013693 | 1 | 0.0053122 | 1 | 0.012211 | 1 | 0.012211 | 0 | 0 | 0 | 0 | 0 | 0 | 0 | 0 | 0 | 0
4037 | 2025-06-18 | 5 | 1 | 0.013496 | 1 | 0.0049138 | 1 | 0.012053 | 1 | 0.012053 | 0 | 0 | 0 | 0 | 0 | 0 | 0 | 0 | 0 | 0
4038 | 2025-06-18 | 6 | 0 | 0 | 0 | 0 | 0 | 0 | 0 | 0 | 0 | 0 | 0 | 0 | 0 | 0 | 0 | 0 | 0 | 0
4039 | 2025-06-18 | 7 | 1 | 0.020003 | 1 | 0.0079987 | 1 | 0.018219 | 1 | 0.018219 | 0 | 0 | 0 | 0 | 0 | 0 | 0 | 0 | 0 | 0
4040 | 2025-06-18 | 8 | 0 | 0 | 0 | 0 | 0 | 0 | 0 | 0 | 0 | 0 | 0 | 0 | 0 | 0 | 0 | 0 | 0 | 0
4041 | 2025-06-18 | 9 | 0 | 0 | 0 | 0 | 0 | 0 | 0 | 0 | 0 | 0 | 0 | 0 | 0 | 0 | 0 | 0 | 0 | 0
4042 | 2025-06-18 | 10 | 1 | 0.070081 | 1 | 0.025758 | 1 | 0.063048 | 1 | 0.063048 | 0 | 0 | 0 | 0 | 0 | 0 | 0 | 0 | 0 | 0
4043 | 2025-06-18 | 11 | 1 | 0.11694 | 1 | 0.047837 | 1 | 0.10824 | 1 | 0.10824 | 0 | 0 | 0 | 0 | 0 | 0 | 0 | 0 | 0 | 0
4044 | 2025-06-18 | 12 | 0 | 0 | 0 | 0 | 0 | 0 | 0 | 0 | 0 | 0 | 0 | 0 | 0 | 0 | 0 | 0 | 0 | 0
4045 | 2025-06-18 | 13 | 0 | 0 | 0 | 0 | 0 | 0 | 0 | 0 | 0 | 0 | 0 | 0 | 0 | 0 | 0 | 0 | 0 | 0
4046 | 2025-06-18 | 14 | 1 | 0.084216 | 1 | 0.030954 | 1 | 0.075764 | 1 | 0.075764 | 0 | 0 | 0 | 0 | 0 | 0 | 0 | 0 | 0 | 0
4047 | 2025-06-18 | 15 | 1 | 0.09882 | 1 | 0.039957 | 1 | 0.090717 | 1 | 0.090717 | 0 | 0 | 0 | 0 | 0 | 0 | 0 | 0 | 0 | 0
4048 | 2025-06-18 | 16 | 1 | 0.099015 | 1 | 0.041543 | 1 | 0.093331 | 1 | 0.093331 | 0.04 | 0 | 0.0039606 | 0 | 0.0016617 | 0 | 0.0037333 | 0 | 0.0037333 | 0
4049 | 2025-06-18 | 17 | 1 | 0.13646 | 1 | 0.055177 | 1 | 0.12527 | 1 | 0.12527 | 0.04 | 0 | 0.0054585 | 0 | 0.0022071 | 0 | 0.0050109 | 0 | 0.0050109 | 0
4050 | 2025-06-18 | 18 | 1 | 0.14119 | 1 | 0.056458 | 1 | 0.1286 | 1 | 0.1286 | 0.04 | 0 | 0.0056475 | 0 | 0.0022583 | 0 | 0.005144 | 0 | 0.005144 | 0
4051 | 2025-06-18 | 19 | 1 | 0.13638 | 1 | 0.054536 | 1 | 0.12422 | 1 | 0.12422 | 0.04 | 0 | 0.0054553 | 0 | 0.0021814 | 0 | 0.0049689 | 0 | 0.0049689 | 0
4052 | 2025-06-18 | 20 | 0 | 0 | 0 | 0 | 0 | 0 | 0 | 0 | 0.04 | 0 | 0 | 0 | 0 | 0 | 0 | 0 | 0 | 0
4053 | 2025-06-18 | 21 | 0 | 0 | 0 | 0 | 0 | 0 | 0 | 0 | 0.04 | 0 | 0 | 0 | 0 | 0 | 0 | 0 | 0 | 0
4054 | 2025-06-18 | 22 | 1 | 0.090323 | 1 | 0.036521 | 1 | 0.082917 | 1 | 0.082917 | 0 | 0 | 0 | 0 | 0 | 0 | 0 | 0 | 0 | 0
4055 | 2025-06-18 | 23 | 1 | 0.065233 | 1 | 0.024472 | 1 | 0.059622 | 1 | 0.059622 | 0 | 0 | 0 | 0 | 0 | 0 | 0 | 0 | 0 | 0
4056 | 2025-06-18 | 24 | 1 | 0.038838 | 1 | 0.014418 | 1 | 0.035209 | 1 | 0.035209 | 0 | 0 | 0 | 0 | 0 | 0 | 0 | 0 | 0 | 0
4057 | 2025-06-19 | 1 | 1 | 0.01671 | 1 | 0.0062032 | 1 | 0.015149 | 1 | 0.015149 | 0 | 0 | 0 | 0 | 0 | 0 | 0 | 0 | 0 | 0
4058 | 2025-06-19 | 2 | 1 | 0.01187 | 1 | 0.0046967 | 1 | 0.010732 | 1 | 0.010732 | 0 | 0 | 0 | 0 | 0 | 0 | 0 | 0 | 0 | 0
4059 | 2025-06-19 | 3 | 1 | 0.011461 | 1 | 0.0042127 | 1 | 0.010311 | 1 | 0.010311 | 0 | 0 | 0 | 0 | 0 | 0 | 0 | 0 | 0 | 0
4060 | 2025-06-19 | 4 | 1 | 0.012137 | 1 | 0.0047541 | 1 | 0.010896 | 1 | 0.010896 | 0 | 0 | 0 | 0 | 0 | 0 | 0 | 0 | 0 | 0
4061 | 2025-06-19 | 5 | 1 | 0.011308 | 1 | 0.0041561 | 1 | 0.010173 | 1 | 0.010173 | 0 | 0 | 0 | 0 | 0 | 0 | 0 | 0 | 0 | 0
4062 | 2025-06-19 | 6 | 1 | 0.011442 | 1 | 0.0042056 | 1 | 0.010294 | 1 | 0.010294 | 0 | 0 | 0 | 0 | 0 | 0 | 0 | 0 | 0 | 0
4063 | 2025-06-19 | 7 | 1 | 0.01201 | 1 | 0.004752 | 1 | 0.010858 | 1 | 0.010858 | 0 | 0 | 0 | 0 | 0 | 0 | 0 | 0 | 0 | 0
4064 | 2025-06-19 | 8 | 1 | 0.058015 | 1 | 0.023458 | 1 | 0.053258 | 1 | 0.053258 | 0 | 0 | 0 | 0 | 0 | 0 | 0 | 0 | 0 | 0
4065 | 2025-06-19 | 9 | 1 | 0.10603 | 1 | 0.042872 | 1 | 0.097335 | 1 | 0.097335 | 0 | 0 | 0 | 0 | 0 | 0 | 0 | 0 | 0 | 0
4066 | 2025-06-19 | 10 | 1 | 0.13044 | 1 | 0.052744 | 1 | 0.11975 | 1 | 0.11975 | 0 | 0 | 0 | 0 | 0 | 0 | 0 | 0 | 0 | 0
4067 | 2025-06-19 | 11 | 1 | 0.13574 | 1 | 0.053172 | 1 | 0.12187 | 1 | 0.12187 | 0 | 0 | 0 | 0 | 0 | 0 | 0 | 0 | 0 | 0
4068 | 2025-06-19 | 12 | 1 | 0.12984 | 1 | 0.050374 | 1 | 0.11579 | 1 | 0.11579 | 0 | 0 | 0 | 0 | 0 | 0 | 0 | 0 | 0 | 0
4069 | 2025-06-19 | 13 | 0 | 0 | 0 | 0 | 0 | 0 | 0 | 0 | 0 | 0 | 0 | 0 | 0 | 0 | 0 | 0 | 0 | 0
4070 | 2025-06-19 | 14 | 0 | 0 | 0 | 0 | 0 | 0 | 0 | 0 | 0 | 0 | 0 | 0 | 0 | 0 | 0 | 0 | 0 | 0
4071 | 2025-06-19 | 15 | 1 | 0.17487 | 1 | 0.064276 | 1 | 0.15732 | 1 | 0.15732 | 0 | 0 | 0 | 0 | 0 | 0 | 0 | 0 | 0 | 0
4072 | 2025-06-19 | 16 | 0 | 0 | 0 | 0 | 0 | 0 | 0 | 0 | 0.04 | 0 | 0 | 0 | 0 | 0 | 0 | 0 | 0 | 0
4073 | 2025-06-19 | 17 | 1 | 0.23473 | 1 | 0.091067 | 1 | 0.20933 | 1 | 0.20933 | 0.04 | 0 | 0.0093893 | 0 | 0.0036427 | 0 | 0.0083734 | 0 | 0.0083734 | 0
4074 | 2025-06-19 | 18 | 1 | 0.26466 | 1 | 0.10268 | 1 | 0.23602 | 1 | 0.23602 | 0.04 | 0 | 0.010586 | 0 | 0.0041071 | 0 | 0.0094408 | 0 | 0.0094408 | 0
4075 | 2025-06-19 | 19 | 0 | 0 | 0 | 0 | 0 | 0 | 0 | 0 | 0.04 | 0 | 0 | 0 | 0 | 0 | 0 | 0 | 0 | 0
4076 | 2025-06-19 | 20 | 0 | 0 | 0 | 0 | 0 | 0 | 0 | 0 | 0.04 | 0 | 0 | 0 | 0 | 0 | 0 | 0 | 0 | 0
4077 | 2025-06-19 | 21 | 0 | 0 | 0 | 0 | 0 | 0 | 0 | 0 | 0.04 | 0 | 0 | 0 | 0 | 0 | 0 | 0 | 0 | 0
4078 | 2025-06-19 | 22 | 1 | 0.11869 | 1 | 0.04649 | 1 | 0.10655 | 1 | 0.10655 | 0 | 0 | 0 | 0 | 0 | 0 | 0 | 0 | 0 | 0
4079 | 2025-06-19 | 23 | 1 | 0.080698 | 1 | 0.031308 | 1 | 0.071966 | 1 | 0.071966 | 0 | 0 | 0 | 0 | 0 | 0 | 0 | 0 | 0 | 0
4080 | 2025-06-19 | 24 | 0 | 0 | 0 | 0 | 0 | 0 | 0 | 0 | 0 | 0 | 0 | 0 | 0 | 0 | 0 | 0 | 0 | 0
4081 | 2025-06-20 | 1 | 1 | 0.019287 | 1 | 0.0074827 | 1 | 0.0172 | 1 | 0.0172 | 0 | 0 | 0 | 0 | 0 | 0 | 0 | 0 | 0 | 0
4082 | 2025-06-20 | 2 | 0 | 0 | 0 | 0 | 0 | 0 | 0 | 0 | 0 | 0 | 0 | 0 | 0 | 0 | 0 | 0 | 0 | 0
4083 | 2025-06-20 | 3 | 0 | 0 | 0 | 0 | 0 | 0 | 0 | 0 | 0 | 0 | 0 | 0 | 0 | 0 | 0 | 0 | 0 | 0
4084 | 2025-06-20 | 4 | 0 | 0 | 0 | 0 | 0 | 0 | 0 | 0 | 0 | 0 | 0 | 0 | 0 | 0 | 0 | 0 | 0 | 0
4085 | 2025-06-20 | 5 | 0 | 0 | 0 | 0 | 0 | 0 | 0 | 0 | 0 | 0 | 0 | 0 | 0 | 0 | 0 | 0 | 0 | 0
4086 | 2025-06-20 | 6 | 0 | 0 | 0 | 0 | 0 | 0 | 0 | 0 | 0 | 0 | 0 | 0 | 0 | 0 | 0 | 0 | 0 | 0
4087 | 2025-06-20 | 7 | 0 | 0 | 0 | 0 | 0 | 0 | 0 | 0 | 0 | 0 | 0 | 0 | 0 | 0 | 0 | 0 | 0 | 0
4088 | 2025-06-20 | 8 | 1 | 0.043805 | 1 | 0.017159 | 1 | 0.039327 | 1 | 0.039327 | 0 | 0 | 0 | 0 | 0 | 0 | 0 | 0 | 0 | 0
4089 | 2025-06-20 | 9 | 1 | 0.081093 | 1 | 0.031461 | 1 | 0.072319 | 1 | 0.072319 | 0 | 0 | 0 | 0 | 0 | 0 | 0 | 0 | 0 | 0
4090 | 2025-06-20 | 10 | 1 | 0.10403 | 1 | 0.040361 | 1 | 0.092776 | 1 | 0.092776 | 0 | 0 | 0 | 0 | 0 | 0 | 0 | 0 | 0 | 0
4091 | 2025-06-20 | 11 | 0 | 0 | 0 | 0 | 0 | 0 | 0 | 0 | 0 | 0 | 0 | 0 | 0 | 0 | 0 | 0 | 0 | 0
4092 | 2025-06-20 | 12 | 0 | 0 | 0 | 0 | 0 | 0 | 0 | 0 | 0 | 0 | 0 | 0 | 0 | 0 | 0 | 0 | 0 | 0
4093 | 2025-06-20 | 13 | 0 | 0 | 0 | 0 | 0 | 0 | 0 | 0 | 0 | 0 | 0 | 0 | 0 | 0 | 0 | 0 | 0 | 0
4094 | 2025-06-20 | 14 | 1 | 0.13091 | 1 | 0.048116 | 1 | 0.11777 | 1 | 0.11777 | 0 | 0 | 0 | 0 | 0 | 0 | 0 | 0 | 0 | 0
4095 | 2025-06-20 | 15 | 0 | 0 | 0 | 0 | 0 | 0 | 0 | 0 | 0 | 0 | 0 | 0 | 0 | 0 | 0 | 0 | 0 | 0
4096 | 2025-06-20 | 16 | 1 | 0.16671 | 1 | 0.061274 | 1 | 0.14998 | 1 | 0.14998 | 0.04 | 0 | 0.0066683 | 0 | 0.002451 | 0 | 0.0059991 | 0 | 0.0059991 | 0
4097 | 2025-06-20 | 17 | 0 | 0 | 0 | 0 | 0 | 0 | 0 | 0 | 0.04 | 0 | 0 | 0 | 0 | 0 | 0 | 0 | 0 | 0
4098 | 2025-06-20 | 18 | 0 | 0 | 0 | 0 | 0 | 0 | 0 | 0 | 0.04 | 0 | 0 | 0 | 0 | 0 | 0 | 0 | 0 | 0
4099 | 2025-06-20 | 19 | 0 | 0 | 0 | 0 | 0 | 0 | 0 | 0 | 0.04 | 0 | 0 | 0 | 0 | 0 | 0 | 0 | 0 | 0
4100 | 2025-06-20 | 20 | 0 | 0 | 0 | 0 | 0 | 0 | 0 | 0 | 0.04 | 0 | 0 | 0 | 0 | 0 | 0 | 0 | 0 | 0
4101 | 2025-06-20 | 21 | 0 | 0 | 0 | 0 | 0 | 0 | 0 | 0 | 0.04 | 0 | 0 | 0 | 0 | 0 | 0 | 0 | 0 | 0
4102 | 2025-06-20 | 22 | 0 | 0 | 0 | 0 | 0 | 0 | 0 | 0 | 0 | 0 | 0 | 0 | 0 | 0 | 0 | 0 | 0 | 0
4103 | 2025-06-20 | 23 | 0 | 0 | 0 | 0 | 0 | 0 | 0 | 0 | 0 | 0 | 0 | 0 | 0 | 0 | 0 | 0 | 0 | 0
4104 | 2025-06-20 | 24 | 0 | 0 | 0 | 0 | 0 | 0 | 0 | 0 | 0 | 0 | 0 | 0 | 0 | 0 | 0 | 0 | 0 | 0
4105 | 2025-06-21 | 1 | 0 | 0 | 0 | 0 | 0 | 0 | 0 | 0 | 0 | 0 | 0 | 0 | 0 | 0 | 0 | 0 | 0 | 0
4106 | 2025-06-21 | 2 | 0 | 0 | 0 | 0 | 0 | 0 | 0 | 0 | 0 | 0 | 0 | 0 | 0 | 0 | 0 | 0 | 0 | 0
4107 | 2025-06-21 | 3 | 0 | 0 | 0 | 0 | 0 | 0 | 0 | 0 | 0 | 0 | 0 | 0 | 0 | 0 | 0 | 0 | 0 | 0
4108 | 2025-06-21 | 4 | 0 | 0 | 0 | 0 | 0 | 0 | 0 | 0 | 0 | 0 | 0 | 0 | 0 | 0 | 0 | 0 | 0 | 0
4109 | 2025-06-21 | 5 | 0 | 0 | 0 | 0 | 0 | 0 | 0 | 0 | 0 | 0 | 0 | 0 | 0 | 0 | 0 | 0 | 0 | 0
4110 | 2025-06-21 | 6 | 0 | 0 | 0 | 0 | 0 | 0 | 0 | 0 | 0 | 0 | 0 | 0 | 0 | 0 | 0 | 0 | 0 | 0
4111 | 2025-06-21 | 7 | 0 | 0 | 0 | 0 | 0 | 0 | 0 | 0 | 0 | 0 | 0 | 0 | 0 | 0 | 0 | 0 | 0 | 0
4112 | 2025-06-21 | 8 | 0 | 0 | 0 | 0 | 0 | 0 | 0 | 0 | 0 | 0 | 0 | 0 | 0 | 0 | 0 | 0 | 0 | 0
4113 | 2025-06-21 | 9 | 0 | 0 | 0 | 0 | 0 | 0 | 0 | 0 | 0 | 0 | 0 | 0 | 0 | 0 | 0 | 0 | 0 | 0
4114 | 2025-06-21 | 10 | 1 | 0.071649 | 1 | 0.028065 | 1 | 0.064324 | 1 | 0.064324 | 0 | 0 | 0 | 0 | 0 | 0 | 0 | 0 | 0 | 0
4115 | 2025-06-21 | 11 | 1 | 0.088549 | 1 | 0.035036 | 1 | 0.080057 | 1 | 0.080057 | 0 | 0 | 0 | 0 | 0 | 0 | 0 | 0 | 0 | 0
4116 | 2025-06-21 | 12 | 1 | 0.072946 | 1 | 0.027671 | 1 | 0.06725 | 1 | 0.06725 | 0 | 0 | 0 | 0 | 0 | 0 | 0 | 0 | 0 | 0
4117 | 2025-06-21 | 13 | 1 | 0.0962 | 1 | 0.036491 | 1 | 0.088688 | 1 | 0.088688 | 0 | 0 | 0 | 0 | 0 | 0 | 0 | 0 | 0 | 0
4118 | 2025-06-21 | 14 | 1 | 0.15812 | 1 | 0.064685 | 1 | 0.14636 | 1 | 0.14636 | 0 | 0 | 0 | 0 | 0 | 0 | 0 | 0 | 0 | 0
4119 | 2025-06-21 | 15 | 1 | 0.18607 | 1 | 0.071414 | 1 | 0.17312 | 1 | 0.17312 | 0 | 0 | 0 | 0 | 0 | 0 | 0 | 0 | 0 | 0
4120 | 2025-06-21 | 16 | 1 | 0.2099 | 1 | 0.07792 | 1 | 0.19029 | 1 | 0.19029 | 0 | 0 | 0 | 0 | 0 | 0 | 0 | 0 | 0 | 0
4121 | 2025-06-21 | 17 | 1 | 0.24619 | 1 | 0.099544 | 1 | 0.226 | 1 | 0.226 | 0 | 0 | 0 | 0 | 0 | 0 | 0 | 0 | 0 | 0
4122 | 2025-06-21 | 18 | 1 | 0.26562 | 1 | 0.099645 | 1 | 0.24277 | 1 | 0.24277 | 0 | 0 | 0 | 0 | 0 | 0 | 0 | 0 | 0 | 0
4123 | 2025-06-21 | 19 | 0 | 0 | 0 | 0 | 0 | 0 | 0 | 0 | 0 | 0 | 0 | 0 | 0 | 0 | 0 | 0 | 0 | 0
4124 | 2025-06-21 | 20 | 0 | 0 | 0 | 0 | 0 | 0 | 0 | 0 | 0 | 0 | 0 | 0 | 0 | 0 | 0 | 0 | 0 | 0
4125 | 2025-06-21 | 21 | 0 | 0 | 0 | 0 | 0 | 0 | 0 | 0 | 0 | 0 | 0 | 0 | 0 | 0 | 0 | 0 | 0 | 0
4126 | 2025-06-21 | 22 | 1 | 0.12543 | 1 | 0.045669 | 1 | 0.11203 | 1 | 0.11203 | 0 | 0 | 0 | 0 | 0 | 0 | 0 | 0 | 0 | 0
4127 | 2025-06-21 | 23 | 0 | 0 | 0 | 0 | 0 | 0 | 0 | 0 | 0 | 0 | 0 | 0 | 0 | 0 | 0 | 0 | 0 | 0
4128 | 2025-06-21 | 24 | 1 | 0.060414 | 1 | 0.023904 | 1 | 0.05462 | 1 | 0.05462 | 0 | 0 | 0 | 0 | 0 | 0 | 0 | 0 | 0 | 0
4129 | 2025-06-22 | 1 | 0 | 0 | 0 | 0 | 0 | 0 | 0 | 0 | 0 | 0 | 0 | 0 | 0 | 0 | 0 | 0 | 0 | 0
4130 | 2025-06-22 | 2 | 0 | 0 | 0 | 0 | 0 | 0 | 0 | 0 | 0 | 0 | 0 | 0 | 0 | 0 | 0 | 0 | 0 | 0
4131 | 2025-06-22 | 3 | 0 | 0 | 0 | 0 | 0 | 0 | 0 | 0 | 0 | 0 | 0 | 0 | 0 | 0 | 0 | 0 | 0 | 0
4132 | 2025-06-22 | 4 | 0 | 0 | 0 | 0 | 0 | 0 | 0 | 0 | 0 | 0 | 0 | 0 | 0 | 0 | 0 | 0 | 0 | 0
4133 | 2025-06-22 | 5 | 0 | 0 | 0 | 0 | 0 | 0 | 0 | 0 | 0 | 0 | 0 | 0 | 0 | 0 | 0 | 0 | 0 | 0
4134 | 2025-06-22 | 6 | 0 | 0 | 0 | 0 | 0 | 0 | 0 | 0 | 0 | 0 | 0 | 0 | 0 | 0 | 0 | 0 | 0 | 0
4135 | 2025-06-22 | 7 | 0 | 0 | 0 | 0 | 0 | 0 | 0 | 0 | 0 | 0 | 0 | 0 | 0 | 0 | 0 | 0 | 0 | 0
4136 | 2025-06-22 | 8 | 1 | 0.056806 | 1 | 0.020879 | 1 | 0.051105 | 1 | 0.051105 | 0 | 0 | 0 | 0 | 0 | 0 | 0 | 0 | 0 | 0
4137 | 2025-06-22 | 9 | 1 | 0.05681 | 1 | 0.021089 | 1 | 0.051503 | 1 | 0.051503 | 0 | 0 | 0 | 0 | 0 | 0 | 0 | 0 | 0 | 0
4138 | 2025-06-22 | 10 | 1 | 0.078231 | 1 | 0.029348 | 1 | 0.071502 | 1 | 0.071502 | 0 | 0 | 0 | 0 | 0 | 0 | 0 | 0 | 0 | 0
4139 | 2025-06-22 | 11 | 1 | 0.10429 | 1 | 0.039122 | 1 | 0.095316 | 1 | 0.095316 | 0 | 0 | 0 | 0 | 0 | 0 | 0 | 0 | 0 | 0
4140 | 2025-06-22 | 12 | 1 | 0.10716 | 1 | 0.046246 | 1 | 0.1031 | 1 | 0.1031 | 0 | 0 | 0 | 0 | 0 | 0 | 0 | 0 | 0 | 0
4141 | 2025-06-22 | 13 | 1 | 0.12013 | 1 | 0.050403 | 1 | 0.11324 | 1 | 0.11324 | 0 | 0 | 0 | 0 | 0 | 0 | 0 | 0 | 0 | 0
4142 | 2025-06-22 | 14 | 1 | 0.15774 | 1 | 0.062988 | 1 | 0.15142 | 1 | 0.15142 | 0 | 0 | 0 | 0 | 0 | 0 | 0 | 0 | 0 | 0
4143 | 2025-06-22 | 15 | 1 | 0.19788 | 1 | 0.077918 | 1 | 0.18786 | 1 | 0.18786 | 0 | 0 | 0 | 0 | 0 | 0 | 0 | 0 | 0 | 0
4144 | 2025-06-22 | 16 | 1 | 0.23945 | 1 | 0.090829 | 1 | 0.22075 | 1 | 0.22075 | 0 | 0 | 0 | 0 | 0 | 0 | 0 | 0 | 0 | 0
4145 | 2025-06-22 | 17 | 1 | 0.2743 | 1 | 0.11091 | 1 | 0.2518 | 1 | 0.2518 | 0 | 0 | 0 | 0 | 0 | 0 | 0 | 0 | 0 | 0
4146 | 2025-06-22 | 18 | 1 | 0.28268 | 1 | 0.10604 | 1 | 0.25836 | 1 | 0.25836 | 0 | 0 | 0 | 0 | 0 | 0 | 0 | 0 | 0 | 0
4147 | 2025-06-22 | 19 | 1 | 0.28118 | 1 | 0.10438 | 1 | 0.25491 | 1 | 0.25491 | 0 | 0 | 0 | 0 | 0 | 0 | 0 | 0 | 0 | 0
4148 | 2025-06-22 | 20 | 1 | 0.23248 | 1 | 0.091064 | 1 | 0.20871 | 1 | 0.20871 | 0 | 0 | 0 | 0 | 0 | 0 | 0 | 0 | 0 | 0
4149 | 2025-06-22 | 21 | 1 | 0.16503 | 1 | 0.064645 | 1 | 0.14816 | 1 | 0.14816 | 0 | 0 | 0 | 0 | 0 | 0 | 0 | 0 | 0 | 0
4150 | 2025-06-22 | 22 | 1 | 0.12719 | 1 | 0.049346 | 1 | 0.11343 | 1 | 0.11343 | 0 | 0 | 0 | 0 | 0 | 0 | 0 | 0 | 0 | 0
4151 | 2025-06-22 | 23 | 1 | 0.089006 | 1 | 0.034531 | 1 | 0.079376 | 1 | 0.079376 | 0 | 0 | 0 | 0 | 0 | 0 | 0 | 0 | 0 | 0
4152 | 2025-06-22 | 24 | 1 | 0.054264 | 1 | 0.021052 | 1 | 0.048393 | 1 | 0.048393 | 0 | 0 | 0 | 0 | 0 | 0 | 0 | 0 | 0 | 0
4153 | 2025-06-23 | 1 | 0 | 0 | 0 | 0 | 0 | 0 | 0 | 0 | 0 | 0 | 0 | 0 | 0 | 0 | 0 | 0 | 0 | 0
4154 | 2025-06-23 | 2 | 0 | 0 | 0 | 0 | 0 | 0 | 0 | 0 | 0 | 0 | 0 | 0 | 0 | 0 | 0 | 0 | 0 | 0
4155 | 2025-06-23 | 3 | 0 | 0 | 0 | 0 | 0 | 0 | 0 | 0 | 0 | 0 | 0 | 0 | 0 | 0 | 0 | 0 | 0 | 0
4156 | 2025-06-23 | 4 | 0 | 0 | 0 | 0 | 0 | 0 | 0 | 0 | 0 | 0 | 0 | 0 | 0 | 0 | 0 | 0 | 0 | 0
4157 | 2025-06-23 | 5 | 0 | 0 | 0 | 0 | 0 | 0 | 0 | 0 | 0 | 0 | 0 | 0 | 0 | 0 | 0 | 0 | 0 | 0
4158 | 2025-06-23 | 6 | 0 | 0 | 0 | 0 | 0 | 0 | 0 | 0 | 0 | 0 | 0 | 0 | 0 | 0 | 0 | 0 | 0 | 0
4159 | 2025-06-23 | 7 | 1 | 0.014724 | 1 | 0.0057674 | 1 | 0.013218 | 1 | 0.013218 | 0 | 0 | 0 | 0 | 0 | 0 | 0 | 0 | 0 | 0
4160 | 2025-06-23 | 8 | 1 | 0.048647 | 1 | 0.018873 | 1 | 0.043383 | 1 | 0.043383 | 0 | 0 | 0 | 0 | 0 | 0 | 0 | 0 | 0 | 0
4161 | 2025-06-23 | 9 | 1 | 0.055821 | 1 | 0.021657 | 1 | 0.049782 | 1 | 0.049782 | 0 | 0 | 0 | 0 | 0 | 0 | 0 | 0 | 0 | 0
4162 | 2025-06-23 | 10 | 1 | 0.07591 | 1 | 0.027639 | 1 | 0.067798 | 1 | 0.067798 | 0 | 0 | 0 | 0 | 0 | 0 | 0 | 0 | 0 | 0
4163 | 2025-06-23 | 11 | 1 | 0.095521 | 1 | 0.034779 | 1 | 0.085313 | 1 | 0.085313 | 0 | 0 | 0 | 0 | 0 | 0 | 0 | 0 | 0 | 0
4164 | 2025-06-23 | 12 | 0 | 0 | 0 | 0 | 0 | 0 | 0 | 0 | 0 | 0 | 0 | 0 | 0 | 0 | 0 | 0 | 0 | 0
4165 | 2025-06-23 | 13 | 1 | 0.10293 | 1 | 0.037832 | 1 | 0.092599 | 1 | 0.092599 | 0 | 0 | 0 | 0 | 0 | 0 | 0 | 0 | 0 | 0
4166 | 2025-06-23 | 14 | 1 | 0.12416 | 1 | 0.045207 | 1 | 0.11089 | 1 | 0.11089 | 0 | 0 | 0 | 0 | 0 | 0 | 0 | 0 | 0 | 0
4167 | 2025-06-23 | 15 | 0 | 0 | 0 | 0 | 0 | 0 | 0 | 0 | 0 | 0 | 0 | 0 | 0 | 0 | 0 | 0 | 0 | 0
4168 | 2025-06-23 | 16 | 0 | 0 | 0 | 0 | 0 | 0 | 0 | 0 | 0.04 | 0 | 0 | 0 | 0 | 0 | 0 | 0 | 0 | 0
4169 | 2025-06-23 | 17 | 0 | 0 | 0 | 0 | 0 | 0 | 0 | 0 | 0.04 | 0 | 0 | 0 | 0 | 0 | 0 | 0 | 0 | 0
4170 | 2025-06-23 | 18 | 0 | 0 | 0 | 0 | 0 | 0 | 0 | 0 | 0.04 | 0 | 0 | 0 | 0 | 0 | 0 | 0 | 0 | 0
4171 | 2025-06-23 | 19 | 1 | 0.095485 | 1 | 0.034766 | 1 | 0.085281 | 1 | 0.085281 | 0.04 | 0 | 0.0038194 | 0 | 0.0013906 | 0 | 0.0034112 | 0 | 0.0034112 | 0
4172 | 2025-06-23 | 20 | 1 | 0.084834 | 1 | 0.030888 | 1 | 0.075767 | 1 | 0.075767 | 0.04 | 0 | 0.0033933 | 0 | 0.0012355 | 0 | 0.0030307 | 0 | 0.0030307 | 0
4173 | 2025-06-23 | 21 | 1 | 0.075172 | 1 | 0.029446 | 1 | 0.067487 | 1 | 0.067487 | 0.04 | 0 | 0.0030069 | 0 | 0.0011778 | 0 | 0.0026995 | 0 | 0.0026995 | 0
4174 | 2025-06-23 | 22 | 1 | 0.069863 | 1 | 0.028248 | 1 | 0.064134 | 1 | 0.064134 | 0 | 0 | 0 | 0 | 0 | 0 | 0 | 0 | 0 | 0
4175 | 2025-06-23 | 23 | 1 | 0.04714 | 1 | 0.017326 | 1 | 0.042409 | 1 | 0.042409 | 0 | 0 | 0 | 0 | 0 | 0 | 0 | 0 | 0 | 0
4176 | 2025-06-23 | 24 | 1 | 0.026316 | 1 | 0.010308 | 1 | 0.023626 | 1 | 0.023626 | 0 | 0 | 0 | 0 | 0 | 0 | 0 | 0 | 0 | 0
4177 | 2025-06-24 | 1 | 1 | 0.015484 | 1 | 0.0060072 | 1 | 0.013809 | 1 | 0.013809 | 0 | 0 | 0 | 0 | 0 | 0 | 0 | 0 | 0 | 0
4178 | 2025-06-24 | 2 | 1 | 0.015248 | 1 | 0.0059156 | 1 | 0.013598 | 1 | 0.013598 | 0 | 0 | 0 | 0 | 0 | 0 | 0 | 0 | 0 | 0
4179 | 2025-06-24 | 3 | 0 | 0 | 0 | 0 | 0 | 0 | 0 | 0 | 0 | 0 | 0 | 0 | 0 | 0 | 0 | 0 | 0 | 0
4180 | 2025-06-24 | 4 | 0 | 0 | 0 | 0 | 0 | 0 | 0 | 0 | 0 | 0 | 0 | 0 | 0 | 0 | 0 | 0 | 0 | 0
4181 | 2025-06-24 | 5 | 0 | 0 | 0 | 0 | 0 | 0 | 0 | 0 | 0 | 0 | 0 | 0 | 0 | 0 | 0 | 0 | 0 | 0
4182 | 2025-06-24 | 6 | 0 | 0 | 0 | 0 | 0 | 0 | 0 | 0 | 0 | 0 | 0 | 0 | 0 | 0 | 0 | 0 | 0 | 0
4183 | 2025-06-24 | 7 | 0 | 0 | 0 | 0 | 0 | 0 | 0 | 0 | 0 | 0 | 0 | 0 | 0 | 0 | 0 | 0 | 0 | 0
4184 | 2025-06-24 | 8 | 1 | 0.015395 | 1 | 0.0059728 | 1 | 0.01373 | 1 | 0.01373 | 0 | 0 | 0 | 0 | 0 | 0 | 0 | 0 | 0 | 0
4185 | 2025-06-24 | 9 | 1 | 0.012076 | 1 | 0.0050015 | 1 | 0.011277 | 1 | 0.011277 | 0 | 0 | 0 | 0 | 0 | 0 | 0 | 0 | 0 | 0
4186 | 2025-06-24 | 10 | 1 | 0.036737 | 1 | 0.014276 | 1 | 0.034515 | 1 | 0.034515 | 0 | 0 | 0 | 0 | 0 | 0 | 0 | 0 | 0 | 0
4187 | 2025-06-24 | 11 | 1 | 0.068731 | 1 | 0.028837 | 1 | 0.064786 | 1 | 0.064786 | 0 | 0 | 0 | 0 | 0 | 0 | 0 | 0 | 0 | 0
4188 | 2025-06-24 | 12 | 1 | 0.079431 | 1 | 0.031277 | 1 | 0.075409 | 1 | 0.075409 | 0 | 0 | 0 | 0 | 0 | 0 | 0 | 0 | 0 | 0
4189 | 2025-06-24 | 13 | 1 | 0.10162 | 1 | 0.04185 | 1 | 0.099985 | 1 | 0.099985 | 0 | 0 | 0 | 0 | 0 | 0 | 0 | 0 | 0 | 0
4190 | 2025-06-24 | 14 | 1 | 0.15382 | 1 | 0.067413 | 1 | 0.14968 | 1 | 0.14968 | 0 | 0 | 0 | 0 | 0 | 0 | 0 | 0 | 0 | 0
4191 | 2025-06-24 | 15 | 1 | 0.19335 | 1 | 0.079631 | 1 | 0.19025 | 1 | 0.19025 | 0 | 0 | 0 | 0 | 0 | 0 | 0 | 0 | 0 | 0
4192 | 2025-06-24 | 16 | 1 | 0.18525 | 1 | 0.081186 | 1 | 0.18026 | 1 | 0.18026 | 0.04 | 0 | 0.00741 | 0 | 0.0032474 | 0 | 0.0072103 | 0 | 0.0072103 | 0
4193 | 2025-06-24 | 17 | 1 | 0.18428 | 1 | 0.075894 | 1 | 0.18132 | 1 | 0.18132 | 0.04 | 0 | 0.007371 | 0 | 0.0030358 | 0 | 0.0072528 | 0 | 0.0072528 | 0
4194 | 2025-06-24 | 18 | 1 | 0.20159 | 1 | 0.080501 | 1 | 0.19352 | 1 | 0.19352 | 0.04 | 0 | 0.0080636 | 0 | 0.00322 | 0 | 0.0077409 | 0 | 0.0077409 | 0
4195 | 2025-06-24 | 19 | 1 | 0.1762 | 1 | 0.07036 | 1 | 0.16915 | 1 | 0.16915 | 0.04 | 0 | 0.0070479 | 0 | 0.0028144 | 0 | 0.0067659 | 0 | 0.0067659 | 0
4196 | 2025-06-24 | 20 | 1 | 0.15201 | 1 | 0.059856 | 1 | 0.14431 | 1 | 0.14431 | 0.04 | 0 | 0.0060804 | 0 | 0.0023942 | 0 | 0.0057725 | 0 | 0.0057725 | 0
4197 | 2025-06-24 | 21 | 1 | 0.13683 | 1 | 0.055326 | 1 | 0.12561 | 1 | 0.12561 | 0.04 | 0 | 0.0054732 | 0 | 0.002213 | 0 | 0.0050244 | 0 | 0.0050244 | 0
4198 | 2025-06-24 | 22 | 1 | 0.10531 | 1 | 0.038343 | 1 | 0.094055 | 1 | 0.094055 | 0 | 0 | 0 | 0 | 0 | 0 | 0 | 0 | 0 | 0
4199 | 2025-06-24 | 23 | 1 | 0.082113 | 1 | 0.032164 | 1 | 0.073719 | 1 | 0.073719 | 0 | 0 | 0 | 0 | 0 | 0 | 0 | 0 | 0 | 0
4200 | 2025-06-24 | 24 | 1 | 0.05487 | 1 | 0.021493 | 1 | 0.04926 | 1 | 0.04926 | 0 | 0 | 0 | 0 | 0 | 0 | 0 | 0 | 0 | 0
4201 | 2025-06-25 | 1 | 0 | 0 | 0 | 0 | 0 | 0 | 0 | 0 | 0 | 0 | 0 | 0 | 0 | 0 | 0 | 0 | 0 | 0
4202 | 2025-06-25 | 2 | 0 | 0 | 0 | 0 | 0 | 0 | 0 | 0 | 0 | 0 | 0 | 0 | 0 | 0 | 0 | 0 | 0 | 0
4203 | 2025-06-25 | 3 | 0 | 0 | 0 | 0 | 0 | 0 | 0 | 0 | 0 | 0 | 0 | 0 | 0 | 0 | 0 | 0 | 0 | 0
4204 | 2025-06-25 | 4 | 1 | 0.014936 | 1 | 0.0058506 | 1 | 0.013409 | 1 | 0.013409 | 0 | 0 | 0 | 0 | 0 | 0 | 0 | 0 | 0 | 0
4205 | 2025-06-25 | 5 | 1 | 0.012626 | 1 | 0.0045971 | 1 | 0.011277 | 1 | 0.011277 | 0 | 0 | 0 | 0 | 0 | 0 | 0 | 0 | 0 | 0
4206 | 2025-06-25 | 6 | 1 | 0.011784 | 1 | 0.0046625 | 1 | 0.010654 | 1 | 0.010654 | 0 | 0 | 0 | 0 | 0 | 0 | 0 | 0 | 0 | 0
4207 | 2025-06-25 | 7 | 1 | 0.0078399 | 1 | 0.0029739 | 1 | 0.0072277 | 1 | 0.0072277 | 0 | 0 | 0 | 0 | 0 | 0 | 0 | 0 | 0 | 0
4208 | 2025-06-25 | 8 | 1 | 0.0059466 | 1 | 0.0022823 | 1 | 0.0055328 | 1 | 0.0055328 | 0 | 0 | 0 | 0 | 0 | 0 | 0 | 0 | 0 | 0
4209 | 2025-06-25 | 9 | 1 | 0.0059984 | 1 | 0.0023022 | 1 | 0.0055809 | 1 | 0.0055809 | 0 | 0 | 0 | 0 | 0 | 0 | 0 | 0 | 0 | 0
4210 | 2025-06-25 | 10 | 1 | 0.0076129 | 1 | 0.0028878 | 1 | 0.0070184 | 1 | 0.0070184 | 0 | 0 | 0 | 0 | 0 | 0 | 0 | 0 | 0 | 0
4211 | 2025-06-25 | 11 | 1 | 0.045011 | 1 | 0.017275 | 1 | 0.041878 | 1 | 0.041878 | 0 | 0 | 0 | 0 | 0 | 0 | 0 | 0 | 0 | 0
4212 | 2025-06-25 | 12 | 1 | 0.089094 | 1 | 0.035082 | 1 | 0.084582 | 1 | 0.084582 | 0 | 0 | 0 | 0 | 0 | 0 | 0 | 0 | 0 | 0
4213 | 2025-06-25 | 13 | 1 | 0.10549 | 1 | 0.041539 | 1 | 0.10015 | 1 | 0.10015 | 0 | 0 | 0 | 0 | 0 | 0 | 0 | 0 | 0 | 0
4214 | 2025-06-25 | 14 | 1 | 0.13955 | 1 | 0.058549 | 1 | 0.13154 | 1 | 0.13154 | 0 | 0 | 0 | 0 | 0 | 0 | 0 | 0 | 0 | 0
4215 | 2025-06-25 | 15 | 1 | 0.17081 | 1 | 0.065559 | 1 | 0.15893 | 1 | 0.15893 | 0 | 0 | 0 | 0 | 0 | 0 | 0 | 0 | 0 | 0
4216 | 2025-06-25 | 16 | 1 | 0.18233 | 1 | 0.069978 | 1 | 0.16964 | 1 | 0.16964 | 0.04 | 0 | 0.0072931 | 0 | 0.0027991 | 0 | 0.0067855 | 0 | 0.0067855 | 0
4217 | 2025-06-25 | 17 | 1 | 0.16796 | 1 | 0.063011 | 1 | 0.15352 | 1 | 0.15352 | 0.04 | 0 | 0.0067185 | 0 | 0.0025204 | 0 | 0.0061406 | 0 | 0.0061406 | 0
4218 | 2025-06-25 | 18 | 1 | 0.16654 | 1 | 0.065894 | 1 | 0.15057 | 1 | 0.15057 | 0.04 | 0 | 0.0066615 | 0 | 0.0026358 | 0 | 0.0060226 | 0 | 0.0060226 | 0
4219 | 2025-06-25 | 19 | 1 | 0.18664 | 1 | 0.074631 | 1 | 0.16999 | 1 | 0.16999 | 0.04 | 0 | 0.0074654 | 0 | 0.0029852 | 0 | 0.0067998 | 0 | 0.0067998 | 0
4220 | 2025-06-25 | 20 | 1 | 0.15464 | 1 | 0.061188 | 1 | 0.13981 | 1 | 0.13981 | 0.04 | 0 | 0.0061857 | 0 | 0.0024475 | 0 | 0.0055925 | 0 | 0.0055925 | 0
4221 | 2025-06-25 | 21 | 1 | 0.12859 | 1 | 0.05088 | 1 | 0.11626 | 1 | 0.11626 | 0.04 | 0 | 0.0051436 | 0 | 0.0020352 | 0 | 0.0046504 | 0 | 0.0046504 | 0
4222 | 2025-06-25 | 22 | 1 | 0.1073 | 1 | 0.042458 | 1 | 0.097015 | 1 | 0.097015 | 0 | 0 | 0 | 0 | 0 | 0 | 0 | 0 | 0 | 0
4223 | 2025-06-25 | 23 | 1 | 0.080163 | 1 | 0.031718 | 1 | 0.072476 | 1 | 0.072476 | 0 | 0 | 0 | 0 | 0 | 0 | 0 | 0 | 0 | 0
4224 | 2025-06-25 | 24 | 1 | 0.052803 | 1 | 0.020683 | 1 | 0.047405 | 1 | 0.047405 | 0 | 0 | 0 | 0 | 0 | 0 | 0 | 0 | 0 | 0
4225 | 2025-06-26 | 1 | 1 | 0.029045 | 1 | 0.010782 | 1 | 0.026331 | 1 | 0.026331 | 0 | 0 | 0 | 0 | 0 | 0 | 0 | 0 | 0 | 0
4226 | 2025-06-26 | 2 | 1 | 0.015915 | 1 | 0.0062972 | 1 | 0.014389 | 1 | 0.014389 | 0 | 0 | 0 | 0 | 0 | 0 | 0 | 0 | 0 | 0
4227 | 2025-06-26 | 3 | 1 | 0.012153 | 1 | 0.0048086 | 1 | 0.010987 | 1 | 0.010987 | 0 | 0 | 0 | 0 | 0 | 0 | 0 | 0 | 0 | 0
4228 | 2025-06-26 | 4 | 1 | 0.010933 | 1 | 0.0040585 | 1 | 0.0099113 | 1 | 0.0099113 | 0 | 0 | 0 | 0 | 0 | 0 | 0 | 0 | 0 | 0
4229 | 2025-06-26 | 5 | 1 | 0.011528 | 1 | 0.0042373 | 1 | 0.010371 | 1 | 0.010371 | 0 | 0 | 0 | 0 | 0 | 0 | 0 | 0 | 0 | 0
4230 | 2025-06-26 | 6 | 1 | 0.012454 | 1 | 0.0049279 | 1 | 0.01126 | 1 | 0.01126 | 0 | 0 | 0 | 0 | 0 | 0 | 0 | 0 | 0 | 0
4231 | 2025-06-26 | 7 | 1 | 0.039155 | 1 | 0.014689 | 1 | 0.035787 | 1 | 0.035787 | 0 | 0 | 0 | 0 | 0 | 0 | 0 | 0 | 0 | 0
4232 | 2025-06-26 | 8 | 1 | 0.061852 | 1 | 0.023739 | 1 | 0.057547 | 1 | 0.057547 | 0 | 0 | 0 | 0 | 0 | 0 | 0 | 0 | 0 | 0
4233 | 2025-06-26 | 9 | 1 | 0.096094 | 1 | 0.038373 | 1 | 0.092249 | 1 | 0.092249 | 0 | 0 | 0 | 0 | 0 | 0 | 0 | 0 | 0 | 0
4234 | 2025-06-26 | 10 | 1 | 0.10744 | 1 | 0.045012 | 1 | 0.10718 | 1 | 0.10718 | 0 | 0 | 0 | 0 | 0 | 0 | 0 | 0 | 0 | 0
4235 | 2025-06-26 | 11 | 1 | 0.12392 | 1 | 0.049483 | 1 | 0.11896 | 1 | 0.11896 | 0 | 0 | 0 | 0 | 0 | 0 | 0 | 0 | 0 | 0
4236 | 2025-06-26 | 12 | 1 | 0.12836 | 1 | 0.054597 | 1 | 0.1222 | 1 | 0.1222 | 0 | 0 | 0 | 0 | 0 | 0 | 0 | 0 | 0 | 0
4237 | 2025-06-26 | 13 | 1 | 0.13202 | 1 | 0.055391 | 1 | 0.12444 | 1 | 0.12444 | 0 | 0 | 0 | 0 | 0 | 0 | 0 | 0 | 0 | 0
4238 | 2025-06-26 | 14 | 1 | 0.15717 | 1 | 0.066853 | 1 | 0.14963 | 1 | 0.14963 | 0 | 0 | 0 | 0 | 0 | 0 | 0 | 0 | 0 | 0
4239 | 2025-06-26 | 15 | 1 | 0.20398 | 1 | 0.079266 | 1 | 0.19164 | 1 | 0.19164 | 0 | 0 | 0 | 0 | 0 | 0 | 0 | 0 | 0 | 0
4240 | 2025-06-26 | 16 | 1 | 0.25835 | 1 | 0.1115 | 1 | 0.24857 | 1 | 0.24857 | 0.04 | 0 | 0.010334 | 0 | 0.0044598 | 0 | 0.0099426 | 0 | 0.0099426 | 0
4241 | 2025-06-26 | 17 | 1 | 0.26959 | 1 | 0.10616 | 1 | 0.25594 | 1 | 0.25594 | 0.04 | 0 | 0.010784 | 0 | 0.0042462 | 0 | 0.010238 | 0 | 0.010238 | 0
4242 | 2025-06-26 | 18 | 1 | 0.31028 | 1 | 0.13018 | 1 | 0.29247 | 1 | 0.29247 | 0.04 | 0 | 0.012411 | 0 | 0.0052074 | 0 | 0.011699 | 0 | 0.011699 | 0
4243 | 2025-06-26 | 19 | 1 | 0.29059 | 1 | 0.11292 | 1 | 0.27302 | 1 | 0.27302 | 0.04 | 0 | 0.011623 | 0 | 0.0045169 | 0 | 0.010921 | 0 | 0.010921 | 0
4244 | 2025-06-26 | 20 | 1 | 0.2323 | 1 | 0.089158 | 1 | 0.21613 | 1 | 0.21613 | 0.04 | 0 | 0.009292 | 0 | 0.0035663 | 0 | 0.0086454 | 0 | 0.0086454 | 0
4245 | 2025-06-26 | 21 | 1 | 0.1781 | 1 | 0.066116 | 1 | 0.16146 | 1 | 0.16146 | 0.04 | 0 | 0.007124 | 0 | 0.0026446 | 0 | 0.0064585 | 0 | 0.0064585 | 0
4246 | 2025-06-26 | 22 | 1 | 0.15336 | 1 | 0.061325 | 1 | 0.13969 | 1 | 0.13969 | 0 | 0 | 0 | 0 | 0 | 0 | 0 | 0 | 0 | 0
4247 | 2025-06-26 | 23 | 1 | 0.11855 | 1 | 0.049739 | 1 | 0.11174 | 1 | 0.11174 | 0 | 0 | 0 | 0 | 0 | 0 | 0 | 0 | 0 | 0
4248 | 2025-06-26 | 24 | 1 | 0.080431 | 1 | 0.03051 | 1 | 0.074151 | 1 | 0.074151 | 0 | 0 | 0 | 0 | 0 | 0 | 0 | 0 | 0 | 0
4249 | 2025-06-27 | 1 | 1 | 0.052437 | 1 | 0.020968 | 1 | 0.047761 | 1 | 0.047761 | 0 | 0 | 0 | 0 | 0 | 0 | 0 | 0 | 0 | 0
4250 | 2025-06-27 | 2 | 1 | 0.029316 | 1 | 0.011483 | 1 | 0.026319 | 1 | 0.026319 | 0 | 0 | 0 | 0 | 0 | 0 | 0 | 0 | 0 | 0
4251 | 2025-06-27 | 3 | 0 | 0 | 0 | 0 | 0 | 0 | 0 | 0 | 0 | 0 | 0 | 0 | 0 | 0 | 0 | 0 | 0 | 0
4252 | 2025-06-27 | 4 | 0 | 0 | 0 | 0 | 0 | 0 | 0 | 0 | 0 | 0 | 0 | 0 | 0 | 0 | 0 | 0 | 0 | 0
4253 | 2025-06-27 | 5 | 0 | 0 | 0 | 0 | 0 | 0 | 0 | 0 | 0 | 0 | 0 | 0 | 0 | 0 | 0 | 0 | 0 | 0
4254 | 2025-06-27 | 6 | 1 | 0.018468 | 1 | 0.0071649 | 1 | 0.01647 | 1 | 0.01647 | 0 | 0 | 0 | 0 | 0 | 0 | 0 | 0 | 0 | 0
4255 | 2025-06-27 | 7 | 1 | 0.071443 | 1 | 0.028887 | 1 | 0.065585 | 1 | 0.065585 | 0 | 0 | 0 | 0 | 0 | 0 | 0 | 0 | 0 | 0
4256 | 2025-06-27 | 8 | 1 | 0.11743 | 1 | 0.044546 | 1 | 0.10826 | 1 | 0.10826 | 0 | 0 | 0 | 0 | 0 | 0 | 0 | 0 | 0 | 0
4257 | 2025-06-27 | 9 | 1 | 0.12689 | 1 | 0.04931 | 1 | 0.11922 | 1 | 0.11922 | 0 | 0 | 0 | 0 | 0 | 0 | 0 | 0 | 0 | 0
4258 | 2025-06-27 | 10 | 1 | 0.14374 | 1 | 0.055858 | 1 | 0.13505 | 1 | 0.13505 | 0 | 0 | 0 | 0 | 0 | 0 | 0 | 0 | 0 | 0
4259 | 2025-06-27 | 11 | 1 | 0.1651 | 1 | 0.06416 | 1 | 0.15512 | 1 | 0.15512 | 0 | 0 | 0 | 0 | 0 | 0 | 0 | 0 | 0 | 0
4260 | 2025-06-27 | 12 | 1 | 0.17298 | 1 | 0.072578 | 1 | 0.16306 | 1 | 0.16306 | 0 | 0 | 0 | 0 | 0 | 0 | 0 | 0 | 0 | 0
4261 | 2025-06-27 | 13 | 1 | 0.17619 | 1 | 0.074941 | 1 | 0.16773 | 1 | 0.16773 | 0 | 0 | 0 | 0 | 0 | 0 | 0 | 0 | 0 | 0
4262 | 2025-06-27 | 14 | 1 | 0.18897 | 1 | 0.074409 | 1 | 0.1794 | 1 | 0.1794 | 0 | 0 | 0 | 0 | 0 | 0 | 0 | 0 | 0 | 0
4263 | 2025-06-27 | 15 | 1 | 0.2165 | 1 | 0.086453 | 1 | 0.20783 | 1 | 0.20783 | 0 | 0 | 0 | 0 | 0 | 0 | 0 | 0 | 0 | 0
4264 | 2025-06-27 | 16 | 1 | 0.25677 | 1 | 0.11081 | 1 | 0.24705 | 1 | 0.24705 | 0.04 | 0 | 0.010271 | 0 | 0.0044326 | 0 | 0.0098819 | 0 | 0.0098819 | 0
4265 | 2025-06-27 | 17 | 1 | 0.26582 | 1 | 0.10615 | 1 | 0.25518 | 1 | 0.25518 | 0.04 | 0 | 0.010633 | 0 | 0.004246 | 0 | 0.010207 | 0 | 0.010207 | 0
4266 | 2025-06-27 | 18 | 1 | 0.30134 | 1 | 0.12818 | 1 | 0.28688 | 1 | 0.28688 | 0.04 | 0 | 0.012054 | 0 | 0.0051271 | 0 | 0.011475 | 0 | 0.011475 | 0
4267 | 2025-06-27 | 19 | 1 | 0.2801 | 1 | 0.10885 | 1 | 0.26316 | 1 | 0.26316 | 0.04 | 0 | 0.011204 | 0 | 0.0043539 | 0 | 0.010527 | 0 | 0.010527 | 0
4268 | 2025-06-27 | 20 | 1 | 0.22423 | 1 | 0.08606 | 1 | 0.20862 | 1 | 0.20862 | 0.04 | 0 | 0.0089692 | 0 | 0.0034424 | 0 | 0.008345 | 0 | 0.008345 | 0
4269 | 2025-06-27 | 21 | 1 | 0.17027 | 1 | 0.06535 | 1 | 0.15842 | 1 | 0.15842 | 0.04 | 0 | 0.0068108 | 0 | 0.002614 | 0 | 0.0063368 | 0 | 0.0063368 | 0
4270 | 2025-06-27 | 22 | 1 | 0.13731 | 1 | 0.052084 | 1 | 0.12658 | 1 | 0.12658 | 0 | 0 | 0 | 0 | 0 | 0 | 0 | 0 | 0 | 0
4271 | 2025-06-27 | 23 | 1 | 0.10916 | 1 | 0.044657 | 1 | 0.10105 | 1 | 0.10105 | 0 | 0 | 0 | 0 | 0 | 0 | 0 | 0 | 0 | 0
4272 | 2025-06-27 | 24 | 1 | 0.077174 | 1 | 0.031205 | 1 | 0.070846 | 1 | 0.070846 | 0 | 0 | 0 | 0 | 0 | 0 | 0 | 0 | 0 | 0
4273 | 2025-06-28 | 1 | 1 | 0.048552 | 1 | 0.018417 | 1 | 0.044761 | 1 | 0.044761 | 0 | 0 | 0 | 0 | 0 | 0 | 0 | 0 | 0 | 0
4274 | 2025-06-28 | 2 | 1 | 0.033889 | 1 | 0.013007 | 1 | 0.03153 | 1 | 0.03153 | 0 | 0 | 0 | 0 | 0 | 0 | 0 | 0 | 0 | 0
4275 | 2025-06-28 | 3 | 1 | 0.023897 | 1 | 0.0091717 | 1 | 0.022234 | 1 | 0.022234 | 0 | 0 | 0 | 0 | 0 | 0 | 0 | 0 | 0 | 0
4276 | 2025-06-28 | 4 | 1 | 0.016203 | 1 | 0.0065516 | 1 | 0.014875 | 1 | 0.014875 | 0 | 0 | 0 | 0 | 0 | 0 | 0 | 0 | 0 | 0
4277 | 2025-06-28 | 5 | 1 | 0.010563 | 1 | 0.0039626 | 1 | 0.0096543 | 1 | 0.0096543 | 0 | 0 | 0 | 0 | 0 | 0 | 0 | 0 | 0 | 0
4278 | 2025-06-28 | 6 | 1 | 0.010362 | 1 | 0.0041433 | 1 | 0.0094376 | 1 | 0.0094376 | 0 | 0 | 0 | 0 | 0 | 0 | 0 | 0 | 0 | 0
4279 | 2025-06-28 | 7 | 1 | 0.010031 | 1 | 0.0038052 | 1 | 0.0092481 | 1 | 0.0092481 | 0 | 0 | 0 | 0 | 0 | 0 | 0 | 0 | 0 | 0
4280 | 2025-06-28 | 8 | 1 | 0.14478 | 1 | 0.055568 | 1 | 0.13471 | 1 | 0.13471 | 0 | 0 | 0 | 0 | 0 | 0 | 0 | 0 | 0 | 0
4281 | 2025-06-28 | 9 | 1 | 0.15213 | 1 | 0.062233 | 1 | 0.14082 | 1 | 0.14082 | 0 | 0 | 0 | 0 | 0 | 0 | 0 | 0 | 0 | 0
4282 | 2025-06-28 | 10 | 1 | 0.15481 | 1 | 0.059418 | 1 | 0.14404 | 1 | 0.14404 | 0 | 0 | 0 | 0 | 0 | 0 | 0 | 0 | 0 | 0
4283 | 2025-06-28 | 11 | 1 | 0.16107 | 1 | 0.06182 | 1 | 0.14986 | 1 | 0.14986 | 0 | 0 | 0 | 0 | 0 | 0 | 0 | 0 | 0 | 0
4284 | 2025-06-28 | 12 | 1 | 0.15922 | 1 | 0.061872 | 1 | 0.14959 | 1 | 0.14959 | 0 | 0 | 0 | 0 | 0 | 0 | 0 | 0 | 0 | 0
4285 | 2025-06-28 | 13 | 1 | 0.17226 | 1 | 0.073272 | 1 | 0.16399 | 1 | 0.16399 | 0 | 0 | 0 | 0 | 0 | 0 | 0 | 0 | 0 | 0
4286 | 2025-06-28 | 14 | 1 | 0.19466 | 1 | 0.0828 | 1 | 0.18532 | 1 | 0.18532 | 0 | 0 | 0 | 0 | 0 | 0 | 0 | 0 | 0 | 0
4287 | 2025-06-28 | 15 | 1 | 0.2073 | 1 | 0.080557 | 1 | 0.19476 | 1 | 0.19476 | 0 | 0 | 0 | 0 | 0 | 0 | 0 | 0 | 0 | 0
4288 | 2025-06-28 | 16 | 1 | 0.23506 | 1 | 0.097352 | 1 | 0.21951 | 1 | 0.21951 | 0 | 0 | 0 | 0 | 0 | 0 | 0 | 0 | 0 | 0
4289 | 2025-06-28 | 17 | 1 | 0.24505 | 1 | 0.095227 | 1 | 0.23023 | 1 | 0.23023 | 0 | 0 | 0 | 0 | 0 | 0 | 0 | 0 | 0 | 0
4290 | 2025-06-28 | 18 | 1 | 0.26181 | 1 | 0.10174 | 1 | 0.24598 | 1 | 0.24598 | 0 | 0 | 0 | 0 | 0 | 0 | 0 | 0 | 0 | 0
4291 | 2025-06-28 | 19 | 1 | 0.26818 | 1 | 0.11407 | 1 | 0.25531 | 1 | 0.25531 | 0 | 0 | 0 | 0 | 0 | 0 | 0 | 0 | 0 | 0
4292 | 2025-06-28 | 20 | 1 | 0.20646 | 1 | 0.081298 | 1 | 0.19601 | 1 | 0.19601 | 0 | 0 | 0 | 0 | 0 | 0 | 0 | 0 | 0 | 0
4293 | 2025-06-28 | 21 | 1 | 0.16011 | 1 | 0.062218 | 1 | 0.15042 | 1 | 0.15042 | 0 | 0 | 0 | 0 | 0 | 0 | 0 | 0 | 0 | 0
4294 | 2025-06-28 | 22 | 1 | 0.13408 | 1 | 0.052105 | 1 | 0.12598 | 1 | 0.12598 | 0 | 0 | 0 | 0 | 0 | 0 | 0 | 0 | 0 | 0
4295 | 2025-06-28 | 23 | 1 | 0.10464 | 1 | 0.040663 | 1 | 0.098312 | 1 | 0.098312 | 0 | 0 | 0 | 0 | 0 | 0 | 0 | 0 | 0 | 0
4296 | 2025-06-28 | 24 | 1 | 0.076517 | 1 | 0.029367 | 1 | 0.071192 | 1 | 0.071192 | 0 | 0 | 0 | 0 | 0 | 0 | 0 | 0 | 0 | 0
4297 | 2025-06-29 | 1 | 1 | 0.052705 | 1 | 0.020228 | 1 | 0.049037 | 1 | 0.049037 | 0 | 0 | 0 | 0 | 0 | 0 | 0 | 0 | 0 | 0
4298 | 2025-06-29 | 2 | 1 | 0.036657 | 1 | 0.013905 | 1 | 0.033795 | 1 | 0.033795 | 0 | 0 | 0 | 0 | 0 | 0 | 0 | 0 | 0 | 0
4299 | 2025-06-29 | 3 | 1 | 0.025231 | 1 | 0.0093666 | 1 | 0.022874 | 1 | 0.022874 | 0 | 0 | 0 | 0 | 0 | 0 | 0 | 0 | 0 | 0
4300 | 2025-06-29 | 4 | 1 | 0.016279 | 1 | 0.0060433 | 1 | 0.014758 | 1 | 0.014758 | 0 | 0 | 0 | 0 | 0 | 0 | 0 | 0 | 0 | 0
4301 | 2025-06-29 | 5 | 1 | 0.013147 | 1 | 0.0049319 | 1 | 0.012016 | 1 | 0.012016 | 0 | 0 | 0 | 0 | 0 | 0 | 0 | 0 | 0 | 0
4302 | 2025-06-29 | 6 | 1 | 0.02506 | 1 | 0.010252 | 1 | 0.023197 | 1 | 0.023197 | 0 | 0 | 0 | 0 | 0 | 0 | 0 | 0 | 0 | 0
4303 | 2025-06-29 | 7 | 1 | 0.071381 | 1 | 0.030362 | 1 | 0.067955 | 1 | 0.067955 | 0 | 0 | 0 | 0 | 0 | 0 | 0 | 0 | 0 | 0
4304 | 2025-06-29 | 8 | 1 | 0.11988 | 1 | 0.049371 | 1 | 0.11795 | 1 | 0.11795 | 0 | 0 | 0 | 0 | 0 | 0 | 0 | 0 | 0 | 0
4305 | 2025-06-29 | 9 | 1 | 0.145 | 1 | 0.059718 | 1 | 0.14267 | 1 | 0.14267 | 0 | 0 | 0 | 0 | 0 | 0 | 0 | 0 | 0 | 0
4306 | 2025-06-29 | 10 | 1 | 0.13344 | 1 | 0.055904 | 1 | 0.13312 | 1 | 0.13312 | 0 | 0 | 0 | 0 | 0 | 0 | 0 | 0 | 0 | 0
4307 | 2025-06-29 | 11 | 1 | 0.15995 | 1 | 0.071091 | 1 | 0.16743 | 1 | 0.16743 | 0 | 0 | 0 | 0 | 0 | 0 | 0 | 0 | 0 | 0
4308 | 2025-06-29 | 12 | 1 | 0.19184 | 1 | 0.087238 | 1 | 0.20463 | 1 | 0.20463 | 0 | 0 | 0 | 0 | 0 | 0 | 0 | 0 | 0 | 0
4309 | 2025-06-29 | 13 | 1 | 0.21782 | 1 | 0.10478 | 1 | 0.22733 | 1 | 0.22733 | 0 | 0 | 0 | 0 | 0 | 0 | 0 | 0 | 0 | 0
4310 | 2025-06-29 | 14 | 1 | 0.22132 | 1 | 0.10599 | 1 | 0.24645 | 1 | 0.24645 | 0 | 0 | 0 | 0 | 0 | 0 | 0 | 0 | 0 | 0
4311 | 2025-06-29 | 15 | 1 | 0.25679 | 1 | 0.11677 | 1 | 0.2739 | 1 | 0.2739 | 0 | 0 | 0 | 0 | 0 | 0 | 0 | 0 | 0 | 0
4312 | 2025-06-29 | 16 | 1 | 0.27733 | 1 | 0.12611 | 1 | 0.2958 | 1 | 0.2958 | 0 | 0 | 0 | 0 | 0 | 0 | 0 | 0 | 0 | 0
4313 | 2025-06-29 | 17 | 1 | 0.30607 | 1 | 0.13873 | 1 | 0.30537 | 1 | 0.30537 | 0 | 0 | 0 | 0 | 0 | 0 | 0 | 0 | 0 | 0
4314 | 2025-06-29 | 18 | 1 | 0.27156 | 1 | 0.11901 | 1 | 0.26424 | 1 | 0.26424 | 0 | 0 | 0 | 0 | 0 | 0 | 0 | 0 | 0 | 0
4315 | 2025-06-29 | 19 | 1 | 0.24619 | 1 | 0.09979 | 1 | 0.23917 | 1 | 0.23917 | 0 | 0 | 0 | 0 | 0 | 0 | 0 | 0 | 0 | 0
4316 | 2025-06-29 | 20 | 1 | 0.21258 | 1 | 0.088041 | 1 | 0.19851 | 1 | 0.19851 | 0 | 0 | 0 | 0 | 0 | 0 | 0 | 0 | 0 | 0
4317 | 2025-06-29 | 21 | 1 | 0.16602 | 1 | 0.062978 | 1 | 0.15306 | 1 | 0.15306 | 0 | 0 | 0 | 0 | 0 | 0 | 0 | 0 | 0 | 0
4318 | 2025-06-29 | 22 | 1 | 0.14637 | 1 | 0.059182 | 1 | 0.13437 | 1 | 0.13437 | 0 | 0 | 0 | 0 | 0 | 0 | 0 | 0 | 0 | 0
4319 | 2025-06-29 | 23 | 1 | 0.11127 | 1 | 0.04499 | 1 | 0.10214 | 1 | 0.10214 | 0 | 0 | 0 | 0 | 0 | 0 | 0 | 0 | 0 | 0
4320 | 2025-06-29 | 24 | 1 | 0.075504 | 1 | 0.028325 | 1 | 0.06901 | 1 | 0.06901 | 0 | 0 | 0 | 0 | 0 | 0 | 0 | 0 | 0 | 0
4321 | 2025-06-30 | 1 | 1 | 0.051918 | 1 | 0.020993 | 1 | 0.047661 | 1 | 0.047661 | 0 | 0 | 0 | 0 | 0 | 0 | 0 | 0 | 0 | 0
4322 | 2025-06-30 | 2 | 1 | 0.035811 | 1 | 0.01448 | 1 | 0.032875 | 1 | 0.032875 | 0 | 0 | 0 | 0 | 0 | 0 | 0 | 0 | 0 | 0
4323 | 2025-06-30 | 3 | 1 | 0.025708 | 1 | 0.010517 | 1 | 0.023797 | 1 | 0.023797 | 0 | 0 | 0 | 0 | 0 | 0 | 0 | 0 | 0 | 0
4324 | 2025-06-30 | 4 | 1 | 0.017721 | 1 | 0.0072496 | 1 | 0.016404 | 1 | 0.016404 | 0 | 0 | 0 | 0 | 0 | 0 | 0 | 0 | 0 | 0
4325 | 2025-06-30 | 5 | 1 | 0.013926 | 1 | 0.0052826 | 1 | 0.012839 | 1 | 0.012839 | 0 | 0 | 0 | 0 | 0 | 0 | 0 | 0 | 0 | 0
4326 | 2025-06-30 | 6 | 1 | 0.026562 | 1 | 0.010195 | 1 | 0.024714 | 1 | 0.024714 | 0 | 0 | 0 | 0 | 0 | 0 | 0 | 0 | 0 | 0
4327 | 2025-06-30 | 7 | 1 | 0.051568 | 1 | 0.019792 | 1 | 0.047979 | 1 | 0.047979 | 0 | 0 | 0 | 0 | 0 | 0 | 0 | 0 | 0 | 0
4328 | 2025-06-30 | 8 | 1 | 0.065245 | 1 | 0.025355 | 1 | 0.0613 | 1 | 0.0613 | 0 | 0 | 0 | 0 | 0 | 0 | 0 | 0 | 0 | 0
4329 | 2025-06-30 | 9 | 1 | 0.076621 | 1 | 0.033067 | 1 | 0.073719 | 1 | 0.073719 | 0 | 0 | 0 | 0 | 0 | 0 | 0 | 0 | 0 | 0
4330 | 2025-06-30 | 10 | 1 | 0.080637 | 1 | 0.03534 | 1 | 0.078465 | 1 | 0.078465 | 0 | 0 | 0 | 0 | 0 | 0 | 0 | 0 | 0 | 0
4331 | 2025-06-30 | 11 | 1 | 0.099356 | 1 | 0.041624 | 1 | 0.099113 | 1 | 0.099113 | 0 | 0 | 0 | 0 | 0 | 0 | 0 | 0 | 0 | 0
4332 | 2025-06-30 | 12 | 1 | 0.16267 | 1 | 0.070781 | 1 | 0.16734 | 1 | 0.16734 | 0 | 0 | 0 | 0 | 0 | 0 | 0 | 0 | 0 | 0
4333 | 2025-06-30 | 13 | 1 | 0.19159 | 1 | 0.088462 | 1 | 0.19382 | 1 | 0.19382 | 0 | 0 | 0 | 0 | 0 | 0 | 0 | 0 | 0 | 0
4334 | 2025-06-30 | 14 | 1 | 0.21725 | 1 | 0.10232 | 1 | 0.2231 | 1 | 0.2231 | 0 | 0 | 0 | 0 | 0 | 0 | 0 | 0 | 0 | 0
4335 | 2025-06-30 | 15 | 1 | 0.24919 | 1 | 0.11295 | 1 | 0.24862 | 1 | 0.24862 | 0 | 0 | 0 | 0 | 0 | 0 | 0 | 0 | 0 | 0
4336 | 2025-06-30 | 16 | 1 | 0.25794 | 1 | 0.1149 | 1 | 0.25404 | 1 | 0.25404 | 0.04 | 0 | 0.010318 | 0 | 0.0045961 | 0 | 0.010162 | 0 | 0.010162 | 0
4337 | 2025-06-30 | 17 | 1 | 0.24493 | 1 | 0.10261 | 1 | 0.24433 | 1 | 0.24433 | 0.04 | 0 | 0.0097973 | 0 | 0.0041044 | 0 | 0.0097733 | 0 | 0.0097733 | 0
4338 | 2025-06-30 | 18 | 1 | 0.27839 | 1 | 0.11663 | 1 | 0.27771 | 1 | 0.27771 | 0.04 | 0 | 0.011136 | 0 | 0.0046651 | 0 | 0.011108 | 0 | 0.011108 | 0
4339 | 2025-06-30 | 19 | 1 | 0.30503 | 1 | 0.13368 | 1 | 0.29681 | 1 | 0.29681 | 0.04 | 0 | 0.012201 | 0 | 0.0053472 | 0 | 0.011872 | 0 | 0.011872 | 0
4340 | 2025-06-30 | 20 | 1 | 0.25933 | 1 | 0.11192 | 1 | 0.24951 | 1 | 0.24951 | 0.04 | 0 | 0.010373 | 0 | 0.0044768 | 0 | 0.0099804 | 0 | 0.0099804 | 0
4341 | 2025-06-30 | 21 | 1 | 0.18557 | 1 | 0.074101 | 1 | 0.17814 | 1 | 0.17814 | 0.04 | 0 | 0.0074226 | 0 | 0.002964 | 0 | 0.0071256 | 0 | 0.0071256 | 0
4342 | 2025-06-30 | 22 | 1 | 0.15418 | 1 | 0.060711 | 1 | 0.14637 | 1 | 0.14637 | 0 | 0 | 0 | 0 | 0 | 0 | 0 | 0 | 0 | 0
4343 | 2025-06-30 | 23 | 1 | 0.12678 | 1 | 0.052508 | 1 | 0.11839 | 1 | 0.11839 | 0 | 0 | 0 | 0 | 0 | 0 | 0 | 0 | 0 | 0
4344 | 2025-06-30 | 24 | 1 | 0.087836 | 1 | 0.033319 | 1 | 0.080977 | 1 | 0.080977 | 0 | 0 | 0 | 0 | 0 | 0 | 0 | 0 | 0 | 0
4345 | 2025-07-01 | 1 | 1 | 0.055814 | 1 | 0.02072 | 1 | 0.0506 | 1 | 0.0506 | 0 | 0 | 0 | 0 | 0 | 0 | 0 | 0 | 0 | 0
4346 | 2025-07-01 | 2 | 1 | 0.035458 | 1 | 0.013889 | 1 | 0.031833 | 1 | 0.031833 | 0 | 0 | 0 | 0 | 0 | 0 | 0 | 0 | 0 | 0
4347 | 2025-07-01 | 3 | 0 | 0 | 0 | 0 | 0 | 0 | 0 | 0 | 0 | 0 | 0 | 0 | 0 | 0 | 0 | 0 | 0 | 0
4348 | 2025-07-01 | 4 | 0 | 0 | 0 | 0 | 0 | 0 | 0 | 0 | 0 | 0 | 0 | 0 | 0 | 0 | 0 | 0 | 0 | 0
4349 | 2025-07-01 | 5 | 0 | 0 | 0 | 0 | 0 | 0 | 0 | 0 | 0 | 0 | 0 | 0 | 0 | 0 | 0 | 0 | 0 | 0
4350 | 2025-07-01 | 6 | 0 | 0 | 0 | 0 | 0 | 0 | 0 | 0 | 0 | 0 | 0 | 0 | 0 | 0 | 0 | 0 | 0 | 0
4351 | 2025-07-01 | 7 | 1 | 0.022082 | 1 | 0.0085672 | 1 | 0.019693 | 1 | 0.019693 | 0 | 0 | 0 | 0 | 0 | 0 | 0 | 0 | 0 | 0
4352 | 2025-07-01 | 8 | 1 | 0.073957 | 1 | 0.029574 | 1 | 0.067363 | 1 | 0.067363 | 0 | 0 | 0 | 0 | 0 | 0 | 0 | 0 | 0 | 0
4353 | 2025-07-01 | 9 | 1 | 0.10435 | 1 | 0.040048 | 1 | 0.097084 | 1 | 0.097084 | 0 | 0 | 0 | 0 | 0 | 0 | 0 | 0 | 0 | 0
4354 | 2025-07-01 | 10 | 1 | 0.12566 | 1 | 0.048831 | 1 | 0.11806 | 1 | 0.11806 | 0 | 0 | 0 | 0 | 0 | 0 | 0 | 0 | 0 | 0
4355 | 2025-07-01 | 11 | 1 | 0.13928 | 1 | 0.054845 | 1 | 0.13223 | 1 | 0.13223 | 0 | 0 | 0 | 0 | 0 | 0 | 0 | 0 | 0 | 0
4356 | 2025-07-01 | 12 | 1 | 0.15184 | 1 | 0.065527 | 1 | 0.14609 | 1 | 0.14609 | 0 | 0 | 0 | 0 | 0 | 0 | 0 | 0 | 0 | 0
4357 | 2025-07-01 | 13 | 1 | 0.14883 | 1 | 0.060324 | 1 | 0.14458 | 1 | 0.14458 | 0 | 0 | 0 | 0 | 0 | 0 | 0 | 0 | 0 | 0
4358 | 2025-07-01 | 14 | 1 | 0.18016 | 1 | 0.078957 | 1 | 0.17531 | 1 | 0.17531 | 0 | 0 | 0 | 0 | 0 | 0 | 0 | 0 | 0 | 0
4359 | 2025-07-01 | 15 | 1 | 0.19839 | 1 | 0.081706 | 1 | 0.1952 | 1 | 0.1952 | 0 | 0 | 0 | 0 | 0 | 0 | 0 | 0 | 0 | 0
4360 | 2025-07-01 | 16 | 1 | 0.23695 | 1 | 0.10385 | 1 | 0.23057 | 1 | 0.23057 | 0.49 | 0 | 0.11611 | 0 | 0.050885 | 0 | 0.11298 | 0 | 0.11298 | 0
4361 | 2025-07-01 | 17 | 1 | 0.26106 | 1 | 0.11441 | 1 | 0.25402 | 1 | 0.25402 | 0.49 | 0 | 0.12792 | 0 | 0.056061 | 0 | 0.12447 | 0 | 0.12447 | 0
4362 | 2025-07-01 | 18 | 1 | 0.26954 | 1 | 0.10925 | 1 | 0.26185 | 1 | 0.26185 | 0.49 | 0 | 0.13207 | 0 | 0.053534 | 0 | 0.12831 | 0 | 0.12831 | 0
4363 | 2025-07-01 | 19 | 1 | 0.2819 | 1 | 0.11991 | 1 | 0.26837 | 1 | 0.26837 | 0.49 | 0 | 0.13813 | 0 | 0.058754 | 0 | 0.1315 | 0 | 0.1315 | 0
4364 | 2025-07-01 | 20 | 1 | 0.20926 | 1 | 0.080316 | 1 | 0.1947 | 1 | 0.1947 | 0.49 | 0 | 0.10254 | 0 | 0.039355 | 0 | 0.095403 | 0 | 0.095403 | 0
4365 | 2025-07-01 | 21 | 1 | 0.16521 | 1 | 0.067585 | 1 | 0.15292 | 1 | 0.15292 | 0.49 | 0 | 0.080951 | 0 | 0.033117 | 0 | 0.074933 | 0 | 0.074933 | 0
4366 | 2025-07-01 | 22 | 1 | 0.13417 | 1 | 0.053653 | 1 | 0.12221 | 1 | 0.12221 | 0 | 0 | 0 | 0 | 0 | 0 | 0 | 0 | 0 | 0
4367 | 2025-07-01 | 23 | 1 | 0.092583 | 1 | 0.034029 | 1 | 0.083291 | 1 | 0.083291 | 0 | 0 | 0 | 0 | 0 | 0 | 0 | 0 | 0 | 0
4368 | 2025-07-01 | 24 | 1 | 0.05613 | 1 | 0.020437 | 1 | 0.050131 | 1 | 0.050131 | 0 | 0 | 0 | 0 | 0 | 0 | 0 | 0 | 0 | 0
4369 | 2025-07-02 | 1 | 0 | 0 | 0 | 0 | 0 | 0 | 0 | 0 | 0 | 0 | 0 | 0 | 0 | 0 | 0 | 0 | 0 | 0
4370 | 2025-07-02 | 2 | 0 | 0 | 0 | 0 | 0 | 0 | 0 | 0 | 0 | 0 | 0 | 0 | 0 | 0 | 0 | 0 | 0 | 0
4371 | 2025-07-02 | 3 | 0 | 0 | 0 | 0 | 0 | 0 | 0 | 0 | 0 | 0 | 0 | 0 | 0 | 0 | 0 | 0 | 0 | 0
4372 | 2025-07-02 | 4 | 0 | 0 | 0 | 0 | 0 | 0 | 0 | 0 | 0 | 0 | 0 | 0 | 0 | 0 | 0 | 0 | 0 | 0
4373 | 2025-07-02 | 5 | 0 | 0 | 0 | 0 | 0 | 0 | 0 | 0 | 0 | 0 | 0 | 0 | 0 | 0 | 0 | 0 | 0 | 0
4374 | 2025-07-02 | 6 | 0 | 0 | 0 | 0 | 0 | 0 | 0 | 0 | 0 | 0 | 0 | 0 | 0 | 0 | 0 | 0 | 0 | 0
4375 | 2025-07-02 | 7 | 1 | 0.021505 | 1 | 0.0080675 | 1 | 0.019655 | 1 | 0.019655 | 0 | 0 | 0 | 0 | 0 | 0 | 0 | 0 | 0 | 0
4376 | 2025-07-02 | 8 | 0 | 0 | 0 | 0 | 0 | 0 | 0 | 0 | 0 | 0 | 0 | 0 | 0 | 0 | 0 | 0 | 0 | 0
4377 | 2025-07-02 | 9 | 1 | 0.096566 | 1 | 0.035159 | 1 | 0.086245 | 1 | 0.086245 | 0 | 0 | 0 | 0 | 0 | 0 | 0 | 0 | 0 | 0
4378 | 2025-07-02 | 10 | 1 | 0.12353 | 1 | 0.048389 | 1 | 0.1109 | 1 | 0.1109 | 0 | 0 | 0 | 0 | 0 | 0 | 0 | 0 | 0 | 0
4379 | 2025-07-02 | 11 | 1 | 0.13521 | 1 | 0.050193 | 1 | 0.12258 | 1 | 0.12258 | 0 | 0 | 0 | 0 | 0 | 0 | 0 | 0 | 0 | 0
4380 | 2025-07-02 | 12 | 1 | 0.1475 | 1 | 0.059641 | 1 | 0.13541 | 1 | 0.13541 | 0 | 0 | 0 | 0 | 0 | 0 | 0 | 0 | 0 | 0
4381 | 2025-07-02 | 13 | 1 | 0.14465 | 1 | 0.055516 | 1 | 0.13458 | 1 | 0.13458 | 0 | 0 | 0 | 0 | 0 | 0 | 0 | 0 | 0 | 0
4382 | 2025-07-02 | 14 | 1 | 0.16761 | 1 | 0.065132 | 1 | 0.15747 | 1 | 0.15747 | 0 | 0 | 0 | 0 | 0 | 0 | 0 | 0 | 0 | 0
4383 | 2025-07-02 | 15 | 1 | 0.20845 | 1 | 0.088663 | 1 | 0.19844 | 1 | 0.19844 | 0 | 0 | 0 | 0 | 0 | 0 | 0 | 0 | 0 | 0
4384 | 2025-07-02 | 16 | 1 | 0.22826 | 1 | 0.094534 | 1 | 0.21315 | 1 | 0.21315 | 0.49 | 0 | 0.11185 | 0 | 0.046322 | 0 | 0.10445 | 0 | 0.10445 | 0
4385 | 2025-07-02 | 17 | 1 | 0.22163 | 1 | 0.08407 | 1 | 0.20432 | 1 | 0.20432 | 0.49 | 0 | 0.1086 | 0 | 0.041194 | 0 | 0.10012 | 0 | 0.10012 | 0
4386 | 2025-07-02 | 18 | 1 | 0.22724 | 1 | 0.091882 | 1 | 0.20861 | 1 | 0.20861 | 0.49 | 0 | 0.11135 | 0 | 0.045022 | 0 | 0.10222 | 0 | 0.10222 | 0
4387 | 2025-07-02 | 19 | 1 | 0.21707 | 1 | 0.081433 | 1 | 0.1984 | 1 | 0.1984 | 0.49 | 0 | 0.10636 | 0 | 0.039902 | 0 | 0.097216 | 0 | 0.097216 | 0
4388 | 2025-07-02 | 20 | 0 | 0 | 0 | 0 | 0 | 0 | 0 | 0 | 0.49 | 0 | 0 | 0 | 0 | 0 | 0 | 0 | 0 | 0
4389 | 2025-07-02 | 21 | 0 | 0 | 0 | 0 | 0 | 0 | 0 | 0 | 0.49 | 0 | 0 | 0 | 0 | 0 | 0 | 0 | 0 | 0
4390 | 2025-07-02 | 22 | 0 | 0 | 0 | 0 | 0 | 0 | 0 | 0 | 0 | 0 | 0 | 0 | 0 | 0 | 0 | 0 | 0 | 0
4391 | 2025-07-02 | 23 | 0 | 0 | 0 | 0 | 0 | 0 | 0 | 0 | 0 | 0 | 0 | 0 | 0 | 0 | 0 | 0 | 0 | 0
4392 | 2025-07-02 | 24 | 0 | 0 | 0 | 0 | 0 | 0 | 0 | 0 | 0 | 0 | 0 | 0 | 0 | 0 | 0 | 0 | 0 | 0
4393 | 2025-07-03 | 1 | 0 | 0 | 0 | 0 | 0 | 0 | 0 | 0 | 0 | 0 | 0 | 0 | 0 | 0 | 0 | 0 | 0 | 0
4394 | 2025-07-03 | 2 | 0 | 0 | 0 | 0 | 0 | 0 | 0 | 0 | 0 | 0 | 0 | 0 | 0 | 0 | 0 | 0 | 0 | 0
4395 | 2025-07-03 | 3 | 0 | 0 | 0 | 0 | 0 | 0 | 0 | 0 | 0 | 0 | 0 | 0 | 0 | 0 | 0 | 0 | 0 | 0
4396 | 2025-07-03 | 4 | 0 | 0 | 0 | 0 | 0 | 0 | 0 | 0 | 0 | 0 | 0 | 0 | 0 | 0 | 0 | 0 | 0 | 0
4397 | 2025-07-03 | 5 | 0 | 0 | 0 | 0 | 0 | 0 | 0 | 0 | 0 | 0 | 0 | 0 | 0 | 0 | 0 | 0 | 0 | 0
4398 | 2025-07-03 | 6 | 0 | 0 | 0 | 0 | 0 | 0 | 0 | 0 | 0 | 0 | 0 | 0 | 0 | 0 | 0 | 0 | 0 | 0
4399 | 2025-07-03 | 7 | 1 | 0.015351 | 1 | 0.0055894 | 1 | 0.013711 | 1 | 0.013711 | 0 | 0 | 0 | 0 | 0 | 0 | 0 | 0 | 0 | 0
4400 | 2025-07-03 | 8 | 1 | 0.031768 | 1 | 0.011676 | 1 | 0.028579 | 1 | 0.028579 | 0 | 0 | 0 | 0 | 0 | 0 | 0 | 0 | 0 | 0
4401 | 2025-07-03 | 9 | 1 | 0.047757 | 1 | 0.017916 | 1 | 0.043649 | 1 | 0.043649 | 0 | 0 | 0 | 0 | 0 | 0 | 0 | 0 | 0 | 0
4402 | 2025-07-03 | 10 | 1 | 0.060998 | 1 | 0.025263 | 1 | 0.056962 | 1 | 0.056962 | 0 | 0 | 0 | 0 | 0 | 0 | 0 | 0 | 0 | 0
4403 | 2025-07-03 | 11 | 1 | 0.096844 | 1 | 0.037634 | 1 | 0.090988 | 1 | 0.090988 | 0 | 0 | 0 | 0 | 0 | 0 | 0 | 0 | 0 | 0
4404 | 2025-07-03 | 12 | 1 | 0.117 | 1 | 0.046071 | 1 | 0.11108 | 1 | 0.11108 | 0 | 0 | 0 | 0 | 0 | 0 | 0 | 0 | 0 | 0
4405 | 2025-07-03 | 13 | 1 | 0.16685 | 1 | 0.072007 | 1 | 0.16053 | 1 | 0.16053 | 0 | 0 | 0 | 0 | 0 | 0 | 0 | 0 | 0 | 0
4406 | 2025-07-03 | 14 | 1 | 0.20001 | 1 | 0.089096 | 1 | 0.19698 | 1 | 0.19698 | 0 | 0 | 0 | 0 | 0 | 0 | 0 | 0 | 0 | 0
4407 | 2025-07-03 | 15 | 1 | 0.22177 | 1 | 0.0965 | 1 | 0.22815 | 1 | 0.22815 | 0 | 0 | 0 | 0 | 0 | 0 | 0 | 0 | 0 | 0
4408 | 2025-07-03 | 16 | 1 | 0.26129 | 1 | 0.11451 | 1 | 0.25425 | 1 | 0.25425 | 0.49 | 0 | 0.12803 | 0 | 0.056111 | 0 | 0.12458 | 0 | 0.12458 | 0
4409 | 2025-07-03 | 17 | 1 | 0.2499 | 1 | 0.098401 | 1 | 0.23724 | 1 | 0.23724 | 0.49 | 0 | 0.12245 | 0 | 0.048216 | 0 | 0.11625 | 0 | 0.11625 | 0
4410 | 2025-07-03 | 18 | 1 | 0.21404 | 1 | 0.084281 | 1 | 0.2032 | 1 | 0.2032 | 0.49 | 0 | 0.10488 | 0 | 0.041298 | 0 | 0.099568 | 0 | 0.099568 | 0
4411 | 2025-07-03 | 19 | 1 | 0.19032 | 1 | 0.072193 | 1 | 0.17546 | 1 | 0.17546 | 0.49 | 0 | 0.093256 | 0 | 0.035375 | 0 | 0.085974 | 0 | 0.085974 | 0
4412 | 2025-07-03 | 20 | 1 | 0.16682 | 1 | 0.066006 | 1 | 0.15082 | 1 | 0.15082 | 0.49 | 0 | 0.081741 | 0 | 0.032343 | 0 | 0.073902 | 0 | 0.073902 | 0
4413 | 2025-07-03 | 21 | 1 | 0.13407 | 1 | 0.049771 | 1 | 0.12155 | 1 | 0.12155 | 0.49 | 0 | 0.065694 | 0 | 0.024388 | 0 | 0.059557 | 0 | 0.059557 | 0
4414 | 2025-07-03 | 22 | 1 | 0.11769 | 1 | 0.048469 | 1 | 0.1158 | 1 | 0.1158 | 0 | 0 | 0 | 0 | 0 | 0 | 0 | 0 | 0 | 0
4415 | 2025-07-03 | 23 | 1 | 0.10267 | 1 | 0.044309 | 1 | 0.098781 | 1 | 0.098781 | 0 | 0 | 0 | 0 | 0 | 0 | 0 | 0 | 0 | 0
4416 | 2025-07-03 | 24 | 1 | 0.070593 | 1 | 0.028189 | 1 | 0.067768 | 1 | 0.067768 | 0 | 0 | 0 | 0 | 0 | 0 | 0 | 0 | 0 | 0
4417 | 2025-07-04 | 1 | 1 | 0.0413 | 1 | 0.015037 | 1 | 0.036886 | 1 | 0.036886 | 0 | 0 | 0 | 0 | 0 | 0 | 0 | 0 | 0 | 0
4418 | 2025-07-04 | 2 | 1 | 0.024487 | 1 | 0.0095918 | 1 | 0.021984 | 1 | 0.021984 | 0 | 0 | 0 | 0 | 0 | 0 | 0 | 0 | 0 | 0
4419 | 2025-07-04 | 3 | 1 | 0.018171 | 1 | 0.0067458 | 1 | 0.016474 | 1 | 0.016474 | 0 | 0 | 0 | 0 | 0 | 0 | 0 | 0 | 0 | 0
4420 | 2025-07-04 | 4 | 1 | 0.013642 | 1 | 0.0050643 | 1 | 0.012367 | 1 | 0.012367 | 0 | 0 | 0 | 0 | 0 | 0 | 0 | 0 | 0 | 0
4421 | 2025-07-04 | 5 | 1 | 0.011135 | 1 | 0.0041336 | 1 | 0.010095 | 1 | 0.010095 | 0 | 0 | 0 | 0 | 0 | 0 | 0 | 0 | 0 | 0
4422 | 2025-07-04 | 6 | 1 | 0.011128 | 1 | 0.0041309 | 1 | 0.010088 | 1 | 0.010088 | 0 | 0 | 0 | 0 | 0 | 0 | 0 | 0 | 0 | 0
4423 | 2025-07-04 | 7 | 1 | 0.011355 | 1 | 0.0042152 | 1 | 0.010294 | 1 | 0.010294 | 0 | 0 | 0 | 0 | 0 | 0 | 0 | 0 | 0 | 0
4424 | 2025-07-04 | 8 | 1 | 0.01269 | 1 | 0.0050213 | 1 | 0.011473 | 1 | 0.011473 | 0 | 0 | 0 | 0 | 0 | 0 | 0 | 0 | 0 | 0
4425 | 2025-07-04 | 9 | 1 | 0.011852 | 1 | 0.0043997 | 1 | 0.010745 | 1 | 0.010745 | 0 | 0 | 0 | 0 | 0 | 0 | 0 | 0 | 0 | 0
4426 | 2025-07-04 | 10 | 1 | 0.012558 | 1 | 0.0046157 | 1 | 0.011298 | 1 | 0.011298 | 0 | 0 | 0 | 0 | 0 | 0 | 0 | 0 | 0 | 0
4427 | 2025-07-04 | 11 | 1 | 0.014079 | 1 | 0.0055147 | 1 | 0.012639 | 1 | 0.012639 | 0 | 0 | 0 | 0 | 0 | 0 | 0 | 0 | 0 | 0
4428 | 2025-07-04 | 12 | 1 | 0.014199 | 1 | 0.0055619 | 1 | 0.012747 | 1 | 0.012747 | 0 | 0 | 0 | 0 | 0 | 0 | 0 | 0 | 0 | 0
4429 | 2025-07-04 | 13 | 1 | 0.015382 | 1 | 0.0060252 | 1 | 0.013809 | 1 | 0.013809 | 0 | 0 | 0 | 0 | 0 | 0 | 0 | 0 | 0 | 0
4430 | 2025-07-04 | 14 | 1 | 0.015139 | 1 | 0.0055645 | 1 | 0.01362 | 1 | 0.01362 | 0 | 0 | 0 | 0 | 0 | 0 | 0 | 0 | 0 | 0
4431 | 2025-07-04 | 15 | 0 | 0 | 0 | 0 | 0 | 0 | 0 | 0 | 0 | 0 | 0 | 0 | 0 | 0 | 0 | 0 | 0 | 0
4432 | 2025-07-04 | 16 | 0 | 0 | 0 | 0 | 0 | 0 | 0 | 0 | 0.49 | 0 | 0 | 0 | 0 | 0 | 0 | 0 | 0 | 0
4433 | 2025-07-04 | 17 | 0 | 0 | 0 | 0 | 0 | 0 | 0 | 0 | 0.49 | 0 | 0 | 0 | 0 | 0 | 0 | 0 | 0 | 0
4434 | 2025-07-04 | 18 | 1 | 0.072704 | 1 | 0.028479 | 1 | 0.065271 | 1 | 0.065271 | 0.49 | 0 | 0.035625 | 0 | 0.013955 | 0 | 0.031983 | 0 | 0.031983 | 0
4435 | 2025-07-04 | 19 | 1 | 0.083097 | 1 | 0.033229 | 1 | 0.075688 | 1 | 0.075688 | 0.49 | 0 | 0.040718 | 0 | 0.016282 | 0 | 0.037087 | 0 | 0.037087 | 0
4436 | 2025-07-04 | 20 | 1 | 0.081103 | 1 | 0.03209 | 1 | 0.073326 | 1 | 0.073326 | 0.49 | 0 | 0.039741 | 0 | 0.015724 | 0 | 0.03593 | 0 | 0.03593 | 0
4437 | 2025-07-04 | 21 | 1 | 0.076637 | 1 | 0.030323 | 1 | 0.069288 | 1 | 0.069288 | 0.49 | 0 | 0.037552 | 0 | 0.014858 | 0 | 0.033951 | 0 | 0.033951 | 0
4438 | 2025-07-04 | 22 | 1 | 0.06619 | 1 | 0.02619 | 1 | 0.059843 | 1 | 0.059843 | 0 | 0 | 0 | 0 | 0 | 0 | 0 | 0 | 0 | 0
4439 | 2025-07-04 | 23 | 1 | 0.041706 | 1 | 0.015329 | 1 | 0.03752 | 1 | 0.03752 | 0 | 0 | 0 | 0 | 0 | 0 | 0 | 0 | 0 | 0
4440 | 2025-07-04 | 24 | 0 | 0 | 0 | 0 | 0 | 0 | 0 | 0 | 0 | 0 | 0 | 0 | 0 | 0 | 0 | 0 | 0 | 0
4441 | 2025-07-05 | 1 | 0 | 0 | 0 | 0 | 0 | 0 | 0 | 0 | 0 | 0 | 0 | 0 | 0 | 0 | 0 | 0 | 0 | 0
4442 | 2025-07-05 | 2 | 0 | 0 | 0 | 0 | 0 | 0 | 0 | 0 | 0 | 0 | 0 | 0 | 0 | 0 | 0 | 0 | 0 | 0
4443 | 2025-07-05 | 3 | 0 | 0 | 0 | 0 | 0 | 0 | 0 | 0 | 0 | 0 | 0 | 0 | 0 | 0 | 0 | 0 | 0 | 0
4444 | 2025-07-05 | 4 | 0 | 0 | 0 | 0 | 0 | 0 | 0 | 0 | 0 | 0 | 0 | 0 | 0 | 0 | 0 | 0 | 0 | 0
4445 | 2025-07-05 | 5 | 0 | 0 | 0 | 0 | 0 | 0 | 0 | 0 | 0 | 0 | 0 | 0 | 0 | 0 | 0 | 0 | 0 | 0
4446 | 2025-07-05 | 6 | 0 | 0 | 0 | 0 | 0 | 0 | 0 | 0 | 0 | 0 | 0 | 0 | 0 | 0 | 0 | 0 | 0 | 0
4447 | 2025-07-05 | 7 | 1 | 0.016469 | 1 | 0.0063894 | 1 | 0.014687 | 1 | 0.014687 | 0 | 0 | 0 | 0 | 0 | 0 | 0 | 0 | 0 | 0
4448 | 2025-07-05 | 8 | 1 | 0.046162 | 1 | 0.018459 | 1 | 0.042046 | 1 | 0.042046 | 0 | 0 | 0 | 0 | 0 | 0 | 0 | 0 | 0 | 0
4449 | 2025-07-05 | 9 | 1 | 0.07547 | 1 | 0.028017 | 1 | 0.068419 | 1 | 0.068419 | 0 | 0 | 0 | 0 | 0 | 0 | 0 | 0 | 0 | 0
4450 | 2025-07-05 | 10 | 1 | 0.098811 | 1 | 0.036681 | 1 | 0.08958 | 1 | 0.08958 | 0 | 0 | 0 | 0 | 0 | 0 | 0 | 0 | 0 | 0
4451 | 2025-07-05 | 11 | 1 | 0.11323 | 1 | 0.042035 | 1 | 0.10265 | 1 | 0.10265 | 0 | 0 | 0 | 0 | 0 | 0 | 0 | 0 | 0 | 0
4452 | 2025-07-05 | 12 | 1 | 0.12428 | 1 | 0.046622 | 1 | 0.11359 | 1 | 0.11359 | 0 | 0 | 0 | 0 | 0 | 0 | 0 | 0 | 0 | 0
4453 | 2025-07-05 | 13 | 1 | 0.13333 | 1 | 0.053913 | 1 | 0.1224 | 1 | 0.1224 | 0 | 0 | 0 | 0 | 0 | 0 | 0 | 0 | 0 | 0
4454 | 2025-07-05 | 14 | 1 | 0.14962 | 1 | 0.056754 | 1 | 0.13793 | 1 | 0.13793 | 0 | 0 | 0 | 0 | 0 | 0 | 0 | 0 | 0 | 0
4455 | 2025-07-05 | 15 | 1 | 0.18704 | 1 | 0.070949 | 1 | 0.17243 | 1 | 0.17243 | 0 | 0 | 0 | 0 | 0 | 0 | 0 | 0 | 0 | 0
4456 | 2025-07-05 | 16 | 1 | 0.20019 | 1 | 0.075939 | 1 | 0.18456 | 1 | 0.18456 | 0 | 0 | 0 | 0 | 0 | 0 | 0 | 0 | 0 | 0
4457 | 2025-07-05 | 17 | 1 | 0.22343 | 1 | 0.090342 | 1 | 0.20511 | 1 | 0.20511 | 0 | 0 | 0 | 0 | 0 | 0 | 0 | 0 | 0 | 0
4458 | 2025-07-05 | 18 | 1 | 0.23843 | 1 | 0.096408 | 1 | 0.21888 | 1 | 0.21888 | 0 | 0 | 0 | 0 | 0 | 0 | 0 | 0 | 0 | 0
4459 | 2025-07-05 | 19 | 1 | 0.22246 | 1 | 0.082583 | 1 | 0.20168 | 1 | 0.20168 | 0 | 0 | 0 | 0 | 0 | 0 | 0 | 0 | 0 | 0
4460 | 2025-07-05 | 20 | 1 | 0.18373 | 1 | 0.071967 | 1 | 0.16494 | 1 | 0.16494 | 0 | 0 | 0 | 0 | 0 | 0 | 0 | 0 | 0 | 0
4461 | 2025-07-05 | 21 | 0 | 0 | 0 | 0 | 0 | 0 | 0 | 0 | 0 | 0 | 0 | 0 | 0 | 0 | 0 | 0 | 0 | 0
4462 | 2025-07-05 | 22 | 0 | 0 | 0 | 0 | 0 | 0 | 0 | 0 | 0 | 0 | 0 | 0 | 0 | 0 | 0 | 0 | 0 | 0
4463 | 2025-07-05 | 23 | 0 | 0 | 0 | 0 | 0 | 0 | 0 | 0 | 0 | 0 | 0 | 0 | 0 | 0 | 0 | 0 | 0 | 0
4464 | 2025-07-05 | 24 | 0 | 0 | 0 | 0 | 0 | 0 | 0 | 0 | 0 | 0 | 0 | 0 | 0 | 0 | 0 | 0 | 0 | 0
4465 | 2025-07-06 | 1 | 0 | 0 | 0 | 0 | 0 | 0 | 0 | 0 | 0 | 0 | 0 | 0 | 0 | 0 | 0 | 0 | 0 | 0
4466 | 2025-07-06 | 2 | 0 | 0 | 0 | 0 | 0 | 0 | 0 | 0 | 0 | 0 | 0 | 0 | 0 | 0 | 0 | 0 | 0 | 0
4467 | 2025-07-06 | 3 | 0 | 0 | 0 | 0 | 0 | 0 | 0 | 0 | 0 | 0 | 0 | 0 | 0 | 0 | 0 | 0 | 0 | 0
4468 | 2025-07-06 | 4 | 0 | 0 | 0 | 0 | 0 | 0 | 0 | 0 | 0 | 0 | 0 | 0 | 0 | 0 | 0 | 0 | 0 | 0
4469 | 2025-07-06 | 5 | 0 | 0 | 0 | 0 | 0 | 0 | 0 | 0 | 0 | 0 | 0 | 0 | 0 | 0 | 0 | 0 | 0 | 0
4470 | 2025-07-06 | 6 | 0 | 0 | 0 | 0 | 0 | 0 | 0 | 0 | 0 | 0 | 0 | 0 | 0 | 0 | 0 | 0 | 0 | 0
4471 | 2025-07-06 | 7 | 0 | 0 | 0 | 0 | 0 | 0 | 0 | 0 | 0 | 0 | 0 | 0 | 0 | 0 | 0 | 0 | 0 | 0
4472 | 2025-07-06 | 8 | 0 | 0 | 0 | 0 | 0 | 0 | 0 | 0 | 0 | 0 | 0 | 0 | 0 | 0 | 0 | 0 | 0 | 0
4473 | 2025-07-06 | 9 | 1 | 0.074112 | 1 | 0.02903 | 1 | 0.066535 | 1 | 0.066535 | 0 | 0 | 0 | 0 | 0 | 0 | 0 | 0 | 0 | 0
4474 | 2025-07-06 | 10 | 1 | 0.10153 | 1 | 0.040598 | 1 | 0.092473 | 1 | 0.092473 | 0 | 0 | 0 | 0 | 0 | 0 | 0 | 0 | 0 | 0
4475 | 2025-07-06 | 11 | 1 | 0.12122 | 1 | 0.045474 | 1 | 0.11079 | 1 | 0.11079 | 0 | 0 | 0 | 0 | 0 | 0 | 0 | 0 | 0 | 0
4476 | 2025-07-06 | 12 | 1 | 0.12878 | 1 | 0.048849 | 1 | 0.11872 | 1 | 0.11872 | 0 | 0 | 0 | 0 | 0 | 0 | 0 | 0 | 0 | 0
4477 | 2025-07-06 | 13 | 1 | 0.11151 | 1 | 0.04412 | 1 | 0.10081 | 1 | 0.10081 | 0 | 0 | 0 | 0 | 0 | 0 | 0 | 0 | 0 | 0
4478 | 2025-07-06 | 14 | 1 | 0.11455 | 1 | 0.045324 | 1 | 0.10356 | 1 | 0.10356 | 0 | 0 | 0 | 0 | 0 | 0 | 0 | 0 | 0 | 0
4479 | 2025-07-06 | 15 | 1 | 0.091659 | 1 | 0.033373 | 1 | 0.081863 | 1 | 0.081863 | 0 | 0 | 0 | 0 | 0 | 0 | 0 | 0 | 0 | 0
4480 | 2025-07-06 | 16 | 1 | 0.071522 | 1 | 0.026288 | 1 | 0.064344 | 1 | 0.064344 | 0 | 0 | 0 | 0 | 0 | 0 | 0 | 0 | 0 | 0
4481 | 2025-07-06 | 17 | 1 | 0.088005 | 1 | 0.032347 | 1 | 0.079173 | 1 | 0.079173 | 0 | 0 | 0 | 0 | 0 | 0 | 0 | 0 | 0 | 0
4482 | 2025-07-06 | 18 | 1 | 0.097722 | 1 | 0.038279 | 1 | 0.087732 | 1 | 0.087732 | 0 | 0 | 0 | 0 | 0 | 0 | 0 | 0 | 0 | 0
4483 | 2025-07-06 | 19 | 1 | 0.093047 | 1 | 0.033878 | 1 | 0.083103 | 1 | 0.083103 | 0 | 0 | 0 | 0 | 0 | 0 | 0 | 0 | 0 | 0
4484 | 2025-07-06 | 20 | 1 | 0.087809 | 1 | 0.034066 | 1 | 0.078308 | 1 | 0.078308 | 0 | 0 | 0 | 0 | 0 | 0 | 0 | 0 | 0 | 0
4485 | 2025-07-06 | 21 | 1 | 0.080805 | 1 | 0.031349 | 1 | 0.072062 | 1 | 0.072062 | 0 | 0 | 0 | 0 | 0 | 0 | 0 | 0 | 0 | 0
4486 | 2025-07-06 | 22 | 1 | 0.066052 | 1 | 0.025873 | 1 | 0.0593 | 1 | 0.0593 | 0 | 0 | 0 | 0 | 0 | 0 | 0 | 0 | 0 | 0
4487 | 2025-07-06 | 23 | 1 | 0.042596 | 1 | 0.016685 | 1 | 0.038242 | 1 | 0.038242 | 0 | 0 | 0 | 0 | 0 | 0 | 0 | 0 | 0 | 0
4488 | 2025-07-06 | 24 | 1 | 0.02086 | 1 | 0.0075949 | 1 | 0.01863 | 1 | 0.01863 | 0 | 0 | 0 | 0 | 0 | 0 | 0 | 0 | 0 | 0
4489 | 2025-07-07 | 1 | 0 | 0 | 0 | 0 | 0 | 0 | 0 | 0 | 0 | 0 | 0 | 0 | 0 | 0 | 0 | 0 | 0 | 0
4490 | 2025-07-07 | 2 | 0 | 0 | 0 | 0 | 0 | 0 | 0 | 0 | 0 | 0 | 0 | 0 | 0 | 0 | 0 | 0 | 0 | 0
4491 | 2025-07-07 | 3 | 0 | 0 | 0 | 0 | 0 | 0 | 0 | 0 | 0 | 0 | 0 | 0 | 0 | 0 | 0 | 0 | 0 | 0
4492 | 2025-07-07 | 4 | 0 | 0 | 0 | 0 | 0 | 0 | 0 | 0 | 0 | 0 | 0 | 0 | 0 | 0 | 0 | 0 | 0 | 0
4493 | 2025-07-07 | 5 | 0 | 0 | 0 | 0 | 0 | 0 | 0 | 0 | 0 | 0 | 0 | 0 | 0 | 0 | 0 | 0 | 0 | 0
4494 | 2025-07-07 | 6 | 0 | 0 | 0 | 0 | 0 | 0 | 0 | 0 | 0 | 0 | 0 | 0 | 0 | 0 | 0 | 0 | 0 | 0
4495 | 2025-07-07 | 7 | 0 | 0 | 0 | 0 | 0 | 0 | 0 | 0 | 0 | 0 | 0 | 0 | 0 | 0 | 0 | 0 | 0 | 0
4496 | 2025-07-07 | 8 | 0 | 0 | 0 | 0 | 0 | 0 | 0 | 0 | 0 | 0 | 0 | 0 | 0 | 0 | 0 | 0 | 0 | 0
4497 | 2025-07-07 | 9 | 0 | 0 | 0 | 0 | 0 | 0 | 0 | 0 | 0 | 0 | 0 | 0 | 0 | 0 | 0 | 0 | 0 | 0
4498 | 2025-07-07 | 10 | 0 | 0 | 0 | 0 | 0 | 0 | 0 | 0 | 0 | 0 | 0 | 0 | 0 | 0 | 0 | 0 | 0 | 0
4499 | 2025-07-07 | 11 | 0 | 0 | 0 | 0 | 0 | 0 | 0 | 0 | 0 | 0 | 0 | 0 | 0 | 0 | 0 | 0 | 0 | 0
4500 | 2025-07-07 | 12 | 0 | 0 | 0 | 0 | 0 | 0 | 0 | 0 | 0 | 0 | 0 | 0 | 0 | 0 | 0 | 0 | 0 | 0
4501 | 2025-07-07 | 13 | 0 | 0 | 0 | 0 | 0 | 0 | 0 | 0 | 0 | 0 | 0 | 0 | 0 | 0 | 0 | 0 | 0 | 0
4502 | 2025-07-07 | 14 | 0 | 0 | 0 | 0 | 0 | 0 | 0 | 0 | 0 | 0 | 0 | 0 | 0 | 0 | 0 | 0 | 0 | 0
4503 | 2025-07-07 | 15 | 0 | 0 | 0 | 0 | 0 | 0 | 0 | 0 | 0 | 0 | 0 | 0 | 0 | 0 | 0 | 0 | 0 | 0
4504 | 2025-07-07 | 16 | 0 | 0 | 0 | 0 | 0 | 0 | 0 | 0 | 0.49 | 0 | 0 | 0 | 0 | 0 | 0 | 0 | 0 | 0
4505 | 2025-07-07 | 17 | 0 | 0 | 0 | 0 | 0 | 0 | 0 | 0 | 0.49 | 0 | 0 | 0 | 0 | 0 | 0 | 0 | 0 | 0
4506 | 2025-07-07 | 18 | 1 | 0.014809 | 1 | 0.0057453 | 1 | 0.013207 | 1 | 0.013207 | 0.49 | 0 | 0.0072563 | 0 | 0.0028152 | 0 | 0.0064712 | 0 | 0.0064712 | 0
4507 | 2025-07-07 | 19 | 1 | 0.015541 | 1 | 0.0060291 | 1 | 0.013859 | 1 | 0.013859 | 0.49 | 0 | 0.0076148 | 0 | 0.0029543 | 0 | 0.0067909 | 0 | 0.0067909 | 0
4508 | 2025-07-07 | 20 | 1 | 0.025702 | 1 | 0.0099715 | 1 | 0.022921 | 1 | 0.022921 | 0.49 | 0 | 0.012594 | 0 | 0.004886 | 0 | 0.011231 | 0 | 0.011231 | 0
4509 | 2025-07-07 | 21 | 1 | 0.032151 | 1 | 0.012473 | 1 | 0.028672 | 1 | 0.028672 | 0.49 | 0 | 0.015754 | 0 | 0.0061119 | 0 | 0.014049 | 0 | 0.014049 | 0
4510 | 2025-07-07 | 22 | 1 | 0.029784 | 1 | 0.011555 | 1 | 0.026562 | 1 | 0.026562 | 0 | 0 | 0 | 0 | 0 | 0 | 0 | 0 | 0 | 0
4511 | 2025-07-07 | 23 | 1 | 0.017454 | 1 | 0.0067716 | 1 | 0.015566 | 1 | 0.015566 | 0 | 0 | 0 | 0 | 0 | 0 | 0 | 0 | 0 | 0
4512 | 2025-07-07 | 24 | 1 | 0.015574 | 1 | 0.0060419 | 1 | 0.013888 | 1 | 0.013888 | 0 | 0 | 0 | 0 | 0 | 0 | 0 | 0 | 0 | 0
4513 | 2025-07-08 | 1 | 1 | 0.014052 | 1 | 0.0051162 | 1 | 0.01255 | 1 | 0.01255 | 0 | 0 | 0 | 0 | 0 | 0 | 0 | 0 | 0 | 0
4514 | 2025-07-08 | 2 | 1 | 0.013212 | 1 | 0.0048105 | 1 | 0.0118 | 1 | 0.0118 | 0 | 0 | 0 | 0 | 0 | 0 | 0 | 0 | 0 | 0
4515 | 2025-07-08 | 3 | 1 | 0.012553 | 1 | 0.0045706 | 1 | 0.011212 | 1 | 0.011212 | 0 | 0 | 0 | 0 | 0 | 0 | 0 | 0 | 0 | 0
4516 | 2025-07-08 | 4 | 1 | 0.01291 | 1 | 0.0050086 | 1 | 0.011513 | 1 | 0.011513 | 0 | 0 | 0 | 0 | 0 | 0 | 0 | 0 | 0 | 0
4517 | 2025-07-08 | 5 | 1 | 0.012159 | 1 | 0.0047627 | 1 | 0.010916 | 1 | 0.010916 | 0 | 0 | 0 | 0 | 0 | 0 | 0 | 0 | 0 | 0
4518 | 2025-07-08 | 6 | 1 | 0.011626 | 1 | 0.0045539 | 1 | 0.010437 | 1 | 0.010437 | 0 | 0 | 0 | 0 | 0 | 0 | 0 | 0 | 0 | 0
4519 | 2025-07-08 | 7 | 1 | 0.012083 | 1 | 0.0047329 | 1 | 0.010848 | 1 | 0.010848 | 0 | 0 | 0 | 0 | 0 | 0 | 0 | 0 | 0 | 0
4520 | 2025-07-08 | 8 | 1 | 0.011834 | 1 | 0.0046826 | 1 | 0.0107 | 1 | 0.0107 | 0 | 0 | 0 | 0 | 0 | 0 | 0 | 0 | 0 | 0
4521 | 2025-07-08 | 9 | 1 | 0.010611 | 1 | 0.0039392 | 1 | 0.0096199 | 1 | 0.0096199 | 0 | 0 | 0 | 0 | 0 | 0 | 0 | 0 | 0 | 0
4522 | 2025-07-08 | 10 | 1 | 0.010423 | 1 | 0.0038694 | 1 | 0.0094495 | 1 | 0.0094495 | 0 | 0 | 0 | 0 | 0 | 0 | 0 | 0 | 0 | 0
4523 | 2025-07-08 | 11 | 1 | 0.029017 | 1 | 0.011733 | 1 | 0.026637 | 1 | 0.026637 | 0 | 0 | 0 | 0 | 0 | 0 | 0 | 0 | 0 | 0
4524 | 2025-07-08 | 12 | 1 | 0.0412 | 1 | 0.015456 | 1 | 0.037656 | 1 | 0.037656 | 0 | 0 | 0 | 0 | 0 | 0 | 0 | 0 | 0 | 0
4525 | 2025-07-08 | 13 | 1 | 0.061281 | 1 | 0.024779 | 1 | 0.056257 | 1 | 0.056257 | 0 | 0 | 0 | 0 | 0 | 0 | 0 | 0 | 0 | 0
4526 | 2025-07-08 | 14 | 1 | 0.082011 | 1 | 0.031476 | 1 | 0.076304 | 1 | 0.076304 | 0 | 0 | 0 | 0 | 0 | 0 | 0 | 0 | 0 | 0
4527 | 2025-07-08 | 15 | 1 | 0.11991 | 1 | 0.050308 | 1 | 0.11302 | 1 | 0.11302 | 0 | 0 | 0 | 0 | 0 | 0 | 0 | 0 | 0 | 0
4528 | 2025-07-08 | 16 | 1 | 0.14255 | 1 | 0.054713 | 1 | 0.13263 | 1 | 0.13263 | 0.49 | 0 | 0.069851 | 0 | 0.026809 | 0 | 0.06499 | 0 | 0.06499 | 0
4529 | 2025-07-08 | 17 | 1 | 0.13344 | 1 | 0.055265 | 1 | 0.12461 | 1 | 0.12461 | 0.49 | 0 | 0.065386 | 0 | 0.02708 | 0 | 0.061059 | 0 | 0.061059 | 0
4530 | 2025-07-08 | 18 | 1 | 0.1321 | 1 | 0.052823 | 1 | 0.12032 | 1 | 0.12032 | 0.49 | 0 | 0.064728 | 0 | 0.025883 | 0 | 0.058956 | 0 | 0.058956 | 0
4531 | 2025-07-08 | 19 | 1 | 0.1304 | 1 | 0.04892 | 1 | 0.11919 | 1 | 0.11919 | 0.49 | 0 | 0.063897 | 0 | 0.023971 | 0 | 0.058401 | 0 | 0.058401 | 0
4532 | 2025-07-08 | 20 | 1 | 0.11881 | 1 | 0.04457 | 1 | 0.10859 | 1 | 0.10859 | 0.49 | 0 | 0.058215 | 0 | 0.021839 | 0 | 0.053208 | 0 | 0.053208 | 0
4533 | 2025-07-08 | 21 | 1 | 0.11127 | 1 | 0.044494 | 1 | 0.10135 | 1 | 0.10135 | 0.49 | 0 | 0.054522 | 0 | 0.021802 | 0 | 0.049661 | 0 | 0.049661 | 0
4534 | 2025-07-08 | 22 | 1 | 0.097108 | 1 | 0.038423 | 1 | 0.087796 | 1 | 0.087796 | 0 | 0 | 0 | 0 | 0 | 0 | 0 | 0 | 0 | 0
4535 | 2025-07-08 | 23 | 1 | 0.070817 | 1 | 0.02774 | 1 | 0.063577 | 1 | 0.063577 | 0 | 0 | 0 | 0 | 0 | 0 | 0 | 0 | 0 | 0
4536 | 2025-07-08 | 24 | 1 | 0.042683 | 1 | 0.015845 | 1 | 0.038696 | 1 | 0.038696 | 0 | 0 | 0 | 0 | 0 | 0 | 0 | 0 | 0 | 0
4537 | 2025-07-09 | 1 | 1 | 0.024453 | 1 | 0.0090777 | 1 | 0.022169 | 1 | 0.022169 | 0 | 0 | 0 | 0 | 0 | 0 | 0 | 0 | 0 | 0
4538 | 2025-07-09 | 2 | 1 | 0.013255 | 1 | 0.0048719 | 1 | 0.011925 | 1 | 0.011925 | 0 | 0 | 0 | 0 | 0 | 0 | 0 | 0 | 0 | 0
4539 | 2025-07-09 | 3 | 1 | 0.013355 | 1 | 0.0052314 | 1 | 0.01199 | 1 | 0.01199 | 0 | 0 | 0 | 0 | 0 | 0 | 0 | 0 | 0 | 0
4540 | 2025-07-09 | 4 | 1 | 0.01329 | 1 | 0.0048388 | 1 | 0.01187 | 1 | 0.01187 | 0 | 0 | 0 | 0 | 0 | 0 | 0 | 0 | 0 | 0
4541 | 2025-07-09 | 5 | 1 | 0.014052 | 1 | 0.0054517 | 1 | 0.012532 | 1 | 0.012532 | 0 | 0 | 0 | 0 | 0 | 0 | 0 | 0 | 0 | 0
4542 | 2025-07-09 | 6 | 1 | 0.013234 | 1 | 0.0048184 | 1 | 0.011819 | 1 | 0.011819 | 0 | 0 | 0 | 0 | 0 | 0 | 0 | 0 | 0 | 0
4543 | 2025-07-09 | 7 | 1 | 0.024177 | 1 | 0.0088863 | 1 | 0.021751 | 1 | 0.021751 | 0 | 0 | 0 | 0 | 0 | 0 | 0 | 0 | 0 | 0
4544 | 2025-07-09 | 8 | 1 | 0.083954 | 1 | 0.033571 | 1 | 0.076468 | 1 | 0.076468 | 0 | 0 | 0 | 0 | 0 | 0 | 0 | 0 | 0 | 0
4545 | 2025-07-09 | 9 | 1 | 0.11338 | 1 | 0.045336 | 1 | 0.10327 | 1 | 0.10327 | 0 | 0 | 0 | 0 | 0 | 0 | 0 | 0 | 0 | 0
4546 | 2025-07-09 | 10 | 1 | 0.1306 | 1 | 0.049541 | 1 | 0.1204 | 1 | 0.1204 | 0 | 0 | 0 | 0 | 0 | 0 | 0 | 0 | 0 | 0
4547 | 2025-07-09 | 11 | 1 | 0.13666 | 1 | 0.055905 | 1 | 0.1265 | 1 | 0.1265 | 0 | 0 | 0 | 0 | 0 | 0 | 0 | 0 | 0 | 0
4548 | 2025-07-09 | 12 | 1 | 0.10565 | 1 | 0.041057 | 1 | 0.099264 | 1 | 0.099264 | 0 | 0 | 0 | 0 | 0 | 0 | 0 | 0 | 0 | 0
4549 | 2025-07-09 | 13 | 1 | 0.13296 | 1 | 0.053093 | 1 | 0.12764 | 1 | 0.12764 | 0 | 0 | 0 | 0 | 0 | 0 | 0 | 0 | 0 | 0
4550 | 2025-07-09 | 14 | 1 | 0.18561 | 1 | 0.075233 | 1 | 0.18031 | 1 | 0.18031 | 0 | 0 | 0 | 0 | 0 | 0 | 0 | 0 | 0 | 0
4551 | 2025-07-09 | 15 | 1 | 0.21086 | 1 | 0.086843 | 1 | 0.20748 | 1 | 0.20748 | 0 | 0 | 0 | 0 | 0 | 0 | 0 | 0 | 0 | 0
4552 | 2025-07-09 | 16 | 1 | 0.18294 | 1 | 0.072036 | 1 | 0.17368 | 1 | 0.17368 | 0.49 | 0 | 0.089641 | 0 | 0.035297 | 0 | 0.085102 | 0 | 0.085102 | 0
4553 | 2025-07-09 | 17 | 1 | 0.17781 | 1 | 0.077928 | 1 | 0.17302 | 1 | 0.17302 | 0.49 | 0 | 0.087129 | 0 | 0.038184 | 0 | 0.084781 | 0 | 0.084781 | 0
4554 | 2025-07-09 | 18 | 1 | 0.20233 | 1 | 0.093423 | 1 | 0.20469 | 1 | 0.20469 | 0.49 | 0 | 0.099143 | 0 | 0.045777 | 0 | 0.1003 | 0 | 0.1003 | 0
4555 | 2025-07-09 | 19 | 1 | 0.22475 | 1 | 0.089748 | 1 | 0.21575 | 1 | 0.21575 | 0.49 | 0 | 0.11013 | 0 | 0.043976 | 0 | 0.10572 | 0 | 0.10572 | 0
4556 | 2025-07-09 | 20 | 1 | 0.1896 | 1 | 0.078526 | 1 | 0.17706 | 1 | 0.17706 | 0.49 | 0 | 0.092906 | 0 | 0.038478 | 0 | 0.086759 | 0 | 0.086759 | 0
4557 | 2025-07-09 | 21 | 1 | 0.14948 | 1 | 0.059147 | 1 | 0.13515 | 1 | 0.13515 | 0.49 | 0 | 0.073247 | 0 | 0.028982 | 0 | 0.066223 | 0 | 0.066223 | 0
4558 | 2025-07-09 | 22 | 1 | 0.12072 | 1 | 0.046914 | 1 | 0.11342 | 1 | 0.11342 | 0 | 0 | 0 | 0 | 0 | 0 | 0 | 0 | 0 | 0
4559 | 2025-07-09 | 23 | 1 | 0.090012 | 1 | 0.034144 | 1 | 0.082983 | 1 | 0.082983 | 0 | 0 | 0 | 0 | 0 | 0 | 0 | 0 | 0 | 0
4560 | 2025-07-09 | 24 | 1 | 0.060199 | 1 | 0.024072 | 1 | 0.054832 | 1 | 0.054832 | 0 | 0 | 0 | 0 | 0 | 0 | 0 | 0 | 0 | 0
4561 | 2025-07-10 | 1 | 1 | 0.02726 | 1 | 0.0099255 | 1 | 0.024347 | 1 | 0.024347 | 0 | 0 | 0 | 0 | 0 | 0 | 0 | 0 | 0 | 0
4562 | 2025-07-10 | 2 | 0 | 0 | 0 | 0 | 0 | 0 | 0 | 0 | 0 | 0 | 0 | 0 | 0 | 0 | 0 | 0 | 0 | 0
4563 | 2025-07-10 | 3 | 0 | 0 | 0 | 0 | 0 | 0 | 0 | 0 | 0 | 0 | 0 | 0 | 0 | 0 | 0 | 0 | 0 | 0
4564 | 2025-07-10 | 4 | 0 | 0 | 0 | 0 | 0 | 0 | 0 | 0 | 0 | 0 | 0 | 0 | 0 | 0 | 0 | 0 | 0 | 0
4565 | 2025-07-10 | 5 | 0 | 0 | 0 | 0 | 0 | 0 | 0 | 0 | 0 | 0 | 0 | 0 | 0 | 0 | 0 | 0 | 0 | 0
4566 | 2025-07-10 | 6 | 0 | 0 | 0 | 0 | 0 | 0 | 0 | 0 | 0 | 0 | 0 | 0 | 0 | 0 | 0 | 0 | 0 | 0
4567 | 2025-07-10 | 7 | 0 | 0 | 0 | 0 | 0 | 0 | 0 | 0 | 0 | 0 | 0 | 0 | 0 | 0 | 0 | 0 | 0 | 0
4568 | 2025-07-10 | 8 | 1 | 0.070142 | 1 | 0.027475 | 1 | 0.062972 | 1 | 0.062972 | 0 | 0 | 0 | 0 | 0 | 0 | 0 | 0 | 0 | 0
4569 | 2025-07-10 | 9 | 1 | 0.10007 | 1 | 0.040015 | 1 | 0.091146 | 1 | 0.091146 | 0 | 0 | 0 | 0 | 0 | 0 | 0 | 0 | 0 | 0
4570 | 2025-07-10 | 10 | 1 | 0.11813 | 1 | 0.044812 | 1 | 0.10891 | 1 | 0.10891 | 0 | 0 | 0 | 0 | 0 | 0 | 0 | 0 | 0 | 0
4571 | 2025-07-10 | 11 | 1 | 0.13864 | 1 | 0.056717 | 1 | 0.12833 | 1 | 0.12833 | 0 | 0 | 0 | 0 | 0 | 0 | 0 | 0 | 0 | 0
4572 | 2025-07-10 | 12 | 1 | 0.14547 | 1 | 0.061033 | 1 | 0.13712 | 1 | 0.13712 | 0 | 0 | 0 | 0 | 0 | 0 | 0 | 0 | 0 | 0
4573 | 2025-07-10 | 13 | 1 | 0.14305 | 1 | 0.056328 | 1 | 0.13581 | 1 | 0.13581 | 0 | 0 | 0 | 0 | 0 | 0 | 0 | 0 | 0 | 0
4574 | 2025-07-10 | 14 | 1 | 0.16542 | 1 | 0.066058 | 1 | 0.1588 | 1 | 0.1588 | 0 | 0 | 0 | 0 | 0 | 0 | 0 | 0 | 0 | 0
4575 | 2025-07-10 | 15 | 1 | 0.2038 | 1 | 0.086688 | 1 | 0.19402 | 1 | 0.19402 | 0 | 0 | 0 | 0 | 0 | 0 | 0 | 0 | 0 | 0
4576 | 2025-07-10 | 16 | 1 | 0.22978 | 1 | 0.097738 | 1 | 0.21875 | 1 | 0.21875 | 0.49 | 0 | 0.11259 | 0 | 0.047892 | 0 | 0.10719 | 0 | 0.10719 | 0
4577 | 2025-07-10 | 17 | 1 | 0.23864 | 1 | 0.09397 | 1 | 0.22656 | 1 | 0.22656 | 0.49 | 0 | 0.11694 | 0 | 0.046045 | 0 | 0.11102 | 0 | 0.11102 | 0
4578 | 2025-07-10 | 18 | 1 | 0.27267 | 1 | 0.11293 | 1 | 0.25463 | 1 | 0.25463 | 0.49 | 0 | 0.13361 | 0 | 0.055334 | 0 | 0.12477 | 0 | 0.12477 | 0
4579 | 2025-07-10 | 19 | 1 | 0.25172 | 1 | 0.095486 | 1 | 0.23207 | 1 | 0.23207 | 0.49 | 0 | 0.12334 | 0 | 0.046788 | 0 | 0.11371 | 0 | 0.11371 | 0
4580 | 2025-07-10 | 20 | 1 | 0.19524 | 1 | 0.078074 | 1 | 0.17784 | 1 | 0.17784 | 0.49 | 0 | 0.09567 | 0 | 0.038256 | 0 | 0.087139 | 0 | 0.087139 | 0
4581 | 2025-07-10 | 21 | 1 | 0.14518 | 1 | 0.057445 | 1 | 0.13126 | 1 | 0.13126 | 0.49 | 0 | 0.07114 | 0 | 0.028148 | 0 | 0.064318 | 0 | 0.064318 | 0
4582 | 2025-07-10 | 22 | 1 | 0.11006 | 1 | 0.040073 | 1 | 0.098299 | 1 | 0.098299 | 0 | 0 | 0 | 0 | 0 | 0 | 0 | 0 | 0 | 0
4583 | 2025-07-10 | 23 | 0 | 0 | 0 | 0 | 0 | 0 | 0 | 0 | 0 | 0 | 0 | 0 | 0 | 0 | 0 | 0 | 0 | 0
4584 | 2025-07-10 | 24 | 0 | 0 | 0 | 0 | 0 | 0 | 0 | 0 | 0 | 0 | 0 | 0 | 0 | 0 | 0 | 0 | 0 | 0
4585 | 2025-07-11 | 1 | 0 | 0 | 0 | 0 | 0 | 0 | 0 | 0 | 0 | 0 | 0 | 0 | 0 | 0 | 0 | 0 | 0 | 0
4586 | 2025-07-11 | 2 | 0 | 0 | 0 | 0 | 0 | 0 | 0 | 0 | 0 | 0 | 0 | 0 | 0 | 0 | 0 | 0 | 0 | 0
4587 | 2025-07-11 | 3 | 0 | 0 | 0 | 0 | 0 | 0 | 0 | 0 | 0 | 0 | 0 | 0 | 0 | 0 | 0 | 0 | 0 | 0
4588 | 2025-07-11 | 4 | 0 | 0 | 0 | 0 | 0 | 0 | 0 | 0 | 0 | 0 | 0 | 0 | 0 | 0 | 0 | 0 | 0 | 0
4589 | 2025-07-11 | 5 | 0 | 0 | 0 | 0 | 0 | 0 | 0 | 0 | 0 | 0 | 0 | 0 | 0 | 0 | 0 | 0 | 0 | 0
4590 | 2025-07-11 | 6 | 0 | 0 | 0 | 0 | 0 | 0 | 0 | 0 | 0 | 0 | 0 | 0 | 0 | 0 | 0 | 0 | 0 | 0
4591 | 2025-07-11 | 7 | 1 | 0.014403 | 1 | 0.005244 | 1 | 0.012863 | 1 | 0.012863 | 0 | 0 | 0 | 0 | 0 | 0 | 0 | 0 | 0 | 0
4592 | 2025-07-11 | 8 | 1 | 0.050619 | 1 | 0.020468 | 1 | 0.046469 | 1 | 0.046469 | 0 | 0 | 0 | 0 | 0 | 0 | 0 | 0 | 0 | 0
4593 | 2025-07-11 | 9 | 1 | 0.096621 | 1 | 0.040539 | 1 | 0.091075 | 1 | 0.091075 | 0 | 0 | 0 | 0 | 0 | 0 | 0 | 0 | 0 | 0
4594 | 2025-07-11 | 10 | 1 | 0.1169 | 1 | 0.049726 | 1 | 0.11129 | 1 | 0.11129 | 0 | 0 | 0 | 0 | 0 | 0 | 0 | 0 | 0 | 0
4595 | 2025-07-11 | 11 | 1 | 0.13989 | 1 | 0.061307 | 1 | 0.13612 | 1 | 0.13612 | 0 | 0 | 0 | 0 | 0 | 0 | 0 | 0 | 0 | 0
4596 | 2025-07-11 | 12 | 1 | 0.16036 | 1 | 0.070278 | 1 | 0.15604 | 1 | 0.15604 | 0 | 0 | 0 | 0 | 0 | 0 | 0 | 0 | 0 | 0
4597 | 2025-07-11 | 13 | 1 | 0.15305 | 1 | 0.063035 | 1 | 0.1506 | 1 | 0.1506 | 0 | 0 | 0 | 0 | 0 | 0 | 0 | 0 | 0 | 0
4598 | 2025-07-11 | 14 | 1 | 0.16354 | 1 | 0.068512 | 1 | 0.16314 | 1 | 0.16314 | 0 | 0 | 0 | 0 | 0 | 0 | 0 | 0 | 0 | 0
4599 | 2025-07-11 | 15 | 1 | 0.22682 | 1 | 0.10281 | 1 | 0.2263 | 1 | 0.2263 | 0 | 0 | 0 | 0 | 0 | 0 | 0 | 0 | 0 | 0
4600 | 2025-07-11 | 16 | 1 | 0.23835 | 1 | 0.1017 | 1 | 0.24131 | 1 | 0.24131 | 0.49 | 0 | 0.11679 | 0 | 0.049831 | 0 | 0.11824 | 0 | 0.11824 | 0
4601 | 2025-07-11 | 17 | 1 | 0.28216 | 1 | 0.12789 | 1 | 0.28151 | 1 | 0.28151 | 0.49 | 0 | 0.13826 | 0 | 0.062667 | 0 | 0.13794 | 0 | 0.13794 | 0
4602 | 2025-07-11 | 18 | 1 | 0.28903 | 1 | 0.11904 | 1 | 0.28439 | 1 | 0.28439 | 0.49 | 0 | 0.14162 | 0 | 0.058328 | 0 | 0.13935 | 0 | 0.13935 | 0
4603 | 2025-07-11 | 19 | 1 | 0.28547 | 1 | 0.114 | 1 | 0.27405 | 1 | 0.27405 | 0.49 | 0 | 0.13988 | 0 | 0.055858 | 0 | 0.13428 | 0 | 0.13428 | 0
4604 | 2025-07-11 | 20 | 1 | 0.2447 | 1 | 0.10267 | 1 | 0.23066 | 1 | 0.23066 | 0.49 | 0 | 0.11991 | 0 | 0.050308 | 0 | 0.11302 | 0 | 0.11302 | 0
4605 | 2025-07-11 | 21 | 1 | 0.17745 | 1 | 0.068108 | 1 | 0.16511 | 1 | 0.16511 | 0.49 | 0 | 0.086953 | 0 | 0.033373 | 0 | 0.080902 | 0 | 0.080902 | 0
4606 | 2025-07-11 | 22 | 1 | 0.14274 | 1 | 0.054145 | 1 | 0.13159 | 1 | 0.13159 | 0 | 0 | 0 | 0 | 0 | 0 | 0 | 0 | 0 | 0
4607 | 2025-07-11 | 23 | 1 | 0.10554 | 1 | 0.039594 | 1 | 0.096464 | 1 | 0.096464 | 0 | 0 | 0 | 0 | 0 | 0 | 0 | 0 | 0 | 0
4608 | 2025-07-11 | 24 | 1 | 0.072729 | 1 | 0.026732 | 1 | 0.065429 | 1 | 0.065429 | 0 | 0 | 0 | 0 | 0 | 0 | 0 | 0 | 0 | 0
4609 | 2025-07-12 | 1 | 0 | 0 | 0 | 0 | 0 | 0 | 0 | 0 | 0 | 0 | 0 | 0 | 0 | 0 | 0 | 0 | 0 | 0
4610 | 2025-07-12 | 2 | 0 | 0 | 0 | 0 | 0 | 0 | 0 | 0 | 0 | 0 | 0 | 0 | 0 | 0 | 0 | 0 | 0 | 0
4611 | 2025-07-12 | 3 | 0 | 0 | 0 | 0 | 0 | 0 | 0 | 0 | 0 | 0 | 0 | 0 | 0 | 0 | 0 | 0 | 0 | 0
4612 | 2025-07-12 | 4 | 0 | 0 | 0 | 0 | 0 | 0 | 0 | 0 | 0 | 0 | 0 | 0 | 0 | 0 | 0 | 0 | 0 | 0
4613 | 2025-07-12 | 5 | 0 | 0 | 0 | 0 | 0 | 0 | 0 | 0 | 0 | 0 | 0 | 0 | 0 | 0 | 0 | 0 | 0 | 0
4614 | 2025-07-12 | 6 | 0 | 0 | 0 | 0 | 0 | 0 | 0 | 0 | 0 | 0 | 0 | 0 | 0 | 0 | 0 | 0 | 0 | 0
4615 | 2025-07-12 | 7 | 0 | 0 | 0 | 0 | 0 | 0 | 0 | 0 | 0 | 0 | 0 | 0 | 0 | 0 | 0 | 0 | 0 | 0
4616 | 2025-07-12 | 8 | 1 | 0.059214 | 1 | 0.022214 | 1 | 0.054121 | 1 | 0.054121 | 0 | 0 | 0 | 0 | 0 | 0 | 0 | 0 | 0 | 0
4617 | 2025-07-12 | 9 | 1 | 0.096426 | 1 | 0.038558 | 1 | 0.087828 | 1 | 0.087828 | 0 | 0 | 0 | 0 | 0 | 0 | 0 | 0 | 0 | 0
4618 | 2025-07-12 | 10 | 1 | 0.082929 | 1 | 0.031829 | 1 | 0.077158 | 1 | 0.077158 | 0 | 0 | 0 | 0 | 0 | 0 | 0 | 0 | 0 | 0
4619 | 2025-07-12 | 11 | 1 | 0.11057 | 1 | 0.046392 | 1 | 0.10423 | 1 | 0.10423 | 0 | 0 | 0 | 0 | 0 | 0 | 0 | 0 | 0 | 0
4620 | 2025-07-12 | 12 | 1 | 0.1385 | 1 | 0.057362 | 1 | 0.12934 | 1 | 0.12934 | 0 | 0 | 0 | 0 | 0 | 0 | 0 | 0 | 0 | 0
4621 | 2025-07-12 | 13 | 1 | 0.15896 | 1 | 0.061771 | 1 | 0.14935 | 1 | 0.14935 | 0 | 0 | 0 | 0 | 0 | 0 | 0 | 0 | 0 | 0
4622 | 2025-07-12 | 14 | 1 | 0.1929 | 1 | 0.082049 | 1 | 0.18364 | 1 | 0.18364 | 0 | 0 | 0 | 0 | 0 | 0 | 0 | 0 | 0 | 0
4623 | 2025-07-12 | 15 | 1 | 0.21661 | 1 | 0.090882 | 1 | 0.20418 | 1 | 0.20418 | 0 | 0 | 0 | 0 | 0 | 0 | 0 | 0 | 0 | 0
4624 | 2025-07-12 | 16 | 1 | 0.21824 | 1 | 0.094187 | 1 | 0.20998 | 1 | 0.20998 | 0 | 0 | 0 | 0 | 0 | 0 | 0 | 0 | 0 | 0
4625 | 2025-07-12 | 17 | 1 | 0.21292 | 1 | 0.091891 | 1 | 0.20486 | 1 | 0.20486 | 0 | 0 | 0 | 0 | 0 | 0 | 0 | 0 | 0 | 0
4626 | 2025-07-12 | 18 | 1 | 0.22701 | 1 | 0.08939 | 1 | 0.21552 | 1 | 0.21552 | 0 | 0 | 0 | 0 | 0 | 0 | 0 | 0 | 0 | 0
4627 | 2025-07-12 | 19 | 1 | 0.21092 | 1 | 0.080009 | 1 | 0.19445 | 1 | 0.19445 | 0 | 0 | 0 | 0 | 0 | 0 | 0 | 0 | 0 | 0
4628 | 2025-07-12 | 20 | 1 | 0.17684 | 1 | 0.071506 | 1 | 0.16234 | 1 | 0.16234 | 0 | 0 | 0 | 0 | 0 | 0 | 0 | 0 | 0 | 0
4629 | 2025-07-12 | 21 | 1 | 0.14621 | 1 | 0.058466 | 1 | 0.13317 | 1 | 0.13317 | 0 | 0 | 0 | 0 | 0 | 0 | 0 | 0 | 0 | 0
4630 | 2025-07-12 | 22 | 1 | 0.12197 | 1 | 0.048773 | 1 | 0.11109 | 1 | 0.11109 | 0 | 0 | 0 | 0 | 0 | 0 | 0 | 0 | 0 | 0
4631 | 2025-07-12 | 23 | 1 | 0.084667 | 1 | 0.031431 | 1 | 0.076757 | 1 | 0.076757 | 0 | 0 | 0 | 0 | 0 | 0 | 0 | 0 | 0 | 0
4632 | 2025-07-12 | 24 | 1 | 0.057869 | 1 | 0.022668 | 1 | 0.051953 | 1 | 0.051953 | 0 | 0 | 0 | 0 | 0 | 0 | 0 | 0 | 0 | 0
4633 | 2025-07-13 | 1 | 1 | 0.033862 | 1 | 0.013264 | 1 | 0.0304 | 1 | 0.0304 | 0 | 0 | 0 | 0 | 0 | 0 | 0 | 0 | 0 | 0
4634 | 2025-07-13 | 2 | 1 | 0.016921 | 1 | 0.0062193 | 1 | 0.015223 | 1 | 0.015223 | 0 | 0 | 0 | 0 | 0 | 0 | 0 | 0 | 0 | 0
4635 | 2025-07-13 | 3 | 1 | 0.012801 | 1 | 0.0050649 | 1 | 0.011573 | 1 | 0.011573 | 0 | 0 | 0 | 0 | 0 | 0 | 0 | 0 | 0 | 0
4636 | 2025-07-13 | 4 | 1 | 0.012821 | 1 | 0.005022 | 1 | 0.01151 | 1 | 0.01151 | 0 | 0 | 0 | 0 | 0 | 0 | 0 | 0 | 0 | 0
4637 | 2025-07-13 | 5 | 1 | 0.012993 | 1 | 0.0047308 | 1 | 0.011605 | 1 | 0.011605 | 0 | 0 | 0 | 0 | 0 | 0 | 0 | 0 | 0 | 0
4638 | 2025-07-13 | 6 | 1 | 0.013273 | 1 | 0.005199 | 1 | 0.011916 | 1 | 0.011916 | 0 | 0 | 0 | 0 | 0 | 0 | 0 | 0 | 0 | 0
4639 | 2025-07-13 | 7 | 1 | 0.031835 | 1 | 0.01273 | 1 | 0.028996 | 1 | 0.028996 | 0 | 0 | 0 | 0 | 0 | 0 | 0 | 0 | 0 | 0
4640 | 2025-07-13 | 8 | 1 | 0.095343 | 1 | 0.038551 | 1 | 0.087526 | 1 | 0.087526 | 0 | 0 | 0 | 0 | 0 | 0 | 0 | 0 | 0 | 0
4641 | 2025-07-13 | 9 | 1 | 0.11942 | 1 | 0.045833 | 1 | 0.11111 | 1 | 0.11111 | 0 | 0 | 0 | 0 | 0 | 0 | 0 | 0 | 0 | 0
4642 | 2025-07-13 | 10 | 1 | 0.14887 | 1 | 0.062459 | 1 | 0.14032 | 1 | 0.14032 | 0 | 0 | 0 | 0 | 0 | 0 | 0 | 0 | 0 | 0
4643 | 2025-07-13 | 11 | 1 | 0.16652 | 1 | 0.071866 | 1 | 0.16022 | 1 | 0.16022 | 0 | 0 | 0 | 0 | 0 | 0 | 0 | 0 | 0 | 0
4644 | 2025-07-13 | 12 | 1 | 0.16924 | 1 | 0.073039 | 1 | 0.16283 | 1 | 0.16283 | 0 | 0 | 0 | 0 | 0 | 0 | 0 | 0 | 0 | 0
4645 | 2025-07-13 | 13 | 1 | 0.1638 | 1 | 0.067461 | 1 | 0.16117 | 1 | 0.16117 | 0 | 0 | 0 | 0 | 0 | 0 | 0 | 0 | 0 | 0
4646 | 2025-07-13 | 14 | 1 | 0.20171 | 1 | 0.089852 | 1 | 0.19865 | 1 | 0.19865 | 0 | 0 | 0 | 0 | 0 | 0 | 0 | 0 | 0 | 0
4647 | 2025-07-13 | 15 | 1 | 0.23801 | 1 | 0.11713 | 1 | 0.25279 | 1 | 0.25279 | 0 | 0 | 0 | 0 | 0 | 0 | 0 | 0 | 0 | 0
4648 | 2025-07-13 | 16 | 1 | 0.27275 | 1 | 0.1312 | 1 | 0.28466 | 1 | 0.28466 | 0 | 0 | 0 | 0 | 0 | 0 | 0 | 0 | 0 | 0
4649 | 2025-07-13 | 17 | 1 | 0.27429 | 1 | 0.11297 | 1 | 0.26989 | 1 | 0.26989 | 0 | 0 | 0 | 0 | 0 | 0 | 0 | 0 | 0 | 0
4650 | 2025-07-13 | 18 | 1 | 0.30469 | 1 | 0.13149 | 1 | 0.29315 | 1 | 0.29315 | 0 | 0 | 0 | 0 | 0 | 0 | 0 | 0 | 0 | 0
4651 | 2025-07-13 | 19 | 1 | 0.29484 | 1 | 0.12541 | 1 | 0.28069 | 1 | 0.28069 | 0 | 0 | 0 | 0 | 0 | 0 | 0 | 0 | 0 | 0
4652 | 2025-07-13 | 20 | 1 | 0.23052 | 1 | 0.098054 | 1 | 0.21946 | 1 | 0.21946 | 0 | 0 | 0 | 0 | 0 | 0 | 0 | 0 | 0 | 0
4653 | 2025-07-13 | 21 | 1 | 0.17065 | 1 | 0.064733 | 1 | 0.15733 | 1 | 0.15733 | 0 | 0 | 0 | 0 | 0 | 0 | 0 | 0 | 0 | 0
4654 | 2025-07-13 | 22 | 1 | 0.14193 | 1 | 0.053837 | 1 | 0.13084 | 1 | 0.13084 | 0 | 0 | 0 | 0 | 0 | 0 | 0 | 0 | 0 | 0
4655 | 2025-07-13 | 23 | 1 | 0.11265 | 1 | 0.04555 | 1 | 0.10341 | 1 | 0.10341 | 0 | 0 | 0 | 0 | 0 | 0 | 0 | 0 | 0 | 0
4656 | 2025-07-13 | 24 | 1 | 0.074036 | 1 | 0.027484 | 1 | 0.067119 | 1 | 0.067119 | 0 | 0 | 0 | 0 | 0 | 0 | 0 | 0 | 0 | 0
4657 | 2025-07-14 | 1 | 1 | 0.049017 | 1 | 0.019395 | 1 | 0.044316 | 1 | 0.044316 | 0 | 0 | 0 | 0 | 0 | 0 | 0 | 0 | 0 | 0
4658 | 2025-07-14 | 2 | 1 | 0.028163 | 1 | 0.010351 | 1 | 0.025336 | 1 | 0.025336 | 0 | 0 | 0 | 0 | 0 | 0 | 0 | 0 | 0 | 0
4659 | 2025-07-14 | 3 | 1 | 0.016717 | 1 | 0.0061446 | 1 | 0.01504 | 1 | 0.01504 | 0 | 0 | 0 | 0 | 0 | 0 | 0 | 0 | 0 | 0
4660 | 2025-07-14 | 4 | 1 | 0.013554 | 1 | 0.0049351 | 1 | 0.012106 | 1 | 0.012106 | 0 | 0 | 0 | 0 | 0 | 0 | 0 | 0 | 0 | 0
4661 | 2025-07-14 | 5 | 0 | 0 | 0 | 0 | 0 | 0 | 0 | 0 | 0 | 0 | 0 | 0 | 0 | 0 | 0 | 0 | 0 | 0
4662 | 2025-07-14 | 6 | 1 | 0.014394 | 1 | 0.0056383 | 1 | 0.012923 | 1 | 0.012923 | 0 | 0 | 0 | 0 | 0 | 0 | 0 | 0 | 0 | 0
4663 | 2025-07-14 | 7 | 1 | 0.012779 | 1 | 0.0050562 | 1 | 0.011553 | 1 | 0.011553 | 0 | 0 | 0 | 0 | 0 | 0 | 0 | 0 | 0 | 0
4664 | 2025-07-14 | 8 | 1 | 0.059184 | 1 | 0.023931 | 1 | 0.054332 | 1 | 0.054332 | 0 | 0 | 0 | 0 | 0 | 0 | 0 | 0 | 0 | 0
4665 | 2025-07-14 | 9 | 1 | 0.095865 | 1 | 0.039703 | 1 | 0.089522 | 1 | 0.089522 | 0 | 0 | 0 | 0 | 0 | 0 | 0 | 0 | 0 | 0
4666 | 2025-07-14 | 10 | 1 | 0.13062 | 1 | 0.054803 | 1 | 0.12312 | 1 | 0.12312 | 0 | 0 | 0 | 0 | 0 | 0 | 0 | 0 | 0 | 0
4667 | 2025-07-14 | 11 | 1 | 0.13604 | 1 | 0.054322 | 1 | 0.13059 | 1 | 0.13059 | 0 | 0 | 0 | 0 | 0 | 0 | 0 | 0 | 0 | 0
4668 | 2025-07-14 | 12 | 1 | 0.16022 | 1 | 0.067123 | 1 | 0.15983 | 1 | 0.15983 | 0 | 0 | 0 | 0 | 0 | 0 | 0 | 0 | 0 | 0
4669 | 2025-07-14 | 13 | 1 | 0.1819 | 1 | 0.083988 | 1 | 0.18402 | 1 | 0.18402 | 0 | 0 | 0 | 0 | 0 | 0 | 0 | 0 | 0 | 0
4670 | 2025-07-14 | 14 | 1 | 0.19903 | 1 | 0.086604 | 1 | 0.20475 | 1 | 0.20475 | 0 | 0 | 0 | 0 | 0 | 0 | 0 | 0 | 0 | 0
4671 | 2025-07-14 | 15 | 1 | 0.22929 | 1 | 0.09783 | 1 | 0.23214 | 1 | 0.23214 | 0 | 0 | 0 | 0 | 0 | 0 | 0 | 0 | 0 | 0
4672 | 2025-07-14 | 16 | 1 | 0.25077 | 1 | 0.107 | 1 | 0.25389 | 1 | 0.25389 | 0.49 | 0 | 0.12288 | 0 | 0.052428 | 0 | 0.1244 | 0 | 0.1244 | 0
4673 | 2025-07-14 | 17 | 1 | 0.28808 | 1 | 0.12833 | 1 | 0.28372 | 1 | 0.28372 | 0.49 | 0 | 0.14116 | 0 | 0.062881 | 0 | 0.13902 | 0 | 0.13902 | 0
4674 | 2025-07-14 | 18 | 1 | 0.28412 | 1 | 0.11701 | 1 | 0.27956 | 1 | 0.27956 | 0.49 | 0 | 0.13922 | 0 | 0.057337 | 0 | 0.13698 | 0 | 0.13698 | 0
4675 | 2025-07-14 | 19 | 1 | 0.26791 | 1 | 0.10859 | 1 | 0.26027 | 1 | 0.26027 | 0.49 | 0 | 0.13128 | 0 | 0.053211 | 0 | 0.12753 | 0 | 0.12753 | 0
4676 | 2025-07-14 | 20 | 1 | 0.2192 | 1 | 0.093238 | 1 | 0.20868 | 1 | 0.20868 | 0.49 | 0 | 0.10741 | 0 | 0.045686 | 0 | 0.10225 | 0 | 0.10225 | 0
4677 | 2025-07-14 | 21 | 1 | 0.17513 | 1 | 0.071645 | 1 | 0.16211 | 1 | 0.16211 | 0.49 | 0 | 0.085815 | 0 | 0.035106 | 0 | 0.079435 | 0 | 0.079435 | 0
4678 | 2025-07-14 | 22 | 1 | 0.14625 | 1 | 0.060571 | 1 | 0.13657 | 1 | 0.13657 | 0 | 0 | 0 | 0 | 0 | 0 | 0 | 0 | 0 | 0
4679 | 2025-07-14 | 23 | 1 | 0.106 | 1 | 0.04021 | 1 | 0.097726 | 1 | 0.097726 | 0 | 0 | 0 | 0 | 0 | 0 | 0 | 0 | 0 | 0
4680 | 2025-07-14 | 24 | 1 | 0.075209 | 1 | 0.028214 | 1 | 0.06874 | 1 | 0.06874 | 0 | 0 | 0 | 0 | 0 | 0 | 0 | 0 | 0 | 0
4681 | 2025-07-15 | 1 | 1 | 0.049065 | 1 | 0.018214 | 1 | 0.044481 | 1 | 0.044481 | 0 | 0 | 0 | 0 | 0 | 0 | 0 | 0 | 0 | 0
4682 | 2025-07-15 | 2 | 1 | 0.031227 | 1 | 0.011592 | 1 | 0.02831 | 1 | 0.02831 | 0 | 0 | 0 | 0 | 0 | 0 | 0 | 0 | 0 | 0
4683 | 2025-07-15 | 3 | 1 | 0.019626 | 1 | 0.0078481 | 1 | 0.017876 | 1 | 0.017876 | 0 | 0 | 0 | 0 | 0 | 0 | 0 | 0 | 0 | 0
4684 | 2025-07-15 | 4 | 1 | 0.012382 | 1 | 0.0048994 | 1 | 0.011195 | 1 | 0.011195 | 0 | 0 | 0 | 0 | 0 | 0 | 0 | 0 | 0 | 0
4685 | 2025-07-15 | 5 | 1 | 0.0112 | 1 | 0.0041577 | 1 | 0.010154 | 1 | 0.010154 | 0 | 0 | 0 | 0 | 0 | 0 | 0 | 0 | 0 | 0
4686 | 2025-07-15 | 6 | 1 | 0.010259 | 1 | 0.0038485 | 1 | 0.0093763 | 1 | 0.0093763 | 0 | 0 | 0 | 0 | 0 | 0 | 0 | 0 | 0 | 0
4687 | 2025-07-15 | 7 | 1 | 0.053434 | 1 | 0.020269 | 1 | 0.049261 | 1 | 0.049261 | 0 | 0 | 0 | 0 | 0 | 0 | 0 | 0 | 0 | 0
4688 | 2025-07-15 | 8 | 1 | 0.11071 | 1 | 0.045291 | 1 | 0.10248 | 1 | 0.10248 | 0 | 0 | 0 | 0 | 0 | 0 | 0 | 0 | 0 | 0
4689 | 2025-07-15 | 9 | 1 | 0.12748 | 1 | 0.050196 | 1 | 0.12102 | 1 | 0.12102 | 0 | 0 | 0 | 0 | 0 | 0 | 0 | 0 | 0 | 0
4690 | 2025-07-15 | 10 | 1 | 0.15516 | 1 | 0.067998 | 1 | 0.15098 | 1 | 0.15098 | 0 | 0 | 0 | 0 | 0 | 0 | 0 | 0 | 0 | 0
4691 | 2025-07-15 | 11 | 1 | 0.15269 | 1 | 0.068017 | 1 | 0.15038 | 1 | 0.15038 | 0 | 0 | 0 | 0 | 0 | 0 | 0 | 0 | 0 | 0
4692 | 2025-07-15 | 12 | 1 | 0.15277 | 1 | 0.07195 | 1 | 0.15689 | 1 | 0.15689 | 0 | 0 | 0 | 0 | 0 | 0 | 0 | 0 | 0 | 0
4693 | 2025-07-15 | 13 | 1 | 0.19201 | 1 | 0.092363 | 1 | 0.20039 | 1 | 0.20039 | 0 | 0 | 0 | 0 | 0 | 0 | 0 | 0 | 0 | 0
4694 | 2025-07-15 | 14 | 1 | 0.23191 | 1 | 0.12009 | 1 | 0.25628 | 1 | 0.25628 | 0 | 0 | 0 | 0 | 0 | 0 | 0 | 0 | 0 | 0
4695 | 2025-07-15 | 15 | 1 | 0.2694 | 1 | 0.12687 | 1 | 0.27665 | 1 | 0.27665 | 0 | 0 | 0 | 0 | 0 | 0 | 0 | 0 | 0 | 0
4696 | 2025-07-15 | 16 | 1 | 0.25626 | 1 | 0.11389 | 1 | 0.26823 | 1 | 0.26823 | 0.49 | 0 | 0.12557 | 0 | 0.055808 | 0 | 0.13143 | 0 | 0.13143 | 0
4697 | 2025-07-15 | 17 | 1 | 0.26225 | 1 | 0.1256 | 1 | 0.29203 | 1 | 0.29203 | 0.49 | 0 | 0.1285 | 0 | 0.061542 | 0 | 0.1431 | 0 | 0.1431 | 0
4698 | 2025-07-15 | 18 | 1 | 0.3095 | 1 | 0.14576 | 1 | 0.31783 | 1 | 0.31783 | 0.49 | 0 | 0.15166 | 0 | 0.071422 | 0 | 0.15574 | 0 | 0.15574 | 0
4699 | 2025-07-15 | 19 | 1 | 0.26029 | 1 | 0.10904 | 1 | 0.25965 | 1 | 0.25965 | 0.49 | 0 | 0.12754 | 0 | 0.053432 | 0 | 0.12723 | 0 | 0.12723 | 0
4700 | 2025-07-15 | 20 | 1 | 0.22963 | 1 | 0.10063 | 1 | 0.22344 | 1 | 0.22344 | 0.49 | 0 | 0.11252 | 0 | 0.049311 | 0 | 0.10949 | 0 | 0.10949 | 0
4701 | 2025-07-15 | 21 | 1 | 0.18423 | 1 | 0.072543 | 1 | 0.1749 | 1 | 0.1749 | 0.49 | 0 | 0.090272 | 0 | 0.035546 | 0 | 0.085701 | 0 | 0.085701 | 0
4702 | 2025-07-15 | 22 | 1 | 0.15481 | 1 | 0.060159 | 1 | 0.14545 | 1 | 0.14545 | 0 | 0 | 0 | 0 | 0 | 0 | 0 | 0 | 0 | 0
4703 | 2025-07-15 | 23 | 1 | 0.12575 | 1 | 0.052082 | 1 | 0.11743 | 1 | 0.11743 | 0 | 0 | 0 | 0 | 0 | 0 | 0 | 0 | 0 | 0
4704 | 2025-07-15 | 24 | 1 | 0.094131 | 1 | 0.038985 | 1 | 0.087903 | 1 | 0.087903 | 0 | 0 | 0 | 0 | 0 | 0 | 0 | 0 | 0 | 0
4705 | 2025-07-16 | 1 | 1 | 0.063966 | 1 | 0.024858 | 1 | 0.060099 | 1 | 0.060099 | 0 | 0 | 0 | 0 | 0 | 0 | 0 | 0 | 0 | 0
4706 | 2025-07-16 | 2 | 1 | 0.050291 | 1 | 0.0211 | 1 | 0.047404 | 1 | 0.047404 | 0 | 0 | 0 | 0 | 0 | 0 | 0 | 0 | 0 | 0
4707 | 2025-07-16 | 3 | 1 | 0.039598 | 1 | 0.0164 | 1 | 0.036978 | 1 | 0.036978 | 0 | 0 | 0 | 0 | 0 | 0 | 0 | 0 | 0 | 0
4708 | 2025-07-16 | 4 | 1 | 0.028727 | 1 | 0.011752 | 1 | 0.026591 | 1 | 0.026591 | 0 | 0 | 0 | 0 | 0 | 0 | 0 | 0 | 0 | 0
4709 | 2025-07-16 | 5 | 1 | 0.020315 | 1 | 0.0082142 | 1 | 0.018649 | 1 | 0.018649 | 0 | 0 | 0 | 0 | 0 | 0 | 0 | 0 | 0 | 0
4710 | 2025-07-16 | 6 | 1 | 0.023376 | 1 | 0.0087695 | 1 | 0.021365 | 1 | 0.021365 | 0 | 0 | 0 | 0 | 0 | 0 | 0 | 0 | 0 | 0
4711 | 2025-07-16 | 7 | 1 | 0.053736 | 1 | 0.021983 | 1 | 0.049741 | 1 | 0.049741 | 0 | 0 | 0 | 0 | 0 | 0 | 0 | 0 | 0 | 0
4712 | 2025-07-16 | 8 | 1 | 0.10724 | 1 | 0.043871 | 1 | 0.099269 | 1 | 0.099269 | 0 | 0 | 0 | 0 | 0 | 0 | 0 | 0 | 0 | 0
4713 | 2025-07-16 | 9 | 1 | 0.13992 | 1 | 0.059513 | 1 | 0.1332 | 1 | 0.1332 | 0 | 0 | 0 | 0 | 0 | 0 | 0 | 0 | 0 | 0
4714 | 2025-07-16 | 10 | 1 | 0.16673 | 1 | 0.07307 | 1 | 0.16224 | 1 | 0.16224 | 0 | 0 | 0 | 0 | 0 | 0 | 0 | 0 | 0 | 0
4715 | 2025-07-16 | 11 | 1 | 0.18675 | 1 | 0.08319 | 1 | 0.18392 | 1 | 0.18392 | 0 | 0 | 0 | 0 | 0 | 0 | 0 | 0 | 0 | 0
4716 | 2025-07-16 | 12 | 1 | 0.19336 | 1 | 0.087645 | 1 | 0.19292 | 1 | 0.19292 | 0 | 0 | 0 | 0 | 0 | 0 | 0 | 0 | 0 | 0
4717 | 2025-07-16 | 13 | 1 | 0.18746 | 1 | 0.077204 | 1 | 0.18445 | 1 | 0.18445 | 0 | 0 | 0 | 0 | 0 | 0 | 0 | 0 | 0 | 0
4718 | 2025-07-16 | 14 | 1 | 0.1908 | 1 | 0.083619 | 1 | 0.18566 | 1 | 0.18566 | 0 | 0 | 0 | 0 | 0 | 0 | 0 | 0 | 0 | 0
4719 | 2025-07-16 | 15 | 1 | 0.19463 | 1 | 0.085296 | 1 | 0.18938 | 1 | 0.18938 | 0 | 0 | 0 | 0 | 0 | 0 | 0 | 0 | 0 | 0
4720 | 2025-07-16 | 16 | 1 | 0.19223 | 1 | 0.082958 | 1 | 0.18495 | 1 | 0.18495 | 0.49 | 0 | 0.094191 | 0 | 0.04065 | 0 | 0.090624 | 0 | 0.090624 | 0
4721 | 2025-07-16 | 17 | 1 | 0.17454 | 1 | 0.071884 | 1 | 0.17174 | 1 | 0.17174 | 0.49 | 0 | 0.085524 | 0 | 0.035223 | 0 | 0.084151 | 0 | 0.084151 | 0
4722 | 2025-07-16 | 18 | 1 | 0.17772 | 1 | 0.075827 | 1 | 0.17993 | 1 | 0.17993 | 0.49 | 0 | 0.087083 | 0 | 0.037155 | 0 | 0.088165 | 0 | 0.088165 | 0
4723 | 2025-07-16 | 19 | 1 | 0.19318 | 1 | 0.082172 | 1 | 0.18391 | 1 | 0.18391 | 0.49 | 0 | 0.09466 | 0 | 0.040264 | 0 | 0.090117 | 0 | 0.090117 | 0
4724 | 2025-07-16 | 20 | 1 | 0.16239 | 1 | 0.067256 | 1 | 0.15165 | 1 | 0.15165 | 0.49 | 0 | 0.079572 | 0 | 0.032955 | 0 | 0.074308 | 0 | 0.074308 | 0
4725 | 2025-07-16 | 21 | 1 | 0.13371 | 1 | 0.050721 | 1 | 0.12327 | 1 | 0.12327 | 0.49 | 0 | 0.06552 | 0 | 0.024853 | 0 | 0.060403 | 0 | 0.060403 | 0
4726 | 2025-07-16 | 22 | 1 | 0.11449 | 1 | 0.043944 | 1 | 0.10653 | 1 | 0.10653 | 0 | 0 | 0 | 0 | 0 | 0 | 0 | 0 | 0 | 0
4727 | 2025-07-16 | 23 | 1 | 0.095177 | 1 | 0.040484 | 1 | 0.090609 | 1 | 0.090609 | 0 | 0 | 0 | 0 | 0 | 0 | 0 | 0 | 0 | 0
4728 | 2025-07-16 | 24 | 1 | 0.070368 | 1 | 0.029524 | 1 | 0.066328 | 1 | 0.066328 | 0 | 0 | 0 | 0 | 0 | 0 | 0 | 0 | 0 | 0
4729 | 2025-07-17 | 1 | 1 | 0.045306 | 1 | 0.017606 | 1 | 0.042566 | 1 | 0.042566 | 0 | 0 | 0 | 0 | 0 | 0 | 0 | 0 | 0 | 0
4730 | 2025-07-17 | 2 | 1 | 0.030103 | 1 | 0.011419 | 1 | 0.027752 | 1 | 0.027752 | 0 | 0 | 0 | 0 | 0 | 0 | 0 | 0 | 0 | 0
4731 | 2025-07-17 | 3 | 1 | 0.022753 | 1 | 0.0093081 | 1 | 0.021062 | 1 | 0.021062 | 0 | 0 | 0 | 0 | 0 | 0 | 0 | 0 | 0 | 0
4732 | 2025-07-17 | 4 | 1 | 0.01636 | 1 | 0.0062057 | 1 | 0.015082 | 1 | 0.015082 | 0 | 0 | 0 | 0 | 0 | 0 | 0 | 0 | 0 | 0
4733 | 2025-07-17 | 5 | 1 | 0.012195 | 1 | 0.0049308 | 1 | 0.011195 | 1 | 0.011195 | 0 | 0 | 0 | 0 | 0 | 0 | 0 | 0 | 0 | 0
4734 | 2025-07-17 | 6 | 1 | 0.017397 | 1 | 0.0065991 | 1 | 0.016038 | 1 | 0.016038 | 0 | 0 | 0 | 0 | 0 | 0 | 0 | 0 | 0 | 0
4735 | 2025-07-17 | 7 | 1 | 0.04457 | 1 | 0.017106 | 1 | 0.041468 | 1 | 0.041468 | 0 | 0 | 0 | 0 | 0 | 0 | 0 | 0 | 0 | 0
4736 | 2025-07-17 | 8 | 1 | 0.10284 | 1 | 0.041685 | 1 | 0.099908 | 1 | 0.099908 | 0 | 0 | 0 | 0 | 0 | 0 | 0 | 0 | 0 | 0
4737 | 2025-07-17 | 9 | 1 | 0.13756 | 1 | 0.05576 | 1 | 0.13364 | 1 | 0.13364 | 0 | 0 | 0 | 0 | 0 | 0 | 0 | 0 | 0 | 0
4738 | 2025-07-17 | 10 | 1 | 0.17385 | 1 | 0.078801 | 1 | 0.17345 | 1 | 0.17345 | 0 | 0 | 0 | 0 | 0 | 0 | 0 | 0 | 0 | 0
4739 | 2025-07-17 | 11 | 1 | 0.18219 | 1 | 0.084122 | 1 | 0.18431 | 1 | 0.18431 | 0 | 0 | 0 | 0 | 0 | 0 | 0 | 0 | 0 | 0
4740 | 2025-07-17 | 12 | 1 | 0.16276 | 1 | 0.063247 | 1 | 0.15291 | 1 | 0.15291 | 0 | 0 | 0 | 0 | 0 | 0 | 0 | 0 | 0 | 0
4741 | 2025-07-17 | 13 | 1 | 0.14344 | 1 | 0.059405 | 1 | 0.13395 | 1 | 0.13395 | 0 | 0 | 0 | 0 | 0 | 0 | 0 | 0 | 0 | 0
4742 | 2025-07-17 | 14 | 1 | 0.12344 | 1 | 0.049295 | 1 | 0.1185 | 1 | 0.1185 | 0 | 0 | 0 | 0 | 0 | 0 | 0 | 0 | 0 | 0
4743 | 2025-07-17 | 15 | 1 | 0.16258 | 1 | 0.07369 | 1 | 0.1622 | 1 | 0.1622 | 0 | 0 | 0 | 0 | 0 | 0 | 0 | 0 | 0 | 0
4744 | 2025-07-17 | 16 | 1 | 0.21963 | 1 | 0.10565 | 1 | 0.22922 | 1 | 0.22922 | 0.49 | 0 | 0.10762 | 0 | 0.051769 | 0 | 0.11232 | 0 | 0.11232 | 0
4745 | 2025-07-17 | 17 | 1 | 0.24066 | 1 | 0.10237 | 1 | 0.22911 | 1 | 0.22911 | 0.49 | 0 | 0.11792 | 0 | 0.050159 | 0 | 0.11226 | 0 | 0.11226 | 0
4746 | 2025-07-17 | 18 | 1 | 0.2175 | 1 | 0.09008 | 1 | 0.20311 | 1 | 0.20311 | 0.49 | 0 | 0.10658 | 0 | 0.044139 | 0 | 0.099525 | 0 | 0.099525 | 0
4747 | 2025-07-17 | 19 | 1 | 0.20871 | 1 | 0.09147 | 1 | 0.20309 | 1 | 0.20309 | 0.49 | 0 | 0.10227 | 0 | 0.04482 | 0 | 0.099514 | 0 | 0.099514 | 0
4748 | 2025-07-17 | 20 | 1 | 0.16891 | 1 | 0.06651 | 1 | 0.16036 | 1 | 0.16036 | 0.49 | 0 | 0.082766 | 0 | 0.03259 | 0 | 0.078575 | 0 | 0.078575 | 0
4749 | 2025-07-17 | 21 | 1 | 0.14936 | 1 | 0.061858 | 1 | 0.13948 | 1 | 0.13948 | 0.49 | 0 | 0.073186 | 0 | 0.030311 | 0 | 0.068344 | 0 | 0.068344 | 0
4750 | 2025-07-17 | 22 | 1 | 0.1235 | 1 | 0.049935 | 1 | 0.11337 | 1 | 0.11337 | 0 | 0 | 0 | 0 | 0 | 0 | 0 | 0 | 0 | 0
4751 | 2025-07-17 | 23 | 1 | 0.088495 | 1 | 0.035387 | 1 | 0.080604 | 1 | 0.080604 | 0 | 0 | 0 | 0 | 0 | 0 | 0 | 0 | 0 | 0
4752 | 2025-07-17 | 24 | 1 | 0.055087 | 1 | 0.021578 | 1 | 0.049455 | 1 | 0.049455 | 0 | 0 | 0 | 0 | 0 | 0 | 0 | 0 | 0 | 0
4753 | 2025-07-18 | 1 | 1 | 0.030126 | 1 | 0.010969 | 1 | 0.026906 | 1 | 0.026906 | 0 | 0 | 0 | 0 | 0 | 0 | 0 | 0 | 0 | 0
4754 | 2025-07-18 | 2 | 0 | 0 | 0 | 0 | 0 | 0 | 0 | 0 | 0 | 0 | 0 | 0 | 0 | 0 | 0 | 0 | 0 | 0
4755 | 2025-07-18 | 3 | 0 | 0 | 0 | 0 | 0 | 0 | 0 | 0 | 0 | 0 | 0 | 0 | 0 | 0 | 0 | 0 | 0 | 0
4756 | 2025-07-18 | 4 | 0 | 0 | 0 | 0 | 0 | 0 | 0 | 0 | 0 | 0 | 0 | 0 | 0 | 0 | 0 | 0 | 0 | 0
4757 | 2025-07-18 | 5 | 0 | 0 | 0 | 0 | 0 | 0 | 0 | 0 | 0 | 0 | 0 | 0 | 0 | 0 | 0 | 0 | 0 | 0
4758 | 2025-07-18 | 6 | 0 | 0 | 0 | 0 | 0 | 0 | 0 | 0 | 0 | 0 | 0 | 0 | 0 | 0 | 0 | 0 | 0 | 0
4759 | 2025-07-18 | 7 | 1 | 0.019312 | 1 | 0.0070983 | 1 | 0.017374 | 1 | 0.017374 | 0 | 0 | 0 | 0 | 0 | 0 | 0 | 0 | 0 | 0
4760 | 2025-07-18 | 8 | 1 | 0.067534 | 1 | 0.026454 | 1 | 0.06063 | 1 | 0.06063 | 0 | 0 | 0 | 0 | 0 | 0 | 0 | 0 | 0 | 0
4761 | 2025-07-18 | 9 | 1 | 0.067864 | 1 | 0.025459 | 1 | 0.062027 | 1 | 0.062027 | 0 | 0 | 0 | 0 | 0 | 0 | 0 | 0 | 0 | 0
4762 | 2025-07-18 | 10 | 1 | 0.10021 | 1 | 0.04052 | 1 | 0.091996 | 1 | 0.091996 | 0 | 0 | 0 | 0 | 0 | 0 | 0 | 0 | 0 | 0
4763 | 2025-07-18 | 11 | 1 | 0.11167 | 1 | 0.042861 | 1 | 0.1039 | 1 | 0.1039 | 0 | 0 | 0 | 0 | 0 | 0 | 0 | 0 | 0 | 0
4764 | 2025-07-18 | 12 | 1 | 0.13634 | 1 | 0.052982 | 1 | 0.1281 | 1 | 0.1281 | 0 | 0 | 0 | 0 | 0 | 0 | 0 | 0 | 0 | 0
4765 | 2025-07-18 | 13 | 1 | 0.14895 | 1 | 0.05948 | 1 | 0.14299 | 1 | 0.14299 | 0 | 0 | 0 | 0 | 0 | 0 | 0 | 0 | 0 | 0
4766 | 2025-07-18 | 14 | 1 | 0.18764 | 1 | 0.083587 | 1 | 0.1848 | 1 | 0.1848 | 0 | 0 | 0 | 0 | 0 | 0 | 0 | 0 | 0 | 0
4767 | 2025-07-18 | 15 | 1 | 0.2201 | 1 | 0.094986 | 1 | 0.21176 | 1 | 0.21176 | 0 | 0 | 0 | 0 | 0 | 0 | 0 | 0 | 0 | 0
4768 | 2025-07-18 | 16 | 1 | 0.21876 | 1 | 0.086139 | 1 | 0.20768 | 1 | 0.20768 | 0.49 | 0 | 0.10719 | 0 | 0.042208 | 0 | 0.10176 | 0 | 0.10176 | 0
4769 | 2025-07-18 | 17 | 1 | 0.23935 | 1 | 0.097016 | 1 | 0.23252 | 1 | 0.23252 | 0.49 | 0 | 0.11728 | 0 | 0.047538 | 0 | 0.11393 | 0 | 0.11393 | 0
4770 | 2025-07-18 | 18 | 1 | 0.24665 | 1 | 0.098493 | 1 | 0.23678 | 1 | 0.23678 | 0.49 | 0 | 0.12086 | 0 | 0.048262 | 0 | 0.11602 | 0 | 0.11602 | 0
4771 | 2025-07-18 | 19 | 1 | 0.25065 | 1 | 0.10516 | 1 | 0.23626 | 1 | 0.23626 | 0.49 | 0 | 0.12282 | 0 | 0.051529 | 0 | 0.11577 | 0 | 0.11577 | 0
4772 | 2025-07-18 | 20 | 1 | 0.18277 | 1 | 0.070148 | 1 | 0.17005 | 1 | 0.17005 | 0.49 | 0 | 0.089557 | 0 | 0.034372 | 0 | 0.083324 | 0 | 0.083324 | 0
4773 | 2025-07-18 | 21 | 1 | 0.14609 | 1 | 0.055417 | 1 | 0.13468 | 1 | 0.13468 | 0.49 | 0 | 0.071585 | 0 | 0.027154 | 0 | 0.065995 | 0 | 0.065995 | 0
4774 | 2025-07-18 | 22 | 1 | 0.11819 | 1 | 0.043441 | 1 | 0.10633 | 1 | 0.10633 | 0 | 0 | 0 | 0 | 0 | 0 | 0 | 0 | 0 | 0
4775 | 2025-07-18 | 23 | 1 | 0.084932 | 1 | 0.030923 | 1 | 0.075855 | 1 | 0.075855 | 0 | 0 | 0 | 0 | 0 | 0 | 0 | 0 | 0 | 0
4776 | 2025-07-18 | 24 | 1 | 0.059754 | 1 | 0.023182 | 1 | 0.053288 | 1 | 0.053288 | 0 | 0 | 0 | 0 | 0 | 0 | 0 | 0 | 0 | 0
4777 | 2025-07-19 | 1 | 0 | 0 | 0 | 0 | 0 | 0 | 0 | 0 | 0 | 0 | 0 | 0 | 0 | 0 | 0 | 0 | 0 | 0
4778 | 2025-07-19 | 2 | 0 | 0 | 0 | 0 | 0 | 0 | 0 | 0 | 0 | 0 | 0 | 0 | 0 | 0 | 0 | 0 | 0 | 0
4779 | 2025-07-19 | 3 | 1 | 0.016995 | 1 | 0.0065935 | 1 | 0.015156 | 1 | 0.015156 | 0 | 0 | 0 | 0 | 0 | 0 | 0 | 0 | 0 | 0
4780 | 2025-07-19 | 4 | 0 | 0 | 0 | 0 | 0 | 0 | 0 | 0 | 0 | 0 | 0 | 0 | 0 | 0 | 0 | 0 | 0 | 0
4781 | 2025-07-19 | 5 | 0 | 0 | 0 | 0 | 0 | 0 | 0 | 0 | 0 | 0 | 0 | 0 | 0 | 0 | 0 | 0 | 0 | 0
4782 | 2025-07-19 | 6 | 0 | 0 | 0 | 0 | 0 | 0 | 0 | 0 | 0 | 0 | 0 | 0 | 0 | 0 | 0 | 0 | 0 | 0
4783 | 2025-07-19 | 7 | 1 | 0.019751 | 1 | 0.0074095 | 1 | 0.018052 | 1 | 0.018052 | 0 | 0 | 0 | 0 | 0 | 0 | 0 | 0 | 0 | 0
4784 | 2025-07-19 | 8 | 1 | 0.077569 | 1 | 0.029771 | 1 | 0.07217 | 1 | 0.07217 | 0 | 0 | 0 | 0 | 0 | 0 | 0 | 0 | 0 | 0
4785 | 2025-07-19 | 9 | 1 | 0.11142 | 1 | 0.046145 | 1 | 0.10405 | 1 | 0.10405 | 0 | 0 | 0 | 0 | 0 | 0 | 0 | 0 | 0 | 0
4786 | 2025-07-19 | 10 | 1 | 0.10056 | 1 | 0.042775 | 1 | 0.095738 | 1 | 0.095738 | 0 | 0 | 0 | 0 | 0 | 0 | 0 | 0 | 0 | 0
4787 | 2025-07-19 | 11 | 1 | 0.1112 | 1 | 0.043785 | 1 | 0.10557 | 1 | 0.10557 | 0 | 0 | 0 | 0 | 0 | 0 | 0 | 0 | 0 | 0
4788 | 2025-07-19 | 12 | 1 | 0.14723 | 1 | 0.060978 | 1 | 0.13749 | 1 | 0.13749 | 0 | 0 | 0 | 0 | 0 | 0 | 0 | 0 | 0 | 0
4789 | 2025-07-19 | 13 | 1 | 0.15095 | 1 | 0.063335 | 1 | 0.14229 | 1 | 0.14229 | 0 | 0 | 0 | 0 | 0 | 0 | 0 | 0 | 0 | 0
4790 | 2025-07-19 | 14 | 1 | 0.17375 | 1 | 0.071958 | 1 | 0.16225 | 1 | 0.16225 | 0 | 0 | 0 | 0 | 0 | 0 | 0 | 0 | 0 | 0
4791 | 2025-07-19 | 15 | 1 | 0.17011 | 1 | 0.071266 | 1 | 0.1697 | 1 | 0.1697 | 0 | 0 | 0 | 0 | 0 | 0 | 0 | 0 | 0 | 0
4792 | 2025-07-19 | 16 | 1 | 0.18164 | 1 | 0.080912 | 1 | 0.17889 | 1 | 0.17889 | 0 | 0 | 0 | 0 | 0 | 0 | 0 | 0 | 0 | 0
4793 | 2025-07-19 | 17 | 1 | 0.14833 | 1 | 0.058409 | 1 | 0.14082 | 1 | 0.14082 | 0 | 0 | 0 | 0 | 0 | 0 | 0 | 0 | 0 | 0
4794 | 2025-07-19 | 18 | 1 | 0.13977 | 1 | 0.053645 | 1 | 0.13004 | 1 | 0.13004 | 0 | 0 | 0 | 0 | 0 | 0 | 0 | 0 | 0 | 0
4795 | 2025-07-19 | 19 | 1 | 0.14778 | 1 | 0.060454 | 1 | 0.13679 | 1 | 0.13679 | 0 | 0 | 0 | 0 | 0 | 0 | 0 | 0 | 0 | 0
4796 | 2025-07-19 | 20 | 1 | 0.12857 | 1 | 0.049345 | 1 | 0.11962 | 1 | 0.11962 | 0 | 0 | 0 | 0 | 0 | 0 | 0 | 0 | 0 | 0
4797 | 2025-07-19 | 21 | 1 | 0.12436 | 1 | 0.051503 | 1 | 0.11613 | 1 | 0.11613 | 0 | 0 | 0 | 0 | 0 | 0 | 0 | 0 | 0 | 0
4798 | 2025-07-19 | 22 | 1 | 0.10847 | 1 | 0.044374 | 1 | 0.10041 | 1 | 0.10041 | 0 | 0 | 0 | 0 | 0 | 0 | 0 | 0 | 0 | 0
4799 | 2025-07-19 | 23 | 1 | 0.076079 | 1 | 0.028541 | 1 | 0.069535 | 1 | 0.069535 | 0 | 0 | 0 | 0 | 0 | 0 | 0 | 0 | 0 | 0
4800 | 2025-07-19 | 24 | 1 | 0.051512 | 1 | 0.019324 | 1 | 0.047081 | 1 | 0.047081 | 0 | 0 | 0 | 0 | 0 | 0 | 0 | 0 | 0 | 0
4801 | 2025-07-20 | 1 | 1 | 0.034058 | 1 | 0.012919 | 1 | 0.031399 | 1 | 0.031399 | 0 | 0 | 0 | 0 | 0 | 0 | 0 | 0 | 0 | 0
4802 | 2025-07-20 | 2 | 1 | 0.019849 | 1 | 0.0078538 | 1 | 0.017946 | 1 | 0.017946 | 0 | 0 | 0 | 0 | 0 | 0 | 0 | 0 | 0 | 0
4803 | 2025-07-20 | 3 | 1 | 0.01046 | 1 | 0.0042294 | 1 | 0.0096023 | 1 | 0.0096023 | 0 | 0 | 0 | 0 | 0 | 0 | 0 | 0 | 0 | 0
4804 | 2025-07-20 | 4 | 1 | 0.0098782 | 1 | 0.0039501 | 1 | 0.0089974 | 1 | 0.0089974 | 0 | 0 | 0 | 0 | 0 | 0 | 0 | 0 | 0 | 0
4805 | 2025-07-20 | 5 | 1 | 0.011548 | 1 | 0.0045691 | 1 | 0.01044 | 1 | 0.01044 | 0 | 0 | 0 | 0 | 0 | 0 | 0 | 0 | 0 | 0
4806 | 2025-07-20 | 6 | 1 | 0.0091812 | 1 | 0.0034827 | 1 | 0.0084642 | 1 | 0.0084642 | 0 | 0 | 0 | 0 | 0 | 0 | 0 | 0 | 0 | 0
4807 | 2025-07-20 | 7 | 1 | 0.029611 | 1 | 0.012114 | 1 | 0.02741 | 1 | 0.02741 | 0 | 0 | 0 | 0 | 0 | 0 | 0 | 0 | 0 | 0
4808 | 2025-07-20 | 8 | 1 | 0.054937 | 1 | 0.021632 | 1 | 0.052155 | 1 | 0.052155 | 0 | 0 | 0 | 0 | 0 | 0 | 0 | 0 | 0 | 0
4809 | 2025-07-20 | 9 | 1 | 0.10908 | 1 | 0.048589 | 1 | 0.10743 | 1 | 0.10743 | 0 | 0 | 0 | 0 | 0 | 0 | 0 | 0 | 0 | 0
4810 | 2025-07-20 | 10 | 1 | 0.16114 | 1 | 0.079297 | 1 | 0.17114 | 1 | 0.17114 | 0 | 0 | 0 | 0 | 0 | 0 | 0 | 0 | 0 | 0
4811 | 2025-07-20 | 11 | 1 | 0.17432 | 1 | 0.085981 | 1 | 0.19898 | 1 | 0.19898 | 0 | 0 | 0 | 0 | 0 | 0 | 0 | 0 | 0 | 0
4812 | 2025-07-20 | 12 | 1 | 0.19287 | 1 | 0.092776 | 1 | 0.20129 | 1 | 0.20129 | 0 | 0 | 0 | 0 | 0 | 0 | 0 | 0 | 0 | 0
4813 | 2025-07-20 | 13 | 1 | 0.20311 | 1 | 0.092063 | 1 | 0.20264 | 1 | 0.20264 | 0 | 0 | 0 | 0 | 0 | 0 | 0 | 0 | 0 | 0
4814 | 2025-07-20 | 14 | 1 | 0.22653 | 1 | 0.098572 | 1 | 0.23304 | 1 | 0.23304 | 0 | 0 | 0 | 0 | 0 | 0 | 0 | 0 | 0 | 0
4815 | 2025-07-20 | 15 | 1 | 0.25037 | 1 | 0.11127 | 1 | 0.26206 | 1 | 0.26206 | 0 | 0 | 0 | 0 | 0 | 0 | 0 | 0 | 0 | 0
4816 | 2025-07-20 | 16 | 1 | 0.2683 | 1 | 0.1124 | 1 | 0.26764 | 1 | 0.26764 | 0 | 0 | 0 | 0 | 0 | 0 | 0 | 0 | 0 | 0
4817 | 2025-07-20 | 17 | 1 | 0.24365 | 1 | 0.11358 | 1 | 0.26528 | 1 | 0.26528 | 0 | 0 | 0 | 0 | 0 | 0 | 0 | 0 | 0 | 0
4818 | 2025-07-20 | 18 | 1 | 0.27293 | 1 | 0.11434 | 1 | 0.27226 | 1 | 0.27226 | 0 | 0 | 0 | 0 | 0 | 0 | 0 | 0 | 0 | 0
4819 | 2025-07-20 | 19 | 1 | 0.28067 | 1 | 0.12959 | 1 | 0.28394 | 1 | 0.28394 | 0 | 0 | 0 | 0 | 0 | 0 | 0 | 0 | 0 | 0
4820 | 2025-07-20 | 20 | 1 | 0.21987 | 1 | 0.09772 | 1 | 0.23014 | 1 | 0.23014 | 0 | 0 | 0 | 0 | 0 | 0 | 0 | 0 | 0 | 0
4821 | 2025-07-20 | 21 | 1 | 0.19123 | 1 | 0.083211 | 1 | 0.19673 | 1 | 0.19673 | 0 | 0 | 0 | 0 | 0 | 0 | 0 | 0 | 0 | 0
4822 | 2025-07-20 | 22 | 1 | 0.17572 | 1 | 0.07701 | 1 | 0.17099 | 1 | 0.17099 | 0 | 0 | 0 | 0 | 0 | 0 | 0 | 0 | 0 | 0
4823 | 2025-07-20 | 23 | 1 | 0.13645 | 1 | 0.057251 | 1 | 0.12862 | 1 | 0.12862 | 0 | 0 | 0 | 0 | 0 | 0 | 0 | 0 | 0 | 0
4824 | 2025-07-20 | 24 | 1 | 0.10087 | 1 | 0.041778 | 1 | 0.0942 | 1 | 0.0942 | 0 | 0 | 0 | 0 | 0 | 0 | 0 | 0 | 0 | 0
4825 | 2025-07-21 | 1 | 1 | 0.06987 | 1 | 0.027512 | 1 | 0.066332 | 1 | 0.066332 | 0 | 0 | 0 | 0 | 0 | 0 | 0 | 0 | 0 | 0
4826 | 2025-07-21 | 2 | 1 | 0.051842 | 1 | 0.019897 | 1 | 0.048234 | 1 | 0.048234 | 0 | 0 | 0 | 0 | 0 | 0 | 0 | 0 | 0 | 0
4827 | 2025-07-21 | 3 | 1 | 0.038338 | 1 | 0.014714 | 1 | 0.03567 | 1 | 0.03567 | 0 | 0 | 0 | 0 | 0 | 0 | 0 | 0 | 0 | 0
4828 | 2025-07-21 | 4 | 1 | 0.029251 | 1 | 0.011827 | 1 | 0.026853 | 1 | 0.026853 | 0 | 0 | 0 | 0 | 0 | 0 | 0 | 0 | 0 | 0
4829 | 2025-07-21 | 5 | 1 | 0.023897 | 1 | 0.0096626 | 1 | 0.021938 | 1 | 0.021938 | 0 | 0 | 0 | 0 | 0 | 0 | 0 | 0 | 0 | 0
4830 | 2025-07-21 | 6 | 1 | 0.02597 | 1 | 0.0099676 | 1 | 0.024163 | 1 | 0.024163 | 0 | 0 | 0 | 0 | 0 | 0 | 0 | 0 | 0 | 0
4831 | 2025-07-21 | 7 | 1 | 0.044327 | 1 | 0.018854 | 1 | 0.042199 | 1 | 0.042199 | 0 | 0 | 0 | 0 | 0 | 0 | 0 | 0 | 0 | 0
4832 | 2025-07-21 | 8 | 1 | 0.1019 | 1 | 0.041304 | 1 | 0.098993 | 1 | 0.098993 | 0 | 0 | 0 | 0 | 0 | 0 | 0 | 0 | 0 | 0
4833 | 2025-07-21 | 9 | 1 | 0.1398 | 1 | 0.061269 | 1 | 0.13604 | 1 | 0.13604 | 0 | 0 | 0 | 0 | 0 | 0 | 0 | 0 | 0 | 0
4834 | 2025-07-21 | 10 | 1 | 0.13123 | 1 | 0.053193 | 1 | 0.12749 | 1 | 0.12749 | 0 | 0 | 0 | 0 | 0 | 0 | 0 | 0 | 0 | 0
4835 | 2025-07-21 | 11 | 1 | 0.16035 | 1 | 0.06604 | 1 | 0.15778 | 1 | 0.15778 | 0 | 0 | 0 | 0 | 0 | 0 | 0 | 0 | 0 | 0
4836 | 2025-07-21 | 12 | 1 | 0.17308 | 1 | 0.078449 | 1 | 0.17268 | 1 | 0.17268 | 0 | 0 | 0 | 0 | 0 | 0 | 0 | 0 | 0 | 0
4837 | 2025-07-21 | 13 | 1 | 0.14676 | 1 | 0.058606 | 1 | 0.14089 | 1 | 0.14089 | 0 | 0 | 0 | 0 | 0 | 0 | 0 | 0 | 0 | 0
4838 | 2025-07-21 | 14 | 1 | 0.12301 | 1 | 0.049122 | 1 | 0.11809 | 1 | 0.11809 | 0 | 0 | 0 | 0 | 0 | 0 | 0 | 0 | 0 | 0
4839 | 2025-07-21 | 15 | 1 | 0.13363 | 1 | 0.057017 | 1 | 0.13529 | 1 | 0.13529 | 0 | 0 | 0 | 0 | 0 | 0 | 0 | 0 | 0 | 0
4840 | 2025-07-21 | 16 | 1 | 0.21122 | 1 | 0.094089 | 1 | 0.20802 | 1 | 0.20802 | 0.49 | 0 | 0.1035 | 0 | 0.046104 | 0 | 0.10193 | 0 | 0.10193 | 0
4841 | 2025-07-21 | 17 | 1 | 0.24209 | 1 | 0.10448 | 1 | 0.23292 | 1 | 0.23292 | 0.49 | 0 | 0.11862 | 0 | 0.051194 | 0 | 0.11413 | 0 | 0.11413 | 0
4842 | 2025-07-21 | 18 | 1 | 0.2305 | 1 | 0.092043 | 1 | 0.22127 | 1 | 0.22127 | 0.49 | 0 | 0.11294 | 0 | 0.045101 | 0 | 0.10842 | 0 | 0.10842 | 0
4843 | 2025-07-21 | 19 | 1 | 0.21892 | 1 | 0.086201 | 1 | 0.20783 | 1 | 0.20783 | 0.49 | 0 | 0.10727 | 0 | 0.042239 | 0 | 0.10184 | 0 | 0.10184 | 0
4844 | 2025-07-21 | 20 | 1 | 0.1938 | 1 | 0.080264 | 1 | 0.18098 | 1 | 0.18098 | 0.49 | 0 | 0.094963 | 0 | 0.039329 | 0 | 0.08868 | 0 | 0.08868 | 0
4845 | 2025-07-21 | 21 | 1 | 0.1479 | 1 | 0.057475 | 1 | 0.13896 | 1 | 0.13896 | 0.49 | 0 | 0.072472 | 0 | 0.028163 | 0 | 0.06809 | 0 | 0.06809 | 0
4846 | 2025-07-21 | 22 | 1 | 0.12485 | 1 | 0.048518 | 1 | 0.1173 | 1 | 0.1173 | 0 | 0 | 0 | 0 | 0 | 0 | 0 | 0 | 0 | 0
4847 | 2025-07-21 | 23 | 1 | 0.09954 | 1 | 0.040721 | 1 | 0.092139 | 1 | 0.092139 | 0 | 0 | 0 | 0 | 0 | 0 | 0 | 0 | 0 | 0
4848 | 2025-07-21 | 24 | 1 | 0.079693 | 1 | 0.036797 | 1 | 0.080623 | 1 | 0.080623 | 0 | 0 | 0 | 0 | 0 | 0 | 0 | 0 | 0 | 0
4849 | 2025-07-22 | 1 | 1 | 0.061551 | 1 | 0.026181 | 1 | 0.058597 | 1 | 0.058597 | 0 | 0 | 0 | 0 | 0 | 0 | 0 | 0 | 0 | 0
4850 | 2025-07-22 | 2 | 1 | 0.039013 | 1 | 0.015579 | 1 | 0.037451 | 1 | 0.037451 | 0 | 0 | 0 | 0 | 0 | 0 | 0 | 0 | 0 | 0
4851 | 2025-07-22 | 3 | 1 | 0.028272 | 1 | 0.010851 | 1 | 0.026304 | 1 | 0.026304 | 0 | 0 | 0 | 0 | 0 | 0 | 0 | 0 | 0 | 0
4852 | 2025-07-22 | 4 | 1 | 0.027521 | 1 | 0.012061 | 1 | 0.026779 | 1 | 0.026779 | 0 | 0 | 0 | 0 | 0 | 0 | 0 | 0 | 0 | 0
4853 | 2025-07-22 | 5 | 1 | 0.027544 | 1 | 0.010999 | 1 | 0.026442 | 1 | 0.026442 | 0 | 0 | 0 | 0 | 0 | 0 | 0 | 0 | 0 | 0
4854 | 2025-07-22 | 6 | 1 | 0.033196 | 1 | 0.013928 | 1 | 0.031291 | 1 | 0.031291 | 0 | 0 | 0 | 0 | 0 | 0 | 0 | 0 | 0 | 0
4855 | 2025-07-22 | 7 | 1 | 0.053909 | 1 | 0.021527 | 1 | 0.051752 | 1 | 0.051752 | 0 | 0 | 0 | 0 | 0 | 0 | 0 | 0 | 0 | 0
4856 | 2025-07-22 | 8 | 1 | 0.1066 | 1 | 0.046718 | 1 | 0.10373 | 1 | 0.10373 | 0 | 0 | 0 | 0 | 0 | 0 | 0 | 0 | 0 | 0
4857 | 2025-07-22 | 9 | 1 | 0.13431 | 1 | 0.059828 | 1 | 0.13227 | 1 | 0.13227 | 0 | 0 | 0 | 0 | 0 | 0 | 0 | 0 | 0 | 0
4858 | 2025-07-22 | 10 | 1 | 0.16493 | 1 | 0.070155 | 1 | 0.15702 | 1 | 0.15702 | 0 | 0 | 0 | 0 | 0 | 0 | 0 | 0 | 0 | 0
4859 | 2025-07-22 | 11 | 1 | 0.18851 | 1 | 0.081355 | 1 | 0.18137 | 1 | 0.18137 | 0 | 0 | 0 | 0 | 0 | 0 | 0 | 0 | 0 | 0
4860 | 2025-07-22 | 12 | 1 | 0.18069 | 1 | 0.074418 | 1 | 0.17779 | 1 | 0.17779 | 0 | 0 | 0 | 0 | 0 | 0 | 0 | 0 | 0 | 0
4861 | 2025-07-22 | 13 | 1 | 0.20429 | 1 | 0.094327 | 1 | 0.20667 | 1 | 0.20667 | 0 | 0 | 0 | 0 | 0 | 0 | 0 | 0 | 0 | 0
4862 | 2025-07-22 | 14 | 1 | 0.21978 | 1 | 0.09994 | 1 | 0.23442 | 1 | 0.23442 | 0 | 0 | 0 | 0 | 0 | 0 | 0 | 0 | 0 | 0
4863 | 2025-07-22 | 15 | 1 | 0.26833 | 1 | 0.12908 | 1 | 0.28004 | 1 | 0.28004 | 0 | 0 | 0 | 0 | 0 | 0 | 0 | 0 | 0 | 0
4864 | 2025-07-22 | 16 | 1 | 0.26823 | 1 | 0.11237 | 1 | 0.26757 | 1 | 0.26757 | 0.49 | 0 | 0.13143 | 0 | 0.055061 | 0 | 0.13111 | 0 | 0.13111 | 0
4865 | 2025-07-22 | 17 | 1 | 0.26663 | 1 | 0.1117 | 1 | 0.26598 | 1 | 0.26598 | 0.49 | 0 | 0.13065 | 0 | 0.054734 | 0 | 0.13033 | 0 | 0.13033 | 0
4866 | 2025-07-22 | 18 | 1 | 0.28164 | 1 | 0.12343 | 1 | 0.27405 | 1 | 0.27405 | 0.49 | 0 | 0.138 | 0 | 0.060481 | 0 | 0.13429 | 0 | 0.13429 | 0
4867 | 2025-07-22 | 19 | 1 | 0.24308 | 1 | 0.094461 | 1 | 0.22838 | 1 | 0.22838 | 0.49 | 0 | 0.11911 | 0 | 0.046286 | 0 | 0.11191 | 0 | 0.11191 | 0
4868 | 2025-07-22 | 20 | 1 | 0.20405 | 1 | 0.083477 | 1 | 0.18888 | 1 | 0.18888 | 0.49 | 0 | 0.099986 | 0 | 0.040904 | 0 | 0.092553 | 0 | 0.092553 | 0
4869 | 2025-07-22 | 21 | 1 | 0.1621 | 1 | 0.06149 | 1 | 0.14945 | 1 | 0.14945 | 0.49 | 0 | 0.079431 | 0 | 0.03013 | 0 | 0.073228 | 0 | 0.073228 | 0
4870 | 2025-07-22 | 22 | 1 | 0.13446 | 1 | 0.051606 | 1 | 0.1251 | 1 | 0.1251 | 0 | 0 | 0 | 0 | 0 | 0 | 0 | 0 | 0 | 0
4871 | 2025-07-22 | 23 | 1 | 0.10147 | 1 | 0.041031 | 1 | 0.093155 | 1 | 0.093155 | 0 | 0 | 0 | 0 | 0 | 0 | 0 | 0 | 0 | 0
4872 | 2025-07-22 | 24 | 1 | 0.067109 | 1 | 0.026287 | 1 | 0.060248 | 1 | 0.060248 | 0 | 0 | 0 | 0 | 0 | 0 | 0 | 0 | 0 | 0
4873 | 2025-07-23 | 1 | 1 | 0.039429 | 1 | 0.015601 | 1 | 0.035648 | 1 | 0.035648 | 0 | 0 | 0 | 0 | 0 | 0 | 0 | 0 | 0 | 0
4874 | 2025-07-23 | 2 | 1 | 0.027145 | 1 | 0.010741 | 1 | 0.024542 | 1 | 0.024542 | 0 | 0 | 0 | 0 | 0 | 0 | 0 | 0 | 0 | 0
4875 | 2025-07-23 | 3 | 1 | 0.016434 | 1 | 0.0059836 | 1 | 0.014678 | 1 | 0.014678 | 0 | 0 | 0 | 0 | 0 | 0 | 0 | 0 | 0 | 0
4876 | 2025-07-23 | 4 | 0 | 0 | 0 | 0 | 0 | 0 | 0 | 0 | 0 | 0 | 0 | 0 | 0 | 0 | 0 | 0 | 0 | 0
4877 | 2025-07-23 | 5 | 0 | 0 | 0 | 0 | 0 | 0 | 0 | 0 | 0 | 0 | 0 | 0 | 0 | 0 | 0 | 0 | 0 | 0
4878 | 2025-07-23 | 6 | 0 | 0 | 0 | 0 | 0 | 0 | 0 | 0 | 0 | 0 | 0 | 0 | 0 | 0 | 0 | 0 | 0 | 0
4879 | 2025-07-23 | 7 | 1 | 0.020135 | 1 | 0.0078117 | 1 | 0.017957 | 1 | 0.017957 | 0 | 0 | 0 | 0 | 0 | 0 | 0 | 0 | 0 | 0
4880 | 2025-07-23 | 8 | 1 | 0.064485 | 1 | 0.025786 | 1 | 0.058735 | 1 | 0.058735 | 0 | 0 | 0 | 0 | 0 | 0 | 0 | 0 | 0 | 0
4881 | 2025-07-23 | 9 | 1 | 0.10077 | 1 | 0.041223 | 1 | 0.093275 | 1 | 0.093275 | 0 | 0 | 0 | 0 | 0 | 0 | 0 | 0 | 0 | 0
4882 | 2025-07-23 | 10 | 1 | 0.1263 | 1 | 0.047908 | 1 | 0.11643 | 1 | 0.11643 | 0 | 0 | 0 | 0 | 0 | 0 | 0 | 0 | 0 | 0
4883 | 2025-07-23 | 11 | 1 | 0.15333 | 1 | 0.065218 | 1 | 0.14597 | 1 | 0.14597 | 0 | 0 | 0 | 0 | 0 | 0 | 0 | 0 | 0 | 0
4884 | 2025-07-23 | 12 | 1 | 0.12833 | 1 | 0.050268 | 1 | 0.11521 | 1 | 0.11521 | 0 | 0 | 0 | 0 | 0 | 0 | 0 | 0 | 0 | 0
4885 | 2025-07-23 | 13 | 1 | 0.15901 | 1 | 0.073422 | 1 | 0.16087 | 1 | 0.16087 | 0 | 0 | 0 | 0 | 0 | 0 | 0 | 0 | 0 | 0
4886 | 2025-07-23 | 14 | 1 | 0.21245 | 1 | 0.10714 | 1 | 0.22996 | 1 | 0.22996 | 0 | 0 | 0 | 0 | 0 | 0 | 0 | 0 | 0 | 0
4887 | 2025-07-23 | 15 | 1 | 0.24033 | 1 | 0.1212 | 1 | 0.26015 | 1 | 0.26015 | 0 | 0 | 0 | 0 | 0 | 0 | 0 | 0 | 0 | 0
4888 | 2025-07-23 | 16 | 1 | 0.23717 | 1 | 0.11056 | 1 | 0.25823 | 1 | 0.25823 | 0.49 | 0 | 0.11621 | 0 | 0.054174 | 0 | 0.12653 | 0 | 0.12653 | 0
4889 | 2025-07-23 | 17 | 1 | 0.27551 | 1 | 0.13253 | 1 | 0.28754 | 1 | 0.28754 | 0.49 | 0 | 0.135 | 0 | 0.064941 | 0 | 0.14089 | 0 | 0.14089 | 0
4890 | 2025-07-23 | 18 | 1 | 0.28133 | 1 | 0.1299 | 1 | 0.28461 | 1 | 0.28461 | 0.49 | 0 | 0.13785 | 0 | 0.06365 | 0 | 0.13946 | 0 | 0.13946 | 0
4891 | 2025-07-23 | 19 | 1 | 0.21336 | 1 | 0.087873 | 1 | 0.20994 | 1 | 0.20994 | 0.49 | 0 | 0.10455 | 0 | 0.043058 | 0 | 0.10287 | 0 | 0.10287 | 0
4892 | 2025-07-23 | 20 | 1 | 0.17503 | 1 | 0.069896 | 1 | 0.16803 | 1 | 0.16803 | 0.49 | 0 | 0.085767 | 0 | 0.034249 | 0 | 0.082334 | 0 | 0.082334 | 0
4893 | 2025-07-23 | 21 | 1 | 0.1423 | 1 | 0.053977 | 1 | 0.13118 | 1 | 0.13118 | 0.49 | 0 | 0.069725 | 0 | 0.026449 | 0 | 0.06428 | 0 | 0.06428 | 0
4894 | 2025-07-23 | 22 | 1 | 0.11425 | 1 | 0.042413 | 1 | 0.10358 | 1 | 0.10358 | 0 | 0 | 0 | 0 | 0 | 0 | 0 | 0 | 0 | 0
4895 | 2025-07-23 | 23 | 1 | 0.081919 | 1 | 0.029827 | 1 | 0.073164 | 1 | 0.073164 | 0 | 0 | 0 | 0 | 0 | 0 | 0 | 0 | 0 | 0
4896 | 2025-07-23 | 24 | 0 | 0 | 0 | 0 | 0 | 0 | 0 | 0 | 0 | 0 | 0 | 0 | 0 | 0 | 0 | 0 | 0 | 0
4897 | 2025-07-24 | 1 | 0 | 0 | 0 | 0 | 0 | 0 | 0 | 0 | 0 | 0 | 0 | 0 | 0 | 0 | 0 | 0 | 0 | 0
4898 | 2025-07-24 | 2 | 0 | 0 | 0 | 0 | 0 | 0 | 0 | 0 | 0 | 0 | 0 | 0 | 0 | 0 | 0 | 0 | 0 | 0
4899 | 2025-07-24 | 3 | 0 | 0 | 0 | 0 | 0 | 0 | 0 | 0 | 0 | 0 | 0 | 0 | 0 | 0 | 0 | 0 | 0 | 0
4900 | 2025-07-24 | 4 | 0 | 0 | 0 | 0 | 0 | 0 | 0 | 0 | 0 | 0 | 0 | 0 | 0 | 0 | 0 | 0 | 0 | 0
4901 | 2025-07-24 | 5 | 0 | 0 | 0 | 0 | 0 | 0 | 0 | 0 | 0 | 0 | 0 | 0 | 0 | 0 | 0 | 0 | 0 | 0
4902 | 2025-07-24 | 6 | 0 | 0 | 0 | 0 | 0 | 0 | 0 | 0 | 0 | 0 | 0 | 0 | 0 | 0 | 0 | 0 | 0 | 0
4903 | 2025-07-24 | 7 | 0 | 0 | 0 | 0 | 0 | 0 | 0 | 0 | 0 | 0 | 0 | 0 | 0 | 0 | 0 | 0 | 0 | 0
4904 | 2025-07-24 | 8 | 0 | 0 | 0 | 0 | 0 | 0 | 0 | 0 | 0 | 0 | 0 | 0 | 0 | 0 | 0 | 0 | 0 | 0
4905 | 2025-07-24 | 9 | 1 | 0.04547 | 1 | 0.018385 | 1 | 0.041742 | 1 | 0.041742 | 0 | 0 | 0 | 0 | 0 | 0 | 0 | 0 | 0 | 0
4906 | 2025-07-24 | 10 | 1 | 0.061305 | 1 | 0.024257 | 1 | 0.055426 | 1 | 0.055426 | 0 | 0 | 0 | 0 | 0 | 0 | 0 | 0 | 0 | 0
4907 | 2025-07-24 | 11 | 1 | 0.068696 | 1 | 0.027777 | 1 | 0.063064 | 1 | 0.063064 | 0 | 0 | 0 | 0 | 0 | 0 | 0 | 0 | 0 | 0
4908 | 2025-07-24 | 12 | 1 | 0.091333 | 1 | 0.034645 | 1 | 0.084201 | 1 | 0.084201 | 0 | 0 | 0 | 0 | 0 | 0 | 0 | 0 | 0 | 0
4909 | 2025-07-24 | 13 | 1 | 0.11498 | 1 | 0.049623 | 1 | 0.11063 | 1 | 0.11063 | 0 | 0 | 0 | 0 | 0 | 0 | 0 | 0 | 0 | 0
4910 | 2025-07-24 | 14 | 1 | 0.11843 | 1 | 0.046392 | 1 | 0.10633 | 1 | 0.10633 | 0 | 0 | 0 | 0 | 0 | 0 | 0 | 0 | 0 | 0
4911 | 2025-07-24 | 15 | 1 | 0.098046 | 1 | 0.038038 | 1 | 0.087437 | 1 | 0.087437 | 0 | 0 | 0 | 0 | 0 | 0 | 0 | 0 | 0 | 0
4912 | 2025-07-24 | 16 | 1 | 0.10667 | 1 | 0.044176 | 1 | 0.099608 | 1 | 0.099608 | 0.49 | 0 | 0.052266 | 0 | 0.021646 | 0 | 0.048808 | 0 | 0.048808 | 0
4913 | 2025-07-24 | 17 | 1 | 0.14534 | 1 | 0.061821 | 1 | 0.13836 | 1 | 0.13836 | 0.49 | 0 | 0.071216 | 0 | 0.030292 | 0 | 0.067798 | 0 | 0.067798 | 0
4914 | 2025-07-24 | 18 | 1 | 0.19014 | 1 | 0.074872 | 1 | 0.18052 | 1 | 0.18052 | 0.49 | 0 | 0.093171 | 0 | 0.036687 | 0 | 0.088453 | 0 | 0.088453 | 0
4915 | 2025-07-24 | 19 | 1 | 0.19337 | 1 | 0.075145 | 1 | 0.18168 | 1 | 0.18168 | 0.49 | 0 | 0.094752 | 0 | 0.036821 | 0 | 0.089022 | 0 | 0.089022 | 0
4916 | 2025-07-24 | 20 | 1 | 0.14399 | 1 | 0.054016 | 1 | 0.1316 | 1 | 0.1316 | 0.49 | 0 | 0.070553 | 0 | 0.026468 | 0 | 0.064485 | 0 | 0.064485 | 0
4917 | 2025-07-24 | 21 | 1 | 0.11202 | 1 | 0.041174 | 1 | 0.10078 | 1 | 0.10078 | 0.49 | 0 | 0.054891 | 0 | 0.020175 | 0 | 0.049382 | 0 | 0.049382 | 0
4918 | 2025-07-24 | 22 | 1 | 0.090361 | 1 | 0.035057 | 1 | 0.080584 | 1 | 0.080584 | 0 | 0 | 0 | 0 | 0 | 0 | 0 | 0 | 0 | 0
4919 | 2025-07-24 | 23 | 0 | 0 | 0 | 0 | 0 | 0 | 0 | 0 | 0 | 0 | 0 | 0 | 0 | 0 | 0 | 0 | 0 | 0
4920 | 2025-07-24 | 24 | 0 | 0 | 0 | 0 | 0 | 0 | 0 | 0 | 0 | 0 | 0 | 0 | 0 | 0 | 0 | 0 | 0 | 0
4921 | 2025-07-25 | 1 | 0 | 0 | 0 | 0 | 0 | 0 | 0 | 0 | 0 | 0 | 0 | 0 | 0 | 0 | 0 | 0 | 0 | 0
4922 | 2025-07-25 | 2 | 0 | 0 | 0 | 0 | 0 | 0 | 0 | 0 | 0 | 0 | 0 | 0 | 0 | 0 | 0 | 0 | 0 | 0
4923 | 2025-07-25 | 3 | 0 | 0 | 0 | 0 | 0 | 0 | 0 | 0 | 0 | 0 | 0 | 0 | 0 | 0 | 0 | 0 | 0 | 0
4924 | 2025-07-25 | 4 | 0 | 0 | 0 | 0 | 0 | 0 | 0 | 0 | 0 | 0 | 0 | 0 | 0 | 0 | 0 | 0 | 0 | 0
4925 | 2025-07-25 | 5 | 0 | 0 | 0 | 0 | 0 | 0 | 0 | 0 | 0 | 0 | 0 | 0 | 0 | 0 | 0 | 0 | 0 | 0
4926 | 2025-07-25 | 6 | 0 | 0 | 0 | 0 | 0 | 0 | 0 | 0 | 0 | 0 | 0 | 0 | 0 | 0 | 0 | 0 | 0 | 0
4927 | 2025-07-25 | 7 | 0 | 0 | 0 | 0 | 0 | 0 | 0 | 0 | 0 | 0 | 0 | 0 | 0 | 0 | 0 | 0 | 0 | 0
4928 | 2025-07-25 | 8 | 0 | 0 | 0 | 0 | 0 | 0 | 0 | 0 | 0 | 0 | 0 | 0 | 0 | 0 | 0 | 0 | 0 | 0
4929 | 2025-07-25 | 9 | 0 | 0 | 0 | 0 | 0 | 0 | 0 | 0 | 0 | 0 | 0 | 0 | 0 | 0 | 0 | 0 | 0 | 0
4930 | 2025-07-25 | 10 | 1 | 0.033265 | 1 | 0.012905 | 1 | 0.029665 | 1 | 0.029665 | 0 | 0 | 0 | 0 | 0 | 0 | 0 | 0 | 0 | 0
4931 | 2025-07-25 | 11 | 1 | 0.086309 | 1 | 0.034513 | 1 | 0.078613 | 1 | 0.078613 | 0 | 0 | 0 | 0 | 0 | 0 | 0 | 0 | 0 | 0
4932 | 2025-07-25 | 12 | 0 | 0 | 0 | 0 | 0 | 0 | 0 | 0 | 0 | 0 | 0 | 0 | 0 | 0 | 0 | 0 | 0 | 0
4933 | 2025-07-25 | 13 | 0 | 0 | 0 | 0 | 0 | 0 | 0 | 0 | 0 | 0 | 0 | 0 | 0 | 0 | 0 | 0 | 0 | 0
4934 | 2025-07-25 | 14 | 1 | 0.10118 | 1 | 0.036838 | 1 | 0.090363 | 1 | 0.090363 | 0 | 0 | 0 | 0 | 0 | 0 | 0 | 0 | 0 | 0
4935 | 2025-07-25 | 15 | 1 | 0.15857 | 1 | 0.062743 | 1 | 0.14337 | 1 | 0.14337 | 0 | 0 | 0 | 0 | 0 | 0 | 0 | 0 | 0 | 0
4936 | 2025-07-25 | 16 | 1 | 0.20809 | 1 | 0.082335 | 1 | 0.18813 | 1 | 0.18813 | 0.49 | 0 | 0.10196 | 0 | 0.040344 | 0 | 0.092185 | 0 | 0.092185 | 0
4937 | 2025-07-25 | 17 | 1 | 0.18128 | 1 | 0.07249 | 1 | 0.16512 | 1 | 0.16512 | 0.49 | 0 | 0.088827 | 0 | 0.03552 | 0 | 0.080907 | 0 | 0.080907 | 0
4938 | 2025-07-25 | 18 | 1 | 0.1605 | 1 | 0.058991 | 1 | 0.14439 | 1 | 0.14439 | 0.49 | 0 | 0.078643 | 0 | 0.028905 | 0 | 0.07075 | 0 | 0.07075 | 0
4939 | 2025-07-25 | 19 | 1 | 0.15884 | 1 | 0.063516 | 1 | 0.14468 | 1 | 0.14468 | 0.49 | 0 | 0.077831 | 0 | 0.031123 | 0 | 0.070891 | 0 | 0.070891 | 0
4940 | 2025-07-25 | 20 | 0 | 0 | 0 | 0 | 0 | 0 | 0 | 0 | 0.49 | 0 | 0 | 0 | 0 | 0 | 0 | 0 | 0 | 0
4941 | 2025-07-25 | 21 | 0 | 0 | 0 | 0 | 0 | 0 | 0 | 0 | 0.49 | 0 | 0 | 0 | 0 | 0 | 0 | 0 | 0 | 0
4942 | 2025-07-25 | 22 | 0 | 0 | 0 | 0 | 0 | 0 | 0 | 0 | 0 | 0 | 0 | 0 | 0 | 0 | 0 | 0 | 0 | 0
4943 | 2025-07-25 | 23 | 0 | 0 | 0 | 0 | 0 | 0 | 0 | 0 | 0 | 0 | 0 | 0 | 0 | 0 | 0 | 0 | 0 | 0
4944 | 2025-07-25 | 24 | 0 | 0 | 0 | 0 | 0 | 0 | 0 | 0 | 0 | 0 | 0 | 0 | 0 | 0 | 0 | 0 | 0 | 0
4945 | 2025-07-26 | 1 | 0 | 0 | 0 | 0 | 0 | 0 | 0 | 0 | 0 | 0 | 0 | 0 | 0 | 0 | 0 | 0 | 0 | 0
4946 | 2025-07-26 | 2 | 0 | 0 | 0 | 0 | 0 | 0 | 0 | 0 | 0 | 0 | 0 | 0 | 0 | 0 | 0 | 0 | 0 | 0
4947 | 2025-07-26 | 3 | 0 | 0 | 0 | 0 | 0 | 0 | 0 | 0 | 0 | 0 | 0 | 0 | 0 | 0 | 0 | 0 | 0 | 0
4948 | 2025-07-26 | 4 | 0 | 0 | 0 | 0 | 0 | 0 | 0 | 0 | 0 | 0 | 0 | 0 | 0 | 0 | 0 | 0 | 0 | 0
4949 | 2025-07-26 | 5 | 0 | 0 | 0 | 0 | 0 | 0 | 0 | 0 | 0 | 0 | 0 | 0 | 0 | 0 | 0 | 0 | 0 | 0
4950 | 2025-07-26 | 6 | 0 | 0 | 0 | 0 | 0 | 0 | 0 | 0 | 0 | 0 | 0 | 0 | 0 | 0 | 0 | 0 | 0 | 0
4951 | 2025-07-26 | 7 | 0 | 0 | 0 | 0 | 0 | 0 | 0 | 0 | 0 | 0 | 0 | 0 | 0 | 0 | 0 | 0 | 0 | 0
4952 | 2025-07-26 | 8 | 1 | 0.028253 | 1 | 0.010488 | 1 | 0.025614 | 1 | 0.025614 | 0 | 0 | 0 | 0 | 0 | 0 | 0 | 0 | 0 | 0
4953 | 2025-07-26 | 9 | 1 | 0.072123 | 1 | 0.02884 | 1 | 0.065692 | 1 | 0.065692 | 0 | 0 | 0 | 0 | 0 | 0 | 0 | 0 | 0 | 0
4954 | 2025-07-26 | 10 | 1 | 0.072298 | 1 | 0.027425 | 1 | 0.066652 | 1 | 0.066652 | 0 | 0 | 0 | 0 | 0 | 0 | 0 | 0 | 0 | 0
4955 | 2025-07-26 | 11 | 1 | 0.12468 | 1 | 0.046285 | 1 | 0.11303 | 1 | 0.11303 | 0 | 0 | 0 | 0 | 0 | 0 | 0 | 0 | 0 | 0
4956 | 2025-07-26 | 12 | 1 | 0.13604 | 1 | 0.0544 | 1 | 0.12391 | 1 | 0.12391 | 0 | 0 | 0 | 0 | 0 | 0 | 0 | 0 | 0 | 0
4957 | 2025-07-26 | 13 | 1 | 0.13584 | 1 | 0.049927 | 1 | 0.1222 | 1 | 0.1222 | 0 | 0 | 0 | 0 | 0 | 0 | 0 | 0 | 0 | 0
4958 | 2025-07-26 | 14 | 1 | 0.16624 | 1 | 0.066478 | 1 | 0.15142 | 1 | 0.15142 | 0 | 0 | 0 | 0 | 0 | 0 | 0 | 0 | 0 | 0
4959 | 2025-07-26 | 15 | 1 | 0.18701 | 1 | 0.068734 | 1 | 0.16824 | 1 | 0.16824 | 0 | 0 | 0 | 0 | 0 | 0 | 0 | 0 | 0 | 0
4960 | 2025-07-26 | 16 | 1 | 0.21422 | 1 | 0.082217 | 1 | 0.19931 | 1 | 0.19931 | 0 | 0 | 0 | 0 | 0 | 0 | 0 | 0 | 0 | 0
4961 | 2025-07-26 | 17 | 1 | 0.23712 | 1 | 0.092145 | 1 | 0.22278 | 1 | 0.22278 | 0 | 0 | 0 | 0 | 0 | 0 | 0 | 0 | 0 | 0
4962 | 2025-07-26 | 18 | 1 | 0.24382 | 1 | 0.091466 | 1 | 0.22284 | 1 | 0.22284 | 0 | 0 | 0 | 0 | 0 | 0 | 0 | 0 | 0 | 0
4963 | 2025-07-26 | 19 | 1 | 0.22994 | 1 | 0.092974 | 1 | 0.21109 | 1 | 0.21109 | 0 | 0 | 0 | 0 | 0 | 0 | 0 | 0 | 0 | 0
4964 | 2025-07-26 | 20 | 1 | 0.17151 | 1 | 0.06367 | 1 | 0.15549 | 1 | 0.15549 | 0 | 0 | 0 | 0 | 0 | 0 | 0 | 0 | 0 | 0
4965 | 2025-07-26 | 21 | 0 | 0 | 0 | 0 | 0 | 0 | 0 | 0 | 0 | 0 | 0 | 0 | 0 | 0 | 0 | 0 | 0 | 0
4966 | 2025-07-26 | 22 | 0 | 0 | 0 | 0 | 0 | 0 | 0 | 0 | 0 | 0 | 0 | 0 | 0 | 0 | 0 | 0 | 0 | 0
4967 | 2025-07-26 | 23 | 0 | 0 | 0 | 0 | 0 | 0 | 0 | 0 | 0 | 0 | 0 | 0 | 0 | 0 | 0 | 0 | 0 | 0
4968 | 2025-07-26 | 24 | 0 | 0 | 0 | 0 | 0 | 0 | 0 | 0 | 0 | 0 | 0 | 0 | 0 | 0 | 0 | 0 | 0 | 0
4969 | 2025-07-27 | 1 | 0 | 0 | 0 | 0 | 0 | 0 | 0 | 0 | 0 | 0 | 0 | 0 | 0 | 0 | 0 | 0 | 0 | 0
4970 | 2025-07-27 | 2 | 0 | 0 | 0 | 0 | 0 | 0 | 0 | 0 | 0 | 0 | 0 | 0 | 0 | 0 | 0 | 0 | 0 | 0
4971 | 2025-07-27 | 3 | 0 | 0 | 0 | 0 | 0 | 0 | 0 | 0 | 0 | 0 | 0 | 0 | 0 | 0 | 0 | 0 | 0 | 0
4972 | 2025-07-27 | 4 | 0 | 0 | 0 | 0 | 0 | 0 | 0 | 0 | 0 | 0 | 0 | 0 | 0 | 0 | 0 | 0 | 0 | 0
4973 | 2025-07-27 | 5 | 0 | 0 | 0 | 0 | 0 | 0 | 0 | 0 | 0 | 0 | 0 | 0 | 0 | 0 | 0 | 0 | 0 | 0
4974 | 2025-07-27 | 6 | 0 | 0 | 0 | 0 | 0 | 0 | 0 | 0 | 0 | 0 | 0 | 0 | 0 | 0 | 0 | 0 | 0 | 0
4975 | 2025-07-27 | 7 | 0 | 0 | 0 | 0 | 0 | 0 | 0 | 0 | 0 | 0 | 0 | 0 | 0 | 0 | 0 | 0 | 0 | 0
4976 | 2025-07-27 | 8 | 1 | 0.022873 | 1 | 0.0088737 | 1 | 0.020398 | 1 | 0.020398 | 0 | 0 | 0 | 0 | 0 | 0 | 0 | 0 | 0 | 0
4977 | 2025-07-27 | 9 | 1 | 0.051452 | 1 | 0.018734 | 1 | 0.045953 | 1 | 0.045953 | 0 | 0 | 0 | 0 | 0 | 0 | 0 | 0 | 0 | 0
4978 | 2025-07-27 | 10 | 1 | 0.090084 | 1 | 0.036022 | 1 | 0.082052 | 1 | 0.082052 | 0 | 0 | 0 | 0 | 0 | 0 | 0 | 0 | 0 | 0
4979 | 2025-07-27 | 11 | 1 | 0.10487 | 1 | 0.039341 | 1 | 0.095849 | 1 | 0.095849 | 0 | 0 | 0 | 0 | 0 | 0 | 0 | 0 | 0 | 0
4980 | 2025-07-27 | 12 | 1 | 0.11702 | 1 | 0.044913 | 1 | 0.10888 | 1 | 0.10888 | 0 | 0 | 0 | 0 | 0 | 0 | 0 | 0 | 0 | 0
4981 | 2025-07-27 | 13 | 1 | 0.10154 | 1 | 0.03732 | 1 | 0.091347 | 1 | 0.091347 | 0 | 0 | 0 | 0 | 0 | 0 | 0 | 0 | 0 | 0
4982 | 2025-07-27 | 14 | 1 | 0.099279 | 1 | 0.039282 | 1 | 0.089758 | 1 | 0.089758 | 0 | 0 | 0 | 0 | 0 | 0 | 0 | 0 | 0 | 0
4983 | 2025-07-27 | 15 | 1 | 0.091481 | 1 | 0.034319 | 1 | 0.083613 | 1 | 0.083613 | 0 | 0 | 0 | 0 | 0 | 0 | 0 | 0 | 0 | 0
4984 | 2025-07-27 | 16 | 1 | 0.077826 | 1 | 0.030485 | 1 | 0.06987 | 1 | 0.06987 | 0 | 0 | 0 | 0 | 0 | 0 | 0 | 0 | 0 | 0
4985 | 2025-07-27 | 17 | 0 | 0 | 0 | 0 | 0 | 0 | 0 | 0 | 0 | 0 | 0 | 0 | 0 | 0 | 0 | 0 | 0 | 0
4986 | 2025-07-27 | 18 | 1 | 0.087958 | 1 | 0.032025 | 1 | 0.078558 | 1 | 0.078558 | 0 | 0 | 0 | 0 | 0 | 0 | 0 | 0 | 0 | 0
4987 | 2025-07-27 | 19 | 1 | 0.081329 | 1 | 0.029612 | 1 | 0.072637 | 1 | 0.072637 | 0 | 0 | 0 | 0 | 0 | 0 | 0 | 0 | 0 | 0
4988 | 2025-07-27 | 20 | 0 | 0 | 0 | 0 | 0 | 0 | 0 | 0 | 0 | 0 | 0 | 0 | 0 | 0 | 0 | 0 | 0 | 0
4989 | 2025-07-27 | 21 | 0 | 0 | 0 | 0 | 0 | 0 | 0 | 0 | 0 | 0 | 0 | 0 | 0 | 0 | 0 | 0 | 0 | 0
4990 | 2025-07-27 | 22 | 0 | 0 | 0 | 0 | 0 | 0 | 0 | 0 | 0 | 0 | 0 | 0 | 0 | 0 | 0 | 0 | 0 | 0
4991 | 2025-07-27 | 23 | 1 | 0.038315 | 1 | 0.015008 | 1 | 0.034398 | 1 | 0.034398 | 0 | 0 | 0 | 0 | 0 | 0 | 0 | 0 | 0 | 0
4992 | 2025-07-27 | 24 | 0 | 0 | 0 | 0 | 0 | 0 | 0 | 0 | 0 | 0 | 0 | 0 | 0 | 0 | 0 | 0 | 0 | 0
4993 | 2025-07-28 | 1 | 0 | 0 | 0 | 0 | 0 | 0 | 0 | 0 | 0 | 0 | 0 | 0 | 0 | 0 | 0 | 0 | 0 | 0
4994 | 2025-07-28 | 2 | 0 | 0 | 0 | 0 | 0 | 0 | 0 | 0 | 0 | 0 | 0 | 0 | 0 | 0 | 0 | 0 | 0 | 0
4995 | 2025-07-28 | 3 | 0 | 0 | 0 | 0 | 0 | 0 | 0 | 0 | 0 | 0 | 0 | 0 | 0 | 0 | 0 | 0 | 0 | 0
4996 | 2025-07-28 | 4 | 0 | 0 | 0 | 0 | 0 | 0 | 0 | 0 | 0 | 0 | 0 | 0 | 0 | 0 | 0 | 0 | 0 | 0
4997 | 2025-07-28 | 5 | 0 | 0 | 0 | 0 | 0 | 0 | 0 | 0 | 0 | 0 | 0 | 0 | 0 | 0 | 0 | 0 | 0 | 0
4998 | 2025-07-28 | 6 | 0 | 0 | 0 | 0 | 0 | 0 | 0 | 0 | 0 | 0 | 0 | 0 | 0 | 0 | 0 | 0 | 0 | 0
4999 | 2025-07-28 | 7 | 0 | 0 | 0 | 0 | 0 | 0 | 0 | 0 | 0 | 0 | 0 | 0 | 0 | 0 | 0 | 0 | 0 | 0
5000 | 2025-07-28 | 8 | 0 | 0 | 0 | 0 | 0 | 0 | 0 | 0 | 0 | 0 | 0 | 0 | 0 | 0 | 0 | 0 | 0 | 0
5001 | 2025-07-28 | 9 | 0 | 0 | 0 | 0 | 0 | 0 | 0 | 0 | 0 | 0 | 0 | 0 | 0 | 0 | 0 | 0 | 0 | 0
5002 | 2025-07-28 | 10 | 1 | 0.074876 | 1 | 0.028403 | 1 | 0.069029 | 1 | 0.069029 | 0 | 0 | 0 | 0 | 0 | 0 | 0 | 0 | 0 | 0
5003 | 2025-07-28 | 11 | 1 | 0.087657 | 1 | 0.032541 | 1 | 0.079468 | 1 | 0.079468 | 0 | 0 | 0 | 0 | 0 | 0 | 0 | 0 | 0 | 0
5004 | 2025-07-28 | 12 | 1 | 0.10592 | 1 | 0.041706 | 1 | 0.10055 | 1 | 0.10055 | 0 | 0 | 0 | 0 | 0 | 0 | 0 | 0 | 0 | 0
5005 | 2025-07-28 | 13 | 1 | 0.15163 | 1 | 0.059708 | 1 | 0.14396 | 1 | 0.14396 | 0 | 0 | 0 | 0 | 0 | 0 | 0 | 0 | 0 | 0
5006 | 2025-07-28 | 14 | 1 | 0.17917 | 1 | 0.070549 | 1 | 0.17009 | 1 | 0.17009 | 0 | 0 | 0 | 0 | 0 | 0 | 0 | 0 | 0 | 0
5007 | 2025-07-28 | 15 | 1 | 0.21406 | 1 | 0.087572 | 1 | 0.19815 | 1 | 0.19815 | 0 | 0 | 0 | 0 | 0 | 0 | 0 | 0 | 0 | 0
5008 | 2025-07-28 | 16 | 1 | 0.21227 | 1 | 0.07963 | 1 | 0.19401 | 1 | 0.19401 | 0.49 | 0 | 0.10401 | 0 | 0.039019 | 0 | 0.095064 | 0 | 0.095064 | 0
5009 | 2025-07-28 | 17 | 1 | 0.22366 | 1 | 0.083906 | 1 | 0.20443 | 1 | 0.20443 | 0.49 | 0 | 0.1096 | 0 | 0.041114 | 0 | 0.10017 | 0 | 0.10017 | 0
5010 | 2025-07-28 | 18 | 1 | 0.22281 | 1 | 0.083586 | 1 | 0.20365 | 1 | 0.20365 | 0.49 | 0 | 0.10918 | 0 | 0.040957 | 0 | 0.099786 | 0 | 0.099786 | 0
5011 | 2025-07-28 | 19 | 1 | 0.20901 | 1 | 0.081872 | 1 | 0.18764 | 1 | 0.18764 | 0.49 | 0 | 0.10242 | 0 | 0.040117 | 0 | 0.091946 | 0 | 0.091946 | 0
5012 | 2025-07-28 | 20 | 0 | 0 | 0 | 0 | 0 | 0 | 0 | 0 | 0.49 | 0 | 0 | 0 | 0 | 0 | 0 | 0 | 0 | 0
5013 | 2025-07-28 | 21 | 0 | 0 | 0 | 0 | 0 | 0 | 0 | 0 | 0.49 | 0 | 0 | 0 | 0 | 0 | 0 | 0 | 0 | 0
5014 | 2025-07-28 | 22 | 0 | 0 | 0 | 0 | 0 | 0 | 0 | 0 | 0 | 0 | 0 | 0 | 0 | 0 | 0 | 0 | 0 | 0
5015 | 2025-07-28 | 23 | 0 | 0 | 0 | 0 | 0 | 0 | 0 | 0 | 0 | 0 | 0 | 0 | 0 | 0 | 0 | 0 | 0 | 0
5016 | 2025-07-28 | 24 | 1 | 0.030091 | 1 | 0.012167 | 1 | 0.027623 | 1 | 0.027623 | 0 | 0 | 0 | 0 | 0 | 0 | 0 | 0 | 0 | 0
5017 | 2025-07-29 | 1 | 1 | 0.026334 | 1 | 0.010369 | 1 | 0.025 | 1 | 0.025 | 0 | 0 | 0 | 0 | 0 | 0 | 0 | 0 | 0 | 0
5018 | 2025-07-29 | 2 | 1 | 0.021327 | 1 | 0.0088328 | 1 | 0.019916 | 1 | 0.019916 | 0 | 0 | 0 | 0 | 0 | 0 | 0 | 0 | 0 | 0
5019 | 2025-07-29 | 3 | 1 | 0.01226 | 1 | 0.0045994 | 1 | 0.011206 | 1 | 0.011206 | 0 | 0 | 0 | 0 | 0 | 0 | 0 | 0 | 0 | 0
5020 | 2025-07-29 | 4 | 1 | 0.0090821 | 1 | 0.0034071 | 1 | 0.0083009 | 1 | 0.0083009 | 0 | 0 | 0 | 0 | 0 | 0 | 0 | 0 | 0 | 0
5021 | 2025-07-29 | 5 | 1 | 0.0099081 | 1 | 0.0036782 | 1 | 0.0089824 | 1 | 0.0089824 | 0 | 0 | 0 | 0 | 0 | 0 | 0 | 0 | 0 | 0
5022 | 2025-07-29 | 6 | 1 | 0.01257 | 1 | 0.0049239 | 1 | 0.011285 | 1 | 0.011285 | 0 | 0 | 0 | 0 | 0 | 0 | 0 | 0 | 0 | 0
5023 | 2025-07-29 | 7 | 1 | 0.035332 | 1 | 0.014128 | 1 | 0.032181 | 1 | 0.032181 | 0 | 0 | 0 | 0 | 0 | 0 | 0 | 0 | 0 | 0
5024 | 2025-07-29 | 8 | 1 | 0.091831 | 1 | 0.035245 | 1 | 0.08544 | 1 | 0.08544 | 0 | 0 | 0 | 0 | 0 | 0 | 0 | 0 | 0 | 0
5025 | 2025-07-29 | 9 | 1 | 0.12732 | 1 | 0.050843 | 1 | 0.12223 | 1 | 0.12223 | 0 | 0 | 0 | 0 | 0 | 0 | 0 | 0 | 0 | 0
5026 | 2025-07-29 | 10 | 1 | 0.16454 | 1 | 0.072111 | 1 | 0.16011 | 1 | 0.16011 | 0 | 0 | 0 | 0 | 0 | 0 | 0 | 0 | 0 | 0
5027 | 2025-07-29 | 11 | 1 | 0.17444 | 1 | 0.074426 | 1 | 0.1766 | 1 | 0.1766 | 0 | 0 | 0 | 0 | 0 | 0 | 0 | 0 | 0 | 0
5028 | 2025-07-29 | 12 | 1 | 0.19529 | 1 | 0.09017 | 1 | 0.19756 | 1 | 0.19756 | 0 | 0 | 0 | 0 | 0 | 0 | 0 | 0 | 0 | 0
5029 | 2025-07-29 | 13 | 1 | 0.20307 | 1 | 0.095636 | 1 | 0.20854 | 1 | 0.20854 | 0 | 0 | 0 | 0 | 0 | 0 | 0 | 0 | 0 | 0
5030 | 2025-07-29 | 14 | 1 | 0.21241 | 1 | 0.092427 | 1 | 0.21852 | 1 | 0.21852 | 0 | 0 | 0 | 0 | 0 | 0 | 0 | 0 | 0 | 0
5031 | 2025-07-29 | 15 | 1 | 0.23232 | 1 | 0.10564 | 1 | 0.2478 | 1 | 0.2478 | 0 | 0 | 0 | 0 | 0 | 0 | 0 | 0 | 0 | 0
5032 | 2025-07-29 | 16 | 1 | 0.26056 | 1 | 0.1158 | 1 | 0.27273 | 1 | 0.27273 | 0.49 | 0 | 0.12767 | 0 | 0.056744 | 0 | 0.13364 | 0 | 0.13364 | 0
5033 | 2025-07-29 | 17 | 1 | 0.27811 | 1 | 0.12102 | 1 | 0.28611 | 1 | 0.28611 | 0.49 | 0 | 0.13628 | 0 | 0.059298 | 0 | 0.14019 | 0 | 0.14019 | 0
5034 | 2025-07-29 | 18 | 1 | 0.29212 | 1 | 0.12238 | 1 | 0.29141 | 1 | 0.29141 | 0.49 | 0 | 0.14314 | 0 | 0.059966 | 0 | 0.14279 | 0 | 0.14279 | 0
5035 | 2025-07-29 | 19 | 1 | 0.29788 | 1 | 0.13055 | 1 | 0.28986 | 1 | 0.28986 | 0.49 | 0 | 0.14596 | 0 | 0.063968 | 0 | 0.14203 | 0 | 0.14203 | 0
5036 | 2025-07-29 | 20 | 1 | 0.22406 | 1 | 0.094006 | 1 | 0.2112 | 1 | 0.2112 | 0.49 | 0 | 0.10979 | 0 | 0.046063 | 0 | 0.10349 | 0 | 0.10349 | 0
5037 | 2025-07-29 | 21 | 1 | 0.1678 | 1 | 0.063653 | 1 | 0.1547 | 1 | 0.1547 | 0.49 | 0 | 0.082224 | 0 | 0.03119 | 0 | 0.075803 | 0 | 0.075803 | 0
5038 | 2025-07-29 | 22 | 0 | 0 | 0 | 0 | 0 | 0 | 0 | 0 | 0 | 0 | 0 | 0 | 0 | 0 | 0 | 0 | 0 | 0
5039 | 2025-07-29 | 23 | 0 | 0 | 0 | 0 | 0 | 0 | 0 | 0 | 0 | 0 | 0 | 0 | 0 | 0 | 0 | 0 | 0 | 0
5040 | 2025-07-29 | 24 | 0 | 0 | 0 | 0 | 0 | 0 | 0 | 0 | 0 | 0 | 0 | 0 | 0 | 0 | 0 | 0 | 0 | 0
5041 | 2025-07-30 | 1 | 0 | 0 | 0 | 0 | 0 | 0 | 0 | 0 | 0 | 0 | 0 | 0 | 0 | 0 | 0 | 0 | 0 | 0
5042 | 2025-07-30 | 2 | 0 | 0 | 0 | 0 | 0 | 0 | 0 | 0 | 0 | 0 | 0 | 0 | 0 | 0 | 0 | 0 | 0 | 0
5043 | 2025-07-30 | 3 | 0 | 0 | 0 | 0 | 0 | 0 | 0 | 0 | 0 | 0 | 0 | 0 | 0 | 0 | 0 | 0 | 0 | 0
5044 | 2025-07-30 | 4 | 0 | 0 | 0 | 0 | 0 | 0 | 0 | 0 | 0 | 0 | 0 | 0 | 0 | 0 | 0 | 0 | 0 | 0
5045 | 2025-07-30 | 5 | 0 | 0 | 0 | 0 | 0 | 0 | 0 | 0 | 0 | 0 | 0 | 0 | 0 | 0 | 0 | 0 | 0 | 0
5046 | 2025-07-30 | 6 | 0 | 0 | 0 | 0 | 0 | 0 | 0 | 0 | 0 | 0 | 0 | 0 | 0 | 0 | 0 | 0 | 0 | 0
5047 | 2025-07-30 | 7 | 0 | 0 | 0 | 0 | 0 | 0 | 0 | 0 | 0 | 0 | 0 | 0 | 0 | 0 | 0 | 0 | 0 | 0
5048 | 2025-07-30 | 8 | 0 | 0 | 0 | 0 | 0 | 0 | 0 | 0 | 0 | 0 | 0 | 0 | 0 | 0 | 0 | 0 | 0 | 0
5049 | 2025-07-30 | 9 | 0 | 0 | 0 | 0 | 0 | 0 | 0 | 0 | 0 | 0 | 0 | 0 | 0 | 0 | 0 | 0 | 0 | 0
5050 | 2025-07-30 | 10 | 1 | 0.012176 | 1 | 0.0044754 | 1 | 0.010954 | 1 | 0.010954 | 0 | 0 | 0 | 0 | 0 | 0 | 0 | 0 | 0 | 0
5051 | 2025-07-30 | 11 | 1 | 0.009633 | 1 | 0.003852 | 1 | 0.0087741 | 1 | 0.0087741 | 0 | 0 | 0 | 0 | 0 | 0 | 0 | 0 | 0 | 0
5052 | 2025-07-30 | 12 | 1 | 0.0067913 | 1 | 0.0027783 | 1 | 0.0062864 | 1 | 0.0062864 | 0 | 0 | 0 | 0 | 0 | 0 | 0 | 0 | 0 | 0
5053 | 2025-07-30 | 13 | 1 | 0.010208 | 1 | 0.0037169 | 1 | 0.0091174 | 1 | 0.0091174 | 0 | 0 | 0 | 0 | 0 | 0 | 0 | 0 | 0 | 0
5054 | 2025-07-30 | 14 | 1 | 0.028009 | 1 | 0.010398 | 1 | 0.025392 | 1 | 0.025392 | 0 | 0 | 0 | 0 | 0 | 0 | 0 | 0 | 0 | 0
5055 | 2025-07-30 | 15 | 1 | 0.067941 | 1 | 0.026076 | 1 | 0.063213 | 1 | 0.063213 | 0 | 0 | 0 | 0 | 0 | 0 | 0 | 0 | 0 | 0
5056 | 2025-07-30 | 16 | 1 | 0.11945 | 1 | 0.048298 | 1 | 0.10965 | 1 | 0.10965 | 0.49 | 0 | 0.058529 | 0 | 0.023666 | 0 | 0.05373 | 0 | 0.05373 | 0
5057 | 2025-07-30 | 17 | 1 | 0.12013 | 1 | 0.047055 | 1 | 0.10785 | 1 | 0.10785 | 0.49 | 0 | 0.058862 | 0 | 0.023057 | 0 | 0.052844 | 0 | 0.052844 | 0
5058 | 2025-07-30 | 18 | 1 | 0.11313 | 1 | 0.044313 | 1 | 0.10156 | 1 | 0.10156 | 0.49 | 0 | 0.055432 | 0 | 0.021713 | 0 | 0.049765 | 0 | 0.049765 | 0
5059 | 2025-07-30 | 19 | 0 | 0 | 0 | 0 | 0 | 0 | 0 | 0 | 0.49 | 0 | 0 | 0 | 0 | 0 | 0 | 0 | 0 | 0
5060 | 2025-07-30 | 20 | 0 | 0 | 0 | 0 | 0 | 0 | 0 | 0 | 0.49 | 0 | 0 | 0 | 0 | 0 | 0 | 0 | 0 | 0
5061 | 2025-07-30 | 21 | 1 | 0.089466 | 1 | 0.035399 | 1 | 0.080886 | 1 | 0.080886 | 0.49 | 0 | 0.043838 | 0 | 0.017346 | 0 | 0.039634 | 0 | 0.039634 | 0
5062 | 2025-07-30 | 22 | 1 | 0.073998 | 1 | 0.028986 | 1 | 0.066433 | 1 | 0.066433 | 0 | 0 | 0 | 0 | 0 | 0 | 0 | 0 | 0 | 0
5063 | 2025-07-30 | 23 | 0 | 0 | 0 | 0 | 0 | 0 | 0 | 0 | 0 | 0 | 0 | 0 | 0 | 0 | 0 | 0 | 0 | 0
5064 | 2025-07-30 | 24 | 0 | 0 | 0 | 0 | 0 | 0 | 0 | 0 | 0 | 0 | 0 | 0 | 0 | 0 | 0 | 0 | 0 | 0
5065 | 2025-07-31 | 1 | 0 | 0 | 0 | 0 | 0 | 0 | 0 | 0 | 0 | 0 | 0 | 0 | 0 | 0 | 0 | 0 | 0 | 0
5066 | 2025-07-31 | 2 | 0 | 0 | 0 | 0 | 0 | 0 | 0 | 0 | 0 | 0 | 0 | 0 | 0 | 0 | 0 | 0 | 0 | 0
5067 | 2025-07-31 | 3 | 0 | 0 | 0 | 0 | 0 | 0 | 0 | 0 | 0 | 0 | 0 | 0 | 0 | 0 | 0 | 0 | 0 | 0
5068 | 2025-07-31 | 4 | 0 | 0 | 0 | 0 | 0 | 0 | 0 | 0 | 0 | 0 | 0 | 0 | 0 | 0 | 0 | 0 | 0 | 0
5069 | 2025-07-31 | 5 | 0 | 0 | 0 | 0 | 0 | 0 | 0 | 0 | 0 | 0 | 0 | 0 | 0 | 0 | 0 | 0 | 0 | 0
5070 | 2025-07-31 | 6 | 0 | 0 | 0 | 0 | 0 | 0 | 0 | 0 | 0 | 0 | 0 | 0 | 0 | 0 | 0 | 0 | 0 | 0
5071 | 2025-07-31 | 7 | 0 | 0 | 0 | 0 | 0 | 0 | 0 | 0 | 0 | 0 | 0 | 0 | 0 | 0 | 0 | 0 | 0 | 0
5072 | 2025-07-31 | 8 | 1 | 0.02351 | 1 | 0.0093023 | 1 | 0.021255 | 1 | 0.021255 | 0 | 0 | 0 | 0 | 0 | 0 | 0 | 0 | 0 | 0
5073 | 2025-07-31 | 9 | 1 | 0.067983 | 1 | 0.025504 | 1 | 0.062136 | 1 | 0.062136 | 0 | 0 | 0 | 0 | 0 | 0 | 0 | 0 | 0 | 0
5074 | 2025-07-31 | 10 | 1 | 0.10031 | 1 | 0.03763 | 1 | 0.091679 | 1 | 0.091679 | 0 | 0 | 0 | 0 | 0 | 0 | 0 | 0 | 0 | 0
5075 | 2025-07-31 | 11 | 1 | 0.11765 | 1 | 0.043676 | 1 | 0.10666 | 1 | 0.10666 | 0 | 0 | 0 | 0 | 0 | 0 | 0 | 0 | 0 | 0
5076 | 2025-07-31 | 12 | 1 | 0.1267 | 1 | 0.047532 | 1 | 0.1158 | 1 | 0.1158 | 0 | 0 | 0 | 0 | 0 | 0 | 0 | 0 | 0 | 0
5077 | 2025-07-31 | 13 | 1 | 0.14113 | 1 | 0.055283 | 1 | 0.12671 | 1 | 0.12671 | 0 | 0 | 0 | 0 | 0 | 0 | 0 | 0 | 0 | 0
5078 | 2025-07-31 | 14 | 1 | 0.12366 | 1 | 0.04545 | 1 | 0.11125 | 1 | 0.11125 | 0 | 0 | 0 | 0 | 0 | 0 | 0 | 0 | 0 | 0
5079 | 2025-07-31 | 15 | 1 | 0.18426 | 1 | 0.072905 | 1 | 0.16659 | 1 | 0.16659 | 0 | 0 | 0 | 0 | 0 | 0 | 0 | 0 | 0 | 0
5080 | 2025-07-31 | 16 | 1 | 0.21353 | 1 | 0.078482 | 1 | 0.1921 | 1 | 0.1921 | 0.49 | 0 | 0.10463 | 0 | 0.038456 | 0 | 0.094127 | 0 | 0.094127 | 0
5081 | 2025-07-31 | 17 | 1 | 0.2359 | 1 | 0.087572 | 1 | 0.21386 | 1 | 0.21386 | 0.49 | 0 | 0.11559 | 0 | 0.04291 | 0 | 0.10479 | 0 | 0.10479 | 0
5082 | 2025-07-31 | 18 | 1 | 0.25469 | 1 | 0.094547 | 1 | 0.23089 | 1 | 0.23089 | 0.49 | 0 | 0.1248 | 0 | 0.046328 | 0 | 0.11314 | 0 | 0.11314 | 0
5083 | 2025-07-31 | 19 | 1 | 0.2575 | 1 | 0.10087 | 1 | 0.23118 | 1 | 0.23118 | 0.49 | 0 | 0.12618 | 0 | 0.049424 | 0 | 0.11328 | 0 | 0.11328 | 0
5084 | 2025-07-31 | 20 | 1 | 0.19207 | 1 | 0.075237 | 1 | 0.17244 | 1 | 0.17244 | 0.49 | 0 | 0.094116 | 0 | 0.036866 | 0 | 0.084495 | 0 | 0.084495 | 0
5085 | 2025-07-31 | 21 | 1 | 0.15009 | 1 | 0.058791 | 1 | 0.13474 | 1 | 0.13474 | 0.49 | 0 | 0.073543 | 0 | 0.028807 | 0 | 0.066025 | 0 | 0.066025 | 0
5086 | 2025-07-31 | 22 | 1 | 0.1175 | 1 | 0.046024 | 1 | 0.10548 | 1 | 0.10548 | 0 | 0 | 0 | 0 | 0 | 0 | 0 | 0 | 0 | 0
5087 | 2025-07-31 | 23 | 1 | 0.082789 | 1 | 0.032429 | 1 | 0.074325 | 1 | 0.074325 | 0 | 0 | 0 | 0 | 0 | 0 | 0 | 0 | 0 | 0
5088 | 2025-07-31 | 24 | 1 | 0.054879 | 1 | 0.021714 | 1 | 0.049616 | 1 | 0.049616 | 0 | 0 | 0 | 0 | 0 | 0 | 0 | 0 | 0 | 0
5089 | 2025-08-01 | 1 | 1 | 0.034195 | 1 | 0.012694 | 1 | 0.031001 | 1 | 0.031001 | 0 | 0 | 0 | 0 | 0 | 0 | 0 | 0 | 0 | 0
5090 | 2025-08-01 | 2 | 1 | 0.023513 | 1 | 0.0088206 | 1 | 0.02149 | 1 | 0.02149 | 0 | 0 | 0 | 0 | 0 | 0 | 0 | 0 | 0 | 0
5091 | 2025-08-01 | 3 | 1 | 0.016559 | 1 | 0.0062814 | 1 | 0.015266 | 1 | 0.015266 | 0 | 0 | 0 | 0 | 0 | 0 | 0 | 0 | 0 | 0
5092 | 2025-08-01 | 4 | 1 | 0.011503 | 1 | 0.0047058 | 1 | 0.010648 | 1 | 0.010648 | 0 | 0 | 0 | 0 | 0 | 0 | 0 | 0 | 0 | 0
5093 | 2025-08-01 | 5 | 1 | 0.0097429 | 1 | 0.0037394 | 1 | 0.0090649 | 1 | 0.0090649 | 0 | 0 | 0 | 0 | 0 | 0 | 0 | 0 | 0 | 0
5094 | 2025-08-01 | 6 | 1 | 0.018412 | 1 | 0.0070667 | 1 | 0.017131 | 1 | 0.017131 | 0 | 0 | 0 | 0 | 0 | 0 | 0 | 0 | 0 | 0
5095 | 2025-08-01 | 7 | 1 | 0.048344 | 1 | 0.020284 | 1 | 0.045569 | 1 | 0.045569 | 0 | 0 | 0 | 0 | 0 | 0 | 0 | 0 | 0 | 0
5096 | 2025-08-01 | 8 | 1 | 0.061978 | 1 | 0.026004 | 1 | 0.05842 | 1 | 0.05842 | 0 | 0 | 0 | 0 | 0 | 0 | 0 | 0 | 0 | 0
5097 | 2025-08-01 | 9 | 1 | 0.062502 | 1 | 0.026585 | 1 | 0.059502 | 1 | 0.059502 | 0 | 0 | 0 | 0 | 0 | 0 | 0 | 0 | 0 | 0
5098 | 2025-08-01 | 10 | 1 | 0.090418 | 1 | 0.039022 | 1 | 0.086994 | 1 | 0.086994 | 0 | 0 | 0 | 0 | 0 | 0 | 0 | 0 | 0 | 0
5099 | 2025-08-01 | 11 | 1 | 0.099052 | 1 | 0.04341 | 1 | 0.096383 | 1 | 0.096383 | 0 | 0 | 0 | 0 | 0 | 0 | 0 | 0 | 0 | 0
5100 | 2025-08-01 | 12 | 1 | 0.070432 | 1 | 0.028125 | 1 | 0.067613 | 1 | 0.067613 | 0 | 0 | 0 | 0 | 0 | 0 | 0 | 0 | 0 | 0
5101 | 2025-08-01 | 13 | 1 | 0.096714 | 1 | 0.037119 | 1 | 0.089983 | 1 | 0.089983 | 0 | 0 | 0 | 0 | 0 | 0 | 0 | 0 | 0 | 0
5102 | 2025-08-01 | 14 | 1 | 0.098577 | 1 | 0.038307 | 1 | 0.092616 | 1 | 0.092616 | 0 | 0 | 0 | 0 | 0 | 0 | 0 | 0 | 0 | 0
5103 | 2025-08-01 | 15 | 1 | 0.1032 | 1 | 0.043297 | 1 | 0.097272 | 1 | 0.097272 | 0 | 0 | 0 | 0 | 0 | 0 | 0 | 0 | 0 | 0
5104 | 2025-08-01 | 16 | 1 | 0.095875 | 1 | 0.037258 | 1 | 0.090078 | 1 | 0.090078 | 0.42 | 0 | 0.040268 | 0 | 0.015648 | 0 | 0.037833 | 0 | 0.037833 | 0
5105 | 2025-08-01 | 17 | 1 | 0.10752 | 1 | 0.046401 | 1 | 0.10345 | 1 | 0.10345 | 0.42 | 0 | 0.045157 | 0 | 0.019488 | 0 | 0.043447 | 0 | 0.043447 | 0
5106 | 2025-08-01 | 18 | 1 | 0.11136 | 1 | 0.044469 | 1 | 0.1069 | 1 | 0.1069 | 0.42 | 0 | 0.046772 | 0 | 0.018677 | 0 | 0.0449 | 0 | 0.0449 | 0
5107 | 2025-08-01 | 19 | 1 | 0.11662 | 1 | 0.045919 | 1 | 0.11071 | 1 | 0.11071 | 0.42 | 0 | 0.048979 | 0 | 0.019286 | 0 | 0.046499 | 0 | 0.046499 | 0
5108 | 2025-08-01 | 20 | 1 | 0.10874 | 1 | 0.042257 | 1 | 0.10217 | 1 | 0.10217 | 0.42 | 0 | 0.045671 | 0 | 0.017748 | 0 | 0.04291 | 0 | 0.04291 | 0
5109 | 2025-08-01 | 21 | 1 | 0.10612 | 1 | 0.043949 | 1 | 0.099096 | 1 | 0.099096 | 0.42 | 0 | 0.044569 | 0 | 0.018459 | 0 | 0.04162 | 0 | 0.04162 | 0
5110 | 2025-08-01 | 22 | 1 | 0.090176 | 1 | 0.035043 | 1 | 0.084723 | 1 | 0.084723 | 0 | 0 | 0 | 0 | 0 | 0 | 0 | 0 | 0 | 0
5111 | 2025-08-01 | 23 | 1 | 0.06954 | 1 | 0.027023 | 1 | 0.065335 | 1 | 0.065335 | 0 | 0 | 0 | 0 | 0 | 0 | 0 | 0 | 0 | 0
5112 | 2025-08-01 | 24 | 1 | 0.048546 | 1 | 0.018865 | 1 | 0.045611 | 1 | 0.045611 | 0 | 0 | 0 | 0 | 0 | 0 | 0 | 0 | 0 | 0
5113 | 2025-08-02 | 1 | 1 | 0.032139 | 1 | 0.012489 | 1 | 0.030196 | 1 | 0.030196 | 0 | 0 | 0 | 0 | 0 | 0 | 0 | 0 | 0 | 0
5114 | 2025-08-02 | 2 | 1 | 0.023992 | 1 | 0.0099365 | 1 | 0.022405 | 1 | 0.022405 | 0 | 0 | 0 | 0 | 0 | 0 | 0 | 0 | 0 | 0
5115 | 2025-08-02 | 3 | 1 | 0.019224 | 1 | 0.0079616 | 1 | 0.017952 | 1 | 0.017952 | 0 | 0 | 0 | 0 | 0 | 0 | 0 | 0 | 0 | 0
5116 | 2025-08-02 | 4 | 1 | 0.013884 | 1 | 0.0053287 | 1 | 0.012918 | 1 | 0.012918 | 0 | 0 | 0 | 0 | 0 | 0 | 0 | 0 | 0 | 0
5117 | 2025-08-02 | 5 | 1 | 0.011856 | 1 | 0.0049101 | 1 | 0.011071 | 1 | 0.011071 | 0 | 0 | 0 | 0 | 0 | 0 | 0 | 0 | 0 | 0
5118 | 2025-08-02 | 6 | 1 | 0.016427 | 1 | 0.0063047 | 1 | 0.015284 | 1 | 0.015284 | 0 | 0 | 0 | 0 | 0 | 0 | 0 | 0 | 0 | 0
5119 | 2025-08-02 | 7 | 1 | 0.034255 | 1 | 0.014372 | 1 | 0.032289 | 1 | 0.032289 | 0 | 0 | 0 | 0 | 0 | 0 | 0 | 0 | 0 | 0
5120 | 2025-08-02 | 8 | 1 | 0.070001 | 1 | 0.029775 | 1 | 0.066641 | 1 | 0.066641 | 0 | 0 | 0 | 0 | 0 | 0 | 0 | 0 | 0 | 0
5121 | 2025-08-02 | 9 | 1 | 0.083067 | 1 | 0.035333 | 1 | 0.07908 | 1 | 0.07908 | 0 | 0 | 0 | 0 | 0 | 0 | 0 | 0 | 0 | 0
5122 | 2025-08-02 | 10 | 1 | 0.11419 | 1 | 0.045597 | 1 | 0.10962 | 1 | 0.10962 | 0 | 0 | 0 | 0 | 0 | 0 | 0 | 0 | 0 | 0
5123 | 2025-08-02 | 11 | 1 | 0.13746 | 1 | 0.056614 | 1 | 0.13526 | 1 | 0.13526 | 0 | 0 | 0 | 0 | 0 | 0 | 0 | 0 | 0 | 0
5124 | 2025-08-02 | 12 | 1 | 0.17733 | 1 | 0.080377 | 1 | 0.17692 | 1 | 0.17692 | 0 | 0 | 0 | 0 | 0 | 0 | 0 | 0 | 0 | 0
5125 | 2025-08-02 | 13 | 1 | 0.17451 | 1 | 0.071873 | 1 | 0.17171 | 1 | 0.17171 | 0 | 0 | 0 | 0 | 0 | 0 | 0 | 0 | 0 | 0
5126 | 2025-08-02 | 14 | 1 | 0.18127 | 1 | 0.078877 | 1 | 0.18648 | 1 | 0.18648 | 0 | 0 | 0 | 0 | 0 | 0 | 0 | 0 | 0 | 0
5127 | 2025-08-02 | 15 | 1 | 0.195 | 1 | 0.079041 | 1 | 0.18944 | 1 | 0.18944 | 0 | 0 | 0 | 0 | 0 | 0 | 0 | 0 | 0 | 0
5128 | 2025-08-02 | 16 | 1 | 0.22651 | 1 | 0.09045 | 1 | 0.21744 | 1 | 0.21744 | 0 | 0 | 0 | 0 | 0 | 0 | 0 | 0 | 0 | 0
5129 | 2025-08-02 | 17 | 1 | 0.23899 | 1 | 0.096872 | 1 | 0.23218 | 1 | 0.23218 | 0 | 0 | 0 | 0 | 0 | 0 | 0 | 0 | 0 | 0
5130 | 2025-08-02 | 18 | 1 | 0.22417 | 1 | 0.099861 | 1 | 0.22078 | 1 | 0.22078 | 0 | 0 | 0 | 0 | 0 | 0 | 0 | 0 | 0 | 0
5131 | 2025-08-02 | 19 | 1 | 0.19139 | 1 | 0.08141 | 1 | 0.18221 | 1 | 0.18221 | 0 | 0 | 0 | 0 | 0 | 0 | 0 | 0 | 0 | 0
5132 | 2025-08-02 | 20 | 1 | 0.15905 | 1 | 0.065871 | 1 | 0.14853 | 1 | 0.14853 | 0 | 0 | 0 | 0 | 0 | 0 | 0 | 0 | 0 | 0
5133 | 2025-08-02 | 21 | 1 | 0.13218 | 1 | 0.05073 | 1 | 0.12298 | 1 | 0.12298 | 0 | 0 | 0 | 0 | 0 | 0 | 0 | 0 | 0 | 0
5134 | 2025-08-02 | 22 | 1 | 0.11842 | 1 | 0.048443 | 1 | 0.10961 | 1 | 0.10961 | 0 | 0 | 0 | 0 | 0 | 0 | 0 | 0 | 0 | 0
5135 | 2025-08-02 | 23 | 1 | 0.090185 | 1 | 0.036894 | 1 | 0.08348 | 1 | 0.08348 | 0 | 0 | 0 | 0 | 0 | 0 | 0 | 0 | 0 | 0
5136 | 2025-08-02 | 24 | 1 | 0.063421 | 1 | 0.025945 | 1 | 0.058706 | 1 | 0.058706 | 0 | 0 | 0 | 0 | 0 | 0 | 0 | 0 | 0 | 0
5137 | 2025-08-03 | 1 | 1 | 0.04098 | 1 | 0.016765 | 1 | 0.037934 | 1 | 0.037934 | 0 | 0 | 0 | 0 | 0 | 0 | 0 | 0 | 0 | 0
5138 | 2025-08-03 | 2 | 1 | 0.029472 | 1 | 0.012057 | 1 | 0.027281 | 1 | 0.027281 | 0 | 0 | 0 | 0 | 0 | 0 | 0 | 0 | 0 | 0
5139 | 2025-08-03 | 3 | 1 | 0.02316 | 1 | 0.0094746 | 1 | 0.021438 | 1 | 0.021438 | 0 | 0 | 0 | 0 | 0 | 0 | 0 | 0 | 0 | 0
5140 | 2025-08-03 | 4 | 1 | 0.01645 | 1 | 0.0067297 | 1 | 0.015227 | 1 | 0.015227 | 0 | 0 | 0 | 0 | 0 | 0 | 0 | 0 | 0 | 0
5141 | 2025-08-03 | 5 | 1 | 0.010147 | 1 | 0.0038065 | 1 | 0.0092741 | 1 | 0.0092741 | 0 | 0 | 0 | 0 | 0 | 0 | 0 | 0 | 0 | 0
5142 | 2025-08-03 | 6 | 1 | 0.011199 | 1 | 0.0041164 | 1 | 0.010075 | 1 | 0.010075 | 0 | 0 | 0 | 0 | 0 | 0 | 0 | 0 | 0 | 0
5143 | 2025-08-03 | 7 | 1 | 0.012765 | 1 | 0.0046919 | 1 | 0.011484 | 1 | 0.011484 | 0 | 0 | 0 | 0 | 0 | 0 | 0 | 0 | 0 | 0
5144 | 2025-08-03 | 8 | 1 | 0.012755 | 1 | 0.0046883 | 1 | 0.011475 | 1 | 0.011475 | 0 | 0 | 0 | 0 | 0 | 0 | 0 | 0 | 0 | 0
5145 | 2025-08-03 | 9 | 1 | 0.013285 | 1 | 0.0048831 | 1 | 0.011952 | 1 | 0.011952 | 0 | 0 | 0 | 0 | 0 | 0 | 0 | 0 | 0 | 0
5146 | 2025-08-03 | 10 | 1 | 0.048998 | 1 | 0.018009 | 1 | 0.04408 | 1 | 0.04408 | 0 | 0 | 0 | 0 | 0 | 0 | 0 | 0 | 0 | 0
5147 | 2025-08-03 | 11 | 1 | 0.13806 | 1 | 0.055821 | 1 | 0.12674 | 1 | 0.12674 | 0 | 0 | 0 | 0 | 0 | 0 | 0 | 0 | 0 | 0
5148 | 2025-08-03 | 12 | 1 | 0.13644 | 1 | 0.051185 | 1 | 0.12471 | 1 | 0.12471 | 0 | 0 | 0 | 0 | 0 | 0 | 0 | 0 | 0 | 0
5149 | 2025-08-03 | 13 | 1 | 0.12553 | 1 | 0.04878 | 1 | 0.11794 | 1 | 0.11794 | 0 | 0 | 0 | 0 | 0 | 0 | 0 | 0 | 0 | 0
5150 | 2025-08-03 | 14 | 1 | 0.15085 | 1 | 0.058622 | 1 | 0.14173 | 1 | 0.14173 | 0 | 0 | 0 | 0 | 0 | 0 | 0 | 0 | 0 | 0
5151 | 2025-08-03 | 15 | 1 | 0.20984 | 1 | 0.086906 | 1 | 0.19596 | 1 | 0.19596 | 0 | 0 | 0 | 0 | 0 | 0 | 0 | 0 | 0 | 0
5152 | 2025-08-03 | 16 | 1 | 0.22397 | 1 | 0.09276 | 1 | 0.20915 | 1 | 0.20915 | 0 | 0 | 0 | 0 | 0 | 0 | 0 | 0 | 0 | 0
5153 | 2025-08-03 | 17 | 1 | 0.22256 | 1 | 0.085419 | 1 | 0.20707 | 1 | 0.20707 | 0 | 0 | 0 | 0 | 0 | 0 | 0 | 0 | 0 | 0
5154 | 2025-08-03 | 18 | 1 | 0.22534 | 1 | 0.083652 | 1 | 0.20429 | 1 | 0.20429 | 0 | 0 | 0 | 0 | 0 | 0 | 0 | 0 | 0 | 0
5155 | 2025-08-03 | 19 | 1 | 0.21083 | 1 | 0.076763 | 1 | 0.1883 | 1 | 0.1883 | 0 | 0 | 0 | 0 | 0 | 0 | 0 | 0 | 0 | 0
5156 | 2025-08-03 | 20 | 0 | 0 | 0 | 0 | 0 | 0 | 0 | 0 | 0 | 0 | 0 | 0 | 0 | 0 | 0 | 0 | 0 | 0
5157 | 2025-08-03 | 21 | 0 | 0 | 0 | 0 | 0 | 0 | 0 | 0 | 0 | 0 | 0 | 0 | 0 | 0 | 0 | 0 | 0 | 0
5158 | 2025-08-03 | 22 | 0 | 0 | 0 | 0 | 0 | 0 | 0 | 0 | 0 | 0 | 0 | 0 | 0 | 0 | 0 | 0 | 0 | 0
5159 | 2025-08-03 | 23 | 0 | 0 | 0 | 0 | 0 | 0 | 0 | 0 | 0 | 0 | 0 | 0 | 0 | 0 | 0 | 0 | 0 | 0
5160 | 2025-08-03 | 24 | 0 | 0 | 0 | 0 | 0 | 0 | 0 | 0 | 0 | 0 | 0 | 0 | 0 | 0 | 0 | 0 | 0 | 0
5161 | 2025-08-04 | 1 | 0 | 0 | 0 | 0 | 0 | 0 | 0 | 0 | 0 | 0 | 0 | 0 | 0 | 0 | 0 | 0 | 0 | 0
5162 | 2025-08-04 | 2 | 0 | 0 | 0 | 0 | 0 | 0 | 0 | 0 | 0 | 0 | 0 | 0 | 0 | 0 | 0 | 0 | 0 | 0
5163 | 2025-08-04 | 3 | 0 | 0 | 0 | 0 | 0 | 0 | 0 | 0 | 0 | 0 | 0 | 0 | 0 | 0 | 0 | 0 | 0 | 0
5164 | 2025-08-04 | 4 | 0 | 0 | 0 | 0 | 0 | 0 | 0 | 0 | 0 | 0 | 0 | 0 | 0 | 0 | 0 | 0 | 0 | 0
5165 | 2025-08-04 | 5 | 0 | 0 | 0 | 0 | 0 | 0 | 0 | 0 | 0 | 0 | 0 | 0 | 0 | 0 | 0 | 0 | 0 | 0
5166 | 2025-08-04 | 6 | 0 | -0.0050074 | 0 | -0.0050074 | 0 | -0.021808 | 0 | -0.021808 | 0 | 0 | 0 | 0 | 0 | 0 | 0 | 0 | 0 | 0
5167 | 2025-08-04 | 7 | 0 | 0 | 0 | 0 | 0 | 0 | 0 | 0 | 0 | 0 | 0 | 0 | 0 | 0 | 0 | 0 | 0 | 0
5168 | 2025-08-04 | 8 | 0 | 0 | 0 | 0 | 0 | 0 | 0 | 0 | 0 | 0 | 0 | 0 | 0 | 0 | 0 | 0 | 0 | 0
5169 | 2025-08-04 | 9 | 1 | 0.013022 | 1 | 0.0047864 | 1 | 0.011715 | 1 | 0.011715 | 0 | 0 | 0 | 0 | 0 | 0 | 0 | 0 | 0 | 0
5170 | 2025-08-04 | 10 | 1 | 0.026227 | 1 | 0.0097364 | 1 | 0.023777 | 1 | 0.023777 | 0 | 0 | 0 | 0 | 0 | 0 | 0 | 0 | 0 | 0
5171 | 2025-08-04 | 11 | 1 | 0.07513 | 1 | 0.030378 | 1 | 0.06897 | 1 | 0.06897 | 0 | 0 | 0 | 0 | 0 | 0 | 0 | 0 | 0 | 0
5172 | 2025-08-04 | 12 | 1 | 0.11041 | 1 | 0.045725 | 1 | 0.1031 | 1 | 0.1031 | 0 | 0 | 0 | 0 | 0 | 0 | 0 | 0 | 0 | 0
5173 | 2025-08-04 | 13 | 1 | 0.1187 | 1 | 0.045025 | 1 | 0.10943 | 1 | 0.10943 | 0 | 0 | 0 | 0 | 0 | 0 | 0 | 0 | 0 | 0
5174 | 2025-08-04 | 14 | 1 | 0.15799 | 1 | 0.065432 | 1 | 0.14754 | 1 | 0.14754 | 0 | 0 | 0 | 0 | 0 | 0 | 0 | 0 | 0 | 0
5175 | 2025-08-04 | 15 | 1 | 0.17396 | 1 | 0.067603 | 1 | 0.16344 | 1 | 0.16344 | 0 | 0 | 0 | 0 | 0 | 0 | 0 | 0 | 0 | 0
5176 | 2025-08-04 | 16 | 1 | 0.21909 | 1 | 0.091923 | 1 | 0.20651 | 1 | 0.20651 | 0.42 | 0 | 0.092018 | 0 | 0.038607 | 0 | 0.086736 | 0 | 0.086736 | 0
5177 | 2025-08-04 | 17 | 1 | 0.23263 | 1 | 0.091603 | 1 | 0.22085 | 1 | 0.22085 | 0.42 | 0 | 0.097706 | 0 | 0.038473 | 0 | 0.092759 | 0 | 0.092759 | 0
5178 | 2025-08-04 | 18 | 1 | 0.23327 | 1 | 0.09065 | 1 | 0.21917 | 1 | 0.21917 | 0.42 | 0 | 0.097974 | 0 | 0.038073 | 0 | 0.09205 | 0 | 0.09205 | 0
5179 | 2025-08-04 | 19 | 1 | 0.18719 | 1 | 0.072743 | 1 | 0.17587 | 1 | 0.17587 | 0.42 | 0 | 0.07862 | 0 | 0.030552 | 0 | 0.073867 | 0 | 0.073867 | 0
5180 | 2025-08-04 | 20 | 1 | 0.16282 | 1 | 0.067434 | 1 | 0.15205 | 1 | 0.15205 | 0.42 | 0 | 0.068386 | 0 | 0.028322 | 0 | 0.063861 | 0 | 0.063861 | 0
5181 | 2025-08-04 | 21 | 1 | 0.14264 | 1 | 0.059077 | 1 | 0.13321 | 1 | 0.13321 | 0.42 | 0 | 0.05991 | 0 | 0.024812 | 0 | 0.055946 | 0 | 0.055946 | 0
5182 | 2025-08-04 | 22 | 1 | 0.11665 | 1 | 0.046646 | 1 | 0.10625 | 1 | 0.10625 | 0 | 0 | 0 | 0 | 0 | 0 | 0 | 0 | 0 | 0
5183 | 2025-08-04 | 23 | 1 | 0.079465 | 1 | 0.029208 | 1 | 0.07149 | 1 | 0.07149 | 0 | 0 | 0 | 0 | 0 | 0 | 0 | 0 | 0 | 0
5184 | 2025-08-04 | 24 | 1 | 0.052781 | 1 | 0.020477 | 1 | 0.04707 | 1 | 0.04707 | 0 | 0 | 0 | 0 | 0 | 0 | 0 | 0 | 0 | 0
5185 | 2025-08-05 | 1 | 0 | 0 | 0 | 0 | 0 | 0 | 0 | 0 | 0 | 0 | 0 | 0 | 0 | 0 | 0 | 0 | 0 | 0
5186 | 2025-08-05 | 2 | 0 | 0 | 0 | 0 | 0 | 0 | 0 | 0 | 0 | 0 | 0 | 0 | 0 | 0 | 0 | 0 | 0 | 0
5187 | 2025-08-05 | 3 | 0 | 0 | 0 | 0 | 0 | 0 | 0 | 0 | 0 | 0 | 0 | 0 | 0 | 0 | 0 | 0 | 0 | 0
5188 | 2025-08-05 | 4 | 0 | 0 | 0 | 0 | 0 | 0 | 0 | 0 | 0 | 0 | 0 | 0 | 0 | 0 | 0 | 0 | 0 | 0
5189 | 2025-08-05 | 5 | 0 | 0 | 0 | 0 | 0 | 0 | 0 | 0 | 0 | 0 | 0 | 0 | 0 | 0 | 0 | 0 | 0 | 0
5190 | 2025-08-05 | 6 | 0 | 0 | 0 | 0 | 0 | 0 | 0 | 0 | 0 | 0 | 0 | 0 | 0 | 0 | 0 | 0 | 0 | 0
5191 | 2025-08-05 | 7 | 0 | 0 | 0 | 0 | 0 | 0 | 0 | 0 | 0 | 0 | 0 | 0 | 0 | 0 | 0 | 0 | 0 | 0
5192 | 2025-08-05 | 8 | 1 | 0.029304 | 1 | 0.011116 | 1 | 0.027016 | 1 | 0.027016 | 0 | 0 | 0 | 0 | 0 | 0 | 0 | 0 | 0 | 0
5193 | 2025-08-05 | 9 | 1 | 0.076092 | 1 | 0.030767 | 1 | 0.069853 | 1 | 0.069853 | 0 | 0 | 0 | 0 | 0 | 0 | 0 | 0 | 0 | 0
5194 | 2025-08-05 | 10 | 1 | 0.11436 | 1 | 0.047361 | 1 | 0.10679 | 1 | 0.10679 | 0 | 0 | 0 | 0 | 0 | 0 | 0 | 0 | 0 | 0
5195 | 2025-08-05 | 11 | 1 | 0.14606 | 1 | 0.062125 | 1 | 0.13905 | 1 | 0.13905 | 0 | 0 | 0 | 0 | 0 | 0 | 0 | 0 | 0 | 0
5196 | 2025-08-05 | 12 | 1 | 0.14935 | 1 | 0.05964 | 1 | 0.14338 | 1 | 0.14338 | 0 | 0 | 0 | 0 | 0 | 0 | 0 | 0 | 0 | 0
5197 | 2025-08-05 | 13 | 1 | 0.16683 | 1 | 0.072001 | 1 | 0.16052 | 1 | 0.16052 | 0 | 0 | 0 | 0 | 0 | 0 | 0 | 0 | 0 | 0
5198 | 2025-08-05 | 14 | 1 | 0.19533 | 1 | 0.085602 | 1 | 0.19006 | 1 | 0.19006 | 0 | 0 | 0 | 0 | 0 | 0 | 0 | 0 | 0 | 0
5199 | 2025-08-05 | 15 | 1 | 0.21516 | 1 | 0.087212 | 1 | 0.20902 | 1 | 0.20902 | 0 | 0 | 0 | 0 | 0 | 0 | 0 | 0 | 0 | 0
5200 | 2025-08-05 | 16 | 1 | 0.25177 | 1 | 0.10865 | 1 | 0.24223 | 1 | 0.24223 | 0.42 | 0 | 0.10574 | 0 | 0.045635 | 0 | 0.10174 | 0 | 0.10174 | 0
5201 | 2025-08-05 | 17 | 1 | 0.27066 | 1 | 0.11681 | 1 | 0.26041 | 1 | 0.26041 | 0.42 | 0 | 0.11368 | 0 | 0.049059 | 0 | 0.10937 | 0 | 0.10937 | 0
5202 | 2025-08-05 | 18 | 1 | 0.26848 | 1 | 0.1142 | 1 | 0.2556 | 1 | 0.2556 | 0.42 | 0 | 0.11276 | 0 | 0.047964 | 0 | 0.10735 | 0 | 0.10735 | 0
5203 | 2025-08-05 | 19 | 1 | 0.24191 | 1 | 0.094008 | 1 | 0.22728 | 1 | 0.22728 | 0.42 | 0 | 0.1016 | 0 | 0.039483 | 0 | 0.095459 | 0 | 0.095459 | 0
5204 | 2025-08-05 | 20 | 1 | 0.19688 | 1 | 0.080541 | 1 | 0.18224 | 1 | 0.18224 | 0.42 | 0 | 0.082689 | 0 | 0.033827 | 0 | 0.076542 | 0 | 0.076542 | 0
5205 | 2025-08-05 | 21 | 1 | 0.15224 | 1 | 0.058431 | 1 | 0.14165 | 1 | 0.14165 | 0.42 | 0 | 0.063941 | 0 | 0.024541 | 0 | 0.059492 | 0 | 0.059492 | 0
5206 | 2025-08-05 | 22 | 1 | 0.12512 | 1 | 0.047462 | 1 | 0.11535 | 1 | 0.11535 | 0 | 0 | 0 | 0 | 0 | 0 | 0 | 0 | 0 | 0
5207 | 2025-08-05 | 23 | 1 | 0.09163 | 1 | 0.034375 | 1 | 0.083749 | 1 | 0.083749 | 0 | 0 | 0 | 0 | 0 | 0 | 0 | 0 | 0 | 0
5208 | 2025-08-05 | 24 | 1 | 0.066192 | 1 | 0.026469 | 1 | 0.06029 | 1 | 0.06029 | 0 | 0 | 0 | 0 | 0 | 0 | 0 | 0 | 0 | 0
5209 | 2025-08-06 | 1 | 1 | 0.043741 | 1 | 0.017686 | 1 | 0.040155 | 1 | 0.040155 | 0 | 0 | 0 | 0 | 0 | 0 | 0 | 0 | 0 | 0
5210 | 2025-08-06 | 2 | 1 | 0.027081 | 1 | 0.010273 | 1 | 0.024966 | 1 | 0.024966 | 0 | 0 | 0 | 0 | 0 | 0 | 0 | 0 | 0 | 0
5211 | 2025-08-06 | 3 | 1 | 0.020121 | 1 | 0.0081359 | 1 | 0.018472 | 1 | 0.018472 | 0 | 0 | 0 | 0 | 0 | 0 | 0 | 0 | 0 | 0
5212 | 2025-08-06 | 4 | 1 | 0.012344 | 1 | 0.0046825 | 1 | 0.01138 | 1 | 0.01138 | 0 | 0 | 0 | 0 | 0 | 0 | 0 | 0 | 0 | 0
5213 | 2025-08-06 | 5 | 1 | 0.0082649 | 1 | 0.0031005 | 1 | 0.007554 | 1 | 0.007554 | 0 | 0 | 0 | 0 | 0 | 0 | 0 | 0 | 0 | 0
5214 | 2025-08-06 | 6 | 1 | 0.0086652 | 1 | 0.0032507 | 1 | 0.0079198 | 1 | 0.0079198 | 0 | 0 | 0 | 0 | 0 | 0 | 0 | 0 | 0 | 0
5215 | 2025-08-06 | 7 | 1 | 0.0088362 | 1 | 0.0033149 | 1 | 0.0080762 | 1 | 0.0080762 | 0 | 0 | 0 | 0 | 0 | 0 | 0 | 0 | 0 | 0
5216 | 2025-08-06 | 8 | 1 | 0.0099857 | 1 | 0.003707 | 1 | 0.0090528 | 1 | 0.0090528 | 0 | 0 | 0 | 0 | 0 | 0 | 0 | 0 | 0 | 0
5217 | 2025-08-06 | 9 | 1 | 0.011824 | 1 | 0.0046783 | 1 | 0.01069 | 1 | 0.01069 | 0 | 0 | 0 | 0 | 0 | 0 | 0 | 0 | 0 | 0
5218 | 2025-08-06 | 10 | 1 | 0.021841 | 1 | 0.0086418 | 1 | 0.019746 | 1 | 0.019746 | 0 | 0 | 0 | 0 | 0 | 0 | 0 | 0 | 0 | 0
5219 | 2025-08-06 | 11 | 1 | 0.04171 | 1 | 0.016338 | 1 | 0.037446 | 1 | 0.037446 | 0 | 0 | 0 | 0 | 0 | 0 | 0 | 0 | 0 | 0
5220 | 2025-08-06 | 12 | 0 | 0 | 0 | 0 | 0 | 0 | 0 | 0 | 0 | 0 | 0 | 0 | 0 | 0 | 0 | 0 | 0 | 0
5221 | 2025-08-06 | 13 | 1 | 0.067718 | 1 | 0.024656 | 1 | 0.060481 | 1 | 0.060481 | 0 | 0 | 0 | 0 | 0 | 0 | 0 | 0 | 0 | 0
5222 | 2025-08-06 | 14 | 1 | 0.084025 | 1 | 0.032599 | 1 | 0.074934 | 1 | 0.074934 | 0 | 0 | 0 | 0 | 0 | 0 | 0 | 0 | 0 | 0
5223 | 2025-08-06 | 15 | 1 | 0.089932 | 1 | 0.035227 | 1 | 0.080738 | 1 | 0.080738 | 0 | 0 | 0 | 0 | 0 | 0 | 0 | 0 | 0 | 0
5224 | 2025-08-06 | 16 | 1 | 0.088242 | 1 | 0.032434 | 1 | 0.079386 | 1 | 0.079386 | 0.42 | 0 | 0.037061 | 0 | 0.013622 | 0 | 0.033342 | 0 | 0.033342 | 0
5225 | 2025-08-06 | 17 | 1 | 0.093742 | 1 | 0.034455 | 1 | 0.084334 | 1 | 0.084334 | 0.42 | 0 | 0.039372 | 0 | 0.014471 | 0 | 0.03542 | 0 | 0.03542 | 0
5226 | 2025-08-06 | 18 | 1 | 0.10028 | 1 | 0.036857 | 1 | 0.090212 | 1 | 0.090212 | 0.42 | 0 | 0.042116 | 0 | 0.01548 | 0 | 0.037889 | 0 | 0.037889 | 0
5227 | 2025-08-06 | 19 | 1 | 0.10326 | 1 | 0.040446 | 1 | 0.0927 | 1 | 0.0927 | 0.42 | 0 | 0.043368 | 0 | 0.016987 | 0 | 0.038934 | 0 | 0.038934 | 0
5228 | 2025-08-06 | 20 | 1 | 0.089853 | 1 | 0.032715 | 1 | 0.08025 | 1 | 0.08025 | 0.42 | 0 | 0.037738 | 0 | 0.01374 | 0 | 0.033705 | 0 | 0.033705 | 0
5229 | 2025-08-06 | 21 | 1 | 0.085942 | 1 | 0.031588 | 1 | 0.077317 | 1 | 0.077317 | 0.42 | 0 | 0.036096 | 0 | 0.013267 | 0 | 0.032473 | 0 | 0.032473 | 0
5230 | 2025-08-06 | 22 | 1 | 0.082049 | 1 | 0.032465 | 1 | 0.07418 | 1 | 0.07418 | 0 | 0 | 0 | 0 | 0 | 0 | 0 | 0 | 0 | 0
5231 | 2025-08-06 | 23 | 1 | 0.061372 | 1 | 0.024283 | 1 | 0.055487 | 1 | 0.055487 | 0 | 0 | 0 | 0 | 0 | 0 | 0 | 0 | 0 | 0
5232 | 2025-08-06 | 24 | 1 | 0.040501 | 1 | 0.016025 | 1 | 0.036617 | 1 | 0.036617 | 0 | 0 | 0 | 0 | 0 | 0 | 0 | 0 | 0 | 0
5233 | 2025-08-07 | 1 | 1 | 0.023062 | 1 | 0.0084764 | 1 | 0.020747 | 1 | 0.020747 | 0 | 0 | 0 | 0 | 0 | 0 | 0 | 0 | 0 | 0
5234 | 2025-08-07 | 2 | 1 | 0.014899 | 1 | 0.0054762 | 1 | 0.013404 | 1 | 0.013404 | 0 | 0 | 0 | 0 | 0 | 0 | 0 | 0 | 0 | 0
5235 | 2025-08-07 | 3 | 1 | 0.011911 | 1 | 0.0044217 | 1 | 0.010798 | 1 | 0.010798 | 0 | 0 | 0 | 0 | 0 | 0 | 0 | 0 | 0 | 0
5236 | 2025-08-07 | 4 | 1 | 0.008955 | 1 | 0.0033969 | 1 | 0.0082557 | 1 | 0.0082557 | 0 | 0 | 0 | 0 | 0 | 0 | 0 | 0 | 0 | 0
5237 | 2025-08-07 | 5 | 1 | 0.0080944 | 1 | 0.0032729 | 1 | 0.0074307 | 1 | 0.0074307 | 0 | 0 | 0 | 0 | 0 | 0 | 0 | 0 | 0 | 0
5238 | 2025-08-07 | 6 | 1 | 0.0085491 | 1 | 0.0032072 | 1 | 0.0078137 | 1 | 0.0078137 | 0 | 0 | 0 | 0 | 0 | 0 | 0 | 0 | 0 | 0
5239 | 2025-08-07 | 7 | 1 | 0.0096206 | 1 | 0.00389 | 1 | 0.0088317 | 1 | 0.0088317 | 0 | 0 | 0 | 0 | 0 | 0 | 0 | 0 | 0 | 0
5240 | 2025-08-07 | 8 | 1 | 0.047968 | 1 | 0.01841 | 1 | 0.04463 | 1 | 0.04463 | 0 | 0 | 0 | 0 | 0 | 0 | 0 | 0 | 0 | 0
5241 | 2025-08-07 | 9 | 1 | 0.044585 | 1 | 0.017326 | 1 | 0.041889 | 1 | 0.041889 | 0 | 0 | 0 | 0 | 0 | 0 | 0 | 0 | 0 | 0
5242 | 2025-08-07 | 10 | 1 | 0.060581 | 1 | 0.025769 | 1 | 0.057674 | 1 | 0.057674 | 0 | 0 | 0 | 0 | 0 | 0 | 0 | 0 | 0 | 0
5243 | 2025-08-07 | 11 | 1 | 0.1129 | 1 | 0.046499 | 1 | 0.11109 | 1 | 0.11109 | 0 | 0 | 0 | 0 | 0 | 0 | 0 | 0 | 0 | 0
5244 | 2025-08-07 | 12 | 1 | 0.12732 | 1 | 0.051607 | 1 | 0.12369 | 1 | 0.12369 | 0 | 0 | 0 | 0 | 0 | 0 | 0 | 0 | 0 | 0
5245 | 2025-08-07 | 13 | 1 | 0.15199 | 1 | 0.067707 | 1 | 0.14969 | 1 | 0.14969 | 0 | 0 | 0 | 0 | 0 | 0 | 0 | 0 | 0 | 0
5246 | 2025-08-07 | 14 | 1 | 0.15898 | 1 | 0.078233 | 1 | 0.16884 | 1 | 0.16884 | 0 | 0 | 0 | 0 | 0 | 0 | 0 | 0 | 0 | 0
5247 | 2025-08-07 | 15 | 1 | 0.19775 | 1 | 0.10075 | 1 | 0.23198 | 1 | 0.23198 | 0 | 0 | 0 | 0 | 0 | 0 | 0 | 0 | 0 | 0
5248 | 2025-08-07 | 16 | 1 | 0.2578 | 1 | 0.13349 | 1 | 0.28489 | 1 | 0.28489 | 0.42 | 0 | 0.10828 | 0 | 0.056067 | 0 | 0.11965 | 0 | 0.11965 | 0
5249 | 2025-08-07 | 17 | 1 | 0.2344 | 1 | 0.10927 | 1 | 0.25521 | 1 | 0.25521 | 0.42 | 0 | 0.098448 | 0 | 0.045892 | 0 | 0.10719 | 0 | 0.10719 | 0
5250 | 2025-08-07 | 18 | 1 | 0.23581 | 1 | 0.10992 | 1 | 0.25674 | 1 | 0.25674 | 0.42 | 0 | 0.099038 | 0 | 0.046168 | 0 | 0.10783 | 0 | 0.10783 | 0
5251 | 2025-08-07 | 19 | 1 | 0.25152 | 1 | 0.12099 | 1 | 0.2625 | 1 | 0.2625 | 0.42 | 0 | 0.10564 | 0 | 0.050815 | 0 | 0.11025 | 0 | 0.11025 | 0
5252 | 2025-08-07 | 20 | 1 | 0.19421 | 1 | 0.077553 | 1 | 0.18644 | 1 | 0.18644 | 0.42 | 0 | 0.081568 | 0 | 0.032572 | 0 | 0.078304 | 0 | 0.078304 | 0
5253 | 2025-08-07 | 21 | 1 | 0.17076 | 1 | 0.073693 | 1 | 0.16429 | 1 | 0.16429 | 0.42 | 0 | 0.071718 | 0 | 0.030951 | 0 | 0.069002 | 0 | 0.069002 | 0
5254 | 2025-08-07 | 22 | 1 | 0.14607 | 1 | 0.060496 | 1 | 0.13641 | 1 | 0.13641 | 0 | 0 | 0 | 0 | 0 | 0 | 0 | 0 | 0 | 0
5255 | 2025-08-07 | 23 | 1 | 0.10622 | 1 | 0.040292 | 1 | 0.097925 | 1 | 0.097925 | 0 | 0 | 0 | 0 | 0 | 0 | 0 | 0 | 0 | 0
5256 | 2025-08-07 | 24 | 1 | 0.085336 | 1 | 0.036828 | 1 | 0.082104 | 1 | 0.082104 | 0 | 0 | 0 | 0 | 0 | 0 | 0 | 0 | 0 | 0
5257 | 2025-08-08 | 1 | 1 | 0.057483 | 1 | 0.021805 | 1 | 0.052994 | 1 | 0.052994 | 0 | 0 | 0 | 0 | 0 | 0 | 0 | 0 | 0 | 0
5258 | 2025-08-08 | 2 | 1 | 0.039011 | 1 | 0.014798 | 1 | 0.035965 | 1 | 0.035965 | 0 | 0 | 0 | 0 | 0 | 0 | 0 | 0 | 0 | 0
5259 | 2025-08-08 | 3 | 1 | 0.027173 | 1 | 0.010088 | 1 | 0.024635 | 1 | 0.024635 | 0 | 0 | 0 | 0 | 0 | 0 | 0 | 0 | 0 | 0
5260 | 2025-08-08 | 4 | 1 | 0.018202 | 1 | 0.0072022 | 1 | 0.016457 | 1 | 0.016457 | 0 | 0 | 0 | 0 | 0 | 0 | 0 | 0 | 0 | 0
5261 | 2025-08-08 | 5 | 1 | 0.013172 | 1 | 0.0048413 | 1 | 0.01185 | 1 | 0.01185 | 0 | 0 | 0 | 0 | 0 | 0 | 0 | 0 | 0 | 0
5262 | 2025-08-08 | 6 | 1 | 0.011368 | 1 | 0.0042201 | 1 | 0.010306 | 1 | 0.010306 | 0 | 0 | 0 | 0 | 0 | 0 | 0 | 0 | 0 | 0
5263 | 2025-08-08 | 7 | 1 | 0.010719 | 1 | 0.004334 | 1 | 0.0098398 | 1 | 0.0098398 | 0 | 0 | 0 | 0 | 0 | 0 | 0 | 0 | 0 | 0
5264 | 2025-08-08 | 8 | 1 | 0.1491 | 1 | 0.062558 | 1 | 0.14054 | 1 | 0.14054 | 0 | 0 | 0 | 0 | 0 | 0 | 0 | 0 | 0 | 0
5265 | 2025-08-08 | 9 | 1 | 0.14108 | 1 | 0.055552 | 1 | 0.13394 | 1 | 0.13394 | 0 | 0 | 0 | 0 | 0 | 0 | 0 | 0 | 0 | 0
5266 | 2025-08-08 | 10 | 1 | 0.15905 | 1 | 0.063514 | 1 | 0.15269 | 1 | 0.15269 | 0 | 0 | 0 | 0 | 0 | 0 | 0 | 0 | 0 | 0
5267 | 2025-08-08 | 11 | 1 | 0.15186 | 1 | 0.066552 | 1 | 0.14777 | 1 | 0.14777 | 0 | 0 | 0 | 0 | 0 | 0 | 0 | 0 | 0 | 0
5268 | 2025-08-08 | 12 | 1 | 0.18446 | 1 | 0.083607 | 1 | 0.18403 | 1 | 0.18403 | 0 | 0 | 0 | 0 | 0 | 0 | 0 | 0 | 0 | 0
5269 | 2025-08-08 | 13 | 1 | 0.20235 | 1 | 0.093429 | 1 | 0.20471 | 1 | 0.20471 | 0 | 0 | 0 | 0 | 0 | 0 | 0 | 0 | 0 | 0
5270 | 2025-08-08 | 14 | 1 | 0.21113 | 1 | 0.090082 | 1 | 0.21375 | 1 | 0.21375 | 0 | 0 | 0 | 0 | 0 | 0 | 0 | 0 | 0 | 0
5271 | 2025-08-08 | 15 | 1 | 0.23702 | 1 | 0.10113 | 1 | 0.23996 | 1 | 0.23996 | 0 | 0 | 0 | 0 | 0 | 0 | 0 | 0 | 0 | 0
5272 | 2025-08-08 | 16 | 1 | 0.24082 | 1 | 0.10089 | 1 | 0.24023 | 1 | 0.24023 | 0.42 | 0 | 0.10115 | 0 | 0.042374 | 0 | 0.1009 | 0 | 0.1009 | 0
5273 | 2025-08-08 | 17 | 1 | 0.20638 | 1 | 0.091937 | 1 | 0.20326 | 1 | 0.20326 | 0.42 | 0 | 0.086682 | 0 | 0.038613 | 0 | 0.08537 | 0 | 0.08537 | 0
5274 | 2025-08-08 | 18 | 1 | 0.21053 | 1 | 0.093782 | 1 | 0.20734 | 1 | 0.20734 | 0.42 | 0 | 0.088421 | 0 | 0.039388 | 0 | 0.087083 | 0 | 0.087083 | 0
5275 | 2025-08-08 | 19 | 1 | 0.1977 | 1 | 0.086643 | 1 | 0.19237 | 1 | 0.19237 | 0.42 | 0 | 0.083034 | 0 | 0.03639 | 0 | 0.080797 | 0 | 0.080797 | 0
5276 | 2025-08-08 | 20 | 1 | 0.16403 | 1 | 0.065502 | 1 | 0.15747 | 1 | 0.15747 | 0.42 | 0 | 0.068893 | 0 | 0.027511 | 0 | 0.066136 | 0 | 0.066136 | 0
5277 | 2025-08-08 | 21 | 1 | 0.14395 | 1 | 0.05594 | 1 | 0.13525 | 1 | 0.13525 | 0.42 | 0 | 0.06046 | 0 | 0.023495 | 0 | 0.056804 | 0 | 0.056804 | 0
5278 | 2025-08-08 | 22 | 1 | 0.12342 | 1 | 0.04796 | 1 | 0.11595 | 1 | 0.11595 | 0 | 0 | 0 | 0 | 0 | 0 | 0 | 0 | 0 | 0
5279 | 2025-08-08 | 23 | 1 | 0.10425 | 1 | 0.043739 | 1 | 0.098264 | 1 | 0.098264 | 0 | 0 | 0 | 0 | 0 | 0 | 0 | 0 | 0 | 0
5280 | 2025-08-08 | 24 | 1 | 0.070351 | 1 | 0.027339 | 1 | 0.066097 | 1 | 0.066097 | 0 | 0 | 0 | 0 | 0 | 0 | 0 | 0 | 0 | 0
5281 | 2025-08-09 | 1 | 1 | 0.048422 | 1 | 0.018817 | 1 | 0.045494 | 1 | 0.045494 | 0 | 0 | 0 | 0 | 0 | 0 | 0 | 0 | 0 | 0
5282 | 2025-08-09 | 2 | 1 | 0.036545 | 1 | 0.01495 | 1 | 0.033828 | 1 | 0.033828 | 0 | 0 | 0 | 0 | 0 | 0 | 0 | 0 | 0 | 0
5283 | 2025-08-09 | 3 | 1 | 0.026611 | 1 | 0.010479 | 1 | 0.025264 | 1 | 0.025264 | 0 | 0 | 0 | 0 | 0 | 0 | 0 | 0 | 0 | 0
5284 | 2025-08-09 | 4 | 1 | 0.02012 | 1 | 0.0076322 | 1 | 0.018549 | 1 | 0.018549 | 0 | 0 | 0 | 0 | 0 | 0 | 0 | 0 | 0 | 0
5285 | 2025-08-09 | 5 | 1 | 0.014348 | 1 | 0.0053826 | 1 | 0.013114 | 1 | 0.013114 | 0 | 0 | 0 | 0 | 0 | 0 | 0 | 0 | 0 | 0
5286 | 2025-08-09 | 6 | 1 | 0.020184 | 1 | 0.0081611 | 1 | 0.018529 | 1 | 0.018529 | 0 | 0 | 0 | 0 | 0 | 0 | 0 | 0 | 0 | 0
5287 | 2025-08-09 | 7 | 1 | 0.041007 | 1 | 0.016775 | 1 | 0.037958 | 1 | 0.037958 | 0 | 0 | 0 | 0 | 0 | 0 | 0 | 0 | 0 | 0
5288 | 2025-08-09 | 8 | 1 | 0.087371 | 1 | 0.035743 | 1 | 0.080876 | 1 | 0.080876 | 0 | 0 | 0 | 0 | 0 | 0 | 0 | 0 | 0 | 0
5289 | 2025-08-09 | 9 | 1 | 0.11279 | 1 | 0.043288 | 1 | 0.10494 | 1 | 0.10494 | 0 | 0 | 0 | 0 | 0 | 0 | 0 | 0 | 0 | 0
5290 | 2025-08-09 | 10 | 1 | 0.15178 | 1 | 0.06456 | 1 | 0.14449 | 1 | 0.14449 | 0 | 0 | 0 | 0 | 0 | 0 | 0 | 0 | 0 | 0
5291 | 2025-08-09 | 11 | 1 | 0.17446 | 1 | 0.072253 | 1 | 0.16292 | 1 | 0.16292 | 0 | 0 | 0 | 0 | 0 | 0 | 0 | 0 | 0 | 0
5292 | 2025-08-09 | 12 | 1 | 0.17005 | 1 | 0.066081 | 1 | 0.15976 | 1 | 0.15976 | 0 | 0 | 0 | 0 | 0 | 0 | 0 | 0 | 0 | 0
5293 | 2025-08-09 | 13 | 1 | 0.14871 | 1 | 0.058557 | 1 | 0.14118 | 1 | 0.14118 | 0 | 0 | 0 | 0 | 0 | 0 | 0 | 0 | 0 | 0
5294 | 2025-08-09 | 14 | 1 | 0.15282 | 1 | 0.063291 | 1 | 0.14271 | 1 | 0.14271 | 0 | 0 | 0 | 0 | 0 | 0 | 0 | 0 | 0 | 0
5295 | 2025-08-09 | 15 | 1 | 0.15228 | 1 | 0.064772 | 1 | 0.14497 | 1 | 0.14497 | 0 | 0 | 0 | 0 | 0 | 0 | 0 | 0 | 0 | 0
5296 | 2025-08-09 | 16 | 1 | 0.14943 | 1 | 0.062697 | 1 | 0.14085 | 1 | 0.14085 | 0 | 0 | 0 | 0 | 0 | 0 | 0 | 0 | 0 | 0
5297 | 2025-08-09 | 17 | 1 | 0.13323 | 1 | 0.049981 | 1 | 0.12177 | 1 | 0.12177 | 0 | 0 | 0 | 0 | 0 | 0 | 0 | 0 | 0 | 0
5298 | 2025-08-09 | 18 | 1 | 0.13986 | 1 | 0.057214 | 1 | 0.12946 | 1 | 0.12946 | 0 | 0 | 0 | 0 | 0 | 0 | 0 | 0 | 0 | 0
5299 | 2025-08-09 | 19 | 1 | 0.13705 | 1 | 0.052602 | 1 | 0.12752 | 1 | 0.12752 | 0 | 0 | 0 | 0 | 0 | 0 | 0 | 0 | 0 | 0
5300 | 2025-08-09 | 20 | 1 | 0.11546 | 1 | 0.042863 | 1 | 0.10467 | 1 | 0.10467 | 0 | 0 | 0 | 0 | 0 | 0 | 0 | 0 | 0 | 0
5301 | 2025-08-09 | 21 | 1 | 0.10356 | 1 | 0.040566 | 1 | 0.092974 | 1 | 0.092974 | 0 | 0 | 0 | 0 | 0 | 0 | 0 | 0 | 0 | 0
5302 | 2025-08-09 | 22 | 1 | 0.093539 | 1 | 0.038739 | 1 | 0.08735 | 1 | 0.08735 | 0 | 0 | 0 | 0 | 0 | 0 | 0 | 0 | 0 | 0
5303 | 2025-08-09 | 23 | 1 | 0.068343 | 1 | 0.027634 | 1 | 0.06274 | 1 | 0.06274 | 0 | 0 | 0 | 0 | 0 | 0 | 0 | 0 | 0 | 0
5304 | 2025-08-09 | 24 | 1 | 0.041476 | 1 | 0.016585 | 1 | 0.037778 | 1 | 0.037778 | 0 | 0 | 0 | 0 | 0 | 0 | 0 | 0 | 0 | 0
5305 | 2025-08-10 | 1 | 1 | 0.023199 | 1 | 0.0091792 | 1 | 0.020974 | 1 | 0.020974 | 0 | 0 | 0 | 0 | 0 | 0 | 0 | 0 | 0 | 0
5306 | 2025-08-10 | 2 | 1 | 0.014182 | 1 | 0.0051636 | 1 | 0.012666 | 1 | 0.012666 | 0 | 0 | 0 | 0 | 0 | 0 | 0 | 0 | 0 | 0
5307 | 2025-08-10 | 3 | 0 | 0 | 0 | 0 | 0 | 0 | 0 | 0 | 0 | 0 | 0 | 0 | 0 | 0 | 0 | 0 | 0 | 0
5308 | 2025-08-10 | 4 | 0 | 0 | 0 | 0 | 0 | 0 | 0 | 0 | 0 | 0 | 0 | 0 | 0 | 0 | 0 | 0 | 0 | 0
5309 | 2025-08-10 | 5 | 0 | 0 | 0 | 0 | 0 | 0 | 0 | 0 | 0 | 0 | 0 | 0 | 0 | 0 | 0 | 0 | 0 | 0
5310 | 2025-08-10 | 6 | 0 | 0 | 0 | 0 | 0 | 0 | 0 | 0 | 0 | 0 | 0 | 0 | 0 | 0 | 0 | 0 | 0 | 0
5311 | 2025-08-10 | 7 | 0 | 0 | 0 | 0 | 0 | 0 | 0 | 0 | 0 | 0 | 0 | 0 | 0 | 0 | 0 | 0 | 0 | 0
5312 | 2025-08-10 | 8 | 0 | 0 | 0 | 0 | 0 | 0 | 0 | 0 | 0 | 0 | 0 | 0 | 0 | 0 | 0 | 0 | 0 | 0
5313 | 2025-08-10 | 9 | 1 | 0.083483 | 1 | 0.030685 | 1 | 0.075105 | 1 | 0.075105 | 0 | 0 | 0 | 0 | 0 | 0 | 0 | 0 | 0 | 0
5314 | 2025-08-10 | 10 | 1 | 0.12194 | 1 | 0.045267 | 1 | 0.11055 | 1 | 0.11055 | 0 | 0 | 0 | 0 | 0 | 0 | 0 | 0 | 0 | 0
5315 | 2025-08-10 | 11 | 1 | 0.15394 | 1 | 0.062243 | 1 | 0.14131 | 1 | 0.14131 | 0 | 0 | 0 | 0 | 0 | 0 | 0 | 0 | 0 | 0
5316 | 2025-08-10 | 12 | 1 | 0.15769 | 1 | 0.060522 | 1 | 0.14672 | 1 | 0.14672 | 0 | 0 | 0 | 0 | 0 | 0 | 0 | 0 | 0 | 0
5317 | 2025-08-10 | 13 | 1 | 0.16742 | 1 | 0.065059 | 1 | 0.15729 | 1 | 0.15729 | 0 | 0 | 0 | 0 | 0 | 0 | 0 | 0 | 0 | 0
5318 | 2025-08-10 | 14 | 1 | 0.20645 | 1 | 0.087815 | 1 | 0.19654 | 1 | 0.19654 | 0 | 0 | 0 | 0 | 0 | 0 | 0 | 0 | 0 | 0
5319 | 2025-08-10 | 15 | 1 | 0.22545 | 1 | 0.088773 | 1 | 0.21403 | 1 | 0.21403 | 0 | 0 | 0 | 0 | 0 | 0 | 0 | 0 | 0 | 0
5320 | 2025-08-10 | 16 | 1 | 0.25605 | 1 | 0.10604 | 1 | 0.2391 | 1 | 0.2391 | 0 | 0 | 0 | 0 | 0 | 0 | 0 | 0 | 0 | 0
5321 | 2025-08-10 | 17 | 1 | 0.2569 | 1 | 0.098601 | 1 | 0.23903 | 1 | 0.23903 | 0 | 0 | 0 | 0 | 0 | 0 | 0 | 0 | 0 | 0
5322 | 2025-08-10 | 18 | 1 | 0.26556 | 1 | 0.1032 | 1 | 0.24951 | 1 | 0.24951 | 0 | 0 | 0 | 0 | 0 | 0 | 0 | 0 | 0 | 0
5323 | 2025-08-10 | 19 | 1 | 0.24967 | 1 | 0.10475 | 1 | 0.23534 | 1 | 0.23534 | 0 | 0 | 0 | 0 | 0 | 0 | 0 | 0 | 0 | 0
5324 | 2025-08-10 | 20 | 1 | 0.1949 | 1 | 0.078805 | 1 | 0.17892 | 1 | 0.17892 | 0 | 0 | 0 | 0 | 0 | 0 | 0 | 0 | 0 | 0
5325 | 2025-08-10 | 21 | 1 | 0.15853 | 1 | 0.063303 | 1 | 0.15218 | 1 | 0.15218 | 0 | 0 | 0 | 0 | 0 | 0 | 0 | 0 | 0 | 0
5326 | 2025-08-10 | 22 | 1 | 0.13776 | 1 | 0.053532 | 1 | 0.12943 | 1 | 0.12943 | 0 | 0 | 0 | 0 | 0 | 0 | 0 | 0 | 0 | 0
5327 | 2025-08-10 | 23 | 1 | 0.11121 | 1 | 0.046058 | 1 | 0.10385 | 1 | 0.10385 | 0 | 0 | 0 | 0 | 0 | 0 | 0 | 0 | 0 | 0
5328 | 2025-08-10 | 24 | 1 | 0.07488 | 1 | 0.028404 | 1 | 0.069033 | 1 | 0.069033 | 0 | 0 | 0 | 0 | 0 | 0 | 0 | 0 | 0 | 0
5329 | 2025-08-11 | 1 | 1 | 0.048871 | 1 | 0.019542 | 1 | 0.044513 | 1 | 0.044513 | 0 | 0 | 0 | 0 | 0 | 0 | 0 | 0 | 0 | 0
5330 | 2025-08-11 | 2 | 1 | 0.027375 | 1 | 0.010062 | 1 | 0.024627 | 1 | 0.024627 | 0 | 0 | 0 | 0 | 0 | 0 | 0 | 0 | 0 | 0
5331 | 2025-08-11 | 3 | 1 | 0.017466 | 1 | 0.0064197 | 1 | 0.015713 | 1 | 0.015713 | 0 | 0 | 0 | 0 | 0 | 0 | 0 | 0 | 0 | 0
5332 | 2025-08-11 | 4 | 1 | 0.012868 | 1 | 0.0050915 | 1 | 0.011634 | 1 | 0.011634 | 0 | 0 | 0 | 0 | 0 | 0 | 0 | 0 | 0 | 0
5333 | 2025-08-11 | 5 | 1 | 0.012366 | 1 | 0.0048928 | 1 | 0.01118 | 1 | 0.01118 | 0 | 0 | 0 | 0 | 0 | 0 | 0 | 0 | 0 | 0
5334 | 2025-08-11 | 6 | 1 | 0.012445 | 1 | 0.0045741 | 1 | 0.011196 | 1 | 0.011196 | 0 | 0 | 0 | 0 | 0 | 0 | 0 | 0 | 0 | 0
5335 | 2025-08-11 | 7 | 1 | 0.011609 | 1 | 0.0043095 | 1 | 0.010524 | 1 | 0.010524 | 0 | 0 | 0 | 0 | 0 | 0 | 0 | 0 | 0 | 0
5336 | 2025-08-11 | 8 | 1 | 0.059552 | 1 | 0.02259 | 1 | 0.054902 | 1 | 0.054902 | 0 | 0 | 0 | 0 | 0 | 0 | 0 | 0 | 0 | 0
5337 | 2025-08-11 | 9 | 1 | 0.074753 | 1 | 0.029049 | 1 | 0.070233 | 1 | 0.070233 | 0 | 0 | 0 | 0 | 0 | 0 | 0 | 0 | 0 | 0
5338 | 2025-08-11 | 10 | 1 | 0.12106 | 1 | 0.050139 | 1 | 0.11305 | 1 | 0.11305 | 0 | 0 | 0 | 0 | 0 | 0 | 0 | 0 | 0 | 0
5339 | 2025-08-11 | 11 | 1 | 0.14311 | 1 | 0.057866 | 1 | 0.13138 | 1 | 0.13138 | 0 | 0 | 0 | 0 | 0 | 0 | 0 | 0 | 0 | 0
5340 | 2025-08-11 | 12 | 1 | 0.15513 | 1 | 0.062725 | 1 | 0.14241 | 1 | 0.14241 | 0 | 0 | 0 | 0 | 0 | 0 | 0 | 0 | 0 | 0
5341 | 2025-08-11 | 13 | 1 | 0.15761 | 1 | 0.065274 | 1 | 0.14718 | 1 | 0.14718 | 0 | 0 | 0 | 0 | 0 | 0 | 0 | 0 | 0 | 0
5342 | 2025-08-11 | 14 | 1 | 0.20459 | 1 | 0.084732 | 1 | 0.19105 | 1 | 0.19105 | 0 | 0 | 0 | 0 | 0 | 0 | 0 | 0 | 0 | 0
5343 | 2025-08-11 | 15 | 1 | 0.22985 | 1 | 0.090506 | 1 | 0.21821 | 1 | 0.21821 | 0 | 0 | 0 | 0 | 0 | 0 | 0 | 0 | 0 | 0
5344 | 2025-08-11 | 16 | 1 | 0.25089 | 1 | 0.097495 | 1 | 0.23572 | 1 | 0.23572 | 0.42 | 0 | 0.10537 | 0 | 0.040948 | 0 | 0.099 | 0 | 0.099 | 0
5345 | 2025-08-11 | 17 | 1 | 0.2588 | 1 | 0.10057 | 1 | 0.24315 | 1 | 0.24315 | 0.42 | 0 | 0.1087 | 0 | 0.042239 | 0 | 0.10212 | 0 | 0.10212 | 0
5346 | 2025-08-11 | 18 | 1 | 0.26015 | 1 | 0.11589 | 1 | 0.25621 | 1 | 0.25621 | 0.42 | 0 | 0.10926 | 0 | 0.048672 | 0 | 0.10761 | 0 | 0.10761 | 0
5347 | 2025-08-11 | 19 | 1 | 0.23548 | 1 | 0.095448 | 1 | 0.22876 | 1 | 0.22876 | 0.42 | 0 | 0.098901 | 0 | 0.040088 | 0 | 0.096079 | 0 | 0.096079 | 0
5348 | 2025-08-11 | 20 | 1 | 0.18653 | 1 | 0.073451 | 1 | 0.17709 | 1 | 0.17709 | 0.42 | 0 | 0.078345 | 0 | 0.030849 | 0 | 0.074378 | 0 | 0.074378 | 0
5349 | 2025-08-11 | 21 | 1 | 0.16015 | 1 | 0.064756 | 1 | 0.14702 | 1 | 0.14702 | 0.42 | 0 | 0.067263 | 0 | 0.027197 | 0 | 0.061748 | 0 | 0.061748 | 0
5350 | 2025-08-11 | 22 | 1 | 0.12912 | 1 | 0.049557 | 1 | 0.12013 | 1 | 0.12013 | 0 | 0 | 0 | 0 | 0 | 0 | 0 | 0 | 0 | 0
5351 | 2025-08-11 | 23 | 1 | 0.095117 | 1 | 0.034632 | 1 | 0.084952 | 1 | 0.084952 | 0 | 0 | 0 | 0 | 0 | 0 | 0 | 0 | 0 | 0
5352 | 2025-08-11 | 24 | 1 | 0.063412 | 1 | 0.024839 | 1 | 0.056929 | 1 | 0.056929 | 0 | 0 | 0 | 0 | 0 | 0 | 0 | 0 | 0 | 0
5353 | 2025-08-12 | 1 | 1 | 0.036491 | 1 | 0.013412 | 1 | 0.032828 | 1 | 0.032828 | 0 | 0 | 0 | 0 | 0 | 0 | 0 | 0 | 0 | 0
5354 | 2025-08-12 | 2 | 1 | 0.02037 | 1 | 0.0074168 | 1 | 0.018193 | 1 | 0.018193 | 0 | 0 | 0 | 0 | 0 | 0 | 0 | 0 | 0 | 0
5355 | 2025-08-12 | 3 | 0 | 0 | 0 | 0 | 0 | 0 | 0 | 0 | 0 | 0 | 0 | 0 | 0 | 0 | 0 | 0 | 0 | 0
5356 | 2025-08-12 | 4 | 0 | 0 | 0 | 0 | 0 | 0 | 0 | 0 | 0 | 0 | 0 | 0 | 0 | 0 | 0 | 0 | 0 | 0
5357 | 2025-08-12 | 5 | 0 | 0 | 0 | 0 | 0 | 0 | 0 | 0 | 0 | 0 | 0 | 0 | 0 | 0 | 0 | 0 | 0 | 0
5358 | 2025-08-12 | 6 | 0 | 0 | 0 | 0 | 0 | 0 | 0 | 0 | 0 | 0 | 0 | 0 | 0 | 0 | 0 | 0 | 0 | 0
5359 | 2025-08-12 | 7 | 0 | 0 | 0 | 0 | 0 | 0 | 0 | 0 | 0 | 0 | 0 | 0 | 0 | 0 | 0 | 0 | 0 | 0
5360 | 2025-08-12 | 8 | 1 | 0.047185 | 1 | 0.01867 | 1 | 0.04266 | 1 | 0.04266 | 0 | 0 | 0 | 0 | 0 | 0 | 0 | 0 | 0 | 0
5361 | 2025-08-12 | 9 | 1 | 0.08343 | 1 | 0.031299 | 1 | 0.076254 | 1 | 0.076254 | 0 | 0 | 0 | 0 | 0 | 0 | 0 | 0 | 0 | 0
5362 | 2025-08-12 | 10 | 1 | 0.10116 | 1 | 0.037951 | 1 | 0.092462 | 1 | 0.092462 | 0 | 0 | 0 | 0 | 0 | 0 | 0 | 0 | 0 | 0
5363 | 2025-08-12 | 11 | 1 | 0.14736 | 1 | 0.056556 | 1 | 0.1371 | 1 | 0.1371 | 0 | 0 | 0 | 0 | 0 | 0 | 0 | 0 | 0 | 0
5364 | 2025-08-12 | 12 | 1 | 0.16353 | 1 | 0.064391 | 1 | 0.15525 | 1 | 0.15525 | 0 | 0 | 0 | 0 | 0 | 0 | 0 | 0 | 0 | 0
5365 | 2025-08-12 | 13 | 1 | 0.16134 | 1 | 0.062696 | 1 | 0.15158 | 1 | 0.15158 | 0 | 0 | 0 | 0 | 0 | 0 | 0 | 0 | 0 | 0
5366 | 2025-08-12 | 14 | 1 | 0.19894 | 1 | 0.078337 | 1 | 0.18887 | 1 | 0.18887 | 0 | 0 | 0 | 0 | 0 | 0 | 0 | 0 | 0 | 0
5367 | 2025-08-12 | 15 | 1 | 0.23097 | 1 | 0.089755 | 1 | 0.217 | 1 | 0.217 | 0 | 0 | 0 | 0 | 0 | 0 | 0 | 0 | 0 | 0
5368 | 2025-08-12 | 16 | 1 | 0.24918 | 1 | 0.096832 | 1 | 0.23411 | 1 | 0.23411 | 0.42 | 0 | 0.10466 | 0 | 0.040669 | 0 | 0.098327 | 0 | 0.098327 | 0
5369 | 2025-08-12 | 17 | 1 | 0.26112 | 1 | 0.10147 | 1 | 0.24533 | 1 | 0.24533 | 0.42 | 0 | 0.10967 | 0 | 0.042618 | 0 | 0.10304 | 0 | 0.10304 | 0
5370 | 2025-08-12 | 18 | 1 | 0.2605 | 1 | 0.099982 | 1 | 0.24237 | 1 | 0.24237 | 0.42 | 0 | 0.10941 | 0 | 0.041992 | 0 | 0.1018 | 0 | 0.1018 | 0
5371 | 2025-08-12 | 19 | 1 | 0.24205 | 1 | 0.091817 | 1 | 0.22315 | 1 | 0.22315 | 0.42 | 0 | 0.10166 | 0 | 0.038563 | 0 | 0.093723 | 0 | 0.093723 | 0
5372 | 2025-08-12 | 20 | 1 | 0.18525 | 1 | 0.06877 | 1 | 0.16794 | 1 | 0.16794 | 0.42 | 0 | 0.077805 | 0 | 0.028883 | 0 | 0.070536 | 0 | 0.070536 | 0
5373 | 2025-08-12 | 21 | 1 | 0.15802 | 1 | 0.062526 | 1 | 0.14287 | 1 | 0.14287 | 0.42 | 0 | 0.06637 | 0 | 0.026261 | 0 | 0.060005 | 0 | 0.060005 | 0
5374 | 2025-08-12 | 22 | 1 | 0.12809 | 1 | 0.049696 | 1 | 0.11423 | 1 | 0.11423 | 0 | 0 | 0 | 0 | 0 | 0 | 0 | 0 | 0 | 0
5375 | 2025-08-12 | 23 | 1 | 0.092439 | 1 | 0.036209 | 1 | 0.082988 | 1 | 0.082988 | 0 | 0 | 0 | 0 | 0 | 0 | 0 | 0 | 0 | 0
5376 | 2025-08-12 | 24 | 1 | 0.06084 | 1 | 0.024073 | 1 | 0.055006 | 1 | 0.055006 | 0 | 0 | 0 | 0 | 0 | 0 | 0 | 0 | 0 | 0
5377 | 2025-08-13 | 1 | 1 | 0.03498 | 1 | 0.01384 | 1 | 0.031625 | 1 | 0.031625 | 0 | 0 | 0 | 0 | 0 | 0 | 0 | 0 | 0 | 0
5378 | 2025-08-13 | 2 | 0 | 0 | 0 | 0 | 0 | 0 | 0 | 0 | 0 | 0 | 0 | 0 | 0 | 0 | 0 | 0 | 0 | 0
5379 | 2025-08-13 | 3 | 1 | 0.014566 | 1 | 0.0053539 | 1 | 0.013105 | 1 | 0.013105 | 0 | 0 | 0 | 0 | 0 | 0 | 0 | 0 | 0 | 0
5380 | 2025-08-13 | 4 | 1 | 0.012144 | 1 | 0.0048051 | 1 | 0.01098 | 1 | 0.01098 | 0 | 0 | 0 | 0 | 0 | 0 | 0 | 0 | 0 | 0
5381 | 2025-08-13 | 5 | 0 | 0 | 0 | 0 | 0 | 0 | 0 | 0 | 0 | 0 | 0 | 0 | 0 | 0 | 0 | 0 | 0 | 0
5382 | 2025-08-13 | 6 | 0 | 0 | 0 | 0 | 0 | 0 | 0 | 0 | 0 | 0 | 0 | 0 | 0 | 0 | 0 | 0 | 0 | 0
5383 | 2025-08-13 | 7 | 1 | 0.014519 | 1 | 0.0057447 | 1 | 0.013126 | 1 | 0.013126 | 0 | 0 | 0 | 0 | 0 | 0 | 0 | 0 | 0 | 0
5384 | 2025-08-13 | 8 | 1 | 0.062554 | 1 | 0.025293 | 1 | 0.057425 | 1 | 0.057425 | 0 | 0 | 0 | 0 | 0 | 0 | 0 | 0 | 0 | 0
5385 | 2025-08-13 | 9 | 1 | 0.099896 | 1 | 0.038341 | 1 | 0.092944 | 1 | 0.092944 | 0 | 0 | 0 | 0 | 0 | 0 | 0 | 0 | 0 | 0
5386 | 2025-08-13 | 10 | 1 | 0.13811 | 1 | 0.053008 | 1 | 0.1285 | 1 | 0.1285 | 0 | 0 | 0 | 0 | 0 | 0 | 0 | 0 | 0 | 0
5387 | 2025-08-13 | 11 | 1 | 0.15653 | 1 | 0.060829 | 1 | 0.14707 | 1 | 0.14707 | 0 | 0 | 0 | 0 | 0 | 0 | 0 | 0 | 0 | 0
5388 | 2025-08-13 | 12 | 1 | 0.14492 | 1 | 0.057065 | 1 | 0.13758 | 1 | 0.13758 | 0 | 0 | 0 | 0 | 0 | 0 | 0 | 0 | 0 | 0
5389 | 2025-08-13 | 13 | 1 | 0.16285 | 1 | 0.070279 | 1 | 0.15668 | 1 | 0.15668 | 0 | 0 | 0 | 0 | 0 | 0 | 0 | 0 | 0 | 0
5390 | 2025-08-13 | 14 | 1 | 0.22669 | 1 | 0.097831 | 1 | 0.2181 | 1 | 0.2181 | 0 | 0 | 0 | 0 | 0 | 0 | 0 | 0 | 0 | 0
5391 | 2025-08-13 | 15 | 1 | 0.2459 | 1 | 0.099671 | 1 | 0.23888 | 1 | 0.23888 | 0 | 0 | 0 | 0 | 0 | 0 | 0 | 0 | 0 | 0
5392 | 2025-08-13 | 16 | 1 | 0.28421 | 1 | 0.12266 | 1 | 0.27345 | 1 | 0.27345 | 0.42 | 0 | 0.11937 | 0 | 0.051516 | 0 | 0.11485 | 0 | 0.11485 | 0
5393 | 2025-08-13 | 17 | 1 | 0.29331 | 1 | 0.12659 | 1 | 0.28221 | 1 | 0.28221 | 0.42 | 0 | 0.12319 | 0 | 0.053166 | 0 | 0.11853 | 0 | 0.11853 | 0
5394 | 2025-08-13 | 18 | 1 | 0.27532 | 1 | 0.10994 | 1 | 0.2643 | 1 | 0.2643 | 0.42 | 0 | 0.11563 | 0 | 0.046176 | 0 | 0.11101 | 0 | 0.11101 | 0
5395 | 2025-08-13 | 19 | 1 | 0.27965 | 1 | 0.11582 | 1 | 0.26115 | 1 | 0.26115 | 0.42 | 0 | 0.11745 | 0 | 0.048643 | 0 | 0.10968 | 0 | 0.10968 | 0
5396 | 2025-08-13 | 20 | 1 | 0.20497 | 1 | 0.077752 | 1 | 0.18897 | 1 | 0.18897 | 0.42 | 0 | 0.086089 | 0 | 0.032656 | 0 | 0.079366 | 0 | 0.079366 | 0
5397 | 2025-08-13 | 21 | 1 | 0.17851 | 1 | 0.073028 | 1 | 0.16524 | 1 | 0.16524 | 0.42 | 0 | 0.074975 | 0 | 0.030672 | 0 | 0.069401 | 0 | 0.069401 | 0
5398 | 2025-08-13 | 22 | 1 | 0.15107 | 1 | 0.062568 | 1 | 0.14108 | 1 | 0.14108 | 0 | 0 | 0 | 0 | 0 | 0 | 0 | 0 | 0 | 0
5399 | 2025-08-13 | 23 | 1 | 0.11404 | 1 | 0.046112 | 1 | 0.10469 | 1 | 0.10469 | 0 | 0 | 0 | 0 | 0 | 0 | 0 | 0 | 0 | 0
5400 | 2025-08-13 | 24 | 1 | 0.076983 | 1 | 0.03046 | 1 | 0.069601 | 1 | 0.069601 | 0 | 0 | 0 | 0 | 0 | 0 | 0 | 0 | 0 | 0
5401 | 2025-08-14 | 1 | 1 | 0.047133 | 1 | 0.018649 | 1 | 0.042613 | 1 | 0.042613 | 0 | 0 | 0 | 0 | 0 | 0 | 0 | 0 | 0 | 0
5402 | 2025-08-14 | 2 | 1 | 0.028217 | 1 | 0.011165 | 1 | 0.025511 | 1 | 0.025511 | 0 | 0 | 0 | 0 | 0 | 0 | 0 | 0 | 0 | 0
5403 | 2025-08-14 | 3 | 1 | 0.017183 | 1 | 0.0067309 | 1 | 0.015427 | 1 | 0.015427 | 0 | 0 | 0 | 0 | 0 | 0 | 0 | 0 | 0 | 0
5404 | 2025-08-14 | 4 | 1 | 0.012739 | 1 | 0.0050404 | 1 | 0.011517 | 1 | 0.011517 | 0 | 0 | 0 | 0 | 0 | 0 | 0 | 0 | 0 | 0
5405 | 2025-08-14 | 5 | 1 | 0.01209 | 1 | 0.0047838 | 1 | 0.010931 | 1 | 0.010931 | 0 | 0 | 0 | 0 | 0 | 0 | 0 | 0 | 0 | 0
5406 | 2025-08-14 | 6 | 1 | 0.012267 | 1 | 0.0048537 | 1 | 0.011091 | 1 | 0.011091 | 0 | 0 | 0 | 0 | 0 | 0 | 0 | 0 | 0 | 0
5407 | 2025-08-14 | 7 | 1 | 0.010266 | 1 | 0.0038513 | 1 | 0.0093832 | 1 | 0.0093832 | 0 | 0 | 0 | 0 | 0 | 0 | 0 | 0 | 0 | 0
5408 | 2025-08-14 | 8 | 1 | 0.026073 | 1 | 0.010798 | 1 | 0.024348 | 1 | 0.024348 | 0 | 0 | 0 | 0 | 0 | 0 | 0 | 0 | 0 | 0
5409 | 2025-08-14 | 9 | 1 | 0.047993 | 1 | 0.018898 | 1 | 0.045563 | 1 | 0.045563 | 0 | 0 | 0 | 0 | 0 | 0 | 0 | 0 | 0 | 0
5410 | 2025-08-14 | 10 | 1 | 0.091092 | 1 | 0.038219 | 1 | 0.085863 | 1 | 0.085863 | 0 | 0 | 0 | 0 | 0 | 0 | 0 | 0 | 0 | 0
5411 | 2025-08-14 | 11 | 1 | 0.14288 | 1 | 0.057054 | 1 | 0.13716 | 1 | 0.13716 | 0 | 0 | 0 | 0 | 0 | 0 | 0 | 0 | 0 | 0
5412 | 2025-08-14 | 12 | 1 | 0.15771 | 1 | 0.064953 | 1 | 0.15518 | 1 | 0.15518 | 0 | 0 | 0 | 0 | 0 | 0 | 0 | 0 | 0 | 0
5413 | 2025-08-14 | 13 | 1 | 0.16302 | 1 | 0.072617 | 1 | 0.16055 | 1 | 0.16055 | 0 | 0 | 0 | 0 | 0 | 0 | 0 | 0 | 0 | 0
5414 | 2025-08-14 | 14 | 1 | 0.22466 | 1 | 0.10373 | 1 | 0.22728 | 1 | 0.22728 | 0 | 0 | 0 | 0 | 0 | 0 | 0 | 0 | 0 | 0
5415 | 2025-08-14 | 15 | 1 | 0.26099 | 1 | 0.12051 | 1 | 0.26403 | 1 | 0.26403 | 0 | 0 | 0 | 0 | 0 | 0 | 0 | 0 | 0 | 0
5416 | 2025-08-14 | 16 | 1 | 0.28116 | 1 | 0.12525 | 1 | 0.27691 | 1 | 0.27691 | 0.42 | 0 | 0.11809 | 0 | 0.052604 | 0 | 0.1163 | 0 | 0.1163 | 0
5417 | 2025-08-14 | 17 | 1 | 0.27195 | 1 | 0.11393 | 1 | 0.27128 | 1 | 0.27128 | 0.42 | 0 | 0.11422 | 0 | 0.04785 | 0 | 0.11394 | 0 | 0.11394 | 0
5418 | 2025-08-14 | 18 | 1 | 0.26947 | 1 | 0.10923 | 1 | 0.26178 | 1 | 0.26178 | 0.42 | 0 | 0.11318 | 0 | 0.045875 | 0 | 0.10995 | 0 | 0.10995 | 0
5419 | 2025-08-14 | 19 | 1 | 0.23133 | 1 | 0.099836 | 1 | 0.22257 | 1 | 0.22257 | 0.42 | 0 | 0.09716 | 0 | 0.041931 | 0 | 0.093481 | 0 | 0.093481 | 0
5420 | 2025-08-14 | 20 | 1 | 0.19332 | 1 | 0.082232 | 1 | 0.18405 | 1 | 0.18405 | 0.42 | 0 | 0.081196 | 0 | 0.034537 | 0 | 0.077299 | 0 | 0.077299 | 0
5421 | 2025-08-14 | 21 | 1 | 0.17152 | 1 | 0.072956 | 1 | 0.16329 | 1 | 0.16329 | 0.42 | 0 | 0.072038 | 0 | 0.030642 | 0 | 0.06858 | 0 | 0.06858 | 0
5422 | 2025-08-14 | 22 | 1 | 0.14012 | 1 | 0.055175 | 1 | 0.13303 | 1 | 0.13303 | 0 | 0 | 0 | 0 | 0 | 0 | 0 | 0 | 0 | 0
5423 | 2025-08-14 | 23 | 1 | 0.10959 | 1 | 0.043153 | 1 | 0.10404 | 1 | 0.10404 | 0 | 0 | 0 | 0 | 0 | 0 | 0 | 0 | 0 | 0
5424 | 2025-08-14 | 24 | 1 | 0.085142 | 1 | 0.035722 | 1 | 0.080255 | 1 | 0.080255 | 0 | 0 | 0 | 0 | 0 | 0 | 0 | 0 | 0 | 0
5425 | 2025-08-15 | 1 | 1 | 0.056074 | 1 | 0.021521 | 1 | 0.052171 | 1 | 0.052171 | 0 | 0 | 0 | 0 | 0 | 0 | 0 | 0 | 0 | 0
5426 | 2025-08-15 | 2 | 1 | 0.041981 | 1 | 0.017386 | 1 | 0.039203 | 1 | 0.039203 | 0 | 0 | 0 | 0 | 0 | 0 | 0 | 0 | 0 | 0
5427 | 2025-08-15 | 3 | 1 | 0.030594 | 1 | 0.012516 | 1 | 0.02832 | 1 | 0.02832 | 0 | 0 | 0 | 0 | 0 | 0 | 0 | 0 | 0 | 0
5428 | 2025-08-15 | 4 | 1 | 0.020847 | 1 | 0.0083363 | 1 | 0.018988 | 1 | 0.018988 | 0 | 0 | 0 | 0 | 0 | 0 | 0 | 0 | 0 | 0
5429 | 2025-08-15 | 5 | 1 | 0.015021 | 1 | 0.0059433 | 1 | 0.01358 | 1 | 0.01358 | 0 | 0 | 0 | 0 | 0 | 0 | 0 | 0 | 0 | 0
5430 | 2025-08-15 | 6 | 1 | 0.01237 | 1 | 0.0048946 | 1 | 0.011184 | 1 | 0.011184 | 0 | 0 | 0 | 0 | 0 | 0 | 0 | 0 | 0 | 0
5431 | 2025-08-15 | 7 | 1 | 0.035356 | 1 | 0.014296 | 1 | 0.032457 | 1 | 0.032457 | 0 | 0 | 0 | 0 | 0 | 0 | 0 | 0 | 0 | 0
5432 | 2025-08-15 | 8 | 1 | 0.089794 | 1 | 0.034894 | 1 | 0.084365 | 1 | 0.084365 | 0 | 0 | 0 | 0 | 0 | 0 | 0 | 0 | 0 | 0
5433 | 2025-08-15 | 9 | 1 | 0.12152 | 1 | 0.05033 | 1 | 0.11348 | 1 | 0.11348 | 0 | 0 | 0 | 0 | 0 | 0 | 0 | 0 | 0 | 0
5434 | 2025-08-15 | 10 | 1 | 0.10915 | 1 | 0.043585 | 1 | 0.10478 | 1 | 0.10478 | 0 | 0 | 0 | 0 | 0 | 0 | 0 | 0 | 0 | 0
5435 | 2025-08-15 | 11 | 1 | 0.14087 | 1 | 0.060795 | 1 | 0.13553 | 1 | 0.13553 | 0 | 0 | 0 | 0 | 0 | 0 | 0 | 0 | 0 | 0
5436 | 2025-08-15 | 12 | 1 | 0.1599 | 1 | 0.07123 | 1 | 0.15748 | 1 | 0.15748 | 0 | 0 | 0 | 0 | 0 | 0 | 0 | 0 | 0 | 0
5437 | 2025-08-15 | 13 | 1 | 0.14855 | 1 | 0.068591 | 1 | 0.15028 | 1 | 0.15028 | 0 | 0 | 0 | 0 | 0 | 0 | 0 | 0 | 0 | 0
5438 | 2025-08-15 | 14 | 1 | 0.19448 | 1 | 0.08298 | 1 | 0.1969 | 1 | 0.1969 | 0 | 0 | 0 | 0 | 0 | 0 | 0 | 0 | 0 | 0
5439 | 2025-08-15 | 15 | 1 | 0.22598 | 1 | 0.098329 | 1 | 0.23247 | 1 | 0.23247 | 0 | 0 | 0 | 0 | 0 | 0 | 0 | 0 | 0 | 0
5440 | 2025-08-15 | 16 | 1 | 0.26047 | 1 | 0.11806 | 1 | 0.25987 | 1 | 0.25987 | 0.42 | 0 | 0.1094 | 0 | 0.049585 | 0 | 0.10914 | 0 | 0.10914 | 0
5441 | 2025-08-15 | 17 | 1 | 0.24906 | 1 | 0.10434 | 1 | 0.24845 | 1 | 0.24845 | 0.42 | 0 | 0.10461 | 0 | 0.043823 | 0 | 0.10435 | 0 | 0.10435 | 0
5442 | 2025-08-15 | 18 | 1 | 0.2469 | 1 | 0.10169 | 1 | 0.24294 | 1 | 0.24294 | 0.42 | 0 | 0.1037 | 0 | 0.042709 | 0 | 0.10204 | 0 | 0.10204 | 0
5443 | 2025-08-15 | 19 | 1 | 0.24539 | 1 | 0.10754 | 1 | 0.23877 | 1 | 0.23877 | 0.42 | 0 | 0.10306 | 0 | 0.045167 | 0 | 0.10029 | 0 | 0.10029 | 0
5444 | 2025-08-15 | 20 | 1 | 0.19499 | 1 | 0.082942 | 1 | 0.18564 | 1 | 0.18564 | 0.42 | 0 | 0.081897 | 0 | 0.034835 | 0 | 0.077967 | 0 | 0.077967 | 0
5445 | 2025-08-15 | 21 | 1 | 0.15705 | 1 | 0.062715 | 1 | 0.15077 | 1 | 0.15077 | 0.42 | 0 | 0.065962 | 0 | 0.02634 | 0 | 0.063322 | 0 | 0.063322 | 0
5446 | 2025-08-15 | 22 | 1 | 0.14443 | 1 | 0.062331 | 1 | 0.13896 | 1 | 0.13896 | 0 | 0 | 0 | 0 | 0 | 0 | 0 | 0 | 0 | 0
5447 | 2025-08-15 | 23 | 1 | 0.11241 | 1 | 0.047959 | 1 | 0.1138 | 1 | 0.1138 | 0 | 0 | 0 | 0 | 0 | 0 | 0 | 0 | 0 | 0
5448 | 2025-08-15 | 24 | 1 | 0.091783 | 1 | 0.03904 | 1 | 0.087378 | 1 | 0.087378 | 0 | 0 | 0 | 0 | 0 | 0 | 0 | 0 | 0 | 0
5449 | 2025-08-16 | 1 | 1 | 0.050377 | 1 | 0.020609 | 1 | 0.046632 | 1 | 0.046632 | 0 | 0 | 0 | 0 | 0 | 0 | 0 | 0 | 0 | 0
5450 | 2025-08-16 | 2 | 1 | 0.023573 | 1 | 0.0094264 | 1 | 0.021471 | 1 | 0.021471 | 0 | 0 | 0 | 0 | 0 | 0 | 0 | 0 | 0 | 0
5451 | 2025-08-16 | 3 | 1 | 0.01155 | 1 | 0.0042452 | 1 | 0.010391 | 1 | 0.010391 | 0 | 0 | 0 | 0 | 0 | 0 | 0 | 0 | 0 | 0
5452 | 2025-08-16 | 4 | 1 | 0.014057 | 1 | 0.0054535 | 1 | 0.012536 | 1 | 0.012536 | 0 | 0 | 0 | 0 | 0 | 0 | 0 | 0 | 0 | 0
5453 | 2025-08-16 | 5 | 0 | 0 | 0 | 0 | 0 | 0 | 0 | 0 | 0 | 0 | 0 | 0 | 0 | 0 | 0 | 0 | 0 | 0
5454 | 2025-08-16 | 6 | 0 | 0 | 0 | 0 | 0 | 0 | 0 | 0 | 0 | 0 | 0 | 0 | 0 | 0 | 0 | 0 | 0 | 0
5455 | 2025-08-16 | 7 | 0 | 0 | 0 | 0 | 0 | 0 | 0 | 0 | 0 | 0 | 0 | 0 | 0 | 0 | 0 | 0 | 0 | 0
5456 | 2025-08-16 | 8 | 1 | 0.056775 | 1 | 0.021077 | 1 | 0.051471 | 1 | 0.051471 | 0 | 0 | 0 | 0 | 0 | 0 | 0 | 0 | 0 | 0
5457 | 2025-08-16 | 9 | 1 | 0.093854 | 1 | 0.03753 | 1 | 0.085486 | 1 | 0.085486 | 0 | 0 | 0 | 0 | 0 | 0 | 0 | 0 | 0 | 0
5458 | 2025-08-16 | 10 | 1 | 0.12013 | 1 | 0.046106 | 1 | 0.11177 | 1 | 0.11177 | 0 | 0 | 0 | 0 | 0 | 0 | 0 | 0 | 0 | 0
5459 | 2025-08-16 | 11 | 1 | 0.15479 | 1 | 0.061811 | 1 | 0.14859 | 1 | 0.14859 | 0 | 0 | 0 | 0 | 0 | 0 | 0 | 0 | 0 | 0
5460 | 2025-08-16 | 12 | 1 | 0.15291 | 1 | 0.060211 | 1 | 0.14517 | 1 | 0.14517 | 0 | 0 | 0 | 0 | 0 | 0 | 0 | 0 | 0 | 0
5461 | 2025-08-16 | 13 | 1 | 0.1316 | 1 | 0.050507 | 1 | 0.12244 | 1 | 0.12244 | 0 | 0 | 0 | 0 | 0 | 0 | 0 | 0 | 0 | 0
5462 | 2025-08-16 | 14 | 1 | 0.17775 | 1 | 0.074577 | 1 | 0.16755 | 1 | 0.16755 | 0 | 0 | 0 | 0 | 0 | 0 | 0 | 0 | 0 | 0
5463 | 2025-08-16 | 15 | 1 | 0.19438 | 1 | 0.07762 | 1 | 0.1866 | 1 | 0.1866 | 0 | 0 | 0 | 0 | 0 | 0 | 0 | 0 | 0 | 0
5464 | 2025-08-16 | 16 | 1 | 0.21243 | 1 | 0.085896 | 1 | 0.19502 | 1 | 0.19502 | 0 | 0 | 0 | 0 | 0 | 0 | 0 | 0 | 0 | 0
5465 | 2025-08-16 | 17 | 1 | 0.19161 | 1 | 0.070427 | 1 | 0.17238 | 1 | 0.17238 | 0 | 0 | 0 | 0 | 0 | 0 | 0 | 0 | 0 | 0
5466 | 2025-08-16 | 18 | 1 | 0.19696 | 1 | 0.07715 | 1 | 0.17682 | 1 | 0.17682 | 0 | 0 | 0 | 0 | 0 | 0 | 0 | 0 | 0 | 0
5467 | 2025-08-16 | 19 | 0 | 0 | 0 | 0 | 0 | 0 | 0 | 0 | 0 | 0 | 0 | 0 | 0 | 0 | 0 | 0 | 0 | 0
5468 | 2025-08-16 | 20 | 0 | 0 | 0 | 0 | 0 | 0 | 0 | 0 | 0 | 0 | 0 | 0 | 0 | 0 | 0 | 0 | 0 | 0
5469 | 2025-08-16 | 21 | 0 | 0 | 0 | 0 | 0 | 0 | 0 | 0 | 0 | 0 | 0 | 0 | 0 | 0 | 0 | 0 | 0 | 0
5470 | 2025-08-16 | 22 | 0 | 0 | 0 | 0 | 0 | 0 | 0 | 0 | 0 | 0 | 0 | 0 | 0 | 0 | 0 | 0 | 0 | 0
5471 | 2025-08-16 | 23 | 0 | 0 | 0 | 0 | 0 | 0 | 0 | 0 | 0 | 0 | 0 | 0 | 0 | 0 | 0 | 0 | 0 | 0
5472 | 2025-08-16 | 24 | 0 | 0 | 0 | 0 | 0 | 0 | 0 | 0 | 0 | 0 | 0 | 0 | 0 | 0 | 0 | 0 | 0 | 0
5473 | 2025-08-17 | 1 | 0 | 0 | 0 | 0 | 0 | 0 | 0 | 0 | 0 | 0 | 0 | 0 | 0 | 0 | 0 | 0 | 0 | 0
5474 | 2025-08-17 | 2 | 0 | 0 | 0 | 0 | 0 | 0 | 0 | 0 | 0 | 0 | 0 | 0 | 0 | 0 | 0 | 0 | 0 | 0
5475 | 2025-08-17 | 3 | 0 | 0 | 0 | 0 | 0 | 0 | 0 | 0 | 0 | 0 | 0 | 0 | 0 | 0 | 0 | 0 | 0 | 0
5476 | 2025-08-17 | 4 | 0 | 0 | 0 | 0 | 0 | 0 | 0 | 0 | 0 | 0 | 0 | 0 | 0 | 0 | 0 | 0 | 0 | 0
5477 | 2025-08-17 | 5 | 0 | -0.00038383 | 0 | -0.00038383 | 0 | -0.024547 | 0 | -0.024547 | 0 | 0 | 0 | 0 | 0 | 0 | 0 | 0 | 0 | 0
5478 | 2025-08-17 | 6 | 0 | -0.002791 | 0 | -0.002791 | 0 | -0.043739 | 0 | -0.043739 | 0 | 0 | 0 | 0 | 0 | 0 | 0 | 0 | 0 | 0
5479 | 2025-08-17 | 7 | 0 | -0.00035182 | 0 | -0.00035182 | 0 | -0.0072141 | 0 | -0.0072141 | 0 | 0 | 0 | 0 | 0 | 0 | 0 | 0 | 0 | 0
5480 | 2025-08-17 | 8 | 0 | 0 | 0 | 0 | 0 | 0 | 0 | 0 | 0 | 0 | 0 | 0 | 0 | 0 | 0 | 0 | 0 | 0
5481 | 2025-08-17 | 9 | 0 | 0 | 0 | 0 | 0 | 0 | 0 | 0 | 0 | 0 | 0 | 0 | 0 | 0 | 0 | 0 | 0 | 0
5482 | 2025-08-17 | 10 | 0 | 0 | 0 | 0 | 0 | 0 | 0 | 0 | 0 | 0 | 0 | 0 | 0 | 0 | 0 | 0 | 0 | 0
5483 | 2025-08-17 | 11 | 0 | 0 | 0 | 0 | 0 | 0 | 0 | 0 | 0 | 0 | 0 | 0 | 0 | 0 | 0 | 0 | 0 | 0
5484 | 2025-08-17 | 12 | 0 | 0 | 0 | 0 | 0 | 0 | 0 | 0 | 0 | 0 | 0 | 0 | 0 | 0 | 0 | 0 | 0 | 0
5485 | 2025-08-17 | 13 | 0 | 0 | 0 | 0 | 0 | 0 | 0 | 0 | 0 | 0 | 0 | 0 | 0 | 0 | 0 | 0 | 0 | 0
5486 | 2025-08-17 | 14 | 0 | 0 | 0 | 0 | 0 | 0 | 0 | 0 | 0 | 0 | 0 | 0 | 0 | 0 | 0 | 0 | 0 | 0
5487 | 2025-08-17 | 15 | 1 | 0.11025 | 1 | 0.040141 | 1 | 0.098466 | 1 | 0.098466 | 0 | 0 | 0 | 0 | 0 | 0 | 0 | 0 | 0 | 0
5488 | 2025-08-17 | 16 | 0 | 0 | 0 | 0 | 0 | 0 | 0 | 0 | 0 | 0 | 0 | 0 | 0 | 0 | 0 | 0 | 0 | 0
5489 | 2025-08-17 | 17 | 1 | 0.12052 | 1 | 0.046756 | 1 | 0.10748 | 1 | 0.10748 | 0 | 0 | 0 | 0 | 0 | 0 | 0 | 0 | 0 | 0
5490 | 2025-08-17 | 18 | 1 | 0.12464 | 1 | 0.048354 | 1 | 0.11115 | 1 | 0.11115 | 0 | 0 | 0 | 0 | 0 | 0 | 0 | 0 | 0 | 0
5491 | 2025-08-17 | 19 | 0 | 0 | 0 | 0 | 0 | 0 | 0 | 0 | 0 | 0 | 0 | 0 | 0 | 0 | 0 | 0 | 0 | 0
5492 | 2025-08-17 | 20 | 1 | 0.090573 | 1 | 0.032978 | 1 | 0.080893 | 1 | 0.080893 | 0 | 0 | 0 | 0 | 0 | 0 | 0 | 0 | 0 | 0
5493 | 2025-08-17 | 21 | 0 | 0 | 0 | 0 | 0 | 0 | 0 | 0 | 0 | 0 | 0 | 0 | 0 | 0 | 0 | 0 | 0 | 0
5494 | 2025-08-17 | 22 | 0 | 0 | 0 | 0 | 0 | 0 | 0 | 0 | 0 | 0 | 0 | 0 | 0 | 0 | 0 | 0 | 0 | 0
5495 | 2025-08-17 | 23 | 0 | 0 | 0 | 0 | 0 | 0 | 0 | 0 | 0 | 0 | 0 | 0 | 0 | 0 | 0 | 0 | 0 | 0
5496 | 2025-08-17 | 24 | 0 | 0 | 0 | 0 | 0 | 0 | 0 | 0 | 0 | 0 | 0 | 0 | 0 | 0 | 0 | 0 | 0 | 0
5497 | 2025-08-18 | 1 | 0 | 0 | 0 | 0 | 0 | 0 | 0 | 0 | 0 | 0 | 0 | 0 | 0 | 0 | 0 | 0 | 0 | 0
5498 | 2025-08-18 | 2 | 0 | 0 | 0 | 0 | 0 | 0 | 0 | 0 | 0 | 0 | 0 | 0 | 0 | 0 | 0 | 0 | 0 | 0
5499 | 2025-08-18 | 3 | 0 | 0 | 0 | 0 | 0 | 0 | 0 | 0 | 0 | 0 | 0 | 0 | 0 | 0 | 0 | 0 | 0 | 0
5500 | 2025-08-18 | 4 | 0 | 0 | 0 | 0 | 0 | 0 | 0 | 0 | 0 | 0 | 0 | 0 | 0 | 0 | 0 | 0 | 0 | 0
5501 | 2025-08-18 | 5 | 0 | 0 | 0 | 0 | 0 | 0 | 0 | 0 | 0 | 0 | 0 | 0 | 0 | 0 | 0 | 0 | 0 | 0
5502 | 2025-08-18 | 6 | 0 | 0 | 0 | 0 | 0 | 0 | 0 | 0 | 0 | 0 | 0 | 0 | 0 | 0 | 0 | 0 | 0 | 0
5503 | 2025-08-18 | 7 | 0 | 0 | 0 | 0 | 0 | 0 | 0 | 0 | 0 | 0 | 0 | 0 | 0 | 0 | 0 | 0 | 0 | 0
5504 | 2025-08-18 | 8 | 0 | 0 | 0 | 0 | 0 | 0 | 0 | 0 | 0 | 0 | 0 | 0 | 0 | 0 | 0 | 0 | 0 | 0
5505 | 2025-08-18 | 9 | 0 | 0 | 0 | 0 | 0 | 0 | 0 | 0 | 0 | 0 | 0 | 0 | 0 | 0 | 0 | 0 | 0 | 0
5506 | 2025-08-18 | 10 | 0 | 0 | 0 | 0 | 0 | 0 | 0 | 0 | 0 | 0 | 0 | 0 | 0 | 0 | 0 | 0 | 0 | 0
5507 | 2025-08-18 | 11 | 1 | 0.012676 | 1 | 0.0046592 | 1 | 0.011404 | 1 | 0.011404 | 0 | 0 | 0 | 0 | 0 | 0 | 0 | 0 | 0 | 0
5508 | 2025-08-18 | 12 | 1 | 0.039441 | 1 | 0.014642 | 1 | 0.035757 | 1 | 0.035757 | 0 | 0 | 0 | 0 | 0 | 0 | 0 | 0 | 0 | 0
5509 | 2025-08-18 | 13 | 1 | 0.08398 | 1 | 0.030577 | 1 | 0.075005 | 1 | 0.075005 | 0 | 0 | 0 | 0 | 0 | 0 | 0 | 0 | 0 | 0
5510 | 2025-08-18 | 14 | 1 | 0.12339 | 1 | 0.045352 | 1 | 0.11101 | 1 | 0.11101 | 0 | 0 | 0 | 0 | 0 | 0 | 0 | 0 | 0 | 0
5511 | 2025-08-18 | 15 | 0 | 0 | 0 | 0 | 0 | 0 | 0 | 0 | 0 | 0 | 0 | 0 | 0 | 0 | 0 | 0 | 0 | 0
5512 | 2025-08-18 | 16 | 0 | 0 | 0 | 0 | 0 | 0 | 0 | 0 | 0.42 | 0 | 0 | 0 | 0 | 0 | 0 | 0 | 0 | 0
5513 | 2025-08-18 | 17 | 0 | 0 | 0 | 0 | 0 | 0 | 0 | 0 | 0.42 | 0 | 0 | 0 | 0 | 0 | 0 | 0 | 0 | 0
5514 | 2025-08-18 | 18 | 0 | 0 | 0 | 0 | 0 | 0 | 0 | 0 | 0.42 | 0 | 0 | 0 | 0 | 0 | 0 | 0 | 0 | 0
5515 | 2025-08-18 | 19 | 0 | 0 | 0 | 0 | 0 | 0 | 0 | 0 | 0.42 | 0 | 0 | 0 | 0 | 0 | 0 | 0 | 0 | 0
5516 | 2025-08-18 | 20 | 0 | 0 | 0 | 0 | 0 | 0 | 0 | 0 | 0.42 | 0 | 0 | 0 | 0 | 0 | 0 | 0 | 0 | 0
5517 | 2025-08-18 | 21 | 0 | 0 | 0 | 0 | 0 | 0 | 0 | 0 | 0.42 | 0 | 0 | 0 | 0 | 0 | 0 | 0 | 0 | 0
5518 | 2025-08-18 | 22 | 0 | 0 | 0 | 0 | 0 | 0 | 0 | 0 | 0 | 0 | 0 | 0 | 0 | 0 | 0 | 0 | 0 | 0
5519 | 2025-08-18 | 23 | 0 | 0 | 0 | 0 | 0 | 0 | 0 | 0 | 0 | 0 | 0 | 0 | 0 | 0 | 0 | 0 | 0 | 0
5520 | 2025-08-18 | 24 | 0 | 0 | 0 | 0 | 0 | 0 | 0 | 0 | 0 | 0 | 0 | 0 | 0 | 0 | 0 | 0 | 0 | 0
5521 | 2025-08-19 | 1 | 0 | 0 | 0 | 0 | 0 | 0 | 0 | 0 | 0 | 0 | 0 | 0 | 0 | 0 | 0 | 0 | 0 | 0
5522 | 2025-08-19 | 2 | 0 | 0 | 0 | 0 | 0 | 0 | 0 | 0 | 0 | 0 | 0 | 0 | 0 | 0 | 0 | 0 | 0 | 0
5523 | 2025-08-19 | 3 | 0 | 0 | 0 | 0 | 0 | 0 | 0 | 0 | 0 | 0 | 0 | 0 | 0 | 0 | 0 | 0 | 0 | 0
5524 | 2025-08-19 | 4 | 0 | 0 | 0 | 0 | 0 | 0 | 0 | 0 | 0 | 0 | 0 | 0 | 0 | 0 | 0 | 0 | 0 | 0
5525 | 2025-08-19 | 5 | 0 | -0.001251 | 0 | -0.001251 | 0 | -0.018646 | 0 | -0.018646 | 0 | 0 | 0 | 0 | 0 | 0 | 0 | 0 | 0 | 0
5526 | 2025-08-19 | 6 | 0 | -0.01707 | 0 | -0.01707 | 0 | -0.073463 | 0 | -0.073463 | 0 | 0 | 0 | 0 | 0 | 0 | 0 | 0 | 0 | 0
5527 | 2025-08-19 | 7 | 0 | -0.003306 | 0 | -0.003306 | 0 | -0.020758 | 0 | -0.020758 | 0 | 0 | 0 | 0 | 0 | 0 | 0 | 0 | 0 | 0
5528 | 2025-08-19 | 8 | 0 | 0 | 0 | 0 | 0 | 0 | 0 | 0 | 0 | 0 | 0 | 0 | 0 | 0 | 0 | 0 | 0 | 0
5529 | 2025-08-19 | 9 | 0 | 0 | 0 | 0 | 0 | 0 | 0 | 0 | 0 | 0 | 0 | 0 | 0 | 0 | 0 | 0 | 0 | 0
5530 | 2025-08-19 | 10 | 0 | 0 | 0 | 0 | 0 | 0 | 0 | 0 | 0 | 0 | 0 | 0 | 0 | 0 | 0 | 0 | 0 | 0
5531 | 2025-08-19 | 11 | 1 | 0.015095 | 1 | 0.0054961 | 1 | 0.013482 | 1 | 0.013482 | 0 | 0 | 0 | 0 | 0 | 0 | 0 | 0 | 0 | 0
5532 | 2025-08-19 | 12 | 1 | 0.035362 | 1 | 0.012875 | 1 | 0.031583 | 1 | 0.031583 | 0 | 0 | 0 | 0 | 0 | 0 | 0 | 0 | 0 | 0
5533 | 2025-08-19 | 13 | 1 | 0.071011 | 1 | 0.025855 | 1 | 0.063422 | 1 | 0.063422 | 0 | 0 | 0 | 0 | 0 | 0 | 0 | 0 | 0 | 0
5534 | 2025-08-19 | 14 | 1 | 0.10421 | 1 | 0.039096 | 1 | 0.09525 | 1 | 0.09525 | 0 | 0 | 0 | 0 | 0 | 0 | 0 | 0 | 0 | 0
5535 | 2025-08-19 | 15 | 1 | 0.14736 | 1 | 0.058927 | 1 | 0.13422 | 1 | 0.13422 | 0 | 0 | 0 | 0 | 0 | 0 | 0 | 0 | 0 | 0
5536 | 2025-08-19 | 16 | 1 | 0.16591 | 1 | 0.067082 | 1 | 0.1523 | 1 | 0.1523 | 0.42 | 0 | 0.06968 | 0 | 0.028175 | 0 | 0.063967 | 0 | 0.063967 | 0
5537 | 2025-08-19 | 17 | 1 | 0.16507 | 1 | 0.064659 | 1 | 0.14819 | 1 | 0.14819 | 0.42 | 0 | 0.069329 | 0 | 0.027157 | 0 | 0.062242 | 0 | 0.062242 | 0
5538 | 2025-08-19 | 18 | 0 | 0 | 0 | 0 | 0 | 0 | 0 | 0 | 0.42 | 0 | 0 | 0 | 0 | 0 | 0 | 0 | 0 | 0
5539 | 2025-08-19 | 19 | 0 | 0 | 0 | 0 | 0 | 0 | 0 | 0 | 0.42 | 0 | 0 | 0 | 0 | 0 | 0 | 0 | 0 | 0
5540 | 2025-08-19 | 20 | 0 | 0 | 0 | 0 | 0 | 0 | 0 | 0 | 0.42 | 0 | 0 | 0 | 0 | 0 | 0 | 0 | 0 | 0
5541 | 2025-08-19 | 21 | 0 | 0 | 0 | 0 | 0 | 0 | 0 | 0 | 0.42 | 0 | 0 | 0 | 0 | 0 | 0 | 0 | 0 | 0
5542 | 2025-08-19 | 22 | 0 | 0 | 0 | 0 | 0 | 0 | 0 | 0 | 0 | 0 | 0 | 0 | 0 | 0 | 0 | 0 | 0 | 0
5543 | 2025-08-19 | 23 | 0 | 0 | 0 | 0 | 0 | 0 | 0 | 0 | 0 | 0 | 0 | 0 | 0 | 0 | 0 | 0 | 0 | 0
5544 | 2025-08-19 | 24 | 0 | 0 | 0 | 0 | 0 | 0 | 0 | 0 | 0 | 0 | 0 | 0 | 0 | 0 | 0 | 0 | 0 | 0
5545 | 2025-08-20 | 1 | 0 | 0 | 0 | 0 | 0 | 0 | 0 | 0 | 0 | 0 | 0 | 0 | 0 | 0 | 0 | 0 | 0 | 0
5546 | 2025-08-20 | 2 | 0 | 0 | 0 | 0 | 0 | 0 | 0 | 0 | 0 | 0 | 0 | 0 | 0 | 0 | 0 | 0 | 0 | 0
5547 | 2025-08-20 | 3 | 0 | -0.019505 | 0 | -0.019505 | 0 | -0.11812 | 0 | -0.11812 | 0 | 0 | 0 | 0 | 0 | 0 | 0 | 0 | 0 | 0
5548 | 2025-08-20 | 4 | 0 | -0.097105 | 0 | -0.097768 | 0 | -0.18015 | 0 | -0.18015 | 0 | 0 | 0 | 0 | 0 | 0 | 0 | 0 | 0 | 0
5549 | 2025-08-20 | 5 | 0 | -0.14329 | 0 | -0.14429 | 0 | -0.28917 | 0 | -0.28917 | 0 | 0 | 0 | 0 | 0 | 0 | 0 | 0 | 0 | 0
5550 | 2025-08-20 | 6 | 0 | -0.18895 | 0 | -0.19037 | 0 | -0.32764 | 0 | -0.32764 | 0 | 0 | 0 | 0 | 0 | 0 | 0 | 0 | 0 | 0
5551 | 2025-08-20 | 7 | 0 | -0.076939 | 0 | -0.077408 | 0 | -0.18963 | 0 | -0.18963 | 0 | 0 | 0 | 0 | 0 | 0 | 0 | 0 | 0 | 0
5552 | 2025-08-20 | 8 | 0 | -0.0076714 | 0 | -0.0077105 | 0 | -0.01433 | 0 | -0.01433 | 0 | 0 | 0 | 0 | 0 | 0 | 0 | 0 | 0 | 0
5553 | 2025-08-20 | 9 | 0 | 0 | 0 | 0 | 0 | 0 | 0 | 0 | 0 | 0 | 0 | 0 | 0 | 0 | 0 | 0 | 0 | 0
5554 | 2025-08-20 | 10 | 0 | 0 | 0 | 0 | 0 | 0 | 0 | 0 | 0 | 0 | 0 | 0 | 0 | 0 | 0 | 0 | 0 | 0
5555 | 2025-08-20 | 11 | 0 | 0 | 0 | 0 | 0 | 0 | 0 | 0 | 0 | 0 | 0 | 0 | 0 | 0 | 0 | 0 | 0 | 0
5556 | 2025-08-20 | 12 | 0 | 0 | 0 | 0 | 0 | 0 | 0 | 0 | 0 | 0 | 0 | 0 | 0 | 0 | 0 | 0 | 0 | 0
5557 | 2025-08-20 | 13 | 0 | 0 | 0 | 0 | 0 | 0 | 0 | 0 | 0 | 0 | 0 | 0 | 0 | 0 | 0 | 0 | 0 | 0
5558 | 2025-08-20 | 14 | 0 | 0 | 0 | 0 | 0 | 0 | 0 | 0 | 0 | 0 | 0 | 0 | 0 | 0 | 0 | 0 | 0 | 0
5559 | 2025-08-20 | 15 | 0 | 0 | 0 | 0 | 0 | 0 | 0 | 0 | 0 | 0 | 0 | 0 | 0 | 0 | 0 | 0 | 0 | 0
5560 | 2025-08-20 | 16 | 0 | 0 | 0 | 0 | 0 | 0 | 0 | 0 | 0.42 | 0 | 0 | 0 | 0 | 0 | 0 | 0 | 0 | 0
5561 | 2025-08-20 | 17 | 0 | 0 | 0 | 0 | 0 | 0 | 0 | 0 | 0.42 | 0 | 0 | 0 | 0 | 0 | 0 | 0 | 0 | 0
5562 | 2025-08-20 | 18 | 0 | 0 | 0 | 0 | 0 | 0 | 0 | 0 | 0.42 | 0 | 0 | 0 | 0 | 0 | 0 | 0 | 0 | 0
5563 | 2025-08-20 | 19 | 0 | 0 | 0 | 0 | 0 | 0 | 0 | 0 | 0.42 | 0 | 0 | 0 | 0 | 0 | 0 | 0 | 0 | 0
5564 | 2025-08-20 | 20 | 0 | 0 | 0 | 0 | 0 | 0 | 0 | 0 | 0.42 | 0 | 0 | 0 | 0 | 0 | 0 | 0 | 0 | 0
5565 | 2025-08-20 | 21 | 0 | 0 | 0 | 0 | 0 | 0 | 0 | 0 | 0.42 | 0 | 0 | 0 | 0 | 0 | 0 | 0 | 0 | 0
5566 | 2025-08-20 | 22 | 0 | 0 | 0 | 0 | 0 | 0 | 0 | 0 | 0 | 0 | 0 | 0 | 0 | 0 | 0 | 0 | 0 | 0
5567 | 2025-08-20 | 23 | 0 | 0 | 0 | 0 | 0 | 0 | 0 | 0 | 0 | 0 | 0 | 0 | 0 | 0 | 0 | 0 | 0 | 0
5568 | 2025-08-20 | 24 | 0 | 0 | 0 | 0 | 0 | 0 | 0 | 0 | 0 | 0 | 0 | 0 | 0 | 0 | 0 | 0 | 0 | 0
5569 | 2025-08-21 | 1 | 0 | 0 | 0 | 0 | 0 | 0 | 0 | 0 | 0 | 0 | 0 | 0 | 0 | 0 | 0 | 0 | 0 | 0
5570 | 2025-08-21 | 2 | 0 | 0 | 0 | 0 | 0 | 0 | 0 | 0 | 0 | 0 | 0 | 0 | 0 | 0 | 0 | 0 | 0 | 0
5571 | 2025-08-21 | 3 | 0 | 0 | 0 | 0 | 0 | 0 | 0 | 0 | 0 | 0 | 0 | 0 | 0 | 0 | 0 | 0 | 0 | 0
5572 | 2025-08-21 | 4 | 0 | -0.0023334 | 0 | -0.0023334 | 0 | -0.038901 | 0 | -0.038901 | 0 | 0 | 0 | 0 | 0 | 0 | 0 | 0 | 0 | 0
5573 | 2025-08-21 | 5 | 0 | -0.022065 | 0 | -0.022065 | 0 | -0.11046 | 0 | -0.11046 | 0 | 0 | 0 | 0 | 0 | 0 | 0 | 0 | 0 | 0
5574 | 2025-08-21 | 6 | 0 | -0.054143 | 0 | -0.054493 | 0 | -0.12332 | 0 | -0.12332 | 0 | 0 | 0 | 0 | 0 | 0 | 0 | 0 | 0 | 0
5575 | 2025-08-21 | 7 | 0 | -0.011326 | 0 | -0.011326 | 0 | -0.042783 | 0 | -0.042783 | 0 | 0 | 0 | 0 | 0 | 0 | 0 | 0 | 0 | 0
5576 | 2025-08-21 | 8 | 0 | 0 | 0 | 0 | 0 | 0 | 0 | 0 | 0 | 0 | 0 | 0 | 0 | 0 | 0 | 0 | 0 | 0
5577 | 2025-08-21 | 9 | 0 | 0 | 0 | 0 | 0 | 0 | 0 | 0 | 0 | 0 | 0 | 0 | 0 | 0 | 0 | 0 | 0 | 0
5578 | 2025-08-21 | 10 | 0 | 0 | 0 | 0 | 0 | 0 | 0 | 0 | 0 | 0 | 0 | 0 | 0 | 0 | 0 | 0 | 0 | 0
5579 | 2025-08-21 | 11 | 1 | 0.017511 | 1 | 0.0068591 | 1 | 0.015721 | 1 | 0.015721 | 0 | 0 | 0 | 0 | 0 | 0 | 0 | 0 | 0 | 0
5580 | 2025-08-21 | 12 | 1 | 0.11073 | 1 | 0.040699 | 1 | 0.099617 | 1 | 0.099617 | 0 | 0 | 0 | 0 | 0 | 0 | 0 | 0 | 0 | 0
5581 | 2025-08-21 | 13 | 1 | 0.1348 | 1 | 0.053337 | 1 | 0.12187 | 1 | 0.12187 | 0 | 0 | 0 | 0 | 0 | 0 | 0 | 0 | 0 | 0
5582 | 2025-08-21 | 14 | 1 | 0.14896 | 1 | 0.05894 | 1 | 0.13468 | 1 | 0.13468 | 0 | 0 | 0 | 0 | 0 | 0 | 0 | 0 | 0 | 0
5583 | 2025-08-21 | 15 | 1 | 0.19544 | 1 | 0.072553 | 1 | 0.17718 | 1 | 0.17718 | 0 | 0 | 0 | 0 | 0 | 0 | 0 | 0 | 0 | 0
5584 | 2025-08-21 | 16 | 1 | 0.22612 | 1 | 0.089471 | 1 | 0.20444 | 1 | 0.20444 | 0.42 | 0 | 0.094972 | 0 | 0.037578 | 0 | 0.085865 | 0 | 0.085865 | 0
5585 | 2025-08-21 | 17 | 1 | 0.22263 | 1 | 0.082646 | 1 | 0.20183 | 1 | 0.20183 | 0.42 | 0 | 0.093504 | 0 | 0.034711 | 0 | 0.084769 | 0 | 0.084769 | 0
5586 | 2025-08-21 | 18 | 1 | 0.20379 | 1 | 0.079061 | 1 | 0.18174 | 1 | 0.18174 | 0.42 | 0 | 0.08559 | 0 | 0.033206 | 0 | 0.076329 | 0 | 0.076329 | 0
5587 | 2025-08-21 | 19 | 0 | 0 | 0 | 0 | 0 | 0 | 0 | 0 | 0.42 | 0 | 0 | 0 | 0 | 0 | 0 | 0 | 0 | 0
5588 | 2025-08-21 | 20 | 0 | 0 | 0 | 0 | 0 | 0 | 0 | 0 | 0.42 | 0 | 0 | 0 | 0 | 0 | 0 | 0 | 0 | 0
5589 | 2025-08-21 | 21 | 0 | 0 | 0 | 0 | 0 | 0 | 0 | 0 | 0.42 | 0 | 0 | 0 | 0 | 0 | 0 | 0 | 0 | 0
5590 | 2025-08-21 | 22 | 0 | 0 | 0 | 0 | 0 | 0 | 0 | 0 | 0 | 0 | 0 | 0 | 0 | 0 | 0 | 0 | 0 | 0
5591 | 2025-08-21 | 23 | 0 | 0 | 0 | 0 | 0 | 0 | 0 | 0 | 0 | 0 | 0 | 0 | 0 | 0 | 0 | 0 | 0 | 0
5592 | 2025-08-21 | 24 | 0 | 0 | 0 | 0 | 0 | 0 | 0 | 0 | 0 | 0 | 0 | 0 | 0 | 0 | 0 | 0 | 0 | 0
5593 | 2025-08-22 | 1 | 0 | 0 | 0 | 0 | 0 | 0 | 0 | 0 | 0 | 0 | 0 | 0 | 0 | 0 | 0 | 0 | 0 | 0
5594 | 2025-08-22 | 2 | 0 | 0 | 0 | 0 | 0 | 0 | 0 | 0 | 0 | 0 | 0 | 0 | 0 | 0 | 0 | 0 | 0 | 0
5595 | 2025-08-22 | 3 | 0 | 0 | 0 | 0 | 0 | 0 | 0 | 0 | 0 | 0 | 0 | 0 | 0 | 0 | 0 | 0 | 0 | 0
5596 | 2025-08-22 | 4 | 0 | 0 | 0 | 0 | 0 | 0 | 0 | 0 | 0 | 0 | 0 | 0 | 0 | 0 | 0 | 0 | 0 | 0
5597 | 2025-08-22 | 5 | 0 | 0 | 0 | 0 | 0 | 0 | 0 | 0 | 0 | 0 | 0 | 0 | 0 | 0 | 0 | 0 | 0 | 0
5598 | 2025-08-22 | 6 | 0 | 0 | 0 | 0 | 0 | 0 | 0 | 0 | 0 | 0 | 0 | 0 | 0 | 0 | 0 | 0 | 0 | 0
5599 | 2025-08-22 | 7 | 0 | 0 | 0 | 0 | 0 | 0 | 0 | 0 | 0 | 0 | 0 | 0 | 0 | 0 | 0 | 0 | 0 | 0
5600 | 2025-08-22 | 8 | 0 | 0 | 0 | 0 | 0 | 0 | 0 | 0 | 0 | 0 | 0 | 0 | 0 | 0 | 0 | 0 | 0 | 0
5601 | 2025-08-22 | 9 | 1 | 0.015454 | 1 | 0.0056268 | 1 | 0.013802 | 1 | 0.013802 | 0 | 0 | 0 | 0 | 0 | 0 | 0 | 0 | 0 | 0
5602 | 2025-08-22 | 10 | 1 | 0.054357 | 1 | 0.021508 | 1 | 0.049144 | 1 | 0.049144 | 0 | 0 | 0 | 0 | 0 | 0 | 0 | 0 | 0 | 0
5603 | 2025-08-22 | 11 | 1 | 0.083167 | 1 | 0.030874 | 1 | 0.075397 | 1 | 0.075397 | 0 | 0 | 0 | 0 | 0 | 0 | 0 | 0 | 0 | 0
5604 | 2025-08-22 | 12 | 1 | 0.099997 | 1 | 0.037513 | 1 | 0.091396 | 1 | 0.091396 | 0 | 0 | 0 | 0 | 0 | 0 | 0 | 0 | 0 | 0
5605 | 2025-08-22 | 13 | 1 | 0.11758 | 1 | 0.047019 | 1 | 0.1071 | 1 | 0.1071 | 0 | 0 | 0 | 0 | 0 | 0 | 0 | 0 | 0 | 0
5606 | 2025-08-22 | 14 | 1 | 0.13698 | 1 | 0.051387 | 1 | 0.1252 | 1 | 0.1252 | 0 | 0 | 0 | 0 | 0 | 0 | 0 | 0 | 0 | 0
5607 | 2025-08-22 | 15 | 1 | 0.17254 | 1 | 0.068997 | 1 | 0.15716 | 1 | 0.15716 | 0 | 0 | 0 | 0 | 0 | 0 | 0 | 0 | 0 | 0
5608 | 2025-08-22 | 16 | 1 | 0.18381 | 1 | 0.069724 | 1 | 0.16946 | 1 | 0.16946 | 0.42 | 0 | 0.0772 | 0 | 0.029284 | 0 | 0.071171 | 0 | 0.071171 | 0
5609 | 2025-08-22 | 17 | 1 | 0.1944 | 1 | 0.07374 | 1 | 0.17922 | 1 | 0.17922 | 0.42 | 0 | 0.081647 | 0 | 0.030971 | 0 | 0.075271 | 0 | 0.075271 | 0
5610 | 2025-08-22 | 18 | 1 | 0.1962 | 1 | 0.073605 | 1 | 0.17933 | 1 | 0.17933 | 0.42 | 0 | 0.082405 | 0 | 0.030914 | 0 | 0.075318 | 0 | 0.075318 | 0
5611 | 2025-08-22 | 19 | 1 | 0.2014 | 1 | 0.079689 | 1 | 0.18209 | 1 | 0.18209 | 0.42 | 0 | 0.084588 | 0 | 0.033469 | 0 | 0.076476 | 0 | 0.076476 | 0
5612 | 2025-08-22 | 20 | 1 | 0.15019 | 1 | 0.059427 | 1 | 0.13579 | 1 | 0.13579 | 0.42 | 0 | 0.06308 | 0 | 0.024959 | 0 | 0.057031 | 0 | 0.057031 | 0
5613 | 2025-08-22 | 21 | 1 | 0.1295 | 1 | 0.051785 | 1 | 0.11796 | 1 | 0.11796 | 0.42 | 0 | 0.054391 | 0 | 0.02175 | 0 | 0.049541 | 0 | 0.049541 | 0
5614 | 2025-08-22 | 22 | 1 | 0.11003 | 1 | 0.044489 | 1 | 0.10101 | 1 | 0.10101 | 0 | 0 | 0 | 0 | 0 | 0 | 0 | 0 | 0 | 0
5615 | 2025-08-22 | 23 | 1 | 0.077195 | 1 | 0.028959 | 1 | 0.070555 | 1 | 0.070555 | 0 | 0 | 0 | 0 | 0 | 0 | 0 | 0 | 0 | 0
5616 | 2025-08-22 | 24 | 1 | 0.055174 | 1 | 0.022063 | 1 | 0.050254 | 1 | 0.050254 | 0 | 0 | 0 | 0 | 0 | 0 | 0 | 0 | 0 | 0
5617 | 2025-08-23 | 1 | 1 | 0.032319 | 1 | 0.012924 | 1 | 0.029437 | 1 | 0.029437 | 0 | 0 | 0 | 0 | 0 | 0 | 0 | 0 | 0 | 0
5618 | 2025-08-23 | 2 | 1 | 0.017575 | 1 | 0.0068182 | 1 | 0.015673 | 1 | 0.015673 | 0 | 0 | 0 | 0 | 0 | 0 | 0 | 0 | 0 | 0
5619 | 2025-08-23 | 3 | 0 | 0 | 0 | 0 | 0 | 0 | 0 | 0 | 0 | 0 | 0 | 0 | 0 | 0 | 0 | 0 | 0 | 0
5620 | 2025-08-23 | 4 | 0 | 0 | 0 | 0 | 0 | 0 | 0 | 0 | 0 | 0 | 0 | 0 | 0 | 0 | 0 | 0 | 0 | 0
5621 | 2025-08-23 | 5 | 0 | 0 | 0 | 0 | 0 | 0 | 0 | 0 | 0 | 0 | 0 | 0 | 0 | 0 | 0 | 0 | 0 | 0
5622 | 2025-08-23 | 6 | 0 | 0 | 0 | 0 | 0 | 0 | 0 | 0 | 0 | 0 | 0 | 0 | 0 | 0 | 0 | 0 | 0 | 0
5623 | 2025-08-23 | 7 | 1 | 0.013721 | 1 | 0.0049959 | 1 | 0.012255 | 1 | 0.012255 | 0 | 0 | 0 | 0 | 0 | 0 | 0 | 0 | 0 | 0
5624 | 2025-08-23 | 8 | 1 | 0.01351 | 1 | 0.0052921 | 1 | 0.012129 | 1 | 0.012129 | 0 | 0 | 0 | 0 | 0 | 0 | 0 | 0 | 0 | 0
5625 | 2025-08-23 | 9 | 1 | 0.025757 | 1 | 0.0094672 | 1 | 0.023172 | 1 | 0.023172 | 0 | 0 | 0 | 0 | 0 | 0 | 0 | 0 | 0 | 0
5626 | 2025-08-23 | 10 | 1 | 0.065236 | 1 | 0.025812 | 1 | 0.05898 | 1 | 0.05898 | 0 | 0 | 0 | 0 | 0 | 0 | 0 | 0 | 0 | 0
5627 | 2025-08-23 | 11 | 1 | 0.10203 | 1 | 0.040798 | 1 | 0.092928 | 1 | 0.092928 | 0 | 0 | 0 | 0 | 0 | 0 | 0 | 0 | 0 | 0
5628 | 2025-08-23 | 12 | 1 | 0.12747 | 1 | 0.051543 | 1 | 0.11702 | 1 | 0.11702 | 0 | 0 | 0 | 0 | 0 | 0 | 0 | 0 | 0 | 0
5629 | 2025-08-23 | 13 | 1 | 0.14783 | 1 | 0.060476 | 1 | 0.13684 | 1 | 0.13684 | 0 | 0 | 0 | 0 | 0 | 0 | 0 | 0 | 0 | 0
5630 | 2025-08-23 | 14 | 1 | 0.16918 | 1 | 0.070066 | 1 | 0.15799 | 1 | 0.15799 | 0 | 0 | 0 | 0 | 0 | 0 | 0 | 0 | 0 | 0
5631 | 2025-08-23 | 15 | 1 | 0.19239 | 1 | 0.08303 | 1 | 0.18511 | 1 | 0.18511 | 0 | 0 | 0 | 0 | 0 | 0 | 0 | 0 | 0 | 0
5632 | 2025-08-23 | 16 | 1 | 0.18388 | 1 | 0.071455 | 1 | 0.17276 | 1 | 0.17276 | 0 | 0 | 0 | 0 | 0 | 0 | 0 | 0 | 0 | 0
5633 | 2025-08-23 | 17 | 1 | 0.16804 | 1 | 0.077591 | 1 | 0.17 | 1 | 0.17 | 0 | 0 | 0 | 0 | 0 | 0 | 0 | 0 | 0 | 0
5634 | 2025-08-23 | 18 | 1 | 0.18115 | 1 | 0.074605 | 1 | 0.17824 | 1 | 0.17824 | 0 | 0 | 0 | 0 | 0 | 0 | 0 | 0 | 0 | 0
5635 | 2025-08-23 | 19 | 1 | 0.16571 | 1 | 0.066172 | 1 | 0.15908 | 1 | 0.15908 | 0 | 0 | 0 | 0 | 0 | 0 | 0 | 0 | 0 | 0
5636 | 2025-08-23 | 20 | 1 | 0.14894 | 1 | 0.061686 | 1 | 0.13909 | 1 | 0.13909 | 0 | 0 | 0 | 0 | 0 | 0 | 0 | 0 | 0 | 0
5637 | 2025-08-23 | 21 | 1 | 0.12371 | 1 | 0.046928 | 1 | 0.11405 | 1 | 0.11405 | 0 | 0 | 0 | 0 | 0 | 0 | 0 | 0 | 0 | 0
5638 | 2025-08-23 | 22 | 1 | 0.10277 | 1 | 0.03815 | 1 | 0.093166 | 1 | 0.093166 | 0 | 0 | 0 | 0 | 0 | 0 | 0 | 0 | 0 | 0
5639 | 2025-08-23 | 23 | 1 | 0.075695 | 1 | 0.02965 | 1 | 0.067957 | 1 | 0.067957 | 0 | 0 | 0 | 0 | 0 | 0 | 0 | 0 | 0 | 0
5640 | 2025-08-23 | 24 | 0 | 0 | 0 | 0 | 0 | 0 | 0 | 0 | 0 | 0 | 0 | 0 | 0 | 0 | 0 | 0 | 0 | 0
5641 | 2025-08-24 | 1 | 0 | 0 | 0 | 0 | 0 | 0 | 0 | 0 | 0 | 0 | 0 | 0 | 0 | 0 | 0 | 0 | 0 | 0
5642 | 2025-08-24 | 2 | 0 | 0 | 0 | 0 | 0 | 0 | 0 | 0 | 0 | 0 | 0 | 0 | 0 | 0 | 0 | 0 | 0 | 0
5643 | 2025-08-24 | 3 | 0 | 0 | 0 | 0 | 0 | 0 | 0 | 0 | 0 | 0 | 0 | 0 | 0 | 0 | 0 | 0 | 0 | 0
5644 | 2025-08-24 | 4 | 0 | 0 | 0 | 0 | 0 | 0 | 0 | 0 | 0 | 0 | 0 | 0 | 0 | 0 | 0 | 0 | 0 | 0
5645 | 2025-08-24 | 5 | 0 | 0 | 0 | 0 | 0 | 0 | 0 | 0 | 0 | 0 | 0 | 0 | 0 | 0 | 0 | 0 | 0 | 0
5646 | 2025-08-24 | 6 | 0 | 0 | 0 | 0 | 0 | 0 | 0 | 0 | 0 | 0 | 0 | 0 | 0 | 0 | 0 | 0 | 0 | 0
5647 | 2025-08-24 | 7 | 0 | 0 | 0 | 0 | 0 | 0 | 0 | 0 | 0 | 0 | 0 | 0 | 0 | 0 | 0 | 0 | 0 | 0
5648 | 2025-08-24 | 8 | 1 | 0.020919 | 1 | 0.0081943 | 1 | 0.018781 | 1 | 0.018781 | 0 | 0 | 0 | 0 | 0 | 0 | 0 | 0 | 0 | 0
5649 | 2025-08-24 | 9 | 1 | 0.058422 | 1 | 0.023116 | 1 | 0.052819 | 1 | 0.052819 | 0 | 0 | 0 | 0 | 0 | 0 | 0 | 0 | 0 | 0
5650 | 2025-08-24 | 10 | 1 | 0.097723 | 1 | 0.036278 | 1 | 0.088594 | 1 | 0.088594 | 0 | 0 | 0 | 0 | 0 | 0 | 0 | 0 | 0 | 0
5651 | 2025-08-24 | 11 | 1 | 0.13993 | 1 | 0.056578 | 1 | 0.12845 | 1 | 0.12845 | 0 | 0 | 0 | 0 | 0 | 0 | 0 | 0 | 0 | 0
5652 | 2025-08-24 | 12 | 1 | 0.15726 | 1 | 0.064334 | 1 | 0.14557 | 1 | 0.14557 | 0 | 0 | 0 | 0 | 0 | 0 | 0 | 0 | 0 | 0
5653 | 2025-08-24 | 13 | 1 | 0.16243 | 1 | 0.062343 | 1 | 0.15113 | 1 | 0.15113 | 0 | 0 | 0 | 0 | 0 | 0 | 0 | 0 | 0 | 0
5654 | 2025-08-24 | 14 | 1 | 0.20145 | 1 | 0.083431 | 1 | 0.18812 | 1 | 0.18812 | 0 | 0 | 0 | 0 | 0 | 0 | 0 | 0 | 0 | 0
5655 | 2025-08-24 | 15 | 1 | 0.22617 | 1 | 0.093671 | 1 | 0.21121 | 1 | 0.21121 | 0 | 0 | 0 | 0 | 0 | 0 | 0 | 0 | 0 | 0
5656 | 2025-08-24 | 16 | 1 | 0.1848 | 1 | 0.0756 | 1 | 0.17106 | 1 | 0.17106 | 0 | 0 | 0 | 0 | 0 | 0 | 0 | 0 | 0 | 0
5657 | 2025-08-24 | 17 | 1 | 0.19414 | 1 | 0.080402 | 1 | 0.18129 | 1 | 0.18129 | 0 | 0 | 0 | 0 | 0 | 0 | 0 | 0 | 0 | 0
5658 | 2025-08-24 | 18 | 1 | 0.21481 | 1 | 0.088965 | 1 | 0.2006 | 1 | 0.2006 | 0 | 0 | 0 | 0 | 0 | 0 | 0 | 0 | 0 | 0
5659 | 2025-08-24 | 19 | 1 | 0.19366 | 1 | 0.073461 | 1 | 0.17854 | 1 | 0.17854 | 0 | 0 | 0 | 0 | 0 | 0 | 0 | 0 | 0 | 0
5660 | 2025-08-24 | 20 | 1 | 0.15245 | 1 | 0.056592 | 1 | 0.1382 | 1 | 0.1382 | 0 | 0 | 0 | 0 | 0 | 0 | 0 | 0 | 0 | 0
5661 | 2025-08-24 | 21 | 1 | 0.13787 | 1 | 0.055747 | 1 | 0.12657 | 1 | 0.12657 | 0 | 0 | 0 | 0 | 0 | 0 | 0 | 0 | 0 | 0
5662 | 2025-08-24 | 22 | 1 | 0.11047 | 1 | 0.041441 | 1 | 0.10097 | 1 | 0.10097 | 0 | 0 | 0 | 0 | 0 | 0 | 0 | 0 | 0 | 0
5663 | 2025-08-24 | 23 | 1 | 0.080151 | 1 | 0.029754 | 1 | 0.072663 | 1 | 0.072663 | 0 | 0 | 0 | 0 | 0 | 0 | 0 | 0 | 0 | 0
5664 | 2025-08-24 | 24 | 0 | 0 | 0 | 0 | 0 | 0 | 0 | 0 | 0 | 0 | 0 | 0 | 0 | 0 | 0 | 0 | 0 | 0
5665 | 2025-08-25 | 1 | 0 | 0 | 0 | 0 | 0 | 0 | 0 | 0 | 0 | 0 | 0 | 0 | 0 | 0 | 0 | 0 | 0 | 0
5666 | 2025-08-25 | 2 | 0 | 0 | 0 | 0 | 0 | 0 | 0 | 0 | 0 | 0 | 0 | 0 | 0 | 0 | 0 | 0 | 0 | 0
5667 | 2025-08-25 | 3 | 0 | 0 | 0 | 0 | 0 | 0 | 0 | 0 | 0 | 0 | 0 | 0 | 0 | 0 | 0 | 0 | 0 | 0
5668 | 2025-08-25 | 4 | 0 | 0 | 0 | 0 | 0 | 0 | 0 | 0 | 0 | 0 | 0 | 0 | 0 | 0 | 0 | 0 | 0 | 0
5669 | 2025-08-25 | 5 | 0 | 0 | 0 | 0 | 0 | 0 | 0 | 0 | 0 | 0 | 0 | 0 | 0 | 0 | 0 | 0 | 0 | 0
5670 | 2025-08-25 | 6 | 0 | 0 | 0 | 0 | 0 | 0 | 0 | 0 | 0 | 0 | 0 | 0 | 0 | 0 | 0 | 0 | 0 | 0
5671 | 2025-08-25 | 7 | 0 | 0 | 0 | 0 | 0 | 0 | 0 | 0 | 0 | 0 | 0 | 0 | 0 | 0 | 0 | 0 | 0 | 0
5672 | 2025-08-25 | 8 | 1 | 0.023339 | 1 | 0.0086643 | 1 | 0.021159 | 1 | 0.021159 | 0 | 0 | 0 | 0 | 0 | 0 | 0 | 0 | 0 | 0
5673 | 2025-08-25 | 9 | 1 | 0.074656 | 1 | 0.028319 | 1 | 0.068826 | 1 | 0.068826 | 0 | 0 | 0 | 0 | 0 | 0 | 0 | 0 | 0 | 0
5674 | 2025-08-25 | 10 | 1 | 0.08919 | 1 | 0.036938 | 1 | 0.083289 | 1 | 0.083289 | 0 | 0 | 0 | 0 | 0 | 0 | 0 | 0 | 0 | 0
5675 | 2025-08-25 | 11 | 1 | 0.11767 | 1 | 0.049369 | 1 | 0.11091 | 1 | 0.11091 | 0 | 0 | 0 | 0 | 0 | 0 | 0 | 0 | 0 | 0
5676 | 2025-08-25 | 12 | 1 | 0.15028 | 1 | 0.059174 | 1 | 0.14267 | 1 | 0.14267 | 0 | 0 | 0 | 0 | 0 | 0 | 0 | 0 | 0 | 0
5677 | 2025-08-25 | 13 | 1 | 0.17621 | 1 | 0.070366 | 1 | 0.16916 | 1 | 0.16916 | 0 | 0 | 0 | 0 | 0 | 0 | 0 | 0 | 0 | 0
5678 | 2025-08-25 | 14 | 1 | 0.2067 | 1 | 0.08254 | 1 | 0.19843 | 1 | 0.19843 | 0 | 0 | 0 | 0 | 0 | 0 | 0 | 0 | 0 | 0
5679 | 2025-08-25 | 15 | 1 | 0.25121 | 1 | 0.10841 | 1 | 0.24169 | 1 | 0.24169 | 0 | 0 | 0 | 0 | 0 | 0 | 0 | 0 | 0 | 0
5680 | 2025-08-25 | 16 | 1 | 0.25688 | 1 | 0.10412 | 1 | 0.24956 | 1 | 0.24956 | 0.42 | 0 | 0.10789 | 0 | 0.043732 | 0 | 0.10481 | 0 | 0.10481 | 0
5681 | 2025-08-25 | 17 | 1 | 0.26821 | 1 | 0.1071 | 1 | 0.25748 | 1 | 0.25748 | 0.42 | 0 | 0.11265 | 0 | 0.044983 | 0 | 0.10814 | 0 | 0.10814 | 0
5682 | 2025-08-25 | 18 | 1 | 0.27581 | 1 | 0.11732 | 1 | 0.26258 | 1 | 0.26258 | 0.42 | 0 | 0.11584 | 0 | 0.049274 | 0 | 0.11028 | 0 | 0.11028 | 0
5683 | 2025-08-25 | 19 | 1 | 0.2338 | 1 | 0.096831 | 1 | 0.21833 | 1 | 0.21833 | 0.42 | 0 | 0.098197 | 0 | 0.040669 | 0 | 0.0917 | 0 | 0.0917 | 0
5684 | 2025-08-25 | 20 | 1 | 0.17408 | 1 | 0.066034 | 1 | 0.16049 | 1 | 0.16049 | 0.42 | 0 | 0.073114 | 0 | 0.027734 | 0 | 0.067404 | 0 | 0.067404 | 0
5685 | 2025-08-25 | 21 | 1 | 0.1566 | 1 | 0.06262 | 1 | 0.14264 | 1 | 0.14264 | 0.42 | 0 | 0.065771 | 0 | 0.0263 | 0 | 0.059907 | 0 | 0.059907 | 0
5686 | 2025-08-25 | 22 | 1 | 0.12374 | 1 | 0.045934 | 1 | 0.11218 | 1 | 0.11218 | 0 | 0 | 0 | 0 | 0 | 0 | 0 | 0 | 0 | 0
5687 | 2025-08-25 | 23 | 1 | 0.088746 | 1 | 0.032619 | 1 | 0.079839 | 1 | 0.079839 | 0 | 0 | 0 | 0 | 0 | 0 | 0 | 0 | 0 | 0
5688 | 2025-08-25 | 24 | 1 | 0.056959 | 1 | 0.020936 | 1 | 0.051243 | 1 | 0.051243 | 0 | 0 | 0 | 0 | 0 | 0 | 0 | 0 | 0 | 0
5689 | 2025-08-26 | 1 | 0 | 0 | 0 | 0 | 0 | 0 | 0 | 0 | 0 | 0 | 0 | 0 | 0 | 0 | 0 | 0 | 0 | 0
5690 | 2025-08-26 | 2 | 0 | 0 | 0 | 0 | 0 | 0 | 0 | 0 | 0 | 0 | 0 | 0 | 0 | 0 | 0 | 0 | 0 | 0
5691 | 2025-08-26 | 3 | 0 | 0 | 0 | 0 | 0 | 0 | 0 | 0 | 0 | 0 | 0 | 0 | 0 | 0 | 0 | 0 | 0 | 0
5692 | 2025-08-26 | 4 | 0 | 0 | 0 | 0 | 0 | 0 | 0 | 0 | 0 | 0 | 0 | 0 | 0 | 0 | 0 | 0 | 0 | 0
5693 | 2025-08-26 | 5 | 1 | 0.014031 | 1 | 0.0051088 | 1 | 0.012532 | 1 | 0.012532 | 0 | 0 | 0 | 0 | 0 | 0 | 0 | 0 | 0 | 0
5694 | 2025-08-26 | 6 | 1 | 0.012026 | 1 | 0.0044203 | 1 | 0.010819 | 1 | 0.010819 | 0 | 0 | 0 | 0 | 0 | 0 | 0 | 0 | 0 | 0
5695 | 2025-08-26 | 7 | 1 | 0.010691 | 1 | 0.0039689 | 1 | 0.0096924 | 1 | 0.0096924 | 0 | 0 | 0 | 0 | 0 | 0 | 0 | 0 | 0 | 0
5696 | 2025-08-26 | 8 | 1 | 0.009528 | 1 | 0.0035744 | 1 | 0.0087085 | 1 | 0.0087085 | 0 | 0 | 0 | 0 | 0 | 0 | 0 | 0 | 0 | 0
5697 | 2025-08-26 | 9 | 1 | 0.0088277 | 1 | 0.0033117 | 1 | 0.0080684 | 1 | 0.0080684 | 0 | 0 | 0 | 0 | 0 | 0 | 0 | 0 | 0 | 0
5698 | 2025-08-26 | 10 | 1 | 0.0060587 | 1 | 0.002542 | 1 | 0.0057109 | 1 | 0.0057109 | 0 | 0 | 0 | 0 | 0 | 0 | 0 | 0 | 0 | 0
5699 | 2025-08-26 | 11 | 1 | 0.0029318 | 1 | 0.0011708 | 1 | 0.0028145 | 1 | 0.0028145 | 0 | 0 | 0 | 0 | 0 | 0 | 0 | 0 | 0 | 0
5700 | 2025-08-26 | 12 | 1 | 0.059812 | 1 | 0.023552 | 1 | 0.056783 | 1 | 0.056783 | 0 | 0 | 0 | 0 | 0 | 0 | 0 | 0 | 0 | 0
5701 | 2025-08-26 | 13 | 1 | 0.095382 | 1 | 0.040019 | 1 | 0.089907 | 1 | 0.089907 | 0 | 0 | 0 | 0 | 0 | 0 | 0 | 0 | 0 | 0
5702 | 2025-08-26 | 14 | 1 | 0.078445 | 1 | 0.033367 | 1 | 0.07468 | 1 | 0.07468 | 0 | 0 | 0 | 0 | 0 | 0 | 0 | 0 | 0 | 0
5703 | 2025-08-26 | 15 | 1 | 0.067581 | 1 | 0.025938 | 1 | 0.062878 | 1 | 0.062878 | 0 | 0 | 0 | 0 | 0 | 0 | 0 | 0 | 0 | 0
5704 | 2025-08-26 | 16 | 1 | 0.074828 | 1 | 0.028719 | 1 | 0.069621 | 1 | 0.069621 | 0.42 | 0 | 0.031428 | 0 | 0.012062 | 0 | 0.029241 | 0 | 0.029241 | 0
5705 | 2025-08-26 | 17 | 1 | 0.083931 | 1 | 0.031837 | 1 | 0.077377 | 1 | 0.077377 | 0.42 | 0 | 0.035251 | 0 | 0.013372 | 0 | 0.032498 | 0 | 0.032498 | 0
5706 | 2025-08-26 | 18 | 1 | 0.10227 | 1 | 0.038795 | 1 | 0.094285 | 1 | 0.094285 | 0.42 | 0 | 0.042954 | 0 | 0.016294 | 0 | 0.0396 | 0 | 0.0396 | 0
5707 | 2025-08-26 | 19 | 1 | 0.10653 | 1 | 0.039965 | 1 | 0.097369 | 1 | 0.097369 | 0.42 | 0 | 0.044743 | 0 | 0.016785 | 0 | 0.040895 | 0 | 0.040895 | 0
5708 | 2025-08-26 | 20 | 1 | 0.099743 | 1 | 0.04033 | 1 | 0.091565 | 1 | 0.091565 | 0.42 | 0 | 0.041892 | 0 | 0.016939 | 0 | 0.038457 | 0 | 0.038457 | 0
5709 | 2025-08-26 | 21 | 1 | 0.08884 | 1 | 0.033328 | 1 | 0.081199 | 1 | 0.081199 | 0.42 | 0 | 0.037313 | 0 | 0.013998 | 0 | 0.034103 | 0 | 0.034103 | 0
5710 | 2025-08-26 | 22 | 1 | 0.077489 | 1 | 0.02907 | 1 | 0.070824 | 1 | 0.070824 | 0 | 0 | 0 | 0 | 0 | 0 | 0 | 0 | 0 | 0
5711 | 2025-08-26 | 23 | 1 | 0.058591 | 1 | 0.023429 | 1 | 0.053367 | 1 | 0.053367 | 0 | 0 | 0 | 0 | 0 | 0 | 0 | 0 | 0 | 0
5712 | 2025-08-26 | 24 | 1 | 0.036241 | 1 | 0.013747 | 1 | 0.033411 | 1 | 0.033411 | 0 | 0 | 0 | 0 | 0 | 0 | 0 | 0 | 0 | 0
5713 | 2025-08-27 | 1 | 1 | 0.02231 | 1 | 0.0084629 | 1 | 0.020568 | 1 | 0.020568 | 0 | 0 | 0 | 0 | 0 | 0 | 0 | 0 | 0 | 0
5714 | 2025-08-27 | 2 | 1 | 0.0117 | 1 | 0.0044383 | 1 | 0.010787 | 1 | 0.010787 | 0 | 0 | 0 | 0 | 0 | 0 | 0 | 0 | 0 | 0
5715 | 2025-08-27 | 3 | 1 | 0.0082347 | 1 | 0.0033297 | 1 | 0.0075595 | 1 | 0.0075595 | 0 | 0 | 0 | 0 | 0 | 0 | 0 | 0 | 0 | 0
5716 | 2025-08-27 | 4 | 1 | 0.010394 | 1 | 0.0041127 | 1 | 0.0093973 | 1 | 0.0093973 | 0 | 0 | 0 | 0 | 0 | 0 | 0 | 0 | 0 | 0
5717 | 2025-08-27 | 5 | 1 | 0.011356 | 1 | 0.0044931 | 1 | 0.010267 | 1 | 0.010267 | 0 | 0 | 0 | 0 | 0 | 0 | 0 | 0 | 0 | 0
5718 | 2025-08-27 | 6 | 1 | 0.010989 | 1 | 0.0043483 | 1 | 0.0099356 | 1 | 0.0099356 | 0 | 0 | 0 | 0 | 0 | 0 | 0 | 0 | 0 | 0
5719 | 2025-08-27 | 7 | 1 | 0.011136 | 1 | 0.0044063 | 1 | 0.010068 | 1 | 0.010068 | 0 | 0 | 0 | 0 | 0 | 0 | 0 | 0 | 0 | 0
5720 | 2025-08-27 | 8 | 1 | 0.011373 | 1 | 0.0044999 | 1 | 0.010282 | 1 | 0.010282 | 0 | 0 | 0 | 0 | 0 | 0 | 0 | 0 | 0 | 0
5721 | 2025-08-27 | 9 | 1 | 0.011163 | 1 | 0.0041029 | 1 | 0.010043 | 1 | 0.010043 | 0 | 0 | 0 | 0 | 0 | 0 | 0 | 0 | 0 | 0
5722 | 2025-08-27 | 10 | 1 | 0.0092908 | 1 | 0.0034854 | 1 | 0.0084916 | 1 | 0.0084916 | 0 | 0 | 0 | 0 | 0 | 0 | 0 | 0 | 0 | 0
5723 | 2025-08-27 | 11 | 1 | 0.0072112 | 1 | 0.0027354 | 1 | 0.0066481 | 1 | 0.0066481 | 0 | 0 | 0 | 0 | 0 | 0 | 0 | 0 | 0 | 0
5724 | 2025-08-27 | 12 | 1 | 0.0090517 | 1 | 0.0033602 | 1 | 0.0082061 | 1 | 0.0082061 | 0 | 0 | 0 | 0 | 0 | 0 | 0 | 0 | 0 | 0
5725 | 2025-08-27 | 13 | 1 | 0.016972 | 1 | 0.0063004 | 1 | 0.015386 | 1 | 0.015386 | 0 | 0 | 0 | 0 | 0 | 0 | 0 | 0 | 0 | 0
5726 | 2025-08-27 | 14 | 1 | 0.033822 | 1 | 0.012688 | 1 | 0.030913 | 1 | 0.030913 | 0 | 0 | 0 | 0 | 0 | 0 | 0 | 0 | 0 | 0
5727 | 2025-08-27 | 15 | 1 | 0.043926 | 1 | 0.017761 | 1 | 0.040324 | 1 | 0.040324 | 0 | 0 | 0 | 0 | 0 | 0 | 0 | 0 | 0 | 0
5728 | 2025-08-27 | 16 | 1 | 0.046432 | 1 | 0.017613 | 1 | 0.042807 | 1 | 0.042807 | 0.42 | 0 | 0.019502 | 0 | 0.0073975 | 0 | 0.017979 | 0 | 0.017979 | 0
5729 | 2025-08-27 | 17 | 1 | 0.061583 | 1 | 0.024901 | 1 | 0.056534 | 1 | 0.056534 | 0.42 | 0 | 0.025865 | 0 | 0.010458 | 0 | 0.023744 | 0 | 0.023744 | 0
5730 | 2025-08-27 | 18 | 1 | 0.10096 | 1 | 0.04082 | 1 | 0.092677 | 1 | 0.092677 | 0.42 | 0 | 0.042401 | 0 | 0.017145 | 0 | 0.038924 | 0 | 0.038924 | 0
5731 | 2025-08-27 | 19 | 1 | 0.099145 | 1 | 0.040088 | 1 | 0.091015 | 1 | 0.091015 | 0.42 | 0 | 0.041641 | 0 | 0.016837 | 0 | 0.038226 | 0 | 0.038226 | 0
5732 | 2025-08-27 | 20 | 1 | 0.083062 | 1 | 0.032866 | 1 | 0.075097 | 1 | 0.075097 | 0.42 | 0 | 0.034886 | 0 | 0.013804 | 0 | 0.031541 | 0 | 0.031541 | 0
5733 | 2025-08-27 | 21 | 1 | 0.074554 | 1 | 0.027403 | 1 | 0.067072 | 1 | 0.067072 | 0.42 | 0 | 0.031313 | 0 | 0.011509 | 0 | 0.02817 | 0 | 0.02817 | 0
5734 | 2025-08-27 | 22 | 1 | 0.062724 | 1 | 0.023054 | 1 | 0.056429 | 1 | 0.056429 | 0 | 0 | 0 | 0 | 0 | 0 | 0 | 0 | 0 | 0
5735 | 2025-08-27 | 23 | 1 | 0.04389 | 1 | 0.016293 | 1 | 0.03979 | 1 | 0.03979 | 0 | 0 | 0 | 0 | 0 | 0 | 0 | 0 | 0 | 0
5736 | 2025-08-27 | 24 | 1 | 0.02411 | 1 | 0.0095396 | 1 | 0.021798 | 1 | 0.021798 | 0 | 0 | 0 | 0 | 0 | 0 | 0 | 0 | 0 | 0
5737 | 2025-08-28 | 1 | 1 | 0.012194 | 1 | 0.0048248 | 1 | 0.011025 | 1 | 0.011025 | 0 | 0 | 0 | 0 | 0 | 0 | 0 | 0 | 0 | 0
5738 | 2025-08-28 | 2 | 1 | 0.011712 | 1 | 0.0043046 | 1 | 0.010536 | 1 | 0.010536 | 0 | 0 | 0 | 0 | 0 | 0 | 0 | 0 | 0 | 0
5739 | 2025-08-28 | 3 | 1 | 0.013574 | 1 | 0.005266 | 1 | 0.012105 | 1 | 0.012105 | 0 | 0 | 0 | 0 | 0 | 0 | 0 | 0 | 0 | 0
5740 | 2025-08-28 | 4 | 0 | 0 | 0 | 0 | 0 | 0 | 0 | 0 | 0 | 0 | 0 | 0 | 0 | 0 | 0 | 0 | 0 | 0
5741 | 2025-08-28 | 5 | 0 | 0 | 0 | 0 | 0 | 0 | 0 | 0 | 0 | 0 | 0 | 0 | 0 | 0 | 0 | 0 | 0 | 0
5742 | 2025-08-28 | 6 | 0 | 0 | 0 | 0 | 0 | 0 | 0 | 0 | 0 | 0 | 0 | 0 | 0 | 0 | 0 | 0 | 0 | 0
5743 | 2025-08-28 | 7 | 0 | 0 | 0 | 0 | 0 | 0 | 0 | 0 | 0 | 0 | 0 | 0 | 0 | 0 | 0 | 0 | 0 | 0
5744 | 2025-08-28 | 8 | 1 | 0.013725 | 1 | 0.0053761 | 1 | 0.012322 | 1 | 0.012322 | 0 | 0 | 0 | 0 | 0 | 0 | 0 | 0 | 0 | 0
5745 | 2025-08-28 | 9 | 1 | 0.039369 | 1 | 0.014615 | 1 | 0.035691 | 1 | 0.035691 | 0 | 0 | 0 | 0 | 0 | 0 | 0 | 0 | 0 | 0
5746 | 2025-08-28 | 10 | 1 | 0.091786 | 1 | 0.036703 | 1 | 0.083602 | 1 | 0.083602 | 0 | 0 | 0 | 0 | 0 | 0 | 0 | 0 | 0 | 0
5747 | 2025-08-28 | 11 | 1 | 0.12004 | 1 | 0.045032 | 1 | 0.10971 | 1 | 0.10971 | 0 | 0 | 0 | 0 | 0 | 0 | 0 | 0 | 0 | 0
5748 | 2025-08-28 | 12 | 1 | 0.1344 | 1 | 0.050982 | 1 | 0.12391 | 1 | 0.12391 | 0 | 0 | 0 | 0 | 0 | 0 | 0 | 0 | 0 | 0
5749 | 2025-08-28 | 13 | 1 | 0.14565 | 1 | 0.05525 | 1 | 0.13428 | 1 | 0.13428 | 0 | 0 | 0 | 0 | 0 | 0 | 0 | 0 | 0 | 0
5750 | 2025-08-28 | 14 | 1 | 0.18228 | 1 | 0.075491 | 1 | 0.17022 | 1 | 0.17022 | 0 | 0 | 0 | 0 | 0 | 0 | 0 | 0 | 0 | 0
5751 | 2025-08-28 | 15 | 1 | 0.19288 | 1 | 0.073164 | 1 | 0.17782 | 1 | 0.17782 | 0 | 0 | 0 | 0 | 0 | 0 | 0 | 0 | 0 | 0
5752 | 2025-08-28 | 16 | 1 | 0.20564 | 1 | 0.078925 | 1 | 0.19133 | 1 | 0.19133 | 0.42 | 0 | 0.086369 | 0 | 0.033149 | 0 | 0.080358 | 0 | 0.080358 | 0
5753 | 2025-08-28 | 17 | 1 | 0.20981 | 1 | 0.080526 | 1 | 0.19521 | 1 | 0.19521 | 0.42 | 0 | 0.088121 | 0 | 0.033821 | 0 | 0.081988 | 0 | 0.081988 | 0
5754 | 2025-08-28 | 18 | 1 | 0.20135 | 1 | 0.076378 | 1 | 0.18563 | 1 | 0.18563 | 0.42 | 0 | 0.084568 | 0 | 0.032079 | 0 | 0.077964 | 0 | 0.077964 | 0
5755 | 2025-08-28 | 19 | 1 | 0.16574 | 1 | 0.06287 | 1 | 0.1528 | 1 | 0.1528 | 0.42 | 0 | 0.06961 | 0 | 0.026405 | 0 | 0.064175 | 0 | 0.064175 | 0
5756 | 2025-08-28 | 20 | 1 | 0.13638 | 1 | 0.051731 | 1 | 0.12573 | 1 | 0.12573 | 0.42 | 0 | 0.057278 | 0 | 0.021727 | 0 | 0.052805 | 0 | 0.052805 | 0
5757 | 2025-08-28 | 21 | 1 | 0.12564 | 1 | 0.050801 | 1 | 0.11534 | 1 | 0.11534 | 0.42 | 0 | 0.052769 | 0 | 0.021337 | 0 | 0.048442 | 0 | 0.048442 | 0
5758 | 2025-08-28 | 22 | 1 | 0.10025 | 1 | 0.037608 | 1 | 0.091627 | 1 | 0.091627 | 0 | 0 | 0 | 0 | 0 | 0 | 0 | 0 | 0 | 0
5759 | 2025-08-28 | 23 | 1 | 0.076438 | 1 | 0.030907 | 1 | 0.070171 | 1 | 0.070171 | 0 | 0 | 0 | 0 | 0 | 0 | 0 | 0 | 0 | 0
5760 | 2025-08-28 | 24 | 1 | 0.046888 | 1 | 0.01759 | 1 | 0.042855 | 1 | 0.042855 | 0 | 0 | 0 | 0 | 0 | 0 | 0 | 0 | 0 | 0
5761 | 2025-08-29 | 1 | 1 | 0.0274 | 1 | 0.010957 | 1 | 0.024957 | 1 | 0.024957 | 0 | 0 | 0 | 0 | 0 | 0 | 0 | 0 | 0 | 0
5762 | 2025-08-29 | 2 | 1 | 0.014379 | 1 | 0.0053381 | 1 | 0.013036 | 1 | 0.013036 | 0 | 0 | 0 | 0 | 0 | 0 | 0 | 0 | 0 | 0
5763 | 2025-08-29 | 3 | 1 | 0.01093 | 1 | 0.0040576 | 1 | 0.009909 | 1 | 0.009909 | 0 | 0 | 0 | 0 | 0 | 0 | 0 | 0 | 0 | 0
5764 | 2025-08-29 | 4 | 1 | 0.010545 | 1 | 0.0039146 | 1 | 0.0095598 | 1 | 0.0095598 | 0 | 0 | 0 | 0 | 0 | 0 | 0 | 0 | 0 | 0
5765 | 2025-08-29 | 5 | 1 | 0.010262 | 1 | 0.0038097 | 1 | 0.0093036 | 1 | 0.0093036 | 0 | 0 | 0 | 0 | 0 | 0 | 0 | 0 | 0 | 0
5766 | 2025-08-29 | 6 | 1 | 0.010325 | 1 | 0.0038328 | 1 | 0.0093601 | 1 | 0.0093601 | 0 | 0 | 0 | 0 | 0 | 0 | 0 | 0 | 0 | 0
5767 | 2025-08-29 | 7 | 1 | 0.01741 | 1 | 0.0070394 | 1 | 0.015982 | 1 | 0.015982 | 0 | 0 | 0 | 0 | 0 | 0 | 0 | 0 | 0 | 0
5768 | 2025-08-29 | 8 | 1 | 0.054964 | 1 | 0.022764 | 1 | 0.051328 | 1 | 0.051328 | 0 | 0 | 0 | 0 | 0 | 0 | 0 | 0 | 0 | 0
5769 | 2025-08-29 | 9 | 1 | 0.093003 | 1 | 0.036141 | 1 | 0.08738 | 1 | 0.08738 | 0 | 0 | 0 | 0 | 0 | 0 | 0 | 0 | 0 | 0
5770 | 2025-08-29 | 10 | 1 | 0.15054 | 1 | 0.064034 | 1 | 0.14332 | 1 | 0.14332 | 0 | 0 | 0 | 0 | 0 | 0 | 0 | 0 | 0 | 0
5771 | 2025-08-29 | 11 | 1 | 0.19084 | 1 | 0.082362 | 1 | 0.18362 | 1 | 0.18362 | 0 | 0 | 0 | 0 | 0 | 0 | 0 | 0 | 0 | 0
5772 | 2025-08-29 | 12 | 1 | 0.20809 | 1 | 0.091196 | 1 | 0.20248 | 1 | 0.20248 | 0 | 0 | 0 | 0 | 0 | 0 | 0 | 0 | 0 | 0
5773 | 2025-08-29 | 13 | 1 | 0.21249 | 1 | 0.087514 | 1 | 0.20908 | 1 | 0.20908 | 0 | 0 | 0 | 0 | 0 | 0 | 0 | 0 | 0 | 0
5774 | 2025-08-29 | 14 | 1 | 0.25841 | 1 | 0.11713 | 1 | 0.25782 | 1 | 0.25782 | 0 | 0 | 0 | 0 | 0 | 0 | 0 | 0 | 0 | 0
5775 | 2025-08-29 | 15 | 1 | 0.29177 | 1 | 0.13225 | 1 | 0.29109 | 1 | 0.29109 | 0 | 0 | 0 | 0 | 0 | 0 | 0 | 0 | 0 | 0
5776 | 2025-08-29 | 16 | 1 | 0.28791 | 1 | 0.12284 | 1 | 0.29149 | 1 | 0.29149 | 0.42 | 0 | 0.12092 | 0 | 0.051594 | 0 | 0.12243 | 0 | 0.12243 | 0
5777 | 2025-08-29 | 17 | 1 | 0.3009 | 1 | 0.13404 | 1 | 0.29635 | 1 | 0.29635 | 0.42 | 0 | 0.12638 | 0 | 0.056297 | 0 | 0.12447 | 0 | 0.12447 | 0
5778 | 2025-08-29 | 18 | 1 | 0.27416 | 1 | 0.12015 | 1 | 0.26677 | 1 | 0.26677 | 0.42 | 0 | 0.11515 | 0 | 0.050463 | 0 | 0.11204 | 0 | 0.11204 | 0
5779 | 2025-08-29 | 19 | 1 | 0.23211 | 1 | 0.10017 | 1 | 0.22332 | 1 | 0.22332 | 0.42 | 0 | 0.097488 | 0 | 0.042073 | 0 | 0.093796 | 0 | 0.093796 | 0
5780 | 2025-08-29 | 20 | 1 | 0.18496 | 1 | 0.073861 | 1 | 0.17756 | 1 | 0.17756 | 0.42 | 0 | 0.077685 | 0 | 0.031022 | 0 | 0.074576 | 0 | 0.074576 | 0
5781 | 2025-08-29 | 21 | 1 | 0.16454 | 1 | 0.06479 | 1 | 0.15621 | 1 | 0.15621 | 0.42 | 0 | 0.069106 | 0 | 0.027212 | 0 | 0.065607 | 0 | 0.065607 | 0
5782 | 2025-08-29 | 22 | 1 | 0.14103 | 1 | 0.056319 | 1 | 0.13539 | 1 | 0.13539 | 0 | 0 | 0 | 0 | 0 | 0 | 0 | 0 | 0 | 0
5783 | 2025-08-29 | 23 | 1 | 0.11034 | 1 | 0.043449 | 1 | 0.10475 | 1 | 0.10475 | 0 | 0 | 0 | 0 | 0 | 0 | 0 | 0 | 0 | 0
5784 | 2025-08-29 | 24 | 1 | 0.084123 | 1 | 0.03484 | 1 | 0.078557 | 1 | 0.078557 | 0 | 0 | 0 | 0 | 0 | 0 | 0 | 0 | 0 | 0
5785 | 2025-08-30 | 1 | 1 | 0.056202 | 1 | 0.02184 | 1 | 0.052804 | 1 | 0.052804 | 0 | 0 | 0 | 0 | 0 | 0 | 0 | 0 | 0 | 0
5786 | 2025-08-30 | 2 | 1 | 0.042081 | 1 | 0.016353 | 1 | 0.039537 | 1 | 0.039537 | 0 | 0 | 0 | 0 | 0 | 0 | 0 | 0 | 0 | 0
5787 | 2025-08-30 | 3 | 1 | 0.031909 | 1 | 0.0124 | 1 | 0.02998 | 1 | 0.02998 | 0 | 0 | 0 | 0 | 0 | 0 | 0 | 0 | 0 | 0
5788 | 2025-08-30 | 4 | 1 | 0.023828 | 1 | 0.0091454 | 1 | 0.02217 | 1 | 0.02217 | 0 | 0 | 0 | 0 | 0 | 0 | 0 | 0 | 0 | 0
5789 | 2025-08-30 | 5 | 1 | 0.02037 | 1 | 0.0078182 | 1 | 0.018953 | 1 | 0.018953 | 0 | 0 | 0 | 0 | 0 | 0 | 0 | 0 | 0 | 0
5790 | 2025-08-30 | 6 | 1 | 0.022637 | 1 | 0.0086882 | 1 | 0.021062 | 1 | 0.021062 | 0 | 0 | 0 | 0 | 0 | 0 | 0 | 0 | 0 | 0
5791 | 2025-08-30 | 7 | 1 | 0.031298 | 1 | 0.012163 | 1 | 0.029406 | 1 | 0.029406 | 0 | 0 | 0 | 0 | 0 | 0 | 0 | 0 | 0 | 0
5792 | 2025-08-30 | 8 | 1 | 0.044701 | 1 | 0.017371 | 1 | 0.041998 | 1 | 0.041998 | 0 | 0 | 0 | 0 | 0 | 0 | 0 | 0 | 0 | 0
5793 | 2025-08-30 | 9 | 1 | 0.044085 | 1 | 0.017359 | 1 | 0.041852 | 1 | 0.041852 | 0 | 0 | 0 | 0 | 0 | 0 | 0 | 0 | 0 | 0
5794 | 2025-08-30 | 10 | 1 | 0.074012 | 1 | 0.029555 | 1 | 0.07105 | 1 | 0.07105 | 0 | 0 | 0 | 0 | 0 | 0 | 0 | 0 | 0 | 0
5795 | 2025-08-30 | 11 | 1 | 0.12671 | 1 | 0.054686 | 1 | 0.12192 | 1 | 0.12192 | 0 | 0 | 0 | 0 | 0 | 0 | 0 | 0 | 0 | 0
5796 | 2025-08-30 | 12 | 1 | 0.15639 | 1 | 0.068538 | 1 | 0.15218 | 1 | 0.15218 | 0 | 0 | 0 | 0 | 0 | 0 | 0 | 0 | 0 | 0
5797 | 2025-08-30 | 13 | 1 | 0.17807 | 1 | 0.080712 | 1 | 0.17766 | 1 | 0.17766 | 0 | 0 | 0 | 0 | 0 | 0 | 0 | 0 | 0 | 0
5798 | 2025-08-30 | 14 | 1 | 0.20215 | 1 | 0.091626 | 1 | 0.20168 | 1 | 0.20168 | 0 | 0 | 0 | 0 | 0 | 0 | 0 | 0 | 0 | 0
5799 | 2025-08-30 | 15 | 1 | 0.18492 | 1 | 0.085383 | 1 | 0.18708 | 1 | 0.18708 | 0 | 0 | 0 | 0 | 0 | 0 | 0 | 0 | 0 | 0
5800 | 2025-08-30 | 16 | 1 | 0.1873 | 1 | 0.079914 | 1 | 0.18963 | 1 | 0.18963 | 0 | 0 | 0 | 0 | 0 | 0 | 0 | 0 | 0 | 0
5801 | 2025-08-30 | 17 | 1 | 0.19381 | 1 | 0.07982 | 1 | 0.1907 | 1 | 0.1907 | 0 | 0 | 0 | 0 | 0 | 0 | 0 | 0 | 0 | 0
5802 | 2025-08-30 | 18 | 1 | 0.20494 | 1 | 0.088445 | 1 | 0.19718 | 1 | 0.19718 | 0 | 0 | 0 | 0 | 0 | 0 | 0 | 0 | 0 | 0
5803 | 2025-08-30 | 19 | 1 | 0.18486 | 1 | 0.07863 | 1 | 0.17598 | 1 | 0.17598 | 0 | 0 | 0 | 0 | 0 | 0 | 0 | 0 | 0 | 0
5804 | 2025-08-30 | 20 | 1 | 0.15293 | 1 | 0.060219 | 1 | 0.14519 | 1 | 0.14519 | 0 | 0 | 0 | 0 | 0 | 0 | 0 | 0 | 0 | 0
5805 | 2025-08-30 | 21 | 1 | 0.14648 | 1 | 0.061458 | 1 | 0.13807 | 1 | 0.13807 | 0 | 0 | 0 | 0 | 0 | 0 | 0 | 0 | 0 | 0
5806 | 2025-08-30 | 22 | 1 | 0.1205 | 1 | 0.046826 | 1 | 0.11321 | 1 | 0.11321 | 0 | 0 | 0 | 0 | 0 | 0 | 0 | 0 | 0 | 0
5807 | 2025-08-30 | 23 | 1 | 0.093754 | 1 | 0.036433 | 1 | 0.088085 | 1 | 0.088085 | 0 | 0 | 0 | 0 | 0 | 0 | 0 | 0 | 0 | 0
5808 | 2025-08-30 | 24 | 1 | 0.068674 | 1 | 0.026687 | 1 | 0.064522 | 1 | 0.064522 | 0 | 0 | 0 | 0 | 0 | 0 | 0 | 0 | 0 | 0
5809 | 2025-08-31 | 1 | 1 | 0.050192 | 1 | 0.020787 | 1 | 0.046871 | 1 | 0.046871 | 0 | 0 | 0 | 0 | 0 | 0 | 0 | 0 | 0 | 0
5810 | 2025-08-31 | 2 | 1 | 0.032705 | 1 | 0.012552 | 1 | 0.030429 | 1 | 0.030429 | 0 | 0 | 0 | 0 | 0 | 0 | 0 | 0 | 0 | 0
5811 | 2025-08-31 | 3 | 1 | 0.024812 | 1 | 0.01015 | 1 | 0.022967 | 1 | 0.022967 | 0 | 0 | 0 | 0 | 0 | 0 | 0 | 0 | 0 | 0
5812 | 2025-08-31 | 4 | 1 | 0.018021 | 1 | 0.0068359 | 1 | 0.016614 | 1 | 0.016614 | 0 | 0 | 0 | 0 | 0 | 0 | 0 | 0 | 0 | 0
5813 | 2025-08-31 | 5 | 1 | 0.015702 | 1 | 0.0059563 | 1 | 0.014476 | 1 | 0.014476 | 0 | 0 | 0 | 0 | 0 | 0 | 0 | 0 | 0 | 0
5814 | 2025-08-31 | 6 | 1 | 0.021337 | 1 | 0.0080939 | 1 | 0.019671 | 1 | 0.019671 | 0 | 0 | 0 | 0 | 0 | 0 | 0 | 0 | 0 | 0
5815 | 2025-08-31 | 7 | 1 | 0.037527 | 1 | 0.015352 | 1 | 0.034737 | 1 | 0.034737 | 0 | 0 | 0 | 0 | 0 | 0 | 0 | 0 | 0 | 0
5816 | 2025-08-31 | 8 | 1 | 0.067284 | 1 | 0.02823 | 1 | 0.063422 | 1 | 0.063422 | 0 | 0 | 0 | 0 | 0 | 0 | 0 | 0 | 0 | 0
5817 | 2025-08-31 | 9 | 1 | 0.11441 | 1 | 0.045688 | 1 | 0.10983 | 1 | 0.10983 | 0 | 0 | 0 | 0 | 0 | 0 | 0 | 0 | 0 | 0
5818 | 2025-08-31 | 10 | 1 | 0.1767 | 1 | 0.07744 | 1 | 0.17194 | 1 | 0.17194 | 0 | 0 | 0 | 0 | 0 | 0 | 0 | 0 | 0 | 0
5819 | 2025-08-31 | 11 | 1 | 0.21109 | 1 | 0.094032 | 1 | 0.2079 | 1 | 0.2079 | 0 | 0 | 0 | 0 | 0 | 0 | 0 | 0 | 0 | 0
5820 | 2025-08-31 | 12 | 1 | 0.21168 | 1 | 0.090319 | 1 | 0.21431 | 1 | 0.21431 | 0 | 0 | 0 | 0 | 0 | 0 | 0 | 0 | 0 | 0
5821 | 2025-08-31 | 13 | 1 | 0.24228 | 1 | 0.1141 | 1 | 0.2488 | 1 | 0.2488 | 0 | 0 | 0 | 0 | 0 | 0 | 0 | 0 | 0 | 0
5822 | 2025-08-31 | 14 | 1 | 0.25398 | 1 | 0.1155 | 1 | 0.27091 | 1 | 0.27091 | 0 | 0 | 0 | 0 | 0 | 0 | 0 | 0 | 0 | 0
5823 | 2025-08-31 | 15 | 1 | 0.29056 | 1 | 0.12914 | 1 | 0.30413 | 1 | 0.30413 | 0 | 0 | 0 | 0 | 0 | 0 | 0 | 0 | 0 | 0
5824 | 2025-08-31 | 16 | 1 | 0.31087 | 1 | 0.13817 | 1 | 0.3254 | 1 | 0.3254 | 0 | 0 | 0 | 0 | 0 | 0 | 0 | 0 | 0 | 0
5825 | 2025-08-31 | 17 | 1 | 0.3412 | 1 | 0.15754 | 1 | 0.34518 | 1 | 0.34518 | 0 | 0 | 0 | 0 | 0 | 0 | 0 | 0 | 0 | 0
5826 | 2025-08-31 | 18 | 1 | 0.32171 | 1 | 0.14099 | 1 | 0.31305 | 1 | 0.31305 | 0 | 0 | 0 | 0 | 0 | 0 | 0 | 0 | 0 | 0
5827 | 2025-08-31 | 19 | 1 | 0.2496 | 1 | 0.10117 | 1 | 0.24248 | 1 | 0.24248 | 0 | 0 | 0 | 0 | 0 | 0 | 0 | 0 | 0 | 0
5828 | 2025-08-31 | 20 | 1 | 0.21644 | 1 | 0.093407 | 1 | 0.20824 | 1 | 0.20824 | 0 | 0 | 0 | 0 | 0 | 0 | 0 | 0 | 0 | 0
5829 | 2025-08-31 | 21 | 1 | 0.17995 | 1 | 0.071859 | 1 | 0.17275 | 1 | 0.17275 | 0 | 0 | 0 | 0 | 0 | 0 | 0 | 0 | 0 | 0
5830 | 2025-08-31 | 22 | 1 | 0.15329 | 1 | 0.060359 | 1 | 0.14552 | 1 | 0.14552 | 0 | 0 | 0 | 0 | 0 | 0 | 0 | 0 | 0 | 0
5831 | 2025-08-31 | 23 | 1 | 0.11803 | 1 | 0.045301 | 1 | 0.10982 | 1 | 0.10982 | 0 | 0 | 0 | 0 | 0 | 0 | 0 | 0 | 0 | 0
5832 | 2025-08-31 | 24 | 1 | 0.087372 | 1 | 0.034938 | 1 | 0.079581 | 1 | 0.079581 | 0 | 0 | 0 | 0 | 0 | 0 | 0 | 0 | 0 | 0
5833 | 2025-09-01 | 1 | 1 | 0.054497 | 1 | 0.021143 | 1 | 0.0486 | 1 | 0.0486 | 0 | 0 | 0 | 0 | 0 | 0 | 0 | 0 | 0 | 0
5834 | 2025-09-01 | 2 | 0 | 0 | 0 | 0 | 0 | 0 | 0 | 0 | 0 | 0 | 0 | 0 | 0 | 0 | 0 | 0 | 0 | 0
5835 | 2025-09-01 | 3 | 0 | 0 | 0 | 0 | 0 | 0 | 0 | 0 | 0 | 0 | 0 | 0 | 0 | 0 | 0 | 0 | 0 | 0
5836 | 2025-09-01 | 4 | 0 | 0 | 0 | 0 | 0 | 0 | 0 | 0 | 0 | 0 | 0 | 0 | 0 | 0 | 0 | 0 | 0 | 0
5837 | 2025-09-01 | 5 | 0 | 0 | 0 | 0 | 0 | 0 | 0 | 0 | 0 | 0 | 0 | 0 | 0 | 0 | 0 | 0 | 0 | 0
5838 | 2025-09-01 | 6 | 0 | 0 | 0 | 0 | 0 | 0 | 0 | 0 | 0 | 0 | 0 | 0 | 0 | 0 | 0 | 0 | 0 | 0
5839 | 2025-09-01 | 7 | 0 | 0 | 0 | 0 | 0 | 0 | 0 | 0 | 0 | 0 | 0 | 0 | 0 | 0 | 0 | 0 | 0 | 0
5840 | 2025-09-01 | 8 | 1 | 0.020032 | 1 | 0.0074365 | 1 | 0.018161 | 1 | 0.018161 | 0 | 0 | 0 | 0 | 0 | 0 | 0 | 0 | 0 | 0
5841 | 2025-09-01 | 9 | 1 | 0.076238 | 1 | 0.029261 | 1 | 0.070933 | 1 | 0.070933 | 0 | 0 | 0 | 0 | 0 | 0 | 0 | 0 | 0 | 0
5842 | 2025-09-01 | 10 | 1 | 0.12513 | 1 | 0.048027 | 1 | 0.11643 | 1 | 0.11643 | 0 | 0 | 0 | 0 | 0 | 0 | 0 | 0 | 0 | 0
5843 | 2025-09-01 | 11 | 1 | 0.1603 | 1 | 0.06312 | 1 | 0.15218 | 1 | 0.15218 | 0 | 0 | 0 | 0 | 0 | 0 | 0 | 0 | 0 | 0
5844 | 2025-09-01 | 12 | 1 | 0.1846 | 1 | 0.076452 | 1 | 0.17238 | 1 | 0.17238 | 0 | 0 | 0 | 0 | 0 | 0 | 0 | 0 | 0 | 0
5845 | 2025-09-01 | 13 | 1 | 0.18987 | 1 | 0.074763 | 1 | 0.18025 | 1 | 0.18025 | 0 | 0 | 0 | 0 | 0 | 0 | 0 | 0 | 0 | 0
5846 | 2025-09-01 | 14 | 1 | 0.23591 | 1 | 0.10034 | 1 | 0.22458 | 1 | 0.22458 | 0 | 0 | 0 | 0 | 0 | 0 | 0 | 0 | 0 | 0
5847 | 2025-09-01 | 15 | 1 | 0.27284 | 1 | 0.11605 | 1 | 0.25975 | 1 | 0.25975 | 0 | 0 | 0 | 0 | 0 | 0 | 0 | 0 | 0 | 0
5848 | 2025-09-01 | 16 | 1 | 0.2745 | 1 | 0.10809 | 1 | 0.2606 | 1 | 0.2606 | 0.05 | 0 | 0.013725 | 0 | 0.0054044 | 0 | 0.01303 | 0 | 0.01303 | 0
5849 | 2025-09-01 | 17 | 1 | 0.29045 | 1 | 0.12186 | 1 | 0.27378 | 1 | 0.27378 | 0.05 | 0 | 0.014523 | 0 | 0.0060932 | 0 | 0.013689 | 0 | 0.013689 | 0
5850 | 2025-09-01 | 18 | 1 | 0.23945 | 1 | 0.09305 | 1 | 0.22497 | 1 | 0.22497 | 0.05 | 0 | 0.011972 | 0 | 0.0046525 | 0 | 0.011248 | 0 | 0.011248 | 0
5851 | 2025-09-01 | 19 | 1 | 0.20805 | 1 | 0.084123 | 1 | 0.19099 | 1 | 0.19099 | 0.05 | 0 | 0.010402 | 0 | 0.0042061 | 0 | 0.0095495 | 0 | 0.0095495 | 0
5852 | 2025-09-01 | 20 | 1 | 0.17169 | 1 | 0.067934 | 1 | 0.15523 | 1 | 0.15523 | 0.05 | 0 | 0.0085846 | 0 | 0.0033967 | 0 | 0.0077613 | 0 | 0.0077613 | 0
5853 | 2025-09-01 | 21 | 1 | 0.14585 | 1 | 0.056584 | 1 | 0.13007 | 1 | 0.13007 | 0.05 | 0 | 0.0072925 | 0 | 0.0028292 | 0 | 0.0065035 | 0 | 0.0065035 | 0
5854 | 2025-09-01 | 22 | 1 | 0.11387 | 1 | 0.041458 | 1 | 0.1017 | 1 | 0.1017 | 0 | 0 | 0 | 0 | 0 | 0 | 0 | 0 | 0 | 0
5855 | 2025-09-01 | 23 | 0 | 0 | 0 | 0 | 0 | 0 | 0 | 0 | 0 | 0 | 0 | 0 | 0 | 0 | 0 | 0 | 0 | 0
5856 | 2025-09-01 | 24 | 0 | 0 | 0 | 0 | 0 | 0 | 0 | 0 | 0 | 0 | 0 | 0 | 0 | 0 | 0 | 0 | 0 | 0
5857 | 2025-09-02 | 1 | 0 | 0 | 0 | 0 | 0 | 0 | 0 | 0 | 0 | 0 | 0 | 0 | 0 | 0 | 0 | 0 | 0 | 0
5858 | 2025-09-02 | 2 | 0 | 0 | 0 | 0 | 0 | 0 | 0 | 0 | 0 | 0 | 0 | 0 | 0 | 0 | 0 | 0 | 0 | 0
5859 | 2025-09-02 | 3 | 0 | 0 | 0 | 0 | 0 | 0 | 0 | 0 | 0 | 0 | 0 | 0 | 0 | 0 | 0 | 0 | 0 | 0
5860 | 2025-09-02 | 4 | 0 | 0 | 0 | 0 | 0 | 0 | 0 | 0 | 0 | 0 | 0 | 0 | 0 | 0 | 0 | 0 | 0 | 0
5861 | 2025-09-02 | 5 | 0 | 0 | 0 | 0 | 0 | 0 | 0 | 0 | 0 | 0 | 0 | 0 | 0 | 0 | 0 | 0 | 0 | 0
5862 | 2025-09-02 | 6 | 0 | 0 | 0 | 0 | 0 | 0 | 0 | 0 | 0 | 0 | 0 | 0 | 0 | 0 | 0 | 0 | 0 | 0
5863 | 2025-09-02 | 7 | 1 | 0.014902 | 1 | 0.0058372 | 1 | 0.013378 | 1 | 0.013378 | 0 | 0 | 0 | 0 | 0 | 0 | 0 | 0 | 0 | 0
5864 | 2025-09-02 | 8 | 1 | 0.0093835 | 1 | 0.0035202 | 1 | 0.0085764 | 1 | 0.0085764 | 0 | 0 | 0 | 0 | 0 | 0 | 0 | 0 | 0 | 0
5865 | 2025-09-02 | 9 | 1 | 0.052499 | 1 | 0.021743 | 1 | 0.049025 | 1 | 0.049025 | 0 | 0 | 0 | 0 | 0 | 0 | 0 | 0 | 0 | 0
5866 | 2025-09-02 | 10 | 1 | 0.11099 | 1 | 0.043132 | 1 | 0.10428 | 1 | 0.10428 | 0 | 0 | 0 | 0 | 0 | 0 | 0 | 0 | 0 | 0
5867 | 2025-09-02 | 11 | 1 | 0.1374 | 1 | 0.054869 | 1 | 0.13191 | 1 | 0.13191 | 0 | 0 | 0 | 0 | 0 | 0 | 0 | 0 | 0 | 0
5868 | 2025-09-02 | 12 | 1 | 0.14487 | 1 | 0.064534 | 1 | 0.14268 | 1 | 0.14268 | 0 | 0 | 0 | 0 | 0 | 0 | 0 | 0 | 0 | 0
5869 | 2025-09-02 | 13 | 1 | 0.19449 | 1 | 0.084627 | 1 | 0.20008 | 1 | 0.20008 | 0 | 0 | 0 | 0 | 0 | 0 | 0 | 0 | 0 | 0
5870 | 2025-09-02 | 14 | 1 | 0.24776 | 1 | 0.11918 | 1 | 0.25857 | 1 | 0.25857 | 0 | 0 | 0 | 0 | 0 | 0 | 0 | 0 | 0 | 0
5871 | 2025-09-02 | 15 | 1 | 0.26126 | 1 | 0.12179 | 1 | 0.28445 | 1 | 0.28445 | 0 | 0 | 0 | 0 | 0 | 0 | 0 | 0 | 0 | 0
5872 | 2025-09-02 | 16 | 1 | 0.30857 | 1 | 0.14843 | 1 | 0.32203 | 1 | 0.32203 | 0.05 | 0 | 0.015428 | 0 | 0.0074215 | 0 | 0.016102 | 0 | 0.016102 | 0
5873 | 2025-09-02 | 17 | 1 | 0.31806 | 1 | 0.14686 | 1 | 0.32177 | 1 | 0.32177 | 0.05 | 0 | 0.015903 | 0 | 0.007343 | 0 | 0.016089 | 0 | 0.016089 | 0
5874 | 2025-09-02 | 18 | 1 | 0.30235 | 1 | 0.13251 | 1 | 0.2942 | 1 | 0.2942 | 0.05 | 0 | 0.015118 | 0 | 0.0066253 | 0 | 0.01471 | 0 | 0.01471 | 0
5875 | 2025-09-02 | 19 | 1 | 0.24911 | 1 | 0.10452 | 1 | 0.23481 | 1 | 0.23481 | 0.05 | 0 | 0.012456 | 0 | 0.0052259 | 0 | 0.011741 | 0 | 0.011741 | 0
5876 | 2025-09-02 | 20 | 1 | 0.20025 | 1 | 0.08097 | 1 | 0.18383 | 1 | 0.18383 | 0.05 | 0 | 0.010013 | 0 | 0.0040485 | 0 | 0.0091916 | 0 | 0.0091916 | 0
5877 | 2025-09-02 | 21 | 1 | 0.17616 | 1 | 0.073911 | 1 | 0.16605 | 1 | 0.16605 | 0.05 | 0 | 0.008808 | 0 | 0.0036955 | 0 | 0.0083024 | 0 | 0.0083024 | 0
5878 | 2025-09-02 | 22 | 1 | 0.14135 | 1 | 0.053027 | 1 | 0.12919 | 1 | 0.12919 | 0 | 0 | 0 | 0 | 0 | 0 | 0 | 0 | 0 | 0
5879 | 2025-09-02 | 23 | 1 | 0.11119 | 1 | 0.045488 | 1 | 0.10293 | 1 | 0.10293 | 0 | 0 | 0 | 0 | 0 | 0 | 0 | 0 | 0 | 0
5880 | 2025-09-02 | 24 | 1 | 0.072853 | 1 | 0.026777 | 1 | 0.065541 | 1 | 0.065541 | 0 | 0 | 0 | 0 | 0 | 0 | 0 | 0 | 0 | 0
5881 | 2025-09-03 | 1 | 1 | 0.049148 | 1 | 0.019873 | 1 | 0.045118 | 1 | 0.045118 | 0 | 0 | 0 | 0 | 0 | 0 | 0 | 0 | 0 | 0
5882 | 2025-09-03 | 2 | 0 | 0 | 0 | 0 | 0 | 0 | 0 | 0 | 0 | 0 | 0 | 0 | 0 | 0 | 0 | 0 | 0 | 0
5883 | 2025-09-03 | 3 | 1 | 0.015133 | 1 | 0.0059876 | 1 | 0.013681 | 1 | 0.013681 | 0 | 0 | 0 | 0 | 0 | 0 | 0 | 0 | 0 | 0
5884 | 2025-09-03 | 4 | 0 | 0 | 0 | 0 | 0 | 0 | 0 | 0 | 0 | 0 | 0 | 0 | 0 | 0 | 0 | 0 | 0 | 0
5885 | 2025-09-03 | 5 | 0 | 0 | 0 | 0 | 0 | 0 | 0 | 0 | 0 | 0 | 0 | 0 | 0 | 0 | 0 | 0 | 0 | 0
5886 | 2025-09-03 | 6 | 0 | 0 | 0 | 0 | 0 | 0 | 0 | 0 | 0 | 0 | 0 | 0 | 0 | 0 | 0 | 0 | 0 | 0
5887 | 2025-09-03 | 7 | 1 | 0.014359 | 1 | 0.0056816 | 1 | 0.012982 | 1 | 0.012982 | 0 | 0 | 0 | 0 | 0 | 0 | 0 | 0 | 0 | 0
5888 | 2025-09-03 | 8 | 1 | 0.036863 | 1 | 0.014325 | 1 | 0.034634 | 1 | 0.034634 | 0 | 0 | 0 | 0 | 0 | 0 | 0 | 0 | 0 | 0
5889 | 2025-09-03 | 9 | 1 | 0.096998 | 1 | 0.039949 | 1 | 0.095442 | 1 | 0.095442 | 0 | 0 | 0 | 0 | 0 | 0 | 0 | 0 | 0 | 0
5890 | 2025-09-03 | 10 | 1 | 0.12233 | 1 | 0.051249 | 1 | 0.12203 | 1 | 0.12203 | 0 | 0 | 0 | 0 | 0 | 0 | 0 | 0 | 0 | 0
5891 | 2025-09-03 | 11 | 1 | 0.19571 | 1 | 0.090365 | 1 | 0.19799 | 1 | 0.19799 | 0 | 0 | 0 | 0 | 0 | 0 | 0 | 0 | 0 | 0
5892 | 2025-09-03 | 12 | 1 | 0.1996 | 1 | 0.085162 | 1 | 0.20208 | 1 | 0.20208 | 0 | 0 | 0 | 0 | 0 | 0 | 0 | 0 | 0 | 0
5893 | 2025-09-03 | 13 | 1 | 0.23024 | 1 | 0.10631 | 1 | 0.23293 | 1 | 0.23293 | 0 | 0 | 0 | 0 | 0 | 0 | 0 | 0 | 0 | 0
5894 | 2025-09-03 | 14 | 1 | 0.24958 | 1 | 0.10649 | 1 | 0.25268 | 1 | 0.25268 | 0 | 0 | 0 | 0 | 0 | 0 | 0 | 0 | 0 | 0
5895 | 2025-09-03 | 15 | 1 | 0.27675 | 1 | 0.12042 | 1 | 0.2847 | 1 | 0.2847 | 0 | 0 | 0 | 0 | 0 | 0 | 0 | 0 | 0 | 0
5896 | 2025-09-03 | 16 | 1 | 0.29203 | 1 | 0.1328 | 1 | 0.31149 | 1 | 0.31149 | 0.05 | 0 | 0.014602 | 0 | 0.0066398 | 0 | 0.015574 | 0 | 0.015574 | 0
5897 | 2025-09-03 | 17 | 1 | 0.29439 | 1 | 0.13723 | 1 | 0.32053 | 1 | 0.32053 | 0.05 | 0 | 0.01472 | 0 | 0.0068617 | 0 | 0.016026 | 0 | 0.016026 | 0
5898 | 2025-09-03 | 18 | 1 | 0.30339 | 1 | 0.14288 | 1 | 0.31156 | 1 | 0.31156 | 0.05 | 0 | 0.01517 | 0 | 0.0071442 | 0 | 0.015578 | 0 | 0.015578 | 0
5899 | 2025-09-03 | 19 | 1 | 0.2488 | 1 | 0.10737 | 1 | 0.23938 | 1 | 0.23938 | 0.05 | 0 | 0.01244 | 0 | 0.0053687 | 0 | 0.011969 | 0 | 0.011969 | 0
5900 | 2025-09-03 | 20 | 1 | 0.19686 | 1 | 0.076499 | 1 | 0.18495 | 1 | 0.18495 | 0.05 | 0 | 0.0098428 | 0 | 0.003825 | 0 | 0.0092477 | 0 | 0.0092477 | 0
5901 | 2025-09-03 | 21 | 1 | 0.18351 | 1 | 0.076002 | 1 | 0.17137 | 1 | 0.17137 | 0.05 | 0 | 0.0091755 | 0 | 0.0038001 | 0 | 0.0085684 | 0 | 0.0085684 | 0
5902 | 2025-09-03 | 22 | 1 | 0.14756 | 1 | 0.056635 | 1 | 0.13729 | 1 | 0.13729 | 0 | 0 | 0 | 0 | 0 | 0 | 0 | 0 | 0 | 0
5903 | 2025-09-03 | 23 | 1 | 0.1117 | 1 | 0.042371 | 1 | 0.10298 | 1 | 0.10298 | 0 | 0 | 0 | 0 | 0 | 0 | 0 | 0 | 0 | 0
5904 | 2025-09-03 | 24 | 1 | 0.085877 | 1 | 0.036528 | 1 | 0.081755 | 1 | 0.081755 | 0 | 0 | 0 | 0 | 0 | 0 | 0 | 0 | 0 | 0
5905 | 2025-09-04 | 1 | 1 | 0.060834 | 1 | 0.025524 | 1 | 0.057342 | 1 | 0.057342 | 0 | 0 | 0 | 0 | 0 | 0 | 0 | 0 | 0 | 0
5906 | 2025-09-04 | 2 | 1 | 0.037797 | 1 | 0.014955 | 1 | 0.034172 | 1 | 0.034172 | 0 | 0 | 0 | 0 | 0 | 0 | 0 | 0 | 0 | 0
5907 | 2025-09-04 | 3 | 1 | 0.020683 | 1 | 0.0076021 | 1 | 0.018607 | 1 | 0.018607 | 0 | 0 | 0 | 0 | 0 | 0 | 0 | 0 | 0 | 0
5908 | 2025-09-04 | 4 | 1 | 0.013233 | 1 | 0.0049124 | 1 | 0.011996 | 1 | 0.011996 | 0 | 0 | 0 | 0 | 0 | 0 | 0 | 0 | 0 | 0
5909 | 2025-09-04 | 5 | 1 | 0.012031 | 1 | 0.0047605 | 1 | 0.010878 | 1 | 0.010878 | 0 | 0 | 0 | 0 | 0 | 0 | 0 | 0 | 0 | 0
5910 | 2025-09-04 | 6 | 1 | 0.011135 | 1 | 0.0044527 | 1 | 0.010142 | 1 | 0.010142 | 0 | 0 | 0 | 0 | 0 | 0 | 0 | 0 | 0 | 0
5911 | 2025-09-04 | 7 | 1 | 0.0074148 | 1 | 0.0028458 | 1 | 0.0068988 | 1 | 0.0068988 | 0 | 0 | 0 | 0 | 0 | 0 | 0 | 0 | 0 | 0
5912 | 2025-09-04 | 8 | 1 | 0.070434 | 1 | 0.029008 | 1 | 0.069304 | 1 | 0.069304 | 0 | 0 | 0 | 0 | 0 | 0 | 0 | 0 | 0 | 0
5913 | 2025-09-04 | 9 | 1 | 0.11219 | 1 | 0.046999 | 1 | 0.11191 | 1 | 0.11191 | 0 | 0 | 0 | 0 | 0 | 0 | 0 | 0 | 0 | 0
5914 | 2025-09-04 | 10 | 1 | 0.16906 | 1 | 0.076628 | 1 | 0.16867 | 1 | 0.16867 | 0 | 0 | 0 | 0 | 0 | 0 | 0 | 0 | 0 | 0
5915 | 2025-09-04 | 11 | 1 | 0.19165 | 1 | 0.080291 | 1 | 0.19119 | 1 | 0.19119 | 0 | 0 | 0 | 0 | 0 | 0 | 0 | 0 | 0 | 0
5916 | 2025-09-04 | 12 | 1 | 0.20008 | 1 | 0.085365 | 1 | 0.20256 | 1 | 0.20256 | 0 | 0 | 0 | 0 | 0 | 0 | 0 | 0 | 0 | 0
5917 | 2025-09-04 | 13 | 1 | 0.22277 | 1 | 0.10286 | 1 | 0.22537 | 1 | 0.22537 | 0 | 0 | 0 | 0 | 0 | 0 | 0 | 0 | 0 | 0
5918 | 2025-09-04 | 14 | 1 | 0.21079 | 1 | 0.091722 | 1 | 0.21685 | 1 | 0.21685 | 0 | 0 | 0 | 0 | 0 | 0 | 0 | 0 | 0 | 0
5919 | 2025-09-04 | 15 | 1 | 0.22976 | 1 | 0.11052 | 1 | 0.23978 | 1 | 0.23978 | 0 | 0 | 0 | 0 | 0 | 0 | 0 | 0 | 0 | 0
5920 | 2025-09-04 | 16 | 1 | 0.2246 | 1 | 0.10578 | 1 | 0.23065 | 1 | 0.23065 | 0.05 | 0 | 0.01123 | 0 | 0.0052888 | 0 | 0.011532 | 0 | 0.011532 | 0
5921 | 2025-09-04 | 17 | 1 | 0.22732 | 1 | 0.096988 | 1 | 0.23014 | 1 | 0.23014 | 0.05 | 0 | 0.011366 | 0 | 0.0048494 | 0 | 0.011507 | 0 | 0.011507 | 0
5922 | 2025-09-04 | 18 | 1 | 0.19713 | 1 | 0.084108 | 1 | 0.19958 | 1 | 0.19958 | 0.05 | 0 | 0.0098565 | 0 | 0.0042054 | 0 | 0.0099789 | 0 | 0.0099789 | 0
5923 | 2025-09-04 | 19 | 1 | 0.17975 | 1 | 0.076694 | 1 | 0.18198 | 1 | 0.18198 | 0.05 | 0 | 0.0089876 | 0 | 0.0038347 | 0 | 0.0090992 | 0 | 0.0090992 | 0
5924 | 2025-09-04 | 20 | 1 | 0.16447 | 1 | 0.068904 | 1 | 0.16407 | 1 | 0.16407 | 0.05 | 0 | 0.0082236 | 0 | 0.0034452 | 0 | 0.0082035 | 0 | 0.0082035 | 0
5925 | 2025-09-04 | 21 | 1 | 0.16051 | 1 | 0.070342 | 1 | 0.15618 | 1 | 0.15618 | 0.05 | 0 | 0.0080253 | 0 | 0.0035171 | 0 | 0.007809 | 0 | 0.007809 | 0
5926 | 2025-09-04 | 22 | 1 | 0.14095 | 1 | 0.061772 | 1 | 0.13715 | 1 | 0.13715 | 0 | 0 | 0 | 0 | 0 | 0 | 0 | 0 | 0 | 0
5927 | 2025-09-04 | 23 | 1 | 0.10647 | 1 | 0.043851 | 1 | 0.10477 | 1 | 0.10477 | 0 | 0 | 0 | 0 | 0 | 0 | 0 | 0 | 0 | 0
5928 | 2025-09-04 | 24 | 1 | 0.082097 | 1 | 0.033277 | 1 | 0.079755 | 1 | 0.079755 | 0 | 0 | 0 | 0 | 0 | 0 | 0 | 0 | 0 | 0
5929 | 2025-09-05 | 1 | 1 | 0.064949 | 1 | 0.02803 | 1 | 0.06249 | 1 | 0.06249 | 0 | 0 | 0 | 0 | 0 | 0 | 0 | 0 | 0 | 0
5930 | 2025-09-05 | 2 | 1 | 0.049472 | 1 | 0.021043 | 1 | 0.047097 | 1 | 0.047097 | 0 | 0 | 0 | 0 | 0 | 0 | 0 | 0 | 0 | 0
5931 | 2025-09-05 | 3 | 1 | 0.039304 | 1 | 0.016718 | 1 | 0.037418 | 1 | 0.037418 | 0 | 0 | 0 | 0 | 0 | 0 | 0 | 0 | 0 | 0
5932 | 2025-09-05 | 4 | 1 | 0.032769 | 1 | 0.013939 | 1 | 0.031196 | 1 | 0.031196 | 0 | 0 | 0 | 0 | 0 | 0 | 0 | 0 | 0 | 0
5933 | 2025-09-05 | 5 | 1 | 0.030299 | 1 | 0.012888 | 1 | 0.028845 | 1 | 0.028845 | 0 | 0 | 0 | 0 | 0 | 0 | 0 | 0 | 0 | 0
5934 | 2025-09-05 | 6 | 1 | 0.033505 | 1 | 0.014252 | 1 | 0.031897 | 1 | 0.031897 | 0 | 0 | 0 | 0 | 0 | 0 | 0 | 0 | 0 | 0
5935 | 2025-09-05 | 7 | 1 | 0.040768 | 1 | 0.017341 | 1 | 0.038812 | 1 | 0.038812 | 0 | 0 | 0 | 0 | 0 | 0 | 0 | 0 | 0 | 0
5936 | 2025-09-05 | 8 | 1 | 0.059914 | 1 | 0.023592 | 1 | 0.056881 | 1 | 0.056881 | 0 | 0 | 0 | 0 | 0 | 0 | 0 | 0 | 0 | 0
5937 | 2025-09-05 | 9 | 1 | 0.045517 | 1 | 0.018176 | 1 | 0.043695 | 1 | 0.043695 | 0 | 0 | 0 | 0 | 0 | 0 | 0 | 0 | 0 | 0
5938 | 2025-09-05 | 10 | 1 | 0.055694 | 1 | 0.024036 | 1 | 0.053585 | 1 | 0.053585 | 0 | 0 | 0 | 0 | 0 | 0 | 0 | 0 | 0 | 0
5939 | 2025-09-05 | 11 | 1 | 0.067512 | 1 | 0.029587 | 1 | 0.065692 | 1 | 0.065692 | 0 | 0 | 0 | 0 | 0 | 0 | 0 | 0 | 0 | 0
5940 | 2025-09-05 | 12 | 1 | 0.081325 | 1 | 0.033494 | 1 | 0.08002 | 1 | 0.08002 | 0 | 0 | 0 | 0 | 0 | 0 | 0 | 0 | 0 | 0
5941 | 2025-09-05 | 13 | 1 | 0.099922 | 1 | 0.043791 | 1 | 0.09723 | 1 | 0.09723 | 0 | 0 | 0 | 0 | 0 | 0 | 0 | 0 | 0 | 0
5942 | 2025-09-05 | 14 | 1 | 0.11912 | 1 | 0.053065 | 1 | 0.11732 | 1 | 0.11732 | 0 | 0 | 0 | 0 | 0 | 0 | 0 | 0 | 0 | 0
5943 | 2025-09-05 | 15 | 1 | 0.1269 | 1 | 0.052263 | 1 | 0.12486 | 1 | 0.12486 | 0 | 0 | 0 | 0 | 0 | 0 | 0 | 0 | 0 | 0
5944 | 2025-09-05 | 16 | 1 | 0.13521 | 1 | 0.055687 | 1 | 0.13304 | 1 | 0.13304 | 0.05 | 0 | 0.0067605 | 0 | 0.0027843 | 0 | 0.0066521 | 0 | 0.0066521 | 0
5945 | 2025-09-05 | 17 | 1 | 0.12535 | 1 | 0.054933 | 1 | 0.12197 | 1 | 0.12197 | 0.05 | 0 | 0.0062673 | 0 | 0.0027467 | 0 | 0.0060985 | 0 | 0.0060985 | 0
5946 | 2025-09-05 | 18 | 1 | 0.13262 | 1 | 0.057235 | 1 | 0.1276 | 1 | 0.1276 | 0.05 | 0 | 0.0066311 | 0 | 0.0028618 | 0 | 0.0063799 | 0 | 0.0063799 | 0
5947 | 2025-09-05 | 19 | 1 | 0.12505 | 1 | 0.049935 | 1 | 0.12004 | 1 | 0.12004 | 0.05 | 0 | 0.0062524 | 0 | 0.0024968 | 0 | 0.0060022 | 0 | 0.0060022 | 0
5948 | 2025-09-05 | 20 | 1 | 0.11712 | 1 | 0.046767 | 1 | 0.11243 | 1 | 0.11243 | 0.05 | 0 | 0.0058558 | 0 | 0.0023384 | 0 | 0.0056214 | 0 | 0.0056214 | 0
5949 | 2025-09-05 | 21 | 1 | 0.11114 | 1 | 0.044382 | 1 | 0.1067 | 1 | 0.1067 | 0.05 | 0 | 0.0055572 | 0 | 0.0022191 | 0 | 0.0053348 | 0 | 0.0053348 | 0
5950 | 2025-09-05 | 22 | 1 | 0.10685 | 1 | 0.046111 | 1 | 0.1028 | 1 | 0.1028 | 0 | 0 | 0 | 0 | 0 | 0 | 0 | 0 | 0 | 0
5951 | 2025-09-05 | 23 | 1 | 0.086433 | 1 | 0.037302 | 1 | 0.083159 | 1 | 0.083159 | 0 | 0 | 0 | 0 | 0 | 0 | 0 | 0 | 0 | 0
5952 | 2025-09-05 | 24 | 1 | 0.065829 | 1 | 0.028409 | 1 | 0.063336 | 1 | 0.063336 | 0 | 0 | 0 | 0 | 0 | 0 | 0 | 0 | 0 | 0
5953 | 2025-09-06 | 1 | 1 | 0.045678 | 1 | 0.01824 | 1 | 0.04385 | 1 | 0.04385 | 0 | 0 | 0 | 0 | 0 | 0 | 0 | 0 | 0 | 0
5954 | 2025-09-06 | 2 | 1 | 0.035377 | 1 | 0.014127 | 1 | 0.033961 | 1 | 0.033961 | 0 | 0 | 0 | 0 | 0 | 0 | 0 | 0 | 0 | 0
5955 | 2025-09-06 | 3 | 1 | 0.029412 | 1 | 0.011581 | 1 | 0.027923 | 1 | 0.027923 | 0 | 0 | 0 | 0 | 0 | 0 | 0 | 0 | 0 | 0
5956 | 2025-09-06 | 4 | 1 | 0.02611 | 1 | 0.010955 | 1 | 0.024611 | 1 | 0.024611 | 0 | 0 | 0 | 0 | 0 | 0 | 0 | 0 | 0 | 0
5957 | 2025-09-06 | 5 | 1 | 0.023545 | 1 | 0.0092712 | 1 | 0.022353 | 1 | 0.022353 | 0 | 0 | 0 | 0 | 0 | 0 | 0 | 0 | 0 | 0
5958 | 2025-09-06 | 6 | 1 | 0.028954 | 1 | 0.012148 | 1 | 0.027292 | 1 | 0.027292 | 0 | 0 | 0 | 0 | 0 | 0 | 0 | 0 | 0 | 0
5959 | 2025-09-06 | 7 | 1 | 0.03455 | 1 | 0.013604 | 1 | 0.0328 | 1 | 0.0328 | 0 | 0 | 0 | 0 | 0 | 0 | 0 | 0 | 0 | 0
5960 | 2025-09-06 | 8 | 1 | 0.052646 | 1 | 0.022393 | 1 | 0.050119 | 1 | 0.050119 | 0 | 0 | 0 | 0 | 0 | 0 | 0 | 0 | 0 | 0
5961 | 2025-09-06 | 9 | 1 | 0.059046 | 1 | 0.025115 | 1 | 0.056212 | 1 | 0.056212 | 0 | 0 | 0 | 0 | 0 | 0 | 0 | 0 | 0 | 0
5962 | 2025-09-06 | 10 | 1 | 0.070323 | 1 | 0.028963 | 1 | 0.069195 | 1 | 0.069195 | 0 | 0 | 0 | 0 | 0 | 0 | 0 | 0 | 0 | 0
5963 | 2025-09-06 | 11 | 1 | 0.073651 | 1 | 0.032809 | 1 | 0.072537 | 1 | 0.072537 | 0 | 0 | 0 | 0 | 0 | 0 | 0 | 0 | 0 | 0
5964 | 2025-09-06 | 12 | 1 | 0.11366 | 1 | 0.054674 | 1 | 0.11862 | 1 | 0.11862 | 0 | 0 | 0 | 0 | 0 | 0 | 0 | 0 | 0 | 0
5965 | 2025-09-06 | 13 | 1 | 0.17895 | 1 | 0.086081 | 1 | 0.18676 | 1 | 0.18676 | 0 | 0 | 0 | 0 | 0 | 0 | 0 | 0 | 0 | 0
5966 | 2025-09-06 | 14 | 1 | 0.21621 | 1 | 0.096092 | 1 | 0.22631 | 1 | 0.22631 | 0 | 0 | 0 | 0 | 0 | 0 | 0 | 0 | 0 | 0
5967 | 2025-09-06 | 15 | 1 | 0.25775 | 1 | 0.12139 | 1 | 0.26469 | 1 | 0.26469 | 0 | 0 | 0 | 0 | 0 | 0 | 0 | 0 | 0 | 0
5968 | 2025-09-06 | 16 | 1 | 0.22093 | 1 | 0.090989 | 1 | 0.21738 | 1 | 0.21738 | 0 | 0 | 0 | 0 | 0 | 0 | 0 | 0 | 0 | 0
5969 | 2025-09-06 | 17 | 1 | 0.21057 | 1 | 0.088217 | 1 | 0.21006 | 1 | 0.21006 | 0 | 0 | 0 | 0 | 0 | 0 | 0 | 0 | 0 | 0
5970 | 2025-09-06 | 18 | 1 | 0.24745 | 1 | 0.11023 | 1 | 0.24371 | 1 | 0.24371 | 0 | 0 | 0 | 0 | 0 | 0 | 0 | 0 | 0 | 0
5971 | 2025-09-06 | 19 | 1 | 0.22121 | 1 | 0.098541 | 1 | 0.21786 | 1 | 0.21786 | 0 | 0 | 0 | 0 | 0 | 0 | 0 | 0 | 0 | 0
5972 | 2025-09-06 | 20 | 1 | 0.17783 | 1 | 0.073237 | 1 | 0.17497 | 1 | 0.17497 | 0 | 0 | 0 | 0 | 0 | 0 | 0 | 0 | 0 | 0
5973 | 2025-09-06 | 21 | 1 | 0.16238 | 1 | 0.064842 | 1 | 0.15588 | 1 | 0.15588 | 0 | 0 | 0 | 0 | 0 | 0 | 0 | 0 | 0 | 0
5974 | 2025-09-06 | 22 | 1 | 0.13961 | 1 | 0.052959 | 1 | 0.12871 | 1 | 0.12871 | 0 | 0 | 0 | 0 | 0 | 0 | 0 | 0 | 0 | 0
5975 | 2025-09-06 | 23 | 1 | 0.10432 | 1 | 0.039134 | 1 | 0.095344 | 1 | 0.095344 | 0 | 0 | 0 | 0 | 0 | 0 | 0 | 0 | 0 | 0
5976 | 2025-09-06 | 24 | 1 | 0.078934 | 1 | 0.031917 | 1 | 0.072462 | 1 | 0.072462 | 0 | 0 | 0 | 0 | 0 | 0 | 0 | 0 | 0 | 0
5977 | 2025-09-07 | 1 | 1 | 0.05304 | 1 | 0.019898 | 1 | 0.048478 | 1 | 0.048478 | 0 | 0 | 0 | 0 | 0 | 0 | 0 | 0 | 0 | 0
5978 | 2025-09-07 | 2 | 1 | 0.034878 | 1 | 0.013084 | 1 | 0.031878 | 1 | 0.031878 | 0 | 0 | 0 | 0 | 0 | 0 | 0 | 0 | 0 | 0
5979 | 2025-09-07 | 3 | 1 | 0.021299 | 1 | 0.0079903 | 1 | 0.019467 | 1 | 0.019467 | 0 | 0 | 0 | 0 | 0 | 0 | 0 | 0 | 0 | 0
5980 | 2025-09-07 | 4 | 1 | 0.015504 | 1 | 0.0058809 | 1 | 0.014293 | 1 | 0.014293 | 0 | 0 | 0 | 0 | 0 | 0 | 0 | 0 | 0 | 0
5981 | 2025-09-07 | 5 | 1 | 0.015865 | 1 | 0.0061651 | 1 | 0.014905 | 1 | 0.014905 | 0 | 0 | 0 | 0 | 0 | 0 | 0 | 0 | 0 | 0
5982 | 2025-09-07 | 6 | 1 | 0.021029 | 1 | 0.0087091 | 1 | 0.019637 | 1 | 0.019637 | 0 | 0 | 0 | 0 | 0 | 0 | 0 | 0 | 0 | 0
5983 | 2025-09-07 | 7 | 1 | 0.022207 | 1 | 0.0090848 | 1 | 0.020556 | 1 | 0.020556 | 0 | 0 | 0 | 0 | 0 | 0 | 0 | 0 | 0 | 0
5984 | 2025-09-07 | 8 | 1 | 0.024432 | 1 | 0.0099948 | 1 | 0.022615 | 1 | 0.022615 | 0 | 0 | 0 | 0 | 0 | 0 | 0 | 0 | 0 | 0
5985 | 2025-09-07 | 9 | 1 | 0.021142 | 1 | 0.0087561 | 1 | 0.019743 | 1 | 0.019743 | 0 | 0 | 0 | 0 | 0 | 0 | 0 | 0 | 0 | 0
5986 | 2025-09-07 | 10 | 1 | 0.039115 | 1 | 0.0162 | 1 | 0.036527 | 1 | 0.036527 | 0 | 0 | 0 | 0 | 0 | 0 | 0 | 0 | 0 | 0
5987 | 2025-09-07 | 11 | 1 | 0.048168 | 1 | 0.018967 | 1 | 0.045729 | 1 | 0.045729 | 0 | 0 | 0 | 0 | 0 | 0 | 0 | 0 | 0 | 0
5988 | 2025-09-07 | 12 | 1 | 0.057661 | 1 | 0.024884 | 1 | 0.055477 | 1 | 0.055477 | 0 | 0 | 0 | 0 | 0 | 0 | 0 | 0 | 0 | 0
5989 | 2025-09-07 | 13 | 1 | 0.059205 | 1 | 0.023998 | 1 | 0.057516 | 1 | 0.057516 | 0 | 0 | 0 | 0 | 0 | 0 | 0 | 0 | 0 | 0
5990 | 2025-09-07 | 14 | 1 | 0.066408 | 1 | 0.029582 | 1 | 0.065403 | 1 | 0.065403 | 0 | 0 | 0 | 0 | 0 | 0 | 0 | 0 | 0 | 0
5991 | 2025-09-07 | 15 | 1 | 0.054188 | 1 | 0.022317 | 1 | 0.053319 | 1 | 0.053319 | 0 | 0 | 0 | 0 | 0 | 0 | 0 | 0 | 0 | 0
5992 | 2025-09-07 | 16 | 1 | 0.083576 | 1 | 0.03555 | 1 | 0.079565 | 1 | 0.079565 | 0 | 0 | 0 | 0 | 0 | 0 | 0 | 0 | 0 | 0
5993 | 2025-09-07 | 17 | 1 | 0.084802 | 1 | 0.034926 | 1 | 0.083441 | 1 | 0.083441 | 0 | 0 | 0 | 0 | 0 | 0 | 0 | 0 | 0 | 0
5994 | 2025-09-07 | 18 | 1 | 0.099846 | 1 | 0.043758 | 1 | 0.097155 | 1 | 0.097155 | 0 | 0 | 0 | 0 | 0 | 0 | 0 | 0 | 0 | 0
5995 | 2025-09-07 | 19 | 1 | 0.11153 | 1 | 0.048135 | 1 | 0.10731 | 1 | 0.10731 | 0 | 0 | 0 | 0 | 0 | 0 | 0 | 0 | 0 | 0
5996 | 2025-09-07 | 20 | 1 | 0.11026 | 1 | 0.046901 | 1 | 0.10497 | 1 | 0.10497 | 0 | 0 | 0 | 0 | 0 | 0 | 0 | 0 | 0 | 0
5997 | 2025-09-07 | 21 | 1 | 0.10593 | 1 | 0.045057 | 1 | 0.10084 | 1 | 0.10084 | 0 | 0 | 0 | 0 | 0 | 0 | 0 | 0 | 0 | 0
5998 | 2025-09-07 | 22 | 1 | 0.095695 | 1 | 0.04015 | 1 | 0.090201 | 1 | 0.090201 | 0 | 0 | 0 | 0 | 0 | 0 | 0 | 0 | 0 | 0
5999 | 2025-09-07 | 23 | 1 | 0.073749 | 1 | 0.030544 | 1 | 0.068869 | 1 | 0.068869 | 0 | 0 | 0 | 0 | 0 | 0 | 0 | 0 | 0 | 0
6000 | 2025-09-07 | 24 | 1 | 0.049153 | 1 | 0.018865 | 1 | 0.045732 | 1 | 0.045732 | 0 | 0 | 0 | 0 | 0 | 0 | 0 | 0 | 0 | 0
6001 | 2025-09-08 | 1 | 1 | 0.034363 | 1 | 0.013189 | 1 | 0.031972 | 1 | 0.031972 | 0 | 0 | 0 | 0 | 0 | 0 | 0 | 0 | 0 | 0
6002 | 2025-09-08 | 2 | 1 | 0.025144 | 1 | 0.010286 | 1 | 0.023274 | 1 | 0.023274 | 0 | 0 | 0 | 0 | 0 | 0 | 0 | 0 | 0 | 0
6003 | 2025-09-08 | 3 | 1 | 0.016074 | 1 | 0.0060972 | 1 | 0.014818 | 1 | 0.014818 | 0 | 0 | 0 | 0 | 0 | 0 | 0 | 0 | 0 | 0
6004 | 2025-09-08 | 4 | 1 | 0.010612 | 1 | 0.003981 | 1 | 0.0096991 | 1 | 0.0096991 | 0 | 0 | 0 | 0 | 0 | 0 | 0 | 0 | 0 | 0
6005 | 2025-09-08 | 5 | 1 | 0.009105 | 1 | 0.0034157 | 1 | 0.0083219 | 1 | 0.0083219 | 0 | 0 | 0 | 0 | 0 | 0 | 0 | 0 | 0 | 0
6006 | 2025-09-08 | 6 | 1 | 0.010039 | 1 | 0.0040144 | 1 | 0.009144 | 1 | 0.009144 | 0 | 0 | 0 | 0 | 0 | 0 | 0 | 0 | 0 | 0
6007 | 2025-09-08 | 7 | 1 | 0.010056 | 1 | 0.0037724 | 1 | 0.0091908 | 1 | 0.0091908 | 0 | 0 | 0 | 0 | 0 | 0 | 0 | 0 | 0 | 0
6008 | 2025-09-08 | 8 | 1 | 0.08766 | 1 | 0.035445 | 1 | 0.080472 | 1 | 0.080472 | 0 | 0 | 0 | 0 | 0 | 0 | 0 | 0 | 0 | 0
6009 | 2025-09-08 | 9 | 1 | 0.10418 | 1 | 0.043712 | 1 | 0.098203 | 1 | 0.098203 | 0 | 0 | 0 | 0 | 0 | 0 | 0 | 0 | 0 | 0
6010 | 2025-09-08 | 10 | 1 | 0.12544 | 1 | 0.049394 | 1 | 0.11909 | 1 | 0.11909 | 0 | 0 | 0 | 0 | 0 | 0 | 0 | 0 | 0 | 0
6011 | 2025-09-08 | 11 | 1 | 0.1653 | 1 | 0.072442 | 1 | 0.16084 | 1 | 0.16084 | 0 | 0 | 0 | 0 | 0 | 0 | 0 | 0 | 0 | 0
6012 | 2025-09-08 | 12 | 1 | 0.18548 | 1 | 0.07639 | 1 | 0.18251 | 1 | 0.18251 | 0 | 0 | 0 | 0 | 0 | 0 | 0 | 0 | 0 | 0
6013 | 2025-09-08 | 13 | 1 | 0.20124 | 1 | 0.08288 | 1 | 0.19801 | 1 | 0.19801 | 0 | 0 | 0 | 0 | 0 | 0 | 0 | 0 | 0 | 0
6014 | 2025-09-08 | 14 | 1 | 0.22823 | 1 | 0.09738 | 1 | 0.23107 | 1 | 0.23107 | 0 | 0 | 0 | 0 | 0 | 0 | 0 | 0 | 0 | 0
6015 | 2025-09-08 | 15 | 1 | 0.2556 | 1 | 0.10708 | 1 | 0.25498 | 1 | 0.25498 | 0 | 0 | 0 | 0 | 0 | 0 | 0 | 0 | 0 | 0
6016 | 2025-09-08 | 16 | 1 | 0.26171 | 1 | 0.11166 | 1 | 0.26496 | 1 | 0.26496 | 0.05 | 0 | 0.013086 | 0 | 0.0055832 | 0 | 0.013248 | 0 | 0.013248 | 0
6017 | 2025-09-08 | 17 | 1 | 0.262 | 1 | 0.10976 | 1 | 0.26136 | 1 | 0.26136 | 0.05 | 0 | 0.0131 | 0 | 0.005488 | 0 | 0.013068 | 0 | 0.013068 | 0
6018 | 2025-09-08 | 18 | 1 | 0.23682 | 1 | 0.097534 | 1 | 0.23302 | 1 | 0.23302 | 0.05 | 0 | 0.011841 | 0 | 0.0048767 | 0 | 0.011651 | 0 | 0.011651 | 0
6019 | 2025-09-08 | 19 | 1 | 0.19555 | 1 | 0.078088 | 1 | 0.18772 | 1 | 0.18772 | 0.05 | 0 | 0.0097774 | 0 | 0.0039044 | 0 | 0.0093862 | 0 | 0.0093862 | 0
6020 | 2025-09-08 | 20 | 1 | 0.16635 | 1 | 0.065502 | 1 | 0.15793 | 1 | 0.15793 | 0.05 | 0 | 0.0083174 | 0 | 0.0032751 | 0 | 0.0078963 | 0 | 0.0078963 | 0
6021 | 2025-09-08 | 21 | 1 | 0.1487 | 1 | 0.058553 | 1 | 0.14117 | 1 | 0.14117 | 0.05 | 0 | 0.0074351 | 0 | 0.0029277 | 0 | 0.0070586 | 0 | 0.0070586 | 0
6022 | 2025-09-08 | 22 | 1 | 0.13354 | 1 | 0.056031 | 1 | 0.12588 | 1 | 0.12588 | 0 | 0 | 0 | 0 | 0 | 0 | 0 | 0 | 0 | 0
6023 | 2025-09-08 | 23 | 1 | 0.097204 | 1 | 0.037774 | 1 | 0.091326 | 1 | 0.091326 | 0 | 0 | 0 | 0 | 0 | 0 | 0 | 0 | 0 | 0
6024 | 2025-09-08 | 24 | 1 | 0.07116 | 1 | 0.027653 | 1 | 0.066858 | 1 | 0.066858 | 0 | 0 | 0 | 0 | 0 | 0 | 0 | 0 | 0 | 0
6025 | 2025-09-09 | 1 | 1 | 0.051102 | 1 | 0.021164 | 1 | 0.047721 | 1 | 0.047721 | 0 | 0 | 0 | 0 | 0 | 0 | 0 | 0 | 0 | 0
6026 | 2025-09-09 | 2 | 1 | 0.034784 | 1 | 0.01335 | 1 | 0.032363 | 1 | 0.032363 | 0 | 0 | 0 | 0 | 0 | 0 | 0 | 0 | 0 | 0
6027 | 2025-09-09 | 3 | 1 | 0.028129 | 1 | 0.011507 | 1 | 0.026038 | 1 | 0.026038 | 0 | 0 | 0 | 0 | 0 | 0 | 0 | 0 | 0 | 0
6028 | 2025-09-09 | 4 | 1 | 0.02171 | 1 | 0.0088812 | 1 | 0.020096 | 1 | 0.020096 | 0 | 0 | 0 | 0 | 0 | 0 | 0 | 0 | 0 | 0
6029 | 2025-09-09 | 5 | 1 | 0.018014 | 1 | 0.0074606 | 1 | 0.016822 | 1 | 0.016822 | 0 | 0 | 0 | 0 | 0 | 0 | 0 | 0 | 0 | 0
6030 | 2025-09-09 | 6 | 1 | 0.014177 | 1 | 0.0053778 | 1 | 0.01307 | 1 | 0.01307 | 0 | 0 | 0 | 0 | 0 | 0 | 0 | 0 | 0 | 0
6031 | 2025-09-09 | 7 | 1 | 0.018015 | 1 | 0.007284 | 1 | 0.016537 | 1 | 0.016537 | 0 | 0 | 0 | 0 | 0 | 0 | 0 | 0 | 0 | 0
6032 | 2025-09-09 | 8 | 1 | 0.023507 | 1 | 0.0089168 | 1 | 0.021671 | 1 | 0.021671 | 0 | 0 | 0 | 0 | 0 | 0 | 0 | 0 | 0 | 0
6033 | 2025-09-09 | 9 | 1 | 0.012018 | 1 | 0.0048594 | 1 | 0.011033 | 1 | 0.011033 | 0 | 0 | 0 | 0 | 0 | 0 | 0 | 0 | 0 | 0
6034 | 2025-09-09 | 10 | 1 | 0.0087265 | 1 | 0.0032737 | 1 | 0.0079759 | 1 | 0.0079759 | 0 | 0 | 0 | 0 | 0 | 0 | 0 | 0 | 0 | 0
6035 | 2025-09-09 | 11 | 1 | 0.0080448 | 1 | 0.0030516 | 1 | 0.0074166 | 1 | 0.0074166 | 0 | 0 | 0 | 0 | 0 | 0 | 0 | 0 | 0 | 0
6036 | 2025-09-09 | 12 | 1 | 0.0066516 | 1 | 0.0027548 | 1 | 0.0062115 | 1 | 0.0062115 | 0 | 0 | 0 | 0 | 0 | 0 | 0 | 0 | 0 | 0
6037 | 2025-09-09 | 13 | 1 | 0.003455 | 1 | 0.0013797 | 1 | 0.0033167 | 1 | 0.0033167 | 0 | 0 | 0 | 0 | 0 | 0 | 0 | 0 | 0 | 0
6038 | 2025-09-09 | 14 | 1 | 0.066304 | 1 | 0.029058 | 1 | 0.064517 | 1 | 0.064517 | 0 | 0 | 0 | 0 | 0 | 0 | 0 | 0 | 0 | 0
6039 | 2025-09-09 | 15 | 1 | 0.14058 | 1 | 0.061607 | 1 | 0.13679 | 1 | 0.13679 | 0 | 0 | 0 | 0 | 0 | 0 | 0 | 0 | 0 | 0
6040 | 2025-09-09 | 16 | 1 | 0.17748 | 1 | 0.07194 | 1 | 0.17242 | 1 | 0.17242 | 0.05 | 0 | 0.0088741 | 0 | 0.003597 | 0 | 0.008621 | 0 | 0.008621 | 0
6041 | 2025-09-09 | 17 | 1 | 0.16603 | 1 | 0.0673 | 1 | 0.1613 | 1 | 0.1613 | 0.05 | 0 | 0.0083017 | 0 | 0.003365 | 0 | 0.0080649 | 0 | 0.0080649 | 0
6042 | 2025-09-09 | 18 | 1 | 0.16726 | 1 | 0.072186 | 1 | 0.16093 | 1 | 0.16093 | 0.05 | 0 | 0.0083632 | 0 | 0.0036093 | 0 | 0.0080465 | 0 | 0.0080465 | 0
6043 | 2025-09-09 | 19 | 1 | 0.14101 | 1 | 0.056308 | 1 | 0.13536 | 1 | 0.13536 | 0.05 | 0 | 0.0070504 | 0 | 0.0028154 | 0 | 0.0067682 | 0 | 0.0067682 | 0
6044 | 2025-09-09 | 20 | 1 | 0.1323 | 1 | 0.056276 | 1 | 0.12595 | 1 | 0.12595 | 0.05 | 0 | 0.0066152 | 0 | 0.0028138 | 0 | 0.0062977 | 0 | 0.0062977 | 0
6045 | 2025-09-09 | 21 | 1 | 0.12018 | 1 | 0.049772 | 1 | 0.11223 | 1 | 0.11223 | 0.05 | 0 | 0.0060088 | 0 | 0.0024886 | 0 | 0.0056113 | 0 | 0.0056113 | 0
6046 | 2025-09-09 | 22 | 1 | 0.10326 | 1 | 0.041754 | 1 | 0.094796 | 1 | 0.094796 | 0 | 0 | 0 | 0 | 0 | 0 | 0 | 0 | 0 | 0
6047 | 2025-09-09 | 23 | 1 | 0.074129 | 1 | 0.029037 | 1 | 0.06655 | 1 | 0.06655 | 0 | 0 | 0 | 0 | 0 | 0 | 0 | 0 | 0 | 0
6048 | 2025-09-09 | 24 | 1 | 0.044146 | 1 | 0.017127 | 1 | 0.03937 | 1 | 0.03937 | 0 | 0 | 0 | 0 | 0 | 0 | 0 | 0 | 0 | 0
6049 | 2025-09-10 | 1 | 0 | 0 | 0 | 0 | 0 | 0 | 0 | 0 | 0 | 0 | 0 | 0 | 0 | 0 | 0 | 0 | 0 | 0
6050 | 2025-09-10 | 2 | 0 | 0 | 0 | 0 | 0 | 0 | 0 | 0 | 0 | 0 | 0 | 0 | 0 | 0 | 0 | 0 | 0 | 0
6051 | 2025-09-10 | 3 | 0 | 0 | 0 | 0 | 0 | 0 | 0 | 0 | 0 | 0 | 0 | 0 | 0 | 0 | 0 | 0 | 0 | 0
6052 | 2025-09-10 | 4 | 0 | 0 | 0 | 0 | 0 | 0 | 0 | 0 | 0 | 0 | 0 | 0 | 0 | 0 | 0 | 0 | 0 | 0
6053 | 2025-09-10 | 5 | 0 | 0 | 0 | 0 | 0 | 0 | 0 | 0 | 0 | 0 | 0 | 0 | 0 | 0 | 0 | 0 | 0 | 0
6054 | 2025-09-10 | 6 | 0 | 0 | 0 | 0 | 0 | 0 | 0 | 0 | 0 | 0 | 0 | 0 | 0 | 0 | 0 | 0 | 0 | 0
6055 | 2025-09-10 | 7 | 0 | 0 | 0 | 0 | 0 | 0 | 0 | 0 | 0 | 0 | 0 | 0 | 0 | 0 | 0 | 0 | 0 | 0
6056 | 2025-09-10 | 8 | 0 | 0 | 0 | 0 | 0 | 0 | 0 | 0 | 0 | 0 | 0 | 0 | 0 | 0 | 0 | 0 | 0 | 0
6057 | 2025-09-10 | 9 | 1 | 0.036536 | 1 | 0.014311 | 1 | 0.0328 | 1 | 0.0328 | 0 | 0 | 0 | 0 | 0 | 0 | 0 | 0 | 0 | 0
6058 | 2025-09-10 | 10 | 1 | 0.090362 | 1 | 0.035754 | 1 | 0.081696 | 1 | 0.081696 | 0 | 0 | 0 | 0 | 0 | 0 | 0 | 0 | 0 | 0
6059 | 2025-09-10 | 11 | 1 | 0.12191 | 1 | 0.046243 | 1 | 0.11239 | 1 | 0.11239 | 0 | 0 | 0 | 0 | 0 | 0 | 0 | 0 | 0 | 0
6060 | 2025-09-10 | 12 | 1 | 0.11024 | 1 | 0.041818 | 1 | 0.10163 | 1 | 0.10163 | 0 | 0 | 0 | 0 | 0 | 0 | 0 | 0 | 0 | 0
6061 | 2025-09-10 | 13 | 1 | 0.083654 | 1 | 0.031382 | 1 | 0.076458 | 1 | 0.076458 | 0 | 0 | 0 | 0 | 0 | 0 | 0 | 0 | 0 | 0
6062 | 2025-09-10 | 14 | 1 | 0.13053 | 1 | 0.049512 | 1 | 0.12033 | 1 | 0.12033 | 0 | 0 | 0 | 0 | 0 | 0 | 0 | 0 | 0 | 0
6063 | 2025-09-10 | 15 | 1 | 0.14402 | 1 | 0.05403 | 1 | 0.13164 | 1 | 0.13164 | 0 | 0 | 0 | 0 | 0 | 0 | 0 | 0 | 0 | 0
6064 | 2025-09-10 | 16 | 1 | 0.12436 | 1 | 0.046165 | 1 | 0.11274 | 1 | 0.11274 | 0.05 | 0 | 0.0062178 | 0 | 0.0023082 | 0 | 0.0056369 | 0 | 0.0056369 | 0
6065 | 2025-09-10 | 17 | 1 | 0.12559 | 1 | 0.049692 | 1 | 0.11354 | 1 | 0.11354 | 0.05 | 0 | 0.0062794 | 0 | 0.0024846 | 0 | 0.0056772 | 0 | 0.0056772 | 0
6066 | 2025-09-10 | 18 | 1 | 0.10243 | 1 | 0.03765 | 1 | 0.092153 | 1 | 0.092153 | 0.05 | 0 | 0.0051217 | 0 | 0.0018825 | 0 | 0.0046076 | 0 | 0.0046076 | 0
6067 | 2025-09-10 | 19 | 1 | 0.096116 | 1 | 0.037649 | 1 | 0.08629 | 1 | 0.08629 | 0.05 | 0 | 0.0048058 | 0 | 0.0018825 | 0 | 0.0043145 | 0 | 0.0043145 | 0
6068 | 2025-09-10 | 20 | 1 | 0.080583 | 1 | 0.031263 | 1 | 0.071864 | 1 | 0.071864 | 0.05 | 0 | 0.0040291 | 0 | 0.0015632 | 0 | 0.0035932 | 0 | 0.0035932 | 0
6069 | 2025-09-10 | 21 | 0 | 0 | 0 | 0 | 0 | 0 | 0 | 0 | 0.05 | 0 | 0 | 0 | 0 | 0 | 0 | 0 | 0 | 0
6070 | 2025-09-10 | 22 | 0 | 0 | 0 | 0 | 0 | 0 | 0 | 0 | 0 | 0 | 0 | 0 | 0 | 0 | 0 | 0 | 0 | 0
6071 | 2025-09-10 | 23 | 1 | 0.0249 | 1 | 0.0090662 | 1 | 0.022239 | 1 | 0.022239 | 0 | 0 | 0 | 0 | 0 | 0 | 0 | 0 | 0 | 0
6072 | 2025-09-10 | 24 | 1 | 0.015159 | 1 | 0.0058813 | 1 | 0.013519 | 1 | 0.013519 | 0 | 0 | 0 | 0 | 0 | 0 | 0 | 0 | 0 | 0
6073 | 2025-09-11 | 1 | 1 | 0.014816 | 1 | 0.0057481 | 1 | 0.013213 | 1 | 0.013213 | 0 | 0 | 0 | 0 | 0 | 0 | 0 | 0 | 0 | 0
6074 | 2025-09-11 | 2 | 1 | 0.014488 | 1 | 0.0056208 | 1 | 0.01292 | 1 | 0.01292 | 0 | 0 | 0 | 0 | 0 | 0 | 0 | 0 | 0 | 0
6075 | 2025-09-11 | 3 | 0 | 0 | 0 | 0 | 0 | 0 | 0 | 0 | 0 | 0 | 0 | 0 | 0 | 0 | 0 | 0 | 0 | 0
6076 | 2025-09-11 | 4 | 0 | 0 | 0 | 0 | 0 | 0 | 0 | 0 | 0 | 0 | 0 | 0 | 0 | 0 | 0 | 0 | 0 | 0
6077 | 2025-09-11 | 5 | 0 | 0 | 0 | 0 | 0 | 0 | 0 | 0 | 0 | 0 | 0 | 0 | 0 | 0 | 0 | 0 | 0 | 0
6078 | 2025-09-11 | 6 | 0 | 0 | 0 | 0 | 0 | 0 | 0 | 0 | 0 | 0 | 0 | 0 | 0 | 0 | 0 | 0 | 0 | 0
6079 | 2025-09-11 | 7 | 0 | 0 | 0 | 0 | 0 | 0 | 0 | 0 | 0 | 0 | 0 | 0 | 0 | 0 | 0 | 0 | 0 | 0
6080 | 2025-09-11 | 8 | 0 | 0 | 0 | 0 | 0 | 0 | 0 | 0 | 0 | 0 | 0 | 0 | 0 | 0 | 0 | 0 | 0 | 0
6081 | 2025-09-11 | 9 | 1 | 0.0292 | 1 | 0.011554 | 1 | 0.0264 | 1 | 0.0264 | 0 | 0 | 0 | 0 | 0 | 0 | 0 | 0 | 0 | 0
6082 | 2025-09-11 | 10 | 1 | 0.072214 | 1 | 0.028877 | 1 | 0.065775 | 1 | 0.065775 | 0 | 0 | 0 | 0 | 0 | 0 | 0 | 0 | 0 | 0
6083 | 2025-09-11 | 11 | 1 | 0.060559 | 1 | 0.022481 | 1 | 0.054902 | 1 | 0.054902 | 0 | 0 | 0 | 0 | 0 | 0 | 0 | 0 | 0 | 0
6084 | 2025-09-11 | 12 | 1 | 0.083751 | 1 | 0.034262 | 1 | 0.077525 | 1 | 0.077525 | 0 | 0 | 0 | 0 | 0 | 0 | 0 | 0 | 0 | 0
6085 | 2025-09-11 | 13 | 1 | 0.11663 | 1 | 0.044764 | 1 | 0.10852 | 1 | 0.10852 | 0 | 0 | 0 | 0 | 0 | 0 | 0 | 0 | 0 | 0
6086 | 2025-09-11 | 14 | 1 | 0.13846 | 1 | 0.057344 | 1 | 0.1293 | 1 | 0.1293 | 0 | 0 | 0 | 0 | 0 | 0 | 0 | 0 | 0 | 0
6087 | 2025-09-11 | 15 | 1 | 0.12009 | 1 | 0.046091 | 1 | 0.11173 | 1 | 0.11173 | 0 | 0 | 0 | 0 | 0 | 0 | 0 | 0 | 0 | 0
6088 | 2025-09-11 | 16 | 1 | 0.13447 | 1 | 0.051609 | 1 | 0.12511 | 1 | 0.12511 | 0.05 | 0 | 0.0067233 | 0 | 0.0025804 | 0 | 0.0062554 | 0 | 0.0062554 | 0
6089 | 2025-09-11 | 17 | 1 | 0.11363 | 1 | 0.042629 | 1 | 0.10386 | 1 | 0.10386 | 0.05 | 0 | 0.0056817 | 0 | 0.0021315 | 0 | 0.005193 | 0 | 0.005193 | 0
6090 | 2025-09-11 | 18 | 1 | 0.10627 | 1 | 0.042497 | 1 | 0.096798 | 1 | 0.096798 | 0.05 | 0 | 0.0053137 | 0 | 0.0021248 | 0 | 0.0048399 | 0 | 0.0048399 | 0
6091 | 2025-09-11 | 19 | 1 | 0.096724 | 1 | 0.035217 | 1 | 0.086387 | 1 | 0.086387 | 0.05 | 0 | 0.0048362 | 0 | 0.0017609 | 0 | 0.0043194 | 0 | 0.0043194 | 0
6092 | 2025-09-11 | 20 | 0 | 0 | 0 | 0 | 0 | 0 | 0 | 0 | 0.05 | 0 | 0 | 0 | 0 | 0 | 0 | 0 | 0 | 0
6093 | 2025-09-11 | 21 | 0 | 0 | 0 | 0 | 0 | 0 | 0 | 0 | 0.05 | 0 | 0 | 0 | 0 | 0 | 0 | 0 | 0 | 0
6094 | 2025-09-11 | 22 | 0 | 0 | 0 | 0 | 0 | 0 | 0 | 0 | 0 | 0 | 0 | 0 | 0 | 0 | 0 | 0 | 0 | 0
6095 | 2025-09-11 | 23 | 0 | 0 | 0 | 0 | 0 | 0 | 0 | 0 | 0 | 0 | 0 | 0 | 0 | 0 | 0 | 0 | 0 | 0
6096 | 2025-09-11 | 24 | 0 | 0 | 0 | 0 | 0 | 0 | 0 | 0 | 0 | 0 | 0 | 0 | 0 | 0 | 0 | 0 | 0 | 0
6097 | 2025-09-12 | 1 | 0 | 0 | 0 | 0 | 0 | 0 | 0 | 0 | 0 | 0 | 0 | 0 | 0 | 0 | 0 | 0 | 0 | 0
6098 | 2025-09-12 | 2 | 0 | 0 | 0 | 0 | 0 | 0 | 0 | 0 | 0 | 0 | 0 | 0 | 0 | 0 | 0 | 0 | 0 | 0
6099 | 2025-09-12 | 3 | 0 | 0 | 0 | 0 | 0 | 0 | 0 | 0 | 0 | 0 | 0 | 0 | 0 | 0 | 0 | 0 | 0 | 0
6100 | 2025-09-12 | 4 | 0 | -0.008594 | 0 | -0.008594 | 0 | -0.041424 | 0 | -0.041424 | 0 | 0 | 0 | 0 | 0 | 0 | 0 | 0 | 0 | 0
6101 | 2025-09-12 | 5 | 0 | -0.019071 | 0 | -0.019071 | 0 | -0.088777 | 0 | -0.088777 | 0 | 0 | 0 | 0 | 0 | 0 | 0 | 0 | 0 | 0
6102 | 2025-09-12 | 6 | 0 | -0.011344 | 0 | -0.011344 | 0 | -0.064784 | 0 | -0.064784 | 0 | 0 | 0 | 0 | 0 | 0 | 0 | 0 | 0 | 0
6103 | 2025-09-12 | 7 | 0 | 0 | 0 | 0 | 0 | 0 | 0 | 0 | 0 | 0 | 0 | 0 | 0 | 0 | 0 | 0 | 0 | 0
6104 | 2025-09-12 | 8 | 0 | 0 | 0 | 0 | 0 | 0 | 0 | 0 | 0 | 0 | 0 | 0 | 0 | 0 | 0 | 0 | 0 | 0
6105 | 2025-09-12 | 9 | 0 | 0 | 0 | 0 | 0 | 0 | 0 | 0 | 0 | 0 | 0 | 0 | 0 | 0 | 0 | 0 | 0 | 0
6106 | 2025-09-12 | 10 | 1 | 0.026014 | 1 | 0.0095614 | 1 | 0.023403 | 1 | 0.023403 | 0 | 0 | 0 | 0 | 0 | 0 | 0 | 0 | 0 | 0
6107 | 2025-09-12 | 11 | 1 | 0.080004 | 1 | 0.030013 | 1 | 0.073122 | 1 | 0.073122 | 0 | 0 | 0 | 0 | 0 | 0 | 0 | 0 | 0 | 0
6108 | 2025-09-12 | 12 | 1 | 0.11147 | 1 | 0.042283 | 1 | 0.10276 | 1 | 0.10276 | 0 | 0 | 0 | 0 | 0 | 0 | 0 | 0 | 0 | 0
6109 | 2025-09-12 | 13 | 1 | 0.14199 | 1 | 0.058805 | 1 | 0.13259 | 1 | 0.13259 | 0 | 0 | 0 | 0 | 0 | 0 | 0 | 0 | 0 | 0
6110 | 2025-09-12 | 14 | 1 | 0.17052 | 1 | 0.066267 | 1 | 0.16021 | 1 | 0.16021 | 0 | 0 | 0 | 0 | 0 | 0 | 0 | 0 | 0 | 0
6111 | 2025-09-12 | 15 | 1 | 0.21194 | 1 | 0.087775 | 1 | 0.19791 | 1 | 0.19791 | 0 | 0 | 0 | 0 | 0 | 0 | 0 | 0 | 0 | 0
6112 | 2025-09-12 | 16 | 1 | 0.23028 | 1 | 0.095371 | 1 | 0.21504 | 1 | 0.21504 | 0.05 | 0 | 0.011514 | 0 | 0.0047685 | 0 | 0.010752 | 0 | 0.010752 | 0
6113 | 2025-09-12 | 17 | 1 | 0.23859 | 1 | 0.098815 | 1 | 0.22281 | 1 | 0.22281 | 0.05 | 0 | 0.01193 | 0 | 0.0049407 | 0 | 0.01114 | 0 | 0.01114 | 0
6114 | 2025-09-12 | 18 | 1 | 0.20553 | 1 | 0.077963 | 1 | 0.18948 | 1 | 0.18948 | 0.05 | 0 | 0.010276 | 0 | 0.0038982 | 0 | 0.009474 | 0 | 0.009474 | 0
6115 | 2025-09-12 | 19 | 1 | 0.16632 | 1 | 0.067251 | 1 | 0.15269 | 1 | 0.15269 | 0.05 | 0 | 0.0083162 | 0 | 0.0033626 | 0 | 0.0076343 | 0 | 0.0076343 | 0
6116 | 2025-09-12 | 20 | 1 | 0.1312 | 1 | 0.049767 | 1 | 0.12095 | 1 | 0.12095 | 0.05 | 0 | 0.0065599 | 0 | 0.0024883 | 0 | 0.0060476 | 0 | 0.0060476 | 0
6117 | 2025-09-12 | 21 | 1 | 0.11735 | 1 | 0.044514 | 1 | 0.10819 | 1 | 0.10819 | 0.05 | 0 | 0.0058675 | 0 | 0.0022257 | 0 | 0.0054093 | 0 | 0.0054093 | 0
6118 | 2025-09-12 | 22 | 1 | 0.10052 | 1 | 0.038128 | 1 | 0.092666 | 1 | 0.092666 | 0 | 0 | 0 | 0 | 0 | 0 | 0 | 0 | 0 | 0
6119 | 2025-09-12 | 23 | 1 | 0.080939 | 1 | 0.032727 | 1 | 0.074302 | 1 | 0.074302 | 0 | 0 | 0 | 0 | 0 | 0 | 0 | 0 | 0 | 0
6120 | 2025-09-12 | 24 | 1 | 0.052081 | 1 | 0.019538 | 1 | 0.047601 | 1 | 0.047601 | 0 | 0 | 0 | 0 | 0 | 0 | 0 | 0 | 0 | 0
6121 | 2025-09-13 | 1 | 1 | 0.034366 | 1 | 0.013896 | 1 | 0.031548 | 1 | 0.031548 | 0 | 0 | 0 | 0 | 0 | 0 | 0 | 0 | 0 | 0
6122 | 2025-09-13 | 2 | 1 | 0.023796 | 1 | 0.0097349 | 1 | 0.022027 | 1 | 0.022027 | 0 | 0 | 0 | 0 | 0 | 0 | 0 | 0 | 0 | 0
6123 | 2025-09-13 | 3 | 1 | 0.017173 | 1 | 0.0071122 | 1 | 0.016037 | 1 | 0.016037 | 0 | 0 | 0 | 0 | 0 | 0 | 0 | 0 | 0 | 0
6124 | 2025-09-13 | 4 | 1 | 0.010493 | 1 | 0.0043455 | 1 | 0.0097983 | 1 | 0.0097983 | 0 | 0 | 0 | 0 | 0 | 0 | 0 | 0 | 0 | 0
6125 | 2025-09-13 | 5 | 1 | 0.0061532 | 1 | 0.0023616 | 1 | 0.005725 | 1 | 0.005725 | 0 | 0 | 0 | 0 | 0 | 0 | 0 | 0 | 0 | 0
6126 | 2025-09-13 | 6 | 1 | 0.0058316 | 1 | 0.0022382 | 1 | 0.0054258 | 1 | 0.0054258 | 0 | 0 | 0 | 0 | 0 | 0 | 0 | 0 | 0 | 0
6127 | 2025-09-13 | 7 | 1 | 0.0059569 | 1 | 0.0022863 | 1 | 0.0055424 | 1 | 0.0055424 | 0 | 0 | 0 | 0 | 0 | 0 | 0 | 0 | 0 | 0
6128 | 2025-09-13 | 8 | 1 | 0.0057108 | 1 | 0.0023652 | 1 | 0.005333 | 1 | 0.005333 | 0 | 0 | 0 | 0 | 0 | 0 | 0 | 0 | 0 | 0
6129 | 2025-09-13 | 9 | 1 | 0.0065575 | 1 | 0.0026826 | 1 | 0.00607 | 1 | 0.00607 | 0 | 0 | 0 | 0 | 0 | 0 | 0 | 0 | 0 | 0
6130 | 2025-09-13 | 10 | 1 | 0.0082557 | 1 | 0.0030971 | 1 | 0.0075456 | 1 | 0.0075456 | 0 | 0 | 0 | 0 | 0 | 0 | 0 | 0 | 0 | 0
6131 | 2025-09-13 | 11 | 1 | 0.0099894 | 1 | 0.0039945 | 1 | 0.0090987 | 1 | 0.0090987 | 0 | 0 | 0 | 0 | 0 | 0 | 0 | 0 | 0 | 0
6132 | 2025-09-13 | 12 | 1 | 0.010451 | 1 | 0.0038797 | 1 | 0.0094746 | 1 | 0.0094746 | 0 | 0 | 0 | 0 | 0 | 0 | 0 | 0 | 0 | 0
6133 | 2025-09-13 | 13 | 1 | 0.011537 | 1 | 0.0042403 | 1 | 0.010379 | 1 | 0.010379 | 0 | 0 | 0 | 0 | 0 | 0 | 0 | 0 | 0 | 0
6134 | 2025-09-13 | 14 | 1 | 0.012124 | 1 | 0.0047973 | 1 | 0.010962 | 1 | 0.010962 | 0 | 0 | 0 | 0 | 0 | 0 | 0 | 0 | 0 | 0
6135 | 2025-09-13 | 15 | 1 | 0.011886 | 1 | 0.0047029 | 1 | 0.010746 | 1 | 0.010746 | 0 | 0 | 0 | 0 | 0 | 0 | 0 | 0 | 0 | 0
6136 | 2025-09-13 | 16 | 1 | 0.011282 | 1 | 0.0041881 | 1 | 0.010228 | 1 | 0.010228 | 0 | 0 | 0 | 0 | 0 | 0 | 0 | 0 | 0 | 0
6137 | 2025-09-13 | 17 | 1 | 0.019049 | 1 | 0.0076173 | 1 | 0.017351 | 1 | 0.017351 | 0 | 0 | 0 | 0 | 0 | 0 | 0 | 0 | 0 | 0
6138 | 2025-09-13 | 18 | 1 | 0.031171 | 1 | 0.012465 | 1 | 0.028392 | 1 | 0.028392 | 0 | 0 | 0 | 0 | 0 | 0 | 0 | 0 | 0 | 0
6139 | 2025-09-13 | 19 | 1 | 0.044794 | 1 | 0.016804 | 1 | 0.040941 | 1 | 0.040941 | 0 | 0 | 0 | 0 | 0 | 0 | 0 | 0 | 0 | 0
6140 | 2025-09-13 | 20 | 1 | 0.051 | 1 | 0.020394 | 1 | 0.046453 | 1 | 0.046453 | 0 | 0 | 0 | 0 | 0 | 0 | 0 | 0 | 0 | 0
6141 | 2025-09-13 | 21 | 1 | 0.048487 | 1 | 0.019185 | 1 | 0.043837 | 1 | 0.043837 | 0 | 0 | 0 | 0 | 0 | 0 | 0 | 0 | 0 | 0
6142 | 2025-09-13 | 22 | 1 | 0.043946 | 1 | 0.017214 | 1 | 0.039453 | 1 | 0.039453 | 0 | 0 | 0 | 0 | 0 | 0 | 0 | 0 | 0 | 0
6143 | 2025-09-13 | 23 | 1 | 0.031554 | 1 | 0.01236 | 1 | 0.028329 | 1 | 0.028329 | 0 | 0 | 0 | 0 | 0 | 0 | 0 | 0 | 0 | 0
6144 | 2025-09-13 | 24 | 1 | 0.015468 | 1 | 0.005632 | 1 | 0.013815 | 1 | 0.013815 | 0 | 0 | 0 | 0 | 0 | 0 | 0 | 0 | 0 | 0
6145 | 2025-09-14 | 1 | 0 | 0 | 0 | 0 | 0 | 0 | 0 | 0 | 0 | 0 | 0 | 0 | 0 | 0 | 0 | 0 | 0 | 0
6146 | 2025-09-14 | 2 | 0 | 0 | 0 | 0 | 0 | 0 | 0 | 0 | 0 | 0 | 0 | 0 | 0 | 0 | 0 | 0 | 0 | 0
6147 | 2025-09-14 | 3 | 0 | 0 | 0 | 0 | 0 | 0 | 0 | 0 | 0 | 0 | 0 | 0 | 0 | 0 | 0 | 0 | 0 | 0
6148 | 2025-09-14 | 4 | 0 | 0 | 0 | 0 | 0 | 0 | 0 | 0 | 0 | 0 | 0 | 0 | 0 | 0 | 0 | 0 | 0 | 0
6149 | 2025-09-14 | 5 | 0 | 0 | 0 | 0 | 0 | 0 | 0 | 0 | 0 | 0 | 0 | 0 | 0 | 0 | 0 | 0 | 0 | 0
6150 | 2025-09-14 | 6 | 0 | 0 | 0 | 0 | 0 | 0 | 0 | 0 | 0 | 0 | 0 | 0 | 0 | 0 | 0 | 0 | 0 | 0
6151 | 2025-09-14 | 7 | 0 | 0 | 0 | 0 | 0 | 0 | 0 | 0 | 0 | 0 | 0 | 0 | 0 | 0 | 0 | 0 | 0 | 0
6152 | 2025-09-14 | 8 | 0 | 0 | 0 | 0 | 0 | 0 | 0 | 0 | 0 | 0 | 0 | 0 | 0 | 0 | 0 | 0 | 0 | 0
6153 | 2025-09-14 | 9 | 0 | 0 | 0 | 0 | 0 | 0 | 0 | 0 | 0 | 0 | 0 | 0 | 0 | 0 | 0 | 0 | 0 | 0
6154 | 2025-09-14 | 10 | 1 | 0.058547 | 1 | 0.022933 | 1 | 0.052562 | 1 | 0.052562 | 0 | 0 | 0 | 0 | 0 | 0 | 0 | 0 | 0 | 0
6155 | 2025-09-14 | 11 | 1 | 0.10129 | 1 | 0.0376 | 1 | 0.091824 | 1 | 0.091824 | 0 | 0 | 0 | 0 | 0 | 0 | 0 | 0 | 0 | 0
6156 | 2025-09-14 | 12 | 1 | 0.1209 | 1 | 0.045354 | 1 | 0.1105 | 1 | 0.1105 | 0 | 0 | 0 | 0 | 0 | 0 | 0 | 0 | 0 | 0
6157 | 2025-09-14 | 13 | 1 | 0.14111 | 1 | 0.053526 | 1 | 0.13009 | 1 | 0.13009 | 0 | 0 | 0 | 0 | 0 | 0 | 0 | 0 | 0 | 0
6158 | 2025-09-14 | 14 | 1 | 0.17615 | 1 | 0.067606 | 1 | 0.16389 | 1 | 0.16389 | 0 | 0 | 0 | 0 | 0 | 0 | 0 | 0 | 0 | 0
6159 | 2025-09-14 | 15 | 1 | 0.17371 | 1 | 0.067506 | 1 | 0.16321 | 1 | 0.16321 | 0 | 0 | 0 | 0 | 0 | 0 | 0 | 0 | 0 | 0
6160 | 2025-09-14 | 16 | 1 | 0.21213 | 1 | 0.08678 | 1 | 0.19636 | 1 | 0.19636 | 0 | 0 | 0 | 0 | 0 | 0 | 0 | 0 | 0 | 0
6161 | 2025-09-14 | 17 | 1 | 0.2024 | 1 | 0.075931 | 1 | 0.18499 | 1 | 0.18499 | 0 | 0 | 0 | 0 | 0 | 0 | 0 | 0 | 0 | 0
6162 | 2025-09-14 | 18 | 1 | 0.17718 | 1 | 0.070107 | 1 | 0.16019 | 1 | 0.16019 | 0 | 0 | 0 | 0 | 0 | 0 | 0 | 0 | 0 | 0
6163 | 2025-09-14 | 19 | 1 | 0.13817 | 1 | 0.054121 | 1 | 0.12404 | 1 | 0.12404 | 0 | 0 | 0 | 0 | 0 | 0 | 0 | 0 | 0 | 0
6164 | 2025-09-14 | 20 | 0 | 0 | 0 | 0 | 0 | 0 | 0 | 0 | 0 | 0 | 0 | 0 | 0 | 0 | 0 | 0 | 0 | 0
6165 | 2025-09-14 | 21 | 0 | 0 | 0 | 0 | 0 | 0 | 0 | 0 | 0 | 0 | 0 | 0 | 0 | 0 | 0 | 0 | 0 | 0
6166 | 2025-09-14 | 22 | 0 | 0 | 0 | 0 | 0 | 0 | 0 | 0 | 0 | 0 | 0 | 0 | 0 | 0 | 0 | 0 | 0 | 0
6167 | 2025-09-14 | 23 | 0 | 0 | 0 | 0 | 0 | 0 | 0 | 0 | 0 | 0 | 0 | 0 | 0 | 0 | 0 | 0 | 0 | 0
6168 | 2025-09-14 | 24 | 0 | 0 | 0 | 0 | 0 | 0 | 0 | 0 | 0 | 0 | 0 | 0 | 0 | 0 | 0 | 0 | 0 | 0
6169 | 2025-09-15 | 1 | 0 | 0 | 0 | 0 | 0 | 0 | 0 | 0 | 0 | 0 | 0 | 0 | 0 | 0 | 0 | 0 | 0 | 0
6170 | 2025-09-15 | 2 | 0 | 0 | 0 | 0 | 0 | 0 | 0 | 0 | 0 | 0 | 0 | 0 | 0 | 0 | 0 | 0 | 0 | 0
6171 | 2025-09-15 | 3 | 0 | 0 | 0 | 0 | 0 | 0 | 0 | 0 | 0 | 0 | 0 | 0 | 0 | 0 | 0 | 0 | 0 | 0
6172 | 2025-09-15 | 4 | 0 | -0.0040565 | 0 | -0.0040565 | 0 | -0.024021 | 0 | -0.024021 | 0 | 0 | 0 | 0 | 0 | 0 | 0 | 0 | 0 | 0
6173 | 2025-09-15 | 5 | 0 | -0.01559 | 0 | -0.01559 | 0 | -0.086992 | 0 | -0.086992 | 0 | 0 | 0 | 0 | 0 | 0 | 0 | 0 | 0 | 0
6174 | 2025-09-15 | 6 | 0 | -0.028616 | 0 | -0.028727 | 0 | -0.09589 | 0 | -0.09589 | 0 | 0 | 0 | 0 | 0 | 0 | 0 | 0 | 0 | 0
6175 | 2025-09-15 | 7 | 0 | -0.025671 | 0 | -0.025806 | 0 | -0.063817 | 0 | -0.063817 | 0 | 0 | 0 | 0 | 0 | 0 | 0 | 0 | 0 | 0
6176 | 2025-09-15 | 8 | 0 | -0.00019966 | 0 | -0.00019966 | 0 | -0.0023666 | 0 | -0.0023666 | 0 | 0 | 0 | 0 | 0 | 0 | 0 | 0 | 0 | 0
6177 | 2025-09-15 | 9 | 0 | 0 | 0 | 0 | 0 | 0 | 0 | 0 | 0 | 0 | 0 | 0 | 0 | 0 | 0 | 0 | 0 | 0
6178 | 2025-09-15 | 10 | 0 | 0 | 0 | 0 | 0 | 0 | 0 | 0 | 0 | 0 | 0 | 0 | 0 | 0 | 0 | 0 | 0 | 0
6179 | 2025-09-15 | 11 | 0 | 0 | 0 | 0 | 0 | 0 | 0 | 0 | 0 | 0 | 0 | 0 | 0 | 0 | 0 | 0 | 0 | 0
6180 | 2025-09-15 | 12 | 1 | 0.071209 | 1 | 0.028793 | 1 | 0.06537 | 1 | 0.06537 | 0 | 0 | 0 | 0 | 0 | 0 | 0 | 0 | 0 | 0
6181 | 2025-09-15 | 13 | 1 | 0.091311 | 1 | 0.036129 | 1 | 0.082554 | 1 | 0.082554 | 0 | 0 | 0 | 0 | 0 | 0 | 0 | 0 | 0 | 0
6182 | 2025-09-15 | 14 | 1 | 0.1515 | 1 | 0.056241 | 1 | 0.13735 | 1 | 0.13735 | 0 | 0 | 0 | 0 | 0 | 0 | 0 | 0 | 0 | 0
6183 | 2025-09-15 | 15 | 1 | 0.12258 | 1 | 0.049563 | 1 | 0.11253 | 1 | 0.11253 | 0 | 0 | 0 | 0 | 0 | 0 | 0 | 0 | 0 | 0
6184 | 2025-09-15 | 16 | 1 | 0.11862 | 1 | 0.046935 | 1 | 0.10724 | 1 | 0.10724 | 0.05 | 0 | 0.005931 | 0 | 0.0023467 | 0 | 0.0053622 | 0 | 0.0053622 | 0
6185 | 2025-09-15 | 17 | 1 | 0.1464 | 1 | 0.057344 | 1 | 0.13143 | 1 | 0.13143 | 0.05 | 0 | 0.0073198 | 0 | 0.0028672 | 0 | 0.0065715 | 0 | 0.0065715 | 0
6186 | 2025-09-15 | 18 | 0 | 0 | 0 | 0 | 0 | 0 | 0 | 0 | 0.05 | 0 | 0 | 0 | 0 | 0 | 0 | 0 | 0 | 0
6187 | 2025-09-15 | 19 | 0 | 0 | 0 | 0 | 0 | 0 | 0 | 0 | 0.05 | 0 | 0 | 0 | 0 | 0 | 0 | 0 | 0 | 0
6188 | 2025-09-15 | 20 | 0 | 0 | 0 | 0 | 0 | 0 | 0 | 0 | 0.05 | 0 | 0 | 0 | 0 | 0 | 0 | 0 | 0 | 0
6189 | 2025-09-15 | 21 | 0 | 0 | 0 | 0 | 0 | 0 | 0 | 0 | 0.05 | 0 | 0 | 0 | 0 | 0 | 0 | 0 | 0 | 0
6190 | 2025-09-15 | 22 | 0 | 0 | 0 | 0 | 0 | 0 | 0 | 0 | 0 | 0 | 0 | 0 | 0 | 0 | 0 | 0 | 0 | 0
6191 | 2025-09-15 | 23 | 0 | 0 | 0 | 0 | 0 | 0 | 0 | 0 | 0 | 0 | 0 | 0 | 0 | 0 | 0 | 0 | 0 | 0
6192 | 2025-09-15 | 24 | 0 | 0 | 0 | 0 | 0 | 0 | 0 | 0 | 0 | 0 | 0 | 0 | 0 | 0 | 0 | 0 | 0 | 0
6193 | 2025-09-16 | 1 | 0 | 0 | 0 | 0 | 0 | 0 | 0 | 0 | 0 | 0 | 0 | 0 | 0 | 0 | 0 | 0 | 0 | 0
6194 | 2025-09-16 | 2 | 0 | 0 | 0 | 0 | 0 | 0 | 0 | 0 | 0 | 0 | 0 | 0 | 0 | 0 | 0 | 0 | 0 | 0
6195 | 2025-09-16 | 3 | 0 | 0 | 0 | 0 | 0 | 0 | 0 | 0 | 0 | 0 | 0 | 0 | 0 | 0 | 0 | 0 | 0 | 0
6196 | 2025-09-16 | 4 | 0 | 0 | 0 | 0 | 0 | 0 | 0 | 0 | 0 | 0 | 0 | 0 | 0 | 0 | 0 | 0 | 0 | 0
6197 | 2025-09-16 | 5 | 0 | -0.016598 | 0 | -0.016598 | 0 | -0.056349 | 0 | -0.056349 | 0 | 0 | 0 | 0 | 0 | 0 | 0 | 0 | 0 | 0
6198 | 2025-09-16 | 6 | 0 | -0.017115 | 0 | -0.017115 | 0 | -0.06107 | 0 | -0.06107 | 0 | 0 | 0 | 0 | 0 | 0 | 0 | 0 | 0 | 0
6199 | 2025-09-16 | 7 | 0 | 0 | 0 | 0 | 0 | 0 | 0 | 0 | 0 | 0 | 0 | 0 | 0 | 0 | 0 | 0 | 0 | 0
6200 | 2025-09-16 | 8 | 0 | 0 | 0 | 0 | 0 | 0 | 0 | 0 | 0 | 0 | 0 | 0 | 0 | 0 | 0 | 0 | 0 | 0
6201 | 2025-09-16 | 9 | 0 | 0 | 0 | 0 | 0 | 0 | 0 | 0 | 0 | 0 | 0 | 0 | 0 | 0 | 0 | 0 | 0 | 0
6202 | 2025-09-16 | 10 | 0 | 0 | 0 | 0 | 0 | 0 | 0 | 0 | 0 | 0 | 0 | 0 | 0 | 0 | 0 | 0 | 0 | 0
6203 | 2025-09-16 | 11 | 0 | 0 | 0 | 0 | 0 | 0 | 0 | 0 | 0 | 0 | 0 | 0 | 0 | 0 | 0 | 0 | 0 | 0
6204 | 2025-09-16 | 12 | 0 | 0 | 0 | 0 | 0 | 0 | 0 | 0 | 0 | 0 | 0 | 0 | 0 | 0 | 0 | 0 | 0 | 0
6205 | 2025-09-16 | 13 | 0 | 0 | 0 | 0 | 0 | 0 | 0 | 0 | 0 | 0 | 0 | 0 | 0 | 0 | 0 | 0 | 0 | 0
6206 | 2025-09-16 | 14 | 1 | 0.012467 | 1 | 0.0048833 | 1 | 0.011192 | 1 | 0.011192 | 0 | 0 | 0 | 0 | 0 | 0 | 0 | 0 | 0 | 0
6207 | 2025-09-16 | 15 | 1 | 0.01219 | 1 | 0.0048234 | 1 | 0.011021 | 1 | 0.011021 | 0 | 0 | 0 | 0 | 0 | 0 | 0 | 0 | 0 | 0
6208 | 2025-09-16 | 16 | 1 | 0.024785 | 1 | 0.0098069 | 1 | 0.022409 | 1 | 0.022409 | 0.05 | 0 | 0.0012393 | 0 | 0.00049035 | 0 | 0.0011204 | 0 | 0.0011204 | 0
6209 | 2025-09-16 | 17 | 1 | 0.048296 | 1 | 0.018918 | 1 | 0.043359 | 1 | 0.043359 | 0.05 | 0 | 0.0024148 | 0 | 0.0009459 | 0 | 0.0021679 | 0 | 0.0021679 | 0
6210 | 2025-09-16 | 18 | 0 | 0 | 0 | 0 | 0 | 0 | 0 | 0 | 0.05 | 0 | 0 | 0 | 0 | 0 | 0 | 0 | 0 | 0
6211 | 2025-09-16 | 19 | 0 | 0 | 0 | 0 | 0 | 0 | 0 | 0 | 0.05 | 0 | 0 | 0 | 0 | 0 | 0 | 0 | 0 | 0
6212 | 2025-09-16 | 20 | 0 | 0 | 0 | 0 | 0 | 0 | 0 | 0 | 0.05 | 0 | 0 | 0 | 0 | 0 | 0 | 0 | 0 | 0
6213 | 2025-09-16 | 21 | 0 | 0 | 0 | 0 | 0 | 0 | 0 | 0 | 0.05 | 0 | 0 | 0 | 0 | 0 | 0 | 0 | 0 | 0
6214 | 2025-09-16 | 22 | 0 | 0 | 0 | 0 | 0 | 0 | 0 | 0 | 0 | 0 | 0 | 0 | 0 | 0 | 0 | 0 | 0 | 0
6215 | 2025-09-16 | 23 | 0 | 0 | 0 | 0 | 0 | 0 | 0 | 0 | 0 | 0 | 0 | 0 | 0 | 0 | 0 | 0 | 0 | 0
6216 | 2025-09-16 | 24 | 0 | 0 | 0 | 0 | 0 | 0 | 0 | 0 | 0 | 0 | 0 | 0 | 0 | 0 | 0 | 0 | 0 | 0
6217 | 2025-09-17 | 1 | 0 | 0 | 0 | 0 | 0 | 0 | 0 | 0 | 0 | 0 | 0 | 0 | 0 | 0 | 0 | 0 | 0 | 0
6218 | 2025-09-17 | 2 | 0 | -0.00032299 | 0 | -0.00032299 | 0 | -0.0086311 | 0 | -0.0086311 | 0 | 0 | 0 | 0 | 0 | 0 | 0 | 0 | 0 | 0
6219 | 2025-09-17 | 3 | 0 | -0.011352 | 0 | -0.011352 | 0 | -0.077215 | 0 | -0.077215 | 0 | 0 | 0 | 0 | 0 | 0 | 0 | 0 | 0 | 0
6220 | 2025-09-17 | 4 | 0 | -0.056707 | 0 | -0.057046 | 0 | -0.17809 | 0 | -0.17809 | 0 | 0 | 0 | 0 | 0 | 0 | 0 | 0 | 0 | 0
6221 | 2025-09-17 | 5 | 0 | -0.10511 | 0 | -0.10588 | 0 | -0.24682 | 0 | -0.24682 | 0 | 0 | 0 | 0 | 0 | 0 | 0 | 0 | 0 | 0
6222 | 2025-09-17 | 6 | 0 | -0.10333 | 0 | -0.10409 | 0 | -0.23849 | 0 | -0.23849 | 0 | 0 | 0 | 0 | 0 | 0 | 0 | 0 | 0 | 0
6223 | 2025-09-17 | 7 | 0 | -0.050969 | 0 | -0.051254 | 0 | -0.16324 | 0 | -0.16324 | 0 | 0 | 0 | 0 | 0 | 0 | 0 | 0 | 0 | 0
6224 | 2025-09-17 | 8 | 0 | -0.0015814 | 0 | -0.0015814 | 0 | -0.011253 | 0 | -0.011253 | 0 | 0 | 0 | 0 | 0 | 0 | 0 | 0 | 0 | 0
6225 | 2025-09-17 | 9 | 0 | 0 | 0 | 0 | 0 | 0 | 0 | 0 | 0 | 0 | 0 | 0 | 0 | 0 | 0 | 0 | 0 | 0
6226 | 2025-09-17 | 10 | 0 | 0 | 0 | 0 | 0 | 0 | 0 | 0 | 0 | 0 | 0 | 0 | 0 | 0 | 0 | 0 | 0 | 0
6227 | 2025-09-17 | 11 | 1 | 0.025023 | 1 | 0.009111 | 1 | 0.022349 | 1 | 0.022349 | 0 | 0 | 0 | 0 | 0 | 0 | 0 | 0 | 0 | 0
6228 | 2025-09-17 | 12 | 1 | 0.064585 | 1 | 0.025555 | 1 | 0.058392 | 1 | 0.058392 | 0 | 0 | 0 | 0 | 0 | 0 | 0 | 0 | 0 | 0
6229 | 2025-09-17 | 13 | 1 | 0.091242 | 1 | 0.033872 | 1 | 0.082718 | 1 | 0.082718 | 0 | 0 | 0 | 0 | 0 | 0 | 0 | 0 | 0 | 0
6230 | 2025-09-17 | 14 | 1 | 0.13592 | 1 | 0.05099 | 1 | 0.12423 | 1 | 0.12423 | 0 | 0 | 0 | 0 | 0 | 0 | 0 | 0 | 0 | 0
6231 | 2025-09-17 | 15 | 1 | 0.18533 | 1 | 0.074936 | 1 | 0.17013 | 1 | 0.17013 | 0 | 0 | 0 | 0 | 0 | 0 | 0 | 0 | 0 | 0
6232 | 2025-09-17 | 16 | 1 | 0.20541 | 1 | 0.083057 | 1 | 0.18857 | 1 | 0.18857 | 0.05 | 0 | 0.010271 | 0 | 0.0041529 | 0 | 0.0094286 | 0 | 0.0094286 | 0
6233 | 2025-09-17 | 17 | 1 | 0.19601 | 1 | 0.072764 | 1 | 0.1777 | 1 | 0.1777 | 0.05 | 0 | 0.0098004 | 0 | 0.0036382 | 0 | 0.0088848 | 0 | 0.0088848 | 0
6234 | 2025-09-17 | 18 | 1 | 0.1715 | 1 | 0.062442 | 1 | 0.15317 | 1 | 0.15317 | 0.05 | 0 | 0.0085749 | 0 | 0.0031221 | 0 | 0.0076585 | 0 | 0.0076585 | 0
6235 | 2025-09-17 | 19 | 0 | 0 | 0 | 0 | 0 | 0 | 0 | 0 | 0.05 | 0 | 0 | 0 | 0 | 0 | 0 | 0 | 0 | 0
6236 | 2025-09-17 | 20 | 0 | 0 | 0 | 0 | 0 | 0 | 0 | 0 | 0.05 | 0 | 0 | 0 | 0 | 0 | 0 | 0 | 0 | 0
6237 | 2025-09-17 | 21 | 0 | 0 | 0 | 0 | 0 | 0 | 0 | 0 | 0.05 | 0 | 0 | 0 | 0 | 0 | 0 | 0 | 0 | 0
6238 | 2025-09-17 | 22 | 0 | 0 | 0 | 0 | 0 | 0 | 0 | 0 | 0 | 0 | 0 | 0 | 0 | 0 | 0 | 0 | 0 | 0
6239 | 2025-09-17 | 23 | 0 | 0 | 0 | 0 | 0 | 0 | 0 | 0 | 0 | 0 | 0 | 0 | 0 | 0 | 0 | 0 | 0 | 0
6240 | 2025-09-17 | 24 | 0 | 0 | 0 | 0 | 0 | 0 | 0 | 0 | 0 | 0 | 0 | 0 | 0 | 0 | 0 | 0 | 0 | 0
6241 | 2025-09-18 | 1 | 0 | 0 | 0 | 0 | 0 | 0 | 0 | 0 | 0 | 0 | 0 | 0 | 0 | 0 | 0 | 0 | 0 | 0
6242 | 2025-09-18 | 2 | 0 | 0 | 0 | 0 | 0 | 0 | 0 | 0 | 0 | 0 | 0 | 0 | 0 | 0 | 0 | 0 | 0 | 0
6243 | 2025-09-18 | 3 | 0 | -0.0062783 | 0 | -0.0062783 | 0 | -0.040554 | 0 | -0.040554 | 0 | 0 | 0 | 0 | 0 | 0 | 0 | 0 | 0 | 0
6244 | 2025-09-18 | 4 | 0 | -0.020216 | 0 | -0.020216 | 0 | -0.081722 | 0 | -0.081722 | 0 | 0 | 0 | 0 | 0 | 0 | 0 | 0 | 0 | 0
6245 | 2025-09-18 | 5 | 0 | -0.050489 | 0 | -0.050765 | 0 | -0.12058 | 0 | -0.12058 | 0 | 0 | 0 | 0 | 0 | 0 | 0 | 0 | 0 | 0
6246 | 2025-09-18 | 6 | 0 | -0.076276 | 0 | -0.076815 | 0 | -0.16109 | 0 | -0.16109 | 0 | 0 | 0 | 0 | 0 | 0 | 0 | 0 | 0 | 0
6247 | 2025-09-18 | 7 | 0 | -0.057078 | 0 | -0.05745 | 0 | -0.12394 | 0 | -0.12394 | 0 | 0 | 0 | 0 | 0 | 0 | 0 | 0 | 0 | 0
6248 | 2025-09-18 | 8 | 0 | -0.0016338 | 0 | -0.0016338 | 0 | -0.0094474 | 0 | -0.0094474 | 0 | 0 | 0 | 0 | 0 | 0 | 0 | 0 | 0 | 0
6249 | 2025-09-18 | 9 | 0 | 0 | 0 | 0 | 0 | 0 | 0 | 0 | 0 | 0 | 0 | 0 | 0 | 0 | 0 | 0 | 0 | 0
6250 | 2025-09-18 | 10 | 0 | 0 | 0 | 0 | 0 | 0 | 0 | 0 | 0 | 0 | 0 | 0 | 0 | 0 | 0 | 0 | 0 | 0
6251 | 2025-09-18 | 11 | 1 | 0.076029 | 1 | 0.027682 | 1 | 0.067903 | 1 | 0.067903 | 0 | 0 | 0 | 0 | 0 | 0 | 0 | 0 | 0 | 0
6252 | 2025-09-18 | 12 | 1 | 0.1057 | 1 | 0.039237 | 1 | 0.095822 | 1 | 0.095822 | 0 | 0 | 0 | 0 | 0 | 0 | 0 | 0 | 0 | 0
6253 | 2025-09-18 | 13 | 1 | 0.13998 | 1 | 0.05483 | 1 | 0.12567 | 1 | 0.12567 | 0 | 0 | 0 | 0 | 0 | 0 | 0 | 0 | 0 | 0
6254 | 2025-09-18 | 14 | 1 | 0.17866 | 1 | 0.066324 | 1 | 0.16197 | 1 | 0.16197 | 0 | 0 | 0 | 0 | 0 | 0 | 0 | 0 | 0 | 0
6255 | 2025-09-18 | 15 | 1 | 0.21708 | 1 | 0.080588 | 1 | 0.1968 | 1 | 0.1968 | 0 | 0 | 0 | 0 | 0 | 0 | 0 | 0 | 0 | 0
6256 | 2025-09-18 | 16 | 1 | 0.23003 | 1 | 0.085392 | 1 | 0.20854 | 1 | 0.20854 | 0.05 | 0 | 0.011501 | 0 | 0.0042696 | 0 | 0.010427 | 0 | 0.010427 | 0
6257 | 2025-09-18 | 17 | 1 | 0.23102 | 1 | 0.08576 | 1 | 0.20944 | 1 | 0.20944 | 0.05 | 0 | 0.011551 | 0 | 0.004288 | 0 | 0.010472 | 0 | 0.010472 | 0
6258 | 2025-09-18 | 18 | 1 | 0.20806 | 1 | 0.075754 | 1 | 0.18582 | 1 | 0.18582 | 0.05 | 0 | 0.010403 | 0 | 0.0037877 | 0 | 0.0092912 | 0 | 0.0092912 | 0
6259 | 2025-09-18 | 19 | 0 | 0 | 0 | 0 | 0 | 0 | 0 | 0 | 0.05 | 0 | 0 | 0 | 0 | 0 | 0 | 0 | 0 | 0
6260 | 2025-09-18 | 20 | 0 | 0 | 0 | 0 | 0 | 0 | 0 | 0 | 0.05 | 0 | 0 | 0 | 0 | 0 | 0 | 0 | 0 | 0
6261 | 2025-09-18 | 21 | 1 | 0.10385 | 1 | 0.04029 | 1 | 0.092613 | 1 | 0.092613 | 0.05 | 0 | 0.0051925 | 0 | 0.0020145 | 0 | 0.0046307 | 0 | 0.0046307 | 0
6262 | 2025-09-18 | 22 | 0 | 0 | 0 | 0 | 0 | 0 | 0 | 0 | 0 | 0 | 0 | 0 | 0 | 0 | 0 | 0 | 0 | 0
6263 | 2025-09-18 | 23 | 0 | 0 | 0 | 0 | 0 | 0 | 0 | 0 | 0 | 0 | 0 | 0 | 0 | 0 | 0 | 0 | 0 | 0
6264 | 2025-09-18 | 24 | 0 | 0 | 0 | 0 | 0 | 0 | 0 | 0 | 0 | 0 | 0 | 0 | 0 | 0 | 0 | 0 | 0 | 0
6265 | 2025-09-19 | 1 | 0 | 0 | 0 | 0 | 0 | 0 | 0 | 0 | 0 | 0 | 0 | 0 | 0 | 0 | 0 | 0 | 0 | 0
6266 | 2025-09-19 | 2 | 0 | 0 | 0 | 0 | 0 | 0 | 0 | 0 | 0 | 0 | 0 | 0 | 0 | 0 | 0 | 0 | 0 | 0
6267 | 2025-09-19 | 3 | 0 | 0 | 0 | 0 | 0 | 0 | 0 | 0 | 0 | 0 | 0 | 0 | 0 | 0 | 0 | 0 | 0 | 0
6268 | 2025-09-19 | 4 | 0 | 0 | 0 | 0 | 0 | 0 | 0 | 0 | 0 | 0 | 0 | 0 | 0 | 0 | 0 | 0 | 0 | 0
6269 | 2025-09-19 | 5 | 0 | 0 | 0 | 0 | 0 | 0 | 0 | 0 | 0 | 0 | 0 | 0 | 0 | 0 | 0 | 0 | 0 | 0
6270 | 2025-09-19 | 6 | 0 | -0.008221 | 0 | -0.008221 | 0 | -0.045612 | 0 | -0.045612 | 0 | 0 | 0 | 0 | 0 | 0 | 0 | 0 | 0 | 0
6271 | 2025-09-19 | 7 | 0 | -0.00062243 | 0 | -0.00062243 | 0 | -0.011239 | 0 | -0.011239 | 0 | 0 | 0 | 0 | 0 | 0 | 0 | 0 | 0 | 0
6272 | 2025-09-19 | 8 | 0 | 0 | 0 | 0 | 0 | 0 | 0 | 0 | 0 | 0 | 0 | 0 | 0 | 0 | 0 | 0 | 0 | 0
6273 | 2025-09-19 | 9 | 0 | 0 | 0 | 0 | 0 | 0 | 0 | 0 | 0 | 0 | 0 | 0 | 0 | 0 | 0 | 0 | 0 | 0
6274 | 2025-09-19 | 10 | 1 | 0.038426 | 1 | 0.013991 | 1 | 0.03432 | 1 | 0.03432 | 0 | 0 | 0 | 0 | 0 | 0 | 0 | 0 | 0 | 0
6275 | 2025-09-19 | 11 | 1 | 0.092842 | 1 | 0.034125 | 1 | 0.083525 | 1 | 0.083525 | 0 | 0 | 0 | 0 | 0 | 0 | 0 | 0 | 0 | 0
6276 | 2025-09-19 | 12 | 1 | 0.13715 | 1 | 0.054268 | 1 | 0.124 | 1 | 0.124 | 0 | 0 | 0 | 0 | 0 | 0 | 0 | 0 | 0 | 0
6277 | 2025-09-19 | 13 | 1 | 0.16519 | 1 | 0.066056 | 1 | 0.15046 | 1 | 0.15046 | 0 | 0 | 0 | 0 | 0 | 0 | 0 | 0 | 0 | 0
6278 | 2025-09-19 | 14 | 1 | 0.19789 | 1 | 0.074238 | 1 | 0.18087 | 1 | 0.18087 | 0 | 0 | 0 | 0 | 0 | 0 | 0 | 0 | 0 | 0
6279 | 2025-09-19 | 15 | 1 | 0.24495 | 1 | 0.099045 | 1 | 0.22487 | 1 | 0.22487 | 0 | 0 | 0 | 0 | 0 | 0 | 0 | 0 | 0 | 0
6280 | 2025-09-19 | 16 | 1 | 0.2542 | 1 | 0.10278 | 1 | 0.23336 | 1 | 0.23336 | 0.05 | 0 | 0.01271 | 0 | 0.0051392 | 0 | 0.011668 | 0 | 0.011668 | 0
6281 | 2025-09-19 | 17 | 1 | 0.23612 | 1 | 0.088579 | 1 | 0.21581 | 1 | 0.21581 | 0.05 | 0 | 0.011806 | 0 | 0.004429 | 0 | 0.010791 | 0 | 0.010791 | 0
6282 | 2025-09-19 | 18 | 1 | 0.21274 | 1 | 0.078975 | 1 | 0.19287 | 1 | 0.19287 | 0.05 | 0 | 0.010637 | 0 | 0.0039488 | 0 | 0.0096433 | 0 | 0.0096433 | 0
6283 | 2025-09-19 | 19 | 1 | 0.16394 | 1 | 0.064868 | 1 | 0.14822 | 1 | 0.14822 | 0.05 | 0 | 0.0081972 | 0 | 0.0032434 | 0 | 0.0074111 | 0 | 0.0074111 | 0
6284 | 2025-09-19 | 20 | 1 | 0.1349 | 1 | 0.053376 | 1 | 0.12196 | 1 | 0.12196 | 0.05 | 0 | 0.0067449 | 0 | 0.0026688 | 0 | 0.0060981 | 0 | 0.0060981 | 0
6285 | 2025-09-19 | 21 | 1 | 0.11354 | 1 | 0.041734 | 1 | 0.10215 | 1 | 0.10215 | 0.05 | 0 | 0.0056772 | 0 | 0.0020867 | 0 | 0.0051075 | 0 | 0.0051075 | 0
6286 | 2025-09-19 | 22 | 0 | 0 | 0 | 0 | 0 | 0 | 0 | 0 | 0 | 0 | 0 | 0 | 0 | 0 | 0 | 0 | 0 | 0
6287 | 2025-09-19 | 23 | 0 | 0 | 0 | 0 | 0 | 0 | 0 | 0 | 0 | 0 | 0 | 0 | 0 | 0 | 0 | 0 | 0 | 0
6288 | 2025-09-19 | 24 | 0 | 0 | 0 | 0 | 0 | 0 | 0 | 0 | 0 | 0 | 0 | 0 | 0 | 0 | 0 | 0 | 0 | 0
6289 | 2025-09-20 | 1 | 0 | 0 | 0 | 0 | 0 | 0 | 0 | 0 | 0 | 0 | 0 | 0 | 0 | 0 | 0 | 0 | 0 | 0
6290 | 2025-09-20 | 2 | 0 | 0 | 0 | 0 | 0 | 0 | 0 | 0 | 0 | 0 | 0 | 0 | 0 | 0 | 0 | 0 | 0 | 0
6291 | 2025-09-20 | 3 | 0 | 0 | 0 | 0 | 0 | 0 | 0 | 0 | 0 | 0 | 0 | 0 | 0 | 0 | 0 | 0 | 0 | 0
6292 | 2025-09-20 | 4 | 0 | 0 | 0 | 0 | 0 | 0 | 0 | 0 | 0 | 0 | 0 | 0 | 0 | 0 | 0 | 0 | 0 | 0
6293 | 2025-09-20 | 5 | 0 | 0 | 0 | 0 | 0 | 0 | 0 | 0 | 0 | 0 | 0 | 0 | 0 | 0 | 0 | 0 | 0 | 0
6294 | 2025-09-20 | 6 | 0 | 0 | 0 | 0 | 0 | 0 | 0 | 0 | 0 | 0 | 0 | 0 | 0 | 0 | 0 | 0 | 0 | 0
6295 | 2025-09-20 | 7 | 1 | 0.011766 | 1 | 0.0042841 | 1 | 0.010509 | 1 | 0.010509 | 0 | 0 | 0 | 0 | 0 | 0 | 0 | 0 | 0 | 0
6296 | 2025-09-20 | 8 | 1 | 0.01282 | 1 | 0.0049736 | 1 | 0.011433 | 1 | 0.011433 | 0 | 0 | 0 | 0 | 0 | 0 | 0 | 0 | 0 | 0
6297 | 2025-09-20 | 9 | 1 | 0.011794 | 1 | 0.0046667 | 1 | 0.010663 | 1 | 0.010663 | 0 | 0 | 0 | 0 | 0 | 0 | 0 | 0 | 0 | 0
6298 | 2025-09-20 | 10 | 1 | 0.0096962 | 1 | 0.0035995 | 1 | 0.0087904 | 1 | 0.0087904 | 0 | 0 | 0 | 0 | 0 | 0 | 0 | 0 | 0 | 0
6299 | 2025-09-20 | 11 | 1 | 0.0094855 | 1 | 0.003793 | 1 | 0.0086398 | 1 | 0.0086398 | 0 | 0 | 0 | 0 | 0 | 0 | 0 | 0 | 0 | 0
6300 | 2025-09-20 | 12 | 1 | 0.010623 | 1 | 0.0042031 | 1 | 0.009604 | 1 | 0.009604 | 0 | 0 | 0 | 0 | 0 | 0 | 0 | 0 | 0 | 0
6301 | 2025-09-20 | 13 | 0 | 0 | 0 | 0 | 0 | 0 | 0 | 0 | 0 | 0 | 0 | 0 | 0 | 0 | 0 | 0 | 0 | 0
6302 | 2025-09-20 | 14 | 0 | 0 | 0 | 0 | 0 | 0 | 0 | 0 | 0 | 0 | 0 | 0 | 0 | 0 | 0 | 0 | 0 | 0
6303 | 2025-09-20 | 15 | 0 | 0 | 0 | 0 | 0 | 0 | 0 | 0 | 0 | 0 | 0 | 0 | 0 | 0 | 0 | 0 | 0 | 0
6304 | 2025-09-20 | 16 | 0 | 0 | 0 | 0 | 0 | 0 | 0 | 0 | 0 | 0 | 0 | 0 | 0 | 0 | 0 | 0 | 0 | 0
6305 | 2025-09-20 | 17 | 0 | 0 | 0 | 0 | 0 | 0 | 0 | 0 | 0 | 0 | 0 | 0 | 0 | 0 | 0 | 0 | 0 | 0
6306 | 2025-09-20 | 18 | 0 | 0 | 0 | 0 | 0 | 0 | 0 | 0 | 0 | 0 | 0 | 0 | 0 | 0 | 0 | 0 | 0 | 0
6307 | 2025-09-20 | 19 | 0 | 0 | 0 | 0 | 0 | 0 | 0 | 0 | 0 | 0 | 0 | 0 | 0 | 0 | 0 | 0 | 0 | 0
6308 | 2025-09-20 | 20 | 0 | 0 | 0 | 0 | 0 | 0 | 0 | 0 | 0 | 0 | 0 | 0 | 0 | 0 | 0 | 0 | 0 | 0
6309 | 2025-09-20 | 21 | 0 | 0 | 0 | 0 | 0 | 0 | 0 | 0 | 0 | 0 | 0 | 0 | 0 | 0 | 0 | 0 | 0 | 0
6310 | 2025-09-20 | 22 | 0 | -0.017885 | 0 | -0.017885 | 0 | -0.07672 | 0 | -0.07672 | 0 | 0 | 0 | 0 | 0 | 0 | 0 | 0 | 0 | 0
6311 | 2025-09-20 | 23 | 0 | -0.030063 | 0 | -0.030063 | 0 | -0.1536 | 0 | -0.1536 | 0 | 0 | 0 | 0 | 0 | 0 | 0 | 0 | 0 | 0
6312 | 2025-09-20 | 24 | 0 | -0.076501 | 0 | -0.076858 | 0 | -0.25903 | 0 | -0.25903 | 0 | 0 | 0 | 0 | 0 | 0 | 0 | 0 | 0 | 0
6313 | 2025-09-21 | 1 | 0 | -0.16942 | 0 | -0.17061 | 0 | -0.37771 | 0 | -0.37771 | 0 | 0 | 0 | 0 | 0 | 0 | 0 | 0 | 0 | 0
6314 | 2025-09-21 | 2 | 0 | -0.2522 | 0 | -0.25417 | 0 | -0.44476 | 0 | -0.44476 | 0 | 0 | 0 | 0 | 0 | 0 | 0 | 0 | 0 | 0
6315 | 2025-09-21 | 3 | 0 | -0.30941 | 0 | -0.3098 | 0 | -0.4766 | 0 | -0.4766 | 0 | 0 | 0 | 0 | 0 | 0 | 0 | 0 | 0 | 0
6316 | 2025-09-21 | 4 | 0 | -0.38825 | 0 | -0.39152 | 0 | -0.53792 | 0 | -0.53792 | 0 | 0 | 0 | 0 | 0 | 0 | 0 | 0 | 0 | 0
6317 | 2025-09-21 | 5 | 0 | -0.51093 | 0 | -0.51535 | 0 | -0.64431 | 0 | -0.64431 | 0 | 0 | 0 | 0 | 0 | 0 | 0 | 0 | 0 | 0
6318 | 2025-09-21 | 6 | 0 | -0.56775 | 0 | -0.56852 | 0 | -0.69642 | 0 | -0.69642 | 0 | 0 | 0 | 0 | 0 | 0 | 0 | 0 | 0 | 0
6319 | 2025-09-21 | 7 | 0 | -0.50558 | 0 | -0.50625 | 0 | -0.63729 | 0 | -0.63729 | 0 | 0 | 0 | 0 | 0 | 0 | 0 | 0 | 0 | 0
6320 | 2025-09-21 | 8 | 0 | -0.2341 | 0 | -0.23595 | 0 | -0.37659 | 0 | -0.37659 | 0 | 0 | 0 | 0 | 0 | 0 | 0 | 0 | 0 | 0
6321 | 2025-09-21 | 9 | 0 | -0.03784 | 0 | -0.038019 | 0 | -0.098426 | 0 | -0.098426 | 0 | 0 | 0 | 0 | 0 | 0 | 0 | 0 | 0 | 0
6322 | 2025-09-21 | 10 | 0 | 0 | 0 | 0 | 0 | 0 | 0 | 0 | 0 | 0 | 0 | 0 | 0 | 0 | 0 | 0 | 0 | 0
6323 | 2025-09-21 | 11 | 0 | 0 | 0 | 0 | 0 | 0 | 0 | 0 | 0 | 0 | 0 | 0 | 0 | 0 | 0 | 0 | 0 | 0
6324 | 2025-09-21 | 12 | 0 | 0 | 0 | 0 | 0 | 0 | 0 | 0 | 0 | 0 | 0 | 0 | 0 | 0 | 0 | 0 | 0 | 0
6325 | 2025-09-21 | 13 | 0 | 0 | 0 | 0 | 0 | 0 | 0 | 0 | 0 | 0 | 0 | 0 | 0 | 0 | 0 | 0 | 0 | 0
6326 | 2025-09-21 | 14 | 0 | 0 | 0 | 0 | 0 | 0 | 0 | 0 | 0 | 0 | 0 | 0 | 0 | 0 | 0 | 0 | 0 | 0
6327 | 2025-09-21 | 15 | 0 | 0 | 0 | 0 | 0 | 0 | 0 | 0 | 0 | 0 | 0 | 0 | 0 | 0 | 0 | 0 | 0 | 0
6328 | 2025-09-21 | 16 | 0 | 0 | 0 | 0 | 0 | 0 | 0 | 0 | 0 | 0 | 0 | 0 | 0 | 0 | 0 | 0 | 0 | 0
6329 | 2025-09-21 | 17 | 0 | 0 | 0 | 0 | 0 | 0 | 0 | 0 | 0 | 0 | 0 | 0 | 0 | 0 | 0 | 0 | 0 | 0
6330 | 2025-09-21 | 18 | 0 | 0 | 0 | 0 | 0 | 0 | 0 | 0 | 0 | 0 | 0 | 0 | 0 | 0 | 0 | 0 | 0 | 0
6331 | 2025-09-21 | 19 | 0 | 0 | 0 | 0 | 0 | 0 | 0 | 0 | 0 | 0 | 0 | 0 | 0 | 0 | 0 | 0 | 0 | 0
6332 | 2025-09-21 | 20 | 0 | 0 | 0 | 0 | 0 | 0 | 0 | 0 | 0 | 0 | 0 | 0 | 0 | 0 | 0 | 0 | 0 | 0
6333 | 2025-09-21 | 21 | 0 | 0 | 0 | 0 | 0 | 0 | 0 | 0 | 0 | 0 | 0 | 0 | 0 | 0 | 0 | 0 | 0 | 0
6334 | 2025-09-21 | 22 | 0 | 0 | 0 | 0 | 0 | 0 | 0 | 0 | 0 | 0 | 0 | 0 | 0 | 0 | 0 | 0 | 0 | 0
6335 | 2025-09-21 | 23 | 0 | 0 | 0 | 0 | 0 | 0 | 0 | 0 | 0 | 0 | 0 | 0 | 0 | 0 | 0 | 0 | 0 | 0
6336 | 2025-09-21 | 24 | 0 | -0.025538 | 0 | -0.025538 | 0 | -0.11882 | 0 | -0.11882 | 0 | 0 | 0 | 0 | 0 | 0 | 0 | 0 | 0 | 0
6337 | 2025-09-22 | 1 | 0 | -0.15773 | 0 | -0.15889 | 0 | -0.27081 | 0 | -0.27081 | 0 | 0 | 0 | 0 | 0 | 0 | 0 | 0 | 0 | 0
6338 | 2025-09-22 | 2 | 0 | -0.24057 | 0 | -0.23638 | 0 | -0.40585 | 0 | -0.40585 | 0 | 0 | 0 | 0 | 0 | 0 | 0 | 0 | 0 | 0
6339 | 2025-09-22 | 3 | 0 | 0 | 0 | 0 | 0 | -0.54894 | 0 | -0.54894 | 0 | 0 | 0 | 0 | 0 | 0 | 0 | 0 | 0 | 0
6340 | 2025-09-22 | 4 | 0 | 0 | 0 | 0 | 0 | -0.62846 | 0 | -0.62846 | 0 | 0 | 0 | 0 | 0 | 0 | 0 | 0 | 0 | 0
6341 | 2025-09-22 | 5 | 0 | 0 | 0 | 0 | 0 | -0.6648 | 0 | -0.6648 | 0 | 0 | 0 | 0 | 0 | 0 | 0 | 0 | 0 | 0
6342 | 2025-09-22 | 6 | 0 | 0 | 0 | 0 | 0 | -0.66431 | 0 | -0.66431 | 0 | 0 | 0 | 0 | 0 | 0 | 0 | 0 | 0 | 0
6343 | 2025-09-22 | 7 | 0 | -0.491 | 0 | -0.48161 | 0 | -0.61431 | 0 | -0.61431 | 0 | 0 | 0 | 0 | 0 | 0 | 0 | 0 | 0 | 0
6344 | 2025-09-22 | 8 | 0 | -0.21961 | 0 | -0.22132 | 0 | -0.35743 | 0 | -0.35743 | 0 | 0 | 0 | 0 | 0 | 0 | 0 | 0 | 0 | 0
6345 | 2025-09-22 | 9 | 0 | -0.027498 | 0 | -0.027606 | 0 | -0.076541 | 0 | -0.076541 | 0 | 0 | 0 | 0 | 0 | 0 | 0 | 0 | 0 | 0
6346 | 2025-09-22 | 10 | 0 | 0 | 0 | 0 | 0 | 0 | 0 | 0 | 0 | 0 | 0 | 0 | 0 | 0 | 0 | 0 | 0 | 0
6347 | 2025-09-22 | 11 | 0 | 0 | 0 | 0 | 0 | 0 | 0 | 0 | 0 | 0 | 0 | 0 | 0 | 0 | 0 | 0 | 0 | 0
6348 | 2025-09-22 | 12 | 0 | 0 | 0 | 0 | 0 | 0 | 0 | 0 | 0 | 0 | 0 | 0 | 0 | 0 | 0 | 0 | 0 | 0
6349 | 2025-09-22 | 13 | 0 | 0 | 0 | 0 | 0 | 0 | 0 | 0 | 0 | 0 | 0 | 0 | 0 | 0 | 0 | 0 | 0 | 0
6350 | 2025-09-22 | 14 | 0 | 0 | 0 | 0 | 0 | 0 | 0 | 0 | 0 | 0 | 0 | 0 | 0 | 0 | 0 | 0 | 0 | 0
6351 | 2025-09-22 | 15 | 0 | 0 | 0 | 0 | 0 | 0 | 0 | 0 | 0 | 0 | 0 | 0 | 0 | 0 | 0 | 0 | 0 | 0
6352 | 2025-09-22 | 16 | 0 | 0 | 0 | 0 | 0 | 0 | 0 | 0 | 0.05 | 0 | 0 | 0 | 0 | 0 | 0 | 0 | 0 | 0
6353 | 2025-09-22 | 17 | 0 | 0 | 0 | 0 | 0 | 0 | 0 | 0 | 0.05 | 0 | 0 | 0 | 0 | 0 | 0 | 0 | 0 | 0
6354 | 2025-09-22 | 18 | 0 | 0 | 0 | 0 | 0 | 0 | 0 | 0 | 0.05 | 0 | 0 | 0 | 0 | 0 | 0 | 0 | 0 | 0
6355 | 2025-09-22 | 19 | 0 | 0 | 0 | 0 | 0 | 0 | 0 | 0 | 0.05 | 0 | 0 | 0 | 0 | 0 | 0 | 0 | 0 | 0
6356 | 2025-09-22 | 20 | 0 | 0 | 0 | 0 | 0 | 0 | 0 | 0 | 0.05 | 0 | 0 | 0 | 0 | 0 | 0 | 0 | 0 | 0
6357 | 2025-09-22 | 21 | 0 | 0 | 0 | 0 | 0 | 0 | 0 | 0 | 0.05 | 0 | 0 | 0 | 0 | 0 | 0 | 0 | 0 | 0
6358 | 2025-09-22 | 22 | 0 | 0 | 0 | 0 | 0 | 0 | 0 | 0 | 0 | 0 | 0 | 0 | 0 | 0 | 0 | 0 | 0 | 0
6359 | 2025-09-22 | 23 | 0 | 0 | 0 | 0 | 0 | 0 | 0 | 0 | 0 | 0 | 0 | 0 | 0 | 0 | 0 | 0 | 0 | 0
6360 | 2025-09-22 | 24 | 0 | 0 | 0 | 0 | 0 | 0 | 0 | 0 | 0 | 0 | 0 | 0 | 0 | 0 | 0 | 0 | 0 | 0
6361 | 2025-09-23 | 1 | 0 | 0 | 0 | 0 | 0 | 0 | 0 | 0 | 0 | 0 | 0 | 0 | 0 | 0 | 0 | 0 | 0 | 0
6362 | 2025-09-23 | 2 | 0 | -0.0053287 | 0 | -0.0053287 | 0 | -0.020453 | 0 | -0.020453 | 0 | 0 | 0 | 0 | 0 | 0 | 0 | 0 | 0 | 0
6363 | 2025-09-23 | 3 | 0 | -0.021075 | 0 | -0.021075 | 0 | -0.10533 | 0 | -0.10533 | 0 | 0 | 0 | 0 | 0 | 0 | 0 | 0 | 0 | 0
6364 | 2025-09-23 | 4 | 0 | -0.057148 | 0 | -0.057489 | 0 | -0.16265 | 0 | -0.16265 | 0 | 0 | 0 | 0 | 0 | 0 | 0 | 0 | 0 | 0
6365 | 2025-09-23 | 5 | 0 | -0.12087 | 0 | -0.12179 | 0 | -0.25329 | 0 | -0.25329 | 0 | 0 | 0 | 0 | 0 | 0 | 0 | 0 | 0 | 0
6366 | 2025-09-23 | 6 | 0 | -0.14989 | 0 | -0.15107 | 0 | -0.28082 | 0 | -0.28082 | 0 | 0 | 0 | 0 | 0 | 0 | 0 | 0 | 0 | 0
6367 | 2025-09-23 | 7 | 0 | -0.12096 | 0 | -0.12188 | 0 | -0.25072 | 0 | -0.25072 | 0 | 0 | 0 | 0 | 0 | 0 | 0 | 0 | 0 | 0
6368 | 2025-09-23 | 8 | 0 | -0.033329 | 0 | -0.033479 | 0 | -0.098587 | 0 | -0.098587 | 0 | 0 | 0 | 0 | 0 | 0 | 0 | 0 | 0 | 0
6369 | 2025-09-23 | 9 | 0 | 0 | 0 | 0 | 0 | 0 | 0 | 0 | 0 | 0 | 0 | 0 | 0 | 0 | 0 | 0 | 0 | 0
6370 | 2025-09-23 | 10 | 0 | 0 | 0 | 0 | 0 | 0 | 0 | 0 | 0 | 0 | 0 | 0 | 0 | 0 | 0 | 0 | 0 | 0
6371 | 2025-09-23 | 11 | 1 | 0.013816 | 1 | 0.0054118 | 1 | 0.012404 | 1 | 0.012404 | 0 | 0 | 0 | 0 | 0 | 0 | 0 | 0 | 0 | 0
6372 | 2025-09-23 | 12 | 1 | 0.016828 | 1 | 0.0065286 | 1 | 0.015007 | 1 | 0.015007 | 0 | 0 | 0 | 0 | 0 | 0 | 0 | 0 | 0 | 0
6373 | 2025-09-23 | 13 | 1 | 0.025526 | 1 | 0.010321 | 1 | 0.023433 | 1 | 0.023433 | 0 | 0 | 0 | 0 | 0 | 0 | 0 | 0 | 0 | 0
6374 | 2025-09-23 | 14 | 1 | 0.062697 | 1 | 0.025351 | 1 | 0.057556 | 1 | 0.057556 | 0 | 0 | 0 | 0 | 0 | 0 | 0 | 0 | 0 | 0
6375 | 2025-09-23 | 15 | 1 | 0.044019 | 1 | 0.016513 | 1 | 0.040233 | 1 | 0.040233 | 0 | 0 | 0 | 0 | 0 | 0 | 0 | 0 | 0 | 0
6376 | 2025-09-23 | 16 | 1 | 0.047534 | 1 | 0.01922 | 1 | 0.043636 | 1 | 0.043636 | 0.05 | 0 | 0.0023767 | 0 | 0.000961 | 0 | 0.0021818 | 0 | 0.0021818 | 0
6377 | 2025-09-23 | 17 | 1 | 0.061988 | 1 | 0.024527 | 1 | 0.056044 | 1 | 0.056044 | 0.05 | 0 | 0.0030994 | 0 | 0.0012264 | 0 | 0.0028022 | 0 | 0.0028022 | 0
6378 | 2025-09-23 | 18 | 1 | 0.071442 | 1 | 0.027717 | 1 | 0.063712 | 1 | 0.063712 | 0.05 | 0 | 0.0035721 | 0 | 0.0013858 | 0 | 0.0031856 | 0 | 0.0031856 | 0
6379 | 2025-09-23 | 19 | 0 | 0 | 0 | 0 | 0 | 0 | 0 | 0 | 0.05 | 0 | 0 | 0 | 0 | 0 | 0 | 0 | 0 | 0
6380 | 2025-09-23 | 20 | 0 | 0 | 0 | 0 | 0 | 0 | 0 | 0 | 0.05 | 0 | 0 | 0 | 0 | 0 | 0 | 0 | 0 | 0
6381 | 2025-09-23 | 21 | 0 | 0 | 0 | 0 | 0 | 0 | 0 | 0 | 0.05 | 0 | 0 | 0 | 0 | 0 | 0 | 0 | 0 | 0
6382 | 2025-09-23 | 22 | 0 | 0 | 0 | 0 | 0 | 0 | 0 | 0 | 0 | 0 | 0 | 0 | 0 | 0 | 0 | 0 | 0 | 0
6383 | 2025-09-23 | 23 | 0 | 0 | 0 | 0 | 0 | 0 | 0 | 0 | 0 | 0 | 0 | 0 | 0 | 0 | 0 | 0 | 0 | 0
6384 | 2025-09-23 | 24 | 0 | 0 | 0 | 0 | 0 | 0 | 0 | 0 | 0 | 0 | 0 | 0 | 0 | 0 | 0 | 0 | 0 | 0
6385 | 2025-09-24 | 1 | 0 | 0 | 0 | 0 | 0 | 0 | 0 | 0 | 0 | 0 | 0 | 0 | 0 | 0 | 0 | 0 | 0 | 0
6386 | 2025-09-24 | 2 | 0 | 0 | 0 | 0 | 0 | 0 | 0 | 0 | 0 | 0 | 0 | 0 | 0 | 0 | 0 | 0 | 0 | 0
6387 | 2025-09-24 | 3 | 0 | 0 | 0 | 0 | 0 | 0 | 0 | 0 | 0 | 0 | 0 | 0 | 0 | 0 | 0 | 0 | 0 | 0
6388 | 2025-09-24 | 4 | 0 | 0 | 0 | 0 | 0 | 0 | 0 | 0 | 0 | 0 | 0 | 0 | 0 | 0 | 0 | 0 | 0 | 0
6389 | 2025-09-24 | 5 | 0 | 0 | 0 | 0 | 0 | 0 | 0 | 0 | 0 | 0 | 0 | 0 | 0 | 0 | 0 | 0 | 0 | 0
6390 | 2025-09-24 | 6 | 0 | -0.00020268 | 0 | -0.00020268 | 0 | -0.0044086 | 0 | -0.0044086 | 0 | 0 | 0 | 0 | 0 | 0 | 0 | 0 | 0 | 0
6391 | 2025-09-24 | 7 | 0 | -0.0052281 | 0 | -0.0052281 | 0 | -0.026471 | 0 | -0.026471 | 0 | 0 | 0 | 0 | 0 | 0 | 0 | 0 | 0 | 0
6392 | 2025-09-24 | 8 | 0 | -0.0058917 | 0 | -0.0058917 | 0 | -0.031809 | 0 | -0.031809 | 0 | 0 | 0 | 0 | 0 | 0 | 0 | 0 | 0 | 0
6393 | 2025-09-24 | 9 | 0 | -0.007002 | 0 | -0.007002 | 0 | -0.061943 | 0 | -0.061943 | 0 | 0 | 0 | 0 | 0 | 0 | 0 | 0 | 0 | 0
6394 | 2025-09-24 | 10 | 0 | -0.0022462 | 0 | -0.0022462 | 0 | -0.019367 | 0 | -0.019367 | 0 | 0 | 0 | 0 | 0 | 0 | 0 | 0 | 0 | 0
6395 | 2025-09-24 | 11 | 0 | 0 | 0 | 0 | 0 | 0 | 0 | 0 | 0 | 0 | 0 | 0 | 0 | 0 | 0 | 0 | 0 | 0
6396 | 2025-09-24 | 12 | 0 | 0 | 0 | 0 | 0 | 0 | 0 | 0 | 0 | 0 | 0 | 0 | 0 | 0 | 0 | 0 | 0 | 0
6397 | 2025-09-24 | 13 | 1 | 0.013234 | 1 | 0.0051837 | 1 | 0.011881 | 1 | 0.011881 | 0 | 0 | 0 | 0 | 0 | 0 | 0 | 0 | 0 | 0
6398 | 2025-09-24 | 14 | 1 | 0.034851 | 1 | 0.013521 | 1 | 0.03108 | 1 | 0.03108 | 0 | 0 | 0 | 0 | 0 | 0 | 0 | 0 | 0 | 0
6399 | 2025-09-24 | 15 | 1 | 0.095766 | 1 | 0.037154 | 1 | 0.085404 | 1 | 0.085404 | 0 | 0 | 0 | 0 | 0 | 0 | 0 | 0 | 0 | 0
6400 | 2025-09-24 | 16 | 1 | 0.13703 | 1 | 0.049894 | 1 | 0.12239 | 1 | 0.12239 | 0.05 | 0 | 0.0068517 | 0 | 0.0024947 | 0 | 0.0061195 | 0 | 0.0061195 | 0
6401 | 2025-09-24 | 17 | 0 | 0 | 0 | 0 | 0 | 0 | 0 | 0 | 0.05 | 0 | 0 | 0 | 0 | 0 | 0 | 0 | 0 | 0
6402 | 2025-09-24 | 18 | 0 | 0 | 0 | 0 | 0 | 0 | 0 | 0 | 0.05 | 0 | 0 | 0 | 0 | 0 | 0 | 0 | 0 | 0
6403 | 2025-09-24 | 19 | 0 | 0 | 0 | 0 | 0 | 0 | 0 | 0 | 0.05 | 0 | 0 | 0 | 0 | 0 | 0 | 0 | 0 | 0
6404 | 2025-09-24 | 20 | 0 | 0 | 0 | 0 | 0 | 0 | 0 | 0 | 0.05 | 0 | 0 | 0 | 0 | 0 | 0 | 0 | 0 | 0
6405 | 2025-09-24 | 21 | 0 | 0 | 0 | 0 | 0 | 0 | 0 | 0 | 0.05 | 0 | 0 | 0 | 0 | 0 | 0 | 0 | 0 | 0
6406 | 2025-09-24 | 22 | 0 | 0 | 0 | 0 | 0 | 0 | 0 | 0 | 0 | 0 | 0 | 0 | 0 | 0 | 0 | 0 | 0 | 0
6407 | 2025-09-24 | 23 | 0 | 0 | 0 | 0 | 0 | 0 | 0 | 0 | 0 | 0 | 0 | 0 | 0 | 0 | 0 | 0 | 0 | 0
6408 | 2025-09-24 | 24 | 0 | 0 | 0 | 0 | 0 | 0 | 0 | 0 | 0 | 0 | 0 | 0 | 0 | 0 | 0 | 0 | 0 | 0
6409 | 2025-09-25 | 1 | 0 | 0 | 0 | 0 | 0 | 0 | 0 | 0 | 0 | 0 | 0 | 0 | 0 | 0 | 0 | 0 | 0 | 0
6410 | 2025-09-25 | 2 | 0 | 0 | 0 | 0 | 0 | 0 | 0 | 0 | 0 | 0 | 0 | 0 | 0 | 0 | 0 | 0 | 0 | 0
6411 | 2025-09-25 | 3 | 0 | -0.011588 | 0 | -0.011588 | 0 | -0.069444 | 0 | -0.069444 | 0 | 0 | 0 | 0 | 0 | 0 | 0 | 0 | 0 | 0
6412 | 2025-09-25 | 4 | 0 | -0.055618 | 0 | -0.055943 | 0 | -0.13654 | 0 | -0.13654 | 0 | 0 | 0 | 0 | 0 | 0 | 0 | 0 | 0 | 0
6413 | 2025-09-25 | 5 | 0 | -0.089357 | 0 | -0.090011 | 0 | -0.17999 | 0 | -0.17999 | 0 | 0 | 0 | 0 | 0 | 0 | 0 | 0 | 0 | 0
6414 | 2025-09-25 | 6 | 0 | -0.092302 | 0 | -0.092957 | 0 | -0.22671 | 0 | -0.22671 | 0 | 0 | 0 | 0 | 0 | 0 | 0 | 0 | 0 | 0
6415 | 2025-09-25 | 7 | 0 | -0.094597 | 0 | -0.095272 | 0 | -0.22599 | 0 | -0.22599 | 0 | 0 | 0 | 0 | 0 | 0 | 0 | 0 | 0 | 0
6416 | 2025-09-25 | 8 | 0 | -0.014459 | 0 | -0.014502 | 0 | -0.046623 | 0 | -0.046623 | 0 | 0 | 0 | 0 | 0 | 0 | 0 | 0 | 0 | 0
6417 | 2025-09-25 | 9 | 0 | 0 | 0 | 0 | 0 | 0 | 0 | 0 | 0 | 0 | 0 | 0 | 0 | 0 | 0 | 0 | 0 | 0
6418 | 2025-09-25 | 10 | 0 | 0 | 0 | 0 | 0 | 0 | 0 | 0 | 0 | 0 | 0 | 0 | 0 | 0 | 0 | 0 | 0 | 0
6419 | 2025-09-25 | 11 | 0 | 0 | 0 | 0 | 0 | 0 | 0 | 0 | 0 | 0 | 0 | 0 | 0 | 0 | 0 | 0 | 0 | 0
6420 | 2025-09-25 | 12 | 0 | 0 | 0 | 0 | 0 | 0 | 0 | 0 | 0 | 0 | 0 | 0 | 0 | 0 | 0 | 0 | 0 | 0
6421 | 2025-09-25 | 13 | 0 | 0 | 0 | 0 | 0 | 0 | 0 | 0 | 0 | 0 | 0 | 0 | 0 | 0 | 0 | 0 | 0 | 0
6422 | 2025-09-25 | 14 | 0 | 0 | 0 | 0 | 0 | 0 | 0 | 0 | 0 | 0 | 0 | 0 | 0 | 0 | 0 | 0 | 0 | 0
6423 | 2025-09-25 | 15 | 0 | 0 | 0 | 0 | 0 | 0 | 0 | 0 | 0 | 0 | 0 | 0 | 0 | 0 | 0 | 0 | 0 | 0
6424 | 2025-09-25 | 16 | 0 | 0 | 0 | 0 | 0 | 0 | 0 | 0 | 0.05 | 0 | 0 | 0 | 0 | 0 | 0 | 0 | 0 | 0
6425 | 2025-09-25 | 17 | 0 | 0 | 0 | 0 | 0 | 0 | 0 | 0 | 0.05 | 0 | 0 | 0 | 0 | 0 | 0 | 0 | 0 | 0
6426 | 2025-09-25 | 18 | 0 | 0 | 0 | 0 | 0 | 0 | 0 | 0 | 0.05 | 0 | 0 | 0 | 0 | 0 | 0 | 0 | 0 | 0
6427 | 2025-09-25 | 19 | 0 | 0 | 0 | 0 | 0 | 0 | 0 | 0 | 0.05 | 0 | 0 | 0 | 0 | 0 | 0 | 0 | 0 | 0
6428 | 2025-09-25 | 20 | 0 | 0 | 0 | 0 | 0 | 0 | 0 | 0 | 0.05 | 0 | 0 | 0 | 0 | 0 | 0 | 0 | 0 | 0
6429 | 2025-09-25 | 21 | 0 | 0 | 0 | 0 | 0 | 0 | 0 | 0 | 0.05 | 0 | 0 | 0 | 0 | 0 | 0 | 0 | 0 | 0
6430 | 2025-09-25 | 22 | 0 | 0 | 0 | 0 | 0 | 0 | 0 | 0 | 0 | 0 | 0 | 0 | 0 | 0 | 0 | 0 | 0 | 0
6431 | 2025-09-25 | 23 | 0 | 0 | 0 | 0 | 0 | 0 | 0 | 0 | 0 | 0 | 0 | 0 | 0 | 0 | 0 | 0 | 0 | 0
6432 | 2025-09-25 | 24 | 0 | 0 | 0 | 0 | 0 | 0 | 0 | 0 | 0 | 0 | 0 | 0 | 0 | 0 | 0 | 0 | 0 | 0
6433 | 2025-09-26 | 1 | 0 | 0 | 0 | 0 | 0 | 0 | 0 | 0 | 0 | 0 | 0 | 0 | 0 | 0 | 0 | 0 | 0 | 0
6434 | 2025-09-26 | 2 | 0 | 0 | 0 | 0 | 0 | 0 | 0 | 0 | 0 | 0 | 0 | 0 | 0 | 0 | 0 | 0 | 0 | 0
6435 | 2025-09-26 | 3 | 0 | -0.0057501 | 0 | -0.0057501 | 0 | -0.026093 | 0 | -0.026093 | 0 | 0 | 0 | 0 | 0 | 0 | 0 | 0 | 0 | 0
6436 | 2025-09-26 | 4 | 0 | -0.017839 | 0 | -0.017839 | 0 | -0.082413 | 0 | -0.082413 | 0 | 0 | 0 | 0 | 0 | 0 | 0 | 0 | 0 | 0
6437 | 2025-09-26 | 5 | 0 | -0.033103 | 0 | -0.033223 | 0 | -0.10934 | 0 | -0.10934 | 0 | 0 | 0 | 0 | 0 | 0 | 0 | 0 | 0 | 0
6438 | 2025-09-26 | 6 | 0 | -0.040209 | 0 | -0.040419 | 0 | -0.11665 | 0 | -0.11665 | 0 | 0 | 0 | 0 | 0 | 0 | 0 | 0 | 0 | 0
6439 | 2025-09-26 | 7 | 0 | -0.025407 | 0 | -0.025489 | 0 | -0.092557 | 0 | -0.092557 | 0 | 0 | 0 | 0 | 0 | 0 | 0 | 0 | 0 | 0
6440 | 2025-09-26 | 8 | 0 | -0.0010206 | 0 | -0.0010206 | 0 | -0.0093498 | 0 | -0.0093498 | 0 | 0 | 0 | 0 | 0 | 0 | 0 | 0 | 0 | 0
6441 | 2025-09-26 | 9 | 0 | 0 | 0 | 0 | 0 | 0 | 0 | 0 | 0 | 0 | 0 | 0 | 0 | 0 | 0 | 0 | 0 | 0
6442 | 2025-09-26 | 10 | 0 | 0 | 0 | 0 | 0 | 0 | 0 | 0 | 0 | 0 | 0 | 0 | 0 | 0 | 0 | 0 | 0 | 0
6443 | 2025-09-26 | 11 | 0 | 0 | 0 | 0 | 0 | 0 | 0 | 0 | 0 | 0 | 0 | 0 | 0 | 0 | 0 | 0 | 0 | 0
6444 | 2025-09-26 | 12 | 0 | 0 | 0 | 0 | 0 | 0 | 0 | 0 | 0 | 0 | 0 | 0 | 0 | 0 | 0 | 0 | 0 | 0
6445 | 2025-09-26 | 13 | 0 | 0 | 0 | 0 | 0 | 0 | 0 | 0 | 0 | 0 | 0 | 0 | 0 | 0 | 0 | 0 | 0 | 0
6446 | 2025-09-26 | 14 | 0 | 0 | 0 | 0 | 0 | 0 | 0 | 0 | 0 | 0 | 0 | 0 | 0 | 0 | 0 | 0 | 0 | 0
6447 | 2025-09-26 | 15 | 0 | 0 | 0 | 0 | 0 | 0 | 0 | 0 | 0 | 0 | 0 | 0 | 0 | 0 | 0 | 0 | 0 | 0
6448 | 2025-09-26 | 16 | 0 | 0 | 0 | 0 | 0 | 0 | 0 | 0 | 0.05 | 0 | 0 | 0 | 0 | 0 | 0 | 0 | 0 | 0
6449 | 2025-09-26 | 17 | 0 | 0 | 0 | 0 | 0 | 0 | 0 | 0 | 0.05 | 0 | 0 | 0 | 0 | 0 | 0 | 0 | 0 | 0
6450 | 2025-09-26 | 18 | 0 | 0 | 0 | 0 | 0 | 0 | 0 | 0 | 0.05 | 0 | 0 | 0 | 0 | 0 | 0 | 0 | 0 | 0
6451 | 2025-09-26 | 19 | 0 | 0 | 0 | 0 | 0 | 0 | 0 | 0 | 0.05 | 0 | 0 | 0 | 0 | 0 | 0 | 0 | 0 | 0
6452 | 2025-09-26 | 20 | 0 | 0 | 0 | 0 | 0 | 0 | 0 | 0 | 0.05 | 0 | 0 | 0 | 0 | 0 | 0 | 0 | 0 | 0
6453 | 2025-09-26 | 21 | 0 | 0 | 0 | 0 | 0 | 0 | 0 | 0 | 0.05 | 0 | 0 | 0 | 0 | 0 | 0 | 0 | 0 | 0
6454 | 2025-09-26 | 22 | 0 | 0 | 0 | 0 | 0 | 0 | 0 | 0 | 0 | 0 | 0 | 0 | 0 | 0 | 0 | 0 | 0 | 0
6455 | 2025-09-26 | 23 | 0 | 0 | 0 | 0 | 0 | 0 | 0 | 0 | 0 | 0 | 0 | 0 | 0 | 0 | 0 | 0 | 0 | 0
6456 | 2025-09-26 | 24 | 0 | 0 | 0 | 0 | 0 | 0 | 0 | 0 | 0 | 0 | 0 | 0 | 0 | 0 | 0 | 0 | 0 | 0
6457 | 2025-09-27 | 1 | 0 | 0 | 0 | 0 | 0 | 0 | 0 | 0 | 0 | 0 | 0 | 0 | 0 | 0 | 0 | 0 | 0 | 0
6458 | 2025-09-27 | 2 | 0 | 0 | 0 | 0 | 0 | 0 | 0 | 0 | 0 | 0 | 0 | 0 | 0 | 0 | 0 | 0 | 0 | 0
6459 | 2025-09-27 | 3 | 0 | 0 | 0 | 0 | 0 | 0 | 0 | 0 | 0 | 0 | 0 | 0 | 0 | 0 | 0 | 0 | 0 | 0
6460 | 2025-09-27 | 4 | 0 | 0 | 0 | 0 | 0 | 0 | 0 | 0 | 0 | 0 | 0 | 0 | 0 | 0 | 0 | 0 | 0 | 0
6461 | 2025-09-27 | 5 | 0 | 0 | 0 | 0 | 0 | 0 | 0 | 0 | 0 | 0 | 0 | 0 | 0 | 0 | 0 | 0 | 0 | 0
6462 | 2025-09-27 | 6 | 0 | 0 | 0 | 0 | 0 | 0 | 0 | 0 | 0 | 0 | 0 | 0 | 0 | 0 | 0 | 0 | 0 | 0
6463 | 2025-09-27 | 7 | 0 | 0 | 0 | 0 | 0 | 0 | 0 | 0 | 0 | 0 | 0 | 0 | 0 | 0 | 0 | 0 | 0 | 0
6464 | 2025-09-27 | 8 | 0 | 0 | 0 | 0 | 0 | 0 | 0 | 0 | 0 | 0 | 0 | 0 | 0 | 0 | 0 | 0 | 0 | 0
6465 | 2025-09-27 | 9 | 1 | 0.016205 | 1 | 0.0062869 | 1 | 0.014452 | 1 | 0.014452 | 0 | 0 | 0 | 0 | 0 | 0 | 0 | 0 | 0 | 0
6466 | 2025-09-27 | 10 | 1 | 0.050615 | 1 | 0.01879 | 1 | 0.045886 | 1 | 0.045886 | 0 | 0 | 0 | 0 | 0 | 0 | 0 | 0 | 0 | 0
6467 | 2025-09-27 | 11 | 1 | 0.092999 | 1 | 0.036429 | 1 | 0.083492 | 1 | 0.083492 | 0 | 0 | 0 | 0 | 0 | 0 | 0 | 0 | 0 | 0
6468 | 2025-09-27 | 12 | 1 | 0.094387 | 1 | 0.037347 | 1 | 0.085336 | 1 | 0.085336 | 0 | 0 | 0 | 0 | 0 | 0 | 0 | 0 | 0 | 0
6469 | 2025-09-27 | 13 | 1 | 0.11169 | 1 | 0.042365 | 1 | 0.10296 | 1 | 0.10296 | 0 | 0 | 0 | 0 | 0 | 0 | 0 | 0 | 0 | 0
6470 | 2025-09-27 | 14 | 1 | 0.15253 | 1 | 0.06035 | 1 | 0.1379 | 1 | 0.1379 | 0 | 0 | 0 | 0 | 0 | 0 | 0 | 0 | 0 | 0
6471 | 2025-09-27 | 15 | 1 | 0.14101 | 1 | 0.05183 | 1 | 0.12686 | 1 | 0.12686 | 0 | 0 | 0 | 0 | 0 | 0 | 0 | 0 | 0 | 0
6472 | 2025-09-27 | 16 | 1 | 0.13533 | 1 | 0.049741 | 1 | 0.12175 | 1 | 0.12175 | 0 | 0 | 0 | 0 | 0 | 0 | 0 | 0 | 0 | 0
6473 | 2025-09-27 | 17 | 1 | 0.12671 | 1 | 0.046574 | 1 | 0.114 | 1 | 0.114 | 0 | 0 | 0 | 0 | 0 | 0 | 0 | 0 | 0 | 0
6474 | 2025-09-27 | 18 | 1 | 0.11322 | 1 | 0.041616 | 1 | 0.10186 | 1 | 0.10186 | 0 | 0 | 0 | 0 | 0 | 0 | 0 | 0 | 0 | 0
6475 | 2025-09-27 | 19 | 1 | 0.099544 | 1 | 0.036244 | 1 | 0.088906 | 1 | 0.088906 | 0 | 0 | 0 | 0 | 0 | 0 | 0 | 0 | 0 | 0
6476 | 2025-09-27 | 20 | 1 | 0.091088 | 1 | 0.03348 | 1 | 0.081947 | 1 | 0.081947 | 0 | 0 | 0 | 0 | 0 | 0 | 0 | 0 | 0 | 0
6477 | 2025-09-27 | 21 | 1 | 0.0886 | 1 | 0.035056 | 1 | 0.080103 | 1 | 0.080103 | 0 | 0 | 0 | 0 | 0 | 0 | 0 | 0 | 0 | 0
6478 | 2025-09-27 | 22 | 1 | 0.070614 | 1 | 0.02571 | 1 | 0.063067 | 1 | 0.063067 | 0 | 0 | 0 | 0 | 0 | 0 | 0 | 0 | 0 | 0
6479 | 2025-09-27 | 23 | 0 | 0 | 0 | 0 | 0 | 0 | 0 | 0 | 0 | 0 | 0 | 0 | 0 | 0 | 0 | 0 | 0 | 0
6480 | 2025-09-27 | 24 | 0 | 0 | 0 | 0 | 0 | 0 | 0 | 0 | 0 | 0 | 0 | 0 | 0 | 0 | 0 | 0 | 0 | 0
6481 | 2025-09-28 | 1 | 1 | 0.015541 | 1 | 0.0056583 | 1 | 0.01388 | 1 | 0.01388 | 0 | 0 | 0 | 0 | 0 | 0 | 0 | 0 | 0 | 0
6482 | 2025-09-28 | 2 | 1 | 0.013884 | 1 | 0.0054383 | 1 | 0.012464 | 1 | 0.012464 | 0 | 0 | 0 | 0 | 0 | 0 | 0 | 0 | 0 | 0
6483 | 2025-09-28 | 3 | 1 | 0.012232 | 1 | 0.0044959 | 1 | 0.011004 | 1 | 0.011004 | 0 | 0 | 0 | 0 | 0 | 0 | 0 | 0 | 0 | 0
6484 | 2025-09-28 | 4 | 1 | 0.012331 | 1 | 0.0044899 | 1 | 0.011014 | 1 | 0.011014 | 0 | 0 | 0 | 0 | 0 | 0 | 0 | 0 | 0 | 0
6485 | 2025-09-28 | 5 | 0 | 0 | 0 | 0 | 0 | 0 | 0 | 0 | 0 | 0 | 0 | 0 | 0 | 0 | 0 | 0 | 0 | 0
6486 | 2025-09-28 | 6 | 0 | 0 | 0 | 0 | 0 | 0 | 0 | 0 | 0 | 0 | 0 | 0 | 0 | 0 | 0 | 0 | 0 | 0
6487 | 2025-09-28 | 7 | 0 | 0 | 0 | 0 | 0 | 0 | 0 | 0 | 0 | 0 | 0 | 0 | 0 | 0 | 0 | 0 | 0 | 0
6488 | 2025-09-28 | 8 | 1 | 0.010969 | 1 | 0.004072 | 1 | 0.0099442 | 1 | 0.0099442 | 0 | 0 | 0 | 0 | 0 | 0 | 0 | 0 | 0 | 0
6489 | 2025-09-28 | 9 | 1 | 0.031261 | 1 | 0.01264 | 1 | 0.028698 | 1 | 0.028698 | 0 | 0 | 0 | 0 | 0 | 0 | 0 | 0 | 0 | 0
6490 | 2025-09-28 | 10 | 1 | 0.10094 | 1 | 0.040815 | 1 | 0.092665 | 1 | 0.092665 | 0 | 0 | 0 | 0 | 0 | 0 | 0 | 0 | 0 | 0
6491 | 2025-09-28 | 11 | 1 | 0.14236 | 1 | 0.053999 | 1 | 0.13124 | 1 | 0.13124 | 0 | 0 | 0 | 0 | 0 | 0 | 0 | 0 | 0 | 0
6492 | 2025-09-28 | 12 | 1 | 0.16679 | 1 | 0.068232 | 1 | 0.15439 | 1 | 0.15439 | 0 | 0 | 0 | 0 | 0 | 0 | 0 | 0 | 0 | 0
6493 | 2025-09-28 | 13 | 1 | 0.18413 | 1 | 0.075325 | 1 | 0.17044 | 1 | 0.17044 | 0 | 0 | 0 | 0 | 0 | 0 | 0 | 0 | 0 | 0
6494 | 2025-09-28 | 14 | 1 | 0.21627 | 1 | 0.088475 | 1 | 0.20019 | 1 | 0.20019 | 0 | 0 | 0 | 0 | 0 | 0 | 0 | 0 | 0 | 0
6495 | 2025-09-28 | 15 | 1 | 0.23788 | 1 | 0.0913 | 1 | 0.22133 | 1 | 0.22133 | 0 | 0 | 0 | 0 | 0 | 0 | 0 | 0 | 0 | 0
6496 | 2025-09-28 | 16 | 1 | 0.26222 | 1 | 0.10727 | 1 | 0.24272 | 1 | 0.24272 | 0 | 0 | 0 | 0 | 0 | 0 | 0 | 0 | 0 | 0
6497 | 2025-09-28 | 17 | 1 | 0.22641 | 1 | 0.084936 | 1 | 0.20693 | 1 | 0.20693 | 0 | 0 | 0 | 0 | 0 | 0 | 0 | 0 | 0 | 0
6498 | 2025-09-28 | 18 | 1 | 0.18574 | 1 | 0.074275 | 1 | 0.16918 | 1 | 0.16918 | 0 | 0 | 0 | 0 | 0 | 0 | 0 | 0 | 0 | 0
6499 | 2025-09-28 | 19 | 1 | 0.15077 | 1 | 0.060291 | 1 | 0.13733 | 1 | 0.13733 | 0 | 0 | 0 | 0 | 0 | 0 | 0 | 0 | 0 | 0
6500 | 2025-09-28 | 20 | 1 | 0.12928 | 1 | 0.047993 | 1 | 0.1172 | 1 | 0.1172 | 0 | 0 | 0 | 0 | 0 | 0 | 0 | 0 | 0 | 0
6501 | 2025-09-28 | 21 | 1 | 0.11836 | 1 | 0.046363 | 1 | 0.10626 | 1 | 0.10626 | 0 | 0 | 0 | 0 | 0 | 0 | 0 | 0 | 0 | 0
6502 | 2025-09-28 | 22 | 1 | 0.096818 | 1 | 0.037924 | 1 | 0.08692 | 1 | 0.08692 | 0 | 0 | 0 | 0 | 0 | 0 | 0 | 0 | 0 | 0
6503 | 2025-09-28 | 23 | 1 | 0.07042 | 1 | 0.027863 | 1 | 0.063667 | 1 | 0.063667 | 0 | 0 | 0 | 0 | 0 | 0 | 0 | 0 | 0 | 0
6504 | 2025-09-28 | 24 | 0 | 0 | 0 | 0 | 0 | 0 | 0 | 0 | 0 | 0 | 0 | 0 | 0 | 0 | 0 | 0 | 0 | 0
6505 | 2025-09-29 | 1 | 1 | 0.019257 | 1 | 0.0070116 | 1 | 0.017199 | 1 | 0.017199 | 0 | 0 | 0 | 0 | 0 | 0 | 0 | 0 | 0 | 0
6506 | 2025-09-29 | 2 | 1 | 0.015365 | 1 | 0.0059612 | 1 | 0.013703 | 1 | 0.013703 | 0 | 0 | 0 | 0 | 0 | 0 | 0 | 0 | 0 | 0
6507 | 2025-09-29 | 3 | 0 | 0 | 0 | 0 | 0 | 0 | 0 | 0 | 0 | 0 | 0 | 0 | 0 | 0 | 0 | 0 | 0 | 0
6508 | 2025-09-29 | 4 | 0 | 0 | 0 | 0 | 0 | 0 | 0 | 0 | 0 | 0 | 0 | 0 | 0 | 0 | 0 | 0 | 0 | 0
6509 | 2025-09-29 | 5 | 0 | 0 | 0 | 0 | 0 | 0 | 0 | 0 | 0 | 0 | 0 | 0 | 0 | 0 | 0 | 0 | 0 | 0
6510 | 2025-09-29 | 6 | 1 | 0.013442 | 1 | 0.0048944 | 1 | 0.012006 | 1 | 0.012006 | 0 | 0 | 0 | 0 | 0 | 0 | 0 | 0 | 0 | 0
6511 | 2025-09-29 | 7 | 1 | 0.012655 | 1 | 0.004957 | 1 | 0.011361 | 1 | 0.011361 | 0 | 0 | 0 | 0 | 0 | 0 | 0 | 0 | 0 | 0
6512 | 2025-09-29 | 8 | 1 | 0.011261 | 1 | 0.004139 | 1 | 0.010131 | 1 | 0.010131 | 0 | 0 | 0 | 0 | 0 | 0 | 0 | 0 | 0 | 0
6513 | 2025-09-29 | 9 | 1 | 0.0098578 | 1 | 0.0036595 | 1 | 0.0089369 | 1 | 0.0089369 | 0 | 0 | 0 | 0 | 0 | 0 | 0 | 0 | 0 | 0
6514 | 2025-09-29 | 10 | 1 | 0.010006 | 1 | 0.0036776 | 1 | 0.0090014 | 1 | 0.0090014 | 0 | 0 | 0 | 0 | 0 | 0 | 0 | 0 | 0 | 0
6515 | 2025-09-29 | 11 | 1 | 0.010606 | 1 | 0.0041964 | 1 | 0.0095886 | 1 | 0.0095886 | 0 | 0 | 0 | 0 | 0 | 0 | 0 | 0 | 0 | 0
6516 | 2025-09-29 | 12 | 1 | 0.010415 | 1 | 0.003828 | 1 | 0.0093697 | 1 | 0.0093697 | 0 | 0 | 0 | 0 | 0 | 0 | 0 | 0 | 0 | 0
6517 | 2025-09-29 | 13 | 1 | 0.011462 | 1 | 0.0045352 | 1 | 0.010363 | 1 | 0.010363 | 0 | 0 | 0 | 0 | 0 | 0 | 0 | 0 | 0 | 0
6518 | 2025-09-29 | 14 | 1 | 0.010488 | 1 | 0.0038936 | 1 | 0.0095085 | 1 | 0.0095085 | 0 | 0 | 0 | 0 | 0 | 0 | 0 | 0 | 0 | 0
6519 | 2025-09-29 | 15 | 1 | 0.013729 | 1 | 0.0052079 | 1 | 0.012657 | 1 | 0.012657 | 0 | 0 | 0 | 0 | 0 | 0 | 0 | 0 | 0 | 0
6520 | 2025-09-29 | 16 | 1 | 0.021747 | 1 | 0.0086961 | 1 | 0.019808 | 1 | 0.019808 | 0.05 | 0 | 0.0010873 | 0 | 0.0004348 | 0 | 0.00099039 | 0 | 0.00099039 | 0
6521 | 2025-09-29 | 17 | 1 | 0.025618 | 1 | 0.010244 | 1 | 0.023334 | 1 | 0.023334 | 0.05 | 0 | 0.0012809 | 0 | 0.00051221 | 0 | 0.0011667 | 0 | 0.0011667 | 0
6522 | 2025-09-29 | 18 | 0 | 0 | 0 | 0 | 0 | 0 | 0 | 0 | 0.05 | 0 | 0 | 0 | 0 | 0 | 0 | 0 | 0 | 0
6523 | 2025-09-29 | 19 | 0 | 0 | 0 | 0 | 0 | 0 | 0 | 0 | 0.05 | 0 | 0 | 0 | 0 | 0 | 0 | 0 | 0 | 0
6524 | 2025-09-29 | 20 | 0 | 0 | 0 | 0 | 0 | 0 | 0 | 0 | 0.05 | 0 | 0 | 0 | 0 | 0 | 0 | 0 | 0 | 0
6525 | 2025-09-29 | 21 | 0 | 0 | 0 | 0 | 0 | 0 | 0 | 0 | 0.05 | 0 | 0 | 0 | 0 | 0 | 0 | 0 | 0 | 0
6526 | 2025-09-29 | 22 | 0 | 0 | 0 | 0 | 0 | 0 | 0 | 0 | 0 | 0 | 0 | 0 | 0 | 0 | 0 | 0 | 0 | 0
6527 | 2025-09-29 | 23 | 0 | 0 | 0 | 0 | 0 | 0 | 0 | 0 | 0 | 0 | 0 | 0 | 0 | 0 | 0 | 0 | 0 | 0
6528 | 2025-09-29 | 24 | 0 | 0 | 0 | 0 | 0 | 0 | 0 | 0 | 0 | 0 | 0 | 0 | 0 | 0 | 0 | 0 | 0 | 0
6529 | 2025-09-30 | 1 | 0 | -0.011473 | 0 | -0.011473 | 0 | -0.048141 | 0 | -0.048141 | 0 | 0 | 0 | 0 | 0 | 0 | 0 | 0 | 0 | 0
6530 | 2025-09-30 | 2 | 0 | -0.047762 | 0 | -0.047981 | 0 | -0.19619 | 0 | -0.19619 | 0 | 0 | 0 | 0 | 0 | 0 | 0 | 0 | 0 | 0
6531 | 2025-09-30 | 3 | 0 | -0.15438 | 0 | -0.15559 | 0 | -0.30237 | 0 | -0.30237 | 0 | 0 | 0 | 0 | 0 | 0 | 0 | 0 | 0 | 0
6532 | 2025-09-30 | 4 | 0 | -0.21838 | 0 | -0.22019 | 0 | -0.36252 | 0 | -0.36252 | 0 | 0 | 0 | 0 | 0 | 0 | 0 | 0 | 0 | 0
6533 | 2025-09-30 | 5 | 0 | -0.24277 | 0 | -0.24481 | 0 | -0.37525 | 0 | -0.37525 | 0 | 0 | 0 | 0 | 0 | 0 | 0 | 0 | 0 | 0
6534 | 2025-09-30 | 6 | 0 | -0.23506 | 0 | -0.23704 | 0 | -0.3617 | 0 | -0.3617 | 0 | 0 | 0 | 0 | 0 | 0 | 0 | 0 | 0 | 0
6535 | 2025-09-30 | 7 | 0 | -0.22736 | 0 | -0.22914 | 0 | -0.3691 | 0 | -0.3691 | 0 | 0 | 0 | 0 | 0 | 0 | 0 | 0 | 0 | 0
6536 | 2025-09-30 | 8 | 0 | -0.055076 | 0 | -0.055456 | 0 | -0.13974 | 0 | -0.13974 | 0 | 0 | 0 | 0 | 0 | 0 | 0 | 0 | 0 | 0
6537 | 2025-09-30 | 9 | 0 | -0.0020602 | 0 | -0.0020602 | 0 | -0.0058427 | 0 | -0.0058427 | 0 | 0 | 0 | 0 | 0 | 0 | 0 | 0 | 0 | 0
6538 | 2025-09-30 | 10 | 0 | 0 | 0 | 0 | 0 | 0 | 0 | 0 | 0 | 0 | 0 | 0 | 0 | 0 | 0 | 0 | 0 | 0
6539 | 2025-09-30 | 11 | 0 | 0 | 0 | 0 | 0 | 0 | 0 | 0 | 0 | 0 | 0 | 0 | 0 | 0 | 0 | 0 | 0 | 0
6540 | 2025-09-30 | 12 | 0 | 0 | 0 | 0 | 0 | 0 | 0 | 0 | 0 | 0 | 0 | 0 | 0 | 0 | 0 | 0 | 0 | 0
6541 | 2025-09-30 | 13 | 0 | 0 | 0 | 0 | 0 | 0 | 0 | 0 | 0 | 0 | 0 | 0 | 0 | 0 | 0 | 0 | 0 | 0
6542 | 2025-09-30 | 14 | 0 | 0 | 0 | 0 | 0 | 0 | 0 | 0 | 0 | 0 | 0 | 0 | 0 | 0 | 0 | 0 | 0 | 0
6543 | 2025-09-30 | 15 | 0 | 0 | 0 | 0 | 0 | 0 | 0 | 0 | 0 | 0 | 0 | 0 | 0 | 0 | 0 | 0 | 0 | 0
6544 | 2025-09-30 | 16 | 0 | 0 | 0 | 0 | 0 | 0 | 0 | 0 | 0.05 | 0 | 0 | 0 | 0 | 0 | 0 | 0 | 0 | 0
6545 | 2025-09-30 | 17 | 0 | 0 | 0 | 0 | 0 | 0 | 0 | 0 | 0.05 | 0 | 0 | 0 | 0 | 0 | 0 | 0 | 0 | 0
6546 | 2025-09-30 | 18 | 0 | 0 | 0 | 0 | 0 | 0 | 0 | 0 | 0.05 | 0 | 0 | 0 | 0 | 0 | 0 | 0 | 0 | 0
6547 | 2025-09-30 | 19 | 0 | 0 | 0 | 0 | 0 | 0 | 0 | 0 | 0.05 | 0 | 0 | 0 | 0 | 0 | 0 | 0 | 0 | 0
6548 | 2025-09-30 | 20 | 0 | 0 | 0 | 0 | 0 | 0 | 0 | 0 | 0.05 | 0 | 0 | 0 | 0 | 0 | 0 | 0 | 0 | 0
6549 | 2025-09-30 | 21 | 0 | 0 | 0 | 0 | 0 | 0 | 0 | 0 | 0.05 | 0 | 0 | 0 | 0 | 0 | 0 | 0 | 0 | 0
6550 | 2025-09-30 | 22 | 0 | 0 | 0 | 0 | 0 | 0 | 0 | 0 | 0 | 0 | 0 | 0 | 0 | 0 | 0 | 0 | 0 | 0
6551 | 2025-09-30 | 23 | 0 | 0 | 0 | 0 | 0 | 0 | 0 | 0 | 0 | 0 | 0 | 0 | 0 | 0 | 0 | 0 | 0 | 0
6552 | 2025-09-30 | 24 | 0 | -0.00070143 | 0 | -0.00070143 | 0 | -0.0071284 | 0 | -0.0071284 | 0 | 0 | 0 | 0 | 0 | 0 | 0 | 0 | 0 | 0
6553 | 2025-10-01 | 1 | 0 | -0.0061479 | 0 | -0.0061479 | 0 | -0.0358 | 0 | -0.0358 | 0 | 0 | 0 | 0 | 0 | 0 | 0 | 0 | 0 | 0
6554 | 2025-10-01 | 2 | 0 | -0.019978 | 0 | -0.019978 | 0 | -0.10352 | 0 | -0.10352 | 0 | 0 | 0 | 0 | 0 | 0 | 0 | 0 | 0 | 0
6555 | 2025-10-01 | 3 | 0 | -0.096063 | 0 | -0.09674 | 0 | -0.24098 | 0 | -0.24098 | 0 | 0 | 0 | 0 | 0 | 0 | 0 | 0 | 0 | 0
6556 | 2025-10-01 | 4 | 0 | -0.17657 | 0 | -0.17799 | 0 | -0.32486 | 0 | -0.32486 | 0 | 0 | 0 | 0 | 0 | 0 | 0 | 0 | 0 | 0
6557 | 2025-10-01 | 5 | 0 | -0.25174 | 0 | -0.25388 | 0 | -0.38343 | 0 | -0.38343 | 0 | 0 | 0 | 0 | 0 | 0 | 0 | 0 | 0 | 0
6558 | 2025-10-01 | 6 | 0 | -0.17699 | 0 | -0.17843 | 0 | -0.30447 | 0 | -0.30447 | 0 | 0 | 0 | 0 | 0 | 0 | 0 | 0 | 0 | 0
6559 | 2025-10-01 | 7 | 0 | -0.083871 | 0 | -0.084453 | 0 | -0.21171 | 0 | -0.21171 | 0 | 0 | 0 | 0 | 0 | 0 | 0 | 0 | 0 | 0
6560 | 2025-10-01 | 8 | 0 | -0.017753 | 0 | -0.017853 | 0 | -0.051762 | 0 | -0.051762 | 0 | 0 | 0 | 0 | 0 | 0 | 0 | 0 | 0 | 0
6561 | 2025-10-01 | 9 | 0 | 0 | 0 | 0 | 0 | 0 | 0 | 0 | 0 | 0 | 0 | 0 | 0 | 0 | 0 | 0 | 0 | 0
6562 | 2025-10-01 | 10 | 0 | 0 | 0 | 0 | 0 | 0 | 0 | 0 | 0 | 0 | 0 | 0 | 0 | 0 | 0 | 0 | 0 | 0
6563 | 2025-10-01 | 11 | 0 | 0 | 0 | 0 | 0 | 0 | 0 | 0 | 0 | 0 | 0 | 0 | 0 | 0 | 0 | 0 | 0 | 0
6564 | 2025-10-01 | 12 | 0 | 0 | 0 | 0 | 0 | 0 | 0 | 0 | 0 | 0 | 0 | 0 | 0 | 0 | 0 | 0 | 0 | 0
6565 | 2025-10-01 | 13 | 0 | 0 | 0 | 0 | 0 | 0 | 0 | 0 | 0 | 0 | 0 | 0 | 0 | 0 | 0 | 0 | 0 | 0
6566 | 2025-10-01 | 14 | 0 | 0 | 0 | 0 | 0 | 0 | 0 | 0 | 0 | 0 | 0 | 0 | 0 | 0 | 0 | 0 | 0 | 0
6567 | 2025-10-01 | 15 | 0 | 0 | 0 | 0 | 0 | 0 | 0 | 0 | 0 | 0 | 0 | 0 | 0 | 0 | 0 | 0 | 0 | 0
6568 | 2025-10-01 | 16 | 0 | 0 | 0 | 0 | 0 | 0 | 0 | 0 | 0 | 0 | 0 | 0 | 0 | 0 | 0 | 0 | 0 | 0
6569 | 2025-10-01 | 17 | 0 | 0 | 0 | 0 | 0 | 0 | 0 | 0 | 0 | 0 | 0 | 0 | 0 | 0 | 0 | 0 | 0 | 0
6570 | 2025-10-01 | 18 | 0 | 0 | 0 | 0 | 0 | 0 | 0 | 0 | 0 | 0 | 0 | 0 | 0 | 0 | 0 | 0 | 0 | 0
6571 | 2025-10-01 | 19 | 0 | 0 | 0 | 0 | 0 | 0 | 0 | 0 | 0 | 0 | 0 | 0 | 0 | 0 | 0 | 0 | 0 | 0
6572 | 2025-10-01 | 20 | 0 | 0 | 0 | 0 | 0 | 0 | 0 | 0 | 0 | 0 | 0 | 0 | 0 | 0 | 0 | 0 | 0 | 0
6573 | 2025-10-01 | 21 | 0 | 0 | 0 | 0 | 0 | 0 | 0 | 0 | 0 | 0 | 0 | 0 | 0 | 0 | 0 | 0 | 0 | 0
6574 | 2025-10-01 | 22 | 0 | 0 | 0 | 0 | 0 | 0 | 0 | 0 | 0 | 0 | 0 | 0 | 0 | 0 | 0 | 0 | 0 | 0
6575 | 2025-10-01 | 23 | 0 | 0 | 0 | 0 | 0 | 0 | 0 | 0 | 0 | 0 | 0 | 0 | 0 | 0 | 0 | 0 | 0 | 0
6576 | 2025-10-01 | 24 | 0 | 0 | 0 | 0 | 0 | 0 | 0 | 0 | 0 | 0 | 0 | 0 | 0 | 0 | 0 | 0 | 0 | 0
6577 | 2025-10-02 | 1 | 0 | -0.013293 | 0 | -0.013293 | 0 | -0.075444 | 0 | -0.075444 | 0 | 0 | 0 | 0 | 0 | 0 | 0 | 0 | 0 | 0
6578 | 2025-10-02 | 2 | 0 | -0.1059 | 0 | -0.1066 | 0 | -0.22457 | 0 | -0.22457 | 0 | 0 | 0 | 0 | 0 | 0 | 0 | 0 | 0 | 0
6579 | 2025-10-02 | 3 | 0 | -0.1385 | 0 | -0.13944 | 0 | -0.29744 | 0 | -0.29744 | 0 | 0 | 0 | 0 | 0 | 0 | 0 | 0 | 0 | 0
6580 | 2025-10-02 | 4 | 0 | -0.20932 | 0 | -0.21093 | 0 | -0.35731 | 0 | -0.35731 | 0 | 0 | 0 | 0 | 0 | 0 | 0 | 0 | 0 | 0
6581 | 2025-10-02 | 5 | 0 | -0.28621 | 0 | -0.28855 | 0 | -0.41948 | 0 | -0.41948 | 0 | 0 | 0 | 0 | 0 | 0 | 0 | 0 | 0 | 0
6582 | 2025-10-02 | 6 | 0 | -0.27727 | 0 | -0.27952 | 0 | -0.40828 | 0 | -0.40828 | 0 | 0 | 0 | 0 | 0 | 0 | 0 | 0 | 0 | 0
6583 | 2025-10-02 | 7 | 0 | -0.23819 | 0 | -0.24008 | 0 | -0.37484 | 0 | -0.37484 | 0 | 0 | 0 | 0 | 0 | 0 | 0 | 0 | 0 | 0
6584 | 2025-10-02 | 8 | 0 | -0.15764 | 0 | -0.15885 | 0 | -0.29365 | 0 | -0.29365 | 0 | 0 | 0 | 0 | 0 | 0 | 0 | 0 | 0 | 0
6585 | 2025-10-02 | 9 | 0 | -0.12686 | 0 | -0.12783 | 0 | -0.25445 | 0 | -0.25445 | 0 | 0 | 0 | 0 | 0 | 0 | 0 | 0 | 0 | 0
6586 | 2025-10-02 | 10 | 0 | -0.1453 | 0 | -0.14644 | 0 | -0.27142 | 0 | -0.27142 | 0 | 0 | 0 | 0 | 0 | 0 | 0 | 0 | 0 | 0
6587 | 2025-10-02 | 11 | 0 | -0.10906 | 0 | -0.10987 | 0 | -0.23291 | 0 | -0.23291 | 0 | 0 | 0 | 0 | 0 | 0 | 0 | 0 | 0 | 0
6588 | 2025-10-02 | 12 | 0 | -0.08846 | 0 | -0.08908 | 0 | -0.21336 | 0 | -0.21336 | 0 | 0 | 0 | 0 | 0 | 0 | 0 | 0 | 0 | 0
6589 | 2025-10-02 | 13 | 0 | -0.051065 | 0 | -0.05136 | 0 | -0.17806 | 0 | -0.17806 | 0 | 0 | 0 | 0 | 0 | 0 | 0 | 0 | 0 | 0
6590 | 2025-10-02 | 14 | 0 | -0.056486 | 0 | -0.056842 | 0 | -0.14731 | 0 | -0.14731 | 0 | 0 | 0 | 0 | 0 | 0 | 0 | 0 | 0 | 0
6591 | 2025-10-02 | 15 | 0 | -0.050055 | 0 | -0.050366 | 0 | -0.11971 | 0 | -0.11971 | 0 | 0 | 0 | 0 | 0 | 0 | 0 | 0 | 0 | 0
6592 | 2025-10-02 | 16 | 0 | -0.056915 | 0 | -0.057268 | 0 | -0.15327 | 0 | -0.15327 | 0 | 0 | 0 | 0 | 0 | 0 | 0 | 0 | 0 | 0
6593 | 2025-10-02 | 17 | 0 | -0.054354 | 0 | -0.054694 | 0 | -0.1349 | 0 | -0.1349 | 0 | 0 | 0 | 0 | 0 | 0 | 0 | 0 | 0 | 0
6594 | 2025-10-02 | 18 | 0 | -0.021245 | 0 | -0.021248 | 0 | -0.090434 | 0 | -0.090434 | 0 | 0 | 0 | 0 | 0 | 0 | 0 | 0 | 0 | 0
6595 | 2025-10-02 | 19 | 0 | -0.022493 | 0 | -0.022493 | 0 | -0.096612 | 0 | -0.096612 | 0 | 0 | 0 | 0 | 0 | 0 | 0 | 0 | 0 | 0
6596 | 2025-10-02 | 20 | 0 | -0.022189 | 0 | -0.022189 | 0 | -0.093345 | 0 | -0.093345 | 0 | 0 | 0 | 0 | 0 | 0 | 0 | 0 | 0 | 0
6597 | 2025-10-02 | 21 | 0 | -0.068656 | 0 | -0.069078 | 0 | -0.14189 | 0 | -0.14189 | 0 | 0 | 0 | 0 | 0 | 0 | 0 | 0 | 0 | 0
6598 | 2025-10-02 | 22 | 0 | -0.071997 | 0 | -0.072425 | 0 | -0.19178 | 0 | -0.19178 | 0 | 0 | 0 | 0 | 0 | 0 | 0 | 0 | 0 | 0
6599 | 2025-10-02 | 23 | 0 | -0.16806 | 0 | -0.16928 | 0 | -0.3206 | 0 | -0.3206 | 0 | 0 | 0 | 0 | 0 | 0 | 0 | 0 | 0 | 0
6600 | 2025-10-02 | 24 | 0 | -0.40226 | 0 | -0.40566 | 0 | -0.54772 | 0 | -0.54772 | 0 | 0 | 0 | 0 | 0 | 0 | 0 | 0 | 0 | 0
6601 | 2025-10-03 | 1 | 0 | -0.51756 | 0 | -0.52203 | 0 | -0.65036 | 0 | -0.65036 | 0 | 0 | 0 | 0 | 0 | 0 | 0 | 0 | 0 | 0
6602 | 2025-10-03 | 2 | 0 | -0.54837 | 0 | -0.55313 | 0 | -0.67251 | 0 | -0.67251 | 0 | 0 | 0 | 0 | 0 | 0 | 0 | 0 | 0 | 0
6603 | 2025-10-03 | 3 | 0 | -0.60465 | 0 | -0.60546 | 0 | -0.71547 | 0 | -0.71547 | 0 | 0 | 0 | 0 | 0 | 0 | 0 | 0 | 0 | 0
6604 | 2025-10-03 | 4 | 0 | -0.66335 | 0 | -0.66426 | 0 | -0.77034 | 0 | -0.77034 | 0 | 0 | 0 | 0 | 0 | 0 | 0 | 0 | 0 | 0
6605 | 2025-10-03 | 5 | 0 | -0.69534 | 0 | -0.69629 | 0 | -0.79855 | 0 | -0.79855 | 0 | 0 | 0 | 0 | 0 | 0 | 0 | 0 | 0 | 0
6606 | 2025-10-03 | 6 | 0 | -0.74301 | 0 | -0.73601 | 0 | -0.84531 | 0 | -0.84531 | 0 | 0 | 0 | 0 | 0 | 0 | 0 | 0 | 0 | 0
6607 | 2025-10-03 | 7 | 0 | -0.69996 | 0 | -0.69339 | 0 | -0.81196 | 0 | -0.81196 | 0 | 0 | 0 | 0 | 0 | 0 | 0 | 0 | 0 | 0
6608 | 2025-10-03 | 8 | 0 | -0.54984 | 0 | -0.55058 | 0 | -0.67895 | 0 | -0.67895 | 0 | 0 | 0 | 0 | 0 | 0 | 0 | 0 | 0 | 0
6609 | 2025-10-03 | 9 | 0 | -0.42533 | 0 | -0.42589 | 0 | -0.55567 | 0 | -0.55567 | 0 | 0 | 0 | 0 | 0 | 0 | 0 | 0 | 0 | 0
6610 | 2025-10-03 | 10 | 0 | -0.36709 | 0 | -0.37018 | 0 | -0.50016 | 0 | -0.50016 | 0 | 0 | 0 | 0 | 0 | 0 | 0 | 0 | 0 | 0
6611 | 2025-10-03 | 11 | 0 | -0.25677 | 0 | -0.25887 | 0 | -0.38382 | 0 | -0.38382 | 0 | 0 | 0 | 0 | 0 | 0 | 0 | 0 | 0 | 0
6612 | 2025-10-03 | 12 | 0 | -0.19269 | 0 | -0.19428 | 0 | -0.31391 | 0 | -0.31391 | 0 | 0 | 0 | 0 | 0 | 0 | 0 | 0 | 0 | 0
6613 | 2025-10-03 | 13 | 0 | -0.15364 | 0 | -0.15487 | 0 | -0.28136 | 0 | -0.28136 | 0 | 0 | 0 | 0 | 0 | 0 | 0 | 0 | 0 | 0
6614 | 2025-10-03 | 14 | 0 | -0.10367 | 0 | -0.10443 | 0 | -0.23539 | 0 | -0.23539 | 0 | 0 | 0 | 0 | 0 | 0 | 0 | 0 | 0 | 0
6615 | 2025-10-03 | 15 | 0 | -0.01837 | 0 | -0.018425 | 0 | -0.071816 | 0 | -0.071816 | 0 | 0 | 0 | 0 | 0 | 0 | 0 | 0 | 0 | 0
6616 | 2025-10-03 | 16 | 0 | -0.0002698 | 0 | -0.0002698 | 0 | -0.00056958 | 0 | -0.00056958 | 0 | 0 | 0 | 0 | 0 | 0 | 0 | 0 | 0 | 0
6617 | 2025-10-03 | 17 | 0 | 0 | 0 | 0 | 0 | 0 | 0 | 0 | 0 | 0 | 0 | 0 | 0 | 0 | 0 | 0 | 0 | 0
6618 | 2025-10-03 | 18 | 0 | -0.0050111 | 0 | -0.0050111 | 0 | -0.022316 | 0 | -0.022316 | 0 | 0 | 0 | 0 | 0 | 0 | 0 | 0 | 0 | 0
6619 | 2025-10-03 | 19 | 0 | -0.016921 | 0 | -0.016921 | 0 | -0.067633 | 0 | -0.067633 | 0 | 0 | 0 | 0 | 0 | 0 | 0 | 0 | 0 | 0
6620 | 2025-10-03 | 20 | 0 | -0.022075 | 0 | -0.022075 | 0 | -0.093554 | 0 | -0.093554 | 0 | 0 | 0 | 0 | 0 | 0 | 0 | 0 | 0 | 0
6621 | 2025-10-03 | 21 | 0 | -0.039556 | 0 | -0.039705 | 0 | -0.16042 | 0 | -0.16042 | 0 | 0 | 0 | 0 | 0 | 0 | 0 | 0 | 0 | 0
6622 | 2025-10-03 | 22 | 0 | -0.078913 | 0 | -0.079316 | 0 | -0.22928 | 0 | -0.22928 | 0 | 0 | 0 | 0 | 0 | 0 | 0 | 0 | 0 | 0
6623 | 2025-10-03 | 23 | 0 | -0.1919 | 0 | -0.19335 | 0 | -0.34137 | 0 | -0.34137 | 0 | 0 | 0 | 0 | 0 | 0 | 0 | 0 | 0 | 0
6624 | 2025-10-03 | 24 | 0 | -0.32485 | 0 | -0.32526 | 0 | -0.4858 | 0 | -0.4858 | 0 | 0 | 0 | 0 | 0 | 0 | 0 | 0 | 0 | 0
6625 | 2025-10-04 | 1 | 0 | -0.43692 | 0 | -0.43749 | 0 | -0.58338 | 0 | -0.58338 | 0 | 0 | 0 | 0 | 0 | 0 | 0 | 0 | 0 | 0
6626 | 2025-10-04 | 2 | 0 | -0.54269 | 0 | -0.54342 | 0 | -0.67253 | 0 | -0.67253 | 0 | 0 | 0 | 0 | 0 | 0 | 0 | 0 | 0 | 0
6627 | 2025-10-04 | 3 | 0 | -0.58592 | 0 | -0.58671 | 0 | -0.70758 | 0 | -0.70758 | 0 | 0 | 0 | 0 | 0 | 0 | 0 | 0 | 0 | 0
6628 | 2025-10-04 | 4 | 0 | -0.61344 | 0 | -0.61427 | 0 | -0.72574 | 0 | -0.72574 | 0 | 0 | 0 | 0 | 0 | 0 | 0 | 0 | 0 | 0
6629 | 2025-10-04 | 5 | 0 | -0.61085 | 0 | -0.60515 | 0 | -0.7191 | 0 | -0.7191 | 0 | 0 | 0 | 0 | 0 | 0 | 0 | 0 | 0 | 0
6630 | 2025-10-04 | 6 | 0 | -0.58805 | 0 | -0.58257 | 0 | -0.69764 | 0 | -0.69764 | 0 | 0 | 0 | 0 | 0 | 0 | 0 | 0 | 0 | 0
6631 | 2025-10-04 | 7 | 0 | -0.55463 | 0 | -0.54949 | 0 | -0.67229 | 0 | -0.67229 | 0 | 0 | 0 | 0 | 0 | 0 | 0 | 0 | 0 | 0
6632 | 2025-10-04 | 8 | 0 | -0.25046 | 0 | -0.25077 | 0 | -0.38438 | 0 | -0.38438 | 0 | 0 | 0 | 0 | 0 | 0 | 0 | 0 | 0 | 0
6633 | 2025-10-04 | 9 | 0 | -0.084183 | 0 | -0.084661 | 0 | -0.20016 | 0 | -0.20016 | 0 | 0 | 0 | 0 | 0 | 0 | 0 | 0 | 0 | 0
6634 | 2025-10-04 | 10 | 0 | -0.094878 | 0 | -0.095476 | 0 | -0.17963 | 0 | -0.17963 | 0 | 0 | 0 | 0 | 0 | 0 | 0 | 0 | 0 | 0
6635 | 2025-10-04 | 11 | 0 | -0.080498 | 0 | -0.081042 | 0 | -0.15867 | 0 | -0.15867 | 0 | 0 | 0 | 0 | 0 | 0 | 0 | 0 | 0 | 0
6636 | 2025-10-04 | 12 | 0 | -0.040014 | 0 | -0.040263 | 0 | -0.065807 | 0 | -0.065807 | 0 | 0 | 0 | 0 | 0 | 0 | 0 | 0 | 0 | 0
6637 | 2025-10-04 | 13 | 0 | -0.028669 | 0 | -0.028787 | 0 | -0.081614 | 0 | -0.081614 | 0 | 0 | 0 | 0 | 0 | 0 | 0 | 0 | 0 | 0
6638 | 2025-10-04 | 14 | 0 | -0.043287 | 0 | -0.043537 | 0 | -0.10157 | 0 | -0.10157 | 0 | 0 | 0 | 0 | 0 | 0 | 0 | 0 | 0 | 0
6639 | 2025-10-04 | 15 | 0 | -0.057651 | 0 | -0.058024 | 0 | -0.12809 | 0 | -0.12809 | 0 | 0 | 0 | 0 | 0 | 0 | 0 | 0 | 0 | 0
6640 | 2025-10-04 | 16 | 0 | -0.077939 | 0 | -0.078507 | 0 | -0.14703 | 0 | -0.14703 | 0 | 0 | 0 | 0 | 0 | 0 | 0 | 0 | 0 | 0
6641 | 2025-10-04 | 17 | 0 | -0.01295 | 0 | -0.012964 | 0 | -0.060309 | 0 | -0.060309 | 0 | 0 | 0 | 0 | 0 | 0 | 0 | 0 | 0 | 0
6642 | 2025-10-04 | 18 | 0 | -0.017858 | 0 | -0.017858 | 0 | -0.073548 | 0 | -0.073548 | 0 | 0 | 0 | 0 | 0 | 0 | 0 | 0 | 0 | 0
6643 | 2025-10-04 | 19 | 0 | -0.013311 | 0 | -0.013311 | 0 | -0.067623 | 0 | -0.067623 | 0 | 0 | 0 | 0 | 0 | 0 | 0 | 0 | 0 | 0
6644 | 2025-10-04 | 20 | 0 | -0.012466 | 0 | -0.012466 | 0 | -0.060955 | 0 | -0.060955 | 0 | 0 | 0 | 0 | 0 | 0 | 0 | 0 | 0 | 0
6645 | 2025-10-04 | 21 | 0 | -0.020471 | 0 | -0.020471 | 0 | -0.0681 | 0 | -0.0681 | 0 | 0 | 0 | 0 | 0 | 0 | 0 | 0 | 0 | 0
6646 | 2025-10-04 | 22 | 0 | -0.039725 | 0 | -0.039887 | 0 | -0.11076 | 0 | -0.11076 | 0 | 0 | 0 | 0 | 0 | 0 | 0 | 0 | 0 | 0
6647 | 2025-10-04 | 23 | 0 | -0.09812 | 0 | -0.098762 | 0 | -0.18629 | 0 | -0.18629 | 0 | 0 | 0 | 0 | 0 | 0 | 0 | 0 | 0 | 0
6648 | 2025-10-04 | 24 | 0 | -0.13551 | 0 | -0.13643 | 0 | -0.29504 | 0 | -0.29504 | 0 | 0 | 0 | 0 | 0 | 0 | 0 | 0 | 0 | 0
6649 | 2025-10-05 | 1 | 0 | -0.25363 | 0 | -0.25565 | 0 | -0.39935 | 0 | -0.39935 | 0 | 0 | 0 | 0 | 0 | 0 | 0 | 0 | 0 | 0
6650 | 2025-10-05 | 2 | 0 | -0.31788 | 0 | -0.32059 | 0 | -0.43982 | 0 | -0.43982 | 0 | 0 | 0 | 0 | 0 | 0 | 0 | 0 | 0 | 0
6651 | 2025-10-05 | 3 | 0 | -0.36331 | 0 | -0.36649 | 0 | -0.47013 | 0 | -0.47013 | 0 | 0 | 0 | 0 | 0 | 0 | 0 | 0 | 0 | 0
6652 | 2025-10-05 | 4 | 0 | -0.37594 | 0 | -0.37924 | 0 | -0.47936 | 0 | -0.47936 | 0 | 0 | 0 | 0 | 0 | 0 | 0 | 0 | 0 | 0
6653 | 2025-10-05 | 5 | 0 | -0.37183 | 0 | -0.3751 | 0 | -0.47133 | 0 | -0.47133 | 0 | 0 | 0 | 0 | 0 | 0 | 0 | 0 | 0 | 0
6654 | 2025-10-05 | 6 | 0 | -0.33335 | 0 | -0.33625 | 0 | -0.43754 | 0 | -0.43754 | 0 | 0 | 0 | 0 | 0 | 0 | 0 | 0 | 0 | 0
6655 | 2025-10-05 | 7 | 0 | -0.31928 | 0 | -0.32205 | 0 | -0.43193 | 0 | -0.43193 | 0 | 0 | 0 | 0 | 0 | 0 | 0 | 0 | 0 | 0
6656 | 2025-10-05 | 8 | 0 | -0.29586 | 0 | -0.29837 | 0 | -0.42371 | 0 | -0.42371 | 0 | 0 | 0 | 0 | 0 | 0 | 0 | 0 | 0 | 0
6657 | 2025-10-05 | 9 | 0 | -0.3202 | 0 | -0.32284 | 0 | -0.46013 | 0 | -0.46013 | 0 | 0 | 0 | 0 | 0 | 0 | 0 | 0 | 0 | 0
6658 | 2025-10-05 | 10 | 0 | -0.27909 | 0 | -0.28144 | 0 | -0.40888 | 0 | -0.40888 | 0 | 0 | 0 | 0 | 0 | 0 | 0 | 0 | 0 | 0
6659 | 2025-10-05 | 11 | 0 | -0.28162 | 0 | -0.28395 | 0 | -0.41698 | 0 | -0.41698 | 0 | 0 | 0 | 0 | 0 | 0 | 0 | 0 | 0 | 0
6660 | 2025-10-05 | 12 | 0 | -0.24752 | 0 | -0.24962 | 0 | -0.37375 | 0 | -0.37375 | 0 | 0 | 0 | 0 | 0 | 0 | 0 | 0 | 0 | 0
6661 | 2025-10-05 | 13 | 0 | -0.1638 | 0 | -0.16512 | 0 | -0.29311 | 0 | -0.29311 | 0 | 0 | 0 | 0 | 0 | 0 | 0 | 0 | 0 | 0
6662 | 2025-10-05 | 14 | 0 | -0.10279 | 0 | -0.10354 | 0 | -0.23354 | 0 | -0.23354 | 0 | 0 | 0 | 0 | 0 | 0 | 0 | 0 | 0 | 0
6663 | 2025-10-05 | 15 | 0 | -0.10101 | 0 | -0.10175 | 0 | -0.23058 | 0 | -0.23058 | 0 | 0 | 0 | 0 | 0 | 0 | 0 | 0 | 0 | 0
6664 | 2025-10-05 | 16 | 0 | -0.096652 | 0 | -0.09734 | 0 | -0.23006 | 0 | -0.23006 | 0 | 0 | 0 | 0 | 0 | 0 | 0 | 0 | 0 | 0
6665 | 2025-10-05 | 17 | 0 | -0.049543 | 0 | -0.049787 | 0 | -0.19386 | 0 | -0.19386 | 0 | 0 | 0 | 0 | 0 | 0 | 0 | 0 | 0 | 0
6666 | 2025-10-05 | 18 | 0 | -0.057929 | 0 | -0.058298 | 0 | -0.14664 | 0 | -0.14664 | 0 | 0 | 0 | 0 | 0 | 0 | 0 | 0 | 0 | 0
6667 | 2025-10-05 | 19 | 0 | -0.018398 | 0 | -0.018412 | 0 | -0.092709 | 0 | -0.092709 | 0 | 0 | 0 | 0 | 0 | 0 | 0 | 0 | 0 | 0
6668 | 2025-10-05 | 20 | 0 | -0.015373 | 0 | -0.015373 | 0 | -0.063237 | 0 | -0.063237 | 0 | 0 | 0 | 0 | 0 | 0 | 0 | 0 | 0 | 0
6669 | 2025-10-05 | 21 | 0 | -0.035999 | 0 | -0.036138 | 0 | -0.089388 | 0 | -0.089388 | 0 | 0 | 0 | 0 | 0 | 0 | 0 | 0 | 0 | 0
6670 | 2025-10-05 | 22 | 0 | -0.042923 | 0 | -0.043114 | 0 | -0.11872 | 0 | -0.11872 | 0 | 0 | 0 | 0 | 0 | 0 | 0 | 0 | 0 | 0
6671 | 2025-10-05 | 23 | 0 | -0.096685 | 0 | -0.097376 | 0 | -0.20764 | 0 | -0.20764 | 0 | 0 | 0 | 0 | 0 | 0 | 0 | 0 | 0 | 0
6672 | 2025-10-05 | 24 | 0 | -0.14043 | 0 | -0.14152 | 0 | -0.27865 | 0 | -0.27865 | 0 | 0 | 0 | 0 | 0 | 0 | 0 | 0 | 0 | 0
6673 | 2025-10-06 | 1 | 0 | -0.24108 | 0 | -0.24311 | 0 | -0.3623 | 0 | -0.3623 | 0 | 0 | 0 | 0 | 0 | 0 | 0 | 0 | 0 | 0
6674 | 2025-10-06 | 2 | 0 | -0.28939 | 0 | -0.29187 | 0 | -0.4014 | 0 | -0.4014 | 0 | 0 | 0 | 0 | 0 | 0 | 0 | 0 | 0 | 0
6675 | 2025-10-06 | 3 | 0 | -0.29397 | 0 | -0.29651 | 0 | -0.40079 | 0 | -0.40079 | 0 | 0 | 0 | 0 | 0 | 0 | 0 | 0 | 0 | 0
6676 | 2025-10-06 | 4 | 0 | -0.34643 | 0 | -0.34945 | 0 | -0.4473 | 0 | -0.4473 | 0 | 0 | 0 | 0 | 0 | 0 | 0 | 0 | 0 | 0
6677 | 2025-10-06 | 5 | 0 | -0.33614 | 0 | -0.33907 | 0 | -0.43718 | 0 | -0.43718 | 0 | 0 | 0 | 0 | 0 | 0 | 0 | 0 | 0 | 0
6678 | 2025-10-06 | 6 | 0 | -0.2619 | 0 | -0.26414 | 0 | -0.36614 | 0 | -0.36614 | 0 | 0 | 0 | 0 | 0 | 0 | 0 | 0 | 0 | 0
6679 | 2025-10-06 | 7 | 0 | -0.17555 | 0 | -0.17698 | 0 | -0.28993 | 0 | -0.28993 | 0 | 0 | 0 | 0 | 0 | 0 | 0 | 0 | 0 | 0
6680 | 2025-10-06 | 8 | 0 | -0.095405 | 0 | -0.096088 | 0 | -0.22024 | 0 | -0.22024 | 0 | 0 | 0 | 0 | 0 | 0 | 0 | 0 | 0 | 0
6681 | 2025-10-06 | 9 | 0 | -0.12235 | 0 | -0.12328 | 0 | -0.24538 | 0 | -0.24538 | 0 | 0 | 0 | 0 | 0 | 0 | 0 | 0 | 0 | 0
6682 | 2025-10-06 | 10 | 0 | -0.14017 | 0 | -0.14127 | 0 | -0.26101 | 0 | -0.26101 | 0 | 0 | 0 | 0 | 0 | 0 | 0 | 0 | 0 | 0
6683 | 2025-10-06 | 11 | 0 | -0.11197 | 0 | -0.11281 | 0 | -0.23456 | 0 | -0.23456 | 0 | 0 | 0 | 0 | 0 | 0 | 0 | 0 | 0 | 0
6684 | 2025-10-06 | 12 | 0 | -0.05522 | 0 | -0.055533 | 0 | -0.17382 | 0 | -0.17382 | 0 | 0 | 0 | 0 | 0 | 0 | 0 | 0 | 0 | 0
6685 | 2025-10-06 | 13 | 0 | -0.022997 | 0 | -0.023104 | 0 | -0.079967 | 0 | -0.079967 | 0 | 0 | 0 | 0 | 0 | 0 | 0 | 0 | 0 | 0
6686 | 2025-10-06 | 14 | 0 | 0 | 0 | 0 | 0 | 0 | 0 | 0 | 0 | 0 | 0 | 0 | 0 | 0 | 0 | 0 | 0 | 0
6687 | 2025-10-06 | 15 | 0 | 0 | 0 | 0 | 0 | 0 | 0 | 0 | 0 | 0 | 0 | 0 | 0 | 0 | 0 | 0 | 0 | 0
6688 | 2025-10-06 | 16 | 0 | -0.0026377 | 0 | -0.0026377 | 0 | -0.011884 | 0 | -0.011884 | 0 | 0 | 0 | 0 | 0 | 0 | 0 | 0 | 0 | 0
6689 | 2025-10-06 | 17 | 0 | -0.005116 | 0 | -0.005116 | 0 | -0.02049 | 0 | -0.02049 | 0 | 0 | 0 | 0 | 0 | 0 | 0 | 0 | 0 | 0
6690 | 2025-10-06 | 18 | 0 | 0 | 0 | 0 | 0 | 0 | 0 | 0 | 0 | 0 | 0 | 0 | 0 | 0 | 0 | 0 | 0 | 0
6691 | 2025-10-06 | 19 | 0 | 0 | 0 | 0 | 0 | 0 | 0 | 0 | 0 | 0 | 0 | 0 | 0 | 0 | 0 | 0 | 0 | 0
6692 | 2025-10-06 | 20 | 0 | 0 | 0 | 0 | 0 | 0 | 0 | 0 | 0 | 0 | 0 | 0 | 0 | 0 | 0 | 0 | 0 | 0
6693 | 2025-10-06 | 21 | 0 | 0 | 0 | 0 | 0 | 0 | 0 | 0 | 0 | 0 | 0 | 0 | 0 | 0 | 0 | 0 | 0 | 0
6694 | 2025-10-06 | 22 | 0 | 0 | 0 | 0 | 0 | 0 | 0 | 0 | 0 | 0 | 0 | 0 | 0 | 0 | 0 | 0 | 0 | 0
6695 | 2025-10-06 | 23 | 0 | -0.0099363 | 0 | -0.0099363 | 0 | -0.039575 | 0 | -0.039575 | 0 | 0 | 0 | 0 | 0 | 0 | 0 | 0 | 0 | 0
6696 | 2025-10-06 | 24 | 0 | -0.02708 | 0 | -0.02708 | 0 | -0.14697 | 0 | -0.14697 | 0 | 0 | 0 | 0 | 0 | 0 | 0 | 0 | 0 | 0
6697 | 2025-10-07 | 1 | 0 | -0.085314 | 0 | -0.08576 | 0 | -0.24655 | 0 | -0.24655 | 0 | 0 | 0 | 0 | 0 | 0 | 0 | 0 | 0 | 0
6698 | 2025-10-07 | 2 | 0 | -0.13779 | 0 | -0.1387 | 0 | -0.33871 | 0 | -0.33871 | 0 | 0 | 0 | 0 | 0 | 0 | 0 | 0 | 0 | 0
6699 | 2025-10-07 | 3 | 0 | -0.2112 | 0 | -0.2128 | 0 | -0.3953 | 0 | -0.3953 | 0 | 0 | 0 | 0 | 0 | 0 | 0 | 0 | 0 | 0
6700 | 2025-10-07 | 4 | 0 | -0.27332 | 0 | -0.27551 | 0 | -0.43236 | 0 | -0.43236 | 0 | 0 | 0 | 0 | 0 | 0 | 0 | 0 | 0 | 0
6701 | 2025-10-07 | 5 | 0 | -0.31677 | 0 | -0.31937 | 0 | -0.45933 | 0 | -0.45933 | 0 | 0 | 0 | 0 | 0 | 0 | 0 | 0 | 0 | 0
6702 | 2025-10-07 | 6 | 0 | -0.27475 | 0 | -0.27706 | 0 | -0.40322 | 0 | -0.40322 | 0 | 0 | 0 | 0 | 0 | 0 | 0 | 0 | 0 | 0
6703 | 2025-10-07 | 7 | 0 | -0.16094 | 0 | -0.16223 | 0 | -0.28882 | 0 | -0.28882 | 0 | 0 | 0 | 0 | 0 | 0 | 0 | 0 | 0 | 0
6704 | 2025-10-07 | 8 | 0 | -0.028369 | 0 | -0.028505 | 0 | -0.094535 | 0 | -0.094535 | 0 | 0 | 0 | 0 | 0 | 0 | 0 | 0 | 0 | 0
6705 | 2025-10-07 | 9 | 0 | -0.00068124 | 0 | -0.00068124 | 0 | -0.022306 | 0 | -0.022306 | 0 | 0 | 0 | 0 | 0 | 0 | 0 | 0 | 0 | 0
6706 | 2025-10-07 | 10 | 0 | 0 | 0 | 0 | 0 | 0 | 0 | 0 | 0 | 0 | 0 | 0 | 0 | 0 | 0 | 0 | 0 | 0
6707 | 2025-10-07 | 11 | 1 | 0.015652 | 1 | 0.0061309 | 1 | 0.014052 | 1 | 0.014052 | 0 | 0 | 0 | 0 | 0 | 0 | 0 | 0 | 0 | 0
6708 | 2025-10-07 | 12 | 1 | 0.041735 | 1 | 0.015493 | 1 | 0.037836 | 1 | 0.037836 | 0 | 0 | 0 | 0 | 0 | 0 | 0 | 0 | 0 | 0
6709 | 2025-10-07 | 13 | 1 | 0.080341 | 1 | 0.029825 | 1 | 0.072836 | 1 | 0.072836 | 0 | 0 | 0 | 0 | 0 | 0 | 0 | 0 | 0 | 0
6710 | 2025-10-07 | 14 | 1 | 0.12667 | 1 | 0.048048 | 1 | 0.11678 | 1 | 0.11678 | 0 | 0 | 0 | 0 | 0 | 0 | 0 | 0 | 0 | 0
6711 | 2025-10-07 | 15 | 1 | 0.163 | 1 | 0.06051 | 1 | 0.14777 | 1 | 0.14777 | 0 | 0 | 0 | 0 | 0 | 0 | 0 | 0 | 0 | 0
6712 | 2025-10-07 | 16 | 1 | 0.17592 | 1 | 0.068909 | 1 | 0.15793 | 1 | 0.15793 | 0 | 0 | 0 | 0 | 0 | 0 | 0 | 0 | 0 | 0
6713 | 2025-10-07 | 17 | 0 | 0 | 0 | 0 | 0 | 0 | 0 | 0 | 0 | 0 | 0 | 0 | 0 | 0 | 0 | 0 | 0 | 0
6714 | 2025-10-07 | 18 | 0 | 0 | 0 | 0 | 0 | 0 | 0 | 0 | 0 | 0 | 0 | 0 | 0 | 0 | 0 | 0 | 0 | 0
6715 | 2025-10-07 | 19 | 0 | 0 | 0 | 0 | 0 | 0 | 0 | 0 | 0 | 0 | 0 | 0 | 0 | 0 | 0 | 0 | 0 | 0
6716 | 2025-10-07 | 20 | 0 | 0 | 0 | 0 | 0 | 0 | 0 | 0 | 0 | 0 | 0 | 0 | 0 | 0 | 0 | 0 | 0 | 0
6717 | 2025-10-07 | 21 | 0 | 0 | 0 | 0 | 0 | 0 | 0 | 0 | 0 | 0 | 0 | 0 | 0 | 0 | 0 | 0 | 0 | 0
6718 | 2025-10-07 | 22 | 0 | 0 | 0 | 0 | 0 | 0 | 0 | 0 | 0 | 0 | 0 | 0 | 0 | 0 | 0 | 0 | 0 | 0
6719 | 2025-10-07 | 23 | 0 | 0 | 0 | 0 | 0 | 0 | 0 | 0 | 0 | 0 | 0 | 0 | 0 | 0 | 0 | 0 | 0 | 0
6720 | 2025-10-07 | 24 | 0 | 0 | 0 | 0 | 0 | 0 | 0 | 0 | 0 | 0 | 0 | 0 | 0 | 0 | 0 | 0 | 0 | 0
6721 | 2025-10-08 | 1 | 0 | 0 | 0 | 0 | 0 | 0 | 0 | 0 | 0 | 0 | 0 | 0 | 0 | 0 | 0 | 0 | 0 | 0
6722 | 2025-10-08 | 2 | 0 | -0.012699 | 0 | -0.012699 | 0 | -0.069447 | 0 | -0.069447 | 0 | 0 | 0 | 0 | 0 | 0 | 0 | 0 | 0 | 0
6723 | 2025-10-08 | 3 | 0 | -0.073074 | 0 | -0.073489 | 0 | -0.18607 | 0 | -0.18607 | 0 | 0 | 0 | 0 | 0 | 0 | 0 | 0 | 0 | 0
6724 | 2025-10-08 | 4 | 0 | -0.12221 | 0 | -0.123 | 0 | -0.28127 | 0 | -0.28127 | 0 | 0 | 0 | 0 | 0 | 0 | 0 | 0 | 0 | 0
6725 | 2025-10-08 | 5 | 0 | -0.19708 | 0 | -0.19858 | 0 | -0.34481 | 0 | -0.34481 | 0 | 0 | 0 | 0 | 0 | 0 | 0 | 0 | 0 | 0
6726 | 2025-10-08 | 6 | 0 | -0.20393 | 0 | -0.20553 | 0 | -0.33849 | 0 | -0.33849 | 0 | 0 | 0 | 0 | 0 | 0 | 0 | 0 | 0 | 0
6727 | 2025-10-08 | 7 | 0 | -0.14974 | 0 | -0.15093 | 0 | -0.27511 | 0 | -0.27511 | 0 | 0 | 0 | 0 | 0 | 0 | 0 | 0 | 0 | 0
6728 | 2025-10-08 | 8 | 0 | -0.037838 | 0 | -0.03806 | 0 | -0.087115 | 0 | -0.087115 | 0 | 0 | 0 | 0 | 0 | 0 | 0 | 0 | 0 | 0
6729 | 2025-10-08 | 9 | 0 | 0 | 0 | 0 | 0 | 0 | 0 | 0 | 0 | 0 | 0 | 0 | 0 | 0 | 0 | 0 | 0 | 0
6730 | 2025-10-08 | 10 | 0 | 0 | 0 | 0 | 0 | 0 | 0 | 0 | 0 | 0 | 0 | 0 | 0 | 0 | 0 | 0 | 0 | 0
6731 | 2025-10-08 | 11 | 1 | 0.023602 | 1 | 0.0087618 | 1 | 0.021397 | 1 | 0.021397 | 0 | 0 | 0 | 0 | 0 | 0 | 0 | 0 | 0 | 0
6732 | 2025-10-08 | 12 | 1 | 0.08077 | 1 | 0.031387 | 1 | 0.075886 | 1 | 0.075886 | 0 | 0 | 0 | 0 | 0 | 0 | 0 | 0 | 0 | 0
6733 | 2025-10-08 | 13 | 1 | 0.13427 | 1 | 0.057111 | 1 | 0.12782 | 1 | 0.12782 | 0 | 0 | 0 | 0 | 0 | 0 | 0 | 0 | 0 | 0
6734 | 2025-10-08 | 14 | 1 | 0.18501 | 1 | 0.078694 | 1 | 0.17613 | 1 | 0.17613 | 0 | 0 | 0 | 0 | 0 | 0 | 0 | 0 | 0 | 0
6735 | 2025-10-08 | 15 | 1 | 0.22307 | 1 | 0.094885 | 1 | 0.21237 | 1 | 0.21237 | 0 | 0 | 0 | 0 | 0 | 0 | 0 | 0 | 0 | 0
6736 | 2025-10-08 | 16 | 1 | 0.2387 | 1 | 0.10153 | 1 | 0.22725 | 1 | 0.22725 | 0 | 0 | 0 | 0 | 0 | 0 | 0 | 0 | 0 | 0
6737 | 2025-10-08 | 17 | 1 | 0.21031 | 1 | 0.081726 | 1 | 0.19759 | 1 | 0.19759 | 0 | 0 | 0 | 0 | 0 | 0 | 0 | 0 | 0 | 0
6738 | 2025-10-08 | 18 | 1 | 0.15058 | 1 | 0.057119 | 1 | 0.13882 | 1 | 0.13882 | 0 | 0 | 0 | 0 | 0 | 0 | 0 | 0 | 0 | 0
6739 | 2025-10-08 | 19 | 1 | 0.12247 | 1 | 0.045463 | 1 | 0.11103 | 1 | 0.11103 | 0 | 0 | 0 | 0 | 0 | 0 | 0 | 0 | 0 | 0
6740 | 2025-10-08 | 20 | 0 | 0 | 0 | 0 | 0 | 0 | 0 | 0 | 0 | 0 | 0 | 0 | 0 | 0 | 0 | 0 | 0 | 0
6741 | 2025-10-08 | 21 | 0 | 0 | 0 | 0 | 0 | 0 | 0 | 0 | 0 | 0 | 0 | 0 | 0 | 0 | 0 | 0 | 0 | 0
6742 | 2025-10-08 | 22 | 0 | 0 | 0 | 0 | 0 | 0 | 0 | 0 | 0 | 0 | 0 | 0 | 0 | 0 | 0 | 0 | 0 | 0
6743 | 2025-10-08 | 23 | 0 | 0 | 0 | 0 | 0 | 0 | 0 | 0 | 0 | 0 | 0 | 0 | 0 | 0 | 0 | 0 | 0 | 0
6744 | 2025-10-08 | 24 | 0 | 0 | 0 | 0 | 0 | 0 | 0 | 0 | 0 | 0 | 0 | 0 | 0 | 0 | 0 | 0 | 0 | 0
6745 | 2025-10-09 | 1 | 0 | 0 | 0 | 0 | 0 | 0 | 0 | 0 | 0 | 0 | 0 | 0 | 0 | 0 | 0 | 0 | 0 | 0
6746 | 2025-10-09 | 2 | 0 | 0 | 0 | 0 | 0 | 0 | 0 | 0 | 0 | 0 | 0 | 0 | 0 | 0 | 0 | 0 | 0 | 0
6747 | 2025-10-09 | 3 | 0 | 0 | 0 | 0 | 0 | 0 | 0 | 0 | 0 | 0 | 0 | 0 | 0 | 0 | 0 | 0 | 0 | 0
6748 | 2025-10-09 | 4 | 0 | 0 | 0 | 0 | 0 | 0 | 0 | 0 | 0 | 0 | 0 | 0 | 0 | 0 | 0 | 0 | 0 | 0
6749 | 2025-10-09 | 5 | 0 | -0.014427 | 0 | -0.014427 | 0 | -0.1058 | 0 | -0.1058 | 0 | 0 | 0 | 0 | 0 | 0 | 0 | 0 | 0 | 0
6750 | 2025-10-09 | 6 | 0 | -0.040468 | 0 | -0.040675 | 0 | -0.1287 | 0 | -0.1287 | 0 | 0 | 0 | 0 | 0 | 0 | 0 | 0 | 0 | 0
6751 | 2025-10-09 | 7 | 0 | -0.050974 | 0 | -0.051278 | 0 | -0.14303 | 0 | -0.14303 | 0 | 0 | 0 | 0 | 0 | 0 | 0 | 0 | 0 | 0
6752 | 2025-10-09 | 8 | 0 | -0.010433 | 0 | -0.010433 | 0 | -0.043563 | 0 | -0.043563 | 0 | 0 | 0 | 0 | 0 | 0 | 0 | 0 | 0 | 0
6753 | 2025-10-09 | 9 | 0 | 0 | 0 | 0 | 0 | 0 | 0 | 0 | 0 | 0 | 0 | 0 | 0 | 0 | 0 | 0 | 0 | 0
6754 | 2025-10-09 | 10 | 0 | 0 | 0 | 0 | 0 | 0 | 0 | 0 | 0 | 0 | 0 | 0 | 0 | 0 | 0 | 0 | 0 | 0
6755 | 2025-10-09 | 11 | 0 | 0 | 0 | 0 | 0 | 0 | 0 | 0 | 0 | 0 | 0 | 0 | 0 | 0 | 0 | 0 | 0 | 0
6756 | 2025-10-09 | 12 | 0 | 0 | 0 | 0 | 0 | 0 | 0 | 0 | 0 | 0 | 0 | 0 | 0 | 0 | 0 | 0 | 0 | 0
6757 | 2025-10-09 | 13 | 0 | 0 | 0 | 0 | 0 | 0 | 0 | 0 | 0 | 0 | 0 | 0 | 0 | 0 | 0 | 0 | 0 | 0
6758 | 2025-10-09 | 14 | 0 | 0 | 0 | 0 | 0 | 0 | 0 | 0 | 0 | 0 | 0 | 0 | 0 | 0 | 0 | 0 | 0 | 0
6759 | 2025-10-09 | 15 | 0 | 0 | 0 | 0 | 0 | 0 | 0 | 0 | 0 | 0 | 0 | 0 | 0 | 0 | 0 | 0 | 0 | 0
6760 | 2025-10-09 | 16 | 0 | 0 | 0 | 0 | 0 | 0 | 0 | 0 | 0 | 0 | 0 | 0 | 0 | 0 | 0 | 0 | 0 | 0
6761 | 2025-10-09 | 17 | 0 | 0 | 0 | 0 | 0 | 0 | 0 | 0 | 0 | 0 | 0 | 0 | 0 | 0 | 0 | 0 | 0 | 0
6762 | 2025-10-09 | 18 | 0 | 0 | 0 | 0 | 0 | 0 | 0 | 0 | 0 | 0 | 0 | 0 | 0 | 0 | 0 | 0 | 0 | 0
6763 | 2025-10-09 | 19 | 0 | 0 | 0 | 0 | 0 | 0 | 0 | 0 | 0 | 0 | 0 | 0 | 0 | 0 | 0 | 0 | 0 | 0
6764 | 2025-10-09 | 20 | 0 | 0 | 0 | 0 | 0 | 0 | 0 | 0 | 0 | 0 | 0 | 0 | 0 | 0 | 0 | 0 | 0 | 0
6765 | 2025-10-09 | 21 | 0 | 0 | 0 | 0 | 0 | 0 | 0 | 0 | 0 | 0 | 0 | 0 | 0 | 0 | 0 | 0 | 0 | 0
6766 | 2025-10-09 | 22 | 0 | 0 | 0 | 0 | 0 | 0 | 0 | 0 | 0 | 0 | 0 | 0 | 0 | 0 | 0 | 0 | 0 | 0
6767 | 2025-10-09 | 23 | 0 | 0 | 0 | 0 | 0 | 0 | 0 | 0 | 0 | 0 | 0 | 0 | 0 | 0 | 0 | 0 | 0 | 0
6768 | 2025-10-09 | 24 | 0 | 0 | 0 | 0 | 0 | 0 | 0 | 0 | 0 | 0 | 0 | 0 | 0 | 0 | 0 | 0 | 0 | 0
6769 | 2025-10-10 | 1 | 0 | -0.019214 | 0 | -0.019214 | 0 | -0.10608 | 0 | -0.10608 | 0 | 0 | 0 | 0 | 0 | 0 | 0 | 0 | 0 | 0
6770 | 2025-10-10 | 2 | 0 | -0.13921 | 0 | -0.13936 | 0 | -0.24397 | 0 | -0.24397 | 0 | 0 | 0 | 0 | 0 | 0 | 0 | 0 | 0 | 0
6771 | 2025-10-10 | 3 | 0 | -0.19891 | 0 | -0.19914 | 0 | -0.36144 | 0 | -0.36144 | 0 | 0 | 0 | 0 | 0 | 0 | 0 | 0 | 0 | 0
6772 | 2025-10-10 | 4 | 0 | -0.32116 | 0 | -0.31834 | 0 | -0.46488 | 0 | -0.46488 | 0 | 0 | 0 | 0 | 0 | 0 | 0 | 0 | 0 | 0
6773 | 2025-10-10 | 5 | 0 | -0.38142 | 0 | -0.38192 | 0 | -0.51019 | 0 | -0.51019 | 0 | 0 | 0 | 0 | 0 | 0 | 0 | 0 | 0 | 0
6774 | 2025-10-10 | 6 | 0 | -0.36968 | 0 | -0.37016 | 0 | -0.49597 | 0 | -0.49597 | 0 | 0 | 0 | 0 | 0 | 0 | 0 | 0 | 0 | 0
6775 | 2025-10-10 | 7 | 0 | -0.35377 | 0 | -0.35062 | 0 | -0.4837 | 0 | -0.4837 | 0 | 0 | 0 | 0 | 0 | 0 | 0 | 0 | 0 | 0
6776 | 2025-10-10 | 8 | 0 | -0.13941 | 0 | -0.14041 | 0 | -0.25843 | 0 | -0.25843 | 0 | 0 | 0 | 0 | 0 | 0 | 0 | 0 | 0 | 0
6777 | 2025-10-10 | 9 | 0 | -0.030898 | 0 | -0.031062 | 0 | -0.049386 | 0 | -0.049386 | 0 | 0 | 0 | 0 | 0 | 0 | 0 | 0 | 0 | 0
6778 | 2025-10-10 | 10 | 0 | -0.012135 | 0 | -0.012135 | 0 | -0.064032 | 0 | -0.064032 | 0 | 0 | 0 | 0 | 0 | 0 | 0 | 0 | 0 | 0
6779 | 2025-10-10 | 11 | 0 | -0.0026426 | 0 | -0.0026426 | 0 | -0.0055789 | 0 | -0.0055789 | 0 | 0 | 0 | 0 | 0 | 0 | 0 | 0 | 0 | 0
6780 | 2025-10-10 | 12 | 0 | 0 | 0 | 0 | 0 | 0 | 0 | 0 | 0 | 0 | 0 | 0 | 0 | 0 | 0 | 0 | 0 | 0
6781 | 2025-10-10 | 13 | 0 | 0 | 0 | 0 | 0 | 0 | 0 | 0 | 0 | 0 | 0 | 0 | 0 | 0 | 0 | 0 | 0 | 0
6782 | 2025-10-10 | 14 | 1 | 0.052505 | 1 | 0.020567 | 1 | 0.047137 | 1 | 0.047137 | 0 | 0 | 0 | 0 | 0 | 0 | 0 | 0 | 0 | 0
6783 | 2025-10-10 | 15 | 1 | 0.13506 | 1 | 0.052902 | 1 | 0.12125 | 1 | 0.12125 | 0 | 0 | 0 | 0 | 0 | 0 | 0 | 0 | 0 | 0
6784 | 2025-10-10 | 16 | 1 | 0.17042 | 1 | 0.066756 | 1 | 0.153 | 1 | 0.153 | 0 | 0 | 0 | 0 | 0 | 0 | 0 | 0 | 0 | 0
6785 | 2025-10-10 | 17 | 0 | 0 | 0 | 0 | 0 | 0 | 0 | 0 | 0 | 0 | 0 | 0 | 0 | 0 | 0 | 0 | 0 | 0
6786 | 2025-10-10 | 18 | 1 | 0.11882 | 1 | 0.044109 | 1 | 0.10772 | 1 | 0.10772 | 0 | 0 | 0 | 0 | 0 | 0 | 0 | 0 | 0 | 0
6787 | 2025-10-10 | 19 | 1 | 0.10868 | 1 | 0.04257 | 1 | 0.097567 | 1 | 0.097567 | 0 | 0 | 0 | 0 | 0 | 0 | 0 | 0 | 0 | 0
6788 | 2025-10-10 | 20 | 0 | 0 | 0 | 0 | 0 | 0 | 0 | 0 | 0 | 0 | 0 | 0 | 0 | 0 | 0 | 0 | 0 | 0
6789 | 2025-10-10 | 21 | 0 | 0 | 0 | 0 | 0 | 0 | 0 | 0 | 0 | 0 | 0 | 0 | 0 | 0 | 0 | 0 | 0 | 0
6790 | 2025-10-10 | 22 | 0 | 0 | 0 | 0 | 0 | 0 | 0 | 0 | 0 | 0 | 0 | 0 | 0 | 0 | 0 | 0 | 0 | 0
6791 | 2025-10-10 | 23 | 0 | 0 | 0 | 0 | 0 | 0 | 0 | 0 | 0 | 0 | 0 | 0 | 0 | 0 | 0 | 0 | 0 | 0
6792 | 2025-10-10 | 24 | 0 | 0 | 0 | 0 | 0 | 0 | 0 | 0 | 0 | 0 | 0 | 0 | 0 | 0 | 0 | 0 | 0 | 0
6793 | 2025-10-11 | 1 | 0 | 0 | 0 | 0 | 0 | 0 | 0 | 0 | 0 | 0 | 0 | 0 | 0 | 0 | 0 | 0 | 0 | 0
6794 | 2025-10-11 | 2 | 0 | 0 | 0 | 0 | 0 | 0 | 0 | 0 | 0 | 0 | 0 | 0 | 0 | 0 | 0 | 0 | 0 | 0
6795 | 2025-10-11 | 3 | 0 | 0 | 0 | 0 | 0 | 0 | 0 | 0 | 0 | 0 | 0 | 0 | 0 | 0 | 0 | 0 | 0 | 0
6796 | 2025-10-11 | 4 | 0 | -0.018524 | 0 | -0.018524 | 0 | -0.088869 | 0 | -0.088869 | 0 | 0 | 0 | 0 | 0 | 0 | 0 | 0 | 0 | 0
6797 | 2025-10-11 | 5 | 0 | -0.054739 | 0 | -0.055031 | 0 | -0.13736 | 0 | -0.13736 | 0 | 0 | 0 | 0 | 0 | 0 | 0 | 0 | 0 | 0
6798 | 2025-10-11 | 6 | 0 | -0.080387 | 0 | -0.080953 | 0 | -0.18471 | 0 | -0.18471 | 0 | 0 | 0 | 0 | 0 | 0 | 0 | 0 | 0 | 0
6799 | 2025-10-11 | 7 | 0 | -0.05898 | 0 | -0.059321 | 0 | -0.19634 | 0 | -0.19634 | 0 | 0 | 0 | 0 | 0 | 0 | 0 | 0 | 0 | 0
6800 | 2025-10-11 | 8 | 0 | -0.073638 | 0 | -0.074113 | 0 | -0.21135 | 0 | -0.21135 | 0 | 0 | 0 | 0 | 0 | 0 | 0 | 0 | 0 | 0
6801 | 2025-10-11 | 9 | 0 | -0.14235 | 0 | -0.14346 | 0 | -0.27097 | 0 | -0.27097 | 0 | 0 | 0 | 0 | 0 | 0 | 0 | 0 | 0 | 0
6802 | 2025-10-11 | 10 | 0 | -0.16916 | 0 | -0.17052 | 0 | -0.29521 | 0 | -0.29521 | 0 | 0 | 0 | 0 | 0 | 0 | 0 | 0 | 0 | 0
6803 | 2025-10-11 | 11 | 0 | -0.078137 | 0 | -0.07866 | 0 | -0.19529 | 0 | -0.19529 | 0 | 0 | 0 | 0 | 0 | 0 | 0 | 0 | 0 | 0
6804 | 2025-10-11 | 12 | 0 | -0.023514 | 0 | -0.023587 | 0 | -0.078846 | 0 | -0.078846 | 0 | 0 | 0 | 0 | 0 | 0 | 0 | 0 | 0 | 0
6805 | 2025-10-11 | 13 | 0 | -0.0060561 | 0 | -0.0060561 | 0 | -0.025194 | 0 | -0.025194 | 0 | 0 | 0 | 0 | 0 | 0 | 0 | 0 | 0 | 0
6806 | 2025-10-11 | 14 | 0 | 0 | 0 | 0 | 0 | 0 | 0 | 0 | 0 | 0 | 0 | 0 | 0 | 0 | 0 | 0 | 0 | 0
6807 | 2025-10-11 | 15 | 0 | 0 | 0 | 0 | 0 | 0 | 0 | 0 | 0 | 0 | 0 | 0 | 0 | 0 | 0 | 0 | 0 | 0
6808 | 2025-10-11 | 16 | 0 | 0 | 0 | 0 | 0 | 0 | 0 | 0 | 0 | 0 | 0 | 0 | 0 | 0 | 0 | 0 | 0 | 0
6809 | 2025-10-11 | 17 | 0 | 0 | 0 | 0 | 0 | 0 | 0 | 0 | 0 | 0 | 0 | 0 | 0 | 0 | 0 | 0 | 0 | 0
6810 | 2025-10-11 | 18 | 0 | 0 | 0 | 0 | 0 | 0 | 0 | 0 | 0 | 0 | 0 | 0 | 0 | 0 | 0 | 0 | 0 | 0
6811 | 2025-10-11 | 19 | 0 | 0 | 0 | 0 | 0 | 0 | 0 | 0 | 0 | 0 | 0 | 0 | 0 | 0 | 0 | 0 | 0 | 0
6812 | 2025-10-11 | 20 | 0 | 0 | 0 | 0 | 0 | 0 | 0 | 0 | 0 | 0 | 0 | 0 | 0 | 0 | 0 | 0 | 0 | 0
6813 | 2025-10-11 | 21 | 0 | 0 | 0 | 0 | 0 | 0 | 0 | 0 | 0 | 0 | 0 | 0 | 0 | 0 | 0 | 0 | 0 | 0
6814 | 2025-10-11 | 22 | 0 | 0 | 0 | 0 | 0 | 0 | 0 | 0 | 0 | 0 | 0 | 0 | 0 | 0 | 0 | 0 | 0 | 0
6815 | 2025-10-11 | 23 | 0 | -0.019663 | 0 | -0.019663 | 0 | -0.10993 | 0 | -0.10993 | 0 | 0 | 0 | 0 | 0 | 0 | 0 | 0 | 0 | 0
6816 | 2025-10-11 | 24 | 0 | -0.049922 | 0 | -0.050142 | 0 | -0.21404 | 0 | -0.21404 | 0 | 0 | 0 | 0 | 0 | 0 | 0 | 0 | 0 | 0
6817 | 2025-10-12 | 1 | 0 | -0.12891 | 0 | -0.12972 | 0 | -0.3476 | 0 | -0.3476 | 0 | 0 | 0 | 0 | 0 | 0 | 0 | 0 | 0 | 0
6818 | 2025-10-12 | 2 | 0 | -0.22053 | 0 | -0.2222 | 0 | -0.42114 | 0 | -0.42114 | 0 | 0 | 0 | 0 | 0 | 0 | 0 | 0 | 0 | 0
6819 | 2025-10-12 | 3 | 0 | -0.34866 | 0 | -0.35154 | 0 | -0.51672 | 0 | -0.51672 | 0 | 0 | 0 | 0 | 0 | 0 | 0 | 0 | 0 | 0
6820 | 2025-10-12 | 4 | 0 | -0.46623 | 0 | -0.46684 | 0 | -0.61313 | 0 | -0.61313 | 0 | 0 | 0 | 0 | 0 | 0 | 0 | 0 | 0 | 0
6821 | 2025-10-12 | 5 | 0 | -0.59006 | 0 | -0.59086 | 0 | -0.71821 | 0 | -0.71821 | 0 | 0 | 0 | 0 | 0 | 0 | 0 | 0 | 0 | 0
6822 | 2025-10-12 | 6 | 0 | -0.59887 | 0 | -0.59968 | 0 | -0.72429 | 0 | -0.72429 | 0 | 0 | 0 | 0 | 0 | 0 | 0 | 0 | 0 | 0
6823 | 2025-10-12 | 7 | 0 | -0.49658 | 0 | -0.49724 | 0 | -0.628 | 0 | -0.628 | 0 | 0 | 0 | 0 | 0 | 0 | 0 | 0 | 0 | 0
6824 | 2025-10-12 | 8 | 0 | -0.23827 | 0 | -0.24016 | 0 | -0.37808 | 0 | -0.37808 | 0 | 0 | 0 | 0 | 0 | 0 | 0 | 0 | 0 | 0
6825 | 2025-10-12 | 9 | 0 | -0.063629 | 0 | -0.063921 | 0 | -0.18189 | 0 | -0.18189 | 0 | 0 | 0 | 0 | 0 | 0 | 0 | 0 | 0 | 0
6826 | 2025-10-12 | 10 | 0 | -0.025417 | 0 | -0.025601 | 0 | -0.021073 | 0 | -0.021073 | 0 | 0 | 0 | 0 | 0 | 0 | 0 | 0 | 0 | 0
6827 | 2025-10-12 | 11 | 0 | 0 | 0 | 0 | 0 | 0 | 0 | 0 | 0 | 0 | 0 | 0 | 0 | 0 | 0 | 0 | 0 | 0
6828 | 2025-10-12 | 12 | 0 | 0 | 0 | 0 | 0 | 0 | 0 | 0 | 0 | 0 | 0 | 0 | 0 | 0 | 0 | 0 | 0 | 0
6829 | 2025-10-12 | 13 | 0 | 0 | 0 | 0 | 0 | 0 | 0 | 0 | 0 | 0 | 0 | 0 | 0 | 0 | 0 | 0 | 0 | 0
6830 | 2025-10-12 | 14 | 0 | 0 | 0 | 0 | 0 | 0 | 0 | 0 | 0 | 0 | 0 | 0 | 0 | 0 | 0 | 0 | 0 | 0
6831 | 2025-10-12 | 15 | 0 | 0 | 0 | 0 | 0 | 0 | 0 | 0 | 0 | 0 | 0 | 0 | 0 | 0 | 0 | 0 | 0 | 0
6832 | 2025-10-12 | 16 | 0 | 0 | 0 | 0 | 0 | 0 | 0 | 0 | 0 | 0 | 0 | 0 | 0 | 0 | 0 | 0 | 0 | 0
6833 | 2025-10-12 | 17 | 0 | 0 | 0 | 0 | 0 | 0 | 0 | 0 | 0 | 0 | 0 | 0 | 0 | 0 | 0 | 0 | 0 | 0
6834 | 2025-10-12 | 18 | 0 | 0 | 0 | 0 | 0 | 0 | 0 | 0 | 0 | 0 | 0 | 0 | 0 | 0 | 0 | 0 | 0 | 0
6835 | 2025-10-12 | 19 | 0 | 0 | 0 | 0 | 0 | 0 | 0 | 0 | 0 | 0 | 0 | 0 | 0 | 0 | 0 | 0 | 0 | 0
6836 | 2025-10-12 | 20 | 0 | 0 | 0 | 0 | 0 | 0 | 0 | 0 | 0 | 0 | 0 | 0 | 0 | 0 | 0 | 0 | 0 | 0
6837 | 2025-10-12 | 21 | 0 | 0 | 0 | 0 | 0 | 0 | 0 | 0 | 0 | 0 | 0 | 0 | 0 | 0 | 0 | 0 | 0 | 0
6838 | 2025-10-12 | 22 | 0 | 0 | 0 | 0 | 0 | 0 | 0 | 0 | 0 | 0 | 0 | 0 | 0 | 0 | 0 | 0 | 0 | 0
6839 | 2025-10-12 | 23 | 0 | 0 | 0 | 0 | 0 | 0 | 0 | 0 | 0 | 0 | 0 | 0 | 0 | 0 | 0 | 0 | 0 | 0
6840 | 2025-10-12 | 24 | 0 | -0.006721 | 0 | -0.006721 | 0 | -0.050788 | 0 | -0.050788 | 0 | 0 | 0 | 0 | 0 | 0 | 0 | 0 | 0 | 0
6841 | 2025-10-13 | 1 | 0 | -0.16639 | 0 | -0.16501 | 0 | -0.23089 | 0 | -0.23089 | 0 | 0 | 0 | 0 | 0 | 0 | 0 | 0 | 0 | 0
6842 | 2025-10-13 | 2 | 0 | -0.17959 | 0 | -0.17521 | 0 | -0.34411 | 0 | -0.34411 | 0 | 0 | 0 | 0 | 0 | 0 | 0 | 0 | 0 | 0
6843 | 2025-10-13 | 3 | 0 | 0 | 0 | 0 | 0 | -0.48889 | 0 | -0.48889 | 0 | 0 | 0 | 0 | 0 | 0 | 0 | 0 | 0 | 0
6844 | 2025-10-13 | 4 | 0 | -0.44475 | 0 | -0.43218 | 0 | -0.57319 | 0 | -0.57319 | 0 | 0 | 0 | 0 | 0 | 0 | 0 | 0 | 0 | 0
6845 | 2025-10-13 | 5 | 0 | 0 | 0 | 0 | 0 | -0.63179 | 0 | -0.63179 | 0 | 0 | 0 | 0 | 0 | 0 | 0 | 0 | 0 | 0
6846 | 2025-10-13 | 6 | 0 | 0 | 0 | 0 | 0 | -0.68577 | 0 | -0.68577 | 0 | 0 | 0 | 0 | 0 | 0 | 0 | 0 | 0 | 0
6847 | 2025-10-13 | 7 | 0 | -0.50688 | 0 | -0.4924 | 0 | -0.62664 | 0 | -0.62664 | 0 | 0 | 0 | 0 | 0 | 0 | 0 | 0 | 0 | 0
6848 | 2025-10-13 | 8 | 0 | -0.26192 | 0 | -0.26403 | 0 | -0.39959 | 0 | -0.39959 | 0 | 0 | 0 | 0 | 0 | 0 | 0 | 0 | 0 | 0
6849 | 2025-10-13 | 9 | 0 | -0.076779 | 0 | -0.077237 | 0 | -0.15845 | 0 | -0.15845 | 0 | 0 | 0 | 0 | 0 | 0 | 0 | 0 | 0 | 0
6850 | 2025-10-13 | 10 | 0 | -0.0035834 | 0 | -0.0035834 | 0 | -0.021581 | 0 | -0.021581 | 0 | 0 | 0 | 0 | 0 | 0 | 0 | 0 | 0 | 0
6851 | 2025-10-13 | 11 | 0 | 0 | 0 | 0 | 0 | 0 | 0 | 0 | 0 | 0 | 0 | 0 | 0 | 0 | 0 | 0 | 0 | 0
6852 | 2025-10-13 | 12 | 0 | 0 | 0 | 0 | 0 | 0 | 0 | 0 | 0 | 0 | 0 | 0 | 0 | 0 | 0 | 0 | 0 | 0
6853 | 2025-10-13 | 13 | 0 | 0 | 0 | 0 | 0 | 0 | 0 | 0 | 0 | 0 | 0 | 0 | 0 | 0 | 0 | 0 | 0 | 0
6854 | 2025-10-13 | 14 | 0 | 0 | 0 | 0 | 0 | 0 | 0 | 0 | 0 | 0 | 0 | 0 | 0 | 0 | 0 | 0 | 0 | 0
6855 | 2025-10-13 | 15 | 0 | 0 | 0 | 0 | 0 | 0 | 0 | 0 | 0 | 0 | 0 | 0 | 0 | 0 | 0 | 0 | 0 | 0
6856 | 2025-10-13 | 16 | 0 | 0 | 0 | 0 | 0 | 0 | 0 | 0 | 0 | 0 | 0 | 0 | 0 | 0 | 0 | 0 | 0 | 0
6857 | 2025-10-13 | 17 | 0 | 0 | 0 | 0 | 0 | 0 | 0 | 0 | 0 | 0 | 0 | 0 | 0 | 0 | 0 | 0 | 0 | 0
6858 | 2025-10-13 | 18 | 0 | 0 | 0 | 0 | 0 | 0 | 0 | 0 | 0 | 0 | 0 | 0 | 0 | 0 | 0 | 0 | 0 | 0
6859 | 2025-10-13 | 19 | 0 | 0 | 0 | 0 | 0 | 0 | 0 | 0 | 0 | 0 | 0 | 0 | 0 | 0 | 0 | 0 | 0 | 0
6860 | 2025-10-13 | 20 | 0 | 0 | 0 | 0 | 0 | 0 | 0 | 0 | 0 | 0 | 0 | 0 | 0 | 0 | 0 | 0 | 0 | 0
6861 | 2025-10-13 | 21 | 0 | 0 | 0 | 0 | 0 | 0 | 0 | 0 | 0 | 0 | 0 | 0 | 0 | 0 | 0 | 0 | 0 | 0
6862 | 2025-10-13 | 22 | 0 | 0 | 0 | 0 | 0 | 0 | 0 | 0 | 0 | 0 | 0 | 0 | 0 | 0 | 0 | 0 | 0 | 0
6863 | 2025-10-13 | 23 | 0 | 0 | 0 | 0 | 0 | 0 | 0 | 0 | 0 | 0 | 0 | 0 | 0 | 0 | 0 | 0 | 0 | 0
6864 | 2025-10-13 | 24 | 0 | -0.01437 | 0 | -0.01437 | 0 | -0.10232 | 0 | -0.10232 | 0 | 0 | 0 | 0 | 0 | 0 | 0 | 0 | 0 | 0
6865 | 2025-10-14 | 1 | 0 | -0.05696 | 0 | -0.057154 | 0 | -0.23909 | 0 | -0.23909 | 0 | 0 | 0 | 0 | 0 | 0 | 0 | 0 | 0 | 0
6866 | 2025-10-14 | 2 | 0 | -0.1191 | 0 | -0.11981 | 0 | -0.34811 | 0 | -0.34811 | 0 | 0 | 0 | 0 | 0 | 0 | 0 | 0 | 0 | 0
6867 | 2025-10-14 | 3 | 0 | -0.19991 | 0 | -0.20139 | 0 | -0.403 | 0 | -0.403 | 0 | 0 | 0 | 0 | 0 | 0 | 0 | 0 | 0 | 0
6868 | 2025-10-14 | 4 | 0 | -0.30004 | 0 | -0.30248 | 0 | -0.47035 | 0 | -0.47035 | 0 | 0 | 0 | 0 | 0 | 0 | 0 | 0 | 0 | 0
6869 | 2025-10-14 | 5 | 0 | -0.36842 | 0 | -0.3715 | 0 | -0.51885 | 0 | -0.51885 | 0 | 0 | 0 | 0 | 0 | 0 | 0 | 0 | 0 | 0
6870 | 2025-10-14 | 6 | 0 | -0.33611 | 0 | -0.3389 | 0 | -0.4776 | 0 | -0.4776 | 0 | 0 | 0 | 0 | 0 | 0 | 0 | 0 | 0 | 0
6871 | 2025-10-14 | 7 | 0 | -0.29771 | 0 | -0.30014 | 0 | -0.44052 | 0 | -0.44052 | 0 | 0 | 0 | 0 | 0 | 0 | 0 | 0 | 0 | 0
6872 | 2025-10-14 | 8 | 0 | -0.27684 | 0 | -0.27907 | 0 | -0.42704 | 0 | -0.42704 | 0 | 0 | 0 | 0 | 0 | 0 | 0 | 0 | 0 | 0
6873 | 2025-10-14 | 9 | 0 | -0.3111 | 0 | -0.31369 | 0 | -0.45559 | 0 | -0.45559 | 0 | 0 | 0 | 0 | 0 | 0 | 0 | 0 | 0 | 0
6874 | 2025-10-14 | 10 | 0 | -0.25429 | 0 | -0.25644 | 0 | -0.38396 | 0 | -0.38396 | 0 | 0 | 0 | 0 | 0 | 0 | 0 | 0 | 0 | 0
6875 | 2025-10-14 | 11 | 0 | -0.22315 | 0 | -0.22502 | 0 | -0.35066 | 0 | -0.35066 | 0 | 0 | 0 | 0 | 0 | 0 | 0 | 0 | 0 | 0
6876 | 2025-10-14 | 12 | 0 | -0.21 | 0 | -0.21174 | 0 | -0.34088 | 0 | -0.34088 | 0 | 0 | 0 | 0 | 0 | 0 | 0 | 0 | 0 | 0
6877 | 2025-10-14 | 13 | 0 | -0.1833 | 0 | -0.18479 | 0 | -0.31631 | 0 | -0.31631 | 0 | 0 | 0 | 0 | 0 | 0 | 0 | 0 | 0 | 0
6878 | 2025-10-14 | 14 | 0 | -0.26245 | 0 | -0.26459 | 0 | -0.40378 | 0 | -0.40378 | 0 | 0 | 0 | 0 | 0 | 0 | 0 | 0 | 0 | 0
6879 | 2025-10-14 | 15 | 0 | -0.2837 | 0 | -0.28604 | 0 | -0.42565 | 0 | -0.42565 | 0 | 0 | 0 | 0 | 0 | 0 | 0 | 0 | 0 | 0
6880 | 2025-10-14 | 16 | 0 | -0.22984 | 0 | -0.23176 | 0 | -0.36271 | 0 | -0.36271 | 0 | 0 | 0 | 0 | 0 | 0 | 0 | 0 | 0 | 0
6881 | 2025-10-14 | 17 | 0 | -0.1459 | 0 | -0.14704 | 0 | -0.29327 | 0 | -0.29327 | 0 | 0 | 0 | 0 | 0 | 0 | 0 | 0 | 0 | 0
6882 | 2025-10-14 | 18 | 0 | -0.06286 | 0 | -0.063248 | 0 | -0.18572 | 0 | -0.18572 | 0 | 0 | 0 | 0 | 0 | 0 | 0 | 0 | 0 | 0
6883 | 2025-10-14 | 19 | 0 | -0.040702 | 0 | -0.040917 | 0 | -0.1203 | 0 | -0.1203 | 0 | 0 | 0 | 0 | 0 | 0 | 0 | 0 | 0 | 0
6884 | 2025-10-14 | 20 | 0 | -0.056873 | 0 | -0.057157 | 0 | -0.14004 | 0 | -0.14004 | 0 | 0 | 0 | 0 | 0 | 0 | 0 | 0 | 0 | 0
6885 | 2025-10-14 | 21 | 0 | -0.059193 | 0 | -0.059444 | 0 | -0.16391 | 0 | -0.16391 | 0 | 0 | 0 | 0 | 0 | 0 | 0 | 0 | 0 | 0
6886 | 2025-10-14 | 22 | 0 | -0.08973 | 0 | -0.090266 | 0 | -0.19337 | 0 | -0.19337 | 0 | 0 | 0 | 0 | 0 | 0 | 0 | 0 | 0 | 0
6887 | 2025-10-14 | 23 | 0 | -0.12176 | 0 | -0.12254 | 0 | -0.28635 | 0 | -0.28635 | 0 | 0 | 0 | 0 | 0 | 0 | 0 | 0 | 0 | 0
6888 | 2025-10-14 | 24 | 0 | -0.23601 | 0 | -0.2363 | 0 | -0.38771 | 0 | -0.38771 | 0 | 0 | 0 | 0 | 0 | 0 | 0 | 0 | 0 | 0
6889 | 2025-10-15 | 1 | 0 | -0.38609 | 0 | -0.38262 | 0 | -0.5186 | 0 | -0.5186 | 0 | 0 | 0 | 0 | 0 | 0 | 0 | 0 | 0 | 0
6890 | 2025-10-15 | 2 | 0 | -0.49727 | 0 | -0.4927 | 0 | -0.61483 | 0 | -0.61483 | 0 | 0 | 0 | 0 | 0 | 0 | 0 | 0 | 0 | 0
6891 | 2025-10-15 | 3 | 0 | -0.57561 | 0 | -0.559 | 0 | -0.68152 | 0 | -0.68152 | 0 | 0 | 0 | 0 | 0 | 0 | 0 | 0 | 0 | 0
6892 | 2025-10-15 | 4 | 0 | -0.64567 | 0 | -0.6269 | 0 | -0.74303 | 0 | -0.74303 | 0 | 0 | 0 | 0 | 0 | 0 | 0 | 0 | 0 | 0
6893 | 2025-10-15 | 5 | 0 | -0.65417 | 0 | -0.63514 | 0 | -0.75078 | 0 | -0.75078 | 0 | 0 | 0 | 0 | 0 | 0 | 0 | 0 | 0 | 0
6894 | 2025-10-15 | 6 | 0 | 0 | 0 | 0 | 0 | -0.77383 | 0 | -0.77383 | 0 | 0 | 0 | 0 | 0 | 0 | 0 | 0 | 0 | 0
6895 | 2025-10-15 | 7 | 0 | -0.56634 | 0 | -0.55004 | 0 | -0.67854 | 0 | -0.67854 | 0 | 0 | 0 | 0 | 0 | 0 | 0 | 0 | 0 | 0
6896 | 2025-10-15 | 8 | 0 | -0.32639 | 0 | -0.32681 | 0 | -0.45797 | 0 | -0.45797 | 0 | 0 | 0 | 0 | 0 | 0 | 0 | 0 | 0 | 0
6897 | 2025-10-15 | 9 | 0 | -0.11451 | 0 | -0.11526 | 0 | -0.23067 | 0 | -0.23067 | 0 | 0 | 0 | 0 | 0 | 0 | 0 | 0 | 0 | 0
6898 | 2025-10-15 | 10 | 0 | -0.059793 | 0 | -0.06016 | 0 | -0.10403 | 0 | -0.10403 | 0 | 0 | 0 | 0 | 0 | 0 | 0 | 0 | 0 | 0
6899 | 2025-10-15 | 11 | 0 | -0.054506 | 0 | -0.054813 | 0 | -0.16258 | 0 | -0.16258 | 0 | 0 | 0 | 0 | 0 | 0 | 0 | 0 | 0 | 0
6900 | 2025-10-15 | 12 | 0 | -0.032127 | 0 | -0.032277 | 0 | -0.082252 | 0 | -0.082252 | 0 | 0 | 0 | 0 | 0 | 0 | 0 | 0 | 0 | 0
6901 | 2025-10-15 | 13 | 0 | -0.0061837 | 0 | -0.0061837 | 0 | -0.031775 | 0 | -0.031775 | 0 | 0 | 0 | 0 | 0 | 0 | 0 | 0 | 0 | 0
6902 | 2025-10-15 | 14 | 0 | 0 | 0 | 0 | 0 | 0 | 0 | 0 | 0 | 0 | 0 | 0 | 0 | 0 | 0 | 0 | 0 | 0
6903 | 2025-10-15 | 15 | 0 | 0 | 0 | 0 | 0 | 0 | 0 | 0 | 0 | 0 | 0 | 0 | 0 | 0 | 0 | 0 | 0 | 0
6904 | 2025-10-15 | 16 | 0 | -0.016761 | 0 | -0.016761 | 0 | -0.057234 | 0 | -0.057234 | 0 | 0 | 0 | 0 | 0 | 0 | 0 | 0 | 0 | 0
6905 | 2025-10-15 | 17 | 0 | -0.01831 | 0 | -0.01831 | 0 | -0.065035 | 0 | -0.065035 | 0 | 0 | 0 | 0 | 0 | 0 | 0 | 0 | 0 | 0
6906 | 2025-10-15 | 18 | 0 | -0.0057196 | 0 | -0.0057196 | 0 | -0.026729 | 0 | -0.026729 | 0 | 0 | 0 | 0 | 0 | 0 | 0 | 0 | 0 | 0
6907 | 2025-10-15 | 19 | 0 | 0 | 0 | 0 | 0 | 0 | 0 | 0 | 0 | 0 | 0 | 0 | 0 | 0 | 0 | 0 | 0 | 0
6908 | 2025-10-15 | 20 | 0 | -3.2247e-05 | 0 | -3.2247e-05 | 0 | -0.015264 | 0 | -0.015264 | 0 | 0 | 0 | 0 | 0 | 0 | 0 | 0 | 0 | 0
6909 | 2025-10-15 | 21 | 0 | -0.015018 | 0 | -0.015018 | 0 | -0.064381 | 0 | -0.064381 | 0 | 0 | 0 | 0 | 0 | 0 | 0 | 0 | 0 | 0
6910 | 2025-10-15 | 22 | 0 | -0.021826 | 0 | -0.021826 | 0 | -0.13097 | 0 | -0.13097 | 0 | 0 | 0 | 0 | 0 | 0 | 0 | 0 | 0 | 0
6911 | 2025-10-15 | 23 | 0 | -0.053231 | 0 | -0.05348 | 0 | -0.18336 | 0 | -0.18336 | 0 | 0 | 0 | 0 | 0 | 0 | 0 | 0 | 0 | 0
6912 | 2025-10-15 | 24 | 0 | -0.1231 | 0 | -0.12322 | 0 | -0.32667 | 0 | -0.32667 | 0 | 0 | 0 | 0 | 0 | 0 | 0 | 0 | 0 | 0
6913 | 2025-10-16 | 1 | 0 | -0.24961 | 0 | -0.24992 | 0 | -0.43508 | 0 | -0.43508 | 0 | 0 | 0 | 0 | 0 | 0 | 0 | 0 | 0 | 0
6914 | 2025-10-16 | 2 | 0 | -0.36909 | 0 | -0.36581 | 0 | -0.52685 | 0 | -0.52685 | 0 | 0 | 0 | 0 | 0 | 0 | 0 | 0 | 0 | 0
6915 | 2025-10-16 | 3 | 0 | -0.48128 | 0 | -0.47687 | 0 | -0.61796 | 0 | -0.61796 | 0 | 0 | 0 | 0 | 0 | 0 | 0 | 0 | 0 | 0
6916 | 2025-10-16 | 4 | 0 | -0.54348 | 0 | -0.53846 | 0 | -0.66754 | 0 | -0.66754 | 0 | 0 | 0 | 0 | 0 | 0 | 0 | 0 | 0 | 0
6917 | 2025-10-16 | 5 | 0 | -0.56976 | 0 | -0.56447 | 0 | -0.68412 | 0 | -0.68412 | 0 | 0 | 0 | 0 | 0 | 0 | 0 | 0 | 0 | 0
6918 | 2025-10-16 | 6 | 0 | -0.60674 | 0 | -0.58917 | 0 | -0.71613 | 0 | -0.71613 | 0 | 0 | 0 | 0 | 0 | 0 | 0 | 0 | 0 | 0
6919 | 2025-10-16 | 7 | 0 | -0.59825 | 0 | -0.59268 | 0 | -0.71895 | 0 | -0.71895 | 0 | 0 | 0 | 0 | 0 | 0 | 0 | 0 | 0 | 0
6920 | 2025-10-16 | 8 | 0 | -0.34695 | 0 | -0.34739 | 0 | -0.48163 | 0 | -0.48163 | 0 | 0 | 0 | 0 | 0 | 0 | 0 | 0 | 0 | 0
6921 | 2025-10-16 | 9 | 0 | -0.10013 | 0 | -0.10076 | 0 | -0.21748 | 0 | -0.21748 | 0 | 0 | 0 | 0 | 0 | 0 | 0 | 0 | 0 | 0
6922 | 2025-10-16 | 10 | 0 | -0.0054897 | 0 | -0.005493 | 0 | -0.028459 | 0 | -0.028459 | 0 | 0 | 0 | 0 | 0 | 0 | 0 | 0 | 0 | 0
6923 | 2025-10-16 | 11 | 0 | 0 | 0 | 0 | 0 | 0 | 0 | 0 | 0 | 0 | 0 | 0 | 0 | 0 | 0 | 0 | 0 | 0
6924 | 2025-10-16 | 12 | 0 | 0 | 0 | 0 | 0 | 0 | 0 | 0 | 0 | 0 | 0 | 0 | 0 | 0 | 0 | 0 | 0 | 0
6925 | 2025-10-16 | 13 | 0 | 0 | 0 | 0 | 0 | 0 | 0 | 0 | 0 | 0 | 0 | 0 | 0 | 0 | 0 | 0 | 0 | 0
6926 | 2025-10-16 | 14 | 0 | 0 | 0 | 0 | 0 | 0 | 0 | 0 | 0 | 0 | 0 | 0 | 0 | 0 | 0 | 0 | 0 | 0
6927 | 2025-10-16 | 15 | 0 | 0 | 0 | 0 | 0 | 0 | 0 | 0 | 0 | 0 | 0 | 0 | 0 | 0 | 0 | 0 | 0 | 0
6928 | 2025-10-16 | 16 | 0 | 0 | 0 | 0 | 0 | 0 | 0 | 0 | 0 | 0 | 0 | 0 | 0 | 0 | 0 | 0 | 0 | 0
6929 | 2025-10-16 | 17 | 0 | 0 | 0 | 0 | 0 | 0 | 0 | 0 | 0 | 0 | 0 | 0 | 0 | 0 | 0 | 0 | 0 | 0
6930 | 2025-10-16 | 18 | 0 | 0 | 0 | 0 | 0 | 0 | 0 | 0 | 0 | 0 | 0 | 0 | 0 | 0 | 0 | 0 | 0 | 0
6931 | 2025-10-16 | 19 | 0 | 0 | 0 | 0 | 0 | 0 | 0 | 0 | 0 | 0 | 0 | 0 | 0 | 0 | 0 | 0 | 0 | 0
6932 | 2025-10-16 | 20 | 0 | 0 | 0 | 0 | 0 | 0 | 0 | 0 | 0 | 0 | 0 | 0 | 0 | 0 | 0 | 0 | 0 | 0
6933 | 2025-10-16 | 21 | 0 | 0 | 0 | 0 | 0 | 0 | 0 | 0 | 0 | 0 | 0 | 0 | 0 | 0 | 0 | 0 | 0 | 0
6934 | 2025-10-16 | 22 | 0 | 0 | 0 | 0 | 0 | 0 | 0 | 0 | 0 | 0 | 0 | 0 | 0 | 0 | 0 | 0 | 0 | 0
6935 | 2025-10-16 | 23 | 0 | 0 | 0 | 0 | 0 | 0 | 0 | 0 | 0 | 0 | 0 | 0 | 0 | 0 | 0 | 0 | 0 | 0
6936 | 2025-10-16 | 24 | 0 | 0 | 0 | 0 | 0 | 0 | 0 | 0 | 0 | 0 | 0 | 0 | 0 | 0 | 0 | 0 | 0 | 0
6937 | 2025-10-17 | 1 | 0 | -0.011434 | 0 | -0.011434 | 0 | -0.04816 | 0 | -0.04816 | 0 | 0 | 0 | 0 | 0 | 0 | 0 | 0 | 0 | 0
6938 | 2025-10-17 | 2 | 0 | -0.036741 | 0 | -0.036884 | 0 | -0.14636 | 0 | -0.14636 | 0 | 0 | 0 | 0 | 0 | 0 | 0 | 0 | 0 | 0
6939 | 2025-10-17 | 3 | 0 | -0.075304 | 0 | -0.075785 | 0 | -0.23092 | 0 | -0.23092 | 0 | 0 | 0 | 0 | 0 | 0 | 0 | 0 | 0 | 0
6940 | 2025-10-17 | 4 | 0 | -0.17564 | 0 | -0.17697 | 0 | -0.33223 | 0 | -0.33223 | 0 | 0 | 0 | 0 | 0 | 0 | 0 | 0 | 0 | 0
6941 | 2025-10-17 | 5 | 0 | -0.26061 | 0 | -0.2627 | 0 | -0.40392 | 0 | -0.40392 | 0 | 0 | 0 | 0 | 0 | 0 | 0 | 0 | 0 | 0
6942 | 2025-10-17 | 6 | 0 | -0.26502 | 0 | -0.26716 | 0 | -0.40122 | 0 | -0.40122 | 0 | 0 | 0 | 0 | 0 | 0 | 0 | 0 | 0 | 0
6943 | 2025-10-17 | 7 | 0 | -0.22718 | 0 | -0.22901 | 0 | -0.36157 | 0 | -0.36157 | 0 | 0 | 0 | 0 | 0 | 0 | 0 | 0 | 0 | 0
6944 | 2025-10-17 | 8 | 0 | -0.072018 | 0 | -0.0725 | 0 | -0.17702 | 0 | -0.17702 | 0 | 0 | 0 | 0 | 0 | 0 | 0 | 0 | 0 | 0
6945 | 2025-10-17 | 9 | 0 | -0.006107 | 0 | -0.006107 | 0 | -0.041856 | 0 | -0.041856 | 0 | 0 | 0 | 0 | 0 | 0 | 0 | 0 | 0 | 0
6946 | 2025-10-17 | 10 | 0 | -0.0065463 | 0 | -0.0065463 | 0 | -0.037235 | 0 | -0.037235 | 0 | 0 | 0 | 0 | 0 | 0 | 0 | 0 | 0 | 0
6947 | 2025-10-17 | 11 | 0 | 0 | 0 | 0 | 0 | 0 | 0 | 0 | 0 | 0 | 0 | 0 | 0 | 0 | 0 | 0 | 0 | 0
6948 | 2025-10-17 | 12 | 0 | 0 | 0 | 0 | 0 | 0 | 0 | 0 | 0 | 0 | 0 | 0 | 0 | 0 | 0 | 0 | 0 | 0
6949 | 2025-10-17 | 13 | 0 | 0 | 0 | 0 | 0 | 0 | 0 | 0 | 0 | 0 | 0 | 0 | 0 | 0 | 0 | 0 | 0 | 0
6950 | 2025-10-17 | 14 | 0 | 0 | 0 | 0 | 0 | 0 | 0 | 0 | 0 | 0 | 0 | 0 | 0 | 0 | 0 | 0 | 0 | 0
6951 | 2025-10-17 | 15 | 0 | 0 | 0 | 0 | 0 | 0 | 0 | 0 | 0 | 0 | 0 | 0 | 0 | 0 | 0 | 0 | 0 | 0
6952 | 2025-10-17 | 16 | 0 | 0 | 0 | 0 | 0 | 0 | 0 | 0 | 0 | 0 | 0 | 0 | 0 | 0 | 0 | 0 | 0 | 0
6953 | 2025-10-17 | 17 | 0 | 0 | 0 | 0 | 0 | 0 | 0 | 0 | 0 | 0 | 0 | 0 | 0 | 0 | 0 | 0 | 0 | 0
6954 | 2025-10-17 | 18 | 0 | 0 | 0 | 0 | 0 | 0 | 0 | 0 | 0 | 0 | 0 | 0 | 0 | 0 | 0 | 0 | 0 | 0
6955 | 2025-10-17 | 19 | 0 | 0 | 0 | 0 | 0 | 0 | 0 | 0 | 0 | 0 | 0 | 0 | 0 | 0 | 0 | 0 | 0 | 0
6956 | 2025-10-17 | 20 | 0 | 0 | 0 | 0 | 0 | 0 | 0 | 0 | 0 | 0 | 0 | 0 | 0 | 0 | 0 | 0 | 0 | 0
6957 | 2025-10-17 | 21 | 0 | 0 | 0 | 0 | 0 | 0 | 0 | 0 | 0 | 0 | 0 | 0 | 0 | 0 | 0 | 0 | 0 | 0
6958 | 2025-10-17 | 22 | 0 | 0 | 0 | 0 | 0 | 0 | 0 | 0 | 0 | 0 | 0 | 0 | 0 | 0 | 0 | 0 | 0 | 0
6959 | 2025-10-17 | 23 | 0 | 0 | 0 | 0 | 0 | 0 | 0 | 0 | 0 | 0 | 0 | 0 | 0 | 0 | 0 | 0 | 0 | 0
6960 | 2025-10-17 | 24 | 0 | -0.021485 | 0 | -0.021485 | 0 | -0.096761 | 0 | -0.096761 | 0 | 0 | 0 | 0 | 0 | 0 | 0 | 0 | 0 | 0
6961 | 2025-10-18 | 1 | 0 | -0.14507 | 0 | -0.14394 | 0 | -0.25446 | 0 | -0.25446 | 0 | 0 | 0 | 0 | 0 | 0 | 0 | 0 | 0 | 0
6962 | 2025-10-18 | 2 | 0 | -0.20657 | 0 | -0.2049 | 0 | -0.38812 | 0 | -0.38812 | 0 | 0 | 0 | 0 | 0 | 0 | 0 | 0 | 0 | 0
6963 | 2025-10-18 | 3 | 0 | -0.33519 | 0 | -0.33224 | 0 | -0.49619 | 0 | -0.49619 | 0 | 0 | 0 | 0 | 0 | 0 | 0 | 0 | 0 | 0
6964 | 2025-10-18 | 4 | 0 | -0.45493 | 0 | -0.45079 | 0 | -0.59247 | 0 | -0.59247 | 0 | 0 | 0 | 0 | 0 | 0 | 0 | 0 | 0 | 0
6965 | 2025-10-18 | 5 | 0 | -0.52859 | 0 | -0.52371 | 0 | -0.65457 | 0 | -0.65457 | 0 | 0 | 0 | 0 | 0 | 0 | 0 | 0 | 0 | 0
6966 | 2025-10-18 | 6 | 0 | -0.52552 | 0 | -0.52622 | 0 | -0.64871 | 0 | -0.64871 | 0 | 0 | 0 | 0 | 0 | 0 | 0 | 0 | 0 | 0
6967 | 2025-10-18 | 7 | 0 | -0.49246 | 0 | -0.49311 | 0 | -0.62212 | 0 | -0.62212 | 0 | 0 | 0 | 0 | 0 | 0 | 0 | 0 | 0 | 0
6968 | 2025-10-18 | 8 | 0 | -0.42223 | 0 | -0.42278 | 0 | -0.56151 | 0 | -0.56151 | 0 | 0 | 0 | 0 | 0 | 0 | 0 | 0 | 0 | 0
6969 | 2025-10-18 | 9 | 0 | -0.36927 | 0 | -0.37237 | 0 | -0.51141 | 0 | -0.51141 | 0 | 0 | 0 | 0 | 0 | 0 | 0 | 0 | 0 | 0
6970 | 2025-10-18 | 10 | 0 | -0.18664 | 0 | -0.18805 | 0 | -0.32635 | 0 | -0.32635 | 0 | 0 | 0 | 0 | 0 | 0 | 0 | 0 | 0 | 0
6971 | 2025-10-18 | 11 | 0 | -0.02238 | 0 | -0.022476 | 0 | -0.076781 | 0 | -0.076781 | 0 | 0 | 0 | 0 | 0 | 0 | 0 | 0 | 0 | 0
6972 | 2025-10-18 | 12 | 0 | -0.0099439 | 0 | -0.0099439 | 0 | -0.031409 | 0 | -0.031409 | 0 | 0 | 0 | 0 | 0 | 0 | 0 | 0 | 0 | 0
6973 | 2025-10-18 | 13 | 0 | -0.0055718 | 0 | -0.0055718 | 0 | -0.03948 | 0 | -0.03948 | 0 | 0 | 0 | 0 | 0 | 0 | 0 | 0 | 0 | 0
6974 | 2025-10-18 | 14 | 0 | -0.002585 | 0 | -0.002585 | 0 | -0.0054571 | 0 | -0.0054571 | 0 | 0 | 0 | 0 | 0 | 0 | 0 | 0 | 0 | 0
6975 | 2025-10-18 | 15 | 0 | -0.00053481 | 0 | -0.00053481 | 0 | -0.0193 | 0 | -0.0193 | 0 | 0 | 0 | 0 | 0 | 0 | 0 | 0 | 0 | 0
6976 | 2025-10-18 | 16 | 0 | -0.0049832 | 0 | -0.0049832 | 0 | -0.016882 | 0 | -0.016882 | 0 | 0 | 0 | 0 | 0 | 0 | 0 | 0 | 0 | 0
6977 | 2025-10-18 | 17 | 0 | 0 | 0 | 0 | 0 | 0 | 0 | 0 | 0 | 0 | 0 | 0 | 0 | 0 | 0 | 0 | 0 | 0
6978 | 2025-10-18 | 18 | 0 | -0.0081629 | 0 | -0.0081629 | 0 | -0.03248 | 0 | -0.03248 | 0 | 0 | 0 | 0 | 0 | 0 | 0 | 0 | 0 | 0
6979 | 2025-10-18 | 19 | 0 | -0.010233 | 0 | -0.010233 | 0 | -0.038101 | 0 | -0.038101 | 0 | 0 | 0 | 0 | 0 | 0 | 0 | 0 | 0 | 0
6980 | 2025-10-18 | 20 | 0 | -0.013308 | 0 | -0.013308 | 0 | -0.076761 | 0 | -0.076761 | 0 | 0 | 0 | 0 | 0 | 0 | 0 | 0 | 0 | 0
6981 | 2025-10-18 | 21 | 0 | -0.019816 | 0 | -0.019816 | 0 | -0.11891 | 0 | -0.11891 | 0 | 0 | 0 | 0 | 0 | 0 | 0 | 0 | 0 | 0
6982 | 2025-10-18 | 22 | 0 | -0.032063 | 0 | -0.032063 | 0 | -0.12644 | 0 | -0.12644 | 0 | 0 | 0 | 0 | 0 | 0 | 0 | 0 | 0 | 0
6983 | 2025-10-18 | 23 | 0 | -0.17841 | 0 | -0.17384 | 0 | -0.24421 | 0 | -0.24421 | 0 | 0 | 0 | 0 | 0 | 0 | 0 | 0 | 0 | 0
6984 | 2025-10-18 | 24 | 0 | -0.20205 | 0 | -0.20044 | 0 | -0.39087 | 0 | -0.39087 | 0 | 0 | 0 | 0 | 0 | 0 | 0 | 0 | 0 | 0
6985 | 2025-10-19 | 1 | 0 | -0.37055 | 0 | -0.36033 | 0 | -0.53129 | 0 | -0.53129 | 0 | 0 | 0 | 0 | 0 | 0 | 0 | 0 | 0 | 0
6986 | 2025-10-19 | 2 | 0 | -0.47205 | 0 | -0.45868 | 0 | -0.60912 | 0 | -0.60912 | 0 | 0 | 0 | 0 | 0 | 0 | 0 | 0 | 0 | 0
6987 | 2025-10-19 | 3 | 0 | -0.53662 | 0 | -0.52123 | 0 | -0.65697 | 0 | -0.65697 | 0 | 0 | 0 | 0 | 0 | 0 | 0 | 0 | 0 | 0
6988 | 2025-10-19 | 4 | 0 | -0.58509 | 0 | -0.5682 | 0 | -0.69606 | 0 | -0.69606 | 0 | 0 | 0 | 0 | 0 | 0 | 0 | 0 | 0 | 0
6989 | 2025-10-19 | 5 | 0 | -0.60471 | 0 | -0.59908 | 0 | -0.71338 | 0 | -0.71338 | 0 | 0 | 0 | 0 | 0 | 0 | 0 | 0 | 0 | 0
6990 | 2025-10-19 | 6 | 0 | -0.5847 | 0 | -0.57927 | 0 | -0.69625 | 0 | -0.69625 | 0 | 0 | 0 | 0 | 0 | 0 | 0 | 0 | 0 | 0
6991 | 2025-10-19 | 7 | 0 | -0.52005 | 0 | -0.51526 | 0 | -0.64142 | 0 | -0.64142 | 0 | 0 | 0 | 0 | 0 | 0 | 0 | 0 | 0 | 0
6992 | 2025-10-19 | 8 | 0 | -0.4657 | 0 | -0.46632 | 0 | -0.59965 | 0 | -0.59965 | 0 | 0 | 0 | 0 | 0 | 0 | 0 | 0 | 0 | 0
6993 | 2025-10-19 | 9 | 0 | -0.5094 | 0 | -0.51379 | 0 | -0.64707 | 0 | -0.64707 | 0 | 0 | 0 | 0 | 0 | 0 | 0 | 0 | 0 | 0
6994 | 2025-10-19 | 10 | 0 | -0.31858 | 0 | -0.32125 | 0 | -0.44958 | 0 | -0.44958 | 0 | 0 | 0 | 0 | 0 | 0 | 0 | 0 | 0 | 0
6995 | 2025-10-19 | 11 | 0 | -0.039858 | 0 | -0.040075 | 0 | -0.11475 | 0 | -0.11475 | 0 | 0 | 0 | 0 | 0 | 0 | 0 | 0 | 0 | 0
6996 | 2025-10-19 | 12 | 0 | -6.2942e-05 | 0 | -6.2942e-05 | 0 | -0.00013288 | 0 | -0.00013288 | 0 | 0 | 0 | 0 | 0 | 0 | 0 | 0 | 0 | 0
6997 | 2025-10-19 | 13 | 0 | -0.0047538 | 0 | -0.0047538 | 0 | -0.019122 | 0 | -0.019122 | 0 | 0 | 0 | 0 | 0 | 0 | 0 | 0 | 0 | 0
6998 | 2025-10-19 | 14 | 0 | 0 | 0 | 0 | 0 | 0 | 0 | 0 | 0 | 0 | 0 | 0 | 0 | 0 | 0 | 0 | 0 | 0
6999 | 2025-10-19 | 15 | 0 | 0 | 0 | 0 | 0 | 0 | 0 | 0 | 0 | 0 | 0 | 0 | 0 | 0 | 0 | 0 | 0 | 0
7000 | 2025-10-19 | 16 | 0 | 0 | 0 | 0 | 0 | 0 | 0 | 0 | 0 | 0 | 0 | 0 | 0 | 0 | 0 | 0 | 0 | 0
7001 | 2025-10-19 | 17 | 0 | 0 | 0 | 0 | 0 | 0 | 0 | 0 | 0 | 0 | 0 | 0 | 0 | 0 | 0 | 0 | 0 | 0
7002 | 2025-10-19 | 18 | 0 | 0 | 0 | 0 | 0 | 0 | 0 | 0 | 0 | 0 | 0 | 0 | 0 | 0 | 0 | 0 | 0 | 0
7003 | 2025-10-19 | 19 | 0 | -0.010835 | 0 | -0.010835 | 0 | -0.040032 | 0 | -0.040032 | 0 | 0 | 0 | 0 | 0 | 0 | 0 | 0 | 0 | 0
7004 | 2025-10-19 | 20 | 0 | -0.022653 | 0 | -0.022653 | 0 | -0.094837 | 0 | -0.094837 | 0 | 0 | 0 | 0 | 0 | 0 | 0 | 0 | 0 | 0
7005 | 2025-10-19 | 21 | 0 | -0.024722 | 0 | -0.024722 | 0 | -0.12061 | 0 | -0.12061 | 0 | 0 | 0 | 0 | 0 | 0 | 0 | 0 | 0 | 0
7006 | 2025-10-19 | 22 | 0 | -0.040203 | 0 | -0.040314 | 0 | -0.18051 | 0 | -0.18051 | 0 | 0 | 0 | 0 | 0 | 0 | 0 | 0 | 0 | 0
7007 | 2025-10-19 | 23 | 0 | -0.098372 | 0 | -0.098941 | 0 | -0.25135 | 0 | -0.25135 | 0 | 0 | 0 | 0 | 0 | 0 | 0 | 0 | 0 | 0
7008 | 2025-10-19 | 24 | 0 | -0.10868 | 0 | -0.10934 | 0 | -0.28584 | 0 | -0.28584 | 0 | 0 | 0 | 0 | 0 | 0 | 0 | 0 | 0 | 0
7009 | 2025-10-20 | 1 | 0 | -0.20763 | 0 | -0.20921 | 0 | -0.37299 | 0 | -0.37299 | 0 | 0 | 0 | 0 | 0 | 0 | 0 | 0 | 0 | 0
7010 | 2025-10-20 | 2 | 0 | -0.27741 | 0 | -0.27965 | 0 | -0.42871 | 0 | -0.42871 | 0 | 0 | 0 | 0 | 0 | 0 | 0 | 0 | 0 | 0
7011 | 2025-10-20 | 3 | 0 | -0.33489 | 0 | -0.33767 | 0 | -0.47196 | 0 | -0.47196 | 0 | 0 | 0 | 0 | 0 | 0 | 0 | 0 | 0 | 0
7012 | 2025-10-20 | 4 | 0 | -0.39277 | 0 | -0.39328 | 0 | -0.51955 | 0 | -0.51955 | 0 | 0 | 0 | 0 | 0 | 0 | 0 | 0 | 0 | 0
7013 | 2025-10-20 | 5 | 0 | -0.46482 | 0 | -0.46543 | 0 | -0.58258 | 0 | -0.58258 | 0 | 0 | 0 | 0 | 0 | 0 | 0 | 0 | 0 | 0
7014 | 2025-10-20 | 6 | 0 | -0.4786 | 0 | -0.47421 | 0 | -0.59544 | 0 | -0.59544 | 0 | 0 | 0 | 0 | 0 | 0 | 0 | 0 | 0 | 0
7015 | 2025-10-20 | 7 | 0 | -0.43581 | 0 | -0.43638 | 0 | -0.56261 | 0 | -0.56261 | 0 | 0 | 0 | 0 | 0 | 0 | 0 | 0 | 0 | 0
7016 | 2025-10-20 | 8 | 0 | -0.36496 | 0 | -0.36543 | 0 | -0.50139 | 0 | -0.50139 | 0 | 0 | 0 | 0 | 0 | 0 | 0 | 0 | 0 | 0
7017 | 2025-10-20 | 9 | 0 | -0.18474 | 0 | -0.18614 | 0 | -0.31284 | 0 | -0.31284 | 0 | 0 | 0 | 0 | 0 | 0 | 0 | 0 | 0 | 0
7018 | 2025-10-20 | 10 | 0 | -0.026945 | 0 | -0.027038 | 0 | -0.081658 | 0 | -0.081658 | 0 | 0 | 0 | 0 | 0 | 0 | 0 | 0 | 0 | 0
7019 | 2025-10-20 | 11 | 0 | -0.0051463 | 0 | -0.0051463 | 0 | -0.010864 | 0 | -0.010864 | 0 | 0 | 0 | 0 | 0 | 0 | 0 | 0 | 0 | 0
7020 | 2025-10-20 | 12 | 0 | 0 | 0 | 0 | 0 | 0 | 0 | 0 | 0 | 0 | 0 | 0 | 0 | 0 | 0 | 0 | 0 | 0
7021 | 2025-10-20 | 13 | 0 | 0 | 0 | 0 | 0 | 0 | 0 | 0 | 0 | 0 | 0 | 0 | 0 | 0 | 0 | 0 | 0 | 0
7022 | 2025-10-20 | 14 | 0 | 0 | 0 | 0 | 0 | 0 | 0 | 0 | 0 | 0 | 0 | 0 | 0 | 0 | 0 | 0 | 0 | 0
7023 | 2025-10-20 | 15 | 0 | -0.010302 | 0 | -0.010302 | 0 | -0.037888 | 0 | -0.037888 | 0 | 0 | 0 | 0 | 0 | 0 | 0 | 0 | 0 | 0
7024 | 2025-10-20 | 16 | 0 | 0 | 0 | 0 | 0 | 0 | 0 | 0 | 0 | 0 | 0 | 0 | 0 | 0 | 0 | 0 | 0 | 0
7025 | 2025-10-20 | 17 | 0 | -0.00083196 | 0 | -0.00083196 | 0 | -0.0092489 | 0 | -0.0092489 | 0 | 0 | 0 | 0 | 0 | 0 | 0 | 0 | 0 | 0
7026 | 2025-10-20 | 18 | 0 | -0.0025528 | 0 | -0.0025528 | 0 | -0.033116 | 0 | -0.033116 | 0 | 0 | 0 | 0 | 0 | 0 | 0 | 0 | 0 | 0
7027 | 2025-10-20 | 19 | 0 | -0.004742 | 0 | -0.004742 | 0 | -0.019143 | 0 | -0.019143 | 0 | 0 | 0 | 0 | 0 | 0 | 0 | 0 | 0 | 0
7028 | 2025-10-20 | 20 | 0 | -0.0021731 | 0 | -0.0021731 | 0 | -0.026573 | 0 | -0.026573 | 0 | 0 | 0 | 0 | 0 | 0 | 0 | 0 | 0 | 0
7029 | 2025-10-20 | 21 | 0 | -0.020126 | 0 | -0.020126 | 0 | -0.12019 | 0 | -0.12019 | 0 | 0 | 0 | 0 | 0 | 0 | 0 | 0 | 0 | 0
7030 | 2025-10-20 | 22 | 0 | -0.018414 | 0 | -0.018414 | 0 | -0.099847 | 0 | -0.099847 | 0 | 0 | 0 | 0 | 0 | 0 | 0 | 0 | 0 | 0
7031 | 2025-10-20 | 23 | 0 | -0.044583 | 0 | -0.044734 | 0 | -0.15713 | 0 | -0.15713 | 0 | 0 | 0 | 0 | 0 | 0 | 0 | 0 | 0 | 0
7032 | 2025-10-20 | 24 | 0 | -0.12932 | 0 | -0.13017 | 0 | -0.29801 | 0 | -0.29801 | 0 | 0 | 0 | 0 | 0 | 0 | 0 | 0 | 0 | 0
7033 | 2025-10-21 | 1 | 0 | -0.21535 | 0 | -0.21699 | 0 | -0.38618 | 0 | -0.38618 | 0 | 0 | 0 | 0 | 0 | 0 | 0 | 0 | 0 | 0
7034 | 2025-10-21 | 2 | 0 | -0.26864 | 0 | -0.2708 | 0 | -0.42419 | 0 | -0.42419 | 0 | 0 | 0 | 0 | 0 | 0 | 0 | 0 | 0 | 0
7035 | 2025-10-21 | 3 | 0 | -0.40183 | 0 | -0.40236 | 0 | -0.54067 | 0 | -0.54067 | 0 | 0 | 0 | 0 | 0 | 0 | 0 | 0 | 0 | 0
7036 | 2025-10-21 | 4 | 0 | -0.55643 | 0 | -0.55718 | 0 | -0.68061 | 0 | -0.68061 | 0 | 0 | 0 | 0 | 0 | 0 | 0 | 0 | 0 | 0
7037 | 2025-10-21 | 5 | 0 | -0.54467 | 0 | -0.5454 | 0 | -0.66451 | 0 | -0.66451 | 0 | 0 | 0 | 0 | 0 | 0 | 0 | 0 | 0 | 0
7038 | 2025-10-21 | 6 | 0 | -0.57887 | 0 | -0.57965 | 0 | -0.69583 | 0 | -0.69583 | 0 | 0 | 0 | 0 | 0 | 0 | 0 | 0 | 0 | 0
7039 | 2025-10-21 | 7 | 0 | -0.55177 | 0 | -0.54667 | 0 | -0.67571 | 0 | -0.67571 | 0 | 0 | 0 | 0 | 0 | 0 | 0 | 0 | 0 | 0
7040 | 2025-10-21 | 8 | 0 | -0.43947 | 0 | -0.43548 | 0 | -0.56938 | 0 | -0.56938 | 0 | 0 | 0 | 0 | 0 | 0 | 0 | 0 | 0 | 0
7041 | 2025-10-21 | 9 | 0 | -0.42146 | 0 | -0.41765 | 0 | -0.55283 | 0 | -0.55283 | 0 | 0 | 0 | 0 | 0 | 0 | 0 | 0 | 0 | 0
7042 | 2025-10-21 | 10 | 0 | -0.39415 | 0 | -0.39061 | 0 | -0.52507 | 0 | -0.52507 | 0 | 0 | 0 | 0 | 0 | 0 | 0 | 0 | 0 | 0
7043 | 2025-10-21 | 11 | 0 | -0.12313 | 0 | -0.12326 | 0 | -0.22496 | 0 | -0.22496 | 0 | 0 | 0 | 0 | 0 | 0 | 0 | 0 | 0 | 0
7044 | 2025-10-21 | 12 | 0 | -0.014358 | 0 | -0.01437 | 0 | -0.054511 | 0 | -0.054511 | 0 | 0 | 0 | 0 | 0 | 0 | 0 | 0 | 0 | 0
7045 | 2025-10-21 | 13 | 0 | -0.026809 | 0 | -0.026825 | 0 | -0.087136 | 0 | -0.087136 | 0 | 0 | 0 | 0 | 0 | 0 | 0 | 0 | 0 | 0
7046 | 2025-10-21 | 14 | 0 | -0.14141 | 0 | -0.14035 | 0 | -0.27539 | 0 | -0.27539 | 0 | 0 | 0 | 0 | 0 | 0 | 0 | 0 | 0 | 0
7047 | 2025-10-21 | 15 | 0 | -0.25735 | 0 | -0.25515 | 0 | -0.39628 | 0 | -0.39628 | 0 | 0 | 0 | 0 | 0 | 0 | 0 | 0 | 0 | 0
7048 | 2025-10-21 | 16 | 0 | -0.32753 | 0 | -0.31854 | 0 | -0.46161 | 0 | -0.46161 | 0 | 0 | 0 | 0 | 0 | 0 | 0 | 0 | 0 | 0
7049 | 2025-10-21 | 17 | 0 | -0.3714 | 0 | -0.36809 | 0 | -0.52122 | 0 | -0.52122 | 0 | 0 | 0 | 0 | 0 | 0 | 0 | 0 | 0 | 0
7050 | 2025-10-21 | 18 | 0 | -0.31404 | 0 | -0.31133 | 0 | -0.4934 | 0 | -0.4934 | 0 | 0 | 0 | 0 | 0 | 0 | 0 | 0 | 0 | 0
7051 | 2025-10-21 | 19 | 0 | 0 | 0 | 0 | 0 | -0.46299 | 0 | -0.46299 | 0 | 0 | 0 | 0 | 0 | 0 | 0 | 0 | 0 | 0
7052 | 2025-10-21 | 20 | 0 | 0 | 0 | 0 | 0 | -0.42914 | 0 | -0.42914 | 0 | 0 | 0 | 0 | 0 | 0 | 0 | 0 | 0 | 0
7053 | 2025-10-21 | 21 | 0 | 0 | 0 | 0 | 0 | -0.43677 | 0 | -0.43677 | 0 | 0 | 0 | 0 | 0 | 0 | 0 | 0 | 0 | 0
7054 | 2025-10-21 | 22 | 0 | 0 | 0 | 0 | 0 | -0.47485 | 0 | -0.47485 | 0 | 0 | 0 | 0 | 0 | 0 | 0 | 0 | 0 | 0
7055 | 2025-10-21 | 23 | 0 | 0 | 0 | 0 | 0 | -0.57553 | 0 | -0.57553 | 0 | 0 | 0 | 0 | 0 | 0 | 0 | 0 | 0 | 0
7056 | 2025-10-21 | 24 | 0 | 0 | 0 | 0 | 0 | -0.69099 | 0 | -0.69099 | 0 | 0 | 0 | 0 | 0 | 0 | 0 | 0 | 0 | 0
7057 | 2025-10-22 | 1 | 0 | 0 | 0 | 0 | 0 | -0.7698 | 0 | -0.7698 | 0 | 0 | 0 | 0 | 0 | 0 | 0 | 0 | 0 | 0
7058 | 2025-10-22 | 2 | 0 | 0 | 0 | 0 | 0 | -0.93402 | 0 | -0.93402 | 0 | 0 | 0 | 0 | 0 | 0 | 0 | 0 | 0 | 0
7059 | 2025-10-22 | 3 | 0 | 0 | 0 | 0 | 0 | -1.0435 | 0 | -1.0435 | 0 | 0 | 0 | 0 | 0 | 0 | 0 | 0 | 0 | 0
7060 | 2025-10-22 | 4 | 0 | 0 | 0 | 0 | 0 | -1.063 | 0 | -1.063 | 0 | 0 | 0 | 0 | 0 | 0 | 0 | 0 | 0 | 0
7061 | 2025-10-22 | 5 | 0 | 0 | 0 | 0 | 0 | -1.0715 | 0 | -1.0715 | 0 | 0 | 0 | 0 | 0 | 0 | 0 | 0 | 0 | 0
7062 | 2025-10-22 | 6 | 0 | 0 | 0 | 0 | 0 | -1.032 | 0 | -1.032 | 0 | 0 | 0 | 0 | 0 | 0 | 0 | 0 | 0 | 0
7063 | 2025-10-22 | 7 | 0 | 0 | 0 | 0 | 0 | -1.0011 | 0 | -1.0011 | 0 | 0 | 0 | 0 | 0 | 0 | 0 | 0 | 0 | 0
7064 | 2025-10-22 | 8 | 0 | 0 | 0 | 0 | 0 | -0.8276 | 0 | -0.8276 | 0 | 0 | 0 | 0 | 0 | 0 | 0 | 0 | 0 | 0
7065 | 2025-10-22 | 9 | 0 | 0 | 0 | 0 | 0 | -0.57947 | 0 | -0.57947 | 0 | 0 | 0 | 0 | 0 | 0 | 0 | 0 | 0 | 0
7066 | 2025-10-22 | 10 | 0 | -0.17139 | 0 | -0.17005 | 0 | -0.31534 | 0 | -0.31534 | 0 | 0 | 0 | 0 | 0 | 0 | 0 | 0 | 0 | 0
7067 | 2025-10-22 | 11 | 0 | -0.068112 | 0 | -0.068169 | 0 | -0.12714 | 0 | -0.12714 | 0 | 0 | 0 | 0 | 0 | 0 | 0 | 0 | 0 | 0
7068 | 2025-10-22 | 12 | 0 | -0.11732 | 0 | -0.11811 | 0 | -0.22218 | 0 | -0.22218 | 0 | 0 | 0 | 0 | 0 | 0 | 0 | 0 | 0 | 0
7069 | 2025-10-22 | 13 | 0 | -0.22608 | 0 | -0.22785 | 0 | -0.36159 | 0 | -0.36159 | 0 | 0 | 0 | 0 | 0 | 0 | 0 | 0 | 0 | 0
7070 | 2025-10-22 | 14 | 0 | -0.19397 | 0 | -0.19544 | 0 | -0.33129 | 0 | -0.33129 | 0 | 0 | 0 | 0 | 0 | 0 | 0 | 0 | 0 | 0
7071 | 2025-10-22 | 15 | 0 | -0.17867 | 0 | -0.18 | 0 | -0.31754 | 0 | -0.31754 | 0 | 0 | 0 | 0 | 0 | 0 | 0 | 0 | 0 | 0
7072 | 2025-10-22 | 16 | 0 | -0.11538 | 0 | -0.11549 | 0 | -0.26556 | 0 | -0.26556 | 0 | 0 | 0 | 0 | 0 | 0 | 0 | 0 | 0 | 0
7073 | 2025-10-22 | 17 | 0 | -0.093752 | 0 | -0.094274 | 0 | -0.26187 | 0 | -0.26187 | 0 | 0 | 0 | 0 | 0 | 0 | 0 | 0 | 0 | 0
7074 | 2025-10-22 | 18 | 0 | -0.058153 | 0 | -0.058329 | 0 | -0.24367 | 0 | -0.24367 | 0 | 0 | 0 | 0 | 0 | 0 | 0 | 0 | 0 | 0
7075 | 2025-10-22 | 19 | 0 | -0.072352 | 0 | -0.072405 | 0 | -0.21791 | 0 | -0.21791 | 0 | 0 | 0 | 0 | 0 | 0 | 0 | 0 | 0 | 0
7076 | 2025-10-22 | 20 | 0 | -0.087835 | 0 | -0.08734 | 0 | -0.25671 | 0 | -0.25671 | 0 | 0 | 0 | 0 | 0 | 0 | 0 | 0 | 0 | 0
7077 | 2025-10-22 | 21 | 0 | -0.11727 | 0 | -0.11483 | 0 | -0.29604 | 0 | -0.29604 | 0 | 0 | 0 | 0 | 0 | 0 | 0 | 0 | 0 | 0
7078 | 2025-10-22 | 22 | 0 | -0.13601 | 0 | -0.13504 | 0 | -0.30778 | 0 | -0.30778 | 0 | 0 | 0 | 0 | 0 | 0 | 0 | 0 | 0 | 0
7079 | 2025-10-22 | 23 | 0 | -0.24617 | 0 | -0.23976 | 0 | -0.41016 | 0 | -0.41016 | 0 | 0 | 0 | 0 | 0 | 0 | 0 | 0 | 0 | 0
7080 | 2025-10-22 | 24 | 0 | -0.38656 | 0 | -0.3831 | 0 | -0.53806 | 0 | -0.53806 | 0 | 0 | 0 | 0 | 0 | 0 | 0 | 0 | 0 | 0
7081 | 2025-10-23 | 1 | 0 | -0.49508 | 0 | -0.49054 | 0 | -0.62687 | 0 | -0.62687 | 0 | 0 | 0 | 0 | 0 | 0 | 0 | 0 | 0 | 0
7082 | 2025-10-23 | 2 | 0 | -0.55207 | 0 | -0.54695 | 0 | -0.67194 | 0 | -0.67194 | 0 | 0 | 0 | 0 | 0 | 0 | 0 | 0 | 0 | 0
7083 | 2025-10-23 | 3 | 0 | -0.586 | 0 | -0.58056 | 0 | -0.69815 | 0 | -0.69815 | 0 | 0 | 0 | 0 | 0 | 0 | 0 | 0 | 0 | 0
7084 | 2025-10-23 | 4 | 0 | -0.61379 | 0 | -0.60807 | 0 | -0.72243 | 0 | -0.72243 | 0 | 0 | 0 | 0 | 0 | 0 | 0 | 0 | 0 | 0
7085 | 2025-10-23 | 5 | 0 | -0.59509 | 0 | -0.58954 | 0 | -0.70012 | 0 | -0.70012 | 0 | 0 | 0 | 0 | 0 | 0 | 0 | 0 | 0 | 0
7086 | 2025-10-23 | 6 | 0 | -0.50898 | 0 | -0.50967 | 0 | -0.61964 | 0 | -0.61964 | 0 | 0 | 0 | 0 | 0 | 0 | 0 | 0 | 0 | 0
7087 | 2025-10-23 | 7 | 0 | -0.46147 | 0 | -0.45725 | 0 | -0.58038 | 0 | -0.58038 | 0 | 0 | 0 | 0 | 0 | 0 | 0 | 0 | 0 | 0
7088 | 2025-10-23 | 8 | 0 | -0.38429 | 0 | -0.38753 | 0 | -0.52021 | 0 | -0.52021 | 0 | 0 | 0 | 0 | 0 | 0 | 0 | 0 | 0 | 0
7089 | 2025-10-23 | 9 | 0 | -0.40684 | 0 | -0.41028 | 0 | -0.54504 | 0 | -0.54504 | 0 | 0 | 0 | 0 | 0 | 0 | 0 | 0 | 0 | 0
7090 | 2025-10-23 | 10 | 0 | -0.36025 | 0 | -0.36326 | 0 | -0.49722 | 0 | -0.49722 | 0 | 0 | 0 | 0 | 0 | 0 | 0 | 0 | 0 | 0
7091 | 2025-10-23 | 11 | 0 | -0.18677 | 0 | -0.18826 | 0 | -0.31263 | 0 | -0.31263 | 0 | 0 | 0 | 0 | 0 | 0 | 0 | 0 | 0 | 0
7092 | 2025-10-23 | 12 | 0 | -0.067759 | 0 | -0.068213 | 0 | -0.15868 | 0 | -0.15868 | 0 | 0 | 0 | 0 | 0 | 0 | 0 | 0 | 0 | 0
7093 | 2025-10-23 | 13 | 0 | -0.016301 | 0 | -0.016301 | 0 | -0.082368 | 0 | -0.082368 | 0 | 0 | 0 | 0 | 0 | 0 | 0 | 0 | 0 | 0
7094 | 2025-10-23 | 14 | 0 | -0.10064 | 0 | -0.10128 | 0 | -0.19656 | 0 | -0.19656 | 0 | 0 | 0 | 0 | 0 | 0 | 0 | 0 | 0 | 0
7095 | 2025-10-23 | 15 | 0 | -0.097674 | 0 | -0.098252 | 0 | -0.23621 | 0 | -0.23621 | 0 | 0 | 0 | 0 | 0 | 0 | 0 | 0 | 0 | 0
7096 | 2025-10-23 | 16 | 0 | -0.12329 | 0 | -0.12411 | 0 | -0.2633 | 0 | -0.2633 | 0 | 0 | 0 | 0 | 0 | 0 | 0 | 0 | 0 | 0
7097 | 2025-10-23 | 17 | 0 | -0.119 | 0 | -0.11976 | 0 | -0.27437 | 0 | -0.27437 | 0 | 0 | 0 | 0 | 0 | 0 | 0 | 0 | 0 | 0
7098 | 2025-10-23 | 18 | 0 | -0.069435 | 0 | -0.069723 | 0 | -0.25034 | 0 | -0.25034 | 0 | 0 | 0 | 0 | 0 | 0 | 0 | 0 | 0 | 0
7099 | 2025-10-23 | 19 | 0 | -0.064177 | 0 | -0.064475 | 0 | -0.17138 | 0 | -0.17138 | 0 | 0 | 0 | 0 | 0 | 0 | 0 | 0 | 0 | 0
7100 | 2025-10-23 | 20 | 0 | -0.068035 | 0 | -0.068371 | 0 | -0.17046 | 0 | -0.17046 | 0 | 0 | 0 | 0 | 0 | 0 | 0 | 0 | 0 | 0
7101 | 2025-10-23 | 21 | 0 | -0.082793 | 0 | -0.083259 | 0 | -0.19308 | 0 | -0.19308 | 0 | 0 | 0 | 0 | 0 | 0 | 0 | 0 | 0 | 0
7102 | 2025-10-23 | 22 | 0 | -0.096637 | 0 | -0.09723 | 0 | -0.21005 | 0 | -0.21005 | 0 | 0 | 0 | 0 | 0 | 0 | 0 | 0 | 0 | 0
7103 | 2025-10-23 | 23 | 0 | -0.11728 | 0 | -0.11802 | 0 | -0.27984 | 0 | -0.27984 | 0 | 0 | 0 | 0 | 0 | 0 | 0 | 0 | 0 | 0
7104 | 2025-10-23 | 24 | 0 | -0.28124 | 0 | -0.28351 | 0 | -0.43295 | 0 | -0.43295 | 0 | 0 | 0 | 0 | 0 | 0 | 0 | 0 | 0 | 0
7105 | 2025-10-24 | 1 | 0 | -0.48172 | 0 | -0.48236 | 0 | -0.61313 | 0 | -0.61313 | 0 | 0 | 0 | 0 | 0 | 0 | 0 | 0 | 0 | 0
7106 | 2025-10-24 | 2 | 0 | -0.60048 | 0 | -0.60129 | 0 | -0.71802 | 0 | -0.71802 | 0 | 0 | 0 | 0 | 0 | 0 | 0 | 0 | 0 | 0
7107 | 2025-10-24 | 3 | 0 | -0.69152 | 0 | -0.69247 | 0 | -0.80096 | 0 | -0.80096 | 0 | 0 | 0 | 0 | 0 | 0 | 0 | 0 | 0 | 0
7108 | 2025-10-24 | 4 | 0 | -0.78575 | 0 | -0.78682 | 0 | -0.8905 | 0 | -0.8905 | 0 | 0 | 0 | 0 | 0 | 0 | 0 | 0 | 0 | 0
7109 | 2025-10-24 | 5 | 0 | -0.78441 | 0 | -0.78549 | 0 | -0.8858 | 0 | -0.8858 | 0 | 0 | 0 | 0 | 0 | 0 | 0 | 0 | 0 | 0
7110 | 2025-10-24 | 6 | 0 | -0.6626 | 0 | -0.6635 | 0 | -0.77013 | 0 | -0.77013 | 0 | 0 | 0 | 0 | 0 | 0 | 0 | 0 | 0 | 0
7111 | 2025-10-24 | 7 | 0 | -0.56953 | 0 | -0.5703 | 0 | -0.68825 | 0 | -0.68825 | 0 | 0 | 0 | 0 | 0 | 0 | 0 | 0 | 0 | 0
7112 | 2025-10-24 | 8 | 0 | -0.53207 | 0 | -0.53278 | 0 | -0.66297 | 0 | -0.66297 | 0 | 0 | 0 | 0 | 0 | 0 | 0 | 0 | 0 | 0
7113 | 2025-10-24 | 9 | 0 | -0.56208 | 0 | -0.56284 | 0 | -0.69458 | 0 | -0.69458 | 0 | 0 | 0 | 0 | 0 | 0 | 0 | 0 | 0 | 0
7114 | 2025-10-24 | 10 | 0 | -0.5231 | 0 | -0.52762 | 0 | -0.65857 | 0 | -0.65857 | 0 | 0 | 0 | 0 | 0 | 0 | 0 | 0 | 0 | 0
7115 | 2025-10-24 | 11 | 0 | -0.43285 | 0 | -0.43654 | 0 | -0.5701 | 0 | -0.5701 | 0 | 0 | 0 | 0 | 0 | 0 | 0 | 0 | 0 | 0
7116 | 2025-10-24 | 12 | 0 | -0.39666 | 0 | -0.40001 | 0 | -0.53543 | 0 | -0.53543 | 0 | 0 | 0 | 0 | 0 | 0 | 0 | 0 | 0 | 0
7117 | 2025-10-24 | 13 | 0 | -0.38546 | 0 | -0.38871 | 0 | -0.52304 | 0 | -0.52304 | 0 | 0 | 0 | 0 | 0 | 0 | 0 | 0 | 0 | 0
7118 | 2025-10-24 | 14 | 0 | -0.39256 | 0 | -0.39587 | 0 | -0.52836 | 0 | -0.52836 | 0 | 0 | 0 | 0 | 0 | 0 | 0 | 0 | 0 | 0
7119 | 2025-10-24 | 15 | 0 | -0.37104 | 0 | -0.37416 | 0 | -0.5096 | 0 | -0.5096 | 0 | 0 | 0 | 0 | 0 | 0 | 0 | 0 | 0 | 0
7120 | 2025-10-24 | 16 | 0 | -0.42293 | 0 | -0.42652 | 0 | -0.56927 | 0 | -0.56927 | 0 | 0 | 0 | 0 | 0 | 0 | 0 | 0 | 0 | 0
7121 | 2025-10-24 | 17 | 0 | -0.43049 | 0 | -0.43413 | 0 | -0.59042 | 0 | -0.59042 | 0 | 0 | 0 | 0 | 0 | 0 | 0 | 0 | 0 | 0
7122 | 2025-10-24 | 18 | 0 | -0.36707 | 0 | -0.3701 | 0 | -0.55167 | 0 | -0.55167 | 0 | 0 | 0 | 0 | 0 | 0 | 0 | 0 | 0 | 0
7123 | 2025-10-24 | 19 | 0 | -0.28716 | 0 | -0.28945 | 0 | -0.47927 | 0 | -0.47927 | 0 | 0 | 0 | 0 | 0 | 0 | 0 | 0 | 0 | 0
7124 | 2025-10-24 | 20 | 0 | -0.2592 | 0 | -0.26124 | 0 | -0.44501 | 0 | -0.44501 | 0 | 0 | 0 | 0 | 0 | 0 | 0 | 0 | 0 | 0
7125 | 2025-10-24 | 21 | 0 | -0.12123 | 0 | -0.12207 | 0 | -0.29185 | 0 | -0.29185 | 0 | 0 | 0 | 0 | 0 | 0 | 0 | 0 | 0 | 0
7126 | 2025-10-24 | 22 | 0 | -0.1544 | 0 | -0.15548 | 0 | -0.32863 | 0 | -0.32863 | 0 | 0 | 0 | 0 | 0 | 0 | 0 | 0 | 0 | 0
7127 | 2025-10-24 | 23 | 0 | -0.28925 | 0 | -0.29159 | 0 | -0.45441 | 0 | -0.45441 | 0 | 0 | 0 | 0 | 0 | 0 | 0 | 0 | 0 | 0
7128 | 2025-10-24 | 24 | 0 | -0.32394 | 0 | -0.3266 | 0 | -0.47724 | 0 | -0.47724 | 0 | 0 | 0 | 0 | 0 | 0 | 0 | 0 | 0 | 0
7129 | 2025-10-25 | 1 | 0 | -0.39448 | 0 | -0.39781 | 0 | -0.53192 | 0 | -0.53192 | 0 | 0 | 0 | 0 | 0 | 0 | 0 | 0 | 0 | 0
7130 | 2025-10-25 | 2 | 0 | -0.4413 | 0 | -0.44507 | 0 | -0.56812 | 0 | -0.56812 | 0 | 0 | 0 | 0 | 0 | 0 | 0 | 0 | 0 | 0
7131 | 2025-10-25 | 3 | 0 | -0.4117 | 0 | -0.41525 | 0 | -0.5286 | 0 | -0.5286 | 0 | 0 | 0 | 0 | 0 | 0 | 0 | 0 | 0 | 0
7132 | 2025-10-25 | 4 | 0 | -0.42132 | 0 | -0.42504 | 0 | -0.52111 | 0 | -0.52111 | 0 | 0 | 0 | 0 | 0 | 0 | 0 | 0 | 0 | 0
7133 | 2025-10-25 | 5 | 0 | -0.42048 | 0 | -0.42419 | 0 | -0.52093 | 0 | -0.52093 | 0 | 0 | 0 | 0 | 0 | 0 | 0 | 0 | 0 | 0
7134 | 2025-10-25 | 6 | 0 | -0.41381 | 0 | -0.41734 | 0 | -0.53174 | 0 | -0.53174 | 0 | 0 | 0 | 0 | 0 | 0 | 0 | 0 | 0 | 0
7135 | 2025-10-25 | 7 | 0 | -0.32434 | 0 | -0.32707 | 0 | -0.44727 | 0 | -0.44727 | 0 | 0 | 0 | 0 | 0 | 0 | 0 | 0 | 0 | 0
7136 | 2025-10-25 | 8 | 0 | -0.25045 | 0 | -0.25257 | 0 | -0.37445 | 0 | -0.37445 | 0 | 0 | 0 | 0 | 0 | 0 | 0 | 0 | 0 | 0
7137 | 2025-10-25 | 9 | 0 | -0.26185 | 0 | -0.26408 | 0 | -0.38747 | 0 | -0.38747 | 0 | 0 | 0 | 0 | 0 | 0 | 0 | 0 | 0 | 0
7138 | 2025-10-25 | 10 | 0 | -0.13855 | 0 | -0.13965 | 0 | -0.25908 | 0 | -0.25908 | 0 | 0 | 0 | 0 | 0 | 0 | 0 | 0 | 0 | 0
7139 | 2025-10-25 | 11 | 0 | -0.029865 | 0 | -0.030012 | 0 | -0.074777 | 0 | -0.074777 | 0 | 0 | 0 | 0 | 0 | 0 | 0 | 0 | 0 | 0
7140 | 2025-10-25 | 12 | 0 | 0 | 0 | 0 | 0 | 0 | 0 | 0 | 0 | 0 | 0 | 0 | 0 | 0 | 0 | 0 | 0 | 0
7141 | 2025-10-25 | 13 | 0 | 0 | 0 | 0 | 0 | 0 | 0 | 0 | 0 | 0 | 0 | 0 | 0 | 0 | 0 | 0 | 0 | 0
7142 | 2025-10-25 | 14 | 0 | 0 | 0 | 0 | 0 | 0 | 0 | 0 | 0 | 0 | 0 | 0 | 0 | 0 | 0 | 0 | 0 | 0
7143 | 2025-10-25 | 15 | 0 | -0.014086 | 0 | -0.014086 | 0 | -0.064692 | 0 | -0.064692 | 0 | 0 | 0 | 0 | 0 | 0 | 0 | 0 | 0 | 0
7144 | 2025-10-25 | 16 | 0 | -0.016991 | 0 | -0.016991 | 0 | -0.084252 | 0 | -0.084252 | 0 | 0 | 0 | 0 | 0 | 0 | 0 | 0 | 0 | 0
7145 | 2025-10-25 | 17 | 0 | -0.01735 | 0 | -0.01735 | 0 | -0.062353 | 0 | -0.062353 | 0 | 0 | 0 | 0 | 0 | 0 | 0 | 0 | 0 | 0
7146 | 2025-10-25 | 18 | 0 | -0.0056531 | 0 | -0.0056531 | 0 | -0.023096 | 0 | -0.023096 | 0 | 0 | 0 | 0 | 0 | 0 | 0 | 0 | 0 | 0
7147 | 2025-10-25 | 19 | 0 | 0 | 0 | 0 | 0 | 0 | 0 | 0 | 0 | 0 | 0 | 0 | 0 | 0 | 0 | 0 | 0 | 0
7148 | 2025-10-25 | 20 | 0 | 0 | 0 | 0 | 0 | 0 | 0 | 0 | 0 | 0 | 0 | 0 | 0 | 0 | 0 | 0 | 0 | 0
7149 | 2025-10-25 | 21 | 0 | 0 | 0 | 0 | 0 | 0 | 0 | 0 | 0 | 0 | 0 | 0 | 0 | 0 | 0 | 0 | 0 | 0
7150 | 2025-10-25 | 22 | 0 | 0 | 0 | 0 | 0 | 0 | 0 | 0 | 0 | 0 | 0 | 0 | 0 | 0 | 0 | 0 | 0 | 0
7151 | 2025-10-25 | 23 | 0 | 0 | 0 | 0 | 0 | 0 | 0 | 0 | 0 | 0 | 0 | 0 | 0 | 0 | 0 | 0 | 0 | 0
7152 | 2025-10-25 | 24 | 0 | -0.0022776 | 0 | -0.0022776 | 0 | -0.031639 | 0 | -0.031639 | 0 | 0 | 0 | 0 | 0 | 0 | 0 | 0 | 0 | 0
7153 | 2025-10-26 | 1 | 0 | -0.017265 | 0 | -0.017265 | 0 | -0.11807 | 0 | -0.11807 | 0 | 0 | 0 | 0 | 0 | 0 | 0 | 0 | 0 | 0
7154 | 2025-10-26 | 2 | 0 | -0.03131 | 0 | -0.031377 | 0 | -0.18575 | 0 | -0.18575 | 0 | 0 | 0 | 0 | 0 | 0 | 0 | 0 | 0 | 0
7155 | 2025-10-26 | 3 | 0 | -0.083128 | 0 | -0.083681 | 0 | -0.23023 | 0 | -0.23023 | 0 | 0 | 0 | 0 | 0 | 0 | 0 | 0 | 0 | 0
7156 | 2025-10-26 | 4 | 0 | -0.13624 | 0 | -0.13728 | 0 | -0.28946 | 0 | -0.28946 | 0 | 0 | 0 | 0 | 0 | 0 | 0 | 0 | 0 | 0
7157 | 2025-10-26 | 5 | 0 | -0.18684 | 0 | -0.18837 | 0 | -0.31923 | 0 | -0.31923 | 0 | 0 | 0 | 0 | 0 | 0 | 0 | 0 | 0 | 0
7158 | 2025-10-26 | 6 | 0 | -0.18957 | 0 | -0.19112 | 0 | -0.31214 | 0 | -0.31214 | 0 | 0 | 0 | 0 | 0 | 0 | 0 | 0 | 0 | 0
7159 | 2025-10-26 | 7 | 0 | -0.13307 | 0 | -0.1341 | 0 | -0.25887 | 0 | -0.25887 | 0 | 0 | 0 | 0 | 0 | 0 | 0 | 0 | 0 | 0
7160 | 2025-10-26 | 8 | 0 | -0.084659 | 0 | -0.085234 | 0 | -0.21786 | 0 | -0.21786 | 0 | 0 | 0 | 0 | 0 | 0 | 0 | 0 | 0 | 0
7161 | 2025-10-26 | 9 | 0 | -0.090877 | 0 | -0.09151 | 0 | -0.22067 | 0 | -0.22067 | 0 | 0 | 0 | 0 | 0 | 0 | 0 | 0 | 0 | 0
7162 | 2025-10-26 | 10 | 0 | -0.050234 | 0 | -0.0505 | 0 | -0.16676 | 0 | -0.16676 | 0 | 0 | 0 | 0 | 0 | 0 | 0 | 0 | 0 | 0
7163 | 2025-10-26 | 11 | 0 | -0.040244 | 0 | -0.040442 | 0 | -0.12732 | 0 | -0.12732 | 0 | 0 | 0 | 0 | 0 | 0 | 0 | 0 | 0 | 0
7164 | 2025-10-26 | 12 | 0 | -0.0486 | 0 | -0.048888 | 0 | -0.11548 | 0 | -0.11548 | 0 | 0 | 0 | 0 | 0 | 0 | 0 | 0 | 0 | 0
7165 | 2025-10-26 | 13 | 0 | 0 | 0 | 0 | 0 | 0 | 0 | 0 | 0 | 0 | 0 | 0 | 0 | 0 | 0 | 0 | 0 | 0
7166 | 2025-10-26 | 14 | 0 | 0 | 0 | 0 | 0 | 0 | 0 | 0 | 0 | 0 | 0 | 0 | 0 | 0 | 0 | 0 | 0 | 0
7167 | 2025-10-26 | 15 | 0 | 0 | 0 | 0 | 0 | 0 | 0 | 0 | 0 | 0 | 0 | 0 | 0 | 0 | 0 | 0 | 0 | 0
7168 | 2025-10-26 | 16 | 1 | 0.012624 | 1 | 0.004945 | 1 | 0.011334 | 1 | 0.011334 | 0 | 0 | 0 | 0 | 0 | 0 | 0 | 0 | 0 | 0
7169 | 2025-10-26 | 17 | 0 | 0 | 0 | 0 | 0 | 0 | 0 | 0 | 0 | 0 | 0 | 0 | 0 | 0 | 0 | 0 | 0 | 0
7170 | 2025-10-26 | 18 | 0 | 0 | 0 | 0 | 0 | 0 | 0 | 0 | 0 | 0 | 0 | 0 | 0 | 0 | 0 | 0 | 0 | 0
7171 | 2025-10-26 | 19 | 0 | 0 | 0 | 0 | 0 | 0 | 0 | 0 | 0 | 0 | 0 | 0 | 0 | 0 | 0 | 0 | 0 | 0
7172 | 2025-10-26 | 20 | 0 | 0 | 0 | 0 | 0 | 0 | 0 | 0 | 0 | 0 | 0 | 0 | 0 | 0 | 0 | 0 | 0 | 0
7173 | 2025-10-26 | 21 | 0 | -0.0052125 | 0 | -0.0052125 | 0 | -0.020167 | 0 | -0.020167 | 0 | 0 | 0 | 0 | 0 | 0 | 0 | 0 | 0 | 0
7174 | 2025-10-26 | 22 | 0 | -0.018199 | 0 | -0.018199 | 0 | -0.064519 | 0 | -0.064519 | 0 | 0 | 0 | 0 | 0 | 0 | 0 | 0 | 0 | 0
7175 | 2025-10-26 | 23 | 0 | -0.028143 | 0 | -0.028143 | 0 | -0.2015 | 0 | -0.2015 | 0 | 0 | 0 | 0 | 0 | 0 | 0 | 0 | 0 | 0
7176 | 2025-10-26 | 24 | 0 | -0.14845 | 0 | -0.14945 | 0 | -0.35923 | 0 | -0.35923 | 0 | 0 | 0 | 0 | 0 | 0 | 0 | 0 | 0 | 0
7177 | 2025-10-27 | 1 | 0 | -0.23302 | 0 | -0.23495 | 0 | -0.40534 | 0 | -0.40534 | 0 | 0 | 0 | 0 | 0 | 0 | 0 | 0 | 0 | 0
7178 | 2025-10-27 | 2 | 0 | -0.33251 | 0 | -0.33537 | 0 | -0.49031 | 0 | -0.49031 | 0 | 0 | 0 | 0 | 0 | 0 | 0 | 0 | 0 | 0
7179 | 2025-10-27 | 3 | 0 | -0.45253 | 0 | -0.45643 | 0 | -0.59959 | 0 | -0.59959 | 0 | 0 | 0 | 0 | 0 | 0 | 0 | 0 | 0 | 0
7180 | 2025-10-27 | 4 | 0 | -0.44124 | 0 | -0.44505 | 0 | -0.57697 | 0 | -0.57697 | 0 | 0 | 0 | 0 | 0 | 0 | 0 | 0 | 0 | 0
7181 | 2025-10-27 | 5 | 0 | -0.42426 | 0 | -0.42797 | 0 | -0.54303 | 0 | -0.54303 | 0 | 0 | 0 | 0 | 0 | 0 | 0 | 0 | 0 | 0
7182 | 2025-10-27 | 6 | 0 | -0.43757 | 0 | -0.44132 | 0 | -0.56495 | 0 | -0.56495 | 0 | 0 | 0 | 0 | 0 | 0 | 0 | 0 | 0 | 0
7183 | 2025-10-27 | 7 | 0 | -0.39141 | 0 | -0.39477 | 0 | -0.51988 | 0 | -0.51988 | 0 | 0 | 0 | 0 | 0 | 0 | 0 | 0 | 0 | 0
7184 | 2025-10-27 | 8 | 0 | -0.22491 | 0 | -0.2268 | 0 | -0.34941 | 0 | -0.34941 | 0 | 0 | 0 | 0 | 0 | 0 | 0 | 0 | 0 | 0
7185 | 2025-10-27 | 9 | 0 | -0.050466 | 0 | -0.050789 | 0 | -0.12649 | 0 | -0.12649 | 0 | 0 | 0 | 0 | 0 | 0 | 0 | 0 | 0 | 0
7186 | 2025-10-27 | 10 | 0 | 0 | 0 | 0 | 0 | 0 | 0 | 0 | 0 | 0 | 0 | 0 | 0 | 0 | 0 | 0 | 0 | 0
7187 | 2025-10-27 | 11 | 0 | 0 | 0 | 0 | 0 | 0 | 0 | 0 | 0 | 0 | 0 | 0 | 0 | 0 | 0 | 0 | 0 | 0
7188 | 2025-10-27 | 12 | 0 | 0 | 0 | 0 | 0 | 0 | 0 | 0 | 0 | 0 | 0 | 0 | 0 | 0 | 0 | 0 | 0 | 0
7189 | 2025-10-27 | 13 | 0 | 0 | 0 | 0 | 0 | 0 | 0 | 0 | 0 | 0 | 0 | 0 | 0 | 0 | 0 | 0 | 0 | 0
7190 | 2025-10-27 | 14 | 0 | 0 | 0 | 0 | 0 | 0 | 0 | 0 | 0 | 0 | 0 | 0 | 0 | 0 | 0 | 0 | 0 | 0
7191 | 2025-10-27 | 15 | 0 | 0 | 0 | 0 | 0 | 0 | 0 | 0 | 0 | 0 | 0 | 0 | 0 | 0 | 0 | 0 | 0 | 0
7192 | 2025-10-27 | 16 | 0 | 0 | 0 | 0 | 0 | 0 | 0 | 0 | 0 | 0 | 0 | 0 | 0 | 0 | 0 | 0 | 0 | 0
7193 | 2025-10-27 | 17 | 0 | 0 | 0 | 0 | 0 | 0 | 0 | 0 | 0 | 0 | 0 | 0 | 0 | 0 | 0 | 0 | 0 | 0
7194 | 2025-10-27 | 18 | 0 | 0 | 0 | 0 | 0 | 0 | 0 | 0 | 0 | 0 | 0 | 0 | 0 | 0 | 0 | 0 | 0 | 0
7195 | 2025-10-27 | 19 | 0 | 0 | 0 | 0 | 0 | 0 | 0 | 0 | 0 | 0 | 0 | 0 | 0 | 0 | 0 | 0 | 0 | 0
7196 | 2025-10-27 | 20 | 0 | 0 | 0 | 0 | 0 | 0 | 0 | 0 | 0 | 0 | 0 | 0 | 0 | 0 | 0 | 0 | 0 | 0
7197 | 2025-10-27 | 21 | 0 | 0 | 0 | 0 | 0 | 0 | 0 | 0 | 0 | 0 | 0 | 0 | 0 | 0 | 0 | 0 | 0 | 0
7198 | 2025-10-27 | 22 | 0 | 0 | 0 | 0 | 0 | 0 | 0 | 0 | 0 | 0 | 0 | 0 | 0 | 0 | 0 | 0 | 0 | 0
7199 | 2025-10-27 | 23 | 0 | -0.011719 | 0 | -0.011719 | 0 | -0.051506 | 0 | -0.051506 | 0 | 0 | 0 | 0 | 0 | 0 | 0 | 0 | 0 | 0
7200 | 2025-10-27 | 24 | 0 | -0.030964 | 0 | -0.030964 | 0 | -0.18792 | 0 | -0.18792 | 0 | 0 | 0 | 0 | 0 | 0 | 0 | 0 | 0 | 0
7201 | 2025-10-28 | 1 | 0 | -0.14972 | 0 | -0.15077 | 0 | -0.3115 | 0 | -0.3115 | 0 | 0 | 0 | 0 | 0 | 0 | 0 | 0 | 0 | 0
7202 | 2025-10-28 | 2 | 0 | -0.24334 | 0 | -0.24525 | 0 | -0.41203 | 0 | -0.41203 | 0 | 0 | 0 | 0 | 0 | 0 | 0 | 0 | 0 | 0
7203 | 2025-10-28 | 3 | 0 | -0.35763 | 0 | -0.3607 | 0 | -0.50354 | 0 | -0.50354 | 0 | 0 | 0 | 0 | 0 | 0 | 0 | 0 | 0 | 0
7204 | 2025-10-28 | 4 | 0 | -0.45541 | 0 | -0.45943 | 0 | -0.58008 | 0 | -0.58008 | 0 | 0 | 0 | 0 | 0 | 0 | 0 | 0 | 0 | 0
7205 | 2025-10-28 | 5 | 0 | -0.48756 | 0 | -0.49189 | 0 | -0.60271 | 0 | -0.60271 | 0 | 0 | 0 | 0 | 0 | 0 | 0 | 0 | 0 | 0
7206 | 2025-10-28 | 6 | 0 | -0.35486 | 0 | -0.35795 | 0 | -0.4703 | 0 | -0.4703 | 0 | 0 | 0 | 0 | 0 | 0 | 0 | 0 | 0 | 0
7207 | 2025-10-28 | 7 | 0 | -0.3106 | 0 | -0.31328 | 0 | -0.43103 | 0 | -0.43103 | 0 | 0 | 0 | 0 | 0 | 0 | 0 | 0 | 0 | 0
7208 | 2025-10-28 | 8 | 0 | -0.36139 | 0 | -0.36444 | 0 | -0.4999 | 0 | -0.4999 | 0 | 0 | 0 | 0 | 0 | 0 | 0 | 0 | 0 | 0
7209 | 2025-10-28 | 9 | 0 | -0.38193 | 0 | -0.38523 | 0 | -0.50947 | 0 | -0.50947 | 0 | 0 | 0 | 0 | 0 | 0 | 0 | 0 | 0 | 0
7210 | 2025-10-28 | 10 | 0 | -0.44633 | 0 | -0.45014 | 0 | -0.58493 | 0 | -0.58493 | 0 | 0 | 0 | 0 | 0 | 0 | 0 | 0 | 0 | 0
7211 | 2025-10-28 | 11 | 0 | -0.44749 | 0 | -0.45131 | 0 | -0.58795 | 0 | -0.58795 | 0 | 0 | 0 | 0 | 0 | 0 | 0 | 0 | 0 | 0
7212 | 2025-10-28 | 12 | 0 | -0.37927 | 0 | -0.38258 | 0 | -0.50714 | 0 | -0.50714 | 0 | 0 | 0 | 0 | 0 | 0 | 0 | 0 | 0 | 0
7213 | 2025-10-28 | 13 | 0 | -0.43448 | 0 | -0.43818 | 0 | -0.57715 | 0 | -0.57715 | 0 | 0 | 0 | 0 | 0 | 0 | 0 | 0 | 0 | 0
7214 | 2025-10-28 | 14 | 0 | -0.5088 | 0 | -0.51318 | 0 | -0.65225 | 0 | -0.65225 | 0 | 0 | 0 | 0 | 0 | 0 | 0 | 0 | 0 | 0
7215 | 2025-10-28 | 15 | 0 | -0.44851 | 0 | -0.45238 | 0 | -0.58489 | 0 | -0.58489 | 0 | 0 | 0 | 0 | 0 | 0 | 0 | 0 | 0 | 0
7216 | 2025-10-28 | 16 | 0 | -0.18661 | 0 | -0.18809 | 0 | -0.32631 | 0 | -0.32631 | 0 | 0 | 0 | 0 | 0 | 0 | 0 | 0 | 0 | 0
7217 | 2025-10-28 | 17 | 0 | -0.2687 | 0 | -0.27086 | 0 | -0.42219 | 0 | -0.42219 | 0 | 0 | 0 | 0 | 0 | 0 | 0 | 0 | 0 | 0
7218 | 2025-10-28 | 18 | 0 | -0.24463 | 0 | -0.24654 | 0 | -0.42484 | 0 | -0.42484 | 0 | 0 | 0 | 0 | 0 | 0 | 0 | 0 | 0 | 0
7219 | 2025-10-28 | 19 | 0 | -0.084975 | 0 | -0.085394 | 0 | -0.28165 | 0 | -0.28165 | 0 | 0 | 0 | 0 | 0 | 0 | 0 | 0 | 0 | 0
7220 | 2025-10-28 | 20 | 0 | -0.081502 | 0 | -0.081897 | 0 | -0.27236 | 0 | -0.27236 | 0 | 0 | 0 | 0 | 0 | 0 | 0 | 0 | 0 | 0
7221 | 2025-10-28 | 21 | 0 | -0.098766 | 0 | -0.099324 | 0 | -0.28137 | 0 | -0.28137 | 0 | 0 | 0 | 0 | 0 | 0 | 0 | 0 | 0 | 0
7222 | 2025-10-28 | 22 | 0 | -0.1219 | 0 | -0.12268 | 0 | -0.29862 | 0 | -0.29862 | 0 | 0 | 0 | 0 | 0 | 0 | 0 | 0 | 0 | 0
7223 | 2025-10-28 | 23 | 0 | -0.2037 | 0 | -0.20524 | 0 | -0.37278 | 0 | -0.37278 | 0 | 0 | 0 | 0 | 0 | 0 | 0 | 0 | 0 | 0
7224 | 2025-10-28 | 24 | 0 | -0.35874 | 0 | -0.3592 | 0 | -0.51156 | 0 | -0.51156 | 0 | 0 | 0 | 0 | 0 | 0 | 0 | 0 | 0 | 0
7225 | 2025-10-29 | 1 | 0 | -0.48608 | 0 | -0.48672 | 0 | -0.62162 | 0 | -0.62162 | 0 | 0 | 0 | 0 | 0 | 0 | 0 | 0 | 0 | 0
7226 | 2025-10-29 | 2 | 0 | -0.59396 | 0 | -0.59476 | 0 | -0.71534 | 0 | -0.71534 | 0 | 0 | 0 | 0 | 0 | 0 | 0 | 0 | 0 | 0
7227 | 2025-10-29 | 3 | 0 | -0.64269 | 0 | -0.63669 | 0 | -0.75347 | 0 | -0.75347 | 0 | 0 | 0 | 0 | 0 | 0 | 0 | 0 | 0 | 0
7228 | 2025-10-29 | 4 | 0 | -0.71687 | 0 | -0.71012 | 0 | -0.8209 | 0 | -0.8209 | 0 | 0 | 0 | 0 | 0 | 0 | 0 | 0 | 0 | 0
7229 | 2025-10-29 | 5 | 0 | -0.78854 | 0 | -0.7654 | 0 | -0.88055 | 0 | -0.88055 | 0 | 0 | 0 | 0 | 0 | 0 | 0 | 0 | 0 | 0
7230 | 2025-10-29 | 6 | 0 | -0.71602 | 0 | -0.69511 | 0 | -0.81388 | 0 | -0.81388 | 0 | 0 | 0 | 0 | 0 | 0 | 0 | 0 | 0 | 0
7231 | 2025-10-29 | 7 | 0 | -0.66662 | 0 | -0.64722 | 0 | -0.77554 | 0 | -0.77554 | 0 | 0 | 0 | 0 | 0 | 0 | 0 | 0 | 0 | 0
7232 | 2025-10-29 | 8 | 0 | -0.56511 | 0 | -0.55988 | 0 | -0.69289 | 0 | -0.69289 | 0 | 0 | 0 | 0 | 0 | 0 | 0 | 0 | 0 | 0
7233 | 2025-10-29 | 9 | 0 | -0.49307 | 0 | -0.48855 | 0 | -0.62071 | 0 | -0.62071 | 0 | 0 | 0 | 0 | 0 | 0 | 0 | 0 | 0 | 0
7234 | 2025-10-29 | 10 | 0 | -0.50036 | 0 | -0.50103 | 0 | -0.62925 | 0 | -0.62925 | 0 | 0 | 0 | 0 | 0 | 0 | 0 | 0 | 0 | 0
7235 | 2025-10-29 | 11 | 0 | -0.24569 | 0 | -0.24764 | 0 | -0.389 | 0 | -0.389 | 0 | 0 | 0 | 0 | 0 | 0 | 0 | 0 | 0 | 0
7236 | 2025-10-29 | 12 | 0 | -0.2272 | 0 | -0.22747 | 0 | -0.36735 | 0 | -0.36735 | 0 | 0 | 0 | 0 | 0 | 0 | 0 | 0 | 0 | 0
7237 | 2025-10-29 | 13 | 0 | -0.13995 | 0 | -0.14091 | 0 | -0.28782 | 0 | -0.28782 | 0 | 0 | 0 | 0 | 0 | 0 | 0 | 0 | 0 | 0
7238 | 2025-10-29 | 14 | 0 | -0.26818 | 0 | -0.26852 | 0 | -0.4043 | 0 | -0.4043 | 0 | 0 | 0 | 0 | 0 | 0 | 0 | 0 | 0 | 0
7239 | 2025-10-29 | 15 | 0 | -0.37864 | 0 | -0.38182 | 0 | -0.51675 | 0 | -0.51675 | 0 | 0 | 0 | 0 | 0 | 0 | 0 | 0 | 0 | 0
7240 | 2025-10-29 | 16 | 0 | -0.20547 | 0 | -0.20571 | 0 | -0.3581 | 0 | -0.3581 | 0 | 0 | 0 | 0 | 0 | 0 | 0 | 0 | 0 | 0
7241 | 2025-10-29 | 17 | 0 | -0.23507 | 0 | -0.23536 | 0 | -0.38872 | 0 | -0.38872 | 0 | 0 | 0 | 0 | 0 | 0 | 0 | 0 | 0 | 0
7242 | 2025-10-29 | 18 | 0 | -0.20523 | 0 | -0.20358 | 0 | -0.38281 | 0 | -0.38281 | 0 | 0 | 0 | 0 | 0 | 0 | 0 | 0 | 0 | 0
7243 | 2025-10-29 | 19 | 0 | -0.14733 | 0 | -0.14626 | 0 | -0.34144 | 0 | -0.34144 | 0 | 0 | 0 | 0 | 0 | 0 | 0 | 0 | 0 | 0
7244 | 2025-10-29 | 20 | 0 | -0.17141 | 0 | -0.16735 | 0 | -0.36055 | 0 | -0.36055 | 0 | 0 | 0 | 0 | 0 | 0 | 0 | 0 | 0 | 0
7245 | 2025-10-29 | 21 | 0 | -0.26287 | 0 | -0.256 | 0 | -0.44316 | 0 | -0.44316 | 0 | 0 | 0 | 0 | 0 | 0 | 0 | 0 | 0 | 0
7246 | 2025-10-29 | 22 | 0 | -0.35587 | 0 | -0.34615 | 0 | -0.52959 | 0 | -0.52959 | 0 | 0 | 0 | 0 | 0 | 0 | 0 | 0 | 0 | 0
7247 | 2025-10-29 | 23 | 0 | -0.48386 | 0 | -0.47019 | 0 | -0.64384 | 0 | -0.64384 | 0 | 0 | 0 | 0 | 0 | 0 | 0 | 0 | 0 | 0
7248 | 2025-10-29 | 24 | 0 | -0.54315 | 0 | -0.53815 | 0 | -0.68898 | 0 | -0.68898 | 0 | 0 | 0 | 0 | 0 | 0 | 0 | 0 | 0 | 0
7249 | 2025-10-30 | 1 | 0 | -0.62295 | 0 | -0.61715 | 0 | -0.74964 | 0 | -0.74964 | 0 | 0 | 0 | 0 | 0 | 0 | 0 | 0 | 0 | 0
7250 | 2025-10-30 | 2 | 0 | -0.64988 | 0 | -0.65076 | 0 | -0.76959 | 0 | -0.76959 | 0 | 0 | 0 | 0 | 0 | 0 | 0 | 0 | 0 | 0
7251 | 2025-10-30 | 3 | 0 | -0.73069 | 0 | -0.72381 | 0 | -0.83822 | 0 | -0.83822 | 0 | 0 | 0 | 0 | 0 | 0 | 0 | 0 | 0 | 0
7252 | 2025-10-30 | 4 | 0 | -0.75317 | 0 | -0.74606 | 0 | -0.85429 | 0 | -0.85429 | 0 | 0 | 0 | 0 | 0 | 0 | 0 | 0 | 0 | 0
7253 | 2025-10-30 | 5 | 0 | -0.69099 | 0 | -0.6845 | 0 | -0.79239 | 0 | -0.79239 | 0 | 0 | 0 | 0 | 0 | 0 | 0 | 0 | 0 | 0
7254 | 2025-10-30 | 6 | 0 | -0.64817 | 0 | -0.6421 | 0 | -0.75394 | 0 | -0.75394 | 0 | 0 | 0 | 0 | 0 | 0 | 0 | 0 | 0 | 0
7255 | 2025-10-30 | 7 | 0 | -0.67756 | 0 | -0.67121 | 0 | -0.79045 | 0 | -0.79045 | 0 | 0 | 0 | 0 | 0 | 0 | 0 | 0 | 0 | 0
7256 | 2025-10-30 | 8 | 0 | -0.66304 | 0 | -0.65685 | 0 | -0.78837 | 0 | -0.78837 | 0 | 0 | 0 | 0 | 0 | 0 | 0 | 0 | 0 | 0
7257 | 2025-10-30 | 9 | 0 | -0.70274 | 0 | -0.69616 | 0 | -0.82949 | 0 | -0.82949 | 0 | 0 | 0 | 0 | 0 | 0 | 0 | 0 | 0 | 0
7258 | 2025-10-30 | 10 | 0 | -0.58469 | 0 | -0.58548 | 0 | -0.71687 | 0 | -0.71687 | 0 | 0 | 0 | 0 | 0 | 0 | 0 | 0 | 0 | 0
7259 | 2025-10-30 | 11 | 0 | -0.36339 | 0 | -0.36644 | 0 | -0.49899 | 0 | -0.49899 | 0 | 0 | 0 | 0 | 0 | 0 | 0 | 0 | 0 | 0
7260 | 2025-10-30 | 12 | 0 | -0.15793 | 0 | -0.15915 | 0 | -0.28554 | 0 | -0.28554 | 0 | 0 | 0 | 0 | 0 | 0 | 0 | 0 | 0 | 0
7261 | 2025-10-30 | 13 | 0 | -0.1484 | 0 | -0.14952 | 0 | -0.28754 | 0 | -0.28754 | 0 | 0 | 0 | 0 | 0 | 0 | 0 | 0 | 0 | 0
7262 | 2025-10-30 | 14 | 0 | -0.27953 | 0 | -0.28179 | 0 | -0.42136 | 0 | -0.42136 | 0 | 0 | 0 | 0 | 0 | 0 | 0 | 0 | 0 | 0
7263 | 2025-10-30 | 15 | 0 | -0.34791 | 0 | -0.35082 | 0 | -0.48119 | 0 | -0.48119 | 0 | 0 | 0 | 0 | 0 | 0 | 0 | 0 | 0 | 0
7264 | 2025-10-30 | 16 | 0 | -0.32144 | 0 | -0.3241 | 0 | -0.45969 | 0 | -0.45969 | 0 | 0 | 0 | 0 | 0 | 0 | 0 | 0 | 0 | 0
7265 | 2025-10-30 | 17 | 0 | -0.28569 | 0 | -0.28805 | 0 | -0.43203 | 0 | -0.43203 | 0 | 0 | 0 | 0 | 0 | 0 | 0 | 0 | 0 | 0
7266 | 2025-10-30 | 18 | 0 | -0.12053 | 0 | -0.12133 | 0 | -0.29704 | 0 | -0.29704 | 0 | 0 | 0 | 0 | 0 | 0 | 0 | 0 | 0 | 0
7267 | 2025-10-30 | 19 | 0 | -0.077521 | 0 | -0.077927 | 0 | -0.19953 | 0 | -0.19953 | 0 | 0 | 0 | 0 | 0 | 0 | 0 | 0 | 0 | 0
7268 | 2025-10-30 | 20 | 0 | -0.057101 | 0 | -0.05737 | 0 | -0.16483 | 0 | -0.16483 | 0 | 0 | 0 | 0 | 0 | 0 | 0 | 0 | 0 | 0
7269 | 2025-10-30 | 21 | 0 | -0.13822 | 0 | -0.1392 | 0 | -0.25813 | 0 | -0.25813 | 0 | 0 | 0 | 0 | 0 | 0 | 0 | 0 | 0 | 0
7270 | 2025-10-30 | 22 | 0 | -0.16485 | 0 | -0.16603 | 0 | -0.33375 | 0 | -0.33375 | 0 | 0 | 0 | 0 | 0 | 0 | 0 | 0 | 0 | 0
7271 | 2025-10-30 | 23 | 0 | -0.26349 | 0 | -0.26381 | 0 | -0.42511 | 0 | -0.42511 | 0 | 0 | 0 | 0 | 0 | 0 | 0 | 0 | 0 | 0
7272 | 2025-10-30 | 24 | 0 | -0.42325 | 0 | -0.41942 | 0 | -0.57099 | 0 | -0.57099 | 0 | 0 | 0 | 0 | 0 | 0 | 0 | 0 | 0 | 0
7273 | 2025-10-31 | 1 | 0 | -0.57651 | 0 | -0.5599 | 0 | -0.70022 | 0 | -0.70022 | 0 | 0 | 0 | 0 | 0 | 0 | 0 | 0 | 0 | 0
7274 | 2025-10-31 | 2 | 0 | 0 | 0 | 0 | 0 | -0.77211 | 0 | -0.77211 | 0 | 0 | 0 | 0 | 0 | 0 | 0 | 0 | 0 | 0
7275 | 2025-10-31 | 3 | 0 | 0 | 0 | 0 | 0 | -0.8241 | 0 | -0.8241 | 0 | 0 | 0 | 0 | 0 | 0 | 0 | 0 | 0 | 0
7276 | 2025-10-31 | 4 | 0 | 0 | 0 | 0 | 0 | -0.83946 | 0 | -0.83946 | 0 | 0 | 0 | 0 | 0 | 0 | 0 | 0 | 0 | 0
7277 | 2025-10-31 | 5 | 0 | 0 | 0 | 0 | 0 | -0.85513 | 0 | -0.85513 | 0 | 0 | 0 | 0 | 0 | 0 | 0 | 0 | 0 | 0
7278 | 2025-10-31 | 6 | 0 | 0 | 0 | 0 | 0 | -0.84517 | 0 | -0.84517 | 0 | 0 | 0 | 0 | 0 | 0 | 0 | 0 | 0 | 0
7279 | 2025-10-31 | 7 | 0 | 0 | 0 | 0 | 0 | -0.83736 | 0 | -0.83736 | 0 | 0 | 0 | 0 | 0 | 0 | 0 | 0 | 0 | 0
7280 | 2025-10-31 | 8 | 0 | 0 | 0 | 0 | 0 | -0.79056 | 0 | -0.79056 | 0 | 0 | 0 | 0 | 0 | 0 | 0 | 0 | 0 | 0
7281 | 2025-10-31 | 9 | 0 | 0 | 0 | 0 | 0 | -0.9204 | 0 | -0.9204 | 0 | 0 | 0 | 0 | 0 | 0 | 0 | 0 | 0 | 0
7282 | 2025-10-31 | 10 | 0 | 0 | 0 | 0 | 0 | -0.90011 | 0 | -0.90011 | 0 | 0 | 0 | 0 | 0 | 0 | 0 | 0 | 0 | 0
7283 | 2025-10-31 | 11 | 0 | -0.5597 | 0 | -0.54362 | 0 | -0.68415 | 0 | -0.68415 | 0 | 0 | 0 | 0 | 0 | 0 | 0 | 0 | 0 | 0
7284 | 2025-10-31 | 12 | 0 | 0 | 0 | 0 | 0 | -0.78993 | 0 | -0.78993 | 0 | 0 | 0 | 0 | 0 | 0 | 0 | 0 | 0 | 0
7285 | 2025-10-31 | 13 | 0 | 0 | 0 | 0 | 0 | -0.67036 | 0 | -0.67036 | 0 | 0 | 0 | 0 | 0 | 0 | 0 | 0 | 0 | 0
7286 | 2025-10-31 | 14 | 0 | -0.54003 | 0 | -0.52453 | 0 | -0.66439 | 0 | -0.66439 | 0 | 0 | 0 | 0 | 0 | 0 | 0 | 0 | 0 | 0
7287 | 2025-10-31 | 15 | 0 | -0.49522 | 0 | -0.48113 | 0 | -0.62675 | 0 | -0.62675 | 0 | 0 | 0 | 0 | 0 | 0 | 0 | 0 | 0 | 0
7288 | 2025-10-31 | 16 | 0 | -0.41239 | 0 | -0.40081 | 0 | -0.54518 | 0 | -0.54518 | 0 | 0 | 0 | 0 | 0 | 0 | 0 | 0 | 0 | 0
7289 | 2025-10-31 | 17 | 0 | 0 | 0 | 0 | 0 | -0.53903 | 0 | -0.53903 | 0 | 0 | 0 | 0 | 0 | 0 | 0 | 0 | 0 | 0
7290 | 2025-10-31 | 18 | 0 | 0 | 0 | 0 | 0 | -0.5564 | 0 | -0.5564 | 0 | 0 | 0 | 0 | 0 | 0 | 0 | 0 | 0 | 0
7291 | 2025-10-31 | 19 | 0 | 0 | 0 | 0 | 0 | -0.59268 | 0 | -0.59268 | 0 | 0 | 0 | 0 | 0 | 0 | 0 | 0 | 0 | 0
7292 | 2025-10-31 | 20 | 0 | 0 | 0 | 0 | 0 | -0.73568 | 0 | -0.73568 | 0 | 0 | 0 | 0 | 0 | 0 | 0 | 0 | 0 | 0
7293 | 2025-10-31 | 21 | 0 | 0 | 0 | 0 | 0 | -0.72779 | 0 | -0.72779 | 0 | 0 | 0 | 0 | 0 | 0 | 0 | 0 | 0 | 0
7294 | 2025-10-31 | 22 | 0 | 0 | 0 | 0 | 0 | -0.8125 | 0 | -0.8125 | 0 | 0 | 0 | 0 | 0 | 0 | 0 | 0 | 0 | 0
7295 | 2025-10-31 | 23 | 0 | 0 | 0 | 0 | 0 | -0.94942 | 0 | -0.94942 | 0 | 0 | 0 | 0 | 0 | 0 | 0 | 0 | 0 | 0
7296 | 2025-10-31 | 24 | 0 | 0 | 0 | 0 | 0 | -0.9104 | 0 | -0.9104 | 0 | 0 | 0 | 0 | 0 | 0 | 0 | 0 | 0 | 0
7297 | 2025-11-01 | 1 | 0 | 0 | 0 | 0 | 0 | -0.90521 | 0 | -0.90521 | 0 | 0 | 0 | 0 | 0 | 0 | 0 | 0 | 0 | 0
7298 | 2025-11-01 | 2 | 0 | 0 | 0 | 0 | 0 | -0.93425 | 0 | -0.93425 | 0 | 0 | 0 | 0 | 0 | 0 | 0 | 0 | 0 | 0
7299 | 2025-11-01 | 3 | 0 | -0.86363 | 0 | -0.84656 | 0 | -0.95944 | 0 | -0.95944 | 0 | 0 | 0 | 0 | 0 | 0 | 0 | 0 | 0 | 0
7300 | 2025-11-01 | 4 | 0 | -0.90235 | 0 | -0.87571 | 0 | -0.98906 | 0 | -0.98906 | 0 | 0 | 0 | 0 | 0 | 0 | 0 | 0 | 0 | 0
7301 | 2025-11-01 | 5 | 0 | -0.91176 | 0 | -0.88483 | 0 | -0.99601 | 0 | -0.99601 | 0 | 0 | 0 | 0 | 0 | 0 | 0 | 0 | 0 | 0
7302 | 2025-11-01 | 6 | 0 | 0 | 0 | 0 | 0 | -0.99202 | 0 | -0.99202 | 0 | 0 | 0 | 0 | 0 | 0 | 0 | 0 | 0 | 0
7303 | 2025-11-01 | 7 | 0 | -0.83472 | 0 | -0.81019 | 0 | -0.93565 | 0 | -0.93565 | 0 | 0 | 0 | 0 | 0 | 0 | 0 | 0 | 0 | 0
7304 | 2025-11-01 | 8 | 0 | -0.69172 | 0 | -0.68524 | 0 | -0.81547 | 0 | -0.81547 | 0 | 0 | 0 | 0 | 0 | 0 | 0 | 0 | 0 | 0
7305 | 2025-11-01 | 9 | 0 | -0.37414 | 0 | -0.37729 | 0 | -0.50915 | 0 | -0.50915 | 0 | 0 | 0 | 0 | 0 | 0 | 0 | 0 | 0 | 0
7306 | 2025-11-01 | 10 | 0 | -0.12646 | 0 | -0.12731 | 0 | -0.25721 | 0 | -0.25721 | 0 | 0 | 0 | 0 | 0 | 0 | 0 | 0 | 0 | 0
7307 | 2025-11-01 | 11 | 0 | -0.019658 | 0 | -0.019742 | 0 | -0.041952 | 0 | -0.041952 | 0 | 0 | 0 | 0 | 0 | 0 | 0 | 0 | 0 | 0
7308 | 2025-11-01 | 12 | 0 | -0.002483 | 0 | -0.002483 | 0 | -0.020417 | 0 | -0.020417 | 0 | 0 | 0 | 0 | 0 | 0 | 0 | 0 | 0 | 0
7309 | 2025-11-01 | 13 | 0 | -2.9033e-05 | 0 | -2.9033e-05 | 0 | -0.00309 | 0 | -0.00309 | 0 | 0 | 0 | 0 | 0 | 0 | 0 | 0 | 0 | 0
7310 | 2025-11-01 | 14 | 0 | 0 | 0 | 0 | 0 | 0 | 0 | 0 | 0 | 0 | 0 | 0 | 0 | 0 | 0 | 0 | 0 | 0
7311 | 2025-11-01 | 15 | 0 | 0 | 0 | 0 | 0 | 0 | 0 | 0 | 0 | 0 | 0 | 0 | 0 | 0 | 0 | 0 | 0 | 0
7312 | 2025-11-01 | 16 | 0 | 0 | 0 | 0 | 0 | 0 | 0 | 0 | 0 | 0 | 0 | 0 | 0 | 0 | 0 | 0 | 0 | 0
7313 | 2025-11-01 | 17 | 0 | 0 | 0 | 0 | 0 | 0 | 0 | 0 | 0 | 0 | 0 | 0 | 0 | 0 | 0 | 0 | 0 | 0
7314 | 2025-11-01 | 18 | 0 | -0.015385 | 0 | -0.015385 | 0 | -0.088257 | 0 | -0.088257 | 0 | 0 | 0 | 0 | 0 | 0 | 0 | 0 | 0 | 0
7315 | 2025-11-01 | 19 | 0 | -0.018367 | 0 | -0.018367 | 0 | -0.095577 | 0 | -0.095577 | 0 | 0 | 0 | 0 | 0 | 0 | 0 | 0 | 0 | 0
7316 | 2025-11-01 | 20 | 0 | -0.017766 | 0 | -0.017766 | 0 | -0.091851 | 0 | -0.091851 | 0 | 0 | 0 | 0 | 0 | 0 | 0 | 0 | 0 | 0
7317 | 2025-11-01 | 21 | 0 | -0.021074 | 0 | -0.021074 | 0 | -0.09421 | 0 | -0.09421 | 0 | 0 | 0 | 0 | 0 | 0 | 0 | 0 | 0 | 0
7318 | 2025-11-01 | 22 | 0 | -0.046864 | 0 | -0.047072 | 0 | -0.14603 | 0 | -0.14603 | 0 | 0 | 0 | 0 | 0 | 0 | 0 | 0 | 0 | 0
7319 | 2025-11-01 | 23 | 0 | -0.10655 | 0 | -0.10716 | 0 | -0.30425 | 0 | -0.30425 | 0 | 0 | 0 | 0 | 0 | 0 | 0 | 0 | 0 | 0
7320 | 2025-11-01 | 24 | 0 | -0.25775 | 0 | -0.25977 | 0 | -0.44544 | 0 | -0.44544 | 0 | 0 | 0 | 0 | 0 | 0 | 0 | 0 | 0 | 0
7321 | 2025-11-02 | 1 | 0 | -0.39276 | 0 | -0.39605 | 0 | -0.5523 | 0 | -0.5523 | 0 | 0 | 0 | 0 | 0 | 0 | 0 | 0 | 0 | 0
7322 | 2025-11-02 | 2 | 0 | -0.4699 | 0 | -0.47392 | 0 | -0.61051 | 0 | -0.61051 | 0 | 0 | 0 | 0 | 0 | 0 | 0 | 0 | 0 | 0
7323 | 2025-11-02 | 3 | 0 | -0.51173 | 0 | -0.51615 | 0 | -0.63929 | 0 | -0.63929 | 0 | 0 | 0 | 0 | 0 | 0 | 0 | 0 | 0 | 0
7324 | 2025-11-02 | 4 | 0 | -0.51667 | 0 | -0.52122 | 0 | -0.62885 | 0 | -0.62885 | 0 | 0 | 0 | 0 | 0 | 0 | 0 | 0 | 0 | 0
7325 | 2025-11-02 | 5 | 0 | -0.49553 | 0 | -0.49994 | 0 | -0.59655 | 0 | -0.59655 | 0 | 0 | 0 | 0 | 0 | 0 | 0 | 0 | 0 | 0
7326 | 2025-11-02 | 6 | 0 | -0.4253 | 0 | -0.42906 | 0 | -0.52988 | 0 | -0.52988 | 0 | 0 | 0 | 0 | 0 | 0 | 0 | 0 | 0 | 0
7327 | 2025-11-02 | 7 | 0 | -0.40402 | 0 | -0.40757 | 0 | -0.51806 | 0 | -0.51806 | 0 | 0 | 0 | 0 | 0 | 0 | 0 | 0 | 0 | 0
7328 | 2025-11-02 | 8 | 0 | -0.50284 | 0 | -0.50728 | 0 | -0.62666 | 0 | -0.62666 | 0 | 0 | 0 | 0 | 0 | 0 | 0 | 0 | 0 | 0
7329 | 2025-11-02 | 9 | 0 | -0.71727 | 0 | -0.7236 | 0 | -0.85112 | 0 | -0.85112 | 0 | 0 | 0 | 0 | 0 | 0 | 0 | 0 | 0 | 0
7330 | 2025-11-02 | 10 | 0 | -0.86638 | 0 | -0.87409 | 0 | -0.99597 | 0 | -0.99597 | 0 | 0 | 0 | 0 | 0 | 0 | 0 | 0 | 0 | 0
7331 | 2025-11-02 | 11 | 0 | -0.83061 | 0 | -0.83798 | 0 | -0.9613 | 0 | -0.9613 | 0 | 0 | 0 | 0 | 0 | 0 | 0 | 0 | 0 | 0
7332 | 2025-11-02 | 12 | 0 | -0.86286 | 0 | -0.87053 | 0 | -0.9942 | 0 | -0.9942 | 0 | 0 | 0 | 0 | 0 | 0 | 0 | 0 | 0 | 0
7333 | 2025-11-02 | 13 | 0 | -0.97234 | 0 | -0.97369 | 0 | -1.0988 | 0 | -1.0988 | 0 | 0 | 0 | 0 | 0 | 0 | 0 | 0 | 0 | 0
7334 | 2025-11-02 | 14 | 0 | -0.86051 | 0 | -0.86169 | 0 | -0.99122 | 0 | -0.99122 | 0 | 0 | 0 | 0 | 0 | 0 | 0 | 0 | 0 | 0
7335 | 2025-11-02 | 15 | 0 | -0.89289 | 0 | -0.89412 | 0 | -1.0206 | 0 | -1.0206 | 0 | 0 | 0 | 0 | 0 | 0 | 0 | 0 | 0 | 0
7336 | 2025-11-02 | 16 | 0 | -1.0678 | 0 | -1.0466 | 0 | -1.1869 | 0 | -1.1869 | 0 | 0 | 0 | 0 | 0 | 0 | 0 | 0 | 0 | 0
7337 | 2025-11-02 | 17 | 0 | 0 | 0 | 0 | 0 | -1.3714 | 0 | -1.3714 | 0 | 0 | 0 | 0 | 0 | 0 | 0 | 0 | 0 | 0
7338 | 2025-11-02 | 18 | 0 | 0 | 0 | 0 | 0 | -1.4565 | 0 | -1.4565 | 0 | 0 | 0 | 0 | 0 | 0 | 0 | 0 | 0 | 0
7339 | 2025-11-02 | 19 | 0 | 0 | 0 | 0 | 0 | -1.3427 | 0 | -1.3427 | 0 | 0 | 0 | 0 | 0 | 0 | 0 | 0 | 0 | 0
7340 | 2025-11-02 | 20 | 0 | 0 | 0 | 0 | 0 | -1.36 | 0 | -1.36 | 0 | 0 | 0 | 0 | 0 | 0 | 0 | 0 | 0 | 0
7341 | 2025-11-02 | 21 | 0 | 0 | 0 | 0 | 0 | -1.3281 | 0 | -1.3281 | 0 | 0 | 0 | 0 | 0 | 0 | 0 | 0 | 0 | 0
7342 | 2025-11-02 | 22 | 0 | 0 | 0 | 0 | 0 | -1.7475 | 0 | -1.7475 | 0 | 0 | 0 | 0 | 0 | 0 | 0 | 0 | 0 | 0
7343 | 2025-11-02 | 23 | 0 | 0 | 0 | 0 | 0 | -2.2543 | 0 | -2.2543 | 0 | 0 | 0 | 0 | 0 | 0 | 0 | 0 | 0 | 0
7344 | 2025-11-02 | 24 | 0 | 0 | 0 | 0 | 0 | -2.0455 | 0 | -2.0455 | 0 | 0 | 0 | 0 | 0 | 0 | 0 | 0 | 0 | 0
7345 | 2025-11-03 | 1 | 0 | 0 | 0 | 0 | 0 | -1.9415 | 0 | -1.9415 | 0 | 0 | 0 | 0 | 0 | 0 | 0 | 0 | 0 | 0
7346 | 2025-11-03 | 2 | 0 | 0 | 0 | 0 | 0 | -1.9351 | 0 | -1.9351 | 0 | 0 | 0 | 0 | 0 | 0 | 0 | 0 | 0 | 0
7347 | 2025-11-03 | 3 | 0 | 0 | 0 | 0 | 0 | -1.8146 | 0 | -1.8146 | 0 | 0 | 0 | 0 | 0 | 0 | 0 | 0 | 0 | 0
7348 | 2025-11-03 | 4 | 0 | 0 | 0 | 0 | 0 | -1.7458 | 0 | -1.7458 | 0 | 0 | 0 | 0 | 0 | 0 | 0 | 0 | 0 | 0
7349 | 2025-11-03 | 5 | 0 | 0 | 0 | 0 | 0 | -1.8641 | 0 | -1.8641 | 0 | 0 | 0 | 0 | 0 | 0 | 0 | 0 | 0 | 0
7350 | 2025-11-03 | 6 | 0 | 0 | 0 | 0 | 0 | -1.8601 | 0 | -1.8601 | 0 | 0 | 0 | 0 | 0 | 0 | 0 | 0 | 0 | 0
7351 | 2025-11-03 | 7 | 0 | 0 | 0 | 0 | 0 | -1.8291 | 0 | -1.8291 | 0 | 0 | 0 | 0 | 0 | 0 | 0 | 0 | 0 | 0
7352 | 2025-11-03 | 8 | 0 | 0 | 0 | 0 | 0 | -1.8567 | 0 | -1.8567 | 0 | 0 | 0 | 0 | 0 | 0 | 0 | 0 | 0 | 0
7353 | 2025-11-03 | 9 | 0 | 0 | 0 | 0 | 0 | -2.0269 | 0 | -2.0269 | 0 | 0 | 0 | 0 | 0 | 0 | 0 | 0 | 0 | 0
7354 | 2025-11-03 | 10 | 0 | 0 | 0 | 0 | 0 | -1.9488 | 0 | -1.9488 | 0 | 0 | 0 | 0 | 0 | 0 | 0 | 0 | 0 | 0
7355 | 2025-11-03 | 11 | 0 | 0 | 0 | 0 | 0 | -1.9923 | 0 | -1.9923 | 0 | 0 | 0 | 0 | 0 | 0 | 0 | 0 | 0 | 0
7356 | 2025-11-03 | 12 | 0 | 0 | 0 | 0 | 0 | -2.0808 | 0 | -2.0808 | 0 | 0 | 0 | 0 | 0 | 0 | 0 | 0 | 0 | 0
7357 | 2025-11-03 | 13 | 0 | 0 | 0 | 0 | 0 | -1.8846 | 0 | -1.8846 | 0 | 0 | 0 | 0 | 0 | 0 | 0 | 0 | 0 | 0
7358 | 2025-11-03 | 14 | 0 | 0 | 0 | 0 | 0 | -1.8192 | 0 | -1.8192 | 0 | 0 | 0 | 0 | 0 | 0 | 0 | 0 | 0 | 0
7359 | 2025-11-03 | 15 | 0 | 0 | 0 | 0 | 0 | -1.8684 | 0 | -1.8684 | 0 | 0 | 0 | 0 | 0 | 0 | 0 | 0 | 0 | 0
7360 | 2025-11-03 | 16 | 0 | 0 | 0 | 0 | 0 | -1.9603 | 0 | -1.9603 | 0 | 0 | 0 | 0 | 0 | 0 | 0 | 0 | 0 | 0
7361 | 2025-11-03 | 17 | 0 | 0 | 0 | 0 | 0 | -1.9222 | 0 | -1.9222 | 0 | 0 | 0 | 0 | 0 | 0 | 0 | 0 | 0 | 0
7362 | 2025-11-03 | 18 | 0 | 0 | 0 | 0 | 0 | -1.9016 | 0 | -1.9016 | 0 | 0 | 0 | 0 | 0 | 0 | 0 | 0 | 0 | 0
7363 | 2025-11-03 | 19 | 0 | 0 | 0 | 0 | 0 | -1.7998 | 0 | -1.7998 | 0 | 0.3 | 0 | 0 | 0 | 0 | 0 | -0.53994 | 0 | -0.53994
7364 | 2025-11-03 | 20 | 0 | 0 | 0 | 0 | 0 | -1.7171 | 0 | -1.7171 | 0 | 0.3 | 0 | 0 | 0 | 0 | 0 | -0.51513 | 0 | -0.51513
7365 | 2025-11-03 | 21 | 0 | 0 | 0 | 0 | 0 | -1.7024 | 0 | -1.7024 | 0 | 0 | 0 | 0 | 0 | 0 | 0 | 0 | 0 | 0
7366 | 2025-11-03 | 22 | 0 | 0 | 0 | 0 | 0 | -1.5864 | 0 | -1.5864 | 0 | 0 | 0 | 0 | 0 | 0 | 0 | 0 | 0 | 0
7367 | 2025-11-03 | 23 | 0 | 0 | 0 | 0 | 0 | -1.6584 | 0 | -1.6584 | 0 | 0 | 0 | 0 | 0 | 0 | 0 | 0 | 0 | 0
7368 | 2025-11-03 | 24 | 0 | 0 | 0 | 0 | 0 | -1.8408 | 0 | -1.8408 | 0 | 0 | 0 | 0 | 0 | 0 | 0 | 0 | 0 | 0
7369 | 2025-11-04 | 1 | 0 | 0 | 0 | 0 | 0 | -1.891 | 0 | -1.891 | 0 | 0 | 0 | 0 | 0 | 0 | 0 | 0 | 0 | 0
7370 | 2025-11-04 | 2 | 0 | 0 | 0 | 0 | 0 | -1.8992 | 0 | -1.8992 | 0 | 0 | 0 | 0 | 0 | 0 | 0 | 0 | 0 | 0
7371 | 2025-11-04 | 3 | 0 | 0 | 0 | 0 | 0 | -2.0218 | 0 | -2.0218 | 0 | 0 | 0 | 0 | 0 | 0 | 0 | 0 | 0 | 0
7372 | 2025-11-04 | 4 | 0 | 0 | 0 | 0 | 0 | -1.9499 | 0 | -1.9499 | 0 | 0 | 0 | 0 | 0 | 0 | 0 | 0 | 0 | 0
7373 | 2025-11-04 | 5 | 0 | 0 | 0 | 0 | 0 | -1.8504 | 0 | -1.8504 | 0 | 0 | 0 | 0 | 0 | 0 | 0 | 0 | 0 | 0
7374 | 2025-11-04 | 6 | 0 | 0 | 0 | 0 | 0 | -1.8263 | 0 | -1.8263 | 0 | 0 | 0 | 0 | 0 | 0 | 0 | 0 | 0 | 0
7375 | 2025-11-04 | 7 | 0 | 0 | 0 | 0 | 0 | -1.7242 | 0 | -1.7242 | 0 | 0 | 0 | 0 | 0 | 0 | 0 | 0 | 0 | 0
7376 | 2025-11-04 | 8 | 0 | 0 | 0 | 0 | 0 | -1.7308 | 0 | -1.7308 | 0 | 0 | 0 | 0 | 0 | 0 | 0 | 0 | 0 | 0
7377 | 2025-11-04 | 9 | 0 | 0 | 0 | 0 | 0 | -1.9024 | 0 | -1.9024 | 0 | 0 | 0 | 0 | 0 | 0 | 0 | 0 | 0 | 0
7378 | 2025-11-04 | 10 | 0 | 0 | 0 | 0 | 0 | -1.7259 | 0 | -1.7259 | 0 | 0 | 0 | 0 | 0 | 0 | 0 | 0 | 0 | 0
7379 | 2025-11-04 | 11 | 0 | 0 | 0 | 0 | 0 | -1.3244 | 0 | -1.3244 | 0 | 0 | 0 | 0 | 0 | 0 | 0 | 0 | 0 | 0
7380 | 2025-11-04 | 12 | 0 | -0.60971 | 0 | -0.59789 | 0 | -0.8891 | 0 | -0.8891 | 0 | 0 | 0 | 0 | 0 | 0 | 0 | 0 | 0 | 0
7381 | 2025-11-04 | 13 | 0 | -0.33732 | 0 | -0.33776 | 0 | -0.47789 | 0 | -0.47789 | 0 | 0 | 0 | 0 | 0 | 0 | 0 | 0 | 0 | 0
7382 | 2025-11-04 | 14 | 0 | -0.15415 | 0 | -0.15432 | 0 | -0.29891 | 0 | -0.29891 | 0 | 0 | 0 | 0 | 0 | 0 | 0 | 0 | 0 | 0
7383 | 2025-11-04 | 15 | 0 | -0.063099 | 0 | -0.06345 | 0 | -0.12418 | 0 | -0.12418 | 0 | 0 | 0 | 0 | 0 | 0 | 0 | 0 | 0 | 0
7384 | 2025-11-04 | 16 | 0 | -0.039041 | 0 | -0.039071 | 0 | -0.084048 | 0 | -0.084048 | 0 | 0 | 0 | 0 | 0 | 0 | 0 | 0 | 0 | 0
7385 | 2025-11-04 | 17 | 0 | -0.10696 | 0 | -0.10529 | 0 | -0.15606 | 0 | -0.15606 | 0 | 0 | 0 | 0 | 0 | 0 | 0 | 0 | 0 | 0
7386 | 2025-11-04 | 18 | 0 | 0 | 0 | 0 | 0 | -0.31454 | 0 | -0.31454 | 0 | 0 | 0 | 0 | 0 | 0 | 0 | 0 | 0 | 0
7387 | 2025-11-04 | 19 | 0 | 0 | 0 | 0 | 0 | -0.33819 | 0 | -0.33819 | 0 | 0.3 | 0 | 0 | 0 | 0 | 0 | -0.10146 | 0 | -0.10146
7388 | 2025-11-04 | 20 | 0 | 0 | 0 | 0 | 0 | -0.38831 | 0 | -0.38831 | 0 | 0.3 | 0 | 0 | 0 | 0 | 0 | -0.11649 | 0 | -0.11649
7389 | 2025-11-04 | 21 | 0 | 0 | 0 | 0 | 0 | -0.43526 | 0 | -0.43526 | 0 | 0 | 0 | 0 | 0 | 0 | 0 | 0 | 0 | 0
7390 | 2025-11-04 | 22 | 0 | -0.35489 | 0 | -0.34519 | 0 | -0.53041 | 0 | -0.53041 | 0 | 0 | 0 | 0 | 0 | 0 | 0 | 0 | 0 | 0
7391 | 2025-11-04 | 23 | 0 | -0.4939 | 0 | -0.47991 | 0 | -0.64977 | 0 | -0.64977 | 0 | 0 | 0 | 0 | 0 | 0 | 0 | 0 | 0 | 0
7392 | 2025-11-04 | 24 | 0 | -0.60657 | 0 | -0.58908 | 0 | -0.74132 | 0 | -0.74132 | 0 | 0 | 0 | 0 | 0 | 0 | 0 | 0 | 0 | 0
7393 | 2025-11-05 | 1 | 0 | -0.7327 | 0 | -0.71131 | 0 | -0.84863 | 0 | -0.84863 | 0 | 0 | 0 | 0 | 0 | 0 | 0 | 0 | 0 | 0
7394 | 2025-11-05 | 2 | 0 | 0 | 0 | 0 | 0 | -0.93609 | 0 | -0.93609 | 0 | 0 | 0 | 0 | 0 | 0 | 0 | 0 | 0 | 0
7395 | 2025-11-05 | 3 | 0 | 0 | 0 | 0 | 0 | -1.0073 | 0 | -1.0073 | 0 | 0 | 0 | 0 | 0 | 0 | 0 | 0 | 0 | 0
7396 | 2025-11-05 | 4 | 0 | -0.90736 | 0 | -0.89874 | 0 | -1.003 | 0 | -1.003 | 0 | 0 | 0 | 0 | 0 | 0 | 0 | 0 | 0 | 0
7397 | 2025-11-05 | 5 | 0 | -0.92482 | 0 | -0.9261 | 0 | -1.0211 | 0 | -1.0211 | 0 | 0 | 0 | 0 | 0 | 0 | 0 | 0 | 0 | 0
7398 | 2025-11-05 | 6 | 0 | -0.93811 | 0 | -0.92918 | 0 | -1.034 | 0 | -1.034 | 0 | 0 | 0 | 0 | 0 | 0 | 0 | 0 | 0 | 0
7399 | 2025-11-05 | 7 | 0 | -0.94992 | 0 | -0.95123 | 0 | -1.0606 | 0 | -1.0606 | 0 | 0 | 0 | 0 | 0 | 0 | 0 | 0 | 0 | 0
7400 | 2025-11-05 | 8 | 0 | -0.97481 | 0 | -0.97616 | 0 | -1.0948 | 0 | -1.0948 | 0 | 0 | 0 | 0 | 0 | 0 | 0 | 0 | 0 | 0
7401 | 2025-11-05 | 9 | 0 | -0.70945 | 0 | -0.71042 | 0 | -0.8331 | 0 | -0.8331 | 0 | 0 | 0 | 0 | 0 | 0 | 0 | 0 | 0 | 0
7402 | 2025-11-05 | 10 | 0 | -0.54774 | 0 | -0.5525 | 0 | -0.67794 | 0 | -0.67794 | 0 | 0 | 0 | 0 | 0 | 0 | 0 | 0 | 0 | 0
7403 | 2025-11-05 | 11 | 0 | -0.72166 | 0 | -0.72803 | 0 | -0.85056 | 0 | -0.85056 | 0 | 0 | 0 | 0 | 0 | 0 | 0 | 0 | 0 | 0
7404 | 2025-11-05 | 12 | 0 | -0.43524 | 0 | -0.43894 | 0 | -0.57415 | 0 | -0.57415 | 0 | 0 | 0 | 0 | 0 | 0 | 0 | 0 | 0 | 0
7405 | 2025-11-05 | 13 | 0 | -0.19939 | 0 | -0.20095 | 0 | -0.33785 | 0 | -0.33785 | 0 | 0 | 0 | 0 | 0 | 0 | 0 | 0 | 0 | 0
7406 | 2025-11-05 | 14 | 0 | -0.053364 | 0 | -0.053681 | 0 | -0.15738 | 0 | -0.15738 | 0 | 0 | 0 | 0 | 0 | 0 | 0 | 0 | 0 | 0
7407 | 2025-11-05 | 15 | 0 | -0.016697 | 0 | -0.016697 | 0 | -0.062298 | 0 | -0.062298 | 0 | 0 | 0 | 0 | 0 | 0 | 0 | 0 | 0 | 0
7408 | 2025-11-05 | 16 | 0 | -0.032925 | 0 | -0.033059 | 0 | -0.11067 | 0 | -0.11067 | 0 | 0 | 0 | 0 | 0 | 0 | 0 | 0 | 0 | 0
7409 | 2025-11-05 | 17 | 0 | -0.07744 | 0 | -0.077932 | 0 | -0.22959 | 0 | -0.22959 | 0 | 0 | 0 | 0 | 0 | 0 | 0 | 0 | 0 | 0
7410 | 2025-11-05 | 18 | 0 | -0.096971 | 0 | -0.09755 | 0 | -0.27813 | 0 | -0.27813 | 0 | 0 | 0 | 0 | 0 | 0 | 0 | 0 | 0 | 0
7411 | 2025-11-05 | 19 | 0 | -0.087266 | 0 | -0.08775 | 0 | -0.22354 | 0 | -0.22354 | 0 | 0.3 | 0 | -0.02618 | 0 | -0.026325 | 0 | -0.067062 | 0 | -0.067062
7412 | 2025-11-05 | 20 | 0 | -0.12633 | 0 | -0.1272 | 0 | -0.24422 | 0 | -0.24422 | 0 | 0.3 | 0 | -0.0379 | 0 | -0.038161 | 0 | -0.073267 | 0 | -0.073267
7413 | 2025-11-05 | 21 | 0 | -0.18049 | 0 | -0.18185 | 0 | -0.29759 | 0 | -0.29759 | 0 | 0 | 0 | 0 | 0 | 0 | 0 | 0 | 0 | 0
7414 | 2025-11-05 | 22 | 0 | -0.12632 | 0 | -0.12718 | 0 | -0.29863 | 0 | -0.29863 | 0 | 0 | 0 | 0 | 0 | 0 | 0 | 0 | 0 | 0
7415 | 2025-11-05 | 23 | 0 | -0.23158 | 0 | -0.23351 | 0 | -0.38439 | 0 | -0.38439 | 0 | 0 | 0 | 0 | 0 | 0 | 0 | 0 | 0 | 0
7416 | 2025-11-05 | 24 | 0 | -0.40761 | 0 | -0.41106 | 0 | -0.55894 | 0 | -0.55894 | 0 | 0 | 0 | 0 | 0 | 0 | 0 | 0 | 0 | 0
7417 | 2025-11-06 | 1 | 0 | -0.54828 | 0 | -0.55304 | 0 | -0.68195 | 0 | -0.68195 | 0 | 0 | 0 | 0 | 0 | 0 | 0 | 0 | 0 | 0
7418 | 2025-11-06 | 2 | 0 | -0.65447 | 0 | -0.66022 | 0 | -0.77503 | 0 | -0.77503 | 0 | 0 | 0 | 0 | 0 | 0 | 0 | 0 | 0 | 0
7419 | 2025-11-06 | 3 | 0 | -0.74241 | 0 | -0.73542 | 0 | -0.84754 | 0 | -0.84754 | 0 | 0 | 0 | 0 | 0 | 0 | 0 | 0 | 0 | 0
7420 | 2025-11-06 | 4 | 0 | -0.79017 | 0 | -0.77461 | 0 | -0.88663 | 0 | -0.88663 | 0 | 0 | 0 | 0 | 0 | 0 | 0 | 0 | 0 | 0
7421 | 2025-11-06 | 5 | 0 | 0 | 0 | 0 | 0 | -0.93215 | 0 | -0.93215 | 0 | 0 | 0 | 0 | 0 | 0 | 0 | 0 | 0 | 0
7422 | 2025-11-06 | 6 | 0 | 0 | 0 | 0 | 0 | -0.95062 | 0 | -0.95062 | 0 | 0 | 0 | 0 | 0 | 0 | 0 | 0 | 0 | 0
7423 | 2025-11-06 | 7 | 0 | 0 | 0 | 0 | 0 | -0.9481 | 0 | -0.9481 | 0 | 0 | 0 | 0 | 0 | 0 | 0 | 0 | 0 | 0
7424 | 2025-11-06 | 8 | 0 | 0 | 0 | 0 | 0 | -0.88165 | 0 | -0.88165 | 0 | 0 | 0 | 0 | 0 | 0 | 0 | 0 | 0 | 0
7425 | 2025-11-06 | 9 | 0 | -0.53727 | 0 | -0.52694 | 0 | -0.66136 | 0 | -0.66136 | 0 | 0 | 0 | 0 | 0 | 0 | 0 | 0 | 0 | 0
7426 | 2025-11-06 | 10 | 0 | -0.36162 | 0 | -0.3584 | 0 | -0.49172 | 0 | -0.49172 | 0 | 0 | 0 | 0 | 0 | 0 | 0 | 0 | 0 | 0
7427 | 2025-11-06 | 11 | 0 | -0.349 | 0 | -0.35192 | 0 | -0.48182 | 0 | -0.48182 | 0 | 0 | 0 | 0 | 0 | 0 | 0 | 0 | 0 | 0
7428 | 2025-11-06 | 12 | 0 | -0.3624 | 0 | -0.36544 | 0 | -0.5008 | 0 | -0.5008 | 0 | 0 | 0 | 0 | 0 | 0 | 0 | 0 | 0 | 0
7429 | 2025-11-06 | 13 | 0 | -0.47096 | 0 | -0.47499 | 0 | -0.61477 | 0 | -0.61477 | 0 | 0 | 0 | 0 | 0 | 0 | 0 | 0 | 0 | 0
7430 | 2025-11-06 | 14 | 0 | -0.43911 | 0 | -0.44285 | 0 | -0.58149 | 0 | -0.58149 | 0 | 0 | 0 | 0 | 0 | 0 | 0 | 0 | 0 | 0
7431 | 2025-11-06 | 15 | 0 | -0.33016 | 0 | -0.3329 | 0 | -0.46972 | 0 | -0.46972 | 0 | 0 | 0 | 0 | 0 | 0 | 0 | 0 | 0 | 0
7432 | 2025-11-06 | 16 | 0 | -0.37215 | 0 | -0.37527 | 0 | -0.51673 | 0 | -0.51673 | 0 | 0 | 0 | 0 | 0 | 0 | 0 | 0 | 0 | 0
7433 | 2025-11-06 | 17 | 0 | -0.45463 | 0 | -0.45522 | 0 | -0.61323 | 0 | -0.61323 | 0 | 0 | 0 | 0 | 0 | 0 | 0 | 0 | 0 | 0
7434 | 2025-11-06 | 18 | 0 | -0.50819 | 0 | -0.50357 | 0 | -0.69512 | 0 | -0.69512 | 0 | 0 | 0 | 0 | 0 | 0 | 0 | 0 | 0 | 0
7435 | 2025-11-06 | 19 | 0 | -0.39805 | 0 | -0.3871 | 0 | -0.59836 | 0 | -0.59836 | 0 | 0.3 | 0 | -0.11941 | 0 | -0.11613 | 0 | -0.17951 | 0 | -0.17951
7436 | 2025-11-06 | 20 | 0 | 0 | 0 | 0 | 0 | -0.59272 | 0 | -0.59272 | 0 | 0.3 | 0 | 0 | 0 | 0 | 0 | -0.17782 | 0 | -0.17782
7437 | 2025-11-06 | 21 | 0 | 0 | 0 | 0 | 0 | -0.62394 | 0 | -0.62394 | 0 | 0 | 0 | 0 | 0 | 0 | 0 | 0 | 0 | 0
7438 | 2025-11-06 | 22 | 0 | 0 | 0 | 0 | 0 | -0.69536 | 0 | -0.69536 | 0 | 0 | 0 | 0 | 0 | 0 | 0 | 0 | 0 | 0
7439 | 2025-11-06 | 23 | 0 | 0 | 0 | 0 | 0 | -0.82428 | 0 | -0.82428 | 0 | 0 | 0 | 0 | 0 | 0 | 0 | 0 | 0 | 0
7440 | 2025-11-06 | 24 | 0 | 0 | 0 | 0 | 0 | -0.97994 | 0 | -0.97994 | 0 | 0 | 0 | 0 | 0 | 0 | 0 | 0 | 0 | 0
7441 | 2025-11-07 | 1 | 0 | 0 | 0 | 0 | 0 | -1.1153 | 0 | -1.1153 | 0 | 0 | 0 | 0 | 0 | 0 | 0 | 0 | 0 | 0
7442 | 2025-11-07 | 2 | 0 | 0 | 0 | 0 | 0 | -1.1698 | 0 | -1.1698 | 0 | 0 | 0 | 0 | 0 | 0 | 0 | 0 | 0 | 0
7443 | 2025-11-07 | 3 | 0 | 0 | 0 | 0 | 0 | -1.2028 | 0 | -1.2028 | 0 | 0 | 0 | 0 | 0 | 0 | 0 | 0 | 0 | 0
7444 | 2025-11-07 | 4 | 0 | 0 | 0 | 0 | 0 | -1.2331 | 0 | -1.2331 | 0 | 0 | 0 | 0 | 0 | 0 | 0 | 0 | 0 | 0
7445 | 2025-11-07 | 5 | 0 | 0 | 0 | 0 | 0 | -1.2467 | 0 | -1.2467 | 0 | 0 | 0 | 0 | 0 | 0 | 0 | 0 | 0 | 0
7446 | 2025-11-07 | 6 | 0 | 0 | 0 | 0 | 0 | -1.2279 | 0 | -1.2279 | 0 | 0 | 0 | 0 | 0 | 0 | 0 | 0 | 0 | 0
7447 | 2025-11-07 | 7 | 0 | 0 | 0 | 0 | 0 | -1.1928 | 0 | -1.1928 | 0 | 0 | 0 | 0 | 0 | 0 | 0 | 0 | 0 | 0
7448 | 2025-11-07 | 8 | 0 | 0 | 0 | 0 | 0 | -1.1504 | 0 | -1.1504 | 0 | 0 | 0 | 0 | 0 | 0 | 0 | 0 | 0 | 0
7449 | 2025-11-07 | 9 | 0 | 0 | 0 | 0 | 0 | -0.96255 | 0 | -0.96255 | 0 | 0 | 0 | 0 | 0 | 0 | 0 | 0 | 0 | 0
7450 | 2025-11-07 | 10 | 0 | 0 | 0 | 0 | 0 | -0.61756 | 0 | -0.61756 | 0 | 0 | 0 | 0 | 0 | 0 | 0 | 0 | 0 | 0
7451 | 2025-11-07 | 11 | 0 | 0 | 0 | 0 | 0 | -0.48855 | 0 | -0.48855 | 0 | 0 | 0 | 0 | 0 | 0 | 0 | 0 | 0 | 0
7452 | 2025-11-07 | 12 | 0 | 0 | 0 | 0 | 0 | -0.61874 | 0 | -0.61874 | 0 | 0 | 0 | 0 | 0 | 0 | 0 | 0 | 0 | 0
7453 | 2025-11-07 | 13 | 0 | -0.41982 | 0 | -0.40805 | 0 | -0.55197 | 0 | -0.55197 | 0 | 0 | 0 | 0 | 0 | 0 | 0 | 0 | 0 | 0
7454 | 2025-11-07 | 14 | 0 | -0.17246 | 0 | -0.16964 | 0 | -0.31711 | 0 | -0.31711 | 0 | 0 | 0 | 0 | 0 | 0 | 0 | 0 | 0 | 0
7455 | 2025-11-07 | 15 | 0 | -0.13241 | 0 | -0.13023 | 0 | -0.17583 | 0 | -0.17583 | 0 | 0 | 0 | 0 | 0 | 0 | 0 | 0 | 0 | 0
7456 | 2025-11-07 | 16 | 0 | 0 | 0 | 0 | 0 | -0.20446 | 0 | -0.20446 | 0 | 0 | 0 | 0 | 0 | 0 | 0 | 0 | 0 | 0
7457 | 2025-11-07 | 17 | 0 | 0 | 0 | 0 | 0 | -0.41505 | 0 | -0.41505 | 0 | 0 | 0 | 0 | 0 | 0 | 0 | 0 | 0 | 0
7458 | 2025-11-07 | 18 | 0 | 0 | 0 | 0 | 0 | -0.51223 | 0 | -0.51223 | 0 | 0 | 0 | 0 | 0 | 0 | 0 | 0 | 0 | 0
7459 | 2025-11-07 | 19 | 0 | 0 | 0 | 0 | 0 | -0.55478 | 0 | -0.55478 | 0 | 0.3 | 0 | 0 | 0 | 0 | 0 | -0.16644 | 0 | -0.16644
7460 | 2025-11-07 | 20 | 0 | 0 | 0 | 0 | 0 | -0.61643 | 0 | -0.61643 | 0 | 0.3 | 0 | 0 | 0 | 0 | 0 | -0.18493 | 0 | -0.18493
7461 | 2025-11-07 | 21 | 0 | 0 | 0 | 0 | 0 | -0.66769 | 0 | -0.66769 | 0 | 0 | 0 | 0 | 0 | 0 | 0 | 0 | 0 | 0
7462 | 2025-11-07 | 22 | 0 | 0 | 0 | 0 | 0 | -0.76274 | 0 | -0.76274 | 0 | 0 | 0 | 0 | 0 | 0 | 0 | 0 | 0 | 0
7463 | 2025-11-07 | 23 | 0 | 0 | 0 | 0 | 0 | -0.91279 | 0 | -0.91279 | 0 | 0 | 0 | 0 | 0 | 0 | 0 | 0 | 0 | 0
7464 | 2025-11-07 | 24 | 0 | 0 | 0 | 0 | 0 | -1.0258 | 0 | -1.0258 | 0 | 0 | 0 | 0 | 0 | 0 | 0 | 0 | 0 | 0
7465 | 2025-11-08 | 1 | 0 | 0 | 0 | 0 | 0 | -1.1091 | 0 | -1.1091 | 0 | 0 | 0 | 0 | 0 | 0 | 0 | 0 | 0 | 0
7466 | 2025-11-08 | 2 | 0 | 0 | 0 | 0 | 0 | -1.1748 | 0 | -1.1748 | 0 | 0 | 0 | 0 | 0 | 0 | 0 | 0 | 0 | 0
7467 | 2025-11-08 | 3 | 0 | 0 | 0 | 0 | 0 | -1.2127 | 0 | -1.2127 | 0 | 0 | 0 | 0 | 0 | 0 | 0 | 0 | 0 | 0
7468 | 2025-11-08 | 4 | 0 | 0 | 0 | 0 | 0 | -1.2422 | 0 | -1.2422 | 0 | 0 | 0 | 0 | 0 | 0 | 0 | 0 | 0 | 0
7469 | 2025-11-08 | 5 | 0 | 0 | 0 | 0 | 0 | -1.2269 | 0 | -1.2269 | 0 | 0 | 0 | 0 | 0 | 0 | 0 | 0 | 0 | 0
7470 | 2025-11-08 | 6 | 0 | 0 | 0 | 0 | 0 | -1.1665 | 0 | -1.1665 | 0 | 0 | 0 | 0 | 0 | 0 | 0 | 0 | 0 | 0
7471 | 2025-11-08 | 7 | 0 | 0 | 0 | 0 | 0 | -1.0981 | 0 | -1.0981 | 0 | 0 | 0 | 0 | 0 | 0 | 0 | 0 | 0 | 0
7472 | 2025-11-08 | 8 | 0 | 0 | 0 | 0 | 0 | -1.0714 | 0 | -1.0714 | 0 | 0 | 0 | 0 | 0 | 0 | 0 | 0 | 0 | 0
7473 | 2025-11-08 | 9 | 0 | 0 | 0 | 0 | 0 | -0.97371 | 0 | -0.97371 | 0 | 0 | 0 | 0 | 0 | 0 | 0 | 0 | 0 | 0
7474 | 2025-11-08 | 10 | 0 | 0 | 0 | 0 | 0 | -0.70376 | 0 | -0.70376 | 0 | 0 | 0 | 0 | 0 | 0 | 0 | 0 | 0 | 0
7475 | 2025-11-08 | 11 | 0 | 0 | 0 | 0 | 0 | -0.44472 | 0 | -0.44472 | 0 | 0 | 0 | 0 | 0 | 0 | 0 | 0 | 0 | 0
7476 | 2025-11-08 | 12 | 0 | 0 | 0 | 0 | 0 | -0.34638 | 0 | -0.34638 | 0 | 0 | 0 | 0 | 0 | 0 | 0 | 0 | 0 | 0
7477 | 2025-11-08 | 13 | 0 | -0.20301 | 0 | -0.19786 | 0 | -0.34157 | 0 | -0.34157 | 0 | 0 | 0 | 0 | 0 | 0 | 0 | 0 | 0 | 0
7478 | 2025-11-08 | 14 | 0 | -0.24071 | 0 | -0.241 | 0 | -0.37502 | 0 | -0.37502 | 0 | 0 | 0 | 0 | 0 | 0 | 0 | 0 | 0 | 0
7479 | 2025-11-08 | 15 | 0 | -0.090369 | 0 | -0.09045 | 0 | -0.22102 | 0 | -0.22102 | 0 | 0 | 0 | 0 | 0 | 0 | 0 | 0 | 0 | 0
7480 | 2025-11-08 | 16 | 0 | -0.15213 | 0 | -0.15323 | 0 | -0.28249 | 0 | -0.28249 | 0 | 0 | 0 | 0 | 0 | 0 | 0 | 0 | 0 | 0
7481 | 2025-11-08 | 17 | 0 | -0.30463 | 0 | -0.30502 | 0 | -0.45649 | 0 | -0.45649 | 0 | 0 | 0 | 0 | 0 | 0 | 0 | 0 | 0 | 0
7482 | 2025-11-08 | 18 | 0 | -0.27401 | 0 | -0.27434 | 0 | -0.45969 | 0 | -0.45969 | 0 | 0 | 0 | 0 | 0 | 0 | 0 | 0 | 0 | 0
7483 | 2025-11-08 | 19 | 0 | -0.15996 | 0 | -0.16013 | 0 | -0.36292 | 0 | -0.36292 | 0 | 0 | 0 | 0 | 0 | 0 | 0 | 0 | 0 | 0
7484 | 2025-11-08 | 20 | 0 | -0.17783 | 0 | -0.17647 | 0 | -0.37692 | 0 | -0.37692 | 0 | 0 | 0 | 0 | 0 | 0 | 0 | 0 | 0 | 0
7485 | 2025-11-08 | 21 | 0 | -0.2053 | 0 | -0.20554 | 0 | -0.39487 | 0 | -0.39487 | 0 | 0 | 0 | 0 | 0 | 0 | 0 | 0 | 0 | 0
7486 | 2025-11-08 | 22 | 0 | -0.24266 | 0 | -0.24064 | 0 | -0.42024 | 0 | -0.42024 | 0 | 0 | 0 | 0 | 0 | 0 | 0 | 0 | 0 | 0
7487 | 2025-11-08 | 23 | 0 | -0.36787 | 0 | -0.36461 | 0 | -0.5271 | 0 | -0.5271 | 0 | 0 | 0 | 0 | 0 | 0 | 0 | 0 | 0 | 0
7488 | 2025-11-08 | 24 | 0 | 0 | 0 | 0 | 0 | -0.68085 | 0 | -0.68085 | 0 | 0 | 0 | 0 | 0 | 0 | 0 | 0 | 0 | 0
7489 | 2025-11-09 | 1 | 0 | 0 | 0 | 0 | 0 | -0.80355 | 0 | -0.80355 | 0 | 0 | 0 | 0 | 0 | 0 | 0 | 0 | 0 | 0
7490 | 2025-11-09 | 2 | 0 | 0 | 0 | 0 | 0 | -0.88106 | 0 | -0.88106 | 0 | 0 | 0 | 0 | 0 | 0 | 0 | 0 | 0 | 0
7491 | 2025-11-09 | 3 | 0 | 0 | 0 | 0 | 0 | -0.93856 | 0 | -0.93856 | 0 | 0 | 0 | 0 | 0 | 0 | 0 | 0 | 0 | 0
7492 | 2025-11-09 | 4 | 0 | 0 | 0 | 0 | 0 | -0.98803 | 0 | -0.98803 | 0 | 0 | 0 | 0 | 0 | 0 | 0 | 0 | 0 | 0
7493 | 2025-11-09 | 5 | 0 | 0 | 0 | 0 | 0 | -1.0062 | 0 | -1.0062 | 0 | 0 | 0 | 0 | 0 | 0 | 0 | 0 | 0 | 0
7494 | 2025-11-09 | 6 | 0 | -0.86189 | 0 | -0.83652 | 0 | -0.95348 | 0 | -0.95348 | 0 | 0 | 0 | 0 | 0 | 0 | 0 | 0 | 0 | 0
7495 | 2025-11-09 | 7 | 0 | -0.78189 | 0 | -0.77452 | 0 | -0.89172 | 0 | -0.89172 | 0 | 0 | 0 | 0 | 0 | 0 | 0 | 0 | 0 | 0
7496 | 2025-11-09 | 8 | 0 | -0.71229 | 0 | -0.71856 | 0 | -0.84393 | 0 | -0.84393 | 0 | 0 | 0 | 0 | 0 | 0 | 0 | 0 | 0 | 0
7497 | 2025-11-09 | 9 | 0 | -0.56741 | 0 | -0.57235 | 0 | -0.70299 | 0 | -0.70299 | 0 | 0 | 0 | 0 | 0 | 0 | 0 | 0 | 0 | 0
7498 | 2025-11-09 | 10 | 0 | -0.36933 | 0 | -0.37242 | 0 | -0.50453 | 0 | -0.50453 | 0 | 0 | 0 | 0 | 0 | 0 | 0 | 0 | 0 | 0
7499 | 2025-11-09 | 11 | 0 | -0.55132 | 0 | -0.55611 | 0 | -0.68758 | 0 | -0.68758 | 0 | 0 | 0 | 0 | 0 | 0 | 0 | 0 | 0 | 0
7500 | 2025-11-09 | 12 | 0 | -0.60038 | 0 | -0.60574 | 0 | -0.72232 | 0 | -0.72232 | 0 | 0 | 0 | 0 | 0 | 0 | 0 | 0 | 0 | 0
7501 | 2025-11-09 | 13 | 0 | -0.33385 | 0 | -0.33675 | 0 | -0.4579 | 0 | -0.4579 | 0 | 0 | 0 | 0 | 0 | 0 | 0 | 0 | 0 | 0
7502 | 2025-11-09 | 14 | 0 | -0.1174 | 0 | -0.11829 | 0 | -0.24517 | 0 | -0.24517 | 0 | 0 | 0 | 0 | 0 | 0 | 0 | 0 | 0 | 0
7503 | 2025-11-09 | 15 | 0 | -0.040365 | 0 | -0.040585 | 0 | -0.10479 | 0 | -0.10479 | 0 | 0 | 0 | 0 | 0 | 0 | 0 | 0 | 0 | 0
7504 | 2025-11-09 | 16 | 0 | -0.069806 | 0 | -0.070263 | 0 | -0.17541 | 0 | -0.17541 | 0 | 0 | 0 | 0 | 0 | 0 | 0 | 0 | 0 | 0
7505 | 2025-11-09 | 17 | 0 | -0.18905 | 0 | -0.1906 | 0 | -0.32403 | 0 | -0.32403 | 0 | 0 | 0 | 0 | 0 | 0 | 0 | 0 | 0 | 0
7506 | 2025-11-09 | 18 | 0 | -0.23735 | 0 | -0.23923 | 0 | -0.41066 | 0 | -0.41066 | 0 | 0 | 0 | 0 | 0 | 0 | 0 | 0 | 0 | 0
7507 | 2025-11-09 | 19 | 0 | -0.1231 | 0 | -0.12395 | 0 | -0.30803 | 0 | -0.30803 | 0 | 0 | 0 | 0 | 0 | 0 | 0 | 0 | 0 | 0
7508 | 2025-11-09 | 20 | 0 | -0.087892 | 0 | -0.088473 | 0 | -0.26413 | 0 | -0.26413 | 0 | 0 | 0 | 0 | 0 | 0 | 0 | 0 | 0 | 0
7509 | 2025-11-09 | 21 | 0 | -0.072906 | 0 | -0.073219 | 0 | -0.26181 | 0 | -0.26181 | 0 | 0 | 0 | 0 | 0 | 0 | 0 | 0 | 0 | 0
7510 | 2025-11-09 | 22 | 0 | -0.11533 | 0 | -0.11604 | 0 | -0.29994 | 0 | -0.29994 | 0 | 0 | 0 | 0 | 0 | 0 | 0 | 0 | 0 | 0
7511 | 2025-11-09 | 23 | 0 | -0.19156 | 0 | -0.19303 | 0 | -0.35726 | 0 | -0.35726 | 0 | 0 | 0 | 0 | 0 | 0 | 0 | 0 | 0 | 0
7512 | 2025-11-09 | 24 | 0 | -0.28212 | 0 | -0.28449 | 0 | -0.42638 | 0 | -0.42638 | 0 | 0 | 0 | 0 | 0 | 0 | 0 | 0 | 0 | 0
7513 | 2025-11-10 | 1 | 0 | -0.43089 | 0 | -0.43455 | 0 | -0.56694 | 0 | -0.56694 | 0 | 0 | 0 | 0 | 0 | 0 | 0 | 0 | 0 | 0
7514 | 2025-11-10 | 2 | 0 | -0.63867 | 0 | -0.64428 | 0 | -0.76124 | 0 | -0.76124 | 0 | 0 | 0 | 0 | 0 | 0 | 0 | 0 | 0 | 0
7515 | 2025-11-10 | 3 | 0 | -0.7362 | 0 | -0.74271 | 0 | -0.84985 | 0 | -0.84985 | 0 | 0 | 0 | 0 | 0 | 0 | 0 | 0 | 0 | 0
7516 | 2025-11-10 | 4 | 0 | -0.65687 | 0 | -0.66265 | 0 | -0.76892 | 0 | -0.76892 | 0 | 0 | 0 | 0 | 0 | 0 | 0 | 0 | 0 | 0
7517 | 2025-11-10 | 5 | 0 | -0.67297 | 0 | -0.6789 | 0 | -0.7812 | 0 | -0.7812 | 0 | 0 | 0 | 0 | 0 | 0 | 0 | 0 | 0 | 0
7518 | 2025-11-10 | 6 | 0 | -0.71034 | 0 | -0.71662 | 0 | -0.82094 | 0 | -0.82094 | 0 | 0 | 0 | 0 | 0 | 0 | 0 | 0 | 0 | 0
7519 | 2025-11-10 | 7 | 0 | -0.61794 | 0 | -0.62335 | 0 | -0.73997 | 0 | -0.73997 | 0 | 0 | 0 | 0 | 0 | 0 | 0 | 0 | 0 | 0
7520 | 2025-11-10 | 8 | 0 | -0.55286 | 0 | -0.55766 | 0 | -0.68832 | 0 | -0.68832 | 0 | 0 | 0 | 0 | 0 | 0 | 0 | 0 | 0 | 0
7521 | 2025-11-10 | 9 | 0 | -0.58327 | 0 | -0.58838 | 0 | -0.71534 | 0 | -0.71534 | 0 | 0 | 0 | 0 | 0 | 0 | 0 | 0 | 0 | 0
7522 | 2025-11-10 | 10 | 0 | -0.53164 | 0 | -0.53635 | 0 | -0.65652 | 0 | -0.65652 | 0 | 0 | 0 | 0 | 0 | 0 | 0 | 0 | 0 | 0
7523 | 2025-11-10 | 11 | 0 | -0.40292 | 0 | -0.40642 | 0 | -0.52989 | 0 | -0.52989 | 0 | 0 | 0 | 0 | 0 | 0 | 0 | 0 | 0 | 0
7524 | 2025-11-10 | 12 | 0 | -0.51809 | 0 | -0.52256 | 0 | -0.65672 | 0 | -0.65672 | 0 | 0 | 0 | 0 | 0 | 0 | 0 | 0 | 0 | 0
7525 | 2025-11-10 | 13 | 0 | -0.44946 | 0 | -0.45337 | 0 | -0.58371 | 0 | -0.58371 | 0 | 0 | 0 | 0 | 0 | 0 | 0 | 0 | 0 | 0
7526 | 2025-11-10 | 14 | 0 | -0.38932 | 0 | -0.39272 | 0 | -0.51878 | 0 | -0.51878 | 0 | 0 | 0 | 0 | 0 | 0 | 0 | 0 | 0 | 0
7527 | 2025-11-10 | 15 | 0 | -0.39831 | 0 | -0.40182 | 0 | -0.52512 | 0 | -0.52512 | 0 | 0 | 0 | 0 | 0 | 0 | 0 | 0 | 0 | 0
7528 | 2025-11-10 | 16 | 0 | -0.4469 | 0 | -0.45083 | 0 | -0.57855 | 0 | -0.57855 | 0 | 0 | 0 | 0 | 0 | 0 | 0 | 0 | 0 | 0
7529 | 2025-11-10 | 17 | 0 | -0.49164 | 0 | -0.49587 | 0 | -0.65115 | 0 | -0.65115 | 0 | 0 | 0 | 0 | 0 | 0 | 0 | 0 | 0 | 0
7530 | 2025-11-10 | 18 | 0 | -0.4229 | 0 | -0.42345 | 0 | -0.61296 | 0 | -0.61296 | 0 | 0 | 0 | 0 | 0 | 0 | 0 | 0 | 0 | 0
7531 | 2025-11-10 | 19 | 0 | -0.38836 | 0 | -0.3812 | 0 | -0.58657 | 0 | -0.58657 | 0 | 0.3 | 0 | -0.11651 | 0 | -0.11436 | 0 | -0.17597 | 0 | -0.17597
7532 | 2025-11-10 | 20 | 0 | -0.45292 | 0 | -0.44442 | 0 | -0.63897 | 0 | -0.63897 | 0 | 0.3 | 0 | -0.13588 | 0 | -0.13333 | 0 | -0.19169 | 0 | -0.19169
7533 | 2025-11-10 | 21 | 0 | 0 | 0 | 0 | 0 | -0.76281 | 0 | -0.76281 | 0 | 0 | 0 | 0 | 0 | 0 | 0 | 0 | 0 | 0
7534 | 2025-11-10 | 22 | 0 | 0 | 0 | 0 | 0 | -0.99724 | 0 | -0.99724 | 0 | 0 | 0 | 0 | 0 | 0 | 0 | 0 | 0 | 0
7535 | 2025-11-10 | 23 | 0 | 0 | 0 | 0 | 0 | -1.0442 | 0 | -1.0442 | 0 | 0 | 0 | 0 | 0 | 0 | 0 | 0 | 0 | 0
7536 | 2025-11-10 | 24 | 0 | 0 | 0 | 0 | 0 | -1.1903 | 0 | -1.1903 | 0 | 0 | 0 | 0 | 0 | 0 | 0 | 0 | 0 | 0
7537 | 2025-11-11 | 1 | 0 | 0 | 0 | 0 | 0 | -1.3891 | 0 | -1.3891 | 0 | 0 | 0 | 0 | 0 | 0 | 0 | 0 | 0 | 0
7538 | 2025-11-11 | 2 | 0 | 0 | 0 | 0 | 0 | -1.4133 | 0 | -1.4133 | 0 | 0 | 0 | 0 | 0 | 0 | 0 | 0 | 0 | 0
7539 | 2025-11-11 | 3 | 0 | 0 | 0 | 0 | 0 | -1.4659 | 0 | -1.4659 | 0 | 0 | 0 | 0 | 0 | 0 | 0 | 0 | 0 | 0
7540 | 2025-11-11 | 4 | 0 | 0 | 0 | 0 | 0 | -1.5812 | 0 | -1.5812 | 0 | 0 | 0 | 0 | 0 | 0 | 0 | 0 | 0 | 0
7541 | 2025-11-11 | 5 | 0 | 0 | 0 | 0 | 0 | -1.7443 | 0 | -1.7443 | 0 | 0 | 0 | 0 | 0 | 0 | 0 | 0 | 0 | 0
7542 | 2025-11-11 | 6 | 0 | 0 | 0 | 0 | 0 | -1.8283 | 0 | -1.8283 | 0 | 0 | 0 | 0 | 0 | 0 | 0 | 0 | 0 | 0
7543 | 2025-11-11 | 7 | 0 | 0 | 0 | 0 | 0 | -1.7624 | 0 | -1.7624 | 0 | 0 | 0 | 0 | 0 | 0 | 0 | 0 | 0 | 0
7544 | 2025-11-11 | 8 | 0 | 0 | 0 | 0 | 0 | -1.6896 | 0 | -1.6896 | 0 | 0 | 0 | 0 | 0 | 0 | 0 | 0 | 0 | 0
7545 | 2025-11-11 | 9 | 0 | 0 | 0 | 0 | 0 | -1.5388 | 0 | -1.5388 | 0 | 0 | 0 | 0 | 0 | 0 | 0 | 0 | 0 | 0
7546 | 2025-11-11 | 10 | 0 | 0 | 0 | 0 | 0 | -1.3322 | 0 | -1.3322 | 0 | 0 | 0 | 0 | 0 | 0 | 0 | 0 | 0 | 0
7547 | 2025-11-11 | 11 | 0 | 0 | 0 | 0 | 0 | -1.0774 | 0 | -1.0774 | 0 | 0 | 0 | 0 | 0 | 0 | 0 | 0 | 0 | 0
7548 | 2025-11-11 | 12 | 0 | 0 | 0 | 0 | 0 | -0.85076 | 0 | -0.85076 | 0 | 0 | 0 | 0 | 0 | 0 | 0 | 0 | 0 | 0
7549 | 2025-11-11 | 13 | 0 | 0 | 0 | 0 | 0 | -0.67584 | 0 | -0.67584 | 0 | 0 | 0 | 0 | 0 | 0 | 0 | 0 | 0 | 0
7550 | 2025-11-11 | 14 | 0 | 0 | 0 | 0 | 0 | -0.52224 | 0 | -0.52224 | 0 | 0 | 0 | 0 | 0 | 0 | 0 | 0 | 0 | 0
7551 | 2025-11-11 | 15 | 0 | 0 | 0 | 0 | 0 | -0.36487 | 0 | -0.36487 | 0 | 0 | 0 | 0 | 0 | 0 | 0 | 0 | 0 | 0
7552 | 2025-11-11 | 16 | 0 | 0 | 0 | 0 | 0 | -0.37101 | 0 | -0.37101 | 0 | 0 | 0 | 0 | 0 | 0 | 0 | 0 | 0 | 0
7553 | 2025-11-11 | 17 | 0 | 0 | 0 | 0 | 0 | -0.5866 | 0 | -0.5866 | 0 | 0 | 0 | 0 | 0 | 0 | 0 | 0 | 0 | 0
7554 | 2025-11-11 | 18 | 0 | 0 | 0 | 0 | 0 | -0.74315 | 0 | -0.74315 | 0 | 0 | 0 | 0 | 0 | 0 | 0 | 0 | 0 | 0
7555 | 2025-11-11 | 19 | 0 | 0 | 0 | 0 | 0 | -0.71336 | 0 | -0.71336 | 0 | 0.3 | 0 | 0 | 0 | 0 | 0 | -0.21401 | 0 | -0.21401
7556 | 2025-11-11 | 20 | 0 | 0 | 0 | 0 | 0 | -0.75413 | 0 | -0.75413 | 0 | 0.3 | 0 | 0 | 0 | 0 | 0 | -0.22624 | 0 | -0.22624
7557 | 2025-11-11 | 21 | 0 | 0 | 0 | 0 | 0 | -0.81868 | 0 | -0.81868 | 0 | 0 | 0 | 0 | 0 | 0 | 0 | 0 | 0 | 0
7558 | 2025-11-11 | 22 | 0 | 0 | 0 | 0 | 0 | -0.89956 | 0 | -0.89956 | 0 | 0 | 0 | 0 | 0 | 0 | 0 | 0 | 0 | 0
7559 | 2025-11-11 | 23 | 0 | 0 | 0 | 0 | 0 | -1.0487 | 0 | -1.0487 | 0 | 0 | 0 | 0 | 0 | 0 | 0 | 0 | 0 | 0
7560 | 2025-11-11 | 24 | 0 | 0 | 0 | 0 | 0 | -1.1335 | 0 | -1.1335 | 0 | 0 | 0 | 0 | 0 | 0 | 0 | 0 | 0 | 0
7561 | 2025-11-12 | 1 | 0 | 0 | 0 | 0 | 0 | -1.2093 | 0 | -1.2093 | 0 | 0 | 0 | 0 | 0 | 0 | 0 | 0 | 0 | 0
7562 | 2025-11-12 | 2 | 0 | 0 | 0 | 0 | 0 | -1.2349 | 0 | -1.2349 | 0 | 0 | 0 | 0 | 0 | 0 | 0 | 0 | 0 | 0
7563 | 2025-11-12 | 3 | 0 | 0 | 0 | 0 | 0 | -1.2266 | 0 | -1.2266 | 0 | 0 | 0 | 0 | 0 | 0 | 0 | 0 | 0 | 0
7564 | 2025-11-12 | 4 | 0 | 0 | 0 | 0 | 0 | -1.2439 | 0 | -1.2439 | 0 | 0 | 0 | 0 | 0 | 0 | 0 | 0 | 0 | 0
7565 | 2025-11-12 | 5 | 0 | 0 | 0 | 0 | 0 | -1.2193 | 0 | -1.2193 | 0 | 0 | 0 | 0 | 0 | 0 | 0 | 0 | 0 | 0
7566 | 2025-11-12 | 6 | 0 | 0 | 0 | 0 | 0 | -1.2125 | 0 | -1.2125 | 0 | 0 | 0 | 0 | 0 | 0 | 0 | 0 | 0 | 0
7567 | 2025-11-12 | 7 | 0 | 0 | 0 | 0 | 0 | -1.1678 | 0 | -1.1678 | 0 | 0 | 0 | 0 | 0 | 0 | 0 | 0 | 0 | 0
7568 | 2025-11-12 | 8 | 0 | 0 | 0 | 0 | 0 | -1.129 | 0 | -1.129 | 0 | 0 | 0 | 0 | 0 | 0 | 0 | 0 | 0 | 0
7569 | 2025-11-12 | 9 | 0 | 0 | 0 | 0 | 0 | -0.96668 | 0 | -0.96668 | 0 | 0 | 0 | 0 | 0 | 0 | 0 | 0 | 0 | 0
7570 | 2025-11-12 | 10 | 0 | 0 | 0 | 0 | 0 | -1.0721 | 0 | -1.0721 | 0 | 0 | 0 | 0 | 0 | 0 | 0 | 0 | 0 | 0
7571 | 2025-11-12 | 11 | 0 | 0 | 0 | 0 | 0 | -0.99462 | 0 | -0.99462 | 0 | 0 | 0 | 0 | 0 | 0 | 0 | 0 | 0 | 0
7572 | 2025-11-12 | 12 | 0 | 0 | 0 | 0 | 0 | -1.0137 | 0 | -1.0137 | 0 | 0 | 0 | 0 | 0 | 0 | 0 | 0 | 0 | 0
7573 | 2025-11-12 | 13 | 0 | 0 | 0 | 0 | 0 | -0.989 | 0 | -0.989 | 0 | 0 | 0 | 0 | 0 | 0 | 0 | 0 | 0 | 0
7574 | 2025-11-12 | 14 | 0 | 0 | 0 | 0 | 0 | -0.98784 | 0 | -0.98784 | 0 | 0 | 0 | 0 | 0 | 0 | 0 | 0 | 0 | 0
7575 | 2025-11-12 | 15 | 0 | 0 | 0 | 0 | 0 | -1.0012 | 0 | -1.0012 | 0 | 0 | 0 | 0 | 0 | 0 | 0 | 0 | 0 | 0
7576 | 2025-11-12 | 16 | 0 | 0 | 0 | 0 | 0 | -0.9838 | 0 | -0.9838 | 0 | 0 | 0 | 0 | 0 | 0 | 0 | 0 | 0 | 0
7577 | 2025-11-12 | 17 | 0 | -0.7592 | 0 | -0.75208 | 0 | -0.91108 | 0 | -0.91108 | 0 | 0 | 0 | 0 | 0 | 0 | 0 | 0 | 0 | 0
7578 | 2025-11-12 | 18 | 0 | -0.62842 | 0 | -0.62262 | 0 | -0.81482 | 0 | -0.81482 | 0 | 0 | 0 | 0 | 0 | 0 | 0 | 0 | 0 | 0
7579 | 2025-11-12 | 19 | 0 | -0.53859 | 0 | -0.52837 | 0 | -0.73649 | 0 | -0.73649 | 0 | 0.3 | 0 | -0.16158 | 0 | -0.15851 | 0 | -0.22095 | 0 | -0.22095
7580 | 2025-11-12 | 20 | 0 | -0.5534 | 0 | -0.53765 | 0 | -0.73659 | 0 | -0.73659 | 0 | 0.3 | 0 | -0.16602 | 0 | -0.16129 | 0 | -0.22098 | 0 | -0.22098
7581 | 2025-11-12 | 21 | 0 | -0.49361 | 0 | -0.48427 | 0 | -0.66792 | 0 | -0.66792 | 0 | 0 | 0 | 0 | 0 | 0 | 0 | 0 | 0 | 0
7582 | 2025-11-12 | 22 | 0 | -0.45879 | 0 | -0.45939 | 0 | -0.62632 | 0 | -0.62632 | 0 | 0 | 0 | 0 | 0 | 0 | 0 | 0 | 0 | 0
7583 | 2025-11-12 | 23 | 0 | -0.55675 | 0 | -0.55162 | 0 | -0.70411 | 0 | -0.70411 | 0 | 0 | 0 | 0 | 0 | 0 | 0 | 0 | 0 | 0
7584 | 2025-11-12 | 24 | 0 | -0.65807 | 0 | -0.64528 | 0 | -0.78788 | 0 | -0.78788 | 0 | 0 | 0 | 0 | 0 | 0 | 0 | 0 | 0 | 0
7585 | 2025-11-13 | 1 | 0 | -0.72751 | 0 | -0.71326 | 0 | -0.83969 | 0 | -0.83969 | 0 | 0 | 0 | 0 | 0 | 0 | 0 | 0 | 0 | 0
7586 | 2025-11-13 | 2 | 0 | -0.79536 | 0 | -0.77202 | 0 | -0.89563 | 0 | -0.89563 | 0 | 0 | 0 | 0 | 0 | 0 | 0 | 0 | 0 | 0
7587 | 2025-11-13 | 3 | 0 | -0.82892 | 0 | -0.81256 | 0 | -0.92381 | 0 | -0.92381 | 0 | 0 | 0 | 0 | 0 | 0 | 0 | 0 | 0 | 0
7588 | 2025-11-13 | 4 | 0 | -0.83193 | 0 | -0.80744 | 0 | -0.92084 | 0 | -0.92084 | 0 | 0 | 0 | 0 | 0 | 0 | 0 | 0 | 0 | 0
7589 | 2025-11-13 | 5 | 0 | -0.82822 | 0 | -0.80384 | 0 | -0.91524 | 0 | -0.91524 | 0 | 0 | 0 | 0 | 0 | 0 | 0 | 0 | 0 | 0
7590 | 2025-11-13 | 6 | 0 | -0.79343 | 0 | -0.77012 | 0 | -0.88579 | 0 | -0.88579 | 0 | 0 | 0 | 0 | 0 | 0 | 0 | 0 | 0 | 0
7591 | 2025-11-13 | 7 | 0 | -0.74016 | 0 | -0.71851 | 0 | -0.84462 | 0 | -0.84462 | 0 | 0 | 0 | 0 | 0 | 0 | 0 | 0 | 0 | 0
7592 | 2025-11-13 | 8 | 0 | -0.80848 | 0 | -0.78477 | 0 | -0.92227 | 0 | -0.92227 | 0 | 0 | 0 | 0 | 0 | 0 | 0 | 0 | 0 | 0
7593 | 2025-11-13 | 9 | 0 | -0.90002 | 0 | -0.88225 | 0 | -1.017 | 0 | -1.017 | 0 | 0 | 0 | 0 | 0 | 0 | 0 | 0 | 0 | 0
7594 | 2025-11-13 | 10 | 0 | -0.87795 | 0 | -0.86063 | 0 | -0.99524 | 0 | -0.99524 | 0 | 0 | 0 | 0 | 0 | 0 | 0 | 0 | 0 | 0
7595 | 2025-11-13 | 11 | 0 | -0.87372 | 0 | -0.85648 | 0 | -0.99096 | 0 | -0.99096 | 0 | 0 | 0 | 0 | 0 | 0 | 0 | 0 | 0 | 0
7596 | 2025-11-13 | 12 | 0 | -0.73073 | 0 | -0.72387 | 0 | -0.85814 | 0 | -0.85814 | 0 | 0 | 0 | 0 | 0 | 0 | 0 | 0 | 0 | 0
7597 | 2025-11-13 | 13 | 0 | -0.61171 | 0 | -0.60603 | 0 | -0.74596 | 0 | -0.74596 | 0 | 0 | 0 | 0 | 0 | 0 | 0 | 0 | 0 | 0
7598 | 2025-11-13 | 14 | 0 | -0.5683 | 0 | -0.56906 | 0 | -0.70614 | 0 | -0.70614 | 0 | 0 | 0 | 0 | 0 | 0 | 0 | 0 | 0 | 0
7599 | 2025-11-13 | 15 | 0 | -0.52541 | 0 | -0.52995 | 0 | -0.66522 | 0 | -0.66522 | 0 | 0 | 0 | 0 | 0 | 0 | 0 | 0 | 0 | 0
7600 | 2025-11-13 | 16 | 0 | -0.50758 | 0 | -0.50826 | 0 | -0.64747 | 0 | -0.64747 | 0 | 0 | 0 | 0 | 0 | 0 | 0 | 0 | 0 | 0
7601 | 2025-11-13 | 17 | 0 | -0.5496 | 0 | -0.55436 | 0 | -0.70996 | 0 | -0.70996 | 0 | 0 | 0 | 0 | 0 | 0 | 0 | 0 | 0 | 0
7602 | 2025-11-13 | 18 | 0 | -0.4643 | 0 | -0.46011 | 0 | -0.653 | 0 | -0.653 | 0 | 0 | 0 | 0 | 0 | 0 | 0 | 0 | 0 | 0
7603 | 2025-11-13 | 19 | 0 | -0.33598 | 0 | -0.33307 | 0 | -0.54004 | 0 | -0.54004 | 0 | 0.3 | 0 | -0.1008 | 0 | -0.099921 | 0 | -0.16201 | 0 | -0.16201
7604 | 2025-11-13 | 20 | 0 | -0.37026 | 0 | -0.37073 | 0 | -0.56318 | 0 | -0.56318 | 0 | 0.3 | 0 | -0.11108 | 0 | -0.11122 | 0 | -0.16895 | 0 | -0.16895
7605 | 2025-11-13 | 21 | 0 | -0.38511 | 0 | -0.3856 | 0 | -0.56724 | 0 | -0.56724 | 0 | 0 | 0 | 0 | 0 | 0 | 0 | 0 | 0 | 0
7606 | 2025-11-13 | 22 | 0 | -0.36198 | 0 | -0.36499 | 0 | -0.53404 | 0 | -0.53404 | 0 | 0 | 0 | 0 | 0 | 0 | 0 | 0 | 0 | 0
7607 | 2025-11-13 | 23 | 0 | -0.50347 | 0 | -0.50781 | 0 | -0.65954 | 0 | -0.65954 | 0 | 0 | 0 | 0 | 0 | 0 | 0 | 0 | 0 | 0
7608 | 2025-11-13 | 24 | 0 | -0.64231 | 0 | -0.64793 | 0 | -0.78179 | 0 | -0.78179 | 0 | 0 | 0 | 0 | 0 | 0 | 0 | 0 | 0 | 0
7609 | 2025-11-14 | 1 | 0 | -0.81462 | 0 | -0.82186 | 0 | -0.93611 | 0 | -0.93611 | 0 | 0 | 0 | 0 | 0 | 0 | 0 | 0 | 0 | 0
7610 | 2025-11-14 | 2 | 0 | -0.89463 | 0 | -0.90262 | 0 | -1.0057 | 0 | -1.0057 | 0 | 0 | 0 | 0 | 0 | 0 | 0 | 0 | 0 | 0
7611 | 2025-11-14 | 3 | 0 | -0.76974 | 0 | -0.77657 | 0 | -0.88011 | 0 | -0.88011 | 0 | 0 | 0 | 0 | 0 | 0 | 0 | 0 | 0 | 0
7612 | 2025-11-14 | 4 | 0 | -0.7603 | 0 | -0.76134 | 0 | -0.86233 | 0 | -0.86233 | 0 | 0 | 0 | 0 | 0 | 0 | 0 | 0 | 0 | 0
7613 | 2025-11-14 | 5 | 0 | -0.75139 | 0 | -0.75804 | 0 | -0.85817 | 0 | -0.85817 | 0 | 0 | 0 | 0 | 0 | 0 | 0 | 0 | 0 | 0
7614 | 2025-11-14 | 6 | 0 | -0.69353 | 0 | -0.69971 | 0 | -0.79649 | 0 | -0.79649 | 0 | 0 | 0 | 0 | 0 | 0 | 0 | 0 | 0 | 0
7615 | 2025-11-14 | 7 | 0 | -0.77482 | 0 | -0.78173 | 0 | -0.88822 | 0 | -0.88822 | 0 | 0 | 0 | 0 | 0 | 0 | 0 | 0 | 0 | 0
7616 | 2025-11-14 | 8 | 0 | -0.91679 | 0 | -0.92496 | 0 | -1.044 | 0 | -1.044 | 0 | 0 | 0 | 0 | 0 | 0 | 0 | 0 | 0 | 0
7617 | 2025-11-14 | 9 | 0 | -0.93224 | 0 | -0.94056 | 0 | -1.0596 | 0 | -1.0596 | 0 | 0 | 0 | 0 | 0 | 0 | 0 | 0 | 0 | 0
7618 | 2025-11-14 | 10 | 0 | -0.65572 | 0 | -0.66147 | 0 | -0.78264 | 0 | -0.78264 | 0 | 0 | 0 | 0 | 0 | 0 | 0 | 0 | 0 | 0
7619 | 2025-11-14 | 11 | 0 | -0.73986 | 0 | -0.74639 | 0 | -0.8711 | 0 | -0.8711 | 0 | 0 | 0 | 0 | 0 | 0 | 0 | 0 | 0 | 0
7620 | 2025-11-14 | 12 | 0 | -0.71666 | 0 | -0.72297 | 0 | -0.85359 | 0 | -0.85359 | 0 | 0 | 0 | 0 | 0 | 0 | 0 | 0 | 0 | 0
7621 | 2025-11-14 | 13 | 0 | -0.61487 | 0 | -0.62024 | 0 | -0.74913 | 0 | -0.74913 | 0 | 0 | 0 | 0 | 0 | 0 | 0 | 0 | 0 | 0
7622 | 2025-11-14 | 14 | 0 | -0.83825 | 0 | -0.84569 | 0 | -0.97359 | 0 | -0.97359 | 0 | 0 | 0 | 0 | 0 | 0 | 0 | 0 | 0 | 0
7623 | 2025-11-14 | 15 | 0 | -0.83732 | 0 | -0.82941 | 0 | -0.96672 | 0 | -0.96672 | 0 | 0 | 0 | 0 | 0 | 0 | 0 | 0 | 0 | 0
7624 | 2025-11-14 | 16 | 0 | -0.66663 | 0 | -0.65365 | 0 | -0.79906 | 0 | -0.79906 | 0 | 0 | 0 | 0 | 0 | 0 | 0 | 0 | 0 | 0
7625 | 2025-11-14 | 17 | 0 | 0 | 0 | 0 | 0 | -0.88536 | 0 | -0.88536 | 0 | 0 | 0 | 0 | 0 | 0 | 0 | 0 | 0 | 0
7626 | 2025-11-14 | 18 | 0 | 0 | 0 | 0 | 0 | -0.9416 | 0 | -0.9416 | 0 | 0 | 0 | 0 | 0 | 0 | 0 | 0 | 0 | 0
7627 | 2025-11-14 | 19 | 0 | 0 | 0 | 0 | 0 | -0.71485 | 0 | -0.71485 | 0 | 0.3 | 0 | 0 | 0 | 0 | 0 | -0.21446 | 0 | -0.21446
7628 | 2025-11-14 | 20 | 0 | -0.46014 | 0 | -0.44726 | 0 | -0.64816 | 0 | -0.64816 | 0 | 0.3 | 0 | -0.13804 | 0 | -0.13418 | 0 | -0.19445 | 0 | -0.19445
7629 | 2025-11-14 | 21 | 0 | 0 | 0 | 0 | 0 | -0.70722 | 0 | -0.70722 | 0 | 0 | 0 | 0 | 0 | 0 | 0 | 0 | 0 | 0
7630 | 2025-11-14 | 22 | 0 | 0 | 0 | 0 | 0 | -0.85123 | 0 | -0.85123 | 0 | 0 | 0 | 0 | 0 | 0 | 0 | 0 | 0 | 0
7631 | 2025-11-14 | 23 | 0 | 0 | 0 | 0 | 0 | -1.0574 | 0 | -1.0574 | 0 | 0 | 0 | 0 | 0 | 0 | 0 | 0 | 0 | 0
7632 | 2025-11-14 | 24 | 0 | 0 | 0 | 0 | 0 | -1.1199 | 0 | -1.1199 | 0 | 0 | 0 | 0 | 0 | 0 | 0 | 0 | 0 | 0
7633 | 2025-11-15 | 1 | 0 | 0 | 0 | 0 | 0 | -1.285 | 0 | -1.285 | 0 | 0 | 0 | 0 | 0 | 0 | 0 | 0 | 0 | 0
7634 | 2025-11-15 | 2 | 0 | 0 | 0 | 0 | 0 | -1.4286 | 0 | -1.4286 | 0 | 0 | 0 | 0 | 0 | 0 | 0 | 0 | 0 | 0
7635 | 2025-11-15 | 3 | 0 | 0 | 0 | 0 | 0 | -1.5242 | 0 | -1.5242 | 0 | 0 | 0 | 0 | 0 | 0 | 0 | 0 | 0 | 0
7636 | 2025-11-15 | 4 | 0 | 0 | 0 | 0 | 0 | -1.5576 | 0 | -1.5576 | 0 | 0 | 0 | 0 | 0 | 0 | 0 | 0 | 0 | 0
7637 | 2025-11-15 | 5 | 0 | 0 | 0 | 0 | 0 | -1.4033 | 0 | -1.4033 | 0 | 0 | 0 | 0 | 0 | 0 | 0 | 0 | 0 | 0
7638 | 2025-11-15 | 6 | 0 | 0 | 0 | 0 | 0 | -1.2334 | 0 | -1.2334 | 0 | 0 | 0 | 0 | 0 | 0 | 0 | 0 | 0 | 0
7639 | 2025-11-15 | 7 | 0 | 0 | 0 | 0 | 0 | -1.1623 | 0 | -1.1623 | 0 | 0 | 0 | 0 | 0 | 0 | 0 | 0 | 0 | 0
7640 | 2025-11-15 | 8 | 0 | 0 | 0 | 0 | 0 | -1.1327 | 0 | -1.1327 | 0 | 0 | 0 | 0 | 0 | 0 | 0 | 0 | 0 | 0
7641 | 2025-11-15 | 9 | 0 | 0 | 0 | 0 | 0 | -1.2519 | 0 | -1.2519 | 0 | 0 | 0 | 0 | 0 | 0 | 0 | 0 | 0 | 0
7642 | 2025-11-15 | 10 | 0 | 0 | 0 | 0 | 0 | -1.3188 | 0 | -1.3188 | 0 | 0 | 0 | 0 | 0 | 0 | 0 | 0 | 0 | 0
7643 | 2025-11-15 | 11 | 0 | 0 | 0 | 0 | 0 | -1.2881 | 0 | -1.2881 | 0 | 0 | 0 | 0 | 0 | 0 | 0 | 0 | 0 | 0
7644 | 2025-11-15 | 12 | 0 | 0 | 0 | 0 | 0 | -1.2679 | 0 | -1.2679 | 0 | 0 | 0 | 0 | 0 | 0 | 0 | 0 | 0 | 0
7645 | 2025-11-15 | 13 | 0 | 0 | 0 | 0 | 0 | -1.3545 | 0 | -1.3545 | 0 | 0 | 0 | 0 | 0 | 0 | 0 | 0 | 0 | 0
7646 | 2025-11-15 | 14 | 0 | 0 | 0 | 0 | 0 | -1.1535 | 0 | -1.1535 | 0 | 0 | 0 | 0 | 0 | 0 | 0 | 0 | 0 | 0
7647 | 2025-11-15 | 15 | 0 | 0 | 0 | 0 | 0 | -1.2002 | 0 | -1.2002 | 0 | 0 | 0 | 0 | 0 | 0 | 0 | 0 | 0 | 0
7648 | 2025-11-15 | 16 | 0 | 0 | 0 | 0 | 0 | -1.447 | 0 | -1.447 | 0 | 0 | 0 | 0 | 0 | 0 | 0 | 0 | 0 | 0
7649 | 2025-11-15 | 17 | 0 | 0 | 0 | 0 | 0 | -1.3803 | 0 | -1.3803 | 0 | 0 | 0 | 0 | 0 | 0 | 0 | 0 | 0 | 0
7650 | 2025-11-15 | 18 | 0 | 0 | 0 | 0 | 0 | -1.4202 | 0 | -1.4202 | 0 | 0 | 0 | 0 | 0 | 0 | 0 | 0 | 0 | 0
7651 | 2025-11-15 | 19 | 0 | 0 | 0 | 0 | 0 | -1.3716 | 0 | -1.3716 | 0 | 0 | 0 | 0 | 0 | 0 | 0 | 0 | 0 | 0
7652 | 2025-11-15 | 20 | 0 | 0 | 0 | 0 | 0 | -1.3232 | 0 | -1.3232 | 0 | 0 | 0 | 0 | 0 | 0 | 0 | 0 | 0 | 0
7653 | 2025-11-15 | 21 | 0 | 0 | 0 | 0 | 0 | -1.4658 | 0 | -1.4658 | 0 | 0 | 0 | 0 | 0 | 0 | 0 | 0 | 0 | 0
7654 | 2025-11-15 | 22 | 0 | 0 | 0 | 0 | 0 | -1.5372 | 0 | -1.5372 | 0 | 0 | 0 | 0 | 0 | 0 | 0 | 0 | 0 | 0
7655 | 2025-11-15 | 23 | 0 | 0 | 0 | 0 | 0 | -1.635 | 0 | -1.635 | 0 | 0 | 0 | 0 | 0 | 0 | 0 | 0 | 0 | 0
7656 | 2025-11-15 | 24 | 0 | 0 | 0 | 0 | 0 | -1.6791 | 0 | -1.6791 | 0 | 0 | 0 | 0 | 0 | 0 | 0 | 0 | 0 | 0
7657 | 2025-11-16 | 1 | 0 | 0 | 0 | 0 | 0 | -1.7906 | 0 | -1.7906 | 0 | 0 | 0 | 0 | 0 | 0 | 0 | 0 | 0 | 0
7658 | 2025-11-16 | 2 | 0 | 0 | 0 | 0 | 0 | -1.8194 | 0 | -1.8194 | 0 | 0 | 0 | 0 | 0 | 0 | 0 | 0 | 0 | 0
7659 | 2025-11-16 | 3 | 0 | 0 | 0 | 0 | 0 | -1.8225 | 0 | -1.8225 | 0 | 0 | 0 | 0 | 0 | 0 | 0 | 0 | 0 | 0
7660 | 2025-11-16 | 4 | 0 | 0 | 0 | 0 | 0 | -1.9453 | 0 | -1.9453 | 0 | 0 | 0 | 0 | 0 | 0 | 0 | 0 | 0 | 0
7661 | 2025-11-16 | 5 | 0 | 0 | 0 | 0 | 0 | -1.9233 | 0 | -1.9233 | 0 | 0 | 0 | 0 | 0 | 0 | 0 | 0 | 0 | 0
7662 | 2025-11-16 | 6 | 0 | 0 | 0 | 0 | 0 | -1.8905 | 0 | -1.8905 | 0 | 0 | 0 | 0 | 0 | 0 | 0 | 0 | 0 | 0
7663 | 2025-11-16 | 7 | 0 | 0 | 0 | 0 | 0 | -1.9933 | 0 | -1.9933 | 0 | 0 | 0 | 0 | 0 | 0 | 0 | 0 | 0 | 0
7664 | 2025-11-16 | 8 | 0 | 0 | 0 | 0 | 0 | -2.0035 | 0 | -2.0035 | 0 | 0 | 0 | 0 | 0 | 0 | 0 | 0 | 0 | 0
7665 | 2025-11-16 | 9 | 0 | 0 | 0 | 0 | 0 | -1.744 | 0 | -1.744 | 0 | 0 | 0 | 0 | 0 | 0 | 0 | 0 | 0 | 0
7666 | 2025-11-16 | 10 | 0 | 0 | 0 | 0 | 0 | -1.4476 | 0 | -1.4476 | 0 | 0 | 0 | 0 | 0 | 0 | 0 | 0 | 0 | 0
7667 | 2025-11-16 | 11 | 0 | 0 | 0 | 0 | 0 | -1.2155 | 0 | -1.2155 | 0 | 0 | 0 | 0 | 0 | 0 | 0 | 0 | 0 | 0
7668 | 2025-11-16 | 12 | 0 | 0 | 0 | 0 | 0 | -1.1945 | 0 | -1.1945 | 0 | 0 | 0 | 0 | 0 | 0 | 0 | 0 | 0 | 0
7669 | 2025-11-16 | 13 | 0 | 0 | 0 | 0 | 0 | -1.2829 | 0 | -1.2829 | 0 | 0 | 0 | 0 | 0 | 0 | 0 | 0 | 0 | 0
7670 | 2025-11-16 | 14 | 0 | 0 | 0 | 0 | 0 | -1.457 | 0 | -1.457 | 0 | 0 | 0 | 0 | 0 | 0 | 0 | 0 | 0 | 0
7671 | 2025-11-16 | 15 | 0 | 0 | 0 | 0 | 0 | -1.2575 | 0 | -1.2575 | 0 | 0 | 0 | 0 | 0 | 0 | 0 | 0 | 0 | 0
7672 | 2025-11-16 | 16 | 0 | 0 | 0 | 0 | 0 | -1.0516 | 0 | -1.0516 | 0 | 0 | 0 | 0 | 0 | 0 | 0 | 0 | 0 | 0
7673 | 2025-11-16 | 17 | 0 | 0 | 0 | 0 | 0 | -1.1241 | 0 | -1.1241 | 0 | 0 | 0 | 0 | 0 | 0 | 0 | 0 | 0 | 0
7674 | 2025-11-16 | 18 | 0 | 0 | 0 | 0 | 0 | -1.1446 | 0 | -1.1446 | 0 | 0 | 0 | 0 | 0 | 0 | 0 | 0 | 0 | 0
7675 | 2025-11-16 | 19 | 0 | 0 | 0 | 0 | 0 | -1.0987 | 0 | -1.0987 | 0 | 0 | 0 | 0 | 0 | 0 | 0 | 0 | 0 | 0
7676 | 2025-11-16 | 20 | 0 | 0 | 0 | 0 | 0 | -1.1385 | 0 | -1.1385 | 0 | 0 | 0 | 0 | 0 | 0 | 0 | 0 | 0 | 0
7677 | 2025-11-16 | 21 | 0 | 0 | 0 | 0 | 0 | -1.1492 | 0 | -1.1492 | 0 | 0 | 0 | 0 | 0 | 0 | 0 | 0 | 0 | 0
7678 | 2025-11-16 | 22 | 0 | 0 | 0 | 0 | 0 | -1.2069 | 0 | -1.2069 | 0 | 0 | 0 | 0 | 0 | 0 | 0 | 0 | 0 | 0
7679 | 2025-11-16 | 23 | 0 | 0 | 0 | 0 | 0 | -1.375 | 0 | -1.375 | 0 | 0 | 0 | 0 | 0 | 0 | 0 | 0 | 0 | 0
7680 | 2025-11-16 | 24 | 0 | 0 | 0 | 0 | 0 | -1.5853 | 0 | -1.5853 | 0 | 0 | 0 | 0 | 0 | 0 | 0 | 0 | 0 | 0
7681 | 2025-11-17 | 1 | 0 | 0 | 0 | 0 | 0 | -1.8766 | 0 | -1.8766 | 0 | 0 | 0 | 0 | 0 | 0 | 0 | 0 | 0 | 0
7682 | 2025-11-17 | 2 | 0 | 0 | 0 | 0 | 0 | -2.0064 | 0 | -2.0064 | 0 | 0 | 0 | 0 | 0 | 0 | 0 | 0 | 0 | 0
7683 | 2025-11-17 | 3 | 0 | 0 | 0 | 0 | 0 | -1.8889 | 0 | -1.8889 | 0 | 0 | 0 | 0 | 0 | 0 | 0 | 0 | 0 | 0
7684 | 2025-11-17 | 4 | 0 | 0 | 0 | 0 | 0 | -1.8002 | 0 | -1.8002 | 0 | 0 | 0 | 0 | 0 | 0 | 0 | 0 | 0 | 0
7685 | 2025-11-17 | 5 | 0 | 0 | 0 | 0 | 0 | -1.873 | 0 | -1.873 | 0 | 0 | 0 | 0 | 0 | 0 | 0 | 0 | 0 | 0
7686 | 2025-11-17 | 6 | 0 | 0 | 0 | 0 | 0 | -1.8576 | 0 | -1.8576 | 0 | 0 | 0 | 0 | 0 | 0 | 0 | 0 | 0 | 0
7687 | 2025-11-17 | 7 | 0 | 0 | 0 | 0 | 0 | -1.7967 | 0 | -1.7967 | 0 | 0 | 0 | 0 | 0 | 0 | 0 | 0 | 0 | 0
7688 | 2025-11-17 | 8 | 0 | 0 | 0 | 0 | 0 | -1.7061 | 0 | -1.7061 | 0 | 0 | 0 | 0 | 0 | 0 | 0 | 0 | 0 | 0
7689 | 2025-11-17 | 9 | 0 | 0 | 0 | 0 | 0 | -1.4565 | 0 | -1.4565 | 0 | 0 | 0 | 0 | 0 | 0 | 0 | 0 | 0 | 0
7690 | 2025-11-17 | 10 | 0 | 0 | 0 | 0 | 0 | -1.1077 | 0 | -1.1077 | 0 | 0 | 0 | 0 | 0 | 0 | 0 | 0 | 0 | 0
7691 | 2025-11-17 | 11 | 0 | 0 | 0 | 0 | 0 | -1.0038 | 0 | -1.0038 | 0 | 0 | 0 | 0 | 0 | 0 | 0 | 0 | 0 | 0
7692 | 2025-11-17 | 12 | 0 | 0 | 0 | 0 | 0 | -0.97304 | 0 | -0.97304 | 0 | 0 | 0 | 0 | 0 | 0 | 0 | 0 | 0 | 0
7693 | 2025-11-17 | 13 | 0 | 0 | 0 | 0 | 0 | -0.93046 | 0 | -0.93046 | 0 | 0 | 0 | 0 | 0 | 0 | 0 | 0 | 0 | 0
7694 | 2025-11-17 | 14 | 0 | 0 | 0 | 0 | 0 | -0.93858 | 0 | -0.93858 | 0 | 0 | 0 | 0 | 0 | 0 | 0 | 0 | 0 | 0
7695 | 2025-11-17 | 15 | 0 | 0 | 0 | 0 | 0 | -1.0863 | 0 | -1.0863 | 0 | 0 | 0 | 0 | 0 | 0 | 0 | 0 | 0 | 0
7696 | 2025-11-17 | 16 | 0 | 0 | 0 | 0 | 0 | -0.96883 | 0 | -0.96883 | 0 | 0 | 0 | 0 | 0 | 0 | 0 | 0 | 0 | 0
7697 | 2025-11-17 | 17 | 0 | 0 | 0 | 0 | 0 | -0.84761 | 0 | -0.84761 | 0 | 0 | 0 | 0 | 0 | 0 | 0 | 0 | 0 | 0
7698 | 2025-11-17 | 18 | 0 | 0 | 0 | 0 | 0 | -0.88578 | 0 | -0.88578 | 0 | 0 | 0 | 0 | 0 | 0 | 0 | 0 | 0 | 0
7699 | 2025-11-17 | 19 | 0 | 0 | 0 | 0 | 0 | -0.87689 | 0 | -0.87689 | 0 | 0.3 | 0 | 0 | 0 | 0 | 0 | -0.26307 | 0 | -0.26307
7700 | 2025-11-17 | 20 | 0 | 0 | 0 | 0 | 0 | -0.8485 | 0 | -0.8485 | 0 | 0.3 | 0 | 0 | 0 | 0 | 0 | -0.25455 | 0 | -0.25455
7701 | 2025-11-17 | 21 | 0 | 0 | 0 | 0 | 0 | -0.84003 | 0 | -0.84003 | 0 | 0 | 0 | 0 | 0 | 0 | 0 | 0 | 0 | 0
7702 | 2025-11-17 | 22 | 0 | 0 | 0 | 0 | 0 | -0.91145 | 0 | -0.91145 | 0 | 0 | 0 | 0 | 0 | 0 | 0 | 0 | 0 | 0
7703 | 2025-11-17 | 23 | 0 | 0 | 0 | 0 | 0 | -1.0596 | 0 | -1.0596 | 0 | 0 | 0 | 0 | 0 | 0 | 0 | 0 | 0 | 0
7704 | 2025-11-17 | 24 | 0 | 0 | 0 | 0 | 0 | -1.1873 | 0 | -1.1873 | 0 | 0 | 0 | 0 | 0 | 0 | 0 | 0 | 0 | 0
7705 | 2025-11-18 | 1 | 0 | 0 | 0 | 0 | 0 | -1.2661 | 0 | -1.2661 | 0 | 0 | 0 | 0 | 0 | 0 | 0 | 0 | 0 | 0
7706 | 2025-11-18 | 2 | 0 | 0 | 0 | 0 | 0 | -1.3303 | 0 | -1.3303 | 0 | 0 | 0 | 0 | 0 | 0 | 0 | 0 | 0 | 0
7707 | 2025-11-18 | 3 | 0 | 0 | 0 | 0 | 0 | -1.2634 | 0 | -1.2634 | 0 | 0 | 0 | 0 | 0 | 0 | 0 | 0 | 0 | 0
7708 | 2025-11-18 | 4 | 0 | 0 | 0 | 0 | 0 | -1.2949 | 0 | -1.2949 | 0 | 0 | 0 | 0 | 0 | 0 | 0 | 0 | 0 | 0
7709 | 2025-11-18 | 5 | 0 | 0 | 0 | 0 | 0 | -1.3019 | 0 | -1.3019 | 0 | 0 | 0 | 0 | 0 | 0 | 0 | 0 | 0 | 0
7710 | 2025-11-18 | 6 | 0 | 0 | 0 | 0 | 0 | -1.2446 | 0 | -1.2446 | 0 | 0 | 0 | 0 | 0 | 0 | 0 | 0 | 0 | 0
7711 | 2025-11-18 | 7 | 0 | 0 | 0 | 0 | 0 | -1.2522 | 0 | -1.2522 | 0 | 0 | 0 | 0 | 0 | 0 | 0 | 0 | 0 | 0
7712 | 2025-11-18 | 8 | 0 | 0 | 0 | 0 | 0 | -1.2423 | 0 | -1.2423 | 0 | 0 | 0 | 0 | 0 | 0 | 0 | 0 | 0 | 0
7713 | 2025-11-18 | 9 | 0 | 0 | 0 | 0 | 0 | -0.9873 | 0 | -0.9873 | 0 | 0 | 0 | 0 | 0 | 0 | 0 | 0 | 0 | 0
7714 | 2025-11-18 | 10 | 0 | 0 | 0 | 0 | 0 | -0.68826 | 0 | -0.68826 | 0 | 0 | 0 | 0 | 0 | 0 | 0 | 0 | 0 | 0
7715 | 2025-11-18 | 11 | 0 | 0 | 0 | 0 | 0 | -0.58261 | 0 | -0.58261 | 0 | 0 | 0 | 0 | 0 | 0 | 0 | 0 | 0 | 0
7716 | 2025-11-18 | 12 | 0 | 0 | 0 | 0 | 0 | -0.79156 | 0 | -0.79156 | 0 | 0 | 0 | 0 | 0 | 0 | 0 | 0 | 0 | 0
7717 | 2025-11-18 | 13 | 0 | 0 | 0 | 0 | 0 | -0.83871 | 0 | -0.83871 | 0 | 0 | 0 | 0 | 0 | 0 | 0 | 0 | 0 | 0
7718 | 2025-11-18 | 14 | 0 | -0.56872 | 0 | -0.56345 | 0 | -0.70602 | 0 | -0.70602 | 0 | 0 | 0 | 0 | 0 | 0 | 0 | 0 | 0 | 0
7719 | 2025-11-18 | 15 | 0 | -0.30893 | 0 | -0.30054 | 0 | -0.44604 | 0 | -0.44604 | 0 | 0 | 0 | 0 | 0 | 0 | 0 | 0 | 0 | 0
7720 | 2025-11-18 | 16 | 0 | -0.44865 | 0 | -0.44015 | 0 | -0.5876 | 0 | -0.5876 | 0 | 0 | 0 | 0 | 0 | 0 | 0 | 0 | 0 | 0
7721 | 2025-11-18 | 17 | 0 | -0.54783 | 0 | -0.53734 | 0 | -0.70549 | 0 | -0.70549 | 0 | 0 | 0 | 0 | 0 | 0 | 0 | 0 | 0 | 0
7722 | 2025-11-18 | 18 | 0 | -0.44558 | 0 | -0.43724 | 0 | -0.63596 | 0 | -0.63596 | 0 | 0 | 0 | 0 | 0 | 0 | 0 | 0 | 0 | 0
7723 | 2025-11-18 | 19 | 0 | -0.32272 | 0 | -0.31408 | 0 | -0.5263 | 0 | -0.5263 | 0 | 0.3 | 0 | -0.096817 | 0 | -0.094223 | 0 | -0.15789 | 0 | -0.15789
7724 | 2025-11-18 | 20 | 0 | -0.31462 | 0 | -0.30898 | 0 | -0.51026 | 0 | -0.51026 | 0 | 0.3 | 0 | -0.094385 | 0 | -0.092693 | 0 | -0.15308 | 0 | -0.15308
7725 | 2025-11-18 | 21 | 0 | -0.35873 | 0 | -0.35216 | 0 | -0.53996 | 0 | -0.53996 | 0 | 0 | 0 | 0 | 0 | 0 | 0 | 0 | 0 | 0
7726 | 2025-11-18 | 22 | 0 | -0.44368 | 0 | -0.43125 | 0 | -0.60931 | 0 | -0.60931 | 0 | 0 | 0 | 0 | 0 | 0 | 0 | 0 | 0 | 0
7727 | 2025-11-18 | 23 | 0 | 0 | 0 | 0 | 0 | -0.75962 | 0 | -0.75962 | 0 | 0 | 0 | 0 | 0 | 0 | 0 | 0 | 0 | 0
7728 | 2025-11-18 | 24 | 0 | 0 | 0 | 0 | 0 | -0.8831 | 0 | -0.8831 | 0 | 0 | 0 | 0 | 0 | 0 | 0 | 0 | 0 | 0
7729 | 2025-11-19 | 1 | 0 | -0.85071 | 0 | -0.82569 | 0 | -0.95755 | 0 | -0.95755 | 0 | 0 | 0 | 0 | 0 | 0 | 0 | 0 | 0 | 0
7730 | 2025-11-19 | 2 | 0 | 0 | 0 | 0 | 0 | -1.003 | 0 | -1.003 | 0 | 0 | 0 | 0 | 0 | 0 | 0 | 0 | 0 | 0
7731 | 2025-11-19 | 3 | 0 | -0.87844 | 0 | -0.86107 | 0 | -0.97487 | 0 | -0.97487 | 0 | 0 | 0 | 0 | 0 | 0 | 0 | 0 | 0 | 0
7732 | 2025-11-19 | 4 | 0 | -0.86551 | 0 | -0.84839 | 0 | -0.95518 | 0 | -0.95518 | 0 | 0 | 0 | 0 | 0 | 0 | 0 | 0 | 0 | 0
7733 | 2025-11-19 | 5 | 0 | -0.87695 | 0 | -0.85107 | 0 | -0.96292 | 0 | -0.96292 | 0 | 0 | 0 | 0 | 0 | 0 | 0 | 0 | 0 | 0
7734 | 2025-11-19 | 6 | 0 | 0 | 0 | 0 | 0 | -0.94824 | 0 | -0.94824 | 0 | 0 | 0 | 0 | 0 | 0 | 0 | 0 | 0 | 0
7735 | 2025-11-19 | 7 | 0 | -0.77981 | 0 | -0.76448 | 0 | -0.88602 | 0 | -0.88602 | 0 | 0 | 0 | 0 | 0 | 0 | 0 | 0 | 0 | 0
7736 | 2025-11-19 | 8 | 0 | 0 | 0 | 0 | 0 | -0.87133 | 0 | -0.87133 | 0 | 0 | 0 | 0 | 0 | 0 | 0 | 0 | 0 | 0
7737 | 2025-11-19 | 9 | 0 | -0.6671 | 0 | -0.67296 | 0 | -0.80162 | 0 | -0.80162 | 0 | 0 | 0 | 0 | 0 | 0 | 0 | 0 | 0 | 0
7738 | 2025-11-19 | 10 | 0 | -0.53404 | 0 | -0.53866 | 0 | -0.671 | 0 | -0.671 | 0 | 0 | 0 | 0 | 0 | 0 | 0 | 0 | 0 | 0
7739 | 2025-11-19 | 11 | 0 | -0.39091 | 0 | -0.39421 | 0 | -0.52896 | 0 | -0.52896 | 0 | 0 | 0 | 0 | 0 | 0 | 0 | 0 | 0 | 0
7740 | 2025-11-19 | 12 | 0 | -0.33928 | 0 | -0.3421 | 0 | -0.47714 | 0 | -0.47714 | 0 | 0 | 0 | 0 | 0 | 0 | 0 | 0 | 0 | 0
7741 | 2025-11-19 | 13 | 0 | -0.3159 | 0 | -0.31851 | 0 | -0.4563 | 0 | -0.4563 | 0 | 0 | 0 | 0 | 0 | 0 | 0 | 0 | 0 | 0
7742 | 2025-11-19 | 14 | 0 | -0.34422 | 0 | -0.34709 | 0 | -0.48278 | 0 | -0.48278 | 0 | 0 | 0 | 0 | 0 | 0 | 0 | 0 | 0 | 0
7743 | 2025-11-19 | 15 | 0 | -0.32631 | 0 | -0.329 | 0 | -0.46698 | 0 | -0.46698 | 0 | 0 | 0 | 0 | 0 | 0 | 0 | 0 | 0 | 0
7744 | 2025-11-19 | 16 | 0 | -0.29403 | 0 | -0.29642 | 0 | -0.44745 | 0 | -0.44745 | 0 | 0 | 0 | 0 | 0 | 0 | 0 | 0 | 0 | 0
7745 | 2025-11-19 | 17 | 0 | -0.25217 | 0 | -0.25416 | 0 | -0.42188 | 0 | -0.42188 | 0 | 0 | 0 | 0 | 0 | 0 | 0 | 0 | 0 | 0
7746 | 2025-11-19 | 18 | 0 | -0.18379 | 0 | -0.18513 | 0 | -0.38137 | 0 | -0.38137 | 0 | 0 | 0 | 0 | 0 | 0 | 0 | 0 | 0 | 0
7747 | 2025-11-19 | 19 | 0 | -0.12481 | 0 | -0.12559 | 0 | -0.3335 | 0 | -0.3335 | 0 | 0.3 | 0 | -0.037444 | 0 | -0.037678 | 0 | -0.10005 | 0 | -0.10005
7748 | 2025-11-19 | 20 | 0 | -0.10829 | 0 | -0.10892 | 0 | -0.30907 | 0 | -0.30907 | 0 | 0.3 | 0 | -0.032487 | 0 | -0.032676 | 0 | -0.092722 | 0 | -0.092722
7749 | 2025-11-19 | 21 | 0 | -0.12161 | 0 | -0.12238 | 0 | -0.3108 | 0 | -0.3108 | 0 | 0 | 0 | 0 | 0 | 0 | 0 | 0 | 0 | 0
7750 | 2025-11-19 | 22 | 0 | -0.19215 | 0 | -0.19357 | 0 | -0.37067 | 0 | -0.37067 | 0 | 0 | 0 | 0 | 0 | 0 | 0 | 0 | 0 | 0
7751 | 2025-11-19 | 23 | 0 | -0.30642 | 0 | -0.30891 | 0 | -0.47035 | 0 | -0.47035 | 0 | 0 | 0 | 0 | 0 | 0 | 0 | 0 | 0 | 0
7752 | 2025-11-19 | 24 | 0 | -0.43417 | 0 | -0.43785 | 0 | -0.58212 | 0 | -0.58212 | 0 | 0 | 0 | 0 | 0 | 0 | 0 | 0 | 0 | 0
7753 | 2025-11-20 | 1 | 0 | -0.52741 | 0 | -0.53197 | 0 | -0.65789 | 0 | -0.65789 | 0 | 0 | 0 | 0 | 0 | 0 | 0 | 0 | 0 | 0
7754 | 2025-11-20 | 2 | 0 | -0.55161 | 0 | -0.5564 | 0 | -0.67113 | 0 | -0.67113 | 0 | 0 | 0 | 0 | 0 | 0 | 0 | 0 | 0 | 0
7755 | 2025-11-20 | 3 | 0 | -0.58887 | 0 | -0.59402 | 0 | -0.70345 | 0 | -0.70345 | 0 | 0 | 0 | 0 | 0 | 0 | 0 | 0 | 0 | 0
7756 | 2025-11-20 | 4 | 0 | -0.68201 | 0 | -0.68294 | 0 | -0.78618 | 0 | -0.78618 | 0 | 0 | 0 | 0 | 0 | 0 | 0 | 0 | 0 | 0
7757 | 2025-11-20 | 5 | 0 | -0.70554 | 0 | -0.69891 | 0 | -0.8074 | 0 | -0.8074 | 0 | 0 | 0 | 0 | 0 | 0 | 0 | 0 | 0 | 0
7758 | 2025-11-20 | 6 | 0 | -0.67186 | 0 | -0.66557 | 0 | -0.77575 | 0 | -0.77575 | 0 | 0 | 0 | 0 | 0 | 0 | 0 | 0 | 0 | 0
7759 | 2025-11-20 | 7 | 0 | -0.70372 | 0 | -0.70468 | 0 | -0.81957 | 0 | -0.81957 | 0 | 0 | 0 | 0 | 0 | 0 | 0 | 0 | 0 | 0
7760 | 2025-11-20 | 8 | 0 | -0.68392 | 0 | -0.6706 | 0 | -0.80665 | 0 | -0.80665 | 0 | 0 | 0 | 0 | 0 | 0 | 0 | 0 | 0 | 0
7761 | 2025-11-20 | 9 | 0 | -0.81145 | 0 | -0.80379 | 0 | -0.93466 | 0 | -0.93466 | 0 | 0 | 0 | 0 | 0 | 0 | 0 | 0 | 0 | 0
7762 | 2025-11-20 | 10 | 0 | -0.92367 | 0 | -0.91491 | 0 | -1.0429 | 0 | -1.0429 | 0 | 0 | 0 | 0 | 0 | 0 | 0 | 0 | 0 | 0
7763 | 2025-11-20 | 11 | 0 | -0.84128 | 0 | -0.83332 | 0 | -0.9632 | 0 | -0.9632 | 0 | 0 | 0 | 0 | 0 | 0 | 0 | 0 | 0 | 0
7764 | 2025-11-20 | 12 | 0 | -0.75902 | 0 | -0.75189 | 0 | -0.88618 | 0 | -0.88618 | 0 | 0 | 0 | 0 | 0 | 0 | 0 | 0 | 0 | 0
7765 | 2025-11-20 | 13 | 0 | -0.71689 | 0 | -0.71016 | 0 | -0.84744 | 0 | -0.84744 | 0 | 0 | 0 | 0 | 0 | 0 | 0 | 0 | 0 | 0
7766 | 2025-11-20 | 14 | 0 | -0.70495 | 0 | -0.71115 | 0 | -0.84315 | 0 | -0.84315 | 0 | 0 | 0 | 0 | 0 | 0 | 0 | 0 | 0 | 0
7767 | 2025-11-20 | 15 | 0 | -0.68578 | 0 | -0.68671 | 0 | -0.82139 | 0 | -0.82139 | 0 | 0 | 0 | 0 | 0 | 0 | 0 | 0 | 0 | 0
7768 | 2025-11-20 | 16 | 0 | -0.7319 | 0 | -0.72504 | 0 | -0.8669 | 0 | -0.8669 | 0 | 0 | 0 | 0 | 0 | 0 | 0 | 0 | 0 | 0
7769 | 2025-11-20 | 17 | 0 | -0.62823 | 0 | -0.62908 | 0 | -0.78466 | 0 | -0.78466 | 0 | 0 | 0 | 0 | 0 | 0 | 0 | 0 | 0 | 0
7770 | 2025-11-20 | 18 | 0 | -0.56227 | 0 | -0.54624 | 0 | -0.74536 | 0 | -0.74536 | 0 | 0 | 0 | 0 | 0 | 0 | 0 | 0 | 0 | 0
7771 | 2025-11-20 | 19 | 0 | -0.53988 | 0 | -0.52961 | 0 | -0.73522 | 0 | -0.73522 | 0 | 0.3 | 0 | -0.16196 | 0 | -0.15888 | 0 | -0.22057 | 0 | -0.22057
7772 | 2025-11-20 | 20 | 0 | -0.51622 | 0 | -0.50161 | 0 | -0.70034 | 0 | -0.70034 | 0 | 0.3 | 0 | -0.15487 | 0 | -0.15048 | 0 | -0.2101 | 0 | -0.2101
7773 | 2025-11-20 | 21 | 0 | -0.56331 | 0 | -0.55251 | 0 | -0.73289 | 0 | -0.73289 | 0 | 0 | 0 | 0 | 0 | 0 | 0 | 0 | 0 | 0
7774 | 2025-11-20 | 22 | 0 | -0.64452 | 0 | -0.62592 | 0 | -0.79902 | 0 | -0.79902 | 0 | 0 | 0 | 0 | 0 | 0 | 0 | 0 | 0 | 0
7775 | 2025-11-20 | 23 | 0 | -0.66644 | 0 | -0.64714 | 0 | -0.8071 | 0 | -0.8071 | 0 | 0 | 0 | 0 | 0 | 0 | 0 | 0 | 0 | 0
7776 | 2025-11-20 | 24 | 0 | 0 | 0 | 0 | 0 | -0.83049 | 0 | -0.83049 | 0 | 0 | 0 | 0 | 0 | 0 | 0 | 0 | 0 | 0
7777 | 2025-11-21 | 1 | 0 | 0 | 0 | 0 | 0 | -0.85865 | 0 | -0.85865 | 0 | 0 | 0 | 0 | 0 | 0 | 0 | 0 | 0 | 0
7778 | 2025-11-21 | 2 | 0 | -0.78024 | 0 | -0.75736 | 0 | -0.88035 | 0 | -0.88035 | 0 | 0 | 0 | 0 | 0 | 0 | 0 | 0 | 0 | 0
7779 | 2025-11-21 | 3 | 0 | -0.81116 | 0 | -0.78732 | 0 | -0.90435 | 0 | -0.90435 | 0 | 0 | 0 | 0 | 0 | 0 | 0 | 0 | 0 | 0
7780 | 2025-11-21 | 4 | 0 | -0.80984 | 0 | -0.79388 | 0 | -0.90356 | 0 | -0.90356 | 0 | 0 | 0 | 0 | 0 | 0 | 0 | 0 | 0 | 0
7781 | 2025-11-21 | 5 | 0 | -0.81418 | 0 | -0.79023 | 0 | -0.90269 | 0 | -0.90269 | 0 | 0 | 0 | 0 | 0 | 0 | 0 | 0 | 0 | 0
7782 | 2025-11-21 | 6 | 0 | 0 | 0 | 0 | 0 | -0.87357 | 0 | -0.87357 | 0 | 0 | 0 | 0 | 0 | 0 | 0 | 0 | 0 | 0
7783 | 2025-11-21 | 7 | 0 | -0.72881 | 0 | -0.70751 | 0 | -0.83258 | 0 | -0.83258 | 0 | 0 | 0 | 0 | 0 | 0 | 0 | 0 | 0 | 0
7784 | 2025-11-21 | 8 | 0 | -0.6938 | 0 | -0.68026 | 0 | -0.81473 | 0 | -0.81473 | 0 | 0 | 0 | 0 | 0 | 0 | 0 | 0 | 0 | 0
7785 | 2025-11-21 | 9 | 0 | -0.74018 | 0 | -0.72569 | 0 | -0.86141 | 0 | -0.86141 | 0 | 0 | 0 | 0 | 0 | 0 | 0 | 0 | 0 | 0
7786 | 2025-11-21 | 10 | 0 | -0.66047 | 0 | -0.6543 | 0 | -0.78606 | 0 | -0.78606 | 0 | 0 | 0 | 0 | 0 | 0 | 0 | 0 | 0 | 0
7787 | 2025-11-21 | 11 | 0 | -0.34122 | 0 | -0.34166 | 0 | -0.47166 | 0 | -0.47166 | 0 | 0 | 0 | 0 | 0 | 0 | 0 | 0 | 0 | 0
7788 | 2025-11-21 | 12 | 0 | -0.35857 | 0 | -0.35904 | 0 | -0.49577 | 0 | -0.49577 | 0 | 0 | 0 | 0 | 0 | 0 | 0 | 0 | 0 | 0
7789 | 2025-11-21 | 13 | 0 | -0.37635 | 0 | -0.37951 | 0 | -0.51982 | 0 | -0.51982 | 0 | 0 | 0 | 0 | 0 | 0 | 0 | 0 | 0 | 0
7790 | 2025-11-21 | 14 | 0 | -0.3598 | 0 | -0.3628 | 0 | -0.5038 | 0 | -0.5038 | 0 | 0 | 0 | 0 | 0 | 0 | 0 | 0 | 0 | 0
7791 | 2025-11-21 | 15 | 0 | -0.36922 | 0 | -0.37231 | 0 | -0.51236 | 0 | -0.51236 | 0 | 0 | 0 | 0 | 0 | 0 | 0 | 0 | 0 | 0
7792 | 2025-11-21 | 16 | 0 | -0.45944 | 0 | -0.45075 | 0 | -0.60089 | 0 | -0.60089 | 0 | 0 | 0 | 0 | 0 | 0 | 0 | 0 | 0 | 0
7793 | 2025-11-21 | 17 | 0 | -0.54077 | 0 | -0.52536 | 0 | -0.69369 | 0 | -0.69369 | 0 | 0 | 0 | 0 | 0 | 0 | 0 | 0 | 0 | 0
7794 | 2025-11-21 | 18 | 0 | -0.46325 | 0 | -0.45456 | 0 | -0.65053 | 0 | -0.65053 | 0 | 0 | 0 | 0 | 0 | 0 | 0 | 0 | 0 | 0
7795 | 2025-11-21 | 19 | 0 | -0.3462 | 0 | -0.34663 | 0 | -0.54816 | 0 | -0.54816 | 0 | 0.3 | 0 | -0.10386 | 0 | -0.10399 | 0 | -0.16445 | 0 | -0.16445
7796 | 2025-11-21 | 20 | 0 | -0.3384 | 0 | -0.33883 | 0 | -0.5309 | 0 | -0.5309 | 0 | 0.3 | 0 | -0.10152 | 0 | -0.10165 | 0 | -0.15927 | 0 | -0.15927
7797 | 2025-11-21 | 21 | 0 | -0.35439 | 0 | -0.35485 | 0 | -0.53414 | 0 | -0.53414 | 0 | 0 | 0 | 0 | 0 | 0 | 0 | 0 | 0 | 0
7798 | 2025-11-21 | 22 | 0 | -0.39651 | 0 | -0.39703 | 0 | -0.56654 | 0 | -0.56654 | 0 | 0 | 0 | 0 | 0 | 0 | 0 | 0 | 0 | 0
7799 | 2025-11-21 | 23 | 0 | -0.46435 | 0 | -0.46832 | 0 | -0.62038 | 0 | -0.62038 | 0 | 0 | 0 | 0 | 0 | 0 | 0 | 0 | 0 | 0
7800 | 2025-11-21 | 24 | 0 | -0.56541 | 0 | -0.57032 | 0 | -0.70571 | 0 | -0.70571 | 0 | 0 | 0 | 0 | 0 | 0 | 0 | 0 | 0 | 0
7801 | 2025-11-22 | 1 | 0 | -0.71054 | 0 | -0.71681 | 0 | -0.83492 | 0 | -0.83492 | 0 | 0 | 0 | 0 | 0 | 0 | 0 | 0 | 0 | 0
7802 | 2025-11-22 | 2 | 0 | -0.79257 | 0 | -0.7996 | 0 | -0.90812 | 0 | -0.90812 | 0 | 0 | 0 | 0 | 0 | 0 | 0 | 0 | 0 | 0
7803 | 2025-11-22 | 3 | 0 | -0.81921 | 0 | -0.82649 | 0 | -0.92735 | 0 | -0.92735 | 0 | 0 | 0 | 0 | 0 | 0 | 0 | 0 | 0 | 0
7804 | 2025-11-22 | 4 | 0 | -0.82684 | 0 | -0.82797 | 0 | -0.92811 | 0 | -0.92811 | 0 | 0 | 0 | 0 | 0 | 0 | 0 | 0 | 0 | 0
7805 | 2025-11-22 | 5 | 0 | -0.79026 | 0 | -0.79135 | 0 | -0.88997 | 0 | -0.88997 | 0 | 0 | 0 | 0 | 0 | 0 | 0 | 0 | 0 | 0
7806 | 2025-11-22 | 6 | 0 | -0.7419 | 0 | -0.74292 | 0 | -0.84562 | 0 | -0.84562 | 0 | 0 | 0 | 0 | 0 | 0 | 0 | 0 | 0 | 0
7807 | 2025-11-22 | 7 | 0 | -0.68908 | 0 | -0.69002 | 0 | -0.80355 | 0 | -0.80355 | 0 | 0 | 0 | 0 | 0 | 0 | 0 | 0 | 0 | 0
7808 | 2025-11-22 | 8 | 0 | -0.66454 | 0 | -0.66545 | 0 | -0.79174 | 0 | -0.79174 | 0 | 0 | 0 | 0 | 0 | 0 | 0 | 0 | 0 | 0
7809 | 2025-11-22 | 9 | 0 | -0.70835 | 0 | -0.70931 | 0 | -0.83793 | 0 | -0.83793 | 0 | 0 | 0 | 0 | 0 | 0 | 0 | 0 | 0 | 0
7810 | 2025-11-22 | 10 | 0 | -0.6724 | 0 | -0.6783 | 0 | -0.80562 | 0 | -0.80562 | 0 | 0 | 0 | 0 | 0 | 0 | 0 | 0 | 0 | 0
7811 | 2025-11-22 | 11 | 0 | -0.58064 | 0 | -0.5857 | 0 | -0.71591 | 0 | -0.71591 | 0 | 0 | 0 | 0 | 0 | 0 | 0 | 0 | 0 | 0
7812 | 2025-11-22 | 12 | 0 | -0.49573 | 0 | -0.5 | 0 | -0.63525 | 0 | -0.63525 | 0 | 0 | 0 | 0 | 0 | 0 | 0 | 0 | 0 | 0
7813 | 2025-11-22 | 13 | 0 | -0.36758 | 0 | -0.3707 | 0 | -0.50461 | 0 | -0.50461 | 0 | 0 | 0 | 0 | 0 | 0 | 0 | 0 | 0 | 0
7814 | 2025-11-22 | 14 | 0 | -0.091128 | 0 | -0.091738 | 0 | -0.21124 | 0 | -0.21124 | 0 | 0 | 0 | 0 | 0 | 0 | 0 | 0 | 0 | 0
7815 | 2025-11-22 | 15 | 0 | -0.061563 | 0 | -0.061994 | 0 | -0.11661 | 0 | -0.11661 | 0 | 0 | 0 | 0 | 0 | 0 | 0 | 0 | 0 | 0
7816 | 2025-11-22 | 16 | 0 | -0.018923 | 0 | -0.018963 | 0 | -0.087012 | 0 | -0.087012 | 0 | 0 | 0 | 0 | 0 | 0 | 0 | 0 | 0 | 0
7817 | 2025-11-22 | 17 | 0 | -0.090162 | 0 | -0.090735 | 0 | -0.18895 | 0 | -0.18895 | 0 | 0 | 0 | 0 | 0 | 0 | 0 | 0 | 0 | 0
7818 | 2025-11-22 | 18 | 0 | -0.068077 | 0 | -0.068354 | 0 | -0.24508 | 0 | -0.24508 | 0 | 0 | 0 | 0 | 0 | 0 | 0 | 0 | 0 | 0
7819 | 2025-11-22 | 19 | 0 | -0.073386 | 0 | -0.073755 | 0 | -0.19455 | 0 | -0.19455 | 0 | 0 | 0 | 0 | 0 | 0 | 0 | 0 | 0 | 0
7820 | 2025-11-22 | 20 | 0 | -0.073867 | 0 | -0.074239 | 0 | -0.19366 | 0 | -0.19366 | 0 | 0 | 0 | 0 | 0 | 0 | 0 | 0 | 0 | 0
7821 | 2025-11-22 | 21 | 0 | -0.076472 | 0 | -0.07685 | 0 | -0.21869 | 0 | -0.21869 | 0 | 0 | 0 | 0 | 0 | 0 | 0 | 0 | 0 | 0
7822 | 2025-11-22 | 22 | 0 | -0.1028 | 0 | -0.10341 | 0 | -0.26715 | 0 | -0.26715 | 0 | 0 | 0 | 0 | 0 | 0 | 0 | 0 | 0 | 0
7823 | 2025-11-22 | 23 | 0 | -0.21703 | 0 | -0.2187 | 0 | -0.3817 | 0 | -0.3817 | 0 | 0 | 0 | 0 | 0 | 0 | 0 | 0 | 0 | 0
7824 | 2025-11-22 | 24 | 0 | -0.34512 | 0 | -0.34798 | 0 | -0.49371 | 0 | -0.49371 | 0 | 0 | 0 | 0 | 0 | 0 | 0 | 0 | 0 | 0
7825 | 2025-11-23 | 1 | 0 | -0.52081 | 0 | -0.5215 | 0 | -0.64928 | 0 | -0.64928 | 0 | 0 | 0 | 0 | 0 | 0 | 0 | 0 | 0 | 0
7826 | 2025-11-23 | 2 | 0 | -0.58659 | 0 | -0.5917 | 0 | -0.70773 | 0 | -0.70773 | 0 | 0 | 0 | 0 | 0 | 0 | 0 | 0 | 0 | 0
7827 | 2025-11-23 | 3 | 0 | -0.62121 | 0 | -0.62666 | 0 | -0.73316 | 0 | -0.73316 | 0 | 0 | 0 | 0 | 0 | 0 | 0 | 0 | 0 | 0
7828 | 2025-11-23 | 4 | 0 | -0.66642 | 0 | -0.67228 | 0 | -0.77516 | 0 | -0.77516 | 0 | 0 | 0 | 0 | 0 | 0 | 0 | 0 | 0 | 0
7829 | 2025-11-23 | 5 | 0 | -0.68758 | 0 | -0.68852 | 0 | -0.79058 | 0 | -0.79058 | 0 | 0 | 0 | 0 | 0 | 0 | 0 | 0 | 0 | 0
7830 | 2025-11-23 | 6 | 0 | -0.69635 | 0 | -0.68273 | 0 | -0.79662 | 0 | -0.79662 | 0 | 0 | 0 | 0 | 0 | 0 | 0 | 0 | 0 | 0
7831 | 2025-11-23 | 7 | 0 | -0.63863 | 0 | -0.6395 | 0 | -0.75487 | 0 | -0.75487 | 0 | 0 | 0 | 0 | 0 | 0 | 0 | 0 | 0 | 0
7832 | 2025-11-23 | 8 | 0 | -0.60133 | 0 | -0.59575 | 0 | -0.72744 | 0 | -0.72744 | 0 | 0 | 0 | 0 | 0 | 0 | 0 | 0 | 0 | 0
7833 | 2025-11-23 | 9 | 0 | -0.48474 | 0 | -0.48893 | 0 | -0.61881 | 0 | -0.61881 | 0 | 0 | 0 | 0 | 0 | 0 | 0 | 0 | 0 | 0
7834 | 2025-11-23 | 10 | 0 | -0.3872 | 0 | -0.39059 | 0 | -0.51061 | 0 | -0.51061 | 0 | 0 | 0 | 0 | 0 | 0 | 0 | 0 | 0 | 0
7835 | 2025-11-23 | 11 | 0 | -0.093618 | 0 | -0.094312 | 0 | -0.1805 | 0 | -0.1805 | 0 | 0 | 0 | 0 | 0 | 0 | 0 | 0 | 0 | 0
7836 | 2025-11-23 | 12 | 0 | -0.0068337 | 0 | -0.0068337 | 0 | -0.041902 | 0 | -0.041902 | 0 | 0 | 0 | 0 | 0 | 0 | 0 | 0 | 0 | 0
7837 | 2025-11-23 | 13 | 0 | 0 | 0 | 0 | 0 | 0 | 0 | 0 | 0 | 0 | 0 | 0 | 0 | 0 | 0 | 0 | 0 | 0
7838 | 2025-11-23 | 14 | 0 | 0 | 0 | 0 | 0 | 0 | 0 | 0 | 0 | 0 | 0 | 0 | 0 | 0 | 0 | 0 | 0 | 0
7839 | 2025-11-23 | 15 | 0 | 0 | 0 | 0 | 0 | 0 | 0 | 0 | 0 | 0 | 0 | 0 | 0 | 0 | 0 | 0 | 0 | 0
7840 | 2025-11-23 | 16 | 0 | -0.0060582 | 0 | -0.0060582 | 0 | -0.030426 | 0 | -0.030426 | 0 | 0 | 0 | 0 | 0 | 0 | 0 | 0 | 0 | 0
7841 | 2025-11-23 | 17 | 0 | -0.065843 | 0 | -0.066128 | 0 | -0.22406 | 0 | -0.22406 | 0 | 0 | 0 | 0 | 0 | 0 | 0 | 0 | 0 | 0
7842 | 2025-11-23 | 18 | 0 | -0.11447 | 0 | -0.11517 | 0 | -0.29719 | 0 | -0.29719 | 0 | 0 | 0 | 0 | 0 | 0 | 0 | 0 | 0 | 0
7843 | 2025-11-23 | 19 | 0 | -0.099371 | 0 | -0.099913 | 0 | -0.30344 | 0 | -0.30344 | 0 | 0 | 0 | 0 | 0 | 0 | 0 | 0 | 0 | 0
7844 | 2025-11-23 | 20 | 0 | -0.17504 | 0 | -0.17629 | 0 | -0.37419 | 0 | -0.37419 | 0 | 0 | 0 | 0 | 0 | 0 | 0 | 0 | 0 | 0
7845 | 2025-11-23 | 21 | 0 | -0.17018 | 0 | -0.17139 | 0 | -0.35636 | 0 | -0.35636 | 0 | 0 | 0 | 0 | 0 | 0 | 0 | 0 | 0 | 0
7846 | 2025-11-23 | 22 | 0 | -0.12131 | 0 | -0.12207 | 0 | -0.30742 | 0 | -0.30742 | 0 | 0 | 0 | 0 | 0 | 0 | 0 | 0 | 0 | 0
7847 | 2025-11-23 | 23 | 0 | -0.19181 | 0 | -0.19322 | 0 | -0.37103 | 0 | -0.37103 | 0 | 0 | 0 | 0 | 0 | 0 | 0 | 0 | 0 | 0
7848 | 2025-11-23 | 24 | 0 | -0.33438 | 0 | -0.33714 | 0 | -0.49433 | 0 | -0.49433 | 0 | 0 | 0 | 0 | 0 | 0 | 0 | 0 | 0 | 0
7849 | 2025-11-24 | 1 | 0 | -0.46405 | 0 | -0.46803 | 0 | -0.60324 | 0 | -0.60324 | 0 | 0 | 0 | 0 | 0 | 0 | 0 | 0 | 0 | 0
7850 | 2025-11-24 | 2 | 0 | -0.52645 | 0 | -0.53101 | 0 | -0.65612 | 0 | -0.65612 | 0 | 0 | 0 | 0 | 0 | 0 | 0 | 0 | 0 | 0
7851 | 2025-11-24 | 3 | 0 | -0.56203 | 0 | -0.56692 | 0 | -0.68202 | 0 | -0.68202 | 0 | 0 | 0 | 0 | 0 | 0 | 0 | 0 | 0 | 0
7852 | 2025-11-24 | 4 | 0 | -0.65716 | 0 | -0.66294 | 0 | -0.7698 | 0 | -0.7698 | 0 | 0 | 0 | 0 | 0 | 0 | 0 | 0 | 0 | 0
7853 | 2025-11-24 | 5 | 0 | -0.8516 | 0 | -0.85919 | 0 | -0.95681 | 0 | -0.95681 | 0 | 0 | 0 | 0 | 0 | 0 | 0 | 0 | 0 | 0
7854 | 2025-11-24 | 6 | 0 | -0.87124 | 0 | -0.879 | 0 | -0.97921 | 0 | -0.97921 | 0 | 0 | 0 | 0 | 0 | 0 | 0 | 0 | 0 | 0
7855 | 2025-11-24 | 7 | 0 | -0.84916 | 0 | -0.85672 | 0 | -0.96504 | 0 | -0.96504 | 0 | 0 | 0 | 0 | 0 | 0 | 0 | 0 | 0 | 0
7856 | 2025-11-24 | 8 | 0 | -0.84035 | 0 | -0.84782 | 0 | -0.96781 | 0 | -0.96781 | 0 | 0 | 0 | 0 | 0 | 0 | 0 | 0 | 0 | 0
7857 | 2025-11-24 | 9 | 0 | -0.64591 | 0 | -0.65156 | 0 | -0.77937 | 0 | -0.77937 | 0 | 0 | 0 | 0 | 0 | 0 | 0 | 0 | 0 | 0
7858 | 2025-11-24 | 10 | 0 | -0.41464 | 0 | -0.41817 | 0 | -0.54737 | 0 | -0.54737 | 0 | 0 | 0 | 0 | 0 | 0 | 0 | 0 | 0 | 0
7859 | 2025-11-24 | 11 | 0 | -0.55263 | 0 | -0.55743 | 0 | -0.68285 | 0 | -0.68285 | 0 | 0 | 0 | 0 | 0 | 0 | 0 | 0 | 0 | 0
7860 | 2025-11-24 | 12 | 0 | -0.55857 | 0 | -0.56342 | 0 | -0.6941 | 0 | -0.6941 | 0 | 0 | 0 | 0 | 0 | 0 | 0 | 0 | 0 | 0
7861 | 2025-11-24 | 13 | 0 | -0.44537 | 0 | -0.44917 | 0 | -0.58487 | 0 | -0.58487 | 0 | 0 | 0 | 0 | 0 | 0 | 0 | 0 | 0 | 0
7862 | 2025-11-24 | 14 | 0 | -0.45624 | 0 | -0.46014 | 0 | -0.59289 | 0 | -0.59289 | 0 | 0 | 0 | 0 | 0 | 0 | 0 | 0 | 0 | 0
7863 | 2025-11-24 | 15 | 0 | -0.51514 | 0 | -0.51959 | 0 | -0.65255 | 0 | -0.65255 | 0 | 0 | 0 | 0 | 0 | 0 | 0 | 0 | 0 | 0
7864 | 2025-11-24 | 16 | 0 | -0.56704 | 0 | -0.57196 | 0 | -0.71524 | 0 | -0.71524 | 0 | 0 | 0 | 0 | 0 | 0 | 0 | 0 | 0 | 0
7865 | 2025-11-24 | 17 | 0 | -0.56645 | 0 | -0.57135 | 0 | -0.72907 | 0 | -0.72907 | 0 | 0 | 0 | 0 | 0 | 0 | 0 | 0 | 0 | 0
7866 | 2025-11-24 | 18 | 0 | -0.42023 | 0 | -0.42078 | 0 | -0.61289 | 0 | -0.61289 | 0 | 0 | 0 | 0 | 0 | 0 | 0 | 0 | 0 | 0
7867 | 2025-11-24 | 19 | 0 | -0.36241 | 0 | -0.3654 | 0 | -0.56718 | 0 | -0.56718 | 0 | 0.3 | 0 | -0.10872 | 0 | -0.10962 | 0 | -0.17015 | 0 | -0.17015
7868 | 2025-11-24 | 20 | 0 | -0.38457 | 0 | -0.38506 | 0 | -0.57838 | 0 | -0.57838 | 0 | 0.3 | 0 | -0.11537 | 0 | -0.11552 | 0 | -0.17352 | 0 | -0.17352
7869 | 2025-11-24 | 21 | 0 | -0.38675 | 0 | -0.38331 | 0 | -0.56634 | 0 | -0.56634 | 0 | 0 | 0 | 0 | 0 | 0 | 0 | 0 | 0 | 0
7870 | 2025-11-24 | 22 | 0 | -0.40953 | 0 | -0.40587 | 0 | -0.57835 | 0 | -0.57835 | 0 | 0 | 0 | 0 | 0 | 0 | 0 | 0 | 0 | 0
7871 | 2025-11-24 | 23 | 0 | -0.53379 | 0 | -0.52888 | 0 | -0.68534 | 0 | -0.68534 | 0 | 0 | 0 | 0 | 0 | 0 | 0 | 0 | 0 | 0
7872 | 2025-11-24 | 24 | 0 | -0.65841 | 0 | -0.64561 | 0 | -0.79017 | 0 | -0.79017 | 0 | 0 | 0 | 0 | 0 | 0 | 0 | 0 | 0 | 0
7873 | 2025-11-25 | 1 | 0 | 0 | 0 | 0 | 0 | -0.86946 | 0 | -0.86946 | 0 | 0 | 0 | 0 | 0 | 0 | 0 | 0 | 0 | 0
7874 | 2025-11-25 | 2 | 0 | 0 | 0 | 0 | 0 | -0.92853 | 0 | -0.92853 | 0 | 0 | 0 | 0 | 0 | 0 | 0 | 0 | 0 | 0
7875 | 2025-11-25 | 3 | 0 | 0 | 0 | 0 | 0 | -0.97222 | 0 | -0.97222 | 0 | 0 | 0 | 0 | 0 | 0 | 0 | 0 | 0 | 0
7876 | 2025-11-25 | 4 | 0 | 0 | 0 | 0 | 0 | -1.0313 | 0 | -1.0313 | 0 | 0 | 0 | 0 | 0 | 0 | 0 | 0 | 0 | 0
7877 | 2025-11-25 | 5 | 0 | 0 | 0 | 0 | 0 | -1.0433 | 0 | -1.0433 | 0 | 0 | 0 | 0 | 0 | 0 | 0 | 0 | 0 | 0
7878 | 2025-11-25 | 6 | 0 | 0 | 0 | 0 | 0 | -1.0367 | 0 | -1.0367 | 0 | 0 | 0 | 0 | 0 | 0 | 0 | 0 | 0 | 0
7879 | 2025-11-25 | 7 | 0 | 0 | 0 | 0 | 0 | -1.0283 | 0 | -1.0283 | 0 | 0 | 0 | 0 | 0 | 0 | 0 | 0 | 0 | 0
7880 | 2025-11-25 | 8 | 0 | 0 | 0 | 0 | 0 | -1.0143 | 0 | -1.0143 | 0 | 0 | 0 | 0 | 0 | 0 | 0 | 0 | 0 | 0
7881 | 2025-11-25 | 9 | 0 | 0 | 0 | 0 | 0 | -0.80195 | 0 | -0.80195 | 0 | 0 | 0 | 0 | 0 | 0 | 0 | 0 | 0 | 0
7882 | 2025-11-25 | 10 | 0 | 0 | 0 | 0 | 0 | -0.72735 | 0 | -0.72735 | 0 | 0 | 0 | 0 | 0 | 0 | 0 | 0 | 0 | 0
7883 | 2025-11-25 | 11 | 0 | -0.51523 | 0 | -0.50051 | 0 | -0.64347 | 0 | -0.64347 | 0 | 0 | 0 | 0 | 0 | 0 | 0 | 0 | 0 | 0
7884 | 2025-11-25 | 12 | 0 | 0 | 0 | 0 | 0 | -0.50911 | 0 | -0.50911 | 0 | 0 | 0 | 0 | 0 | 0 | 0 | 0 | 0 | 0
7885 | 2025-11-25 | 13 | 0 | -0.34438 | 0 | -0.34133 | 0 | -0.48261 | 0 | -0.48261 | 0 | 0 | 0 | 0 | 0 | 0 | 0 | 0 | 0 | 0
7886 | 2025-11-25 | 14 | 0 | -0.23843 | 0 | -0.23219 | 0 | -0.37779 | 0 | -0.37779 | 0 | 0 | 0 | 0 | 0 | 0 | 0 | 0 | 0 | 0
7887 | 2025-11-25 | 15 | 0 | 0 | 0 | 0 | 0 | -0.39565 | 0 | -0.39565 | 0 | 0 | 0 | 0 | 0 | 0 | 0 | 0 | 0 | 0
7888 | 2025-11-25 | 16 | 0 | 0 | 0 | 0 | 0 | -0.3748 | 0 | -0.3748 | 0 | 0 | 0 | 0 | 0 | 0 | 0 | 0 | 0 | 0
7889 | 2025-11-25 | 17 | 0 | 0 | 0 | 0 | 0 | -0.51253 | 0 | -0.51253 | 0 | 0 | 0 | 0 | 0 | 0 | 0 | 0 | 0 | 0
7890 | 2025-11-25 | 18 | 0 | 0 | 0 | 0 | 0 | -0.55806 | 0 | -0.55806 | 0 | 0 | 0 | 0 | 0 | 0 | 0 | 0 | 0 | 0
7891 | 2025-11-25 | 19 | 0 | 0 | 0 | 0 | 0 | -0.55943 | 0 | -0.55943 | 0 | 0.3 | 0 | 0 | 0 | 0 | 0 | -0.16783 | 0 | -0.16783
7892 | 2025-11-25 | 20 | 0 | 0 | 0 | 0 | 0 | -0.56045 | 0 | -0.56045 | 0 | 0.3 | 0 | 0 | 0 | 0 | 0 | -0.16814 | 0 | -0.16814
7893 | 2025-11-25 | 21 | 0 | 0 | 0 | 0 | 0 | -0.59126 | 0 | -0.59126 | 0 | 0 | 0 | 0 | 0 | 0 | 0 | 0 | 0 | 0
7894 | 2025-11-25 | 22 | 0 | 0 | 0 | 0 | 0 | -0.71502 | 0 | -0.71502 | 0 | 0 | 0 | 0 | 0 | 0 | 0 | 0 | 0 | 0
7895 | 2025-11-25 | 23 | 0 | 0 | 0 | 0 | 0 | -0.91162 | 0 | -0.91162 | 0 | 0 | 0 | 0 | 0 | 0 | 0 | 0 | 0 | 0
7896 | 2025-11-25 | 24 | 0 | 0 | 0 | 0 | 0 | -1.1099 | 0 | -1.1099 | 0 | 0 | 0 | 0 | 0 | 0 | 0 | 0 | 0 | 0
7897 | 2025-11-26 | 1 | 0 | 0 | 0 | 0 | 0 | -1.2756 | 0 | -1.2756 | 0 | 0 | 0 | 0 | 0 | 0 | 0 | 0 | 0 | 0
7898 | 2025-11-26 | 2 | 0 | 0 | 0 | 0 | 0 | -1.4317 | 0 | -1.4317 | 0 | 0 | 0 | 0 | 0 | 0 | 0 | 0 | 0 | 0
7899 | 2025-11-26 | 3 | 0 | 0 | 0 | 0 | 0 | -1.5102 | 0 | -1.5102 | 0 | 0 | 0 | 0 | 0 | 0 | 0 | 0 | 0 | 0
7900 | 2025-11-26 | 4 | 0 | 0 | 0 | 0 | 0 | -1.4006 | 0 | -1.4006 | 0 | 0 | 0 | 0 | 0 | 0 | 0 | 0 | 0 | 0
7901 | 2025-11-26 | 5 | 0 | 0 | 0 | 0 | 0 | -1.4526 | 0 | -1.4526 | 0 | 0 | 0 | 0 | 0 | 0 | 0 | 0 | 0 | 0
7902 | 2025-11-26 | 6 | 0 | 0 | 0 | 0 | 0 | -1.5439 | 0 | -1.5439 | 0 | 0 | 0 | 0 | 0 | 0 | 0 | 0 | 0 | 0
7903 | 2025-11-26 | 7 | 0 | 0 | 0 | 0 | 0 | -1.4736 | 0 | -1.4736 | 0 | 0 | 0 | 0 | 0 | 0 | 0 | 0 | 0 | 0
7904 | 2025-11-26 | 8 | 0 | 0 | 0 | 0 | 0 | -1.4468 | 0 | -1.4468 | 0 | 0 | 0 | 0 | 0 | 0 | 0 | 0 | 0 | 0
7905 | 2025-11-26 | 9 | 0 | 0 | 0 | 0 | 0 | -1.4574 | 0 | -1.4574 | 0 | 0 | 0 | 0 | 0 | 0 | 0 | 0 | 0 | 0
7906 | 2025-11-26 | 10 | 0 | 0 | 0 | 0 | 0 | -1.3095 | 0 | -1.3095 | 0 | 0 | 0 | 0 | 0 | 0 | 0 | 0 | 0 | 0
7907 | 2025-11-26 | 11 | 0 | -0.95703 | 0 | -0.92879 | 0 | -1.0708 | 0 | -1.0708 | 0 | 0 | 0 | 0 | 0 | 0 | 0 | 0 | 0 | 0
7908 | 2025-11-26 | 12 | 0 | -0.78704 | 0 | -0.77158 | 0 | -0.91134 | 0 | -0.91134 | 0 | 0 | 0 | 0 | 0 | 0 | 0 | 0 | 0 | 0
7909 | 2025-11-26 | 13 | 0 | -0.68736 | 0 | -0.68092 | 0 | -0.81929 | 0 | -0.81929 | 0 | 0 | 0 | 0 | 0 | 0 | 0 | 0 | 0 | 0
7910 | 2025-11-26 | 14 | 0 | -0.67054 | 0 | -0.66427 | 0 | -0.80342 | 0 | -0.80342 | 0 | 0 | 0 | 0 | 0 | 0 | 0 | 0 | 0 | 0
7911 | 2025-11-26 | 15 | 0 | -0.71714 | 0 | -0.70313 | 0 | -0.84559 | 0 | -0.84559 | 0 | 0 | 0 | 0 | 0 | 0 | 0 | 0 | 0 | 0
7912 | 2025-11-26 | 16 | 0 | -0.7255 | 0 | -0.71133 | 0 | -0.85837 | 0 | -0.85837 | 0 | 0 | 0 | 0 | 0 | 0 | 0 | 0 | 0 | 0
7913 | 2025-11-26 | 17 | 0 | -0.67067 | 0 | -0.65126 | 0 | -0.82008 | 0 | -0.82008 | 0 | 0 | 0 | 0 | 0 | 0 | 0 | 0 | 0 | 0
7914 | 2025-11-26 | 18 | 0 | -0.57237 | 0 | -0.55606 | 0 | -0.75728 | 0 | -0.75728 | 0 | 0 | 0 | 0 | 0 | 0 | 0 | 0 | 0 | 0
7915 | 2025-11-26 | 19 | 0 | 0 | 0 | 0 | 0 | -0.69825 | 0 | -0.69825 | 0 | 0.3 | 0 | 0 | 0 | 0 | 0 | -0.20947 | 0 | -0.20947
7916 | 2025-11-26 | 20 | 0 | -0.4665 | 0 | -0.45342 | 0 | -0.65384 | 0 | -0.65384 | 0 | 0.3 | 0 | -0.13995 | 0 | -0.13603 | 0 | -0.19615 | 0 | -0.19615
7917 | 2025-11-26 | 21 | 0 | 0 | 0 | 0 | 0 | -0.65525 | 0 | -0.65525 | 0 | 0 | 0 | 0 | 0 | 0 | 0 | 0 | 0 | 0
7918 | 2025-11-26 | 22 | 0 | 0 | 0 | 0 | 0 | -0.70204 | 0 | -0.70204 | 0 | 0 | 0 | 0 | 0 | 0 | 0 | 0 | 0 | 0
7919 | 2025-11-26 | 23 | 0 | 0 | 0 | 0 | 0 | -0.79565 | 0 | -0.79565 | 0 | 0 | 0 | 0 | 0 | 0 | 0 | 0 | 0 | 0
7920 | 2025-11-26 | 24 | 0 | 0 | 0 | 0 | 0 | -0.96514 | 0 | -0.96514 | 0 | 0 | 0 | 0 | 0 | 0 | 0 | 0 | 0 | 0
7921 | 2025-11-27 | 1 | 0 | 0 | 0 | 0 | 0 | -1.055 | 0 | -1.055 | 0 | 0 | 0 | 0 | 0 | 0 | 0 | 0 | 0 | 0
7922 | 2025-11-27 | 2 | 0 | 0 | 0 | 0 | 0 | -1.1258 | 0 | -1.1258 | 0 | 0 | 0 | 0 | 0 | 0 | 0 | 0 | 0 | 0
7923 | 2025-11-27 | 3 | 0 | 0 | 0 | 0 | 0 | -1.1819 | 0 | -1.1819 | 0 | 0 | 0 | 0 | 0 | 0 | 0 | 0 | 0 | 0
7924 | 2025-11-27 | 4 | 0 | 0 | 0 | 0 | 0 | -1.1762 | 0 | -1.1762 | 0 | 0 | 0 | 0 | 0 | 0 | 0 | 0 | 0 | 0
7925 | 2025-11-27 | 5 | 0 | 0 | 0 | 0 | 0 | -1.15 | 0 | -1.15 | 0 | 0 | 0 | 0 | 0 | 0 | 0 | 0 | 0 | 0
7926 | 2025-11-27 | 6 | 0 | 0 | 0 | 0 | 0 | -1.1253 | 0 | -1.1253 | 0 | 0 | 0 | 0 | 0 | 0 | 0 | 0 | 0 | 0
7927 | 2025-11-27 | 7 | 0 | 0 | 0 | 0 | 0 | -1.115 | 0 | -1.115 | 0 | 0 | 0 | 0 | 0 | 0 | 0 | 0 | 0 | 0
7928 | 2025-11-27 | 8 | 0 | -0.99305 | 0 | -0.96368 | 0 | -1.099 | 0 | -1.099 | 0 | 0 | 0 | 0 | 0 | 0 | 0 | 0 | 0 | 0
7929 | 2025-11-27 | 9 | 0 | -1.0499 | 0 | -1.0187 | 0 | -1.1569 | 0 | -1.1569 | 0 | 0 | 0 | 0 | 0 | 0 | 0 | 0 | 0 | 0
7930 | 2025-11-27 | 10 | 0 | -1.074 | 0 | -1.0422 | 0 | -1.1793 | 0 | -1.1793 | 0 | 0 | 0 | 0 | 0 | 0 | 0 | 0 | 0 | 0
7931 | 2025-11-27 | 11 | 0 | -0.98563 | 0 | -0.96609 | 0 | -1.0997 | 0 | -1.0997 | 0 | 0 | 0 | 0 | 0 | 0 | 0 | 0 | 0 | 0
7932 | 2025-11-27 | 12 | 0 | -0.62556 | 0 | -0.6264 | 0 | -0.75524 | 0 | -0.75524 | 0 | 0 | 0 | 0 | 0 | 0 | 0 | 0 | 0 | 0
7933 | 2025-11-27 | 13 | 0 | -0.38505 | 0 | -0.38829 | 0 | -0.52462 | 0 | -0.52462 | 0 | 0 | 0 | 0 | 0 | 0 | 0 | 0 | 0 | 0
7934 | 2025-11-27 | 14 | 0 | -0.31972 | 0 | -0.32235 | 0 | -0.4604 | 0 | -0.4604 | 0 | 0 | 0 | 0 | 0 | 0 | 0 | 0 | 0 | 0
7935 | 2025-11-27 | 15 | 0 | -0.37978 | 0 | -0.38297 | 0 | -0.51688 | 0 | -0.51688 | 0 | 0 | 0 | 0 | 0 | 0 | 0 | 0 | 0 | 0
7936 | 2025-11-27 | 16 | 0 | -0.4635 | 0 | -0.46412 | 0 | -0.60032 | 0 | -0.60032 | 0 | 0 | 0 | 0 | 0 | 0 | 0 | 0 | 0 | 0
7937 | 2025-11-27 | 17 | 0 | -0.47581 | 0 | -0.47149 | 0 | -0.63528 | 0 | -0.63528 | 0 | 0 | 0 | 0 | 0 | 0 | 0 | 0 | 0 | 0
7938 | 2025-11-27 | 18 | 0 | -0.41651 | 0 | -0.40876 | 0 | -0.60562 | 0 | -0.60562 | 0 | 0 | 0 | 0 | 0 | 0 | 0 | 0 | 0 | 0
7939 | 2025-11-27 | 19 | 0 | -0.37389 | 0 | -0.36367 | 0 | -0.57453 | 0 | -0.57453 | 0 | 0.3 | 0 | -0.11217 | 0 | -0.1091 | 0 | -0.17236 | 0 | -0.17236
7940 | 2025-11-27 | 20 | 0 | -0.38771 | 0 | -0.38056 | 0 | -0.57936 | 0 | -0.57936 | 0 | 0.3 | 0 | -0.11631 | 0 | -0.11417 | 0 | -0.17381 | 0 | -0.17381
7941 | 2025-11-27 | 21 | 0 | 0 | 0 | 0 | 0 | -0.6897 | 0 | -0.6897 | 0 | 0 | 0 | 0 | 0 | 0 | 0 | 0 | 0 | 0
7942 | 2025-11-27 | 22 | 0 | 0 | 0 | 0 | 0 | -0.79104 | 0 | -0.79104 | 0 | 0 | 0 | 0 | 0 | 0 | 0 | 0 | 0 | 0
7943 | 2025-11-27 | 23 | 0 | 0 | 0 | 0 | 0 | -0.96553 | 0 | -0.96553 | 0 | 0 | 0 | 0 | 0 | 0 | 0 | 0 | 0 | 0
7944 | 2025-11-27 | 24 | 0 | 0 | 0 | 0 | 0 | -1.0457 | 0 | -1.0457 | 0 | 0 | 0 | 0 | 0 | 0 | 0 | 0 | 0 | 0
7945 | 2025-11-28 | 1 | 0 | 0 | 0 | 0 | 0 | -1.1532 | 0 | -1.1532 | 0 | 0 | 0 | 0 | 0 | 0 | 0 | 0 | 0 | 0
7946 | 2025-11-28 | 2 | 0 | 0 | 0 | 0 | 0 | -1.2492 | 0 | -1.2492 | 0 | 0 | 0 | 0 | 0 | 0 | 0 | 0 | 0 | 0
7947 | 2025-11-28 | 3 | 0 | 0 | 0 | 0 | 0 | -1.2447 | 0 | -1.2447 | 0 | 0 | 0 | 0 | 0 | 0 | 0 | 0 | 0 | 0
7948 | 2025-11-28 | 4 | 0 | 0 | 0 | 0 | 0 | -1.2098 | 0 | -1.2098 | 0 | 0 | 0 | 0 | 0 | 0 | 0 | 0 | 0 | 0
7949 | 2025-11-28 | 5 | 0 | 0 | 0 | 0 | 0 | -1.2313 | 0 | -1.2313 | 0 | 0 | 0 | 0 | 0 | 0 | 0 | 0 | 0 | 0
7950 | 2025-11-28 | 6 | 0 | 0 | 0 | 0 | 0 | -1.4185 | 0 | -1.4185 | 0 | 0 | 0 | 0 | 0 | 0 | 0 | 0 | 0 | 0
7951 | 2025-11-28 | 7 | 0 | 0 | 0 | 0 | 0 | -1.3574 | 0 | -1.3574 | 0 | 0 | 0 | 0 | 0 | 0 | 0 | 0 | 0 | 0
7952 | 2025-11-28 | 8 | 0 | 0 | 0 | 0 | 0 | -1.2407 | 0 | -1.2407 | 0 | 0 | 0 | 0 | 0 | 0 | 0 | 0 | 0 | 0
7953 | 2025-11-28 | 9 | 0 | 0 | 0 | 0 | 0 | -1.3425 | 0 | -1.3425 | 0 | 0 | 0 | 0 | 0 | 0 | 0 | 0 | 0 | 0
7954 | 2025-11-28 | 10 | 0 | 0 | 0 | 0 | 0 | -1.2589 | 0 | -1.2589 | 0 | 0 | 0 | 0 | 0 | 0 | 0 | 0 | 0 | 0
7955 | 2025-11-28 | 11 | 0 | 0 | 0 | 0 | 0 | -1.2194 | 0 | -1.2194 | 0 | 0 | 0 | 0 | 0 | 0 | 0 | 0 | 0 | 0
7956 | 2025-11-28 | 12 | 0 | 0 | 0 | 0 | 0 | -1.0597 | 0 | -1.0597 | 0 | 0 | 0 | 0 | 0 | 0 | 0 | 0 | 0 | 0
7957 | 2025-11-28 | 13 | 0 | -0.64057 | 0 | -0.63459 | 0 | -0.7667 | 0 | -0.7667 | 0 | 0 | 0 | 0 | 0 | 0 | 0 | 0 | 0 | 0
7958 | 2025-11-28 | 14 | 0 | -0.4168 | 0 | -0.40896 | 0 | -0.54995 | 0 | -0.54995 | 0 | 0 | 0 | 0 | 0 | 0 | 0 | 0 | 0 | 0
7959 | 2025-11-28 | 15 | 0 | -0.52725 | 0 | -0.51712 | 0 | -0.65691 | 0 | -0.65691 | 0 | 0 | 0 | 0 | 0 | 0 | 0 | 0 | 0 | 0
7960 | 2025-11-28 | 16 | 0 | 0 | 0 | 0 | 0 | -0.70655 | 0 | -0.70655 | 0 | 0 | 0 | 0 | 0 | 0 | 0 | 0 | 0 | 0
7961 | 2025-11-28 | 17 | 0 | 0 | 0 | 0 | 0 | -0.79565 | 0 | -0.79565 | 0 | 0 | 0 | 0 | 0 | 0 | 0 | 0 | 0 | 0
7962 | 2025-11-28 | 18 | 0 | 0 | 0 | 0 | 0 | -0.78317 | 0 | -0.78317 | 0 | 0 | 0 | 0 | 0 | 0 | 0 | 0 | 0 | 0
7963 | 2025-11-28 | 19 | 0 | 0 | 0 | 0 | 0 | -0.76967 | 0 | -0.76967 | 0 | 0.3 | 0 | 0 | 0 | 0 | 0 | -0.2309 | 0 | -0.2309
7964 | 2025-11-28 | 20 | 0 | 0 | 0 | 0 | 0 | -0.79101 | 0 | -0.79101 | 0 | 0.3 | 0 | 0 | 0 | 0 | 0 | -0.2373 | 0 | -0.2373
7965 | 2025-11-28 | 21 | 0 | 0 | 0 | 0 | 0 | -0.82661 | 0 | -0.82661 | 0 | 0 | 0 | 0 | 0 | 0 | 0 | 0 | 0 | 0
7966 | 2025-11-28 | 22 | 0 | 0 | 0 | 0 | 0 | -0.90323 | 0 | -0.90323 | 0 | 0 | 0 | 0 | 0 | 0 | 0 | 0 | 0 | 0
7967 | 2025-11-28 | 23 | 0 | 0 | 0 | 0 | 0 | -1.0557 | 0 | -1.0557 | 0 | 0 | 0 | 0 | 0 | 0 | 0 | 0 | 0 | 0
7968 | 2025-11-28 | 24 | 0 | 0 | 0 | 0 | 0 | -1.1775 | 0 | -1.1775 | 0 | 0 | 0 | 0 | 0 | 0 | 0 | 0 | 0 | 0
7969 | 2025-11-29 | 1 | 0 | 0 | 0 | 0 | 0 | -1.2102 | 0 | -1.2102 | 0 | 0 | 0 | 0 | 0 | 0 | 0 | 0 | 0 | 0
7970 | 2025-11-29 | 2 | 0 | 0 | 0 | 0 | 0 | -1.2706 | 0 | -1.2706 | 0 | 0 | 0 | 0 | 0 | 0 | 0 | 0 | 0 | 0
7971 | 2025-11-29 | 3 | 0 | 0 | 0 | 0 | 0 | -1.3008 | 0 | -1.3008 | 0 | 0 | 0 | 0 | 0 | 0 | 0 | 0 | 0 | 0
7972 | 2025-11-29 | 4 | 0 | 0 | 0 | 0 | 0 | -1.3458 | 0 | -1.3458 | 0 | 0 | 0 | 0 | 0 | 0 | 0 | 0 | 0 | 0
7973 | 2025-11-29 | 5 | 0 | 0 | 0 | 0 | 0 | -1.3708 | 0 | -1.3708 | 0 | 0 | 0 | 0 | 0 | 0 | 0 | 0 | 0 | 0
7974 | 2025-11-29 | 6 | 0 | 0 | 0 | 0 | 0 | -1.3455 | 0 | -1.3455 | 0 | 0 | 0 | 0 | 0 | 0 | 0 | 0 | 0 | 0
7975 | 2025-11-29 | 7 | 0 | 0 | 0 | 0 | 0 | -1.3233 | 0 | -1.3233 | 0 | 0 | 0 | 0 | 0 | 0 | 0 | 0 | 0 | 0
7976 | 2025-11-29 | 8 | 0 | 0 | 0 | 0 | 0 | -1.2856 | 0 | -1.2856 | 0 | 0 | 0 | 0 | 0 | 0 | 0 | 0 | 0 | 0
7977 | 2025-11-29 | 9 | 0 | 0 | 0 | 0 | 0 | -1.1083 | 0 | -1.1083 | 0 | 0 | 0 | 0 | 0 | 0 | 0 | 0 | 0 | 0
7978 | 2025-11-29 | 10 | 0 | 0 | 0 | 0 | 0 | -0.96175 | 0 | -0.96175 | 0 | 0 | 0 | 0 | 0 | 0 | 0 | 0 | 0 | 0
7979 | 2025-11-29 | 11 | 0 | 0 | 0 | 0 | 0 | -1.1658 | 0 | -1.1658 | 0 | 0 | 0 | 0 | 0 | 0 | 0 | 0 | 0 | 0
7980 | 2025-11-29 | 12 | 0 | 0 | 0 | 0 | 0 | -0.97719 | 0 | -0.97719 | 0 | 0 | 0 | 0 | 0 | 0 | 0 | 0 | 0 | 0
7981 | 2025-11-29 | 13 | 0 | 0 | 0 | 0 | 0 | -0.94599 | 0 | -0.94599 | 0 | 0 | 0 | 0 | 0 | 0 | 0 | 0 | 0 | 0
7982 | 2025-11-29 | 14 | 0 | 0 | 0 | 0 | 0 | -0.85495 | 0 | -0.85495 | 0 | 0 | 0 | 0 | 0 | 0 | 0 | 0 | 0 | 0
7983 | 2025-11-29 | 15 | 0 | 0 | 0 | 0 | 0 | -0.802 | 0 | -0.802 | 0 | 0 | 0 | 0 | 0 | 0 | 0 | 0 | 0 | 0
7984 | 2025-11-29 | 16 | 0 | 0 | 0 | 0 | 0 | -0.69801 | 0 | -0.69801 | 0 | 0 | 0 | 0 | 0 | 0 | 0 | 0 | 0 | 0
7985 | 2025-11-29 | 17 | 0 | 0 | 0 | 0 | 0 | -1.0074 | 0 | -1.0074 | 0 | 0 | 0 | 0 | 0 | 0 | 0 | 0 | 0 | 0
7986 | 2025-11-29 | 18 | 0 | 0 | 0 | 0 | 0 | -1.2009 | 0 | -1.2009 | 0 | 0 | 0 | 0 | 0 | 0 | 0 | 0 | 0 | 0
7987 | 2025-11-29 | 19 | 0 | 0 | 0 | 0 | 0 | -1.18 | 0 | -1.18 | 0 | 0 | 0 | 0 | 0 | 0 | 0 | 0 | 0 | 0
7988 | 2025-11-29 | 20 | 0 | 0 | 0 | 0 | 0 | -1.1831 | 0 | -1.1831 | 0 | 0 | 0 | 0 | 0 | 0 | 0 | 0 | 0 | 0
7989 | 2025-11-29 | 21 | 0 | 0 | 0 | 0 | 0 | -1.2502 | 0 | -1.2502 | 0 | 0 | 0 | 0 | 0 | 0 | 0 | 0 | 0 | 0
7990 | 2025-11-29 | 22 | 0 | 0 | 0 | 0 | 0 | -1.3801 | 0 | -1.3801 | 0 | 0 | 0 | 0 | 0 | 0 | 0 | 0 | 0 | 0
7991 | 2025-11-29 | 23 | 0 | 0 | 0 | 0 | 0 | -1.4028 | 0 | -1.4028 | 0 | 0 | 0 | 0 | 0 | 0 | 0 | 0 | 0 | 0
7992 | 2025-11-29 | 24 | 0 | 0 | 0 | 0 | 0 | -1.5578 | 0 | -1.5578 | 0 | 0 | 0 | 0 | 0 | 0 | 0 | 0 | 0 | 0
7993 | 2025-11-30 | 1 | 0 | 0 | 0 | 0 | 0 | -1.6955 | 0 | -1.6955 | 0 | 0 | 0 | 0 | 0 | 0 | 0 | 0 | 0 | 0
7994 | 2025-11-30 | 2 | 0 | 0 | 0 | 0 | 0 | -1.7939 | 0 | -1.7939 | 0 | 0 | 0 | 0 | 0 | 0 | 0 | 0 | 0 | 0
7995 | 2025-11-30 | 3 | 0 | 0 | 0 | 0 | 0 | -1.9183 | 0 | -1.9183 | 0 | 0 | 0 | 0 | 0 | 0 | 0 | 0 | 0 | 0
7996 | 2025-11-30 | 4 | 0 | 0 | 0 | 0 | 0 | -2.0291 | 0 | -2.0291 | 0 | 0 | 0 | 0 | 0 | 0 | 0 | 0 | 0 | 0
7997 | 2025-11-30 | 5 | 0 | 0 | 0 | 0 | 0 | -2.1032 | 0 | -2.1032 | 0 | 0 | 0 | 0 | 0 | 0 | 0 | 0 | 0 | 0
7998 | 2025-11-30 | 6 | 0 | 0 | 0 | 0 | 0 | -2.0505 | 0 | -2.0505 | 0 | 0 | 0 | 0 | 0 | 0 | 0 | 0 | 0 | 0
7999 | 2025-11-30 | 7 | 0 | 0 | 0 | 0 | 0 | -2.1218 | 0 | -2.1218 | 0 | 0 | 0 | 0 | 0 | 0 | 0 | 0 | 0 | 0
8000 | 2025-11-30 | 8 | 0 | 0 | 0 | 0 | 0 | -2.0986 | 0 | -2.0986 | 0 | 0 | 0 | 0 | 0 | 0 | 0 | 0 | 0 | 0
8001 | 2025-11-30 | 9 | 0 | 0 | 0 | 0 | 0 | -1.6712 | 0 | -1.6712 | 0 | 0 | 0 | 0 | 0 | 0 | 0 | 0 | 0 | 0
8002 | 2025-11-30 | 10 | 0 | 0 | 0 | 0 | 0 | -1.299 | 0 | -1.299 | 0 | 0 | 0 | 0 | 0 | 0 | 0 | 0 | 0 | 0
8003 | 2025-11-30 | 11 | 0 | 0 | 0 | 0 | 0 | -1.0731 | 0 | -1.0731 | 0 | 0 | 0 | 0 | 0 | 0 | 0 | 0 | 0 | 0
8004 | 2025-11-30 | 12 | 0 | 0 | 0 | 0 | 0 | -0.91392 | 0 | -0.91392 | 0 | 0 | 0 | 0 | 0 | 0 | 0 | 0 | 0 | 0
8005 | 2025-11-30 | 13 | 0 | 0 | 0 | 0 | 0 | -0.69361 | 0 | -0.69361 | 0 | 0 | 0 | 0 | 0 | 0 | 0 | 0 | 0 | 0
8006 | 2025-11-30 | 14 | 0 | 0 | 0 | 0 | 0 | -0.50079 | 0 | -0.50079 | 0 | 0 | 0 | 0 | 0 | 0 | 0 | 0 | 0 | 0
8007 | 2025-11-30 | 15 | 0 | 0 | 0 | 0 | 0 | -0.36671 | 0 | -0.36671 | 0 | 0 | 0 | 0 | 0 | 0 | 0 | 0 | 0 | 0
8008 | 2025-11-30 | 16 | 0 | 0 | 0 | 0 | 0 | -0.40784 | 0 | -0.40784 | 0 | 0 | 0 | 0 | 0 | 0 | 0 | 0 | 0 | 0
8009 | 2025-11-30 | 17 | 0 | 0 | 0 | 0 | 0 | -0.7156 | 0 | -0.7156 | 0 | 0 | 0 | 0 | 0 | 0 | 0 | 0 | 0 | 0
8010 | 2025-11-30 | 18 | 0 | 0 | 0 | 0 | 0 | -0.91827 | 0 | -0.91827 | 0 | 0 | 0 | 0 | 0 | 0 | 0 | 0 | 0 | 0
8011 | 2025-11-30 | 19 | 0 | 0 | 0 | 0 | 0 | -1.0079 | 0 | -1.0079 | 0 | 0 | 0 | 0 | 0 | 0 | 0 | 0 | 0 | 0
8012 | 2025-11-30 | 20 | 0 | 0 | 0 | 0 | 0 | -1.0341 | 0 | -1.0341 | 0 | 0 | 0 | 0 | 0 | 0 | 0 | 0 | 0 | 0
8013 | 2025-11-30 | 21 | 0 | 0 | 0 | 0 | 0 | -1.1369 | 0 | -1.1369 | 0 | 0 | 0 | 0 | 0 | 0 | 0 | 0 | 0 | 0
8014 | 2025-11-30 | 22 | 0 | 0 | 0 | 0 | 0 | -1.26 | 0 | -1.26 | 0 | 0 | 0 | 0 | 0 | 0 | 0 | 0 | 0 | 0
8015 | 2025-11-30 | 23 | 0 | 0 | 0 | 0 | 0 | -1.3258 | 0 | -1.3258 | 0 | 0 | 0 | 0 | 0 | 0 | 0 | 0 | 0 | 0
8016 | 2025-11-30 | 24 | 0 | 0 | 0 | 0 | 0 | -1.3747 | 0 | -1.3747 | 0 | 0 | 0 | 0 | 0 | 0 | 0 | 0 | 0 | 0
8017 | 2025-12-01 | 1 | 0 | 0 | 0 | 0 | 0 | -1.619 | 0 | -1.619 | 0 | 0 | 0 | 0 | 0 | 0 | 0 | 0 | 0 | 0
8018 | 2025-12-01 | 2 | 0 | 0 | 0 | 0 | 0 | -1.9166 | 0 | -1.9166 | 0 | 0 | 0 | 0 | 0 | 0 | 0 | 0 | 0 | 0
8019 | 2025-12-01 | 3 | 0 | 0 | 0 | 0 | 0 | -1.8807 | 0 | -1.8807 | 0 | 0 | 0 | 0 | 0 | 0 | 0 | 0 | 0 | 0
8020 | 2025-12-01 | 4 | 0 | 0 | 0 | 0 | 0 | -1.878 | 0 | -1.878 | 0 | 0 | 0 | 0 | 0 | 0 | 0 | 0 | 0 | 0
8021 | 2025-12-01 | 5 | 0 | 0 | 0 | 0 | 0 | -1.7517 | 0 | -1.7517 | 0 | 0 | 0 | 0 | 0 | 0 | 0 | 0 | 0 | 0
8022 | 2025-12-01 | 6 | 0 | 0 | 0 | 0 | 0 | -1.4785 | 0 | -1.4785 | 0 | 0 | 0 | 0 | 0 | 0 | 0 | 0 | 0 | 0
8023 | 2025-12-01 | 7 | 0 | 0 | 0 | 0 | 0 | -1.5226 | 0 | -1.5226 | 0 | 0 | 0 | 0 | 0 | 0 | 0 | 0 | 0 | 0
8024 | 2025-12-01 | 8 | 0 | 0 | 0 | 0 | 0 | -1.4244 | 0 | -1.4244 | 0 | 0 | 0 | 0 | 0 | 0 | 0 | 0 | 0 | 0
8025 | 2025-12-01 | 9 | 0 | 0 | 0 | 0 | 0 | -1.2062 | 0 | -1.2062 | 0 | 0 | 0 | 0 | 0 | 0 | 0 | 0 | 0 | 0
8026 | 2025-12-01 | 10 | 0 | 0 | 0 | 0 | 0 | -1.1033 | 0 | -1.1033 | 0 | 0 | 0 | 0 | 0 | 0 | 0 | 0 | 0 | 0
8027 | 2025-12-01 | 11 | 0 | 0 | 0 | 0 | 0 | -0.97223 | 0 | -0.97223 | 0 | 0 | 0 | 0 | 0 | 0 | 0 | 0 | 0 | 0
8028 | 2025-12-01 | 12 | 0 | -0.73847 | 0 | -0.72402 | 0 | -0.85861 | 0 | -0.85861 | 0 | 0 | 0 | 0 | 0 | 0 | 0 | 0 | 0 | 0
8029 | 2025-12-01 | 13 | 0 | -0.48477 | 0 | -0.47553 | 0 | -0.61748 | 0 | -0.61748 | 0 | 0 | 0 | 0 | 0 | 0 | 0 | 0 | 0 | 0
8030 | 2025-12-01 | 14 | 0 | -0.37881 | 0 | -0.37174 | 0 | -0.51449 | 0 | -0.51449 | 0 | 0 | 0 | 0 | 0 | 0 | 0 | 0 | 0 | 0
8031 | 2025-12-01 | 15 | 0 | -0.15332 | 0 | -0.15088 | 0 | -0.29628 | 0 | -0.29628 | 0 | 0 | 0 | 0 | 0 | 0 | 0 | 0 | 0 | 0
8032 | 2025-12-01 | 16 | 0 | -0.058211 | 0 | -0.057986 | 0 | -0.2077 | 0 | -0.2077 | 0 | 0 | 0 | 0 | 0 | 0 | 0 | 0 | 0 | 0
8033 | 2025-12-01 | 17 | 0 | 0 | 0 | 0 | 0 | -0.37919 | 0 | -0.37919 | 0 | 0 | 0 | 0 | 0 | 0 | 0 | 0 | 0 | 0
8034 | 2025-12-01 | 18 | 0 | -0.3254 | 0 | -0.31663 | 0 | -0.51471 | 0 | -0.51471 | 0 | 0 | 0 | 0 | 0 | 0 | 0 | 0 | 0 | 0
8035 | 2025-12-01 | 19 | 0 | -0.2618 | 0 | -0.25504 | 0 | -0.46852 | 0 | -0.46852 | 0 | 0.13 | 0 | -0.034035 | 0 | -0.033155 | 0 | -0.060907 | 0 | -0.060907
8036 | 2025-12-01 | 20 | 0 | -0.2654 | 0 | -0.25848 | 0 | -0.46243 | 0 | -0.46243 | 0 | 0.13 | 0 | -0.034503 | 0 | -0.033603 | 0 | -0.060116 | 0 | -0.060116
8037 | 2025-12-01 | 21 | 0 | -0.41334 | 0 | -0.40185 | 0 | -0.59261 | 0 | -0.59261 | 0 | 0 | 0 | 0 | 0 | 0 | 0 | 0 | 0 | 0
8038 | 2025-12-01 | 22 | 0 | -0.59145 | 0 | -0.58008 | 0 | -0.7549 | 0 | -0.7549 | 0 | 0 | 0 | 0 | 0 | 0 | 0 | 0 | 0 | 0
8039 | 2025-12-01 | 23 | 0 | -0.64092 | 0 | -0.62241 | 0 | -0.78633 | 0 | -0.78633 | 0 | 0 | 0 | 0 | 0 | 0 | 0 | 0 | 0 | 0
8040 | 2025-12-01 | 24 | 0 | 0 | 0 | 0 | 0 | -0.84433 | 0 | -0.84433 | 0 | 0 | 0 | 0 | 0 | 0 | 0 | 0 | 0 | 0
8041 | 2025-12-02 | 1 | 0 | 0 | 0 | 0 | 0 | -0.95547 | 0 | -0.95547 | 0 | 0 | 0 | 0 | 0 | 0 | 0 | 0 | 0 | 0
8042 | 2025-12-02 | 2 | 0 | 0 | 0 | 0 | 0 | -1.0291 | 0 | -1.0291 | 0 | 0 | 0 | 0 | 0 | 0 | 0 | 0 | 0 | 0
8043 | 2025-12-02 | 3 | 0 | -0.96289 | 0 | -0.93441 | 0 | -1.0525 | 0 | -1.0525 | 0 | 0 | 0 | 0 | 0 | 0 | 0 | 0 | 0 | 0
8044 | 2025-12-02 | 4 | 0 | -1.0036 | 0 | -0.98368 | 0 | -1.0905 | 0 | -1.0905 | 0 | 0 | 0 | 0 | 0 | 0 | 0 | 0 | 0 | 0
8045 | 2025-12-02 | 5 | 0 | 0 | 0 | 0 | 0 | -1.1018 | 0 | -1.1018 | 0 | 0 | 0 | 0 | 0 | 0 | 0 | 0 | 0 | 0
8046 | 2025-12-02 | 6 | 0 | -1.0479 | 0 | -1.027 | 0 | -1.1339 | 0 | -1.1339 | 0 | 0 | 0 | 0 | 0 | 0 | 0 | 0 | 0 | 0
8047 | 2025-12-02 | 7 | 0 | -1.0444 | 0 | -1.0236 | 0 | -1.1415 | 0 | -1.1415 | 0 | 0 | 0 | 0 | 0 | 0 | 0 | 0 | 0 | 0
8048 | 2025-12-02 | 8 | 0 | -0.96554 | 0 | -0.94641 | 0 | -1.0775 | 0 | -1.0775 | 0 | 0 | 0 | 0 | 0 | 0 | 0 | 0 | 0 | 0
8049 | 2025-12-02 | 9 | 0 | -0.90424 | 0 | -0.89566 | 0 | -1.0249 | 0 | -1.0249 | 0 | 0 | 0 | 0 | 0 | 0 | 0 | 0 | 0 | 0
8050 | 2025-12-02 | 10 | 0 | -0.5577 | 0 | -0.55845 | 0 | -0.68679 | 0 | -0.68679 | 0 | 0 | 0 | 0 | 0 | 0 | 0 | 0 | 0 | 0
8051 | 2025-12-02 | 11 | 0 | -0.24746 | 0 | -0.24776 | 0 | -0.38711 | 0 | -0.38711 | 0 | 0 | 0 | 0 | 0 | 0 | 0 | 0 | 0 | 0
8052 | 2025-12-02 | 12 | 0 | -0.092494 | 0 | -0.093034 | 0 | -0.22543 | 0 | -0.22543 | 0 | 0 | 0 | 0 | 0 | 0 | 0 | 0 | 0 | 0
8053 | 2025-12-02 | 13 | 0 | -0.042366 | 0 | -0.042593 | 0 | -0.090308 | 0 | -0.090308 | 0 | 0 | 0 | 0 | 0 | 0 | 0 | 0 | 0 | 0
8054 | 2025-12-02 | 14 | 0 | -0.0086239 | 0 | -0.0086239 | 0 | -0.041239 | 0 | -0.041239 | 0 | 0 | 0 | 0 | 0 | 0 | 0 | 0 | 0 | 0
8055 | 2025-12-02 | 15 | 0 | -0.033228 | 0 | -0.03336 | 0 | -0.093724 | 0 | -0.093724 | 0 | 0 | 0 | 0 | 0 | 0 | 0 | 0 | 0 | 0
8056 | 2025-12-02 | 16 | 0 | -0.16678 | 0 | -0.16697 | 0 | -0.29139 | 0 | -0.29139 | 0 | 0 | 0 | 0 | 0 | 0 | 0 | 0 | 0 | 0
8057 | 2025-12-02 | 17 | 0 | -0.26859 | 0 | -0.26631 | 0 | -0.42938 | 0 | -0.42938 | 0 | 0 | 0 | 0 | 0 | 0 | 0 | 0 | 0 | 0
8058 | 2025-12-02 | 18 | 0 | -0.25806 | 0 | -0.25837 | 0 | -0.44737 | 0 | -0.44737 | 0 | 0 | 0 | 0 | 0 | 0 | 0 | 0 | 0 | 0
8059 | 2025-12-02 | 19 | 0 | -0.20078 | 0 | -0.20101 | 0 | -0.40146 | 0 | -0.40146 | 0 | 0.13 | 0 | -0.026102 | 0 | -0.026132 | 0 | -0.05219 | 0 | -0.05219
8060 | 2025-12-02 | 20 | 0 | -0.3502 | 0 | -0.34713 | 0 | -0.54301 | 0 | -0.54301 | 0 | 0.13 | 0 | -0.045526 | 0 | -0.045127 | 0 | -0.070592 | 0 | -0.070592
8061 | 2025-12-02 | 21 | 0 | -0.50006 | 0 | -0.49552 | 0 | -0.68151 | 0 | -0.68151 | 0 | 0 | 0 | 0 | 0 | 0 | 0 | 0 | 0 | 0
8062 | 2025-12-02 | 22 | 0 | -0.70003 | 0 | -0.6935 | 0 | -0.864 | 0 | -0.864 | 0 | 0 | 0 | 0 | 0 | 0 | 0 | 0 | 0 | 0
8063 | 2025-12-02 | 23 | 0 | -0.82328 | 0 | -0.8244 | 0 | -0.97412 | 0 | -0.97412 | 0 | 0 | 0 | 0 | 0 | 0 | 0 | 0 | 0 | 0
8064 | 2025-12-02 | 24 | 0 | -0.86378 | 0 | -0.86496 | 0 | -0.99707 | 0 | -0.99707 | 0 | 0 | 0 | 0 | 0 | 0 | 0 | 0 | 0 | 0
8065 | 2025-12-03 | 1 | 0 | -1.0456 | 0 | -1.0356 | 0 | -1.1555 | 0 | -1.1555 | 0 | 0 | 0 | 0 | 0 | 0 | 0 | 0 | 0 | 0
8066 | 2025-12-03 | 2 | 0 | -1.1112 | 0 | -1.1006 | 0 | -1.2105 | 0 | -1.2105 | 0 | 0 | 0 | 0 | 0 | 0 | 0 | 0 | 0 | 0
8067 | 2025-12-03 | 3 | 0 | -1.0656 | 0 | -1.0671 | 0 | -1.165 | 0 | -1.165 | 0 | 0 | 0 | 0 | 0 | 0 | 0 | 0 | 0 | 0
8068 | 2025-12-03 | 4 | 0 | -0.97476 | 0 | -0.97611 | 0 | -1.073 | 0 | -1.073 | 0 | 0 | 0 | 0 | 0 | 0 | 0 | 0 | 0 | 0
8069 | 2025-12-03 | 5 | 0 | -0.83783 | 0 | -0.83899 | 0 | -0.93737 | 0 | -0.93737 | 0 | 0 | 0 | 0 | 0 | 0 | 0 | 0 | 0 | 0
8070 | 2025-12-03 | 6 | 0 | -0.70681 | 0 | -0.71306 | 0 | -0.817 | 0 | -0.817 | 0 | 0 | 0 | 0 | 0 | 0 | 0 | 0 | 0 | 0
8071 | 2025-12-03 | 7 | 0 | -0.73213 | 0 | -0.73313 | 0 | -0.84607 | 0 | -0.84607 | 0 | 0 | 0 | 0 | 0 | 0 | 0 | 0 | 0 | 0
8072 | 2025-12-03 | 8 | 0 | -0.8133 | 0 | -0.80561 | 0 | -0.93461 | 0 | -0.93461 | 0 | 0 | 0 | 0 | 0 | 0 | 0 | 0 | 0 | 0
8073 | 2025-12-03 | 9 | 0 | -0.81029 | 0 | -0.80265 | 0 | -0.93397 | 0 | -0.93397 | 0 | 0 | 0 | 0 | 0 | 0 | 0 | 0 | 0 | 0
8074 | 2025-12-03 | 10 | 0 | -0.88951 | 0 | -0.87195 | 0 | -1.0074 | 0 | -1.0074 | 0 | 0 | 0 | 0 | 0 | 0 | 0 | 0 | 0 | 0
8075 | 2025-12-03 | 11 | 0 | -0.97079 | 0 | -0.96156 | 0 | -1.0924 | 0 | -1.0924 | 0 | 0 | 0 | 0 | 0 | 0 | 0 | 0 | 0 | 0
8076 | 2025-12-03 | 12 | 0 | -0.97376 | 0 | -0.96451 | 0 | -1.0974 | 0 | -1.0974 | 0 | 0 | 0 | 0 | 0 | 0 | 0 | 0 | 0 | 0
8077 | 2025-12-03 | 13 | 0 | -0.93206 | 0 | -0.92322 | 0 | -1.0585 | 0 | -1.0585 | 0 | 0 | 0 | 0 | 0 | 0 | 0 | 0 | 0 | 0
8078 | 2025-12-03 | 14 | 0 | -0.78022 | 0 | -0.78712 | 0 | -0.91957 | 0 | -0.91957 | 0 | 0 | 0 | 0 | 0 | 0 | 0 | 0 | 0 | 0
8079 | 2025-12-03 | 15 | 0 | -0.7352 | 0 | -0.72082 | 0 | -0.86294 | 0 | -0.86294 | 0 | 0 | 0 | 0 | 0 | 0 | 0 | 0 | 0 | 0
8080 | 2025-12-03 | 16 | 0 | -0.79088 | 0 | -0.77536 | 0 | -0.92175 | 0 | -0.92175 | 0 | 0 | 0 | 0 | 0 | 0 | 0 | 0 | 0 | 0
8081 | 2025-12-03 | 17 | 0 | -0.76422 | 0 | -0.74928 | 0 | -0.91246 | 0 | -0.91246 | 0 | 0 | 0 | 0 | 0 | 0 | 0 | 0 | 0 | 0
8082 | 2025-12-03 | 18 | 0 | -0.69255 | 0 | -0.67255 | 0 | -0.8724 | 0 | -0.8724 | 0 | 0 | 0 | 0 | 0 | 0 | 0 | 0 | 0 | 0
8083 | 2025-12-03 | 19 | 0 | 0 | 0 | 0 | 0 | -0.79783 | 0 | -0.79783 | 0 | 0.13 | 0 | 0 | 0 | 0 | 0 | -0.10372 | 0 | -0.10372
8084 | 2025-12-03 | 20 | 0 | 0 | 0 | 0 | 0 | -0.77468 | 0 | -0.77468 | 0 | 0.13 | 0 | 0 | 0 | 0 | 0 | -0.10071 | 0 | -0.10071
8085 | 2025-12-03 | 21 | 0 | 0 | 0 | 0 | 0 | -0.84692 | 0 | -0.84692 | 0 | 0 | 0 | 0 | 0 | 0 | 0 | 0 | 0 | 0
8086 | 2025-12-03 | 22 | 0 | 0 | 0 | 0 | 0 | -0.92803 | 0 | -0.92803 | 0 | 0 | 0 | 0 | 0 | 0 | 0 | 0 | 0 | 0
8087 | 2025-12-03 | 23 | 0 | 0 | 0 | 0 | 0 | -1.0049 | 0 | -1.0049 | 0 | 0 | 0 | 0 | 0 | 0 | 0 | 0 | 0 | 0
8088 | 2025-12-03 | 24 | 0 | 0 | 0 | 0 | 0 | -1.1695 | 0 | -1.1695 | 0 | 0 | 0 | 0 | 0 | 0 | 0 | 0 | 0 | 0
8089 | 2025-12-04 | 1 | 0 | 0 | 0 | 0 | 0 | -1.2567 | 0 | -1.2567 | 0 | 0 | 0 | 0 | 0 | 0 | 0 | 0 | 0 | 0
8090 | 2025-12-04 | 2 | 0 | 0 | 0 | 0 | 0 | -1.2946 | 0 | -1.2946 | 0 | 0 | 0 | 0 | 0 | 0 | 0 | 0 | 0 | 0
8091 | 2025-12-04 | 3 | 0 | 0 | 0 | 0 | 0 | -1.3109 | 0 | -1.3109 | 0 | 0 | 0 | 0 | 0 | 0 | 0 | 0 | 0 | 0
8092 | 2025-12-04 | 4 | 0 | 0 | 0 | 0 | 0 | -1.3001 | 0 | -1.3001 | 0 | 0 | 0 | 0 | 0 | 0 | 0 | 0 | 0 | 0
8093 | 2025-12-04 | 5 | 0 | 0 | 0 | 0 | 0 | -1.4123 | 0 | -1.4123 | 0 | 0 | 0 | 0 | 0 | 0 | 0 | 0 | 0 | 0
8094 | 2025-12-04 | 6 | 0 | 0 | 0 | 0 | 0 | -1.5143 | 0 | -1.5143 | 0 | 0 | 0 | 0 | 0 | 0 | 0 | 0 | 0 | 0
8095 | 2025-12-04 | 7 | 0 | 0 | 0 | 0 | 0 | -1.4978 | 0 | -1.4978 | 0 | 0 | 0 | 0 | 0 | 0 | 0 | 0 | 0 | 0
8096 | 2025-12-04 | 8 | 0 | 0 | 0 | 0 | 0 | -1.5267 | 0 | -1.5267 | 0 | 0 | 0 | 0 | 0 | 0 | 0 | 0 | 0 | 0
8097 | 2025-12-04 | 9 | 0 | 0 | 0 | 0 | 0 | -1.4699 | 0 | -1.4699 | 0 | 0 | 0 | 0 | 0 | 0 | 0 | 0 | 0 | 0
8098 | 2025-12-04 | 10 | 0 | 0 | 0 | 0 | 0 | -1.2756 | 0 | -1.2756 | 0 | 0 | 0 | 0 | 0 | 0 | 0 | 0 | 0 | 0
8099 | 2025-12-04 | 11 | 0 | 0 | 0 | 0 | 0 | -1.228 | 0 | -1.228 | 0 | 0 | 0 | 0 | 0 | 0 | 0 | 0 | 0 | 0
8100 | 2025-12-04 | 12 | 0 | 0 | 0 | 0 | 0 | -1.1449 | 0 | -1.1449 | 0 | 0 | 0 | 0 | 0 | 0 | 0 | 0 | 0 | 0
8101 | 2025-12-04 | 13 | 0 | 0 | 0 | 0 | 0 | -1.1533 | 0 | -1.1533 | 0 | 0 | 0 | 0 | 0 | 0 | 0 | 0 | 0 | 0
8102 | 2025-12-04 | 14 | 0 | 0 | 0 | 0 | 0 | -0.94132 | 0 | -0.94132 | 0 | 0 | 0 | 0 | 0 | 0 | 0 | 0 | 0 | 0
8103 | 2025-12-04 | 15 | 0 | 0 | 0 | 0 | 0 | -0.77921 | 0 | -0.77921 | 0 | 0 | 0 | 0 | 0 | 0 | 0 | 0 | 0 | 0
8104 | 2025-12-04 | 16 | 0 | 0 | 0 | 0 | 0 | -0.83494 | 0 | -0.83494 | 0 | 0 | 0 | 0 | 0 | 0 | 0 | 0 | 0 | 0
8105 | 2025-12-04 | 17 | 0 | 0 | 0 | 0 | 0 | -1.1001 | 0 | -1.1001 | 0 | 0 | 0 | 0 | 0 | 0 | 0 | 0 | 0 | 0
8106 | 2025-12-04 | 18 | 0 | 0 | 0 | 0 | 0 | -1.134 | 0 | -1.134 | 0 | 0 | 0 | 0 | 0 | 0 | 0 | 0 | 0 | 0
8107 | 2025-12-04 | 19 | 0 | 0 | 0 | 0 | 0 | -1.0817 | 0 | -1.0817 | 0 | 0.13 | 0 | 0 | 0 | 0 | 0 | -0.14062 | 0 | -0.14062
8108 | 2025-12-04 | 20 | 0 | 0 | 0 | 0 | 0 | -1.1246 | 0 | -1.1246 | 0 | 0.13 | 0 | 0 | 0 | 0 | 0 | -0.1462 | 0 | -0.1462
8109 | 2025-12-04 | 21 | 0 | 0 | 0 | 0 | 0 | -1.1189 | 0 | -1.1189 | 0 | 0 | 0 | 0 | 0 | 0 | 0 | 0 | 0 | 0
8110 | 2025-12-04 | 22 | 0 | 0 | 0 | 0 | 0 | -1.1554 | 0 | -1.1554 | 0 | 0 | 0 | 0 | 0 | 0 | 0 | 0 | 0 | 0
8111 | 2025-12-04 | 23 | 0 | 0 | 0 | 0 | 0 | -1.322 | 0 | -1.322 | 0 | 0 | 0 | 0 | 0 | 0 | 0 | 0 | 0 | 0
8112 | 2025-12-04 | 24 | 0 | 0 | 0 | 0 | 0 | -1.455 | 0 | -1.455 | 0 | 0 | 0 | 0 | 0 | 0 | 0 | 0 | 0 | 0
8113 | 2025-12-05 | 1 | 0 | 0 | 0 | 0 | 0 | -1.5511 | 0 | -1.5511 | 0 | 0 | 0 | 0 | 0 | 0 | 0 | 0 | 0 | 0
8114 | 2025-12-05 | 2 | 0 | 0 | 0 | 0 | 0 | -1.6497 | 0 | -1.6497 | 0 | 0 | 0 | 0 | 0 | 0 | 0 | 0 | 0 | 0
8115 | 2025-12-05 | 3 | 0 | 0 | 0 | 0 | 0 | -1.6925 | 0 | -1.6925 | 0 | 0 | 0 | 0 | 0 | 0 | 0 | 0 | 0 | 0
8116 | 2025-12-05 | 4 | 0 | 0 | 0 | 0 | 0 | -1.7376 | 0 | -1.7376 | 0 | 0 | 0 | 0 | 0 | 0 | 0 | 0 | 0 | 0
8117 | 2025-12-05 | 5 | 0 | 0 | 0 | 0 | 0 | -1.69 | 0 | -1.69 | 0 | 0 | 0 | 0 | 0 | 0 | 0 | 0 | 0 | 0
8118 | 2025-12-05 | 6 | 0 | 0 | 0 | 0 | 0 | -1.6689 | 0 | -1.6689 | 0 | 0 | 0 | 0 | 0 | 0 | 0 | 0 | 0 | 0
8119 | 2025-12-05 | 7 | 0 | 0 | 0 | 0 | 0 | -1.5987 | 0 | -1.5987 | 0 | 0 | 0 | 0 | 0 | 0 | 0 | 0 | 0 | 0
8120 | 2025-12-05 | 8 | 0 | 0 | 0 | 0 | 0 | -1.5574 | 0 | -1.5574 | 0 | 0 | 0 | 0 | 0 | 0 | 0 | 0 | 0 | 0
8121 | 2025-12-05 | 9 | 0 | 0 | 0 | 0 | 0 | -1.5533 | 0 | -1.5533 | 0 | 0 | 0 | 0 | 0 | 0 | 0 | 0 | 0 | 0
8122 | 2025-12-05 | 10 | 0 | 0 | 0 | 0 | 0 | -1.4718 | 0 | -1.4718 | 0 | 0 | 0 | 0 | 0 | 0 | 0 | 0 | 0 | 0
8123 | 2025-12-05 | 11 | 0 | 0 | 0 | 0 | 0 | -1.1164 | 0 | -1.1164 | 0 | 0 | 0 | 0 | 0 | 0 | 0 | 0 | 0 | 0
8124 | 2025-12-05 | 12 | 0 | 0 | 0 | 0 | 0 | -0.92142 | 0 | -0.92142 | 0 | 0 | 0 | 0 | 0 | 0 | 0 | 0 | 0 | 0
8125 | 2025-12-05 | 13 | 0 | 0 | 0 | 0 | 0 | -0.85795 | 0 | -0.85795 | 0 | 0 | 0 | 0 | 0 | 0 | 0 | 0 | 0 | 0
8126 | 2025-12-05 | 14 | 0 | 0 | 0 | 0 | 0 | -0.86592 | 0 | -0.86592 | 0 | 0 | 0 | 0 | 0 | 0 | 0 | 0 | 0 | 0
8127 | 2025-12-05 | 15 | 0 | 0 | 0 | 0 | 0 | -0.88027 | 0 | -0.88027 | 0 | 0 | 0 | 0 | 0 | 0 | 0 | 0 | 0 | 0
8128 | 2025-12-05 | 16 | 0 | 0 | 0 | 0 | 0 | -0.77609 | 0 | -0.77609 | 0 | 0 | 0 | 0 | 0 | 0 | 0 | 0 | 0 | 0
8129 | 2025-12-05 | 17 | 0 | 0 | 0 | 0 | 0 | -0.93772 | 0 | -0.93772 | 0 | 0 | 0 | 0 | 0 | 0 | 0 | 0 | 0 | 0
8130 | 2025-12-05 | 18 | 0 | 0 | 0 | 0 | 0 | -1.1089 | 0 | -1.1089 | 0 | 0 | 0 | 0 | 0 | 0 | 0 | 0 | 0 | 0
8131 | 2025-12-05 | 19 | 0 | 0 | 0 | 0 | 0 | -1.0816 | 0 | -1.0816 | 0 | 0.13 | 0 | 0 | 0 | 0 | 0 | -0.1406 | 0 | -0.1406
8132 | 2025-12-05 | 20 | 0 | 0 | 0 | 0 | 0 | -1.0749 | 0 | -1.0749 | 0 | 0.13 | 0 | 0 | 0 | 0 | 0 | -0.13973 | 0 | -0.13973
8133 | 2025-12-05 | 21 | 0 | 0 | 0 | 0 | 0 | -1.1943 | 0 | -1.1943 | 0 | 0 | 0 | 0 | 0 | 0 | 0 | 0 | 0 | 0
8134 | 2025-12-05 | 22 | 0 | 0 | 0 | 0 | 0 | -1.342 | 0 | -1.342 | 0 | 0 | 0 | 0 | 0 | 0 | 0 | 0 | 0 | 0
8135 | 2025-12-05 | 23 | 0 | 0 | 0 | 0 | 0 | -1.4871 | 0 | -1.4871 | 0 | 0 | 0 | 0 | 0 | 0 | 0 | 0 | 0 | 0
8136 | 2025-12-05 | 24 | 0 | 0 | 0 | 0 | 0 | -1.6996 | 0 | -1.6996 | 0 | 0 | 0 | 0 | 0 | 0 | 0 | 0 | 0 | 0
8137 | 2025-12-06 | 1 | 0 | 0 | 0 | 0 | 0 | -1.8797 | 0 | -1.8797 | 0 | 0 | 0 | 0 | 0 | 0 | 0 | 0 | 0 | 0
8138 | 2025-12-06 | 2 | 0 | 0 | 0 | 0 | 0 | -1.9557 | 0 | -1.9557 | 0 | 0 | 0 | 0 | 0 | 0 | 0 | 0 | 0 | 0
8139 | 2025-12-06 | 3 | 0 | 0 | 0 | 0 | 0 | -2.0922 | 0 | -2.0922 | 0 | 0 | 0 | 0 | 0 | 0 | 0 | 0 | 0 | 0
8140 | 2025-12-06 | 4 | 0 | 0 | 0 | 0 | 0 | -2.1965 | 0 | -2.1965 | 0 | 0 | 0 | 0 | 0 | 0 | 0 | 0 | 0 | 0
8141 | 2025-12-06 | 5 | 0 | 0 | 0 | 0 | 0 | -1.9953 | 0 | -1.9953 | 0 | 0 | 0 | 0 | 0 | 0 | 0 | 0 | 0 | 0
8142 | 2025-12-06 | 6 | 0 | 0 | 0 | 0 | 0 | -1.9802 | 0 | -1.9802 | 0 | 0 | 0 | 0 | 0 | 0 | 0 | 0 | 0 | 0
8143 | 2025-12-06 | 7 | 0 | 0 | 0 | 0 | 0 | -2.0064 | 0 | -2.0064 | 0 | 0 | 0 | 0 | 0 | 0 | 0 | 0 | 0 | 0
8144 | 2025-12-06 | 8 | 0 | 0 | 0 | 0 | 0 | -2.0237 | 0 | -2.0237 | 0 | 0 | 0 | 0 | 0 | 0 | 0 | 0 | 0 | 0
8145 | 2025-12-06 | 9 | 0 | 0 | 0 | 0 | 0 | -1.7471 | 0 | -1.7471 | 0 | 0 | 0 | 0 | 0 | 0 | 0 | 0 | 0 | 0
8146 | 2025-12-06 | 10 | 0 | 0 | 0 | 0 | 0 | -1.3437 | 0 | -1.3437 | 0 | 0 | 0 | 0 | 0 | 0 | 0 | 0 | 0 | 0
8147 | 2025-12-06 | 11 | 0 | 0 | 0 | 0 | 0 | -1.0532 | 0 | -1.0532 | 0 | 0 | 0 | 0 | 0 | 0 | 0 | 0 | 0 | 0
8148 | 2025-12-06 | 12 | 0 | 0 | 0 | 0 | 0 | -1.0159 | 0 | -1.0159 | 0 | 0 | 0 | 0 | 0 | 0 | 0 | 0 | 0 | 0
8149 | 2025-12-06 | 13 | 0 | 0 | 0 | 0 | 0 | -0.98353 | 0 | -0.98353 | 0 | 0 | 0 | 0 | 0 | 0 | 0 | 0 | 0 | 0
8150 | 2025-12-06 | 14 | 0 | 0 | 0 | 0 | 0 | -0.77872 | 0 | -0.77872 | 0 | 0 | 0 | 0 | 0 | 0 | 0 | 0 | 0 | 0
8151 | 2025-12-06 | 15 | 0 | 0 | 0 | 0 | 0 | -0.73141 | 0 | -0.73141 | 0 | 0 | 0 | 0 | 0 | 0 | 0 | 0 | 0 | 0
8152 | 2025-12-06 | 16 | 0 | 0 | 0 | 0 | 0 | -0.90263 | 0 | -0.90263 | 0 | 0 | 0 | 0 | 0 | 0 | 0 | 0 | 0 | 0
8153 | 2025-12-06 | 17 | 0 | 0 | 0 | 0 | 0 | -1.2014 | 0 | -1.2014 | 0 | 0 | 0 | 0 | 0 | 0 | 0 | 0 | 0 | 0
8154 | 2025-12-06 | 18 | 0 | 0 | 0 | 0 | 0 | -1.3803 | 0 | -1.3803 | 0 | 0 | 0 | 0 | 0 | 0 | 0 | 0 | 0 | 0
8155 | 2025-12-06 | 19 | 0 | 0 | 0 | 0 | 0 | -1.4615 | 0 | -1.4615 | 0 | 0 | 0 | 0 | 0 | 0 | 0 | 0 | 0 | 0
8156 | 2025-12-06 | 20 | 0 | 0 | 0 | 0 | 0 | -1.2783 | 0 | -1.2783 | 0 | 0 | 0 | 0 | 0 | 0 | 0 | 0 | 0 | 0
8157 | 2025-12-06 | 21 | 0 | 0 | 0 | 0 | 0 | -1.2838 | 0 | -1.2838 | 0 | 0 | 0 | 0 | 0 | 0 | 0 | 0 | 0 | 0
8158 | 2025-12-06 | 22 | 0 | 0 | 0 | 0 | 0 | -1.2438 | 0 | -1.2438 | 0 | 0 | 0 | 0 | 0 | 0 | 0 | 0 | 0 | 0
8159 | 2025-12-06 | 23 | 0 | 0 | 0 | 0 | 0 | -1.1959 | 0 | -1.1959 | 0 | 0 | 0 | 0 | 0 | 0 | 0 | 0 | 0 | 0
8160 | 2025-12-06 | 24 | 0 | 0 | 0 | 0 | 0 | -1.2861 | 0 | -1.2861 | 0 | 0 | 0 | 0 | 0 | 0 | 0 | 0 | 0 | 0
8161 | 2025-12-07 | 1 | 0 | 0 | 0 | 0 | 0 | -1.3443 | 0 | -1.3443 | 0 | 0 | 0 | 0 | 0 | 0 | 0 | 0 | 0 | 0
8162 | 2025-12-07 | 2 | 0 | 0 | 0 | 0 | 0 | -1.3579 | 0 | -1.3579 | 0 | 0 | 0 | 0 | 0 | 0 | 0 | 0 | 0 | 0
8163 | 2025-12-07 | 3 | 0 | 0 | 0 | 0 | 0 | -1.413 | 0 | -1.413 | 0 | 0 | 0 | 0 | 0 | 0 | 0 | 0 | 0 | 0
8164 | 2025-12-07 | 4 | 0 | 0 | 0 | 0 | 0 | -1.4898 | 0 | -1.4898 | 0 | 0 | 0 | 0 | 0 | 0 | 0 | 0 | 0 | 0
8165 | 2025-12-07 | 5 | 0 | 0 | 0 | 0 | 0 | -1.4638 | 0 | -1.4638 | 0 | 0 | 0 | 0 | 0 | 0 | 0 | 0 | 0 | 0
8166 | 2025-12-07 | 6 | 0 | 0 | 0 | 0 | 0 | -1.3879 | 0 | -1.3879 | 0 | 0 | 0 | 0 | 0 | 0 | 0 | 0 | 0 | 0
8167 | 2025-12-07 | 7 | 0 | 0 | 0 | 0 | 0 | -1.3261 | 0 | -1.3261 | 0 | 0 | 0 | 0 | 0 | 0 | 0 | 0 | 0 | 0
8168 | 2025-12-07 | 8 | 0 | 0 | 0 | 0 | 0 | -1.2824 | 0 | -1.2824 | 0 | 0 | 0 | 0 | 0 | 0 | 0 | 0 | 0 | 0
8169 | 2025-12-07 | 9 | 0 | 0 | 0 | 0 | 0 | -1.3103 | 0 | -1.3103 | 0 | 0 | 0 | 0 | 0 | 0 | 0 | 0 | 0 | 0
8170 | 2025-12-07 | 10 | 0 | 0 | 0 | 0 | 0 | -1.3355 | 0 | -1.3355 | 0 | 0 | 0 | 0 | 0 | 0 | 0 | 0 | 0 | 0
8171 | 2025-12-07 | 11 | 0 | 0 | 0 | 0 | 0 | -1.2938 | 0 | -1.2938 | 0 | 0 | 0 | 0 | 0 | 0 | 0 | 0 | 0 | 0
8172 | 2025-12-07 | 12 | 0 | 0 | 0 | 0 | 0 | -1.2469 | 0 | -1.2469 | 0 | 0 | 0 | 0 | 0 | 0 | 0 | 0 | 0 | 0
8173 | 2025-12-07 | 13 | 0 | 0 | 0 | 0 | 0 | -1.1322 | 0 | -1.1322 | 0 | 0 | 0 | 0 | 0 | 0 | 0 | 0 | 0 | 0
8174 | 2025-12-07 | 14 | 0 | 0 | 0 | 0 | 0 | -1.0421 | 0 | -1.0421 | 0 | 0 | 0 | 0 | 0 | 0 | 0 | 0 | 0 | 0
8175 | 2025-12-07 | 15 | 0 | 0 | 0 | 0 | 0 | -1.1781 | 0 | -1.1781 | 0 | 0 | 0 | 0 | 0 | 0 | 0 | 0 | 0 | 0
8176 | 2025-12-07 | 16 | 0 | 0 | 0 | 0 | 0 | -1.0915 | 0 | -1.0915 | 0 | 0 | 0 | 0 | 0 | 0 | 0 | 0 | 0 | 0
8177 | 2025-12-07 | 17 | 0 | 0 | 0 | 0 | 0 | -1.061 | 0 | -1.061 | 0 | 0 | 0 | 0 | 0 | 0 | 0 | 0 | 0 | 0
8178 | 2025-12-07 | 18 | 0 | 0 | 0 | 0 | 0 | -1.0646 | 0 | -1.0646 | 0 | 0 | 0 | 0 | 0 | 0 | 0 | 0 | 0 | 0
8179 | 2025-12-07 | 19 | 0 | 0 | 0 | 0 | 0 | -1.0542 | 0 | -1.0542 | 0 | 0 | 0 | 0 | 0 | 0 | 0 | 0 | 0 | 0
8180 | 2025-12-07 | 20 | 0 | 0 | 0 | 0 | 0 | -1.0583 | 0 | -1.0583 | 0 | 0 | 0 | 0 | 0 | 0 | 0 | 0 | 0 | 0
8181 | 2025-12-07 | 21 | 0 | 0 | 0 | 0 | 0 | -1.1002 | 0 | -1.1002 | 0 | 0 | 0 | 0 | 0 | 0 | 0 | 0 | 0 | 0
8182 | 2025-12-07 | 22 | 0 | 0 | 0 | 0 | 0 | -1.166 | 0 | -1.166 | 0 | 0 | 0 | 0 | 0 | 0 | 0 | 0 | 0 | 0
8183 | 2025-12-07 | 23 | 0 | 0 | 0 | 0 | 0 | -1.2365 | 0 | -1.2365 | 0 | 0 | 0 | 0 | 0 | 0 | 0 | 0 | 0 | 0
8184 | 2025-12-07 | 24 | 0 | 0 | 0 | 0 | 0 | -1.3165 | 0 | -1.3165 | 0 | 0 | 0 | 0 | 0 | 0 | 0 | 0 | 0 | 0
8185 | 2025-12-08 | 1 | 0 | 0 | 0 | 0 | 0 | -1.3628 | 0 | -1.3628 | 0 | 0 | 0 | 0 | 0 | 0 | 0 | 0 | 0 | 0
8186 | 2025-12-08 | 2 | 0 | 0 | 0 | 0 | 0 | -1.5649 | 0 | -1.5649 | 0 | 0 | 0 | 0 | 0 | 0 | 0 | 0 | 0 | 0
8187 | 2025-12-08 | 3 | 0 | 0 | 0 | 0 | 0 | -1.672 | 0 | -1.672 | 0 | 0 | 0 | 0 | 0 | 0 | 0 | 0 | 0 | 0
8188 | 2025-12-08 | 4 | 0 | 0 | 0 | 0 | 0 | -1.664 | 0 | -1.664 | 0 | 0 | 0 | 0 | 0 | 0 | 0 | 0 | 0 | 0
8189 | 2025-12-08 | 5 | 0 | 0 | 0 | 0 | 0 | -1.6915 | 0 | -1.6915 | 0 | 0 | 0 | 0 | 0 | 0 | 0 | 0 | 0 | 0
8190 | 2025-12-08 | 6 | 0 | 0 | 0 | 0 | 0 | -1.6703 | 0 | -1.6703 | 0 | 0 | 0 | 0 | 0 | 0 | 0 | 0 | 0 | 0
8191 | 2025-12-08 | 7 | 0 | 0 | 0 | 0 | 0 | -1.5911 | 0 | -1.5911 | 0 | 0 | 0 | 0 | 0 | 0 | 0 | 0 | 0 | 0
8192 | 2025-12-08 | 8 | 0 | 0 | 0 | 0 | 0 | -1.6291 | 0 | -1.6291 | 0 | 0 | 0 | 0 | 0 | 0 | 0 | 0 | 0 | 0
8193 | 2025-12-08 | 9 | 0 | 0 | 0 | 0 | 0 | -1.41 | 0 | -1.41 | 0 | 0 | 0 | 0 | 0 | 0 | 0 | 0 | 0 | 0
8194 | 2025-12-08 | 10 | 0 | 0 | 0 | 0 | 0 | -1.1576 | 0 | -1.1576 | 0 | 0 | 0 | 0 | 0 | 0 | 0 | 0 | 0 | 0
8195 | 2025-12-08 | 11 | 0 | 0 | 0 | 0 | 0 | -1.3057 | 0 | -1.3057 | 0 | 0 | 0 | 0 | 0 | 0 | 0 | 0 | 0 | 0
8196 | 2025-12-08 | 12 | 0 | 0 | 0 | 0 | 0 | -1.3843 | 0 | -1.3843 | 0 | 0 | 0 | 0 | 0 | 0 | 0 | 0 | 0 | 0
8197 | 2025-12-08 | 13 | 0 | 0 | 0 | 0 | 0 | -1.3082 | 0 | -1.3082 | 0 | 0 | 0 | 0 | 0 | 0 | 0 | 0 | 0 | 0
8198 | 2025-12-08 | 14 | 0 | 0 | 0 | 0 | 0 | -1.3666 | 0 | -1.3666 | 0 | 0 | 0 | 0 | 0 | 0 | 0 | 0 | 0 | 0
8199 | 2025-12-08 | 15 | 0 | 0 | 0 | 0 | 0 | -1.4025 | 0 | -1.4025 | 0 | 0 | 0 | 0 | 0 | 0 | 0 | 0 | 0 | 0
8200 | 2025-12-08 | 16 | 0 | 0 | 0 | 0 | 0 | -1.479 | 0 | -1.479 | 0 | 0 | 0 | 0 | 0 | 0 | 0 | 0 | 0 | 0
8201 | 2025-12-08 | 17 | 0 | 0 | 0 | 0 | 0 | -1.5007 | 0 | -1.5007 | 0 | 0 | 0 | 0 | 0 | 0 | 0 | 0 | 0 | 0
8202 | 2025-12-08 | 18 | 0 | 0 | 0 | 0 | 0 | -1.3635 | 0 | -1.3635 | 0 | 0 | 0 | 0 | 0 | 0 | 0 | 0 | 0 | 0
8203 | 2025-12-08 | 19 | 0 | 0 | 0 | 0 | 0 | -1.2084 | 0 | -1.2084 | 0 | 0.13 | 0 | 0 | 0 | 0 | 0 | -0.15709 | 0 | -0.15709
8204 | 2025-12-08 | 20 | 0 | 0 | 0 | 0 | 0 | -1.1734 | 0 | -1.1734 | 0 | 0.13 | 0 | 0 | 0 | 0 | 0 | -0.15255 | 0 | -0.15255
8205 | 2025-12-08 | 21 | 0 | 0 | 0 | 0 | 0 | -1.2097 | 0 | -1.2097 | 0 | 0 | 0 | 0 | 0 | 0 | 0 | 0 | 0 | 0
8206 | 2025-12-08 | 22 | 0 | 0 | 0 | 0 | 0 | -1.2807 | 0 | -1.2807 | 0 | 0 | 0 | 0 | 0 | 0 | 0 | 0 | 0 | 0
8207 | 2025-12-08 | 23 | 0 | 0 | 0 | 0 | 0 | -1.3163 | 0 | -1.3163 | 0 | 0 | 0 | 0 | 0 | 0 | 0 | 0 | 0 | 0
8208 | 2025-12-08 | 24 | 0 | 0 | 0 | 0 | 0 | -1.4604 | 0 | -1.4604 | 0 | 0 | 0 | 0 | 0 | 0 | 0 | 0 | 0 | 0
8209 | 2025-12-09 | 1 | 0 | 0 | 0 | 0 | 0 | -1.6484 | 0 | -1.6484 | 0 | 0 | 0 | 0 | 0 | 0 | 0 | 0 | 0 | 0
8210 | 2025-12-09 | 2 | 0 | 0 | 0 | 0 | 0 | -1.7743 | 0 | -1.7743 | 0 | 0 | 0 | 0 | 0 | 0 | 0 | 0 | 0 | 0
8211 | 2025-12-09 | 3 | 0 | 0 | 0 | 0 | 0 | -1.813 | 0 | -1.813 | 0 | 0 | 0 | 0 | 0 | 0 | 0 | 0 | 0 | 0
8212 | 2025-12-09 | 4 | 0 | 0 | 0 | 0 | 0 | -1.7783 | 0 | -1.7783 | 0 | 0 | 0 | 0 | 0 | 0 | 0 | 0 | 0 | 0
8213 | 2025-12-09 | 5 | 0 | 0 | 0 | 0 | 0 | -1.7259 | 0 | -1.7259 | 0 | 0 | 0 | 0 | 0 | 0 | 0 | 0 | 0 | 0
8214 | 2025-12-09 | 6 | 0 | 0 | 0 | 0 | 0 | -1.7369 | 0 | -1.7369 | 0 | 0 | 0 | 0 | 0 | 0 | 0 | 0 | 0 | 0
8215 | 2025-12-09 | 7 | 0 | 0 | 0 | 0 | 0 | -1.7509 | 0 | -1.7509 | 0 | 0 | 0 | 0 | 0 | 0 | 0 | 0 | 0 | 0
8216 | 2025-12-09 | 8 | 0 | 0 | 0 | 0 | 0 | -1.6362 | 0 | -1.6362 | 0 | 0 | 0 | 0 | 0 | 0 | 0 | 0 | 0 | 0
8217 | 2025-12-09 | 9 | 0 | 0 | 0 | 0 | 0 | -1.5387 | 0 | -1.5387 | 0 | 0 | 0 | 0 | 0 | 0 | 0 | 0 | 0 | 0
8218 | 2025-12-09 | 10 | 0 | 0 | 0 | 0 | 0 | -1.5083 | 0 | -1.5083 | 0 | 0 | 0 | 0 | 0 | 0 | 0 | 0 | 0 | 0
8219 | 2025-12-09 | 11 | 0 | 0 | 0 | 0 | 0 | -1.397 | 0 | -1.397 | 0 | 0 | 0 | 0 | 0 | 0 | 0 | 0 | 0 | 0
8220 | 2025-12-09 | 12 | 0 | 0 | 0 | 0 | 0 | -1.1952 | 0 | -1.1952 | 0 | 0 | 0 | 0 | 0 | 0 | 0 | 0 | 0 | 0
8221 | 2025-12-09 | 13 | 0 | 0 | 0 | 0 | 0 | -1.0798 | 0 | -1.0798 | 0 | 0 | 0 | 0 | 0 | 0 | 0 | 0 | 0 | 0
8222 | 2025-12-09 | 14 | 0 | -0.88144 | 0 | -0.85552 | 0 | -1.0019 | 0 | -1.0019 | 0 | 0 | 0 | 0 | 0 | 0 | 0 | 0 | 0 | 0
8223 | 2025-12-09 | 15 | 0 | -1.0245 | 0 | -1.0147 | 0 | -1.1454 | 0 | -1.1454 | 0 | 0 | 0 | 0 | 0 | 0 | 0 | 0 | 0 | 0
8224 | 2025-12-09 | 16 | 0 | -1.2638 | 0 | -1.2385 | 0 | -1.3781 | 0 | -1.3781 | 0 | 0 | 0 | 0 | 0 | 0 | 0 | 0 | 0 | 0
8225 | 2025-12-09 | 17 | 0 | 0 | 0 | 0 | 0 | -1.5724 | 0 | -1.5724 | 0 | 0 | 0 | 0 | 0 | 0 | 0 | 0 | 0 | 0
8226 | 2025-12-09 | 18 | 0 | 0 | 0 | 0 | 0 | -1.7293 | 0 | -1.7293 | 0 | 0 | 0 | 0 | 0 | 0 | 0 | 0 | 0 | 0
8227 | 2025-12-09 | 19 | 0 | 0 | 0 | 0 | 0 | -1.764 | 0 | -1.764 | 0 | 0.13 | 0 | 0 | 0 | 0 | 0 | -0.22932 | 0 | -0.22932
8228 | 2025-12-09 | 20 | 0 | 0 | 0 | 0 | 0 | -2.3146 | 0 | -2.3146 | 0 | 0.13 | 0 | 0 | 0 | 0 | 0 | -0.3009 | 0 | -0.3009
8229 | 2025-12-09 | 21 | 0 | 0 | 0 | 0 | 0 | -2.663 | 0 | -2.663 | 0 | 0 | 0 | 0 | 0 | 0 | 0 | 0 | 0 | 0
8230 | 2025-12-09 | 22 | 0 | 0 | 0 | 0 | 0 | -2.5878 | 0 | -2.5878 | 0 | 0 | 0 | 0 | 0 | 0 | 0 | 0 | 0 | 0
8231 | 2025-12-09 | 23 | 0 | 0 | 0 | 0 | 0 | -2.6544 | 0 | -2.6544 | 0 | 0 | 0 | 0 | 0 | 0 | 0 | 0 | 0 | 0
8232 | 2025-12-09 | 24 | 0 | 0 | 0 | 0 | 0 | -2.8285 | 0 | -2.8285 | 0 | 0 | 0 | 0 | 0 | 0 | 0 | 0 | 0 | 0
8233 | 2025-12-10 | 1 | 0 | 0 | 0 | 0 | 0 | -3.1154 | 0 | -3.1154 | 0 | 0 | 0 | 0 | 0 | 0 | 0 | 0 | 0 | 0
8234 | 2025-12-10 | 2 | 0 | 0 | 0 | 0 | 0 | -3.1701 | 0 | -3.1701 | 0 | 0 | 0 | 0 | 0 | 0 | 0 | 0 | 0 | 0
8235 | 2025-12-10 | 3 | 0 | 0 | 0 | 0 | 0 | -3.1722 | 0 | -3.1722 | 0 | 0 | 0 | 0 | 0 | 0 | 0 | 0 | 0 | 0
8236 | 2025-12-10 | 4 | 0 | 0 | 0 | 0 | 0 | -3.1717 | 0 | -3.1717 | 0 | 0 | 0 | 0 | 0 | 0 | 0 | 0 | 0 | 0
8237 | 2025-12-10 | 5 | 0 | 0 | 0 | 0 | 0 | -3.1047 | 0 | -3.1047 | 0 | 0 | 0 | 0 | 0 | 0 | 0 | 0 | 0 | 0
8238 | 2025-12-10 | 6 | 0 | 0 | 0 | 0 | 0 | -2.887 | 0 | -2.887 | 0 | 0 | 0 | 0 | 0 | 0 | 0 | 0 | 0 | 0
8239 | 2025-12-10 | 7 | 0 | 0 | 0 | 0 | 0 | -2.8133 | 0 | -2.8133 | 0 | 0 | 0 | 0 | 0 | 0 | 0 | 0 | 0 | 0
8240 | 2025-12-10 | 8 | 0 | 0 | 0 | 0 | 0 | -2.5411 | 0 | -2.5411 | 0 | 0 | 0 | 0 | 0 | 0 | 0 | 0 | 0 | 0
8241 | 2025-12-10 | 9 | 0 | 0 | 0 | 0 | 0 | -2.3625 | 0 | -2.3625 | 0 | 0 | 0 | 0 | 0 | 0 | 0 | 0 | 0 | 0
8242 | 2025-12-10 | 10 | 0 | 0 | 0 | 0 | 0 | -2.116 | 0 | -2.116 | 0 | 0 | 0 | 0 | 0 | 0 | 0 | 0 | 0 | 0
8243 | 2025-12-10 | 11 | 0 | 0 | 0 | 0 | 0 | -2.2596 | 0 | -2.2596 | 0 | 0 | 0 | 0 | 0 | 0 | 0 | 0 | 0 | 0
8244 | 2025-12-10 | 12 | 0 | 0 | 0 | 0 | 0 | -2.4562 | 0 | -2.4562 | 0 | 0 | 0 | 0 | 0 | 0 | 0 | 0 | 0 | 0
8245 | 2025-12-10 | 13 | 0 | 0 | 0 | 0 | 0 | -2.4933 | 0 | -2.4933 | 0 | 0 | 0 | 0 | 0 | 0 | 0 | 0 | 0 | 0
8246 | 2025-12-10 | 14 | 0 | 0 | 0 | 0 | 0 | -2.5904 | 0 | -2.5904 | 0 | 0 | 0 | 0 | 0 | 0 | 0 | 0 | 0 | 0
8247 | 2025-12-10 | 15 | 0 | 0 | 0 | 0 | 0 | -2.5503 | 0 | -2.5503 | 0 | 0 | 0 | 0 | 0 | 0 | 0 | 0 | 0 | 0
8248 | 2025-12-10 | 16 | 0 | 0 | 0 | 0 | 0 | -2.7341 | 0 | -2.7341 | 0 | 0 | 0 | 0 | 0 | 0 | 0 | 0 | 0 | 0
8249 | 2025-12-10 | 17 | 0 | 0 | 0 | 0 | 0 | -3.3 | 0 | -3.3 | 0 | 0 | 0 | 0 | 0 | 0 | 0 | 0 | 0 | 0
8250 | 2025-12-10 | 18 | 0 | 0 | 0 | 0 | 0 | -3.7465 | 0 | -3.7465 | 0 | 0 | 0 | 0 | 0 | 0 | 0 | 0 | 0 | 0
8251 | 2025-12-10 | 19 | 0 | 0 | 0 | 0 | 0 | -3.6515 | 0 | -3.6515 | 0 | 0.13 | 0 | 0 | 0 | 0 | 0 | -0.4747 | 0 | -0.4747
8252 | 2025-12-10 | 20 | 0 | 0 | 0 | 0 | 0 | -3.7592 | 0 | -3.7592 | 0 | 0.13 | 0 | 0 | 0 | 0 | 0 | -0.4887 | 0 | -0.4887
8253 | 2025-12-10 | 21 | 0 | 0 | 0 | 0 | 0 | -3.9942 | 0 | -3.9942 | 0 | 0 | 0 | 0 | 0 | 0 | 0 | 0 | 0 | 0
8254 | 2025-12-10 | 22 | 0 | 0 | 0 | 0 | 0 | -4.0056 | 0 | -4.0056 | 0 | 0 | 0 | 0 | 0 | 0 | 0 | 0 | 0 | 0
8255 | 2025-12-10 | 23 | 0 | 0 | 0 | 0 | 0 | -3.9899 | 0 | -3.9899 | 0 | 0 | 0 | 0 | 0 | 0 | 0 | 0 | 0 | 0
8256 | 2025-12-10 | 24 | 0 | 0 | 0 | 0 | 0 | -4.1559 | 0 | -4.1559 | 0 | 0 | 0 | 0 | 0 | 0 | 0 | 0 | 0 | 0
8257 | 2025-12-11 | 1 | 0 | 0 | 0 | 0 | 0 | -4.6696 | 0 | -4.6696 | 0 | 0 | 0 | 0 | 0 | 0 | 0 | 0 | 0 | 0
8258 | 2025-12-11 | 2 | 0 | 0 | 0 | 0 | 0 | -4.6842 | 0 | -4.6842 | 0 | 0 | 0 | 0 | 0 | 0 | 0 | 0 | 0 | 0
8259 | 2025-12-11 | 3 | 0 | 0 | 0 | 0 | 0 | -4.5815 | 0 | -4.5815 | 0 | 0 | 0 | 0 | 0 | 0 | 0 | 0 | 0 | 0
8260 | 2025-12-11 | 4 | 0 | 0 | 0 | 0 | 0 | -4.5366 | 0 | -4.5366 | 0 | 0 | 0 | 0 | 0 | 0 | 0 | 0 | 0 | 0
8261 | 2025-12-11 | 5 | 0 | 0 | 0 | 0 | 0 | -4.4554 | 0 | -4.4554 | 0 | 0 | 0 | 0 | 0 | 0 | 0 | 0 | 0 | 0
8262 | 2025-12-11 | 6 | 0 | 0 | 0 | 0 | 0 | -4.4846 | 0 | -4.4846 | 0 | 0 | 0 | 0 | 0 | 0 | 0 | 0 | 0 | 0
8263 | 2025-12-11 | 7 | 0 | 0 | 0 | 0 | 0 | -4.1691 | 0 | -4.1691 | 0 | 0 | 0 | 0 | 0 | 0 | 0 | 0 | 0 | 0
8264 | 2025-12-11 | 8 | 0 | 0 | 0 | 0 | 0 | -3.8136 | 0 | -3.8136 | 0 | 0 | 0 | 0 | 0 | 0 | 0 | 0 | 0 | 0
8265 | 2025-12-11 | 9 | 0 | 0 | 0 | 0 | 0 | -3.6197 | 0 | -3.6197 | 0 | 0 | 0 | 0 | 0 | 0 | 0 | 0 | 0 | 0
8266 | 2025-12-11 | 10 | 0 | 0 | 0 | 0 | 0 | -2.8645 | 0 | -2.8645 | 0 | 0 | 0 | 0 | 0 | 0 | 0 | 0 | 0 | 0
8267 | 2025-12-11 | 11 | 0 | 0 | 0 | 0 | 0 | -2.5659 | 0 | -2.5659 | 0 | 0 | 0 | 0 | 0 | 0 | 0 | 0 | 0 | 0
8268 | 2025-12-11 | 12 | 0 | 0 | 0 | 0 | 0 | -2.6477 | 0 | -2.6477 | 0 | 0 | 0 | 0 | 0 | 0 | 0 | 0 | 0 | 0
8269 | 2025-12-11 | 13 | 0 | 0 | 0 | 0 | 0 | -2.7376 | 0 | -2.7376 | 0 | 0 | 0 | 0 | 0 | 0 | 0 | 0 | 0 | 0
8270 | 2025-12-11 | 14 | 0 | 0 | 0 | 0 | 0 | -2.9205 | 0 | -2.9205 | 0 | 0 | 0 | 0 | 0 | 0 | 0 | 0 | 0 | 0
8271 | 2025-12-11 | 15 | 0 | 0 | 0 | 0 | 0 | -2.8021 | 0 | -2.8021 | 0 | 0 | 0 | 0 | 0 | 0 | 0 | 0 | 0 | 0
8272 | 2025-12-11 | 16 | 0 | 0 | 0 | 0 | 0 | -2.9594 | 0 | -2.9594 | 0 | 0 | 0 | 0 | 0 | 0 | 0 | 0 | 0 | 0
8273 | 2025-12-11 | 17 | 0 | 0 | 0 | 0 | 0 | -3.1813 | 0 | -3.1813 | 0 | 0 | 0 | 0 | 0 | 0 | 0 | 0 | 0 | 0
8274 | 2025-12-11 | 18 | 0 | 0 | 0 | 0 | 0 | -3.0919 | 0 | -3.0919 | 0 | 0 | 0 | 0 | 0 | 0 | 0 | 0 | 0 | 0
8275 | 2025-12-11 | 19 | 0 | 0 | 0 | 0 | 0 | -2.9879 | 0 | -2.9879 | 0 | 0.13 | 0 | 0 | 0 | 0 | 0 | -0.38842 | 0 | -0.38842
8276 | 2025-12-11 | 20 | 0 | 0 | 0 | 0 | 0 | -2.9692 | 0 | -2.9692 | 0 | 0.13 | 0 | 0 | 0 | 0 | 0 | -0.386 | 0 | -0.386
8277 | 2025-12-11 | 21 | 0 | 0 | 0 | 0 | 0 | -2.9869 | 0 | -2.9869 | 0 | 0 | 0 | 0 | 0 | 0 | 0 | 0 | 0 | 0
8278 | 2025-12-11 | 22 | 0 | 0 | 0 | 0 | 0 | -3.0576 | 0 | -3.0576 | 0 | 0 | 0 | 0 | 0 | 0 | 0 | 0 | 0 | 0
8279 | 2025-12-11 | 23 | 0 | 0 | 0 | 0 | 0 | -2.8333 | 0 | -2.8333 | 0 | 0 | 0 | 0 | 0 | 0 | 0 | 0 | 0 | 0
8280 | 2025-12-11 | 24 | 0 | 0 | 0 | 0 | 0 | -2.9351 | 0 | -2.9351 | 0 | 0 | 0 | 0 | 0 | 0 | 0 | 0 | 0 | 0
8281 | 2025-12-12 | 1 | 0 | 0 | 0 | 0 | 0 | -2.9732 | 0 | -2.9732 | 0 | 0 | 0 | 0 | 0 | 0 | 0 | 0 | 0 | 0
8282 | 2025-12-12 | 2 | 0 | 0 | 0 | 0 | 0 | -3.0547 | 0 | -3.0547 | 0 | 0 | 0 | 0 | 0 | 0 | 0 | 0 | 0 | 0
8283 | 2025-12-12 | 3 | 0 | 0 | 0 | 0 | 0 | -3.1027 | 0 | -3.1027 | 0 | 0 | 0 | 0 | 0 | 0 | 0 | 0 | 0 | 0
8284 | 2025-12-12 | 4 | 0 | 0 | 0 | 0 | 0 | -3.0707 | 0 | -3.0707 | 0 | 0 | 0 | 0 | 0 | 0 | 0 | 0 | 0 | 0
8285 | 2025-12-12 | 5 | 0 | 0 | 0 | 0 | 0 | -2.8927 | 0 | -2.8927 | 0 | 0 | 0 | 0 | 0 | 0 | 0 | 0 | 0 | 0
8286 | 2025-12-12 | 6 | 0 | 0 | 0 | 0 | 0 | -2.7748 | 0 | -2.7748 | 0 | 0 | 0 | 0 | 0 | 0 | 0 | 0 | 0 | 0
8287 | 2025-12-12 | 7 | 0 | 0 | 0 | 0 | 0 | -2.7297 | 0 | -2.7297 | 0 | 0 | 0 | 0 | 0 | 0 | 0 | 0 | 0 | 0
8288 | 2025-12-12 | 8 | 0 | 0 | 0 | 0 | 0 | -2.5951 | 0 | -2.5951 | 0 | 0 | 0 | 0 | 0 | 0 | 0 | 0 | 0 | 0
8289 | 2025-12-12 | 9 | 0 | 0 | 0 | 0 | 0 | -2.2713 | 0 | -2.2713 | 0 | 0 | 0 | 0 | 0 | 0 | 0 | 0 | 0 | 0
8290 | 2025-12-12 | 10 | 0 | 0 | 0 | 0 | 0 | -1.9478 | 0 | -1.9478 | 0 | 0 | 0 | 0 | 0 | 0 | 0 | 0 | 0 | 0
8291 | 2025-12-12 | 11 | 0 | 0 | 0 | 0 | 0 | -1.6294 | 0 | -1.6294 | 0 | 0 | 0 | 0 | 0 | 0 | 0 | 0 | 0 | 0
8292 | 2025-12-12 | 12 | 0 | 0 | 0 | 0 | 0 | -1.3438 | 0 | -1.3438 | 0 | 0 | 0 | 0 | 0 | 0 | 0 | 0 | 0 | 0
8293 | 2025-12-12 | 13 | 0 | 0 | 0 | 0 | 0 | -1.1859 | 0 | -1.1859 | 0 | 0 | 0 | 0 | 0 | 0 | 0 | 0 | 0 | 0
8294 | 2025-12-12 | 14 | 0 | 0 | 0 | 0 | 0 | -1.1431 | 0 | -1.1431 | 0 | 0 | 0 | 0 | 0 | 0 | 0 | 0 | 0 | 0
8295 | 2025-12-12 | 15 | 0 | 0 | 0 | 0 | 0 | -1.1423 | 0 | -1.1423 | 0 | 0 | 0 | 0 | 0 | 0 | 0 | 0 | 0 | 0
8296 | 2025-12-12 | 16 | 0 | 0 | 0 | 0 | 0 | -1.1486 | 0 | -1.1486 | 0 | 0 | 0 | 0 | 0 | 0 | 0 | 0 | 0 | 0
8297 | 2025-12-12 | 17 | 0 | 0 | 0 | 0 | 0 | -1.4479 | 0 | -1.4479 | 0 | 0 | 0 | 0 | 0 | 0 | 0 | 0 | 0 | 0
8298 | 2025-12-12 | 18 | 0 | 0 | 0 | 0 | 0 | -1.7458 | 0 | -1.7458 | 0 | 0 | 0 | 0 | 0 | 0 | 0 | 0 | 0 | 0
8299 | 2025-12-12 | 19 | 0 | 0 | 0 | 0 | 0 | -1.7014 | 0 | -1.7014 | 0 | 0.13 | 0 | 0 | 0 | 0 | 0 | -0.22118 | 0 | -0.22118
8300 | 2025-12-12 | 20 | 0 | 0 | 0 | 0 | 0 | -1.4221 | 0 | -1.4221 | 0 | 0.13 | 0 | 0 | 0 | 0 | 0 | -0.18487 | 0 | -0.18487
8301 | 2025-12-12 | 21 | 0 | 0 | 0 | 0 | 0 | -1.2714 | 0 | -1.2714 | 0 | 0 | 0 | 0 | 0 | 0 | 0 | 0 | 0 | 0
8302 | 2025-12-12 | 22 | 0 | 0 | 0 | 0 | 0 | -1.3652 | 0 | -1.3652 | 0 | 0 | 0 | 0 | 0 | 0 | 0 | 0 | 0 | 0
8303 | 2025-12-12 | 23 | 0 | 0 | 0 | 0 | 0 | -1.6239 | 0 | -1.6239 | 0 | 0 | 0 | 0 | 0 | 0 | 0 | 0 | 0 | 0
8304 | 2025-12-12 | 24 | 0 | 0 | 0 | 0 | 0 | -1.7191 | 0 | -1.7191 | 0 | 0 | 0 | 0 | 0 | 0 | 0 | 0 | 0 | 0
8305 | 2025-12-13 | 1 | 0 | 0 | 0 | 0 | 0 | -1.755 | 0 | -1.755 | 0 | 0 | 0 | 0 | 0 | 0 | 0 | 0 | 0 | 0
8306 | 2025-12-13 | 2 | 0 | 0 | 0 | 0 | 0 | -1.7986 | 0 | -1.7986 | 0 | 0 | 0 | 0 | 0 | 0 | 0 | 0 | 0 | 0
8307 | 2025-12-13 | 3 | 0 | 0 | 0 | 0 | 0 | -1.7735 | 0 | -1.7735 | 0 | 0 | 0 | 0 | 0 | 0 | 0 | 0 | 0 | 0
8308 | 2025-12-13 | 4 | 0 | 0 | 0 | 0 | 0 | -1.6861 | 0 | -1.6861 | 0 | 0 | 0 | 0 | 0 | 0 | 0 | 0 | 0 | 0
8309 | 2025-12-13 | 5 | 0 | 0 | 0 | 0 | 0 | -1.6152 | 0 | -1.6152 | 0 | 0 | 0 | 0 | 0 | 0 | 0 | 0 | 0 | 0
8310 | 2025-12-13 | 6 | 0 | 0 | 0 | 0 | 0 | -1.5616 | 0 | -1.5616 | 0 | 0 | 0 | 0 | 0 | 0 | 0 | 0 | 0 | 0
8311 | 2025-12-13 | 7 | 0 | 0 | 0 | 0 | 0 | -1.5322 | 0 | -1.5322 | 0 | 0 | 0 | 0 | 0 | 0 | 0 | 0 | 0 | 0
8312 | 2025-12-13 | 8 | 0 | 0 | 0 | 0 | 0 | -1.5587 | 0 | -1.5587 | 0 | 0 | 0 | 0 | 0 | 0 | 0 | 0 | 0 | 0
8313 | 2025-12-13 | 9 | 0 | 0 | 0 | 0 | 0 | -1.6404 | 0 | -1.6404 | 0 | 0 | 0 | 0 | 0 | 0 | 0 | 0 | 0 | 0
8314 | 2025-12-13 | 10 | 0 | 0 | 0 | 0 | 0 | -1.8082 | 0 | -1.8082 | 0 | 0 | 0 | 0 | 0 | 0 | 0 | 0 | 0 | 0
8315 | 2025-12-13 | 11 | 0 | 0 | 0 | 0 | 0 | -1.9079 | 0 | -1.9079 | 0 | 0 | 0 | 0 | 0 | 0 | 0 | 0 | 0 | 0
8316 | 2025-12-13 | 12 | 0 | 0 | 0 | 0 | 0 | -1.7925 | 0 | -1.7925 | 0 | 0 | 0 | 0 | 0 | 0 | 0 | 0 | 0 | 0
8317 | 2025-12-13 | 13 | 0 | 0 | 0 | 0 | 0 | -1.6042 | 0 | -1.6042 | 0 | 0 | 0 | 0 | 0 | 0 | 0 | 0 | 0 | 0
8318 | 2025-12-13 | 14 | 0 | 0 | 0 | 0 | 0 | -1.4714 | 0 | -1.4714 | 0 | 0 | 0 | 0 | 0 | 0 | 0 | 0 | 0 | 0
8319 | 2025-12-13 | 15 | 0 | 0 | 0 | 0 | 0 | -1.4296 | 0 | -1.4296 | 0 | 0 | 0 | 0 | 0 | 0 | 0 | 0 | 0 | 0
8320 | 2025-12-13 | 16 | 0 | 0 | 0 | 0 | 0 | -1.352 | 0 | -1.352 | 0 | 0 | 0 | 0 | 0 | 0 | 0 | 0 | 0 | 0
8321 | 2025-12-13 | 17 | 0 | 0 | 0 | 0 | 0 | -1.3803 | 0 | -1.3803 | 0 | 0 | 0 | 0 | 0 | 0 | 0 | 0 | 0 | 0
8322 | 2025-12-13 | 18 | 0 | 0 | 0 | 0 | 0 | -1.3744 | 0 | -1.3744 | 0 | 0 | 0 | 0 | 0 | 0 | 0 | 0 | 0 | 0
8323 | 2025-12-13 | 19 | 0 | 0 | 0 | 0 | 0 | -1.276 | 0 | -1.276 | 0 | 0 | 0 | 0 | 0 | 0 | 0 | 0 | 0 | 0
8324 | 2025-12-13 | 20 | 0 | 0 | 0 | 0 | 0 | -1.2049 | 0 | -1.2049 | 0 | 0 | 0 | 0 | 0 | 0 | 0 | 0 | 0 | 0
8325 | 2025-12-13 | 21 | 0 | 0 | 0 | 0 | 0 | -1.2621 | 0 | -1.2621 | 0 | 0 | 0 | 0 | 0 | 0 | 0 | 0 | 0 | 0
8326 | 2025-12-13 | 22 | 0 | 0 | 0 | 0 | 0 | -1.3333 | 0 | -1.3333 | 0 | 0 | 0 | 0 | 0 | 0 | 0 | 0 | 0 | 0
8327 | 2025-12-13 | 23 | 0 | 0 | 0 | 0 | 0 | -1.3572 | 0 | -1.3572 | 0 | 0 | 0 | 0 | 0 | 0 | 0 | 0 | 0 | 0
8328 | 2025-12-13 | 24 | 0 | 0 | 0 | 0 | 0 | -1.3902 | 0 | -1.3902 | 0 | 0 | 0 | 0 | 0 | 0 | 0 | 0 | 0 | 0
8329 | 2025-12-14 | 1 | 0 | 0 | 0 | 0 | 0 | -1.4982 | 0 | -1.4982 | 0 | 0 | 0 | 0 | 0 | 0 | 0 | 0 | 0 | 0
8330 | 2025-12-14 | 2 | 0 | 0 | 0 | 0 | 0 | -1.5279 | 0 | -1.5279 | 0 | 0 | 0 | 0 | 0 | 0 | 0 | 0 | 0 | 0
8331 | 2025-12-14 | 3 | 0 | 0 | 0 | 0 | 0 | -1.5729 | 0 | -1.5729 | 0 | 0 | 0 | 0 | 0 | 0 | 0 | 0 | 0 | 0
8332 | 2025-12-14 | 4 | 0 | 0 | 0 | 0 | 0 | -1.5637 | 0 | -1.5637 | 0 | 0 | 0 | 0 | 0 | 0 | 0 | 0 | 0 | 0
8333 | 2025-12-14 | 5 | 0 | 0 | 0 | 0 | 0 | -1.5508 | 0 | -1.5508 | 0 | 0 | 0 | 0 | 0 | 0 | 0 | 0 | 0 | 0
8334 | 2025-12-14 | 6 | 0 | 0 | 0 | 0 | 0 | -1.5143 | 0 | -1.5143 | 0 | 0 | 0 | 0 | 0 | 0 | 0 | 0 | 0 | 0
8335 | 2025-12-14 | 7 | 0 | 0 | 0 | 0 | 0 | -1.4768 | 0 | -1.4768 | 0 | 0 | 0 | 0 | 0 | 0 | 0 | 0 | 0 | 0
8336 | 2025-12-14 | 8 | 0 | 0 | 0 | 0 | 0 | -1.4749 | 0 | -1.4749 | 0 | 0 | 0 | 0 | 0 | 0 | 0 | 0 | 0 | 0
8337 | 2025-12-14 | 9 | 0 | 0 | 0 | 0 | 0 | -1.5374 | 0 | -1.5374 | 0 | 0 | 0 | 0 | 0 | 0 | 0 | 0 | 0 | 0
8338 | 2025-12-14 | 10 | 0 | 0 | 0 | 0 | 0 | -1.6061 | 0 | -1.6061 | 0 | 0 | 0 | 0 | 0 | 0 | 0 | 0 | 0 | 0
8339 | 2025-12-14 | 11 | 0 | 0 | 0 | 0 | 0 | -1.591 | 0 | -1.591 | 0 | 0 | 0 | 0 | 0 | 0 | 0 | 0 | 0 | 0
8340 | 2025-12-14 | 12 | 0 | 0 | 0 | 0 | 0 | -1.4945 | 0 | -1.4945 | 0 | 0 | 0 | 0 | 0 | 0 | 0 | 0 | 0 | 0
8341 | 2025-12-14 | 13 | 0 | 0 | 0 | 0 | 0 | -1.3892 | 0 | -1.3892 | 0 | 0 | 0 | 0 | 0 | 0 | 0 | 0 | 0 | 0
8342 | 2025-12-14 | 14 | 0 | 0 | 0 | 0 | 0 | -1.2879 | 0 | -1.2879 | 0 | 0 | 0 | 0 | 0 | 0 | 0 | 0 | 0 | 0
8343 | 2025-12-14 | 15 | 0 | 0 | 0 | 0 | 0 | -1.347 | 0 | -1.347 | 0 | 0 | 0 | 0 | 0 | 0 | 0 | 0 | 0 | 0
8344 | 2025-12-14 | 16 | 0 | 0 | 0 | 0 | 0 | -1.289 | 0 | -1.289 | 0 | 0 | 0 | 0 | 0 | 0 | 0 | 0 | 0 | 0
8345 | 2025-12-14 | 17 | 0 | 0 | 0 | 0 | 0 | -1.2666 | 0 | -1.2666 | 0 | 0 | 0 | 0 | 0 | 0 | 0 | 0 | 0 | 0
8346 | 2025-12-14 | 18 | 0 | 0 | 0 | 0 | 0 | -1.2009 | 0 | -1.2009 | 0 | 0 | 0 | 0 | 0 | 0 | 0 | 0 | 0 | 0
8347 | 2025-12-14 | 19 | 0 | 0 | 0 | 0 | 0 | -1.0765 | 0 | -1.0765 | 0 | 0 | 0 | 0 | 0 | 0 | 0 | 0 | 0 | 0
8348 | 2025-12-14 | 20 | 0 | 0 | 0 | 0 | 0 | -1.0395 | 0 | -1.0395 | 0 | 0 | 0 | 0 | 0 | 0 | 0 | 0 | 0 | 0
8349 | 2025-12-14 | 21 | 0 | 0 | 0 | 0 | 0 | -1.0241 | 0 | -1.0241 | 0 | 0 | 0 | 0 | 0 | 0 | 0 | 0 | 0 | 0
8350 | 2025-12-14 | 22 | 0 | 0 | 0 | 0 | 0 | -1.0822 | 0 | -1.0822 | 0 | 0 | 0 | 0 | 0 | 0 | 0 | 0 | 0 | 0
8351 | 2025-12-14 | 23 | 0 | 0 | 0 | 0 | 0 | -1.216 | 0 | -1.216 | 0 | 0 | 0 | 0 | 0 | 0 | 0 | 0 | 0 | 0
8352 | 2025-12-14 | 24 | 0 | 0 | 0 | 0 | 0 | -1.3119 | 0 | -1.3119 | 0 | 0 | 0 | 0 | 0 | 0 | 0 | 0 | 0 | 0
8353 | 2025-12-15 | 1 | 0 | 0 | 0 | 0 | 0 | -1.3873 | 0 | -1.3873 | 0 | 0 | 0 | 0 | 0 | 0 | 0 | 0 | 0 | 0
8354 | 2025-12-15 | 2 | 0 | 0 | 0 | 0 | 0 | -1.4597 | 0 | -1.4597 | 0 | 0 | 0 | 0 | 0 | 0 | 0 | 0 | 0 | 0
8355 | 2025-12-15 | 3 | 0 | 0 | 0 | 0 | 0 | -1.5284 | 0 | -1.5284 | 0 | 0 | 0 | 0 | 0 | 0 | 0 | 0 | 0 | 0
8356 | 2025-12-15 | 4 | 0 | 0 | 0 | 0 | 0 | -1.6894 | 0 | -1.6894 | 0 | 0 | 0 | 0 | 0 | 0 | 0 | 0 | 0 | 0
8357 | 2025-12-15 | 5 | 0 | 0 | 0 | 0 | 0 | -1.7049 | 0 | -1.7049 | 0 | 0 | 0 | 0 | 0 | 0 | 0 | 0 | 0 | 0
8358 | 2025-12-15 | 6 | 0 | 0 | 0 | 0 | 0 | -1.5551 | 0 | -1.5551 | 0 | 0 | 0 | 0 | 0 | 0 | 0 | 0 | 0 | 0
8359 | 2025-12-15 | 7 | 0 | 0 | 0 | 0 | 0 | -1.5662 | 0 | -1.5662 | 0 | 0 | 0 | 0 | 0 | 0 | 0 | 0 | 0 | 0
8360 | 2025-12-15 | 8 | 0 | 0 | 0 | 0 | 0 | -1.6881 | 0 | -1.6881 | 0 | 0 | 0 | 0 | 0 | 0 | 0 | 0 | 0 | 0
8361 | 2025-12-15 | 9 | 0 | 0 | 0 | 0 | 0 | -1.6638 | 0 | -1.6638 | 0 | 0 | 0 | 0 | 0 | 0 | 0 | 0 | 0 | 0
8362 | 2025-12-15 | 10 | 0 | 0 | 0 | 0 | 0 | -1.5443 | 0 | -1.5443 | 0 | 0 | 0 | 0 | 0 | 0 | 0 | 0 | 0 | 0
8363 | 2025-12-15 | 11 | 0 | 0 | 0 | 0 | 0 | -1.5894 | 0 | -1.5894 | 0 | 0 | 0 | 0 | 0 | 0 | 0 | 0 | 0 | 0
8364 | 2025-12-15 | 12 | 0 | 0 | 0 | 0 | 0 | -1.6498 | 0 | -1.6498 | 0 | 0 | 0 | 0 | 0 | 0 | 0 | 0 | 0 | 0
8365 | 2025-12-15 | 13 | 0 | 0 | 0 | 0 | 0 | -1.5663 | 0 | -1.5663 | 0 | 0 | 0 | 0 | 0 | 0 | 0 | 0 | 0 | 0
8366 | 2025-12-15 | 14 | 0 | 0 | 0 | 0 | 0 | -1.65 | 0 | -1.65 | 0 | 0 | 0 | 0 | 0 | 0 | 0 | 0 | 0 | 0
8367 | 2025-12-15 | 15 | 0 | 0 | 0 | 0 | 0 | -1.7534 | 0 | -1.7534 | 0 | 0 | 0 | 0 | 0 | 0 | 0 | 0 | 0 | 0
8368 | 2025-12-15 | 16 | 0 | 0 | 0 | 0 | 0 | -1.7908 | 0 | -1.7908 | 0 | 0 | 0 | 0 | 0 | 0 | 0 | 0 | 0 | 0
8369 | 2025-12-15 | 17 | 0 | 0 | 0 | 0 | 0 | -1.7786 | 0 | -1.7786 | 0 | 0 | 0 | 0 | 0 | 0 | 0 | 0 | 0 | 0
8370 | 2025-12-15 | 18 | 0 | 0 | 0 | 0 | 0 | -1.6844 | 0 | -1.6844 | 0 | 0 | 0 | 0 | 0 | 0 | 0 | 0 | 0 | 0
8371 | 2025-12-15 | 19 | 0 | 0 | 0 | 0 | 0 | -1.7417 | 0 | -1.7417 | 0 | 0.13 | 0 | 0 | 0 | 0 | 0 | -0.22642 | 0 | -0.22642
8372 | 2025-12-15 | 20 | 0 | 0 | 0 | 0 | 0 | -2.0317 | 0 | -2.0317 | 0 | 0.13 | 0 | 0 | 0 | 0 | 0 | -0.26412 | 0 | -0.26412
8373 | 2025-12-15 | 21 | 0 | 0 | 0 | 0 | 0 | -1.9482 | 0 | -1.9482 | 0 | 0 | 0 | 0 | 0 | 0 | 0 | 0 | 0 | 0
8374 | 2025-12-15 | 22 | 0 | 0 | 0 | 0 | 0 | -2.0017 | 0 | -2.0017 | 0 | 0 | 0 | 0 | 0 | 0 | 0 | 0 | 0 | 0
8375 | 2025-12-15 | 23 | 0 | 0 | 0 | 0 | 0 | -2.0872 | 0 | -2.0872 | 0 | 0 | 0 | 0 | 0 | 0 | 0 | 0 | 0 | 0
8376 | 2025-12-15 | 24 | 0 | 0 | 0 | 0 | 0 | -2.2001 | 0 | -2.2001 | 0 | 0 | 0 | 0 | 0 | 0 | 0 | 0 | 0 | 0
8377 | 2025-12-16 | 1 | 0 | 0 | 0 | 0 | 0 | -2.3524 | 0 | -2.3524 | 0 | 0 | 0 | 0 | 0 | 0 | 0 | 0 | 0 | 0
8378 | 2025-12-16 | 2 | 0 | 0 | 0 | 0 | 0 | -2.5083 | 0 | -2.5083 | 0 | 0 | 0 | 0 | 0 | 0 | 0 | 0 | 0 | 0
8379 | 2025-12-16 | 3 | 0 | 0 | 0 | 0 | 0 | -2.5667 | 0 | -2.5667 | 0 | 0 | 0 | 0 | 0 | 0 | 0 | 0 | 0 | 0
8380 | 2025-12-16 | 4 | 0 | 0 | 0 | 0 | 0 | -2.5823 | 0 | -2.5823 | 0 | 0 | 0 | 0 | 0 | 0 | 0 | 0 | 0 | 0
8381 | 2025-12-16 | 5 | 0 | 0 | 0 | 0 | 0 | -2.687 | 0 | -2.687 | 0 | 0 | 0 | 0 | 0 | 0 | 0 | 0 | 0 | 0
8382 | 2025-12-16 | 6 | 0 | 0 | 0 | 0 | 0 | -2.7528 | 0 | -2.7528 | 0 | 0 | 0 | 0 | 0 | 0 | 0 | 0 | 0 | 0
8383 | 2025-12-16 | 7 | 0 | 0 | 0 | 0 | 0 | -2.8483 | 0 | -2.8483 | 0 | 0 | 0 | 0 | 0 | 0 | 0 | 0 | 0 | 0
8384 | 2025-12-16 | 8 | 0 | 0 | 0 | 0 | 0 | -2.8218 | 0 | -2.8218 | 0 | 0 | 0 | 0 | 0 | 0 | 0 | 0 | 0 | 0
8385 | 2025-12-16 | 9 | 0 | 0 | 0 | 0 | 0 | -2.7446 | 0 | -2.7446 | 0 | 0 | 0 | 0 | 0 | 0 | 0 | 0 | 0 | 0
8386 | 2025-12-16 | 10 | 0 | 0 | 0 | 0 | 0 | -2.6628 | 0 | -2.6628 | 0 | 0 | 0 | 0 | 0 | 0 | 0 | 0 | 0 | 0
8387 | 2025-12-16 | 11 | 0 | 0 | 0 | 0 | 0 | -2.4452 | 0 | -2.4452 | 0 | 0 | 0 | 0 | 0 | 0 | 0 | 0 | 0 | 0
8388 | 2025-12-16 | 12 | 0 | 0 | 0 | 0 | 0 | -2.1161 | 0 | -2.1161 | 0 | 0 | 0 | 0 | 0 | 0 | 0 | 0 | 0 | 0
8389 | 2025-12-16 | 13 | 0 | 0 | 0 | 0 | 0 | -1.9355 | 0 | -1.9355 | 0 | 0 | 0 | 0 | 0 | 0 | 0 | 0 | 0 | 0
8390 | 2025-12-16 | 14 | 0 | 0 | 0 | 0 | 0 | -1.7072 | 0 | -1.7072 | 0 | 0 | 0 | 0 | 0 | 0 | 0 | 0 | 0 | 0
8391 | 2025-12-16 | 15 | 0 | 0 | 0 | 0 | 0 | -2.0063 | 0 | -2.0063 | 0 | 0 | 0 | 0 | 0 | 0 | 0 | 0 | 0 | 0
8392 | 2025-12-16 | 16 | 0 | 0 | 0 | 0 | 0 | -2.2672 | 0 | -2.2672 | 0 | 0 | 0 | 0 | 0 | 0 | 0 | 0 | 0 | 0
8393 | 2025-12-16 | 17 | 0 | 0 | 0 | 0 | 0 | -2.3009 | 0 | -2.3009 | 0 | 0 | 0 | 0 | 0 | 0 | 0 | 0 | 0 | 0
8394 | 2025-12-16 | 18 | 0 | 0 | 0 | 0 | 0 | -2.1484 | 0 | -2.1484 | 0 | 0 | 0 | 0 | 0 | 0 | 0 | 0 | 0 | 0
8395 | 2025-12-16 | 19 | 0 | 0 | 0 | 0 | 0 | -2.0159 | 0 | -2.0159 | 0 | 0.13 | 0 | 0 | 0 | 0 | 0 | -0.26207 | 0 | -0.26207
8396 | 2025-12-16 | 20 | 0 | 0 | 0 | 0 | 0 | -2.0667 | 0 | -2.0667 | 0 | 0.13 | 0 | 0 | 0 | 0 | 0 | -0.26867 | 0 | -0.26867
8397 | 2025-12-16 | 21 | 0 | 0 | 0 | 0 | 0 | -2.0532 | 0 | -2.0532 | 0 | 0 | 0 | 0 | 0 | 0 | 0 | 0 | 0 | 0
8398 | 2025-12-16 | 22 | 0 | 0 | 0 | 0 | 0 | -2.0351 | 0 | -2.0351 | 0 | 0 | 0 | 0 | 0 | 0 | 0 | 0 | 0 | 0
8399 | 2025-12-16 | 23 | 0 | 0 | 0 | 0 | 0 | -2.0892 | 0 | -2.0892 | 0 | 0 | 0 | 0 | 0 | 0 | 0 | 0 | 0 | 0
8400 | 2025-12-16 | 24 | 0 | 0 | 0 | 0 | 0 | -2.173 | 0 | -2.173 | 0 | 0 | 0 | 0 | 0 | 0 | 0 | 0 | 0 | 0
8401 | 2025-12-17 | 1 | 0 | 0 | 0 | 0 | 0 | -2.3145 | 0 | -2.3145 | 0 | 0 | 0 | 0 | 0 | 0 | 0 | 0 | 0 | 0
8402 | 2025-12-17 | 2 | 0 | 0 | 0 | 0 | 0 | -2.5476 | 0 | -2.5476 | 0 | 0 | 0 | 0 | 0 | 0 | 0 | 0 | 0 | 0
8403 | 2025-12-17 | 3 | 0 | 0 | 0 | 0 | 0 | -2.7729 | 0 | -2.7729 | 0 | 0 | 0 | 0 | 0 | 0 | 0 | 0 | 0 | 0
8404 | 2025-12-17 | 4 | 0 | 0 | 0 | 0 | 0 | -2.8736 | 0 | -2.8736 | 0 | 0 | 0 | 0 | 0 | 0 | 0 | 0 | 0 | 0
8405 | 2025-12-17 | 5 | 0 | 0 | 0 | 0 | 0 | -2.9469 | 0 | -2.9469 | 0 | 0 | 0 | 0 | 0 | 0 | 0 | 0 | 0 | 0
8406 | 2025-12-17 | 6 | 0 | 0 | 0 | 0 | 0 | -3.0901 | 0 | -3.0901 | 0 | 0 | 0 | 0 | 0 | 0 | 0 | 0 | 0 | 0
8407 | 2025-12-17 | 7 | 0 | 0 | 0 | 0 | 0 | -3.2585 | 0 | -3.2585 | 0 | 0 | 0 | 0 | 0 | 0 | 0 | 0 | 0 | 0
8408 | 2025-12-17 | 8 | 0 | 0 | 0 | 0 | 0 | -3.53 | 0 | -3.53 | 0 | 0 | 0 | 0 | 0 | 0 | 0 | 0 | 0 | 0
8409 | 2025-12-17 | 9 | 0 | 0 | 0 | 0 | 0 | -3.1313 | 0 | -3.1313 | 0 | 0 | 0 | 0 | 0 | 0 | 0 | 0 | 0 | 0
8410 | 2025-12-17 | 10 | 0 | 0 | 0 | 0 | 0 | -2.6209 | 0 | -2.6209 | 0 | 0 | 0 | 0 | 0 | 0 | 0 | 0 | 0 | 0
8411 | 2025-12-17 | 11 | 0 | 0 | 0 | 0 | 0 | -2.2452 | 0 | -2.2452 | 0 | 0 | 0 | 0 | 0 | 0 | 0 | 0 | 0 | 0
8412 | 2025-12-17 | 12 | 0 | 0 | 0 | 0 | 0 | -1.9238 | 0 | -1.9238 | 0 | 0 | 0 | 0 | 0 | 0 | 0 | 0 | 0 | 0
8413 | 2025-12-17 | 13 | 0 | 0 | 0 | 0 | 0 | -1.599 | 0 | -1.599 | 0 | 0 | 0 | 0 | 0 | 0 | 0 | 0 | 0 | 0
8414 | 2025-12-17 | 14 | 0 | 0 | 0 | 0 | 0 | -1.4154 | 0 | -1.4154 | 0 | 0 | 0 | 0 | 0 | 0 | 0 | 0 | 0 | 0
8415 | 2025-12-17 | 15 | 0 | 0 | 0 | 0 | 0 | -1.3812 | 0 | -1.3812 | 0 | 0 | 0 | 0 | 0 | 0 | 0 | 0 | 0 | 0
8416 | 2025-12-17 | 16 | 0 | 0 | 0 | 0 | 0 | -1.41 | 0 | -1.41 | 0 | 0 | 0 | 0 | 0 | 0 | 0 | 0 | 0 | 0
8417 | 2025-12-17 | 17 | 0 | 0 | 0 | 0 | 0 | -1.6389 | 0 | -1.6389 | 0 | 0 | 0 | 0 | 0 | 0 | 0 | 0 | 0 | 0
8418 | 2025-12-17 | 18 | 0 | 0 | 0 | 0 | 0 | -1.7902 | 0 | -1.7902 | 0 | 0 | 0 | 0 | 0 | 0 | 0 | 0 | 0 | 0
8419 | 2025-12-17 | 19 | 0 | 0 | 0 | 0 | 0 | -1.7364 | 0 | -1.7364 | 0 | 0.13 | 0 | 0 | 0 | 0 | 0 | -0.22573 | 0 | -0.22573
8420 | 2025-12-17 | 20 | 0 | 0 | 0 | 0 | 0 | -1.7908 | 0 | -1.7908 | 0 | 0.13 | 0 | 0 | 0 | 0 | 0 | -0.23281 | 0 | -0.23281
8421 | 2025-12-17 | 21 | 0 | 0 | 0 | 0 | 0 | -1.8145 | 0 | -1.8145 | 0 | 0 | 0 | 0 | 0 | 0 | 0 | 0 | 0 | 0
8422 | 2025-12-17 | 22 | 0 | 0 | 0 | 0 | 0 | -1.9097 | 0 | -1.9097 | 0 | 0 | 0 | 0 | 0 | 0 | 0 | 0 | 0 | 0
8423 | 2025-12-17 | 23 | 0 | 0 | 0 | 0 | 0 | -2.0818 | 0 | -2.0818 | 0 | 0 | 0 | 0 | 0 | 0 | 0 | 0 | 0 | 0
8424 | 2025-12-17 | 24 | 0 | 0 | 0 | 0 | 0 | -2.2126 | 0 | -2.2126 | 0 | 0 | 0 | 0 | 0 | 0 | 0 | 0 | 0 | 0
8425 | 2025-12-18 | 1 | 0 | 0 | 0 | 0 | 0 | -2.3023 | 0 | -2.3023 | 0 | 0 | 0 | 0 | 0 | 0 | 0 | 0 | 0 | 0
8426 | 2025-12-18 | 2 | 0 | 0 | 0 | 0 | 0 | -2.389 | 0 | -2.389 | 0 | 0 | 0 | 0 | 0 | 0 | 0 | 0 | 0 | 0
8427 | 2025-12-18 | 3 | 0 | 0 | 0 | 0 | 0 | -2.5347 | 0 | -2.5347 | 0 | 0 | 0 | 0 | 0 | 0 | 0 | 0 | 0 | 0
8428 | 2025-12-18 | 4 | 0 | 0 | 0 | 0 | 0 | -2.5647 | 0 | -2.5647 | 0 | 0 | 0 | 0 | 0 | 0 | 0 | 0 | 0 | 0
8429 | 2025-12-18 | 5 | 0 | 0 | 0 | 0 | 0 | -2.5751 | 0 | -2.5751 | 0 | 0 | 0 | 0 | 0 | 0 | 0 | 0 | 0 | 0
8430 | 2025-12-18 | 6 | 0 | 0 | 0 | 0 | 0 | -2.7437 | 0 | -2.7437 | 0 | 0 | 0 | 0 | 0 | 0 | 0 | 0 | 0 | 0
8431 | 2025-12-18 | 7 | 0 | 0 | 0 | 0 | 0 | -2.7889 | 0 | -2.7889 | 0 | 0 | 0 | 0 | 0 | 0 | 0 | 0 | 0 | 0
8432 | 2025-12-18 | 8 | 0 | 0 | 0 | 0 | 0 | -2.6949 | 0 | -2.6949 | 0 | 0 | 0 | 0 | 0 | 0 | 0 | 0 | 0 | 0
8433 | 2025-12-18 | 9 | 0 | 0 | 0 | 0 | 0 | -2.6161 | 0 | -2.6161 | 0 | 0 | 0 | 0 | 0 | 0 | 0 | 0 | 0 | 0
8434 | 2025-12-18 | 10 | 0 | 0 | 0 | 0 | 0 | -2.4304 | 0 | -2.4304 | 0 | 0 | 0 | 0 | 0 | 0 | 0 | 0 | 0 | 0
8435 | 2025-12-18 | 11 | 0 | 0 | 0 | 0 | 0 | -2.1828 | 0 | -2.1828 | 0 | 0 | 0 | 0 | 0 | 0 | 0 | 0 | 0 | 0
8436 | 2025-12-18 | 12 | 0 | 0 | 0 | 0 | 0 | -2.054 | 0 | -2.054 | 0 | 0 | 0 | 0 | 0 | 0 | 0 | 0 | 0 | 0
8437 | 2025-12-18 | 13 | 0 | 0 | 0 | 0 | 0 | -2.0445 | 0 | -2.0445 | 0 | 0 | 0 | 0 | 0 | 0 | 0 | 0 | 0 | 0
8438 | 2025-12-18 | 14 | 0 | 0 | 0 | 0 | 0 | -2.0029 | 0 | -2.0029 | 0 | 0 | 0 | 0 | 0 | 0 | 0 | 0 | 0 | 0
8439 | 2025-12-18 | 15 | 0 | 0 | 0 | 0 | 0 | -1.9437 | 0 | -1.9437 | 0 | 0 | 0 | 0 | 0 | 0 | 0 | 0 | 0 | 0
8440 | 2025-12-18 | 16 | 0 | 0 | 0 | 0 | 0 | -1.984 | 0 | -1.984 | 0 | 0 | 0 | 0 | 0 | 0 | 0 | 0 | 0 | 0
8441 | 2025-12-18 | 17 | 0 | 0 | 0 | 0 | 0 | -2.0713 | 0 | -2.0713 | 0 | 0 | 0 | 0 | 0 | 0 | 0 | 0 | 0 | 0
8442 | 2025-12-18 | 18 | 0 | 0 | 0 | 0 | 0 | -2.124 | 0 | -2.124 | 0 | 0 | 0 | 0 | 0 | 0 | 0 | 0 | 0 | 0
8443 | 2025-12-18 | 19 | 0 | 0 | 0 | 0 | 0 | -2.3114 | 0 | -2.3114 | 0 | 0.13 | 0 | 0 | 0 | 0 | 0 | -0.30048 | 0 | -0.30048
8444 | 2025-12-18 | 20 | 0 | 0 | 0 | 0 | 0 | -2.2628 | 0 | -2.2628 | 0 | 0.13 | 0 | 0 | 0 | 0 | 0 | -0.29416 | 0 | -0.29416
8445 | 2025-12-18 | 21 | 0 | 0 | 0 | 0 | 0 | -2.3309 | 0 | -2.3309 | 0 | 0 | 0 | 0 | 0 | 0 | 0 | 0 | 0 | 0
8446 | 2025-12-18 | 22 | 0 | 0 | 0 | 0 | 0 | -2.5836 | 0 | -2.5836 | 0 | 0 | 0 | 0 | 0 | 0 | 0 | 0 | 0 | 0
8447 | 2025-12-18 | 23 | 0 | 0 | 0 | 0 | 0 | -2.7421 | 0 | -2.7421 | 0 | 0 | 0 | 0 | 0 | 0 | 0 | 0 | 0 | 0
8448 | 2025-12-18 | 24 | 0 | 0 | 0 | 0 | 0 | -2.8217 | 0 | -2.8217 | 0 | 0 | 0 | 0 | 0 | 0 | 0 | 0 | 0 | 0
8449 | 2025-12-19 | 1 | 0 | 0 | 0 | 0 | 0 | -2.9315 | 0 | -2.9315 | 0 | 0 | 0 | 0 | 0 | 0 | 0 | 0 | 0 | 0
8450 | 2025-12-19 | 2 | 0 | 0 | 0 | 0 | 0 | -3.0572 | 0 | -3.0572 | 0 | 0 | 0 | 0 | 0 | 0 | 0 | 0 | 0 | 0
8451 | 2025-12-19 | 3 | 0 | 0 | 0 | 0 | 0 | -3.179 | 0 | -3.179 | 0 | 0 | 0 | 0 | 0 | 0 | 0 | 0 | 0 | 0
8452 | 2025-12-19 | 4 | 0 | 0 | 0 | 0 | 0 | -3.2629 | 0 | -3.2629 | 0 | 0 | 0 | 0 | 0 | 0 | 0 | 0 | 0 | 0
8453 | 2025-12-19 | 5 | 0 | 0 | 0 | 0 | 0 | -3.1782 | 0 | -3.1782 | 0 | 0 | 0 | 0 | 0 | 0 | 0 | 0 | 0 | 0
8454 | 2025-12-19 | 6 | 0 | 0 | 0 | 0 | 0 | -3.1109 | 0 | -3.1109 | 0 | 0 | 0 | 0 | 0 | 0 | 0 | 0 | 0 | 0
8455 | 2025-12-19 | 7 | 0 | 0 | 0 | 0 | 0 | -3.1253 | 0 | -3.1253 | 0 | 0 | 0 | 0 | 0 | 0 | 0 | 0 | 0 | 0
8456 | 2025-12-19 | 8 | 0 | 0 | 0 | 0 | 0 | -3.0246 | 0 | -3.0246 | 0 | 0 | 0 | 0 | 0 | 0 | 0 | 0 | 0 | 0
8457 | 2025-12-19 | 9 | 0 | 0 | 0 | 0 | 0 | -2.8301 | 0 | -2.8301 | 0 | 0 | 0 | 0 | 0 | 0 | 0 | 0 | 0 | 0
8458 | 2025-12-19 | 10 | 0 | 0 | 0 | 0 | 0 | -2.6748 | 0 | -2.6748 | 0 | 0 | 0 | 0 | 0 | 0 | 0 | 0 | 0 | 0
8459 | 2025-12-19 | 11 | 0 | 0 | 0 | 0 | 0 | -2.5192 | 0 | -2.5192 | 0 | 0 | 0 | 0 | 0 | 0 | 0 | 0 | 0 | 0
8460 | 2025-12-19 | 12 | 0 | 0 | 0 | 0 | 0 | -2.4679 | 0 | -2.4679 | 0 | 0 | 0 | 0 | 0 | 0 | 0 | 0 | 0 | 0
8461 | 2025-12-19 | 13 | 0 | 0 | 0 | 0 | 0 | -2.4602 | 0 | -2.4602 | 0 | 0 | 0 | 0 | 0 | 0 | 0 | 0 | 0 | 0
8462 | 2025-12-19 | 14 | 0 | 0 | 0 | 0 | 0 | -2.3093 | 0 | -2.3093 | 0 | 0 | 0 | 0 | 0 | 0 | 0 | 0 | 0 | 0
8463 | 2025-12-19 | 15 | 0 | 0 | 0 | 0 | 0 | -2.2815 | 0 | -2.2815 | 0 | 0 | 0 | 0 | 0 | 0 | 0 | 0 | 0 | 0
8464 | 2025-12-19 | 16 | 0 | 0 | 0 | 0 | 0 | -2.2127 | 0 | -2.2127 | 0 | 0 | 0 | 0 | 0 | 0 | 0 | 0 | 0 | 0
8465 | 2025-12-19 | 17 | 0 | 0 | 0 | 0 | 0 | -2.2055 | 0 | -2.2055 | 0 | 0 | 0 | 0 | 0 | 0 | 0 | 0 | 0 | 0
8466 | 2025-12-19 | 18 | 0 | 0 | 0 | 0 | 0 | -2.3254 | 0 | -2.3254 | 0 | 0 | 0 | 0 | 0 | 0 | 0 | 0 | 0 | 0
8467 | 2025-12-19 | 19 | 0 | 0 | 0 | 0 | 0 | -2.2104 | 0 | -2.2104 | 0 | 0.13 | 0 | 0 | 0 | 0 | 0 | -0.28735 | 0 | -0.28735
8468 | 2025-12-19 | 20 | 0 | 0 | 0 | 0 | 0 | -2.0747 | 0 | -2.0747 | 0 | 0.13 | 0 | 0 | 0 | 0 | 0 | -0.26971 | 0 | -0.26971
8469 | 2025-12-19 | 21 | 0 | 0 | 0 | 0 | 0 | -2.0977 | 0 | -2.0977 | 0 | 0 | 0 | 0 | 0 | 0 | 0 | 0 | 0 | 0
8470 | 2025-12-19 | 22 | 0 | 0 | 0 | 0 | 0 | -2.1387 | 0 | -2.1387 | 0 | 0 | 0 | 0 | 0 | 0 | 0 | 0 | 0 | 0
8471 | 2025-12-19 | 23 | 0 | 0 | 0 | 0 | 0 | -2.1375 | 0 | -2.1375 | 0 | 0 | 0 | 0 | 0 | 0 | 0 | 0 | 0 | 0
8472 | 2025-12-19 | 24 | 0 | 0 | 0 | 0 | 0 | -2.2623 | 0 | -2.2623 | 0 | 0 | 0 | 0 | 0 | 0 | 0 | 0 | 0 | 0
8473 | 2025-12-20 | 1 | 0 | 0 | 0 | 0 | 0 | -2.3087 | 0 | -2.3087 | 0 | 0 | 0 | 0 | 0 | 0 | 0 | 0 | 0 | 0
8474 | 2025-12-20 | 2 | 0 | 0 | 0 | 0 | 0 | -2.3802 | 0 | -2.3802 | 0 | 0 | 0 | 0 | 0 | 0 | 0 | 0 | 0 | 0
8475 | 2025-12-20 | 3 | 0 | 0 | 0 | 0 | 0 | -2.4374 | 0 | -2.4374 | 0 | 0 | 0 | 0 | 0 | 0 | 0 | 0 | 0 | 0
8476 | 2025-12-20 | 4 | 0 | 0 | 0 | 0 | 0 | -2.4574 | 0 | -2.4574 | 0 | 0 | 0 | 0 | 0 | 0 | 0 | 0 | 0 | 0
8477 | 2025-12-20 | 5 | 0 | 0 | 0 | 0 | 0 | -2.3987 | 0 | -2.3987 | 0 | 0 | 0 | 0 | 0 | 0 | 0 | 0 | 0 | 0
8478 | 2025-12-20 | 6 | 0 | 0 | 0 | 0 | 0 | -2.2866 | 0 | -2.2866 | 0 | 0 | 0 | 0 | 0 | 0 | 0 | 0 | 0 | 0
8479 | 2025-12-20 | 7 | 0 | 0 | 0 | 0 | 0 | -2.2207 | 0 | -2.2207 | 0 | 0 | 0 | 0 | 0 | 0 | 0 | 0 | 0 | 0
8480 | 2025-12-20 | 8 | 0 | 0 | 0 | 0 | 0 | -2.2104 | 0 | -2.2104 | 0 | 0 | 0 | 0 | 0 | 0 | 0 | 0 | 0 | 0
8481 | 2025-12-20 | 9 | 0 | 0 | 0 | 0 | 0 | -2.2432 | 0 | -2.2432 | 0 | 0 | 0 | 0 | 0 | 0 | 0 | 0 | 0 | 0
8482 | 2025-12-20 | 10 | 0 | 0 | 0 | 0 | 0 | -2.2176 | 0 | -2.2176 | 0 | 0 | 0 | 0 | 0 | 0 | 0 | 0 | 0 | 0
8483 | 2025-12-20 | 11 | 0 | 0 | 0 | 0 | 0 | -2.0786 | 0 | -2.0786 | 0 | 0 | 0 | 0 | 0 | 0 | 0 | 0 | 0 | 0
8484 | 2025-12-20 | 12 | 0 | 0 | 0 | 0 | 0 | -1.9148 | 0 | -1.9148 | 0 | 0 | 0 | 0 | 0 | 0 | 0 | 0 | 0 | 0
8485 | 2025-12-20 | 13 | 0 | 0 | 0 | 0 | 0 | -1.6285 | 0 | -1.6285 | 0 | 0 | 0 | 0 | 0 | 0 | 0 | 0 | 0 | 0
8486 | 2025-12-20 | 14 | 0 | 0 | 0 | 0 | 0 | -1.2835 | 0 | -1.2835 | 0 | 0 | 0 | 0 | 0 | 0 | 0 | 0 | 0 | 0
8487 | 2025-12-20 | 15 | 0 | 0 | 0 | 0 | 0 | -1.2412 | 0 | -1.2412 | 0 | 0 | 0 | 0 | 0 | 0 | 0 | 0 | 0 | 0
8488 | 2025-12-20 | 16 | 0 | 0 | 0 | 0 | 0 | -1.3938 | 0 | -1.3938 | 0 | 0 | 0 | 0 | 0 | 0 | 0 | 0 | 0 | 0
8489 | 2025-12-20 | 17 | 0 | 0 | 0 | 0 | 0 | -1.4603 | 0 | -1.4603 | 0 | 0 | 0 | 0 | 0 | 0 | 0 | 0 | 0 | 0
8490 | 2025-12-20 | 18 | 0 | 0 | 0 | 0 | 0 | -1.5161 | 0 | -1.5161 | 0 | 0 | 0 | 0 | 0 | 0 | 0 | 0 | 0 | 0
8491 | 2025-12-20 | 19 | 0 | 0 | 0 | 0 | 0 | -1.529 | 0 | -1.529 | 0 | 0 | 0 | 0 | 0 | 0 | 0 | 0 | 0 | 0
8492 | 2025-12-20 | 20 | 0 | 0 | 0 | 0 | 0 | -1.6121 | 0 | -1.6121 | 0 | 0 | 0 | 0 | 0 | 0 | 0 | 0 | 0 | 0
8493 | 2025-12-20 | 21 | 0 | 0 | 0 | 0 | 0 | -1.6207 | 0 | -1.6207 | 0 | 0 | 0 | 0 | 0 | 0 | 0 | 0 | 0 | 0
8494 | 2025-12-20 | 22 | 0 | 0 | 0 | 0 | 0 | -1.576 | 0 | -1.576 | 0 | 0 | 0 | 0 | 0 | 0 | 0 | 0 | 0 | 0
8495 | 2025-12-20 | 23 | 0 | 0 | 0 | 0 | 0 | -1.7424 | 0 | -1.7424 | 0 | 0 | 0 | 0 | 0 | 0 | 0 | 0 | 0 | 0
8496 | 2025-12-20 | 24 | 0 | 0 | 0 | 0 | 0 | -1.883 | 0 | -1.883 | 0 | 0 | 0 | 0 | 0 | 0 | 0 | 0 | 0 | 0
8497 | 2025-12-21 | 1 | 0 | 0 | 0 | 0 | 0 | -1.9371 | 0 | -1.9371 | 0 | 0 | 0 | 0 | 0 | 0 | 0 | 0 | 0 | 0
8498 | 2025-12-21 | 2 | 0 | 0 | 0 | 0 | 0 | -1.9858 | 0 | -1.9858 | 0 | 0 | 0 | 0 | 0 | 0 | 0 | 0 | 0 | 0
8499 | 2025-12-21 | 3 | 0 | 0 | 0 | 0 | 0 | -2.0413 | 0 | -2.0413 | 0 | 0 | 0 | 0 | 0 | 0 | 0 | 0 | 0 | 0
8500 | 2025-12-21 | 4 | 0 | 0 | 0 | 0 | 0 | -2.0561 | 0 | -2.0561 | 0 | 0 | 0 | 0 | 0 | 0 | 0 | 0 | 0 | 0
8501 | 2025-12-21 | 5 | 0 | 0 | 0 | 0 | 0 | -2.0934 | 0 | -2.0934 | 0 | 0 | 0 | 0 | 0 | 0 | 0 | 0 | 0 | 0
8502 | 2025-12-21 | 6 | 0 | 0 | 0 | 0 | 0 | -2.1096 | 0 | -2.1096 | 0 | 0 | 0 | 0 | 0 | 0 | 0 | 0 | 0 | 0
8503 | 2025-12-21 | 7 | 0 | 0 | 0 | 0 | 0 | -2.0862 | 0 | -2.0862 | 0 | 0 | 0 | 0 | 0 | 0 | 0 | 0 | 0 | 0
8504 | 2025-12-21 | 8 | 0 | 0 | 0 | 0 | 0 | -2.1176 | 0 | -2.1176 | 0 | 0 | 0 | 0 | 0 | 0 | 0 | 0 | 0 | 0
8505 | 2025-12-21 | 9 | 0 | 0 | 0 | 0 | 0 | -2.1099 | 0 | -2.1099 | 0 | 0 | 0 | 0 | 0 | 0 | 0 | 0 | 0 | 0
8506 | 2025-12-21 | 10 | 0 | 0 | 0 | 0 | 0 | -2.0091 | 0 | -2.0091 | 0 | 0 | 0 | 0 | 0 | 0 | 0 | 0 | 0 | 0
8507 | 2025-12-21 | 11 | 0 | 0 | 0 | 0 | 0 | -2.0342 | 0 | -2.0342 | 0 | 0 | 0 | 0 | 0 | 0 | 0 | 0 | 0 | 0
8508 | 2025-12-21 | 12 | 0 | 0 | 0 | 0 | 0 | -1.9529 | 0 | -1.9529 | 0 | 0 | 0 | 0 | 0 | 0 | 0 | 0 | 0 | 0
8509 | 2025-12-21 | 13 | 0 | 0 | 0 | 0 | 0 | -1.8717 | 0 | -1.8717 | 0 | 0 | 0 | 0 | 0 | 0 | 0 | 0 | 0 | 0
8510 | 2025-12-21 | 14 | 0 | 0 | 0 | 0 | 0 | -1.8584 | 0 | -1.8584 | 0 | 0 | 0 | 0 | 0 | 0 | 0 | 0 | 0 | 0
8511 | 2025-12-21 | 15 | 0 | 0 | 0 | 0 | 0 | -1.8236 | 0 | -1.8236 | 0 | 0 | 0 | 0 | 0 | 0 | 0 | 0 | 0 | 0
8512 | 2025-12-21 | 16 | 0 | 0 | 0 | 0 | 0 | -1.883 | 0 | -1.883 | 0 | 0 | 0 | 0 | 0 | 0 | 0 | 0 | 0 | 0
8513 | 2025-12-21 | 17 | 0 | 0 | 0 | 0 | 0 | -1.8649 | 0 | -1.8649 | 0 | 0 | 0 | 0 | 0 | 0 | 0 | 0 | 0 | 0
8514 | 2025-12-21 | 18 | 0 | 0 | 0 | 0 | 0 | -1.8867 | 0 | -1.8867 | 0 | 0 | 0 | 0 | 0 | 0 | 0 | 0 | 0 | 0
8515 | 2025-12-21 | 19 | 0 | 0 | 0 | 0 | 0 | -1.8024 | 0 | -1.8024 | 0 | 0 | 0 | 0 | 0 | 0 | 0 | 0 | 0 | 0
8516 | 2025-12-21 | 20 | 0 | 0 | 0 | 0 | 0 | -1.8806 | 0 | -1.8806 | 0 | 0 | 0 | 0 | 0 | 0 | 0 | 0 | 0 | 0
8517 | 2025-12-21 | 21 | 0 | 0 | 0 | 0 | 0 | -2.0136 | 0 | -2.0136 | 0 | 0 | 0 | 0 | 0 | 0 | 0 | 0 | 0 | 0
8518 | 2025-12-21 | 22 | 0 | 0 | 0 | 0 | 0 | -2.0262 | 0 | -2.0262 | 0 | 0 | 0 | 0 | 0 | 0 | 0 | 0 | 0 | 0
8519 | 2025-12-21 | 23 | 0 | 0 | 0 | 0 | 0 | -2.1506 | 0 | -2.1506 | 0 | 0 | 0 | 0 | 0 | 0 | 0 | 0 | 0 | 0
8520 | 2025-12-21 | 24 | 0 | 0 | 0 | 0 | 0 | -2.2531 | 0 | -2.2531 | 0 | 0 | 0 | 0 | 0 | 0 | 0 | 0 | 0 | 0
8521 | 2025-12-22 | 1 | 0 | 0 | 0 | 0 | 0 | -2.4031 | 0 | -2.4031 | 0 | 0 | 0 | 0 | 0 | 0 | 0 | 0 | 0 | 0
8522 | 2025-12-22 | 2 | 0 | 0 | 0 | 0 | 0 | -2.5355 | 0 | -2.5355 | 0 | 0 | 0 | 0 | 0 | 0 | 0 | 0 | 0 | 0
8523 | 2025-12-22 | 3 | 0 | 0 | 0 | 0 | 0 | -2.5994 | 0 | -2.5994 | 0 | 0 | 0 | 0 | 0 | 0 | 0 | 0 | 0 | 0
8524 | 2025-12-22 | 4 | 0 | 0 | 0 | 0 | 0 | -2.7269 | 0 | -2.7269 | 0 | 0 | 0 | 0 | 0 | 0 | 0 | 0 | 0 | 0
8525 | 2025-12-22 | 5 | 0 | 0 | 0 | 0 | 0 | -2.863 | 0 | -2.863 | 0 | 0 | 0 | 0 | 0 | 0 | 0 | 0 | 0 | 0
8526 | 2025-12-22 | 6 | 0 | 0 | 0 | 0 | 0 | -3.0678 | 0 | -3.0678 | 0 | 0 | 0 | 0 | 0 | 0 | 0 | 0 | 0 | 0
8527 | 2025-12-22 | 7 | 0 | 0 | 0 | 0 | 0 | -3.2974 | 0 | -3.2974 | 0 | 0 | 0 | 0 | 0 | 0 | 0 | 0 | 0 | 0
8528 | 2025-12-22 | 8 | 0 | 0 | 0 | 0 | 0 | -3.388 | 0 | -3.388 | 0 | 0 | 0 | 0 | 0 | 0 | 0 | 0 | 0 | 0
8529 | 2025-12-22 | 9 | 0 | 0 | 0 | 0 | 0 | -3.1853 | 0 | -3.1853 | 0 | 0 | 0 | 0 | 0 | 0 | 0 | 0 | 0 | 0
8530 | 2025-12-22 | 10 | 0 | 0 | 0 | 0 | 0 | -2.8731 | 0 | -2.8731 | 0 | 0 | 0 | 0 | 0 | 0 | 0 | 0 | 0 | 0
8531 | 2025-12-22 | 11 | 0 | 0 | 0 | 0 | 0 | -2.3123 | 0 | -2.3123 | 0 | 0 | 0 | 0 | 0 | 0 | 0 | 0 | 0 | 0
8532 | 2025-12-22 | 12 | 0 | 0 | 0 | 0 | 0 | -2.0626 | 0 | -2.0626 | 0 | 0 | 0 | 0 | 0 | 0 | 0 | 0 | 0 | 0
8533 | 2025-12-22 | 13 | 0 | 0 | 0 | 0 | 0 | -1.9202 | 0 | -1.9202 | 0 | 0 | 0 | 0 | 0 | 0 | 0 | 0 | 0 | 0
8534 | 2025-12-22 | 14 | 0 | 0 | 0 | 0 | 0 | -1.7266 | 0 | -1.7266 | 0 | 0 | 0 | 0 | 0 | 0 | 0 | 0 | 0 | 0
8535 | 2025-12-22 | 15 | 0 | 0 | 0 | 0 | 0 | -1.6495 | 0 | -1.6495 | 0 | 0 | 0 | 0 | 0 | 0 | 0 | 0 | 0 | 0
8536 | 2025-12-22 | 16 | 0 | 0 | 0 | 0 | 0 | -1.5921 | 0 | -1.5921 | 0 | 0 | 0 | 0 | 0 | 0 | 0 | 0 | 0 | 0
8537 | 2025-12-22 | 17 | 0 | 0 | 0 | 0 | 0 | -1.8518 | 0 | -1.8518 | 0 | 0 | 0 | 0 | 0 | 0 | 0 | 0 | 0 | 0
8538 | 2025-12-22 | 18 | 0 | 0 | 0 | 0 | 0 | -2.0535 | 0 | -2.0535 | 0 | 0 | 0 | 0 | 0 | 0 | 0 | 0 | 0 | 0
8539 | 2025-12-22 | 19 | 0 | 0 | 0 | 0 | 0 | -2.0723 | 0 | -2.0723 | 0 | 0.13 | 0 | 0 | 0 | 0 | 0 | -0.2694 | 0 | -0.2694
8540 | 2025-12-22 | 20 | 0 | 0 | 0 | 0 | 0 | -2.1212 | 0 | -2.1212 | 0 | 0.13 | 0 | 0 | 0 | 0 | 0 | -0.27576 | 0 | -0.27576
8541 | 2025-12-22 | 21 | 0 | 0 | 0 | 0 | 0 | -2.2891 | 0 | -2.2891 | 0 | 0 | 0 | 0 | 0 | 0 | 0 | 0 | 0 | 0
8542 | 2025-12-22 | 22 | 0 | 0 | 0 | 0 | 0 | -2.3824 | 0 | -2.3824 | 0 | 0 | 0 | 0 | 0 | 0 | 0 | 0 | 0 | 0
8543 | 2025-12-22 | 23 | 0 | 0 | 0 | 0 | 0 | -2.5294 | 0 | -2.5294 | 0 | 0 | 0 | 0 | 0 | 0 | 0 | 0 | 0 | 0
8544 | 2025-12-22 | 24 | 0 | 0 | 0 | 0 | 0 | -2.8339 | 0 | -2.8339 | 0 | 0 | 0 | 0 | 0 | 0 | 0 | 0 | 0 | 0
8545 | 2025-12-23 | 1 | 0 | 0 | 0 | 0 | 0 | -3.0811 | 0 | -3.0811 | 0 | 0 | 0 | 0 | 0 | 0 | 0 | 0 | 0 | 0
8546 | 2025-12-23 | 2 | 0 | 0 | 0 | 0 | 0 | -3.2801 | 0 | -3.2801 | 0 | 0 | 0 | 0 | 0 | 0 | 0 | 0 | 0 | 0
8547 | 2025-12-23 | 3 | 0 | 0 | 0 | 0 | 0 | -3.4527 | 0 | -3.4527 | 0 | 0 | 0 | 0 | 0 | 0 | 0 | 0 | 0 | 0
8548 | 2025-12-23 | 4 | 0 | 0 | 0 | 0 | 0 | -3.4049 | 0 | -3.4049 | 0 | 0 | 0 | 0 | 0 | 0 | 0 | 0 | 0 | 0
8549 | 2025-12-23 | 5 | 0 | 0 | 0 | 0 | 0 | -3.5755 | 0 | -3.5755 | 0 | 0 | 0 | 0 | 0 | 0 | 0 | 0 | 0 | 0
8550 | 2025-12-23 | 6 | 0 | 0 | 0 | 0 | 0 | -3.5176 | 0 | -3.5176 | 0 | 0 | 0 | 0 | 0 | 0 | 0 | 0 | 0 | 0
8551 | 2025-12-23 | 7 | 0 | 0 | 0 | 0 | 0 | -3.3768 | 0 | -3.3768 | 0 | 0 | 0 | 0 | 0 | 0 | 0 | 0 | 0 | 0
8552 | 2025-12-23 | 8 | 0 | 0 | 0 | 0 | 0 | -3.1675 | 0 | -3.1675 | 0 | 0 | 0 | 0 | 0 | 0 | 0 | 0 | 0 | 0
8553 | 2025-12-23 | 9 | 0 | 0 | 0 | 0 | 0 | -2.8724 | 0 | -2.8724 | 0 | 0 | 0 | 0 | 0 | 0 | 0 | 0 | 0 | 0
8554 | 2025-12-23 | 10 | 0 | 0 | 0 | 0 | 0 | -2.4942 | 0 | -2.4942 | 0 | 0 | 0 | 0 | 0 | 0 | 0 | 0 | 0 | 0
8555 | 2025-12-23 | 11 | 0 | 0 | 0 | 0 | 0 | -2.1299 | 0 | -2.1299 | 0 | 0 | 0 | 0 | 0 | 0 | 0 | 0 | 0 | 0
8556 | 2025-12-23 | 12 | 0 | 0 | 0 | 0 | 0 | -1.8798 | 0 | -1.8798 | 0 | 0 | 0 | 0 | 0 | 0 | 0 | 0 | 0 | 0
8557 | 2025-12-23 | 13 | 0 | 0 | 0 | 0 | 0 | -1.7447 | 0 | -1.7447 | 0 | 0 | 0 | 0 | 0 | 0 | 0 | 0 | 0 | 0
8558 | 2025-12-23 | 14 | 0 | 0 | 0 | 0 | 0 | -1.7707 | 0 | -1.7707 | 0 | 0 | 0 | 0 | 0 | 0 | 0 | 0 | 0 | 0
8559 | 2025-12-23 | 15 | 0 | 0 | 0 | 0 | 0 | -1.697 | 0 | -1.697 | 0 | 0 | 0 | 0 | 0 | 0 | 0 | 0 | 0 | 0
8560 | 2025-12-23 | 16 | 0 | 0 | 0 | 0 | 0 | -1.5389 | 0 | -1.5389 | 0 | 0 | 0 | 0 | 0 | 0 | 0 | 0 | 0 | 0
8561 | 2025-12-23 | 17 | 0 | 0 | 0 | 0 | 0 | -1.7702 | 0 | -1.7702 | 0 | 0 | 0 | 0 | 0 | 0 | 0 | 0 | 0 | 0
8562 | 2025-12-23 | 18 | 0 | 0 | 0 | 0 | 0 | -1.9166 | 0 | -1.9166 | 0 | 0 | 0 | 0 | 0 | 0 | 0 | 0 | 0 | 0
8563 | 2025-12-23 | 19 | 0 | 0 | 0 | 0 | 0 | -1.8388 | 0 | -1.8388 | 0 | 0.13 | 0 | 0 | 0 | 0 | 0 | -0.23905 | 0 | -0.23905
8564 | 2025-12-23 | 20 | 0 | 0 | 0 | 0 | 0 | -1.8958 | 0 | -1.8958 | 0 | 0.13 | 0 | 0 | 0 | 0 | 0 | -0.24645 | 0 | -0.24645
8565 | 2025-12-23 | 21 | 0 | 0 | 0 | 0 | 0 | -2.1688 | 0 | -2.1688 | 0 | 0 | 0 | 0 | 0 | 0 | 0 | 0 | 0 | 0
8566 | 2025-12-23 | 22 | 0 | 0 | 0 | 0 | 0 | -2.3604 | 0 | -2.3604 | 0 | 0 | 0 | 0 | 0 | 0 | 0 | 0 | 0 | 0
8567 | 2025-12-23 | 23 | 0 | 0 | 0 | 0 | 0 | -2.3059 | 0 | -2.3059 | 0 | 0 | 0 | 0 | 0 | 0 | 0 | 0 | 0 | 0
8568 | 2025-12-23 | 24 | 0 | 0 | 0 | 0 | 0 | -2.4309 | 0 | -2.4309 | 0 | 0 | 0 | 0 | 0 | 0 | 0 | 0 | 0 | 0
8569 | 2025-12-24 | 1 | 0 | 0 | 0 | 0 | 0 | -2.5476 | 0 | -2.5476 | 0 | 0 | 0 | 0 | 0 | 0 | 0 | 0 | 0 | 0
8570 | 2025-12-24 | 2 | 0 | 0 | 0 | 0 | 0 | -2.4596 | 0 | -2.4596 | 0 | 0 | 0 | 0 | 0 | 0 | 0 | 0 | 0 | 0
8571 | 2025-12-24 | 3 | 0 | 0 | 0 | 0 | 0 | -2.4658 | 0 | -2.4658 | 0 | 0 | 0 | 0 | 0 | 0 | 0 | 0 | 0 | 0
8572 | 2025-12-24 | 4 | 0 | 0 | 0 | 0 | 0 | -2.5631 | 0 | -2.5631 | 0 | 0 | 0 | 0 | 0 | 0 | 0 | 0 | 0 | 0
8573 | 2025-12-24 | 5 | 0 | 0 | 0 | 0 | 0 | -2.5293 | 0 | -2.5293 | 0 | 0 | 0 | 0 | 0 | 0 | 0 | 0 | 0 | 0
8574 | 2025-12-24 | 6 | 0 | 0 | 0 | 0 | 0 | -2.4478 | 0 | -2.4478 | 0 | 0 | 0 | 0 | 0 | 0 | 0 | 0 | 0 | 0
8575 | 2025-12-24 | 7 | 0 | 0 | 0 | 0 | 0 | -2.4984 | 0 | -2.4984 | 0 | 0 | 0 | 0 | 0 | 0 | 0 | 0 | 0 | 0
8576 | 2025-12-24 | 8 | 0 | 0 | 0 | 0 | 0 | -2.3866 | 0 | -2.3866 | 0 | 0 | 0 | 0 | 0 | 0 | 0 | 0 | 0 | 0
8577 | 2025-12-24 | 9 | 0 | 0 | 0 | 0 | 0 | -2.2707 | 0 | -2.2707 | 0 | 0 | 0 | 0 | 0 | 0 | 0 | 0 | 0 | 0
8578 | 2025-12-24 | 10 | 0 | 0 | 0 | 0 | 0 | -2.3115 | 0 | -2.3115 | 0 | 0 | 0 | 0 | 0 | 0 | 0 | 0 | 0 | 0
8579 | 2025-12-24 | 11 | 0 | 0 | 0 | 0 | 0 | -2.2239 | 0 | -2.2239 | 0 | 0 | 0 | 0 | 0 | 0 | 0 | 0 | 0 | 0
8580 | 2025-12-24 | 12 | 0 | 0 | 0 | 0 | 0 | -2.1871 | 0 | -2.1871 | 0 | 0 | 0 | 0 | 0 | 0 | 0 | 0 | 0 | 0
8581 | 2025-12-24 | 13 | 0 | 0 | 0 | 0 | 0 | -2.0842 | 0 | -2.0842 | 0 | 0 | 0 | 0 | 0 | 0 | 0 | 0 | 0 | 0
8582 | 2025-12-24 | 14 | 0 | 0 | 0 | 0 | 0 | -1.9378 | 0 | -1.9378 | 0 | 0 | 0 | 0 | 0 | 0 | 0 | 0 | 0 | 0
8583 | 2025-12-24 | 15 | 0 | 0 | 0 | 0 | 0 | -1.8393 | 0 | -1.8393 | 0 | 0 | 0 | 0 | 0 | 0 | 0 | 0 | 0 | 0
8584 | 2025-12-24 | 16 | 0 | 0 | 0 | 0 | 0 | -1.9202 | 0 | -1.9202 | 0 | 0 | 0 | 0 | 0 | 0 | 0 | 0 | 0 | 0
8585 | 2025-12-24 | 17 | 0 | 0 | 0 | 0 | 0 | -1.8923 | 0 | -1.8923 | 0 | 0 | 0 | 0 | 0 | 0 | 0 | 0 | 0 | 0
8586 | 2025-12-24 | 18 | 0 | 0 | 0 | 0 | 0 | -1.9247 | 0 | -1.9247 | 0 | 0 | 0 | 0 | 0 | 0 | 0 | 0 | 0 | 0
8587 | 2025-12-24 | 19 | 0 | 0 | 0 | 0 | 0 | -1.9307 | 0 | -1.9307 | 0 | 0.13 | 0 | 0 | 0 | 0 | 0 | -0.251 | 0 | -0.251
8588 | 2025-12-24 | 20 | 0 | 0 | 0 | 0 | 0 | -1.6871 | 0 | -1.6871 | 0 | 0.13 | 0 | 0 | 0 | 0 | 0 | -0.21933 | 0 | -0.21933
8589 | 2025-12-24 | 21 | 0 | 0 | 0 | 0 | 0 | -1.6809 | 0 | -1.6809 | 0 | 0 | 0 | 0 | 0 | 0 | 0 | 0 | 0 | 0
8590 | 2025-12-24 | 22 | 0 | 0 | 0 | 0 | 0 | -1.7794 | 0 | -1.7794 | 0 | 0 | 0 | 0 | 0 | 0 | 0 | 0 | 0 | 0
8591 | 2025-12-24 | 23 | 0 | 0 | 0 | 0 | 0 | -1.8726 | 0 | -1.8726 | 0 | 0 | 0 | 0 | 0 | 0 | 0 | 0 | 0 | 0
8592 | 2025-12-24 | 24 | 0 | 0 | 0 | 0 | 0 | -1.9804 | 0 | -1.9804 | 0 | 0 | 0 | 0 | 0 | 0 | 0 | 0 | 0 | 0
8593 | 2025-12-25 | 1 | 0 | 0 | 0 | 0 | 0 | -2.0732 | 0 | -2.0732 | 0 | 0 | 0 | 0 | 0 | 0 | 0 | 0 | 0 | 0
8594 | 2025-12-25 | 2 | 0 | 0 | 0 | 0 | 0 | -2.1039 | 0 | -2.1039 | 0 | 0 | 0 | 0 | 0 | 0 | 0 | 0 | 0 | 0
8595 | 2025-12-25 | 3 | 0 | 0 | 0 | 0 | 0 | -2.1196 | 0 | -2.1196 | 0 | 0 | 0 | 0 | 0 | 0 | 0 | 0 | 0 | 0
8596 | 2025-12-25 | 4 | 0 | 0 | 0 | 0 | 0 | -2.0969 | 0 | -2.0969 | 0 | 0 | 0 | 0 | 0 | 0 | 0 | 0 | 0 | 0
8597 | 2025-12-25 | 5 | 0 | 0 | 0 | 0 | 0 | -2.0471 | 0 | -2.0471 | 0 | 0 | 0 | 0 | 0 | 0 | 0 | 0 | 0 | 0
8598 | 2025-12-25 | 6 | 0 | 0 | 0 | 0 | 0 | -1.9607 | 0 | -1.9607 | 0 | 0 | 0 | 0 | 0 | 0 | 0 | 0 | 0 | 0
8599 | 2025-12-25 | 7 | 0 | 0 | 0 | 0 | 0 | -1.8935 | 0 | -1.8935 | 0 | 0 | 0 | 0 | 0 | 0 | 0 | 0 | 0 | 0
8600 | 2025-12-25 | 8 | 0 | 0 | 0 | 0 | 0 | -1.9295 | 0 | -1.9295 | 0 | 0 | 0 | 0 | 0 | 0 | 0 | 0 | 0 | 0
8601 | 2025-12-25 | 9 | 0 | 0 | 0 | 0 | 0 | -1.9665 | 0 | -1.9665 | 0 | 0 | 0 | 0 | 0 | 0 | 0 | 0 | 0 | 0
8602 | 2025-12-25 | 10 | 0 | 0 | 0 | 0 | 0 | -1.9473 | 0 | -1.9473 | 0 | 0 | 0 | 0 | 0 | 0 | 0 | 0 | 0 | 0
8603 | 2025-12-25 | 11 | 0 | 0 | 0 | 0 | 0 | -1.9973 | 0 | -1.9973 | 0 | 0 | 0 | 0 | 0 | 0 | 0 | 0 | 0 | 0
8604 | 2025-12-25 | 12 | 0 | 0 | 0 | 0 | 0 | -2.0177 | 0 | -2.0177 | 0 | 0 | 0 | 0 | 0 | 0 | 0 | 0 | 0 | 0
8605 | 2025-12-25 | 13 | 0 | 0 | 0 | 0 | 0 | -1.9557 | 0 | -1.9557 | 0 | 0 | 0 | 0 | 0 | 0 | 0 | 0 | 0 | 0
8606 | 2025-12-25 | 14 | 0 | 0 | 0 | 0 | 0 | -1.8025 | 0 | -1.8025 | 0 | 0 | 0 | 0 | 0 | 0 | 0 | 0 | 0 | 0
8607 | 2025-12-25 | 15 | 0 | 0 | 0 | 0 | 0 | -1.7647 | 0 | -1.7647 | 0 | 0 | 0 | 0 | 0 | 0 | 0 | 0 | 0 | 0
8608 | 2025-12-25 | 16 | 0 | 0 | 0 | 0 | 0 | -1.811 | 0 | -1.811 | 0 | 0 | 0 | 0 | 0 | 0 | 0 | 0 | 0 | 0
8609 | 2025-12-25 | 17 | 0 | 0 | 0 | 0 | 0 | -1.7396 | 0 | -1.7396 | 0 | 0 | 0 | 0 | 0 | 0 | 0 | 0 | 0 | 0
8610 | 2025-12-25 | 18 | 0 | 0 | 0 | 0 | 0 | -1.6418 | 0 | -1.6418 | 0 | 0 | 0 | 0 | 0 | 0 | 0 | 0 | 0 | 0
8611 | 2025-12-25 | 19 | 0 | 0 | 0 | 0 | 0 | -1.6561 | 0 | -1.6561 | 0 | 0.13 | 0 | 0 | 0 | 0 | 0 | -0.2153 | 0 | -0.2153
8612 | 2025-12-25 | 20 | 0 | 0 | 0 | 0 | 0 | -1.6651 | 0 | -1.6651 | 0 | 0.13 | 0 | 0 | 0 | 0 | 0 | -0.21647 | 0 | -0.21647
8613 | 2025-12-25 | 21 | 0 | 0 | 0 | 0 | 0 | -1.5849 | 0 | -1.5849 | 0 | 0 | 0 | 0 | 0 | 0 | 0 | 0 | 0 | 0
8614 | 2025-12-25 | 22 | 0 | 0 | 0 | 0 | 0 | -1.6283 | 0 | -1.6283 | 0 | 0 | 0 | 0 | 0 | 0 | 0 | 0 | 0 | 0
8615 | 2025-12-25 | 23 | 0 | 0 | 0 | 0 | 0 | -1.6073 | 0 | -1.6073 | 0 | 0 | 0 | 0 | 0 | 0 | 0 | 0 | 0 | 0
8616 | 2025-12-25 | 24 | 0 | 0 | 0 | 0 | 0 | -1.6142 | 0 | -1.6142 | 0 | 0 | 0 | 0 | 0 | 0 | 0 | 0 | 0 | 0
8617 | 2025-12-26 | 1 | 0 | 0 | 0 | 0 | 0 | -1.7058 | 0 | -1.7058 | 0 | 0 | 0 | 0 | 0 | 0 | 0 | 0 | 0 | 0
8618 | 2025-12-26 | 2 | 0 | 0 | 0 | 0 | 0 | -1.7334 | 0 | -1.7334 | 0 | 0 | 0 | 0 | 0 | 0 | 0 | 0 | 0 | 0
8619 | 2025-12-26 | 3 | 0 | 0 | 0 | 0 | 0 | -1.717 | 0 | -1.717 | 0 | 0 | 0 | 0 | 0 | 0 | 0 | 0 | 0 | 0
8620 | 2025-12-26 | 4 | 0 | 0 | 0 | 0 | 0 | -1.6865 | 0 | -1.6865 | 0 | 0 | 0 | 0 | 0 | 0 | 0 | 0 | 0 | 0
8621 | 2025-12-26 | 5 | 0 | 0 | 0 | 0 | 0 | -1.6484 | 0 | -1.6484 | 0 | 0 | 0 | 0 | 0 | 0 | 0 | 0 | 0 | 0
8622 | 2025-12-26 | 6 | 0 | 0 | 0 | 0 | 0 | -1.4766 | 0 | -1.4766 | 0 | 0 | 0 | 0 | 0 | 0 | 0 | 0 | 0 | 0
8623 | 2025-12-26 | 7 | 0 | 0 | 0 | 0 | 0 | -1.4549 | 0 | -1.4549 | 0 | 0 | 0 | 0 | 0 | 0 | 0 | 0 | 0 | 0
8624 | 2025-12-26 | 8 | 0 | 0 | 0 | 0 | 0 | -1.4528 | 0 | -1.4528 | 0 | 0 | 0 | 0 | 0 | 0 | 0 | 0 | 0 | 0
8625 | 2025-12-26 | 9 | 0 | 0 | 0 | 0 | 0 | -1.4322 | 0 | -1.4322 | 0 | 0 | 0 | 0 | 0 | 0 | 0 | 0 | 0 | 0
8626 | 2025-12-26 | 10 | 0 | 0 | 0 | 0 | 0 | -1.4629 | 0 | -1.4629 | 0 | 0 | 0 | 0 | 0 | 0 | 0 | 0 | 0 | 0
8627 | 2025-12-26 | 11 | 0 | 0 | 0 | 0 | 0 | -1.3427 | 0 | -1.3427 | 0 | 0 | 0 | 0 | 0 | 0 | 0 | 0 | 0 | 0
8628 | 2025-12-26 | 12 | 0 | 0 | 0 | 0 | 0 | -1.337 | 0 | -1.337 | 0 | 0 | 0 | 0 | 0 | 0 | 0 | 0 | 0 | 0
8629 | 2025-12-26 | 13 | 0 | 0 | 0 | 0 | 0 | -1.3067 | 0 | -1.3067 | 0 | 0 | 0 | 0 | 0 | 0 | 0 | 0 | 0 | 0
8630 | 2025-12-26 | 14 | 0 | 0 | 0 | 0 | 0 | -0.97924 | 0 | -0.97924 | 0 | 0 | 0 | 0 | 0 | 0 | 0 | 0 | 0 | 0
8631 | 2025-12-26 | 15 | 0 | 0 | 0 | 0 | 0 | -1.0772 | 0 | -1.0772 | 0 | 0 | 0 | 0 | 0 | 0 | 0 | 0 | 0 | 0
8632 | 2025-12-26 | 16 | 0 | 0 | 0 | 0 | 0 | -1.2093 | 0 | -1.2093 | 0 | 0 | 0 | 0 | 0 | 0 | 0 | 0 | 0 | 0
8633 | 2025-12-26 | 17 | 0 | 0 | 0 | 0 | 0 | -1.2828 | 0 | -1.2828 | 0 | 0 | 0 | 0 | 0 | 0 | 0 | 0 | 0 | 0
8634 | 2025-12-26 | 18 | 0 | 0 | 0 | 0 | 0 | -1.2632 | 0 | -1.2632 | 0 | 0 | 0 | 0 | 0 | 0 | 0 | 0 | 0 | 0
8635 | 2025-12-26 | 19 | 0 | 0 | 0 | 0 | 0 | -1.1678 | 0 | -1.1678 | 0 | 0.13 | 0 | 0 | 0 | 0 | 0 | -0.15181 | 0 | -0.15181
8636 | 2025-12-26 | 20 | 0 | 0 | 0 | 0 | 0 | -1.2311 | 0 | -1.2311 | 0 | 0.13 | 0 | 0 | 0 | 0 | 0 | -0.16005 | 0 | -0.16005
8637 | 2025-12-26 | 21 | 0 | 0 | 0 | 0 | 0 | -1.2682 | 0 | -1.2682 | 0 | 0 | 0 | 0 | 0 | 0 | 0 | 0 | 0 | 0
8638 | 2025-12-26 | 22 | 0 | 0 | 0 | 0 | 0 | -1.3183 | 0 | -1.3183 | 0 | 0 | 0 | 0 | 0 | 0 | 0 | 0 | 0 | 0
8639 | 2025-12-26 | 23 | 0 | 0 | 0 | 0 | 0 | -1.3918 | 0 | -1.3918 | 0 | 0 | 0 | 0 | 0 | 0 | 0 | 0 | 0 | 0
8640 | 2025-12-26 | 24 | 0 | 0 | 0 | 0 | 0 | -1.5368 | 0 | -1.5368 | 0 | 0 | 0 | 0 | 0 | 0 | 0 | 0 | 0 | 0
8641 | 2025-12-27 | 1 | 0 | 0 | 0 | 0 | 0 | -1.7065 | 0 | -1.7065 | 0 | 0 | 0 | 0 | 0 | 0 | 0 | 0 | 0 | 0
8642 | 2025-12-27 | 2 | 0 | 0 | 0 | 0 | 0 | -1.7391 | 0 | -1.7391 | 0 | 0 | 0 | 0 | 0 | 0 | 0 | 0 | 0 | 0
8643 | 2025-12-27 | 3 | 0 | 0 | 0 | 0 | 0 | -1.725 | 0 | -1.725 | 0 | 0 | 0 | 0 | 0 | 0 | 0 | 0 | 0 | 0
8644 | 2025-12-27 | 4 | 0 | 0 | 0 | 0 | 0 | -1.7665 | 0 | -1.7665 | 0 | 0 | 0 | 0 | 0 | 0 | 0 | 0 | 0 | 0
8645 | 2025-12-27 | 5 | 0 | 0 | 0 | 0 | 0 | -1.7613 | 0 | -1.7613 | 0 | 0 | 0 | 0 | 0 | 0 | 0 | 0 | 0 | 0
8646 | 2025-12-27 | 6 | 0 | 0 | 0 | 0 | 0 | -1.6884 | 0 | -1.6884 | 0 | 0 | 0 | 0 | 0 | 0 | 0 | 0 | 0 | 0
8647 | 2025-12-27 | 7 | 0 | 0 | 0 | 0 | 0 | -1.6448 | 0 | -1.6448 | 0 | 0 | 0 | 0 | 0 | 0 | 0 | 0 | 0 | 0
8648 | 2025-12-27 | 8 | 0 | 0 | 0 | 0 | 0 | -1.6161 | 0 | -1.6161 | 0 | 0 | 0 | 0 | 0 | 0 | 0 | 0 | 0 | 0
8649 | 2025-12-27 | 9 | 0 | 0 | 0 | 0 | 0 | -1.7451 | 0 | -1.7451 | 0 | 0 | 0 | 0 | 0 | 0 | 0 | 0 | 0 | 0
8650 | 2025-12-27 | 10 | 0 | 0 | 0 | 0 | 0 | -1.823 | 0 | -1.823 | 0 | 0 | 0 | 0 | 0 | 0 | 0 | 0 | 0 | 0
8651 | 2025-12-27 | 11 | 0 | 0 | 0 | 0 | 0 | -1.8055 | 0 | -1.8055 | 0 | 0 | 0 | 0 | 0 | 0 | 0 | 0 | 0 | 0
8652 | 2025-12-27 | 12 | 0 | 0 | 0 | 0 | 0 | -1.8238 | 0 | -1.8238 | 0 | 0 | 0 | 0 | 0 | 0 | 0 | 0 | 0 | 0
8653 | 2025-12-27 | 13 | 0 | 0 | 0 | 0 | 0 | -1.7264 | 0 | -1.7264 | 0 | 0 | 0 | 0 | 0 | 0 | 0 | 0 | 0 | 0
8654 | 2025-12-27 | 14 | 0 | 0 | 0 | 0 | 0 | -1.8847 | 0 | -1.8847 | 0 | 0 | 0 | 0 | 0 | 0 | 0 | 0 | 0 | 0
8655 | 2025-12-27 | 15 | 0 | 0 | 0 | 0 | 0 | -1.8447 | 0 | -1.8447 | 0 | 0 | 0 | 0 | 0 | 0 | 0 | 0 | 0 | 0
8656 | 2025-12-27 | 16 | 0 | 0 | 0 | 0 | 0 | -1.7166 | 0 | -1.7166 | 0 | 0 | 0 | 0 | 0 | 0 | 0 | 0 | 0 | 0
8657 | 2025-12-27 | 17 | 0 | 0 | 0 | 0 | 0 | -1.7952 | 0 | -1.7952 | 0 | 0 | 0 | 0 | 0 | 0 | 0 | 0 | 0 | 0
8658 | 2025-12-27 | 18 | 0 | 0 | 0 | 0 | 0 | -1.8299 | 0 | -1.8299 | 0 | 0 | 0 | 0 | 0 | 0 | 0 | 0 | 0 | 0
8659 | 2025-12-27 | 19 | 0 | 0 | 0 | 0 | 0 | -1.793 | 0 | -1.793 | 0 | 0 | 0 | 0 | 0 | 0 | 0 | 0 | 0 | 0
8660 | 2025-12-27 | 20 | 0 | 0 | 0 | 0 | 0 | -1.7186 | 0 | -1.7186 | 0 | 0 | 0 | 0 | 0 | 0 | 0 | 0 | 0 | 0
8661 | 2025-12-27 | 21 | 0 | 0 | 0 | 0 | 0 | -1.5305 | 0 | -1.5305 | 0 | 0 | 0 | 0 | 0 | 0 | 0 | 0 | 0 | 0
8662 | 2025-12-27 | 22 | 0 | 0 | 0 | 0 | 0 | -1.5364 | 0 | -1.5364 | 0 | 0 | 0 | 0 | 0 | 0 | 0 | 0 | 0 | 0
8663 | 2025-12-27 | 23 | 0 | 0 | 0 | 0 | 0 | -1.6567 | 0 | -1.6567 | 0 | 0 | 0 | 0 | 0 | 0 | 0 | 0 | 0 | 0
8664 | 2025-12-27 | 24 | 0 | 0 | 0 | 0 | 0 | -1.7135 | 0 | -1.7135 | 0 | 0 | 0 | 0 | 0 | 0 | 0 | 0 | 0 | 0
8665 | 2025-12-28 | 1 | 0 | 0 | 0 | 0 | 0 | -1.8064 | 0 | -1.8064 | 0 | 0 | 0 | 0 | 0 | 0 | 0 | 0 | 0 | 0
8666 | 2025-12-28 | 2 | 0 | 0 | 0 | 0 | 0 | -1.9228 | 0 | -1.9228 | 0 | 0 | 0 | 0 | 0 | 0 | 0 | 0 | 0 | 0
8667 | 2025-12-28 | 3 | 0 | 0 | 0 | 0 | 0 | -2.0568 | 0 | -2.0568 | 0 | 0 | 0 | 0 | 0 | 0 | 0 | 0 | 0 | 0
8668 | 2025-12-28 | 4 | 0 | 0 | 0 | 0 | 0 | -2.0751 | 0 | -2.0751 | 0 | 0 | 0 | 0 | 0 | 0 | 0 | 0 | 0 | 0
8669 | 2025-12-28 | 5 | 0 | 0 | 0 | 0 | 0 | -2.1957 | 0 | -2.1957 | 0 | 0 | 0 | 0 | 0 | 0 | 0 | 0 | 0 | 0
8670 | 2025-12-28 | 6 | 0 | 0 | 0 | 0 | 0 | -2.2658 | 0 | -2.2658 | 0 | 0 | 0 | 0 | 0 | 0 | 0 | 0 | 0 | 0
8671 | 2025-12-28 | 7 | 0 | 0 | 0 | 0 | 0 | -2.2006 | 0 | -2.2006 | 0 | 0 | 0 | 0 | 0 | 0 | 0 | 0 | 0 | 0
8672 | 2025-12-28 | 8 | 0 | 0 | 0 | 0 | 0 | -2.2282 | 0 | -2.2282 | 0 | 0 | 0 | 0 | 0 | 0 | 0 | 0 | 0 | 0
8673 | 2025-12-28 | 9 | 0 | 0 | 0 | 0 | 0 | -2.3477 | 0 | -2.3477 | 0 | 0 | 0 | 0 | 0 | 0 | 0 | 0 | 0 | 0
8674 | 2025-12-28 | 10 | 0 | 0 | 0 | 0 | 0 | -2.3109 | 0 | -2.3109 | 0 | 0 | 0 | 0 | 0 | 0 | 0 | 0 | 0 | 0
8675 | 2025-12-28 | 11 | 0 | 0 | 0 | 0 | 0 | -2.328 | 0 | -2.328 | 0 | 0 | 0 | 0 | 0 | 0 | 0 | 0 | 0 | 0
8676 | 2025-12-28 | 12 | 0 | 0 | 0 | 0 | 0 | -2.2093 | 0 | -2.2093 | 0 | 0 | 0 | 0 | 0 | 0 | 0 | 0 | 0 | 0
8677 | 2025-12-28 | 13 | 0 | 0 | 0 | 0 | 0 | -2.2572 | 0 | -2.2572 | 0 | 0 | 0 | 0 | 0 | 0 | 0 | 0 | 0 | 0
8678 | 2025-12-28 | 14 | 0 | 0 | 0 | 0 | 0 | -2.2766 | 0 | -2.2766 | 0 | 0 | 0 | 0 | 0 | 0 | 0 | 0 | 0 | 0
8679 | 2025-12-28 | 15 | 0 | 0 | 0 | 0 | 0 | -2.4222 | 0 | -2.4222 | 0 | 0 | 0 | 0 | 0 | 0 | 0 | 0 | 0 | 0
8680 | 2025-12-28 | 16 | 0 | 0 | 0 | 0 | 0 | -2.689 | 0 | -2.689 | 0 | 0 | 0 | 0 | 0 | 0 | 0 | 0 | 0 | 0
8681 | 2025-12-28 | 17 | 0 | 0 | 0 | 0 | 0 | -2.4047 | 0 | -2.4047 | 0 | 0 | 0 | 0 | 0 | 0 | 0 | 0 | 0 | 0
8682 | 2025-12-28 | 18 | 0 | 0 | 0 | 0 | 0 | -2.4127 | 0 | -2.4127 | 0 | 0 | 0 | 0 | 0 | 0 | 0 | 0 | 0 | 0
8683 | 2025-12-28 | 19 | 0 | 0 | 0 | 0 | 0 | -2.4247 | 0 | -2.4247 | 0 | 0 | 0 | 0 | 0 | 0 | 0 | 0 | 0 | 0
8684 | 2025-12-28 | 20 | 0 | 0 | 0 | 0 | 0 | -2.3733 | 0 | -2.3733 | 0 | 0 | 0 | 0 | 0 | 0 | 0 | 0 | 0 | 0
8685 | 2025-12-28 | 21 | 0 | 0 | 0 | 0 | 0 | -2.8744 | 0 | -2.8744 | 0 | 0 | 0 | 0 | 0 | 0 | 0 | 0 | 0 | 0
8686 | 2025-12-28 | 22 | 0 | 0 | 0 | 0 | 0 | -3.3699 | 0 | -3.3699 | 0 | 0 | 0 | 0 | 0 | 0 | 0 | 0 | 0 | 0
8687 | 2025-12-28 | 23 | 0 | 0 | 0 | 0 | 0 | -3.419 | 0 | -3.419 | 0 | 0 | 0 | 0 | 0 | 0 | 0 | 0 | 0 | 0
8688 | 2025-12-28 | 24 | 0 | 0 | 0 | 0 | 0 | -3.6448 | 0 | -3.6448 | 0 | 0 | 0 | 0 | 0 | 0 | 0 | 0 | 0 | 0
8689 | 2025-12-29 | 1 | 0 | 0 | 0 | 0 | 0 | -4.0505 | 0 | -4.0505 | 0 | 0 | 0 | 0 | 0 | 0 | 0 | 0 | 0 | 0
8690 | 2025-12-29 | 2 | 0 | 0 | 0 | 0 | 0 | -4.5236 | 0 | -4.5236 | 0 | 0 | 0 | 0 | 0 | 0 | 0 | 0 | 0 | 0
8691 | 2025-12-29 | 3 | 0 | 0 | 0 | 0 | 0 | -4.7305 | 0 | -4.7305 | 0 | 0 | 0 | 0 | 0 | 0 | 0 | 0 | 0 | 0
8692 | 2025-12-29 | 4 | 0 | 0 | 0 | 0 | 0 | -5.5881 | 0 | -5.5881 | 0 | 0 | 0 | 0 | 0 | 0 | 0 | 0 | 0 | 0
8693 | 2025-12-29 | 5 | 0 | 0 | 0 | 0 | 0 | -6.3045 | 0 | -6.3045 | 0 | 0 | 0 | 0 | 0 | 0 | 0 | 0 | 0 | 0
8694 | 2025-12-29 | 6 | 0 | 0 | 0 | 0 | 0 | -6.5975 | 0 | -6.5975 | 0 | 0 | 0 | 0 | 0 | 0 | 0 | 0 | 0 | 0
8695 | 2025-12-29 | 7 | 0 | 0 | 0 | 0 | 0 | -6.8685 | 0 | -6.8685 | 0 | 0 | 0 | 0 | 0 | 0 | 0 | 0 | 0 | 0
8696 | 2025-12-29 | 8 | 0 | 0 | 0 | 0 | 0 | -6.2559 | 0 | -6.2559 | 0 | 0 | 0 | 0 | 0 | 0 | 0 | 0 | 0 | 0
8697 | 2025-12-29 | 9 | 0 | 0 | 0 | 0 | 0 | -5.8179 | 0 | -5.8179 | 0 | 0 | 0 | 0 | 0 | 0 | 0 | 0 | 0 | 0
8698 | 2025-12-29 | 10 | 0 | 0 | 0 | 0 | 0 | -4.7466 | 0 | -4.7466 | 0 | 0 | 0 | 0 | 0 | 0 | 0 | 0 | 0 | 0
8699 | 2025-12-29 | 11 | 0 | 0 | 0 | 0 | 0 | -4.1816 | 0 | -4.1816 | 0 | 0 | 0 | 0 | 0 | 0 | 0 | 0 | 0 | 0
8700 | 2025-12-29 | 12 | 0 | 0 | 0 | 0 | 0 | -3.7035 | 0 | -3.7035 | 0 | 0 | 0 | 0 | 0 | 0 | 0 | 0 | 0 | 0
8701 | 2025-12-29 | 13 | 0 | 0 | 0 | 0 | 0 | -3.0583 | 0 | -3.0583 | 0 | 0 | 0 | 0 | 0 | 0 | 0 | 0 | 0 | 0
8702 | 2025-12-29 | 14 | 0 | 0 | 0 | 0 | 0 | -2.5608 | 0 | -2.5608 | 0 | 0 | 0 | 0 | 0 | 0 | 0 | 0 | 0 | 0
8703 | 2025-12-29 | 15 | 0 | 0 | 0 | 0 | 0 | -2.6551 | 0 | -2.6551 | 0 | 0 | 0 | 0 | 0 | 0 | 0 | 0 | 0 | 0
8704 | 2025-12-29 | 16 | 0 | 0 | 0 | 0 | 0 | -2.5853 | 0 | -2.5853 | 0 | 0 | 0 | 0 | 0 | 0 | 0 | 0 | 0 | 0
8705 | 2025-12-29 | 17 | 0 | 0 | 0 | 0 | 0 | -2.5172 | 0 | -2.5172 | 0 | 0 | 0 | 0 | 0 | 0 | 0 | 0 | 0 | 0
8706 | 2025-12-29 | 18 | 0 | 0 | 0 | 0 | 0 | -2.5376 | 0 | -2.5376 | 0 | 0 | 0 | 0 | 0 | 0 | 0 | 0 | 0 | 0
8707 | 2025-12-29 | 19 | 0 | 0 | 0 | 0 | 0 | -2.5048 | 0 | -2.5048 | 0 | 0.13 | 0 | 0 | 0 | 0 | 0 | -0.32563 | 0 | -0.32563
8708 | 2025-12-29 | 20 | 0 | 0 | 0 | 0 | 0 | -2.4216 | 0 | -2.4216 | 0 | 0.13 | 0 | 0 | 0 | 0 | 0 | -0.31481 | 0 | -0.31481
8709 | 2025-12-29 | 21 | 0 | 0 | 0 | 0 | 0 | -2.3482 | 0 | -2.3482 | 0 | 0 | 0 | 0 | 0 | 0 | 0 | 0 | 0 | 0
8710 | 2025-12-29 | 22 | 0 | 0 | 0 | 0 | 0 | -2.2753 | 0 | -2.2753 | 0 | 0 | 0 | 0 | 0 | 0 | 0 | 0 | 0 | 0
8711 | 2025-12-29 | 23 | 0 | 0 | 0 | 0 | 0 | -2.3787 | 0 | -2.3787 | 0 | 0 | 0 | 0 | 0 | 0 | 0 | 0 | 0 | 0
8712 | 2025-12-29 | 24 | 0 | 0 | 0 | 0 | 0 | -2.5741 | 0 | -2.5741 | 0 | 0 | 0 | 0 | 0 | 0 | 0 | 0 | 0 | 0
8713 | 2025-12-30 | 1 | 0 | 0 | 0 | 0 | 0 | -2.6654 | 0 | -2.6654 | 0 | 0 | 0 | 0 | 0 | 0 | 0 | 0 | 0 | 0
8714 | 2025-12-30 | 2 | 0 | 0 | 0 | 0 | 0 | -2.7749 | 0 | -2.7749 | 0 | 0 | 0 | 0 | 0 | 0 | 0 | 0 | 0 | 0
8715 | 2025-12-30 | 3 | 0 | 0 | 0 | 0 | 0 | -2.8024 | 0 | -2.8024 | 0 | 0 | 0 | 0 | 0 | 0 | 0 | 0 | 0 | 0
8716 | 2025-12-30 | 4 | 0 | 0 | 0 | 0 | 0 | -2.7366 | 0 | -2.7366 | 0 | 0 | 0 | 0 | 0 | 0 | 0 | 0 | 0 | 0
8717 | 2025-12-30 | 5 | 0 | 0 | 0 | 0 | 0 | -2.7174 | 0 | -2.7174 | 0 | 0 | 0 | 0 | 0 | 0 | 0 | 0 | 0 | 0
8718 | 2025-12-30 | 6 | 0 | 0 | 0 | 0 | 0 | -2.6729 | 0 | -2.6729 | 0 | 0 | 0 | 0 | 0 | 0 | 0 | 0 | 0 | 0
8719 | 2025-12-30 | 7 | 0 | 0 | 0 | 0 | 0 | -2.7017 | 0 | -2.7017 | 0 | 0 | 0 | 0 | 0 | 0 | 0 | 0 | 0 | 0
8720 | 2025-12-30 | 8 | 0 | 0 | 0 | 0 | 0 | -2.653 | 0 | -2.653 | 0 | 0 | 0 | 0 | 0 | 0 | 0 | 0 | 0 | 0
8721 | 2025-12-30 | 9 | 0 | 0 | 0 | 0 | 0 | -2.3134 | 0 | -2.3134 | 0 | 0 | 0 | 0 | 0 | 0 | 0 | 0 | 0 | 0
8722 | 2025-12-30 | 10 | 0 | 0 | 0 | 0 | 0 | -2.1702 | 0 | -2.1702 | 0 | 0 | 0 | 0 | 0 | 0 | 0 | 0 | 0 | 0
8723 | 2025-12-30 | 11 | 0 | 0 | 0 | 0 | 0 | -2.1572 | 0 | -2.1572 | 0 | 0 | 0 | 0 | 0 | 0 | 0 | 0 | 0 | 0
8724 | 2025-12-30 | 12 | 0 | 0 | 0 | 0 | 0 | -2.1745 | 0 | -2.1745 | 0 | 0 | 0 | 0 | 0 | 0 | 0 | 0 | 0 | 0
8725 | 2025-12-30 | 13 | 0 | 0 | 0 | 0 | 0 | -2.2809 | 0 | -2.2809 | 0 | 0 | 0 | 0 | 0 | 0 | 0 | 0 | 0 | 0
8726 | 2025-12-30 | 14 | 0 | 0 | 0 | 0 | 0 | -2.023 | 0 | -2.023 | 0 | 0 | 0 | 0 | 0 | 0 | 0 | 0 | 0 | 0
8727 | 2025-12-30 | 15 | 0 | 0 | 0 | 0 | 0 | -2.0042 | 0 | -2.0042 | 0 | 0 | 0 | 0 | 0 | 0 | 0 | 0 | 0 | 0
8728 | 2025-12-30 | 16 | 0 | 0 | 0 | 0 | 0 | -1.9969 | 0 | -1.9969 | 0 | 0 | 0 | 0 | 0 | 0 | 0 | 0 | 0 | 0
8729 | 2025-12-30 | 17 | 0 | 0 | 0 | 0 | 0 | -1.9453 | 0 | -1.9453 | 0 | 0 | 0 | 0 | 0 | 0 | 0 | 0 | 0 | 0
8730 | 2025-12-30 | 18 | 0 | 0 | 0 | 0 | 0 | -1.8781 | 0 | -1.8781 | 0 | 0 | 0 | 0 | 0 | 0 | 0 | 0 | 0 | 0
8731 | 2025-12-30 | 19 | 0 | 0 | 0 | 0 | 0 | -1.7978 | 0 | -1.7978 | 0 | 0.13 | 0 | 0 | 0 | 0 | 0 | -0.23371 | 0 | -0.23371
8732 | 2025-12-30 | 20 | 0 | 0 | 0 | 0 | 0 | -1.7082 | 0 | -1.7082 | 0 | 0.13 | 0 | 0 | 0 | 0 | 0 | -0.22207 | 0 | -0.22207
8733 | 2025-12-30 | 21 | 0 | 0 | 0 | 0 | 0 | -1.639 | 0 | -1.639 | 0 | 0 | 0 | 0 | 0 | 0 | 0 | 0 | 0 | 0
8734 | 2025-12-30 | 22 | 0 | 0 | 0 | 0 | 0 | -1.6449 | 0 | -1.6449 | 0 | 0 | 0 | 0 | 0 | 0 | 0 | 0 | 0 | 0
8735 | 2025-12-30 | 23 | 0 | 0 | 0 | 0 | 0 | -1.73 | 0 | -1.73 | 0 | 0 | 0 | 0 | 0 | 0 | 0 | 0 | 0 | 0
8736 | 2025-12-30 | 24 | 0 | 0 | 0 | 0 | 0 | -1.8854 | 0 | -1.8854 | 0 | 0 | 0 | 0 | 0 | 0 | 0 | 0 | 0 | 0
8737 | 2025-12-31 | 1 | 0 | 0 | 0 | 0 | 0 | -2.0224 | 0 | -2.0224 | 0 | 0 | 0 | 0 | 0 | 0 | 0 | 0 | 0 | 0
8738 | 2025-12-31 | 2 | 0 | 0 | 0 | 0 | 0 | -2.0683 | 0 | -2.0683 | 0 | 0 | 0 | 0 | 0 | 0 | 0 | 0 | 0 | 0
8739 | 2025-12-31 | 3 | 0 | 0 | 0 | 0 | 0 | -2.0695 | 0 | -2.0695 | 0 | 0 | 0 | 0 | 0 | 0 | 0 | 0 | 0 | 0
8740 | 2025-12-31 | 4 | 0 | 0 | 0 | 0 | 0 | -2.1255 | 0 | -2.1255 | 0 | 0 | 0 | 0 | 0 | 0 | 0 | 0 | 0 | 0
8741 | 2025-12-31 | 5 | 0 | 0 | 0 | 0 | 0 | -2.0398 | 0 | -2.0398 | 0 | 0 | 0 | 0 | 0 | 0 | 0 | 0 | 0 | 0
8742 | 2025-12-31 | 6 | 0 | 0 | 0 | 0 | 0 | -1.963 | 0 | -1.963 | 0 | 0 | 0 | 0 | 0 | 0 | 0 | 0 | 0 | 0
8743 | 2025-12-31 | 7 | 0 | 0 | 0 | 0 | 0 | -1.9317 | 0 | -1.9317 | 0 | 0 | 0 | 0 | 0 | 0 | 0 | 0 | 0 | 0
8744 | 2025-12-31 | 8 | 0 | 0 | 0 | 0 | 0 | -1.9348 | 0 | -1.9348 | 0 | 0 | 0 | 0 | 0 | 0 | 0 | 0 | 0 | 0
8745 | 2025-12-31 | 9 | 0 | 0 | 0 | 0 | 0 | -1.7834 | 0 | -1.7834 | 0 | 0 | 0 | 0 | 0 | 0 | 0 | 0 | 0 | 0
8746 | 2025-12-31 | 10 | 0 | 0 | 0 | 0 | 0 | -1.7171 | 0 | -1.7171 | 0 | 0 | 0 | 0 | 0 | 0 | 0 | 0 | 0 | 0
8747 | 2025-12-31 | 11 | 0 | 0 | 0 | 0 | 0 | -1.641 | 0 | -1.641 | 0 | 0 | 0 | 0 | 0 | 0 | 0 | 0 | 0 | 0
8748 | 2025-12-31 | 12 | 0 | 0 | 0 | 0 | 0 | -1.6328 | 0 | -1.6328 | 0 | 0 | 0 | 0 | 0 | 0 | 0 | 0 | 0 | 0
8749 | 2025-12-31 | 13 | 0 | 0 | 0 | 0 | 0 | -1.678 | 0 | -1.678 | 0 | 0 | 0 | 0 | 0 | 0 | 0 | 0 | 0 | 0
8750 | 2025-12-31 | 14 | 0 | 0 | 0 | 0 | 0 | -1.6212 | 0 | -1.6212 | 0 | 0 | 0 | 0 | 0 | 0 | 0 | 0 | 0 | 0
8751 | 2025-12-31 | 15 | 0 | 0 | 0 | 0 | 0 | -1.471 | 0 | -1.471 | 0 | 0 | 0 | 0 | 0 | 0 | 0 | 0 | 0 | 0
8752 | 2025-12-31 | 16 | 0 | 0 | 0 | 0 | 0 | -1.5064 | 0 | -1.5064 | 0 | 0 | 0 | 0 | 0 | 0 | 0 | 0 | 0 | 0
8753 | 2025-12-31 | 17 | 0 | 0 | 0 | 0 | 0 | -1.5224 | 0 | -1.5224 | 0 | 0 | 0 | 0 | 0 | 0 | 0 | 0 | 0 | 0
8754 | 2025-12-31 | 18 | 0 | 0 | 0 | 0 | 0 | -1.4609 | 0 | -1.4609 | 0 | 0 | 0 | 0 | 0 | 0 | 0 | 0 | 0 | 0
8755 | 2025-12-31 | 19 | 0 | 0 | 0 | 0 | 0 | -1.3968 | 0 | -1.3968 | 0 | 0.13 | 0 | 0 | 0 | 0 | 0 | -0.18158 | 0 | -0.18158
8756 | 2025-12-31 | 20 | 0 | 0 | 0 | 0 | 0 | -1.3789 | 0 | -1.3789 | 0 | 0.13 | 0 | 0 | 0 | 0 | 0 | -0.17926 | 0 | -0.17926
8757 | 2025-12-31 | 21 | 0 | 0 | 0 | 0 | 0 | -1.3447 | 0 | -1.3447 | 0 | 0 | 0 | 0 | 0 | 0 | 0 | 0 | 0 | 0
8758 | 2025-12-31 | 22 | 0 | 0 | 0 | 0 | 0 | -1.3648 | 0 | -1.3648 | 0 | 0 | 0 | 0 | 0 | 0 | 0 | 0 | 0 | 0
8759 | 2025-12-31 | 23 | 0 | 0 | 0 | 0 | 0 | -1.4023 | 0 | -1.4023 | 0 | 0 | 0 | 0 | 0 | 0 | 0 | 0 | 0 | 0
8760 | 2025-12-31 | 24 | 0 | 0 | 0 | 0 | 0 | -1.4913 | 0 | -1.4913 | 0 | 0 | 0 | 0 | 0 | 0 | 0 | 0 | 0 | 0
Formulas:
Date (MM/DD/YYYY) = IF([Date (MM/DD/YYYY), row above]="-",[Date (MM/DD/YYYY), row above],IF([Hour Ending]=1,[Date (MM/DD/YYYY), row above]+1,[Date (MM/DD/YYYY), row above]))