## 00 Cover
Benefit-Cost Analysis Data Filing Submission Template
All electricity distributors must complete both the Summary tab and the Annual Values tab to accompany their filing submission. Values in the Summary tab should be linked to the Annual Values tab or other additional tabs included by the electricity distributor using formulas.
Electricity distributors are strongly encouraged to include additional tabs providing the upstream calculations that deliver the Annual Values tab and Summary tab outputs.
Ontario Energy Board

## 01 Summary
General Information
Electricity Distributor Name | Alectra Utilities
Project or Program Name | NWS Station Deferral Program
Description of NWS(s) (<150 words) | Alectra Utilities plans to implement an NWS Program during the 2027-2031 period to procure third-party DER capacity and energy in the five affected pockets: Nebo TS, Newton TS, Melbourne MS, Alliston MS, and Barrie MS. This NWS Program will provide locational capacity relief and thereby defer or right-size otherwise necessary station investments
Year for Net Present Value | 2025
Constant Dollar Year (i.e., nominal values deflated to this year) | 2025
Distribution Service Test
DST Benefits
Benefit | Benefit Type | NPV
Distribution Capacity Benefit | Distribution Capacity (Deferral or Avoidance Benefit) | 31111932.6666
Total DST Benefit |  | 31111932.6666
DST Costs
Cost | Cost Type | NPV
DER Payments | DER Acquisition Cost | 12596203.4406
NWS OM&A Cost | DER Operations, Maintenance, and Administrative (OM&A) Costs | 1259620.3441
Total DST Cost |  | 13855823.7846
NPV Net DST Benefit | 17256108.8819
Energy System Test
EST Benefits
(Add more rows as required)
Benefit | Benefit Type | NPV
Benefit 1 [replace name]
Benefit 2 [replace name]
Benefit 3 [replace name]
Benefit 4 [replace name]
Benefit 5 [replace name]
Benefit 6 [replace name]
Total EST Benefit
EST Costs
(Add more rows as required)
Cost | Cost Type | NPV
Cost 1 [replace name]
Cost 2 [replace name]
Cost 3 [replace name]
Cost 4 [replace name]
Cost 5 [replace name]
Cost 6 [replace name]
Total EST Cost
NPV Net EST Benefit

## 02 Annual Values
Use only such rows as are required. Insert additional columns as required.
| Distribution Service Benefits | Distribution Service Costs
Calendar Year | Capital Deferral Benefit | DER Payments | NWS OM&A Cost
2025 | 265095.1946 | 0 | 0
2026 | 3376235.5776 | 438041.716 | 43804.1716
2027 | 9065572.4563 | 1099821.6622 | 109982.1662
2028 | 10990857.7743 | 1706098.3535 | 170609.8354
2029 | 12012192.7162 | 2479217.9909 | 247921.7991
2030 | 11322806.8587 | 3440630.1215 | 344063.0121
2031 | 9187413.0493 | 3249024.7126 | 324902.4713
2032 | 5729636.1004 | 3984395.5731 | 398439.5573
2033 | 1549828.8242 | 1677240.8032 | 167724.0803
2034 | -920849.5699 | 0 | 0
2035 | -1036306.116 | 0 | 0
2036 | -1140823.9537 | 0 | 0
2037 | -1235278.1797 | 0 | 0
2038 | -1320473.883 | 0 | 0
2039 | -1397151.7453 | 0 | 0
2040 | -1465993.194 | 0 | 0
2041 | -1527625.142 | 0 | 0
2042 | -1582624.3496 | 0 | 0
2043 | -1631521.4359 | 0 | 0
2044 | -1674804.5705 | 0 | 0
2045 | -1712922.8698 | 0 | 0
2046 | -1746289.5204 | 0 | 0
2047 | -1775284.6543 | 0 | 0
2048 | -1800257.9928 | 0 | 0
2049 | -1821531.2795 | 0 | 0
2050 | -1839400.5186 | 0 | 0
2051 | -1854138.0339 | 0 | 0
2052 | -1865994.3633 | 0 | 0
2053 | -1875200.0017 | 0 | 0
2054 | -1881967.0043 | 0 | 0
2055 | -1886490.462 | 0 | 0
2056 | -1888949.8585 | 0 | 0
2057 | -1889510.3185 | 0 | 0
2058 | -1888323.757 | 0 | 0
2059 | -1885529.9358 | 0 | 0
2060 | -1881257.4356 | 0 | 0
2061 | -1875624.5508 | 0 | 0
2062 | -1868740.112 | 0 | 0
2063 | -1860704.2437 | 0 | 0
2064 | -1851609.0601 | 0 | 0
2065 | -1841539.3066 | 0 | 0
2066 | -1830572.9487 | 0 | 0
2067 | -1818781.7147 | 0 | 0
2068 | -1806231.5947 | 0 | 0
2069 | -1792983.2997 | 0 | 0
2070 | -1779092.6836 | 0 | 0
2071 | -5484668.475 | 0 | 0
2072 | -6872105.0213 | 0 | 0
2073 | -8084870.8317 | 0 | 0
2074 | -8068224.6221 | 0 | 0
2075 | -7240527.0121 | 0 | 0
2076 | -5498453.8783 | 0 | 0
2077 | -3174095.1303 | 0 | 0
2078 | -554237.9052 | 0 | 0
NPV | 31111932.6666 | 12596203.4406 | 1259620.3441

## NPV Calculations
Year |  |  |  | 2025 | 2026 | 2027 | 2028 | 2029 | 2030 | 2031 | 2032 | 2033 | 2034 | 2035 | 2036 | 2037 | 2038 | 2039 | 2040 | 2041 | 2042 | 2043 | 2044 | 2045 | 2046 | 2047 | 2048 | 2049 | 2050 | 2051 | 2052 | 2053 | 2054 | 2055 | 2056 | 2057 | 2058 | 2059 | 2060 | 2061 | 2062 | 2063 | 2064 | 2065 | 2066 | 2067 | 2068 | 2069 | 2070 | 2071 | 2072 | 2073 | 2074 | 2075 | 2076 | 2077 | 2078 | 2079 | 2080 | 2081 | 2082 | 2083 | 2084 | 2085 | 2086 | 2087 | 2088 | 2089 | 2090 | 2091 | 2092 | 2093 | 2094 | 2095 | 2096 | 2097 | 2098 | 2099 | 2100 | 2101 | 2102 | 2103 | 2104 | 2105 | 2106 | 2107 | 2108 | 2109 | 2110 | 2111 | 2112 | 2113 | 2114 | 2115 | 2116 | 2117 | 2118 | 2119 | 2120 | 2121 | 2122 | 2123 | 2124
|  |  |  | 1 | 2 | 3 | 4 | 5 | 6 | 7 | 8 | 9 | 10 | 11 | 12 | 13 | 14 | 15 | 16 | 17 | 18 | 19 | 20 | 21 | 22 | 23 | 24 | 25 | 26 | 27 | 28 | 29 | 30 | 31 | 32 | 33 | 34 | 35 | 36 | 37 | 38 | 39 | 40 | 41 | 42 | 43 | 44 | 45 | 46 | 47 | 48 | 49 | 50 | 51 | 52 | 53 | 54 | 55 | 56 | 57 | 58 | 59 | 60 | 61 | 62 | 63 | 64 | 65 | 66 | 67 | 68 | 69 | 70 | 71 | 72 | 73 | 74 | 75 | 76 | 77 | 78 | 79 | 80 | 81 | 82 | 83 | 84 | 85 | 86 | 87 | 88 | 89 | 90 | 91 | 92 | 93 | 94 | 95 | 96 | 97 | 98 | 99 | 100
Total OM&A
Incentive DER Payments |  |  |  | 0 | 438041.716 | 1099821.6622 | 1706098.3535 | 2479217.9909 | 3440630.1215 | 3249024.7126 | 3984395.5731 | 1677240.8032 | 0 | 0 | 0 | 0 | 0 | 0 | 0 | 0 | 0 | 0 | 0 | 0 | 0 | 0 | 0 | 0 | 0 | 0 | 0 | 0 | 0 | 0 | 0 | 0 | 0 | 0 | 0 | 0 | 0 | 0 | 0 | 0 | 0 | 0 | 0 | 0 | 0 | 0 | 0 | 0 | 0 | 0 | 0 | 0 | 0 | 0 | 0 | 0 | 0 | 0 | 0 | 0 | 0 | 0 | 0 | 0 | 0 | 0 | 0 | 0 | 0 | 0 | 0 | 0 | 0 | 0 | 0 | 0 | 0 | 0 | 0 | 0 | 0 | 0 | 0 | 0 | 0 | 0 | 0 | 0 | 0 | 0 | 0 | 0 | 0 | 0 | 0 | 0 | 0 | 0 | 0
NWS Costs |  |  |  | 0 | 43804.1716 | 109982.1662 | 170609.8354 | 247921.7991 | 344063.0121 | 324902.4713 | 398439.5573 | 167724.0803 | 0 | 0 | 0 | 0 | 0 | 0 | 0 | 0 | 0 | 0 | 0 | 0 | 0 | 0 | 0 | 0 | 0 | 0 | 0 | 0 | 0 | 0 | 0 | 0 | 0 | 0 | 0 | 0 | 0 | 0 | 0 | 0 | 0 | 0 | 0 | 0 | 0 | 0 | 0 | 0 | 0 | 0 | 0 | 0 | 0 | 0 | 0 | 0 | 0 | 0 | 0 | 0 | 0 | 0 | 0 | 0 | 0 | 0 | 0 | 0 | 0 | 0 | 0 | 0 | 0 | 0 | 0 | 0 | 0 | 0 | 0 | 0 | 0 | 0 | 0 | 0 | 0 | 0 | 0 | 0 | 0 | 0 | 0 | 0 | 0 | 0 | 0 | 0 | 0 | 0 | 0
Total |  |  |  | 0 | 481845.8875 | 1209803.8284 | 1876708.1889 | 2727139.79 | 3784693.1336 | 3573927.1839 | 4382835.1304 | 1844964.8835 | 0 | 0 | 0 | 0 | 0 | 0 | 0 | 0 | 0 | 0 | 0 | 0 | 0 | 0 | 0 | 0 | 0 | 0 | 0 | 0 | 0 | 0 | 0 | 0 | 0 | 0 | 0 | 0 | 0 | 0 | 0 | 0 | 0 | 0 | 0 | 0 | 0 | 0 | 0 | 0 | 0 | 0 | 0 | 0 | 0 | 0 | 0 | 0 | 0 | 0 | 0 | 0 | 0 | 0 | 0 | 0 | 0 | 0 | 0 | 0 | 0 | 0 | 0 | 0 | 0 | 0 | 0 | 0 | 0 | 0 | 0 | 0 | 0 | 0 | 0 | 0 | 0 | 0 | 0 | 0 | 0 | 0 | 0 | 0 | 0 | 0 | 0 | 0 | 0 | 0 | 0
Cash flow
RevReq Reference Case |  |  |  | 265095.1946 | 3376235.5776 | 9065572.4563 | 11128730.7889 | 12510444.4686 | 12560644.8946 | 12589576.9013 | 12598978.801 | 12590450.5779 | 12565464.9687 | 12525377.6581 | 12471436.6576 | 12404790.9354 | 12326498.3556 | 12237532.9831 | 12138791.8037 | 12031100.9077 | 11915221.1788 | 11791853.5279 | 11661643.7094 | 11525186.7514 | 11383031.0331 | 11235682.0355 | 11083605.7926 | 10927232.0674 | 10766957.2731 | 10603147.1625 | 10436139.3013 | 10266245.3449 | 10093753.133 | 9918928.6168 | 9742017.6338 | 9563247.5391 | 9382828.7084 | 9200955.92 | 9017809.6279 | 8833557.1323 | 8648353.6578 | 8462343.3456 | 8275660.167 | 8088428.7637 | 7900765.2229 | 7712777.7888 | 7524567.52 | 7336228.8931 | 7147850.3596 | 3239457.5158 | 1648781.1878 | 232469.6532 | 0 | 0 | 0 | 0 | 0 | 0 | 0 | 0 | 0 | 0 | 0 | 0 | 0 | 0 | 0 | 0 | 0 | 0 | 0 | 0 | 0 | 0 | 0 | 0 | 0 | 0 | 0 | 0 | 0 | 0 | 0 | 0 | 0 | 0 | 0 | 0 | 0 | 0 | 0 | 0 | 0 | 0 | 0 | 0 | 0 | 0 | 0 | 0 | 0 | 0 | 0
RevReq Deferred Case |  |  |  | 0 | 0 | 0 | 137873.0146 | 498251.7525 | 1237838.0359 | 3402163.852 | 6869342.7006 | 11040621.7536 | 13486314.5386 | 13561683.7741 | 13612260.6113 | 13640069.1151 | 13646972.2386 | 13634684.7284 | 13604784.9976 | 13558726.0498 | 13497845.5284 | 13423374.9638 | 13336448.2799 | 13238109.6211 | 13129320.5535 | 13010966.6897 | 12883863.7854 | 12748763.3469 | 12606357.7917 | 12457285.1964 | 12302133.6646 | 12141445.3466 | 11975720.1373 | 11805419.0789 | 11630967.4923 | 11452757.8576 | 11271152.4654 | 11086485.8559 | 10899067.0636 | 10709181.6831 | 10517093.7698 | 10323047.5893 | 10127269.2271 | 9929968.0703 | 9731338.1715 | 9531559.5035 | 9330799.1147 | 9129212.1928 | 8926943.0432 | 8724125.9907 | 8520886.2091 | 8317340.4849 | 8068224.6221 | 7240527.0121 | 5498453.8783 | 3174095.1303 | 554237.9052 | 0 | 0 | 0 | 0 | 0 | 0 | 0 | 0 | 0 | 0 | 0 | 0 | 0 | 0 | 0 | 0 | 0 | 0 | 0 | 0 | 0 | 0 | 0 | 0 | 0 | 0 | 0 | 0 | 0 | 0 | 0 | 0 | 0 | 0 | 0 | 0 | 0 | 0 | 0 | 0 | 0 | 0 | 0 | 0 | 0 | 0
Capital Deferral Benefits |  |  |  | 265095.1946 | 3376235.5776 | 9065572.4563 | 10990857.7743 | 12012192.7162 | 11322806.8587 | 9187413.0493 | 5729636.1004 | 1549828.8242 | -920849.5699 | -1036306.116 | -1140823.9537 | -1235278.1797 | -1320473.883 | -1397151.7453 | -1465993.194 | -1527625.142 | -1582624.3496 | -1631521.4359 | -1674804.5705 | -1712922.8698 | -1746289.5204 | -1775284.6543 | -1800257.9928 | -1821531.2795 | -1839400.5186 | -1854138.0339 | -1865994.3633 | -1875200.0017 | -1881967.0043 | -1886490.462 | -1888949.8585 | -1889510.3185 | -1888323.757 | -1885529.9358 | -1881257.4356 | -1875624.5508 | -1868740.112 | -1860704.2437 | -1851609.0601 | -1841539.3066 | -1830572.9487 | -1818781.7147 | -1806231.5947 | -1792983.2997 | -1779092.6836 | -5484668.475 | -6872105.0213 | -8084870.8317 | -8068224.6221 | -7240527.0121 | -5498453.8783 | -3174095.1303 | -554237.9052 | 0 | 0 | 0 | 0 | 0 | 0 | 0 | 0 | 0 | 0 | 0 | 0 | 0 | 0 | 0 | 0 | 0 | 0 | 0 | 0 | 0 | 0 | 0 | 0 | 0 | 0 | 0 | 0 | 0 | 0 | 0 | 0 | 0 | 0 | 0 | 0 | 0 | 0 | 0 | 0 | 0 | 0 | 0 | 0 | 0 | 0
DER Payments |  |  |  | 0 | 438041.716 | 1099821.6622 | 1706098.3535 | 2479217.9909 | 3440630.1215 | 3249024.7126 | 3984395.5731 | 1677240.8032 | 0 | 0 | 0 | 0 | 0 | 0 | 0 | 0 | 0 | 0 | 0 | 0 | 0 | 0 | 0 | 0 | 0 | 0 | 0 | 0 | 0 | 0 | 0 | 0 | 0 | 0 | 0 | 0 | 0 | 0 | 0 | 0 | 0 | 0 | 0 | 0 | 0 | 0 | 0 | 0 | 0 | 0 | 0 | 0 | 0 | 0 | 0 | 0 | 0 | 0 | 0 | 0 | 0 | 0 | 0 | 0 | 0 | 0 | 0 | 0 | 0 | 0 | 0 | 0 | 0 | 0 | 0 | 0 | 0 | 0 | 0 | 0 | 0 | 0 | 0 | 0 | 0 | 0 | 0 | 0 | 0 | 0 | 0 | 0 | 0 | 0 | 0 | 0 | 0 | 0 | 0
NWS OM&A Cost |  |  |  | 0 | 43804.1716 | 109982.1662 | 170609.8354 | 247921.7991 | 344063.0121 | 324902.4713 | 398439.5573 | 167724.0803 | 0 | 0 | 0 | 0 | 0 | 0 | 0 | 0 | 0 | 0 | 0 | 0 | 0 | 0 | 0 | 0 | 0 | 0 | 0 | 0 | 0 | 0 | 0 | 0 | 0 | 0 | 0 | 0 | 0 | 0 | 0 | 0 | 0 | 0 | 0 | 0 | 0 | 0 | 0 | 0 | 0 | 0 | 0 | 0 | 0 | 0 | 0 | 0 | 0 | 0 | 0 | 0 | 0 | 0 | 0 | 0 | 0 | 0 | 0 | 0 | 0 | 0 | 0 | 0 | 0 | 0 | 0 | 0 | 0 | 0 | 0 | 0 | 0 | 0 | 0 | 0 | 0 | 0 | 0 | 0 | 0 | 0 | 0 | 0 | 0 | 0 | 0 | 0 | 0 | 0 | 0
Distribution Service Costs |  |  |  | 0 | 481845.8875 | 1209803.8284 | 1876708.1889 | 2727139.79 | 3784693.1336 | 3573927.1839 | 4382835.1304 | 1844964.8835 | 0 | 0 | 0 | 0 | 0 | 0 | 0 | 0 | 0 | 0 | 0 | 0 | 0 | 0 | 0 | 0 | 0 | 0 | 0 | 0 | 0 | 0 | 0 | 0 | 0 | 0 | 0 | 0 | 0 | 0 | 0 | 0 | 0 | 0 | 0 | 0 | 0 | 0 | 0 | 0 | 0 | 0 | 0 | 0 | 0 | 0 | 0 | 0 | 0 | 0 | 0 | 0 | 0 | 0 | 0 | 0 | 0 | 0 | 0 | 0 | 0 | 0 | 0 | 0 | 0 | 0 | 0 | 0 | 0 | 0 | 0 | 0 | 0 | 0 | 0 | 0 | 0 | 0 | 0 | 0 | 0 | 0 | 0 | 0 | 0 | 0 | 0 | 0 | 0 | 0 | 0
Margin-on-Payments |  |  |  | 0 | 109510.429 | 274955.4156 | 426524.5884 | 619804.4977 | 860157.5304 | 812256.1781 | 996098.8933 | 419310.2008 | 0 | 0 | 0 | 0 | 0 | 0 | 0 | 0 | 0 | 0 | 0 | 0 | 0 | 0 | 0 | 0 | 0 | 0 | 0 | 0 | 0 | 0 | 0 | 0 | 0 | 0 | 0 | 0 | 0 | 0 | 0 | 0 | 0 | 0 | 0 | 0 | 0 | 0 | 0 | 0 | 0 | 0 | 0 | 0 | 0 | 0 | 0 | 0 | 0 | 0 | 0 | 0 | 0 | 0 | 0 | 0 | 0 | 0 | 0 | 0 | 0 | 0 | 0 | 0 | 0 | 0 | 0 | 0 | 0 | 0 | 0 | 0 | 0 | 0 | 0 | 0 | 0 | 0 | 0 | 0 | 0 | 0 | 0 | 0 | 0 | 0 | 0 | 0 | 0 | 0 | 0
NPV
RevReq Reference Case | 159548743.1891
RevReq Deferred Case | 128436810.5226
Capital Deferral Benefits | 31111932.6666
DER Payments | 12596203.4406
NWS OM&A Cost | 1259620.3441
Distribution Service Costs | 13855823.7846
Net DST Benefit | 17256108.8819
Margin-on-Payments | 3149050.8601
Summary tables
2027-2031
| NPV | Nominal value | NPV | 2025 1: Nominal value
DER Payments | 12596203.4406 | 18074470.933 | 8713732.5435 | 2025 1: 11974792.8407
NWS OM&A Cost | 1259620.3441 | 1807447.0933 | 871373.2544 | 2025 1: 1197479.2841
Margin-on-Payment | 3149050.8601 | 4518617.7332 | 2178433.1359 | 2025 1: 2993698.2102

## Model_DER
Year | 2025 | 2026 | 2027 | 2028 | 2029 | 2030 | 2031 | 2032 | 2033 | 2034 | 2035 | 2036 | 2037 | 2038 | 2039 | 2040 | 2041 | 2042 | 2043 | 2044 | 2045 | 2046 | 2047 | 2048 | 2049 | 2050 | 2051 | 2052 | 2053 | 2054 | 2055 | 2056 | 2057 | 2058 | 2059 | 2060 | 2061 | 2062 | 2063 | 2064 | 2065 | 2066 | 2067 | 2068 | 2069 | 2070 | 2071 | 2072 | 2073 | 2074 | 2075 | 2076 | 2077 | 2078 | 2079 | 2080 | 2081 | 2082 | 2083 | 2084 | 2085 | 2086 | 2087 | 2088 | 2089 | 2090 | 2091 | 2092 | 2093 | 2094 | 2095 | 2096 | 2097 | 2098 | 2099 | 2100 | 2101 | 2102 | 2103 | 2104 | 2105 | 2106 | 2107 | 2108 | 2109 | 2110 | 2111 | 2112 | 2113 | 2114 | 2115 | 2116 | 2117 | 2118 | 2119 | 2120 | 2121 | 2122 | 2123 | 2124
| 1 | 2 | 3 | 4 | 5 | 6 | 7 | 8 | 9 | 10 | 11 | 12 | 13 | 14 | 15 | 16 | 17 | 18 | 19 | 20 | 21 | 22 | 23 | 24 | 25 | 26 | 27 | 28 | 29 | 30 | 31 | 32 | 33 | 34 | 35 | 36 | 37 | 38 | 39 | 40 | 41 | 42 | 43 | 44 | 45 | 46 | 47 | 48 | 49 | 50 | 51 | 52 | 53 | 54 | 55 | 56 | 57 | 58 | 59 | 60 | 61 | 62 | 63 | 64 | 65 | 66 | 67 | 68 | 69 | 70 | 71 | 72 | 73 | 74 | 75 | 76 | 77 | 78 | 79 | 80 | 81 | 82 | 83 | 84 | 85 | 86 | 87 | 88 | 89 | 90 | 91 | 92 | 93 | 94 | 95 | 96 | 97 | 98 | 99 | 100
Revenue Requirement
O&M
Incentive DER Payments | 0 | 438041.716 | 1099821.6622 | 1706098.3535 | 2479217.9909 | 3440630.1215 | 3249024.7126 | 3984395.5731 | 1677240.8032 | 0 | 0 | 0 | 0 | 0 | 0 | 0 | 0 | 0 | 0 | 0 | 0 | 0 | 0 | 0 | 0 | 0 | 0 | 0 | 0 | 0 | 0 | 0 | 0 | 0 | 0 | 0 | 0 | 0 | 0 | 0 | 0 | 0 | 0 | 0 | 0 | 0 | 0 | 0 | 0 | 0 | 0 | 0 | 0 | 0 | 0 | 0 | 0 | 0 | 0 | 0 | 0 | 0 | 0 | 0 | 0 | 0 | 0 | 0 | 0 | 0 | 0 | 0 | 0 | 0 | 0 | 0 | 0 | 0 | 0 | 0 | 0 | 0 | 0 | 0 | 0 | 0 | 0 | 0 | 0 | 0 | 0 | 0 | 0 | 0 | 0 | 0 | 0 | 0 | 0 | 0
NWS Costs | 0 | 43804.1716 | 109982.1662 | 170609.8354 | 247921.7991 | 344063.0121 | 324902.4713 | 398439.5573 | 167724.0803 | 0 | 0 | 0 | 0 | 0 | 0 | 0 | 0 | 0 | 0 | 0 | 0 | 0 | 0 | 0 | 0 | 0 | 0 | 0 | 0 | 0 | 0 | 0 | 0 | 0 | 0 | 0 | 0 | 0 | 0 | 0 | 0 | 0 | 0 | 0 | 0 | 0 | 0 | 0 | 0 | 0 | 0 | 0 | 0 | 0 | 0 | 0 | 0 | 0 | 0 | 0 | 0 | 0 | 0 | 0 | 0 | 0 | 0 | 0 | 0 | 0 | 0 | 0 | 0 | 0 | 0 | 0 | 0 | 0 | 0 | 0 | 0 | 0 | 0 | 0 | 0 | 0 | 0 | 0 | 0 | 0 | 0 | 0 | 0 | 0 | 0 | 0 | 0 | 0 | 0 | 0
Depreciation | 0 | 0 | 0 | 0 | 0 | 0 | 0 | 0 | 0 | 0 | 0 | 0 | 0 | 0 | 0 | 0 | 0 | 0 | 0 | 0 | 0 | 0 | 0 | 0 | 0 | 0 | 0 | 0 | 0 | 0 | 0 | 0 | 0 | 0 | 0 | 0 | 0 | 0 | 0 | 0 | 0 | 0 | 0 | 0 | 0 | 0 | 0 | 0 | 0 | 0 | 0 | 0 | 0 | 0 | 0 | 0 | 0 | 0 | 0 | 0 | 0 | 0 | 0 | 0 | 0 | 0 | 0 | 0 | 0 | 0 | 0 | 0 | 0 | 0 | 0 | 0 | 0 | 0 | 0 | 0 | 0 | 0 | 0 | 0 | 0 | 0 | 0 | 0 | 0 | 0 | 0 | 0 | 0 | 0 | 0 | 0 | 0 | 0 | 0 | 0
Interest | 0 | 0 | 0 | 0 | 0 | 0 | 0 | 0 | 0 | 0 | 0 | 0 | 0 | 0 | 0 | 0 | 0 | 0 | 0 | 0 | 0 | 0 | 0 | 0 | 0 | 0 | 0 | 0 | 0 | 0 | 0 | 0 | 0 | 0 | 0 | 0 | 0 | 0 | 0 | 0 | 0 | 0 | 0 | 0 | 0 | 0 | 0 | 0 | 0 | 0 | 0 | 0 | 0 | 0 | 0 | 0 | 0 | 0 | 0 | 0 | 0 | 0 | 0 | 0 | 0 | 0 | 0 | 0 | 0 | 0 | 0 | 0 | 0 | 0 | 0 | 0 | 0 | 0 | 0 | 0 | 0 | 0 | 0 | 0 | 0 | 0 | 0 | 0 | 0 | 0 | 0 | 0 | 0 | 0 | 0 | 0 | 0 | 0 | 0 | 0
Return on Equity | 0 | 0 | 0 | 0 | 0 | 0 | 0 | 0 | 0 | 0 | 0 | 0 | 0 | 0 | 0 | 0 | 0 | 0 | 0 | 0 | 0 | 0 | 0 | 0 | 0 | 0 | 0 | 0 | 0 | 0 | 0 | 0 | 0 | 0 | 0 | 0 | 0 | 0 | 0 | 0 | 0 | 0 | 0 | 0 | 0 | 0 | 0 | 0 | 0 | 0 | 0 | 0 | 0 | 0 | 0 | 0 | 0 | 0 | 0 | 0 | 0 | 0 | 0 | 0 | 0 | 0 | 0 | 0 | 0 | 0 | 0 | 0 | 0 | 0 | 0 | 0 | 0 | 0 | 0 | 0 | 0 | 0 | 0 | 0 | 0 | 0 | 0 | 0 | 0 | 0 | 0 | 0 | 0 | 0 | 0 | 0 | 0 | 0 | 0 | 0
PILS | 0 | 0 | 0 | 0 | 0 | 0 | 0 | 0 | 0 | 0 | 0 | 0 | 0 | 0 | 0 | 0 | 0 | 0 | 0 | 0 | 0 | 0 | 0 | 0 | 0 | 0 | 0 | 0 | 0 | 0 | 0 | 0 | 0 | 0 | 0 | 0 | 0 | 0 | 0 | 0 | 0 | 0 | 0 | 0 | 0 | 0 | 0 | 0 | 0 | 0 | 0 | 0 | 0 | 0 | 0 | 0 | 0 | 0 | 0 | 0 | 0 | 0 | 0 | 0 | 0 | 0 | 0 | 0 | 0 | 0 | 0 | 0 | 0 | 0 | 0 | 0 | 0 | 0 | 0 | 0 | 0 | 0 | 0 | 0 | 0 | 0 | 0 | 0 | 0 | 0 | 0 | 0 | 0 | 0 | 0 | 0 | 0 | 0 | 0 | 0
RevReq | 0 | 481845.8875 | 1209803.8284 | 1876708.1889 | 2727139.79 | 3784693.1336 | 3573927.1839 | 4382835.1304 | 1844964.8835 | 0 | 0 | 0 | 0 | 0 | 0 | 0 | 0 | 0 | 0 | 0 | 0 | 0 | 0 | 0 | 0 | 0 | 0 | 0 | 0 | 0 | 0 | 0 | 0 | 0 | 0 | 0 | 0 | 0 | 0 | 0 | 0 | 0 | 0 | 0 | 0 | 0 | 0 | 0 | 0 | 0 | 0 | 0 | 0 | 0 | 0 | 0 | 0 | 0 | 0 | 0 | 0 | 0 | 0 | 0 | 0 | 0 | 0 | 0 | 0 | 0 | 0 | 0 | 0 | 0 | 0 | 0 | 0 | 0 | 0 | 0 | 0 | 0 | 0 | 0 | 0 | 0 | 0 | 0 | 0 | 0 | 0 | 0 | 0 | 0 | 0 | 0 | 0 | 0 | 0 | 0
Book Value, Stations & Lines | 0 | 0 | 0 | 0 | 0 | 0 | 0 | 0 | 0 | 0 | 0 | 0 | 0 | 0 | 0 | 0 | 0 | 0 | 0 | 0 | 0 | 0 | 0 | 0 | 0 | 0 | 0 | 0 | 0 | 0 | 0 | 0 | 0 | 0 | 0 | 0 | 0 | 0 | 0 | 0 | 0 | 0 | 0 | 0 | 0 | 0 | 0 | 0 | 0 | 0 | 0 | 0 | 0 | 0 | 0 | 0 | 0 | 0 | 0 | 0 | 0 | 0 | 0 | 0 | 0 | 0 | 0 | 0 | 0 | 0 | 0 | 0 | 0 | 0 | 0 | 0 | 0 | 0 | 0 | 0 | 0 | 0 | 0 | 0 | 0 | 0 | 0 | 0 | 0 | 0 | 0 | 0 | 0 | 0 | 0 | 0 | 0 | 0 | 0 | 0
Average PPE | 0 | 0 | 0 | 0 | 0 | 0 | 0 | 0 | 0 | 0 | 0 | 0 | 0 | 0 | 0 | 0 | 0 | 0 | 0 | 0 | 0 | 0 | 0 | 0 | 0 | 0 | 0 | 0 | 0 | 0 | 0 | 0 | 0 | 0 | 0 | 0 | 0 | 0 | 0 | 0 | 0 | 0 | 0 | 0 | 0 | 0 | 0 | 0 | 0 | 0 | 0 | 0 | 0 | 0 | 0 | 0 | 0 | 0 | 0 | 0 | 0 | 0 | 0 | 0 | 0 | 0 | 0 | 0 | 0 | 0 | 0 | 0 | 0 | 0 | 0 | 0 | 0 | 0 | 0 | 0 | 0 | 0 | 0 | 0 | 0 | 0 | 0 | 0 | 0 | 0 | 0 | 0 | 0 | 0 | 0 | 0 | 0 | 0 | 0 | 0
PPE Open Balance | 0 | 0 | 0 | 0 | 0 | 0 | 0 | 0 | 0 | 0 | 0 | 0 | 0 | 0 | 0 | 0 | 0 | 0 | 0 | 0 | 0 | 0 | 0 | 0 | 0 | 0 | 0 | 0 | 0 | 0 | 0 | 0 | 0 | 0 | 0 | 0 | 0 | 0 | 0 | 0 | 0 | 0 | 0 | 0 | 0 | 0 | 0 | 0 | 0 | 0 | 0 | 0 | 0 | 0 | 0 | 0 | 0 | 0 | 0 | 0 | 0 | 0 | 0 | 0 | 0 | 0 | 0 | 0 | 0 | 0 | 0 | 0 | 0 | 0 | 0 | 0 | 0 | 0 | 0 | 0 | 0 | 0 | 0 | 0 | 0 | 0 | 0 | 0 | 0 | 0 | 0 | 0 | 0 | 0 | 0 | 0 | 0 | 0 | 0 | 0
PPE Close Balance | 0 | 0 | 0 | 0 | 0 | 0 | 0 | 0 | 0 | 0 | 0 | 0 | 0 | 0 | 0 | 0 | 0 | 0 | 0 | 0 | 0 | 0 | 0 | 0 | 0 | 0 | 0 | 0 | 0 | 0 | 0 | 0 | 0 | 0 | 0 | 0 | 0 | 0 | 0 | 0 | 0 | 0 | 0 | 0 | 0 | 0 | 0 | 0 | 0 | 0 | 0 | 0 | 0 | 0 | 0 | 0 | 0 | 0 | 0 | 0 | 0 | 0 | 0 | 0 | 0 | 0 | 0 | 0 | 0 | 0 | 0 | 0 | 0 | 0 | 0 | 0 | 0 | 0 | 0 | 0 | 0 | 0 | 0 | 0 | 0 | 0 | 0 | 0 | 0 | 0 | 0 | 0 | 0 | 0 | 0 | 0 | 0 | 0 | 0 | 0
Taxes
CCA | 0 | 0 | 0 | 0 | 0 | 0 | 0 | 0 | 0 | 0 | 0 | 0 | 0 | 0 | 0 | 0 | 0 | 0 | 0 | 0 | 0 | 0 | 0 | 0 | 0 | 0 | 0 | 0 | 0 | 0 | 0 | 0 | 0 | 0 | 0 | 0 | 0 | 0 | 0 | 0 | 0 | 0 | 0 | 0 | 0 | 0 | 0 | 0 | 0 | 0 | 0 | 0 | 0 | 0 | 0 | 0 | 0 | 0 | 0 | 0 | 0 | 0 | 0 | 0 | 0 | 0 | 0 | 0 | 0 | 0 | 0 | 0 | 0 | 0 | 0 | 0 | 0 | 0 | 0 | 0 | 0 | 0 | 0 | 0 | 0 | 0 | 0 | 0 | 0 | 0 | 0 | 0 | 0 | 0 | 0 | 0 | 0 | 0 | 0 | 0
Taxable Earnings | 0 | 0 | 0 | 0 | 0 | 0 | 0 | 0 | 0 | 0 | 0 | 0 | 0 | 0 | 0 | 0 | 0 | 0 | 0 | 0 | 0 | 0 | 0 | 0 | 0 | 0 | 0 | 0 | 0 | 0 | 0 | 0 | 0 | 0 | 0 | 0 | 0 | 0 | 0 | 0 | 0 | 0 | 0 | 0 | 0 | 0 | 0 | 0 | 0 | 0 | 0 | 0 | 0 | 0 | 0 | 0 | 0 | 0 | 0 | 0 | 0 | 0 | 0 | 0 | 0 | 0 | 0 | 0 | 0 | 0 | 0 | 0 | 0 | 0 | 0 | 0 | 0 | 0 | 0 | 0 | 0 | 0 | 0 | 0 | 0 | 0 | 0 | 0 | 0 | 0 | 0 | 0 | 0 | 0 | 0 | 0 | 0 | 0 | 0 | 0
Grossed-Up PILS | 0 | 0 | 0 | 0 | 0 | 0 | 0 | 0 | 0 | 0 | 0 | 0 | 0 | 0 | 0 | 0 | 0 | 0 | 0 | 0 | 0 | 0 | 0 | 0 | 0 | 0 | 0 | 0 | 0 | 0 | 0 | 0 | 0 | 0 | 0 | 0 | 0 | 0 | 0 | 0 | 0 | 0 | 0 | 0 | 0 | 0 | 0 | 0 | 0 | 0 | 0 | 0 | 0 | 0 | 0 | 0 | 0 | 0 | 0 | 0 | 0 | 0 | 0 | 0 | 0 | 0 | 0 | 0 | 0 | 0 | 0 | 0 | 0 | 0 | 0 | 0 | 0 | 0 | 0 | 0 | 0 | 0 | 0 | 0 | 0 | 0 | 0 | 0 | 0 | 0 | 0 | 0 | 0 | 0 | 0 | 0 | 0 | 0 | 0 | 0
DER - Capital-in-Service
1
2
3
4
5
1
UCC Open Balance | 0 | 0 | 0 | 0 | 0 | 0 | 0 | 0 | 0 | 0 | 0 | 0 | 0 | 0 | 0 | 0 | 0 | 0 | 0 | 0 | 0 | 0 | 0 | 0 | 0 | 0 | 0 | 0 | 0 | 0 | 0 | 0 | 0 | 0 | 0 | 0 | 0 | 0 | 0 | 0 | 0 | 0 | 0 | 0 | 0 | 0 | 0 | 0 | 0 | 0 | 0 | 0 | 0 | 0 | 0 | 0 | 0 | 0 | 0 | 0 | 0 | 0 | 0 | 0 | 0 | 0 | 0 | 0 | 0 | 0 | 0 | 0 | 0 | 0 | 0 | 0 | 0 | 0 | 0 | 0 | 0 | 0 | 0 | 0 | 0 | 0 | 0 | 0 | 0 | 0 | 0 | 0 | 0 | 0 | 0 | 0 | 0 | 0 | 0 | 0
New Capital | 0 | 0 | 0 | 0 | 0 | 0 | 0 | 0 | 0 | 0 | 0 | 0 | 0 | 0 | 0 | 0 | 0 | 0 | 0 | 0 | 0 | 0 | 0 | 0 | 0 | 0 | 0 | 0 | 0 | 0 | 0 | 0 | 0 | 0 | 0 | 0 | 0 | 0 | 0 | 0 | 0 | 0 | 0 | 0 | 0 | 0 | 0 | 0 | 0 | 0 | 0 | 0 | 0 | 0 | 0 | 0 | 0 | 0 | 0 | 0 | 0 | 0 | 0 | 0 | 0 | 0 | 0 | 0 | 0 | 0 | 0 | 0 | 0 | 0 | 0 | 0 | 0 | 0 | 0 | 0 | 0 | 0 | 0 | 0 | 0 | 0 | 0 | 0 | 0 | 0 | 0 | 0 | 0 | 0 | 0 | 0 | 0 | 0 | 0 | 0
CCA | 0 | 0 | 0 | 0 | 0 | 0 | 0 | 0 | 0 | 0 | 0 | 0 | 0 | 0 | 0 | 0 | 0 | 0 | 0 | 0 | 0 | 0 | 0 | 0 | 0 | 0 | 0 | 0 | 0 | 0 | 0 | 0 | 0 | 0 | 0 | 0 | 0 | 0 | 0 | 0 | 0 | 0 | 0 | 0 | 0 | 0 | 0 | 0 | 0 | 0 | 0 | 0 | 0 | 0 | 0 | 0 | 0 | 0 | 0 | 0 | 0 | 0 | 0 | 0 | 0 | 0 | 0 | 0 | 0 | 0 | 0 | 0 | 0 | 0 | 0 | 0 | 0 | 0 | 0 | 0 | 0 | 0 | 0 | 0 | 0 | 0 | 0 | 0 | 0 | 0 | 0 | 0 | 0 | 0 | 0 | 0 | 0 | 0 | 0 | 0
UCC Close Balance | 0 | 0 | 0 | 0 | 0 | 0 | 0 | 0 | 0 | 0 | 0 | 0 | 0 | 0 | 0 | 0 | 0 | 0 | 0 | 0 | 0 | 0 | 0 | 0 | 0 | 0 | 0 | 0 | 0 | 0 | 0 | 0 | 0 | 0 | 0 | 0 | 0 | 0 | 0 | 0 | 0 | 0 | 0 | 0 | 0 | 0 | 0 | 0 | 0 | 0 | 0 | 0 | 0 | 0 | 0 | 0 | 0 | 0 | 0 | 0 | 0 | 0 | 0 | 0 | 0 | 0 | 0 | 0 | 0 | 0 | 0 | 0 | 0 | 0 | 0 | 0 | 0 | 0 | 0 | 0 | 0 | 0 | 0 | 0 | 0 | 0 | 0 | 0 | 0 | 0 | 0 | 0 | 0 | 0 | 0 | 0 | 0 | 0 | 0 | 0
PPE Open Balance | 0 | 0 | 0 | 0 | 0 | 0 | 0 | 0 | 0 | 0 | 0 | 0 | 0 | 0 | 0 | 0 | 0 | 0 | 0 | 0 | 0 | 0 | 0 | 0 | 0 | 0 | 0 | 0 | 0 | 0 | 0 | 0 | 0 | 0 | 0 | 0 | 0 | 0 | 0 | 0 | 0 | 0 | 0 | 0 | 0 | 0 | 0 | 0 | 0 | 0 | 0 | 0 | 0 | 0 | 0 | 0 | 0 | 0 | 0 | 0 | 0 | 0 | 0 | 0 | 0 | 0 | 0 | 0 | 0 | 0 | 0 | 0 | 0 | 0 | 0 | 0 | 0 | 0 | 0 | 0 | 0 | 0 | 0 | 0 | 0 | 0 | 0 | 0 | 0 | 0 | 0 | 0 | 0 | 0 | 0 | 0 | 0 | 0 | 0 | 0
New Capital | 0 | 0 | 0 | 0 | 0 | 0 | 0 | 0 | 0 | 0 | 0 | 0 | 0 | 0 | 0 | 0 | 0 | 0 | 0 | 0 | 0 | 0 | 0 | 0 | 0 | 0 | 0 | 0 | 0 | 0 | 0 | 0 | 0 | 0 | 0 | 0 | 0 | 0 | 0 | 0 | 0 | 0 | 0 | 0 | 0 | 0 | 0 | 0 | 0 | 0 | 0 | 0 | 0 | 0 | 0 | 0 | 0 | 0 | 0 | 0 | 0 | 0 | 0 | 0 | 0 | 0 | 0 | 0 | 0 | 0 | 0 | 0 | 0 | 0 | 0 | 0 | 0 | 0 | 0 | 0 | 0 | 0 | 0 | 0 | 0 | 0 | 0 | 0 | 0 | 0 | 0 | 0 | 0 | 0 | 0 | 0 | 0 | 0 | 0 | 0
Depreciation | 0 | 0 | 0 | 0 | 0 | 0 | 0 | 0 | 0 | 0 | 0 | 0 | 0 | 0 | 0 | 0 | 0 | 0 | 0 | 0 | 0 | 0 | 0 | 0 | 0 | 0 | 0 | 0 | 0 | 0 | 0 | 0 | 0 | 0 | 0 | 0 | 0 | 0 | 0 | 0 | 0 | 0 | 0 | 0 | 0 | 0 | 0 | 0 | 0 | 0 | 0 | 0 | 0 | 0 | 0 | 0 | 0 | 0 | 0 | 0 | 0 | 0 | 0 | 0 | 0 | 0 | 0 | 0 | 0 | 0 | 0 | 0 | 0 | 0 | 0 | 0 | 0 | 0 | 0 | 0 | 0 | 0 | 0 | 0 | 0 | 0 | 0 | 0 | 0 | 0 | 0 | 0 | 0 | 0 | 0 | 0 | 0 | 0 | 0 | 0
PPE Close Balance | 0 | 0 | 0 | 0 | 0 | 0 | 0 | 0 | 0 | 0 | 0 | 0 | 0 | 0 | 0 | 0 | 0 | 0 | 0 | 0 | 0 | 0 | 0 | 0 | 0 | 0 | 0 | 0 | 0 | 0 | 0 | 0 | 0 | 0 | 0 | 0 | 0 | 0 | 0 | 0 | 0 | 0 | 0 | 0 | 0 | 0 | 0 | 0 | 0 | 0 | 0 | 0 | 0 | 0 | 0 | 0 | 0 | 0 | 0 | 0 | 0 | 0 | 0 | 0 | 0 | 0 | 0 | 0 | 0 | 0 | 0 | 0 | 0 | 0 | 0 | 0 | 0 | 0 | 0 | 0 | 0 | 0 | 0 | 0 | 0 | 0 | 0 | 0 | 0 | 0 | 0 | 0 | 0 | 0 | 0 | 0 | 0 | 0 | 0 | 0
2
UCC Open Balance | 0 | 0 | 0 | 0 | 0 | 0 | 0 | 0 | 0 | 0 | 0 | 0 | 0 | 0 | 0 | 0 | 0 | 0 | 0 | 0 | 0 | 0 | 0 | 0 | 0 | 0 | 0 | 0 | 0 | 0 | 0 | 0 | 0 | 0 | 0 | 0 | 0 | 0 | 0 | 0 | 0 | 0 | 0 | 0 | 0 | 0 | 0 | 0 | 0 | 0 | 0 | 0 | 0 | 0 | 0 | 0 | 0 | 0 | 0 | 0 | 0 | 0 | 0 | 0 | 0 | 0 | 0 | 0 | 0 | 0 | 0 | 0 | 0 | 0 | 0 | 0 | 0 | 0 | 0 | 0 | 0 | 0 | 0 | 0 | 0 | 0 | 0 | 0 | 0 | 0 | 0 | 0 | 0 | 0 | 0 | 0 | 0 | 0 | 0 | 0
New Capital | 0 | 0 | 0 | 0 | 0 | 0 | 0 | 0 | 0 | 0 | 0 | 0 | 0 | 0 | 0 | 0 | 0 | 0 | 0 | 0 | 0 | 0 | 0 | 0 | 0 | 0 | 0 | 0 | 0 | 0 | 0 | 0 | 0 | 0 | 0 | 0 | 0 | 0 | 0 | 0 | 0 | 0 | 0 | 0 | 0 | 0 | 0 | 0 | 0 | 0 | 0 | 0 | 0 | 0 | 0 | 0 | 0 | 0 | 0 | 0 | 0 | 0 | 0 | 0 | 0 | 0 | 0 | 0 | 0 | 0 | 0 | 0 | 0 | 0 | 0 | 0 | 0 | 0 | 0 | 0 | 0 | 0 | 0 | 0 | 0 | 0 | 0 | 0 | 0 | 0 | 0 | 0 | 0 | 0 | 0 | 0 | 0 | 0 | 0 | 0
CCA | 0 | 0 | 0 | 0 | 0 | 0 | 0 | 0 | 0 | 0 | 0 | 0 | 0 | 0 | 0 | 0 | 0 | 0 | 0 | 0 | 0 | 0 | 0 | 0 | 0 | 0 | 0 | 0 | 0 | 0 | 0 | 0 | 0 | 0 | 0 | 0 | 0 | 0 | 0 | 0 | 0 | 0 | 0 | 0 | 0 | 0 | 0 | 0 | 0 | 0 | 0 | 0 | 0 | 0 | 0 | 0 | 0 | 0 | 0 | 0 | 0 | 0 | 0 | 0 | 0 | 0 | 0 | 0 | 0 | 0 | 0 | 0 | 0 | 0 | 0 | 0 | 0 | 0 | 0 | 0 | 0 | 0 | 0 | 0 | 0 | 0 | 0 | 0 | 0 | 0 | 0 | 0 | 0 | 0 | 0 | 0 | 0 | 0 | 0 | 0
UCC Close Balance | 0 | 0 | 0 | 0 | 0 | 0 | 0 | 0 | 0 | 0 | 0 | 0 | 0 | 0 | 0 | 0 | 0 | 0 | 0 | 0 | 0 | 0 | 0 | 0 | 0 | 0 | 0 | 0 | 0 | 0 | 0 | 0 | 0 | 0 | 0 | 0 | 0 | 0 | 0 | 0 | 0 | 0 | 0 | 0 | 0 | 0 | 0 | 0 | 0 | 0 | 0 | 0 | 0 | 0 | 0 | 0 | 0 | 0 | 0 | 0 | 0 | 0 | 0 | 0 | 0 | 0 | 0 | 0 | 0 | 0 | 0 | 0 | 0 | 0 | 0 | 0 | 0 | 0 | 0 | 0 | 0 | 0 | 0 | 0 | 0 | 0 | 0 | 0 | 0 | 0 | 0 | 0 | 0 | 0 | 0 | 0 | 0 | 0 | 0 | 0
PPE Open Balance | 0 | 0 | 0 | 0 | 0 | 0 | 0 | 0 | 0 | 0 | 0 | 0 | 0 | 0 | 0 | 0 | 0 | 0 | 0 | 0 | 0 | 0 | 0 | 0 | 0 | 0 | 0 | 0 | 0 | 0 | 0 | 0 | 0 | 0 | 0 | 0 | 0 | 0 | 0 | 0 | 0 | 0 | 0 | 0 | 0 | 0 | 0 | 0 | 0 | 0 | 0 | 0 | 0 | 0 | 0 | 0 | 0 | 0 | 0 | 0 | 0 | 0 | 0 | 0 | 0 | 0 | 0 | 0 | 0 | 0 | 0 | 0 | 0 | 0 | 0 | 0 | 0 | 0 | 0 | 0 | 0 | 0 | 0 | 0 | 0 | 0 | 0 | 0 | 0 | 0 | 0 | 0 | 0 | 0 | 0 | 0 | 0 | 0 | 0 | 0
New Capital | 0 | 0 | 0 | 0 | 0 | 0 | 0 | 0 | 0 | 0 | 0 | 0 | 0 | 0 | 0 | 0 | 0 | 0 | 0 | 0 | 0 | 0 | 0 | 0 | 0 | 0 | 0 | 0 | 0 | 0 | 0 | 0 | 0 | 0 | 0 | 0 | 0 | 0 | 0 | 0 | 0 | 0 | 0 | 0 | 0 | 0 | 0 | 0 | 0 | 0 | 0 | 0 | 0 | 0 | 0 | 0 | 0 | 0 | 0 | 0 | 0 | 0 | 0 | 0 | 0 | 0 | 0 | 0 | 0 | 0 | 0 | 0 | 0 | 0 | 0 | 0 | 0 | 0 | 0 | 0 | 0 | 0 | 0 | 0 | 0 | 0 | 0 | 0 | 0 | 0 | 0 | 0 | 0 | 0 | 0 | 0 | 0 | 0 | 0 | 0
Depreciation | 0 | 0 | 0 | 0 | 0 | 0 | 0 | 0 | 0 | 0 | 0 | 0 | 0 | 0 | 0 | 0 | 0 | 0 | 0 | 0 | 0 | 0 | 0 | 0 | 0 | 0 | 0 | 0 | 0 | 0 | 0 | 0 | 0 | 0 | 0 | 0 | 0 | 0 | 0 | 0 | 0 | 0 | 0 | 0 | 0 | 0 | 0 | 0 | 0 | 0 | 0 | 0 | 0 | 0 | 0 | 0 | 0 | 0 | 0 | 0 | 0 | 0 | 0 | 0 | 0 | 0 | 0 | 0 | 0 | 0 | 0 | 0 | 0 | 0 | 0 | 0 | 0 | 0 | 0 | 0 | 0 | 0 | 0 | 0 | 0 | 0 | 0 | 0 | 0 | 0 | 0 | 0 | 0 | 0 | 0 | 0 | 0 | 0 | 0 | 0
PPE Close Balance | 0 | 0 | 0 | 0 | 0 | 0 | 0 | 0 | 0 | 0 | 0 | 0 | 0 | 0 | 0 | 0 | 0 | 0 | 0 | 0 | 0 | 0 | 0 | 0 | 0 | 0 | 0 | 0 | 0 | 0 | 0 | 0 | 0 | 0 | 0 | 0 | 0 | 0 | 0 | 0 | 0 | 0 | 0 | 0 | 0 | 0 | 0 | 0 | 0 | 0 | 0 | 0 | 0 | 0 | 0 | 0 | 0 | 0 | 0 | 0 | 0 | 0 | 0 | 0 | 0 | 0 | 0 | 0 | 0 | 0 | 0 | 0 | 0 | 0 | 0 | 0 | 0 | 0 | 0 | 0 | 0 | 0 | 0 | 0 | 0 | 0 | 0 | 0 | 0 | 0 | 0 | 0 | 0 | 0 | 0 | 0 | 0 | 0 | 0 | 0
3
UCC Open Balance | 0 | 0 | 0 | 0 | 0 | 0 | 0 | 0 | 0 | 0 | 0 | 0 | 0 | 0 | 0 | 0 | 0 | 0 | 0 | 0 | 0 | 0 | 0 | 0 | 0 | 0 | 0 | 0 | 0 | 0 | 0 | 0 | 0 | 0 | 0 | 0 | 0 | 0 | 0 | 0 | 0 | 0 | 0 | 0 | 0 | 0 | 0 | 0 | 0 | 0 | 0 | 0 | 0 | 0 | 0 | 0 | 0 | 0 | 0 | 0 | 0 | 0 | 0 | 0 | 0 | 0 | 0 | 0 | 0 | 0 | 0 | 0 | 0 | 0 | 0 | 0 | 0 | 0 | 0 | 0 | 0 | 0 | 0 | 0 | 0 | 0 | 0 | 0 | 0 | 0 | 0 | 0 | 0 | 0 | 0 | 0 | 0 | 0 | 0 | 0
New Capital | 0 | 0 | 0 | 0 | 0 | 0 | 0 | 0 | 0 | 0 | 0 | 0 | 0 | 0 | 0 | 0 | 0 | 0 | 0 | 0 | 0 | 0 | 0 | 0 | 0 | 0 | 0 | 0 | 0 | 0 | 0 | 0 | 0 | 0 | 0 | 0 | 0 | 0 | 0 | 0 | 0 | 0 | 0 | 0 | 0 | 0 | 0 | 0 | 0 | 0 | 0 | 0 | 0 | 0 | 0 | 0 | 0 | 0 | 0 | 0 | 0 | 0 | 0 | 0 | 0 | 0 | 0 | 0 | 0 | 0 | 0 | 0 | 0 | 0 | 0 | 0 | 0 | 0 | 0 | 0 | 0 | 0 | 0 | 0 | 0 | 0 | 0 | 0 | 0 | 0 | 0 | 0 | 0 | 0 | 0 | 0 | 0 | 0 | 0 | 0
CCA | 0 | 0 | 0 | 0 | 0 | 0 | 0 | 0 | 0 | 0 | 0 | 0 | 0 | 0 | 0 | 0 | 0 | 0 | 0 | 0 | 0 | 0 | 0 | 0 | 0 | 0 | 0 | 0 | 0 | 0 | 0 | 0 | 0 | 0 | 0 | 0 | 0 | 0 | 0 | 0 | 0 | 0 | 0 | 0 | 0 | 0 | 0 | 0 | 0 | 0 | 0 | 0 | 0 | 0 | 0 | 0 | 0 | 0 | 0 | 0 | 0 | 0 | 0 | 0 | 0 | 0 | 0 | 0 | 0 | 0 | 0 | 0 | 0 | 0 | 0 | 0 | 0 | 0 | 0 | 0 | 0 | 0 | 0 | 0 | 0 | 0 | 0 | 0 | 0 | 0 | 0 | 0 | 0 | 0 | 0 | 0 | 0 | 0 | 0 | 0
UCC Close Balance | 0 | 0 | 0 | 0 | 0 | 0 | 0 | 0 | 0 | 0 | 0 | 0 | 0 | 0 | 0 | 0 | 0 | 0 | 0 | 0 | 0 | 0 | 0 | 0 | 0 | 0 | 0 | 0 | 0 | 0 | 0 | 0 | 0 | 0 | 0 | 0 | 0 | 0 | 0 | 0 | 0 | 0 | 0 | 0 | 0 | 0 | 0 | 0 | 0 | 0 | 0 | 0 | 0 | 0 | 0 | 0 | 0 | 0 | 0 | 0 | 0 | 0 | 0 | 0 | 0 | 0 | 0 | 0 | 0 | 0 | 0 | 0 | 0 | 0 | 0 | 0 | 0 | 0 | 0 | 0 | 0 | 0 | 0 | 0 | 0 | 0 | 0 | 0 | 0 | 0 | 0 | 0 | 0 | 0 | 0 | 0 | 0 | 0 | 0 | 0
PPE Open Balance | 0 | 0 | 0 | 0 | 0 | 0 | 0 | 0 | 0 | 0 | 0 | 0 | 0 | 0 | 0 | 0 | 0 | 0 | 0 | 0 | 0 | 0 | 0 | 0 | 0 | 0 | 0 | 0 | 0 | 0 | 0 | 0 | 0 | 0 | 0 | 0 | 0 | 0 | 0 | 0 | 0 | 0 | 0 | 0 | 0 | 0 | 0 | 0 | 0 | 0 | 0 | 0 | 0 | 0 | 0 | 0 | 0 | 0 | 0 | 0 | 0 | 0 | 0 | 0 | 0 | 0 | 0 | 0 | 0 | 0 | 0 | 0 | 0 | 0 | 0 | 0 | 0 | 0 | 0 | 0 | 0 | 0 | 0 | 0 | 0 | 0 | 0 | 0 | 0 | 0 | 0 | 0 | 0 | 0 | 0 | 0 | 0 | 0 | 0 | 0
New Capital | 0 | 0 | 0 | 0 | 0 | 0 | 0 | 0 | 0 | 0 | 0 | 0 | 0 | 0 | 0 | 0 | 0 | 0 | 0 | 0 | 0 | 0 | 0 | 0 | 0 | 0 | 0 | 0 | 0 | 0 | 0 | 0 | 0 | 0 | 0 | 0 | 0 | 0 | 0 | 0 | 0 | 0 | 0 | 0 | 0 | 0 | 0 | 0 | 0 | 0 | 0 | 0 | 0 | 0 | 0 | 0 | 0 | 0 | 0 | 0 | 0 | 0 | 0 | 0 | 0 | 0 | 0 | 0 | 0 | 0 | 0 | 0 | 0 | 0 | 0 | 0 | 0 | 0 | 0 | 0 | 0 | 0 | 0 | 0 | 0 | 0 | 0 | 0 | 0 | 0 | 0 | 0 | 0 | 0 | 0 | 0 | 0 | 0 | 0 | 0
Depreciation | 0 | 0 | 0 | 0 | 0 | 0 | 0 | 0 | 0 | 0 | 0 | 0 | 0 | 0 | 0 | 0 | 0 | 0 | 0 | 0 | 0 | 0 | 0 | 0 | 0 | 0 | 0 | 0 | 0 | 0 | 0 | 0 | 0 | 0 | 0 | 0 | 0 | 0 | 0 | 0 | 0 | 0 | 0 | 0 | 0 | 0 | 0 | 0 | 0 | 0 | 0 | 0 | 0 | 0 | 0 | 0 | 0 | 0 | 0 | 0 | 0 | 0 | 0 | 0 | 0 | 0 | 0 | 0 | 0 | 0 | 0 | 0 | 0 | 0 | 0 | 0 | 0 | 0 | 0 | 0 | 0 | 0 | 0 | 0 | 0 | 0 | 0 | 0 | 0 | 0 | 0 | 0 | 0 | 0 | 0 | 0 | 0 | 0 | 0 | 0
PPE Close Balance | 0 | 0 | 0 | 0 | 0 | 0 | 0 | 0 | 0 | 0 | 0 | 0 | 0 | 0 | 0 | 0 | 0 | 0 | 0 | 0 | 0 | 0 | 0 | 0 | 0 | 0 | 0 | 0 | 0 | 0 | 0 | 0 | 0 | 0 | 0 | 0 | 0 | 0 | 0 | 0 | 0 | 0 | 0 | 0 | 0 | 0 | 0 | 0 | 0 | 0 | 0 | 0 | 0 | 0 | 0 | 0 | 0 | 0 | 0 | 0 | 0 | 0 | 0 | 0 | 0 | 0 | 0 | 0 | 0 | 0 | 0 | 0 | 0 | 0 | 0 | 0 | 0 | 0 | 0 | 0 | 0 | 0 | 0 | 0 | 0 | 0 | 0 | 0 | 0 | 0 | 0 | 0 | 0 | 0 | 0 | 0 | 0 | 0 | 0 | 0
4
UCC Open Balance | 0 | 0 | 0 | 0 | 0 | 0 | 0 | 0 | 0 | 0 | 0 | 0 | 0 | 0 | 0 | 0 | 0 | 0 | 0 | 0 | 0 | 0 | 0 | 0 | 0 | 0 | 0 | 0 | 0 | 0 | 0 | 0 | 0 | 0 | 0 | 0 | 0 | 0 | 0 | 0 | 0 | 0 | 0 | 0 | 0 | 0 | 0 | 0 | 0 | 0 | 0 | 0 | 0 | 0 | 0 | 0 | 0 | 0 | 0 | 0 | 0 | 0 | 0 | 0 | 0 | 0 | 0 | 0 | 0 | 0 | 0 | 0 | 0 | 0 | 0 | 0 | 0 | 0 | 0 | 0 | 0 | 0 | 0 | 0 | 0 | 0 | 0 | 0 | 0 | 0 | 0 | 0 | 0 | 0 | 0 | 0 | 0 | 0 | 0 | 0
New Capital | 0 | 0 | 0 | 0 | 0 | 0 | 0 | 0 | 0 | 0 | 0 | 0 | 0 | 0 | 0 | 0 | 0 | 0 | 0 | 0 | 0 | 0 | 0 | 0 | 0 | 0 | 0 | 0 | 0 | 0 | 0 | 0 | 0 | 0 | 0 | 0 | 0 | 0 | 0 | 0 | 0 | 0 | 0 | 0 | 0 | 0 | 0 | 0 | 0 | 0 | 0 | 0 | 0 | 0 | 0 | 0 | 0 | 0 | 0 | 0 | 0 | 0 | 0 | 0 | 0 | 0 | 0 | 0 | 0 | 0 | 0 | 0 | 0 | 0 | 0 | 0 | 0 | 0 | 0 | 0 | 0 | 0 | 0 | 0 | 0 | 0 | 0 | 0 | 0 | 0 | 0 | 0 | 0 | 0 | 0 | 0 | 0 | 0 | 0 | 0
CCA | 0 | 0 | 0 | 0 | 0 | 0 | 0 | 0 | 0 | 0 | 0 | 0 | 0 | 0 | 0 | 0 | 0 | 0 | 0 | 0 | 0 | 0 | 0 | 0 | 0 | 0 | 0 | 0 | 0 | 0 | 0 | 0 | 0 | 0 | 0 | 0 | 0 | 0 | 0 | 0 | 0 | 0 | 0 | 0 | 0 | 0 | 0 | 0 | 0 | 0 | 0 | 0 | 0 | 0 | 0 | 0 | 0 | 0 | 0 | 0 | 0 | 0 | 0 | 0 | 0 | 0 | 0 | 0 | 0 | 0 | 0 | 0 | 0 | 0 | 0 | 0 | 0 | 0 | 0 | 0 | 0 | 0 | 0 | 0 | 0 | 0 | 0 | 0 | 0 | 0 | 0 | 0 | 0 | 0 | 0 | 0 | 0 | 0 | 0 | 0
UCC Close Balance | 0 | 0 | 0 | 0 | 0 | 0 | 0 | 0 | 0 | 0 | 0 | 0 | 0 | 0 | 0 | 0 | 0 | 0 | 0 | 0 | 0 | 0 | 0 | 0 | 0 | 0 | 0 | 0 | 0 | 0 | 0 | 0 | 0 | 0 | 0 | 0 | 0 | 0 | 0 | 0 | 0 | 0 | 0 | 0 | 0 | 0 | 0 | 0 | 0 | 0 | 0 | 0 | 0 | 0 | 0 | 0 | 0 | 0 | 0 | 0 | 0 | 0 | 0 | 0 | 0 | 0 | 0 | 0 | 0 | 0 | 0 | 0 | 0 | 0 | 0 | 0 | 0 | 0 | 0 | 0 | 0 | 0 | 0 | 0 | 0 | 0 | 0 | 0 | 0 | 0 | 0 | 0 | 0 | 0 | 0 | 0 | 0 | 0 | 0 | 0
PPE Open Balance | 0 | 0 | 0 | 0 | 0 | 0 | 0 | 0 | 0 | 0 | 0 | 0 | 0 | 0 | 0 | 0 | 0 | 0 | 0 | 0 | 0 | 0 | 0 | 0 | 0 | 0 | 0 | 0 | 0 | 0 | 0 | 0 | 0 | 0 | 0 | 0 | 0 | 0 | 0 | 0 | 0 | 0 | 0 | 0 | 0 | 0 | 0 | 0 | 0 | 0 | 0 | 0 | 0 | 0 | 0 | 0 | 0 | 0 | 0 | 0 | 0 | 0 | 0 | 0 | 0 | 0 | 0 | 0 | 0 | 0 | 0 | 0 | 0 | 0 | 0 | 0 | 0 | 0 | 0 | 0 | 0 | 0 | 0 | 0 | 0 | 0 | 0 | 0 | 0 | 0 | 0 | 0 | 0 | 0 | 0 | 0 | 0 | 0 | 0 | 0
New Capital | 0 | 0 | 0 | 0 | 0 | 0 | 0 | 0 | 0 | 0 | 0 | 0 | 0 | 0 | 0 | 0 | 0 | 0 | 0 | 0 | 0 | 0 | 0 | 0 | 0 | 0 | 0 | 0 | 0 | 0 | 0 | 0 | 0 | 0 | 0 | 0 | 0 | 0 | 0 | 0 | 0 | 0 | 0 | 0 | 0 | 0 | 0 | 0 | 0 | 0 | 0 | 0 | 0 | 0 | 0 | 0 | 0 | 0 | 0 | 0 | 0 | 0 | 0 | 0 | 0 | 0 | 0 | 0 | 0 | 0 | 0 | 0 | 0 | 0 | 0 | 0 | 0 | 0 | 0 | 0 | 0 | 0 | 0 | 0 | 0 | 0 | 0 | 0 | 0 | 0 | 0 | 0 | 0 | 0 | 0 | 0 | 0 | 0 | 0 | 0
Depreciation | 0 | 0 | 0 | 0 | 0 | 0 | 0 | 0 | 0 | 0 | 0 | 0 | 0 | 0 | 0 | 0 | 0 | 0 | 0 | 0 | 0 | 0 | 0 | 0 | 0 | 0 | 0 | 0 | 0 | 0 | 0 | 0 | 0 | 0 | 0 | 0 | 0 | 0 | 0 | 0 | 0 | 0 | 0 | 0 | 0 | 0 | 0 | 0 | 0 | 0 | 0 | 0 | 0 | 0 | 0 | 0 | 0 | 0 | 0 | 0 | 0 | 0 | 0 | 0 | 0 | 0 | 0 | 0 | 0 | 0 | 0 | 0 | 0 | 0 | 0 | 0 | 0 | 0 | 0 | 0 | 0 | 0 | 0 | 0 | 0 | 0 | 0 | 0 | 0 | 0 | 0 | 0 | 0 | 0 | 0 | 0 | 0 | 0 | 0 | 0
PPE Close Balance | 0 | 0 | 0 | 0 | 0 | 0 | 0 | 0 | 0 | 0 | 0 | 0 | 0 | 0 | 0 | 0 | 0 | 0 | 0 | 0 | 0 | 0 | 0 | 0 | 0 | 0 | 0 | 0 | 0 | 0 | 0 | 0 | 0 | 0 | 0 | 0 | 0 | 0 | 0 | 0 | 0 | 0 | 0 | 0 | 0 | 0 | 0 | 0 | 0 | 0 | 0 | 0 | 0 | 0 | 0 | 0 | 0 | 0 | 0 | 0 | 0 | 0 | 0 | 0 | 0 | 0 | 0 | 0 | 0 | 0 | 0 | 0 | 0 | 0 | 0 | 0 | 0 | 0 | 0 | 0 | 0 | 0 | 0 | 0 | 0 | 0 | 0 | 0 | 0 | 0 | 0 | 0 | 0 | 0 | 0 | 0 | 0 | 0 | 0 | 0
5
UCC Open Balance | 0 | 0 | 0 | 0 | 0 | 0 | 0 | 0 | 0 | 0 | 0 | 0 | 0 | 0 | 0 | 0 | 0 | 0 | 0 | 0 | 0 | 0 | 0 | 0 | 0 | 0 | 0 | 0 | 0 | 0 | 0 | 0 | 0 | 0 | 0 | 0 | 0 | 0 | 0 | 0 | 0 | 0 | 0 | 0 | 0 | 0 | 0 | 0 | 0 | 0 | 0 | 0 | 0 | 0 | 0 | 0 | 0 | 0 | 0 | 0 | 0 | 0 | 0 | 0 | 0 | 0 | 0 | 0 | 0 | 0 | 0 | 0 | 0 | 0 | 0 | 0 | 0 | 0 | 0 | 0 | 0 | 0 | 0 | 0 | 0 | 0 | 0 | 0 | 0 | 0 | 0 | 0 | 0 | 0 | 0 | 0 | 0 | 0 | 0 | 0
New Capital | 0 | 0 | 0 | 0 | 0 | 0 | 0 | 0 | 0 | 0 | 0 | 0 | 0 | 0 | 0 | 0 | 0 | 0 | 0 | 0 | 0 | 0 | 0 | 0 | 0 | 0 | 0 | 0 | 0 | 0 | 0 | 0 | 0 | 0 | 0 | 0 | 0 | 0 | 0 | 0 | 0 | 0 | 0 | 0 | 0 | 0 | 0 | 0 | 0 | 0 | 0 | 0 | 0 | 0 | 0 | 0 | 0 | 0 | 0 | 0 | 0 | 0 | 0 | 0 | 0 | 0 | 0 | 0 | 0 | 0 | 0 | 0 | 0 | 0 | 0 | 0 | 0 | 0 | 0 | 0 | 0 | 0 | 0 | 0 | 0 | 0 | 0 | 0 | 0 | 0 | 0 | 0 | 0 | 0 | 0 | 0 | 0 | 0 | 0 | 0
CCA | 0 | 0 | 0 | 0 | 0 | 0 | 0 | 0 | 0 | 0 | 0 | 0 | 0 | 0 | 0 | 0 | 0 | 0 | 0 | 0 | 0 | 0 | 0 | 0 | 0 | 0 | 0 | 0 | 0 | 0 | 0 | 0 | 0 | 0 | 0 | 0 | 0 | 0 | 0 | 0 | 0 | 0 | 0 | 0 | 0 | 0 | 0 | 0 | 0 | 0 | 0 | 0 | 0 | 0 | 0 | 0 | 0 | 0 | 0 | 0 | 0 | 0 | 0 | 0 | 0 | 0 | 0 | 0 | 0 | 0 | 0 | 0 | 0 | 0 | 0 | 0 | 0 | 0 | 0 | 0 | 0 | 0 | 0 | 0 | 0 | 0 | 0 | 0 | 0 | 0 | 0 | 0 | 0 | 0 | 0 | 0 | 0 | 0 | 0 | 0
UCC Close Balance | 0 | 0 | 0 | 0 | 0 | 0 | 0 | 0 | 0 | 0 | 0 | 0 | 0 | 0 | 0 | 0 | 0 | 0 | 0 | 0 | 0 | 0 | 0 | 0 | 0 | 0 | 0 | 0 | 0 | 0 | 0 | 0 | 0 | 0 | 0 | 0 | 0 | 0 | 0 | 0 | 0 | 0 | 0 | 0 | 0 | 0 | 0 | 0 | 0 | 0 | 0 | 0 | 0 | 0 | 0 | 0 | 0 | 0 | 0 | 0 | 0 | 0 | 0 | 0 | 0 | 0 | 0 | 0 | 0 | 0 | 0 | 0 | 0 | 0 | 0 | 0 | 0 | 0 | 0 | 0 | 0 | 0 | 0 | 0 | 0 | 0 | 0 | 0 | 0 | 0 | 0 | 0 | 0 | 0 | 0 | 0 | 0 | 0 | 0 | 0
PPE Open Balance | 0 | 0 | 0 | 0 | 0 | 0 | 0 | 0 | 0 | 0 | 0 | 0 | 0 | 0 | 0 | 0 | 0 | 0 | 0 | 0 | 0 | 0 | 0 | 0 | 0 | 0 | 0 | 0 | 0 | 0 | 0 | 0 | 0 | 0 | 0 | 0 | 0 | 0 | 0 | 0 | 0 | 0 | 0 | 0 | 0 | 0 | 0 | 0 | 0 | 0 | 0 | 0 | 0 | 0 | 0 | 0 | 0 | 0 | 0 | 0 | 0 | 0 | 0 | 0 | 0 | 0 | 0 | 0 | 0 | 0 | 0 | 0 | 0 | 0 | 0 | 0 | 0 | 0 | 0 | 0 | 0 | 0 | 0 | 0 | 0 | 0 | 0 | 0 | 0 | 0 | 0 | 0 | 0 | 0 | 0 | 0 | 0 | 0 | 0 | 0
New Capital | 0 | 0 | 0 | 0 | 0 | 0 | 0 | 0 | 0 | 0 | 0 | 0 | 0 | 0 | 0 | 0 | 0 | 0 | 0 | 0 | 0 | 0 | 0 | 0 | 0 | 0 | 0 | 0 | 0 | 0 | 0 | 0 | 0 | 0 | 0 | 0 | 0 | 0 | 0 | 0 | 0 | 0 | 0 | 0 | 0 | 0 | 0 | 0 | 0 | 0 | 0 | 0 | 0 | 0 | 0 | 0 | 0 | 0 | 0 | 0 | 0 | 0 | 0 | 0 | 0 | 0 | 0 | 0 | 0 | 0 | 0 | 0 | 0 | 0 | 0 | 0 | 0 | 0 | 0 | 0 | 0 | 0 | 0 | 0 | 0 | 0 | 0 | 0 | 0 | 0 | 0 | 0 | 0 | 0 | 0 | 0 | 0 | 0 | 0 | 0
Depreciation | 0 | 0 | 0 | 0 | 0 | 0 | 0 | 0 | 0 | 0 | 0 | 0 | 0 | 0 | 0 | 0 | 0 | 0 | 0 | 0 | 0 | 0 | 0 | 0 | 0 | 0 | 0 | 0 | 0 | 0 | 0 | 0 | 0 | 0 | 0 | 0 | 0 | 0 | 0 | 0 | 0 | 0 | 0 | 0 | 0 | 0 | 0 | 0 | 0 | 0 | 0 | 0 | 0 | 0 | 0 | 0 | 0 | 0 | 0 | 0 | 0 | 0 | 0 | 0 | 0 | 0 | 0 | 0 | 0 | 0 | 0 | 0 | 0 | 0 | 0 | 0 | 0 | 0 | 0 | 0 | 0 | 0 | 0 | 0 | 0 | 0 | 0 | 0 | 0 | 0 | 0 | 0 | 0 | 0 | 0 | 0 | 0 | 0 | 0 | 0
PPE Close Balance | 0 | 0 | 0 | 0 | 0 | 0 | 0 | 0 | 0 | 0 | 0 | 0 | 0 | 0 | 0 | 0 | 0 | 0 | 0 | 0 | 0 | 0 | 0 | 0 | 0 | 0 | 0 | 0 | 0 | 0 | 0 | 0 | 0 | 0 | 0 | 0 | 0 | 0 | 0 | 0 | 0 | 0 | 0 | 0 | 0 | 0 | 0 | 0 | 0 | 0 | 0 | 0 | 0 | 0 | 0 | 0 | 0 | 0 | 0 | 0 | 0 | 0 | 0 | 0 | 0 | 0 | 0 | 0 | 0 | 0 | 0 | 0 | 0 | 0 | 0 | 0 | 0 | 0 | 0 | 0 | 0 | 0 | 0 | 0 | 0 | 0 | 0 | 0 | 0 | 0 | 0 | 0 | 0 | 0 | 0 | 0 | 0 | 0 | 0 | 0
DER - Capital-in-Service
1
2
3
4
5
1
UCC Open Balance | 0 | 0 | 0 | 0 | 0 | 0 | 0 | 0 | 0 | 0 | 0 | 0 | 0 | 0 | 0 | 0 | 0 | 0 | 0 | 0 | 0 | 0 | 0 | 0 | 0 | 0 | 0 | 0 | 0 | 0 | 0 | 0 | 0 | 0 | 0 | 0 | 0 | 0 | 0 | 0 | 0 | 0 | 0 | 0 | 0 | 0 | 0 | 0 | 0 | 0 | 0 | 0 | 0 | 0 | 0 | 0 | 0 | 0 | 0 | 0 | 0 | 0 | 0 | 0 | 0 | 0 | 0 | 0 | 0 | 0 | 0 | 0 | 0 | 0 | 0 | 0 | 0 | 0 | 0 | 0 | 0 | 0 | 0 | 0 | 0 | 0 | 0 | 0 | 0 | 0 | 0 | 0 | 0 | 0 | 0 | 0 | 0 | 0 | 0 | 0
New Capital | 0 | 0 | 0 | 0 | 0 | 0 | 0 | 0 | 0 | 0 | 0 | 0 | 0 | 0 | 0 | 0 | 0 | 0 | 0 | 0 | 0 | 0 | 0 | 0 | 0 | 0 | 0 | 0 | 0 | 0 | 0 | 0 | 0 | 0 | 0 | 0 | 0 | 0 | 0 | 0 | 0 | 0 | 0 | 0 | 0 | 0 | 0 | 0 | 0 | 0 | 0 | 0 | 0 | 0 | 0 | 0 | 0 | 0 | 0 | 0 | 0 | 0 | 0 | 0 | 0 | 0 | 0 | 0 | 0 | 0 | 0 | 0 | 0 | 0 | 0 | 0 | 0 | 0 | 0 | 0 | 0 | 0 | 0 | 0 | 0 | 0 | 0 | 0 | 0 | 0 | 0 | 0 | 0 | 0 | 0 | 0 | 0 | 0 | 0 | 0
CCA | 0 | 0 | 0 | 0 | 0 | 0 | 0 | 0 | 0 | 0 | 0 | 0 | 0 | 0 | 0 | 0 | 0 | 0 | 0 | 0 | 0 | 0 | 0 | 0 | 0 | 0 | 0 | 0 | 0 | 0 | 0 | 0 | 0 | 0 | 0 | 0 | 0 | 0 | 0 | 0 | 0 | 0 | 0 | 0 | 0 | 0 | 0 | 0 | 0 | 0 | 0 | 0 | 0 | 0 | 0 | 0 | 0 | 0 | 0 | 0 | 0 | 0 | 0 | 0 | 0 | 0 | 0 | 0 | 0 | 0 | 0 | 0 | 0 | 0 | 0 | 0 | 0 | 0 | 0 | 0 | 0 | 0 | 0 | 0 | 0 | 0 | 0 | 0 | 0 | 0 | 0 | 0 | 0 | 0 | 0 | 0 | 0 | 0 | 0 | 0
UCC Close Balance | 0 | 0 | 0 | 0 | 0 | 0 | 0 | 0 | 0 | 0 | 0 | 0 | 0 | 0 | 0 | 0 | 0 | 0 | 0 | 0 | 0 | 0 | 0 | 0 | 0 | 0 | 0 | 0 | 0 | 0 | 0 | 0 | 0 | 0 | 0 | 0 | 0 | 0 | 0 | 0 | 0 | 0 | 0 | 0 | 0 | 0 | 0 | 0 | 0 | 0 | 0 | 0 | 0 | 0 | 0 | 0 | 0 | 0 | 0 | 0 | 0 | 0 | 0 | 0 | 0 | 0 | 0 | 0 | 0 | 0 | 0 | 0 | 0 | 0 | 0 | 0 | 0 | 0 | 0 | 0 | 0 | 0 | 0 | 0 | 0 | 0 | 0 | 0 | 0 | 0 | 0 | 0 | 0 | 0 | 0 | 0 | 0 | 0 | 0 | 0
PPE Open Balance | 0 | 0 | 0 | 0 | 0 | 0 | 0 | 0 | 0 | 0 | 0 | 0 | 0 | 0 | 0 | 0 | 0 | 0 | 0 | 0 | 0 | 0 | 0 | 0 | 0 | 0 | 0 | 0 | 0 | 0 | 0 | 0 | 0 | 0 | 0 | 0 | 0 | 0 | 0 | 0 | 0 | 0 | 0 | 0 | 0 | 0 | 0 | 0 | 0 | 0 | 0 | 0 | 0 | 0 | 0 | 0 | 0 | 0 | 0 | 0 | 0 | 0 | 0 | 0 | 0 | 0 | 0 | 0 | 0 | 0 | 0 | 0 | 0 | 0 | 0 | 0 | 0 | 0 | 0 | 0 | 0 | 0 | 0 | 0 | 0 | 0 | 0 | 0 | 0 | 0 | 0 | 0 | 0 | 0 | 0 | 0 | 0 | 0 | 0 | 0
New Capital | 0 | 0 | 0 | 0 | 0 | 0 | 0 | 0 | 0 | 0 | 0 | 0 | 0 | 0 | 0 | 0 | 0 | 0 | 0 | 0 | 0 | 0 | 0 | 0 | 0 | 0 | 0 | 0 | 0 | 0 | 0 | 0 | 0 | 0 | 0 | 0 | 0 | 0 | 0 | 0 | 0 | 0 | 0 | 0 | 0 | 0 | 0 | 0 | 0 | 0 | 0 | 0 | 0 | 0 | 0 | 0 | 0 | 0 | 0 | 0 | 0 | 0 | 0 | 0 | 0 | 0 | 0 | 0 | 0 | 0 | 0 | 0 | 0 | 0 | 0 | 0 | 0 | 0 | 0 | 0 | 0 | 0 | 0 | 0 | 0 | 0 | 0 | 0 | 0 | 0 | 0 | 0 | 0 | 0 | 0 | 0 | 0 | 0 | 0 | 0
Depreciation | 0 | 0 | 0 | 0 | 0 | 0 | 0 | 0 | 0 | 0 | 0 | 0 | 0 | 0 | 0 | 0 | 0 | 0 | 0 | 0 | 0 | 0 | 0 | 0 | 0 | 0 | 0 | 0 | 0 | 0 | 0 | 0 | 0 | 0 | 0 | 0 | 0 | 0 | 0 | 0 | 0 | 0 | 0 | 0 | 0 | 0 | 0 | 0 | 0 | 0 | 0 | 0 | 0 | 0 | 0 | 0 | 0 | 0 | 0 | 0 | 0 | 0 | 0 | 0 | 0 | 0 | 0 | 0 | 0 | 0 | 0 | 0 | 0 | 0 | 0 | 0 | 0 | 0 | 0 | 0 | 0 | 0 | 0 | 0 | 0 | 0 | 0 | 0 | 0 | 0 | 0 | 0 | 0 | 0 | 0 | 0 | 0 | 0 | 0 | 0
PPE Close Balance | 0 | 0 | 0 | 0 | 0 | 0 | 0 | 0 | 0 | 0 | 0 | 0 | 0 | 0 | 0 | 0 | 0 | 0 | 0 | 0 | 0 | 0 | 0 | 0 | 0 | 0 | 0 | 0 | 0 | 0 | 0 | 0 | 0 | 0 | 0 | 0 | 0 | 0 | 0 | 0 | 0 | 0 | 0 | 0 | 0 | 0 | 0 | 0 | 0 | 0 | 0 | 0 | 0 | 0 | 0 | 0 | 0 | 0 | 0 | 0 | 0 | 0 | 0 | 0 | 0 | 0 | 0 | 0 | 0 | 0 | 0 | 0 | 0 | 0 | 0 | 0 | 0 | 0 | 0 | 0 | 0 | 0 | 0 | 0 | 0 | 0 | 0 | 0 | 0 | 0 | 0 | 0 | 0 | 0 | 0 | 0 | 0 | 0 | 0 | 0
2
UCC Open Balance | 0 | 0 | 0 | 0 | 0 | 0 | 0 | 0 | 0 | 0 | 0 | 0 | 0 | 0 | 0 | 0 | 0 | 0 | 0 | 0 | 0 | 0 | 0 | 0 | 0 | 0 | 0 | 0 | 0 | 0 | 0 | 0 | 0 | 0 | 0 | 0 | 0 | 0 | 0 | 0 | 0 | 0 | 0 | 0 | 0 | 0 | 0 | 0 | 0 | 0 | 0 | 0 | 0 | 0 | 0 | 0 | 0 | 0 | 0 | 0 | 0 | 0 | 0 | 0 | 0 | 0 | 0 | 0 | 0 | 0 | 0 | 0 | 0 | 0 | 0 | 0 | 0 | 0 | 0 | 0 | 0 | 0 | 0 | 0 | 0 | 0 | 0 | 0 | 0 | 0 | 0 | 0 | 0 | 0 | 0 | 0 | 0 | 0 | 0 | 0
New Capital | 0 | 0 | 0 | 0 | 0 | 0 | 0 | 0 | 0 | 0 | 0 | 0 | 0 | 0 | 0 | 0 | 0 | 0 | 0 | 0 | 0 | 0 | 0 | 0 | 0 | 0 | 0 | 0 | 0 | 0 | 0 | 0 | 0 | 0 | 0 | 0 | 0 | 0 | 0 | 0 | 0 | 0 | 0 | 0 | 0 | 0 | 0 | 0 | 0 | 0 | 0 | 0 | 0 | 0 | 0 | 0 | 0 | 0 | 0 | 0 | 0 | 0 | 0 | 0 | 0 | 0 | 0 | 0 | 0 | 0 | 0 | 0 | 0 | 0 | 0 | 0 | 0 | 0 | 0 | 0 | 0 | 0 | 0 | 0 | 0 | 0 | 0 | 0 | 0 | 0 | 0 | 0 | 0 | 0 | 0 | 0 | 0 | 0 | 0 | 0
CCA | 0 | 0 | 0 | 0 | 0 | 0 | 0 | 0 | 0 | 0 | 0 | 0 | 0 | 0 | 0 | 0 | 0 | 0 | 0 | 0 | 0 | 0 | 0 | 0 | 0 | 0 | 0 | 0 | 0 | 0 | 0 | 0 | 0 | 0 | 0 | 0 | 0 | 0 | 0 | 0 | 0 | 0 | 0 | 0 | 0 | 0 | 0 | 0 | 0 | 0 | 0 | 0 | 0 | 0 | 0 | 0 | 0 | 0 | 0 | 0 | 0 | 0 | 0 | 0 | 0 | 0 | 0 | 0 | 0 | 0 | 0 | 0 | 0 | 0 | 0 | 0 | 0 | 0 | 0 | 0 | 0 | 0 | 0 | 0 | 0 | 0 | 0 | 0 | 0 | 0 | 0 | 0 | 0 | 0 | 0 | 0 | 0 | 0 | 0 | 0
UCC Close Balance | 0 | 0 | 0 | 0 | 0 | 0 | 0 | 0 | 0 | 0 | 0 | 0 | 0 | 0 | 0 | 0 | 0 | 0 | 0 | 0 | 0 | 0 | 0 | 0 | 0 | 0 | 0 | 0 | 0 | 0 | 0 | 0 | 0 | 0 | 0 | 0 | 0 | 0 | 0 | 0 | 0 | 0 | 0 | 0 | 0 | 0 | 0 | 0 | 0 | 0 | 0 | 0 | 0 | 0 | 0 | 0 | 0 | 0 | 0 | 0 | 0 | 0 | 0 | 0 | 0 | 0 | 0 | 0 | 0 | 0 | 0 | 0 | 0 | 0 | 0 | 0 | 0 | 0 | 0 | 0 | 0 | 0 | 0 | 0 | 0 | 0 | 0 | 0 | 0 | 0 | 0 | 0 | 0 | 0 | 0 | 0 | 0 | 0 | 0 | 0
PPE Open Balance | 0 | 0 | 0 | 0 | 0 | 0 | 0 | 0 | 0 | 0 | 0 | 0 | 0 | 0 | 0 | 0 | 0 | 0 | 0 | 0 | 0 | 0 | 0 | 0 | 0 | 0 | 0 | 0 | 0 | 0 | 0 | 0 | 0 | 0 | 0 | 0 | 0 | 0 | 0 | 0 | 0 | 0 | 0 | 0 | 0 | 0 | 0 | 0 | 0 | 0 | 0 | 0 | 0 | 0 | 0 | 0 | 0 | 0 | 0 | 0 | 0 | 0 | 0 | 0 | 0 | 0 | 0 | 0 | 0 | 0 | 0 | 0 | 0 | 0 | 0 | 0 | 0 | 0 | 0 | 0 | 0 | 0 | 0 | 0 | 0 | 0 | 0 | 0 | 0 | 0 | 0 | 0 | 0 | 0 | 0 | 0 | 0 | 0 | 0 | 0
New Capital | 0 | 0 | 0 | 0 | 0 | 0 | 0 | 0 | 0 | 0 | 0 | 0 | 0 | 0 | 0 | 0 | 0 | 0 | 0 | 0 | 0 | 0 | 0 | 0 | 0 | 0 | 0 | 0 | 0 | 0 | 0 | 0 | 0 | 0 | 0 | 0 | 0 | 0 | 0 | 0 | 0 | 0 | 0 | 0 | 0 | 0 | 0 | 0 | 0 | 0 | 0 | 0 | 0 | 0 | 0 | 0 | 0 | 0 | 0 | 0 | 0 | 0 | 0 | 0 | 0 | 0 | 0 | 0 | 0 | 0 | 0 | 0 | 0 | 0 | 0 | 0 | 0 | 0 | 0 | 0 | 0 | 0 | 0 | 0 | 0 | 0 | 0 | 0 | 0 | 0 | 0 | 0 | 0 | 0 | 0 | 0 | 0 | 0 | 0 | 0
Depreciation | 0 | 0 | 0 | 0 | 0 | 0 | 0 | 0 | 0 | 0 | 0 | 0 | 0 | 0 | 0 | 0 | 0 | 0 | 0 | 0 | 0 | 0 | 0 | 0 | 0 | 0 | 0 | 0 | 0 | 0 | 0 | 0 | 0 | 0 | 0 | 0 | 0 | 0 | 0 | 0 | 0 | 0 | 0 | 0 | 0 | 0 | 0 | 0 | 0 | 0 | 0 | 0 | 0 | 0 | 0 | 0 | 0 | 0 | 0 | 0 | 0 | 0 | 0 | 0 | 0 | 0 | 0 | 0 | 0 | 0 | 0 | 0 | 0 | 0 | 0 | 0 | 0 | 0 | 0 | 0 | 0 | 0 | 0 | 0 | 0 | 0 | 0 | 0 | 0 | 0 | 0 | 0 | 0 | 0 | 0 | 0 | 0 | 0 | 0 | 0
PPE Close Balance | 0 | 0 | 0 | 0 | 0 | 0 | 0 | 0 | 0 | 0 | 0 | 0 | 0 | 0 | 0 | 0 | 0 | 0 | 0 | 0 | 0 | 0 | 0 | 0 | 0 | 0 | 0 | 0 | 0 | 0 | 0 | 0 | 0 | 0 | 0 | 0 | 0 | 0 | 0 | 0 | 0 | 0 | 0 | 0 | 0 | 0 | 0 | 0 | 0 | 0 | 0 | 0 | 0 | 0 | 0 | 0 | 0 | 0 | 0 | 0 | 0 | 0 | 0 | 0 | 0 | 0 | 0 | 0 | 0 | 0 | 0 | 0 | 0 | 0 | 0 | 0 | 0 | 0 | 0 | 0 | 0 | 0 | 0 | 0 | 0 | 0 | 0 | 0 | 0 | 0 | 0 | 0 | 0 | 0 | 0 | 0 | 0 | 0 | 0 | 0
3
UCC Open Balance | 0 | 0 | 0 | 0 | 0 | 0 | 0 | 0 | 0 | 0 | 0 | 0 | 0 | 0 | 0 | 0 | 0 | 0 | 0 | 0 | 0 | 0 | 0 | 0 | 0 | 0 | 0 | 0 | 0 | 0 | 0 | 0 | 0 | 0 | 0 | 0 | 0 | 0 | 0 | 0 | 0 | 0 | 0 | 0 | 0 | 0 | 0 | 0 | 0 | 0 | 0 | 0 | 0 | 0 | 0 | 0 | 0 | 0 | 0 | 0 | 0 | 0 | 0 | 0 | 0 | 0 | 0 | 0 | 0 | 0 | 0 | 0 | 0 | 0 | 0 | 0 | 0 | 0 | 0 | 0 | 0 | 0 | 0 | 0 | 0 | 0 | 0 | 0 | 0 | 0 | 0 | 0 | 0 | 0 | 0 | 0 | 0 | 0 | 0 | 0
New Capital | 0 | 0 | 0 | 0 | 0 | 0 | 0 | 0 | 0 | 0 | 0 | 0 | 0 | 0 | 0 | 0 | 0 | 0 | 0 | 0 | 0 | 0 | 0 | 0 | 0 | 0 | 0 | 0 | 0 | 0 | 0 | 0 | 0 | 0 | 0 | 0 | 0 | 0 | 0 | 0 | 0 | 0 | 0 | 0 | 0 | 0 | 0 | 0 | 0 | 0 | 0 | 0 | 0 | 0 | 0 | 0 | 0 | 0 | 0 | 0 | 0 | 0 | 0 | 0 | 0 | 0 | 0 | 0 | 0 | 0 | 0 | 0 | 0 | 0 | 0 | 0 | 0 | 0 | 0 | 0 | 0 | 0 | 0 | 0 | 0 | 0 | 0 | 0 | 0 | 0 | 0 | 0 | 0 | 0 | 0 | 0 | 0 | 0 | 0 | 0
CCA | 0 | 0 | 0 | 0 | 0 | 0 | 0 | 0 | 0 | 0 | 0 | 0 | 0 | 0 | 0 | 0 | 0 | 0 | 0 | 0 | 0 | 0 | 0 | 0 | 0 | 0 | 0 | 0 | 0 | 0 | 0 | 0 | 0 | 0 | 0 | 0 | 0 | 0 | 0 | 0 | 0 | 0 | 0 | 0 | 0 | 0 | 0 | 0 | 0 | 0 | 0 | 0 | 0 | 0 | 0 | 0 | 0 | 0 | 0 | 0 | 0 | 0 | 0 | 0 | 0 | 0 | 0 | 0 | 0 | 0 | 0 | 0 | 0 | 0 | 0 | 0 | 0 | 0 | 0 | 0 | 0 | 0 | 0 | 0 | 0 | 0 | 0 | 0 | 0 | 0 | 0 | 0 | 0 | 0 | 0 | 0 | 0 | 0 | 0 | 0
UCC Close Balance | 0 | 0 | 0 | 0 | 0 | 0 | 0 | 0 | 0 | 0 | 0 | 0 | 0 | 0 | 0 | 0 | 0 | 0 | 0 | 0 | 0 | 0 | 0 | 0 | 0 | 0 | 0 | 0 | 0 | 0 | 0 | 0 | 0 | 0 | 0 | 0 | 0 | 0 | 0 | 0 | 0 | 0 | 0 | 0 | 0 | 0 | 0 | 0 | 0 | 0 | 0 | 0 | 0 | 0 | 0 | 0 | 0 | 0 | 0 | 0 | 0 | 0 | 0 | 0 | 0 | 0 | 0 | 0 | 0 | 0 | 0 | 0 | 0 | 0 | 0 | 0 | 0 | 0 | 0 | 0 | 0 | 0 | 0 | 0 | 0 | 0 | 0 | 0 | 0 | 0 | 0 | 0 | 0 | 0 | 0 | 0 | 0 | 0 | 0 | 0
PPE Open Balance | 0 | 0 | 0 | 0 | 0 | 0 | 0 | 0 | 0 | 0 | 0 | 0 | 0 | 0 | 0 | 0 | 0 | 0 | 0 | 0 | 0 | 0 | 0 | 0 | 0 | 0 | 0 | 0 | 0 | 0 | 0 | 0 | 0 | 0 | 0 | 0 | 0 | 0 | 0 | 0 | 0 | 0 | 0 | 0 | 0 | 0 | 0 | 0 | 0 | 0 | 0 | 0 | 0 | 0 | 0 | 0 | 0 | 0 | 0 | 0 | 0 | 0 | 0 | 0 | 0 | 0 | 0 | 0 | 0 | 0 | 0 | 0 | 0 | 0 | 0 | 0 | 0 | 0 | 0 | 0 | 0 | 0 | 0 | 0 | 0 | 0 | 0 | 0 | 0 | 0 | 0 | 0 | 0 | 0 | 0 | 0 | 0 | 0 | 0 | 0
New Capital | 0 | 0 | 0 | 0 | 0 | 0 | 0 | 0 | 0 | 0 | 0 | 0 | 0 | 0 | 0 | 0 | 0 | 0 | 0 | 0 | 0 | 0 | 0 | 0 | 0 | 0 | 0 | 0 | 0 | 0 | 0 | 0 | 0 | 0 | 0 | 0 | 0 | 0 | 0 | 0 | 0 | 0 | 0 | 0 | 0 | 0 | 0 | 0 | 0 | 0 | 0 | 0 | 0 | 0 | 0 | 0 | 0 | 0 | 0 | 0 | 0 | 0 | 0 | 0 | 0 | 0 | 0 | 0 | 0 | 0 | 0 | 0 | 0 | 0 | 0 | 0 | 0 | 0 | 0 | 0 | 0 | 0 | 0 | 0 | 0 | 0 | 0 | 0 | 0 | 0 | 0 | 0 | 0 | 0 | 0 | 0 | 0 | 0 | 0 | 0
Depreciation | 0 | 0 | 0 | 0 | 0 | 0 | 0 | 0 | 0 | 0 | 0 | 0 | 0 | 0 | 0 | 0 | 0 | 0 | 0 | 0 | 0 | 0 | 0 | 0 | 0 | 0 | 0 | 0 | 0 | 0 | 0 | 0 | 0 | 0 | 0 | 0 | 0 | 0 | 0 | 0 | 0 | 0 | 0 | 0 | 0 | 0 | 0 | 0 | 0 | 0 | 0 | 0 | 0 | 0 | 0 | 0 | 0 | 0 | 0 | 0 | 0 | 0 | 0 | 0 | 0 | 0 | 0 | 0 | 0 | 0 | 0 | 0 | 0 | 0 | 0 | 0 | 0 | 0 | 0 | 0 | 0 | 0 | 0 | 0 | 0 | 0 | 0 | 0 | 0 | 0 | 0 | 0 | 0 | 0 | 0 | 0 | 0 | 0 | 0 | 0
PPE Close Balance | 0 | 0 | 0 | 0 | 0 | 0 | 0 | 0 | 0 | 0 | 0 | 0 | 0 | 0 | 0 | 0 | 0 | 0 | 0 | 0 | 0 | 0 | 0 | 0 | 0 | 0 | 0 | 0 | 0 | 0 | 0 | 0 | 0 | 0 | 0 | 0 | 0 | 0 | 0 | 0 | 0 | 0 | 0 | 0 | 0 | 0 | 0 | 0 | 0 | 0 | 0 | 0 | 0 | 0 | 0 | 0 | 0 | 0 | 0 | 0 | 0 | 0 | 0 | 0 | 0 | 0 | 0 | 0 | 0 | 0 | 0 | 0 | 0 | 0 | 0 | 0 | 0 | 0 | 0 | 0 | 0 | 0 | 0 | 0 | 0 | 0 | 0 | 0 | 0 | 0 | 0 | 0 | 0 | 0 | 0 | 0 | 0 | 0 | 0 | 0
4
UCC Open Balance | 0 | 0 | 0 | 0 | 0 | 0 | 0 | 0 | 0 | 0 | 0 | 0 | 0 | 0 | 0 | 0 | 0 | 0 | 0 | 0 | 0 | 0 | 0 | 0 | 0 | 0 | 0 | 0 | 0 | 0 | 0 | 0 | 0 | 0 | 0 | 0 | 0 | 0 | 0 | 0 | 0 | 0 | 0 | 0 | 0 | 0 | 0 | 0 | 0 | 0 | 0 | 0 | 0 | 0 | 0 | 0 | 0 | 0 | 0 | 0 | 0 | 0 | 0 | 0 | 0 | 0 | 0 | 0 | 0 | 0 | 0 | 0 | 0 | 0 | 0 | 0 | 0 | 0 | 0 | 0 | 0 | 0 | 0 | 0 | 0 | 0 | 0 | 0 | 0 | 0 | 0 | 0 | 0 | 0 | 0 | 0 | 0 | 0 | 0 | 0
New Capital | 0 | 0 | 0 | 0 | 0 | 0 | 0 | 0 | 0 | 0 | 0 | 0 | 0 | 0 | 0 | 0 | 0 | 0 | 0 | 0 | 0 | 0 | 0 | 0 | 0 | 0 | 0 | 0 | 0 | 0 | 0 | 0 | 0 | 0 | 0 | 0 | 0 | 0 | 0 | 0 | 0 | 0 | 0 | 0 | 0 | 0 | 0 | 0 | 0 | 0 | 0 | 0 | 0 | 0 | 0 | 0 | 0 | 0 | 0 | 0 | 0 | 0 | 0 | 0 | 0 | 0 | 0 | 0 | 0 | 0 | 0 | 0 | 0 | 0 | 0 | 0 | 0 | 0 | 0 | 0 | 0 | 0 | 0 | 0 | 0 | 0 | 0 | 0 | 0 | 0 | 0 | 0 | 0 | 0 | 0 | 0 | 0 | 0 | 0 | 0
CCA | 0 | 0 | 0 | 0 | 0 | 0 | 0 | 0 | 0 | 0 | 0 | 0 | 0 | 0 | 0 | 0 | 0 | 0 | 0 | 0 | 0 | 0 | 0 | 0 | 0 | 0 | 0 | 0 | 0 | 0 | 0 | 0 | 0 | 0 | 0 | 0 | 0 | 0 | 0 | 0 | 0 | 0 | 0 | 0 | 0 | 0 | 0 | 0 | 0 | 0 | 0 | 0 | 0 | 0 | 0 | 0 | 0 | 0 | 0 | 0 | 0 | 0 | 0 | 0 | 0 | 0 | 0 | 0 | 0 | 0 | 0 | 0 | 0 | 0 | 0 | 0 | 0 | 0 | 0 | 0 | 0 | 0 | 0 | 0 | 0 | 0 | 0 | 0 | 0 | 0 | 0 | 0 | 0 | 0 | 0 | 0 | 0 | 0 | 0 | 0
UCC Close Balance | 0 | 0 | 0 | 0 | 0 | 0 | 0 | 0 | 0 | 0 | 0 | 0 | 0 | 0 | 0 | 0 | 0 | 0 | 0 | 0 | 0 | 0 | 0 | 0 | 0 | 0 | 0 | 0 | 0 | 0 | 0 | 0 | 0 | 0 | 0 | 0 | 0 | 0 | 0 | 0 | 0 | 0 | 0 | 0 | 0 | 0 | 0 | 0 | 0 | 0 | 0 | 0 | 0 | 0 | 0 | 0 | 0 | 0 | 0 | 0 | 0 | 0 | 0 | 0 | 0 | 0 | 0 | 0 | 0 | 0 | 0 | 0 | 0 | 0 | 0 | 0 | 0 | 0 | 0 | 0 | 0 | 0 | 0 | 0 | 0 | 0 | 0 | 0 | 0 | 0 | 0 | 0 | 0 | 0 | 0 | 0 | 0 | 0 | 0 | 0
PPE Open Balance | 0 | 0 | 0 | 0 | 0 | 0 | 0 | 0 | 0 | 0 | 0 | 0 | 0 | 0 | 0 | 0 | 0 | 0 | 0 | 0 | 0 | 0 | 0 | 0 | 0 | 0 | 0 | 0 | 0 | 0 | 0 | 0 | 0 | 0 | 0 | 0 | 0 | 0 | 0 | 0 | 0 | 0 | 0 | 0 | 0 | 0 | 0 | 0 | 0 | 0 | 0 | 0 | 0 | 0 | 0 | 0 | 0 | 0 | 0 | 0 | 0 | 0 | 0 | 0 | 0 | 0 | 0 | 0 | 0 | 0 | 0 | 0 | 0 | 0 | 0 | 0 | 0 | 0 | 0 | 0 | 0 | 0 | 0 | 0 | 0 | 0 | 0 | 0 | 0 | 0 | 0 | 0 | 0 | 0 | 0 | 0 | 0 | 0 | 0 | 0
New Capital | 0 | 0 | 0 | 0 | 0 | 0 | 0 | 0 | 0 | 0 | 0 | 0 | 0 | 0 | 0 | 0 | 0 | 0 | 0 | 0 | 0 | 0 | 0 | 0 | 0 | 0 | 0 | 0 | 0 | 0 | 0 | 0 | 0 | 0 | 0 | 0 | 0 | 0 | 0 | 0 | 0 | 0 | 0 | 0 | 0 | 0 | 0 | 0 | 0 | 0 | 0 | 0 | 0 | 0 | 0 | 0 | 0 | 0 | 0 | 0 | 0 | 0 | 0 | 0 | 0 | 0 | 0 | 0 | 0 | 0 | 0 | 0 | 0 | 0 | 0 | 0 | 0 | 0 | 0 | 0 | 0 | 0 | 0 | 0 | 0 | 0 | 0 | 0 | 0 | 0 | 0 | 0 | 0 | 0 | 0 | 0 | 0 | 0 | 0 | 0
Depreciation | 0 | 0 | 0 | 0 | 0 | 0 | 0 | 0 | 0 | 0 | 0 | 0 | 0 | 0 | 0 | 0 | 0 | 0 | 0 | 0 | 0 | 0 | 0 | 0 | 0 | 0 | 0 | 0 | 0 | 0 | 0 | 0 | 0 | 0 | 0 | 0 | 0 | 0 | 0 | 0 | 0 | 0 | 0 | 0 | 0 | 0 | 0 | 0 | 0 | 0 | 0 | 0 | 0 | 0 | 0 | 0 | 0 | 0 | 0 | 0 | 0 | 0 | 0 | 0 | 0 | 0 | 0 | 0 | 0 | 0 | 0 | 0 | 0 | 0 | 0 | 0 | 0 | 0 | 0 | 0 | 0 | 0 | 0 | 0 | 0 | 0 | 0 | 0 | 0 | 0 | 0 | 0 | 0 | 0 | 0 | 0 | 0 | 0 | 0 | 0
PPE Close Balance | 0 | 0 | 0 | 0 | 0 | 0 | 0 | 0 | 0 | 0 | 0 | 0 | 0 | 0 | 0 | 0 | 0 | 0 | 0 | 0 | 0 | 0 | 0 | 0 | 0 | 0 | 0 | 0 | 0 | 0 | 0 | 0 | 0 | 0 | 0 | 0 | 0 | 0 | 0 | 0 | 0 | 0 | 0 | 0 | 0 | 0 | 0 | 0 | 0 | 0 | 0 | 0 | 0 | 0 | 0 | 0 | 0 | 0 | 0 | 0 | 0 | 0 | 0 | 0 | 0 | 0 | 0 | 0 | 0 | 0 | 0 | 0 | 0 | 0 | 0 | 0 | 0 | 0 | 0 | 0 | 0 | 0 | 0 | 0 | 0 | 0 | 0 | 0 | 0 | 0 | 0 | 0 | 0 | 0 | 0 | 0 | 0 | 0 | 0 | 0
5
UCC Open Balance | 0 | 0 | 0 | 0 | 0 | 0 | 0 | 0 | 0 | 0 | 0 | 0 | 0 | 0 | 0 | 0 | 0 | 0 | 0 | 0 | 0 | 0 | 0 | 0 | 0 | 0 | 0 | 0 | 0 | 0 | 0 | 0 | 0 | 0 | 0 | 0 | 0 | 0 | 0 | 0 | 0 | 0 | 0 | 0 | 0 | 0 | 0 | 0 | 0 | 0 | 0 | 0 | 0 | 0 | 0 | 0 | 0 | 0 | 0 | 0 | 0 | 0 | 0 | 0 | 0 | 0 | 0 | 0 | 0 | 0 | 0 | 0 | 0 | 0 | 0 | 0 | 0 | 0 | 0 | 0 | 0 | 0 | 0 | 0 | 0 | 0 | 0 | 0 | 0 | 0 | 0 | 0 | 0 | 0 | 0 | 0 | 0 | 0 | 0 | 0
New Capital | 0 | 0 | 0 | 0 | 0 | 0 | 0 | 0 | 0 | 0 | 0 | 0 | 0 | 0 | 0 | 0 | 0 | 0 | 0 | 0 | 0 | 0 | 0 | 0 | 0 | 0 | 0 | 0 | 0 | 0 | 0 | 0 | 0 | 0 | 0 | 0 | 0 | 0 | 0 | 0 | 0 | 0 | 0 | 0 | 0 | 0 | 0 | 0 | 0 | 0 | 0 | 0 | 0 | 0 | 0 | 0 | 0 | 0 | 0 | 0 | 0 | 0 | 0 | 0 | 0 | 0 | 0 | 0 | 0 | 0 | 0 | 0 | 0 | 0 | 0 | 0 | 0 | 0 | 0 | 0 | 0 | 0 | 0 | 0 | 0 | 0 | 0 | 0 | 0 | 0 | 0 | 0 | 0 | 0 | 0 | 0 | 0 | 0 | 0 | 0
CCA | 0 | 0 | 0 | 0 | 0 | 0 | 0 | 0 | 0 | 0 | 0 | 0 | 0 | 0 | 0 | 0 | 0 | 0 | 0 | 0 | 0 | 0 | 0 | 0 | 0 | 0 | 0 | 0 | 0 | 0 | 0 | 0 | 0 | 0 | 0 | 0 | 0 | 0 | 0 | 0 | 0 | 0 | 0 | 0 | 0 | 0 | 0 | 0 | 0 | 0 | 0 | 0 | 0 | 0 | 0 | 0 | 0 | 0 | 0 | 0 | 0 | 0 | 0 | 0 | 0 | 0 | 0 | 0 | 0 | 0 | 0 | 0 | 0 | 0 | 0 | 0 | 0 | 0 | 0 | 0 | 0 | 0 | 0 | 0 | 0 | 0 | 0 | 0 | 0 | 0 | 0 | 0 | 0 | 0 | 0 | 0 | 0 | 0 | 0 | 0
UCC Close Balance | 0 | 0 | 0 | 0 | 0 | 0 | 0 | 0 | 0 | 0 | 0 | 0 | 0 | 0 | 0 | 0 | 0 | 0 | 0 | 0 | 0 | 0 | 0 | 0 | 0 | 0 | 0 | 0 | 0 | 0 | 0 | 0 | 0 | 0 | 0 | 0 | 0 | 0 | 0 | 0 | 0 | 0 | 0 | 0 | 0 | 0 | 0 | 0 | 0 | 0 | 0 | 0 | 0 | 0 | 0 | 0 | 0 | 0 | 0 | 0 | 0 | 0 | 0 | 0 | 0 | 0 | 0 | 0 | 0 | 0 | 0 | 0 | 0 | 0 | 0 | 0 | 0 | 0 | 0 | 0 | 0 | 0 | 0 | 0 | 0 | 0 | 0 | 0 | 0 | 0 | 0 | 0 | 0 | 0 | 0 | 0 | 0 | 0 | 0 | 0
PPE Open Balance | 0 | 0 | 0 | 0 | 0 | 0 | 0 | 0 | 0 | 0 | 0 | 0 | 0 | 0 | 0 | 0 | 0 | 0 | 0 | 0 | 0 | 0 | 0 | 0 | 0 | 0 | 0 | 0 | 0 | 0 | 0 | 0 | 0 | 0 | 0 | 0 | 0 | 0 | 0 | 0 | 0 | 0 | 0 | 0 | 0 | 0 | 0 | 0 | 0 | 0 | 0 | 0 | 0 | 0 | 0 | 0 | 0 | 0 | 0 | 0 | 0 | 0 | 0 | 0 | 0 | 0 | 0 | 0 | 0 | 0 | 0 | 0 | 0 | 0 | 0 | 0 | 0 | 0 | 0 | 0 | 0 | 0 | 0 | 0 | 0 | 0 | 0 | 0 | 0 | 0 | 0 | 0 | 0 | 0 | 0 | 0 | 0 | 0 | 0 | 0
New Capital | 0 | 0 | 0 | 0 | 0 | 0 | 0 | 0 | 0 | 0 | 0 | 0 | 0 | 0 | 0 | 0 | 0 | 0 | 0 | 0 | 0 | 0 | 0 | 0 | 0 | 0 | 0 | 0 | 0 | 0 | 0 | 0 | 0 | 0 | 0 | 0 | 0 | 0 | 0 | 0 | 0 | 0 | 0 | 0 | 0 | 0 | 0 | 0 | 0 | 0 | 0 | 0 | 0 | 0 | 0 | 0 | 0 | 0 | 0 | 0 | 0 | 0 | 0 | 0 | 0 | 0 | 0 | 0 | 0 | 0 | 0 | 0 | 0 | 0 | 0 | 0 | 0 | 0 | 0 | 0 | 0 | 0 | 0 | 0 | 0 | 0 | 0 | 0 | 0 | 0 | 0 | 0 | 0 | 0 | 0 | 0 | 0 | 0 | 0 | 0
Depreciation | 0 | 0 | 0 | 0 | 0 | 0 | 0 | 0 | 0 | 0 | 0 | 0 | 0 | 0 | 0 | 0 | 0 | 0 | 0 | 0 | 0 | 0 | 0 | 0 | 0 | 0 | 0 | 0 | 0 | 0 | 0 | 0 | 0 | 0 | 0 | 0 | 0 | 0 | 0 | 0 | 0 | 0 | 0 | 0 | 0 | 0 | 0 | 0 | 0 | 0 | 0 | 0 | 0 | 0 | 0 | 0 | 0 | 0 | 0 | 0 | 0 | 0 | 0 | 0 | 0 | 0 | 0 | 0 | 0 | 0 | 0 | 0 | 0 | 0 | 0 | 0 | 0 | 0 | 0 | 0 | 0 | 0 | 0 | 0 | 0 | 0 | 0 | 0 | 0 | 0 | 0 | 0 | 0 | 0 | 0 | 0 | 0 | 0 | 0 | 0
PPE Close Balance | 0 | 0 | 0 | 0 | 0 | 0 | 0 | 0 | 0 | 0 | 0 | 0 | 0 | 0 | 0 | 0 | 0 | 0 | 0 | 0 | 0 | 0 | 0 | 0 | 0 | 0 | 0 | 0 | 0 | 0 | 0 | 0 | 0 | 0 | 0 | 0 | 0 | 0 | 0 | 0 | 0 | 0 | 0 | 0 | 0 | 0 | 0 | 0 | 0 | 0 | 0 | 0 | 0 | 0 | 0 | 0 | 0 | 0 | 0 | 0 | 0 | 0 | 0 | 0 | 0 | 0 | 0 | 0 | 0 | 0 | 0 | 0 | 0 | 0 | 0 | 0 | 0 | 0 | 0 | 0 | 0 | 0 | 0 | 0 | 0 | 0 | 0 | 0 | 0 | 0 | 0 | 0 | 0 | 0 | 0 | 0 | 0 | 0 | 0 | 0

## Model_Deferred
Year | 2025 | 2026 | 2027 | 2028 | 2029 | 2030 | 2031 | 2032 | 2033 | 2034 | 2035 | 2036 | 2037 | 2038 | 2039 | 2040 | 2041 | 2042 | 2043 | 2044 | 2045 | 2046 | 2047 | 2048 | 2049 | 2050 | 2051 | 2052 | 2053 | 2054 | 2055 | 2056 | 2057 | 2058 | 2059 | 2060 | 2061 | 2062 | 2063 | 2064 | 2065 | 2066 | 2067 | 2068 | 2069 | 2070 | 2071 | 2072 | 2073 | 2074 | 2075 | 2076 | 2077 | 2078 | 2079 | 2080 | 2081 | 2082 | 2083 | 2084 | 2085 | 2086 | 2087 | 2088 | 2089 | 2090 | 2091 | 2092 | 2093 | 2094 | 2095 | 2096 | 2097 | 2098 | 2099 | 2100 | 2101 | 2102 | 2103 | 2104 | 2105 | 2106 | 2107 | 2108 | 2109 | 2110 | 2111 | 2112 | 2113 | 2114 | 2115 | 2116 | 2117 | 2118 | 2119 | 2120 | 2121 | 2122 | 2123 | 2124
| 1 | 2 | 3 | 4 | 5 | 6 | 7 | 8 | 9 | 10 | 11 | 12 | 13 | 14 | 15 | 16 | 17 | 18 | 19 | 20 | 21 | 22 | 23 | 24 | 25 | 26 | 27 | 28 | 29 | 30 | 31 | 32 | 33 | 34 | 35 | 36 | 37 | 38 | 39 | 40 | 41 | 42 | 43 | 44 | 45 | 46 | 47 | 48 | 49 | 50 | 51 | 52 | 53 | 54 | 55 | 56 | 57 | 58 | 59 | 60 | 61 | 62 | 63 | 64 | 65 | 66 | 67 | 68 | 69 | 70 | 71 | 72 | 73 | 74 | 75 | 76 | 77 | 78 | 79 | 80 | 81 | 82 | 83 | 84 | 85 | 86 | 87 | 88 | 89 | 90 | 91 | 92 | 93 | 94 | 95 | 96 | 97 | 98 | 99 | 100
Revenue Requirement
O&M | 0 | 0 | 0 | 0 | 0 | 165774.4853 | 394543.275 | 747377.6895 | 996886.8567 | 1016824.5938 | 1037161.0857 | 1057904.3074 | 1079062.3935 | 1100643.6414 | 1122656.5142 | 1145109.6445 | 1168011.8374 | 1191372.0742 | 1215199.5156 | 1239503.506 | 1264293.5761 | 1289579.4476 | 1315371.0366 | 1341678.4573 | 1368512.0264 | 1395882.267 | 1423799.9123 | 1452275.9105 | 1481321.4288 | 1510947.8573 | 1541166.8145 | 1571990.1508 | 1603429.9538 | 1635498.5529 | 1668208.5239 | 1701572.6944 | 1735604.1483 | 1770316.2312 | 1805722.5559 | 1841837.007 | 1878673.7471 | 1916247.2221 | 1954572.1665 | 1993663.6098 | 2033536.882 | 2074207.6197 | 2115691.7721 | 2158005.6075 | 2201165.7197 | 2245189.0341 | 1885958.7886 | 1374055.6888 | 560614.721 | 0 | 0 | 0 | 0 | 0 | 0 | 0 | 0 | 0 | 0 | 0 | 0 | 0 | 0 | 0 | 0 | 0 | 0 | 0 | 0 | 0 | 0 | 0 | 0 | 0 | 0 | 0 | 0 | 0 | 0 | 0 | 0 | 0 | 0 | 0 | 0 | 0 | 0 | 0 | 0 | 0 | 0 | 0 | 0 | 0 | 0 | 0
Incentive DER Payments
NWS Costs
Depreciation | 0 | 0 | 0 | 0 | 22093.9095 | 146260.1788 | 708491.5924 | 1609587.157 | 2740022.7672 | 3429521.8668 | 3429521.8668 | 3429521.8668 | 3429521.8668 | 3429521.8668 | 3429521.8668 | 3429521.8668 | 3429521.8668 | 3429521.8668 | 3429521.8668 | 3429521.8668 | 3429521.8668 | 3429521.8668 | 3429521.8668 | 3429521.8668 | 3429521.8668 | 3429521.8668 | 3429521.8668 | 3429521.8668 | 3429521.8668 | 3429521.8668 | 3429521.8668 | 3429521.8668 | 3429521.8668 | 3429521.8668 | 3429521.8668 | 3429521.8668 | 3429521.8668 | 3429521.8668 | 3429521.8668 | 3429521.8668 | 3429521.8668 | 3429521.8668 | 3429521.8668 | 3429521.8668 | 3429521.8668 | 3429521.8668 | 3429521.8668 | 3429521.8668 | 3429521.8668 | 3407427.9573 | 3283261.688 | 2724883.8063 | 1816081.1779 | 689499.0995 | 0 | 0 | 0 | 0 | 0 | 0 | 0 | 0 | 0 | 0 | 0 | 0 | 0 | 0 | 0 | 0 | 0 | 0 | 0 | 0 | 0 | 0 | 0 | 0 | 0 | 0 | 0 | 0 | 0 | 0 | 0 | 0 | 0 | 0 | 0 | 0 | 0 | 0 | 0 | 0 | 0 | 0 | 0 | 0 | 0 | 0
Interest | 0 | 0 | 0 | 48783.3003 | 175806.0482 | 375275.2778 | 1042370.1497 | 2098816.9506 | 3404811.4195 | 4154234.2892 | 4062254.5127 | 3970274.7362 | 3878294.9598 | 3786315.1833 | 3694335.4068 | 3602355.6304 | 3510375.8539 | 3418396.0774 | 3326416.301 | 3234436.5245 | 3142456.748 | 3050476.9716 | 2958497.1951 | 2866517.4186 | 2774537.6422 | 2682557.8657 | 2590578.0892 | 2498598.3128 | 2406618.5363 | 2314638.7598 | 2222658.9834 | 2130679.2069 | 2038699.4304 | 1946719.654 | 1854739.8775 | 1762760.101 | 1670780.3246 | 1578800.5481 | 1486820.7716 | 1394840.9952 | 1302861.2187 | 1210881.4422 | 1118901.6658 | 1026921.8893 | 934942.1128 | 842962.3364 | 750982.5599 | 659002.7834 | 567023.007 | 475339.5098 | 385617.3617 | 305048.1306 | 192283.2026 | 58029.4832 | 0 | 0 | 0 | 0 | 0 | 0 | 0 | 0 | 0 | 0 | 0 | 0 | 0 | 0 | 0 | 0 | 0 | 0 | 0 | 0 | 0 | 0 | 0 | 0 | 0 | 0 | 0 | 0 | 0 | 0 | 0 | 0 | 0 | 0 | 0 | 0 | 0 | 0 | 0 | 0 | 0 | 0 | 0 | 0 | 0 | 0
Return on Equity | 0 | 0 | 0 | 65480.94 | 235981.2728 | 503725.2051 | 1399154.5633 | 2817203.9605 | 4570216.6704 | 5576153.4083 | 5452690.6211 | 5329227.8339 | 5205765.0467 | 5082302.2595 | 4958839.4723 | 4835376.6851 | 4711913.8979 | 4588451.1107 | 4464988.3235 | 4341525.5362 | 4218062.749 | 4094599.9618 | 3971137.1746 | 3847674.3874 | 3724211.6002 | 3600748.813 | 3477286.0258 | 3353823.2386 | 3230360.4514 | 3106897.6642 | 2983434.877 | 2859972.0898 | 2736509.3026 | 2613046.5154 | 2489583.7282 | 2366120.941 | 2242658.1538 | 2119195.3666 | 1995732.5794 | 1872269.7922 | 1748807.005 | 1625344.2178 | 1501881.4306 | 1378418.6434 | 1254955.8562 | 1131493.069 | 1008030.2818 | 884567.4945 | 761104.7073 | 638039.6105 | 517607.1969 | 409460.578 | 258098.2585 | 77891.9238 | 0 | 0 | 0 | 0 | 0 | 0 | 0 | 0 | 0 | 0 | 0 | 0 | 0 | 0 | 0 | 0 | 0 | 0 | 0 | 0 | 0 | 0 | 0 | 0 | 0 | 0 | 0 | 0 | 0 | 0 | 0 | 0 | 0 | 0 | 0 | 0 | 0 | 0 | 0 | 0 | 0 | 0 | 0 | 0 | 0 | 0
PILS | 0 | 0 | 0 | 23608.7743 | 64370.522 | 46802.8889 | -142395.7285 | -403643.0569 | -671315.9602 | -690419.6194 | -419944.3121 | -174668.133 | 47424.8484 | 248189.2876 | 429331.4683 | 592421.1709 | 738902.5938 | 870104.3994 | 987248.957 | 1091460.8464 | 1183774.6812 | 1265142.3057 | 1336439.4167 | 1398471.6553 | 1451980.2113 | 1497646.9792 | 1536099.3023 | 1567914.3359 | 1593623.0634 | 1613713.9891 | 1628636.5373 | 1638804.178 | 1644597.304 | 1646365.8764 | 1644431.8595 | 1639091.4604 | 1630617.1897 | 1619259.7571 | 1605249.8157 | 1588799.566 | 1570104.2328 | 1549343.4227 | 1526682.3739 | 1502273.1055 | 1476255.475 | 1448758.1514 | 1419899.5102 | 1389788.4568 | 1358525.1842 | 1302228.5104 | 1168081.9769 | 685005.6746 | 347017.7703 | -271182.6013 | 0 | 0 | 0 | 0 | 0 | 0 | 0 | 0 | 0 | 0 | 0 | 0 | 0 | 0 | 0 | 0 | 0 | 0 | 0 | 0 | 0 | 0 | 0 | 0 | 0 | 0 | 0 | 0 | 0 | 0 | 0 | 0 | 0 | 0 | 0 | 0 | 0 | 0 | 0 | 0 | 0 | 0 | 0 | 0 | 0 | 0
RevReq | 0 | 0 | 0 | 137873.0146 | 498251.7525 | 1237838.0359 | 3402163.852 | 6869342.7006 | 11040621.7536 | 13486314.5386 | 13561683.7741 | 13612260.6113 | 13640069.1151 | 13646972.2386 | 13634684.7284 | 13604784.9976 | 13558726.0498 | 13497845.5284 | 13423374.9638 | 13336448.2799 | 13238109.6211 | 13129320.5535 | 13010966.6897 | 12883863.7854 | 12748763.3469 | 12606357.7917 | 12457285.1964 | 12302133.6646 | 12141445.3466 | 11975720.1373 | 11805419.0789 | 11630967.4923 | 11452757.8576 | 11271152.4654 | 11086485.8559 | 10899067.0636 | 10709181.6831 | 10517093.7698 | 10323047.5893 | 10127269.2271 | 9929968.0703 | 9731338.1715 | 9531559.5035 | 9330799.1147 | 9129212.1928 | 8926943.0432 | 8724125.9907 | 8520886.2091 | 8317340.4849 | 8068224.6221 | 7240527.0121 | 5498453.8783 | 3174095.1303 | 554237.9052 | 0 | 0 | 0 | 0 | 0 | 0 | 0 | 0 | 0 | 0 | 0 | 0 | 0 | 0 | 0 | 0 | 0 | 0 | 0 | 0 | 0 | 0 | 0 | 0 | 0 | 0 | 0 | 0 | 0 | 0 | 0 | 0 | 0 | 0 | 0 | 0 | 0 | 0 | 0 | 0 | 0 | 0 | 0 | 0 | 0 | 0
Book Value, Stations & Lines | 0 | 0 | 0 | 3637830 | 9494334.6192 | 18680846.9964 | 60095161.847 | 99779447.8096 | 161834366.7684 | 161834366.7684 | 161834366.7684 | 161834366.7684 | 161834366.7684 | 161834366.7684 | 161834366.7684 | 161834366.7684 | 161834366.7684 | 161834366.7684 | 161834366.7684 | 161834366.7684 | 161834366.7684 | 161834366.7684 | 161834366.7684 | 161834366.7684 | 161834366.7684 | 161834366.7684 | 161834366.7684 | 161834366.7684 | 161834366.7684 | 161834366.7684 | 161834366.7684 | 161834366.7684 | 161834366.7684 | 161834366.7684 | 161834366.7684 | 161834366.7684 | 161834366.7684 | 161834366.7684 | 161834366.7684 | 161834366.7684 | 161834366.7684 | 161834366.7684 | 161834366.7684 | 161834366.7684 | 161834366.7684 | 161834366.7684 | 161834366.7684 | 161834366.7684 | 161834366.7684 | 161834366.7684 | 161834366.7684 | 161834366.7684 | 157966314.0045 | 154328484.0045 | 154328484.0045 | 154328484.0045 | 154328484.0045 | 154328484.0045 | 154328484.0045 | 154328484.0045 | 154328484.0045 | 154328484.0045 | 154328484.0045 | 154328484.0045 | 154328484.0045 | 154328484.0045 | 154328484.0045 | 154328484.0045 | 154328484.0045 | 154328484.0045 | 154328484.0045 | 154328484.0045 | 154328484.0045 | 154328484.0045 | 154328484.0045 | 154328484.0045 | 154328484.0045 | 154328484.0045 | 154328484.0045 | 154328484.0045 | 154328484.0045 | 154328484.0045 | 154328484.0045 | 154328484.0045 | 154328484.0045 | 154328484.0045 | 154328484.0045 | 154328484.0045 | 154328484.0045 | 154328484.0045 | 154328484.0045 | 154328484.0045 | 154328484.0045 | 154328484.0045 | 154328484.0045 | 154328484.0045 | 154328484.0045 | 154328484.0045 | 154328484.0045 | 154328484.0045
Average PPE | 0 | 0 | 0 | 1818915 | 6555035.3548 | 13992366.8089 | 38865404.5372 | 78255665.5692 | 126950463.0677 | 154893150.2302 | 151463628.3634 | 148034106.4966 | 144604584.6299 | 141175062.7631 | 137745540.8963 | 134316019.0296 | 130886497.1628 | 127456975.296 | 124027453.4293 | 120597931.5625 | 117168409.6957 | 113738887.829 | 110309365.9622 | 106879844.0954 | 103450322.2287 | 100020800.3619 | 96591278.4951 | 93161756.6284 | 89732234.7616 | 86302712.8948 | 82873191.0281 | 79443669.1613 | 76014147.2945 | 72584625.4278 | 69155103.561 | 65725581.6942 | 62296059.8275 | 58866537.9607 | 55437016.0939 | 52007494.2272 | 48577972.3604 | 45148450.4936 | 41718928.6269 | 38289406.7601 | 34859884.8933 | 31430363.0266 | 28000841.1598 | 24571319.293 | 21141797.4263 | 17723322.5142 | 14377977.6916 | 11373904.9445 | 7169396.0704 | 2163664.5498 | 0 | 0 | 0 | 0 | 0 | 0 | 0 | 0 | 0 | 0 | 0 | 0 | 0 | 0 | 0 | 0 | 0 | 0 | 0 | 0 | 0 | 0 | 0 | 0 | 0 | 0 | 0 | 0 | 0 | 0 | 0 | 0 | 0 | 0 | 0 | 0 | 0 | 0 | 0 | 0 | 0 | 0 | 0 | 0 | 0 | 0
PPE Open Balance | 0 | 0 | 0 | 0 | 3637830 | 9472240.7097 | 18512492.9081 | 59218316.1663 | 97293014.972 | 156607911.1635 | 153178389.2968 | 149748867.43 | 146319345.5632 | 142889823.6965 | 139460301.8297 | 136030779.9629 | 132601258.0962 | 129171736.2294 | 125742214.3626 | 122312692.4959 | 118883170.6291 | 115453648.7623 | 112024126.8956 | 108594605.0288 | 105165083.162 | 101735561.2953 | 98306039.4285 | 94876517.5617 | 91446995.695 | 88017473.8282 | 84587951.9614 | 81158430.0947 | 77728908.2279 | 74299386.3611 | 70869864.4944 | 67440342.6276 | 64010820.7608 | 60581298.8941 | 57151777.0273 | 53722255.1605 | 50292733.2938 | 46863211.427 | 43433689.5602 | 40004167.6935 | 36574645.8267 | 33145123.9599 | 29715602.0932 | 26286080.2264 | 22856558.3596 | 19427036.4929 | 16019608.5356 | 12736346.8476 | 10011463.0413 | 4327329.0995 | 0 | 0 | 0 | 0 | 0 | 0 | 0 | 0 | 0 | 0 | 0 | 0 | 0 | 0 | 0 | 0 | 0 | 0 | 0 | 0 | 0 | 0 | 0 | 0 | 0 | 0 | 0 | 0 | 0 | 0 | 0 | 0 | 0 | 0 | 0 | 0 | 0 | 0 | 0 | 0 | 0 | 0 | 0 | 0 | 0 | 0
PPE Close Balance | 0 | 0 | 0 | 3637830 | 9472240.7097 | 18512492.9081 | 59218316.1663 | 97293014.972 | 156607911.1635 | 153178389.2968 | 149748867.43 | 146319345.5632 | 142889823.6965 | 139460301.8297 | 136030779.9629 | 132601258.0962 | 129171736.2294 | 125742214.3626 | 122312692.4959 | 118883170.6291 | 115453648.7623 | 112024126.8956 | 108594605.0288 | 105165083.162 | 101735561.2953 | 98306039.4285 | 94876517.5617 | 91446995.695 | 88017473.8282 | 84587951.9614 | 81158430.0947 | 77728908.2279 | 74299386.3611 | 70869864.4944 | 67440342.6276 | 64010820.7608 | 60581298.8941 | 57151777.0273 | 53722255.1605 | 50292733.2938 | 46863211.427 | 43433689.5602 | 40004167.6935 | 36574645.8267 | 33145123.9599 | 29715602.0932 | 26286080.2264 | 22856558.3596 | 19427036.4929 | 16019608.5356 | 12736346.8476 | 10011463.0413 | 4327329.0995 | 0 | 0 | 0 | 0 | 0 | 0 | 0 | 0 | 0 | 0 | 0 | 0 | 0 | 0 | 0 | 0 | 0 | 0 | 0 | 0 | 0 | 0 | 0 | 0 | 0 | 0 | 0 | 0 | 0 | 0 | 0 | 0 | 0 | 0 | 0 | 0 | 0 | 0 | 0 | 0 | 0 | 0 | 0 | 0 | 0 | 0 | 0
Taxes
CCA | 0 | 0 | 0 | 0 | 79538.0742 | 520173.5976 | 2502592.7989 | 5546329.4075 | 9172191.2518 | 10920612.71 | 10046963.6932 | 9243206.5977 | 8503750.0699 | 7823450.0643 | 7197574.0592 | 6621768.1344 | 6092026.6837 | 5604664.549 | 5156291.3851 | 4743788.0743 | 4364285.0283 | 4015142.2261 | 3693930.848 | 3398416.3801 | 3126543.0697 | 2876419.6241 | 2646306.0542 | 2434601.5699 | 2239833.4443 | 2060646.7687 | 1895795.0272 | 1744131.4251 | 1604600.9111 | 1476232.8382 | 1358134.2111 | 1249483.4742 | 1149524.7963 | 1057562.8126 | 972957.7876 | 895121.1646 | 823511.4714 | 757630.5537 | 697020.1094 | 641258.5006 | 589957.8206 | 542761.1949 | 499340.2994 | 459393.0754 | 422641.6294 | 433626.2276 | 561094.3453 | 1234422.985 | 1111696.1868 | 1519538.993 | 0 | 0 | 0 | 0 | 0 | 0 | 0 | 0 | 0 | 0 | 0 | 0 | 0 | 0 | 0 | 0 | 0 | 0 | 0 | 0 | 0 | 0 | 0 | 0 | 0 | 0 | 0 | 0 | 0 | 0 | 0 | 0 | 0 | 0 | 0 | 0 | 0 | 0 | 0 | 0 | 0 | 0 | 0 | 0 | 0 | 0
Taxable Earnings | 0 | 0 | 0 | 65480.94 | 178537.1081 | 129811.7863 | -394946.6431 | -1119538.29 | -1861951.8141 | -1914937.4349 | -1164751.2053 | -484456.8971 | 131536.8435 | 688374.0619 | 1190787.2799 | 1643130.4174 | 2049409.081 | 2413308.4284 | 2738218.8052 | 3027259.3288 | 3283299.5875 | 3508979.6026 | 3706728.1934 | 3878779.8741 | 4027190.3973 | 4153851.0557 | 4260501.8384 | 4348743.5355 | 4420048.8739 | 4475772.7622 | 4517161.7165 | 4545362.5315 | 4561430.2583 | 4566335.544 | 4560971.3838 | 4546159.3335 | 4522655.2243 | 4491154.4208 | 4452296.6586 | 4406670.4944 | 4354817.4003 | 4297235.5308 | 4234383.1879 | 4166682.0095 | 4094519.9023 | 4018253.7408 | 3938211.8492 | 3854696.2859 | 3767984.9447 | 3611841.3401 | 3239774.5396 | 1899921.3993 | 962483.2496 | -752147.9697 | 0 | 0 | 0 | 0 | 0 | 0 | 0 | 0 | 0 | 0 | 0 | 0 | 0 | 0 | 0 | 0 | 0 | 0 | 0 | 0 | 0 | 0 | 0 | 0 | 0 | 0 | 0 | 0 | 0 | 0 | 0 | 0 | 0 | 0 | 0 | 0 | 0 | 0 | 0 | 0 | 0 | 0 | 0 | 0 | 0 | 0
Grossed-Up PILS | 0 | 0 | 0 | 23608.7743 | 64370.522 | 46802.8889 | -142395.7285 | -403643.0569 | -671315.9602 | -690419.6194 | -419944.3121 | -174668.133 | 47424.8484 | 248189.2876 | 429331.4683 | 592421.1709 | 738902.5938 | 870104.3994 | 987248.957 | 1091460.8464 | 1183774.6812 | 1265142.3057 | 1336439.4167 | 1398471.6553 | 1451980.2113 | 1497646.9792 | 1536099.3023 | 1567914.3359 | 1593623.0634 | 1613713.9891 | 1628636.5373 | 1638804.178 | 1644597.304 | 1646365.8764 | 1644431.8595 | 1639091.4604 | 1630617.1897 | 1619259.7571 | 1605249.8157 | 1588799.566 | 1570104.2328 | 1549343.4227 | 1526682.3739 | 1502273.1055 | 1476255.475 | 1448758.1514 | 1419899.5102 | 1389788.4568 | 1358525.1842 | 1302228.5104 | 1168081.9769 | 685005.6746 | 347017.7703 | -271182.6013 | 0 | 0 | 0 | 0 | 0 | 0 | 0 | 0 | 0 | 0 | 0 | 0 | 0 | 0 | 0 | 0 | 0 | 0 | 0 | 0 | 0 | 0 | 0 | 0 | 0 | 0 | 0 | 0 | 0 | 0 | 0 | 0 | 0 | 0 | 0 | 0 | 0 | 0 | 0 | 0 | 0 | 0 | 0 | 0 | 0 | 0
Land - Capital-in-Service
Nebo TS | 0 | 0 | 0 | 3637830 | 0 | 0 | 0 | 0 | 0 | 0 | 0 | 0 | 0 | 0 | 0 | 0 | 0 | 0 | 0 | 0 | 0 | 0 | 0 | 0 | 0 | 0 | 0 | 0 | 0 | 0 | 0 | 0 | 0 | 0 | 0 | 0 | 0 | 0 | 0 | 0 | 0 | 0 | 0 | 0 | 0 | 0 | 0 | 0 | 0 | 0 | 0 | 0 | 0 | -3637830 | 0 | 0 | 0 | 0 | 0 | 0 | 0 | 0 | 0 | 0 | 0 | 0 | 0 | 0 | 0 | 0 | 0 | 0 | 0 | 0 | 0 | 0 | 0 | 0 | 0 | 0 | 0 | 0 | 0 | 0 | 0 | 0 | 0 | 0 | 0 | 0 | 0 | 0 | 0 | 0 | 0 | 0 | 0 | 0 | 0 | 0
Newton TS | 0 | 0 | 0 | 0 | 0 | 0 | 0 | 0 | 0 | 0 | 0 | 0 | 0 | 0 | 0 | 0 | 0 | 0 | 0 | 0 | 0 | 0 | 0 | 0 | 0 | 0 | 0 | 0 | 0 | 0 | 0 | 0 | 0 | 0 | 0 | 0 | 0 | 0 | 0 | 0 | 0 | 0 | 0 | 0 | 0 | 0 | 0 | 0 | 0 | 0 | 0 | 0 | 0 | 0 | 0 | 0 | 0 | 0 | 0 | 0 | 0 | 0 | 0 | 0 | 0 | 0 | 0 | 0 | 0 | 0 | 0 | 0 | 0 | 0 | 0 | 0 | 0 | 0 | 0 | 0 | 0 | 0 | 0 | 0 | 0 | 0 | 0 | 0 | 0 | 0 | 0 | 0 | 0 | 0 | 0 | 0 | 0 | 0 | 0 | 0
Melbourne MS | 0 | 0 | 0 | 0 | 0 | 0 | 0 | 0 | 0 | 0 | 0 | 0 | 0 | 0 | 0 | 0 | 0 | 0 | 0 | 0 | 0 | 0 | 0 | 0 | 0 | 0 | 0 | 0 | 0 | 0 | 0 | 0 | 0 | 0 | 0 | 0 | 0 | 0 | 0 | 0 | 0 | 0 | 0 | 0 | 0 | 0 | 0 | 0 | 0 | 0 | 0 | 0 | 0 | 0 | 0 | 0 | 0 | 0 | 0 | 0 | 0 | 0 | 0 | 0 | 0 | 0 | 0 | 0 | 0 | 0 | 0 | 0 | 0 | 0 | 0 | 0 | 0 | 0 | 0 | 0 | 0 | 0 | 0 | 0 | 0 | 0 | 0 | 0 | 0 | 0 | 0 | 0 | 0 | 0 | 0 | 0 | 0 | 0 | 0 | 0
Alliston MS | 0 | 0 | 0 | 0 | 1934026.3818 | 0 | 0 | 0 | 0 | 0 | 0 | 0 | 0 | 0 | 0 | 0 | 0 | 0 | 0 | 0 | 0 | 0 | 0 | 0 | 0 | 0 | 0 | 0 | 0 | 0 | 0 | 0 | 0 | 0 | 0 | 0 | 0 | 0 | 0 | 0 | 0 | 0 | 0 | 0 | 0 | 0 | 0 | 0 | 0 | 0 | 0 | 0 | -1934026.3818 | 0 | 0 | 0 | 0 | 0 | 0 | 0 | 0 | 0 | 0 | 0 | 0 | 0 | 0 | 0 | 0 | 0 | 0 | 0 | 0 | 0 | 0 | 0 | 0 | 0 | 0 | 0 | 0 | 0 | 0 | 0 | 0 | 0 | 0 | 0 | 0 | 0 | 0 | 0 | 0 | 0 | 0 | 0 | 0 | 0 | 0 | 0
Barrie MS | 0 | 0 | 0 | 0 | 1934026.3821 | 0 | 0 | 0 | 0 | 0 | 0 | 0 | 0 | 0 | 0 | 0 | 0 | 0 | 0 | 0 | 0 | 0 | 0 | 0 | 0 | 0 | 0 | 0 | 0 | 0 | 0 | 0 | 0 | 0 | 0 | 0 | 0 | 0 | 0 | 0 | 0 | 0 | 0 | 0 | 0 | 0 | 0 | 0 | 0 | 0 | 0 | 0 | -1934026.3821 | 0 | 0 | 0 | 0 | 0 | 0 | 0 | 0 | 0 | 0 | 0 | 0 | 0 | 0 | 0 | 0 | 0 | 0 | 0 | 0 | 0 | 0 | 0 | 0 | 0 | 0 | 0 | 0 | 0 | 0 | 0 | 0 | 0 | 0 | 0 | 0 | 0 | 0 | 0 | 0 | 0 | 0 | 0 | 0 | 0 | 0 | 0
Nebo TS
UCC Open Balance | 0 | 0 | 0 | 0 | 3637830 | 3637830 | 3637830 | 3637830 | 3637830 | 3637830 | 3637830 | 3637830 | 3637830 | 3637830 | 3637830 | 3637830 | 3637830 | 3637830 | 3637830 | 3637830 | 3637830 | 3637830 | 3637830 | 3637830 | 3637830 | 3637830 | 3637830 | 3637830 | 3637830 | 3637830 | 3637830 | 3637830 | 3637830 | 3637830 | 3637830 | 3637830 | 3637830 | 3637830 | 3637830 | 3637830 | 3637830 | 3637830 | 3637830 | 3637830 | 3637830 | 3637830 | 3637830 | 3637830 | 3637830 | 3637830 | 3637830 | 3637830 | 3637830 | 3637830 | 0 | 0 | 0 | 0 | 0 | 0 | 0 | 0 | 0 | 0 | 0 | 0 | 0 | 0 | 0 | 0 | 0 | 0 | 0 | 0 | 0 | 0 | 0 | 0 | 0 | 0 | 0 | 0 | 0 | 0 | 0 | 0 | 0 | 0 | 0 | 0 | 0 | 0 | 0 | 0 | 0 | 0 | 0 | 0 | 0 | 0
New Capital | 0 | 0 | 0 | 3637830 | 0 | 0 | 0 | 0 | 0 | 0 | 0 | 0 | 0 | 0 | 0 | 0 | 0 | 0 | 0 | 0 | 0 | 0 | 0 | 0 | 0 | 0 | 0 | 0 | 0 | 0 | 0 | 0 | 0 | 0 | 0 | 0 | 0 | 0 | 0 | 0 | 0 | 0 | 0 | 0 | 0 | 0 | 0 | 0 | 0 | 0 | 0 | 0 | 0 | -3637830 | 0 | 0 | 0 | 0 | 0 | 0 | 0 | 0 | 0 | 0 | 0 | 0 | 0 | 0 | 0 | 0 | 0 | 0 | 0 | 0 | 0 | 0 | 0 | 0 | 0 | 0 | 0 | 0 | 0 | 0 | 0 | 0 | 0 | 0 | 0 | 0 | 0 | 0 | 0 | 0 | 0 | 0 | 0 | 0 | 0 | 0
CCA | 0 | 0 | 0 | 0 | 0 | 0 | 0 | 0 | 0 | 0 | 0 | 0 | 0 | 0 | 0 | 0 | 0 | 0 | 0 | 0 | 0 | 0 | 0 | 0 | 0 | 0 | 0 | 0 | 0 | 0 | 0 | 0 | 0 | 0 | 0 | 0 | 0 | 0 | 0 | 0 | 0 | 0 | 0 | 0 | 0 | 0 | 0 | 0 | 0 | 0 | 0 | 0 | 0 | 0 | 0 | 0 | 0 | 0 | 0 | 0 | 0 | 0 | 0 | 0 | 0 | 0 | 0 | 0 | 0 | 0 | 0 | 0 | 0 | 0 | 0 | 0 | 0 | 0 | 0 | 0 | 0 | 0 | 0 | 0 | 0 | 0 | 0 | 0 | 0 | 0 | 0 | 0 | 0 | 0 | 0 | 0 | 0 | 0 | 0 | 0
UCC Close Balance | 0 | 0 | 0 | 3637830 | 3637830 | 3637830 | 3637830 | 3637830 | 3637830 | 3637830 | 3637830 | 3637830 | 3637830 | 3637830 | 3637830 | 3637830 | 3637830 | 3637830 | 3637830 | 3637830 | 3637830 | 3637830 | 3637830 | 3637830 | 3637830 | 3637830 | 3637830 | 3637830 | 3637830 | 3637830 | 3637830 | 3637830 | 3637830 | 3637830 | 3637830 | 3637830 | 3637830 | 3637830 | 3637830 | 3637830 | 3637830 | 3637830 | 3637830 | 3637830 | 3637830 | 3637830 | 3637830 | 3637830 | 3637830 | 3637830 | 3637830 | 3637830 | 3637830 | 0 | 0 | 0 | 0 | 0 | 0 | 0 | 0 | 0 | 0 | 0 | 0 | 0 | 0 | 0 | 0 | 0 | 0 | 0 | 0 | 0 | 0 | 0 | 0 | 0 | 0 | 0 | 0 | 0 | 0 | 0 | 0 | 0 | 0 | 0 | 0 | 0 | 0 | 0 | 0 | 0 | 0 | 0 | 0 | 0 | 0 | 0
PPE Open Balance | 0 | 0 | 0 | 0 | 3637830 | 3637830 | 3637830 | 3637830 | 3637830 | 3637830 | 3637830 | 3637830 | 3637830 | 3637830 | 3637830 | 3637830 | 3637830 | 3637830 | 3637830 | 3637830 | 3637830 | 3637830 | 3637830 | 3637830 | 3637830 | 3637830 | 3637830 | 3637830 | 3637830 | 3637830 | 3637830 | 3637830 | 3637830 | 3637830 | 3637830 | 3637830 | 3637830 | 3637830 | 3637830 | 3637830 | 3637830 | 3637830 | 3637830 | 3637830 | 3637830 | 3637830 | 3637830 | 3637830 | 3637830 | 3637830 | 3637830 | 3637830 | 3637830 | 3637830 | 0 | 0 | 0 | 0 | 0 | 0 | 0 | 0 | 0 | 0 | 0 | 0 | 0 | 0 | 0 | 0 | 0 | 0 | 0 | 0 | 0 | 0 | 0 | 0 | 0 | 0 | 0 | 0 | 0 | 0 | 0 | 0 | 0 | 0 | 0 | 0 | 0 | 0 | 0 | 0 | 0 | 0 | 0 | 0 | 0 | 0
New Capital | 0 | 0 | 0 | 3637830 | 0 | 0 | 0 | 0 | 0 | 0 | 0 | 0 | 0 | 0 | 0 | 0 | 0 | 0 | 0 | 0 | 0 | 0 | 0 | 0 | 0 | 0 | 0 | 0 | 0 | 0 | 0 | 0 | 0 | 0 | 0 | 0 | 0 | 0 | 0 | 0 | 0 | 0 | 0 | 0 | 0 | 0 | 0 | 0 | 0 | 0 | 0 | 0 | 0 | -3637830 | 0 | 0 | 0 | 0 | 0 | 0 | 0 | 0 | 0 | 0 | 0 | 0 | 0 | 0 | 0 | 0 | 0 | 0 | 0 | 0 | 0 | 0 | 0 | 0 | 0 | 0 | 0 | 0 | 0 | 0 | 0 | 0 | 0 | 0 | 0 | 0 | 0 | 0 | 0 | 0 | 0 | 0 | 0 | 0 | 0 | 0
Depreciation | 0 | 0 | 0 | 0 | 0 | 0 | 0 | 0 | 0 | 0 | 0 | 0 | 0 | 0 | 0 | 0 | 0 | 0 | 0 | 0 | 0 | 0 | 0 | 0 | 0 | 0 | 0 | 0 | 0 | 0 | 0 | 0 | 0 | 0 | 0 | 0 | 0 | 0 | 0 | 0 | 0 | 0 | 0 | 0 | 0 | 0 | 0 | 0 | 0 | 0 | 0 | 0 | 0 | 0 | 0 | 0 | 0 | 0 | 0 | 0 | 0 | 0 | 0 | 0 | 0 | 0 | 0 | 0 | 0 | 0 | 0 | 0 | 0 | 0 | 0 | 0 | 0 | 0 | 0 | 0 | 0 | 0 | 0 | 0 | 0 | 0 | 0 | 0 | 0 | 0 | 0 | 0 | 0 | 0 | 0 | 0 | 0 | 0 | 0 | 0
PPE Close Balance | 0 | 0 | 0 | 3637830 | 3637830 | 3637830 | 3637830 | 3637830 | 3637830 | 3637830 | 3637830 | 3637830 | 3637830 | 3637830 | 3637830 | 3637830 | 3637830 | 3637830 | 3637830 | 3637830 | 3637830 | 3637830 | 3637830 | 3637830 | 3637830 | 3637830 | 3637830 | 3637830 | 3637830 | 3637830 | 3637830 | 3637830 | 3637830 | 3637830 | 3637830 | 3637830 | 3637830 | 3637830 | 3637830 | 3637830 | 3637830 | 3637830 | 3637830 | 3637830 | 3637830 | 3637830 | 3637830 | 3637830 | 3637830 | 3637830 | 3637830 | 3637830 | 3637830 | 0 | 0 | 0 | 0 | 0 | 0 | 0 | 0 | 0 | 0 | 0 | 0 | 0 | 0 | 0 | 0 | 0 | 0 | 0 | 0 | 0 | 0 | 0 | 0 | 0 | 0 | 0 | 0 | 0 | 0 | 0 | 0 | 0 | 0 | 0 | 0 | 0 | 0 | 0 | 0 | 0 | 0 | 0 | 0 | 0 | 0 | 0
Newton TS
UCC Open Balance | 0 | 0 | 0 | 0 | 0 | 0 | 0 | 0 | 0 | 0 | 0 | 0 | 0 | 0 | 0 | 0 | 0 | 0 | 0 | 0 | 0 | 0 | 0 | 0 | 0 | 0 | 0 | 0 | 0 | 0 | 0 | 0 | 0 | 0 | 0 | 0 | 0 | 0 | 0 | 0 | 0 | 0 | 0 | 0 | 0 | 0 | 0 | 0 | 0 | 0 | 0 | 0 | 0 | 0 | 0 | 0 | 0 | 0 | 0 | 0 | 0 | 0 | 0 | 0 | 0 | 0 | 0 | 0 | 0 | 0 | 0 | 0 | 0 | 0 | 0 | 0 | 0 | 0 | 0 | 0 | 0 | 0 | 0 | 0 | 0 | 0 | 0 | 0 | 0 | 0 | 0 | 0 | 0 | 0 | 0 | 0 | 0 | 0 | 0 | 0
New Capital | 0 | 0 | 0 | 0 | 0 | 0 | 0 | 0 | 0 | 0 | 0 | 0 | 0 | 0 | 0 | 0 | 0 | 0 | 0 | 0 | 0 | 0 | 0 | 0 | 0 | 0 | 0 | 0 | 0 | 0 | 0 | 0 | 0 | 0 | 0 | 0 | 0 | 0 | 0 | 0 | 0 | 0 | 0 | 0 | 0 | 0 | 0 | 0 | 0 | 0 | 0 | 0 | 0 | 0 | 0 | 0 | 0 | 0 | 0 | 0 | 0 | 0 | 0 | 0 | 0 | 0 | 0 | 0 | 0 | 0 | 0 | 0 | 0 | 0 | 0 | 0 | 0 | 0 | 0 | 0 | 0 | 0 | 0 | 0 | 0 | 0 | 0 | 0 | 0 | 0 | 0 | 0 | 0 | 0 | 0 | 0 | 0 | 0 | 0 | 0
CCA | 0 | 0 | 0 | 0 | 0 | 0 | 0 | 0 | 0 | 0 | 0 | 0 | 0 | 0 | 0 | 0 | 0 | 0 | 0 | 0 | 0 | 0 | 0 | 0 | 0 | 0 | 0 | 0 | 0 | 0 | 0 | 0 | 0 | 0 | 0 | 0 | 0 | 0 | 0 | 0 | 0 | 0 | 0 | 0 | 0 | 0 | 0 | 0 | 0 | 0 | 0 | 0 | 0 | 0 | 0 | 0 | 0 | 0 | 0 | 0 | 0 | 0 | 0 | 0 | 0 | 0 | 0 | 0 | 0 | 0 | 0 | 0 | 0 | 0 | 0 | 0 | 0 | 0 | 0 | 0 | 0 | 0 | 0 | 0 | 0 | 0 | 0 | 0 | 0 | 0 | 0 | 0 | 0 | 0 | 0 | 0 | 0 | 0 | 0 | 0
UCC Close Balance | 0 | 0 | 0 | 0 | 0 | 0 | 0 | 0 | 0 | 0 | 0 | 0 | 0 | 0 | 0 | 0 | 0 | 0 | 0 | 0 | 0 | 0 | 0 | 0 | 0 | 0 | 0 | 0 | 0 | 0 | 0 | 0 | 0 | 0 | 0 | 0 | 0 | 0 | 0 | 0 | 0 | 0 | 0 | 0 | 0 | 0 | 0 | 0 | 0 | 0 | 0 | 0 | 0 | 0 | 0 | 0 | 0 | 0 | 0 | 0 | 0 | 0 | 0 | 0 | 0 | 0 | 0 | 0 | 0 | 0 | 0 | 0 | 0 | 0 | 0 | 0 | 0 | 0 | 0 | 0 | 0 | 0 | 0 | 0 | 0 | 0 | 0 | 0 | 0 | 0 | 0 | 0 | 0 | 0 | 0 | 0 | 0 | 0 | 0 | 0
PPE Open Balance | 0 | 0 | 0 | 0 | 0 | 0 | 0 | 0 | 0 | 0 | 0 | 0 | 0 | 0 | 0 | 0 | 0 | 0 | 0 | 0 | 0 | 0 | 0 | 0 | 0 | 0 | 0 | 0 | 0 | 0 | 0 | 0 | 0 | 0 | 0 | 0 | 0 | 0 | 0 | 0 | 0 | 0 | 0 | 0 | 0 | 0 | 0 | 0 | 0 | 0 | 0 | 0 | 0 | 0 | 0 | 0 | 0 | 0 | 0 | 0 | 0 | 0 | 0 | 0 | 0 | 0 | 0 | 0 | 0 | 0 | 0 | 0 | 0 | 0 | 0 | 0 | 0 | 0 | 0 | 0 | 0 | 0 | 0 | 0 | 0 | 0 | 0 | 0 | 0 | 0 | 0 | 0 | 0 | 0 | 0 | 0 | 0 | 0 | 0 | 0
New Capital | 0 | 0 | 0 | 0 | 0 | 0 | 0 | 0 | 0 | 0 | 0 | 0 | 0 | 0 | 0 | 0 | 0 | 0 | 0 | 0 | 0 | 0 | 0 | 0 | 0 | 0 | 0 | 0 | 0 | 0 | 0 | 0 | 0 | 0 | 0 | 0 | 0 | 0 | 0 | 0 | 0 | 0 | 0 | 0 | 0 | 0 | 0 | 0 | 0 | 0 | 0 | 0 | 0 | 0 | 0 | 0 | 0 | 0 | 0 | 0 | 0 | 0 | 0 | 0 | 0 | 0 | 0 | 0 | 0 | 0 | 0 | 0 | 0 | 0 | 0 | 0 | 0 | 0 | 0 | 0 | 0 | 0 | 0 | 0 | 0 | 0 | 0 | 0 | 0 | 0 | 0 | 0 | 0 | 0 | 0 | 0 | 0 | 0 | 0 | 0
Depreciation | 0 | 0 | 0 | 0 | 0 | 0 | 0 | 0 | 0 | 0 | 0 | 0 | 0 | 0 | 0 | 0 | 0 | 0 | 0 | 0 | 0 | 0 | 0 | 0 | 0 | 0 | 0 | 0 | 0 | 0 | 0 | 0 | 0 | 0 | 0 | 0 | 0 | 0 | 0 | 0 | 0 | 0 | 0 | 0 | 0 | 0 | 0 | 0 | 0 | 0 | 0 | 0 | 0 | 0 | 0 | 0 | 0 | 0 | 0 | 0 | 0 | 0 | 0 | 0 | 0 | 0 | 0 | 0 | 0 | 0 | 0 | 0 | 0 | 0 | 0 | 0 | 0 | 0 | 0 | 0 | 0 | 0 | 0 | 0 | 0 | 0 | 0 | 0 | 0 | 0 | 0 | 0 | 0 | 0 | 0 | 0 | 0 | 0 | 0 | 0
PPE Close Balance | 0 | 0 | 0 | 0 | 0 | 0 | 0 | 0 | 0 | 0 | 0 | 0 | 0 | 0 | 0 | 0 | 0 | 0 | 0 | 0 | 0 | 0 | 0 | 0 | 0 | 0 | 0 | 0 | 0 | 0 | 0 | 0 | 0 | 0 | 0 | 0 | 0 | 0 | 0 | 0 | 0 | 0 | 0 | 0 | 0 | 0 | 0 | 0 | 0 | 0 | 0 | 0 | 0 | 0 | 0 | 0 | 0 | 0 | 0 | 0 | 0 | 0 | 0 | 0 | 0 | 0 | 0 | 0 | 0 | 0 | 0 | 0 | 0 | 0 | 0 | 0 | 0 | 0 | 0 | 0 | 0 | 0 | 0 | 0 | 0 | 0 | 0 | 0 | 0 | 0 | 0 | 0 | 0 | 0 | 0 | 0 | 0 | 0 | 0 | 0
Melbourne MS
UCC Open Balance | 0 | 0 | 0 | 0 | 0 | 0 | 0 | 0 | 0 | 0 | 0 | 0 | 0 | 0 | 0 | 0 | 0 | 0 | 0 | 0 | 0 | 0 | 0 | 0 | 0 | 0 | 0 | 0 | 0 | 0 | 0 | 0 | 0 | 0 | 0 | 0 | 0 | 0 | 0 | 0 | 0 | 0 | 0 | 0 | 0 | 0 | 0 | 0 | 0 | 0 | 0 | 0 | 0 | 0 | 0 | 0 | 0 | 0 | 0 | 0 | 0 | 0 | 0 | 0 | 0 | 0 | 0 | 0 | 0 | 0 | 0 | 0 | 0 | 0 | 0 | 0 | 0 | 0 | 0 | 0 | 0 | 0 | 0 | 0 | 0 | 0 | 0 | 0 | 0 | 0 | 0 | 0 | 0 | 0 | 0 | 0 | 0 | 0 | 0 | 0
New Capital | 0 | 0 | 0 | 0 | 0 | 0 | 0 | 0 | 0 | 0 | 0 | 0 | 0 | 0 | 0 | 0 | 0 | 0 | 0 | 0 | 0 | 0 | 0 | 0 | 0 | 0 | 0 | 0 | 0 | 0 | 0 | 0 | 0 | 0 | 0 | 0 | 0 | 0 | 0 | 0 | 0 | 0 | 0 | 0 | 0 | 0 | 0 | 0 | 0 | 0 | 0 | 0 | 0 | 0 | 0 | 0 | 0 | 0 | 0 | 0 | 0 | 0 | 0 | 0 | 0 | 0 | 0 | 0 | 0 | 0 | 0 | 0 | 0 | 0 | 0 | 0 | 0 | 0 | 0 | 0 | 0 | 0 | 0 | 0 | 0 | 0 | 0 | 0 | 0 | 0 | 0 | 0 | 0 | 0 | 0 | 0 | 0 | 0 | 0 | 0
CCA | 0 | 0 | 0 | 0 | 0 | 0 | 0 | 0 | 0 | 0 | 0 | 0 | 0 | 0 | 0 | 0 | 0 | 0 | 0 | 0 | 0 | 0 | 0 | 0 | 0 | 0 | 0 | 0 | 0 | 0 | 0 | 0 | 0 | 0 | 0 | 0 | 0 | 0 | 0 | 0 | 0 | 0 | 0 | 0 | 0 | 0 | 0 | 0 | 0 | 0 | 0 | 0 | 0 | 0 | 0 | 0 | 0 | 0 | 0 | 0 | 0 | 0 | 0 | 0 | 0 | 0 | 0 | 0 | 0 | 0 | 0 | 0 | 0 | 0 | 0 | 0 | 0 | 0 | 0 | 0 | 0 | 0 | 0 | 0 | 0 | 0 | 0 | 0 | 0 | 0 | 0 | 0 | 0 | 0 | 0 | 0 | 0 | 0 | 0 | 0
UCC Close Balance | 0 | 0 | 0 | 0 | 0 | 0 | 0 | 0 | 0 | 0 | 0 | 0 | 0 | 0 | 0 | 0 | 0 | 0 | 0 | 0 | 0 | 0 | 0 | 0 | 0 | 0 | 0 | 0 | 0 | 0 | 0 | 0 | 0 | 0 | 0 | 0 | 0 | 0 | 0 | 0 | 0 | 0 | 0 | 0 | 0 | 0 | 0 | 0 | 0 | 0 | 0 | 0 | 0 | 0 | 0 | 0 | 0 | 0 | 0 | 0 | 0 | 0 | 0 | 0 | 0 | 0 | 0 | 0 | 0 | 0 | 0 | 0 | 0 | 0 | 0 | 0 | 0 | 0 | 0 | 0 | 0 | 0 | 0 | 0 | 0 | 0 | 0 | 0 | 0 | 0 | 0 | 0 | 0 | 0 | 0 | 0 | 0 | 0 | 0 | 0
PPE Open Balance | 0 | 0 | 0 | 0 | 0 | 0 | 0 | 0 | 0 | 0 | 0 | 0 | 0 | 0 | 0 | 0 | 0 | 0 | 0 | 0 | 0 | 0 | 0 | 0 | 0 | 0 | 0 | 0 | 0 | 0 | 0 | 0 | 0 | 0 | 0 | 0 | 0 | 0 | 0 | 0 | 0 | 0 | 0 | 0 | 0 | 0 | 0 | 0 | 0 | 0 | 0 | 0 | 0 | 0 | 0 | 0 | 0 | 0 | 0 | 0 | 0 | 0 | 0 | 0 | 0 | 0 | 0 | 0 | 0 | 0 | 0 | 0 | 0 | 0 | 0 | 0 | 0 | 0 | 0 | 0 | 0 | 0 | 0 | 0 | 0 | 0 | 0 | 0 | 0 | 0 | 0 | 0 | 0 | 0 | 0 | 0 | 0 | 0 | 0 | 0
New Capital | 0 | 0 | 0 | 0 | 0 | 0 | 0 | 0 | 0 | 0 | 0 | 0 | 0 | 0 | 0 | 0 | 0 | 0 | 0 | 0 | 0 | 0 | 0 | 0 | 0 | 0 | 0 | 0 | 0 | 0 | 0 | 0 | 0 | 0 | 0 | 0 | 0 | 0 | 0 | 0 | 0 | 0 | 0 | 0 | 0 | 0 | 0 | 0 | 0 | 0 | 0 | 0 | 0 | 0 | 0 | 0 | 0 | 0 | 0 | 0 | 0 | 0 | 0 | 0 | 0 | 0 | 0 | 0 | 0 | 0 | 0 | 0 | 0 | 0 | 0 | 0 | 0 | 0 | 0 | 0 | 0 | 0 | 0 | 0 | 0 | 0 | 0 | 0 | 0 | 0 | 0 | 0 | 0 | 0 | 0 | 0 | 0 | 0 | 0 | 0
Depreciation | 0 | 0 | 0 | 0 | 0 | 0 | 0 | 0 | 0 | 0 | 0 | 0 | 0 | 0 | 0 | 0 | 0 | 0 | 0 | 0 | 0 | 0 | 0 | 0 | 0 | 0 | 0 | 0 | 0 | 0 | 0 | 0 | 0 | 0 | 0 | 0 | 0 | 0 | 0 | 0 | 0 | 0 | 0 | 0 | 0 | 0 | 0 | 0 | 0 | 0 | 0 | 0 | 0 | 0 | 0 | 0 | 0 | 0 | 0 | 0 | 0 | 0 | 0 | 0 | 0 | 0 | 0 | 0 | 0 | 0 | 0 | 0 | 0 | 0 | 0 | 0 | 0 | 0 | 0 | 0 | 0 | 0 | 0 | 0 | 0 | 0 | 0 | 0 | 0 | 0 | 0 | 0 | 0 | 0 | 0 | 0 | 0 | 0 | 0 | 0
PPE Close Balance | 0 | 0 | 0 | 0 | 0 | 0 | 0 | 0 | 0 | 0 | 0 | 0 | 0 | 0 | 0 | 0 | 0 | 0 | 0 | 0 | 0 | 0 | 0 | 0 | 0 | 0 | 0 | 0 | 0 | 0 | 0 | 0 | 0 | 0 | 0 | 0 | 0 | 0 | 0 | 0 | 0 | 0 | 0 | 0 | 0 | 0 | 0 | 0 | 0 | 0 | 0 | 0 | 0 | 0 | 0 | 0 | 0 | 0 | 0 | 0 | 0 | 0 | 0 | 0 | 0 | 0 | 0 | 0 | 0 | 0 | 0 | 0 | 0 | 0 | 0 | 0 | 0 | 0 | 0 | 0 | 0 | 0 | 0 | 0 | 0 | 0 | 0 | 0 | 0 | 0 | 0 | 0 | 0 | 0 | 0 | 0 | 0 | 0 | 0 | 0
Alliston MS
UCC Open Balance | 0 | 0 | 0 | 0 | 0 | 1934026.3818 | 1934026.3818 | 1934026.3818 | 1934026.3818 | 1934026.3818 | 1934026.3818 | 1934026.3818 | 1934026.3818 | 1934026.3818 | 1934026.3818 | 1934026.3818 | 1934026.3818 | 1934026.3818 | 1934026.3818 | 1934026.3818 | 1934026.3818 | 1934026.3818 | 1934026.3818 | 1934026.3818 | 1934026.3818 | 1934026.3818 | 1934026.3818 | 1934026.3818 | 1934026.3818 | 1934026.3818 | 1934026.3818 | 1934026.3818 | 1934026.3818 | 1934026.3818 | 1934026.3818 | 1934026.3818 | 1934026.3818 | 1934026.3818 | 1934026.3818 | 1934026.3818 | 1934026.3818 | 1934026.3818 | 1934026.3818 | 1934026.3818 | 1934026.3818 | 1934026.3818 | 1934026.3818 | 1934026.3818 | 1934026.3818 | 1934026.3818 | 1934026.3818 | 1934026.3818 | 1934026.3818 | 0 | 0 | 0 | 0 | 0 | 0 | 0 | 0 | 0 | 0 | 0 | 0 | 0 | 0 | 0 | 0 | 0 | 0 | 0 | 0 | 0 | 0 | 0 | 0 | 0 | 0 | 0 | 0 | 0 | 0 | 0 | 0 | 0 | 0 | 0 | 0 | 0 | 0 | 0 | 0 | 0 | 0 | 0 | 0 | 0 | 0 | 0
New Capital | 0 | 0 | 0 | 0 | 1934026.3818 | 0 | 0 | 0 | 0 | 0 | 0 | 0 | 0 | 0 | 0 | 0 | 0 | 0 | 0 | 0 | 0 | 0 | 0 | 0 | 0 | 0 | 0 | 0 | 0 | 0 | 0 | 0 | 0 | 0 | 0 | 0 | 0 | 0 | 0 | 0 | 0 | 0 | 0 | 0 | 0 | 0 | 0 | 0 | 0 | 0 | 0 | 0 | -1934026.3818 | 0 | 0 | 0 | 0 | 0 | 0 | 0 | 0 | 0 | 0 | 0 | 0 | 0 | 0 | 0 | 0 | 0 | 0 | 0 | 0 | 0 | 0 | 0 | 0 | 0 | 0 | 0 | 0 | 0 | 0 | 0 | 0 | 0 | 0 | 0 | 0 | 0 | 0 | 0 | 0 | 0 | 0 | 0 | 0 | 0 | 0 | 0
CCA | 0 | 0 | 0 | 0 | 0 | 0 | 0 | 0 | 0 | 0 | 0 | 0 | 0 | 0 | 0 | 0 | 0 | 0 | 0 | 0 | 0 | 0 | 0 | 0 | 0 | 0 | 0 | 0 | 0 | 0 | 0 | 0 | 0 | 0 | 0 | 0 | 0 | 0 | 0 | 0 | 0 | 0 | 0 | 0 | 0 | 0 | 0 | 0 | 0 | 0 | 0 | 0 | 0 | 0 | 0 | 0 | 0 | 0 | 0 | 0 | 0 | 0 | 0 | 0 | 0 | 0 | 0 | 0 | 0 | 0 | 0 | 0 | 0 | 0 | 0 | 0 | 0 | 0 | 0 | 0 | 0 | 0 | 0 | 0 | 0 | 0 | 0 | 0 | 0 | 0 | 0 | 0 | 0 | 0 | 0 | 0 | 0 | 0 | 0 | 0
UCC Close Balance | 0 | 0 | 0 | 0 | 1934026.3818 | 1934026.3818 | 1934026.3818 | 1934026.3818 | 1934026.3818 | 1934026.3818 | 1934026.3818 | 1934026.3818 | 1934026.3818 | 1934026.3818 | 1934026.3818 | 1934026.3818 | 1934026.3818 | 1934026.3818 | 1934026.3818 | 1934026.3818 | 1934026.3818 | 1934026.3818 | 1934026.3818 | 1934026.3818 | 1934026.3818 | 1934026.3818 | 1934026.3818 | 1934026.3818 | 1934026.3818 | 1934026.3818 | 1934026.3818 | 1934026.3818 | 1934026.3818 | 1934026.3818 | 1934026.3818 | 1934026.3818 | 1934026.3818 | 1934026.3818 | 1934026.3818 | 1934026.3818 | 1934026.3818 | 1934026.3818 | 1934026.3818 | 1934026.3818 | 1934026.3818 | 1934026.3818 | 1934026.3818 | 1934026.3818 | 1934026.3818 | 1934026.3818 | 1934026.3818 | 1934026.3818 | 0 | 0 | 0 | 0 | 0 | 0 | 0 | 0 | 0 | 0 | 0 | 0 | 0 | 0 | 0 | 0 | 0 | 0 | 0 | 0 | 0 | 0 | 0 | 0 | 0 | 0 | 0 | 0 | 0 | 0 | 0 | 0 | 0 | 0 | 0 | 0 | 0 | 0 | 0 | 0 | 0 | 0 | 0 | 0 | 0 | 0 | 0 | 0
PPE Open Balance | 0 | 0 | 0 | 0 | 0 | 1934026.3818 | 1934026.3818 | 1934026.3818 | 1934026.3818 | 1934026.3818 | 1934026.3818 | 1934026.3818 | 1934026.3818 | 1934026.3818 | 1934026.3818 | 1934026.3818 | 1934026.3818 | 1934026.3818 | 1934026.3818 | 1934026.3818 | 1934026.3818 | 1934026.3818 | 1934026.3818 | 1934026.3818 | 1934026.3818 | 1934026.3818 | 1934026.3818 | 1934026.3818 | 1934026.3818 | 1934026.3818 | 1934026.3818 | 1934026.3818 | 1934026.3818 | 1934026.3818 | 1934026.3818 | 1934026.3818 | 1934026.3818 | 1934026.3818 | 1934026.3818 | 1934026.3818 | 1934026.3818 | 1934026.3818 | 1934026.3818 | 1934026.3818 | 1934026.3818 | 1934026.3818 | 1934026.3818 | 1934026.3818 | 1934026.3818 | 1934026.3818 | 1934026.3818 | 1934026.3818 | 1934026.3818 | 0 | 0 | 0 | 0 | 0 | 0 | 0 | 0 | 0 | 0 | 0 | 0 | 0 | 0 | 0 | 0 | 0 | 0 | 0 | 0 | 0 | 0 | 0 | 0 | 0 | 0 | 0 | 0 | 0 | 0 | 0 | 0 | 0 | 0 | 0 | 0 | 0 | 0 | 0 | 0 | 0 | 0 | 0 | 0 | 0 | 0 | 0
New Capital | 0 | 0 | 0 | 0 | 1934026.3818 | 0 | 0 | 0 | 0 | 0 | 0 | 0 | 0 | 0 | 0 | 0 | 0 | 0 | 0 | 0 | 0 | 0 | 0 | 0 | 0 | 0 | 0 | 0 | 0 | 0 | 0 | 0 | 0 | 0 | 0 | 0 | 0 | 0 | 0 | 0 | 0 | 0 | 0 | 0 | 0 | 0 | 0 | 0 | 0 | 0 | 0 | 0 | -1934026.3818 | 0 | 0 | 0 | 0 | 0 | 0 | 0 | 0 | 0 | 0 | 0 | 0 | 0 | 0 | 0 | 0 | 0 | 0 | 0 | 0 | 0 | 0 | 0 | 0 | 0 | 0 | 0 | 0 | 0 | 0 | 0 | 0 | 0 | 0 | 0 | 0 | 0 | 0 | 0 | 0 | 0 | 0 | 0 | 0 | 0 | 0 | 0
Depreciation | 0 | 0 | 0 | 0 | 0 | 0 | 0 | 0 | 0 | 0 | 0 | 0 | 0 | 0 | 0 | 0 | 0 | 0 | 0 | 0 | 0 | 0 | 0 | 0 | 0 | 0 | 0 | 0 | 0 | 0 | 0 | 0 | 0 | 0 | 0 | 0 | 0 | 0 | 0 | 0 | 0 | 0 | 0 | 0 | 0 | 0 | 0 | 0 | 0 | 0 | 0 | 0 | 0 | 0 | 0 | 0 | 0 | 0 | 0 | 0 | 0 | 0 | 0 | 0 | 0 | 0 | 0 | 0 | 0 | 0 | 0 | 0 | 0 | 0 | 0 | 0 | 0 | 0 | 0 | 0 | 0 | 0 | 0 | 0 | 0 | 0 | 0 | 0 | 0 | 0 | 0 | 0 | 0 | 0 | 0 | 0 | 0 | 0 | 0 | 0
PPE Close Balance | 0 | 0 | 0 | 0 | 1934026.3818 | 1934026.3818 | 1934026.3818 | 1934026.3818 | 1934026.3818 | 1934026.3818 | 1934026.3818 | 1934026.3818 | 1934026.3818 | 1934026.3818 | 1934026.3818 | 1934026.3818 | 1934026.3818 | 1934026.3818 | 1934026.3818 | 1934026.3818 | 1934026.3818 | 1934026.3818 | 1934026.3818 | 1934026.3818 | 1934026.3818 | 1934026.3818 | 1934026.3818 | 1934026.3818 | 1934026.3818 | 1934026.3818 | 1934026.3818 | 1934026.3818 | 1934026.3818 | 1934026.3818 | 1934026.3818 | 1934026.3818 | 1934026.3818 | 1934026.3818 | 1934026.3818 | 1934026.3818 | 1934026.3818 | 1934026.3818 | 1934026.3818 | 1934026.3818 | 1934026.3818 | 1934026.3818 | 1934026.3818 | 1934026.3818 | 1934026.3818 | 1934026.3818 | 1934026.3818 | 1934026.3818 | 0 | 0 | 0 | 0 | 0 | 0 | 0 | 0 | 0 | 0 | 0 | 0 | 0 | 0 | 0 | 0 | 0 | 0 | 0 | 0 | 0 | 0 | 0 | 0 | 0 | 0 | 0 | 0 | 0 | 0 | 0 | 0 | 0 | 0 | 0 | 0 | 0 | 0 | 0 | 0 | 0 | 0 | 0 | 0 | 0 | 0 | 0 | 0
Barrie MS
UCC Open Balance | 0 | 0 | 0 | 0 | 0 | 1934026.3821 | 1934026.3821 | 1934026.3821 | 1934026.3821 | 1934026.3821 | 1934026.3821 | 1934026.3821 | 1934026.3821 | 1934026.3821 | 1934026.3821 | 1934026.3821 | 1934026.3821 | 1934026.3821 | 1934026.3821 | 1934026.3821 | 1934026.3821 | 1934026.3821 | 1934026.3821 | 1934026.3821 | 1934026.3821 | 1934026.3821 | 1934026.3821 | 1934026.3821 | 1934026.3821 | 1934026.3821 | 1934026.3821 | 1934026.3821 | 1934026.3821 | 1934026.3821 | 1934026.3821 | 1934026.3821 | 1934026.3821 | 1934026.3821 | 1934026.3821 | 1934026.3821 | 1934026.3821 | 1934026.3821 | 1934026.3821 | 1934026.3821 | 1934026.3821 | 1934026.3821 | 1934026.3821 | 1934026.3821 | 1934026.3821 | 1934026.3821 | 1934026.3821 | 1934026.3821 | 1934026.3821 | 0 | 0 | 0 | 0 | 0 | 0 | 0 | 0 | 0 | 0 | 0 | 0 | 0 | 0 | 0 | 0 | 0 | 0 | 0 | 0 | 0 | 0 | 0 | 0 | 0 | 0 | 0 | 0 | 0 | 0 | 0 | 0 | 0 | 0 | 0 | 0 | 0 | 0 | 0 | 0 | 0 | 0 | 0 | 0 | 0 | 0 | 0
New Capital | 0 | 0 | 0 | 0 | 1934026.3821 | 0 | 0 | 0 | 0 | 0 | 0 | 0 | 0 | 0 | 0 | 0 | 0 | 0 | 0 | 0 | 0 | 0 | 0 | 0 | 0 | 0 | 0 | 0 | 0 | 0 | 0 | 0 | 0 | 0 | 0 | 0 | 0 | 0 | 0 | 0 | 0 | 0 | 0 | 0 | 0 | 0 | 0 | 0 | 0 | 0 | 0 | 0 | -1934026.3821 | 0 | 0 | 0 | 0 | 0 | 0 | 0 | 0 | 0 | 0 | 0 | 0 | 0 | 0 | 0 | 0 | 0 | 0 | 0 | 0 | 0 | 0 | 0 | 0 | 0 | 0 | 0 | 0 | 0 | 0 | 0 | 0 | 0 | 0 | 0 | 0 | 0 | 0 | 0 | 0 | 0 | 0 | 0 | 0 | 0 | 0 | 0
CCA | 0 | 0 | 0 | 0 | 0 | 0 | 0 | 0 | 0 | 0 | 0 | 0 | 0 | 0 | 0 | 0 | 0 | 0 | 0 | 0 | 0 | 0 | 0 | 0 | 0 | 0 | 0 | 0 | 0 | 0 | 0 | 0 | 0 | 0 | 0 | 0 | 0 | 0 | 0 | 0 | 0 | 0 | 0 | 0 | 0 | 0 | 0 | 0 | 0 | 0 | 0 | 0 | 0 | 0 | 0 | 0 | 0 | 0 | 0 | 0 | 0 | 0 | 0 | 0 | 0 | 0 | 0 | 0 | 0 | 0 | 0 | 0 | 0 | 0 | 0 | 0 | 0 | 0 | 0 | 0 | 0 | 0 | 0 | 0 | 0 | 0 | 0 | 0 | 0 | 0 | 0 | 0 | 0 | 0 | 0 | 0 | 0 | 0 | 0 | 0
UCC Close Balance | 0 | 0 | 0 | 0 | 1934026.3821 | 1934026.3821 | 1934026.3821 | 1934026.3821 | 1934026.3821 | 1934026.3821 | 1934026.3821 | 1934026.3821 | 1934026.3821 | 1934026.3821 | 1934026.3821 | 1934026.3821 | 1934026.3821 | 1934026.3821 | 1934026.3821 | 1934026.3821 | 1934026.3821 | 1934026.3821 | 1934026.3821 | 1934026.3821 | 1934026.3821 | 1934026.3821 | 1934026.3821 | 1934026.3821 | 1934026.3821 | 1934026.3821 | 1934026.3821 | 1934026.3821 | 1934026.3821 | 1934026.3821 | 1934026.3821 | 1934026.3821 | 1934026.3821 | 1934026.3821 | 1934026.3821 | 1934026.3821 | 1934026.3821 | 1934026.3821 | 1934026.3821 | 1934026.3821 | 1934026.3821 | 1934026.3821 | 1934026.3821 | 1934026.3821 | 1934026.3821 | 1934026.3821 | 1934026.3821 | 1934026.3821 | 0 | 0 | 0 | 0 | 0 | 0 | 0 | 0 | 0 | 0 | 0 | 0 | 0 | 0 | 0 | 0 | 0 | 0 | 0 | 0 | 0 | 0 | 0 | 0 | 0 | 0 | 0 | 0 | 0 | 0 | 0 | 0 | 0 | 0 | 0 | 0 | 0 | 0 | 0 | 0 | 0 | 0 | 0 | 0 | 0 | 0 | 0 | 0
PPE Open Balance | 0 | 0 | 0 | 0 | 0 | 1934026.3821 | 1934026.3821 | 1934026.3821 | 1934026.3821 | 1934026.3821 | 1934026.3821 | 1934026.3821 | 1934026.3821 | 1934026.3821 | 1934026.3821 | 1934026.3821 | 1934026.3821 | 1934026.3821 | 1934026.3821 | 1934026.3821 | 1934026.3821 | 1934026.3821 | 1934026.3821 | 1934026.3821 | 1934026.3821 | 1934026.3821 | 1934026.3821 | 1934026.3821 | 1934026.3821 | 1934026.3821 | 1934026.3821 | 1934026.3821 | 1934026.3821 | 1934026.3821 | 1934026.3821 | 1934026.3821 | 1934026.3821 | 1934026.3821 | 1934026.3821 | 1934026.3821 | 1934026.3821 | 1934026.3821 | 1934026.3821 | 1934026.3821 | 1934026.3821 | 1934026.3821 | 1934026.3821 | 1934026.3821 | 1934026.3821 | 1934026.3821 | 1934026.3821 | 1934026.3821 | 1934026.3821 | 0 | 0 | 0 | 0 | 0 | 0 | 0 | 0 | 0 | 0 | 0 | 0 | 0 | 0 | 0 | 0 | 0 | 0 | 0 | 0 | 0 | 0 | 0 | 0 | 0 | 0 | 0 | 0 | 0 | 0 | 0 | 0 | 0 | 0 | 0 | 0 | 0 | 0 | 0 | 0 | 0 | 0 | 0 | 0 | 0 | 0 | 0
New Capital | 0 | 0 | 0 | 0 | 1934026.3821 | 0 | 0 | 0 | 0 | 0 | 0 | 0 | 0 | 0 | 0 | 0 | 0 | 0 | 0 | 0 | 0 | 0 | 0 | 0 | 0 | 0 | 0 | 0 | 0 | 0 | 0 | 0 | 0 | 0 | 0 | 0 | 0 | 0 | 0 | 0 | 0 | 0 | 0 | 0 | 0 | 0 | 0 | 0 | 0 | 0 | 0 | 0 | -1934026.3821 | 0 | 0 | 0 | 0 | 0 | 0 | 0 | 0 | 0 | 0 | 0 | 0 | 0 | 0 | 0 | 0 | 0 | 0 | 0 | 0 | 0 | 0 | 0 | 0 | 0 | 0 | 0 | 0 | 0 | 0 | 0 | 0 | 0 | 0 | 0 | 0 | 0 | 0 | 0 | 0 | 0 | 0 | 0 | 0 | 0 | 0 | 0
Depreciation | 0 | 0 | 0 | 0 | 0 | 0 | 0 | 0 | 0 | 0 | 0 | 0 | 0 | 0 | 0 | 0 | 0 | 0 | 0 | 0 | 0 | 0 | 0 | 0 | 0 | 0 | 0 | 0 | 0 | 0 | 0 | 0 | 0 | 0 | 0 | 0 | 0 | 0 | 0 | 0 | 0 | 0 | 0 | 0 | 0 | 0 | 0 | 0 | 0 | 0 | 0 | 0 | 0 | 0 | 0 | 0 | 0 | 0 | 0 | 0 | 0 | 0 | 0 | 0 | 0 | 0 | 0 | 0 | 0 | 0 | 0 | 0 | 0 | 0 | 0 | 0 | 0 | 0 | 0 | 0 | 0 | 0 | 0 | 0 | 0 | 0 | 0 | 0 | 0 | 0 | 0 | 0 | 0 | 0 | 0 | 0 | 0 | 0 | 0 | 0
PPE Close Balance | 0 | 0 | 0 | 0 | 1934026.3821 | 1934026.3821 | 1934026.3821 | 1934026.3821 | 1934026.3821 | 1934026.3821 | 1934026.3821 | 1934026.3821 | 1934026.3821 | 1934026.3821 | 1934026.3821 | 1934026.3821 | 1934026.3821 | 1934026.3821 | 1934026.3821 | 1934026.3821 | 1934026.3821 | 1934026.3821 | 1934026.3821 | 1934026.3821 | 1934026.3821 | 1934026.3821 | 1934026.3821 | 1934026.3821 | 1934026.3821 | 1934026.3821 | 1934026.3821 | 1934026.3821 | 1934026.3821 | 1934026.3821 | 1934026.3821 | 1934026.3821 | 1934026.3821 | 1934026.3821 | 1934026.3821 | 1934026.3821 | 1934026.3821 | 1934026.3821 | 1934026.3821 | 1934026.3821 | 1934026.3821 | 1934026.3821 | 1934026.3821 | 1934026.3821 | 1934026.3821 | 1934026.3821 | 1934026.3821 | 1934026.3821 | 0 | 0 | 0 | 0 | 0 | 0 | 0 | 0 | 0 | 0 | 0 | 0 | 0 | 0 | 0 | 0 | 0 | 0 | 0 | 0 | 0 | 0 | 0 | 0 | 0 | 0 | 0 | 0 | 0 | 0 | 0 | 0 | 0 | 0 | 0 | 0 | 0 | 0 | 0 | 0 | 0 | 0 | 0 | 0 | 0 | 0 | 0 | 0
Stations - Capital-in-Service
Nebo TS | 2025 1: 0; 2026 2: 0; 2027 3: 0; 2028 4: 0; 2029 5: 0; 2030 6: 0; 2031 7: 0; 2032 8: 0; 2033 9: 62054918.9588
Newton TS | 2025 1: 0; 2026 2: 0; 2027 3: 0; 2028 4: 0; 2029 5: 0; 2030 6: 0; 2031 7: 25458016.6671; 2032 8: 0; 2033 9: 0
Melbourne MS | 2025 1: 0; 2026 2: 0; 2027 3: 0; 2028 4: 0; 2029 5: 0; 2030 6: 9186512.3772; 2031 7: 0; 2032 8: 0; 2033 9: 0
Alliston MS | 2025 1: 0; 2026 2: 0; 2027 3: 0; 2028 4: 0; 2029 5: 0; 2030 6: 0; 2031 7: 0; 2032 8: 16542416.7158; 2033 9: 0
Barrie MS | 2025 1: 0; 2026 2: 0; 2027 3: 0; 2028 4: 0; 2029 5: 0; 2030 6: 0; 2031 7: 0; 2032 8: 10878684.7125; 2033 9: 0
Nebo TS
UCC Open Balance | 0 | 0 | 0 | 0 | 0 | 0 | 0 | 0 | 0 | 59572722.2004 | 54806904.4244 | 50422352.0705 | 46388563.9048 | 42677478.7924 | 39263280.489 | 36122218.0499 | 33232440.6059 | 30573845.3575 | 28127937.7289 | 25877702.7105 | 23807486.4937 | 21902887.5742 | 20150656.5683 | 18538604.0428 | 17055515.7194 | 15691074.4618 | 14435788.5049 | 13280925.4245 | 12218451.3905 | 11240975.2793 | 10341697.2569 | 9514361.4764 | 8753212.5583 | 8052955.5536 | 7408719.1093 | 6816021.5806 | 6270739.8541 | 5769080.6658 | 5307554.2125 | 4882949.8755 | 4492313.8855 | 4132928.7747 | 3802294.4727 | 3498110.9149 | 3218262.0417 | 2960801.0783 | 2723936.9921 | 2506022.0327 | 2305540.2701 | 2121097.0485 | 1951409.2846 | 1795296.5418 | 1651672.8185 | 1519538.993 | 0 | 0 | 0 | 0 | 0 | 0 | 0 | 0 | 0 | 0 | 0 | 0 | 0 | 0 | 0 | 0 | 0 | 0 | 0 | 0 | 0 | 0 | 0 | 0 | 0 | 0 | 0 | 0 | 0 | 0 | 0 | 0 | 0 | 0 | 0 | 0 | 0 | 0 | 0 | 0 | 0 | 0 | 0 | 0 | 0 | 0
New Capital | 0 | 0 | 0 | 0 | 0 | 0 | 0 | 0 | 62054918.9588 | 0 | 0 | 0 | 0 | 0 | 0 | 0 | 0 | 0 | 0 | 0 | 0 | 0 | 0 | 0 | 0 | 0 | 0 | 0 | 0 | 0 | 0 | 0 | 0 | 0 | 0 | 0 | 0 | 0 | 0 | 0 | 0 | 0 | 0 | 0 | 0 | 0 | 0 | 0 | 0 | 0 | 0 | 0 | 0 | 0 | 0 | 0 | 0 | 0 | 0 | 0 | 0 | 0 | 0 | 0 | 0 | 0 | 0 | 0 | 0 | 0 | 0 | 0 | 0 | 0 | 0 | 0 | 0 | 0 | 0 | 0 | 0 | 0 | 0 | 0 | 0 | 0 | 0 | 0 | 0 | 0 | 0 | 0 | 0 | 0 | 0 | 0 | 0 | 0 | 0 | 0
CCA | 0 | 0 | 0 | 0 | 0 | 0 | 0 | 0 | -2482196.7584 | -4765817.776 | -4384552.354 | -4033788.1656 | -3711085.1124 | -3414198.3034 | -3141062.4391 | -2889777.444 | -2658595.2485 | -2445907.6286 | -2250235.0183 | -2070216.2168 | -1904598.9195 | -1752231.0059 | -1612052.5255 | -1483088.3234 | -1364441.2576 | -1255285.9569 | -1154863.0804 | -1062474.034 | -977476.1112 | -899278.0223 | -827335.7806 | -761148.9181 | -700257.0047 | -644236.4443 | -592697.5287 | -545281.7264 | -501659.1883 | -461526.4533 | -424604.337 | -390635.99 | -359385.1108 | -330634.302 | -304183.5578 | -279848.8732 | -257460.9633 | -236864.0863 | -217914.9594 | -200481.7626 | -184443.2216 | -169687.7639 | -156112.7428 | -143623.7233 | -132133.8255 | -1519538.993 | 0 | 0 | 0 | 0 | 0 | 0 | 0 | 0 | 0 | 0 | 0 | 0 | 0 | 0 | 0 | 0 | 0 | 0 | 0 | 0 | 0 | 0 | 0 | 0 | 0 | 0 | 0 | 0 | 0 | 0 | 0 | 0 | 0 | 0 | 0 | 0 | 0 | 0 | 0 | 0 | 0 | 0 | 0 | 0 | 0 | 0
UCC Close Balance | 0 | 0 | 0 | 0 | 0 | 0 | 0 | 0 | 59572722.2004 | 54806904.4244 | 50422352.0705 | 46388563.9048 | 42677478.7924 | 39263280.489 | 36122218.0499 | 33232440.6059 | 30573845.3575 | 28127937.7289 | 25877702.7105 | 23807486.4937 | 21902887.5742 | 20150656.5683 | 18538604.0428 | 17055515.7194 | 15691074.4618 | 14435788.5049 | 13280925.4245 | 12218451.3905 | 11240975.2793 | 10341697.2569 | 9514361.4764 | 8753212.5583 | 8052955.5536 | 7408719.1093 | 6816021.5806 | 6270739.8541 | 5769080.6658 | 5307554.2125 | 4882949.8755 | 4492313.8855 | 4132928.7747 | 3802294.4727 | 3498110.9149 | 3218262.0417 | 2960801.0783 | 2723936.9921 | 2506022.0327 | 2305540.2701 | 2121097.0485 | 1951409.2846 | 1795296.5418 | 1651672.8185 | 1519538.993 | 0 | 0 | 0 | 0 | 0 | 0 | 0 | 0 | 0 | 0 | 0 | 0 | 0 | 0 | 0 | 0 | 0 | 0 | 0 | 0 | 0 | 0 | 0 | 0 | 0 | 0 | 0 | 0 | 0 | 0 | 0 | 0 | 0 | 0 | 0 | 0 | 0 | 0 | 0 | 0 | 0 | 0 | 0 | 0 | 0 | 0 | 0
PPE Open Balance | 0 | 0 | 0 | 0 | 0 | 0 | 0 | 0 | 0 | 61365419.8593 | 59986421.6602 | 58607423.4611 | 57228425.262 | 55849427.0629 | 54470428.8638 | 53091430.6648 | 51712432.4657 | 50333434.2666 | 48954436.0675 | 47575437.8684 | 46196439.6693 | 44817441.4702 | 43438443.2712 | 42059445.0721 | 40680446.873 | 39301448.6739 | 37922450.4748 | 36543452.2757 | 35164454.0767 | 33785455.8776 | 32406457.6785 | 31027459.4794 | 29648461.2803 | 28269463.0812 | 26890464.8821 | 25511466.6831 | 24132468.484 | 22753470.2849 | 21374472.0858 | 19995473.8867 | 18616475.6876 | 17237477.4886 | 15858479.2895 | 14479481.0904 | 13100482.8913 | 11721484.6922 | 10342486.4931 | 8963488.294 | 7584490.095 | 6205491.8959 | 4826493.6968 | 3447495.4977 | 2068497.2986 | 689499.0995 | 0 | 0 | 0 | 0 | 0 | 0 | 0 | 0 | 0 | 0 | 0 | 0 | 0 | 0 | 0 | 0 | 0 | 0 | 0 | 0 | 0 | 0 | 0 | 0 | 0 | 0 | 0 | 0 | 0 | 0 | 0 | 0 | 0 | 0 | 0 | 0 | 0 | 0 | 0 | 0 | 0 | 0 | 0 | 0 | 0 | 0
New Capital | 0 | 0 | 0 | 0 | 0 | 0 | 0 | 0 | 62054918.9588 | 0 | 0 | 0 | 0 | 0 | 0 | 0 | 0 | 0 | 0 | 0 | 0 | 0 | 0 | 0 | 0 | 0 | 0 | 0 | 0 | 0 | 0 | 0 | 0 | 0 | 0 | 0 | 0 | 0 | 0 | 0 | 0 | 0 | 0 | 0 | 0 | 0 | 0 | 0 | 0 | 0 | 0 | 0 | 0 | 0 | 0 | 0 | 0 | 0 | 0 | 0 | 0 | 0 | 0 | 0 | 0 | 0 | 0 | 0 | 0 | 0 | 0 | 0 | 0 | 0 | 0 | 0 | 0 | 0 | 0 | 0 | 0 | 0 | 0 | 0 | 0 | 0 | 0 | 0 | 0 | 0 | 0 | 0 | 0 | 0 | 0 | 0 | 0 | 0 | 0 | 0
Depreciation | 0 | 0 | 0 | 0 | 0 | 0 | 0 | 0 | -689499.0995 | -1378998.1991 | -1378998.1991 | -1378998.1991 | -1378998.1991 | -1378998.1991 | -1378998.1991 | -1378998.1991 | -1378998.1991 | -1378998.1991 | -1378998.1991 | -1378998.1991 | -1378998.1991 | -1378998.1991 | -1378998.1991 | -1378998.1991 | -1378998.1991 | -1378998.1991 | -1378998.1991 | -1378998.1991 | -1378998.1991 | -1378998.1991 | -1378998.1991 | -1378998.1991 | -1378998.1991 | -1378998.1991 | -1378998.1991 | -1378998.1991 | -1378998.1991 | -1378998.1991 | -1378998.1991 | -1378998.1991 | -1378998.1991 | -1378998.1991 | -1378998.1991 | -1378998.1991 | -1378998.1991 | -1378998.1991 | -1378998.1991 | -1378998.1991 | -1378998.1991 | -1378998.1991 | -1378998.1991 | -1378998.1991 | -1378998.1991 | -689499.0995 | 0 | 0 | 0 | 0 | 0 | 0 | 0 | 0 | 0 | 0 | 0 | 0 | 0 | 0 | 0 | 0 | 0 | 0 | 0 | 0 | 0 | 0 | 0 | 0 | 0 | 0 | 0 | 0 | 0 | 0 | 0 | 0 | 0 | 0 | 0 | 0 | 0 | 0 | 0 | 0 | 0 | 0 | 0 | 0 | 0 | 0
PPE Close Balance | 0 | 0 | 0 | 0 | 0 | 0 | 0 | 0 | 61365419.8593 | 59986421.6602 | 58607423.4611 | 57228425.262 | 55849427.0629 | 54470428.8638 | 53091430.6648 | 51712432.4657 | 50333434.2666 | 48954436.0675 | 47575437.8684 | 46196439.6693 | 44817441.4702 | 43438443.2712 | 42059445.0721 | 40680446.873 | 39301448.6739 | 37922450.4748 | 36543452.2757 | 35164454.0767 | 33785455.8776 | 32406457.6785 | 31027459.4794 | 29648461.2803 | 28269463.0812 | 26890464.8821 | 25511466.6831 | 24132468.484 | 22753470.2849 | 21374472.0858 | 19995473.8867 | 18616475.6876 | 17237477.4886 | 15858479.2895 | 14479481.0904 | 13100482.8913 | 11721484.6922 | 10342486.4931 | 8963488.294 | 7584490.095 | 6205491.8959 | 4826493.6968 | 3447495.4977 | 2068497.2986 | 689499.0995 | 0 | 0 | 0 | 0 | 0 | 0 | 0 | 0 | 0 | 0 | 0 | 0 | 0 | 0 | 0 | 0 | 0 | 0 | 0 | 0 | 0 | 0 | 0 | 0 | 0 | 0 | 0 | 0 | 0 | 0 | 0 | 0 | 0 | 0 | 0 | 0 | 0 | 0 | 0 | 0 | 0 | 0 | 0 | 0 | 0 | 0 | 0
Newton TS
UCC Open Balance | 0 | 0 | 0 | 0 | 0 | 0 | 0 | 24439696.0004 | 22484520.3204 | 20685758.6948 | 19030897.9992 | 17508426.1592 | 16107752.0665 | 14819131.9012 | 13633601.3491 | 12542913.2412 | 11539480.1819 | 10616321.7673 | 9767016.0259 | 8985654.7439 | 8266802.3643 | 7605458.1752 | 6997021.5212 | 6437259.7995 | 5922279.0155 | 5448496.6943 | 5012616.9587 | 4611607.602 | 4242678.9939 | 3903264.6744 | 3591003.5004 | 3303723.2204 | 3039425.3628 | 2796271.3337 | 2572569.627 | 2366764.0569 | 2177422.9323 | 2003229.0977 | 1842970.7699 | 1695533.1083 | 1559890.4597 | 1435099.2229 | 1320291.2851 | 1214667.9823 | 1117494.5437 | 1028094.9802 | 945847.3818 | 870179.5912 | 800565.2239 | 736520.006 | 677598.4055 | 623390.5331 | 0 | 0 | 0 | 0 | 0 | 0 | 0 | 0 | 0 | 0 | 0 | 0 | 0 | 0 | 0 | 0 | 0 | 0 | 0 | 0 | 0 | 0 | 0 | 0 | 0 | 0 | 0 | 0 | 0 | 0 | 0 | 0 | 0 | 0 | 0 | 0 | 0 | 0 | 0 | 0 | 0 | 0 | 0 | 0 | 0 | 0 | 0 | 0
New Capital | 0 | 0 | 0 | 0 | 0 | 0 | 25458016.6671 | 0 | 0 | 0 | 0 | 0 | 0 | 0 | 0 | 0 | 0 | 0 | 0 | 0 | 0 | 0 | 0 | 0 | 0 | 0 | 0 | 0 | 0 | 0 | 0 | 0 | 0 | 0 | 0 | 0 | 0 | 0 | 0 | 0 | 0 | 0 | 0 | 0 | 0 | 0 | 0 | 0 | 0 | 0 | 0 | 0 | 0 | 0 | 0 | 0 | 0 | 0 | 0 | 0 | 0 | 0 | 0 | 0 | 0 | 0 | 0 | 0 | 0 | 0 | 0 | 0 | 0 | 0 | 0 | 0 | 0 | 0 | 0 | 0 | 0 | 0 | 0 | 0 | 0 | 0 | 0 | 0 | 0 | 0 | 0 | 0 | 0 | 0 | 0 | 0 | 0 | 0 | 0 | 0
CCA | 0 | 0 | 0 | 0 | 0 | 0 | -1018320.6667 | -1955175.68 | -1798761.6256 | -1654860.6956 | -1522471.8399 | -1400674.0927 | -1288620.1653 | -1185530.5521 | -1090688.1079 | -1003433.0593 | -923158.4145 | -849305.7414 | -781361.2821 | -718852.3795 | -661344.1891 | -608436.654 | -559761.7217 | -514980.784 | -473782.3212 | -435879.7355 | -401009.3567 | -368928.6082 | -339414.3195 | -312261.1739 | -287280.28 | -264297.8576 | -243154.029 | -223701.7067 | -205805.5702 | -189341.1245 | -174193.8346 | -160258.3278 | -147437.6616 | -135642.6487 | -124791.2368 | -114807.9378 | -105623.3028 | -97173.4386 | -89399.5635 | -82247.5984 | -75667.7905 | -69614.3673 | -64045.2179 | -58921.6005 | -54207.8724 | -623390.5331 | 0 | 0 | 0 | 0 | 0 | 0 | 0 | 0 | 0 | 0 | 0 | 0 | 0 | 0 | 0 | 0 | 0 | 0 | 0 | 0 | 0 | 0 | 0 | 0 | 0 | 0 | 0 | 0 | 0 | 0 | 0 | 0 | 0 | 0 | 0 | 0 | 0 | 0 | 0 | 0 | 0 | 0 | 0 | 0 | 0 | 0 | 0 | 0
UCC Close Balance | 0 | 0 | 0 | 0 | 0 | 0 | 24439696.0004 | 22484520.3204 | 20685758.6948 | 19030897.9992 | 17508426.1592 | 16107752.0665 | 14819131.9012 | 13633601.3491 | 12542913.2412 | 11539480.1819 | 10616321.7673 | 9767016.0259 | 8985654.7439 | 8266802.3643 | 7605458.1752 | 6997021.5212 | 6437259.7995 | 5922279.0155 | 5448496.6943 | 5012616.9587 | 4611607.602 | 4242678.9939 | 3903264.6744 | 3591003.5004 | 3303723.2204 | 3039425.3628 | 2796271.3337 | 2572569.627 | 2366764.0569 | 2177422.9323 | 2003229.0977 | 1842970.7699 | 1695533.1083 | 1559890.4597 | 1435099.2229 | 1320291.2851 | 1214667.9823 | 1117494.5437 | 1028094.9802 | 945847.3818 | 870179.5912 | 800565.2239 | 736520.006 | 677598.4055 | 623390.5331 | 0 | 0 | 0 | 0 | 0 | 0 | 0 | 0 | 0 | 0 | 0 | 0 | 0 | 0 | 0 | 0 | 0 | 0 | 0 | 0 | 0 | 0 | 0 | 0 | 0 | 0 | 0 | 0 | 0 | 0 | 0 | 0 | 0 | 0 | 0 | 0 | 0 | 0 | 0 | 0 | 0 | 0 | 0 | 0 | 0 | 0 | 0 | 0 | 0
PPE Open Balance | 0 | 0 | 0 | 0 | 0 | 0 | 0 | 25175149.8152 | 24609416.1115 | 24043682.4078 | 23477948.7041 | 22912215.0004 | 22346481.2967 | 21780747.593 | 21215013.8892 | 20649280.1855 | 20083546.4818 | 19517812.7781 | 18952079.0744 | 18386345.3707 | 17820611.667 | 17254877.9633 | 16689144.2595 | 16123410.5558 | 15557676.8521 | 14991943.1484 | 14426209.4447 | 13860475.741 | 13294742.0373 | 12729008.3335 | 12163274.6298 | 11597540.9261 | 11031807.2224 | 10466073.5187 | 9900339.815 | 9334606.1113 | 8768872.4076 | 8203138.7038 | 7637405.0001 | 7071671.2964 | 6505937.5927 | 5940203.889 | 5374470.1853 | 4808736.4816 | 4243002.7778 | 3677269.0741 | 3111535.3704 | 2545801.6667 | 1980067.963 | 1414334.2593 | 848600.5556 | 282866.8519 | 0 | 0 | 0 | 0 | 0 | 0 | 0 | 0 | 0 | 0 | 0 | 0 | 0 | 0 | 0 | 0 | 0 | 0 | 0 | 0 | 0 | 0 | 0 | 0 | 0 | 0 | 0 | 0 | 0 | 0 | 0 | 0 | 0 | 0 | 0 | 0 | 0 | 0 | 0 | 0 | 0 | 0 | 0 | 0 | 0 | 0 | 0 | 0
New Capital | 0 | 0 | 0 | 0 | 0 | 0 | 25458016.6671 | 0 | 0 | 0 | 0 | 0 | 0 | 0 | 0 | 0 | 0 | 0 | 0 | 0 | 0 | 0 | 0 | 0 | 0 | 0 | 0 | 0 | 0 | 0 | 0 | 0 | 0 | 0 | 0 | 0 | 0 | 0 | 0 | 0 | 0 | 0 | 0 | 0 | 0 | 0 | 0 | 0 | 0 | 0 | 0 | 0 | 0 | 0 | 0 | 0 | 0 | 0 | 0 | 0 | 0 | 0 | 0 | 0 | 0 | 0 | 0 | 0 | 0 | 0 | 0 | 0 | 0 | 0 | 0 | 0 | 0 | 0 | 0 | 0 | 0 | 0 | 0 | 0 | 0 | 0 | 0 | 0 | 0 | 0 | 0 | 0 | 0 | 0 | 0 | 0 | 0 | 0 | 0 | 0
Depreciation | 0 | 0 | 0 | 0 | 0 | 0 | -282866.8519 | -565733.7037 | -565733.7037 | -565733.7037 | -565733.7037 | -565733.7037 | -565733.7037 | -565733.7037 | -565733.7037 | -565733.7037 | -565733.7037 | -565733.7037 | -565733.7037 | -565733.7037 | -565733.7037 | -565733.7037 | -565733.7037 | -565733.7037 | -565733.7037 | -565733.7037 | -565733.7037 | -565733.7037 | -565733.7037 | -565733.7037 | -565733.7037 | -565733.7037 | -565733.7037 | -565733.7037 | -565733.7037 | -565733.7037 | -565733.7037 | -565733.7037 | -565733.7037 | -565733.7037 | -565733.7037 | -565733.7037 | -565733.7037 | -565733.7037 | -565733.7037 | -565733.7037 | -565733.7037 | -565733.7037 | -565733.7037 | -565733.7037 | -565733.7037 | -282866.8519 | 0 | 0 | 0 | 0 | 0 | 0 | 0 | 0 | 0 | 0 | 0 | 0 | 0 | 0 | 0 | 0 | 0 | 0 | 0 | 0 | 0 | 0 | 0 | 0 | 0 | 0 | 0 | 0 | 0 | 0 | 0 | 0 | 0 | 0 | 0 | 0 | 0 | 0 | 0 | 0 | 0 | 0 | 0 | 0 | 0 | 0 | 0 | 0
PPE Close Balance | 0 | 0 | 0 | 0 | 0 | 0 | 25175149.8152 | 24609416.1115 | 24043682.4078 | 23477948.7041 | 22912215.0004 | 22346481.2967 | 21780747.593 | 21215013.8892 | 20649280.1855 | 20083546.4818 | 19517812.7781 | 18952079.0744 | 18386345.3707 | 17820611.667 | 17254877.9633 | 16689144.2595 | 16123410.5558 | 15557676.8521 | 14991943.1484 | 14426209.4447 | 13860475.741 | 13294742.0373 | 12729008.3335 | 12163274.6298 | 11597540.9261 | 11031807.2224 | 10466073.5187 | 9900339.815 | 9334606.1113 | 8768872.4076 | 8203138.7038 | 7637405.0001 | 7071671.2964 | 6505937.5927 | 5940203.889 | 5374470.1853 | 4808736.4816 | 4243002.7778 | 3677269.0741 | 3111535.3704 | 2545801.6667 | 1980067.963 | 1414334.2593 | 848600.5556 | 282866.8519 | 0 | 0 | 0 | 0 | 0 | 0 | 0 | 0 | 0 | 0 | 0 | 0 | 0 | 0 | 0 | 0 | 0 | 0 | 0 | 0 | 0 | 0 | 0 | 0 | 0 | 0 | 0 | 0 | 0 | 0 | 0 | 0 | 0 | 0 | 0 | 0 | 0 | 0 | 0 | 0 | 0 | 0 | 0 | 0 | 0 | 0 | 0 | 0 | 0
Melbourne MS
UCC Open Balance | 0 | 0 | 0 | 0 | 0 | 0 | 8819051.8821 | 8113527.7315 | 7464445.513 | 6867289.872 | 6317906.6822 | 5812474.1476 | 5347476.2158 | 4919678.1186 | 4526103.8691 | 4164015.5596 | 3830894.3148 | 3524422.7696 | 3242468.948 | 2983071.4322 | 2744425.7176 | 2524871.6602 | 2322881.9274 | 2137051.3732 | 1966087.2633 | 1808800.2823 | 1664096.2597 | 1530968.5589 | 1408491.0742 | 1295811.7883 | 1192146.8452 | 1096775.0976 | 1009033.0898 | 928310.4426 | 854045.6072 | 785721.9586 | 722864.2019 | 665035.0658 | 611832.2605 | 562885.6797 | 517854.8253 | 476426.4393 | 438312.3241 | 403247.3382 | 370987.5511 | 341308.5471 | 314003.8633 | 288883.5542 | 265772.8699 | 244511.0403 | 224950.1571 | 0 | 0 | 0 | 0 | 0 | 0 | 0 | 0 | 0 | 0 | 0 | 0 | 0 | 0 | 0 | 0 | 0 | 0 | 0 | 0 | 0 | 0 | 0 | 0 | 0 | 0 | 0 | 0 | 0 | 0 | 0 | 0 | 0 | 0 | 0 | 0 | 0 | 0 | 0 | 0 | 0 | 0 | 0 | 0 | 0 | 0 | 0 | 0 | 0
New Capital | 0 | 0 | 0 | 0 | 0 | 9186512.3772 | 0 | 0 | 0 | 0 | 0 | 0 | 0 | 0 | 0 | 0 | 0 | 0 | 0 | 0 | 0 | 0 | 0 | 0 | 0 | 0 | 0 | 0 | 0 | 0 | 0 | 0 | 0 | 0 | 0 | 0 | 0 | 0 | 0 | 0 | 0 | 0 | 0 | 0 | 0 | 0 | 0 | 0 | 0 | 0 | 0 | 0 | 0 | 0 | 0 | 0 | 0 | 0 | 0 | 0 | 0 | 0 | 0 | 0 | 0 | 0 | 0 | 0 | 0 | 0 | 0 | 0 | 0 | 0 | 0 | 0 | 0 | 0 | 0 | 0 | 0 | 0 | 0 | 0 | 0 | 0 | 0 | 0 | 0 | 0 | 0 | 0 | 0 | 0 | 0 | 0 | 0 | 0 | 0 | 0
CCA | 0 | 0 | 0 | 0 | 0 | -367460.4951 | -705524.1506 | -649082.2185 | -597155.641 | -549383.1898 | -505432.5346 | -464997.9318 | -427798.0973 | -393574.2495 | -362088.3095 | -333121.2448 | -306471.5452 | -281953.8216 | -259397.5158 | -238645.7146 | -219554.0574 | -201989.7328 | -185830.5542 | -170964.1099 | -157286.9811 | -144704.0226 | -133127.7008 | -122477.4847 | -112679.2859 | -103664.9431 | -95371.7476 | -87742.0078 | -80722.6472 | -74264.8354 | -68323.6486 | -62857.7567 | -57829.1362 | -53202.8053 | -48946.5808 | -45030.8544 | -41428.386 | -38114.1151 | -35064.9859 | -32259.7871 | -29679.0041 | -27304.6838 | -25120.3091 | -23110.6843 | -21261.8296 | -19560.8832 | -224950.1571 | 0 | 0 | 0 | 0 | 0 | 0 | 0 | 0 | 0 | 0 | 0 | 0 | 0 | 0 | 0 | 0 | 0 | 0 | 0 | 0 | 0 | 0 | 0 | 0 | 0 | 0 | 0 | 0 | 0 | 0 | 0 | 0 | 0 | 0 | 0 | 0 | 0 | 0 | 0 | 0 | 0 | 0 | 0 | 0 | 0 | 0 | 0 | 0 | 0
UCC Close Balance | 0 | 0 | 0 | 0 | 0 | 8819051.8821 | 8113527.7315 | 7464445.513 | 6867289.872 | 6317906.6822 | 5812474.1476 | 5347476.2158 | 4919678.1186 | 4526103.8691 | 4164015.5596 | 3830894.3148 | 3524422.7696 | 3242468.948 | 2983071.4322 | 2744425.7176 | 2524871.6602 | 2322881.9274 | 2137051.3732 | 1966087.2633 | 1808800.2823 | 1664096.2597 | 1530968.5589 | 1408491.0742 | 1295811.7883 | 1192146.8452 | 1096775.0976 | 1009033.0898 | 928310.4426 | 854045.6072 | 785721.9586 | 722864.2019 | 665035.0658 | 611832.2605 | 562885.6797 | 517854.8253 | 476426.4393 | 438312.3241 | 403247.3382 | 370987.5511 | 341308.5471 | 314003.8633 | 288883.5542 | 265772.8699 | 244511.0403 | 224950.1571 | 0 | 0 | 0 | 0 | 0 | 0 | 0 | 0 | 0 | 0 | 0 | 0 | 0 | 0 | 0 | 0 | 0 | 0 | 0 | 0 | 0 | 0 | 0 | 0 | 0 | 0 | 0 | 0 | 0 | 0 | 0 | 0 | 0 | 0 | 0 | 0 | 0 | 0 | 0 | 0 | 0 | 0 | 0 | 0 | 0 | 0 | 0 | 0 | 0 | 0
PPE Open Balance | 0 | 0 | 0 | 0 | 0 | 0 | 9084440.0175 | 8880295.298 | 8676150.5785 | 8472005.859 | 8267861.1395 | 8063716.42 | 7859571.7005 | 7655426.981 | 7451282.2615 | 7247137.542 | 7042992.8225 | 6838848.103 | 6634703.3835 | 6430558.664 | 6226413.9445 | 6022269.2251 | 5818124.5056 | 5613979.7861 | 5409835.0666 | 5205690.3471 | 5001545.6276 | 4797400.9081 | 4593256.1886 | 4389111.4691 | 4184966.7496 | 3980822.0301 | 3776677.3106 | 3572532.5911 | 3368387.8716 | 3164243.1521 | 2960098.4327 | 2755953.7132 | 2551808.9937 | 2347664.2742 | 2143519.5547 | 1939374.8352 | 1735230.1157 | 1531085.3962 | 1326940.6767 | 1122795.9572 | 918651.2377 | 714506.5182 | 510361.7987 | 306217.0792 | 102072.3597 | 0 | 0 | 0 | 0 | 0 | 0 | 0 | 0 | 0 | 0 | 0 | 0 | 0 | 0 | 0 | 0 | 0 | 0 | 0 | 0 | 0 | 0 | 0 | 0 | 0 | 0 | 0 | 0 | 0 | 0 | 0 | 0 | 0 | 0 | 0 | 0 | 0 | 0 | 0 | 0 | 0 | 0 | 0 | 0 | 0 | 0 | 0 | 0 | 0
New Capital | 0 | 0 | 0 | 0 | 0 | 9186512.3772 | 0 | 0 | 0 | 0 | 0 | 0 | 0 | 0 | 0 | 0 | 0 | 0 | 0 | 0 | 0 | 0 | 0 | 0 | 0 | 0 | 0 | 0 | 0 | 0 | 0 | 0 | 0 | 0 | 0 | 0 | 0 | 0 | 0 | 0 | 0 | 0 | 0 | 0 | 0 | 0 | 0 | 0 | 0 | 0 | 0 | 0 | 0 | 0 | 0 | 0 | 0 | 0 | 0 | 0 | 0 | 0 | 0 | 0 | 0 | 0 | 0 | 0 | 0 | 0 | 0 | 0 | 0 | 0 | 0 | 0 | 0 | 0 | 0 | 0 | 0 | 0 | 0 | 0 | 0 | 0 | 0 | 0 | 0 | 0 | 0 | 0 | 0 | 0 | 0 | 0 | 0 | 0 | 0 | 0
Depreciation | 0 | 0 | 0 | 0 | 0 | -102072.3597 | -204144.7195 | -204144.7195 | -204144.7195 | -204144.7195 | -204144.7195 | -204144.7195 | -204144.7195 | -204144.7195 | -204144.7195 | -204144.7195 | -204144.7195 | -204144.7195 | -204144.7195 | -204144.7195 | -204144.7195 | -204144.7195 | -204144.7195 | -204144.7195 | -204144.7195 | -204144.7195 | -204144.7195 | -204144.7195 | -204144.7195 | -204144.7195 | -204144.7195 | -204144.7195 | -204144.7195 | -204144.7195 | -204144.7195 | -204144.7195 | -204144.7195 | -204144.7195 | -204144.7195 | -204144.7195 | -204144.7195 | -204144.7195 | -204144.7195 | -204144.7195 | -204144.7195 | -204144.7195 | -204144.7195 | -204144.7195 | -204144.7195 | -204144.7195 | -102072.3597 | 0 | 0 | 0 | 0 | 0 | 0 | 0 | 0 | 0 | 0 | 0 | 0 | 0 | 0 | 0 | 0 | 0 | 0 | 0 | 0 | 0 | 0 | 0 | 0 | 0 | 0 | 0 | 0 | 0 | 0 | 0 | 0 | 0 | 0 | 0 | 0 | 0 | 0 | 0 | 0 | 0 | 0 | 0 | 0 | 0 | 0 | 0 | 0 | 0
PPE Close Balance | 0 | 0 | 0 | 0 | 0 | 9084440.0175 | 8880295.298 | 8676150.5785 | 8472005.859 | 8267861.1395 | 8063716.42 | 7859571.7005 | 7655426.981 | 7451282.2615 | 7247137.542 | 7042992.8225 | 6838848.103 | 6634703.3835 | 6430558.664 | 6226413.9445 | 6022269.2251 | 5818124.5056 | 5613979.7861 | 5409835.0666 | 5205690.3471 | 5001545.6276 | 4797400.9081 | 4593256.1886 | 4389111.4691 | 4184966.7496 | 3980822.0301 | 3776677.3106 | 3572532.5911 | 3368387.8716 | 3164243.1521 | 2960098.4327 | 2755953.7132 | 2551808.9937 | 2347664.2742 | 2143519.5547 | 1939374.8352 | 1735230.1157 | 1531085.3962 | 1326940.6767 | 1122795.9572 | 918651.2377 | 714506.5182 | 510361.7987 | 306217.0792 | 102072.3597 | 0 | 0 | 0 | 0 | 0 | 0 | 0 | 0 | 0 | 0 | 0 | 0 | 0 | 0 | 0 | 0 | 0 | 0 | 0 | 0 | 0 | 0 | 0 | 0 | 0 | 0 | 0 | 0 | 0 | 0 | 0 | 0 | 0 | 0 | 0 | 0 | 0 | 0 | 0 | 0 | 0 | 0 | 0 | 0 | 0 | 0 | 0 | 0 | 0 | 0
Alliston MS
UCC Open Balance | 0 | 0 | 0 | 0 | 0 | 0 | 0 | 0 | 15880720.0472 | 14610262.4434 | 13441441.4479 | 12366126.1321 | 11376836.0415 | 10466689.1582 | 9629354.0255 | 8859005.7035 | 8150285.2472 | 7498262.4274 | 6898401.4332 | 6346529.3186 | 5838806.9731 | 5371702.4153 | 4941966.222 | 4546608.9243 | 4182880.2103 | 3848249.7935 | 3540389.81 | 3257158.6252 | 2996585.9352 | 2756859.0604 | 2536310.3356 | 2333405.5087 | 2146733.068 | 1974994.4226 | 1816994.8688 | 1671635.2793 | 1537904.4569 | 1414872.1004 | 1301682.3323 | 1197547.7458 | 1101743.9261 | 1013604.412 | 932516.059 | 857914.7743 | 789281.5924 | 726139.065 | 668047.9398 | 614604.1046 | 565435.7762 | 520200.9141 | 478584.841 | 440298.0537 | 405074.2094 | 0 | 0 | 0 | 0 | 0 | 0 | 0 | 0 | 0 | 0 | 0 | 0 | 0 | 0 | 0 | 0 | 0 | 0 | 0 | 0 | 0 | 0 | 0 | 0 | 0 | 0 | 0 | 0 | 0 | 0 | 0 | 0 | 0 | 0 | 0 | 0 | 0 | 0 | 0 | 0 | 0 | 0 | 0 | 0 | 0 | 0 | 0
New Capital | 0 | 0 | 0 | 0 | 0 | 0 | 0 | 16542416.7158 | 0 | 0 | 0 | 0 | 0 | 0 | 0 | 0 | 0 | 0 | 0 | 0 | 0 | 0 | 0 | 0 | 0 | 0 | 0 | 0 | 0 | 0 | 0 | 0 | 0 | 0 | 0 | 0 | 0 | 0 | 0 | 0 | 0 | 0 | 0 | 0 | 0 | 0 | 0 | 0 | 0 | 0 | 0 | 0 | 0 | 0 | 0 | 0 | 0 | 0 | 0 | 0 | 0 | 0 | 0 | 0 | 0 | 0 | 0 | 0 | 0 | 0 | 0 | 0 | 0 | 0 | 0 | 0 | 0 | 0 | 0 | 0 | 0 | 0 | 0 | 0 | 0 | 0 | 0 | 0 | 0 | 0 | 0 | 0 | 0 | 0 | 0 | 0 | 0 | 0 | 0 | 0
CCA | 0 | 0 | 0 | 0 | 0 | 0 | 0 | -661696.6686 | -1270457.6038 | -1168820.9955 | -1075315.3158 | -989290.0906 | -910146.8833 | -837335.1327 | -770348.322 | -708720.4563 | -652022.8198 | -599860.9942 | -551872.1147 | -507722.3455 | -467104.5578 | -429736.1932 | -395357.2978 | -363728.7139 | -334630.4168 | -307859.9835 | -283231.1848 | -260572.69 | -239726.8748 | -220548.7248 | -202904.8268 | -186672.4407 | -171738.6454 | -157999.5538 | -145359.5895 | -133730.8223 | -123032.3566 | -113189.768 | -104134.5866 | -95803.8197 | -88139.5141 | -81088.353 | -74601.2847 | -68633.1819 | -63142.5274 | -58091.1252 | -53443.8352 | -49168.3284 | -45234.8621 | -41616.0731 | -38286.7873 | -35223.8443 | -405074.2094 | 0 | 0 | 0 | 0 | 0 | 0 | 0 | 0 | 0 | 0 | 0 | 0 | 0 | 0 | 0 | 0 | 0 | 0 | 0 | 0 | 0 | 0 | 0 | 0 | 0 | 0 | 0 | 0 | 0 | 0 | 0 | 0 | 0 | 0 | 0 | 0 | 0 | 0 | 0 | 0 | 0 | 0 | 0 | 0 | 0 | 0 | 0
UCC Close Balance | 0 | 0 | 0 | 0 | 0 | 0 | 0 | 15880720.0472 | 14610262.4434 | 13441441.4479 | 12366126.1321 | 11376836.0415 | 10466689.1582 | 9629354.0255 | 8859005.7035 | 8150285.2472 | 7498262.4274 | 6898401.4332 | 6346529.3186 | 5838806.9731 | 5371702.4153 | 4941966.222 | 4546608.9243 | 4182880.2103 | 3848249.7935 | 3540389.81 | 3257158.6252 | 2996585.9352 | 2756859.0604 | 2536310.3356 | 2333405.5087 | 2146733.068 | 1974994.4226 | 1816994.8688 | 1671635.2793 | 1537904.4569 | 1414872.1004 | 1301682.3323 | 1197547.7458 | 1101743.9261 | 1013604.412 | 932516.059 | 857914.7743 | 789281.5924 | 726139.065 | 668047.9398 | 614604.1046 | 565435.7762 | 520200.9141 | 478584.841 | 440298.0537 | 405074.2094 | 0 | 0 | 0 | 0 | 0 | 0 | 0 | 0 | 0 | 0 | 0 | 0 | 0 | 0 | 0 | 0 | 0 | 0 | 0 | 0 | 0 | 0 | 0 | 0 | 0 | 0 | 0 | 0 | 0 | 0 | 0 | 0 | 0 | 0 | 0 | 0 | 0 | 0 | 0 | 0 | 0 | 0 | 0 | 0 | 0 | 0 | 0 | 0
PPE Open Balance | 0 | 0 | 0 | 0 | 0 | 0 | 0 | 0 | 16358612.0856 | 15991002.8253 | 15623393.5649 | 15255784.3046 | 14888175.0442 | 14520565.7839 | 14152956.5235 | 13785347.2632 | 13417738.0028 | 13050128.7425 | 12682519.4821 | 12314910.2218 | 11947300.9614 | 11579691.7011 | 11212082.4407 | 10844473.1804 | 10476863.92 | 10109254.6597 | 9741645.3993 | 9374036.139 | 9006426.8786 | 8638817.6183 | 8271208.3579 | 7903599.0975 | 7535989.8372 | 7168380.5768 | 6800771.3165 | 6433162.0561 | 6065552.7958 | 5697943.5354 | 5330334.2751 | 4962725.0147 | 4595115.7544 | 4227506.494 | 3859897.2337 | 3492287.9733 | 3124678.713 | 2757069.4526 | 2389460.1923 | 2021850.9319 | 1654241.6716 | 1286632.4112 | 919023.1509 | 551413.8905 | 183804.6302 | 0 | 0 | 0 | 0 | 0 | 0 | 0 | 0 | 0 | 0 | 0 | 0 | 0 | 0 | 0 | 0 | 0 | 0 | 0 | 0 | 0 | 0 | 0 | 0 | 0 | 0 | 0 | 0 | 0 | 0 | 0 | 0 | 0 | 0 | 0 | 0 | 0 | 0 | 0 | 0 | 0 | 0 | 0 | 0 | 0 | 0 | 0
New Capital | 0 | 0 | 0 | 0 | 0 | 0 | 0 | 16542416.7158 | 0 | 0 | 0 | 0 | 0 | 0 | 0 | 0 | 0 | 0 | 0 | 0 | 0 | 0 | 0 | 0 | 0 | 0 | 0 | 0 | 0 | 0 | 0 | 0 | 0 | 0 | 0 | 0 | 0 | 0 | 0 | 0 | 0 | 0 | 0 | 0 | 0 | 0 | 0 | 0 | 0 | 0 | 0 | 0 | 0 | 0 | 0 | 0 | 0 | 0 | 0 | 0 | 0 | 0 | 0 | 0 | 0 | 0 | 0 | 0 | 0 | 0 | 0 | 0 | 0 | 0 | 0 | 0 | 0 | 0 | 0 | 0 | 0 | 0 | 0 | 0 | 0 | 0 | 0 | 0 | 0 | 0 | 0 | 0 | 0 | 0 | 0 | 0 | 0 | 0 | 0 | 0
Depreciation | 0 | 0 | 0 | 0 | 0 | 0 | 0 | -183804.6302 | -367609.2604 | -367609.2604 | -367609.2604 | -367609.2604 | -367609.2604 | -367609.2604 | -367609.2604 | -367609.2604 | -367609.2604 | -367609.2604 | -367609.2604 | -367609.2604 | -367609.2604 | -367609.2604 | -367609.2604 | -367609.2604 | -367609.2604 | -367609.2604 | -367609.2604 | -367609.2604 | -367609.2604 | -367609.2604 | -367609.2604 | -367609.2604 | -367609.2604 | -367609.2604 | -367609.2604 | -367609.2604 | -367609.2604 | -367609.2604 | -367609.2604 | -367609.2604 | -367609.2604 | -367609.2604 | -367609.2604 | -367609.2604 | -367609.2604 | -367609.2604 | -367609.2604 | -367609.2604 | -367609.2604 | -367609.2604 | -367609.2604 | -367609.2604 | -183804.6302 | 0 | 0 | 0 | 0 | 0 | 0 | 0 | 0 | 0 | 0 | 0 | 0 | 0 | 0 | 0 | 0 | 0 | 0 | 0 | 0 | 0 | 0 | 0 | 0 | 0 | 0 | 0 | 0 | 0 | 0 | 0 | 0 | 0 | 0 | 0 | 0 | 0 | 0 | 0 | 0 | 0 | 0 | 0 | 0 | 0 | 0 | 0
PPE Close Balance | 0 | 0 | 0 | 0 | 0 | 0 | 0 | 16358612.0856 | 15991002.8253 | 15623393.5649 | 15255784.3046 | 14888175.0442 | 14520565.7839 | 14152956.5235 | 13785347.2632 | 13417738.0028 | 13050128.7425 | 12682519.4821 | 12314910.2218 | 11947300.9614 | 11579691.7011 | 11212082.4407 | 10844473.1804 | 10476863.92 | 10109254.6597 | 9741645.3993 | 9374036.139 | 9006426.8786 | 8638817.6183 | 8271208.3579 | 7903599.0975 | 7535989.8372 | 7168380.5768 | 6800771.3165 | 6433162.0561 | 6065552.7958 | 5697943.5354 | 5330334.2751 | 4962725.0147 | 4595115.7544 | 4227506.494 | 3859897.2337 | 3492287.9733 | 3124678.713 | 2757069.4526 | 2389460.1923 | 2021850.9319 | 1654241.6716 | 1286632.4112 | 919023.1509 | 551413.8905 | 183804.6302 | 0 | 0 | 0 | 0 | 0 | 0 | 0 | 0 | 0 | 0 | 0 | 0 | 0 | 0 | 0 | 0 | 0 | 0 | 0 | 0 | 0 | 0 | 0 | 0 | 0 | 0 | 0 | 0 | 0 | 0 | 0 | 0 | 0 | 0 | 0 | 0 | 0 | 0 | 0 | 0 | 0 | 0 | 0 | 0 | 0 | 0 | 0 | 0
Barrie MS
UCC Open Balance | 0 | 0 | 0 | 0 | 0 | 0 | 0 | 0 | 10443537.324 | 9608054.3381 | 8839409.991 | 8132257.1918 | 7481676.6164 | 6883142.4871 | 6332491.0881 | 5825891.8011 | 5359820.457 | 4931034.8204 | 4536552.0348 | 4173627.872 | 3839737.6423 | 3532558.6309 | 3249953.9404 | 2989957.6252 | 2750761.0152 | 2530700.1339 | 2328244.1232 | 2141984.5934 | 1970625.8259 | 1812975.7598 | 1667937.699 | 1534502.6831 | 1411742.4685 | 1298803.071 | 1194898.8253 | 1099306.9193 | 1011362.3657 | 930453.3765 | 856017.1064 | 787535.7379 | 724532.8788 | 666570.2485 | 613244.6286 | 564185.0583 | 519050.2537 | 477526.2334 | 439324.1347 | 404178.2039 | 371843.9476 | 342096.4318 | 314728.7173 | 289550.4199 | 266386.3863 | 0 | 0 | 0 | 0 | 0 | 0 | 0 | 0 | 0 | 0 | 0 | 0 | 0 | 0 | 0 | 0 | 0 | 0 | 0 | 0 | 0 | 0 | 0 | 0 | 0 | 0 | 0 | 0 | 0 | 0 | 0 | 0 | 0 | 0 | 0 | 0 | 0 | 0 | 0 | 0 | 0 | 0 | 0 | 0 | 0 | 0 | 0
New Capital | 0 | 0 | 0 | 0 | 0 | 0 | 0 | 10878684.7125 | 0 | 0 | 0 | 0 | 0 | 0 | 0 | 0 | 0 | 0 | 0 | 0 | 0 | 0 | 0 | 0 | 0 | 0 | 0 | 0 | 0 | 0 | 0 | 0 | 0 | 0 | 0 | 0 | 0 | 0 | 0 | 0 | 0 | 0 | 0 | 0 | 0 | 0 | 0 | 0 | 0 | 0 | 0 | 0 | 0 | 0 | 0 | 0 | 0 | 0 | 0 | 0 | 0 | 0 | 0 | 0 | 0 | 0 | 0 | 0 | 0 | 0 | 0 | 0 | 0 | 0 | 0 | 0 | 0 | 0 | 0 | 0 | 0 | 0 | 0 | 0 | 0 | 0 | 0 | 0 | 0 | 0 | 0 | 0 | 0 | 0 | 0 | 0 | 0 | 0 | 0 | 0
CCA | 0 | 0 | 0 | 0 | 0 | 0 | 0 | -435147.3885 | -835482.9859 | -768644.347 | -707152.7993 | -650580.5753 | -598534.1293 | -550651.399 | -506599.2871 | -466071.3441 | -428785.6366 | -394482.7856 | -362924.1628 | -333890.2298 | -307179.0114 | -282604.6905 | -259996.3152 | -239196.61 | -220060.8812 | -202456.0107 | -186259.5299 | -171358.7675 | -157650.0661 | -145038.0608 | -133435.0159 | -122760.2146 | -112939.3975 | -103904.2457 | -95591.906 | -87944.5535 | -80908.9893 | -74436.2701 | -68481.3685 | -63002.859 | -57962.6303 | -53325.6199 | -49059.5703 | -45134.8047 | -41524.0203 | -38202.0987 | -35145.9308 | -32334.2563 | -29747.5158 | -27367.7145 | -25178.2974 | -23164.0336 | -266386.3863 | 0 | 0 | 0 | 0 | 0 | 0 | 0 | 0 | 0 | 0 | 0 | 0 | 0 | 0 | 0 | 0 | 0 | 0 | 0 | 0 | 0 | 0 | 0 | 0 | 0 | 0 | 0 | 0 | 0 | 0 | 0 | 0 | 0 | 0 | 0 | 0 | 0 | 0 | 0 | 0 | 0 | 0 | 0 | 0 | 0 | 0 | 0
UCC Close Balance | 0 | 0 | 0 | 0 | 0 | 0 | 0 | 10443537.324 | 9608054.3381 | 8839409.991 | 8132257.1918 | 7481676.6164 | 6883142.4871 | 6332491.0881 | 5825891.8011 | 5359820.457 | 4931034.8204 | 4536552.0348 | 4173627.872 | 3839737.6423 | 3532558.6309 | 3249953.9404 | 2989957.6252 | 2750761.0152 | 2530700.1339 | 2328244.1232 | 2141984.5934 | 1970625.8259 | 1812975.7598 | 1667937.699 | 1534502.6831 | 1411742.4685 | 1298803.071 | 1194898.8253 | 1099306.9193 | 1011362.3657 | 930453.3765 | 856017.1064 | 787535.7379 | 724532.8788 | 666570.2485 | 613244.6286 | 564185.0583 | 519050.2537 | 477526.2334 | 439324.1347 | 404178.2039 | 371843.9476 | 342096.4318 | 314728.7173 | 289550.4199 | 266386.3863 | 0 | 0 | 0 | 0 | 0 | 0 | 0 | 0 | 0 | 0 | 0 | 0 | 0 | 0 | 0 | 0 | 0 | 0 | 0 | 0 | 0 | 0 | 0 | 0 | 0 | 0 | 0 | 0 | 0 | 0 | 0 | 0 | 0 | 0 | 0 | 0 | 0 | 0 | 0 | 0 | 0 | 0 | 0 | 0 | 0 | 0 | 0 | 0
PPE Open Balance | 0 | 0 | 0 | 0 | 0 | 0 | 0 | 0 | 10757810.4379 | 10516061.8887 | 10274313.3396 | 10032564.7904 | 9790816.2412 | 9549067.6921 | 9307319.1429 | 9065570.5938 | 8823822.0446 | 8582073.4954 | 8340324.9463 | 8098576.3971 | 7856827.8479 | 7615079.2988 | 7373330.7496 | 7131582.2004 | 6889833.6513 | 6648085.1021 | 6406336.5529 | 6164588.0038 | 5922839.4546 | 5681090.9054 | 5439342.3563 | 5197593.8071 | 4955845.2579 | 4714096.7088 | 4472348.1596 | 4230599.6104 | 3988851.0613 | 3747102.5121 | 3505353.9629 | 3263605.4138 | 3021856.8646 | 2780108.3154 | 2538359.7663 | 2296611.2171 | 2054862.6679 | 1813114.1188 | 1571365.5696 | 1329617.0204 | 1087868.4713 | 846119.9221 | 604371.3729 | 362622.8238 | 120874.2746 | 0 | 0 | 0 | 0 | 0 | 0 | 0 | 0 | 0 | 0 | 0 | 0 | 0 | 0 | 0 | 0 | 0 | 0 | 0 | 0 | 0 | 0 | 0 | 0 | 0 | 0 | 0 | 0 | 0 | 0 | 0 | 0 | 0 | 0 | 0 | 0 | 0 | 0 | 0 | 0 | 0 | 0 | 0 | 0 | 0 | 0 | 0
New Capital | 0 | 0 | 0 | 0 | 0 | 0 | 0 | 10878684.7125 | 0 | 0 | 0 | 0 | 0 | 0 | 0 | 0 | 0 | 0 | 0 | 0 | 0 | 0 | 0 | 0 | 0 | 0 | 0 | 0 | 0 | 0 | 0 | 0 | 0 | 0 | 0 | 0 | 0 | 0 | 0 | 0 | 0 | 0 | 0 | 0 | 0 | 0 | 0 | 0 | 0 | 0 | 0 | 0 | 0 | 0 | 0 | 0 | 0 | 0 | 0 | 0 | 0 | 0 | 0 | 0 | 0 | 0 | 0 | 0 | 0 | 0 | 0 | 0 | 0 | 0 | 0 | 0 | 0 | 0 | 0 | 0 | 0 | 0 | 0 | 0 | 0 | 0 | 0 | 0 | 0 | 0 | 0 | 0 | 0 | 0 | 0 | 0 | 0 | 0 | 0 | 0
Depreciation | 0 | 0 | 0 | 0 | 0 | 0 | 0 | -120874.2746 | -241748.5492 | -241748.5492 | -241748.5492 | -241748.5492 | -241748.5492 | -241748.5492 | -241748.5492 | -241748.5492 | -241748.5492 | -241748.5492 | -241748.5492 | -241748.5492 | -241748.5492 | -241748.5492 | -241748.5492 | -241748.5492 | -241748.5492 | -241748.5492 | -241748.5492 | -241748.5492 | -241748.5492 | -241748.5492 | -241748.5492 | -241748.5492 | -241748.5492 | -241748.5492 | -241748.5492 | -241748.5492 | -241748.5492 | -241748.5492 | -241748.5492 | -241748.5492 | -241748.5492 | -241748.5492 | -241748.5492 | -241748.5492 | -241748.5492 | -241748.5492 | -241748.5492 | -241748.5492 | -241748.5492 | -241748.5492 | -241748.5492 | -241748.5492 | -120874.2746 | 0 | 0 | 0 | 0 | 0 | 0 | 0 | 0 | 0 | 0 | 0 | 0 | 0 | 0 | 0 | 0 | 0 | 0 | 0 | 0 | 0 | 0 | 0 | 0 | 0 | 0 | 0 | 0 | 0 | 0 | 0 | 0 | 0 | 0 | 0 | 0 | 0 | 0 | 0 | 0 | 0 | 0 | 0 | 0 | 0 | 0 | 0
PPE Close Balance | 0 | 0 | 0 | 0 | 0 | 0 | 0 | 10757810.4379 | 10516061.8887 | 10274313.3396 | 10032564.7904 | 9790816.2412 | 9549067.6921 | 9307319.1429 | 9065570.5938 | 8823822.0446 | 8582073.4954 | 8340324.9463 | 8098576.3971 | 7856827.8479 | 7615079.2988 | 7373330.7496 | 7131582.2004 | 6889833.6513 | 6648085.1021 | 6406336.5529 | 6164588.0038 | 5922839.4546 | 5681090.9054 | 5439342.3563 | 5197593.8071 | 4955845.2579 | 4714096.7088 | 4472348.1596 | 4230599.6104 | 3988851.0613 | 3747102.5121 | 3505353.9629 | 3263605.4138 | 3021856.8646 | 2780108.3154 | 2538359.7663 | 2296611.2171 | 2054862.6679 | 1813114.1188 | 1571365.5696 | 1329617.0204 | 1087868.4713 | 846119.9221 | 604371.3729 | 362622.8238 | 120874.2746 | 0 | 0 | 0 | 0 | 0 | 0 | 0 | 0 | 0 | 0 | 0 | 0 | 0 | 0 | 0 | 0 | 0 | 0 | 0 | 0 | 0 | 0 | 0 | 0 | 0 | 0 | 0 | 0 | 0 | 0 | 0 | 0 | 0 | 0 | 0 | 0 | 0 | 0 | 0 | 0 | 0 | 0 | 0 | 0 | 0 | 0 | 0 | 0
Lines - Capital-in-Service
#REF! | 2025 1: 0; 2026 2: 0; 2027 3: 0; 2028 4: 0; 2029 5: 0; 2030 6: 0; 2031 7: 15609480.3123; 2032 8: 0; 2033 9: 0
#REF! | 2025 1: 0; 2026 2: 0; 2027 3: 0; 2028 4: 0; 2029 5: 0; 2030 6: 0; 2031 7: 0; 2032 8: 10263051.5397; 2033 9: 0
#REF! | 2025 1: 0; 2026 2: 0; 2027 3: 0; 2028 4: 0; 2029 5: 0; 2030 6: 0; 2031 7: 0; 2032 8: 0; 2033 9: 0
#REF! | 2025 1: 0; 2026 2: 0; 2027 3: 0; 2028 4: 0; 2029 5: 1988451.8553; 2030 6: 0; 2031 7: 0; 2032 8: 0; 2033 9: 0
#REF! | 2025 1: 0; 2026 2: 0; 2027 3: 0; 2028 4: 0; 2029 5: 0; 2030 6: 0; 2031 7: 346817.8712; 2032 8: 2000132.9946; 2033 9: 0
Nebo TS
UCC Open Balance | 0 | 0 | 0 | 0 | 0 | 0 | 0 | 14985101.0998 | 13786293.0118 | 12683389.5709 | 11668718.4052 | 10735220.9328 | 9876403.2582 | 9086290.9975 | 8359387.7177 | 7690636.7003 | 7075385.7643 | 6509354.9031 | 5988606.5109 | 5509517.99 | 5068756.5508 | 4663256.0267 | 4290195.5446 | 3946979.901 | 3631221.509 | 3340723.7882 | 3073465.8852 | 2827588.6144 | 2601381.5252 | 2393271.0032 | 2201809.3229 | 2025664.5771 | 1863611.4109 | 1714522.4981 | 1577360.6982 | 1451171.8424 | 1335078.095 | 1228271.8474 | 1130010.0996 | 1039609.2916 | 956440.5483 | 879925.3044 | 809531.2801 | 744768.7777 | 685187.2755 | 630372.2934 | 579942.5099 | 533547.1091 | 490863.3404 | 451594.2732 | 415466.7313 | 382229.3928 | 0 | 0 | 0 | 0 | 0 | 0 | 0 | 0 | 0 | 0 | 0 | 0 | 0 | 0 | 0 | 0 | 0 | 0 | 0 | 0 | 0 | 0 | 0 | 0 | 0 | 0 | 0 | 0 | 0 | 0 | 0 | 0 | 0 | 0 | 0 | 0 | 0 | 0 | 0 | 0 | 0 | 0 | 0 | 0 | 0 | 0 | 0 | 0
New Capital | 0 | 0 | 0 | 0 | 0 | 0 | 15609480.3123 | 0 | 0 | 0 | 0 | 0 | 0 | 0 | 0 | 0 | 0 | 0 | 0 | 0 | 0 | 0 | 0 | 0 | 0 | 0 | 0 | 0 | 0 | 0 | 0 | 0 | 0 | 0 | 0 | 0 | 0 | 0 | 0 | 0 | 0 | 0 | 0 | 0 | 0 | 0 | 0 | 0 | 0 | 0 | 0 | 0 | 0 | 0 | 0 | 0 | 0 | 0 | 0 | 0 | 0 | 0 | 0 | 0 | 0 | 0 | 0 | 0 | 0 | 0 | 0 | 0 | 0 | 0 | 0 | 0 | 0 | 0 | 0 | 0 | 0 | 0 | 0 | 0 | 0 | 0 | 0 | 0 | 0 | 0 | 0 | 0 | 0 | 0 | 0 | 0 | 0 | 0 | 0 | 0
CCA | 0 | 0 | 0 | 0 | 0 | 0 | -624379.2125 | -1198808.088 | -1102903.4409 | -1014671.1657 | -933497.4724 | -858817.6746 | -790112.2607 | -726903.2798 | -668751.0174 | -615250.936 | -566030.8611 | -520748.3923 | -479088.5209 | -440761.4392 | -405500.5241 | -373060.4821 | -343215.6436 | -315758.3921 | -290497.7207 | -267257.9031 | -245877.2708 | -226207.0891 | -208110.522 | -191461.6803 | -176144.7458 | -162053.1662 | -149088.9129 | -137161.7998 | -126188.8559 | -116093.7474 | -106806.2476 | -98261.7478 | -90400.808 | -83168.7433 | -76515.2439 | -70394.0244 | -64762.5024 | -59581.5022 | -54814.982 | -50429.7835 | -46395.4008 | -42683.7687 | -39269.0672 | -36127.5419 | -33237.3385 | -382229.3928 | 0 | 0 | 0 | 0 | 0 | 0 | 0 | 0 | 0 | 0 | 0 | 0 | 0 | 0 | 0 | 0 | 0 | 0 | 0 | 0 | 0 | 0 | 0 | 0 | 0 | 0 | 0 | 0 | 0 | 0 | 0 | 0 | 0 | 0 | 0 | 0 | 0 | 0 | 0 | 0 | 0 | 0 | 0 | 0 | 0 | 0 | 0 | 0
UCC Close Balance | 0 | 0 | 0 | 0 | 0 | 0 | 14985101.0998 | 13786293.0118 | 12683389.5709 | 11668718.4052 | 10735220.9328 | 9876403.2582 | 9086290.9975 | 8359387.7177 | 7690636.7003 | 7075385.7643 | 6509354.9031 | 5988606.5109 | 5509517.99 | 5068756.5508 | 4663256.0267 | 4290195.5446 | 3946979.901 | 3631221.509 | 3340723.7882 | 3073465.8852 | 2827588.6144 | 2601381.5252 | 2393271.0032 | 2201809.3229 | 2025664.5771 | 1863611.4109 | 1714522.4981 | 1577360.6982 | 1451171.8424 | 1335078.095 | 1228271.8474 | 1130010.0996 | 1039609.2916 | 956440.5483 | 879925.3044 | 809531.2801 | 744768.7777 | 685187.2755 | 630372.2934 | 579942.5099 | 533547.1091 | 490863.3404 | 451594.2732 | 415466.7313 | 382229.3928 | 0 | 0 | 0 | 0 | 0 | 0 | 0 | 0 | 0 | 0 | 0 | 0 | 0 | 0 | 0 | 0 | 0 | 0 | 0 | 0 | 0 | 0 | 0 | 0 | 0 | 0 | 0 | 0 | 0 | 0 | 0 | 0 | 0 | 0 | 0 | 0 | 0 | 0 | 0 | 0 | 0 | 0 | 0 | 0 | 0 | 0 | 0 | 0 | 0
PPE Open Balance | 0 | 0 | 0 | 0 | 0 | 0 | 0 | 15436041.6422 | 15089164.3019 | 14742286.9616 | 14395409.6213 | 14048532.2811 | 13701654.9408 | 13354777.6005 | 13007900.2602 | 12661022.92 | 12314145.5797 | 11967268.2394 | 11620390.8992 | 11273513.5589 | 10926636.2186 | 10579758.8783 | 10232881.5381 | 9886004.1978 | 9539126.8575 | 9192249.5172 | 8845372.177 | 8498494.8367 | 8151617.4964 | 7804740.1561 | 7457862.8159 | 7110985.4756 | 6764108.1353 | 6417230.7951 | 6070353.4548 | 5723476.1145 | 5376598.7742 | 5029721.434 | 4682844.0937 | 4335966.7534 | 3989089.4131 | 3642212.0729 | 3295334.7326 | 2948457.3923 | 2601580.052 | 2254702.7118 | 1907825.3715 | 1560948.0312 | 1214070.691 | 867193.3507 | 520316.0104 | 173438.6701 | 0 | 0 | 0 | 0 | 0 | 0 | 0 | 0 | 0 | 0 | 0 | 0 | 0 | 0 | 0 | 0 | 0 | 0 | 0 | 0 | 0 | 0 | 0 | 0 | 0 | 0 | 0 | 0 | 0 | 0 | 0 | 0 | 0 | 0 | 0 | 0 | 0 | 0 | 0 | 0 | 0 | 0 | 0 | 0 | 0 | 0 | 0 | 0
New Capital | 0 | 0 | 0 | 0 | 0 | 0 | 15609480.3123 | 0 | 0 | 0 | 0 | 0 | 0 | 0 | 0 | 0 | 0 | 0 | 0 | 0 | 0 | 0 | 0 | 0 | 0 | 0 | 0 | 0 | 0 | 0 | 0 | 0 | 0 | 0 | 0 | 0 | 0 | 0 | 0 | 0 | 0 | 0 | 0 | 0 | 0 | 0 | 0 | 0 | 0 | 0 | 0 | 0 | 0 | 0 | 0 | 0 | 0 | 0 | 0 | 0 | 0 | 0 | 0 | 0 | 0 | 0 | 0 | 0 | 0 | 0 | 0 | 0 | 0 | 0 | 0 | 0 | 0 | 0 | 0 | 0 | 0 | 0 | 0 | 0 | 0 | 0 | 0 | 0 | 0 | 0 | 0 | 0 | 0 | 0 | 0 | 0 | 0 | 0 | 0 | 0
Depreciation | 0 | 0 | 0 | 0 | 0 | 0 | -173438.6701 | -346877.3403 | -346877.3403 | -346877.3403 | -346877.3403 | -346877.3403 | -346877.3403 | -346877.3403 | -346877.3403 | -346877.3403 | -346877.3403 | -346877.3403 | -346877.3403 | -346877.3403 | -346877.3403 | -346877.3403 | -346877.3403 | -346877.3403 | -346877.3403 | -346877.3403 | -346877.3403 | -346877.3403 | -346877.3403 | -346877.3403 | -346877.3403 | -346877.3403 | -346877.3403 | -346877.3403 | -346877.3403 | -346877.3403 | -346877.3403 | -346877.3403 | -346877.3403 | -346877.3403 | -346877.3403 | -346877.3403 | -346877.3403 | -346877.3403 | -346877.3403 | -346877.3403 | -346877.3403 | -346877.3403 | -346877.3403 | -346877.3403 | -346877.3403 | -173438.6701 | 0 | 0 | 0 | 0 | 0 | 0 | 0 | 0 | 0 | 0 | 0 | 0 | 0 | 0 | 0 | 0 | 0 | 0 | 0 | 0 | 0 | 0 | 0 | 0 | 0 | 0 | 0 | 0 | 0 | 0 | 0 | 0 | 0 | 0 | 0 | 0 | 0 | 0 | 0 | 0 | 0 | 0 | 0 | 0 | 0 | 0 | 0 | 0
PPE Close Balance | 0 | 0 | 0 | 0 | 0 | 0 | 15436041.6422 | 15089164.3019 | 14742286.9616 | 14395409.6213 | 14048532.2811 | 13701654.9408 | 13354777.6005 | 13007900.2602 | 12661022.92 | 12314145.5797 | 11967268.2394 | 11620390.8992 | 11273513.5589 | 10926636.2186 | 10579758.8783 | 10232881.5381 | 9886004.1978 | 9539126.8575 | 9192249.5172 | 8845372.177 | 8498494.8367 | 8151617.4964 | 7804740.1561 | 7457862.8159 | 7110985.4756 | 6764108.1353 | 6417230.7951 | 6070353.4548 | 5723476.1145 | 5376598.7742 | 5029721.434 | 4682844.0937 | 4335966.7534 | 3989089.4131 | 3642212.0729 | 3295334.7326 | 2948457.3923 | 2601580.052 | 2254702.7118 | 1907825.3715 | 1560948.0312 | 1214070.691 | 867193.3507 | 520316.0104 | 173438.6701 | 0 | 0 | 0 | 0 | 0 | 0 | 0 | 0 | 0 | 0 | 0 | 0 | 0 | 0 | 0 | 0 | 0 | 0 | 0 | 0 | 0 | 0 | 0 | 0 | 0 | 0 | 0 | 0 | 0 | 0 | 0 | 0 | 0 | 0 | 0 | 0 | 0 | 0 | 0 | 0 | 0 | 0 | 0 | 0 | 0 | 0 | 0 | 0 | 0
Newton TS
UCC Open Balance | 0 | 0 | 0 | 0 | 0 | 0 | 0 | 0 | 9852529.4781 | 9064327.1199 | 8339180.9503 | 7672046.4743 | 7058282.7563 | 6493620.1358 | 5974130.5249 | 5496200.0829 | 5056504.0763 | 4651983.7502 | 4279825.0502 | 3937439.0462 | 3622443.9225 | 3332648.4087 | 3066036.536 | 2820753.6131 | 2595093.3241 | 2387485.8581 | 2196486.9895 | 2020768.0303 | 1859106.5879 | 1710378.0609 | 1573547.816 | 1447663.9907 | 1331850.8715 | 1225302.8017 | 1127278.5776 | 1037096.2914 | 954128.5881 | 877798.301 | 807574.437 | 742968.482 | 683531.0034 | 628848.5232 | 578540.6413 | 532257.39 | 489676.7988 | 450502.6549 | 414462.4425 | 381305.4471 | 350801.0113 | 322736.9304 | 296917.976 | 273164.5379 | 251311.3749 | 0 | 0 | 0 | 0 | 0 | 0 | 0 | 0 | 0 | 0 | 0 | 0 | 0 | 0 | 0 | 0 | 0 | 0 | 0 | 0 | 0 | 0 | 0 | 0 | 0 | 0 | 0 | 0 | 0 | 0 | 0 | 0 | 0 | 0 | 0 | 0 | 0 | 0 | 0 | 0 | 0 | 0 | 0 | 0 | 0 | 0 | 0
New Capital | 0 | 0 | 0 | 0 | 0 | 0 | 0 | 10263051.5397 | 0 | 0 | 0 | 0 | 0 | 0 | 0 | 0 | 0 | 0 | 0 | 0 | 0 | 0 | 0 | 0 | 0 | 0 | 0 | 0 | 0 | 0 | 0 | 0 | 0 | 0 | 0 | 0 | 0 | 0 | 0 | 0 | 0 | 0 | 0 | 0 | 0 | 0 | 0 | 0 | 0 | 0 | 0 | 0 | 0 | 0 | 0 | 0 | 0 | 0 | 0 | 0 | 0 | 0 | 0 | 0 | 0 | 0 | 0 | 0 | 0 | 0 | 0 | 0 | 0 | 0 | 0 | 0 | 0 | 0 | 0 | 0 | 0 | 0 | 0 | 0 | 0 | 0 | 0 | 0 | 0 | 0 | 0 | 0 | 0 | 0 | 0 | 0 | 0 | 0 | 0 | 0
CCA | 0 | 0 | 0 | 0 | 0 | 0 | 0 | -410522.0616 | -788202.3582 | -725146.1696 | -667134.476 | -613763.7179 | -564662.6205 | -519489.6109 | -477930.442 | -439696.0066 | -404520.3261 | -372158.7 | -342386.004 | -314995.1237 | -289795.5138 | -266611.8727 | -245282.9229 | -225660.289 | -207607.4659 | -190998.8687 | -175718.9592 | -161661.4424 | -148728.527 | -136830.2449 | -125883.8253 | -115813.1193 | -106548.0697 | -98024.2241 | -90182.2862 | -82967.7033 | -76330.287 | -70223.8641 | -64605.955 | -59437.4786 | -54682.4803 | -50307.8819 | -46283.2513 | -42580.5912 | -39174.1439 | -36040.2124 | -33156.9954 | -30504.4358 | -28064.0809 | -25818.9544 | -23753.4381 | -21853.163 | -251311.3749 | 0 | 0 | 0 | 0 | 0 | 0 | 0 | 0 | 0 | 0 | 0 | 0 | 0 | 0 | 0 | 0 | 0 | 0 | 0 | 0 | 0 | 0 | 0 | 0 | 0 | 0 | 0 | 0 | 0 | 0 | 0 | 0 | 0 | 0 | 0 | 0 | 0 | 0 | 0 | 0 | 0 | 0 | 0 | 0 | 0 | 0 | 0
UCC Close Balance | 0 | 0 | 0 | 0 | 0 | 0 | 0 | 9852529.4781 | 9064327.1199 | 8339180.9503 | 7672046.4743 | 7058282.7563 | 6493620.1358 | 5974130.5249 | 5496200.0829 | 5056504.0763 | 4651983.7502 | 4279825.0502 | 3937439.0462 | 3622443.9225 | 3332648.4087 | 3066036.536 | 2820753.6131 | 2595093.3241 | 2387485.8581 | 2196486.9895 | 2020768.0303 | 1859106.5879 | 1710378.0609 | 1573547.816 | 1447663.9907 | 1331850.8715 | 1225302.8017 | 1127278.5776 | 1037096.2914 | 954128.5881 | 877798.301 | 807574.437 | 742968.482 | 683531.0034 | 628848.5232 | 578540.6413 | 532257.39 | 489676.7988 | 450502.6549 | 414462.4425 | 381305.4471 | 350801.0113 | 322736.9304 | 296917.976 | 273164.5379 | 251311.3749 | 0 | 0 | 0 | 0 | 0 | 0 | 0 | 0 | 0 | 0 | 0 | 0 | 0 | 0 | 0 | 0 | 0 | 0 | 0 | 0 | 0 | 0 | 0 | 0 | 0 | 0 | 0 | 0 | 0 | 0 | 0 | 0 | 0 | 0 | 0 | 0 | 0 | 0 | 0 | 0 | 0 | 0 | 0 | 0 | 0 | 0 | 0 | 0
PPE Open Balance | 0 | 0 | 0 | 0 | 0 | 0 | 0 | 0 | 10149017.6337 | 9920949.8217 | 9692882.0097 | 9464814.1977 | 9236746.3857 | 9008678.5737 | 8780610.7617 | 8552542.9498 | 8324475.1378 | 8096407.3258 | 7868339.5138 | 7640271.7018 | 7412203.8898 | 7184136.0778 | 6956068.2658 | 6728000.4538 | 6499932.6418 | 6271864.8298 | 6043797.0178 | 5815729.2058 | 5587661.3938 | 5359593.5818 | 5131525.7699 | 4903457.9579 | 4675390.1459 | 4447322.3339 | 4219254.5219 | 3991186.7099 | 3763118.8979 | 3535051.0859 | 3306983.2739 | 3078915.4619 | 2850847.6499 | 2622779.8379 | 2394712.0259 | 2166644.2139 | 1938576.4019 | 1710508.5899 | 1482440.778 | 1254372.966 | 1026305.154 | 798237.342 | 570169.53 | 342101.718 | 114033.906 | 0 | 0 | 0 | 0 | 0 | 0 | 0 | 0 | 0 | 0 | 0 | 0 | 0 | 0 | 0 | 0 | 0 | 0 | 0 | 0 | 0 | 0 | 0 | 0 | 0 | 0 | 0 | 0 | 0 | 0 | 0 | 0 | 0 | 0 | 0 | 0 | 0 | 0 | 0 | 0 | 0 | 0 | 0 | 0 | 0 | 0 | 0
New Capital | 0 | 0 | 0 | 0 | 0 | 0 | 0 | 10263051.5397 | 0 | 0 | 0 | 0 | 0 | 0 | 0 | 0 | 0 | 0 | 0 | 0 | 0 | 0 | 0 | 0 | 0 | 0 | 0 | 0 | 0 | 0 | 0 | 0 | 0 | 0 | 0 | 0 | 0 | 0 | 0 | 0 | 0 | 0 | 0 | 0 | 0 | 0 | 0 | 0 | 0 | 0 | 0 | 0 | 0 | 0 | 0 | 0 | 0 | 0 | 0 | 0 | 0 | 0 | 0 | 0 | 0 | 0 | 0 | 0 | 0 | 0 | 0 | 0 | 0 | 0 | 0 | 0 | 0 | 0 | 0 | 0 | 0 | 0 | 0 | 0 | 0 | 0 | 0 | 0 | 0 | 0 | 0 | 0 | 0 | 0 | 0 | 0 | 0 | 0 | 0 | 0
Depreciation | 0 | 0 | 0 | 0 | 0 | 0 | 0 | -114033.906 | -228067.812 | -228067.812 | -228067.812 | -228067.812 | -228067.812 | -228067.812 | -228067.812 | -228067.812 | -228067.812 | -228067.812 | -228067.812 | -228067.812 | -228067.812 | -228067.812 | -228067.812 | -228067.812 | -228067.812 | -228067.812 | -228067.812 | -228067.812 | -228067.812 | -228067.812 | -228067.812 | -228067.812 | -228067.812 | -228067.812 | -228067.812 | -228067.812 | -228067.812 | -228067.812 | -228067.812 | -228067.812 | -228067.812 | -228067.812 | -228067.812 | -228067.812 | -228067.812 | -228067.812 | -228067.812 | -228067.812 | -228067.812 | -228067.812 | -228067.812 | -228067.812 | -114033.906 | 0 | 0 | 0 | 0 | 0 | 0 | 0 | 0 | 0 | 0 | 0 | 0 | 0 | 0 | 0 | 0 | 0 | 0 | 0 | 0 | 0 | 0 | 0 | 0 | 0 | 0 | 0 | 0 | 0 | 0 | 0 | 0 | 0 | 0 | 0 | 0 | 0 | 0 | 0 | 0 | 0 | 0 | 0 | 0 | 0 | 0 | 0
PPE Close Balance | 0 | 0 | 0 | 0 | 0 | 0 | 0 | 10149017.6337 | 9920949.8217 | 9692882.0097 | 9464814.1977 | 9236746.3857 | 9008678.5737 | 8780610.7617 | 8552542.9498 | 8324475.1378 | 8096407.3258 | 7868339.5138 | 7640271.7018 | 7412203.8898 | 7184136.0778 | 6956068.2658 | 6728000.4538 | 6499932.6418 | 6271864.8298 | 6043797.0178 | 5815729.2058 | 5587661.3938 | 5359593.5818 | 5131525.7699 | 4903457.9579 | 4675390.1459 | 4447322.3339 | 4219254.5219 | 3991186.7099 | 3763118.8979 | 3535051.0859 | 3306983.2739 | 3078915.4619 | 2850847.6499 | 2622779.8379 | 2394712.0259 | 2166644.2139 | 1938576.4019 | 1710508.5899 | 1482440.778 | 1254372.966 | 1026305.154 | 798237.342 | 570169.53 | 342101.718 | 114033.906 | 0 | 0 | 0 | 0 | 0 | 0 | 0 | 0 | 0 | 0 | 0 | 0 | 0 | 0 | 0 | 0 | 0 | 0 | 0 | 0 | 0 | 0 | 0 | 0 | 0 | 0 | 0 | 0 | 0 | 0 | 0 | 0 | 0 | 0 | 0 | 0 | 0 | 0 | 0 | 0 | 0 | 0 | 0 | 0 | 0 | 0 | 0 | 0
Melbourne MS
UCC Open Balance | 0 | 0 | 0 | 0 | 0 | 0 | 0 | 0 | 0 | 0 | 0 | 0 | 0 | 0 | 0 | 0 | 0 | 0 | 0 | 0 | 0 | 0 | 0 | 0 | 0 | 0 | 0 | 0 | 0 | 0 | 0 | 0 | 0 | 0 | 0 | 0 | 0 | 0 | 0 | 0 | 0 | 0 | 0 | 0 | 0 | 0 | 0 | 0 | 0 | 0 | 0 | 0 | 0 | 0 | 0 | 0 | 0 | 0 | 0 | 0 | 0 | 0 | 0 | 0 | 0 | 0 | 0 | 0 | 0 | 0 | 0 | 0 | 0 | 0 | 0 | 0 | 0 | 0 | 0 | 0 | 0 | 0 | 0 | 0 | 0 | 0 | 0 | 0 | 0 | 0 | 0 | 0 | 0 | 0 | 0 | 0 | 0 | 0 | 0 | 0
New Capital | 0 | 0 | 0 | 0 | 0 | 0 | 0 | 0 | 0 | 0 | 0 | 0 | 0 | 0 | 0 | 0 | 0 | 0 | 0 | 0 | 0 | 0 | 0 | 0 | 0 | 0 | 0 | 0 | 0 | 0 | 0 | 0 | 0 | 0 | 0 | 0 | 0 | 0 | 0 | 0 | 0 | 0 | 0 | 0 | 0 | 0 | 0 | 0 | 0 | 0 | 0 | 0 | 0 | 0 | 0 | 0 | 0 | 0 | 0 | 0 | 0 | 0 | 0 | 0 | 0 | 0 | 0 | 0 | 0 | 0 | 0 | 0 | 0 | 0 | 0 | 0 | 0 | 0 | 0 | 0 | 0 | 0 | 0 | 0 | 0 | 0 | 0 | 0 | 0 | 0 | 0 | 0 | 0 | 0 | 0 | 0 | 0 | 0 | 0 | 0
CCA | 0 | 0 | 0 | 0 | 0 | 0 | 0 | 0 | 0 | 0 | 0 | 0 | 0 | 0 | 0 | 0 | 0 | 0 | 0 | 0 | 0 | 0 | 0 | 0 | 0 | 0 | 0 | 0 | 0 | 0 | 0 | 0 | 0 | 0 | 0 | 0 | 0 | 0 | 0 | 0 | 0 | 0 | 0 | 0 | 0 | 0 | 0 | 0 | 0 | 0 | 0 | 0 | 0 | 0 | 0 | 0 | 0 | 0 | 0 | 0 | 0 | 0 | 0 | 0 | 0 | 0 | 0 | 0 | 0 | 0 | 0 | 0 | 0 | 0 | 0 | 0 | 0 | 0 | 0 | 0 | 0 | 0 | 0 | 0 | 0 | 0 | 0 | 0 | 0 | 0 | 0 | 0 | 0 | 0 | 0 | 0 | 0 | 0 | 0 | 0
UCC Close Balance | 0 | 0 | 0 | 0 | 0 | 0 | 0 | 0 | 0 | 0 | 0 | 0 | 0 | 0 | 0 | 0 | 0 | 0 | 0 | 0 | 0 | 0 | 0 | 0 | 0 | 0 | 0 | 0 | 0 | 0 | 0 | 0 | 0 | 0 | 0 | 0 | 0 | 0 | 0 | 0 | 0 | 0 | 0 | 0 | 0 | 0 | 0 | 0 | 0 | 0 | 0 | 0 | 0 | 0 | 0 | 0 | 0 | 0 | 0 | 0 | 0 | 0 | 0 | 0 | 0 | 0 | 0 | 0 | 0 | 0 | 0 | 0 | 0 | 0 | 0 | 0 | 0 | 0 | 0 | 0 | 0 | 0 | 0 | 0 | 0 | 0 | 0 | 0 | 0 | 0 | 0 | 0 | 0 | 0 | 0 | 0 | 0 | 0 | 0 | 0
PPE Open Balance | 0 | 0 | 0 | 0 | 0 | 0 | 0 | 0 | 0 | 0 | 0 | 0 | 0 | 0 | 0 | 0 | 0 | 0 | 0 | 0 | 0 | 0 | 0 | 0 | 0 | 0 | 0 | 0 | 0 | 0 | 0 | 0 | 0 | 0 | 0 | 0 | 0 | 0 | 0 | 0 | 0 | 0 | 0 | 0 | 0 | 0 | 0 | 0 | 0 | 0 | 0 | 0 | 0 | 0 | 0 | 0 | 0 | 0 | 0 | 0 | 0 | 0 | 0 | 0 | 0 | 0 | 0 | 0 | 0 | 0 | 0 | 0 | 0 | 0 | 0 | 0 | 0 | 0 | 0 | 0 | 0 | 0 | 0 | 0 | 0 | 0 | 0 | 0 | 0 | 0 | 0 | 0 | 0 | 0 | 0 | 0 | 0 | 0 | 0 | 0
New Capital | 0 | 0 | 0 | 0 | 0 | 0 | 0 | 0 | 0 | 0 | 0 | 0 | 0 | 0 | 0 | 0 | 0 | 0 | 0 | 0 | 0 | 0 | 0 | 0 | 0 | 0 | 0 | 0 | 0 | 0 | 0 | 0 | 0 | 0 | 0 | 0 | 0 | 0 | 0 | 0 | 0 | 0 | 0 | 0 | 0 | 0 | 0 | 0 | 0 | 0 | 0 | 0 | 0 | 0 | 0 | 0 | 0 | 0 | 0 | 0 | 0 | 0 | 0 | 0 | 0 | 0 | 0 | 0 | 0 | 0 | 0 | 0 | 0 | 0 | 0 | 0 | 0 | 0 | 0 | 0 | 0 | 0 | 0 | 0 | 0 | 0 | 0 | 0 | 0 | 0 | 0 | 0 | 0 | 0 | 0 | 0 | 0 | 0 | 0 | 0
Depreciation | 0 | 0 | 0 | 0 | 0 | 0 | 0 | 0 | 0 | 0 | 0 | 0 | 0 | 0 | 0 | 0 | 0 | 0 | 0 | 0 | 0 | 0 | 0 | 0 | 0 | 0 | 0 | 0 | 0 | 0 | 0 | 0 | 0 | 0 | 0 | 0 | 0 | 0 | 0 | 0 | 0 | 0 | 0 | 0 | 0 | 0 | 0 | 0 | 0 | 0 | 0 | 0 | 0 | 0 | 0 | 0 | 0 | 0 | 0 | 0 | 0 | 0 | 0 | 0 | 0 | 0 | 0 | 0 | 0 | 0 | 0 | 0 | 0 | 0 | 0 | 0 | 0 | 0 | 0 | 0 | 0 | 0 | 0 | 0 | 0 | 0 | 0 | 0 | 0 | 0 | 0 | 0 | 0 | 0 | 0 | 0 | 0 | 0 | 0 | 0
PPE Close Balance | 0 | 0 | 0 | 0 | 0 | 0 | 0 | 0 | 0 | 0 | 0 | 0 | 0 | 0 | 0 | 0 | 0 | 0 | 0 | 0 | 0 | 0 | 0 | 0 | 0 | 0 | 0 | 0 | 0 | 0 | 0 | 0 | 0 | 0 | 0 | 0 | 0 | 0 | 0 | 0 | 0 | 0 | 0 | 0 | 0 | 0 | 0 | 0 | 0 | 0 | 0 | 0 | 0 | 0 | 0 | 0 | 0 | 0 | 0 | 0 | 0 | 0 | 0 | 0 | 0 | 0 | 0 | 0 | 0 | 0 | 0 | 0 | 0 | 0 | 0 | 0 | 0 | 0 | 0 | 0 | 0 | 0 | 0 | 0 | 0 | 0 | 0 | 0 | 0 | 0 | 0 | 0 | 0 | 0 | 0 | 0 | 0 | 0 | 0 | 0
Alliston MS
UCC Open Balance | 0 | 0 | 0 | 0 | 0 | 1908913.7811 | 1756200.6786 | 1615704.6243 | 1486448.2544 | 1367532.394 | 1258129.8025 | 1157479.4183 | 1064881.0648 | 979690.5796 | 901315.3333 | 829210.1066 | 762873.2981 | 701843.4342 | 645695.9595 | 594040.2827 | 546517.0601 | 502795.6953 | 462572.0397 | 425566.2765 | 391520.9744 | 360199.2964 | 331383.3527 | 304872.6845 | 280482.8697 | 258044.2402 | 237400.701 | 218408.6449 | 200935.9533 | 184861.077 | 170072.1909 | 156466.4156 | 143949.1023 | 132433.1742 | 121838.5202 | 112091.4386 | 103124.1235 | 94874.1936 | 87284.2581 | 80301.5175 | 73877.3961 | 67967.2044 | 62529.8281 | 57527.4418 | 52925.2465 | 48691.2267 | 0 | 0 | 0 | 0 | 0 | 0 | 0 | 0 | 0 | 0 | 0 | 0 | 0 | 0 | 0 | 0 | 0 | 0 | 0 | 0 | 0 | 0 | 0 | 0 | 0 | 0 | 0 | 0 | 0 | 0 | 0 | 0 | 0 | 0 | 0 | 0 | 0 | 0 | 0 | 0 | 0 | 0 | 0 | 0 | 0 | 0 | 0 | 0 | 0 | 0
New Capital | 0 | 0 | 0 | 0 | 1988451.8553 | 0 | 0 | 0 | 0 | 0 | 0 | 0 | 0 | 0 | 0 | 0 | 0 | 0 | 0 | 0 | 0 | 0 | 0 | 0 | 0 | 0 | 0 | 0 | 0 | 0 | 0 | 0 | 0 | 0 | 0 | 0 | 0 | 0 | 0 | 0 | 0 | 0 | 0 | 0 | 0 | 0 | 0 | 0 | 0 | 0 | 0 | 0 | 0 | 0 | 0 | 0 | 0 | 0 | 0 | 0 | 0 | 0 | 0 | 0 | 0 | 0 | 0 | 0 | 0 | 0 | 0 | 0 | 0 | 0 | 0 | 0 | 0 | 0 | 0 | 0 | 0 | 0 | 0 | 0 | 0 | 0 | 0 | 0 | 0 | 0 | 0 | 0 | 0 | 0 | 0 | 0 | 0 | 0 | 0 | 0
CCA | 0 | 0 | 0 | 0 | -79538.0742 | -152713.1025 | -140496.0543 | -129256.3699 | -118915.8603 | -109402.5915 | -100650.3842 | -92598.3535 | -85190.4852 | -78375.2464 | -72105.2267 | -66336.8085 | -61029.8638 | -56147.4747 | -51655.6768 | -47523.2226 | -43721.3648 | -40223.6556 | -37005.7632 | -34045.3021 | -31321.678 | -28815.9437 | -26510.6682 | -24389.8148 | -22438.6296 | -20643.5392 | -18992.0561 | -17472.6916 | -16074.8763 | -14788.8862 | -13605.7753 | -12517.3132 | -11515.9282 | -10594.6539 | -9747.0816 | -8967.3151 | -8249.9299 | -7589.9355 | -6982.7407 | -6424.1214 | -5910.1917 | -5437.3764 | -5002.3862 | -4602.1953 | -4234.0197 | -48691.2267 | 0 | 0 | 0 | 0 | 0 | 0 | 0 | 0 | 0 | 0 | 0 | 0 | 0 | 0 | 0 | 0 | 0 | 0 | 0 | 0 | 0 | 0 | 0 | 0 | 0 | 0 | 0 | 0 | 0 | 0 | 0 | 0 | 0 | 0 | 0 | 0 | 0 | 0 | 0 | 0 | 0 | 0 | 0 | 0 | 0 | 0 | 0 | 0 | 0 | 0
UCC Close Balance | 0 | 0 | 0 | 0 | 1908913.7811 | 1756200.6786 | 1615704.6243 | 1486448.2544 | 1367532.394 | 1258129.8025 | 1157479.4183 | 1064881.0648 | 979690.5796 | 901315.3333 | 829210.1066 | 762873.2981 | 701843.4342 | 645695.9595 | 594040.2827 | 546517.0601 | 502795.6953 | 462572.0397 | 425566.2765 | 391520.9744 | 360199.2964 | 331383.3527 | 304872.6845 | 280482.8697 | 258044.2402 | 237400.701 | 218408.6449 | 200935.9533 | 184861.077 | 170072.1909 | 156466.4156 | 143949.1023 | 132433.1742 | 121838.5202 | 112091.4386 | 103124.1235 | 94874.1936 | 87284.2581 | 80301.5175 | 73877.3961 | 67967.2044 | 62529.8281 | 57527.4418 | 52925.2465 | 48691.2267 | 0 | 0 | 0 | 0 | 0 | 0 | 0 | 0 | 0 | 0 | 0 | 0 | 0 | 0 | 0 | 0 | 0 | 0 | 0 | 0 | 0 | 0 | 0 | 0 | 0 | 0 | 0 | 0 | 0 | 0 | 0 | 0 | 0 | 0 | 0 | 0 | 0 | 0 | 0 | 0 | 0 | 0 | 0 | 0 | 0 | 0 | 0 | 0 | 0 | 0 | 0
PPE Open Balance | 0 | 0 | 0 | 0 | 0 | 1966357.9458 | 1922170.1268 | 1877982.3078 | 1833794.4888 | 1789606.6698 | 1745418.8508 | 1701231.0318 | 1657043.2127 | 1612855.3937 | 1568667.5747 | 1524479.7557 | 1480291.9367 | 1436104.1177 | 1391916.2987 | 1347728.4797 | 1303540.6607 | 1259352.8417 | 1215165.0227 | 1170977.2037 | 1126789.3847 | 1082601.5657 | 1038413.7467 | 994225.9276 | 950038.1086 | 905850.2896 | 861662.4706 | 817474.6516 | 773286.8326 | 729099.0136 | 684911.1946 | 640723.3756 | 596535.5566 | 552347.7376 | 508159.9186 | 463972.0996 | 419784.2806 | 375596.4616 | 331408.6425 | 287220.8235 | 243033.0045 | 198845.1855 | 154657.3665 | 110469.5475 | 66281.7285 | 22093.9095 | 0 | 0 | 0 | 0 | 0 | 0 | 0 | 0 | 0 | 0 | 0 | 0 | 0 | 0 | 0 | 0 | 0 | 0 | 0 | 0 | 0 | 0 | 0 | 0 | 0 | 0 | 0 | 0 | 0 | 0 | 0 | 0 | 0 | 0 | 0 | 0 | 0 | 0 | 0 | 0 | 0 | 0 | 0 | 0 | 0 | 0 | 0 | 0 | 0 | 0
New Capital | 0 | 0 | 0 | 0 | 1988451.8553 | 0 | 0 | 0 | 0 | 0 | 0 | 0 | 0 | 0 | 0 | 0 | 0 | 0 | 0 | 0 | 0 | 0 | 0 | 0 | 0 | 0 | 0 | 0 | 0 | 0 | 0 | 0 | 0 | 0 | 0 | 0 | 0 | 0 | 0 | 0 | 0 | 0 | 0 | 0 | 0 | 0 | 0 | 0 | 0 | 0 | 0 | 0 | 0 | 0 | 0 | 0 | 0 | 0 | 0 | 0 | 0 | 0 | 0 | 0 | 0 | 0 | 0 | 0 | 0 | 0 | 0 | 0 | 0 | 0 | 0 | 0 | 0 | 0 | 0 | 0 | 0 | 0 | 0 | 0 | 0 | 0 | 0 | 0 | 0 | 0 | 0 | 0 | 0 | 0 | 0 | 0 | 0 | 0 | 0 | 0
Depreciation | 0 | 0 | 0 | 0 | -22093.9095 | -44187.819 | -44187.819 | -44187.819 | -44187.819 | -44187.819 | -44187.819 | -44187.819 | -44187.819 | -44187.819 | -44187.819 | -44187.819 | -44187.819 | -44187.819 | -44187.819 | -44187.819 | -44187.819 | -44187.819 | -44187.819 | -44187.819 | -44187.819 | -44187.819 | -44187.819 | -44187.819 | -44187.819 | -44187.819 | -44187.819 | -44187.819 | -44187.819 | -44187.819 | -44187.819 | -44187.819 | -44187.819 | -44187.819 | -44187.819 | -44187.819 | -44187.819 | -44187.819 | -44187.819 | -44187.819 | -44187.819 | -44187.819 | -44187.819 | -44187.819 | -44187.819 | -22093.9095 | 0 | 0 | 0 | 0 | 0 | 0 | 0 | 0 | 0 | 0 | 0 | 0 | 0 | 0 | 0 | 0 | 0 | 0 | 0 | 0 | 0 | 0 | 0 | 0 | 0 | 0 | 0 | 0 | 0 | 0 | 0 | 0 | 0 | 0 | 0 | 0 | 0 | 0 | 0 | 0 | 0 | 0 | 0 | 0 | 0 | 0 | 0 | 0 | 0 | 0
PPE Close Balance | 0 | 0 | 0 | 0 | 1966357.9458 | 1922170.1268 | 1877982.3078 | 1833794.4888 | 1789606.6698 | 1745418.8508 | 1701231.0318 | 1657043.2127 | 1612855.3937 | 1568667.5747 | 1524479.7557 | 1480291.9367 | 1436104.1177 | 1391916.2987 | 1347728.4797 | 1303540.6607 | 1259352.8417 | 1215165.0227 | 1170977.2037 | 1126789.3847 | 1082601.5657 | 1038413.7467 | 994225.9276 | 950038.1086 | 905850.2896 | 861662.4706 | 817474.6516 | 773286.8326 | 729099.0136 | 684911.1946 | 640723.3756 | 596535.5566 | 552347.7376 | 508159.9186 | 463972.0996 | 419784.2806 | 375596.4616 | 331408.6425 | 287220.8235 | 243033.0045 | 198845.1855 | 154657.3665 | 110469.5475 | 66281.7285 | 22093.9095 | 0 | 0 | 0 | 0 | 0 | 0 | 0 | 0 | 0 | 0 | 0 | 0 | 0 | 0 | 0 | 0 | 0 | 0 | 0 | 0 | 0 | 0 | 0 | 0 | 0 | 0 | 0 | 0 | 0 | 0 | 0 | 0 | 0 | 0 | 0 | 0 | 0 | 0 | 0 | 0 | 0 | 0 | 0 | 0 | 0 | 0 | 0 | 0 | 0 | 0 | 0
Barrie MS
UCC Open Balance | 0 | 0 | 0 | 0 | 0 | 0 | 0 | 332945.1564 | 2226437.2187 | 2048322.2412 | 1884456.4619 | 1733699.9449 | 1595003.9493 | 1467403.6334 | 1350011.3427 | 1242010.4353 | 1142649.6005 | 1051237.6324 | 967138.6218 | 889767.5321 | 818586.1295 | 753099.2392 | 692851.3 | 637423.196 | 586429.3403 | 539514.9931 | 496353.7937 | 456645.4902 | 420113.851 | 386504.7429 | 355584.3635 | 327137.6144 | 300966.6052 | 276889.2768 | 254738.1347 | 234359.0839 | 215610.3572 | 198361.5286 | 182492.6063 | 167893.1978 | 154461.742 | 142104.8026 | 130736.4184 | 120277.5049 | 110655.3045 | 101802.8802 | 93658.6498 | 86165.9578 | 79272.6812 | 72930.8667 | 67096.3973 | 61728.6856 | 56790.3907 | 0 | 0 | 0 | 0 | 0 | 0 | 0 | 0 | 0 | 0 | 0 | 0 | 0 | 0 | 0 | 0 | 0 | 0 | 0 | 0 | 0 | 0 | 0 | 0 | 0 | 0 | 0 | 0 | 0 | 0 | 0 | 0 | 0 | 0 | 0 | 0 | 0 | 0 | 0 | 0 | 0 | 0 | 0 | 0 | 0 | 0 | 0
New Capital | 0 | 0 | 0 | 0 | 0 | 0 | 346817.8712 | 2000132.9946 | 0 | 0 | 0 | 0 | 0 | 0 | 0 | 0 | 0 | 0 | 0 | 0 | 0 | 0 | 0 | 0 | 0 | 0 | 0 | 0 | 0 | 0 | 0 | 0 | 0 | 0 | 0 | 0 | 0 | 0 | 0 | 0 | 0 | 0 | 0 | 0 | 0 | 0 | 0 | 0 | 0 | 0 | 0 | 0 | 0 | 0 | 0 | 0 | 0 | 0 | 0 | 0 | 0 | 0 | 0 | 0 | 0 | 0 | 0 | 0 | 0 | 0 | 0 | 0 | 0 | 0 | 0 | 0 | 0 | 0 | 0 | 0 | 0 | 0 | 0 | 0 | 0 | 0 | 0 | 0 | 0 | 0 | 0 | 0 | 0 | 0 | 0 | 0 | 0 | 0 | 0 | 0
CCA | 0 | 0 | 0 | 0 | 0 | 0 | -13872.7148 | -106640.9323 | -178114.9775 | -163865.7793 | -150756.5169 | -138695.9956 | -127600.3159 | -117392.2907 | -108000.9074 | -99360.8348 | -91411.968 | -84099.0106 | -77371.0897 | -71181.4026 | -65486.8904 | -60247.9391 | -55428.104 | -50993.8557 | -46914.3472 | -43161.1994 | -39708.3035 | -36531.6392 | -33609.1081 | -30920.3794 | -28446.7491 | -26171.0092 | -24077.3284 | -22151.1421 | -20379.0508 | -18748.7267 | -17248.8286 | -15868.9223 | -14599.4085 | -13431.4558 | -12356.9394 | -11368.3842 | -10458.9135 | -9622.2004 | -8852.4244 | -8144.2304 | -7492.692 | -6893.2766 | -6341.8145 | -5834.4693 | -5367.7118 | -4938.2948 | -56790.3907 | 0 | 0 | 0 | 0 | 0 | 0 | 0 | 0 | 0 | 0 | 0 | 0 | 0 | 0 | 0 | 0 | 0 | 0 | 0 | 0 | 0 | 0 | 0 | 0 | 0 | 0 | 0 | 0 | 0 | 0 | 0 | 0 | 0 | 0 | 0 | 0 | 0 | 0 | 0 | 0 | 0 | 0 | 0 | 0 | 0 | 0 | 0
UCC Close Balance | 0 | 0 | 0 | 0 | 0 | 0 | 332945.1564 | 2226437.2187 | 2048322.2412 | 1884456.4619 | 1733699.9449 | 1595003.9493 | 1467403.6334 | 1350011.3427 | 1242010.4353 | 1142649.6005 | 1051237.6324 | 967138.6218 | 889767.5321 | 818586.1295 | 753099.2392 | 692851.3 | 637423.196 | 586429.3403 | 539514.9931 | 496353.7937 | 456645.4902 | 420113.851 | 386504.7429 | 355584.3635 | 327137.6144 | 300966.6052 | 276889.2768 | 254738.1347 | 234359.0839 | 215610.3572 | 198361.5286 | 182492.6063 | 167893.1978 | 154461.742 | 142104.8026 | 130736.4184 | 120277.5049 | 110655.3045 | 101802.8802 | 93658.6498 | 86165.9578 | 79272.6812 | 72930.8667 | 67096.3973 | 61728.6856 | 56790.3907 | 0 | 0 | 0 | 0 | 0 | 0 | 0 | 0 | 0 | 0 | 0 | 0 | 0 | 0 | 0 | 0 | 0 | 0 | 0 | 0 | 0 | 0 | 0 | 0 | 0 | 0 | 0 | 0 | 0 | 0 | 0 | 0 | 0 | 0 | 0 | 0 | 0 | 0 | 0 | 0 | 0 | 0 | 0 | 0 | 0 | 0 | 0 | 0
PPE Open Balance | 0 | 0 | 0 | 0 | 0 | 0 | 0 | 342964.3393 | 2313166.5702 | 2261012.1065 | 2208857.6428 | 2156703.1791 | 2104548.7154 | 2052394.2517 | 2000239.788 | 1948085.3244 | 1895930.8607 | 1843776.397 | 1791621.9333 | 1739467.4696 | 1687313.0059 | 1635158.5423 | 1583004.0786 | 1530849.6149 | 1478695.1512 | 1426540.6875 | 1374386.2238 | 1322231.7601 | 1270077.2965 | 1217922.8328 | 1165768.3691 | 1113613.9054 | 1061459.4417 | 1009304.978 | 957150.5144 | 904996.0507 | 852841.587 | 800687.1233 | 748532.6596 | 696378.1959 | 644223.7323 | 592069.2686 | 539914.8049 | 487760.3412 | 435605.8775 | 383451.4138 | 331296.9501 | 279142.4865 | 226988.0228 | 174833.5591 | 122679.0954 | 70524.6317 | 18370.168 | 0 | 0 | 0 | 0 | 0 | 0 | 0 | 0 | 0 | 0 | 0 | 0 | 0 | 0 | 0 | 0 | 0 | 0 | 0 | 0 | 0 | 0 | 0 | 0 | 0 | 0 | 0 | 0 | 0 | 0 | 0 | 0 | 0 | 0 | 0 | 0 | 0 | 0 | 0 | 0 | 0 | 0 | 0 | 0 | 0 | 0 | 0
New Capital | 0 | 0 | 0 | 0 | 0 | 0 | 346817.8712 | 2000132.9946 | 0 | 0 | 0 | 0 | 0 | 0 | 0 | 0 | 0 | 0 | 0 | 0 | 0 | 0 | 0 | 0 | 0 | 0 | 0 | 0 | 0 | 0 | 0 | 0 | 0 | 0 | 0 | 0 | 0 | 0 | 0 | 0 | 0 | 0 | 0 | 0 | 0 | 0 | 0 | 0 | 0 | 0 | 0 | 0 | 0 | 0 | 0 | 0 | 0 | 0 | 0 | 0 | 0 | 0 | 0 | 0 | 0 | 0 | 0 | 0 | 0 | 0 | 0 | 0 | 0 | 0 | 0 | 0 | 0 | 0 | 0 | 0 | 0 | 0 | 0 | 0 | 0 | 0 | 0 | 0 | 0 | 0 | 0 | 0 | 0 | 0 | 0 | 0 | 0 | 0 | 0 | 0
Depreciation | 0 | 0 | 0 | 0 | 0 | 0 | -3853.5319 | -29930.7637 | -52154.4637 | -52154.4637 | -52154.4637 | -52154.4637 | -52154.4637 | -52154.4637 | -52154.4637 | -52154.4637 | -52154.4637 | -52154.4637 | -52154.4637 | -52154.4637 | -52154.4637 | -52154.4637 | -52154.4637 | -52154.4637 | -52154.4637 | -52154.4637 | -52154.4637 | -52154.4637 | -52154.4637 | -52154.4637 | -52154.4637 | -52154.4637 | -52154.4637 | -52154.4637 | -52154.4637 | -52154.4637 | -52154.4637 | -52154.4637 | -52154.4637 | -52154.4637 | -52154.4637 | -52154.4637 | -52154.4637 | -52154.4637 | -52154.4637 | -52154.4637 | -52154.4637 | -52154.4637 | -52154.4637 | -52154.4637 | -52154.4637 | -52154.4637 | -18370.168 | 0 | 0 | 0 | 0 | 0 | 0 | 0 | 0 | 0 | 0 | 0 | 0 | 0 | 0 | 0 | 0 | 0 | 0 | 0 | 0 | 0 | 0 | 0 | 0 | 0 | 0 | 0 | 0 | 0 | 0 | 0 | 0 | 0 | 0 | 0 | 0 | 0 | 0 | 0 | 0 | 0 | 0 | 0 | 0 | 0 | 0 | 0
PPE Close Balance | 0 | 0 | 0 | 0 | 0 | 0 | 342964.3393 | 2313166.5702 | 2261012.1065 | 2208857.6428 | 2156703.1791 | 2104548.7154 | 2052394.2517 | 2000239.788 | 1948085.3244 | 1895930.8607 | 1843776.397 | 1791621.9333 | 1739467.4696 | 1687313.0059 | 1635158.5423 | 1583004.0786 | 1530849.6149 | 1478695.1512 | 1426540.6875 | 1374386.2238 | 1322231.7601 | 1270077.2965 | 1217922.8328 | 1165768.3691 | 1113613.9054 | 1061459.4417 | 1009304.978 | 957150.5144 | 904996.0507 | 852841.587 | 800687.1233 | 748532.6596 | 696378.1959 | 644223.7323 | 592069.2686 | 539914.8049 | 487760.3412 | 435605.8775 | 383451.4138 | 331296.9501 | 279142.4865 | 226988.0228 | 174833.5591 | 122679.0954 | 70524.6317 | 18370.168 | 0 | 0 | 0 | 0 | 0 | 0 | 0 | 0 | 0 | 0 | 0 | 0 | 0 | 0 | 0 | 0 | 0 | 0 | 0 | 0 | 0 | 0 | 0 | 0 | 0 | 0 | 0 | 0 | 0 | 0 | 0 | 0 | 0 | 0 | 0 | 0 | 0 | 0 | 0 | 0 | 0 | 0 | 0 | 0 | 0 | 0 | 0 | 0
Stations O&M
Nebo TS | 0 | 0 | 0 | 0 | 0 | 0 | 0 | 0 | 234561.6133 | 239252.8456 | 244037.9025 | 248918.6606 | 253897.0338 | 258974.9744 | 264154.4739 | 269437.5634 | 274826.3147 | 280322.841 | 285929.2978 | 291647.8838 | 297480.8414 | 303430.4583 | 309499.0674 | 315689.0488 | 322002.8297 | 328442.8863 | 335011.7441 | 341711.979 | 348546.2185 | 355517.1429 | 362627.4858 | 369880.0355 | 377277.6362 | 384823.1889 | 392519.6527 | 400370.0457 | 408377.4467 | 416544.9956 | 424875.8955 | 433373.4134 | 442040.8817 | 450881.6993 | 459899.3333 | 469097.32 | 478479.2664 | 488048.8517 | 497809.8287 | 507766.0253 | 517921.3458 | 528279.7727 | 538845.3682 | 549622.2755 | 560614.721 | 0 | 0 | 0 | 0 | 0 | 0 | 0 | 0 | 0 | 0 | 0 | 0 | 0 | 0 | 0 | 0 | 0 | 0 | 0 | 0 | 0 | 0 | 0 | 0 | 0 | 0 | 0 | 0 | 0 | 0 | 0 | 0 | 0 | 0 | 0 | 0 | 0 | 0 | 0 | 0 | 0 | 0 | 0 | 0 | 0 | 0 | 0
Newton TS | 0 | 0 | 0 | 0 | 0 | 0 | 225453.3 | 229962.366 | 234561.6133 | 239252.8456 | 244037.9025 | 248918.6606 | 253897.0338 | 258974.9744 | 264154.4739 | 269437.5634 | 274826.3147 | 280322.841 | 285929.2978 | 291647.8838 | 297480.8414 | 303430.4583 | 309499.0674 | 315689.0488 | 322002.8297 | 328442.8863 | 335011.7441 | 341711.979 | 348546.2185 | 355517.1429 | 362627.4858 | 369880.0355 | 377277.6362 | 384823.1889 | 392519.6527 | 400370.0457 | 408377.4467 | 416544.9956 | 424875.8955 | 433373.4134 | 442040.8817 | 450881.6993 | 459899.3333 | 469097.32 | 478479.2664 | 488048.8517 | 497809.8287 | 507766.0253 | 517921.3458 | 528279.7727 | 538845.3682 | 0 | 0 | 0 | 0 | 0 | 0 | 0 | 0 | 0 | 0 | 0 | 0 | 0 | 0 | 0 | 0 | 0 | 0 | 0 | 0 | 0 | 0 | 0 | 0 | 0 | 0 | 0 | 0 | 0 | 0 | 0 | 0 | 0 | 0 | 0 | 0 | 0 | 0 | 0 | 0 | 0 | 0 | 0 | 0 | 0 | 0 | 0 | 0 | 0
Melbourne MS | 0 | 0 | 0 | 0 | 0 | 165774.4853 | 169089.975 | 172471.7745 | 175921.21 | 179439.6342 | 183028.4269 | 186688.9954 | 190422.7753 | 194231.2308 | 198115.8555 | 202078.1726 | 206119.736 | 210242.1307 | 214446.9733 | 218735.9128 | 223110.6311 | 227572.8437 | 232124.3006 | 236766.7866 | 241502.1223 | 246332.1648 | 251258.8081 | 256283.9842 | 261409.6639 | 266637.8572 | 271970.6143 | 277410.0266 | 282958.2271 | 288617.3917 | 294389.7395 | 300277.5343 | 306283.085 | 312408.7467 | 318656.9216 | 325030.0601 | 331530.6613 | 338161.2745 | 344924.5 | 351822.99 | 358859.4498 | 366036.6388 | 373357.3715 | 380824.519 | 388441.0094 | 396209.8295 | 0 | 0 | 0 | 0 | 0 | 0 | 0 | 0 | 0 | 0 | 0 | 0 | 0 | 0 | 0 | 0 | 0 | 0 | 0 | 0 | 0 | 0 | 0 | 0 | 0 | 0 | 0 | 0 | 0 | 0 | 0 | 0 | 0 | 0 | 0 | 0 | 0 | 0 | 0 | 0 | 0 | 0 | 0 | 0 | 0 | 0 | 0 | 0 | 0 | 0
Alliston MS | 0 | 0 | 0 | 0 | 0 | 0 | 0 | 172471.7745 | 175921.21 | 179439.6342 | 183028.4269 | 186688.9954 | 190422.7753 | 194231.2308 | 198115.8555 | 202078.1726 | 206119.736 | 210242.1307 | 214446.9733 | 218735.9128 | 223110.6311 | 227572.8437 | 232124.3006 | 236766.7866 | 241502.1223 | 246332.1648 | 251258.8081 | 256283.9842 | 261409.6639 | 266637.8572 | 271970.6143 | 277410.0266 | 282958.2271 | 288617.3917 | 294389.7395 | 300277.5343 | 306283.085 | 312408.7467 | 318656.9216 | 325030.0601 | 331530.6613 | 338161.2745 | 344924.5 | 351822.99 | 358859.4498 | 366036.6388 | 373357.3715 | 380824.519 | 388441.0094 | 396209.8295 | 404134.0261 | 412216.7067 | 0 | 0 | 0 | 0 | 0 | 0 | 0 | 0 | 0 | 0 | 0 | 0 | 0 | 0 | 0 | 0 | 0 | 0 | 0 | 0 | 0 | 0 | 0 | 0 | 0 | 0 | 0 | 0 | 0 | 0 | 0 | 0 | 0 | 0 | 0 | 0 | 0 | 0 | 0 | 0 | 0 | 0 | 0 | 0 | 0 | 0 | 0 | 0
Barrie MS | 0 | 0 | 0 | 0 | 0 | 0 | 0 | 172471.7745 | 175921.21 | 179439.6342 | 183028.4269 | 186688.9954 | 190422.7753 | 194231.2308 | 198115.8555 | 202078.1726 | 206119.736 | 210242.1307 | 214446.9733 | 218735.9128 | 223110.6311 | 227572.8437 | 232124.3006 | 236766.7866 | 241502.1223 | 246332.1648 | 251258.8081 | 256283.9842 | 261409.6639 | 266637.8572 | 271970.6143 | 277410.0266 | 282958.2271 | 288617.3917 | 294389.7395 | 300277.5343 | 306283.085 | 312408.7467 | 318656.9216 | 325030.0601 | 331530.6613 | 338161.2745 | 344924.5 | 351822.99 | 358859.4498 | 366036.6388 | 373357.3715 | 380824.519 | 388441.0094 | 396209.8295 | 404134.0261 | 412216.7067 | 0 | 0 | 0 | 0 | 0 | 0 | 0 | 0 | 0 | 0 | 0 | 0 | 0 | 0 | 0 | 0 | 0 | 0 | 0 | 0 | 0 | 0 | 0 | 0 | 0 | 0 | 0 | 0 | 0 | 0 | 0 | 0 | 0 | 0 | 0 | 0 | 0 | 0 | 0 | 0 | 0 | 0 | 0 | 0 | 0 | 0 | 0 | 0

## Model_Reference
Year | 2025 | 2026 | 2027 | 2028 | 2029 | 2030 | 2031 | 2032 | 2033 | 2034 | 2035 | 2036 | 2037 | 2038 | 2039 | 2040 | 2041 | 2042 | 2043 | 2044 | 2045 | 2046 | 2047 | 2048 | 2049 | 2050 | 2051 | 2052 | 2053 | 2054 | 2055 | 2056 | 2057 | 2058 | 2059 | 2060 | 2061 | 2062 | 2063 | 2064 | 2065 | 2066 | 2067 | 2068 | 2069 | 2070 | 2071 | 2072 | 2073 | 2074 | 2075 | 2076 | 2077 | 2078 | 2079 | 2080 | 2081 | 2082 | 2083 | 2084 | 2085 | 2086 | 2087 | 2088 | 2089 | 2090 | 2091 | 2092 | 2093 | 2094 | 2095 | 2096 | 2097 | 2098 | 2099 | 2100 | 2101 | 2102 | 2103 | 2104 | 2105 | 2106 | 2107 | 2108 | 2109 | 2110 | 2111 | 2112 | 2113 | 2114 | 2115 | 2116 | 2117 | 2118 | 2119 | 2120 | 2121 | 2122 | 2123 | 2124
| 1 | 2 | 3 | 4 | 5 | 6 | 7 | 8 | 9 | 10 | 11 | 12 | 13 | 14 | 15 | 16 | 17 | 18 | 19 | 20 | 21 | 22 | 23 | 24 | 25 | 26 | 27 | 28 | 29 | 30 | 31 | 32 | 33 | 34 | 35 | 36 | 37 | 38 | 39 | 40 | 41 | 42 | 43 | 44 | 45 | 46 | 47 | 48 | 49 | 50 | 51 | 52 | 53 | 54 | 55 | 56 | 57 | 58 | 59 | 60 | 61 | 62 | 63 | 64 | 65 | 66 | 67 | 68 | 69 | 70 | 71 | 72 | 73 | 74 | 75 | 76 | 77 | 78 | 79 | 80 | 81 | 82 | 83 | 84 | 85 | 86 | 87 | 88 | 89 | 90 | 91 | 92 | 93 | 94 | 95 | 96 | 97 | 98 | 99 | 100
Revenue Requirement
O&M | 0 | 510500 | 676923 | 902911.14 | 920969.3628 | 939388.7501 | 958176.5251 | 977340.0556 | 996886.8567 | 1016824.5938 | 1037161.0857 | 1057904.3074 | 1079062.3935 | 1100643.6414 | 1122656.5142 | 1145109.6445 | 1168011.8374 | 1191372.0742 | 1215199.5156 | 1239503.506 | 1264293.5761 | 1289579.4476 | 1315371.0366 | 1341678.4573 | 1368512.0264 | 1395882.267 | 1423799.9123 | 1452275.9105 | 1481321.4288 | 1510947.8573 | 1541166.8145 | 1571990.1508 | 1603429.9538 | 1635498.5529 | 1668208.5239 | 1701572.6944 | 1735604.1483 | 1770316.2312 | 1805722.5559 | 1841837.007 | 1878673.7471 | 1916247.2221 | 1954572.1665 | 1993663.6098 | 2033536.882 | 2074207.6197 | 871167.2003 | 507766.0253 | 0 | 0 | 0 | 0 | 0 | 0 | 0 | 0 | 0 | 0 | 0 | 0 | 0 | 0 | 0 | 0 | 0 | 0 | 0 | 0 | 0 | 0 | 0 | 0 | 0 | 0 | 0 | 0 | 0 | 0 | 0 | 0 | 0 | 0 | 0 | 0 | 0 | 0 | 0 | 0 | 0 | 0 | 0 | 0 | 0 | 0 | 0 | 0 | 0 | 0 | 0 | 0
Incentive DER Payments
NWS Costs
Depreciation | 0 | 1092546.564 | 2281986.004 | 2763847.9784 | 3148817.0768 | 3148817.0768 | 3148817.0768 | 3148817.0768 | 3148817.0768 | 3148817.0768 | 3148817.0768 | 3148817.0768 | 3148817.0768 | 3148817.0768 | 3148817.0768 | 3148817.0768 | 3148817.0768 | 3148817.0768 | 3148817.0768 | 3148817.0768 | 3148817.0768 | 3148817.0768 | 3148817.0768 | 3148817.0768 | 3148817.0768 | 3148817.0768 | 3148817.0768 | 3148817.0768 | 3148817.0768 | 3148817.0768 | 3148817.0768 | 3148817.0768 | 3148817.0768 | 3148817.0768 | 3148817.0768 | 3148817.0768 | 3148817.0768 | 3148817.0768 | 3148817.0768 | 3148817.0768 | 3148817.0768 | 3148817.0768 | 3148817.0768 | 3148817.0768 | 3148817.0768 | 3148817.0768 | 2056270.5128 | 866831.0728 | 384969.0984 | 0 | 0 | 0 | 0 | 0 | 0 | 0 | 0 | 0 | 0 | 0 | 0 | 0 | 0 | 0 | 0 | 0 | 0 | 0 | 0 | 0 | 0 | 0 | 0 | 0 | 0 | 0 | 0 | 0 | 0 | 0 | 0 | 0 | 0 | 0 | 0 | 0 | 0 | 0 | 0 | 0 | 0 | 0 | 0 | 0 | 0 | 0 | 0 | 0 | 0 | 0
Interest | 93798.0396 | 1491539.4779 | 2881821.4564 | 3395716.0396 | 3781046.406 | 3696595.132 | 3612143.858 | 3527692.584 | 3443241.31 | 3358790.036 | 3274338.762 | 3189887.488 | 3105436.214 | 3020984.94 | 2936533.666 | 2852082.392 | 2767631.118 | 2683179.844 | 2598728.57 | 2514277.296 | 2429826.022 | 2345374.748 | 2260923.474 | 2176472.2 | 2092020.926 | 2007569.652 | 1923118.378 | 1838667.104 | 1754215.83 | 1669764.556 | 1585313.282 | 1500862.008 | 1416410.734 | 1331959.46 | 1247508.186 | 1163056.912 | 1078605.638 | 994154.364 | 909703.09 | 825251.816 | 740800.542 | 656349.268 | 571897.994 | 487446.72 | 402995.446 | 318544.172 | 154945.9078 | 21949.0759 | 5162.4356 | 0 | 0 | 0 | 0 | 0 | 0 | 0 | 0 | 0 | 0 | 0 | 0 | 0 | 0 | 0 | 0 | 0 | 0 | 0 | 0 | 0 | 0 | 0 | 0 | 0 | 0 | 0 | 0 | 0 | 0 | 0 | 0 | 0 | 0 | 0 | 0 | 0 | 0 | 0 | 0 | 0 | 0 | 0 | 0 | 0 | 0 | 0 | 0 | 0 | 0 | 0
Return on Equity | 125903.4089 | 2002066.4133 | 3868216.7199 | 4558008.1068 | 5075230.0752 | 4961872.6604 | 4848515.2457 | 4735157.8309 | 4621800.4161 | 4508443.0014 | 4395085.5866 | 4281728.1718 | 4168370.7571 | 4055013.3423 | 3941655.9275 | 3828298.5128 | 3714941.098 | 3601583.6832 | 3488226.2685 | 3374868.8537 | 3261511.4389 | 3148154.0242 | 3034796.6094 | 2921439.1946 | 2808081.7799 | 2694724.3651 | 2581366.9503 | 2468009.5356 | 2354652.1208 | 2241294.7061 | 2127937.2913 | 2014579.8765 | 1901222.4618 | 1787865.047 | 1674507.6322 | 1561150.2175 | 1447792.8027 | 1334435.3879 | 1221077.9732 | 1107720.5584 | 994363.1436 | 881005.7289 | 767648.3141 | 654290.8993 | 540933.4846 | 427576.0698 | 207981.0843 | 29461.8469 | 6929.4438 | 0 | 0 | 0 | 0 | 0 | 0 | 0 | 0 | 0 | 0 | 0 | 0 | 0 | 0 | 0 | 0 | 0 | 0 | 0 | 0 | 0 | 0 | 0 | 0 | 0 | 0 | 0 | 0 | 0 | 0 | 0 | 0 | 0 | 0 | 0 | 0 | 0 | 0 | 0 | 0 | 0 | 0 | 0 | 0 | 0 | 0 | 0 | 0 | 0 | 0 | 0
PILS | 45393.7461 | -1720416.8777 | -643374.724 | -491752.4759 | -415618.4522 | -186028.7247 | 21924.1957 | 209971.2537 | 379704.9182 | 532590.2607 | 669975.147 | 793099.6136 | 903104.4939 | 1001039.3551 | 1087869.7984 | 1164484.1775 | 1231699.7775 | 1290268.5006 | 1340882.097 | 1384176.9769 | 1420738.6375 | 1451105.7365 | 1475773.8387 | 1495198.8639 | 1509800.2582 | 1519963.9122 | 1526044.845 | 1528369.6744 | 1527238.8885 | 1522928.9367 | 1515694.1523 | 1505768.5217 | 1493367.3127 | 1478688.5717 | 1461914.5011 | 1443212.7273 | 1422737.4665 | 1400630.5978 | 1377022.6498 | 1352033.7087 | 1325774.2542 | 1298345.9271 | 1269842.2374 | 1240349.214 | 1209946.0037 | 1178705.4213 | -50907.1894 | 222773.1669 | -164591.3246 | 0 | 0 | 0 | 0 | 0 | 0 | 0 | 0 | 0 | 0 | 0 | 0 | 0 | 0 | 0 | 0 | 0 | 0 | 0 | 0 | 0 | 0 | 0 | 0 | 0 | 0 | 0 | 0 | 0 | 0 | 0 | 0 | 0 | 0 | 0 | 0 | 0 | 0 | 0 | 0 | 0 | 0 | 0 | 0 | 0 | 0 | 0 | 0 | 0 | 0 | 0
RevReq | 265095.1946 | 3376235.5776 | 9065572.4563 | 11128730.7889 | 12510444.4686 | 12560644.8946 | 12589576.9013 | 12598978.801 | 12590450.5779 | 12565464.9687 | 12525377.6581 | 12471436.6576 | 12404790.9354 | 12326498.3556 | 12237532.9831 | 12138791.8037 | 12031100.9077 | 11915221.1788 | 11791853.5279 | 11661643.7094 | 11525186.7514 | 11383031.0331 | 11235682.0355 | 11083605.7926 | 10927232.0674 | 10766957.2731 | 10603147.1625 | 10436139.3013 | 10266245.3449 | 10093753.133 | 9918928.6168 | 9742017.6338 | 9563247.5391 | 9382828.7084 | 9200955.92 | 9017809.6279 | 8833557.1323 | 8648353.6578 | 8462343.3456 | 8275660.167 | 8088428.7637 | 7900765.2229 | 7712777.7888 | 7524567.52 | 7336228.8931 | 7147850.3596 | 3239457.5158 | 1648781.1878 | 232469.6532 | 0 | 0 | 0 | 0 | 0 | 0 | 0 | 0 | 0 | 0 | 0 | 0 | 0 | 0 | 0 | 0 | 0 | 0 | 0 | 0 | 0 | 0 | 0 | 0 | 0 | 0 | 0 | 0 | 0 | 0 | 0 | 0 | 0 | 0 | 0 | 0 | 0 | 0 | 0 | 0 | 0 | 0 | 0 | 0 | 0 | 0 | 0 | 0 | 0 | 0 | 0
Book Value, Stations & Lines | 6994633.8277 | 105323824.5888 | 114044183.4291 | 148691402.2847 | 148691402.2847 | 148691402.2847 | 148691402.2847 | 148691402.2847 | 148691402.2847 | 148691402.2847 | 148691402.2847 | 148691402.2847 | 148691402.2847 | 148691402.2847 | 148691402.2847 | 148691402.2847 | 148691402.2847 | 148691402.2847 | 148691402.2847 | 148691402.2847 | 148691402.2847 | 148691402.2847 | 148691402.2847 | 148691402.2847 | 148691402.2847 | 148691402.2847 | 148691402.2847 | 148691402.2847 | 148691402.2847 | 148691402.2847 | 148691402.2847 | 148691402.2847 | 148691402.2847 | 148691402.2847 | 148691402.2847 | 148691402.2847 | 148691402.2847 | 148691402.2847 | 148691402.2847 | 148691402.2847 | 148691402.2847 | 148691402.2847 | 148691402.2847 | 148691402.2847 | 148691402.2847 | 148691402.2847 | 141696768.457 | 141696768.457 | 141696768.457 | 141696768.457 | 141696768.457 | 141696768.457 | 141696768.457 | 141696768.457 | 141696768.457 | 141696768.457 | 141696768.457 | 141696768.457 | 141696768.457 | 141696768.457 | 141696768.457 | 141696768.457 | 141696768.457 | 141696768.457 | 141696768.457 | 141696768.457 | 141696768.457 | 141696768.457 | 141696768.457 | 141696768.457 | 141696768.457 | 141696768.457 | 141696768.457 | 141696768.457 | 141696768.457 | 141696768.457 | 141696768.457 | 141696768.457 | 141696768.457 | 141696768.457 | 141696768.457 | 141696768.457 | 141696768.457 | 141696768.457 | 141696768.457 | 141696768.457 | 141696768.457 | 141696768.457 | 141696768.457 | 141696768.457 | 141696768.457 | 141696768.457 | 141696768.457 | 141696768.457 | 141696768.457 | 141696768.457 | 141696768.457 | 141696768.457 | 141696768.457 | 141696768.457
Average PPE | 3497316.9138 | 55612955.9262 | 107450464.4429 | 126611336.2996 | 140978613.1998 | 137829796.123 | 134680979.0462 | 131532161.9693 | 128383344.8925 | 125234527.8157 | 122085710.7389 | 118936893.662 | 115788076.5852 | 112639259.5084 | 109490442.4316 | 106341625.3548 | 103192808.2779 | 100043991.2011 | 96895174.1243 | 93746357.0475 | 90597539.9707 | 87448722.8938 | 84299905.817 | 81151088.7402 | 78002271.6634 | 74853454.5865 | 71704637.5097 | 68555820.4329 | 65407003.3561 | 62258186.2793 | 59109369.2024 | 55960552.1256 | 52811735.0488 | 49662917.972 | 46514100.8951 | 43365283.8183 | 40216466.7415 | 37067649.6647 | 33918832.5879 | 30770015.511 | 27621198.4342 | 24472381.3574 | 21323564.2806 | 18174747.2038 | 15025930.1269 | 11877113.0501 | 5777252.3414 | 818384.6348 | 192484.5492 | 0 | 0 | 0 | 0 | 0 | 0 | 0 | 0 | 0 | 0 | 0 | 0 | 0 | 0 | 0 | 0 | 0 | 0 | 0 | 0 | 0 | 0 | 0 | 0 | 0 | 0 | 0 | 0 | 0 | 0 | 0 | 0 | 0 | 0 | 0 | 0 | 0 | 0 | 0 | 0 | 0 | 0 | 0 | 0 | 0 | 0 | 0 | 0 | 0 | 0 | 0
PPE Open Balance | 0 | 6994633.8277 | 104231278.0248 | 110669650.8611 | 142553021.7382 | 139404204.6614 | 136255387.5846 | 133106570.5077 | 129957753.4309 | 126808936.3541 | 123660119.2773 | 120511302.2005 | 117362485.1236 | 114213668.0468 | 111064850.97 | 107916033.8932 | 104767216.8163 | 101618399.7395 | 98469582.6627 | 95320765.5859 | 92171948.5091 | 89023131.4322 | 85874314.3554 | 82725497.2786 | 79576680.2018 | 76427863.125 | 73279046.0481 | 70130228.9713 | 66981411.8945 | 63832594.8177 | 60683777.7408 | 57534960.664 | 54386143.5872 | 51237326.5104 | 48088509.4336 | 44939692.3567 | 41790875.2799 | 38642058.2031 | 35493241.1263 | 32344424.0494 | 29195606.9726 | 26046789.8958 | 22897972.819 | 19749155.7422 | 16600338.6653 | 13451521.5885 | 10302704.5117 | 1251800.1712 | 384969.0984 | 0 | 0 | 0 | 0 | 0 | 0 | 0 | 0 | 0 | 0 | 0 | 0 | 0 | 0 | 0 | 0 | 0 | 0 | 0 | 0 | 0 | 0 | 0 | 0 | 0 | 0 | 0 | 0 | 0 | 0 | 0 | 0 | 0 | 0 | 0 | 0 | 0 | 0 | 0 | 0 | 0 | 0 | 0 | 0 | 0 | 0 | 0 | 0 | 0 | 0 | 0
PPE Close Balance | 6994633.8277 | 104231278.0248 | 110669650.8611 | 142553021.7382 | 139404204.6614 | 136255387.5846 | 133106570.5077 | 129957753.4309 | 126808936.3541 | 123660119.2773 | 120511302.2005 | 117362485.1236 | 114213668.0468 | 111064850.97 | 107916033.8932 | 104767216.8163 | 101618399.7395 | 98469582.6627 | 95320765.5859 | 92171948.5091 | 89023131.4322 | 85874314.3554 | 82725497.2786 | 79576680.2018 | 76427863.125 | 73279046.0481 | 70130228.9713 | 66981411.8945 | 63832594.8177 | 60683777.7408 | 57534960.664 | 54386143.5872 | 51237326.5104 | 48088509.4336 | 44939692.3567 | 41790875.2799 | 38642058.2031 | 35493241.1263 | 32344424.0494 | 29195606.9726 | 26046789.8958 | 22897972.819 | 19749155.7422 | 16600338.6653 | 13451521.5885 | 10302704.5117 | 1251800.1712 | 384969.0984 | 0 | 0 | 0 | 0 | 0 | 0 | 0 | 0 | 0 | 0 | 0 | 0 | 0 | 0 | 0 | 0 | 0 | 0 | 0 | 0 | 0 | 0 | 0 | 0 | 0 | 0 | 0 | 0 | 0 | 0 | 0 | 0 | 0 | 0 | 0 | 0 | 0 | 0 | 0 | 0 | 0 | 0 | 0 | 0 | 0 | 0 | 0 | 0 | 0 | 0 | 0 | 0
Taxes
CCA | 0 | 7866335.2609 | 7934657.1472 | 8685773.3297 | 9376800.2175 | 8626656.2001 | 7936523.7041 | 7301601.8078 | 6717473.6632 | 6180075.7701 | 5685669.7085 | 5230816.1318 | 4812350.8413 | 4427362.774 | 4073173.7521 | 3747319.8519 | 3447534.2637 | 3171731.5226 | 2917993.0008 | 2684553.5608 | 2469789.2759 | 2272206.1338 | 2090429.6431 | 1923195.2717 | 1769339.6499 | 1627792.4779 | 1497569.0797 | 1377763.5533 | 1267542.4691 | 1166139.0715 | 1072847.9458 | 987020.1102 | 908058.5013 | 835413.8212 | 768580.7155 | 707094.2583 | 650526.7176 | 598484.5802 | 550605.8138 | 506557.3487 | 466032.7608 | 428750.1399 | 394450.1287 | 362894.1184 | 333862.589 | 307153.5818 | 2405447.0092 | 278412.6265 | 848406.5556 | 0 | 0 | 0 | 0 | 0 | 0 | 0 | 0 | 0 | 0 | 0 | 0 | 0 | 0 | 0 | 0 | 0 | 0 | 0 | 0 | 0 | 0 | 0 | 0 | 0 | 0 | 0 | 0 | 0 | 0 | 0 | 0 | 0 | 0 | 0 | 0 | 0 | 0 | 0 | 0 | 0 | 0 | 0 | 0 | 0 | 0 | 0 | 0 | 0 | 0 | 0
Taxable Earnings | 125903.4089 | -4771722.2835 | -1784454.4233 | -1363917.2445 | -1152753.0655 | -515966.4629 | 60808.6184 | 582373.0999 | 1053143.8298 | 1477184.3081 | 1858232.9549 | 2199729.1168 | 2504836.9926 | 2776467.6451 | 3017299.2523 | 3229795.7377 | 3416223.9111 | 3578669.2374 | 3719050.3445 | 3839132.3698 | 3940539.2399 | 4024764.9672 | 4093184.0431 | 4147060.9998 | 4187559.2068 | 4215748.964 | 4232614.9475 | 4239063.0591 | 4235926.7286 | 4223972.7113 | 4203906.4223 | 4176376.8432 | 4141981.0372 | 4101268.3026 | 4054743.9935 | 4002873.036 | 3946083.1619 | 3884767.8845 | 3819289.2362 | 3749980.2865 | 3677147.4597 | 3601072.6658 | 3522015.2622 | 3440213.8577 | 3355887.9724 | 3269239.5648 | -141195.4121 | 617880.2932 | -456508.0134 | 0 | 0 | 0 | 0 | 0 | 0 | 0 | 0 | 0 | 0 | 0 | 0 | 0 | 0 | 0 | 0 | 0 | 0 | 0 | 0 | 0 | 0 | 0 | 0 | 0 | 0 | 0 | 0 | 0 | 0 | 0 | 0 | 0 | 0 | 0 | 0 | 0 | 0 | 0 | 0 | 0 | 0 | 0 | 0 | 0 | 0 | 0 | 0 | 0 | 0 | 0
Grossed-Up PILS | 45393.7461 | -1720416.8777 | -643374.724 | -491752.4759 | -415618.4522 | -186028.7247 | 21924.1957 | 209971.2537 | 379704.9182 | 532590.2607 | 669975.147 | 793099.6136 | 903104.4939 | 1001039.3551 | 1087869.7984 | 1164484.1775 | 1231699.7775 | 1290268.5006 | 1340882.097 | 1384176.9769 | 1420738.6375 | 1451105.7365 | 1475773.8387 | 1495198.8639 | 1509800.2582 | 1519963.9122 | 1526044.845 | 1528369.6744 | 1527238.8885 | 1522928.9367 | 1515694.1523 | 1505768.5217 | 1493367.3127 | 1478688.5717 | 1461914.5011 | 1443212.7273 | 1422737.4665 | 1400630.5978 | 1377022.6498 | 1352033.7087 | 1325774.2542 | 1298345.9271 | 1269842.2374 | 1240349.214 | 1209946.0037 | 1178705.4213 | -50907.1894 | 222773.1669 | -164591.3246 | 0 | 0 | 0 | 0 | 0 | 0 | 0 | 0 | 0 | 0 | 0 | 0 | 0 | 0 | 0 | 0 | 0 | 0 | 0 | 0 | 0 | 0 | 0 | 0 | 0 | 0 | 0 | 0 | 0 | 0 | 0 | 0 | 0 | 0 | 0 | 0 | 0 | 0 | 0 | 0 | 0 | 0 | 0 | 0 | 0 | 0 | 0 | 0 | 0 | 0 | 0
Land - Capital-in-Service
Nebo TS | 3424650.9573 | 0 | 0 | 0 | 0 | 0 | 0 | 0 | 0 | 0 | 0 | 0 | 0 | 0 | 0 | 0 | 0 | 0 | 0 | 0 | 0 | 0 | 0 | 0 | 0 | 0 | 0 | 0 | 0 | 0 | 0 | 0 | 0 | 0 | 0 | 0 | 0 | 0 | 0 | 0 | 0 | 0 | 0 | 0 | 0 | 0 | -3424650.9573 | 0 | 0 | 0 | 0 | 0 | 0 | 0 | 0 | 0 | 0 | 0 | 0 | 0 | 0 | 0 | 0 | 0 | 0 | 0 | 0 | 0 | 0 | 0 | 0 | 0 | 0 | 0 | 0 | 0 | 0 | 0 | 0 | 0 | 0 | 0 | 0 | 0 | 0 | 0 | 0 | 0 | 0 | 0 | 0 | 0 | 0 | 0 | 0 | 0 | 0 | 0 | 0 | 0
Newton TS | 0 | 0 | 0 | 0 | 0 | 0 | 0 | 0 | 0 | 0 | 0 | 0 | 0 | 0 | 0 | 0 | 0 | 0 | 0 | 0 | 0 | 0 | 0 | 0 | 0 | 0 | 0 | 0 | 0 | 0 | 0 | 0 | 0 | 0 | 0 | 0 | 0 | 0 | 0 | 0 | 0 | 0 | 0 | 0 | 0 | 0 | 0 | 0 | 0 | 0 | 0 | 0 | 0 | 0 | 0 | 0 | 0 | 0 | 0 | 0 | 0 | 0 | 0 | 0 | 0 | 0 | 0 | 0 | 0 | 0 | 0 | 0 | 0 | 0 | 0 | 0 | 0 | 0 | 0 | 0 | 0 | 0 | 0 | 0 | 0 | 0 | 0 | 0 | 0 | 0 | 0 | 0 | 0 | 0 | 0 | 0 | 0 | 0 | 0 | 0
Melbourne MS | 0 | 0 | 0 | 0 | 0 | 0 | 0 | 0 | 0 | 0 | 0 | 0 | 0 | 0 | 0 | 0 | 0 | 0 | 0 | 0 | 0 | 0 | 0 | 0 | 0 | 0 | 0 | 0 | 0 | 0 | 0 | 0 | 0 | 0 | 0 | 0 | 0 | 0 | 0 | 0 | 0 | 0 | 0 | 0 | 0 | 0 | 0 | 0 | 0 | 0 | 0 | 0 | 0 | 0 | 0 | 0 | 0 | 0 | 0 | 0 | 0 | 0 | 0 | 0 | 0 | 0 | 0 | 0 | 0 | 0 | 0 | 0 | 0 | 0 | 0 | 0 | 0 | 0 | 0 | 0 | 0 | 0 | 0 | 0 | 0 | 0 | 0 | 0 | 0 | 0 | 0 | 0 | 0 | 0 | 0 | 0 | 0 | 0 | 0 | 0
Alliston MS | 1784991.435 | 0 | 0 | 0 | 0 | 0 | 0 | 0 | 0 | 0 | 0 | 0 | 0 | 0 | 0 | 0 | 0 | 0 | 0 | 0 | 0 | 0 | 0 | 0 | 0 | 0 | 0 | 0 | 0 | 0 | 0 | 0 | 0 | 0 | 0 | 0 | 0 | 0 | 0 | 0 | 0 | 0 | 0 | 0 | 0 | 0 | -1784991.435 | 0 | 0 | 0 | 0 | 0 | 0 | 0 | 0 | 0 | 0 | 0 | 0 | 0 | 0 | 0 | 0 | 0 | 0 | 0 | 0 | 0 | 0 | 0 | 0 | 0 | 0 | 0 | 0 | 0 | 0 | 0 | 0 | 0 | 0 | 0 | 0 | 0 | 0 | 0 | 0 | 0 | 0 | 0 | 0 | 0 | 0 | 0 | 0 | 0 | 0 | 0 | 0 | 0
Barrie MS | 1784991.4353 | 0 | 0 | 0 | 0 | 0 | 0 | 0 | 0 | 0 | 0 | 0 | 0 | 0 | 0 | 0 | 0 | 0 | 0 | 0 | 0 | 0 | 0 | 0 | 0 | 0 | 0 | 0 | 0 | 0 | 0 | 0 | 0 | 0 | 0 | 0 | 0 | 0 | 0 | 0 | 0 | 0 | 0 | 0 | 0 | 0 | -1784991.4353 | 0 | 0 | 0 | 0 | 0 | 0 | 0 | 0 | 0 | 0 | 0 | 0 | 0 | 0 | 0 | 0 | 0 | 0 | 0 | 0 | 0 | 0 | 0 | 0 | 0 | 0 | 0 | 0 | 0 | 0 | 0 | 0 | 0 | 0 | 0 | 0 | 0 | 0 | 0 | 0 | 0 | 0 | 0 | 0 | 0 | 0 | 0 | 0 | 0 | 0 | 0 | 0 | 0
Nebo TS
UCC Open Balance | 0 | 3424650.9573 | 3424650.9573 | 3424650.9573 | 3424650.9573 | 3424650.9573 | 3424650.9573 | 3424650.9573 | 3424650.9573 | 3424650.9573 | 3424650.9573 | 3424650.9573 | 3424650.9573 | 3424650.9573 | 3424650.9573 | 3424650.9573 | 3424650.9573 | 3424650.9573 | 3424650.9573 | 3424650.9573 | 3424650.9573 | 3424650.9573 | 3424650.9573 | 3424650.9573 | 3424650.9573 | 3424650.9573 | 3424650.9573 | 3424650.9573 | 3424650.9573 | 3424650.9573 | 3424650.9573 | 3424650.9573 | 3424650.9573 | 3424650.9573 | 3424650.9573 | 3424650.9573 | 3424650.9573 | 3424650.9573 | 3424650.9573 | 3424650.9573 | 3424650.9573 | 3424650.9573 | 3424650.9573 | 3424650.9573 | 3424650.9573 | 3424650.9573 | 3424650.9573 | 0 | 0 | 0 | 0 | 0 | 0 | 0 | 0 | 0 | 0 | 0 | 0 | 0 | 0 | 0 | 0 | 0 | 0 | 0 | 0 | 0 | 0 | 0 | 0 | 0 | 0 | 0 | 0 | 0 | 0 | 0 | 0 | 0 | 0 | 0 | 0 | 0 | 0 | 0 | 0 | 0 | 0 | 0 | 0 | 0 | 0 | 0 | 0 | 0 | 0 | 0 | 0 | 0
New Capital | 3424650.9573 | 0 | 0 | 0 | 0 | 0 | 0 | 0 | 0 | 0 | 0 | 0 | 0 | 0 | 0 | 0 | 0 | 0 | 0 | 0 | 0 | 0 | 0 | 0 | 0 | 0 | 0 | 0 | 0 | 0 | 0 | 0 | 0 | 0 | 0 | 0 | 0 | 0 | 0 | 0 | 0 | 0 | 0 | 0 | 0 | 0 | -3424650.9573 | 0 | 0 | 0 | 0 | 0 | 0 | 0 | 0 | 0 | 0 | 0 | 0 | 0 | 0 | 0 | 0 | 0 | 0 | 0 | 0 | 0 | 0 | 0 | 0 | 0 | 0 | 0 | 0 | 0 | 0 | 0 | 0 | 0 | 0 | 0 | 0 | 0 | 0 | 0 | 0 | 0 | 0 | 0 | 0 | 0 | 0 | 0 | 0 | 0 | 0 | 0 | 0 | 0
CCA | 0 | 0 | 0 | 0 | 0 | 0 | 0 | 0 | 0 | 0 | 0 | 0 | 0 | 0 | 0 | 0 | 0 | 0 | 0 | 0 | 0 | 0 | 0 | 0 | 0 | 0 | 0 | 0 | 0 | 0 | 0 | 0 | 0 | 0 | 0 | 0 | 0 | 0 | 0 | 0 | 0 | 0 | 0 | 0 | 0 | 0 | 0 | 0 | 0 | 0 | 0 | 0 | 0 | 0 | 0 | 0 | 0 | 0 | 0 | 0 | 0 | 0 | 0 | 0 | 0 | 0 | 0 | 0 | 0 | 0 | 0 | 0 | 0 | 0 | 0 | 0 | 0 | 0 | 0 | 0 | 0 | 0 | 0 | 0 | 0 | 0 | 0 | 0 | 0 | 0 | 0 | 0 | 0 | 0 | 0 | 0 | 0 | 0 | 0 | 0
UCC Close Balance | 3424650.9573 | 3424650.9573 | 3424650.9573 | 3424650.9573 | 3424650.9573 | 3424650.9573 | 3424650.9573 | 3424650.9573 | 3424650.9573 | 3424650.9573 | 3424650.9573 | 3424650.9573 | 3424650.9573 | 3424650.9573 | 3424650.9573 | 3424650.9573 | 3424650.9573 | 3424650.9573 | 3424650.9573 | 3424650.9573 | 3424650.9573 | 3424650.9573 | 3424650.9573 | 3424650.9573 | 3424650.9573 | 3424650.9573 | 3424650.9573 | 3424650.9573 | 3424650.9573 | 3424650.9573 | 3424650.9573 | 3424650.9573 | 3424650.9573 | 3424650.9573 | 3424650.9573 | 3424650.9573 | 3424650.9573 | 3424650.9573 | 3424650.9573 | 3424650.9573 | 3424650.9573 | 3424650.9573 | 3424650.9573 | 3424650.9573 | 3424650.9573 | 3424650.9573 | 0 | 0 | 0 | 0 | 0 | 0 | 0 | 0 | 0 | 0 | 0 | 0 | 0 | 0 | 0 | 0 | 0 | 0 | 0 | 0 | 0 | 0 | 0 | 0 | 0 | 0 | 0 | 0 | 0 | 0 | 0 | 0 | 0 | 0 | 0 | 0 | 0 | 0 | 0 | 0 | 0 | 0 | 0 | 0 | 0 | 0 | 0 | 0 | 0 | 0 | 0 | 0 | 0 | 0
PPE Open Balance | 0 | 3424650.9573 | 3424650.9573 | 3424650.9573 | 3424650.9573 | 3424650.9573 | 3424650.9573 | 3424650.9573 | 3424650.9573 | 3424650.9573 | 3424650.9573 | 3424650.9573 | 3424650.9573 | 3424650.9573 | 3424650.9573 | 3424650.9573 | 3424650.9573 | 3424650.9573 | 3424650.9573 | 3424650.9573 | 3424650.9573 | 3424650.9573 | 3424650.9573 | 3424650.9573 | 3424650.9573 | 3424650.9573 | 3424650.9573 | 3424650.9573 | 3424650.9573 | 3424650.9573 | 3424650.9573 | 3424650.9573 | 3424650.9573 | 3424650.9573 | 3424650.9573 | 3424650.9573 | 3424650.9573 | 3424650.9573 | 3424650.9573 | 3424650.9573 | 3424650.9573 | 3424650.9573 | 3424650.9573 | 3424650.9573 | 3424650.9573 | 3424650.9573 | 3424650.9573 | 0 | 0 | 0 | 0 | 0 | 0 | 0 | 0 | 0 | 0 | 0 | 0 | 0 | 0 | 0 | 0 | 0 | 0 | 0 | 0 | 0 | 0 | 0 | 0 | 0 | 0 | 0 | 0 | 0 | 0 | 0 | 0 | 0 | 0 | 0 | 0 | 0 | 0 | 0 | 0 | 0 | 0 | 0 | 0 | 0 | 0 | 0 | 0 | 0 | 0 | 0 | 0 | 0
New Capital | 3424650.9573 | 0 | 0 | 0 | 0 | 0 | 0 | 0 | 0 | 0 | 0 | 0 | 0 | 0 | 0 | 0 | 0 | 0 | 0 | 0 | 0 | 0 | 0 | 0 | 0 | 0 | 0 | 0 | 0 | 0 | 0 | 0 | 0 | 0 | 0 | 0 | 0 | 0 | 0 | 0 | 0 | 0 | 0 | 0 | 0 | 0 | -3424650.9573 | 0 | 0 | 0 | 0 | 0 | 0 | 0 | 0 | 0 | 0 | 0 | 0 | 0 | 0 | 0 | 0 | 0 | 0 | 0 | 0 | 0 | 0 | 0 | 0 | 0 | 0 | 0 | 0 | 0 | 0 | 0 | 0 | 0 | 0 | 0 | 0 | 0 | 0 | 0 | 0 | 0 | 0 | 0 | 0 | 0 | 0 | 0 | 0 | 0 | 0 | 0 | 0 | 0
Depreciation | 0 | 0 | 0 | 0 | 0 | 0 | 0 | 0 | 0 | 0 | 0 | 0 | 0 | 0 | 0 | 0 | 0 | 0 | 0 | 0 | 0 | 0 | 0 | 0 | 0 | 0 | 0 | 0 | 0 | 0 | 0 | 0 | 0 | 0 | 0 | 0 | 0 | 0 | 0 | 0 | 0 | 0 | 0 | 0 | 0 | 0 | 0 | 0 | 0 | 0 | 0 | 0 | 0 | 0 | 0 | 0 | 0 | 0 | 0 | 0 | 0 | 0 | 0 | 0 | 0 | 0 | 0 | 0 | 0 | 0 | 0 | 0 | 0 | 0 | 0 | 0 | 0 | 0 | 0 | 0 | 0 | 0 | 0 | 0 | 0 | 0 | 0 | 0 | 0 | 0 | 0 | 0 | 0 | 0 | 0 | 0 | 0 | 0 | 0 | 0
PPE Close Balance | 3424650.9573 | 3424650.9573 | 3424650.9573 | 3424650.9573 | 3424650.9573 | 3424650.9573 | 3424650.9573 | 3424650.9573 | 3424650.9573 | 3424650.9573 | 3424650.9573 | 3424650.9573 | 3424650.9573 | 3424650.9573 | 3424650.9573 | 3424650.9573 | 3424650.9573 | 3424650.9573 | 3424650.9573 | 3424650.9573 | 3424650.9573 | 3424650.9573 | 3424650.9573 | 3424650.9573 | 3424650.9573 | 3424650.9573 | 3424650.9573 | 3424650.9573 | 3424650.9573 | 3424650.9573 | 3424650.9573 | 3424650.9573 | 3424650.9573 | 3424650.9573 | 3424650.9573 | 3424650.9573 | 3424650.9573 | 3424650.9573 | 3424650.9573 | 3424650.9573 | 3424650.9573 | 3424650.9573 | 3424650.9573 | 3424650.9573 | 3424650.9573 | 3424650.9573 | 0 | 0 | 0 | 0 | 0 | 0 | 0 | 0 | 0 | 0 | 0 | 0 | 0 | 0 | 0 | 0 | 0 | 0 | 0 | 0 | 0 | 0 | 0 | 0 | 0 | 0 | 0 | 0 | 0 | 0 | 0 | 0 | 0 | 0 | 0 | 0 | 0 | 0 | 0 | 0 | 0 | 0 | 0 | 0 | 0 | 0 | 0 | 0 | 0 | 0 | 0 | 0 | 0 | 0
Newton TS
UCC Open Balance | 0 | 0 | 0 | 0 | 0 | 0 | 0 | 0 | 0 | 0 | 0 | 0 | 0 | 0 | 0 | 0 | 0 | 0 | 0 | 0 | 0 | 0 | 0 | 0 | 0 | 0 | 0 | 0 | 0 | 0 | 0 | 0 | 0 | 0 | 0 | 0 | 0 | 0 | 0 | 0 | 0 | 0 | 0 | 0 | 0 | 0 | 0 | 0 | 0 | 0 | 0 | 0 | 0 | 0 | 0 | 0 | 0 | 0 | 0 | 0 | 0 | 0 | 0 | 0 | 0 | 0 | 0 | 0 | 0 | 0 | 0 | 0 | 0 | 0 | 0 | 0 | 0 | 0 | 0 | 0 | 0 | 0 | 0 | 0 | 0 | 0 | 0 | 0 | 0 | 0 | 0 | 0 | 0 | 0 | 0 | 0 | 0 | 0 | 0 | 0
New Capital | 0 | 0 | 0 | 0 | 0 | 0 | 0 | 0 | 0 | 0 | 0 | 0 | 0 | 0 | 0 | 0 | 0 | 0 | 0 | 0 | 0 | 0 | 0 | 0 | 0 | 0 | 0 | 0 | 0 | 0 | 0 | 0 | 0 | 0 | 0 | 0 | 0 | 0 | 0 | 0 | 0 | 0 | 0 | 0 | 0 | 0 | 0 | 0 | 0 | 0 | 0 | 0 | 0 | 0 | 0 | 0 | 0 | 0 | 0 | 0 | 0 | 0 | 0 | 0 | 0 | 0 | 0 | 0 | 0 | 0 | 0 | 0 | 0 | 0 | 0 | 0 | 0 | 0 | 0 | 0 | 0 | 0 | 0 | 0 | 0 | 0 | 0 | 0 | 0 | 0 | 0 | 0 | 0 | 0 | 0 | 0 | 0 | 0 | 0 | 0
CCA | 0 | 0 | 0 | 0 | 0 | 0 | 0 | 0 | 0 | 0 | 0 | 0 | 0 | 0 | 0 | 0 | 0 | 0 | 0 | 0 | 0 | 0 | 0 | 0 | 0 | 0 | 0 | 0 | 0 | 0 | 0 | 0 | 0 | 0 | 0 | 0 | 0 | 0 | 0 | 0 | 0 | 0 | 0 | 0 | 0 | 0 | 0 | 0 | 0 | 0 | 0 | 0 | 0 | 0 | 0 | 0 | 0 | 0 | 0 | 0 | 0 | 0 | 0 | 0 | 0 | 0 | 0 | 0 | 0 | 0 | 0 | 0 | 0 | 0 | 0 | 0 | 0 | 0 | 0 | 0 | 0 | 0 | 0 | 0 | 0 | 0 | 0 | 0 | 0 | 0 | 0 | 0 | 0 | 0 | 0 | 0 | 0 | 0 | 0 | 0
UCC Close Balance | 0 | 0 | 0 | 0 | 0 | 0 | 0 | 0 | 0 | 0 | 0 | 0 | 0 | 0 | 0 | 0 | 0 | 0 | 0 | 0 | 0 | 0 | 0 | 0 | 0 | 0 | 0 | 0 | 0 | 0 | 0 | 0 | 0 | 0 | 0 | 0 | 0 | 0 | 0 | 0 | 0 | 0 | 0 | 0 | 0 | 0 | 0 | 0 | 0 | 0 | 0 | 0 | 0 | 0 | 0 | 0 | 0 | 0 | 0 | 0 | 0 | 0 | 0 | 0 | 0 | 0 | 0 | 0 | 0 | 0 | 0 | 0 | 0 | 0 | 0 | 0 | 0 | 0 | 0 | 0 | 0 | 0 | 0 | 0 | 0 | 0 | 0 | 0 | 0 | 0 | 0 | 0 | 0 | 0 | 0 | 0 | 0 | 0 | 0 | 0
PPE Open Balance | 0 | 0 | 0 | 0 | 0 | 0 | 0 | 0 | 0 | 0 | 0 | 0 | 0 | 0 | 0 | 0 | 0 | 0 | 0 | 0 | 0 | 0 | 0 | 0 | 0 | 0 | 0 | 0 | 0 | 0 | 0 | 0 | 0 | 0 | 0 | 0 | 0 | 0 | 0 | 0 | 0 | 0 | 0 | 0 | 0 | 0 | 0 | 0 | 0 | 0 | 0 | 0 | 0 | 0 | 0 | 0 | 0 | 0 | 0 | 0 | 0 | 0 | 0 | 0 | 0 | 0 | 0 | 0 | 0 | 0 | 0 | 0 | 0 | 0 | 0 | 0 | 0 | 0 | 0 | 0 | 0 | 0 | 0 | 0 | 0 | 0 | 0 | 0 | 0 | 0 | 0 | 0 | 0 | 0 | 0 | 0 | 0 | 0 | 0 | 0
New Capital | 0 | 0 | 0 | 0 | 0 | 0 | 0 | 0 | 0 | 0 | 0 | 0 | 0 | 0 | 0 | 0 | 0 | 0 | 0 | 0 | 0 | 0 | 0 | 0 | 0 | 0 | 0 | 0 | 0 | 0 | 0 | 0 | 0 | 0 | 0 | 0 | 0 | 0 | 0 | 0 | 0 | 0 | 0 | 0 | 0 | 0 | 0 | 0 | 0 | 0 | 0 | 0 | 0 | 0 | 0 | 0 | 0 | 0 | 0 | 0 | 0 | 0 | 0 | 0 | 0 | 0 | 0 | 0 | 0 | 0 | 0 | 0 | 0 | 0 | 0 | 0 | 0 | 0 | 0 | 0 | 0 | 0 | 0 | 0 | 0 | 0 | 0 | 0 | 0 | 0 | 0 | 0 | 0 | 0 | 0 | 0 | 0 | 0 | 0 | 0
Depreciation | 0 | 0 | 0 | 0 | 0 | 0 | 0 | 0 | 0 | 0 | 0 | 0 | 0 | 0 | 0 | 0 | 0 | 0 | 0 | 0 | 0 | 0 | 0 | 0 | 0 | 0 | 0 | 0 | 0 | 0 | 0 | 0 | 0 | 0 | 0 | 0 | 0 | 0 | 0 | 0 | 0 | 0 | 0 | 0 | 0 | 0 | 0 | 0 | 0 | 0 | 0 | 0 | 0 | 0 | 0 | 0 | 0 | 0 | 0 | 0 | 0 | 0 | 0 | 0 | 0 | 0 | 0 | 0 | 0 | 0 | 0 | 0 | 0 | 0 | 0 | 0 | 0 | 0 | 0 | 0 | 0 | 0 | 0 | 0 | 0 | 0 | 0 | 0 | 0 | 0 | 0 | 0 | 0 | 0 | 0 | 0 | 0 | 0 | 0 | 0
PPE Close Balance | 0 | 0 | 0 | 0 | 0 | 0 | 0 | 0 | 0 | 0 | 0 | 0 | 0 | 0 | 0 | 0 | 0 | 0 | 0 | 0 | 0 | 0 | 0 | 0 | 0 | 0 | 0 | 0 | 0 | 0 | 0 | 0 | 0 | 0 | 0 | 0 | 0 | 0 | 0 | 0 | 0 | 0 | 0 | 0 | 0 | 0 | 0 | 0 | 0 | 0 | 0 | 0 | 0 | 0 | 0 | 0 | 0 | 0 | 0 | 0 | 0 | 0 | 0 | 0 | 0 | 0 | 0 | 0 | 0 | 0 | 0 | 0 | 0 | 0 | 0 | 0 | 0 | 0 | 0 | 0 | 0 | 0 | 0 | 0 | 0 | 0 | 0 | 0 | 0 | 0 | 0 | 0 | 0 | 0 | 0 | 0 | 0 | 0 | 0 | 0
Melbourne MS
UCC Open Balance | 0 | 0 | 0 | 0 | 0 | 0 | 0 | 0 | 0 | 0 | 0 | 0 | 0 | 0 | 0 | 0 | 0 | 0 | 0 | 0 | 0 | 0 | 0 | 0 | 0 | 0 | 0 | 0 | 0 | 0 | 0 | 0 | 0 | 0 | 0 | 0 | 0 | 0 | 0 | 0 | 0 | 0 | 0 | 0 | 0 | 0 | 0 | 0 | 0 | 0 | 0 | 0 | 0 | 0 | 0 | 0 | 0 | 0 | 0 | 0 | 0 | 0 | 0 | 0 | 0 | 0 | 0 | 0 | 0 | 0 | 0 | 0 | 0 | 0 | 0 | 0 | 0 | 0 | 0 | 0 | 0 | 0 | 0 | 0 | 0 | 0 | 0 | 0 | 0 | 0 | 0 | 0 | 0 | 0 | 0 | 0 | 0 | 0 | 0 | 0
New Capital | 0 | 0 | 0 | 0 | 0 | 0 | 0 | 0 | 0 | 0 | 0 | 0 | 0 | 0 | 0 | 0 | 0 | 0 | 0 | 0 | 0 | 0 | 0 | 0 | 0 | 0 | 0 | 0 | 0 | 0 | 0 | 0 | 0 | 0 | 0 | 0 | 0 | 0 | 0 | 0 | 0 | 0 | 0 | 0 | 0 | 0 | 0 | 0 | 0 | 0 | 0 | 0 | 0 | 0 | 0 | 0 | 0 | 0 | 0 | 0 | 0 | 0 | 0 | 0 | 0 | 0 | 0 | 0 | 0 | 0 | 0 | 0 | 0 | 0 | 0 | 0 | 0 | 0 | 0 | 0 | 0 | 0 | 0 | 0 | 0 | 0 | 0 | 0 | 0 | 0 | 0 | 0 | 0 | 0 | 0 | 0 | 0 | 0 | 0 | 0
CCA | 0 | 0 | 0 | 0 | 0 | 0 | 0 | 0 | 0 | 0 | 0 | 0 | 0 | 0 | 0 | 0 | 0 | 0 | 0 | 0 | 0 | 0 | 0 | 0 | 0 | 0 | 0 | 0 | 0 | 0 | 0 | 0 | 0 | 0 | 0 | 0 | 0 | 0 | 0 | 0 | 0 | 0 | 0 | 0 | 0 | 0 | 0 | 0 | 0 | 0 | 0 | 0 | 0 | 0 | 0 | 0 | 0 | 0 | 0 | 0 | 0 | 0 | 0 | 0 | 0 | 0 | 0 | 0 | 0 | 0 | 0 | 0 | 0 | 0 | 0 | 0 | 0 | 0 | 0 | 0 | 0 | 0 | 0 | 0 | 0 | 0 | 0 | 0 | 0 | 0 | 0 | 0 | 0 | 0 | 0 | 0 | 0 | 0 | 0 | 0
UCC Close Balance | 0 | 0 | 0 | 0 | 0 | 0 | 0 | 0 | 0 | 0 | 0 | 0 | 0 | 0 | 0 | 0 | 0 | 0 | 0 | 0 | 0 | 0 | 0 | 0 | 0 | 0 | 0 | 0 | 0 | 0 | 0 | 0 | 0 | 0 | 0 | 0 | 0 | 0 | 0 | 0 | 0 | 0 | 0 | 0 | 0 | 0 | 0 | 0 | 0 | 0 | 0 | 0 | 0 | 0 | 0 | 0 | 0 | 0 | 0 | 0 | 0 | 0 | 0 | 0 | 0 | 0 | 0 | 0 | 0 | 0 | 0 | 0 | 0 | 0 | 0 | 0 | 0 | 0 | 0 | 0 | 0 | 0 | 0 | 0 | 0 | 0 | 0 | 0 | 0 | 0 | 0 | 0 | 0 | 0 | 0 | 0 | 0 | 0 | 0 | 0
PPE Open Balance | 0 | 0 | 0 | 0 | 0 | 0 | 0 | 0 | 0 | 0 | 0 | 0 | 0 | 0 | 0 | 0 | 0 | 0 | 0 | 0 | 0 | 0 | 0 | 0 | 0 | 0 | 0 | 0 | 0 | 0 | 0 | 0 | 0 | 0 | 0 | 0 | 0 | 0 | 0 | 0 | 0 | 0 | 0 | 0 | 0 | 0 | 0 | 0 | 0 | 0 | 0 | 0 | 0 | 0 | 0 | 0 | 0 | 0 | 0 | 0 | 0 | 0 | 0 | 0 | 0 | 0 | 0 | 0 | 0 | 0 | 0 | 0 | 0 | 0 | 0 | 0 | 0 | 0 | 0 | 0 | 0 | 0 | 0 | 0 | 0 | 0 | 0 | 0 | 0 | 0 | 0 | 0 | 0 | 0 | 0 | 0 | 0 | 0 | 0 | 0
New Capital | 0 | 0 | 0 | 0 | 0 | 0 | 0 | 0 | 0 | 0 | 0 | 0 | 0 | 0 | 0 | 0 | 0 | 0 | 0 | 0 | 0 | 0 | 0 | 0 | 0 | 0 | 0 | 0 | 0 | 0 | 0 | 0 | 0 | 0 | 0 | 0 | 0 | 0 | 0 | 0 | 0 | 0 | 0 | 0 | 0 | 0 | 0 | 0 | 0 | 0 | 0 | 0 | 0 | 0 | 0 | 0 | 0 | 0 | 0 | 0 | 0 | 0 | 0 | 0 | 0 | 0 | 0 | 0 | 0 | 0 | 0 | 0 | 0 | 0 | 0 | 0 | 0 | 0 | 0 | 0 | 0 | 0 | 0 | 0 | 0 | 0 | 0 | 0 | 0 | 0 | 0 | 0 | 0 | 0 | 0 | 0 | 0 | 0 | 0 | 0
Depreciation | 0 | 0 | 0 | 0 | 0 | 0 | 0 | 0 | 0 | 0 | 0 | 0 | 0 | 0 | 0 | 0 | 0 | 0 | 0 | 0 | 0 | 0 | 0 | 0 | 0 | 0 | 0 | 0 | 0 | 0 | 0 | 0 | 0 | 0 | 0 | 0 | 0 | 0 | 0 | 0 | 0 | 0 | 0 | 0 | 0 | 0 | 0 | 0 | 0 | 0 | 0 | 0 | 0 | 0 | 0 | 0 | 0 | 0 | 0 | 0 | 0 | 0 | 0 | 0 | 0 | 0 | 0 | 0 | 0 | 0 | 0 | 0 | 0 | 0 | 0 | 0 | 0 | 0 | 0 | 0 | 0 | 0 | 0 | 0 | 0 | 0 | 0 | 0 | 0 | 0 | 0 | 0 | 0 | 0 | 0 | 0 | 0 | 0 | 0 | 0
PPE Close Balance | 0 | 0 | 0 | 0 | 0 | 0 | 0 | 0 | 0 | 0 | 0 | 0 | 0 | 0 | 0 | 0 | 0 | 0 | 0 | 0 | 0 | 0 | 0 | 0 | 0 | 0 | 0 | 0 | 0 | 0 | 0 | 0 | 0 | 0 | 0 | 0 | 0 | 0 | 0 | 0 | 0 | 0 | 0 | 0 | 0 | 0 | 0 | 0 | 0 | 0 | 0 | 0 | 0 | 0 | 0 | 0 | 0 | 0 | 0 | 0 | 0 | 0 | 0 | 0 | 0 | 0 | 0 | 0 | 0 | 0 | 0 | 0 | 0 | 0 | 0 | 0 | 0 | 0 | 0 | 0 | 0 | 0 | 0 | 0 | 0 | 0 | 0 | 0 | 0 | 0 | 0 | 0 | 0 | 0 | 0 | 0 | 0 | 0 | 0 | 0
Alliston MS
UCC Open Balance | 0 | 1784991.435 | 1784991.435 | 1784991.435 | 1784991.435 | 1784991.435 | 1784991.435 | 1784991.435 | 1784991.435 | 1784991.435 | 1784991.435 | 1784991.435 | 1784991.435 | 1784991.435 | 1784991.435 | 1784991.435 | 1784991.435 | 1784991.435 | 1784991.435 | 1784991.435 | 1784991.435 | 1784991.435 | 1784991.435 | 1784991.435 | 1784991.435 | 1784991.435 | 1784991.435 | 1784991.435 | 1784991.435 | 1784991.435 | 1784991.435 | 1784991.435 | 1784991.435 | 1784991.435 | 1784991.435 | 1784991.435 | 1784991.435 | 1784991.435 | 1784991.435 | 1784991.435 | 1784991.435 | 1784991.435 | 1784991.435 | 1784991.435 | 1784991.435 | 1784991.435 | 1784991.435 | 0 | 0 | 0 | 0 | 0 | 0 | 0 | 0 | 0 | 0 | 0 | 0 | 0 | 0 | 0 | 0 | 0 | 0 | 0 | 0 | 0 | 0 | 0 | 0 | 0 | 0 | 0 | 0 | 0 | 0 | 0 | 0 | 0 | 0 | 0 | 0 | 0 | 0 | 0 | 0 | 0 | 0 | 0 | 0 | 0 | 0 | 0 | 0 | 0 | 0 | 0 | 0 | 0
New Capital | 1784991.435 | 0 | 0 | 0 | 0 | 0 | 0 | 0 | 0 | 0 | 0 | 0 | 0 | 0 | 0 | 0 | 0 | 0 | 0 | 0 | 0 | 0 | 0 | 0 | 0 | 0 | 0 | 0 | 0 | 0 | 0 | 0 | 0 | 0 | 0 | 0 | 0 | 0 | 0 | 0 | 0 | 0 | 0 | 0 | 0 | 0 | -1784991.435 | 0 | 0 | 0 | 0 | 0 | 0 | 0 | 0 | 0 | 0 | 0 | 0 | 0 | 0 | 0 | 0 | 0 | 0 | 0 | 0 | 0 | 0 | 0 | 0 | 0 | 0 | 0 | 0 | 0 | 0 | 0 | 0 | 0 | 0 | 0 | 0 | 0 | 0 | 0 | 0 | 0 | 0 | 0 | 0 | 0 | 0 | 0 | 0 | 0 | 0 | 0 | 0 | 0
CCA | 0 | 0 | 0 | 0 | 0 | 0 | 0 | 0 | 0 | 0 | 0 | 0 | 0 | 0 | 0 | 0 | 0 | 0 | 0 | 0 | 0 | 0 | 0 | 0 | 0 | 0 | 0 | 0 | 0 | 0 | 0 | 0 | 0 | 0 | 0 | 0 | 0 | 0 | 0 | 0 | 0 | 0 | 0 | 0 | 0 | 0 | 0 | 0 | 0 | 0 | 0 | 0 | 0 | 0 | 0 | 0 | 0 | 0 | 0 | 0 | 0 | 0 | 0 | 0 | 0 | 0 | 0 | 0 | 0 | 0 | 0 | 0 | 0 | 0 | 0 | 0 | 0 | 0 | 0 | 0 | 0 | 0 | 0 | 0 | 0 | 0 | 0 | 0 | 0 | 0 | 0 | 0 | 0 | 0 | 0 | 0 | 0 | 0 | 0 | 0
UCC Close Balance | 1784991.435 | 1784991.435 | 1784991.435 | 1784991.435 | 1784991.435 | 1784991.435 | 1784991.435 | 1784991.435 | 1784991.435 | 1784991.435 | 1784991.435 | 1784991.435 | 1784991.435 | 1784991.435 | 1784991.435 | 1784991.435 | 1784991.435 | 1784991.435 | 1784991.435 | 1784991.435 | 1784991.435 | 1784991.435 | 1784991.435 | 1784991.435 | 1784991.435 | 1784991.435 | 1784991.435 | 1784991.435 | 1784991.435 | 1784991.435 | 1784991.435 | 1784991.435 | 1784991.435 | 1784991.435 | 1784991.435 | 1784991.435 | 1784991.435 | 1784991.435 | 1784991.435 | 1784991.435 | 1784991.435 | 1784991.435 | 1784991.435 | 1784991.435 | 1784991.435 | 1784991.435 | 0 | 0 | 0 | 0 | 0 | 0 | 0 | 0 | 0 | 0 | 0 | 0 | 0 | 0 | 0 | 0 | 0 | 0 | 0 | 0 | 0 | 0 | 0 | 0 | 0 | 0 | 0 | 0 | 0 | 0 | 0 | 0 | 0 | 0 | 0 | 0 | 0 | 0 | 0 | 0 | 0 | 0 | 0 | 0 | 0 | 0 | 0 | 0 | 0 | 0 | 0 | 0 | 0 | 0
PPE Open Balance | 0 | 1784991.435 | 1784991.435 | 1784991.435 | 1784991.435 | 1784991.435 | 1784991.435 | 1784991.435 | 1784991.435 | 1784991.435 | 1784991.435 | 1784991.435 | 1784991.435 | 1784991.435 | 1784991.435 | 1784991.435 | 1784991.435 | 1784991.435 | 1784991.435 | 1784991.435 | 1784991.435 | 1784991.435 | 1784991.435 | 1784991.435 | 1784991.435 | 1784991.435 | 1784991.435 | 1784991.435 | 1784991.435 | 1784991.435 | 1784991.435 | 1784991.435 | 1784991.435 | 1784991.435 | 1784991.435 | 1784991.435 | 1784991.435 | 1784991.435 | 1784991.435 | 1784991.435 | 1784991.435 | 1784991.435 | 1784991.435 | 1784991.435 | 1784991.435 | 1784991.435 | 1784991.435 | 0 | 0 | 0 | 0 | 0 | 0 | 0 | 0 | 0 | 0 | 0 | 0 | 0 | 0 | 0 | 0 | 0 | 0 | 0 | 0 | 0 | 0 | 0 | 0 | 0 | 0 | 0 | 0 | 0 | 0 | 0 | 0 | 0 | 0 | 0 | 0 | 0 | 0 | 0 | 0 | 0 | 0 | 0 | 0 | 0 | 0 | 0 | 0 | 0 | 0 | 0 | 0 | 0
New Capital | 1784991.435 | 0 | 0 | 0 | 0 | 0 | 0 | 0 | 0 | 0 | 0 | 0 | 0 | 0 | 0 | 0 | 0 | 0 | 0 | 0 | 0 | 0 | 0 | 0 | 0 | 0 | 0 | 0 | 0 | 0 | 0 | 0 | 0 | 0 | 0 | 0 | 0 | 0 | 0 | 0 | 0 | 0 | 0 | 0 | 0 | 0 | -1784991.435 | 0 | 0 | 0 | 0 | 0 | 0 | 0 | 0 | 0 | 0 | 0 | 0 | 0 | 0 | 0 | 0 | 0 | 0 | 0 | 0 | 0 | 0 | 0 | 0 | 0 | 0 | 0 | 0 | 0 | 0 | 0 | 0 | 0 | 0 | 0 | 0 | 0 | 0 | 0 | 0 | 0 | 0 | 0 | 0 | 0 | 0 | 0 | 0 | 0 | 0 | 0 | 0 | 0
Depreciation | 0 | 0 | 0 | 0 | 0 | 0 | 0 | 0 | 0 | 0 | 0 | 0 | 0 | 0 | 0 | 0 | 0 | 0 | 0 | 0 | 0 | 0 | 0 | 0 | 0 | 0 | 0 | 0 | 0 | 0 | 0 | 0 | 0 | 0 | 0 | 0 | 0 | 0 | 0 | 0 | 0 | 0 | 0 | 0 | 0 | 0 | 0 | 0 | 0 | 0 | 0 | 0 | 0 | 0 | 0 | 0 | 0 | 0 | 0 | 0 | 0 | 0 | 0 | 0 | 0 | 0 | 0 | 0 | 0 | 0 | 0 | 0 | 0 | 0 | 0 | 0 | 0 | 0 | 0 | 0 | 0 | 0 | 0 | 0 | 0 | 0 | 0 | 0 | 0 | 0 | 0 | 0 | 0 | 0 | 0 | 0 | 0 | 0 | 0 | 0
PPE Close Balance | 1784991.435 | 1784991.435 | 1784991.435 | 1784991.435 | 1784991.435 | 1784991.435 | 1784991.435 | 1784991.435 | 1784991.435 | 1784991.435 | 1784991.435 | 1784991.435 | 1784991.435 | 1784991.435 | 1784991.435 | 1784991.435 | 1784991.435 | 1784991.435 | 1784991.435 | 1784991.435 | 1784991.435 | 1784991.435 | 1784991.435 | 1784991.435 | 1784991.435 | 1784991.435 | 1784991.435 | 1784991.435 | 1784991.435 | 1784991.435 | 1784991.435 | 1784991.435 | 1784991.435 | 1784991.435 | 1784991.435 | 1784991.435 | 1784991.435 | 1784991.435 | 1784991.435 | 1784991.435 | 1784991.435 | 1784991.435 | 1784991.435 | 1784991.435 | 1784991.435 | 1784991.435 | 0 | 0 | 0 | 0 | 0 | 0 | 0 | 0 | 0 | 0 | 0 | 0 | 0 | 0 | 0 | 0 | 0 | 0 | 0 | 0 | 0 | 0 | 0 | 0 | 0 | 0 | 0 | 0 | 0 | 0 | 0 | 0 | 0 | 0 | 0 | 0 | 0 | 0 | 0 | 0 | 0 | 0 | 0 | 0 | 0 | 0 | 0 | 0 | 0 | 0 | 0 | 0 | 0 | 0
Barrie MS
UCC Open Balance | 0 | 1784991.4353 | 1784991.4353 | 1784991.4353 | 1784991.4353 | 1784991.4353 | 1784991.4353 | 1784991.4353 | 1784991.4353 | 1784991.4353 | 1784991.4353 | 1784991.4353 | 1784991.4353 | 1784991.4353 | 1784991.4353 | 1784991.4353 | 1784991.4353 | 1784991.4353 | 1784991.4353 | 1784991.4353 | 1784991.4353 | 1784991.4353 | 1784991.4353 | 1784991.4353 | 1784991.4353 | 1784991.4353 | 1784991.4353 | 1784991.4353 | 1784991.4353 | 1784991.4353 | 1784991.4353 | 1784991.4353 | 1784991.4353 | 1784991.4353 | 1784991.4353 | 1784991.4353 | 1784991.4353 | 1784991.4353 | 1784991.4353 | 1784991.4353 | 1784991.4353 | 1784991.4353 | 1784991.4353 | 1784991.4353 | 1784991.4353 | 1784991.4353 | 1784991.4353 | 0 | 0 | 0 | 0 | 0 | 0 | 0 | 0 | 0 | 0 | 0 | 0 | 0 | 0 | 0 | 0 | 0 | 0 | 0 | 0 | 0 | 0 | 0 | 0 | 0 | 0 | 0 | 0 | 0 | 0 | 0 | 0 | 0 | 0 | 0 | 0 | 0 | 0 | 0 | 0 | 0 | 0 | 0 | 0 | 0 | 0 | 0 | 0 | 0 | 0 | 0 | 0 | 0
New Capital | 1784991.4353 | 0 | 0 | 0 | 0 | 0 | 0 | 0 | 0 | 0 | 0 | 0 | 0 | 0 | 0 | 0 | 0 | 0 | 0 | 0 | 0 | 0 | 0 | 0 | 0 | 0 | 0 | 0 | 0 | 0 | 0 | 0 | 0 | 0 | 0 | 0 | 0 | 0 | 0 | 0 | 0 | 0 | 0 | 0 | 0 | 0 | -1784991.4353 | 0 | 0 | 0 | 0 | 0 | 0 | 0 | 0 | 0 | 0 | 0 | 0 | 0 | 0 | 0 | 0 | 0 | 0 | 0 | 0 | 0 | 0 | 0 | 0 | 0 | 0 | 0 | 0 | 0 | 0 | 0 | 0 | 0 | 0 | 0 | 0 | 0 | 0 | 0 | 0 | 0 | 0 | 0 | 0 | 0 | 0 | 0 | 0 | 0 | 0 | 0 | 0 | 0
CCA | 0 | 0 | 0 | 0 | 0 | 0 | 0 | 0 | 0 | 0 | 0 | 0 | 0 | 0 | 0 | 0 | 0 | 0 | 0 | 0 | 0 | 0 | 0 | 0 | 0 | 0 | 0 | 0 | 0 | 0 | 0 | 0 | 0 | 0 | 0 | 0 | 0 | 0 | 0 | 0 | 0 | 0 | 0 | 0 | 0 | 0 | 0 | 0 | 0 | 0 | 0 | 0 | 0 | 0 | 0 | 0 | 0 | 0 | 0 | 0 | 0 | 0 | 0 | 0 | 0 | 0 | 0 | 0 | 0 | 0 | 0 | 0 | 0 | 0 | 0 | 0 | 0 | 0 | 0 | 0 | 0 | 0 | 0 | 0 | 0 | 0 | 0 | 0 | 0 | 0 | 0 | 0 | 0 | 0 | 0 | 0 | 0 | 0 | 0 | 0
UCC Close Balance | 1784991.4353 | 1784991.4353 | 1784991.4353 | 1784991.4353 | 1784991.4353 | 1784991.4353 | 1784991.4353 | 1784991.4353 | 1784991.4353 | 1784991.4353 | 1784991.4353 | 1784991.4353 | 1784991.4353 | 1784991.4353 | 1784991.4353 | 1784991.4353 | 1784991.4353 | 1784991.4353 | 1784991.4353 | 1784991.4353 | 1784991.4353 | 1784991.4353 | 1784991.4353 | 1784991.4353 | 1784991.4353 | 1784991.4353 | 1784991.4353 | 1784991.4353 | 1784991.4353 | 1784991.4353 | 1784991.4353 | 1784991.4353 | 1784991.4353 | 1784991.4353 | 1784991.4353 | 1784991.4353 | 1784991.4353 | 1784991.4353 | 1784991.4353 | 1784991.4353 | 1784991.4353 | 1784991.4353 | 1784991.4353 | 1784991.4353 | 1784991.4353 | 1784991.4353 | 0 | 0 | 0 | 0 | 0 | 0 | 0 | 0 | 0 | 0 | 0 | 0 | 0 | 0 | 0 | 0 | 0 | 0 | 0 | 0 | 0 | 0 | 0 | 0 | 0 | 0 | 0 | 0 | 0 | 0 | 0 | 0 | 0 | 0 | 0 | 0 | 0 | 0 | 0 | 0 | 0 | 0 | 0 | 0 | 0 | 0 | 0 | 0 | 0 | 0 | 0 | 0 | 0 | 0
PPE Open Balance | 0 | 1784991.4353 | 1784991.4353 | 1784991.4353 | 1784991.4353 | 1784991.4353 | 1784991.4353 | 1784991.4353 | 1784991.4353 | 1784991.4353 | 1784991.4353 | 1784991.4353 | 1784991.4353 | 1784991.4353 | 1784991.4353 | 1784991.4353 | 1784991.4353 | 1784991.4353 | 1784991.4353 | 1784991.4353 | 1784991.4353 | 1784991.4353 | 1784991.4353 | 1784991.4353 | 1784991.4353 | 1784991.4353 | 1784991.4353 | 1784991.4353 | 1784991.4353 | 1784991.4353 | 1784991.4353 | 1784991.4353 | 1784991.4353 | 1784991.4353 | 1784991.4353 | 1784991.4353 | 1784991.4353 | 1784991.4353 | 1784991.4353 | 1784991.4353 | 1784991.4353 | 1784991.4353 | 1784991.4353 | 1784991.4353 | 1784991.4353 | 1784991.4353 | 1784991.4353 | 0 | 0 | 0 | 0 | 0 | 0 | 0 | 0 | 0 | 0 | 0 | 0 | 0 | 0 | 0 | 0 | 0 | 0 | 0 | 0 | 0 | 0 | 0 | 0 | 0 | 0 | 0 | 0 | 0 | 0 | 0 | 0 | 0 | 0 | 0 | 0 | 0 | 0 | 0 | 0 | 0 | 0 | 0 | 0 | 0 | 0 | 0 | 0 | 0 | 0 | 0 | 0 | 0
New Capital | 1784991.4353 | 0 | 0 | 0 | 0 | 0 | 0 | 0 | 0 | 0 | 0 | 0 | 0 | 0 | 0 | 0 | 0 | 0 | 0 | 0 | 0 | 0 | 0 | 0 | 0 | 0 | 0 | 0 | 0 | 0 | 0 | 0 | 0 | 0 | 0 | 0 | 0 | 0 | 0 | 0 | 0 | 0 | 0 | 0 | 0 | 0 | -1784991.4353 | 0 | 0 | 0 | 0 | 0 | 0 | 0 | 0 | 0 | 0 | 0 | 0 | 0 | 0 | 0 | 0 | 0 | 0 | 0 | 0 | 0 | 0 | 0 | 0 | 0 | 0 | 0 | 0 | 0 | 0 | 0 | 0 | 0 | 0 | 0 | 0 | 0 | 0 | 0 | 0 | 0 | 0 | 0 | 0 | 0 | 0 | 0 | 0 | 0 | 0 | 0 | 0 | 0
Depreciation | 0 | 0 | 0 | 0 | 0 | 0 | 0 | 0 | 0 | 0 | 0 | 0 | 0 | 0 | 0 | 0 | 0 | 0 | 0 | 0 | 0 | 0 | 0 | 0 | 0 | 0 | 0 | 0 | 0 | 0 | 0 | 0 | 0 | 0 | 0 | 0 | 0 | 0 | 0 | 0 | 0 | 0 | 0 | 0 | 0 | 0 | 0 | 0 | 0 | 0 | 0 | 0 | 0 | 0 | 0 | 0 | 0 | 0 | 0 | 0 | 0 | 0 | 0 | 0 | 0 | 0 | 0 | 0 | 0 | 0 | 0 | 0 | 0 | 0 | 0 | 0 | 0 | 0 | 0 | 0 | 0 | 0 | 0 | 0 | 0 | 0 | 0 | 0 | 0 | 0 | 0 | 0 | 0 | 0 | 0 | 0 | 0 | 0 | 0 | 0
PPE Close Balance | 1784991.4353 | 1784991.4353 | 1784991.4353 | 1784991.4353 | 1784991.4353 | 1784991.4353 | 1784991.4353 | 1784991.4353 | 1784991.4353 | 1784991.4353 | 1784991.4353 | 1784991.4353 | 1784991.4353 | 1784991.4353 | 1784991.4353 | 1784991.4353 | 1784991.4353 | 1784991.4353 | 1784991.4353 | 1784991.4353 | 1784991.4353 | 1784991.4353 | 1784991.4353 | 1784991.4353 | 1784991.4353 | 1784991.4353 | 1784991.4353 | 1784991.4353 | 1784991.4353 | 1784991.4353 | 1784991.4353 | 1784991.4353 | 1784991.4353 | 1784991.4353 | 1784991.4353 | 1784991.4353 | 1784991.4353 | 1784991.4353 | 1784991.4353 | 1784991.4353 | 1784991.4353 | 1784991.4353 | 1784991.4353 | 1784991.4353 | 1784991.4353 | 1784991.4353 | 0 | 0 | 0 | 0 | 0 | 0 | 0 | 0 | 0 | 0 | 0 | 0 | 0 | 0 | 0 | 0 | 0 | 0 | 0 | 0 | 0 | 0 | 0 | 0 | 0 | 0 | 0 | 0 | 0 | 0 | 0 | 0 | 0 | 0 | 0 | 0 | 0 | 0 | 0 | 0 | 0 | 0 | 0 | 0 | 0 | 0 | 0 | 0 | 0 | 0 | 0 | 0 | 0 | 0
Stations - Capital-in-Service
Nebo TS | 2025 1: 0; 2026 2: 55667647.3404; 2027 3: 0; 2028 4: 0; 2029 5: 0; 2030 6: 0; 2031 7: 0; 2032 8: 0; 2033 9: 0
Newton TS | 2025 1: 0; 2026 2: 0; 2027 3: 0; 2028 4: 24942558.2699; 2029 5: 0; 2030 6: 0; 2031 7: 0; 2032 8: 0; 2033 9: 0
Melbourne MS | 2025 1: 0; 2026 2: 0; 2027 3: 8720358.8403; 2028 4: 0; 2029 5: 0; 2030 6: 0; 2031 7: 0; 2032 8: 0; 2033 9: 0
Alliston MS | 2025 1: 0; 2026 2: 14798770.9202; 2027 3: 0; 2028 4: 0; 2029 5: 0; 2030 6: 0; 2031 7: 0; 2032 8: 0; 2033 9: 0
Barrie MS | 2025 1: 0; 2026 2: 9722964.1605; 2027 3: 0; 2028 4: 0; 2029 5: 0; 2030 6: 0; 2031 7: 0; 2032 8: 0; 2033 9: 0
Nebo TS
UCC Open Balance | 0 | 0 | 51214235.5532 | 47117096.7089 | 43347728.9722 | 39879910.6545 | 36689517.8021 | 33754356.3779 | 31054007.8677 | 28569687.2383 | 26284112.2592 | 24181383.2785 | 22246872.6162 | 20467122.8069 | 18829752.9824 | 17323372.7438 | 15937502.9243 | 14662502.6903 | 13489502.4751 | 12410342.2771 | 11417514.8949 | 10504113.7033 | 9663784.6071 | 8890681.8385 | 8179427.2914 | 7525073.1081 | 6923067.2595 | 6369221.8787 | 5859684.1284 | 5390909.3981 | 4959636.6463 | 4562865.7146 | 4197836.4574 | 3862009.5408 | 3553048.7776 | 3268804.8753 | 3007300.4853 | 2766716.4465 | 2545379.1308 | 2341748.8003 | 2154408.8963 | 1982056.1846 | 1823491.6898 | 1677612.3546 | 1543403.3663 | 1419931.097 | 1306336.6092 | 0 | 0 | 0 | 0 | 0 | 0 | 0 | 0 | 0 | 0 | 0 | 0 | 0 | 0 | 0 | 0 | 0 | 0 | 0 | 0 | 0 | 0 | 0 | 0 | 0 | 0 | 0 | 0 | 0 | 0 | 0 | 0 | 0 | 0 | 0 | 0 | 0 | 0 | 0 | 0 | 0 | 0 | 0 | 0 | 0 | 0 | 0 | 0 | 0 | 0 | 0 | 0 | 0
New Capital | 0 | 55667647.3404 | 0 | 0 | 0 | 0 | 0 | 0 | 0 | 0 | 0 | 0 | 0 | 0 | 0 | 0 | 0 | 0 | 0 | 0 | 0 | 0 | 0 | 0 | 0 | 0 | 0 | 0 | 0 | 0 | 0 | 0 | 0 | 0 | 0 | 0 | 0 | 0 | 0 | 0 | 0 | 0 | 0 | 0 | 0 | 0 | 0 | 0 | 0 | 0 | 0 | 0 | 0 | 0 | 0 | 0 | 0 | 0 | 0 | 0 | 0 | 0 | 0 | 0 | 0 | 0 | 0 | 0 | 0 | 0 | 0 | 0 | 0 | 0 | 0 | 0 | 0 | 0 | 0 | 0 | 0 | 0 | 0 | 0 | 0 | 0 | 0 | 0 | 0 | 0 | 0 | 0 | 0 | 0 | 0 | 0 | 0 | 0 | 0 | 0
CCA | 0 | -4453411.7872 | -4097138.8443 | -3769367.7367 | -3467818.3178 | -3190392.8524 | -2935161.4242 | -2700348.5102 | -2484320.6294 | -2285574.9791 | -2102728.9807 | -1934510.6623 | -1779749.8093 | -1637369.8246 | -1506380.2386 | -1385869.8195 | -1275000.2339 | -1173000.2152 | -1079160.198 | -992827.3822 | -913401.1916 | -840329.0963 | -773102.7686 | -711254.5471 | -654354.1833 | -602005.8486 | -553845.3808 | -509537.7503 | -468774.7303 | -431272.7519 | -396770.9317 | -365029.2572 | -335826.9166 | -308960.7633 | -284243.9022 | -261504.39 | -240584.0388 | -221337.3157 | -203630.3305 | -187339.904 | -172352.7117 | -158564.4948 | -145879.3352 | -134208.9884 | -123472.2693 | -113594.4878 | -1306336.6092 | 0 | 0 | 0 | 0 | 0 | 0 | 0 | 0 | 0 | 0 | 0 | 0 | 0 | 0 | 0 | 0 | 0 | 0 | 0 | 0 | 0 | 0 | 0 | 0 | 0 | 0 | 0 | 0 | 0 | 0 | 0 | 0 | 0 | 0 | 0 | 0 | 0 | 0 | 0 | 0 | 0 | 0 | 0 | 0 | 0 | 0 | 0 | 0 | 0 | 0 | 0 | 0 | 0
UCC Close Balance | 0 | 51214235.5532 | 47117096.7089 | 43347728.9722 | 39879910.6545 | 36689517.8021 | 33754356.3779 | 31054007.8677 | 28569687.2383 | 26284112.2592 | 24181383.2785 | 22246872.6162 | 20467122.8069 | 18829752.9824 | 17323372.7438 | 15937502.9243 | 14662502.6903 | 13489502.4751 | 12410342.2771 | 11417514.8949 | 10504113.7033 | 9663784.6071 | 8890681.8385 | 8179427.2914 | 7525073.1081 | 6923067.2595 | 6369221.8787 | 5859684.1284 | 5390909.3981 | 4959636.6463 | 4562865.7146 | 4197836.4574 | 3862009.5408 | 3553048.7776 | 3268804.8753 | 3007300.4853 | 2766716.4465 | 2545379.1308 | 2341748.8003 | 2154408.8963 | 1982056.1846 | 1823491.6898 | 1677612.3546 | 1543403.3663 | 1419931.097 | 1306336.6092 | 0 | 0 | 0 | 0 | 0 | 0 | 0 | 0 | 0 | 0 | 0 | 0 | 0 | 0 | 0 | 0 | 0 | 0 | 0 | 0 | 0 | 0 | 0 | 0 | 0 | 0 | 0 | 0 | 0 | 0 | 0 | 0 | 0 | 0 | 0 | 0 | 0 | 0 | 0 | 0 | 0 | 0 | 0 | 0 | 0 | 0 | 0 | 0 | 0 | 0 | 0 | 0 | 0 | 0
PPE Open Balance | 0 | 0 | 55049117.9255 | 53812059.0958 | 52575000.266 | 51337941.4362 | 50100882.6064 | 48863823.7766 | 47626764.9468 | 46389706.117 | 45152647.2872 | 43915588.4575 | 42678529.6277 | 41441470.7979 | 40204411.9681 | 38967353.1383 | 37730294.3085 | 36493235.4787 | 35256176.6489 | 34019117.8192 | 32782058.9894 | 31545000.1596 | 30307941.3298 | 29070882.5 | 27833823.6702 | 26596764.8404 | 25359706.0106 | 24122647.1809 | 22885588.3511 | 21648529.5213 | 20411470.6915 | 19174411.8617 | 17937353.0319 | 16700294.2021 | 15463235.3723 | 14226176.5426 | 12989117.7128 | 11752058.883 | 10515000.0532 | 9277941.2234 | 8040882.3936 | 6803823.5638 | 5566764.734 | 4329705.9043 | 3092647.0745 | 1855588.2447 | 618529.4149 | 0 | 0 | 0 | 0 | 0 | 0 | 0 | 0 | 0 | 0 | 0 | 0 | 0 | 0 | 0 | 0 | 0 | 0 | 0 | 0 | 0 | 0 | 0 | 0 | 0 | 0 | 0 | 0 | 0 | 0 | 0 | 0 | 0 | 0 | 0 | 0 | 0 | 0 | 0 | 0 | 0 | 0 | 0 | 0 | 0 | 0 | 0 | 0 | 0 | 0 | 0 | 0 | 0
New Capital | 0 | 55667647.3404 | 0 | 0 | 0 | 0 | 0 | 0 | 0 | 0 | 0 | 0 | 0 | 0 | 0 | 0 | 0 | 0 | 0 | 0 | 0 | 0 | 0 | 0 | 0 | 0 | 0 | 0 | 0 | 0 | 0 | 0 | 0 | 0 | 0 | 0 | 0 | 0 | 0 | 0 | 0 | 0 | 0 | 0 | 0 | 0 | 0 | 0 | 0 | 0 | 0 | 0 | 0 | 0 | 0 | 0 | 0 | 0 | 0 | 0 | 0 | 0 | 0 | 0 | 0 | 0 | 0 | 0 | 0 | 0 | 0 | 0 | 0 | 0 | 0 | 0 | 0 | 0 | 0 | 0 | 0 | 0 | 0 | 0 | 0 | 0 | 0 | 0 | 0 | 0 | 0 | 0 | 0 | 0 | 0 | 0 | 0 | 0 | 0 | 0
Depreciation | 0 | -618529.4149 | -1237058.8298 | -1237058.8298 | -1237058.8298 | -1237058.8298 | -1237058.8298 | -1237058.8298 | -1237058.8298 | -1237058.8298 | -1237058.8298 | -1237058.8298 | -1237058.8298 | -1237058.8298 | -1237058.8298 | -1237058.8298 | -1237058.8298 | -1237058.8298 | -1237058.8298 | -1237058.8298 | -1237058.8298 | -1237058.8298 | -1237058.8298 | -1237058.8298 | -1237058.8298 | -1237058.8298 | -1237058.8298 | -1237058.8298 | -1237058.8298 | -1237058.8298 | -1237058.8298 | -1237058.8298 | -1237058.8298 | -1237058.8298 | -1237058.8298 | -1237058.8298 | -1237058.8298 | -1237058.8298 | -1237058.8298 | -1237058.8298 | -1237058.8298 | -1237058.8298 | -1237058.8298 | -1237058.8298 | -1237058.8298 | -1237058.8298 | -618529.4149 | 0 | 0 | 0 | 0 | 0 | 0 | 0 | 0 | 0 | 0 | 0 | 0 | 0 | 0 | 0 | 0 | 0 | 0 | 0 | 0 | 0 | 0 | 0 | 0 | 0 | 0 | 0 | 0 | 0 | 0 | 0 | 0 | 0 | 0 | 0 | 0 | 0 | 0 | 0 | 0 | 0 | 0 | 0 | 0 | 0 | 0 | 0 | 0 | 0 | 0 | 0 | 0 | 0
PPE Close Balance | 0 | 55049117.9255 | 53812059.0958 | 52575000.266 | 51337941.4362 | 50100882.6064 | 48863823.7766 | 47626764.9468 | 46389706.117 | 45152647.2872 | 43915588.4575 | 42678529.6277 | 41441470.7979 | 40204411.9681 | 38967353.1383 | 37730294.3085 | 36493235.4787 | 35256176.6489 | 34019117.8192 | 32782058.9894 | 31545000.1596 | 30307941.3298 | 29070882.5 | 27833823.6702 | 26596764.8404 | 25359706.0106 | 24122647.1809 | 22885588.3511 | 21648529.5213 | 20411470.6915 | 19174411.8617 | 17937353.0319 | 16700294.2021 | 15463235.3723 | 14226176.5426 | 12989117.7128 | 11752058.883 | 10515000.0532 | 9277941.2234 | 8040882.3936 | 6803823.5638 | 5566764.734 | 4329705.9043 | 3092647.0745 | 1855588.2447 | 618529.4149 | 0 | 0 | 0 | 0 | 0 | 0 | 0 | 0 | 0 | 0 | 0 | 0 | 0 | 0 | 0 | 0 | 0 | 0 | 0 | 0 | 0 | 0 | 0 | 0 | 0 | 0 | 0 | 0 | 0 | 0 | 0 | 0 | 0 | 0 | 0 | 0 | 0 | 0 | 0 | 0 | 0 | 0 | 0 | 0 | 0 | 0 | 0 | 0 | 0 | 0 | 0 | 0 | 0 | 0
Newton TS
UCC Open Balance | 0 | 0 | 0 | 0 | 23944855.9391 | 22029267.464 | 20266926.0668 | 18645571.9815 | 17153926.223 | 15781612.1251 | 14519083.1551 | 13357556.5027 | 12288951.9825 | 11305835.8239 | 10401368.958 | 9569259.4413 | 8803718.686 | 8099421.1912 | 7451467.4959 | 6855350.0962 | 6306922.0885 | 5802368.3214 | 5338178.8557 | 4911124.5472 | 4518234.5835 | 4156775.8168 | 3824233.7514 | 3518295.0513 | 3236831.4472 | 2977884.9314 | 2739654.1369 | 2520481.806 | 2318843.2615 | 2133335.8006 | 1962668.9365 | 1805655.4216 | 1661202.9879 | 1528306.7489 | 1406042.2089 | 1293558.8322 | 1190074.1256 | 1094868.1956 | 1007278.7399 | 926696.4408 | 852560.7255 | 784355.8675 | 721607.3981 | 663878.8062 | 610768.5017 | 0 | 0 | 0 | 0 | 0 | 0 | 0 | 0 | 0 | 0 | 0 | 0 | 0 | 0 | 0 | 0 | 0 | 0 | 0 | 0 | 0 | 0 | 0 | 0 | 0 | 0 | 0 | 0 | 0 | 0 | 0 | 0 | 0 | 0 | 0 | 0 | 0 | 0 | 0 | 0 | 0 | 0 | 0 | 0 | 0 | 0 | 0 | 0 | 0 | 0 | 0
New Capital | 0 | 0 | 0 | 24942558.2699 | 0 | 0 | 0 | 0 | 0 | 0 | 0 | 0 | 0 | 0 | 0 | 0 | 0 | 0 | 0 | 0 | 0 | 0 | 0 | 0 | 0 | 0 | 0 | 0 | 0 | 0 | 0 | 0 | 0 | 0 | 0 | 0 | 0 | 0 | 0 | 0 | 0 | 0 | 0 | 0 | 0 | 0 | 0 | 0 | 0 | 0 | 0 | 0 | 0 | 0 | 0 | 0 | 0 | 0 | 0 | 0 | 0 | 0 | 0 | 0 | 0 | 0 | 0 | 0 | 0 | 0 | 0 | 0 | 0 | 0 | 0 | 0 | 0 | 0 | 0 | 0 | 0 | 0 | 0 | 0 | 0 | 0 | 0 | 0 | 0 | 0 | 0 | 0 | 0 | 0 | 0 | 0 | 0 | 0 | 0 | 0
CCA | 0 | 0 | 0 | -997702.3308 | -1915588.4751 | -1762341.3971 | -1621354.0853 | -1491645.7585 | -1372314.0978 | -1262528.97 | -1161526.6524 | -1068604.5202 | -983116.1586 | -904466.8659 | -832109.5166 | -765540.7553 | -704297.4949 | -647953.6953 | -596117.3997 | -548428.0077 | -504553.7671 | -464189.4657 | -427054.3085 | -392889.9638 | -361458.7667 | -332542.0653 | -305938.7001 | -281463.6041 | -258946.5158 | -238230.7945 | -219172.331 | -201638.5445 | -185507.4609 | -170666.864 | -157013.5149 | -144452.4337 | -132896.239 | -122264.5399 | -112483.3767 | -103484.7066 | -95205.9301 | -87589.4556 | -80582.2992 | -74135.7153 | -68204.858 | -62748.4694 | -57728.5918 | -53110.3045 | -610768.5017 | 0 | 0 | 0 | 0 | 0 | 0 | 0 | 0 | 0 | 0 | 0 | 0 | 0 | 0 | 0 | 0 | 0 | 0 | 0 | 0 | 0 | 0 | 0 | 0 | 0 | 0 | 0 | 0 | 0 | 0 | 0 | 0 | 0 | 0 | 0 | 0 | 0 | 0 | 0 | 0 | 0 | 0 | 0 | 0 | 0 | 0 | 0 | 0 | 0 | 0 | 0
UCC Close Balance | 0 | 0 | 0 | 23944855.9391 | 22029267.464 | 20266926.0668 | 18645571.9815 | 17153926.223 | 15781612.1251 | 14519083.1551 | 13357556.5027 | 12288951.9825 | 11305835.8239 | 10401368.958 | 9569259.4413 | 8803718.686 | 8099421.1912 | 7451467.4959 | 6855350.0962 | 6306922.0885 | 5802368.3214 | 5338178.8557 | 4911124.5472 | 4518234.5835 | 4156775.8168 | 3824233.7514 | 3518295.0513 | 3236831.4472 | 2977884.9314 | 2739654.1369 | 2520481.806 | 2318843.2615 | 2133335.8006 | 1962668.9365 | 1805655.4216 | 1661202.9879 | 1528306.7489 | 1406042.2089 | 1293558.8322 | 1190074.1256 | 1094868.1956 | 1007278.7399 | 926696.4408 | 852560.7255 | 784355.8675 | 721607.3981 | 663878.8062 | 610768.5017 | 0 | 0 | 0 | 0 | 0 | 0 | 0 | 0 | 0 | 0 | 0 | 0 | 0 | 0 | 0 | 0 | 0 | 0 | 0 | 0 | 0 | 0 | 0 | 0 | 0 | 0 | 0 | 0 | 0 | 0 | 0 | 0 | 0 | 0 | 0 | 0 | 0 | 0 | 0 | 0 | 0 | 0 | 0 | 0 | 0 | 0 | 0 | 0 | 0 | 0 | 0 | 0
PPE Open Balance | 0 | 0 | 0 | 0 | 24665418.7335 | 24111139.6609 | 23556860.5882 | 23002581.5156 | 22448302.4429 | 21894023.3702 | 21339744.2976 | 20785465.2249 | 20231186.1522 | 19676907.0796 | 19122628.0069 | 18568348.9342 | 18014069.8616 | 17459790.7889 | 16905511.7163 | 16351232.6436 | 15796953.5709 | 15242674.4983 | 14688395.4256 | 14134116.3529 | 13579837.2803 | 13025558.2076 | 12471279.1349 | 11917000.0623 | 11362720.9896 | 10808441.9169 | 10254162.8443 | 9699883.7716 | 9145604.699 | 8591325.6263 | 8037046.5536 | 7482767.481 | 6928488.4083 | 6374209.3356 | 5819930.263 | 5265651.1903 | 4711372.1176 | 4157093.045 | 3602813.9723 | 3048534.8997 | 2494255.827 | 1939976.7543 | 1385697.6817 | 831418.609 | 277139.5363 | 0 | 0 | 0 | 0 | 0 | 0 | 0 | 0 | 0 | 0 | 0 | 0 | 0 | 0 | 0 | 0 | 0 | 0 | 0 | 0 | 0 | 0 | 0 | 0 | 0 | 0 | 0 | 0 | 0 | 0 | 0 | 0 | 0 | 0 | 0 | 0 | 0 | 0 | 0 | 0 | 0 | 0 | 0 | 0 | 0 | 0 | 0 | 0 | 0 | 0 | 0
New Capital | 0 | 0 | 0 | 24942558.2699 | 0 | 0 | 0 | 0 | 0 | 0 | 0 | 0 | 0 | 0 | 0 | 0 | 0 | 0 | 0 | 0 | 0 | 0 | 0 | 0 | 0 | 0 | 0 | 0 | 0 | 0 | 0 | 0 | 0 | 0 | 0 | 0 | 0 | 0 | 0 | 0 | 0 | 0 | 0 | 0 | 0 | 0 | 0 | 0 | 0 | 0 | 0 | 0 | 0 | 0 | 0 | 0 | 0 | 0 | 0 | 0 | 0 | 0 | 0 | 0 | 0 | 0 | 0 | 0 | 0 | 0 | 0 | 0 | 0 | 0 | 0 | 0 | 0 | 0 | 0 | 0 | 0 | 0 | 0 | 0 | 0 | 0 | 0 | 0 | 0 | 0 | 0 | 0 | 0 | 0 | 0 | 0 | 0 | 0 | 0 | 0
Depreciation | 0 | 0 | 0 | -277139.5363 | -554279.0727 | -554279.0727 | -554279.0727 | -554279.0727 | -554279.0727 | -554279.0727 | -554279.0727 | -554279.0727 | -554279.0727 | -554279.0727 | -554279.0727 | -554279.0727 | -554279.0727 | -554279.0727 | -554279.0727 | -554279.0727 | -554279.0727 | -554279.0727 | -554279.0727 | -554279.0727 | -554279.0727 | -554279.0727 | -554279.0727 | -554279.0727 | -554279.0727 | -554279.0727 | -554279.0727 | -554279.0727 | -554279.0727 | -554279.0727 | -554279.0727 | -554279.0727 | -554279.0727 | -554279.0727 | -554279.0727 | -554279.0727 | -554279.0727 | -554279.0727 | -554279.0727 | -554279.0727 | -554279.0727 | -554279.0727 | -554279.0727 | -554279.0727 | -277139.5363 | 0 | 0 | 0 | 0 | 0 | 0 | 0 | 0 | 0 | 0 | 0 | 0 | 0 | 0 | 0 | 0 | 0 | 0 | 0 | 0 | 0 | 0 | 0 | 0 | 0 | 0 | 0 | 0 | 0 | 0 | 0 | 0 | 0 | 0 | 0 | 0 | 0 | 0 | 0 | 0 | 0 | 0 | 0 | 0 | 0 | 0 | 0 | 0 | 0 | 0 | 0
PPE Close Balance | 0 | 0 | 0 | 24665418.7335 | 24111139.6609 | 23556860.5882 | 23002581.5156 | 22448302.4429 | 21894023.3702 | 21339744.2976 | 20785465.2249 | 20231186.1522 | 19676907.0796 | 19122628.0069 | 18568348.9342 | 18014069.8616 | 17459790.7889 | 16905511.7163 | 16351232.6436 | 15796953.5709 | 15242674.4983 | 14688395.4256 | 14134116.3529 | 13579837.2803 | 13025558.2076 | 12471279.1349 | 11917000.0623 | 11362720.9896 | 10808441.9169 | 10254162.8443 | 9699883.7716 | 9145604.699 | 8591325.6263 | 8037046.5536 | 7482767.481 | 6928488.4083 | 6374209.3356 | 5819930.263 | 5265651.1903 | 4711372.1176 | 4157093.045 | 3602813.9723 | 3048534.8997 | 2494255.827 | 1939976.7543 | 1385697.6817 | 831418.609 | 277139.5363 | 0 | 0 | 0 | 0 | 0 | 0 | 0 | 0 | 0 | 0 | 0 | 0 | 0 | 0 | 0 | 0 | 0 | 0 | 0 | 0 | 0 | 0 | 0 | 0 | 0 | 0 | 0 | 0 | 0 | 0 | 0 | 0 | 0 | 0 | 0 | 0 | 0 | 0 | 0 | 0 | 0 | 0 | 0 | 0 | 0 | 0 | 0 | 0 | 0 | 0 | 0 | 0
Melbourne MS
UCC Open Balance | 0 | 0 | 0 | 8022730.1331 | 7380911.7225 | 6790438.7847 | 6247203.6819 | 5747427.3873 | 5287633.1963 | 4864622.5406 | 4475452.7374 | 4117416.5184 | 3788023.1969 | 3484981.3412 | 3206182.8339 | 2949688.2072 | 2713713.1506 | 2496616.0985 | 2296886.8107 | 2113135.8658 | 1944084.9965 | 1788558.1968 | 1645473.5411 | 1513835.6578 | 1392728.8052 | 1281310.5008 | 1178805.6607 | 1084501.2078 | 997741.1112 | 917921.8223 | 844488.0765 | 776929.0304 | 714774.708 | 657592.7313 | 604985.3128 | 556586.4878 | 512059.5688 | 471094.8033 | 433407.219 | 398734.6415 | 366835.8702 | 337489.0006 | 310489.8805 | 285650.6901 | 262798.6349 | 241774.7441 | 222432.7646 | 204638.1434 | 0 | 0 | 0 | 0 | 0 | 0 | 0 | 0 | 0 | 0 | 0 | 0 | 0 | 0 | 0 | 0 | 0 | 0 | 0 | 0 | 0 | 0 | 0 | 0 | 0 | 0 | 0 | 0 | 0 | 0 | 0 | 0 | 0 | 0 | 0 | 0 | 0 | 0 | 0 | 0 | 0 | 0 | 0 | 0 | 0 | 0 | 0 | 0 | 0 | 0 | 0 | 0
New Capital | 0 | 0 | 8720358.8403 | 0 | 0 | 0 | 0 | 0 | 0 | 0 | 0 | 0 | 0 | 0 | 0 | 0 | 0 | 0 | 0 | 0 | 0 | 0 | 0 | 0 | 0 | 0 | 0 | 0 | 0 | 0 | 0 | 0 | 0 | 0 | 0 | 0 | 0 | 0 | 0 | 0 | 0 | 0 | 0 | 0 | 0 | 0 | 0 | 0 | 0 | 0 | 0 | 0 | 0 | 0 | 0 | 0 | 0 | 0 | 0 | 0 | 0 | 0 | 0 | 0 | 0 | 0 | 0 | 0 | 0 | 0 | 0 | 0 | 0 | 0 | 0 | 0 | 0 | 0 | 0 | 0 | 0 | 0 | 0 | 0 | 0 | 0 | 0 | 0 | 0 | 0 | 0 | 0 | 0 | 0 | 0 | 0 | 0 | 0 | 0 | 0
CCA | 0 | 0 | -697628.7072 | -641818.4106 | -590472.9378 | -543235.1028 | -499776.2946 | -459794.191 | -423010.6557 | -389169.8033 | -358036.219 | -329393.3215 | -303041.8558 | -278798.5073 | -256494.6267 | -235975.0566 | -217097.052 | -199729.2879 | -183750.9449 | -169050.8693 | -155526.7997 | -143084.6557 | -131637.8833 | -121106.8526 | -111418.3044 | -102504.8401 | -94304.4529 | -86760.0966 | -79819.2889 | -73433.7458 | -67559.0461 | -62154.3224 | -57181.9766 | -52607.4185 | -48398.825 | -44526.919 | -40964.7655 | -37687.5843 | -34672.5775 | -31898.7713 | -29346.8696 | -26999.12 | -24839.1904 | -22852.0552 | -21023.8908 | -19341.9795 | -17794.6212 | -204638.1434 | 0 | 0 | 0 | 0 | 0 | 0 | 0 | 0 | 0 | 0 | 0 | 0 | 0 | 0 | 0 | 0 | 0 | 0 | 0 | 0 | 0 | 0 | 0 | 0 | 0 | 0 | 0 | 0 | 0 | 0 | 0 | 0 | 0 | 0 | 0 | 0 | 0 | 0 | 0 | 0 | 0 | 0 | 0 | 0 | 0 | 0 | 0 | 0 | 0 | 0 | 0 | 0
UCC Close Balance | 0 | 0 | 8022730.1331 | 7380911.7225 | 6790438.7847 | 6247203.6819 | 5747427.3873 | 5287633.1963 | 4864622.5406 | 4475452.7374 | 4117416.5184 | 3788023.1969 | 3484981.3412 | 3206182.8339 | 2949688.2072 | 2713713.1506 | 2496616.0985 | 2296886.8107 | 2113135.8658 | 1944084.9965 | 1788558.1968 | 1645473.5411 | 1513835.6578 | 1392728.8052 | 1281310.5008 | 1178805.6607 | 1084501.2078 | 997741.1112 | 917921.8223 | 844488.0765 | 776929.0304 | 714774.708 | 657592.7313 | 604985.3128 | 556586.4878 | 512059.5688 | 471094.8033 | 433407.219 | 398734.6415 | 366835.8702 | 337489.0006 | 310489.8805 | 285650.6901 | 262798.6349 | 241774.7441 | 222432.7646 | 204638.1434 | 0 | 0 | 0 | 0 | 0 | 0 | 0 | 0 | 0 | 0 | 0 | 0 | 0 | 0 | 0 | 0 | 0 | 0 | 0 | 0 | 0 | 0 | 0 | 0 | 0 | 0 | 0 | 0 | 0 | 0 | 0 | 0 | 0 | 0 | 0 | 0 | 0 | 0 | 0 | 0 | 0 | 0 | 0 | 0 | 0 | 0 | 0 | 0 | 0 | 0 | 0 | 0 | 0
PPE Open Balance | 0 | 0 | 0 | 8623465.9643 | 8429680.2123 | 8235894.4603 | 8042108.7083 | 7848322.9563 | 7654537.2043 | 7460751.4523 | 7266965.7003 | 7073179.9483 | 6879394.1963 | 6685608.4443 | 6491822.6922 | 6298036.9402 | 6104251.1882 | 5910465.4362 | 5716679.6842 | 5522893.9322 | 5329108.1802 | 5135322.4282 | 4941536.6762 | 4747750.9242 | 4553965.1722 | 4360179.4202 | 4166393.6682 | 3972607.9162 | 3778822.1641 | 3585036.4121 | 3391250.6601 | 3197464.9081 | 3003679.1561 | 2809893.4041 | 2616107.6521 | 2422321.9001 | 2228536.1481 | 2034750.3961 | 1840964.6441 | 1647178.8921 | 1453393.1401 | 1259607.388 | 1065821.636 | 872035.884 | 678250.132 | 484464.38 | 290678.628 | 96892.876 | 0 | 0 | 0 | 0 | 0 | 0 | 0 | 0 | 0 | 0 | 0 | 0 | 0 | 0 | 0 | 0 | 0 | 0 | 0 | 0 | 0 | 0 | 0 | 0 | 0 | 0 | 0 | 0 | 0 | 0 | 0 | 0 | 0 | 0 | 0 | 0 | 0 | 0 | 0 | 0 | 0 | 0 | 0 | 0 | 0 | 0 | 0 | 0 | 0 | 0 | 0 | 0
New Capital | 0 | 0 | 8720358.8403 | 0 | 0 | 0 | 0 | 0 | 0 | 0 | 0 | 0 | 0 | 0 | 0 | 0 | 0 | 0 | 0 | 0 | 0 | 0 | 0 | 0 | 0 | 0 | 0 | 0 | 0 | 0 | 0 | 0 | 0 | 0 | 0 | 0 | 0 | 0 | 0 | 0 | 0 | 0 | 0 | 0 | 0 | 0 | 0 | 0 | 0 | 0 | 0 | 0 | 0 | 0 | 0 | 0 | 0 | 0 | 0 | 0 | 0 | 0 | 0 | 0 | 0 | 0 | 0 | 0 | 0 | 0 | 0 | 0 | 0 | 0 | 0 | 0 | 0 | 0 | 0 | 0 | 0 | 0 | 0 | 0 | 0 | 0 | 0 | 0 | 0 | 0 | 0 | 0 | 0 | 0 | 0 | 0 | 0 | 0 | 0 | 0
Depreciation | 0 | 0 | -96892.876 | -193785.752 | -193785.752 | -193785.752 | -193785.752 | -193785.752 | -193785.752 | -193785.752 | -193785.752 | -193785.752 | -193785.752 | -193785.752 | -193785.752 | -193785.752 | -193785.752 | -193785.752 | -193785.752 | -193785.752 | -193785.752 | -193785.752 | -193785.752 | -193785.752 | -193785.752 | -193785.752 | -193785.752 | -193785.752 | -193785.752 | -193785.752 | -193785.752 | -193785.752 | -193785.752 | -193785.752 | -193785.752 | -193785.752 | -193785.752 | -193785.752 | -193785.752 | -193785.752 | -193785.752 | -193785.752 | -193785.752 | -193785.752 | -193785.752 | -193785.752 | -193785.752 | -96892.876 | 0 | 0 | 0 | 0 | 0 | 0 | 0 | 0 | 0 | 0 | 0 | 0 | 0 | 0 | 0 | 0 | 0 | 0 | 0 | 0 | 0 | 0 | 0 | 0 | 0 | 0 | 0 | 0 | 0 | 0 | 0 | 0 | 0 | 0 | 0 | 0 | 0 | 0 | 0 | 0 | 0 | 0 | 0 | 0 | 0 | 0 | 0 | 0 | 0 | 0 | 0 | 0
PPE Close Balance | 0 | 0 | 8623465.9643 | 8429680.2123 | 8235894.4603 | 8042108.7083 | 7848322.9563 | 7654537.2043 | 7460751.4523 | 7266965.7003 | 7073179.9483 | 6879394.1963 | 6685608.4443 | 6491822.6922 | 6298036.9402 | 6104251.1882 | 5910465.4362 | 5716679.6842 | 5522893.9322 | 5329108.1802 | 5135322.4282 | 4941536.6762 | 4747750.9242 | 4553965.1722 | 4360179.4202 | 4166393.6682 | 3972607.9162 | 3778822.1641 | 3585036.4121 | 3391250.6601 | 3197464.9081 | 3003679.1561 | 2809893.4041 | 2616107.6521 | 2422321.9001 | 2228536.1481 | 2034750.3961 | 1840964.6441 | 1647178.8921 | 1453393.1401 | 1259607.388 | 1065821.636 | 872035.884 | 678250.132 | 484464.38 | 290678.628 | 96892.876 | 0 | 0 | 0 | 0 | 0 | 0 | 0 | 0 | 0 | 0 | 0 | 0 | 0 | 0 | 0 | 0 | 0 | 0 | 0 | 0 | 0 | 0 | 0 | 0 | 0 | 0 | 0 | 0 | 0 | 0 | 0 | 0 | 0 | 0 | 0 | 0 | 0 | 0 | 0 | 0 | 0 | 0 | 0 | 0 | 0 | 0 | 0 | 0 | 0 | 0 | 0 | 0 | 0
Alliston MS
UCC Open Balance | 0 | 0 | 13614869.2466 | 12525679.7068 | 11523625.3303 | 10601735.3039 | 9753596.4796 | 8973308.7612 | 8255444.0603 | 7595008.5355 | 6987407.8526 | 6428415.2244 | 5914142.0065 | 5441010.646 | 5005729.7943 | 4605271.4107 | 4236849.6979 | 3897901.722 | 3586069.5843 | 3299184.0175 | 3035249.2961 | 2792429.3524 | 2569035.0042 | 2363512.2039 | 2174431.2276 | 2000476.7294 | 1840438.591 | 1693203.5038 | 1557747.2235 | 1433127.4456 | 1318477.2499 | 1212999.0699 | 1115959.1443 | 1026682.4128 | 944547.8198 | 868983.9942 | 799465.2747 | 735508.0527 | 676667.4085 | 622534.0158 | 572731.2945 | 526912.791 | 484759.7677 | 445978.9863 | 410300.6674 | 377476.614 | 347278.4849 | 0 | 0 | 0 | 0 | 0 | 0 | 0 | 0 | 0 | 0 | 0 | 0 | 0 | 0 | 0 | 0 | 0 | 0 | 0 | 0 | 0 | 0 | 0 | 0 | 0 | 0 | 0 | 0 | 0 | 0 | 0 | 0 | 0 | 0 | 0 | 0 | 0 | 0 | 0 | 0 | 0 | 0 | 0 | 0 | 0 | 0 | 0 | 0 | 0 | 0 | 0 | 0 | 0
New Capital | 0 | 14798770.9202 | 0 | 0 | 0 | 0 | 0 | 0 | 0 | 0 | 0 | 0 | 0 | 0 | 0 | 0 | 0 | 0 | 0 | 0 | 0 | 0 | 0 | 0 | 0 | 0 | 0 | 0 | 0 | 0 | 0 | 0 | 0 | 0 | 0 | 0 | 0 | 0 | 0 | 0 | 0 | 0 | 0 | 0 | 0 | 0 | 0 | 0 | 0 | 0 | 0 | 0 | 0 | 0 | 0 | 0 | 0 | 0 | 0 | 0 | 0 | 0 | 0 | 0 | 0 | 0 | 0 | 0 | 0 | 0 | 0 | 0 | 0 | 0 | 0 | 0 | 0 | 0 | 0 | 0 | 0 | 0 | 0 | 0 | 0 | 0 | 0 | 0 | 0 | 0 | 0 | 0 | 0 | 0 | 0 | 0 | 0 | 0 | 0 | 0
CCA | 0 | -1183901.6736 | -1089189.5397 | -1002054.3765 | -921890.0264 | -848138.8243 | -780287.7184 | -717864.7009 | -660435.5248 | -607600.6828 | -558992.6282 | -514273.218 | -473131.3605 | -435280.8517 | -400458.3835 | -368421.7129 | -338947.9758 | -311832.1378 | -286885.5667 | -263934.7214 | -242819.9437 | -223394.3482 | -205522.8003 | -189080.9763 | -173954.4982 | -160038.1384 | -147235.0873 | -135456.2803 | -124619.7779 | -114650.1956 | -105478.18 | -97039.9256 | -89276.7315 | -82134.593 | -75563.8256 | -69518.7195 | -63957.222 | -58840.6442 | -54133.3927 | -49802.7213 | -45818.5036 | -42153.0233 | -38780.7814 | -35678.3189 | -32824.0534 | -30198.1291 | -347278.4849 | 0 | 0 | 0 | 0 | 0 | 0 | 0 | 0 | 0 | 0 | 0 | 0 | 0 | 0 | 0 | 0 | 0 | 0 | 0 | 0 | 0 | 0 | 0 | 0 | 0 | 0 | 0 | 0 | 0 | 0 | 0 | 0 | 0 | 0 | 0 | 0 | 0 | 0 | 0 | 0 | 0 | 0 | 0 | 0 | 0 | 0 | 0 | 0 | 0 | 0 | 0 | 0 | 0
UCC Close Balance | 0 | 13614869.2466 | 12525679.7068 | 11523625.3303 | 10601735.3039 | 9753596.4796 | 8973308.7612 | 8255444.0603 | 7595008.5355 | 6987407.8526 | 6428415.2244 | 5914142.0065 | 5441010.646 | 5005729.7943 | 4605271.4107 | 4236849.6979 | 3897901.722 | 3586069.5843 | 3299184.0175 | 3035249.2961 | 2792429.3524 | 2569035.0042 | 2363512.2039 | 2174431.2276 | 2000476.7294 | 1840438.591 | 1693203.5038 | 1557747.2235 | 1433127.4456 | 1318477.2499 | 1212999.0699 | 1115959.1443 | 1026682.4128 | 944547.8198 | 868983.9942 | 799465.2747 | 735508.0527 | 676667.4085 | 622534.0158 | 572731.2945 | 526912.791 | 484759.7677 | 445978.9863 | 410300.6674 | 377476.614 | 347278.4849 | 0 | 0 | 0 | 0 | 0 | 0 | 0 | 0 | 0 | 0 | 0 | 0 | 0 | 0 | 0 | 0 | 0 | 0 | 0 | 0 | 0 | 0 | 0 | 0 | 0 | 0 | 0 | 0 | 0 | 0 | 0 | 0 | 0 | 0 | 0 | 0 | 0 | 0 | 0 | 0 | 0 | 0 | 0 | 0 | 0 | 0 | 0 | 0 | 0 | 0 | 0 | 0 | 0 | 0
PPE Open Balance | 0 | 0 | 14634340.1322 | 14305478.5562 | 13976616.9802 | 13647755.4042 | 13318893.8282 | 12990032.2521 | 12661170.6761 | 12332309.1001 | 12003447.5241 | 11674585.9481 | 11345724.3721 | 11016862.7961 | 10688001.2201 | 10359139.6441 | 10030278.0681 | 9701416.4921 | 9372554.9161 | 9043693.3401 | 8714831.7641 | 8385970.1881 | 8057108.6121 | 7728247.0361 | 7399385.4601 | 7070523.8841 | 6741662.3081 | 6412800.7321 | 6083939.1561 | 5755077.5801 | 5426216.0041 | 5097354.4281 | 4768492.8521 | 4439631.2761 | 4110769.7 | 3781908.124 | 3453046.548 | 3124184.972 | 2795323.396 | 2466461.82 | 2137600.244 | 1808738.668 | 1479877.092 | 1151015.516 | 822153.94 | 493292.364 | 164430.788 | 0 | 0 | 0 | 0 | 0 | 0 | 0 | 0 | 0 | 0 | 0 | 0 | 0 | 0 | 0 | 0 | 0 | 0 | 0 | 0 | 0 | 0 | 0 | 0 | 0 | 0 | 0 | 0 | 0 | 0 | 0 | 0 | 0 | 0 | 0 | 0 | 0 | 0 | 0 | 0 | 0 | 0 | 0 | 0 | 0 | 0 | 0 | 0 | 0 | 0 | 0 | 0 | 0
New Capital | 0 | 14798770.9202 | 0 | 0 | 0 | 0 | 0 | 0 | 0 | 0 | 0 | 0 | 0 | 0 | 0 | 0 | 0 | 0 | 0 | 0 | 0 | 0 | 0 | 0 | 0 | 0 | 0 | 0 | 0 | 0 | 0 | 0 | 0 | 0 | 0 | 0 | 0 | 0 | 0 | 0 | 0 | 0 | 0 | 0 | 0 | 0 | 0 | 0 | 0 | 0 | 0 | 0 | 0 | 0 | 0 | 0 | 0 | 0 | 0 | 0 | 0 | 0 | 0 | 0 | 0 | 0 | 0 | 0 | 0 | 0 | 0 | 0 | 0 | 0 | 0 | 0 | 0 | 0 | 0 | 0 | 0 | 0 | 0 | 0 | 0 | 0 | 0 | 0 | 0 | 0 | 0 | 0 | 0 | 0 | 0 | 0 | 0 | 0 | 0 | 0
Depreciation | 0 | -164430.788 | -328861.576 | -328861.576 | -328861.576 | -328861.576 | -328861.576 | -328861.576 | -328861.576 | -328861.576 | -328861.576 | -328861.576 | -328861.576 | -328861.576 | -328861.576 | -328861.576 | -328861.576 | -328861.576 | -328861.576 | -328861.576 | -328861.576 | -328861.576 | -328861.576 | -328861.576 | -328861.576 | -328861.576 | -328861.576 | -328861.576 | -328861.576 | -328861.576 | -328861.576 | -328861.576 | -328861.576 | -328861.576 | -328861.576 | -328861.576 | -328861.576 | -328861.576 | -328861.576 | -328861.576 | -328861.576 | -328861.576 | -328861.576 | -328861.576 | -328861.576 | -328861.576 | -164430.788 | 0 | 0 | 0 | 0 | 0 | 0 | 0 | 0 | 0 | 0 | 0 | 0 | 0 | 0 | 0 | 0 | 0 | 0 | 0 | 0 | 0 | 0 | 0 | 0 | 0 | 0 | 0 | 0 | 0 | 0 | 0 | 0 | 0 | 0 | 0 | 0 | 0 | 0 | 0 | 0 | 0 | 0 | 0 | 0 | 0 | 0 | 0 | 0 | 0 | 0 | 0 | 0 | 0
PPE Close Balance | 0 | 14634340.1322 | 14305478.5562 | 13976616.9802 | 13647755.4042 | 13318893.8282 | 12990032.2521 | 12661170.6761 | 12332309.1001 | 12003447.5241 | 11674585.9481 | 11345724.3721 | 11016862.7961 | 10688001.2201 | 10359139.6441 | 10030278.0681 | 9701416.4921 | 9372554.9161 | 9043693.3401 | 8714831.7641 | 8385970.1881 | 8057108.6121 | 7728247.0361 | 7399385.4601 | 7070523.8841 | 6741662.3081 | 6412800.7321 | 6083939.1561 | 5755077.5801 | 5426216.0041 | 5097354.4281 | 4768492.8521 | 4439631.2761 | 4110769.7 | 3781908.124 | 3453046.548 | 3124184.972 | 2795323.396 | 2466461.82 | 2137600.244 | 1808738.668 | 1479877.092 | 1151015.516 | 822153.94 | 493292.364 | 164430.788 | 0 | 0 | 0 | 0 | 0 | 0 | 0 | 0 | 0 | 0 | 0 | 0 | 0 | 0 | 0 | 0 | 0 | 0 | 0 | 0 | 0 | 0 | 0 | 0 | 0 | 0 | 0 | 0 | 0 | 0 | 0 | 0 | 0 | 0 | 0 | 0 | 0 | 0 | 0 | 0 | 0 | 0 | 0 | 0 | 0 | 0 | 0 | 0 | 0 | 0 | 0 | 0 | 0 | 0
Barrie MS
UCC Open Balance | 0 | 0 | 8945127.0276 | 8229516.8654 | 7571155.5162 | 6965463.0749 | 6408226.0289 | 5895567.9466 | 5423922.5109 | 4990008.71 | 4590808.0132 | 4223543.3721 | 3885659.9024 | 3574807.1102 | 3288822.5414 | 3025716.738 | 2783659.399 | 2560966.6471 | 2356089.3153 | 2167602.1701 | 1994193.9965 | 1834658.4768 | 1687885.7986 | 1552854.9347 | 1428626.54 | 1314336.4168 | 1209189.5034 | 1112454.3431 | 1023457.9957 | 941581.356 | 866254.8476 | 796954.4598 | 733198.103 | 674542.2547 | 620578.8744 | 570932.5644 | 525257.9593 | 483237.3225 | 444578.3367 | 409012.0698 | 376291.1042 | 346187.8159 | 318492.7906 | 293013.3673 | 269572.298 | 248006.5141 | 228165.993 | 0 | 0 | 0 | 0 | 0 | 0 | 0 | 0 | 0 | 0 | 0 | 0 | 0 | 0 | 0 | 0 | 0 | 0 | 0 | 0 | 0 | 0 | 0 | 0 | 0 | 0 | 0 | 0 | 0 | 0 | 0 | 0 | 0 | 0 | 0 | 0 | 0 | 0 | 0 | 0 | 0 | 0 | 0 | 0 | 0 | 0 | 0 | 0 | 0 | 0 | 0 | 0 | 0
New Capital | 0 | 9722964.1605 | 0 | 0 | 0 | 0 | 0 | 0 | 0 | 0 | 0 | 0 | 0 | 0 | 0 | 0 | 0 | 0 | 0 | 0 | 0 | 0 | 0 | 0 | 0 | 0 | 0 | 0 | 0 | 0 | 0 | 0 | 0 | 0 | 0 | 0 | 0 | 0 | 0 | 0 | 0 | 0 | 0 | 0 | 0 | 0 | 0 | 0 | 0 | 0 | 0 | 0 | 0 | 0 | 0 | 0 | 0 | 0 | 0 | 0 | 0 | 0 | 0 | 0 | 0 | 0 | 0 | 0 | 0 | 0 | 0 | 0 | 0 | 0 | 0 | 0 | 0 | 0 | 0 | 0 | 0 | 0 | 0 | 0 | 0 | 0 | 0 | 0 | 0 | 0 | 0 | 0 | 0 | 0 | 0 | 0 | 0 | 0 | 0 | 0
CCA | 0 | -777837.1328 | -715610.1622 | -658361.3492 | -605692.4413 | -557237.046 | -512658.0823 | -471645.4357 | -433913.8009 | -399200.6968 | -367264.6411 | -337883.4698 | -310852.7922 | -285984.5688 | -263105.8033 | -242057.339 | -222692.7519 | -204877.3318 | -188487.1452 | -173408.1736 | -159535.5197 | -146772.6781 | -135030.8639 | -124228.3948 | -114290.1232 | -105146.9133 | -96735.1603 | -88996.3475 | -81876.6397 | -75326.5085 | -69300.3878 | -63756.3568 | -58655.8482 | -53963.3804 | -49646.3099 | -45674.6052 | -42020.6367 | -38658.9858 | -35566.2669 | -32720.9656 | -30103.2883 | -27695.0253 | -25479.4232 | -23441.0694 | -21565.7838 | -19840.5211 | -228165.993 | 0 | 0 | 0 | 0 | 0 | 0 | 0 | 0 | 0 | 0 | 0 | 0 | 0 | 0 | 0 | 0 | 0 | 0 | 0 | 0 | 0 | 0 | 0 | 0 | 0 | 0 | 0 | 0 | 0 | 0 | 0 | 0 | 0 | 0 | 0 | 0 | 0 | 0 | 0 | 0 | 0 | 0 | 0 | 0 | 0 | 0 | 0 | 0 | 0 | 0 | 0 | 0 | 0
UCC Close Balance | 0 | 8945127.0276 | 8229516.8654 | 7571155.5162 | 6965463.0749 | 6408226.0289 | 5895567.9466 | 5423922.5109 | 4990008.71 | 4590808.0132 | 4223543.3721 | 3885659.9024 | 3574807.1102 | 3288822.5414 | 3025716.738 | 2783659.399 | 2560966.6471 | 2356089.3153 | 2167602.1701 | 1994193.9965 | 1834658.4768 | 1687885.7986 | 1552854.9347 | 1428626.54 | 1314336.4168 | 1209189.5034 | 1112454.3431 | 1023457.9957 | 941581.356 | 866254.8476 | 796954.4598 | 733198.103 | 674542.2547 | 620578.8744 | 570932.5644 | 525257.9593 | 483237.3225 | 444578.3367 | 409012.0698 | 376291.1042 | 346187.8159 | 318492.7906 | 293013.3673 | 269572.298 | 248006.5141 | 228165.993 | 0 | 0 | 0 | 0 | 0 | 0 | 0 | 0 | 0 | 0 | 0 | 0 | 0 | 0 | 0 | 0 | 0 | 0 | 0 | 0 | 0 | 0 | 0 | 0 | 0 | 0 | 0 | 0 | 0 | 0 | 0 | 0 | 0 | 0 | 0 | 0 | 0 | 0 | 0 | 0 | 0 | 0 | 0 | 0 | 0 | 0 | 0 | 0 | 0 | 0 | 0 | 0 | 0 | 0
PPE Open Balance | 0 | 0 | 9614931.2253 | 9398865.3551 | 9182799.4849 | 8966733.6146 | 8750667.7444 | 8534601.8742 | 8318536.0039 | 8102470.1337 | 7886404.2635 | 7670338.3932 | 7454272.523 | 7238206.6528 | 7022140.7825 | 6806074.9123 | 6590009.0421 | 6373943.1719 | 6157877.3016 | 5941811.4314 | 5725745.5612 | 5509679.6909 | 5293613.8207 | 5077547.9505 | 4861482.0802 | 4645416.21 | 4429350.3398 | 4213284.4695 | 3997218.5993 | 3781152.7291 | 3565086.8588 | 3349020.9886 | 3132955.1184 | 2916889.2481 | 2700823.3779 | 2484757.5077 | 2268691.6374 | 2052625.7672 | 1836559.897 | 1620494.0267 | 1404428.1565 | 1188362.2863 | 972296.416 | 756230.5458 | 540164.6756 | 324098.8053 | 108032.9351 | 0 | 0 | 0 | 0 | 0 | 0 | 0 | 0 | 0 | 0 | 0 | 0 | 0 | 0 | 0 | 0 | 0 | 0 | 0 | 0 | 0 | 0 | 0 | 0 | 0 | 0 | 0 | 0 | 0 | 0 | 0 | 0 | 0 | 0 | 0 | 0 | 0 | 0 | 0 | 0 | 0 | 0 | 0 | 0 | 0 | 0 | 0 | 0 | 0 | 0 | 0 | 0 | 0
New Capital | 0 | 9722964.1605 | 0 | 0 | 0 | 0 | 0 | 0 | 0 | 0 | 0 | 0 | 0 | 0 | 0 | 0 | 0 | 0 | 0 | 0 | 0 | 0 | 0 | 0 | 0 | 0 | 0 | 0 | 0 | 0 | 0 | 0 | 0 | 0 | 0 | 0 | 0 | 0 | 0 | 0 | 0 | 0 | 0 | 0 | 0 | 0 | 0 | 0 | 0 | 0 | 0 | 0 | 0 | 0 | 0 | 0 | 0 | 0 | 0 | 0 | 0 | 0 | 0 | 0 | 0 | 0 | 0 | 0 | 0 | 0 | 0 | 0 | 0 | 0 | 0 | 0 | 0 | 0 | 0 | 0 | 0 | 0 | 0 | 0 | 0 | 0 | 0 | 0 | 0 | 0 | 0 | 0 | 0 | 0 | 0 | 0 | 0 | 0 | 0 | 0
Depreciation | 0 | -108032.9351 | -216065.8702 | -216065.8702 | -216065.8702 | -216065.8702 | -216065.8702 | -216065.8702 | -216065.8702 | -216065.8702 | -216065.8702 | -216065.8702 | -216065.8702 | -216065.8702 | -216065.8702 | -216065.8702 | -216065.8702 | -216065.8702 | -216065.8702 | -216065.8702 | -216065.8702 | -216065.8702 | -216065.8702 | -216065.8702 | -216065.8702 | -216065.8702 | -216065.8702 | -216065.8702 | -216065.8702 | -216065.8702 | -216065.8702 | -216065.8702 | -216065.8702 | -216065.8702 | -216065.8702 | -216065.8702 | -216065.8702 | -216065.8702 | -216065.8702 | -216065.8702 | -216065.8702 | -216065.8702 | -216065.8702 | -216065.8702 | -216065.8702 | -216065.8702 | -108032.9351 | 0 | 0 | 0 | 0 | 0 | 0 | 0 | 0 | 0 | 0 | 0 | 0 | 0 | 0 | 0 | 0 | 0 | 0 | 0 | 0 | 0 | 0 | 0 | 0 | 0 | 0 | 0 | 0 | 0 | 0 | 0 | 0 | 0 | 0 | 0 | 0 | 0 | 0 | 0 | 0 | 0 | 0 | 0 | 0 | 0 | 0 | 0 | 0 | 0 | 0 | 0 | 0 | 0
PPE Close Balance | 0 | 9614931.2253 | 9398865.3551 | 9182799.4849 | 8966733.6146 | 8750667.7444 | 8534601.8742 | 8318536.0039 | 8102470.1337 | 7886404.2635 | 7670338.3932 | 7454272.523 | 7238206.6528 | 7022140.7825 | 6806074.9123 | 6590009.0421 | 6373943.1719 | 6157877.3016 | 5941811.4314 | 5725745.5612 | 5509679.6909 | 5293613.8207 | 5077547.9505 | 4861482.0802 | 4645416.21 | 4429350.3398 | 4213284.4695 | 3997218.5993 | 3781152.7291 | 3565086.8588 | 3349020.9886 | 3132955.1184 | 2916889.2481 | 2700823.3779 | 2484757.5077 | 2268691.6374 | 2052625.7672 | 1836559.897 | 1620494.0267 | 1404428.1565 | 1188362.2863 | 972296.416 | 756230.5458 | 540164.6756 | 324098.8053 | 108032.9351 | 0 | 0 | 0 | 0 | 0 | 0 | 0 | 0 | 0 | 0 | 0 | 0 | 0 | 0 | 0 | 0 | 0 | 0 | 0 | 0 | 0 | 0 | 0 | 0 | 0 | 0 | 0 | 0 | 0 | 0 | 0 | 0 | 0 | 0 | 0 | 0 | 0 | 0 | 0 | 0 | 0 | 0 | 0 | 0 | 0 | 0 | 0 | 0 | 0 | 0 | 0 | 0 | 0 | 0
Lines - Capital-in-Service
Nebo TS | 2025 1: 0; 2026 2: 14140340.0373; 2027 3: 0; 2028 4: 0; 2029 5: 0; 2030 6: 0; 2031 7: 0; 2032 8: 0; 2033 9: 0
Newton TS | 2025 1: 0; 2026 2: 0; 2027 3: 0; 2028 4: 9704660.5857; 2029 5: 0; 2030 6: 0; 2031 7: 0; 2032 8: 0; 2033 9: 0
Melbourne MS | 2025 1: 0; 2026 2: 0; 2027 3: 0; 2028 4: 0; 2029 5: 0; 2030 6: 0; 2031 7: 0; 2032 8: 0; 2033 9: 0
Alliston MS | 2025 1: 0; 2026 2: 1873762.5944; 2027 3: 0; 2028 4: 0; 2029 5: 0; 2030 6: 0; 2031 7: 0; 2032 8: 0; 2033 9: 0
Barrie MS | 2025 1: 0; 2026 2: 2125705.7083; 2027 3: 0; 2028 4: 0; 2029 5: 0; 2030 6: 0; 2031 7: 0; 2032 8: 0; 2033 9: 0
Nebo TS
UCC Open Balance | 0 | 0 | 13009112.8343 | 11968383.8076 | 11010913.103 | 10130040.0547 | 9319636.8504 | 8574065.9023 | 7888140.6301 | 7257089.3797 | 6676522.2293 | 6142400.451 | 5651008.4149 | 5198927.7417 | 4783013.5224 | 4400372.4406 | 4048342.6453 | 3724475.2337 | 3426517.215 | 3152395.8378 | 2900204.1708 | 2668187.8371 | 2454732.8102 | 2258354.1853 | 2077685.8505 | 1911470.9825 | 1758553.3039 | 1617869.0396 | 1488439.5164 | 1369364.3551 | 1259815.2067 | 1159029.9902 | 1066307.5909 | 981002.9837 | 902522.745 | 830320.9254 | 763895.2513 | 702783.6312 | 646560.9407 | 594836.0655 | 547249.1802 | 503469.2458 | 463191.7062 | 426136.3697 | 392045.4601 | 360681.8233 | 331827.2774 | 0 | 0 | 0 | 0 | 0 | 0 | 0 | 0 | 0 | 0 | 0 | 0 | 0 | 0 | 0 | 0 | 0 | 0 | 0 | 0 | 0 | 0 | 0 | 0 | 0 | 0 | 0 | 0 | 0 | 0 | 0 | 0 | 0 | 0 | 0 | 0 | 0 | 0 | 0 | 0 | 0 | 0 | 0 | 0 | 0 | 0 | 0 | 0 | 0 | 0 | 0 | 0 | 0
New Capital | 0 | 14140340.0373 | 0 | 0 | 0 | 0 | 0 | 0 | 0 | 0 | 0 | 0 | 0 | 0 | 0 | 0 | 0 | 0 | 0 | 0 | 0 | 0 | 0 | 0 | 0 | 0 | 0 | 0 | 0 | 0 | 0 | 0 | 0 | 0 | 0 | 0 | 0 | 0 | 0 | 0 | 0 | 0 | 0 | 0 | 0 | 0 | 0 | 0 | 0 | 0 | 0 | 0 | 0 | 0 | 0 | 0 | 0 | 0 | 0 | 0 | 0 | 0 | 0 | 0 | 0 | 0 | 0 | 0 | 0 | 0 | 0 | 0 | 0 | 0 | 0 | 0 | 0 | 0 | 0 | 0 | 0 | 0 | 0 | 0 | 0 | 0 | 0 | 0 | 0 | 0 | 0 | 0 | 0 | 0 | 0 | 0 | 0 | 0 | 0 | 0
CCA | 0 | -1131227.203 | -1040729.0267 | -957470.7046 | -880873.0482 | -810403.2044 | -745570.948 | -685925.2722 | -631051.2504 | -580567.1504 | -534121.7783 | -491392.0361 | -452080.6732 | -415914.2193 | -382641.0818 | -352029.7952 | -323867.4116 | -297958.0187 | -274121.3772 | -252191.667 | -232016.3337 | -213455.027 | -196378.6248 | -180668.3348 | -166214.868 | -152917.6786 | -140684.2643 | -129429.5232 | -119075.1613 | -109549.1484 | -100785.2165 | -92722.3992 | -85304.6073 | -78480.2387 | -72201.8196 | -66425.674 | -61111.6201 | -56222.6905 | -51724.8753 | -47586.8852 | -43779.9344 | -40277.5397 | -37055.3365 | -34090.9096 | -31363.6368 | -28854.5459 | -331827.2774 | 0 | 0 | 0 | 0 | 0 | 0 | 0 | 0 | 0 | 0 | 0 | 0 | 0 | 0 | 0 | 0 | 0 | 0 | 0 | 0 | 0 | 0 | 0 | 0 | 0 | 0 | 0 | 0 | 0 | 0 | 0 | 0 | 0 | 0 | 0 | 0 | 0 | 0 | 0 | 0 | 0 | 0 | 0 | 0 | 0 | 0 | 0 | 0 | 0 | 0 | 0 | 0 | 0
UCC Close Balance | 0 | 13009112.8343 | 11968383.8076 | 11010913.103 | 10130040.0547 | 9319636.8504 | 8574065.9023 | 7888140.6301 | 7257089.3797 | 6676522.2293 | 6142400.451 | 5651008.4149 | 5198927.7417 | 4783013.5224 | 4400372.4406 | 4048342.6453 | 3724475.2337 | 3426517.215 | 3152395.8378 | 2900204.1708 | 2668187.8371 | 2454732.8102 | 2258354.1853 | 2077685.8505 | 1911470.9825 | 1758553.3039 | 1617869.0396 | 1488439.5164 | 1369364.3551 | 1259815.2067 | 1159029.9902 | 1066307.5909 | 981002.9837 | 902522.745 | 830320.9254 | 763895.2513 | 702783.6312 | 646560.9407 | 594836.0655 | 547249.1802 | 503469.2458 | 463191.7062 | 426136.3697 | 392045.4601 | 360681.8233 | 331827.2774 | 0 | 0 | 0 | 0 | 0 | 0 | 0 | 0 | 0 | 0 | 0 | 0 | 0 | 0 | 0 | 0 | 0 | 0 | 0 | 0 | 0 | 0 | 0 | 0 | 0 | 0 | 0 | 0 | 0 | 0 | 0 | 0 | 0 | 0 | 0 | 0 | 0 | 0 | 0 | 0 | 0 | 0 | 0 | 0 | 0 | 0 | 0 | 0 | 0 | 0 | 0 | 0 | 0 | 0
PPE Open Balance | 0 | 0 | 13983225.148 | 13668995.3694 | 13354765.5908 | 13040535.8122 | 12726306.0336 | 12412076.255 | 12097846.4764 | 11783616.6978 | 11469386.9191 | 11155157.1405 | 10840927.3619 | 10526697.5833 | 10212467.8047 | 9898238.0261 | 9584008.2475 | 9269778.4689 | 8955548.6903 | 8641318.9117 | 8327089.1331 | 8012859.3545 | 7698629.5759 | 7384399.7973 | 7070170.0187 | 6755940.24 | 6441710.4614 | 6127480.6828 | 5813250.9042 | 5499021.1256 | 5184791.347 | 4870561.5684 | 4556331.7898 | 4242102.0112 | 3927872.2326 | 3613642.454 | 3299412.6754 | 2985182.8968 | 2670953.1182 | 2356723.3396 | 2042493.5609 | 1728263.7823 | 1414034.0037 | 1099804.2251 | 785574.4465 | 471344.6679 | 157114.8893 | 0 | 0 | 0 | 0 | 0 | 0 | 0 | 0 | 0 | 0 | 0 | 0 | 0 | 0 | 0 | 0 | 0 | 0 | 0 | 0 | 0 | 0 | 0 | 0 | 0 | 0 | 0 | 0 | 0 | 0 | 0 | 0 | 0 | 0 | 0 | 0 | 0 | 0 | 0 | 0 | 0 | 0 | 0 | 0 | 0 | 0 | 0 | 0 | 0 | 0 | 0 | 0 | 0
New Capital | 0 | 14140340.0373 | 0 | 0 | 0 | 0 | 0 | 0 | 0 | 0 | 0 | 0 | 0 | 0 | 0 | 0 | 0 | 0 | 0 | 0 | 0 | 0 | 0 | 0 | 0 | 0 | 0 | 0 | 0 | 0 | 0 | 0 | 0 | 0 | 0 | 0 | 0 | 0 | 0 | 0 | 0 | 0 | 0 | 0 | 0 | 0 | 0 | 0 | 0 | 0 | 0 | 0 | 0 | 0 | 0 | 0 | 0 | 0 | 0 | 0 | 0 | 0 | 0 | 0 | 0 | 0 | 0 | 0 | 0 | 0 | 0 | 0 | 0 | 0 | 0 | 0 | 0 | 0 | 0 | 0 | 0 | 0 | 0 | 0 | 0 | 0 | 0 | 0 | 0 | 0 | 0 | 0 | 0 | 0 | 0 | 0 | 0 | 0 | 0 | 0
Depreciation | 0 | -157114.8893 | -314229.7786 | -314229.7786 | -314229.7786 | -314229.7786 | -314229.7786 | -314229.7786 | -314229.7786 | -314229.7786 | -314229.7786 | -314229.7786 | -314229.7786 | -314229.7786 | -314229.7786 | -314229.7786 | -314229.7786 | -314229.7786 | -314229.7786 | -314229.7786 | -314229.7786 | -314229.7786 | -314229.7786 | -314229.7786 | -314229.7786 | -314229.7786 | -314229.7786 | -314229.7786 | -314229.7786 | -314229.7786 | -314229.7786 | -314229.7786 | -314229.7786 | -314229.7786 | -314229.7786 | -314229.7786 | -314229.7786 | -314229.7786 | -314229.7786 | -314229.7786 | -314229.7786 | -314229.7786 | -314229.7786 | -314229.7786 | -314229.7786 | -314229.7786 | -157114.8893 | 0 | 0 | 0 | 0 | 0 | 0 | 0 | 0 | 0 | 0 | 0 | 0 | 0 | 0 | 0 | 0 | 0 | 0 | 0 | 0 | 0 | 0 | 0 | 0 | 0 | 0 | 0 | 0 | 0 | 0 | 0 | 0 | 0 | 0 | 0 | 0 | 0 | 0 | 0 | 0 | 0 | 0 | 0 | 0 | 0 | 0 | 0 | 0 | 0 | 0 | 0 | 0 | 0
PPE Close Balance | 0 | 13983225.148 | 13668995.3694 | 13354765.5908 | 13040535.8122 | 12726306.0336 | 12412076.255 | 12097846.4764 | 11783616.6978 | 11469386.9191 | 11155157.1405 | 10840927.3619 | 10526697.5833 | 10212467.8047 | 9898238.0261 | 9584008.2475 | 9269778.4689 | 8955548.6903 | 8641318.9117 | 8327089.1331 | 8012859.3545 | 7698629.5759 | 7384399.7973 | 7070170.0187 | 6755940.24 | 6441710.4614 | 6127480.6828 | 5813250.9042 | 5499021.1256 | 5184791.347 | 4870561.5684 | 4556331.7898 | 4242102.0112 | 3927872.2326 | 3613642.454 | 3299412.6754 | 2985182.8968 | 2670953.1182 | 2356723.3396 | 2042493.5609 | 1728263.7823 | 1414034.0037 | 1099804.2251 | 785574.4465 | 471344.6679 | 157114.8893 | 0 | 0 | 0 | 0 | 0 | 0 | 0 | 0 | 0 | 0 | 0 | 0 | 0 | 0 | 0 | 0 | 0 | 0 | 0 | 0 | 0 | 0 | 0 | 0 | 0 | 0 | 0 | 0 | 0 | 0 | 0 | 0 | 0 | 0 | 0 | 0 | 0 | 0 | 0 | 0 | 0 | 0 | 0 | 0 | 0 | 0 | 0 | 0 | 0 | 0 | 0 | 0 | 0 | 0
Newton TS
UCC Open Balance | 0 | 0 | 0 | 0 | 9316474.1622 | 8571156.2293 | 7885463.7309 | 7254626.6325 | 6674256.5019 | 6140315.9817 | 5649090.7032 | 5197163.4469 | 4781390.3712 | 4398879.1415 | 4046968.8102 | 3723211.3053 | 3425354.4009 | 3151326.0488 | 2899219.9649 | 2667282.3677 | 2453899.7783 | 2257587.7961 | 2076980.7724 | 1910822.3106 | 1757956.5257 | 1617320.0037 | 1487934.4034 | 1368899.6511 | 1259387.679 | 1158636.6647 | 1065945.7315 | 980670.073 | 902216.4672 | 830039.1498 | 763636.0178 | 702545.1364 | 646341.5255 | 594634.2034 | 547063.4672 | 503298.3898 | 463034.5186 | 425991.7571 | 391912.4165 | 360559.4232 | 331714.6694 | 305177.4958 | 280763.2961 | 258302.2325 | 237638.0539 | 0 | 0 | 0 | 0 | 0 | 0 | 0 | 0 | 0 | 0 | 0 | 0 | 0 | 0 | 0 | 0 | 0 | 0 | 0 | 0 | 0 | 0 | 0 | 0 | 0 | 0 | 0 | 0 | 0 | 0 | 0 | 0 | 0 | 0 | 0 | 0 | 0 | 0 | 0 | 0 | 0 | 0 | 0 | 0 | 0 | 0 | 0 | 0 | 0 | 0 | 0
New Capital | 0 | 0 | 0 | 9704660.5857 | 0 | 0 | 0 | 0 | 0 | 0 | 0 | 0 | 0 | 0 | 0 | 0 | 0 | 0 | 0 | 0 | 0 | 0 | 0 | 0 | 0 | 0 | 0 | 0 | 0 | 0 | 0 | 0 | 0 | 0 | 0 | 0 | 0 | 0 | 0 | 0 | 0 | 0 | 0 | 0 | 0 | 0 | 0 | 0 | 0 | 0 | 0 | 0 | 0 | 0 | 0 | 0 | 0 | 0 | 0 | 0 | 0 | 0 | 0 | 0 | 0 | 0 | 0 | 0 | 0 | 0 | 0 | 0 | 0 | 0 | 0 | 0 | 0 | 0 | 0 | 0 | 0 | 0 | 0 | 0 | 0 | 0 | 0 | 0 | 0 | 0 | 0 | 0 | 0 | 0 | 0 | 0 | 0 | 0 | 0 | 0
CCA | 0 | 0 | 0 | -388186.4234 | -745317.933 | -685692.4983 | -630837.0985 | -580370.1306 | -533940.5201 | -491225.2785 | -451927.2563 | -415773.0758 | -382511.2297 | -351910.3313 | -323757.5048 | -297856.9044 | -274028.3521 | -252106.0839 | -231937.5972 | -213382.5894 | -196311.9823 | -180607.0237 | -166158.4618 | -152865.7848 | -140636.5221 | -129385.6003 | -119034.7523 | -109511.9721 | -100751.0143 | -92690.9332 | -85275.6585 | -78453.6058 | -72177.3174 | -66403.132 | -61090.8814 | -56203.6109 | -51707.322 | -47570.7363 | -43765.0774 | -40263.8712 | -37042.7615 | -34079.3406 | -31352.9933 | -28844.7539 | -26537.1735 | -24414.1997 | -22461.0637 | -20664.1786 | -237638.0539 | 0 | 0 | 0 | 0 | 0 | 0 | 0 | 0 | 0 | 0 | 0 | 0 | 0 | 0 | 0 | 0 | 0 | 0 | 0 | 0 | 0 | 0 | 0 | 0 | 0 | 0 | 0 | 0 | 0 | 0 | 0 | 0 | 0 | 0 | 0 | 0 | 0 | 0 | 0 | 0 | 0 | 0 | 0 | 0 | 0 | 0 | 0 | 0 | 0 | 0 | 0
UCC Close Balance | 0 | 0 | 0 | 9316474.1622 | 8571156.2293 | 7885463.7309 | 7254626.6325 | 6674256.5019 | 6140315.9817 | 5649090.7032 | 5197163.4469 | 4781390.3712 | 4398879.1415 | 4046968.8102 | 3723211.3053 | 3425354.4009 | 3151326.0488 | 2899219.9649 | 2667282.3677 | 2453899.7783 | 2257587.7961 | 2076980.7724 | 1910822.3106 | 1757956.5257 | 1617320.0037 | 1487934.4034 | 1368899.6511 | 1259387.679 | 1158636.6647 | 1065945.7315 | 980670.073 | 902216.4672 | 830039.1498 | 763636.0178 | 702545.1364 | 646341.5255 | 594634.2034 | 547063.4672 | 503298.3898 | 463034.5186 | 425991.7571 | 391912.4165 | 360559.4232 | 331714.6694 | 305177.4958 | 280763.2961 | 258302.2325 | 237638.0539 | 0 | 0 | 0 | 0 | 0 | 0 | 0 | 0 | 0 | 0 | 0 | 0 | 0 | 0 | 0 | 0 | 0 | 0 | 0 | 0 | 0 | 0 | 0 | 0 | 0 | 0 | 0 | 0 | 0 | 0 | 0 | 0 | 0 | 0 | 0 | 0 | 0 | 0 | 0 | 0 | 0 | 0 | 0 | 0 | 0 | 0 | 0 | 0 | 0 | 0 | 0 | 0
PPE Open Balance | 0 | 0 | 0 | 0 | 9596831.0236 | 9381171.8995 | 9165512.7754 | 8949853.6512 | 8734194.5271 | 8518535.403 | 8302876.2789 | 8087217.1547 | 7871558.0306 | 7655898.9065 | 7440239.7823 | 7224580.6582 | 7008921.5341 | 6793262.41 | 6577603.2858 | 6361944.1617 | 6146285.0376 | 5930625.9135 | 5714966.7893 | 5499307.6652 | 5283648.5411 | 5067989.417 | 4852330.2928 | 4636671.1687 | 4421012.0446 | 4205352.9205 | 3989693.7963 | 3774034.6722 | 3558375.5481 | 3342716.424 | 3127057.2998 | 2911398.1757 | 2695739.0516 | 2480079.9274 | 2264420.8033 | 2048761.6792 | 1833102.5551 | 1617443.4309 | 1401784.3068 | 1186125.1827 | 970466.0586 | 754806.9344 | 539147.8103 | 323488.6862 | 107829.5621 | 0 | 0 | 0 | 0 | 0 | 0 | 0 | 0 | 0 | 0 | 0 | 0 | 0 | 0 | 0 | 0 | 0 | 0 | 0 | 0 | 0 | 0 | 0 | 0 | 0 | 0 | 0 | 0 | 0 | 0 | 0 | 0 | 0 | 0 | 0 | 0 | 0 | 0 | 0 | 0 | 0 | 0 | 0 | 0 | 0 | 0 | 0 | 0 | 0 | 0 | 0
New Capital | 0 | 0 | 0 | 9704660.5857 | 0 | 0 | 0 | 0 | 0 | 0 | 0 | 0 | 0 | 0 | 0 | 0 | 0 | 0 | 0 | 0 | 0 | 0 | 0 | 0 | 0 | 0 | 0 | 0 | 0 | 0 | 0 | 0 | 0 | 0 | 0 | 0 | 0 | 0 | 0 | 0 | 0 | 0 | 0 | 0 | 0 | 0 | 0 | 0 | 0 | 0 | 0 | 0 | 0 | 0 | 0 | 0 | 0 | 0 | 0 | 0 | 0 | 0 | 0 | 0 | 0 | 0 | 0 | 0 | 0 | 0 | 0 | 0 | 0 | 0 | 0 | 0 | 0 | 0 | 0 | 0 | 0 | 0 | 0 | 0 | 0 | 0 | 0 | 0 | 0 | 0 | 0 | 0 | 0 | 0 | 0 | 0 | 0 | 0 | 0 | 0
Depreciation | 0 | 0 | 0 | -107829.5621 | -215659.1241 | -215659.1241 | -215659.1241 | -215659.1241 | -215659.1241 | -215659.1241 | -215659.1241 | -215659.1241 | -215659.1241 | -215659.1241 | -215659.1241 | -215659.1241 | -215659.1241 | -215659.1241 | -215659.1241 | -215659.1241 | -215659.1241 | -215659.1241 | -215659.1241 | -215659.1241 | -215659.1241 | -215659.1241 | -215659.1241 | -215659.1241 | -215659.1241 | -215659.1241 | -215659.1241 | -215659.1241 | -215659.1241 | -215659.1241 | -215659.1241 | -215659.1241 | -215659.1241 | -215659.1241 | -215659.1241 | -215659.1241 | -215659.1241 | -215659.1241 | -215659.1241 | -215659.1241 | -215659.1241 | -215659.1241 | -215659.1241 | -215659.1241 | -107829.5621 | 0 | 0 | 0 | 0 | 0 | 0 | 0 | 0 | 0 | 0 | 0 | 0 | 0 | 0 | 0 | 0 | 0 | 0 | 0 | 0 | 0 | 0 | 0 | 0 | 0 | 0 | 0 | 0 | 0 | 0 | 0 | 0 | 0 | 0 | 0 | 0 | 0 | 0 | 0 | 0 | 0 | 0 | 0 | 0 | 0 | 0 | 0 | 0 | 0 | 0 | 0
PPE Close Balance | 0 | 0 | 0 | 9596831.0236 | 9381171.8995 | 9165512.7754 | 8949853.6512 | 8734194.5271 | 8518535.403 | 8302876.2789 | 8087217.1547 | 7871558.0306 | 7655898.9065 | 7440239.7823 | 7224580.6582 | 7008921.5341 | 6793262.41 | 6577603.2858 | 6361944.1617 | 6146285.0376 | 5930625.9135 | 5714966.7893 | 5499307.6652 | 5283648.5411 | 5067989.417 | 4852330.2928 | 4636671.1687 | 4421012.0446 | 4205352.9205 | 3989693.7963 | 3774034.6722 | 3558375.5481 | 3342716.424 | 3127057.2998 | 2911398.1757 | 2695739.0516 | 2480079.9274 | 2264420.8033 | 2048761.6792 | 1833102.5551 | 1617443.4309 | 1401784.3068 | 1186125.1827 | 970466.0586 | 754806.9344 | 539147.8103 | 323488.6862 | 107829.5621 | 0 | 0 | 0 | 0 | 0 | 0 | 0 | 0 | 0 | 0 | 0 | 0 | 0 | 0 | 0 | 0 | 0 | 0 | 0 | 0 | 0 | 0 | 0 | 0 | 0 | 0 | 0 | 0 | 0 | 0 | 0 | 0 | 0 | 0 | 0 | 0 | 0 | 0 | 0 | 0 | 0 | 0 | 0 | 0 | 0 | 0 | 0 | 0 | 0 | 0 | 0 | 0
Melbourne MS
UCC Open Balance | 0 | 0 | 0 | 0 | 0 | 0 | 0 | 0 | 0 | 0 | 0 | 0 | 0 | 0 | 0 | 0 | 0 | 0 | 0 | 0 | 0 | 0 | 0 | 0 | 0 | 0 | 0 | 0 | 0 | 0 | 0 | 0 | 0 | 0 | 0 | 0 | 0 | 0 | 0 | 0 | 0 | 0 | 0 | 0 | 0 | 0 | 0 | 0 | 0 | 0 | 0 | 0 | 0 | 0 | 0 | 0 | 0 | 0 | 0 | 0 | 0 | 0 | 0 | 0 | 0 | 0 | 0 | 0 | 0 | 0 | 0 | 0 | 0 | 0 | 0 | 0 | 0 | 0 | 0 | 0 | 0 | 0 | 0 | 0 | 0 | 0 | 0 | 0 | 0 | 0 | 0 | 0 | 0 | 0 | 0 | 0 | 0 | 0 | 0 | 0
New Capital | 0 | 0 | 0 | 0 | 0 | 0 | 0 | 0 | 0 | 0 | 0 | 0 | 0 | 0 | 0 | 0 | 0 | 0 | 0 | 0 | 0 | 0 | 0 | 0 | 0 | 0 | 0 | 0 | 0 | 0 | 0 | 0 | 0 | 0 | 0 | 0 | 0 | 0 | 0 | 0 | 0 | 0 | 0 | 0 | 0 | 0 | 0 | 0 | 0 | 0 | 0 | 0 | 0 | 0 | 0 | 0 | 0 | 0 | 0 | 0 | 0 | 0 | 0 | 0 | 0 | 0 | 0 | 0 | 0 | 0 | 0 | 0 | 0 | 0 | 0 | 0 | 0 | 0 | 0 | 0 | 0 | 0 | 0 | 0 | 0 | 0 | 0 | 0 | 0 | 0 | 0 | 0 | 0 | 0 | 0 | 0 | 0 | 0 | 0 | 0
CCA | 0 | 0 | 0 | 0 | 0 | 0 | 0 | 0 | 0 | 0 | 0 | 0 | 0 | 0 | 0 | 0 | 0 | 0 | 0 | 0 | 0 | 0 | 0 | 0 | 0 | 0 | 0 | 0 | 0 | 0 | 0 | 0 | 0 | 0 | 0 | 0 | 0 | 0 | 0 | 0 | 0 | 0 | 0 | 0 | 0 | 0 | 0 | 0 | 0 | 0 | 0 | 0 | 0 | 0 | 0 | 0 | 0 | 0 | 0 | 0 | 0 | 0 | 0 | 0 | 0 | 0 | 0 | 0 | 0 | 0 | 0 | 0 | 0 | 0 | 0 | 0 | 0 | 0 | 0 | 0 | 0 | 0 | 0 | 0 | 0 | 0 | 0 | 0 | 0 | 0 | 0 | 0 | 0 | 0 | 0 | 0 | 0 | 0 | 0 | 0
UCC Close Balance | 0 | 0 | 0 | 0 | 0 | 0 | 0 | 0 | 0 | 0 | 0 | 0 | 0 | 0 | 0 | 0 | 0 | 0 | 0 | 0 | 0 | 0 | 0 | 0 | 0 | 0 | 0 | 0 | 0 | 0 | 0 | 0 | 0 | 0 | 0 | 0 | 0 | 0 | 0 | 0 | 0 | 0 | 0 | 0 | 0 | 0 | 0 | 0 | 0 | 0 | 0 | 0 | 0 | 0 | 0 | 0 | 0 | 0 | 0 | 0 | 0 | 0 | 0 | 0 | 0 | 0 | 0 | 0 | 0 | 0 | 0 | 0 | 0 | 0 | 0 | 0 | 0 | 0 | 0 | 0 | 0 | 0 | 0 | 0 | 0 | 0 | 0 | 0 | 0 | 0 | 0 | 0 | 0 | 0 | 0 | 0 | 0 | 0 | 0 | 0
PPE Open Balance | 0 | 0 | 0 | 0 | 0 | 0 | 0 | 0 | 0 | 0 | 0 | 0 | 0 | 0 | 0 | 0 | 0 | 0 | 0 | 0 | 0 | 0 | 0 | 0 | 0 | 0 | 0 | 0 | 0 | 0 | 0 | 0 | 0 | 0 | 0 | 0 | 0 | 0 | 0 | 0 | 0 | 0 | 0 | 0 | 0 | 0 | 0 | 0 | 0 | 0 | 0 | 0 | 0 | 0 | 0 | 0 | 0 | 0 | 0 | 0 | 0 | 0 | 0 | 0 | 0 | 0 | 0 | 0 | 0 | 0 | 0 | 0 | 0 | 0 | 0 | 0 | 0 | 0 | 0 | 0 | 0 | 0 | 0 | 0 | 0 | 0 | 0 | 0 | 0 | 0 | 0 | 0 | 0 | 0 | 0 | 0 | 0 | 0 | 0 | 0
New Capital | 0 | 0 | 0 | 0 | 0 | 0 | 0 | 0 | 0 | 0 | 0 | 0 | 0 | 0 | 0 | 0 | 0 | 0 | 0 | 0 | 0 | 0 | 0 | 0 | 0 | 0 | 0 | 0 | 0 | 0 | 0 | 0 | 0 | 0 | 0 | 0 | 0 | 0 | 0 | 0 | 0 | 0 | 0 | 0 | 0 | 0 | 0 | 0 | 0 | 0 | 0 | 0 | 0 | 0 | 0 | 0 | 0 | 0 | 0 | 0 | 0 | 0 | 0 | 0 | 0 | 0 | 0 | 0 | 0 | 0 | 0 | 0 | 0 | 0 | 0 | 0 | 0 | 0 | 0 | 0 | 0 | 0 | 0 | 0 | 0 | 0 | 0 | 0 | 0 | 0 | 0 | 0 | 0 | 0 | 0 | 0 | 0 | 0 | 0 | 0
Depreciation | 0 | 0 | 0 | 0 | 0 | 0 | 0 | 0 | 0 | 0 | 0 | 0 | 0 | 0 | 0 | 0 | 0 | 0 | 0 | 0 | 0 | 0 | 0 | 0 | 0 | 0 | 0 | 0 | 0 | 0 | 0 | 0 | 0 | 0 | 0 | 0 | 0 | 0 | 0 | 0 | 0 | 0 | 0 | 0 | 0 | 0 | 0 | 0 | 0 | 0 | 0 | 0 | 0 | 0 | 0 | 0 | 0 | 0 | 0 | 0 | 0 | 0 | 0 | 0 | 0 | 0 | 0 | 0 | 0 | 0 | 0 | 0 | 0 | 0 | 0 | 0 | 0 | 0 | 0 | 0 | 0 | 0 | 0 | 0 | 0 | 0 | 0 | 0 | 0 | 0 | 0 | 0 | 0 | 0 | 0 | 0 | 0 | 0 | 0 | 0
PPE Close Balance | 0 | 0 | 0 | 0 | 0 | 0 | 0 | 0 | 0 | 0 | 0 | 0 | 0 | 0 | 0 | 0 | 0 | 0 | 0 | 0 | 0 | 0 | 0 | 0 | 0 | 0 | 0 | 0 | 0 | 0 | 0 | 0 | 0 | 0 | 0 | 0 | 0 | 0 | 0 | 0 | 0 | 0 | 0 | 0 | 0 | 0 | 0 | 0 | 0 | 0 | 0 | 0 | 0 | 0 | 0 | 0 | 0 | 0 | 0 | 0 | 0 | 0 | 0 | 0 | 0 | 0 | 0 | 0 | 0 | 0 | 0 | 0 | 0 | 0 | 0 | 0 | 0 | 0 | 0 | 0 | 0 | 0 | 0 | 0 | 0 | 0 | 0 | 0 | 0 | 0 | 0 | 0 | 0 | 0 | 0 | 0 | 0 | 0 | 0 | 0
Alliston MS
UCC Open Balance | 0 | 0 | 1723861.5869 | 1585952.6599 | 1459076.4471 | 1342350.3314 | 1234962.3048 | 1136165.3205 | 1045272.0948 | 961650.3272 | 884718.3011 | 813940.837 | 748825.57 | 688919.5244 | 633805.9625 | 583101.4855 | 536453.3666 | 493537.0973 | 454054.1295 | 417729.7992 | 384311.4152 | 353566.502 | 325281.1818 | 299258.6873 | 275317.9923 | 253292.5529 | 233029.1487 | 214386.8168 | 197235.8715 | 181457.0017 | 166940.4416 | 153585.2063 | 141298.3898 | 129994.5186 | 119594.9571 | 110027.3605 | 101225.1717 | 93127.158 | 85676.9853 | 78822.8265 | 72517.0004 | 66715.6403 | 61378.3891 | 56468.118 | 51950.6685 | 47794.6151 | 43971.0459 | 0 | 0 | 0 | 0 | 0 | 0 | 0 | 0 | 0 | 0 | 0 | 0 | 0 | 0 | 0 | 0 | 0 | 0 | 0 | 0 | 0 | 0 | 0 | 0 | 0 | 0 | 0 | 0 | 0 | 0 | 0 | 0 | 0 | 0 | 0 | 0 | 0 | 0 | 0 | 0 | 0 | 0 | 0 | 0 | 0 | 0 | 0 | 0 | 0 | 0 | 0 | 0 | 0
New Capital | 0 | 1873762.5944 | 0 | 0 | 0 | 0 | 0 | 0 | 0 | 0 | 0 | 0 | 0 | 0 | 0 | 0 | 0 | 0 | 0 | 0 | 0 | 0 | 0 | 0 | 0 | 0 | 0 | 0 | 0 | 0 | 0 | 0 | 0 | 0 | 0 | 0 | 0 | 0 | 0 | 0 | 0 | 0 | 0 | 0 | 0 | 0 | 0 | 0 | 0 | 0 | 0 | 0 | 0 | 0 | 0 | 0 | 0 | 0 | 0 | 0 | 0 | 0 | 0 | 0 | 0 | 0 | 0 | 0 | 0 | 0 | 0 | 0 | 0 | 0 | 0 | 0 | 0 | 0 | 0 | 0 | 0 | 0 | 0 | 0 | 0 | 0 | 0 | 0 | 0 | 0 | 0 | 0 | 0 | 0 | 0 | 0 | 0 | 0 | 0 | 0
CCA | 0 | -149901.0076 | -137908.9269 | -126876.2128 | -116726.1158 | -107388.0265 | -98796.9844 | -90893.2256 | -83621.7676 | -76932.0262 | -70777.4641 | -65115.267 | -59906.0456 | -55113.562 | -50704.477 | -46648.1188 | -42916.2693 | -39482.9678 | -36324.3304 | -33418.3839 | -30744.9132 | -28285.3202 | -26022.4945 | -23940.695 | -22025.4394 | -20263.4042 | -18642.3319 | -17150.9453 | -15778.8697 | -14516.5601 | -13355.2353 | -12286.8165 | -11303.8712 | -10399.5615 | -9567.5966 | -8802.1888 | -8098.0137 | -7450.1726 | -6854.1588 | -6305.8261 | -5801.36 | -5337.2512 | -4910.2711 | -4517.4494 | -4156.0535 | -3823.5692 | -43971.0459 | 0 | 0 | 0 | 0 | 0 | 0 | 0 | 0 | 0 | 0 | 0 | 0 | 0 | 0 | 0 | 0 | 0 | 0 | 0 | 0 | 0 | 0 | 0 | 0 | 0 | 0 | 0 | 0 | 0 | 0 | 0 | 0 | 0 | 0 | 0 | 0 | 0 | 0 | 0 | 0 | 0 | 0 | 0 | 0 | 0 | 0 | 0 | 0 | 0 | 0 | 0 | 0 | 0
UCC Close Balance | 0 | 1723861.5869 | 1585952.6599 | 1459076.4471 | 1342350.3314 | 1234962.3048 | 1136165.3205 | 1045272.0948 | 961650.3272 | 884718.3011 | 813940.837 | 748825.57 | 688919.5244 | 633805.9625 | 583101.4855 | 536453.3666 | 493537.0973 | 454054.1295 | 417729.7992 | 384311.4152 | 353566.502 | 325281.1818 | 299258.6873 | 275317.9923 | 253292.5529 | 233029.1487 | 214386.8168 | 197235.8715 | 181457.0017 | 166940.4416 | 153585.2063 | 141298.3898 | 129994.5186 | 119594.9571 | 110027.3605 | 101225.1717 | 93127.158 | 85676.9853 | 78822.8265 | 72517.0004 | 66715.6403 | 61378.3891 | 56468.118 | 51950.6685 | 47794.6151 | 43971.0459 | 0 | 0 | 0 | 0 | 0 | 0 | 0 | 0 | 0 | 0 | 0 | 0 | 0 | 0 | 0 | 0 | 0 | 0 | 0 | 0 | 0 | 0 | 0 | 0 | 0 | 0 | 0 | 0 | 0 | 0 | 0 | 0 | 0 | 0 | 0 | 0 | 0 | 0 | 0 | 0 | 0 | 0 | 0 | 0 | 0 | 0 | 0 | 0 | 0 | 0 | 0 | 0 | 0 | 0
PPE Open Balance | 0 | 0 | 1852943.01 | 1811303.8413 | 1769664.6725 | 1728025.5037 | 1686386.335 | 1644747.1662 | 1603107.9974 | 1561468.8287 | 1519829.6599 | 1478190.4912 | 1436551.3224 | 1394912.1536 | 1353272.9849 | 1311633.8161 | 1269994.6473 | 1228355.4786 | 1186716.3098 | 1145077.141 | 1103437.9723 | 1061798.8035 | 1020159.6347 | 978520.466 | 936881.2972 | 895242.1284 | 853602.9597 | 811963.7909 | 770324.6222 | 728685.4534 | 687046.2846 | 645407.1159 | 603767.9471 | 562128.7783 | 520489.6096 | 478850.4408 | 437211.272 | 395572.1033 | 353932.9345 | 312293.7657 | 270654.597 | 229015.4282 | 187376.2594 | 145737.0907 | 104097.9219 | 62458.7531 | 20819.5844 | 0 | 0 | 0 | 0 | 0 | 0 | 0 | 0 | 0 | 0 | 0 | 0 | 0 | 0 | 0 | 0 | 0 | 0 | 0 | 0 | 0 | 0 | 0 | 0 | 0 | 0 | 0 | 0 | 0 | 0 | 0 | 0 | 0 | 0 | 0 | 0 | 0 | 0 | 0 | 0 | 0 | 0 | 0 | 0 | 0 | 0 | 0 | 0 | 0 | 0 | 0 | 0 | 0
New Capital | 0 | 1873762.5944 | 0 | 0 | 0 | 0 | 0 | 0 | 0 | 0 | 0 | 0 | 0 | 0 | 0 | 0 | 0 | 0 | 0 | 0 | 0 | 0 | 0 | 0 | 0 | 0 | 0 | 0 | 0 | 0 | 0 | 0 | 0 | 0 | 0 | 0 | 0 | 0 | 0 | 0 | 0 | 0 | 0 | 0 | 0 | 0 | 0 | 0 | 0 | 0 | 0 | 0 | 0 | 0 | 0 | 0 | 0 | 0 | 0 | 0 | 0 | 0 | 0 | 0 | 0 | 0 | 0 | 0 | 0 | 0 | 0 | 0 | 0 | 0 | 0 | 0 | 0 | 0 | 0 | 0 | 0 | 0 | 0 | 0 | 0 | 0 | 0 | 0 | 0 | 0 | 0 | 0 | 0 | 0 | 0 | 0 | 0 | 0 | 0 | 0
Depreciation | 0 | -20819.5844 | -41639.1688 | -41639.1688 | -41639.1688 | -41639.1688 | -41639.1688 | -41639.1688 | -41639.1688 | -41639.1688 | -41639.1688 | -41639.1688 | -41639.1688 | -41639.1688 | -41639.1688 | -41639.1688 | -41639.1688 | -41639.1688 | -41639.1688 | -41639.1688 | -41639.1688 | -41639.1688 | -41639.1688 | -41639.1688 | -41639.1688 | -41639.1688 | -41639.1688 | -41639.1688 | -41639.1688 | -41639.1688 | -41639.1688 | -41639.1688 | -41639.1688 | -41639.1688 | -41639.1688 | -41639.1688 | -41639.1688 | -41639.1688 | -41639.1688 | -41639.1688 | -41639.1688 | -41639.1688 | -41639.1688 | -41639.1688 | -41639.1688 | -41639.1688 | -20819.5844 | 0 | 0 | 0 | 0 | 0 | 0 | 0 | 0 | 0 | 0 | 0 | 0 | 0 | 0 | 0 | 0 | 0 | 0 | 0 | 0 | 0 | 0 | 0 | 0 | 0 | 0 | 0 | 0 | 0 | 0 | 0 | 0 | 0 | 0 | 0 | 0 | 0 | 0 | 0 | 0 | 0 | 0 | 0 | 0 | 0 | 0 | 0 | 0 | 0 | 0 | 0 | 0 | 0
PPE Close Balance | 0 | 1852943.01 | 1811303.8413 | 1769664.6725 | 1728025.5037 | 1686386.335 | 1644747.1662 | 1603107.9974 | 1561468.8287 | 1519829.6599 | 1478190.4912 | 1436551.3224 | 1394912.1536 | 1353272.9849 | 1311633.8161 | 1269994.6473 | 1228355.4786 | 1186716.3098 | 1145077.141 | 1103437.9723 | 1061798.8035 | 1020159.6347 | 978520.466 | 936881.2972 | 895242.1284 | 853602.9597 | 811963.7909 | 770324.6222 | 728685.4534 | 687046.2846 | 645407.1159 | 603767.9471 | 562128.7783 | 520489.6096 | 478850.4408 | 437211.272 | 395572.1033 | 353932.9345 | 312293.7657 | 270654.597 | 229015.4282 | 187376.2594 | 145737.0907 | 104097.9219 | 62458.7531 | 20819.5844 | 0 | 0 | 0 | 0 | 0 | 0 | 0 | 0 | 0 | 0 | 0 | 0 | 0 | 0 | 0 | 0 | 0 | 0 | 0 | 0 | 0 | 0 | 0 | 0 | 0 | 0 | 0 | 0 | 0 | 0 | 0 | 0 | 0 | 0 | 0 | 0 | 0 | 0 | 0 | 0 | 0 | 0 | 0 | 0 | 0 | 0 | 0 | 0 | 0 | 0 | 0 | 0 | 0 | 0
Barrie MS
UCC Open Balance | 0 | 0 | 1955649.2516 | 1799197.3115 | 1655261.5266 | 1522840.6045 | 1401013.3561 | 1288932.2876 | 1185817.7046 | 1090952.2882 | 1003676.1052 | 923382.0168 | 849511.4554 | 781550.539 | 719026.4959 | 661504.3762 | 608584.0261 | 559897.304 | 515105.5197 | 473897.0781 | 435985.3119 | 401106.4869 | 369017.968 | 339496.5305 | 312336.8081 | 287349.8634 | 264361.8744 | 243212.9244 | 223755.8905 | 205855.4192 | 189386.9857 | 174236.0268 | 160297.1447 | 147473.3731 | 135675.5033 | 124821.463 | 114835.746 | 105648.8863 | 97196.9754 | 89421.2174 | 82267.52 | 75686.1184 | 69631.2289 | 64060.7306 | 58935.8721 | 54221.0024 | 49883.3222 | 0 | 0 | 0 | 0 | 0 | 0 | 0 | 0 | 0 | 0 | 0 | 0 | 0 | 0 | 0 | 0 | 0 | 0 | 0 | 0 | 0 | 0 | 0 | 0 | 0 | 0 | 0 | 0 | 0 | 0 | 0 | 0 | 0 | 0 | 0 | 0 | 0 | 0 | 0 | 0 | 0 | 0 | 0 | 0 | 0 | 0 | 0 | 0 | 0 | 0 | 0 | 0 | 0
New Capital | 0 | 2125705.7083 | 0 | 0 | 0 | 0 | 0 | 0 | 0 | 0 | 0 | 0 | 0 | 0 | 0 | 0 | 0 | 0 | 0 | 0 | 0 | 0 | 0 | 0 | 0 | 0 | 0 | 0 | 0 | 0 | 0 | 0 | 0 | 0 | 0 | 0 | 0 | 0 | 0 | 0 | 0 | 0 | 0 | 0 | 0 | 0 | 0 | 0 | 0 | 0 | 0 | 0 | 0 | 0 | 0 | 0 | 0 | 0 | 0 | 0 | 0 | 0 | 0 | 0 | 0 | 0 | 0 | 0 | 0 | 0 | 0 | 0 | 0 | 0 | 0 | 0 | 0 | 0 | 0 | 0 | 0 | 0 | 0 | 0 | 0 | 0 | 0 | 0 | 0 | 0 | 0 | 0 | 0 | 0 | 0 | 0 | 0 | 0 | 0 | 0
CCA | 0 | -170056.4567 | -156451.9401 | -143935.7849 | -132420.9221 | -121827.2484 | -112081.0685 | -103114.583 | -94865.4164 | -87276.1831 | -80294.0884 | -73870.5613 | -67960.9164 | -62524.0431 | -57522.1197 | -52920.3501 | -48686.7221 | -44791.7843 | -41208.4416 | -37911.7662 | -34878.8249 | -32088.519 | -29521.4374 | -27159.7224 | -24986.9446 | -22987.9891 | -21148.9499 | -19457.034 | -17900.4712 | -16468.4335 | -15150.9589 | -13938.8821 | -12823.7716 | -11797.8698 | -10854.0403 | -9985.717 | -9186.8597 | -8451.9109 | -7775.758 | -7153.6974 | -6581.4016 | -6054.8895 | -5570.4983 | -5124.8584 | -4714.8698 | -4337.6802 | -49883.3222 | 0 | 0 | 0 | 0 | 0 | 0 | 0 | 0 | 0 | 0 | 0 | 0 | 0 | 0 | 0 | 0 | 0 | 0 | 0 | 0 | 0 | 0 | 0 | 0 | 0 | 0 | 0 | 0 | 0 | 0 | 0 | 0 | 0 | 0 | 0 | 0 | 0 | 0 | 0 | 0 | 0 | 0 | 0 | 0 | 0 | 0 | 0 | 0 | 0 | 0 | 0 | 0 | 0
UCC Close Balance | 0 | 1955649.2516 | 1799197.3115 | 1655261.5266 | 1522840.6045 | 1401013.3561 | 1288932.2876 | 1185817.7046 | 1090952.2882 | 1003676.1052 | 923382.0168 | 849511.4554 | 781550.539 | 719026.4959 | 661504.3762 | 608584.0261 | 559897.304 | 515105.5197 | 473897.0781 | 435985.3119 | 401106.4869 | 369017.968 | 339496.5305 | 312336.8081 | 287349.8634 | 264361.8744 | 243212.9244 | 223755.8905 | 205855.4192 | 189386.9857 | 174236.0268 | 160297.1447 | 147473.3731 | 135675.5033 | 124821.463 | 114835.746 | 105648.8863 | 97196.9754 | 89421.2174 | 82267.52 | 75686.1184 | 69631.2289 | 64060.7306 | 58935.8721 | 54221.0024 | 49883.3222 | 0 | 0 | 0 | 0 | 0 | 0 | 0 | 0 | 0 | 0 | 0 | 0 | 0 | 0 | 0 | 0 | 0 | 0 | 0 | 0 | 0 | 0 | 0 | 0 | 0 | 0 | 0 | 0 | 0 | 0 | 0 | 0 | 0 | 0 | 0 | 0 | 0 | 0 | 0 | 0 | 0 | 0 | 0 | 0 | 0 | 0 | 0 | 0 | 0 | 0 | 0 | 0 | 0 | 0
PPE Open Balance | 0 | 0 | 2102086.756 | 2054848.8514 | 2007610.9467 | 1960373.0421 | 1913135.1375 | 1865897.2329 | 1818659.3282 | 1771421.4236 | 1724183.519 | 1676945.6143 | 1629707.7097 | 1582469.8051 | 1535231.9004 | 1487993.9958 | 1440756.0912 | 1393518.1866 | 1346280.2819 | 1299042.3773 | 1251804.4727 | 1204566.568 | 1157328.6634 | 1110090.7588 | 1062852.8542 | 1015614.9495 | 968377.0449 | 921139.1403 | 873901.2356 | 826663.331 | 779425.4264 | 732187.5218 | 684949.6171 | 637711.7125 | 590473.8079 | 543235.9032 | 495997.9986 | 448760.094 | 401522.1893 | 354284.2847 | 307046.3801 | 259808.4755 | 212570.5708 | 165332.6662 | 118094.7616 | 70856.8569 | 23618.9523 | 0 | 0 | 0 | 0 | 0 | 0 | 0 | 0 | 0 | 0 | 0 | 0 | 0 | 0 | 0 | 0 | 0 | 0 | 0 | 0 | 0 | 0 | 0 | 0 | 0 | 0 | 0 | 0 | 0 | 0 | 0 | 0 | 0 | 0 | 0 | 0 | 0 | 0 | 0 | 0 | 0 | 0 | 0 | 0 | 0 | 0 | 0 | 0 | 0 | 0 | 0 | 0 | 0
New Capital | 0 | 2125705.7083 | 0 | 0 | 0 | 0 | 0 | 0 | 0 | 0 | 0 | 0 | 0 | 0 | 0 | 0 | 0 | 0 | 0 | 0 | 0 | 0 | 0 | 0 | 0 | 0 | 0 | 0 | 0 | 0 | 0 | 0 | 0 | 0 | 0 | 0 | 0 | 0 | 0 | 0 | 0 | 0 | 0 | 0 | 0 | 0 | 0 | 0 | 0 | 0 | 0 | 0 | 0 | 0 | 0 | 0 | 0 | 0 | 0 | 0 | 0 | 0 | 0 | 0 | 0 | 0 | 0 | 0 | 0 | 0 | 0 | 0 | 0 | 0 | 0 | 0 | 0 | 0 | 0 | 0 | 0 | 0 | 0 | 0 | 0 | 0 | 0 | 0 | 0 | 0 | 0 | 0 | 0 | 0 | 0 | 0 | 0 | 0 | 0 | 0
Depreciation | 0 | -23618.9523 | -47237.9046 | -47237.9046 | -47237.9046 | -47237.9046 | -47237.9046 | -47237.9046 | -47237.9046 | -47237.9046 | -47237.9046 | -47237.9046 | -47237.9046 | -47237.9046 | -47237.9046 | -47237.9046 | -47237.9046 | -47237.9046 | -47237.9046 | -47237.9046 | -47237.9046 | -47237.9046 | -47237.9046 | -47237.9046 | -47237.9046 | -47237.9046 | -47237.9046 | -47237.9046 | -47237.9046 | -47237.9046 | -47237.9046 | -47237.9046 | -47237.9046 | -47237.9046 | -47237.9046 | -47237.9046 | -47237.9046 | -47237.9046 | -47237.9046 | -47237.9046 | -47237.9046 | -47237.9046 | -47237.9046 | -47237.9046 | -47237.9046 | -47237.9046 | -23618.9523 | 0 | 0 | 0 | 0 | 0 | 0 | 0 | 0 | 0 | 0 | 0 | 0 | 0 | 0 | 0 | 0 | 0 | 0 | 0 | 0 | 0 | 0 | 0 | 0 | 0 | 0 | 0 | 0 | 0 | 0 | 0 | 0 | 0 | 0 | 0 | 0 | 0 | 0 | 0 | 0 | 0 | 0 | 0 | 0 | 0 | 0 | 0 | 0 | 0 | 0 | 0 | 0 | 0
PPE Close Balance | 0 | 2102086.756 | 2054848.8514 | 2007610.9467 | 1960373.0421 | 1913135.1375 | 1865897.2329 | 1818659.3282 | 1771421.4236 | 1724183.519 | 1676945.6143 | 1629707.7097 | 1582469.8051 | 1535231.9004 | 1487993.9958 | 1440756.0912 | 1393518.1866 | 1346280.2819 | 1299042.3773 | 1251804.4727 | 1204566.568 | 1157328.6634 | 1110090.7588 | 1062852.8542 | 1015614.9495 | 968377.0449 | 921139.1403 | 873901.2356 | 826663.331 | 779425.4264 | 732187.5218 | 684949.6171 | 637711.7125 | 590473.8079 | 543235.9032 | 495997.9986 | 448760.094 | 401522.1893 | 354284.2847 | 307046.3801 | 259808.4755 | 212570.5708 | 165332.6662 | 118094.7616 | 70856.8569 | 23618.9523 | 0 | 0 | 0 | 0 | 0 | 0 | 0 | 0 | 0 | 0 | 0 | 0 | 0 | 0 | 0 | 0 | 0 | 0 | 0 | 0 | 0 | 0 | 0 | 0 | 0 | 0 | 0 | 0 | 0 | 0 | 0 | 0 | 0 | 0 | 0 | 0 | 0 | 0 | 0 | 0 | 0 | 0 | 0 | 0 | 0 | 0 | 0 | 0 | 0 | 0 | 0 | 0 | 0 | 0
Stations O&M
Nebo TS | 0 | 204200 | 208284 | 212449.68 | 216698.6736 | 221032.6471 | 225453.3 | 229962.366 | 234561.6133 | 239252.8456 | 244037.9025 | 248918.6606 | 253897.0338 | 258974.9744 | 264154.4739 | 269437.5634 | 274826.3147 | 280322.841 | 285929.2978 | 291647.8838 | 297480.8414 | 303430.4583 | 309499.0674 | 315689.0488 | 322002.8297 | 328442.8863 | 335011.7441 | 341711.979 | 348546.2185 | 355517.1429 | 362627.4858 | 369880.0355 | 377277.6362 | 384823.1889 | 392519.6527 | 400370.0457 | 408377.4467 | 416544.9956 | 424875.8955 | 433373.4134 | 442040.8817 | 450881.6993 | 459899.3333 | 469097.32 | 478479.2664 | 488048.8517 | 0 | 0 | 0 | 0 | 0 | 0 | 0 | 0 | 0 | 0 | 0 | 0 | 0 | 0 | 0 | 0 | 0 | 0 | 0 | 0 | 0 | 0 | 0 | 0 | 0 | 0 | 0 | 0 | 0 | 0 | 0 | 0 | 0 | 0 | 0 | 0 | 0 | 0 | 0 | 0 | 0 | 0 | 0 | 0 | 0 | 0 | 0 | 0 | 0 | 0 | 0 | 0 | 0 | 0
Newton TS | 0 | 0 | 0 | 212449.68 | 216698.6736 | 221032.6471 | 225453.3 | 229962.366 | 234561.6133 | 239252.8456 | 244037.9025 | 248918.6606 | 253897.0338 | 258974.9744 | 264154.4739 | 269437.5634 | 274826.3147 | 280322.841 | 285929.2978 | 291647.8838 | 297480.8414 | 303430.4583 | 309499.0674 | 315689.0488 | 322002.8297 | 328442.8863 | 335011.7441 | 341711.979 | 348546.2185 | 355517.1429 | 362627.4858 | 369880.0355 | 377277.6362 | 384823.1889 | 392519.6527 | 400370.0457 | 408377.4467 | 416544.9956 | 424875.8955 | 433373.4134 | 442040.8817 | 450881.6993 | 459899.3333 | 469097.32 | 478479.2664 | 488048.8517 | 497809.8287 | 507766.0253 | 0 | 0 | 0 | 0 | 0 | 0 | 0 | 0 | 0 | 0 | 0 | 0 | 0 | 0 | 0 | 0 | 0 | 0 | 0 | 0 | 0 | 0 | 0 | 0 | 0 | 0 | 0 | 0 | 0 | 0 | 0 | 0 | 0 | 0 | 0 | 0 | 0 | 0 | 0 | 0 | 0 | 0 | 0 | 0 | 0 | 0 | 0 | 0 | 0 | 0 | 0 | 0
Melbourne MS | 0 | 0 | 156213 | 159337.26 | 162524.0052 | 165774.4853 | 169089.975 | 172471.7745 | 175921.21 | 179439.6342 | 183028.4269 | 186688.9954 | 190422.7753 | 194231.2308 | 198115.8555 | 202078.1726 | 206119.736 | 210242.1307 | 214446.9733 | 218735.9128 | 223110.6311 | 227572.8437 | 232124.3006 | 236766.7866 | 241502.1223 | 246332.1648 | 251258.8081 | 256283.9842 | 261409.6639 | 266637.8572 | 271970.6143 | 277410.0266 | 282958.2271 | 288617.3917 | 294389.7395 | 300277.5343 | 306283.085 | 312408.7467 | 318656.9216 | 325030.0601 | 331530.6613 | 338161.2745 | 344924.5 | 351822.99 | 358859.4498 | 366036.6388 | 373357.3715 | 0 | 0 | 0 | 0 | 0 | 0 | 0 | 0 | 0 | 0 | 0 | 0 | 0 | 0 | 0 | 0 | 0 | 0 | 0 | 0 | 0 | 0 | 0 | 0 | 0 | 0 | 0 | 0 | 0 | 0 | 0 | 0 | 0 | 0 | 0 | 0 | 0 | 0 | 0 | 0 | 0 | 0 | 0 | 0 | 0 | 0 | 0 | 0 | 0 | 0 | 0 | 0 | 0
Alliston MS | 0 | 153150 | 156213 | 159337.26 | 162524.0052 | 165774.4853 | 169089.975 | 172471.7745 | 175921.21 | 179439.6342 | 183028.4269 | 186688.9954 | 190422.7753 | 194231.2308 | 198115.8555 | 202078.1726 | 206119.736 | 210242.1307 | 214446.9733 | 218735.9128 | 223110.6311 | 227572.8437 | 232124.3006 | 236766.7866 | 241502.1223 | 246332.1648 | 251258.8081 | 256283.9842 | 261409.6639 | 266637.8572 | 271970.6143 | 277410.0266 | 282958.2271 | 288617.3917 | 294389.7395 | 300277.5343 | 306283.085 | 312408.7467 | 318656.9216 | 325030.0601 | 331530.6613 | 338161.2745 | 344924.5 | 351822.99 | 358859.4498 | 366036.6388 | 0 | 0 | 0 | 0 | 0 | 0 | 0 | 0 | 0 | 0 | 0 | 0 | 0 | 0 | 0 | 0 | 0 | 0 | 0 | 0 | 0 | 0 | 0 | 0 | 0 | 0 | 0 | 0 | 0 | 0 | 0 | 0 | 0 | 0 | 0 | 0 | 0 | 0 | 0 | 0 | 0 | 0 | 0 | 0 | 0 | 0 | 0 | 0 | 0 | 0 | 0 | 0 | 0 | 0
Barrie MS | 0 | 153150 | 156213 | 159337.26 | 162524.0052 | 165774.4853 | 169089.975 | 172471.7745 | 175921.21 | 179439.6342 | 183028.4269 | 186688.9954 | 190422.7753 | 194231.2308 | 198115.8555 | 202078.1726 | 206119.736 | 210242.1307 | 214446.9733 | 218735.9128 | 223110.6311 | 227572.8437 | 232124.3006 | 236766.7866 | 241502.1223 | 246332.1648 | 251258.8081 | 256283.9842 | 261409.6639 | 266637.8572 | 271970.6143 | 277410.0266 | 282958.2271 | 288617.3917 | 294389.7395 | 300277.5343 | 306283.085 | 312408.7467 | 318656.9216 | 325030.0601 | 331530.6613 | 338161.2745 | 344924.5 | 351822.99 | 358859.4498 | 366036.6388 | 0 | 0 | 0 | 0 | 0 | 0 | 0 | 0 | 0 | 0 | 0 | 0 | 0 | 0 | 0 | 0 | 0 | 0 | 0 | 0 | 0 | 0 | 0 | 0 | 0 | 0 | 0 | 0 | 0 | 0 | 0 | 0 | 0 | 0 | 0 | 0 | 0 | 0 | 0 | 0 | 0 | 0 | 0 | 0 | 0 | 0 | 0 | 0 | 0 | 0 | 0 | 0 | 0 | 0

## Inputs_Assumptions-->
xx | Input Data

## Station_Lines_CAPEX_OPEX
Year |  | 2021 | 2022 | 2023 | 2024 | 2025 | 2026 | 2027 | 2028 | 2029 | 2030 | 2031 | 2032 | 2033 | 2034 | 2035 | 2036 | 2037 | 2038 | 2039 | 2040 | 2041 | 2042 | 2043 | 2044 | 2045 | 2046 | 2047 | 2048 | 2049 | 2050 | 2051 | 2052 | 2053 | 2054 | 2055 | 2056 | 2057 | 2058 | 2059 | 2060 | 2061 | 2062 | 2063 | 2064 | 2065 | 2066 | 2067 | 2068 | 2069 | 2070 | 2071 | 2072 | 2073 | 2074 | 2075 | 2076 | 2077 | 2078 | 2079 | 2080 | 2081 | 2082 | 2083 | 2084 | 2085 | 2086 | 2087 | 2088 | 2089 | 2090 | 2091 | 2092 | 2093 | 2094 | 2095 | 2096 | 2097 | 2098 | 2099 | 2100 | 2101 | 2102 | 2103 | 2104 | 2105 | 2106 | 2107 | 2108 | 2109 | 2110 | 2111 | 2112 | 2113 | 2114 | 2115 | 2116 | 2117 | 2118 | 2119 | 2120 | 2121 | 2122 | 2123 | 2124
[6 empty] | 1 | 2 | 3 | 4 | 5 | 6 | 7 | 8 | 9 | 10 | 11 | 12 | 13 | 14 | 15 | 16 | 17 | 18 | 19 | 20 | 21 | 22 | 23 | 24 | 25 | 26 | 27 | 28 | 29 | 30 | 31 | 32 | 33 | 34 | 35 | 36 | 37 | 38 | 39 | 40 | 41 | 42 | 43 | 44 | 45 | 46 | 47 | 48 | 49 | 50 | 51 | 52 | 53 | 54 | 55 | 56 | 57 | 58 | 59 | 60 | 61 | 62 | 63 | 64 | 65 | 66 | 67 | 68 | 69 | 70 | 71 | 72 | 73 | 74 | 75 | 76 | 77 | 78 | 79 | 80 | 81 | 82 | 83 | 84 | 85 | 86 | 87 | 88 | 89 | 90 | 91 | 92 | 93 | 94 | 95 | 96 | 97 | 98 | 99 | 100
Capital investments
Station | Type | Project Name |  |  |  | 2025 | 2026 | 2027 | 2028 | 2029 | 2030 | 2031 | 2032 | 2033 | 2034 | Total
Nebo TS | Land Purchase | New Station - Hamilton South-West (Land) |  |  |  | 2028: 3637830 | 3637830
Nebo TS | Station | New Station - Hamilton South-West (Station) | [7 empty] | 5287225.7443 | 2652343.4127 | 11897402.0714 | 35451655.8089 | 11960104.3273 | -5193812.4058 | 62054918.9588
Nebo TS | Lines | New Station - Hamilton South-West (Egress) |  |  |  | 2030: 5221856.6249; 2031: 5193811.2839; 2032: 5193812.4035 | 15609480.3123
Newton TS | Station | New Station - Newton TS (Capacity) |  |  |  | 2028: 8152000.0006; 2029: 8144007.843; 2030: 9162008.8235 | 25458016.6671
Newton TS | Lines | New Station - Newton TS (Feeder Consolidation) |  |  |  | 2030: 4009887.5434; 2031: 3979286.1682; 2032: 2273877.8281 | 10263051.5397
Melbourne MS | Station | Melbourne MS322 - 2 x 10 MVA - Bradford |  |  |  | 2027: 3507.2292; 2028: 1089733.8656; 2029: 1168113.4188; 2030: 6925157.8636 | 9186512.3772
Alliston MS | Land Purchase | Land Purchase - New Alliston 2x20MVA MS |  |  |  | 2029: 1934026.3818 | 1934026.3818
Alliston MS | Station | New Alliston 2x20MVA MS |  |  |  | 2029: 3513.192; 2030: 1668475.8685; 2031: 2789074.2623; 2032: 12081353.393 | 16542416.7158
Alliston MS | Lines | New Alliston 2 x 20 MVA Substation - 44 kV Supply |  |  |  | 2029: 535872.9175 | 535872.9175
Alliston MS | Lines | New Alliston 2 x 20 MVA Substation - 13.8 kV Feeder Integration |  |  |  | 2029: 1000949.7956 | 1000949.7956
Alliston MS | Lines | Hydro One Asset Purchase - Alliston |  |  |  | 2029: 451629.1422 | 451629.1422
Barrie MS | Land Purchase | Land Purchase - New Barrie 20MVA Substation - Bryne Dr. |  |  |  | 2029: 1934026.3821 | 1934026.3821
Barrie MS | Station | New Barrie 20 MVA Substation |  |  |  | 2029: 3513.192; 2030: 1186471.8293; 2031: 1140181.5746; 2032: 8548518.1166 | 10878684.7125
Barrie MS | Lines | New Barrie 20 MVA Substation - 44 kV Supply |  |  |  | 2031: 346817.8712 | 346817.8712
Barrie MS | Lines | New Barrie 20 MVA Substation - 13.8kV Feeder Integration |  |  |  | 2031: 2000132.9946 | 2000132.9946
Capital timeline - Deferred, Nominal dollars
Station | Type | Project ID | Project Name | In-Service Year | In-service Capital | 2025 | 2026 | 2027 | 2028 | 2029 | 2030 | 2031 | 2032 | 2033 | 2034 | Total
Nebo TS | Land Purchase | 152866 | New Station - Hamilton South-West (Land) | 2028 |  | 0 | 0 | 0 | 3637830 | 0 | 0 | 0 | 0 | 0 | 0 | 3637830
Nebo TS | Station | 152850 | New Station - Hamilton South-West (Station) | 2033 |  | 0 | 0 | 0 | 0 | 0 | 0 | 0 | 0 | 62054918.9588 | 0 | 62054918.9588
Nebo TS | Lines | 152865 | New Station - Hamilton South-West (Egress) | 2031 |  | 0 | 0 | 0 | 0 | 0 | 0 | 15609480.3123 | 0 | 0 | 0 | 15609480.3123
Newton TS | Station | 152493 | New Station - Newton TS (Capacity) | 2031 |  | 0 | 0 | 0 | 0 | 0 | 0 | 25458016.6671 | 0 | 0 | 0 | 25458016.6671
Newton TS | Lines | 152853 | New Station - Newton TS (Feeder Consolidation) | 2032 |  | 0 | 0 | 0 | 0 | 0 | 0 | 0 | 10263051.5397 | 0 | 0 | 10263051.5397
Melbourne MS | Station | 102455 | Melbourne MS322 - 2 x 10 MVA - Bradford | 2030 |  | 0 | 0 | 0 | 0 | 0 | 9186512.3772 | 0 | 0 | 0 | 0 | 9186512.3772
Alliston MS | Land Purchase | 152934 | Land Purchase - New Alliston 2x20MVA MS | 2029 |  | 0 | 0 | 0 | 0 | 1934026.3818 | 0 | 0 | 0 | 0 | 0 | 1934026.3818
Alliston MS | Station | 152909 | New Alliston 2x20MVA MS | 2032 |  | 0 | 0 | 0 | 0 | 0 | 0 | 0 | 16542416.7158 | 0 | 0 | 16542416.7158
Alliston MS | Lines | 101570 | New Alliston 2 x 20 MVA Substation - 44 kV Supply | 2029 |  | 0 | 0 | 0 | 0 | 535872.9175 | 0 | 0 | 0 | 0 | 0 | 535872.9175
Alliston MS | Lines | 101571 | New Alliston 2 x 20 MVA Substation - 13.8 kV Feeder Integration | 2029 |  | 0 | 0 | 0 | 0 | 1000949.7956 | 0 | 0 | 0 | 0 | 0 | 1000949.7956
Alliston MS | Lines | 100159 | Hydro One Asset Purchase - Alliston | 2029 |  | 0 | 0 | 0 | 0 | 451629.1422 | 0 | 0 | 0 | 0 | 0 | 451629.1422
Barrie MS | Land Purchase | 152870 | Land Purchase - New Barrie 20MVA Substation - Bryne Dr. | 2029 |  | 0 | 0 | 0 | 0 | 1934026.3821 | 0 | 0 | 0 | 0 | 0 | 1934026.3821
Barrie MS | Station | 101542 | New Barrie 20 MVA Substation | 2032 |  | 0 | 0 | 0 | 0 | 0 | 0 | 0 | 10878684.7125 | 0 | 0 | 10878684.7125
Barrie MS | Lines | 100459 | New Barrie 20 MVA Substation - 44 kV Supply | 2031 |  | 0 | 0 | 0 | 0 | 0 | 0 | 346817.8712 | 0 | 0 | 0 | 346817.8712
Barrie MS | Lines | 100461 | New Barrie 20 MVA Substation - 13.8kV Feeder Integration | 2032 |  | 0 | 0 | 0 | 0 | 0 | 0 | 0 | 2000132.9946 | 0 | 0 | 2000132.9946
Total | [5 empty] | 0 | 0 | 0 | 3637830 | 5856504.6192 | 9186512.3772 | 41414314.8506 | 39684285.9626 | 62054918.9588 | 0 | 161834366.7684
LAND
Station | [5 empty] | 2025 | 2026 | 2027 | 2028 | 2029 | 2030 | 2031 | 2032 | 2033 | 2034
Nebo TS | [5 empty] | 0 | 0 | 0 | 3637830 | 0 | 0 | 0 | 0 | 0 | 0
Newton TS | [5 empty] | 0 | 0 | 0 | 0 | 0 | 0 | 0 | 0 | 0 | 0
Melbourne MS | [5 empty] | 0 | 0 | 0 | 0 | 0 | 0 | 0 | 0 | 0 | 0
Alliston MS | [5 empty] | 0 | 0 | 0 | 0 | 1934026.3818 | 0 | 0 | 0 | 0 | 0
Barrie MS | [5 empty] | 0 | 0 | 0 | 0 | 1934026.3821 | 0 | 0 | 0 | 0 | 0
STATION ASSETS
Station | [5 empty] | 2025 | 2026 | 2027 | 2028 | 2029 | 2030 | 2031 | 2032 | 2033 | 2034
Nebo TS | [5 empty] | 0 | 0 | 0 | 0 | 0 | 0 | 0 | 0 | 62054918.9588 | 0
Newton TS | [5 empty] | 0 | 0 | 0 | 0 | 0 | 0 | 25458016.6671 | 0 | 0 | 0
Melbourne MS | [5 empty] | 0 | 0 | 0 | 0 | 0 | 9186512.3772 | 0 | 0 | 0 | 0
Alliston MS | [5 empty] | 0 | 0 | 0 | 0 | 0 | 0 | 0 | 16542416.7158 | 0 | 0
Barrie MS | [5 empty] | 0 | 0 | 0 | 0 | 0 | 0 | 0 | 10878684.7125 | 0 | 0
LINE ASSETS
Station | [5 empty] | 2025 | 2026 | 2027 | 2028 | 2029 | 2030 | 2031 | 2032 | 2033 | 2034
Nebo TS | [5 empty] | 0 | 0 | 0 | 0 | 0 | 0 | 15609480.3123 | 0 | 0 | 0
Newton TS | [5 empty] | 0 | 0 | 0 | 0 | 0 | 0 | 0 | 10263051.5397 | 0 | 0
Melbourne MS | [5 empty] | 0 | 0 | 0 | 0 | 0 | 0 | 0 | 0 | 0 | 0
Alliston MS | [5 empty] | 0 | 0 | 0 | 0 | 1988451.8553 | 0 | 0 | 0 | 0 | 0
Barrie MS | [5 empty] | 0 | 0 | 0 | 0 | 0 | 0 | 346817.8712 | 2000132.9946 | 0 | 0
Capital timeline - Reference Case (to meet the needs)
Station | Type | Project ID | Project Name | In-Service Year | In-service Capital in $2025 | 2025 | 2026 | 2027 | 2028 | 2029 | 2030 | 2031 | 2032 | 2033 | 2034 | Total
Nebo TS | Land Purchase | 152866 | New Station - Hamilton South-West (Land) | 2025 | 3424650.9573 | 3424650.9573 | 0 | 0 | 0 | 0 | 0 | 0 | 0 | 0 | 0 | 3424650.9573
Nebo TS | Station | 152850 | New Station - Hamilton South-West (Station) | 2026 | 54522671.2443 | 0 | 55667647.3404 | 0 | 0 | 0 | 0 | 0 | 0 | 0 | 0 | 55667647.3404
Nebo TS | Lines | 152865 | New Station - Hamilton South-West (Egress) | 2026 | 13849500.5263 | 0 | 14140340.0373 | 0 | 0 | 0 | 0 | 0 | 0 | 0 | 0 | 14140340.0373
Newton TS | Station | 152493 | New Station - Newton TS (Capacity) | 2028 | 23480909.2392 | 0 | 0 | 0 | 24942558.2699 | 0 | 0 | 0 | 0 | 0 | 0 | 24942558.2699
Newton TS | Lines | 152853 | New Station - Newton TS (Feeder Consolidation) | 2028 | 9135961.594 | 0 | 0 | 0 | 9704660.5857 | 0 | 0 | 0 | 0 | 0 | 0 | 9704660.5857
Melbourne MS | Station | 102455 | Melbourne MS322 - 2 x 10 MVA - Bradford | 2027 | 8373527.338 | 0 | 0 | 8720358.8403 | 0 | 0 | 0 | 0 | 0 | 0 | 0 | 8720358.8403
Alliston MS | Land Purchase | 152934 | Land Purchase - New Alliston 2x20MVA MS | 2025 | 1784991.435 | 1784991.435 | 0 | 0 | 0 | 0 | 0 | 0 | 0 | 0 | 0 | 1784991.435
Alliston MS | Station | 152909 | New Alliston 2x20MVA MS | 2026 | 14494388.7563 | 0 | 14798770.9202 | 0 | 0 | 0 | 0 | 0 | 0 | 0 | 0 | 14798770.9202
Alliston MS | Lines | 101570 | New Alliston 2 x 20 MVA Substation - 44 kV Supply | 2026 | 494578.8625 | 0 | 504965.0186 | 0 | 0 | 0 | 0 | 0 | 0 | 0 | 0 | 504965.0186
Alliston MS | Lines | 101571 | New Alliston 2 x 20 MVA Substation - 13.8 kV Feeder Integration | 2026 | 923817.1872 | 0 | 943217.3482 | 0 | 0 | 0 | 0 | 0 | 0 | 0 | 0 | 943217.3482
Alliston MS | Lines | 100159 | Hydro One Asset Purchase - Alliston | 2026 | 416826.8635 | 0 | 425580.2276 | 0 | 0 | 0 | 0 | 0 | 0 | 0 | 0 | 425580.2276
Barrie MS | Land Purchase | 152870 | Land Purchase - New Barrie 20MVA Substation - Bryne Dr. | 2025 | 1784991.4353 | 1784991.4353 | 0 | 0 | 0 | 0 | 0 | 0 | 0 | 0 | 0 | 1784991.4353
Barrie MS | Station | 101542 | New Barrie 20 MVA Substation | 2026 | 9522981.5479 | 0 | 9722964.1605 | 0 | 0 | 0 | 0 | 0 | 0 | 0 | 0 | 9722964.1605
Barrie MS | Lines | 100459 | New Barrie 20 MVA Substation - 44 kV Supply | 2026 | 307662.7143 | 0 | 314123.6313 | 0 | 0 | 0 | 0 | 0 | 0 | 0 | 0 | 314123.6313
Barrie MS | Lines | 100461 | New Barrie 20 MVA Substation - 13.8kV Feeder Integration | 2026 | 1774321.3291 | 0 | 1811582.077 | 0 | 0 | 0 | 0 | 0 | 0 | 0 | 0 | 1811582.077
Total |  |  |  |  | 144291781.0303 | 2025: 6994633.8277; 2026: 98329190.7611; 2027: 8720358.8403; 2028: 34647218.8556
Total Capital Investments for each project
Nebo TS | 71796822.7279
Newton TS | 32616870.8332
Melbourne MS | 8373527.338
Alliston MS | 18114603.1046
Barrie MS | 13389957.0267
Total | 144291781.0303
LAND
Station | [5 empty] | 2025 | 2026 | 2027 | 2028 | 2029 | 2030 | 2031 | 2032 | 2033 | 2034
Nebo TS | [5 empty] | 3424650.9573 | 0 | 0 | 0 | 0 | 0 | 0 | 0 | 0 | 0
Newton TS | [5 empty] | 0 | 0 | 0 | 0 | 0 | 0 | 0 | 0 | 0 | 0
Melbourne MS | [5 empty] | 0 | 0 | 0 | 0 | 0 | 0 | 0 | 0 | 0 | 0
Alliston MS | [5 empty] | 1784991.435 | 0 | 0 | 0 | 0 | 0 | 0 | 0 | 0 | 0
Barrie MS | [5 empty] | 1784991.4353 | 0 | 0 | 0 | 0 | 0 | 0 | 0 | 0 | 0
STATION ASSETS
Station | [5 empty] | 2025 | 2026 | 2027 | 2028 | 2029 | 2030 | 2031 | 2032 | 2033 | 2034
Nebo TS | [5 empty] | 0 | 55667647.3404 | 0 | 0 | 0 | 0 | 0 | 0 | 0 | 0
Newton TS | [5 empty] | 0 | 0 | 0 | 24942558.2699 | 0 | 0 | 0 | 0 | 0 | 0
Melbourne MS | [5 empty] | 0 | 0 | 8720358.8403 | 0 | 0 | 0 | 0 | 0 | 0 | 0
Alliston MS | [5 empty] | 0 | 14798770.9202 | 0 | 0 | 0 | 0 | 0 | 0 | 0 | 0
Barrie MS | [5 empty] | 0 | 9722964.1605 | 0 | 0 | 0 | 0 | 0 | 0 | 0 | 0
LINE ASSETS
Station | [5 empty] | 2025 | 2026 | 2027 | 2028 | 2029 | 2030 | 2031 | 2032 | 2033 | 2034
Nebo TS | [5 empty] | 0 | 14140340.0373 | 0 | 0 | 0 | 0 | 0 | 0 | 0 | 0
Newton TS | [5 empty] | 0 | 0 | 0 | 9704660.5857 | 0 | 0 | 0 | 0 | 0 | 0
Melbourne MS | [5 empty] | 0 | 0 | 0 | 0 | 0 | 0 | 0 | 0 | 0 | 0
Alliston MS | [5 empty] | 0 | 1873762.5944 | 0 | 0 | 0 | 0 | 0 | 0 | 0 | 0
Barrie MS | [5 empty] | 0 | 2125705.7083 | 0 | 0 | 0 | 0 | 0 | 0 | 0 | 0
O&M Costs
O&M Cost for stations, annually, in 2025$
TS | 200000
MS | 150000

## Capacity_Energy_Needs
Year |  | 2021 | 2022 | 2023 | 2024 | 2025 | 2026 | 2027 | 2028 | 2029 | 2030 | 2031 | 2032 | 2033 | 2034 | 2035 | 2036 | 2037 | 2038 | 2039 | 2040 | 2041 | 2042 | 2043 | 2044 | 2045 | 2046 | 2047 | 2048 | 2049 | 2050 | 2051 | 2052 | 2053 | 2054 | 2055 | 2056 | 2057 | 2058 | 2059 | 2060 | 2061 | 2062 | 2063 | 2064 | 2065 | 2066 | 2067 | 2068 | 2069 | 2070 | 2071 | 2072 | 2073 | 2074 | 2075 | 2076 | 2077 | 2078 | 2079 | 2080 | 2081 | 2082 | 2083 | 2084 | 2085 | 2086 | 2087 | 2088 | 2089 | 2090 | 2091 | 2092 | 2093 | 2094 | 2095 | 2096 | 2097 | 2098 | 2099 | 2100 | 2101 | 2102 | 2103 | 2104 | 2105 | 2106 | 2107 | 2108 | 2109 | 2110 | 2111 | 2112 | 2113 | 2114 | 2115 | 2116 | 2117 | 2118 | 2119 | 2120 | 2121 | 2122 | 2123 | 2124
[6 empty] | 1 | 2 | 3 | 4 | 5 | 6 | 7 | 8 | 9 | 10 | 11 | 12 | 13 | 14 | 15 | 16 | 17 | 18 | 19 | 20 | 21 | 22 | 23 | 24 | 25 | 26 | 27 | 28 | 29 | 30 | 31 | 32 | 33 | 34 | 35 | 36 | 37 | 38 | 39 | 40 | 41 | 42 | 43 | 44 | 45 | 46 | 47 | 48 | 49 | 50 | 51 | 52 | 53 | 54 | 55 | 56 | 57 | 58 | 59 | 60 | 61 | 62 | 63 | 64 | 65 | 66 | 67 | 68 | 69 | 70 | 71 | 72 | 73 | 74 | 75 | 76 | 77 | 78 | 79 | 80 | 81 | 82 | 83 | 84 | 85 | 86 | 87 | 88 | 89 | 90 | 91 | 92 | 93 | 94 | 95 | 96 | 97 | 98 | 99 | 100
Capacity Price, $/kW-day |  | 0.64 | 0.4 | 0.4156 | 0.42557 | 0.43409 | 0.4432 | 0.45207 | 0.46111 | 0.47033 | 0.47974 | 0.48933 | 0.49912 | 0.5091 | 0.51928 | 0.52967 | 0.54026 | 0.55107 | 0.56209 | 0.57333 | 0.5848 | 0.59649 | 0.60842 | 0.62059 | 0.633 | 0.64566 | 0.65857 | 0.67175 | 0.68518 | 0.69888 | 0.71286 | 0.72712 | 0.74166 | 0.75649 | 0.77162 | 0.78706 | 0.8028 | 0.81885 | 0.83523 | 0.85194 | 0.86897 | 0.88635 | 0.90408 | 0.92216 | 0.94061 | 0.95942 | 0.97861 | 0.99818 | 1.0181 | 1.0385 | 1.0593 | 1.0805 | 1.1021 | 1.1241 | 1.1466 | 1.1695 | 1.1929 | 1.2168 | 1.2411 | 1.2659 | 1.2913 | 1.3171 | 1.3434 | 1.3703 | 1.3977 | 1.4256 | 1.4542 | 1.4832 | 1.5129 | 1.5432 | 1.574 | 1.6055 | 1.6376 | 1.6704 | 1.7038 | 1.7379 | 1.7726 | 1.8081 | 1.8442 | 1.8811 | 1.9187 | 1.9571 | 1.9962 | 2.0362 | 2.0769 | 2.1184 | 2.1608 | 2.204 | 2.2481 | 2.2931 | 2.3389 | 2.3857 | 2.4334 | 2.4821 | 2.5317 | 2.5824 | 2.634 | 2.6867 | 2.7404 | 2.7952 | 2.8511 | 2.9082 | 2.9663 | 3.0256 | 3.0862
Energy Price, $/kWh |  | 2 | 2 | 2.078 | 2.1279 | 2.1704 | 2.216 | 2.2603 | 2.3055 | 2.3516 | 2.3987 | 2.4467 | 2.4956 | 2.5455 | 2.5964 | 2.6483 | 2.7013 | 2.7553 | 2.8104 | 2.8666 | 2.924 | 2.9825 | 3.0421 | 3.1029 | 3.165 | 3.2283 | 3.2929 | 3.3587 | 3.4259 | 3.4944 | 3.5643 | 3.6356 | 3.7083 | 3.7825 | 3.8581 | 3.9353 | 4.014 | 4.0943 | 4.1762 | 4.2597 | 4.3449 | 4.4318 | 4.5204 | 4.6108 | 4.703 | 4.7971 | 4.893 | 4.9909 | 5.0907 | 5.1925 | 5.2964 | 5.4023 | 5.5104 | 5.6206 | 5.733 | 5.8476 | 5.9646 | 6.0839 | 6.2056 | 6.3297 | 6.4563 | 6.5854 | 6.7171 | 6.8514 | 6.9885 | 7.1282 | 7.2708 | 7.4162 | 7.5645 | 7.7158 | 7.8701 | 8.0275 | 8.1881 | 8.3519 | 8.5189 | 8.6893 | 8.8631 | 9.0403 | 9.2211 | 9.4055 | 9.5937 | 9.7855 | 9.9812 | 10.1809 | 10.3845 | 10.5922 | 10.804 | 11.0201 | 11.2405 | 11.4653 | 11.6946 | 11.9285 | 12.1671 | 12.4104 | 12.6586 | 12.9118 | 13.17 | 13.4334 | 13.7021 | 13.9761 | 14.2557 | 14.5408 | 14.8316 | 15.1282 | 15.4308
Price is set as per the York Region Pilot results in 2022: Capacity price is $400/kW-day in 2022 dollars, Energy price is $2/kWh in 2022 dollars
Capacity Gap, MWA | [6 empty] | 2026 | 2027 | 2028 | 2029 | 2030 | 2031 | 2032 | 2033
Nebo TS | [7 empty] | 2.3 | 3.4 | 5.6 | 6.7 | 9 | 11 | 13
Newton TS | [6 empty] | 2029: 0.7; 2030: 3.3
Melbourne MS | [6 empty] | 0.6 | 1.5 | 2.6 | 3.2 | 4.1
Alliston MS | [6 empty] | 1.5 | 2.3 | 3.4 | 4.3 | 5.3 | 6.3 | 7.5
Barrie MS | [6 empty] | 1.8 | 3.5 | 5.2 | 7 | 8.9 | 10.9 | 13
Total | [6 empty] | 3.9 | 9.6 | 14.6 | 20.8 | 28.3 | 26.2 | 31.5 | 13
Power Factor | 0.93 | Alectra Utilities
Capacity Gap, MW | [6 empty] | 2026 | 2027 | 2028 | 2029 | 2030 | 2031 | 2032 | 2033
Nebo TS | [6 empty] | 0 | 2.139 | 3.162 | 5.208 | 6.231 | 8.37 | 10.23 | 12.09
Newton TS | [6 empty] | 0 | 0 | 0 | 0.651 | 3.069 | 0 | 0 | 0
Melbourne MS | [6 empty] | 0.558 | 1.395 | 2.418 | 2.976 | 3.813 | 0 | 0 | 0
Alliston MS | [6 empty] | 1.395 | 2.139 | 3.162 | 3.999 | 4.929 | 5.859 | 6.975 | 0
Barrie MS | [6 empty] | 1.674 | 3.255 | 4.836 | 6.51 | 8.277 | 10.137 | 12.09 | 0
Total | [6 empty] | 3.627 | 8.928 | 13.578 | 19.344 | 26.319 | 24.366 | 29.295 | 12.09
Station | Need, 1st year | Need, last year
Nebo TS | 2027 | 2033
Newton TS | 2029 | 2030
Melbourne MS | 2027 | 2030
Alliston MS | 2026 | 2032
Barrie MS | 2026 | 2032
Activation Parameters | Activations / year | Duration / activation
Nebo TS | 6 | 4 | York Region Pilot
Newton TS | 6 | 4
Melbourne MS | 6 | 4
Alliston MS | 6 | 4
Barrie MS | 6 | 4
Energy Gap, MWh | [6 empty] | 2026 | 2027 | 2028 | 2029 | 2030 | 2031 | 2032 | 2033
Nebo TS | [6 empty] | 0 | 51.336 | 75.888 | 124.992 | 149.544 | 200.88 | 245.52 | 290.16
Newton TS | [6 empty] | 0 | 0 | 0 | 15.624 | 73.656 | 0 | 0 | 0
Melbourne MS | [6 empty] | 13.392 | 33.48 | 58.032 | 71.424 | 91.512 | 0 | 0 | 0
Alliston MS | [6 empty] | 33.48 | 51.336 | 75.888 | 95.976 | 118.296 | 140.616 | 167.4 | 0
Barrie MS | [6 empty] | 40.176 | 78.12 | 116.064 | 156.24 | 198.648 | 243.288 | 290.16 | 0
Total | [6 empty] | 87.048 | 214.272 | 325.872 | 464.256 | 631.656 | 584.784 | 703.08 | 290.16
DER Reliability Margin. % | 22% | York Region Pilot
Commitment period, days | 125 | York Region Pilot, Commitment period log – 125 days for Year 1(2021), and 126 for Year 2( 2022). This includes the timeframe of May 1 to Oct 31, excluding business days and stat holidays.
[7 empty] | 2026 | 2027 | 2028 | 2029 | 2030 | 2031 | 2032 | 2033
Total Capacity Gap, MW | [6 empty] | 3.627 | 8.928 | 13.578 | 19.344 | 26.319 | 24.366 | 29.295 | 12.09
Total Capacity Need with Reliability Margin, MW | [6 empty] | 4.4249 | 10.8922 | 16.5652 | 23.5997 | 32.1092 | 29.7265 | 35.7399 | 14.7498
Total Energy Gap, MWh | [6 empty] | 87.048 | 214.272 | 325.872 | 464.256 | 631.656 | 584.784 | 703.08 | 290.16
Payments to DER Owners
Capacity Payments | [6 empty] | 245142.6117 | 615496.5266 | 954788.9868 | 1387452.2702 | 1925490.2515 | 1818261.5364 | 2229799.3574 | 938639.3486
Energy Payments | [6 empty] | 192899.1043 | 484325.1357 | 751309.3667 | 1091765.7208 | 1515139.87 | 1430763.1762 | 1754596.2157 | 738601.4546
Total payments | [6 empty] | 438041.716 | 1099821.6622 | 1706098.3535 | 2479217.9909 | 3440630.1215 | 3249024.7126 | 3984395.5731 | 1677240.8032
DER Program Costs, % of DER payments | 10%

## Inflation_WACC_Taxes_Price
| Year |  | 2021 | 2022 | 2023 | 2024 | 2025 | 2026 | 2027 | 2028 | 2029 | 2030 | 2031 | 2032 | 2033 | 2034 | 2035 | 2036 | 2037 | 2038 | 2039 | 2040 | 2041 | 2042 | 2043 | 2044 | 2045 | 2046 | 2047 | 2048 | 2049 | 2050 | 2051 | 2052 | 2053 | 2054 | 2055 | 2056 | 2057 | 2058 | 2059 | 2060 | 2061 | 2062 | 2063 | 2064 | 2065 | 2066 | 2067 | 2068 | 2069 | 2070 | 2071 | 2072 | 2073 | 2074 | 2075 | 2076 | 2077 | 2078 | 2079 | 2080 | 2081 | 2082 | 2083 | 2084 | 2085 | 2086 | 2087 | 2088 | 2089 | 2090 | 2091 | 2092 | 2093 | 2094 | 2095 | 2096 | 2097 | 2098 | 2099 | 2100 | 2101 | 2102 | 2103 | 2104 | 2105 | 2106 | 2107 | 2108 | 2109 | 2110 | 2111 | 2112 | 2113 | 2114 | 2115 | 2116 | 2117 | 2118 | 2119 | 2120 | 2121 | 2122 | 2123 | 2124
[7 empty] | 1 | 2 | 3 | 4 | 5 | 6 | 7 | 8 | 9 | 10 | 11 | 12 | 13 | 14 | 15 | 16 | 17 | 18 | 19 | 20 | 21 | 22 | 23 | 24 | 25 | 26 | 27 | 28 | 29 | 30 | 31 | 32 | 33 | 34 | 35 | 36 | 37 | 38 | 39 | 40 | 41 | 42 | 43 | 44 | 45 | 46 | 47 | 48 | 49 | 50 | 51 | 52 | 53 | 54 | 55 | 56 | 57 | 58 | 59 | 60 | 61 | 62 | 63 | 64 | 65 | 66 | 67 | 68 | 69 | 70 | 71 | 72 | 73 | 74 | 75 | 76 | 77 | 78 | 79 | 80 | 81 | 82 | 83 | 84 | 85 | 86 | 87 | 88 | 89 | 90 | 91 | 92 | 93 | 94 | 95 | 96 | 97 | 98 | 99 | 100
| Price Index, 2025=100 |  | 86.2806 | 92.1477 | 95.7414 | 98.0392 | 100 | 102.1 | 104.142 | 106.2248 | 108.3493 | 110.5163 | 112.7267 | 114.9812 | 117.2808 | 119.6264 | 122.019 | 124.4593 | 126.9485 | 129.4875 | 132.0772 | 134.7188 | 137.4132 | 140.1614 | 142.9646 | 145.8239 | 148.7404 | 151.7152 | 154.7495 | 157.8445 | 161.0014 | 164.2214 | 167.5059 | 170.856 | 174.2731 | 177.7586 | 181.3137 | 184.94 | 188.6388 | 192.4116 | 196.2598 | 200.185 | 204.1887 | 208.2725 | 212.4379 | 216.6867 | 221.0204 | 225.4408 | 229.9497 | 234.5487 | 239.2396 | 244.0244 | 248.9049 | 253.883 | 258.9607 | 264.1399 | 269.4227 | 274.8111 | 280.3074 | 285.9135 | 291.6318 | 297.4644 | 303.4137 | 309.482 | 315.6716 | 321.985 | 328.4247 | 334.9932 | 341.6931 | 348.527 | 355.4975 | 362.6075 | 369.8596 | 377.2568 | 384.8019 | 392.498 | 400.3479 | 408.3549 | 416.522 | 424.8524 | 433.3495 | 442.0165 | 450.8568 | 459.8739 | 469.0714 | 478.4528 | 488.0219 | 497.7823 | 507.738 | 517.8927 | 528.2506 | 538.8156 | 549.5919 | 560.5838 | 571.7954 | 583.2313 | 594.896 | 606.7939 | 618.9298 | 631.3084 | 643.9345 | 656.8132 | 669.9495 | 683.3485 | 697.0154 | 710.9558
| CPI, Canada |  | 3.4% | 6.8% | 3.9% | 2.4% | 2% | 2.1% | 2% | 2% | 2% | 2% | 2% | 2% | 2% | 2% | 2% | 2% | 2% | 2% | 2% | 2% | 2% | 2% | 2% | 2% | 2% | 2% | 2% | 2% | 2% | 2% | 2% | 2% | 2% | 2% | 2% | 2% | 2% | 2% | 2% | 2% | 2% | 2% | 2% | 2% | 2% | 2% | 2% | 2% | 2% | 2% | 2% | 2% | 2% | 2% | 2% | 2% | 2% | 2% | 2% | 2% | 2% | 2% | 2% | 2% | 2% | 2% | 2% | 2% | 2% | 2% | 2% | 2% | 2% | 2% | 2% | 2% | 2% | 2% | 2% | 2% | 2% | 2% | 2% | 2% | 2% | 2% | 2% | 2% | 2% | 2% | 2% | 2% | 2% | 2% | 2% | 2% | 2% | 2% | 2% | 2% | 2% | 2% | 2% | 2%
| Inflation Discount factor, to 2025 |  | 1.159 | 1.0852 | 1.0445 | 1.02 | 1 | 0.97943 | 0.96023 | 0.9414 | 0.92294 | 0.90484 | 0.8871 | 0.86971 | 0.85265 | 0.83594 | 0.81954 | 0.80348 | 0.78772 | 0.77228 | 0.75713 | 0.74229 | 0.72773 | 0.71346 | 0.69947 | 0.68576 | 0.67231 | 0.65913 | 0.64621 | 0.63353 | 0.62111 | 0.60893 | 0.59699 | 0.58529 | 0.57381 | 0.56256 | 0.55153 | 0.54072 | 0.53011 | 0.51972 | 0.50953 | 0.49954 | 0.48974 | 0.48014 | 0.47073 | 0.4615 | 0.45245 | 0.44358 | 0.43488 | 0.42635 | 0.41799 | 0.4098 | 0.40176 | 0.39388 | 0.38616 | 0.37859 | 0.37116 | 0.36389 | 0.35675 | 0.34976 | 0.3429 | 0.33617 | 0.32958 | 0.32312 | 0.31678 | 0.31057 | 0.30448 | 0.29851 | 0.29266 | 0.28692 | 0.2813 | 0.27578 | 0.27037 | 0.26507 | 0.25987 | 0.25478 | 0.24978 | 0.24489 | 0.24008 | 0.23538 | 0.23076 | 0.22624 | 0.2218 | 0.21745 | 0.21319 | 0.20901 | 0.20491 | 0.20089 | 0.19695 | 0.19309 | 0.1893 | 0.18559 | 0.18195 | 0.17839 | 0.17489 | 0.17146 | 0.1681 | 0.1648 | 0.16157 | 0.1584 | 0.1553 | 0.15225 | 0.14926 | 0.14634 | 0.14347 | 0.14066
Cost of Capital
| WACC | 6.282%
| ROE | 9% | OEB Cost of Capital Parameter Updates, March 27, 2025. https://www.oeb.ca/regulatory-rules-and-documents/rules-codes-and-requirements/cost-capital-parameter-updates
| Deemed Long-Term Debt Rate | 4.51% | OEB Cost of Capital Parameter Updates, March 27, 2025. https://www.oeb.ca/regulatory-rules-and-documents/rules-codes-and-requirements/cost-capital-parameter-updates
| Deemed Short-term debt rate | 3.91% | OEB Cost of Capital Parameter Updates, March 27, 2025. https://www.oeb.ca/regulatory-rules-and-documents/rules-codes-and-requirements/cost-capital-parameter-updates
| Equity Share | 40% | OEB Cost of Capital Parameter Updates, March 27, 2025. https://www.oeb.ca/regulatory-rules-and-documents/rules-codes-and-requirements/cost-capital-parameter-updates
| LT Debt Share | 56% | OEB Cost of Capital Parameter Updates, March 27, 2025. https://www.oeb.ca/regulatory-rules-and-documents/rules-codes-and-requirements/cost-capital-parameter-updates
| ST Debt Share | 4%
| Deemed Interest Rate | 4.47%
| Social Discount Factor, real | 4% | IESO. Integrated Regional Resource Plans: Guide to Assessing Non-Wires Alternatives, May 26, 2023. https://www.ieso.ca/-/media/Files/IESO/Document-Library/regional-planning/IRRP-NWA-Process-Guidelines.pdf
| Long-term inflation factor | 2% | IESO. Integrated Regional Resource Plans: Guide to Assessing Non-Wires Alternatives, May 26, 2023. https://www.ieso.ca/-/media/Files/IESO/Document-Library/regional-planning/IRRP-NWA-Process-Guidelines.pdf
Depreciation and CCA
Land
| Depreciation | 0% | Alectra Utilities
| CCA | 0% | Income Tax Regulations https://laws-lois.justice.gc.ca/eng/regulations/C.R.C.,_c._945/section-sched596999.html?txthl=corporation
T&D Equipment
| Useful Life | 45 | Alectra Utilities
| Depreciation Rate | 2.222%
| CCA (Class 47) Rate | 8% | Income Tax Regulations https://laws-lois.justice.gc.ca/eng/regulations/C.R.C.,_c._945/section-sched596999.html?txthl=corporation
Taxes
| Combined Tax Rate | 26.5% | https://www.canada.ca/en/revenue-agency/services/tax/businesses/topics/corporations/corporation-tax-rates.html
| Margin-on-Payment | 25%
Assumptions
1 | DER Payments include only Capacity payments and Energy payments.
2 | Not considered in the BCA: Local Reserve Auction, Contract-for-Difference, Deployment payments, Non-performance charges

## 99 LookUps (hidden)
DST Benefit Types
Distribution Capacity (Deferral or Avoidance Benefit)
Reliability (Net Avoided Outage Costs)
Resilience (Critical Load Benefits)
Innovation & Market
Transformation
Planning Value
DST Cost Types
DER Acquisition Cost
DER Operations, Maintenance, and Administrative (OM&A) Costs
Distribution System Ancillary Services Costs
Risks (Distribution System)
EST Benefit Types
DST Benefits
Transmission Capacity
Avoided Energy Costs
Avoided Generation Capacity Costs
Reliability (Net Avoided Outage Costs)
Resilience (Critical Load Benefits)
Planning Value
Innovation & Market Transformation
EST Cost Types
DST Costs
DER Acquisition Cost
DER (OM&A) Costs
Energy System Ancillary Costs
Risks (Energy System)