## JT-1.5
Project Code | Project Name | Start Year | End Year | Investment Category | Alectra Grouping | Planning Group | CAPEX 2025-2026 | CAPEX 2027-2031 | CAPEX 2032+ | OM&A Estimate 2027-2031 | NPV Total Value Score | NPV Risk Score | NPV Benefit Score | NPV Investment Cost | Compliance Risk | Cyber Security Risk | Distribution System Capacity Risk | Environmental Risk | Financial Risk | IT Capacity Risk | IT Technical Risk | Reliability Risk | Reputational Risk | Safety Risk | Capital Financial Benefit | Customer Centricity | Cyber Security Benefit | Data Collection, Sharing and Reuse | Future Revenue | OM&A Financial Benefit | Investment Cost | OM&A Costs | Customer Communication Benefit | Customer Service Benefit | Employee Wellness Benefit | Environmental Improvements Benefit | Rate Ready Organization Benefit | Reliability Benefit | Reliability for Spares Benefit | Technological Innovation Benefit
100159 | Hydro One Asset Purchase - Alliston | 2029 | 2029 | System Service | Capacity (Lines) | New to Scenario | 0 | 451629.1422 | 0 |  | 10456.9306 | 10821.4135 | 0 | -364.4829 | 0 | 0 | 10821.4135 | 0 | 0 | 0 | 0 | 0 | 0 | 0 | 0 | 0 | 0 | 0 | 0 | 0 | -364.4829 | 0 | 0 | 0 | 0 | 0 | 0 | 0 | 0 | 0
100281 | Build Four 27.6 kV Ccts on 19th Ave from Woodbine Ave to Warden Ave | 2028 | 2028 | System Service | Capacity (Lines) | New to Scenario | 0 | 1737650.436 | 0 |  | 11431.2297 | 12931.3436 | 0 | -1500.1139 | 0 | 0 | 12931.3436 | 0 | 0 | 0 | 0 | 0 | 0 | 0 | 0 | 0 | 0 | 0 | 0 | 0 | -1500.1139 | 0 | 0 | 0 | 0 | 0 | 0 | 0 | 0 | 0
100340 | Vaughan TS#4 Feeder Integration - Part 3 | 2022 | 2026 | System Service | Capacity (Lines) | In-Flight - Not Pausable | 10107576.2474 | 0 | 0 |  | 33610.5382 | 37800.5627 | 0 | -4190.0245 | 0 | 0 | 37800.5627 | 0 | 0 | 0 | 0 | 0 | 0 | 0 | 0 | 0 | 0 | 0 | 0 | 0 | -4190.0245 | 0 | 0 | 0 | 0 | 0 | 0 | 0 | 0 | 0
100459 | New Barrie 20 MVA Substation - 44 kV Supply | 2031 | 2031 | System Service | Capacity (Lines) | New to Scenario | 0 | 346817.8712 | 0 |  | 5753.5495 | 6003.8033 | 0 | -250.2537 | 0 | 0 | 6003.8033 | 0 | 0 | 0 | 0 | 0 | 0 | 0 | 0 | 0 | 0 | 0 | 0 | 0 | -250.2537 | 0 | 0 | 0 | 0 | 0 | 0 | 0 | 0 | 0
100461 | New Barrie 20 MVA Substation - 13.8kV Feeder Integration | 2031 | 2031 | System Service | Capacity (Lines) | New to Scenario | 0 | 2000132.9946 | 0 |  | 4684.2065 | 6127.4446 | 0 | -1443.2381 | 0 | 0 | 6127.4446 | 0 | 0 | 0 | 0 | 0 | 0 | 0 | 0 | 0 | 0 | 0 | 0 | 0 | -1443.2381 | 0 | 0 | 0 | 0 | 0 | 0 | 0 | 0 | 0
100886 | Distribution Automation - East | 2022 | 2031 | System Service | SCADA and Automation | Must Do Something | 3483565.0256 | 11577680.011 | 0 |  | 173814.199 | 408.4963 | 184321.1176 | -10915.4149 | 0 | 0 | 0 | 0 | 0 | 0 | 0 | 0 | 0 | 408.4963 | 0 | 0 | 0 | 0 | 0 | 439.7439 | -10915.4149 | 0 | 0 | 0 | 0 | 0 | 0 | 183881.3737 | 0 | 0
100904 | Install Double Cct Pole Line on Major Mackenzie - Hwy 27 to Huntington Rd | 2029 | 2029 | System Service | Capacity (Lines) | New to Scenario | 0 | 3243234.4411 | 0 |  | 10683.128 | 12028.4373 | 1292.1104 | -2637.4198 | 0 | 0 | 12028.4373 | 0 | 0 | 0 | 0 | 0 | 0 | 0 | 0 | 0 | 0 | 0 | 0 | 0 | -2637.4198 | 0 | 0 | 0 | 0 | 0 | 0 | 1292.1104 | 0 | 0
100912 | Rebuilt the existing pole line on Steeles Ave into 4 ccts From Jane St to Keele St | N/A | N/A | System Service | Capacity (Lines) | New to Scenario | 0 | 0 | 1767657.0996 |  | 2547.5259 | 3276.3626 | 472.6424 | -1201.4791 | 0 | 0 | 3276.3626 | 0 | 0 | 0 | 0 | 0 | 0 | 0 | 0 | 0 | 0 | 0 | 0 | 0 | -1201.4791 | 0 | 0 | 0 | 0 | 0 | 0 | 472.6424 | 0 | 0
100913 | Pole Line Installation Double Cct on Major Mack - Huntington Rd to Hwy 50 | 2028 | 2028 | System Service | Capacity (Lines) | New to Scenario | 0 | 1506898.8062 | 0 |  | 19819.1209 | 4711.8256 | 16408.2013 | -1300.906 | 0 | 0 | 4711.8256 | 0 | 0 | 0 | 0 | 0 | 0 | 0 | 0 | 0 | 0 | 0 | 0 | 0 | -1300.906 | 0 | 0 | 0 | 0 | 0 | 0 | 16408.2013 | 0 | 0
100917 | Add one additional 27.6 kV Cct on 19th Ave from Bayview to Bathurst St | 2029 | 2029 | System Service | Capacity (Lines) | New to Scenario | 0 | 2433536.0104 | 0 |  | 10609.6073 | 1303.7648 | 11284.8102 | -1978.9677 | 0 | 0 | 1303.7648 | 0 | 0 | 0 | 0 | 0 | 0 | 0 | 0 | 0 | 0 | 0 | 0 | 0 | -1978.9677 | 0 | 0 | 0 | 0 | 0 | 0 | 11284.8102 | 0 | 0
100919 | Rebuild pole line to 4 ccts on Woodbine Ave from Elgin Mills Rd to 19th Ave | N/A | N/A | System Service | Capacity (Lines) | New to Scenario | 0 | 0 | 2548299.9845 |  | 1526.1645 | 3258.2477 | 0 | -1732.0832 | 0 | 0 | 3258.2477 | 0 | 0 | 0 | 0 | 0 | 0 | 0 | 0 | 0 | 0 | 0 | 0 | 0 | -1732.0832 | 0 | 0 | 0 | 0 | 0 | 0 | 0 | 0 | 0
100924 | Install two additional 27.6 kV ccts on Hwy 7 from Jane St to Weston Rd | 2028 | 2028 | System Service | Capacity (Lines) | New to Scenario | 0 | 2152806.6386 | 0 |  | 9873.9274 | 11732.4458 | 0 | -1858.5183 | 0 | 0 | 11732.4458 | 0 | 0 | 0 | 0 | 0 | 0 | 0 | 0 | 0 | 0 | 0 | 0 | 0 | -1858.5183 | 0 | 0 | 0 | 0 | 0 | 0 | 0 | 0 | 0
101036 | Install a new 4 ccts CNR yard overhead crossing on the south side of Hwy 7 | 2023 | 2025 | System Service | Capacity (Lines) | In-Flight - Not Pausable | 1632774.8823 | 0 | 0 |  | 13680.7448 | 5891.0862 | 7789.6586 | 0 | 0 | 0 | 5891.0862 | 0 | 0 | 0 | 0 | 0 | 0 | 0 | 0 | 0 | 0 | 0 | 0 | 0 | 0 | 0 | 0 | 0 | 0 | 0 | 0 | 7789.6586 | 0 | 0
101134 | Alectra East (North), Fault Indicator Installation and Replacement Multi-year initiative | 2015 | 2031 | System Service | System Control, Comm'ns & Performance | Must Do Something | 133524.2874 | 320466.2516 | 0 |  | 4135.8183 | 0 | 4458.4895 | -322.6711 | 0 | 0 | 0 | 0 | 0 | 0 | 0 | 0 | 0 | 0 | 0 | 0 | 0 | 0 | 0 | 4458.4895 | -322.6711 | 0 | 0 | 0 | 0 | 0 | 0 | 0 | 0 | 0
101355 | Overhead Asset Renewal-Alectra Initiated Distribution System Projects-East | 2028 | 2038 | System Renewal | Overhead Asset Renewal | Must Do Something | 0 | 4566885.4544 | 8897415.1915 |  | 9195.6217 | 5731.7142 | 12137.3608 | -8673.4533 | 1983.5307 | 0 | 0 | 0 | 0 | 0 | 0 | 0 | 1874.0918 | 1874.0918 | 0 | 0 | 0 | 0 | 0 | 0 | -8673.4533 | 0 | 0 | 0 | 0 | 0 | 0 | 12137.3608 | 0 | 0
101487 | Add one Additional 27.6 kV Cct on Major Mack Dr and 9th Line | 2029 | 2029 | System Service | Capacity (Lines) | New to Scenario | 0 | 1325020.3767 | 0 |  | 16971.7769 | 0 | 18049.2923 | -1077.5154 | 0 | 0 | 0 | 0 | 0 | 0 | 0 | 0 | 0 | 0 | 0 | 0 | 0 | 0 | 0 | 0 | -1077.5154 | 0 | 0 | 0 | 0 | 0 | 0 | 18049.2923 | 0 | 0
101488 | Build Markham TS #5 | 2025 | 2027 | General Plant | Connection & Cost Recovery Agreements | New to Scenario | 9999999.9993 | 10000034.0541 | 0 |  | 101193.3903 | 115223.3901 | 0 | -14029.9998 | 0 | 0 | 115223.3901 | 0 | 0 | 0 | 0 | 0 | 0 | 0 | 0 | 0 | 0 | 0 | 0 | 0 | -14029.9998 | 0 | 0 | 0 | 0 | 0 | 0 | 0 | 0 | 0
101489 | Markham TS#5 Feeder Integration - Part 1 | 2028 | 2030 | System Service | Capacity (Lines) | New to Scenario | 0 | 17404204.8819 | 0 |  | 91183.6181 | 105453.1558 | 0 | -14269.5377 | 0 | 0 | 105453.1558 | 0 | 0 | 0 | 0 | 0 | 0 | 0 | 0 | 0 | 0 | 0 | 0 | 0 | -14269.5377 | 0 | 0 | 0 | 0 | 0 | 0 | 0 | 0 | 0
101490 | Markham TS#5 Feeder Integration - Phase 2 | 2029 | 2030 | System Service | Capacity (Lines) | New to Scenario | 0 | 16838900.0944 | 0 |  | 48831.2065 | 35788.2759 | 26430.7932 | -13387.8626 | 0 | 0 | 35788.2759 | 0 | 0 | 0 | 0 | 0 | 0 | 0 | 0 | 0 | 0 | 0 | 0 | 0 | -13387.8626 | 0 | 0 | 0 | 0 | 0 | 0 | 26430.7932 | 0 | 0
101542 | New Barrie 20 MVA Substation | 2029 | 2032 | System Service | Capacity (Stations) | New to Scenario | 0 | 2330166.5959 | 8548518.1166 |  | 20028.6205 | 27573.5005 | 0 | -7544.88 | 0 | 0 | 27573.5005 | 0 | 0 | 0 | 0 | 0 | 0 | 0 | 0 | 0 | 0 | 0 | 0 | 0 | -7544.88 | 0 | 0 | 0 | 0 | 0 | 0 | 0 | 0 | 0
101562 | Arc Flash Mitigation Projects | 2015 | 2031 | System Service | Safety & Security | New to Scenario | 0 | 235583.406 | 0 |  | 1152.0646 | 1190.1184 | 147.7009 | -185.7547 | 0 | 0 | 0 | 0 | 0 | 0 | 0 | 0 | 0 | 1190.1184 | 108.0303 | 0 | 0 | 0 | 0 | 0 | -185.7547 | 0 | 0 | 0 | 39.6706 | 0 | 0 | 0 | 0 | 0
101570 | New Alliston 2 x 20 MVA Substation - 44 kV Supply | 2029 | 2029 | System Service | Capacity (Lines) | New to Scenario | 0 | 535872.9175 | 0 |  | 10976.9206 | 11412.6961 | 0 | -435.7754 | 0 | 0 | 11412.6961 | 0 | 0 | 0 | 0 | 0 | 0 | 0 | 0 | 0 | 0 | 0 | 0 | 0 | -435.7754 | 0 | 0 | 0 | 0 | 0 | 0 | 0 | 0 | 0
101571 | New Alliston 2 x 20 MVA Substation - 13.8 kV Feeder Integration | 2029 | 2029 | System Service | Capacity (Lines) | New to Scenario | 0 | 1000949.7956 | 0 |  | 10598.717 | 11412.6961 | 0 | -813.979 | 0 | 0 | 11412.6961 | 0 | 0 | 0 | 0 | 0 | 0 | 0 | 0 | 0 | 0 | 0 | 0 | 0 | -813.979 | 0 | 0 | 0 | 0 | 0 | 0 | 0 | 0 | 0
101745 | Markham TS#3E Line Transformer and Bus Protections Upgrade | 2025 | 2032 | System Service | System Control, Comm'ns & Performance | New to Scenario | 0 | 593792.5679 | 164508.3146 |  | 1544.482 | 1214.0809 | 889.0568 | -558.6557 | 46.6954 | 0 | 280.1725 | 0 | 560.345 | 0 | 0 | 0 | 0 | 326.8679 | 0 | 0 | 0 | 0 | 0 | 37.5178 | -558.6557 | 0 | 0 | 0 | 0 | 0 | 0 | 747.7714 | 0 | 103.7676
101761 | Customer Initiated Distribution System Relocation Projects - East South | 2025 | 2031 | System Access | Customer Initiated Dist Sys Projects | Must Do | 486717.3049 | 1328240.4498 | 0 |  | 67.412 | 67.412 | 1359.5471 | -1359.5471 | 67.412 | 0 | 0 | 0 | 0 | 0 | 0 | 0 | 0 | 0 | 0 | 0 | 0 | 0 | 1359.5471 | 0 | -1359.5471 | 0 | 0 | 0 | 0 | 0 | 0 | 0 | 0 | 0
101762 | Road Authority Projects- East South | 2025 | 2031 | System Access | Road Authority | Must Do | 2456163.6914 | 24456112.1852 | 0 |  | -21424.8201 | 132.2354 | 0 | -21557.0555 | 132.2354 | 0 | 0 | 0 | 0 | 0 | 0 | 0 | 0 | 0 | 0 | 0 | 0 | 0 | 0 | 0 | -21557.0555 | 0 | 0 | 0 | 0 | 0 | 0 | 0 | 0 | 0
101763 | Customer Initiated Distribution System Relocation Projects - East North | 2025 | 2031 | System Access | Customer Initiated Dist Sys Projects | Must Do | 153675.9125 | 418528.2906 | 0 |  | -293.3379 | 119.0118 | 0 | -412.3497 | 119.0118 | 0 | 0 | 0 | 0 | 0 | 0 | 0 | 0 | 0 | 0 | 0 | 0 | 0 | 0 | 0 | -412.3497 | 0 | 0 | 0 | 0 | 0 | 0 | 0 | 0 | 0
101764 | Road Authority Projects - East North | 2025 | 2031 | System Access | Road Authority | Must Do | 2518737.1134 | 7240003.1595 | 0 |  | -7153.0258 | 132.2354 | 0 | -7285.2612 | 132.2354 | 0 | 0 | 0 | 0 | 0 | 0 | 0 | 0 | 0 | 0 | 0 | 0 | 0 | 0 | 0 | -7285.2612 | 0 | 0 | 0 | 0 | 0 | 0 | 0 | 0 | 0
101781 | Design Only budget for Controllable Capital Projects | 2015 | 2031 | System Renewal | Overhead Asset Renewal | Must Do Something | 1931815.3236 | 9365192.6782 | 0 |  | -6539.4542 | 1983.5307 | 0 | -8522.9849 | 1983.5307 | 0 | 0 | 0 | 0 | 0 | 0 | 0 | 0 | 0 | 0 | 0 | 0 | 0 | 0 | 0 | -8522.9849 | 0 | 0 | 0 | 0 | 0 | 0 | 0 | 0 | 0
101791 | Services (New and Upgrades) - Commercial, Industrial and Institutional (ICI) Projects - East South | 2021 | 2031 | System Access | Customer Connections | Must Do | 1665599.4345 | 1046107.8673 | 0 |  | 49047.6788 | 50699.0448 | 0 | -1651.366 | 119.0118 | 0 | 0 | 0 | 0 | 0 | 0 | 0 | 50580.0329 | 0 | 0 | 0 | 0 | 0 | 0 | 0 | -1651.366 | 0 | 0 | 0 | 0 | 0 | 0 | 0 | 0 | 0
101800 | Reactive Capital, Alectra East - Storm Damage | 2015 | 2031 | System Renewal | Reactive Capital | Must Do | 2224062.0316 | 6630578.6561 | 0 |  | -5372.9919 | 1104.1654 | 0 | -6477.1574 | 132.2354 | 0 | 0 | 0 | 0 | 0 | 0 | 0 | 971.93 | 0 | 0 | 0 | 0 | 0 | 0 | 0 | -6477.1574 | 0 | 0 | 0 | 0 | 0 | 0 | 0 | 0 | 0
101804 | Lines East - Major Tools | 2015 | 2032 | General Plant | Tools, Shop and garage Equipment | New to Scenario | 401670.2858 | 2411299.9904 | 569591.9359 |  | 4601.0714 | 7220.0518 | 113.3402 | -2732.3206 | 0 | 0 | 0 | 0 | 1864.5189 | 0 | 0 | 0 | 0 | 5355.5329 | 0 | 0 | 0 | 0 | 0 | 0 | -2732.3206 | 0 | 0 | 0 | 0 | 0 | 0 | 0 | 0 | 113.3402
101816 | Alectra East (South), Fault Indicator Installation and Replacement Multi-year initiative | 2015 | 2031 | System Service | System Control, Comm'ns & Performance | Must Do Something | 165917.2495 | 429808.8718 | 0 |  | 4034.4271 | 0 | 4458.4895 | -424.0624 | 0 | 0 | 0 | 0 | 0 | 0 | 0 | 0 | 0 | 0 | 0 | 0 | 0 | 0 | 0 | 4458.4895 | -424.0624 | 0 | 0 | 0 | 0 | 0 | 0 | 0 | 0 | 0
101824 | Reactive Renewal - Alectra East (Lines) | 2015 | 2031 | System Renewal | Reactive Capital | Must Do | 20926507.673 | 48376379.3695 | 0 |  | -36623.4661 | 13005.3496 | 0 | -49628.8157 | 132.2354 | 0 | 0 | 0 | 0 | 0 | 0 | 0 | 971.93 | 11901.1842 | 0 | 0 | 0 | 0 | 0 | 0 | -49628.8157 | 0 | 0 | 0 | 0 | 0 | 0 | 0 | 0 | 0
101828 | Lines East - Recoverable Replacements | 2015 | 2031 | System Renewal | Reactive Capital | Must Do | 2416855.6945 | 6239123.2311 | 0 |  | -5148.3301 | 1104.1654 | 0 | -6252.4955 | 132.2354 | 0 | 0 | 0 | 0 | 0 | 0 | 0 | 971.93 | 0 | 0 | 0 | 0 | 0 | 0 | 0 | -6252.4955 | 0 | 0 | 0 | 0 | 0 | 0 | 0 | 0 | 0
101832 | Joint Use Pole Removal - Alectra East | 2015 | 2031 | System Renewal | Overhead Asset Renewal | New to Scenario | 2211588.1124 | 5924069.019 | 0 |  | 47006.9035 | 50699.0448 | 1894.9343 | -5587.0755 | 119.0118 | 0 | 0 | 0 | 0 | 0 | 0 | 0 | 50580.0329 | 0 | 1894.9343 | 0 | 0 | 0 | 0 | 0 | -5587.0755 | 0 | 0 | 0 | 0 | 0 | 0 | 0 | 0 | 0
101887 | New Residential Subdivision and Condo Tower Development - Alectra East | 2015 | 2031 | System Access | Customer Connections | Must Do | 18038202.5126 | 60124365.4163 | 0 |  | 119.0118 | 119.0118 | 59305.0235 | -59305.0235 | 119.0118 | 0 | 0 | 0 | 0 | 0 | 0 | 0 | 0 | 0 | 0 | 0 | 0 | 0 | 59305.0235 | 0 | -59305.0235 | 0 | 0 | 0 | 0 | 0 | 0 | 0 | 0 | 0
101896 | New Institutional/Commercial/Industrial Subdivision Development - Alectra East | 2021 | 2031 | System Access | Customer Connections | Must Do | 1553820.8994 | 4519347.3426 | 0 |  | 132.2354 | 132.2354 | 4514.9374 | -4514.9374 | 132.2354 | 0 | 0 | 0 | 0 | 0 | 0 | 0 | 0 | 0 | 0 | 0 | 0 | 0 | 4514.9374 | 0 | -4514.9374 | 0 | 0 | 0 | 0 | 0 | 0 | 0 | 0 | 0
101919 | Services (New and Upgrades) - Commercial, Industrial and Institutional (ICI) Projects - East North | 2021 | 2031 | System Access | Customer Connections | Must Do | 393618.4163 | 247218.7062 | 0 |  | 40169.5296 | 40169.5296 | 390.2547 | -390.2547 | 119.0118 | 0 | 0 | 0 | 0 | 0 | 0 | 0 | 40050.5177 | 0 | 0 | 0 | 0 | 0 | 390.2547 | 0 | -390.2547 | 0 | 0 | 0 | 0 | 0 | 0 | 0 | 0 | 0
102017 | Sorbweb Oil Containment Systems - 1 to 2 Transformers -Multiyear initiative-North & TS | 2015 | 2031 | System Service | Safety & Security | New to Scenario | 0 | 712306.4108 | 0 |  | 2010.0494 | 2122.8796 | 433.4964 | -546.3266 | 0 | 0 | 0 | 1931.2773 | 0 | 0 | 0 | 0 | 0 | 191.6022 | 0 | 0 | 0 | 0 | 0 | 305.7616 | -546.3266 | 0 | 0 | 0 | 0 | 0 | 0 | 0 | 0 | 127.7348
102027 | Purchase of Critical Spare Parts - Multiyear - East & North | 2016 | 2031 | System Renewal | Substation Renewal | New to Scenario | 204966.7714 | 569736.4022 | 0 |  | 2663.235 | 249.0829 | 2977.0189 | -562.8668 | 0 | 0 | 0 | 0 | 57.4807 | 0 | 0 | 0 | 0 | 191.6022 | 0 | 0 | 0 | 0 | 0 | 50.6522 | -562.8668 | 0 | 0 | 0 | 0 | 0 | 0 | 0 | 2926.3667 | 0
102034 | Upgrade to Station Facilities (Building / Civil work) Multi-year - Alectra East and Alectra North | 2017 | 2033 | System Renewal | Substation Renewal | New to Scenario | 0 | 794070.3055 | 380292.5644 |  | 1957.1362 | 268.2431 | 2583.4406 | -894.5476 | 0 | 0 | 0 | 0 | 0 | 0 | 0 | 0 | 134.1216 | 134.1216 | 0 | 0 | 0 | 0 | 0 | 54.7183 | -894.5476 | 0 | 0 | 0 | 1.2773 | 0 | 0 | 2527.445 | 0 | 0
102046 | Purchase of Major Tools - Muliti Year- Alectra East & Alectra North | 2019 | 2031 | General Plant | Tools, Shop and garage Equipment | New to Scenario | 210000.0023 | 242283.5786 | 0 |  | 1070.4804 | 1130.4533 | 254.2765 | -314.2494 | 0 | 0 | 0 | 0 | 555.6465 | 0 | 0 | 0 | 0 | 574.8067 | 31.8115 | 0 | 0 | 0 | 0 | 43.6362 | -314.2494 | 0 | 0 | 0 | 51.0939 | 0 | 0 | 0 | 0 | 127.7348
102065 | Capital Reactive Equipment Replacement - East | 2019 | 2031 | System Renewal | Substation Renewal | Must Do | 861946.2257 | 2378275.8468 | 0 |  | -871.2158 | 1475.3373 | 2.5547 | -2349.1078 | 0 | 0 | 0 | 0 | 517.3261 | 0 | 0 | 0 | 574.8067 | 383.2045 | 0 | 0 | 0 | 0 | 0 | 0 | -2349.1078 | 0 | 0 | 0 | 2.5547 | 0 | 0 | 0 | 0 | 0
102098 | IT End User - Client Computing | 2025 | 2031 | General Plant | Information Technology Systems | Must Do Something | 2017581.3987 | 8495920.8613 | 0 |  | 193.8576 | 5232.2661 | 3017.9194 | -8056.3279 | 0 | 0 | 0 | 0 | 0 | 5092.739 | 139.5271 | 0 | 0 | 0 | 0 | 0 | 1886.1996 | 0 | 0 | 0 | -8056.3279 | 0 | 0 | 0 | 1131.7198 | 0 | 0 | 0 | 0 | 0
102099 | IT End User - Printer & Copier Fleet Replacement | 2025 | 2031 | General Plant | Information Technology Systems | Must Do Something | 164155.7274 | 749195.4838 | 0 | 485386.1152 | 2829.6383 | 2805.5206 | 1343.9045 | -1319.7867 | 0 | 0 | 0 | 0 | 0 | 2680.6282 | 124.8924 | 0 | 0 | 0 | 0 | 0 | 1287.6066 | 0 | 0 | 0 | -1319.7867 | 0 | 0 | 0 | 0 | 56.2979 | 0 | 0 | 0 | 0
102128 | Aurora MS6 Expansion | 2028 | 2029 | System Service | Capacity (Stations) | New to Scenario | 0 | 2149539.9914 | 0 |  | 6125.507 | 4345.8826 | 3555.7739 | -1776.1495 | 0 | 0 | 4345.8826 | 0 | 0 | 0 | 0 | 0 | 0 | 0 | 0 | 0 | 0 | 0 | 0 | 0 | -1776.1495 | 0 | 0 | 0 | 0 | 0 | 0 | 3555.7739 | 0 | 0
102157 | IT Infrastructure - Server Refresh | 2025 | 2031 | General Plant | Information Technology Systems | Must Do Something | 1279584.2792 | 3355361.1906 | 0 | 1298346.8286 | 6539.6363 | 9722.1443 | 2019.9868 | -5202.4947 | 0 | 0 | 0 | 0 | 0 | 5696.3628 | 4025.7815 | 0 | 0 | 0 | 0 | 0 | 2019.9868 | 0 | 0 | 0 | -5202.4947 | 0 | 0 | 0 | 0 | 0 | 0 | 0 | 0 | 0
102232 | Reactive Replacement of P&C Equipment - East | 2021 | 2032 | System Renewal | Substation Renewal | Must Do | 160257.2052 | 418981.3225 | 40043.647 |  | 7840.9954 | 4011.0153 | 4276.9029 | -446.9227 | 640.4142 | 0 | 0 | 0 | 0 | 0 | 0 | 0 | 3370.6011 | 0 | 0 | 0 | 0 | 0 | 0 | 0 | -446.9227 | 0 | 0 | 0 | 0 | 0 | 0 | 0 | 4276.9029 | 0
102241 | Proactive Replacement of SCADA-Mate Controllers - East | 2015 | 2034 | System Renewal | Substation Renewal | New to Scenario | 0 | 464905.4882 | 372789.1466 |  | 1168.8072 | 44.0091 | 1730.8619 | -606.0637 | 0 | 0 | 0 | 0 | 0 | 0 | 0 | 0 | 0 | 44.0091 | 0 | 0 | 0 | 0 | 0 | 132.2262 | -606.0637 | 0 | 0 | 0 | 29.4704 | 0 | 0 | 1470.9308 | 0 | 98.2346
102263 | Work Force Management / Mobile Dispatch | 2025 | 2029 | General Plant | Information Technology Systems | Must Do Something | 2716046.167 | 11506468.7944 | 0 | 4339174.0017 | 101609.2296 | 1323.8602 | 116466.4816 | -16181.1122 | 0 | 0 | 0 | 0 | 496.376 | 0 | 0 | 0 | 629.1311 | 198.3531 | 3990.5587 | 16477.4399 | 0 | 0 | 0 | 54344.2556 | -16181.1122 | 0 | 2171.2994 | 137.835 | 424.5686 | 0 | 0 | 38825.4626 | 0 | 95.0618
102364 | Rebuild Existing Pole Line on Jane St into 4 Ccts from Rutherford Rd to Langstaff Rd | N/A | N/A | System Service | Capacity (Lines) | New to Scenario | 0 | 0 | 2919010.982 |  | 1352.8391 | 3336.8951 | 0 | -1984.056 | 0 | 0 | 3336.8951 | 0 | 0 | 0 | 0 | 0 | 0 | 0 | 0 | 0 | 0 | 0 | 0 | 0 | -1984.056 | 0 | 0 | 0 | 0 | 0 | 0 | 0 | 0 | 0
102386 | Rebuild 44 kV pole line into 2 Ccts on Tiffin Street from Ferndale Ave to Miller Drive | 2029 | 2029 | System Service | Capacity (Lines) | New to Scenario | 0 | 1181997.206 | 0 |  | 3531.6484 | 1448.6275 | 3044.2288 | -961.208 | 0 | 0 | 1448.6275 | 0 | 0 | 0 | 0 | 0 | 0 | 0 | 0 | 0 | 0 | 0 | 0 | 0 | -961.208 | 0 | 0 | 0 | 0 | 0 | 0 | 3044.2288 | 0 | 0
102387 | Install 44kV & 13.8kV Bryne Drive | 2025 | 2025 | System Service | Capacity (Lines) | New to Scenario | 1388970.8772 | 0 | 0 |  | 63838.9577 | 63838.9577 | 0 | 0 | 0 | 0 | 63838.9577 | 0 | 0 | 0 | 0 | 0 | 0 | 0 | 0 | 0 | 0 | 0 | 0 | 0 | 0 | 0 | 0 | 0 | 0 | 0 | 0 | 0 | 0 | 0
102388 | Install one 13.8kV Cct on Dunlop St W - Miller to Ferndale | 2029 | 2029 | System Service | Capacity (Lines) | New to Scenario | 0 | 369992.0074 | 0 |  | 3320.6889 | 3621.5689 | 0 | -300.88 | 0 | 0 | 3621.5689 | 0 | 0 | 0 | 0 | 0 | 0 | 0 | 0 | 0 | 0 | 0 | 0 | 0 | -300.88 | 0 | 0 | 0 | 0 | 0 | 0 | 0 | 0 | 0
102440 | Rebuild pole line on Jane St into 4 ccts from Walmart to Kirby Sdrd | 2028 | 2028 | System Service | Capacity (Lines) | New to Scenario | 0 | 837885.9723 | 0 |  | 22678.7201 | 23402.0672 | 0 | -723.3471 | 0 | 0 | 23402.0672 | 0 | 0 | 0 | 0 | 0 | 0 | 0 | 0 | 0 | 0 | 0 | 0 | 0 | -723.3471 | 0 | 0 | 0 | 0 | 0 | 0 | 0 | 0 | 0
102455 | Melbourne MS322 - 2 x 10 MVA - Bradford | 2027 | 2030 | System Service | Capacity (Stations) | New to Scenario | 0 | 9186512.3772 | 0 |  | 45368.4996 | 52556.5294 | 0 | -7188.0297 | 0 | 0 | 52556.5294 | 0 | 0 | 0 | 0 | 0 | 0 | 0 | 0 | 0 | 0 | 0 | 0 | 0 | -7188.0297 | 0 | 0 | 0 | 0 | 0 | 0 | 0 | 0 | 0
102544 | Rebuild Pole Line on Warden Ave into 4 Ccts from Elgin Mills to 19th Ave | N/A | N/A | System Service | Capacity (Lines) | New to Scenario | 0 | 0 | 1955207.0485 |  | 1479.8772 | 2808.8342 | 0 | -1328.957 | 0 | 0 | 2808.8342 | 0 | 0 | 0 | 0 | 0 | 0 | 0 | 0 | 0 | 0 | 0 | 0 | 0 | -1328.957 | 0 | 0 | 0 | 0 | 0 | 0 | 0 | 0 | 0
102546 | Installation of a new pole line on Leslie Street - 19th Ave to Stouffville Sdrd | N/A | N/A | System Service | Capacity (Lines) | New to Scenario | 0 | 0 | 1739157.6053 |  | 2151.042 | 3333.15 | 0 | -1182.1079 | 0 | 0 | 3333.15 | 0 | 0 | 0 | 0 | 0 | 0 | 0 | 0 | 0 | 0 | 0 | 0 | 0 | -1182.1079 | 0 | 0 | 0 | 0 | 0 | 0 | 0 | 0 | 0
102931 | Paving of 3 MS & TS Station Driveways per year - Annual Multi-year initiative - East | 2016 | 2034 | System Renewal | Substation Renewal | New to Scenario | 0 | 307747.2017 | 246786.0959 |  | 640.7157 | 958.0112 | 84.1689 | -401.4644 | 0 | 0 | 0 | 0 | 0 | 0 | 0 | 0 | 574.8067 | 383.2045 | 45.8485 | 0 | 0 | 0 | 0 | 0 | -401.4644 | 0 | 0 | 0 | 38.3204 | 0 | 0 | 0 | 0 | 0
102999 | P&C Specific Tools and Testing Equipment -East | 2020 | 2031 | General Plant | Tools, Shop and garage Equipment | New to Scenario | 42850.0199 | 110429.741 | 0 |  | 2085.2326 | 1910.8012 | 285.6449 | -111.2136 | 0 | 0 | 0 | 0 | 1864.5189 | 0 | 0 | 0 | 0 | 46.2824 | 0 | 0 | 0 | 0 | 0 | 113.7389 | -111.2136 | 0 | 0 | 0 | 39.6706 | 0 | 0 | 0 | 0 | 132.2354
103030 | SCADA - Technology Upgrades Improving the System Control Room Environment | 2016 | 2031 | General Plant | Information Technology Systems | Must Do Something | 118838.4014 | 324417.392 | 0 |  | 2526.666 | 2667.6947 | 181.8426 | -322.8713 | 0 | 0 | 0 | 0 | 0 | 593.8761 | 0 | 0 | 2073.8186 | 0 | 0 | 0 | 0 | 0 | 0 | 0 | -322.8713 | 0 | 40.3997 | 0 | 60.6433 | 0 | 0 | 0 | 0 | 80.7995
103633 | Install Two 27.6kV Ccts on 16th Ave from Hwy 404 to Woodbine Ave | 2029 | 2029 | System Service | Capacity (Lines) | New to Scenario | 0 | 1941589.6956 | 0 |  | 6117.0682 | 7695.9818 | 0 | -1578.9136 | 0 | 0 | 7695.9818 | 0 | 0 | 0 | 0 | 0 | 0 | 0 | 0 | 0 | 0 | 0 | 0 | 0 | -1578.9136 | 0 | 0 | 0 | 0 | 0 | 0 | 0 | 0 | 0
150003 | Install 1 km of one cct on 14th Ave between Reesor Rd and York Durham Town Line | N/A | N/A | System Service | Capacity (Lines) | New to Scenario | 0 | 0 | 860976.5844 |  | -285.4479 | 0 | 56.265 | -341.7129 | 0 | 0 | 0 | 0 | 0 | 0 | 0 | 0 | 0 | 0 | 0 | 0 | 0 | 0 | 0 | 56.265 | -341.7129 | 0 | 0 | 0 | 0 | 0 | 0 | 0 | 0 | 0
150007 | Extend 153M10 to Transfer MS322 | 2027 | 2027 | System Service | Capacity (Lines) | New to Scenario | 0 | 2387687.8504 | 0 |  | 3272.8759 | 4711.8256 | 749.3172 | -2188.2669 | 0 | 0 | 4711.8256 | 0 | 0 | 0 | 0 | 0 | 0 | 0 | 0 | 0 | 0 | 0 | 0 | 0 | -2188.2669 | 0 | 0 | 0 | 0 | 0 | 0 | 749.3172 | 0 | 0
150044 | Rear Lot Renewal Project - Blake/Kempenfelt, Barrie | N/A | N/A | System Renewal | Rear Lot Conversion | New to Scenario | 0 | 0 | 899799.0685 |  | 545.7164 | 449.4135 | 703.3053 | -607.0023 | 112.3534 | 0 | 0 | 112.3534 | 0 | 0 | 0 | 0 | 112.3534 | 112.3534 | 503.8942 | 0 | 0 | 0 | 0 | 48.3609 | -607.0023 | 0 | 0 | 0 | 0 | 0 | 0 | 151.0501 | 0 | 0
150047 | Rear Lot Renewal Project - Royal Orchard - North, Markham | 2031 | 2033 | System Renewal | Rear Lot Conversion | New to Scenario | 0 | 2115516.1727 | 4349406.6773 |  | 3088.1054 | 4248.7701 | 3224.23 | -4384.8947 | 371.7316 | 0 | 0 | 407.2708 | 0 | 0 | 0 | 0 | 3062.4968 | 407.2708 | 2056.9951 | 0 | 0 | 0 | 0 | 285.5992 | -4384.8947 | 0 | 0 | 0 | 0 | 0 | 0 | 881.6357 | 0 | 0
150070 | Markham TS#1 Bus Differential & Overcurrent Protections Upgrades | 2028 | 2029 | System Service | System Control, Comm'ns & Performance | New to Scenario | 0 | 355064.1837 | 0 |  | 1166.9911 | 580.0701 | 884.4084 | -297.4874 | 41.4336 | 0 | 124.3007 | 0 | 124.3007 | 0 | 0 | 0 | 0 | 290.0351 | 0 | 0 | 0 | 0 | 0 | 34.9232 | -297.4874 | 0 | 0 | 0 | 0 | 0 | 0 | 757.4106 | 0 | 92.0746
150071 | Markham TS#2 Bus Differential & Overcurrent Protections Upgrades | 2029 | 2030 | System Service | System Control, Comm'ns & Performance | New to Scenario | 0 | 366311.0514 | 0 |  | 897.5546 | 546.4112 | 640.3265 | -289.1831 | 39.0294 | 0 | 117.0881 | 0 | 117.0881 | 0 | 0 | 0 | 0 | 273.2056 | 0 | 0 | 0 | 0 | 0 | 33.5547 | -289.1831 | 0 | 0 | 0 | 0 | 0 | 0 | 520.0398 | 0 | 86.7319
150073 | Vaughan TS#1 Bus Differential & Overcurrent Protections Upgrades | 2025 | 2026 | System Service | System Control, Comm'ns & Performance | In-Flight - Not Pausable | 389054.5535 | 0 | 0 |  | 2460.5174 | 694.006 | 1964.0188 | -197.5074 | 49.5719 | 0 | 148.7156 | 0 | 148.7156 | 0 | 0 | 0 | 0 | 347.003 | 0 | 0 | 0 | 0 | 0 | 39.381 | -197.5074 | 0 | 0 | 0 | 0 | 0 | 0 | 1814.4781 | 0 | 110.1597
150074 | Vaughan TS#2 Bus Differential and Overcurrent Protections Upgrade | 2029 | 2030 | System Service | System Control, Comm'ns & Performance | New to Scenario | 0 | 567596.8147 | 0 |  | 1321.1254 | 546.4112 | 1222.893 | -448.1788 | 39.0294 | 0 | 117.0881 | 0 | 117.0881 | 0 | 0 | 0 | 0 | 273.2056 | 0 | 0 | 0 | 0 | 0 | 33.5547 | -448.1788 | 0 | 0 | 0 | 0 | 0 | 0 | 1102.6064 | 0 | 86.7319
150079 | Markham TS#1 T1/T2 "B" Overcurrent Protections and HMI Upgrade | 2028 | 2029 | System Service | System Control, Comm'ns & Performance | New to Scenario | 0 | 226022.6025 | 0 |  | 806.9778 | 828.6716 | 167.4725 | -189.1663 | 41.4336 | 0 | 124.3007 | 0 | 372.9022 | 0 | 0 | 0 | 0 | 290.0351 | 0 | 0 | 0 | 0 | 0 | 34.9232 | -189.1663 | 0 | 0 | 0 | 0 | 0 | 0 | 40.4747 | 0 | 92.0746
150084 | Markham TS#2 T1/T2 "B" Differential Protections Upgrade | 2028 | 2029 | System Service | System Control, Comm'ns & Performance | New to Scenario | 0 | 230164.1026 | 0 |  | 1315.0799 | 828.6716 | 679.0721 | -192.6639 | 41.4336 | 0 | 124.3007 | 0 | 372.9022 | 0 | 0 | 0 | 0 | 290.0351 | 0 | 0 | 0 | 0 | 0 | 34.9232 | -192.6639 | 0 | 0 | 0 | 0 | 0 | 0 | 552.0742 | 0 | 92.0746
150095 | Vaughan TS#1 T1/T2 "B" Differential Protections Upgrade | 2028 | 2029 | System Service | System Control, Comm'ns & Performance | New to Scenario | 0 | 268203.7879 | 0 |  | 1201.9938 | 552.4477 | 874.9694 | -225.4233 | 41.4336 | 0 | 124.3007 | 0 | 96.6784 | 0 | 0 | 0 | 0 | 290.0351 | 0 | 0 | 0 | 0 | 0 | 34.9232 | -225.4233 | 0 | 0 | 0 | 0 | 0 | 0 | 747.9716 | 0 | 92.0746
150125 | Aurora MS6 (AMS6) Transformer and Bus Protection Upgrade | 2029 | 2029 | System Service | System Control, Comm'ns & Performance | New to Scenario | 0 | 241293.9405 | 0 |  | 764.6399 | 530.3498 | 430.5119 | -196.2218 | 41.4336 | 0 | 74.5804 | 0 | 124.3007 | 0 | 0 | 0 | 0 | 290.0351 | 0 | 0 | 0 | 0 | 0 | 34.9232 | -196.2218 | 0 | 0 | 0 | 0 | 0 | 0 | 303.5141 | 0 | 92.0746
150138 | Cable Replacement Project – (BA23-BA24) - Cook St and Steel St, Barrie | 2030 | 2030 | System Renewal | Underground Asset Renewal | New to Scenario | 0 | 3536990.6431 | 0 |  | 4464.3371 | 213.3959 | 6960.0436 | -2709.1024 | 80.0235 | 0 | 0 | 0 | 0 | 0 | 0 | 0 | 133.3725 | 0 | 2164.8994 | 0 | 0 | 0 | 0 | 0 | -2709.1024 | 0 | 0 | 0 | 0 | 0 | 0 | 4795.1442 | 0 | 0
150146 | Markham TS#1 T1/T2 "A" Differential Protections Upgrade | 2028 | 2029 | System Service | System Control, Comm'ns & Performance | New to Scenario | 0 | 245780.3747 | 0 |  | 789.7236 | 828.6716 | 167.4725 | -206.4205 | 41.4336 | 0 | 124.3007 | 0 | 372.9022 | 0 | 0 | 0 | 0 | 290.0351 | 0 | 0 | 0 | 0 | 0 | 34.9232 | -206.4205 | 0 | 0 | 0 | 0 | 0 | 0 | 40.4747 | 0 | 92.0746
150147 | Vaughan TS#2 T1/T2 "A" Differential Protections Upgrade | 2028 | 2029 | System Service | System Control, Comm'ns & Performance | New to Scenario | 0 | 255623.0038 | 0 |  | 1058.6417 | 828.6716 | 444.3191 | -214.3491 | 41.4336 | 0 | 124.3007 | 0 | 372.9022 | 0 | 0 | 0 | 0 | 290.0351 | 0 | 0 | 0 | 0 | 0 | 34.9232 | -214.3491 | 0 | 0 | 0 | 0 | 0 | 0 | 317.3213 | 0 | 92.0746
150148 | Markham TS#2 T1/T2 "A" Differential Protections Upgrade | 2028 | 2029 | System Service | System Control, Comm'ns & Performance | New to Scenario | 0 | 257820.7613 | 0 |  | 1291.3666 | 828.6716 | 679.0721 | -216.3771 | 41.4336 | 0 | 124.3007 | 0 | 372.9022 | 0 | 0 | 0 | 0 | 290.0351 | 0 | 0 | 0 | 0 | 0 | 34.9232 | -216.3771 | 0 | 0 | 0 | 0 | 0 | 0 | 552.0742 | 0 | 92.0746
150150 | Markham TS#3 T1/T2 "A" Differential Protections Upgrade | 2028 | 2028 | System Service | System Control, Comm'ns & Performance | New to Scenario | 0 | 121901.7125 | 0 |  | 960.1354 | 879.7178 | 185.6554 | -105.2378 | 43.9859 | 0 | 131.9577 | 0 | 395.873 | 0 | 0 | 0 | 0 | 307.9012 | 0 | 0 | 0 | 0 | 0 | 36.3476 | -105.2378 | 0 | 0 | 0 | 0 | 0 | 0 | 51.5615 | 0 | 97.7464
150235 | Greenwood Expansion Station Service Supply Backup | 2028 | 2029 | System Service | System Control, Comm'ns & Performance | New to Scenario | 0 | 368085.4986 | 0 |  | 825.4904 | 0 | 1123.1617 | -297.6713 | 0 | 0 | 0 | 0 | 0 | 0 | 0 | 0 | 0 | 0 | 0 | 0 | 0 | 0 | 0 | 0 | -297.6713 | 0 | 0 | 0 | 0 | 0 | 0 | 1123.1617 | 0 | 0
150263 | Cable Replacement Project - East - Left Behind Cable | 2022 | 2034 | System Renewal | Underground Asset Renewal | New to Scenario | 0 | 12635575.7535 | 16823119.9752 |  | 10374.5349 | 1047.0724 | 29960.3606 | -20632.898 | 523.5362 | 0 | 0 | 0 | 0 | 0 | 0 | 0 | 523.5362 | 0 | 1218.3929 | 0 | 0 | 0 | 0 | 0 | -20632.898 | 0 | 0 | 0 | 0 | 0 | 0 | 28741.9676 | 0 | 0
150317 | Voltage Conversion - Deerhurst MS, Hamilton | 2027 | 2033 | System Renewal | Overhead Asset Renewal | New to Scenario | 0 | 12701709.936 | 0 |  | 22364.0838 | 732.8424 | 32054.4559 | -10423.2144 | 0 | 0 | 0 | 366.4212 | 0 | 0 | 0 | 0 | 0 | 366.4212 | 9371.6684 | 0 | 0 | 0 | 0 | 122.9634 | -10423.2144 | 0 | 0 | 0 | 0 | 0 | 0 | 22559.824 | 0 | 0
150319 | New MS - Duke MS 20 MVA Substation, Mississauga | N/A | N/A | System Service | Capacity (Stations) | New to Scenario | 0 | 0 | 17264864.2381 |  | 21359.2665 | 31969.9511 | 0 | -10610.6846 | 0 | 0 | 31969.9511 | 0 | 0 | 0 | 0 | 0 | 0 | 0 | 0 | 0 | 0 | 0 | 0 | 0 | -10610.6846 | 0 | 0 | 0 | 0 | 0 | 0 | 0 | 0 | 0
150320 | Voltage Conversion - Dewitt MS , Hamilton | 2021 | 2030 | System Renewal | Overhead Asset Renewal | New to Scenario | 0 | 2167656.0235 | 0 |  | 3276.9063 | 304.6981 | 4698.6999 | -1726.4916 | 0 | 0 | 0 | 152.349 | 0 | 0 | 0 | 0 | 0 | 152.349 | 0 | 0 | 0 | 0 | 0 | 107.9917 | -1726.4916 | 0 | 0 | 0 | 0 | 0 | 0 | 4590.7081 | 0 | 0
150321 | Voltage Conversion - Galbraith MS, Hamilton | 2027 | 2034 | System Renewal | Overhead Asset Renewal | New to Scenario | 0 | 9401488.7871 | 0 |  | 14846.6456 | 732.8424 | 21865.0629 | -7751.2597 | 0 | 0 | 0 | 366.4212 | 0 | 0 | 0 | 0 | 0 | 366.4212 | 3055.026 | 0 | 0 | 0 | 0 | 122.9634 | -7751.2597 | 0 | 0 | 0 | 0 | 0 | 0 | 18687.0735 | 0 | 0
150323 | Station Switchgear Replacement - Bloor MS38 LV1 & LV2 | 2025 | 2029 | System Renewal | Substation Renewal | New to Scenario | 0 | 3521353.3744 | 0 |  | 11348.5837 | 1321.2168 | 12929.0106 | -2901.6437 | 0 | 0 | 165.3818 | 0 | 165.3818 | 0 | 0 | 0 | 165.3818 | 825.0714 | 393.0727 | 0 | 0 | 0 | 0 | 31.2212 | -2901.6437 | 0 | 0 | 0 | 73.503 | 0 | 0 | 11969.743 | 338.9656 | 122.505
150325 | Meter-to-Cash CIS CC&B Enhancements | 2025 | 2031 | General Plant | Information Technology Systems | Must Do Something | 1396161.4448 | 3396144.3244 | 0 |  | 6124.5558 | 3644.5169 | 5910.3387 | -3430.2998 | 30.9732 | 0 | 0 | 0 | 361.3544 | 0 | 0 | 0 | 3252.1893 | 0 | 0 | 0 | 1548.6616 | 0 | 0 | 913.324 | -3430.2998 | 0 | 1032.441 | 2312.668 | 0 | 0 | 0 | 0 | 0 | 103.2441
150329 | Rear Lot Renewal Project - Main Street / Unionville / Carlton, Markham | 2029 | 2032 | System Renewal | Rear Lot Conversion | New to Scenario | 0 | 11299542.9878 | 3902172.5038 |  | 41107.3437 | 5599.9112 | 46797.5445 | -11290.112 | 1405.1687 | 0 | 0 | 1443.7988 | 0 | 0 | 0 | 0 | 1303.7648 | 1447.1789 | 6415.2466 | 0 | 0 | 0 | 0 | 829.9663 | -11290.112 | 0 | 0 | 0 | 0 | 0 | 0 | 39552.3316 | 0 | 0
150330 | Rear Lot Renewal Project - Marsdale, St.Catharines | 2027 | 2034 | System Renewal | Rear Lot Conversion | New to Scenario | 0 | 10805423.3611 | 12859649.7781 |  | 51605.9979 | 3332.8191 | 64593.0981 | -16319.9193 | 0 | 0 | 0 | 1200.3521 | 0 | 0 | 0 | 0 | 1010.0568 | 1122.4102 | 4139.0613 | 0 | 0 | 0 | 0 | 2516.4528 | -16319.9193 | 0 | 0 | 0 | 0 | 0 | 0 | 57937.584 | 0 | 0
150331 | Rear Lot Renewal Project - Royal Orchard - South, Markham | 2031 | 2033 | System Renewal | Rear Lot Conversion | New to Scenario | 0 | 1603546.9287 | 3298015.9966 |  | 2281.1126 | 414.2153 | 5191.383 | -3324.4857 | 85.7842 | 0 | 0 | 121.3234 | 0 | 0 | 0 | 0 | 85.7842 | 121.3234 | 2152.4849 | 0 | 0 | 0 | 0 | 229.8722 | -3324.4857 | 0 | 0 | 0 | 0 | 0 | 0 | 2809.0259 | 0 | 0
150334 | Distribution Automation – West | 2024 | 2031 | System Service | SCADA and Automation | Must Do Something | 7643539.2745 | 24608774.7287 | 0 |  | 263411.668 | 566.7012 | 286307.1139 | -23462.1471 | 0 | 0 | 0 | 0 | 0 | 0 | 0 | 0 | 0 | 566.7012 | 0 | 0 | 0 | 0 | 0 | 205.673 | -23462.1471 | 0 | 0 | 0 | 0 | 0 | 0 | 286101.4409 | 0 | 0
150352 | Voltage Conversion - Central MS, Hamilton | 2020 | 2025 | System Renewal | Overhead Asset Renewal | In-Flight - Not Pausable | 1646593.8571 | 0 | 0 |  | 26803.2785 | 2376.2698 | 24427.0087 | 0 | 0 | 0 | 0 | 593.0757 | 0 | 0 | 0 | 0 | 0 | 1783.1941 | 1956.7304 | 0 | 0 | 0 | 0 | 130.9149 | 0 | 0 | 0 | 0 | 0 | 0 | 0 | 22339.3634 | 0 | 0
150354 | Voltage Conversion - Eastmount MS, Hamilton | 2029 | 2033 | System Renewal | Overhead Asset Renewal | New to Scenario | 0 | 21672166.0211 | 15620953.647 |  | 50700.0035 | 1230.9384 | 76241.5667 | -26772.5016 | 0 | 0 | 0 | 307.2209 | 0 | 0 | 0 | 0 | 0 | 923.7175 | 11062.5807 | 0 | 0 | 0 | 0 | 107.9917 | -26772.5016 | 0 | 0 | 0 | 0 | 0 | 0 | 65070.9943 | 0 | 0
150355 | Voltage Conversion - Elmwood MS, Hamilton | 2027 | 2032 | System Renewal | Overhead Asset Renewal | New to Scenario | 0 | 18053792.8653 | 0 |  | 61633.8118 | 2531.4092 | 73919.0138 | -14816.6113 | 0 | 0 | 0 | 1332.3908 | 0 | 0 | 0 | 0 | 0 | 1199.0184 | 10441.1889 | 0 | 0 | 0 | 0 | 122.9634 | -14816.6113 | 0 | 0 | 0 | 0 | 0 | 0 | 63354.8615 | 0 | 0
150356 | Voltage Conversion - (AREA11) - Bromsgrove/Park Royal/Parkwest MS at Constable Rd and Seagull Dr, Mississauga | 2031 | 2033 | System Renewal | Overhead Asset Renewal | New to Scenario | 0 | 3939164.7282 | 4017948.0228 |  | 2455.2426 | 3348.1304 | 4680.5045 | -5573.3923 | 0 | 0 | 1123.5337 | 1112.2984 | 0 | 0 | 0 | 0 | 0 | 1112.2984 | 2560.8975 | 0 | 0 | 0 | 0 | 0 | -5573.3923 | 0 | 0 | 0 | 0 | 0 | 0 | 2119.607 | 0 | 0
150360 | New build - Extend 44kV feeder Centre View Dr, Mississauga | N/A | N/A | System Service | Capacity (Lines) | New to Scenario | 0 | 0 | 2668876.0474 |  | -1800.4174 | 0 | 0 | -1800.4174 | 0 | 0 | 0 | 0 | 0 | 0 | 0 | 0 | 0 | 0 | 0 | 0 | 0 | 0 | 0 | 0 | -1800.4174 | 0 | 0 | 0 | 0 | 0 | 0 | 0 | 0 | 0
150366 | Webb MS New 20 MVA Substation | 2024 | 2027 | System Service | Capacity (Stations) | In-Flight - Not Pausable | 11125862.5921 | 2973437.6588 | 0 |  | 32942.6815 | 43678.9402 | 0 | -10736.2587 | 0 | 0 | 43678.9402 | 0 | 0 | 0 | 0 | 0 | 0 | 0 | 0 | 0 | 0 | 0 | 0 | 0 | -10736.2587 | 0 | 0 | 0 | 0 | 0 | 0 | 0 | 0 | 0
150368 | New Build - Carlton TS to Linwell Rd/Lake St, St.Catharines | 2029 | 2030 | System Service | Capacity (Lines) | New to Scenario | 0 | 2069211.4252 | 0 |  | 14343.8149 | 12003.5211 | 3986.4092 | -1646.1154 | 0 | 0 | 12003.5211 | 0 | 0 | 0 | 0 | 0 | 0 | 0 | 0 | 0 | 0 | 0 | 0 | 0 | -1646.1154 | 0 | 0 | 0 | 0 | 0 | 0 | 3986.4092 | 0 | 0
150369 | New build - 44kV Feeder Extension York/Meadowpine, Mississauga | 2031 | 2031 | System Service | Capacity (Lines) | New to Scenario | 0 | 2070744.5312 | 0 |  | 14373.5266 | 3291.8618 | 12564.6343 | -1482.9695 | 0 | 0 | 3291.8618 | 0 | 0 | 0 | 0 | 0 | 0 | 0 | 0 | 0 | 0 | 0 | 0 | 0 | -1482.9695 | 0 | 0 | 0 | 0 | 0 | 0 | 12564.6343 | 0 | 0
150371 | New build - 27.6kV Feeder Extension Traders, Mississauga | N/A | N/A | System Service | Capacity (Lines) | New to Scenario | 0 | 0 | 3359243.6996 |  | 2669.1011 | 4721.2894 | 0 | -2052.1883 | 0 | 0 | 4721.2894 | 0 | 0 | 0 | 0 | 0 | 0 | 0 | 0 | 0 | 0 | 0 | 0 | 0 | -2052.1883 | 0 | 0 | 0 | 0 | 0 | 0 | 0 | 0 | 0
150374 | New build - 13.8kV Feeder Extension 9th Line, Derry to Argentia, Mississauga | N/A | N/A | System Service | Capacity (Lines) | New to Scenario | 0 | 0 | 1300829.4847 |  | -650.8196 | 0 | 0 | -650.8196 | 0 | 0 | 0 | 0 | 0 | 0 | 0 | 0 | 0 | 0 | 0 | 0 | 0 | 0 | 0 | 0 | -650.8196 | 0 | 0 | 0 | 0 | 0 | 0 | 0 | 0 | 0
150377 | Voltage Conversion and Rear Lot - Montgomery Dr, Hamilton | 2030 | 2032 | System Renewal | Overhead Asset Renewal | New to Scenario | 0 | 3248934.8174 | 0 |  | 2994.4224 | 797.5673 | 4685.6036 | -2488.7485 | 0 | 0 | 0 | 398.7836 | 0 | 0 | 0 | 0 | 0 | 398.7836 | 1096.7533 | 0 | 0 | 0 | 0 | 0 | -2488.7485 | 0 | 0 | 0 | 0 | 0 | 0 | 3588.8502 | 0 | 0
150378 | Rear Lot Renewal Project - East of Queen Street/North of Mill Street, Tottenham | N/A | N/A | System Renewal | Rear Lot Conversion | New to Scenario | 0 | 0 | 3207597.4126 |  | 1489.7436 | 1493.5508 | 2160.0304 | -2163.8375 | 373.3877 | 0 | 0 | 373.3877 | 0 | 0 | 0 | 0 | 373.3877 | 373.3877 | 0 | 0 | 0 | 0 | 0 | 270.4104 | -2163.8375 | 0 | 0 | 0 | 0 | 0 | 0 | 1889.62 | 0 | 0
150379 | Rear Lot Renewal Project - Ottoway Avenue, Barrie | N/A | N/A | System Renewal | Rear Lot Conversion | New to Scenario | 0 | 0 | 4153874.1825 |  | 1911.3691 | 3370.6011 | 1342.9615 | -2802.1935 | 842.6503 | 0 | 0 | 842.6503 | 0 | 0 | 0 | 0 | 842.6503 | 842.6503 | 244.5425 | 0 | 0 | 0 | 0 | 514.8163 | -2802.1935 | 0 | 0 | 0 | 0 | 0 | 0 | 583.6027 | 0 | 0
150380 | Rear Lot Renewal Project - Gunn/Oakley Park/St.Vincent, Barrie | N/A | N/A | System Renewal | Rear Lot Conversion | New to Scenario | 0 | 0 | 3237643.6488 |  | 1603.6496 | 1907.7602 | 1879.996 | -2184.1066 | 842.6503 | 0 | 0 | 111.2298 | 0 | 0 | 0 | 0 | 842.6503 | 111.2298 | 1412.8942 | 0 | 0 | 0 | 0 | 139.8265 | -2184.1066 | 0 | 0 | 0 | 0 | 0 | 0 | 327.2753 | 0 | 0
150383 | Rear Lot Renewal Project - Bluebird | 2026 | 2030 | System Renewal | Rear Lot Conversion | New to Scenario | 0 | 4328892.8945 | 0 |  | 16757.6455 | 1157.6726 | 18891.0909 | -3291.118 | 0 | 0 | 0 | 55.1273 | 0 | 0 | 0 | 0 | 551.2726 | 551.2726 | 877.8923 | 0 | 0 | 0 | 0 | 0 | -3291.118 | 0 | 0 | 0 | 0 | 0 | 0 | 18013.1986 | 0 | 0
150384 | Services (new and upgrades) - Commercial, Industrial and Institutional (ICI) Projects - Central South | 2021 | 2031 | System Access | Customer Connections | Must Do | 1908385.9398 | 1198594.0431 | 0 |  | 38277.4518 | 40169.5296 | 0 | -1892.0778 | 119.0118 | 0 | 0 | 0 | 0 | 0 | 0 | 0 | 40050.5177 | 0 | 0 | 0 | 0 | 0 | 0 | 0 | -1892.0778 | 0 | 0 | 0 | 0 | 0 | 0 | 0 | 0 | 0
150386 | Services (new and upgrades) - Commercial, Industrial and Institutional (ICI) Projects - Central North | 2019 | 2031 | System Access | Customer Connections | Must Do | 1033254.7152 | 648953.0895 | 0 |  | 46977.1867 | 46977.1867 | 1024.425 | -1024.425 | 119.0118 | 0 | 0 | 0 | 0 | 0 | 0 | 0 | 46858.1748 | 0 | 0 | 0 | 0 | 0 | 1024.425 | 0 | -1024.425 | 0 | 0 | 0 | 0 | 0 | 0 | 0 | 0 | 0
150387 | Downtown Barrie Voltage Conversion - 4.16kV to 13.8kV | N/A | N/A | System Service | Capacity (Lines) | New to Scenario | 0 | 0 | 55561410.3916 |  | 42369.3096 | 61080.1402 | 14503.5899 | -33214.4205 | 0 | 0 | 61080.1402 | 0 | 0 | 0 | 0 | 0 | 0 | 0 | 13734.1042 | 0 | 0 | 0 | 0 | 769.4856 | -33214.4205 | 0 | 0 | 0 | 0 | 0 | 0 | 0 | 0 | 0
150388 | Services (New and Upgrades) - Layouts – Central South | 2021 | 2031 | System Access | Customer Connections | Must Do | 3787484.1079 | 12208989.9262 | 0 |  | 19675.5422 | 31368.979 | 0 | -11693.4368 | 119.0118 | 0 | 0 | 0 | 0 | 0 | 0 | 0 | 31249.9672 | 0 | 0 | 0 | 0 | 0 | 0 | 0 | -11693.4368 | 0 | 0 | 0 | 0 | 0 | 0 | 0 | 0 | 0
150389 | Services (New and Upgrades) - Layouts – Central North | 2021 | 2031 | System Access | Customer Connections | Must Do | 1737315.6693 | 5600253.1161 | 0 |  | 40169.5296 | 40169.5296 | 5363.7694 | -5363.7694 | 119.0118 | 0 | 0 | 0 | 0 | 0 | 0 | 0 | 40050.5177 | 0 | 0 | 0 | 0 | 0 | 5363.7694 | 0 | -5363.7694 | 0 | 0 | 0 | 0 | 0 | 0 | 0 | 0 | 0
150391 | IT Infrastructure - Wireless LAN Upgrade | 2025 | 2031 | General Plant | Information Technology Systems | Must Do Something | 573949.9276 | 405461.8124 | 0 | 261557.0286 | 5181.6481 | 5372.2917 | 858.4044 | -1049.048 | 0 | 0 | 0 | 0 | 0 | 3476.5377 | 1895.754 | 0 | 0 | 0 | 0 | 0 | 858.4044 | 0 | 0 | 0 | -1049.048 | 0 | 0 | 0 | 0 | 0 | 0 | 0 | 0 | 0
150396 | IT Infrastructure - Network Refresh | 2025 | 2031 | General Plant | Information Technology Systems | Must Do Something | 414383.7038 | 1939388.5363 | 0 | 1099658.4686 | 6823.4209 | 7905.4208 | 1716.8087 | -2798.8087 | 0 | 0 | 0 | 0 | 0 | 6008.8306 | 1896.5902 | 0 | 0 | 0 | 0 | 0 | 1716.8087 | 0 | 0 | 0 | -2798.8087 | 0 | 0 | 0 | 0 | 0 | 0 | 0 | 0 | 0
150397 | Rear Lot Renewal Project - Riverview Blvd and Northcliffe | 2029 | 2033 | System Renewal | Rear Lot Conversion | New to Scenario | 0 | 7335980.4034 | 4385592.293 |  | 11476.3888 | 2858.5194 | 17118.7754 | -8500.906 | 0 | 0 | 0 | 923.7175 | 0 | 0 | 0 | 0 | 924.745 | 1010.0568 | 1557.0901 | 0 | 0 | 0 | 0 | 958.1215 | -8500.906 | 0 | 0 | 0 | 0 | 0 | 0 | 14603.5639 | 0 | 0
150398 | Rear Lot Renewal Project - Strathcona Dr | 2029 | 2032 | System Renewal | Rear Lot Conversion | New to Scenario | 0 | 3582134.1751 | 1579293.17 |  | 5323.1203 | 1201.9786 | 7848.1855 | -3727.0437 | 0 | 0 | 0 | 404.4113 | 0 | 0 | 0 | 0 | 398.7836 | 398.7836 | 747.1679 | 0 | 0 | 0 | 0 | 411.5302 | -3727.0437 | 0 | 0 | 0 | 0 | 0 | 0 | 6689.4873 | 0 | 0
150399 | Rear Lot Renewal Project - Richlieu Dr and Trelawne Dr, St.Catharines | 2027 | 2030 | System Renewal | Rear Lot Conversion | New to Scenario | 0 | 4122589.9058 | 0 |  | 6490.4994 | 782.1631 | 8950.2442 | -3241.9079 | 0 | 0 | 0 | 155.4902 | 0 | 0 | 0 | 0 | 155.4902 | 471.1826 | 490.8524 | 0 | 0 | 0 | 0 | 506.5493 | -3241.9079 | 0 | 0 | 0 | 0 | 0 | 0 | 7952.8425 | 0 | 0
150400 | Rear Lot Renewal Project - Franklin Blvd | N/A | N/A | System Renewal | Rear Lot Conversion | New to Scenario | 0 | 0 | 3820153.8466 |  | 2510.607 | 955.9124 | 4065.5958 | -2510.9012 | 0 | 0 | 0 | 341.4707 | 0 | 0 | 0 | 0 | 307.2209 | 307.2209 | 627.0057 | 0 | 0 | 0 | 0 | 185.8549 | -2510.9012 | 0 | 0 | 0 | 0 | 0 | 0 | 3252.7352 | 0 | 0
150401 | 136M6 Feeder Extension Goreway TS to Cottrelle Blvd | N/A | N/A | System Service | Capacity (Lines) | New to Scenario | 0 | 0 | 2744508.8535 |  | 3745.679 | 5606.4331 | 0 | -1860.7542 | 0 | 0 | 5606.4331 | 0 | 0 | 0 | 0 | 0 | 0 | 0 | 0 | 0 | 0 | 0 | 0 | 0 | -1860.7542 | 0 | 0 | 0 | 0 | 0 | 0 | 0 | 0 | 0
150404 | Kenilworth TS Power Factor Correction | 2022 | 2026 | System Service | System Control, Comm'ns & Performance | In-Flight - Not Pausable | 2019679.6902 | 0 | 0 |  | 3672.734 | 4664.9216 | 0 | -992.1876 | 4532.6862 | 0 | 132.2354 | 0 | 0 | 0 | 0 | 0 | 0 | 0 | 0 | 0 | 0 | 0 | 0 | 0 | -992.1876 | 0 | 0 | 0 | 0 | 0 | 0 | 0 | 0 | 0
150418 | 42M62 Extension Bovaird Dr, Mississauga Rd to Heritage Rd | 2030 | 2030 | System Service | Capacity (Lines) | New to Scenario | 0 | 605447.7113 | 0 |  | 29408.2321 | 29875.4303 | 0 | -467.1982 | 0 | 0 | 29875.4303 | 0 | 0 | 0 | 0 | 0 | 0 | 0 | 0 | 0 | 0 | 0 | 0 | 0 | -467.1982 | 0 | 0 | 0 | 0 | 0 | 0 | 0 | 0 | 0
150421 | Voltage Conversion and Rear Lot - 2D7X Pimlico Dr, Ancaster | 2029 | 2032 | System Renewal | Overhead Asset Renewal | New to Scenario | 0 | 862661.1052 | 0 |  | 1051.1459 | 433.1396 | 1314.2603 | -696.254 | 0 | 0 | 0 | 143.4141 | 0 | 0 | 0 | 0 | 144.8628 | 144.8628 | 145.932 | 0 | 0 | 0 | 0 | 0 | -696.254 | 0 | 0 | 0 | 0 | 0 | 0 | 1168.3283 | 0 | 0
150427 | 42M43 and 42M67 Extension Chinguacousy - Wanless to Mayfield | 2025 | 2025 | System Service | Capacity (Lines) | In-Flight - Not Pausable | 799913.288 | 0 | 0 |  | 6281.1806 | 6281.1806 | 0 | 0 | 0 | 0 | 6281.1806 | 0 | 0 | 0 | 0 | 0 | 0 | 0 | 0 | 0 | 0 | 0 | 0 | 0 | 0 | 0 | 0 | 0 | 0 | 0 | 0 | 0 | 0 | 0
150437 | GIS Enhancements | 2025 | 2031 | General Plant | Information Technology Systems | Must Do Something | 83719.15 | 563582.1227 | 0 |  | 908.2989 | 369.1814 | 1026.3312 | -487.2136 | 0 | 0 | 0 | 0 | 0 | 340.7288 | 0 | 0 | 21.076 | 7.3766 | 0 | 0 | 526.9001 | 0 | 0 | 0 | -487.2136 | 0 | 351.2668 | 0 | 77.2787 | 0.63228 | 0 | 0 | 0 | 70.2534
150449 | Services (New and Upgrades) - Commercial, Industrial and Institutional (ICI) Projects - Hamilton | 2019 | 2031 | System Access | Customer Connections | Must Do | 1078572.2945 | 677415.5644 | 0 |  | 39100.1742 | 40169.5296 | 0 | -1069.3553 | 119.0118 | 0 | 0 | 0 | 0 | 0 | 0 | 0 | 40050.5177 | 0 | 0 | 0 | 0 | 0 | 0 | 0 | -1069.3553 | 0 | 0 | 0 | 0 | 0 | 0 | 0 | 0 | 0
150452 | BRCE - MX - RELOC - DS-1 - Yonge St. - Railway Crossing - Aurora | 2024 | 2025 | System Access | Transit Projects | Must Do | -0.0007 | 0 | 0 |  | 0 | 0 | 0 | 0 | 0 | 0 | 0 | 0 | 0 | 0 | 0 | 0 | 0 | 0 | 0 | 0 | 0 | 0 | 0 | 0 | 0 | 0 | 0 | 0 | 0 | 0 | 0 | 0 | 0 | 0
150453 | Meter-to-Cash - CIS CC&B Modifications(Regulatory Enhancements) | 2019 | 2031 | General Plant | Information Technology Systems | In-Flight - Not Pausable | 1193061.1024 | 2937770.3519 | 0 |  | 4276.8094 | 5543.6922 | 1703.5277 | -2970.4106 | 794.4634 | 0 | 0 | 0 | 3820.0319 | 0 | 0 | 0 | 929.1969 | 0 | 0 | 0 | 0 | 0 | 0 | 0 | -2970.4106 | 0 | 1548.6616 | 154.8662 | 0 | 0 | 0 | 0 | 0 | 0
150455 | Services (New and Upgrades) - Commercial, Industrial and Institutional (ICI) Projects - St Catharines | 2021 | 2031 | System Access | Customer Connections | Must Do | 203871.5482 | 128044.3607 | 0 |  | 40169.5296 | 40169.5296 | 202.1284 | -202.1284 | 119.0118 | 0 | 0 | 0 | 0 | 0 | 0 | 0 | 40050.5177 | 0 | 0 | 0 | 0 | 0 | 202.1284 | 0 | -202.1284 | 0 | 0 | 0 | 0 | 0 | 0 | 0 | 0 | 0
150456 | Services (New and Upgrades) - Layouts – Hamilton | 2019 | 2031 | System Access | Customer Connections | Must Do | 3709687.1264 | 11958210.6656 | 0 |  | 28716.2823 | 40169.5296 | 0 | -11453.2473 | 119.0118 | 0 | 0 | 0 | 0 | 0 | 0 | 0 | 40050.5177 | 0 | 0 | 0 | 0 | 0 | 0 | 0 | -11453.2473 | 0 | 0 | 0 | 0 | 0 | 0 | 0 | 0 | 0
150457 | Services (New and Upgrades) - Layouts – St Catharines | 2021 | 2031 | System Access | Customer Connections | Must Do | 1350130.6649 | 4352168.2808 | 0 |  | 40169.5296 | 40169.5296 | 4168.3873 | -4168.3873 | 119.0118 | 0 | 0 | 0 | 0 | 0 | 0 | 0 | 40050.5177 | 0 | 0 | 0 | 0 | 0 | 4168.3873 | 0 | -4168.3873 | 0 | 0 | 0 | 0 | 0 | 0 | 0 | 0 | 0
150465 | Meter-to-Cash LPSS(Load profile and settlements system)Upgrade | 2025 | 2029 | General Plant | Information Technology Systems | Must Do Something | 0 | 1281088.9951 | 0 | 809320.4609 | 12212.768 | 12351.0534 | 1901.044 | -2039.3294 | 90.3087 | 0 | 0 | 0 | 8207.1699 | 4028.2087 | 25.3661 | 0 | 0 | 0 | 0 | 0 | 1841.6424 | 0 | 0 | 0 | -2039.3294 | 0 | 0 | 0 | 0 | 0 | 0 | 0 | 0 | 59.4016
150466 | Meter-to-Cash - Atomic Scheduler Upgrade - IT Infrastructure | 2025 | 2031 | General Plant | Information Technology Systems | Must Do Something | 42029.9102 | 94337.812 | 0 | 452463.7867 | 1530.6874 | 492.4059 | 1562.0066 | -523.7251 | 0 | 0 | 0 | 0 | 170.7035 | 321.7024 | 0 | 0 | 0 | 0 | 0 | 0 | 1219.3106 | 0 | 0 | 293.9235 | -523.7251 | 0 | 0 | 0 | 0 | 0 | 0 | 0 | 0 | 48.7724
150468 | Meter-to- Cash Annual Licenses Growth on Meter-to-Cash platforms | 2024 | 2027 | General Plant | Information Technology Systems | In-Flight - Not Pausable | 2351181.4406 | 1210861.9099 | 0 | 8507429.8471 | -1523.1 | 4023.8949 | 7826.8505 | -13373.8454 | 42.7778 | 0 | 0 | 0 | 986.6696 | 2994.4474 | 0 | 0 | 0 | 0 | 0 | 0 | 0 | 0 | 0 | 6400.9231 | -13373.8454 | 0 | 0 | 1425.9274 | 0 | 0 | 0 | 0 | 0 | 0
150469 | ERP Continuous Improvement | 2021 | 2031 | General Plant | Information Technology Systems | Must Do Something | 3291644.2507 | 7516952.6695 | 0 |  | -4674.1505 | -85.6588 | 4365.2839 | -8953.7756 | 32.9905 | 0 | 0 | 0 | -118.6493 | 0 | 0 | 0 | 0 | 0 | 0 | 0 | 0 | 0 | 0 | 4126.249 | -8953.7756 | 0 | 17.8301 | 7.132 | 0 | 0.11144 | 178.3011 | 0 | 0 | 35.6602
150494 | Design Only budget for Planned Capital Projects - Central-North | 2019 | 2031 | System Renewal | Overhead Asset Renewal | Must Do Something | 1861253.1175 | 9252267.3866 | 0 |  | -6399.2024 | 1983.5307 | 0 | -8382.7331 | 1983.5307 | 0 | 0 | 0 | 0 | 0 | 0 | 0 | 0 | 0 | 0 | 0 | 0 | 0 | 0 | 0 | -8382.7331 | 0 | 0 | 0 | 0 | 0 | 0 | 0 | 0 | 0
150495 | Design Only budget for Planned Capital Projects - Central-South | 2019 | 2031 | System Renewal | Overhead Asset Renewal | Must Do Something | 1185371.5548 | 6485922.7001 | 0 |  | -3917.6345 | 1983.5307 | 0 | -5901.1652 | 1983.5307 | 0 | 0 | 0 | 0 | 0 | 0 | 0 | 0 | 0 | 0 | 0 | 0 | 0 | 0 | 0 | -5901.1652 | 0 | 0 | 0 | 0 | 0 | 0 | 0 | 0 | 0
150496 | Design Only budget for Planned Capital Projects - West | 2019 | 2031 | System Renewal | Underground Asset Renewal | Must Do Something | 1645351.59 | 7861989.68 | 0 |  | -5160.3618 | 1983.5307 | 0 | -7143.8925 | 1983.5307 | 0 | 0 | 0 | 0 | 0 | 0 | 0 | 0 | 0 | 0 | 0 | 0 | 0 | 0 | 0 | -7143.8925 | 0 | 0 | 0 | 0 | 0 | 0 | 0 | 0 | 0
150497 | Capital Corrective Equipment Replacement - Stations West | 2019 | 2031 | System Renewal | Substation Renewal | Must Do | 588869.6901 | 1540712.7768 | 0 |  | -51.0245 | 1475.3373 | 12.7735 | -1539.1353 | 0 | 0 | 0 | 0 | 517.3261 | 0 | 0 | 0 | 574.8067 | 383.2045 | 0 | 0 | 0 | 0 | 0 | 0 | -1539.1353 | 0 | 0 | 0 | 12.7735 | 0 | 0 | 0 | 0 | 0
150498 | Capital Reactive Equipment Replacement - Stations Central South | 2019 | 2031 | System Renewal | Substation Renewal | Must Do | 590974.9439 | 1869753.3326 | 0 |  | -315.2253 | 1475.3373 | 2.5547 | -1793.1173 | 0 | 0 | 0 | 0 | 517.3261 | 0 | 0 | 0 | 574.8067 | 383.2045 | 0 | 0 | 0 | 0 | 0 | 0 | -1793.1173 | 0 | 0 | 0 | 2.5547 | 0 | 0 | 0 | 0 | 0
150499 | Capital Reactive Equipment Replacement - Stations Central North | 2019 | 2031 | System Renewal | Substation Renewal | Must Do | 647810.5131 | 1966691.4982 | 0 |  | -428.977 | 1475.3373 | 2.5547 | -1906.869 | 0 | 0 | 0 | 0 | 517.3261 | 0 | 0 | 0 | 574.8067 | 383.2045 | 0 | 0 | 0 | 0 | 0 | 0 | -1906.869 | 0 | 0 | 0 | 2.5547 | 0 | 0 | 0 | 0 | 0
150507 | 230kV TS Transformer Primary Bushing Monitoring Enablement-BPD Elimination - Transformer Stations | 2019 | 2032 | System Service | System Control, Comm'ns & Performance | New to Scenario | 0 | 1285310.5579 | 552745.9741 |  | 2751.6365 | 48.9779 | 4048.2336 | -1345.575 | 0 | 0 | 0 | 0 | 0 | 0 | 0 | 0 | 0 | 48.9779 | 0 | 0 | 0 | 0 | 0 | 61.4821 | -1345.575 | 0 | 0 | 0 | 12.4674 | 0 | 0 | 3860.9439 | 0 | 113.3402
150512 | Installation of Video security system at municipal substations - Annual Multi-year initiative-Central South | 2025 | 2036 | System Service | Safety & Security | New to Scenario | 0 | 335958.5776 | 885127.1133 | 13155.104 | 752.9399 | 958.0112 | 675.7829 | -880.8543 | 0 | 0 | 0 | 0 | 383.2045 | 0 | 0 | 0 | 0 | 574.8067 | 274.0241 | 0 | 0 | 0 | 0 | 274.0241 | -880.8543 | 0 | 0 | 0 | 0 | 0 | 0 | 0 | 0 | 127.7348
150515 | Sorbweb Oil Containment Systems - 4 Transformers -Multiyear initiative-Central South | 2019 | 2035 | System Service | Safety & Security | New to Scenario | 0 | 1589741.8443 | 2281985.4505 |  | 2344.6561 | 4614.518 | 366.3896 | -2636.2515 | 0 | 0 | 0 | 4464.208 | 0 | 0 | 0 | 0 | 0 | 150.31 | 0 | 0 | 0 | 0 | 0 | 261.6823 | -2636.2515 | 0 | 0 | 0 | 0 | 0 | 0 | 0 | 0 | 104.7072
150517 | Upgrade to Station Facilities (Building / Civil work) Multi-year - West | 2021 | 2034 | System Renewal | Substation Renewal | New to Scenario | 0 | 402051.5622 | 109739.2435 |  | 1256.2817 | 268.2431 | 1390.3432 | -402.3047 | 0 | 0 | 0 | 0 | 0 | 0 | 0 | 0 | 134.1216 | 134.1216 | 0 | 0 | 0 | 0 | 0 | 125.3433 | -402.3047 | 0 | 0 | 0 | 1.2773 | 0 | 0 | 1263.7225 | 0 | 0
150518 | Upgrade to Station Facilities (Building / Civil work) Multi-year - Central South | 2023 | 2034 | System Renewal | Substation Renewal | New to Scenario | 0 | 545070.0984 | 449573.6423 |  | 1185.7697 | 268.2431 | 1635.6488 | -718.1222 | 0 | 0 | 0 | 0 | 0 | 0 | 0 | 0 | 134.1216 | 134.1216 | 0 | 0 | 0 | 0 | 0 | 54.7183 | -718.1222 | 0 | 0 | 0 | 1.2773 | 0 | 0 | 1579.6531 | 0 | 0
150519 | Upgrade to Station Facilities (Building / Civil work) MultiYear - Central North | 2024 | 2037 | System Renewal | Substation Renewal | New to Scenario | 0 | 405725.2038 | 270698.3786 |  | 958.6483 | 268.2431 | 1170.1321 | -479.7269 | 0 | 0 | 0 | 0 | 0 | 0 | 0 | 0 | 134.1216 | 134.1216 | 0 | 0 | 0 | 0 | 0 | 54.7183 | -479.7269 | 0 | 0 | 0 | 1.2773 | 0 | 0 | 1114.1364 | 0 | 0
150520 | Cyber Security - Security Additions & Enhancements | 2020 | 2031 | General Plant | Information Technology Systems | Must Do Something | 636835.2088 | 1692126.1492 | 0 | 3784007.9826 | 10299.3213 | 17040.6088 | 80.7995 | -6822.0869 | 72.7195 | 14543.9051 | 0 | 0 | 0 | 0 | 0 | 0 | 2423.9842 | 0 | 0 | 0 | 0 | 0 | 0 | 0 | -6822.0869 | 0 | 0 | 0 | 0 | 0 | 0 | 0 | 0 | 80.7995
150529 | GIS Software Upgrade Cycle | 2028 | 2028 | General Plant | Information Technology Systems | Must Do Something | 0 | 769417.7609 | 0 |  | 2652.0836 | 1753.6278 | 1557.7066 | -659.2508 | 0 | 0 | 0 | 0 | 0 | 1326.9614 | 364.1315 | 0 | 32.0301 | 30.5049 | 0 | 749.3278 | 762.6215 | 0 | 0 | 0 | -659.2508 | 0 | 15.2524 | 0 | 0 | 0 | 0 | 0 | 0 | 30.5049
150558 | OT Infrastructure - Network Hardware Upgrade Cycle | 2029 | 2029 | General Plant | Information Technology Systems | Must Do Something | 0 | 590242.862 | 0 | 82338.3144 | 1044.8296 | 1578.8646 | 35.6777 | -569.7127 | 0 | 0 | 0 | 0 | 159.1919 | 437.7357 | 0 | 0 | 497.3414 | 484.5956 | 0 | 0 | 0 | 0 | 0 | 18.6244 | -569.7127 | 0 | 17.0533 | 0 | 0 | 0 | 0 | 0 | 0 | 0
150563 | SCADA - SCADA/OMS Software Upgrade Cycle | 2025 | 2031 | General Plant | Information Technology Systems | Must Do Something | 597259.7401 | 1572740.6381 | 0 |  | 14856.4703 | 15049.9893 | 1365.4336 | -1558.9526 | 0 | 0 | 0 | 0 | 1188.9436 | 1587.7993 | 0 | 0 | 7348.1458 | 4925.1006 | 0 | 0 | 758.0418 | 0 | 0 | 51.4945 | -1558.9526 | 0 | 505.3612 | 0 | 0 | 0 | 0 | 0 | 0 | 50.5361
150570 | Alectra West Substation Ground Grid Installations | 2018 | 2025 | System Service | Safety & Security | In-Flight - Not Pausable | 155520.0401 | 0 | 0 |  | 3642.152 | 3610.0259 | 32.1261 | 0 | 0 | 0 | 0 | 0 | 39.6706 | 0 | 0 | 0 | 0 | 3570.3553 | 0 | 0 | 0 | 0 | 0 | 0 | 0 | 0 | 0 | 0 | 32.1261 | 0 | 0 | 0 | 0 | 0
150580 | Lines West - Major Tools | 2019 | 2033 | General Plant | Tools, Shop and garage Equipment | New to Scenario | 377513.0489 | 2398892.8037 | 594824.0404 |  | 4542.8939 | 7220.0518 | 35.001 | -2712.1588 | 0 | 0 | 0 | 0 | 1864.5189 | 0 | 0 | 0 | 0 | 5355.5329 | 0 | 0 | 0 | 0 | 0 | 0 | -2712.1588 | 0 | 0 | 0 | 0 | 0 | 0 | 0 | 0 | 35.001
150581 | IT Infrastructure - Analytics\Monitoring Tool | N/A | N/A | General Plant | Information Technology Systems | New to Scenario | 0 | 0 | 360403.8225 | 0 | 347.041 | 0 | 626.9253 | -279.8844 | 0 | 0 | 0 | 0 | 0 | 0 | 0 | 0 | 0 | 0 | 0 | 0 | 427.6095 | 0 | 0 | 199.3158 | -279.8844 | 0 | 0 | 0 | 0 | 0 | 0 | 0 | 0 | 0
150583 | SCADA - Server Hardware Upgrade Cycle | 2024 | 2029 | General Plant | Information Technology Systems | Must Do Something | 0 | 435794.2805 | 0 |  | 24596.6492 | 24916.1566 | 34.8834 | -354.3908 | 62.7902 | 0 | 0 | 0 | 2950.735 | 7817.375 | 0 | 0 | 7861.0258 | 6224.2306 | 0 | 0 | 0 | 0 | 0 | 0 | -354.3908 | 0 | 34.8834 | 0 | 0 | 0 | 0 | 0 | 0 | 0
150588 | New Residential Subdivision and Condo Tower Development - Alectra West | 2021 | 2031 | System Access | Customer Connections | Must Do | 6397985.9157 | 20624026.728 | 0 |  | 119.0118 | 119.0118 | 20389.0056 | -20389.0056 | 119.0118 | 0 | 0 | 0 | 0 | 0 | 0 | 0 | 0 | 0 | 0 | 0 | 0 | 0 | 20389.0056 | 0 | -20389.0056 | 0 | 0 | 0 | 0 | 0 | 0 | 0 | 0 | 0
150591 | Metrolinx- RER - Barrie Line - Railway Crossings | 2024 | 2025 | System Access | Transit Projects | Must Do | 0.0011 | 0 | 0 |  | 0 | 0 | 0 | 0 | 0 | 0 | 0 | 0 | 0 | 0 | 0 | 0 | 0 | 0 | 0 | 0 | 0 | 0 | 0 | 0 | 0 | 0 | 0 | 0 | 0 | 0 | 0 | 0 | 0 | 0
150592 | Metrolinx- RER - Stouffville Line - Railway Crossings | 2024 | 2025 | System Access | Transit Projects | Must Do | 0 | 0 | 0 |  | 9.7303 | 9.7303 | 0 | 0 | 9.7303 | 0 | 0 | 0 | 0 | 0 | 0 | 0 | 0 | 0 | 0 | 0 | 0 | 0 | 0 | 0 | 0 | 0 | 0 | 0 | 0 | 0 | 0 | 0 | 0 | 0
150593 | Metrolinx - RER - Kitchener Line - ERZ Railway Crossings | 2022 | 2025 | System Access | Transit Projects | Must Do | -0.0003 | 0 | 0 |  | 19351.896 | 19351.896 | 0 | 0 | 21.8303 | 0 | 0 | 0 | 0 | 0 | 0 | 0 | 19330.0657 | 0 | 0 | 0 | 0 | 0 | 0 | 0 | 0 | 0 | 0 | 0 | 0 | 0 | 0 | 0 | 0 | 0
150594 | Metrolinx - RER - Lakeshore West Line - Railway Crossings | 2024 | 2025 | System Access | Transit Projects | Must Do | -0.0008 | 0 | 0 |  | 0 | 0 | 0 | 0 | 0 | 0 | 0 | 0 | 0 | 0 | 0 | 0 | 0 | 0 | 0 | 0 | 0 | 0 | 0 | 0 | 0 | 0 | 0 | 0 | 0 | 0 | 0 | 0 | 0 | 0
150602 | Advanced Metering /Distributed Intelligence Hub | 2027 | 2042 | System Access | Network Metering | Must Do | 0 | 593348.8216 | 514374.5285 |  | 978.9185 | 329.6584 | 1423.3894 | -774.1293 | 68.4996 | 0 | 0 | 0 | 0 | 0 | 0 | 0 | 261.1588 | 0 | 500.3072 | 0 | 923.0822 | 0 | 0 | 0 | -774.1293 | 0 | 0 | 0 | 0 | 0 | 0 | 0 | 0 | 0
150604 | East(Sensus) Legacy Mesh | 2015 | 2031 | System Access | Network Metering | Must Do | 0 | 561221.919 | 0 |  | 1242.4363 | 1708.1241 | 0 | -465.6878 | 32.0942 | 0 | 0 | 0 | 1676.0299 | 0 | 0 | 0 | 0 | 0 | 0 | 0 | 0 | 0 | 0 | 0 | -465.6878 | 0 | 0 | 0 | 0 | 0 | 0 | 0 | 0 | 0
150607 | Station LED Lighting Upgrades - Central South | 2020 | 2033 | System Renewal | Substation Renewal | New to Scenario | 0 | 145250.2118 | 67478.5533 |  | 525.4551 | 574.8067 | 112.7156 | -162.0672 | 0 | 0 | 0 | 0 | 0 | 0 | 0 | 0 | 0 | 574.8067 | 0 | 0 | 0 | 0 | 0 | 98.6648 | -162.0672 | 0 | 0 | 0 | 14.0508 | 0 | 0 | 0 | 0 | 0
150609 | Central North Driveway Paving - Various Stations - Multi-year initiative - Central North | 2020 | 2032 | System Renewal | Substation Renewal | New to Scenario | 60956.4477 | 199762.1764 | 68933.7497 |  | 449.4057 | 705.8474 | 2.8343 | -259.2759 | 0 | 0 | 0 | 0 | 0 | 0 | 0 | 0 | 322.6429 | 383.2045 | 0 | 0 | 0 | 0 | 0 | 0 | -259.2759 | 0 | 0 | 0 | 2.8343 | 0 | 0 | 0 | 0 | 0
150610 | Driveway Paving - Various Stations - Multi-year initiative - Central South | 2020 | 2034 | System Renewal | Substation Renewal | New to Scenario | 0 | 289389.4022 | 227211.7602 |  | 629.8534 | 958.0112 | 45.8485 | -374.0063 | 0 | 0 | 0 | 0 | 0 | 0 | 0 | 0 | 574.8067 | 383.2045 | 45.8485 | 0 | 0 | 0 | 0 | 0 | -374.0063 | 0 | 0 | 0 | 0 | 0 | 0 | 0 | 0 | 0
150611 | Transformer Tank and Radiator Reconditioning- Multi-year initiative - East | 2019 | 2033 | System Renewal | Substation Renewal | New to Scenario | 0 | 1548819.005 | 614935.0399 |  | 3427.0715 | 243.3349 | 4854.5151 | -1670.7785 | 0 | 0 | 0 | 0 | 0 | 0 | 0 | 0 | 57.4807 | 185.8542 | 0 | 0 | 0 | 0 | 0 | 101.505 | -1670.7785 | 0 | 0 | 0 | 14.0508 | 0 | 0 | 4738.9593 | 0 | 0
150613 | Metering Tools & Equipment - PRZ | 2015 | 2031 | General Plant | Tools, Shop and garage Equipment | New to Scenario | 112619.9966 | 246205.9537 | 0 |  | 636.5379 | 917.0944 | 0 | -280.5565 | 661.1769 | 0 | 0 | 0 | 77.3997 | 0 | 0 | 0 | 178.5178 | 0 | 0 | 0 | 0 | 0 | 0 | 0 | -280.5565 | 0 | 0 | 0 | 0 | 0 | 0 | 0 | 0 | 0
150614 | Metering Tools & Equipment - HRZ | 2017 | 2031 | General Plant | Tools, Shop and garage Equipment | New to Scenario | 62619.9977 | 246205.9537 | 0 |  | 685.1897 | 917.0944 | 0 | -231.9047 | 661.1769 | 0 | 0 | 0 | 77.3997 | 0 | 0 | 0 | 178.5178 | 0 | 0 | 0 | 0 | 0 | 0 | 0 | -231.9047 | 0 | 0 | 0 | 0 | 0 | 0 | 0 | 0 | 0
150615 | Metering Tools & Equipment - BRZ | 2017 | 2035 | General Plant | Tools, Shop and garage Equipment | New to Scenario | 0 | 162197.8607 | 237862.8276 |  | 432.1011 | 705.1277 | 0 | -273.0266 | 523.5362 | 0 | 0 | 0 | 40.2367 | 0 | 0 | 0 | 141.3548 | 0 | 0 | 0 | 0 | 0 | 0 | 0 | -273.0266 | 0 | 0 | 0 | 0 | 0 | 0 | 0 | 0 | 0
150616 | Metering Tools & Equipment - ERZ | 2017 | 2031 | General Plant | Tools, Shop and garage Equipment | New to Scenario | 62619.9988 | 246205.9537 | 0 |  | 685.1897 | 917.0944 | 0 | -231.9047 | 661.1769 | 0 | 0 | 0 | 77.3997 | 0 | 0 | 0 | 178.5178 | 0 | 0 | 0 | 0 | 0 | 0 | 0 | -231.9047 | 0 | 0 | 0 | 0 | 0 | 0 | 0 | 0 | 0
150617 | Purchase of Critical Spare Parts - Central North | 2019 | 2031 | System Renewal | Substation Renewal | New to Scenario | 83894.7981 | 178117.2063 | 0 |  | 3023.7881 | 249.0829 | 2977.0189 | -202.3137 | 0 | 0 | 0 | 0 | 57.4807 | 0 | 0 | 0 | 0 | 191.6022 | 0 | 0 | 0 | 0 | 0 | 50.6522 | -202.3137 | 0 | 0 | 0 | 0 | 0 | 0 | 0 | 2926.3667 | 0
150618 | Purchase of Critical Spare Parts - Central South | 2019 | 2031 | System Renewal | Substation Renewal | New to Scenario | 178576.8047 | 511357.8304 | 0 |  | 2696.0077 | 249.0829 | 2951.1857 | -504.2609 | 0 | 0 | 0 | 0 | 57.4807 | 0 | 0 | 0 | 0 | 191.6022 | 0 | 0 | 0 | 0 | 0 | 24.819 | -504.2609 | 0 | 0 | 0 | 0 | 0 | 0 | 0 | 2926.3667 | 0
150619 | Purchase of Critical Spare Parts - West | 2019 | 2031 | System Renewal | Substation Renewal | New to Scenario | 45488.7844 | 123272.3384 | 0 |  | 3103.521 | 249.0829 | 2977.0189 | -122.5808 | 0 | 0 | 0 | 0 | 57.4807 | 0 | 0 | 0 | 0 | 191.6022 | 0 | 0 | 0 | 0 | 0 | 50.6522 | -122.5808 | 0 | 0 | 0 | 0 | 0 | 0 | 0 | 2926.3667 | 0
150624 | Purchase of Major Tools - Muliti Year-Central North | 2019 | 2031 | General Plant | Tools, Shop and garage Equipment | New to Scenario | 69871.7998 | 198228.0354 | 0 |  | 705.0156 | 747.2488 | 153.6953 | -195.9285 | 0 | 0 | 0 | 0 | 555.6465 | 0 | 0 | 0 | 0 | 191.6022 | 0 | 0 | 0 | 0 | 0 | 11.9097 | -195.9285 | 0 | 0 | 0 | 14.0508 | 0 | 0 | 0 | 0 | 127.7348
150625 | Purchase of Major Tools - Muliti Year-Central South | 2019 | 2031 | General Plant | Tools, Shop and garage Equipment | New to Scenario | 239999.9988 | 183587.6709 | 0 |  | 1070.1196 | 1136.84 | 199.4727 | -266.1931 | 0 | 0 | 0 | 0 | 555.6465 | 0 | 0 | 0 | 0 | 581.1935 | 0 | 0 | 0 | 0 | 0 | 43.6362 | -266.1931 | 0 | 0 | 0 | 28.1017 | 0 | 0 | 0 | 0 | 127.7348
150626 | Purchase of Major Tools - Multi Year-WEST | 2019 | 2031 | General Plant | Tools, Shop and garage Equipment | New to Scenario | 45038.0015 | 138358.2438 | 0 |  | 740.9233 | 689.7681 | 185.4219 | -134.2667 | 0 | 0 | 0 | 0 | 555.6465 | 0 | 0 | 0 | 0 | 134.1216 | 0 | 0 | 0 | 0 | 0 | 43.6362 | -134.2667 | 0 | 0 | 0 | 14.0508 | 0 | 0 | 0 | 0 | 127.7348
150630 | New Residential Subdivision and Condo Tower Development - Alectra Central North | 2021 | 2031 | System Access | Customer Connections | Must Do | 6956767.2248 | 23178008.2748 | 0 |  | 132.2354 | 132.2354 | 22871.7151 | -22871.7151 | 132.2354 | 0 | 0 | 0 | 0 | 0 | 0 | 0 | 0 | 0 | 0 | 0 | 0 | 0 | 22871.7151 | 0 | -22871.7151 | 0 | 0 | 0 | 0 | 0 | 0 | 0 | 0 | 0
150631 | Wholesale Metering - BRZ | 2019 | 2031 | System Access | Network Metering | Must Do | 261080.2208 | 214625.4506 | 0 |  | 3114.2717 | 3171.3872 | 136.356 | -193.4715 | 3171.3872 | 0 | 0 | 0 | 0 | 0 | 0 | 0 | 0 | 0 | 0 | 0 | 0 | 0 | 0 | 67.6082 | -193.4715 | 0 | 0 | 0 | 0 | 0 | 0 | 41.2197 | 0 | 27.5281
150632 | Central North (Trilliant) Legacy Mesh | 2017 | 2029 | System Access | Network Metering | Must Do | 232559.8128 | 326308.1484 | 0 |  | 1318.6853 | 1708.1241 | 0 | -389.4388 | 32.0942 | 0 | 0 | 0 | 1676.0299 | 0 | 0 | 0 | 0 | 0 | 0 | 0 | 0 | 0 | 0 | 0 | -389.4388 | 0 | 0 | 0 | 0 | 0 | 0 | 0 | 0 | 0
150645 | Road Authority Projects- Central North (Brampton) | 2019 | 2031 | System Access | Road Authority | Must Do | 1350469.2267 | 8599822.3594 | 0 |  | -7301.7618 | 132.2354 | 0 | -7433.9972 | 132.2354 | 0 | 0 | 0 | 0 | 0 | 0 | 0 | 0 | 0 | 0 | 0 | 0 | 0 | 0 | 0 | -7433.9972 | 0 | 0 | 0 | 0 | 0 | 0 | 0 | 0 | 0
150647 | Wholesale Metering - ERZ | 2019 | 2031 | System Access | Network Metering | Must Do | 179575.6769 | 364267.8794 | 0 |  | 2912.4969 | 3171.3872 | 136.356 | -395.2463 | 3171.3872 | 0 | 0 | 0 | 0 | 0 | 0 | 0 | 0 | 0 | 0 | 0 | 0 | 0 | 0 | 67.6082 | -395.2463 | 0 | 0 | 0 | 0 | 0 | 0 | 41.2197 | 0 | 27.5281
150652 | New Residential Subdivision and Condo Tower Development - Alectra Central South | 2021 | 2031 | System Access | Customer Connections | Must Do | 2362797.9913 | 7894369.3102 | 0 |  | 132.2354 | 132.2354 | 7791.537 | -7791.537 | 132.2354 | 0 | 0 | 0 | 0 | 0 | 0 | 0 | 0 | 0 | 0 | 0 | 0 | 0 | 7791.537 | 0 | -7791.537 | 0 | 0 | 0 | 0 | 0 | 0 | 0 | 0 | 0
150663 | Technology Changes in Control Room | 2022 | 2028 | General Plant | Facilities Management | New to Scenario | 0 | 297713.6977 | 0 |  | 530.4237 | 623.3356 | 164.1044 | -257.0163 | 0 | 0 | 0 | 0 | 0 | 0 | 0 | 0 | 488.8026 | 134.533 | 0 | 0 | 0 | 0 | 0 | 69.7003 | -257.0163 | 0 | 0 | 0 | 32.4998 | 0 | 0 | 0 | 0 | 61.9043
150665 | Customer Initiated Distribution System Relocation Projects (West) | 2019 | 2031 | System Access | Customer Initiated Dist Sys Projects | Must Do | 89771.3805 | 269202.429 | 0 |  | -146.2217 | 119.0118 | 0 | -265.2335 | 119.0118 | 0 | 0 | 0 | 0 | 0 | 0 | 0 | 0 | 0 | 0 | 0 | 0 | 0 | 0 | 0 | -265.2335 | 0 | 0 | 0 | 0 | 0 | 0 | 0 | 0 | 0
150673 | Road Authority Projects - Central South | 2019 | 2031 | System Access | Road Authority | Must Do | 1774196.1669 | 7471988.8176 | 0 |  | -6399.5334 | 132.2354 | 0 | -6531.7688 | 132.2354 | 0 | 0 | 0 | 0 | 0 | 0 | 0 | 0 | 0 | 0 | 0 | 0 | 0 | 0 | 0 | -6531.7688 | 0 | 0 | 0 | 0 | 0 | 0 | 0 | 0 | 0
150674 | Customer Initiated Distribution System Relocation Projects - Central North | 2019 | 2031 | System Access | Customer Initiated Dist Sys Projects | Must Do | 13426.2887 | 524260.792 | 0 |  | 5077.8386 | 5077.8386 | 440.2325 | -440.2325 | 5077.8386 | 0 | 0 | 0 | 0 | 0 | 0 | 0 | 0 | 0 | 0 | 0 | 0 | 0 | 440.2325 | 0 | -440.2325 | 0 | 0 | 0 | 0 | 0 | 0 | 0 | 0 | 0
150675 | Customer Initiated Distribution System Relocation Projects - Central South | 2019 | 2031 | System Access | Customer Initiated Dist Sys Projects | Must Do | 430442.9935 | 778347.7145 | 0 |  | 5032.3561 | 5032.3561 | 846.1657 | -846.1657 | 5032.3561 | 0 | 0 | 0 | 0 | 0 | 0 | 0 | 0 | 0 | 0 | 0 | 0 | 0 | 846.1657 | 0 | -846.1657 | 0 | 0 | 0 | 0 | 0 | 0 | 0 | 0 | 0
150678 | P&C Specific Tools & Testing Equipment - West | 2020 | 2031 | General Plant | Tools, Shop and garage Equipment | New to Scenario | 42850.0181 | 114692.7437 | 0 |  | 2082.0056 | 1930.6366 | 265.8096 | -114.4406 | 0 | 0 | 0 | 0 | 1864.5189 | 0 | 0 | 0 | 0 | 66.1177 | 0 | 0 | 0 | 0 | 0 | 113.7389 | -114.4406 | 0 | 0 | 0 | 19.8353 | 0 | 0 | 0 | 0 | 132.2354
150683 | Reactive Replacement of P&C Equipment - Central North | 2019 | 2031 | System Renewal | Substation Renewal | Must Do | 85700.1607 | 229385.8536 | 0 |  | 4109.9444 | 1348.0378 | 2990.7881 | -228.8815 | 0 | 1225.4889 | 0 | 0 | 0 | 0 | 0 | 0 | 122.5489 | 0 | 0 | 0 | 2644.7076 | 0 | 0 | 0 | -228.8815 | 0 | 0 | 0 | 0 | 0 | 0 | 0 | 213.8451 | 132.2354
150684 | Reactive Replacement of P&C Equipment - Central South | 2021 | 2031 | System Renewal | Substation Renewal | Must Do | 170969.786 | 452563.3988 | 0 |  | 3886.8944 | 1348.0378 | 2990.7881 | -451.9316 | 0 | 1225.4889 | 0 | 0 | 0 | 0 | 0 | 0 | 122.5489 | 0 | 0 | 0 | 2644.7076 | 0 | 0 | 0 | -451.9316 | 0 | 0 | 0 | 0 | 0 | 0 | 0 | 213.8451 | 132.2354
150685 | Reactive Replacement of P&C Equipment - West | 2019 | 2031 | System Renewal | Substation Renewal | Must Do | 85700.1599 | 223922.5958 | 0 |  | 4114.0495 | 1348.0378 | 2990.7881 | -224.7764 | 0 | 1225.4889 | 0 | 0 | 0 | 0 | 0 | 0 | 122.5489 | 0 | 0 | 0 | 2644.7076 | 0 | 0 | 0 | -224.7764 | 0 | 0 | 0 | 0 | 0 | 0 | 0 | 213.8451 | 132.2354
150690 | Lines Central-South - Reactive Renewal | 2019 | 2031 | System Renewal | Reactive Capital | Must Do | 8181021.2549 | 13333701.5978 | 0 |  | 1803.8218 | 16714.5521 | 0 | -14910.7303 | 132.2354 | 0 | 0 | 932.2594 | 0 | 0 | 0 | 0 | 971.93 | 14678.1272 | 0 | 0 | 0 | 0 | 0 | 0 | -14910.7303 | 0 | 0 | 0 | 0 | 0 | 0 | 0 | 0 | 0
150694 | Cityview Microgrid and Data Centralization | 2021 | 2029 | General Plant | Information Technology Systems | Must Do Something | 0 | 132645.9809 | 0 | 123984.4451 | 633.3088 | 683.5907 | 174.8382 | -225.1201 | 0 | 0 | 0 | 0 | 0 | 0 | 0 | 0 | 683.5907 | 0 | 0 | 0 | 0 | 10.1847 | 0 | 0 | -225.1201 | 0 | 0 | 0 | 0 | 29.0117 | 71.9061 | 0 | 0 | 63.7357
150698 | Station Switchgear Replacement - City Centre South MS61 LV1 | 2024 | 2027 | System Renewal | Substation Renewal | New to Scenario | 0 | 1842189.9921 | 0 |  | 6966.5523 | 1832.0352 | 6822.8464 | -1688.3293 | 0.22069 | 0 | 140.0863 | 0 | 153.0093 | 0 | 0 | 0 | 180.3362 | 1358.3827 | 489.352 | 0 | 850.0518 | 198.627 | 0 | 15.6419 | -1688.3293 | 0 | 0 | 0 | 45.3361 | 0 | 0 | 3633.3945 | 1486.6755 | 103.7676
150700 | Station Switchgear Replacement - Hamilton MS71 LV1 | 2030 | 2031 | System Renewal | Substation Renewal | New to Scenario | 0 | 2552357.1882 | 0 |  | 2414.9686 | 1238.1523 | 3037.9371 | -1861.1208 | 0 | 0 | 0 | 0 | 110.294 | 0 | 0 | 0 | 396.2414 | 731.6169 | 127.4433 | 0 | 0 | 0 | 0 | 22.2659 | -1861.1208 | 0 | 0 | 0 | 0 | 0 | 0 | 2791.3397 | 96.8883 | 0
150701 | Station Switchgear Replacement - John MS39 LV1 | 2030 | 2031 | System Renewal | Substation Renewal | New to Scenario | 0 | 2552357.1874 | 0 |  | 3292.9103 | 1485.7011 | 3668.33 | -1861.1208 | 0 | 0 | 0 | 0 | 110.294 | 0 | 0 | 0 | 396.2414 | 979.1656 | 321.7504 | 0 | 0 | 0 | 0 | 22.2659 | -1861.1208 | 0 | 0 | 0 | 24.5098 | 0 | 0 | 3034.2372 | 183.8675 | 81.6993
150713 | MS Transformer Tank and Radiator Reconditioning- Multi-year initiative - Central North | 2019 | 2031 | System Renewal | Substation Renewal | New to Scenario | 186953.4667 | 47644.3764 | 0 |  | 2473.5305 | 299.8781 | 2303.8581 | -130.2058 | 0 | 0 | 0 | 0 | 0 | 0 | 0 | 0 | 165.7566 | 134.1216 | 0 | 0 | 0 | 0 | 0 | 61.7426 | -130.2058 | 0 | 0 | 0 | 33.1513 | 0 | 0 | 2208.9643 | 0 | 0
150714 | MS Transformer Tank and Radiator Reconditioning- Multi-year initiative - Central | 2019 | 2033 | System Renewal | Substation Renewal | New to Scenario | 0 | 614175.0909 | 271679.9752 |  | 1287.6707 | 224.7985 | 1741.5391 | -678.667 | 0 | 0 | 0 | 0 | 0 | 0 | 0 | 0 | 53.102 | 171.6965 | 0 | 0 | 0 | 0 | 0 | 95.4932 | -678.667 | 0 | 0 | 0 | 13.4756 | 0 | 0 | 1632.5703 | 0 | 0
150715 | MS Transformers Refurbishment Multi-year Program - West | 2019 | 2033 | System Renewal | Substation Renewal | New to Scenario | 0 | 2923877.5812 | 1542980.9332 |  | 6036.9745 | 177.0067 | 9222.2857 | -3362.3179 | 0 | 0 | 0 | 0 | 0 | 0 | 0 | 0 | 53.102 | 123.9047 | 0 | 0 | 0 | 0 | 0 | 131.193 | -3362.3179 | 0 | 0 | 0 | 1.2251 | 0 | 0 | 9089.8676 | 0 | 0
150716 | 42M69 Feeder Extension - Williams Pkwy to Heart Lake/Sandalwood | 2028 | 2029 | System Service | Capacity (Lines) | New to Scenario | 0 | 8879665.235 | 0 |  | 116919.187 | 124339.8426 | 0 | -7420.6556 | 0 | 0 | 124339.8426 | 0 | 0 | 0 | 0 | 0 | 0 | 0 | 0 | 0 | 0 | 0 | 0 | 0 | -7420.6556 | 0 | 0 | 0 | 0 | 0 | 0 | 0 | 0 | 0
150720 | Lines Central-South - Major Tools | 2019 | 2031 | General Plant | Tools, Shop and garage Equipment | New to Scenario | 511306.1421 | 1408210.9777 | 0 |  | 5822.2866 | 7220.0518 | 0 | -1397.7652 | 0 | 0 | 0 | 0 | 1864.5189 | 0 | 0 | 0 | 0 | 5355.5329 | 0 | 0 | 0 | 0 | 0 | 0 | -1397.7652 | 0 | 0 | 0 | 0 | 0 | 0 | 0 | 0 | 0
150725 | Reactive Renewal - Central North (Lines) | 2019 | 2031 | System Renewal | Reactive Capital | Must Do | 5675088.6942 | 14182947.2164 | 0 |  | 1324.8096 | 15610.9056 | 0 | -14286.096 | 132.2354 | 0 | 0 | 866.3492 | 0 | 0 | 0 | 0 | 971.93 | 13640.391 | 0 | 0 | 0 | 0 | 0 | 0 | -14286.096 | 0 | 0 | 0 | 0 | 0 | 0 | 0 | 0 | 0
150726 | Lines Central-South - Recoverable Replacements | 2019 | 2031 | System Renewal | Reactive Capital | Must Do | 1113755.3198 | 2780683.8372 | 0 |  | -1688.1068 | 1104.1654 | 0 | -2792.2722 | 132.2354 | 0 | 0 | 0 | 0 | 0 | 0 | 0 | 971.93 | 0 | 0 | 0 | 0 | 0 | 0 | 0 | -2792.2722 | 0 | 0 | 0 | 0 | 0 | 0 | 0 | 0 | 0
150734 | Facilities_Central Region_Reactive Capital | 2021 | 2031 | General Plant | Facilities Management | Must Do | 669098.568 | 2614986.439 | 0 |  | -2436.9572 | 0 | 0 | -2436.9572 | 0 | 0 | 0 | 0 | 0 | 0 | 0 | 0 | 0 | 0 | 0 | 0 | 0 | 0 | 0 | 0 | -2436.9572 | 0 | 0 | 0 | 0 | 0 | 0 | 0 | 0 | 0
150736 | Facilities_West Region_Reactive Capital | 2021 | 2031 | General Plant | Facilities Management | Must Do | 669889.8156 | 2614986.439 | 0 |  | -2437.7271 | 0 | 0 | -2437.7271 | 0 | 0 | 0 | 0 | 0 | 0 | 0 | 0 | 0 | 0 | 0 | 0 | 0 | 0 | 0 | 0 | -2437.7271 | 0 | 0 | 0 | 0 | 0 | 0 | 0 | 0 | 0
150737 | Facilities_East Region_Reactive Capital | 2021 | 2031 | General Plant | Facilities Management | Must Do | 669889.8156 | 2614986.439 | 0 |  | -2437.7271 | 0 | 0 | -2437.7271 | 0 | 0 | 0 | 0 | 0 | 0 | 0 | 0 | 0 | 0 | 0 | 0 | 0 | 0 | 0 | 0 | -2437.7271 | 0 | 0 | 0 | 0 | 0 | 0 | 0 | 0 | 0
150738 | Facilities_West Region_Replacement Capital | 2021 | 2035 | General Plant | Facilities Management | New to Scenario | 0 | 5282821.8729 | 5328550.0115 |  | 6690.596 | 4844.0401 | 9191.9438 | -7345.3879 | 0 | 0 | 0 | 3213.7009 | 0 | 0 | 0 | 0 | 0 | 1630.3393 | 7888.1606 | 0 | 0 | 0 | 0 | 0 | -7345.3879 | 0 | 0 | 0 | 1303.7832 | 0 | 0 | 0 | 0 | 0
150746 | Facilities_Central Region_Replacement Capital | 2021 | 2034 | General Plant | Facilities Management | New to Scenario | 0 | 2663525.1226 | 1310938.1672 |  | 12000.1962 | 5375.2227 | 9593.97 | -2968.9966 | 0 | 0 | 0 | 3411.6648 | 0 | 0 | 0 | 0 | 0 | 1963.5579 | 8209.8738 | 0 | 0 | 0 | 0 | 0 | -2968.9966 | 0 | 0 | 0 | 1384.0962 | 0 | 0 | 0 | 0 | 0
150750 | Lines Central-North - Major Tools | 2019 | 2031 | General Plant | Tools, Shop and garage Equipment | New to Scenario | 238848.9737 | 791553.4191 | 0 |  | 6079.8305 | 6841.4183 | 0 | -761.5877 | 0 | 0 | 0 | 0 | 1864.5189 | 0 | 0 | 0 | 0 | 4976.8994 | 0 | 0 | 0 | 0 | 0 | 0 | -761.5877 | 0 | 0 | 0 | 0 | 0 | 0 | 0 | 0 | 0
150751 | Facilities_East Region_Replacement Capital | 2021 | 2034 | General Plant | Facilities Management | New to Scenario | 0 | 5677057.4169 | 4843650.166 |  | 7370.2065 | 5375.2227 | 9593.97 | -7598.9862 | 0 | 0 | 0 | 3411.6648 | 0 | 0 | 0 | 0 | 0 | 1963.5579 | 8209.8738 | 0 | 0 | 0 | 0 | 0 | -7598.9862 | 0 | 0 | 0 | 1384.0962 | 0 | 0 | 0 | 0 | 0
150754 | Lines Central-North - Recoverable Replacements | 2022 | 2031 | System Renewal | Reactive Capital | Must Do | 1417508.3025 | 3470818.9234 | 0 |  | -2386.2785 | 1104.1654 | 0 | -3490.4439 | 132.2354 | 0 | 0 | 0 | 0 | 0 | 0 | 0 | 971.93 | 0 | 0 | 0 | 0 | 0 | 0 | 0 | -3490.4439 | 0 | 0 | 0 | 0 | 0 | 0 | 0 | 0 | 0
150784 | Overhead Asset Renewal-Alectra Initiated Distribution System Projects-Central North | 2019 | 2031 | System Renewal | Overhead Asset Renewal | Must Do Something | 988777.5389 | 2579086.7249 | 0 |  | 10487.7479 | 7434.6327 | 5652.1009 | -2598.9857 | 81.6993 | 0 | 0 | 0 | 0 | 0 | 0 | 0 | 3676.4667 | 3676.4667 | 0 | 0 | 0 | 0 | 0 | 0 | -2598.9857 | 0 | 0 | 0 | 0 | 0 | 0 | 5652.1009 | 0 | 0
150823 | Overhead Asset Renewal-Alectra Initiated Distribution System Projects-Central South | 2019 | 2031 | System Renewal | Overhead Asset Renewal | Must Do Something | 1374233.9433 | 3671346.5091 | 0 |  | 12635.2048 | 7434.6327 | 8878.065 | -3677.493 | 81.6993 | 0 | 0 | 0 | 0 | 0 | 0 | 0 | 3676.4667 | 3676.4667 | 0 | 0 | 0 | 0 | 0 | 0 | -3677.493 | 0 | 0 | 0 | 0 | 0 | 0 | 8878.065 | 0 | 0
150825 | Line & Transformer Protection Migration to DNP - Jim Yarrow TS | 2024 | 2025 | System Renewal | Substation Renewal | In-Flight - Not Pausable | 337196.8258 | 0 | 0 |  | 16374.4741 | 3455.7697 | 12918.7044 | 0 | 175.4198 | 0 | 157.8778 | 0 | 1701.5719 | 0 | 0 | 0 | 0 | 1420.9002 | 0 | 0 | 0 | 0 | 0 | 86.9872 | 0 | 0 | 0 | 0 | 0 | 0 | 0 | 12714.7707 | 0 | 116.9465
150828 | Overhead Asset Renewal-Alectra Initiated Distribution System Projects-West | 2019 | 2031 | System Renewal | Overhead Asset Renewal | Must Do Something | 1749255.1585 | 4673237.6567 | 0 |  | 14108.3091 | 7485.1688 | 11304.2018 | -4681.0615 | 132.2354 | 0 | 0 | 0 | 0 | 0 | 0 | 0 | 3676.4667 | 3676.4667 | 0 | 0 | 0 | 0 | 0 | 0 | -4681.0615 | 0 | 0 | 0 | 0 | 0 | 0 | 11304.2018 | 0 | 0
150878 | Bus & Main Breaker Protections Replacement - Jim Yarrow TS | 2025 | 2026 | System Renewal | Substation Renewal | New to Scenario | 425789.8359 | 0 | 0 |  | 1702.3465 | 1140.1527 | 736.2342 | -174.0404 | 165.2395 | 0 | 148.7156 | 0 | 479.1946 | 0 | 0 | 0 | 0 | 347.003 | 0 | 0 | 0 | 0 | 0 | 49.5697 | -174.0404 | 0 | 0 | 0 | 0 | 0 | 0 | 576.5048 | 0 | 110.1597
151041 | Protection Logic Upgrades - East MSs (North) | 2019 | 2029 | System Service | System Control, Comm'ns & Performance | New to Scenario | 0 | 111774.6928 | 0 |  | 1245.7309 | 607.7474 | 731.734 | -93.7505 | 0 | 0 | 0 | 0 | 364.6484 | 0 | 0 | 0 | 121.5495 | 121.5495 | 0 | 0 | 0 | 0 | 0 | 25.1859 | -93.7505 | 0 | 0 | 0 | 44.2055 | 0 | 0 | 662.3426 | 0 | 0
151051 | Road Authority Projects - West (Guelph) | 2020 | 2031 | System Access | Road Authority | Must Do | 354710.5801 | 2829561.6955 | 0 |  | -2280.4244 | 132.2354 | 0 | -2412.6597 | 132.2354 | 0 | 0 | 0 | 0 | 0 | 0 | 0 | 0 | 0 | 0 | 0 | 0 | 0 | 0 | 0 | -2412.6597 | 0 | 0 | 0 | 0 | 0 | 0 | 0 | 0 | 0
151052 | Customer Initiated Distribution System Relocation Projects (South West) Guelph | 2020 | 2031 | System Access | Customer Initiated Dist Sys Projects | Must Do | 155294.6089 | 453325.7813 | 0 |  | -326.0105 | 119.0118 | 0 | -445.0223 | 119.0118 | 0 | 0 | 0 | 0 | 0 | 0 | 0 | 0 | 0 | 0 | 0 | 0 | 0 | 0 | 0 | -445.0223 | 0 | 0 | 0 | 0 | 0 | 0 | 0 | 0 | 0
151053 | Facilities_Southgate_Replacement Capital | 2021 | 2034 | General Plant | Facilities Management | New to Scenario | 0 | 1828947.1105 | 772747.1511 |  | 11067.213 | 3411.6648 | 9593.97 | -1938.4219 | 0 | 0 | 0 | 3411.6648 | 0 | 0 | 0 | 0 | 0 | 0 | 8209.8738 | 0 | 0 | 0 | 0 | 0 | -1938.4219 | 0 | 0 | 0 | 1384.0962 | 0 | 0 | 0 | 0 | 0
151055 | Lines Southwest - Major Tools | 2019 | 2031 | General Plant | Tools, Shop and garage Equipment | New to Scenario | 194669.5277 | 653784.8018 | 0 |  | 6592.3114 | 7220.0518 | 0 | -627.7404 | 0 | 0 | 0 | 0 | 1864.5189 | 0 | 0 | 0 | 0 | 5355.5329 | 0 | 0 | 0 | 0 | 0 | 0 | -627.7404 | 0 | 0 | 0 | 0 | 0 | 0 | 0 | 0 | 0
151062 | Cable and Transformer Replacement - (279) - 201 Silvercreek Pky N Subdivision, Guelph | 2029 | 2030 | System Renewal | Underground Asset Renewal | New to Scenario | 0 | 871149.8986 | 0 |  | 957.2024 | 144.8628 | 1474.6469 | -662.3072 | 0 | 0 | 0 | 0 | 0 | 0 | 0 | 0 | 144.8628 | 0 | 0 | 0 | 0 | 0 | 0 | 0 | -662.3072 | 0 | 0 | 0 | 0 | 0 | 0 | 1474.6469 | 0 | 0
151065 | Vault Cover Renewal - West | 2025 | 2031 | System Renewal | Underground Asset Renewal | Must Do Something | 972739.33 | 11058107.2577 | 0 |  | 884.3808 | 9818.477 | 0 | -8934.0962 | 297.5296 | 0 | 0 | 0 | 0 | 0 | 0 | 0 | 595.0592 | 8925.8882 | 0 | 0 | 0 | 0 | 0 | 0 | -8934.0962 | 0 | 0 | 0 | 0 | 0 | 0 | 0 | 0 | 0
151074 | Reactive Capital, Alectra West - Distribution Equipment | 2019 | 2031 | System Renewal | Reactive Capital | Must Do | 14340042.8722 | 23093470.1538 | 0 |  | 34476.0978 | 15742.622 | 44717.0527 | -25983.577 | 132.2354 | 0 | 0 | 932.2594 | 0 | 0 | 0 | 0 | 0 | 14678.1272 | 0 | 0 | 0 | 0 | 0 | 0 | -25983.577 | 0 | 0 | 0 | 0 | 0 | 0 | 44717.0527 | 0 | 0
151081 | Cable and Transformer Replacement Project - (SCH) Courtleigh Rd | 2028 | 2030 | System Renewal | Underground Asset Renewal | New to Scenario | 0 | 13584912.2649 | 0 |  | 16429.2183 | 769.5982 | 25987.7917 | -10328.1716 | 0 | 0 | 0 | 0 | 0 | 0 | 0 | 0 | 769.5982 | 0 | 0 | 0 | 0 | 0 | 0 | 0 | -10328.1716 | 0 | 0 | 0 | 0 | 0 | 0 | 25987.7917 | 0 | 0
151092 | Distribution Automation - Central South | 2020 | 2031 | System Service | SCADA and Automation | Must Do Something | 2520024.0057 | 7458410.6055 | 0 |  | 173302.4409 | 0 | 180494.0704 | -7191.6294 | 0 | 0 | 0 | 0 | 0 | 0 | 0 | 0 | 0 | 0 | 0 | 0 | 0 | 0 | 0 | 26.8171 | -7191.6294 | 0 | 0 | 0 | 0 | 0 | 0 | 180467.2533 | 0 | 0
151095 | Reactive Equipment Replacement - Southwest | 2019 | 2031 | System Renewal | Reactive Capital | Must Do | 811773.1173 | 2008703.225 | 0 |  | -2032.7125 | 0 | 0 | -2032.7125 | 0 | 0 | 0 | 0 | 0 | 0 | 0 | 0 | 0 | 0 | 0 | 0 | 0 | 0 | 0 | 0 | -2032.7125 | 0 | 0 | 0 | 0 | 0 | 0 | 0 | 0 | 0
151097 | Station Switchgear Replacement - Woodlands MS13 LV1 & LV2 | 2029 | 2030 | System Renewal | Substation Renewal | New to Scenario | 0 | 3569524.944 | 0 |  | 7197.1512 | 981.1767 | 8986.8189 | -2770.8445 | 8.8915 | 0 | 120.0352 | 0 | 120.0352 | 0 | 0 | 0 | 133.3725 | 598.8423 | 39.7012 | 0 | 0 | 0 | 0 | 23.9156 | -2770.8445 | 0 | 0 | 0 | 53.349 | 0 | 0 | 8542.1041 | 238.8341 | 88.915
151100 | Station Switchgear Replacement - Rogers MS30 LV1 & LV2 | 2030 | 2031 | System Renewal | Substation Renewal | New to Scenario | 0 | 3958304.6157 | 0 |  | 6037.1854 | 1420.3416 | 7511.1844 | -2894.3406 | 0 | 0 | 110.294 | 0 | 220.588 | 0 | 0 | 0 | 110.294 | 979.1656 | 321.7504 | 0 | 0 | 0 | 0 | 44.5318 | -2894.3406 | 0 | 0 | 0 | 24.5098 | 0 | 0 | 6863.9859 | 174.7072 | 81.6993
151101 | Station Switchgear Replacement - New Dixie MS45 LV1 & LV2 | 2027 | 2028 | System Renewal | Substation Renewal | New to Scenario | 0 | 3509390.8754 | 0 |  | 10674.6346 | 1198.5337 | 12528.6854 | -3052.5845 | 0 | 0 | 131.9577 | 0 | 141.3548 | 0 | 0 | 0 | 141.4877 | 783.7337 | 362.7449 | 0 | 0 | 0 | 0 | 15.0272 | -3052.5845 | 0 | 0 | 0 | 62.8243 | 0 | 0 | 11673.3043 | 317.0382 | 97.7464
151102 | Station Switchgear Replacement - Maingate MS27 LV1 & LV2 | 2030 | 2031 | System Renewal | Substation Renewal | New to Scenario | 0 | 3958304.6144 | 0 |  | 5064.1159 | 1322.3025 | 6636.1539 | -2894.3406 | 0 | 0 | 0 | 0 | 220.588 | 0 | 0 | 0 | 122.5489 | 979.1656 | 321.7504 | 0 | 0 | 0 | 0 | 22.2659 | -2894.3406 | 0 | 0 | 0 | 0 | 0 | 0 | 6114.5238 | 177.6138 | 0
151104 | Distribution Automation - Central North | 2024 | 2031 | System Service | SCADA and Automation | Must Do Something | 2075096.3438 | 6445129.5692 | 0 |  | 127264.1249 | 1983.5307 | 131428.6415 | -6148.0474 | 0 | 0 | 0 | 0 | 0 | 0 | 0 | 0 | 0 | 1983.5307 | 0 | 0 | 0 | 0 | 0 | 198.2759 | -6148.0474 | 0 | 0 | 0 | 0 | 0 | 0 | 131230.3656 | 0 | 0
151108 | Facilities_Southgate_Reactive Capital | 2021 | 2031 | General Plant | Facilities Management | Must Do | 206795.1136 | 1039372.8279 | 0 |  | -954.6921 | 0 | 0 | -954.6921 | 0 | 0 | 0 | 0 | 0 | 0 | 0 | 0 | 0 | 0 | 0 | 0 | 0 | 0 | 0 | 0 | -954.6921 | 0 | 0 | 0 | 0 | 0 | 0 | 0 | 0 | 0
151136 | C55 Alectra: Optimization of Business Practices | 2019 | 2031 | General Plant | Information Technology Systems | Must Do Something | 2751813.2028 | 7689744.5977 | 0 | 4310748.9265 | 82990.4266 | 63395.1756 | 36070.0605 | -16474.8095 | 0 | 0 | 0 | 0 | 63395.1756 | 0 | 0 | 0 | 0 | 0 | 16001.1764 | 0 | 0 | 0 | 0 | 19364.0302 | -16474.8095 | 0 | 0 | 0 | 109.2027 | 0 | 496.376 | 0 | 0 | 99.2752
151139 | Voltage Conversion - MS-12 Hansen Rd, Brampton | 2022 | 2027 | System Renewal | Overhead Asset Renewal | In-Flight - Not Pausable | 4889757.7293 | 2025759.9391 | 0 |  | 2890.5707 | 2595.4914 | 4372.8924 | -4077.8131 | 0 | 0 | 0 | 566.7012 | 0 | 0 | 0 | 0 | 549.7002 | 1479.0901 | 1938.5004 | 0 | 0 | 0 | 0 | 0 | -4077.8131 | 0 | 0 | 0 | 0 | 0 | 0 | 2434.392 | 0 | 0
151144 | Cable and Transformer Replacement - (AREA30) - Rathburn Rd. W, Mississauga | 2027 | 2034 | System Renewal | Underground Asset Renewal | New to Scenario | 0 | 1556597.3191 | 8915004.4764 |  | 3625.864 | 919.1167 | 9732.0696 | -7025.3223 | 0 | 0 | 0 | 0 | 0 | 0 | 0 | 0 | 919.1167 | 0 | 0 | 0 | 0 | 0 | 0 | 0 | -7025.3223 | 0 | 0 | 0 | 0 | 0 | 0 | 9732.0696 | 0 | 0
151147 | New Station - Campbell TS Metal Clad Expansion | 2027 | 2034 | General Plant | Connection & Cost Recovery Agreements | New to Scenario | 0 | 25458016.6671 | 20360019.6103 |  | 52585.1283 | 86159.8938 | 0 | -33574.7655 | 0 | 0 | 86159.8938 | 0 | 0 | 0 | 0 | 0 | 0 | 0 | 0 | 0 | 0 | 0 | 0 | 0 | -33574.7655 | 0 | 0 | 0 | 0 | 0 | 0 | 0 | 0 | 0
151159 | Fault Indicator Installation and Replacement - Hamilton and St. Catharines | 2020 | 2031 | System Service | System Control, Comm'ns & Performance | Must Do Something | 198085.5029 | 520785.1282 | 0 |  | 3185.6709 | 0 | 3699.8622 | -514.1913 | 0 | 0 | 0 | 0 | 0 | 0 | 0 | 0 | 0 | 0 | 0 | 0 | 0 | 0 | 0 | 3699.8622 | -514.1913 | 0 | 0 | 0 | 0 | 0 | 0 | 0 | 0 | 0
151161 | Joint Use Pole Removal - Alectra West | 2020 | 2041 | System Renewal | Overhead Asset Renewal | New to Scenario | 508129.1174 | 3859688.55 | 8291091.224 |  | -5575.5074 | 119.0118 | 1894.9343 | -7589.4535 | 119.0118 | 0 | 0 | 0 | 0 | 0 | 0 | 0 | 0 | 0 | 1894.9343 | 0 | 0 | 0 | 0 | 0 | -7589.4535 | 0 | 0 | 0 | 0 | 0 | 0 | 0 | 0 | 0
151162 | Lines West - Recoverable Replacements | 2020 | 2031 | System Renewal | Reactive Capital | Must Do | 1712958.5564 | 4289433.7303 | 0 |  | -3200.2098 | 1104.1654 | 0 | -4304.3752 | 132.2354 | 0 | 0 | 0 | 0 | 0 | 0 | 0 | 971.93 | 0 | 0 | 0 | 0 | 0 | 0 | 0 | -4304.3752 | 0 | 0 | 0 | 0 | 0 | 0 | 0 | 0 | 0
151176 | Cable Replacement Project - (AREA45) - Argentia Rd & Campobello Rd/Kinsmen Gate, Mississauga | 2031 | 2032 | System Renewal | Underground Asset Renewal | New to Scenario | 0 | 1911943.707 | 1920418.6806 |  | 2553.328 | 374.5112 | 4853.372 | -2674.5552 | 0 | 0 | 0 | 0 | 0 | 0 | 0 | 0 | 374.5112 | 0 | 0 | 0 | 0 | 0 | 0 | 0 | -2674.5552 | 0 | 0 | 0 | 0 | 0 | 0 | 4853.372 | 0 | 0
151181 | Cable Replacement Project - Left Behind Cable, Brampton | 2019 | 2034 | System Renewal | Underground Asset Renewal | New to Scenario | 0 | 4515232.5596 | 3588480.9407 |  | 5140.8698 | 1872.5562 | 9135.3152 | -5867.0016 | 0 | 0 | 0 | 0 | 0 | 0 | 0 | 0 | 1872.5562 | 0 | 0 | 0 | 0 | 0 | 0 | 0 | -5867.0016 | 0 | 0 | 0 | 0 | 0 | 0 | 9135.3152 | 0 | 0
151200 | Alectra Utilities Website - Ongoing Capital | N/A | N/A | General Plant | Information Technology Systems | New to Scenario | 0 | 0 | 1121262.086 |  | -335.8748 | 0 | 197.4328 | -533.3076 | 0 | 0 | 0 | 0 | 0 | 0 | 0 | 0 | 0 | 0 | 19.4813 | 0 | 0 | 0 | 0 | 0 | -533.3076 | 0 | 83.8799 | 87.2351 | 0 | 3.4812 | 0 | 0 | 0 | 3.3552
151201 | Purchase of New Critical Spare Parts - Guelph | 2019 | 2031 | System Renewal | Substation Renewal | New to Scenario | 57627.8226 | 161340.0466 | 0 |  | 1958.8334 | 116.9866 | 2001.5633 | -159.7165 | 0 | 0 | 0 | 0 | 59.5059 | 0 | 0 | 0 | 0 | 57.4807 | 0 | 0 | 0 | 0 | 0 | 50.6522 | -159.7165 | 0 | 0 | 0 | 0 | 0 | 0 | 0 | 1950.9111 | 0
151203 | Capital Reactive Equipment Replacement - Stations South West | 2019 | 2031 | System Renewal | Substation Renewal | Must Do | 93457.8477 | 286659.35 | 0 |  | 1204.1486 | 1475.3373 | 2.5547 | -273.7434 | 0 | 0 | 0 | 0 | 517.3261 | 0 | 0 | 0 | 574.8067 | 383.2045 | 0 | 0 | 0 | 0 | 0 | 0 | -273.7434 | 0 | 0 | 0 | 2.5547 | 0 | 0 | 0 | 0 | 0
151204 | Upgrade to Station Facilities (Buildings/Civil work) Multi-year | 2021 | 2031 | System Renewal | Substation Renewal | New to Scenario | 31314.23 | 78114.071 | 0 |  | 1276.8341 | 57.3909 | 1298.3001 | -78.8569 | 0 | 0 | 0 | 0 | 0 | 0 | 0 | 0 | 57.3909 | 0 | 0 | 0 | 0 | 0 | 0 | 33.3002 | -78.8569 | 0 | 0 | 0 | 1.2773 | 0 | 0 | 1263.7225 | 0 | 0
151222 | Vault Cover Renewal - Southwest | 2029 | 2035 | System Renewal | Underground Asset Renewal | New to Scenario | 0 | 528747.955 | 1507943.6357 |  | 947.9146 | 2277.3824 | 0 | -1329.4678 | 235.5913 | 0 | 0 | 0 | 0 | 0 | 0 | 0 | 471.1826 | 1570.6085 | 0 | 0 | 0 | 0 | 0 | 0 | -1329.4678 | 0 | 0 | 0 | 0 | 0 | 0 | 0 | 0 | 0
151224 | Cable and Transformer Replacement - (920) - 226 - 324 Scottsdale Drive Subdivision, Guelph | 2028 | 2028 | System Renewal | Underground Asset Renewal | New to Scenario | 0 | 954796.8669 | 0 |  | 1139.4579 | 157.0609 | 1800.4839 | -818.0869 | 0 | 0 | 0 | 0 | 0 | 0 | 0 | 0 | 157.0609 | 0 | 0 | 0 | 0 | 0 | 0 | 0 | -818.0869 | 0 | 0 | 0 | 0 | 0 | 0 | 1800.4839 | 0 | 0
151233 | New Build - Campbell TS 36M62 Feeder PHASE 1 & 2, Guelph | 2024 | 2026 | System Service | Capacity (Lines) | In-Flight - Not Pausable | 1423563.3973 | 0 | 0 |  | 8477.9471 | 9187.8774 | 0 | -709.9303 | 0 | 0 | 9187.8774 | 0 | 0 | 0 | 0 | 0 | 0 | 0 | 0 | 0 | 0 | 0 | 0 | 0 | -709.9303 | 0 | 0 | 0 | 0 | 0 | 0 | 0 | 0 | 0
151237 | New Build - Edinburgh Rd (Willow to Speedvale), Guelph | 2025 | 2025 | System Service | Capacity (Lines) | New to Scenario | 354053.8172 | 0 | 0 |  | 5616.0062 | 1983.5307 | 3632.4754 | 0 | 0 | 0 | 1983.5307 | 0 | 0 | 0 | 0 | 0 | 0 | 0 | 0 | 0 | 0 | 0 | 0 | 0 | 0 | 0 | 0 | 0 | 0 | 0 | 0 | 3632.4754 | 0 | 0
151238 | New Build - Maltby Rd W (Crawley to Gordon), Guelph | 2028 | 2028 | System Service | Capacity (Lines) | New to Scenario | 0 | 1298971.5194 | 0 |  | 3590.4233 | 4711.8256 | 0 | -1121.4023 | 0 | 0 | 4711.8256 | 0 | 0 | 0 | 0 | 0 | 0 | 0 | 0 | 0 | 0 | 0 | 0 | 0 | -1121.4023 | 0 | 0 | 0 | 0 | 0 | 0 | 0 | 0 | 0
151240 | New Build - Southgate Dr to Maltby, Guelph | 2028 | 2028 | System Service | Capacity (Lines) | New to Scenario | 0 | 367320.5143 | 0 |  | 4394.7177 | 4711.8256 | 0 | -317.1079 | 0 | 0 | 4711.8256 | 0 | 0 | 0 | 0 | 0 | 0 | 0 | 0 | 0 | 0 | 0 | 0 | 0 | -317.1079 | 0 | 0 | 0 | 0 | 0 | 0 | 0 | 0 | 0
151241 | New Build - Arlen MTS New Feeder, Guelph | 2030 | 2032 | System Service | Capacity (Lines) | New to Scenario | 0 | 196068.9758 | 1196294.7455 |  | 2231.6419 | 0 | 3197.2023 | -965.5603 | 0 | 0 | 0 | 0 | 0 | 0 | 0 | 0 | 0 | 0 | 0 | 0 | 0 | 0 | 0 | 0 | -965.5603 | 0 | 0 | 0 | 0 | 0 | 0 | 3197.2023 | 0 | 0
151244 | Fault Indicators - Southwest Region | 2020 | 2034 | System Service | System Control, Comm'ns & Performance | New to Scenario | 0 | 176796.6095 | 140951.8633 |  | 1463.9332 | 0 | 1694.0174 | -230.0842 | 0 | 0 | 0 | 0 | 0 | 0 | 0 | 0 | 0 | 0 | 0 | 0 | 0 | 0 | 0 | 1694.0174 | -230.0842 | 0 | 0 | 0 | 0 | 0 | 0 | 0 | 0 | 0
151245 | Campbell Capacitor Bank Installations (Distribution), Guelph | 2025 | 2025 | System Service | System Control, Comm'ns & Performance | New to Scenario | 457968.6552 | 0 | 0 |  | 20113.0013 | 20113.0013 | 0 | 0 | 2261.225 | 0 | 17851.7763 | 0 | 0 | 0 | 0 | 0 | 0 | 0 | 0 | 0 | 0 | 0 | 0 | 0 | 0 | 0 | 0 | 0 | 0 | 0 | 0 | 0 | 0 | 0
151247 | Overhead Asset Renewal-Alectra Initiated Distribution System Projects-Guelph | 2019 | 2031 | System Renewal | Overhead Asset Renewal | Must Do Something | 675942.5641 | 1939551.1431 | 0 |  | 7854.241 | 3330.9607 | 6436.8578 | -1913.5775 | 132.2354 | 0 | 0 | 0 | 0 | 0 | 0 | 0 | 1785.1776 | 1413.5477 | 0 | 0 | 0 | 0 | 0 | 0 | -1913.5775 | 0 | 0 | 0 | 0 | 0 | 0 | 6436.8578 | 0 | 0
151275 | Cable Injection Project - (SCH) - QEW - Highway 406 - Martindale Road | 2025 | 2027 | System Renewal | Underground Asset Renewal | New to Scenario | 1986081.8195 | 1578852.8647 | 0 |  | 9165.0851 | 833.0507 | 11696.9901 | -3364.9557 | 0 | 0 | 0 | 0 | 0 | 0 | 0 | 0 | 833.0507 | 0 | 0 | 0 | 0 | 0 | 0 | 0 | -3364.9557 | 0 | 0 | 0 | 0 | 0 | 0 | 11696.9901 | 0 | 0
151276 | Cable Injection Project - (SCH) - Vansickle | 2026 | 2029 | System Renewal | Underground Asset Renewal | New to Scenario | 0 | 4662805.7927 | 0 |  | 7025.1483 | 769.5982 | 10303.7067 | -4048.1566 | 0 | 0 | 0 | 0 | 0 | 0 | 0 | 0 | 769.5982 | 0 | 0 | 0 | 0 | 0 | 0 | 0 | -4048.1566 | 0 | 0 | 0 | 0 | 0 | 0 | 10303.7067 | 0 | 0
151277 | Cable Injection Project - (SCH) - Barbican Trail | N/A | N/A | System Renewal | Underground Asset Renewal | New to Scenario | 0 | 0 | 560867.6875 |  | 571.8606 | 325.8248 | 624.3958 | -378.36 | 0 | 0 | 0 | 0 | 0 | 0 | 0 | 0 | 325.8248 | 0 | 0 | 0 | 0 | 0 | 0 | 0 | -378.36 | 0 | 0 | 0 | 0 | 0 | 0 | 624.3958 | 0 | 0
151278 | Cable Injection Project - (SCH) - Bunting | N/A | N/A | System Renewal | Underground Asset Renewal | New to Scenario | 0 | 0 | 473402.8911 |  | 480.1359 | 38.4849 | 761.0075 | -319.3565 | 0 | 0 | 0 | 0 | 0 | 0 | 0 | 0 | 38.4849 | 0 | 0 | 0 | 0 | 0 | 0 | 0 | -319.3565 | 0 | 0 | 0 | 0 | 0 | 0 | 761.0075 | 0 | 0
151283 | Cable Replacement Project - (HAM) - Mohawk | N/A | N/A | System Renewal | Underground Asset Renewal | New to Scenario | 0 | 0 | 9371506.4972 |  | 6470.3179 | 102.7494 | 11834.4264 | -5466.858 | 0 | 0 | 0 | 0 | 0 | 0 | 0 | 0 | 102.7494 | 0 | 0 | 0 | 0 | 0 | 0 | 0 | -5466.858 | 0 | 0 | 0 | 0 | 0 | 0 | 11834.4264 | 0 | 0
151284 | Cable Replacement Project - (E3) - Flowertown Ave & Windermere Ct, Brampton | N/A | N/A | System Renewal | Underground Asset Renewal | New to Scenario | 0 | 0 | 4821782.7306 |  | 1209.4842 | 342.4982 | 4058.0669 | -3191.0809 | 0 | 0 | 0 | 0 | 0 | 0 | 0 | 0 | 342.4982 | 0 | 1547.0243 | 0 | 0 | 0 | 0 | 0 | -3191.0809 | 0 | 0 | 0 | 0 | 0 | 0 | 2511.0426 | 0 | 0
151285 | Cable Replacement Project - (G2) - Sandalwood Pky E and Conestoga Dr Brampton | 2030 | 2033 | System Renewal | Underground Asset Renewal | New to Scenario | 0 | 7670570.7326 | 11793162.0862 |  | 9918.4196 | 1027.4945 | 22243.9512 | -13353.0261 | 0 | 0 | 0 | 0 | 0 | 0 | 0 | 0 | 1027.4945 | 0 | 6188.097 | 0 | 0 | 0 | 0 | 0 | -13353.0261 | 0 | 0 | 0 | 0 | 0 | 0 | 16055.8542 | 0 | 0
151286 | Cable Replacement Project - (H2) - Sandalwood Pky E and Richvale Dr S, Brampton | N/A | N/A | System Renewal | Underground Asset Renewal | New to Scenario | 0 | 0 | 25340182.1593 |  | 2958.1626 | 851.8109 | 17897.5646 | -15791.213 | 0 | 0 | 0 | 0 | 0 | 0 | 0 | 0 | 851.8109 | 0 | 8372.6166 | 0 | 0 | 0 | 0 | 0 | -15791.213 | 0 | 0 | 0 | 0 | 0 | 0 | 9524.948 | 0 | 0
151293 | Cable and Transformer Replacement Project - (SCH) - Lakeshore - Stanley - Parnell - Chancery | 2025 | 2027 | System Renewal | Underground Asset Renewal | New to Scenario | 3678369.011 | 2898241.0719 | 0 |  | 24224.2324 | 376.8708 | 30045.9616 | -6198.6 | 0 | 0 | 0 | 198.3531 | 0 | 0 | 0 | 0 | 178.5178 | 0 | 0 | 0 | 0 | 0 | 0 | 0 | -6198.6 | 0 | 0 | 0 | 0 | 0 | 0 | 30045.9616 | 0 | 0
151297 | Cable and Transformer Replacement Project - (HAM) - Govenors - Old Ancaster | 2029 | 2032 | System Renewal | Underground Asset Renewal | New to Scenario | 0 | 5743244.0587 | 10862668.4655 |  | 12234.1087 | 133.3725 | 23597.1479 | -11496.4117 | 0 | 0 | 0 | 0 | 0 | 0 | 0 | 0 | 133.3725 | 0 | 0 | 0 | 0 | 0 | 0 | 0 | -11496.4117 | 0 | 0 | 0 | 0 | 0 | 0 | 23597.1479 | 0 | 0
151298 | Cable Injection Project - (HAM) - Govenors - Old Ancaster | 2027 | 2029 | System Renewal | Underground Asset Renewal | New to Scenario | 0 | 4137560.669 | 0 |  | 4393.7871 | 709.8275 | 7233.8807 | -3549.9212 | 0 | 0 | 0 | 0 | 0 | 0 | 0 | 0 | 709.8275 | 0 | 0 | 0 | 0 | 0 | 0 | 0 | -3549.9212 | 0 | 0 | 0 | 0 | 0 | 0 | 7233.8807 | 0 | 0
151299 | Cable and Transformer Replacement Project - (HAM) - Millen - Barton - Fruitland | 2022 | 2027 | System Renewal | Underground Asset Renewal | New to Scenario | 9037671.9557 | 4232590.4177 | 0 |  | 56913.9794 | 198.3531 | 68513.3615 | -11797.7352 | 0 | 0 | 0 | 0 | 0 | 0 | 0 | 0 | 198.3531 | 0 | 0 | 0 | 0 | 0 | 0 | 0 | -11797.7352 | 0 | 0 | 0 | 0 | 0 | 0 | 68513.3615 | 0 | 0
151301 | Cable and Transformer Replacement Project - (HAM) - Rymal - Mud - Upper Centennial - Upper Red Hill Valley | 2030 | 2035 | System Renewal | Underground Asset Renewal | New to Scenario | 0 | 17250803.201 | 27677521.7144 |  | 26393.4247 | 133.3725 | 56328.5052 | -30068.453 | 0 | 0 | 0 | 0 | 0 | 0 | 0 | 0 | 133.3725 | 0 | 0 | 0 | 0 | 0 | 0 | 0 | -30068.453 | 0 | 0 | 0 | 0 | 0 | 0 | 56328.5052 | 0 | 0
151302 | Cable Injection Project - (HAM) - Rymal - Mud - Upper Centennial - Upper Red Hill Valley | N/A | N/A | System Renewal | Underground Asset Renewal | New to Scenario | 0 | 0 | 3699787.1236 |  | 4243.8875 | 459.1437 | 6169.9526 | -2385.2088 | 0 | 0 | 0 | 0 | 0 | 0 | 0 | 0 | 459.1437 | 0 | 0 | 0 | 0 | 0 | 0 | 0 | -2385.2088 | 0 | 0 | 0 | 0 | 0 | 0 | 6169.9526 | 0 | 0
151303 | Cable and Transformer Replacement Project - (HAM) - Stone Church - Garth - Lincoln M. Alexander | 2022 | 2025 | System Renewal | Underground Asset Renewal | In-Flight - Not Pausable | 3030039.7866 | 0 | 0 |  | 15393.4336 | 198.3531 | 15195.0805 | 0 | 0 | 0 | 0 | 0 | 0 | 0 | 0 | 0 | 198.3531 | 0 | 0 | 0 | 0 | 0 | 0 | 0 | 0 | 0 | 0 | 0 | 0 | 0 | 0 | 15195.0805 | 0 | 0
151304 | Cable Injection Project - (HAM) - Stone Church - Garth - Lincoln M. Alexander | 2025 | 2027 | System Renewal | Underground Asset Renewal | New to Scenario | 0 | 1507095.122 | 0 |  | 3504.0989 | 178.5178 | 4696.4314 | -1370.8502 | 0 | 0 | 0 | 0 | 0 | 0 | 0 | 0 | 178.5178 | 0 | 0 | 0 | 0 | 0 | 0 | 0 | -1370.8502 | 0 | 0 | 0 | 0 | 0 | 0 | 4696.4314 | 0 | 0
151305 | Cable Injection Project - (HAM) - Stone Church - Upper Sherman - Rymal - Upper Wellington | N/A | N/A | System Renewal | Underground Asset Renewal | New to Scenario | 0 | 0 | 3888343.7216 |  | 3450.1635 | 503.4723 | 5478.2388 | -2531.5476 | 0 | 0 | 0 | 0 | 0 | 0 | 0 | 0 | 503.4723 | 0 | 0 | 0 | 0 | 0 | 0 | 0 | -2531.5476 | 0 | 0 | 0 | 0 | 0 | 0 | 5478.2388 | 0 | 0
151306 | Cable Injection Project - (HAM) - Upper Wentworth - Lincoln M. Alexander - Upper Ottawa - Stone Church | 2026 | 2029 | System Renewal | Underground Asset Renewal | New to Scenario | 0 | 3467464.2192 | 0 |  | 6095.2888 | 141.3548 | 8937.0963 | -2983.1622 | 0 | 0 | 0 | 0 | 0 | 0 | 0 | 0 | 141.3548 | 0 | 0 | 0 | 0 | 0 | 0 | 0 | -2983.1622 | 0 | 0 | 0 | 0 | 0 | 0 | 8937.0963 | 0 | 0
151307 | Cable Injection Project - (HAM) - Upper Sherman - Stone Church - Nebo - Rymal | N/A | N/A | System Renewal | Underground Asset Renewal | New to Scenario | 0 | 0 | 3297864.6142 |  | 3925.518 | 84.3325 | 5963.4928 | -2122.3074 | 0 | 0 | 0 | 0 | 0 | 0 | 0 | 0 | 84.3325 | 0 | 0 | 0 | 0 | 0 | 0 | 0 | -2122.3074 | 0 | 0 | 0 | 0 | 0 | 0 | 5963.4928 | 0 | 0
151310 | Cable Injection Project - (E4) - Moffat Ave/Torrance Woods/Lockwood Rd, Brampton | 2021 | 2028 | System Renewal | Underground Asset Renewal | New to Scenario | 0 | 2931909.5924 | 0 |  | 5516.889 | 170.0104 | 7877.9967 | -2531.1181 | 0 | 0 | 0 | 0 | 0 | 0 | 0 | 0 | 170.0104 | 0 | 0 | 0 | 0 | 0 | 0 | 0 | -2531.1181 | 0 | 0 | 0 | 0 | 0 | 0 | 7877.9967 | 0 | 0
151311 | Cable Injection Project - (E5) - Ray Lawson Blvd/Kingknoll Dr, Brampton | N/A | N/A | System Renewal | Underground Asset Renewal | New to Scenario | 0 | 0 | 2424364.8016 |  | 1406.3678 | 112.3534 | 2881.3063 | -1587.2919 | 0 | 0 | 0 | 0 | 0 | 0 | 0 | 0 | 112.3534 | 0 | 0 | 0 | 0 | 0 | 0 | 0 | -1587.2919 | 0 | 0 | 0 | 0 | 0 | 0 | 2881.3063 | 0 | 0
151312 | Cable Injection Project - (J2) - Sprucelands Ave/Wildberry Cr, Brampton | 2028 | 2028 | System Renewal | Underground Asset Renewal | New to Scenario | 0 | 513953.317 | 0 |  | 1267.249 | 471.1826 | 1236.4307 | -440.3643 | 0 | 0 | 0 | 0 | 0 | 0 | 0 | 0 | 471.1826 | 0 | 0 | 0 | 0 | 0 | 0 | 0 | -440.3643 | 0 | 0 | 0 | 0 | 0 | 0 | 1236.4307 | 0 | 0
151314 | Cable Injection Project - (G2) - Braidwood Lake, Sunforest Rd and Conestoga Rd , Brampton | N/A | N/A | System Renewal | Underground Asset Renewal | New to Scenario | 0 | 0 | 7586985.7663 |  | 3896.0537 | 112.3534 | 8777.7016 | -4994.0013 | 0 | 0 | 0 | 0 | 0 | 0 | 0 | 0 | 112.3534 | 0 | 0 | 0 | 0 | 0 | 0 | 0 | -4994.0013 | 0 | 0 | 0 | 0 | 0 | 0 | 8777.7016 | 0 | 0
151315 | Cable Injection Project - (G5) - County Crt Blvd and Hartford Trail, Brampton | 2025 | 2027 | System Renewal | Underground Asset Renewal | New to Scenario | 0 | 3547300.8146 | 0 |  | 10905.7028 | 510.0311 | 13622.2883 | -3226.6165 | 0 | 0 | 0 | 0 | 0 | 0 | 0 | 0 | 510.0311 | 0 | 0 | 0 | 0 | 0 | 0 | 0 | -3226.6165 | 0 | 0 | 0 | 0 | 0 | 0 | 13622.2883 | 0 | 0
151319 | Cable Injection Project - (L3) - Chrysler Dr/Corporation Dr, Brampton | 2028 | 2028 | System Renewal | Underground Asset Renewal | New to Scenario | 0 | 2406399.1253 | 0 |  | 5681.2851 | 507.8301 | 7235.3004 | -2061.8454 | 0 | 0 | 0 | 0 | 0 | 0 | 0 | 0 | 507.8301 | 0 | 0 | 0 | 0 | 0 | 0 | 0 | -2061.8454 | 0 | 0 | 0 | 0 | 0 | 0 | 7235.3004 | 0 | 0
151320 | Cable Injection Project - (I5) - Steelwell Rd/Hedgedale Rd, Brampton | 2027 | 2029 | System Renewal | Underground Asset Renewal | New to Scenario | 0 | 1246018.4952 | 0 |  | 2241.144 | 170.0104 | 3076.7956 | -1005.6619 | 0 | 0 | 0 | 0 | 0 | 0 | 0 | 0 | 170.0104 | 0 | 0 | 0 | 0 | 0 | 0 | 0 | -1005.6619 | 0 | 0 | 0 | 0 | 0 | 0 | 3076.7956 | 0 | 0
151322 | Cable Injection Project - (N4) - Deerhhurst Dr, Brampton | 2026 | 2027 | System Renewal | Underground Asset Renewal | New to Scenario | 1116633.3693 | 1140155.664 | 0 |  | 9658.7844 | 141.3548 | 11640.6975 | -2123.2679 | 0 | 0 | 0 | 0 | 0 | 0 | 0 | 0 | 141.3548 | 0 | 0 | 0 | 0 | 0 | 0 | 0 | -2123.2679 | 0 | 0 | 0 | 0 | 0 | 0 | 11640.6975 | 0 | 0
151323 | Cable Injection Project - (L2) - Mountainash Rd/Mountainberry Rd, Brampton | 2027 | 2029 | System Renewal | Underground Asset Renewal | New to Scenario | 0 | 2533489.3547 | 0 |  | 3694.1189 | 566.7012 | 5242.7824 | -2115.3647 | 0 | 0 | 0 | 0 | 0 | 0 | 0 | 0 | 566.7012 | 0 | 0 | 0 | 0 | 0 | 0 | 0 | -2115.3647 | 0 | 0 | 0 | 0 | 0 | 0 | 5242.7824 | 0 | 0
151324 | Cable Injection Project - (M4) - Delta Park Blvd and Devon Ct, Brampton | N/A | N/A | System Renewal | Underground Asset Renewal | New to Scenario | 0 | 0 | 1825619.2171 |  | 1180.1699 | 101.118 | 2310.6102 | -1231.5583 | 0 | 0 | 0 | 0 | 0 | 0 | 0 | 0 | 101.118 | 0 | 0 | 0 | 0 | 0 | 0 | 0 | -1231.5583 | 0 | 0 | 0 | 0 | 0 | 0 | 2310.6102 | 0 | 0
151325 | Cable Replacement Project - (M31) - 14th - Old Kennedy - Steeles - Warden, Markham | 2028 | 2032 | System Renewal | Underground Asset Renewal | New to Scenario | 0 | 14616282.2561 | 3996808.4389 |  | 17870.259 | 1272.1929 | 30748.2346 | -14150.1685 | 94.2365 | 0 | 0 | 0 | 0 | 0 | 0 | 0 | 1177.9564 | 0 | 6344.2381 | 0 | 0 | 0 | 0 | 0 | -14150.1685 | 0 | 0 | 0 | 0 | 0 | 0 | 24403.9965 | 0 | 0
151329 | Cable Replacement Project - (M21) - Raymerville Dr, Markham | 2024 | 2026 | System Renewal | Underground Asset Renewal | Must Do | 4103297.8312 | 0 | 0 |  | 18608.2618 | 1606.6599 | 20102.3788 | -3100.7769 | 119.0118 | 0 | 0 | 0 | 0 | 0 | 0 | 0 | 1487.648 | 0 | 6311.8682 | 0 | 0 | 0 | 0 | 0 | -3100.7769 | 0 | 0 | 0 | 0 | 0 | 0 | 13790.5106 | 0 | 0
151330 | Cable Replacement Project - (A01) - Henderson - Yonge - Bloomington - Bathurst, Aurora | 2027 | 2027 | System Renewal | Underground Asset Renewal | New to Scenario | 0 | 2169386.1214 | 0 |  | 6826.1747 | 272.0166 | 8542.134 | -1987.9758 | 102.0062 | 0 | 0 | 0 | 0 | 0 | 0 | 0 | 170.0104 | 0 | 2429.7462 | 0 | 0 | 0 | 0 | 0 | -1987.9758 | 0 | 0 | 0 | 0 | 0 | 0 | 6112.3878 | 0 | 0
151332 | Cable Replacement Project - (BA20) - Bayfield and Simcoe, Barrie | 2029 | 2030 | System Renewal | Underground Asset Renewal | New to Scenario | 0 | 4290327.772 | 0 |  | 5157.0512 | 231.7804 | 8303.7155 | -3378.4447 | 86.9177 | 0 | 0 | 0 | 0 | 0 | 0 | 0 | 144.8628 | 0 | 904.4437 | 0 | 0 | 0 | 0 | 0 | -3378.4447 | 0 | 0 | 0 | 0 | 0 | 0 | 7399.2718 | 0 | 0
151333 | Cable Replacement Project - (BA9) - Little - Fairview - Harvie - Ferndale, Barrie | 2031 | 2032 | System Renewal | Underground Asset Renewal | New to Scenario | 0 | 2299147.6759 | 4527709.7022 |  | 5203.2256 | 196.0782 | 9743.4514 | -4736.304 | 73.5293 | 0 | 0 | 0 | 0 | 0 | 0 | 0 | 122.5489 | 0 | 3317.725 | 0 | 0 | 0 | 0 | 0 | -4736.304 | 0 | 0 | 0 | 0 | 0 | 0 | 6425.7263 | 0 | 0
151335 | Cable Replacement Project - (BA14) - Tiffin and Hwy 400, Barrie | 2030 | 2032 | System Renewal | Underground Asset Renewal | New to Scenario | 0 | 4867274.8041 | 5608450.3431 |  | 3890.8458 | 213.3959 | 11068.6219 | -7391.1721 | 80.0235 | 0 | 0 | 0 | 0 | 0 | 0 | 0 | 133.3725 | 0 | 4253.7556 | 0 | 0 | 0 | 0 | 0 | -7391.1721 | 0 | 0 | 0 | 0 | 0 | 0 | 6814.8663 | 0 | 0
151336 | Cable Replacement Project - (BA22) - Sunnidale and Anne, Barrie | 2020 | 2027 | System Renewal | Underground Asset Renewal | In-Flight - Not Pausable | 5719570.1021 | 4115699.7864 | 0 |  | 19683.2093 | 317.3649 | 26757.7503 | -7391.9059 | 119.0118 | 0 | 0 | 0 | 0 | 0 | 0 | 0 | 198.3531 | 0 | 9630.627 | 0 | 0 | 0 | 0 | 0 | -7391.9059 | 0 | 0 | 0 | 0 | 0 | 0 | 17127.1233 | 0 | 0
151338 | Cable Replacement Project- (BA15) - Burton - Huronia - Little - Bayview, Barrie | N/A | N/A | System Renewal | Underground Asset Renewal | New to Scenario | 0 | 0 | 11086405.3596 |  | 4893.5939 | 179.7654 | 12005.6121 | -7291.7836 | 67.412 | 0 | 0 | 0 | 0 | 0 | 0 | 0 | 112.3534 | 0 | 5106.2687 | 0 | 0 | 0 | 0 | 0 | -7291.7836 | 0 | 0 | 0 | 0 | 0 | 0 | 6899.3434 | 0 | 0
151339 | Cable Replacement Project - (BA19) - Letitia - Anne - Edgehill - Ferndale, Barrie | 2029 | 2033 | System Renewal | Underground Asset Renewal | New to Scenario | 0 | 24595930.2564 | 16406357.0063 |  | 24713.4991 | 231.7804 | 54123.1422 | -29641.4235 | 86.9177 | 0 | 0 | 0 | 0 | 0 | 0 | 0 | 144.8628 | 0 | 20810.4497 | 0 | 0 | 0 | 0 | 0 | -29641.4235 | 0 | 0 | 0 | 0 | 0 | 0 | 33312.6925 | 0 | 0
151340 | Cable Replacement Project - (V29) - Hwy 7 - Jane - Steeles - Weston, Vaughan | N/A | N/A | System Renewal | Underground Asset Renewal | New to Scenario | 0 | 0 | 6202026.2208 |  | 2719.0762 | 910.0623 | 5886.5214 | -4077.5075 | 67.412 | 0 | 0 | 0 | 0 | 0 | 0 | 0 | 842.6503 | 0 | 0 | 0 | 0 | 0 | 0 | 0 | -4077.5075 | 0 | 0 | 0 | 0 | 0 | 0 | 5886.5214 | 0 | 0
151360 | Cable Injection Project - (M31) - 14th - Old Kennedy - Steeles - Warden, Markham | 2022 | 2025 | System Renewal | Underground Asset Renewal | New to Scenario | 1937595.1092 | 0 | 0 |  | 18145.8506 | 317.3649 | 17828.4857 | 0 | 119.0118 | 0 | 0 | 0 | 0 | 0 | 0 | 0 | 198.3531 | 0 | 0 | 0 | 0 | 0 | 0 | 0 | 0 | 0 | 0 | 0 | 0 | 0 | 0 | 17828.4857 | 0 | 0
151361 | Cable Injection Project - (M21) - Cairns Drive area of Markham | 2024 | 2025 | System Renewal | Underground Asset Renewal | Must Do | 2480532.7918 | 0 | 0 |  | 11226.0329 | 528.9415 | 10697.0914 | 0 | 132.2354 | 0 | 0 | 0 | 0 | 0 | 0 | 0 | 198.3531 | 198.3531 | 0 | 0 | 0 | 0 | 0 | 0 | 0 | 0 | 0 | 0 | 0 | 0 | 0 | 10697.0914 | 0 | 0
151362 | Cable Injection Project - (M39) - 16th - Warden - Hwy 7 - Woodbine, Markham | 2023 | 2026 | System Renewal | Underground Asset Renewal | In-Flight - Not Pausable | 5697867.4041 | 0 | 0 |  | 11474.2696 | 13.2235 | 14262.7886 | -2801.7425 | 0 | 0 | 0 | 0 | 0 | 0 | 0 | 0 | 13.2235 | 0 | 0 | 0 | 0 | 0 | 0 | 0 | -2801.7425 | 0 | 0 | 0 | 0 | 0 | 0 | 14262.7886 | 0 | 0
151363 | Cable Injection Project - (M25) - 14th - McCowan - Steeles - Old Kennedy, Markham | 2023 | 2027 | System Renewal | Underground Asset Renewal | In-Flight - Not Pausable | 3873847.9641 | 2123601.7839 | 0 |  | 9587.9372 | 196.3695 | 13490.9087 | -4099.341 | 0 | 0 | 0 | 0 | 0 | 0 | 0 | 0 | 196.3695 | 0 | 0 | 0 | 0 | 0 | 0 | 0 | -4099.341 | 0 | 0 | 0 | 0 | 0 | 0 | 13490.9087 | 0 | 0
151367 | Cable Injection Project - (V26) - McNaughton Road area of Vaughan | 2024 | 2025 | System Renewal | Underground Asset Renewal | Must Do | 1859397.7408 | 0 | 0 |  | 7329.7474 | 198.3531 | 7131.3943 | 0 | 0 | 0 | 0 | 0 | 0 | 0 | 0 | 0 | 198.3531 | 0 | 0 | 0 | 0 | 0 | 0 | 0 | 0 | 0 | 0 | 0 | 0 | 0 | 0 | 7131.3943 | 0 | 0
151373 | Cable and Transformer Replacement - (923) - 301 - 539 Scottsdale Drive Subdivision, Guelph | 2029 | 2030 | System Renewal | Underground Asset Renewal | New to Scenario | 0 | 1606500.4896 | 0 |  | 1334.716 | 133.3725 | 2464.9954 | -1263.6518 | 0 | 0 | 0 | 0 | 0 | 0 | 0 | 0 | 133.3725 | 0 | 0 | 0 | 0 | 0 | 0 | 0 | -1263.6518 | 0 | 0 | 0 | 0 | 0 | 0 | 2464.9954 | 0 | 0
151374 | Cable and Transformer Replacement - (893) - 176 - 224 Janefield Ave Subdivision, Guelph | 2026 | 2028 | System Renewal | Underground Asset Renewal | New to Scenario | 0 | 698764.6813 | 0 |  | 1708.4694 | 183.7575 | 2123.4258 | -598.7139 | 0 | 0 | 0 | 0 | 0 | 0 | 0 | 0 | 183.7575 | 0 | 0 | 0 | 0 | 0 | 0 | 0 | -598.7139 | 0 | 0 | 0 | 0 | 0 | 0 | 2123.4258 | 0 | 0
151385 | Cable and Transformer Replacement - (892) - 74 - 176 Janefield Ave Subdivision, Guelph | 2025 | 2027 | System Renewal | Underground Asset Renewal | New to Scenario | 0 | 1253565.758 | 0 |  | 3137.6306 | 198.3531 | 4079.518 | -1140.2405 | 0 | 0 | 0 | 0 | 0 | 0 | 0 | 0 | 198.3531 | 0 | 0 | 0 | 0 | 0 | 0 | 0 | -1140.2405 | 0 | 0 | 0 | 0 | 0 | 0 | 4079.518 | 0 | 0
151386 | Cable and Transformer Replacement - (278) - 31 Greengate Rd Subdivision, Guelph | 2028 | 2028 | System Renewal | Underground Asset Renewal | New to Scenario | 0 | 1627027.9342 | 0 |  | 1800.4455 | 523.5362 | 2670.9756 | -1394.0663 | 0 | 0 | 0 | 0 | 0 | 0 | 0 | 0 | 523.5362 | 0 | 0 | 0 | 0 | 0 | 0 | 0 | -1394.0663 | 0 | 0 | 0 | 0 | 0 | 0 | 2670.9756 | 0 | 0
151387 | Cable and Transformer Replacement - (833) - 295 Water St Subdivision, Guelph | N/A | N/A | System Renewal | Underground Asset Renewal | New to Scenario | 0 | 0 | 1255809.3826 |  | 1695.1099 | 112.3534 | 2429.9225 | -847.166 | 0 | 0 | 0 | 0 | 0 | 0 | 0 | 0 | 112.3534 | 0 | 0 | 0 | 0 | 0 | 0 | 0 | -847.166 | 0 | 0 | 0 | 0 | 0 | 0 | 2429.9225 | 0 | 0
151388 | Cable and Transformer Replacement - (724) - 16 Hadati Rd, Guelph | N/A | N/A | System Renewal | Underground Asset Renewal | New to Scenario | 0 | 0 | 1086120.4966 |  | 850.1333 | 112.3534 | 1470.4742 | -732.6943 | 0 | 0 | 0 | 0 | 0 | 0 | 0 | 0 | 112.3534 | 0 | 0 | 0 | 0 | 0 | 0 | 0 | -732.6943 | 0 | 0 | 0 | 0 | 0 | 0 | 1470.4742 | 0 | 0
151391 | Distribution Automation – Guelph | 2024 | 2031 | System Service | SCADA and Automation | Must Do Something | 699679.1816 | 2224710.8313 | 0 |  | 12471.6182 | 0 | 14595.3952 | -2123.777 | 0 | 0 | 0 | 0 | 0 | 0 | 0 | 0 | 0 | 0 | 0 | 0 | 0 | 0 | 0 | 41.1346 | -2123.777 | 0 | 0 | 0 | 0 | 0 | 0 | 14554.2606 | 0 | 0
151393 | GUELPH - Transite Underground Duct Replacement | 2022 | 2031 | System Renewal | Underground Asset Renewal | In-Flight - Not Pausable | 787077.865 | 2703828.152 | 0 |  | 13738.4984 | 15339.3613 | 938.992 | -2539.8548 | 0 | 0 | 0 | 0 | 0 | 0 | 0 | 0 | 408.4963 | 14930.865 | 839.8154 | 0 | 0 | 0 | 0 | 0 | -2539.8548 | 0 | 0 | 0 | 99.1765 | 0 | 0 | 0 | 0 | 0
151403 | Cable Replacement Project - (AREA46) - Montevideo & Battleford, Mississauga | 2024 | 2025 | System Renewal | Underground Asset Renewal | Must Do | 2295771.8875 | 0 | 0 |  | 11966.9786 | 991.7654 | 10975.2133 | 0 | 0 | 0 | 0 | 0 | 0 | 0 | 0 | 0 | 991.7654 | 0 | 0 | 0 | 0 | 0 | 0 | 0 | 0 | 0 | 0 | 0 | 0 | 0 | 0 | 10975.2133 | 0 | 0
151404 | Cable Replacement (Rear Lot) Project - (AREA21) - Miss. Valley & Daralea Hts/Molly Ave, Mississauga | 2031 | 2033 | System Renewal | Underground Asset Renewal | New to Scenario | 0 | 4086594.9915 | 8389683.0885 |  | 3300.7712 | 3932.3679 | 7831.0187 | -8462.6154 | 0 | 0 | 0 | 2808.8342 | 0 | 0 | 0 | 0 | 1123.5337 | 0 | 0 | 0 | 0 | 0 | 0 | 0 | -8462.6154 | 0 | 0 | 0 | 0 | 0 | 0 | 7831.0187 | 0 | 0
151407 | Cable and Transformer Replacement Project - (AREA25) - Glen Erin & Burnhamthorpe, Mississauga | 2024 | 2026 | System Renewal | Underground Asset Renewal | Must Do | 5405940.5604 | 0 | 0 |  | 15484.018 | 551.2726 | 19066.0386 | -4133.2932 | 0 | 0 | 0 | 0 | 0 | 0 | 0 | 0 | 551.2726 | 0 | 0 | 0 | 0 | 0 | 0 | 0 | -4133.2932 | 0 | 0 | 0 | 0 | 0 | 0 | 19066.0386 | 0 | 0
151409 | Cable Replacement (Rear Lot) Project- (AREA21) - Mississauga Valley Blvd & Michelle Row/Lolita Gardens, Mississauga | N/A | N/A | System Renewal | Underground Asset Renewal | New to Scenario | 0 | 0 | 21441051.1953 |  | 4544.2569 | 3141.6954 | 14477.932 | -13075.3706 | 0 | 0 | 0 | 1159.8736 | 0 | 0 | 0 | 0 | 695.9241 | 1285.8977 | 0 | 0 | 0 | 0 | 0 | 0 | -13075.3706 | 0 | 0 | 0 | 0 | 0 | 0 | 14477.932 | 0 | 0
151424 | Cable Replacement (Rear Lot) Project - (AREA21) - Miss. Valley & Bloor, Mississauga | 2023 | 2027 | System Renewal | Underground Asset Renewal | In-Flight - Not Pausable | 6759117.6816 | 3474144.8256 | 0 |  | 28502.1393 | 2296.9694 | 32705.5429 | -6500.373 | 0 | 0 | 0 | 1378.1816 | 0 | 0 | 0 | 0 | 918.7877 | 0 | 0 | 0 | 0 | 0 | 0 | 0 | -6500.373 | 0 | 0 | 0 | 0 | 0 | 0 | 32705.5429 | 0 | 0
151429 | Cable Injection - (AREA36) - Matheson & Kennedy, Mississauga | N/A | N/A | System Renewal | Underground Asset Renewal | New to Scenario | 0 | 0 | 8772089.8168 |  | 3914.2899 | 374.5112 | 8988.0565 | -5448.2778 | 0 | 0 | 0 | 0 | 0 | 0 | 0 | 0 | 374.5112 | 0 | 0 | 0 | 0 | 0 | 0 | 0 | -5448.2778 | 0 | 0 | 0 | 0 | 0 | 0 | 8988.0565 | 0 | 0
151430 | Cable Injection- (AREA 38) - Bristol & Creditview, Mississauga | N/A | N/A | System Renewal | Underground Asset Renewal | New to Scenario | 0 | 0 | 5426554.2958 |  | 1918.9955 | 374.5112 | 5119.1845 | -3574.7002 | 0 | 0 | 0 | 0 | 0 | 0 | 0 | 0 | 374.5112 | 0 | 0 | 0 | 0 | 0 | 0 | 0 | -3574.7002 | 0 | 0 | 0 | 0 | 0 | 0 | 5119.1845 | 0 | 0
151431 | Cable Injection - (AREA 39) - Glen Erin Dr and and Bell Harbour Dr, Mississauga | 2024 | 2026 | System Renewal | Underground Asset Renewal | Must Do | 2326078.0621 | 0 | 0 |  | 6731.2473 | 971.93 | 6928.6216 | -1169.3043 | 0 | 0 | 0 | 0 | 0 | 0 | 0 | 0 | 971.93 | 0 | 0 | 0 | 0 | 0 | 0 | 0 | -1169.3043 | 0 | 0 | 0 | 0 | 0 | 0 | 6928.6216 | 0 | 0
151434 | Cable Injection - (AREA54) - Highway 401 & Argentia, Mississauga | N/A | N/A | System Renewal | Underground Asset Renewal | New to Scenario | 0 | 0 | 15209340.3254 |  | 3388.3109 | 561.7668 | 12257.0333 | -9430.4893 | 0 | 0 | 0 | 0 | 0 | 0 | 0 | 0 | 561.7668 | 0 | 0 | 0 | 0 | 0 | 0 | 0 | -9430.4893 | 0 | 0 | 0 | 0 | 0 | 0 | 12257.0333 | 0 | 0
151435 | Cable Injection - (AREA56) - Derry Rd W & Ninth Line, Mississauga | 2024 | 2025 | System Renewal | Underground Asset Renewal | Must Do | 1014067.9185 | 0 | 0 |  | 10567.305 | 1492.0781 | 9075.2268 | 0 | 0 | 0 | 0 | 0 | 0 | 0 | 0 | 0 | 1492.0781 | 0 | 0 | 0 | 0 | 0 | 0 | 0 | 0 | 0 | 0 | 0 | 0 | 0 | 0 | 9075.2268 | 0 | 0
151436 | Cable Injection - (AREA58 & 59) - Winston Churchill & The Collegeway, Mississauga | 2025 | 2025 | System Renewal | Underground Asset Renewal | Must Do | 2042862.9543 | 0 | 0 |  | 9062.9482 | 1164.2145 | 7898.7338 | 0 | 0 | 0 | 0 | 0 | 0 | 0 | 0 | 0 | 1164.2145 | 0 | 0 | 0 | 0 | 0 | 0 | 0 | 0 | 0 | 0 | 0 | 0 | 0 | 0 | 7898.7338 | 0 | 0
151449 | Underground Asset Renewal-Alectra Initiated Distribution System Projects-Central North | 2019 | 2031 | System Renewal | Underground Asset Renewal | Must Do Something | 1606168.1362 | 4189773.038 | 0 |  | 9649.3897 | 7434.6327 | 6436.8578 | -4222.1008 | 81.6993 | 0 | 0 | 0 | 0 | 0 | 0 | 0 | 3676.4667 | 3676.4667 | 0 | 0 | 0 | 0 | 0 | 0 | -4222.1008 | 0 | 0 | 0 | 0 | 0 | 0 | 6436.8578 | 0 | 0
151450 | Underground Asset Renewal-Alectra Initiated Distribution System Projects-East | 2015 | 2031 | System Renewal | Underground Asset Renewal | Must Do Something | 3919358.4144 | 10470795.6552 | 0 |  | 28315.7587 | 9336.4642 | 29467.6201 | -10488.3256 | 1983.5307 | 0 | 0 | 0 | 0 | 0 | 0 | 0 | 3676.4667 | 3676.4667 | 0 | 0 | 0 | 0 | 0 | 0 | -10488.3256 | 0 | 0 | 0 | 0 | 0 | 0 | 29467.6201 | 0 | 0
151451 | Underground Asset Renewal-Alectra Initiated Distribution System Projects-Central South | 2019 | 2031 | System Renewal | Underground Asset Renewal | Must Do Something | 2382259.8528 | 6364346.8002 | 0 |  | 12363.8327 | 7434.6327 | 11304.2018 | -6375.0018 | 81.6993 | 0 | 0 | 0 | 0 | 0 | 0 | 0 | 3676.4667 | 3676.4667 | 0 | 0 | 0 | 0 | 0 | 0 | -6375.0018 | 0 | 0 | 0 | 0 | 0 | 0 | 11304.2018 | 0 | 0
151452 | Underground Asset Renewal-Alectra Initiated Distribution System Projects-West | 2019 | 2031 | System Renewal | Underground Asset Renewal | Must Do Something | 3132299.3709 | 8368121.4816 | 0 |  | 23571.1002 | 9758.0687 | 22195.1626 | -8382.1311 | 132.2354 | 0 | 0 | 0 | 0 | 0 | 0 | 0 | 5950.5921 | 3675.2412 | 0 | 0 | 0 | 0 | 0 | 0 | -8382.1311 | 0 | 0 | 0 | 0 | 0 | 0 | 22195.1626 | 0 | 0
151453 | Underground Asset Renewal-Alectra Initiated Distribution System Projects-Guelph | 2019 | 2031 | System Renewal | Underground Asset Renewal | Must Do Something | 985679.1085 | 2633299.5116 | 0 |  | 9591.3825 | 5792.2328 | 6436.8578 | -2637.7081 | 132.2354 | 0 | 0 | 0 | 0 | 0 | 0 | 0 | 1983.5307 | 3676.4667 | 0 | 0 | 0 | 0 | 0 | 0 | -2637.7081 | 0 | 0 | 0 | 0 | 0 | 0 | 6436.8578 | 0 | 0
151456 | Cable Injection Project - (V50) - Sovereign Court area of Vaughan | 2024 | 2025 | System Renewal | Underground Asset Renewal | Must Do | 1275360.6989 | 0 | 0 |  | 6009.7226 | 661.1769 | 5348.5457 | 0 | 0 | 0 | 0 | 0 | 0 | 0 | 0 | 0 | 661.1769 | 0 | 0 | 0 | 0 | 0 | 0 | 0 | 0 | 0 | 0 | 0 | 0 | 0 | 0 | 5348.5457 | 0 | 0
151463 | Cable Injection Project - (F4) - Charolais Blvd/McMurchy Ave S, Brampton | 2026 | 2027 | System Renewal | Underground Asset Renewal | New to Scenario | 0 | 943064.0011 | 0 |  | 2588.8019 | 183.7575 | 3262.8531 | -857.8088 | 0 | 0 | 0 | 0 | 0 | 0 | 0 | 0 | 183.7575 | 0 | 0 | 0 | 0 | 0 | 0 | 0 | -857.8088 | 0 | 0 | 0 | 0 | 0 | 0 | 3262.8531 | 0 | 0
151465 | Cable Replacement - Mississauga Left Behind Cable | 2030 | 2033 | System Renewal | Underground Asset Renewal | New to Scenario | 0 | 1432615.8144 | 1484840.8119 |  | 1279.2562 | 342.4982 | 2977.72 | -2040.962 | 0 | 0 | 0 | 0 | 0 | 0 | 0 | 0 | 342.4982 | 0 | 0 | 0 | 0 | 0 | 0 | 0 | -2040.962 | 0 | 0 | 0 | 0 | 0 | 0 | 2977.72 | 0 | 0
151466 | Cable Replacement Project - (V24) - Langstaff - Jane - Rutherford - Keele, Vaughan | 2027 | 2027 | System Renewal | Underground Asset Renewal | New to Scenario | 0 | 2864214.5748 | 0 |  | 6876.956 | 1377.0839 | 8085.6401 | -2585.7681 | 102.0062 | 0 | 0 | 0 | 0 | 0 | 0 | 0 | 1275.0777 | 0 | 1973.2523 | 0 | 0 | 0 | 0 | 0 | -2585.7681 | 0 | 0 | 0 | 0 | 0 | 0 | 6112.3878 | 0 | 0
151467 | Cable Replacement Project - (V17) - Langstaff - Keele - Rutherford - Dufferin, Vaughan | 2028 | 2029 | System Renewal | Underground Asset Renewal | New to Scenario | 0 | 3105251.7445 | 0 |  | 5908.209 | 251.2974 | 8250.9415 | -2594.0299 | 94.2365 | 0 | 0 | 0 | 0 | 0 | 0 | 0 | 157.0609 | 0 | 0 | 0 | 0 | 0 | 0 | 0 | -2594.0299 | 0 | 0 | 0 | 0 | 0 | 0 | 8250.9415 | 0 | 0
151468 | Cable Replacement Project - (V51) - Langstaff - Kipling - Hwy 7 - Hwy 27 – Phase 2, Vaughan | 2029 | 2030 | System Renewal | Underground Asset Renewal | New to Scenario | 0 | 3623714.0202 | 0 |  | 5295.5046 | 231.7804 | 7894.4798 | -2830.7557 | 86.9177 | 0 | 0 | 0 | 0 | 0 | 0 | 0 | 144.8628 | 0 | 288.6525 | 0 | 0 | 0 | 0 | 0 | -2830.7557 | 0 | 0 | 0 | 0 | 0 | 0 | 7605.8273 | 0 | 0
151469 | Cable Replacement Project - (F4) - McMurchy Ave & Elgin Dr, Brampton | N/A | N/A | System Renewal | Underground Asset Renewal | New to Scenario | 0 | 0 | 22438263.0244 |  | -684.9222 | 2555.4328 | 10897.195 | -14137.55 | 0 | 0 | 0 | 0 | 0 | 0 | 0 | 0 | 2555.4328 | 0 | 0 | 0 | 0 | 0 | 0 | 0 | -14137.55 | 0 | 0 | 0 | 0 | 0 | 0 | 10897.195 | 0 | 0
151470 | Joint Use Pole Removal - Central South | 2019 | 2033 | System Renewal | Overhead Asset Renewal | New to Scenario | 508129.1226 | 3842563.6985 | 2115045.7197 |  | 47571.3682 | 50699.0448 | 1894.9343 | -5022.6109 | 119.0118 | 0 | 0 | 0 | 0 | 0 | 0 | 0 | 50580.0329 | 0 | 1894.9343 | 0 | 0 | 0 | 0 | 0 | -5022.6109 | 0 | 0 | 0 | 0 | 0 | 0 | 0 | 0 | 0
151483 | AED Business Plan | 2019 | 2031 | General Plant | Tools, Shop and garage Equipment | New to Scenario | 102367.0844 | 489297.4074 | 0 |  | 4819.6663 | 3305.8845 | 1983.5307 | -469.7489 | 0 | 0 | 0 | 0 | 0 | 0 | 0 | 0 | 1322.3538 | 1983.5307 | 0 | 0 | 0 | 0 | 0 | 0 | -469.7489 | 0 | 0 | 0 | 1983.5307 | 0 | 0 | 0 | 0 | 0
151495 | Customer Initiated Joint Use - Alectra East | 2020 | 2031 | System Access | Customer Initiated Dist Sys Projects | Must Do | 42737.6652 | 61179.0221 | 0 |  | 50635.123 | 50699.0448 | 0 | -63.9218 | 119.0118 | 0 | 0 | 0 | 0 | 0 | 0 | 0 | 50580.0329 | 0 | 0 | 0 | 0 | 0 | 0 | 0 | -63.9218 | 0 | 0 | 0 | 0 | 0 | 0 | 0 | 0 | 0
151510 | Station Primary Breaker and Transformer Protection Upgrade - Brampton MS21 | 2029 | 2031 | System Renewal | Substation Renewal | New to Scenario | 0 | 1897089.2103 | 0 |  | 3678.1875 | 592.3196 | 4563.417 | -1477.5492 | 0 | 0 | 0 | 81.6993 | 81.6993 | 0 | 0 | 0 | 0 | 428.9211 | 3.8158 | 0 | 0 | 0 | 0 | 22.2659 | -1477.5492 | 0 | 0 | 0 | 0 | 0 | 0 | 4537.3353 | 0 | 0
151511 | [DER PARENT <= 10KW] MICRO GENERATOR / STORAGE - MICRO | 2021 | 2031 | System Access | Customer Connections | Must Do | 0.0023 | 0.0008 | 0 |  | 10.4707 | 10.4707 | 0 | -4.1836e-06 | 10.4707 | 0 | 0 | 0 | 0 | 0 | 0 | 0 | 0 | 0 | 0 | 0 | 0 | 0 | 0 | 0 | -4.1836e-06 | 0 | 0 | 0 | 0 | 0 | 0 | 0 | 0 | 0
151512 | [DER PARENT > 10KW] SMALL, MID & LGE GENERATOR / STORAGE - CIA | 2021 | 2031 | System Access | Customer Connections | Must Do | 0.0013 | -0.001 | 0 |  | 157.0609 | 157.0609 | 0 | 1.6821e-06 | 157.0609 | 0 | 0 | 0 | 0 | 0 | 0 | 0 | 0 | 0 | 0 | 0 | 0 | 0 | 0 | 0 | 1.6821e-06 | 0 | 0 | 0 | 0 | 0 | 0 | 0 | 0 | 0
151513 | [DER PARENT > 10KW] SMALL, MID & LGE GENERATOR / STORAGE - CCA | 2021 | 2031 | System Access | Customer Connections | Must Do | 0.0036 | 0.0071 | 0 |  | 157.0609 | 157.0609 | 0 | 5.1399e-06 | 157.0609 | 0 | 0 | 0 | 0 | 0 | 0 | 0 | 0 | 0 | 0 | 0 | 0 | 0 | 0 | 0 | 5.1399e-06 | 0 | 0 | 0 | 0 | 0 | 0 | 0 | 0 | 0
151515 | Cable Injection Project - (R18) - Elgin Mills - Yonge - 19th - Bayview, Richmond Hill | N/A | N/A | System Renewal | Underground Asset Renewal | New to Scenario | 0 | 0 | 7176879.9532 |  | 1916.7757 | 179.7654 | 6318.6837 | -4581.6734 | 67.412 | 0 | 0 | 0 | 0 | 0 | 0 | 0 | 112.3534 | 0 | 0 | 0 | 0 | 0 | 0 | 0 | -4581.6734 | 0 | 0 | 0 | 0 | 0 | 0 | 6318.6837 | 0 | 0
151517 | Cable Injection Project - (BR5) - 8th Line and Highway 11, Bradford | 2024 | 2025 | System Renewal | Underground Asset Renewal | Must Do | 2792395.7567 | 0 | 0 |  | 7329.7474 | 198.3531 | 7131.3943 | 0 | 0 | 0 | 0 | 0 | 0 | 0 | 0 | 0 | 198.3531 | 0 | 0 | 0 | 0 | 0 | 0 | 0 | 0 | 0 | 0 | 0 | 0 | 0 | 0 | 7131.3943 | 0 | 0
151521 | Cable Replacement Project - (A05) - Bathurst - Wellington - Yonge - Henderson, Aurora | 2024 | 2027 | System Renewal | Underground Asset Renewal | In-Flight - Not Pausable | 3524208.402 | 2781528.8437 | 0 |  | 13288.6762 | 317.3649 | 18147.4462 | -5176.135 | 119.0118 | 0 | 0 | 0 | 0 | 0 | 0 | 0 | 198.3531 | 0 | 4903.6642 | 0 | 0 | 0 | 0 | 0 | -5176.135 | 0 | 0 | 0 | 0 | 0 | 0 | 13243.7821 | 0 | 0
151523 | Webb M.S. 44kV Double Circuit Supply | 2025 | 2026 | System Service | Capacity (Lines) | In-Flight - Not Pausable | 3529877.3298 | 0 | 0 |  | 44469.6914 | 45755.6296 | 0 | -1285.9382 | 0 | 0 | 45755.6296 | 0 | 0 | 0 | 0 | 0 | 0 | 0 | 0 | 0 | 0 | 0 | 0 | 0 | -1285.9382 | 0 | 0 | 0 | 0 | 0 | 0 | 0 | 0 | 0
151525 | Meter-to-Cash Hardware Expansion/Renewal for all Oracle based applications | 2025 | 2032 | General Plant | Information Technology Systems | Must Do Something | 0 | 987470.5834 | 1299058.8902 | 174683.7108 | 3803.6515 | 3748.9365 | 2129.7341 | -2075.019 | 0 | 0 | 0 | 0 | 234.3085 | 3514.628 | 0 | 0 | 0 | 0 | 0 | 0 | 1673.6324 | 0 | 0 | 389.1564 | -2075.019 | 0 | 0 | 0 | 0 | 0 | 0 | 0 | 0 | 66.9453
151526 | Vault Cover Renewal - East | 2025 | 2031 | System Renewal | Underground Asset Renewal | Must Do Something | 2967826.0008 | 9914232.0165 | 0 |  | 573.6659 | 9818.477 | 0 | -9244.811 | 297.5296 | 0 | 0 | 0 | 0 | 0 | 0 | 0 | 595.0592 | 8925.8882 | 0 | 0 | 0 | 0 | 0 | 0 | -9244.811 | 0 | 0 | 0 | 0 | 0 | 0 | 0 | 0 | 0
151531 | Subdivision Developer Capital Plant Relocation - Alectra East | 2021 | 2031 | System Access | Customer Connections | Must Do | 691835.7965 | 1404600.7202 | 0 |  | 0 | 0 | 1427.0381 | -1427.0381 | 0 | 0 | 0 | 0 | 0 | 0 | 0 | 0 | 0 | 0 | 0 | 0 | 0 | 0 | 1427.0381 | 0 | -1427.0381 | 0 | 0 | 0 | 0 | 0 | 0 | 0 | 0 | 0
151533 | Subdivision Equipment Replacement due to Damage - Alectra East | 2021 | 2031 | System Access | Customer Connections | Must Do | 0.0012 | -0.0035 | 0 |  | 0 | 0 | 6.0925e-06 | -6.0925e-06 | 0 | 0 | 0 | 0 | 0 | 0 | 0 | 0 | 0 | 0 | 0 | 0 | 0 | 0 | 6.0925e-06 | 0 | -6.0925e-06 | 0 | 0 | 0 | 0 | 0 | 0 | 0 | 0 | 0
151535 | Metrolinx - RER - Kitchener Line - BRZ Rail Crossings | 2020 | 2031 | System Access | Transit Projects | Must Do | 0 | 0 | 0 |  | 19380.6018 | 19380.6018 | 0 | -2.1694e-15 | 50.5361 | 0 | 0 | 0 | 0 | 0 | 0 | 0 | 19330.0657 | 0 | 0 | 0 | 0 | 0 | 0 | 0 | -2.1694e-15 | 0 | 0 | 0 | 0 | 0 | 0 | 0 | 0 | 0
151536 | Customer Initiated Joint Use - Alectra West | 2020 | 2031 | System Access | Customer Initiated Dist Sys Projects | Must Do | 46746.0397 | 66915.2565 | 0 |  | 50629.129 | 50699.0448 | 0 | -69.9158 | 119.0118 | 0 | 0 | 0 | 0 | 0 | 0 | 0 | 50580.0329 | 0 | 0 | 0 | 0 | 0 | 0 | 0 | -69.9158 | 0 | 0 | 0 | 0 | 0 | 0 | 0 | 0 | 0
151537 | Customer Initiated Joint Use - Alectra Central South | 2020 | 2031 | System Access | Customer Initiated Dist Sys Projects | Must Do | 16026.3337 | 22941.7931 | 0 |  | 50675.0749 | 50699.0448 | 0 | -23.9698 | 119.0118 | 0 | 0 | 0 | 0 | 0 | 0 | 0 | 50580.0329 | 0 | 0 | 0 | 0 | 0 | 0 | 0 | -23.9698 | 0 | 0 | 0 | 0 | 0 | 0 | 0 | 0 | 0
151538 | Customer Initiated Joint Use - Alectra Central North | 2020 | 2031 | System Access | Customer Initiated Dist Sys Projects | Must Do | 20033.0028 | 28678.2245 | 0 |  | 50669.0817 | 50699.0448 | 0 | -29.9631 | 119.0118 | 0 | 0 | 0 | 0 | 0 | 0 | 0 | 50580.0329 | 0 | 0 | 0 | 0 | 0 | 0 | 0 | -29.9631 | 0 | 0 | 0 | 0 | 0 | 0 | 0 | 0 | 0
151539 | Joint Use Pole Removal - Alectra Central North | 2015 | 2031 | System Renewal | Overhead Asset Renewal | New to Scenario | 717272.1628 | 1921320.5738 | 0 |  | 50781.9537 | 50699.0448 | 1894.9343 | -1812.0253 | 119.0118 | 0 | 0 | 0 | 0 | 0 | 0 | 0 | 50580.0329 | 0 | 1894.9343 | 0 | 0 | 0 | 0 | 0 | -1812.0253 | 0 | 0 | 0 | 0 | 0 | 0 | 0 | 0 | 0
151544 | Hurontario Light Rail Transit (HuLRT) - Mississauga - Metrolinx | 2020 | 2027 | System Access | Transit Projects | Must Do | 0.0023 | 0 | 0 |  | 7246.2872 | 7246.2872 | 0 | -2.1038e-06 | 18.8951 | 0 | 0 | 0 | 0 | 0 | 0 | 0 | 7227.392 | 0 | 0 | 0 | 0 | 0 | 0 | 0 | -2.1038e-06 | 0 | 0 | 0 | 0 | 0 | 0 | 0 | 0 | 0
151546 | Yonge Subway Extension (YSE) - Metrolinx | 2024 | 2025 | System Access | Transit Projects | Must Do | 0 | 0 | 0 |  | 0 | 0 | 0 | 0 | 0 | 0 | 0 | 0 | 0 | 0 | 0 | 0 | 0 | 0 | 0 | 0 | 0 | 0 | 0 | 0 | 0 | 0 | 0 | 0 | 0 | 0 | 0 | 0 | 0 | 0
151547 | Hurontario Light Rail Transit (HuLRT) - Brampton - Metrolinx | 2021 | 2025 | System Access | Transit Projects | Must Do | -0.0011 | 0 | 0 |  | 3731.5884 | 3731.5884 | 0 | -9.4652e-08 | 9.7303 | 0 | 0 | 0 | 0 | 0 | 0 | 0 | 3721.8581 | 0 | 0 | 0 | 0 | 0 | 0 | 0 | -9.4652e-08 | 0 | 0 | 0 | 0 | 0 | 0 | 0 | 0 | 0
151548 | Station Switchgear Replacement - Aurora MS2 | 2029 | 2030 | System Renewal | Substation Renewal | New to Scenario | 0 | 2469249.2186 | 0 |  | 5447.4055 | 1391.9366 | 5965.1899 | -1909.721 | 0 | 0 | 0 | 88.915 | 237.3757 | 0 | 0 | 0 | 0 | 1065.6459 | 23.9156 | 0 | 0 | 0 | 0 | 23.9156 | -1909.721 | 0 | 0 | 0 | 0 | 0 | 0 | 5917.3586 | 0 | 0
151550 | Services (New and Upgrades) - Layouts - Guelph | 2021 | 2031 | System Access | Customer Connections | Must Do | 716551.0561 | 2309808.9162 | 0 |  | 40169.5296 | 40169.5296 | 2212.2718 | -2212.2718 | 119.0118 | 0 | 0 | 0 | 0 | 0 | 0 | 0 | 40050.5177 | 0 | 0 | 0 | 0 | 0 | 2212.2718 | 0 | -2212.2718 | 0 | 0 | 0 | 0 | 0 | 0 | 0 | 0 | 0
151551 | Services (New and Upgrades) - Commercial, Industrial and Institutional (ICI) Projects - Guelph | 2021 | 2031 | System Access | Customer Connections | Must Do | 343058.9576 | 215463.9678 | 0 |  | 40169.5296 | 40169.5296 | 340.1273 | -340.1273 | 119.0118 | 0 | 0 | 0 | 0 | 0 | 0 | 0 | 40050.5177 | 0 | 0 | 0 | 0 | 0 | 340.1273 | 0 | -340.1273 | 0 | 0 | 0 | 0 | 0 | 0 | 0 | 0 | 0
151552 | SCADA - FLISR Expansion | 2028 | 2034 | General Plant | Information Technology Systems | New to Scenario | 0 | 572493.9109 | 464146.0889 | 21354.0832 | 8272.7408 | 7673.8254 | 1375.9515 | -777.036 | 0 | 0 | 306.6496 | 0 | 0 | 0 | 0 | 0 | 7367.1757 | 0 | 0 | 0 | 0 | 0 | 0 | 14.603 | -777.036 | 0 | 1294.4032 | 0 | 0 | 0 | 0 | 0 | 0 | 66.9453
151556 | Cable and Transformer Replacement - (HAM) - Hollybush - Parkside - Dundas - Spring Creek | 2026 | 2031 | System Renewal | Underground Asset Renewal | New to Scenario | 0 | 44978092.0133 | 0 |  | 88330.2136 | 183.7575 | 124157.8974 | -36011.4414 | 0 | 0 | 0 | 0 | 0 | 0 | 0 | 0 | 183.7575 | 0 | 0 | 0 | 0 | 0 | 0 | 0 | -36011.4414 | 0 | 0 | 0 | 0 | 0 | 0 | 124157.8974 | 0 | 0
151559 | Cable and Transformer Replacement - (HAM) - Upper Wentworth - Lincoln M. Alexander - Upper Ottawa - Stonechurch | 2029 | 2034 | System Renewal | Underground Asset Renewal | New to Scenario | 0 | 9093883.6488 | 11659084.8693 |  | 18264.8286 | 144.8628 | 32325.9364 | -14205.9706 | 0 | 0 | 0 | 0 | 0 | 0 | 0 | 0 | 144.8628 | 0 | 0 | 0 | 0 | 0 | 0 | 0 | -14205.9706 | 0 | 0 | 0 | 0 | 0 | 0 | 32325.9364 | 0 | 0
151577 | Services (New and Upgrades) - Layouts - East North | 2021 | 2031 | System Access | Customer Connections | Must Do | 808913.7824 | 2607541.0555 | 0 |  | 40144.7542 | 40144.7542 | 2497.4315 | -2497.4315 | 94.2365 | 0 | 0 | 0 | 0 | 0 | 0 | 0 | 40050.5177 | 0 | 0 | 0 | 0 | 0 | 2497.4315 | 0 | -2497.4315 | 0 | 0 | 0 | 0 | 0 | 0 | 0 | 0 | 0
151578 | Services (New and Upgrades) - Layouts - East South | 2021 | 2031 | System Access | Customer Connections | Must Do | 4299306.2759 | 13858853.4282 | 0 |  | 26895.8986 | 40169.5296 | 0 | -13273.631 | 119.0118 | 0 | 0 | 0 | 0 | 0 | 0 | 0 | 40050.5177 | 0 | 0 | 0 | 0 | 0 | 0 | 0 | -13273.631 | 0 | 0 | 0 | 0 | 0 | 0 | 0 | 0 | 0
151584 | Customer Initiated Distribution System Project (West) McMaster Innovation Park - Dedicated Feeder- Business Park | 2022 | 2029 | System Access | Customer Initiated Dist Sys Projects | Must Do | 1519.0007 | 5935812.8775 | 0 |  | 4482.7178 | 17.0056 | 9399.4917 | -4933.7795 | 17.0056 | 0 | 0 | 0 | 0 | 0 | 0 | 0 | 0 | 0 | 0 | 0 | 0 | 0 | 9399.4917 | 0 | -4933.7795 | 0 | 0 | 0 | 0 | 0 | 0 | 0 | 0 | 0
151607 | Aveva PI Upgrade | 2022 | 2031 | General Plant | Information Technology Systems | Must Do Something | 58437.8927 | 125199.8975 | 0 |  | 129.835 | 228.8022 | 0 | -98.9672 | 0 | 0 | 0 | 0 | 109.0793 | 84.8394 | 0 | 0 | 34.8834 | 0 | 0 | 0 | 0 | 0 | 0 | 0 | -98.9672 | 0 | 0 | 0 | 0 | 0 | 0 | 0 | 0 | 0
151610 | New Industrial/Commercial/Institutional Subdivision Development - Alectra Central South | 2021 | 2031 | System Access | Customer Connections | Must Do | 206800.0192 | 584376.0869 | 0 |  | 132.2354 | 132.2354 | 584.6521 | -584.6521 | 132.2354 | 0 | 0 | 0 | 0 | 0 | 0 | 0 | 0 | 0 | 0 | 0 | 0 | 0 | 584.6521 | 0 | -584.6521 | 0 | 0 | 0 | 0 | 0 | 0 | 0 | 0 | 0
151611 | Subdivision Equipment Replacement due to Damage - Alectra Central South | 2021 | 2031 | System Access | Customer Connections | Must Do | -0.0011 | 0.0002 | 0 |  | 132.2354 | 132.2354 | 1.7931e-06 | -1.7931e-06 | 132.2354 | 0 | 0 | 0 | 0 | 0 | 0 | 0 | 0 | 0 | 0 | 0 | 0 | 0 | 1.7931e-06 | 0 | -1.7931e-06 | 0 | 0 | 0 | 0 | 0 | 0 | 0 | 0 | 0
151612 | Subdivision Developer Capital Plant Relocation - Alectra Central South | 2021 | 2031 | System Access | Customer Connections | Must Do | 95823.2263 | 202235.4584 | 0 |  | 132.2354 | 132.2354 | 204.7227 | -204.7227 | 132.2354 | 0 | 0 | 0 | 0 | 0 | 0 | 0 | 0 | 0 | 0 | 0 | 0 | 0 | 204.7227 | 0 | -204.7227 | 0 | 0 | 0 | 0 | 0 | 0 | 0 | 0 | 0
151632 | Road Authority OH to UG Conversion - (East South) Jane St @ Portage Pkway | 2025 | 2026 | System Access | Road Authority | Must Do | 166726.9774 | 0 | 0 |  | -62.3786 | 9.7303 | 0 | -72.1089 | 9.7303 | 0 | 0 | 0 | 0 | 0 | 0 | 0 | 0 | 0 | 0 | 0 | 0 | 0 | 0 | 0 | -72.1089 | 0 | 0 | 0 | 0 | 0 | 0 | 0 | 0 | 0
151648 | Road Authority Project - Poleline Relocation for Goreway Drive widening from Humberwest to Mayfield | 2021 | 2028 | System Access | Road Authority | Must Do | 103851.0224 | 583102.4926 | 0 |  | -577.8118 | 27.5281 | 0 | -605.34 | 27.5281 | 0 | 0 | 0 | 0 | 0 | 0 | 0 | 0 | 0 | 0 | 0 | 0 | 0 | 0 | 0 | -605.34 | 0 | 0 | 0 | 0 | 0 | 0 | 0 | 0 | 0
151649 | Subdivision Equipment Replacement due to Damage - Alectra West | 2021 | 2031 | System Access | Customer Connections | Must Do | 0.0028 | 0.0013 | 0 |  | 132.2354 | 132.2354 | 8.4925e-06 | -8.4925e-06 | 132.2354 | 0 | 0 | 0 | 0 | 0 | 0 | 0 | 0 | 0 | 0 | 0 | 0 | 0 | 8.4925e-06 | 0 | -8.4925e-06 | 0 | 0 | 0 | 0 | 0 | 0 | 0 | 0 | 0
151652 | New Industrial/Commercial/Institutional Subdivision Development - Alectra West | 2021 | 2031 | System Access | Customer Connections | Must Do | 562851.0884 | 1541751.5088 | 0 |  | 119.0118 | 119.0118 | 1542.772 | -1542.772 | 119.0118 | 0 | 0 | 0 | 0 | 0 | 0 | 0 | 0 | 0 | 0 | 0 | 0 | 0 | 1542.772 | 0 | -1542.772 | 0 | 0 | 0 | 0 | 0 | 0 | 0 | 0 | 0
151653 | Subdivision Developer Capital Plant Relocation - Alectra West | 2021 | 2031 | System Access | Customer Connections | Must Do | 272108.5004 | 600136.4722 | 0 |  | 132.2354 | 132.2354 | 604.3414 | -604.3414 | 132.2354 | 0 | 0 | 0 | 0 | 0 | 0 | 0 | 0 | 0 | 0 | 0 | 0 | 0 | 604.3414 | 0 | -604.3414 | 0 | 0 | 0 | 0 | 0 | 0 | 0 | 0 | 0
151670 | Subdivision Equipment Replacement due to Damage - Alectra Central North | 2021 | 2031 | System Access | Customer Connections | Must Do | 0.0012 | -0.0001 | 0 |  | 132.2354 | 132.2354 | 1.1631e-06 | -1.1631e-06 | 132.2354 | 0 | 0 | 0 | 0 | 0 | 0 | 0 | 0 | 0 | 0 | 0 | 0 | 0 | 1.1631e-06 | 0 | -1.1631e-06 | 0 | 0 | 0 | 0 | 0 | 0 | 0 | 0 | 0
151673 | New Industrial/Commercial/Institutional Subdivision Development - Alectra Central North | 2021 | 2031 | System Access | Customer Connections | Must Do | 603083.9248 | 1704200.7953 | 0 |  | 132.2354 | 132.2354 | 1705.0048 | -1705.0048 | 132.2354 | 0 | 0 | 0 | 0 | 0 | 0 | 0 | 0 | 0 | 0 | 0 | 0 | 0 | 1705.0048 | 0 | -1705.0048 | 0 | 0 | 0 | 0 | 0 | 0 | 0 | 0 | 0
151674 | Subdivision Developer Capital Plant Relocation - Alectra Central North | 2021 | 2031 | System Access | Customer Connections | Must Do | 288918.6889 | 647691.5459 | 0 |  | 132.2354 | 132.2354 | 653.9333 | -653.9333 | 132.2354 | 0 | 0 | 0 | 0 | 0 | 0 | 0 | 0 | 0 | 0 | 0 | 0 | 0 | 653.9333 | 0 | -653.9333 | 0 | 0 | 0 | 0 | 0 | 0 | 0 | 0 | 0
151675 | Meter New Connections and Upgrades - ERZ | 2020 | 2031 | System Access | Network Metering | Must Do | 2271438.2447 | 5488484.115 | 0 | 183157 | 50.5361 | 50.5361 | 5687.1506 | -5687.1506 | 50.5361 | 0 | 0 | 0 | 0 | 0 | 0 | 0 | 0 | 0 | 0 | 0 | 0 | 0 | 5687.1506 | 0 | -5687.1506 | 0 | 0 | 0 | 0 | 0 | 0 | 0 | 0 | 0
151676 | 136M10 Feeder Extension Goreway TS to Hwy 410 | 2028 | 2029 | System Service | Capacity (Lines) | New to Scenario | 0 | 8416764.4648 | 0 |  | 32184.2178 | 39218.0952 | 0 | -7033.8774 | 0 | 0 | 39218.0952 | 0 | 0 | 0 | 0 | 0 | 0 | 0 | 0 | 0 | 0 | 0 | 0 | 0 | -7033.8774 | 0 | 0 | 0 | 0 | 0 | 0 | 0 | 0 | 0
151677 | Meter New Connections and Upgrades - BRZ | 2020 | 2031 | System Access | Network Metering | Must Do | 1765120.1144 | 4087853.4769 | 0 | 51005 | 50.5361 | 50.5361 | 4194.5745 | -4194.5745 | 50.5361 | 0 | 0 | 0 | 0 | 0 | 0 | 0 | 0 | 0 | 0 | 0 | 0 | 0 | 4194.5745 | 0 | -4194.5745 | 0 | 0 | 0 | 0 | 0 | 0 | 0 | 0 | 0
151678 | Meter New Connections and Upgrades - PRZ | 2020 | 2031 | System Access | Network Metering | Must Do | 2241386.2956 | 4722372.1864 | 0 | 306609.9999 | 50.5361 | 50.5361 | 5091.3745 | -5091.3745 | 50.5361 | 0 | 0 | 0 | 0 | 0 | 0 | 0 | 0 | 0 | 0 | 0 | 0 | 0 | 5091.3745 | 0 | -5091.3745 | 0 | 0 | 0 | 0 | 0 | 0 | 0 | 0 | 0
151679 | Meter New Connections and Upgrades - HRZ | 2020 | 2031 | System Access | Network Metering | Must Do | 1685692.5025 | 3703888.2528 | 0 | 90233 | 50.5361 | 50.5361 | 3838.4726 | -3838.4726 | 50.5361 | 0 | 0 | 0 | 0 | 0 | 0 | 0 | 0 | 0 | 0 | 0 | 0 | 0 | 3838.4726 | 0 | -3838.4726 | 0 | 0 | 0 | 0 | 0 | 0 | 0 | 0 | 0
151682 | MC Sampling and Reverification - ERZ | 2015 | 2031 | System Access | Network Metering | Must Do | 2386823.2684 | 1216509.8558 | 0 |  | 7015.2922 | 1322.3538 | 7816.9528 | -2124.0144 | 1322.3538 | 0 | 0 | 0 | 0 | 0 | 0 | 0 | 0 | 0 | 7816.9528 | 0 | 0 | 0 | 0 | 0 | -2124.0144 | 0 | 0 | 0 | 0 | 0 | 0 | 0 | 0 | 0
151683 | MC Sampling and Reverification - PRZ | 2015 | 2031 | System Access | Network Metering | Must Do | 1943221.3162 | 3578260.3114 | 0 |  | 11699.7965 | 1322.3538 | 14493.4876 | -4116.0449 | 1322.3538 | 0 | 0 | 0 | 0 | 0 | 0 | 0 | 0 | 0 | 14493.4876 | 0 | 0 | 0 | 0 | 0 | -4116.0449 | 0 | 0 | 0 | 0 | 0 | 0 | 0 | 0 | 0
151684 | MC Sampling and Reverification - HRZ | 2015 | 2031 | System Access | Network Metering | Must Do | 2116472.698 | 364023.3607 | 0 |  | 8913.4461 | 1322.3538 | 9799.6591 | -2208.5668 | 1322.3538 | 0 | 0 | 0 | 0 | 0 | 0 | 0 | 0 | 0 | 9799.6591 | 0 | 0 | 0 | 0 | 0 | -2208.5668 | 0 | 0 | 0 | 0 | 0 | 0 | 0 | 0 | 0
151686 | MC Sampling and Reverification - BRZ | 2021 | 2031 | System Access | Network Metering | Must Do | 2922301.0327 | 88747.1244 | 0 |  | 6388.0524 | 1322.3538 | 6407.9066 | -1342.208 | 1322.3538 | 0 | 0 | 0 | 0 | 0 | 0 | 0 | 0 | 0 | 6407.9066 | 0 | 0 | 0 | 0 | 0 | -1342.208 | 0 | 0 | 0 | 0 | 0 | 0 | 0 | 0 | 0
151688 | Subdivision Equipment Replacement due to Damage - Alectra Guelph | 2021 | 2031 | System Access | Customer Connections | Must Do | 0 | 0.0025 | 0 |  | 132.2354 | 132.2354 | 2.1958e-06 | -2.1958e-06 | 132.2354 | 0 | 0 | 0 | 0 | 0 | 0 | 0 | 0 | 0 | 0 | 0 | 0 | 0 | 2.1958e-06 | 0 | -2.1958e-06 | 0 | 0 | 0 | 0 | 0 | 0 | 0 | 0 | 0
151694 | New Industrial/Commercial/Institutional Subdivision Development - Alectra Guelph | 2021 | 2031 | System Access | Customer Connections | Must Do | 75639.633 | 202174.9044 | 0 |  | 119.0118 | 119.0118 | 202.4585 | -202.4585 | 119.0118 | 0 | 0 | 0 | 0 | 0 | 0 | 0 | 0 | 0 | 0 | 0 | 0 | 0 | 202.4585 | 0 | -202.4585 | 0 | 0 | 0 | 0 | 0 | 0 | 0 | 0 | 0
151695 | Subdivision Developer Capital Plant Relocation - Alectra Guelph | 2021 | 2031 | System Access | Customer Connections | Must Do | 36305.0086 | 77773.1783 | 0 |  | 132.2354 | 132.2354 | 78.5002 | -78.5002 | 132.2354 | 0 | 0 | 0 | 0 | 0 | 0 | 0 | 0 | 0 | 0 | 0 | 0 | 0 | 78.5002 | 0 | -78.5002 | 0 | 0 | 0 | 0 | 0 | 0 | 0 | 0 | 0
151696 | New Residential Subdivision and Condo Tower Development - Alectra Guelph | 2021 | 2031 | System Access | Customer Connections | Must Do | 959598.0001 | 2779459.0633 | 0 |  | 119.0118 | 119.0118 | 2742.7607 | -2742.7607 | 119.0118 | 0 | 0 | 0 | 0 | 0 | 0 | 0 | 0 | 0 | 0 | 0 | 0 | 0 | 2742.7607 | 0 | -2742.7607 | 0 | 0 | 0 | 0 | 0 | 0 | 0 | 0 | 0
151713 | Wholesale Metering - HRZ | 2021 | 2031 | System Access | Network Metering | Must Do | 561913.2974 | 564179.5546 | 0 |  | 2492.6753 | 3171.3872 | 136.356 | -815.0679 | 3171.3872 | 0 | 0 | 0 | 0 | 0 | 0 | 0 | 0 | 0 | 0 | 0 | 0 | 0 | 0 | 67.6082 | -815.0679 | 0 | 0 | 0 | 0 | 0 | 0 | 41.2197 | 0 | 27.5281
151714 | Wholesale Metering - PRZ | 2021 | 2031 | System Access | Network Metering | Must Do | 941394.6878 | 2137366.1886 | 0 |  | 1118.7441 | 3171.3872 | 136.356 | -2188.9991 | 3171.3872 | 0 | 0 | 0 | 0 | 0 | 0 | 0 | 0 | 0 | 0 | 0 | 0 | 0 | 0 | 67.6082 | -2188.9991 | 0 | 0 | 0 | 0 | 0 | 0 | 41.2197 | 0 | 27.5281
151718 | Meter and Equipment Failure Replacement - ERZ | 2015 | 2031 | System Access | Network Metering | Must Do | 1836026.893 | 3327045.1882 | 0 | 475860.0001 | 15909.8654 | 20106.3896 | 0 | -4196.5241 | 1322.3538 | 0 | 0 | 0 | 18784.0358 | 0 | 0 | 0 | 0 | 0 | 0 | 0 | 0 | 0 | 0 | 0 | -4196.5241 | 0 | 0 | 0 | 0 | 0 | 0 | 0 | 0 | 0
151719 | Meter and Equipment Failure Replacement - PRZ | 2015 | 2031 | System Access | Network Metering | Must Do | 2425289.0759 | 7664643.0096 | 0 | 420763.0011 | 12033.9935 | 20106.3896 | 0 | -8072.3961 | 1322.3538 | 0 | 0 | 0 | 18784.0358 | 0 | 0 | 0 | 0 | 0 | 0 | 0 | 0 | 0 | 0 | 0 | -8072.3961 | 0 | 0 | 0 | 0 | 0 | 0 | 0 | 0 | 0
151721 | Meter and Equipment Failure Replacement - BRZ | 2015 | 2031 | System Access | Network Metering | Must Do | 2643234.0207 | 2409704.9381 | 0 | 161342.999 | 16650.8789 | 20106.3896 | 0 | -3455.5106 | 1322.3538 | 0 | 0 | 0 | 18784.0358 | 0 | 0 | 0 | 0 | 0 | 0 | 0 | 0 | 0 | 0 | 0 | -3455.5106 | 0 | 0 | 0 | 0 | 0 | 0 | 0 | 0 | 0
151722 | Meter and Equipment Failure Replacement - HRZ | 2015 | 2031 | System Access | Network Metering | Must Do | 2310226.6877 | 3392349.2135 | 0 | 314159.0012 | 15752.2678 | 20106.3896 | 0 | -4354.1218 | 1322.3538 | 0 | 0 | 0 | 18784.0358 | 0 | 0 | 0 | 0 | 0 | 0 | 0 | 0 | 0 | 0 | 0 | -4354.1218 | 0 | 0 | 0 | 0 | 0 | 0 | 0 | 0 | 0
151805 | Replacement of End of Life Communications Equipment in Central South Municipal Substations | 2021 | 2032 | System Renewal | Substation Renewal | New to Scenario | 0 | 933818.493 | 242567.1645 |  | 2529.9821 | 1359.4758 | 2073.8689 | -903.3626 | 0 | 0 | 0 | 0 | 11.2353 | 0 | 0 | 0 | 337.0601 | 1011.1803 | 0 | 0 | 0 | 0 | 0 | 360.8648 | -903.3626 | 0 | 0 | 0 | 34.0021 | 0 | 0 | 1565.6618 | 0 | 113.3402
151806 | Brampton Road Authority - Mayfield Road | 2022 | 2028 | System Access | Road Authority | Must Do | 1369112.969 | 2283539.67 | 0 |  | -2898.7543 | 27.5281 | 0 | -2926.2824 | 27.5281 | 0 | 0 | 0 | 0 | 0 | 0 | 0 | 0 | 0 | 0 | 0 | 0 | 0 | 0 | 0 | -2926.2824 | 0 | 0 | 0 | 0 | 0 | 0 | 0 | 0 | 0
151807 | Road Authority Project - Poleline Relocation for Dixie Rd. widening from Queen to Mayfield | 2020 | 2028 | System Access | Road Authority | Must Do | 436942.1795 | 1184036.4269 | 0 |  | -1341.3528 | 27.5281 | 0 | -1368.8809 | 27.5281 | 0 | 0 | 0 | 0 | 0 | 0 | 0 | 0 | 0 | 0 | 0 | 0 | 0 | 0 | 0 | -1368.8809 | 0 | 0 | 0 | 0 | 0 | 0 | 0 | 0 | 0
151808 | Replacement of End of Life Communications Equipment in East (North) Municipal Substations | 2021 | 2027 | System Renewal | Substation Renewal | New to Scenario | 109704.2611 | 110619.1529 | 0 |  | 1240.6026 | 485.5673 | 963.1616 | -208.1262 | 0 | 0 | 0 | 0 | 1.467 | 0 | 0 | 0 | 44.0091 | 440.0912 | 0 | 0 | 0 | 0 | 0 | 54.576 | -208.1262 | 0 | 0 | 0 | 33.2129 | 0 | 0 | 764.6628 | 0 | 110.7098
151810 | Replacement of End of Life SCADA Radios in Central South Field RTUs | 2021 | 2026 | System Renewal | Substation Renewal | New to Scenario | 205663.4077 | 0 | 0 |  | 1571.5859 | 658.9615 | 1009.0867 | -96.4623 | 0 | 0 | 0 | 0 | 16.0444 | 0 | 0 | 0 | 160.4443 | 482.4728 | 0 | 0 | 0 | 0 | 0 | 70.5863 | -96.4623 | 0 | 0 | 0 | 35.008 | 0 | 0 | 786.7992 | 0 | 116.6932
151812 | Cyber Security - Security Upgrades | 2021 | 2031 | General Plant | Information Technology Systems | Must Do Something | 30348.09 | 5362744.7247 | 0 | 12866612.4431 | 3618.9508 | 29806.9254 | 0 | -26187.9746 | 72.7195 | 10099.9341 | 0 | 0 | 0 | 16361.8932 | 0 | 0 | 3272.3786 | 0 | 0 | 0 | 0 | 0 | 0 | 0 | -26187.9746 | 0 | 0 | 0 | 0 | 0 | 0 | 0 | 0 | 0
151813 | Metering Tools & Equipment - GRZ | 2015 | 2031 | General Plant | Tools, Shop and garage Equipment | New to Scenario | 96620.0012 | 145327.2947 | 0 |  | 770.2087 | 917.0944 | 0 | -146.8857 | 661.1769 | 0 | 0 | 0 | 77.3997 | 0 | 0 | 0 | 178.5178 | 0 | 0 | 0 | 0 | 0 | 0 | 0 | -146.8857 | 0 | 0 | 0 | 0 | 0 | 0 | 0 | 0 | 0
151815 | Wholesale Metering - GRZ | 2021 | 2031 | System Access | Network Metering | Must Do | 54379.2228 | 172204.7441 | 0 |  | 3163.2076 | 3171.3872 | 136.356 | -144.5356 | 3171.3872 | 0 | 0 | 0 | 0 | 0 | 0 | 0 | 0 | 0 | 0 | 0 | 0 | 0 | 0 | 67.6082 | -144.5356 | 0 | 0 | 0 | 0 | 0 | 0 | 41.2197 | 0 | 27.5281
151865 | Install 2nd 27.6kV cct on Bathurst St from Jefferson Sdrd to King Rd | N/A | N/A | System Service | Capacity (Lines) | New to Scenario | 0 | 0 | 1596870.7978 |  | 2172.8523 | 3258.2477 | 0 | -1085.3954 | 0 | 0 | 3258.2477 | 0 | 0 | 0 | 0 | 0 | 0 | 0 | 0 | 0 | 0 | 0 | 0 | 0 | -1085.3954 | 0 | 0 | 0 | 0 | 0 | 0 | 0 | 0 | 0
151879 | Cable and Transformer Replacement - (HAM) - Upper Sherman - Stone Church - Nebo - Rymal | 2030 | 2034 | System Renewal | Underground Asset Renewal | New to Scenario | 0 | 8703255.398 | 11590672.2618 |  | 12895.5478 | 133.3725 | 26635.4667 | -13873.2913 | 0 | 0 | 0 | 0 | 0 | 0 | 0 | 0 | 133.3725 | 0 | 0 | 0 | 0 | 0 | 0 | 0 | -13873.2913 | 0 | 0 | 0 | 0 | 0 | 0 | 26635.4667 | 0 | 0
151882 | Cable Replacement Project - (G3) - Main - Bovaird - Kennedy - Queen, Brampton | 2026 | 2029 | System Renewal | Underground Asset Renewal | New to Scenario | 4054583.7702 | 8339579.5714 | 0 |  | 30133.6765 | 1448.6275 | 39887.1957 | -11202.1468 | 0 | 0 | 0 | 0 | 0 | 0 | 0 | 0 | 1448.6275 | 0 | 0 | 0 | 0 | 0 | 0 | 0 | -11202.1468 | 0 | 0 | 0 | 0 | 0 | 0 | 39887.1957 | 0 | 0
151885 | Cable and Transformer Replacement - (921) - 18-70 Wilsonview Ave and 330 - 524 Scottsdale Dr, Guelph | N/A | N/A | System Renewal | Underground Asset Renewal | New to Scenario | 0 | 0 | 920998.8021 |  | 1056.4974 | 102.7494 | 1575.0516 | -621.3036 | 0 | 0 | 0 | 0 | 0 | 0 | 0 | 0 | 102.7494 | 0 | 0 | 0 | 0 | 0 | 0 | 0 | -621.3036 | 0 | 0 | 0 | 0 | 0 | 0 | 1575.0516 | 0 | 0
151886 | Cable and Transformer Replacement - (348) - 3-19 Burns Dr, Guelph | N/A | N/A | System Renewal | Underground Asset Renewal | New to Scenario | 0 | 0 | 569942.3116 |  | 449.0952 | 112.3534 | 721.2236 | -384.4817 | 0 | 0 | 0 | 0 | 0 | 0 | 0 | 0 | 112.3534 | 0 | 0 | 0 | 0 | 0 | 0 | 0 | -384.4817 | 0 | 0 | 0 | 0 | 0 | 0 | 721.2236 | 0 | 0
151887 | Cable and Transformer Replacement - (96) - 700 Paisley Rd, Guelph | 2030 | 2030 | System Renewal | Underground Asset Renewal | New to Scenario | 0 | 1151128.2641 | 0 |  | 967.0398 | 133.3725 | 1708.8332 | -875.1658 | 0 | 0 | 0 | 0 | 0 | 0 | 0 | 0 | 133.3725 | 0 | 0 | 0 | 0 | 0 | 0 | 0 | -875.1658 | 0 | 0 | 0 | 0 | 0 | 0 | 1708.8332 | 0 | 0
151888 | Cable and Transformer Replacement - (906) - 39 - 131 Dovercliffe Dr, Guelph | 2030 | 2030 | System Renewal | Underground Asset Renewal | New to Scenario | 0 | 1229195.1065 | 0 |  | 781.608 | 133.3725 | 1582.753 | -934.5175 | 0 | 0 | 0 | 0 | 0 | 0 | 0 | 0 | 133.3725 | 0 | 0 | 0 | 0 | 0 | 0 | 0 | -934.5175 | 0 | 0 | 0 | 0 | 0 | 0 | 1582.753 | 0 | 0
151889 | Cable Replacement- Tomken Trail in Mississauga (AREA36) | 2025 | 2025 | System Renewal | Underground Asset Renewal | Must Do | 1608155.7358 | 0 | 0 |  | 7393.5953 | 661.1769 | 6732.4184 | 0 | 0 | 0 | 0 | 0 | 0 | 0 | 0 | 0 | 661.1769 | 0 | 0 | 0 | 0 | 0 | 0 | 0 | 0 | 0 | 0 | 0 | 0 | 0 | 0 | 6732.4184 | 0 | 0
151891 | Cable Replacement - Main Feeder Cable (L5006 to L54490), Mississauga | 2028 | 2028 | System Renewal | Underground Asset Renewal | New to Scenario | 0 | 862794.3534 | 0 |  | 1355.1281 | 523.5362 | 1570.8494 | -739.2575 | 0 | 0 | 0 | 0 | 0 | 0 | 0 | 0 | 523.5362 | 0 | 0 | 0 | 0 | 0 | 0 | 0 | -739.2575 | 0 | 0 | 0 | 0 | 0 | 0 | 1570.8494 | 0 | 0
151896 | Rear Lot Renewal - (199) - Douglas St, Guelph | 2025 | 2029 | System Renewal | Rear Lot Conversion | New to Scenario | 0 | 1058514.0901 | 0 |  | 2906.0227 | 1075.9515 | 2690.8619 | -860.7907 | 0 | 0 | 0 | 482.8758 | 0 | 0 | 0 | 0 | 0 | 593.0757 | 178.9569 | 0 | 0 | 0 | 0 | 0 | -860.7907 | 0 | 0 | 0 | 0 | 0 | 0 | 2511.905 | 0 | 0
151897 | Rear Lot Renewal - (982) - Monticello Cres & Evergreen Dr, Guelph | N/A | N/A | System Renewal | Rear Lot Conversion | New to Scenario | 0 | 0 | 1407822.3032 |  | 978.3166 | 704.3459 | 1223.6841 | -949.7135 | 0 | 0 | 0 | 257.1795 | 0 | 0 | 0 | 0 | 111.2298 | 335.9366 | 220.048 | 0 | 0 | 0 | 0 | 0 | -949.7135 | 0 | 0 | 0 | 0 | 0 | 0 | 1003.6362 | 0 | 0
151898 | Rear Lot Renewal - (929) - Stone Rd E and Colborn St, Guelph | N/A | N/A | System Renewal | Rear Lot Conversion | New to Scenario | 0 | 0 | 2216425.4311 |  | 2519.3462 | 822.8012 | 3203.0526 | -1506.5076 | 0 | 0 | 0 | 374.5112 | 0 | 0 | 0 | 0 | 111.2298 | 337.0601 | 311.4182 | 0 | 0 | 0 | 0 | 0 | -1506.5076 | 0 | 0 | 0 | 0 | 0 | 0 | 2891.6344 | 0 | 0
151899 | Rear Lot Renewal - (983) - Monticello Cres and Mayfield Ave, Guelph | N/A | N/A | System Renewal | Rear Lot Conversion | New to Scenario | 0 | 0 | 1150494.1128 |  | 1283.4356 | 479.6392 | 1585.7889 | -781.9925 | 0 | 0 | 0 | 257.1795 | 0 | 0 | 0 | 0 | 111.2298 | 111.2298 | 85.3358 | 0 | 0 | 0 | 0 | 0 | -781.9925 | 0 | 0 | 0 | 0 | 0 | 0 | 1500.4532 | 0 | 0
151900 | Extend feeder 24M8 from Hwy 7 to 16th Ave in Markham | N/A | N/A | System Service | Capacity (Lines) | New to Scenario | 0 | 0 | 1313414.1283 |  | 2444.1656 | 3336.8951 | 0 | -892.7295 | 0 | 0 | 3336.8951 | 0 | 0 | 0 | 0 | 0 | 0 | 0 | 0 | 0 | 0 | 0 | 0 | 0 | -892.7295 | 0 | 0 | 0 | 0 | 0 | 0 | 0 | 0 | 0
151905 | Transformer Room Renewal - Swansea Apts (T305), Hamilton | 2027 | 2032 | System Renewal | Transformer Renewal | New to Scenario | 0 | 1826765.724 | 0 |  | 3523.0289 | 1310.7538 | 3886.4684 | -1674.1933 | 0 | 0 | 0 | 54.97 | 0 | 0 | 0 | 0 | 312.7948 | 942.989 | 0 | 0 | 0 | 0 | 0 | 0 | -1674.1933 | 0 | 0 | 0 | 0 | 0 | 0 | 3886.4684 | 0 | 0
151906 | Transformer Room Renewal - Bentley Place (T553), Hamilton | 2028 | 2032 | System Renewal | Transformer Renewal | New to Scenario | 0 | 1588788.5292 | 0 |  | 2965.8636 | 642.5293 | 3694.9357 | -1371.6014 | 0 | 0 | 0 | 0 | 0 | 0 | 0 | 0 | 157.0609 | 485.4684 | 0 | 0 | 0 | 0 | 0 | 158.459 | -1371.6014 | 0 | 0 | 0 | 0 | 0 | 0 | 3536.4767 | 0 | 0
151907 | Transformer Room Renewal - Greenhill Apts (T194), Hamilton | 2030 | 2030 | System Renewal | Transformer Renewal | New to Scenario | 0 | 1483685.319 | 0 |  | 2090.9851 | 675.4846 | 2552.0329 | -1136.5324 | 0 | 0 | 0 | 0 | 0 | 0 | 0 | 0 | 265.3749 | 410.1097 | 0 | 0 | 0 | 0 | 0 | 138.2087 | -1136.5324 | 0 | 0 | 0 | 0 | 0 | 0 | 2413.8242 | 0 | 0
151913 | Cable Replacement Project - (M44) - Cochrane Dr (North) - Scolberg (South), Markham | 2024 | 2026 | System Renewal | Underground Asset Renewal | Must Do | 5040210.6778 | 0 | 0 |  | 8165.0568 | 317.3649 | 10303.5265 | -2455.8346 | 119.0118 | 0 | 0 | 0 | 0 | 0 | 0 | 0 | 198.3531 | 0 | 0 | 0 | 0 | 0 | 0 | 0 | -2455.8346 | 0 | 0 | 0 | 0 | 0 | 0 | 10303.5265 | 0 | 0
151918 | MS Transformer Replacement - Duckworth MS409 T1 | 2022 | 2025 | System Renewal | Substation Renewal | New to Scenario | 134203.066 | 0 | 0 |  | 3157.2343 | 1520.7069 | 1636.5274 | 0 | 0 | 0 | 0 | 641.3416 | 641.3416 | 0 | 0 | 0 | 39.6706 | 198.3531 | 0 | 0 | 0 | 0 | 0 | 0 | 0 | 0 | 0 | 0 | 0 | 0 | 0 | 1636.5274 | 0 | 0
151924 | Protections Upgrade - Desboro MS49 LV1 and LV2 | 2029 | 2029 | System Renewal | Substation Renewal | New to Scenario | 0 | 386229.2765 | 0 |  | 1020.0468 | 530.3498 | 803.7812 | -314.0842 | 41.4336 | 0 | 74.5804 | 0 | 124.3007 | 0 | 0 | 0 | 0 | 290.0351 | 0 | 0 | 0 | 0 | 0 | 3.4805 | -314.0842 | 0 | 0 | 0 | 28.9726 | 0 | 0 | 679.2535 | 0 | 92.0746
151925 | Protections Upgrade - Matheson MS89 LV1 & LV2 | 2031 | 2031 | System Renewal | Substation Renewal | New to Scenario | 0 | 387333.5639 | 0 |  | 699.3619 | 470.5877 | 508.2628 | -279.4887 | 36.7647 | 0 | 66.1764 | 0 | 110.294 | 0 | 0 | 0 | 0 | 257.3527 | 0 | 0 | 0 | 0 | 0 | 32.2398 | -279.4887 | 0 | 0 | 0 | 0 | 0 | 0 | 394.3237 | 0 | 81.6993
151926 | Protections Upgrade - Argentia MS58 LV1 | 2029 | 2029 | System Renewal | Substation Renewal | New to Scenario | 0 | 243989.0512 | 0 |  | 985.7682 | 530.3498 | 653.8319 | -198.4135 | 41.4336 | 0 | 74.5804 | 0 | 124.3007 | 0 | 0 | 0 | 0 | 290.0351 | 0 | 0 | 0 | 0 | 0 | 34.9232 | -198.4135 | 0 | 0 | 0 | 0 | 0 | 0 | 526.834 | 0 | 92.0746
151927 | Protections Upgrade - Malton MS37 LV1 & LV2 | 2029 | 2029 | System Renewal | Substation Renewal | New to Scenario | 0 | 361945.7488 | 0 |  | 906.6684 | 530.3498 | 670.6552 | -294.3367 | 41.4336 | 0 | 74.5804 | 0 | 124.3007 | 0 | 0 | 0 | 0 | 290.0351 | 0 | 0 | 0 | 0 | 0 | 34.9232 | -294.3367 | 0 | 0 | 0 | 28.9726 | 0 | 0 | 514.6848 | 0 | 92.0746
151928 | Protections Upgrade - Confederation MS83 LV1 & LV2 | 2029 | 2029 | System Renewal | Substation Renewal | New to Scenario | 0 | 381797.2393 | 0 |  | 986.9418 | 530.3498 | 767.072 | -310.4801 | 41.4336 | 0 | 74.5804 | 0 | 124.3007 | 0 | 0 | 0 | 0 | 290.0351 | 0 | 0 | 0 | 0 | 0 | 41.2353 | -310.4801 | 0 | 0 | 0 | 0 | 0 | 0 | 633.7622 | 0 | 92.0746
151930 | Install a new 4 ccts pole line on Leslie St from Hwy 7 to Major Mack Dr | N/A | N/A | System Service | Capacity (Lines) | New to Scenario | 0 | 0 | 5874668.5029 |  | 7390.1673 | 10078.0972 | 1192.7883 | -3880.7183 | 0 | 0 | 10078.0972 | 0 | 0 | 0 | 0 | 0 | 0 | 0 | 0 | 0 | 0 | 0 | 0 | 0 | -3880.7183 | 0 | 0 | 0 | 0 | 0 | 0 | 1192.7883 | 0 | 0
151934 | New Spare 10 MVA 44kV-13.8/8.32kV Transformer | 2022 | 2026 | System Service | Capacity (Stations) | In-Flight - Not Pausable | 618465.5652 | 0 | 0 |  | 2775.2347 | 0 | 2775.2347 | 0 | 0 | 0 | 0 | 0 | 0 | 0 | 0 | 0 | 0 | 0 | 0 | 0 | 0 | 0 | 0 | 0 | 0 | 0 | 0 | 0 | 0 | 0 | 0 | 0 | 2775.2347 | 0
151936 | Overhead conductor #6 Replacement Feeder MK-2 | 2028 | 2032 | System Renewal | Overhead Asset Renewal | New to Scenario | 0 | 2934393.5693 | 0 |  | 2692.8261 | 510.0311 | 4678.2025 | -2495.4075 | 0 | 0 | 0 | 0 | 0 | 0 | 0 | 0 | 0 | 510.0311 | 0 | 0 | 0 | 0 | 0 | 36.3724 | -2495.4075 | 0 | 0 | 396.7061 | 0 | 0 | 0 | 4112.8886 | 0 | 132.2354
151937 | Overhead Conductor #6 Replacement Feeder BA-7 | 2029 | 2029 | System Renewal | Overhead Asset Renewal | New to Scenario | 0 | 480335.408 | 0 |  | 1275.6925 | 0 | 1660.4674 | -384.775 | 0 | 0 | 0 | 0 | 0 | 0 | 0 | 0 | 0 | 0 | 0 | 0 | 0 | 0 | 0 | 32.0408 | -384.775 | 0 | 0 | 340.0207 | 0 | 0 | 0 | 1175.0657 | 0 | 113.3402
151942 | Overhead Conductor #6 Replacement Feeder MK-1 | 2029 | 2032 | System Renewal | Overhead Asset Renewal | New to Scenario | 0 | 3497668.1914 | 0 |  | 2386.4098 | 510.0311 | 4678.2025 | -2801.8237 | 0 | 0 | 0 | 0 | 0 | 0 | 0 | 0 | 0 | 510.0311 | 0 | 0 | 0 | 0 | 0 | 36.3724 | -2801.8237 | 0 | 0 | 396.7061 | 0 | 0 | 0 | 4112.8886 | 0 | 132.2354
151944 | Overhead Conductor #6 Replacement Feeder MK-3 | 2031 | 2032 | System Renewal | Overhead Asset Renewal | New to Scenario | 0 | 2210042.8537 | 0 |  | 2768.6693 | 510.0311 | 3829.5112 | -1570.873 | 0 | 0 | 0 | 0 | 0 | 0 | 0 | 0 | 0 | 510.0311 | 0 | 0 | 0 | 0 | 0 | 36.3724 | -1570.873 | 0 | 0 | 396.7061 | 0 | 0 | 0 | 3264.1973 | 0 | 132.2354
151945 | Overhead Conductor #6 Replacement Feeder MK-5 | 2030 | 2030 | System Renewal | Overhead Asset Renewal | New to Scenario | 0 | 1307949.1038 | 0 |  | 2561.2463 | 0 | 3548.1894 | -986.9431 | 0 | 0 | 0 | 0 | 0 | 0 | 0 | 0 | 0 | 0 | 0 | 0 | 0 | 0 | 0 | 34.1632 | -986.9431 | 0 | 0 | 367.5151 | 0 | 0 | 0 | 3024.0061 | 0 | 122.505
151946 | Overhead Conductor #6 Replacement Feeder MK-9 | 2027 | 2034 | System Renewal | Overhead Asset Renewal | New to Scenario | 0 | 2506686.5187 | 0 |  | 2473.6428 | 0 | 4678.2025 | -2204.5597 | 0 | 0 | 0 | 0 | 0 | 0 | 0 | 0 | 0 | 0 | 0 | 0 | 0 | 0 | 0 | 36.3724 | -2204.5597 | 0 | 0 | 396.7061 | 0 | 0 | 0 | 4112.8886 | 0 | 132.2354
151947 | Overhead Conductor #6 Replacement Feeder MK-11 | 2030 | 2032 | System Renewal | Overhead Asset Renewal | New to Scenario | 0 | 4955378.3283 | 0 |  | 3864.5446 | 510.0311 | 7093.7085 | -3739.1949 | 0 | 0 | 0 | 0 | 0 | 0 | 0 | 0 | 0 | 510.0311 | 0 | 0 | 0 | 0 | 0 | 36.3724 | -3739.1949 | 0 | 0 | 396.7061 | 0 | 0 | 0 | 6528.3946 | 0 | 132.2354
151948 | Transit Service - Commercial and Institutional (ICI) Projects - Central South | 2021 | 2031 | System Access | Customer Connections | Must Do | 26427.3635 | -0.0024 | 0 |  | 19380.6018 | 19380.6018 | 0 | -2.0484e-06 | 50.5361 | 0 | 0 | 0 | 0 | 0 | 0 | 0 | 19330.0657 | 0 | 0 | 0 | 0 | 0 | 0 | 0 | -2.0484e-06 | 0 | 0 | 0 | 0 | 0 | 0 | 0 | 0 | 0
151950 | Transit Service (New and Upgrades) Layouts - Central South | 2021 | 2031 | System Access | Customer Connections | Must Do | -0.0012 | 0.001 | 0 |  | 19380.6018 | 19380.6018 | 0 | 1.1892e-07 | 50.5361 | 0 | 0 | 0 | 0 | 0 | 0 | 0 | 19330.0657 | 0 | 0 | 0 | 0 | 0 | 0 | 0 | 1.1892e-07 | 0 | 0 | 0 | 0 | 0 | 0 | 0 | 0 | 0
151951 | Overhead Conductor #6 Replacement Feeders OT-3, CP-2 | 2024 | 2029 | System Renewal | Overhead Asset Renewal | New to Scenario | 0 | 1472835.4905 | 0 |  | 3984.497 | 0 | 5182.2166 | -1197.7196 | 0 | 0 | 0 | 0 | 0 | 0 | 0 | 0 | 0 | 0 | 0 | 0 | 0 | 0 | 0 | 28.0481 | -1197.7196 | 0 | 0 | 289.7255 | 0 | 0 | 0 | 4767.8678 | 0 | 96.5752
151952 | Overhead Conductor #6 Replacement Feeders PA-F3, PA-F5, PA-F6 | 2031 | 2032 | System Renewal | Overhead Asset Renewal | New to Scenario | 0 | 5571812.4393 | 0 |  | 4610.1149 | 367.6467 | 8202.8483 | -3960.3801 | 0 | 0 | 0 | 0 | 0 | 0 | 0 | 0 | 0 | 367.6467 | 0 | 0 | 0 | 0 | 0 | 30.0036 | -3960.3801 | 0 | 0 | 314.1217 | 0 | 0 | 0 | 7754.0158 | 0 | 104.7072
151953 | Overhead Conductor #6 Replacement Feeder SP-3 | 2029 | 2029 | System Renewal | Overhead Asset Renewal | New to Scenario | 0 | 777415.124 | 0 |  | 2925.4373 | 0 | 3548.1894 | -622.7521 | 0 | 0 | 0 | 0 | 0 | 0 | 0 | 0 | 0 | 0 | 0 | 0 | 0 | 0 | 0 | 34.1632 | -622.7521 | 0 | 0 | 367.5151 | 0 | 0 | 0 | 3024.0061 | 0 | 122.505
151955 | Overhead Conductor #6 Replacement Feeder WT-1 | 2029 | 2029 | System Renewal | Overhead Asset Renewal | New to Scenario | 0 | 1097725.019 | 0 |  | 2950.1733 | 0 | 3829.5112 | -879.3378 | 0 | 0 | 0 | 0 | 0 | 0 | 0 | 0 | 0 | 0 | 0 | 0 | 0 | 0 | 0 | 36.3724 | -879.3378 | 0 | 0 | 396.7061 | 0 | 0 | 0 | 3264.1973 | 0 | 132.2354
151956 | Overhead Conductor #6 Replacement Feeder WL-11 | 2027 | 2032 | System Renewal | Overhead Asset Renewal | New to Scenario | 0 | 2819753.1749 | 0 |  | 2934.167 | 0 | 5479.796 | -2545.629 | 0 | 0 | 0 | 0 | 0 | 0 | 0 | 0 | 0 | 0 | 0 | 0 | 0 | 0 | 0 | 54.5585 | -2545.629 | 0 | 0 | 396.7061 | 0 | 0 | 0 | 4896.296 | 0 | 132.2354
151968 | Return to Service of SMART Fault Indicators - Central North | 2022 | 2026 | System Renewal | Substation Renewal | New to Scenario | 235256.5335 | 0 | 0 |  | 2601.1933 | 198.3531 | 2514.7568 | -111.9165 | 0 | 0 | 0 | 0 | 0 | 0 | 0 | 0 | 0 | 198.3531 | 0 | 0 | 0 | 0 | 0 | 0 | -111.9165 | 0 | 0 | 0 | 99.1765 | 0 | 0 | 2283.3448 | 0 | 132.2354
151980 | ProActive Battery Replacement in Alectra Field RTUs | 2022 | 2036 | System Renewal | Substation Renewal | New to Scenario | 226668.5628 | 1128589.8624 | 952038.686 |  | 2909.3257 | 1810.8382 | 2819.9353 | -1721.4478 | 0 | 0 | 0 | 0 | 179.4686 | 0 | 0 | 0 | 1615.2174 | 16.1522 | 0 | 0 | 0 | 0 | 0 | 1208.441 | -1721.4478 | 0 | 0 | 11.071 | 33.2129 | 0 | 0 | 1456.5006 | 0 | 110.7098
152008 | New Customer Connections Process (NCCP) Portal Enhancements | 2025 | 2026 | General Plant | Information Technology Systems | New to Scenario | 57991.8235 | 0 | 0 | 0 | -43.8433 | 0 | 2.0306 | -45.8739 | 0 | 0 | 0 | 0 | 0 | 0 | 0 | 0 | 0 | 0 | 0 | 0 | 0 | 2.0306 | 0 | 0 | -45.8739 | 0 | 0 | 0 | 0 | 0 | 0 | 0 | 0 | 0
152085 | Proactive Replacement of Remote Terminal Units - Central South | 2023 | 2035 | System Renewal | Substation Renewal | New to Scenario | 0 | 559825.9036 | 801292.7728 |  | 1831.2246 | 40.1243 | 2718.4067 | -927.3063 | 0 | 0 | 0 | 0 | 0 | 0 | 0 | 0 | 0 | 40.1243 | 0 | 0 | 0 | 0 | 0 | 163.3423 | -927.3063 | 0 | 0 | 0 | 27.7603 | 0 | 0 | 2434.7696 | 0 | 92.5344
152086 | Meter New Connections and Upgrades - GRZ | 2020 | 2031 | System Access | Network Metering | Must Do | 495088.2573 | 1163554.9235 | 0 | 26517.9978 | 50.5361 | 50.5361 | 1198.2976 | -1198.2976 | 50.5361 | 0 | 0 | 0 | 0 | 0 | 0 | 0 | 0 | 0 | 0 | 0 | 0 | 0 | 1198.2976 | 0 | -1198.2976 | 0 | 0 | 0 | 0 | 0 | 0 | 0 | 0 | 0
152088 | MC Sampling and Reverification - GRZ | 2015 | 2031 | System Access | Network Metering | Must Do | 519085.9076 | 38328.2257 | 0 |  | 3462.1914 | 1322.3538 | 2338.905 | -199.0674 | 1322.3538 | 0 | 0 | 0 | 0 | 0 | 0 | 0 | 0 | 0 | 2338.905 | 0 | 0 | 0 | 0 | 0 | -199.0674 | 0 | 0 | 0 | 0 | 0 | 0 | 0 | 0 | 0
152089 | Meter and Equipment Failure Replacement - GRZ | 2015 | 2031 | System Access | Network Metering | Must Do | 419751.7268 | 590808.7393 | 0 | 206743.0001 | 6677.6545 | 7583.6991 | 0 | -906.0445 | 1322.3538 | 0 | 0 | 0 | 6261.3453 | 0 | 0 | 0 | 0 | 0 | 0 | 0 | 0 | 0 | 0 | 0 | -906.0445 | 0 | 0 | 0 | 0 | 0 | 0 | 0 | 0 | 0
152097 | OT Infrastructure - Software Defined Networking | 2027 | 2028 | General Plant | Information Technology Systems | New to Scenario | 0 | 1207321.3308 | 0 | 500873.0318 | 6092.1871 | 7472.7902 | 315.3112 | -1695.9144 | 0 | 0 | 0 | 0 | 922.8004 | 1413.1883 | 0 | 0 | 3512.1484 | 1624.653 | 0 | 0 | 0 | 0 | 0 | 45.2842 | -1695.9144 | 0 | 270.027 | 0 | 0 | 0 | 0 | 0 | 0 | 0
152100 | Road Authority UG Relocation - Portage Pkwy | 2025 | 2026 | System Access | Road Authority | Must Do | 2185366.52 | 0 | 0 |  | -364.8243 | 9.7303 | 0 | -374.5547 | 9.7303 | 0 | 0 | 0 | 0 | 0 | 0 | 0 | 0 | 0 | 0 | 0 | 0 | 0 | 0 | 0 | -374.5547 | 0 | 0 | 0 | 0 | 0 | 0 | 0 | 0 | 0
152107 | New Communications Tower and Communications Node - VTS2, Vaughan | 2024 | 2025 | System Service | System Control, Comm'ns & Performance | New to Scenario | 445447.6453 | 0 | 0 | 29958.84 | 6945.4999 | 1156.0445 | 5819.7449 | -30.2895 | 16.3399 | 0 | 0 | 0 | 0 | 0 | 0 | 0 | 36.7647 | 1102.94 | 0 | 0 | 0 | 0 | 0 | 2142.0093 | -30.2895 | 0 | 0 | 26.4471 | 39.6706 | 0 | 0 | 3479.3826 | 0 | 132.2354
152143 | Consolidating Legacy Suite Meter Buildings | 2025 | 2029 | General Plant | Information Technology Systems | New to Scenario | 95936.7508 | 131941.6251 | 0 |  | 6318.6085 | 6476.2001 | 0 | -157.5917 | 57.3622 | 0 | 0 | 0 | 6418.8379 | 0 | 0 | 0 | 0 | 0 | 0 | 0 | 0 | 0 | 0 | 0 | -157.5917 | 0 | 0 | 0 | 0 | 0 | 0 | 0 | 0 | 0
152213 | Reactive Capital, Alectra West - Storm Damage | 2021 | 2031 | System Renewal | Reactive Capital | Must Do | 1082932.4115 | 2848241.399 | 0 |  | -1734.4483 | 1104.1654 | 0 | -2838.6137 | 132.2354 | 0 | 0 | 0 | 0 | 0 | 0 | 0 | 971.93 | 0 | 0 | 0 | 0 | 0 | 0 | 0 | -2838.6137 | 0 | 0 | 0 | 0 | 0 | 0 | 0 | 0 | 0
152214 | Reactive Capital, Alectra Central North - Storm Damage | 2022 | 2031 | System Renewal | Reactive Capital | Must Do | 921473.4012 | 2771818.1432 | 0 |  | -1594.6493 | 1104.1654 | 0 | -2698.8147 | 132.2354 | 0 | 0 | 0 | 0 | 0 | 0 | 0 | 971.93 | 0 | 0 | 0 | 0 | 0 | 0 | 0 | -2698.8147 | 0 | 0 | 0 | 0 | 0 | 0 | 0 | 0 | 0
152215 | Reactive Capital, Alectra Central South - Storm Damage | 2022 | 2031 | System Renewal | Reactive Capital | Must Do | 1138409.6996 | 3483640.2362 | 0 |  | -2277.7644 | 1104.1654 | 0 | -3381.9298 | 132.2354 | 0 | 0 | 0 | 0 | 0 | 0 | 0 | 971.93 | 0 | 0 | 0 | 0 | 0 | 0 | 0 | -3381.9298 | 0 | 0 | 0 | 0 | 0 | 0 | 0 | 0 | 0
152216 | Fault Indicator Installation and Replacement - Central North | 2022 | 2031 | System Service | System Control, Comm'ns & Performance | Must Do Something | 158468.4129 | 427900.2738 | 0 |  | 2490.41 | 0 | 2910.1437 | -419.7337 | 0 | 0 | 0 | 0 | 0 | 0 | 0 | 0 | 0 | 0 | 0 | 0 | 0 | 0 | 0 | 2910.1437 | -419.7337 | 0 | 0 | 0 | 0 | 0 | 0 | 0 | 0 | 0
152217 | Fault Indicator Installation and Replacement - Central South | 2022 | 2031 | System Service | System Control, Comm'ns & Performance | Must Do Something | 158468.4091 | 427900.2699 | 0 |  | 3264.5829 | 0 | 3684.3166 | -419.7337 | 0 | 0 | 0 | 0 | 0 | 0 | 0 | 0 | 0 | 0 | 0 | 0 | 0 | 0 | 0 | 3684.3166 | -419.7337 | 0 | 0 | 0 | 0 | 0 | 0 | 0 | 0 | 0
152235 | Reactive Capital, Alectra Southwest - Storm Damage | 2022 | 2031 | System Renewal | Reactive Capital | Must Do | 139709.572 | 363878.7037 | 0 |  | -227.623 | 132.2354 | 0 | -359.8584 | 132.2354 | 0 | 0 | 0 | 0 | 0 | 0 | 0 | 0 | 0 | 0 | 0 | 0 | 0 | 0 | 0 | -359.8584 | 0 | 0 | 0 | 0 | 0 | 0 | 0 | 0 | 0
152236 | Reactive Capital, Lines Southwest - Recoverable Replacements | 2015 | 2031 | System Renewal | Reactive Capital | Must Do | 375354.6582 | 909267.7819 | 0 |  | -782.3968 | 132.2354 | 0 | -914.6322 | 132.2354 | 0 | 0 | 0 | 0 | 0 | 0 | 0 | 0 | 0 | 0 | 0 | 0 | 0 | 0 | 0 | -914.6322 | 0 | 0 | 0 | 0 | 0 | 0 | 0 | 0 | 0
152241 | Overhead #6 Replacement Feeder OT-5 | 2028 | 2032 | System Renewal | Overhead Asset Renewal | New to Scenario | 0 | 1567911.2632 | 0 |  | 2509.381 | 0 | 3842.7323 | -1333.3513 | 0 | 0 | 0 | 0 | 0 | 0 | 0 | 0 | 0 | 0 | 0 | 0 | 0 | 0 | 0 | 32.0408 | -1333.3513 | 0 | 0 | 340.0207 | 0 | 0 | 0 | 3357.3305 | 0 | 113.3402
152247 | OMS Enhancements | 2025 | 2029 | General Plant | Information Technology Systems | Must Do Something | 81147.6893 | 111952.9624 | 0 |  | 2066.1936 | 1579.0513 | 641.4996 | -154.3573 | 0 | 0 | 0 | 0 | 0 | 0 | 135.6771 | 0 | 1384.0574 | 59.3167 | 0 | 0 | 329.5375 | 0 | 0 | 0 | -154.3573 | 0 | 219.6916 | 0 | 48.3322 | 0 | 0 | 0 | 0 | 43.9383
152257 | Expansion of Alectra Dark Fiber Network - Connecting East to Central North | 2024 | 2028 | System Service | System Control, Comm'ns & Performance | New to Scenario | 0 | 354241.2998 | 0 |  | 3389.8437 | 471.1826 | 3224.4777 | -305.8166 | 0 | 0 | 0 | 0 | 0 | 471.1826 | 0 | 0 | 0 | 0 | 0 | 0 | 0 | 0 | 0 | 1489.2629 | -305.8166 | 0 | 0 | 0 | 252.9771 | 0 | 0 | 1377.5305 | 0 | 104.7072
152260 | Expand Alectra Dark Fiber Network - JYTS to Derry Rd | 2029 | 2030 | System Service | System Control, Comm'ns & Performance | New to Scenario | 0 | 2021122.8678 | 0 |  | 2176.6761 | 1644.927 | 2132.6307 | -1600.8815 | 0 | 444.5749 | 0 | 0 | 0 | 1200.3521 | 0 | 0 | 0 | 0 | 0 | 0 | 1343.0397 | 0 | 0 | 539.1261 | -1600.8815 | 0 | 0 | 0 | 26.8608 | 0 | 0 | 134.0681 | 0 | 89.536
152264 | Transit Service - Commercial and Institutional (ICI) Projects - Central North | 2021 | 2031 | System Access | Customer Connections | Must Do | -0.2377 | 0.0021 | 0 |  | 19380.6018 | 19380.6018 | 0 | -5.0807e-06 | 50.5361 | 0 | 0 | 0 | 0 | 0 | 0 | 0 | 19330.0657 | 0 | 0 | 0 | 0 | 0 | 0 | 0 | -5.0807e-06 | 0 | 0 | 0 | 0 | 0 | 0 | 0 | 0 | 0
152265 | Transit Service - Commercial and Institutional (ICI) Projects - East | 2021 | 2031 | System Access | Customer Connections | Must Do | 0 | 0.0013 | 0 |  | 19380.6018 | 19380.6018 | 0 | 1.2023e-06 | 50.5361 | 0 | 0 | 0 | 0 | 0 | 0 | 0 | 19330.0657 | 0 | 0 | 0 | 0 | 0 | 0 | 0 | 1.2023e-06 | 0 | 0 | 0 | 0 | 0 | 0 | 0 | 0 | 0
152266 | Transit Service - Commercial and Institutional (ICI) Projects - West | 2021 | 2031 | System Access | Customer Connections | Must Do | 8801.9415 | 0.0012 | 0 |  | 19380.6018 | 19380.6018 | 0 | 5.0291e-06 | 50.5361 | 0 | 0 | 0 | 0 | 0 | 0 | 0 | 19330.0657 | 0 | 0 | 0 | 0 | 0 | 0 | 0 | 5.0291e-06 | 0 | 0 | 0 | 0 | 0 | 0 | 0 | 0 | 0
152267 | Transit Service (New and Upgrades) Layouts - Central North | 2021 | 2031 | System Access | Customer Connections | Must Do | 0.0011 | 0.0022 | 0 |  | 19380.6018 | 19380.6018 | 0 | -3.8933e-08 | 50.5361 | 0 | 0 | 0 | 0 | 0 | 0 | 0 | 19330.0657 | 0 | 0 | 0 | 0 | 0 | 0 | 0 | -3.8933e-08 | 0 | 0 | 0 | 0 | 0 | 0 | 0 | 0 | 0
152268 | Transit Service (New and Upgrades) Layouts - East | 2021 | 2031 | System Access | Customer Connections | Must Do | 0 | 0.0013 | 0 |  | 19380.6018 | 19380.6018 | 0 | -9.8916e-07 | 50.5361 | 0 | 0 | 0 | 0 | 0 | 0 | 0 | 19330.0657 | 0 | 0 | 0 | 0 | 0 | 0 | 0 | -9.8916e-07 | 0 | 0 | 0 | 0 | 0 | 0 | 0 | 0 | 0
152269 | Transit Service (New and Upgrades) Layouts - West | 2021 | 2031 | System Access | Customer Connections | Must Do | 0.0011 | 0.0011 | 0 |  | 19380.6018 | 19380.6018 | 0 | -5.9517e-08 | 50.5361 | 0 | 0 | 0 | 0 | 0 | 0 | 0 | 19330.0657 | 0 | 0 | 0 | 0 | 0 | 0 | 0 | -5.9517e-08 | 0 | 0 | 0 | 0 | 0 | 0 | 0 | 0 | 0
152280 | Easements | 2021 | 2031 | System Access | Customer Connections | Must Do | 275227.9151 | 734376.7883 | 0 |  | -732.5759 | 0 | 0 | -732.5759 | 0 | 0 | 0 | 0 | 0 | 0 | 0 | 0 | 0 | 0 | 0 | 0 | 0 | 0 | 0 | 0 | -732.5759 | 0 | 0 | 0 | 0 | 0 | 0 | 0 | 0 | 0
152302 | Customer Initiated Distribution System Expansion Projects - Central South | 2024 | 2031 | System Access | Customer Initiated Dist Sys Projects | Must Do | 1537288.3346 | 9405413.4648 | 0 |  | 35045.4458 | 35045.4458 | 8305.7529 | -8305.7529 | 119.0118 | 0 | 0 | 0 | 0 | 0 | 0 | 0 | 34926.4339 | 0 | 0 | 0 | 0 | 0 | 8305.7529 | 0 | -8305.7529 | 0 | 0 | 0 | 0 | 0 | 0 | 0 | 0 | 0
152303 | Overhead line replacement - Campview Road, Stoney Creek | 2028 | 2029 | System Renewal | Overhead Asset Renewal | New to Scenario | 0 | 937931.4126 | 0 |  | 1842.1969 | 603.3226 | 2022.0557 | -783.1815 | 113.3402 | 0 | 0 | 144.8628 | 0 | 0 | 0 | 0 | 345.1196 | 0 | 0 | 0 | 0 | 0 | 0 | 0 | -783.1815 | 0 | 0 | 0 | 0 | 0 | 0 | 2022.0557 | 0 | 0
152304 | Cable Replacement Project - (G4) - Clarence St/Ardglen Dr & Orenda Ct, Brampton | N/A | N/A | System Renewal | Underground Asset Renewal | New to Scenario | 0 | 0 | 19757870.4795 |  | 4069.7422 | 283.937 | 15935.9246 | -12150.1194 | 0 | 0 | 0 | 0 | 0 | 0 | 0 | 0 | 283.937 | 0 | 5796.4269 | 0 | 0 | 0 | 0 | 0 | -12150.1194 | 0 | 0 | 0 | 0 | 0 | 0 | 10139.4977 | 0 | 0
152305 | Cable Replacement Project - Left Behind Cable, West | 2023 | 2032 | System Renewal | Underground Asset Renewal | New to Scenario | 382030.7012 | 1874768.0697 | 308452.6804 |  | 5022.5998 | 0 | 7135.5368 | -2112.937 | 0 | 0 | 0 | 0 | 0 | 0 | 0 | 0 | 0 | 0 | 0 | 0 | 0 | 0 | 0 | 0 | -2112.937 | 0 | 0 | 0 | 0 | 0 | 0 | 7135.5368 | 0 | 0
152311 | Hamilton Light Rail Transit (HaLRT) - Hamilton - Metrolinx | 2023 | 2025 | System Access | Transit Projects | Must Do | 0.0013 | 0 | 0 |  | 57.3331 | 57.3331 | 0 | 0 | 57.3331 | 0 | 0 | 0 | 0 | 0 | 0 | 0 | 0 | 0 | 0 | 0 | 0 | 0 | 0 | 0 | 0 | 0 | 0 | 0 | 0 | 0 | 0 | 0 | 0 | 0
152317 | Cable Injection Project - (H1) - Kenpark Ave and Christie Dr, Brampton | N/A | N/A | System Renewal | Underground Asset Renewal | New to Scenario | 0 | 0 | 1556152.779 |  | 897.7032 | 112.3534 | 1835.1268 | -1049.7769 | 0 | 0 | 0 | 0 | 0 | 0 | 0 | 0 | 112.3534 | 0 | 0 | 0 | 0 | 0 | 0 | 0 | -1049.7769 | 0 | 0 | 0 | 0 | 0 | 0 | 1835.1268 | 0 | 0
152318 | Cable Injection Project - (H5) - First Gulf Blvd and Biscayne Cr, Brampton | N/A | N/A | System Renewal | Underground Asset Renewal | New to Scenario | 0 | 0 | 2965219.4662 |  | 1119.5731 | 102.7494 | 2968.3698 | -1951.5461 | 0 | 0 | 0 | 0 | 0 | 0 | 0 | 0 | 102.7494 | 0 | 0 | 0 | 0 | 0 | 0 | 0 | -1951.5461 | 0 | 0 | 0 | 0 | 0 | 0 | 2968.3698 | 0 | 0
152320 | Station Primary Breaker and Transformer Protection Upgrade - Brampton MS19 | 2030 | 2032 | System Renewal | Substation Renewal | New to Scenario | 0 | 1709664.1098 | 223333.1725 |  | 2755.4623 | 543.0413 | 3632.5317 | -1420.1107 | 0 | 0 | 0 | 74.9022 | 74.9022 | 0 | 0 | 0 | 0 | 393.2368 | 3.6663 | 0 | 0 | 0 | 0 | 20.6808 | -1420.1107 | 0 | 0 | 0 | 0 | 0 | 0 | 3608.1846 | 0 | 0
152322 | Dundas Bus Rapid Transit (DuBRT) Ph1 - ERZ | 2023 | 2028 | System Access | Transit Projects | Must Do | 2466450.2235 | 8342770.4617 | 0 |  | 1093.37 | 10557.0433 | 0 | -9463.6734 | 27.5281 | 0 | 0 | 0 | 0 | 0 | 0 | 0 | 10529.5152 | 0 | 0 | 0 | 0 | 0 | 0 | 0 | -9463.6734 | 0 | 0 | 0 | 0 | 0 | 0 | 0 | 0 | 0
152335 | HaLRT OMSF Expansion | 2023 | 2031 | System Access | Customer Initiated Dist Sys Projects | Must Do | 0 | 5748508.0528 | 0 |  | 14986.011 | 19380.6018 | 0 | -4394.5908 | 50.5361 | 0 | 0 | 0 | 0 | 0 | 0 | 0 | 19330.0657 | 0 | 0 | 0 | 0 | 0 | 0 | 0 | -4394.5908 | 0 | 0 | 0 | 0 | 0 | 0 | 0 | 0 | 0
152339 | OT Infrastructure - Control Room Hardware Upgrade Cycle | 2027 | 2028 | General Plant | Information Technology Systems | Must Do Something | 0 | 502391.5805 | 0 |  | 5284.92 | 5115.5512 | 611.0023 | -441.6335 | 0 | 0 | 0 | 0 | 267.6092 | 2101.2518 | 0 | 0 | 2512.4187 | 234.2715 | 0 | 0 | 596.0998 | 0 | 0 | 0 | -441.6335 | 0 | 14.9025 | 0 | 0 | 0 | 0 | 0 | 0 | 0
152343 | Connexo Upgrade | 2025 | 2029 | General Plant | Information Technology Systems | New to Scenario | 230280.0548 | 332295.9732 | 0 | 0 | 6180.7068 | 6450.9321 | 0 | -270.2253 | 32.0942 | 0 | 0 | 0 | 6418.8379 | 0 | 0 | 0 | 0 | 0 | 0 | 0 | 0 | 0 | 0 | 0 | -270.2253 | 0 | 0 | 0 | 0 | 0 | 0 | 0 | 0 | 0
152349 | Protections Upgrade - Bloor MS38 LV1 & LV2 | 2031 | 2031 | System Renewal | Substation Renewal | New to Scenario | 0 | 454359.5308 | 0 |  | 893.8836 | 470.5877 | 751.1485 | -327.8527 | 36.7647 | 0 | 66.1764 | 0 | 110.294 | 0 | 0 | 0 | 0 | 257.3527 | 0 | 0 | 0 | 0 | 0 | 32.2398 | -327.8527 | 0 | 0 | 0 | 0 | 0 | 0 | 637.2094 | 0 | 81.6993
152350 | Primeread Upgrade | 2027 | 2031 | General Plant | Information Technology Systems | New to Scenario | 0 | 520357.2564 | 0 |  | 6026.8385 | 6450.9321 | 0 | -424.0936 | 32.0942 | 0 | 0 | 0 | 6418.8379 | 0 | 0 | 0 | 0 | 0 | 0 | 0 | 0 | 0 | 0 | 0 | -424.0936 | 0 | 0 | 0 | 0 | 0 | 0 | 0 | 0 | 0
152351 | Sensus Upgrade | 2024 | 2028 | General Plant | Information Technology Systems | New to Scenario | 0 | 388184.934 | 0 |  | 6115.812 | 6450.9321 | 0 | -335.1201 | 32.0942 | 0 | 0 | 0 | 6418.8379 | 0 | 0 | 0 | 0 | 0 | 0 | 0 | 0 | 0 | 0 | 0 | -335.1201 | 0 | 0 | 0 | 0 | 0 | 0 | 0 | 0 | 0
152352 | Trilliant Upgrade | 2025 | 2025 | General Plant | Information Technology Systems | New to Scenario | 112288.5816 | 0 | 0 |  | 6450.9321 | 6450.9321 | 0 | 0 | 32.0942 | 0 | 0 | 0 | 6418.8379 | 0 | 0 | 0 | 0 | 0 | 0 | 0 | 0 | 0 | 0 | 0 | 0 | 0 | 0 | 0 | 0 | 0 | 0 | 0 | 0 | 0
152355 | Protections Upgrade - John MS39 LV1 | 2028 | 2028 | System Renewal | Substation Renewal | New to Scenario | 0 | 220905.02 | 0 |  | 1133.1806 | 465.273 | 858.615 | -190.7073 | 43.9859 | 0 | 79.1746 | 0 | 34.2112 | 0 | 0 | 0 | 0 | 307.9012 | 0 | 0 | 0 | 0 | 0 | 36.3476 | -190.7073 | 0 | 0 | 0 | 0 | 0 | 0 | 724.521 | 0 | 97.7464
152356 | Protections Upgrade - New Dixie MS45 LV1 & LV2 | 2029 | 2029 | System Renewal | Substation Renewal | New to Scenario | 0 | 371962.9003 | 0 |  | 1099.8628 | 530.3498 | 871.9956 | -302.4827 | 41.4336 | 0 | 74.5804 | 0 | 124.3007 | 0 | 0 | 0 | 0 | 290.0351 | 0 | 0 | 0 | 0 | 0 | 34.9232 | -302.4827 | 0 | 0 | 0 | 0 | 0 | 0 | 744.9978 | 0 | 92.0746
152357 | Protections Upgrade - Shawanaga MS67 LV1 | 2029 | 2029 | System Renewal | Substation Renewal | New to Scenario | 0 | 222941.0809 | 0 |  | 606.8252 | 530.3498 | 257.7725 | -181.2972 | 41.4336 | 0 | 74.5804 | 0 | 124.3007 | 0 | 0 | 0 | 0 | 290.0351 | 0 | 0 | 0 | 0 | 0 | 34.9232 | -181.2972 | 0 | 0 | 0 | 0 | 0 | 0 | 130.7747 | 0 | 92.0746
152358 | Protections Upgrade - Southdown MS20 LV1 & LV2 | 2027 | 2027 | System Renewal | Substation Renewal | New to Scenario | 0 | 364273.6969 | 0 |  | 1292.9788 | 626.9166 | 999.9116 | -333.8494 | 48.9779 | 0 | 88.1601 | 0 | 146.9336 | 0 | 0 | 0 | 0 | 342.845 | 0 | 0 | 0 | 0 | 0 | 40.2066 | -333.8494 | 0 | 0 | 0 | 0 | 0 | 0 | 850.8653 | 0 | 108.8397
152359 | Customer Initiated Distribution System Expansion Projects - East South | 2025 | 2031 | System Access | Customer Initiated Dist Sys Projects | Must Do | 1526144.1024 | 17581045.0783 | 0 |  | 119.0118 | 119.0118 | 14383.9782 | -14383.9782 | 119.0118 | 0 | 0 | 0 | 0 | 0 | 0 | 0 | 0 | 0 | 0 | 0 | 0 | 0 | 14383.9782 | 0 | -14383.9782 | 0 | 0 | 0 | 0 | 0 | 0 | 0 | 0 | 0
152361 | SilverBlaze Replacement Project (New Connections) | 2024 | 2031 | General Plant | Information Technology Systems | In-Flight - Not Pausable | 1731072.1037 | 402815.2145 | 0 | 331866.3564 | 15830.9898 | 1207.0408 | 15564.3038 | -940.3548 | 27.9067 | 0 | 0 | 0 | 0 | 0 | 760.5329 | 0 | 418.6011 | 0 | 0 | 8372.0535 | 0 | 0 | 0 | 6424.815 | -940.3548 | 0 | 697.6685 | 0 | 0 | 0 | 0 | 0 | 0 | 69.7668
152363 | Road Authority Project - Poleline Relocation for Hwy 50 from Mayfield to Coleraine | 2023 | 2028 | System Access | Road Authority | Must Do | 743603.3235 | 7949176.0493 | 0 |  | -7691.0516 | 19.6344 | 0 | -7710.686 | 19.6344 | 0 | 0 | 0 | 0 | 0 | 0 | 0 | 0 | 0 | 0 | 0 | 0 | 0 | 0 | 0 | -7710.686 | 0 | 0 | 0 | 0 | 0 | 0 | 0 | 0 | 0
152365 | Equinox System Expansion | 2023 | 2028 | System Access | Customer Initiated Dist Sys Projects | Must Do | 95.6873 | 2428861.2572 | 0 |  | 9436.546 | 17.0056 | 11560.4642 | -2140.9239 | 17.0056 | 0 | 0 | 0 | 0 | 0 | 0 | 0 | 0 | 0 | 0 | 0 | 0 | 0 | 11560.4642 | 0 | -2140.9239 | 0 | 0 | 0 | 0 | 0 | 0 | 0 | 0 | 0
152366 | Road Authority O/H Line Relocation - 16th Ave (Bayview-E/o Woodbine) | 2023 | 2026 | System Access | Road Authority | Must Do | 1891706.3868 | 0 | 0 |  | -1286.8551 | 9.7303 | 0 | -1296.5854 | 9.7303 | 0 | 0 | 0 | 0 | 0 | 0 | 0 | 0 | 0 | 0 | 0 | 0 | 0 | 0 | 0 | -1296.5854 | 0 | 0 | 0 | 0 | 0 | 0 | 0 | 0 | 0
152374 | 230kV Trench Replacement Program | 2025 | 2029 | System Renewal | Substation Renewal | New to Scenario | 995540.9292 | 1998210.9836 | 0 |  | 14869.926 | 6900.7304 | 9997.5893 | -2028.3937 | 2120.3215 | 0 | 0 | 466.4707 | 1518.2549 | 0 | 0 | 0 | 455.4765 | 2340.2067 | 0 | 0 | 0 | 0 | 0 | 0 | -2028.3937 | 0 | 0 | 0 | 0 | 0 | 0 | 9997.5893 | 0 | 0
152377 | Meterlab Software (EMTS) | 2025 | 2029 | General Plant | Information Technology Systems | Must Do Something | 346077.9455 | 128805.3947 | 0 |  | 1584.3269 | 1554.5149 | 231.8925 | -202.0805 | 1554.5149 | 0 | 0 | 0 | 0 | 0 | 0 | 0 | 0 | 0 | 0 | 0 | 0 | 0 | 0 | 231.8925 | -202.0805 | 0 | 0 | 0 | 0 | 0 | 0 | 0 | 0 | 0
152380 | St. Catharines - Overhead Upgrade on Pelham Rd (VSM53) | N/A | N/A | System Renewal | Overhead Asset Renewal | New to Scenario | 0 | 0 | 1884654.6422 |  | 1380.1631 | 121.3234 | 2493.1198 | -1234.2801 | 0 | 0 | 0 | 0 | 0 | 0 | 0 | 0 | 0 | 121.3234 | 362.5813 | 0 | 0 | 0 | 0 | 0 | -1234.2801 | 0 | 0 | 0 | 0 | 0 | 0 | 2130.5386 | 0 | 0
152381 | Customer Initiated Distribution System Expansion Projects - West | 2023 | 2031 | System Access | Customer Initiated Dist Sys Projects | Must Do | 4164088.9546 | 11364979.7024 | 0 |  | 119.0118 | 119.0118 | 10890.1464 | -10890.1464 | 119.0118 | 0 | 0 | 0 | 0 | 0 | 0 | 0 | 0 | 0 | 0 | 0 | 0 | 0 | 10890.1464 | 0 | -10890.1464 | 0 | 0 | 0 | 0 | 0 | 0 | 0 | 0 | 0
152383 | Cable Injection - (AREA 39) - Erin Mills Pkwy & Thomas St, Mississauga | 2024 | 2029 | System Renewal | Underground Asset Renewal | In-Flight - Not Pausable | 5969851.5971 | 15307972.1827 | 0 |  | 18988.9588 | 918.7877 | 36119.4666 | -18049.2956 | 0 | 0 | 0 | 0 | 0 | 0 | 0 | 0 | 918.7877 | 0 | 0 | 0 | 0 | 0 | 0 | 0 | -18049.2956 | 0 | 0 | 0 | 0 | 0 | 0 | 36119.4666 | 0 | 0
152385 | Cable Injection Project - (R23) - Bathurst - Weldrick - Yonge - Carville, Richmond Hill | 2024 | 2025 | System Renewal | Underground Asset Renewal | New to Scenario | 1041229.6607 | 0 | 0 |  | 7329.7474 | 198.3531 | 7131.3943 | 0 | 0 | 0 | 0 | 0 | 0 | 0 | 0 | 0 | 198.3531 | 0 | 0 | 0 | 0 | 0 | 0 | 0 | 0 | 0 | 0 | 0 | 0 | 0 | 0 | 7131.3943 | 0 | 0
152387 | Cable Injection Project - (V51) - Bainbridge Ave, Vaughan | 2024 | 2025 | System Renewal | Underground Asset Renewal | Must Do | 587695.6208 | 0 | 0 |  | 10895.4445 | 198.3531 | 10697.0914 | 0 | 0 | 0 | 0 | 0 | 0 | 0 | 0 | 0 | 198.3531 | 0 | 0 | 0 | 0 | 0 | 0 | 0 | 0 | 0 | 0 | 0 | 0 | 0 | 0 | 10697.0914 | 0 | 0
152388 | Cable Injection Project - (V17) - Langstaff - Keele - Rutherford - Dufferin, Vaughan | 2024 | 2026 | System Renewal | Underground Asset Renewal | In-Flight - Not Pausable | 2893168.2716 | 0 | 0 |  | 4973.7588 | 198.3531 | 6869.0177 | -2093.6119 | 0 | 0 | 0 | 0 | 0 | 0 | 0 | 0 | 198.3531 | 0 | 0 | 0 | 0 | 0 | 0 | 0 | -2093.6119 | 0 | 0 | 0 | 0 | 0 | 0 | 6869.0177 | 0 | 0
152389 | Customer Initiated Joint Use - Guelph | 2020 | 2031 | System Access | Customer Initiated Dist Sys Projects | Must Do | 8015.5156 | 11475.1186 | 0 |  | 50687.0542 | 50699.0448 | 0 | -11.9905 | 119.0118 | 0 | 0 | 0 | 0 | 0 | 0 | 0 | 50580.0329 | 0 | 0 | 0 | 0 | 0 | 0 | 0 | -11.9905 | 0 | 0 | 0 | 0 | 0 | 0 | 0 | 0 | 0
152390 | OT Infrastructure - Core Network Switch Replacement | 2027 | 2027 | General Plant | Information Technology Systems | Must Do Something | 0 | 248874.3588 | 0 | 58521.0688 | 2314.1067 | 1634.4752 | 964.073 | -284.4416 | 0 | 0 | 0 | 0 | 292.3491 | 379.9319 | 0 | 0 | 380.237 | 581.9573 | 0 | 0 | 896.8121 | 0 | 0 | 0 | -284.4416 | 0 | 22.4203 | 0 | 0 | 0 | 0 | 0 | 0 | 44.8406
152391 | OT Infrastructure - Network Security Layer 2 Encryption Replacement | 2027 | 2027 | General Plant | Information Technology Systems | Must Do Something | 0 | 290062.2852 | 0 | 127807.9247 | 1787.8941 | 1195.6642 | 980.1688 | -387.9389 | 0 | 0 | 0 | 0 | 223.2008 | 235.6868 | 0 | 0 | 309.1679 | 427.6087 | 0 | 0 | 960.9498 | 0 | 0 | 0 | -387.9389 | 0 | 19.219 | 0 | 0 | 0 | 0 | 0 | 0 | 0
152392 | Install 27.6kV Dead-front Solid Dielectric Switchgear @ Vault 1879 (Conestoga Drive, north of Sandalwood Pkwy), Brampton | 2029 | 2029 | System Renewal | Underground Asset Renewal | New to Scenario | 0 | 2799862.0548 | 0 |  | 4792.4731 | 1086.4707 | 5982.8688 | -2276.8664 | 0 | 0 | 0 | 0 | 0 | 0 | 0 | 0 | 1086.4707 | 0 | 0 | 0 | 0 | 0 | 0 | 0 | -2276.8664 | 0 | 0 | 0 | 0 | 0 | 0 | 5982.8688 | 0 | 0
152393 | Joint Use Pole Removal - Guelph | 2015 | 2031 | System Renewal | Overhead Asset Renewal | New to Scenario | 179316.6046 | 480326.4866 | 0 |  | 52140.9761 | 50699.0448 | 1894.9343 | -453.0029 | 119.0118 | 0 | 0 | 0 | 0 | 0 | 0 | 0 | 50580.0329 | 0 | 1894.9343 | 0 | 0 | 0 | 0 | 0 | -453.0029 | 0 | 0 | 0 | 0 | 0 | 0 | 0 | 0 | 0
152394 | Wireless 3G Network Decommissioning and Upgrade to 5G | 2023 | 2025 | System Access | Network Metering | Must Do | 155035.53 | 0 | 0 |  | 4882.0221 | 4679.3642 | 202.6579 | 0 | 1554.5149 | 0 | 0 | 0 | 3124.8493 | 0 | 0 | 0 | 0 | 0 | 0 | 0 | 0 | 0 | 0 | 202.6579 | 0 | 0 | 0 | 0 | 0 | 0 | 0 | 0 | 0 | 0
152395 | MV90 Upgrade | 2025 | 2029 | General Plant | Information Technology Systems | New to Scenario | 68652.3459 | 112337.5338 | 0 | 117416.4912 | 4800.3227 | 4987.1602 | 0 | -186.8375 | 32.0942 | 0 | 0 | 0 | 4955.066 | 0 | 0 | 0 | 0 | 0 | 0 | 0 | 0 | 0 | 0 | 0 | -186.8375 | 0 | 0 | 0 | 0 | 0 | 0 | 0 | 0 | 0
152396 | SSN, Silver Springs AMI Upgrade, Legacy Guelph | 2025 | 2027 | General Plant | Information Technology Systems | New to Scenario | 201649.9999 | 98542 | 0 |  | 6264.6305 | 6450.9321 | 0 | -186.3016 | 32.0942 | 0 | 0 | 0 | 6418.8379 | 0 | 0 | 0 | 0 | 0 | 0 | 0 | 0 | 0 | 0 | 0 | -186.3016 | 0 | 0 | 0 | 0 | 0 | 0 | 0 | 0 | 0
152401 | New Communications Tower - Kennedy Road OPs Center, Brampton | 2028 | 2029 | System Service | System Control, Comm'ns & Performance | New to Scenario | 0 | 886451.852 | 0 | 11067.2027 | 4486.4256 | 1068.5943 | 4179.2228 | -761.3914 | 51.3747 | 0 | 0 | 0 | 0 | 0 | 0 | 0 | 92.4745 | 924.745 | 0 | 0 | 0 | 0 | 0 | 1449.8115 | -761.3914 | 0 | 0 | 19.315 | 72.4314 | 0 | 0 | 2541.0897 | 0 | 96.5752
152405 | Customer Initiated Distribution System Expansion Projects - South West, Guelph | 2023 | 2031 | System Access | Customer Initiated Dist Sys Projects | Must Do | 388914.8077 | 870165.2803 | 0 |  | 119.0118 | 119.0118 | 892.7038 | -892.7038 | 119.0118 | 0 | 0 | 0 | 0 | 0 | 0 | 0 | 0 | 0 | 0 | 0 | 0 | 0 | 892.7038 | 0 | -892.7038 | 0 | 0 | 0 | 0 | 0 | 0 | 0 | 0 | 0
152408 | Upgrade Switchgear Controllers in Central South MS | 2023 | 2026 | System Renewal | Substation Renewal | New to Scenario | 297005.2065 | 0 | 0 |  | 2789.1024 | 336.933 | 2560.9287 | -108.7593 | 0 | 0 | 0 | 0 | 16.0444 | 0 | 0 | 0 | 160.4443 | 160.4443 | 0 | 0 | 0 | 0 | 0 | 70.5863 | -108.7593 | 0 | 0 | 0 | 52.5119 | 0 | 0 | 1000.1602 | 1320.9771 | 116.6932
152422 | Customer Initiated Distribution System Expansion Projects - East North | 2025 | 2031 | System Access | Customer Initiated Dist Sys Projects | Must Do | 456261.8859 | 1675376.2311 | 0 |  | 119.0118 | 119.0118 | 1403.9949 | -1403.9949 | 119.0118 | 0 | 0 | 0 | 0 | 0 | 0 | 0 | 0 | 0 | 0 | 0 | 0 | 0 | 1403.9949 | 0 | -1403.9949 | 0 | 0 | 0 | 0 | 0 | 0 | 0 | 0 | 0
152453 | Customer Initiated Distribution System Expansion Projects - Central North | 2019 | 2031 | System Access | Customer Initiated Dist Sys Projects | Must Do | 218177.2498 | 16670699.6538 | 0 |  | 39958.79 | 39958.79 | 13475.4475 | -13475.4475 | 5032.3561 | 0 | 0 | 0 | 0 | 0 | 0 | 0 | 34926.4339 | 0 | 0 | 0 | 0 | 0 | 13475.4475 | 0 | -13475.4475 | 0 | 0 | 0 | 0 | 0 | 0 | 0 | 0 | 0
152454 | Cable and duct replacement - Golf Club Dr, Hamilton | 2026 | 2029 | System Renewal | Underground Asset Renewal | New to Scenario | 0 | 7748491.6955 | 0 |  | 16163.329 | 659.1934 | 21906.4063 | -6402.2707 | 0 | 0 | 0 | 0 | 0 | 0 | 0 | 0 | 659.1934 | 0 | 0 | 0 | 0 | 0 | 0 | 0 | -6402.2707 | 0 | 0 | 0 | 0 | 0 | 0 | 21906.4063 | 0 | 0
152467 | Rear Lot Renewal - (HAM) - St.Andrew's Drive | 2028 | 2033 | System Renewal | Rear Lot Conversion | New to Scenario | 0 | 7301918.9754 | 5990977.2246 |  | 15105.6747 | 2932.8603 | 21537.8875 | -9365.0731 | 0 | 0 | 0 | 1200.3521 | 0 | 0 | 0 | 0 | 398.7836 | 1333.7246 | 2584.1598 | 0 | 0 | 0 | 0 | 440.2215 | -9365.0731 | 0 | 0 | 0 | 0 | 0 | 0 | 18513.5062 | 0 | 0
152482 | Customer Initiated Distribution System Expansion Project - Trillium Health Partners | 2022 | 2028 | System Access | Customer Initiated Dist Sys Projects | Must Do | 82407.468 | 7557987.1839 | 0 |  | 15571.3341 | 17.0056 | 22321.3389 | -6767.0104 | 17.0056 | 0 | 0 | 0 | 0 | 0 | 0 | 0 | 0 | 0 | 0 | 0 | 0 | 0 | 22321.3389 | 0 | -6767.0104 | 0 | 0 | 0 | 0 | 0 | 0 | 0 | 0 | 0
152484 | Vaughan TS#6-Build Station | 2023 | 2027 | System Service | Capacity (Stations) | In-Flight - Not Pausable | 15605928.3202 | 1340731.1348 | 0 |  | 113536.8799 | 129389.0909 | 0 | -15852.211 | 0 | 0 | 129389.0909 | 0 | 0 | 0 | 0 | 0 | 0 | 0 | 0 | 0 | 0 | 0 | 0 | 0 | -15852.211 | 0 | 0 | 0 | 0 | 0 | 0 | 0 | 0 | 0
152487 | Add one Additional 27.6 kV Cct on Hwy 50 from Rutherford Rd to Major Mackenzie Dr | 2025 | 2025 | System Service | Capacity (Lines) | New to Scenario | 139752.7375 | 0 | 0 |  | 1799.9546 | 575.2239 | 1224.7307 | 0 | 0 | 0 | 575.2239 | 0 | 0 | 0 | 0 | 0 | 0 | 0 | 0 | 0 | 0 | 0 | 0 | 0 | 0 | 0 | 0 | 0 | 0 | 0 | 0 | 1224.7307 | 0 | 0
152489 | Climate Adaptation - Rymal Road, Hamilton - 3612X and 3621X Overhead line undergrounding | 2031 | 2032 | System Renewal | Overhead Asset Renewal | New to Scenario | 0 | 4208188.4226 | 4953219.6586 |  | 6264.9726 | 1333.7246 | 11311.6646 | -6380.4165 | 0 | 0 | 1200.3521 | 0 | 0 | 0 | 0 | 0 | 133.3725 | 0 | 0 | 0 | 0 | 0 | 0 | 0 | -6380.4165 | 0 | 0 | 0 | 0 | 0 | 0 | 11311.6646 | 0 | 0
152491 | Spare 44 kV Breaker for Mississauga | 2024 | 2029 | System Renewal | Substation Renewal | New to Scenario | 0 | 290637.4152 | 0 |  | 695.0746 | 67.412 | 864.0109 | -236.3483 | 33.706 | 0 | 0 | 33.706 | 0 | 0 | 0 | 0 | 0 | 0 | 90.4783 | 0 | 0 | 0 | 0 | 0 | -236.3483 | 0 | 0 | 0 | 0 | 0 | 0 | 167.8897 | 605.6428 | 0
152493 | New Station - Newton TS (Capacity) | 2027 | 2030 | General Plant | Connection & Cost Recovery Agreements | New to Scenario | 0 | 25458016.6671 | 0 |  | 45233.7824 | 65912.4471 | 0 | -20678.6647 | 0 | 0 | 65912.4471 | 0 | 0 | 0 | 0 | 0 | 0 | 0 | 0 | 0 | 0 | 0 | 0 | 0 | -20678.6647 | 0 | 0 | 0 | 0 | 0 | 0 | 0 | 0 | 0
152495 | Cedar TS True-Up Payment (CCRA) Guelph 15th Year | 2025 | 2025 | General Plant | Connection & Cost Recovery Agreements | Must Do | 485294.1173 | 0 | 0 |  | 269.2558 | 269.2558 | 0 | 0 | 269.2558 | 0 | 0 | 0 | 0 | 0 | 0 | 0 | 0 | 0 | 0 | 0 | 0 | 0 | 0 | 0 | 0 | 0 | 0 | 0 | 0 | 0 | 0 | 0 | 0 | 0
152496 | New Build - Waterdown 4th Feeder, Hamilton | 2028 | 2029 | System Service | Capacity (Lines) | New to Scenario | 0 | 8799572.7002 | 0 |  | 34414.8361 | 4345.8826 | 37446.8554 | -7377.9019 | 0 | 0 | 4345.8826 | 0 | 0 | 0 | 0 | 0 | 0 | 0 | 0 | 0 | 0 | 0 | 0 | 0 | -7377.9019 | 0 | 0 | 0 | 0 | 0 | 0 | 37446.8554 | 0 | 0
152502 | Cable Replacement Projects - (M15) Sir Constantine Dr & Parkway area of Markham | 2027 | 2028 | System Renewal | Underground Asset Renewal | New to Scenario | 0 | 5518384.1645 | 0 |  | 10407.3694 | 272.0166 | 15001.3528 | -4866 | 102.0062 | 0 | 0 | 0 | 0 | 0 | 0 | 0 | 170.0104 | 0 | 3474.938 | 0 | 0 | 0 | 0 | 0 | -4866 | 0 | 0 | 0 | 0 | 0 | 0 | 11526.4147 | 0 | 0
152503 | Rear Lot Renewal Project - Steeles and Henderson, Markham | 2031 | 2034 | System Renewal | Rear Lot Conversion | New to Scenario | 0 | 3556953.6652 | 11084003.7231 |  | 6926.1991 | 1507.7599 | 15123.2756 | -9704.8363 | 407.2708 | 0 | 0 | 407.2708 | 0 | 0 | 0 | 0 | 285.9474 | 407.2708 | 0 | 0 | 0 | 0 | 0 | 533.7466 | -9704.8363 | 0 | 0 | 0 | 0 | 0 | 0 | 14589.529 | 0 | 0
152514 | Rear Lot and Voltage Conversion - Dickson Park Crescent, Mississauga | 2029 | 2029 | System Renewal | Rear Lot Conversion | New to Scenario | 0 | 894143.2131 | 0 |  | 5680.2267 | 6302.5744 | 99.3156 | -721.6633 | 0 | 0 | 0 | 0 | 0 | 0 | 0 | 0 | 482.8758 | 5819.6985 | 0 | 0 | 0 | 0 | 0 | 0 | -721.6633 | 0 | 0 | 0 | 0 | 0 | 0 | 99.3156 | 0 | 0
152516 | IT Infrastructure - Control Room Phone System Refresh | 2027 | 2027 | General Plant | Information Technology Systems | New to Scenario | 0 | 211056.3308 | 0 | 200712.7763 | 2816.7467 | 2388.2652 | 783.6195 | -355.138 | 0 | 0 | 0 | 0 | 0 | 2283.0691 | 105.1961 | 0 | 0 | 0 | 0 | 0 | 783.6195 | 0 | 0 | 0 | -355.138 | 0 | 0 | 0 | 0 | 0 | 0 | 0 | 0 | 0
152521 | Windows Autopilot (Microsoft) | N/A | N/A | General Plant | Information Technology Systems | New to Scenario | 0 | 0 | 213510.4981 |  | 69.5972 | 0 | 214.7206 | -145.1234 | 0 | 0 | 0 | 0 | 0 | 0 | 0 | 0 | 0 | 0 | 0 | 0 | 145.2917 | 0 | 0 | 40.3706 | -145.1234 | 0 | 0 | 0 | 0 | 0 | 0 | 0 | 0 | 29.0583
152522 | Windows Operating System Upgrade - 2026 | 2026 | 2028 | General Plant | Information Technology Systems | Must Do Something | 0 | 230535.8224 | 0 | 792818.0437 | 395.0112 | 118.3061 | 1328.669 | -1051.964 | 0 | 0 | 0 | 0 | 0 | 0 | 118.3061 | 0 | 0 | 0 | 0 | 0 | 922.6868 | 0 | 0 | 0 | -1051.964 | 0 | 0 | 0 | 405.9822 | 0 | 0 | 0 | 0 | 0
152539 | Meter -to-Cash - CIS - CC&B CCS/C2M upgrade | 2028 | 2029 | General Plant | Information Technology Systems | Must Do Something | 0 | 14421300.221 | 0 |  | 6341.1375 | 8837.5675 | 9565.8297 | -12062.2597 | 0 | 0 | 0 | 0 | 6431.8022 | 2405.7653 | 0 | 0 | 0 | 0 | 1452.2121 | 0 | 1485.0403 | 0 | 0 | 5678.1514 | -12062.2597 | 0 | 0 | 891.0242 | 0 | 0 | 0 | 0 | 0 | 59.4016
152542 | Advanced Distribution Management System | 2026 | 2040 | General Plant | Information Technology Systems | New to Scenario | 12052.2216 | 13300592.1981 | 32445811.941 | 382547.3232 | 32223.438 | 18988.5679 | 49024.7536 | -35789.8835 | 61.5388 | 0 | 0 | 0 | 0 | 17136.6291 | 543.5561 | 0 | 700.7145 | 546.1293 | 0 | 9700.6413 | 1130.5499 | 7506.0123 | 0 | 10285.6779 | -35789.8835 | 0 | 2105.639 | 0 | 504.5971 | 0 | 0 | 17729.1707 | 0 | 62.4654
152543 | Integrated Network Management | 2024 | 2031 | General Plant | Information Technology Systems | Must Do Something | 2551261.8166 | 5921009.6771 | 0 | 1035719.606 | 16705.2392 | 688.3664 | 23155.0251 | -7138.1523 | 180.8526 | 0 | 507.5138 | 0 | 0 | 0 | 0 | 0 | 0 | 0 | 11434.2854 | 3617.4124 | 0 | 1794.7896 | 0 | 2885.8335 | -7138.1523 | 0 | 717.8075 | 1349.7735 | 0 | 0 | 640.5502 | 680.0222 | 0 | 34.5505
152544 | P&C Specific Tools & Testing Equipment - Central Group | 2024 | 2035 | General Plant | Tools, Shop and garage Equipment | New to Scenario | 42850.0198 | 114692.7589 | 86819.4734 |  | 2011.9519 | 1910.8012 | 269.8307 | -168.6801 | 0 | 0 | 0 | 0 | 1864.5189 | 0 | 0 | 0 | 0 | 46.2824 | 0 | 0 | 0 | 0 | 0 | 117.76 | -168.6801 | 0 | 0 | 0 | 19.8353 | 0 | 0 | 0 | 0 | 132.2354
152545 | DER Wholesale Market Preparedness | 2024 | 2031 | General Plant | Information Technology Systems | Must Do Something | 3548255.8027 | 2033397.3563 | 0 | 2792318.31 | 7191.7846 | 7622.3209 | 6271.9732 | -6702.5095 | 952.7076 | 0 | 1776.323 | 0 | 3079.4835 | 0 | 0 | 0 | 926.6187 | 887.1881 | 0 | 2400.4157 | 0 | 0 | 1647.5103 | 2152.978 | -6702.5095 | 0 | 0 | 0 | 0 | 0 | 0 | 0 | 0 | 71.0691
152547 | Facilities_Southgate_Cafeteria_Reno | N/A | N/A | General Plant | Facilities Management | New to Scenario | 0 | 0 | 131694.4224 |  | -72.2189 | 0 | 8.9965 | -81.2154 | 0 | 0 | 0 | 0 | 0 | 0 | 0 | 0 | 0 | 0 | 0 | 0 | 0 | 0 | 0 | 0 | -81.2154 | 0 | 0 | 0 | 8.9965 | 0 | 0 | 0 | 0 | 0
152548 | Road Authority Project - Intermodal Drive widening from Airport Road to CN tracks | 2024 | 2027 | System Access | Road Authority | Must Do | 589282.0613 | 1083949.4493 | 0 |  | -1496.5801 | 18.8951 | 0 | -1515.4753 | 18.8951 | 0 | 0 | 0 | 0 | 0 | 0 | 0 | 0 | 0 | 0 | 0 | 0 | 0 | 0 | 0 | -1515.4753 | 0 | 0 | 0 | 0 | 0 | 0 | 0 | 0 | 0
152549 | OMS - Bridge upgrade | 2024 | 2025 | General Plant | Information Technology Systems | In-Flight - Not Pausable | 547226.6376 | 0 | 0 | 570279.15 | 10791.2415 | 8830.066 | 2530.2008 | -569.0253 | 0 | 0 | 0 | 0 | 0 | 3097.6522 | 833.2901 | 0 | 4745.3396 | 153.7842 | 0 | 0 | 1098.4582 | 0 | 0 | 1190.0818 | -569.0253 | 0 | 0 | 0 | 241.6608 | 0 | 0 | 0 | 0 | 0
152550 | Arlen MTS True-Up Payment (CCRA) Guelph 10th Year | 2025 | 2025 | General Plant | Connection & Cost Recovery Agreements | Must Do | 249999.9988 | 0 | 0 |  | 269.2558 | 269.2558 | 0 | 0 | 269.2558 | 0 | 0 | 0 | 0 | 0 | 0 | 0 | 0 | 0 | 0 | 0 | 0 | 0 | 0 | 0 | 0 | 0 | 0 | 0 | 0 | 0 | 0 | 0 | 0 | 0
152553 | Corrective Action Administration Tool | 2028 | 2028 | General Plant | Information Technology Systems | New to Scenario | 0 | 382720.5042 | 0 | 20340.2523 | 2068.771 | 946.391 | 1478.6493 | -356.2692 | 113.3402 | 0 | 0 | 0 | 0 | 0 | 0 | 0 | 0 | 833.0507 | 0 | 0 | 0 | 0 | 0 | 0 | -356.2692 | 0 | 0 | 0 | 0 | 0 | 0 | 1365.309 | 0 | 113.3402
152554 | Road Authority Project - Steeles Ave from Winston Churchill to Chinguacousy Road | 2024 | 2027 | System Access | Road Authority | Must Do | 2489786.7063 | 1456023.542 | 0 |  | -2936.4515 | 27.5281 | 0 | -2963.9796 | 27.5281 | 0 | 0 | 0 | 0 | 0 | 0 | 0 | 0 | 0 | 0 | 0 | 0 | 0 | 0 | 0 | -2963.9796 | 0 | 0 | 0 | 0 | 0 | 0 | 0 | 0 | 0
152555 | Road Authority Relocation - Highway 5/6 Interchange (Hamilton) | 2023 | 2026 | System Access | Road Authority | Must Do | 8128474.5712 | 0 | 0 |  | -2933.5398 | 9.7303 | 0 | -2943.2701 | 9.7303 | 0 | 0 | 0 | 0 | 0 | 0 | 0 | 0 | 0 | 0 | 0 | 0 | 0 | 0 | 0 | -2943.2701 | 0 | 0 | 0 | 0 | 0 | 0 | 0 | 0 | 0
152556 | Metering Tablets | 2024 | 2031 | General Plant | Information Technology Systems | Must Do Something | 110783.4612 | 295721.2368 | 0 |  | 1279.6657 | 77.3997 | 1497.3837 | -295.1177 | 0 | 0 | 0 | 0 | 77.3997 | 0 | 0 | 0 | 0 | 0 | 0 | 0 | 0 | 0 | 0 | 1497.3837 | -295.1177 | 0 | 0 | 0 | 0 | 0 | 0 | 0 | 0 | 0
152559 | AMI Metering Renewal - MRZ | 2024 | 2031 | System Access | Network Metering | Must Do Something | 9956838.4062 | 50149920.5075 | 0 | 44965803.8168 | 303207.2173 | 814.473 | 407878.9681 | -105486.2238 | 132.2354 | 0 | 0 | 0 | 0 | 0 | 0 | 0 | 682.2376 | 0 | 361045.7702 | 0 | 1744.4441 | 0 | 0 | 41650.6339 | -105486.2238 | 0 | 3305.8845 | 0 | 0 | 0 | 0 | 0 | 0 | 132.2354
152563 | CX project Enhancements (SEW Applications) | 2025 | 2034 | General Plant | Information Technology Systems | Must Do Something | 1094483.1446 | 8889270.4068 | 5725390.6798 | 0 | 5049.083 | 10252.2379 | 6432.82 | -11635.9749 | 66.2785 | 0 | 0 | 0 | 1709.2877 | 0 | 0 | 0 | 8476.6717 | 0 | 0 | 0 | 1046.5027 | 0 | 0 | 202.6407 | -11635.9749 | 0 | 1744.1711 | 3139.508 | 230.2306 | 0 | 0 | 0 | 0 | 69.7668
152567 | Facilities_EV_Charging_Stations_CRFP | 2024 | 2041 | General Plant | Facilities Management | New to Scenario | 216371.8656 | 1146930.1395 | 0 |  | 284.1468 | 330.882 | 1097.6733 | -1144.4085 | 0 | 0 | 0 | 0 | 0 | 0 | 0 | 0 | 330.882 | 0 | 0 | 0 | 0 | 0 | 0 | 0 | -1144.4085 | 0 | 0 | 0 | 460.4612 | 504.9768 | 0 | 0 | 0 | 132.2354
152574 | SEW Customer Engagement eMobility | 2023 | 2027 | System Service | Distributed Energy Resources (DER) | In-Flight - Not Pausable | 1140442.1055 | 4684.3008 | 0 | 101597.38 | 4522.3605 | 274.8685 | 4978.4413 | -730.9494 | 0 | 0 | 275.2814 | -0.41292 | 0 | 0 | 0 | 0 | 0 | 0 | 0 | 2535.7767 | 0 | 83.1348 | 0 | 0 | -730.9494 | 0 | 275.2814 | 0 | 0 | 1919.0795 | 137.6407 | 0 | 0 | 27.5281
152576 | AMI 2.0 - Grid Edge Analytics | 2025 | 2029 | General Plant | Information Technology Systems | New to Scenario | 0 | 4286284.0545 | 0 | 2414475.7625 | 41399.2357 | 17265.9686 | 31527.93 | -7394.6629 | 0 | 0 | 5895.0715 | 0 | 0 | 0 | 0 | 0 | 11370.8971 | -1.243e-13 | 9568.8536 | 10536.3084 | 0 | 1059.9294 | 0 | 1878.2691 | -7394.6629 | 0 | 891.0242 | 0 | 0 | 1198.66 | 315.3038 | 6016.5209 | 0 | 63.0608
152578 | Customer Initiated Distribution System Expansion Project - Queen Gore | 2023 | 2025 | System Access | Customer Initiated Dist Sys Projects | Must Do | 815477.0623 | 0 | 0 |  | 1325.1261 | 0 | 1325.1261 | 0 | 0 | 0 | 0 | 0 | 0 | 0 | 0 | 0 | 0 | 0 | 0 | 0 | 0 | 0 | 1325.1261 | 0 | 0 | 0 | 0 | 0 | 0 | 0 | 0 | 0 | 0 | 0
152589 | Alectra Drive for Fleets | 2024 | 2028 | System Service | Distributed Energy Resources (DER) | In-Flight - Not Pausable | 1966136.4384 | -137460.8278 | 0 | -123288.4704 | 2223.6846 | 454.6677 | 2624.727 | -855.7101 | 0 | 0 | 0 | 0 | 0 | 0 | 0 | 0 | 454.6677 | 0 | 0 | 985.4605 | 0 | 79.9748 | 1318.8741 | 0 | -855.7101 | 0 | 178.3011 | 0 | 0 | 26.4564 | 0 | 0 | 0 | 35.6602
152590 | Customer Initiated Distribution System Expansion Project - Coleraine Business Park (BramEast) | 2023 | 2025 | System Access | Customer Initiated Dist Sys Projects | Must Do | 3368421.0365 | 0 | 0 |  | 44036.0337 | 0 | 44036.0337 | 0 | 0 | 0 | 0 | 0 | 0 | 0 | 0 | 0 | 0 | 0 | 0 | 0 | 0 | 0 | 44036.0337 | 0 | 0 | 0 | 0 | 0 | 0 | 0 | 0 | 0 | 0 | 0
152601 | Customer Initiated Distribution Expansion - East South - Project Rainbow Site 2 | 2022 | 2026 | System Access | Customer Initiated Dist Sys Projects | Must Do | 9994665.1429 | 0 | 0 |  | 17213.4915 | 0 | 22012.5978 | -4799.1063 | 0 | 0 | 0 | 0 | 0 | 0 | 0 | 0 | 0 | 0 | 0 | 0 | 0 | 0 | 22012.5978 | 0 | -4799.1063 | 0 | 0 | 0 | 0 | 0 | 0 | 0 | 0 | 0
152602 | Customer Initiated Distribution System Expansion Project - GTAA Feeders | 2023 | 2028 | System Access | Customer Initiated Dist Sys Projects | Must Do | 2268821.7456 | 9482721.7109 | 0 |  | 25493.931 | 4958.8268 | 30378.6779 | -9843.5737 | 4958.8268 | 0 | 0 | 0 | 0 | 0 | 0 | 0 | 0 | 0 | 0 | 0 | 0 | 0 | 30378.6779 | 0 | -9843.5737 | 0 | 0 | 0 | 0 | 0 | 0 | 0 | 0 | 0
152603 | Grid Enablement: School Bus Fleets | 2024 | 2028 | System Service | Distributed Energy Resources (DER) | In-Flight - Not Pausable | 125615.9428 | -79178.2524 | 0 | -166734.2556 | 2545.4584 | 1037.2452 | 1602.2609 | -94.0477 | 0 | 0 | 98.2057 | 0 | 0 | 0 | 0 | 0 | 939.0395 | 0 | 0 | 1551.7248 | 0 | 0 | 0 | 0 | -94.0477 | 0 | 0 | 0 | 0 | 0 | 0 | 0 | 0 | 50.5361
152604 | Upgrade of Alectra's LN400 Wireless Field Area Network - Markham | 2025 | 2025 | System Renewal | Substation Renewal | New to Scenario | 372136.4911 | 0 | 0 |  | 2757.7983 | 1767.9019 | 989.8965 | 0 | 0 | 0 | 0 | 0 | 17.504 | 0 | 0 | 0 | 175.0398 | 1575.3581 | 0 | 0 | 0 | 0 | 0 | 70.5863 | 0 | 0 | 0 | 0 | 35.008 | 0 | 0 | 767.609 | 0 | 116.6932
152637 | New Wireless FAN to Improve SCADA Communications - Central North | 2024 | 2034 | System Service | System Control, Comm'ns & Performance | New to Scenario | 0 | 347513.5923 | 278860.3871 |  | 2883.6611 | 227.5618 | 3109.2605 | -453.1612 | 0 | 0 | 0 | 0 | 28.1108 | 0 | 0 | 0 | 0 | 199.451 | 0 | 0 | 0 | 0 | 0 | 131.0536 | -453.1612 | 0 | 0 | 103.9913 | 34.0021 | 0 | 0 | 2736.2223 | 0 | 103.9913
152638 | New Wireless FAN to Improve SCADA Communications - Richmond Hill | 2024 | 2034 | System Service | System Control, Comm'ns & Performance | New to Scenario | 0 | 347512.6728 | 278858.5942 |  | 1381.697 | 218.2075 | 1616.6489 | -453.1594 | 0 | 0 | 0 | 0 | 7.039 | 0 | 0 | 0 | 0 | 211.1686 | 0 | 0 | 0 | 0 | 0 | 93.802 | -453.1594 | 0 | 0 | 98.2346 | 34.0021 | 0 | 0 | 1292.3757 | 0 | 98.2346
152639 | New Wireless FAN to Improve SCADA Communications - Central South | 2024 | 2033 | System Service | System Control, Comm'ns & Performance | New to Scenario | 0 | 431065.1185 | 184060.2477 |  | 3203.5458 | 318.5233 | 3357.5821 | -472.5596 | 0 | 0 | 0 | 0 | 10.2749 | 0 | 0 | 0 | 0 | 308.2483 | 0 | 0 | 0 | 0 | 0 | 126.3559 | -472.5596 | 0 | 0 | 112.9324 | 33.8797 | 0 | 0 | 2971.4816 | 0 | 112.9324
152640 | New Wireless FAN to Improve SCADA Communications - Downtown Hamilton | 2024 | 2034 | System Service | System Control, Comm'ns & Performance | New to Scenario | 0 | 349752.701 | 285943.5081 |  | 1674.9155 | 206.0994 | 1928.1286 | -459.3124 | 0 | 0 | 0 | 0 | 6.6484 | 0 | 0 | 0 | 0 | 199.451 | 0 | 0 | 0 | 0 | 0 | 131.8189 | -459.3124 | 0 | 0 | 103.9913 | 31.1974 | 0 | 0 | 1557.1298 | 0 | 103.9913
152641 | New Wireless FAN to Improve SCADA Communications - Aurora | 2024 | 2034 | System Service | System Control, Comm'ns & Performance | New to Scenario | 0 | 347512.6728 | 278858.5942 |  | 1377.1653 | 218.2075 | 1612.1172 | -453.1594 | 0 | 0 | 0 | 0 | 7.039 | 0 | 0 | 0 | 0 | 211.1686 | 0 | 0 | 0 | 0 | 0 | 93.802 | -453.1594 | 0 | 0 | 98.2346 | 29.4704 | 0 | 0 | 1292.3757 | 0 | 98.2346
152642 | Upgrade Feeder Protection Relays in Central South VISTA MSs | 2024 | 2027 | System Renewal | Substation Renewal | New to Scenario | 446726.1199 | 147381.5448 | 0 |  | 4250.7807 | 357.0217 | 4240.5942 | -346.8353 | 0 | 0 | 0 | 0 | 17.001 | 0 | 0 | 0 | 170.0104 | 170.0104 | 464.1738 | 0 | 0 | 0 | 0 | 83.1002 | -346.8353 | 0 | 0 | 0 | 59.5059 | 0 | 0 | 2004.6629 | 1496.916 | 132.2354
152643 | Installation of Height Assets in Central South MSs to Support Alectra Owned Wireless Communications | 2028 | 2031 | System Service | System Control, Comm'ns & Performance | New to Scenario | 0 | 320568.6204 | 0 | 2941.9404 | 2172.9025 | 102.7494 | 2331.7622 | -261.6092 | 0 | 0 | 0 | 0 | 0 | 0 | 0 | 0 | 0 | 102.7494 | 0 | 0 | 1570.6085 | 0 | 0 | 499.3856 | -261.6092 | 0 | 0 | 0 | 157.0609 | 0 | 0 | 0 | 0 | 104.7072
152644 | West(Connexo) Legacy Mesh | 2024 | 2030 | System Access | Network Metering | Must Do | 248765.2896 | 437325.6272 | 0 |  | 1216.6883 | 1708.1241 | 0 | -491.4358 | 32.0942 | 0 | 0 | 0 | 1676.0299 | 0 | 0 | 0 | 0 | 0 | 0 | 0 | 0 | 0 | 0 | 0 | -491.4358 | 0 | 0 | 0 | 0 | 0 | 0 | 0 | 0 | 0
152646 | Interactive Digital Communications System | 2026 | 2028 | General Plant | Information Technology Systems | New to Scenario | 23492.8234 | 13323.7129 | 0 | 0 | 406.8683 | 0 | 451.1052 | -44.2369 | 0 | 0 | 0 | 0 | 0 | 0 | 0 | 0 | 0 | 0 | 0 | 0 | 0 | 0 | 0 | 0 | -44.2369 | 0 | 0 | 0 | 451.1052 | 0 | 0 | 0 | 0 | 0
152649 | Switch Renewal - East (PA) | 2025 | 2031 | System Renewal | Overhead Asset Renewal | Must Do Something | 2351644.6231 | 7539316.0933 | 0 |  | 5927.1756 | 13467.9021 | 0 | -7540.7266 | 0 | 0 | 0 | 0 | 9764.6208 | 0 | 0 | 3454.0114 | 0 | 249.2699 | 0 | 0 | 0 | 0 | 0 | 0 | -7540.7266 | 0 | 0 | 0 | 0 | 0 | 0 | 0 | 0 | 0
152650 | Switch Renewal - West (PA) | 2025 | 2031 | System Renewal | Overhead Asset Renewal | Must Do Something | 2587867.3547 | 8170926.8848 | 0 |  | 8779.2464 | 16949.5638 | 0 | -8170.3174 | 0 | 0 | 0 | 0 | 5429.9378 | 0 | 0 | 11380.4557 | 0 | 139.1704 | 0 | 0 | 0 | 0 | 0 | 0 | -8170.3174 | 0 | 0 | 0 | 0 | 0 | 0 | 0 | 0 | 0
152651 | Switch Renewal - Central North (PA) | 2025 | 2031 | System Renewal | Overhead Asset Renewal | Must Do Something | 483675.7916 | 1064022.8739 | 0 |  | -333.2896 | 744.9135 | 0 | -1078.2031 | 0 | 0 | 0 | 0 | 620.7347 | 0 | 0 | 108.5991 | 0 | 15.5798 | 0 | 0 | 0 | 0 | 0 | 0 | -1078.2031 | 0 | 0 | 0 | 0 | 0 | 0 | 0 | 0 | 0
152652 | Switch Renewal - Central South (PA) | 2025 | 2031 | System Renewal | Overhead Asset Renewal | Must Do Something | 4390011.4607 | 13363009.0163 | 0 |  | 21620.3771 | 35000.4648 | 0 | -13380.0877 | 0 | 0 | 0 | 0 | 18545.0356 | 0 | 0 | 15983.7509 | 0 | 471.6784 | 0 | 0 | 0 | 0 | 0 | 0 | -13380.0877 | 0 | 0 | 0 | 0 | 0 | 0 | 0 | 0 | 0
152653 | Switch Renewal - Southwest (PA) | 2025 | 2031 | System Renewal | Overhead Asset Renewal | Must Do Something | 1567326.9194 | 4796384.1486 | 0 |  | 1119.8443 | 5917.158 | 0 | -4797.3137 | 0 | 0 | 0 | 0 | 5094.8742 | 0 | 0 | 700.0415 | 0 | 122.2423 | 0 | 0 | 0 | 0 | 0 | 0 | -4797.3137 | 0 | 0 | 0 | 0 | 0 | 0 | 0 | 0 | 0
152654 | Rear Lot - Dorset Dr and Dombey Pl, Brampton | 2025 | 2025 | System Renewal | Rear Lot Conversion | In-Flight - Not Pausable | 721820.6827 | 0 | 0 |  | 6997.265 | 6953.1949 | 44.0701 | 0 | 0 | 0 | 0 | 0 | 0 | 0 | 0 | 0 | 198.3531 | 6754.8418 | 0 | 0 | 0 | 0 | 0 | 0 | 0 | 0 | 0 | 0 | 0 | 0 | 0 | 44.0701 | 0 | 0
152656 | Switchgear Renewal - West (PA) | 2025 | 2031 | System Renewal | Underground Asset Renewal | Must Do Something | 1180242.3641 | 3732330.7566 | 0 |  | 2781.2746 | 6346.1692 | 0 | -3564.8946 | 0 | 0 | 0 | 0 | 3253.5123 | 0 | 0 | 2976.9661 | 0 | 115.6908 | 0 | 0 | 0 | 0 | 0 | 0 | -3564.8946 | 0 | 0 | 0 | 0 | 0 | 0 | 0 | 0 | 0
152657 | Switchgear Renewal - Southwest (PA) | 2025 | 2031 | System Renewal | Underground Asset Renewal | Must Do Something | 590555.0786 | 1870189.017 | 0 |  | 527.4864 | 2315.2112 | 0 | -1787.7248 | 0 | 0 | 0 | 0 | 1543.7268 | 0 | 0 | 713.57 | 0 | 57.9144 | 0 | 0 | 0 | 0 | 0 | 0 | -1787.7248 | 0 | 0 | 0 | 0 | 0 | 0 | 0 | 0 | 0
152658 | Switchgear Renewal - East (PA) | 2025 | 2031 | System Renewal | Underground Asset Renewal | Must Do Something | 9469971.1791 | 29987401.5242 | 0 |  | 37532.0456 | 66172.6913 | 0 | -28640.6456 | 0 | 0 | 0 | 0 | 39484.1249 | 0 | 0 | 25630.9136 | 0 | 1057.6528 | 0 | 0 | 0 | 0 | 0 | 0 | -28640.6456 | 0 | 0 | 0 | 0 | 0 | 0 | 0 | 0 | 0
152659 | Switchgear Renewal - Central South (PA) | 2025 | 2031 | System Renewal | Underground Asset Renewal | Must Do Something | 4312584.8287 | 13491175.0371 | 0 |  | 11722.6384 | 24601.8507 | 0 | -12879.2123 | 0 | 0 | 0 | 0 | 13750.0382 | 0 | 0 | 10445.7148 | 0 | 406.0976 | 0 | 0 | 0 | 0 | 0 | 0 | -12879.2123 | 0 | 0 | 0 | 0 | 0 | 0 | 0 | 0 | 0
152660 | Switchgear Renewal - Central North (PA) | 2025 | 2031 | System Renewal | Underground Asset Renewal | Must Do Something | 1664339.9695 | 5223197.3295 | 0 |  | 3581.6886 | 8567.7451 | 0 | -4986.0565 | 0 | 0 | 0 | 0 | 6151.497 | 0 | 0 | 2264.852 | 0 | 151.3961 | 0 | 0 | 0 | 0 | 0 | 0 | -4986.0565 | 0 | 0 | 0 | 0 | 0 | 0 | 0 | 0 | 0
152665 | Cable Replacement Projects - (M15) Fincham Avenue of Markham | 2031 | 2033 | System Renewal | Underground Asset Renewal | New to Scenario | 0 | 15671099.9953 | 31324908.5132 |  | 22392.8677 | 196.0782 | 54093.8894 | -31897.0999 | 73.5293 | 0 | 0 | 0 | 0 | 0 | 0 | 0 | 122.5489 | 0 | 28228.9865 | 0 | 0 | 0 | 0 | 0 | -31897.0999 | 0 | 0 | 0 | 0 | 0 | 0 | 25864.9029 | 0 | 0
152666 | Cable Injection Project - (M15) Church Street area, Markham | 2027 | 2028 | System Renewal | Underground Asset Renewal | New to Scenario | 0 | 5284613.45 | 0 |  | 9862.8289 | 153.0093 | 14466.2152 | -4756.3956 | 0 | 0 | 0 | 0 | 0 | 0 | 0 | 0 | 153.0093 | 0 | 0 | 0 | 0 | 0 | 0 | 0 | -4756.3956 | 0 | 0 | 0 | 0 | 0 | 0 | 14466.2152 | 0 | 0
152669 | Replace the existing manual switches (V44SL3040, V44SL3120, V43SL3014 on D6M2 feeder and V43SL3015 on 21M8 feeder | 2029 | 2029 | System Service | SCADA and Automation | New to Scenario | 0 | 551619.4009 | 0 |  | 2071.8621 | 0 | 2520.4427 | -448.5806 | 0 | 0 | 0 | 0 | 0 | 0 | 0 | 0 | 0 | 0 | 0 | 0 | 0 | 0 | 0 | 0 | -448.5806 | 0 | 0 | 0 | 0 | 0 | 0 | 2520.4427 | 0 | 0
152673 | Rear Lot Renewal Project - Bayview and Steeles, Markham | 2029 | 2033 | System Renewal | Rear Lot Conversion | New to Scenario | 0 | 12018794.355 | 7824258.2971 |  | 13171.6056 | 4447.2866 | 23159.0418 | -14434.7227 | 1434.1413 | 0 | 0 | 1434.1413 | 0 | 0 | 0 | 0 | 144.8628 | 1434.1413 | 0 | 0 | 0 | 0 | 0 | 704.3403 | -14434.7227 | 0 | 0 | 0 | 0 | 0 | 0 | 22454.7014 | 0 | 0
152674 | Loblaw - 55 Hereford System Expansion | 2023 | 2025 | System Access | Customer Initiated Dist Sys Projects | Must Do | 3475355.5538 | 0 | 0 |  | 32195.2647 | 0 | 32195.2647 | 0 | 0 | 0 | 0 | 0 | 0 | 0 | 0 | 0 | 0 | 0 | 0 | 0 | 0 | 0 | 32195.2647 | 0 | 0 | 0 | 0 | 0 | 0 | 0 | 0 | 0 | 0 | 0
152675 | Berkshire Phase 2 System Expansion | 2023 | 2025 | System Access | Customer Initiated Dist Sys Projects | Must Do | 0.001 | 0 | 0 |  | 4763.1647 | 8.7573 | 4754.4073 | 0 | 8.7573 | 0 | 0 | 0 | 0 | 0 | 0 | 0 | 0 | 0 | 0 | 0 | 0 | 0 | 4754.4073 | 0 | 0 | 0 | 0 | 0 | 0 | 0 | 0 | 0 | 0 | 0
152676 | Lakeview Expansion | 2025 | 2030 | System Access | Customer Initiated Dist Sys Projects | Must Do | 0.5841 | 6621595.2627 | 0 |  | 9969.4204 | 17.0056 | 15164.8438 | -5212.429 | 17.0056 | 0 | 0 | 0 | 0 | 0 | 0 | 0 | 0 | 0 | 0 | 0 | 0 | 0 | 15164.8438 | 0 | -5212.429 | 0 | 0 | 0 | 0 | 0 | 0 | 0 | 0 | 0
152677 | Rear Lot Renewal Project - Aurora Heights, Aurora | 2029 | 2032 | System Renewal | Rear Lot Conversion | New to Scenario | 0 | 11298339.6413 | 3752214.8804 |  | 12926.3023 | 1782.2948 | 22406.5707 | -11262.5631 | 481.4272 | 0 | 0 | 481.4272 | 0 | 0 | 0 | 0 | 338.0131 | 481.4272 | 0 | 0 | 0 | 0 | 0 | 614.454 | -11262.5631 | 0 | 0 | 0 | 0 | 0 | 0 | 21792.1167 | 0 | 0
152680 | Mini Pole Rebuild and Transfer RW Phase to B Phase, 33SW066 to M33SA3151, Markham | 2028 | 2029 | System Renewal | Overhead Asset Renewal | New to Scenario | 0 | 955647.1481 | 0 |  | 5920.0697 | 6721.0761 | 20.0517 | -821.0581 | 1671.7685 | 0 | 0 | 0 | 0 | 0 | 0 | 0 | 0 | 5049.3076 | 16.4878 | 0 | 0 | 0 | 0 | 0 | -821.0581 | 0 | 0 | 0 | 0 | 0 | 0 | 3.5639 | 0 | 0
152681 | Cable Replacement Project - (V23, V25, V52) Cable Left Behind Vaughan Area | N/A | N/A | System Renewal | Underground Asset Renewal | New to Scenario | 0 | 0 | 5133179.856 |  | 3564.5749 | 224.7067 | 6767.1841 | -3427.3159 | 112.3534 | 0 | 0 | 0 | 0 | 0 | 0 | 0 | 112.3534 | 0 | 880.6627 | 0 | 0 | 0 | 0 | 0 | -3427.3159 | 0 | 0 | 0 | 0 | 0 | 0 | 5886.5214 | 0 | 0
152687 | Woodbridge TS D6M2 Egress Cable Replacement | N/A | N/A | System Renewal | Underground Asset Renewal | New to Scenario | 0 | 0 | 406528.2623 |  | 981.8309 | 0 | 1227.0121 | -245.1812 | 0 | 0 | 0 | 0 | 0 | 0 | 0 | 0 | 0 | 0 | 0 | 0 | 0 | 0 | 0 | 0 | -245.1812 | 0 | 0 | 0 | 0 | 0 | 0 | 1227.0121 | 0 | 0
152697 | Cable Replacement Project - (71F2 in Area 27) - Rathburn Rd. E. & Willowbank Trail | 2030 | 2030 | System Renewal | Underground Asset Renewal | New to Scenario | 0 | 1618204.9785 | 0 |  | 1726.0146 | 355.3918 | 2610.1999 | -1239.5771 | 0 | 0 | 0 | 0 | 0 | 0 | 0 | 0 | 355.3918 | 0 | 0 | 0 | 0 | 0 | 0 | 69.1102 | -1239.5771 | 0 | 0 | 0 | 0 | 0 | 0 | 2541.0897 | 0 | 0
152699 | Cable Replacement Project - (59F3 in AREA46) - Turner Valley Rd and Derry Rd W, Mississauga | N/A | N/A | System Renewal | Underground Asset Renewal | New to Scenario | 0 | 0 | 1134014.4442 |  | 863.0732 | 102.7494 | 1525.3271 | -765.0034 | 0 | 0 | 0 | 0 | 0 | 0 | 0 | 0 | 102.7494 | 0 | 0 | 0 | 0 | 0 | 0 | 0 | -765.0034 | 0 | 0 | 0 | 0 | 0 | 0 | 1525.3271 | 0 | 0
152702 | Cable Replacement Project - (47F8 in AREA22) - Kariya Dr & Emerald Pl, Mississauga | 2028 | 2028 | System Renewal | Underground Asset Renewal | New to Scenario | 0 | 935339.8229 | 0 |  | 2451.8094 | 153.0093 | 3106.2791 | -807.479 | 0 | 0 | 0 | 0 | 0 | 0 | 0 | 0 | 153.0093 | 0 | 0 | 0 | 0 | 0 | 0 | 0 | -807.479 | 0 | 0 | 0 | 0 | 0 | 0 | 3106.2791 | 0 | 0
152705 | Cable Replacement Project - (13F1, 13F4 in AREA16) - Glengarry Rd | 2027 | 2027 | System Renewal | Underground Asset Renewal | New to Scenario | 0 | 552482.2526 | 0 |  | 1770.402 | 157.0609 | 2119.6798 | -506.3386 | 0 | 0 | 0 | 0 | 0 | 0 | 0 | 0 | 157.0609 | 0 | 0 | 0 | 0 | 0 | 0 | 0 | -506.3386 | 0 | 0 | 0 | 0 | 0 | 0 | 2119.6798 | 0 | 0
152712 | Pole Renewal - West (PA) | 2025 | 2031 | System Renewal | Overhead Asset Renewal | Must Do Something | 9602558.0339 | 46882146.1649 | 0 |  | 132738.7643 | 174596.4372 | 0 | -41857.6728 | 0 | 0 | 0 | 0 | 73765.1147 | 0 | 0 | 99979.6916 | 0 | 851.6308 | 0 | 0 | 0 | 0 | 0 | 0 | -41857.6728 | 0 | 0 | 0 | 0 | 0 | 0 | 0 | 0 | 0
152713 | Pole Renewal - Central North (PA) | 2025 | 2031 | System Renewal | Overhead Asset Renewal | Must Do Something | 4949275.8431 | 14807275.4048 | 0 |  | 35430.2397 | 49736.9753 | 0 | -14306.7357 | 0 | 0 | 0 | 0 | 24932.5175 | 0 | 0 | 24496.196 | 0 | 308.2618 | 0 | 0 | 0 | 0 | 0 | 0 | -14306.7357 | 0 | 0 | 0 | 0 | 0 | 0 | 0 | 0 | 0
152715 | Pole Renewal - Central South (PA) | 2025 | 2031 | System Renewal | Overhead Asset Renewal | Must Do Something | 8753348.3586 | 34732607.5796 | 0 |  | 80448.4217 | 112852.086 | 0 | -32403.6643 | 0 | 0 | 0 | 0 | 64752.9817 | 0 | 0 | 47457.612 | 0 | 641.4922 | 0 | 0 | 0 | 0 | 0 | 0 | -32403.6643 | 0 | 0 | 0 | 0 | 0 | 0 | 0 | 0 | 0
152716 | Pole Renewal - East (PA) | 2025 | 2031 | System Renewal | Overhead Asset Renewal | Must Do Something | 15522758.7891 | 45642902.2662 | 0 |  | 63649.7077 | 108029.7867 | 0 | -44380.0791 | 0 | 0 | 0 | 0 | 53192.1811 | 0 | 0 | 54103.1006 | 0 | 734.5051 | 0 | 0 | 0 | 0 | 0 | 0 | -44380.0791 | 0 | 0 | 0 | 0 | 0 | 0 | 0 | 0 | 0
152717 | Pole Renewal - Guelph (PA) | 2025 | 2031 | System Renewal | Overhead Asset Renewal | Must Do Something | 1581205.4559 | 8995565.9884 | 0 |  | 28240.4365 | 36127.8604 | 0 | -7887.4239 | 0 | 0 | 0 | 0 | 15789.851 | 0 | 0 | 20128.7761 | 0 | 209.2333 | 0 | 0 | 0 | 0 | 0 | 0 | -7887.4239 | 0 | 0 | 0 | 0 | 0 | 0 | 0 | 0 | 0
152718 | Transformer Renewal - Central North (PA) | 2025 | 2031 | System Renewal | Transformer Renewal | Must Do Something | 3833106.3646 | 18913494.6576 | 0 |  | 204034.3623 | 221020.4712 | 0 | -16986.1089 | 0 | 0 | 0 | 0 | 15168.7127 | 0 | 0 | 201019.0206 | 0 | 4832.738 | 0 | 0 | 0 | 0 | 0 | 0 | -16986.1089 | 0 | 0 | 0 | 0 | 0 | 0 | 0 | 0 | 0
152719 | Transformer Renewal - Central South (PA) | 2025 | 2031 | System Renewal | Transformer Renewal | Must Do Something | 7227024.8337 | 26850499.8733 | 0 |  | 113527.2023 | 138470.4349 | 0 | -24943.2326 | 0 | 0 | 0 | 0 | 27896.108 | 0 | 0 | 102412.6251 | 0 | 8161.7018 | 0 | 0 | 0 | 0 | 0 | 0 | -24943.2326 | 0 | 0 | 0 | 0 | 0 | 0 | 0 | 0 | 0
152720 | Transformer Renewal - East (PA) | 2025 | 2031 | System Renewal | Transformer Renewal | Must Do Something | 8318816.9377 | 41142493.5505 | 0 |  | 295306.132 | 332055.0423 | 0 | -36748.9103 | 0 | 0 | 0 | 0 | 34709.5593 | 0 | 0 | 286783.2455 | 0 | 10562.2375 | 0 | 0 | 0 | 0 | 0 | 0 | -36748.9103 | 0 | 0 | 0 | 0 | 0 | 0 | 0 | 0 | 0
152721 | Transformer Renewal - Southwest (PA) | 2025 | 2031 | System Renewal | Transformer Renewal | Must Do Something | 852894.598 | 4231266.7381 | 0 |  | 5504.3388 | 9256.5168 | 0 | -3752.178 | 0 | 0 | 0 | 0 | 5947.2086 | 0 | 0 | 1631.1104 | 0 | 1678.1979 | 0 | 0 | 0 | 0 | 0 | 0 | -3752.178 | 0 | 0 | 0 | 0 | 0 | 0 | 0 | 0 | 0
152722 | Transformer Renewal - West (PA) | 2025 | 2031 | System Renewal | Transformer Renewal | Must Do Something | 3231833.9199 | 21760042.3014 | 0 |  | 71524.7943 | 90482.4439 | 0 | -18957.6496 | 0 | 0 | 0 | 0 | 22347.6087 | 0 | 0 | 61842.8096 | 0 | 6292.0256 | 0 | 0 | 0 | 0 | 0 | 0 | -18957.6496 | 0 | 0 | 0 | 0 | 0 | 0 | 0 | 0 | 0
152723 | Pleasant TS - H29 H30 Reconductoring - Transmission | 2024 | 2027 | System Access | Transmitter Related Upgrades | Must Do | 5767250.0005 | 5000000 | 0 |  | 410.5763 | 9858.1476 | 0 | -9447.5713 | 0 | 0 | 9858.1476 | 0 | 0 | 0 | 0 | 0 | 0 | 0 | 0 | 0 | 0 | 0 | 0 | 0 | -9447.5713 | 0 | 0 | 0 | 0 | 0 | 0 | 0 | 0 | 0
152724 | Cable Replacement Project - 2023 Q3 Left Behind | 2027 | 2032 | System Renewal | Underground Asset Renewal | New to Scenario | 0 | 10136438.5366 | 3221183.8359 |  | 20606.726 | 288.2769 | 30891.2141 | -10572.7649 | 143.4141 | 0 | 0 | 0 | 0 | 0 | 0 | 0 | 144.8628 | 0 | 1246.9153 | 0 | 0 | 0 | 0 | 0 | -10572.7649 | 0 | 0 | 0 | 0 | 0 | 0 | 29644.2988 | 0 | 0
152725 | Brampton cable replacement - 20F5 - Chinguacousy Park | N/A | N/A | System Renewal | Underground Asset Renewal | New to Scenario | 0 | 0 | 894291.6751 |  | 621.2715 | 112.3534 | 1112.2051 | -603.287 | 0 | 0 | 0 | 0 | 0 | 0 | 0 | 0 | 112.3534 | 0 | 447.1533 | 0 | 0 | 0 | 0 | 0 | -603.287 | 0 | 0 | 0 | 0 | 0 | 0 | 665.0518 | 0 | 0
152726 | Installation of automated pad mount reclosers at the overhead to underground transitions. | 2028 | 2034 | System Service | SCADA and Automation | New to Scenario | 0 | 1737309.5073 | 1247346.5872 |  | 10416.9702 | 144.8628 | 12457.211 | -2185.1035 | 0 | 0 | 0 | 0 | 0 | 0 | 0 | 0 | 144.8628 | 0 | 0 | 0 | 0 | 0 | 0 | 0 | -2185.1035 | 0 | 0 | 0 | 0 | 0 | 0 | 12457.211 | 0 | 0
152730 | Road Authority Project - Poleline Relocation for Lakeshore BRT | 2023 | 2027 | System Access | Road Authority | Must Do | 221003.3589 | 1449702.7208 | 0 |  | -1462.465 | 18.8951 | 0 | -1481.3601 | 18.8951 | 0 | 0 | 0 | 0 | 0 | 0 | 0 | 0 | 0 | 0 | 0 | 0 | 0 | 0 | 0 | -1481.3601 | 0 | 0 | 0 | 0 | 0 | 0 | 0 | 0 | 0
152736 | Cable Replacement - (BA23) Cundles Rd E, St Vincent St, Hwy 400, St, Bayfield St | 2025 | 2025 | System Renewal | Underground Asset Renewal | New to Scenario | 290877.4714 | 0 | 0 |  | 4468.1374 | 317.3649 | 4150.7725 | 0 | 119.0118 | 0 | 0 | 0 | 0 | 0 | 0 | 0 | 198.3531 | 0 | 585.0754 | 0 | 0 | 0 | 0 | 0 | 0 | 0 | 0 | 0 | 0 | 0 | 0 | 3565.6971 | 0 | 0
152738 | Cable Injection - (Bradford) Holland St W, Barrie St, Line 6, Melbourne Dr | 2025 | 2025 | System Renewal | Underground Asset Renewal | New to Scenario | 198798.5165 | 0 | 0 |  | 7276.257 | 144.8628 | 7131.3943 | 0 | 0 | 0 | 0 | 0 | 0 | 0 | 0 | 0 | 144.8628 | 0 | 0 | 0 | 0 | 0 | 0 | 0 | 0 | 0 | 0 | 0 | 0 | 0 | 0 | 7131.3943 | 0 | 0
152743 | Cable Injection - (M09) - 16th Ave, Reesor Rd, Hwy 7, Ninth Line - Markham | 2028 | 2028 | System Renewal | Underground Asset Renewal | New to Scenario | 0 | 2270439.491 | 0 |  | 3846.3239 | 144.8628 | 5646.8139 | -1945.3527 | 0 | 0 | 0 | 0 | 0 | 0 | 0 | 0 | 144.8628 | 0 | 0 | 0 | 0 | 0 | 0 | 0 | -1945.3527 | 0 | 0 | 0 | 0 | 0 | 0 | 5646.8139 | 0 | 0
152746 | Cable Injection Project - (M14) - Hwy 7, Box Grove Bypass, 14th Ave, Markham Rd | 2027 | 2027 | System Renewal | Underground Asset Renewal | New to Scenario | 0 | 1416591.6239 | 0 |  | 4963.8933 | 140.034 | 6112.3878 | -1288.5284 | 0 | 0 | 0 | 0 | 0 | 0 | 0 | 0 | 140.034 | 0 | 0 | 0 | 0 | 0 | 0 | 0 | -1288.5284 | 0 | 0 | 0 | 0 | 0 | 0 | 6112.3878 | 0 | 0
152747 | Cable Replacement Project - (M3) - Cottrelle Blvd and Humberwest Pky, Brampton | 2025 | 2025 | System Renewal | Underground Asset Renewal | New to Scenario | 1453216.7576 | 0 | 0 |  | 17157.1275 | 661.1769 | 16495.9506 | 0 | 0 | 0 | 0 | 0 | 0 | 0 | 0 | 0 | 661.1769 | 0 | 0 | 0 | 0 | 0 | 0 | 0 | 0 | 0 | 0 | 0 | 0 | 0 | 0 | 16495.9506 | 0 | 0
152748 | Cable Replacement Project - (H3) - Rutherford Rd N and Weybridge Trail, Brampton | N/A | N/A | System Renewal | Underground Asset Renewal | New to Scenario | 0 | 0 | 14057788.8433 |  | 3839.1764 | 851.8109 | 12243.9965 | -9256.631 | 0 | 0 | 0 | 0 | 0 | 0 | 0 | 0 | 851.8109 | 0 | 4424.49 | 0 | 0 | 0 | 0 | 0 | -9256.631 | 0 | 0 | 0 | 0 | 0 | 0 | 7819.5065 | 0 | 0
152749 | Rebuild pole line on 19th Ave into 2 ccts from McCowan Rd to Hwy 48 | 2028 | 2028 | System Service | Capacity (Lines) | New to Scenario | 0 | 2008365.6045 | 0 |  | 11307.4638 | 13041.2862 | 0 | -1733.8224 | 0 | 0 | 13041.2862 | 0 | 0 | 0 | 0 | 0 | 0 | 0 | 0 | 0 | 0 | 0 | 0 | 0 | -1733.8224 | 0 | 0 | 0 | 0 | 0 | 0 | 0 | 0 | 0
152750 | Rebuild pole line on McCowan Rd into 2 ccts from Major Mack Dr to 19th Ave | 2025 | 2025 | System Service | Capacity (Lines) | New to Scenario | 3207778.9831 | 0 | 0 |  | 15854.8757 | 15854.8757 | 0 | 0 | 0 | 0 | 15854.8757 | 0 | 0 | 0 | 0 | 0 | 0 | 0 | 0 | 0 | 0 | 0 | 0 | 0 | 0 | 0 | 0 | 0 | 0 | 0 | 0 | 0 | 0 | 0
152751 | Rebuild existing pole line on Nashville Rd into 2 ccts from Huntington Rd to Hwy 50 | 2028 | 2028 | System Service | Capacity (Lines) | New to Scenario | 0 | 1610611.6413 | 0 |  | 3274.266 | 4664.7074 | 0 | -1390.4413 | 0 | 0 | 4664.7074 | 0 | 0 | 0 | 0 | 0 | 0 | 0 | 0 | 0 | 0 | 0 | 0 | 0 | -1390.4413 | 0 | 0 | 0 | 0 | 0 | 0 | 0 | 0 | 0
152752 | Rebuild existing 2 ccts pole line on Teston Rd into 4 ccts from Jane St to Keele St | N/A | N/A | System Service | Capacity (Lines) | New to Scenario | 0 | 0 | 2026624.718 |  | 728.864 | 2106.3637 | 0 | -1377.4997 | 0 | 0 | 2106.3637 | 0 | 0 | 0 | 0 | 0 | 0 | 0 | 0 | 0 | 0 | 0 | 0 | 0 | -1377.4997 | 0 | 0 | 0 | 0 | 0 | 0 | 0 | 0 | 0
152753 | Install Capacitor Banks at VTS1E | 2027 | 2027 | System Service | Capacity (Stations) | New to Scenario | 0 | 1541671.8672 | 0 |  | 2179.0254 | 3591.936 | 0 | -1412.9106 | 1938.1181 | 0 | 1653.8179 | 0 | 0 | 0 | 0 | 0 | 0 | 0 | 0 | 0 | 0 | 0 | 0 | 0 | -1412.9106 | 0 | 0 | 0 | 0 | 0 | 0 | 0 | 0 | 0
152755 | Rebuild existing 2 ccts pole line on Huntington Rd into 4 ccts from Langstaff Rd to Hwy 7 | N/A | N/A | System Service | Capacity (Lines) | New to Scenario | 0 | 0 | 2465580.0689 |  | 3908.1041 | 5583.9625 | 0 | -1675.8583 | 0 | 0 | 5583.9625 | 0 | 0 | 0 | 0 | 0 | 0 | 0 | 0 | 0 | 0 | 0 | 0 | 0 | -1675.8583 | 0 | 0 | 0 | 0 | 0 | 0 | 0 | 0 | 0
152756 | Add one Additional 27.6 kV Cct on 19th Ave from Woodbine Ave to Leslie St | N/A | N/A | System Service | Capacity (Lines) | New to Scenario | 0 | 0 | 1700014.5392 |  | 1278.8207 | 2434.323 | 0 | -1155.5023 | 0 | 0 | 2434.323 | 0 | 0 | 0 | 0 | 0 | 0 | 0 | 0 | 0 | 0 | 0 | 0 | 0 | -1155.5023 | 0 | 0 | 0 | 0 | 0 | 0 | 0 | 0 | 0
152757 | Rebuild existing pole line on Keele St into 2 ccts from Teston Rd to Kirby Sdrd | 2029 | 2029 | System Service | Capacity (Lines) | New to Scenario | 0 | 1202419.928 | 0 |  | 3223.204 | 4201.0199 | 0 | -977.8159 | 0 | 0 | 4201.0199 | 0 | 0 | 0 | 0 | 0 | 0 | 0 | 0 | 0 | 0 | 0 | 0 | 0 | -977.8159 | 0 | 0 | 0 | 0 | 0 | 0 | 0 | 0 | 0
152758 | Build Richmond Hill TS3 | 2026 | 2030 | System Service | Capacity (Stations) | New to Scenario | 45396.9811 | 56512200.2698 | 0 |  | 59334.5767 | 105546.5165 | 0 | -46211.9398 | 0 | 0 | 105546.5165 | 0 | 0 | 0 | 0 | 0 | 0 | 0 | 0 | 0 | 0 | 0 | 0 | 0 | -46211.9398 | 0 | 0 | 0 | 0 | 0 | 0 | 0 | 0 | 0
152762 | Build Vaughan MTS#5 for VMC | 2029 | 2033 | System Service | Capacity (Stations) | New to Scenario | 0 | 14895997.679 | 48359995.7357 |  | 45571.0118 | 88834.0641 | 0 | -43263.0523 | 0 | 0 | 88834.0641 | 0 | 0 | 0 | 0 | 0 | 0 | 0 | 0 | 0 | 0 | 0 | 0 | 0 | -43263.0523 | 0 | 0 | 0 | 0 | 0 | 0 | 0 | 0 | 0
152763 | VTS#5 Feeder Integration Part 1 | 2031 | 2033 | System Service | Capacity (Lines) | New to Scenario | 0 | 11073902.8893 | 13605107.277 |  | 64211.948 | 81240.5646 | 0 | -17028.6166 | 0 | 0 | 81240.5646 | 0 | 0 | 0 | 0 | 0 | 0 | 0 | 0 | 0 | 0 | 0 | 0 | 0 | -17028.6166 | 0 | 0 | 0 | 0 | 0 | 0 | 0 | 0 | 0
152765 | Install 4 feeders for Yonge St/Steeles Development | N/A | N/A | System Service | Capacity (Lines) | New to Scenario | 0 | 0 | 20849147.3984 |  | 32720.8299 | 46476.8438 | 0 | -13756.014 | 0 | 0 | 46476.8438 | 0 | 0 | 0 | 0 | 0 | 0 | 0 | 0 | 0 | 0 | 0 | 0 | 0 | -13756.014 | 0 | 0 | 0 | 0 | 0 | 0 | 0 | 0 | 0
152767 | Install 2nd 27.6kV cct on Yonge St from Elgin Mills to Jefferson Sdrd | N/A | N/A | System Service | Capacity (Lines) | New to Scenario | 0 | 0 | 1903024.8457 |  | 2346.2133 | 3639.7021 | 0 | -1293.4887 | 0 | 0 | 3639.7021 | 0 | 0 | 0 | 0 | 0 | 0 | 0 | 0 | 0 | 0 | 0 | 0 | 0 | -1293.4887 | 0 | 0 | 0 | 0 | 0 | 0 | 0 | 0 | 0
152770 | Rebuild existing pole line on Huntington Rd into 2 ccts from Nashville Rd to Major Mackenzie Dr | N/A | N/A | System Service | Capacity (Lines) | New to Scenario | 0 | 0 | 1565897.342 |  | 2272.5524 | 3336.8951 | 0 | -1064.3427 | 0 | 0 | 3336.8951 | 0 | 0 | 0 | 0 | 0 | 0 | 0 | 0 | 0 | 0 | 0 | 0 | 0 | -1064.3427 | 0 | 0 | 0 | 0 | 0 | 0 | 0 | 0 | 0
152772 | Cable Replacement Project - (M20) - Hwy 7, McCowan Rd, 14th Ave, Markham Rd) | 2025 | 2025 | System Renewal | Underground Asset Renewal | New to Scenario | 1379359.8631 | 0 | 0 |  | 11513.9472 | 231.7804 | 11282.1668 | 0 | 86.9177 | 0 | 0 | 0 | 0 | 0 | 0 | 0 | 144.8628 | 0 | 585.0754 | 0 | 0 | 0 | 0 | 0 | 0 | 0 | 0 | 0 | 0 | 0 | 0 | 10697.0914 | 0 | 0
152773 | Cable Injection Project - (M20) - Hwy 7, McCowan Rd, 14th Ave, Markham Rd) | 2025 | 2025 | System Renewal | Underground Asset Renewal | New to Scenario | 327048.5185 | 0 | 0 |  | 3710.5599 | 144.8628 | 3565.6971 | 0 | 144.8628 | 0 | 0 | 0 | 0 | 0 | 0 | 0 | 0 | 0 | 0 | 0 | 0 | 0 | 0 | 0 | 0 | 0 | 0 | 0 | 0 | 0 | 0 | 3565.6971 | 0 | 0
152774 | Cable Replacement Project - (V15) - Centre St, Keele St, Steeles Ave W, Dufferin St (Vaughan) | 2030 | 2032 | System Renewal | Underground Asset Renewal | New to Scenario | 0 | 10284644.142 | 4015305.1497 |  | 12773.9462 | 1080.3169 | 22013.9581 | -10320.3288 | 80.0235 | 0 | 0 | 0 | 0 | 0 | 0 | 0 | 1000.2934 | 0 | 2173.6788 | 0 | 0 | 0 | 0 | 0 | -10320.3288 | 0 | 0 | 0 | 0 | 0 | 0 | 19840.2793 | 0 | 0
152775 | Cable Injection Project - (V15) - Centre St, Keele St, Steeles Ave W, Dufferin St (Vaughan) | 2025 | 2025 | System Renewal | Underground Asset Renewal | New to Scenario | 183098.1894 | 0 | 0 |  | 32221.6508 | 130.3765 | 32091.2743 | 0 | 130.3765 | 0 | 0 | 0 | 0 | 0 | 0 | 0 | 0 | 0 | 0 | 0 | 0 | 0 | 0 | 0 | 0 | 0 | 0 | 0 | 0 | 0 | 0 | 32091.2743 | 0 | 0
152776 | AMI Metering Renewal - HRZ | 2024 | 2031 | System Access | Network Metering | Must Do Something | 1537968.0208 | 54244853.8188 | 0 |  | -46573.3803 | 0 | 0 | -46573.3803 | 0 | 0 | 0 | 0 | 0 | 0 | 0 | 0 | 0 | 0 | 0 | 0 | 0 | 0 | 0 | 0 | -46573.3803 | 0 | 0 | 0 | 0 | 0 | 0 | 0 | 0 | 0
152777 | AMI Metering Renewal - ERZ | 2024 | 2030 | System Access | Network Metering | Must Do Something | 875006.8656 | 39341852.0841 | 0 |  | -31999.2431 | 0 | 0 | -31999.2431 | 0 | 0 | 0 | 0 | 0 | 0 | 0 | 0 | 0 | 0 | 0 | 0 | 0 | 0 | 0 | 0 | -31999.2431 | 0 | 0 | 0 | 0 | 0 | 0 | 0 | 0 | 0
152778 | AMI Metering Renewal - BRZ | 2024 | 2029 | System Access | Network Metering | Must Do Something | 6222341.8553 | 27374222.9396 | 0 |  | -24324.5442 | 0 | 0 | -24324.5442 | 0 | 0 | 0 | 0 | 0 | 0 | 0 | 0 | 0 | 0 | 0 | 0 | 0 | 0 | 0 | 0 | -24324.5442 | 0 | 0 | 0 | 0 | 0 | 0 | 0 | 0 | 0
152779 | AMI Metering Renewal - PRZ | 2024 | 2032 | System Access | Network Metering | Must Do Something | 2406268.0064 | 63392994.085 | 13656110.7656 |  | -57692.4066 | 0 | 0 | -57692.4066 | 0 | 0 | 0 | 0 | 0 | 0 | 0 | 0 | 0 | 0 | 0 | 0 | 0 | 0 | 0 | 0 | -57692.4066 | 0 | 0 | 0 | 0 | 0 | 0 | 0 | 0 | 0
152780 | AMI Metering Renewal - GRZ | 2024 | 2030 | System Access | Network Metering | Must Do | 0 | 13050206.0704 | 0 |  | -10880.8607 | 0 | 0 | -10880.8607 | 0 | 0 | 0 | 0 | 0 | 0 | 0 | 0 | 0 | 0 | 0 | 0 | 0 | 0 | 0 | 0 | -10880.8607 | 0 | 0 | 0 | 0 | 0 | 0 | 0 | 0 | 0
152781 | Cable Replacement Project - (A05) - Wellington St W, Bathurst St, Henderson Dr, Yonge St | 2030 | 2032 | System Renewal | Underground Asset Renewal | New to Scenario | 0 | 17064331.7513 | 7504583.9067 |  | 13470.166 | 1080.3169 | 30134.954 | -17745.1049 | 80.0235 | 0 | 0 | 0 | 0 | 0 | 0 | 0 | 1000.2934 | 0 | 10712.3973 | 0 | 0 | 0 | 0 | 0 | -17745.1049 | 0 | 0 | 0 | 0 | 0 | 0 | 19422.5567 | 0 | 0
152782 | Cable Injection Project - (A05) - Wellington St W, Bathurst St, Henderson Dr, Yonge St | 2025 | 2025 | System Renewal | Underground Asset Renewal | New to Scenario | 1003914.4227 | 0 | 0 |  | 27376.2945 | 31.4122 | 27344.8823 | 0 | 31.4122 | 0 | 0 | 0 | 0 | 0 | 0 | 0 | 0 | 0 | 0 | 0 | 0 | 0 | 0 | 0 | 0 | 0 | 0 | 0 | 0 | 0 | 0 | 27344.8823 | 0 | 0
152783 | New Build - Lake/Winona CN Rail Overhead Relocate, Hamilton | 2031 | 2034 | System Renewal | Overhead Asset Renewal | New to Scenario | 0 | 2935118.5126 | 10870970.5434 |  | 1151.4486 | 843.3252 | 9354.6596 | -9046.5362 | 0 | 0 | 0 | 0 | 0 | 0 | 0 | 0 | 0 | 843.3252 | 0 | 0 | 0 | 0 | 0 | 0 | -9046.5362 | 0 | 0 | 0 | 0 | 0 | 0 | 9354.6596 | 0 | 0
152784 | Cable Replacement Project - (AREA27) - Rathburn Rd E/Tomken Rd, Mississauga | N/A | N/A | System Renewal | Underground Asset Renewal | New to Scenario | 0 | 0 | 41828437.2716 |  | 1650.7473 | 370.802 | 25494.6844 | -24214.739 | 0 | 0 | 0 | 0 | 0 | 0 | 0 | 0 | 370.802 | 0 | 12880.9486 | 0 | 0 | 0 | 0 | 0 | -24214.739 | 0 | 0 | 0 | 0 | 0 | 0 | 12613.7358 | 0 | 0
152785 | Cable Replacement Project - (AREA26) - Rathburn Rd E/Rockwood Rd. Mississauga | 2030 | 2033 | System Renewal | Underground Asset Renewal | New to Scenario | 0 | 6949414.4696 | 7161945.3227 |  | 8607.2176 | 513.7472 | 17967.7624 | -9874.292 | 0 | 0 | 0 | 0 | 0 | 0 | 0 | 0 | 513.7472 | 0 | 4883.5694 | 0 | 0 | 0 | 0 | 0 | -9874.292 | 0 | 0 | 0 | 0 | 0 | 0 | 13084.1929 | 0 | 0
152786 | Cable Replacement Project - (AREA28) - Rathburn Rd E/Chalfield Ln and Meadows Blvd, Mississauga | 2030 | 2033 | System Renewal | Underground Asset Renewal | New to Scenario | 0 | 4465531.8726 | 9094131.2119 |  | 9019.4751 | 770.6209 | 17512.405 | -9263.5508 | 0 | 0 | 0 | 0 | 0 | 0 | 0 | 0 | 770.6209 | 0 | 5581.2222 | 0 | 0 | 0 | 0 | 0 | -9263.5508 | 0 | 0 | 0 | 0 | 0 | 0 | 11931.1828 | 0 | 0
152788 | Cable Replacement Project - (A09) Willow Farm Lane of Aurora | N/A | N/A | System Renewal | Underground Asset Renewal | New to Scenario | 0 | 0 | 7687980.3571 |  | 5961.6187 | 179.7654 | 10968.1464 | -5186.2931 | 67.412 | 0 | 0 | 0 | 0 | 0 | 0 | 0 | 112.3534 | 0 | 4908.98 | 0 | 0 | 0 | 0 | 0 | -5186.2931 | 0 | 0 | 0 | 0 | 0 | 0 | 6059.1664 | 0 | 0
152789 | Cable Replacement (Rear Lot) Project - (AREA23) - Forestwood Dr-Stainton Dr, Mississauga | 2030 | 2033 | System Renewal | Underground Asset Renewal | New to Scenario | 0 | 6963330.6044 | 10913157.68 |  | 5096.7279 | 2811.0841 | 14716.1393 | -12430.4955 | 0 | 0 | 0 | 937.028 | 0 | 0 | 0 | 0 | 937.028 | 937.028 | 0 | 0 | 0 | 0 | 0 | 0 | -12430.4955 | 0 | 0 | 0 | 0 | 0 | 0 | 14716.1393 | 0 | 0
152791 | Cable Replacement Project - (AREA18) - Leanne Blvd, Mississauga | N/A | N/A | System Renewal | Underground Asset Renewal | New to Scenario | 0 | 0 | 2542524.7638 |  | 1821.1016 | 561.7668 | 2974.5159 | -1715.1811 | 0 | 0 | 0 | 0 | 0 | 0 | 0 | 0 | 561.7668 | 0 | 0 | 0 | 0 | 0 | 0 | 0 | -1715.1811 | 0 | 0 | 0 | 0 | 0 | 0 | 2974.5159 | 0 | 0
152792 | Cable Injection - (AREA45) - Britannia Rd W-Tillsdown Dr & Swinbourne Dr, Mississauga | N/A | N/A | System Renewal | Underground Asset Renewal | New to Scenario | 0 | 0 | 2290985.1888 |  | 1540.8814 | 842.6503 | 2243.7243 | -1545.4931 | 0 | 0 | 0 | 0 | 0 | 0 | 0 | 0 | 842.6503 | 0 | 0 | 0 | 0 | 0 | 0 | 0 | -1545.4931 | 0 | 0 | 0 | 0 | 0 | 0 | 2243.7243 | 0 | 0
152793 | Cable Replacement Project - (A09) Aurora -Wellington St W, Bathurst St, St John's Sideroad, Yonge St | N/A | N/A | System Renewal | Underground Asset Renewal | New to Scenario | 0 | 0 | 5477617.9691 |  | 4555.7879 | 179.7654 | 7977.2021 | -3601.1796 | 67.412 | 0 | 0 | 0 | 0 | 0 | 0 | 0 | 112.3534 | 0 | 2090.6807 | 0 | 0 | 0 | 0 | 0 | -3601.1796 | 0 | 0 | 0 | 0 | 0 | 0 | 5886.5214 | 0 | 0
152796 | Installation of S&C Trip Savers at various locations in Central South | 2025 | 2036 | System Service | SCADA and Automation | New to Scenario | 404052.7934 | 1634748.8498 | 4483378.9366 |  | 4211.6854 | 0 | 8527.3516 | -4315.6662 | 0 | 0 | 0 | 0 | 0 | 0 | 0 | 0 | 0 | 0 | 0 | 0 | 0 | 0 | 0 | 343.8577 | -4315.6662 | 0 | 0 | 0 | 0 | 0 | 0 | 8183.4939 | 0 | 0
152800 | Cable Injection Project - (M16) - Major Mackenzie, Markham Rd, 16 Ave, Ninth Line | 2025 | 2026 | System Renewal | Underground Asset Renewal | New to Scenario | 1549162.166 | 0 | 0 |  | 9619.8311 | 141.3548 | 10303.5265 | -825.0502 | 141.3548 | 0 | 0 | 0 | 0 | 0 | 0 | 0 | 0 | 0 | 0 | 0 | 0 | 0 | 0 | 0 | -825.0502 | 0 | 0 | 0 | 0 | 0 | 0 | 10303.5265 | 0 | 0
152801 | Cable Replacement Project - (V36) - Vaughan (Steeles Ave W, Weston Rd, Hwy 7, Pine Valley Dr) | 2029 | 2033 | System Renewal | Underground Asset Renewal | New to Scenario | 0 | 8118476.2283 | 14027126.1438 |  | 19083.6899 | 1173.3883 | 33446.3186 | -15536.017 | 86.9177 | 0 | 0 | 0 | 0 | 0 | 0 | 0 | 1086.4707 | 0 | 0 | 0 | 0 | 0 | 0 | 0 | -15536.017 | 0 | 0 | 0 | 0 | 0 | 0 | 33446.3186 | 0 | 0
152802 | Cable InjectionProject - (V36) - Vaughan (Steeles Ave W, Weston Rd, Hwy 7, Pine Valley Dr | 2025 | 2026 | System Renewal | Underground Asset Renewal | New to Scenario | 5069603.5053 | 0 | 0 |  | 24064.2832 | 31.4122 | 27195.3276 | -3162.4566 | 31.4122 | 0 | 0 | 0 | 0 | 0 | 0 | 0 | 0 | 0 | 0 | 0 | 0 | 0 | 0 | 0 | -3162.4566 | 0 | 0 | 0 | 0 | 0 | 0 | 27195.3276 | 0 | 0
152807 | Cable Replacement Project - (20F6 in CITYJ3) - Mackay St S | 2027 | 2027 | System Renewal | Underground Asset Renewal | New to Scenario | 0 | 702889.3648 | 0 |  | 2483.1375 | 157.0609 | 2970.2603 | -644.1837 | 0 | 0 | 0 | 0 | 0 | 0 | 0 | 0 | 157.0609 | 0 | 0 | 0 | 0 | 0 | 0 | 0 | -644.1837 | 0 | 0 | 0 | 0 | 0 | 0 | 2970.2603 | 0 | 0
152811 | Cable Replacement Project - (68F1 in Area 22) - Webb Dr | 2028 | 2028 | System Renewal | Underground Asset Renewal | New to Scenario | 0 | 807511.9979 | 0 |  | 1996.5976 | 157.0609 | 2536.662 | -697.1252 | 0 | 0 | 0 | 0 | 0 | 0 | 0 | 0 | 157.0609 | 0 | 0 | 0 | 0 | 0 | 0 | 0 | -697.1252 | 0 | 0 | 0 | 0 | 0 | 0 | 2536.662 | 0 | 0
152812 | PILC Cable Replacement Project - (HAM) - Beach and Ottawa Feeders | 2027 | 2030 | System Renewal | Underground Asset Renewal | New to Scenario | 0 | 1680673.4469 | 0 |  | 4260.8146 | 183.7575 | 5394.6011 | -1317.5441 | 0 | 0 | 0 | 183.7575 | 0 | 0 | 0 | 0 | 0 | 0 | 0 | 0 | 0 | 0 | 0 | 0 | -1317.5441 | 0 | 0 | 0 | 0 | 0 | 0 | 5394.6011 | 0 | 0
152813 | PILC Cable Replacement Project - (HAM) - Stirton Feeders | N/A | N/A | System Renewal | Underground Asset Renewal | New to Scenario | 0 | 0 | 1006629.6138 |  | 1150.811 | 122.5489 | 1707.3321 | -679.0699 | 0 | 0 | 0 | 122.5489 | 0 | 0 | 0 | 0 | 0 | 0 | 0 | 0 | 0 | 0 | 0 | 0 | -679.0699 | 0 | 0 | 0 | 0 | 0 | 0 | 1707.3321 | 0 | 0
152814 | PILC Cable Replacement Project - (HAM) - 4kV Egress Feeders | N/A | N/A | System Renewal | Underground Asset Renewal | New to Scenario | 0 | 0 | 197654.4902 |  | 329.4338 | 40.8496 | 421.9214 | -133.3372 | 0 | 0 | 0 | 40.8496 | 0 | 0 | 0 | 0 | 0 | 0 | 0 | 0 | 0 | 0 | 0 | 0 | -133.3372 | 0 | 0 | 0 | 0 | 0 | 0 | 421.9214 | 0 | 0
152815 | PILC Cable Replacement Project - (HAM) - Elgin Feeders | N/A | N/A | System Renewal | Underground Asset Renewal | New to Scenario | 0 | 0 | 873210.0068 |  | 907.0833 | 122.5489 | 1373.5998 | -589.0654 | 0 | 0 | 0 | 122.5489 | 0 | 0 | 0 | 0 | 0 | 0 | 0 | 0 | 0 | 0 | 0 | 0 | -589.0654 | 0 | 0 | 0 | 0 | 0 | 0 | 1373.5998 | 0 | 0
152816 | PILC Cable Replacement Project - (HAM) - Mohawk Feeders | N/A | N/A | System Renewal | Underground Asset Renewal | New to Scenario | 0 | 0 | 644918.8369 |  | 638.4419 | 122.5489 | 950.9537 | -435.0607 | 0 | 0 | 0 | 122.5489 | 0 | 0 | 0 | 0 | 0 | 0 | 0 | 0 | 0 | 0 | 0 | 0 | -435.0607 | 0 | 0 | 0 | 0 | 0 | 0 | 950.9537 | 0 | 0
152817 | Voltage Conversion - (SCH) Gregory Rd and Sunset Lane LTLT | 2027 | 2032 | System Renewal | Overhead Asset Renewal | New to Scenario | 0 | 721907.5909 | 0 |  | 1499.2014 | 336.6205 | 1819.2263 | -656.6455 | 0 | 0 | 0 | 168.3103 | 0 | 0 | 0 | 0 | 0 | 168.3103 | 0 | 0 | 0 | 0 | 0 | 0 | -656.6455 | 0 | 0 | 0 | 0 | 0 | 0 | 1819.2263 | 0 | 0
152818 | Cable Replacement Project - 2023 Q4 Left Behind | 2027 | 2032 | System Renewal | Underground Asset Renewal | New to Scenario | 0 | 13454462.2282 | 3221183.8329 |  | 18046.9478 | 289.7255 | 30658.4271 | -12901.2048 | 144.8628 | 0 | 0 | 0 | 0 | 0 | 0 | 0 | 144.8628 | 0 | 1246.9153 | 0 | 0 | 0 | 0 | 0 | -12901.2048 | 0 | 0 | 0 | 0 | 0 | 0 | 29411.5118 | 0 | 0
152820 | Transformer Room Renewal - Queen 75 Apts (T319), Hamilton | 2030 | 2030 | System Renewal | Transformer Renewal | New to Scenario | 0 | 574502.5799 | 0 |  | 764.452 | 228.6563 | 975.827 | -440.0312 | 0 | 0 | 0 | 0 | 0 | 0 | 0 | 0 | 81.4142 | 147.242 | 0 | 0 | 0 | 0 | 0 | 0 | -440.0312 | 0 | 0 | 0 | 0 | 0 | 0 | 975.827 | 0 | 0
152821 | Transformer Room Renewal - Strathcona Seniors (T332), Hamilton | 2029 | 2032 | System Renewal | Transformer Renewal | New to Scenario | 0 | 213449.862 | 0 |  | 312.1121 | 106.6208 | 379.0508 | -173.5595 | 0 | 0 | 0 | 0 | 0 | 0 | 0 | 0 | 11.1456 | 95.4752 | 0 | 0 | 0 | 0 | 0 | 0 | -173.5595 | 0 | 0 | 0 | 0 | 0 | 0 | 379.0508 | 0 | 0
152822 | Transformer Room Renewal - Sanford Seniors (T318), Hamilton | 2029 | 2029 | System Renewal | Transformer Renewal | New to Scenario | 0 | 304295.8947 | 0 |  | 340.4153 | 208.7923 | 379.0508 | -247.4278 | 0 | 0 | 0 | 0 | 0 | 0 | 0 | 0 | 16.114 | 192.6783 | 0 | 0 | 0 | 0 | 0 | 0 | -247.4278 | 0 | 0 | 0 | 0 | 0 | 0 | 379.0508 | 0 | 0
152823 | Transformer Room Renewal - Burford Rd T&B Reit (T136), Hamilton | 2030 | 2030 | System Renewal | Transformer Renewal | New to Scenario | 0 | 205852.0709 | 0 |  | 205.552 | 207.1446 | 156.0766 | -157.6692 | 0 | 0 | 0 | 0 | 0 | 0 | 0 | 0 | 46.7456 | 160.3989 | 0 | 0 | 0 | 0 | 0 | 0 | -157.6692 | 0 | 0 | 0 | 0 | 0 | 0 | 156.0766 | 0 | 0
152824 | Transformer Room Renewal - Chedoke Twin Pads Arena (T472), Hamilton | 2030 | 2030 | System Renewal | Transformer Renewal | New to Scenario | 0 | 541368.2939 | 0 |  | 552.7517 | 272.4812 | 694.923 | -414.6525 | 0 | 0 | 0 | 0 | 0 | 0 | 0 | 0 | 81.4142 | 191.067 | 0 | 0 | 0 | 0 | 0 | 0 | -414.6525 | 0 | 0 | 0 | 0 | 0 | 0 | 694.923 | 0 | 0
152825 | Transformer Room Renewal - Stadium Mall (T360), Hamilton | N/A | N/A | System Renewal | Transformer Renewal | New to Scenario | 0 | 0 | 634916.8075 |  | 506.5546 | 321.4442 | 616.6161 | -431.5057 | 0 | 0 | 0 | 0 | 0 | 0 | 0 | 0 | 108.9828 | 212.4614 | 0 | 0 | 0 | 0 | 0 | 0 | -431.5057 | 0 | 0 | 0 | 0 | 0 | 0 | 616.6161 | 0 | 0
152826 | Transformer Room Renewal - Strathbarton Mall (T264), Hamilton | 2030 | 2030 | System Renewal | Transformer Renewal | New to Scenario | 0 | 536258.2791 | 0 |  | 599.2062 | 315.0218 | 694.923 | -410.7386 | 0 | 0 | 0 | 0 | 0 | 0 | 0 | 0 | 36.0106 | 279.0112 | 0 | 0 | 0 | 0 | 0 | 0 | -410.7386 | 0 | 0 | 0 | 0 | 0 | 0 | 694.923 | 0 | 0
152827 | Cable Replacement- (Barrie 304-F1) Hurst Dr, Big Bay Point Rd, Huronia Rd | N/A | N/A | System Renewal | Underground Asset Renewal | New to Scenario | 0 | 0 | 15838193.914 |  | 5530.5195 | 908.9388 | 15151.3466 | -10529.7659 | 67.412 | 0 | 0 | 0 | 0 | 0 | 0 | 0 | 841.5267 | 0 | 6888.6439 | 0 | 0 | 0 | 0 | 0 | -10529.7659 | 0 | 0 | 0 | 0 | 0 | 0 | 8262.7026 | 0 | 0
152828 | MTS2 - Wildlife Protection | 2025 | 2025 | System Service | System Control, Comm'ns & Performance | New to Scenario | 149619.5997 | 0 | 0 |  | 3814.5125 | 444.1614 | 3370.3511 | 0 | 0 | 0 | 0 | 0 | 195.0785 | 0 | 0 | 0 | 191.6022 | 57.4807 | 0 | 0 | 0 | 0 | 0 | 83.9858 | 0 | 0 | 0 | 0 | 1.3005 | 0 | 0 | 3285.0648 | 0 | 0
152829 | Cable Replace-(Barrie 405-F1) Brock St, Bradford St, Essa Rd, Hwy 40 | 2025 | 2025 | System Renewal | Underground Asset Renewal | New to Scenario | 917675.135 | 0 | 0 |  | 10893.1696 | 196.0782 | 10697.0914 | 0 | 73.5293 | 0 | 0 | 0 | 0 | 0 | 0 | 0 | 122.5489 | 0 | 0 | 0 | 0 | 0 | 0 | 0 | 0 | 0 | 0 | 0 | 0 | 0 | 0 | 10697.0914 | 0 | 0
152830 | Cable Replace-(Barrie 417-F3) St Vincent St,Kempenfelt Dr,Berczy St | 2027 | 2027 | System Renewal | Underground Asset Renewal | New to Scenario | 0 | 1890941.6594 | 0 |  | 8544.846 | 196.0782 | 10081.5835 | -1732.8157 | 73.5293 | 0 | 0 | 0 | 0 | 0 | 0 | 0 | 122.5489 | 0 | 913.0018 | 0 | 0 | 0 | 0 | 0 | -1732.8157 | 0 | 0 | 0 | 0 | 0 | 0 | 9168.5817 | 0 | 0
152832 | Installation of S&C Trip Saver in West Region | 2025 | 2037 | System Service | SCADA and Automation | New to Scenario | 243755.8474 | 1173332.4958 | 6764947.4367 |  | 3648.922 | 0 | 8736.4962 | -5087.5742 | 0 | 0 | 0 | 0 | 0 | 0 | 0 | 0 | 0 | 0 | 0 | 0 | 0 | 0 | 0 | 197.7166 | -5087.5742 | 0 | 0 | 0 | 0 | 0 | 0 | 8538.7796 | 0 | 0
152834 | Cable Injection Project - (R16) Richmond Hill (Major Mackenzie, Bayview Ave, 16th Ave, Yonge St ) | 2025 | 2025 | System Renewal | Underground Asset Renewal | New to Scenario | 2516320.6616 | 0 | 0 |  | 21535.5376 | 141.3548 | 21394.1828 | 0 | 141.3548 | 0 | 0 | 0 | 0 | 0 | 0 | 0 | 0 | 0 | 0 | 0 | 0 | 0 | 0 | 0 | 0 | 0 | 0 | 0 | 0 | 0 | 0 | 21394.1828 | 0 | 0
152835 | 42M71 Feeder Extension along Sandalwood, Creditview to Mississauga Road | 2025 | 2025 | System Service | Capacity (Lines) | New to Scenario | 1786245.8808 | 0 | 0 |  | 9686.059 | 9686.059 | 0 | 0 | 0 | 0 | 9686.059 | 0 | 0 | 0 | 0 | 0 | 0 | 0 | 0 | 0 | 0 | 0 | 0 | 0 | 0 | 0 | 0 | 0 | 0 | 0 | 0 | 0 | 0 | 0
152836 | Hamilton - Overhead Upgrade on York Rd between Cameron Ave and Hunter St | 2025 | 2025 | System Renewal | Overhead Asset Renewal | New to Scenario | 923955.2821 | 0 | 0 |  | 4110.1645 | 0 | 4110.1645 | 0 | 0 | 0 | 0 | 0 | 0 | 0 | 0 | 0 | 0 | 0 | 0 | 0 | 0 | 0 | 0 | 0 | 0 | 0 | 0 | 0 | 0 | 0 | 0 | 4110.1645 | 0 | 0
152837 | Voltage Conversion - (AREA11) - Bromsgrove/Park Royal/Parkwest MS at Truscott/Lewisham Dr, Mississauga | 2028 | 2037 | System Renewal | Overhead Asset Renewal | New to Scenario | 0 | 14016162.3281 | 17369973.0543 |  | 16795.2758 | 5966.5728 | 32412.2279 | -21583.5249 | 0 | 0 | 1225.4889 | 1213.234 | 0 | 0 | 0 | 0 | 2314.6158 | 1213.234 | 4881.5812 | 0 | 0 | 0 | 0 | 0 | -21583.5249 | 0 | 0 | 0 | 0 | 0 | 0 | 27530.6467 | 0 | 0
152841 | Cable Replacement Project - (M27) Hwy 7, Mc Cowan Rd ,16th Ave, Main St Unionville ) | 2028 | 2032 | System Renewal | Underground Asset Renewal | New to Scenario | 0 | 28316001.947 | 7381914.2574 |  | 37293.2601 | 992.646 | 63583.2231 | -27282.609 | 73.5293 | 0 | 0 | 0 | 0 | 0 | 0 | 0 | 919.1167 | 0 | 20684.1486 | 0 | 0 | 0 | 0 | 0 | -27282.609 | 0 | 0 | 0 | 0 | 0 | 0 | 42899.0745 | 0 | 0
152842 | Cable Injection Project - (M27) Hwy 7, Mc Cowan Rd ,16th Ave, Main St Unionville ) | 2025 | 2025 | System Renewal | Underground Asset Renewal | New to Scenario | 378746.3026 | 0 | 0 |  | 17993.8675 | 165.3818 | 17828.4857 | 0 | 165.3818 | 0 | 0 | 0 | 0 | 0 | 0 | 0 | 0 | 0 | 0 | 0 | 0 | 0 | 0 | 0 | 0 | 0 | 0 | 0 | 0 | 0 | 0 | 17828.4857 | 0 | 0
152843 | Rear Lot Renweal Project - Highway 7/ McCown (SE) - Markham | 2030 | 2032 | System Renewal | Rear Lot Conversion | New to Scenario | 0 | 5289812.0356 | 2639260.9486 |  | 5907.7325 | 7420.3989 | 4246.4033 | -5759.0697 | 3332.9777 | 0 | 0 | 443.2411 | 0 | 0 | 0 | 0 | 3200.939 | 443.2411 | 0 | 0 | 0 | 0 | 0 | 573.2938 | -5759.0697 | 0 | 0 | 0 | 0 | 0 | 0 | 3673.1095 | 0 | 0
152844 | Land Purchase - 230kV/27.6kV Gateway TS - North Missaissauga | 2029 | 2029 | System Service | Capacity (Stations) | New to Scenario | 0 | 5525789.6618 | 0 |  | 12765.8827 | 17225.7493 | 0 | -4459.8666 | 0 | 0 | 17225.7493 | 0 | 0 | 0 | 0 | 0 | 0 | 0 | 0 | 0 | 0 | 0 | 0 | 0 | -4459.8666 | 0 | 0 | 0 | 0 | 0 | 0 | 0 | 0 | 0
152845 | New Goreway TS - Brampton | 2028 | 2032 | System Service | Capacity (Stations) | New to Scenario | 0 | 50061960.0559 | 11971578.1154 |  | 43872.5093 | 88912.7114 | 0 | -45040.2022 | 0 | 0 | 88912.7114 | 0 | 0 | 0 | 0 | 0 | 0 | 0 | 0 | 0 | 0 | 0 | 0 | 0 | -45040.2022 | 0 | 0 | 0 | 0 | 0 | 0 | 0 | 0 | 0
152846 | Build Markham TS #6 | 2030 | 2034 | System Service | Capacity (Stations) | New to Scenario | 0 | 2815915.8127 | 61688403.2235 |  | 36720.3069 | 78277.3918 | 0 | -41557.0849 | 0 | 0 | 78277.3918 | 0 | 0 | 0 | 0 | 0 | 0 | 0 | 0 | 0 | 0 | 0 | 0 | 0 | -41557.0849 | 0 | 0 | 0 | 0 | 0 | 0 | 0 | 0 | 0
152847 | New Heritage TS - Brampton | 2028 | 2034 | System Service | Capacity (Stations) | New to Scenario | 0 | 13277505.044 | 61692154.6203 |  | 20613.9502 | 70187.1499 | 0 | -49573.1997 | 0 | 0 | 70187.1499 | 0 | 0 | 0 | 0 | 0 | 0 | 0 | 0 | 0 | 0 | 0 | 0 | 0 | -49573.1997 | 0 | 0 | 0 | 0 | 0 | 0 | 0 | 0 | 0
152848 | Rear Lot Renewal Project (Phase 2) - East of Queen St. to Eastern Ave./North of Greenway St., Tottenham | N/A | N/A | System Renewal | Rear Lot Conversion | New to Scenario | 0 | 0 | 2601170.3484 |  | 1082.2754 | 865.1209 | 2025.0016 | -1807.8471 | 112.3534 | 0 | 0 | 112.3534 | 0 | 0 | 0 | 0 | 303.3541 | 337.0601 | 0 | 0 | 0 | 0 | 0 | 314.3757 | -1807.8471 | 0 | 0 | 0 | 0 | 0 | 0 | 1710.6259 | 0 | 0
152849 | New Build - Carlton TS to Martindale Rd/Port, St.Catharines | 2028 | 2029 | System Service | Capacity (Lines) | New to Scenario | 0 | 1983361.7455 | 0 |  | 14991.7482 | 13037.6479 | 3641.7981 | -1687.6978 | 0 | 0 | 13037.6479 | 0 | 0 | 0 | 0 | 0 | 0 | 0 | 0 | 0 | 0 | 0 | 0 | 0 | -1687.6978 | 0 | 0 | 0 | 0 | 0 | 0 | 3641.7981 | 0 | 0
152850 | New Station - Hamilton South-West (Station) | 2028 | 2034 | System Service | Capacity (Stations) | New to Scenario | 0 | 19836971.2284 | 42217947.7304 |  | 33055.1864 | 76593.0569 | 0 | -43537.8705 | 0 | 0 | 76593.0569 | 0 | 0 | 0 | 0 | 0 | 0 | 0 | 0 | 0 | 0 | 0 | 0 | 0 | -43537.8705 | 0 | 0 | 0 | 0 | 0 | 0 | 0 | 0 | 0
152852 | New Build - Nebo 3101X Extension, Hamilton | 2028 | 2028 | System Service | Capacity (Lines) | New to Scenario | 0 | 2427077.0081 | 0 |  | 12040.1808 | 14135.4768 | 0 | -2095.296 | 0 | 0 | 14135.4768 | 0 | 0 | 0 | 0 | 0 | 0 | 0 | 0 | 0 | 0 | 0 | 0 | 0 | -2095.296 | 0 | 0 | 0 | 0 | 0 | 0 | 0 | 0 | 0
152853 | New Station - Newton TS (Feeder Consolidation) | 2030 | 2032 | System Service | Capacity (Lines) | New to Scenario | 0 | 7989173.7116 | 2273877.8281 |  | 42895.7571 | 45833.2852 | 4551.0209 | -7488.5491 | 0 | 0 | 45833.2852 | 0 | 0 | 0 | 0 | 0 | 0 | 0 | 0 | 0 | 0 | 0 | 0 | 0 | -7488.5491 | 0 | 0 | 0 | 0 | 0 | 0 | 4551.0209 | 0 | 0
152854 | St Catharines Downtown - Feeder Consolidation | 2029 | 2034 | System Service | Capacity (Lines) | New to Scenario | 0 | 15333487.922 | 26037170.8118 |  | 18354.0961 | 21729.4131 | 24803.711 | -28179.028 | 0 | 0 | 21729.4131 | 0 | 0 | 0 | 0 | 0 | 0 | 0 | 0 | 0 | 0 | 0 | 0 | 0 | -28179.028 | 0 | 0 | 0 | 0 | 0 | 0 | 24803.711 | 0 | 0
152855 | 42M63 Feeder Expansion | N/A | N/A | System Service | Capacity (Lines) | New to Scenario | 0 | 0 | 16739240.137 |  | 14444.9966 | 25167.1547 | 0 | -10722.1582 | 0 | 0 | 25167.1547 | 0 | 0 | 0 | 0 | 0 | 0 | 0 | 0 | 0 | 0 | 0 | 0 | 0 | -10722.1582 | 0 | 0 | 0 | 0 | 0 | 0 | 0 | 0 | 0
152857 | Land Purchase - 230kV/27.6kV Lakeview TS - South Mississauga | 2027 | 2027 | System Service | Capacity (Stations) | New to Scenario | 0 | 5321645.9998 | 0 |  | 85382.5485 | 90223.1053 | 0 | -4840.5568 | 0 | 0 | 90223.1053 | 0 | 0 | 0 | 0 | 0 | 0 | 0 | 0 | 0 | 0 | 0 | 0 | 0 | -4840.5568 | 0 | 0 | 0 | 0 | 0 | 0 | 0 | 0 | 0
152858 | Primary Cable Replacement (13.8 kV) – Gilbert Dr and Candac Valley, Aurora, (A02) | 2026 | 2026 | System Renewal | Underground Asset Renewal | New to Scenario | 525150.3911 | 0 | 0 |  | 3074.7955 | 294.0121 | 3303.3205 | -522.537 | 110.2545 | 0 | 0 | 0 | 0 | 0 | 0 | 0 | 183.7575 | 0 | 0 | 0 | 0 | 0 | 0 | 0 | -522.537 | 0 | 0 | 0 | 0 | 0 | 0 | 3303.3205 | 0 | 0
152859 | Land Purchase - Brampton - New Heritage TS | 2027 | 2027 | System Service | Capacity (Stations) | New to Scenario | 0 | 5321646 | 0 |  | 23211.1631 | 28088.3424 | 0 | -4877.1793 | 0 | 0 | 28088.3424 | 0 | 0 | 0 | 0 | 0 | 0 | 0 | 0 | 0 | 0 | 0 | 0 | 0 | -4877.1793 | 0 | 0 | 0 | 0 | 0 | 0 | 0 | 0 | 0
152860 | Markham MTS#6 Land Purchase and Class EA | 2028 | 2028 | System Service | Capacity (Stations) | New to Scenario | 0 | 4995098.0425 | 0 |  | 77000.2202 | 81312.4892 | 0 | -4312.269 | 0 | 0 | 81312.4892 | 0 | 0 | 0 | 0 | 0 | 0 | 0 | 0 | 0 | 0 | 0 | 0 | 0 | -4312.269 | 0 | 0 | 0 | 0 | 0 | 0 | 0 | 0 | 0
152861 | Land Purchase - Brampton - New TS Goreway 2 | 2026 | 2026 | System Service | Capacity (Stations) | New to Scenario | 5217300.0003 | 0 | 0 |  | 25560.6083 | 30637.2228 | 0 | -5076.6144 | 0 | 0 | 30637.2228 | 0 | 0 | 0 | 0 | 0 | 0 | 0 | 0 | 0 | 0 | 0 | 0 | 0 | -5076.6144 | 0 | 0 | 0 | 0 | 0 | 0 | 0 | 0 | 0
152862 | Purchase Land for Future Vaughan MTS#5 | 2027 | 2027 | System Service | Capacity (Stations) | New to Scenario | 0 | 5099999.9993 | 0 |  | 76566.5193 | 81240.5646 | 0 | -4674.0453 | 0 | 0 | 81240.5646 | 0 | 0 | 0 | 0 | 0 | 0 | 0 | 0 | 0 | 0 | 0 | 0 | 0 | -4674.0453 | 0 | 0 | 0 | 0 | 0 | 0 | 0 | 0 | 0
152864 | New Station - Guelph North-West (Land) | 2029 | 2029 | System Service | Capacity (Stations) | New to Scenario | 0 | 3291664.4246 | 0 |  | 66274.9066 | 68951.71 | 0 | -2676.8034 | 0 | 0 | 68951.71 | 0 | 0 | 0 | 0 | 0 | 0 | 0 | 0 | 0 | 0 | 0 | 0 | 0 | -2676.8034 | 0 | 0 | 0 | 0 | 0 | 0 | 0 | 0 | 0
152865 | New Station - Hamilton South-West (Egress) | 2029 | 2037 | System Service | Capacity (Lines) | New to Scenario | 0 | 10415667.9088 | 20775246.2605 |  | 78536.7219 | 98163.0336 | 0 | -19626.3117 | 0 | 0 | 98163.0336 | 0 | 0 | 0 | 0 | 0 | 0 | 0 | 0 | 0 | 0 | 0 | 0 | 0 | -19626.3117 | 0 | 0 | 0 | 0 | 0 | 0 | 0 | 0 | 0
152866 | New Station - Hamilton South-West (Land) | 2028 | 2028 | System Service | Capacity (Stations) | New to Scenario | 0 | 3637830 | 0 |  | 51182.9935 | 54323.5328 | 0 | -3140.5393 | 0 | 0 | 54323.5328 | 0 | 0 | 0 | 0 | 0 | 0 | 0 | 0 | 0 | 0 | 0 | 0 | 0 | -3140.5393 | 0 | 0 | 0 | 0 | 0 | 0 | 0 | 0 | 0
152870 | Land Purchase - New Barrie 20MVA Substation - Bryne Dr. | 2029 | 2029 | System Service | Capacity (Stations) | New to Scenario | 0 | 1934026.3821 | 0 |  | 9291.9434 | 10864.7066 | 0 | -1572.7631 | 0 | 0 | 10864.7066 | 0 | 0 | 0 | 0 | 0 | 0 | 0 | 0 | 0 | 0 | 0 | 0 | 0 | -1572.7631 | 0 | 0 | 0 | 0 | 0 | 0 | 0 | 0 | 0
152872 | New Build - Elgin Feeders, Hamilton | N/A | N/A | System Service | Capacity (Lines) | New to Scenario | 0 | 0 | 9340572.362 |  | 9246.7264 | 15412.4174 | 0 | -6165.691 | 0 | 0 | 15412.4174 | 0 | 0 | 0 | 0 | 0 | 0 | 0 | 0 | 0 | 0 | 0 | 0 | 0 | -6165.691 | 0 | 0 | 0 | 0 | 0 | 0 | 0 | 0 | 0
152876 | Bill Redesign | 2028 | 2029 | General Plant | Information Technology Systems | New to Scenario | 0 | 863629.6291 | 0 | 314136.9104 | 40542.174 | 0 | 41528.6119 | -986.4379 | 0 | 0 | 0 | 0 | 0 | 0 | 0 | 0 | 0 | 0 | 0 | 9356.8231 | 0 | 0 | 0 | 2067.7396 | -986.4379 | 0 | 594.0161 | 14.2564 | 0 | 29495.7767 | 0 | 0 | 0 | 0
152879 | Feeder 1 Integration - Goreway TS 2 | 2030 | 2031 | System Service | Capacity (Lines) | New to Scenario | 0 | 7089617.7336 | 0 |  | 100933.4244 | 106205.4697 | 0 | -5272.0452 | 0 | 0 | 106205.4697 | 0 | 0 | 0 | 0 | 0 | 0 | 0 | 0 | 0 | 0 | 0 | 0 | 0 | -5272.0452 | 0 | 0 | 0 | 0 | 0 | 0 | 0 | 0 | 0
152880 | Feeder 2 Integration - Goreway TS 2 | 2030 | 2032 | System Service | Capacity (Lines) | New to Scenario | 0 | 3048347.6343 | 2988577.8915 |  | 72646.812 | 76877.7521 | 0 | -4230.9401 | 0 | 0 | 76877.7521 | 0 | 0 | 0 | 0 | 0 | 0 | 0 | 0 | 0 | 0 | 0 | 0 | 0 | -4230.9401 | 0 | 0 | 0 | 0 | 0 | 0 | 0 | 0 | 0
152881 | Feeder 3 Integration - Goreway TS 2 | 2031 | 2031 | System Service | Capacity (Lines) | New to Scenario | 0 | 2355528.8004 | 0 |  | 40399.1261 | 42098.8075 | 0 | -1699.6814 | 0 | 0 | 42098.8075 | 0 | 0 | 0 | 0 | 0 | 0 | 0 | 0 | 0 | 0 | 0 | 0 | 0 | -1699.6814 | 0 | 0 | 0 | 0 | 0 | 0 | 0 | 0 | 0
152882 | Feeder 4 Integration - Goreway TS 2 | 2031 | 2032 | System Service | Capacity (Lines) | New to Scenario | 0 | 3444014.3185 | 3512894.4939 |  | 71683.4717 | 76556.2922 | 0 | -4872.8205 | 0 | 0 | 76556.2922 | 0 | 0 | 0 | 0 | 0 | 0 | 0 | 0 | 0 | 0 | 0 | 0 | 0 | -4872.8205 | 0 | 0 | 0 | 0 | 0 | 0 | 0 | 0 | 0
152883 | 230KV UG Transmission Line for Heritage TS | 2028 | 2033 | General Plant | Connection & Cost Recovery Agreements | New to Scenario | 0 | 53327139.8512 | 67189565.34 |  | 148681.8573 | 232842.8929 | 0 | -84161.0357 | 0 | 0 | 232842.8929 | 0 | 0 | 0 | 0 | 0 | 0 | 0 | 0 | 0 | 0 | 0 | 0 | 0 | -84161.0357 | 0 | 0 | 0 | 0 | 0 | 0 | 0 | 0 | 0
152884 | New Feeder 1 - Heritage TS | N/A | N/A | System Service | Capacity (Lines) | New to Scenario | 0 | 0 | 8339175.3315 |  | 58685.2917 | 64187.581 | 0 | -5502.2892 | 0 | 0 | 64187.581 | 0 | 0 | 0 | 0 | 0 | 0 | 0 | 0 | 0 | 0 | 0 | 0 | 0 | -5502.2892 | 0 | 0 | 0 | 0 | 0 | 0 | 0 | 0 | 0
152885 | New Feeder 2 - Heritage TS | N/A | N/A | System Service | Capacity (Lines) | New to Scenario | 0 | 0 | 11396949.3005 |  | 56667.7358 | 64187.581 | 0 | -7519.8452 | 0 | 0 | 64187.581 | 0 | 0 | 0 | 0 | 0 | 0 | 0 | 0 | 0 | 0 | 0 | 0 | 0 | -7519.8452 | 0 | 0 | 0 | 0 | 0 | 0 | 0 | 0 | 0
152886 | New Feeder 3 - Heritage TS | N/A | N/A | System Service | Capacity (Lines) | New to Scenario | 0 | 0 | 8610071.0562 |  | 53181.7914 | 58536.1408 | 0 | -5354.3494 | 0 | 0 | 58536.1408 | 0 | 0 | 0 | 0 | 0 | 0 | 0 | 0 | 0 | 0 | 0 | 0 | 0 | -5354.3494 | 0 | 0 | 0 | 0 | 0 | 0 | 0 | 0 | 0
152887 | New Feeder 4 - Heritage TS | N/A | N/A | System Service | Capacity (Lines) | New to Scenario | 0 | 0 | 13224740.614 |  | 50312.0642 | 58536.1408 | 0 | -8224.0766 | 0 | 0 | 58536.1408 | 0 | 0 | 0 | 0 | 0 | 0 | 0 | 0 | 0 | 0 | 0 | 0 | 0 | -8224.0766 | 0 | 0 | 0 | 0 | 0 | 0 | 0 | 0 | 0
152888 | TS Station - 230kV/27.6kV Gateway TS - North Missaissauga | 2030 | 2034 | System Service | Capacity (Stations) | New to Scenario | 0 | 2815915.81 | 61688403.2429 |  | 11754.7567 | 53238.1833 | 0 | -41483.4266 | 0 | 0 | 53238.1833 | 0 | 0 | 0 | 0 | 0 | 0 | 0 | 0 | 0 | 0 | 0 | 0 | 0 | -41483.4266 | 0 | 0 | 0 | 0 | 0 | 0 | 0 | 0 | 0
152889 | TS Station - 230kV/27.6kV Lakeview TS - South Mississauga | 2028 | 2032 | System Service | Capacity (Stations) | New to Scenario | 0 | 50064324.9016 | 11972398.1363 |  | 43871.3321 | 88834.0641 | 0 | -44962.7319 | 0 | 0 | 88834.0641 | 0 | 0 | 0 | 0 | 0 | 0 | 0 | 0 | 0 | 0 | 0 | 0 | 0 | -44962.7319 | 0 | 0 | 0 | 0 | 0 | 0 | 0 | 0 | 0
152890 | Webb MS 20MVA Substation - Feeder Integration Plan (I) | 2025 | 2027 | System Service | Capacity (Lines) | In-Flight - Not Pausable | 0 | 1467663.4646 | 0 |  | 12309.0189 | 13644.0021 | 0 | -1334.9833 | 0 | 0 | 13644.0021 | 0 | 0 | 0 | 0 | 0 | 0 | 0 | 0 | 0 | 0 | 0 | 0 | 0 | -1334.9833 | 0 | 0 | 0 | 0 | 0 | 0 | 0 | 0 | 0
152891 | Duke MS 20MVA Substation - Feeder Integration Plan (I) | N/A | N/A | System Service | Capacity (Lines) | New to Scenario | 0 | 0 | 4651872.4313 |  | 27646.627 | 30269.5761 | 0 | -2622.9491 | 0 | 0 | 30269.5761 | 0 | 0 | 0 | 0 | 0 | 0 | 0 | 0 | 0 | 0 | 0 | 0 | 0 | -2622.9491 | 0 | 0 | 0 | 0 | 0 | 0 | 0 | 0 | 0
152892 | Feeder Integration Plan (I) - 27.6kV Gateway TS - North Mississauga | N/A | N/A | System Service | Capacity (Lines) | New to Scenario | 0 | 0 | 41210407.6464 |  | 4940.9716 | 30514.6739 | 0 | -25573.7022 | 0 | 0 | 30514.6739 | 0 | 0 | 0 | 0 | 0 | 0 | 0 | 0 | 0 | 0 | 0 | 0 | 0 | -25573.7022 | 0 | 0 | 0 | 0 | 0 | 0 | 0 | 0 | 0
152893 | Feeder Integration Plan (I) - 27.6kV Lakeview TS - South Mississauga | 2030 | 2032 | System Service | Capacity (Lines) | New to Scenario | 0 | 7609635.2153 | 3924360.723 |  | 8363.0415 | 16666.909 | 0 | -8303.8675 | 0 | 0 | 16666.909 | 0 | 0 | 0 | 0 | 0 | 0 | 0 | 0 | 0 | 0 | 0 | 0 | 0 | -8303.8675 | 0 | 0 | 0 | 0 | 0 | 0 | 0 | 0 | 0
152895 | Re-insulate the O/H section on feeders and upgrade lightning protection - West | 2029 | 2035 | System Renewal | Overhead Asset Renewal | New to Scenario | 0 | 727667.8153 | 1043046.0155 |  | 1505.5109 | 617.7727 | 2094.0041 | -1206.2659 | 0 | 0 | 0 | 0 | 0 | 0 | 0 | 0 | 476.4179 | 141.3548 | 0 | 0 | 0 | 0 | 0 | 0 | -1206.2659 | 0 | 0 | 0 | 0 | 0 | 0 | 2094.0041 | 0 | 0
152897 | AMIS Upgrades to DOC | 2027 | 2031 | System Access | Network Metering | Must Do | 0 | 9034126.0328 | 0 |  | -3751.712 | 3145.7394 | 437.3923 | -7334.8437 | 2974.6145 | 0 | 0 | 0 | 0 | 0 | 0 | 0 | 0 | 171.1248 | 278.1034 | 0 | 0 | 0 | 0 | 0 | -7334.8437 | 0 | 0 | 0 | 0 | 0 | 0 | 159.2889 | 0 | 0
152898 | 25M2 Feeder Expansion | N/A | N/A | System Service | Capacity (Lines) | New to Scenario | 0 | 0 | 6648239.1676 |  | 5592.9855 | 10111.8032 | 0 | -4518.8177 | 0 | 0 | 10111.8032 | 0 | 0 | 0 | 0 | 0 | 0 | 0 | 0 | 0 | 0 | 0 | 0 | 0 | -4518.8177 | 0 | 0 | 0 | 0 | 0 | 0 | 0 | 0 | 0
152900 | Upgrade Two Element to Three Element Metering | 2025 | 2031 | System Access | Network Metering | Must Do | 420212.0511 | 1030331.9069 | 0 |  | 2524.4882 | 3357.4563 | 198.0048 | -1030.9729 | 3357.4563 | 0 | 0 | 0 | 0 | 0 | 0 | 0 | 0 | 0 | 0 | 0 | 0 | 0 | 0 | 0 | -1030.9729 | 0 | 0 | 0 | 0 | 0 | 0 | 198.0048 | 0 | 0
152901 | Re-insulate the O/H section on feeders and upgrade lightning protection - Central South | 2029 | 2035 | System Renewal | Overhead Asset Renewal | New to Scenario | 0 | 727670.1409 | 1043048.9453 |  | 1139.032 | 251.2974 | 2094.0041 | -1206.2695 | 0 | 0 | 0 | 0 | 0 | 0 | 0 | 0 | 109.9426 | 141.3548 | 0 | 0 | 0 | 0 | 0 | 0 | -1206.2695 | 0 | 0 | 0 | 0 | 0 | 0 | 2094.0041 | 0 | 0
152902 | Re-insulate the O/H section on feeders and upgrade lightning protection - East | N/A | N/A | System Renewal | Overhead Asset Renewal | New to Scenario | 0 | 0 | 2069520.7998 |  | 651.3936 | 196.0782 | 1633.8755 | -1178.5601 | 0 | 0 | 0 | 0 | 0 | 0 | 0 | 0 | 85.7842 | 110.294 | 0 | 0 | 0 | 0 | 0 | 0 | -1178.5601 | 0 | 0 | 0 | 0 | 0 | 0 | 1633.8755 | 0 | 0
152904 | Reliability Improvements to Beeton and Tottenham | 2030 | 2030 | System Service | SCADA and Automation | New to Scenario | 0 | 2896261.1421 | 0 |  | 5423.1241 | 0 | 7641.7176 | -2218.5935 | 0 | 0 | 0 | 0 | 0 | 0 | 0 | 0 | 0 | 0 | 0 | 0 | 0 | 0 | 0 | 0 | -2218.5935 | 0 | 0 | 0 | 0 | 0 | 0 | 7641.7176 | 0 | 0
152905 | Reliability Improvements to Penetanguishene | 2029 | 2029 | System Service | SCADA and Automation | New to Scenario | 0 | 543645.6263 | 0 |  | 1765.4575 | 0 | 2207.5538 | -442.0962 | 0 | 0 | 0 | 0 | 0 | 0 | 0 | 0 | 0 | 0 | 0 | 0 | 0 | 0 | 0 | 0 | -442.0962 | 0 | 0 | 0 | 0 | 0 | 0 | 2207.5538 | 0 | 0
152907 | Installation of Wildlife Mitigation products - West | 2028 | 2034 | System Renewal | Overhead Asset Renewal | New to Scenario | 0 | 435519.9348 | 347860.6902 |  | 1565.1613 | 385.9235 | 1746.3346 | -567.0968 | 0 | 0 | 0 | 340.0207 | 45.9028 | 0 | 0 | 0 | 0 | 0 | 0 | 0 | 0 | 0 | 0 | 0 | -567.0968 | 0 | 0 | 0 | 0 | 0 | 0 | 1746.3346 | 0 | 0
152908 | Amber MS and John MS Conversion and Decommission, Markham | N/A | N/A | System Renewal | Overhead Asset Renewal | New to Scenario | 0 | 0 | 1812794.6695 |  | 2512.4584 | 1176.3398 | 2568.2777 | -1232.1591 | 111.2298 | 0 | 0 | 111.2298 | 0 | 0 | 0 | 0 | 111.2298 | 842.6503 | 2302.7567 | 0 | 0 | 0 | 0 | 135.2052 | -1232.1591 | 0 | 0 | 0 | 0 | 0 | 0 | 130.3159 | 0 | 0
152909 | New Alliston 2x20MVA MS | 2029 | 2032 | System Service | Capacity (Stations) | New to Scenario | 0 | 4461063.3228 | 12081353.393 |  | 39520.1022 | 51025.2733 | 0 | -11505.1711 | 0 | 0 | 51025.2733 | 0 | 0 | 0 | 0 | 0 | 0 | 0 | 0 | 0 | 0 | 0 | 0 | 0 | -11505.1711 | 0 | 0 | 0 | 0 | 0 | 0 | 0 | 0 | 0
152910 | Line Rebuild on Farlain-F2 8.32kV at Champlain Rd, Penetanguishene | N/A | N/A | System Renewal | Overhead Asset Renewal | New to Scenario | 0 | 0 | 1459701.9706 |  | 1457.9282 | 1007.8097 | 1442.28 | -992.1615 | 0 | 0 | 0 | 0 | 0 | 0 | 0 | 0 | 0 | 1007.8097 | 0 | 0 | 0 | 0 | 0 | 0 | -992.1615 | 0 | 0 | 0 | 0 | 0 | 0 | 1442.28 | 0 | 0
152912 | Installation of Interphase Spacers at Midspan Tap Connections - West | 2029 | 2035 | System Renewal | Overhead Asset Renewal | New to Scenario | 0 | 340123.8857 | 560842.4139 |  | 1040.4072 | 481.1297 | 1165.8941 | -606.6167 | 0 | 0 | 0 | 0 | 0 | 0 | 0 | 0 | 476.4179 | 4.7118 | 0 | 0 | 0 | 0 | 0 | 0 | -606.6167 | 0 | 0 | 0 | 0 | 0 | 0 | 1165.8941 | 0 | 0
152913 | Installation of Wildlife Mitigation products - Central South | 2027 | 2033 | System Renewal | Overhead Asset Renewal | New to Scenario | 0 | 542985.4224 | 229603.5127 |  | 5402.4965 | 417.1296 | 5579.6315 | -594.2646 | 0 | 0 | 0 | 367.5151 | 49.6145 | 0 | 0 | 0 | 0 | 0 | 0 | 0 | 0 | 0 | 0 | 0 | -594.2646 | 0 | 0 | 0 | 0 | 0 | 0 | 5579.6315 | 0 | 0
152914 | Installation of Wildlife Mitigation products - East | 2028 | 2034 | System Renewal | Overhead Asset Renewal | New to Scenario | 0 | 435519.9348 | 347860.6902 |  | 1316.5335 | 385.9235 | 1497.7068 | -567.0968 | 0 | 0 | 0 | 340.0207 | 45.9028 | 0 | 0 | 0 | 0 | 0 | 0 | 0 | 0 | 0 | 0 | 0 | -567.0968 | 0 | 0 | 0 | 0 | 0 | 0 | 1497.7068 | 0 | 0
152915 | Installation/Upgrade of Wildlife Mitigation products - Guelph | 2029 | 2035 | System Renewal | Overhead Asset Renewal | New to Scenario | 0 | 567582.7373 | 813578.1705 |  | 1257.0784 | 356.5281 | 1841.4405 | -940.8902 | 0 | 0 | 0 | 314.1217 | 42.4064 | 0 | 0 | 0 | 0 | 0 | 0 | 0 | 0 | 0 | 0 | 0 | -940.8902 | 0 | 0 | 0 | 0 | 0 | 0 | 1841.4405 | 0 | 0
152917 | Installation of Overhead and Underground SCADA FCIs - Central South | 2025 | 2031 | System Service | System Control, Comm'ns & Performance | In-Flight - Not Pausable | 528490.6692 | 838227.2959 | 0 |  | 4245.1852 | 0 | 5022.7638 | -777.5787 | 0 | 0 | 0 | 0 | 0 | 0 | 0 | 0 | 0 | 0 | 0 | 0 | 0 | 0 | 0 | 5022.7638 | -777.5787 | 0 | 0 | 0 | 0 | 0 | 0 | 0 | 0 | 0
152918 | Road Authority Projects - West | 2025 | 2031 | System Access | Road Authority | Must Do | 2085022.3933 | 8034145.9886 | 0 |  | -7419.5395 | 96.5752 | 0 | -7516.1147 | 96.5752 | 0 | 0 | 0 | 0 | 0 | 0 | 0 | 0 | 0 | 0 | 0 | 0 | 0 | 0 | 0 | -7516.1147 | 0 | 0 | 0 | 0 | 0 | 0 | 0 | 0 | 0
152919 | Installation of Underground and Overhead SCADA FCIs - West | 2029 | 2035 | System Service | System Control, Comm'ns & Performance | New to Scenario | 0 | 551281.853 | 790212.3253 |  | 3381.5379 | 0 | 4295.406 | -913.868 | 0 | 0 | 0 | 0 | 0 | 0 | 0 | 0 | 0 | 0 | 0 | 0 | 0 | 0 | 0 | 4295.406 | -913.868 | 0 | 0 | 0 | 0 | 0 | 0 | 0 | 0 | 0
152920 | Installation of Underground and Overhead SCADA FCIs - East | 2025 | 2031 | System Service | System Control, Comm'ns & Performance | In-Flight - Not Pausable | 572552.1626 | 842217.762 | 0 |  | 5292.3161 | 0 | 6077.1543 | -784.8382 | 0 | 0 | 0 | 0 | 0 | 0 | 0 | 0 | 0 | 0 | 0 | 0 | 0 | 0 | 0 | 6077.1543 | -784.8382 | 0 | 0 | 0 | 0 | 0 | 0 | 0 | 0 | 0
152921 | Installation of Overhead and Underground SCADA FCIs - Southwest | 2029 | 2035 | System Service | System Control, Comm'ns & Performance | New to Scenario | 0 | 330769.1181 | 474127.4275 |  | 1407.3522 | 0 | 1955.6731 | -548.3208 | 0 | 0 | 0 | 0 | 0 | 0 | 0 | 0 | 0 | 0 | 0 | 0 | 0 | 0 | 0 | 1955.6731 | -548.3208 | 0 | 0 | 0 | 0 | 0 | 0 | 0 | 0 | 0
152924 | Flood Detection/Prevention for Underground Installations - Central South | 2027 | 2033 | System Service | System Control, Comm'ns & Performance | New to Scenario | 0 | 295656.5888 | 125019.622 |  | 2689.0551 | 0 | 3012.6329 | -323.5778 | 0 | 0 | 0 | 0 | 0 | 0 | 0 | 0 | 0 | 0 | 0 | 0 | 0 | 0 | 0 | 0 | -323.5778 | 0 | 0 | 0 | 0 | 0 | 0 | 3012.6329 | 0 | 0
152925 | Flood Detection/Prevention for Underground Installations - Central North | 2028 | 2034 | System Service | System Control, Comm'ns & Performance | New to Scenario | 0 | 259075.1812 | 174942.8039 |  | 1470.7958 | 0 | 1789.3277 | -318.5319 | 0 | 0 | 0 | 0 | 0 | 0 | 0 | 0 | 0 | 0 | 0 | 0 | 0 | 0 | 0 | 0 | -318.5319 | 0 | 0 | 0 | 0 | 0 | 0 | 1789.3277 | 0 | 0
152926 | Flood Detection/Prevention for Underground Installations - East | 2027 | 2033 | System Service | System Control, Comm'ns & Performance | New to Scenario | 0 | 295656.5888 | 125019.622 |  | 2689.0551 | 0 | 3012.6329 | -323.5778 | 0 | 0 | 0 | 0 | 0 | 0 | 0 | 0 | 0 | 0 | 0 | 0 | 0 | 0 | 0 | 0 | -323.5778 | 0 | 0 | 0 | 0 | 0 | 0 | 3012.6329 | 0 | 0
152927 | Flood Detection/Prevention for Underground Installations - West | 2027 | 2033 | System Service | System Control, Comm'ns & Performance | New to Scenario | 0 | 295656.5888 | 125019.622 |  | 2689.0551 | 0 | 3012.6329 | -323.5778 | 0 | 0 | 0 | 0 | 0 | 0 | 0 | 0 | 0 | 0 | 0 | 0 | 0 | 0 | 0 | 0 | -323.5778 | 0 | 0 | 0 | 0 | 0 | 0 | 3012.6329 | 0 | 0
152928 | Installation of tree wire conductor to avoid outages due to animal contacts and vegetation - Central South | 2031 | 2037 | System Renewal | Overhead Asset Renewal | New to Scenario | 0 | 1804895.814 | 11613211.1993 |  | 1708.3137 | 0 | 9820.4291 | -8112.1154 | 0 | 0 | 0 | 0 | 0 | 0 | 0 | 0 | 0 | 0 | 0 | 0 | 0 | 0 | 0 | 0 | -8112.1154 | 0 | 0 | 0 | 0 | 0 | 0 | 9820.4291 | 0 | 0
152929 | Installation of automated pad mount reclosers - Central South | 2030 | 2036 | System Service | SCADA and Automation | New to Scenario | 0 | 2937853.628 | 7904789.8527 |  | 2012.941 | 367.6467 | 8602.7616 | -6957.4673 | 0 | 0 | 0 | 0 | 0 | 0 | 0 | 0 | 367.6467 | 0 | 0 | 0 | 0 | 0 | 0 | 0 | -6957.4673 | 0 | 0 | 0 | 0 | 0 | 0 | 8602.7616 | 0 | 0
152930 | Installation of tree wire conductor to avoid outages due to animal contacts and vegetation - West | 2031 | 2037 | System Renewal | Overhead Asset Renewal | New to Scenario | 0 | 1398794.2724 | 9000238.6619 |  | 1314.2575 | 0 | 7601.1469 | -6286.8894 | 0 | 0 | 0 | 0 | 0 | 0 | 0 | 0 | 0 | 0 | 0 | 0 | 0 | 0 | 0 | 0 | -6286.8894 | 0 | 0 | 0 | 0 | 0 | 0 | 7601.1469 | 0 | 0
152931 | Installation of tree wire conductor to avoid outages due to animal contacts and vegetation - East | 2030 | 2036 | System Renewal | Overhead Asset Renewal | New to Scenario | 0 | 2759525.9287 | 7424969.1363 |  | 3207.3889 | 0 | 9742.538 | -6535.1491 | 0 | 0 | 0 | 0 | 0 | 0 | 0 | 0 | 0 | 0 | 0 | 0 | 0 | 0 | 0 | 0 | -6535.1491 | 0 | 0 | 0 | 0 | 0 | 0 | 9742.538 | 0 | 0
152934 | Land Purchase - New Alliston 2x20MVA MS | 2029 | 2029 | System Service | Capacity (Stations) | New to Scenario | 0 | 1934026.3818 | 0 |  | 10016.2572 | 11589.0203 | 0 | -1572.7631 | 0 | 0 | 11589.0203 | 0 | 0 | 0 | 0 | 0 | 0 | 0 | 0 | 0 | 0 | 0 | 0 | 0 | -1572.7631 | 0 | 0 | 0 | 0 | 0 | 0 | 0 | 0 | 0
152935 | Enterprise Asset Management | 2027 | 2042 | General Plant | Information Technology Systems | New to Scenario | 0 | 12325745.6238 | 8083744.47 | 1073360.01 | 4811.0756 | 3994.0169 | 19136.6403 | -18319.5817 | 0 | 0 | 0 | 738.2306 | 2460.7687 | 0 | 0 | 0 | 0 | 795.0176 | 2040.5639 | 0 | 0 | 0 | 0 | 8507.1011 | -18319.5817 | 0 | 0 | 0 | 43.7 | 0 | 397.2728 | 8091.5559 | 0 | 56.4466
152938 | IT Infrastructure - Corporate Network Redudancy | 2025 | 2025 | General Plant | Information Technology Systems | New to Scenario | 236016.7981 | 0 | 0 | 69317.9191 | 2225.6788 | 2296.4417 | 0 | -70.7628 | 0 | 0 | 0 | 0 | 0 | 2046.7128 | 249.7288 | 0 | 0 | 0 | 0 | 0 | 0 | 0 | 0 | 0 | -70.7628 | 0 | 0 | 0 | 0 | 0 | 0 | 0 | 0 | 0
152939 | Reliability Improvements to Tomken 83M30, 83M7 and 83M5 44 kV Feeders | N/A | N/A | System Service | SCADA and Automation | New to Scenario | 0 | 0 | 2443954.5368 |  | 2172.3402 | 0 | 3833.4997 | -1661.1594 | 0 | 0 | 0 | 0 | 0 | 0 | 0 | 0 | 0 | 0 | 0 | 0 | 0 | 0 | 0 | 0 | -1661.1594 | 0 | 0 | 0 | 0 | 0 | 0 | 3833.4997 | 0 | 0
152940 | Alectra CYME Gateway Development Phase 2 | N/A | N/A | General Plant | Information Technology Systems | New to Scenario | 0 | 0 | 105552.2196 |  | 125.0232 | 0 | 196.7672 | -71.744 | 0 | 0 | 0 | 0 | 0 | 0 | 0 | 0 | 0 | 0 | 0 | 0 | 0 | 0 | 0 | 168.2599 | -71.744 | 0 | 0 | 0 | 0 | 0 | 0 | 0 | 0 | 28.5073
152941 | Cable Replacement Project - (18F5 in AREA32) - Gazebo Crt , Mississauga | 2028 | 2028 | System Renewal | Underground Asset Renewal | New to Scenario | 0 | 438664.8192 | 0 |  | 752.4708 | 144.8628 | 986.3075 | -378.6994 | 0 | 0 | 0 | 0 | 0 | 0 | 0 | 0 | 144.8628 | 0 | 0 | 0 | 0 | 0 | 0 | 0 | -378.6994 | 0 | 0 | 0 | 0 | 0 | 0 | 986.3075 | 0 | 0
152942 | New Build - Guelph Downtown | 2028 | 2032 | System Service | Capacity (Lines) | New to Scenario | 0 | 5939550.1082 | 4308533.5998 |  | 17696.0904 | 25279.5081 | 0 | -7583.4177 | 0 | 0 | 25279.5081 | 0 | 0 | 0 | 0 | 0 | 0 | 0 | 0 | 0 | 0 | 0 | 0 | 0 | -7583.4177 | 0 | 0 | 0 | 0 | 0 | 0 | 0 | 0 | 0
152945 | Protections Upgrade - Credit Valley MS50 LV1 | 2027 | 2027 | System Renewal | Substation Renewal | New to Scenario | 0 | 240287.1438 | 0 |  | 1394.1659 | 597.7014 | 1016.6828 | -220.2182 | 46.6954 | 0 | 84.0518 | 0 | 140.0863 | 0 | 0 | 0 | 0 | 326.8679 | 0 | 0 | 0 | 0 | 0 | 37.8326 | -220.2182 | 0 | 0 | 0 | 0 | 0 | 0 | 875.0826 | 0 | 103.7676
152947 | Alternate supply for the customers on 85F4 -SG1490 to SG1491 from Feeder 85F8 | 2030 | 2030 | System Service | SCADA and Automation | New to Scenario | 0 | 1280241.22 | 0 |  | 1484.6477 | 24.5098 | 2440.8281 | -980.6902 | 0 | 0 | 0 | 0 | 0 | 0 | 0 | 0 | 24.5098 | 0 | 0 | 0 | 0 | 0 | 0 | 0 | -980.6902 | 0 | 0 | 0 | 0 | 0 | 0 | 2440.8281 | 0 | 0
152948 | Protections Upgrade - Rockwood MS2 LV1 - Guelph | 2030 | 2030 | System Renewal | Substation Renewal | New to Scenario | 0 | 192490.2943 | 0 |  | 357.1205 | 230.7069 | 273.865 | -147.4514 | 39.0294 | 0 | 70.2529 | 0 | 91.0685 | 0 | 0 | 0 | 0 | 30.3562 | 0 | 0 | 0 | 16.3788 | 0 | 38.9381 | -147.4514 | 0 | 0 | 0 | 26.6745 | 0 | 0 | 105.1417 | 0 | 86.7319
152950 | Hamilton O/H Conductor Upgrade - Newton M5 (251X) | 2027 | 2027 | System Renewal | Overhead Asset Renewal | New to Scenario | 0 | 1254298.4808 | 0 |  | 2288.3664 | 1099.4003 | 2338.5049 | -1149.5388 | 0 | 0 | 0 | 0 | 0 | 0 | 0 | 0 | 549.7002 | 549.7002 | 96.2536 | 0 | 0 | 0 | 0 | 0 | -1149.5388 | 0 | 0 | 0 | 0 | 0 | 0 | 2242.2513 | 0 | 0
152951 | Installation of automated devices on Fairchild T.S. 80M7 and 80M25 | 2029 | 2029 | System Service | SCADA and Automation | New to Scenario | 0 | 591711.6813 | 0 |  | 1792.7232 | 0 | 2273.907 | -481.1839 | 0 | 0 | 0 | 0 | 0 | 0 | 0 | 0 | 0 | 0 | 0 | 0 | 0 | 0 | 0 | 0 | -481.1839 | 0 | 0 | 0 | 0 | 0 | 0 | 2273.907 | 0 | 0
152952 | Facilities_Security Camera Replacement | 2028 | 2028 | General Plant | Facilities Management | New to Scenario | 0 | 921868.7366 | 0 |  | 15961.2896 | 15429.8496 | 1321.3134 | -789.8734 | 0 | 0 | 0 | 0 | 8430.1061 | 0 | 0 | 0 | 0 | 6999.7435 | 0 | 0 | 0 | 0 | 0 | 0 | -789.8734 | 0 | 0 | 0 | 1321.3134 | 0 | 0 | 0 | 0 | 0
152953 | Installation of automated devices on Greenwood TS1 and TS2 on 20M3, 20M5, 20M9, 20M21, 20M22 & 20M23 | 2029 | 2030 | System Service | SCADA and Automation | New to Scenario | 0 | 1640446.0796 | 0 |  | 2330.4148 | 0 | 3625.455 | -1295.0402 | 0 | 0 | 0 | 0 | 0 | 0 | 0 | 0 | 0 | 0 | 0 | 0 | 0 | 0 | 0 | 0 | -1295.0402 | 0 | 0 | 0 | 0 | 0 | 0 | 3625.455 | 0 | 0
152955 | GIS Hardware Upgrade Cycle | 2028 | 2035 | General Plant | Information Technology Systems | Must Do Something | 0 | 490299.1393 | 474046.5284 |  | 2619.0103 | 3293.1443 | 18.4537 | -692.5878 | 0 | 0 | 0 | 0 | 147.6299 | 2337.2408 | 0 | 0 | 548.076 | 260.1977 | 0 | 0 | 0 | 0 | 0 | 0 | -692.5878 | 0 | 18.4537 | 0 | 0 | 0 | 0 | 0 | 0 | 0
152956 | Hamilton O/H Conductor upgrade - Mohawk M62 (0622X) | N/A | N/A | System Renewal | Overhead Asset Renewal | New to Scenario | 0 | 0 | 4586806.4967 |  | 2318.9466 | 759.5173 | 4677.0883 | -3117.659 | 0 | 0 | 0 | 0 | 0 | 0 | 0 | 0 | 363.2759 | 396.2414 | 67.9813 | 0 | 0 | 0 | 0 | 0 | -3117.659 | 0 | 0 | 0 | 0 | 0 | 0 | 4609.1069 | 0 | 0
152957 | Installation of automated devices on Aurora Feeders on A-1F3, A-2F1, A-2F3, A-3F4, A-5F1, A-5F2 and A-5F3 | 2029 | 2030 | System Service | SCADA and Automation | New to Scenario | 0 | 2085959.4655 | 0 |  | 3456.7381 | 0 | 5103.4862 | -1646.748 | 0 | 0 | 0 | 0 | 0 | 0 | 0 | 0 | 0 | 0 | 0 | 0 | 0 | 0 | 0 | 0 | -1646.748 | 0 | 0 | 0 | 0 | 0 | 0 | 5103.4862 | 0 | 0
152958 | Hamilton O/H Conductor upgrade - Mohawk M81 (0812X) | 2030 | 2030 | System Renewal | Overhead Asset Renewal | New to Scenario | 0 | 1151445.5329 | 0 |  | 1797.5214 | 899.6272 | 1779.9243 | -882.0301 | 0 | 0 | 0 | 0 | 0 | 0 | 0 | 0 | 431.2376 | 468.3896 | 78.615 | 0 | 0 | 0 | 0 | 0 | -882.0301 | 0 | 0 | 0 | 0 | 0 | 0 | 1701.3093 | 0 | 0
152959 | Hamilton O/H Conductor upgrade - Nebo M53 (3531X) | 2025 | 2025 | System Renewal | Overhead Asset Renewal | New to Scenario | 756955.2316 | 0 | 0 |  | 3122.0723 | 1282.6832 | 1839.3891 | 0 | 0 | 0 | 0 | 0 | 0 | 0 | 0 | 0 | 641.3416 | 641.3416 | 109.2661 | 0 | 0 | 0 | 0 | 0 | 0 | 0 | 0 | 0 | 0 | 0 | 0 | 1730.123 | 0 | 0
152960 | Hamilton O/H Conductor upgrade - Nebo M54 (3541X) | 2027 | 2027 | System Renewal | Overhead Asset Renewal | New to Scenario | 0 | 961123.5876 | 0 |  | 1763.2514 | 1143.8496 | 1500.2519 | -880.85 | 0 | 0 | 0 | 0 | 0 | 0 | 0 | 0 | 549.7002 | 594.1494 | 96.2536 | 0 | 0 | 0 | 0 | 0 | -880.85 | 0 | 0 | 0 | 0 | 0 | 0 | 1403.9982 | 0 | 0
152961 | Aurora MS7 Protection Upgrade | 2029 | 2029 | System Service | System Control, Comm'ns & Performance | New to Scenario | 0 | 193311.8756 | 0 |  | 376.0913 | 449.0745 | 84.2193 | -157.2025 | 0 | 0 | 144.8628 | 0 | 0 | 0 | 0 | 0 | 0 | 304.2118 | 0 | 0 | 0 | 0 | 0 | 24.0356 | -157.2025 | 0 | 0 | 0 | 43.4588 | 0 | 0 | 16.7249 | 0 | 0
152962 | Feeder Integration Plan (II) - 27.6kV Gateway TS - North Mississauga | N/A | N/A | System Service | Capacity (Lines) | New to Scenario | 0 | 0 | 3676279.5607 |  | 8497.5266 | 10230.0849 | 0 | -1732.5583 | 0 | 0 | 10230.0849 | 0 | 0 | 0 | 0 | 0 | 0 | 0 | 0 | 0 | 0 | 0 | 0 | 0 | -1732.5583 | 0 | 0 | 0 | 0 | 0 | 0 | 0 | 0 | 0
152963 | Feeder Integration Plan (III) - 27.6kV Gateway TS - North Mississauga | N/A | N/A | System Service | Capacity (Lines) | New to Scenario | 0 | 0 | 6288035.8738 |  | 4899.7807 | 7619.5139 | 0 | -2719.7332 | 0 | 0 | 7619.5139 | 0 | 0 | 0 | 0 | 0 | 0 | 0 | 0 | 0 | 0 | 0 | 0 | 0 | -2719.7332 | 0 | 0 | 0 | 0 | 0 | 0 | 0 | 0 | 0
152964 | Hamilton O/H Conductor upgrade - Horning M11 (4111X) | N/A | N/A | System Renewal | Overhead Asset Renewal | New to Scenario | 0 | 0 | 2957676.5835 |  | 1346.1845 | 759.5173 | 2597.0042 | -2010.337 | 0 | 0 | 0 | 0 | 0 | 0 | 0 | 0 | 363.2759 | 396.2414 | 67.9813 | 0 | 0 | 0 | 0 | 0 | -2010.337 | 0 | 0 | 0 | 0 | 0 | 0 | 2529.0229 | 0 | 0
152965 | Feeder Integration Plan (II) - 27.6kV Lakeview TS - South Mississauga | N/A | N/A | System Service | Capacity (Lines) | New to Scenario | 0 | 0 | 12379157.7688 |  | 6294.989 | 12521.6207 | 0 | -6226.6317 | 0 | 0 | 12521.6207 | 0 | 0 | 0 | 0 | 0 | 0 | 0 | 0 | 0 | 0 | 0 | 0 | 0 | -6226.6317 | 0 | 0 | 0 | 0 | 0 | 0 | 0 | 0 | 0
152966 | Feeder Integration Plan (III) - 27.6kV Lakeview TS - South Mississauga | N/A | N/A | System Service | Capacity (Lines) | New to Scenario | 0 | 0 | 10410235.6282 |  | 4806.4074 | 9183.0496 | 0 | -4376.6422 | 0 | 0 | 9183.0496 | 0 | 0 | 0 | 0 | 0 | 0 | 0 | 0 | 0 | 0 | 0 | 0 | 0 | -4376.6422 | 0 | 0 | 0 | 0 | 0 | 0 | 0 | 0 | 0
152967 | Webb MS 20MVA Substation - Feeder Integration Plan (II) | 2027 | 2027 | System Service | Capacity (Lines) | In-Flight - Not Pausable | 0 | 1336214.219 | 0 |  | 18554.5258 | 19771.5699 | 0 | -1217.0441 | 0 | 0 | 19771.5699 | 0 | 0 | 0 | 0 | 0 | 0 | 0 | 0 | 0 | 0 | 0 | 0 | 0 | -1217.0441 | 0 | 0 | 0 | 0 | 0 | 0 | 0 | 0 | 0
152968 | Webb MS 20MVA Substation - Feeder Integration Plan (III) | 2029 | 2029 | System Service | Capacity (Lines) | New to Scenario | 0 | 561255.4177 | 0 |  | 34414.5201 | 34867.5095 | 0 | -452.9894 | 0 | 0 | 34867.5095 | 0 | 0 | 0 | 0 | 0 | 0 | 0 | 0 | 0 | 0 | 0 | 0 | 0 | -452.9894 | 0 | 0 | 0 | 0 | 0 | 0 | 0 | 0 | 0
152969 | Duke MS 20MVA Substation - Feeder Integration Plan (II) | N/A | N/A | System Service | Capacity (Lines) | New to Scenario | 0 | 0 | 1910233.997 |  | 4057.7438 | 5271.609 | 0 | -1213.8652 | 0 | 0 | 5271.609 | 0 | 0 | 0 | 0 | 0 | 0 | 0 | 0 | 0 | 0 | 0 | 0 | 0 | -1213.8652 | 0 | 0 | 0 | 0 | 0 | 0 | 0 | 0 | 0
152970 | Duke MS 20MVA Substation - Feeder Integration Plan (III) | N/A | N/A | System Service | Capacity (Lines) | New to Scenario | 0 | 0 | 757804.7183 |  | 10962.4794 | 11341.6176 | 0 | -379.1382 | 0 | 0 | 11341.6176 | 0 | 0 | 0 | 0 | 0 | 0 | 0 | 0 | 0 | 0 | 0 | 0 | 0 | -379.1382 | 0 | 0 | 0 | 0 | 0 | 0 | 0 | 0 | 0
152971 | Hamilton O/H Conductor upgrade - Horning M8 (481X) | N/A | N/A | System Renewal | Overhead Asset Renewal | New to Scenario | 0 | 0 | 3577581.3264 |  | 1641.4886 | 759.5173 | 3313.6584 | -2431.6872 | 0 | 0 | 0 | 0 | 0 | 0 | 0 | 0 | 363.2759 | 396.2414 | 67.9813 | 0 | 0 | 0 | 0 | 0 | -2431.6872 | 0 | 0 | 0 | 0 | 0 | 0 | 3245.6771 | 0 | 0
152972 | Land Purchase - 230kV/27.6kV - Pearson Airport TS | 2028 | 2028 | System Service | Capacity (Stations) | New to Scenario | 0 | 5422757.2738 | 0 |  | 28296.597 | 32942.9114 | 0 | -4646.3144 | 0 | 0 | 32942.9114 | 0 | 0 | 0 | 0 | 0 | 0 | 0 | 0 | 0 | 0 | 0 | 0 | 0 | -4646.3144 | 0 | 0 | 0 | 0 | 0 | 0 | 0 | 0 | 0
152973 | TS Station - 230kV/27.6kV Pearson Airport TS | 2029 | 2033 | System Service | Capacity (Stations) | New to Scenario | 0 | 4465300.0645 | 14330664.7789 |  | 15891.5192 | 28676.8966 | 0 | -12785.3774 | 0 | 0 | 28676.8966 | 0 | 0 | 0 | 0 | 0 | 0 | 0 | 0 | 0 | 0 | 0 | 0 | 0 | -12785.3774 | 0 | 0 | 0 | 0 | 0 | 0 | 0 | 0 | 0
152974 | Hamilton O/H Conductor upgrade - Lake M32 (1321X) | N/A | N/A | System Renewal | Overhead Asset Renewal | New to Scenario | 0 | 0 | 2602056.1543 |  | 1816.8767 | 1057.5302 | 2527.9678 | -1768.6213 | 0 | 0 | 0 | 0 | 0 | 0 | 0 | 0 | 549.7002 | 507.8301 | 84.2592 | 0 | 0 | 0 | 0 | 0 | -1768.6213 | 0 | 0 | 0 | 0 | 0 | 0 | 2443.7086 | 0 | 0
152975 | Hamilton O/H Conductor upgrade - Lake M41 | N/A | N/A | System Renewal | Overhead Asset Renewal | New to Scenario | 0 | 0 | 4044805.9388 |  | 1332.3214 | 976.2197 | 3105.3622 | -2749.2604 | 0 | 0 | 0 | 0 | 0 | 0 | 0 | 0 | 468.3896 | 507.8301 | 96.2536 | 0 | 0 | 0 | 0 | 0 | -2749.2604 | 0 | 0 | 0 | 0 | 0 | 0 | 3009.1085 | 0 | 0
152976 | Hamilton O/H Conductor upgrade - Lake M72 | 2029 | 2029 | System Renewal | Overhead Asset Renewal | New to Scenario | 0 | 483809.4032 | 0 |  | 1333.5354 | 1015.6602 | 711.3122 | -393.437 | 0 | 0 | 0 | 0 | 0 | 0 | 0 | 0 | 507.8301 | 507.8301 | 109.2661 | 0 | 0 | 0 | 0 | 0 | -393.437 | 0 | 0 | 0 | 0 | 0 | 0 | 602.0461 | 0 | 0
152977 | Hamilton O/H Conductor upgrade - Lake M73 | N/A | N/A | System Renewal | Overhead Asset Renewal | New to Scenario | 0 | 0 | 1975659.712 |  | 1435.6433 | 831.6655 | 1946.8366 | -1342.8587 | 0 | 0 | 0 | 0 | 0 | 0 | 0 | 0 | 363.2759 | 468.3896 | 96.2536 | 0 | 0 | 0 | 0 | 0 | -1342.8587 | 0 | 0 | 0 | 0 | 0 | 0 | 1850.5829 | 0 | 0
152978 | Hamilton O/H Conductor upgrade - Lake M81 | N/A | N/A | System Renewal | Overhead Asset Renewal | New to Scenario | 0 | 0 | 7454490.2375 |  | 2638.2178 | 936.7791 | 6658.5746 | -4957.1359 | 0 | 0 | 0 | 0 | 0 | 0 | 0 | 0 | 468.3896 | 468.3896 | 78.615 | 0 | 0 | 0 | 0 | 0 | -4957.1359 | 0 | 0 | 0 | 0 | 0 | 0 | 6579.9596 | 0 | 0
152979 | Hamilton O/H Conductor upgrade - Lake M83 | N/A | N/A | System Renewal | Overhead Asset Renewal | New to Scenario | 0 | 0 | 2202103.219 |  | 1751.381 | 862.4752 | 2385.6785 | -1496.7727 | 0 | 0 | 0 | 0 | 0 | 0 | 0 | 0 | 431.2376 | 431.2376 | 67.9813 | 0 | 0 | 0 | 0 | 0 | -1496.7727 | 0 | 0 | 0 | 0 | 0 | 0 | 2317.6971 | 0 | 0
152980 | Hamilton O/H Conductor upgrade - Beach M43 | 2029 | 2029 | System Renewal | Overhead Asset Renewal | New to Scenario | 0 | 450062.0556 | 0 |  | 2251.0034 | 79.3412 | 2537.6556 | -365.9935 | 0 | 0 | 0 | 0 | 0 | 0 | 0 | 0 | 39.6706 | 39.6706 | 84.2592 | 0 | 0 | 0 | 0 | 0 | -365.9935 | 0 | 0 | 0 | 0 | 0 | 0 | 2453.3964 | 0 | 0
152981 | Hamilton O/H Conductor upgrade - Birmingham M7 | 2030 | 2030 | System Renewal | Overhead Asset Renewal | New to Scenario | 0 | 1796381.3496 | 0 |  | 2144.1181 | 1282.6832 | 2237.4986 | -1376.0637 | 0 | 0 | 0 | 0 | 0 | 0 | 0 | 0 | 641.3416 | 641.3416 | 78.615 | 0 | 0 | 0 | 0 | 0 | -1376.0637 | 0 | 0 | 0 | 0 | 0 | 0 | 2158.8837 | 0 | 0
152982 | Hamilton O/H Conductor upgrade - Birmingham M8 | 2030 | 2030 | System Renewal | Overhead Asset Renewal | New to Scenario | 0 | 2218452.6286 | 0 |  | 2919.5452 | 1282.6832 | 3336.2407 | -1699.3787 | 0 | 0 | 0 | 0 | 0 | 0 | 0 | 0 | 641.3416 | 641.3416 | 78.615 | 0 | 0 | 0 | 0 | 0 | -1699.3787 | 0 | 0 | 0 | 0 | 0 | 0 | 3257.6258 | 0 | 0
152983 | Hamilton O/H Conductor upgrade - Stirton M51 | N/A | N/A | System Renewal | Overhead Asset Renewal | New to Scenario | 0 | 0 | 1777552.3808 |  | 1725.3275 | 1015.6602 | 1917.8723 | -1208.2049 | 0 | 0 | 0 | 0 | 0 | 0 | 0 | 0 | 507.8301 | 507.8301 | 67.9813 | 0 | 0 | 0 | 0 | 0 | -1208.2049 | 0 | 0 | 0 | 0 | 0 | 0 | 1849.8909 | 0 | 0
152985 | Hamilton O/H Conductor upgrade - Stirton M86 | 2030 | 2030 | System Renewal | Overhead Asset Renewal | New to Scenario | 0 | 2367648.1869 | 0 |  | 3925.8888 | 1188.2988 | 4551.2554 | -1813.6654 | 0 | 0 | 0 | 0 | 0 | 0 | 0 | 0 | 594.1494 | 594.1494 | 78.615 | 0 | 0 | 0 | 0 | 0 | -1813.6654 | 0 | 0 | 0 | 0 | 0 | 0 | 4472.6405 | 0 | 0
152986 | Installation of automated devices on Vaughan MTS3 on 5122M8, 5122M10, 5122M12 and 5122M13 | 2029 | 2029 | System Service | SCADA and Automation | New to Scenario | 0 | 724846.8214 | 0 |  | 2824.6623 | 0 | 3414.1126 | -589.4503 | 0 | 0 | 0 | 0 | 0 | 0 | 0 | 0 | 0 | 0 | 0 | 0 | 0 | 0 | 0 | 0 | -589.4503 | 0 | 0 | 0 | 0 | 0 | 0 | 3414.1126 | 0 | 0
152987 | Installation of automated devices on Kirby TS 25M1, 25M3, 25M4, 25M9 and 25M10 | 2029 | 2029 | System Service | SCADA and Automation | New to Scenario | 0 | 887567.5202 | 0 |  | 2251.2992 | 0 | 2973.075 | -721.7758 | 0 | 0 | 0 | 0 | 0 | 0 | 0 | 0 | 0 | 0 | 0 | 0 | 0 | 0 | 0 | 0 | -721.7758 | 0 | 0 | 0 | 0 | 0 | 0 | 2973.075 | 0 | 0
152988 | Aurora MS8 Protection Upgrade | 2029 | 2029 | System Service | System Control, Comm'ns & Performance | New to Scenario | 0 | 193311.8756 | 0 |  | 458.415 | 449.0745 | 166.5429 | -157.2025 | 0 | 0 | 144.8628 | 0 | 0 | 0 | 0 | 0 | 0 | 304.2118 | 0 | 0 | 0 | 0 | 0 | 24.0356 | -157.2025 | 0 | 0 | 0 | 43.4588 | 0 | 0 | 99.0485 | 0 | 0
152989 | Installation of automated devices on Alma Walker TS 24M2, 24M4 and 24M7 | 2029 | 2029 | System Service | SCADA and Automation | New to Scenario | 0 | 591711.6919 | 0 |  | 2620.6023 | 0 | 3101.7861 | -481.1839 | 0 | 0 | 0 | 0 | 0 | 0 | 0 | 0 | 0 | 0 | 0 | 0 | 0 | 0 | 0 | 0 | -481.1839 | 0 | 0 | 0 | 0 | 0 | 0 | 3101.7861 | 0 | 0
152993 | Upgrade egress riser poles, hardware and lightning arresters - West | 2029 | 2035 | System Renewal | Overhead Asset Renewal | New to Scenario | 0 | 1254375.4349 | 1650586.6915 |  | 2269.7045 | 424.0643 | 3836.1196 | -1990.4794 | 0 | 0 | 0 | 0 | 0 | 0 | 0 | 0 | 424.0643 | 0 | 0 | 0 | 0 | 0 | 0 | 0 | -1990.4794 | 0 | 0 | 0 | 0 | 0 | 0 | 3836.1196 | 0 | 0
152994 | Installation of Interphase Spacers at Midspan Tap Connections - Southwest | 2028 | 2028 | System Renewal | Overhead Asset Renewal | New to Scenario | 0 | 156250.0023 | 0 |  | 1392.7577 | 5.1003 | 1522.548 | -134.8907 | 0 | 0 | 0 | 0 | 0 | 0 | 0 | 0 | 0 | 5.1003 | 0 | 0 | 0 | 0 | 0 | 0 | -134.8907 | 0 | 0 | 0 | 0 | 0 | 0 | 1522.548 | 0 | 0
152995 | Customer Non-Wires Solution Design & Development | 2025 | 2031 | System Service | Distributed Energy Resources (DER) | New to Scenario | 0 | 1433257.8594 | 0 | 254774.3659 | 7770.238 | 3492.6424 | 6179.891 | -1902.2954 | 99.4719 | 0 | 0 | 0 | 0 | 0 | 0 | 0 | 3393.1705 | 0 | 84.6207 | 5131.115 | 0 | 59.7708 | 0 | 7.4635 | -1902.2954 | 0 | 657.1764 | 0 | 0 | 0 | 198.9389 | 0 | 0 | 40.8058
152996 | ERP System Upgrades | 2025 | 2031 | General Plant | Information Technology Systems | Must Do Something | 1244873.8668 | 4498239.798 | 0 | 0 | 6819.8836 | 6339.6109 | 5371.9306 | -4891.6579 | 48.1769 | 0 | 0 | 0 | 2067.0791 | 0 | 1715.4535 | 0 | 2508.9013 | 0 | 0 | 0 | 1140.7419 | 0 | 0 | 4136.1269 | -4891.6579 | 0 | 0 | 0 | 0 | 0 | 0 | 0 | 0 | 95.0618
152997 | Protections Upgrade - Bradley MS85 LV1 | 2029 | 2029 | System Renewal | Substation Renewal | New to Scenario | 0 | 347241.4081 | 0 |  | 1081.8369 | 530.3498 | 833.8661 | -282.379 | 41.4336 | 0 | 74.5804 | 0 | 124.3007 | 0 | 0 | 0 | 0 | 290.0351 | 0 | 0 | 0 | 0 | 0 | 34.9232 | -282.379 | 0 | 0 | 0 | 0 | 0 | 0 | 706.8682 | 0 | 92.0746
152998 | Protections Upgrade - Chinook MS21 LV1 & LV2 | 2031 | 2031 | System Renewal | Substation Renewal | New to Scenario | 0 | 423429.6232 | 0 |  | 813.891 | 470.5877 | 648.8378 | -305.5346 | 36.7647 | 0 | 66.1764 | 0 | 110.294 | 0 | 0 | 0 | 0 | 257.3527 | 0 | 0 | 0 | 0 | 0 | 32.2398 | -305.5346 | 0 | 0 | 0 | 0 | 0 | 0 | 534.8987 | 0 | 81.6993
152999 | Protections Upgrade - Century MS60 LV1 & LV2 | 2031 | 2031 | System Renewal | Substation Renewal | New to Scenario | 0 | 428640.5449 | 0 |  | 749.8104 | 470.5877 | 588.5173 | -309.2946 | 36.7647 | 0 | 66.1764 | 0 | 110.294 | 0 | 0 | 0 | 0 | 257.3527 | 0 | 0 | 0 | 0 | 0 | 32.2398 | -309.2946 | 0 | 0 | 0 | 0 | 0 | 0 | 474.5782 | 0 | 81.6993
153000 | Flood Mitigation - Arlen MTS | 2025 | 2031 | System Renewal | Substation Renewal | New to Scenario | 26507.0014 | 2157.774 | 0 |  | 730.0935 | 383.2045 | 348.446 | -1.557 | 0 | 0 | 0 | 0 | 191.6022 | 0 | 0 | 0 | 57.4807 | 134.1216 | 0 | 0 | 0 | 0 | 0 | 0 | -1.557 | 0 | 0 | 0 | 0 | 0 | 0 | 348.446 | 0 | 0
153001 | Upgrade of Communications Shelter at MS407 | 2025 | 2025 | System Service | System Control, Comm'ns & Performance | New to Scenario | 240809.8217 | 0 | 0 |  | 4801.9719 | 1454.5892 | 3347.3827 | 0 | 198.3531 | 0 | 0 | 0 | 0 | 0 | 0 | 0 | 595.0592 | 661.1769 | 0 | 0 | 1322.3538 | 0 | 0 | 0 | 0 | 0 | 0 | 26.4471 | 39.6706 | 0 | 0 | 1826.6759 | 0 | 132.2354
153002 | Purchase of an OMICRON ARCO400 Test Set - Central South Region | 2025 | 2025 | General Plant | Tools, Shop and garage Equipment | New to Scenario | 64036.7311 | 0 | 0 |  | 1343.1757 | 939.8076 | 403.3681 | 0 | 93.9808 | 0 | 0 | 0 | 0 | 0 | 0 | 0 | 140.9711 | 704.8557 | 0 | 0 | 0 | 0 | 0 | 14.4398 | 0 | 0 | 0 | 0 | 29.6801 | 0 | 0 | 260.3146 | 0 | 98.9336
153003 | Purchase of an OMICRON ARCO400 Test Set - Central North Region | 2025 | 2025 | General Plant | Tools, Shop and garage Equipment | New to Scenario | 64036.2911 | 0 | 0 |  | 1765.6696 | 1225.0503 | 540.6193 | 0 | 122.505 | 0 | 0 | 0 | 0 | 0 | 0 | 0 | 183.7575 | 918.7877 | 0 | 0 | 0 | 0 | 0 | 20.7751 | 0 | 0 | 0 | 0 | 39.6706 | 0 | 0 | 347.9383 | 0 | 132.2354
153004 | Installation of automated devices on DH Cockburn TS 26M3 & 26M8, Buttonville TS 12M11, Torstar TS 21M11, Fabro TS 10M2 and Melbo | 2030 | 2030 | System Service | SCADA and Automation | New to Scenario | 0 | 885391.1061 | 0 |  | 1139.591 | 0 | 1817.8181 | -678.2271 | 0 | 0 | 0 | 0 | 0 | 0 | 0 | 0 | 0 | 0 | 0 | 0 | 0 | 0 | 0 | 0 | -678.2271 | 0 | 0 | 0 | 0 | 0 | 0 | 1817.8181 | 0 | 0
153009 | New Communications Tower and Wireless Communications Node - King MS | 2029 | 2030 | System Service | System Control, Comm'ns & Performance | New to Scenario | 0 | 1217838.538 | 0 | 19064.3076 | 3781.2747 | 727.8181 | 4060.8341 | -1007.3774 | 10.2872 | 0 | 0 | 0 | 0 | 0 | 0 | 0 | 23.1462 | 694.3848 | 0 | 0 | 0 | 0 | 0 | 1541.1367 | -1007.3774 | 0 | 0 | 17.783 | 26.6745 | 0 | 0 | 2386.325 | 0 | 88.915
153010 | New Communications Tower and Wireless Communications Node - RHTS1 , Richmond Hill | 2028 | 2029 | System Service | System Control, Comm'ns & Performance | New to Scenario | 0 | 1200254.8877 | 0 | 19445.5943 | 4098.2283 | 803.5416 | 4337.7365 | -1043.0498 | 11.3575 | 0 | 0 | 0 | 0 | 0 | 0 | 0 | 25.5543 | 766.6298 | 0 | 0 | 0 | 0 | 0 | 1651.784 | -1043.0498 | 0 | 0 | 19.315 | 28.9726 | 0 | 0 | 2541.0897 | 0 | 96.5752
153011 | Purchase of an OMICRON ARCO400 Test Set - Central South Region | 2026 | 2026 | General Plant | Tools, Shop and garage Equipment | New to Scenario | 65317.4656 | 0 | 0 |  | 1205.1499 | 885.2746 | 383.4314 | -63.5562 | 88.5275 | 0 | 0 | 0 | 0 | 0 | 0 | 0 | 132.7912 | 663.956 | 0 | 0 | 0 | 0 | 0 | 13.9739 | -63.5562 | 0 | 0 | 0 | 28.1942 | 0 | 0 | 247.2826 | 0 | 93.9808
153012 | AutoCAD Design to SPIDACalc Project File | 2027 | 2030 | General Plant | Information Technology Systems | New to Scenario | 0 | 175155.939 | 0 |  | 571.2759 | 12.2505 | 716.3911 | -157.3657 | 0 | 0 | 0 | 0 | 0 | 0 | 0 | 0 | 0 | 12.2505 | 431.1831 | 0 | 0 | 0 | 0 | 0 | -157.3657 | 0 | 0 | 0 | 171.1248 | 0 | 0 | 0 | 0 | 114.0832
153013 | Upgrade Egress riser poles, hardware and lightning arresters - East | 2029 | 2029 | System Renewal | Overhead Asset Renewal | New to Scenario | 0 | 955498.392 | 0 |  | 3023.5786 | 424.0643 | 3376.5319 | -777.0176 | 0 | 0 | 0 | 0 | 0 | 0 | 0 | 0 | 424.0643 | 0 | 0 | 0 | 0 | 0 | 0 | 0 | -777.0176 | 0 | 0 | 0 | 0 | 0 | 0 | 3376.5319 | 0 | 0
153014 | Replacement of End-of-Life Communications Equipment - East MSs- | 2025 | 2027 | System Renewal | Substation Renewal | New to Scenario | 132554.9556 | 32697.46 | 0 |  | 2538.4011 | 562.7343 | 2065.062 | -89.3952 | 0 | 0 | 0 | 0 | 1.7001 | 0 | 0 | 0 | 51.0031 | 510.0311 | 0 | 0 | 0 | 0 | 0 | 66.4802 | -89.3952 | 0 | 0 | 0 | 39.6706 | 0 | 0 | 1826.6759 | 0 | 132.2354
153015 | Facilities_GHG_Carbon Footprint Plan | N/A | N/A | General Plant | Facilities Management | New to Scenario | 0 | 0 | 2462914.0238 |  | -440.65 | 882.352 | 172.3451 | -1495.3471 | 0 | 0 | 0 | 0 | 0 | 0 | 0 | 0 | 882.352 | 0 | 0 | 0 | 0 | 0 | 0 | 0 | -1495.3471 | 0 | 0 | 0 | 75.4533 | 96.8918 | 0 | 0 | 0 | 0
153016 | Reliability improvements to radially supplied customers at Saintfield Dr, North of Steeles - D6M3 | N/A | N/A | System Service | SCADA and Automation | New to Scenario | 0 | 0 | 4944513.3368 |  | 1126.7542 | 612.7445 | 3874.8026 | -3360.7928 | 0 | 0 | 0 | 0 | 0 | 0 | 0 | 0 | 612.7445 | 0 | 0 | 0 | 0 | 0 | 0 | 0 | -3360.7928 | 0 | 0 | 0 | 0 | 0 | 0 | 3874.8026 | 0 | 0
153017 | Facilities_Generator_Replacement | N/A | N/A | General Plant | Facilities Management | New to Scenario | 0 | 0 | 11557527.0644 |  | -726.0107 | 6287.661 | 434.7862 | -7448.4579 | 0 | 0 | 0 | 371.7316 | 0 | 0 | 0 | 0 | 3553.9178 | 2362.0116 | 0 | 0 | 0 | 0 | 0 | 0 | -7448.4579 | 0 | 0 | 0 | 377.2664 | 57.5198 | 0 | 0 | 0 | 0
153018 | Facilities_Building Electrical Service for Electrification | 2027 | 2036 | General Plant | Facilities Management | New to Scenario | 0 | 2576480.3364 | 0 |  | 1075.3466 | 3320.4248 | 0 | -2245.0781 | 14.4863 | 0 | 0 | 1523.4903 | 0 | 0 | 0 | 0 | 1782.4482 | 0 | 0 | 0 | 0 | 0 | 0 | 0 | -2245.0781 | 0 | 0 | 0 | 0 | 0 | 0 | 0 | 0 | 0
153019 | GIS Import of AutoCAD Drawing Details | 2027 | 2032 | General Plant | Information Technology Systems | New to Scenario | 0 | 177175.1368 | 0 |  | 534.5307 | 34.225 | 653.9521 | -153.6464 | 0 | 0 | 0 | 0 | 0 | 0 | 0 | 0 | 0 | 34.225 | 454.3065 | 0 | 0 | 0 | 0 | 0 | -153.6464 | 0 | 0 | 0 | 85.5624 | 0 | 0 | 0 | 0 | 114.0832
153020 | Estimate from CADD Data | 2031 | 2031 | General Plant | Information Technology Systems | New to Scenario | 0 | 93510.7693 | 0 |  | 562.9009 | 11.0294 | 619.3462 | -67.4747 | 0 | 0 | 0 | 0 | 11.0294 | 0 | 0 | 0 | 0 | 0 | 435.5228 | 0 | 0 | 0 | 0 | 0 | -67.4747 | 0 | 0 | 4.085 | 98.0391 | 0 | 0 | 0 | 0 | 81.6993
153021 | Guelph Integration – Alectra Nomenclature Tool (ANT) | 2025 | 2025 | General Plant | Information Technology Systems | New to Scenario | 31213.2352 | 0 | 0 |  | 705.7487 | 178.776 | 526.9727 | 0 | 0 | 0 | 0 | 0 | 0 | 0 | 0 | 0 | 0 | 178.776 | 236.0548 | 0 | 0 | 0 | 0 | 0 | 0 | 0 | 0 | 0 | 158.6825 | 0 | 0 | 0 | 0 | 132.2354
153022 | Purchase of an OMICRON ARCO400 Test Set - East | 2025 | 2025 | General Plant | Tools, Shop and garage Equipment | New to Scenario | 56500.0001 | 0 | 0 |  | 784.2626 | 380.8945 | 403.3681 | 0 | 98.9336 | 0 | 0 | 0 | 0 | 0 | 0 | 0 | 148.4004 | 133.5604 | 0 | 0 | 0 | 0 | 0 | 14.4398 | 0 | 0 | 0 | 0 | 29.6801 | 0 | 0 | 260.3146 | 0 | 98.9336
153023 | Alectra Nomenclature Tool to AutoCAD | 2028 | 2030 | General Plant | Information Technology Systems | New to Scenario | 0 | 159733.5139 | 0 |  | 712.0578 | 141.3548 | 706.0921 | -135.389 | 0 | 0 | 0 | 0 | 0 | 0 | 0 | 0 | 0 | 141.3548 | 475.7362 | 0 | 0 | 0 | 0 | 0 | -135.389 | 0 | 0 | 0 | 125.6487 | 0 | 0 | 0 | 0 | 104.7072
153025 | Fleet Renewal - Central North (PA) | 2025 | 2031 | General Plant | Fleet Renewal | Must Do Something | 3942944.0001 | 19058651.2485 | 0 |  | 11834.3194 | 29853.5635 | 0 | -18019.2442 | 0 | 0 | 0 | 0 | 0 | 0 | 0 | 29853.5635 | 0 | 0 | 0 | 0 | 0 | 0 | 0 | 0 | -18019.2442 | 0 | 0 | 0 | 0 | 0 | 0 | 0 | 0 | 0
153026 | Fleet Renewal - Central South (PA) | 2025 | 2031 | General Plant | Fleet Renewal | Must Do Something | 4556876.999 | 9124554.9509 | 0 |  | 40903.5353 | 50492.0234 | 0 | -9588.4881 | 0 | 0 | 0 | 0 | 0 | 0 | 0 | 50492.0234 | 0 | 0 | 0 | 0 | 0 | 0 | 0 | 0 | -9588.4881 | 0 | 0 | 0 | 0 | 0 | 0 | 0 | 0 | 0
153027 | Fleet Renewal - East (PA) | 2025 | 2031 | General Plant | Fleet Renewal | Must Do Something | 7026527 | 12721718.0034 | 0 |  | 53290.06 | 66353.3288 | 0 | -13063.2688 | 0 | 0 | 0 | 0 | 0 | 0 | 0 | 66353.3288 | 0 | 0 | 0 | 0 | 0 | 0 | 0 | 0 | -13063.2688 | 0 | 0 | 0 | 0 | 0 | 0 | 0 | 0 | 0
153028 | Fleet Renewal - South West (PA) | 2025 | 2031 | General Plant | Fleet Renewal | Must Do Something | 166572 | 16543 | 0 |  | 508.6915 | 546.0963 | 0 | -37.4048 | 0 | 0 | 0 | 0 | 0 | 0 | 0 | 546.0963 | 0 | 0 | 0 | 0 | 0 | 0 | 0 | 0 | -37.4048 | 0 | 0 | 0 | 0 | 0 | 0 | 0 | 0 | 0
153029 | Fleet Renewal - West (PA) | 2025 | 2031 | General Plant | Fleet Renewal | Must Do Something | 8473378.001 | 27782215.2043 | 0 |  | 31266.9186 | 58077.7947 | 0 | -26810.8761 | 0 | 0 | 0 | 0 | 0 | 0 | 0 | 58077.7947 | 0 | 0 | 0 | 0 | 0 | 0 | 0 | 0 | -26810.8761 | 0 | 0 | 0 | 0 | 0 | 0 | 0 | 0 | 0
153030 | GIS to Alectra AutoCAD Template | 2029 | 2029 | General Plant | Information Technology Systems | New to Scenario | 0 | 136084.6416 | 0 |  | 510.3287 | 0 | 620.9937 | -110.6649 | 0 | 0 | 0 | 0 | 0 | 0 | 0 | 0 | 0 | 0 | 408.5283 | 0 | 0 | 0 | 0 | 0 | -110.6649 | 0 | 0 | 0 | 115.8902 | 0 | 0 | 0 | 0 | 96.5752
153032 | Purchase of an OMICRON ARCO400 Test Set - East | 2025 | 2025 | General Plant | Tools, Shop and garage Equipment | New to Scenario | 58333.3334 | 0 | 0 |  | 1603.4903 | 939.8076 | 663.6826 | 0 | 93.9808 | 0 | 0 | 0 | 0 | 0 | 0 | 0 | 140.9711 | 704.8557 | 0 | 0 | 0 | 0 | 0 | 14.4398 | 0 | 0 | 0 | 0 | 29.6801 | 0 | 0 | 520.6291 | 0 | 98.9336
153033 | Computer Vision for Utility Operations | 2028 | 2029 | General Plant | Information Technology Systems | New to Scenario | 0 | 298125.0782 | 0 | 6569.1287 | 590.5015 | 110.3311 | 736.6881 | -256.5177 | 0 | 0 | 0 | 0 | 0 | 0 | 0 | 0 | 81.7268 | 28.6044 | 35.3619 | 0 | 0 | 20.6099 | 0 | 100.8688 | -256.5177 | 0 | 0 | 0 | 0 | 0 | 79.3556 | 470.538 | 0 | 29.9538
153034 | Verification of Alectra CADD Standards | 2026 | 2033 | General Plant | Information Technology Systems | New to Scenario | 109991.7001 | 110436.2032 | 0 |  | 439.1336 | 0 | 641.6694 | -202.5358 | 0 | 0 | 0 | 0 | 0 | 0 | 0 | 0 | 0 | 0 | 211.1377 | 0 | 0 | 0 | 0 | 124.2692 | -202.5358 | 0 | 0 | 0 | 183.7575 | 0 | 0 | 0 | 0 | 122.505
153035 | Purchase of a New Omicron Current Transformer Test Set - East | 2025 | 2025 | General Plant | Tools, Shop and garage Equipment | New to Scenario | 50500.0005 | 0 | 0 |  | 379.1391 | 49.4668 | 329.6723 | 0 | 0 | 0 | 0 | 0 | 0 | 0 | 0 | 0 | 49.4668 | 0 | 0 | 0 | 0 | 0 | 0 | 15.8838 | 0 | 0 | 0 | 0 | 29.6801 | 0 | 0 | 185.1748 | 0 | 98.9336
153041 | Installation of automated devices on Lazenby TS1 27M5, 27M8 and Lazenby TS2 36M4 | 2029 | 2029 | System Service | SCADA and Automation | New to Scenario | 0 | 443783.7588 | 0 |  | 1673.3052 | 0 | 2034.1931 | -360.8879 | 0 | 0 | 0 | 0 | 0 | 0 | 0 | 0 | 0 | 0 | 0 | 0 | 0 | 0 | 0 | 0 | -360.8879 | 0 | 0 | 0 | 0 | 0 | 0 | 2034.1931 | 0 | 0
153042 | Wellington MS MVI Install | N/A | N/A | System Service | System Control, Comm'ns & Performance | New to Scenario | 0 | 0 | 171238.8696 |  | 104.3243 | 81.2458 | 137.7305 | -114.652 | 0 | 0 | 12.8283 | 0 | 0 | 0 | 0 | 0 | 29.9327 | 38.4849 | 3.7625 | 0 | 0 | 0 | 0 | 25.44 | -114.652 | 0 | 0 | 0 | 17.1862 | 0 | 0 | 91.3419 | 0 | 0
153043 | YNSE (YNSE) - Metrolinx - Project Co | 2026 | 2031 | System Access | Transit Projects | Must Do | -0.0012 | 0.0001 | 0 |  | 19380.6018 | 19380.6018 | 0 | 1.1998e-06 | 50.5361 | 0 | 0 | 0 | 0 | 0 | 0 | 0 | 19330.0657 | 0 | 0 | 0 | 0 | 0 | 0 | 0 | 1.1998e-06 | 0 | 0 | 0 | 0 | 0 | 0 | 0 | 0 | 0
153045 | Hamilton LRT - Project Co. | 2026 | 2031 | System Access | Transit Projects | Must Do | 0 | 0.0024 | 0 |  | 57.3331 | 57.3331 | 0 | -1.0813e-06 | 57.3331 | 0 | 0 | 0 | 0 | 0 | 0 | 0 | 0 | 0 | 0 | 0 | 0 | 0 | 0 | 0 | -1.0813e-06 | 0 | 0 | 0 | 0 | 0 | 0 | 0 | 0 | 0
153046 | Customer Care Webchat & Chatbot | 2025 | 2031 | General Plant | Information Technology Systems | New to Scenario | 1172771.0538 | 421375.0722 | 0 | 459460.9998 | 18854.4457 | 0 | 19809.2992 | -954.8534 | 0 | 0 | 0 | 0 | 0 | 0 | 0 | 0 | 0 | 0 | 0 | 11386.3862 | 0 | 0 | 0 | 8231.0541 | -954.8534 | 0 | 0 | 69.7668 | 52.3251 | 0 | 0 | 0 | 0 | 69.7668
153048 | CX Collection & Payment Enhancements | 2027 | 2029 | General Plant | Information Technology Systems | New to Scenario | 0 | 1317846.9787 | 0 | 494376.2398 | 16861.5855 | 2845.9631 | 16195.245 | -2179.6227 | 0 | 0 | 0 | 0 | 1332.1529 | 0 | 0 | 0 | 1513.8102 | 0 | 0 | 7641.8437 | 0 | 0 | 0 | 7983.0575 | -2179.6227 | 0 | 518.4944 | 0 | 0 | 0 | 0 | 0 | 0 | 51.8494
153049 | Replacement of End-of-Life Station Networking Equipment - East TSs | 2025 | 2030 | System Renewal | Substation Renewal | New to Scenario | 198664.986 | 408242.9961 | 0 |  | 3309.2011 | 364.2959 | 3397.12 | -452.2148 | 0 | 0 | 0 | 0 | 1.1006 | 0 | 0 | 0 | 33.0178 | 330.1775 | 0 | 0 | 0 | 0 | 0 | 56.4691 | -452.2148 | 0 | 0 | 0 | 0 | 0 | 0 | 3223.9578 | 0 | 116.6932
153050 | Replacement of End-of-Life Communications Equipment - WiMAX Base Stations | 2025 | 2028 | System Renewal | Substation Renewal | New to Scenario | 235007.0576 | 233403.6573 | 0 |  | 2223.9632 | 519.8714 | 2025.3914 | -321.2996 | 0 | 0 | 0 | 0 | 1.5706 | 0 | 0 | 0 | 47.1183 | 471.1826 | 0 | 0 | 0 | 0 | 0 | 66.4802 | -321.2996 | 0 | 0 | 0 | 0 | 0 | 0 | 1826.6759 | 0 | 132.2354
153051 | Replacement of GE J-MUX Communications Equipment - EAST SONET Network | 2026 | 2028 | System Renewal | Substation Renewal | New to Scenario | 777747.221 | 374060.1211 | 0 |  | 6467.6425 | 1476.372 | 6078.5613 | -1087.2908 | 0 | 0 | 0 | 0 | 15.7061 | 1177.9564 | 0 | 0 | 141.3548 | 141.3548 | 0 | 0 | 2617.6809 | 0 | 0 | 442.4177 | -1087.2908 | 0 | 0 | 20.9414 | 0 | 0 | 0 | 2892.814 | 0 | 104.7072
153052 | Hazel McCallion Line Extension-HuLRT (Ph2) ERZ PrepAct | 2024 | 2028 | System Access | Transit Projects | Must Do | -0.0011 | -0.001 | 0 |  | 10561.1562 | 10561.1562 | 0 | 2.1038e-06 | 31.641 | 0 | 0 | 0 | 0 | 0 | 0 | 0 | 10529.5152 | 0 | 0 | 0 | 0 | 0 | 0 | 0 | 2.1038e-06 | 0 | 0 | 0 | 0 | 0 | 0 | 0 | 0 | 0
153053 | Hazel McCallion Line Extension-HuLRT (Ph2) BRZ PrepAct | 2024 | 2028 | System Access | Transit Projects | Must Do | -0.0011 | -0.001 | 0 |  | 10557.0433 | 10557.0433 | 0 | 2.1038e-06 | 27.5281 | 0 | 0 | 0 | 0 | 0 | 0 | 0 | 10529.5152 | 0 | 0 | 0 | 0 | 0 | 0 | 0 | 2.1038e-06 | 0 | 0 | 0 | 0 | 0 | 0 | 0 | 0 | 0
153054 | Hazel McCallion Line Extension-HuLRT (Ph2) Project Co ERZ | 2029 | 2031 | System Access | Transit Projects | Must Do | 0 | 0.0012 | 0 |  | 8816.9607 | 8816.9607 | 0 | 0 | 16.4102 | 0 | 0 | 0 | 0 | 0 | 0 | 0 | 8800.5505 | 0 | 0 | 0 | 0 | 0 | 0 | 0 | 0 | 0 | 0 | 0 | 0 | 0 | 0 | 0 | 0 | 0
153055 | Hazel McCallion Line Extension-HuLRT (Ph2) Project Co BRZ | 2029 | 2031 | System Access | Transit Projects | Must Do | 0 | 0.0012 | 0 |  | 8823.5585 | 8823.5585 | 0 | 0 | 23.008 | 0 | 0 | 0 | 0 | 0 | 0 | 0 | 8800.5505 | 0 | 0 | 0 | 0 | 0 | 0 | 0 | 0 | 0 | 0 | 0 | 0 | 0 | 0 | 0 | 0 | 0
153056 | Queen St Hwy 7 BRT (QuBRT) Prep Acts BRZ | 2024 | 2031 | System Access | Transit Projects | Must Do | -0.0011 | -0.0021 | 0 |  | 19380.6018 | 19380.6018 | 0 | 3.0969e-06 | 50.5361 | 0 | 0 | 0 | 0 | 0 | 0 | 0 | 19330.0657 | 0 | 0 | 0 | 0 | 0 | 0 | 0 | 3.0969e-06 | 0 | 0 | 0 | 0 | 0 | 0 | 0 | 0 | 0
153057 | Queen St Hwy 7 BRT (QuBRT) Project Co BRZ | 2031 | 2031 | System Access | Transit Projects | Must Do | 0 | 0.0001 | 0 |  | 2776.4194 | 2776.4194 | 0 | 3.5175e-16 | 16.4102 | 0 | 0 | 0 | 0 | 0 | 0 | 0 | 2760.0093 | 0 | 0 | 0 | 0 | 0 | 0 | 0 | 3.5175e-16 | 0 | 0 | 0 | 0 | 0 | 0 | 0 | 0 | 0
153059 | Upgrade of Alectra-Hydro One Transfer Trip Interface - MTS1 and Parkway TS | 2025 | 2026 | System Renewal | Substation Renewal | New to Scenario | 237113.3592 | 0 | 0 |  | 10359.7306 | 385.8575 | 10119.0555 | -145.1823 | 104.2858 | 0 | 0 | 0 | 0 | 0 | 0 | 0 | 140.7858 | 140.7858 | 0 | 0 | 0 | 0 | 0 | 6916.4815 | -145.1823 | 0 | 0 | 0 | 33.2129 | 0 | 0 | 3058.6512 | 0 | 110.7098
153060 | GO Expansion Project Co. - ERZ | 2024 | 2031 | System Access | Transit Projects | Must Do | -0.0023 | 0.0045 | 0 |  | 19387.3989 | 19387.3988 | 0 | 8.2013e-06 | 57.3331 | 0 | 0 | 0 | 0 | 0 | 0 | 0 | 19330.0657 | 0 | 0 | 0 | 0 | 0 | 0 | 0 | 8.2013e-06 | 0 | 0 | 0 | 0 | 0 | 0 | 0 | 0 | 0
153061 | Purchase of an OMICRON CT Analyser - Central Region | 2025 | 2025 | General Plant | Tools, Shop and garage Equipment | New to Scenario | 49994.01 | 0 | 0 |  | 238.967 | 0 | 238.967 | 0 | 0 | 0 | 0 | 0 | 0 | 0 | 0 | 0 | 0 | 0 | 0 | 0 | 0 | 0 | 0 | 37.3951 | 0 | 0 | 0 | 0 | 19.8353 | 0 | 0 | 49.5012 | 0 | 132.2354
153063 | Vault Cover Renewal - Central South | 2029 | 2031 | System Renewal | Underground Asset Renewal | New to Scenario | 0 | 5550941.1617 | 0 |  | 3599.1822 | 7774.5123 | 0 | -4175.3301 | 235.5913 | 0 | 0 | 0 | 0 | 0 | 0 | 0 | 471.1826 | 7067.7384 | 0 | 0 | 0 | 0 | 0 | 0 | -4175.3301 | 0 | 0 | 0 | 0 | 0 | 0 | 0 | 0 | 0
153064 | Vault Cover Renewal - Central North | 2028 | 2031 | System Renewal | Underground Asset Renewal | New to Scenario | 0 | 2753075.1082 | 0 |  | 5641.9201 | 7774.5123 | 0 | -2132.5922 | 235.5913 | 0 | 0 | 0 | 0 | 0 | 0 | 0 | 471.1826 | 7067.7384 | 0 | 0 | 0 | 0 | 0 | 0 | -2132.5922 | 0 | 0 | 0 | 0 | 0 | 0 | 0 | 0 | 0
153065 | GO Expansion Project Co. - PRZ | 2024 | 2031 | System Access | Transit Projects | Must Do | 0 | 0 | 0 |  | 19387.3988 | 19387.3988 | 0 | 2.1068e-06 | 57.3331 | 0 | 0 | 0 | 0 | 0 | 0 | 0 | 19330.0657 | 0 | 0 | 0 | 0 | 0 | 0 | 0 | 2.1068e-06 | 0 | 0 | 0 | 0 | 0 | 0 | 0 | 0 | 0
153066 | Queen St Hwy 7 BRT Project Co PRZ | 2031 | 2031 | System Access | Transit Projects | Must Do | 0 | 0 | 0 |  | 19351.7386 | 19351.7386 | 0 | -2.1694e-15 | 21.6729 | 0 | 0 | 0 | 0 | 0 | 0 | 0 | 19330.0657 | 0 | 0 | 0 | 0 | 0 | 0 | 0 | -2.1694e-15 | 0 | 0 | 0 | 0 | 0 | 0 | 0 | 0 | 0
153067 | Queen St Hwy 7 BRT Prep Acts PRZ | 2024 | 2031 | System Access | Transit Projects | Must Do | -0.0011 | -0.0014 | 0 |  | 19380.6018 | 19380.6018 | 0 | -1.8611e-08 | 50.5361 | 0 | 0 | 0 | 0 | 0 | 0 | 0 | 19330.0657 | 0 | 0 | 0 | 0 | 0 | 0 | 0 | -1.8611e-08 | 0 | 0 | 0 | 0 | 0 | 0 | 0 | 0 | 0
153068 | New 4 Feeders Common Elements - Goreway TS 2 | 2029 | 2030 | System Service | Capacity (Lines) | New to Scenario | 0 | 15196523.0552 | 0 |  | 94209.3146 | 106205.4697 | 0 | -11996.1551 | 0 | 0 | 106205.4697 | 0 | 0 | 0 | 0 | 0 | 0 | 0 | 0 | 0 | 0 | 0 | 0 | 0 | -11996.1551 | 0 | 0 | 0 | 0 | 0 | 0 | 0 | 0 | 0
153069 | Dundas Bus Rapid Transit (DuBRT) Ph2 - ERZ PrepActs | 2031 | 2031 | System Access | Transit Projects | Must Do | 0 | 17780.3652 | 0 |  | 2754.3952 | 2767.225 | 0 | -12.8298 | 7.2157 | 0 | 0 | 0 | 0 | 0 | 0 | 0 | 2760.0093 | 0 | 0 | 0 | 0 | 0 | 0 | 0 | -12.8298 | 0 | 0 | 0 | 0 | 0 | 0 | 0 | 0 | 0
153070 | Dundas Bus Rapid Transit (DuBRT) - HRZ PrepActs | 2031 | 2031 | System Access | Transit Projects | Must Do | 0 | 17780.3652 | 0 |  | 2754.3952 | 2767.225 | 0 | -12.8298 | 7.2157 | 0 | 0 | 0 | 0 | 0 | 0 | 0 | 2760.0093 | 0 | 0 | 0 | 0 | 0 | 0 | 0 | -12.8298 | 0 | 0 | 0 | 0 | 0 | 0 | 0 | 0 | 0
153071 | Eglinton West Crosstown Extension ProjectCo | 2031 | 2031 | System Access | Transit Projects | Must Do | 0 | 0 | 0 |  | 2767.225 | 2767.225 | 0 | 3.5175e-16 | 7.2157 | 0 | 0 | 0 | 0 | 0 | 0 | 0 | 2760.0093 | 0 | 0 | 0 | 0 | 0 | 0 | 0 | 3.5175e-16 | 0 | 0 | 0 | 0 | 0 | 0 | 0 | 0 | 0
153072 | IT Infrastructure- Backup Refresh Current | 2029 | 2029 | General Plant | Information Technology Systems | Must Do Something | 0 | 2266559.3316 | 0 | 1775096.705 | 10734.4322 | 13225.2191 | 695.3179 | -3186.1048 | 0 | 0 | 0 | 0 | 0 | 11517.0579 | 1708.1612 | 0 | 0 | 0 | 0 | 0 | 695.3179 | 0 | 0 | 0 | -3186.1048 | 0 | 0 | 0 | 0 | 0 | 0 | 0 | 0 | 0
153073 | 3 Feeder Integration out of Goreway TS 2 - Along Castlemore Road | 2029 | 2030 | System Service | Capacity (Lines) | New to Scenario | 0 | 3281559.9752 | 0 |  | 61112.4039 | 63702.8806 | 0 | -2590.4766 | 0 | 0 | 63702.8806 | 0 | 0 | 0 | 0 | 0 | 0 | 0 | 0 | 0 | 0 | 0 | 0 | 0 | -2590.4766 | 0 | 0 | 0 | 0 | 0 | 0 | 0 | 0 | 0
153074 | New Communications Tower and Wireless Communications Node - Battleford MS, Missisauga | 2028 | 2029 | System Service | System Control, Comm'ns & Performance | New to Scenario | 0 | 910455.5331 | 0 | 18690.498 | 4145.8652 | 1017.2195 | 3919.768 | -791.1224 | 0 | 0 | 0 | 0 | 0 | 0 | 0 | 0 | 92.4745 | 924.745 | 0 | 0 | 0 | 0 | 0 | 1190.3567 | -791.1224 | 0 | 0 | 19.315 | 72.4314 | 0 | 0 | 2541.0897 | 0 | 96.5752
153076 | 4x44KV Feeders for New Tecumseth area | N/A | N/A | System Service | Capacity (Lines) | New to Scenario | 0 | 0 | 25984654.5047 |  | 54253.6103 | 70220.8559 | 0 | -15967.2456 | 0 | 0 | 70220.8559 | 0 | 0 | 0 | 0 | 0 | 0 | 0 | 0 | 0 | 0 | 0 | 0 | 0 | -15967.2456 | 0 | 0 | 0 | 0 | 0 | 0 | 0 | 0 | 0
153077 | Proactive Replacement of Remote Terminal Units - West | 2029 | 2032 | System Renewal | Substation Renewal | New to Scenario | 0 | 453084.714 | 152023.6692 |  | 1063.423 | 44.0091 | 1469.2672 | -449.8533 | 0 | 0 | 0 | 0 | 0 | 0 | 0 | 0 | 0 | 44.0091 | 0 | 0 | 0 | 0 | 0 | 120.9943 | -449.8533 | 0 | 0 | 0 | 27.7603 | 0 | 0 | 1227.9782 | 0 | 92.5344
153079 | Guelph (SSN) Legacy Mesh | 2025 | 2037 | System Access | Network Metering | Must Do | 100882.5998 | 51280.8002 | 417187.6153 |  | 1362.3087 | 1708.1241 | 0 | -345.8154 | 32.0942 | 0 | 0 | 0 | 1676.0299 | 0 | 0 | 0 | 0 | 0 | 0 | 0 | 0 | 0 | 0 | 0 | -345.8154 | 0 | 0 | 0 | 0 | 0 | 0 | 0 | 0 | 0
153080 | Central South(Connexo) Legacy Mesh | 2024 | 2030 | System Access | Network Metering | Must Do | 0 | 417864.3734 | 0 |  | 1351.1618 | 1708.1241 | 0 | -356.9623 | 32.0942 | 0 | 0 | 0 | 1676.0299 | 0 | 0 | 0 | 0 | 0 | 0 | 0 | 0 | 0 | 0 | 0 | -356.9623 | 0 | 0 | 0 | 0 | 0 | 0 | 0 | 0 | 0
153081 | New Communications Tower and Wireless Communications Node - Avonhead MS, Mississauga | 2028 | 2029 | System Service | System Control, Comm'ns & Performance | New to Scenario | 0 | 910455.5331 | 0 | 18690.498 | 4164.4972 | 1017.2195 | 3938.4 | -791.1224 | 0 | 0 | 0 | 0 | 0 | 0 | 0 | 0 | 92.4745 | 924.745 | 0 | 0 | 0 | 0 | 0 | 1190.3567 | -791.1224 | 0 | 0 | 19.4469 | 72.9258 | 0 | 0 | 2558.4362 | 0 | 97.2344
153082 | New Communications Tower and Wireless Communications Node - Sheridan Park MS, Mississauga | 2028 | 2029 | System Service | System Control, Comm'ns & Performance | New to Scenario | 0 | 910455.5331 | 0 | 18690.498 | 4171.2251 | 1017.2195 | 3945.1279 | -791.1224 | 0 | 0 | 0 | 0 | 0 | 0 | 0 | 0 | 92.4745 | 924.745 | 0 | 0 | 0 | 0 | 0 | 1197.0846 | -791.1224 | 0 | 0 | 19.4469 | 72.9258 | 0 | 0 | 2558.4362 | 0 | 97.2344
153083 | New Communications Tower and Wireless Communications Node - Centennial MS, Mississauga | 2028 | 2029 | System Service | System Control, Comm'ns & Performance | New to Scenario | 0 | 910455.5331 | 0 | 18690.498 | 4171.2251 | 1017.2195 | 3945.1279 | -791.1224 | 0 | 0 | 0 | 0 | 0 | 0 | 0 | 0 | 92.4745 | 924.745 | 0 | 0 | 0 | 0 | 0 | 1197.0846 | -791.1224 | 0 | 0 | 19.4469 | 72.9258 | 0 | 0 | 2558.4362 | 0 | 97.2344
153084 | New Communications Tower and Wireless Communications Node - John MS, Mississauga | 2028 | 2029 | System Service | System Control, Comm'ns & Performance | New to Scenario | 0 | 910455.5331 | 0 | 18690.4965 | 4171.2251 | 1017.2195 | 3945.1279 | -791.1224 | 0 | 0 | 0 | 0 | 0 | 0 | 0 | 0 | 92.4745 | 924.745 | 0 | 0 | 0 | 0 | 0 | 1197.0846 | -791.1224 | 0 | 0 | 19.4469 | 72.9258 | 0 | 0 | 2558.4362 | 0 | 97.2344
153085 | New Communications Tower and Wireless Communications Node - Summerville MS, Mississauga | 2028 | 2029 | System Service | System Control, Comm'ns & Performance | New to Scenario | 0 | 910455.5331 | 0 | 18690.4965 | 4171.2251 | 1017.2195 | 3945.1279 | -791.1224 | 0 | 0 | 0 | 0 | 0 | 0 | 0 | 0 | 92.4745 | 924.745 | 0 | 0 | 0 | 0 | 0 | 1197.0846 | -791.1224 | 0 | 0 | 19.4469 | 72.9258 | 0 | 0 | 2558.4362 | 0 | 97.2344
153086 | New Communications Tower and Wireless Communications Node - Dixie MS, Mississauga | 2028 | 2029 | System Service | System Control, Comm'ns & Performance | New to Scenario | 0 | 910455.5331 | 0 | 18690.4965 | 4171.2251 | 1017.2195 | 3945.1279 | -791.1224 | 0 | 0 | 0 | 0 | 0 | 0 | 0 | 0 | 92.4745 | 924.745 | 0 | 0 | 0 | 0 | 0 | 1197.0846 | -791.1224 | 0 | 0 | 19.4469 | 72.9258 | 0 | 0 | 2558.4362 | 0 | 97.2344
153087 | New Communications Tower and Wireless Communications Node - Erin Mills MS, Mississauga | 2028 | 2029 | System Service | System Control, Comm'ns & Performance | New to Scenario | 0 | 910455.5331 | 0 | 18690.4965 | 4171.2251 | 1017.2195 | 3945.1279 | -791.1224 | 0 | 0 | 0 | 0 | 0 | 0 | 0 | 0 | 92.4745 | 924.745 | 0 | 0 | 0 | 0 | 0 | 1197.0846 | -791.1224 | 0 | 0 | 19.4469 | 72.9258 | 0 | 0 | 2558.4362 | 0 | 97.2344
153088 | Customer Initiated Distribution System Expansion Project (East) DC5/DC6 Urbacon Date Centers | 2024 | 2029 | System Access | Customer Initiated Dist Sys Projects | Must Do | 8820.7381 | 13718967.8463 | 0 |  | 6071.524 | 17.0056 | 17674.8284 | -11620.31 | 17.0056 | 0 | 0 | 0 | 0 | 0 | 0 | 0 | 0 | 0 | 0 | 0 | 0 | 0 | 17674.8284 | 0 | -11620.31 | 0 | 0 | 0 | 0 | 0 | 0 | 0 | 0 | 0
153090 | YNSE - TPSS System Expansion | 2024 | 2029 | System Access | Customer Initiated Dist Sys Projects | Must Do | 0.0008 | -0.0016 | 0 |  | 19380.6018 | 19380.6018 | 0 | 7.4626e-07 | 50.5361 | 0 | 0 | 0 | 0 | 0 | 0 | 0 | 19330.0657 | 0 | 0 | 0 | 0 | 0 | 0 | 0 | 7.4626e-07 | 0 | 0 | 0 | 0 | 0 | 0 | 0 | 0 | 0
153092 | HaLRT - TPSS 4 System Expansion | 2027 | 2029 | System Access | Customer Initiated Dist Sys Projects | Must Do | 0 | 9187117.0264 | 0 |  | 11735.8262 | 19380.6018 | 0 | -7644.7756 | 50.5361 | 0 | 0 | 0 | 0 | 0 | 0 | 0 | 19330.0657 | 0 | 0 | 0 | 0 | 0 | 0 | 0 | -7644.7756 | 0 | 0 | 0 | 0 | 0 | 0 | 0 | 0 | 0
153093 | Purchase of an OMICRON ARCO400 Test Set - West Region | 2025 | 2025 | General Plant | Tools, Shop and garage Equipment | New to Scenario | 65459.7243 | 0 | 0 |  | 2655.2611 | 1225.0503 | 1430.2108 | 0 | 122.505 | 0 | 0 | 0 | 0 | 0 | 0 | 0 | 183.7575 | 918.7877 | 0 | 0 | 0 | 0 | 0 | 20.7751 | 0 | 0 | 0 | 0 | 39.6706 | 0 | 0 | 1237.5298 | 0 | 132.2354
153094 | Planning Tools and Automation | 2025 | 2034 | General Plant | Information Technology Systems | New to Scenario | 92653.5265 | 6325217.4402 | 661624.7657 | 0 | 15210.0698 | 7461.8201 | 13643.1133 | -5894.8636 | 99.4719 | 0 | 2565.3273 | 0 | 2460.62 | 0 | 0 | 0 | 2336.4009 | 0 | 0 | 6220.9181 | 0 | 0 | 0 | 6180.2915 | -5894.8636 | 0 | 0 | 942.3651 | 236.4778 | 0 | 0 | 0 | 0 | 63.0608
153095 | Upgrade of Alectra's LN400 Wireless Field Area Network - Richmond Hill | 2025 | 2027 | System Renewal | Substation Renewal | New to Scenario | 252926.9125 | 58614.684 | 0 | 185892.8255 | 2593.1163 | 1237.7438 | 1664.1932 | -308.8207 | 0 | 0 | 0 | 0 | 12.2549 | 0 | 0 | 0 | 122.5489 | 1102.94 | 0 | 0 | 0 | 0 | 0 | 327.2577 | -308.8207 | 0 | 0 | 0 | 36.9881 | 0 | 0 | 1167.712 | 0 | 132.2354
153096 | New Barrie MS415 2x20MVA for 13.8KV Voltage Conversion | N/A | N/A | System Service | Capacity (Stations) | New to Scenario | 0 | 0 | 7693705.3836 |  | 54119.9837 | 58536.1408 | 371.2064 | -4787.3636 | 0 | 0 | 58536.1408 | 0 | 0 | 0 | 0 | 0 | 0 | 0 | 371.2064 | 0 | 0 | 0 | 0 | 0 | -4787.3636 | 0 | 0 | 0 | 0 | 0 | 0 | 0 | 0 | 0
153097 | New Barrie MS419 20MVA for 13.8KV Voltage Conversion | N/A | N/A | System Service | Capacity (Stations) | New to Scenario | 0 | 0 | 4047461.5275 |  | 56016.6617 | 58536.1408 | 0 | -2519.4791 | 0 | 0 | 58536.1408 | 0 | 0 | 0 | 0 | 0 | 0 | 0 | 0 | 0 | 0 | 0 | 0 | 0 | -2519.4791 | 0 | 0 | 0 | 0 | 0 | 0 | 0 | 0 | 0
153098 | MS415 4.16KV Decommissioning | 2029 | 2029 | System Service | Capacity (Stations) | New to Scenario | 0 | 113534.2167 | 0 |  | 2006.7345 | 2099.0613 | 0 | -92.3268 | 0 | 0 | 0 | 1086.4707 | 722.8651 | 0 | 0 | 0 | 144.8628 | 144.8628 | 0 | 0 | 0 | 0 | 0 | 0 | -92.3268 | 0 | 0 | 0 | 0 | 0 | 0 | 0 | 0 | 0
153100 | On-Line Power Transformers Monitoring - Central South | 2028 | 2036 | System Service | System Control, Comm'ns & Performance | New to Scenario | 0 | 246614.2089 | 368657.8603 |  | 1592.5862 | 16.2662 | 1991.9609 | -415.6409 | 0 | 0 | 0 | 0 | 0 | 0 | 0 | 0 | 0 | 16.2662 | 0 | 0 | 0 | 0 | 0 | 132.0075 | -415.6409 | 0 | 0 | 0 | 0 | 0 | 0 | 1746.6132 | 0 | 113.3402
153101 | Fleet Growth - Central South | 2027 | 2030 | General Plant | Fleet Renewal | Must Do Something | 0 | 6367999.9992 | 0 |  | 751.6751 | 1652.6337 | 4671.4868 | -5572.4454 | 0 | 0 | 0 | 0 | 0 | 0 | 0 | 0 | 1530.2164 | 122.4173 | 0 | 0 | 0 | 0 | 0 | 4503.6224 | -5572.4454 | 0 | 0 | 0 | 167.8644 | 0 | 0 | 0 | 0 | 0
153102 | Fleet Growth - Central North | 2027 | 2030 | General Plant | Fleet Renewal | Must Do Something | 95000 | 5723499.9994 | 0 |  | 1159.1715 | 1652.6337 | 4716.8298 | -5210.292 | 0 | 0 | 0 | 0 | 0 | 0 | 0 | 0 | 1530.2164 | 122.4173 | 0 | 0 | 0 | 0 | 0 | 4503.6224 | -5210.292 | 0 | 0 | 0 | 213.2074 | 0 | 0 | 0 | 0 | 0
153103 | Fleet Growth - East | 2027 | 2030 | General Plant | Fleet Renewal | Must Do Something | 95000 | 8532999.9981 | 0 |  | 1211.7599 | 1652.6337 | 7117.4901 | -7558.364 | 0 | 0 | 0 | 0 | 0 | 0 | 0 | 0 | 1530.2164 | 122.4173 | 0 | 0 | 0 | 0 | 0 | 6904.2828 | -7558.364 | 0 | 0 | 0 | 213.2074 | 0 | 0 | 0 | 0 | 0
153104 | Fleet Growth - West | 2027 | 2030 | General Plant | Fleet Renewal | Must Do Something | 0 | 8098499.9994 | 0 |  | 558.1657 | 1652.6337 | 5617.5542 | -6712.0223 | 0 | 0 | 0 | 0 | 0 | 0 | 0 | 0 | 1530.2164 | 122.4173 | 0 | 0 | 0 | 0 | 0 | 5404.3469 | -6712.0223 | 0 | 0 | 0 | 213.2074 | 0 | 0 | 0 | 0 | 0
153105 | Fleet Growth - South West | 2030 | 2030 | General Plant | Fleet Renewal | Must Do Something | 0 | 400000.0002 | 0 |  | 713.4628 | 581.4822 | 438.3885 | -306.4079 | 0 | 0 | 0 | 0 | 0 | 0 | 0 | 0 | 459.0649 | 122.4173 | 0 | 0 | 0 | 0 | 0 | 225.1811 | -306.4079 | 0 | 0 | 0 | 213.2074 | 0 | 0 | 0 | 0 | 0
153106 | MS418 MS407 and MS408 4.16KV Decommissioning | N/A | N/A | System Service | Capacity (Stations) | New to Scenario | 0 | 0 | 688353.2304 |  | 4130.597 | 4571.323 | 0 | -440.726 | 0 | 0 | 3082.4835 | 770.6209 | 512.7198 | 0 | 0 | 0 | 102.7494 | 102.7494 | 0 | 0 | 0 | 0 | 0 | 0 | -440.726 | 0 | 0 | 0 | 0 | 0 | 0 | 0 | 0 | 0
153107 | Reactive Replacement of P&C Equipment - South West | 2025 | 2031 | System Renewal | Substation Renewal | Must Do | 57860.8795 | 154870.9652 | 0 |  | 3274.5023 | 531.0452 | 2897.9876 | -154.5305 | 0 | 408.4963 | 0 | 0 | 0 | 0 | 0 | 0 | 122.5489 | 0 | 0 | 0 | 1586.8246 | 0 | 0 | 0 | -154.5305 | 0 | 0 | 0 | 0 | 0 | 0 | 0 | 1188.658 | 122.505
153108 | Proactive Replacement of SCADA-Mate Remote Terminal Units -South West | 2029 | 2031 | System Renewal | Substation Renewal | New to Scenario | 0 | 528598.8299 | 0 |  | 1322.829 | 44.0091 | 1683.0963 | -404.2764 | 0 | 0 | 0 | 0 | 0 | 0 | 0 | 0 | 0 | 44.0091 | 0 | 0 | 0 | 0 | 0 | 163.3423 | -404.2764 | 0 | 0 | 0 | 41.6405 | 0 | 0 | 1385.5791 | 0 | 92.5344
153109 | New Wireless FAN to Improve SCADA Communications - Vaughan | 2028 | 2034 | System Service | System Control, Comm'ns & Performance | New to Scenario | 0 | 347512.6725 | 278858.5937 |  | 1478.7283 | 206.0994 | 1725.2376 | -452.6086 | 0 | 0 | 0 | 0 | 6.6484 | 0 | 0 | 0 | 0 | 199.451 | 0 | 0 | 0 | 0 | 0 | 117.9466 | -452.6086 | 0 | 0 | 103.9913 | 31.1974 | 0 | 0 | 1368.1111 | 0 | 103.9913
153110 | Alectra Readiness Project for Market Renewal Program (MRP) | 2025 | 2025 | General Plant | Information Technology Systems | Must Do | 164313.1104 | 0 | 0 |  | 7608.8273 | 7608.8273 | 0 | 0 | 1193.0131 | 0 | 0 | 0 | 3209.2749 | 0 | 0 | 0 | 3206.5393 | 0 | 0 | 0 | 0 | 0 | 0 | 0 | 0 | 0 | 0 | 0 | 0 | 0 | 0 | 0 | 0 | 0
153111 | Feeder 2 integration 4xCct Ductbank - Goreway TS 2 | 2029 | 2030 | System Service | Capacity (Lines) | New to Scenario | 0 | 1203504.6959 | 0 |  | 75973.048 | 76917.7639 | 0 | -944.7158 | 0 | 0 | 76917.7639 | 0 | 0 | 0 | 0 | 0 | 0 | 0 | 0 | 0 | 0 | 0 | 0 | 0 | -944.7158 | 0 | 0 | 0 | 0 | 0 | 0 | 0 | 0 | 0
153112 | New Station - Guelph North-West (Non-Wires Battery) | N/A | N/A | System Service | Capacity (Stations) | New to Scenario | 0 | 0 | 39335797.5363 |  | 43082.715 | 68297.9126 | 0 | -25215.1976 | 0 | 0 | 68297.9126 | 0 | 0 | 0 | 0 | 0 | 0 | 0 | 0 | 0 | 0 | 0 | 0 | 0 | -25215.1976 | 0 | 0 | 0 | 0 | 0 | 0 | 0 | 0 | 0
153113 | On-Line Power Transformers Gas Monitoring Central South | 2028 | 2036 | System Service | System Control, Comm'ns & Performance | New to Scenario | 0 | 870341.1735 | 866505.3759 |  | 2126.2433 | 16.2662 | 3337.3508 | -1227.3737 | 0 | 0 | 0 | 0 | 0 | 0 | 0 | 0 | 0 | 16.2662 | 0 | 0 | 0 | 0 | 0 | 124.4159 | -1227.3737 | 0 | 0 | 0 | 0 | 0 | 0 | 3099.5947 | 0 | 113.3402
153115 | Spadina MS MVI Install | 2029 | 2029 | System Service | System Control, Comm'ns & Performance | New to Scenario | 0 | 161475.5448 | 0 |  | 274.936 | 162.5306 | 243.7184 | -131.313 | 0 | 0 | 22.5811 | 0 | 0 | 0 | 0 | 0 | 61.2279 | 78.7216 | 4.2419 | 0 | 0 | 0 | 0 | 28.6813 | -131.313 | 0 | 0 | 0 | 20.5619 | 0 | 0 | 190.2334 | 0 | 0
153116 | Wentworth MS MVI Install | 2029 | 2030 | System Service | System Control, Comm'ns & Performance | New to Scenario | 0 | 325407.834 | 0 |  | 351.9687 | 249.03 | 359.8271 | -256.8884 | 0 | 0 | 19.134 | 0 | 0 | 0 | 0 | 0 | 172.4939 | 57.402 | 4.0756 | 0 | 0 | 0 | 0 | 27.5574 | -256.8884 | 0 | 0 | 0 | 19.3688 | 0 | 0 | 308.8254 | 0 | 0
153117 | Kenilworth MS MVI Install | 2029 | 2029 | System Service | System Control, Comm'ns & Performance | New to Scenario | 0 | 161475.5448 | 0 |  | 206.4005 | 143.0136 | 194.6999 | -131.313 | 0 | 0 | 22.5811 | 0 | 0 | 0 | 0 | 0 | 52.6892 | 67.7433 | 4.2419 | 0 | 0 | 0 | 0 | 28.6813 | -131.313 | 0 | 0 | 0 | 20.5619 | 0 | 0 | 141.2148 | 0 | 0
153118 | Cope MS MVI Install | 2029 | 2030 | System Service | System Control, Comm'ns & Performance | New to Scenario | 0 | 243441.6876 | 0 |  | 330.2205 | 248.7422 | 275.579 | -194.1007 | 0 | 0 | 19.134 | 0 | 0 | 0 | 0 | 0 | 172.2061 | 57.402 | 4.0756 | 0 | 0 | 0 | 0 | 27.5574 | -194.1007 | 0 | 0 | 0 | 19.3688 | 0 | 0 | 224.5773 | 0 | 0
153119 | Feeder Reliability Improvement - Lisgar MS - 82F5 13.8 kV feeder | N/A | N/A | System Renewal | Underground Asset Renewal | New to Scenario | 0 | 0 | 10286870.1415 |  | 933.5298 | 0 | 7925.5303 | -6992.0004 | 0 | 0 | 0 | 0 | 0 | 0 | 0 | 0 | 0 | 0 | 0 | 0 | 0 | 0 | 0 | 0 | -6992.0004 | 0 | 0 | 0 | 0 | 0 | 0 | 7925.5303 | 0 | 0
153121 | Reliability Improvement to Customers on River Rd, 42M9 | N/A | N/A | System Renewal | Overhead Asset Renewal | New to Scenario | 0 | 0 | 5405085.7463 |  | 462.9173 | 513.7472 | 3497.3054 | -3548.1353 | 0 | 0 | 0 | 0 | 0 | 0 | 0 | 0 | 513.7472 | 0 | 0 | 0 | 0 | 0 | 0 | 102.3352 | -3548.1353 | 0 | 0 | 0 | 0 | 0 | 0 | 3394.9702 | 0 | 0
153122 | Procurement & Installation of Infrared Cameras | 2025 | 2037 | System Service | Safety & Security | New to Scenario | 0 | 399634.2614 | 689808.022 |  | 1018.6478 | 138.5428 | 1600.2418 | -720.1368 | 0 | 0 | 0 | 0 | 0 | 0 | 0 | 0 | 0 | 138.5428 | 0 | 0 | 0 | 0 | 0 | 55.0616 | -720.1368 | 0 | 0 | 0 | 11.4905 | 0 | 0 | 1429.231 | 0 | 104.4587
153123 | MTS1 - Wildlife Protection | 2025 | 2027 | System Service | System Control, Comm'ns & Performance | New to Scenario | 149619.6237 | 0.0101 | 0 |  | 3814.5125 | 444.1614 | 3370.3511 | -9.0032e-06 | 0 | 0 | 0 | 0 | 195.0785 | 0 | 0 | 0 | 191.6022 | 57.4807 | 0 | 0 | 0 | 0 | 0 | 83.9858 | -9.0032e-06 | 0 | 0 | 0 | 1.3005 | 0 | 0 | 3285.0648 | 0 | 0
153125 | Upgrade Design Drafting Software Cycle | 2025 | 2031 | General Plant | Information Technology Systems | New to Scenario | 23099.9976 | 23386.8744 | 0 | 96946.6286 | 2340.7814 | 73.9219 | 2353.6886 | -86.8292 | 0 | 0 | 0 | 0 | 0 | 4.8359 | 69.086 | 0 | 0 | 0 | 0 | 0 | 1886.1996 | 0 | 0 | 0 | -86.8292 | 0 | 37.724 | 0 | 297.5296 | 0 | 0 | 0 | 0 | 132.2354
153126 | Alectra's SPIDACalc Version Upgrade | 2028 | 2028 | General Plant | Information Technology Systems | New to Scenario | 0 | 93884.436 | 0 |  | 1605.644 | 533.5836 | 1153.1108 | -81.0505 | 26.1768 | 0 | 0 | 0 | 0 | 366.4753 | 140.9315 | 0 | 0 | 0 | 0 | 0 | 859.9306 | 0 | 0 | 0 | -81.0505 | 0 | 0 | 0 | 188.473 | 0 | 0 | 0 | 0 | 104.7072
153134 | HaLRT TPSS 8 Expansion | 2031 | 2031 | System Access | Customer Initiated Dist Sys Projects | Must Do | 0 | 3098659.3668 | 0 |  | -2004.9355 | 230.9674 | 0 | -2235.9029 | 7.2157 | 0 | 0 | 0 | 0 | 0 | 0 | 0 | 223.7517 | 0 | 0 | 0 | 0 | 0 | 0 | 0 | -2235.9029 | 0 | 0 | 0 | 0 | 0 | 0 | 0 | 0 | 0
153137 | Control Room Expansion | N/A | N/A | General Plant | Facilities Management | New to Scenario | 0 | 0 | 1220183.6576 |  | -729.3455 | 6.5592 | 0 | -735.9047 | 0 | 0 | 0 | 0 | 0 | 0 | 0 | 0 | 6.5592 | 0 | 0 | 0 | 0 | 0 | 0 | 0 | -735.9047 | 0 | 0 | 0 | 0 | 0 | 0 | 0 | 0 | 0
153138 | Enhancing DER Detection | N/A | N/A | General Plant | Information Technology Systems | New to Scenario | 0 | 0 | 356517.6168 |  | 27.2876 | 0 | 262.513 | -235.2254 | 0 | 0 | 0 | 0 | 0 | 0 | 0 | 0 | 0 | 0 | 0 | 0 | 0 | 0 | 0 | 219.5385 | -235.2254 | 0 | 14.3248 | 0 | 0 | 0 | 0 | 0 | 0 | 28.6497
153139 | Outage Restoration: Enhancing Predictions & Customer Experiences | 2028 | 2029 | General Plant | Information Technology Systems | New to Scenario | 0 | 324836.4444 | 0 |  | 716.3609 | 219.6639 | 769.0112 | -272.3142 | 0 | 0 | 0 | 0 | 0 | 0 | 0 | 0 | 219.6639 | 0 | 0 | 0 | 0 | 0 | 0 | 173.0308 | -272.3142 | 0 | 559.592 | 0 | 0 | 0 | 0 | 0 | 0 | 36.3884
153140 | Enhancing C&I Meter Change Verification | 2027 | 2028 | General Plant | Information Technology Systems | New to Scenario | 0 | 429776.1304 | 0 | 31067.4928 | 1677.6827 | 1392.2402 | 695.6054 | -410.1629 | 0 | 0 | 0 | 0 | 329.7411 | 0 | 0 | 0 | 1062.4991 | 0 | 0 | 0 | 0 | 0 | 0 | 657.7184 | -410.1629 | 0 | 0 | 0 | 0 | 0 | 0 | 0 | 0 | 37.887
153141 | Enhanced Material Forecasting | 2028 | 2029 | General Plant | Information Technology Systems | New to Scenario | 0 | 325646.8076 | 0 |  | 399.9042 | 237.1082 | 435.7935 | -272.9976 | 0 | 0 | 0 | 0 | 21.1176 | 0 | 0 | 0 | 151.7126 | 64.2781 | 0 | 0 | 0 | 0 | 0 | 399.4051 | -272.9976 | 0 | 0 | 0 | 0 | 0 | 0 | 0 | 0 | 36.3884
153145 | Install 2nd 27.6kV cct on King Vaughan Rd from Keele St to Jane St | 2025 | 2025 | System Service | Capacity (Lines) | In-Flight - Not Pausable | 305006.9904 | 0 | 0 |  | 661.1769 | 661.1769 | 0 | 0 | 0 | 0 | 661.1769 | 0 | 0 | 0 | 0 | 0 | 0 | 0 | 0 | 0 | 0 | 0 | 0 | 0 | 0 | 0 | 0 | 0 | 0 | 0 | 0 | 0 | 0 | 0
153146 | Install ductbanks crossing 16th Ave and reroute feeder 12M10 and 12M11 from Buttonville TS | 2024 | 2025 | System Service | Capacity (Lines) | In-Flight - Not Pausable | 1016702.049 | 0 | 0 |  | 1875.2054 | 1570.6085 | 304.5969 | 0 | 0 | 0 | 1570.6085 | 0 | 0 | 0 | 0 | 0 | 0 | 0 | 304.5969 | 0 | 0 | 0 | 0 | 0 | 0 | 0 | 0 | 0 | 0 | 0 | 0 | 0 | 0 | 0
153229 | Customer Initiated Distribution System Expansion Project - 2395 Speakman Drive | 2025 | 2028 | System Access | Customer Initiated Dist Sys Projects | Must Do | 4086.4382 | 10612385.1577 | 0 |  | 58311.7047 | 44881.3552 | 22782.6801 | -9352.3307 | 119.0118 | 0 | 0 | 0 | 0 | 0 | 0 | 0 | 44762.3433 | 0 | 0 | 0 | 0 | 0 | 22782.6801 | 0 | -9352.3307 | 0 | 0 | 0 | 0 | 0 | 0 | 0 | 0 | 0
153230 | Customer Initiated Distribution System Expansion - Toronto Gore (Block 47) | 2026 | 2029 | System Access | Customer Initiated Dist Sys Projects | Must Do | 148837.2238 | 15308418.9782 | 0 |  | 31038.3236 | 0 | 44036.0337 | -12997.7101 | 0 | 0 | 0 | 0 | 0 | 0 | 0 | 0 | 0 | 0 | 0 | 0 | 0 | 0 | 44036.0337 | 0 | -12997.7101 | 0 | 0 | 0 | 0 | 0 | 0 | 0 | 0 | 0
153231 | Customer Initiated Distribution System Expansion (East South) - Angus Glen Developments | 2027 | 2028 | System Access | Customer Initiated Dist Sys Projects | Must Do | 0 | 11095622.4339 | 0 |  | 110.2545 | 110.2545 | 9864.8941 | -9864.8941 | 110.2545 | 0 | 0 | 0 | 0 | 0 | 0 | 0 | 0 | 0 | 0 | 0 | 0 | 0 | 9864.8941 | 0 | -9864.8941 | 0 | 0 | 0 | 0 | 0 | 0 | 0 | 0 | 0
153232 | Customer Initiated Distribution System Expansion Project - Block 48 Torbram Rd and Mayfield Rd | 2025 | 2028 | System Access | Customer Initiated Dist Sys Projects | Must Do | 1136874.4598 | 3213154.965 | 0 |  | 28168.8913 | 0 | 32195.2647 | -4026.3735 | 0 | 0 | 0 | 0 | 0 | 0 | 0 | 0 | 0 | 0 | 0 | 0 | 0 | 0 | 32195.2647 | 0 | -4026.3735 | 0 | 0 | 0 | 0 | 0 | 0 | 0 | 0 | 0
153233 | Customer Initiated Distribution System Expansion (East South) - Block 27 | 2026 | 2028 | System Access | Customer Initiated Dist Sys Projects | Must Do | 2500257 | 5936400.6648 | 0 |  | 1151.3173 | 1151.3173 | 7720.2627 | -7720.2627 | 1151.3173 | 0 | 0 | 0 | 0 | 0 | 0 | 0 | 0 | 0 | 0 | 0 | 0 | 0 | 7720.2627 | 0 | -7720.2627 | 0 | 0 | 0 | 0 | 0 | 0 | 0 | 0 | 0
153234 | Customer Initiated Distribution System Expansion (East South) - Hwy 48 | 2026 | 2027 | System Access | Customer Initiated Dist Sys Projects | Must Do | 3700977.9449 | 2511230.3421 | 0 |  | 119.0118 | 119.0118 | 5902.6713 | -5902.6713 | 119.0118 | 0 | 0 | 0 | 0 | 0 | 0 | 0 | 0 | 0 | 0 | 0 | 0 | 0 | 5902.6713 | 0 | -5902.6713 | 0 | 0 | 0 | 0 | 0 | 0 | 0 | 0 | 0
153236 | Customer Initiated Distribution System Expansion Project - Block 52 Mississauga Rd & Williams Pkwy | 2025 | 2033 | System Access | Customer Initiated Dist Sys Projects | Must Do | 192596.5138 | 29034845.7258 | 10869944.8016 |  | 1833.4989 | 0 | 32195.2647 | -30361.7659 | 0 | 0 | 0 | 0 | 0 | 0 | 0 | 0 | 0 | 0 | 0 | 0 | 0 | 0 | 32195.2647 | 0 | -30361.7659 | 0 | 0 | 0 | 0 | 0 | 0 | 0 | 0 | 0