## Model Inputs
Data Required for Cost Benchmarking
Canadian Niagara Power Inc.
Test Year
Select Distributor from Dropdown Box: |  |  |  | Canadian Niagara Power Inc. | History | History | History | Bridge Year | Additonal Years for Custom IR Filings
Required Item |  |  |  |  | 2023 | 2024 | 2025 | 2026 | 2027 | 2028 | 2029 | 2030 | 2031 | The values provided for 2025-2031 are placeholder values that must be replaced
Gross Capital Cost Additions Data
1 |  | Total Gross Capital Additions |  |  | 18180000 | 18302000 | 18905899.37 | 10930857.88 | 21197183.73 | 18213703.1879 | 25395269.5533 | 22128584.6654 | 19205463.6278 | Enter Values
2 |  | HV Gross Capital Additions |  |  | 0 | 0 | 0 | 0 | 0 | 0 | 0 | 0 | 0 | Enter Values
Output and Other Business Conditions
3 |  | Number of Customers |  |  | 30434 | 30921 | 31123.7806 | 31451.4792 | 31681.6201 | 31913.4449 | 32146.9661 | 32382.1961 | 32619.1473 | Enter Values
4 |  | Delivery Volume |  |  | 479765521.32 | 485819444.01 | 503346495.2438 | 492328477.1753 | 493220666.9337 | 494114473.5041 | 495009899.8164 | 495906948.8058 | 496805623.4131 | Enter Values
5 |  | Annual Peak Demand |  |  | 98750 | 103988 | 110706 | 108282.6977 | 108478.9259 | 108675.5097 | 108872.4497 | 109069.7466 | 109267.401 | Enter Values
6 |  | Distribution Circuit-km |  |  | 1623 | 1663 | 1633 | 1633 | 1633 | 1633 | 1633 | 1633 | 1633 | Enter Values
7 |  | Ten Year Customer Growth Percentage |  |  | 7.424% | 8.013% | 8.062% | 8.779% | 8.648% | 8.728% | 8.742% | 8.582% | 8.23% | Enter Values
Inflation Measures
8 |  | Wage Growth |  |  | 2% | 2% | 3.2% | 4.9% | 4.9% | 4.9% | 4.9% | 4.9% | 4.9% | Enter values. The value provided is an arbitrary placeholder. | The applicability of the wage index used in the benchmarking analysis has been reviewed by the OEB. Please refer to EB-2021-0212 and subsequent proceedings for policy regarding inflation measures.
9 |  | Growth in Economy-wide Inflation |  |  | 2% | 2% | 3.7% | 3.2% | 3.2% | 3.2% | 3.2% | 3.2% | 3.2% | Enter values. The value provided is an arbitrary placeholder.
10 |  | Rate of Return (WACC) |  |  | 6.668% | 6.498% | 6.28% | 6.4% | 6.4% | 6.4% | 6.4% | 6.4% | 6.4% | Enter Values. The default value provided is for 2024.
OM&A Expenses Included in Cost Benchmarking
|  |  | N | Use Method 1 [1A - 1B + 1C] | 10650777.93 | 11031694.47 | 0 | 0 | 0 | 0 | 0 | 0 | 0 | Formula
Choose a Method:
|  |  | Y | Use Method 2 [2A - 2B + 2C] | 10655338.24 | 11036705.55 | 11311748.26 | 11233585.6 | 12009484.4799 | 12454850.443 | 12916739.4834 | 13395764.6072 | 13892561.563 | Formula
11 |  |  | OM&A Values Transfered to Calculations Worksheet |  | 10655338.24 | 11036705.55 | 11311748.26 | 11233585.6 | 12009484.4799 | 12454850.443 | 12916739.4834 | 13395764.6072 | 13892561.563 | Formula
|  | Method 1: Enter Values Calculated Elsewhere |  |  | 2025: Enter Values Supported by Separate Calculations
|  | 1A | Total OM&A Consistent with accounts included in [2B] |  | 2023: 10650777.93; 2024: 11031694.47 | Enter Values
|  | 1B | HV Cost (Accounts 5014, 5015, and 5112) if included in total |  | 2023: 0; 2024: 0 | Enter Values
|  | 1C | LV Adjustment | [10 empty] | Enter Values
Method 2: Enter Detailed Data
OM&A Data
|  |  | 5005 | Operation Supervision and Engineering | 89004.46 | 123734.35 | 91102.57 | 177348.24 | 186624.12 | 193547.8749 | 200728.501 | 208175.5284 | 215898.8405 | Enter Values
|  |  | 5010 | Load Dispatching | 222744.45 | 294919.48 | 250990.96 | 347015.76 | 362273.76 | 375714.1165 | 389653.1102 | 404109.2406 | 419101.6934 | Enter Values
|  |  | 5012 | Station Buildings and Fixtures | 190292.69 | 229950.89 | 256078.62 | 171437.04 | 172470.6 | 178869.2593 | 185505.3088 | 192387.5557 | 199525.1341 | Enter Values
|  |  | 5014 | Transformer Station Equipment - Operation Labor | 0 | 0 | 0 | 0 | 0 | 0 | 0 | 0 | 0 | Enter Values
|  |  | 5015 | Transformer Station Equipment - Operation Supplies and Expenses | 0 | 0 | 0 | 0 | 0 | 0 | 0 | 0 | 0 | Enter Values
|  |  | 5016 | Distribution Station Equipment - Operation Labor | 12708.82 | 19243.72 | 19469.73 | 54971.16 | 56621.4 | 58722.0539 | 60900.6421 | 63160.056 | 65503.294 | Enter Values
|  |  | 5017 | Distribution Station Equipment - Operation Supplies and Expenses | 20388.55 | 29041.43 | 32147.74 | 116194.32 | 123772.32 | 128364.2731 | 133126.5876 | 138065.584 | 143187.8172 | Enter Values
|  |  | 5020 | Overhead Distribution Lines and Feeders - Operation Labor | 94785.65 | 109662.87 | 132354.9 | 110279.76 | 130496.64 | 135338.0653 | 140359.1076 | 145566.4305 | 150966.945 | Enter Values
|  |  | 5025 | Overhead Distribution Lines and Feeders - Operation Supplies and Expenses | 25877.54 | 11166.15 | 39918.15 | 35000.04 | 35000.04 | 36298.5415 | 37645.2174 | 39041.8549 | 40490.3078 | Enter Values
|  |  | 5035 | Overhead Distribution Transformers - Operation | 39621.98 | 30885.68 | 22479.54 | 44274 | 49045.32 | 50864.9014 | 52751.9892 | 54709.088 | 56738.7952 | Enter Values
|  |  | 5040 | Underground Distribution Lines and Feeders - Operation Labor | 99153.84 | 88541.23 | 99188.72 | 35879.4 | 48355.68 | 50149.6757 | 52010.2287 | 53939.8082 | 55940.9751 | Enter Values
|  |  | 5045 | Underground Distribution Lines and Feeders - Operation Supplies and Expenses | 208295.85 | 189274.08 | 196965.69 | 194000.04 | 194000.04 | 201197.4415 | 208661.8666 | 216403.2218 | 224431.7813 | Enter Values
|  |  | 5055 | Overhead Distribution Lines and Feeders | 3060.8 | 10466.18 | 0 | 10380.36 | 11514.84 | 11942.0406 | 12385.0903 | 12844.5771 | 13321.1109 | Enter Values
|  |  | 5065 | Meter Expense | 371579.18 | 361296.9 | 372786.81 | 371656.56 | 406536.24 | 421618.7345 | 437260.7896 | 453483.1648 | 470307.3903 | Enter Values
|  |  | 5070 | Customer Premises - Operation Labor | 4357.34 | 5634.04 | 2071.54 | 0 | 0 | 0 | 0 | 0 | 0 | Enter Values
|  |  | 5075 | Customer Premises - Operation Materials and Supplies | 1822.62 | 468 | 4497.47 | 0 | 0 | 0 | 0 | 0 | 0 | Enter Values
|  |  | 5085 | Miscellaneous Distribution Expense | 677238.08 | 621162.43 | 725380.41 | 681799.6 | 729211.09 | 756264.8214 | 784322.2463 | 813420.6017 | 843598.506 | Enter Values
|  |  | 5090 | Underground Distribution Lines and Feeders - Rental Paid | 959.89 | 4955 | 5740.45 | 0 | 0 | 0 | 0 | 0 | 0 | Enter Values
|  |  | 5095 | Overhead Distribution Lines and Feeders - Rental Paid | 47653.17 | 63928.33 | 71333.34 | 60000 | 65000.04 | 67411.5415 | 69912.5097 | 72506.2638 | 75196.2462 | Enter Values
|  |  | 5096 | Other Rent (Distribution) | 0 | 0 | 0 | 0 | 0 | 0 | 0 | 0 | 0 | Enter Values
|  |  |  | Subtotal: Operation | 2109544.91 | 2194330.76 | 2322506.64 | 2410236.28 | 2570922.13 | 2666303.341 | 2765223.195 | 2867812.9755 | 2974208.8369 | Formula
|  |  | 5105 | Maintenance Supervision and Engineering | 28027.35 | 18573.26 | 17905.59 | 37048.92 | 39506.28 | 40971.963 | 42492.0228 | 44068.4769 | 45703.4174 | Enter Values
|  |  | 5110 | Maintenance of Buildings and Fixtures | 254145.92 | 89074.23 | 80415.57 | 73612.32 | 77793 | 80679.1203 | 83672.3157 | 86776.5586 | 89995.9689 | Enter Values
|  |  | 5112 | Maintenance of Transformer Station Equipment | 0 | 0 | 0 | 0 | 0 | 0 | 0 | 0 | 0 | Enter Values
|  |  | 5114 | Maintenance of Distribution Station Equipement | 56890.22 | 46545.35 | 123851.57 | 37294.8 | 39657.12 | 41128.3992 | 42654.2628 | 44236.7359 | 45877.9188 | Enter Values
|  |  | 5120 | Maintenance of Poles, Towers and Fixtures | 158475.01 | 129218.61 | 135473.92 | 117121.32 | 128785.32 | 133563.2554 | 138518.4521 | 143657.4867 | 148987.1795 | Enter Values
|  |  | 5125 | Maintenance of Overhead Conductors and Devices | 576735.54 | 446966.64 | 400755.86 | 459885 | 545334.36 | 565566.2648 | 586548.7732 | 608309.7327 | 630878.0237 | Enter Values
|  |  | 5130 | Maintenance of Overhead Services | 399633.72 | 266889.77 | 293859.24 | 199788.24 | 236139.36 | 244900.1303 | 253985.9251 | 263408.8029 | 273181.2695 | Enter Values
|  |  | 5135 | Overhead Distribution Lines and Feeders - Right of Way | 624459.52 | 610107.96 | 667440.17 | 666646.2 | 679676.52 | 704892.5189 | 731044.0313 | 758165.7649 | 786293.7148 | Enter Values
|  |  | 5145 | Maintenance of Underground Conduit | 2449.9 | 25136.17 | -17310.22 | 6866.52 | 7518.36 | 7797.2912 | 8086.5707 | 8386.5824 | 8697.7246 | Enter Values
|  |  | 5150 | Maintenance of Underground Conductors and Devices | 38037.13 | 34573.52 | 46960.55 | 27323.04 | 29875.44 | 30983.8188 | 32133.3185 | 33325.4646 | 34561.8394 | Enter Values
|  |  | 5155 | Maintenance of Underground Services | 84330.54 | 76966.8 | 74250.13 | 66431.04 | 73197.14 | 75912.7539 | 78729.1171 | 81649.9673 | 84679.1811 | Enter Values
|  |  | 5160 | Maintenance of Line Transformers | 93177.79 | 86168.42 | 90169.75 | 89811.36 | 109048.2 | 113093.8882 | 117289.6715 | 121641.1183 | 126154.0038 | Enter Values
|  |  | 5175 | Maintenance of Meters | 449224.64 | 546425.62 | 538891.13 | 446076.12 | 514679.63 | 533774.2443 | 553577.2687 | 574114.9854 | 595414.6514 | Enter Values
|  |  |  | Subtotal: Maintenance | 2765587.28 | 2376646.35 | 2452663.26 | 2227904.88 | 2481210.73 | 2573263.6481 | 2668731.7294 | 2767741.6766 | 2870424.8928 | Formula
|  |  | 5305 | Supervision (Billing and Collection) | 149590.32 | 144205.08 | 157951.88 | 125965.68 | 119749.32 | 124192.0198 | 128799.5437 | 133578.0068 | 138533.7508 | Enter Values
|  |  | 5310 | Meter Reading Expense | 46796.5 | 92779.97 | 75489.72 | 102453.96 | 132794.76 | 137721.4456 | 142830.9112 | 148129.938 | 153625.5587 | Enter Values
|  |  | 5315 | Customer Billing | 374411.07 | 355814.27 | 383645.81 | 431755.56 | 434667.72 | 450793.8924 | 467518.3458 | 484863.2765 | 502851.704 | Enter Values
|  |  | 5320 | Collecting | 396855.63 | 431412.53 | 374331.65 | 444177 | 417531.12 | 433021.5246 | 449086.6231 | 465747.7368 | 483026.9779 | Enter Values
|  |  | 5325 | Collecting - Cash Over and Short | 0 | 0 | 0 | 0 | 0 | 0 | 0 | 0 | 0 | Enter Values
|  |  | 5330 | Collection Charges | 0 | 0 | 0 | 0 | 0 | 0 | 0 | 0 | 0 | Enter Values
|  |  | 5340 | Miscellaneous Customer Account Expenses | 569669.2 | 547775.36 | 545512.79 | 565554.76 | 545733.32 | 565980.0262 | 586977.8851 | 608754.7647 | 631339.5665 | Enter Values
|  |  |  | Subtotal : Billing and Collections | 1537322.72 | 1571987.21 | 1536931.85 | 1669906.96 | 1650476.24 | 1711708.9085 | 1775213.309 | 1841073.7228 | 1909377.5579 | Formula
|  |  | 5405 | Supervision (Community Relations) | 0 | 0 | 0 | 0 | 0 | 0 | 0 | 0 | 0 | Enter Values
|  |  | 5410 | Community Relations - Sundry | 0 | 102.59 | 0 | 0 | 0 | 0 | 0 | 0 | 0 | Enter Values
|  |  | 5420 | Community Safety Program | 3900 | 1950 | 1960 | 8000.04 | 8000.04 | 8296.8415 | 8604.6543 | 8923.887 | 9254.9632 | Enter Values
|  |  | 5425 | Miscellaneous Customer Service and Informational Expenses | 57574.21 | 79911.38 | 148122.77 | 85991.4 | 84088.92 | 87208.6189 | 90444.0587 | 93799.5333 | 97279.496 | Enter Values
|  |  |  | Subtotal: Community Relations | 61474.21 | 81963.97 | 150082.77 | 93991.44 | 92088.96 | 95505.4604 | 99048.713 | 102723.4202 | 106534.4591 | Formula
|  |  | 5605 | Executive Salaries and Expenses | 553943.88 | 683221.24 | 0 | 0 | 0 | 0 | 0 | 0 | 0 | Enter Values
|  |  | 5610 | Management Salaries and Expenses | 705305.96 | 777964.25 | 0 | 0 | 0 | 0 | 0 | 0 | 0 | Enter Values
|  |  | 5615 | General Administrative Salaries and Expenses | 4419087.83 | 4749650.98 | 6356870.57 | 6789152.6 | 7335846.52 | 7608006.4259 | 7890263.4643 | 8182992.2388 | 8486581.2509 | Enter Values
|  |  | 5620 | Office Supplies | 612858.94 | 560015.69 | 592533.03 | 568086 | 601494.12 | 623809.5519 | 646952.8862 | 670954.8383 | 695847.2628 | Enter Values
|  |  | 5625 | Administrative Expense Transferred - Credit | -5371273.35 | -5647774.53 | -5932560.66 | -6439032.36 | -7146457.8 | -7411591.3844 | -7686561.4247 | -7971732.8536 | -8267484.1425 | Enter Values
|  |  | 5630 | Outside Services Employed | 643874.21 | 879176.47 | 842958.97 | 976835.76 | 1050936 | 1089925.7256 | 1130361.97 | 1172298.3991 | 1215790.6697 | Enter Values
|  |  | 5640 | Injuries and Damages | 0 | 0 | 0 | 0 | 0 | 0 | 0 | 0 | 0 | Enter Values
|  |  | 5645 | OMERS Pensions and Benefits | 1129591.28 | 1056259.5 | 1168719.34 | 1227410.08 | 1483796.88 | 1538845.7442 | 1595936.9214 | 1655146.1811 | 1716552.1045 | Enter Values
|  |  | 5646 | Employee Pensions and OPEB | 0 | 0 | 0 | 0 | 0 | 0 | 0 | 0 | 0 | Enter Values
|  |  | 5647 | Employee Sick Leave | 0 | 0 | 0 | 0 | 0 | 0 | 0 | 0 | 0 | Enter Values
|  |  | 5650 | Franchise Requirements | 0 | 0 | 0 | 0 | 0 | 0 | 0 | 0 | 0 | Enter Values
|  |  | 5655 | Regulatory Expenses | 210920.85 | 247014.38 | 249209.26 | 297172.68 | 438722.04 | 454998.6277 | 471879.0768 | 489385.7905 | 507542.0033 | Enter Values
|  |  | 5665 | Miscellaneous General Expenses | 937764.37 | 1128085.9 | 940130.37 | 950155.04 | 1004063.52 | 1041314.2766 | 1079947.0363 | 1120013.0713 | 1161565.5562 | Enter Values
|  |  | 5670 | Rent (Administrative and General) | 418521.48 | 426891.84 | 547918.28 | 444138.24 | 465421.48 | 482688.6169 | 500596.3646 | 519168.4897 | 538429.6407 | Enter Values
|  |  | 5672 | Lease Payment Expense | 0 | 0 | 23314.08 | 17500.08 | 22920 | 23770.332 | 24652.2113 | 25566.8084 | 26515.3369 | Enter Values
|  |  | 5675 | Maintenance of General Plant | -180677.52 | -180768.62 | -87761.14 | -159586.32 | -208630.7001 | -216370.8991 | -224398.2594 | -232723.4349 | -241357.4743 | Enter Values
|  |  | 5680 | Electrical Safety Authority Fees | 16344 | 17194 | 17644.26 | 19500 | 19699.92 | 20430.787 | 21188.7692 | 21974.8726 | 22790.1403 | Enter Values
|  |  |  | Sutotal: A&G Expenses | 4096261.93 | 4696931.1 | 4718976.36 | 4691331.8 | 5067811.9799 | 5255827.8044 | 5450819.0159 | 5653044.4014 | 5862772.3487 | Formula
|  |  | 5635 | Property Insurance | 80586.88 | 109835.08 | 125576.3 | 135203.16 | 141963.36 | 147230.2007 | 152692.4411 | 158357.3307 | 164232.3876 | Enter Values
|  |  | 6210 | Life Insurance | 0 | 0 | 0 | 0 | 0 | 0 | 0 | 0 | 0 | Enter Values
|  |  |  | Subtotal: Insurance | 80586.88 | 109835.08 | 125576.3 | 135203.16 | 141963.36 | 147230.2007 | 152692.4411 | 158357.3307 | 164232.3876 | Formula
|  |  | 5515 | Advertinsing | 0 | 0 | 0 | 0 | 0 | 0 | 0 | 0 | 0 | Enter Values
|  |  |  | Subtotal Advertising | 0 | 0 | 0 | 0 | 0 | 0 | 0 | 0 | 0 | Formula
|  |  | 2A | Total of Above Accounts Used for Benchmarking | 10650777.93 | 11031694.47 | 11306737.18 | 11228574.52 | 12004473.3999 | 12449839.363 | 12911728.4034 | 13390753.5272 | 13887550.483 | Formula
Adjustments to OM&A for Benchmarking
|  |  |  | 5014 | 0 | 0 | 0 | 0 | 0 | 0 | 0 | 0 | 0 | Formula
|  |  |  | 5015 | 0 | 0 | 0 | 0 | 0 | 0 | 0 | 0 | 0 | Formula
|  |  |  | 5112 | 0 | 0 | 0 | 0 | 0 | 0 | 0 | 0 | 0 | Formula
|  |  | 2B | Subtotal: HV Adjustment (to subtract from cost) | 0 | 0 | 0 | 0 | 0 | 0 | 0 | 0 | 0 | Formula
|  |  | 2C | LV Adjustment | 4560.31 | 5011.08 | 5011.08 | 5011.08 | 5011.08 | 5011.08 | 5011.08 | 5011.08 | 5011.08 | Enter Values

## Benchmarking Calculations
Benchmarking Calculations for LDC Forecasting | [15 empty] | Used to populate the drop down box
| Selected LDC from the Model Inputs Worksheet: |  |  | Canadian Niagara Power Inc. | [10 empty] | 1 | Click to Choose a Distributor | Alectra Utilities Corporation | Algoma Power Inc. | Atikokan Hydro Inc. | Bluewater Power Distribution Corporation | Burlington Hydro Inc. | Canadian Niagara Power Inc. | Centre Wellington Hydro Ltd. | Cooperative Hydro Embrun Inc. | E.L.K. Energy Inc. | Elexicon Energy Inc. | Entegrus Powerlines Inc. | ENWIN Utilities Ltd. | EPCOR Electricity Distribution Ontario Inc. | ERTH Power Corporation | Essex Powerlines Corporation | Festival Hydro Inc. | Fort Frances Power Corporation | Greater Sudbury Hydro Inc. | Grimsby Power Incorporated | Halton Hills Hydro Inc. | Hearst Power Distribution Company Limited | Hydro 2000 Inc. | Hydro Hawkesbury Inc. | Hydro One Networks Inc. | Hydro Ottawa Limited | Innpower Corporation | Kingston Hydro Corporation | Lakefront Utilities Inc. | Lakeland Power Distribution Ltd. | London Hydro Inc. | Milton Hydro Distribution Inc. | Newmarket-Tay Power Distribution Ltd. | Niagara Peninsula Energy Inc. | Niagara-on-the-Lake Hydro Inc. | North Bay Hydro Distribution Limited | Northern Ontario Wires Inc. | Oakville Hydro Electricity Distribution Inc. | Orangeville Hydro Limited | Oshawa PUC Networks Inc. | Ottawa River Power Corporation | PUC Distribution Inc. | Renfrew Hydro Inc. | Rideau St. Lawrence Distribution Inc. | Sioux Lookout Hydro Inc. | Synergy North Corporation | Tillsonburg Hydro Inc. | Toronto Hydro-Electric System Limited | Wasaga Distribution Inc. | Welland Hydro-Electric System Corp. | Wellington North Power Inc. | Westario Power Inc. | Enova Power Corp. | GrandBridge Energy Inc.
[7 empty] | Forecasted Values | [7 empty] | 2
| Line Reference Number |  | Row Number on 2.1.7 | Account | 2023 | 2024 | 2025 | 2026 | 2027 | 2028 | 2029 | 2030 | 2031 | Data Item Number | 3 |  | 2024 | 2024 | 2024 | 2024 | 2024 | 2024 | 2024 | 2024 | 2024 | 2024 | 2024 | 2024 | 2024 | 2024 | 2024 | 2024 | 2024 | 2024 | 2024 | 2024 | 2024 | 2024 | 2024 | 2024 | 2024 | 2024 | 2024 | 2024 | 2024 | 2024 | 2024 | 2024 | 2024 | 2024 | 2024 | 2024 | 2024 | 2024 | 2024 | 2024 | 2024 | 2024 | 2024 | 2024 | 2024 | 2024 | 2024 | 2024 | 2024 | 2024 | 2024 | 2024 | 2024
4
Section 1: Source Data and OM&A Calculations | [14 empty] | 5
6
| 1 | OM&A Data (Detail may be hidden or expanded using the +/- buttons to the left of the row numbers) | [12 empty] | 7
| 2 | 5005 | 2 | Operation Supervision and Engineering | 89004.46 | 123734.35 | [8 empty] | 8 |  | 9022995.71 | 112690.9 | 40670.42 | 637119 | 0 | 123734.35 | 93906.89 | 0 | 123114.7 | 3256907.75 | 878479.88 | 2738440.65 | 357799.94 | 406025.75 | 56432.9 | 125511.8 | 170666.22 | 1597800.96 | 167296.43 | 451575.04 | 0 | 0 | 0 | 5242060.98 | 8811174.25 | 384622.23 | 294655.12 | 31464.97 | 0 | 2170961.07 | 0 | 856378.03 | 869865.82 | 57765.73 | 401555 | 203021.55 | 3531413.23 | 655403.01 | 230378.54 | 122981.33 | 550871.91 | 56430.07 | 241311.49 | 0 | 378446.19 | 124466.44 | 21821156.41 | 0 | 321730.15 | 120863.71 | 0 | 1436816.75 | 1847198.99
| 3 | 5010 | 3 | Load Dispatching | 222744.45 | 294919.48 | [8 empty] | 9 |  | 13478739.43 | 125684.14 | 0 | 235914 | 1618163.04 | 294919.48 | 20188.62 | 0 | 813.74 | 1894430.3 | 136509.33 | 781487.76 | 79491.69 | 11626.54 | 202102.91 | 108399.33 | 0 | 809098.58 | 112616.89 | 0 | 0 | 13230 | 0 | 1628247.08 | 3177132.36 | 76436.39 | 762569.55 | 0 | 40515.85 | 3626183.57 | 614389.76 | 17675.67 | 12689.79 | 77385.45 | 240318 | 0 | 1663012.29 | 0 | 175852.19 | 21753.02 | 505250.43 | 0 | 0 | 0 | 1067723.52 | 0 | 5349271.19 | 2971.8 | 264508.22 | 0 | 0 | 2367921.21 | 1401986.53
| 4 | 5012 | 4 | Station Buildings and Fixtures | 190292.69 | 229950.89 | [8 empty] | 10 |  | 0 | 127084.42 | 0 | 12355 | 132540.19 | 229950.89 | 67771.02 | 0 | 0 | 284455.25 | 0 | 0 | 37722.72 | 0 | 0 | 37335.69 | 29484.34 | 148047.87 | 27303.12 | 62276.61 | 0 | 0 | 0 | 1775210.28 | 4857803.76 | 82204.86 | 72117.12 | 0 | 0 | 703468.89 | 0 | 62522.2 | 65014.99 | 0 | 74353 | 10134.96 | 389647.55 | 0 | 274828.62 | 93880.1 | 590801.01 | 423.88 | 3735.43 | 0 | 155894.37 | 0 | 179547.19 | 0 | 13971.27 | 24636.25 | 0 | 93245.37 | 6212.73
| 5 | 5014 | 5 | Transformer Station Equipment - Operation Labor | 0 | 0 | [8 empty] | 11 |  | 0 | 0 | 0 | 0 | 0 | 0 | 0 | 0 | 0 | 112926.55 | 0 | 289867.55 | 0 | 0 | 0 | 171657.47 | 62210 | 0 | 14700.82 | 31334.54 | 0 | 0 | 60061.73 | 501044.47 | 899315.39 | 0 | 0 | 0 | 0 | 0 | 0 | 0 | 7891.25 | 5149.31 | 0 | 0 | 351641.75 | 0 | 0 | 0 | 24410.58 | 0 | 0 | 0 | 0 | 0 | 38595.11 | 0 | 0 | 0 | 0 | 276507.22 | 0
| 6 | 5015 | 6 | Transformer Station Equipment - Operation Supplies and Expenses | 0 | 0 | [8 empty] | 12 |  | 0 | 0 | 0 | 0 | 0 | 0 | 0 | 0 | 0 | 172940.51 | 0 | 22568.3 | 0 | 0 | 0 | 68304.12 | 43615.6 | 0 | 87256.76 | 24609.71 | 0 | 0 | 12771.07 | 133402.81 | 1124406.13 | 0 | 0 | 0 | 0 | 0 | 0 | 0 | 135138.32 | 1070.78 | 0 | 0 | 32691.41 | 0 | 0 | 0 | 13955.36 | 0 | 0 | 0 | 30331.52 | 0 | 8422.36 | 0 | 0 | 0 | 0 | 795346.14 | 277393.06
| 7 | 5016 | 7 | Distribution Station Equipment - Operation Labor | 12708.82 | 19243.72 | [8 empty] | 13 |  | 2030404.74 | 31376.67 | 27391.75 | 0 | 419629.39 | 19243.72 | 0 | 0 | 0 | 170924.41 | 106449.99 | 0 | 3405 | 11759.94 | 0 | 0 | 0 | 491933.94 | 0 | 260980.9 | 0 | 0 | 55834.21 | 4474817.86 | 1187537.16 | 6227.93 | 103704.15 | 71146.03 | 10156.88 | 181470.22 | 16158 | 20338.61 | 0 | 0 | 283 | 12523.23 | 40067.41 | 6182.59 | 103452.82 | 16364.81 | 181742.84 | 4766.05 | 2269.99 | 0 | 0 | 0 | 4289161.41 | 27798.82 | 0 | 7787.65 | 0 | 61415.3 | 0
| 8 | 5017 | 8 | Distribution Station Equipment - Operation Supplies and Expenses | 20388.55 | 29041.43 | [8 empty] | 14 |  | 1540899.05 | 44245.49 | 2906 | 50196 | 548598.95 | 29041.43 | 40898.58 | 1131.47 | 0 | 58387.14 | 121558.45 | 0 | 1680 | 2144 | 0 | 0 | 0 | 261620.96 | 3437.88 | 29786.86 | 0 | 0 | 1991.45 | 1265569.4 | 206168.42 | 41100 | 8586.48 | 237.5 | 0 | 109305.86 | 13044.15 | 36358.41 | 0 | 0 | 29 | 11000.04 | 2049.35 | 40700.5 | 0 | 762.5 | 82725.15 | 39278.59 | 0 | 0 | 191196.62 | 19169.3 | 2437799.73 | 14529.72 | 73328.14 | 21874.1 | 0 | 17530.01 | 0
| 9 | 5020 | 9 | Overhead Distribution Lines and Feeders - Operation Labor | 94785.65 | 109662.87 | [8 empty] | 15 |  | 15370067.92 | 31302.67 | 263235.12 | 26861 | 251058.27 | 109662.87 | 3006.54 | 0 | 11834.35 | 1452299.08 | 149735.13 | 2321845.19 | 81463.92 | 24935.09 | 146073.45 | 12697.71 | 36745.49 | 219520.06 | 83925.82 | 591077.29 | 3336.94 | 0 | 0 | 9029137.59 | 166156.88 | 25951.23 | 125935.97 | 165522.5 | 51862.42 | 162245.35 | 22205.29 | 14157.54 | 75869.75 | 109199.43 | 23636 | 201693.74 | 253769 | 14259.18 | 590871.35 | 40276.97 | 474871.38 | 34197.42 | 1770.6 | 378596.53 | 211310.87 | 433.33 | 488795.24 | 0 | 71835.93 | 22066.65 | 0 | 1594956.09 | 303570.31
| 10 | 5025 | 10 | Overhead Distribution Lines and Feeders - Operation Supplies and Expenses | 25877.54 | 11166.15 | [8 empty] | 16 |  | 7886048.61 | 87285.9 | 48027.86 | 117284 | 606009.25 | 11166.15 | 9972.69 | 0 | 105.69 | 805802.31 | 5252.2 | 69564.13 | 9812.35 | 0 | 95153.8 | 40560.18 | 4336.61 | 427546.57 | 19522.55 | 172342.855 | 77473.13 | 0 | 0 | 444016.06 | 92182.5 | 8163.08 | 83858.28 | 22301.81 | 0 | 336377.56 | 0 | 20138.64 | 96486.46 | 93324.94 | 0 | 3324.49 | 171768.83 | 19063.28 | 305842.48 | 1275 | 354601.47 | 20371.3 | 0 | 104119.24 | 795743.11 | 15284.91 | 2868755.71 | 0 | 66969.72 | 15618.88 | 0 | 714613.98 | 142728
| 11 | 5035 | 11 | Overhead Distribution Transformers - Operation | 39621.98 | 30885.68 | [8 empty] | 17 |  | 0 | -2652.7 | 0 | 83982 | 8794.06 | 30885.68 | 0 | 765 | 10454.58 | 0 | 12 | 64761.91 | 31572.35 | 0 | 24835.76 | 7552.94 | 0 | 53536.7 | 2073.9 | 60596.9 | 0 | 0 | 5605.65 | 0 | 129946.64 | 0 | 3489.58 | 0 | 909.37 | 53087.98 | 0 | 4515.13 | 0 | 0 | 20651 | 4990 | 12925.77 | 3985.53 | 0 | 169.35 | 25706.05 | 9592.95 | 9886.87 | 32490.36 | 193843.12 | 194.4 | 0 | 0 | 0 | 6953.36 | 0 | 0 | 56482.29
| 12 | 5040 | 12 | Underground Distribution Lines and Feeders - Operation Labor | 99153.84 | 88541.23 | [8 empty] | 18 |  | 5665674.14 | 12083.56 | 0 | 884575 | 51810.36 | 88541.23 | 0 | 0 | 142946.66 | -1452153.55 | 431337.57 | 664833.88 | 38919.21 | 12133.1 | 84436.96 | 6944.71 | 6233.79 | 99403.97 | 4924.28 | 43873.73 | 0 | 0 | 0 | 1578723.79 | 463706.42 | 8545.4 | 42041.26 | 9479.53 | 14961.69 | 161452.09 | 0 | 261152.48 | 66862.98 | 19.8 | 42389 | 2248.17 | 314244.49 | 6264.75 | 23256.53 | 1169.43 | 244668.66 | 1897.67 | 0 | 0 | 2267.05 | 405.6 | 563355.61 | 0 | 256487.03 | 0 | 420785.12 | 125934.14 | 83455.85
| 13 | 5045 | 13 | Underground Distribution Lines and Feeders - Operation Supplies and Expenses | 208295.85 | 189274.08 | [8 empty] | 19 |  | 14315184.41 | 0 | 0 | 396708 | 648991.29 | 189274.08 | 0 | 0 | 0 | 1794776.63 | 51773.7 | 530831.06 | 709.69 | 1680 | 18988.76 | 481.37 | 815.38 | 4934.6 | 51818.99 | 98565.62 | 176.5 | 0 | 0 | 148005.37 | 4480395.86 | 140682.04 | 41710.8 | 0 | 0 | 235028.56 | -650.77 | 129634.33 | 417222.21 | 5933.69 | 194588 | 3944.24 | 33254.18 | 2279.68 | 0 | 0 | 47787.64 | 465 | 0 | 6214.18 | 8087.2 | 147.85 | 4440624.07 | 0 | 2400 | 14283.27 | 0 | 212823.83 | 101582.65
| 14 | 5055 | 14 | Overhead Distribution Lines and Feeders | 3060.8 | 10466.18 | [8 empty] | 20 |  | 0 | 0 | 0 | 0 | 2329.05 | 10466.18 | 27339.72 | 0 | 12241.89 | 338375.79 | 23657.14 | 407813.26 | 1660 | 0 | 45615.5 | 8404.56 | 0 | 57995.39 | 13593.02 | 0 | 546.41 | 0 | 430 | 0 | 180827.66 | 0 | 0 | 0 | 21444.57 | 243628.43 | 0 | 144592.12 | 0 | 0 | 0 | 667.03 | 4088.37 | 16245.32 | 0 | 15944.76 | 346.56 | 0 | 0 | 0 | 73494.26 | 35604.1 | 2138027.31 | 0 | 1810.87 | 6843.34 | 0 | 11014.4 | 67821.13
| 15 | 5065 | 15 | Meter Expense | 371579.18 | 361296.9 | [8 empty] | 21 |  | 10036219.28 | 228158.75 | 45594.31 | 299734 | 385529.63 | 361296.9 | 75522.52 | 5848.28 | 25143.95 | 523243.23 | 228123.19 | 907278.33 | 26263.12 | 184697.1 | 173734.84 | 218162.86 | 33307.56 | 691700.04 | 241754.62 | 161720.25 | 0 | 0 | 27060.65 | 12243776.09 | 1095201.25 | 523365.19 | 556536.29 | 0 | 106357 | 1923779.38 | 183833.1 | 391659.25 | 386374.34 | 48741.21 | 242203 | 121351.74 | 671665.77 | 51935.79 | 240927.83 | 73110.34 | 259435.94 | 29842.81 | 27432.86 | 70773.18 | 158895.17 | 3049.4 | 202499.27 | 0 | 332440.26 | 39778.17 | 59543.1 | 1429688.91 | 774204.63
| 16 | 5070 | 16 | Customer Premises - Operation Labor | 4357.34 | 5634.04 | [8 empty] | 22 |  | 1078794.1 | 173135.92 | 11968.14 | 251230 | 236390.65 | 5634.04 | 0 | 0 | 0 | 1092098.61 | 25169.12 | 81043.51 | 0 | 3882.61 | 559979.52 | 209646.1 | 44797.88 | 625720.89 | 151278.22 | 0 | 23029.88 | 0 | 0 | 50445243.85 | 749885.59 | 191363.02 | 226148.41 | 47617.75 | 0 | 0 | 516662.31 | 565350 | 754030.76 | 51232.17 | 0 | 284333.47 | 627162.2 | 63471.85 | 0 | 109662.24 | 330055.88 | 37404.44 | 71956.24 | 0 | 5538.08 | 1943.53 | 1729406.09 | 10405.42 | 0 | 88021.42 | 228250.74 | 649170.7 | 4554.54
| 17 | 5075 | 17 | Customer Premises - Operation Materials and Supplies | 1822.62 | 468 | [8 empty] | 23 |  | -41995.35 | 97874.77 | 605.6 | 542613 | 133751.08 | 468 | 0 | 48517.26 | 0 | 331148.39 | 5407.13 | -654.5 | 1401.8 | 306023.81 | 0 | 5339.22 | 3365.33 | 107785.22 | 24966.94 | 0 | 87.34 | 0 | 0 | 7591091.09 | 33859.22 | 168969.49 | -2726.86 | 0 | 0 | 0 | 2113.2 | 81367.85 | 0 | 99142.27 | 0 | 161779.42 | 123635.34 | 117444.41 | 0 | 17054.9 | 43687.52 | 14287.59 | 7778.28 | 0 | 175.98 | 25094.08 | -534433.09 | 0 | 0 | 14024.85 | 42734.2 | 785035.61 | 6052.51
| 18 | 5085 | 18 | Miscellaneous Distribution Expense | 677238.08 | 621162.43 | [8 empty] | 24 |  | 5613639.99 | 573979.22 | 24884.67 | 480030 | 0 | 621162.43 | 119528.29 | 7520.98 | 0 | 1923786.59 | 0 | 15306.6 | 360299.3 | 567516.5 | 114676.35 | 15697.06 | 97828.42 | 1021232.26 | 128563.66 | 27263.99 | 110633.24 | 0 | 0 | 30469857.73 | 2510489.69 | 463063.96 | 240627.13 | 65519.19 | 209438.49 | 3246087.05 | 1130340.98 | 760801.66 | 2221963.03 | 317972.91 | 71726 | 139854.16 | 386263.88 | 0 | 696781.41 | 197079.03 | 577282.38 | 164652.73 | 140296.13 | 25934.81 | 0 | 327628.11 | 2719537.02 | 0 | 124801.4 | 102455.85 | 79404.8 | 2919701.18 | 0
| 19 | 5090 | 19 | Underground Distribution Lines and Feeders - Rental Paid | 959.89 | 4955 | [8 empty] | 25 |  | 0 | 0 | 0 | 0 | 0 | 4955 | 0 | 0 | 0 | 0 | 0 | 0 | 0 | 0 | 0 | 0 | 0 | 0 | 0 | 0 | 0 | 0 | 0 | 0 | 0 | 0 | 0 | 0 | 0 | 0 | 0 | 0 | 0 | 0 | 0 | 0 | 0 | 0 | 0 | 0 | 5.76 | 0 | 0 | 0 | 0 | 0 | 0 | 0 | 0 | 0 | 0 | 26435.91 | 0
| 20 | 5095 | 20 | Overhead Distribution Lines and Feeders - Rental Paid | 47653.17 | 63928.33 | [8 empty] | 26 |  | 0 | 181354.59 | 0 | 29678 | 0 | 63928.33 | 11111.82 | 0 | 35715.81 | 187501.06 | 0 | 0 | 0 | 0 | 0 | 9825.43 | 0 | 226112.43 | 39733.39 | 0 | 12865.2 | 5150.9 | 2808.6 | 0 | 0 | 9948.45 | 49210.36 | 0 | 85345.87 | 118315.84 | 0 | 132753.56 | 0 | 25188.52 | 97184 | 16656.6 | 44112.68 | 0 | 0 | 3957.8 | 116.72 | 16092.4 | 31425 | 1113.28 | 0 | 15235.24 | 0 | 0 | 42406.2 | 0 | 40051.44 | 68352.02 | 100307.64
| 21 | 5096 | 21 | Other Rent (Distribution) | 0 | 0 | [8 empty] | 27 |  | 0 | 3132.22 | 4763.8 | 0 | 0 | 0 | 0 | 0 | 0 | 0 | 0 | 0 | 158806.29 | 979 | 134965.56 | 0 | 0 | 0 | 0 | 0 | 3600 | 0 | 0 | 0 | 155355.18 | 0 | 0 | 21664.74 | 0 | 0 | 0 | 0 | 0 | 0 | 0 | 0 | 0 | 16876.28 | 0 | 86900.04 | 186415.19 | 2549.07 | 0 | 0 | 0 | 0 | 0 | 0 | 0 | 0 | 0 | 0 | 4383.67
| 22 |  |  | Subtotal: Operation | 2109544.91 | 2194330.76 | [8 empty] | 28 |  | 85996672.03 | 1826736.52 | 470047.67 | 4048279 | 5043595.21 | 2194330.76 | 469246.69 | 63782.99 | 362371.37 | 12947850.05 | 2163464.83 | 8894987.63 | 1191007.38 | 1533403.44 | 1656996.31 | 1046520.55 | 533406.62 | 6843990.44 | 1174767.29 | 2016004.295 | 231748.64 | 18380.9 | 166563.36 | 126970204.45 | 30321544.36 | 2130643.27 | 2608463.64 | 434954.02 | 540992.14 | 13271391.85 | 2498096.02 | 3499395.48 | 5109409.7 | 892126.21 | 1408915 | 1177522.84 | 8653413.5 | 1014112.17 | 2642191.77 | 802341.62 | 4494738.43 | 432251.97 | 537862.89 | 619241.58 | 3272947.06 | 568656.29 | 48740520.63 | 55705.76 | 1572689.19 | 485207.5 | 870769.4 | 13586508.77 | 5177934.53
| 23 | 5105 | 22 | Maintenance Supervision and Engineering | 28027.35 | 18573.26 | [8 empty] | 29 |  | 7746832.76 | 103671.66 | 0 | 0 | 0 | 18573.26 | 53190.58 | 0 | 0 | 610477.32 | 1145716.74 | 0 | 180612.06 | 0 | 5316.59 | 0 | 96839.35 | 0 | 152892.86 | 0 | 24959.69 | 0 | 0 | 11054227.47 | 1219499.51 | 0 | 58076.9 | 0 | 527722.74 | 1485448.3 | 0 | 10595.57 | 345269.89 | 1432.38 | 444214 | 0 | 758887.59 | 0 | 147231.73 | 19927.43 | 0 | 0 | 0 | 0 | 2298582.05 | 91.8 | 22773357.4 | 110358.58 | 147156.19 | 90917.46 | 0 | 0 | 11319.87
| 24 | 5110 | 23 | Maintenance of Buildings and Fixtures | 254145.92 | 89074.23 | [8 empty] | 30 |  | 238402.79 | 400 | 0 | 0 | 451215.39 | 89074.23 | 0 | 9111.48 | 0 | 88573.24 | 0 | 0 | 46910.75 | 19366.86 | 0 | 10459.83 | 20573.93 | 40490.89 | 0 | 0 | 0 | 0 | 0 | 1693128.07 | 0 | 0 | 89466.56 | 0 | 0 | 162061.84 | 0 | 0 | 0 | 0 | 36863 | 190.65 | 27270.44 | 0 | 31857.78 | 33732.48 | 161729.12 | 0 | 0 | 0 | 11781.33 | 0 | 18459869.32 | 0 | 31776.33 | 0 | 6142.53 | 231856.55 | 0
| 25 | 5112 | 24 | Maintenance of Transformer Station Equipment | 0 | 0 | [8 empty] | 31 |  | 0 | 0 | 0 | 0 | 0 | 0 | 0 | 0 | 0 | 54256.06 | 0 | 400771.78 | 0 | 0 | 0 | 59211.33 | 15859.44 | 0 | 26951.41 | 0 | 0 | 0 | 0 | 1523722.74 | 1021911.11 | 0 | 0 | 0 | 0 | 0 | 0 | 0 | 23900.14 | 92598.38 | 0 | 0 | 136133.4 | 0 | 0 | 0 | 235626.41 | 0 | 0 | 0 | 17340.19 | 0 | 1276428.35 | 0 | 0 | 0 | 0 | 534835.58 | 3963.36
| 26 | 5114 | 25 | Maintenance of Distribution Station Equipement | 56890.22 | 46545.35 | [8 empty] | 32 |  | 5627414.64 | 51941.4 | 11448.35 | 72467 | 375530.55 | 46545.35 | 32297.94 | 9462.04 | 0 | 3122389.9 | 138576.86 | -18.19 | 92311.25 | 34430.97 | 0 | 24436.59 | 0 | 12112.31 | 0 | 148575.87 | 0 | 0 | 0 | 14348389.18 | 1209628.72 | 131451.69 | 224358.5 | 0 | 391298.58 | 779674.3 | 0 | 111111.09 | 72176.6 | 0 | 96890 | 8956.41 | 144580.62 | 0 | 490321.33 | 155258.92 | 204916.9 | 182.16 | 80620.55 | 0 | 204742.97 | 0 | 492159.48 | 0 | 161851.37 | 25496.21 | 181732.09 | 54909.9 | 479.88
| 27 | 5120 | 26 | Maintenance of Poles, Towers and Fixtures | 158475.01 | 129218.61 | [8 empty] | 33 |  | 1192128.4 | 114114.32 | 2454.17 | 13210 | 31558.9 | 129218.61 | 58253.89 | 5873.54 | 115450.83 | 34554.58 | 213445.87 | 553395.86 | 9951.5 | 61985.86 | 89317.53 | 103406.39 | 7688.36 | 118259.52 | 4112.33 | 82020.135 | 120649.03 | 11652.75 | 6458.06 | 25048878.79 | 970457.01 | 42189.95 | 68117.76 | 0 | 87185.01 | 512001.35 | 185972.57 | 31056.8 | 206444.45 | 76690.44 | 96220 | 20183.96 | 35457.09 | 4458.65 | 461115.24 | 13329.32 | 7256.66 | 1445.05 | 23991.19 | 69978.23 | 259218.14 | 23004.42 | 1286151.9 | 85422.36 | 124809.94 | 14431.68 | 123131 | 447216.74 | 246753.28
| 28 | 5125 | 27 | Maintenance of Overhead Conductors and Devices | 576735.54 | 446966.64 | [8 empty] | 34 |  | 4005089.94 | 854630.5 | 43084.44 | 195873 | 2511435.31 | 446966.64 | 33747.04 | 4966 | 208403.13 | 874580.83 | 625900.58 | 0 | 44293.75 | 219141.84 | 151205.1 | 88643.62 | 5063.04 | 323712.78 | 77308.24 | 0 | 162689.83 | 2011.2 | 36034.85 | 38374943.07 | 1087504.6 | 83383.3 | 249633.26 | 0 | 34275 | 1521266.44 | 456835.22 | 280366.78 | 1001258.79 | 150450.55 | 217468 | 412655.6 | 38343.26 | 30963.75 | 0 | 53572.24 | 809660.95 | 17125.58 | 264292.04 | 0 | 1167353.2 | 30160.43 | 6710805.2 | 136951.89 | 610470.69 | 19739.71 | 298919.12 | 1709534.31 | 1247527.75
| 29 | 5130 | 28 | Maintenance of Overhead Services | 399633.72 | 266889.77 | [8 empty] | 35 |  | 0 | 220721.16 | 11382.24 | 380078 | 681990.66 | 266889.77 | 77833 | 0 | 97883.25 | 33443.41 | 380339.4 | 70020.63 | 290578.19 | 303155.45 | 147918.59 | 1106618.19 | 12001.66 | 243025.97 | 48380.47 | 0 | 4872.53 | 0 | 9752.06 | 10081459.88 | 293019.25 | 256641.38 | 96609.84 | 111516.44 | 772082.51 | 286690.83 | 0 | 0 | 243105.11 | 55225.41 | 274658 | 11539.13 | 39550.59 | 15665.37 | 0 | 52324.57 | 8306.63 | 33585.87 | 26496.22 | 0 | 683239.73 | 19868.46 | 679085.16 | 72647 | 364608.32 | 18428.64 | 156964.39 | 1894950.95 | 1124977.09
| 30 | 5135 | 29 | Overhead Distribution Lines and Feeders - Right of Way | 624459.52 | 610107.96 | [8 empty] | 36 |  | 5561591.8 | 4060639.8 | 59809.73 | 264862 | 870138.2 | 610107.96 | 84200.72 | 9720 | 53735.73 | 1571789.32 | 193659.42 | 1301139.13 | 162312.03 | 189304.06 | 471968.92 | 140510.96 | 62367.57 | 691347.5 | 73269.12 | 352283.42 | 26999.05 | 7450 | 113881.24 | 112637759.7 | 6937370.1 | 434244.02 | 209929.36 | 99417.65 | 221647.7 | 1537574.99 | 446140.59 | 398422.99 | 731976.97 | 67026.19 | 803201 | 182389.4 | 550697.68 | 96184.5 | 169743.13 | 137121 | 724440.41 | 135081.27 | 39222.61 | 75010.37 | 2527645.32 | 81673.8 | 3647224.84 | 170914.48 | 356541.93 | 69361.63 | 278123.52 | 921357.92 | 1263202.19
| 31 | 5145 | 30 | Maintenance of Underground Conduit | 2449.9 | 25136.17 | [8 empty] | 37 |  | 0 | 0 | 0 | 29899 | 1637.02 | 25136.17 | 48.98 | 0 | 349.68 | 8744.62 | 8711.92 | 0 | 372.04 | 0 | 0 | 29144 | 0 | 100349.64 | 375.35 | 0 | 165.52 | 0 | 0 | 58000.44 | 221188.48 | 0 | 38694.66 | 0 | 0 | 447590.5 | 0 | 2701.76 | 17354.14 | 156.04 | 46920 | 1662.1 | 17.91 | 0 | 251705.58 | 482.89 | 13571.66 | 0 | 81.07 | 0 | 110236.59 | 0 | 4597138.88 | 0 | 357.25 | 75.63 | 0 | 67890.97 | 214474.93
| 32 | 5150 | 31 | Maintenance of Underground Conductors and Devices | 38037.13 | 34573.52 | [8 empty] | 38 |  | 2530227.44 | 0 | 0 | 14605 | 297033.55 | 34573.52 | 16614.82 | 1297.5 | 55154.04 | 282328.06 | 77229.52 | 0 | 38266.11 | 48305.41 | 71135.52 | 89030.81 | 418.85 | 56763.6 | 11904.7 | 25574.44 | 6609.89 | 0 | 9542.79 | 1680243.31 | 759364.28 | 9494.56 | 149467.66 | 0 | 20598.78 | 1617151.62 | 83432.04 | 276927.92 | 294196.36 | 32041.61 | 78309 | 56236.7 | 474144.98 | 3331.56 | 0 | 17530.87 | 195188.14 | 1347.83 | 5527.26 | 0 | 245914.62 | 14770.43 | 13416937.03 | 154680.57 | 108851.44 | 0 | 35935.62 | 865754.87 | 1365236.54
| 33 | 5155 | 32 | Maintenance of Underground Services | 84330.54 | 76966.8 | [8 empty] | 39 |  | 0 | 0 | 0 | 46713 | 833446.41 | 76966.8 | 96251.94 | 1720 | 133284.58 | 257485.61 | 309114.46 | 537621.41 | 249870.13 | -299940.86 | 152390.97 | 127428.93 | 3166.47 | 142079.34 | 20250 | 0 | 2632.35 | 4274 | 12414.62 | 8569240.89 | 251214.98 | 73845.62 | 80964.8 | 16366.82 | 230635.56 | 616677.31 | 0 | 117725.22 | 225757.01 | 56227.01 | 205211 | 8049.3 | 563.26 | 89262.42 | 60085.89 | 35570.21 | 11871.53 | 7156.6 | 6756.33 | 0 | 141405.46 | 19154.97 | 25642.08 | 120985.57 | 143706.28 | 21986.04 | 256201.76 | 530902.69 | 279748.6
| 34 | 5160 | 33 | Maintenance of Line Transformers | 93177.79 | 86168.42 | [8 empty] | 40 |  | 471241.29 | 25845.88 | 644.4 | 36247 | 42973.86 | 86168.42 | 32096.81 | 1570 | 16076.79 | 55157.86 | 76270.14 | 26793.57 | 41433.91 | 88230.88 | 42289.42 | 40829.58 | -8013.92 | 148533.02 | 12172.28 | 0 | 53766.78 | -35 | 23074.73 | 3656023.45 | 57951.67 | 27006.28 | 49521.43 | 13130.46 | 20158.96 | 113809.78 | 171689.37 | 121206.42 | 107878.52 | 53117.73 | 175777 | 5378.83 | 18631.97 | 18343.84 | 0 | 65813.68 | 33634.09 | 2781.5 | 6592.9 | 329.86 | 120863.87 | 28172.75 | 1326827.66 | -4530.85 | 201149.83 | 2808.1 | 86379.38 | 327912.6 | 45494.16
| 35 | 5175 | 34 | Maintenance of Meters | 449224.64 | 546425.62 | [8 empty] | 41 |  | 1481416.08 | 611799.23 | 45995.33 | 151515 | 201105.45 | 546425.62 | 0 | 0 | 311649.3 | 449382.89 | 388893.7 | 0 | 198963.95 | 177084.15 | 2976.59 | 150323.41 | 45021.5 | 90022.17 | 0 | 0 | 4687.8 | 2571.18 | 2359.16 | 6085210.89 | 1497566.6 | 30917.16 | 0 | 99265.92 | 16490.91 | 808.27 | 169828.7 | 4656 | 0 | 71374.96 | 24616 | 1685 | 51127.2 | 0 | 0 | 89.96 | 58941.88 | 0 | 4281.08 | 2210.67 | 4433.66 | 1399.76 | 382888.5 | 58946.62 | 139736.64 | 14156.03 | 388163.15 | 0 | 722430.88
| 36 |  |  | Subtotal: Maintenance | 2765587.28 | 2376646.35 | [8 empty] | 42 |  | 28854345.14 | 6043763.95 | 174818.66 | 1205469 | 6298065.3 | 2376646.35 | 484535.72 | 43720.56 | 991987.33 | 7443163.7 | 3557858.61 | 2889724.19 | 1355875.67 | 841064.62 | 1134519.23 | 1970043.64 | 260986.25 | 1966696.74 | 427616.76 | 608453.865 | 408032.47 | 27924.13 | 213517.51 | 234811227.88 | 15526676.31 | 1089173.96 | 1314840.73 | 339697.29 | 2322095.75 | 9080755.53 | 1513898.49 | 1354770.55 | 3269317.98 | 656340.7 | 2500347 | 708927.08 | 2275405.99 | 258210.09 | 1612060.68 | 584753.57 | 2465144.38 | 198705.86 | 457861.25 | 147529.13 | 7792757.13 | 218296.82 | 75074515.8 | 906376.22 | 2391016.21 | 277401.13 | 1811692.56 | 7587123.08 | 6525608.53
| 37 | 5305 | 35 | Supervision (Billing and Collection) | 149590.32 | 144205.08 | [8 empty] | 43 |  | 1812857.17 | 137153.29 | 3569.28 | 198764 | 0 | 144205.08 | 58586.68 | 0 | 140915.23 | 161455.79 | 533683.01 | 0 | 142938.27 | 105895.12 | 190616.96 | 89012.89 | 29041.79 | 179403.42 | 75962.17 | 183612.61 | 0 | 0 | 0 | 239998.08 | 0 | 297730.13 | 0 | 0 | 174837.9 | 434071.37 | 0 | 279732.01 | 1144342 | 63772 | 0 | 140679.15 | 537609.993 | 142672.68 | 127989.18 | 63961.66 | 12273.14 | 0 | 0 | 0 | 0 | 72236.18 | 793383.8 | 0 | 0 | 66313.95 | 0 | 78802.69 | 731794.12
| 38 | 5310 | 36 | Meter Reading Expense | 46796.5 | 92779.97 | [8 empty] | 44 |  | 428837.9 | 171292.86 | 32056.37 | 323182 | 262055.79 | 92779.97 | 116592.68 | -89.63 | 54749.35 | 251552.23 | 0 | 821675.53 | 200369.24 | 155061.28 | 2467.84 | 228618.54 | 12168.53 | 0 | 68117.57 | 3022.44 | 23994.75 | 0 | 32238.73 | 10669265.07 | 405751.73 | 22382.65 | 297901.48 | 185861.13 | 107025.72 | 1737313.17 | 312937.11 | 601964.72 | 820961.93 | 118809.04 | 411374 | 235083.08 | 1299246.14 | 206484.05 | 752186.46 | 42110.5 | 305532.52 | 31349.72 | 23510.87 | 10685.08 | 247253.26 | 74654.31 | 5090229.18 | 169216.27 | 0 | 61093.14 | 155816.17 | 1184018.92 | 531712
| 39 | 5315 | 37 | Customer Billing | 374411.07 | 355814.27 | [8 empty] | 45 |  | 16169153.56 | 205484.59 | 157013.61 | 1437414 | 1193786.58 | 355814.27 | 437471.39 | 312269.59 | 687527.64 | 6037583.69 | 1325920.53 | 1776297.73 | 612184.3 | 925297.13 | 1060852.52 | 769031.4 | 198046.81 | 814473.76 | 538845.39 | 692538.31 | 263998.87 | 236011.62 | 337718.58 | 40400863.7 | 8169874.61 | 587885.18 | 467707.72 | 227986.66 | 497911.95 | 1562976.67 | 521366.01 | 892704.31 | 3306670.88 | 605913.95 | 636155 | 324059.32 | 1517596.12 | 486256.46 | 1612098.36 | 583442.58 | 394026.5 | 434388.48 | 428515.67 | 211882.69 | 1537822.83 | 427424.49 | 31532485.69 | 541243.89 | 1104692.92 | 134281.57 | 478624.02 | 3037407.33 | 2904731.84
| 40 | 5320 | 38 | Collecting | 396855.63 | 431412.53 | [8 empty] | 46 |  | 7629484.75 | 153805.6 | 0 | 360734 | 251121.88 | 431412.53 | 109586.66 | 0 | 38570.42 | 1344950.58 | 846034.44 | 40189.45 | 135853.56 | 478793.98 | 368207.26 | 167688.05 | 24508.31 | 216868.35 | 33953.75 | 419261.75 | 61427.22 | 3147.1 | 150590.48 | 8943266.23 | 895148.05 | 271583.3 | 169632.72 | 49079.82 | 115283.31 | 753983.87 | 586330.66 | 625931.66 | 501893.75 | 92497.8 | 264990 | 114954.82 | 337403.77 | 261647.54 | 319816.35 | 212993.71 | 102075.64 | 59560.07 | 34913.89 | 83487.28 | 434917.61 | 79611.98 | 5215587.42 | 412875.87 | 426074.35 | 122316.74 | 135894.41 | 3331849.19 | 390365.29
| 41 | 5325 | 39 | Collecting - Cash Over and Short | 0 | 0 | [8 empty] | 47 |  | 0 | 0 | 34.02 | 0 | 0 | 0 | 0.82 | 0 | 0 | 0 | 0 | 0 | 0 | 0 | 0 | 0 | 3.03 | 0 | 0 | 0 | 0 | 0 | 0 | 0 | 0 | 10 | 0 | -1779.5 | 0 | 0 | 0 | 0 | 0 | 0 | 0 | -1.35 | 0 | 0 | 0 | -411.76 | 0 | 8.41 | 0 | 0 | 0 | 0 | 0 | 0 | -64.91 | -4 | 0 | 27.69 | -245.8
| 42 | 5330 | 40 | Collection Charges | 0 | 0 | [8 empty] | 48 |  | 0 | 0 | 0 | 0 | 184154.4 | 0 | 0 | 288 | 0 | 0 | 0 | 0 | 0 | 0 | 0 | 0 | -1031.72 | 0 | 1971.9 | 0 | 671.02 | 750 | 0 | 0 | 3.7 | 0 | 0 | 0 | 0 | -53692 | 53627.85 | 0 | 0 | 0 | 0 | 2224.14 | 32006.66 | 0 | 0 | -15235 | 0 | 0 | 0 | 4674.4 | 0 | 0 | 0 | 825.4 | 0 | 0 | 15498.53 | 0 | 16855.83
| 43 | 5340 | 41 | Miscellaneous Customer Account Expenses | 569669.2 | 547775.36 | [8 empty] | 49 |  | 16768860.13 | 261299.54 | 0 | 0 | 773616.72 | 547775.36 | 0 | 0 | 726.61 | 2537938.96 | 939042.55 | 0 | 2400 | 0 | 10949.03 | 162477.67 | 0 | 92259.73 | 99.96 | 0 | 25827.84 | 0 | 0 | 6328051.22 | 532617.42 | 394059.01 | 0 | 60658.46 | 124869.68 | 0 | 0 | 0 | 78905.16 | 3498.05 | 0 | 3575.67 | 346614.48 | 28292.56 | 0 | 34209.6 | 0 | 0 | 8003.66 | 0 | 0 | 122048.75 | 0 | 0 | 23443.74 | 95975.23 | 0 | 4948781.96 | 1720765.78
| 44 |  |  | Subtotal : Billing and Collections | 1537322.72 | 1571987.21 | [8 empty] | 50 |  | 42809193.51 | 929035.88 | 192673.28 | 2320094 | 2664735.37 | 1571987.21 | 722238.23 | 312467.96 | 922489.25 | 10333481.25 | 3644680.53 | 2638162.71 | 1093745.37 | 1665047.51 | 1633093.61 | 1416828.55 | 262736.75 | 1303005.26 | 718950.74 | 1298435.11 | 375919.7 | 239908.72 | 520547.79 | 66581444.3 | 10003395.51 | 1573650.27 | 935241.92 | 521806.57 | 1019928.56 | 4434653.08 | 1474261.63 | 2400332.7 | 5852773.72 | 884490.84 | 1312519 | 820574.83 | 4070477.163 | 1125353.29 | 2812090.35 | 921071.29 | 813907.8 | 525306.68 | 494944.09 | 310729.45 | 2219993.7 | 775975.71 | 42631686.09 | 1124161.43 | 1554146.1 | 479976.63 | 785833.13 | 12580887.78 | 6295979.06
| 45 | 5405 | 42 | Supervision (Community Relations) | 0 | 0 | [8 empty] | 51 |  | 1235841.32 | 0 | 0 | 0 | 0 | 0 | 0 | 0 | 0 | 78912.46 | 0 | 0 | 0 | 391.7 | 0 | 1190 | 0 | 154025.46 | 0 | 0 | 0 | 0 | 0 | 0 | 0 | 0 | 0 | 0 | 0 | 0 | 0 | 153878.61 | 0 | 0 | 0 | 0 | 0 | 0 | 82193.72 | 0 | 0 | 0 | 0 | 0 | 0 | 0 | 0 | 0 | 38674.55 | 0 | 0 | 190073.04 | 6440.58
| 46 | 5410 | 43 | Community Relations - Sundry | 0 | 102.59 | [8 empty] | 52 |  | 974624.72 | 7983.1 | 0 | 405102 | 0 | 102.59 | 27790.39 | 1525 | 3121.05 | 484076.22 | 14643.06 | 200404.57 | 1336.79 | 67066.78 | 27925.74 | 0 | 33809.53 | 1010208.84 | 0 | 0 | 4945.56 | 0 | 0 | 1063529.98 | 6697096.56 | 56589.35 | 0 | 17836.92 | 10286.22 | 183183.07 | 20339.99 | 169116.51 | 88443.97 | 0 | 0 | 0 | 76738.82 | 54367.74 | 228521.01 | 24000.39 | 738875.32 | 68 | 267 | 0 | 0 | 0 | 6170.58 | 20219.33 | 6110.7 | 13994.64 | 207.5 | 691986.16 | 101700.6
| 47 | 5420 | 44 | Community Safety Program | 3900 | 1950 | [8 empty] | 53 |  | 0 | 0 | 0 | 0 | 23910.94 | 1950 | 2925 | 0 | 0 | 13724.03 | 0 | 0 | 15662.83 | 0 | 0 | 0 | 0 | 0 | 0 | 0 | 0 | 0 | 0 | 449236.33 | 0 | 0 | 1809.13 | 0 | 0 | 13783.8 | 0 | 0 | 0 | 0 | 0 | 0 | 0 | 0 | 346088.86 | 5510 | 37243.39 | 11020 | -10875.88 | 0 | 13972.85 | 0 | 2477512.57 | 0 | 898 | 0 | 0 | 56302.53 | 47139.39
| 48 | 5425 | 45 | Miscellaneous Customer Service and Informational Expenses | 57574.21 | 79911.38 | [8 empty] | 54 |  | 0 | 26704.87 | 0 | 3402 | 0 | 79911.38 | 12084.59 | 0 | 0 | 0 | 0 | 0 | 244861.83 | -9435 | 0 | 0 | 29906.28 | 0 | 0 | 0 | 0 | 0 | 0 | 1722239.35 | 0 | 270 | 237355.41 | 0 | 24576.03 | 0 | 0 | 0 | 0 | 2850 | 0 | 0 | 7960.06 | 0 | 532849.25 | 0 | 0 | 3388.14 | 20641 | 0 | 0 | 0 | 0 | 0 | 0 | 0 | 13422 | 0 | 0
| 49 |  |  | Subtotal: Community Relations | 61474.21 | 81963.97 | [8 empty] | 55 |  | 2210466.04 | 34687.97 | 0 | 408504 | 23910.94 | 81963.97 | 42799.98 | 1525 | 3121.05 | 576712.71 | 14643.06 | 200404.57 | 261861.45 | 58023.48 | 27925.74 | 1190 | 63715.81 | 1164234.3 | 0 | 0 | 4945.56 | 0 | 0 | 3235005.66 | 6697096.56 | 56859.35 | 239164.54 | 17836.92 | 34862.25 | 196966.87 | 20339.99 | 322995.12 | 88443.97 | 2850 | 0 | 0 | 84698.88 | 54367.74 | 1189652.84 | 29510.39 | 776118.71 | 14476.14 | 10032.12 | 0 | 13972.85 | 0 | 2483683.15 | 20219.33 | 45683.25 | 13994.64 | 13629.5 | 938361.73 | 155280.57
| 50 | 5605 | 47 | Executive Salaries and Expenses | 553943.88 | 683221.24 | [8 empty] | 56 |  | 9011012.62 | 694411.52 | 9171.35 | 1437057 | 2876668.51 | 683221.24 | 0 | 44908.64 | -21314.73 | 2672816.35 | 803474 | 1533736.25 | 1565780.48 | 63361.2 | 516023.82 | 1904784.97 | 234423.79 | 1458019.93 | 331522.96 | 461025.53 | 15220.81 | 28808 | 174270.88 | 6690313.22 | 2843702.62 | 301718.51 | 368677.47 | 32936.43 | 80815.64 | 2020698.27 | 20078.44 | 2013834.04 | 639200.56 | 609001.59 | 0 | 28946.63 | 0 | 534385.34 | 1593336.16 | 54581.12 | 619108.77 | 182098.5 | 571452.01 | 192915.23 | 1516424.22 | 129532.52 | 7890172.71 | 366837.09 | 562372.77 | 71607.89 | 766590.04 | 2459793.23 | 2578761.06
| 51 | 5610 | 48 | Management Salaries and Expenses | 705305.96 | 777964.25 | [8 empty] | 57 |  | 37302302.14 | 546288.83 | 145491.74 | 0 | 84402.77 | 777964.25 | 433780.46 | 144636.27 | 258406.34 | 2374731.51 | 4229581.53 | 0 | 45285.77 | 1156995.62 | 1584758.62 | 0 | 0 | 937939.84 | 236900.09 | 1125558.17 | 0 | 95585.67 | 112011 | 36256899.74 | 12985442.65 | 956253.78 | 115703.45 | 133131.23 | 0 | 2775368.61 | 1115025.43 | 981767.02 | 4499446.92 | 87748.78 | 1398240 | 219267.5 | 1073633.913 | 0 | 878147.99 | 367415.21 | 930289.09 | 0 | 0 | 9956.93 | 0 | 264609.25 | 15396860.72 | 285673.73 | 492506.19 | 53804.03 | 723832.1 | 550925.11 | 3468745.35
| 52 | 5615 | 49 | General Administrative Salaries and Expenses | 4419087.83 | 4749650.98 | [8 empty] | 58 |  | 6188647.46 | 2765825.72 | 86654.68 | 1788870 | 3288720.55 | 4749650.98 | 272713.64 | 72415.96 | 313318.96 | 10792919.82 | 167437.35 | 4713813.83 | 484569.64 | 408283.68 | 274642.46 | 425370.4 | 207764.42 | 752992.37 | 478548.26 | 1325042.63 | 135027.8 | 8142.8 | 0 | 64830964.73 | 3527136.8 | 1148617.62 | 953274.83 | 307802.67 | 0 | 5954569.81 | 1366014.45 | 1758059.09 | 599457.66 | 103853.5 | 497770 | 187722.16 | 0 | 430579.88 | 1903190.96 | 254245.79 | 412066.27 | 101845.76 | 185908.66 | 72639.9 | 1816595.53 | 462169.98 | 39620816.68 | 399015.88 | 359824.6 | 112829.22 | 536650.76 | 2976086.4 | 3314734.62
| 53 | 5620 | 50 | Office Supplies | 612858.94 | 560015.69 | [8 empty] | 59 |  | 10910834.83 | 186849.55 | 6240.47 | 7664 | 309601.46 | 560015.69 | 171572.48 | 20450.82 | 298174.75 | 1010203.5 | 505690.31 | 839802.33 | 0 | 58338.71 | 264865.74 | 230618.34 | 83436.66 | 0 | 55103.19 | 92748.42 | 10112.28 | 41491.06 | 24132.26 | 0 | 6935898.33 | 326887.32 | 98857.18 | 141798.56 | 145721.31 | 3673240.72 | 609796.1 | 291485.54 | 69788.22 | 25058.41 | 2009 | 152879.1 | 220819.98 | 33573.68 | 956414.35 | 48061.91 | 1058863.72 | 45311.45 | 10586.29 | 19773.1 | 387886.7 | 0 | 740397.72 | 59117.27 | 0 | 60188.33 | 693653.95 | 141772.06 | 3193686.77
| 54 | 5625 | 51 | Administrative Expense Transferred - Credit | -5371273.35 | -5647774.53 | [8 empty] | 60 |  | -493972.52 | -735843 | 0 | 0 | -359770.79 | -5647774.53 | 0 | 0 | 0 | 0 | 0 | 0 | 0 | 0 | 0 | 0 | -12855.5 | 0 | 0 | 0 | 0 | 0 | 0 | -105270577.9 | 1067180.2 | 0 | 0 | 0 | 0 | 0 | 0 | 0 | 0 | 0 | 0 | 0 | -391704 | 0 | -192989.77 | 0 | 0 | 0 | 40067.8 | 0 | 0 | 0 | 0 | 66495.35 | 0 | 0 | 0 | -301746.43 | -922.98
| 55 | 5630 | 52 | Outside Services Employed | 643874.21 | 879176.47 | [8 empty] | 61 |  | 6108405.31 | 457011.3 | 88442.26 | 0 | 595780.87 | 879176.47 | 94082.74 | 77409.23 | 454627.23 | 640712.73 | 187727.24 | 4077746.87 | 69208.35 | 590108.49 | 346454.19 | 148798.68 | 73631.86 | 43725 | 163411.11 | 155525.34 | 120432.09 | 35932.03 | 49709.17 | 18760859.88 | 2120879.47 | 165873.72 | 650225.73 | 856842.2 | 98487.8 | 1628724.71 | 782157.89 | 373145.64 | 72999.96 | 61520.5 | 230571 | 296157.7 | 306588.35 | 82769.35 | 545693.74 | 202154.63 | 258790.44 | 49544.14 | 172921.35 | 73741.66 | 286484.64 | 218255.03 | 16375095.83 | 80725.3 | 330786.17 | 220891.34 | 149729.31 | 232768.48 | 1280208.39
| 56 | 5640 | 53 | Injuries and Damages | 0 | 0 | [8 empty] | 62 |  | 0 | 0 | 0 | 0 | 164748.6 | 0 | 50247.31 | 4661.79 | 225805.97 | 500399.76 | 0 | 385249.67 | 95432.99 | -22786.09 | 33879.34 | 51780.15 | 0 | 0 | 0 | 105682.26 | 0 | 0 | 15178.49 | 841257.55 | 4356788.18 | 83326.64 | 62269.63 | 43932.96 | 0 | 649647.52 | 0 | 0 | 0 | 33550.2 | 0 | 0 | 239777.46 | 36409.86 | 210222.89 | 0 | 0 | 7735.3 | 26531.28 | 16890.38 | 282517.52 | 0 | 3287024.31 | 0 | 0 | 0 | 9322.58 | 417784.52 | 397597.45
| 57 | 5645 | 54 | OMERS Pensions and Benefits | 1129591.28 | 1056259.5 | [8 empty] | 63 |  | 395173.09 | 198305.01 | 73282.2 | 476551 | 292945.6 | 1056259.5 | 0 | 0 | 46.1 | 0 | 213964.69 | 0 | 0 | 914831.15 | 151374.82 | 121845.15 | 153774.71 | 0 | 10803.15 | 175326.84 | -0.02 | 23735.78 | 28758.46 | 32201033.84 | 1636203.16 | 24249 | 38061.53 | 0 | 11145.03 | 89587.46 | 31557.18 | 109468.62 | 0 | 35471.99 | 484758 | -8709 | 2172933.23 | 19265.26 | 1184203.08 | 157397.68 | 0 | 0 | 0 | 4208.4 | 1148028.51 | 0 | 0 | 0 | 281764.64 | 25826.12 | 192105.41 | 11134.79 | 250743.8
| 58 | 5646 | 55 | Employee Pensions and OPEB | 0 | 0 | [8 empty] | 64 |  | 0 | 0 | 0 | 253560 | 0 | 0 | 23437.91 | 0 | 0 | 0 | 107063.78 | 1936257.53 | 23716 | 0 | 0 | 0 | 0 | 507411.7 | 0 | 0 | 0 | 0 | 0 | 0 | 0 | 0 | 0 | 0 | -6495 | 0 | 0 | 0 | 0 | 0 | 0 | 0 | 344300.03 | 0 | 0 | 0 | 0 | 25549.94 | 0 | 17105.99 | 0 | 0 | 0 | 0 | 0 | 0 | 0 | 0 | 0
| 59 | 5647 | 56 | Employee Sick Leave | 0 | 0 | [8 empty] | 65 |  | 0 | 0 | 0 | 0 | 0 | 0 | 0 | 0 | 0 | 0 | 0 | 0 | 0 | 0 | 0 | 0 | 0 | 0 | 0 | 0 | 0 | 0 | 0 | 0 | 0 | 0 | 0 | 0 | 0 | 0 | 0 | 0 | 0 | 0 | 0 | 0 | 0 | 0 | 0 | 105319.92 | 0 | 0 | 0 | 0 | 0 | 0 | 0 | 0 | 0 | 0 | 0 | 0 | 0
| 60 | 5650 | 57 | Franchise Requirements | 0 | 0 | [8 empty] | 66 |  | 0 | 0 | 0 | 0 | 0 | 0 | 0 | 0 | 0 | 0 | 0 | 0 | 0 | 0 | 0 | 0 | 0 | 0 | 0 | 0 | 0 | 0 | 0 | 0 | 0 | 0 | 0 | 0 | 0 | 0 | 0 | 0 | 0 | 0 | 0 | 0 | 0 | 0 | 0 | 0 | 0 | 0 | 0 | 0 | 0 | 0 | 0 | 0 | 0 | 0 | 0 | 0 | 0
| 61 | 5655 | 58 | Regulatory Expenses | 210920.85 | 247014.38 | [8 empty] | 67 |  | 3048255.63 | 242964.31 | 21523.56 | 553201 | 537779.25 | 247014.38 | 158014.11 | 77655.58 | 211903.85 | 1386824.91 | 671615.91 | 526818.55 | 213073.08 | 150070.36 | 342079.2 | 30709.22 | 29872.59 | 834748.74 | 130423.34 | 182794.73 | 76535.55 | 95179.06 | 118115.66 | 4686320.24 | 4343503.98 | 240036.24 | 282653.4 | 128725.64 | 95486.59 | 985279.12 | 416106.61 | 381475.18 | 432175.49 | 69342.3 | 429078 | 61148.55 | 868544.46 | 129965.86 | 469050.16 | 157417.66 | 499726.17 | 58106.06 | 73003.7 | 24879.72 | 412680.49 | 79328.89 | 6625027.05 | 211731.72 | 293915.64 | 166599.62 | 214855.48 | 2127101.05 | 705811.5
| 62 | 5665 | 59 | Miscellaneous General Expenses | 937764.37 | 1128085.9 | [8 empty] | 68 |  | 5698901.6 | 88723.24 | 19235.14 | 1127726 | 953077.63 | 1128085.9 | 119320.1 | 0 | 305741.85 | 740189.89 | 24295.76 | 156001.77 | 56541.52 | 972804.84 | 201765.25 | 157534.83 | 79834.07 | 271369.48 | 98847.22 | 87897.48 | 29403.86 | 0 | 19500 | 28638261.15 | 120618.11 | 158402.61 | 171890.23 | 45317.26 | 1319802.5 | 933987.75 | 2057135.35 | 308578.34 | 68083 | 55597.17 | 211341 | 14534 | 625519.4 | 199644.44 | 673959.08 | 84921.4 | 84513.69 | 49806 | 198384.97 | 36957.44 | 263314.38 | 346913.07 | 150142.22 | 152685.72 | 155077.24 | 67417.16 | 220984.13 | 846287.41 | 345954.01
| 63 | 5670 | 60 | Rent (Administrative and General) | 418521.48 | 426891.84 | [8 empty] | 69 |  | 0 | 86493.36 | 0 | 0 | 0 | 426891.84 | 0 | 22100 | 0 | 0 | 0 | 0 | 0 | 465.58 | 0 | 0 | 19415.4 | 0 | 0 | 0 | 16691.4 | 16808.79 | 0 | 12484675.51 | 0 | 0 | 267351.83 | 0 | 0 | 0 | 0 | 0 | 0 | 0 | 0 | 0 | 4140 | 0 | 352716.76 | 12323.04 | 0 | 0 | 1744.27 | 23898.12 | 427696.44 | 163600 | 16319.29 | 0 | 0 | 0 | 0 | 0 | 0
| 64 | 5672 | 61 | Lease Payment Expense | 0 | 0 | [8 empty] | 70 |  | 0 | 0 | 0 | 0 | 0 | 0 | 0 | 0 | 0 | 0 | 0 | 0 | 0 | 0 | 0 | 0 | 0 | 0 | 0 | 0 | 0 | 0 | 0 | 0 | 0 | 0 | 0 | 0 | 0 | 0 | 19715.19 | 0 | 0 | 0 | 0 | 0 | 0 | 0 | 0 | 0 | 0 | 0 | 0 | 0 | 0 | 0 | 0 | 0 | 0 | 0 | 0 | 0 | 157500
| 65 | 5675 | 62 | Maintenance of General Plant | -180677.52 | -180768.62 | [8 empty] | 71 |  | 35351083.02 | 977339.88 | 31527.77 | 317238 | 645577.68 | -180768.62 | 19395.51 | 0 | 138542.88 | 937715.13 | 727079.27 | 1484698.33 | 433 | 51618.45 | 433879.07 | 174458.13 | 33575.95 | 687590.6 | 150540.05 | 630344.55 | 0 | 0 | 25104.19 | 107769999.8 | 7455887.13 | 584642.37 | 100189.81 | 145361.6 | 704809.45 | 758800.14 | 659539.36 | 917333.96 | 801255.32 | 353332.57 | 456319 | 0 | 1162295.61 | 141707.91 | 335981.67 | 162367.88 | 414433.24 | 18651.06 | 65082.04 | 11647.5 | 18877.8 | 0 | 41348334.95 | 55030.54 | 0 | 12372.71 | 149402.02 | 1506262.97 | 1192357.64
| 66 | 5680 | 63 | Electrical Safety Authority Fees | 16344 | 17194 | [8 empty] | 72 |  | 499512 | 18041 | 2094 | 0 | 0 | 17194 | 10975.68 | 2216 | 0 | 75959.13 | 0 | 42720 | 8724 | 12323 | 13854 | 11231.56 | 5392 | 0 | 0 | 0 | 2248 | 1621 | 4911.6 | 0 | 0 | 13117.22 | 13116 | 0 | 15574.38 | 0 | 0 | 0 | 0 | 5660 | 14657 | 3888.96 | 40193.2 | 9449.88 | 0 | 8198 | 0 | 2974 | 3723.96 | 2703 | 0 | 4611 | 517770.66 | 6898.27 | 11743 | 5694.84 | 0 | 0 | 11128
| 67 |  |  | Sutotal: A&G Expenses | 4096261.93 | 4696931.1 | [8 empty] | 73 |  | 114020155.18 | 5526410.72 | 483663.17 | 5961867 | 9389532.13 | 4696931.1 | 1353539.94 | 466454.29 | 2185253.2 | 21132472.73 | 7637929.84 | 15696845.13 | 2562764.83 | 4356414.99 | 4163576.51 | 3257131.43 | 908265.95 | 5493797.66 | 1656099.37 | 4341945.95 | 405671.77 | 347304.19 | 571691.71 | 207890007.76 | 47393240.63 | 4003125.03 | 3122271.09 | 1835848.55 | 2465347.7 | 19469904.11 | 7077126 | 7135147.43 | 7182407.13 | 1440137.01 | 3724743 | 955835.6 | 6667041.633 | 1617751.46 | 8909927.07 | 1614404.24 | 4277791.39 | 541622.21 | 1349406.33 | 507317.37 | 6560506.23 | 1669019.74 | 131967962.14 | 1684210.87 | 2487990.25 | 797231.26 | 3657125.78 | 10968169.59 | 16896305.61
| 68 | 5635 | 64 | Property Insurance | 80586.88 | 109835.08 | [8 empty] | 74 |  | 5941335.34 | 111496.75 | 12058 | 308415 | 61419.54 | 109835.08 | 3687.08 | 7815.64 | 34401.22 | 471204.36 | 226509.48 | 540885.48 | 52901.16 | 102506.95 | 19106.04 | 0 | 12914.14 | 210563.46 | 69821.77 | 131902.84 | 9918.51 | 10771.94 | 4779.47 | 6245218.97 | 196747.95 | 124270.64 | 218522.28 | 37909.17 | 73225.04 | 751235.98 | 122709.64 | 277405.39 | 443073.51 | 48258.73 | 238521 | 56808.36 | 207046.98 | 16920.27 | 124111.11 | 40065.71 | 222262.4 | 0 | 32955.6 | 23453.05 | 71295.83 | 0 | 2299739.75 | 0 | 0 | 63841.92 | 148238.23 | 446850.13 | 61112.78
| 69 | 6210 | 65 | Life Insurance | 0 | 0 | [8 empty] | 75 |  | 0 | 0 | 0 | 0 | 0 | 0 | 0 | 0 | 0 | 0 | 0 | 0 | 0 | 0 | 0 | 0 | 0 | 0 | 0 | 0 | 0 | 0 | 0 | 0 | 0 | 0 | 0 | 0 | 0 | 0 | 0 | 0 | 0 | 0 | 0 | 0 | 0 | 0 | 0 | 0 | 0 | 0 | 0 | 0 | 0 | 0 | 0 | 0 | 0 | 0 | 0 | 0 | 0
| 70 |  |  | Subtotal: Insurance | 80586.88 | 109835.08 | [8 empty] | 76 |  | 5941335.34 | 111496.75 | 12058 | 308415 | 61419.54 | 109835.08 | 3687.08 | 7815.64 | 34401.22 | 471204.36 | 226509.48 | 540885.48 | 52901.16 | 102506.95 | 19106.04 | 0 | 12914.14 | 210563.46 | 69821.77 | 131902.84 | 9918.51 | 10771.94 | 4779.47 | 6245218.97 | 196747.95 | 124270.64 | 218522.28 | 37909.17 | 73225.04 | 751235.98 | 122709.64 | 277405.39 | 443073.51 | 48258.73 | 238521 | 56808.36 | 207046.98 | 16920.27 | 124111.11 | 40065.71 | 222262.4 | 0 | 32955.6 | 23453.05 | 71295.83 | 0 | 2299739.75 | 0 | 0 | 63841.92 | 148238.23 | 446850.13 | 61112.78
| 71 | 5515 | 46 | Advertinsing | 0 | 0 | [8 empty] | 77 |  | 0 | 0 | 0 | 0 | 0 | 0 | 0 | 1175.02 | 626.92 | 0 | 0 | 0 | 0 | 12376.93 | 9617.79 | 0 | 0 | 0 | 0 | 0 | 6019.51 | 0 | 0 | 0 | 0 | 0 | 0 | 0 | 0 | 0 | 0 | 9469.97 | 0 | 0 | 0 | 0 | 1500 | 0 | 0 | 0 | 0 | 0 | 0 | 0 | 144074.55 | 0 | 11660.81 | 0 | 7366 | 0 | 0 | 0 | 0
| 72 |  |  | Subtotal Advertising | 0 | 0 | [8 empty] | 78 |  | 0 | 0 | 0 | 0 | 0 | 0 | 0 | 1175.02 | 626.92 | 0 | 0 | 0 | 0 | 12376.93 | 9617.79 | 0 | 0 | 0 | 0 | 0 | 6019.51 | 0 | 0 | 0 | 0 | 0 | 0 | 0 | 0 | 0 | 0 | 9469.97 | 0 | 0 | 0 | 0 | 1500 | 0 | 0 | 0 | 0 | 0 | 0 | 0 | 144074.55 | 0 | 11660.81 | 0 | 7366 | 0 | 0 | 0 | 0
| 73 |  |  | Total of Above Accounts Used for Benchmarking | 10650777.93 | 11031694.47 | [8 empty] | 79 |  | 279832167.24 | 14472131.79 | 1333260.78 | 14252628 | 23481258.49 | 11031694.47 | 3076047.64 | 896941.46 | 4500250.34 | 52564761.68 | 17245086.35 | 30147802.08 | 6518155.86 | 8568837.92 | 8644835.23 | 7392541.25 | 1920340.48 | 16982287.86 | 3918346.94 | 8340797.81 | 1442256.16 | 644289.88 | 1404267.04 | 643574939 | 107093068.69 | 8977722.52 | 8438504.2 | 3188052.52 | 6456451.44 | 47204907.42 | 12706431.77 | 14999516.64 | 21778496.3 | 3825385.02 | 9185045 | 3719668.71 | 21439117.586 | 4086715.02 | 17290033.82 | 3992146.82 | 12775970.76 | 1712362.86 | 2883062.28 | 1608270.58 | 20027875.64 | 3231948.56 | 301886322.55 | 3790673.61 | 8058891 | 2117653.08 | 7287288.6 | 44501212.14 | 34830864.66
| 74 | [13 empty] | 80
| 75 | Adjustments to OM&A for Benchmarking | [12 empty] | 81
| 76 | 5014 |  | 5014 | 0 | 0 | [8 empty] | 82 |  | 0 | 0 | 0 | 0 | 0 | 0 | 0 | 0 | 0 | 112926.55 | 0 | 289867.55 | 0 | 0 | 0 | 171657.47 | 62210 | 0 | 14700.82 | 31334.54 | 0 | 0 | 60061.73 | 501044.47 | 899315.39 | 0 | 0 | 0 | 0 | 0 | 0 | 0 | 7891.25 | 5149.31 | 0 | 0 | 351641.75 | 0 | 0 | 0 | 24410.58 | 0 | 0 | 0 | 0 | 0 | 38595.11 | 0 | 0 | 0 | 0 | 276507.22 | 0
| 77 | 5015 |  | 5015 | 0 | 0 | [8 empty] | 83 |  | 0 | 0 | 0 | 0 | 0 | 0 | 0 | 0 | 0 | 172940.51 | 0 | 22568.3 | 0 | 0 | 0 | 68304.12 | 43615.6 | 0 | 87256.76 | 24609.71 | 0 | 0 | 12771.07 | 133402.81 | 1124406.13 | 0 | 0 | 0 | 0 | 0 | 0 | 0 | 135138.32 | 1070.78 | 0 | 0 | 32691.41 | 0 | 0 | 0 | 13955.36 | 0 | 0 | 0 | 30331.52 | 0 | 8422.36 | 0 | 0 | 0 | 0 | 795346.14 | 277393.06
| 78 | 5112 |  | 5112 | 0 | 0 | [8 empty] | 84 |  | 0 | 0 | 0 | 0 | 0 | 0 | 0 | 0 | 0 | 54256.06 | 0 | 400771.78 | 0 | 0 | 0 | 59211.33 | 15859.44 | 0 | 26951.41 | 0 | 0 | 0 | 0 | 1523722.74 | 1021911.11 | 0 | 0 | 0 | 0 | 0 | 0 | 0 | 23900.14 | 92598.38 | 0 | 0 | 136133.4 | 0 | 0 | 0 | 235626.41 | 0 | 0 | 0 | 17340.19 | 0 | 1276428.35 | 0 | 0 | 0 | 0 | 534835.58 | 3963.36
| 79 |  |  | Subtotal: HV Adjustment (to subtract from cost) | 0 | 0 | [8 empty] | 85 |  | 0 | 0 | 0 | 0 | 0 | 0 | 0 | 0 | 0 | 340123.12 | 0 | 713207.63 | 0 | 0 | 0 | 299172.92 | 121685.04 | 0 | 128908.99 | 55944.25 | 0 | 0 | 72832.8 | 2158170.02 | 3045632.63 | 0 | 0 | 0 | 0 | 0 | 0 | 0 | 166929.71 | 98818.47 | 0 | 0 | 520466.56 | 0 | 0 | 0 | 273992.35 | 0 | 0 | 0 | 47671.71 | 0 | 1323445.82 | 0 | 0 | 0 | 0 | 1606688.94 | 281356.42
| 80 |  |  | LV Adjustment | 4560.31 | 5011.08 | [8 empty] | 86 |  | 197630.12 | 0 | 0 | 73085.04 | 0 | 5011.08 | 51224.04 | 5011.08 | 33168.25 | 383801.63 | 203763.34 | 0 | 63584.16 | 41025.55 | 24668.4 | 46376.88 | 0 | 53177.42 | 0 | 0 | 10022.16 | 100217.35 | 5011.08 | 0 | 132939.225 | 129021.7 | 0 | 0 | 301030.66 | 20994.78 | 0 | 80210.82 | 116011.97 | 0 | 113028.084 | 106206.399 | 0 | 56242.58 | 0 | 81729.61 | 0 | 15033.24 | 46761.34 | 9186.98 | 0 | 0 | 0 | 18685.74 | 0 | 7539.72 | 114162.04 | 10694.9 | 0
| 81 |  |  | Total Adjusted OM&A Expense | 10655338.24 | 11036705.55 | 11311748.26 | 11233585.6 | 12009484.4799 | 12454850.443 | 12916739.4834 | 13395764.6072 | 13892561.563 | 11 | 87 |  | 280029797.36 | 14472131.79 | 1333260.78 | 14325713.04 | 23481258.49 | 11036705.55 | 3127271.68 | 901952.54 | 4533418.59 | 52608440.19 | 17448849.69 | 29434594.45 | 6581740.02 | 8609863.47 | 8669503.63 | 7139745.21 | 1798655.44 | 17035465.28 | 3789437.95 | 8284853.56 | 1452278.32 | 744507.23 | 1336445.32 | 641416768.98 | 104180375.285 | 9106744.22 | 8438504.2 | 3188052.52 | 6757482.1 | 47225902.2 | 12706431.77 | 15079727.46 | 21727578.56 | 3726566.55 | 9298073.084 | 3825875.109 | 20918651.026 | 4142957.6 | 17290033.82 | 4073876.43 | 12501978.41 | 1727396.1 | 2929823.62 | 1617457.56 | 19980203.93 | 3231948.56 | 300562876.73 | 3809359.35 | 8058891 | 2125192.8 | 7401450.64 | 42905218.1 | 34549508.24
| 82 | [13 empty] | 88
| 83 | Gross Capital Cost Additions Data | [12 empty] | 89
| 84 |  |  | Total Gross Capital Additions | 18180000 | 18302000 | 18905899.37 | 10930857.88 | 21197183.73 | 18213703.1879 | 25395269.5533 | 22128584.6654 | 19205463.6278 | 1 | 90 |  | 498370758.05 | 16875000 | 759753.27 | 13635050 | 26469678.21 | 18302000 | 2655042.79 | 156474.71 | 3517983.69 | 46484817.74 | 19381209.92 | 21292797.09 | 5920812.67 | 9091286 | 9875531.66 | 9385546.49 | 458248.61 | 15257112.2 | 2892497.93 | 7396130 | 233420.9 | 119198.59 | 510733.24 | 1129659608 | 167962686.28 | 34290031 | 4390546.76 | 4462403.52 | 5227460.34 | 47406387.34 | 11916703.13 | 29143748 | 15877220.45 | 3614976.09 | 9769125.26 | 2483700.79 | 45693884 | 2931342.12 | 13713721.29 | 2370695.85 | 10040770.2 | 863099.49 | 903450 | 571673.42 | 16218602 | 2463127.32 | 748695819.09 | 4800946.69 | 7123687.42 | 954859.29 | 8699003 | 50015009.48 | 38036073.49
| 85 |  |  | HV Gross Capital Additions | 0 | 0 | 0 | 0 | 0 | 0 | 0 | 0 | 0 | 2 | 91 |  | 3198198.41 | [6 empty] | 0 |  |  |  | 253326.91 |  |  | 0 | 132078 | 138696.17 |  | 233299.48 | 0 | 0 |  | 58234.12 | 3005740.61 | 1804866.61 | 0 |  | 132985.61 |  |  |  |  | 302480.33 |  |  |  | 0 |  |  | 0 | 28645.59 | [10 empty] | 11356953.65
| 86 | [13 empty] | 92
| 87 | Output and Other Business Conditions | [12 empty] | 93
| 88 |  |  | Number of Customers | 30434 | 30921 | 31123.7806 | 31451.4792 | 31681.6201 | 31913.4449 | 32146.9661 | 32382.1961 | 32619.1473 | 3 | 94 |  | 1086178 | 12510 | 1620 | 37404 | 69561 | 30921 | 7553 | 2705 | 12743 | 179017 | 63484 | 92004 | 19052 | 24962 | 31547 | 22581 | 3745 | 48230 | 11946 | 23128 | 2680 | 1280 | 5656 | 1477590 | 371749 | 23506 | 28423 | 11371 | 14773 | 168224 | 44067 | 45039 | 59172 | 10083 | 27852 | 5952 | 78368 | 13021 | 62880 | 11775 | 34142 | 4418 | 6074 | 2973 | 57373 | 8553 | 795394 | 15675 | 26253 | 4388 | 24829 | 163411 | 115328
| 89 |  |  | Delivery Volume | 479765521.32 | 485819444.01 | 503346495.2438 | 492328477.1753 | 493220666.9337 | 494114473.5041 | 495009899.8164 | 495906948.8058 | 496805623.4131 | 4 | 95 |  | 27034535870.4805 | 271104830.45 | 28522759.17 | 953862086 | 1502712382 | 485819444.01 | 148992172.16 | 31457252 | 246117376 | 3594149979 | 1252301419.01 | 2162811439.36 | 314551992.36 | 629085520.65 | 565569080.76 | 602119699.61 | 68838291.43 | 838624757.69 | 259911886.53 | 505510926 | 73308995.29 | 19016326 | 139172811.49 | 38347150672.7195 | 7298068533.5 | 307008084.56 | 664341137.2 | 232977721.51 | 295018733.27 | 3231684900.1934 | 969441530.52 | 829117234.69 | 1290753216.64 | 287819884.77 | 534285847.89 | 112840271.22 | 1683038599.15 | 263703615.57 | 1097433066.91 | 180324917 | 596581098.66 | 86756868 | 102355465.76 | 80051392.93 | 937233022.21 | 179401959 | 23728746387 | 150690344 | 384936745 | 112032060.45 | 435303751.15 | 3317730900.8686 | 2895402762.21
| 90 |  |  | Annual Peak Demand | 98750 | 103988 | 110706 | 108282.6977 | 108478.9259 | 108675.5097 | 108872.4497 | 109069.7466 | 109267.401 | 5 | 96 |  | 5256976 | 47551 | 5943 | 161749 | 340325 | 103988 | 30827 | 7495 | 60500 | 701130 | 253015 | 455500 | 60706 | 100995 | 125452 | 111290 | 15109 | 156061 | 63564 | 109468 | 15027 | 4353 | 26275 | 6654979 | 1448806 | 71721 | 113531 | 42180 | 48652 | 673584 | 189055 | 180898 | 264231 | 51929 | 100544 | 21676 | 389078 | 51685 | 229662 | 36190 | 112797 | 15373 | 23290 | 20922 | 174301 | 39040 | 4343380 | 37505 | 81934 | 19855 | 78705 | 678505 | 533906
| 91 |  |  | Distribution Circuit km | 1623 | 1663 | 1633 | 1633 | 1633 | 1633 | 1633 | 1633 | 1633 | 6 | 97 |  | 51137 | 2171 | 92 | 1234 | 1518 | 1663 | 161 | 39 | 174 | 4089 | 3288 | 4721 | 403 | 454 | 1650 | 288 | 83 | 2270 | 700 | 1690 | 97 | 21 | 73 | 125229 | 12914 | 1813 | 694 | 246 | 395 | 3122 | 2931 | 1029 | 4649 | 323 | 678 | 370 | 2081 | 225 | 2386 | 510 | 739 | 83 | 115 | 714 | 1271 | 148 | 29391 | 308 | 498 | 239 | 605 | 8114 | 2164
| 92 | [13 empty] | 98
| 93 | [13 empty] | 99
Section 2: Actual Cost Calculations | [14 empty] | 100
101
102
| 94 | Actual Cost | [12 empty] | 103
| 95 | [13 empty] | 104
| 96 | OM&A |  |  | 10655338.24 | 11036705.55 | 11311748.26 | 11233585.6 | 12009484.4799 | 12454850.443 | 12916739.4834 | 13395764.6072 | 13892561.563 |  | 105 |  | 280029797.36 | 14472131.79 | 1333260.78 | 14325713.04 | 23481258.49 | 11036705.55 | 3127271.68 | 901952.54 | 4533418.59 | 52948563.31 | 17448849.69 | 30147802.08 | 6581740.02 | 8609863.47 | 8669503.63 | 7438918.13 | 1920340.48 | 17035465.28 | 3918346.94 | 8340797.81 | 1452278.32 | 744507.23 | 1409278.12 | 643574939 | 107226007.915 | 9106744.22 | 8438504.2 | 3188052.52 | 6757482.1 | 47225902.2 | 12706431.77 | 15079727.46 | 21894508.27 | 3825385.02 | 9298073.084 | 3825875.109 | 21439117.586 | 4142957.6 | 17290033.82 | 4073876.43 | 12775970.76 | 1727396.1 | 2929823.62 | 1617457.56 | 20027875.64 | 3231948.56 | 301886322.55 | 3809359.35 | 8058891 | 2125192.8 | 7401450.64 | 44511907.04 | 34830864.66
| 97 | [13 empty] | 106
| 98 | Capital | [12 empty] | 107
| 99 |  |  | Rate of Return | 6.668% | 6.498% | 6.28% | 6.4% | 6.4% | 6.4% | 6.4% | 6.4% | 6.4% | 10 | 108 |  | 6.498% | 6.498% | 6.498% | 6.498% | 6.498% | 6.498% | 6.498% | 6.498% | 6.498% | 6.498% | 6.498% | 6.498% | 6.498% | 6.498% | 6.498% | 6.498% | 6.498% | 6.498% | 6.498% | 6.498% | 6.498% | 6.498% | 6.498% | 6.498% | 6.498% | 6.498% | 6.498% | 6.498% | 6.498% | 6.498% | 6.498% | 6.498% | 6.498% | 6.498% | 6.498% | 6.498% | 6.498% | 6.498% | 6.498% | 6.498% | 6.498% | 6.498% | 6.498% | 6.498% | 6.498% | 6.498% | 6.498% | 6.498% | 6.498% | 6.498% | 6.498% | 6.498% | 6.498%
| 100 |  |  | Depreciation Rate | 4.59% | 4.59% | 4.59% | 4.59% | 4.59% | 4.59% | 4.59% | 4.59% | 4.59% |  | 109 |  | 4.59% | 4.59% | 4.59% | 4.59% | 4.59% | 4.59% | 4.59% | 4.59% | 4.59% | 4.59% | 4.59% | 4.59% | 4.59% | 4.59% | 4.59% | 4.59% | 4.59% | 4.59% | 4.59% | 4.59% | 4.59% | 4.59% | 4.59% | 4.59% | 4.59% | 4.59% | 4.59% | 4.59% | 4.59% | 4.59% | 4.59% | 4.59% | 4.59% | 4.59% | 4.59% | 4.59% | 4.59% | 4.59% | 4.59% | 4.59% | 4.59% | 4.59% | 4.59% | 4.59% | 4.59% | 4.59% | 4.59% | 4.59% | 4.59% | 4.59% | 4.59% | 4.59% | 4.59%
| 101 |  |  | Construction Cost Index | 202.9059 | 209.0304 | 216.9094 | 223.9628 | 231.2455 | 238.765 | 246.529 | 254.5456 | 262.8227 | 9 | 110 |  | 209.0304 | 209.0304 | 209.0304 | 209.0304 | 209.0304 | 209.0304 | 209.0304 | 209.0304 | 209.0304 | 209.0304 | 209.0304 | 209.0304 | 209.0304 | 209.0304 | 209.0304 | 209.0304 | 209.0304 | 209.0304 | 209.0304 | 209.0304 | 209.0304 | 209.0304 | 209.0304 | 209.0304 | 209.0304 | 209.0304 | 209.0304 | 209.0304 | 209.0304 | 209.0304 | 209.0304 | 209.0304 | 209.0304 | 209.0304 | 209.0304 | 209.0304 | 209.0304 | 209.0304 | 209.0304 | 209.0304 | 209.0304 | 209.0304 | 209.0304 | 209.0304 | 209.0304 | 209.0304 | 209.0304 | 209.0304 | 209.0304 | 209.0304 | 209.0304 | 209.0304 | 209.0304
| 102 |  |  | Capital Price | 22.2952 | 22.7793 | 23.0833 | 24.1621 | 24.9478 | 25.759 | 26.5966 | 27.4615 | 28.3545 |  | 111 |  | 22.7793 | 22.7793 | 22.7793 | 22.7793 | 22.7793 | 22.7793 | 22.7793 | 22.7793 | 22.7793 | 22.7793 | 22.7793 | 22.7793 | 22.7793 | 22.7793 | 22.7793 | 22.7793 | 22.7793 | 22.7793 | 22.7793 | 22.7793 | 22.7793 | 22.7793 | 22.7793 | 22.7793 | 22.7793 | 22.7793 | 22.7793 | 22.7793 | 22.7793 | 22.7793 | 22.7793 | 22.7793 | 22.7793 | 22.7793 | 22.7793 | 22.7793 | 22.7793 | 22.7793 | 22.7793 | 22.7793 | 22.7793 | 22.7793 | 22.7793 | 22.7793 | 22.7793 | 22.7793 | 22.7793 | 22.7793 | 22.7793 | 22.7793 | 22.7793 | 22.7793 | 22.7793
| 103 |  |  | Gross Plant Additions | 18180000 | 18302000 | 18905899.37 | 10930857.88 | 21197183.73 | 18213703.1879 | 25395269.5533 | 22128584.6654 | 19205463.6278 | 1 | 112 |  | 498370758.05 | 16875000 | 759753.27 | 13635050 | 26469678.21 | 18302000 | 2655042.79 | 156474.71 | 3517983.69 | 46484817.74 | 19381209.92 | 21292797.09 | 5920812.67 | 9091286 | 9875531.66 | 9385546.49 | 458248.61 | 15257112.2 | 2892497.93 | 7396130 | 233420.9 | 119198.59 | 510733.24 | 1129659608 | 167962686.28 | 34290031 | 4390546.76 | 4462403.52 | 5227460.34 | 47406387.34 | 11916703.13 | 29143748 | 15877220.45 | 3614976.09 | 9769125.26 | 2483700.79 | 45693884 | 2931342.12 | 13713721.29 | 2370695.85 | 10040770.2 | 863099.49 | 903450 | 571673.42 | 16218602 | 2463127.32 | 748695819.09 | 4800946.69 | 7123687.42 | 954859.29 | 8699003 | 50015009.48 | 38036073.49
| 104 |  |  | HV Capital Additions | 0 | 0 | 0 | 0 | 0 | 0 | 0 | 0 | 0 | 2 | 113 |  | 3198198.41 | [6 empty] | 0 |  |  |  | 253326.91 |  |  | 0 | 132078 | 138696.17 |  | 233299.48 | 0 | 0 |  | 58234.12 | 3005740.61 | 1804866.61 | 0 |  | 132985.61 |  |  |  |  | 302480.33 |  |  |  | 0 |  |  | 0 | 28645.59 | [10 empty] | 11356953.65
| 105 |  |  | Quantity of Capital Additions | 89598.1773 | 87556.6319 | 87160.3453 | 48806.5854 | 91665.2902 | 76282.9685 | 103011.2681 | 86933.6913 | 73073.8275 |  | 114 |  | 2368901.8443 | 80729.8746 | 3634.654 | 65229.9778 | 126630.7438 | 87556.6319 | 12701.705 | 748.5738 | 16830.0078 | 222383.0225 | 92719.5642 | 100652.6689 | 28325.1238 | 43492.6446 | 47244.47 | 44268.5245 | 1528.7365 | 72989.9113 | 12721.5856 | 35383.0309 | 1116.6839 | 570.2452 | 2164.7524 | 5389903.7263 | 794897.7741 | 164043.2534 | 21004.3431 | 20711.9031 | 25008.1314 | 226791.8046 | 57009.4192 | 139423.4738 | 74509.441 | 17294.0187 | 46735.4226 | 11882.0061 | 218599.2014 | 14023.5189 | 65606.3407 | 11341.3913 | 47897.9297 | 4129.0615 | 4322.0981 | 2734.8814 | 77589.6714 | 11783.5828 | 3581755.2329 | 22967.6933 | 34079.6677 | 4568.0397 | 41615.9657 | 184939.8517 | 181964.2928
| 106 |  |  | Quantity of Capital Removed | 47845.9218 | 49762.3503 | 51497.1078 | 53134.0504 | 52935.4198 | 54713.1208 | 55703.1769 | 57874.6182 | 59208.4297 |  | 115 |  | 1373250.3288 | 43342.854 | 1436.0531 | 38358.3425 | 74091.0381 | 49762.3503 | 6252.5041 | 1348.5088 | 6917.9936 | 192715.1913 | 59009.6693 | 97315.5178 | 14374.6563 | 24306.8429 | 28306.147 | 20452.6062 | 2441.4536 | 46615.0814 | 10049.7475 | 31596.5011 | 1041.5952 | 436.6051 | 1589.5536 | 2699236.4485 | 481049.4499 | 34946.1884 | 22437.0158 | 8429.0231 | 14287.0447 | 150578.3243 | 48601.9659 | 44826.6399 | 69402.2561 | 11776.131 | 31717.446 | 3591.992 | 97174.2605 | 10059.012 | 62505.6968 | 7585.3425 | 42692.5855 | 3370.8748 | 3448.7624 | 2359.6917 | 58539.6646 | 7328.8536 | 1927567.3055 | 11249.4306 | 15114.2312 | 4009.7093 | 22943.0093 | 184036.138 | 108567.1087
| 107 |  |  | Capital Quantity | 1084147.0656 | 1121941.3473 | 1157604.5847 | 1153277.1197 | 1192006.9901 | 1213576.8378 | 1260884.929 | 1289944.0021 | 1303809.3999 |  | 116 |  | 30913959.3325 | 981675.7788 | 33485.1604 | 862565.3721 | 1666723.5423 | 1121941.3473 | 142669.333 | 28779.3424 | 160630.8296 | 4228255.8761 | 1319323.6058 | 2123500.9367 | 327123.8072 | 548746.6483 | 635629.9785 | 469406.4674 | 52277.9928 | 1041953.9455 | 221620.5859 | 692163.4603 | 22767.7945 | 9645.7333 | 35205.997 | 61497561.5812 | 10794228.4955 | 890451.9314 | 487391.2011 | 195921.7281 | 321985.6779 | 3356786.9943 | 1067273.8122 | 1071212.0826 | 1517138.9089 | 262078.477 | 706029.8724 | 86546.9195 | 2238511.2261 | 223115.0956 | 1364880.5298 | 169014.0555 | 935327.0332 | 74197.7239 | 76009.771 | 51784.5956 | 1294423.9643 | 164124.7418 | 43649118.3296 | 256803.8972 | 348251.5201 | 87915.8307 | 518520.6536 | 4010405.6303 | 2438693.6698
| 108 |  |  | Capital Cost | 24171235.2042 | 25557064.074 | 26721279.2378 | 27865589.5124 | 29737933.4245 | 31260555.0591 | 33535306.7545 | 35423797.0003 | 36968836.6413 |  | 117 |  | 704199057.6178 | 22361909.4166 | 762769.2762 | 19648655.0172 | 37966833.5333 | 25557064.074 | 3249910.7856 | 655573.9291 | 3659061.514 | 96316805.3398 | 30053298.2495 | 48371913.2318 | 7451658.7892 | 12500077.0189 | 14479220.44 | 10692761.4305 | 1190857.2706 | 23735005.2313 | 5048366.8571 | 15767014.8691 | 518634.9389 | 219723.271 | 801968.7688 | 1400872804.5934 | 245885214.9124 | 20283891.9535 | 11102441.4833 | 4462964.2818 | 7334615.6819 | 76465334.4016 | 24311774.6487 | 24401485.781 | 34559396.8863 | 5969970.2174 | 16082882.346 | 1971480.2134 | 50991769.7343 | 5082410.7756 | 31091054.1254 | 3850025.7231 | 21306116.3802 | 1690173.9011 | 1731451.1065 | 1179618.0167 | 29486101.2781 | 3738650.4663 | 994297354.8917 | 5849818.8618 | 7932933.7802 | 2002663.0839 | 11811549.3298 | 91354324.2771 | 55551790.2315
| 109 | [13 empty] | 118
| 110 | Total Actual Cost |  |  | 34826573.4442 | 36593769.624 | 38033027.4978 | 39099175.1124 | 41747417.9044 | 43715405.5021 | 46452046.2379 | 48819561.6075 | 50861398.2043 |  | 119 |  | 984228854.9778 | 36834041.2066 | 2096030.0562 | 33974368.0572 | 61448092.0233 | 36593769.624 | 6377182.4656 | 1557526.4691 | 8192480.104 | 149265368.6498 | 47502147.9395 | 78519715.3118 | 14033398.8092 | 21109940.4889 | 23148724.07 | 18131679.5605 | 3111197.7506 | 40770470.5113 | 8966713.7971 | 24107812.6791 | 1970913.2589 | 964230.501 | 2211246.8888 | 2044447743.5934 | 353111222.8274 | 29390636.1735 | 19540945.6833 | 7651016.8018 | 14092097.7819 | 123691236.6016 | 37018206.4187 | 39481213.241 | 56453905.1563 | 9795355.2374 | 25380955.43 | 5797355.3224 | 72430887.3203 | 9225368.3756 | 48381087.9454 | 7923902.1531 | 34082087.1402 | 3417570.0011 | 4661274.7265 | 2797075.5767 | 49513976.9181 | 6970599.0263 | 1296183677.4417 | 9659178.2118 | 15991824.7802 | 4127855.8839 | 19212999.9698 | 135866231.3171 | 90382654.8915
120
Section 3: Predicted Cost Calculations | [14 empty] | 121
122
| 111 | Predicted Cost |  |  |  | 101.6% | 100.7% | 101.1% | 100.7% | 100.7% | 100.7% | 100.7% | 100.7% |  | 123
| 112 | [13 empty] | 124
| 113 |  |  | Output Quantity | [10 empty] | 125
| 114 |  |  | Number of Customers | 30434 | 30921 | 31123.7806 | 31451.4792 | 31681.6201 | 31913.4449 | 32146.9661 | 32382.1961 | 32619.1473 |  | 126 |  | 1086178 | 12510 | 1620 | 37404 | 69561 | 30921 | 7553 | 2705 | 12743 | 179017 | 63484 | 92004 | 19052 | 24962 | 31547 | 22581 | 3745 | 48230 | 11946 | 23128 | 2680 | 1280 | 5656 | 1477590 | 371749 | 23506 | 28423 | 11371 | 14773 | 168224 | 44067 | 45039 | 59172 | 10083 | 27852 | 5952 | 78368 | 13021 | 62880 | 11775 | 34142 | 4418 | 6074 | 2973 | 57373 | 8553 | 795394 | 15675 | 26253 | 4388 | 24829 | 163411 | 115328
| 115 |  |  | Delivery Volume | 479765521.32 | 485819444.01 | 503346495.2438 | 492328477.1753 | 493220666.9337 | 494114473.5041 | 495009899.8164 | 495906948.8058 | 496805623.4131 |  | 127 |  | 27034535870.4805 | 271104830.45 | 28522759.17 | 953862086 | 1502712382 | 485819444.01 | 148992172.16 | 31457252 | 246117376 | 3594149979 | 1252301419.01 | 2162811439.36 | 314551992.36 | 629085520.65 | 565569080.76 | 602119699.61 | 68838291.43 | 838624757.69 | 259911886.53 | 505510926 | 73308995.29 | 19016326 | 139172811.49 | 38347150672.7195 | 7298068533.5 | 307008084.56 | 664341137.2 | 232977721.51 | 295018733.27 | 3231684900.1934 | 969441530.52 | 829117234.69 | 1290753216.64 | 287819884.77 | 534285847.89 | 112840271.22 | 1683038599.15 | 263703615.57 | 1097433066.91 | 180324917 | 596581098.66 | 86756868 | 102355465.76 | 80051392.93 | 937233022.21 | 179401959 | 23728746387 | 150690344 | 384936745 | 112032060.45 | 435303751.15 | 3317730900.8686 | 2895402762.21
| 116 |  |  | Annual Peak Demand | 100483 | 103988 | 110706 | 108282.6977 | 108478.9259 | 108675.5097 | 108872.4497 | 109069.7466 | 109267.401 |  | 128 |  | 5256976 | 47551 | 5943 | 161749 | 340325 | 103988 | 30827 | 7495 | 60500 | 701130 | 253015 | 455500 | 60706 | 100995 | 125452 | 111290 | 15109 | 156061 | 63564 | 109468 | 15027 | 4353 | 26275 | 6654979 | 1448806 | 71721 | 113531 | 42180 | 48652 | 673584 | 189055 | 180898 | 264231 | 51929 | 100544 | 21676 | 389078 | 51685 | 229662 | 36190 | 112797 | 15373 | 23290 | 20922 | 174301 | 39040 | 4343380 | 37505 | 81934 | 19855 | 78705 | 678505 | 533906
| 117 |  |  | Capacity Proxy | 116948 | 116948 | 116948 | 116948 | 116948 | 116948 | 116948 | 116948 | 116948 |  | 129 |  | 6110911.26 | 52764 | 8722 | 219364 | 379690 | 116948 | 39945 | 7643 | 65612 | 750598 | 314474 | 656700 | 70523 | 136289 | 143420 | 116734 | 18859 | 206940 | 69436 | 214152 | 22617 | 7653 | 40003 | 6841022 | 1518168 | 71721 | 147462 | 50701 | 69984 | 719375 | 194762 | 204588 | 269269 | 52067 | 138403 | 26895 | 389078 | 53650 | 244040 | 47940 | 156336 | 19991 | 39622 | 22753 | 221752 | 48436 | 5018278 | 37505 | 104372 | 19855 | 94390 | 681698 | 580026
| 118 | [13 empty] | 130
| 119 |  |  | Input Prices | [10 empty] | 131
| 120 |  |  | GDP IPI [30% Weight] | 4.141% | 2.974% | 3.086% | 3.186% | 3.29% | 3.397% | 3.507% | 3.621% | 3.739% |  | 132 |  | 2.974% | 2.974% | 2.974% | 2.974% | 2.974% | 2.974% | 2.974% | 2.974% | 2.974% | 2.974% | 2.974% | 2.974% | 2.974% | 2.974% | 2.974% | 2.974% | 2.974% | 2.974% | 2.974% | 2.974% | 2.974% | 2.974% | 2.974% | 2.974% | 2.974% | 2.974% | 2.974% | 2.974% | 2.974% | 2.974% | 2.974% | 2.974% | 2.974% | 2.974% | 2.974% | 2.974% | 2.974% | 2.974% | 2.974% | 2.974% | 2.974% | 2.974% | 2.974% | 2.974% | 2.974% | 2.974% | 2.974% | 2.974% | 2.974% | 2.974% | 2.974% | 2.974% | 2.974%
| 121 |  |  | Average Hourly Earnings [70% Weight] | 3.333% | 4.851% | 5.009% | 5.26% | 5.524% | 5.802% | 6.093% | 6.399% | 6.721% |  | 133 |  | 4.851% | 4.851% | 4.851% | 4.851% | 4.851% | 4.851% | 4.851% | 4.851% | 4.851% | 4.851% | 4.851% | 4.851% | 4.851% | 4.851% | 4.851% | 4.851% | 4.851% | 4.851% | 4.851% | 4.851% | 4.851% | 4.851% | 4.851% | 4.851% | 4.851% | 4.851% | 4.851% | 4.851% | 4.851% | 4.851% | 4.851% | 4.851% | 4.851% | 4.851% | 4.851% | 4.851% | 4.851% | 4.851% | 4.851% | 4.851% | 4.851% | 4.851% | 4.851% | 4.851% | 4.851% | 4.851% | 4.851% | 4.851% | 4.851% | 4.851% | 4.851% | 4.851% | 4.851%
| 122 |  |  | OM&A Price Index Growth [30% GDPIPI growth + 70% AWE Growth] | 3.575% | 4.288% | 3.35% | 4.39% | 4.39% | 4.39% | 4.39% | 4.39% | 4.39% |  | 134 |  | 4.288% | 4.288% | 4.288% | 4.288% | 4.288% | 4.288% | 4.288% | 4.288% | 4.288% | 4.288% | 4.288% | 4.288% | 4.288% | 4.288% | 4.288% | 4.288% | 4.288% | 4.288% | 4.288% | 4.288% | 4.288% | 4.288% | 4.288% | 4.288% | 4.288% | 4.288% | 4.288% | 4.288% | 4.288% | 4.288% | 4.288% | 4.288% | 4.288% | 4.288% | 4.288% | 4.288% | 4.288% | 4.288% | 4.288% | 4.288% | 4.288% | 4.288% | 4.288% | 4.288% | 4.288% | 4.288% | 4.288% | 4.288% | 4.288% | 4.288% | 4.288% | 4.288% | 4.288%
| 123 |  |  | OM&A Price Index Level | 151.1001 | 157.7199 | 163.093 | 170.4122 | 178.06 | 186.0509 | 194.4005 | 203.1248 | 212.2406 |  | 135 |  | 187.0369 | 148.3404 | 157.4847 | 170.5075 | 179.6779 | 157.7199 | 167.9667 | 185.5997 | 191.44 | 187.928 | 162.9053 | 191.44 | 152.155 | 163.8888 | 191.44 | 160.1044 | 157.4847 | 159.5512 | 179.6779 | 183.3574 | 159.5512 | 145.461 | 145.461 | 177.0171 | 185.5997 | 175.4813 | 152.0437 | 160.6715 | 162.1181 | 163.8888 | 179.6779 | 181.2591 | 157.7199 | 157.7199 | 148.755 | 165.4726 | 183.3574 | 181.2591 | 187.0369 | 136.8955 | 148.3404 | 136.8955 | 158.287 | 157.4847 | 157.4847 | 168.7957 | 187.0369 | 175.4813 | 157.7199 | 159.3326 | 144.1211 | 174.0315 | 174.5442
| 124 | [13 empty] | 136
| 125 |  |  | Capital Price Index | 22.2952 | 22.7793 | 23.0833 | 24.1621 | 24.9478 | 25.759 | 26.5966 | 27.4615 | 28.3545 |  | 137 |  | 22.7793 | 22.7793 | 22.7793 | 22.7793 | 22.7793 | 22.7793 | 22.7793 | 22.7793 | 22.7793 | 22.7793 | 22.7793 | 22.7793 | 22.7793 | 22.7793 | 22.7793 | 22.7793 | 22.7793 | 22.7793 | 22.7793 | 22.7793 | 22.7793 | 22.7793 | 22.7793 | 22.7793 | 22.7793 | 22.7793 | 22.7793 | 22.7793 | 22.7793 | 22.7793 | 22.7793 | 22.7793 | 22.7793 | 22.7793 | 22.7793 | 22.7793 | 22.7793 | 22.7793 | 22.7793 | 22.7793 | 22.7793 | 22.7793 | 22.7793 | 22.7793 | 22.7793 | 22.7793 | 22.7793 | 22.7793 | 22.7793 | 22.7793 | 22.7793 | 22.7793 | 22.7793
| 126 | [13 empty] | 138
| 127 |  |  | Business Conditions | [10 empty] | 139
| 128 |  |  | Line km | 1623 | 1663 | 1633 | 1633 | 1633 | 1633 | 1633 | 1633 | 1633 |  | 140 |  | 51137 | 2171 | 92 | 1234 | 1518 | 1663 | 161 | 39 | 174 | 4089 | 3288 | 4721 | 403 | 454 | 1650 | 288 | 83 | 2270 | 700 | 1690 | 97 | 21 | 73 | 125229 | 12914 | 1813 | 694 | 246 | 395 | 3122 | 2931 | 1029 | 4649 | 323 | 678 | 370 | 2081 | 225 | 2386 | 510 | 739 | 83 | 115 | 714 | 1271 | 148 | 29391 | 308 | 498 | 239 | 605 | 8114 | 2164
| 129 |  |  | 2002-2023 (incremented by 1 each year of forecast) Avg Line km | 1094.6571 | 1118.6727 | 1162.7833 | 1181.592 | 1198.9538 | 1215.0296 | 1229.9571 | 1243.8552 | 1256.8267 |  | 141 |  | 26899.1136 | 1912.9 | 92.0682 | 851.4455 | 1529.4045 | 1118.6727 | 150.3636 | 31.4591 | 153.2955 | 3409.4091 | 1630.9364 | 2289.6818 | 344.9091 | 403.3136 | 723.3318 | 270.6227 | 80.6727 | 1093.5364 | 376.9091 | 1469.1909 | 76.8273 | 21.1364 | 67.7955 | 123584.7591 | 5566.1818 | 907.9091 | 380.8091 | 157.4091 | 477.4091 | 2815.2273 | 1611.7045 | 1059.4545 | 2484.4545 | 336.2091 | 714.3 | 370 | 1654.9545 | 195.8318 | 1230.4545 | 265.2818 | 732.2273 | 69.5 | 98.7909 | 389.2455 | 1250.5227 | 147.7773 | 18904.5909 | 255.9773 | 451.8545 | 121.6818 | 501.9182 | 3422.2136 | 2043.3955
| 130 |  |  | Customers Ten Years Ago | 28584 | 28627 | 28713 | 28808 | 29057 | 29246 | 29456 | 29719 | 30042 |  | 142 |  | 997300 | 11650 | 1663 | 36115 | 66366 | 28627 | 6729 | 1985 | 12398 | 158989 | 57421 | 86662 | 16426 | 22066 | 28640 | 20362 | 3753 | 47187 | 11038 | 21534 | 2718 | 1221 | 5499 | 1326943 | 319536 | 15790 | 27356 | 9996 | 13264 | 152544 | 35111 | 41906 | 51824 | 8672 | 27276 | 6062 | 66531 | 11685 | 54731 | 10820 | 33487 | 4246 | 5858 | 2779 | 56040 | 6935 | 744252 | 12985 | 22470 | 3731 | 22822 | 145819 | 101447
| 131 |  |  | Ten Year Customer Growth Percentage | 7.424% | 8.013% | 8.062% | 8.779% | 8.648% | 8.728% | 8.742% | 8.582% | 8.23% |  | 143 |  | 8.912% | 7.382% | -2.586% | 3.569% | 4.814% | 8.013% | 12.25% | 36.27% | 2.783% | 12.6% | 10.56% | 6.164% | 15.99% | 13.12% | 10.15% | 10.9% | -0.2132% | 2.21% | 8.226% | 7.402% | -1.398% | 4.832% | 2.855% | 11.35% | 16.34% | 48.87% | 3.9% | 13.76% | 11.38% | 10.28% | 25.51% | 7.476% | 14.18% | 16.27% | 2.112% | -1.815% | 17.79% | 11.43% | 14.89% | 8.826% | 1.956% | 4.051% | 3.687% | 6.981% | 2.379% | 23.33% | 6.872% | 20.72% | 16.84% | 17.61% | 8.794% | 12.06% | 13.68%
| 132 | [13 empty] | 144
| 133 | (Details of the predicted cost calculations may be hidden by using the +/- button to the left of row 248) | [12 empty] | 145
| 134 | [13 empty] | 146
| 135 | Company Values for Variables Used in the Prediction Equation | [12 empty] | 147
| 136 | [13 empty] | 148
| 137 |  |  | Constant | 1 | 1 | 1 | 1 | 1 | 1 | 1 | 1 | 1 |  | 149 |  | 1 | 1 | 1 | 1 | 1 | 1 | 1 | 1 | 1 | 1 | 1 | 1 | 1 | 1 | 1 | 1 | 1 | 1 | 1 | 1 | 1 | 1 | 1 | 1 | 1 | 1 | 1 | 1 | 1 | 1 | 1 | 1 | 1 | 1 | 1 | 1 | 1 | 1 | 1 | 1 | 1 | 1 | 1 | 1 | 1 | 1 | 1 | 1 | 1 | 1 | 1 | 1 | 1
| 138 |  |  | Capital Price / OM&A Price (WK) | 0.14755 | 0.14443 | 0.14153 | 0.14179 | 0.14011 | 0.13845 | 0.13681 | 0.1352 | 0.1336 |  | 150 |  | 0.12179 | 0.15356 | 0.14464 | 0.1336 | 0.12678 | 0.14443 | 0.13562 | 0.12273 | 0.11899 | 0.12121 | 0.13983 | 0.11899 | 0.14971 | 0.13899 | 0.11899 | 0.14228 | 0.14464 | 0.14277 | 0.12678 | 0.12423 | 0.14277 | 0.1566 | 0.1566 | 0.12868 | 0.12273 | 0.12981 | 0.14982 | 0.14178 | 0.14051 | 0.13899 | 0.12678 | 0.12567 | 0.14443 | 0.14443 | 0.15313 | 0.13766 | 0.12423 | 0.12567 | 0.12179 | 0.1664 | 0.15356 | 0.1664 | 0.14391 | 0.14464 | 0.14464 | 0.13495 | 0.12179 | 0.12981 | 0.14443 | 0.14297 | 0.15806 | 0.13051 | 0.13051
| 139 |  |  | Customers (Y1) | 30434 | 30921 | 31123.7806 | 31451.4792 | 31681.6201 | 31913.4449 | 32146.9661 | 32382.1961 | 32619.1473 |  | 151 |  | 1086178 | 12510 | 1620 | 37404 | 69561 | 30921 | 7553 | 2705 | 12743 | 179017 | 63484 | 92004 | 19052 | 24962 | 31547 | 22581 | 3745 | 48230 | 11946 | 23128 | 2680 | 1280 | 5656 | 1477590 | 371749 | 23506 | 28423 | 11371 | 14773 | 168224 | 44067 | 45039 | 59172 | 10083 | 27852 | 5952 | 78368 | 13021 | 62880 | 11775 | 34142 | 4418 | 6074 | 2973 | 57373 | 8553 | 795394 | 15675 | 26253 | 4388 | 24829 | 163411 | 115328
| 140 |  |  | Capacity (Y2) | 116948 | 116948 | 116948 | 116948 | 116948 | 116948 | 116948 | 116948 | 116948 |  | 152 |  | 6110911.26 | 52764 | 8722 | 219364 | 379690 | 116948 | 39945 | 7643 | 65612 | 750598 | 314474 | 656700 | 70523 | 136289 | 143420 | 116734 | 18859 | 206940 | 69436 | 214152 | 22617 | 7653 | 40003 | 6841022 | 1518168 | 71721 | 147462 | 50701 | 69984 | 719375 | 194762 | 204588 | 269269 | 52067 | 138403 | 26895 | 389078 | 53650 | 244040 | 47940 | 156336 | 19991 | 39622 | 22753 | 221752 | 48436 | 5018278 | 37505 | 104372 | 19855 | 94390 | 681698 | 580026
| 141 |  |  | Deliveries (Y3) | 479765521.32 | 485819444.01 | 503346495.2438 | 492328477.1753 | 493220666.9337 | 494114473.5041 | 495009899.8164 | 495906948.8058 | 496805623.4131 |  | 153 |  | 27034535870.4805 | 271104830.45 | 28522759.17 | 953862086 | 1502712382 | 485819444.01 | 148992172.16 | 31457252 | 246117376 | 3594149979 | 1252301419.01 | 2162811439.36 | 314551992.36 | 629085520.65 | 565569080.76 | 602119699.61 | 68838291.43 | 838624757.69 | 259911886.53 | 505510926 | 73308995.29 | 19016326 | 139172811.49 | 38347150672.7195 | 7298068533.5 | 307008084.56 | 664341137.2 | 232977721.51 | 295018733.27 | 3231684900.1934 | 969441530.52 | 829117234.69 | 1290753216.64 | 287819884.77 | 534285847.89 | 112840271.22 | 1683038599.15 | 263703615.57 | 1097433066.91 | 180324917 | 596581098.66 | 86756868 | 102355465.76 | 80051392.93 | 937233022.21 | 179401959 | 23728746387 | 150690344 | 384936745 | 112032060.45 | 435303751.15 | 3317730900.8686 | 2895402762.21
| 142 |  |  | Average Line Length | 1118.6727 | 1142.3391 | 1162.7833 | 1181.592 | 1198.9538 | 1215.0296 | 1229.9571 | 1243.8552 | 1256.8267 |  | 154 |  | 27952.9348 | 1924.1217 | 92.0652 | 868.0783 | 1528.9087 | 1142.3391 | 150.8261 | 31.787 | 154.1957 | 3438.9565 | 1702.9826 | 2395.3913 | 347.4348 | 405.5174 | 763.6217 | 271.3783 | 80.7739 | 1144.687 | 390.9565 | 1478.7913 | 77.7043 | 21.1304 | 68.0217 | 123656.2478 | 5885.6522 | 947.2609 | 394.4261 | 161.2609 | 473.8261 | 2828.5652 | 1669.0652 | 1058.1304 | 2578.5652 | 335.6348 | 712.7217 | 370 | 1673.4783 | 197.1 | 1280.6957 | 275.9217 | 732.5217 | 70.087 | 99.4957 | 403.3652 | 1251.413 | 147.787 | 19360.5217 | 258.2391 | 453.8609 | 126.7826 | 506.4 | 3626.2043 | 2048.6391
| 143 |  |  | Customers Added in last 10 years | 7.424% | 8.013% | 8.062% | 8.779% | 8.648% | 8.728% | 8.742% | 8.582% | 8.23% |  | 155 |  | 8.912% | 7.382% | -2.586% | 3.569% | 4.814% | 8.013% | 12.25% | 36.27% | 2.783% | 12.6% | 10.56% | 6.164% | 15.99% | 13.12% | 10.15% | 10.9% | -0.2132% | 2.21% | 8.226% | 7.402% | -1.398% | 4.832% | 2.855% | 11.35% | 16.34% | 48.87% | 3.9% | 13.76% | 11.38% | 10.28% | 25.51% | 7.476% | 14.18% | 16.27% | 2.112% | -1.815% | 17.79% | 11.43% | 14.89% | 8.826% | 1.956% | 4.051% | 3.687% | 6.981% | 2.379% | 23.33% | 6.872% | 20.72% | 16.84% | 17.61% | 8.794% | 12.06% | 13.68%
| 144 |  |  | Trend | 17 | 18 | 19 | 20 | 21 | 22 | 23 | 24 | 25 |  | 156 |  | 18 | 18 | 18 | 18 | 18 | 18 | 18 | 18 | 18 | 18 | 18 | 18 | 18 | 18 | 18 | 18 | 18 | 18 | 18 | 18 | 18 | 18 | 18 | 18 | 18 | 18 | 18 | 18 | 18 | 18 | 18 | 18 | 18 | 18 | 18 | 18 | 18 | 18 | 18 | 18 | 18 | 18 | 18 | 18 | 18 | 18 | 18 | 18 | 18 | 18 | 18 | 18 | 18
| 145 | [13 empty] | 157
| 146 | [13 empty] | 158
| 147 | Company-Specific Parameter Estimates* | [12 empty] | 159
| 148 |  | 91 | Constant | 12.8129 | 12.8129 | 12.8129 | 12.8129 | 12.8129 | 12.8129 | 12.8129 | 12.8129 | 12.8129 |  | 160 |  | 12.8172 | 12.8097 | 12.8157 | 12.8145 | 12.8168 | 12.8129 | 12.8133 | 12.8109 | 12.8111 | 12.8149 | 12.8214 | 12.8191 | 12.8123 | 12.8121 | 12.8153 | 12.8157 | 12.8124 | 12.8161 | 12.8145 | 12.8115 | 12.8149 | 12.8177 | 12.8066 | 12.8151 | 12.8153 | 12.8159 | 12.8141 | 12.8129 | 12.8195 | 12.8131 | 12.8193 | 12.8143 | 12.7877 | 12.8109 | 12.8148 | 12.8311 | 12.8119 | 12.8147 | 12.8195 | 12.8144 | 12.8064 | 12.8221 | 12.8123 | 12.8146 | 12.8098 | 12.8142 | 12.8023 | 12.8153 | 12.8158 | 12.8153 | 12.8135 | 12.8202 | 12.8166
| 149 |  | 92 | Capital Price / OM&A Price (WK) | 0.62778 | 0.62778 | 0.62778 | 0.62778 | 0.62778 | 0.62778 | 0.62778 | 0.62778 | 0.62778 |  | 161 |  | 0.62713 | 0.62643 | 0.62654 | 0.6328 | 0.62645 | 0.62778 | 0.62722 | 0.63118 | 0.62749 | 0.62695 | 0.62822 | 0.62672 | 0.62937 | 0.62772 | 0.62608 | 0.6221 | 0.62704 | 0.62747 | 0.62877 | 0.62562 | 0.62749 | 0.62696 | 0.63025 | 0.63013 | 0.62764 | 0.6278 | 0.62904 | 0.62668 | 0.62707 | 0.63058 | 0.62545 | 0.6277 | 0.62881 | 0.62469 | 0.62569 | 0.62681 | 0.62461 | 0.62744 | 0.62689 | 0.62692 | 0.6309 | 0.62426 | 0.62764 | 0.62667 | 0.63219 | 0.62699 | 0.63227 | 0.62623 | 0.62845 | 0.62705 | 0.6269 | 0.62523 | 0.62626
| 150 |  | 93 | Customers (Y1) | 0.4448 | 0.4448 | 0.4448 | 0.4448 | 0.4448 | 0.4448 | 0.4448 | 0.4448 | 0.4448 |  | 162 |  | 0.42382 | 0.45714 | 0.4439 | 0.44057 | 0.43873 | 0.4448 | 0.44755 | 0.44745 | 0.44314 | 0.44038 | 0.42638 | 0.45245 | 0.44062 | 0.45272 | 0.44683 | 0.45202 | 0.4464 | 0.43863 | 0.43902 | 0.43648 | 0.43963 | 0.45389 | 0.44426 | 0.40373 | 0.44481 | 0.44246 | 0.4429 | 0.44869 | 0.43983 | 0.45002 | 0.45821 | 0.44786 | 0.49067 | 0.44851 | 0.4453 | 0.42477 | 0.45612 | 0.44338 | 0.45682 | 0.44495 | 0.44132 | 0.43709 | 0.45049 | 0.44556 | 0.42625 | 0.44494 | 0.46436 | 0.44449 | 0.44343 | 0.44683 | 0.44533 | 0.4801 | 0.43589
| 151 |  | 94 | Capacity (Y2) | 0.16252 | 0.16252 | 0.16252 | 0.16252 | 0.16252 | 0.16252 | 0.16252 | 0.16252 | 0.16252 |  | 163 |  | 0.19096 | 0.15666 | 0.16174 | 0.16083 | 0.1631 | 0.16252 | 0.15481 | 0.16256 | 0.16819 | 0.16531 | 0.16915 | 0.16697 | 0.16553 | 0.1551 | 0.16157 | 0.15456 | 0.1616 | 0.16457 | 0.15671 | 0.17462 | 0.15974 | 0.15558 | 0.16039 | 0.19341 | 0.16029 | 0.16089 | 0.16304 | 0.16589 | 0.15709 | 0.15933 | 0.16041 | 0.15921 | 0.13794 | 0.16229 | 0.15852 | 0.14777 | 0.153 | 0.16052 | 0.15097 | 0.16022 | 0.16788 | 0.15563 | 0.15673 | 0.15984 | 0.17552 | 0.15948 | 0.13104 | 0.16304 | 0.16239 | 0.15926 | 0.16259 | 0.13324 | 0.16832
| 152 |  | 95 | Deliveries (Y3) | 0.10179 | 0.10179 | 0.10179 | 0.10179 | 0.10179 | 0.10179 | 0.10179 | 0.10179 | 0.10179 |  | 164 |  | 0.094678 | 0.11096 | 0.09948 | 0.11006 | 0.10907 | 0.10179 | 0.10977 | 0.10661 | 0.10184 | 0.10395 | 0.11285 | 0.086398 | 0.10467 | 0.10572 | 0.10431 | 0.092676 | 0.10612 | 0.10433 | 0.11428 | 0.10574 | 0.10851 | 0.099503 | 0.1169 | 0.10604 | 0.10539 | 0.10314 | 0.10524 | 0.1002 | 0.10423 | 0.10629 | 0.10063 | 0.10381 | 0.10318 | 0.10832 | 0.10728 | 0.11598 | 0.10318 | 0.10658 | 0.10513 | 0.10578 | 0.10111 | 0.10924 | 0.10739 | 0.10708 | 0.10677 | 0.10513 | 0.089453 | 0.10219 | 0.10416 | 0.10426 | 0.10388 | 0.10889 | 0.10745
| 153 |  | 96 | WKWK | 0.12919 | 0.12919 | 0.12919 | 0.12919 | 0.12919 | 0.12919 | 0.12919 | 0.12919 | 0.12919 |  | 165 |  | 0.1215 | 0.12359 | 0.12325 | 0.13217 | 0.12289 | 0.12919 | 0.12487 | 0.13706 | 0.12871 | 0.12308 | 0.13727 | 0.12198 | 0.12794 | 0.12677 | 0.12172 | 0.11428 | 0.12322 | 0.13002 | 0.12618 | 0.13146 | 0.12181 | 0.12596 | 0.13567 | 0.12455 | 0.12369 | 0.1246 | 0.13312 | 0.125 | 0.12618 | 0.13061 | 0.13132 | 0.12894 | 0.12284 | 0.11202 | 0.12071 | 0.11117 | 0.12795 | 0.12694 | 0.1251 | 0.12358 | 0.14194 | 0.1114 | 0.12417 | 0.12343 | 0.1425 | 0.12528 | 0.12446 | 0.121 | 0.12332 | 0.12567 | 0.12658 | 0.12362 | 0.12189
| 154 |  | 97 | Y1Y1 | -0.34794 | -0.34794 | -0.34794 | -0.34794 | -0.34794 | -0.34794 | -0.34794 | -0.34794 | -0.34794 |  | 166 |  | -0.37229 | -0.4003 | -0.3541 | -0.38079 | -0.37239 | -0.34794 | -0.39557 | -0.33468 | -0.39218 | -0.37352 | -0.36637 | -0.45925 | -0.42902 | -0.37267 | -0.37735 | -0.35842 | -0.35454 | -0.39269 | -0.3894 | -0.31748 | -0.22895 | -0.43887 | -0.37338 | -0.40142 | -0.37925 | -0.37932 | -0.37139 | -0.37422 | -0.37768 | -0.38956 | -0.46205 | -0.37219 | -0.30444 | -0.37416 | -0.35103 | -0.5183 | -0.40931 | -0.37469 | -0.40599 | -0.37281 | -0.40964 | -0.25489 | -0.40561 | -0.33851 | -0.44696 | -0.39135 | -0.35637 | -0.24161 | -0.37606 | -0.39025 | -0.38196 | -0.34806 | -0.34926
| 155 |  | 98 | Y2Y2 | 0.20382 | 0.20382 | 0.20382 | 0.20382 | 0.20382 | 0.20382 | 0.20382 | 0.20382 | 0.20382 |  | 167 |  | 0.25107 | 0.22273 | 0.21301 | 0.17336 | 0.18996 | 0.20382 | 0.25153 | 0.20464 | 0.16959 | 0.18635 | 0.1825 | 0.15794 | 0.16845 | 0.11633 | 0.18856 | 0.21778 | 0.19562 | 0.18108 | 0.17302 | 0.27741 | 0.23572 | 0.17421 | 0.10588 | 0.18618 | 0.19081 | 0.18058 | 0.18885 | 0.18687 | 0.17513 | 0.16742 | 0.17122 | 0.18869 | 0.23286 | 0.19219 | 0.20632 | 0.1666 | 0.17928 | 0.19331 | 0.18599 | 0.22907 | 0.16814 | 0.23847 | 0.17994 | 0.17481 | 0.15427 | 0.17868 | 0.2032 | 0.30866 | 0.18277 | 0.19466 | 0.19408 | 0.20335 | 0.20491
| 156 |  | 99 | Y3Y3 | 0.16002 | 0.16002 | 0.16002 | 0.16002 | 0.16002 | 0.16002 | 0.16002 | 0.16002 | 0.16002 |  | 168 |  | 0.14597 | 0.17178 | 0.15484 | 0.17795 | 0.17189 | 0.16002 | 0.17827 | 0.16941 | 0.1553 | 0.16484 | 0.18665 | 0.15476 | 0.16438 | 0.14312 | 0.16397 | 0.13417 | 0.16891 | 0.16408 | 0.21578 | 0.15394 | 0.18141 | 0.14621 | 0.20679 | 0.15656 | 0.16404 | 0.16783 | 0.1666 | 0.15194 | 0.16973 | 0.16721 | 0.14752 | 0.16767 | 0.16213 | 0.17567 | 0.17125 | 0.17822 | 0.16292 | 0.17114 | 0.15717 | 0.16152 | 0.1557 | 0.17969 | 0.16936 | 0.17654 | 0.1668 | 0.16929 | 0.14636 | 0.15542 | 0.16374 | 0.16202 | 0.15976 | 0.169 | 0.16731
| 157 |  | 100 | WKY1 | 0.053205 | 0.053205 | 0.053205 | 0.053205 | 0.053205 | 0.053205 | 0.053205 | 0.053205 | 0.053205 |  | 169 |  | 0.05504 | 0.04916 | 0.053285 | 0.046439 | 0.054124 | 0.053205 | 0.053513 | 0.050297 | 0.054182 | 0.054045 | 0.051313 | 0.052884 | 0.054667 | 0.051479 | 0.054159 | 0.05842 | 0.053813 | 0.055239 | 0.04945 | 0.039288 | 0.05021 | 0.05259 | 0.04839 | 0.060342 | 0.054713 | 0.050898 | 0.053265 | 0.054883 | 0.052741 | 0.055237 | 0.056034 | 0.050555 | 0.05439 | 0.056171 | 0.05401 | 0.054393 | 0.05509 | 0.053717 | 0.053226 | 0.05427 | 0.053373 | 0.055167 | 0.046101 | 0.054132 | 0.059101 | 0.054763 | 0.053566 | 0.053359 | 0.05599 | 0.054453 | 0.053965 | 0.052299 | 0.055404
| 158 |  | 101 | WKY2 | 0.01062 | 0.01062 | 0.01062 | 0.01062 | 0.01062 | 0.01062 | 0.01062 | 0.01062 | 0.01062 |  | 170 |  | 0.0081412 | 0.0083781 | 0.0097872 | 0.016353 | 0.0094218 | 0.01062 | 0.009259 | 0.013606 | 0.0095944 | 0.0095187 | 0.010492 | 0.010885 | 0.0079388 | 0.011006 | 0.0094712 | 0.0080165 | 0.0096281 | 0.0087768 | 0.011465 | 0.02578 | 0.011841 | 0.011166 | 0.013064 | 0.0070053 | 0.0094876 | 0.010793 | 0.010125 | 0.0091359 | 0.011021 | 0.010119 | 0.0099902 | 0.010347 | 0.0092014 | 0.0079296 | 0.0095805 | 0.0064691 | 0.008662 | 0.010172 | 0.010146 | 0.0093677 | 0.011248 | 0.0089178 | 0.018023 | 0.0093353 | 0.0065931 | 0.0095373 | 0.013023 | 0.0098021 | 0.0087628 | 0.0099898 | 0.0097205 | 0.010698 | 0.0083372
| 159 |  | 102 | WKY3 | -0.00022491 | -0.00022491 | -0.00022491 | -0.00022491 | -0.00022491 | -0.00022491 | -0.00022491 | -0.00022491 | -0.00022491 |  | 171 |  | 0.00040339 | 0.0059947 | -0.00065026 | 0.001676 | -0.00026036 | -0.00022491 | 0.00085377 | 0.00068268 | 3.4374e-05 | 0.00010601 | 0.0022701 | -0.00032347 | 6.1302e-05 | 0.00114 | -0.00021441 | -0.0023827 | -1.5707e-05 | -0.00038826 | 0.0027193 | -0.0014134 | 0.00089397 | -0.0011295 | 0.0012109 | -0.0010943 | -9.2664e-05 | 0.0020224 | 0.00031725 | -0.00044749 | -0.00030348 | -0.00010414 | -0.002226 | 0.0025923 | 0.00032685 | 0.0014275 | -0.00024676 | -0.00014618 | -0.0012932 | -0.00018589 | 3.9914e-05 | -0.00037944 | -0.00016964 | -0.00032773 | -0.0057988 | -0.00042344 | -0.00037832 | -0.00057615 | 0.00086317 | 1.6871e-05 | -0.0013678 | -0.00072531 | -0.000163 | -0.00050436 | -0.00057366
| 160 |  | 103 | Y1Y2 | 0.11784 | 0.11784 | 0.11784 | 0.11784 | 0.11784 | 0.11784 | 0.11784 | 0.11784 | 0.11784 |  | 172 |  | 0.10195 | 0.13797 | 0.11557 | 0.15689 | 0.14204 | 0.11784 | 0.12467 | 0.11406 | 0.15457 | 0.14168 | 0.14857 | 0.20277 | 0.17822 | 0.16928 | 0.1417 | 0.10565 | 0.12594 | 0.15377 | 0.17713 | 0.06315 | 0.056931 | 0.17368 | 0.2066 | 0.1462 | 0.14122 | 0.14828 | 0.14016 | 0.13473 | 0.15127 | 0.1591 | 0.18397 | 0.14105 | 0.083836 | 0.14434 | 0.12438 | 0.23264 | 0.16334 | 0.14207 | 0.15315 | 0.1192 | 0.16442 | 0.060242 | 0.16296 | 0.13835 | 0.19561 | 0.15732 | 0.1137 | 0.010267 | 0.14373 | 0.14464 | 0.13962 | 0.12197 | 0.12037
| 161 |  | 104 | Y1Y3 | 0.060515 | 0.060515 | 0.060515 | 0.060515 | 0.060515 | 0.060515 | 0.060515 | 0.060515 | 0.060515 |  | 173 |  | 0.09119 | 0.10144 | 0.070267 | 0.052321 | 0.060033 | 0.060515 | 0.10565 | 0.050262 | 0.066071 | 0.062218 | 0.043348 | 0.087725 | 0.077926 | 0.036829 | 0.067324 | 0.088856 | 0.058279 | 0.068984 | 0.03833 | 0.084005 | 0.022877 | 0.09912 | 0.022508 | 0.065548 | 0.069628 | 0.060882 | 0.062872 | 0.072811 | 0.055763 | 0.064504 | 0.10485 | 0.062592 | 0.068599 | 0.058454 | 0.060822 | 0.10871 | 0.081234 | 0.063908 | 0.086219 | 0.084039 | 0.072918 | 0.033865 | 0.068817 | 0.035811 | 0.076884 | 0.064616 | 0.083767 | 0.06366 | 0.062914 | 0.076791 | 0.073164 | 0.071905 | 0.058429
| 162 |  | 105 | Y2Y3 | -0.18759 | -0.18759 | -0.18759 | -0.18759 | -0.18759 | -0.18759 | -0.18759 | -0.18759 | -0.18759 |  | 174 |  | -0.20664 | -0.23964 | -0.19378 | -0.19667 | -0.19832 | -0.18759 | -0.24875 | -0.18345 | -0.18795 | -0.19435 | -0.19652 | -0.21876 | -0.20942 | -0.15026 | -0.19832 | -0.19064 | -0.19299 | -0.19993 | -0.21718 | -0.20482 | -0.17421 | -0.21162 | -0.19951 | -0.18735 | -0.19997 | -0.19546 | -0.19653 | -0.19132 | -0.19213 | -0.19818 | -0.21814 | -0.1971 | -0.19706 | -0.20102 | -0.19939 | -0.25473 | -0.21196 | -0.20211 | -0.20895 | -0.21329 | -0.19593 | -0.18137 | -0.20478 | -0.1816 | -0.21056 | -0.20157 | -0.20257 | -0.18647 | -0.19414 | -0.20575 | -0.19969 | -0.20667 | -0.19208
| 163 |  | 106 | Average Line Length | 0.28501 | 0.28501 | 0.28501 | 0.28501 | 0.28501 | 0.28501 | 0.28501 | 0.28501 | 0.28501 |  | 175 |  | 0.28773 | 0.27093 | 0.28998 | 0.28299 | 0.28515 | 0.28501 | 0.2837 | 0.28176 | 0.28164 | 0.28537 | 0.28483 | 0.2905 | 0.28379 | 0.28274 | 0.28274 | 0.29844 | 0.28145 | 0.28829 | 0.28413 | 0.27953 | 0.28711 | 0.28962 | 0.27114 | 0.28104 | 0.28515 | 0.28738 | 0.28456 | 0.28086 | 0.29238 | 0.28031 | 0.27894 | 0.28512 | 0.26489 | 0.27782 | 0.2862 | 0.30806 | 0.28425 | 0.28618 | 0.28465 | 0.28472 | 0.28165 | 0.29288 | 0.28111 | 0.28413 | 0.28562 | 0.28567 | 0.28632 | 0.28547 | 0.28349 | 0.28615 | 0.28387 | 0.28038 | 0.2842
| 164 |  | 107 | Customers Added in last 10 years | 0.016487 | 0.016487 | 0.016487 | 0.016487 | 0.016487 | 0.016487 | 0.016487 | 0.016487 | 0.016487 |  | 176 |  | 0.01707 | 0.016552 | 0.016885 | 0.016313 | 0.016394 | 0.016487 | 0.017042 | 0.017149 | 0.016568 | 0.01624 | 0.014945 | 0.017399 | 0.017165 | 0.016514 | 0.0161 | 0.017492 | 0.017776 | 0.015676 | 0.01663 | 0.015547 | 0.015159 | 0.015823 | 0.016248 | 0.015625 | 0.016239 | 0.016694 | 0.016466 | 0.016825 | 0.01608 | 0.017766 | 0.0085355 | 0.0171 | 0.019258 | 0.016493 | 0.016517 | 0.013388 | 0.016813 | 0.016332 | 0.015967 | 0.016073 | 0.018272 | 0.016742 | 0.01656 | 0.015803 | 0.017401 | 0.016879 | 0.019029 | 0.016075 | 0.016232 | 0.016207 | 0.016324 | 0.018086 | 0.015919
| 165 |  | 108 | Trend | 0.016907 | 0.016907 | 0.016907 | 0.016907 | 0.016907 | 0.016907 | 0.016907 | 0.016907 | 0.016907 |  | 177 |  | 0.016787 | 0.016748 | 0.01701 | 0.016956 | 0.017087 | 0.016907 | 0.017168 | 0.017414 | 0.017206 | 0.016977 | 0.017313 | 0.016956 | 0.01695 | 0.017117 | 0.017069 | 0.016939 | 0.017193 | 0.017161 | 0.016861 | 0.017255 | 0.017003 | 0.016823 | 0.017382 | 0.016979 | 0.016909 | 0.016811 | 0.017125 | 0.016923 | 0.016879 | 0.016966 | 0.01725 | 0.017318 | 0.016424 | 0.016899 | 0.017066 | 0.017635 | 0.017155 | 0.01719 | 0.016953 | 0.017167 | 0.017071 | 0.017054 | 0.016892 | 0.016875 | 0.017277 | 0.016923 | 0.016871 | 0.016763 | 0.016943 | 0.016837 | 0.016955 | 0.01719 | 0.016996
| 166 | [13 empty] | 178
| 167 | Sample Mean Values | [12 empty] | 179
| 168 | [13 empty] | 180
| 169 |  |  | Constant | 1 | 1 | 1 | 1 | 1 | 1 | 1 | 1 | 1 |  | 181 |  | 1 | 1 | 1 | 1 | 1 | 1 | 1 | 1 | 1 | 1 | 1 | 1 | 1 | 1 | 1 | 1 | 1 | 1 | 1 | 1 | 1 | 1 | 1 | 1 | 1 | 1 | 1 | 1 | 1 | 1 | 1 | 1 | 1 | 1 | 1 | 1 | 1 | 1 | 1 | 1 | 1 | 1 | 1 | 1 | 1 | 1 | 1 | 1 | 1 | 1 | 1 | 1 | 1
| 170 |  |  | Capital Price / OM&A Price (WK) | 0.1644 | 0.1644 | 0.1644 | 0.1644 | 0.1644 | 0.1644 | 0.1644 | 0.1644 | 0.1644 |  | 182 |  | 0.1644 | 0.1644 | 0.1644 | 0.1644 | 0.1644 | 0.1644 | 0.1644 | 0.1644 | 0.1644 | 0.1644 | 0.1644 | 0.1644 | 0.1644 | 0.1644 | 0.1644 | 0.1644 | 0.1644 | 0.1644 | 0.1644 | 0.1644 | 0.1644 | 0.1644 | 0.1644 | 0.1644 | 0.1644 | 0.1644 | 0.1644 | 0.1644 | 0.1644 | 0.1644 | 0.1644 | 0.1644 | 0.1644 | 0.1644 | 0.1644 | 0.1644 | 0.1644 | 0.1644 | 0.1644 | 0.1644 | 0.1644 | 0.1644 | 0.1644 | 0.1644 | 0.1644 | 0.1644 | 0.1644 | 0.1644 | 0.1644 | 0.1644 | 0.1644 | 0.1644 | 0.1644
| 171 |  |  | Customers (Y1) | 63422.3118 | 63422.3118 | 63422.3118 | 63422.3118 | 63422.3118 | 63422.3118 | 63422.3118 | 63422.3118 | 63422.3118 |  | 183 |  | 63422.3118 | 63422.3118 | 63422.3118 | 63422.3118 | 63422.3118 | 63422.3118 | 63422.3118 | 63422.3118 | 63422.3118 | 63422.3118 | 63422.3118 | 63422.3118 | 63422.3118 | 63422.3118 | 63422.3118 | 63422.3118 | 63422.3118 | 63422.3118 | 63422.3118 | 63422.3118 | 63422.3118 | 63422.3118 | 63422.3118 | 63422.3118 | 63422.3118 | 63422.3118 | 63422.3118 | 63422.3118 | 63422.3118 | 63422.3118 | 63422.3118 | 63422.3118 | 63422.3118 | 63422.3118 | 63422.3118 | 63422.3118 | 63422.3118 | 63422.3118 | 63422.3118 | 63422.3118 | 63422.3118 | 63422.3118 | 63422.3118 | 63422.3118 | 63422.3118 | 63422.3118 | 63422.3118 | 63422.3118 | 63422.3118 | 63422.3118 | 63422.3118 | 63422.3118 | 63422.3118
| 172 |  |  | Capacity (Y2) | 345129.0146 | 345129.0146 | 345129.0146 | 345129.0146 | 345129.0146 | 345129.0146 | 345129.0146 | 345129.0146 | 345129.0146 |  | 184 |  | 345129.0146 | 345129.0146 | 345129.0146 | 345129.0146 | 345129.0146 | 345129.0146 | 345129.0146 | 345129.0146 | 345129.0146 | 345129.0146 | 345129.0146 | 345129.0146 | 345129.0146 | 345129.0146 | 345129.0146 | 345129.0146 | 345129.0146 | 345129.0146 | 345129.0146 | 345129.0146 | 345129.0146 | 345129.0146 | 345129.0146 | 345129.0146 | 345129.0146 | 345129.0146 | 345129.0146 | 345129.0146 | 345129.0146 | 345129.0146 | 345129.0146 | 345129.0146 | 345129.0146 | 345129.0146 | 345129.0146 | 345129.0146 | 345129.0146 | 345129.0146 | 345129.0146 | 345129.0146 | 345129.0146 | 345129.0146 | 345129.0146 | 345129.0146 | 345129.0146 | 345129.0146 | 345129.0146 | 345129.0146 | 345129.0146 | 345129.0146 | 345129.0146 | 345129.0146 | 345129.0146
| 173 |  |  | Deliveries (Y3 | 1630327994.0633 | 1630327994.0633 | 1630327994.0633 | 1630327994.0633 | 1630327994.0633 | 1630327994.0633 | 1630327994.0633 | 1630327994.0633 | 1630327994.0633 |  | 185 |  | 1630327994.0633 | 1630327994.0633 | 1630327994.0633 | 1630327994.0633 | 1630327994.0633 | 1630327994.0633 | 1630327994.0633 | 1630327994.0633 | 1630327994.0633 | 1630327994.0633 | 1630327994.0633 | 1630327994.0633 | 1630327994.0633 | 1630327994.0633 | 1630327994.0633 | 1630327994.0633 | 1630327994.0633 | 1630327994.0633 | 1630327994.0633 | 1630327994.0633 | 1630327994.0633 | 1630327994.0633 | 1630327994.0633 | 1630327994.0633 | 1630327994.0633 | 1630327994.0633 | 1630327994.0633 | 1630327994.0633 | 1630327994.0633 | 1630327994.0633 | 1630327994.0633 | 1630327994.0633 | 1630327994.0633 | 1630327994.0633 | 1630327994.0633 | 1630327994.0633 | 1630327994.0633 | 1630327994.0633 | 1630327994.0633 | 1630327994.0633 | 1630327994.0633 | 1630327994.0633 | 1630327994.0633 | 1630327994.0633 | 1630327994.0633 | 1630327994.0633 | 1630327994.0633 | 1630327994.0633 | 1630327994.0633 | 1630327994.0633 | 1630327994.0633 | 1630327994.0633 | 1630327994.0633
| 174 |  |  | WKWK | 1 | 1 | 1 | 1 | 1 | 1 | 1 | 1 | 1 |  | 186 |  | 1 | 1 | 1 | 1 | 1 | 1 | 1 | 1 | 1 | 1 | 1 | 1 | 1 | 1 | 1 | 1 | 1 | 1 | 1 | 1 | 1 | 1 | 1 | 1 | 1 | 1 | 1 | 1 | 1 | 1 | 1 | 1 | 1 | 1 | 1 | 1 | 1 | 1 | 1 | 1 | 1 | 1 | 1 | 1 | 1 | 1 | 1 | 1 | 1 | 1 | 1 | 1 | 1
| 175 |  |  | Y1Y1 | 1 | 1 | 1 | 1 | 1 | 1 | 1 | 1 | 1 |  | 187 |  | 1 | 1 | 1 | 1 | 1 | 1 | 1 | 1 | 1 | 1 | 1 | 1 | 1 | 1 | 1 | 1 | 1 | 1 | 1 | 1 | 1 | 1 | 1 | 1 | 1 | 1 | 1 | 1 | 1 | 1 | 1 | 1 | 1 | 1 | 1 | 1 | 1 | 1 | 1 | 1 | 1 | 1 | 1 | 1 | 1 | 1 | 1 | 1 | 1 | 1 | 1 | 1 | 1
| 176 |  |  | Y2Y2 | 1 | 1 | 1 | 1 | 1 | 1 | 1 | 1 | 1 |  | 188 |  | 1 | 1 | 1 | 1 | 1 | 1 | 1 | 1 | 1 | 1 | 1 | 1 | 1 | 1 | 1 | 1 | 1 | 1 | 1 | 1 | 1 | 1 | 1 | 1 | 1 | 1 | 1 | 1 | 1 | 1 | 1 | 1 | 1 | 1 | 1 | 1 | 1 | 1 | 1 | 1 | 1 | 1 | 1 | 1 | 1 | 1 | 1 | 1 | 1 | 1 | 1 | 1 | 1
| 177 |  |  | Y3Y3 | 1 | 1 | 1 | 1 | 1 | 1 | 1 | 1 | 1 |  | 189 |  | 1 | 1 | 1 | 1 | 1 | 1 | 1 | 1 | 1 | 1 | 1 | 1 | 1 | 1 | 1 | 1 | 1 | 1 | 1 | 1 | 1 | 1 | 1 | 1 | 1 | 1 | 1 | 1 | 1 | 1 | 1 | 1 | 1 | 1 | 1 | 1 | 1 | 1 | 1 | 1 | 1 | 1 | 1 | 1 | 1 | 1 | 1 | 1 | 1 | 1 | 1 | 1 | 1
| 178 |  |  | WKY1 | 1 | 1 | 1 | 1 | 1 | 1 | 1 | 1 | 1 |  | 190 |  | 1 | 1 | 1 | 1 | 1 | 1 | 1 | 1 | 1 | 1 | 1 | 1 | 1 | 1 | 1 | 1 | 1 | 1 | 1 | 1 | 1 | 1 | 1 | 1 | 1 | 1 | 1 | 1 | 1 | 1 | 1 | 1 | 1 | 1 | 1 | 1 | 1 | 1 | 1 | 1 | 1 | 1 | 1 | 1 | 1 | 1 | 1 | 1 | 1 | 1 | 1 | 1 | 1
| 179 |  |  | WKY2 | 1 | 1 | 1 | 1 | 1 | 1 | 1 | 1 | 1 |  | 191 |  | 1 | 1 | 1 | 1 | 1 | 1 | 1 | 1 | 1 | 1 | 1 | 1 | 1 | 1 | 1 | 1 | 1 | 1 | 1 | 1 | 1 | 1 | 1 | 1 | 1 | 1 | 1 | 1 | 1 | 1 | 1 | 1 | 1 | 1 | 1 | 1 | 1 | 1 | 1 | 1 | 1 | 1 | 1 | 1 | 1 | 1 | 1 | 1 | 1 | 1 | 1 | 1 | 1
| 180 |  |  | WKY3 | 1 | 1 | 1 | 1 | 1 | 1 | 1 | 1 | 1 |  | 192 |  | 1 | 1 | 1 | 1 | 1 | 1 | 1 | 1 | 1 | 1 | 1 | 1 | 1 | 1 | 1 | 1 | 1 | 1 | 1 | 1 | 1 | 1 | 1 | 1 | 1 | 1 | 1 | 1 | 1 | 1 | 1 | 1 | 1 | 1 | 1 | 1 | 1 | 1 | 1 | 1 | 1 | 1 | 1 | 1 | 1 | 1 | 1 | 1 | 1 | 1 | 1 | 1 | 1
| 181 |  |  | Y1Y2 | 1 | 1 | 1 | 1 | 1 | 1 | 1 | 1 | 1 |  | 193 |  | 1 | 1 | 1 | 1 | 1 | 1 | 1 | 1 | 1 | 1 | 1 | 1 | 1 | 1 | 1 | 1 | 1 | 1 | 1 | 1 | 1 | 1 | 1 | 1 | 1 | 1 | 1 | 1 | 1 | 1 | 1 | 1 | 1 | 1 | 1 | 1 | 1 | 1 | 1 | 1 | 1 | 1 | 1 | 1 | 1 | 1 | 1 | 1 | 1 | 1 | 1 | 1 | 1
| 182 |  |  | Y1Y3 | 1 | 1 | 1 | 1 | 1 | 1 | 1 | 1 | 1 |  | 194 |  | 1 | 1 | 1 | 1 | 1 | 1 | 1 | 1 | 1 | 1 | 1 | 1 | 1 | 1 | 1 | 1 | 1 | 1 | 1 | 1 | 1 | 1 | 1 | 1 | 1 | 1 | 1 | 1 | 1 | 1 | 1 | 1 | 1 | 1 | 1 | 1 | 1 | 1 | 1 | 1 | 1 | 1 | 1 | 1 | 1 | 1 | 1 | 1 | 1 | 1 | 1 | 1 | 1
| 183 |  |  | Y2Y3 | 1 | 1 | 1 | 1 | 1 | 1 | 1 | 1 | 1 |  | 195 |  | 1 | 1 | 1 | 1 | 1 | 1 | 1 | 1 | 1 | 1 | 1 | 1 | 1 | 1 | 1 | 1 | 1 | 1 | 1 | 1 | 1 | 1 | 1 | 1 | 1 | 1 | 1 | 1 | 1 | 1 | 1 | 1 | 1 | 1 | 1 | 1 | 1 | 1 | 1 | 1 | 1 | 1 | 1 | 1 | 1 | 1 | 1 | 1 | 1 | 1 | 1 | 1 | 1
| 184 |  |  | Average Line Length | 2722.798 | 2722.798 | 2722.798 | 2722.798 | 2722.798 | 2722.798 | 2722.798 | 2722.798 | 2722.798 |  | 196 |  | 2722.798 | 2722.798 | 2722.798 | 2722.798 | 2722.798 | 2722.798 | 2722.798 | 2722.798 | 2722.798 | 2722.798 | 2722.798 | 2722.798 | 2722.798 | 2722.798 | 2722.798 | 2722.798 | 2722.798 | 2722.798 | 2722.798 | 2722.798 | 2722.798 | 2722.798 | 2722.798 | 2722.798 | 2722.798 | 2722.798 | 2722.798 | 2722.798 | 2722.798 | 2722.798 | 2722.798 | 2722.798 | 2722.798 | 2722.798 | 2722.798 | 2722.798 | 2722.798 | 2722.798 | 2722.798 | 2722.798 | 2722.798 | 2722.798 | 2722.798 | 2722.798 | 2722.798 | 2722.798 | 2722.798 | 2722.798 | 2722.798 | 2722.798 | 2722.798 | 2722.798 | 2722.798
| 185 |  |  | Customers Added in last 10 years | 0.1286 | 0.1286 | 0.1286 | 0.1286 | 0.1286 | 0.1286 | 0.1286 | 0.1286 | 0.1286 |  | 197 |  | 12.86% | 12.86% | 12.86% | 12.86% | 12.86% | 12.86% | 12.86% | 12.86% | 12.86% | 12.86% | 12.86% | 12.86% | 12.86% | 12.86% | 12.86% | 12.86% | 12.86% | 12.86% | 12.86% | 12.86% | 12.86% | 12.86% | 12.86% | 12.86% | 12.86% | 12.86% | 12.86% | 12.86% | 12.86% | 12.86% | 12.86% | 12.86% | 12.86% | 12.86% | 12.86% | 12.86% | 12.86% | 12.86% | 12.86% | 12.86% | 12.86% | 12.86% | 12.86% | 12.86% | 12.86% | 12.86% | 12.86% | 12.86% | 12.86% | 12.86% | 12.86% | 12.86% | 12.86%
| 186 | [13 empty] | 198
| 187 | [13 empty] | 199
| 188 | [13 empty] | 200
| 189 | Distributor Values Logged and Mean Scaled (where applicable) | [12 empty] | 201
| 190 | [13 empty] | 202
| 191 |  |  | Constant | 1 | 1 | 1 | 1 | 1 | 1 | 1 | 1 | 1 |  | 203 |  | 1 | 1 | 1 | 1 | 1 | 1 | 1 | 1 | 1 | 1 | 1 | 1 | 1 | 1 | 1 | 1 | 1 | 1 | 1 | 1 | 1 | 1 | 1 | 1 | 1 | 1 | 1 | 1 | 1 | 1 | 1 | 1 | 1 | 1 | 1 | 1 | 1 | 1 | 1 | 1 | 1 | 1 | 1 | 1 | 1 | 1 | 1 | 1 | 1 | 1 | 1 | 1 | 1
| 192 |  |  | Capital Price / OM&A Price (WK) | -0.10812 | -0.12951 | -0.14976 | -0.14798 | -0.15988 | -0.17178 | -0.18368 | -0.19558 | -0.20748 |  | 204 |  | -0.3 | -0.068203 | -0.12802 | -0.20747 | -0.25986 | -0.12951 | -0.19246 | -0.29229 | -0.32327 | -0.30475 | -0.16186 | -0.32327 | -0.093594 | -0.16788 | -0.32327 | -0.14452 | -0.12802 | -0.14106 | -0.25986 | -0.28013 | -0.14106 | -0.048602 | -0.048602 | -0.24494 | -0.29229 | -0.23623 | -0.092862 | -0.14806 | -0.15702 | -0.16788 | -0.25986 | -0.26862 | -0.12951 | -0.12951 | -0.070994 | -0.1775 | -0.28013 | -0.26862 | -0.3 | 0.012088 | -0.068203 | 0.012088 | -0.1331 | -0.12802 | -0.12802 | -0.19738 | -0.3 | -0.23623 | -0.12951 | -0.13969 | -0.039348 | -0.23088 | -0.23087
| 193 |  |  | Customers (Y1) | -0.72536 | -0.71838 | -0.71184 | -0.70137 | -0.69408 | -0.68679 | -0.6795 | -0.67221 | -0.66492 |  | 205 |  | 2.8406 | -1.6233 | -3.6674 | -0.52804 | 0.092388 | -0.71838 | -2.1279 | -3.1547 | -1.6048 | 1.0377 | 0.00097218 | 0.37202 | -1.2026 | -0.93246 | -0.69834 | -1.0327 | -2.8294 | -0.27383 | -1.6694 | -1.0088 | -3.164 | -3.903 | -2.4171 | 3.1484 | 1.7684 | -0.99256 | -0.80262 | -1.7187 | -1.457 | 0.97548 | -0.3641 | -0.34229 | -0.069367 | -1.839 | -0.82291 | -2.3661 | 0.2116 | -1.5833 | -0.0085876 | -1.6838 | -0.61929 | -2.6641 | -2.3458 | -3.0602 | -0.10024 | -2.0035 | 2.529 | -1.3977 | -0.88204 | -2.6709 | -0.9378 | 0.94645 | 0.59796
| 194 |  |  | Capacity (Y2) | -1.0822 | -1.0822 | -1.0822 | -1.0822 | -1.0822 | -1.0822 | -1.0822 | -1.0822 | -1.0822 |  | 206 |  | 2.8739 | -1.8781 | -3.6781 | -0.45319 | 0.095437 | -1.0822 | -2.1564 | -3.8101 | -1.6602 | 0.77695 | -0.093017 | 0.64331 | -1.588 | -0.92914 | -0.87814 | -1.084 | -2.9069 | -0.51149 | -1.6035 | -0.47723 | -2.7252 | -3.8088 | -2.155 | 2.9868 | 1.4813 | -1.5711 | -0.85035 | -1.918 | -1.5957 | 0.73446 | -0.57214 | -0.52292 | -0.24821 | -1.8914 | -0.91375 | -2.552 | 0.11986 | -1.8614 | -0.34659 | -1.974 | -0.79191 | -2.8486 | -2.1645 | -2.7192 | -0.44236 | -1.9637 | 2.6769 | -2.2194 | -1.196 | -2.8555 | -1.2965 | 0.68067 | 0.51915
| 195 |  |  | Deliveries (Y3) | -1.236 | -1.2107 | -1.1753 | -1.1974 | -1.1956 | -1.1938 | -1.192 | -1.1901 | -1.1883 |  | 207 |  | 2.8083 | -1.794 | -4.0458 | -0.53602 | -0.081509 | -1.2107 | -2.3926 | -3.9479 | -1.8907 | 0.79053 | -0.2638 | 0.28263 | -1.6454 | -0.95227 | -1.0587 | -0.99608 | -3.1648 | -0.66477 | -1.8362 | -1.171 | -3.1019 | -4.4512 | -2.4608 | 3.1579 | 1.4988 | -1.6697 | -0.89774 | -1.9456 | -1.7095 | 0.68422 | -0.51982 | -0.67617 | -0.23356 | -1.7342 | -1.1156 | -2.6706 | 0.03182 | -1.8217 | -0.39581 | -2.2018 | -1.0053 | -2.9334 | -2.7681 | -3.0139 | -0.5536 | -2.2069 | 2.6779 | -2.3813 | -1.4435 | -2.6778 | -1.3205 | 0.7105 | 0.57434
| 196 |  |  | WKWK | 0.005845 | 0.008387 | 0.011214 | 0.010949 | 0.012781 | 0.014755 | 0.01687 | 0.019126 | 0.021525 |  | 208 |  | 0.045 | 0.0023259 | 0.0081948 | 0.021523 | 0.033763 | 0.008387 | 0.01852 | 0.042716 | 0.052251 | 0.046437 | 0.0131 | 0.052251 | 0.0043799 | 0.014092 | 0.052251 | 0.010443 | 0.0081948 | 0.0099488 | 0.033763 | 0.039237 | 0.0099488 | 0.0011811 | 0.0011811 | 0.029998 | 0.042716 | 0.027901 | 0.0043116 | 0.01096 | 0.012328 | 0.014092 | 0.033763 | 0.036079 | 0.008387 | 0.008387 | 0.0025201 | 0.015753 | 0.039237 | 0.036079 | 0.045 | 7.3064e-05 | 0.0023259 | 7.3064e-05 | 0.0088583 | 0.0081948 | 0.0081948 | 0.01948 | 0.045 | 0.027901 | 0.008387 | 0.0097564 | 0.00077412 | 0.026653 | 0.026651
| 197 |  |  | Y1Y1 | 0.26307 | 0.25804 | 0.25336 | 0.24596 | 0.24087 | 0.23584 | 0.23086 | 0.22593 | 0.22106 |  | 209 |  | 4.0345 | 1.3175 | 6.7249 | 0.13941 | 0.0042678 | 0.25804 | 2.2639 | 4.9761 | 1.2877 | 0.53837 | 4.7257e-07 | 0.069198 | 0.72318 | 0.43474 | 0.24384 | 0.53324 | 4.0027 | 0.037493 | 1.3935 | 0.50881 | 5.0054 | 7.6165 | 2.9212 | 4.9561 | 1.5636 | 0.49259 | 0.3221 | 1.477 | 1.0614 | 0.47578 | 0.066286 | 0.05858 | 0.0024059 | 1.6909 | 0.33859 | 2.7992 | 0.022387 | 1.2533 | 3.6873e-05 | 1.4177 | 0.19176 | 3.5488 | 2.7514 | 4.6825 | 0.0050242 | 2.0071 | 3.198 | 0.97685 | 0.38899 | 3.567 | 0.43974 | 0.44789 | 0.17878
| 198 |  |  | Y2Y2 | 0.58557 | 0.58557 | 0.58557 | 0.58557 | 0.58557 | 0.58557 | 0.58557 | 0.58557 | 0.58557 |  | 210 |  | 4.1297 | 1.7636 | 6.7641 | 0.10269 | 0.0045541 | 0.58557 | 2.3251 | 7.2585 | 1.3781 | 0.30183 | 0.0043261 | 0.20692 | 1.2608 | 0.43165 | 0.38557 | 0.58755 | 4.2251 | 0.13081 | 1.2856 | 0.11388 | 3.7134 | 7.2536 | 2.3219 | 4.4604 | 1.0972 | 1.2342 | 0.36155 | 1.8393 | 1.2731 | 0.26972 | 0.16367 | 0.13672 | 0.030803 | 1.7887 | 0.41747 | 3.2563 | 0.0071834 | 1.7325 | 0.060061 | 1.9483 | 0.31356 | 4.0574 | 2.3426 | 3.6971 | 0.097841 | 1.928 | 3.583 | 2.463 | 0.71516 | 4.0768 | 0.84043 | 0.23165 | 0.13476
| 199 |  |  | Y3Y3 | 0.76388 | 0.7329 | 0.69062 | 0.71687 | 0.71471 | 0.71254 | 0.71038 | 0.70823 | 0.70607 |  | 211 |  | 3.9434 | 1.6093 | 8.1844 | 0.14366 | 0.0033219 | 0.7329 | 2.8624 | 7.793 | 1.7874 | 0.31247 | 0.034795 | 0.039939 | 1.3536 | 0.45341 | 0.56043 | 0.49609 | 5.0079 | 0.22096 | 1.6858 | 0.68558 | 4.8107 | 9.9068 | 3.0278 | 4.9862 | 1.1232 | 1.3939 | 0.40297 | 1.8927 | 1.4612 | 0.23408 | 0.1351 | 0.22861 | 0.027274 | 1.5037 | 0.62229 | 3.566 | 0.00050624 | 1.6593 | 0.078332 | 2.4239 | 0.50534 | 4.3025 | 3.8311 | 4.5417 | 0.15324 | 2.4352 | 3.5856 | 2.8353 | 1.0418 | 3.5852 | 0.87185 | 0.25241 | 0.16493
| 200 |  |  | WKY1 | 0.078426 | 0.093041 | 0.10661 | 0.10379 | 0.11097 | 0.11798 | 0.12481 | 0.13147 | 0.13796 |  | 212 |  | -0.85218 | 0.11071 | 0.46951 | 0.10955 | -0.024008 | 0.093041 | 0.40953 | 0.92208 | 0.51879 | -0.31623 | -0.00015736 | -0.12026 | 0.11256 | 0.15654 | 0.22575 | 0.14925 | 0.36222 | 0.038627 | 0.43381 | 0.28259 | 0.44631 | 0.18969 | 0.11748 | -0.77116 | -0.51688 | 0.23447 | 0.074532 | 0.25447 | 0.22878 | -0.16377 | 0.094616 | 0.091946 | 0.0089841 | 0.23817 | 0.058422 | 0.41998 | -0.059276 | 0.4253 | 0.0025763 | -0.020355 | 0.042238 | -0.032205 | 0.31223 | 0.39178 | 0.012833 | 0.39546 | -0.75871 | 0.33018 | 0.11424 | 0.3731 | 0.0369 | -0.21852 | -0.13805
| 201 |  |  | WKY2 | 0.11701 | 0.14016 | 0.16207 | 0.16015 | 0.17302 | 0.1859 | 0.19878 | 0.21166 | 0.22454 |  | 213 |  | -0.86217 | 0.12809 | 0.47087 | 0.094024 | -0.0248 | 0.14016 | 0.41502 | 1.1136 | 0.53668 | -0.23678 | 0.015056 | -0.20796 | 0.14863 | 0.15599 | 0.28388 | 0.15666 | 0.37215 | 0.07215 | 0.41669 | 0.13369 | 0.38442 | 0.18512 | 0.10474 | -0.73158 | -0.43298 | 0.37114 | 0.078965 | 0.28397 | 0.25055 | -0.1233 | 0.14868 | 0.14047 | 0.032146 | 0.24496 | 0.064871 | 0.45297 | -0.033577 | 0.50002 | 0.10398 | -0.023862 | 0.054011 | -0.034435 | 0.28811 | 0.34812 | 0.056632 | 0.3876 | -0.80308 | 0.52429 | 0.15489 | 0.39887 | 0.051013 | -0.15715 | -0.11986
| 202 |  |  | WKY3 | 0.13364 | 0.1568 | 0.17601 | 0.17719 | 0.19115 | 0.20507 | 0.21894 | 0.23277 | 0.24656 |  | 214 |  | -0.8425 | 0.12236 | 0.51796 | 0.11121 | 0.021181 | 0.1568 | 0.46049 | 1.1539 | 0.61121 | -0.24092 | 0.042699 | -0.091365 | 0.154 | 0.15987 | 0.34225 | 0.14395 | 0.40516 | 0.093772 | 0.47715 | 0.32802 | 0.43754 | 0.21634 | 0.1196 | -0.7735 | -0.43809 | 0.39442 | 0.083366 | 0.28806 | 0.26842 | -0.11487 | 0.13508 | 0.18164 | 0.030249 | 0.2246 | 0.079202 | 0.47402 | -0.0089137 | 0.48935 | 0.11874 | -0.026616 | 0.068566 | -0.03546 | 0.36844 | 0.38584 | 0.070874 | 0.43561 | -0.80337 | 0.56253 | 0.18695 | 0.37405 | 0.051958 | -0.16404 | -0.1326
| 203 |  |  | Y1Y2 | 0.78497 | 0.77742 | 0.77035 | 0.75901 | 0.75112 | 0.74323 | 0.73534 | 0.72745 | 0.71957 |  | 215 |  | 8.1637 | 3.0487 | 13.4889 | 0.2393 | 0.0088173 | 0.77742 | 4.5886 | 12.0199 | 2.6643 | 0.80622 | -9.043e-05 | 0.23932 | 1.9098 | 0.86639 | 0.61324 | 1.1195 | 8.2248 | 0.14006 | 2.6769 | 0.48142 | 8.6226 | 14.8657 | 5.2088 | 9.4034 | 2.6196 | 1.5594 | 0.6825 | 3.2965 | 2.3249 | 0.71646 | 0.20832 | 0.17899 | 0.017217 | 3.4782 | 0.75193 | 6.0382 | 0.025363 | 2.9471 | 0.0029763 | 3.3238 | 0.49042 | 7.5891 | 5.0776 | 8.3215 | 0.044343 | 3.9343 | 6.77 | 3.1022 | 1.0549 | 7.6268 | 1.2158 | 0.64422 | 0.31044
| 204 |  |  | Y1Y3 | 0.89656 | 0.86974 | 0.8366 | 0.83981 | 0.82983 | 0.81987 | 0.80993 | 0.80003 | 0.79015 |  | 216 |  | 7.9774 | 2.9122 | 14.8377 | 0.28304 | -0.0075305 | 0.86974 | 5.0912 | 12.4545 | 3.0343 | 0.8203 | -0.00025646 | 0.10514 | 1.9788 | 0.88795 | 0.73933 | 1.0287 | 8.9544 | 0.18204 | 3.0654 | 1.1812 | 9.8143 | 17.373 | 5.948 | 9.9422 | 2.6505 | 1.6572 | 0.72054 | 3.344 | 2.4908 | 0.66745 | 0.18927 | 0.23145 | 0.016201 | 3.1891 | 0.91804 | 6.3188 | 0.006733 | 2.8842 | 0.003399 | 3.7074 | 0.62258 | 7.815 | 6.4934 | 9.2232 | 0.055494 | 4.4216 | 6.7725 | 3.3285 | 1.2732 | 7.1521 | 1.2384 | 0.67245 | 0.34344
| 205 |  |  | Y2Y3 | 1.3376 | 1.3102 | 1.2719 | 1.2958 | 1.2938 | 1.2919 | 1.2899 | 1.288 | 1.286 |  | 217 |  | 8.0709 | 3.3694 | 14.8809 | 0.24292 | -0.007779 | 1.3102 | 5.1595 | 15.042 | 3.1389 | 0.6142 | 0.024538 | 0.18182 | 2.6128 | 0.88479 | 0.92969 | 1.0798 | 9.1998 | 0.34002 | 2.9444 | 0.55882 | 8.4532 | 16.954 | 5.303 | 9.4319 | 2.2203 | 2.6233 | 0.76339 | 3.7316 | 2.7278 | 0.50254 | 0.29741 | 0.35359 | 0.05797 | 3.28 | 1.0194 | 6.8152 | 0.0038139 | 3.391 | 0.13718 | 4.3462 | 0.79612 | 8.3563 | 5.9916 | 8.1954 | 0.24489 | 4.3336 | 7.1686 | 5.2852 | 1.7263 | 7.6462 | 1.712 | 0.48361 | 0.29817
| 206 |  |  | Average Line Length | -0.88952 | -0.86858 | -0.85084 | -0.8348 | -0.82021 | -0.80689 | -0.79468 | -0.78344 | -0.77307 |  | 218 |  | 2.3289 | -0.34719 | -3.3869 | -1.1431 | -0.57711 | -0.86858 | -2.8933 | -4.4504 | -2.8712 | 0.23351 | -0.46928 | -0.12811 | -2.0588 | -1.9043 | -1.2713 | -2.3059 | -3.5178 | -0.86653 | -1.9408 | -0.61043 | -3.5565 | -4.8587 | -3.6896 | 3.8158 | 0.77086 | -1.0558 | -1.932 | -2.8264 | -1.7486 | 0.03811 | -0.4894 | -0.94516 | -0.054427 | -2.0934 | -1.3403 | -1.9959 | -0.48676 | -2.6257 | -0.75426 | -2.2893 | -1.3129 | -3.6597 | -3.3093 | -1.9096 | -0.77739 | -2.9136 | 1.9616 | -2.3555 | -1.7916 | -3.0669 | -1.6821 | 0.28653 | -0.28448
| 207 |  |  | Customers Added in last 10 years | 57.73% | 62.31% | 62.69% | 68.27% | 67.25% | 67.87% | 67.98% | 66.74% | 64% |  | 219 |  | 69.3% | 57.4% | -20.11% | 27.75% | 37.44% | 62.31% | 95.22% | 282.1% | 21.64% | 97.96% | 82.11% | 47.93% | 124.3% | 102.1% | 78.93% | 84.74% | -1.658% | 17.19% | 63.97% | 57.56% | -10.87% | 37.57% | 22.2% | 88.28% | 127.1% | 380% | 30.33% | 107% | 88.47% | 79.93% | 198.3% | 58.14% | 110.3% | 126.5% | 16.42% | -14.11% | 138.3% | 88.91% | 115.8% | 68.63% | 15.21% | 31.5% | 28.67% | 54.28% | 18.5% | 181.4% | 53.43% | 161.1% | 130.9% | 136.9% | 68.38% | 93.81% | 106.4%
| 208 |  |  | Trend | 17 | 18 | 19 | 20 | 21 | 22 | 23 | 24 | 25 |  | 220 |  | 18 | 18 | 18 | 18 | 18 | 18 | 18 | 18 | 18 | 18 | 18 | 18 | 18 | 18 | 18 | 18 | 18 | 18 | 18 | 18 | 18 | 18 | 18 | 18 | 18 | 18 | 18 | 18 | 18 | 18 | 18 | 18 | 18 | 18 | 18 | 18 | 18 | 18 | 18 | 18 | 18 | 18 | 18 | 18 | 18 | 18 | 18 | 18 | 18 | 18 | 18 | 18 | 18
| 209 | [13 empty] | 221
| 210 | Product of the Parameter and the Logged, Mean Scaled Values | [12 empty] | 222
| 211 | [13 empty] | 223
| 212 |  |  | Constant | 12.8129 | 12.8129 | 12.8129 | 12.8129 | 12.8129 | 12.8129 | 12.8129 | 12.8129 | 12.8129 |  | 224 |  | 12.8172 | 12.8097 | 12.8157 | 12.8145 | 12.8168 | 12.8129 | 12.8133 | 12.8109 | 12.8111 | 12.8149 | 12.8214 | 12.8191 | 12.8123 | 12.8121 | 12.8153 | 12.8157 | 12.8124 | 12.8161 | 12.8145 | 12.8115 | 12.8149 | 12.8177 | 12.8066 | 12.8151 | 12.8153 | 12.8159 | 12.8141 | 12.8129 | 12.8195 | 12.8131 | 12.8193 | 12.8143 | 12.7877 | 12.8109 | 12.8148 | 12.8311 | 12.8119 | 12.8147 | 12.8195 | 12.8144 | 12.8064 | 12.8221 | 12.8123 | 12.8146 | 12.8098 | 12.8142 | 12.8023 | 12.8153 | 12.8158 | 12.8153 | 12.8135 | 12.8202 | 12.8166
| 213 |  |  | Capital Price / OM&A Price (WK) | -0.067876 | -0.081306 | -0.094016 | -0.0929 | -0.10037 | -0.10784 | -0.11531 | -0.12278 | -0.13025 |  | 225 |  | -0.18814 | -0.042725 | -0.080211 | -0.13129 | -0.16279 | -0.081306 | -0.12071 | -0.18449 | -0.20285 | -0.19107 | -0.10168 | -0.2026 | -0.058905 | -0.10538 | -0.20239 | -0.089905 | -0.080275 | -0.08851 | -0.16339 | -0.17526 | -0.088513 | -0.030472 | -0.030631 | -0.15435 | -0.18345 | -0.1483 | -0.058414 | -0.092783 | -0.098462 | -0.10586 | -0.16253 | -0.16861 | -0.081441 | -0.080907 | -0.044421 | -0.11126 | -0.17497 | -0.16854 | -0.18807 | 0.0075785 | -0.043029 | 0.0075463 | -0.083541 | -0.080227 | -0.080934 | -0.12376 | -0.18968 | -0.14793 | -0.081394 | -0.087592 | -0.024667 | -0.14436 | -0.14459
| 214 |  |  | Customers (Y1) | -0.32264 | -0.31953 | -0.31662 | -0.31197 | -0.30872 | -0.30548 | -0.30224 | -0.29899 | -0.29575 |  | 226 |  | 1.2039 | -0.74207 | -1.628 | -0.23264 | 0.040534 | -0.31953 | -0.95233 | -1.4116 | -0.71116 | 0.45697 | 0.00041452 | 0.16832 | -0.52991 | -0.42214 | -0.31204 | -0.4668 | -1.263 | -0.12011 | -0.73291 | -0.44031 | -1.391 | -1.7715 | -1.0738 | 1.2711 | 0.78661 | -0.43917 | -0.35548 | -0.77118 | -0.64084 | 0.43899 | -0.16684 | -0.1533 | -0.034037 | -0.82479 | -0.36644 | -1.005 | 0.096515 | -0.70198 | -0.003923 | -0.74922 | -0.2733 | -1.1645 | -1.0567 | -1.3635 | -0.042729 | -0.89145 | 1.1744 | -0.62129 | -0.39112 | -1.1935 | -0.41763 | 0.45439 | 0.26065
| 215 |  |  | Capacity (Y2) | -0.17588 | -0.17588 | -0.17588 | -0.17588 | -0.17588 | -0.17588 | -0.17588 | -0.17588 | -0.17588 |  | 227 |  | 0.54881 | -0.29422 | -0.59491 | -0.072884 | 0.015566 | -0.17588 | -0.33384 | -0.61939 | -0.27923 | 0.12844 | -0.015734 | 0.10741 | -0.26286 | -0.14411 | -0.14188 | -0.16754 | -0.46977 | -0.084175 | -0.25129 | -0.083333 | -0.43532 | -0.59259 | -0.34564 | 0.57767 | 0.23744 | -0.25277 | -0.13864 | -0.31817 | -0.25066 | 0.11702 | -0.091775 | -0.083253 | -0.034238 | -0.30695 | -0.14485 | -0.3771 | 0.018338 | -0.29879 | -0.052326 | -0.31626 | -0.13294 | -0.44333 | -0.33926 | -0.43464 | -0.077644 | -0.31316 | 0.35078 | -0.36187 | -0.19421 | -0.45475 | -0.2108 | 0.090695 | 0.087384
| 216 |  |  | Deliveries (Y3) | -0.12582 | -0.12324 | -0.11963 | -0.12189 | -0.1217 | -0.12152 | -0.12133 | -0.12115 | -0.12096 |  | 228 |  | 0.26589 | -0.19906 | -0.40248 | -0.058996 | -0.0088904 | -0.12324 | -0.26264 | -0.42089 | -0.19255 | 0.082177 | -0.02977 | 0.024418 | -0.17221 | -0.10067 | -0.11044 | -0.092313 | -0.33586 | -0.069357 | -0.20984 | -0.12382 | -0.33658 | -0.44291 | -0.28766 | 0.33486 | 0.15797 | -0.17221 | -0.09448 | -0.19495 | -0.17818 | 0.072726 | -0.052308 | -0.070193 | -0.024097 | -0.18785 | -0.11968 | -0.30974 | 0.0032831 | -0.19415 | -0.041611 | -0.2329 | -0.10165 | -0.32044 | -0.29727 | -0.32273 | -0.059106 | -0.23201 | 0.23955 | -0.24335 | -0.15035 | -0.27919 | -0.13717 | 0.077366 | 0.061715
| 217 |  |  | WKWK | 0.00075514 | 0.0010836 | 0.0014488 | 0.0014146 | 0.0016513 | 0.0019062 | 0.0021795 | 0.002471 | 0.0027808 |  | 229 |  | 0.0054677 | 0.00028746 | 0.00101 | 0.0028447 | 0.0041491 | 0.0010836 | 0.0023127 | 0.0058546 | 0.0067252 | 0.0057155 | 0.0017982 | 0.0063737 | 0.00056037 | 0.0017864 | 0.00636 | 0.0011935 | 0.0010097 | 0.0012936 | 0.0042604 | 0.0051581 | 0.0012118 | 0.00014877 | 0.00016024 | 0.0037364 | 0.0052834 | 0.0034766 | 0.00057395 | 0.00137 | 0.0015555 | 0.0018406 | 0.0044337 | 0.0046518 | 0.0010303 | 0.00093953 | 0.00030421 | 0.0017512 | 0.0050204 | 0.0045797 | 0.0056296 | 9.0289e-06 | 0.00033013 | 8.1392e-06 | 0.0010999 | 0.0010115 | 0.0011677 | 0.0024404 | 0.0056007 | 0.0033761 | 0.0010343 | 0.0012261 | 9.7984e-05 | 0.003295 | 0.0032486
| 218 |  |  | Y1Y1 | -0.091532 | -0.08978 | -0.088154 | -0.085579 | -0.083809 | -0.082057 | -0.080324 | -0.07861 | -0.076914 |  | 230 |  | -1.502 | -0.5274 | -2.3813 | -0.053087 | -0.0015893 | -0.08978 | -0.89553 | -1.6654 | -0.50503 | -0.20109 | -1.7313e-07 | -0.031779 | -0.31026 | -0.16201 | -0.092012 | -0.19113 | -1.4191 | -0.014723 | -0.54263 | -0.16154 | -1.146 | -3.3427 | -1.0907 | -1.9895 | -0.593 | -0.18685 | -0.11962 | -0.55274 | -0.40089 | -0.18535 | -0.030628 | -0.021803 | -0.00073244 | -0.63266 | -0.11885 | -1.4508 | -0.0091634 | -0.46962 | -1.497e-05 | -0.52851 | -0.078553 | -0.90455 | -1.116 | -1.5851 | -0.0022456 | -0.78547 | -1.1397 | -0.23601 | -0.14628 | -1.392 | -0.16796 | -0.15589 | -0.062441
| 219 |  |  | Y2Y2 | 0.11935 | 0.11935 | 0.11935 | 0.11935 | 0.11935 | 0.11935 | 0.11935 | 0.11935 | 0.11935 |  | 231 |  | 1.0369 | 0.3928 | 1.4408 | 0.017802 | 0.00086511 | 0.11935 | 0.58482 | 1.4854 | 0.2337 | 0.056246 | 0.0007895 | 0.032682 | 0.21238 | 0.050214 | 0.072701 | 0.12796 | 0.82651 | 0.023687 | 0.22244 | 0.03159 | 0.87532 | 1.2637 | 0.24585 | 0.83044 | 0.20936 | 0.22288 | 0.068278 | 0.3437 | 0.22295 | 0.045156 | 0.028023 | 0.025798 | 0.007173 | 0.34376 | 0.086133 | 0.5425 | 0.0012879 | 0.3349 | 0.011171 | 0.44629 | 0.052722 | 0.96756 | 0.42154 | 0.6463 | 0.015094 | 0.34449 | 0.72807 | 0.76023 | 0.13071 | 0.7936 | 0.16311 | 0.047107 | 0.027614
| 220 |  |  | Y3Y3 | 0.12223 | 0.11728 | 0.11051 | 0.11471 | 0.11437 | 0.11402 | 0.11367 | 0.11333 | 0.11299 |  | 232 |  | 0.57561 | 0.27644 | 1.2673 | 0.025564 | 0.00057099 | 0.11728 | 0.51027 | 1.3202 | 0.27758 | 0.051508 | 0.0064943 | 0.0061808 | 0.22251 | 0.064892 | 0.091891 | 0.066559 | 0.84588 | 0.036255 | 0.36376 | 0.10554 | 0.8727 | 1.4485 | 0.62611 | 0.78064 | 0.18426 | 0.23393 | 0.067135 | 0.28758 | 0.24802 | 0.03914 | 0.01993 | 0.03833 | 0.0044221 | 0.26416 | 0.10657 | 0.63551 | 8.2475e-05 | 0.28398 | 0.012311 | 0.3915 | 0.078679 | 0.7731 | 0.64885 | 0.80181 | 0.02556 | 0.41227 | 0.5248 | 0.44068 | 0.17058 | 0.58088 | 0.13929 | 0.042657 | 0.027595
| 221 |  |  | WKY1 | 0.0041726 | 0.0049502 | 0.0056719 | 0.0055221 | 0.0059042 | 0.006277 | 0.0066406 | 0.0069949 | 0.00734 |  | 233 |  | -0.046904 | 0.0054427 | 0.025017 | 0.0050875 | -0.0012994 | 0.0049502 | 0.021915 | 0.046378 | 0.028109 | -0.017091 | -8.0746e-06 | -0.0063599 | 0.0061533 | 0.0080588 | 0.012226 | 0.0087189 | 0.019492 | 0.0021337 | 0.021452 | 0.011102 | 0.022409 | 0.0099759 | 0.0056846 | -0.046533 | -0.02828 | 0.011934 | 0.00397 | 0.013966 | 0.012066 | -0.009046 | 0.0053017 | 0.0046483 | 0.00048865 | 0.013378 | 0.0031554 | 0.022844 | -0.0032655 | 0.022845 | 0.00013712 | -0.0011047 | 0.0022544 | -0.0017767 | 0.014394 | 0.021208 | 0.00075846 | 0.021657 | -0.040641 | 0.017618 | 0.0063961 | 0.020316 | 0.0019913 | -0.011428 | -0.0076487
| 222 |  |  | WKY2 | 0.0012426 | 0.0014884 | 0.0017211 | 0.0017007 | 0.0018374 | 0.0019742 | 0.002111 | 0.0022477 | 0.0023845 |  | 234 |  | -0.0070191 | 0.0010732 | 0.0046085 | 0.0015375 | -0.00023366 | 0.0014884 | 0.0038427 | 0.015152 | 0.0051491 | -0.0022538 | 0.00015797 | -0.0022637 | 0.0011799 | 0.0017168 | 0.0026886 | 0.0012559 | 0.0035831 | 0.00063325 | 0.0047771 | 0.0034464 | 0.0045518 | 0.002067 | 0.0013682 | -0.005125 | -0.0041079 | 0.0040058 | 0.00079952 | 0.0025943 | 0.0027613 | -0.0012477 | 0.0014853 | 0.0014534 | 0.00029579 | 0.0019425 | 0.0006215 | 0.0029303 | -0.00029084 | 0.0050861 | 0.0010549 | -0.00022353 | 0.00060752 | -0.00030709 | 0.0051925 | 0.0032498 | 0.00037338 | 0.0036966 | -0.010458 | 0.0051391 | 0.0013573 | 0.0039846 | 0.00049588 | -0.0016812 | -0.00099928
| 223 |  |  | WKY3 | -3.0056e-05 | -3.5266e-05 | -3.9585e-05 | -3.9852e-05 | -4.2992e-05 | -4.6121e-05 | -4.9242e-05 | -5.2352e-05 | -5.5453e-05 |  | 235 |  | -0.00033985 | 0.0007335 | -0.00033681 | 0.00018638 | -5.5146e-06 | -3.5266e-05 | 0.00039315 | 0.00078776 | 2.101e-05 | -2.5539e-05 | 9.6933e-05 | 2.9553e-05 | 9.4405e-06 | 0.00018226 | -7.3382e-05 | -0.000343 | -6.3639e-06 | -3.6408e-05 | 0.0012975 | -0.00046364 | 0.00039115 | -0.00024435 | 0.00014483 | 0.00084647 | 4.0595e-05 | 0.00079767 | 2.6448e-05 | -0.0001289 | -8.146e-05 | 1.1962e-05 | -0.00030068 | 0.00047086 | 9.8869e-06 | 0.00032062 | -1.9544e-05 | -6.9294e-05 | 1.1527e-05 | -9.0968e-05 | 4.7394e-06 | 1.0099e-05 | -1.1632e-05 | 1.1621e-05 | -0.0021365 | -0.00016338 | -2.6813e-05 | -0.00025097 | -0.00069345 | 9.4905e-06 | -0.00025571 | -0.0002713 | -8.4693e-06 | 8.2736e-05 | 7.6067e-05
| 224 |  |  | Y1Y2 | 0.092505 | 0.091615 | 0.090781 | 0.089445 | 0.088516 | 0.087586 | 0.086656 | 0.085726 | 0.084797 |  | 236 |  | 0.83228 | 0.42063 | 1.5589 | 0.037544 | 0.0012524 | 0.091615 | 0.57205 | 1.371 | 0.41183 | 0.11423 | -1.3436e-05 | 0.048527 | 0.34036 | 0.14666 | 0.086893 | 0.11827 | 1.0358 | 0.021537 | 0.47417 | 0.030402 | 0.49089 | 2.5819 | 1.0761 | 1.3747 | 0.36995 | 0.23124 | 0.095658 | 0.44415 | 0.35168 | 0.11399 | 0.038324 | 0.025246 | 0.0014434 | 0.50203 | 0.093524 | 1.4048 | 0.0041427 | 0.41871 | 0.00045581 | 0.3962 | 0.080637 | 0.45719 | 0.82743 | 1.1513 | 0.0086741 | 0.61896 | 0.76972 | 0.031851 | 0.15162 | 1.1031 | 0.16975 | 0.078576 | 0.037368
| 225 |  |  | Y1Y3 | 0.054255 | 0.052633 | 0.050627 | 0.050821 | 0.050217 | 0.049614 | 0.049013 | 0.048414 | 0.047816 |  | 237 |  | 0.72745 | 0.2954 | 1.0426 | 0.014809 | -0.00045208 | 0.052633 | 0.5379 | 0.62599 | 0.20048 | 0.051038 | -1.1117e-05 | 0.0092236 | 0.1542 | 0.032702 | 0.049775 | 0.091402 | 0.52185 | 0.012558 | 0.11749 | 0.09923 | 0.22453 | 1.722 | 0.13388 | 0.65169 | 0.18455 | 0.1009 | 0.045302 | 0.24348 | 0.13889 | 0.043053 | 0.019845 | 0.014487 | 0.0011114 | 0.18642 | 0.055837 | 0.68693 | 0.00054695 | 0.18432 | 0.00029306 | 0.31157 | 0.045398 | 0.26466 | 0.44685 | 0.33029 | 0.0042666 | 0.28571 | 0.56731 | 0.21189 | 0.080101 | 0.54922 | 0.090603 | 0.048353 | 0.020067
| 226 |  |  | Y2Y3 | -0.25092 | -0.24578 | -0.23859 | -0.24308 | -0.24271 | -0.24235 | -0.24198 | -0.24161 | -0.24124 |  | 238 |  | -1.6677 | -0.80743 | -2.8835 | -0.047775 | 0.0015427 | -0.24578 | -1.2834 | -2.7595 | -0.58996 | -0.11937 | -0.0048221 | -0.039775 | -0.54718 | -0.13295 | -0.18437 | -0.20585 | -1.7755 | -0.06798 | -0.63945 | -0.11446 | -1.4726 | -3.5879 | -1.058 | -1.7671 | -0.444 | -0.51276 | -0.15003 | -0.71391 | -0.52409 | -0.099591 | -0.064876 | -0.069691 | -0.011424 | -0.65935 | -0.20325 | -1.7361 | -0.0008084 | -0.68535 | -0.028664 | -0.92702 | -0.15599 | -1.5156 | -1.227 | -1.4883 | -0.051564 | -0.87353 | -1.4521 | -0.98552 | -0.33514 | -1.5732 | -0.34188 | -0.099951 | -0.057273
| 227 |  |  | Average Line Length | -0.25352 | -0.24755 | -0.2425 | -0.23793 | -0.23377 | -0.22997 | -0.22649 | -0.22329 | -0.22033 |  | 239 |  | 0.67008 | -0.094063 | -0.98215 | -0.32349 | -0.16456 | -0.24755 | -0.82083 | -1.2539 | -0.80864 | 0.066636 | -0.13366 | -0.037217 | -0.58428 | -0.5384 | -0.35946 | -0.68816 | -0.99007 | -0.24981 | -0.55145 | -0.17063 | -1.0211 | -1.4072 | -1.0004 | 1.0724 | 0.21981 | -0.30343 | -0.54976 | -0.79382 | -0.51125 | 0.010683 | -0.13651 | -0.26948 | -0.014417 | -0.58159 | -0.38359 | -0.61487 | -0.13836 | -0.75143 | -0.2147 | -0.65181 | -0.36978 | -1.0719 | -0.93028 | -0.54257 | -0.22204 | -0.83235 | 0.56164 | -0.67244 | -0.50791 | -0.87761 | -0.4775 | 0.080336 | -0.080851
| 228 |  |  | Customers Added in last 10 years | 0.0095177 | 0.010274 | 0.010336 | 0.011256 | 0.011087 | 0.01119 | 0.011208 | 0.011003 | 0.010552 |  | 240 |  | 0.011829 | 0.0095014 | -0.0033949 | 0.0045276 | 0.0061372 | 0.010274 | 0.016228 | 0.048368 | 0.0035851 | 0.015908 | 0.012271 | 0.0083397 | 0.021338 | 0.016853 | 0.012707 | 0.014823 | -0.00029465 | 0.0026943 | 0.010638 | 0.008949 | -0.0016481 | 0.0059456 | 0.0036071 | 0.013794 | 0.020634 | 0.063436 | 0.0049941 | 0.017996 | 0.014225 | 0.0142 | 0.01693 | 0.0099414 | 0.021233 | 0.020867 | 0.0027122 | -0.001889 | 0.02326 | 0.01452 | 0.018486 | 0.011031 | 0.0027791 | 0.0052737 | 0.0047482 | 0.0085784 | 0.0032186 | 0.030622 | 0.010168 | 0.025896 | 0.02125 | 0.022192 | 0.011163 | 0.016967 | 0.016938
| 229 |  |  | Trend | 0.28742 | 0.30433 | 0.32124 | 0.33814 | 0.35505 | 0.37196 | 0.38887 | 0.40577 | 0.42268 |  | 241 |  | 0.30216 | 0.30146 | 0.30618 | 0.3052 | 0.30757 | 0.30433 | 0.30903 | 0.31345 | 0.30971 | 0.30559 | 0.31164 | 0.30521 | 0.30511 | 0.30811 | 0.30725 | 0.30491 | 0.30948 | 0.30891 | 0.30349 | 0.31059 | 0.30605 | 0.30282 | 0.31287 | 0.30562 | 0.30435 | 0.30259 | 0.30825 | 0.30462 | 0.30383 | 0.30539 | 0.31051 | 0.31173 | 0.29564 | 0.30418 | 0.30718 | 0.31744 | 0.30878 | 0.30943 | 0.30515 | 0.30901 | 0.30728 | 0.30697 | 0.30406 | 0.30375 | 0.31098 | 0.30461 | 0.30367 | 0.30173 | 0.30498 | 0.30306 | 0.30518 | 0.30942 | 0.30593
| 230 | [13 empty] | 242
| 231 |  |  | Log of Predicted Total Cost / OM&A Price | 12.2161 | 12.2328 | 12.2491 | 12.276 | 12.2939 | 12.3116 | 12.329 | 12.3458 | 12.3622 |  | 243 |  | 15.5854 | 11.8065 | 9.5058 | 12.3095 | 12.8552 | 12.2328 | 10.7027 | 9.7283 | 10.9986 | 13.6184 | 12.8694 | 13.2158 | 11.6105 | 11.8376 | 12.0552 | 11.6488 | 10.0421 | 12.5311 | 11.2474 | 12.1477 | 9.7202 | 8.9792 | 10.3255 | 16.0701 | 14.2427 | 11.9756 | 11.9427 | 11.0346 | 11.511 | 13.6142 | 12.5583 | 12.4147 | 12.9202 | 11.1748 | 12.0897 | 10.8389 | 12.9463 | 11.1232 | 12.6448 | 11.2805 | 12.2219 | 10.1821 | 10.4343 | 10.2648 | 12.6436 | 10.7867 | 15.2047 | 11.3453 | 11.8771 | 10.3348 | 11.9175 | 13.6561 | 13.3114
| 232 |  |  | Real Predicted Total Cost / OM&A Price | 202020.0428 | 205411.9353 | 208800.6029 | 214484.7944 | 218350.2368 | 222263.9119 | 226155.1661 | 229997.8148 | 233789.0217 |  | 244 |  | 5870094.9139 | 134126.51 | 13437.9672 | 221791.1226 | 382761.5718 | 205411.9353 | 44477.7439 | 16786.1908 | 59792.3434 | 821126.5029 | 388234.4302 | 548980.4273 | 110254.0462 | 138358.4989 | 171986.665 | 114549.2884 | 22973.6981 | 276808.4314 | 76677.9902 | 188652.6062 | 16650.559 | 7936.2143 | 30501.6779 | 9530969.6764 | 1532943.6556 | 158832.8262 | 153685.3483 | 61983.5209 | 99805.386 | 817647.7122 | 284440.3939 | 246403.7374 | 408466.1491 | 71312.4363 | 178028.666 | 50965.6797 | 419298.8375 | 67721.9014 | 310160.8767 | 79262.511 | 203183.5143 | 26425.2016 | 34006.0084 | 28703.5434 | 309788.1462 | 48374.319 | 4011635.9187 | 84565.5407 | 143934.791 | 30784.6488 | 149872.8838 | 852658.4903 | 604018.383
| 233 |  |  | OM&A Price | 151.1001 | 157.7199 | 163.093 | 170.4122 | 178.06 | 186.0509 | 194.4005 | 203.1248 | 212.2406 |  | 245 |  | 187.0369 | 148.3404 | 157.4847 | 170.5075 | 179.6779 | 157.7199 | 167.9667 | 185.5997 | 191.44 | 187.928 | 162.9053 | 191.44 | 152.155 | 163.8888 | 191.44 | 160.1044 | 157.4847 | 159.5512 | 179.6779 | 183.3574 | 159.5512 | 145.461 | 145.461 | 177.0171 | 185.5997 | 175.4813 | 152.0437 | 160.6715 | 162.1181 | 163.8888 | 179.6779 | 181.2591 | 157.7199 | 157.7199 | 148.755 | 165.4726 | 183.3574 | 181.2591 | 187.0369 | 136.8955 | 148.3404 | 136.8955 | 158.287 | 157.4847 | 157.4847 | 168.7957 | 187.0369 | 175.4813 | 157.7199 | 159.3326 | 144.1211 | 174.5459 | 174.5442
| 234 |  |  | Predicted Total Cost | 30525257.9248 | 32397544.0121 | 34053913.4287 | 36550836.1083 | 38879440.1074 | 41352409.1652 | 43964678.6631 | 46718256.6269 | 49619520.081 |  | 246 |  | 1097924280.613 | 19896376.2326 | 2116273.6794 | 37817047.2511 | 68773779.3836 | 32397544.0121 | 7470778.7008 | 3115512.4321 | 11446643.3678 | 154312643.755 | 63245435.427 | 105096786.8615 | 16775708.7938 | 22675414.9938 | 32925118.9499 | 18339839.5316 | 3618004.9986 | 44165105.4422 | 13777337.0385 | 34590846.2271 | 2656615.946 | 1154409.6445 | 4436804.4618 | 1687144924.0995 | 284513924.6238 | 27872184.2795 | 23366882.9425 | 9958984.8161 | 16180261.1198 | 134003341.6497 | 51107640.7372 | 44662913.0298 | 64423228.4924 | 11247388.2726 | 26482649.3703 | 8433421.6837 | 76881533.2044 | 12275209.0641 | 58011524.9368 | 10850679.3188 | 30140317.8532 | 3617490.5947 | 5382708.8683 | 4520367.7315 | 48786880.4345 | 8165375.6638 | 750323895.0545 | 14839667.5339 | 22701376.7233 | 4904998.5594 | 21599837.937 | 148828077.1219 | 105427890.0296
| 235 | [13 empty] | 247
| 236 | [13 empty] | 248
249
250
Section 4: Benchmarking Results | [14 empty] | 251
252
253
| 237 | Actual Cost |  |  | 34826573.4442 | 36593769.624 | 38033027.4978 | 39099175.1124 | 41747417.9044 | 43715405.5021 | 46452046.2379 | 48819561.6075 | 50861398.2043 |  | 254 |  | 984228854.9778 | 36834041.2066 | 2096030.0562 | 33974368.0572 | 61448092.0233 | 36593769.624 | 6377182.4656 | 1557526.4691 | 8192480.104 | 149265368.6498 | 47502147.9395 | 78519715.3118 | 14033398.8092 | 21109940.4889 | 23148724.07 | 18131679.5605 | 3111197.7506 | 40770470.5113 | 8966713.7971 | 24107812.6791 | 1970913.2589 | 964230.501 | 2211246.8888 | 2044447743.5934 | 353111222.8274 | 29390636.1735 | 19540945.6833 | 7651016.8018 | 14092097.7819 | 123691236.6016 | 37018206.4187 | 39481213.241 | 56453905.1563 | 9795355.2374 | 25380955.43 | 5797355.3224 | 72430887.3203 | 9225368.3756 | 48381087.9454 | 7923902.1531 | 34082087.1402 | 3417570.0011 | 4661274.7265 | 2797075.5767 | 49513976.9181 | 6970599.0263 | 1296183677.4417 | 9659178.2118 | 15991824.7802 | 4127855.8839 | 19212999.9698 | 135866231.3171 | 90382654.8915
| 238 | Predicted Cost |  |  | 30525257.9248 | 32397544.0121 | 34053913.4287 | 36550836.1083 | 38879440.1074 | 41352409.1652 | 43964678.6631 | 46718256.6269 | 49619520.081 |  | 255 |  | 1097924280.613 | 19896376.2326 | 2116273.6794 | 37817047.2511 | 68773779.3836 | 32397544.0121 | 7470778.7008 | 3115512.4321 | 11446643.3678 | 154312643.755 | 63245435.427 | 105096786.8615 | 16775708.7938 | 22675414.9938 | 32925118.9499 | 18339839.5316 | 3618004.9986 | 44165105.4422 | 13777337.0385 | 34590846.2271 | 2656615.946 | 1154409.6445 | 4436804.4618 | 1687144924.0995 | 284513924.6238 | 27872184.2795 | 23366882.9425 | 9958984.8161 | 16180261.1198 | 134003341.6497 | 51107640.7372 | 44662913.0298 | 64423228.4924 | 11247388.2726 | 26482649.3703 | 8433421.6837 | 76881533.2044 | 12275209.0641 | 58011524.9368 | 10850679.3188 | 30140317.8532 | 3617490.5947 | 5382708.8683 | 4520367.7315 | 48786880.4345 | 8165375.6638 | 750323895.0545 | 14839667.5339 | 22701376.7233 | 4904998.5594 | 21599837.937 | 148828077.1219 | 105427890.0296
| 239 | Actual less Predicted Cost |  |  | 4301315.5194 | 4196225.6119 | 3979114.0691 | 2548339.0041 | 2867977.7971 | 2362996.3369 | 2487367.5748 | 2101304.9806 | 1241878.1233 |  | 256 |  | -113695425.6353 | 16937664.974 | -20243.6232 | -3842679.1939 | -7325687.3604 | 4196225.6119 | -1093596.2352 | -1557985.9631 | -3254163.2638 | -5047275.1052 | -15743287.4875 | -26577071.5497 | -2742309.9846 | -1565474.5048 | -9776394.8799 | -208159.9711 | -506807.2481 | -3394634.9308 | -4810623.2414 | -10483033.548 | -685702.6872 | -190179.1434 | -2225557.573 | 357302819.4939 | 68597298.2036 | 1518451.894 | -3825937.2592 | -2307968.0144 | -2088163.3379 | -10312105.0482 | -14089434.3185 | -5181699.7888 | -7969323.3361 | -1452033.0352 | -1101693.9403 | -2636066.3613 | -4450645.8841 | -3049840.6885 | -9630436.9914 | -2926777.1657 | 3941769.287 | -199920.5936 | -721434.1418 | -1723292.1548 | 727096.4836 | -1194776.6374 | 545859782.3872 | -5180489.3221 | -6709551.9431 | -777142.6755 | -2386837.9672 | -12961845.8047 | -15045235.1381
| 240 | Percentage Difference (Arithmetic for Comparison) |  |  | 14.09% | 12.95% | 11.68% | 6.972% | 7.377% | 5.714% | 5.658% | 4.498% | 2.503% |  | 257 |  | -10.36% | 85.13% | -0.9566% | -10.16% | -10.65% | 12.95% | -14.64% | -50.01% | -28.43% | -3.271% | -24.89% | -25.29% | -16.35% | -6.904% | -29.69% | -1.135% | -14.01% | -7.686% | -34.92% | -30.31% | -25.81% | -16.47% | -50.16% | 21.18% | 24.11% | 5.448% | -16.37% | -23.17% | -12.91% | -7.695% | -27.57% | -11.6% | -12.37% | -12.91% | -4.16% | -31.26% | -5.789% | -24.85% | -16.6% | -26.97% | 13.08% | -5.526% | -13.4% | -38.12% | 1.49% | -14.63% | 72.75% | -34.91% | -29.56% | -15.84% | -11.05% | -8.709% | -14.27%
| 241 | [13 empty] | 258
| 242 | Percent Difference (Logarithmic) |  |  | 13.18% | 12.18% | 11.05% | 6.74% | 7.117% | 5.557% | 5.503% | 4.4% | 2.472% |  | 259 |  | -10.93% | 61.59% | -0.9612% | -10.72% | -11.26% | 12.18% | -15.83% | -69.33% | -33.45% | -3.325% | -28.62% | -29.15% | -17.85% | -7.154% | -35.23% | -1.142% | -15.09% | -7.998% | -42.95% | -36.11% | -29.86% | -18% | -69.64% | 19.21% | 21.6% | 5.305% | -17.88% | -26.36% | -13.82% | -8.008% | -32.25% | -12.33% | -13.2% | -13.82% | -4.249% | -37.48% | -5.963% | -28.56% | -18.15% | -31.43% | 12.29% | -5.685% | -14.39% | -48% | 1.479% | -15.82% | 54.67% | -42.94% | -35.03% | -17.25% | -11.71% | -9.112% | -15.4%
| 243 |  | 186 | [11 empty] | 260 | 0
| 244 | [13 empty] | 261 | 0
| 245 | [13 empty] | 262 | 0
| 246 | Three Year Average | [12 empty] | 263
| 247 |  |  | Current Year | [10 empty] | 264 |  | -9.076% | 61.06% | -1.937% | -8.026% | -13.51% | 9.702% | -16.56% | -72.76% | -32.39% | -3.639% | -26.92% | -26.76% | -15.96% | -6.515% | -31.56% | -2.351% | -11.03% | -0.037585 | -0.38535 | -0.372 | -0.33803 | -0.14819 | -0.71019 | 0.2029 | 0.23096 | -0.062351 | -0.1091 | -0.31048 | -0.16795 | -0.064804 | -0.28102 | -0.17545 | -0.10237 | -0.16179 | -0.034908 | -0.45055 | -0.065655 | -0.2836 | -0.18877 | -0.25639 | -0.029778 | -0.083631 | -0.11307 | -0.4186 | 0.050222 | -0.15091 | 0.52753 | -0.45807 | -0.35701 | -0.097955 | -0.062395 | -0.012949 | -0.13935
| 248 |  | 193 | Previous Year | [10 empty] | 265 |  | -6.866% | 63.66% | -0.914% | -7.646% | -11.72% | 11.84% | -16.74% | -62.44% | -49.1% | -2.935% | -28.73% | -22.44% | -16.51% | -4.807% | -31.59% | -3.419% | -12.83% | 0.013796 | -0.38459 | -0.35691 | -0.30536 | -0.16794 | -0.65297 | 0.18094 | 0.19533 | -0.052173 | -0.12849 | -0.26972 | -0.1958 | -0.05682 | -0.2677 | -0.17638 | -0.077967 | -0.13082 | -0.035944 | -0.45727 | -0.064397 | -0.29605 | -0.16773 | -0.2877 | 0.017651 | -0.031266 | -0.15415 | -0.35078 | -0.0078364 | -0.098429 | 0.53185 | -0.56695 | -0.32591 | -0.040323 | -0.10254 | -0.083584 | -0.11557
| 249 |  | 192 | Two Years Ago | [10 empty] | 266 |  | -4.41% | 61.92% | 2.805% | -4.544% | -13.01% | 10.99% | -11.19% | -54.75% | -59.01% | -4.252% | -25.4% | -15.32% | -9.781% | -1.519% | -23.77% | 1.639% | -11.35% | 0.030242 | -0.34539 | -0.33802 | -0.31638 | -0.17954 | -0.66365 | 0.16987 | 0.19818 | -0.068201 | -0.068104 | -0.2718 | -0.16858 | -0.063072 | -0.23685 | -0.15871 | -0.028412 | -0.12686 | -0.022425 | -0.42083 | -0.038256 | -0.28762 | -0.16617 | -0.2428 | 0.011004 | -0.024824 | -0.15391 | -0.2585 | 0.0048018 | -0.055168 | 0.52863 | -0.46635 | -0.30331 | 0.028866 | -0.1106 | -0.10734 | -0.11153
| 250 |  |  | Three Year Average Performance | [10 empty] | 267 |  | -6.784% | 62.21% | -0.01537% | -6.739% | -12.75% | 10.84% | -14.83% | -63.32% | -46.84% | -3.609% | -27.02% | -21.5% | -14.08% | -4.28% | -28.97% | -1.377% | -11.74% | 0.2151% | -37.18% | -35.56% | -31.99% | -16.52% | -67.56% | 18.46% | 20.82% | -6.091% | -10.19% | -28.4% | -17.74% | -6.157% | -26.19% | -17.02% | -6.958% | -13.98% | -3.109% | -44.29% | -5.61% | -28.91% | -17.42% | -26.23% | -0.03741% | -4.657% | -14.04% | -34.26% | 1.573% | -10.15% | 52.93% | -49.71% | -32.87% | -3.647% | -9.185% | -6.796% | -12.22%
| 252 |  | 197
253
|  |  |  | Total Cost / Customer | 1144.3311 | 1183.4601 | 1221.9925 | 1243.1585 | 1317.7173
|  |  |  | Total Cost / km line | 21458.1475 | 22004.6721 | 23290.2802 | 23943.1568 | 25564.8609

## Results
Summary of Cost Benchmarking Results
Canadian Niagara Power Inc.
|  |  | 2023 | 2024 | 2025 | 2026 | 2027 | 2028 | 2029 | 2030 | 2031
|  |  | (History) | (History) | Historic/Forecast | Bridge Year | Test Year
Cost Benchmarking Summary
| Actual Total Cost |  | 34826573.4442 | 36593769.624 | 38033027.4978 | 39099175.1124 | 41747417.9044 | 43715405.5021 | 46452046.2379 | 48819561.6075 | 50861398.2043
| Predicted Total Cost |  | 30525257.9248 | 32397544.0121 | 34053913.4287 | 36550836.1083 | 38879440.1074 | 41352409.1652 | 43964678.6631 | 46718256.6269 | 49619520.081
| Difference |  | 4301315.5194 | 4196225.6119 | 3979114.0691 | 2548339.0041 | 2867977.7971 | 2362996.3369 | 2487367.5748 | 2101304.9806 | 1241878.1233
| Percentage Difference (Cost Performance) |  | 13.18% | 12.18% | 11.05% | 6.74% | 7.117% | 5.557% | 5.503% | 4.4% | 2.472%
| Three-Year Average Performance |  |  |  | 12.14% | 9.99% | 8.303% | 6.471% | 6.059% | 5.153% | 4.125%
Stretch Factor Cohort
|  | Annual Result | 4 | 4 | 4 | 3 | 3 | 3 | 3 | 3 | 3
|  | Three Year Average |  |  | 4 | 3 | 3 | 3 | 3 | 3 | 3

## 2023 Historical
| 1 | Click to Choose a Distributor | Alectra Utilities Corporation | Algoma Power Inc. | Atikokan Hydro Inc. | Bluewater Power Distribution Corporation | Burlington Hydro Inc. | Canadian Niagara Power Inc. | Centre Wellington Hydro Ltd. | Chapleau Public Utilities Corporation | Cooperative Hydro Embrun Inc. | E.L.K. Energy Inc. | Elexicon Energy Inc. | Entegrus Powerlines Inc. | ENWIN Utilities Ltd. | EPCOR Electricity Distribution Ontario Inc. | ERTH Power Corporation | Essex Powerlines Corporation | Festival Hydro Inc. | Fort Frances Power Corporation | Greater Sudbury Hydro Inc. | Grimsby Power Incorporated | Halton Hills Hydro Inc. | Hearst Power Distribution Company Limited | Hydro 2000 Inc. | Hydro Hawkesbury Inc. | Hydro One Networks Inc. | Hydro Ottawa Limited | Innpower Corporation | Kingston Hydro Corporation | Lakefront Utilities Inc. | Lakeland Power Distribution Ltd. | London Hydro Inc. | Milton Hydro Distribution Inc. | Newmarket-Tay Power Distribution Ltd. | Niagara Peninsula Energy Inc. | Niagara-on-the-Lake Hydro Inc. | North Bay Hydro Distribution Limited | Northern Ontario Wires Inc. | Oakville Hydro Electricity Distribution Inc. | Orangeville Hydro Limited | Oshawa PUC Networks Inc. | Ottawa River Power Corporation | PUC Distribution Inc. | Renfrew Hydro Inc. | Rideau St. Lawrence Distribution Inc. | Sioux Lookout Hydro Inc. | Synergy North Corporation | Tillsonburg Hydro Inc. | Toronto Hydro-Electric System Limited | Wasaga Distribution Inc. | Welland Hydro-Electric System Corp. | Wellington North Power Inc. | Westario Power Inc. | Enova Power Corp. | GrandBridge Energy Inc.
2
Data Item Number | 3 |  | 2023 | 2023 | 2023 | 2023 | 2023 | 2023 | 2023 | 2023 | 2023 | 2023 | 2023 | 2023 | 2023 | 2023 | 2023 | 2023 | 2023 | 2023 | 2023 | 2023 | 2023 | 2023 | 2023 | 2023 | 2023 | 2023 | 2023 | 2023 | 2023 | 2023 | 2023 | 2023 | 2023 | 2023 | 2023 | 2023 | 2023 | 2023 | 2023 | 2023 | 2023 | 2023 | 2023 | 2023 | 2023 | 2023 | 2023 | 2023 | 2023 | 2023 | 2023 | 2023 | 2023 | 2023
4
5
6
7
| 8 |  | 10807886.2 | 98655.8 | 20450.41 | 781117 | 0 | 89004.46 | 137361.92 | 0 | 0 | 128172.22 | 2588696.72 | 973291.54 | 2697068.29 | 303036.23 | 347643.57 | 67188.43 | 243931.22 | 171703.07 | 1604934.49 | 128226.41 | 460826.07 | 0 | 0 | 0 | 5277402.1 | 0 | 347419.24 | 261007.61 | 113412.57 | 0 | 2830544.61 | 0 | 491183.86 | 822453.86 | 41550.44 | 375877.24 | 214487.05 | 3687015.17 | 530405.38 | 203575.75 | 162397.81 | 611583.98 | 51984.27 | 161569.18 | 0 | 413644.27 | 104180.18 | 19131130.68 | 0 | 264929.34 | 111221.22 | 0 | 3338893.78 | 1779192.68
| 9 |  | 13788991.3 | 153247.91 | 0 | 224310 | 1546336.446 | 222744.45 | 13507.73 | 0 | 0 | 0 | 1466186.12 | 137330.64 | 649126.51 | 52641.76 | 24042.97 | 32845.12 | 88599.28 | 0 | 673498.08 | 125126.93 | 0 | 0 | 10842 | 0 | 1093030.3 | 3197359.33 | 76795.53 | 745563.71 | 0 | 38658.11 | 3159908.26 | 483056.74 | 9362.37 | 12111.3 | 76827.57 | 253761.89 | 0 | 1767388.33 | 0 | 0 | 13427.05 | 419688.56 | 0 | 0 | 0 | 1036590.03 | 0 | 6099527.54 | 13847 | 438035.01 | 0 | 0 | 1705682.22 | 1378718.45
| 10 |  | 0 | 95262.33 | 0 | 9662 | 113803.47 | 190292.69 | 63905.69 | 0 | 0 | 0 | 554259.77 | 0 | 0 | 36862.91 | 0 | 0 | 32970.92 | 32274.84 | 196083.77 | 26783.2 | 42851.67 | 0 | 0 | 0 | 1998591.66 | 2242897.83 | 59384.62 | 56347.7 | 0 | 0 | 513102.56 | 0 | 54718.47 | 76240.09 | 0 | 86375.53 | 4090.5 | 391581.7 | 0 | 231044.74 | 98947.18 | 675024.04 | 581 | 10222.97 | 0 | 153647.93 | 0 | 136361.28 | 0 | 13605.07 | 21667.23 | 0 | 88105.95 | 7570.61
| 11 |  | 0 | 0 | 0 | 0 | 0 | 0 | 0 | 0 | 0 | 0 | 28701.65 | 0 | 273108.51 | 0 | 0 | 0 | 168854.69 | 47355.41 | 0 | 11208.52 | 14199.34 | 0 | 0 | 55692.29 | 477108.32 | 344571.68 | 0 | 0 | 0 | 0 | 0 | 0 | 0 | 4660.63 | 1015.78 | 0 | 0 | 167622.23 | 0 | 0 | 0 | 21565.4 | 0 | 0 | 0 | 0 | 0 | 168270.34 | 0 | 0 | 0 | 0 | 649781.22 | 0
| 12 |  | 0 | 0 | 0 | 0 | 0 | 0 | 0 | 0 | 0 | 0 | 127497.53 | 0 | 21105.6 | 0 | 0 | 0 | 59303.93 | 20329.63 | 0 | 79043.52 | 18067.18 | 0 | 0 | 15581.57 | 125952.69 | 73190.71 | 0 | 0 | 0 | 0 | 0 | 0 | 0 | 137899.24 | 810.61 | 0 | 0 | 61045.77 | 0 | 0 | 0 | 12780.25 | 0 | 0 | 0 | 4642.52 | 0 | 34137.35 | 0 | 0 | 0 | 0 | 718191.43 | 295107.28
| 13 |  | 2765392.85 | 42293.52 | 16897.15 | 0 | 296060.95 | 12708.82 | 0 | 4709.8 | 0 | 0 | 145750.21 | 80391.5 | 0 | 3183 | 5455.11 | 0 | 0 | 0 | 527092.31 | 0 | 258416.9 | 0 | 0 | 174.76 | 4257246.55 | 809019.44 | 10001.56 | 84779.1 | 88418.93 | 12005.08 | 118820.37 | 7325.3 | 73961.54 | 0 | 0 | 0 | 40343.36 | 40984.34 | 3507.7 | 0 | 8239.31 | 226154.6 | 12218.08 | 608.1 | 0 | 0 | 722.2 | 4802972.44 | 19564.19 | 0 | 11908.14 | 0 | 187237.76 | 0
| 14 |  | 1566007.24 | 15582.74 | 0 | 53304 | 601216.86 | 20388.55 | 25874.91 | 1432 | 1099.9 | 0 | 62082.64 | 146728.46 | 0 | 2368 | 1240 | 0 | 0 | 0 | 226588.02 | 3340.14 | 37694.22 | 0 | 0 | 2479.59 | 1195113.1 | 180037.44 | 14881.61 | 22471.9 | 514.28 | 0 | 116445.82 | 10600.36 | 19743.06 | 0 | 0 | 0 | 11000.04 | 5310.88 | 26683.39 | 0 | 39.06 | 30062.34 | 48075.2 | 0 | 0 | 81811.74 | 21749.63 | 1389630.41 | 30495.25 | 117361.8 | 20826.44 | 0 | 36483.52 | 3319.36
| 15 |  | 22215500.18 | 131572.69 | 243756.46 | 8246 | 341868.1 | 94785.65 | 207.85 | 140966.15 | 0 | 7840.44 | 1404779.49 | 143260.7 | 2003109.3 | 106300.21 | 19939.74 | 226227.47 | 17279.08 | 31090.43 | 93004.92 | 41625.55 | 491089.24 | 1421.15 | 0 | 78.73 | 10113753.05 | 72046.63 | 13398.47 | 189644.68 | 121945.07 | 31729.21 | 86451.69 | 44694.08 | 38012.49 | 88336.68 | 88973.8 | 6174.09 | 123932.91 | 405392.26 | 22966.56 | 626963.92 | 20507.86 | 516834.89 | 35172.19 | 0 | 411591.13 | 79495.68 | 7393.4 | 460580.35 | 0 | 196984.21 | 17135.88 | 0 | 1176810.57 | 308202.92
| 16 |  | 8987641.88 | 63495.84 | 37503.62 | 172392 | 588793.8 | 25877.54 | 9231.42 | 26559.02 | 0 | 0 | 488708.44 | 4510.91 | 69052.23 | 10093.44 | 0 | 110684.3 | 35141.33 | 4179.8 | 423342.99 | 16691.89 | 22299.13 | 75009.79 | 0 | 5163.25 | 473475.93 | 67255 | 4523.84 | -12814.64 | 94476.63 | 0 | 244965.08 | 0 | 15881.22 | 213687.62 | 63531.84 | 1297.4 | 2627.4 | 145139.58 | 17376.39 | 301755.25 | 4697.79 | 274302.33 | 43699.73 | 0 | 94347.63 | 621361.15 | 20621.6 | 3342444.03 | 0 | 73177.18 | 12585.74 | 0 | 382640.01 | 137140.12
| 17 |  | 0 | 11381.67 | 934.78 | 14041 | 16573.17 | 39621.98 | 0 | 90505.33 | 1395 | 7978.3 | 0 | 7141.82 | 62161.86 | 17584.73 | 0 | 3181.2 | 4659.22 | 274.73 | 80108.71 | 21673.85 | 65668.92 | 0 | 0 | 13026.96 | 0 | 193052.75 | 0 | 5489.25 | 0 | 5927.92 | 138226.53 | 0 | 895.56 | 0 | 0 | 25221.52 | 50948 | -20014.23 | 222.59 | 0 | 389.57 | -6754.75 | 5310.51 | 2927.35 | 748.12 | 138996.32 | 1433.87 | 0 | 0 | 0 | 4297.81 | 0 | 0 | 34907.68
| 18 |  | 8106983.89 | 12662.71 | 0 | 818148 | 52373.6 | 99153.84 | 0 | 0 | 0 | 154617.3212 | 560571.93 | 92137.35 | 828421.11 | 20784.32 | 9307.14 | 106170.86 | 4037.01 | 8745.99 | 26293 | 6117.12 | 60422.02 | 182.82 | 0 | 0 | 1683469.96 | 348080.07 | 9824.29 | 55468.74 | 18616.71 | 0 | 169141.9 | 0 | 213314.07 | 41623.82 | -699.37 | 42045.93 | 0 | 108925.88 | 6120.92 | 24686.18 | 10702.41 | 229960.69 | 0 | 0 | 0 | 64125.75 | 3818.93 | 583838.61 | 0 | 286561.91 | 357.63 | 338440.78 | 585953.19 | 209986.99
| 19 |  | 13149229.56 | 0 | 0 | 214477 | 487089.5 | 208295.85 | 0 | 0 | 0 | 231.74 | 169666.99 | 425879.12 | 518291.67 | 1450.23 | 1675 | 19215.76 | 407.69 | 1019.54 | 8532.79 | 54629.33 | 62297.11 | 3438.4 | 0 | 0 | 157825.31 | 3785736.23 | 152014.77 | 36157.33 | 29382.98 | 0 | 130898.95 | 328268.59 | 194061.24 | 290994.37 | 13698.88 | 132585.35 | 0 | 23184.52 | -6475.44 | 142.8 | 2297.74 | 32732.25 | 0 | 0 | 7251.98 | 48754.34 | 639.27 | 4416186.86 | 0 | 0 | 7925.07 | 0 | 94887.74 | 81197.11
| 20 |  | 0 | 0 | 0 | 0 | 8776.78 | 3060.8 | 5210.21 | 0 | 0 | 13344.03 | 193701.87 | 1206.17 | 401749.41 | 5349.92 | 0 | 23584.23 | 7346.89 | 0 | 68005.08 | 3221.93 | 0 | 489.4 | 0 | 0 | 0 | 92333.59 | 0 | 0 | 0 | 10251.59 | 220135.7 | 0 | 100515.8 | 0 | 0 | 0 | 913.77 | 10032.37 | 17673.01 | 0 | 3822.02 | 1196.69 | 0 | 0 | 0 | 90481.04 | 1278.77 | 949855.74 | 0 | 1029.01 | 13697.71 | 586.86 | 0 | 25024.01
| 21 |  | 2747579.13 | 213329.96 | 30754.95 | 234014 | 498354.56 | 371579.18 | 68365 | 219.39 | 1507.85 | 31021.57 | 519839.64 | 227286.08 | 827290.19 | 9911.13 | 374754.67 | 212033.63 | 233530.41 | 35021.91 | 755778.29 | 259603.9 | 168011.24 | 0 | 0 | 27368.19 | 12714655.4 | 894787.8 | 510839.79 | 466847.19 | 0 | 112473.6 | 1893410.77 | 246846.15 | 393319.47 | 368407.17 | 4186.63 | 223628.54 | 49054.11 | 576206.19 | 67459.12 | 341206.01 | 54796.93 | 289156.79 | 14405.2 | 16121.65 | 67967.33 | 153059.42 | 4954.37 | 75894.68 | 109.26 | 297975.16 | 50226.16 | 47235.84 | 1166123.42 | 1015943.62
| 22 |  | 1359373.53 | 125997 | 10687.44 | 532401 | 308944.13 | 4357.34 | 0 | 4403.2 | 0 | 0 | 1094599.63 | 17020.56 | 37353.57 | 0 | 71515.87 | 569695.23 | 197019.08 | 47045.4 | 683646.47 | 159706.93 | 0 | 16635.38 | 0 | 0 | 51197943.58 | 674388.87 | 93753.57 | 231262.27 | 60986.18 | 0 | 0 | 513005.62 | 606474.58 | 790018.16 | 48040.4 | 0 | 270432.6 | 863437.64 | 48564.06 | 0 | 68587.84 | 304674.02 | 41825.17 | 69103.65 | 0 | 6085.05 | 2469.45 | 1800929.3 | 12651.54 | 0 | 66832.55 | 256312.38 | -447842.77 | 7013.76
| 23 |  | 928230.3 | 76050.89 | 780.17 | 70353 | 108250.84 | 1822.62 | 0 | 0 | 39552.12 | 0 | 373346.29 | 0 | 3685.56 | 0 | 209688.79 | 0 | 19514.04 | 4133.88 | 129394.01 | 23621.33 | 0 | 64.19 | 0 | 0 | 8075788.81 | 6705.74 | 127689.6 | -31685.2 | 0 | 0 | 0 | 9638.63 | 0 | 0 | 111693.22 | 0 | 143052.17 | 151090.93 | 105141.19 | 0 | 28173.62 | 56524.35 | 10451.54 | 5180.56 | 0 | -134 | 21871.7 | 246374.51 | 0 | 0 | 24723.63 | 36800.82 | 572526.5 | 4245.75
| 24 |  | 656762.65 | 600533.57 | 10123.73 | 388434 | 0 | 677238.08 | 90645.84 | 10701.22 | 15983.63 | 0 | 1659492.55 | 0 | 13381.44 | 228708.18 | 597802.74 | 166744.68 | 5301.92 | 86049.64 | 895684.06 | 127925.78 | 44932.79 | 85771.13 | 0 | 0 | 78354239.38 | 13918868.81 | 243484.19 | 205625.02 | 3279.85 | 140175.1 | 3375843.29 | 900748.73 | 979541.77 | 2101740.59 | 244192.9 | -107.57 | 86048.6 | 299999.67 | 14.81 | 112258.99 | 414486.97 | 593297.48 | 89871.69 | 59947.05 | 37995.45 | 0 | 255389.01 | 3481416.73 | 0 | 84951.2 | 92111.47 | 79330.59 | 7893.74 | 0
| 25 |  | 0 | 0 | 0 | 0 | 0 | 959.89 | 0 | 0 | 0 | 0 | 0 | 0 | 0 | 0 | 0 | 0 | 0 | 0 | 0 | 0 | 0 | 0 | 0 | 0 | 0 | 0 | 0 | 0 | 0 | 0 | 0 | 0 | 0 | 0 | 0 | 0 | 0 | 0 | 0 | 0 | 0 | 47.03 | 0 | 0 | 0 | 0 | 0 | 0 | 0 | 0 | 0 | 0 | 47695.55 | 0
| 26 |  | 0 | 268746.48 | 0 | 21910 | 0 | 47653.17 | 11002.8 | 4177.65 | 0 | 32667 | 179281.25 | 0 | 0 | 0 | 0 | 0 | 9317.79 | 0 | 138124.5 | 34552.64 | 0 | 17806.8 | 6286.65 | 2808.6 | 0 | 0 | 50569.59 | 47710.67 | 0 | 84879.89 | 90236.01 | 0 | 79035.25 | 0 | 20897.52 | 59413.01 | 21321.24 | 34449.24 | 0 | 0 | 30455 | 640.86 | 15410.64 | 67871.22 | 1113.28 | 0 | 16278.83 | 0 | 0 | 40707.26 | 0 | 42737.28 | 76851.7 | 70981.45
| 27 |  | 0 | 2243.4 | 1990.6 | 0 | 0 | 0 | 0 | 0 | 0 | 0 | 0 | 0 | 0 | 27291.15 | 979 | 131152.01 | 0 | 0 | 0 | 0 | 0 | 6300 | 0 | 0 | 0 | 144211.3 | 0 | 0 | 0 | 0 | 0 | 0 | 0 | 0 | 0 | 0 | 0 | 0 | -5946.6 | 0 | 12416.67 | 129791.91 | 2477.04 | 0 | 0 | 0 | 0 | 0 | 0 | 0 | 0 | 0 | 0 | 2903.67
| 28 |  | 87079578.71 | 1911056.51 | 373879.31 | 3542809 | 4968442.206 | 2109544.91 | 425313.37 | 283673.76 | 59538.5 | 375872.6212 | 11617162.72 | 2256184.85 | 8404905.25 | 825565.21 | 1664044.6 | 1668722.92 | 1127214.5 | 489224.27 | 6530111.49 | 1123098.97 | 1746775.83 | 207119.06 | 17128.65 | 122373.94 | 177195596.14 | 27044543.22 | 1714580.67 | 2363875.33 | 531033.2 | 436100.5 | 13088131.54 | 2544184.2 | 3270020.75 | 4948173.53 | 714720.22 | 1206272.93 | 1018251.75 | 8718792.47 | 833713.08 | 1841633.64 | 934384.83 | 4419263.71 | 371482.26 | 393551.73 | 621014.92 | 2892561.24 | 462801.21 | 47119550.85 | 76667.24 | 1815317.15 | 455516.68 | 801444.55 | 10387915.53 | 5361455.46
| 29 |  | 18890946.08 | 125152.59 | 0 | 0 | 0 | 28027.35 | 33882.05 | 0 | 0 | 0 | 595769.2 | 927958.94 | 0 | 192637.02 | 3472 | 8411.51 | 0 | 99474.54 | 0 | 125117.53 | 0 | 24992.31 | 0 | 0 | 11603293.69 | 0 | 0 | 60599.18 | 0 | 529561.55 | 1967261.26 | 0 | 43907.91 | 333646.49 | 321.46 | 468307.97 | 4855.39 | 767259.84 | 0 | 229136.68 | 61591.45 | 0 | 0 | 0 | 0 | 1713712.16 | 1043.14 | 19661234.59 | 110533.87 | 76060.36 | 89749.95 | 0 | 0 | 15330.3
| 30 |  | 1483680.88 | 1947.12 | 0 | 0 | 387812.45 | 254145.92 | 0 | 0 | 8668.02 | 0 | 13362.87 | 0 | 0 | 40328.37 | 25168.57 | 0 | 24542.72 | 14997.57 | 42561.87 | 0 | 0 | 0 | 0 | 0 | 1927898.37 | 0 | 0 | 71464.86 | 0 | 0 | 139184.32 | 0 | 0 | 0 | 0 | 29037.85 | 0 | 25723.75 | 0 | 49055.82 | 20885.86 | 187607.77 | 0 | 0 | 0 | 19171.55 | 0 | 16022625.34 | 0 | 29843.78 | 0 | 3186.46 | 273548.96 | 6790.51
| 31 |  | 0 | 0 | 0 | 0 | 0 | 0 | 0 | 0 | 0 | 0 | 3476.38 | 0 | 435074.42 | 0 | 0 | 0 | 77604.79 | 54923.95 | 0 | 36916.8 | 0 | 0 | 0 | 0 | 1302237.61 | 925407.99 | 0 | 0 | 0 | 0 | 0 | 0 | 0 | 4922.16 | 24214.71 | 0 | 0 | 173819.42 | 0 | 0 | 0 | 112744.25 | 0 | 0 | 0 | 6294.61 | 0 | 1040806.54 | 0 | 0 | 0 | 0 | 820343.89 | 6633.9
| 32 |  | 6683485.36 | 27948.93 | 18063.8 | 80508 | 731120.8 | 56890.22 | 36958.89 | 0 | 31802.32 | 0 | 495975.05 | 129840.5 | 11051.2 | 75167.01 | 22666.42 | 0 | 2950 | 0 | 12802.41 | 0 | 165261.81 | 0 | 0 | 0 | 12262737.45 | 477693.35 | 87064.75 | 187414.82 | 0 | 264347.95 | 913672.51 | 0 | 73087.14 | 89662.63 | 0 | 131125.94 | 34803.42 | 184205.03 | -275.11 | 331720.78 | 85992.9 | 227354.67 | 324.31 | 64403.52 | 0 | 261097.75 | 0 | 513690.68 | 0 | 57392.68 | 16984.26 | 272888.31 | 49190.65 | 2883.31
| 33 |  | 112225.23 | 62041.61 | 7676.21 | 6554 | 25352.82 | 158475.01 | 30150.49 | 2300.55 | 7469.71 | 54814.07 | 72633.19 | 192074.44 | 588655.34 | 10960.41 | 63879.67 | 118622.3 | 77874.63 | 3051.04 | 65383.19 | 21371.7 | 807.99 | 99017.79 | 7940 | 13367 | 25698075.74 | 635605.34 | 41455.28 | 109321.4 | 0 | 109938.01 | 536412.24 | 282458.59 | 30266.36 | 194574.63 | 24953.38 | 96242.97 | 23676.17 | -80765.9 | 1847.02 | 221633.1 | 13042.48 | 22270.13 | 2732.15 | 36694.71 | 26340.66 | 408170.36 | 18617.2 | 1376597.89 | 61605.33 | 125824.92 | 22370.62 | 135926.96 | 288948.9 | 244331.96
| 34 |  | 1314406.85 | 509151.54 | 25390.59 | 93677 | 2523824.76 | 576735.54 | 44489.99 | 18404.12 | 5568.53 | 106861.72 | 512697.45 | 465280.06 | 0 | 27450.44 | 161873.99 | 227028.54 | 104262.77 | 2167.06 | 324075.44 | 83564.45 | 0 | 140916.64 | 14564.18 | 27653.14 | 43480672.41 | 919346.83 | 70582.66 | 251340.27 | 0 | 48225.63 | 1541874.7 | 364613.23 | 234401.27 | 921094.05 | 49444.48 | 223784.37 | 462964.22 | 186446.13 | 47142.2 | 0 | 64605.36 | 867030.22 | 9887.61 | 203854.07 | 0 | 1472491.59 | 22544.16 | 8249307.36 | 112046.82 | 560717.97 | 17823.18 | 187142.85 | 1055926.18 | 799227.01
| 35 |  | 0 | 216398.88 | 957.73 | 299233 | 646557.33 | 399633.72 | 85578.01 | 0 | 0 | 104630.5012 | 35525.62 | 345129.31 | 1165549.92 | 279238.51 | 272683.05 | 142700.09 | 897069.4 | 17203.32 | 164028.92 | 53679.37 | 0 | 1104.85 | 0 | 13306.12 | 11235287.43 | 8722150.16 | 187911.38 | 95008.17 | 201740.88 | 589630.26 | 261882.98 | 0 | 0 | 228174.8 | 78289.84 | 322074.87 | 42818.21 | 11578.64 | 25653.22 | 0 | 48005.58 | 13272.5 | 29420.93 | 52127.24 | 0 | 573129.57 | 18637.41 | 364536.53 | 61990.58 | 422631.33 | 21314.51 | 121650.48 | 1237332.31 | 1074303.12
| 36 |  | 6226525.98 | 4024179.4 | 58245.58 | 246143 | 1322833.88 | 624459.52 | 90182.15 | 0 | 10192.51 | 256891.04 | 1325737.32 | 437284.36 | 956493.85 | 132948.72 | 180061.47 | 539192.02 | 181927.51 | 103041.2 | 578756.94 | 68303.82 | 300459.27 | 9851.47 | 9080 | 135064.56 | 112984658.67 | 6256806.87 | 465674.83 | 362210.88 | 64067.94 | 167352.18 | 1206449.78 | 409292.96 | 276993.55 | 586669.33 | 64600.17 | 728421.11 | 122783.93 | 530812.86 | 147376.57 | 202004.44 | 204401.03 | 882879.31 | 124786.04 | 26607.57 | 76948.73 | 2300114.24 | 63577.47 | 4389708.95 | 206356.61 | 294753.94 | 68829.09 | 291273.19 | 1210052.92 | 1146870.87
| 37 |  | 0 | 0 | 0 | 49103 | 2750.16 | 2449.9 | 1934.87 | 0 | 0 | 3337.97 | 20336.78 | 13327.54 | 0 | 0 | 0 | 0 | 34372.97 | 497.57 | 100783.66 | 15022.97 | 0 | 975.96 | 0 | 287 | 93488.79 | 117122.2 | 0 | 38281.43 | 0 | 903.39 | 349270.42 | 0 | 7919.85 | 18207.13 | 592.77 | 391.06 | 395.48 | 481.2 | 31.2 | 122166.51 | 18.98 | 32112.12 | 0 | 2800.25 | 0 | 21077.34 | 0 | 2706772.5 | 1121.51 | 1097.3 | 1757.29 | 351.3 | 267206.2 | 154633.81
| 38 |  | 1267869.9 | 0 | 0 | 822 | 364944.75 | 38037.13 | 1877.97 | 0 | 17636.73 | 62451.35 | 275165.32 | 93450.15 | 0 | 82945.71 | 16761.3 | 80629.73 | 78776.85 | 6049.42 | 58671.38 | 11195.65 | 170349.4 | 7251.47 | 0 | 13206.74 | 1872547.91 | 113650.07 | 6492.19 | 117161.58 | 0 | 26506.97 | 1289742.37 | 126044.87 | 349361.7 | 302306.2 | 18422.16 | 50905.23 | 10546.13 | 330461.31 | 4231.13 | 0 | 3118.52 | 144559.13 | 974.55 | 8283.59 | 0 | 194866.07 | 17161.22 | 9918537.97 | 162441.48 | 57566.78 | 0 | 42227.19 | 900791.91 | 1225300.01
| 39 |  | 0 | 772.29 | 0 | 95407 | 637095.83 | 84330.54 | 97848.26 | 0 | 13744.9 | 114509.4624 | 296607.77 | 374251.85 | 533108.41 | 244792.53 | -157589.83 | 145335.54 | 152499.74 | 275.73 | 164826.2 | 65748.96 | 0 | 3545.74 | 2383.5 | 11502.5 | 9549994.32 | 1348.82 | 106251.73 | 87184.07 | 35786.84 | 215020.28 | 806634.32 | 0 | 227745.6 | 144822.95 | 100109.21 | 157053.24 | 30048.64 | 1619.13 | 62876.05 | 47477.52 | 32761.4 | 17730.3 | 1698.07 | 3961.76 | 0 | 320375.28 | 20317.25 | 40750.96 | 118129.61 | 123395.84 | 5856.21 | 211941.51 | 686822.86 | 460760.18
| 40 |  | 0 | 18132.96 | 3244.71 | 43304 | 79462.52 | 93177.79 | 51234.02 | 0 | 1332.5 | 29495.68 | 55514.94 | 52241.74 | 140597.35 | 55697.2 | 82899.24 | 73092.58 | 24553.34 | 9447.96 | 123529.61 | 10578.85 | 0 | 55517.39 | 0 | 17752.38 | 4096094.59 | 38778.55 | 28937.37 | 51884.35 | 21719.46 | 50364 | 83215.49 | 164308.98 | 95070.4 | 49777.01 | 43916.08 | 155852.76 | 5291.47 | 14885.8 | 12135.21 | 0 | 43315.36 | 58172.34 | 3860.7 | 9070.92 | 10162.25 | 72757.99 | 17867 | 1094557.23 | 31745.87 | 130980.79 | 684.48 | 40213.62 | 328711.27 | 103603.03
| 41 |  | 395573.2 | 617719.24 | 41612.69 | 266326 | 217896.04 | 449224.64 | 0 | 0 | 0 | 257847.9212 | 500834.66 | 279769.04 | 0 | 192054.54 | 465 | 2779.06 | 161048.02 | 40626.9 | 75085.09 | 0 | 0 | 5553.24 | 5339.99 | 10971.51 | 5992034.74 | 591647.11 | 25104.21 | 0 | 78106.33 | 14552.43 | 802.5 | 168332.27 | 577.38 | 0 | 58355.81 | 15553.78 | 5778.64 | 0 | 0 | 0 | 235.29 | 61188.46 | 449.5 | 18608.72 | 3059.95 | 39266.91 | 1260.04 | 0 | 49723.18 | 129924.21 | 14191.82 | 273865.23 | 0 | 370929.07
| 42 |  | 36374713.48 | 5603444.56 | 155191.31 | 1181077 | 6939651.34 | 2765587.28 | 474136.7 | 20704.67 | 96415.22 | 990839.7148 | 4203636.55 | 3310607.93 | 3830530.49 | 1334220.46 | 672340.88 | 1337791.37 | 1817482.74 | 351756.26 | 1710504.71 | 491500.1 | 636878.47 | 348726.86 | 39307.67 | 243110.95 | 242099021.72 | 18799557.29 | 1019474.4 | 1431871.01 | 401421.45 | 2016402.65 | 9096402.89 | 1515050.9 | 1339331.16 | 2873857.38 | 463220.07 | 2378751.15 | 743961.7 | 2146527.21 | 301017.49 | 1203194.85 | 577974.21 | 2626921.2 | 174133.86 | 426412.35 | 116511.59 | 7402525.42 | 181024.89 | 65379126.54 | 915694.86 | 2010189.9 | 259561.41 | 1580667.1 | 7118876.05 | 5611597.08
| 43 |  | 2228602.45 | 101840.75 | 3249.18 | 220248 | 0 | 149590.32 | 67894.11 | 0 | 0 | 101432.62 | 154233.73 | 184153.5 | 0 | 139186.52 | 106873.46 | 185185.68 | 77353.5 | 22968.72 | 162320.76 | 74270.16 | 147439.48 | 0 | 0 | 0 | 215582.2 | 0 | 88302.88 | 0 | 0 | 175524.69 | 325155.36 | 0 | 155614.78 | 1106470.31 | 56831.55 | 0 | 146807.06 | 589726.59 | 128274.69 | 93245.03 | 63867.97 | 51730.14 | 0 | 0 | 0 | 0 | 68840.07 | 846697.67 | 0 | 0 | 58465.64 | 0 | 1295814.59 | 503632.98
| 44 |  | 96470.3 | 150418.64 | 32206.83 | 291350 | 261678.97 | 46796.5 | 119705.85 | 47646.19 | 0 | 52876.65 | 323574.13 | 527.32 | 803306.55 | 193180.07 | 154237.03 | 11600.27 | 232638.48 | 11296.76 | -15000 | 76967.01 | 14544.79 | 22912.71 | 204.42 | 32238.53 | 9952671.23 | 330103.91 | 16896.84 | 270383.62 | 218356.25 | 53258.77 | 1470831.29 | 372476.43 | 611382.09 | 793983.74 | 121931.83 | 368997.79 | 203074.97 | 1177736.23 | 231543.61 | 548125.47 | 87745.6 | 364635.54 | 31085.15 | 38050.02 | 14671.65 | 250616.78 | 74177.41 | 5863431.52 | 160804.18 | 6162.82 | 64774.02 | 128673.29 | 1515069.54 | 448222.5
| 45 |  | 33651110.39 | 204025.42 | 151743.23 | 1218042 | 1244845.59 | 374411.07 | 333437.48 | 70143.14 | 239933.47 | 471985.49 | 5393793.53 | 1800924.71 | 1698243.03 | 570790.44 | 936224.47 | 932447.96 | 708002.76 | 188333.41 | 790380.01 | 502912.29 | 606648.7 | 227808.65 | 201170.79 | 377233.41 | 39652590.79 | 7607355.36 | 543101.53 | 409884.03 | 207918.18 | 551849.54 | 1701666.53 | 404715.38 | 835706.51 | 3126840.74 | 411549.67 | 629669.17 | 253430.89 | 1236565.46 | 435460.22 | 1444901.97 | 457297.3 | 390180.44 | 367742.43 | 433498.52 | 204357.68 | 1449968.36 | 355069.34 | 26320455.21 | 534166.36 | 1001868.93 | 149174.95 | 455498.46 | 3569327.7 | 2995319.9
| 46 |  | 6693875.37 | 165186.62 | 35 | 228746 | 238482.63 | 396855.63 | 93513.83 | 18354.53 | 0 | 4524.84 | 1233990.76 | 808769.84 | 38598.87 | 134281.54 | 431493.47 | 440075.67 | 149070.53 | 28503.21 | 225052.59 | 35995.98 | 469297.52 | 47950.22 | 2970.89 | 173230.41 | 7522621.29 | 732788.66 | 225913.45 | 158461.41 | 44514.8 | 106170.38 | 727891.24 | 361082.76 | 559842.67 | 468861.57 | 95000.33 | 259771.22 | 87973.87 | 184336.83 | 213134.3 | 161521 | 151635.19 | 145372.31 | 51861.82 | 9436.92 | 92126.26 | 426577.48 | 66261.21 | 4448673.31 | 355459.66 | 336558.08 | 105427.52 | 117419.15 | 1789919.33 | 460742.8
| 47 |  | 0 | 0 | 369.34 | 0 | 0 | 0 | 1.02 | 0 | 0 | 0 | 0 | 0 | 0 | 0 | 0 | 0 | 0 | 24.27 | 0 | 0 | 0 | 0 | 0 | 0 | 0 | 0 | 30 | 0 | -399.33 | 0 | 0 | 0 | 0 | 0 | 0 | -895.58 | -0.09 | 0 | -23 | 0 | 163.9 | 0 | -1.34 | -456.51 | 0 | 0 | 0 | 0 | 0 | -2.82 | -67.66 | 0 | -53.22 | -41.8
| 48 |  | 0 | 0 | 0 | 0 | 188249.44 | 0 | 0 | 0 | 1125 | 0 | 0 | 0 | 0 | 0 | 0 | 0 | 0 | -1150.78 | 0 | 4138.7 | 874.18 | 1281.12 | 2215 | 0 | 0 | 5.53 | 0 | 0 | 0 | 0 | -56575 | 57221.26 | 0 | 0 | 0 | 0 | 2525.86 | 51923.05 | 0 | 0 | -6640 | 0 | 0 | 0 | 1642.16 | 0 | 0 | 0 | 413.09 | 0 | 0 | 8750.65 | 0 | 22409.17
| 49 |  | 5725.84 | 271770.92 | 0 | 0 | 669276.69 | 569669.2 | 0 | 0 | 0 | 0 | 2623544.68 | 875620.05 | 0 | 200 | 0 | 3892.01 | 154687.5 | 0 | 85661.52 | 342.93 | 0 | 25197.84 | 0 | 0 | 7508572.25 | 0 | 362949.06 | 0 | 64718 | 123208.13 | 0 | 0 | 0 | 70910.6 | 4331.91 | 0 | 4163.36 | 39537.59 | 52137.55 | 104.4 | -165 | 0 | 0 | 10315.96 | 0 | 0 | 108179.41 | 0 | 0 | 16225.25 | 207080.37 | 0 | 5008524.29 | 1546224.87
| 50 |  | 42675784.35 | 893242.35 | 187603.58 | 1958386 | 2602533.32 | 1537322.72 | 614552.29 | 136143.86 | 241058.47 | 630819.6 | 9729136.83 | 3669995.42 | 2540148.45 | 1037638.57 | 1628828.43 | 1573201.59 | 1321752.77 | 249975.59 | 1248414.88 | 694627.07 | 1238804.67 | 325150.54 | 206561.1 | 582702.35 | 64852037.76 | 8670253.46 | 1237193.76 | 838729.06 | 535107.9 | 1010011.51 | 4168969.42 | 1195495.83 | 2162546.05 | 5567066.96 | 689645.29 | 1257542.6 | 697975.92 | 3279825.75 | 1060527.37 | 2247897.87 | 753904.96 | 951918.43 | 450688.06 | 490844.91 | 312797.75 | 2127162.62 | 672527.44 | 37479257.71 | 1050843.29 | 1360812.26 | 584854.84 | 710341.55 | 13178602.23 | 5976510.42
| 51 |  | 1161731.01 | 1220.64 | 0 | 0 | 0 | 0 | 0 | 0 | 0 | 0 | 0 | 0 | 0 | 0 | 0 | 0 | 0 | 12395.45 | 149443.85 | 0 | 0 | 0 | 0 | 0 | 0 | 0 | 0 | 0 | 0 | 0 | 0 | 0 | 0 | 0 | 0 | 0 | 0 | 0 | 0 | 144351.54 | 0 | 32294.65 | 0 | 0 | 0 | 0 | 0 | 0 | 0 | 39481.92 | 0 | 0 | 0 | 8072.33
| 52 |  | 1067181.76 | 10849.94 | 0 | 0 | 0 | 0 | 27581.3 | 0 | 1655 | 2307.4 | 519266.25 | 13675.23 | 237081.94 | 1403.52 | 51097.28 | 23553.01 | 0 | 37992.89 | 909839.39 | 0 | 0 | 5712.98 | 0 | 0 | 915883.46 | 5227247.83 | 146534.54 | 0 | 20655.32 | 4601.59 | 154887.05 | 24031.83 | 113695.48 | 114847.54 | 0 | 0 | 0 | 102478.95 | 47132.54 | 388291.69 | 19572.99 | 672246.02 | 43 | 137 | 0 | 0 | 0 | 5757.14 | 19456.08 | 12688.48 | 12557.29 | 288.96 | 625849.15 | 38053.43
| 53 |  | 0 | 0 | 0 | 0 | 14392 | 3900 | 975 | 0 | 0 | 0 | 5622.33 | 0 | 0 | 3248.5 | 0 | 0 | 0 | 390.99 | 0 | 0 | 0 | 0 | 0 | 0 | 1134377.49 | 0 | 1980 | 1171.34 | 0 | 0 | 12896.08 | 0 | 0 | 0 | 0 | 0 | 0 | 0 | 0 | 311428.99 | 8781.01 | 15571.56 | 0 | 0 | 0 | 12409.51 | 0 | 1830006.87 | 0 | 898 | 975 | 0 | 104430.83 | 20724.9
| 54 |  | 0 | 56610.74 | 0 | 6587 | 0 | 57574.21 | 15463.94 | 0 | 0 | 0 | 0 | 0 | 0 | 228555.69 | -12036.7 | 0 | 0 | 28810.8 | 0 | 0 | 0 | 0 | 0 | 0 | 1587526.49 | 0 | 0 | 245685.91 | 0 | 9917 | 0 | 0 | 0 | 0 | 0 | 0 | 0 | 3472.73 | 0 | 435687.17 | 0 | 0 | 10004.68 | 23693.59 | 0 | 0 | 0 | 0 | 0 | 0 | 0 | 25098 | 0 | 0
| 55 |  | 2228912.77 | 68681.32 | 0 | 6587 | 14392 | 61474.21 | 44020.24 | 0 | 1655 | 2307.4 | 524888.58 | 13675.23 | 237081.94 | 233207.71 | 39060.58 | 23553.01 | 0 | 79590.13 | 1059283.24 | 0 | 0 | 5712.98 | 0 | 0 | 3637787.44 | 5227247.83 | 148514.54 | 246857.25 | 20655.32 | 14518.59 | 167783.13 | 24031.83 | 113695.48 | 114847.54 | 0 | 0 | 0 | 105951.68 | 47132.54 | 1279759.39 | 28354 | 720112.23 | 10047.68 | 23830.59 | 0 | 12409.51 | 0 | 1835764.01 | 19456.08 | 53068.4 | 13532.29 | 25386.96 | 730279.98 | 66850.66
| 56 |  | 8183302.28 | 565762.4 | 8719.12 | 1482917 | 2508624.08 | 553943.88 | 0 | 20912.47 | 48307.08 | 97458.1 | 2800450.59 | 725639.54 | 1225796.08 | 1509332.78 | 58630.91 | 422434.64 | 1474378.23 | 201930.38 | 1389971.09 | 364664.91 | 411564.9 | 14079.57 | 28769.2 | 165448.66 | 6017300.68 | 2134746.72 | 225338.07 | 376872.46 | 57594.48 | 86637.77 | 1450443.87 | 486036.59 | 100317.07 | 619990.04 | 584699.09 | 0 | 8016.07 | 0 | 445976.1 | 1309661.04 | 53644.64 | 500448.86 | 113873.14 | 506468.09 | 190791.28 | 1405544.75 | 199455.32 | 5142595.83 | 345805.87 | 505280.53 | 75415.21 | 382132.63 | 1319543.72 | 2384430.9
| 57 |  | 38825997.16 | 441519.7 | 132513.81 | 0 | 94511.64 | 705305.96 | 412447.95 | 18474.82 | 123532.9 | 377686.29 | 2236295.61 | 3171593.77 | 0 | 19381.5 | 1048822.16 | 1569836.95 | 0 | 0 | 1063469.44 | 287727.2 | 1068105.28 | 0 | 89227.64 | 105095.97 | 35710273.25 | 12301475.04 | 971634.66 | 135700.56 | 146145.33 | 0 | 2206026.83 | 1179689.15 | 2679571.08 | 3449368.77 | 81171 | 1151958.24 | 217964.82 | 612792.25 | 0 | 1244979.09 | 451140.27 | 880417.59 | 153491.61 | 0 | 10333.73 | 0 | 223436.38 | 12924417.11 | 387100.21 | 441285.65 | 75452.34 | 778703.1 | 935619.91 | 3646302.06
| 58 |  | 9616409.53 | 2598724.84 | 71656.17 | 1777085 | 2743634.02 | 4419087.83 | 263744.33 | 29337.32 | 56478.03 | 238923.87 | 8280732.87 | 170781.82 | 3919114.19 | 629046.79 | 400256.6 | 277271.25 | 509063.71 | 213705.17 | 652322.22 | 346178.09 | 925273.27 | 123673.01 | 10145.17 | 0 | 63228835.58 | 4199176.42 | 1094990.23 | 889521.45 | 386839.68 | 0 | 5187599.84 | 1249398.74 | 1990510.63 | 489313.51 | 97102.56 | 528735.23 | 172315.1 | 0 | 394051.89 | 1594769.06 | 224138.56 | 405587.12 | 98270.03 | 273932.25 | 79371.29 | 1758796.92 | 438086.12 | 35836256.52 | 261471.27 | 316638.39 | 100965.18 | 517786.16 | 2706712.37 | 2829466.64
| 59 |  | 20711135.11 | 194606.19 | 6053.61 | 3138 | 670757.61 | 612858.94 | 131311.05 | 30069.9 | 17226.08 | 302737.13 | 791894.1 | 434777.27 | 761583.78 | 0 | 45492.89 | 294302.27 | 228594.98 | 74106.42 | 0 | 47663.27 | 59581.47 | 9159.22 | 28381.27 | 27013.85 | 0 | 5743863.85 | 315575.83 | 80110.98 | 146856.67 | 135341.43 | 2970750.69 | 349210.47 | 250510.97 | 75578.88 | 27180.54 | 6284.13 | 139250.78 | 207353.62 | 33531.07 | 379380.93 | 63942.58 | 777728.49 | 44550.77 | 7335.36 | 14668.34 | 322411.62 | 0 | 570177.91 | 51230.9 | 0 | 46299.58 | 670744.69 | 277751.08 | 2687320.97
| 60 |  | -17622436.97 | -633349.5 | 0 | 0 | -325515.5954 | -5371273.35 | 0 | 0 | 0 | 0 | -569.59 | 0 | 0 | 0 | 0 | 0 | 0 | -14075.74 | 0 | 0 | 0 | 0 | 0 | 0 | -88355932.4 | 81459.33 | 0 | 0 | 0 | 0 | 0 | -70038.48 | 0 | 0 | 0 | 0 | 0 | -373056 | 0 | -270630.56 | 0 | 0 | 0 | 42388.79 | 0 | 0 | 0 | 0 | 64143.12 | 0 | 0 | 0 | -355097.24 | -1200
| 61 |  | 2258553.24 | 491704.02 | 107286.06 | 35009 | 727324.37 | 643874.21 | 67956.21 | 187081.86 | 37777.49 | 358894.85 | 857239.24 | 249575.12 | 2197129.94 | 54012.12 | 375220.19 | 168496.11 | 197067.43 | 79205.78 | 50600.04 | 236358.34 | 288378.35 | 112372.66 | 41286.47 | 70249.07 | 18754124.57 | 3953017.4 | 173781.78 | 621191.75 | 558169.57 | 79615.85 | 1857021.25 | 921321.13 | 422283.86 | 66999.96 | 57220.9 | 206067.13 | 110085.97 | 490240.51 | 94030.4 | 394390.72 | 119768.18 | 346861.24 | 32875 | 151137.31 | 55287.98 | 322415.6 | 198364.79 | 19497422.59 | 58348.22 | 202910.5 | 352929.23 | 161187.23 | 497139.95 | 1443977.52
| 62 |  | 0 | 0 | 0 | 0 | 169329.22 | 0 | 47699.3 | 2080.08 | 4304.8 | 181750.28 | 480648.59 | 0 | 373436.05 | 78208.19 | 27590.6 | 19600.19 | 61865.76 | 0 | 0 | 0 | 108817.44 | 0 | 0 | 12124.08 | 823441.86 | 2057275.55 | 90625.17 | 56036.67 | 49514.74 | 0 | 565653.38 | 0 | 0 | 0 | 34643.19 | 0 | 0 | 157608.8 | 37049.06 | 195449.04 | 0 | 0 | 10527.97 | 21465.48 | 16375.62 | 352807.68 | 0 | 2482689.33 | 0 | 0 | 0 | 9449.4 | 445761.16 | 383581.23
| 63 |  | 3138860.83 | 189832.67 | 65613.17 | 965028 | 301666 | 1129591.28 | 0 | 88008.26 | 0 | -12489.68 | 0 | 236923.49 | 0 | 0 | 859080.32 | 153990.26 | 130515.16 | 93513.4 | 0 | 10702.19 | 97200.94 | 0 | 20960.9 | 24583.17 | 35584824.88 | 483943.69 | 21504 | 7462.3 | 0 | 50815.86 | 80791.37 | 13531.12 | 99332.23 | 0 | 33729.62 | 409166.92 | -8709 | 1991529.07 | 43091.55 | 873198.51 | 140052.4 | 0 | 0 | 0 | 2507.13 | 1046581.68 | 0 | 0 | 0 | 103766 | 0 | 192868.13 | 6336.63 | 280604.12
| 64 |  | 0 | 0 | 0 | 342463 | 0 | 0 | 25093.06 | 0 | 0 | 0 | 0 | 115892.35 | 1793502.08 | -15517 | 0 | 0 | 0 | 0 | 529508 | 0 | 0 | 0 | 0 | 0 | 0 | 0 | 0 | 0 | 0 | -7926 | 0 | 0 | 0 | 0 | 0 | 0 | 0 | 468399.96 | 0 | 0 | 0 | 0 | 24423.48 | 0 | 17954 | 0 | 0 | 0 | 0 | 0 | 31937.2 | 0 | 0 | 0
| 65 |  | 0 | 0 | 0 | 0 | 0 | 0 | 0 | 0 | 0 | 0 | 0 | 0 | 0 | 0 | 0 | 0 | 0 | 0 | 0 | 0 | 0 | 0 | 0 | 0 | 0 | 0 | 0 | 0 | 0 | 0 | 0 | 0 | 0 | 0 | 0 | 0 | 0 | 0 | 0 | 0 | 121300.09 | 0 | 0 | 0 | 0 | 0 | 0 | 0 | 0 | 0 | 0 | 0 | 0 | 0
| 66 |  | 0 | 0 | 0 | 0 | 0 | 0 | 0 | 0 | 0 | 0 | 0 | 0 | 0 | 0 | 0 | 0 | 0 | 0 | 0 | 0 | 0 | 0 | 0 | 0 | 0 | 0 | 0 | 0 | 0 | 0 | 0 | 0 | 0 | 0 | 0 | 0 | 0 | 0 | 0 | 0 | 0 | 0 | 0 | 0 | 0 | 0 | 0 | 0 | 0 | 0 | 0 | 0 | 0 | 0
| 67 |  | 3429623.16 | 220120.9 | 11508.9 | 471377 | 482807.632 | 210920.85 | 109502.07 | 63963.35 | 73757.89 | 73103.93 | 2356484.67 | 695188.87 | 464490.21 | 182004.93 | 131110.25 | 366369.79 | 176965.65 | 19638.23 | 653374.77 | 128307.63 | 116632.99 | 65234.7 | 71098.4 | 102857.86 | 4533338.11 | 2100498.76 | 127363.9 | 250988.05 | 131028.07 | 87386 | 841523.06 | 413120.1 | 274445.19 | 376398.41 | 133627.32 | 433001.29 | 37463 | 537167.51 | -379.28 | 433872.47 | 271824.21 | 404048.4 | 22756.57 | 33724.22 | 15753.32 | 353065.37 | 40841.02 | 6224355.82 | 28625.11 | 134141.15 | 175242.57 | 122845.88 | 2280901.73 | 613513.62
| 68 |  | 7757999.874 | 37013.39 | 21038.69 | 1240658 | 877641.07 | 937764.37 | 102689.88 | 41024.52 | 0 | 189966.31 | 961257.19 | 22945.48 | 153544.07 | 61457.84 | 968274.73 | 216433.9 | 150394.52 | 114096.24 | 264501.36 | 93208.24 | 512719.62 | 29705.2 | 0 | 19000 | -8151922.35 | 1705523.84 | 145019.21 | 89491.76 | 43900.5 | 1187095.79 | 895710.78 | 1015913.26 | 167767.72 | 71037.44 | 53801.96 | 179537.25 | 12659.89 | 437536.58 | 190103.02 | 171137.6 | 85843.83 | 91888.72 | 47495.4 | 243454.21 | 41222.28 | 229394.94 | 275927.96 | 162666.2 | 131270.45 | 150224.9 | 67595.11 | 208243.51 | 209642.8 | 161407.21
| 69 |  | 1006118.76 | 84797.4 | 0 | 0 | 0 | 418521.48 | 0 | 0 | 19200 | 0 | 0 | 0 | 0 | 0 | 279.94 | 0 | 0 | 18795.12 | 0 | 0 | 0 | 16150.92 | 15222.06 | 0 | 12033843.71 | 0 | 0 | 267289.4 | 0 | 0 | 0 | 0 | 0 | 0 | 0 | 0 | 0 | 10235 | 0 | 351097.74 | 10269.2 | 0 | 0 | 9113.1 | 23898.12 | 513449.69 | 150000 | 47540.98 | 0 | 0 | 0 | 0 | 0 | 0
| 70 |  | 0 | 0 | 0 | 0 | 0 | 0 | 0 | 0 | 0 | 0 | 0 | 0 | 0 | 0 | 0 | 0 | 0 | 0 | 0 | 0 | 0 | 0 | 0 | 0 | 0 | 0 | 0 | 0 | 0 | 0 | 0 | 16993.24 | 0 | 0 | 0 | 0 | 0 | 0 | 0 | 0 | 0 | 0 | 0 | 0 | 0 | 0 | 0 | 0 | 0 | 0 | 0 | 0 | 0 | 141750
| 71 |  | 29888919.02 | 1029472.25 | 35395.33 | 311364 | 281794.63 | -180677.52 | 23907.55 | 0 | 0 | 230312.52 | 1359534.95 | 704116.08 | 1610237.63 | 766.43 | 76629.77 | 473618.68 | 105099.5 | 31610.52 | 702877.05 | 124942.54 | 280251.81 | 0 | 0 | 35439.17 | 112563312.7 | 12216644.33 | 561677.63 | 105274.28 | 63788.73 | 585079.19 | 799471.18 | 688192 | 804010.74 | 866327.15 | 373276.46 | 472243.76 | 418.75 | 1006895.6 | 130870.22 | 1165074.75 | 193246.51 | 449228.16 | 17347.83 | 62083.63 | 12310 | 50791.26 | 0 | 36824887.29 | 46323.49 | 0 | 9151.33 | 142081.2 | 1250264.59 | 1207201.32
| 72 |  | 0 | 17595 | 2100 | 0 | 0 | 16344 | 10461.79 | 0 | 2164 | 0 | 73760 | 0 | 41857 | 8908.01 | 12123.96 | 13528 | 10906.56 | 5338 | 0 | 0 | 0 | 2241 | 1614 | 4648.14 | 0 | 0 | 12542.33 | 12720 | 0 | 20471.63 | 0 | 0 | 0 | 0 | 5629 | 14244 | 3849 | 39321.16 | 9283.71 | 0 | 7691 | 0 | 2915 | 3591 | 2677 | 0 | 4147 | 497718.96 | 6716.39 | 11429 | 5451.64 | 0 | 75783.7 | 0
| 73 |  | 107194481.994 | 5237799.26 | 461884.86 | 6629039 | 8532574.6766 | 4096261.93 | 1194813.19 | 480952.58 | 382748.27 | 2038343.6 | 20197728.22 | 6527433.79 | 12540691.03 | 2527601.59 | 4003512.32 | 3975882.04 | 3044851.5 | 837863.52 | 5306623.97 | 1639752.41 | 3868526.07 | 372616.28 | 306705.11 | 566459.97 | 192741440.59 | 46977624.93 | 3740052.81 | 2892659.66 | 1583837.77 | 2224517.52 | 16854992.25 | 6263367.32 | 6788749.49 | 6015014.16 | 1482081.64 | 3401237.95 | 693314.38 | 5586024.06 | 1377607.74 | 7842380.39 | 1742861.47 | 3856208.58 | 568526.8 | 1354693.44 | 483150.09 | 6355259.51 | 1530258.59 | 120210728.54 | 1381035.03 | 1865676.12 | 940439.39 | 3186041.93 | 9650360.4 | 15778355.59
| 74 |  | 0 | 81967.23 | 10094.24 | 297003 | 29545.76 | 80586.88 | 3090.35 | 14528.81 | 7090.44 | 83693.31 | 320214.44 | 215478.36 | 623772.06 | 50086.44 | 103942.68 | 17947.68 | 0 | 13400.01 | 196071.97 | 67334.07 | 118143.95 | 10075.79 | 10790.42 | 5596.42 | 6003271.86 | 1385885.25 | 107952.76 | 227863.49 | 35011.69 | 55393.37 | 760997 | 179337.96 | 258516.09 | 454564.16 | 43437.53 | 219172.03 | 53855.73 | 174683.48 | 14637.75 | 193410.56 | 35689.47 | 200853.11 | 0 | 31163.56 | 21425.13 | 65023.95 | 0 | 1773621.82 | 0 | 0 | 59011.08 | 135197.15 | 404081.96 | 45648.49
| 75 |  | 0 | 0 | 0 | 0 | 0 | 0 | 0 | 0 | 0 | 0 | 0 | 0 | 0 | 0 | 0 | 0 | 0 | 0 | 0 | 0 | 0 | 0 | 0 | 0 | 0 | 0 | 0 | 0 | 0 | 0 | 0 | 0 | 0 | 0 | 0 | 0 | 0 | 0 | 0 | 0 | 0 | 0 | 0 | 0 | 0 | 0 | 0 | 0 | 0 | 0 | 0 | 0 | 0 | 0
| 76 |  | 0 | 81967.23 | 10094.24 | 297003 | 29545.76 | 80586.88 | 3090.35 | 14528.81 | 7090.44 | 83693.31 | 320214.44 | 215478.36 | 623772.06 | 50086.44 | 103942.68 | 17947.68 | 0 | 13400.01 | 196071.97 | 67334.07 | 118143.95 | 10075.79 | 10790.42 | 5596.42 | 6003271.86 | 1385885.25 | 107952.76 | 227863.49 | 35011.69 | 55393.37 | 760997 | 179337.96 | 258516.09 | 454564.16 | 43437.53 | 219172.03 | 53855.73 | 174683.48 | 14637.75 | 193410.56 | 35689.47 | 200853.11 | 0 | 31163.56 | 21425.13 | 65023.95 | 0 | 1773621.82 | 0 | 0 | 59011.08 | 135197.15 | 404081.96 | 45648.49
| 77 |  | 0 | 0 | 0 | 0 | 0 | 0 | 0 | 0 | 991.12 | 35.01 | 0 | 0 | 0 | 0 | 28586.4 | 4108.5 | 0 | 0 | 0 | 0 | 0 | 7135.33 | 0 | 0 | 0 | 0 | 0 | 0 | 0 | 0 | 0 | 0 | 96708.86 | 0 | 0 | 0 | 0 | 0 | 0 | 0 | 0 | 0 | 0 | 0 | 0 | 209308.63 | 0 | 0 | 0 | 6367 | 0 | 0 | 0 | 0
| 78 |  | 0 | 0 | 0 | 0 | 0 | 0 | 0 | 0 | 991.12 | 35.01 | 0 | 0 | 0 | 0 | 28586.4 | 4108.5 | 0 | 0 | 0 | 0 | 0 | 7135.33 | 0 | 0 | 0 | 0 | 0 | 0 | 0 | 0 | 0 | 0 | 96708.86 | 0 | 0 | 0 | 0 | 0 | 0 | 0 | 0 | 0 | 0 | 0 | 0 | 209308.63 | 0 | 0 | 0 | 6367 | 0 | 0 | 0 | 0
| 79 |  | 275553471.304 | 13796191.23 | 1188653.3 | 13614901 | 23087139.3026 | 10650777.93 | 2755926.14 | 936003.68 | 789497.02 | 4121911.256 | 46592767.34 | 15993375.58 | 28177129.22 | 6008319.98 | 8140315.89 | 8601207.11 | 7311301.51 | 2021809.78 | 16051010.26 | 4016312.62 | 7609128.99 | 1276536.84 | 580492.95 | 1520243.63 | 686529155.51 | 108105111.98 | 7967768.94 | 8001855.8 | 3107067.33 | 5756944.14 | 44137276.23 | 11721468.04 | 14029567.88 | 19973523.73 | 3393104.75 | 8462976.66 | 3207359.48 | 20011804.65 | 3634635.97 | 14608276.7 | 4073168.94 | 12775277.26 | 1574878.66 | 2720496.58 | 1554899.48 | 19064250.88 | 2846612.13 | 273798049.47 | 3443696.5 | 7111430.83 | 2312915.69 | 6439079.24 | 41470116.15 | 32840417.7
80
81
| 82 |  | 0 | 0 | 0 | 0 | 0 | 0 | 0 | 0 | 0 | 0 | 28701.65 | 0 | 273108.51 | 0 | 0 | 0 | 168854.69 | 47355.41 | 0 | 11208.52 | 14199.34 | 0 | 0 | 55692.29 | 477108.32 | 344571.68 | 0 | 0 | 0 | 0 | 0 | 0 | 0 | 4660.63 | 1015.78 | 0 | 0 | 167622.23 | 0 | 0 | 0 | 21565.4 | 0 | 0 | 0 | 0 | 0 | 168270.34 | 0 | 0 | 0 | 0 | 649781.22 | 0
| 83 |  | 0 | 0 | 0 | 0 | 0 | 0 | 0 | 0 | 0 | 0 | 127497.53 | 0 | 21105.6 | 0 | 0 | 0 | 59303.93 | 20329.63 | 0 | 79043.52 | 18067.18 | 0 | 0 | 15581.57 | 125952.69 | 73190.71 | 0 | 0 | 0 | 0 | 0 | 0 | 0 | 137899.24 | 810.61 | 0 | 0 | 61045.77 | 0 | 0 | 0 | 12780.25 | 0 | 0 | 0 | 4642.52 | 0 | 34137.35 | 0 | 0 | 0 | 0 | 718191.43 | 295107.28
| 84 |  | 0 | 0 | 0 | 0 | 0 | 0 | 0 | 0 | 0 | 0 | 3476.38 | 0 | 435074.42 | 0 | 0 | 0 | 77604.79 | 54923.95 | 0 | 36916.8 | 0 | 0 | 0 | 0 | 1302237.61 | 925407.99 | 0 | 0 | 0 | 0 | 0 | 0 | 0 | 4922.16 | 24214.71 | 0 | 0 | 173819.42 | 0 | 0 | 0 | 112744.25 | 0 | 0 | 0 | 6294.61 | 0 | 1040806.54 | 0 | 0 | 0 | 0 | 820343.89 | 6633.9
| 85 |  | 0 | 0 | 0 | 0 | 0 | 0 | 0 | 0 | 0 | 0 | 159675.56 | 0 | 729288.53 | 0 | 0 | 0 | 305763.41 | 122608.99 | 0 | 127168.84 | 32266.52 | 0 | 0 | 71273.86 | 1905298.62 | 1343170.38 | 0 | 0 | 0 | 0 | 0 | 0 | 0 | 147482.03 | 26041.1 | 0 | 0 | 402487.42 | 0 | 0 | 0 | 147089.9 | 0 | 0 | 0 | 10937.13 | 0 | 1243214.23 | 0 | 0 | 0 | 0 | 2188316.54 | 301741.18
| 86 |  | 187243.36 | 0 | 0 | 69863.92 | 0 | 4560.31 | 48800.34 | 0 | 4977.9 | 30423.73 | 354612.62 | 189278.46 | 0 | 59995.97 | 38396.9 | 23510.65 | 40965.72 | 0 | 51885.19 | 0 | 0 | 9955.8 | 98879.01 | 4977.9 | 0 | 126267.3545 | 121164.84 | 0 | 0 | 329018.42 | 20804.3 | 0 | 70095.73 | 116650.2 | 0 | 109985.2505 | 96683.31 | 0 | 52719.38 | 0 | 81072.36 | 0 | 14933.7 | 43350.46 | 9955.8 | 0 | 0 | 0 | 17803.35 | 0 | 7155.4 | 108945.4 | 10464.56 | 0
11 | 87 |  | 275740714.664 | 13796191.23 | 1188653.3 | 13684764.92 | 23087139.3026 | 10655338.24 | 2804726.48 | 936003.68 | 794474.92 | 4152334.986 | 46787704.4 | 16182654.04 | 27447840.69 | 6068315.95 | 8178712.79 | 8624717.76 | 7046503.82 | 1899200.79 | 16102895.45 | 3889143.78 | 7576862.47 | 1286492.64 | 679371.96 | 1453947.67 | 684623856.89 | 106888208.9545 | 8088933.78 | 8001855.8 | 3107067.33 | 6085962.56 | 44158080.53 | 11721468.04 | 14099663.61 | 19942691.9 | 3367063.65 | 8572961.9105 | 3304042.79 | 19609317.23 | 3687355.35 | 14608276.7 | 4154241.3 | 12628187.36 | 1589812.36 | 2763847.04 | 1564855.28 | 19053313.75 | 2846612.13 | 272554835.24 | 3461499.85 | 7111430.83 | 2320071.09 | 6548024.64 | 39292264.17 | 32538676.52
88
89
1 | 90 |  | 545878566.24 | 19646000 | 191676.82 | 11677408 | 32206316.49 | 18180000 | 1191026.54 | 128148.71 | 352800.04 | 2604036.33 | 58219799.2 | 17801025.39 | 21597883.96 | 4360173.83 | 7221247 | 10992805.81 | 5340324.13 | 755945.88 | 9229524.83 | 3000906.85 | 11554687 | 251011.75 | 90543.86 | 539130.51 | 1076609437.46 | 125046436.67 | 21603799 | 3620109.3 | 5894441.49 | 5000963.77 | 40402310.52 | 14377753 | 7728618 | 18893459.84 | 4394531.14 | 9601873.26 | 349082 | 34582494.11 | 2516929.98 | 22188832 | 2162652.93 | 50079667.49 | 1346826.57 | 954619 | 388538.49 | 18155174 | 2607912.73 | 690526526 | 5071281 | 4824776.14 | 1740620.34 | 8295212 | 49429070.21 | 37894648.58
2 | 91 |  | 5397506.33 | 0 | 0 | 0 | 0 | 0 | 0 | 0 | 0 | 0 | 0 | 0 | 346812.75 | 0 | 0 | 0 | 212042.5 | 137711.87 | 0 | 0 | 2336710 | 0 | 0 | 12153 | 182043.39 | 2202309.03 | 0 | 0 | 2774332.72 | 0 | 0 | 0 | 0 | 187940.27 | 40837.93 | 0 | 0 | 0 | 0 | 0 | 0 | 278587.06 | 0 | 0 | 0 | 0 | 0 | 55801062 | 0 | 0 | 0 | 0 | 3503018.88 | 0
92
93
3 | 94 |  | 1082647 | 12332 | 1619 | 37321 | 68879 | 30434 | 7459 | 1224 | 2575 | 12429 | 174153 | 62443 | 91128 | 18701 | 24390 | 31139 | 22211 | 3744 | 47962 | 11871 | 22908 | 2720 | 1268 | 5627 | 1440430 | 358901 | 20513 | 27992 | 10835 | 14351 | 166044 | 42634 | 44795 | 58226 | 9816 | 27678 | 5941 | 75885 | 12846 | 60839 | 11638 | 33938 | 4384 | 5980 | 2915 | 57088 | 8189 | 790518 | 14863 | 25063 | 4053 | 24429 | 160489 | 111053
4 | 95 |  | 26593222139.9939 | 255694605.13 | 29586414.65 | 958263631 | 1523001350 | 479765521.32 | 145762372.83 | 23149670 | 30386998 | 236201881.56 | 3557114201 | 1241635413.01 | 2111867772.07 | 312403334.15 | 634616160 | 551718279.2 | 611606380.99 | 72625000.82 | 845434936.58 | 257757138.5 | 498519342 | 75311912 | 19982076 | 140288222.84 | 37352917583.02 | 7195259722 | 282181078.8 | 682239160.97 | 244751251.56 | 301812636.48 | 3170302876.02 | 951413564 | 831369726 | 1234789719 | 210032240.95 | 547971952.99 | 114374592 | 1601362054.16 | 266766857.25 | 1077184584 | 181597096 | 611477975.41 | 85463936 | 101903178 | 83438445.93 | 963264477.02 | 181457123.08 | 23480523117.11 | 144890599 | 374393811 | 105030649.42 | 442566800 | 3283082795.74 | 2786312238.74
5 | 96 |  | 5256976 | 50393 | 6400 | 170238 | 318420 | 98750 | 28168 | 5772 | 7112 | 64385 | 700859 | 248595 | 464900 | 56623 | 110240 | 122714 | 107738 | 15248 | 163773 | 56065 | 106610 | 15372 | 5092 | 30865 | 6821370 | 1279664 | 63546 | 118722 | 43906 | 51997 | 659979 | 189339 | 173351 | 250247 | 45600 | 112810 | 23217 | 370408 | 49506 | 226815 | 37022 | 118975 | 14755 | 20489 | 20283 | 171697 | 37761 | 4276455 | 36740 | 76731 | 17965 | 77910 | 645698 | 518646
6 | 97 |  | 51073 | 2112 | 92 | 1223 | 1516 | 1623 | 160 | 54 | 39 | 174 | 4013 | 3266 | 4724 | 391 | 451 | 1691 | 291 | 83 | 2554 | 699 | 1700 | 97 | 21 | 73 | 124948 | 6282 | 1792 | 689 | 244 | 385 | 3110 | 2869 | 1030 | 4600 | 324 | 678 | 370 | 2044 | 220 | 2429 | 510 | 740 | 81 | 115 | 714 | 1274 | 146 | 29293 | 305 | 495 | 234 | 604 | 3688 | 2099
98
99
100
101
102
103
104
| 105 |  | 275740714.664 | 13796191.23 | 1188653.3 | 13684764.92 | 23087139.3026 | 10655338.24 | 2804726.48 | 936003.68 | 794474.92 | 4152334.986 | 46787704.4 | 16182654.04 | 27447840.69 | 6068315.95 | 8178712.79 | 8624717.76 | 7046503.82 | 1899200.79 | 16102895.45 | 3889143.78 | 7576862.47 | 1286492.64 | 679371.96 | 1453947.67 | 684623856.89 | 106888208.9545 | 8088933.78 | 8001855.8 | 3107067.33 | 6085962.56 | 44158080.53 | 11721468.04 | 14099663.61 | 19942691.9 | 3367063.65 | 8572961.9105 | 3304042.79 | 19609317.23 | 3687355.35 | 14608276.7 | 4154241.3 | 12628187.36 | 1589812.36 | 2763847.04 | 1564855.28 | 19053313.75 | 2846612.13 | 272554835.24 | 3461499.85 | 7111430.83 | 2320071.09 | 6548024.64 | 39292264.17 | 32538676.52
106
107
10 | 108 |  | 6.668% | 6.668% | 6.668% | 6.668% | 6.668% | 6.668% | 6.668% | 6.668% | 6.668% | 6.668% | 6.668% | 6.668% | 6.668% | 6.668% | 6.668% | 6.668% | 6.668% | 6.668% | 6.668% | 6.668% | 6.668% | 6.668% | 6.668% | 6.668% | 6.668% | 6.668% | 6.668% | 6.668% | 6.668% | 6.668% | 6.668% | 6.668% | 6.668% | 6.668% | 6.668% | 6.668% | 6.668% | 6.668% | 6.668% | 6.668% | 6.668% | 6.668% | 6.668% | 6.668% | 6.668% | 6.668% | 6.668% | 6.668% | 6.668% | 6.668% | 6.668% | 6.668% | 6.668% | 6.668%
| 109 |  | 4.59% | 4.59% | 4.59% | 4.59% | 4.59% | 4.59% | 4.59% | 4.59% | 4.59% | 4.59% | 4.59% | 4.59% | 4.59% | 4.59% | 4.59% | 4.59% | 4.59% | 4.59% | 4.59% | 4.59% | 4.59% | 4.59% | 4.59% | 4.59% | 4.59% | 4.59% | 4.59% | 4.59% | 4.59% | 4.59% | 4.59% | 4.59% | 4.59% | 4.59% | 4.59% | 4.59% | 4.59% | 4.59% | 4.59% | 4.59% | 4.59% | 4.59% | 4.59% | 4.59% | 4.59% | 4.59% | 4.59% | 4.59% | 4.59% | 4.59% | 4.59% | 4.59% | 4.59% | 4.59%
9 | 110 |  | 202.9059 | 202.9059 | 202.9059 | 202.9059 | 202.9059 | 202.9059 | 202.9059 | 202.9059 | 202.9059 | 202.9059 | 202.9059 | 202.9059 | 202.9059 | 202.9059 | 202.9059 | 202.9059 | 202.9059 | 202.9059 | 202.9059 | 202.9059 | 202.9059 | 202.9059 | 202.9059 | 202.9059 | 202.9059 | 202.9059 | 202.9059 | 202.9059 | 202.9059 | 202.9059 | 202.9059 | 202.9059 | 202.9059 | 202.9059 | 202.9059 | 202.9059 | 202.9059 | 202.9059 | 202.9059 | 202.9059 | 202.9059 | 202.9059 | 202.9059 | 202.9059 | 202.9059 | 202.9059 | 202.9059 | 202.9059 | 202.9059 | 202.9059 | 202.9059 | 202.9059 | 202.9059 | 202.9059
| 111 |  | 22.2952 | 22.2952 | 22.2952 | 22.2952 | 22.2952 | 22.2952 | 22.2952 | 22.2952 | 22.2952 | 22.2952 | 22.2952 | 22.2952 | 22.2952 | 22.2952 | 22.2952 | 22.2952 | 22.2952 | 22.2952 | 22.2952 | 22.2952 | 22.2952 | 22.2952 | 22.2952 | 22.2952 | 22.2952 | 22.2952 | 22.2952 | 22.2952 | 22.2952 | 22.2952 | 22.2952 | 22.2952 | 22.2952 | 22.2952 | 22.2952 | 22.2952 | 22.2952 | 22.2952 | 22.2952 | 22.2952 | 22.2952 | 22.2952 | 22.2952 | 22.2952 | 22.2952 | 22.2952 | 22.2952 | 22.2952 | 22.2952 | 22.2952 | 22.2952 | 22.2952 | 22.2952 | 22.2952
1 | 112 |  | 545878566.24 | 19646000 | 191676.82 | 11677408 | 32206316.49 | 18180000 | 1191026.54 | 128148.71 | 352800.04 | 2604036.33 | 58219799.2 | 17801025.39 | 21597883.96 | 4360173.83 | 7221247 | 10992805.81 | 5340324.13 | 755945.88 | 9229524.83 | 3000906.85 | 11554687 | 251011.75 | 90543.86 | 539130.51 | 1076609437.46 | 125046436.67 | 21603799 | 3620109.3 | 5894441.49 | 5000963.77 | 40402310.52 | 14377753 | 7728618 | 18893459.84 | 4394531.14 | 9601873.26 | 349082 | 34582494.11 | 2516929.98 | 22188832 | 2162652.93 | 50079667.49 | 1346826.57 | 954619 | 388538.49 | 18155174 | 2607912.73 | 690526526 | 5071281 | 4824776.14 | 1740620.34 | 8295212 | 49429070.21 | 37894648.58
2 | 113 |  | 5397506.33 | 0 | 0 | 0 | 0 | 0 | 0 | 0 | 0 | 0 | 0 | 0 | 346812.75 | 0 | 0 | 0 | 212042.5 | 137711.87 | 0 | 0 | 2336710 | 0 | 0 | 12153 | 182043.39 | 2202309.03 | 0 | 0 | 2774332.72 | 0 | 0 | 0 | 0 | 187940.27 | 40837.93 | 0 | 0 | 0 | 0 | 0 | 0 | 278587.06 | 0 | 0 | 0 | 0 | 0 | 55801062 | 0 | 0 | 0 | 0 | 3503018.88 | 0
| 114 |  | 2663702.8506 | 96823.2008 | 944.6586 | 57550.8511 | 158725.3715 | 89598.1773 | 5869.8464 | 631.5672 | 1738.7371 | 12833.7134 | 286930.027 | 87730.4416 | 104733.6219 | 21488.6484 | 35589.1402 | 54176.8627 | 25274.1852 | 3046.8999 | 45486.7218 | 14789.6471 | 45429.8095 | 1237.0844 | 446.2357 | 2597.1521 | 5305056.7925 | 605424.0884 | 106472.0029 | 17841.3198 | 15377.1209 | 24646.7128 | 199118.4478 | 70859.2113 | 38089.6637 | 92188.144 | 21456.7094 | 47321.801 | 1720.4131 | 170436.1077 | 12404.4191 | 109355.2752 | 10658.4027 | 245439.2758 | 6637.6901 | 4704.7372 | 1914.8702 | 89475.825 | 12852.8178 | 3128176.2734 | 24993.2637 | 23778.391 | 8578.4604 | 40882.0614 | 226341.6111 | 186759.7053
| 115 |  | 1311169.0263 | 40770.0127 | 1459.6932 | 37435.0262 | 70019.4356 | 47845.9218 | 6270.913 | 599.8296 | 1329.7357 | 6633.3992 | 188182.6884 | 57627.9657 | 96958.6464 | 14032.4152 | 23764.0722 | 27061.5543 | 20220.6489 | 2412.3267 | 46669.3647 | 9821.7197 | 30931.006 | 1032.1906 | 436.1418 | 1541.0799 | 2573245.0009 | 475066.0143 | 31505.2127 | 22658.1063 | 8094.7629 | 13788.6601 | 148243.148 | 47531.2106 | 45150.7435 | 68306.0689 | 11310.4162 | 30966.7491 | 3682.0302 | 93649.7675 | 9946.1788 | 60251.8495 | 7437.5032 | 32938.8143 | 3213.7143 | 3388.3397 | 2381.0913 | 57051.3827 | 7063.1058 | 1869808.2114 | 10588.24 | 14697.4144 | 3789.915 | 22079.9944 | 182000.8993 | 104805.4064
| 116 |  | 29918307.817 | 944288.7582 | 31286.5595 | 835693.7367 | 1614183.8367 | 1084147.0656 | 136220.1321 | 13099.9209 | 29379.2774 | 150718.8154 | 4198588.0448 | 1285613.7109 | 2120163.7855 | 313173.3397 | 529560.8465 | 616691.6554 | 445590.5492 | 53190.7098 | 1015579.1155 | 218948.7478 | 688376.9305 | 22692.7058 | 9512.0932 | 34630.7982 | 58793794.3825 | 10480380.1713 | 761354.8664 | 488823.8738 | 183638.8482 | 311264.5912 | 3280573.514 | 1058866.3589 | 976615.2487 | 1512031.724 | 256560.5893 | 691011.8958 | 78256.9053 | 2117086.2852 | 219150.5887 | 1361779.8858 | 165258.0067 | 930121.689 | 73439.5371 | 75136.4353 | 51409.4059 | 1275373.9575 | 159670.0125 | 41994930.4022 | 245085.6345 | 329286.0837 | 87357.5002 | 499847.6972 | 4009501.9166 | 2365296.4856
| 117 |  | 667033540.0853 | 21053071.4877 | 697538.9332 | 18631927.8167 | 35988491.2444 | 24171235.2042 | 3037050.0065 | 292064.8686 | 655015.7684 | 3360300.5097 | 93608203.5134 | 28662966.8375 | 47269396.5204 | 6982250.5581 | 11806645.2258 | 13749240.7852 | 9934513.7856 | 1185895.5293 | 22642501.6016 | 4881497.9516 | 15347475.6544 | 505937.568 | 212073.6645 | 772099.2799 | 1310817210.7138 | 233661780.9352 | 16974530.6082 | 10898407.7925 | 4094257.9951 | 6939694.6989 | 73140920.1998 | 23607597.7352 | 21773795.853 | 33710993.2747 | 5720060.0773 | 15406222.635 | 1744750.4355 | 47200783.1493 | 4885998.027 | 30361104.098 | 3684454.1451 | 20737214.3738 | 1637346.4273 | 1675179.0481 | 1146181.0683 | 28434669.8686 | 3559868.9057 | 936283805.3254 | 5464224.0943 | 7341486.806 | 1947649.6793 | 11144185.7284 | 89392497.5225 | 52734669.9489
118
| 119 |  | 942774254.7493 | 34849262.7177 | 1886192.2332 | 32316692.7367 | 59075630.547 | 34826573.4442 | 5841776.4865 | 1228068.5486 | 1449490.6884 | 7512635.4957 | 140395907.9134 | 44845620.8775 | 74717237.2104 | 13050566.5081 | 19985358.0158 | 22373958.5452 | 16981017.6056 | 3085096.3193 | 38745397.0516 | 8770641.7316 | 22924338.1244 | 1792430.208 | 891445.6245 | 2226046.9499 | 1995441067.6038 | 340549989.8897 | 25063464.3882 | 18900263.5925 | 7201325.3251 | 13025657.2589 | 117299000.7298 | 35329065.7752 | 35873459.463 | 53653685.1747 | 9087123.7273 | 23979184.5455 | 5048793.2255 | 66810100.3793 | 8573353.377 | 44969380.798 | 7838695.4451 | 33365401.7338 | 3227158.7873 | 4439026.0881 | 2711036.3483 | 47487983.6186 | 6406481.0357 | 1208838640.5654 | 8925723.9443 | 14452917.636 | 4267720.7693 | 17692210.3684 | 128684761.6925 | 85273346.4689
120
121
122
123
124
125
| 126 |  | 1082647 | 12332 | 1619 | 37321 | 68879 | 30434 | 7459 | 1224 | 2575 | 12429 | 174153 | 62443 | 91128 | 18701 | 24390 | 31139 | 22211 | 3744 | 47962 | 11871 | 22908 | 2720 | 1268 | 5627 | 1440430 | 358901 | 20513 | 27992 | 10835 | 14351 | 166044 | 42634 | 44795 | 58226 | 9816 | 27678 | 5941 | 75885 | 12846 | 60839 | 11638 | 33938 | 4384 | 5980 | 2915 | 57088 | 8189 | 790518 | 14863 | 25063 | 4053 | 24429 | 160489 | 111053
| 127 |  | 26593222139.9939 | 255694605.13 | 29586414.65 | 958263631 | 1523001350 | 479765521.32 | 145762372.83 | 23149670 | 30386998 | 236201881.56 | 3557114201 | 1241635413.01 | 2111867772.07 | 312403334.15 | 634616160 | 551718279.2 | 611606380.99 | 72625000.82 | 845434936.58 | 257757138.5 | 498519342 | 75311912 | 19982076 | 140288222.84 | 37352917583.02 | 7195259722 | 282181078.8 | 682239160.97 | 244751251.56 | 301812636.48 | 3170302876.02 | 951413564 | 831369726 | 1234789719 | 210032240.95 | 547971952.99 | 114374592 | 1601362054.16 | 266766857.25 | 1077184584 | 181597096 | 611477975.41 | 85463936 | 101903178 | 83438445.93 | 963264477.02 | 181457123.08 | 23480523117.11 | 144890599 | 374393811 | 105030649.42 | 442566800 | 3283082795.74 | 2786312238.74
| 128 |  | 5256976 | 47551 | 5943 | 161749 | 337024 | 100483 | 28010 | 5772 | 7643 | 57724 | 696474 | 248285 | 446400 | 59417 | 103806 | 120561 | 110318 | 14643 | 160661 | 69436 | 105622 | 15198 | 5107 | 29094 | 6832143 | 1438526 | 64660 | 120953 | 41419 | 51429 | 656632 | 186235 | 178021 | 251889 | 51656 | 108835 | 22059 | 375072 | 49960 | 236259 | 40784 | 114408 | 15075 | 20078 | 21249 | 166084 | 37350 | 4352110 | 34057 | 80265 | 19206 | 78799 | 650546 | 534195
| 129 |  | 6110911.26 | 50393 | 8722 | 219364 | 379690 | 116948 | 39945 | 8879 | 7643 | 65612 | 750598 | 314474 | 656700 | 70523 | 136289 | 122714 | 116734 | 18859 | 206940 | 69436 | 214152 | 22617 | 7653 | 40003 | 6832143 | 1518168 | 66861 | 147462 | 50701 | 69984 | 719375 | 194762 | 204588 | 269269 | 52067 | 138403 | 26895 | 380100 | 53650 | 244040 | 47940 | 156336 | 19991 | 39622 | 22753 | 221752 | 48436 | 5018278 | 37410 | 104372 | 19206 | 94390 | 681698 | 580026
130
131
| 132 |  | 4.141% | 4.141% | 4.141% | 4.141% | 4.141% | 4.141% | 4.141% | 4.141% | 4.141% | 4.141% | 4.141% | 4.141% | 4.141% | 4.141% | 4.141% | 4.141% | 4.141% | 4.141% | 4.141% | 4.141% | 4.141% | 4.141% | 4.141% | 4.141% | 4.141% | 4.141% | 4.141% | 4.141% | 4.141% | 4.141% | 4.141% | 4.141% | 4.141% | 4.141% | 4.141% | 4.141% | 4.141% | 4.141% | 4.141% | 4.141% | 4.141% | 4.141% | 4.141% | 4.141% | 4.141% | 4.141% | 4.141% | 4.141% | 4.141% | 4.141% | 4.141% | 4.141% | 4.141% | 4.141%
| 133 |  | 3.333% | 3.333% | 3.333% | 3.333% | 3.333% | 3.333% | 3.333% | 3.333% | 3.333% | 3.333% | 3.333% | 3.333% | 3.333% | 3.333% | 3.333% | 3.333% | 3.333% | 3.333% | 3.333% | 3.333% | 3.333% | 3.333% | 3.333% | 3.333% | 3.333% | 3.333% | 3.333% | 3.333% | 3.333% | 3.333% | 3.333% | 3.333% | 3.333% | 3.333% | 3.333% | 3.333% | 3.333% | 3.333% | 3.333% | 3.333% | 3.333% | 3.333% | 3.333% | 3.333% | 3.333% | 3.333% | 3.333% | 3.333% | 3.333% | 3.333% | 3.333% | 3.333% | 3.333% | 3.333%
| 134 |  | 3.575% | 3.575% | 3.575% | 3.575% | 3.575% | 3.575% | 3.575% | 3.575% | 3.575% | 3.575% | 3.575% | 3.575% | 3.575% | 3.575% | 3.575% | 3.575% | 3.575% | 3.575% | 3.575% | 3.575% | 3.575% | 3.575% | 3.575% | 3.575% | 3.575% | 3.575% | 3.575% | 3.575% | 3.575% | 3.575% | 3.575% | 3.575% | 3.575% | 3.575% | 3.575% | 3.575% | 3.575% | 3.575% | 3.575% | 3.575% | 3.575% | 3.575% | 3.575% | 3.575% | 3.575% | 3.575% | 3.575% | 3.575% | 3.575% | 3.575% | 3.575% | 3.575% | 3.575% | 3.575%
| 135 |  | 179.1867 | 142.1143 | 150.8748 | 163.351 | 172.1365 | 151.1001 | 160.9169 | 152.8546 | 177.8098 | 183.4049 | 180.0404 | 156.0679 | 183.4049 | 145.7689 | 157.0102 | 183.4049 | 153.3845 | 150.8748 | 152.8546 | 172.1365 | 175.6616 | 152.8546 | 139.3558 | 139.3558 | 169.5875 | 177.8098 | 168.1161 | 145.6622 | 153.9279 | 155.3138 | 157.0102 | 172.1365 | 173.6514 | 151.1001 | 151.1001 | 142.5115 | 158.5274 | 175.6616 | 173.6514 | 179.1867 | 131.1498 | 142.1143 | 131.1498 | 151.6435 | 150.8748 | 150.8748 | 161.7111 | 179.1867 | 168.1161 | 151.1001 | 152.6452 | 138.0721 | 145.6622 | 167.2183
136
| 137 |  | 22.2952 | 22.2952 | 22.2952 | 22.2952 | 22.2952 | 22.2952 | 22.2952 | 22.2952 | 22.2952 | 22.2952 | 22.2952 | 22.2952 | 22.2952 | 22.2952 | 22.2952 | 22.2952 | 22.2952 | 22.2952 | 22.2952 | 22.2952 | 22.2952 | 22.2952 | 22.2952 | 22.2952 | 22.2952 | 22.2952 | 22.2952 | 22.2952 | 22.2952 | 22.2952 | 22.2952 | 22.2952 | 22.2952 | 22.2952 | 22.2952 | 22.2952 | 22.2952 | 22.2952 | 22.2952 | 22.2952 | 22.2952 | 22.2952 | 22.2952 | 22.2952 | 22.2952 | 22.2952 | 22.2952 | 22.2952 | 22.2952 | 22.2952 | 22.2952 | 22.2952 | 22.2952 | 22.2952
138
139
| 140 |  | 51073 | 2112 | 92 | 1223 | 1516 | 1623 | 160 | 54 | 39 | 174 | 4013 | 3266 | 4724 | 391 | 451 | 1691 | 291 | 83 | 2554 | 699 | 1700 | 97 | 21 | 73 | 124948 | 6282 | 1792 | 689 | 244 | 385 | 3110 | 2869 | 1030 | 4600 | 324 | 678 | 370 | 2044 | 220 | 2429 | 510 | 740 | 81 | 115 | 714 | 1274 | 146 | 29293 | 305 | 495 | 234 | 604 | 3688 | 2099
| 141 |  | 25747.9762 | 1903.419 | 92.0714 | 833.7524 | 1530.0429 | 1094.6571 | 149.9048 | 32.5 | 31.1 | 152.3095 | 3380.6667 | 1553.0762 | 2173.7619 | 342.7143 | 401.0429 | 677.2524 | 269.6524 | 80.5619 | 1023.9905 | 361.5714 | 1458.2 | 75.8667 | 21.1429 | 67.5476 | 123519.8429 | 5532.0952 | 865.8095 | 366.1333 | 153.2857 | 481.8095 | 2801.1905 | 1551.8333 | 1060.8571 | 2383.7143 | 336.7905 | 716.0286 | 370 | 1636.4286 | 194.681 | 1173.381 | 253.6286 | 731.8571 | 68.9524 | 98.019 | 373.781 | 1249.4048 | 147.8619 | 18409.9048 | 253.6429 | 449.8 | 116.3333 | 497.0571 | 3409.5571 | 2040.7476
| 142 |  | 983572 | 11645 | 1665 | 35982 | 66704 | 28584 | 6710 | 1247 | 1962 | 11483 | 157492 | 57155 | 86018 | 16260 | 21885 | 28400 | 20187 | 3697 | 47074 | 10595 | 21499 | 2787 | 1220 | 5517 | 1325641 | 314722 | 15341 | 27098 | 9846 | 13228 | 150917 | 34073 | 41639 | 51213 | 8676 | 27274 | 6065 | 64793 | 11508 | 53969 | 10724 | 33367 | 4225 | 5859 | 2767 | 55757 | 6858 | 734576 | 12816 | 22330 | 3695 | 22725 | 144185 | 100618
| 143 |  | 10.07% | 6.724% | -2.823% | 4.372% | 3.698% | 7.424% | 11.77% | -1.764% | 33.44% | 10.42% | 12.21% | 10.07% | 6.348% | 16.85% | 12.29% | 10.39% | 10.7% | 1.515% | 2.231% | 12.68% | 7.238% | -3.911% | 4.754% | 2.229% | 9.989% | 15.76% | 45.6% | 3.974% | 12.54% | 10.33% | 10.71% | 27.04% | 9.979% | 15.23% | 15.83% | 1.705% | -1.715% | 18.34% | 12.7% | 15.15% | 9.399% | 2.05% | 4.071% | 5.274% | 6.469% | 2.681% | 22.56% | 7.917% | 20.33% | 15.33% | 14.83% | 8.625% | 12.37% | 12.39%
144
145
146
147
148
| 149 |  | 1 | 1 | 1 | 1 | 1 | 1 | 1 | 1 | 1 | 1 | 1 | 1 | 1 | 1 | 1 | 1 | 1 | 1 | 1 | 1 | 1 | 1 | 1 | 1 | 1 | 1 | 1 | 1 | 1 | 1 | 1 | 1 | 1 | 1 | 1 | 1 | 1 | 1 | 1 | 1 | 1 | 1 | 1 | 1 | 1 | 1 | 1 | 1 | 1 | 1 | 1 | 1 | 1 | 1
| 150 |  | 0.12442 | 0.15688 | 0.14777 | 0.13649 | 0.12952 | 0.14755 | 0.13855 | 0.14586 | 0.12539 | 0.12156 | 0.12383 | 0.14286 | 0.12156 | 0.15295 | 0.142 | 0.12156 | 0.14535 | 0.14777 | 0.14586 | 0.12952 | 0.12692 | 0.14586 | 0.15999 | 0.15999 | 0.13147 | 0.12539 | 0.13262 | 0.15306 | 0.14484 | 0.14355 | 0.142 | 0.12952 | 0.12839 | 0.14755 | 0.14755 | 0.15644 | 0.14064 | 0.12692 | 0.12839 | 0.12442 | 0.17 | 0.15688 | 0.17 | 0.14702 | 0.14777 | 0.14777 | 0.13787 | 0.12442 | 0.13262 | 0.14755 | 0.14606 | 0.16147 | 0.15306 | 0.13333
| 151 |  | 1082647 | 12332 | 1619 | 37321 | 68879 | 30434 | 7459 | 1224 | 2575 | 12429 | 174153 | 62443 | 91128 | 18701 | 24390 | 31139 | 22211 | 3744 | 47962 | 11871 | 22908 | 2720 | 1268 | 5627 | 1440430 | 358901 | 20513 | 27992 | 10835 | 14351 | 166044 | 42634 | 44795 | 58226 | 9816 | 27678 | 5941 | 75885 | 12846 | 60839 | 11638 | 33938 | 4384 | 5980 | 2915 | 57088 | 8189 | 790518 | 14863 | 25063 | 4053 | 24429 | 160489 | 111053
| 152 |  | 6110911.26 | 50393 | 8722 | 219364 | 379690 | 116948 | 39945 | 8879 | 7643 | 65612 | 750598 | 314474 | 656700 | 70523 | 136289 | 143420 | 116734 | 18859 | 206940 | 69436 | 214152 | 22617 | 7653 | 40003 | 6832143 | 1518168 | 66861 | 147462 | 50701 | 69984 | 719375 | 194762 | 204588 | 269269 | 52067 | 138403 | 26895 | 380100 | 53650 | 244040 | 47940 | 156336 | 19991 | 39622 | 22753 | 221752 | 48436 | 5018278 | 37410 | 104372 | 19206 | 94390 | 681698 | 580026
| 153 |  | 26593222139.9939 | 255694605.13 | 29586414.65 | 958263631 | 1523001350 | 479765521.32 | 145762372.83 | 23149670 | 30386998 | 236201881.56 | 3557114201 | 1241635413.01 | 2111867772.07 | 312403334.15 | 634616160 | 551718279.2 | 611606380.99 | 72625000.82 | 845434936.58 | 257757138.5 | 498519342 | 75311912 | 19982076 | 140288222.84 | 37352917583.02 | 7195259722 | 282181078.8 | 682239160.97 | 244751251.56 | 301812636.48 | 3170302876.02 | 951413564 | 831369726 | 1234789719 | 210032240.95 | 547971952.99 | 114374592 | 1601362054.16 | 266766857.25 | 1077184584 | 181597096 | 611477975.41 | 85463936 | 101903178 | 83438445.93 | 963264477.02 | 181457123.08 | 23480523117.11 | 144890599 | 374393811 | 105030649.42 | 442566800 | 3283082795.74 | 2786312238.74
| 154 |  | 26899.1136 | 1912.9 | 92.0682 | 851.4455 | 1529.4045 | 1118.6727 | 150.3636 | 33.4773 | 31.4591 | 153.2955 | 3409.4091 | 1630.9364 | 2289.6818 | 344.9091 | 403.3136 | 723.3318 | 270.6227 | 80.6727 | 1093.5364 | 376.9091 | 1469.1909 | 76.8273 | 21.1364 | 67.7955 | 123584.7591 | 5566.1818 | 907.9091 | 380.8091 | 157.4091 | 477.4091 | 2815.2273 | 1611.7045 | 1059.4545 | 2484.4545 | 336.2091 | 714.3 | 370 | 1654.9545 | 195.8318 | 1230.4545 | 265.2818 | 732.2273 | 69.5 | 98.7909 | 389.2455 | 1250.5227 | 147.7773 | 18904.5909 | 255.9773 | 451.8545 | 121.6818 | 501.9182 | 3422.2136 | 2043.3955
| 155 |  | 10.07% | 6.724% | -2.823% | 4.372% | 3.698% | 7.424% | 11.77% | -1.764% | 33.44% | 10.42% | 12.21% | 10.07% | 6.348% | 16.85% | 12.29% | 10.39% | 10.7% | 1.515% | 2.231% | 12.68% | 7.238% | -3.911% | 4.754% | 2.229% | 9.989% | 15.76% | 45.6% | 3.974% | 12.54% | 10.33% | 10.71% | 27.04% | 9.979% | 15.23% | 15.83% | 1.705% | -1.715% | 18.34% | 12.7% | 15.15% | 9.399% | 2.05% | 4.071% | 5.274% | 6.469% | 2.681% | 22.56% | 7.917% | 20.33% | 15.33% | 14.83% | 8.625% | 12.37% | 12.39%
| 156 |  | 17 | 17 | 17 | 17 | 17 | 17 | 17 | 17 | 17 | 17 | 17 | 17 | 17 | 17 | 17 | 17 | 17 | 17 | 17 | 17 | 17 | 17 | 17 | 17 | 17 | 17 | 17 | 17 | 17 | 17 | 17 | 17 | 17 | 17 | 17 | 17 | 17 | 17 | 17 | 17 | 17 | 17 | 17 | 17 | 17 | 17 | 17 | 17 | 17 | 17 | 17 | 17 | 17 | 17
157
158
159
| 160 |  | 12.8172 | 12.8097 | 12.8157 | 12.8145 | 12.8168 | 12.8129 | 12.8133 | 12.8147 | 12.8109 | 12.8111 | 12.8149 | 12.8214 | 12.8191 | 12.8123 | 12.8121 | 12.8153 | 12.8157 | 12.8124 | 12.8161 | 12.8145 | 12.8115 | 12.8149 | 12.8177 | 12.8066 | 12.8151 | 12.8153 | 12.8159 | 12.8141 | 12.8129 | 12.8195 | 12.8131 | 12.8193 | 12.8143 | 12.7877 | 12.8109 | 12.8148 | 12.8311 | 12.8119 | 12.8147 | 12.8195 | 12.8144 | 12.8064 | 12.8221 | 12.8123 | 12.8146 | 12.8098 | 12.8142 | 12.8023 | 12.8153 | 12.8158 | 12.8153 | 12.8135 | 12.8202 | 12.8166
| 161 |  | 0.62713 | 0.62643 | 0.62654 | 0.6328 | 0.62645 | 0.62778 | 0.62722 | 0.62666 | 0.63118 | 0.62749 | 0.62695 | 0.62822 | 0.62672 | 0.62937 | 0.62772 | 0.62608 | 0.6221 | 0.62704 | 0.62747 | 0.62877 | 0.62562 | 0.62749 | 0.62696 | 0.63025 | 0.63013 | 0.62764 | 0.6278 | 0.62904 | 0.62668 | 0.62707 | 0.63058 | 0.62545 | 0.6277 | 0.62881 | 0.62469 | 0.62569 | 0.62681 | 0.62461 | 0.62744 | 0.62689 | 0.62692 | 0.6309 | 0.62426 | 0.62764 | 0.62667 | 0.63219 | 0.62699 | 0.63227 | 0.62623 | 0.62845 | 0.62705 | 0.6269 | 0.62523 | 0.62626
| 162 |  | 0.42382 | 0.45714 | 0.4439 | 0.44057 | 0.43873 | 0.4448 | 0.44755 | 0.44525 | 0.44745 | 0.44314 | 0.44038 | 0.42638 | 0.45245 | 0.44062 | 0.45272 | 0.44683 | 0.45202 | 0.4464 | 0.43863 | 0.43902 | 0.43648 | 0.43963 | 0.45389 | 0.44426 | 0.40373 | 0.44481 | 0.44246 | 0.4429 | 0.44869 | 0.43983 | 0.45002 | 0.45821 | 0.44786 | 0.49067 | 0.44851 | 0.4453 | 0.42477 | 0.45612 | 0.44338 | 0.45682 | 0.44495 | 0.44132 | 0.43709 | 0.45049 | 0.44556 | 0.42625 | 0.44494 | 0.46436 | 0.44449 | 0.44343 | 0.44683 | 0.44533 | 0.4801 | 0.43589
| 163 |  | 0.19096 | 0.15666 | 0.16174 | 0.16083 | 0.1631 | 0.16252 | 0.15481 | 0.15518 | 0.16256 | 0.16819 | 0.16531 | 0.16915 | 0.16697 | 0.16553 | 0.1551 | 0.16157 | 0.15456 | 0.1616 | 0.16457 | 0.15671 | 0.17462 | 0.15974 | 0.15558 | 0.16039 | 0.19341 | 0.16029 | 0.16089 | 0.16304 | 0.16589 | 0.15709 | 0.15933 | 0.16041 | 0.15921 | 0.13794 | 0.16229 | 0.15852 | 0.14777 | 0.153 | 0.16052 | 0.15097 | 0.16022 | 0.16788 | 0.15563 | 0.15673 | 0.15984 | 0.17552 | 0.15948 | 0.13104 | 0.16304 | 0.16239 | 0.15926 | 0.16259 | 0.13324 | 0.16832
| 164 |  | 0.094678 | 0.11096 | 0.09948 | 0.11006 | 0.10907 | 0.10179 | 0.10977 | 0.10877 | 0.10661 | 0.10184 | 0.10395 | 0.11285 | 0.086398 | 0.10467 | 0.10572 | 0.10431 | 0.092676 | 0.10612 | 0.10433 | 0.11428 | 0.10574 | 0.10851 | 0.099503 | 0.1169 | 0.10604 | 0.10539 | 0.10314 | 0.10524 | 0.1002 | 0.10423 | 0.10629 | 0.10063 | 0.10381 | 0.10318 | 0.10832 | 0.10728 | 0.11598 | 0.10318 | 0.10658 | 0.10513 | 0.10578 | 0.10111 | 0.10924 | 0.10739 | 0.10708 | 0.10677 | 0.10513 | 0.089453 | 0.10219 | 0.10416 | 0.10426 | 0.10388 | 0.10889 | 0.10745
| 165 |  | 0.1215 | 0.12359 | 0.12325 | 0.13217 | 0.12289 | 0.12919 | 0.12487 | 0.12097 | 0.13706 | 0.12871 | 0.12308 | 0.13727 | 0.12198 | 0.12794 | 0.12677 | 0.12172 | 0.11428 | 0.12322 | 0.13002 | 0.12618 | 0.13146 | 0.12181 | 0.12596 | 0.13567 | 0.12455 | 0.12369 | 0.1246 | 0.13312 | 0.125 | 0.12618 | 0.13061 | 0.13132 | 0.12894 | 0.12284 | 0.11202 | 0.12071 | 0.11117 | 0.12795 | 0.12694 | 0.1251 | 0.12358 | 0.14194 | 0.1114 | 0.12417 | 0.12343 | 0.1425 | 0.12528 | 0.12446 | 0.121 | 0.12332 | 0.12567 | 0.12658 | 0.12362 | 0.12189
| 166 |  | -0.37229 | -0.4003 | -0.3541 | -0.38079 | -0.37239 | -0.34794 | -0.39557 | -0.41444 | -0.33468 | -0.39218 | -0.37352 | -0.36637 | -0.45925 | -0.42902 | -0.37267 | -0.37735 | -0.35842 | -0.35454 | -0.39269 | -0.3894 | -0.31748 | -0.22895 | -0.43887 | -0.37338 | -0.40142 | -0.37925 | -0.37932 | -0.37139 | -0.37422 | -0.37768 | -0.38956 | -0.46205 | -0.37219 | -0.30444 | -0.37416 | -0.35103 | -0.5183 | -0.40931 | -0.37469 | -0.40599 | -0.37281 | -0.40964 | -0.25489 | -0.40561 | -0.33851 | -0.44696 | -0.39135 | -0.35637 | -0.24161 | -0.37606 | -0.39025 | -0.38196 | -0.34806 | -0.34926
| 167 |  | 0.25107 | 0.22273 | 0.21301 | 0.17336 | 0.18996 | 0.20382 | 0.25153 | 0.17812 | 0.20464 | 0.16959 | 0.18635 | 0.1825 | 0.15794 | 0.16845 | 0.11633 | 0.18856 | 0.21778 | 0.19562 | 0.18108 | 0.17302 | 0.27741 | 0.23572 | 0.17421 | 0.10588 | 0.18618 | 0.19081 | 0.18058 | 0.18885 | 0.18687 | 0.17513 | 0.16742 | 0.17122 | 0.18869 | 0.23286 | 0.19219 | 0.20632 | 0.1666 | 0.17928 | 0.19331 | 0.18599 | 0.22907 | 0.16814 | 0.23847 | 0.17994 | 0.17481 | 0.15427 | 0.17868 | 0.2032 | 0.30866 | 0.18277 | 0.19466 | 0.19408 | 0.20335 | 0.20491
| 168 |  | 0.14597 | 0.17178 | 0.15484 | 0.17795 | 0.17189 | 0.16002 | 0.17827 | 0.17433 | 0.16941 | 0.1553 | 0.16484 | 0.18665 | 0.15476 | 0.16438 | 0.14312 | 0.16397 | 0.13417 | 0.16891 | 0.16408 | 0.21578 | 0.15394 | 0.18141 | 0.14621 | 0.20679 | 0.15656 | 0.16404 | 0.16783 | 0.1666 | 0.15194 | 0.16973 | 0.16721 | 0.14752 | 0.16767 | 0.16213 | 0.17567 | 0.17125 | 0.17822 | 0.16292 | 0.17114 | 0.15717 | 0.16152 | 0.1557 | 0.17969 | 0.16936 | 0.17654 | 0.1668 | 0.16929 | 0.14636 | 0.15542 | 0.16374 | 0.16202 | 0.15976 | 0.169 | 0.16731
| 169 |  | 0.05504 | 0.04916 | 0.053285 | 0.046439 | 0.054124 | 0.053205 | 0.053513 | 0.05258 | 0.050297 | 0.054182 | 0.054045 | 0.051313 | 0.052884 | 0.054667 | 0.051479 | 0.054159 | 0.05842 | 0.053813 | 0.055239 | 0.04945 | 0.039288 | 0.05021 | 0.05259 | 0.04839 | 0.060342 | 0.054713 | 0.050898 | 0.053265 | 0.054883 | 0.052741 | 0.055237 | 0.056034 | 0.050555 | 0.05439 | 0.056171 | 0.05401 | 0.054393 | 0.05509 | 0.053717 | 0.053226 | 0.05427 | 0.053373 | 0.055167 | 0.046101 | 0.054132 | 0.059101 | 0.054763 | 0.053566 | 0.053359 | 0.05599 | 0.054453 | 0.053965 | 0.052299 | 0.055404
| 170 |  | 0.0081412 | 0.0083781 | 0.0097872 | 0.016353 | 0.0094218 | 0.01062 | 0.009259 | 0.010485 | 0.013606 | 0.0095944 | 0.0095187 | 0.010492 | 0.010885 | 0.0079388 | 0.011006 | 0.0094712 | 0.0080165 | 0.0096281 | 0.0087768 | 0.011465 | 0.02578 | 0.011841 | 0.011166 | 0.013064 | 0.0070053 | 0.0094876 | 0.010793 | 0.010125 | 0.0091359 | 0.011021 | 0.010119 | 0.0099902 | 0.010347 | 0.0092014 | 0.0079296 | 0.0095805 | 0.0064691 | 0.008662 | 0.010172 | 0.010146 | 0.0093677 | 0.011248 | 0.0089178 | 0.018023 | 0.0093353 | 0.0065931 | 0.0095373 | 0.013023 | 0.0098021 | 0.0087628 | 0.0099898 | 0.0097205 | 0.010698 | 0.0083372
| 171 |  | 0.00040339 | 0.0059947 | -0.00065026 | 0.001676 | -0.00026036 | -0.00022491 | 0.00085377 | -0.00094108 | 0.00068268 | 3.4374e-05 | 0.00010601 | 0.0022701 | -0.00032347 | 6.1302e-05 | 0.00114 | -0.00021441 | -0.0023827 | -1.5707e-05 | -0.00038826 | 0.0027193 | -0.0014134 | 0.00089397 | -0.0011295 | 0.0012109 | -0.0010943 | -9.2664e-05 | 0.0020224 | 0.00031725 | -0.00044749 | -0.00030348 | -0.00010414 | -0.002226 | 0.0025923 | 0.00032685 | 0.0014275 | -0.00024676 | -0.00014618 | -0.0012932 | -0.00018589 | 3.9914e-05 | -0.00037944 | -0.00016964 | -0.00032773 | -0.0057988 | -0.00042344 | -0.00037832 | -0.00057615 | 0.00086317 | 1.6871e-05 | -0.0013678 | -0.00072531 | -0.000163 | -0.00050436 | -0.00057366
| 172 |  | 0.10195 | 0.13797 | 0.11557 | 0.15689 | 0.14204 | 0.11784 | 0.12467 | 0.16991 | 0.11406 | 0.15457 | 0.14168 | 0.14857 | 0.20277 | 0.17822 | 0.16928 | 0.1417 | 0.10565 | 0.12594 | 0.15377 | 0.17713 | 0.06315 | 0.056931 | 0.17368 | 0.2066 | 0.1462 | 0.14122 | 0.14828 | 0.14016 | 0.13473 | 0.15127 | 0.1591 | 0.18397 | 0.14105 | 0.083836 | 0.14434 | 0.12438 | 0.23264 | 0.16334 | 0.14207 | 0.15315 | 0.1192 | 0.16442 | 0.060242 | 0.16296 | 0.13835 | 0.19561 | 0.15732 | 0.1137 | 0.010267 | 0.14373 | 0.14464 | 0.13962 | 0.12197 | 0.12037
| 173 |  | 0.09119 | 0.10144 | 0.070267 | 0.052321 | 0.060033 | 0.060515 | 0.10565 | 0.071028 | 0.050262 | 0.066071 | 0.062218 | 0.043348 | 0.087725 | 0.077926 | 0.036829 | 0.067324 | 0.088856 | 0.058279 | 0.068984 | 0.03833 | 0.084005 | 0.022877 | 0.09912 | 0.022508 | 0.065548 | 0.069628 | 0.060882 | 0.062872 | 0.072811 | 0.055763 | 0.064504 | 0.10485 | 0.062592 | 0.068599 | 0.058454 | 0.060822 | 0.10871 | 0.081234 | 0.063908 | 0.086219 | 0.084039 | 0.072918 | 0.033865 | 0.068817 | 0.035811 | 0.076884 | 0.064616 | 0.083767 | 0.06366 | 0.062914 | 0.076791 | 0.073164 | 0.071905 | 0.058429
| 174 |  | -0.20664 | -0.23964 | -0.19378 | -0.19667 | -0.19832 | -0.18759 | -0.24875 | -0.2125 | -0.18345 | -0.18795 | -0.19435 | -0.19652 | -0.21876 | -0.20942 | -0.15026 | -0.19832 | -0.19064 | -0.19299 | -0.19993 | -0.21718 | -0.20482 | -0.17421 | -0.21162 | -0.19951 | -0.18735 | -0.19997 | -0.19546 | -0.19653 | -0.19132 | -0.19213 | -0.19818 | -0.21814 | -0.1971 | -0.19706 | -0.20102 | -0.19939 | -0.25473 | -0.21196 | -0.20211 | -0.20895 | -0.21329 | -0.19593 | -0.18137 | -0.20478 | -0.1816 | -0.21056 | -0.20157 | -0.20257 | -0.18647 | -0.19414 | -0.20575 | -0.19969 | -0.20667 | -0.19208
| 175 |  | 0.28773 | 0.27093 | 0.28998 | 0.28299 | 0.28515 | 0.28501 | 0.2837 | 0.28674 | 0.28176 | 0.28164 | 0.28537 | 0.28483 | 0.2905 | 0.28379 | 0.28274 | 0.28274 | 0.29844 | 0.28145 | 0.28829 | 0.28413 | 0.27953 | 0.28711 | 0.28962 | 0.27114 | 0.28104 | 0.28515 | 0.28738 | 0.28456 | 0.28086 | 0.29238 | 0.28031 | 0.27894 | 0.28512 | 0.26489 | 0.27782 | 0.2862 | 0.30806 | 0.28425 | 0.28618 | 0.28465 | 0.28472 | 0.28165 | 0.29288 | 0.28111 | 0.28413 | 0.28562 | 0.28567 | 0.28632 | 0.28547 | 0.28349 | 0.28615 | 0.28387 | 0.28038 | 0.2842
| 176 |  | 0.01707 | 0.016552 | 0.016885 | 0.016313 | 0.016394 | 0.016487 | 0.017042 | 0.016397 | 0.017149 | 0.016568 | 0.01624 | 0.014945 | 0.017399 | 0.017165 | 0.016514 | 0.0161 | 0.017492 | 0.017776 | 0.015676 | 0.01663 | 0.015547 | 0.015159 | 0.015823 | 0.016248 | 0.015625 | 0.016239 | 0.016694 | 0.016466 | 0.016825 | 0.01608 | 0.017766 | 0.0085355 | 0.0171 | 0.019258 | 0.016493 | 0.016517 | 0.013388 | 0.016813 | 0.016332 | 0.015967 | 0.016073 | 0.018272 | 0.016742 | 0.01656 | 0.015803 | 0.017401 | 0.016879 | 0.019029 | 0.016075 | 0.016232 | 0.016207 | 0.016324 | 0.018086 | 0.015919
| 177 |  | 0.016787 | 0.016748 | 0.01701 | 0.016956 | 0.017087 | 0.016907 | 0.017168 | 0.017428 | 0.017414 | 0.017206 | 0.016977 | 0.017313 | 0.016956 | 0.01695 | 0.017117 | 0.017069 | 0.016939 | 0.017193 | 0.017161 | 0.016861 | 0.017255 | 0.017003 | 0.016823 | 0.017382 | 0.016979 | 0.016909 | 0.016811 | 0.017125 | 0.016923 | 0.016879 | 0.016966 | 0.01725 | 0.017318 | 0.016424 | 0.016899 | 0.017066 | 0.017635 | 0.017155 | 0.01719 | 0.016953 | 0.017167 | 0.017071 | 0.017054 | 0.016892 | 0.016875 | 0.017277 | 0.016923 | 0.016871 | 0.016763 | 0.016943 | 0.016837 | 0.016955 | 0.01719 | 0.016996
178
179
180
| 181 |  | 1 | 1 | 1 | 1 | 1 | 1 | 1 | 1 | 1 | 1 | 1 | 1 | 1 | 1 | 1 | 1 | 1 | 1 | 1 | 1 | 1 | 1 | 1 | 1 | 1 | 1 | 1 | 1 | 1 | 1 | 1 | 1 | 1 | 1 | 1 | 1 | 1 | 1 | 1 | 1 | 1 | 1 | 1 | 1 | 1 | 1 | 1 | 1 | 1 | 1 | 1 | 1 | 1 | 1
| 182 |  | 0.1644 | 0.1644 | 0.1644 | 0.1644 | 0.1644 | 0.1644 | 0.1644 | 0.1644 | 0.1644 | 0.1644 | 0.1644 | 0.1644 | 0.1644 | 0.1644 | 0.1644 | 0.1644 | 0.1644 | 0.1644 | 0.1644 | 0.1644 | 0.1644 | 0.1644 | 0.1644 | 0.1644 | 0.1644 | 0.1644 | 0.1644 | 0.1644 | 0.1644 | 0.1644 | 0.1644 | 0.1644 | 0.1644 | 0.1644 | 0.1644 | 0.1644 | 0.1644 | 0.1644 | 0.1644 | 0.1644 | 0.1644 | 0.1644 | 0.1644 | 0.1644 | 0.1644 | 0.1644 | 0.1644 | 0.1644 | 0.1644 | 0.1644 | 0.1644 | 0.1644 | 0.1644 | 0.1644
| 183 |  | 63422.3118 | 63422.3118 | 63422.3118 | 63422.3118 | 63422.3118 | 63422.3118 | 63422.3118 | 63422.3118 | 63422.3118 | 63422.3118 | 63422.3118 | 63422.3118 | 63422.3118 | 63422.3118 | 63422.3118 | 63422.3118 | 63422.3118 | 63422.3118 | 63422.3118 | 63422.3118 | 63422.3118 | 63422.3118 | 63422.3118 | 63422.3118 | 63422.3118 | 63422.3118 | 63422.3118 | 63422.3118 | 63422.3118 | 63422.3118 | 63422.3118 | 63422.3118 | 63422.3118 | 63422.3118 | 63422.3118 | 63422.3118 | 63422.3118 | 63422.3118 | 63422.3118 | 63422.3118 | 63422.3118 | 63422.3118 | 63422.3118 | 63422.3118 | 63422.3118 | 63422.3118 | 63422.3118 | 63422.3118 | 63422.3118 | 63422.3118 | 63422.3118 | 63422.3118 | 63422.3118 | 63422.3118
| 184 |  | 345129.0146 | 345129.0146 | 345129.0146 | 345129.0146 | 345129.0146 | 345129.0146 | 345129.0146 | 345129.0146 | 345129.0146 | 345129.0146 | 345129.0146 | 345129.0146 | 345129.0146 | 345129.0146 | 345129.0146 | 345129.0146 | 345129.0146 | 345129.0146 | 345129.0146 | 345129.0146 | 345129.0146 | 345129.0146 | 345129.0146 | 345129.0146 | 345129.0146 | 345129.0146 | 345129.0146 | 345129.0146 | 345129.0146 | 345129.0146 | 345129.0146 | 345129.0146 | 345129.0146 | 345129.0146 | 345129.0146 | 345129.0146 | 345129.0146 | 345129.0146 | 345129.0146 | 345129.0146 | 345129.0146 | 345129.0146 | 345129.0146 | 345129.0146 | 345129.0146 | 345129.0146 | 345129.0146 | 345129.0146 | 345129.0146 | 345129.0146 | 345129.0146 | 345129.0146 | 345129.0146 | 345129.0146
| 185 |  | 1630327994.0633 | 1630327994.0633 | 1630327994.0633 | 1630327994.0633 | 1630327994.0633 | 1630327994.0633 | 1630327994.0633 | 1630327994.0633 | 1630327994.0633 | 1630327994.0633 | 1630327994.0633 | 1630327994.0633 | 1630327994.0633 | 1630327994.0633 | 1630327994.0633 | 1630327994.0633 | 1630327994.0633 | 1630327994.0633 | 1630327994.0633 | 1630327994.0633 | 1630327994.0633 | 1630327994.0633 | 1630327994.0633 | 1630327994.0633 | 1630327994.0633 | 1630327994.0633 | 1630327994.0633 | 1630327994.0633 | 1630327994.0633 | 1630327994.0633 | 1630327994.0633 | 1630327994.0633 | 1630327994.0633 | 1630327994.0633 | 1630327994.0633 | 1630327994.0633 | 1630327994.0633 | 1630327994.0633 | 1630327994.0633 | 1630327994.0633 | 1630327994.0633 | 1630327994.0633 | 1630327994.0633 | 1630327994.0633 | 1630327994.0633 | 1630327994.0633 | 1630327994.0633 | 1630327994.0633 | 1630327994.0633 | 1630327994.0633 | 1630327994.0633 | 1630327994.0633 | 1630327994.0633 | 1630327994.0633
| 186 |  | 1 | 1 | 1 | 1 | 1 | 1 | 1 | 1 | 1 | 1 | 1 | 1 | 1 | 1 | 1 | 1 | 1 | 1 | 1 | 1 | 1 | 1 | 1 | 1 | 1 | 1 | 1 | 1 | 1 | 1 | 1 | 1 | 1 | 1 | 1 | 1 | 1 | 1 | 1 | 1 | 1 | 1 | 1 | 1 | 1 | 1 | 1 | 1 | 1 | 1 | 1 | 1 | 1 | 1
| 187 |  | 1 | 1 | 1 | 1 | 1 | 1 | 1 | 1 | 1 | 1 | 1 | 1 | 1 | 1 | 1 | 1 | 1 | 1 | 1 | 1 | 1 | 1 | 1 | 1 | 1 | 1 | 1 | 1 | 1 | 1 | 1 | 1 | 1 | 1 | 1 | 1 | 1 | 1 | 1 | 1 | 1 | 1 | 1 | 1 | 1 | 1 | 1 | 1 | 1 | 1 | 1 | 1 | 1 | 1
| 188 |  | 1 | 1 | 1 | 1 | 1 | 1 | 1 | 1 | 1 | 1 | 1 | 1 | 1 | 1 | 1 | 1 | 1 | 1 | 1 | 1 | 1 | 1 | 1 | 1 | 1 | 1 | 1 | 1 | 1 | 1 | 1 | 1 | 1 | 1 | 1 | 1 | 1 | 1 | 1 | 1 | 1 | 1 | 1 | 1 | 1 | 1 | 1 | 1 | 1 | 1 | 1 | 1 | 1 | 1
| 189 |  | 1 | 1 | 1 | 1 | 1 | 1 | 1 | 1 | 1 | 1 | 1 | 1 | 1 | 1 | 1 | 1 | 1 | 1 | 1 | 1 | 1 | 1 | 1 | 1 | 1 | 1 | 1 | 1 | 1 | 1 | 1 | 1 | 1 | 1 | 1 | 1 | 1 | 1 | 1 | 1 | 1 | 1 | 1 | 1 | 1 | 1 | 1 | 1 | 1 | 1 | 1 | 1 | 1 | 1
| 190 |  | 1 | 1 | 1 | 1 | 1 | 1 | 1 | 1 | 1 | 1 | 1 | 1 | 1 | 1 | 1 | 1 | 1 | 1 | 1 | 1 | 1 | 1 | 1 | 1 | 1 | 1 | 1 | 1 | 1 | 1 | 1 | 1 | 1 | 1 | 1 | 1 | 1 | 1 | 1 | 1 | 1 | 1 | 1 | 1 | 1 | 1 | 1 | 1 | 1 | 1 | 1 | 1 | 1 | 1
| 191 |  | 1 | 1 | 1 | 1 | 1 | 1 | 1 | 1 | 1 | 1 | 1 | 1 | 1 | 1 | 1 | 1 | 1 | 1 | 1 | 1 | 1 | 1 | 1 | 1 | 1 | 1 | 1 | 1 | 1 | 1 | 1 | 1 | 1 | 1 | 1 | 1 | 1 | 1 | 1 | 1 | 1 | 1 | 1 | 1 | 1 | 1 | 1 | 1 | 1 | 1 | 1 | 1 | 1 | 1
| 192 |  | 1 | 1 | 1 | 1 | 1 | 1 | 1 | 1 | 1 | 1 | 1 | 1 | 1 | 1 | 1 | 1 | 1 | 1 | 1 | 1 | 1 | 1 | 1 | 1 | 1 | 1 | 1 | 1 | 1 | 1 | 1 | 1 | 1 | 1 | 1 | 1 | 1 | 1 | 1 | 1 | 1 | 1 | 1 | 1 | 1 | 1 | 1 | 1 | 1 | 1 | 1 | 1 | 1 | 1
| 193 |  | 1 | 1 | 1 | 1 | 1 | 1 | 1 | 1 | 1 | 1 | 1 | 1 | 1 | 1 | 1 | 1 | 1 | 1 | 1 | 1 | 1 | 1 | 1 | 1 | 1 | 1 | 1 | 1 | 1 | 1 | 1 | 1 | 1 | 1 | 1 | 1 | 1 | 1 | 1 | 1 | 1 | 1 | 1 | 1 | 1 | 1 | 1 | 1 | 1 | 1 | 1 | 1 | 1 | 1
| 194 |  | 1 | 1 | 1 | 1 | 1 | 1 | 1 | 1 | 1 | 1 | 1 | 1 | 1 | 1 | 1 | 1 | 1 | 1 | 1 | 1 | 1 | 1 | 1 | 1 | 1 | 1 | 1 | 1 | 1 | 1 | 1 | 1 | 1 | 1 | 1 | 1 | 1 | 1 | 1 | 1 | 1 | 1 | 1 | 1 | 1 | 1 | 1 | 1 | 1 | 1 | 1 | 1 | 1 | 1
| 195 |  | 1 | 1 | 1 | 1 | 1 | 1 | 1 | 1 | 1 | 1 | 1 | 1 | 1 | 1 | 1 | 1 | 1 | 1 | 1 | 1 | 1 | 1 | 1 | 1 | 1 | 1 | 1 | 1 | 1 | 1 | 1 | 1 | 1 | 1 | 1 | 1 | 1 | 1 | 1 | 1 | 1 | 1 | 1 | 1 | 1 | 1 | 1 | 1 | 1 | 1 | 1 | 1 | 1 | 1
| 196 |  | 2722.798 | 2722.798 | 2722.798 | 2722.798 | 2722.798 | 2722.798 | 2722.798 | 2722.798 | 2722.798 | 2722.798 | 2722.798 | 2722.798 | 2722.798 | 2722.798 | 2722.798 | 2722.798 | 2722.798 | 2722.798 | 2722.798 | 2722.798 | 2722.798 | 2722.798 | 2722.798 | 2722.798 | 2722.798 | 2722.798 | 2722.798 | 2722.798 | 2722.798 | 2722.798 | 2722.798 | 2722.798 | 2722.798 | 2722.798 | 2722.798 | 2722.798 | 2722.798 | 2722.798 | 2722.798 | 2722.798 | 2722.798 | 2722.798 | 2722.798 | 2722.798 | 2722.798 | 2722.798 | 2722.798 | 2722.798 | 2722.798 | 2722.798 | 2722.798 | 2722.798 | 2722.798 | 2722.798
| 197 |  | 12.86% | 12.86% | 12.86% | 12.86% | 12.86% | 12.86% | 12.86% | 12.86% | 12.86% | 12.86% | 12.86% | 12.86% | 12.86% | 12.86% | 12.86% | 12.86% | 12.86% | 12.86% | 12.86% | 12.86% | 12.86% | 12.86% | 12.86% | 12.86% | 12.86% | 12.86% | 12.86% | 12.86% | 12.86% | 12.86% | 12.86% | 12.86% | 12.86% | 12.86% | 12.86% | 12.86% | 12.86% | 12.86% | 12.86% | 12.86% | 12.86% | 12.86% | 12.86% | 12.86% | 12.86% | 12.86% | 12.86% | 12.86% | 12.86% | 12.86% | 12.86% | 12.86% | 12.86% | 12.86%
198
199
200
201
202
| 203 |  | 1 | 1 | 1 | 1 | 1 | 1 | 1 | 1 | 1 | 1 | 1 | 1 | 1 | 1 | 1 | 1 | 1 | 1 | 1 | 1 | 1 | 1 | 1 | 1 | 1 | 1 | 1 | 1 | 1 | 1 | 1 | 1 | 1 | 1 | 1 | 1 | 1 | 1 | 1 | 1 | 1 | 1 | 1 | 1 | 1 | 1 | 1 | 1 | 1 | 1 | 1 | 1 | 1 | 1
| 204 |  | -0.27861 | -0.046809 | -0.10663 | -0.18608 | -0.23847 | -0.10812 | -0.17107 | -0.11966 | -0.27089 | -0.30187 | -0.28336 | -0.14047 | -0.30187 | -0.0722 | -0.14649 | -0.30187 | -0.12313 | -0.10663 | -0.11966 | -0.23847 | -0.25874 | -0.11966 | -0.027208 | -0.027208 | -0.22355 | -0.27089 | -0.21483 | -0.071468 | -0.12666 | -0.13562 | -0.14649 | -0.23847 | -0.24723 | -0.10812 | -0.10812 | -0.0496 | -0.15611 | -0.25874 | -0.24723 | -0.27861 | 0.033482 | -0.046809 | 0.033482 | -0.11171 | -0.10663 | -0.10663 | -0.17599 | -0.27861 | -0.21483 | -0.10812 | -0.11829 | -0.017953 | -0.071468 | -0.20948
| 205 |  | 2.8373 | -1.6299 | -3.6686 | -0.52401 | 0.086766 | -0.72536 | -2.1349 | -3.9469 | -3.1874 | -1.6099 | 1.0248 | -0.0080629 | 0.36628 | -1.2054 | -0.94809 | -0.70457 | -1.0431 | -2.8273 | -0.27603 | -1.6701 | -1.0119 | -3.1647 | -3.9045 | -2.4199 | 3.135 | 1.7483 | -1.0436 | -0.81138 | -1.7446 | -1.4692 | 0.96866 | -0.38201 | -0.32566 | -0.072075 | -1.8423 | -0.82698 | -2.3646 | 0.18981 | -1.5872 | -0.020345 | -1.6875 | -0.62196 | -2.6689 | -2.3304 | -3.0694 | -0.10235 | -2.021 | 2.5257 | -1.414 | -0.90126 | -2.7045 | -0.94362 | 0.93793 | 0.57832
| 206 |  | 2.8739 | -1.9241 | -3.6781 | -0.45319 | 0.095437 | -1.0822 | -2.1564 | -3.6602 | -3.8101 | -1.6602 | 0.77695 | -0.093017 | 0.64331 | -1.588 | -0.92914 | -0.87814 | -1.084 | -2.9069 | -0.51149 | -1.6035 | -0.47723 | -2.7252 | -3.8088 | -2.155 | 2.9855 | 1.4813 | -1.6413 | -0.85035 | -1.918 | -1.5957 | 0.73446 | -0.57214 | -0.52292 | -0.24821 | -1.8914 | -0.91375 | -2.552 | 0.096516 | -1.8614 | -0.34659 | -1.974 | -0.79191 | -2.8486 | -2.1645 | -2.7192 | -0.44236 | -1.9637 | 2.6769 | -2.222 | -1.196 | -2.8887 | -1.2965 | 0.68067 | 0.51915
| 207 |  | 2.7919 | -1.8389 | -4.0159 | -0.55716 | -0.099653 | -1.236 | -2.4309 | -4.2977 | -3.9996 | -1.9609 | 0.77443 | -0.29265 | 0.24326 | -1.6693 | -0.96231 | -1.1081 | -0.99893 | -3.1545 | -0.67168 | -1.8732 | -1.2016 | -3.0915 | -4.4457 | -2.4788 | 3.1358 | 1.489 | -1.7458 | -0.88846 | -1.9417 | -1.7074 | 0.65582 | -0.54787 | -0.69416 | -0.27315 | -1.8276 | -1.1134 | -2.6723 | 0.0022872 | -1.8319 | -0.42712 | -2.2105 | -0.9986 | -2.9586 | -2.7853 | -3.0183 | -0.5559 | -2.21 | 2.656 | -2.4294 | -1.4882 | -2.6718 | -1.3194 | 0.68524 | 0.54119
| 208 |  | 0.038811 | 0.0010956 | 0.0056847 | 0.017313 | 0.028433 | 0.005845 | 0.014632 | 0.0071598 | 0.036691 | 0.045564 | 0.040146 | 0.0098657 | 0.045564 | 0.0026064 | 0.010729 | 0.045564 | 0.00758 | 0.0056847 | 0.0071598 | 0.028433 | 0.033472 | 0.0071598 | 0.00037013 | 0.00037013 | 0.024986 | 0.036691 | 0.023076 | 0.0025538 | 0.0080216 | 0.0091971 | 0.010729 | 0.028433 | 0.030561 | 0.005845 | 0.005845 | 0.0012301 | 0.012184 | 0.033472 | 0.030561 | 0.038811 | 0.00056054 | 0.0010956 | 0.00056054 | 0.0062395 | 0.0056847 | 0.0056847 | 0.015486 | 0.038811 | 0.023076 | 0.005845 | 0.0069967 | 0.00016116 | 0.0025538 | 0.02194
| 209 |  | 4.0253 | 1.3282 | 6.7294 | 0.13729 | 0.0037642 | 0.26307 | 2.2789 | 7.7889 | 5.0798 | 1.2958 | 0.52509 | 3.2505e-05 | 0.067082 | 0.72653 | 0.44943 | 0.24821 | 0.54401 | 3.9967 | 0.038098 | 1.3946 | 0.512 | 5.0078 | 7.6226 | 2.928 | 4.9143 | 1.5282 | 0.54457 | 0.32917 | 1.5218 | 1.0793 | 0.46915 | 0.072966 | 0.053028 | 0.0025974 | 1.6971 | 0.34194 | 2.7956 | 0.018014 | 1.2596 | 0.00020697 | 1.4238 | 0.19341 | 3.5615 | 2.7155 | 4.7105 | 0.0052381 | 2.0422 | 3.1895 | 0.99973 | 0.40614 | 3.6573 | 0.44521 | 0.43986 | 0.16722
| 210 |  | 4.1297 | 1.851 | 6.7641 | 0.10269 | 0.0045541 | 0.58557 | 2.3251 | 6.6986 | 7.2585 | 1.3781 | 0.30183 | 0.0043261 | 0.20692 | 1.2608 | 0.43165 | 0.38557 | 0.58755 | 4.2251 | 0.13081 | 1.2856 | 0.11388 | 3.7134 | 7.2536 | 2.3219 | 4.4565 | 1.0972 | 1.3469 | 0.36155 | 1.8393 | 1.2731 | 0.26972 | 0.16367 | 0.13672 | 0.030803 | 1.7887 | 0.41747 | 3.2563 | 0.0046577 | 1.7325 | 0.060061 | 1.9483 | 0.31356 | 4.0574 | 2.3426 | 3.6971 | 0.097841 | 1.928 | 3.583 | 2.4686 | 0.71516 | 4.1723 | 0.84043 | 0.23165 | 0.13476
| 211 |  | 3.8973 | 1.6908 | 8.0637 | 0.15521 | 0.0049654 | 0.76388 | 2.9546 | 9.2353 | 7.9982 | 1.9226 | 0.29987 | 0.042822 | 0.029588 | 1.3933 | 0.46302 | 0.61393 | 0.49893 | 4.9755 | 0.22558 | 1.7544 | 0.72193 | 4.7787 | 9.8822 | 3.0721 | 4.9167 | 1.1086 | 1.5238 | 0.39468 | 1.8851 | 1.4575 | 0.21505 | 0.15008 | 0.24093 | 0.037306 | 1.67 | 0.61987 | 3.5705 | 2.6157e-06 | 1.6778 | 0.091215 | 2.4431 | 0.4986 | 4.3766 | 3.8789 | 4.5552 | 0.15451 | 2.4421 | 3.5272 | 2.951 | 1.1073 | 3.5691 | 0.87047 | 0.23478 | 0.14644
| 212 |  | -0.7905 | 0.076293 | 0.39118 | 0.097507 | -0.020691 | 0.078426 | 0.36521 | 0.4723 | 0.86344 | 0.48598 | -0.29038 | 0.0011326 | -0.11057 | 0.087032 | 0.13888 | 0.21269 | 0.12843 | 0.30146 | 0.033032 | 0.39826 | 0.26182 | 0.37871 | 0.10623 | 0.065841 | -0.70083 | -0.47359 | 0.2242 | 0.057987 | 0.22097 | 0.19926 | -0.1419 | 0.091096 | 0.080513 | 0.0077928 | 0.19919 | 0.041018 | 0.36912 | -0.049111 | 0.39239 | 0.0056683 | -0.056502 | 0.029113 | -0.089361 | 0.26033 | 0.32728 | 0.010914 | 0.35567 | -0.70367 | 0.30378 | 0.097445 | 0.31993 | 0.016941 | -0.067031 | -0.12114
| 213 |  | -0.80069 | 0.090064 | 0.39218 | 0.084328 | -0.022758 | 0.11701 | 0.36889 | 0.438 | 1.0321 | 0.50116 | -0.22016 | 0.013066 | -0.1942 | 0.11465 | 0.13611 | 0.26509 | 0.13347 | 0.30996 | 0.061207 | 0.38238 | 0.12348 | 0.32611 | 0.10363 | 0.058632 | -0.66739 | -0.40128 | 0.3526 | 0.060772 | 0.24293 | 0.21641 | -0.10759 | 0.13644 | 0.12928 | 0.026836 | 0.2045 | 0.045322 | 0.39838 | -0.024972 | 0.4602 | 0.096561 | -0.066093 | 0.037069 | -0.095379 | 0.2418 | 0.28994 | 0.047168 | 0.34558 | -0.74581 | 0.47735 | 0.12931 | 0.34171 | 0.023276 | -0.048646 | -0.10875
| 214 |  | -0.77783 | 0.086078 | 0.42821 | 0.10368 | 0.023764 | 0.13364 | 0.41584 | 0.51429 | 1.0834 | 0.59196 | -0.21944 | 0.041108 | -0.073435 | 0.12052 | 0.14097 | 0.3345 | 0.12299 | 0.33636 | 0.080376 | 0.44669 | 0.3109 | 0.36994 | 0.12096 | 0.067441 | -0.701 | -0.40337 | 0.37505 | 0.063496 | 0.24594 | 0.23156 | -0.09607 | 0.13065 | 0.17161 | 0.029533 | 0.1976 | 0.055227 | 0.41716 | -0.00059179 | 0.45288 | 0.119 | -0.074012 | 0.046744 | -0.099061 | 0.31114 | 0.32184 | 0.059275 | 0.38894 | -0.73998 | 0.52191 | 0.1609 | 0.31605 | 0.023689 | -0.048973 | -0.11337
| 215 |  | 8.1543 | 3.136 | 13.4935 | 0.23747 | 0.0082807 | 0.78497 | 4.6038 | 14.4465 | 12.1444 | 2.6726 | 0.7962 | 0.00074999 | 0.23563 | 1.9142 | 0.88091 | 0.61871 | 1.1307 | 8.2186 | 0.14119 | 2.678 | 0.48293 | 8.6246 | 14.8716 | 5.2149 | 9.3596 | 2.5898 | 1.7129 | 0.68996 | 3.3461 | 2.3443 | 0.71145 | 0.21856 | 0.1703 | 0.01789 | 3.4846 | 0.75565 | 6.0343 | 0.01832 | 2.9544 | 0.0070514 | 3.3311 | 0.49253 | 7.6027 | 5.0443 | 8.3463 | 0.045277 | 3.9686 | 6.761 | 3.1419 | 1.0779 | 7.8126 | 1.2234 | 0.63842 | 0.30024
| 216 |  | 7.9215 | 2.9972 | 14.7328 | 0.29196 | -0.0086465 | 0.89656 | 5.1898 | 16.9626 | 12.7482 | 3.1569 | 0.79362 | 0.0023596 | 0.089103 | 2.0122 | 0.91235 | 0.78072 | 1.042 | 8.9186 | 0.18541 | 3.1284 | 1.2159 | 9.7838 | 17.3584 | 5.9984 | 9.831 | 2.6032 | 1.8219 | 0.72088 | 3.3874 | 2.5085 | 0.63527 | 0.20929 | 0.22606 | 0.019687 | 3.367 | 0.92078 | 6.3188 | 0.00043414 | 2.9075 | 0.0086899 | 3.7301 | 0.62108 | 7.8962 | 6.4909 | 9.2644 | 0.056898 | 4.4665 | 6.7082 | 3.4352 | 1.3412 | 7.2259 | 1.2451 | 0.64271 | 0.31298
| 217 |  | 8.0236 | 3.5382 | 14.7708 | 0.2525 | -0.0095106 | 1.3376 | 5.242 | 15.7307 | 15.2388 | 3.2555 | 0.6017 | 0.027222 | 0.15649 | 2.6508 | 0.89412 | 0.97306 | 1.0829 | 9.17 | 0.34356 | 3.0036 | 0.57344 | 8.425 | 16.933 | 5.3416 | 9.362 | 2.2058 | 2.8653 | 0.7555 | 3.7241 | 2.7244 | 0.48168 | 0.31346 | 0.36299 | 0.067798 | 3.4566 | 1.0174 | 6.8196 | 0.00022075 | 3.4099 | 0.14803 | 4.3634 | 0.7908 | 8.428 | 6.0288 | 8.2075 | 0.24591 | 4.3398 | 7.11 | 5.3981 | 1.7798 | 7.7179 | 1.7106 | 0.46642 | 0.28096
| 218 |  | 2.2904 | -0.35304 | -3.3869 | -1.1625 | -0.57678 | -0.88952 | -2.8964 | -4.3985 | -4.4607 | -2.877 | 0.22488 | -0.51251 | -0.17325 | -2.0661 | -1.9097 | -1.3255 | -2.3087 | -3.519 | -0.91224 | -1.9774 | -0.61695 | -3.5679 | -4.8584 | -3.6929 | 3.8153 | 0.71505 | -1.0983 | -1.9671 | -2.8506 | -1.741 | 0.033383 | -0.52437 | -0.94391 | -0.091607 | -2.0917 | -1.3381 | -1.9959 | -0.49789 | -2.6322 | -0.79428 | -2.3286 | -1.3133 | -3.6681 | -3.3164 | -1.9452 | -0.7781 | -2.9137 | 1.9377 | -2.3643 | -1.7961 | -3.108 | -1.691 | 0.22863 | -0.28705
| 219 |  | 78.33% | 52.29% | -21.95% | 33.99% | 28.76% | 57.73% | 91.55% | -13.72% | 260% | 80.99% | 94.96% | 78.34% | 49.36% | 131% | 95.58% | 80.8% | 83.24% | 11.78% | 17.34% | 98.57% | 56.28% | -30.41% | 36.97% | 17.34% | 77.68% | 122.6% | 354.6% | 30.91% | 97.54% | 80.3% | 83.29% | 210.2% | 77.59% | 118.4% | 123.1% | 13.26% | -13.33% | 142.6% | 98.79% | 117.8% | 73.09% | 15.94% | 31.66% | 41.01% | 50.3% | 20.85% | 175.4% | 61.56% | 158.1% | 119.2% | 115.3% | 67.07% | 96.21% | 96.34%
| 220 |  | 17 | 17 | 17 | 17 | 17 | 17 | 17 | 17 | 17 | 17 | 17 | 17 | 17 | 17 | 17 | 17 | 17 | 17 | 17 | 17 | 17 | 17 | 17 | 17 | 17 | 17 | 17 | 17 | 17 | 17 | 17 | 17 | 17 | 17 | 17 | 17 | 17 | 17 | 17 | 17 | 17 | 17 | 17 | 17 | 17 | 17 | 17 | 17 | 17 | 17 | 17 | 17 | 17 | 17
221
222
223
| 224 |  | 12.8172 | 12.8097 | 12.8157 | 12.8145 | 12.8168 | 12.8129 | 12.8133 | 12.8147 | 12.8109 | 12.8111 | 12.8149 | 12.8214 | 12.8191 | 12.8123 | 12.8121 | 12.8153 | 12.8157 | 12.8124 | 12.8161 | 12.8145 | 12.8115 | 12.8149 | 12.8177 | 12.8066 | 12.8151 | 12.8153 | 12.8159 | 12.8141 | 12.8129 | 12.8195 | 12.8131 | 12.8193 | 12.8143 | 12.7877 | 12.8109 | 12.8148 | 12.8311 | 12.8119 | 12.8147 | 12.8195 | 12.8144 | 12.8064 | 12.8221 | 12.8123 | 12.8146 | 12.8098 | 12.8142 | 12.8023 | 12.8153 | 12.8158 | 12.8153 | 12.8135 | 12.8202 | 12.8166
| 225 |  | -0.17472 | -0.029323 | -0.066806 | -0.11775 | -0.14939 | -0.067876 | -0.1073 | -0.074989 | -0.17098 | -0.18942 | -0.17765 | -0.088245 | -0.18919 | -0.04544 | -0.091954 | -0.189 | -0.076596 | -0.06686 | -0.075086 | -0.14994 | -0.16187 | -0.075089 | -0.017058 | -0.017148 | -0.14086 | -0.17002 | -0.13487 | -0.044956 | -0.079376 | -0.085046 | -0.092372 | -0.14915 | -0.15518 | -0.067988 | -0.067542 | -0.031035 | -0.097848 | -0.16161 | -0.15512 | -0.17466 | 0.020991 | -0.029532 | 0.020902 | -0.070113 | -0.06682 | -0.067409 | -0.11034 | -0.17615 | -0.13453 | -0.067948 | -0.074176 | -0.011255 | -0.044684 | -0.13119
| 226 |  | 1.2025 | -0.74508 | -1.6285 | -0.23086 | 0.038067 | -0.32264 | -0.95548 | -1.7573 | -1.4262 | -0.71339 | 0.45129 | -0.0034379 | 0.16572 | -0.53113 | -0.42922 | -0.31482 | -0.47149 | -1.2621 | -0.12108 | -0.7332 | -0.44169 | -1.3913 | -1.7722 | -1.0751 | 1.2657 | 0.77765 | -0.46176 | -0.35936 | -0.78278 | -0.6462 | 0.43592 | -0.17504 | -0.14585 | -0.035365 | -0.82631 | -0.36825 | -1.0044 | 0.086577 | -0.70372 | -0.0092942 | -0.75085 | -0.27448 | -1.1665 | -1.0498 | -1.3676 | -0.043628 | -0.89922 | 1.1728 | -0.62852 | -0.39965 | -1.2085 | -0.42022 | 0.4503 | 0.25208
| 227 |  | 0.54881 | -0.30142 | -0.59491 | -0.072884 | 0.015566 | -0.17588 | -0.33384 | -0.56798 | -0.61939 | -0.27923 | 0.12844 | -0.015734 | 0.10741 | -0.26286 | -0.14411 | -0.14188 | -0.16754 | -0.46977 | -0.084175 | -0.25129 | -0.083333 | -0.43532 | -0.59259 | -0.34564 | 0.57741 | 0.23744 | -0.26406 | -0.13864 | -0.31817 | -0.25066 | 0.11702 | -0.091775 | -0.083253 | -0.034238 | -0.30695 | -0.14485 | -0.3771 | 0.014767 | -0.29879 | -0.052326 | -0.31626 | -0.13294 | -0.44333 | -0.33926 | -0.43464 | -0.077644 | -0.31316 | 0.35078 | -0.36228 | -0.19421 | -0.46004 | -0.2108 | 0.090695 | 0.087384
| 228 |  | 0.26433 | -0.20404 | -0.3995 | -0.061323 | -0.010869 | -0.12582 | -0.26684 | -0.46746 | -0.4264 | -0.1997 | 0.080504 | -0.033026 | 0.021017 | -0.17472 | -0.10174 | -0.11559 | -0.092577 | -0.33477 | -0.070078 | -0.21406 | -0.12706 | -0.33546 | -0.44236 | -0.28976 | 0.33253 | 0.15694 | -0.18006 | -0.093504 | -0.19456 | -0.17796 | 0.069707 | -0.055131 | -0.07206 | -0.028183 | -0.19797 | -0.11945 | -0.30994 | 0.00023599 | -0.19523 | -0.044903 | -0.23382 | -0.10097 | -0.32319 | -0.29911 | -0.32321 | -0.059352 | -0.23234 | 0.23759 | -0.24827 | -0.155 | -0.27856 | -0.13707 | 0.074616 | 0.058153
| 229 |  | 0.0047157 | 0.0001354 | 0.00070063 | 0.0022883 | 0.003494 | 0.00075514 | 0.0018271 | 0.00086614 | 0.0050289 | 0.0058645 | 0.0049412 | 0.0013542 | 0.005558 | 0.00033347 | 0.0013601 | 0.005546 | 0.00086627 | 0.00070046 | 0.00093095 | 0.0035878 | 0.0044003 | 0.00087211 | 4.6621e-05 | 5.0217e-05 | 0.0031122 | 0.0045383 | 0.0028754 | 0.00033995 | 0.0010027 | 0.0011605 | 0.0014013 | 0.0037337 | 0.0039404 | 0.00071802 | 0.00065477 | 0.00014849 | 0.0013545 | 0.0042828 | 0.0038792 | 0.0048553 | 6.9269e-05 | 0.0001555 | 6.2443e-05 | 0.00077476 | 0.00070166 | 0.00081006 | 0.00194 | 0.0048304 | 0.0027923 | 0.0007208 | 0.00087929 | 2.0399e-05 | 0.00031571 | 0.0026744
| 230 |  | -1.4986 | -0.53169 | -2.3829 | -0.05228 | -0.0014017 | -0.091532 | -0.90147 | -3.228 | -1.7001 | -0.50821 | -0.19613 | -1.1909e-05 | -0.030807 | -0.3117 | -0.16749 | -0.093662 | -0.19499 | -1.417 | -0.014961 | -0.54306 | -0.16255 | -1.1466 | -3.3453 | -1.0933 | -1.9727 | -0.57956 | -0.20657 | -0.12225 | -0.56948 | -0.40763 | -0.18276 | -0.033714 | -0.019736 | -0.00079074 | -0.63499 | -0.12003 | -1.449 | -0.0073735 | -0.47195 | -8.4026e-05 | -0.53081 | -0.079231 | -0.90779 | -1.1014 | -1.5946 | -0.0023412 | -0.79921 | -1.1366 | -0.24154 | -0.15273 | -1.4273 | -0.17005 | -0.1531 | -0.058404
| 231 |  | 1.0369 | 0.41227 | 1.4408 | 0.017802 | 0.00086511 | 0.11935 | 0.58482 | 1.1931 | 1.4854 | 0.2337 | 0.056246 | 0.0007895 | 0.032682 | 0.21238 | 0.050214 | 0.072701 | 0.12796 | 0.82651 | 0.023687 | 0.22244 | 0.03159 | 0.87532 | 1.2637 | 0.24585 | 0.82972 | 0.20936 | 0.24323 | 0.068278 | 0.3437 | 0.22295 | 0.045156 | 0.028023 | 0.025798 | 0.007173 | 0.34376 | 0.086133 | 0.5425 | 0.00083504 | 0.3349 | 0.011171 | 0.44629 | 0.052722 | 0.96756 | 0.42154 | 0.6463 | 0.015094 | 0.34449 | 0.72807 | 0.76197 | 0.13071 | 0.81218 | 0.16311 | 0.047107 | 0.027614
| 232 |  | 0.56888 | 0.29044 | 1.2486 | 0.02762 | 0.00085349 | 0.12223 | 0.52673 | 1.61 | 1.355 | 0.29858 | 0.049433 | 0.0079927 | 0.004579 | 0.22903 | 0.066267 | 0.10066 | 0.06694 | 0.84041 | 0.037012 | 0.37855 | 0.11113 | 0.86688 | 1.4449 | 0.63527 | 0.76977 | 0.18186 | 0.25574 | 0.065754 | 0.28642 | 0.2474 | 0.035958 | 0.02214 | 0.040395 | 0.0060486 | 0.29337 | 0.10615 | 0.63632 | 4.2614e-07 | 0.28715 | 0.014336 | 0.3946 | 0.077631 | 0.78642 | 0.65694 | 0.80419 | 0.025773 | 0.41344 | 0.51626 | 0.45865 | 0.18131 | 0.57828 | 0.13907 | 0.039678 | 0.024502
| 233 |  | -0.043509 | 0.0037506 | 0.020844 | 0.0045281 | -0.0011199 | 0.0041726 | 0.019543 | 0.024834 | 0.043428 | 0.026331 | -0.015693 | 5.8116e-05 | -0.0058475 | 0.0047578 | 0.0071496 | 0.011519 | 0.0075028 | 0.016223 | 0.0018246 | 0.019694 | 0.010287 | 0.019015 | 0.0055868 | 0.003186 | -0.042289 | -0.025911 | 0.011412 | 0.0030887 | 0.012128 | 0.010509 | -0.007838 | 0.0051045 | 0.0040703 | 0.00042385 | 0.011189 | 0.0022154 | 0.020078 | -0.0027056 | 0.021078 | 0.0003017 | -0.0030663 | 0.0015539 | -0.0049298 | 0.012002 | 0.017716 | 0.00064501 | 0.019478 | -0.037693 | 0.016209 | 0.005456 | 0.017421 | 0.00091424 | -0.0035057 | -0.0067118
| 234 |  | -0.0065185 | 0.00075456 | 0.0038384 | 0.001379 | -0.00021442 | 0.0012426 | 0.0034155 | 0.0045923 | 0.014043 | 0.0048083 | -0.0020956 | 0.00013709 | -0.0021138 | 0.0009102 | 0.001498 | 0.0025107 | 0.00107 | 0.0029843 | 0.0005372 | 0.0043838 | 0.0031832 | 0.0038614 | 0.0011571 | 0.00076594 | -0.0046753 | -0.0038072 | 0.0038057 | 0.00061532 | 0.0022194 | 0.002385 | -0.0010887 | 0.001363 | 0.0013376 | 0.00024693 | 0.0016216 | 0.00043421 | 0.0025771 | -0.00021631 | 0.0046811 | 0.00097967 | -0.00061914 | 0.00041695 | -0.00085058 | 0.0043579 | 0.0027067 | 0.00031098 | 0.003296 | -0.0097123 | 0.004679 | 0.0011331 | 0.0034136 | 0.00022626 | -0.0005204 | -0.00090668
| 235 |  | -0.00031377 | 0.00051601 | -0.00027845 | 0.00017376 | -6.1871e-06 | -3.0056e-05 | 0.00035503 | -0.00048399 | 0.00073965 | 2.0348e-05 | -2.3262e-05 | 9.3322e-05 | 2.3754e-05 | 7.3884e-06 | 0.00016071 | -7.1722e-05 | -0.00029306 | -5.2832e-06 | -3.1207e-05 | 0.0012147 | -0.00043944 | 0.00033072 | -0.00013662 | 8.1667e-05 | 0.00076714 | 3.7378e-05 | 0.00075849 | 2.0144e-05 | -0.00011005 | -7.0273e-05 | 1.0004e-05 | -0.00029082 | 0.00044488 | 9.653e-06 | 0.00028207 | -1.3628e-05 | -6.0981e-05 | 7.6527e-07 | -8.4189e-05 | 4.7496e-06 | 2.8083e-05 | -7.9296e-06 | 3.2466e-05 | -0.0018043 | -0.00013628 | -2.2425e-05 | -0.00022409 | -0.00063873 | 8.8053e-06 | -0.00022008 | -0.00022924 | -3.8613e-06 | 2.47e-05 | 6.5034e-05
| 236 |  | 0.83132 | 0.43268 | 1.5595 | 0.037258 | 0.0011762 | 0.092505 | 0.57395 | 2.4547 | 1.3852 | 0.41312 | 0.11281 | 0.00011143 | 0.04778 | 0.34114 | 0.14912 | 0.087669 | 0.11946 | 1.0351 | 0.02171 | 0.47436 | 0.030497 | 0.49101 | 2.5829 | 1.0774 | 1.3683 | 0.36573 | 0.254 | 0.096702 | 0.45082 | 0.35462 | 0.11319 | 0.040209 | 0.02402 | 0.0014998 | 0.50295 | 0.093986 | 1.4039 | 0.0029923 | 0.41975 | 0.0010799 | 0.39706 | 0.080984 | 0.458 | 0.82201 | 1.1547 | 0.0088568 | 0.62435 | 0.7687 | 0.032258 | 0.15492 | 1.13 | 0.17081 | 0.077868 | 0.036141
| 237 |  | 0.72236 | 0.30402 | 1.0352 | 0.015276 | -0.00051908 | 0.054255 | 0.54831 | 1.2048 | 0.64075 | 0.20858 | 0.049378 | 0.00010229 | 0.0078166 | 0.15681 | 0.033601 | 0.052561 | 0.092584 | 0.51977 | 0.01279 | 0.11991 | 0.10214 | 0.22383 | 1.7206 | 0.13501 | 0.6444 | 0.18126 | 0.11092 | 0.045323 | 0.24664 | 0.13988 | 0.040977 | 0.021945 | 0.01415 | 0.0013505 | 0.19681 | 0.056004 | 0.68693 | 3.5267e-05 | 0.18581 | 0.00074923 | 0.31348 | 0.045288 | 0.2674 | 0.44668 | 0.33176 | 0.0043746 | 0.28861 | 0.56192 | 0.21869 | 0.084383 | 0.55488 | 0.091093 | 0.046214 | 0.018287
| 238 |  | -1.658 | -0.84789 | -2.8622 | -0.049659 | 0.0018862 | -0.25092 | -1.304 | -3.3428 | -2.7956 | -0.61186 | -0.11694 | -0.0053496 | -0.034235 | -0.55514 | -0.13435 | -0.19297 | -0.20643 | -1.7697 | -0.068687 | -0.65233 | -0.11745 | -1.4677 | -3.5834 | -1.0657 | -1.754 | -0.4411 | -0.56007 | -0.14848 | -0.71248 | -0.52343 | -0.095457 | -0.068378 | -0.071544 | -0.01336 | -0.69485 | -0.20285 | -1.7372 | -4.6791e-05 | -0.68916 | -0.030931 | -0.93068 | -0.15495 | -1.5286 | -1.2346 | -1.4905 | -0.051779 | -0.87477 | -1.4402 | -1.0066 | -0.34553 | -1.588 | -0.3416 | -0.096398 | -0.053968
| 239 |  | 0.65902 | -0.095648 | -0.98214 | -0.32896 | -0.16447 | -0.25352 | -0.8217 | -1.2612 | -1.2569 | -0.81029 | 0.064173 | -0.14598 | -0.050328 | -0.58635 | -0.53994 | -0.37478 | -0.689 | -0.99042 | -0.26299 | -0.56185 | -0.17246 | -1.0244 | -1.4071 | -1.0013 | 1.0722 | 0.2039 | -0.31562 | -0.55976 | -0.80061 | -0.50905 | 0.0093577 | -0.14627 | -0.26913 | -0.024265 | -0.58111 | -0.38296 | -0.61487 | -0.14153 | -0.75328 | -0.22609 | -0.66301 | -0.3699 | -1.0743 | -0.93228 | -0.55269 | -0.22224 | -0.83236 | 0.55482 | -0.67495 | -0.50917 | -0.88936 | -0.48003 | 0.064102 | -0.081579
| 240 |  | 0.01337 | 0.0086544 | -0.0037063 | 0.0055456 | 0.0047148 | 0.0095177 | 0.015602 | -0.0022495 | 0.044585 | 0.013419 | 0.015421 | 0.011708 | 0.0085878 | 0.022484 | 0.015784 | 0.013008 | 0.014561 | 0.0020938 | 0.0027189 | 0.016392 | 0.0087498 | -0.0046103 | 0.0058496 | 0.0028168 | 0.012137 | 0.019906 | 0.059192 | 0.0050889 | 0.01641 | 0.012912 | 0.014796 | 0.017944 | 0.013269 | 0.022805 | 0.020296 | 0.0021897 | -0.0017851 | 0.023983 | 0.016134 | 0.01881 | 0.011748 | 0.0029126 | 0.0052999 | 0.0067915 | 0.0079494 | 0.0036281 | 0.029607 | 0.011715 | 0.025418 | 0.019348 | 0.01869 | 0.010948 | 0.0174 | 0.015337
| 241 |  | 0.28537 | 0.28471 | 0.28917 | 0.28824 | 0.29048 | 0.28742 | 0.29186 | 0.29628 | 0.29604 | 0.29251 | 0.28861 | 0.29433 | 0.28825 | 0.28816 | 0.29099 | 0.29018 | 0.28797 | 0.29229 | 0.29174 | 0.28663 | 0.29334 | 0.28905 | 0.28599 | 0.29549 | 0.28864 | 0.28745 | 0.28578 | 0.29112 | 0.2877 | 0.28695 | 0.28843 | 0.29326 | 0.29441 | 0.27922 | 0.28728 | 0.29012 | 0.2998 | 0.29163 | 0.29224 | 0.2882 | 0.29184 | 0.29021 | 0.28992 | 0.28717 | 0.28688 | 0.2937 | 0.28769 | 0.2868 | 0.28496 | 0.28803 | 0.28622 | 0.28823 | 0.29223 | 0.28894
242
| 243 |  | 15.5732 | 11.7926 | 9.4934 | 12.3009 | 12.8459 | 12.2161 | 10.6891 | 8.9013 | 9.6856 | 10.996 | 13.6076 | 12.8463 | 13.196 | 11.601 | 11.8194 | 12.0289 | 11.6357 | 10.0378 | 12.512 | 11.236 | 12.1399 | 9.7047 | 8.9681 | 10.3146 | 16.0654 | 14.2209 | 11.9206 | 11.9235 | 11.0023 | 11.4982 | 13.6055 | 12.5332 | 12.4194 | 12.903 | 11.1594 | 12.0827 | 10.8324 | 12.9238 | 11.113 | 12.6217 | 11.2614 | 12.2163 | 10.1681 | 10.4422 | 10.2373 | 12.6386 | 10.7655 | 15.1955 | 11.3243 | 11.8573 | 10.2912 | 11.9069 | 13.7225 | 13.295
| 244 |  | 5798842.5753 | 132267.4966 | 13271.4877 | 219902.0298 | 379238.5152 | 202020.0428 | 43875.7313 | 7341.5276 | 16083.8875 | 59633.9563 | 812275.3861 | 379383.4939 | 538211.884 | 109209.2713 | 135869.4448 | 167531.0842 | 113063.9099 | 22874.5903 | 271565.7668 | 75809.668 | 187200.8152 | 16394.2807 | 7848.5334 | 30169.9566 | 9486408.0427 | 1499936.3951 | 150333.1856 | 150767.0718 | 60014.8942 | 98535.8508 | 810561.8061 | 277406.0718 | 247554.1813 | 401516.2695 | 70223.4726 | 176788.4443 | 50634.1033 | 409949.9196 | 67038.6908 | 303051.3283 | 77758.9234 | 202057.0684 | 26059.3419 | 34274.9055 | 27925.9052 | 308235.0669 | 47358.8204 | 3974835.407 | 82805.9848 | 141113.9417 | 29471.4479 | 148280.8552 | 911203.6321 | 594211.234
| 245 |  | 179.1867 | 142.1143 | 150.8748 | 163.351 | 172.1365 | 151.1001 | 160.9169 | 152.8546 | 177.8098 | 183.4049 | 180.0404 | 156.0679 | 183.4049 | 145.7689 | 157.0102 | 183.4049 | 153.3845 | 150.8748 | 152.8546 | 172.1365 | 175.6616 | 152.8546 | 139.3558 | 139.3558 | 169.5875 | 177.8098 | 168.1161 | 145.6622 | 153.9279 | 155.3138 | 157.0102 | 172.1365 | 173.6514 | 151.1001 | 151.1001 | 142.5115 | 158.5274 | 175.6616 | 173.6514 | 179.1867 | 131.1498 | 142.1143 | 131.1498 | 151.6435 | 150.8748 | 150.8748 | 161.7111 | 179.1867 | 168.1161 | 151.1001 | 152.6452 | 138.0721 | 145.6622 | 167.2183
| 246 |  | 1039075379.2071 | 18797104.8284 | 2002333.1239 | 35921227.1394 | 65280800.1146 | 30525257.9248 | 7060345.5946 | 1122186.0365 | 2859873.5368 | 10937162.6161 | 146242365.9765 | 59209588.1671 | 98710722.3326 | 15919312.958 | 21332888.9476 | 30726029.7042 | 17342256.4817 | 3451199.3637 | 41510068.404 | 13049612.8095 | 32883995.6636 | 2505940.7257 | 1093738.5933 | 4204358.2412 | 1608775976.4834 | 266703457.9325 | 25273423.2619 | 21961059.4017 | 9237965.6419 | 15303976.4127 | 127266472.785 | 47751717.1752 | 42988123.7315 | 60669166.8841 | 10610776.9577 | 25194389.3334 | 8026895.1168 | 72012460.8783 | 11641360.7659 | 54302762.9783 | 10198065.8171 | 28715202.1025 | 3417676.9908 | 5197565.4665 | 4213315.5018 | 46504905.6836 | 7658445.9627 | 712237580.89 | 13921016.1374 | 21322337.1648 | 4498675.0386 | 20473447.545 | 132727901.7493 | 99362997.8772
247
248
249
250
251
252
253
| 254 |  | 942774254.7493 | 34849262.7177 | 1886192.2332 | 32316692.7367 | 59075630.547 | 34826573.4442 | 5841776.4865 | 1228068.5486 | 1449490.6884 | 7512635.4957 | 140395907.9134 | 44845620.8775 | 74717237.2104 | 13050566.5081 | 19985358.0158 | 22373958.5452 | 16981017.6056 | 3085096.3193 | 38745397.0516 | 8770641.7316 | 22924338.1244 | 1792430.208 | 891445.6245 | 2226046.9499 | 1995441067.6038 | 340549989.8897 | 25063464.3882 | 18900263.5925 | 7201325.3251 | 13025657.2589 | 117299000.7298 | 35329065.7752 | 35873459.463 | 53653685.1747 | 9087123.7273 | 23979184.5455 | 5048793.2255 | 66810100.3793 | 8573353.377 | 44969380.798 | 7838695.4451 | 33365401.7338 | 3227158.7873 | 4439026.0881 | 2711036.3483 | 47487983.6186 | 6406481.0357 | 1208838640.5654 | 8925723.9443 | 14452917.636 | 4267720.7693 | 17692210.3684 | 128684761.6925 | 85273346.4689
| 255 |  | 1039075379.2071 | 18797104.8284 | 2002333.1239 | 35921227.1394 | 65280800.1146 | 30525257.9248 | 7060345.5946 | 1122186.0365 | 2859873.5368 | 10937162.6161 | 146242365.9765 | 59209588.1671 | 98710722.3326 | 15919312.958 | 21332888.9476 | 30726029.7042 | 17342256.4817 | 3451199.3637 | 41510068.404 | 13049612.8095 | 32883995.6636 | 2505940.7257 | 1093738.5933 | 4204358.2412 | 1608775976.4834 | 266703457.9325 | 25273423.2619 | 21961059.4017 | 9237965.6419 | 15303976.4127 | 127266472.785 | 47751717.1752 | 42988123.7315 | 60669166.8841 | 10610776.9577 | 25194389.3334 | 8026895.1168 | 72012460.8783 | 11641360.7659 | 54302762.9783 | 10198065.8171 | 28715202.1025 | 3417676.9908 | 5197565.4665 | 4213315.5018 | 46504905.6836 | 7658445.9627 | 712237580.89 | 13921016.1374 | 21322337.1648 | 4498675.0386 | 20473447.545 | 132727901.7493 | 99362997.8772
| 256 |  | -96301124.4577 | 16052157.8893 | -116140.8907 | -3604534.4027 | -6205169.5676 | 4301315.5194 | -1218569.1081 | 105882.5121 | -1410382.8484 | -3424527.1204 | -5846458.0631 | -14363967.2896 | -23993485.1222 | -2868746.45 | -1347530.9317 | -8352071.159 | -361238.8761 | -366103.0444 | -2764671.3523 | -4278971.0779 | -9959657.5392 | -713510.5177 | -202292.9689 | -1978311.2913 | 386665091.1204 | 73846531.9572 | -209958.8737 | -3060795.8092 | -2036640.3168 | -2278319.1538 | -9967472.0552 | -12422651.4 | -7114664.2685 | -7015481.7094 | -1523653.2304 | -1215204.7879 | -2978101.8912 | -5202360.4989 | -3068007.3889 | -9333382.1803 | -2359370.372 | 4650199.6313 | -190518.2035 | -758539.3784 | -1502279.1535 | 983077.9349 | -1251964.927 | 496601059.6754 | -4995292.1931 | -6869419.5288 | -230954.2693 | -2781237.1766 | -4043140.0568 | -14089651.4083
| 257 |  | -9.268% | 85.4% | -5.8% | -10.03% | -9.505% | 14.09% | -17.26% | 9.435% | -49.32% | -31.31% | -3.998% | -24.26% | -24.31% | -18.02% | -6.317% | -27.18% | -2.083% | -10.61% | -6.66% | -32.79% | -30.29% | -28.47% | -18.5% | -47.05% | 24.03% | 27.69% | -0.8307% | -13.94% | -22.05% | -14.89% | -7.832% | -26.02% | -16.55% | -11.56% | -14.36% | -4.823% | -37.1% | -7.224% | -26.35% | -17.19% | -23.14% | 16.19% | -5.574% | -14.59% | -35.66% | 2.114% | -16.35% | 69.72% | -35.88% | -32.22% | -5.134% | -13.58% | -3.046% | -14.18%
258
| 259 |  | -9.726% | 61.73% | -5.975% | -10.57% | -9.988% | 13.18% | -18.95% | 9.016% | -67.96% | -37.56% | -4.08% | -27.79% | -27.85% | -19.87% | -6.525% | -31.72% | -2.105% | -11.21% | -6.892% | -39.73% | -36.08% | -33.51% | -20.45% | -63.59% | 21.54% | 24.44% | -0.8342% | -15.01% | -24.91% | -16.12% | -8.156% | -30.13% | -18.09% | -12.29% | -15.5% | -4.944% | -46.36% | -7.498% | -30.59% | -18.86% | -26.31% | 15.01% | -5.736% | -15.78% | -44.09% | 2.092% | -17.85% | 52.9% | -44.45% | -38.89% | -5.27% | -14.6% | -3.094% | -15.29%
| 260 | 0
| 261 | 0
| 262 | 0
263
| 264 |  | -9.076% | 61.06% | -1.937% | -8.026% | -13.51% | 9.702% | -16.56% | 5.524% | -72.76% | -32.39% | -3.639% | -26.92% | -26.76% | -15.96% | -6.515% | -31.56% | -2.351% | -11.03% | -0.037585 | -0.38535 | -0.372 | -0.33803 | -0.14819 | -0.71019 | 0.2029 | 0.23096 | -0.062351 | -0.1091 | -0.31048 | -0.16795 | -0.064804 | -0.28102 | -0.17545 | -0.10237 | -0.16179 | -0.034908 | -0.45055 | -0.065655 | -0.2836 | -0.18877 | -0.25639 | -0.029778 | -0.083631 | -0.11307 | -0.4186 | 0.050222 | -0.15091 | 0.52753 | -0.45807 | -0.35701 | -0.097955 | -0.062395 | -0.012949 | -0.13935
| 265 |  | -6.866% | 63.66% | -0.914% | -7.646% | -11.72% | 11.84% | -16.74% | 3.99% | -62.44% | -49.1% | -2.935% | -28.73% | -22.44% | -16.51% | -4.807% | -31.59% | -3.419% | -12.83% | 0.013796 | -0.38459 | -0.35691 | -0.30536 | -0.16794 | -0.65297 | 0.18094 | 0.19533 | -0.052173 | -0.12849 | -0.26972 | -0.1958 | -0.05682 | -0.2677 | -0.17638 | -0.077967 | -0.13082 | -0.035944 | -0.45727 | -0.064397 | -0.29605 | -0.16773 | -0.2877 | 0.017651 | -0.031266 | -0.15415 | -0.35078 | -0.0078364 | -0.098429 | 0.53185 | -0.56695 | -0.32591 | -0.040323 | -0.10254 | -0.083584 | -0.11557
| 266 |  | -4.41% | 61.92% | 2.805% | -4.544% | -13.01% | 10.99% | -11.19% | 18.85% | -54.75% | -59.01% | -4.252% | -25.4% | -15.32% | -9.781% | -1.519% | -23.77% | 1.639% | -11.35% | 0.030242 | -0.34539 | -0.33802 | -0.31638 | -0.17954 | -0.66365 | 0.16987 | 0.19818 | -0.068201 | -0.068104 | -0.2718 | -0.16858 | -0.063072 | -0.23685 | -0.15871 | -0.028412 | -0.12686 | -0.022425 | -0.42083 | -0.038256 | -0.28762 | -0.16617 | -0.2428 | 0.011004 | -0.024824 | -0.15391 | -0.2585 | 0.0048018 | -0.055168 | 0.52863 | -0.46635 | -0.30331 | 0.028866 | -0.1106 | -0.10734 | -0.11153
| 267 |  | -6.784% | 62.21% | -0.01537% | -6.739% | -12.75% | 10.84% | -14.83% | 9.456% | -63.32% | -46.84% | -3.609% | -27.02% | -21.5% | -14.08% | -4.28% | -28.97% | -1.377% | -11.74% | 0.2151% | -37.18% | -35.56% | -31.99% | -16.52% | -67.56% | 18.46% | 20.82% | -6.091% | -10.19% | -28.4% | -17.74% | -6.157% | -26.19% | -17.02% | -6.958% | -13.98% | -3.109% | -44.29% | -5.61% | -28.91% | -17.42% | -26.23% | -0.03741% | -4.657% | -14.04% | -34.26% | 1.573% | -10.15% | 52.93% | -49.71% | -32.87% | -3.647% | -9.185% | -6.796% | -12.22%

## Historical Customer Counts
YEAR | CURRENT DISTRIBUTOR NAME | DISTRIBUTOR (AS FILED) | CUSTOMERS
2015 | Algoma Power Inc. | Algoma Power Inc. | 11678
2015 | Atikokan Hydro Inc. | Atikokan Hydro Inc. | 1653
2015 | Bluewater Power Distribution Corporation | Bluewater Power Distribution Corporation | 36208
2015 | GrandBridge Energy Inc. | Brant County Power Inc. | 10058
2015 | GrandBridge Energy Inc. | Brantford Power Inc. | 39128
2015 | Burlington Hydro Inc. | Burlington Hydro Inc. | 66656
2015 | GrandBridge Energy Inc. | Cambridge and North Dumfries Hydro Inc. | 53108
2015 | Canadian Niagara Power Inc. | Canadian Niagara Power Inc. | 28713
2015 | Centre Wellington Hydro Ltd. | Centre Wellington Hydro Ltd. | 6757
2015 | Hydro One Networks Inc. | Chapleau Public Utilities Corporation | 1229
2015 | EPCOR Electricity Distribution Ontario Inc. | Collus PowerStream Corp. | 16583
2015 | Cooperative Hydro Embrun Inc. | Cooperative Hydro Embrun Inc. | 2059
2015 | E.L.K. Energy Inc. | E.L.K. Energy Inc. | 11705
2015 | Alectra Utilities Corporation | Enersource Hydro Mississauga Inc. | 203466
2015 | Entegrus Powerlines Inc. | Entegrus Powerlines Inc. | 40659
2015 | EnWin Utilities Ltd. | EnWin Utilities Ltd. | 87212
2015 | ERTH Power Corporation | Erie Thames Powerlines Corporation | 18438
2015 | North Bay Hydro Distribution Limited | Espanola Regional Hydro Distribution Corporation | 3289
2015 | Essex Powerlines Corporation | Essex Powerlines Corporation | 28892
2015 | Festival Hydro Inc. | Festival Hydro Inc. | 20556
2015 | Fort Frances Power Corporation | Fort Frances Power Corporation | 3729
2015 | Greater Sudbury Hydro Inc. | Greater Sudbury Hydro Inc. | 47298
2015 | GRIMSBY POWER INCORPORATED | GRIMSBY POWER INCORPORATED | 11145
2015 | Alectra Utilities Corporation | Guelph Hydro Electric Systems Inc. | 53789
2015 | Hydro One Networks Inc. | Haldimand County Hydro Inc. | 21415
2015 | Halton Hills Hydro Inc. | Halton Hills Hydro Inc. | 21929
2015 | Hearst Power Distribution Company Limited | Hearst Power Distribution Company Limited | 2703
2015 | Alectra Utilities Corporation | Horizon Utilities Corporation | 241986
2015 | Hydro 2000 Inc. | Hydro 2000 Inc. | 1225
2015 | Hydro Hawkesbury Inc. | Hydro Hawkesbury Inc. | 5510
2015 | Alectra Utilities Corporation | Hydro One Brampton Networks Inc. | 154106
2015 | Hydro One Networks Inc. | Hydro One Networks Inc. | 1257467
2015 | Hydro Ottawa Limited | Hydro Ottawa Limited | 323919
2015 | Innpower Corporation | Innisfil Hydro Distribution Systems Limited | 16157
2015 | Synergy North Corporation | Kenora Hydro Electric Corporation Ltd. | 5569
2015 | Kingston Hydro Corporation | Kingston Hydro Corporation | 27467
2015 | Enova Power Corp. | Kitchener-Wilmot Hydro Inc. | 92405
2015 | Lakefront Utilities Inc. | Lakefront Utilities Inc. | 10125
2015 | Lakeland Power Distribution Ltd. | Lakeland Power Distribution Ltd. | 13345
2015 | London Hydro Inc. | London Hydro Inc. | 153947
2015 | Newmarket-Tay Power Distribution Ltd. | Midland Power Utility Corporation | 7096
2015 | Milton Hydro Distribution Inc. | Milton Hydro Distribution Inc. | 35865
2015 | Newmarket-Tay Power Distribution Ltd. | Newmarket-Tay Power Distribution Ltd. | 35171
2015 | Niagara Peninsula Energy Inc. | Niagara Peninsula Energy Inc. | 52770
2015 | Niagara-on-the-Lake Hydro Inc. | Niagara-on-the-Lake Hydro Inc. | 9008
2015 | North Bay Hydro Distribution Limited | North Bay Hydro Distribution Limited | 23996
2015 | Northern Ontario Wires Inc. | Northern Ontario Wires Inc. | 6075
2015 | Oakville Hydro Electricity Distribution Inc. | Oakville Hydro Electricity Distribution Inc. | 67388
2015 | Orangeville Hydro Limited | Orangeville Hydro Limited | 11840
2015 | Hydro One Networks Inc. | Orillia Power Distribution Corporation | 13445
2015 | Oshawa PUC Networks Inc. | Oshawa PUC Networks Inc. | 55949
2015 | Ottawa River Power Corporation | Ottawa River Power Corporation | 10892
2015 | Hydro One Networks Inc. | Peterborough Distribution Incorporated | 36317
2015 | Alectra Utilities Corporation | PowerStream Inc. | 358772
2015 | PUC Distribution Inc. | PUC Distribution Inc. | 33386
2015 | Renfrew Hydro Inc. | Renfrew Hydro Inc. | 4270
2015 | Rideau St. Lawrence Distribution Inc. | Rideau St. Lawrence Distribution Inc. | 5860
2015 | Sioux Lookout Hydro Inc. | Sioux Lookout Hydro Inc. | 2780
2015 | Entegrus Powerlines Inc. | St. Thomas Energy Inc. | 17072
2015 | Synergy North Corporation | Thunder Bay Hydro Electricity Distribution Inc. | 50614
2015 | Tillsonburg Hydro Inc. | Tillsonburg Hydro Inc. | 7059
2015 | Toronto Hydro-Electric System Limited | Toronto Hydro-Electric System Limited | 758311
2015 | Elexicon Energy Inc. | Veridian Connections Inc. | 118481
2015 | Wasaga Distribution Inc. | Wasaga Distribution Inc. | 13172
2015 | Enova Power Corp. | Waterloo North Hydro Inc. | 55417
2015 | Welland Hydro-Electric System Corp. | Welland Hydro-Electric System Corp. | 22666
2015 | Wellington North Power Inc. | Wellington North Power Inc. | 3725
2015 | ERTH Power Corporation | West Coast Huron Energy Inc. | 3812
2015 | Westario Power Inc. | Westario Power Inc. | 22954
2015 | Elexicon Energy Inc. | Whitby Hydro Electric Corporation | 41798
2015 | Hydro One Networks Inc. | Woodstock Hydro Services Inc. | 15966
2016 | Algoma Power Inc. | Algoma Power Inc. | 11707
2016 | Atikokan Hydro Inc. | Atikokan Hydro Inc. | 1639
2016 | Bluewater Power Distribution Corporation | Bluewater Power Distribution Corporation | 36355
2016 | GrandBridge Energy Inc. | Brantford Power Inc. | 39406
2016 | Burlington Hydro Inc. | Burlington Hydro Inc. | 66824
2016 | GrandBridge Energy Inc. | Cambridge and North Dumfries Hydro Inc. | 64125
2016 | Canadian Niagara Power Inc. | Canadian Niagara Power Inc. | 28808
2016 | Centre Wellington Hydro Ltd. | Centre Wellington Hydro Ltd. | 6798
2016 | Hydro One Networks Inc. | Chapleau Public Utilities Corporation | 1247
2016 | EPCOR Electricity Distribution Ontario Inc. | Collus PowerStream Corp. | 16864
2016 | Cooperative Hydro Embrun Inc. | Cooperative Hydro Embrun Inc. | 2137
2016 | E.L.K. Energy Inc. | E.L.K. Energy Inc. | 11795
2016 | Alectra Utilities Corporation | Enersource Hydro Mississauga Inc. | 204728
2016 | Entegrus Powerlines Inc. | Entegrus Powerlines Inc. | 40834
2016 | EnWin Utilities Ltd. | EnWin Utilities Ltd. | 87901
2016 | ERTH Power Corporation | Erie Thames Powerlines Corporation | 18641
2016 | North Bay Hydro Distribution Limited | Espanola Regional Hydro Distribution Corporation | 3283
2016 | Essex Powerlines Corporation | Essex Powerlines Corporation | 29327
2016 | Festival Hydro Inc. | Festival Hydro Inc. | 20825
2016 | Fort Frances Power Corporation | Fort Frances Power Corporation | 3746
2016 | Greater Sudbury Hydro Inc. | Greater Sudbury Hydro Inc. | 47362
2016 | GRIMSBY POWER INCORPORATED | GRIMSBY POWER INCORPORATED | 11169
2016 | Alectra Utilities Corporation | Guelph Hydro Electric Systems Inc. | 54414
2016 | Halton Hills Hydro Inc. | Halton Hills Hydro Inc. | 22112
2016 | Hearst Power Distribution Company Limited | Hearst Power Distribution Company Limited | 2704
2016 | Alectra Utilities Corporation | Horizon Utilities Corporation | 244114
2016 | Hydro 2000 Inc. | Hydro 2000 Inc. | 1327
2016 | Hydro Hawkesbury Inc. | Hydro Hawkesbury Inc. | 5531
2016 | Alectra Utilities Corporation | Hydro One Brampton Networks Inc. | 158631
2016 | Hydro One Networks Inc. | Hydro One Networks Inc. | 1307906
2016 | Hydro Ottawa Limited | Hydro Ottawa Limited | 327880
2016 | Innpower Corporation | Innisfil Hydro Distribution Systems Limited | 16443
2016 | Synergy North Corporation | Kenora Hydro Electric Corporation Ltd. | 5563
2016 | Kingston Hydro Corporation | Kingston Hydro Corporation | 27541
2016 | Enova Power Corp. | Kitchener-Wilmot Hydro Inc. | 94059
2016 | Lakefront Utilities Inc. | Lakefront Utilities Inc. | 10214
2016 | Lakeland Power Distribution Ltd. | Lakeland Power Distribution Ltd. | 13406
2016 | London Hydro Inc. | London Hydro Inc. | 155496
2016 | Newmarket-Tay Power Distribution Ltd. | Midland Power Utility Corporation | 7231
2016 | Milton Hydro Distribution Inc. | Milton Hydro Distribution Inc. | 36818
2016 | Newmarket-Tay Power Distribution Ltd. | Newmarket-Tay Power Distribution Ltd. | 35465
2016 | Niagara Peninsula Energy Inc. | Niagara Peninsula Energy Inc. | 53617
2016 | Niagara-on-the-Lake Hydro Inc. | Niagara-on-the-Lake Hydro Inc. | 9234
2016 | North Bay Hydro Distribution Limited | North Bay Hydro Distribution Limited | 24070
2016 | Northern Ontario Wires Inc. | Northern Ontario Wires Inc. | 6007
2016 | Oakville Hydro Electricity Distribution Inc. | Oakville Hydro Electricity Distribution Inc. | 68811
2016 | Orangeville Hydro Limited | Orangeville Hydro Limited | 12000
2016 | Hydro One Networks Inc. | Orillia Power Distribution Corporation | 13570
2016 | Oshawa PUC Networks Inc. | Oshawa PUC Networks Inc. | 56811
2016 | Ottawa River Power Corporation | Ottawa River Power Corporation | 10994
2016 | Hydro One Networks Inc. | Peterborough Distribution Incorporated | 36574
2016 | Alectra Utilities Corporation | PowerStream Inc. | 364505
2016 | PUC Distribution Inc. | PUC Distribution Inc. | 33487
2016 | Renfrew Hydro Inc. | Renfrew Hydro Inc. | 4275
2016 | Rideau St. Lawrence Distribution Inc. | Rideau St. Lawrence Distribution Inc. | 5875
2016 | Sioux Lookout Hydro Inc. | Sioux Lookout Hydro Inc. | 2790
2016 | Entegrus Powerlines Inc. | St. Thomas Energy Inc. | 17246
2016 | Synergy North Corporation | Thunder Bay Hydro Electricity Distribution Inc. | 50769
2016 | Tillsonburg Hydro Inc. | Tillsonburg Hydro Inc. | 7095
2016 | Toronto Hydro-Electric System Limited | Toronto Hydro-Electric System Limited | 761920
2016 | Elexicon Energy Inc. | Veridian Connections Inc. | 119533
2016 | Wasaga Distribution Inc. | Wasaga Distribution Inc. | 13346
2016 | Enova Power Corp. | Waterloo North Hydro Inc. | 56231
2016 | Welland Hydro-Electric System Corp. | Welland Hydro-Electric System Corp. | 22853
2016 | Wellington North Power Inc. | Wellington North Power Inc. | 3739
2016 | ERTH Power Corporation | West Coast Huron Energy Inc. | 3829
2016 | Westario Power Inc. | Westario Power Inc. | 23168
2016 | Elexicon Energy Inc. | Whitby Hydro Electric Corporation | 42178
2017 | Alectra Utilities Corporation | Alectra Utilities Corporation | 982023
2017 | Algoma Power Inc. | Algoma Power Inc. | 11724
2017 | Atikokan Hydro Inc. | Atikokan Hydro Inc. | 1637
2017 | Bluewater Power Distribution Corporation | Bluewater Power Distribution Corporation | 36585
2017 | GrandBridge Energy Inc. | Brantford Power Inc. | 39623
2017 | Burlington Hydro Inc. | Burlington Hydro Inc. | 67122
2017 | Canadian Niagara Power Inc. | Canadian Niagara Power Inc. | 29057
2017 | Centre Wellington Hydro Ltd. | Centre Wellington Hydro Ltd. | 6916
2017 | Hydro One Networks Inc. | Chapleau Public Utilities Corporation | 1237
2017 | EPCOR Electricity Distribution Ontario Inc. | Collus PowerStream Corp. | 17172
2017 | Cooperative Hydro Embrun Inc. | Cooperative Hydro Embrun Inc. | 2242
2017 | E.L.K. Energy Inc. | E.L.K. Energy Inc. | 11982
2017 | GrandBridge Energy Inc. | Energy+ Inc. | 64726
2017 | Enersource Hydro Mississauga Inc. | Enersource Hydro Mississauga Inc. | 64726
2017 | Entegrus Powerlines Inc. | Entegrus Powerlines Inc. | 41143
2017 | EnWin Utilities Ltd. | EnWin Utilities Ltd. | 88422
2017 | ERTH Power Corporation | Erie Thames Powerlines Corporation | 18952
2017 | North Bay Hydro Distribution Limited | Espanola Regional Hydro Distribution Corporation | 3288
2017 | Essex Powerlines Corporation | Essex Powerlines Corporation | 29756
2017 | Festival Hydro Inc. | Festival Hydro Inc. | 21108
2017 | Fort Frances Power Corporation | Fort Frances Power Corporation | 3748
2017 | Greater Sudbury Hydro Inc. | Greater Sudbury Hydro Inc. | 47427
2017 | GRIMSBY POWER INCORPORATED | GRIMSBY POWER INCORPORATED | 11354
2017 | Guelph Hydro Electric Systems Inc. | Guelph Hydro Electric Systems Inc. | 55239
2017 | Halton Hills Hydro Inc. | Halton Hills Hydro Inc. | 22195
2017 | Hearst Power Distribution Company Limited | Hearst Power Distribution Company Limited | 2697
2017 | Hydro 2000 Inc. | Hydro 2000 Inc. | 1254
2017 | Hydro Hawkesbury Inc. | Hydro Hawkesbury Inc. | 5534
2017 | Hydro One Networks Inc. | Hydro One Networks Inc. | 1320458
2017 | Hydro Ottawa Limited | Hydro Ottawa Limited | 331777
2017 | Innpower Corporation | Innpower Corporation | 17228
2017 | Synergy North Corporation | Kenora Hydro Electric Corporation Ltd. | 5581
2017 | Kingston Hydro Corporation | Kingston Hydro Corporation | 27582
2017 | Enova Power Corp. | Kitchener-Wilmot Hydro Inc. | 95758
2017 | Lakefront Utilities Inc. | Lakefront Utilities Inc. | 10349
2017 | Lakeland Power Distribution Ltd. | Lakeland Power Distribution Ltd. | 13491
2017 | London Hydro Inc. | London Hydro Inc. | 157188
2017 | Newmarket-Tay Power Distribution Ltd. | Midland Power Utility Corporation | 7267
2017 | Milton Hydro Distribution Inc. | Milton Hydro Distribution Inc. | 37895
2017 | Newmarket-Tay Power Distribution Ltd. | Newmarket-Tay Power Distribution Ltd. | 35712
2017 | Niagara Peninsula Energy Inc. | Niagara Peninsula Energy Inc. | 54919
2017 | Niagara-on-the-Lake Hydro Inc. | Niagara-on-the-Lake Hydro Inc. | 9377
2017 | North Bay Hydro Distribution Limited | North Bay Hydro Distribution Limited | 24117
2017 | Northern Ontario Wires Inc. | Northern Ontario Wires Inc. | 5980
2017 | Oakville Hydro Electricity Distribution Inc. | Oakville Hydro Electricity Distribution Inc. | 70492
2017 | Orangeville Hydro Limited | Orangeville Hydro Limited | 12365
2017 | Hydro One Networks Inc. | Orillia Power Distribution Corporation | 13830
2017 | Oshawa PUC Networks Inc. | Oshawa PUC Networks Inc. | 57584
2017 | Ottawa River Power Corporation | Ottawa River Power Corporation | 11109
2017 | Hydro One Networks Inc. | Peterborough Distribution Incorporated | 37349
2017 | PUC Distribution Inc. | PUC Distribution Inc. | 33579
2017 | Renfrew Hydro Inc. | Renfrew Hydro Inc. | 4300
2017 | Rideau St. Lawrence Distribution Inc. | Rideau St. Lawrence Distribution Inc. | 5893
2017 | Sioux Lookout Hydro Inc. | Sioux Lookout Hydro Inc. | 2842
2017 | Entegrus Powerlines Inc. | St. Thomas Energy Inc. | 17519
2017 | Synergy North Corporation | Thunder Bay Hydro Electricity Distribution Inc. | 50844
2017 | Tillsonburg Hydro Inc. | Tillsonburg Hydro Inc. | 7201
2017 | Toronto Hydro-Electric System Limited | Toronto Hydro-Electric System Limited | 767946
2017 | Elexicon Energy Inc. | Veridian Connections Inc. | 120457
2017 | Wasaga Distribution Inc. | Wasaga Distribution Inc. | 13592
2017 | Enova Power Corp. | Waterloo North Hydro Inc. | 57042
2017 | Welland Hydro-Electric System Corp. | Welland Hydro-Electric System Corp. | 23048
2017 | Wellington North Power Inc. | Wellington North Power Inc. | 3770
2017 | ERTH Power Corporation | West Coast Huron Energy Inc. | 3877
2017 | Westario Power Inc. | Westario Power Inc. | 23373
2017 | Elexicon Energy Inc. | Whitby Hydro Electric Corporation | 42498
2018 | Alectra Utilities Corporation | Alectra Utilities Corporation | 991103
2018 | Algoma Power Inc. | Algoma Power Inc. | 11721
2018 | Atikokan Hydro Inc. | Atikokan Hydro Inc. | 1636
2018 | Bluewater Power Distribution Corporation | Bluewater Power Distribution Corporation | 36691
2018 | GrandBridge Energy Inc. | Brantford Power Inc. | 39905
2018 | Burlington Hydro Inc. | Burlington Hydro Inc. | 67940
2018 | Canadian Niagara Power Inc. | Canadian Niagara Power Inc. | 29246
2018 | Centre Wellington Hydro Ltd. | Centre Wellington Hydro Ltd. | 7022
2018 | Hydro One Networks Inc. | Chapleau Public Utilities Corporation | 1208
2018 | EPCOR Electricity Distribution Ontario Inc. | EPCOR Electricity Distribution Ontario Inc. | 17408
2018 | Cooperative Hydro Embrun Inc. | Cooperative Hydro Embrun Inc. | 2305
2018 | E.L.K. Energy Inc. | E.L.K. Energy Inc. | 12412
2018 | GrandBridge Energy Inc. | Energy+ Inc. | 65404
2018 | Entegrus Powerlines Inc. | Entegrus Powerlines Inc. | 59187
2018 | EnWin Utilities Ltd. | EnWin Utilities Ltd. | 88978
2018 | ERTH Power Corporation | ERTH Power Corporation | 19242
2018 | North Bay Hydro Distribution Limited | Espanola Regional Hydro Distribution Corporation | 3303
2018 | Essex Powerlines Corporation | Essex Powerlines Corporation | 30016
2018 | Festival Hydro Inc. | Festival Hydro Inc. | 21369
2018 | Fort Frances Power Corporation | Fort Frances Power Corporation | 3745
2018 | Greater Sudbury Hydro Inc. | Greater Sudbury Hydro Inc. | 47626
2018 | Grimsby Power Incorporated | Grimsby Power Incorporated | 11552
2018 | Guelph Hydro Electric Systems Inc. | Guelph Hydro Electric Systems Inc. | 55673
2018 | Halton Hills Hydro Inc. | Halton Hills Hydro Inc. | 22442
2018 | Hearst Power Distribution Company Limited | Hearst Power Distribution Company Limited | 2697
2018 | Hydro 2000 Inc. | Hydro 2000 Inc. | 1262
2018 | Hydro Hawkesbury Inc. | Hydro Hawkesbury Inc. | 5547
2018 | Hydro One Networks Inc. | Hydro One Networks Inc. | 1333961
2018 | Hydro Ottawa Limited | Hydro Ottawa Limited | 335320
2018 | Innpower Corporation | Innpower Corporation | 18163
2018 | Synergy North Corporation | Kenora Hydro Electric Corporation Ltd. | 5565
2018 | Kingston Hydro Corporation | Kingston Hydro Corporation | 27658
2018 | Enova Power Corp. | Kitchener-Wilmot Hydro Inc. | 96828
2018 | Lakefront Utilities Inc. | Lakefront Utilities Inc. | 10450
2018 | Lakeland Power Distribution Ltd. | Lakeland Power Distribution Ltd. | 13644
2018 | London Hydro Inc. | London Hydro Inc. | 159039
2018 | Milton Hydro Distribution Inc. | Milton Hydro Distribution Inc. | 39579
2018 | Newmarket-Tay Power Distribution Ltd. | Newmarket-Tay Power Distribution Ltd. | 43524
2018 | Niagara Peninsula Energy Inc. | Niagara Peninsula Energy Inc. | 55593
2018 | Niagara-on-the-Lake Hydro Inc. | Niagara-on-the-Lake Hydro Inc. | 9461
2018 | North Bay Hydro Distribution Limited | North Bay Hydro Distribution Limited | 24172
2018 | Northern Ontario Wires Inc. | Northern Ontario Wires Inc. | 5903
2018 | Oakville Hydro Electricity Distribution Inc. | Oakville Hydro Electricity Distribution Inc. | 72109
2018 | Orangeville Hydro Limited | Orangeville Hydro Limited | 12583
2018 | Hydro One Networks Inc. | Orillia Power Distribution Corporation | 14091
2018 | Oshawa PUC Networks Inc. | Oshawa PUC Networks Inc. | 58745
2018 | Ottawa River Power Corporation | Ottawa River Power Corporation | 11247
2018 | Hydro One Networks Inc. | Peterborough Distribution Incorporated | 37139
2018 | PUC Distribution Inc. | PUC Distribution Inc. | 33613
2018 | Renfrew Hydro Inc. | Renfrew Hydro Inc. | 4312
2018 | Rideau St. Lawrence Distribution Inc. | Rideau St. Lawrence Distribution Inc. | 5909
2018 | Sioux Lookout Hydro Inc. | Sioux Lookout Hydro Inc. | 2839
2018 | Synergy North Corporation | Thunder Bay Hydro Electricity Distribution Inc. | 50950
2018 | Tillsonburg Hydro Inc. | Tillsonburg Hydro Inc. | 7123
2018 | Toronto Hydro-Electric System Limited | Toronto Hydro-Electric System Limited | 772624
2018 | Elexicon Energy Inc. | Veridian Connections Inc. | 121826
2018 | Wasaga Distribution Inc. | Wasaga Distribution Inc. | 13789
2018 | Enova Power Corp. | Waterloo North Hydro Inc. | 57472
2018 | Welland Hydro-Electric System Corp. | Welland Hydro-Electric System Corp. | 23366
2018 | Wellington North Power Inc. | Wellington North Power Inc. | 3805
2018 | ERTH Power Corporation | West Coast Huron Energy Inc. | 3869
2018 | Westario Power Inc. | Westario Power Inc. | 23547
2018 | Elexicon Energy Inc. | Whitby Hydro Electric Corporation | 42906
2019 | Alectra Utilities Corporation | Alectra Utilities Corporation | 1054614
2019 | Algoma Power Inc. | Algoma Power Inc. | 11732
2019 | Atikokan Hydro Inc. | Atikokan Hydro Inc. | 1629
2019 | Bluewater Power Distribution Corporation | Bluewater Power Distribution Corporation | 36743
2019 | GrandBridge Energy Inc. | Brantford Power Inc. | 40125
2019 | Burlington Hydro Inc. | Burlington Hydro Inc. | 68205
2019 | Canadian Niagara Power Inc. | Canadian Niagara Power Inc. | 29456
2019 | Centre Wellington Hydro Ltd. | Centre Wellington Hydro Ltd. | 7156
2019 | Hydro One Networks Inc. | Chapleau Public Utilities Corporation | 1222
2019 | EPCOR Electricity Distribution Ontario Inc. | EPCOR Electricity Distribution Ontario Inc. | 17916
2019 | Cooperative Hydro Embrun Inc. | Cooperative Hydro Embrun Inc. | 2366
2019 | E.L.K. Energy Inc. | E.L.K. Energy Inc. | 12479
2019 | GrandBridge Energy Inc. | Energy+ Inc. | 66529
2019 | Entegrus Powerlines Inc. | Entegrus Powerlines Inc. | 59811
2019 | EnWin Utilities Ltd. | EnWin Utilities Ltd. | 89561
2019 | ERTH Power Corporation | ERTH Power Corporation | 23384
2019 | North Bay Hydro Distribution Limited | Espanola Regional Hydro Distribution Corporation | 3309
2019 | Essex Powerlines Corporation | Essex Powerlines Corporation | 30397
2019 | Festival Hydro Inc. | Festival Hydro Inc. | 21382
2019 | Fort Frances Power Corporation | Fort Frances Power Corporation | 3773
2019 | Greater Sudbury Hydro Inc. | Greater Sudbury Hydro Inc. | 47725
2019 | Grimsby Power Incorporated | Grimsby Power Incorporated | 11632
2019 | Halton Hills Hydro Inc. | Halton Hills Hydro Inc. | 22528
2019 | Hearst Power Distribution Company Limited | Hearst Power Distribution Company Limited | 2700
2019 | Hydro 2000 Inc. | Hydro 2000 Inc. | 1244
2019 | Hydro Hawkesbury Inc. | Hydro Hawkesbury Inc. | 5549
2019 | Hydro One Networks Inc. | Hydro One Networks Inc. | 1344318
2019 | Hydro Ottawa Limited | Hydro Ottawa Limited | 339771
2019 | Innpower Corporation | Innpower Corporation | 18632
2019 | Kingston Hydro Corporation | Kingston Hydro Corporation | 27778
2019 | Enova Power Corp. | Kitchener-Wilmot Hydro Inc. | 97696
2019 | Lakefront Utilities Inc. | Lakefront Utilities Inc. | 10546
2019 | Lakeland Power Distribution Ltd. | Lakeland Power Distribution Ltd. | 13762
2019 | London Hydro Inc. | London Hydro Inc. | 160598
2019 | Milton Hydro Distribution Inc. | Milton Hydro Distribution Inc. | 40388
2019 | Newmarket-Tay Power Distribution Ltd. | Newmarket-Tay Power Distribution Ltd. | 43931
2019 | Niagara Peninsula Energy Inc. | Niagara Peninsula Energy Inc. | 56067
2019 | Niagara-on-the-Lake Hydro Inc. | Niagara-on-the-Lake Hydro Inc. | 9558
2019 | North Bay Hydro Distribution Limited | North Bay Hydro Distribution Limited | 24199
2019 | Northern Ontario Wires Inc. | Northern Ontario Wires Inc. | 5977
2019 | Oakville Hydro Electricity Distribution Inc. | Oakville Hydro Electricity Distribution Inc. | 73134
2019 | Orangeville Hydro Limited | Orangeville Hydro Limited | 12652
2019 | Hydro One Networks Inc. | Orillia Power Distribution Corporation | 14366
2019 | Oshawa PUC Networks Inc. | Oshawa PUC Networks Inc. | 59183
2019 | Ottawa River Power Corporation | Ottawa River Power Corporation | 11320
2019 | Hydro One Networks Inc. | Peterborough Distribution Incorporated | 37250
2019 | PUC Distribution Inc. | PUC Distribution Inc. | 33647
2019 | Renfrew Hydro Inc. | Renfrew Hydro Inc. | 4325
2019 | Rideau St. Lawrence Distribution Inc. | Rideau St. Lawrence Distribution Inc. | 5910
2019 | Sioux Lookout Hydro Inc. | Sioux Lookout Hydro Inc. | 2848
2019 | Synergy North Corporation | Synergy North Corporation | 56700
2019 | Tillsonburg Hydro Inc. | Tillsonburg Hydro Inc. | 7129
2019 | Toronto Hydro-Electric System Limited | Toronto Hydro-Electric System Limited | 777904
2019 | Elexicon Energy Inc. | Elexicon Energy Inc. | 167653
2019 | Wasaga Distribution Inc. | Wasaga Distribution Inc. | 14003
2019 | Enova Power Corp. | Waterloo North Hydro Inc. | 57856
2019 | Welland Hydro-Electric System Corp. | Welland Hydro-Electric System Corp. | 23664
2019 | Wellington North Power Inc. | Wellington North Power Inc. | 3830
2019 | Westario Power Inc. | Westario Power Inc. | 23774
2020 | Alectra Utilities Corporation | Alectra Utilities Corporation | 1062041
2020 | Algoma Power Inc. | Algoma Power Inc. | 12124
2020 | Atikokan Hydro Inc. | Atikokan Hydro Inc. | 1627
2020 | Bluewater Power Distribution Corporation | Bluewater Power Distribution Corporation | 36916
2020 | GrandBridge Energy Inc. | Brantford Power Inc. | 40663
2020 | Burlington Hydro Inc. | Burlington Hydro Inc. | 68568
2020 | Canadian Niagara Power Inc. | Canadian Niagara Power Inc. | 29719
2020 | Centre Wellington Hydro Ltd. | Centre Wellington Hydro Ltd. | 7283
2020 | Hydro One Networks Inc. | Chapleau Public Utilities Corporation | 1223
2020 | EPCOR Electricity Distribution Ontario Inc. | EPCOR Electricity Distribution Ontario Inc. | 18203
2020 | Cooperative Hydro Embrun Inc. | Cooperative Hydro Embrun Inc. | 2409
2020 | E.L.K. Energy Inc. | E.L.K. Energy Inc. | 12612
2020 | GrandBridge Energy Inc. | Energy+ Inc. | 67311
2020 | Entegrus Powerlines Inc. | Entegrus Powerlines Inc. | 60588
2020 | EnWin Utilities Ltd. | EnWin Utilities Ltd. | 90104
2020 | ERTH Power Corporation | ERTH Power Corporation | 23551
2020 | North Bay Hydro Distribution Limited | Espanola Regional Hydro Distribution Corporation | 3328
2020 | Essex Powerlines Corporation | Essex Powerlines Corporation | 30665
2020 | Festival Hydro Inc. | Festival Hydro Inc. | 21654
2020 | Fort Frances Power Corporation | Fort Frances Power Corporation | 3761
2020 | Greater Sudbury Hydro Inc. | Greater Sudbury Hydro Inc. | 47865
2020 | Grimsby Power Incorporated | Grimsby Power Incorporated | 11685
2020 | Halton Hills Hydro Inc. | Halton Hills Hydro Inc. | 22564
2020 | Hearst Power Distribution Company Limited | Hearst Power Distribution Company Limited | 2659
2020 | Hydro 2000 Inc. | Hydro 2000 Inc. | 1273
2020 | Hydro Hawkesbury Inc. | Hydro Hawkesbury Inc. | 5474
2020 | Hydro One Networks Inc. | Hydro One Networks Inc. | 1361461
2020 | Hydro Ottawa Limited | Hydro Ottawa Limited | 346347
2020 | Innpower Corporation | Innpower Corporation | 19281
2020 | Kingston Hydro Corporation | Kingston Hydro Corporation | 27718
2020 | Enova Power Corp. | Kitchener-Wilmot Hydro Inc. | 99027
2020 | Lakefront Utilities Inc. | Lakefront Utilities Inc. | 10639
2020 | Lakeland Power Distribution Ltd. | Lakeland Power Distribution Ltd. | 13936
2020 | London Hydro Inc. | London Hydro Inc. | 162140
2020 | Milton Hydro Distribution Inc. | Milton Hydro Distribution Inc. | 41221
2020 | Newmarket-Tay Power Distribution Ltd. | Newmarket-Tay Power Distribution Ltd. | 44187
2020 | Niagara Peninsula Energy Inc. | Niagara Peninsula Energy Inc. | 56973
2020 | Niagara-on-the-Lake Hydro Inc. | Niagara-on-the-Lake Hydro Inc. | 9632
2020 | North Bay Hydro Distribution Limited | North Bay Hydro Distribution Limited | 24290
2020 | Northern Ontario Wires Inc. | Northern Ontario Wires Inc. | 5929
2020 | Oakville Hydro Electricity Distribution Inc. | Oakville Hydro Electricity Distribution Inc. | 74002
2020 | Orangeville Hydro Limited | Orangeville Hydro Limited | 12697
2020 | Hydro One Networks Inc. | Orillia Power Distribution Corporation | 14552
2020 | Oshawa PUC Networks Inc. | Oshawa PUC Networks Inc. | 59486
2020 | Ottawa River Power Corporation | Ottawa River Power Corporation | 11442
2020 | Hydro One Networks Inc. | Peterborough Distribution Incorporated | 37467
2020 | PUC Distribution Inc. | PUC Distribution Inc. | 33751
2020 | Renfrew Hydro Inc. | Renfrew Hydro Inc. | 4345
2020 | Rideau St. Lawrence Distribution Inc. | Rideau St. Lawrence Distribution Inc. | 5899
2020 | Sioux Lookout Hydro Inc. | Sioux Lookout Hydro Inc. | 2841
2020 | Synergy North Corporation | Synergy North Corporation | 56887
2020 | Tillsonburg Hydro Inc. | Tillsonburg Hydro Inc. | 7719
2020 | Toronto Hydro-Electric System Limited | Toronto Hydro-Electric System Limited | 779176
2020 | Elexicon Energy Inc. | Elexicon Energy Inc. | 169489
2020 | Wasaga Distribution Inc. | Wasaga Distribution Inc. | 14238
2020 | Enova Power Corp. | Waterloo North Hydro Inc. | 58439
2020 | Welland Hydro-Electric System Corp. | Welland Hydro-Electric System Corp. | 24054
2020 | Wellington North Power Inc. | Wellington North Power Inc. | 3859
2020 | Westario Power Inc. | Westario Power Inc. | 23953
2021 | Alectra Utilities Corporation | Alectra Utilities Corporation | 1069684
2021 | Algoma Power Inc. | Algoma Power Inc. | 12227
2021 | Atikokan Hydro Inc. | Atikokan Hydro Inc. | 1619
2021 | Bluewater Power Distribution Corporation | Bluewater Power Distribution Corporation | 37016
2021 | GrandBridge Energy Inc. | Brantford Power Inc. | 41066
2021 | Burlington Hydro Inc. | Burlington Hydro Inc. | 68742
2021 | Canadian Niagara Power Inc. | Canadian Niagara Power Inc. | 30042
2021 | Centre Wellington Hydro Ltd. | Centre Wellington Hydro Ltd. | 7385
2021 | Hydro One Networks Inc. | Chapleau Public Utilities Corporation | 1224
2021 | EPCOR Electricity Distribution Ontario Inc. | Name change from Collus Powerstream | 18485
2021 | Cooperative Hydro Embrun Inc. | Cooperative Hydro Embrun Inc. | 2445
2021 | E.L.K. Energy Inc. | E.L.K. Energy Inc. | 12225
2021 | GrandBridge Energy Inc. | Energy+ Inc. | 68201
2021 | Entegrus Powerlines Inc. | Entegrus Powerlines Inc. | 61508
2021 | EnWin Utilities Ltd. | EnWin Utilities Ltd. | 90556
2021 | ERTH Power Corporation | ERTH Power Corporation | 23980
2021 | North Bay Hydro Distribution Limited | Espanola Regional Hydro Distribution Corporation | 3348
2021 | Essex Powerlines Corporation | Essex Powerlines Corporation | 30908
2021 | Festival Hydro Inc. | Festival Hydro Inc. | 21908
2021 | Fort Frances Power Corporation | Fort Frances Power Corporation | 3739
2021 | Greater Sudbury Hydro Inc. | Greater Sudbury Hydro Inc. | 47865
2021 | Grimsby Power Incorporated | Grimsby Power Incorporated | 11870
2021 | Halton Hills Hydro Inc. | Halton Hills Hydro Inc. | 22738
2021 | Hearst Power Distribution Company Limited | Hearst Power Distribution Company Limited | 2715
2021 | Hydro 2000 Inc. | Hydro 2000 Inc. | 1263
2021 | Hydro Hawkesbury Inc. | Hydro Hawkesbury Inc. | 5576
2021 | Hydro One Networks Inc. | Hydro One Networks Inc. | 1440315
2021 | Hydro Ottawa Limited | Hydro Ottawa Limited | 353315
2021 | Innpower Corporation | Innisfil Hydro Distribution Systems Limited | 19703
2021 | Kingston Hydro Corporation | Kingston Hydro Corporation | 27994
2021 | Enova Power Corp. | Kitchener-Wilmot Hydro Inc. | 100054
2021 | Lakefront Utilities Inc. | Lakefront Utilities Inc. | 10756
2021 | Lakeland Power Distribution Ltd. | Lakeland Power Distribution Ltd. | 14180
2021 | London Hydro Inc. | London Hydro Inc. | 164138
2021 | Milton Hydro Distribution Inc. | Milton Hydro Distribution Inc. | 42082
2021 | Newmarket-Tay Power Distribution Ltd. | Newmarket-Tay Power Distribution Ltd. | 44519
2021 | Niagara Peninsula Energy Inc. | Niagara Peninsula Energy Inc. | 57769
2021 | Niagara-on-the-Lake Hydro Inc. | Niagara-on-the-Lake Hydro Inc. | 9731
2021 | North Bay Hydro Distribution Limited | North Bay Hydro Distribution Limited | 24280
2021 | Northern Ontario Wires Inc. | Northern Ontario Wires Inc. | 5934
2021 | Oakville Hydro Electricity Distribution Inc. | Oakville Hydro Electricity Distribution Inc. | 75110
2021 | Orangeville Hydro Limited | Orangeville Hydro Limited | 12775
2021 | Oshawa PUC Networks Inc. | Oshawa PUC Networks Inc. | 60031
2021 | Ottawa River Power Corporation | Ottawa River Power Corporation | 11549
2021 | PUC Distribution Inc. | PUC Distribution Inc. | 33865
2021 | Renfrew Hydro Inc. | Renfrew Hydro Inc. | 4364
2021 | Rideau St. Lawrence Distribution Inc. | Rideau St. Lawrence Distribution Inc. | 5954
2021 | Sioux Lookout Hydro Inc. | Sioux Lookout Hydro Inc. | 2904
2021 | Synergy North Corporation | Synergy North Corporation | 56945
2021 | Tillsonburg Hydro Inc. | Tillsonburg Hydro Inc. | 7934
2021 | Toronto Hydro-Electric System Limited | Toronto Hydro-Electric System Limited | 785667
2021 | Elexicon Energy Inc. | Elexicon Energy Inc. | 171564
2021 | Wasaga Distribution Inc. | Wasaga Distribution Inc. | 14488
2021 | Enova Power Corp. | Waterloo North Hydro Inc. | 58747
2021 | Welland Hydro-Electric System Corp. | Welland Hydro-Electric System Corp. | 24627
2021 | Wellington North Power Inc. | Wellington North Power Inc. | 3942
2021 | Westario Power Inc. | Westario Power Inc. | 24201