## Process
Weather Normalization and Peak Methodology
1. Objective
The purpose of this workbook is to develop a weather-normalized hourly load profile for the most recent complete year and to calculate coincident and non-coincident peak metrics based on normalized conditions.
Weather normalization removes the impact of unusually hot or cold weather so that load shapes and peak measures reflect typical weather conditions rather than anomalies in the study year.
2. Data Inputs
The analysis uses the following hourly data:
• Actual hourly load for the study year
• Hourly Heating Degree Days (HDD) for the study year
• Hourly Cooling Degree Days (CDD) for the study year
• 10-year average hourly HDD and CDD (normal weather)
• Calendar indicators:
• Weekend flag (1 for Saturday/Sunday, 0 otherwise)
• Hour-of-day indicator variables (H0 through H23)
The same weather station, base temperature, and HDD/CDD calculation method are used for both study-year and normal weather data.
3. Regression Model
Hourly load is modeled using a linear regression estimated on study-year data:
Load_t = Intercept
β_HDD × HDD_t
β_CDD × CDD_t
β_Weekend × Weekend_t
Hour-of-Day Effects (H0–H23)
Where:
• HDD_t and CDD_t measure hourly weather intensity
• Weekend_t captures weekend usage differences
• Hour-of-day indicators capture the typical daily load shape
• Coefficients are estimated once using actual study-year weather
The regression isolates the incremental effect of weather while controlling for recurring calendar patterns.
4. Weather Normalization
Weather-normalized hourly load is calculated by:
• Holding all estimated coefficients constant
• Replacing study-year HDD and CDD with 10-year average hourly HDD and CDD
• Keeping the same calendar structure (hour and weekend indicators)
Normalized Load_t = Intercept
β_HDD × HDD_t
β_CDD × CDD_t
β_Weekend × Weekend_t
Hour-of-Day Effects (H0–H23)
This produces an hourly series representing expected load under normal weather conditions while preserving actual operating patterns.
The regression is not re-estimated using normal weather. Only the weather inputs are replaced.
5. Peak Calculations
All peak metrics are calculated using the weather-normalized hourly load series.
Non-Coincident Peak (NCP)
NCP measures the class' own peak demand, regardless of when the system peaks.
• NCP1: Highest single hourly load in the normalized year
• NCP4: Fourth highest hourly load in the normalized year
• NCP12: Sum of the twelve highest hourly loads in the normalized year
Monthly NCP values are determined by selecting the maximum hourly load within each calendar month.
Coincident Peak (CP)
Coincident peak measures customer load during defined system peak hour(s).
Customer coincident demand is calculated by selecting the weather-normalized load in the identified system peak hour(s), consistent with the applicable cost allocation or rate framework.
6. Validation (Sanity Check)
As a quality check, the difference between study-year predicted load and normalized predicted load equals the weather adjustment implied by the HDD and CDD sensitivities.
This confirms that only weather effects are removed and that structural load characteristics remain unchanged.
7. Output
The resulting weather-normalized hourly load series forms the basis for the Cost Allocation Demand Data

## INPUT_10Yr_Weather
Date | Temp | HDD | CDD | Date | Temp | HDD | CDD | Date | Temp | HDD | CDD | Date | Temp | HDD | CDD | Date | Temp | HDD | CDD | Date | Temp | HDD | CDD | Date | Temp | HDD | CDD | Date | Temp | HDD | CDD | Date | Temp | HDD | CDD | Date | Temp | HDD | CDD | HDD 10 Yr Avg | CDD 10 Yr Avg | Field | Value
2025-01-01 | 1.6 | 16.4 | 0 | 2024-01-01 | -1.5 | 19.5 | 0 | 2023-01-01 | 3.3 | 14.7 | 0 | 2022-01-01 | 3.9 | 14.1 | 0 | 2021-01-01 | -2.4 | 20.4 | 0 | 2020-01-01 | -1 | 19 | 0 | 2019-01-01 | 4.5 | 13.5 | 0 | 2018-01-01 | -19.5 | 37.5 | 0 | 2017-01-01 | 0.5 | 17.5 | 0 | 2016-01-01 | -0.3 | 18.3 | 0 | 19.09 | 0
2025-01-01 | 1.6 | 16.4 | 0 | 2024-01-01 | -1.6 | 19.6 | 0 | 2023-01-01 | 3.1 | 14.9 | 0 | 2022-01-01 | 4.2 | 13.8 | 0 | 2021-01-01 | -1.9 | 19.9 | 0 | 2020-01-01 | -1.1 | 19.1 | 0 | 2019-01-01 | 4.4 | 13.6 | 0 | 2018-01-01 | -21.7 | 39.7 | 0 | 2017-01-01 | 0.3 | 17.7 | 0 | 2016-01-01 | -0.3 | 18.3 | 0 | 19.3 | 0 | Station Name | TORONTO INTL A
2025-01-01 | 1.4 | 16.6 | 0 | 2024-01-01 | -1.9 | 19.9 | 0 | 2023-01-01 | 3.4 | 14.6 | 0 | 2022-01-01 | 4.2 | 13.8 | 0 | 2021-01-01 | -2.3 | 20.3 | 0 | 2020-01-01 | -1.3 | 19.3 | 0 | 2019-01-01 | 2.4 | 15.6 | 0 | 2018-01-01 | -19.3 | 37.3 | 0 | 2017-01-01 | 0 | 18 | 0 | 2016-01-01 | -0.4 | 18.4 | 0 | 19.38 | 0 | Province | Ontario
2025-01-01 | 0.8 | 17.2 | 0 | 2024-01-01 | -2.1 | 20.1 | 0 | 2023-01-01 | 3.7 | 14.3 | 0 | 2022-01-01 | 4.1 | 13.9 | 0 | 2021-01-01 | -3.5 | 21.5 | 0 | 2020-01-01 | -1.4 | 19.4 | 0 | 2019-01-01 | 2.2 | 15.8 | 0 | 2018-01-01 | -20.3 | 38.3 | 0 | 2017-01-01 | -0.1 | 18.1 | 0 | 2016-01-01 | -0.4 | 18.4 | 0 | 19.7 | 0 | Latitude | 43.68
2025-01-01 | 1.4 | 16.6 | 0 | 2024-01-01 | -2.1 | 20.1 | 0 | 2023-01-01 | 3.4 | 14.6 | 0 | 2022-01-01 | 4.5 | 13.5 | 0 | 2021-01-01 | -3.2 | 21.2 | 0 | 2020-01-01 | -1.5 | 19.5 | 0 | 2019-01-01 | 1.9 | 16.1 | 0 | 2018-01-01 | -19.9 | 37.9 | 0 | 2017-01-01 | -0.1 | 18.1 | 0 | 2016-01-01 | -0.4 | 18.4 | 0 | 19.6 | 0 | Longitude | -79.63
2025-01-01 | 1 | 17 | 0 | 2024-01-01 | -2.7 | 20.7 | 0 | 2023-01-01 | 3.1 | 14.9 | 0 | 2022-01-01 | 4.3 | 13.7 | 0 | 2021-01-01 | -2.5 | 20.5 | 0 | 2020-01-01 | -1.9 | 19.9 | 0 | 2019-01-01 | 2.6 | 15.4 | 0 | 2018-01-01 | -18.7 | 36.7 | 0 | 2017-01-01 | -0.1 | 18.1 | 0 | 2016-01-01 | -0.8 | 18.8 | 0 | 19.57 | 0 | Elevation (m)
2025-01-01 | 1.5 | 16.5 | 0 | 2024-01-01 | -3.5 | 21.5 | 0 | 2023-01-01 | 3.5 | 14.5 | 0 | 2022-01-01 | 4.3 | 13.7 | 0 | 2021-01-01 | -2.5 | 20.5 | 0 | 2020-01-01 | -1.6 | 19.6 | 0 | 2019-01-01 | 1.6 | 16.4 | 0 | 2018-01-01 | -17.5 | 35.5 | 0 | 2017-01-01 | -0.4 | 18.4 | 0 | 2016-01-01 | -0.9 | 18.9 | 0 | 19.55 | 0 | Climate ID | 6158731
2025-01-01 | 1.9 | 16.1 | 0 | 2024-01-01 | -3.7 | 21.7 | 0 | 2023-01-01 | 3.2 | 14.8 | 0 | 2022-01-01 | 3.3 | 14.7 | 0 | 2021-01-01 | -2.2 | 20.2 | 0 | 2020-01-01 | -1.6 | 19.6 | 0 | 2019-01-01 | 1.3 | 16.7 | 0 | 2018-01-01 | -17.4 | 35.4 | 0 | 2017-01-01 | -1.6 | 19.6 | 0 | 2016-01-01 | -1.1 | 19.1 | 0 | 19.79 | 0 | WMO ID
2025-01-01 | 2 | 16 | 0 | 2024-01-01 | -3.6 | 21.6 | 0 | 2023-01-01 | 2.9 | 15.1 | 0 | 2022-01-01 | 2.7 | 15.3 | 0 | 2021-01-01 | -1.7 | 19.7 | 0 | 2020-01-01 | -1.6 | 19.6 | 0 | 2019-01-01 | 1.1 | 16.9 | 0 | 2018-01-01 | -18.5 | 36.5 | 0 | 2017-01-01 | -1.9 | 19.9 | 0 | 2016-01-01 | -1.3 | 19.3 | 0 | 19.99 | 0 | TC ID
2025-01-01 | 2.2 | 15.8 | 0 | 2024-01-01 | -3.5 | 21.5 | 0 | 2023-01-01 | 3 | 15 | 0 | 2022-01-01 | 2.9 | 15.1 | 0 | 2021-01-01 | -0.3 | 18.3 | 0 | 2020-01-01 | -1.4 | 19.4 | 0 | 2019-01-01 | 0.5 | 17.5 | 0 | 2018-01-01 | -14.9 | 32.9 | 0 | 2017-01-01 | -1.8 | 19.8 | 0 | 2016-01-01 | -2.6 | 20.6 | 0 | 19.59 | 0
2025-01-01 | 2.7 | 15.3 | 0 | 2024-01-01 | -3.3 | 21.3 | 0 | 2023-01-01 | 3.2 | 14.8 | 0 | 2022-01-01 | 3.2 | 14.8 | 0 | 2021-01-01 | 0.4 | 17.6 | 0 | 2020-01-01 | -0.9 | 18.9 | 0 | 2019-01-01 | 0 | 18 | 0 | 2018-01-01 | -12.8 | 30.8 | 0 | 2017-01-01 | -1.1 | 19.1 | 0 | 2016-01-01 | -2 | 20 | 0 | 19.06 | 0
2025-01-01 | 2.5 | 15.5 | 0 | 2024-01-01 | -3 | 21 | 0 | 2023-01-01 | 2.9 | 15.1 | 0 | 2022-01-01 | 3.1 | 14.9 | 0 | 2021-01-01 | 0.8 | 17.2 | 0 | 2020-01-01 | -0.7 | 18.7 | 0 | 2019-01-01 | -1 | 19 | 0 | 2018-01-01 | -11.4 | 29.4 | 0 | 2017-01-01 | 0.1 | 17.9 | 0 | 2016-01-01 | -1.6 | 19.6 | 0 | 18.83 | 0
2025-01-01 | 2.6 | 15.4 | 0 | 2024-01-01 | -2.7 | 20.7 | 0 | 2023-01-01 | 2.7 | 15.3 | 0 | 2022-01-01 | 2.7 | 15.3 | 0 | 2021-01-01 | 1.2 | 16.8 | 0 | 2020-01-01 | -0.5 | 18.5 | 0 | 2019-01-01 | -1.6 | 19.6 | 0 | 2018-01-01 | -10 | 28 | 0 | 2017-01-01 | 0.8 | 17.2 | 0 | 2016-01-01 | -2.1 | 20.1 | 0 | 18.69 | 0
2025-01-01 | 2.2 | 15.8 | 0 | 2024-01-01 | -2.2 | 20.2 | 0 | 2023-01-01 | 2.9 | 15.1 | 0 | 2022-01-01 | 2.7 | 15.3 | 0 | 2021-01-01 | 1.4 | 16.6 | 0 | 2020-01-01 | -0.8 | 18.8 | 0 | 2019-01-01 | -0.7 | 18.7 | 0 | 2018-01-01 | -9.7 | 27.7 | 0 | 2017-01-01 | 1.2 | 16.8 | 0 | 2016-01-01 | -2.4 | 20.4 | 0 | 18.54 | 0
2025-01-01 | 2.4 | 15.6 | 0 | 2024-01-01 | -2 | 20 | 0 | 2023-01-01 | 3.1 | 14.9 | 0 | 2022-01-01 | 2.5 | 15.5 | 0 | 2021-01-01 | 1.4 | 16.6 | 0 | 2020-01-01 | -0.8 | 18.8 | 0 | 2019-01-01 | -0.7 | 18.7 | 0 | 2018-01-01 | -8.7 | 26.7 | 0 | 2017-01-01 | 1.2 | 16.8 | 0 | 2016-01-01 | -2.4 | 20.4 | 0 | 18.4 | 0
2025-01-01 | 2.5 | 15.5 | 0 | 2024-01-01 | -1.8 | 19.8 | 0 | 2023-01-01 | 3.2 | 14.8 | 0 | 2022-01-01 | 1.9 | 16.1 | 0 | 2021-01-01 | 1.5 | 16.5 | 0 | 2020-01-01 | -1.3 | 19.3 | 0 | 2019-01-01 | -1.7 | 19.7 | 0 | 2018-01-01 | -10.3 | 28.3 | 0 | 2017-01-01 | 1.7 | 16.3 | 0 | 2016-01-01 | -2.2 | 20.2 | 0 | 18.65 | 0
2025-01-01 | 2.7 | 15.3 | 0 | 2024-01-01 | -1.5 | 19.5 | 0 | 2023-01-01 | 3.4 | 14.6 | 0 | 2022-01-01 | 1.6 | 16.4 | 0 | 2021-01-01 | 1.5 | 16.5 | 0 | 2020-01-01 | -1 | 19 | 0 | 2019-01-01 | -3 | 21 | 0 | 2018-01-01 | -10.6 | 28.6 | 0 | 2017-01-01 | 1.2 | 16.8 | 0 | 2016-01-01 | -2.3 | 20.3 | 0 | 18.8 | 0
2025-01-01 | 2.1 | 15.9 | 0 | 2024-01-01 | -2.1 | 20.1 | 0 | 2023-01-01 | 3.4 | 14.6 | 0 | 2022-01-01 | 1.1 | 16.9 | 0 | 2021-01-01 | 1.5 | 16.5 | 0 | 2020-01-01 | -2 | 20 | 0 | 2019-01-01 | -3.9 | 21.9 | 0 | 2018-01-01 | -11.4 | 29.4 | 0 | 2017-01-01 | 0.6 | 17.4 | 0 | 2016-01-01 | -3.1 | 21.1 | 0 | 19.38 | 0
2025-01-01 | 1.2 | 16.8 | 0 | 2024-01-01 | -2.2 | 20.2 | 0 | 2023-01-01 | 3.1 | 14.9 | 0 | 2022-01-01 | 0.9 | 17.1 | 0 | 2021-01-01 | -0.1 | 18.1 | 0 | 2020-01-01 | -3 | 21 | 0 | 2019-01-01 | -5.5 | 23.5 | 0 | 2018-01-01 | -12.3 | 30.3 | 0 | 2017-01-01 | 0.7 | 17.3 | 0 | 2016-01-01 | -2.9 | 20.9 | 0 | 20.01 | 0
2025-01-01 | 1.2 | 16.8 | 0 | 2024-01-01 | -2.6 | 20.6 | 0 | 2023-01-01 | 3.4 | 14.6 | 0 | 2022-01-01 | 0.4 | 17.6 | 0 | 2021-01-01 | -0.1 | 18.1 | 0 | 2020-01-01 | -2.4 | 20.4 | 0 | 2019-01-01 | -6.5 | 24.5 | 0 | 2018-01-01 | -13.2 | 31.2 | 0 | 2017-01-01 | 0.1 | 17.9 | 0 | 2016-01-01 | -2.8 | 20.8 | 0 | 20.25 | 0
2025-01-01 | 1.3 | 16.7 | 0 | 2024-01-01 | -2.8 | 20.8 | 0 | 2023-01-01 | 2.9 | 15.1 | 0 | 2022-01-01 | -0.6 | 18.6 | 0 | 2021-01-01 | 0 | 18 | 0 | 2020-01-01 | -2.2 | 20.2 | 0 | 2019-01-01 | -7 | 25 | 0 | 2018-01-01 | -13.9 | 31.9 | 0 | 2017-01-01 | -0.2 | 18.2 | 0 | 2016-01-01 | -3.1 | 21.1 | 0 | 20.56 | 0
2025-01-01 | 1 | 17 | 0 | 2024-01-01 | -2.6 | 20.6 | 0 | 2023-01-01 | 3.2 | 14.8 | 0 | 2022-01-01 | -1.1 | 19.1 | 0 | 2021-01-01 | 0.3 | 17.7 | 0 | 2020-01-01 | -2.1 | 20.1 | 0 | 2019-01-01 | -7.2 | 25.2 | 0 | 2018-01-01 | -14.4 | 32.4 | 0 | 2017-01-01 | -1 | 19 | 0 | 2016-01-01 | -3.4 | 21.4 | 0 | 20.73 | 0
2025-01-01 | 0.4 | 17.6 | 0 | 2024-01-01 | -2.5 | 20.5 | 0 | 2023-01-01 | 3.6 | 14.4 | 0 | 2022-01-01 | -1.5 | 19.5 | 0 | 2021-01-01 | 0.6 | 17.4 | 0 | 2020-01-01 | -2 | 20 | 0 | 2019-01-01 | -7.8 | 25.8 | 0 | 2018-01-01 | -13.9 | 31.9 | 0 | 2017-01-01 | -0.6 | 18.6 | 0 | 2016-01-01 | -3 | 21 | 0 | 20.67 | 0
2025-01-01 | 0 | 18 | 0 | 2024-01-01 | -2 | 20 | 0 | 2023-01-01 | 3.9 | 14.1 | 0 | 2022-01-01 | -2.5 | 20.5 | 0 | 2021-01-01 | 0.8 | 17.2 | 0 | 2020-01-01 | -2.1 | 20.1 | 0 | 2019-01-01 | -8 | 26 | 0 | 2018-01-01 | -12.3 | 30.3 | 0 | 2017-01-01 | -0.7 | 18.7 | 0 | 2016-01-01 | -3.1 | 21.1 | 0 | 20.6 | 0
2025-01-02 | 0.2 | 17.8 | 0 | 2024-01-02 | -2.1 | 20.1 | 0 | 2023-01-02 | 4.1 | 13.9 | 0 | 2022-01-02 | -2.8 | 20.8 | 0 | 2021-01-02 | 1.1 | 16.9 | 0 | 2020-01-02 | -1.2 | 19.2 | 0 | 2019-01-02 | -7.8 | 25.8 | 0 | 2018-01-02 | -11.7 | 29.7 | 0 | 2017-01-02 | -1.2 | 19.2 | 0 | 2016-01-02 | -3.6 | 21.6 | 0 | 20.5 | 0
2025-01-02 | -0.1 | 18.1 | 0 | 2024-01-02 | -2.2 | 20.2 | 0 | 2023-01-02 | 4.1 | 13.9 | 0 | 2022-01-02 | -3.1 | 21.1 | 0 | 2021-01-02 | 1 | 17 | 0 | 2020-01-02 | -0.3 | 18.3 | 0 | 2019-01-02 | -7.8 | 25.8 | 0 | 2018-01-02 | -11.3 | 29.3 | 0 | 2017-01-02 | -2.4 | 20.4 | 0 | 2016-01-02 | -4 | 22 | 0 | 20.61 | 0
2025-01-02 | -0.2 | 18.2 | 0 | 2024-01-02 | -2.3 | 20.3 | 0 | 2023-01-02 | 4.4 | 13.6 | 0 | 2022-01-02 | -3.1 | 21.1 | 0 | 2021-01-02 | 0.7 | 17.3 | 0 | 2020-01-02 | -0.1 | 18.1 | 0 | 2019-01-02 | -7.8 | 25.8 | 0 | 2018-01-02 | -11.6 | 29.6 | 0 | 2017-01-02 | -2.3 | 20.3 | 0 | 2016-01-02 | -3.2 | 21.2 | 0 | 20.55 | 0
2025-01-02 | -0.2 | 18.2 | 0 | 2024-01-02 | -1.9 | 19.9 | 0 | 2023-01-02 | 4.5 | 13.5 | 0 | 2022-01-02 | -3.3 | 21.3 | 0 | 2021-01-02 | 0.5 | 17.5 | 0 | 2020-01-02 | 0.6 | 17.4 | 0 | 2019-01-02 | -8.1 | 26.1 | 0 | 2018-01-02 | -11.2 | 29.2 | 0 | 2017-01-02 | -1.9 | 19.9 | 0 | 2016-01-02 | -3.2 | 21.2 | 0 | 20.42 | 0
2025-01-02 | 0.3 | 17.7 | 0 | 2024-01-02 | -1.8 | 19.8 | 0 | 2023-01-02 | 4.3 | 13.7 | 0 | 2022-01-02 | -4.1 | 22.1 | 0 | 2021-01-02 | -0.4 | 18.4 | 0 | 2020-01-02 | 1.4 | 16.6 | 0 | 2019-01-02 | -8.2 | 26.2 | 0 | 2018-01-02 | -11.3 | 29.3 | 0 | 2017-01-02 | -2.1 | 20.1 | 0 | 2016-01-02 | -3.1 | 21.1 | 0 | 20.5 | 0
2025-01-02 | 0.1 | 17.9 | 0 | 2024-01-02 | -1.8 | 19.8 | 0 | 2023-01-02 | 4 | 14 | 0 | 2022-01-02 | -4.7 | 22.7 | 0 | 2021-01-02 | -1 | 19 | 0 | 2020-01-02 | 2.1 | 15.9 | 0 | 2019-01-02 | -8.7 | 26.7 | 0 | 2018-01-02 | -10.1 | 28.1 | 0 | 2017-01-02 | -3 | 21 | 0 | 2016-01-02 | -2.8 | 20.8 | 0 | 20.59 | 0
2025-01-02 | -0.8 | 18.8 | 0 | 2024-01-02 | -1.8 | 19.8 | 0 | 2023-01-02 | 3.6 | 14.4 | 0 | 2022-01-02 | -5.7 | 23.7 | 0 | 2021-01-02 | -1.1 | 19.1 | 0 | 2020-01-02 | 2.8 | 15.2 | 0 | 2019-01-02 | -8.6 | 26.6 | 0 | 2018-01-02 | -9.7 | 27.7 | 0 | 2017-01-02 | -2.7 | 20.7 | 0 | 2016-01-02 | -2.4 | 20.4 | 0 | 20.64 | 0
2025-01-02 | -0.9 | 18.9 | 0 | 2024-01-02 | -1.7 | 19.7 | 0 | 2023-01-02 | 3.5 | 14.5 | 0 | 2022-01-02 | -6.6 | 24.6 | 0 | 2021-01-02 | -1.6 | 19.6 | 0 | 2020-01-02 | 3.1 | 14.9 | 0 | 2019-01-02 | -9 | 27 | 0 | 2018-01-02 | -10.5 | 28.5 | 0 | 2017-01-02 | -2.6 | 20.6 | 0 | 2016-01-02 | -2.3 | 20.3 | 0 | 20.86 | 0
2025-01-02 | -0.8 | 18.8 | 0 | 2024-01-02 | -1.8 | 19.8 | 0 | 2023-01-02 | 3.4 | 14.6 | 0 | 2022-01-02 | -7 | 25 | 0 | 2021-01-02 | -2.1 | 20.1 | 0 | 2020-01-02 | 3.4 | 14.6 | 0 | 2019-01-02 | -8.6 | 26.6 | 0 | 2018-01-02 | -10.9 | 28.9 | 0 | 2017-01-02 | -3.7 | 21.7 | 0 | 2016-01-02 | -2.4 | 20.4 | 0 | 21.05 | 0
2025-01-02 | -0.6 | 18.6 | 0 | 2024-01-02 | -1.4 | 19.4 | 0 | 2023-01-02 | 3.4 | 14.6 | 0 | 2022-01-02 | -7.6 | 25.6 | 0 | 2021-01-02 | -1 | 19 | 0 | 2020-01-02 | 3.8 | 14.2 | 0 | 2019-01-02 | -8.5 | 26.5 | 0 | 2018-01-02 | -11.8 | 29.8 | 0 | 2017-01-02 | -2 | 20 | 0 | 2016-01-02 | -2.1 | 20.1 | 0 | 20.78 | 0
2025-01-02 | -0.9 | 18.9 | 0 | 2024-01-02 | -1.2 | 19.2 | 0 | 2023-01-02 | 4 | 14 | 0 | 2022-01-02 | -8 | 26 | 0 | 2021-01-02 | -0.3 | 18.3 | 0 | 2020-01-02 | 4.8 | 13.2 | 0 | 2019-01-02 | -7.7 | 25.7 | 0 | 2018-01-02 | -11.3 | 29.3 | 0 | 2017-01-02 | 1.3 | 16.7 | 0 | 2016-01-02 | -1.7 | 19.7 | 0 | 20.1 | 0
2025-01-02 | -1.7 | 19.7 | 0 | 2024-01-02 | -1 | 19 | 0 | 2023-01-02 | 4.2 | 13.8 | 0 | 2022-01-02 | -7.8 | 25.8 | 0 | 2021-01-02 | 0.6 | 17.4 | 0 | 2020-01-02 | 4.5 | 13.5 | 0 | 2019-01-02 | -6.8 | 24.8 | 0 | 2018-01-02 | -10.4 | 28.4 | 0 | 2017-01-02 | 3 | 15 | 0 | 2016-01-02 | -1.5 | 19.5 | 0 | 19.69 | 0
2025-01-02 | -1.4 | 19.4 | 0 | 2024-01-02 | -0.7 | 18.7 | 0 | 2023-01-02 | 4.3 | 13.7 | 0 | 2022-01-02 | -7.7 | 25.7 | 0 | 2021-01-02 | 1 | 17 | 0 | 2020-01-02 | 5.6 | 12.4 | 0 | 2019-01-02 | -6.3 | 24.3 | 0 | 2018-01-02 | -9.7 | 27.7 | 0 | 2017-01-02 | 3.9 | 14.1 | 0 | 2016-01-02 | -1.1 | 19.1 | 0 | 19.21 | 0
2025-01-02 | -0.8 | 18.8 | 0 | 2024-01-02 | -0.1 | 18.1 | 0 | 2023-01-02 | 4.7 | 13.3 | 0 | 2022-01-02 | -6.7 | 24.7 | 0 | 2021-01-02 | 1.1 | 16.9 | 0 | 2020-01-02 | 5.9 | 12.1 | 0 | 2019-01-02 | -5.3 | 23.3 | 0 | 2018-01-02 | -8.7 | 26.7 | 0 | 2017-01-02 | 4.7 | 13.3 | 0 | 2016-01-02 | -0.8 | 18.8 | 0 | 18.6 | 0
2025-01-02 | -0.6 | 18.6 | 0 | 2024-01-02 | 0.6 | 17.4 | 0 | 2023-01-02 | 4.7 | 13.3 | 0 | 2022-01-02 | -6.3 | 24.3 | 0 | 2021-01-02 | 0.9 | 17.1 | 0 | 2020-01-02 | 6 | 12 | 0 | 2019-01-02 | -4.5 | 22.5 | 0 | 2018-01-02 | -8.2 | 26.2 | 0 | 2017-01-02 | 4.2 | 13.8 | 0 | 2016-01-02 | -0.5 | 18.5 | 0 | 18.37 | 0
2025-01-02 | -1.3 | 19.3 | 0 | 2024-01-02 | 0.3 | 17.7 | 0 | 2023-01-02 | 4.8 | 13.2 | 0 | 2022-01-02 | -6.4 | 24.4 | 0 | 2021-01-02 | 0.9 | 17.1 | 0 | 2020-01-02 | 6.1 | 11.9 | 0 | 2019-01-02 | -4.4 | 22.4 | 0 | 2018-01-02 | -8.2 | 26.2 | 0 | 2017-01-02 | 4 | 14 | 0 | 2016-01-02 | -0.5 | 18.5 | 0 | 18.47 | 0
2025-01-02 | -2.1 | 20.1 | 0 | 2024-01-02 | 0 | 18 | 0 | 2023-01-02 | 4.7 | 13.3 | 0 | 2022-01-02 | -6.6 | 24.6 | 0 | 2021-01-02 | 1.1 | 16.9 | 0 | 2020-01-02 | 5.8 | 12.2 | 0 | 2019-01-02 | -3.9 | 21.9 | 0 | 2018-01-02 | -8.4 | 26.4 | 0 | 2017-01-02 | 3.3 | 14.7 | 0 | 2016-01-02 | -0.7 | 18.7 | 0 | 18.68 | 0
2025-01-02 | -3 | 21 | 0 | 2024-01-02 | -0.2 | 18.2 | 0 | 2023-01-02 | 4.1 | 13.9 | 0 | 2022-01-02 | -7.1 | 25.1 | 0 | 2021-01-02 | 1 | 17 | 0 | 2020-01-02 | 5.8 | 12.2 | 0 | 2019-01-02 | -3.4 | 21.4 | 0 | 2018-01-02 | -9.1 | 27.1 | 0 | 2017-01-02 | 3.2 | 14.8 | 0 | 2016-01-02 | -0.8 | 18.8 | 0 | 18.95 | 0
2025-01-02 | -3.2 | 21.2 | 0 | 2024-01-02 | -0.5 | 18.5 | 0 | 2023-01-02 | 3.7 | 14.3 | 0 | 2022-01-02 | -7.2 | 25.2 | 0 | 2021-01-02 | 0.6 | 17.4 | 0 | 2020-01-02 | 5.5 | 12.5 | 0 | 2019-01-02 | -2.8 | 20.8 | 0 | 2018-01-02 | -10.7 | 28.7 | 0 | 2017-01-02 | 3.3 | 14.7 | 0 | 2016-01-02 | -0.6 | 18.6 | 0 | 19.19 | 0
2025-01-02 | -3.2 | 21.2 | 0 | 2024-01-02 | -0.5 | 18.5 | 0 | 2023-01-02 | 3.5 | 14.5 | 0 | 2022-01-02 | -8.2 | 26.2 | 0 | 2021-01-02 | 1 | 17 | 0 | 2020-01-02 | 5.6 | 12.4 | 0 | 2019-01-02 | -2.6 | 20.6 | 0 | 2018-01-02 | -10.9 | 28.9 | 0 | 2017-01-02 | 3.3 | 14.7 | 0 | 2016-01-02 | -0.5 | 18.5 | 0 | 19.25 | 0
2025-01-02 | -3.1 | 21.1 | 0 | 2024-01-02 | -0.5 | 18.5 | 0 | 2023-01-02 | 2.8 | 15.2 | 0 | 2022-01-02 | -8.8 | 26.8 | 0 | 2021-01-02 | 0.8 | 17.2 | 0 | 2020-01-02 | 5.7 | 12.3 | 0 | 2019-01-02 | -1.8 | 19.8 | 0 | 2018-01-02 | -11.2 | 29.2 | 0 | 2017-01-02 | 3.5 | 14.5 | 0 | 2016-01-02 | -0.4 | 18.4 | 0 | 19.3 | 0
2025-01-02 | -3.1 | 21.1 | 0 | 2024-01-02 | -0.4 | 18.4 | 0 | 2023-01-02 | 2.3 | 15.7 | 0 | 2022-01-02 | -9.4 | 27.4 | 0 | 2021-01-02 | 0.7 | 17.3 | 0 | 2020-01-02 | 5.6 | 12.4 | 0 | 2019-01-02 | -1.3 | 19.3 | 0 | 2018-01-02 | -12 | 30 | 0 | 2017-01-02 | 3.6 | 14.4 | 0 | 2016-01-02 | -0.1 | 18.1 | 0 | 19.41 | 0
2025-01-02 | -2.9 | 20.9 | 0 | 2024-01-02 | -0.3 | 18.3 | 0 | 2023-01-02 | 2.2 | 15.8 | 0 | 2022-01-02 | -9.5 | 27.5 | 0 | 2021-01-02 | 0.4 | 17.6 | 0 | 2020-01-02 | 5.6 | 12.4 | 0 | 2019-01-02 | -0.9 | 18.9 | 0 | 2018-01-02 | -12.1 | 30.1 | 0 | 2017-01-02 | 3.5 | 14.5 | 0 | 2016-01-02 | 0.3 | 17.7 | 0 | 19.37 | 0
2025-01-02 | -2.7 | 20.7 | 0 | 2024-01-02 | -0.4 | 18.4 | 0 | 2023-01-02 | 2.3 | 15.7 | 0 | 2022-01-02 | -10.7 | 28.7 | 0 | 2021-01-02 | 0.5 | 17.5 | 0 | 2020-01-02 | 5 | 13 | 0 | 2019-01-02 | -0.6 | 18.6 | 0 | 2018-01-02 | -12.3 | 30.3 | 0 | 2017-01-02 | 3.3 | 14.7 | 0 | 2016-01-02 | 0.1 | 17.9 | 0 | 19.55 | 0
2025-01-03 | -3.4 | 21.4 | 0 | 2024-01-03 | -0.3 | 18.3 | 0 | 2023-01-03 | 2.1 | 15.9 | 0 | 2022-01-03 | -11.1 | 29.1 | 0 | 2021-01-03 | 0.4 | 17.6 | 0 | 2020-01-03 | 5 | 13 | 0 | 2019-01-03 | -0.6 | 18.6 | 0 | 2018-01-03 | -12.9 | 30.9 | 0 | 2017-01-03 | 3.3 | 14.7 | 0 | 2016-01-03 | -0.1 | 18.1 | 0 | 19.76 | 0
2025-01-03 | -3 | 21 | 0 | 2024-01-03 | -0.4 | 18.4 | 0 | 2023-01-03 | 2.2 | 15.8 | 0 | 2022-01-03 | -12.1 | 30.1 | 0 | 2021-01-03 | 0.2 | 17.8 | 0 | 2020-01-03 | 5.5 | 12.5 | 0 | 2019-01-03 | -0.7 | 18.7 | 0 | 2018-01-03 | -13.1 | 31.1 | 0 | 2017-01-03 | 3.2 | 14.8 | 0 | 2016-01-03 | 0.2 | 17.8 | 0 | 19.8 | 0
2025-01-03 | -2.8 | 20.8 | 0 | 2024-01-03 | -0.3 | 18.3 | 0 | 2023-01-03 | 1.7 | 16.3 | 0 | 2022-01-03 | -12.5 | 30.5 | 0 | 2021-01-03 | 0.1 | 17.9 | 0 | 2020-01-03 | 5.9 | 12.1 | 0 | 2019-01-03 | -2.1 | 20.1 | 0 | 2018-01-03 | -13.4 | 31.4 | 0 | 2017-01-03 | 3.2 | 14.8 | 0 | 2016-01-03 | 0 | 18 | 0 | 20.02 | 0
2025-01-03 | -2.8 | 20.8 | 0 | 2024-01-03 | -0.3 | 18.3 | 0 | 2023-01-03 | 1.5 | 16.5 | 0 | 2022-01-03 | -13.2 | 31.2 | 0 | 2021-01-03 | 0 | 18 | 0 | 2020-01-03 | 5.2 | 12.8 | 0 | 2019-01-03 | -1.6 | 19.6 | 0 | 2018-01-03 | -13.1 | 31.1 | 0 | 2017-01-03 | 3 | 15 | 0 | 2016-01-03 | 0.1 | 17.9 | 0 | 20.12 | 0
2025-01-03 | -3 | 21 | 0 | 2024-01-03 | 0 | 18 | 0 | 2023-01-03 | 1.3 | 16.7 | 0 | 2022-01-03 | -13.8 | 31.8 | 0 | 2021-01-03 | -0.2 | 18.2 | 0 | 2020-01-03 | 4.6 | 13.4 | 0 | 2019-01-03 | -0.9 | 18.9 | 0 | 2018-01-03 | -12 | 30 | 0 | 2017-01-03 | 3.3 | 14.7 | 0 | 2016-01-03 | 0.2 | 17.8 | 0 | 20.05 | 0
2025-01-03 | -3.1 | 21.1 | 0 | 2024-01-03 | 0.2 | 17.8 | 0 | 2023-01-03 | 1.7 | 16.3 | 0 | 2022-01-03 | -13.9 | 31.9 | 0 | 2021-01-03 | -0.6 | 18.6 | 0 | 2020-01-03 | 5.2 | 12.8 | 0 | 2019-01-03 | -0.4 | 18.4 | 0 | 2018-01-03 | -11.3 | 29.3 | 0 | 2017-01-03 | 3.4 | 14.6 | 0 | 2016-01-03 | 0.3 | 17.7 | 0 | 19.85 | 0
2025-01-03 | -3.8 | 21.8 | 0 | 2024-01-03 | 0.4 | 17.6 | 0 | 2023-01-03 | 1.7 | 16.3 | 0 | 2022-01-03 | -14 | 32 | 0 | 2021-01-03 | -0.8 | 18.8 | 0 | 2020-01-03 | 5.6 | 12.4 | 0 | 2019-01-03 | -0.4 | 18.4 | 0 | 2018-01-03 | -11.2 | 29.2 | 0 | 2017-01-03 | 3.7 | 14.3 | 0 | 2016-01-03 | 0.4 | 17.6 | 0 | 19.84 | 0
2025-01-03 | -3.5 | 21.5 | 0 | 2024-01-03 | 0.5 | 17.5 | 0 | 2023-01-03 | 2.4 | 15.6 | 0 | 2022-01-03 | -14.2 | 32.2 | 0 | 2021-01-03 | -0.5 | 18.5 | 0 | 2020-01-03 | 5.8 | 12.2 | 0 | 2019-01-03 | -0.3 | 18.3 | 0 | 2018-01-03 | -11 | 29 | 0 | 2017-01-03 | 3.8 | 14.2 | 0 | 2016-01-03 | 0.6 | 17.4 | 0 | 19.64 | 0
2025-01-03 | -3.4 | 21.4 | 0 | 2024-01-03 | 0.6 | 17.4 | 0 | 2023-01-03 | 3.1 | 14.9 | 0 | 2022-01-03 | -15 | 33 | 0 | 2021-01-03 | 0.5 | 17.5 | 0 | 2020-01-03 | 5.5 | 12.5 | 0 | 2019-01-03 | -0.6 | 18.6 | 0 | 2018-01-03 | -11.6 | 29.6 | 0 | 2017-01-03 | 4 | 14 | 0 | 2016-01-03 | 0.4 | 17.6 | 0 | 19.65 | 0
2025-01-03 | -3.1 | 21.1 | 0 | 2024-01-03 | 0.8 | 17.2 | 0 | 2023-01-03 | 3.5 | 14.5 | 0 | 2022-01-03 | -13.7 | 31.7 | 0 | 2021-01-03 | 0.8 | 17.2 | 0 | 2020-01-03 | 5.8 | 12.2 | 0 | 2019-01-03 | -0.7 | 18.7 | 0 | 2018-01-03 | -10.7 | 28.7 | 0 | 2017-01-03 | 4.1 | 13.9 | 0 | 2016-01-03 | 1.1 | 16.9 | 0 | 19.21 | 0
2025-01-03 | -2.2 | 20.2 | 0 | 2024-01-03 | 1 | 17 | 0 | 2023-01-03 | 3.6 | 14.4 | 0 | 2022-01-03 | -12.1 | 30.1 | 0 | 2021-01-03 | 1.1 | 16.9 | 0 | 2020-01-03 | 6.4 | 11.6 | 0 | 2019-01-03 | -0.9 | 18.9 | 0 | 2018-01-03 | -9.1 | 27.1 | 0 | 2017-01-03 | 4.3 | 13.7 | 0 | 2016-01-03 | 1.4 | 16.6 | 0 | 18.65 | 0
2025-01-03 | -1.2 | 19.2 | 0 | 2024-01-03 | 1.4 | 16.6 | 0 | 2023-01-03 | 3.9 | 14.1 | 0 | 2022-01-03 | -10.8 | 28.8 | 0 | 2021-01-03 | 0.4 | 17.6 | 0 | 2020-01-03 | 6.6 | 11.4 | 0 | 2019-01-03 | -0.9 | 18.9 | 0 | 2018-01-03 | -8.6 | 26.6 | 0 | 2017-01-03 | 4.4 | 13.6 | 0 | 2016-01-03 | 1.6 | 16.4 | 0 | 18.32 | 0
2025-01-03 | -0.5 | 18.5 | 0 | 2024-01-03 | 2 | 16 | 0 | 2023-01-03 | 3.9 | 14.1 | 0 | 2022-01-03 | -9.9 | 27.9 | 0 | 2021-01-03 | 0.5 | 17.5 | 0 | 2020-01-03 | 6.5 | 11.5 | 0 | 2019-01-03 | -0.8 | 18.8 | 0 | 2018-01-03 | -7.2 | 25.2 | 0 | 2017-01-03 | 4.3 | 13.7 | 0 | 2016-01-03 | 0 | 18 | 0 | 18.12 | 0
2025-01-03 | -1.4 | 19.4 | 0 | 2024-01-03 | 2.1 | 15.9 | 0 | 2023-01-03 | 3.6 | 14.4 | 0 | 2022-01-03 | -8.8 | 26.8 | 0 | 2021-01-03 | 0.6 | 17.4 | 0 | 2020-01-03 | 6.4 | 11.6 | 0 | 2019-01-03 | -0.6 | 18.6 | 0 | 2018-01-03 | -6.9 | 24.9 | 0 | 2017-01-03 | 4.3 | 13.7 | 0 | 2016-01-03 | -0.8 | 18.8 | 0 | 18.15 | 0
2025-01-03 | -1 | 19 | 0 | 2024-01-03 | 1.9 | 16.1 | 0 | 2023-01-03 | 3.4 | 14.6 | 0 | 2022-01-03 | -7.4 | 25.4 | 0 | 2021-01-03 | 0.5 | 17.5 | 0 | 2020-01-03 | 6.1 | 11.9 | 0 | 2019-01-03 | -0.4 | 18.4 | 0 | 2018-01-03 | -6.5 | 24.5 | 0 | 2017-01-03 | 4.2 | 13.8 | 0 | 2016-01-03 | -1.4 | 19.4 | 0 | 18.06 | 0
2025-01-03 | -2.2 | 20.2 | 0 | 2024-01-03 | 1.9 | 16.1 | 0 | 2023-01-03 | 3.3 | 14.7 | 0 | 2022-01-03 | -6.9 | 24.9 | 0 | 2021-01-03 | 0.9 | 17.1 | 0 | 2020-01-03 | 6 | 12 | 0 | 2019-01-03 | 0 | 18 | 0 | 2018-01-03 | -6.8 | 24.8 | 0 | 2017-01-03 | 4.1 | 13.9 | 0 | 2016-01-03 | -2.3 | 20.3 | 0 | 18.2 | 0
2025-01-03 | -3 | 21 | 0 | 2024-01-03 | 1.4 | 16.6 | 0 | 2023-01-03 | 3.3 | 14.7 | 0 | 2022-01-03 | -7.5 | 25.5 | 0 | 2021-01-03 | 0.2 | 17.8 | 0 | 2020-01-03 | 5.7 | 12.3 | 0 | 2019-01-03 | 0.1 | 17.9 | 0 | 2018-01-03 | -7 | 25 | 0 | 2017-01-03 | 4 | 14 | 0 | 2016-01-03 | -3.1 | 21.1 | 0 | 18.59 | 0
2025-01-03 | -3.6 | 21.6 | 0 | 2024-01-03 | 1.1 | 16.9 | 0 | 2023-01-03 | 3 | 15 | 0 | 2022-01-03 | -7.4 | 25.4 | 0 | 2021-01-03 | 0.1 | 17.9 | 0 | 2020-01-03 | 5.2 | 12.8 | 0 | 2019-01-03 | -0.1 | 18.1 | 0 | 2018-01-03 | -7 | 25 | 0 | 2017-01-03 | 3.9 | 14.1 | 0 | 2016-01-03 | -4.3 | 22.3 | 0 | 18.91 | 0
2025-01-03 | -3.6 | 21.6 | 0 | 2024-01-03 | 1 | 17 | 0 | 2023-01-03 | 3.2 | 14.8 | 0 | 2022-01-03 | -7 | 25 | 0 | 2021-01-03 | 0 | 18 | 0 | 2020-01-03 | 4.8 | 13.2 | 0 | 2019-01-03 | 0.3 | 17.7 | 0 | 2018-01-03 | -7.5 | 25.5 | 0 | 2017-01-03 | 3.6 | 14.4 | 0 | 2016-01-03 | -5.3 | 23.3 | 0 | 19.05 | 0
2025-01-03 | -4.1 | 22.1 | 0 | 2024-01-03 | 0.9 | 17.1 | 0 | 2023-01-03 | 3.2 | 14.8 | 0 | 2022-01-03 | -6.7 | 24.7 | 0 | 2021-01-03 | -0.1 | 18.1 | 0 | 2020-01-03 | 4.2 | 13.8 | 0 | 2019-01-03 | 0.2 | 17.8 | 0 | 2018-01-03 | -7.9 | 25.9 | 0 | 2017-01-03 | 3.2 | 14.8 | 0 | 2016-01-03 | -5.9 | 23.9 | 0 | 19.3 | 0
2025-01-03 | -4.2 | 22.2 | 0 | 2024-01-03 | 0.8 | 17.2 | 0 | 2023-01-03 | 2.8 | 15.2 | 0 | 2022-01-03 | -7.1 | 25.1 | 0 | 2021-01-03 | 0 | 18 | 0 | 2020-01-03 | 3.4 | 14.6 | 0 | 2019-01-03 | 0.2 | 17.8 | 0 | 2018-01-03 | -8.8 | 26.8 | 0 | 2017-01-03 | 3 | 15 | 0 | 2016-01-03 | -6.4 | 24.4 | 0 | 19.63 | 0
2025-01-03 | -4.2 | 22.2 | 0 | 2024-01-03 | 0.3 | 17.7 | 0 | 2023-01-03 | 2.6 | 15.4 | 0 | 2022-01-03 | -7.5 | 25.5 | 0 | 2021-01-03 | -0.2 | 18.2 | 0 | 2020-01-03 | 3 | 15 | 0 | 2019-01-03 | -0.1 | 18.1 | 0 | 2018-01-03 | -9.2 | 27.2 | 0 | 2017-01-03 | 2.2 | 15.8 | 0 | 2016-01-03 | -7.5 | 25.5 | 0 | 20.06 | 0
2025-01-03 | -4.3 | 22.3 | 0 | 2024-01-03 | 0.4 | 17.6 | 0 | 2023-01-03 | 2.6 | 15.4 | 0 | 2022-01-03 | -7.6 | 25.6 | 0 | 2021-01-03 | -0.1 | 18.1 | 0 | 2020-01-03 | 2.8 | 15.2 | 0 | 2019-01-03 | 0 | 18 | 0 | 2018-01-03 | -9.4 | 27.4 | 0 | 2017-01-03 | 2 | 16 | 0 | 2016-01-03 | -9.7 | 27.7 | 0 | 20.33 | 0
2025-01-03 | -4.2 | 22.2 | 0 | 2024-01-03 | 0.6 | 17.4 | 0 | 2023-01-03 | 2.6 | 15.4 | 0 | 2022-01-03 | -7.4 | 25.4 | 0 | 2021-01-03 | -0.1 | 18.1 | 0 | 2020-01-03 | 2.8 | 15.2 | 0 | 2019-01-03 | 0.4 | 17.6 | 0 | 2018-01-03 | -9.5 | 27.5 | 0 | 2017-01-03 | 1.8 | 16.2 | 0 | 2016-01-03 | -11 | 29 | 0 | 20.4 | 0
2025-01-04 | -4.8 | 22.8 | 0 | 2024-01-04 | 1.1 | 16.9 | 0 | 2023-01-04 | 2.6 | 15.4 | 0 | 2022-01-04 | -7.2 | 25.2 | 0 | 2021-01-04 | -0.2 | 18.2 | 0 | 2020-01-04 | 2.6 | 15.4 | 0 | 2019-01-04 | 0.6 | 17.4 | 0 | 2018-01-04 | -9.2 | 27.2 | 0 | 2017-01-04 | 1.8 | 16.2 | 0 | 2016-01-04 | -11.5 | 29.5 | 0 | 20.42 | 0
2025-01-04 | -5.1 | 23.1 | 0 | 2024-01-04 | 0.7 | 17.3 | 0 | 2023-01-04 | 2.6 | 15.4 | 0 | 2022-01-04 | -7.6 | 25.6 | 0 | 2021-01-04 | -0.1 | 18.1 | 0 | 2020-01-04 | 2.3 | 15.7 | 0 | 2019-01-04 | 0.8 | 17.2 | 0 | 2018-01-04 | -9.2 | 27.2 | 0 | 2017-01-04 | 1.9 | 16.1 | 0 | 2016-01-04 | -11.4 | 29.4 | 0 | 20.51 | 0
2025-01-04 | -5.3 | 23.3 | 0 | 2024-01-04 | -0.1 | 18.1 | 0 | 2023-01-04 | 2.4 | 15.6 | 0 | 2022-01-04 | -6.7 | 24.7 | 0 | 2021-01-04 | -0.1 | 18.1 | 0 | 2020-01-04 | 2.1 | 15.9 | 0 | 2019-01-04 | 0.2 | 17.8 | 0 | 2018-01-04 | -9.2 | 27.2 | 0 | 2017-01-04 | 2.3 | 15.7 | 0 | 2016-01-04 | -11.4 | 29.4 | 0 | 20.58 | 0
2025-01-04 | -5.6 | 23.6 | 0 | 2024-01-04 | -1.2 | 19.2 | 0 | 2023-01-04 | 2.2 | 15.8 | 0 | 2022-01-04 | -5.9 | 23.9 | 0 | 2021-01-04 | -0.1 | 18.1 | 0 | 2020-01-04 | 2 | 16 | 0 | 2019-01-04 | 0.1 | 17.9 | 0 | 2018-01-04 | -9.2 | 27.2 | 0 | 2017-01-04 | 2.8 | 15.2 | 0 | 2016-01-04 | -11.8 | 29.8 | 0 | 20.67 | 0
2025-01-04 | -6.1 | 24.1 | 0 | 2024-01-04 | -2.3 | 20.3 | 0 | 2023-01-04 | 2.1 | 15.9 | 0 | 2022-01-04 | -6.2 | 24.2 | 0 | 2021-01-04 | -0.2 | 18.2 | 0 | 2020-01-04 | 1.8 | 16.2 | 0 | 2019-01-04 | 0.2 | 17.8 | 0 | 2018-01-04 | -9.6 | 27.6 | 0 | 2017-01-04 | 3.5 | 14.5 | 0 | 2016-01-04 | -12.5 | 30.5 | 0 | 20.93 | 0
2025-01-04 | -6.5 | 24.5 | 0 | 2024-01-04 | -3.6 | 21.6 | 0 | 2023-01-04 | 2.1 | 15.9 | 0 | 2022-01-04 | -6.7 | 24.7 | 0 | 2021-01-04 | -0.5 | 18.5 | 0 | 2020-01-04 | 0.6 | 17.4 | 0 | 2019-01-04 | 0.2 | 17.8 | 0 | 2018-01-04 | -9.8 | 27.8 | 0 | 2017-01-04 | 2.9 | 15.1 | 0 | 2016-01-04 | -13.1 | 31.1 | 0 | 21.44 | 0
2025-01-04 | -6.3 | 24.3 | 0 | 2024-01-04 | -4.3 | 22.3 | 0 | 2023-01-04 | 2.1 | 15.9 | 0 | 2022-01-04 | -6.6 | 24.6 | 0 | 2021-01-04 | -0.4 | 18.4 | 0 | 2020-01-04 | 0.2 | 17.8 | 0 | 2019-01-04 | 0.2 | 17.8 | 0 | 2018-01-04 | -10.1 | 28.1 | 0 | 2017-01-04 | 2.2 | 15.8 | 0 | 2016-01-04 | -14 | 32 | 0 | 21.7 | 0
2025-01-04 | -5.6 | 23.6 | 0 | 2024-01-04 | -5.5 | 23.5 | 0 | 2023-01-04 | 2.2 | 15.8 | 0 | 2022-01-04 | -5 | 23 | 0 | 2021-01-04 | -0.5 | 18.5 | 0 | 2020-01-04 | 0 | 18 | 0 | 2019-01-04 | 0.6 | 17.4 | 0 | 2018-01-04 | -11.3 | 29.3 | 0 | 2017-01-04 | 2.5 | 15.5 | 0 | 2016-01-04 | -14.8 | 32.8 | 0 | 21.74 | 0
2025-01-04 | -6 | 24 | 0 | 2024-01-04 | -6.1 | 24.1 | 0 | 2023-01-04 | 2.3 | 15.7 | 0 | 2022-01-04 | -5.1 | 23.1 | 0 | 2021-01-04 | -0.8 | 18.8 | 0 | 2020-01-04 | 0.2 | 17.8 | 0 | 2019-01-04 | 0.7 | 17.3 | 0 | 2018-01-04 | -12.4 | 30.4 | 0 | 2017-01-04 | 2.3 | 15.7 | 0 | 2016-01-04 | -15.3 | 33.3 | 0 | 22.02 | 0
2025-01-04 | -5.3 | 23.3 | 0 | 2024-01-04 | -5.7 | 23.7 | 0 | 2023-01-04 | 2.4 | 15.6 | 0 | 2022-01-04 | -4.5 | 22.5 | 0 | 2021-01-04 | -0.6 | 18.6 | 0 | 2020-01-04 | 0.1 | 17.9 | 0 | 2019-01-04 | 1.5 | 16.5 | 0 | 2018-01-04 | -12.9 | 30.9 | 0 | 2017-01-04 | 1.3 | 16.7 | 0 | 2016-01-04 | -15.3 | 33.3 | 0 | 21.9 | 0
2025-01-04 | -4 | 22 | 0 | 2024-01-04 | -5 | 23 | 0 | 2023-01-04 | 2.3 | 15.7 | 0 | 2022-01-04 | -3.3 | 21.3 | 0 | 2021-01-04 | -0.6 | 18.6 | 0 | 2020-01-04 | 0.6 | 17.4 | 0 | 2019-01-04 | 2.5 | 15.5 | 0 | 2018-01-04 | -11.5 | 29.5 | 0 | 2017-01-04 | 0.7 | 17.3 | 0 | 2016-01-04 | -14.2 | 32.2 | 0 | 21.25 | 0
2025-01-04 | -3 | 21 | 0 | 2024-01-04 | -4.6 | 22.6 | 0 | 2023-01-04 | 2.5 | 15.5 | 0 | 2022-01-04 | -2.4 | 20.4 | 0 | 2021-01-04 | -0.2 | 18.2 | 0 | 2020-01-04 | 0.9 | 17.1 | 0 | 2019-01-04 | 3.6 | 14.4 | 0 | 2018-01-04 | -10.9 | 28.9 | 0 | 2017-01-04 | -0.9 | 18.9 | 0 | 2016-01-04 | -12.6 | 30.6 | 0 | 20.76 | 0
2025-01-04 | -2.6 | 20.6 | 0 | 2024-01-04 | -3.4 | 21.4 | 0 | 2023-01-04 | 2.6 | 15.4 | 0 | 2022-01-04 | -1.1 | 19.1 | 0 | 2021-01-04 | 0 | 18 | 0 | 2020-01-04 | 1.2 | 16.8 | 0 | 2019-01-04 | 5.3 | 12.7 | 0 | 2018-01-04 | -11.3 | 29.3 | 0 | 2017-01-04 | -2.6 | 20.6 | 0 | 2016-01-04 | -12.2 | 30.2 | 0 | 20.41 | 0
2025-01-04 | -2.2 | 20.2 | 0 | 2024-01-04 | -3.2 | 21.2 | 0 | 2023-01-04 | 2.8 | 15.2 | 0 | 2022-01-04 | 1 | 17 | 0 | 2021-01-04 | 0.2 | 17.8 | 0 | 2020-01-04 | 1.5 | 16.5 | 0 | 2019-01-04 | 6.6 | 11.4 | 0 | 2018-01-04 | -11.6 | 29.6 | 0 | 2017-01-04 | -3.6 | 21.6 | 0 | 2016-01-04 | -12 | 30 | 0 | 20.05 | 0
2025-01-04 | -3 | 21 | 0 | 2024-01-04 | -3.1 | 21.1 | 0 | 2023-01-04 | 2.5 | 15.5 | 0 | 2022-01-04 | 2 | 16 | 0 | 2021-01-04 | 0.4 | 17.6 | 0 | 2020-01-04 | 2.2 | 15.8 | 0 | 2019-01-04 | 7.7 | 10.3 | 0 | 2018-01-04 | -11.7 | 29.7 | 0 | 2017-01-04 | -4.6 | 22.6 | 0 | 2016-01-04 | -12 | 30 | 0 | 19.96 | 0
2025-01-04 | -3 | 21 | 0 | 2024-01-04 | -3.4 | 21.4 | 0 | 2023-01-04 | 2.8 | 15.2 | 0 | 2022-01-04 | 2.1 | 15.9 | 0 | 2021-01-04 | 0.6 | 17.4 | 0 | 2020-01-04 | 2 | 16 | 0 | 2019-01-04 | 7.6 | 10.4 | 0 | 2018-01-04 | -11.9 | 29.9 | 0 | 2017-01-04 | -5.1 | 23.1 | 0 | 2016-01-04 | -11.8 | 29.8 | 0 | 20.01 | 0
2025-01-04 | -3.4 | 21.4 | 0 | 2024-01-04 | -4 | 22 | 0 | 2023-01-04 | 2.7 | 15.3 | 0 | 2022-01-04 | 2.1 | 15.9 | 0 | 2021-01-04 | 1 | 17 | 0 | 2020-01-04 | 1.4 | 16.6 | 0 | 2019-01-04 | 6.8 | 11.2 | 0 | 2018-01-04 | -12.6 | 30.6 | 0 | 2017-01-04 | -5.7 | 23.7 | 0 | 2016-01-04 | -12.4 | 30.4 | 0 | 20.41 | 0
2025-01-04 | -4.6 | 22.6 | 0 | 2024-01-04 | -5 | 23 | 0 | 2023-01-04 | 2.7 | 15.3 | 0 | 2022-01-04 | 0.8 | 17.2 | 0 | 2021-01-04 | 0.7 | 17.3 | 0 | 2020-01-04 | 1.5 | 16.5 | 0 | 2019-01-04 | 4.8 | 13.2 | 0 | 2018-01-04 | -13.9 | 31.9 | 0 | 2017-01-04 | -6.4 | 24.4 | 0 | 2016-01-04 | -12.9 | 30.9 | 0 | 21.23 | 0
2025-01-04 | -5.2 | 23.2 | 0 | 2024-01-04 | -4.6 | 22.6 | 0 | 2023-01-04 | 2.8 | 15.2 | 0 | 2022-01-04 | 0.3 | 17.7 | 0 | 2021-01-04 | 0.8 | 17.2 | 0 | 2020-01-04 | 1 | 17 | 0 | 2019-01-04 | 3.3 | 14.7 | 0 | 2018-01-04 | -14.9 | 32.9 | 0 | 2017-01-04 | -6.7 | 24.7 | 0 | 2016-01-04 | -13.1 | 31.1 | 0 | 21.63 | 0
2025-01-04 | -4.8 | 22.8 | 0 | 2024-01-04 | -4.9 | 22.9 | 0 | 2023-01-04 | 2.9 | 15.1 | 0 | 2022-01-04 | 0.4 | 17.6 | 0 | 2021-01-04 | 0.8 | 17.2 | 0 | 2020-01-04 | 0.8 | 17.2 | 0 | 2019-01-04 | 3 | 15 | 0 | 2018-01-04 | -15.2 | 33.2 | 0 | 2017-01-04 | -7.7 | 25.7 | 0 | 2016-01-04 | -13.2 | 31.2 | 0 | 21.79 | 0
2025-01-04 | -4.7 | 22.7 | 0 | 2024-01-04 | -4.5 | 22.5 | 0 | 2023-01-04 | 3.1 | 14.9 | 0 | 2022-01-04 | -0.3 | 18.3 | 0 | 2021-01-04 | 0.9 | 17.1 | 0 | 2020-01-04 | 0.1 | 17.9 | 0 | 2019-01-04 | 3.7 | 14.3 | 0 | 2018-01-04 | -17.4 | 35.4 | 0 | 2017-01-04 | -8 | 26 | 0 | 2016-01-04 | -13.4 | 31.4 | 0 | 22.05 | 0
2025-01-04 | -4.8 | 22.8 | 0 | 2024-01-04 | -4.1 | 22.1 | 0 | 2023-01-04 | 3.6 | 14.4 | 0 | 2022-01-04 | -0.4 | 18.4 | 0 | 2021-01-04 | 1 | 17 | 0 | 2020-01-04 | 0.1 | 17.9 | 0 | 2019-01-04 | 2.4 | 15.6 | 0 | 2018-01-04 | -18.1 | 36.1 | 0 | 2017-01-04 | -8.2 | 26.2 | 0 | 2016-01-04 | -13.8 | 31.8 | 0 | 22.23 | 0
2025-01-04 | -5.2 | 23.2 | 0 | 2024-01-04 | -3.6 | 21.6 | 0 | 2023-01-04 | 3.1 | 14.9 | 0 | 2022-01-04 | 0.1 | 17.9 | 0 | 2021-01-04 | 1.1 | 16.9 | 0 | 2020-01-04 | -0.1 | 18.1 | 0 | 2019-01-04 | 1.5 | 16.5 | 0 | 2018-01-04 | -18.9 | 36.9 | 0 | 2017-01-04 | -8.3 | 26.3 | 0 | 2016-01-04 | -13.8 | 31.8 | 0 | 22.41 | 0
2025-01-04 | -5.3 | 23.3 | 0 | 2024-01-04 | -3.4 | 21.4 | 0 | 2023-01-04 | 3 | 15 | 0 | 2022-01-04 | 0.5 | 17.5 | 0 | 2021-01-04 | 1 | 17 | 0 | 2020-01-04 | -0.1 | 18.1 | 0 | 2019-01-04 | 0 | 18 | 0 | 2018-01-04 | -19.5 | 37.5 | 0 | 2017-01-04 | -8.5 | 26.5 | 0 | 2016-01-04 | -13.8 | 31.8 | 0 | 22.61 | 0
2025-01-05 | -5.4 | 23.4 | 0 | 2024-01-05 | -3 | 21 | 0 | 2023-01-05 | 2.7 | 15.3 | 0 | 2022-01-05 | 0.4 | 17.6 | 0 | 2021-01-05 | 0.6 | 17.4 | 0 | 2020-01-05 | -0.4 | 18.4 | 0 | 2019-01-05 | 0.2 | 17.8 | 0 | 2018-01-05 | -20.1 | 38.1 | 0 | 2017-01-05 | -8.5 | 26.5 | 0 | 2016-01-05 | -14.1 | 32.1 | 0 | 22.76 | 0
2025-01-05 | -5.5 | 23.5 | 0 | 2024-01-05 | -2.7 | 20.7 | 0 | 2023-01-05 | 2.6 | 15.4 | 0 | 2022-01-05 | 0.9 | 17.1 | 0 | 2021-01-05 | 0.5 | 17.5 | 0 | 2020-01-05 | -0.5 | 18.5 | 0 | 2019-01-05 | -0.8 | 18.8 | 0 | 2018-01-05 | -20.5 | 38.5 | 0 | 2017-01-05 | -8.3 | 26.3 | 0 | 2016-01-05 | -14.6 | 32.6 | 0 | 22.89 | 0
2025-01-05 | -5.7 | 23.7 | 0 | 2024-01-05 | -2.7 | 20.7 | 0 | 2023-01-05 | 2.6 | 15.4 | 0 | 2022-01-05 | 1.3 | 16.7 | 0 | 2021-01-05 | 0.5 | 17.5 | 0 | 2020-01-05 | -0.6 | 18.6 | 0 | 2019-01-05 | -0.7 | 18.7 | 0 | 2018-01-05 | -21.2 | 39.2 | 0 | 2017-01-05 | -7.4 | 25.4 | 0 | 2016-01-05 | -14.8 | 32.8 | 0 | 22.87 | 0
2025-01-05 | -5.7 | 23.7 | 0 | 2024-01-05 | -2.8 | 20.8 | 0 | 2023-01-05 | 2.7 | 15.3 | 0 | 2022-01-05 | 1.6 | 16.4 | 0 | 2021-01-05 | 0.4 | 17.6 | 0 | 2020-01-05 | -0.6 | 18.6 | 0 | 2019-01-05 | -1.2 | 19.2 | 0 | 2018-01-05 | -21.6 | 39.6 | 0 | 2017-01-05 | -7.2 | 25.2 | 0 | 2016-01-05 | -14.6 | 32.6 | 0 | 22.9 | 0
2025-01-05 | -5.6 | 23.6 | 0 | 2024-01-05 | -2.9 | 20.9 | 0 | 2023-01-05 | 2.8 | 15.2 | 0 | 2022-01-05 | 1.4 | 16.6 | 0 | 2021-01-05 | 0.5 | 17.5 | 0 | 2020-01-05 | -0.6 | 18.6 | 0 | 2019-01-05 | -1.6 | 19.6 | 0 | 2018-01-05 | -21.9 | 39.9 | 0 | 2017-01-05 | -7.1 | 25.1 | 0 | 2016-01-05 | -14.6 | 32.6 | 0 | 22.96 | 0
2025-01-05 | -5.6 | 23.6 | 0 | 2024-01-05 | -2.9 | 20.9 | 0 | 2023-01-05 | 3 | 15 | 0 | 2022-01-05 | 2.1 | 15.9 | 0 | 2021-01-05 | 0.4 | 17.6 | 0 | 2020-01-05 | -0.7 | 18.7 | 0 | 2019-01-05 | 0.2 | 17.8 | 0 | 2018-01-05 | -21.6 | 39.6 | 0 | 2017-01-05 | -7.4 | 25.4 | 0 | 2016-01-05 | -14.7 | 32.7 | 0 | 22.72 | 0
2025-01-05 | -5.7 | 23.7 | 0 | 2024-01-05 | -2.8 | 20.8 | 0 | 2023-01-05 | 3.1 | 14.9 | 0 | 2022-01-05 | 3.5 | 14.5 | 0 | 2021-01-05 | 0.3 | 17.7 | 0 | 2020-01-05 | -1.1 | 19.1 | 0 | 2019-01-05 | 0.7 | 17.3 | 0 | 2018-01-05 | -23 | 41 | 0 | 2017-01-05 | -7.3 | 25.3 | 0 | 2016-01-05 | -14.9 | 32.9 | 0 | 22.72 | 0
2025-01-05 | -6.4 | 24.4 | 0 | 2024-01-05 | -2.8 | 20.8 | 0 | 2023-01-05 | 3 | 15 | 0 | 2022-01-05 | 3.6 | 14.4 | 0 | 2021-01-05 | 0.5 | 17.5 | 0 | 2020-01-05 | -1.7 | 19.7 | 0 | 2019-01-05 | 1.2 | 16.8 | 0 | 2018-01-05 | -22 | 40 | 0 | 2017-01-05 | -8 | 26 | 0 | 2016-01-05 | -14 | 32 | 0 | 22.66 | 0
2025-01-05 | -6 | 24 | 0 | 2024-01-05 | -2.8 | 20.8 | 0 | 2023-01-05 | 2.9 | 15.1 | 0 | 2022-01-05 | 3.9 | 14.1 | 0 | 2021-01-05 | 0.6 | 17.4 | 0 | 2020-01-05 | -2.8 | 20.8 | 0 | 2019-01-05 | 1.4 | 16.6 | 0 | 2018-01-05 | -21.9 | 39.9 | 0 | 2017-01-05 | -8.1 | 26.1 | 0 | 2016-01-05 | -13.6 | 31.6 | 0 | 22.64 | 0
2025-01-05 | -4.7 | 22.7 | 0 | 2024-01-05 | -2.6 | 20.6 | 0 | 2023-01-05 | 2.9 | 15.1 | 0 | 2022-01-05 | 4 | 14 | 0 | 2021-01-05 | 0.5 | 17.5 | 0 | 2020-01-05 | -1 | 19 | 0 | 2019-01-05 | 1.7 | 16.3 | 0 | 2018-01-05 | -21.2 | 39.2 | 0 | 2017-01-05 | -8.1 | 26.1 | 0 | 2016-01-05 | -12 | 30 | 0 | 22.05 | 0
2025-01-05 | -3.5 | 21.5 | 0 | 2024-01-05 | -2.3 | 20.3 | 0 | 2023-01-05 | 2.8 | 15.2 | 0 | 2022-01-05 | 3.2 | 14.8 | 0 | 2021-01-05 | 0.4 | 17.6 | 0 | 2020-01-05 | -0.3 | 18.3 | 0 | 2019-01-05 | 1.9 | 16.1 | 0 | 2018-01-05 | -20.4 | 38.4 | 0 | 2017-01-05 | -7.9 | 25.9 | 0 | 2016-01-05 | -10.1 | 28.1 | 0 | 21.62 | 0
2025-01-05 | -2.9 | 20.9 | 0 | 2024-01-05 | -1.6 | 19.6 | 0 | 2023-01-05 | 3.2 | 14.8 | 0 | 2022-01-05 | 3.1 | 14.9 | 0 | 2021-01-05 | 0.6 | 17.4 | 0 | 2020-01-05 | 0.2 | 17.8 | 0 | 2019-01-05 | 2.1 | 15.9 | 0 | 2018-01-05 | -19 | 37 | 0 | 2017-01-05 | -8.1 | 26.1 | 0 | 2016-01-05 | -7.5 | 25.5 | 0 | 20.99 | 0
2025-01-05 | -1.9 | 19.9 | 0 | 2024-01-05 | -1.4 | 19.4 | 0 | 2023-01-05 | 4 | 14 | 0 | 2022-01-05 | 3.2 | 14.8 | 0 | 2021-01-05 | 0.7 | 17.3 | 0 | 2020-01-05 | 0.4 | 17.6 | 0 | 2019-01-05 | 2.6 | 15.4 | 0 | 2018-01-05 | -18.3 | 36.3 | 0 | 2017-01-05 | -7.4 | 25.4 | 0 | 2016-01-05 | -6.3 | 24.3 | 0 | 20.44 | 0
2025-01-05 | -1 | 19 | 0 | 2024-01-05 | -1.1 | 19.1 | 0 | 2023-01-05 | 4 | 14 | 0 | 2022-01-05 | 3.3 | 14.7 | 0 | 2021-01-05 | 0.8 | 17.2 | 0 | 2020-01-05 | 0.5 | 17.5 | 0 | 2019-01-05 | 3 | 15 | 0 | 2018-01-05 | -17.5 | 35.5 | 0 | 2017-01-05 | -6.6 | 24.6 | 0 | 2016-01-05 | -4.6 | 22.6 | 0 | 19.92 | 0
2025-01-05 | -1.2 | 19.2 | 0 | 2024-01-05 | -0.9 | 18.9 | 0 | 2023-01-05 | 3.8 | 14.2 | 0 | 2022-01-05 | 2.8 | 15.2 | 0 | 2021-01-05 | 0.9 | 17.1 | 0 | 2020-01-05 | 0.7 | 17.3 | 0 | 2019-01-05 | 3 | 15 | 0 | 2018-01-05 | -16.5 | 34.5 | 0 | 2017-01-05 | -6.7 | 24.7 | 0 | 2016-01-05 | -3.6 | 21.6 | 0 | 19.77 | 0
2025-01-05 | -1.5 | 19.5 | 0 | 2024-01-05 | -1 | 19 | 0 | 2023-01-05 | 3.3 | 14.7 | 0 | 2022-01-05 | 1.9 | 16.1 | 0 | 2021-01-05 | 0.9 | 17.1 | 0 | 2020-01-05 | 0.9 | 17.1 | 0 | 2019-01-05 | 3 | 15 | 0 | 2018-01-05 | -15.2 | 33.2 | 0 | 2017-01-05 | -7.2 | 25.2 | 0 | 2016-01-05 | -2.7 | 20.7 | 0 | 19.76 | 0
2025-01-05 | -3.1 | 21.1 | 0 | 2024-01-05 | -1.1 | 19.1 | 0 | 2023-01-05 | 3.5 | 14.5 | 0 | 2022-01-05 | 2.6 | 15.4 | 0 | 2021-01-05 | 0.8 | 17.2 | 0 | 2020-01-05 | 0.8 | 17.2 | 0 | 2019-01-05 | 2.4 | 15.6 | 0 | 2018-01-05 | -15.9 | 33.9 | 0 | 2017-01-05 | -7.5 | 25.5 | 0 | 2016-01-05 | -3.2 | 21.2 | 0 | 20.07 | 0
2025-01-05 | -3.2 | 21.2 | 0 | 2024-01-05 | -1.2 | 19.2 | 0 | 2023-01-05 | 3.6 | 14.4 | 0 | 2022-01-05 | 1.1 | 16.9 | 0 | 2021-01-05 | 0.8 | 17.2 | 0 | 2020-01-05 | 0.9 | 17.1 | 0 | 2019-01-05 | 1.3 | 16.7 | 0 | 2018-01-05 | -16.9 | 34.9 | 0 | 2017-01-05 | -8.2 | 26.2 | 0 | 2016-01-05 | -3.9 | 21.9 | 0 | 20.57 | 0
2025-01-05 | -3.5 | 21.5 | 0 | 2024-01-05 | -1.1 | 19.1 | 0 | 2023-01-05 | 3.5 | 14.5 | 0 | 2022-01-05 | 0 | 18 | 0 | 2021-01-05 | 0.6 | 17.4 | 0 | 2020-01-05 | -0.1 | 18.1 | 0 | 2019-01-05 | 0.1 | 17.9 | 0 | 2018-01-05 | -17.7 | 35.7 | 0 | 2017-01-05 | -8.6 | 26.6 | 0 | 2016-01-05 | -4 | 22 | 0 | 21.08 | 0
2025-01-05 | -3.2 | 21.2 | 0 | 2024-01-05 | -1.1 | 19.1 | 0 | 2023-01-05 | 3.5 | 14.5 | 0 | 2022-01-05 | -0.8 | 18.8 | 0 | 2021-01-05 | 0.4 | 17.6 | 0 | 2020-01-05 | -1.1 | 19.1 | 0 | 2019-01-05 | 0.9 | 17.1 | 0 | 2018-01-05 | -17.4 | 35.4 | 0 | 2017-01-05 | -9 | 27 | 0 | 2016-01-05 | -4.4 | 22.4 | 0 | 21.22 | 0
2025-01-05 | -3.4 | 21.4 | 0 | 2024-01-05 | -1.1 | 19.1 | 0 | 2023-01-05 | 3.5 | 14.5 | 0 | 2022-01-05 | -2 | 20 | 0 | 2021-01-05 | 0.3 | 17.7 | 0 | 2020-01-05 | -1.2 | 19.2 | 0 | 2019-01-05 | 1.1 | 16.9 | 0 | 2018-01-05 | -17.2 | 35.2 | 0 | 2017-01-05 | -9.4 | 27.4 | 0 | 2016-01-05 | -5 | 23 | 0 | 21.44 | 0
2025-01-05 | -3.3 | 21.3 | 0 | 2024-01-05 | -1.1 | 19.1 | 0 | 2023-01-05 | 3.4 | 14.6 | 0 | 2022-01-05 | -2.9 | 20.9 | 0 | 2021-01-05 | 0.1 | 17.9 | 0 | 2020-01-05 | -1.1 | 19.1 | 0 | 2019-01-05 | 1.4 | 16.6 | 0 | 2018-01-05 | -18.4 | 36.4 | 0 | 2017-01-05 | -10.1 | 28.1 | 0 | 2016-01-05 | -5.5 | 23.5 | 0 | 21.75 | 0
2025-01-05 | -3.7 | 21.7 | 0 | 2024-01-05 | -0.9 | 18.9 | 0 | 2023-01-05 | 3.3 | 14.7 | 0 | 2022-01-05 | -3.4 | 21.4 | 0 | 2021-01-05 | 0.3 | 17.7 | 0 | 2020-01-05 | -0.9 | 18.9 | 0 | 2019-01-05 | 1.8 | 16.2 | 0 | 2018-01-05 | -19.3 | 37.3 | 0 | 2017-01-05 | -10.6 | 28.6 | 0 | 2016-01-05 | -5.6 | 23.6 | 0 | 21.9 | 0
2025-01-05 | -4.1 | 22.1 | 0 | 2024-01-05 | -1 | 19 | 0 | 2023-01-05 | 2.9 | 15.1 | 0 | 2022-01-05 | -4.7 | 22.7 | 0 | 2021-01-05 | 0.2 | 17.8 | 0 | 2020-01-05 | -0.5 | 18.5 | 0 | 2019-01-05 | 2.2 | 15.8 | 0 | 2018-01-05 | -19.1 | 37.1 | 0 | 2017-01-05 | -11.3 | 29.3 | 0 | 2016-01-05 | -5.1 | 23.1 | 0 | 22.05 | 0
2025-01-06 | -4 | 22 | 0 | 2024-01-06 | -1 | 19 | 0 | 2023-01-06 | 2.6 | 15.4 | 0 | 2022-01-06 | -5.5 | 23.5 | 0 | 2021-01-06 | 0.4 | 17.6 | 0 | 2020-01-06 | -0.1 | 18.1 | 0 | 2019-01-06 | 2.8 | 15.2 | 0 | 2018-01-06 | -20.2 | 38.2 | 0 | 2017-01-06 | -11.6 | 29.6 | 0 | 2016-01-06 | -5.2 | 23.2 | 0 | 22.18 | 0
2025-01-06 | -3.6 | 21.6 | 0 | 2024-01-06 | -0.9 | 18.9 | 0 | 2023-01-06 | 2.3 | 15.7 | 0 | 2022-01-06 | -5.8 | 23.8 | 0 | 2021-01-06 | 0.1 | 17.9 | 0 | 2020-01-06 | 0.2 | 17.8 | 0 | 2019-01-06 | 3.9 | 14.1 | 0 | 2018-01-06 | -21 | 39 | 0 | 2017-01-06 | -11.9 | 29.9 | 0 | 2016-01-06 | -5 | 23 | 0 | 22.17 | 0
2025-01-06 | -4.2 | 22.2 | 0 | 2024-01-06 | -1.1 | 19.1 | 0 | 2023-01-06 | 2.2 | 15.8 | 0 | 2022-01-06 | -6.4 | 24.4 | 0 | 2021-01-06 | 0 | 18 | 0 | 2020-01-06 | 0.4 | 17.6 | 0 | 2019-01-06 | 3.6 | 14.4 | 0 | 2018-01-06 | -21.8 | 39.8 | 0 | 2017-01-06 | -12.1 | 30.1 | 0 | 2016-01-06 | -6.8 | 24.8 | 0 | 22.62 | 0
2025-01-06 | -4.9 | 22.9 | 0 | 2024-01-06 | -0.9 | 18.9 | 0 | 2023-01-06 | 2 | 16 | 0 | 2022-01-06 | -6.5 | 24.5 | 0 | 2021-01-06 | 0 | 18 | 0 | 2020-01-06 | 0.6 | 17.4 | 0 | 2019-01-06 | 3.5 | 14.5 | 0 | 2018-01-06 | -22.3 | 40.3 | 0 | 2017-01-06 | -12.3 | 30.3 | 0 | 2016-01-06 | -6 | 24 | 0 | 22.68 | 0
2025-01-06 | -6.3 | 24.3 | 0 | 2024-01-06 | -1.3 | 19.3 | 0 | 2023-01-06 | 2 | 16 | 0 | 2022-01-06 | -6.7 | 24.7 | 0 | 2021-01-06 | 0 | 18 | 0 | 2020-01-06 | 0.9 | 17.1 | 0 | 2019-01-06 | 3 | 15 | 0 | 2018-01-06 | -22.2 | 40.2 | 0 | 2017-01-06 | -12.6 | 30.6 | 0 | 2016-01-06 | -5.4 | 23.4 | 0 | 22.86 | 0
2025-01-06 | -6.8 | 24.8 | 0 | 2024-01-06 | -1.2 | 19.2 | 0 | 2023-01-06 | 2.1 | 15.9 | 0 | 2022-01-06 | -7 | 25 | 0 | 2021-01-06 | -0.1 | 18.1 | 0 | 2020-01-06 | 1 | 17 | 0 | 2019-01-06 | 1.8 | 16.2 | 0 | 2018-01-06 | -22.4 | 40.4 | 0 | 2017-01-06 | -12.7 | 30.7 | 0 | 2016-01-06 | -5.2 | 23.2 | 0 | 23.05 | 0
2025-01-06 | -7 | 25 | 0 | 2024-01-06 | -1.4 | 19.4 | 0 | 2023-01-06 | 2.3 | 15.7 | 0 | 2022-01-06 | -7.1 | 25.1 | 0 | 2021-01-06 | -1 | 19 | 0 | 2020-01-06 | 1.2 | 16.8 | 0 | 2019-01-06 | 1.6 | 16.4 | 0 | 2018-01-06 | -22.9 | 40.9 | 0 | 2017-01-06 | -13 | 31 | 0 | 2016-01-06 | -5 | 23 | 0 | 23.23 | 0
2025-01-06 | -7.5 | 25.5 | 0 | 2024-01-06 | -0.9 | 18.9 | 0 | 2023-01-06 | 2.2 | 15.8 | 0 | 2022-01-06 | -3.6 | 21.6 | 0 | 2021-01-06 | -1.1 | 19.1 | 0 | 2020-01-06 | 1.1 | 16.9 | 0 | 2019-01-06 | 1.8 | 16.2 | 0 | 2018-01-06 | -21.5 | 39.5 | 0 | 2017-01-06 | -13.3 | 31.3 | 0 | 2016-01-06 | -5 | 23 | 0 | 22.78 | 0
2025-01-06 | -8.4 | 26.4 | 0 | 2024-01-06 | -0.6 | 18.6 | 0 | 2023-01-06 | 2.2 | 15.8 | 0 | 2022-01-06 | -6.8 | 24.8 | 0 | 2021-01-06 | -1.1 | 19.1 | 0 | 2020-01-06 | 0.2 | 17.8 | 0 | 2019-01-06 | 1.4 | 16.6 | 0 | 2018-01-06 | -21.5 | 39.5 | 0 | 2017-01-06 | -13.4 | 31.4 | 0 | 2016-01-06 | -4.2 | 22.2 | 0 | 23.22 | 0
2025-01-06 | -9 | 27 | 0 | 2024-01-06 | 0 | 18 | 0 | 2023-01-06 | 2.5 | 15.5 | 0 | 2022-01-06 | -6.4 | 24.4 | 0 | 2021-01-06 | -0.9 | 18.9 | 0 | 2020-01-06 | 0.6 | 17.4 | 0 | 2019-01-06 | 0.7 | 17.3 | 0 | 2018-01-06 | -20.4 | 38.4 | 0 | 2017-01-06 | -12.5 | 30.5 | 0 | 2016-01-06 | -3.2 | 21.2 | 0 | 22.86 | 0
2025-01-06 | -8.9 | 26.9 | 0 | 2024-01-06 | 0 | 18 | 0 | 2023-01-06 | 2.7 | 15.3 | 0 | 2022-01-06 | -3.8 | 21.8 | 0 | 2021-01-06 | -0.8 | 18.8 | 0 | 2020-01-06 | 0.9 | 17.1 | 0 | 2019-01-06 | 0.5 | 17.5 | 0 | 2018-01-06 | -21.4 | 39.4 | 0 | 2017-01-06 | -10.8 | 28.8 | 0 | 2016-01-06 | -2.6 | 20.6 | 0 | 22.42 | 0
2025-01-06 | -9.1 | 27.1 | 0 | 2024-01-06 | 0.4 | 17.6 | 0 | 2023-01-06 | 2.9 | 15.1 | 0 | 2022-01-06 | -1 | 19 | 0 | 2021-01-06 | 0.2 | 17.8 | 0 | 2020-01-06 | 0.7 | 17.3 | 0 | 2019-01-06 | 0.3 | 17.7 | 0 | 2018-01-06 | -20 | 38 | 0 | 2017-01-06 | -8.9 | 26.9 | 0 | 2016-01-06 | -1.1 | 19.1 | 0 | 21.56 | 0
2025-01-06 | -9.1 | 27.1 | 0 | 2024-01-06 | 0.7 | 17.3 | 0 | 2023-01-06 | 3.2 | 14.8 | 0 | 2022-01-06 | -3 | 21 | 0 | 2021-01-06 | 0.9 | 17.1 | 0 | 2020-01-06 | 1.2 | 16.8 | 0 | 2019-01-06 | 0.6 | 17.4 | 0 | 2018-01-06 | -17.5 | 35.5 | 0 | 2017-01-06 | -7.9 | 25.9 | 0 | 2016-01-06 | 0.9 | 17.1 | 0 | 21 | 0
2025-01-06 | -8.4 | 26.4 | 0 | 2024-01-06 | 1.3 | 16.7 | 0 | 2023-01-06 | 3.5 | 14.5 | 0 | 2022-01-06 | -2.6 | 20.6 | 0 | 2021-01-06 | 1.1 | 16.9 | 0 | 2020-01-06 | 0.6 | 17.4 | 0 | 2019-01-06 | -0.5 | 18.5 | 0 | 2018-01-06 | -17.9 | 35.9 | 0 | 2017-01-06 | -8 | 26 | 0 | 2016-01-06 | 1.2 | 16.8 | 0 | 20.97 | 0
2025-01-06 | -8.6 | 26.6 | 0 | 2024-01-06 | 1.4 | 16.6 | 0 | 2023-01-06 | 3.9 | 14.1 | 0 | 2022-01-06 | 0 | 18 | 0 | 2021-01-06 | 1.6 | 16.4 | 0 | 2020-01-06 | 1 | 17 | 0 | 2019-01-06 | -0.5 | 18.5 | 0 | 2018-01-06 | -17.2 | 35.2 | 0 | 2017-01-06 | -7.6 | 25.6 | 0 | 2016-01-06 | 1.8 | 16.2 | 0 | 20.42 | 0
2025-01-06 | -8.4 | 26.4 | 0 | 2024-01-06 | 1.1 | 16.9 | 0 | 2023-01-06 | 3.8 | 14.2 | 0 | 2022-01-06 | -3.3 | 21.3 | 0 | 2021-01-06 | 1.5 | 16.5 | 0 | 2020-01-06 | 1 | 17 | 0 | 2019-01-06 | -1.3 | 19.3 | 0 | 2018-01-06 | -16.8 | 34.8 | 0 | 2017-01-06 | -7.6 | 25.6 | 0 | 2016-01-06 | 2.4 | 15.6 | 0 | 20.76 | 0
2025-01-06 | -8.9 | 26.9 | 0 | 2024-01-06 | -0.4 | 18.4 | 0 | 2023-01-06 | 3.5 | 14.5 | 0 | 2022-01-06 | -4.1 | 22.1 | 0 | 2021-01-06 | 1.4 | 16.6 | 0 | 2020-01-06 | 1.3 | 16.7 | 0 | 2019-01-06 | -1.8 | 19.8 | 0 | 2018-01-06 | -16.4 | 34.4 | 0 | 2017-01-06 | -8.6 | 26.6 | 0 | 2016-01-06 | 1.2 | 16.8 | 0 | 21.28 | 0
2025-01-06 | -9.7 | 27.7 | 0 | 2024-01-06 | -0.5 | 18.5 | 0 | 2023-01-06 | 2.9 | 15.1 | 0 | 2022-01-06 | -4.9 | 22.9 | 0 | 2021-01-06 | 1 | 17 | 0 | 2020-01-06 | 1.3 | 16.7 | 0 | 2019-01-06 | -3 | 21 | 0 | 2018-01-06 | -16.4 | 34.4 | 0 | 2017-01-06 | -9.9 | 27.9 | 0 | 2016-01-06 | 0.4 | 17.6 | 0 | 21.88 | 0
2025-01-06 | -9.7 | 27.7 | 0 | 2024-01-06 | -0.9 | 18.9 | 0 | 2023-01-06 | 2.3 | 15.7 | 0 | 2022-01-06 | -5.6 | 23.6 | 0 | 2021-01-06 | 0.8 | 17.2 | 0 | 2020-01-06 | 1.2 | 16.8 | 0 | 2019-01-06 | -3.5 | 21.5 | 0 | 2018-01-06 | -17.1 | 35.1 | 0 | 2017-01-06 | -10.6 | 28.6 | 0 | 2016-01-06 | 0.2 | 17.8 | 0 | 22.29 | 0
2025-01-06 | -9.4 | 27.4 | 0 | 2024-01-06 | -1.6 | 19.6 | 0 | 2023-01-06 | 2.2 | 15.8 | 0 | 2022-01-06 | -5.8 | 23.8 | 0 | 2021-01-06 | 0.8 | 17.2 | 0 | 2020-01-06 | 0.2 | 17.8 | 0 | 2019-01-06 | -3.5 | 21.5 | 0 | 2018-01-06 | -18 | 36 | 0 | 2017-01-06 | -10.7 | 28.7 | 0 | 2016-01-06 | -0.4 | 18.4 | 0 | 22.62 | 0
2025-01-06 | -9 | 27 | 0 | 2024-01-06 | -2.3 | 20.3 | 0 | 2023-01-06 | 1.9 | 16.1 | 0 | 2022-01-06 | -6.1 | 24.1 | 0 | 2021-01-06 | 0.8 | 17.2 | 0 | 2020-01-06 | -0.8 | 18.8 | 0 | 2019-01-06 | -5.2 | 23.2 | 0 | 2018-01-06 | -17.9 | 35.9 | 0 | 2017-01-06 | -11.2 | 29.2 | 0 | 2016-01-06 | -0.7 | 18.7 | 0 | 23.05 | 0
2025-01-06 | -8.5 | 26.5 | 0 | 2024-01-06 | -2.9 | 20.9 | 0 | 2023-01-06 | 1.9 | 16.1 | 0 | 2022-01-06 | -5.4 | 23.4 | 0 | 2021-01-06 | 0.5 | 17.5 | 0 | 2020-01-06 | -2.6 | 20.6 | 0 | 2019-01-06 | -5.8 | 23.8 | 0 | 2018-01-06 | -18.3 | 36.3 | 0 | 2017-01-06 | -11.5 | 29.5 | 0 | 2016-01-06 | -1.3 | 19.3 | 0 | 23.39 | 0
2025-01-06 | -8.4 | 26.4 | 0 | 2024-01-06 | -3.2 | 21.2 | 0 | 2023-01-06 | 1.9 | 16.1 | 0 | 2022-01-06 | -5.3 | 23.3 | 0 | 2021-01-06 | 0.4 | 17.6 | 0 | 2020-01-06 | -2.8 | 20.8 | 0 | 2019-01-06 | -5.8 | 23.8 | 0 | 2018-01-06 | -19.4 | 37.4 | 0 | 2017-01-06 | -11.7 | 29.7 | 0 | 2016-01-06 | -1.5 | 19.5 | 0 | 23.58 | 0
2025-01-06 | -8.3 | 26.3 | 0 | 2024-01-06 | -3.5 | 21.5 | 0 | 2023-01-06 | 1.9 | 16.1 | 0 | 2022-01-06 | -5.6 | 23.6 | 0 | 2021-01-06 | 0 | 18 | 0 | 2020-01-06 | -4 | 22 | 0 | 2019-01-06 | -6.4 | 24.4 | 0 | 2018-01-06 | -19.8 | 37.8 | 0 | 2017-01-06 | -11.9 | 29.9 | 0 | 2016-01-06 | -1.6 | 19.6 | 0 | 23.92 | 0
2025-01-07 | -8.7 | 26.7 | 0 | 2024-01-07 | -3.8 | 21.8 | 0 | 2023-01-07 | 1.8 | 16.2 | 0 | 2022-01-07 | -5.6 | 23.6 | 0 | 2021-01-07 | 0 | 18 | 0 | 2020-01-07 | -4.8 | 22.8 | 0 | 2019-01-07 | -6.7 | 24.7 | 0 | 2018-01-07 | -20.5 | 38.5 | 0 | 2017-01-07 | -12.6 | 30.6 | 0 | 2016-01-07 | -2 | 20 | 0 | 24.29 | 0
2025-01-07 | -8.6 | 26.6 | 0 | 2024-01-07 | -4.1 | 22.1 | 0 | 2023-01-07 | 2 | 16 | 0 | 2022-01-07 | -5.4 | 23.4 | 0 | 2021-01-07 | -0.4 | 18.4 | 0 | 2020-01-07 | -4.8 | 22.8 | 0 | 2019-01-07 | -7.2 | 25.2 | 0 | 2018-01-07 | -20.6 | 38.6 | 0 | 2017-01-07 | -12.7 | 30.7 | 0 | 2016-01-07 | -3.1 | 21.1 | 0 | 24.49 | 0
2025-01-07 | -8.6 | 26.6 | 0 | 2024-01-07 | -4.1 | 22.1 | 0 | 2023-01-07 | 2 | 16 | 0 | 2022-01-07 | -5.7 | 23.7 | 0 | 2021-01-07 | -1 | 19 | 0 | 2020-01-07 | -5 | 23 | 0 | 2019-01-07 | -7.7 | 25.7 | 0 | 2018-01-07 | -18.6 | 36.6 | 0 | 2017-01-07 | -13.1 | 31.1 | 0 | 2016-01-07 | -3.4 | 21.4 | 0 | 24.52 | 0
2025-01-07 | -8.1 | 26.1 | 0 | 2024-01-07 | -4.2 | 22.2 | 0 | 2023-01-07 | 1.9 | 16.1 | 0 | 2022-01-07 | -7 | 25 | 0 | 2021-01-07 | -1.4 | 19.4 | 0 | 2020-01-07 | -3.8 | 21.8 | 0 | 2019-01-07 | -8.4 | 26.4 | 0 | 2018-01-07 | -19.1 | 37.1 | 0 | 2017-01-07 | -13 | 31 | 0 | 2016-01-07 | -4.2 | 22.2 | 0 | 24.73 | 0
2025-01-07 | -7.9 | 25.9 | 0 | 2024-01-07 | -4.5 | 22.5 | 0 | 2023-01-07 | 1.9 | 16.1 | 0 | 2022-01-07 | -8.1 | 26.1 | 0 | 2021-01-07 | -2 | 20 | 0 | 2020-01-07 | -4 | 22 | 0 | 2019-01-07 | -8.4 | 26.4 | 0 | 2018-01-07 | -18.1 | 36.1 | 0 | 2017-01-07 | -13.4 | 31.4 | 0 | 2016-01-07 | -4.5 | 22.5 | 0 | 24.9 | 0
2025-01-07 | -8.3 | 26.3 | 0 | 2024-01-07 | -5.3 | 23.3 | 0 | 2023-01-07 | 1.6 | 16.4 | 0 | 2022-01-07 | -9.3 | 27.3 | 0 | 2021-01-07 | -2.5 | 20.5 | 0 | 2020-01-07 | -4.5 | 22.5 | 0 | 2019-01-07 | -7.8 | 25.8 | 0 | 2018-01-07 | -18 | 36 | 0 | 2017-01-07 | -13.6 | 31.6 | 0 | 2016-01-07 | -4.5 | 22.5 | 0 | 25.22 | 0
2025-01-07 | -8.1 | 26.1 | 0 | 2024-01-07 | -5.3 | 23.3 | 0 | 2023-01-07 | 1.9 | 16.1 | 0 | 2022-01-07 | -9.9 | 27.9 | 0 | 2021-01-07 | -2.7 | 20.7 | 0 | 2020-01-07 | -4 | 22 | 0 | 2019-01-07 | -6.8 | 24.8 | 0 | 2018-01-07 | -17.5 | 35.5 | 0 | 2017-01-07 | -13.6 | 31.6 | 0 | 2016-01-07 | -4.1 | 22.1 | 0 | 25.01 | 0
2025-01-07 | -7.7 | 25.7 | 0 | 2024-01-07 | -5.1 | 23.1 | 0 | 2023-01-07 | 1.8 | 16.2 | 0 | 2022-01-07 | -10.9 | 28.9 | 0 | 2021-01-07 | -2.9 | 20.9 | 0 | 2020-01-07 | -4.1 | 22.1 | 0 | 2019-01-07 | -6.8 | 24.8 | 0 | 2018-01-07 | -16.5 | 34.5 | 0 | 2017-01-07 | -13.9 | 31.9 | 0 | 2016-01-07 | -3.1 | 21.1 | 0 | 24.92 | 0
2025-01-07 | -7.9 | 25.9 | 0 | 2024-01-07 | -4.9 | 22.9 | 0 | 2023-01-07 | 1.7 | 16.3 | 0 | 2022-01-07 | -11.7 | 29.7 | 0 | 2021-01-07 | -2.9 | 20.9 | 0 | 2020-01-07 | -3.2 | 21.2 | 0 | 2019-01-07 | -4.4 | 22.4 | 0 | 2018-01-07 | -15.5 | 33.5 | 0 | 2017-01-07 | -13.9 | 31.9 | 0 | 2016-01-07 | -4 | 22 | 0 | 24.67 | 0
2025-01-07 | -8.2 | 26.2 | 0 | 2024-01-07 | -4.5 | 22.5 | 0 | 2023-01-07 | 1.3 | 16.7 | 0 | 2022-01-07 | -11.2 | 29.2 | 0 | 2021-01-07 | -2.7 | 20.7 | 0 | 2020-01-07 | -1.9 | 19.9 | 0 | 2019-01-07 | -4 | 22 | 0 | 2018-01-07 | -14.5 | 32.5 | 0 | 2017-01-07 | -12.5 | 30.5 | 0 | 2016-01-07 | -2.9 | 20.9 | 0 | 24.11 | 0
2025-01-07 | -7.9 | 25.9 | 0 | 2024-01-07 | -4.2 | 22.2 | 0 | 2023-01-07 | 1.6 | 16.4 | 0 | 2022-01-07 | -10.8 | 28.8 | 0 | 2021-01-07 | -2.8 | 20.8 | 0 | 2020-01-07 | -0.5 | 18.5 | 0 | 2019-01-07 | -3.9 | 21.9 | 0 | 2018-01-07 | -12.2 | 30.2 | 0 | 2017-01-07 | -10.1 | 28.1 | 0 | 2016-01-07 | -0.5 | 18.5 | 0 | 23.13 | 0
2025-01-07 | -7.6 | 25.6 | 0 | 2024-01-07 | -3.4 | 21.4 | 0 | 2023-01-07 | 0.3 | 17.7 | 0 | 2022-01-07 | -9.6 | 27.6 | 0 | 2021-01-07 | -2.9 | 20.9 | 0 | 2020-01-07 | 0.5 | 17.5 | 0 | 2019-01-07 | -3.8 | 21.8 | 0 | 2018-01-07 | -11.3 | 29.3 | 0 | 2017-01-07 | -9.3 | 27.3 | 0 | 2016-01-07 | 0.6 | 17.4 | 0 | 22.65 | 0
2025-01-07 | -6.6 | 24.6 | 0 | 2024-01-07 | -2.8 | 20.8 | 0 | 2023-01-07 | 0.2 | 17.8 | 0 | 2022-01-07 | -7.8 | 25.8 | 0 | 2021-01-07 | -2.8 | 20.8 | 0 | 2020-01-07 | 1.8 | 16.2 | 0 | 2019-01-07 | -3.9 | 21.9 | 0 | 2018-01-07 | -10.8 | 28.8 | 0 | 2017-01-07 | -7.9 | 25.9 | 0 | 2016-01-07 | 2.1 | 15.9 | 0 | 21.85 | 0
2025-01-07 | -6.2 | 24.2 | 0 | 2024-01-07 | -1.8 | 19.8 | 0 | 2023-01-07 | 0 | 18 | 0 | 2022-01-07 | -7 | 25 | 0 | 2021-01-07 | -1.6 | 19.6 | 0 | 2020-01-07 | 3.5 | 14.5 | 0 | 2019-01-07 | -3.6 | 21.6 | 0 | 2018-01-07 | -10.4 | 28.4 | 0 | 2017-01-07 | -7.8 | 25.8 | 0 | 2016-01-07 | 3.5 | 14.5 | 0 | 21.14 | 0
2025-01-07 | -4.4 | 22.4 | 0 | 2024-01-07 | -1.4 | 19.4 | 0 | 2023-01-07 | 0.2 | 17.8 | 0 | 2022-01-07 | -7.3 | 25.3 | 0 | 2021-01-07 | -0.9 | 18.9 | 0 | 2020-01-07 | 3.3 | 14.7 | 0 | 2019-01-07 | -3.7 | 21.7 | 0 | 2018-01-07 | -10 | 28 | 0 | 2017-01-07 | -8 | 26 | 0 | 2016-01-07 | 3.8 | 14.2 | 0 | 20.84 | 0
2025-01-07 | -4.9 | 22.9 | 0 | 2024-01-07 | -1 | 19 | 0 | 2023-01-07 | 1 | 17 | 0 | 2022-01-07 | -7.2 | 25.2 | 0 | 2021-01-07 | -0.8 | 18.8 | 0 | 2020-01-07 | 3.5 | 14.5 | 0 | 2019-01-07 | -2.6 | 20.6 | 0 | 2018-01-07 | -9.5 | 27.5 | 0 | 2017-01-07 | -8.6 | 26.6 | 0 | 2016-01-07 | 3 | 15 | 0 | 20.71 | 0
2025-01-07 | -5.6 | 23.6 | 0 | 2024-01-07 | -0.8 | 18.8 | 0 | 2023-01-07 | 0.2 | 17.8 | 0 | 2022-01-07 | -7.6 | 25.6 | 0 | 2021-01-07 | -0.8 | 18.8 | 0 | 2020-01-07 | 3.6 | 14.4 | 0 | 2019-01-07 | -2.4 | 20.4 | 0 | 2018-01-07 | -9 | 27 | 0 | 2017-01-07 | -9.2 | 27.2 | 0 | 2016-01-07 | 2.5 | 15.5 | 0 | 20.91 | 0
2025-01-07 | -6.2 | 24.2 | 0 | 2024-01-07 | -1.7 | 19.7 | 0 | 2023-01-07 | -2.1 | 20.1 | 0 | 2022-01-07 | -8.9 | 26.9 | 0 | 2021-01-07 | -1.9 | 19.9 | 0 | 2020-01-07 | 3.1 | 14.9 | 0 | 2019-01-07 | -2 | 20 | 0 | 2018-01-07 | -8.1 | 26.1 | 0 | 2017-01-07 | -10.5 | 28.5 | 0 | 2016-01-07 | 1.6 | 16.4 | 0 | 21.67 | 0
2025-01-07 | -6.8 | 24.8 | 0 | 2024-01-07 | -1.2 | 19.2 | 0 | 2023-01-07 | -4.2 | 22.2 | 0 | 2022-01-07 | -9.4 | 27.4 | 0 | 2021-01-07 | -2.7 | 20.7 | 0 | 2020-01-07 | 2.6 | 15.4 | 0 | 2019-01-07 | -1.4 | 19.4 | 0 | 2018-01-07 | -7.6 | 25.6 | 0 | 2017-01-07 | -10.5 | 28.5 | 0 | 2016-01-07 | 0.7 | 17.3 | 0 | 22.05 | 0
2025-01-07 | -7.1 | 25.1 | 0 | 2024-01-07 | -1.4 | 19.4 | 0 | 2023-01-07 | -4.7 | 22.7 | 0 | 2022-01-07 | -9.9 | 27.9 | 0 | 2021-01-07 | -3.3 | 21.3 | 0 | 2020-01-07 | 2.3 | 15.7 | 0 | 2019-01-07 | -0.2 | 18.2 | 0 | 2018-01-07 | -7.1 | 25.1 | 0 | 2017-01-07 | -11.3 | 29.3 | 0 | 2016-01-07 | 0.8 | 17.2 | 0 | 22.19 | 0
2025-01-07 | -7.3 | 25.3 | 0 | 2024-01-07 | -1 | 19 | 0 | 2023-01-07 | -4.7 | 22.7 | 0 | 2022-01-07 | -10 | 28 | 0 | 2021-01-07 | -3.9 | 21.9 | 0 | 2020-01-07 | 1.8 | 16.2 | 0 | 2019-01-07 | 0.7 | 17.3 | 0 | 2018-01-07 | -6 | 24 | 0 | 2017-01-07 | -11.5 | 29.5 | 0 | 2016-01-07 | 0 | 18 | 0 | 22.19 | 0
2025-01-07 | -7.4 | 25.4 | 0 | 2024-01-07 | -1.4 | 19.4 | 0 | 2023-01-07 | -4.5 | 22.5 | 0 | 2022-01-07 | -10.4 | 28.4 | 0 | 2021-01-07 | -4.4 | 22.4 | 0 | 2020-01-07 | 1.2 | 16.8 | 0 | 2019-01-07 | 0.6 | 17.4 | 0 | 2018-01-07 | -4.8 | 22.8 | 0 | 2017-01-07 | -11.7 | 29.7 | 0 | 2016-01-07 | -0.6 | 18.6 | 0 | 22.34 | 0
2025-01-07 | -6.6 | 24.6 | 0 | 2024-01-07 | -0.5 | 18.5 | 0 | 2023-01-07 | -4.5 | 22.5 | 0 | 2022-01-07 | -10.9 | 28.9 | 0 | 2021-01-07 | -4.5 | 22.5 | 0 | 2020-01-07 | 0.5 | 17.5 | 0 | 2019-01-07 | 1.1 | 16.9 | 0 | 2018-01-07 | -4 | 22 | 0 | 2017-01-07 | -11.8 | 29.8 | 0 | 2016-01-07 | -1.1 | 19.1 | 0 | 22.23 | 0
2025-01-07 | -6.8 | 24.8 | 0 | 2024-01-07 | -1 | 19 | 0 | 2023-01-07 | -4.7 | 22.7 | 0 | 2022-01-07 | -11.1 | 29.1 | 0 | 2021-01-07 | -5.2 | 23.2 | 0 | 2020-01-07 | -0.5 | 18.5 | 0 | 2019-01-07 | 2.2 | 15.8 | 0 | 2018-01-07 | -3.4 | 21.4 | 0 | 2017-01-07 | -11.9 | 29.9 | 0 | 2016-01-07 | -1.9 | 19.9 | 0 | 22.43 | 0
2025-01-08 | -6.8 | 24.8 | 0 | 2024-01-08 | 0 | 18 | 0 | 2023-01-08 | -4.8 | 22.8 | 0 | 2022-01-08 | -12.1 | 30.1 | 0 | 2021-01-08 | -6.3 | 24.3 | 0 | 2020-01-08 | -0.5 | 18.5 | 0 | 2019-01-08 | 2.8 | 15.2 | 0 | 2018-01-08 | -2.2 | 20.2 | 0 | 2017-01-08 | -12.1 | 30.1 | 0 | 2016-01-08 | -3.1 | 21.1 | 0 | 22.51 | 0
2025-01-08 | -7.3 | 25.3 | 0 | 2024-01-08 | -0.1 | 18.1 | 0 | 2023-01-08 | -4.9 | 22.9 | 0 | 2022-01-08 | -13.1 | 31.1 | 0 | 2021-01-08 | -7 | 25 | 0 | 2020-01-08 | -1 | 19 | 0 | 2019-01-08 | 5.7 | 12.3 | 0 | 2018-01-08 | -2.3 | 20.3 | 0 | 2017-01-08 | -11.7 | 29.7 | 0 | 2016-01-08 | -3.3 | 21.3 | 0 | 22.5 | 0
2025-01-08 | -8.7 | 26.7 | 0 | 2024-01-08 | 0.1 | 17.9 | 0 | 2023-01-08 | -5.2 | 23.2 | 0 | 2022-01-08 | -13.7 | 31.7 | 0 | 2021-01-08 | -7.6 | 25.6 | 0 | 2020-01-08 | -1.2 | 19.2 | 0 | 2019-01-08 | 7.1 | 10.9 | 0 | 2018-01-08 | -2.5 | 20.5 | 0 | 2017-01-08 | -10.8 | 28.8 | 0 | 2016-01-08 | -4 | 22 | 0 | 22.65 | 0
2025-01-08 | -9.1 | 27.1 | 0 | 2024-01-08 | 0.3 | 17.7 | 0 | 2023-01-08 | -5.4 | 23.4 | 0 | 2022-01-08 | -14.3 | 32.3 | 0 | 2021-01-08 | -8.4 | 26.4 | 0 | 2020-01-08 | -1.6 | 19.6 | 0 | 2019-01-08 | 8 | 10 | 0 | 2018-01-08 | -2.5 | 20.5 | 0 | 2017-01-08 | -9.7 | 27.7 | 0 | 2016-01-08 | -3.8 | 21.8 | 0 | 22.65 | 0
2025-01-08 | -9.1 | 27.1 | 0 | 2024-01-08 | 0.5 | 17.5 | 0 | 2023-01-08 | -5.4 | 23.4 | 0 | 2022-01-08 | -14.4 | 32.4 | 0 | 2021-01-08 | -8.7 | 26.7 | 0 | 2020-01-08 | -2.3 | 20.3 | 0 | 2019-01-08 | 7.5 | 10.5 | 0 | 2018-01-08 | -2.5 | 20.5 | 0 | 2017-01-08 | -9.3 | 27.3 | 0 | 2016-01-08 | -4.1 | 22.1 | 0 | 22.78 | 0
2025-01-08 | -9.3 | 27.3 | 0 | 2024-01-08 | 0.8 | 17.2 | 0 | 2023-01-08 | -5.7 | 23.7 | 0 | 2022-01-08 | -14.5 | 32.5 | 0 | 2021-01-08 | -9 | 27 | 0 | 2020-01-08 | -3.5 | 21.5 | 0 | 2019-01-08 | 4.4 | 13.6 | 0 | 2018-01-08 | -2.3 | 20.3 | 0 | 2017-01-08 | -10.2 | 28.2 | 0 | 2016-01-08 | -4 | 22 | 0 | 23.33 | 0
2025-01-08 | -12 | 30 | 0 | 2024-01-08 | 1.1 | 16.9 | 0 | 2023-01-08 | -5.8 | 23.8 | 0 | 2022-01-08 | -14.1 | 32.1 | 0 | 2021-01-08 | -9.1 | 27.1 | 0 | 2020-01-08 | -3.2 | 21.2 | 0 | 2019-01-08 | 4 | 14 | 0 | 2018-01-08 | -2.3 | 20.3 | 0 | 2017-01-08 | -10.4 | 28.4 | 0 | 2016-01-08 | -4.3 | 22.3 | 0 | 23.61 | 0
2025-01-08 | -12.9 | 30.9 | 0 | 2024-01-08 | 1 | 17 | 0 | 2023-01-08 | -5.2 | 23.2 | 0 | 2022-01-08 | -13.8 | 31.8 | 0 | 2021-01-08 | -9.1 | 27.1 | 0 | 2020-01-08 | -4 | 22 | 0 | 2019-01-08 | 4.8 | 13.2 | 0 | 2018-01-08 | -2.4 | 20.4 | 0 | 2017-01-08 | -11.1 | 29.1 | 0 | 2016-01-08 | -1.7 | 19.7 | 0 | 23.44 | 0
2025-01-08 | -12.6 | 30.6 | 0 | 2024-01-08 | 1.4 | 16.6 | 0 | 2023-01-08 | -4.9 | 22.9 | 0 | 2022-01-08 | -13.4 | 31.4 | 0 | 2021-01-08 | -9.1 | 27.1 | 0 | 2020-01-08 | -4.8 | 22.8 | 0 | 2019-01-08 | 4.4 | 13.6 | 0 | 2018-01-08 | -1.9 | 19.9 | 0 | 2017-01-08 | -11.3 | 29.3 | 0 | 2016-01-08 | -1.6 | 19.6 | 0 | 23.38 | 0
2025-01-08 | -12.2 | 30.2 | 0 | 2024-01-08 | 1.6 | 16.4 | 0 | 2023-01-08 | -4.6 | 22.6 | 0 | 2022-01-08 | -11.7 | 29.7 | 0 | 2021-01-08 | -9.2 | 27.2 | 0 | 2020-01-08 | -4.6 | 22.6 | 0 | 2019-01-08 | 4.9 | 13.1 | 0 | 2018-01-08 | -1.1 | 19.1 | 0 | 2017-01-08 | -11.2 | 29.2 | 0 | 2016-01-08 | -0.2 | 18.2 | 0 | 22.83 | 0
2025-01-08 | -10.9 | 28.9 | 0 | 2024-01-08 | 1.9 | 16.1 | 0 | 2023-01-08 | -4.6 | 22.6 | 0 | 2022-01-08 | -9.4 | 27.4 | 0 | 2021-01-08 | -8.8 | 26.8 | 0 | 2020-01-08 | -4.2 | 22.2 | 0 | 2019-01-08 | 5.4 | 12.6 | 0 | 2018-01-08 | 0 | 18 | 0 | 2017-01-08 | -10.5 | 28.5 | 0 | 2016-01-08 | 1.3 | 16.7 | 0 | 21.98 | 0
2025-01-08 | -9.9 | 27.9 | 0 | 2024-01-08 | 2.1 | 15.9 | 0 | 2023-01-08 | -4.3 | 22.3 | 0 | 2022-01-08 | -6.5 | 24.5 | 0 | 2021-01-08 | -6.9 | 24.9 | 0 | 2020-01-08 | -4.5 | 22.5 | 0 | 2019-01-08 | 5.5 | 12.5 | 0 | 2018-01-08 | 1.1 | 16.9 | 0 | 2017-01-08 | -10.1 | 28.1 | 0 | 2016-01-08 | 2.3 | 15.7 | 0 | 21.12 | 0
2025-01-08 | -8.2 | 26.2 | 0 | 2024-01-08 | 2.3 | 15.7 | 0 | 2023-01-08 | -3.4 | 21.4 | 0 | 2022-01-08 | -5.6 | 23.6 | 0 | 2021-01-08 | -5.7 | 23.7 | 0 | 2020-01-08 | -4.5 | 22.5 | 0 | 2019-01-08 | 5.6 | 12.4 | 0 | 2018-01-08 | 1.2 | 16.8 | 0 | 2017-01-08 | -10.1 | 28.1 | 0 | 2016-01-08 | 3.1 | 14.9 | 0 | 20.53 | 0
2025-01-08 | -7.8 | 25.8 | 0 | 2024-01-08 | 2.3 | 15.7 | 0 | 2023-01-08 | -3.1 | 21.1 | 0 | 2022-01-08 | -4.7 | 22.7 | 0 | 2021-01-08 | -4.9 | 22.9 | 0 | 2020-01-08 | -5.3 | 23.3 | 0 | 2019-01-08 | 5.4 | 12.6 | 0 | 2018-01-08 | 1.9 | 16.1 | 0 | 2017-01-08 | -9.8 | 27.8 | 0 | 2016-01-08 | 3.7 | 14.3 | 0 | 20.23 | 0
2025-01-08 | -6.6 | 24.6 | 0 | 2024-01-08 | 2.5 | 15.5 | 0 | 2023-01-08 | -2.8 | 20.8 | 0 | 2022-01-08 | -3.5 | 21.5 | 0 | 2021-01-08 | -4.3 | 22.3 | 0 | 2020-01-08 | -5 | 23 | 0 | 2019-01-08 | 5.4 | 12.6 | 0 | 2018-01-08 | 1.8 | 16.2 | 0 | 2017-01-08 | -10.2 | 28.2 | 0 | 2016-01-08 | 3.2 | 14.8 | 0 | 19.95 | 0
2025-01-08 | -7.3 | 25.3 | 0 | 2024-01-08 | 2.6 | 15.4 | 0 | 2023-01-08 | -2.6 | 20.6 | 0 | 2022-01-08 | -2.5 | 20.5 | 0 | 2021-01-08 | -3.8 | 21.8 | 0 | 2020-01-08 | -5.8 | 23.8 | 0 | 2019-01-08 | 4.9 | 13.1 | 0 | 2018-01-08 | 1.8 | 16.2 | 0 | 2017-01-08 | -9.3 | 27.3 | 0 | 2016-01-08 | 2.7 | 15.3 | 0 | 19.93 | 0
2025-01-08 | -7.8 | 25.8 | 0 | 2024-01-08 | 2.8 | 15.2 | 0 | 2023-01-08 | -2.9 | 20.9 | 0 | 2022-01-08 | -2.6 | 20.6 | 0 | 2021-01-08 | -3.6 | 21.6 | 0 | 2020-01-08 | -6.2 | 24.2 | 0 | 2019-01-08 | 4.9 | 13.1 | 0 | 2018-01-08 | 1.8 | 16.2 | 0 | 2017-01-08 | -10 | 28 | 0 | 2016-01-08 | 2.6 | 15.4 | 0 | 20.1 | 0
2025-01-08 | -8.1 | 26.1 | 0 | 2024-01-08 | 2.7 | 15.3 | 0 | 2023-01-08 | -2.6 | 20.6 | 0 | 2022-01-08 | -3 | 21 | 0 | 2021-01-08 | -4.6 | 22.6 | 0 | 2020-01-08 | -6.5 | 24.5 | 0 | 2019-01-08 | 4.3 | 13.7 | 0 | 2018-01-08 | 1.8 | 16.2 | 0 | 2017-01-08 | -10.7 | 28.7 | 0 | 2016-01-08 | 2.7 | 15.3 | 0 | 20.4 | 0
2025-01-08 | -8.3 | 26.3 | 0 | 2024-01-08 | 2.5 | 15.5 | 0 | 2023-01-08 | -2.5 | 20.5 | 0 | 2022-01-08 | -2.4 | 20.4 | 0 | 2021-01-08 | -5 | 23 | 0 | 2020-01-08 | -7.3 | 25.3 | 0 | 2019-01-08 | 4.5 | 13.5 | 0 | 2018-01-08 | 2 | 16 | 0 | 2017-01-08 | -11.4 | 29.4 | 0 | 2016-01-08 | 2.6 | 15.4 | 0 | 20.53 | 0
2025-01-08 | -8.5 | 26.5 | 0 | 2024-01-08 | 1.9 | 16.1 | 0 | 2023-01-08 | -2.4 | 20.4 | 0 | 2022-01-08 | -1.5 | 19.5 | 0 | 2021-01-08 | -5 | 23 | 0 | 2020-01-08 | -7.8 | 25.8 | 0 | 2019-01-08 | 4.3 | 13.7 | 0 | 2018-01-08 | 2.1 | 15.9 | 0 | 2017-01-08 | -12.1 | 30.1 | 0 | 2016-01-08 | 2.6 | 15.4 | 0 | 20.64 | 0
2025-01-08 | -8.4 | 26.4 | 0 | 2024-01-08 | 2.3 | 15.7 | 0 | 2023-01-08 | -2.3 | 20.3 | 0 | 2022-01-08 | -1 | 19 | 0 | 2021-01-08 | -5.1 | 23.1 | 0 | 2020-01-08 | -8.1 | 26.1 | 0 | 2019-01-08 | 4.4 | 13.6 | 0 | 2018-01-08 | 2 | 16 | 0 | 2017-01-08 | -12.6 | 30.6 | 0 | 2016-01-08 | 3 | 15 | 0 | 20.58 | 0
2025-01-08 | -8.8 | 26.8 | 0 | 2024-01-08 | 2.2 | 15.8 | 0 | 2023-01-08 | -2.5 | 20.5 | 0 | 2022-01-08 | -0.5 | 18.5 | 0 | 2021-01-08 | -4.4 | 22.4 | 0 | 2020-01-08 | -8.3 | 26.3 | 0 | 2019-01-08 | 4 | 14 | 0 | 2018-01-08 | 1.9 | 16.1 | 0 | 2017-01-08 | -13.1 | 31.1 | 0 | 2016-01-08 | 2.4 | 15.6 | 0 | 20.71 | 0
2025-01-08 | -9.5 | 27.5 | 0 | 2024-01-08 | 1.8 | 16.2 | 0 | 2023-01-08 | -2.5 | 20.5 | 0 | 2022-01-08 | -0.1 | 18.1 | 0 | 2021-01-08 | -3.6 | 21.6 | 0 | 2020-01-08 | -8.2 | 26.2 | 0 | 2019-01-08 | 3.8 | 14.2 | 0 | 2018-01-08 | 1.4 | 16.6 | 0 | 2017-01-08 | -11.7 | 29.7 | 0 | 2016-01-08 | 2.1 | 15.9 | 0 | 20.65 | 0
2025-01-08 | -10.1 | 28.1 | 0 | 2024-01-08 | 2 | 16 | 0 | 2023-01-08 | -2.4 | 20.4 | 0 | 2022-01-08 | 0 | 18 | 0 | 2021-01-08 | -4.3 | 22.3 | 0 | 2020-01-08 | -8.1 | 26.1 | 0 | 2019-01-08 | 3.4 | 14.6 | 0 | 2018-01-08 | 1 | 17 | 0 | 2017-01-08 | -10.3 | 28.3 | 0 | 2016-01-08 | 2 | 16 | 0 | 20.68 | 0
2025-01-09 | -10.2 | 28.2 | 0 | 2024-01-09 | 2 | 16 | 0 | 2023-01-09 | -2.4 | 20.4 | 0 | 2022-01-09 | 0 | 18 | 0 | 2021-01-09 | -4.1 | 22.1 | 0 | 2020-01-09 | -8.8 | 26.8 | 0 | 2019-01-09 | 2.8 | 15.2 | 0 | 2018-01-09 | 0.6 | 17.4 | 0 | 2017-01-09 | -10 | 28 | 0 | 2016-01-09 | 2.4 | 15.6 | 0 | 20.77 | 0
2025-01-09 | -10.5 | 28.5 | 0 | 2024-01-09 | 2.5 | 15.5 | 0 | 2023-01-09 | -2.2 | 20.2 | 0 | 2022-01-09 | 0.6 | 17.4 | 0 | 2021-01-09 | -4.1 | 22.1 | 0 | 2020-01-09 | -9.2 | 27.2 | 0 | 2019-01-09 | 2.4 | 15.6 | 0 | 2018-01-09 | 0.2 | 17.8 | 0 | 2017-01-09 | -9.5 | 27.5 | 0 | 2016-01-09 | 2.8 | 15.2 | 0 | 20.7 | 0
2025-01-09 | -10.4 | 28.4 | 0 | 2024-01-09 | 2.3 | 15.7 | 0 | 2023-01-09 | -2.1 | 20.1 | 0 | 2022-01-09 | 0.4 | 17.6 | 0 | 2021-01-09 | -3.8 | 21.8 | 0 | 2020-01-09 | -9.8 | 27.8 | 0 | 2019-01-09 | 1.6 | 16.4 | 0 | 2018-01-09 | 0.1 | 17.9 | 0 | 2017-01-09 | -9.1 | 27.1 | 0 | 2016-01-09 | 3.2 | 14.8 | 0 | 20.76 | 0
2025-01-09 | -11.5 | 29.5 | 0 | 2024-01-09 | 2.4 | 15.6 | 0 | 2023-01-09 | -2 | 20 | 0 | 2022-01-09 | 0.8 | 17.2 | 0 | 2021-01-09 | -3.7 | 21.7 | 0 | 2020-01-09 | -10.7 | 28.7 | 0 | 2019-01-09 | 2 | 16 | 0 | 2018-01-09 | 0.5 | 17.5 | 0 | 2017-01-09 | -9 | 27 | 0 | 2016-01-09 | 3.5 | 14.5 | 0 | 20.77 | 0
2025-01-09 | -12 | 30 | 0 | 2024-01-09 | 2.2 | 15.8 | 0 | 2023-01-09 | -1.9 | 19.9 | 0 | 2022-01-09 | 1.1 | 16.9 | 0 | 2021-01-09 | -3.7 | 21.7 | 0 | 2020-01-09 | -10.5 | 28.5 | 0 | 2019-01-09 | 0.9 | 17.1 | 0 | 2018-01-09 | 0.4 | 17.6 | 0 | 2017-01-09 | -9 | 27 | 0 | 2016-01-09 | 4.2 | 13.8 | 0 | 20.83 | 0
2025-01-09 | -12.4 | 30.4 | 0 | 2024-01-09 | 2.4 | 15.6 | 0 | 2023-01-09 | -2 | 20 | 0 | 2022-01-09 | 1.2 | 16.8 | 0 | 2021-01-09 | -4 | 22 | 0 | 2020-01-09 | -10.8 | 28.8 | 0 | 2019-01-09 | 0.4 | 17.6 | 0 | 2018-01-09 | -0.4 | 18.4 | 0 | 2017-01-09 | -8.6 | 26.6 | 0 | 2016-01-09 | 4.3 | 13.7 | 0 | 20.99 | 0
2025-01-09 | -11.9 | 29.9 | 0 | 2024-01-09 | 2.1 | 15.9 | 0 | 2023-01-09 | -2.6 | 20.6 | 0 | 2022-01-09 | 1.4 | 16.6 | 0 | 2021-01-09 | -3.4 | 21.4 | 0 | 2020-01-09 | -11 | 29 | 0 | 2019-01-09 | 0.1 | 17.9 | 0 | 2018-01-09 | -0.6 | 18.6 | 0 | 2017-01-09 | -8.4 | 26.4 | 0 | 2016-01-09 | 4.5 | 13.5 | 0 | 20.98 | 0
2025-01-09 | -12.6 | 30.6 | 0 | 2024-01-09 | 2 | 16 | 0 | 2023-01-09 | -2.4 | 20.4 | 0 | 2022-01-09 | 2 | 16 | 0 | 2021-01-09 | -4 | 22 | 0 | 2020-01-09 | -10.1 | 28.1 | 0 | 2019-01-09 | 0.1 | 17.9 | 0 | 2018-01-09 | -1.3 | 19.3 | 0 | 2017-01-09 | -7.9 | 25.9 | 0 | 2016-01-09 | 4.7 | 13.3 | 0 | 20.95 | 0
2025-01-09 | -12.7 | 30.7 | 0 | 2024-01-09 | 1.8 | 16.2 | 0 | 2023-01-09 | -2.1 | 20.1 | 0 | 2022-01-09 | 2.6 | 15.4 | 0 | 2021-01-09 | -4 | 22 | 0 | 2020-01-09 | -9.9 | 27.9 | 0 | 2019-01-09 | -0.5 | 18.5 | 0 | 2018-01-09 | -1.2 | 19.2 | 0 | 2017-01-09 | -7.2 | 25.2 | 0 | 2016-01-09 | 5.3 | 12.7 | 0 | 20.79 | 0
2025-01-09 | -11.4 | 29.4 | 0 | 2024-01-09 | 0.9 | 17.1 | 0 | 2023-01-09 | -1.4 | 19.4 | 0 | 2022-01-09 | 3.2 | 14.8 | 0 | 2021-01-09 | -3.4 | 21.4 | 0 | 2020-01-09 | -8.8 | 26.8 | 0 | 2019-01-09 | -0.8 | 18.8 | 0 | 2018-01-09 | -1.1 | 19.1 | 0 | 2017-01-09 | -6.8 | 24.8 | 0 | 2016-01-09 | 6.2 | 11.8 | 0 | 20.34 | 0
2025-01-09 | -9.7 | 27.7 | 0 | 2024-01-09 | 0.5 | 17.5 | 0 | 2023-01-09 | -0.6 | 18.6 | 0 | 2022-01-09 | 3.2 | 14.8 | 0 | 2021-01-09 | -1.9 | 19.9 | 0 | 2020-01-09 | -7.1 | 25.1 | 0 | 2019-01-09 | -1.1 | 19.1 | 0 | 2018-01-09 | -0.8 | 18.8 | 0 | 2017-01-09 | -6.4 | 24.4 | 0 | 2016-01-09 | 6.9 | 11.1 | 0 | 19.7 | 0
2025-01-09 | -7.8 | 25.8 | 0 | 2024-01-09 | 0.3 | 17.7 | 0 | 2023-01-09 | 0.3 | 17.7 | 0 | 2022-01-09 | 3.3 | 14.7 | 0 | 2021-01-09 | -1.5 | 19.5 | 0 | 2020-01-09 | -5.4 | 23.4 | 0 | 2019-01-09 | 0.1 | 17.9 | 0 | 2018-01-09 | -1.1 | 19.1 | 0 | 2017-01-09 | -5.8 | 23.8 | 0 | 2016-01-09 | 7.2 | 10.8 | 0 | 19.04 | 0
2025-01-09 | -6.2 | 24.2 | 0 | 2024-01-09 | 0.4 | 17.6 | 0 | 2023-01-09 | 0.3 | 17.7 | 0 | 2022-01-09 | 3.2 | 14.8 | 0 | 2021-01-09 | 1 | 17 | 0 | 2020-01-09 | -5 | 23 | 0 | 2019-01-09 | -0.6 | 18.6 | 0 | 2018-01-09 | -1.2 | 19.2 | 0 | 2017-01-09 | -4.1 | 22.1 | 0 | 2016-01-09 | 7.7 | 10.3 | 0 | 18.45 | 0
2025-01-09 | -5.4 | 23.4 | 0 | 2024-01-09 | 1 | 17 | 0 | 2023-01-09 | 0.6 | 17.4 | 0 | 2022-01-09 | 1.8 | 16.2 | 0 | 2021-01-09 | 2.2 | 15.8 | 0 | 2020-01-09 | -4.8 | 22.8 | 0 | 2019-01-09 | 0.1 | 17.9 | 0 | 2018-01-09 | -0.9 | 18.9 | 0 | 2017-01-09 | -4 | 22 | 0 | 2016-01-09 | 8.1 | 9.9 | 0 | 18.13 | 0
2025-01-09 | -4.3 | 22.3 | 0 | 2024-01-09 | 1.1 | 16.9 | 0 | 2023-01-09 | 1.1 | 16.9 | 0 | 2022-01-09 | 1.4 | 16.6 | 0 | 2021-01-09 | 2.6 | 15.4 | 0 | 2020-01-09 | -4.5 | 22.5 | 0 | 2019-01-09 | -0.6 | 18.6 | 0 | 2018-01-09 | -0.8 | 18.8 | 0 | 2017-01-09 | -3.4 | 21.4 | 0 | 2016-01-09 | 8.3 | 9.7 | 0 | 17.91 | 0
2025-01-09 | -4.8 | 22.8 | 0 | 2024-01-09 | 1.8 | 16.2 | 0 | 2023-01-09 | 1 | 17 | 0 | 2022-01-09 | 1 | 17 | 0 | 2021-01-09 | 3 | 15 | 0 | 2020-01-09 | -4.1 | 22.1 | 0 | 2019-01-09 | -0.2 | 18.2 | 0 | 2018-01-09 | -0.8 | 18.8 | 0 | 2017-01-09 | -3.3 | 21.3 | 0 | 2016-01-09 | 8.4 | 9.6 | 0 | 17.8 | 0
2025-01-09 | -5.6 | 23.6 | 0 | 2024-01-09 | 2.2 | 15.8 | 0 | 2023-01-09 | 0.9 | 17.1 | 0 | 2022-01-09 | 0.1 | 17.9 | 0 | 2021-01-09 | 2.2 | 15.8 | 0 | 2020-01-09 | -3.8 | 21.8 | 0 | 2019-01-09 | -1.4 | 19.4 | 0 | 2018-01-09 | -1 | 19 | 0 | 2017-01-09 | -3.3 | 21.3 | 0 | 2016-01-09 | 8.5 | 9.5 | 0 | 18.12 | 0
2025-01-09 | -6.6 | 24.6 | 0 | 2024-01-09 | 2.8 | 15.2 | 0 | 2023-01-09 | 0.6 | 17.4 | 0 | 2022-01-09 | -2.3 | 20.3 | 0 | 2021-01-09 | 0.4 | 17.6 | 0 | 2020-01-09 | -3.3 | 21.3 | 0 | 2019-01-09 | -1.8 | 19.8 | 0 | 2018-01-09 | -0.9 | 18.9 | 0 | 2017-01-09 | -3.7 | 21.7 | 0 | 2016-01-09 | 5.8 | 12.2 | 0 | 18.9 | 0
2025-01-09 | -7.3 | 25.3 | 0 | 2024-01-09 | 3.2 | 14.8 | 0 | 2023-01-09 | 0.6 | 17.4 | 0 | 2022-01-09 | -3 | 21 | 0 | 2021-01-09 | -0.6 | 18.6 | 0 | 2020-01-09 | -2.9 | 20.9 | 0 | 2019-01-09 | -2.4 | 20.4 | 0 | 2018-01-09 | -1.1 | 19.1 | 0 | 2017-01-09 | -4 | 22 | 0 | 2016-01-09 | 6.8 | 11.2 | 0 | 19.07 | 0
2025-01-09 | -7.8 | 25.8 | 0 | 2024-01-09 | 3.4 | 14.6 | 0 | 2023-01-09 | 0.4 | 17.6 | 0 | 2022-01-09 | -4.3 | 22.3 | 0 | 2021-01-09 | -1.3 | 19.3 | 0 | 2020-01-09 | -2.2 | 20.2 | 0 | 2019-01-09 | -2.9 | 20.9 | 0 | 2018-01-09 | -1.2 | 19.2 | 0 | 2017-01-09 | -4.2 | 22.2 | 0 | 2016-01-09 | 6 | 12 | 0 | 19.41 | 0
2025-01-09 | -9.4 | 27.4 | 0 | 2024-01-09 | 3.6 | 14.4 | 0 | 2023-01-09 | 0.3 | 17.7 | 0 | 2022-01-09 | -4.8 | 22.8 | 0 | 2021-01-09 | -1 | 19 | 0 | 2020-01-09 | -1.1 | 19.1 | 0 | 2019-01-09 | -3.2 | 21.2 | 0 | 2018-01-09 | -1.3 | 19.3 | 0 | 2017-01-09 | -4.1 | 22.1 | 0 | 2016-01-09 | 6 | 12 | 0 | 19.5 | 0
2025-01-09 | -9.4 | 27.4 | 0 | 2024-01-09 | 4.1 | 13.9 | 0 | 2023-01-09 | 0.3 | 17.7 | 0 | 2022-01-09 | -5.4 | 23.4 | 0 | 2021-01-09 | -1.3 | 19.3 | 0 | 2020-01-09 | -0.3 | 18.3 | 0 | 2019-01-09 | -3.5 | 21.5 | 0 | 2018-01-09 | -1.8 | 19.8 | 0 | 2017-01-09 | -3.7 | 21.7 | 0 | 2016-01-09 | 6.2 | 11.8 | 0 | 19.48 | 0
2025-01-09 | -10.4 | 28.4 | 0 | 2024-01-09 | 4.9 | 13.1 | 0 | 2023-01-09 | 0.6 | 17.4 | 0 | 2022-01-09 | -6.3 | 24.3 | 0 | 2021-01-09 | -1.8 | 19.8 | 0 | 2020-01-09 | 0.3 | 17.7 | 0 | 2019-01-09 | -3.9 | 21.9 | 0 | 2018-01-09 | -1.6 | 19.6 | 0 | 2017-01-09 | -3.5 | 21.5 | 0 | 2016-01-09 | 6.4 | 11.6 | 0 | 19.53 | 0
2025-01-09 | -9.7 | 27.7 | 0 | 2024-01-09 | 5.2 | 12.8 | 0 | 2023-01-09 | 0.4 | 17.6 | 0 | 2022-01-09 | -7 | 25 | 0 | 2021-01-09 | -2.1 | 20.1 | 0 | 2020-01-09 | 0.8 | 17.2 | 0 | 2019-01-09 | -4.5 | 22.5 | 0 | 2018-01-09 | -1.3 | 19.3 | 0 | 2017-01-09 | -3.7 | 21.7 | 0 | 2016-01-09 | 6.4 | 11.6 | 0 | 19.55 | 0
2025-01-10 | -8.8 | 26.8 | 0 | 2024-01-10 | 5.8 | 12.2 | 0 | 2023-01-10 | 0.6 | 17.4 | 0 | 2022-01-10 | -7.2 | 25.2 | 0 | 2021-01-10 | -2.3 | 20.3 | 0 | 2020-01-10 | 1.2 | 16.8 | 0 | 2019-01-10 | -4.9 | 22.9 | 0 | 2018-01-10 | -1.5 | 19.5 | 0 | 2017-01-10 | -3.1 | 21.1 | 0 | 2016-01-10 | 5.8 | 12.2 | 0 | 19.44 | 0
2025-01-10 | -9.9 | 27.9 | 0 | 2024-01-10 | 6.1 | 11.9 | 0 | 2023-01-10 | 0.7 | 17.3 | 0 | 2022-01-10 | -7.9 | 25.9 | 0 | 2021-01-10 | -3 | 21 | 0 | 2020-01-10 | 1.4 | 16.6 | 0 | 2019-01-10 | -4.5 | 22.5 | 0 | 2018-01-10 | -2.5 | 20.5 | 0 | 2017-01-10 | -3 | 21 | 0 | 2016-01-10 | 5.3 | 12.7 | 0 | 19.73 | 0
2025-01-10 | -10.4 | 28.4 | 0 | 2024-01-10 | 6 | 12 | 0 | 2023-01-10 | 0.5 | 17.5 | 0 | 2022-01-10 | -8.7 | 26.7 | 0 | 2021-01-10 | -3 | 21 | 0 | 2020-01-10 | 1.9 | 16.1 | 0 | 2019-01-10 | -5.1 | 23.1 | 0 | 2018-01-10 | -3.3 | 21.3 | 0 | 2017-01-10 | -2.8 | 20.8 | 0 | 2016-01-10 | 5.6 | 12.4 | 0 | 19.93 | 0
2025-01-10 | -11.2 | 29.2 | 0 | 2024-01-10 | 5.4 | 12.6 | 0 | 2023-01-10 | 0.3 | 17.7 | 0 | 2022-01-10 | -9.2 | 27.2 | 0 | 2021-01-10 | -4.9 | 22.9 | 0 | 2020-01-10 | 3.3 | 14.7 | 0 | 2019-01-10 | -5.5 | 23.5 | 0 | 2018-01-10 | -3.5 | 21.5 | 0 | 2017-01-10 | -2.2 | 20.2 | 0 | 2016-01-10 | 5.8 | 12.2 | 0 | 20.17 | 0
2025-01-10 | -11.3 | 29.3 | 0 | 2024-01-10 | 4.8 | 13.2 | 0 | 2023-01-10 | -0.2 | 18.2 | 0 | 2022-01-10 | -9.4 | 27.4 | 0 | 2021-01-10 | -4.5 | 22.5 | 0 | 2020-01-10 | 6.4 | 11.6 | 0 | 2019-01-10 | -5.8 | 23.8 | 0 | 2018-01-10 | -3.9 | 21.9 | 0 | 2017-01-10 | -2.5 | 20.5 | 0 | 2016-01-10 | 5.8 | 12.2 | 0 | 20.06 | 0
2025-01-10 | -11.2 | 29.2 | 0 | 2024-01-10 | 4.1 | 13.9 | 0 | 2023-01-10 | -0.4 | 18.4 | 0 | 2022-01-10 | -9.3 | 27.3 | 0 | 2021-01-10 | -5.1 | 23.1 | 0 | 2020-01-10 | 6.4 | 11.6 | 0 | 2019-01-10 | -5.8 | 23.8 | 0 | 2018-01-10 | -4.7 | 22.7 | 0 | 2017-01-10 | -2.3 | 20.3 | 0 | 2016-01-10 | 5.5 | 12.5 | 0 | 20.28 | 0
2025-01-10 | -11.2 | 29.2 | 0 | 2024-01-10 | 3.6 | 14.4 | 0 | 2023-01-10 | -0.7 | 18.7 | 0 | 2022-01-10 | -9.5 | 27.5 | 0 | 2021-01-10 | -3.1 | 21.1 | 0 | 2020-01-10 | 6.2 | 11.8 | 0 | 2019-01-10 | -6.4 | 24.4 | 0 | 2018-01-10 | -3.3 | 21.3 | 0 | 2017-01-10 | -2.6 | 20.6 | 0 | 2016-01-10 | 5.7 | 12.3 | 0 | 20.13 | 0
2025-01-10 | -10.7 | 28.7 | 0 | 2024-01-10 | 4.1 | 13.9 | 0 | 2023-01-10 | -1.1 | 19.1 | 0 | 2022-01-10 | -9.6 | 27.6 | 0 | 2021-01-10 | -2.5 | 20.5 | 0 | 2020-01-10 | 6.4 | 11.6 | 0 | 2019-01-10 | -6.6 | 24.6 | 0 | 2018-01-10 | -3 | 21 | 0 | 2017-01-10 | -2.1 | 20.1 | 0 | 2016-01-10 | 5.8 | 12.2 | 0 | 19.93 | 0
2025-01-10 | -10.6 | 28.6 | 0 | 2024-01-10 | 2.6 | 15.4 | 0 | 2023-01-10 | -1 | 19 | 0 | 2022-01-10 | -9.6 | 27.6 | 0 | 2021-01-10 | -2.1 | 20.1 | 0 | 2020-01-10 | 6.3 | 11.7 | 0 | 2019-01-10 | -6.8 | 24.8 | 0 | 2018-01-10 | -3 | 21 | 0 | 2017-01-10 | -1.9 | 19.9 | 0 | 2016-01-10 | 6 | 12 | 0 | 20.01 | 0
2025-01-10 | -8.8 | 26.8 | 0 | 2024-01-10 | 2.4 | 15.6 | 0 | 2023-01-10 | -0.8 | 18.8 | 0 | 2022-01-10 | -8.9 | 26.9 | 0 | 2021-01-10 | -1.2 | 19.2 | 0 | 2020-01-10 | 6 | 12 | 0 | 2019-01-10 | -6.3 | 24.3 | 0 | 2018-01-10 | -1.7 | 19.7 | 0 | 2017-01-10 | -1.5 | 19.5 | 0 | 2016-01-10 | 5.9 | 12.1 | 0 | 19.49 | 0
2025-01-10 | -7.4 | 25.4 | 0 | 2024-01-10 | 2.1 | 15.9 | 0 | 2023-01-10 | -0.5 | 18.5 | 0 | 2022-01-10 | -8.7 | 26.7 | 0 | 2021-01-10 | -1.1 | 19.1 | 0 | 2020-01-10 | 6.1 | 11.9 | 0 | 2019-01-10 | -5.8 | 23.8 | 0 | 2018-01-10 | -0.3 | 18.3 | 0 | 2017-01-10 | -1.6 | 19.6 | 0 | 2016-01-10 | 5.8 | 12.2 | 0 | 19.14 | 0
2025-01-10 | -5 | 23 | 0 | 2024-01-10 | 1.5 | 16.5 | 0 | 2023-01-10 | -0.4 | 18.4 | 0 | 2022-01-10 | -7.8 | 25.8 | 0 | 2021-01-10 | -0.8 | 18.8 | 0 | 2020-01-10 | 6.4 | 11.6 | 0 | 2019-01-10 | -5.2 | 23.2 | 0 | 2018-01-10 | 0 | 18 | 0 | 2017-01-10 | -0.5 | 18.5 | 0 | 2016-01-10 | 5.9 | 12.1 | 0 | 18.59 | 0
2025-01-10 | -4.4 | 22.4 | 0 | 2024-01-10 | 0.8 | 17.2 | 0 | 2023-01-10 | -0.5 | 18.5 | 0 | 2022-01-10 | -7.6 | 25.6 | 0 | 2021-01-10 | -0.4 | 18.4 | 0 | 2020-01-10 | 6.4 | 11.6 | 0 | 2019-01-10 | -5.1 | 23.1 | 0 | 2018-01-10 | 0.7 | 17.3 | 0 | 2017-01-10 | 0 | 18 | 0 | 2016-01-10 | 6.5 | 11.5 | 0 | 18.36 | 0
2025-01-10 | -3.1 | 21.1 | 0 | 2024-01-10 | 0.8 | 17.2 | 0 | 2023-01-10 | -0.4 | 18.4 | 0 | 2022-01-10 | -7.9 | 25.9 | 0 | 2021-01-10 | 0.4 | 17.6 | 0 | 2020-01-10 | 6.6 | 11.4 | 0 | 2019-01-10 | -5.3 | 23.3 | 0 | 2018-01-10 | 0.5 | 17.5 | 0 | 2017-01-10 | -0.1 | 18.1 | 0 | 2016-01-10 | 6.5 | 11.5 | 0 | 18.2 | 0
2025-01-10 | -3.1 | 21.1 | 0 | 2024-01-10 | 0.3 | 17.7 | 0 | 2023-01-10 | -0.3 | 18.3 | 0 | 2022-01-10 | -8 | 26 | 0 | 2021-01-10 | 1.2 | 16.8 | 0 | 2020-01-10 | 6.9 | 11.1 | 0 | 2019-01-10 | -5.9 | 23.9 | 0 | 2018-01-10 | 0.5 | 17.5 | 0 | 2017-01-10 | 0.1 | 17.9 | 0 | 2016-01-10 | 6.3 | 11.7 | 0 | 18.2 | 0
2025-01-10 | -3 | 21 | 0 | 2024-01-10 | 0.1 | 17.9 | 0 | 2023-01-10 | -0.4 | 18.4 | 0 | 2022-01-10 | -8.2 | 26.2 | 0 | 2021-01-10 | 1.3 | 16.7 | 0 | 2020-01-10 | 7.3 | 10.7 | 0 | 2019-01-10 | -6.9 | 24.9 | 0 | 2018-01-10 | 0.3 | 17.7 | 0 | 2017-01-10 | 0.3 | 17.7 | 0 | 2016-01-10 | 2.1 | 15.9 | 0 | 18.71 | 0
2025-01-10 | -3.1 | 21.1 | 0 | 2024-01-10 | 0.2 | 17.8 | 0 | 2023-01-10 | -0.5 | 18.5 | 0 | 2022-01-10 | -9.1 | 27.1 | 0 | 2021-01-10 | 0.6 | 17.4 | 0 | 2020-01-10 | 7.3 | 10.7 | 0 | 2019-01-10 | -7.5 | 25.5 | 0 | 2018-01-10 | 0 | 18 | 0 | 2017-01-10 | 1 | 17 | 0 | 2016-01-10 | 0.1 | 17.9 | 0 | 19.1 | 0
2025-01-10 | -2.9 | 20.9 | 0 | 2024-01-10 | 0.1 | 17.9 | 0 | 2023-01-10 | -0.6 | 18.6 | 0 | 2022-01-10 | -9.9 | 27.9 | 0 | 2021-01-10 | -0.4 | 18.4 | 0 | 2020-01-10 | 6.8 | 11.2 | 0 | 2019-01-10 | -8.8 | 26.8 | 0 | 2018-01-10 | 0.3 | 17.7 | 0 | 2017-01-10 | 1.4 | 16.6 | 0 | 2016-01-10 | -0.8 | 18.8 | 0 | 19.48 | 0
2025-01-10 | -3.1 | 21.1 | 0 | 2024-01-10 | -0.1 | 18.1 | 0 | 2023-01-10 | -0.7 | 18.7 | 0 | 2022-01-10 | -10.3 | 28.3 | 0 | 2021-01-10 | -1.8 | 19.8 | 0 | 2020-01-10 | 7 | 11 | 0 | 2019-01-10 | -8.9 | 26.9 | 0 | 2018-01-10 | 1 | 17 | 0 | 2017-01-10 | 2.3 | 15.7 | 0 | 2016-01-10 | -1.5 | 19.5 | 0 | 19.61 | 0
2025-01-10 | -3.2 | 21.2 | 0 | 2024-01-10 | 0 | 18 | 0 | 2023-01-10 | -1 | 19 | 0 | 2022-01-10 | -9.7 | 27.7 | 0 | 2021-01-10 | -2 | 20 | 0 | 2020-01-10 | 6.9 | 11.1 | 0 | 2019-01-10 | -8.8 | 26.8 | 0 | 2018-01-10 | 1.4 | 16.6 | 0 | 2017-01-10 | 3.4 | 14.6 | 0 | 2016-01-10 | -2.6 | 20.6 | 0 | 19.56 | 0
2025-01-10 | -4.5 | 22.5 | 0 | 2024-01-10 | 0.2 | 17.8 | 0 | 2023-01-10 | -1.1 | 19.1 | 0 | 2022-01-10 | -11.5 | 29.5 | 0 | 2021-01-10 | -2.7 | 20.7 | 0 | 2020-01-10 | 6.6 | 11.4 | 0 | 2019-01-10 | -8.5 | 26.5 | 0 | 2018-01-10 | 1.8 | 16.2 | 0 | 2017-01-10 | 4.3 | 13.7 | 0 | 2016-01-10 | -3.7 | 21.7 | 0 | 19.91 | 0
2025-01-10 | -4.8 | 22.8 | 0 | 2024-01-10 | 0.3 | 17.7 | 0 | 2023-01-10 | -1.2 | 19.2 | 0 | 2022-01-10 | -12.2 | 30.2 | 0 | 2021-01-10 | -2.9 | 20.9 | 0 | 2020-01-10 | 6.3 | 11.7 | 0 | 2019-01-10 | -7.9 | 25.9 | 0 | 2018-01-10 | 1.9 | 16.1 | 0 | 2017-01-10 | 5.2 | 12.8 | 0 | 2016-01-10 | -4.1 | 22.1 | 0 | 19.94 | 0
2025-01-10 | -5.1 | 23.1 | 0 | 2024-01-10 | 0.2 | 17.8 | 0 | 2023-01-10 | -1 | 19 | 0 | 2022-01-10 | -12.9 | 30.9 | 0 | 2021-01-10 | -3.6 | 21.6 | 0 | 2020-01-10 | 6.4 | 11.6 | 0 | 2019-01-10 | -8.9 | 26.9 | 0 | 2018-01-10 | 2.4 | 15.6 | 0 | 2017-01-10 | 7 | 11 | 0 | 2016-01-10 | -4.7 | 22.7 | 0 | 20.02 | 0
2025-01-10 | -5.2 | 23.2 | 0 | 2024-01-10 | 0.5 | 17.5 | 0 | 2023-01-10 | -1.6 | 19.6 | 0 | 2022-01-10 | -15.3 | 33.3 | 0 | 2021-01-10 | -4 | 22 | 0 | 2020-01-10 | 6.2 | 11.8 | 0 | 2019-01-10 | -9.3 | 27.3 | 0 | 2018-01-10 | 4.1 | 13.9 | 0 | 2017-01-10 | 7.1 | 10.9 | 0 | 2016-01-10 | -5.4 | 23.4 | 0 | 20.29 | 0
2025-01-11 | -5.3 | 23.3 | 0 | 2024-01-11 | 0.8 | 17.2 | 0 | 2023-01-11 | -1.9 | 19.9 | 0 | 2022-01-11 | -17.1 | 35.1 | 0 | 2021-01-11 | -4.6 | 22.6 | 0 | 2020-01-11 | 5.8 | 12.2 | 0 | 2019-01-11 | -10.7 | 28.7 | 0 | 2018-01-11 | 4.5 | 13.5 | 0 | 2017-01-11 | 7.8 | 10.2 | 0 | 2016-01-11 | -6.2 | 24.2 | 0 | 20.69 | 0
2025-01-11 | -5.3 | 23.3 | 0 | 2024-01-11 | 0.9 | 17.1 | 0 | 2023-01-11 | -2.4 | 20.4 | 0 | 2022-01-11 | -18.5 | 36.5 | 0 | 2021-01-11 | -4.6 | 22.6 | 0 | 2020-01-11 | 6.1 | 11.9 | 0 | 2019-01-11 | -11.4 | 29.4 | 0 | 2018-01-11 | 6.6 | 11.4 | 0 | 2017-01-11 | 7.1 | 10.9 | 0 | 2016-01-11 | -6.5 | 24.5 | 0 | 20.8 | 0
2025-01-11 | -5.1 | 23.1 | 0 | 2024-01-11 | 1 | 17 | 0 | 2023-01-11 | -3.2 | 21.2 | 0 | 2022-01-11 | -19.6 | 37.6 | 0 | 2021-01-11 | -5.7 | 23.7 | 0 | 2020-01-11 | 6.6 | 11.4 | 0 | 2019-01-11 | -12.1 | 30.1 | 0 | 2018-01-11 | 4.5 | 13.5 | 0 | 2017-01-11 | 4 | 14 | 0 | 2016-01-11 | -7 | 25 | 0 | 21.66 | 0
2025-01-11 | -5 | 23 | 0 | 2024-01-11 | 1 | 17 | 0 | 2023-01-11 | -3.6 | 21.6 | 0 | 2022-01-11 | -20.4 | 38.4 | 0 | 2021-01-11 | -5 | 23 | 0 | 2020-01-11 | 7.2 | 10.8 | 0 | 2019-01-11 | -12.6 | 30.6 | 0 | 2018-01-11 | 4.8 | 13.2 | 0 | 2017-01-11 | 3.8 | 14.2 | 0 | 2016-01-11 | -7.5 | 25.5 | 0 | 21.73 | 0
2025-01-11 | -5.5 | 23.5 | 0 | 2024-01-11 | 0.8 | 17.2 | 0 | 2023-01-11 | -4.5 | 22.5 | 0 | 2022-01-11 | -20.8 | 38.8 | 0 | 2021-01-11 | -5.7 | 23.7 | 0 | 2020-01-11 | 7.4 | 10.6 | 0 | 2019-01-11 | -13.1 | 31.1 | 0 | 2018-01-11 | 5.1 | 12.9 | 0 | 2017-01-11 | 3.3 | 14.7 | 0 | 2016-01-11 | -7.9 | 25.9 | 0 | 22.09 | 0
2025-01-11 | -5.3 | 23.3 | 0 | 2024-01-11 | 0.8 | 17.2 | 0 | 2023-01-11 | -4.8 | 22.8 | 0 | 2022-01-11 | -20.9 | 38.9 | 0 | 2021-01-11 | -4.6 | 22.6 | 0 | 2020-01-11 | 7.2 | 10.8 | 0 | 2019-01-11 | -13.7 | 31.7 | 0 | 2018-01-11 | 5.6 | 12.4 | 0 | 2017-01-11 | 2.5 | 15.5 | 0 | 2016-01-11 | -8.2 | 26.2 | 0 | 22.14 | 0
2025-01-11 | -5.1 | 23.1 | 0 | 2024-01-11 | 1 | 17 | 0 | 2023-01-11 | -5 | 23 | 0 | 2022-01-11 | -20.7 | 38.7 | 0 | 2021-01-11 | -5.2 | 23.2 | 0 | 2020-01-11 | 7.5 | 10.5 | 0 | 2019-01-11 | -13.7 | 31.7 | 0 | 2018-01-11 | 7.8 | 10.2 | 0 | 2017-01-11 | 1.8 | 16.2 | 0 | 2016-01-11 | -8.5 | 26.5 | 0 | 22.01 | 0
2025-01-11 | -5 | 23 | 0 | 2024-01-11 | 1.2 | 16.8 | 0 | 2023-01-11 | -4.9 | 22.9 | 0 | 2022-01-11 | -20.4 | 38.4 | 0 | 2021-01-11 | -4.2 | 22.2 | 0 | 2020-01-11 | 8 | 10 | 0 | 2019-01-11 | -13.6 | 31.6 | 0 | 2018-01-11 | 8.3 | 9.7 | 0 | 2017-01-11 | 1.3 | 16.7 | 0 | 2016-01-11 | -8.4 | 26.4 | 0 | 21.77 | 0
2025-01-11 | -5.3 | 23.3 | 0 | 2024-01-11 | 0 | 18 | 0 | 2023-01-11 | -5 | 23 | 0 | 2022-01-11 | -20 | 38 | 0 | 2021-01-11 | -3.4 | 21.4 | 0 | 2020-01-11 | 8.7 | 9.3 | 0 | 2019-01-11 | -13.2 | 31.2 | 0 | 2018-01-11 | 9 | 9 | 0 | 2017-01-11 | 0.9 | 17.1 | 0 | 2016-01-11 | -8.6 | 26.6 | 0 | 21.69 | 0
2025-01-11 | -5.8 | 23.8 | 0 | 2024-01-11 | -0.1 | 18.1 | 0 | 2023-01-11 | -4.8 | 22.8 | 0 | 2022-01-11 | -19.1 | 37.1 | 0 | 2021-01-11 | -3.2 | 21.2 | 0 | 2020-01-11 | 10.6 | 7.4 | 0 | 2019-01-11 | -12.8 | 30.8 | 0 | 2018-01-11 | 9.4 | 8.6 | 0 | 2017-01-11 | 1.3 | 16.7 | 0 | 2016-01-11 | -8.2 | 26.2 | 0 | 21.27 | 0
2025-01-11 | -4.5 | 22.5 | 0 | 2024-01-11 | 0.1 | 17.9 | 0 | 2023-01-11 | -4.1 | 22.1 | 0 | 2022-01-11 | -18 | 36 | 0 | 2021-01-11 | -1.4 | 19.4 | 0 | 2020-01-11 | 11.8 | 6.2 | 0 | 2019-01-11 | -12.9 | 30.9 | 0 | 2018-01-11 | 10 | 8 | 0 | 2017-01-11 | 2 | 16 | 0 | 2016-01-11 | -7.6 | 25.6 | 0 | 20.46 | 0
2025-01-11 | -3.6 | 21.6 | 0 | 2024-01-11 | 0.3 | 17.7 | 0 | 2023-01-11 | -3.4 | 21.4 | 0 | 2022-01-11 | -16.6 | 34.6 | 0 | 2021-01-11 | -0.4 | 18.4 | 0 | 2020-01-11 | 11.5 | 6.5 | 0 | 2019-01-11 | -12 | 30 | 0 | 2018-01-11 | 10.6 | 7.4 | 0 | 2017-01-11 | 2.9 | 15.1 | 0 | 2016-01-11 | -6.9 | 24.9 | 0 | 19.76 | 0
2025-01-11 | -2.1 | 20.1 | 0 | 2024-01-11 | 0.8 | 17.2 | 0 | 2023-01-11 | -1.1 | 19.1 | 0 | 2022-01-11 | -15.3 | 33.3 | 0 | 2021-01-11 | 0.1 | 17.9 | 0 | 2020-01-11 | 11.3 | 6.7 | 0 | 2019-01-11 | -10.8 | 28.8 | 0 | 2018-01-11 | 11.4 | 6.6 | 0 | 2017-01-11 | 2.5 | 15.5 | 0 | 2016-01-11 | -6.7 | 24.7 | 0 | 18.99 | 0
2025-01-11 | -1.3 | 19.3 | 0 | 2024-01-11 | 1.1 | 16.9 | 0 | 2023-01-11 | -1 | 19 | 0 | 2022-01-11 | -13.5 | 31.5 | 0 | 2021-01-11 | -0.9 | 18.9 | 0 | 2020-01-11 | 2.9 | 15.1 | 0 | 2019-01-11 | -9.5 | 27.5 | 0 | 2018-01-11 | 11.7 | 6.3 | 0 | 2017-01-11 | 3.2 | 14.8 | 0 | 2016-01-11 | -6.7 | 24.7 | 0 | 19.4 | 0
2025-01-11 | -0.5 | 18.5 | 0 | 2024-01-11 | 1.2 | 16.8 | 0 | 2023-01-11 | -1.7 | 19.7 | 0 | 2022-01-11 | -11.2 | 29.2 | 0 | 2021-01-11 | -0.1 | 18.1 | 0 | 2020-01-11 | 3 | 15 | 0 | 2019-01-11 | -8.7 | 26.7 | 0 | 2018-01-11 | 12.3 | 5.7 | 0 | 2017-01-11 | 4.1 | 13.9 | 0 | 2016-01-11 | -6.6 | 24.6 | 0 | 18.82 | 0
2025-01-11 | -0.2 | 18.2 | 0 | 2024-01-11 | 2 | 16 | 0 | 2023-01-11 | -1.2 | 19.2 | 0 | 2022-01-11 | -10.9 | 28.9 | 0 | 2021-01-11 | 0.2 | 17.8 | 0 | 2020-01-11 | 3 | 15 | 0 | 2019-01-11 | -7.6 | 25.6 | 0 | 2018-01-11 | 12.4 | 5.6 | 0 | 2017-01-11 | 4.9 | 13.1 | 0 | 2016-01-11 | -6.6 | 24.6 | 0 | 18.4 | 0
2025-01-11 | 0 | 18 | 0 | 2024-01-11 | 2.3 | 15.7 | 0 | 2023-01-11 | -0.7 | 18.7 | 0 | 2022-01-11 | -10 | 28 | 0 | 2021-01-11 | -0.1 | 18.1 | 0 | 2020-01-11 | 2.8 | 15.2 | 0 | 2019-01-11 | -7.8 | 25.8 | 0 | 2018-01-11 | 11.8 | 6.2 | 0 | 2017-01-11 | 4.5 | 13.5 | 0 | 2016-01-11 | -7.5 | 25.5 | 0 | 18.47 | 0
2025-01-11 | -0.8 | 18.8 | 0 | 2024-01-11 | 2.1 | 15.9 | 0 | 2023-01-11 | -0.1 | 18.1 | 0 | 2022-01-11 | -9.2 | 27.2 | 0 | 2021-01-11 | -1.1 | 19.1 | 0 | 2020-01-11 | 2.5 | 15.5 | 0 | 2019-01-11 | -8.6 | 26.6 | 0 | 2018-01-11 | 9.8 | 8.2 | 0 | 2017-01-11 | 4.2 | 13.8 | 0 | 2016-01-11 | -8.4 | 26.4 | 0 | 18.96 | 0
2025-01-11 | -1.3 | 19.3 | 0 | 2024-01-11 | 1.7 | 16.3 | 0 | 2023-01-11 | 0.3 | 17.7 | 0 | 2022-01-11 | -8.4 | 26.4 | 0 | 2021-01-11 | -1.1 | 19.1 | 0 | 2020-01-11 | 2.3 | 15.7 | 0 | 2019-01-11 | -8.9 | 26.9 | 0 | 2018-01-11 | 10.5 | 7.5 | 0 | 2017-01-11 | 4.2 | 13.8 | 0 | 2016-01-11 | -9 | 27 | 0 | 18.97 | 0
2025-01-11 | -1.6 | 19.6 | 0 | 2024-01-11 | 1 | 17 | 0 | 2023-01-11 | 0.3 | 17.7 | 0 | 2022-01-11 | -7.8 | 25.8 | 0 | 2021-01-11 | -0.9 | 18.9 | 0 | 2020-01-11 | 2.5 | 15.5 | 0 | 2019-01-11 | -8.8 | 26.8 | 0 | 2018-01-11 | 10.5 | 7.5 | 0 | 2017-01-11 | 4.8 | 13.2 | 0 | 2016-01-11 | -9.7 | 27.7 | 0 | 18.97 | 0
2025-01-11 | -1.7 | 19.7 | 0 | 2024-01-11 | -0.2 | 18.2 | 0 | 2023-01-11 | 0.8 | 17.2 | 0 | 2022-01-11 | -7.1 | 25.1 | 0 | 2021-01-11 | -0.8 | 18.8 | 0 | 2020-01-11 | 2.2 | 15.8 | 0 | 2019-01-11 | -8.9 | 26.9 | 0 | 2018-01-11 | 10.5 | 7.5 | 0 | 2017-01-11 | 5 | 13 | 0 | 2016-01-11 | -10 | 28 | 0 | 19.02 | 0
2025-01-11 | -1.6 | 19.6 | 0 | 2024-01-11 | 1.3 | 16.7 | 0 | 2023-01-11 | 1.1 | 16.9 | 0 | 2022-01-11 | -6.1 | 24.1 | 0 | 2021-01-11 | -0.8 | 18.8 | 0 | 2020-01-11 | 2.2 | 15.8 | 0 | 2019-01-11 | -9.1 | 27.1 | 0 | 2018-01-11 | 10.2 | 7.8 | 0 | 2017-01-11 | 5 | 13 | 0 | 2016-01-11 | -10.3 | 28.3 | 0 | 18.81 | 0
2025-01-11 | -1.4 | 19.4 | 0 | 2024-01-11 | 1.1 | 16.9 | 0 | 2023-01-11 | 1.3 | 16.7 | 0 | 2022-01-11 | -5.1 | 23.1 | 0 | 2021-01-11 | -0.7 | 18.7 | 0 | 2020-01-11 | 2.1 | 15.9 | 0 | 2019-01-11 | -8.9 | 26.9 | 0 | 2018-01-11 | 10.2 | 7.8 | 0 | 2017-01-11 | 5 | 13 | 0 | 2016-01-11 | -10.2 | 28.2 | 0 | 18.66 | 0
2025-01-11 | -1.2 | 19.2 | 0 | 2024-01-11 | 0.8 | 17.2 | 0 | 2023-01-11 | 1.2 | 16.8 | 0 | 2022-01-11 | -4.5 | 22.5 | 0 | 2021-01-11 | -0.8 | 18.8 | 0 | 2020-01-11 | 2 | 16 | 0 | 2019-01-11 | -8.9 | 26.9 | 0 | 2018-01-11 | 10.1 | 7.9 | 0 | 2017-01-11 | 4.8 | 13.2 | 0 | 2016-01-11 | -10 | 28 | 0 | 18.65 | 0
2025-01-12 | -1.5 | 19.5 | 0 | 2024-01-12 | 0.8 | 17.2 | 0 | 2023-01-12 | 1.1 | 16.9 | 0 | 2022-01-12 | -4.4 | 22.4 | 0 | 2021-01-12 | -1 | 19 | 0 | 2020-01-12 | 2 | 16 | 0 | 2019-01-12 | -8.4 | 26.4 | 0 | 2018-01-12 | 9.9 | 8.1 | 0 | 2017-01-12 | 6.4 | 11.6 | 0 | 2016-01-12 | -9.5 | 27.5 | 0 | 18.46 | 0
2025-01-12 | -3.7 | 21.7 | 0 | 2024-01-12 | 1 | 17 | 0 | 2023-01-12 | 1 | 17 | 0 | 2022-01-12 | -3.9 | 21.9 | 0 | 2021-01-12 | -1.2 | 19.2 | 0 | 2020-01-12 | 1.7 | 16.3 | 0 | 2019-01-12 | -8 | 26 | 0 | 2018-01-12 | 10.4 | 7.6 | 0 | 2017-01-12 | 7.2 | 10.8 | 0 | 2016-01-12 | -9.6 | 27.6 | 0 | 18.51 | 0
2025-01-12 | -2.1 | 20.1 | 0 | 2024-01-12 | 0.4 | 17.6 | 0 | 2023-01-12 | 1 | 17 | 0 | 2022-01-12 | -3.2 | 21.2 | 0 | 2021-01-12 | -1.4 | 19.4 | 0 | 2020-01-12 | 1 | 17 | 0 | 2019-01-12 | -7.9 | 25.9 | 0 | 2018-01-12 | 10.3 | 7.7 | 0 | 2017-01-12 | 7.7 | 10.3 | 0 | 2016-01-12 | -9.6 | 27.6 | 0 | 18.38 | 0
2025-01-12 | -3.5 | 21.5 | 0 | 2024-01-12 | -0.2 | 18.2 | 0 | 2023-01-12 | 1.1 | 16.9 | 0 | 2022-01-12 | -2.7 | 20.7 | 0 | 2021-01-12 | -1.6 | 19.6 | 0 | 2020-01-12 | 0.9 | 17.1 | 0 | 2019-01-12 | -7.6 | 25.6 | 0 | 2018-01-12 | 10.4 | 7.6 | 0 | 2017-01-12 | 7.2 | 10.8 | 0 | 2016-01-12 | -9.5 | 27.5 | 0 | 18.55 | 0
2025-01-12 | -2.7 | 20.7 | 0 | 2024-01-12 | -0.4 | 18.4 | 0 | 2023-01-12 | 1.6 | 16.4 | 0 | 2022-01-12 | -1.5 | 19.5 | 0 | 2021-01-12 | -1.7 | 19.7 | 0 | 2020-01-12 | 0.8 | 17.2 | 0 | 2019-01-12 | -7.3 | 25.3 | 0 | 2018-01-12 | 11.2 | 6.8 | 0 | 2017-01-12 | 7.1 | 10.9 | 0 | 2016-01-12 | -8.7 | 26.7 | 0 | 18.16 | 0
2025-01-12 | -2.8 | 20.8 | 0 | 2024-01-12 | -0.3 | 18.3 | 0 | 2023-01-12 | 2.9 | 15.1 | 0 | 2022-01-12 | 0.1 | 17.9 | 0 | 2021-01-12 | -1.9 | 19.9 | 0 | 2020-01-12 | -0.5 | 18.5 | 0 | 2019-01-12 | -7.1 | 25.1 | 0 | 2018-01-12 | 12.1 | 5.9 | 0 | 2017-01-12 | 6.2 | 11.8 | 0 | 2016-01-12 | -6.3 | 24.3 | 0 | 17.76 | 0
2025-01-12 | -2.8 | 20.8 | 0 | 2024-01-12 | -0.4 | 18.4 | 0 | 2023-01-12 | 2.7 | 15.3 | 0 | 2022-01-12 | 0 | 18 | 0 | 2021-01-12 | -1.9 | 19.9 | 0 | 2020-01-12 | -3.2 | 21.2 | 0 | 2019-01-12 | -7 | 25 | 0 | 2018-01-12 | 11.9 | 6.1 | 0 | 2017-01-12 | 4.7 | 13.3 | 0 | 2016-01-12 | -5.3 | 23.3 | 0 | 18.13 | 0
2025-01-12 | -2.2 | 20.2 | 0 | 2024-01-12 | -0.4 | 18.4 | 0 | 2023-01-12 | 2.4 | 15.6 | 0 | 2022-01-12 | 0.4 | 17.6 | 0 | 2021-01-12 | -2.1 | 20.1 | 0 | 2020-01-12 | -4.9 | 22.9 | 0 | 2019-01-12 | -7 | 25 | 0 | 2018-01-12 | 11.5 | 6.5 | 0 | 2017-01-12 | 2.9 | 15.1 | 0 | 2016-01-12 | -4.4 | 22.4 | 0 | 18.38 | 0
2025-01-12 | -2.3 | 20.3 | 0 | 2024-01-12 | -0.5 | 18.5 | 0 | 2023-01-12 | 2.5 | 15.5 | 0 | 2022-01-12 | 0.2 | 17.8 | 0 | 2021-01-12 | -1.9 | 19.9 | 0 | 2020-01-12 | -5.5 | 23.5 | 0 | 2019-01-12 | -7.3 | 25.3 | 0 | 2018-01-12 | 10.8 | 7.2 | 0 | 2017-01-12 | 2.5 | 15.5 | 0 | 2016-01-12 | -3 | 21 | 0 | 18.45 | 0
2025-01-12 | -1.6 | 19.6 | 0 | 2024-01-12 | -0.5 | 18.5 | 0 | 2023-01-12 | 2.6 | 15.4 | 0 | 2022-01-12 | 0.7 | 17.3 | 0 | 2021-01-12 | -1.8 | 19.8 | 0 | 2020-01-12 | -5.6 | 23.6 | 0 | 2019-01-12 | -7.1 | 25.1 | 0 | 2018-01-12 | 5 | 13 | 0 | 2017-01-12 | 2.2 | 15.8 | 0 | 2016-01-12 | -2.1 | 20.1 | 0 | 18.82 | 0
2025-01-12 | -1 | 19 | 0 | 2024-01-12 | -0.1 | 18.1 | 0 | 2023-01-12 | 2.8 | 15.2 | 0 | 2022-01-12 | 1.1 | 16.9 | 0 | 2021-01-12 | -1.7 | 19.7 | 0 | 2020-01-12 | -6 | 24 | 0 | 2019-01-12 | -6.8 | 24.8 | 0 | 2018-01-12 | 3.5 | 14.5 | 0 | 2017-01-12 | 2 | 16 | 0 | 2016-01-12 | -2.2 | 20.2 | 0 | 18.84 | 0
2025-01-12 | 0.6 | 17.4 | 0 | 2024-01-12 | 0.8 | 17.2 | 0 | 2023-01-12 | 3 | 15 | 0 | 2022-01-12 | 1.6 | 16.4 | 0 | 2021-01-12 | -1.7 | 19.7 | 0 | 2020-01-12 | -5 | 23 | 0 | 2019-01-12 | -6 | 24 | 0 | 2018-01-12 | 2.6 | 15.4 | 0 | 2017-01-12 | 2.3 | 15.7 | 0 | 2016-01-12 | -2.3 | 20.3 | 0 | 18.41 | 0
2025-01-12 | 1.4 | 16.6 | 0 | 2024-01-12 | 0.8 | 17.2 | 0 | 2023-01-12 | 3.3 | 14.7 | 0 | 2022-01-12 | 1.6 | 16.4 | 0 | 2021-01-12 | -1.6 | 19.6 | 0 | 2020-01-12 | -4.4 | 22.4 | 0 | 2019-01-12 | -5.5 | 23.5 | 0 | 2018-01-12 | 0.1 | 17.9 | 0 | 2017-01-12 | 2.3 | 15.7 | 0 | 2016-01-12 | -2.1 | 20.1 | 0 | 18.41 | 0
2025-01-12 | 0.8 | 17.2 | 0 | 2024-01-12 | 0.6 | 17.4 | 0 | 2023-01-12 | 3.6 | 14.4 | 0 | 2022-01-12 | 1.4 | 16.6 | 0 | 2021-01-12 | -1.6 | 19.6 | 0 | 2020-01-12 | -4.5 | 22.5 | 0 | 2019-01-12 | -4.7 | 22.7 | 0 | 2018-01-12 | -2 | 20 | 0 | 2017-01-12 | 2.4 | 15.6 | 0 | 2016-01-12 | -3.4 | 21.4 | 0 | 18.74 | 0
2025-01-12 | 1.1 | 16.9 | 0 | 2024-01-12 | 0.3 | 17.7 | 0 | 2023-01-12 | 3.5 | 14.5 | 0 | 2022-01-12 | 1.1 | 16.9 | 0 | 2021-01-12 | -1.7 | 19.7 | 0 | 2020-01-12 | -4.4 | 22.4 | 0 | 2019-01-12 | -4.8 | 22.8 | 0 | 2018-01-12 | -4.3 | 22.3 | 0 | 2017-01-12 | 2.7 | 15.3 | 0 | 2016-01-12 | -5.5 | 23.5 | 0 | 19.2 | 0
2025-01-12 | 0.8 | 17.2 | 0 | 2024-01-12 | 0.4 | 17.6 | 0 | 2023-01-12 | 3.5 | 14.5 | 0 | 2022-01-12 | 1.3 | 16.7 | 0 | 2021-01-12 | -1.8 | 19.8 | 0 | 2020-01-12 | -4.1 | 22.1 | 0 | 2019-01-12 | -4.7 | 22.7 | 0 | 2018-01-12 | -6.6 | 24.6 | 0 | 2017-01-12 | 2.8 | 15.2 | 0 | 2016-01-12 | -5.8 | 23.8 | 0 | 19.42 | 0
2025-01-12 | 0.5 | 17.5 | 0 | 2024-01-12 | 0.2 | 17.8 | 0 | 2023-01-12 | 3.1 | 14.9 | 0 | 2022-01-12 | 1 | 17 | 0 | 2021-01-12 | -1.7 | 19.7 | 0 | 2020-01-12 | -4.1 | 22.1 | 0 | 2019-01-12 | -4.9 | 22.9 | 0 | 2018-01-12 | -7.9 | 25.9 | 0 | 2017-01-12 | 2.5 | 15.5 | 0 | 2016-01-12 | -6.6 | 24.6 | 0 | 19.79 | 0
2025-01-12 | 0 | 18 | 0 | 2024-01-12 | -0.3 | 18.3 | 0 | 2023-01-12 | 2.6 | 15.4 | 0 | 2022-01-12 | 0.5 | 17.5 | 0 | 2021-01-12 | -1.4 | 19.4 | 0 | 2020-01-12 | -4.8 | 22.8 | 0 | 2019-01-12 | -5.5 | 23.5 | 0 | 2018-01-12 | -8.3 | 26.3 | 0 | 2017-01-12 | 0.9 | 17.1 | 0 | 2016-01-12 | -7.1 | 25.1 | 0 | 20.34 | 0
2025-01-12 | -0.3 | 18.3 | 0 | 2024-01-12 | -0.1 | 18.1 | 0 | 2023-01-12 | 1.9 | 16.1 | 0 | 2022-01-12 | 0.6 | 17.4 | 0 | 2021-01-12 | -1.3 | 19.3 | 0 | 2020-01-12 | -4.6 | 22.6 | 0 | 2019-01-12 | -6.3 | 24.3 | 0 | 2018-01-12 | -8.8 | 26.8 | 0 | 2017-01-12 | 0.7 | 17.3 | 0 | 2016-01-12 | -7.5 | 25.5 | 0 | 20.57 | 0
2025-01-12 | -0.3 | 18.3 | 0 | 2024-01-12 | 0.6 | 17.4 | 0 | 2023-01-12 | 1.7 | 16.3 | 0 | 2022-01-12 | 0.2 | 17.8 | 0 | 2021-01-12 | -1.2 | 19.2 | 0 | 2020-01-12 | -4.9 | 22.9 | 0 | 2019-01-12 | -7 | 25 | 0 | 2018-01-12 | -9.4 | 27.4 | 0 | 2017-01-12 | 0.9 | 17.1 | 0 | 2016-01-12 | -5.5 | 23.5 | 0 | 20.49 | 0
2025-01-12 | 0.1 | 17.9 | 0 | 2024-01-12 | 0.2 | 17.8 | 0 | 2023-01-12 | 1.4 | 16.6 | 0 | 2022-01-12 | -0.4 | 18.4 | 0 | 2021-01-12 | -1.2 | 19.2 | 0 | 2020-01-12 | -5 | 23 | 0 | 2019-01-12 | -7.5 | 25.5 | 0 | 2018-01-12 | -9.7 | 27.7 | 0 | 2017-01-12 | 0.4 | 17.6 | 0 | 2016-01-12 | -6.1 | 24.1 | 0 | 20.78 | 0
2025-01-12 | 0.1 | 17.9 | 0 | 2024-01-12 | 0.3 | 17.7 | 0 | 2023-01-12 | 0.6 | 17.4 | 0 | 2022-01-12 | -0.6 | 18.6 | 0 | 2021-01-12 | -1.2 | 19.2 | 0 | 2020-01-12 | -5 | 23 | 0 | 2019-01-12 | -7.9 | 25.9 | 0 | 2018-01-12 | -10.6 | 28.6 | 0 | 2017-01-12 | -0.1 | 18.1 | 0 | 2016-01-12 | -6.8 | 24.8 | 0 | 21.12 | 0
2025-01-12 | -1 | 19 | 0 | 2024-01-12 | 0.5 | 17.5 | 0 | 2023-01-12 | 0.6 | 17.4 | 0 | 2022-01-12 | -0.3 | 18.3 | 0 | 2021-01-12 | -1.3 | 19.3 | 0 | 2020-01-12 | -4.7 | 22.7 | 0 | 2019-01-12 | -8.2 | 26.2 | 0 | 2018-01-12 | -10.9 | 28.9 | 0 | 2017-01-12 | -0.5 | 18.5 | 0 | 2016-01-12 | -6.9 | 24.9 | 0 | 21.27 | 0
2025-01-12 | -0.7 | 18.7 | 0 | 2024-01-12 | 1.4 | 16.6 | 0 | 2023-01-12 | 0.7 | 17.3 | 0 | 2022-01-12 | -0.6 | 18.6 | 0 | 2021-01-12 | -1.4 | 19.4 | 0 | 2020-01-12 | -4.8 | 22.8 | 0 | 2019-01-12 | -8.7 | 26.7 | 0 | 2018-01-12 | -11.6 | 29.6 | 0 | 2017-01-12 | -1.4 | 19.4 | 0 | 2016-01-12 | -8.1 | 26.1 | 0 | 21.52 | 0
2025-01-13 | -0.4 | 18.4 | 0 | 2024-01-13 | 2.6 | 15.4 | 0 | 2023-01-13 | 0.5 | 17.5 | 0 | 2022-01-13 | -0.2 | 18.2 | 0 | 2021-01-13 | -1.4 | 19.4 | 0 | 2020-01-13 | -4.8 | 22.8 | 0 | 2019-01-13 | -8.7 | 26.7 | 0 | 2018-01-13 | -12.1 | 30.1 | 0 | 2017-01-13 | -1.6 | 19.6 | 0 | 2016-01-13 | -8 | 26 | 0 | 21.41 | 0
2025-01-13 | -0.3 | 18.3 | 0 | 2024-01-13 | 4.1 | 13.9 | 0 | 2023-01-13 | -0.5 | 18.5 | 0 | 2022-01-13 | -0.6 | 18.6 | 0 | 2021-01-13 | -1.4 | 19.4 | 0 | 2020-01-13 | -4.6 | 22.6 | 0 | 2019-01-13 | -9 | 27 | 0 | 2018-01-13 | -12.4 | 30.4 | 0 | 2017-01-13 | -2.1 | 20.1 | 0 | 2016-01-13 | -8.5 | 26.5 | 0 | 21.53 | 0
2025-01-13 | 0.1 | 17.9 | 0 | 2024-01-13 | 4.7 | 13.3 | 0 | 2023-01-13 | -1.3 | 19.3 | 0 | 2022-01-13 | -0.8 | 18.8 | 0 | 2021-01-13 | -1.3 | 19.3 | 0 | 2020-01-13 | -4.9 | 22.9 | 0 | 2019-01-13 | -9.5 | 27.5 | 0 | 2018-01-13 | -12.8 | 30.8 | 0 | 2017-01-13 | -1.7 | 19.7 | 0 | 2016-01-13 | -9.1 | 27.1 | 0 | 21.66 | 0
2025-01-13 | 0.6 | 17.4 | 0 | 2024-01-13 | 5.1 | 12.9 | 0 | 2023-01-13 | -1.8 | 19.8 | 0 | 2022-01-13 | -0.7 | 18.7 | 0 | 2021-01-13 | -1.2 | 19.2 | 0 | 2020-01-13 | -4.3 | 22.3 | 0 | 2019-01-13 | -9.7 | 27.7 | 0 | 2018-01-13 | -13.2 | 31.2 | 0 | 2017-01-13 | -2.1 | 20.1 | 0 | 2016-01-13 | -9.6 | 27.6 | 0 | 21.69 | 0
2025-01-13 | 0.7 | 17.3 | 0 | 2024-01-13 | 4.9 | 13.1 | 0 | 2023-01-13 | -2.4 | 20.4 | 0 | 2022-01-13 | -1 | 19 | 0 | 2021-01-13 | -0.9 | 18.9 | 0 | 2020-01-13 | -3.3 | 21.3 | 0 | 2019-01-13 | -10.1 | 28.1 | 0 | 2018-01-13 | -13.4 | 31.4 | 0 | 2017-01-13 | -3.4 | 21.4 | 0 | 2016-01-13 | -9.8 | 27.8 | 0 | 21.87 | 0
2025-01-13 | 1.1 | 16.9 | 0 | 2024-01-13 | 4.4 | 13.6 | 0 | 2023-01-13 | -2.5 | 20.5 | 0 | 2022-01-13 | -0.7 | 18.7 | 0 | 2021-01-13 | -0.7 | 18.7 | 0 | 2020-01-13 | -4.7 | 22.7 | 0 | 2019-01-13 | -10.7 | 28.7 | 0 | 2018-01-13 | -13.6 | 31.6 | 0 | 2017-01-13 | -4 | 22 | 0 | 2016-01-13 | -10.3 | 28.3 | 0 | 22.17 | 0
2025-01-13 | 1.1 | 16.9 | 0 | 2024-01-13 | 3.9 | 14.1 | 0 | 2023-01-13 | -2.6 | 20.6 | 0 | 2022-01-13 | -0.3 | 18.3 | 0 | 2021-01-13 | -0.7 | 18.7 | 0 | 2020-01-13 | -4.5 | 22.5 | 0 | 2019-01-13 | -10.2 | 28.2 | 0 | 2018-01-13 | -13.8 | 31.8 | 0 | 2017-01-13 | -3.7 | 21.7 | 0 | 2016-01-13 | -9.6 | 27.6 | 0 | 22.04 | 0
2025-01-13 | 0.3 | 17.7 | 0 | 2024-01-13 | 2.1 | 15.9 | 0 | 2023-01-13 | -2.9 | 20.9 | 0 | 2022-01-13 | -0.2 | 18.2 | 0 | 2021-01-13 | -0.6 | 18.6 | 0 | 2020-01-13 | -3.7 | 21.7 | 0 | 2019-01-13 | -10.8 | 28.8 | 0 | 2018-01-13 | -14.1 | 32.1 | 0 | 2017-01-13 | -4.7 | 22.7 | 0 | 2016-01-13 | -9.6 | 27.6 | 0 | 22.42 | 0
2025-01-13 | -0.9 | 18.9 | 0 | 2024-01-13 | 2.2 | 15.8 | 0 | 2023-01-13 | -3.1 | 21.1 | 0 | 2022-01-13 | -0.2 | 18.2 | 0 | 2021-01-13 | -0.1 | 18.1 | 0 | 2020-01-13 | -3.3 | 21.3 | 0 | 2019-01-13 | -11.2 | 29.2 | 0 | 2018-01-13 | -14.1 | 32.1 | 0 | 2017-01-13 | -5.3 | 23.3 | 0 | 2016-01-13 | -9.6 | 27.6 | 0 | 22.56 | 0
2025-01-13 | -0.9 | 18.9 | 0 | 2024-01-13 | 0.7 | 17.3 | 0 | 2023-01-13 | -3.5 | 21.5 | 0 | 2022-01-13 | 0 | 18 | 0 | 2021-01-13 | 0.2 | 17.8 | 0 | 2020-01-13 | -2.7 | 20.7 | 0 | 2019-01-13 | -11.2 | 29.2 | 0 | 2018-01-13 | -14 | 32 | 0 | 2017-01-13 | -4.8 | 22.8 | 0 | 2016-01-13 | -8.9 | 26.9 | 0 | 22.51 | 0
2025-01-13 | -0.9 | 18.9 | 0 | 2024-01-13 | -0.2 | 18.2 | 0 | 2023-01-13 | -3.5 | 21.5 | 0 | 2022-01-13 | 0.3 | 17.7 | 0 | 2021-01-13 | 0.9 | 17.1 | 0 | 2020-01-13 | -1.8 | 19.8 | 0 | 2019-01-13 | -8.9 | 26.9 | 0 | 2018-01-13 | -13.5 | 31.5 | 0 | 2017-01-13 | -3.6 | 21.6 | 0 | 2016-01-13 | -8.7 | 26.7 | 0 | 21.99 | 0
2025-01-13 | -1.1 | 19.1 | 0 | 2024-01-13 | -0.6 | 18.6 | 0 | 2023-01-13 | -3.7 | 21.7 | 0 | 2022-01-13 | -0.1 | 18.1 | 0 | 2021-01-13 | 1.3 | 16.7 | 0 | 2020-01-13 | -1.1 | 19.1 | 0 | 2019-01-13 | -7.5 | 25.5 | 0 | 2018-01-13 | -12.8 | 30.8 | 0 | 2017-01-13 | -3.1 | 21.1 | 0 | 2016-01-13 | -8.2 | 26.2 | 0 | 21.69 | 0
2025-01-13 | -1.9 | 19.9 | 0 | 2024-01-13 | -1 | 19 | 0 | 2023-01-13 | -4.1 | 22.1 | 0 | 2022-01-13 | 0 | 18 | 0 | 2021-01-13 | 1.9 | 16.1 | 0 | 2020-01-13 | -0.7 | 18.7 | 0 | 2019-01-13 | -6.8 | 24.8 | 0 | 2018-01-13 | -12.2 | 30.2 | 0 | 2017-01-13 | -3.4 | 21.4 | 0 | 2016-01-13 | -7.2 | 25.2 | 0 | 21.54 | 0
2025-01-13 | -1.9 | 19.9 | 0 | 2024-01-13 | -1.4 | 19.4 | 0 | 2023-01-13 | -4.3 | 22.3 | 0 | 2022-01-13 | 0.2 | 17.8 | 0 | 2021-01-13 | 2.4 | 15.6 | 0 | 2020-01-13 | -0.4 | 18.4 | 0 | 2019-01-13 | -6.3 | 24.3 | 0 | 2018-01-13 | -12.1 | 30.1 | 0 | 2017-01-13 | -2.9 | 20.9 | 0 | 2016-01-13 | -7.8 | 25.8 | 0 | 21.45 | 0
2025-01-13 | -2 | 20 | 0 | 2024-01-13 | -1.2 | 19.2 | 0 | 2023-01-13 | -4 | 22 | 0 | 2022-01-13 | 0.6 | 17.4 | 0 | 2021-01-13 | 2.8 | 15.2 | 0 | 2020-01-13 | 0.3 | 17.7 | 0 | 2019-01-13 | -5.9 | 23.9 | 0 | 2018-01-13 | -11.9 | 29.9 | 0 | 2017-01-13 | -3.6 | 21.6 | 0 | 2016-01-13 | -7.6 | 25.6 | 0 | 21.25 | 0
2025-01-13 | -2.1 | 20.1 | 0 | 2024-01-13 | -1 | 19 | 0 | 2023-01-13 | -4.3 | 22.3 | 0 | 2022-01-13 | 0.8 | 17.2 | 0 | 2021-01-13 | 2.7 | 15.3 | 0 | 2020-01-13 | 0.7 | 17.3 | 0 | 2019-01-13 | -5.5 | 23.5 | 0 | 2018-01-13 | -12.4 | 30.4 | 0 | 2017-01-13 | -3.8 | 21.8 | 0 | 2016-01-13 | -8.4 | 26.4 | 0 | 21.33 | 0
2025-01-13 | -2.4 | 20.4 | 0 | 2024-01-13 | -1.9 | 19.9 | 0 | 2023-01-13 | -4.4 | 22.4 | 0 | 2022-01-13 | 0.8 | 17.2 | 0 | 2021-01-13 | 2.7 | 15.3 | 0 | 2020-01-13 | 1.1 | 16.9 | 0 | 2019-01-13 | -6.3 | 24.3 | 0 | 2018-01-13 | -12.6 | 30.6 | 0 | 2017-01-13 | -3.8 | 21.8 | 0 | 2016-01-13 | -8.9 | 26.9 | 0 | 21.57 | 0
2025-01-13 | -3.1 | 21.1 | 0 | 2024-01-13 | -2.9 | 20.9 | 0 | 2023-01-13 | -4.7 | 22.7 | 0 | 2022-01-13 | 0.4 | 17.6 | 0 | 2021-01-13 | 2.4 | 15.6 | 0 | 2020-01-13 | 1.3 | 16.7 | 0 | 2019-01-13 | -7.2 | 25.2 | 0 | 2018-01-13 | -12.8 | 30.8 | 0 | 2017-01-13 | -5.4 | 23.4 | 0 | 2016-01-13 | -8.8 | 26.8 | 0 | 22.08 | 0
2025-01-13 | -3.5 | 21.5 | 0 | 2024-01-13 | -3.1 | 21.1 | 0 | 2023-01-13 | -4.8 | 22.8 | 0 | 2022-01-13 | 0.4 | 17.6 | 0 | 2021-01-13 | 2.3 | 15.7 | 0 | 2020-01-13 | 1.5 | 16.5 | 0 | 2019-01-13 | -7.7 | 25.7 | 0 | 2018-01-13 | -13.5 | 31.5 | 0 | 2017-01-13 | -5.8 | 23.8 | 0 | 2016-01-13 | -8.8 | 26.8 | 0 | 22.3 | 0
2025-01-13 | -4.1 | 22.1 | 0 | 2024-01-13 | -3.8 | 21.8 | 0 | 2023-01-13 | -5 | 23 | 0 | 2022-01-13 | 0.4 | 17.6 | 0 | 2021-01-13 | 2.1 | 15.9 | 0 | 2020-01-13 | 1.3 | 16.7 | 0 | 2019-01-13 | -7.6 | 25.6 | 0 | 2018-01-13 | -13.9 | 31.9 | 0 | 2017-01-13 | -6.1 | 24.1 | 0 | 2016-01-13 | -8.9 | 26.9 | 0 | 22.56 | 0
2025-01-13 | -4.3 | 22.3 | 0 | 2024-01-13 | -3.9 | 21.9 | 0 | 2023-01-13 | -5.4 | 23.4 | 0 | 2022-01-13 | -0.5 | 18.5 | 0 | 2021-01-13 | 1.9 | 16.1 | 0 | 2020-01-13 | 1.3 | 16.7 | 0 | 2019-01-13 | -8.3 | 26.3 | 0 | 2018-01-13 | -14.2 | 32.2 | 0 | 2017-01-13 | -6.3 | 24.3 | 0 | 2016-01-13 | -8.4 | 26.4 | 0 | 22.81 | 0
2025-01-13 | -4.7 | 22.7 | 0 | 2024-01-13 | -3.5 | 21.5 | 0 | 2023-01-13 | -6.2 | 24.2 | 0 | 2022-01-13 | -1.6 | 19.6 | 0 | 2021-01-13 | 1.5 | 16.5 | 0 | 2020-01-13 | 1.4 | 16.6 | 0 | 2019-01-13 | -8.3 | 26.3 | 0 | 2018-01-13 | -14.6 | 32.6 | 0 | 2017-01-13 | -6.6 | 24.6 | 0 | 2016-01-13 | -7.9 | 25.9 | 0 | 23.05 | 0
2025-01-13 | -5.7 | 23.7 | 0 | 2024-01-13 | -3 | 21 | 0 | 2023-01-13 | -7.2 | 25.2 | 0 | 2022-01-13 | -3.4 | 21.4 | 0 | 2021-01-13 | 1.1 | 16.9 | 0 | 2020-01-13 | 0.5 | 17.5 | 0 | 2019-01-13 | -8.3 | 26.3 | 0 | 2018-01-13 | -14.7 | 32.7 | 0 | 2017-01-13 | -7 | 25 | 0 | 2016-01-13 | -8.2 | 26.2 | 0 | 23.59 | 0
2025-01-13 | -6.4 | 24.4 | 0 | 2024-01-13 | -3.7 | 21.7 | 0 | 2023-01-13 | -8.2 | 26.2 | 0 | 2022-01-13 | -1.2 | 19.2 | 0 | 2021-01-13 | -0.3 | 18.3 | 0 | 2020-01-13 | 0.5 | 17.5 | 0 | 2019-01-13 | -8.2 | 26.2 | 0 | 2018-01-13 | -14.9 | 32.9 | 0 | 2017-01-13 | -7.6 | 25.6 | 0 | 2016-01-13 | -8.1 | 26.1 | 0 | 23.81 | 0
2025-01-14 | -7.5 | 25.5 | 0 | 2024-01-14 | -3.5 | 21.5 | 0 | 2023-01-14 | -9.1 | 27.1 | 0 | 2022-01-14 | -1.6 | 19.6 | 0 | 2021-01-14 | 0.4 | 17.6 | 0 | 2020-01-14 | 0.2 | 17.8 | 0 | 2019-01-14 | -7.7 | 25.7 | 0 | 2018-01-14 | -15.5 | 33.5 | 0 | 2017-01-14 | -8.2 | 26.2 | 0 | 2016-01-14 | -8.1 | 26.1 | 0 | 24.06 | 0
2025-01-14 | -8.2 | 26.2 | 0 | 2024-01-14 | -3.8 | 21.8 | 0 | 2023-01-14 | -9.2 | 27.2 | 0 | 2022-01-14 | -1.6 | 19.6 | 0 | 2021-01-14 | 0.1 | 17.9 | 0 | 2020-01-14 | 0.1 | 17.9 | 0 | 2019-01-14 | -7.6 | 25.6 | 0 | 2018-01-14 | -16.2 | 34.2 | 0 | 2017-01-14 | -8.5 | 26.5 | 0 | 2016-01-14 | -8.2 | 26.2 | 0 | 24.31 | 0
2025-01-14 | -7.9 | 25.9 | 0 | 2024-01-14 | -3.9 | 21.9 | 0 | 2023-01-14 | -10.4 | 28.4 | 0 | 2022-01-14 | -2.2 | 20.2 | 0 | 2021-01-14 | 0.3 | 17.7 | 0 | 2020-01-14 | 0.1 | 17.9 | 0 | 2019-01-14 | -7.7 | 25.7 | 0 | 2018-01-14 | -16.5 | 34.5 | 0 | 2017-01-14 | -8.8 | 26.8 | 0 | 2016-01-14 | -8.3 | 26.3 | 0 | 24.53 | 0
2025-01-14 | -7.8 | 25.8 | 0 | 2024-01-14 | -4.2 | 22.2 | 0 | 2023-01-14 | -10.5 | 28.5 | 0 | 2022-01-14 | -3 | 21 | 0 | 2021-01-14 | 0.6 | 17.4 | 0 | 2020-01-14 | 0.1 | 17.9 | 0 | 2019-01-14 | -7.4 | 25.4 | 0 | 2018-01-14 | -16.6 | 34.6 | 0 | 2017-01-14 | -8.6 | 26.6 | 0 | 2016-01-14 | -8.4 | 26.4 | 0 | 24.58 | 0
2025-01-14 | -7.7 | 25.7 | 0 | 2024-01-14 | -4.5 | 22.5 | 0 | 2023-01-14 | -10.1 | 28.1 | 0 | 2022-01-14 | -3.4 | 21.4 | 0 | 2021-01-14 | 0.6 | 17.4 | 0 | 2020-01-14 | -0.2 | 18.2 | 0 | 2019-01-14 | -7.4 | 25.4 | 0 | 2018-01-14 | -16.8 | 34.8 | 0 | 2017-01-14 | -8.6 | 26.6 | 0 | 2016-01-14 | -8.3 | 26.3 | 0 | 24.64 | 0
2025-01-14 | -7.8 | 25.8 | 0 | 2024-01-14 | -5.8 | 23.8 | 0 | 2023-01-14 | -10.1 | 28.1 | 0 | 2022-01-14 | -4.1 | 22.1 | 0 | 2021-01-14 | 0.8 | 17.2 | 0 | 2020-01-14 | 0 | 18 | 0 | 2019-01-14 | -7.7 | 25.7 | 0 | 2018-01-14 | -16.1 | 34.1 | 0 | 2017-01-14 | -9 | 27 | 0 | 2016-01-14 | -8.1 | 26.1 | 0 | 24.79 | 0
2025-01-14 | -7.6 | 25.6 | 0 | 2024-01-14 | -6.2 | 24.2 | 0 | 2023-01-14 | -9.8 | 27.8 | 0 | 2022-01-14 | -4.6 | 22.6 | 0 | 2021-01-14 | 0.7 | 17.3 | 0 | 2020-01-14 | 0.2 | 17.8 | 0 | 2019-01-14 | -7.5 | 25.5 | 0 | 2018-01-14 | -15.6 | 33.6 | 0 | 2017-01-14 | -8.8 | 26.8 | 0 | 2016-01-14 | -7.6 | 25.6 | 0 | 24.68 | 0
2025-01-14 | -7.8 | 25.8 | 0 | 2024-01-14 | -6.5 | 24.5 | 0 | 2023-01-14 | -10.2 | 28.2 | 0 | 2022-01-14 | -5.6 | 23.6 | 0 | 2021-01-14 | 0.7 | 17.3 | 0 | 2020-01-14 | 0.5 | 17.5 | 0 | 2019-01-14 | -7 | 25 | 0 | 2018-01-14 | -15.2 | 33.2 | 0 | 2017-01-14 | -8.8 | 26.8 | 0 | 2016-01-14 | -7.8 | 25.8 | 0 | 24.77 | 0
2025-01-14 | -7.8 | 25.8 | 0 | 2024-01-14 | -6.9 | 24.9 | 0 | 2023-01-14 | -10.3 | 28.3 | 0 | 2022-01-14 | -6.4 | 24.4 | 0 | 2021-01-14 | 0.9 | 17.1 | 0 | 2020-01-14 | 0.8 | 17.2 | 0 | 2019-01-14 | -6 | 24 | 0 | 2018-01-14 | -15.1 | 33.1 | 0 | 2017-01-14 | -8.9 | 26.9 | 0 | 2016-01-14 | -6.9 | 24.9 | 0 | 24.66 | 0
2025-01-14 | -7.8 | 25.8 | 0 | 2024-01-14 | -7.8 | 25.8 | 0 | 2023-01-14 | -10.3 | 28.3 | 0 | 2022-01-14 | -7.2 | 25.2 | 0 | 2021-01-14 | 1.4 | 16.6 | 0 | 2020-01-14 | 1.3 | 16.7 | 0 | 2019-01-14 | -5.4 | 23.4 | 0 | 2018-01-14 | -13.2 | 31.2 | 0 | 2017-01-14 | -8.3 | 26.3 | 0 | 2016-01-14 | -6.2 | 24.2 | 0 | 24.35 | 0
2025-01-14 | -7.5 | 25.5 | 0 | 2024-01-14 | -7.6 | 25.6 | 0 | 2023-01-14 | -10.4 | 28.4 | 0 | 2022-01-14 | -7.5 | 25.5 | 0 | 2021-01-14 | 2.4 | 15.6 | 0 | 2020-01-14 | 1.8 | 16.2 | 0 | 2019-01-14 | -4.9 | 22.9 | 0 | 2018-01-14 | -11.1 | 29.1 | 0 | 2017-01-14 | -7.3 | 25.3 | 0 | 2016-01-14 | -5.6 | 23.6 | 0 | 23.77 | 0
2025-01-14 | -6.8 | 24.8 | 0 | 2024-01-14 | -7.3 | 25.3 | 0 | 2023-01-14 | -9.1 | 27.1 | 0 | 2022-01-14 | -8.9 | 26.9 | 0 | 2021-01-14 | 3.1 | 14.9 | 0 | 2020-01-14 | 1.9 | 16.1 | 0 | 2019-01-14 | -4.4 | 22.4 | 0 | 2018-01-14 | -9.8 | 27.8 | 0 | 2017-01-14 | -6.4 | 24.4 | 0 | 2016-01-14 | -4.5 | 22.5 | 0 | 23.22 | 0
2025-01-14 | -6.7 | 24.7 | 0 | 2024-01-14 | -7.1 | 25.1 | 0 | 2023-01-14 | -7 | 25 | 0 | 2022-01-14 | -8.7 | 26.7 | 0 | 2021-01-14 | 3.8 | 14.2 | 0 | 2020-01-14 | 2.2 | 15.8 | 0 | 2019-01-14 | -2.8 | 20.8 | 0 | 2018-01-14 | -7.8 | 25.8 | 0 | 2017-01-14 | -5.7 | 23.7 | 0 | 2016-01-14 | -3.1 | 21.1 | 0 | 22.29 | 0
2025-01-14 | -6.2 | 24.2 | 0 | 2024-01-14 | -6.9 | 24.9 | 0 | 2023-01-14 | -5.6 | 23.6 | 0 | 2022-01-14 | -8.9 | 26.9 | 0 | 2021-01-14 | 4.2 | 13.8 | 0 | 2020-01-14 | 2.3 | 15.7 | 0 | 2019-01-14 | -2.8 | 20.8 | 0 | 2018-01-14 | -7.2 | 25.2 | 0 | 2017-01-14 | -4.9 | 22.9 | 0 | 2016-01-14 | -2.9 | 20.9 | 0 | 21.89 | 0
2025-01-14 | -6.4 | 24.4 | 0 | 2024-01-14 | -6.5 | 24.5 | 0 | 2023-01-14 | -4.5 | 22.5 | 0 | 2022-01-14 | -9.2 | 27.2 | 0 | 2021-01-14 | 4.5 | 13.5 | 0 | 2020-01-14 | 2.3 | 15.7 | 0 | 2019-01-14 | -1.8 | 19.8 | 0 | 2018-01-14 | -7 | 25 | 0 | 2017-01-14 | -4.3 | 22.3 | 0 | 2016-01-14 | -2.6 | 20.6 | 0 | 21.55 | 0
2025-01-14 | -6.8 | 24.8 | 0 | 2024-01-14 | -5.8 | 23.8 | 0 | 2023-01-14 | -3.5 | 21.5 | 0 | 2022-01-14 | -9.7 | 27.7 | 0 | 2021-01-14 | 4 | 14 | 0 | 2020-01-14 | 1.4 | 16.6 | 0 | 2019-01-14 | -1.6 | 19.6 | 0 | 2018-01-14 | -6.7 | 24.7 | 0 | 2017-01-14 | -3.7 | 21.7 | 0 | 2016-01-14 | -2.7 | 20.7 | 0 | 21.51 | 0
2025-01-14 | -7.3 | 25.3 | 0 | 2024-01-14 | -7 | 25 | 0 | 2023-01-14 | -3.8 | 21.8 | 0 | 2022-01-14 | -10.9 | 28.9 | 0 | 2021-01-14 | 3.8 | 14.2 | 0 | 2020-01-14 | 1.1 | 16.9 | 0 | 2019-01-14 | -2.7 | 20.7 | 0 | 2018-01-14 | -6.8 | 24.8 | 0 | 2017-01-14 | -3.4 | 21.4 | 0 | 2016-01-14 | -2.9 | 20.9 | 0 | 21.99 | 0
2025-01-14 | -8.1 | 26.1 | 0 | 2024-01-14 | -8.4 | 26.4 | 0 | 2023-01-14 | -4.7 | 22.7 | 0 | 2022-01-14 | -12.1 | 30.1 | 0 | 2021-01-14 | 3.3 | 14.7 | 0 | 2020-01-14 | 1 | 17 | 0 | 2019-01-14 | -3.2 | 21.2 | 0 | 2018-01-14 | -7.4 | 25.4 | 0 | 2017-01-14 | -3.7 | 21.7 | 0 | 2016-01-14 | -2.9 | 20.9 | 0 | 22.62 | 0
2025-01-14 | -8.8 | 26.8 | 0 | 2024-01-14 | -9 | 27 | 0 | 2023-01-14 | -5.4 | 23.4 | 0 | 2022-01-14 | -12.9 | 30.9 | 0 | 2021-01-14 | 3.1 | 14.9 | 0 | 2020-01-14 | 1.1 | 16.9 | 0 | 2019-01-14 | -4.3 | 22.3 | 0 | 2018-01-14 | -7.9 | 25.9 | 0 | 2017-01-14 | -4.2 | 22.2 | 0 | 2016-01-14 | -2.9 | 20.9 | 0 | 23.12 | 0
2025-01-14 | -9.2 | 27.2 | 0 | 2024-01-14 | -9.8 | 27.8 | 0 | 2023-01-14 | -6 | 24 | 0 | 2022-01-14 | -13.6 | 31.6 | 0 | 2021-01-14 | 3.2 | 14.8 | 0 | 2020-01-14 | 1.5 | 16.5 | 0 | 2019-01-14 | -4.1 | 22.1 | 0 | 2018-01-14 | -7.4 | 25.4 | 0 | 2017-01-14 | -4.4 | 22.4 | 0 | 2016-01-14 | -3.3 | 21.3 | 0 | 23.31 | 0
2025-01-14 | -8.5 | 26.5 | 0 | 2024-01-14 | -11.1 | 29.1 | 0 | 2023-01-14 | -6.3 | 24.3 | 0 | 2022-01-14 | -14.2 | 32.2 | 0 | 2021-01-14 | 3.1 | 14.9 | 0 | 2020-01-14 | 1.9 | 16.1 | 0 | 2019-01-14 | -4.5 | 22.5 | 0 | 2018-01-14 | -7.5 | 25.5 | 0 | 2017-01-14 | -4.6 | 22.6 | 0 | 2016-01-14 | -3.3 | 21.3 | 0 | 23.5 | 0
2025-01-14 | -8.5 | 26.5 | 0 | 2024-01-14 | -11.5 | 29.5 | 0 | 2023-01-14 | -6.8 | 24.8 | 0 | 2022-01-14 | -14.9 | 32.9 | 0 | 2021-01-14 | 3.3 | 14.7 | 0 | 2020-01-14 | 2.7 | 15.3 | 0 | 2019-01-14 | -4.4 | 22.4 | 0 | 2018-01-14 | -8.1 | 26.1 | 0 | 2017-01-14 | -4.6 | 22.6 | 0 | 2016-01-14 | -3.3 | 21.3 | 0 | 23.61 | 0
2025-01-14 | -8.5 | 26.5 | 0 | 2024-01-14 | -12 | 30 | 0 | 2023-01-14 | -7.2 | 25.2 | 0 | 2022-01-14 | -16 | 34 | 0 | 2021-01-14 | 3.3 | 14.7 | 0 | 2020-01-14 | 2.8 | 15.2 | 0 | 2019-01-14 | -4.2 | 22.2 | 0 | 2018-01-14 | -7.7 | 25.7 | 0 | 2017-01-14 | -4.8 | 22.8 | 0 | 2016-01-14 | -3.2 | 21.2 | 0 | 23.75 | 0
2025-01-14 | -8 | 26 | 0 | 2024-01-14 | -11.8 | 29.8 | 0 | 2023-01-14 | -7.8 | 25.8 | 0 | 2022-01-14 | -17.2 | 35.2 | 0 | 2021-01-14 | 3.3 | 14.7 | 0 | 2020-01-14 | 2.5 | 15.5 | 0 | 2019-01-14 | -4.3 | 22.3 | 0 | 2018-01-14 | -7.5 | 25.5 | 0 | 2017-01-14 | -5.4 | 23.4 | 0 | 2016-01-14 | -2.8 | 20.8 | 0 | 23.9 | 0
2025-01-15 | -7.9 | 25.9 | 0 | 2024-01-15 | -12.2 | 30.2 | 0 | 2023-01-15 | -9.3 | 27.3 | 0 | 2022-01-15 | -18.5 | 36.5 | 0 | 2021-01-15 | 3.2 | 14.8 | 0 | 2020-01-15 | 2.7 | 15.3 | 0 | 2019-01-15 | -4.4 | 22.4 | 0 | 2018-01-15 | -8.2 | 26.2 | 0 | 2017-01-15 | -5.9 | 23.9 | 0 | 2016-01-15 | -2.5 | 20.5 | 0 | 24.3 | 0
2025-01-15 | -8.1 | 26.1 | 0 | 2024-01-15 | -11.9 | 29.9 | 0 | 2023-01-15 | -9.8 | 27.8 | 0 | 2022-01-15 | -19.1 | 37.1 | 0 | 2021-01-15 | 3.4 | 14.6 | 0 | 2020-01-15 | 2.4 | 15.6 | 0 | 2019-01-15 | -4.1 | 22.1 | 0 | 2018-01-15 | -8.6 | 26.6 | 0 | 2017-01-15 | -5.6 | 23.6 | 0 | 2016-01-15 | -2.8 | 20.8 | 0 | 24.42 | 0
2025-01-15 | -8.2 | 26.2 | 0 | 2024-01-15 | -12.1 | 30.1 | 0 | 2023-01-15 | -10.4 | 28.4 | 0 | 2022-01-15 | -19.6 | 37.6 | 0 | 2021-01-15 | 3.5 | 14.5 | 0 | 2020-01-15 | 2.6 | 15.4 | 0 | 2019-01-15 | -3.9 | 21.9 | 0 | 2018-01-15 | -8.8 | 26.8 | 0 | 2017-01-15 | -6.1 | 24.1 | 0 | 2016-01-15 | -2.8 | 20.8 | 0 | 24.58 | 0
2025-01-15 | -8.9 | 26.9 | 0 | 2024-01-15 | -13 | 31 | 0 | 2023-01-15 | -10.2 | 28.2 | 0 | 2022-01-15 | -19.8 | 37.8 | 0 | 2021-01-15 | 3.4 | 14.6 | 0 | 2020-01-15 | 2.3 | 15.7 | 0 | 2019-01-15 | -3.6 | 21.6 | 0 | 2018-01-15 | -8.9 | 26.9 | 0 | 2017-01-15 | -7 | 25 | 0 | 2016-01-15 | -2.8 | 20.8 | 0 | 24.85 | 0
2025-01-15 | -10 | 28 | 0 | 2024-01-15 | -13.2 | 31.2 | 0 | 2023-01-15 | -10.1 | 28.1 | 0 | 2022-01-15 | -20 | 38 | 0 | 2021-01-15 | 3.1 | 14.9 | 0 | 2020-01-15 | 2.5 | 15.5 | 0 | 2019-01-15 | -3.3 | 21.3 | 0 | 2018-01-15 | -9 | 27 | 0 | 2017-01-15 | -6.7 | 24.7 | 0 | 2016-01-15 | -2.3 | 20.3 | 0 | 24.9 | 0
2025-01-15 | -10.2 | 28.2 | 0 | 2024-01-15 | -13.5 | 31.5 | 0 | 2023-01-15 | -10.4 | 28.4 | 0 | 2022-01-15 | -20.5 | 38.5 | 0 | 2021-01-15 | 3.2 | 14.8 | 0 | 2020-01-15 | 2.4 | 15.6 | 0 | 2019-01-15 | -3 | 21 | 0 | 2018-01-15 | -8.5 | 26.5 | 0 | 2017-01-15 | -5.3 | 23.3 | 0 | 2016-01-15 | -1.5 | 19.5 | 0 | 24.73 | 0
2025-01-15 | -10.6 | 28.6 | 0 | 2024-01-15 | -13.4 | 31.4 | 0 | 2023-01-15 | -10.2 | 28.2 | 0 | 2022-01-15 | -20.9 | 38.9 | 0 | 2021-01-15 | 3.2 | 14.8 | 0 | 2020-01-15 | 2 | 16 | 0 | 2019-01-15 | -2.7 | 20.7 | 0 | 2018-01-15 | -8.1 | 26.1 | 0 | 2017-01-15 | -6.6 | 24.6 | 0 | 2016-01-15 | 0.7 | 17.3 | 0 | 24.66 | 0
2025-01-15 | -9.5 | 27.5 | 0 | 2024-01-15 | -13.5 | 31.5 | 0 | 2023-01-15 | -9.9 | 27.9 | 0 | 2022-01-15 | -21 | 39 | 0 | 2021-01-15 | 3.5 | 14.5 | 0 | 2020-01-15 | 2 | 16 | 0 | 2019-01-15 | -2.6 | 20.6 | 0 | 2018-01-15 | -8 | 26 | 0 | 2017-01-15 | -5.4 | 23.4 | 0 | 2016-01-15 | 1.1 | 16.9 | 0 | 24.33 | 0
2025-01-15 | -9.8 | 27.8 | 0 | 2024-01-15 | -13.3 | 31.3 | 0 | 2023-01-15 | -10.3 | 28.3 | 0 | 2022-01-15 | -20.9 | 38.9 | 0 | 2021-01-15 | 3.6 | 14.4 | 0 | 2020-01-15 | 1.1 | 16.9 | 0 | 2019-01-15 | -2.4 | 20.4 | 0 | 2018-01-15 | -7.4 | 25.4 | 0 | 2017-01-15 | -4.6 | 22.6 | 0 | 2016-01-15 | 0.7 | 17.3 | 0 | 24.33 | 0
2025-01-15 | -7.9 | 25.9 | 0 | 2024-01-15 | -12.4 | 30.4 | 0 | 2023-01-15 | -9.2 | 27.2 | 0 | 2022-01-15 | -20.1 | 38.1 | 0 | 2021-01-15 | 4.2 | 13.8 | 0 | 2020-01-15 | 2.5 | 15.5 | 0 | 2019-01-15 | -2 | 20 | 0 | 2018-01-15 | -6.9 | 24.9 | 0 | 2017-01-15 | -3.4 | 21.4 | 0 | 2016-01-15 | 0.9 | 17.1 | 0 | 23.43 | 0
2025-01-15 | -6.2 | 24.2 | 0 | 2024-01-15 | -11 | 29 | 0 | 2023-01-15 | -7.4 | 25.4 | 0 | 2022-01-15 | -19.2 | 37.2 | 0 | 2021-01-15 | 4.5 | 13.5 | 0 | 2020-01-15 | 2.8 | 15.2 | 0 | 2019-01-15 | -1.4 | 19.4 | 0 | 2018-01-15 | -7.6 | 25.6 | 0 | 2017-01-15 | -2.2 | 20.2 | 0 | 2016-01-15 | 1.5 | 16.5 | 0 | 22.62 | 0
2025-01-15 | -5.3 | 23.3 | 0 | 2024-01-15 | -10.3 | 28.3 | 0 | 2023-01-15 | -5.1 | 23.1 | 0 | 2022-01-15 | -18.1 | 36.1 | 0 | 2021-01-15 | 4.7 | 13.3 | 0 | 2020-01-15 | 3.6 | 14.4 | 0 | 2019-01-15 | -0.9 | 18.9 | 0 | 2018-01-15 | -7.6 | 25.6 | 0 | 2017-01-15 | -1.4 | 19.4 | 0 | 2016-01-15 | 1.3 | 16.7 | 0 | 21.91 | 0
2025-01-15 | -4.8 | 22.8 | 0 | 2024-01-15 | -9.8 | 27.8 | 0 | 2023-01-15 | -3.5 | 21.5 | 0 | 2022-01-15 | -16.6 | 34.6 | 0 | 2021-01-15 | 4.7 | 13.3 | 0 | 2020-01-15 | 3.5 | 14.5 | 0 | 2019-01-15 | -0.2 | 18.2 | 0 | 2018-01-15 | -7.3 | 25.3 | 0 | 2017-01-15 | -1.1 | 19.1 | 0 | 2016-01-15 | 2 | 16 | 0 | 21.31 | 0
2025-01-15 | -4 | 22 | 0 | 2024-01-15 | -9.1 | 27.1 | 0 | 2023-01-15 | -2 | 20 | 0 | 2022-01-15 | -15.2 | 33.2 | 0 | 2021-01-15 | 4.4 | 13.6 | 0 | 2020-01-15 | 3.7 | 14.3 | 0 | 2019-01-15 | -0.4 | 18.4 | 0 | 2018-01-15 | -7.8 | 25.8 | 0 | 2017-01-15 | -0.6 | 18.6 | 0 | 2016-01-15 | 2.4 | 15.6 | 0 | 20.86 | 0
2025-01-15 | -3.8 | 21.8 | 0 | 2024-01-15 | -9 | 27 | 0 | 2023-01-15 | -1.7 | 19.7 | 0 | 2022-01-15 | -14.3 | 32.3 | 0 | 2021-01-15 | 4.4 | 13.6 | 0 | 2020-01-15 | 3.8 | 14.2 | 0 | 2019-01-15 | 0.1 | 17.9 | 0 | 2018-01-15 | -8 | 26 | 0 | 2017-01-15 | -0.7 | 18.7 | 0 | 2016-01-15 | 2.6 | 15.4 | 0 | 20.66 | 0
2025-01-15 | -4.4 | 22.4 | 0 | 2024-01-15 | -9.1 | 27.1 | 0 | 2023-01-15 | -1.8 | 19.8 | 0 | 2022-01-15 | -14 | 32 | 0 | 2021-01-15 | 4.3 | 13.7 | 0 | 2020-01-15 | 3.9 | 14.1 | 0 | 2019-01-15 | -0.7 | 18.7 | 0 | 2018-01-15 | -7.9 | 25.9 | 0 | 2017-01-15 | -0.3 | 18.3 | 0 | 2016-01-15 | 1.8 | 16.2 | 0 | 20.82 | 0
2025-01-15 | -4.4 | 22.4 | 0 | 2024-01-15 | -9.5 | 27.5 | 0 | 2023-01-15 | -2.2 | 20.2 | 0 | 2022-01-15 | -13.7 | 31.7 | 0 | 2021-01-15 | 4.2 | 13.8 | 0 | 2020-01-15 | 3.6 | 14.4 | 0 | 2019-01-15 | -0.8 | 18.8 | 0 | 2018-01-15 | -7.9 | 25.9 | 0 | 2017-01-15 | -0.3 | 18.3 | 0 | 2016-01-15 | 1.6 | 16.4 | 0 | 20.94 | 0
2025-01-15 | -5.2 | 23.2 | 0 | 2024-01-15 | -10.2 | 28.2 | 0 | 2023-01-15 | -3.1 | 21.1 | 0 | 2022-01-15 | -14.4 | 32.4 | 0 | 2021-01-15 | 4.4 | 13.6 | 0 | 2020-01-15 | 3.2 | 14.8 | 0 | 2019-01-15 | -1.1 | 19.1 | 0 | 2018-01-15 | -7.5 | 25.5 | 0 | 2017-01-15 | -0.6 | 18.6 | 0 | 2016-01-15 | 1.4 | 16.6 | 0 | 21.31 | 0
2025-01-15 | -5.5 | 23.5 | 0 | 2024-01-15 | -10.6 | 28.6 | 0 | 2023-01-15 | -3.5 | 21.5 | 0 | 2022-01-15 | -15.2 | 33.2 | 0 | 2021-01-15 | 4.1 | 13.9 | 0 | 2020-01-15 | 2.8 | 15.2 | 0 | 2019-01-15 | -1.8 | 19.8 | 0 | 2018-01-15 | -7 | 25 | 0 | 2017-01-15 | -0.9 | 18.9 | 0 | 2016-01-15 | 1.4 | 16.6 | 0 | 21.62 | 0
2025-01-15 | -6 | 24 | 0 | 2024-01-15 | -10.9 | 28.9 | 0 | 2023-01-15 | -3.7 | 21.7 | 0 | 2022-01-15 | -16 | 34 | 0 | 2021-01-15 | 3.6 | 14.4 | 0 | 2020-01-15 | 2.8 | 15.2 | 0 | 2019-01-15 | -2.4 | 20.4 | 0 | 2018-01-15 | -6.8 | 24.8 | 0 | 2017-01-15 | -2 | 20 | 0 | 2016-01-15 | 1.8 | 16.2 | 0 | 21.96 | 0
2025-01-15 | -6.5 | 24.5 | 0 | 2024-01-15 | -11.6 | 29.6 | 0 | 2023-01-15 | -3.7 | 21.7 | 0 | 2022-01-15 | -16.4 | 34.4 | 0 | 2021-01-15 | 3.3 | 14.7 | 0 | 2020-01-15 | 2.8 | 15.2 | 0 | 2019-01-15 | -2.4 | 20.4 | 0 | 2018-01-15 | -7.8 | 25.8 | 0 | 2017-01-15 | -1.9 | 19.9 | 0 | 2016-01-15 | 2.6 | 15.4 | 0 | 22.16 | 0
2025-01-15 | -6.6 | 24.6 | 0 | 2024-01-15 | -11.7 | 29.7 | 0 | 2023-01-15 | -4.2 | 22.2 | 0 | 2022-01-15 | -16.9 | 34.9 | 0 | 2021-01-15 | 2.9 | 15.1 | 0 | 2020-01-15 | 2.4 | 15.6 | 0 | 2019-01-15 | -2.3 | 20.3 | 0 | 2018-01-15 | -8.3 | 26.3 | 0 | 2017-01-15 | -2.7 | 20.7 | 0 | 2016-01-15 | 3.3 | 14.7 | 0 | 22.41 | 0
2025-01-15 | -6.9 | 24.9 | 0 | 2024-01-15 | -11.1 | 29.1 | 0 | 2023-01-15 | -3.5 | 21.5 | 0 | 2022-01-15 | -16.7 | 34.7 | 0 | 2021-01-15 | 3 | 15 | 0 | 2020-01-15 | 2.7 | 15.3 | 0 | 2019-01-15 | -2.2 | 20.2 | 0 | 2018-01-15 | -8.4 | 26.4 | 0 | 2017-01-15 | -3 | 21 | 0 | 2016-01-15 | 3.5 | 14.5 | 0 | 22.26 | 0
2025-01-15 | -6.8 | 24.8 | 0 | 2024-01-15 | -10.8 | 28.8 | 0 | 2023-01-15 | -3.5 | 21.5 | 0 | 2022-01-15 | -16.5 | 34.5 | 0 | 2021-01-15 | 2.5 | 15.5 | 0 | 2020-01-15 | 2.5 | 15.5 | 0 | 2019-01-15 | -2.1 | 20.1 | 0 | 2018-01-15 | -8.3 | 26.3 | 0 | 2017-01-15 | -4.1 | 22.1 | 0 | 2016-01-15 | 3.8 | 14.2 | 0 | 22.33 | 0
2025-01-16 | -7.3 | 25.3 | 0 | 2024-01-16 | -11 | 29 | 0 | 2023-01-16 | -4.2 | 22.2 | 0 | 2022-01-16 | -16.1 | 34.1 | 0 | 2021-01-16 | 1.7 | 16.3 | 0 | 2020-01-16 | 2.1 | 15.9 | 0 | 2019-01-16 | -2.4 | 20.4 | 0 | 2018-01-16 | -8.2 | 26.2 | 0 | 2017-01-16 | -5.9 | 23.9 | 0 | 2016-01-16 | 4 | 14 | 0 | 22.73 | 0
2025-01-16 | -7.7 | 25.7 | 0 | 2024-01-16 | -10.8 | 28.8 | 0 | 2023-01-16 | -4.7 | 22.7 | 0 | 2022-01-16 | -15.5 | 33.5 | 0 | 2021-01-16 | 1.4 | 16.6 | 0 | 2020-01-16 | 1.1 | 16.9 | 0 | 2019-01-16 | -2.5 | 20.5 | 0 | 2018-01-16 | -8.1 | 26.1 | 0 | 2017-01-16 | -5.3 | 23.3 | 0 | 2016-01-16 | 3.4 | 14.6 | 0 | 22.87 | 0
2025-01-16 | -7.7 | 25.7 | 0 | 2024-01-16 | -10.7 | 28.7 | 0 | 2023-01-16 | -5.6 | 23.6 | 0 | 2022-01-16 | -14.6 | 32.6 | 0 | 2021-01-16 | 0.9 | 17.1 | 0 | 2020-01-16 | 0.3 | 17.7 | 0 | 2019-01-16 | -2.5 | 20.5 | 0 | 2018-01-16 | -8.1 | 26.1 | 0 | 2017-01-16 | -5.5 | 23.5 | 0 | 2016-01-16 | 3.3 | 14.7 | 0 | 23.02 | 0
2025-01-16 | -7.5 | 25.5 | 0 | 2024-01-16 | -10.5 | 28.5 | 0 | 2023-01-16 | -5.8 | 23.8 | 0 | 2022-01-16 | -14.3 | 32.3 | 0 | 2021-01-16 | 0.7 | 17.3 | 0 | 2020-01-16 | 0.2 | 17.8 | 0 | 2019-01-16 | -2.5 | 20.5 | 0 | 2018-01-16 | -8.3 | 26.3 | 0 | 2017-01-16 | -5.2 | 23.2 | 0 | 2016-01-16 | 3.2 | 14.8 | 0 | 23 | 0
2025-01-16 | -6.4 | 24.4 | 0 | 2024-01-16 | -10.2 | 28.2 | 0 | 2023-01-16 | -6.2 | 24.2 | 0 | 2022-01-16 | -14.8 | 32.8 | 0 | 2021-01-16 | 0.3 | 17.7 | 0 | 2020-01-16 | 0.3 | 17.7 | 0 | 2019-01-16 | -2.4 | 20.4 | 0 | 2018-01-16 | -8.4 | 26.4 | 0 | 2017-01-16 | -5.7 | 23.7 | 0 | 2016-01-16 | 3 | 15 | 0 | 23.05 | 0
2025-01-16 | -6.6 | 24.6 | 0 | 2024-01-16 | -9.9 | 27.9 | 0 | 2023-01-16 | -5.4 | 23.4 | 0 | 2022-01-16 | -14.8 | 32.8 | 0 | 2021-01-16 | -0.1 | 18.1 | 0 | 2020-01-16 | 0.5 | 17.5 | 0 | 2019-01-16 | -2.4 | 20.4 | 0 | 2018-01-16 | -9.4 | 27.4 | 0 | 2017-01-16 | -5.2 | 23.2 | 0 | 2016-01-16 | 2.9 | 15.1 | 0 | 23.04 | 0
2025-01-16 | -6 | 24 | 0 | 2024-01-16 | -10 | 28 | 0 | 2023-01-16 | -6.3 | 24.3 | 0 | 2022-01-16 | -14.8 | 32.8 | 0 | 2021-01-16 | -1.2 | 19.2 | 0 | 2020-01-16 | 0.3 | 17.7 | 0 | 2019-01-16 | -1.9 | 19.9 | 0 | 2018-01-16 | -9.7 | 27.7 | 0 | 2017-01-16 | -5.3 | 23.3 | 0 | 2016-01-16 | 2.5 | 15.5 | 0 | 23.24 | 0
2025-01-16 | -5 | 23 | 0 | 2024-01-16 | -10.3 | 28.3 | 0 | 2023-01-16 | -6.2 | 24.2 | 0 | 2022-01-16 | -14.4 | 32.4 | 0 | 2021-01-16 | -1.2 | 19.2 | 0 | 2020-01-16 | 0.4 | 17.6 | 0 | 2019-01-16 | -1.4 | 19.4 | 0 | 2018-01-16 | -9.1 | 27.1 | 0 | 2017-01-16 | -5.2 | 23.2 | 0 | 2016-01-16 | 2.3 | 15.7 | 0 | 23.01 | 0
2025-01-16 | -5.6 | 23.6 | 0 | 2024-01-16 | -10.1 | 28.1 | 0 | 2023-01-16 | -6.5 | 24.5 | 0 | 2022-01-16 | -14.8 | 32.8 | 0 | 2021-01-16 | -2 | 20 | 0 | 2020-01-16 | 0.2 | 17.8 | 0 | 2019-01-16 | -1.1 | 19.1 | 0 | 2018-01-16 | -9.3 | 27.3 | 0 | 2017-01-16 | -4.9 | 22.9 | 0 | 2016-01-16 | 0.6 | 17.4 | 0 | 23.35 | 0
2025-01-16 | -5.9 | 23.9 | 0 | 2024-01-16 | -9.9 | 27.9 | 0 | 2023-01-16 | -5.1 | 23.1 | 0 | 2022-01-16 | -12.1 | 30.1 | 0 | 2021-01-16 | -1.1 | 19.1 | 0 | 2020-01-16 | -0.4 | 18.4 | 0 | 2019-01-16 | -0.3 | 18.3 | 0 | 2018-01-16 | -9.2 | 27.2 | 0 | 2017-01-16 | -3 | 21 | 0 | 2016-01-16 | 0.1 | 17.9 | 0 | 22.69 | 0
2025-01-16 | -6.2 | 24.2 | 0 | 2024-01-16 | -9.4 | 27.4 | 0 | 2023-01-16 | -3.6 | 21.6 | 0 | 2022-01-16 | -9.4 | 27.4 | 0 | 2021-01-16 | 0.8 | 17.2 | 0 | 2020-01-16 | 0.4 | 17.6 | 0 | 2019-01-16 | -1.6 | 19.6 | 0 | 2018-01-16 | -7.8 | 25.8 | 0 | 2017-01-16 | -1.2 | 19.2 | 0 | 2016-01-16 | -0.6 | 18.6 | 0 | 21.86 | 0
2025-01-16 | -4.9 | 22.9 | 0 | 2024-01-16 | -8.8 | 26.8 | 0 | 2023-01-16 | -1.4 | 19.4 | 0 | 2022-01-16 | -6.3 | 24.3 | 0 | 2021-01-16 | 3 | 15 | 0 | 2020-01-16 | 0.4 | 17.6 | 0 | 2019-01-16 | -2.6 | 20.6 | 0 | 2018-01-16 | -6.2 | 24.2 | 0 | 2017-01-16 | -0.2 | 18.2 | 0 | 2016-01-16 | -0.6 | 18.6 | 0 | 20.76 | 0
2025-01-16 | -5 | 23 | 0 | 2024-01-16 | -8.3 | 26.3 | 0 | 2023-01-16 | 0.4 | 17.6 | 0 | 2022-01-16 | -4.7 | 22.7 | 0 | 2021-01-16 | 3.4 | 14.6 | 0 | 2020-01-16 | 0.8 | 17.2 | 0 | 2019-01-16 | -2.9 | 20.9 | 0 | 2018-01-16 | -5.1 | 23.1 | 0 | 2017-01-16 | 1.6 | 16.4 | 0 | 2016-01-16 | -0.2 | 18.2 | 0 | 20 | 0
2025-01-16 | -5.5 | 23.5 | 0 | 2024-01-16 | -7.8 | 25.8 | 0 | 2023-01-16 | 0.9 | 17.1 | 0 | 2022-01-16 | -3.4 | 21.4 | 0 | 2021-01-16 | 3.5 | 14.5 | 0 | 2020-01-16 | 1.2 | 16.8 | 0 | 2019-01-16 | -2.7 | 20.7 | 0 | 2018-01-16 | -4 | 22 | 0 | 2017-01-16 | 1.6 | 16.4 | 0 | 2016-01-16 | -0.7 | 18.7 | 0 | 19.69 | 0
2025-01-16 | -5.3 | 23.3 | 0 | 2024-01-16 | -7.8 | 25.8 | 0 | 2023-01-16 | 0.7 | 17.3 | 0 | 2022-01-16 | -3 | 21 | 0 | 2021-01-16 | 4.7 | 13.3 | 0 | 2020-01-16 | -0.2 | 18.2 | 0 | 2019-01-16 | -3.4 | 21.4 | 0 | 2018-01-16 | -3.8 | 21.8 | 0 | 2017-01-16 | 2.2 | 15.8 | 0 | 2016-01-16 | -1.3 | 19.3 | 0 | 19.72 | 0
2025-01-16 | -5.3 | 23.3 | 0 | 2024-01-16 | -7.8 | 25.8 | 0 | 2023-01-16 | 1.7 | 16.3 | 0 | 2022-01-16 | -3.1 | 21.1 | 0 | 2021-01-16 | 2.6 | 15.4 | 0 | 2020-01-16 | -0.7 | 18.7 | 0 | 2019-01-16 | -5.2 | 23.2 | 0 | 2018-01-16 | -4.2 | 22.2 | 0 | 2017-01-16 | 2.5 | 15.5 | 0 | 2016-01-16 | -2 | 20 | 0 | 20.15 | 0
2025-01-16 | -5.1 | 23.1 | 0 | 2024-01-16 | -8.2 | 26.2 | 0 | 2023-01-16 | 0.1 | 17.9 | 0 | 2022-01-16 | -3.5 | 21.5 | 0 | 2021-01-16 | 2 | 16 | 0 | 2020-01-16 | -2.4 | 20.4 | 0 | 2019-01-16 | -6 | 24 | 0 | 2018-01-16 | -4 | 22 | 0 | 2017-01-16 | 1.9 | 16.1 | 0 | 2016-01-16 | -2.5 | 20.5 | 0 | 20.77 | 0
2025-01-16 | -5.2 | 23.2 | 0 | 2024-01-16 | -9 | 27 | 0 | 2023-01-16 | -0.6 | 18.6 | 0 | 2022-01-16 | -4.3 | 22.3 | 0 | 2021-01-16 | 1.3 | 16.7 | 0 | 2020-01-16 | -3.4 | 21.4 | 0 | 2019-01-16 | -7.2 | 25.2 | 0 | 2018-01-16 | -4.5 | 22.5 | 0 | 2017-01-16 | 1.1 | 16.9 | 0 | 2016-01-16 | -2.8 | 20.8 | 0 | 21.46 | 0
2025-01-16 | -5 | 23 | 0 | 2024-01-16 | -9.6 | 27.6 | 0 | 2023-01-16 | -1 | 19 | 0 | 2022-01-16 | -3.8 | 21.8 | 0 | 2021-01-16 | 0.4 | 17.6 | 0 | 2020-01-16 | -4.5 | 22.5 | 0 | 2019-01-16 | -8.4 | 26.4 | 0 | 2018-01-16 | -4.6 | 22.6 | 0 | 2017-01-16 | 1.5 | 16.5 | 0 | 2016-01-16 | -3 | 21 | 0 | 21.8 | 0
2025-01-16 | -4.6 | 22.6 | 0 | 2024-01-16 | -10.1 | 28.1 | 0 | 2023-01-16 | -1.6 | 19.6 | 0 | 2022-01-16 | -4.2 | 22.2 | 0 | 2021-01-16 | -0.1 | 18.1 | 0 | 2020-01-16 | -5.5 | 23.5 | 0 | 2019-01-16 | -9 | 27 | 0 | 2018-01-16 | -5.5 | 23.5 | 0 | 2017-01-16 | 0.7 | 17.3 | 0 | 2016-01-16 | -3.3 | 21.3 | 0 | 22.32 | 0
2025-01-16 | -4.4 | 22.4 | 0 | 2024-01-16 | -10.7 | 28.7 | 0 | 2023-01-16 | -1.9 | 19.9 | 0 | 2022-01-16 | -4.8 | 22.8 | 0 | 2021-01-16 | 0.2 | 17.8 | 0 | 2020-01-16 | -5.7 | 23.7 | 0 | 2019-01-16 | -9.4 | 27.4 | 0 | 2018-01-16 | -6.3 | 24.3 | 0 | 2017-01-16 | 0.1 | 17.9 | 0 | 2016-01-16 | -3.6 | 21.6 | 0 | 22.65 | 0
2025-01-16 | -3.5 | 21.5 | 0 | 2024-01-16 | -11 | 29 | 0 | 2023-01-16 | -1.9 | 19.9 | 0 | 2022-01-16 | -3.6 | 21.6 | 0 | 2021-01-16 | 0.3 | 17.7 | 0 | 2020-01-16 | -7.5 | 25.5 | 0 | 2019-01-16 | -10.4 | 28.4 | 0 | 2018-01-16 | -6.9 | 24.9 | 0 | 2017-01-16 | 0.3 | 17.7 | 0 | 2016-01-16 | -4.1 | 22.1 | 0 | 22.83 | 0
2025-01-16 | -3.3 | 21.3 | 0 | 2024-01-16 | -11.4 | 29.4 | 0 | 2023-01-16 | -1.9 | 19.9 | 0 | 2022-01-16 | -1.6 | 19.6 | 0 | 2021-01-16 | 0 | 18 | 0 | 2020-01-16 | -8.7 | 26.7 | 0 | 2019-01-16 | -11.1 | 29.1 | 0 | 2018-01-16 | -8.1 | 26.1 | 0 | 2017-01-16 | -0.2 | 18.2 | 0 | 2016-01-16 | -3.7 | 21.7 | 0 | 23 | 0
2025-01-16 | -2.5 | 20.5 | 0 | 2024-01-16 | -11.6 | 29.6 | 0 | 2023-01-16 | -0.8 | 18.8 | 0 | 2022-01-16 | -3.6 | 21.6 | 0 | 2021-01-16 | -0.5 | 18.5 | 0 | 2020-01-16 | -9.7 | 27.7 | 0 | 2019-01-16 | -11.1 | 29.1 | 0 | 2018-01-16 | -8.8 | 26.8 | 0 | 2017-01-16 | 0.8 | 17.2 | 0 | 2016-01-16 | -3.1 | 21.1 | 0 | 23.09 | 0
2025-01-17 | -2.2 | 20.2 | 0 | 2024-01-17 | -11.6 | 29.6 | 0 | 2023-01-17 | 0 | 18 | 0 | 2022-01-17 | -4 | 22 | 0 | 2021-01-17 | -0.2 | 18.2 | 0 | 2020-01-17 | -10.8 | 28.8 | 0 | 2019-01-17 | -11.3 | 29.3 | 0 | 2018-01-17 | -9.6 | 27.6 | 0 | 2017-01-17 | 0.8 | 17.2 | 0 | 2016-01-17 | -3.1 | 21.1 | 0 | 23.2 | 0
2025-01-17 | -1.7 | 19.7 | 0 | 2024-01-17 | -12.2 | 30.2 | 0 | 2023-01-17 | 0.6 | 17.4 | 0 | 2022-01-17 | -3.6 | 21.6 | 0 | 2021-01-17 | 0.1 | 17.9 | 0 | 2020-01-17 | -11.7 | 29.7 | 0 | 2019-01-17 | -10.9 | 28.9 | 0 | 2018-01-17 | -10.3 | 28.3 | 0 | 2017-01-17 | 0.4 | 17.6 | 0 | 2016-01-17 | -3.2 | 21.2 | 0 | 23.25 | 0
2025-01-17 | -1.8 | 19.8 | 0 | 2024-01-17 | -13.6 | 31.6 | 0 | 2023-01-17 | 0.8 | 17.2 | 0 | 2022-01-17 | -3.5 | 21.5 | 0 | 2021-01-17 | 0.3 | 17.7 | 0 | 2020-01-17 | -12.4 | 30.4 | 0 | 2019-01-17 | -11.1 | 29.1 | 0 | 2018-01-17 | -10.4 | 28.4 | 0 | 2017-01-17 | 0.2 | 17.8 | 0 | 2016-01-17 | -2.9 | 20.9 | 0 | 23.44 | 0
2025-01-17 | -1.6 | 19.6 | 0 | 2024-01-17 | -14.6 | 32.6 | 0 | 2023-01-17 | 1.1 | 16.9 | 0 | 2022-01-17 | -3.5 | 21.5 | 0 | 2021-01-17 | 0.7 | 17.3 | 0 | 2020-01-17 | -12.8 | 30.8 | 0 | 2019-01-17 | -11.1 | 29.1 | 0 | 2018-01-17 | -10.1 | 28.1 | 0 | 2017-01-17 | 0.5 | 17.5 | 0 | 2016-01-17 | -2.5 | 20.5 | 0 | 23.39 | 0
2025-01-17 | -1.9 | 19.9 | 0 | 2024-01-17 | -15.2 | 33.2 | 0 | 2023-01-17 | 0.7 | 17.3 | 0 | 2022-01-17 | -3.5 | 21.5 | 0 | 2021-01-17 | 1.1 | 16.9 | 0 | 2020-01-17 | -13.4 | 31.4 | 0 | 2019-01-17 | -12.1 | 30.1 | 0 | 2018-01-17 | -9.9 | 27.9 | 0 | 2017-01-17 | 0.4 | 17.6 | 0 | 2016-01-17 | -2.2 | 20.2 | 0 | 23.6 | 0
2025-01-17 | -1.5 | 19.5 | 0 | 2024-01-17 | -15.2 | 33.2 | 0 | 2023-01-17 | 1.1 | 16.9 | 0 | 2022-01-17 | -4.7 | 22.7 | 0 | 2021-01-17 | 1.2 | 16.8 | 0 | 2020-01-17 | -13.9 | 31.9 | 0 | 2019-01-17 | -12.3 | 30.3 | 0 | 2018-01-17 | -12.1 | 30.1 | 0 | 2017-01-17 | 0.5 | 17.5 | 0 | 2016-01-17 | -2 | 20 | 0 | 23.89 | 0
2025-01-17 | -1.6 | 19.6 | 0 | 2024-01-17 | -15.5 | 33.5 | 0 | 2023-01-17 | 1 | 17 | 0 | 2022-01-17 | -5.5 | 23.5 | 0 | 2021-01-17 | 1.1 | 16.9 | 0 | 2020-01-17 | -14.4 | 32.4 | 0 | 2019-01-17 | -12.3 | 30.3 | 0 | 2018-01-17 | -13.4 | 31.4 | 0 | 2017-01-17 | 0.7 | 17.3 | 0 | 2016-01-17 | -1.7 | 19.7 | 0 | 24.16 | 0
2025-01-17 | -1.8 | 19.8 | 0 | 2024-01-17 | -14.8 | 32.8 | 0 | 2023-01-17 | 0.9 | 17.1 | 0 | 2022-01-17 | -5.9 | 23.9 | 0 | 2021-01-17 | 0.2 | 17.8 | 0 | 2020-01-17 | -14.9 | 32.9 | 0 | 2019-01-17 | -12.4 | 30.4 | 0 | 2018-01-17 | -13 | 31 | 0 | 2017-01-17 | 1 | 17 | 0 | 2016-01-17 | -1.5 | 19.5 | 0 | 24.22 | 0
2025-01-17 | -1.9 | 19.9 | 0 | 2024-01-17 | -14.2 | 32.2 | 0 | 2023-01-17 | 1.3 | 16.7 | 0 | 2022-01-17 | -5.9 | 23.9 | 0 | 2021-01-17 | -2 | 20 | 0 | 2020-01-17 | -14.8 | 32.8 | 0 | 2019-01-17 | -12.4 | 30.4 | 0 | 2018-01-17 | -12.7 | 30.7 | 0 | 2017-01-17 | 1 | 17 | 0 | 2016-01-17 | -1.7 | 19.7 | 0 | 24.33 | 0
2025-01-17 | -1.8 | 19.8 | 0 | 2024-01-17 | -12.9 | 30.9 | 0 | 2023-01-17 | 1.5 | 16.5 | 0 | 2022-01-17 | -5.8 | 23.8 | 0 | 2021-01-17 | 1.2 | 16.8 | 0 | 2020-01-17 | -13.8 | 31.8 | 0 | 2019-01-17 | -10.8 | 28.8 | 0 | 2018-01-17 | -11.7 | 29.7 | 0 | 2017-01-17 | 1.4 | 16.6 | 0 | 2016-01-17 | -1.6 | 19.6 | 0 | 23.43 | 0
2025-01-17 | -1.7 | 19.7 | 0 | 2024-01-17 | -11.8 | 29.8 | 0 | 2023-01-17 | 1.8 | 16.2 | 0 | 2022-01-17 | -5.3 | 23.3 | 0 | 2021-01-17 | 2.4 | 15.6 | 0 | 2020-01-17 | -12.6 | 30.6 | 0 | 2019-01-17 | -9.8 | 27.8 | 0 | 2018-01-17 | -9.6 | 27.6 | 0 | 2017-01-17 | 1.3 | 16.7 | 0 | 2016-01-17 | -1.3 | 19.3 | 0 | 22.66 | 0
2025-01-17 | -0.7 | 18.7 | 0 | 2024-01-17 | -11 | 29 | 0 | 2023-01-17 | 2.3 | 15.7 | 0 | 2022-01-17 | -4.9 | 22.9 | 0 | 2021-01-17 | 3.2 | 14.8 | 0 | 2020-01-17 | -11.2 | 29.2 | 0 | 2019-01-17 | -8.8 | 26.8 | 0 | 2018-01-17 | -7.9 | 25.9 | 0 | 2017-01-17 | 1 | 17 | 0 | 2016-01-17 | -1.1 | 19.1 | 0 | 21.91 | 0
2025-01-17 | 0.4 | 17.6 | 0 | 2024-01-17 | -10.4 | 28.4 | 0 | 2023-01-17 | 2.6 | 15.4 | 0 | 2022-01-17 | -4.3 | 22.3 | 0 | 2021-01-17 | 3.3 | 14.7 | 0 | 2020-01-17 | -10.3 | 28.3 | 0 | 2019-01-17 | -6.9 | 24.9 | 0 | 2018-01-17 | -7.2 | 25.2 | 0 | 2017-01-17 | 1.5 | 16.5 | 0 | 2016-01-17 | -2.5 | 20.5 | 0 | 21.38 | 0
2025-01-17 | 1.4 | 16.6 | 0 | 2024-01-17 | -9.6 | 27.6 | 0 | 2023-01-17 | 2.9 | 15.1 | 0 | 2022-01-17 | -3.9 | 21.9 | 0 | 2021-01-17 | 3.7 | 14.3 | 0 | 2020-01-17 | -9.6 | 27.6 | 0 | 2019-01-17 | -5.8 | 23.8 | 0 | 2018-01-17 | -6.3 | 24.3 | 0 | 2017-01-17 | 1.2 | 16.8 | 0 | 2016-01-17 | -3 | 21 | 0 | 20.9 | 0
2025-01-17 | 1.9 | 16.1 | 0 | 2024-01-17 | -9.8 | 27.8 | 0 | 2023-01-17 | 3.1 | 14.9 | 0 | 2022-01-17 | -3.7 | 21.7 | 0 | 2021-01-17 | 4.2 | 13.8 | 0 | 2020-01-17 | -8.9 | 26.9 | 0 | 2019-01-17 | -5.6 | 23.6 | 0 | 2018-01-17 | -5.6 | 23.6 | 0 | 2017-01-17 | 1.2 | 16.8 | 0 | 2016-01-17 | -3.6 | 21.6 | 0 | 20.68 | 0
2025-01-17 | 2 | 16 | 0 | 2024-01-17 | -9.4 | 27.4 | 0 | 2023-01-17 | 3.2 | 14.8 | 0 | 2022-01-17 | -3.2 | 21.2 | 0 | 2021-01-17 | 3.3 | 14.7 | 0 | 2020-01-17 | -8.5 | 26.5 | 0 | 2019-01-17 | -5.1 | 23.1 | 0 | 2018-01-17 | -5.8 | 23.8 | 0 | 2017-01-17 | 1.3 | 16.7 | 0 | 2016-01-17 | -4.9 | 22.9 | 0 | 20.71 | 0
2025-01-17 | 2 | 16 | 0 | 2024-01-17 | -9.7 | 27.7 | 0 | 2023-01-17 | 3.3 | 14.7 | 0 | 2022-01-17 | -3.5 | 21.5 | 0 | 2021-01-17 | 2.9 | 15.1 | 0 | 2020-01-17 | -8.6 | 26.6 | 0 | 2019-01-17 | -5.2 | 23.2 | 0 | 2018-01-17 | -6 | 24 | 0 | 2017-01-17 | 1.7 | 16.3 | 0 | 2016-01-17 | -6.2 | 24.2 | 0 | 20.93 | 0
2025-01-17 | 2 | 16 | 0 | 2024-01-17 | -10.1 | 28.1 | 0 | 2023-01-17 | 3.4 | 14.6 | 0 | 2022-01-17 | -4.4 | 22.4 | 0 | 2021-01-17 | 1.5 | 16.5 | 0 | 2020-01-17 | -9 | 27 | 0 | 2019-01-17 | -5.2 | 23.2 | 0 | 2018-01-17 | -7.1 | 25.1 | 0 | 2017-01-17 | 1.5 | 16.5 | 0 | 2016-01-17 | -7.2 | 25.2 | 0 | 21.46 | 0
2025-01-17 | 1.8 | 16.2 | 0 | 2024-01-17 | -10.7 | 28.7 | 0 | 2023-01-17 | 3.5 | 14.5 | 0 | 2022-01-17 | -4.5 | 22.5 | 0 | 2021-01-17 | 1.6 | 16.4 | 0 | 2020-01-17 | -8.9 | 26.9 | 0 | 2019-01-17 | -5 | 23 | 0 | 2018-01-17 | -7.5 | 25.5 | 0 | 2017-01-17 | 1.4 | 16.6 | 0 | 2016-01-17 | -8.5 | 26.5 | 0 | 21.68 | 0
2025-01-17 | 1.9 | 16.1 | 0 | 2024-01-17 | -10.6 | 28.6 | 0 | 2023-01-17 | 3.5 | 14.5 | 0 | 2022-01-17 | -4.5 | 22.5 | 0 | 2021-01-17 | 1.1 | 16.9 | 0 | 2020-01-17 | -8.8 | 26.8 | 0 | 2019-01-17 | -4.8 | 22.8 | 0 | 2018-01-17 | -7.7 | 25.7 | 0 | 2017-01-17 | 1 | 17 | 0 | 2016-01-17 | -9.2 | 27.2 | 0 | 21.81 | 0
2025-01-17 | 2 | 16 | 0 | 2024-01-17 | -9.8 | 27.8 | 0 | 2023-01-17 | 3.4 | 14.6 | 0 | 2022-01-17 | -4.4 | 22.4 | 0 | 2021-01-17 | 0.8 | 17.2 | 0 | 2020-01-17 | -8.8 | 26.8 | 0 | 2019-01-17 | -4.4 | 22.4 | 0 | 2018-01-17 | -7.8 | 25.8 | 0 | 2017-01-17 | 0.9 | 17.1 | 0 | 2016-01-17 | -10.2 | 28.2 | 0 | 21.83 | 0
2025-01-17 | 2.2 | 15.8 | 0 | 2024-01-17 | -9.1 | 27.1 | 0 | 2023-01-17 | 3.8 | 14.2 | 0 | 2022-01-17 | -3.6 | 21.6 | 0 | 2021-01-17 | -0.8 | 18.8 | 0 | 2020-01-17 | -8.7 | 26.7 | 0 | 2019-01-17 | -4 | 22 | 0 | 2018-01-17 | -7.2 | 25.2 | 0 | 2017-01-17 | 0.9 | 17.1 | 0 | 2016-01-17 | -10.3 | 28.3 | 0 | 21.68 | 0
2025-01-17 | 2.3 | 15.7 | 0 | 2024-01-17 | -9.6 | 27.6 | 0 | 2023-01-17 | 4.2 | 13.8 | 0 | 2022-01-17 | -3.5 | 21.5 | 0 | 2021-01-17 | -1.1 | 19.1 | 0 | 2020-01-17 | -8.4 | 26.4 | 0 | 2019-01-17 | -3.6 | 21.6 | 0 | 2018-01-17 | -7.2 | 25.2 | 0 | 2017-01-17 | 1 | 17 | 0 | 2016-01-17 | -10.5 | 28.5 | 0 | 21.64 | 0
2025-01-17 | 2.4 | 15.6 | 0 | 2024-01-17 | -8.7 | 26.7 | 0 | 2023-01-17 | 4.2 | 13.8 | 0 | 2022-01-17 | -3.1 | 21.1 | 0 | 2021-01-17 | -1.3 | 19.3 | 0 | 2020-01-17 | -8.1 | 26.1 | 0 | 2019-01-17 | -3.9 | 21.9 | 0 | 2018-01-17 | -7.1 | 25.1 | 0 | 2017-01-17 | 1 | 17 | 0 | 2016-01-17 | -10.1 | 28.1 | 0 | 21.47 | 0
2025-01-18 | 2.3 | 15.7 | 0 | 2024-01-18 | -8.5 | 26.5 | 0 | 2023-01-18 | 3.9 | 14.1 | 0 | 2022-01-18 | -3.2 | 21.2 | 0 | 2021-01-18 | -1.4 | 19.4 | 0 | 2020-01-18 | -8.3 | 26.3 | 0 | 2019-01-18 | -4 | 22 | 0 | 2018-01-18 | -7 | 25 | 0 | 2017-01-18 | 0.9 | 17.1 | 0 | 2016-01-18 | -9.7 | 27.7 | 0 | 21.5 | 0
2025-01-18 | 2 | 16 | 0 | 2024-01-18 | -8.6 | 26.6 | 0 | 2023-01-18 | 3.7 | 14.3 | 0 | 2022-01-18 | -3.8 | 21.8 | 0 | 2021-01-18 | -2.7 | 20.7 | 0 | 2020-01-18 | -8.1 | 26.1 | 0 | 2019-01-18 | -3.9 | 21.9 | 0 | 2018-01-18 | -7.7 | 25.7 | 0 | 2017-01-18 | 0.9 | 17.1 | 0 | 2016-01-18 | -9.3 | 27.3 | 0 | 21.75 | 0
2025-01-18 | 2.4 | 15.6 | 0 | 2024-01-18 | -8.7 | 26.7 | 0 | 2023-01-18 | 3.6 | 14.4 | 0 | 2022-01-18 | -4.1 | 22.1 | 0 | 2021-01-18 | -2.9 | 20.9 | 0 | 2020-01-18 | -7.9 | 25.9 | 0 | 2019-01-18 | -4 | 22 | 0 | 2018-01-18 | -8.1 | 26.1 | 0 | 2017-01-18 | 0.8 | 17.2 | 0 | 2016-01-18 | -10.2 | 28.2 | 0 | 21.91 | 0
2025-01-18 | 2.4 | 15.6 | 0 | 2024-01-18 | -8.1 | 26.1 | 0 | 2023-01-18 | 3.6 | 14.4 | 0 | 2022-01-18 | -5.1 | 23.1 | 0 | 2021-01-18 | -3.6 | 21.6 | 0 | 2020-01-18 | -7.4 | 25.4 | 0 | 2019-01-18 | -4.1 | 22.1 | 0 | 2018-01-18 | -8.3 | 26.3 | 0 | 2017-01-18 | 0.9 | 17.1 | 0 | 2016-01-18 | -10.8 | 28.8 | 0 | 22.05 | 0
2025-01-18 | 2.7 | 15.3 | 0 | 2024-01-18 | -7.7 | 25.7 | 0 | 2023-01-18 | 3.5 | 14.5 | 0 | 2022-01-18 | -7.2 | 25.2 | 0 | 2021-01-18 | -3.4 | 21.4 | 0 | 2020-01-18 | -6.5 | 24.5 | 0 | 2019-01-18 | -4 | 22 | 0 | 2018-01-18 | -8.8 | 26.8 | 0 | 2017-01-18 | 1.2 | 16.8 | 0 | 2016-01-18 | -10.4 | 28.4 | 0 | 22.06 | 0
2025-01-18 | 3.5 | 14.5 | 0 | 2024-01-18 | -7.7 | 25.7 | 0 | 2023-01-18 | 3.3 | 14.7 | 0 | 2022-01-18 | -6.8 | 24.8 | 0 | 2021-01-18 | -3.8 | 21.8 | 0 | 2020-01-18 | -6.2 | 24.2 | 0 | 2019-01-18 | -3.9 | 21.9 | 0 | 2018-01-18 | -8.6 | 26.6 | 0 | 2017-01-18 | 1.4 | 16.6 | 0 | 2016-01-18 | -10.5 | 28.5 | 0 | 21.93 | 0
2025-01-18 | 3.9 | 14.1 | 0 | 2024-01-18 | -7.5 | 25.5 | 0 | 2023-01-18 | 3.5 | 14.5 | 0 | 2022-01-18 | -8.2 | 26.2 | 0 | 2021-01-18 | -4.1 | 22.1 | 0 | 2020-01-18 | -5.6 | 23.6 | 0 | 2019-01-18 | -3.9 | 21.9 | 0 | 2018-01-18 | -8.6 | 26.6 | 0 | 2017-01-18 | 1.5 | 16.5 | 0 | 2016-01-18 | -11.3 | 29.3 | 0 | 22.03 | 0
2025-01-18 | 3.3 | 14.7 | 0 | 2024-01-18 | -7.4 | 25.4 | 0 | 2023-01-18 | 3.5 | 14.5 | 0 | 2022-01-18 | -10.1 | 28.1 | 0 | 2021-01-18 | -3.9 | 21.9 | 0 | 2020-01-18 | -5.3 | 23.3 | 0 | 2019-01-18 | -3.6 | 21.6 | 0 | 2018-01-18 | -8.4 | 26.4 | 0 | 2017-01-18 | 1.7 | 16.3 | 0 | 2016-01-18 | -11.2 | 29.2 | 0 | 22.14 | 0
2025-01-18 | 2.5 | 15.5 | 0 | 2024-01-18 | -7 | 25 | 0 | 2023-01-18 | 3.4 | 14.6 | 0 | 2022-01-18 | -10.5 | 28.5 | 0 | 2021-01-18 | -3.7 | 21.7 | 0 | 2020-01-18 | -4.8 | 22.8 | 0 | 2019-01-18 | -2.9 | 20.9 | 0 | 2018-01-18 | -8.3 | 26.3 | 0 | 2017-01-18 | 2 | 16 | 0 | 2016-01-18 | -11 | 29 | 0 | 22.03 | 0
2025-01-18 | 2.4 | 15.6 | 0 | 2024-01-18 | -6.6 | 24.6 | 0 | 2023-01-18 | 3.5 | 14.5 | 0 | 2022-01-18 | -11 | 29 | 0 | 2021-01-18 | -2.8 | 20.8 | 0 | 2020-01-18 | -4.3 | 22.3 | 0 | 2019-01-18 | -2.6 | 20.6 | 0 | 2018-01-18 | -8.1 | 26.1 | 0 | 2017-01-18 | 2.2 | 15.8 | 0 | 2016-01-18 | -10.7 | 28.7 | 0 | 21.8 | 0
2025-01-18 | 2.4 | 15.6 | 0 | 2024-01-18 | -6.5 | 24.5 | 0 | 2023-01-18 | 3.8 | 14.2 | 0 | 2022-01-18 | -11 | 29 | 0 | 2021-01-18 | -2.1 | 20.1 | 0 | 2020-01-18 | -4 | 22 | 0 | 2019-01-18 | -1.2 | 19.2 | 0 | 2018-01-18 | -7.6 | 25.6 | 0 | 2017-01-18 | 2.6 | 15.4 | 0 | 2016-01-18 | -10.4 | 28.4 | 0 | 21.4 | 0
2025-01-18 | 2.6 | 15.4 | 0 | 2024-01-18 | -5.9 | 23.9 | 0 | 2023-01-18 | 4.7 | 13.3 | 0 | 2022-01-18 | -10.5 | 28.5 | 0 | 2021-01-18 | -0.8 | 18.8 | 0 | 2020-01-18 | -4.6 | 22.6 | 0 | 2019-01-18 | -0.8 | 18.8 | 0 | 2018-01-18 | -7.2 | 25.2 | 0 | 2017-01-18 | 3 | 15 | 0 | 2016-01-18 | -10.1 | 28.1 | 0 | 20.96 | 0
2025-01-18 | 2.5 | 15.5 | 0 | 2024-01-18 | -5.1 | 23.1 | 0 | 2023-01-18 | 4.6 | 13.4 | 0 | 2022-01-18 | -10.2 | 28.2 | 0 | 2021-01-18 | -0.5 | 18.5 | 0 | 2020-01-18 | -4 | 22 | 0 | 2019-01-18 | -0.5 | 18.5 | 0 | 2018-01-18 | -6.6 | 24.6 | 0 | 2017-01-18 | 2.9 | 15.1 | 0 | 2016-01-18 | -9.1 | 27.1 | 0 | 20.6 | 0
2025-01-18 | 1.4 | 16.6 | 0 | 2024-01-18 | -4.6 | 22.6 | 0 | 2023-01-18 | 4.6 | 13.4 | 0 | 2022-01-18 | -9.3 | 27.3 | 0 | 2021-01-18 | 0.6 | 17.4 | 0 | 2020-01-18 | -3.7 | 21.7 | 0 | 2019-01-18 | -0.8 | 18.8 | 0 | 2018-01-18 | -6 | 24 | 0 | 2017-01-18 | 3.2 | 14.8 | 0 | 2016-01-18 | -8.2 | 26.2 | 0 | 20.28 | 0
2025-01-18 | 0.2 | 17.8 | 0 | 2024-01-18 | -4 | 22 | 0 | 2023-01-18 | 4.7 | 13.3 | 0 | 2022-01-18 | -8.4 | 26.4 | 0 | 2021-01-18 | 0.6 | 17.4 | 0 | 2020-01-18 | -3.2 | 21.2 | 0 | 2019-01-18 | -0.9 | 18.9 | 0 | 2018-01-18 | -5.5 | 23.5 | 0 | 2017-01-18 | 3.2 | 14.8 | 0 | 2016-01-18 | -8.4 | 26.4 | 0 | 20.17 | 0
2025-01-18 | -1.1 | 19.1 | 0 | 2024-01-18 | -4.3 | 22.3 | 0 | 2023-01-18 | 4.2 | 13.8 | 0 | 2022-01-18 | -7.9 | 25.9 | 0 | 2021-01-18 | 0.6 | 17.4 | 0 | 2020-01-18 | -2.3 | 20.3 | 0 | 2019-01-18 | -1.2 | 19.2 | 0 | 2018-01-18 | -5.3 | 23.3 | 0 | 2017-01-18 | 2.8 | 15.2 | 0 | 2016-01-18 | -8.2 | 26.2 | 0 | 20.27 | 0
2025-01-18 | -1.4 | 19.4 | 0 | 2024-01-18 | -4.5 | 22.5 | 0 | 2023-01-18 | 4.2 | 13.8 | 0 | 2022-01-18 | -6.5 | 24.5 | 0 | 2021-01-18 | 0.8 | 17.2 | 0 | 2020-01-18 | -1.8 | 19.8 | 0 | 2019-01-18 | -1.8 | 19.8 | 0 | 2018-01-18 | -5.2 | 23.2 | 0 | 2017-01-18 | 2.8 | 15.2 | 0 | 2016-01-18 | -9 | 27 | 0 | 20.24 | 0
2025-01-18 | -2.3 | 20.3 | 0 | 2024-01-18 | -5.2 | 23.2 | 0 | 2023-01-18 | 4.1 | 13.9 | 0 | 2022-01-18 | -6.9 | 24.9 | 0 | 2021-01-18 | 0.2 | 17.8 | 0 | 2020-01-18 | -1.1 | 19.1 | 0 | 2019-01-18 | -2.6 | 20.6 | 0 | 2018-01-18 | -5.4 | 23.4 | 0 | 2017-01-18 | 2.7 | 15.3 | 0 | 2016-01-18 | -9.5 | 27.5 | 0 | 20.6 | 0
2025-01-18 | -3.6 | 21.6 | 0 | 2024-01-18 | -5 | 23 | 0 | 2023-01-18 | 3.6 | 14.4 | 0 | 2022-01-18 | -6.8 | 24.8 | 0 | 2021-01-18 | -0.1 | 18.1 | 0 | 2020-01-18 | -0.4 | 18.4 | 0 | 2019-01-18 | -3.1 | 21.1 | 0 | 2018-01-18 | -5.5 | 23.5 | 0 | 2017-01-18 | 2.5 | 15.5 | 0 | 2016-01-18 | -9.8 | 27.8 | 0 | 20.82 | 0
2025-01-18 | -4.6 | 22.6 | 0 | 2024-01-18 | -4.7 | 22.7 | 0 | 2023-01-18 | 3.6 | 14.4 | 0 | 2022-01-18 | -5.8 | 23.8 | 0 | 2021-01-18 | -0.4 | 18.4 | 0 | 2020-01-18 | 0.2 | 17.8 | 0 | 2019-01-18 | -3.4 | 21.4 | 0 | 2018-01-18 | -5.4 | 23.4 | 0 | 2017-01-18 | 2.3 | 15.7 | 0 | 2016-01-18 | -10 | 28 | 0 | 20.82 | 0
2025-01-18 | -5.1 | 23.1 | 0 | 2024-01-18 | -5.1 | 23.1 | 0 | 2023-01-18 | 2.7 | 15.3 | 0 | 2022-01-18 | -4.7 | 22.7 | 0 | 2021-01-18 | -1.4 | 19.4 | 0 | 2020-01-18 | 0.7 | 17.3 | 0 | 2019-01-18 | -3.8 | 21.8 | 0 | 2018-01-18 | -5.1 | 23.1 | 0 | 2017-01-18 | 2.5 | 15.5 | 0 | 2016-01-18 | -10.2 | 28.2 | 0 | 20.95 | 0
2025-01-18 | -5 | 23 | 0 | 2024-01-18 | -5.6 | 23.6 | 0 | 2023-01-18 | 2.2 | 15.8 | 0 | 2022-01-18 | -4.3 | 22.3 | 0 | 2021-01-18 | -2.6 | 20.6 | 0 | 2020-01-18 | 2.3 | 15.7 | 0 | 2019-01-18 | -4.5 | 22.5 | 0 | 2018-01-18 | -4.5 | 22.5 | 0 | 2017-01-18 | 2.5 | 15.5 | 0 | 2016-01-18 | -10.1 | 28.1 | 0 | 20.96 | 0
2025-01-18 | -5.5 | 23.5 | 0 | 2024-01-18 | -5.7 | 23.7 | 0 | 2023-01-18 | 1.9 | 16.1 | 0 | 2022-01-18 | -4 | 22 | 0 | 2021-01-18 | -2.2 | 20.2 | 0 | 2020-01-18 | 1.6 | 16.4 | 0 | 2019-01-18 | -4.8 | 22.8 | 0 | 2018-01-18 | -4.3 | 22.3 | 0 | 2017-01-18 | 2.5 | 15.5 | 0 | 2016-01-18 | -9.8 | 27.8 | 0 | 21.03 | 0
2025-01-18 | -5.9 | 23.9 | 0 | 2024-01-18 | -5.8 | 23.8 | 0 | 2023-01-18 | 1.8 | 16.2 | 0 | 2022-01-18 | -2.5 | 20.5 | 0 | 2021-01-18 | -1.8 | 19.8 | 0 | 2020-01-18 | 1.3 | 16.7 | 0 | 2019-01-18 | -5.7 | 23.7 | 0 | 2018-01-18 | -4.7 | 22.7 | 0 | 2017-01-18 | 2.8 | 15.2 | 0 | 2016-01-18 | -10 | 28 | 0 | 21.05 | 0
2025-01-19 | -6 | 24 | 0 | 2024-01-19 | -6.4 | 24.4 | 0 | 2023-01-19 | 1.6 | 16.4 | 0 | 2022-01-19 | -1.1 | 19.1 | 0 | 2021-01-19 | -1.3 | 19.3 | 0 | 2020-01-19 | 0.8 | 17.2 | 0 | 2019-01-19 | -8.4 | 26.4 | 0 | 2018-01-19 | -4.7 | 22.7 | 0 | 2017-01-19 | 3 | 15 | 0 | 2016-01-19 | -10.8 | 28.8 | 0 | 21.33 | 0
2025-01-19 | -6.5 | 24.5 | 0 | 2024-01-19 | -6.8 | 24.8 | 0 | 2023-01-19 | 1.4 | 16.6 | 0 | 2022-01-19 | -1.2 | 19.2 | 0 | 2021-01-19 | -1.4 | 19.4 | 0 | 2020-01-19 | 0.4 | 17.6 | 0 | 2019-01-19 | -10.4 | 28.4 | 0 | 2018-01-19 | -5.4 | 23.4 | 0 | 2017-01-19 | 2.8 | 15.2 | 0 | 2016-01-19 | -11.8 | 29.8 | 0 | 21.89 | 0
2025-01-19 | -7.9 | 25.9 | 0 | 2024-01-19 | -6.9 | 24.9 | 0 | 2023-01-19 | 1.7 | 16.3 | 0 | 2022-01-19 | -1.2 | 19.2 | 0 | 2021-01-19 | -1.2 | 19.2 | 0 | 2020-01-19 | 0 | 18 | 0 | 2019-01-19 | -10.7 | 28.7 | 0 | 2018-01-19 | -6.1 | 24.1 | 0 | 2017-01-19 | 2.7 | 15.3 | 0 | 2016-01-19 | -12.8 | 30.8 | 0 | 22.24 | 0
2025-01-19 | -8.1 | 26.1 | 0 | 2024-01-19 | -7.4 | 25.4 | 0 | 2023-01-19 | 1.8 | 16.2 | 0 | 2022-01-19 | -0.6 | 18.6 | 0 | 2021-01-19 | -1.1 | 19.1 | 0 | 2020-01-19 | -0.1 | 18.1 | 0 | 2019-01-19 | -11.3 | 29.3 | 0 | 2018-01-19 | -5.7 | 23.7 | 0 | 2017-01-19 | 2.7 | 15.3 | 0 | 2016-01-19 | -14 | 32 | 0 | 22.38 | 0
2025-01-19 | -8.4 | 26.4 | 0 | 2024-01-19 | -8 | 26 | 0 | 2023-01-19 | 1.7 | 16.3 | 0 | 2022-01-19 | -0.2 | 18.2 | 0 | 2021-01-19 | -1.3 | 19.3 | 0 | 2020-01-19 | -0.2 | 18.2 | 0 | 2019-01-19 | -12.1 | 30.1 | 0 | 2018-01-19 | -4.2 | 22.2 | 0 | 2017-01-19 | 2.4 | 15.6 | 0 | 2016-01-19 | -13.9 | 31.9 | 0 | 22.42 | 0
2025-01-19 | -7.6 | 25.6 | 0 | 2024-01-19 | -8.3 | 26.3 | 0 | 2023-01-19 | 1.4 | 16.6 | 0 | 2022-01-19 | 0.2 | 17.8 | 0 | 2021-01-19 | -0.5 | 18.5 | 0 | 2020-01-19 | -0.6 | 18.6 | 0 | 2019-01-19 | -12.5 | 30.5 | 0 | 2018-01-19 | -4.1 | 22.1 | 0 | 2017-01-19 | 2.2 | 15.8 | 0 | 2016-01-19 | -11.5 | 29.5 | 0 | 22.13 | 0
2025-01-19 | -7.8 | 25.8 | 0 | 2024-01-19 | -8.3 | 26.3 | 0 | 2023-01-19 | 1.1 | 16.9 | 0 | 2022-01-19 | 1.4 | 16.6 | 0 | 2021-01-19 | -0.9 | 18.9 | 0 | 2020-01-19 | -1.3 | 19.3 | 0 | 2019-01-19 | -12.8 | 30.8 | 0 | 2018-01-19 | -4.1 | 22.1 | 0 | 2017-01-19 | 2 | 16 | 0 | 2016-01-19 | -11.7 | 29.7 | 0 | 22.24 | 0
2025-01-19 | -8.2 | 26.2 | 0 | 2024-01-19 | -8.4 | 26.4 | 0 | 2023-01-19 | 1 | 17 | 0 | 2022-01-19 | 2.6 | 15.4 | 0 | 2021-01-19 | -1.3 | 19.3 | 0 | 2020-01-19 | -2 | 20 | 0 | 2019-01-19 | -12.7 | 30.7 | 0 | 2018-01-19 | -4.1 | 22.1 | 0 | 2017-01-19 | 1.8 | 16.2 | 0 | 2016-01-19 | -12.1 | 30.1 | 0 | 22.34 | 0
2025-01-19 | -8.4 | 26.4 | 0 | 2024-01-19 | -8.8 | 26.8 | 0 | 2023-01-19 | 1.2 | 16.8 | 0 | 2022-01-19 | 3.1 | 14.9 | 0 | 2021-01-19 | -1.1 | 19.1 | 0 | 2020-01-19 | -2.1 | 20.1 | 0 | 2019-01-19 | -12.7 | 30.7 | 0 | 2018-01-19 | -3.9 | 21.9 | 0 | 2017-01-19 | 1.4 | 16.6 | 0 | 2016-01-19 | -11.1 | 29.1 | 0 | 22.24 | 0
2025-01-19 | -8.3 | 26.3 | 0 | 2024-01-19 | -8.9 | 26.9 | 0 | 2023-01-19 | 1.7 | 16.3 | 0 | 2022-01-19 | 3 | 15 | 0 | 2021-01-19 | -1 | 19 | 0 | 2020-01-19 | -3.1 | 21.1 | 0 | 2019-01-19 | -13.1 | 31.1 | 0 | 2018-01-19 | -3.6 | 21.6 | 0 | 2017-01-19 | 1.5 | 16.5 | 0 | 2016-01-19 | -9.7 | 27.7 | 0 | 22.15 | 0
2025-01-19 | -8.2 | 26.2 | 0 | 2024-01-19 | -9.3 | 27.3 | 0 | 2023-01-19 | 1.8 | 16.2 | 0 | 2022-01-19 | 3.3 | 14.7 | 0 | 2021-01-19 | -1 | 19 | 0 | 2020-01-19 | -4.9 | 22.9 | 0 | 2019-01-19 | -13.6 | 31.6 | 0 | 2018-01-19 | -2.8 | 20.8 | 0 | 2017-01-19 | 1.9 | 16.1 | 0 | 2016-01-19 | -7.9 | 25.9 | 0 | 22.07 | 0
2025-01-19 | -7.8 | 25.8 | 0 | 2024-01-19 | -9.8 | 27.8 | 0 | 2023-01-19 | 1.4 | 16.6 | 0 | 2022-01-19 | 3.5 | 14.5 | 0 | 2021-01-19 | -0.2 | 18.2 | 0 | 2020-01-19 | -5.8 | 23.8 | 0 | 2019-01-19 | -14 | 32 | 0 | 2018-01-19 | -1.9 | 19.9 | 0 | 2017-01-19 | 2 | 16 | 0 | 2016-01-19 | -6.6 | 24.6 | 0 | 21.92 | 0
2025-01-19 | -7.3 | 25.3 | 0 | 2024-01-19 | -9.7 | 27.7 | 0 | 2023-01-19 | 1.4 | 16.6 | 0 | 2022-01-19 | 3.6 | 14.4 | 0 | 2021-01-19 | -0.5 | 18.5 | 0 | 2020-01-19 | -7.1 | 25.1 | 0 | 2019-01-19 | -14 | 32 | 0 | 2018-01-19 | -1 | 19 | 0 | 2017-01-19 | 2.2 | 15.8 | 0 | 2016-01-19 | -5.3 | 23.3 | 0 | 21.77 | 0
2025-01-19 | -6.8 | 24.8 | 0 | 2024-01-19 | -10.1 | 28.1 | 0 | 2023-01-19 | 1.4 | 16.6 | 0 | 2022-01-19 | 3.5 | 14.5 | 0 | 2021-01-19 | -0.1 | 18.1 | 0 | 2020-01-19 | -7.2 | 25.2 | 0 | 2019-01-19 | -13.9 | 31.9 | 0 | 2018-01-19 | 0.4 | 17.6 | 0 | 2017-01-19 | 2.3 | 15.7 | 0 | 2016-01-19 | -4.6 | 22.6 | 0 | 21.51 | 0
2025-01-19 | -6.3 | 24.3 | 0 | 2024-01-19 | -10.3 | 28.3 | 0 | 2023-01-19 | 1.5 | 16.5 | 0 | 2022-01-19 | 3.2 | 14.8 | 0 | 2021-01-19 | -0.2 | 18.2 | 0 | 2020-01-19 | -6.8 | 24.8 | 0 | 2019-01-19 | -14 | 32 | 0 | 2018-01-19 | 1.1 | 16.9 | 0 | 2017-01-19 | 2.4 | 15.6 | 0 | 2016-01-19 | -4.7 | 22.7 | 0 | 21.41 | 0
2025-01-19 | -6 | 24 | 0 | 2024-01-19 | -10.1 | 28.1 | 0 | 2023-01-19 | 1.7 | 16.3 | 0 | 2022-01-19 | 2.6 | 15.4 | 0 | 2021-01-19 | -1.1 | 19.1 | 0 | 2020-01-19 | -6.5 | 24.5 | 0 | 2019-01-19 | -13.9 | 31.9 | 0 | 2018-01-19 | 1.1 | 16.9 | 0 | 2017-01-19 | 2.5 | 15.5 | 0 | 2016-01-19 | -4.3 | 22.3 | 0 | 21.4 | 0
2025-01-19 | -6.1 | 24.1 | 0 | 2024-01-19 | -10.1 | 28.1 | 0 | 2023-01-19 | 2.2 | 15.8 | 0 | 2022-01-19 | 2.2 | 15.8 | 0 | 2021-01-19 | -1.3 | 19.3 | 0 | 2020-01-19 | -6.9 | 24.9 | 0 | 2019-01-19 | -14.3 | 32.3 | 0 | 2018-01-19 | 0.7 | 17.3 | 0 | 2017-01-19 | 2.5 | 15.5 | 0 | 2016-01-19 | -4.6 | 22.6 | 0 | 21.57 | 0
2025-01-19 | -6.6 | 24.6 | 0 | 2024-01-19 | -10.6 | 28.6 | 0 | 2023-01-19 | 2.4 | 15.6 | 0 | 2022-01-19 | 0.3 | 17.7 | 0 | 2021-01-19 | -2 | 20 | 0 | 2020-01-19 | -8 | 26 | 0 | 2019-01-19 | -14.5 | 32.5 | 0 | 2018-01-19 | 0.6 | 17.4 | 0 | 2017-01-19 | 1.9 | 16.1 | 0 | 2016-01-19 | -4.9 | 22.9 | 0 | 22.14 | 0
2025-01-19 | -7 | 25 | 0 | 2024-01-19 | -10.9 | 28.9 | 0 | 2023-01-19 | 2.9 | 15.1 | 0 | 2022-01-19 | -1 | 19 | 0 | 2021-01-19 | -2.3 | 20.3 | 0 | 2020-01-19 | -8.5 | 26.5 | 0 | 2019-01-19 | -14.4 | 32.4 | 0 | 2018-01-19 | -0.2 | 18.2 | 0 | 2017-01-19 | 1.6 | 16.4 | 0 | 2016-01-19 | -4.6 | 22.6 | 0 | 22.44 | 0
2025-01-19 | -6.9 | 24.9 | 0 | 2024-01-19 | -11 | 29 | 0 | 2023-01-19 | 3.2 | 14.8 | 0 | 2022-01-19 | -2 | 20 | 0 | 2021-01-19 | -2.2 | 20.2 | 0 | 2020-01-19 | -9.1 | 27.1 | 0 | 2019-01-19 | -15.2 | 33.2 | 0 | 2018-01-19 | 0.1 | 17.9 | 0 | 2017-01-19 | 1.8 | 16.2 | 0 | 2016-01-19 | -4.4 | 22.4 | 0 | 22.57 | 0
2025-01-19 | -6.8 | 24.8 | 0 | 2024-01-19 | -11.3 | 29.3 | 0 | 2023-01-19 | 3 | 15 | 0 | 2022-01-19 | -3.2 | 21.2 | 0 | 2021-01-19 | -2.3 | 20.3 | 0 | 2020-01-19 | -9.1 | 27.1 | 0 | 2019-01-19 | -15.3 | 33.3 | 0 | 2018-01-19 | 0.7 | 17.3 | 0 | 2017-01-19 | 1.7 | 16.3 | 0 | 2016-01-19 | -3.9 | 21.9 | 0 | 22.65 | 0
2025-01-19 | -7.2 | 25.2 | 0 | 2024-01-19 | -12.6 | 30.6 | 0 | 2023-01-19 | 2.1 | 15.9 | 0 | 2022-01-19 | -3.7 | 21.7 | 0 | 2021-01-19 | -2.3 | 20.3 | 0 | 2020-01-19 | -9.2 | 27.2 | 0 | 2019-01-19 | -15.7 | 33.7 | 0 | 2018-01-19 | 1.3 | 16.7 | 0 | 2017-01-19 | 1.5 | 16.5 | 0 | 2016-01-19 | -4.4 | 22.4 | 0 | 23.02 | 0
2025-01-19 | -8.4 | 26.4 | 0 | 2024-01-19 | -13.3 | 31.3 | 0 | 2023-01-19 | 1.7 | 16.3 | 0 | 2022-01-19 | -4.7 | 22.7 | 0 | 2021-01-19 | -2.5 | 20.5 | 0 | 2020-01-19 | -9.5 | 27.5 | 0 | 2019-01-19 | -15.6 | 33.6 | 0 | 2018-01-19 | 1.9 | 16.1 | 0 | 2017-01-19 | 1.4 | 16.6 | 0 | 2016-01-19 | -4.5 | 22.5 | 0 | 23.35 | 0
2025-01-19 | -9.2 | 27.2 | 0 | 2024-01-19 | -14.1 | 32.1 | 0 | 2023-01-19 | 1.4 | 16.6 | 0 | 2022-01-19 | -5.4 | 23.4 | 0 | 2021-01-19 | -2.6 | 20.6 | 0 | 2020-01-19 | -10.1 | 28.1 | 0 | 2019-01-19 | -16 | 34 | 0 | 2018-01-19 | 1.8 | 16.2 | 0 | 2017-01-19 | 1.4 | 16.6 | 0 | 2016-01-19 | -4.3 | 22.3 | 0 | 23.71 | 0
2025-01-20 | -10.2 | 28.2 | 0 | 2024-01-20 | -14.6 | 32.6 | 0 | 2023-01-20 | 1.8 | 16.2 | 0 | 2022-01-20 | -7.2 | 25.2 | 0 | 2021-01-20 | -3.5 | 21.5 | 0 | 2020-01-20 | -10.7 | 28.7 | 0 | 2019-01-20 | -16.4 | 34.4 | 0 | 2018-01-20 | 1.6 | 16.4 | 0 | 2017-01-20 | 1.1 | 16.9 | 0 | 2016-01-20 | -4.1 | 22.1 | 0 | 24.22 | 0
2025-01-20 | -11.1 | 29.1 | 0 | 2024-01-20 | -15.2 | 33.2 | 0 | 2023-01-20 | 1.7 | 16.3 | 0 | 2022-01-20 | -8.8 | 26.8 | 0 | 2021-01-20 | -3.8 | 21.8 | 0 | 2020-01-20 | -11.6 | 29.6 | 0 | 2019-01-20 | -16.8 | 34.8 | 0 | 2018-01-20 | 1.4 | 16.6 | 0 | 2017-01-20 | 0.9 | 17.1 | 0 | 2016-01-20 | -4 | 22 | 0 | 24.73 | 0
2025-01-20 | -11.7 | 29.7 | 0 | 2024-01-20 | -15 | 33 | 0 | 2023-01-20 | 1.1 | 16.9 | 0 | 2022-01-20 | -10 | 28 | 0 | 2021-01-20 | -5 | 23 | 0 | 2020-01-20 | -12.6 | 30.6 | 0 | 2019-01-20 | -17.1 | 35.1 | 0 | 2018-01-20 | 1.3 | 16.7 | 0 | 2017-01-20 | 0.7 | 17.3 | 0 | 2016-01-20 | -4.1 | 22.1 | 0 | 25.24 | 0
2025-01-20 | -12.6 | 30.6 | 0 | 2024-01-20 | -15 | 33 | 0 | 2023-01-20 | 1.1 | 16.9 | 0 | 2022-01-20 | -12.1 | 30.1 | 0 | 2021-01-20 | -4.9 | 22.9 | 0 | 2020-01-20 | -12.9 | 30.9 | 0 | 2019-01-20 | -17.6 | 35.6 | 0 | 2018-01-20 | 1.3 | 16.7 | 0 | 2017-01-20 | 0.8 | 17.2 | 0 | 2016-01-20 | -4.3 | 22.3 | 0 | 25.62 | 0
2025-01-20 | -12.6 | 30.6 | 0 | 2024-01-20 | -15 | 33 | 0 | 2023-01-20 | 1.3 | 16.7 | 0 | 2022-01-20 | -13.7 | 31.7 | 0 | 2021-01-20 | -5.3 | 23.3 | 0 | 2020-01-20 | -13.6 | 31.6 | 0 | 2019-01-20 | -17.5 | 35.5 | 0 | 2018-01-20 | 1.2 | 16.8 | 0 | 2017-01-20 | 0.8 | 17.2 | 0 | 2016-01-20 | -4.3 | 22.3 | 0 | 25.87 | 0
2025-01-20 | -13 | 31 | 0 | 2024-01-20 | -14.9 | 32.9 | 0 | 2023-01-20 | 1.5 | 16.5 | 0 | 2022-01-20 | -14.7 | 32.7 | 0 | 2021-01-20 | -4.7 | 22.7 | 0 | 2020-01-20 | -14.2 | 32.2 | 0 | 2019-01-20 | -17.3 | 35.3 | 0 | 2018-01-20 | 1.3 | 16.7 | 0 | 2017-01-20 | 1 | 17 | 0 | 2016-01-20 | -4.4 | 22.4 | 0 | 25.94 | 0
2025-01-20 | -13.3 | 31.3 | 0 | 2024-01-20 | -15.1 | 33.1 | 0 | 2023-01-20 | 1.8 | 16.2 | 0 | 2022-01-20 | -15.8 | 33.8 | 0 | 2021-01-20 | -5.8 | 23.8 | 0 | 2020-01-20 | -14.9 | 32.9 | 0 | 2019-01-20 | -17 | 35 | 0 | 2018-01-20 | 1.6 | 16.4 | 0 | 2017-01-20 | 1.1 | 16.9 | 0 | 2016-01-20 | -4.6 | 22.6 | 0 | 26.2 | 0
2025-01-20 | -13.6 | 31.6 | 0 | 2024-01-20 | -14.9 | 32.9 | 0 | 2023-01-20 | 2 | 16 | 0 | 2022-01-20 | -16.6 | 34.6 | 0 | 2021-01-20 | -6.4 | 24.4 | 0 | 2020-01-20 | -14.1 | 32.1 | 0 | 2019-01-20 | -17.2 | 35.2 | 0 | 2018-01-20 | 1.4 | 16.6 | 0 | 2017-01-20 | 1.3 | 16.7 | 0 | 2016-01-20 | -4.8 | 22.8 | 0 | 26.29 | 0
2025-01-20 | -13.5 | 31.5 | 0 | 2024-01-20 | -15.3 | 33.3 | 0 | 2023-01-20 | 2.6 | 15.4 | 0 | 2022-01-20 | -17.2 | 35.2 | 0 | 2021-01-20 | -6.6 | 24.6 | 0 | 2020-01-20 | -14.1 | 32.1 | 0 | 2019-01-20 | -17 | 35 | 0 | 2018-01-20 | 1.3 | 16.7 | 0 | 2017-01-20 | 1.9 | 16.1 | 0 | 2016-01-20 | -5.7 | 23.7 | 0 | 26.36 | 0
2025-01-20 | -12.8 | 30.8 | 0 | 2024-01-20 | -14.8 | 32.8 | 0 | 2023-01-20 | 1.3 | 16.7 | 0 | 2022-01-20 | -16.8 | 34.8 | 0 | 2021-01-20 | -7.3 | 25.3 | 0 | 2020-01-20 | -14.3 | 32.3 | 0 | 2019-01-20 | -17.2 | 35.2 | 0 | 2018-01-20 | 1.7 | 16.3 | 0 | 2017-01-20 | 2.7 | 15.3 | 0 | 2016-01-20 | -5.7 | 23.7 | 0 | 26.32 | 0
2025-01-20 | -12 | 30 | 0 | 2024-01-20 | -13.9 | 31.9 | 0 | 2023-01-20 | 1.3 | 16.7 | 0 | 2022-01-20 | -16 | 34 | 0 | 2021-01-20 | -6.3 | 24.3 | 0 | 2020-01-20 | -12.8 | 30.8 | 0 | 2019-01-20 | -15.8 | 33.8 | 0 | 2018-01-20 | 1.9 | 16.1 | 0 | 2017-01-20 | 3 | 15 | 0 | 2016-01-20 | -5.5 | 23.5 | 0 | 25.61 | 0
2025-01-20 | -10.7 | 28.7 | 0 | 2024-01-20 | -13.1 | 31.1 | 0 | 2023-01-20 | 2.2 | 15.8 | 0 | 2022-01-20 | -14.9 | 32.9 | 0 | 2021-01-20 | -6.7 | 24.7 | 0 | 2020-01-20 | -10.7 | 28.7 | 0 | 2019-01-20 | -15.9 | 33.9 | 0 | 2018-01-20 | 2.7 | 15.3 | 0 | 2017-01-20 | 3.3 | 14.7 | 0 | 2016-01-20 | -5 | 23 | 0 | 24.88 | 0
2025-01-20 | -10.2 | 28.2 | 0 | 2024-01-20 | -12.2 | 30.2 | 0 | 2023-01-20 | 2.2 | 15.8 | 0 | 2022-01-20 | -13.9 | 31.9 | 0 | 2021-01-20 | -6.1 | 24.1 | 0 | 2020-01-20 | -9.4 | 27.4 | 0 | 2019-01-20 | -15.3 | 33.3 | 0 | 2018-01-20 | 4.5 | 13.5 | 0 | 2017-01-20 | 3.3 | 14.7 | 0 | 2016-01-20 | -4.5 | 22.5 | 0 | 24.16 | 0
2025-01-20 | -10.1 | 28.1 | 0 | 2024-01-20 | -11 | 29 | 0 | 2023-01-20 | 1.8 | 16.2 | 0 | 2022-01-20 | -12.9 | 30.9 | 0 | 2021-01-20 | -4.8 | 22.8 | 0 | 2020-01-20 | -7.9 | 25.9 | 0 | 2019-01-20 | -14.8 | 32.8 | 0 | 2018-01-20 | 4.2 | 13.8 | 0 | 2017-01-20 | 3.1 | 14.9 | 0 | 2016-01-20 | -4.3 | 22.3 | 0 | 23.67 | 0
2025-01-20 | -10.1 | 28.1 | 0 | 2024-01-20 | -10 | 28 | 0 | 2023-01-20 | 1.1 | 16.9 | 0 | 2022-01-20 | -12.3 | 30.3 | 0 | 2021-01-20 | -4.5 | 22.5 | 0 | 2020-01-20 | -5.9 | 23.9 | 0 | 2019-01-20 | -14.5 | 32.5 | 0 | 2018-01-20 | 4.5 | 13.5 | 0 | 2017-01-20 | 3.3 | 14.7 | 0 | 2016-01-20 | -4.2 | 22.2 | 0 | 23.26 | 0
2025-01-20 | -11.4 | 29.4 | 0 | 2024-01-20 | -9.2 | 27.2 | 0 | 2023-01-20 | 0.9 | 17.1 | 0 | 2022-01-20 | -12.1 | 30.1 | 0 | 2021-01-20 | -4.7 | 22.7 | 0 | 2020-01-20 | -5.6 | 23.6 | 0 | 2019-01-20 | -14.7 | 32.7 | 0 | 2018-01-20 | 5.9 | 12.1 | 0 | 2017-01-20 | 3.7 | 14.3 | 0 | 2016-01-20 | -4.2 | 22.2 | 0 | 23.14 | 0
2025-01-20 | -11.8 | 29.8 | 0 | 2024-01-20 | -8.5 | 26.5 | 0 | 2023-01-20 | 0.7 | 17.3 | 0 | 2022-01-20 | -12.6 | 30.6 | 0 | 2021-01-20 | -4.7 | 22.7 | 0 | 2020-01-20 | -5.3 | 23.3 | 0 | 2019-01-20 | -15 | 33 | 0 | 2018-01-20 | 4.6 | 13.4 | 0 | 2017-01-20 | 3.4 | 14.6 | 0 | 2016-01-20 | -4.4 | 22.4 | 0 | 23.36 | 0
2025-01-20 | -12.8 | 30.8 | 0 | 2024-01-20 | -7.9 | 25.9 | 0 | 2023-01-20 | 0.3 | 17.7 | 0 | 2022-01-20 | -13.4 | 31.4 | 0 | 2021-01-20 | -4.5 | 22.5 | 0 | 2020-01-20 | -6.6 | 24.6 | 0 | 2019-01-20 | -15.9 | 33.9 | 0 | 2018-01-20 | 3.2 | 14.8 | 0 | 2017-01-20 | 3.2 | 14.8 | 0 | 2016-01-20 | -5.1 | 23.1 | 0 | 23.95 | 0
2025-01-20 | -13.2 | 31.2 | 0 | 2024-01-20 | -8.4 | 26.4 | 0 | 2023-01-20 | -0.3 | 18.3 | 0 | 2022-01-20 | -14 | 32 | 0 | 2021-01-20 | -4.8 | 22.8 | 0 | 2020-01-20 | -6.3 | 24.3 | 0 | 2019-01-20 | -16.7 | 34.7 | 0 | 2018-01-20 | 2.6 | 15.4 | 0 | 2017-01-20 | 3.2 | 14.8 | 0 | 2016-01-20 | -5.5 | 23.5 | 0 | 24.34 | 0
2025-01-20 | -13.5 | 31.5 | 0 | 2024-01-20 | -8.7 | 26.7 | 0 | 2023-01-20 | -0.5 | 18.5 | 0 | 2022-01-20 | -14.4 | 32.4 | 0 | 2021-01-20 | -5.1 | 23.1 | 0 | 2020-01-20 | -6.4 | 24.4 | 0 | 2019-01-20 | -17.6 | 35.6 | 0 | 2018-01-20 | 1.6 | 16.4 | 0 | 2017-01-20 | 3.3 | 14.7 | 0 | 2016-01-20 | -5.6 | 23.6 | 0 | 24.69 | 0
2025-01-20 | -13.6 | 31.6 | 0 | 2024-01-20 | -9.1 | 27.1 | 0 | 2023-01-20 | -0.7 | 18.7 | 0 | 2022-01-20 | -14.8 | 32.8 | 0 | 2021-01-20 | -5.2 | 23.2 | 0 | 2020-01-20 | -7.3 | 25.3 | 0 | 2019-01-20 | -19.4 | 37.4 | 0 | 2018-01-20 | 1.6 | 16.4 | 0 | 2017-01-20 | 3.3 | 14.7 | 0 | 2016-01-20 | -6 | 24 | 0 | 25.12 | 0
2025-01-20 | -13.8 | 31.8 | 0 | 2024-01-20 | -8.8 | 26.8 | 0 | 2023-01-20 | -0.9 | 18.9 | 0 | 2022-01-20 | -15.5 | 33.5 | 0 | 2021-01-20 | -5.2 | 23.2 | 0 | 2020-01-20 | -8.7 | 26.7 | 0 | 2019-01-20 | -20.3 | 38.3 | 0 | 2018-01-20 | 0.6 | 17.4 | 0 | 2017-01-20 | 3.3 | 14.7 | 0 | 2016-01-20 | -6.3 | 24.3 | 0 | 25.56 | 0
2025-01-20 | -13.9 | 31.9 | 0 | 2024-01-20 | -9.1 | 27.1 | 0 | 2023-01-20 | -0.9 | 18.9 | 0 | 2022-01-20 | -15.8 | 33.8 | 0 | 2021-01-20 | -5 | 23 | 0 | 2020-01-20 | -9 | 27 | 0 | 2019-01-20 | -21 | 39 | 0 | 2018-01-20 | 0.5 | 17.5 | 0 | 2017-01-20 | 3.3 | 14.7 | 0 | 2016-01-20 | -6.4 | 24.4 | 0 | 25.73 | 0
2025-01-20 | -13.7 | 31.7 | 0 | 2024-01-20 | -10.3 | 28.3 | 0 | 2023-01-20 | -1 | 19 | 0 | 2022-01-20 | -16.7 | 34.7 | 0 | 2021-01-20 | -3.8 | 21.8 | 0 | 2020-01-20 | -8.9 | 26.9 | 0 | 2019-01-20 | -21.3 | 39.3 | 0 | 2018-01-20 | 0.4 | 17.6 | 0 | 2017-01-20 | 2.9 | 15.1 | 0 | 2016-01-20 | -7.4 | 25.4 | 0 | 25.98 | 0
2025-01-21 | -14 | 32 | 0 | 2024-01-21 | -10.7 | 28.7 | 0 | 2023-01-21 | -0.8 | 18.8 | 0 | 2022-01-21 | -17.2 | 35.2 | 0 | 2021-01-21 | -2.6 | 20.6 | 0 | 2020-01-21 | -7.7 | 25.7 | 0 | 2019-01-21 | -21.6 | 39.6 | 0 | 2018-01-21 | -0.2 | 18.2 | 0 | 2017-01-21 | 2.7 | 15.3 | 0 | 2016-01-21 | -7.4 | 25.4 | 0 | 25.95 | 0
2025-01-21 | -13.9 | 31.9 | 0 | 2024-01-21 | -10.8 | 28.8 | 0 | 2023-01-21 | -1.5 | 19.5 | 0 | 2022-01-21 | -17.7 | 35.7 | 0 | 2021-01-21 | -2.2 | 20.2 | 0 | 2020-01-21 | -7.5 | 25.5 | 0 | 2019-01-21 | -21.6 | 39.6 | 0 | 2018-01-21 | 0 | 18 | 0 | 2017-01-21 | 3 | 15 | 0 | 2016-01-21 | -7.7 | 25.7 | 0 | 25.99 | 0
2025-01-21 | -14.2 | 32.2 | 0 | 2024-01-21 | -11 | 29 | 0 | 2023-01-21 | -1.8 | 19.8 | 0 | 2022-01-21 | -19.2 | 37.2 | 0 | 2021-01-21 | -1.7 | 19.7 | 0 | 2020-01-21 | -7.6 | 25.6 | 0 | 2019-01-21 | -21.6 | 39.6 | 0 | 2018-01-21 | 0 | 18 | 0 | 2017-01-21 | 2.6 | 15.4 | 0 | 2016-01-21 | -8.1 | 26.1 | 0 | 26.26 | 0
2025-01-21 | -14.6 | 32.6 | 0 | 2024-01-21 | -11 | 29 | 0 | 2023-01-21 | -1.9 | 19.9 | 0 | 2022-01-21 | -18.9 | 36.9 | 0 | 2021-01-21 | -1.7 | 19.7 | 0 | 2020-01-21 | -7.3 | 25.3 | 0 | 2019-01-21 | -21.3 | 39.3 | 0 | 2018-01-21 | -0.9 | 18.9 | 0 | 2017-01-21 | 3.2 | 14.8 | 0 | 2016-01-21 | -7.7 | 25.7 | 0 | 26.21 | 0
2025-01-21 | -14.9 | 32.9 | 0 | 2024-01-21 | -10.8 | 28.8 | 0 | 2023-01-21 | -1.6 | 19.6 | 0 | 2022-01-21 | -18.6 | 36.6 | 0 | 2021-01-21 | -1.6 | 19.6 | 0 | 2020-01-21 | -7.1 | 25.1 | 0 | 2019-01-21 | -21.5 | 39.5 | 0 | 2018-01-21 | -0.8 | 18.8 | 0 | 2017-01-21 | 3.4 | 14.6 | 0 | 2016-01-21 | -7.2 | 25.2 | 0 | 26.07 | 0
2025-01-21 | -15.2 | 33.2 | 0 | 2024-01-21 | -10.8 | 28.8 | 0 | 2023-01-21 | -1.7 | 19.7 | 0 | 2022-01-21 | -19 | 37 | 0 | 2021-01-21 | -1.2 | 19.2 | 0 | 2020-01-21 | -7.7 | 25.7 | 0 | 2019-01-21 | -21.2 | 39.2 | 0 | 2018-01-21 | -1.7 | 19.7 | 0 | 2017-01-21 | 2.5 | 15.5 | 0 | 2016-01-21 | -6.7 | 24.7 | 0 | 26.27 | 0
2025-01-21 | -15.6 | 33.6 | 0 | 2024-01-21 | -11 | 29 | 0 | 2023-01-21 | -1.3 | 19.3 | 0 | 2022-01-21 | -19.1 | 37.1 | 0 | 2021-01-21 | -0.2 | 18.2 | 0 | 2020-01-21 | -8.5 | 26.5 | 0 | 2019-01-21 | -20.9 | 38.9 | 0 | 2018-01-21 | -1.4 | 19.4 | 0 | 2017-01-21 | 2.3 | 15.7 | 0 | 2016-01-21 | -6.3 | 24.3 | 0 | 26.2 | 0
2025-01-21 | -15.8 | 33.8 | 0 | 2024-01-21 | -11.2 | 29.2 | 0 | 2023-01-21 | -1.1 | 19.1 | 0 | 2022-01-21 | -19.4 | 37.4 | 0 | 2021-01-21 | -0.8 | 18.8 | 0 | 2020-01-21 | -6.9 | 24.9 | 0 | 2019-01-21 | -20.8 | 38.8 | 0 | 2018-01-21 | -1.4 | 19.4 | 0 | 2017-01-21 | 2.5 | 15.5 | 0 | 2016-01-21 | -5.7 | 23.7 | 0 | 26.06 | 0
2025-01-21 | -15.8 | 33.8 | 0 | 2024-01-21 | -10.8 | 28.8 | 0 | 2023-01-21 | -1.1 | 19.1 | 0 | 2022-01-21 | -18.5 | 36.5 | 0 | 2021-01-21 | -0.2 | 18.2 | 0 | 2020-01-21 | -6.1 | 24.1 | 0 | 2019-01-21 | -21.1 | 39.1 | 0 | 2018-01-21 | -1.4 | 19.4 | 0 | 2017-01-21 | 2.2 | 15.8 | 0 | 2016-01-21 | -5.8 | 23.8 | 0 | 25.86 | 0
2025-01-21 | -14.5 | 32.5 | 0 | 2024-01-21 | -9.5 | 27.5 | 0 | 2023-01-21 | -1 | 19 | 0 | 2022-01-21 | -17.8 | 35.8 | 0 | 2021-01-21 | 0.1 | 17.9 | 0 | 2020-01-21 | -4.3 | 22.3 | 0 | 2019-01-21 | -19.9 | 37.9 | 0 | 2018-01-21 | -0.2 | 18.2 | 0 | 2017-01-21 | 2.6 | 15.4 | 0 | 2016-01-21 | -5.4 | 23.4 | 0 | 24.99 | 0
2025-01-21 | -13.2 | 31.2 | 0 | 2024-01-21 | -7.3 | 25.3 | 0 | 2023-01-21 | -0.9 | 18.9 | 0 | 2022-01-21 | -16.8 | 34.8 | 0 | 2021-01-21 | 1.3 | 16.7 | 0 | 2020-01-21 | -3.5 | 21.5 | 0 | 2019-01-21 | -18.6 | 36.6 | 0 | 2018-01-21 | 1 | 17 | 0 | 2017-01-21 | 3 | 15 | 0 | 2016-01-21 | -5.5 | 23.5 | 0 | 24.05 | 0
2025-01-21 | -11.7 | 29.7 | 0 | 2024-01-21 | -5 | 23 | 0 | 2023-01-21 | -0.6 | 18.6 | 0 | 2022-01-21 | -15.3 | 33.3 | 0 | 2021-01-21 | 2 | 16 | 0 | 2020-01-21 | -3 | 21 | 0 | 2019-01-21 | -16.5 | 34.5 | 0 | 2018-01-21 | 2.7 | 15.3 | 0 | 2017-01-21 | 3.6 | 14.4 | 0 | 2016-01-21 | -4.6 | 22.6 | 0 | 22.84 | 0
2025-01-21 | -11.1 | 29.1 | 0 | 2024-01-21 | -3.4 | 21.4 | 0 | 2023-01-21 | -0.2 | 18.2 | 0 | 2022-01-21 | -13.5 | 31.5 | 0 | 2021-01-21 | 2.4 | 15.6 | 0 | 2020-01-21 | -3 | 21 | 0 | 2019-01-21 | -15 | 33 | 0 | 2018-01-21 | 3.7 | 14.3 | 0 | 2017-01-21 | 4.6 | 13.4 | 0 | 2016-01-21 | -4.3 | 22.3 | 0 | 21.98 | 0
2025-01-21 | -11.6 | 29.6 | 0 | 2024-01-21 | -3.5 | 21.5 | 0 | 2023-01-21 | 0 | 18 | 0 | 2022-01-21 | -11.8 | 29.8 | 0 | 2021-01-21 | 3.1 | 14.9 | 0 | 2020-01-21 | -2.9 | 20.9 | 0 | 2019-01-21 | -13.1 | 31.1 | 0 | 2018-01-21 | 3 | 15 | 0 | 2017-01-21 | 5.1 | 12.9 | 0 | 2016-01-21 | -4.3 | 22.3 | 0 | 21.6 | 0
2025-01-21 | -11.1 | 29.1 | 0 | 2024-01-21 | -2.1 | 20.1 | 0 | 2023-01-21 | 0 | 18 | 0 | 2022-01-21 | -10.8 | 28.8 | 0 | 2021-01-21 | 3 | 15 | 0 | 2020-01-21 | -3 | 21 | 0 | 2019-01-21 | -12.2 | 30.2 | 0 | 2018-01-21 | 3.5 | 14.5 | 0 | 2017-01-21 | 6.1 | 11.9 | 0 | 2016-01-21 | -4.1 | 22.1 | 0 | 21.07 | 0
2025-01-21 | -11.5 | 29.5 | 0 | 2024-01-21 | -2.5 | 20.5 | 0 | 2023-01-21 | 0 | 18 | 0 | 2022-01-21 | -10 | 28 | 0 | 2021-01-21 | 3 | 15 | 0 | 2020-01-21 | -3.2 | 21.2 | 0 | 2019-01-21 | -12 | 30 | 0 | 2018-01-21 | 3.7 | 14.3 | 0 | 2017-01-21 | 6.2 | 11.8 | 0 | 2016-01-21 | -3.9 | 21.9 | 0 | 21.02 | 0
2025-01-21 | -12 | 30 | 0 | 2024-01-21 | -3 | 21 | 0 | 2023-01-21 | -0.2 | 18.2 | 0 | 2022-01-21 | -10.1 | 28.1 | 0 | 2021-01-21 | 2.9 | 15.1 | 0 | 2020-01-21 | -3.8 | 21.8 | 0 | 2019-01-21 | -11.8 | 29.8 | 0 | 2018-01-21 | 2.9 | 15.1 | 0 | 2017-01-21 | 5.4 | 12.6 | 0 | 2016-01-21 | -4.3 | 22.3 | 0 | 21.4 | 0
2025-01-21 | -12.9 | 30.9 | 0 | 2024-01-21 | -3.8 | 21.8 | 0 | 2023-01-21 | -0.1 | 18.1 | 0 | 2022-01-21 | -10.6 | 28.6 | 0 | 2021-01-21 | 2.6 | 15.4 | 0 | 2020-01-21 | -4.3 | 22.3 | 0 | 2019-01-21 | -12.3 | 30.3 | 0 | 2018-01-21 | 2.6 | 15.4 | 0 | 2017-01-21 | 4.8 | 13.2 | 0 | 2016-01-21 | -5.2 | 23.2 | 0 | 21.92 | 0
2025-01-21 | -13.8 | 31.8 | 0 | 2024-01-21 | -5.3 | 23.3 | 0 | 2023-01-21 | -0.2 | 18.2 | 0 | 2022-01-21 | -11.1 | 29.1 | 0 | 2021-01-21 | 2.4 | 15.6 | 0 | 2020-01-21 | -5.2 | 23.2 | 0 | 2019-01-21 | -12.8 | 30.8 | 0 | 2018-01-21 | 2.2 | 15.8 | 0 | 2017-01-21 | 4.7 | 13.3 | 0 | 2016-01-21 | -5.2 | 23.2 | 0 | 22.43 | 0
2025-01-21 | -14.4 | 32.4 | 0 | 2024-01-21 | -5.7 | 23.7 | 0 | 2023-01-21 | -0.2 | 18.2 | 0 | 2022-01-21 | -11.2 | 29.2 | 0 | 2021-01-21 | 2.2 | 15.8 | 0 | 2020-01-21 | -5.5 | 23.5 | 0 | 2019-01-21 | -13.3 | 31.3 | 0 | 2018-01-21 | 2.2 | 15.8 | 0 | 2017-01-21 | 4.6 | 13.4 | 0 | 2016-01-21 | -5.9 | 23.9 | 0 | 22.72 | 0
2025-01-21 | -15 | 33 | 0 | 2024-01-21 | -6.2 | 24.2 | 0 | 2023-01-21 | -0.2 | 18.2 | 0 | 2022-01-21 | -12 | 30 | 0 | 2021-01-21 | 1.5 | 16.5 | 0 | 2020-01-21 | -6.4 | 24.4 | 0 | 2019-01-21 | -13.6 | 31.6 | 0 | 2018-01-21 | 2.2 | 15.8 | 0 | 2017-01-21 | 4.4 | 13.6 | 0 | 2016-01-21 | -6 | 24 | 0 | 23.13 | 0
2025-01-21 | -15.7 | 33.7 | 0 | 2024-01-21 | -6.9 | 24.9 | 0 | 2023-01-21 | 0 | 18 | 0 | 2022-01-21 | -11.8 | 29.8 | 0 | 2021-01-21 | 1.4 | 16.6 | 0 | 2020-01-21 | -6.7 | 24.7 | 0 | 2019-01-21 | -13.7 | 31.7 | 0 | 2018-01-21 | 2.3 | 15.7 | 0 | 2017-01-21 | 4.5 | 13.5 | 0 | 2016-01-21 | -6.8 | 24.8 | 0 | 23.34 | 0
2025-01-21 | -16.1 | 34.1 | 0 | 2024-01-21 | -7.1 | 25.1 | 0 | 2023-01-21 | -0.2 | 18.2 | 0 | 2022-01-21 | -11.8 | 29.8 | 0 | 2021-01-21 | 2.2 | 15.8 | 0 | 2020-01-21 | -7 | 25 | 0 | 2019-01-21 | -16.4 | 34.4 | 0 | 2018-01-21 | 2.3 | 15.7 | 0 | 2017-01-21 | 4.7 | 13.3 | 0 | 2016-01-21 | -7.4 | 25.4 | 0 | 23.68 | 0
2025-01-21 | -16.3 | 34.3 | 0 | 2024-01-21 | -6.8 | 24.8 | 0 | 2023-01-21 | 0 | 18 | 0 | 2022-01-21 | -11.9 | 29.9 | 0 | 2021-01-21 | 1.5 | 16.5 | 0 | 2020-01-21 | -7 | 25 | 0 | 2019-01-21 | -14.5 | 32.5 | 0 | 2018-01-21 | 2.4 | 15.6 | 0 | 2017-01-21 | 4.5 | 13.5 | 0 | 2016-01-21 | -8.5 | 26.5 | 0 | 23.66 | 0
2025-01-22 | -16.5 | 34.5 | 0 | 2024-01-22 | -6.9 | 24.9 | 0 | 2023-01-22 | 0.1 | 17.9 | 0 | 2022-01-22 | -12.5 | 30.5 | 0 | 2021-01-22 | 1.5 | 16.5 | 0 | 2020-01-22 | -7.2 | 25.2 | 0 | 2019-01-22 | -15.2 | 33.2 | 0 | 2018-01-22 | 2.4 | 15.6 | 0 | 2017-01-22 | 4.4 | 13.6 | 0 | 2016-01-22 | -8.6 | 26.6 | 0 | 23.85 | 0
2025-01-22 | -17.1 | 35.1 | 0 | 2024-01-22 | -7.2 | 25.2 | 0 | 2023-01-22 | 0.2 | 17.8 | 0 | 2022-01-22 | -12.5 | 30.5 | 0 | 2021-01-22 | 1.4 | 16.6 | 0 | 2020-01-22 | -7.6 | 25.6 | 0 | 2019-01-22 | -15.6 | 33.6 | 0 | 2018-01-22 | 2.4 | 15.6 | 0 | 2017-01-22 | 4.1 | 13.9 | 0 | 2016-01-22 | -9.3 | 27.3 | 0 | 24.12 | 0
2025-01-22 | -17.3 | 35.3 | 0 | 2024-01-22 | -7.2 | 25.2 | 0 | 2023-01-22 | 0.2 | 17.8 | 0 | 2022-01-22 | -13.1 | 31.1 | 0 | 2021-01-22 | 0.2 | 17.8 | 0 | 2020-01-22 | -6.9 | 24.9 | 0 | 2019-01-22 | -16.6 | 34.6 | 0 | 2018-01-22 | 2 | 16 | 0 | 2017-01-22 | 3.9 | 14.1 | 0 | 2016-01-22 | -10.5 | 28.5 | 0 | 24.53 | 0
2025-01-22 | -17.4 | 35.4 | 0 | 2024-01-22 | -7 | 25 | 0 | 2023-01-22 | 0.3 | 17.7 | 0 | 2022-01-22 | -14 | 32 | 0 | 2021-01-22 | 0.6 | 17.4 | 0 | 2020-01-22 | -6.5 | 24.5 | 0 | 2019-01-22 | -17.1 | 35.1 | 0 | 2018-01-22 | 2.1 | 15.9 | 0 | 2017-01-22 | 3.6 | 14.4 | 0 | 2016-01-22 | -10.6 | 28.6 | 0 | 24.6 | 0
2025-01-22 | -17.6 | 35.6 | 0 | 2024-01-22 | -5.9 | 23.9 | 0 | 2023-01-22 | 0.2 | 17.8 | 0 | 2022-01-22 | -14.7 | 32.7 | 0 | 2021-01-22 | 0.9 | 17.1 | 0 | 2020-01-22 | -6.4 | 24.4 | 0 | 2019-01-22 | -18.1 | 36.1 | 0 | 2018-01-22 | 1.9 | 16.1 | 0 | 2017-01-22 | 3.6 | 14.4 | 0 | 2016-01-22 | -11.2 | 29.2 | 0 | 24.73 | 0
2025-01-22 | -18 | 36 | 0 | 2024-01-22 | -6 | 24 | 0 | 2023-01-22 | 0.2 | 17.8 | 0 | 2022-01-22 | -15 | 33 | 0 | 2021-01-22 | 0.6 | 17.4 | 0 | 2020-01-22 | -6 | 24 | 0 | 2019-01-22 | -17.7 | 35.7 | 0 | 2018-01-22 | 1.9 | 16.1 | 0 | 2017-01-22 | 3.7 | 14.3 | 0 | 2016-01-22 | -11.5 | 29.5 | 0 | 24.78 | 0
2025-01-22 | -18.2 | 36.2 | 0 | 2024-01-22 | -5.3 | 23.3 | 0 | 2023-01-22 | 0.1 | 17.9 | 0 | 2022-01-22 | -17.3 | 35.3 | 0 | 2021-01-22 | -0.6 | 18.6 | 0 | 2020-01-22 | -5.7 | 23.7 | 0 | 2019-01-22 | -17.8 | 35.8 | 0 | 2018-01-22 | 2 | 16 | 0 | 2017-01-22 | 3.6 | 14.4 | 0 | 2016-01-22 | -11.6 | 29.6 | 0 | 25.08 | 0
2025-01-22 | -18.2 | 36.2 | 0 | 2024-01-22 | -5.3 | 23.3 | 0 | 2023-01-22 | 0.2 | 17.8 | 0 | 2022-01-22 | -16.6 | 34.6 | 0 | 2021-01-22 | -1.1 | 19.1 | 0 | 2020-01-22 | -5.1 | 23.1 | 0 | 2019-01-22 | -16.6 | 34.6 | 0 | 2018-01-22 | 2 | 16 | 0 | 2017-01-22 | 3.5 | 14.5 | 0 | 2016-01-22 | -10.6 | 28.6 | 0 | 24.78 | 0
2025-01-22 | -18 | 36 | 0 | 2024-01-22 | -4.9 | 22.9 | 0 | 2023-01-22 | 0.1 | 17.9 | 0 | 2022-01-22 | -15.1 | 33.1 | 0 | 2021-01-22 | -1 | 19 | 0 | 2020-01-22 | -5 | 23 | 0 | 2019-01-22 | -16.1 | 34.1 | 0 | 2018-01-22 | 2 | 16 | 0 | 2017-01-22 | 3.4 | 14.6 | 0 | 2016-01-22 | -8.4 | 26.4 | 0 | 24.3 | 0
2025-01-22 | -16.5 | 34.5 | 0 | 2024-01-22 | -4 | 22 | 0 | 2023-01-22 | 0.4 | 17.6 | 0 | 2022-01-22 | -11.8 | 29.8 | 0 | 2021-01-22 | -1.2 | 19.2 | 0 | 2020-01-22 | -4 | 22 | 0 | 2019-01-22 | -14.8 | 32.8 | 0 | 2018-01-22 | 2.1 | 15.9 | 0 | 2017-01-22 | 3.5 | 14.5 | 0 | 2016-01-22 | -6.8 | 24.8 | 0 | 23.31 | 0
2025-01-22 | -14.6 | 32.6 | 0 | 2024-01-22 | -3.4 | 21.4 | 0 | 2023-01-22 | 0.6 | 17.4 | 0 | 2022-01-22 | -8.9 | 26.9 | 0 | 2021-01-22 | -1.8 | 19.8 | 0 | 2020-01-22 | -2.3 | 20.3 | 0 | 2019-01-22 | -11.4 | 29.4 | 0 | 2018-01-22 | 1.9 | 16.1 | 0 | 2017-01-22 | 3.7 | 14.3 | 0 | 2016-01-22 | -5.9 | 23.9 | 0 | 22.21 | 0
2025-01-22 | -13.1 | 31.1 | 0 | 2024-01-22 | -3 | 21 | 0 | 2023-01-22 | 0.8 | 17.2 | 0 | 2022-01-22 | -6.9 | 24.9 | 0 | 2021-01-22 | -1 | 19 | 0 | 2020-01-22 | -1.1 | 19.1 | 0 | 2019-01-22 | -9.9 | 27.9 | 0 | 2018-01-22 | 1.6 | 16.4 | 0 | 2017-01-22 | 3.7 | 14.3 | 0 | 2016-01-22 | -4.6 | 22.6 | 0 | 21.35 | 0
2025-01-22 | -12.6 | 30.6 | 0 | 2024-01-22 | -2.7 | 20.7 | 0 | 2023-01-22 | 1.1 | 16.9 | 0 | 2022-01-22 | -6 | 24 | 0 | 2021-01-22 | -1.3 | 19.3 | 0 | 2020-01-22 | -0.4 | 18.4 | 0 | 2019-01-22 | -8.4 | 26.4 | 0 | 2018-01-22 | 1.4 | 16.6 | 0 | 2017-01-22 | 3.7 | 14.3 | 0 | 2016-01-22 | -3.2 | 21.2 | 0 | 20.84 | 0
2025-01-22 | -12.2 | 30.2 | 0 | 2024-01-22 | -2.6 | 20.6 | 0 | 2023-01-22 | 1.2 | 16.8 | 0 | 2022-01-22 | -5.3 | 23.3 | 0 | 2021-01-22 | -1.4 | 19.4 | 0 | 2020-01-22 | 0.3 | 17.7 | 0 | 2019-01-22 | -7.9 | 25.9 | 0 | 2018-01-22 | 1.3 | 16.7 | 0 | 2017-01-22 | 3.9 | 14.1 | 0 | 2016-01-22 | -2.5 | 20.5 | 0 | 20.52 | 0
2025-01-22 | -12.2 | 30.2 | 0 | 2024-01-22 | -2.8 | 20.8 | 0 | 2023-01-22 | 0.3 | 17.7 | 0 | 2022-01-22 | -4.8 | 22.8 | 0 | 2021-01-22 | -2.3 | 20.3 | 0 | 2020-01-22 | 0.7 | 17.3 | 0 | 2019-01-22 | -7.4 | 25.4 | 0 | 2018-01-22 | 1.4 | 16.6 | 0 | 2017-01-22 | 4.1 | 13.9 | 0 | 2016-01-22 | -2.5 | 20.5 | 0 | 20.55 | 0
2025-01-22 | -12 | 30 | 0 | 2024-01-22 | -2.4 | 20.4 | 0 | 2023-01-22 | 0 | 18 | 0 | 2022-01-22 | -4.7 | 22.7 | 0 | 2021-01-22 | -2.7 | 20.7 | 0 | 2020-01-22 | 0.6 | 17.4 | 0 | 2019-01-22 | -7 | 25 | 0 | 2018-01-22 | 1.2 | 16.8 | 0 | 2017-01-22 | 4.7 | 13.3 | 0 | 2016-01-22 | -2.7 | 20.7 | 0 | 20.5 | 0
2025-01-22 | -12.2 | 30.2 | 0 | 2024-01-22 | -1.2 | 19.2 | 0 | 2023-01-22 | -0.4 | 18.4 | 0 | 2022-01-22 | -5.2 | 23.2 | 0 | 2021-01-22 | -3.1 | 21.1 | 0 | 2020-01-22 | 0.3 | 17.7 | 0 | 2019-01-22 | -6 | 24 | 0 | 2018-01-22 | 1.1 | 16.9 | 0 | 2017-01-22 | 4.9 | 13.1 | 0 | 2016-01-22 | -2.8 | 20.8 | 0 | 20.46 | 0
2025-01-22 | -11.9 | 29.9 | 0 | 2024-01-22 | -1.6 | 19.6 | 0 | 2023-01-22 | -0.4 | 18.4 | 0 | 2022-01-22 | -5.4 | 23.4 | 0 | 2021-01-22 | -4.2 | 22.2 | 0 | 2020-01-22 | -0.4 | 18.4 | 0 | 2019-01-22 | -4.9 | 22.9 | 0 | 2018-01-22 | 1 | 17 | 0 | 2017-01-22 | 5.3 | 12.7 | 0 | 2016-01-22 | -3.5 | 21.5 | 0 | 20.6 | 0
2025-01-22 | -11.7 | 29.7 | 0 | 2024-01-22 | -1.4 | 19.4 | 0 | 2023-01-22 | -0.6 | 18.6 | 0 | 2022-01-22 | -5.4 | 23.4 | 0 | 2021-01-22 | -4.9 | 22.9 | 0 | 2020-01-22 | -1.1 | 19.1 | 0 | 2019-01-22 | -4.5 | 22.5 | 0 | 2018-01-22 | 0.8 | 17.2 | 0 | 2017-01-22 | 4.9 | 13.1 | 0 | 2016-01-22 | -4.2 | 22.2 | 0 | 20.81 | 0
2025-01-22 | -10.9 | 28.9 | 0 | 2024-01-22 | -1.5 | 19.5 | 0 | 2023-01-22 | -0.5 | 18.5 | 0 | 2022-01-22 | -5.2 | 23.2 | 0 | 2021-01-22 | -5.5 | 23.5 | 0 | 2020-01-22 | -1.5 | 19.5 | 0 | 2019-01-22 | -3.8 | 21.8 | 0 | 2018-01-22 | 0.6 | 17.4 | 0 | 2017-01-22 | 4.8 | 13.2 | 0 | 2016-01-22 | -4.3 | 22.3 | 0 | 20.78 | 0
2025-01-22 | -10.6 | 28.6 | 0 | 2024-01-22 | -1.6 | 19.6 | 0 | 2023-01-22 | -0.4 | 18.4 | 0 | 2022-01-22 | -5.5 | 23.5 | 0 | 2021-01-22 | -5.9 | 23.9 | 0 | 2020-01-22 | -1.9 | 19.9 | 0 | 2019-01-22 | -2.9 | 20.9 | 0 | 2018-01-22 | 0.7 | 17.3 | 0 | 2017-01-22 | 3.9 | 14.1 | 0 | 2016-01-22 | -4.2 | 22.2 | 0 | 20.84 | 0
2025-01-22 | -10.5 | 28.5 | 0 | 2024-01-22 | -1.7 | 19.7 | 0 | 2023-01-22 | -0.8 | 18.8 | 0 | 2022-01-22 | -6.3 | 24.3 | 0 | 2021-01-22 | -5.9 | 23.9 | 0 | 2020-01-22 | -2.2 | 20.2 | 0 | 2019-01-22 | -2.7 | 20.7 | 0 | 2018-01-22 | 0.8 | 17.2 | 0 | 2017-01-22 | 3.6 | 14.4 | 0 | 2016-01-22 | -4.6 | 22.6 | 0 | 21.03 | 0
2025-01-22 | -10.5 | 28.5 | 0 | 2024-01-22 | -1.5 | 19.5 | 0 | 2023-01-22 | -1.8 | 19.8 | 0 | 2022-01-22 | -6.2 | 24.2 | 0 | 2021-01-22 | -6.4 | 24.4 | 0 | 2020-01-22 | -2.8 | 20.8 | 0 | 2019-01-22 | -2.3 | 20.3 | 0 | 2018-01-22 | 0.8 | 17.2 | 0 | 2017-01-22 | 3 | 15 | 0 | 2016-01-22 | -5 | 23 | 0 | 21.27 | 0
2025-01-22 | -10.5 | 28.5 | 0 | 2024-01-22 | -1.3 | 19.3 | 0 | 2023-01-22 | -2.1 | 20.1 | 0 | 2022-01-22 | -6.5 | 24.5 | 0 | 2021-01-22 | -6.9 | 24.9 | 0 | 2020-01-22 | -3.3 | 21.3 | 0 | 2019-01-22 | -2.1 | 20.1 | 0 | 2018-01-22 | 1.1 | 16.9 | 0 | 2017-01-22 | 2.6 | 15.4 | 0 | 2016-01-22 | -5.9 | 23.9 | 0 | 21.49 | 0
2025-01-23 | -9.6 | 27.6 | 0 | 2024-01-23 | -1.3 | 19.3 | 0 | 2023-01-23 | -2.6 | 20.6 | 0 | 2022-01-23 | -6.3 | 24.3 | 0 | 2021-01-23 | -7.4 | 25.4 | 0 | 2020-01-23 | -3.6 | 21.6 | 0 | 2019-01-23 | -1.4 | 19.4 | 0 | 2018-01-23 | 1.5 | 16.5 | 0 | 2017-01-23 | 2.2 | 15.8 | 0 | 2016-01-23 | -6.7 | 24.7 | 0 | 21.52 | 0
2025-01-23 | -9.4 | 27.4 | 0 | 2024-01-23 | -1.2 | 19.2 | 0 | 2023-01-23 | -2 | 20 | 0 | 2022-01-23 | -5.8 | 23.8 | 0 | 2021-01-23 | -7.7 | 25.7 | 0 | 2020-01-23 | -4.2 | 22.2 | 0 | 2019-01-23 | -0.6 | 18.6 | 0 | 2018-01-23 | 1.8 | 16.2 | 0 | 2017-01-23 | 1.8 | 16.2 | 0 | 2016-01-23 | -7.3 | 25.3 | 0 | 21.46 | 0
2025-01-23 | -9 | 27 | 0 | 2024-01-23 | -1 | 19 | 0 | 2023-01-23 | -1.9 | 19.9 | 0 | 2022-01-23 | -5.5 | 23.5 | 0 | 2021-01-23 | -8.9 | 26.9 | 0 | 2020-01-23 | -4.4 | 22.4 | 0 | 2019-01-23 | -1.1 | 19.1 | 0 | 2018-01-23 | 2.3 | 15.7 | 0 | 2017-01-23 | 1.8 | 16.2 | 0 | 2016-01-23 | -7.3 | 25.3 | 0 | 21.5 | 0
2025-01-23 | -8.6 | 26.6 | 0 | 2024-01-23 | -1.2 | 19.2 | 0 | 2023-01-23 | -1.8 | 19.8 | 0 | 2022-01-23 | -5.7 | 23.7 | 0 | 2021-01-23 | -9.7 | 27.7 | 0 | 2020-01-23 | -3.5 | 21.5 | 0 | 2019-01-23 | -1.2 | 19.2 | 0 | 2018-01-23 | 2.6 | 15.4 | 0 | 2017-01-23 | 1.8 | 16.2 | 0 | 2016-01-23 | -8.1 | 26.1 | 0 | 21.54 | 0
2025-01-23 | -8.9 | 26.9 | 0 | 2024-01-23 | -1.1 | 19.1 | 0 | 2023-01-23 | -2.1 | 20.1 | 0 | 2022-01-23 | -5.2 | 23.2 | 0 | 2021-01-23 | -10.5 | 28.5 | 0 | 2020-01-23 | -3.4 | 21.4 | 0 | 2019-01-23 | -1 | 19 | 0 | 2018-01-23 | 1.9 | 16.1 | 0 | 2017-01-23 | 1.8 | 16.2 | 0 | 2016-01-23 | -8.9 | 26.9 | 0 | 21.74 | 0
2025-01-23 | -9.3 | 27.3 | 0 | 2024-01-23 | -0.8 | 18.8 | 0 | 2023-01-23 | -2.2 | 20.2 | 0 | 2022-01-23 | -5.9 | 23.9 | 0 | 2021-01-23 | -10.9 | 28.9 | 0 | 2020-01-23 | -3.3 | 21.3 | 0 | 2019-01-23 | -0.7 | 18.7 | 0 | 2018-01-23 | 1.5 | 16.5 | 0 | 2017-01-23 | 1.7 | 16.3 | 0 | 2016-01-23 | -9.3 | 27.3 | 0 | 21.92 | 0
2025-01-23 | -9.1 | 27.1 | 0 | 2024-01-23 | -0.5 | 18.5 | 0 | 2023-01-23 | -3 | 21 | 0 | 2022-01-23 | -6.4 | 24.4 | 0 | 2021-01-23 | -11.5 | 29.5 | 0 | 2020-01-23 | -2.5 | 20.5 | 0 | 2019-01-23 | -0.3 | 18.3 | 0 | 2018-01-23 | 2 | 16 | 0 | 2017-01-23 | 1.6 | 16.4 | 0 | 2016-01-23 | -9.8 | 27.8 | 0 | 21.95 | 0
2025-01-23 | -8.7 | 26.7 | 0 | 2024-01-23 | -0.7 | 18.7 | 0 | 2023-01-23 | -2.8 | 20.8 | 0 | 2022-01-23 | -6.9 | 24.9 | 0 | 2021-01-23 | -12.1 | 30.1 | 0 | 2020-01-23 | -2.6 | 20.6 | 0 | 2019-01-23 | -0.1 | 18.1 | 0 | 2018-01-23 | 2.2 | 15.8 | 0 | 2017-01-23 | 1.7 | 16.3 | 0 | 2016-01-23 | -10.5 | 28.5 | 0 | 22.05 | 0
2025-01-23 | -8.3 | 26.3 | 0 | 2024-01-23 | 0 | 18 | 0 | 2023-01-23 | -2.3 | 20.3 | 0 | 2022-01-23 | -7 | 25 | 0 | 2021-01-23 | -12.4 | 30.4 | 0 | 2020-01-23 | -2.3 | 20.3 | 0 | 2019-01-23 | 0.3 | 17.7 | 0 | 2018-01-23 | 2.5 | 15.5 | 0 | 2017-01-23 | 1.7 | 16.3 | 0 | 2016-01-23 | -11.1 | 29.1 | 0 | 21.89 | 0
2025-01-23 | -7.2 | 25.2 | 0 | 2024-01-23 | 0.2 | 17.8 | 0 | 2023-01-23 | -1.9 | 19.9 | 0 | 2022-01-23 | -7.1 | 25.1 | 0 | 2021-01-23 | -10.2 | 28.2 | 0 | 2020-01-23 | -2.5 | 20.5 | 0 | 2019-01-23 | 0.6 | 17.4 | 0 | 2018-01-23 | 3.4 | 14.6 | 0 | 2017-01-23 | 1.8 | 16.2 | 0 | 2016-01-23 | -10.4 | 28.4 | 0 | 21.33 | 0
2025-01-23 | -6.2 | 24.2 | 0 | 2024-01-23 | 0.6 | 17.4 | 0 | 2023-01-23 | -1.8 | 19.8 | 0 | 2022-01-23 | -8.7 | 26.7 | 0 | 2021-01-23 | -7.5 | 25.5 | 0 | 2020-01-23 | -1 | 19 | 0 | 2019-01-23 | 1 | 17 | 0 | 2018-01-23 | 5.8 | 12.2 | 0 | 2017-01-23 | 2.2 | 15.8 | 0 | 2016-01-23 | -9 | 27 | 0 | 20.46 | 0
2025-01-23 | -5.7 | 23.7 | 0 | 2024-01-23 | 0 | 18 | 0 | 2023-01-23 | -1.2 | 19.2 | 0 | 2022-01-23 | -9.1 | 27.1 | 0 | 2021-01-23 | -6 | 24 | 0 | 2020-01-23 | 0.1 | 17.9 | 0 | 2019-01-23 | 1.5 | 16.5 | 0 | 2018-01-23 | 6.2 | 11.8 | 0 | 2017-01-23 | 2.4 | 15.6 | 0 | 2016-01-23 | -6.9 | 24.9 | 0 | 19.87 | 0
2025-01-23 | -5 | 23 | 0 | 2024-01-23 | 0.1 | 17.9 | 0 | 2023-01-23 | -0.4 | 18.4 | 0 | 2022-01-23 | -9.2 | 27.2 | 0 | 2021-01-23 | -6.1 | 24.1 | 0 | 2020-01-23 | 0.9 | 17.1 | 0 | 2019-01-23 | 1.8 | 16.2 | 0 | 2018-01-23 | 6.3 | 11.7 | 0 | 2017-01-23 | 2.8 | 15.2 | 0 | 2016-01-23 | -5.7 | 23.7 | 0 | 19.45 | 0
2025-01-23 | -4.4 | 22.4 | 0 | 2024-01-23 | 0.2 | 17.8 | 0 | 2023-01-23 | 0.2 | 17.8 | 0 | 2022-01-23 | -8.9 | 26.9 | 0 | 2021-01-23 | -5.3 | 23.3 | 0 | 2020-01-23 | 1.7 | 16.3 | 0 | 2019-01-23 | 2.2 | 15.8 | 0 | 2018-01-23 | 5.7 | 12.3 | 0 | 2017-01-23 | 3.5 | 14.5 | 0 | 2016-01-23 | -4.6 | 22.6 | 0 | 18.97 | 0
2025-01-23 | -4.1 | 22.1 | 0 | 2024-01-23 | 0.4 | 17.6 | 0 | 2023-01-23 | 1.2 | 16.8 | 0 | 2022-01-23 | -8.6 | 26.6 | 0 | 2021-01-23 | -4.8 | 22.8 | 0 | 2020-01-23 | 2.1 | 15.9 | 0 | 2019-01-23 | 2.8 | 15.2 | 0 | 2018-01-23 | 4.7 | 13.3 | 0 | 2017-01-23 | 3.4 | 14.6 | 0 | 2016-01-23 | -4 | 22 | 0 | 18.69 | 0
2025-01-23 | -4 | 22 | 0 | 2024-01-23 | 0.3 | 17.7 | 0 | 2023-01-23 | 1.7 | 16.3 | 0 | 2022-01-23 | -8.8 | 26.8 | 0 | 2021-01-23 | -4.9 | 22.9 | 0 | 2020-01-23 | 2.3 | 15.7 | 0 | 2019-01-23 | 4.1 | 13.9 | 0 | 2018-01-23 | 4.1 | 13.9 | 0 | 2017-01-23 | 3.7 | 14.3 | 0 | 2016-01-23 | -4.4 | 22.4 | 0 | 18.59 | 0
2025-01-23 | -4.3 | 22.3 | 0 | 2024-01-23 | 0.3 | 17.7 | 0 | 2023-01-23 | 1.8 | 16.2 | 0 | 2022-01-23 | -10.4 | 28.4 | 0 | 2021-01-23 | -5.2 | 23.2 | 0 | 2020-01-23 | 1.9 | 16.1 | 0 | 2019-01-23 | 5 | 13 | 0 | 2018-01-23 | 3.7 | 14.3 | 0 | 2017-01-23 | 3.6 | 14.4 | 0 | 2016-01-23 | -5 | 23 | 0 | 18.86 | 0
2025-01-23 | -4.9 | 22.9 | 0 | 2024-01-23 | 0.3 | 17.7 | 0 | 2023-01-23 | 1.2 | 16.8 | 0 | 2022-01-23 | -11.5 | 29.5 | 0 | 2021-01-23 | -6.4 | 24.4 | 0 | 2020-01-23 | 1.4 | 16.6 | 0 | 2019-01-23 | 5.7 | 12.3 | 0 | 2018-01-23 | 2.8 | 15.2 | 0 | 2017-01-23 | 3.4 | 14.6 | 0 | 2016-01-23 | -5.8 | 23.8 | 0 | 19.38 | 0
2025-01-23 | -5.7 | 23.7 | 0 | 2024-01-23 | 0.3 | 17.7 | 0 | 2023-01-23 | 1.1 | 16.9 | 0 | 2022-01-23 | -12.3 | 30.3 | 0 | 2021-01-23 | -7.1 | 25.1 | 0 | 2020-01-23 | 1.3 | 16.7 | 0 | 2019-01-23 | 6 | 12 | 0 | 2018-01-23 | 2 | 16 | 0 | 2017-01-23 | 3.1 | 14.9 | 0 | 2016-01-23 | -6.7 | 24.7 | 0 | 19.8 | 0
2025-01-23 | -5.8 | 23.8 | 0 | 2024-01-23 | 0.4 | 17.6 | 0 | 2023-01-23 | 0.9 | 17.1 | 0 | 2022-01-23 | -13.2 | 31.2 | 0 | 2021-01-23 | -6.4 | 24.4 | 0 | 2020-01-23 | 1.2 | 16.8 | 0 | 2019-01-23 | 5.7 | 12.3 | 0 | 2018-01-23 | 0.1 | 17.9 | 0 | 2017-01-23 | 3 | 15 | 0 | 2016-01-23 | -7.1 | 25.1 | 0 | 20.12 | 0
2025-01-23 | -6 | 24 | 0 | 2024-01-23 | 0.6 | 17.4 | 0 | 2023-01-23 | 0.6 | 17.4 | 0 | 2022-01-23 | -13.3 | 31.3 | 0 | 2021-01-23 | -6.4 | 24.4 | 0 | 2020-01-23 | 1.2 | 16.8 | 0 | 2019-01-23 | 5.7 | 12.3 | 0 | 2018-01-23 | -2.1 | 20.1 | 0 | 2017-01-23 | 2.5 | 15.5 | 0 | 2016-01-23 | -7.8 | 25.8 | 0 | 20.5 | 0
2025-01-23 | -6.1 | 24.1 | 0 | 2024-01-23 | 0.8 | 17.2 | 0 | 2023-01-23 | 0.4 | 17.6 | 0 | 2022-01-23 | -14.1 | 32.1 | 0 | 2021-01-23 | -7.2 | 25.2 | 0 | 2020-01-23 | 0.5 | 17.5 | 0 | 2019-01-23 | 5.5 | 12.5 | 0 | 2018-01-23 | -2.9 | 20.9 | 0 | 2017-01-23 | 2.2 | 15.8 | 0 | 2016-01-23 | -7.7 | 25.7 | 0 | 20.86 | 0
2025-01-23 | -5.9 | 23.9 | 0 | 2024-01-23 | 0.9 | 17.1 | 0 | 2023-01-23 | 0.3 | 17.7 | 0 | 2022-01-23 | -15 | 33 | 0 | 2021-01-23 | -7 | 25 | 0 | 2020-01-23 | 0.4 | 17.6 | 0 | 2019-01-23 | 5.2 | 12.8 | 0 | 2018-01-23 | -3.1 | 21.1 | 0 | 2017-01-23 | 1.9 | 16.1 | 0 | 2016-01-23 | -8.2 | 26.2 | 0 | 21.05 | 0
2025-01-23 | -6.6 | 24.6 | 0 | 2024-01-23 | 1.1 | 16.9 | 0 | 2023-01-23 | 0 | 18 | 0 | 2022-01-23 | -15.5 | 33.5 | 0 | 2021-01-23 | -7 | 25 | 0 | 2020-01-23 | -0.1 | 18.1 | 0 | 2019-01-23 | 4.6 | 13.4 | 0 | 2018-01-23 | -3.8 | 21.8 | 0 | 2017-01-23 | 1.6 | 16.4 | 0 | 2016-01-23 | -8.3 | 26.3 | 0 | 21.4 | 0
2025-01-24 | -7.2 | 25.2 | 0 | 2024-01-24 | 1.4 | 16.6 | 0 | 2023-01-24 | -0.3 | 18.3 | 0 | 2022-01-24 | -17.5 | 35.5 | 0 | 2021-01-24 | -6.4 | 24.4 | 0 | 2020-01-24 | -0.1 | 18.1 | 0 | 2019-01-24 | 3.6 | 14.4 | 0 | 2018-01-24 | -4.4 | 22.4 | 0 | 2017-01-24 | 1.1 | 16.9 | 0 | 2016-01-24 | -9.1 | 27.1 | 0 | 21.89 | 0
2025-01-24 | -8 | 26 | 0 | 2024-01-24 | 1.5 | 16.5 | 0 | 2023-01-24 | -1 | 19 | 0 | 2022-01-24 | -15.9 | 33.9 | 0 | 2021-01-24 | -6.3 | 24.3 | 0 | 2020-01-24 | -0.9 | 18.9 | 0 | 2019-01-24 | 2.7 | 15.3 | 0 | 2018-01-24 | -5.2 | 23.2 | 0 | 2017-01-24 | 0.6 | 17.4 | 0 | 2016-01-24 | -9.7 | 27.7 | 0 | 22.22 | 0
2025-01-24 | -8 | 26 | 0 | 2024-01-24 | 1.4 | 16.6 | 0 | 2023-01-24 | -1.3 | 19.3 | 0 | 2022-01-24 | -16.8 | 34.8 | 0 | 2021-01-24 | -6.2 | 24.2 | 0 | 2020-01-24 | -0.9 | 18.9 | 0 | 2019-01-24 | 1.9 | 16.1 | 0 | 2018-01-24 | -5.8 | 23.8 | 0 | 2017-01-24 | 0.2 | 17.8 | 0 | 2016-01-24 | -11 | 29 | 0 | 22.65 | 0
2025-01-24 | -8 | 26 | 0 | 2024-01-24 | 0.7 | 17.3 | 0 | 2023-01-24 | -1.2 | 19.2 | 0 | 2022-01-24 | -15.8 | 33.8 | 0 | 2021-01-24 | -6.2 | 24.2 | 0 | 2020-01-24 | -0.8 | 18.8 | 0 | 2019-01-24 | 0.9 | 17.1 | 0 | 2018-01-24 | -6.6 | 24.6 | 0 | 2017-01-24 | 0 | 18 | 0 | 2016-01-24 | -9.5 | 27.5 | 0 | 22.65 | 0
2025-01-24 | -8.9 | 26.9 | 0 | 2024-01-24 | 0.7 | 17.3 | 0 | 2023-01-24 | -1.4 | 19.4 | 0 | 2022-01-24 | -15.2 | 33.2 | 0 | 2021-01-24 | -6.6 | 24.6 | 0 | 2020-01-24 | -0.5 | 18.5 | 0 | 2019-01-24 | 0.4 | 17.6 | 0 | 2018-01-24 | -7.1 | 25.1 | 0 | 2017-01-24 | 0.1 | 17.9 | 0 | 2016-01-24 | -10.1 | 28.1 | 0 | 22.86 | 0
2025-01-24 | -8.5 | 26.5 | 0 | 2024-01-24 | 0.7 | 17.3 | 0 | 2023-01-24 | -1.3 | 19.3 | 0 | 2022-01-24 | -13.2 | 31.2 | 0 | 2021-01-24 | -6.8 | 24.8 | 0 | 2020-01-24 | 0.1 | 17.9 | 0 | 2019-01-24 | 0.4 | 17.6 | 0 | 2018-01-24 | -7.6 | 25.6 | 0 | 2017-01-24 | -0.1 | 18.1 | 0 | 2016-01-24 | -10.1 | 28.1 | 0 | 22.64 | 0
2025-01-24 | -9 | 27 | 0 | 2024-01-24 | 0.6 | 17.4 | 0 | 2023-01-24 | -0.6 | 18.6 | 0 | 2022-01-24 | -12.3 | 30.3 | 0 | 2021-01-24 | -6.6 | 24.6 | 0 | 2020-01-24 | -0.5 | 18.5 | 0 | 2019-01-24 | 0.3 | 17.7 | 0 | 2018-01-24 | -8.1 | 26.1 | 0 | 2017-01-24 | 0 | 18 | 0 | 2016-01-24 | -9.4 | 27.4 | 0 | 22.56 | 0
2025-01-24 | -9.1 | 27.1 | 0 | 2024-01-24 | 0.7 | 17.3 | 0 | 2023-01-24 | -0.2 | 18.2 | 0 | 2022-01-24 | -11.5 | 29.5 | 0 | 2021-01-24 | -6.7 | 24.7 | 0 | 2020-01-24 | 0.6 | 17.4 | 0 | 2019-01-24 | 0 | 18 | 0 | 2018-01-24 | -9.6 | 27.6 | 0 | 2017-01-24 | -0.3 | 18.3 | 0 | 2016-01-24 | -9.1 | 27.1 | 0 | 22.52 | 0
2025-01-24 | -9.6 | 27.6 | 0 | 2024-01-24 | 0.8 | 17.2 | 0 | 2023-01-24 | -0.2 | 18.2 | 0 | 2022-01-24 | -11.2 | 29.2 | 0 | 2021-01-24 | -6.5 | 24.5 | 0 | 2020-01-24 | 0.7 | 17.3 | 0 | 2019-01-24 | -0.9 | 18.9 | 0 | 2018-01-24 | -10.3 | 28.3 | 0 | 2017-01-24 | -0.4 | 18.4 | 0 | 2016-01-24 | -7.6 | 25.6 | 0 | 22.52 | 0
2025-01-24 | -7.9 | 25.9 | 0 | 2024-01-24 | 1 | 17 | 0 | 2023-01-24 | 0.2 | 17.8 | 0 | 2022-01-24 | -11.2 | 29.2 | 0 | 2021-01-24 | -5.7 | 23.7 | 0 | 2020-01-24 | 0.9 | 17.1 | 0 | 2019-01-24 | -1.1 | 19.1 | 0 | 2018-01-24 | -10.1 | 28.1 | 0 | 2017-01-24 | -0.3 | 18.3 | 0 | 2016-01-24 | -7.3 | 25.3 | 0 | 22.15 | 0
2025-01-24 | -7.8 | 25.8 | 0 | 2024-01-24 | 1 | 17 | 0 | 2023-01-24 | 0.9 | 17.1 | 0 | 2022-01-24 | -9.3 | 27.3 | 0 | 2021-01-24 | -4.9 | 22.9 | 0 | 2020-01-24 | 1.4 | 16.6 | 0 | 2019-01-24 | -1.1 | 19.1 | 0 | 2018-01-24 | -9.9 | 27.9 | 0 | 2017-01-24 | -0.1 | 18.1 | 0 | 2016-01-24 | -6.4 | 24.4 | 0 | 21.62 | 0
2025-01-24 | -6.3 | 24.3 | 0 | 2024-01-24 | 1.2 | 16.8 | 0 | 2023-01-24 | 1.4 | 16.6 | 0 | 2022-01-24 | -7.4 | 25.4 | 0 | 2021-01-24 | -4.2 | 22.2 | 0 | 2020-01-24 | 2.3 | 15.7 | 0 | 2019-01-24 | -1.2 | 19.2 | 0 | 2018-01-24 | -8.5 | 26.5 | 0 | 2017-01-24 | 0.1 | 17.9 | 0 | 2016-01-24 | -4.8 | 22.8 | 0 | 20.74 | 0
2025-01-24 | -5.8 | 23.8 | 0 | 2024-01-24 | 1.3 | 16.7 | 0 | 2023-01-24 | 2.3 | 15.7 | 0 | 2022-01-24 | -7.3 | 25.3 | 0 | 2021-01-24 | -3 | 21 | 0 | 2020-01-24 | 3.4 | 14.6 | 0 | 2019-01-24 | -0.7 | 18.7 | 0 | 2018-01-24 | -6.8 | 24.8 | 0 | 2017-01-24 | 0.3 | 17.7 | 0 | 2016-01-24 | -3.6 | 21.6 | 0 | 19.99 | 0
2025-01-24 | -5.1 | 23.1 | 0 | 2024-01-24 | 1.5 | 16.5 | 0 | 2023-01-24 | 2.7 | 15.3 | 0 | 2022-01-24 | -7.1 | 25.1 | 0 | 2021-01-24 | -3.1 | 21.1 | 0 | 2020-01-24 | 3 | 15 | 0 | 2019-01-24 | -0.6 | 18.6 | 0 | 2018-01-24 | -5.7 | 23.7 | 0 | 2017-01-24 | 0.8 | 17.2 | 0 | 2016-01-24 | -3 | 21 | 0 | 19.66 | 0
2025-01-24 | -4.8 | 22.8 | 0 | 2024-01-24 | 1.5 | 16.5 | 0 | 2023-01-24 | 1.6 | 16.4 | 0 | 2022-01-24 | -6.1 | 24.1 | 0 | 2021-01-24 | -3.1 | 21.1 | 0 | 2020-01-24 | 2.8 | 15.2 | 0 | 2019-01-24 | -0.8 | 18.8 | 0 | 2018-01-24 | -5.3 | 23.3 | 0 | 2017-01-24 | 1.2 | 16.8 | 0 | 2016-01-24 | -2.4 | 20.4 | 0 | 19.54 | 0
2025-01-24 | -5.2 | 23.2 | 0 | 2024-01-24 | 1.3 | 16.7 | 0 | 2023-01-24 | 2.4 | 15.6 | 0 | 2022-01-24 | -6.3 | 24.3 | 0 | 2021-01-24 | -3 | 21 | 0 | 2020-01-24 | 2.6 | 15.4 | 0 | 2019-01-24 | -0.9 | 18.9 | 0 | 2018-01-24 | -5.4 | 23.4 | 0 | 2017-01-24 | 0.8 | 17.2 | 0 | 2016-01-24 | -1.4 | 19.4 | 0 | 19.51 | 0
2025-01-24 | -5.7 | 23.7 | 0 | 2024-01-24 | 1.1 | 16.9 | 0 | 2023-01-24 | 1.7 | 16.3 | 0 | 2022-01-24 | -6.5 | 24.5 | 0 | 2021-01-24 | -3.1 | 21.1 | 0 | 2020-01-24 | 2.5 | 15.5 | 0 | 2019-01-24 | -0.9 | 18.9 | 0 | 2018-01-24 | -5.7 | 23.7 | 0 | 2017-01-24 | 0.6 | 17.4 | 0 | 2016-01-24 | -1.1 | 19.1 | 0 | 19.71 | 0
2025-01-24 | -6.7 | 24.7 | 0 | 2024-01-24 | 0.8 | 17.2 | 0 | 2023-01-24 | 1.6 | 16.4 | 0 | 2022-01-24 | -6.3 | 24.3 | 0 | 2021-01-24 | -3.2 | 21.2 | 0 | 2020-01-24 | 2.1 | 15.9 | 0 | 2019-01-24 | -1.4 | 19.4 | 0 | 2018-01-24 | -6.3 | 24.3 | 0 | 2017-01-24 | 0.6 | 17.4 | 0 | 2016-01-24 | -0.9 | 18.9 | 0 | 19.97 | 0
2025-01-24 | -7 | 25 | 0 | 2024-01-24 | 0.6 | 17.4 | 0 | 2023-01-24 | 0.3 | 17.7 | 0 | 2022-01-24 | -6.3 | 24.3 | 0 | 2021-01-24 | -3.2 | 21.2 | 0 | 2020-01-24 | 2.2 | 15.8 | 0 | 2019-01-24 | -1.8 | 19.8 | 0 | 2018-01-24 | -7.1 | 25.1 | 0 | 2017-01-24 | 0.6 | 17.4 | 0 | 2016-01-24 | -0.8 | 18.8 | 0 | 20.25 | 0
2025-01-24 | -7.2 | 25.2 | 0 | 2024-01-24 | 0.6 | 17.4 | 0 | 2023-01-24 | 0.5 | 17.5 | 0 | 2022-01-24 | -6.1 | 24.1 | 0 | 2021-01-24 | -3.1 | 21.1 | 0 | 2020-01-24 | 2.4 | 15.6 | 0 | 2019-01-24 | -2 | 20 | 0 | 2018-01-24 | -7.5 | 25.5 | 0 | 2017-01-24 | 0.8 | 17.2 | 0 | 2016-01-24 | -0.9 | 18.9 | 0 | 20.25 | 0
2025-01-24 | -7.6 | 25.6 | 0 | 2024-01-24 | 0.7 | 17.3 | 0 | 2023-01-24 | -0.9 | 18.9 | 0 | 2022-01-24 | -6.2 | 24.2 | 0 | 2021-01-24 | -3 | 21 | 0 | 2020-01-24 | 2.3 | 15.7 | 0 | 2019-01-24 | -2.5 | 20.5 | 0 | 2018-01-24 | -7.7 | 25.7 | 0 | 2017-01-24 | 0.9 | 17.1 | 0 | 2016-01-24 | -0.9 | 18.9 | 0 | 20.49 | 0
2025-01-24 | -7.7 | 25.7 | 0 | 2024-01-24 | 0.8 | 17.2 | 0 | 2023-01-24 | -1.4 | 19.4 | 0 | 2022-01-24 | -5.8 | 23.8 | 0 | 2021-01-24 | -2.9 | 20.9 | 0 | 2020-01-24 | 3 | 15 | 0 | 2019-01-24 | -2.7 | 20.7 | 0 | 2018-01-24 | -8.1 | 26.1 | 0 | 2017-01-24 | 0.9 | 17.1 | 0 | 2016-01-24 | -1.1 | 19.1 | 0 | 20.5 | 0
2025-01-24 | -8 | 26 | 0 | 2024-01-24 | 1 | 17 | 0 | 2023-01-24 | -1.2 | 19.2 | 0 | 2022-01-24 | -5.8 | 23.8 | 0 | 2021-01-24 | -3.3 | 21.3 | 0 | 2020-01-24 | 3.2 | 14.8 | 0 | 2019-01-24 | -2.8 | 20.8 | 0 | 2018-01-24 | -8.8 | 26.8 | 0 | 2017-01-24 | 1.1 | 16.9 | 0 | 2016-01-24 | -1.2 | 19.2 | 0 | 20.58 | 0
2025-01-24 | -7.7 | 25.7 | 0 | 2024-01-24 | 1.1 | 16.9 | 0 | 2023-01-24 | -2 | 20 | 0 | 2022-01-24 | -6 | 24 | 0 | 2021-01-24 | -3 | 21 | 0 | 2020-01-24 | 3 | 15 | 0 | 2019-01-24 | -3.2 | 21.2 | 0 | 2018-01-24 | -9.6 | 27.6 | 0 | 2017-01-24 | 0.9 | 17.1 | 0 | 2016-01-24 | -1.2 | 19.2 | 0 | 20.77 | 0
2025-01-25 | -7.9 | 25.9 | 0 | 2024-01-25 | 1.1 | 16.9 | 0 | 2023-01-25 | -1.9 | 19.9 | 0 | 2022-01-25 | -6.6 | 24.6 | 0 | 2021-01-25 | -3 | 21 | 0 | 2020-01-25 | 2.7 | 15.3 | 0 | 2019-01-25 | -3.4 | 21.4 | 0 | 2018-01-25 | -10.3 | 28.3 | 0 | 2017-01-25 | 0.1 | 17.9 | 0 | 2016-01-25 | -1 | 19 | 0 | 21.02 | 0
2025-01-25 | -8.3 | 26.3 | 0 | 2024-01-25 | 1.3 | 16.7 | 0 | 2023-01-25 | -2 | 20 | 0 | 2022-01-25 | -7.3 | 25.3 | 0 | 2021-01-25 | -3.7 | 21.7 | 0 | 2020-01-25 | 2.8 | 15.2 | 0 | 2019-01-25 | -3.3 | 21.3 | 0 | 2018-01-25 | -10.8 | 28.8 | 0 | 2017-01-25 | -0.6 | 18.6 | 0 | 2016-01-25 | -1.1 | 19.1 | 0 | 21.3 | 0
2025-01-25 | -8.6 | 26.6 | 0 | 2024-01-25 | 1.3 | 16.7 | 0 | 2023-01-25 | -1.6 | 19.6 | 0 | 2022-01-25 | -7.8 | 25.8 | 0 | 2021-01-25 | -3.5 | 21.5 | 0 | 2020-01-25 | 3.1 | 14.9 | 0 | 2019-01-25 | -3.5 | 21.5 | 0 | 2018-01-25 | -10.8 | 28.8 | 0 | 2017-01-25 | 0.3 | 17.7 | 0 | 2016-01-25 | -1.2 | 19.2 | 0 | 21.23 | 0
2025-01-25 | -8.1 | 26.1 | 0 | 2024-01-25 | 1.4 | 16.6 | 0 | 2023-01-25 | -2 | 20 | 0 | 2022-01-25 | -8.4 | 26.4 | 0 | 2021-01-25 | -3.4 | 21.4 | 0 | 2020-01-25 | 3.5 | 14.5 | 0 | 2019-01-25 | -3.7 | 21.7 | 0 | 2018-01-25 | -10.5 | 28.5 | 0 | 2017-01-25 | 0 | 18 | 0 | 2016-01-25 | -1 | 19 | 0 | 21.22 | 0
2025-01-25 | -8.8 | 26.8 | 0 | 2024-01-25 | 1.5 | 16.5 | 0 | 2023-01-25 | -1.5 | 19.5 | 0 | 2022-01-25 | -8.9 | 26.9 | 0 | 2021-01-25 | -3.3 | 21.3 | 0 | 2020-01-25 | 3.3 | 14.7 | 0 | 2019-01-25 | -4 | 22 | 0 | 2018-01-25 | -10.3 | 28.3 | 0 | 2017-01-25 | 0.5 | 17.5 | 0 | 2016-01-25 | -0.8 | 18.8 | 0 | 21.23 | 0
2025-01-25 | -8.9 | 26.9 | 0 | 2024-01-25 | 1.5 | 16.5 | 0 | 2023-01-25 | -1.3 | 19.3 | 0 | 2022-01-25 | -8.5 | 26.5 | 0 | 2021-01-25 | -3.4 | 21.4 | 0 | 2020-01-25 | 3.1 | 14.9 | 0 | 2019-01-25 | -5.1 | 23.1 | 0 | 2018-01-25 | -10.7 | 28.7 | 0 | 2017-01-25 | 1 | 17 | 0 | 2016-01-25 | -0.6 | 18.6 | 0 | 21.29 | 0
2025-01-25 | -8.7 | 26.7 | 0 | 2024-01-25 | 1.6 | 16.4 | 0 | 2023-01-25 | -0.6 | 18.6 | 0 | 2022-01-25 | -9.1 | 27.1 | 0 | 2021-01-25 | -3.7 | 21.7 | 0 | 2020-01-25 | 2.5 | 15.5 | 0 | 2019-01-25 | -5.5 | 23.5 | 0 | 2018-01-25 | -11 | 29 | 0 | 2017-01-25 | 1.4 | 16.6 | 0 | 2016-01-25 | -0.3 | 18.3 | 0 | 21.34 | 0
2025-01-25 | -8.3 | 26.3 | 0 | 2024-01-25 | 1.6 | 16.4 | 0 | 2023-01-25 | 0.1 | 17.9 | 0 | 2022-01-25 | -9.2 | 27.2 | 0 | 2021-01-25 | -3.2 | 21.2 | 0 | 2020-01-25 | 2.2 | 15.8 | 0 | 2019-01-25 | -5.2 | 23.2 | 0 | 2018-01-25 | -10.2 | 28.2 | 0 | 2017-01-25 | 1.2 | 16.8 | 0 | 2016-01-25 | 0.1 | 17.9 | 0 | 21.09 | 0
2025-01-25 | -8 | 26 | 0 | 2024-01-25 | 2 | 16 | 0 | 2023-01-25 | 0.4 | 17.6 | 0 | 2022-01-25 | -10 | 28 | 0 | 2021-01-25 | -3.1 | 21.1 | 0 | 2020-01-25 | 2.1 | 15.9 | 0 | 2019-01-25 | -6.2 | 24.2 | 0 | 2018-01-25 | -9.8 | 27.8 | 0 | 2017-01-25 | 0.7 | 17.3 | 0 | 2016-01-25 | 0.3 | 17.7 | 0 | 21.16 | 0
2025-01-25 | -7.3 | 25.3 | 0 | 2024-01-25 | 2.1 | 15.9 | 0 | 2023-01-25 | 1.3 | 16.7 | 0 | 2022-01-25 | -9 | 27 | 0 | 2021-01-25 | -2.1 | 20.1 | 0 | 2020-01-25 | 2.1 | 15.9 | 0 | 2019-01-25 | -6.7 | 24.7 | 0 | 2018-01-25 | -8.6 | 26.6 | 0 | 2017-01-25 | 2.3 | 15.7 | 0 | 2016-01-25 | 0.4 | 17.6 | 0 | 20.55 | 0
2025-01-25 | -6.8 | 24.8 | 0 | 2024-01-25 | 2.5 | 15.5 | 0 | 2023-01-25 | 0.3 | 17.7 | 0 | 2022-01-25 | -8.8 | 26.8 | 0 | 2021-01-25 | -1.3 | 19.3 | 0 | 2020-01-25 | 2.1 | 15.9 | 0 | 2019-01-25 | -6.6 | 24.6 | 0 | 2018-01-25 | -7.8 | 25.8 | 0 | 2017-01-25 | 3 | 15 | 0 | 2016-01-25 | 0.8 | 17.2 | 0 | 20.26 | 0
2025-01-25 | -5.8 | 23.8 | 0 | 2024-01-25 | 3 | 15 | 0 | 2023-01-25 | -0.4 | 18.4 | 0 | 2022-01-25 | -8.4 | 26.4 | 0 | 2021-01-25 | -0.3 | 18.3 | 0 | 2020-01-25 | 2.3 | 15.7 | 0 | 2019-01-25 | -6.4 | 24.4 | 0 | 2018-01-25 | -5.9 | 23.9 | 0 | 2017-01-25 | 3.4 | 14.6 | 0 | 2016-01-25 | 1.5 | 16.5 | 0 | 19.7 | 0
2025-01-25 | -4.4 | 22.4 | 0 | 2024-01-25 | 3.4 | 14.6 | 0 | 2023-01-25 | -0.5 | 18.5 | 0 | 2022-01-25 | -7.8 | 25.8 | 0 | 2021-01-25 | -0.2 | 18.2 | 0 | 2020-01-25 | 2.3 | 15.7 | 0 | 2019-01-25 | -7.3 | 25.3 | 0 | 2018-01-25 | -4.6 | 22.6 | 0 | 2017-01-25 | 3.7 | 14.3 | 0 | 2016-01-25 | 1.6 | 16.4 | 0 | 19.38 | 0
2025-01-25 | -3.1 | 21.1 | 0 | 2024-01-25 | 3.4 | 14.6 | 0 | 2023-01-25 | -0.5 | 18.5 | 0 | 2022-01-25 | -7.6 | 25.6 | 0 | 2021-01-25 | 0.9 | 17.1 | 0 | 2020-01-25 | 2.7 | 15.3 | 0 | 2019-01-25 | -7.9 | 25.9 | 0 | 2018-01-25 | -4.7 | 22.7 | 0 | 2017-01-25 | 4.2 | 13.8 | 0 | 2016-01-25 | 1.6 | 16.4 | 0 | 19.1 | 0
2025-01-25 | -2.9 | 20.9 | 0 | 2024-01-25 | 3.2 | 14.8 | 0 | 2023-01-25 | -0.4 | 18.4 | 0 | 2022-01-25 | -7.6 | 25.6 | 0 | 2021-01-25 | 1.6 | 16.4 | 0 | 2020-01-25 | 2.8 | 15.2 | 0 | 2019-01-25 | -6.3 | 24.3 | 0 | 2018-01-25 | -4.4 | 22.4 | 0 | 2017-01-25 | 4.6 | 13.4 | 0 | 2016-01-25 | 2.4 | 15.6 | 0 | 18.7 | 0
2025-01-25 | -2.3 | 20.3 | 0 | 2024-01-25 | 3 | 15 | 0 | 2023-01-25 | -0.4 | 18.4 | 0 | 2022-01-25 | -7.8 | 25.8 | 0 | 2021-01-25 | 1.3 | 16.7 | 0 | 2020-01-25 | 3 | 15 | 0 | 2019-01-25 | -7.8 | 25.8 | 0 | 2018-01-25 | -4.5 | 22.5 | 0 | 2017-01-25 | 3.8 | 14.2 | 0 | 2016-01-25 | 2.4 | 15.6 | 0 | 18.93 | 0
2025-01-25 | -2 | 20 | 0 | 2024-01-25 | 2.8 | 15.2 | 0 | 2023-01-25 | -0.4 | 18.4 | 0 | 2022-01-25 | -8.3 | 26.3 | 0 | 2021-01-25 | 0.2 | 17.8 | 0 | 2020-01-25 | 2.9 | 15.1 | 0 | 2019-01-25 | -7.9 | 25.9 | 0 | 2018-01-25 | -3.8 | 21.8 | 0 | 2017-01-25 | 3.9 | 14.1 | 0 | 2016-01-25 | 2.1 | 15.9 | 0 | 19.05 | 0
2025-01-25 | -2.2 | 20.2 | 0 | 2024-01-25 | 2.4 | 15.6 | 0 | 2023-01-25 | -0.1 | 18.1 | 0 | 2022-01-25 | -9.1 | 27.1 | 0 | 2021-01-25 | -0.3 | 18.3 | 0 | 2020-01-25 | 2.8 | 15.2 | 0 | 2019-01-25 | -8.9 | 26.9 | 0 | 2018-01-25 | -3.8 | 21.8 | 0 | 2017-01-25 | 3.8 | 14.2 | 0 | 2016-01-25 | 1.6 | 16.4 | 0 | 19.38 | 0
2025-01-25 | -2.5 | 20.5 | 0 | 2024-01-25 | 2.3 | 15.7 | 0 | 2023-01-25 | -0.1 | 18.1 | 0 | 2022-01-25 | -10.3 | 28.3 | 0 | 2021-01-25 | -0.8 | 18.8 | 0 | 2020-01-25 | 2.3 | 15.7 | 0 | 2019-01-25 | -9.6 | 27.6 | 0 | 2018-01-25 | -3.9 | 21.9 | 0 | 2017-01-25 | 3.6 | 14.4 | 0 | 2016-01-25 | 1.1 | 16.9 | 0 | 19.79 | 0
2025-01-25 | -3.3 | 21.3 | 0 | 2024-01-25 | 2.3 | 15.7 | 0 | 2023-01-25 | 0.2 | 17.8 | 0 | 2022-01-25 | -11.7 | 29.7 | 0 | 2021-01-25 | -0.8 | 18.8 | 0 | 2020-01-25 | 2.4 | 15.6 | 0 | 2019-01-25 | -10.1 | 28.1 | 0 | 2018-01-25 | -3.6 | 21.6 | 0 | 2017-01-25 | 2.7 | 15.3 | 0 | 2016-01-25 | 1.4 | 16.6 | 0 | 20.05 | 0
2025-01-25 | -4 | 22 | 0 | 2024-01-25 | 2.1 | 15.9 | 0 | 2023-01-25 | 0.3 | 17.7 | 0 | 2022-01-25 | -12.2 | 30.2 | 0 | 2021-01-25 | -1.5 | 19.5 | 0 | 2020-01-25 | 2.4 | 15.6 | 0 | 2019-01-25 | -10.1 | 28.1 | 0 | 2018-01-25 | -3.5 | 21.5 | 0 | 2017-01-25 | 2.5 | 15.5 | 0 | 2016-01-25 | 1.6 | 16.4 | 0 | 20.24 | 0
2025-01-25 | -3.5 | 21.5 | 0 | 2024-01-25 | 2.1 | 15.9 | 0 | 2023-01-25 | 0.4 | 17.6 | 0 | 2022-01-25 | -13 | 31 | 0 | 2021-01-25 | -1.7 | 19.7 | 0 | 2020-01-25 | 2 | 16 | 0 | 2019-01-25 | -10.3 | 28.3 | 0 | 2018-01-25 | -3.2 | 21.2 | 0 | 2017-01-25 | 2.3 | 15.7 | 0 | 2016-01-25 | 2.2 | 15.8 | 0 | 20.27 | 0
2025-01-25 | -1.8 | 19.8 | 0 | 2024-01-25 | 2 | 16 | 0 | 2023-01-25 | 0.4 | 17.6 | 0 | 2022-01-25 | -14.7 | 32.7 | 0 | 2021-01-25 | -1 | 19 | 0 | 2020-01-25 | 1.6 | 16.4 | 0 | 2019-01-25 | -10.9 | 28.9 | 0 | 2018-01-25 | -2.9 | 20.9 | 0 | 2017-01-25 | 2.4 | 15.6 | 0 | 2016-01-25 | 2.8 | 15.2 | 0 | 20.21 | 0
2025-01-25 | -1 | 19 | 0 | 2024-01-25 | 2.1 | 15.9 | 0 | 2023-01-25 | 0.9 | 17.1 | 0 | 2022-01-25 | -13.5 | 31.5 | 0 | 2021-01-25 | -1.8 | 19.8 | 0 | 2020-01-25 | 2 | 16 | 0 | 2019-01-25 | -11.3 | 29.3 | 0 | 2018-01-25 | -2.8 | 20.8 | 0 | 2017-01-25 | 2.5 | 15.5 | 0 | 2016-01-25 | 3 | 15 | 0 | 19.99 | 0
2025-01-26 | -1.4 | 19.4 | 0 | 2024-01-26 | 1.9 | 16.1 | 0 | 2023-01-26 | 1.2 | 16.8 | 0 | 2022-01-26 | -13.2 | 31.2 | 0 | 2021-01-26 | -1.8 | 19.8 | 0 | 2020-01-26 | 1.8 | 16.2 | 0 | 2019-01-26 | -11.7 | 29.7 | 0 | 2018-01-26 | -2.6 | 20.6 | 0 | 2017-01-26 | 2.7 | 15.3 | 0 | 2016-01-26 | 3.7 | 14.3 | 0 | 19.94 | 0
2025-01-26 | -1.5 | 19.5 | 0 | 2024-01-26 | 1.7 | 16.3 | 0 | 2023-01-26 | 0.6 | 17.4 | 0 | 2022-01-26 | -13.7 | 31.7 | 0 | 2021-01-26 | -1.4 | 19.4 | 0 | 2020-01-26 | 1.6 | 16.4 | 0 | 2019-01-26 | -12 | 30 | 0 | 2018-01-26 | -2.5 | 20.5 | 0 | 2017-01-26 | 2.5 | 15.5 | 0 | 2016-01-26 | 3.6 | 14.4 | 0 | 20.11 | 0
2025-01-26 | -1.3 | 19.3 | 0 | 2024-01-26 | 1.6 | 16.4 | 0 | 2023-01-26 | -2.5 | 20.5 | 0 | 2022-01-26 | -13.8 | 31.8 | 0 | 2021-01-26 | -1.9 | 19.9 | 0 | 2020-01-26 | 1.4 | 16.6 | 0 | 2019-01-26 | -12.2 | 30.2 | 0 | 2018-01-26 | -2.4 | 20.4 | 0 | 2017-01-26 | 2.8 | 15.2 | 0 | 2016-01-26 | 3.5 | 14.5 | 0 | 20.48 | 0
2025-01-26 | -1.4 | 19.4 | 0 | 2024-01-26 | 1.8 | 16.2 | 0 | 2023-01-26 | -3.6 | 21.6 | 0 | 2022-01-26 | -13.7 | 31.7 | 0 | 2021-01-26 | -1.5 | 19.5 | 0 | 2020-01-26 | 1.2 | 16.8 | 0 | 2019-01-26 | -12.6 | 30.6 | 0 | 2018-01-26 | -2 | 20 | 0 | 2017-01-26 | 3.1 | 14.9 | 0 | 2016-01-26 | 3.8 | 14.2 | 0 | 20.49 | 0
2025-01-26 | -1.5 | 19.5 | 0 | 2024-01-26 | 2.2 | 15.8 | 0 | 2023-01-26 | -3.5 | 21.5 | 0 | 2022-01-26 | -14.3 | 32.3 | 0 | 2021-01-26 | -1.1 | 19.1 | 0 | 2020-01-26 | 1.2 | 16.8 | 0 | 2019-01-26 | -13.1 | 31.1 | 0 | 2018-01-26 | -2.1 | 20.1 | 0 | 2017-01-26 | 3.7 | 14.3 | 0 | 2016-01-26 | 4.2 | 13.8 | 0 | 20.43 | 0
2025-01-26 | -1.6 | 19.6 | 0 | 2024-01-26 | 1.9 | 16.1 | 0 | 2023-01-26 | -3.7 | 21.7 | 0 | 2022-01-26 | -15.3 | 33.3 | 0 | 2021-01-26 | -0.7 | 18.7 | 0 | 2020-01-26 | 1 | 17 | 0 | 2019-01-26 | -13.2 | 31.2 | 0 | 2018-01-26 | -2.1 | 20.1 | 0 | 2017-01-26 | 3.8 | 14.2 | 0 | 2016-01-26 | 5.2 | 12.8 | 0 | 20.47 | 0
2025-01-26 | -2.3 | 20.3 | 0 | 2024-01-26 | 2.5 | 15.5 | 0 | 2023-01-26 | -3.5 | 21.5 | 0 | 2022-01-26 | -15.5 | 33.5 | 0 | 2021-01-26 | -0.5 | 18.5 | 0 | 2020-01-26 | 1.2 | 16.8 | 0 | 2019-01-26 | -13.5 | 31.5 | 0 | 2018-01-26 | -2.1 | 20.1 | 0 | 2017-01-26 | 3.5 | 14.5 | 0 | 2016-01-26 | 5.4 | 12.6 | 0 | 20.48 | 0
2025-01-26 | -2.6 | 20.6 | 0 | 2024-01-26 | 2.8 | 15.2 | 0 | 2023-01-26 | -3.6 | 21.6 | 0 | 2022-01-26 | -15.4 | 33.4 | 0 | 2021-01-26 | -1 | 19 | 0 | 2020-01-26 | 1 | 17 | 0 | 2019-01-26 | -14.2 | 32.2 | 0 | 2018-01-26 | -1.9 | 19.9 | 0 | 2017-01-26 | 3.4 | 14.6 | 0 | 2016-01-26 | 5.6 | 12.4 | 0 | 20.59 | 0
2025-01-26 | -2.5 | 20.5 | 0 | 2024-01-26 | 2.3 | 15.7 | 0 | 2023-01-26 | -2.5 | 20.5 | 0 | 2022-01-26 | -15.5 | 33.5 | 0 | 2021-01-26 | -0.6 | 18.6 | 0 | 2020-01-26 | 1.5 | 16.5 | 0 | 2019-01-26 | -13.8 | 31.8 | 0 | 2018-01-26 | -1.6 | 19.6 | 0 | 2017-01-26 | 2.4 | 15.6 | 0 | 2016-01-26 | 5.5 | 12.5 | 0 | 20.48 | 0
2025-01-26 | -1.7 | 19.7 | 0 | 2024-01-26 | 2.3 | 15.7 | 0 | 2023-01-26 | -2.4 | 20.4 | 0 | 2022-01-26 | -14.9 | 32.9 | 0 | 2021-01-26 | -0.8 | 18.8 | 0 | 2020-01-26 | 1.7 | 16.3 | 0 | 2019-01-26 | -13 | 31 | 0 | 2018-01-26 | -0.5 | 18.5 | 0 | 2017-01-26 | 2.7 | 15.3 | 0 | 2016-01-26 | 5.6 | 12.4 | 0 | 20.1 | 0
2025-01-26 | -1.3 | 19.3 | 0 | 2024-01-26 | 2.2 | 15.8 | 0 | 2023-01-26 | -2.4 | 20.4 | 0 | 2022-01-26 | -14.1 | 32.1 | 0 | 2021-01-26 | -1.3 | 19.3 | 0 | 2020-01-26 | 2.2 | 15.8 | 0 | 2019-01-26 | -11.8 | 29.8 | 0 | 2018-01-26 | 0 | 18 | 0 | 2017-01-26 | 2.9 | 15.1 | 0 | 2016-01-26 | 6.5 | 11.5 | 0 | 19.71 | 0
2025-01-26 | 0.2 | 17.8 | 0 | 2024-01-26 | 3.2 | 14.8 | 0 | 2023-01-26 | -2.3 | 20.3 | 0 | 2022-01-26 | -12.8 | 30.8 | 0 | 2021-01-26 | -2.6 | 20.6 | 0 | 2020-01-26 | 2.6 | 15.4 | 0 | 2019-01-26 | -10.9 | 28.9 | 0 | 2018-01-26 | 0.6 | 17.4 | 0 | 2017-01-26 | 2.8 | 15.2 | 0 | 2016-01-26 | 6 | 12 | 0 | 19.32 | 0
2025-01-26 | -0.4 | 18.4 | 0 | 2024-01-26 | 3.2 | 14.8 | 0 | 2023-01-26 | -1.8 | 19.8 | 0 | 2022-01-26 | -11.8 | 29.8 | 0 | 2021-01-26 | -2.5 | 20.5 | 0 | 2020-01-26 | 2.9 | 15.1 | 0 | 2019-01-26 | -9.8 | 27.8 | 0 | 2018-01-26 | 0.9 | 17.1 | 0 | 2017-01-26 | 3.3 | 14.7 | 0 | 2016-01-26 | 4.2 | 13.8 | 0 | 19.18 | 0
2025-01-26 | -0.6 | 18.6 | 0 | 2024-01-26 | 3.7 | 14.3 | 0 | 2023-01-26 | -1.4 | 19.4 | 0 | 2022-01-26 | -10 | 28 | 0 | 2021-01-26 | -2.3 | 20.3 | 0 | 2020-01-26 | 3.1 | 14.9 | 0 | 2019-01-26 | -9.3 | 27.3 | 0 | 2018-01-26 | 1.7 | 16.3 | 0 | 2017-01-26 | 3 | 15 | 0 | 2016-01-26 | 4.1 | 13.9 | 0 | 18.8 | 0
2025-01-26 | -0.9 | 18.9 | 0 | 2024-01-26 | 3.6 | 14.4 | 0 | 2023-01-26 | -1 | 19 | 0 | 2022-01-26 | -9.2 | 27.2 | 0 | 2021-01-26 | -2.2 | 20.2 | 0 | 2020-01-26 | 2.8 | 15.2 | 0 | 2019-01-26 | -8.7 | 26.7 | 0 | 2018-01-26 | 2 | 16 | 0 | 2017-01-26 | 3.2 | 14.8 | 0 | 2016-01-26 | 3.7 | 14.3 | 0 | 18.67 | 0
2025-01-26 | -1.6 | 19.6 | 0 | 2024-01-26 | 3.2 | 14.8 | 0 | 2023-01-26 | -0.7 | 18.7 | 0 | 2022-01-26 | -9.4 | 27.4 | 0 | 2021-01-26 | -2.2 | 20.2 | 0 | 2020-01-26 | 2.9 | 15.1 | 0 | 2019-01-26 | -9 | 27 | 0 | 2018-01-26 | 2.8 | 15.2 | 0 | 2017-01-26 | 2.7 | 15.3 | 0 | 2016-01-26 | 3.2 | 14.8 | 0 | 18.81 | 0
2025-01-26 | -1.5 | 19.5 | 0 | 2024-01-26 | 2.8 | 15.2 | 0 | 2023-01-26 | -0.6 | 18.6 | 0 | 2022-01-26 | -9.2 | 27.2 | 0 | 2021-01-26 | -2.6 | 20.6 | 0 | 2020-01-26 | 2.1 | 15.9 | 0 | 2019-01-26 | -9.1 | 27.1 | 0 | 2018-01-26 | 2.3 | 15.7 | 0 | 2017-01-26 | 3 | 15 | 0 | 2016-01-26 | 3.3 | 14.7 | 0 | 18.95 | 0
2025-01-26 | -2.5 | 20.5 | 0 | 2024-01-26 | 2.4 | 15.6 | 0 | 2023-01-26 | -1 | 19 | 0 | 2022-01-26 | -9.1 | 27.1 | 0 | 2021-01-26 | -2.6 | 20.6 | 0 | 2020-01-26 | 1.9 | 16.1 | 0 | 2019-01-26 | -9.1 | 27.1 | 0 | 2018-01-26 | 2.1 | 15.9 | 0 | 2017-01-26 | 2.8 | 15.2 | 0 | 2016-01-26 | 2.8 | 15.2 | 0 | 19.23 | 0
2025-01-26 | -2.7 | 20.7 | 0 | 2024-01-26 | 2.5 | 15.5 | 0 | 2023-01-26 | -1.6 | 19.6 | 0 | 2022-01-26 | -8.9 | 26.9 | 0 | 2021-01-26 | -2.6 | 20.6 | 0 | 2020-01-26 | 1.6 | 16.4 | 0 | 2019-01-26 | -9.9 | 27.9 | 0 | 2018-01-26 | 1.4 | 16.6 | 0 | 2017-01-26 | 1.9 | 16.1 | 0 | 2016-01-26 | 2.3 | 15.7 | 0 | 19.6 | 0
2025-01-26 | -2.9 | 20.9 | 0 | 2024-01-26 | 2.6 | 15.4 | 0 | 2023-01-26 | -2.3 | 20.3 | 0 | 2022-01-26 | -9.6 | 27.6 | 0 | 2021-01-26 | -2.8 | 20.8 | 0 | 2020-01-26 | 1.3 | 16.7 | 0 | 2019-01-26 | -9.8 | 27.8 | 0 | 2018-01-26 | 1.7 | 16.3 | 0 | 2017-01-26 | 1.7 | 16.3 | 0 | 2016-01-26 | 2.1 | 15.9 | 0 | 19.8 | 0
2025-01-26 | -2.8 | 20.8 | 0 | 2024-01-26 | 2.4 | 15.6 | 0 | 2023-01-26 | -2 | 20 | 0 | 2022-01-26 | -10.8 | 28.8 | 0 | 2021-01-26 | -3.1 | 21.1 | 0 | 2020-01-26 | 1.1 | 16.9 | 0 | 2019-01-26 | -9.8 | 27.8 | 0 | 2018-01-26 | 1.8 | 16.2 | 0 | 2017-01-26 | 1.4 | 16.6 | 0 | 2016-01-26 | 1.3 | 16.7 | 0 | 20.05 | 0
2025-01-26 | -3.3 | 21.3 | 0 | 2024-01-26 | 2 | 16 | 0 | 2023-01-26 | -2.5 | 20.5 | 0 | 2022-01-26 | -11.4 | 29.4 | 0 | 2021-01-26 | -3.2 | 21.2 | 0 | 2020-01-26 | 0.9 | 17.1 | 0 | 2019-01-26 | -9.2 | 27.2 | 0 | 2018-01-26 | 1.6 | 16.4 | 0 | 2017-01-26 | 1.7 | 16.3 | 0 | 2016-01-26 | 0.9 | 17.1 | 0 | 20.25 | 0
2025-01-26 | -4 | 22 | 0 | 2024-01-26 | 1.6 | 16.4 | 0 | 2023-01-26 | -2.5 | 20.5 | 0 | 2022-01-26 | -11.7 | 29.7 | 0 | 2021-01-26 | -4 | 22 | 0 | 2020-01-26 | 0.9 | 17.1 | 0 | 2019-01-26 | -8.7 | 26.7 | 0 | 2018-01-26 | 1.2 | 16.8 | 0 | 2017-01-26 | 1.6 | 16.4 | 0 | 2016-01-26 | 1.2 | 16.8 | 0 | 20.44 | 0
2025-01-26 | -4.7 | 22.7 | 0 | 2024-01-26 | 1.5 | 16.5 | 0 | 2023-01-26 | -2.1 | 20.1 | 0 | 2022-01-26 | -12.4 | 30.4 | 0 | 2021-01-26 | -4.3 | 22.3 | 0 | 2020-01-26 | 0.8 | 17.2 | 0 | 2019-01-26 | -7.9 | 25.9 | 0 | 2018-01-26 | 1.2 | 16.8 | 0 | 2017-01-26 | 1.1 | 16.9 | 0 | 2016-01-26 | 1 | 17 | 0 | 20.58 | 0
2025-01-27 | -5.8 | 23.8 | 0 | 2024-01-27 | 1.4 | 16.6 | 0 | 2023-01-27 | -2.2 | 20.2 | 0 | 2022-01-27 | -12.3 | 30.3 | 0 | 2021-01-27 | -4.4 | 22.4 | 0 | 2020-01-27 | 0.9 | 17.1 | 0 | 2019-01-27 | -7.2 | 25.2 | 0 | 2018-01-27 | 5.1 | 12.9 | 0 | 2017-01-27 | 0.8 | 17.2 | 0 | 2016-01-27 | 0.9 | 17.1 | 0 | 20.28 | 0
2025-01-27 | -6.2 | 24.2 | 0 | 2024-01-27 | 1.4 | 16.6 | 0 | 2023-01-27 | -2.5 | 20.5 | 0 | 2022-01-27 | -12.9 | 30.9 | 0 | 2021-01-27 | -4.6 | 22.6 | 0 | 2020-01-27 | 0.9 | 17.1 | 0 | 2019-01-27 | -6.7 | 24.7 | 0 | 2018-01-27 | 5.7 | 12.3 | 0 | 2017-01-27 | 0.2 | 17.8 | 0 | 2016-01-27 | 0.4 | 17.6 | 0 | 20.43 | 0
2025-01-27 | -6.1 | 24.1 | 0 | 2024-01-27 | 1.4 | 16.6 | 0 | 2023-01-27 | -2.5 | 20.5 | 0 | 2022-01-27 | -12.2 | 30.2 | 0 | 2021-01-27 | -5.1 | 23.1 | 0 | 2020-01-27 | 1 | 17 | 0 | 2019-01-27 | -6.1 | 24.1 | 0 | 2018-01-27 | 5.9 | 12.1 | 0 | 2017-01-27 | 0 | 18 | 0 | 2016-01-27 | 0.4 | 17.6 | 0 | 20.33 | 0
2025-01-27 | -5.3 | 23.3 | 0 | 2024-01-27 | 1.4 | 16.6 | 0 | 2023-01-27 | -2.8 | 20.8 | 0 | 2022-01-27 | -13 | 31 | 0 | 2021-01-27 | -5.2 | 23.2 | 0 | 2020-01-27 | 1.1 | 16.9 | 0 | 2019-01-27 | -6.1 | 24.1 | 0 | 2018-01-27 | 6.4 | 11.6 | 0 | 2017-01-27 | -0.3 | 18.3 | 0 | 2016-01-27 | 0.3 | 17.7 | 0 | 20.35 | 0
2025-01-27 | -5.8 | 23.8 | 0 | 2024-01-27 | 1.2 | 16.8 | 0 | 2023-01-27 | -2.8 | 20.8 | 0 | 2022-01-27 | -12.1 | 30.1 | 0 | 2021-01-27 | -6.1 | 24.1 | 0 | 2020-01-27 | 1 | 17 | 0 | 2019-01-27 | -6.2 | 24.2 | 0 | 2018-01-27 | 6.7 | 11.3 | 0 | 2017-01-27 | -0.2 | 18.2 | 0 | 2016-01-27 | -0.5 | 18.5 | 0 | 20.48 | 0
2025-01-27 | -5 | 23 | 0 | 2024-01-27 | 1.1 | 16.9 | 0 | 2023-01-27 | -2 | 20 | 0 | 2022-01-27 | -11.9 | 29.9 | 0 | 2021-01-27 | -5.6 | 23.6 | 0 | 2020-01-27 | 1 | 17 | 0 | 2019-01-27 | -6.7 | 24.7 | 0 | 2018-01-27 | 6.5 | 11.5 | 0 | 2017-01-27 | -0.5 | 18.5 | 0 | 2016-01-27 | -2 | 20 | 0 | 20.51 | 0
2025-01-27 | -4.7 | 22.7 | 0 | 2024-01-27 | 1 | 17 | 0 | 2023-01-27 | -1.5 | 19.5 | 0 | 2022-01-27 | -11.9 | 29.9 | 0 | 2021-01-27 | -5 | 23 | 0 | 2020-01-27 | 1 | 17 | 0 | 2019-01-27 | -7.6 | 25.6 | 0 | 2018-01-27 | 5.8 | 12.2 | 0 | 2017-01-27 | -0.8 | 18.8 | 0 | 2016-01-27 | -2.5 | 20.5 | 0 | 20.62 | 0
2025-01-27 | -5 | 23 | 0 | 2024-01-27 | 1.2 | 16.8 | 0 | 2023-01-27 | -1.2 | 19.2 | 0 | 2022-01-27 | -10.6 | 28.6 | 0 | 2021-01-27 | -4.4 | 22.4 | 0 | 2020-01-27 | 0.8 | 17.2 | 0 | 2019-01-27 | -7.9 | 25.9 | 0 | 2018-01-27 | 7.9 | 10.1 | 0 | 2017-01-27 | -0.7 | 18.7 | 0 | 2016-01-27 | -2.3 | 20.3 | 0 | 20.22 | 0
2025-01-27 | -4.5 | 22.5 | 0 | 2024-01-27 | 1.3 | 16.7 | 0 | 2023-01-27 | -1.4 | 19.4 | 0 | 2022-01-27 | -9.6 | 27.6 | 0 | 2021-01-27 | -4.3 | 22.3 | 0 | 2020-01-27 | 0.7 | 17.3 | 0 | 2019-01-27 | -9 | 27 | 0 | 2018-01-27 | 7.4 | 10.6 | 0 | 2017-01-27 | -1.3 | 19.3 | 0 | 2016-01-27 | -2.8 | 20.8 | 0 | 20.35 | 0
2025-01-27 | -3 | 21 | 0 | 2024-01-27 | 1.5 | 16.5 | 0 | 2023-01-27 | -1.1 | 19.1 | 0 | 2022-01-27 | -8.1 | 26.1 | 0 | 2021-01-27 | -4.4 | 22.4 | 0 | 2020-01-27 | 0.4 | 17.6 | 0 | 2019-01-27 | -8.5 | 26.5 | 0 | 2018-01-27 | 7.9 | 10.1 | 0 | 2017-01-27 | -0.1 | 18.1 | 0 | 2016-01-27 | -2.5 | 20.5 | 0 | 19.79 | 0
2025-01-27 | -1.4 | 19.4 | 0 | 2024-01-27 | 2 | 16 | 0 | 2023-01-27 | -1.1 | 19.1 | 0 | 2022-01-27 | -6.8 | 24.8 | 0 | 2021-01-27 | -4.4 | 22.4 | 0 | 2020-01-27 | 0.6 | 17.4 | 0 | 2019-01-27 | -8.6 | 26.6 | 0 | 2018-01-27 | 8.3 | 9.7 | 0 | 2017-01-27 | 0.6 | 17.4 | 0 | 2016-01-27 | -2.3 | 20.3 | 0 | 19.31 | 0
2025-01-27 | -0.1 | 18.1 | 0 | 2024-01-27 | 2.4 | 15.6 | 0 | 2023-01-27 | -1 | 19 | 0 | 2022-01-27 | -5.9 | 23.9 | 0 | 2021-01-27 | -4 | 22 | 0 | 2020-01-27 | 0.4 | 17.6 | 0 | 2019-01-27 | -9.2 | 27.2 | 0 | 2018-01-27 | 9.2 | 8.8 | 0 | 2017-01-27 | 0.7 | 17.3 | 0 | 2016-01-27 | -1.8 | 19.8 | 0 | 18.93 | 0
2025-01-27 | 0.8 | 17.2 | 0 | 2024-01-27 | 3 | 15 | 0 | 2023-01-27 | -1.4 | 19.4 | 0 | 2022-01-27 | -5.3 | 23.3 | 0 | 2021-01-27 | -4 | 22 | 0 | 2020-01-27 | 0.8 | 17.2 | 0 | 2019-01-27 | -9.1 | 27.1 | 0 | 2018-01-27 | 9.1 | 8.9 | 0 | 2017-01-27 | 0.1 | 17.9 | 0 | 2016-01-27 | -1.1 | 19.1 | 0 | 18.71 | 0
2025-01-27 | 1 | 17 | 0 | 2024-01-27 | 3.3 | 14.7 | 0 | 2023-01-27 | -1.9 | 19.9 | 0 | 2022-01-27 | -4.8 | 22.8 | 0 | 2021-01-27 | -3.4 | 21.4 | 0 | 2020-01-27 | 1 | 17 | 0 | 2019-01-27 | -9.6 | 27.6 | 0 | 2018-01-27 | 8.5 | 9.5 | 0 | 2017-01-27 | 0.4 | 17.6 | 0 | 2016-01-27 | -0.2 | 18.2 | 0 | 18.57 | 0
2025-01-27 | 1.2 | 16.8 | 0 | 2024-01-27 | 3.2 | 14.8 | 0 | 2023-01-27 | -1.5 | 19.5 | 0 | 2022-01-27 | -4.3 | 22.3 | 0 | 2021-01-27 | -3.8 | 21.8 | 0 | 2020-01-27 | 1 | 17 | 0 | 2019-01-27 | -9.7 | 27.7 | 0 | 2018-01-27 | 7.6 | 10.4 | 0 | 2017-01-27 | 0.9 | 17.1 | 0 | 2016-01-27 | -0.5 | 18.5 | 0 | 18.59 | 0
2025-01-27 | 0.7 | 17.3 | 0 | 2024-01-27 | 3.2 | 14.8 | 0 | 2023-01-27 | -1.3 | 19.3 | 0 | 2022-01-27 | -4.1 | 22.1 | 0 | 2021-01-27 | -3.8 | 21.8 | 0 | 2020-01-27 | 1.1 | 16.9 | 0 | 2019-01-27 | -10.3 | 28.3 | 0 | 2018-01-27 | 6.1 | 11.9 | 0 | 2017-01-27 | 0.4 | 17.6 | 0 | 2016-01-27 | 1 | 17 | 0 | 18.7 | 0
2025-01-27 | -0.6 | 18.6 | 0 | 2024-01-27 | 3 | 15 | 0 | 2023-01-27 | -1.4 | 19.4 | 0 | 2022-01-27 | -4.2 | 22.2 | 0 | 2021-01-27 | -4.3 | 22.3 | 0 | 2020-01-27 | 1.1 | 16.9 | 0 | 2019-01-27 | -10.8 | 28.8 | 0 | 2018-01-27 | 6 | 12 | 0 | 2017-01-27 | 0.6 | 17.4 | 0 | 2016-01-27 | -0.2 | 18.2 | 0 | 19.08 | 0
2025-01-27 | -1.2 | 19.2 | 0 | 2024-01-27 | 2.2 | 15.8 | 0 | 2023-01-27 | -1.5 | 19.5 | 0 | 2022-01-27 | -4 | 22 | 0 | 2021-01-27 | -5.2 | 23.2 | 0 | 2020-01-27 | 0.8 | 17.2 | 0 | 2019-01-27 | -11.6 | 29.6 | 0 | 2018-01-27 | 6.3 | 11.7 | 0 | 2017-01-27 | 0.2 | 17.8 | 0 | 2016-01-27 | -0.4 | 18.4 | 0 | 19.44 | 0
2025-01-27 | -1.1 | 19.1 | 0 | 2024-01-27 | 1.9 | 16.1 | 0 | 2023-01-27 | -1.7 | 19.7 | 0 | 2022-01-27 | -4.4 | 22.4 | 0 | 2021-01-27 | -6.3 | 24.3 | 0 | 2020-01-27 | 0.6 | 17.4 | 0 | 2019-01-27 | -12.3 | 30.3 | 0 | 2018-01-27 | 6.1 | 11.9 | 0 | 2017-01-27 | 0 | 18 | 0 | 2016-01-27 | -0.7 | 18.7 | 0 | 19.79 | 0
2025-01-27 | -0.5 | 18.5 | 0 | 2024-01-27 | 1.4 | 16.6 | 0 | 2023-01-27 | -1.7 | 19.7 | 0 | 2022-01-27 | -4.8 | 22.8 | 0 | 2021-01-27 | -6.9 | 24.9 | 0 | 2020-01-27 | 0.4 | 17.6 | 0 | 2019-01-27 | -13.2 | 31.2 | 0 | 2018-01-27 | 6 | 12 | 0 | 2017-01-27 | -0.1 | 18.1 | 0 | 2016-01-27 | -0.4 | 18.4 | 0 | 19.98 | 0
2025-01-27 | -0.3 | 18.3 | 0 | 2024-01-27 | 1.2 | 16.8 | 0 | 2023-01-27 | -1.7 | 19.7 | 0 | 2022-01-27 | -5 | 23 | 0 | 2021-01-27 | -8 | 26 | 0 | 2020-01-27 | 0.3 | 17.7 | 0 | 2019-01-27 | -13.3 | 31.3 | 0 | 2018-01-27 | 5.5 | 12.5 | 0 | 2017-01-27 | -0.7 | 18.7 | 0 | 2016-01-27 | -0.4 | 18.4 | 0 | 20.24 | 0
2025-01-27 | -1.6 | 19.6 | 0 | 2024-01-27 | 1 | 17 | 0 | 2023-01-27 | -1.8 | 19.8 | 0 | 2022-01-27 | -4.8 | 22.8 | 0 | 2021-01-27 | -8.2 | 26.2 | 0 | 2020-01-27 | 0.2 | 17.8 | 0 | 2019-01-27 | -14.6 | 32.6 | 0 | 2018-01-27 | 3.7 | 14.3 | 0 | 2017-01-27 | -0.7 | 18.7 | 0 | 2016-01-27 | -0.4 | 18.4 | 0 | 20.72 | 0
2025-01-27 | -1.3 | 19.3 | 0 | 2024-01-27 | 0.9 | 17.1 | 0 | 2023-01-27 | -1.3 | 19.3 | 0 | 2022-01-27 | -4.8 | 22.8 | 0 | 2021-01-27 | -7.8 | 25.8 | 0 | 2020-01-27 | 0.1 | 17.9 | 0 | 2019-01-27 | -15.2 | 33.2 | 0 | 2018-01-27 | 3.3 | 14.7 | 0 | 2017-01-27 | -0.9 | 18.9 | 0 | 2016-01-27 | -0.6 | 18.6 | 0 | 20.76 | 0
2025-01-27 | -1.3 | 19.3 | 0 | 2024-01-27 | 0.7 | 17.3 | 0 | 2023-01-27 | -0.5 | 18.5 | 0 | 2022-01-27 | -4.7 | 22.7 | 0 | 2021-01-27 | -8.1 | 26.1 | 0 | 2020-01-27 | 0.1 | 17.9 | 0 | 2019-01-27 | -15.1 | 33.1 | 0 | 2018-01-27 | 1.4 | 16.6 | 0 | 2017-01-27 | -0.9 | 18.9 | 0 | 2016-01-27 | -0.6 | 18.6 | 0 | 20.9 | 0
2025-01-28 | -1 | 19 | 0 | 2024-01-28 | 0.6 | 17.4 | 0 | 2023-01-28 | -0.2 | 18.2 | 0 | 2022-01-28 | -4.1 | 22.1 | 0 | 2021-01-28 | -8.5 | 26.5 | 0 | 2020-01-28 | 0.1 | 17.9 | 0 | 2019-01-28 | -15.2 | 33.2 | 0 | 2018-01-28 | 1.6 | 16.4 | 0 | 2017-01-28 | -1.3 | 19.3 | 0 | 2016-01-28 | -0.9 | 18.9 | 0 | 20.89 | 0
2025-01-28 | -1.1 | 19.1 | 0 | 2024-01-28 | 0.9 | 17.1 | 0 | 2023-01-28 | 0.4 | 17.6 | 0 | 2022-01-28 | -4.2 | 22.2 | 0 | 2021-01-28 | -9.9 | 27.9 | 0 | 2020-01-28 | 0 | 18 | 0 | 2019-01-28 | -15.7 | 33.7 | 0 | 2018-01-28 | 0.3 | 17.7 | 0 | 2017-01-28 | -1.3 | 19.3 | 0 | 2016-01-28 | -1.1 | 19.1 | 0 | 21.17 | 0
2025-01-28 | -2 | 20 | 0 | 2024-01-28 | 0.9 | 17.1 | 0 | 2023-01-28 | 1.6 | 16.4 | 0 | 2022-01-28 | -6.1 | 24.1 | 0 | 2021-01-28 | -10.5 | 28.5 | 0 | 2020-01-28 | 0 | 18 | 0 | 2019-01-28 | -16 | 34 | 0 | 2018-01-28 | 0.8 | 17.2 | 0 | 2017-01-28 | -1.5 | 19.5 | 0 | 2016-01-28 | -1.3 | 19.3 | 0 | 21.41 | 0
2025-01-28 | -4.7 | 22.7 | 0 | 2024-01-28 | 0.7 | 17.3 | 0 | 2023-01-28 | 2.1 | 15.9 | 0 | 2022-01-28 | -8.5 | 26.5 | 0 | 2021-01-28 | -9.3 | 27.3 | 0 | 2020-01-28 | 0 | 18 | 0 | 2019-01-28 | -16.8 | 34.8 | 0 | 2018-01-28 | 0.8 | 17.2 | 0 | 2017-01-28 | -1.7 | 19.7 | 0 | 2016-01-28 | -1.4 | 19.4 | 0 | 21.88 | 0
2025-01-28 | -6 | 24 | 0 | 2024-01-28 | 0.8 | 17.2 | 0 | 2023-01-28 | 1.5 | 16.5 | 0 | 2022-01-28 | -10.6 | 28.6 | 0 | 2021-01-28 | -10.9 | 28.9 | 0 | 2020-01-28 | -0.1 | 18.1 | 0 | 2019-01-28 | -17 | 35 | 0 | 2018-01-28 | 1 | 17 | 0 | 2017-01-28 | -1.8 | 19.8 | 0 | 2016-01-28 | -1.4 | 19.4 | 0 | 22.45 | 0
2025-01-28 | -7.3 | 25.3 | 0 | 2024-01-28 | 0.9 | 17.1 | 0 | 2023-01-28 | 1.2 | 16.8 | 0 | 2022-01-28 | -12.7 | 30.7 | 0 | 2021-01-28 | -11.6 | 29.6 | 0 | 2020-01-28 | -0.3 | 18.3 | 0 | 2019-01-28 | -18.3 | 36.3 | 0 | 2018-01-28 | 0.9 | 17.1 | 0 | 2017-01-28 | -1.7 | 19.7 | 0 | 2016-01-28 | -1.7 | 19.7 | 0 | 23.06 | 0
2025-01-28 | -8.5 | 26.5 | 0 | 2024-01-28 | 1 | 17 | 0 | 2023-01-28 | 0.7 | 17.3 | 0 | 2022-01-28 | -14.5 | 32.5 | 0 | 2021-01-28 | -12.9 | 30.9 | 0 | 2020-01-28 | -0.4 | 18.4 | 0 | 2019-01-28 | -18.6 | 36.6 | 0 | 2018-01-28 | 0.6 | 17.4 | 0 | 2017-01-28 | -1.6 | 19.6 | 0 | 2016-01-28 | -1.5 | 19.5 | 0 | 23.57 | 0
2025-01-28 | -10.7 | 28.7 | 0 | 2024-01-28 | 1 | 17 | 0 | 2023-01-28 | 0.2 | 17.8 | 0 | 2022-01-28 | -16.2 | 34.2 | 0 | 2021-01-28 | -13.4 | 31.4 | 0 | 2020-01-28 | -0.5 | 18.5 | 0 | 2019-01-28 | -19.4 | 37.4 | 0 | 2018-01-28 | 0.3 | 17.7 | 0 | 2017-01-28 | -1.6 | 19.6 | 0 | 2016-01-28 | -1.7 | 19.7 | 0 | 24.2 | 0
2025-01-28 | -11.7 | 29.7 | 0 | 2024-01-28 | 1 | 17 | 0 | 2023-01-28 | 0.1 | 17.9 | 0 | 2022-01-28 | -17.7 | 35.7 | 0 | 2021-01-28 | -13.4 | 31.4 | 0 | 2020-01-28 | -0.7 | 18.7 | 0 | 2019-01-28 | -19.3 | 37.3 | 0 | 2018-01-28 | 0.2 | 17.8 | 0 | 2017-01-28 | -1.7 | 19.7 | 0 | 2016-01-28 | -1.6 | 19.6 | 0 | 24.48 | 0
2025-01-28 | -10.5 | 28.5 | 0 | 2024-01-28 | 1 | 17 | 0 | 2023-01-28 | -0.3 | 18.3 | 0 | 2022-01-28 | -17.7 | 35.7 | 0 | 2021-01-28 | -12.5 | 30.5 | 0 | 2020-01-28 | -0.4 | 18.4 | 0 | 2019-01-28 | -18.6 | 36.6 | 0 | 2018-01-28 | 1.6 | 16.4 | 0 | 2017-01-28 | -1.6 | 19.6 | 0 | 2016-01-28 | -1.6 | 19.6 | 0 | 24.06 | 0
2025-01-28 | -8.4 | 26.4 | 0 | 2024-01-28 | 1.2 | 16.8 | 0 | 2023-01-28 | -0.3 | 18.3 | 0 | 2022-01-28 | -17.2 | 35.2 | 0 | 2021-01-28 | -11.2 | 29.2 | 0 | 2020-01-28 | 0.1 | 17.9 | 0 | 2019-01-28 | -17.1 | 35.1 | 0 | 2018-01-28 | 2.9 | 15.1 | 0 | 2017-01-28 | -1.7 | 19.7 | 0 | 2016-01-28 | -1.2 | 19.2 | 0 | 23.29 | 0
2025-01-28 | -7.8 | 25.8 | 0 | 2024-01-28 | 1.4 | 16.6 | 0 | 2023-01-28 | -0.5 | 18.5 | 0 | 2022-01-28 | -16.2 | 34.2 | 0 | 2021-01-28 | -9.5 | 27.5 | 0 | 2020-01-28 | 0.6 | 17.4 | 0 | 2019-01-28 | -15.8 | 33.8 | 0 | 2018-01-28 | 3.7 | 14.3 | 0 | 2017-01-28 | -1.6 | 19.6 | 0 | 2016-01-28 | -0.5 | 18.5 | 0 | 22.62 | 0
2025-01-28 | -7.5 | 25.5 | 0 | 2024-01-28 | 1.6 | 16.4 | 0 | 2023-01-28 | -0.6 | 18.6 | 0 | 2022-01-28 | -15.3 | 33.3 | 0 | 2021-01-28 | -8.5 | 26.5 | 0 | 2020-01-28 | 0.8 | 17.2 | 0 | 2019-01-28 | -14.8 | 32.8 | 0 | 2018-01-28 | 4.8 | 13.2 | 0 | 2017-01-28 | -1.9 | 19.9 | 0 | 2016-01-28 | 0.4 | 17.6 | 0 | 22.1 | 0
2025-01-28 | -7 | 25 | 0 | 2024-01-28 | 2.2 | 15.8 | 0 | 2023-01-28 | -0.8 | 18.8 | 0 | 2022-01-28 | -14.4 | 32.4 | 0 | 2021-01-28 | -8.8 | 26.8 | 0 | 2020-01-28 | 1.2 | 16.8 | 0 | 2019-01-28 | -13.7 | 31.7 | 0 | 2018-01-28 | 3.8 | 14.2 | 0 | 2017-01-28 | -1.8 | 19.8 | 0 | 2016-01-28 | 1.3 | 16.7 | 0 | 21.8 | 0
2025-01-28 | -6 | 24 | 0 | 2024-01-28 | 2.9 | 15.1 | 0 | 2023-01-28 | -0.5 | 18.5 | 0 | 2022-01-28 | -13.4 | 31.4 | 0 | 2021-01-28 | -8.5 | 26.5 | 0 | 2020-01-28 | 1.7 | 16.3 | 0 | 2019-01-28 | -12.5 | 30.5 | 0 | 2018-01-28 | 3.4 | 14.6 | 0 | 2017-01-28 | -1.4 | 19.4 | 0 | 2016-01-28 | 1.2 | 16.8 | 0 | 21.31 | 0
2025-01-28 | -5.2 | 23.2 | 0 | 2024-01-28 | 2.5 | 15.5 | 0 | 2023-01-28 | -0.2 | 18.2 | 0 | 2022-01-28 | -13.2 | 31.2 | 0 | 2021-01-28 | -8.9 | 26.9 | 0 | 2020-01-28 | 1.2 | 16.8 | 0 | 2019-01-28 | -10.6 | 28.6 | 0 | 2018-01-28 | 2.9 | 15.1 | 0 | 2017-01-28 | -1.1 | 19.1 | 0 | 2016-01-28 | 1.4 | 16.6 | 0 | 21.12 | 0
2025-01-28 | -5.2 | 23.2 | 0 | 2024-01-28 | 2.3 | 15.7 | 0 | 2023-01-28 | -0.4 | 18.4 | 0 | 2022-01-28 | -13.2 | 31.2 | 0 | 2021-01-28 | -8.4 | 26.4 | 0 | 2020-01-28 | 0.9 | 17.1 | 0 | 2019-01-28 | -8.3 | 26.3 | 0 | 2018-01-28 | 1.8 | 16.2 | 0 | 2017-01-28 | -1 | 19 | 0 | 2016-01-28 | 0.4 | 17.6 | 0 | 21.11 | 0
2025-01-28 | -5.4 | 23.4 | 0 | 2024-01-28 | 2 | 16 | 0 | 2023-01-28 | -0.8 | 18.8 | 0 | 2022-01-28 | -14 | 32 | 0 | 2021-01-28 | -8.1 | 26.1 | 0 | 2020-01-28 | 0.3 | 17.7 | 0 | 2019-01-28 | -8.2 | 26.2 | 0 | 2018-01-28 | 0.3 | 17.7 | 0 | 2017-01-28 | -1.2 | 19.2 | 0 | 2016-01-28 | 0.4 | 17.6 | 0 | 21.47 | 0
2025-01-28 | -5.9 | 23.9 | 0 | 2024-01-28 | 1.6 | 16.4 | 0 | 2023-01-28 | -1.3 | 19.3 | 0 | 2022-01-28 | -14.7 | 32.7 | 0 | 2021-01-28 | -7.9 | 25.9 | 0 | 2020-01-28 | 0 | 18 | 0 | 2019-01-28 | -8 | 26 | 0 | 2018-01-28 | -1 | 19 | 0 | 2017-01-28 | -1.5 | 19.5 | 0 | 2016-01-28 | 0.2 | 17.8 | 0 | 21.85 | 0
2025-01-28 | -4.8 | 22.8 | 0 | 2024-01-28 | 1.5 | 16.5 | 0 | 2023-01-28 | -1.2 | 19.2 | 0 | 2022-01-28 | -15.1 | 33.1 | 0 | 2021-01-28 | -7.9 | 25.9 | 0 | 2020-01-28 | -0.4 | 18.4 | 0 | 2019-01-28 | -7.6 | 25.6 | 0 | 2018-01-28 | -1.3 | 19.3 | 0 | 2017-01-28 | -1.8 | 19.8 | 0 | 2016-01-28 | 0.5 | 17.5 | 0 | 21.81 | 0
2025-01-28 | -4 | 22 | 0 | 2024-01-28 | 1.8 | 16.2 | 0 | 2023-01-28 | -1.2 | 19.2 | 0 | 2022-01-28 | -15.5 | 33.5 | 0 | 2021-01-28 | -8.4 | 26.4 | 0 | 2020-01-28 | -0.7 | 18.7 | 0 | 2019-01-28 | -6 | 24 | 0 | 2018-01-28 | -1.9 | 19.9 | 0 | 2017-01-28 | -1.8 | 19.8 | 0 | 2016-01-28 | 0.6 | 17.4 | 0 | 21.71 | 0
2025-01-28 | -3.3 | 21.3 | 0 | 2024-01-28 | 1.9 | 16.1 | 0 | 2023-01-28 | -1.6 | 19.6 | 0 | 2022-01-28 | -16 | 34 | 0 | 2021-01-28 | -8.7 | 26.7 | 0 | 2020-01-28 | -0.9 | 18.9 | 0 | 2019-01-28 | -5.8 | 23.8 | 0 | 2018-01-28 | -2.4 | 20.4 | 0 | 2017-01-28 | -1.6 | 19.6 | 0 | 2016-01-28 | 0.8 | 17.2 | 0 | 21.76 | 0
2025-01-28 | -2.5 | 20.5 | 0 | 2024-01-28 | 1.7 | 16.3 | 0 | 2023-01-28 | -1.6 | 19.6 | 0 | 2022-01-28 | -16.3 | 34.3 | 0 | 2021-01-28 | -8.9 | 26.9 | 0 | 2020-01-28 | -1.4 | 19.4 | 0 | 2019-01-28 | -11 | 29 | 0 | 2018-01-28 | -2.2 | 20.2 | 0 | 2017-01-28 | -1.6 | 19.6 | 0 | 2016-01-28 | 0.8 | 17.2 | 0 | 22.3 | 0
2025-01-28 | -1.2 | 19.2 | 0 | 2024-01-28 | 1.4 | 16.6 | 0 | 2023-01-28 | -2.5 | 20.5 | 0 | 2022-01-28 | -17.1 | 35.1 | 0 | 2021-01-28 | -8.7 | 26.7 | 0 | 2020-01-28 | -1.6 | 19.6 | 0 | 2019-01-28 | -9.8 | 27.8 | 0 | 2018-01-28 | -2.6 | 20.6 | 0 | 2017-01-28 | -1.8 | 19.8 | 0 | 2016-01-28 | 0.7 | 17.3 | 0 | 22.32 | 0
2025-01-29 | 2.2 | 15.8 | 0 | 2024-01-29 | 1.4 | 16.6 | 0 | 2023-01-29 | -2.7 | 20.7 | 0 | 2022-01-29 | -17.2 | 35.2 | 0 | 2021-01-29 | -9.8 | 27.8 | 0 | 2020-01-29 | -1.7 | 19.7 | 0 | 2019-01-29 | -8.2 | 26.2 | 0 | 2018-01-29 | -2.6 | 20.6 | 0 | 2017-01-29 | -2.2 | 20.2 | 0 | 2016-01-29 | 0 | 18 | 0 | 22.08 | 0
2025-01-29 | 2.1 | 15.9 | 0 | 2024-01-29 | 1 | 17 | 0 | 2023-01-29 | -2.7 | 20.7 | 0 | 2022-01-29 | -18 | 36 | 0 | 2021-01-29 | -11.2 | 29.2 | 0 | 2020-01-29 | -1.9 | 19.9 | 0 | 2019-01-29 | -6.6 | 24.6 | 0 | 2018-01-29 | -3 | 21 | 0 | 2017-01-29 | -2.5 | 20.5 | 0 | 2016-01-29 | -0.3 | 18.3 | 0 | 22.31 | 0
2025-01-29 | 2.1 | 15.9 | 0 | 2024-01-29 | 0.9 | 17.1 | 0 | 2023-01-29 | -2.4 | 20.4 | 0 | 2022-01-29 | -18.7 | 36.7 | 0 | 2021-01-29 | -12.2 | 30.2 | 0 | 2020-01-29 | -2.9 | 20.9 | 0 | 2019-01-29 | -5.1 | 23.1 | 0 | 2018-01-29 | -3.5 | 21.5 | 0 | 2017-01-29 | -2.5 | 20.5 | 0 | 2016-01-29 | -0.8 | 18.8 | 0 | 22.51 | 0
2025-01-29 | 1.7 | 16.3 | 0 | 2024-01-29 | 0.4 | 17.6 | 0 | 2023-01-29 | -2 | 20 | 0 | 2022-01-29 | -19.1 | 37.1 | 0 | 2021-01-29 | -12.9 | 30.9 | 0 | 2020-01-29 | -4.1 | 22.1 | 0 | 2019-01-29 | -6.7 | 24.7 | 0 | 2018-01-29 | -3.4 | 21.4 | 0 | 2017-01-29 | -2.8 | 20.8 | 0 | 2016-01-29 | -1.5 | 19.5 | 0 | 23.04 | 0
2025-01-29 | 1.4 | 16.6 | 0 | 2024-01-29 | 0.2 | 17.8 | 0 | 2023-01-29 | -2 | 20 | 0 | 2022-01-29 | -19.2 | 37.2 | 0 | 2021-01-29 | -13.2 | 31.2 | 0 | 2020-01-29 | -5 | 23 | 0 | 2019-01-29 | -2.8 | 20.8 | 0 | 2018-01-29 | -3.7 | 21.7 | 0 | 2017-01-29 | -3.6 | 21.6 | 0 | 2016-01-29 | -2.1 | 20.1 | 0 | 23 | 0
2025-01-29 | 1.5 | 16.5 | 0 | 2024-01-29 | 0 | 18 | 0 | 2023-01-29 | -1.9 | 19.9 | 0 | 2022-01-29 | -20.1 | 38.1 | 0 | 2021-01-29 | -13.7 | 31.7 | 0 | 2020-01-29 | -5.7 | 23.7 | 0 | 2019-01-29 | -2.6 | 20.6 | 0 | 2018-01-29 | -3.1 | 21.1 | 0 | 2017-01-29 | -4.1 | 22.1 | 0 | 2016-01-29 | -3.3 | 21.3 | 0 | 23.3 | 0
2025-01-29 | 0.6 | 17.4 | 0 | 2024-01-29 | 0.1 | 17.9 | 0 | 2023-01-29 | -1.5 | 19.5 | 0 | 2022-01-29 | -20.5 | 38.5 | 0 | 2021-01-29 | -14.6 | 32.6 | 0 | 2020-01-29 | -5.8 | 23.8 | 0 | 2019-01-29 | -3.4 | 21.4 | 0 | 2018-01-29 | -3.1 | 21.1 | 0 | 2017-01-29 | -3.8 | 21.8 | 0 | 2016-01-29 | -5 | 23 | 0 | 23.7 | 0
2025-01-29 | 0.2 | 17.8 | 0 | 2024-01-29 | -0.1 | 18.1 | 0 | 2023-01-29 | -1 | 19 | 0 | 2022-01-29 | -20.8 | 38.8 | 0 | 2021-01-29 | -13.3 | 31.3 | 0 | 2020-01-29 | -6.6 | 24.6 | 0 | 2019-01-29 | -4.4 | 22.4 | 0 | 2018-01-29 | -3.4 | 21.4 | 0 | 2017-01-29 | -3.8 | 21.8 | 0 | 2016-01-29 | -5.9 | 23.9 | 0 | 23.91 | 0
2025-01-29 | -0.1 | 18.1 | 0 | 2024-01-29 | -0.3 | 18.3 | 0 | 2023-01-29 | 0.2 | 17.8 | 0 | 2022-01-29 | -20.6 | 38.6 | 0 | 2021-01-29 | -13.4 | 31.4 | 0 | 2020-01-29 | -6.7 | 24.7 | 0 | 2019-01-29 | -6.1 | 24.1 | 0 | 2018-01-29 | -3.4 | 21.4 | 0 | 2017-01-29 | -4 | 22 | 0 | 2016-01-29 | -6.6 | 24.6 | 0 | 24.1 | 0
2025-01-29 | -0.8 | 18.8 | 0 | 2024-01-29 | -0.3 | 18.3 | 0 | 2023-01-29 | -0.2 | 18.2 | 0 | 2022-01-29 | -19.4 | 37.4 | 0 | 2021-01-29 | -11.9 | 29.9 | 0 | 2020-01-29 | -6.6 | 24.6 | 0 | 2019-01-29 | -6.6 | 24.6 | 0 | 2018-01-29 | -3.4 | 21.4 | 0 | 2017-01-29 | -4.2 | 22.2 | 0 | 2016-01-29 | -7.2 | 25.2 | 0 | 24.06 | 0
2025-01-29 | -1.9 | 19.9 | 0 | 2024-01-29 | -0.1 | 18.1 | 0 | 2023-01-29 | -1.3 | 19.3 | 0 | 2022-01-29 | -17.3 | 35.3 | 0 | 2021-01-29 | -11.6 | 29.6 | 0 | 2020-01-29 | -6.3 | 24.3 | 0 | 2019-01-29 | -7 | 25 | 0 | 2018-01-29 | -3.2 | 21.2 | 0 | 2017-01-29 | -3.6 | 21.6 | 0 | 2016-01-29 | -7.9 | 25.9 | 0 | 24.02 | 0
2025-01-29 | -1.8 | 19.8 | 0 | 2024-01-29 | 0.3 | 17.7 | 0 | 2023-01-29 | -2.7 | 20.7 | 0 | 2022-01-29 | -15.4 | 33.4 | 0 | 2021-01-29 | -11.2 | 29.2 | 0 | 2020-01-29 | -5.2 | 23.2 | 0 | 2019-01-29 | -6.7 | 24.7 | 0 | 2018-01-29 | -2.6 | 20.6 | 0 | 2017-01-29 | -3.2 | 21.2 | 0 | 2016-01-29 | -7.2 | 25.2 | 0 | 23.57 | 0
2025-01-29 | -2.1 | 20.1 | 0 | 2024-01-29 | 1 | 17 | 0 | 2023-01-29 | -2.6 | 20.6 | 0 | 2022-01-29 | -14.4 | 32.4 | 0 | 2021-01-29 | -10.9 | 28.9 | 0 | 2020-01-29 | -5.2 | 23.2 | 0 | 2019-01-29 | -6.9 | 24.9 | 0 | 2018-01-29 | -2.5 | 20.5 | 0 | 2017-01-29 | -2.8 | 20.8 | 0 | 2016-01-29 | -6.6 | 24.6 | 0 | 23.3 | 0
2025-01-29 | -3.7 | 21.7 | 0 | 2024-01-29 | 2 | 16 | 0 | 2023-01-29 | -2.1 | 20.1 | 0 | 2022-01-29 | -13.2 | 31.2 | 0 | 2021-01-29 | -10.3 | 28.3 | 0 | 2020-01-29 | -4.3 | 22.3 | 0 | 2019-01-29 | -7 | 25 | 0 | 2018-01-29 | -2.2 | 20.2 | 0 | 2017-01-29 | -3.7 | 21.7 | 0 | 2016-01-29 | -5.9 | 23.9 | 0 | 23.04 | 0
2025-01-29 | -4 | 22 | 0 | 2024-01-29 | 2.7 | 15.3 | 0 | 2023-01-29 | -2 | 20 | 0 | 2022-01-29 | -12.4 | 30.4 | 0 | 2021-01-29 | -9.8 | 27.8 | 0 | 2020-01-29 | -3.3 | 21.3 | 0 | 2019-01-29 | -7 | 25 | 0 | 2018-01-29 | -2.5 | 20.5 | 0 | 2017-01-29 | -3.4 | 21.4 | 0 | 2016-01-29 | -5.3 | 23.3 | 0 | 22.7 | 0
2025-01-29 | -5.1 | 23.1 | 0 | 2024-01-29 | 3.7 | 14.3 | 0 | 2023-01-29 | -2 | 20 | 0 | 2022-01-29 | -11.9 | 29.9 | 0 | 2021-01-29 | -8.2 | 26.2 | 0 | 2020-01-29 | -3.1 | 21.1 | 0 | 2019-01-29 | -6.9 | 24.9 | 0 | 2018-01-29 | -3.5 | 21.5 | 0 | 2017-01-29 | -3.6 | 21.6 | 0 | 2016-01-29 | -5.1 | 23.1 | 0 | 22.57 | 0
2025-01-29 | -5.4 | 23.4 | 0 | 2024-01-29 | 3.9 | 14.1 | 0 | 2023-01-29 | -2.6 | 20.6 | 0 | 2022-01-29 | -11.7 | 29.7 | 0 | 2021-01-29 | -8.2 | 26.2 | 0 | 2020-01-29 | -2.9 | 20.9 | 0 | 2019-01-29 | -6.9 | 24.9 | 0 | 2018-01-29 | -3.9 | 21.9 | 0 | 2017-01-29 | -3.7 | 21.7 | 0 | 2016-01-29 | -5.7 | 23.7 | 0 | 22.71 | 0
2025-01-29 | -5.9 | 23.9 | 0 | 2024-01-29 | 2.8 | 15.2 | 0 | 2023-01-29 | -3.2 | 21.2 | 0 | 2022-01-29 | -11.9 | 29.9 | 0 | 2021-01-29 | -7.9 | 25.9 | 0 | 2020-01-29 | -3.8 | 21.8 | 0 | 2019-01-29 | -7.7 | 25.7 | 0 | 2018-01-29 | -4.4 | 22.4 | 0 | 2017-01-29 | -4.2 | 22.2 | 0 | 2016-01-29 | -6.6 | 24.6 | 0 | 23.28 | 0
2025-01-29 | -7.2 | 25.2 | 0 | 2024-01-29 | 1.2 | 16.8 | 0 | 2023-01-29 | -3.8 | 21.8 | 0 | 2022-01-29 | -12.3 | 30.3 | 0 | 2021-01-29 | -7.8 | 25.8 | 0 | 2020-01-29 | -4.8 | 22.8 | 0 | 2019-01-29 | -9.1 | 27.1 | 0 | 2018-01-29 | -4.6 | 22.6 | 0 | 2017-01-29 | -4.5 | 22.5 | 0 | 2016-01-29 | -7.6 | 25.6 | 0 | 24.05 | 0
2025-01-29 | -8.1 | 26.1 | 0 | 2024-01-29 | 0.4 | 17.6 | 0 | 2023-01-29 | -4.8 | 22.8 | 0 | 2022-01-29 | -12.9 | 30.9 | 0 | 2021-01-29 | -7.2 | 25.2 | 0 | 2020-01-29 | -5.3 | 23.3 | 0 | 2019-01-29 | -9.8 | 27.8 | 0 | 2018-01-29 | -5.2 | 23.2 | 0 | 2017-01-29 | -5 | 23 | 0 | 2016-01-29 | -8.1 | 26.1 | 0 | 24.6 | 0
2025-01-29 | -8.5 | 26.5 | 0 | 2024-01-29 | 0.2 | 17.8 | 0 | 2023-01-29 | -5.3 | 23.3 | 0 | 2022-01-29 | -14.1 | 32.1 | 0 | 2021-01-29 | -8.2 | 26.2 | 0 | 2020-01-29 | -5.9 | 23.9 | 0 | 2019-01-29 | -11.7 | 29.7 | 0 | 2018-01-29 | -5.6 | 23.6 | 0 | 2017-01-29 | -5.6 | 23.6 | 0 | 2016-01-29 | -8.5 | 26.5 | 0 | 25.32 | 0
2025-01-29 | -8.8 | 26.8 | 0 | 2024-01-29 | -1.1 | 19.1 | 0 | 2023-01-29 | -5.4 | 23.4 | 0 | 2022-01-29 | -16.7 | 34.7 | 0 | 2021-01-29 | -8.8 | 26.8 | 0 | 2020-01-29 | -5.8 | 23.8 | 0 | 2019-01-29 | -13.1 | 31.1 | 0 | 2018-01-29 | -5.8 | 23.8 | 0 | 2017-01-29 | -6.2 | 24.2 | 0 | 2016-01-29 | -9.1 | 27.1 | 0 | 26.08 | 0
2025-01-29 | -8.5 | 26.5 | 0 | 2024-01-29 | -1.8 | 19.8 | 0 | 2023-01-29 | -4.5 | 22.5 | 0 | 2022-01-29 | -16.8 | 34.8 | 0 | 2021-01-29 | -8.7 | 26.7 | 0 | 2020-01-29 | -7 | 25 | 0 | 2019-01-29 | -14.3 | 32.3 | 0 | 2018-01-29 | -5.8 | 23.8 | 0 | 2017-01-29 | -6.5 | 24.5 | 0 | 2016-01-29 | -8.8 | 26.8 | 0 | 26.27 | 0
2025-01-29 | -8.2 | 26.2 | 0 | 2024-01-29 | -0.9 | 18.9 | 0 | 2023-01-29 | -5.3 | 23.3 | 0 | 2022-01-29 | -15 | 33 | 0 | 2021-01-29 | -8.8 | 26.8 | 0 | 2020-01-29 | -7.3 | 25.3 | 0 | 2019-01-29 | -14.9 | 32.9 | 0 | 2018-01-29 | -6.3 | 24.3 | 0 | 2017-01-29 | -6.7 | 24.7 | 0 | 2016-01-29 | -9.1 | 27.1 | 0 | 26.25 | 0
2025-01-30 | -7.9 | 25.9 | 0 | 2024-01-30 | 0.2 | 17.8 | 0 | 2023-01-30 | -6.5 | 24.5 | 0 | 2022-01-30 | -15.1 | 33.1 | 0 | 2021-01-30 | -10.2 | 28.2 | 0 | 2020-01-30 | -7.6 | 25.6 | 0 | 2019-01-30 | -15.3 | 33.3 | 0 | 2018-01-30 | -6.4 | 24.4 | 0 | 2017-01-30 | -6.9 | 24.9 | 0 | 2016-01-30 | -8.8 | 26.8 | 0 | 26.45 | 0
2025-01-30 | -7.8 | 25.8 | 0 | 2024-01-30 | 0.5 | 17.5 | 0 | 2023-01-30 | -7.2 | 25.2 | 0 | 2022-01-30 | -13.9 | 31.9 | 0 | 2021-01-30 | -10.7 | 28.7 | 0 | 2020-01-30 | -7.9 | 25.9 | 0 | 2019-01-30 | -15.4 | 33.4 | 0 | 2018-01-30 | -6.6 | 24.6 | 0 | 2017-01-30 | -7 | 25 | 0 | 2016-01-30 | -8.3 | 26.3 | 0 | 26.43 | 0
2025-01-30 | -8.4 | 26.4 | 0 | 2024-01-30 | 0.2 | 17.8 | 0 | 2023-01-30 | -7.9 | 25.9 | 0 | 2022-01-30 | -13.3 | 31.3 | 0 | 2021-01-30 | -11.3 | 29.3 | 0 | 2020-01-30 | -7.8 | 25.8 | 0 | 2019-01-30 | -16.4 | 34.4 | 0 | 2018-01-30 | -7.6 | 25.6 | 0 | 2017-01-30 | -7.7 | 25.7 | 0 | 2016-01-30 | -7.8 | 25.8 | 0 | 26.8 | 0
2025-01-30 | -9.1 | 27.1 | 0 | 2024-01-30 | -0.3 | 18.3 | 0 | 2023-01-30 | -9.2 | 27.2 | 0 | 2022-01-30 | -12.3 | 30.3 | 0 | 2021-01-30 | -11.7 | 29.7 | 0 | 2020-01-30 | -8 | 26 | 0 | 2019-01-30 | -17 | 35 | 0 | 2018-01-30 | -8.1 | 26.1 | 0 | 2017-01-30 | -8.2 | 26.2 | 0 | 2016-01-30 | -6.8 | 24.8 | 0 | 27.07 | 0
2025-01-30 | -8.9 | 26.9 | 0 | 2024-01-30 | 0.1 | 17.9 | 0 | 2023-01-30 | -9.1 | 27.1 | 0 | 2022-01-30 | -11.5 | 29.5 | 0 | 2021-01-30 | -11.4 | 29.4 | 0 | 2020-01-30 | -7.8 | 25.8 | 0 | 2019-01-30 | -17.9 | 35.9 | 0 | 2018-01-30 | -9.1 | 27.1 | 0 | 2017-01-30 | -9.8 | 27.8 | 0 | 2016-01-30 | -5.7 | 23.7 | 0 | 27.11 | 0
2025-01-30 | -8.3 | 26.3 | 0 | 2024-01-30 | 0.4 | 17.6 | 0 | 2023-01-30 | -8 | 26 | 0 | 2022-01-30 | -11.1 | 29.1 | 0 | 2021-01-30 | -12.2 | 30.2 | 0 | 2020-01-30 | -6.9 | 24.9 | 0 | 2019-01-30 | -18.4 | 36.4 | 0 | 2018-01-30 | -9.8 | 27.8 | 0 | 2017-01-30 | -9.8 | 27.8 | 0 | 2016-01-30 | -5.1 | 23.1 | 0 | 26.92 | 0
2025-01-30 | -7.5 | 25.5 | 0 | 2024-01-30 | 0.5 | 17.5 | 0 | 2023-01-30 | -7.8 | 25.8 | 0 | 2022-01-30 | -11.2 | 29.2 | 0 | 2021-01-30 | -12.6 | 30.6 | 0 | 2020-01-30 | -6 | 24 | 0 | 2019-01-30 | -19.1 | 37.1 | 0 | 2018-01-30 | -10.3 | 28.3 | 0 | 2017-01-30 | -10.6 | 28.6 | 0 | 2016-01-30 | -4.3 | 22.3 | 0 | 26.89 | 0
2025-01-30 | -7.5 | 25.5 | 0 | 2024-01-30 | 0.5 | 17.5 | 0 | 2023-01-30 | -6.9 | 24.9 | 0 | 2022-01-30 | -11.4 | 29.4 | 0 | 2021-01-30 | -12.7 | 30.7 | 0 | 2020-01-30 | -5.1 | 23.1 | 0 | 2019-01-30 | -19.2 | 37.2 | 0 | 2018-01-30 | -11.2 | 29.2 | 0 | 2017-01-30 | -10.8 | 28.8 | 0 | 2016-01-30 | -2.7 | 20.7 | 0 | 26.7 | 0
2025-01-30 | -7 | 25 | 0 | 2024-01-30 | 0.9 | 17.1 | 0 | 2023-01-30 | -6.6 | 24.6 | 0 | 2022-01-30 | -10.8 | 28.8 | 0 | 2021-01-30 | -12.9 | 30.9 | 0 | 2020-01-30 | -4.9 | 22.9 | 0 | 2019-01-30 | -20 | 38 | 0 | 2018-01-30 | -11.8 | 29.8 | 0 | 2017-01-30 | -10.8 | 28.8 | 0 | 2016-01-30 | -1.3 | 19.3 | 0 | 26.52 | 0
2025-01-30 | -6.4 | 24.4 | 0 | 2024-01-30 | 1.2 | 16.8 | 0 | 2023-01-30 | -5.8 | 23.8 | 0 | 2022-01-30 | -10.1 | 28.1 | 0 | 2021-01-30 | -12 | 30 | 0 | 2020-01-30 | -4.4 | 22.4 | 0 | 2019-01-30 | -18.6 | 36.6 | 0 | 2018-01-30 | -11.7 | 29.7 | 0 | 2017-01-30 | -10.4 | 28.4 | 0 | 2016-01-30 | 0 | 18 | 0 | 25.82 | 0
2025-01-30 | -4.9 | 22.9 | 0 | 2024-01-30 | 1.4 | 16.6 | 0 | 2023-01-30 | -5 | 23 | 0 | 2022-01-30 | -9.2 | 27.2 | 0 | 2021-01-30 | -9.5 | 27.5 | 0 | 2020-01-30 | -3.8 | 21.8 | 0 | 2019-01-30 | -18 | 36 | 0 | 2018-01-30 | -10.7 | 28.7 | 0 | 2017-01-30 | -9.5 | 27.5 | 0 | 2016-01-30 | 1 | 17 | 0 | 24.82 | 0
2025-01-30 | -4 | 22 | 0 | 2024-01-30 | 1.7 | 16.3 | 0 | 2023-01-30 | -4.4 | 22.4 | 0 | 2022-01-30 | -7.9 | 25.9 | 0 | 2021-01-30 | -7.5 | 25.5 | 0 | 2020-01-30 | -3.6 | 21.6 | 0 | 2019-01-30 | -17.6 | 35.6 | 0 | 2018-01-30 | -10.2 | 28.2 | 0 | 2017-01-30 | -8.3 | 26.3 | 0 | 2016-01-30 | 2.6 | 15.4 | 0 | 23.92 | 0
2025-01-30 | -3 | 21 | 0 | 2024-01-30 | 1.6 | 16.4 | 0 | 2023-01-30 | -3.9 | 21.9 | 0 | 2022-01-30 | -6.5 | 24.5 | 0 | 2021-01-30 | -5.9 | 23.9 | 0 | 2020-01-30 | -3.1 | 21.1 | 0 | 2019-01-30 | -17.1 | 35.1 | 0 | 2018-01-30 | -9.7 | 27.7 | 0 | 2017-01-30 | -7.7 | 25.7 | 0 | 2016-01-30 | 3.7 | 14.3 | 0 | 23.16 | 0
2025-01-30 | -2.4 | 20.4 | 0 | 2024-01-30 | 1.8 | 16.2 | 0 | 2023-01-30 | -3.3 | 21.3 | 0 | 2022-01-30 | -5.8 | 23.8 | 0 | 2021-01-30 | -4.6 | 22.6 | 0 | 2020-01-30 | -2.2 | 20.2 | 0 | 2019-01-30 | -16.9 | 34.9 | 0 | 2018-01-30 | -9 | 27 | 0 | 2017-01-30 | -6 | 24 | 0 | 2016-01-30 | 5.8 | 12.2 | 0 | 22.26 | 0
2025-01-30 | -1.7 | 19.7 | 0 | 2024-01-30 | 1.9 | 16.1 | 0 | 2023-01-30 | -2.6 | 20.6 | 0 | 2022-01-30 | -5.4 | 23.4 | 0 | 2021-01-30 | -3.4 | 21.4 | 0 | 2020-01-30 | -2.3 | 20.3 | 0 | 2019-01-30 | -17.3 | 35.3 | 0 | 2018-01-30 | -8.3 | 26.3 | 0 | 2017-01-30 | -5.5 | 23.5 | 0 | 2016-01-30 | 5.1 | 12.9 | 0 | 21.95 | 0
2025-01-30 | -1.4 | 19.4 | 0 | 2024-01-30 | 1.8 | 16.2 | 0 | 2023-01-30 | -2.5 | 20.5 | 0 | 2022-01-30 | -5.1 | 23.1 | 0 | 2021-01-30 | -2.2 | 20.2 | 0 | 2020-01-30 | -2.3 | 20.3 | 0 | 2019-01-30 | -17.6 | 35.6 | 0 | 2018-01-30 | -8.6 | 26.6 | 0 | 2017-01-30 | -5.5 | 23.5 | 0 | 2016-01-30 | 5.1 | 12.9 | 0 | 21.83 | 0
2025-01-30 | -1.1 | 19.1 | 0 | 2024-01-30 | 1.8 | 16.2 | 0 | 2023-01-30 | -2.6 | 20.6 | 0 | 2022-01-30 | -5.1 | 23.1 | 0 | 2021-01-30 | -2.4 | 20.4 | 0 | 2020-01-30 | -2.6 | 20.6 | 0 | 2019-01-30 | -17.9 | 35.9 | 0 | 2018-01-30 | -8.8 | 26.8 | 0 | 2017-01-30 | -4.9 | 22.9 | 0 | 2016-01-30 | 5.3 | 12.7 | 0 | 21.83 | 0
2025-01-30 | -1 | 19 | 0 | 2024-01-30 | 1.7 | 16.3 | 0 | 2023-01-30 | -2.8 | 20.8 | 0 | 2022-01-30 | -5.1 | 23.1 | 0 | 2021-01-30 | -3.5 | 21.5 | 0 | 2020-01-30 | -2.2 | 20.2 | 0 | 2019-01-30 | -18.3 | 36.3 | 0 | 2018-01-30 | -9.4 | 27.4 | 0 | 2017-01-30 | -5.5 | 23.5 | 0 | 2016-01-30 | 4.3 | 13.7 | 0 | 22.18 | 0
2025-01-30 | -1.4 | 19.4 | 0 | 2024-01-30 | 1.7 | 16.3 | 0 | 2023-01-30 | -3.1 | 21.1 | 0 | 2022-01-30 | -5.6 | 23.6 | 0 | 2021-01-30 | -4.1 | 22.1 | 0 | 2020-01-30 | -2.4 | 20.4 | 0 | 2019-01-30 | -18.6 | 36.6 | 0 | 2018-01-30 | -10.6 | 28.6 | 0 | 2017-01-30 | -6.2 | 24.2 | 0 | 2016-01-30 | 4.6 | 13.4 | 0 | 22.57 | 0
2025-01-30 | -1.2 | 19.2 | 0 | 2024-01-30 | 1.8 | 16.2 | 0 | 2023-01-30 | -4.1 | 22.1 | 0 | 2022-01-30 | -5.9 | 23.9 | 0 | 2021-01-30 | -4.4 | 22.4 | 0 | 2020-01-30 | -2.5 | 20.5 | 0 | 2019-01-30 | -19.2 | 37.2 | 0 | 2018-01-30 | -11.2 | 29.2 | 0 | 2017-01-30 | -6.6 | 24.6 | 0 | 2016-01-30 | 4 | 14 | 0 | 22.93 | 0
2025-01-30 | -1.2 | 19.2 | 0 | 2024-01-30 | 1.8 | 16.2 | 0 | 2023-01-30 | -5.6 | 23.6 | 0 | 2022-01-30 | -6.2 | 24.2 | 0 | 2021-01-30 | -6.2 | 24.2 | 0 | 2020-01-30 | -2.5 | 20.5 | 0 | 2019-01-30 | -20.4 | 38.4 | 0 | 2018-01-30 | -11.7 | 29.7 | 0 | 2017-01-30 | -6.6 | 24.6 | 0 | 2016-01-30 | 3.9 | 14.1 | 0 | 23.47 | 0
2025-01-30 | -0.7 | 18.7 | 0 | 2024-01-30 | 1.9 | 16.1 | 0 | 2023-01-30 | -6.5 | 24.5 | 0 | 2022-01-30 | -6.2 | 24.2 | 0 | 2021-01-30 | -8.2 | 26.2 | 0 | 2020-01-30 | -2.6 | 20.6 | 0 | 2019-01-30 | -20.8 | 38.8 | 0 | 2018-01-30 | -12.2 | 30.2 | 0 | 2017-01-30 | -5.9 | 23.9 | 0 | 2016-01-30 | 3.9 | 14.1 | 0 | 23.73 | 0
2025-01-30 | -0.6 | 18.6 | 0 | 2024-01-30 | 1.9 | 16.1 | 0 | 2023-01-30 | -6.9 | 24.9 | 0 | 2022-01-30 | -6.4 | 24.4 | 0 | 2021-01-30 | -9.1 | 27.1 | 0 | 2020-01-30 | -2.6 | 20.6 | 0 | 2019-01-30 | -21.4 | 39.4 | 0 | 2018-01-30 | -13.9 | 31.9 | 0 | 2017-01-30 | -6.3 | 24.3 | 0 | 2016-01-30 | 2.5 | 15.5 | 0 | 24.28 | 0
2025-01-30 | -0.7 | 18.7 | 0 | 2024-01-30 | 1.9 | 16.1 | 0 | 2023-01-30 | -7 | 25 | 0 | 2022-01-30 | -6.8 | 24.8 | 0 | 2021-01-30 | -8.6 | 26.6 | 0 | 2020-01-30 | -2.9 | 20.9 | 0 | 2019-01-30 | -22 | 40 | 0 | 2018-01-30 | -14 | 32 | 0 | 2017-01-30 | -6.9 | 24.9 | 0 | 2016-01-30 | 2.3 | 15.7 | 0 | 24.47 | 0
2025-01-31 | -2.2 | 20.2 | 0 | 2024-01-31 | 1.7 | 16.3 | 0 | 2023-01-31 | -7.4 | 25.4 | 0 | 2022-01-31 | -6.4 | 24.4 | 0 | 2021-01-31 | -9.8 | 27.8 | 0 | 2020-01-31 | -3 | 21 | 0 | 2019-01-31 | -22.3 | 40.3 | 0 | 2018-01-31 | -13.4 | 31.4 | 0 | 2017-01-31 | -6.2 | 24.2 | 0 | 2016-01-31 | 1.7 | 16.3 | 0 | 24.73 | 0
2025-01-31 | -2.2 | 20.2 | 0 | 2024-01-31 | 1.8 | 16.2 | 0 | 2023-01-31 | -7.5 | 25.5 | 0 | 2022-01-31 | -6.7 | 24.7 | 0 | 2021-01-31 | -10.4 | 28.4 | 0 | 2020-01-31 | -3 | 21 | 0 | 2019-01-31 | -22.6 | 40.6 | 0 | 2018-01-31 | -14.4 | 32.4 | 0 | 2017-01-31 | -6 | 24 | 0 | 2016-01-31 | 2 | 16 | 0 | 24.9 | 0
2025-01-31 | -3 | 21 | 0 | 2024-01-31 | 1.6 | 16.4 | 0 | 2023-01-31 | -8.2 | 26.2 | 0 | 2022-01-31 | -7 | 25 | 0 | 2021-01-31 | -10.1 | 28.1 | 0 | 2020-01-31 | -3.1 | 21.1 | 0 | 2019-01-31 | -22.6 | 40.6 | 0 | 2018-01-31 | -13.5 | 31.5 | 0 | 2017-01-31 | -5.8 | 23.8 | 0 | 2016-01-31 | 2.3 | 15.7 | 0 | 24.94 | 0
2025-01-31 | -1.5 | 19.5 | 0 | 2024-01-31 | 1.6 | 16.4 | 0 | 2023-01-31 | -7.9 | 25.9 | 0 | 2022-01-31 | -6.7 | 24.7 | 0 | 2021-01-31 | -10 | 28 | 0 | 2020-01-31 | -3 | 21 | 0 | 2019-01-31 | -22.4 | 40.4 | 0 | 2018-01-31 | -13.1 | 31.1 | 0 | 2017-01-31 | -5.7 | 23.7 | 0 | 2016-01-31 | 1 | 17 | 0 | 24.77 | 0
2025-01-31 | -1.4 | 19.4 | 0 | 2024-01-31 | 1.4 | 16.6 | 0 | 2023-01-31 | -7.8 | 25.8 | 0 | 2022-01-31 | -6.6 | 24.6 | 0 | 2021-01-31 | -8.2 | 26.2 | 0 | 2020-01-31 | -3 | 21 | 0 | 2019-01-31 | -22.2 | 40.2 | 0 | 2018-01-31 | -12.3 | 30.3 | 0 | 2017-01-31 | -4.3 | 22.3 | 0 | 2016-01-31 | 1.3 | 16.7 | 0 | 24.31 | 0
2025-01-31 | -1.4 | 19.4 | 0 | 2024-01-31 | 1.3 | 16.7 | 0 | 2023-01-31 | -9.2 | 27.2 | 0 | 2022-01-31 | -6.5 | 24.5 | 0 | 2021-01-31 | -7.2 | 25.2 | 0 | 2020-01-31 | -3 | 21 | 0 | 2019-01-31 | -21.9 | 39.9 | 0 | 2018-01-31 | -12 | 30 | 0 | 2017-01-31 | -4.3 | 22.3 | 0 | 2016-01-31 | 1.7 | 16.3 | 0 | 24.25 | 0
2025-01-31 | -1.5 | 19.5 | 0 | 2024-01-31 | 1.2 | 16.8 | 0 | 2023-01-31 | -9.9 | 27.9 | 0 | 2022-01-31 | -6.6 | 24.6 | 0 | 2021-01-31 | -6.6 | 24.6 | 0 | 2020-01-31 | -2.9 | 20.9 | 0 | 2019-01-31 | -21.3 | 39.3 | 0 | 2018-01-31 | -9.5 | 27.5 | 0 | 2017-01-31 | -4 | 22 | 0 | 2016-01-31 | 2.1 | 15.9 | 0 | 23.9 | 0
2025-01-31 | -0.7 | 18.7 | 0 | 2024-01-31 | 1.8 | 16.2 | 0 | 2023-01-31 | -10.2 | 28.2 | 0 | 2022-01-31 | -6.6 | 24.6 | 0 | 2021-01-31 | -6.1 | 24.1 | 0 | 2020-01-31 | -3 | 21 | 0 | 2019-01-31 | -20.9 | 38.9 | 0 | 2018-01-31 | -7.6 | 25.6 | 0 | 2017-01-31 | -3.8 | 21.8 | 0 | 2016-01-31 | 3.4 | 14.6 | 0 | 23.37 | 0
2025-01-31 | -0.7 | 18.7 | 0 | 2024-01-31 | 1.1 | 16.9 | 0 | 2023-01-31 | -10.1 | 28.1 | 0 | 2022-01-31 | -6.4 | 24.4 | 0 | 2021-01-31 | -6.2 | 24.2 | 0 | 2020-01-31 | -3.5 | 21.5 | 0 | 2019-01-31 | -21.4 | 39.4 | 0 | 2018-01-31 | -6.6 | 24.6 | 0 | 2017-01-31 | -3.5 | 21.5 | 0 | 2016-01-31 | 2.8 | 15.2 | 0 | 23.45 | 0
2025-01-31 | -0.4 | 18.4 | 0 | 2024-01-31 | 1.9 | 16.1 | 0 | 2023-01-31 | -8.9 | 26.9 | 0 | 2022-01-31 | -6.6 | 24.6 | 0 | 2021-01-31 | -6.1 | 24.1 | 0 | 2020-01-31 | -2.1 | 20.1 | 0 | 2019-01-31 | -20.6 | 38.6 | 0 | 2018-01-31 | -6.5 | 24.5 | 0 | 2017-01-31 | -3.2 | 21.2 | 0 | 2016-01-31 | 4 | 14 | 0 | 22.85 | 0
2025-01-31 | 0.2 | 17.8 | 0 | 2024-01-31 | 2.9 | 15.1 | 0 | 2023-01-31 | -7.9 | 25.9 | 0 | 2022-01-31 | -4.7 | 22.7 | 0 | 2021-01-31 | -5.7 | 23.7 | 0 | 2020-01-31 | -1.2 | 19.2 | 0 | 2019-01-31 | -19.2 | 37.2 | 0 | 2018-01-31 | -6.2 | 24.2 | 0 | 2017-01-31 | -3 | 21 | 0 | 2016-01-31 | 4.2 | 13.8 | 0 | 22.06 | 0
2025-01-31 | 0.7 | 17.3 | 0 | 2024-01-31 | 4.2 | 13.8 | 0 | 2023-01-31 | -7.2 | 25.2 | 0 | 2022-01-31 | -3.3 | 21.3 | 0 | 2021-01-31 | -5.8 | 23.8 | 0 | 2020-01-31 | -1.4 | 19.4 | 0 | 2019-01-31 | -17.3 | 35.3 | 0 | 2018-01-31 | -5.2 | 23.2 | 0 | 2017-01-31 | -2.8 | 20.8 | 0 | 2016-01-31 | 5.5 | 12.5 | 0 | 21.26 | 0
2025-01-31 | 1.2 | 16.8 | 0 | 2024-01-31 | 4.8 | 13.2 | 0 | 2023-01-31 | -6.3 | 24.3 | 0 | 2022-01-31 | -2.8 | 20.8 | 0 | 2021-01-31 | -5.7 | 23.7 | 0 | 2020-01-31 | -1.3 | 19.3 | 0 | 2019-01-31 | -15.6 | 33.6 | 0 | 2018-01-31 | -4.2 | 22.2 | 0 | 2017-01-31 | -2.8 | 20.8 | 0 | 2016-01-31 | 7.7 | 10.3 | 0 | 20.5 | 0
2025-01-31 | 1.3 | 16.7 | 0 | 2024-01-31 | 4 | 14 | 0 | 2023-01-31 | -6.1 | 24.1 | 0 | 2022-01-31 | -1.7 | 19.7 | 0 | 2021-01-31 | -5.7 | 23.7 | 0 | 2020-01-31 | -1 | 19 | 0 | 2019-01-31 | -14.8 | 32.8 | 0 | 2018-01-31 | -2.9 | 20.9 | 0 | 2017-01-31 | -3 | 21 | 0 | 2016-01-31 | 9.6 | 8.4 | 0 | 20.03 | 0
2025-01-31 | 1.3 | 16.7 | 0 | 2024-01-31 | 3.9 | 14.1 | 0 | 2023-01-31 | -5.9 | 23.9 | 0 | 2022-01-31 | -1.5 | 19.5 | 0 | 2021-01-31 | -5.6 | 23.6 | 0 | 2020-01-31 | -0.8 | 18.8 | 0 | 2019-01-31 | -14.6 | 32.6 | 0 | 2018-01-31 | -1.8 | 19.8 | 0 | 2017-01-31 | -2.8 | 20.8 | 0 | 2016-01-31 | 9.6 | 8.4 | 0 | 19.82 | 0
2025-01-31 | 1.1 | 16.9 | 0 | 2024-01-31 | 3.3 | 14.7 | 0 | 2023-01-31 | -6.7 | 24.7 | 0 | 2022-01-31 | -1.9 | 19.9 | 0 | 2021-01-31 | -5.5 | 23.5 | 0 | 2020-01-31 | -0.3 | 18.3 | 0 | 2019-01-31 | -14.8 | 32.8 | 0 | 2018-01-31 | -0.2 | 18.2 | 0 | 2017-01-31 | -2.5 | 20.5 | 0 | 2016-01-31 | 9.2 | 8.8 | 0 | 19.83 | 0
2025-01-31 | 0.5 | 17.5 | 0 | 2024-01-31 | 3 | 15 | 0 | 2023-01-31 | -6.7 | 24.7 | 0 | 2022-01-31 | -1.6 | 19.6 | 0 | 2021-01-31 | -5.2 | 23.2 | 0 | 2020-01-31 | -0.7 | 18.7 | 0 | 2019-01-31 | -15.1 | 33.1 | 0 | 2018-01-31 | 0.2 | 17.8 | 0 | 2017-01-31 | -2.2 | 20.2 | 0 | 2016-01-31 | 7.2 | 10.8 | 0 | 20.06 | 0
2025-01-31 | -0.2 | 18.2 | 0 | 2024-01-31 | 2.3 | 15.7 | 0 | 2023-01-31 | -7.6 | 25.6 | 0 | 2022-01-31 | -1.7 | 19.7 | 0 | 2021-01-31 | -5.6 | 23.6 | 0 | 2020-01-31 | -0.7 | 18.7 | 0 | 2019-01-31 | -15.8 | 33.8 | 0 | 2018-01-31 | 0.4 | 17.6 | 0 | 2017-01-31 | -2.7 | 20.7 | 0 | 2016-01-31 | 6.1 | 11.9 | 0 | 20.55 | 0
2025-01-31 | -0.3 | 18.3 | 0 | 2024-01-31 | 1.9 | 16.1 | 0 | 2023-01-31 | -8.1 | 26.1 | 0 | 2022-01-31 | -2.6 | 20.6 | 0 | 2021-01-31 | -6.3 | 24.3 | 0 | 2020-01-31 | -1 | 19 | 0 | 2019-01-31 | -16.5 | 34.5 | 0 | 2018-01-31 | 0.9 | 17.1 | 0 | 2017-01-31 | -2.8 | 20.8 | 0 | 2016-01-31 | 5.9 | 12.1 | 0 | 20.89 | 0
2025-01-31 | -0.3 | 18.3 | 0 | 2024-01-31 | 1.7 | 16.3 | 0 | 2023-01-31 | -8.4 | 26.4 | 0 | 2022-01-31 | -3 | 21 | 0 | 2021-01-31 | -6.7 | 24.7 | 0 | 2020-01-31 | -1.9 | 19.9 | 0 | 2019-01-31 | -17.1 | 35.1 | 0 | 2018-01-31 | 1.4 | 16.6 | 0 | 2017-01-31 | -3.1 | 21.1 | 0 | 2016-01-31 | 6 | 12 | 0 | 21.14 | 0
2025-01-31 | -0.1 | 18.1 | 0 | 2024-01-31 | 1.8 | 16.2 | 0 | 2023-01-31 | -8.7 | 26.7 | 0 | 2022-01-31 | -3.5 | 21.5 | 0 | 2021-01-31 | -6.9 | 24.9 | 0 | 2020-01-31 | -2 | 20 | 0 | 2019-01-31 | -17.5 | 35.5 | 0 | 2018-01-31 | 1.8 | 16.2 | 0 | 2017-01-31 | -3.3 | 21.3 | 0 | 2016-01-31 | 6.5 | 11.5 | 0 | 21.19 | 0
2025-01-31 | -0.6 | 18.6 | 0 | 2024-01-31 | 2 | 16 | 0 | 2023-01-31 | -9.1 | 27.1 | 0 | 2022-01-31 | -3.8 | 21.8 | 0 | 2021-01-31 | -7.4 | 25.4 | 0 | 2020-01-31 | -2.6 | 20.6 | 0 | 2019-01-31 | -17.6 | 35.6 | 0 | 2018-01-31 | 2.1 | 15.9 | 0 | 2017-01-31 | -3.5 | 21.5 | 0 | 2016-01-31 | 9.1 | 8.9 | 0 | 21.14 | 0
2025-01-31 | -2.2 | 20.2 | 0 | 2024-01-31 | 2.1 | 15.9 | 0 | 2023-01-31 | -10.6 | 28.6 | 0 | 2022-01-31 | -3.8 | 21.8 | 0 | 2021-01-31 | -7.6 | 25.6 | 0 | 2020-01-31 | -2.6 | 20.6 | 0 | 2019-01-31 | -18 | 36 | 0 | 2018-01-31 | 1.8 | 16.2 | 0 | 2017-01-31 | -3.6 | 21.6 | 0 | 2016-01-31 | 10 | 8 | 0 | 21.45 | 0
2025-01-31 | -4.4 | 22.4 | 0 | 2024-01-31 | 2 | 16 | 0 | 2023-01-31 | -10.7 | 28.7 | 0 | 2022-01-31 | -3.4 | 21.4 | 0 | 2021-01-31 | -8.1 | 26.1 | 0 | 2020-01-31 | -2.6 | 20.6 | 0 | 2019-01-31 | -18.7 | 36.7 | 0 | 2018-01-31 | 1.4 | 16.6 | 0 | 2017-01-31 | -3.8 | 21.8 | 0 | 2016-01-31 | 10.3 | 7.7 | 0 | 21.8 | 0
2025-02-01 | -8.1 | 26.1 | 0 | 2024-02-01 | 2.1 | 15.9 | 0 | 2023-02-01 | -12 | 30 | 0 | 2022-02-01 | -3.1 | 21.1 | 0 | 2021-02-01 | -8.5 | 26.5 | 0 | 2020-02-01 | -2.7 | 20.7 | 0 | 2019-02-01 | -18.6 | 36.6 | 0 | 2018-02-01 | 0.8 | 17.2 | 0 | 2017-02-01 | -3.8 | 21.8 | 0 | 2016-02-01 | 10.4 | 7.6 | 0 | 22.35 | 0
2025-02-01 | -10.3 | 28.3 | 0 | 2024-02-01 | 2.3 | 15.7 | 0 | 2023-02-01 | -13.9 | 31.9 | 0 | 2022-02-01 | -2.5 | 20.5 | 0 | 2021-02-01 | -9.4 | 27.4 | 0 | 2020-02-01 | -3.5 | 21.5 | 0 | 2019-02-01 | -18.8 | 36.8 | 0 | 2018-02-01 | 0 | 18 | 0 | 2017-02-01 | -4.5 | 22.5 | 0 | 2016-02-01 | 8.9 | 9.1 | 0 | 23.17 | 0
2025-02-01 | -11.8 | 29.8 | 0 | 2024-02-01 | 2.5 | 15.5 | 0 | 2023-02-01 | -13.2 | 31.2 | 0 | 2022-02-01 | -2.9 | 20.9 | 0 | 2021-02-01 | -9.9 | 27.9 | 0 | 2020-02-01 | -3.8 | 21.8 | 0 | 2019-02-01 | -18.8 | 36.8 | 0 | 2018-02-01 | -0.4 | 18.4 | 0 | 2017-02-01 | -4.4 | 22.4 | 0 | 2016-02-01 | 7.2 | 10.8 | 0 | 23.55 | 0
2025-02-01 | -12.2 | 30.2 | 0 | 2024-02-01 | 2.4 | 15.6 | 0 | 2023-02-01 | -13.5 | 31.5 | 0 | 2022-02-01 | -3.4 | 21.4 | 0 | 2021-02-01 | -9.9 | 27.9 | 0 | 2020-02-01 | -3.8 | 21.8 | 0 | 2019-02-01 | -18.8 | 36.8 | 0 | 2018-02-01 | -1 | 19 | 0 | 2017-02-01 | -3.1 | 21.1 | 0 | 2016-02-01 | 4.7 | 13.3 | 0 | 23.86 | 0
2025-02-01 | -12.7 | 30.7 | 0 | 2024-02-01 | 2.6 | 15.4 | 0 | 2023-02-01 | -13.2 | 31.2 | 0 | 2022-02-01 | -6.3 | 24.3 | 0 | 2021-02-01 | -10 | 28 | 0 | 2020-02-01 | -3.4 | 21.4 | 0 | 2019-02-01 | -18.8 | 36.8 | 0 | 2018-02-01 | -1.2 | 19.2 | 0 | 2017-02-01 | -2.2 | 20.2 | 0 | 2016-02-01 | 3.8 | 14.2 | 0 | 24.14 | 0
2025-02-01 | -12.8 | 30.8 | 0 | 2024-02-01 | 2.4 | 15.6 | 0 | 2023-02-01 | -13 | 31 | 0 | 2022-02-01 | -4.8 | 22.8 | 0 | 2021-02-01 | -9.8 | 27.8 | 0 | 2020-02-01 | -3.2 | 21.2 | 0 | 2019-02-01 | -18.4 | 36.4 | 0 | 2018-02-01 | -0.8 | 18.8 | 0 | 2017-02-01 | -2 | 20 | 0 | 2016-02-01 | 3.4 | 14.6 | 0 | 23.9 | 0
2025-02-01 | -13.5 | 31.5 | 0 | 2024-02-01 | 2.6 | 15.4 | 0 | 2023-02-01 | -13.2 | 31.2 | 0 | 2022-02-01 | -6 | 24 | 0 | 2021-02-01 | -10.8 | 28.8 | 0 | 2020-02-01 | -2.8 | 20.8 | 0 | 2019-02-01 | -18.4 | 36.4 | 0 | 2018-02-01 | -0.2 | 18.2 | 0 | 2017-02-01 | -1.4 | 19.4 | 0 | 2016-02-01 | 3.1 | 14.9 | 0 | 24.06 | 0
2025-02-01 | -13.5 | 31.5 | 0 | 2024-02-01 | 2.7 | 15.3 | 0 | 2023-02-01 | -11.2 | 29.2 | 0 | 2022-02-01 | -4.4 | 22.4 | 0 | 2021-02-01 | -11.1 | 29.1 | 0 | 2020-02-01 | -2.4 | 20.4 | 0 | 2019-02-01 | -17.9 | 35.9 | 0 | 2018-02-01 | 0 | 18 | 0 | 2017-02-01 | -1 | 19 | 0 | 2016-02-01 | 2 | 16 | 0 | 23.68 | 0
2025-02-01 | -13.8 | 31.8 | 0 | 2024-02-01 | 2.8 | 15.2 | 0 | 2023-02-01 | -10.5 | 28.5 | 0 | 2022-02-01 | -4.5 | 22.5 | 0 | 2021-02-01 | -11.3 | 29.3 | 0 | 2020-02-01 | -2.2 | 20.2 | 0 | 2019-02-01 | -17.6 | 35.6 | 0 | 2018-02-01 | 0.2 | 17.8 | 0 | 2017-02-01 | -1.1 | 19.1 | 0 | 2016-02-01 | 1.2 | 16.8 | 0 | 23.68 | 0
2025-02-01 | -13.5 | 31.5 | 0 | 2024-02-01 | 2.7 | 15.3 | 0 | 2023-02-01 | -10.3 | 28.3 | 0 | 2022-02-01 | -3.2 | 21.2 | 0 | 2021-02-01 | -10.5 | 28.5 | 0 | 2020-02-01 | -1.7 | 19.7 | 0 | 2019-02-01 | -16.9 | 34.9 | 0 | 2018-02-01 | 1 | 17 | 0 | 2017-02-01 | -0.7 | 18.7 | 0 | 2016-02-01 | 3 | 15 | 0 | 23.01 | 0
2025-02-01 | -12.6 | 30.6 | 0 | 2024-02-01 | 3 | 15 | 0 | 2023-02-01 | -9.4 | 27.4 | 0 | 2022-02-01 | -1.8 | 19.8 | 0 | 2021-02-01 | -9.4 | 27.4 | 0 | 2020-02-01 | -1.3 | 19.3 | 0 | 2019-02-01 | -14.5 | 32.5 | 0 | 2018-02-01 | 3.1 | 14.9 | 0 | 2017-02-01 | -0.2 | 18.2 | 0 | 2016-02-01 | 4.1 | 13.9 | 0 | 21.9 | 0
2025-02-01 | -11.9 | 29.9 | 0 | 2024-02-01 | 2.9 | 15.1 | 0 | 2023-02-01 | -7.8 | 25.8 | 0 | 2022-02-01 | -1.3 | 19.3 | 0 | 2021-02-01 | -8.6 | 26.6 | 0 | 2020-02-01 | -0.8 | 18.8 | 0 | 2019-02-01 | -12.7 | 30.7 | 0 | 2018-02-01 | 4.1 | 13.9 | 0 | 2017-02-01 | 0.5 | 17.5 | 0 | 2016-02-01 | 4.8 | 13.2 | 0 | 21.08 | 0
2025-02-01 | -10.9 | 28.9 | 0 | 2024-02-01 | 3.1 | 14.9 | 0 | 2023-02-01 | -6.9 | 24.9 | 0 | 2022-02-01 | -0.5 | 18.5 | 0 | 2021-02-01 | -6.9 | 24.9 | 0 | 2020-02-01 | 0 | 18 | 0 | 2019-02-01 | -11.8 | 29.8 | 0 | 2018-02-01 | 4 | 14 | 0 | 2017-02-01 | 0.9 | 17.1 | 0 | 2016-02-01 | 5.1 | 12.9 | 0 | 20.39 | 0
2025-02-01 | -9.9 | 27.9 | 0 | 2024-02-01 | 3.5 | 14.5 | 0 | 2023-02-01 | -6 | 24 | 0 | 2022-02-01 | 0.4 | 17.6 | 0 | 2021-02-01 | -6.6 | 24.6 | 0 | 2020-02-01 | 0.3 | 17.7 | 0 | 2019-02-01 | -10.9 | 28.9 | 0 | 2018-02-01 | 2.6 | 15.4 | 0 | 2017-02-01 | 1 | 17 | 0 | 2016-02-01 | 5.7 | 12.3 | 0 | 19.99 | 0
2025-02-01 | -9.3 | 27.3 | 0 | 2024-02-01 | 3.9 | 14.1 | 0 | 2023-02-01 | -5.5 | 23.5 | 0 | 2022-02-01 | 1.7 | 16.3 | 0 | 2021-02-01 | -4.7 | 22.7 | 0 | 2020-02-01 | 0.8 | 17.2 | 0 | 2019-02-01 | -10.4 | 28.4 | 0 | 2018-02-01 | 2.2 | 15.8 | 0 | 2017-02-01 | 2 | 16 | 0 | 2016-02-01 | 6 | 12 | 0 | 19.33 | 0
2025-02-01 | -8.7 | 26.7 | 0 | 2024-02-01 | 4.1 | 13.9 | 0 | 2023-02-01 | -5.2 | 23.2 | 0 | 2022-02-01 | 2.1 | 15.9 | 0 | 2021-02-01 | -4 | 22 | 0 | 2020-02-01 | 0.3 | 17.7 | 0 | 2019-02-01 | -10.1 | 28.1 | 0 | 2018-02-01 | -0.6 | 18.6 | 0 | 2017-02-01 | 1.5 | 16.5 | 0 | 2016-02-01 | 5.6 | 12.4 | 0 | 19.5 | 0
2025-02-01 | -9 | 27 | 0 | 2024-02-01 | 4.2 | 13.8 | 0 | 2023-02-01 | -5.4 | 23.4 | 0 | 2022-02-01 | 2.3 | 15.7 | 0 | 2021-02-01 | -4.4 | 22.4 | 0 | 2020-02-01 | -0.4 | 18.4 | 0 | 2019-02-01 | -10.1 | 28.1 | 0 | 2018-02-01 | -2.9 | 20.9 | 0 | 2017-02-01 | 0.2 | 17.8 | 0 | 2016-02-01 | 4.7 | 13.3 | 0 | 20.08 | 0
2025-02-01 | -9.5 | 27.5 | 0 | 2024-02-01 | 3.9 | 14.1 | 0 | 2023-02-01 | -5.6 | 23.6 | 0 | 2022-02-01 | 2 | 16 | 0 | 2021-02-01 | -5.7 | 23.7 | 0 | 2020-02-01 | -0.5 | 18.5 | 0 | 2019-02-01 | -11.2 | 29.2 | 0 | 2018-02-01 | -4 | 22 | 0 | 2017-02-01 | 0.7 | 17.3 | 0 | 2016-02-01 | 3.9 | 14.1 | 0 | 20.6 | 0
2025-02-01 | -10.5 | 28.5 | 0 | 2024-02-01 | 3.6 | 14.4 | 0 | 2023-02-01 | -5.9 | 23.9 | 0 | 2022-02-01 | 1.8 | 16.2 | 0 | 2021-02-01 | -5.7 | 23.7 | 0 | 2020-02-01 | -1.1 | 19.1 | 0 | 2019-02-01 | -12.8 | 30.8 | 0 | 2018-02-01 | -5.6 | 23.6 | 0 | 2017-02-01 | 0.2 | 17.8 | 0 | 2016-02-01 | 2.7 | 15.3 | 0 | 21.33 | 0
2025-02-01 | -11.3 | 29.3 | 0 | 2024-02-01 | 3.6 | 14.4 | 0 | 2023-02-01 | -6.2 | 24.2 | 0 | 2022-02-01 | 2.6 | 15.4 | 0 | 2021-02-01 | -6.6 | 24.6 | 0 | 2020-02-01 | -1.2 | 19.2 | 0 | 2019-02-01 | -12.7 | 30.7 | 0 | 2018-02-01 | -7.1 | 25.1 | 0 | 2017-02-01 | -1.2 | 19.2 | 0 | 2016-02-01 | 2.2 | 15.8 | 0 | 21.79 | 0
2025-02-01 | -12 | 30 | 0 | 2024-02-01 | 3.5 | 14.5 | 0 | 2023-02-01 | -6.6 | 24.6 | 0 | 2022-02-01 | 2.9 | 15.1 | 0 | 2021-02-01 | -7 | 25 | 0 | 2020-02-01 | -1.4 | 19.4 | 0 | 2019-02-01 | -14.3 | 32.3 | 0 | 2018-02-01 | -7.8 | 25.8 | 0 | 2017-02-01 | -1.3 | 19.3 | 0 | 2016-02-01 | 2 | 16 | 0 | 22.2 | 0
2025-02-01 | -12.5 | 30.5 | 0 | 2024-02-01 | 3.3 | 14.7 | 0 | 2023-02-01 | -6.3 | 24.3 | 0 | 2022-02-01 | 3.3 | 14.7 | 0 | 2021-02-01 | -6.6 | 24.6 | 0 | 2020-02-01 | -1.3 | 19.3 | 0 | 2019-02-01 | -15.3 | 33.3 | 0 | 2018-02-01 | -8.7 | 26.7 | 0 | 2017-02-01 | -1.9 | 19.9 | 0 | 2016-02-01 | 2.5 | 15.5 | 0 | 22.35 | 0
2025-02-01 | -12.6 | 30.6 | 0 | 2024-02-01 | 3.5 | 14.5 | 0 | 2023-02-01 | -6.2 | 24.2 | 0 | 2022-02-01 | 4.5 | 13.5 | 0 | 2021-02-01 | -6.7 | 24.7 | 0 | 2020-02-01 | -1.3 | 19.3 | 0 | 2019-02-01 | -15.9 | 33.9 | 0 | 2018-02-01 | -9.2 | 27.2 | 0 | 2017-02-01 | -1.5 | 19.5 | 0 | 2016-02-01 | 2 | 16 | 0 | 22.34 | 0
2025-02-01 | -12.9 | 30.9 | 0 | 2024-02-01 | 3.2 | 14.8 | 0 | 2023-02-01 | -6.2 | 24.2 | 0 | 2022-02-01 | 4.6 | 13.4 | 0 | 2021-02-01 | -6.8 | 24.8 | 0 | 2020-02-01 | -1.1 | 19.1 | 0 | 2019-02-01 | -15.7 | 33.7 | 0 | 2018-02-01 | -9.7 | 27.7 | 0 | 2017-02-01 | -2 | 20 | 0 | 2016-02-01 | 1.2 | 16.8 | 0 | 22.54 | 0
2025-02-02 | -13 | 31 | 0 | 2024-02-02 | 2.9 | 15.1 | 0 | 2023-02-02 | -6.2 | 24.2 | 0 | 2022-02-02 | 4.3 | 13.7 | 0 | 2021-02-02 | -7.2 | 25.2 | 0 | 2020-02-02 | -1 | 19 | 0 | 2019-02-02 | -15.5 | 33.5 | 0 | 2018-02-02 | -10 | 28 | 0 | 2017-02-02 | -2.6 | 20.6 | 0 | 2016-02-02 | 0.3 | 17.7 | 0 | 22.8 | 0
2025-02-02 | -11.8 | 29.8 | 0 | 2024-02-02 | 2.6 | 15.4 | 0 | 2023-02-02 | -6.3 | 24.3 | 0 | 2022-02-02 | 4.4 | 13.6 | 0 | 2021-02-02 | -7.8 | 25.8 | 0 | 2020-02-02 | -0.8 | 18.8 | 0 | 2019-02-02 | -14.8 | 32.8 | 0 | 2018-02-02 | -10.3 | 28.3 | 0 | 2017-02-02 | -2.9 | 20.9 | 0 | 2016-02-02 | -0.4 | 18.4 | 0 | 22.81 | 0
2025-02-02 | -11.4 | 29.4 | 0 | 2024-02-02 | 2.6 | 15.4 | 0 | 2023-02-02 | -6.7 | 24.7 | 0 | 2022-02-02 | 4.2 | 13.8 | 0 | 2021-02-02 | -8.5 | 26.5 | 0 | 2020-02-02 | -0.9 | 18.9 | 0 | 2019-02-02 | -14.3 | 32.3 | 0 | 2018-02-02 | -10.3 | 28.3 | 0 | 2017-02-02 | -3.6 | 21.6 | 0 | 2016-02-02 | -0.4 | 18.4 | 0 | 22.93 | 0
2025-02-02 | -9.8 | 27.8 | 0 | 2024-02-02 | 2.1 | 15.9 | 0 | 2023-02-02 | -6.9 | 24.9 | 0 | 2022-02-02 | 4.1 | 13.9 | 0 | 2021-02-02 | -8.7 | 26.7 | 0 | 2020-02-02 | -0.6 | 18.6 | 0 | 2019-02-02 | -14.3 | 32.3 | 0 | 2018-02-02 | -10.5 | 28.5 | 0 | 2017-02-02 | -3.9 | 21.9 | 0 | 2016-02-02 | -2.2 | 20.2 | 0 | 23.07 | 0
2025-02-02 | -9.1 | 27.1 | 0 | 2024-02-02 | 1.6 | 16.4 | 0 | 2023-02-02 | -7.1 | 25.1 | 0 | 2022-02-02 | 3.8 | 14.2 | 0 | 2021-02-02 | -8.8 | 26.8 | 0 | 2020-02-02 | -0.2 | 18.2 | 0 | 2019-02-02 | -13.3 | 31.3 | 0 | 2018-02-02 | -10.6 | 28.6 | 0 | 2017-02-02 | -4.2 | 22.2 | 0 | 2016-02-02 | -0.9 | 18.9 | 0 | 22.88 | 0
2025-02-02 | -7.1 | 25.1 | 0 | 2024-02-02 | 0.6 | 17.4 | 0 | 2023-02-02 | -6.8 | 24.8 | 0 | 2022-02-02 | 3.5 | 14.5 | 0 | 2021-02-02 | -9.1 | 27.1 | 0 | 2020-02-02 | -1.3 | 19.3 | 0 | 2019-02-02 | -12.6 | 30.6 | 0 | 2018-02-02 | -12.2 | 30.2 | 0 | 2017-02-02 | -4.4 | 22.4 | 0 | 2016-02-02 | -0.3 | 18.3 | 0 | 22.97 | 0
2025-02-02 | -7.1 | 25.1 | 0 | 2024-02-02 | 0.2 | 17.8 | 0 | 2023-02-02 | -6.9 | 24.9 | 0 | 2022-02-02 | 3 | 15 | 0 | 2021-02-02 | -9.5 | 27.5 | 0 | 2020-02-02 | -1.8 | 19.8 | 0 | 2019-02-02 | -11.9 | 29.9 | 0 | 2018-02-02 | -13 | 31 | 0 | 2017-02-02 | -4.7 | 22.7 | 0 | 2016-02-02 | -0.1 | 18.1 | 0 | 23.18 | 0
2025-02-02 | -6.9 | 24.9 | 0 | 2024-02-02 | 0.2 | 17.8 | 0 | 2023-02-02 | -6.9 | 24.9 | 0 | 2022-02-02 | 3 | 15 | 0 | 2021-02-02 | -9.4 | 27.4 | 0 | 2020-02-02 | -0.9 | 18.9 | 0 | 2019-02-02 | -10.9 | 28.9 | 0 | 2018-02-02 | -13.7 | 31.7 | 0 | 2017-02-02 | -4.8 | 22.8 | 0 | 2016-02-02 | -0.8 | 18.8 | 0 | 23.11 | 0
2025-02-02 | -6.6 | 24.6 | 0 | 2024-02-02 | -0.4 | 18.4 | 0 | 2023-02-02 | -6.1 | 24.1 | 0 | 2022-02-02 | 2.8 | 15.2 | 0 | 2021-02-02 | -9 | 27 | 0 | 2020-02-02 | -0.4 | 18.4 | 0 | 2019-02-02 | -9.6 | 27.6 | 0 | 2018-02-02 | -15.2 | 33.2 | 0 | 2017-02-02 | -4.7 | 22.7 | 0 | 2016-02-02 | -0.1 | 18.1 | 0 | 22.93 | 0
2025-02-02 | -5.8 | 23.8 | 0 | 2024-02-02 | -0.3 | 18.3 | 0 | 2023-02-02 | -5 | 23 | 0 | 2022-02-02 | 3.2 | 14.8 | 0 | 2021-02-02 | -7.6 | 25.6 | 0 | 2020-02-02 | -0.7 | 18.7 | 0 | 2019-02-02 | -8.9 | 26.9 | 0 | 2018-02-02 | -15.6 | 33.6 | 0 | 2017-02-02 | -4.4 | 22.4 | 0 | 2016-02-02 | 0.4 | 17.6 | 0 | 22.47 | 0
2025-02-02 | -5.8 | 23.8 | 0 | 2024-02-02 | 0.1 | 17.9 | 0 | 2023-02-02 | -3.6 | 21.6 | 0 | 2022-02-02 | 3.8 | 14.2 | 0 | 2021-02-02 | -6.3 | 24.3 | 0 | 2020-02-02 | -0.6 | 18.6 | 0 | 2019-02-02 | -7.8 | 25.8 | 0 | 2018-02-02 | -15.2 | 33.2 | 0 | 2017-02-02 | -3.6 | 21.6 | 0 | 2016-02-02 | 0.7 | 17.3 | 0 | 21.83 | 0
2025-02-02 | -5.5 | 23.5 | 0 | 2024-02-02 | 1.3 | 16.7 | 0 | 2023-02-02 | -2 | 20 | 0 | 2022-02-02 | 3.9 | 14.1 | 0 | 2021-02-02 | -5.4 | 23.4 | 0 | 2020-02-02 | -0.1 | 18.1 | 0 | 2019-02-02 | -6 | 24 | 0 | 2018-02-02 | -14.5 | 32.5 | 0 | 2017-02-02 | -3.5 | 21.5 | 0 | 2016-02-02 | 1.3 | 16.7 | 0 | 21.05 | 0
2025-02-02 | -4.8 | 22.8 | 0 | 2024-02-02 | 2.2 | 15.8 | 0 | 2023-02-02 | -0.4 | 18.4 | 0 | 2022-02-02 | 3.2 | 14.8 | 0 | 2021-02-02 | -3.7 | 21.7 | 0 | 2020-02-02 | 0.3 | 17.7 | 0 | 2019-02-02 | -3.8 | 21.8 | 0 | 2018-02-02 | -12.8 | 30.8 | 0 | 2017-02-02 | -4.2 | 22.2 | 0 | 2016-02-02 | 1.7 | 16.3 | 0 | 20.23 | 0
2025-02-02 | -4.8 | 22.8 | 0 | 2024-02-02 | 3.1 | 14.9 | 0 | 2023-02-02 | 0.8 | 17.2 | 0 | 2022-02-02 | 1.5 | 16.5 | 0 | 2021-02-02 | -2.4 | 20.4 | 0 | 2020-02-02 | 0.6 | 17.4 | 0 | 2019-02-02 | -2.7 | 20.7 | 0 | 2018-02-02 | -11.9 | 29.9 | 0 | 2017-02-02 | -4.6 | 22.6 | 0 | 2016-02-02 | 2.2 | 15.8 | 0 | 19.82 | 0
2025-02-02 | -4.7 | 22.7 | 0 | 2024-02-02 | 3.6 | 14.4 | 0 | 2023-02-02 | 1.2 | 16.8 | 0 | 2022-02-02 | 1.8 | 16.2 | 0 | 2021-02-02 | -1.3 | 19.3 | 0 | 2020-02-02 | 0.8 | 17.2 | 0 | 2019-02-02 | -1.6 | 19.6 | 0 | 2018-02-02 | -10.1 | 28.1 | 0 | 2017-02-02 | -4.8 | 22.8 | 0 | 2016-02-02 | 2.3 | 15.7 | 0 | 19.28 | 0
2025-02-02 | -5.2 | 23.2 | 0 | 2024-02-02 | 2.8 | 15.2 | 0 | 2023-02-02 | 1.5 | 16.5 | 0 | 2022-02-02 | 1.9 | 16.1 | 0 | 2021-02-02 | -1 | 19 | 0 | 2020-02-02 | 1 | 17 | 0 | 2019-02-02 | -0.4 | 18.4 | 0 | 2018-02-02 | -9.9 | 27.9 | 0 | 2017-02-02 | -5 | 23 | 0 | 2016-02-02 | 2.3 | 15.7 | 0 | 19.2 | 0
2025-02-02 | -5.1 | 23.1 | 0 | 2024-02-02 | 0.7 | 17.3 | 0 | 2023-02-02 | 0.4 | 17.6 | 0 | 2022-02-02 | 2 | 16 | 0 | 2021-02-02 | -0.9 | 18.9 | 0 | 2020-02-02 | 0.9 | 17.1 | 0 | 2019-02-02 | 0.3 | 17.7 | 0 | 2018-02-02 | -10.4 | 28.4 | 0 | 2017-02-02 | -5.6 | 23.6 | 0 | 2016-02-02 | 1.7 | 16.3 | 0 | 19.6 | 0
2025-02-02 | -4.8 | 22.8 | 0 | 2024-02-02 | -0.1 | 18.1 | 0 | 2023-02-02 | 0.1 | 17.9 | 0 | 2022-02-02 | 1.3 | 16.7 | 0 | 2021-02-02 | -1.3 | 19.3 | 0 | 2020-02-02 | 0.9 | 17.1 | 0 | 2019-02-02 | 0.8 | 17.2 | 0 | 2018-02-02 | -10.5 | 28.5 | 0 | 2017-02-02 | -6.1 | 24.1 | 0 | 2016-02-02 | 1.2 | 16.8 | 0 | 19.85 | 0
2025-02-02 | -4.6 | 22.6 | 0 | 2024-02-02 | -0.2 | 18.2 | 0 | 2023-02-02 | -0.7 | 18.7 | 0 | 2022-02-02 | 0.2 | 17.8 | 0 | 2021-02-02 | -1.6 | 19.6 | 0 | 2020-02-02 | 0.9 | 17.1 | 0 | 2019-02-02 | 0.8 | 17.2 | 0 | 2018-02-02 | -10.6 | 28.6 | 0 | 2017-02-02 | -6.1 | 24.1 | 0 | 2016-02-02 | 0.9 | 17.1 | 0 | 20.1 | 0
2025-02-02 | -4.4 | 22.4 | 0 | 2024-02-02 | -0.4 | 18.4 | 0 | 2023-02-02 | -2.7 | 20.7 | 0 | 2022-02-02 | -1 | 19 | 0 | 2021-02-02 | -1.7 | 19.7 | 0 | 2020-02-02 | 1 | 17 | 0 | 2019-02-02 | 0.3 | 17.7 | 0 | 2018-02-02 | -10.8 | 28.8 | 0 | 2017-02-02 | -6.4 | 24.4 | 0 | 2016-02-02 | 0.7 | 17.3 | 0 | 20.54 | 0
2025-02-02 | -3.9 | 21.9 | 0 | 2024-02-02 | -1.6 | 19.6 | 0 | 2023-02-02 | -5.4 | 23.4 | 0 | 2022-02-02 | -1.8 | 19.8 | 0 | 2021-02-02 | -1.6 | 19.6 | 0 | 2020-02-02 | 1 | 17 | 0 | 2019-02-02 | 0.1 | 17.9 | 0 | 2018-02-02 | -10.5 | 28.5 | 0 | 2017-02-02 | -6.4 | 24.4 | 0 | 2016-02-02 | 1 | 17 | 0 | 20.91 | 0
2025-02-02 | -3.9 | 21.9 | 0 | 2024-02-02 | -1.8 | 19.8 | 0 | 2023-02-02 | -7.5 | 25.5 | 0 | 2022-02-02 | -2 | 20 | 0 | 2021-02-02 | -1.6 | 19.6 | 0 | 2020-02-02 | 1 | 17 | 0 | 2019-02-02 | -0.2 | 18.2 | 0 | 2018-02-02 | -10.6 | 28.6 | 0 | 2017-02-02 | -6.2 | 24.2 | 0 | 2016-02-02 | 1.2 | 16.8 | 0 | 21.16 | 0
2025-02-02 | -3.9 | 21.9 | 0 | 2024-02-02 | -2.1 | 20.1 | 0 | 2023-02-02 | -8.7 | 26.7 | 0 | 2022-02-02 | -2.4 | 20.4 | 0 | 2021-02-02 | -2 | 20 | 0 | 2020-02-02 | 1.1 | 16.9 | 0 | 2019-02-02 | 0.1 | 17.9 | 0 | 2018-02-02 | -10.2 | 28.2 | 0 | 2017-02-02 | -6.2 | 24.2 | 0 | 2016-02-02 | 0.8 | 17.2 | 0 | 21.35 | 0
2025-02-02 | -3.9 | 21.9 | 0 | 2024-02-02 | -2.2 | 20.2 | 0 | 2023-02-02 | -9.2 | 27.2 | 0 | 2022-02-02 | -2.8 | 20.8 | 0 | 2021-02-02 | -2.3 | 20.3 | 0 | 2020-02-02 | 1 | 17 | 0 | 2019-02-02 | 0 | 18 | 0 | 2018-02-02 | -9.8 | 27.8 | 0 | 2017-02-02 | -6.2 | 24.2 | 0 | 2016-02-02 | 0.5 | 17.5 | 0 | 21.49 | 0
2025-02-03 | -4 | 22 | 0 | 2024-02-03 | -3.3 | 21.3 | 0 | 2023-02-03 | -10 | 28 | 0 | 2022-02-03 | -2.8 | 20.8 | 0 | 2021-02-03 | -3.1 | 21.1 | 0 | 2020-02-03 | 1.7 | 16.3 | 0 | 2019-02-03 | 0.1 | 17.9 | 0 | 2018-02-03 | -9.7 | 27.7 | 0 | 2017-02-03 | -6.5 | 24.5 | 0 | 2016-02-03 | 1 | 17 | 0 | 21.66 | 0
2025-02-03 | -4 | 22 | 0 | 2024-02-03 | -3.6 | 21.6 | 0 | 2023-02-03 | -10.7 | 28.7 | 0 | 2022-02-03 | -3 | 21 | 0 | 2021-02-03 | -3.6 | 21.6 | 0 | 2020-02-03 | 1.9 | 16.1 | 0 | 2019-02-03 | 0.1 | 17.9 | 0 | 2018-02-03 | -9.6 | 27.6 | 0 | 2017-02-03 | -7 | 25 | 0 | 2016-02-03 | 1.7 | 16.3 | 0 | 21.78 | 0
2025-02-03 | -4.1 | 22.1 | 0 | 2024-02-03 | -4 | 22 | 0 | 2023-02-03 | -11.4 | 29.4 | 0 | 2022-02-03 | -3 | 21 | 0 | 2021-02-03 | -4.3 | 22.3 | 0 | 2020-02-03 | 2.4 | 15.6 | 0 | 2019-02-03 | 0.1 | 17.9 | 0 | 2018-02-03 | -9.4 | 27.4 | 0 | 2017-02-03 | -7.4 | 25.4 | 0 | 2016-02-03 | 2.6 | 15.4 | 0 | 21.85 | 0
2025-02-03 | -4.1 | 22.1 | 0 | 2024-02-03 | -4.6 | 22.6 | 0 | 2023-02-03 | -12.4 | 30.4 | 0 | 2022-02-03 | -3 | 21 | 0 | 2021-02-03 | -5.3 | 23.3 | 0 | 2020-02-03 | 2.5 | 15.5 | 0 | 2019-02-03 | 0.1 | 17.9 | 0 | 2018-02-03 | -9.4 | 27.4 | 0 | 2017-02-03 | -7.9 | 25.9 | 0 | 2016-02-03 | 3.1 | 14.9 | 0 | 22.1 | 0
2025-02-03 | -4.2 | 22.2 | 0 | 2024-02-03 | -4.2 | 22.2 | 0 | 2023-02-03 | -13.8 | 31.8 | 0 | 2022-02-03 | -3.4 | 21.4 | 0 | 2021-02-03 | -5.5 | 23.5 | 0 | 2020-02-03 | 3 | 15 | 0 | 2019-02-03 | 0.2 | 17.8 | 0 | 2018-02-03 | -9.7 | 27.7 | 0 | 2017-02-03 | -8.2 | 26.2 | 0 | 2016-02-03 | 3.6 | 14.4 | 0 | 22.22 | 0
2025-02-03 | -3.4 | 21.4 | 0 | 2024-02-03 | -4.8 | 22.8 | 0 | 2023-02-03 | -15.1 | 33.1 | 0 | 2022-02-03 | -3.7 | 21.7 | 0 | 2021-02-03 | -5.8 | 23.8 | 0 | 2020-02-03 | 2.8 | 15.2 | 0 | 2019-02-03 | 0.6 | 17.4 | 0 | 2018-02-03 | -9.6 | 27.6 | 0 | 2017-02-03 | -8.7 | 26.7 | 0 | 2016-02-03 | 4 | 14 | 0 | 22.37 | 0
2025-02-03 | -3 | 21 | 0 | 2024-02-03 | -4.8 | 22.8 | 0 | 2023-02-03 | -16.9 | 34.9 | 0 | 2022-02-03 | -4.2 | 22.2 | 0 | 2021-02-03 | -6.1 | 24.1 | 0 | 2020-02-03 | 2.4 | 15.6 | 0 | 2019-02-03 | 0.8 | 17.2 | 0 | 2018-02-03 | -10.1 | 28.1 | 0 | 2017-02-03 | -9 | 27 | 0 | 2016-02-03 | 4.7 | 13.3 | 0 | 22.62 | 0
2025-02-03 | -2.5 | 20.5 | 0 | 2024-02-03 | -5 | 23 | 0 | 2023-02-03 | -18.2 | 36.2 | 0 | 2022-02-03 | -4.6 | 22.6 | 0 | 2021-02-03 | -6.2 | 24.2 | 0 | 2020-02-03 | 2.5 | 15.5 | 0 | 2019-02-03 | 1 | 17 | 0 | 2018-02-03 | -10.7 | 28.7 | 0 | 2017-02-03 | -8.9 | 26.9 | 0 | 2016-02-03 | 5.3 | 12.7 | 0 | 22.73 | 0
2025-02-03 | -2 | 20 | 0 | 2024-02-03 | -4.5 | 22.5 | 0 | 2023-02-03 | -18.9 | 36.9 | 0 | 2022-02-03 | -4.9 | 22.9 | 0 | 2021-02-03 | -6 | 24 | 0 | 2020-02-03 | 2.1 | 15.9 | 0 | 2019-02-03 | 1.5 | 16.5 | 0 | 2018-02-03 | -10.6 | 28.6 | 0 | 2017-02-03 | -8.5 | 26.5 | 0 | 2016-02-03 | 5.8 | 12.2 | 0 | 22.6 | 0
2025-02-03 | -0.9 | 18.9 | 0 | 2024-02-03 | -2.8 | 20.8 | 0 | 2023-02-03 | -18.7 | 36.7 | 0 | 2022-02-03 | -5.7 | 23.7 | 0 | 2021-02-03 | -5.7 | 23.7 | 0 | 2020-02-03 | 2.9 | 15.1 | 0 | 2019-02-03 | 2.4 | 15.6 | 0 | 2018-02-03 | -9.3 | 27.3 | 0 | 2017-02-03 | -7.9 | 25.9 | 0 | 2016-02-03 | 7.2 | 10.8 | 0 | 21.85 | 0
2025-02-03 | 0.4 | 17.6 | 0 | 2024-02-03 | -1.4 | 19.4 | 0 | 2023-02-03 | -18.4 | 36.4 | 0 | 2022-02-03 | -6.4 | 24.4 | 0 | 2021-02-03 | -4.3 | 22.3 | 0 | 2020-02-03 | 3.5 | 14.5 | 0 | 2019-02-03 | 3 | 15 | 0 | 2018-02-03 | -8.5 | 26.5 | 0 | 2017-02-03 | -6.7 | 24.7 | 0 | 2016-02-03 | 9.1 | 8.9 | 0 | 20.97 | 0
2025-02-03 | 1.2 | 16.8 | 0 | 2024-02-03 | 0.3 | 17.7 | 0 | 2023-02-03 | -19.4 | 37.4 | 0 | 2022-02-03 | -7 | 25 | 0 | 2021-02-03 | -2.6 | 20.6 | 0 | 2020-02-03 | 4.1 | 13.9 | 0 | 2019-02-03 | 4 | 14 | 0 | 2018-02-03 | -7.2 | 25.2 | 0 | 2017-02-03 | -6.4 | 24.4 | 0 | 2016-02-03 | 10.1 | 7.9 | 0 | 20.29 | 0
2025-02-03 | 1.1 | 16.9 | 0 | 2024-02-03 | 1.1 | 16.9 | 0 | 2023-02-03 | -16.4 | 34.4 | 0 | 2022-02-03 | -7.5 | 25.5 | 0 | 2021-02-03 | -1.6 | 19.6 | 0 | 2020-02-03 | 4.7 | 13.3 | 0 | 2019-02-03 | 5.7 | 12.3 | 0 | 2018-02-03 | -6.4 | 24.4 | 0 | 2017-02-03 | -5.5 | 23.5 | 0 | 2016-02-03 | 12.7 | 5.3 | 0 | 19.21 | 0
2025-02-03 | 1.3 | 16.7 | 0 | 2024-02-03 | 2 | 16 | 0 | 2023-02-03 | -16.5 | 34.5 | 0 | 2022-02-03 | -7.6 | 25.6 | 0 | 2021-02-03 | -0.3 | 18.3 | 0 | 2020-02-03 | 4.9 | 13.1 | 0 | 2019-02-03 | 6.9 | 11.1 | 0 | 2018-02-03 | -5.7 | 23.7 | 0 | 2017-02-03 | -5 | 23 | 0 | 2016-02-03 | 14.5 | 3.5 | 0 | 18.55 | 0
2025-02-03 | 1.4 | 16.6 | 0 | 2024-02-03 | 3.2 | 14.8 | 0 | 2023-02-03 | -15.8 | 33.8 | 0 | 2022-02-03 | -8 | 26 | 0 | 2021-02-03 | 0.4 | 17.6 | 0 | 2020-02-03 | 4.5 | 13.5 | 0 | 2019-02-03 | 7.3 | 10.7 | 0 | 2018-02-03 | -5.4 | 23.4 | 0 | 2017-02-03 | -5.2 | 23.2 | 0 | 2016-02-03 | 15.5 | 2.5 | 0 | 18.21 | 0
2025-02-03 | 1.4 | 16.6 | 0 | 2024-02-03 | 3.2 | 14.8 | 0 | 2023-02-03 | -15.5 | 33.5 | 0 | 2022-02-03 | -8 | 26 | 0 | 2021-02-03 | 0.4 | 17.6 | 0 | 2020-02-03 | 4.8 | 13.2 | 0 | 2019-02-03 | 7.7 | 10.3 | 0 | 2018-02-03 | -4.6 | 22.6 | 0 | 2017-02-03 | -5.6 | 23.6 | 0 | 2016-02-03 | 15.2 | 2.8 | 0 | 18.1 | 0
2025-02-03 | 1 | 17 | 0 | 2024-02-03 | 2.6 | 15.4 | 0 | 2023-02-03 | -15.5 | 33.5 | 0 | 2022-02-03 | -8.2 | 26.2 | 0 | 2021-02-03 | 0.1 | 17.9 | 0 | 2020-02-03 | 4.4 | 13.6 | 0 | 2019-02-03 | 6.9 | 11.1 | 0 | 2018-02-03 | -4.7 | 22.7 | 0 | 2017-02-03 | -6 | 24 | 0 | 2016-02-03 | 14.1 | 3.9 | 0 | 18.53 | 0
2025-02-03 | 0.8 | 17.2 | 0 | 2024-02-03 | 1.1 | 16.9 | 0 | 2023-02-03 | -15.8 | 33.8 | 0 | 2022-02-03 | -8.9 | 26.9 | 0 | 2021-02-03 | -0.8 | 18.8 | 0 | 2020-02-03 | 3.6 | 14.4 | 0 | 2019-02-03 | 6.8 | 11.2 | 0 | 2018-02-03 | -4.9 | 22.9 | 0 | 2017-02-03 | -6.3 | 24.3 | 0 | 2016-02-03 | 11.8 | 6.2 | 0 | 19.26 | 0
2025-02-03 | 0.6 | 17.4 | 0 | 2024-02-03 | -0.1 | 18.1 | 0 | 2023-02-03 | -16.4 | 34.4 | 0 | 2022-02-03 | -9.5 | 27.5 | 0 | 2021-02-03 | -1.8 | 19.8 | 0 | 2020-02-03 | 3.1 | 14.9 | 0 | 2019-02-03 | 7 | 11 | 0 | 2018-02-03 | -5 | 23 | 0 | 2017-02-03 | -7.3 | 25.3 | 0 | 2016-02-03 | 9.4 | 8.6 | 0 | 20 | 0
2025-02-03 | 0.5 | 17.5 | 0 | 2024-02-03 | -0.5 | 18.5 | 0 | 2023-02-03 | -16.7 | 34.7 | 0 | 2022-02-03 | -9.5 | 27.5 | 0 | 2021-02-03 | -1.9 | 19.9 | 0 | 2020-02-03 | 2.1 | 15.9 | 0 | 2019-02-03 | 6.7 | 11.3 | 0 | 2018-02-03 | -4.7 | 22.7 | 0 | 2017-02-03 | -8.3 | 26.3 | 0 | 2016-02-03 | 7.3 | 10.7 | 0 | 20.5 | 0
2025-02-03 | 0.3 | 17.7 | 0 | 2024-02-03 | -0.4 | 18.4 | 0 | 2023-02-03 | -17 | 35 | 0 | 2022-02-03 | -9.6 | 27.6 | 0 | 2021-02-03 | -3 | 21 | 0 | 2020-02-03 | 2.2 | 15.8 | 0 | 2019-02-03 | 6.9 | 11.1 | 0 | 2018-02-03 | -4.4 | 22.4 | 0 | 2017-02-03 | -8.7 | 26.7 | 0 | 2016-02-03 | 5.3 | 12.7 | 0 | 20.84 | 0
2025-02-03 | 0.4 | 17.6 | 0 | 2024-02-03 | -0.5 | 18.5 | 0 | 2023-02-03 | -19.7 | 37.7 | 0 | 2022-02-03 | -9.9 | 27.9 | 0 | 2021-02-03 | -3.2 | 21.2 | 0 | 2020-02-03 | 1.4 | 16.6 | 0 | 2019-02-03 | 7.2 | 10.8 | 0 | 2018-02-03 | -4 | 22 | 0 | 2017-02-03 | -8.5 | 26.5 | 0 | 2016-02-03 | 4.5 | 13.5 | 0 | 21.23 | 0
2025-02-03 | 0.2 | 17.8 | 0 | 2024-02-03 | -0.9 | 18.9 | 0 | 2023-02-03 | -20.4 | 38.4 | 0 | 2022-02-03 | -10.1 | 28.1 | 0 | 2021-02-03 | -3.1 | 21.1 | 0 | 2020-02-03 | 1 | 17 | 0 | 2019-02-03 | 7.1 | 10.9 | 0 | 2018-02-03 | -3.3 | 21.3 | 0 | 2017-02-03 | -7.3 | 25.3 | 0 | 2016-02-03 | 4.2 | 13.8 | 0 | 21.26 | 0
2025-02-03 | 0.2 | 17.8 | 0 | 2024-02-03 | -1.1 | 19.1 | 0 | 2023-02-03 | -21.5 | 39.5 | 0 | 2022-02-03 | -10.1 | 28.1 | 0 | 2021-02-03 | -3.4 | 21.4 | 0 | 2020-02-03 | 1.5 | 16.5 | 0 | 2019-02-03 | 6.8 | 11.2 | 0 | 2018-02-03 | -2.8 | 20.8 | 0 | 2017-02-03 | -7 | 25 | 0 | 2016-02-03 | 3.8 | 14.2 | 0 | 21.36 | 0
2025-02-04 | -0.2 | 18.2 | 0 | 2024-02-04 | -1.9 | 19.9 | 0 | 2023-02-04 | -21.8 | 39.8 | 0 | 2022-02-04 | -10.2 | 28.2 | 0 | 2021-02-04 | -2.5 | 20.5 | 0 | 2020-02-04 | 1.1 | 16.9 | 0 | 2019-02-04 | 7.2 | 10.8 | 0 | 2018-02-04 | -2.4 | 20.4 | 0 | 2017-02-04 | -6.8 | 24.8 | 0 | 2016-02-04 | 3.8 | 14.2 | 0 | 21.37 | 0
2025-02-04 | -1.2 | 19.2 | 0 | 2024-02-04 | -3.4 | 21.4 | 0 | 2023-02-04 | -21.6 | 39.6 | 0 | 2022-02-04 | -10.5 | 28.5 | 0 | 2021-02-04 | -2.9 | 20.9 | 0 | 2020-02-04 | 1 | 17 | 0 | 2019-02-04 | 6.9 | 11.1 | 0 | 2018-02-04 | -2.5 | 20.5 | 0 | 2017-02-04 | -7 | 25 | 0 | 2016-02-04 | 3.8 | 14.2 | 0 | 21.74 | 0
2025-02-04 | -2 | 20 | 0 | 2024-02-04 | -2.8 | 20.8 | 0 | 2023-02-04 | -21.4 | 39.4 | 0 | 2022-02-04 | -10.8 | 28.8 | 0 | 2021-02-04 | -3.4 | 21.4 | 0 | 2020-02-04 | 1.3 | 16.7 | 0 | 2019-02-04 | 6.7 | 11.3 | 0 | 2018-02-04 | -1.6 | 19.6 | 0 | 2017-02-04 | -6.8 | 24.8 | 0 | 2016-02-04 | 4 | 14 | 0 | 21.68 | 0
2025-02-04 | -2.5 | 20.5 | 0 | 2024-02-04 | -3.5 | 21.5 | 0 | 2023-02-04 | -21.2 | 39.2 | 0 | 2022-02-04 | -11 | 29 | 0 | 2021-02-04 | -4.8 | 22.8 | 0 | 2020-02-04 | 0.9 | 17.1 | 0 | 2019-02-04 | 6.5 | 11.5 | 0 | 2018-02-04 | -0.9 | 18.9 | 0 | 2017-02-04 | -6.7 | 24.7 | 0 | 2016-02-04 | 2.9 | 15.1 | 0 | 22.03 | 0
2025-02-04 | -3.1 | 21.1 | 0 | 2024-02-04 | -3.7 | 21.7 | 0 | 2023-02-04 | -20.7 | 38.7 | 0 | 2022-02-04 | -11.4 | 29.4 | 0 | 2021-02-04 | -3.2 | 21.2 | 0 | 2020-02-04 | 0.8 | 17.2 | 0 | 2019-02-04 | 6.8 | 11.2 | 0 | 2018-02-04 | -1.1 | 19.1 | 0 | 2017-02-04 | -7.1 | 25.1 | 0 | 2016-02-04 | 2.3 | 15.7 | 0 | 22.04 | 0
2025-02-04 | -3.6 | 21.6 | 0 | 2024-02-04 | -4.2 | 22.2 | 0 | 2023-02-04 | -20.2 | 38.2 | 0 | 2022-02-04 | -11.8 | 29.8 | 0 | 2021-02-04 | -5.3 | 23.3 | 0 | 2020-02-04 | 0.7 | 17.3 | 0 | 2019-02-04 | 6.5 | 11.5 | 0 | 2018-02-04 | -2.2 | 20.2 | 0 | 2017-02-04 | -7.2 | 25.2 | 0 | 2016-02-04 | 2.1 | 15.9 | 0 | 22.52 | 0
2025-02-04 | -3.9 | 21.9 | 0 | 2024-02-04 | -4.8 | 22.8 | 0 | 2023-02-04 | -18.6 | 36.6 | 0 | 2022-02-04 | -12 | 30 | 0 | 2021-02-04 | -6.3 | 24.3 | 0 | 2020-02-04 | 0.5 | 17.5 | 0 | 2019-02-04 | 6.5 | 11.5 | 0 | 2018-02-04 | -2 | 20 | 0 | 2017-02-04 | -7.6 | 25.6 | 0 | 2016-02-04 | 1.3 | 16.7 | 0 | 22.69 | 0
2025-02-04 | -3.5 | 21.5 | 0 | 2024-02-04 | -3.5 | 21.5 | 0 | 2023-02-04 | -19.1 | 37.1 | 0 | 2022-02-04 | -12.8 | 30.8 | 0 | 2021-02-04 | -5.7 | 23.7 | 0 | 2020-02-04 | 0.8 | 17.2 | 0 | 2019-02-04 | 6.3 | 11.7 | 0 | 2018-02-04 | -1.7 | 19.7 | 0 | 2017-02-04 | -7.7 | 25.7 | 0 | 2016-02-04 | 1.1 | 16.9 | 0 | 22.58 | 0
2025-02-04 | -3.7 | 21.7 | 0 | 2024-02-04 | -3.1 | 21.1 | 0 | 2023-02-04 | -17.7 | 35.7 | 0 | 2022-02-04 | -13.2 | 31.2 | 0 | 2021-02-04 | -4.2 | 22.2 | 0 | 2020-02-04 | 0.7 | 17.3 | 0 | 2019-02-04 | 6 | 12 | 0 | 2018-02-04 | -1.5 | 19.5 | 0 | 2017-02-04 | -8.8 | 26.8 | 0 | 2016-02-04 | 0.4 | 17.6 | 0 | 22.51 | 0
2025-02-04 | -3 | 21 | 0 | 2024-02-04 | -2.8 | 20.8 | 0 | 2023-02-04 | -16.9 | 34.9 | 0 | 2022-02-04 | -13.5 | 31.5 | 0 | 2021-02-04 | -3.6 | 21.6 | 0 | 2020-02-04 | 1 | 17 | 0 | 2019-02-04 | 6.1 | 11.9 | 0 | 2018-02-04 | -1 | 19 | 0 | 2017-02-04 | -8.4 | 26.4 | 0 | 2016-02-04 | 0.6 | 17.4 | 0 | 22.15 | 0
2025-02-04 | -1.9 | 19.9 | 0 | 2024-02-04 | -2 | 20 | 0 | 2023-02-04 | -14.9 | 32.9 | 0 | 2022-02-04 | -13.8 | 31.8 | 0 | 2021-02-04 | -1.7 | 19.7 | 0 | 2020-02-04 | 1.3 | 16.7 | 0 | 2019-02-04 | 7.6 | 10.4 | 0 | 2018-02-04 | -0.6 | 18.6 | 0 | 2017-02-04 | -6.9 | 24.9 | 0 | 2016-02-04 | 1 | 17 | 0 | 21.19 | 0
2025-02-04 | -1.4 | 19.4 | 0 | 2024-02-04 | -1.2 | 19.2 | 0 | 2023-02-04 | -12.6 | 30.6 | 0 | 2022-02-04 | -13.4 | 31.4 | 0 | 2021-02-04 | 1 | 17 | 0 | 2020-02-04 | 1.9 | 16.1 | 0 | 2019-02-04 | 8.8 | 9.2 | 0 | 2018-02-04 | -0.1 | 18.1 | 0 | 2017-02-04 | -6.3 | 24.3 | 0 | 2016-02-04 | 1 | 17 | 0 | 20.23 | 0
2025-02-04 | -3.9 | 21.9 | 0 | 2024-02-04 | 0 | 18 | 0 | 2023-02-04 | -9.2 | 27.2 | 0 | 2022-02-04 | -13.1 | 31.1 | 0 | 2021-02-04 | 2.8 | 15.2 | 0 | 2020-02-04 | 2 | 16 | 0 | 2019-02-04 | 10.2 | 7.8 | 0 | 2018-02-04 | 0.7 | 17.3 | 0 | 2017-02-04 | -5.8 | 23.8 | 0 | 2016-02-04 | 2.1 | 15.9 | 0 | 19.42 | 0
2025-02-04 | -4.4 | 22.4 | 0 | 2024-02-04 | 1 | 17 | 0 | 2023-02-04 | -8 | 26 | 0 | 2022-02-04 | -12.8 | 30.8 | 0 | 2021-02-04 | 4.1 | 13.9 | 0 | 2020-02-04 | 2.3 | 15.7 | 0 | 2019-02-04 | 10.5 | 7.5 | 0 | 2018-02-04 | 1.2 | 16.8 | 0 | 2017-02-04 | -4.5 | 22.5 | 0 | 2016-02-04 | 2.9 | 15.1 | 0 | 18.77 | 0
2025-02-04 | -4.6 | 22.6 | 0 | 2024-02-04 | 1.5 | 16.5 | 0 | 2023-02-04 | -6.2 | 24.2 | 0 | 2022-02-04 | -11.6 | 29.6 | 0 | 2021-02-04 | 3 | 15 | 0 | 2020-02-04 | 1.9 | 16.1 | 0 | 2019-02-04 | 11.9 | 6.1 | 0 | 2018-02-04 | 1.4 | 16.6 | 0 | 2017-02-04 | -4.5 | 22.5 | 0 | 2016-02-04 | 2.9 | 15.1 | 0 | 18.43 | 0
2025-02-04 | -5.3 | 23.3 | 0 | 2024-02-04 | 2.5 | 15.5 | 0 | 2023-02-04 | -6.3 | 24.3 | 0 | 2022-02-04 | -11.2 | 29.2 | 0 | 2021-02-04 | 3.4 | 14.6 | 0 | 2020-02-04 | 1.7 | 16.3 | 0 | 2019-02-04 | 12.2 | 5.8 | 0 | 2018-02-04 | 1.3 | 16.7 | 0 | 2017-02-04 | -3.6 | 21.6 | 0 | 2016-02-04 | 2.1 | 15.9 | 0 | 18.32 | 0
2025-02-04 | -5.8 | 23.8 | 0 | 2024-02-04 | 2.7 | 15.3 | 0 | 2023-02-04 | -5.3 | 23.3 | 0 | 2022-02-04 | -10.6 | 28.6 | 0 | 2021-02-04 | 1.9 | 16.1 | 0 | 2020-02-04 | 1.4 | 16.6 | 0 | 2019-02-04 | 12.2 | 5.8 | 0 | 2018-02-04 | 1.3 | 16.7 | 0 | 2017-02-04 | -2.8 | 20.8 | 0 | 2016-02-04 | 1.4 | 16.6 | 0 | 18.36 | 0
2025-02-04 | -6.9 | 24.9 | 0 | 2024-02-04 | 2.5 | 15.5 | 0 | 2023-02-04 | -4.8 | 22.8 | 0 | 2022-02-04 | -11 | 29 | 0 | 2021-02-04 | 0.4 | 17.6 | 0 | 2020-02-04 | 0.9 | 17.1 | 0 | 2019-02-04 | 10.2 | 7.8 | 0 | 2018-02-04 | 1 | 17 | 0 | 2017-02-04 | -3.9 | 21.9 | 0 | 2016-02-04 | 1.1 | 16.9 | 0 | 19.05 | 0
2025-02-04 | -7.7 | 25.7 | 0 | 2024-02-04 | 1.3 | 16.7 | 0 | 2023-02-04 | -4.9 | 22.9 | 0 | 2022-02-04 | -11.4 | 29.4 | 0 | 2021-02-04 | -0.2 | 18.2 | 0 | 2020-02-04 | 0.6 | 17.4 | 0 | 2019-02-04 | 8.8 | 9.2 | 0 | 2018-02-04 | -4 | 22 | 0 | 2017-02-04 | -4.5 | 22.5 | 0 | 2016-02-04 | 0.4 | 17.6 | 0 | 20.16 | 0
2025-02-04 | -8.1 | 26.1 | 0 | 2024-02-04 | 1.2 | 16.8 | 0 | 2023-02-04 | -4.7 | 22.7 | 0 | 2022-02-04 | -11.3 | 29.3 | 0 | 2021-02-04 | -0.4 | 18.4 | 0 | 2020-02-04 | 0.4 | 17.6 | 0 | 2019-02-04 | 9.9 | 8.1 | 0 | 2018-02-04 | -6.2 | 24.2 | 0 | 2017-02-04 | -5.1 | 23.1 | 0 | 2016-02-04 | 0.3 | 17.7 | 0 | 20.4 | 0
2025-02-04 | -8.5 | 26.5 | 0 | 2024-02-04 | 0.8 | 17.2 | 0 | 2023-02-04 | -4.5 | 22.5 | 0 | 2022-02-04 | -11.4 | 29.4 | 0 | 2021-02-04 | -0.1 | 18.1 | 0 | 2020-02-04 | -0.6 | 18.6 | 0 | 2019-02-04 | 11 | 7 | 0 | 2018-02-04 | -6.9 | 24.9 | 0 | 2017-02-04 | -5 | 23 | 0 | 2016-02-04 | -0.2 | 18.2 | 0 | 20.54 | 0
2025-02-04 | -8.7 | 26.7 | 0 | 2024-02-04 | 0.5 | 17.5 | 0 | 2023-02-04 | -3.4 | 21.4 | 0 | 2022-02-04 | -12.6 | 30.6 | 0 | 2021-02-04 | 0.7 | 17.3 | 0 | 2020-02-04 | -1.5 | 19.5 | 0 | 2019-02-04 | 10.4 | 7.6 | 0 | 2018-02-04 | -7.5 | 25.5 | 0 | 2017-02-04 | -4.8 | 22.8 | 0 | 2016-02-04 | -0.7 | 18.7 | 0 | 20.76 | 0
2025-02-04 | -8.8 | 26.8 | 0 | 2024-02-04 | -0.5 | 18.5 | 0 | 2023-02-04 | -2.6 | 20.6 | 0 | 2022-02-04 | -12.3 | 30.3 | 0 | 2021-02-04 | 1.7 | 16.3 | 0 | 2020-02-04 | -2.1 | 20.1 | 0 | 2019-02-04 | 9.8 | 8.2 | 0 | 2018-02-04 | -8.3 | 26.3 | 0 | 2017-02-04 | -4.5 | 22.5 | 0 | 2016-02-04 | -1.1 | 19.1 | 0 | 20.87 | 0
2025-02-04 | -8.9 | 26.9 | 0 | 2024-02-04 | -0.7 | 18.7 | 0 | 2023-02-04 | -3.5 | 21.5 | 0 | 2022-02-04 | -12.1 | 30.1 | 0 | 2021-02-04 | 2.3 | 15.7 | 0 | 2020-02-04 | -2.7 | 20.7 | 0 | 2019-02-04 | 9.5 | 8.5 | 0 | 2018-02-04 | -8.6 | 26.6 | 0 | 2017-02-04 | -4.1 | 22.1 | 0 | 2016-02-04 | -1.3 | 19.3 | 0 | 21.01 | 0
2025-02-05 | -9.5 | 27.5 | 0 | 2024-02-05 | -0.8 | 18.8 | 0 | 2023-02-05 | -2.6 | 20.6 | 0 | 2022-02-05 | -12.8 | 30.8 | 0 | 2021-02-05 | 2 | 16 | 0 | 2020-02-05 | -3.3 | 21.3 | 0 | 2019-02-05 | 9.5 | 8.5 | 0 | 2018-02-05 | -8.7 | 26.7 | 0 | 2017-02-05 | -3 | 21 | 0 | 2016-02-05 | -1.4 | 19.4 | 0 | 21.06 | 0
2025-02-05 | -9.7 | 27.7 | 0 | 2024-02-05 | -1.4 | 19.4 | 0 | 2023-02-05 | -2.5 | 20.5 | 0 | 2022-02-05 | -13.3 | 31.3 | 0 | 2021-02-05 | -0.5 | 18.5 | 0 | 2020-02-05 | -4.7 | 22.7 | 0 | 2019-02-05 | 9.3 | 8.7 | 0 | 2018-02-05 | -9 | 27 | 0 | 2017-02-05 | -2.5 | 20.5 | 0 | 2016-02-05 | -1.7 | 19.7 | 0 | 21.6 | 0
2025-02-05 | -10 | 28 | 0 | 2024-02-05 | -1.3 | 19.3 | 0 | 2023-02-05 | -1.9 | 19.9 | 0 | 2022-02-05 | -13.8 | 31.8 | 0 | 2021-02-05 | 0.3 | 17.7 | 0 | 2020-02-05 | -5 | 23 | 0 | 2019-02-05 | 8.6 | 9.4 | 0 | 2018-02-05 | -10 | 28 | 0 | 2017-02-05 | -2.5 | 20.5 | 0 | 2016-02-05 | -1.9 | 19.9 | 0 | 21.75 | 0
2025-02-05 | -9.5 | 27.5 | 0 | 2024-02-05 | -1.4 | 19.4 | 0 | 2023-02-05 | -0.7 | 18.7 | 0 | 2022-02-05 | -13.6 | 31.6 | 0 | 2021-02-05 | 0.9 | 17.1 | 0 | 2020-02-05 | -5.2 | 23.2 | 0 | 2019-02-05 | 7.6 | 10.4 | 0 | 2018-02-05 | -11.7 | 29.7 | 0 | 2017-02-05 | -2.7 | 20.7 | 0 | 2016-02-05 | -2.3 | 20.3 | 0 | 21.86 | 0
2025-02-05 | -8.8 | 26.8 | 0 | 2024-02-05 | -1.6 | 19.6 | 0 | 2023-02-05 | -0.8 | 18.8 | 0 | 2022-02-05 | -13.5 | 31.5 | 0 | 2021-02-05 | 1.2 | 16.8 | 0 | 2020-02-05 | -5.2 | 23.2 | 0 | 2019-02-05 | 6.7 | 11.3 | 0 | 2018-02-05 | -12.1 | 30.1 | 0 | 2017-02-05 | -2.5 | 20.5 | 0 | 2016-02-05 | -2.3 | 20.3 | 0 | 21.89 | 0
2025-02-05 | -8.9 | 26.9 | 0 | 2024-02-05 | -2.4 | 20.4 | 0 | 2023-02-05 | 0 | 18 | 0 | 2022-02-05 | -13.3 | 31.3 | 0 | 2021-02-05 | 1.2 | 16.8 | 0 | 2020-02-05 | -5.5 | 23.5 | 0 | 2019-02-05 | 6.1 | 11.9 | 0 | 2018-02-05 | -12.5 | 30.5 | 0 | 2017-02-05 | -2.8 | 20.8 | 0 | 2016-02-05 | -2.3 | 20.3 | 0 | 22.04 | 0
2025-02-05 | -8.9 | 26.9 | 0 | 2024-02-05 | -1.5 | 19.5 | 0 | 2023-02-05 | 0.1 | 17.9 | 0 | 2022-02-05 | -13.8 | 31.8 | 0 | 2021-02-05 | 1.6 | 16.4 | 0 | 2020-02-05 | -5.8 | 23.8 | 0 | 2019-02-05 | 4.8 | 13.2 | 0 | 2018-02-05 | -13.9 | 31.9 | 0 | 2017-02-05 | -2.7 | 20.7 | 0 | 2016-02-05 | -2.7 | 20.7 | 0 | 22.28 | 0
2025-02-05 | -8.6 | 26.6 | 0 | 2024-02-05 | -0.8 | 18.8 | 0 | 2023-02-05 | 0.2 | 17.8 | 0 | 2022-02-05 | -14.5 | 32.5 | 0 | 2021-02-05 | 0.2 | 17.8 | 0 | 2020-02-05 | -7.1 | 25.1 | 0 | 2019-02-05 | 3.6 | 14.4 | 0 | 2018-02-05 | -12.9 | 30.9 | 0 | 2017-02-05 | -2.3 | 20.3 | 0 | 2016-02-05 | -2.8 | 20.8 | 0 | 22.5 | 0
2025-02-05 | -8 | 26 | 0 | 2024-02-05 | -0.6 | 18.6 | 0 | 2023-02-05 | 0.9 | 17.1 | 0 | 2022-02-05 | -15.1 | 33.1 | 0 | 2021-02-05 | -0.9 | 18.9 | 0 | 2020-02-05 | -7.8 | 25.8 | 0 | 2019-02-05 | 3.3 | 14.7 | 0 | 2018-02-05 | -12.5 | 30.5 | 0 | 2017-02-05 | -3 | 21 | 0 | 2016-02-05 | -2.4 | 20.4 | 0 | 22.61 | 0
2025-02-05 | -8.4 | 26.4 | 0 | 2024-02-05 | 0.2 | 17.8 | 0 | 2023-02-05 | 2.1 | 15.9 | 0 | 2022-02-05 | -14.1 | 32.1 | 0 | 2021-02-05 | -1.8 | 19.8 | 0 | 2020-02-05 | -8 | 26 | 0 | 2019-02-05 | 1.3 | 16.7 | 0 | 2018-02-05 | -11.5 | 29.5 | 0 | 2017-02-05 | -2.8 | 20.8 | 0 | 2016-02-05 | -2 | 20 | 0 | 22.5 | 0
2025-02-05 | -8.6 | 26.6 | 0 | 2024-02-05 | 0.8 | 17.2 | 0 | 2023-02-05 | 3.3 | 14.7 | 0 | 2022-02-05 | -13.2 | 31.2 | 0 | 2021-02-05 | -2.7 | 20.7 | 0 | 2020-02-05 | -7 | 25 | 0 | 2019-02-05 | 1.1 | 16.9 | 0 | 2018-02-05 | -10.2 | 28.2 | 0 | 2017-02-05 | -2.6 | 20.6 | 0 | 2016-02-05 | -0.4 | 18.4 | 0 | 21.95 | 0
2025-02-05 | -7.9 | 25.9 | 0 | 2024-02-05 | 1.1 | 16.9 | 0 | 2023-02-05 | 4.1 | 13.9 | 0 | 2022-02-05 | -12.7 | 30.7 | 0 | 2021-02-05 | -2.7 | 20.7 | 0 | 2020-02-05 | -6.5 | 24.5 | 0 | 2019-02-05 | -0.4 | 18.4 | 0 | 2018-02-05 | -9.1 | 27.1 | 0 | 2017-02-05 | -1.5 | 19.5 | 0 | 2016-02-05 | 0.2 | 17.8 | 0 | 21.54 | 0
2025-02-05 | -6.8 | 24.8 | 0 | 2024-02-05 | 1.2 | 16.8 | 0 | 2023-02-05 | 3.9 | 14.1 | 0 | 2022-02-05 | -11.7 | 29.7 | 0 | 2021-02-05 | -3.4 | 21.4 | 0 | 2020-02-05 | -5.4 | 23.4 | 0 | 2019-02-05 | -0.1 | 18.1 | 0 | 2018-02-05 | -8.8 | 26.8 | 0 | 2017-02-05 | -1.1 | 19.1 | 0 | 2016-02-05 | 0.2 | 17.8 | 0 | 21.2 | 0
2025-02-05 | -6.2 | 24.2 | 0 | 2024-02-05 | 1.3 | 16.7 | 0 | 2023-02-05 | 3.9 | 14.1 | 0 | 2022-02-05 | -10.5 | 28.5 | 0 | 2021-02-05 | -3.9 | 21.9 | 0 | 2020-02-05 | -4.4 | 22.4 | 0 | 2019-02-05 | -0.4 | 18.4 | 0 | 2018-02-05 | -9.5 | 27.5 | 0 | 2017-02-05 | -0.9 | 18.9 | 0 | 2016-02-05 | 2.8 | 15.2 | 0 | 20.78 | 0
2025-02-05 | -5.2 | 23.2 | 0 | 2024-02-05 | 1.9 | 16.1 | 0 | 2023-02-05 | 3.9 | 14.1 | 0 | 2022-02-05 | -9.8 | 27.8 | 0 | 2021-02-05 | -4.6 | 22.6 | 0 | 2020-02-05 | -3.9 | 21.9 | 0 | 2019-02-05 | -1 | 19 | 0 | 2018-02-05 | -8.4 | 26.4 | 0 | 2017-02-05 | -0.6 | 18.6 | 0 | 2016-02-05 | 1.1 | 16.9 | 0 | 20.66 | 0
2025-02-05 | -5.3 | 23.3 | 0 | 2024-02-05 | 3.1 | 14.9 | 0 | 2023-02-05 | 3.7 | 14.3 | 0 | 2022-02-05 | -8.8 | 26.8 | 0 | 2021-02-05 | -5.3 | 23.3 | 0 | 2020-02-05 | -3.1 | 21.1 | 0 | 2019-02-05 | -2 | 20 | 0 | 2018-02-05 | -8.3 | 26.3 | 0 | 2017-02-05 | -0.1 | 18.1 | 0 | 2016-02-05 | 1.4 | 16.6 | 0 | 20.47 | 0
2025-02-05 | -5.5 | 23.5 | 0 | 2024-02-05 | 2.4 | 15.6 | 0 | 2023-02-05 | 3.2 | 14.8 | 0 | 2022-02-05 | -8.8 | 26.8 | 0 | 2021-02-05 | -5.9 | 23.9 | 0 | 2020-02-05 | -3.8 | 21.8 | 0 | 2019-02-05 | -3.2 | 21.2 | 0 | 2018-02-05 | -8.2 | 26.2 | 0 | 2017-02-05 | 0.1 | 17.9 | 0 | 2016-02-05 | 1 | 17 | 0 | 20.87 | 0
2025-02-05 | -5.7 | 23.7 | 0 | 2024-02-05 | 1.6 | 16.4 | 0 | 2023-02-05 | 2.7 | 15.3 | 0 | 2022-02-05 | -8.9 | 26.9 | 0 | 2021-02-05 | -7 | 25 | 0 | 2020-02-05 | -4.3 | 22.3 | 0 | 2019-02-05 | -4 | 22 | 0 | 2018-02-05 | -8.4 | 26.4 | 0 | 2017-02-05 | 0.4 | 17.6 | 0 | 2016-02-05 | 0.5 | 17.5 | 0 | 21.31 | 0
2025-02-05 | -6 | 24 | 0 | 2024-02-05 | 0.2 | 17.8 | 0 | 2023-02-05 | 2.9 | 15.1 | 0 | 2022-02-05 | -9 | 27 | 0 | 2021-02-05 | -7.6 | 25.6 | 0 | 2020-02-05 | -4.7 | 22.7 | 0 | 2019-02-05 | -4.7 | 22.7 | 0 | 2018-02-05 | -8.6 | 26.6 | 0 | 2017-02-05 | -0.2 | 18.2 | 0 | 2016-02-05 | -0.4 | 18.4 | 0 | 21.81 | 0
2025-02-05 | -6 | 24 | 0 | 2024-02-05 | 0.4 | 17.6 | 0 | 2023-02-05 | 2.6 | 15.4 | 0 | 2022-02-05 | -9.2 | 27.2 | 0 | 2021-02-05 | -7.7 | 25.7 | 0 | 2020-02-05 | -4.3 | 22.3 | 0 | 2019-02-05 | -5 | 23 | 0 | 2018-02-05 | -8.2 | 26.2 | 0 | 2017-02-05 | -0.8 | 18.8 | 0 | 2016-02-05 | 0.1 | 17.9 | 0 | 21.81 | 0
2025-02-05 | -6.3 | 24.3 | 0 | 2024-02-05 | -1 | 19 | 0 | 2023-02-05 | 2.6 | 15.4 | 0 | 2022-02-05 | -9 | 27 | 0 | 2021-02-05 | -7.7 | 25.7 | 0 | 2020-02-05 | -4.2 | 22.2 | 0 | 2019-02-05 | -5.6 | 23.6 | 0 | 2018-02-05 | -7.9 | 25.9 | 0 | 2017-02-05 | -1.4 | 19.4 | 0 | 2016-02-05 | 0.1 | 17.9 | 0 | 22.04 | 0
2025-02-05 | -6.3 | 24.3 | 0 | 2024-02-05 | -0.4 | 18.4 | 0 | 2023-02-05 | 2.8 | 15.2 | 0 | 2022-02-05 | -9.3 | 27.3 | 0 | 2021-02-05 | -8 | 26 | 0 | 2020-02-05 | -4.2 | 22.2 | 0 | 2019-02-05 | -6.4 | 24.4 | 0 | 2018-02-05 | -8 | 26 | 0 | 2017-02-05 | -1.9 | 19.9 | 0 | 2016-02-05 | -0.7 | 18.7 | 0 | 22.24 | 0
2025-02-05 | -6 | 24 | 0 | 2024-02-05 | -1.2 | 19.2 | 0 | 2023-02-05 | 2.6 | 15.4 | 0 | 2022-02-05 | -9.5 | 27.5 | 0 | 2021-02-05 | -7.3 | 25.3 | 0 | 2020-02-05 | -4.1 | 22.1 | 0 | 2019-02-05 | -7 | 25 | 0 | 2018-02-05 | -8.3 | 26.3 | 0 | 2017-02-05 | -2.6 | 20.6 | 0 | 2016-02-05 | -1 | 19 | 0 | 22.44 | 0
2025-02-05 | -5.3 | 23.3 | 0 | 2024-02-05 | -1.3 | 19.3 | 0 | 2023-02-05 | 2.1 | 15.9 | 0 | 2022-02-05 | -9.1 | 27.1 | 0 | 2021-02-05 | -7.3 | 25.3 | 0 | 2020-02-05 | -4 | 22 | 0 | 2019-02-05 | -6.9 | 24.9 | 0 | 2018-02-05 | -8.7 | 26.7 | 0 | 2017-02-05 | -2.8 | 20.8 | 0 | 2016-02-05 | -1 | 19 | 0 | 22.43 | 0
2025-02-06 | -5 | 23 | 0 | 2024-02-06 | -2.3 | 20.3 | 0 | 2023-02-06 | 2.3 | 15.7 | 0 | 2022-02-06 | -8.3 | 26.3 | 0 | 2021-02-06 | -7.2 | 25.2 | 0 | 2020-02-06 | -5 | 23 | 0 | 2019-02-06 | -6.9 | 24.9 | 0 | 2018-02-06 | -8.4 | 26.4 | 0 | 2017-02-06 | -3.2 | 21.2 | 0 | 2016-02-06 | -1 | 19 | 0 | 22.5 | 0
2025-02-06 | -4.6 | 22.6 | 0 | 2024-02-06 | -2.2 | 20.2 | 0 | 2023-02-06 | 2.2 | 15.8 | 0 | 2022-02-06 | -7.2 | 25.2 | 0 | 2021-02-06 | -7.2 | 25.2 | 0 | 2020-02-06 | -5.3 | 23.3 | 0 | 2019-02-06 | -6.7 | 24.7 | 0 | 2018-02-06 | -8.5 | 26.5 | 0 | 2017-02-06 | -3.3 | 21.3 | 0 | 2016-02-06 | -0.8 | 18.8 | 0 | 22.36 | 0
2025-02-06 | -4.1 | 22.1 | 0 | 2024-02-06 | -2.5 | 20.5 | 0 | 2023-02-06 | 1.1 | 16.9 | 0 | 2022-02-06 | -6.9 | 24.9 | 0 | 2021-02-06 | -8 | 26 | 0 | 2020-02-06 | -5.3 | 23.3 | 0 | 2019-02-06 | -6 | 24 | 0 | 2018-02-06 | -8.8 | 26.8 | 0 | 2017-02-06 | -3.7 | 21.7 | 0 | 2016-02-06 | -0.9 | 18.9 | 0 | 22.51 | 0
2025-02-06 | -3.7 | 21.7 | 0 | 2024-02-06 | -3.7 | 21.7 | 0 | 2023-02-06 | 0.9 | 17.1 | 0 | 2022-02-06 | -6.5 | 24.5 | 0 | 2021-02-06 | -8.4 | 26.4 | 0 | 2020-02-06 | -4.9 | 22.9 | 0 | 2019-02-06 | -5.5 | 23.5 | 0 | 2018-02-06 | -9 | 27 | 0 | 2017-02-06 | -4.1 | 22.1 | 0 | 2016-02-06 | -0.6 | 18.6 | 0 | 22.55 | 0
2025-02-06 | -3.1 | 21.1 | 0 | 2024-02-06 | -3.8 | 21.8 | 0 | 2023-02-06 | 0.2 | 17.8 | 0 | 2022-02-06 | -6.2 | 24.2 | 0 | 2021-02-06 | -8.6 | 26.6 | 0 | 2020-02-06 | -4.7 | 22.7 | 0 | 2019-02-06 | -4.5 | 22.5 | 0 | 2018-02-06 | -9.1 | 27.1 | 0 | 2017-02-06 | -4.7 | 22.7 | 0 | 2016-02-06 | -0.7 | 18.7 | 0 | 22.52 | 0
2025-02-06 | -2.7 | 20.7 | 0 | 2024-02-06 | -4.5 | 22.5 | 0 | 2023-02-06 | 0.5 | 17.5 | 0 | 2022-02-06 | -6.2 | 24.2 | 0 | 2021-02-06 | -9 | 27 | 0 | 2020-02-06 | -4.7 | 22.7 | 0 | 2019-02-06 | -3.8 | 21.8 | 0 | 2018-02-06 | -9.1 | 27.1 | 0 | 2017-02-06 | -5.6 | 23.6 | 0 | 2016-02-06 | -0.8 | 18.8 | 0 | 22.59 | 0
2025-02-06 | -3.9 | 21.9 | 0 | 2024-02-06 | -5.1 | 23.1 | 0 | 2023-02-06 | -0.6 | 18.6 | 0 | 2022-02-06 | -6.2 | 24.2 | 0 | 2021-02-06 | -9.3 | 27.3 | 0 | 2020-02-06 | -4.7 | 22.7 | 0 | 2019-02-06 | -3.8 | 21.8 | 0 | 2018-02-06 | -9.1 | 27.1 | 0 | 2017-02-06 | -5 | 23 | 0 | 2016-02-06 | -0.9 | 18.9 | 0 | 22.86 | 0
2025-02-06 | -4.4 | 22.4 | 0 | 2024-02-06 | -4.5 | 22.5 | 0 | 2023-02-06 | -1.2 | 19.2 | 0 | 2022-02-06 | -6.1 | 24.1 | 0 | 2021-02-06 | -8.9 | 26.9 | 0 | 2020-02-06 | -5.2 | 23.2 | 0 | 2019-02-06 | -4.1 | 22.1 | 0 | 2018-02-06 | -9.2 | 27.2 | 0 | 2017-02-06 | -4.7 | 22.7 | 0 | 2016-02-06 | -0.6 | 18.6 | 0 | 22.89 | 0
2025-02-06 | -4.1 | 22.1 | 0 | 2024-02-06 | -4.1 | 22.1 | 0 | 2023-02-06 | -2.5 | 20.5 | 0 | 2022-02-06 | -6.1 | 24.1 | 0 | 2021-02-06 | -9.1 | 27.1 | 0 | 2020-02-06 | -5.1 | 23.1 | 0 | 2019-02-06 | -4.8 | 22.8 | 0 | 2018-02-06 | -9 | 27 | 0 | 2017-02-06 | -4 | 22 | 0 | 2016-02-06 | -1.8 | 19.8 | 0 | 23.06 | 0
2025-02-06 | -3.7 | 21.7 | 0 | 2024-02-06 | -1.2 | 19.2 | 0 | 2023-02-06 | -3.2 | 21.2 | 0 | 2022-02-06 | -5.7 | 23.7 | 0 | 2021-02-06 | -8.7 | 26.7 | 0 | 2020-02-06 | -4.8 | 22.8 | 0 | 2019-02-06 | -4.6 | 22.6 | 0 | 2018-02-06 | -8.6 | 26.6 | 0 | 2017-02-06 | -3.4 | 21.4 | 0 | 2016-02-06 | 0.1 | 17.9 | 0 | 22.38 | 0
2025-02-06 | -3.3 | 21.3 | 0 | 2024-02-06 | 1.3 | 16.7 | 0 | 2023-02-06 | -3.5 | 21.5 | 0 | 2022-02-06 | -4.7 | 22.7 | 0 | 2021-02-06 | -8.2 | 26.2 | 0 | 2020-02-06 | -4.5 | 22.5 | 0 | 2019-02-06 | -4.2 | 22.2 | 0 | 2018-02-06 | -7.3 | 25.3 | 0 | 2017-02-06 | -2.5 | 20.5 | 0 | 2016-02-06 | 1.3 | 16.7 | 0 | 21.56 | 0
2025-02-06 | -3 | 21 | 0 | 2024-02-06 | 2.1 | 15.9 | 0 | 2023-02-06 | -3.4 | 21.4 | 0 | 2022-02-06 | -3.5 | 21.5 | 0 | 2021-02-06 | -7.3 | 25.3 | 0 | 2020-02-06 | -4.1 | 22.1 | 0 | 2019-02-06 | -3.2 | 21.2 | 0 | 2018-02-06 | -6.8 | 24.8 | 0 | 2017-02-06 | -1.7 | 19.7 | 0 | 2016-02-06 | 0.9 | 17.1 | 0 | 21 | 0
2025-02-06 | -2.2 | 20.2 | 0 | 2024-02-06 | 3 | 15 | 0 | 2023-02-06 | -3.2 | 21.2 | 0 | 2022-02-06 | -2.6 | 20.6 | 0 | 2021-02-06 | -6.8 | 24.8 | 0 | 2020-02-06 | -4.3 | 22.3 | 0 | 2019-02-06 | -2.4 | 20.4 | 0 | 2018-02-06 | -5.8 | 23.8 | 0 | 2017-02-06 | -1.2 | 19.2 | 0 | 2016-02-06 | 1.9 | 16.1 | 0 | 20.36 | 0
2025-02-06 | -1 | 19 | 0 | 2024-02-06 | 3.3 | 14.7 | 0 | 2023-02-06 | -3.2 | 21.2 | 0 | 2022-02-06 | -1.8 | 19.8 | 0 | 2021-02-06 | -6.5 | 24.5 | 0 | 2020-02-06 | -4 | 22 | 0 | 2019-02-06 | -2 | 20 | 0 | 2018-02-06 | -5 | 23 | 0 | 2017-02-06 | -0.6 | 18.6 | 0 | 2016-02-06 | 3 | 15 | 0 | 19.78 | 0
2025-02-06 | -0.5 | 18.5 | 0 | 2024-02-06 | 3.3 | 14.7 | 0 | 2023-02-06 | -2.9 | 20.9 | 0 | 2022-02-06 | -1.2 | 19.2 | 0 | 2021-02-06 | -6.4 | 24.4 | 0 | 2020-02-06 | -3.8 | 21.8 | 0 | 2019-02-06 | -1.1 | 19.1 | 0 | 2018-02-06 | -5.3 | 23.3 | 0 | 2017-02-06 | 0.4 | 17.6 | 0 | 2016-02-06 | 3.1 | 14.9 | 0 | 19.44 | 0
2025-02-06 | -0.5 | 18.5 | 0 | 2024-02-06 | 3.3 | 14.7 | 0 | 2023-02-06 | -2.4 | 20.4 | 0 | 2022-02-06 | -0.6 | 18.6 | 0 | 2021-02-06 | -6.3 | 24.3 | 0 | 2020-02-06 | -3.6 | 21.6 | 0 | 2019-02-06 | -1.2 | 19.2 | 0 | 2018-02-06 | -4.9 | 22.9 | 0 | 2017-02-06 | 1.4 | 16.6 | 0 | 2016-02-06 | 2.5 | 15.5 | 0 | 19.23 | 0
2025-02-06 | -0.6 | 18.6 | 0 | 2024-02-06 | 2.4 | 15.6 | 0 | 2023-02-06 | -1.7 | 19.7 | 0 | 2022-02-06 | -0.6 | 18.6 | 0 | 2021-02-06 | -6.4 | 24.4 | 0 | 2020-02-06 | -3.7 | 21.7 | 0 | 2019-02-06 | -1.3 | 19.3 | 0 | 2018-02-06 | -5.7 | 23.7 | 0 | 2017-02-06 | 1.2 | 16.8 | 0 | 2016-02-06 | 2.4 | 15.6 | 0 | 19.4 | 0
2025-02-06 | -0.1 | 18.1 | 0 | 2024-02-06 | 1.4 | 16.6 | 0 | 2023-02-06 | -2.1 | 20.1 | 0 | 2022-02-06 | -0.8 | 18.8 | 0 | 2021-02-06 | -6.7 | 24.7 | 0 | 2020-02-06 | -4 | 22 | 0 | 2019-02-06 | -1.9 | 19.9 | 0 | 2018-02-06 | -6.4 | 24.4 | 0 | 2017-02-06 | 1.2 | 16.8 | 0 | 2016-02-06 | 2.3 | 15.7 | 0 | 19.71 | 0
2025-02-06 | 0.2 | 17.8 | 0 | 2024-02-06 | 0.2 | 17.8 | 0 | 2023-02-06 | -2.1 | 20.1 | 0 | 2022-02-06 | -1.1 | 19.1 | 0 | 2021-02-06 | -7.3 | 25.3 | 0 | 2020-02-06 | -4.2 | 22.2 | 0 | 2019-02-06 | -2.1 | 20.1 | 0 | 2018-02-06 | -7.7 | 25.7 | 0 | 2017-02-06 | 0.6 | 17.4 | 0 | 2016-02-06 | 1.5 | 16.5 | 0 | 20.2 | 0
2025-02-06 | 0.5 | 17.5 | 0 | 2024-02-06 | -0.3 | 18.3 | 0 | 2023-02-06 | -2.3 | 20.3 | 0 | 2022-02-06 | -1.6 | 19.6 | 0 | 2021-02-06 | -7.5 | 25.5 | 0 | 2020-02-06 | -4 | 22 | 0 | 2019-02-06 | -2.1 | 20.1 | 0 | 2018-02-06 | -8.8 | 26.8 | 0 | 2017-02-06 | 0.6 | 17.4 | 0 | 2016-02-06 | 1.2 | 16.8 | 0 | 20.43 | 0
2025-02-06 | 0.3 | 17.7 | 0 | 2024-02-06 | -0.3 | 18.3 | 0 | 2023-02-06 | -2.4 | 20.4 | 0 | 2022-02-06 | -2 | 20 | 0 | 2021-02-06 | -8 | 26 | 0 | 2020-02-06 | -4.6 | 22.6 | 0 | 2019-02-06 | -1.9 | 19.9 | 0 | 2018-02-06 | -9.3 | 27.3 | 0 | 2017-02-06 | 0.6 | 17.4 | 0 | 2016-02-06 | 0.7 | 17.3 | 0 | 20.69 | 0
2025-02-06 | -0.1 | 18.1 | 0 | 2024-02-06 | 0 | 18 | 0 | 2023-02-06 | -2.4 | 20.4 | 0 | 2022-02-06 | -2 | 20 | 0 | 2021-02-06 | -8.4 | 26.4 | 0 | 2020-02-06 | -4.8 | 22.8 | 0 | 2019-02-06 | -2.3 | 20.3 | 0 | 2018-02-06 | -9.9 | 27.9 | 0 | 2017-02-06 | 0.5 | 17.5 | 0 | 2016-02-06 | 0.5 | 17.5 | 0 | 20.89 | 0
2025-02-06 | -0.3 | 18.3 | 0 | 2024-02-06 | -0.4 | 18.4 | 0 | 2023-02-06 | -1.2 | 19.2 | 0 | 2022-02-06 | -1.8 | 19.8 | 0 | 2021-02-06 | -9.1 | 27.1 | 0 | 2020-02-06 | -4.8 | 22.8 | 0 | 2019-02-06 | -2.3 | 20.3 | 0 | 2018-02-06 | -10.3 | 28.3 | 0 | 2017-02-06 | 0.8 | 17.2 | 0 | 2016-02-06 | -0.5 | 18.5 | 0 | 20.99 | 0
2025-02-06 | 0.1 | 17.9 | 0 | 2024-02-06 | -1 | 19 | 0 | 2023-02-06 | -0.8 | 18.8 | 0 | 2022-02-06 | -1.6 | 19.6 | 0 | 2021-02-06 | -8.4 | 26.4 | 0 | 2020-02-06 | -5 | 23 | 0 | 2019-02-06 | -2.3 | 20.3 | 0 | 2018-02-06 | -10.1 | 28.1 | 0 | 2017-02-06 | 0.9 | 17.1 | 0 | 2016-02-06 | -1.1 | 19.1 | 0 | 20.93 | 0
2025-02-07 | -1.5 | 19.5 | 0 | 2024-02-07 | -1.2 | 19.2 | 0 | 2023-02-07 | -0.9 | 18.9 | 0 | 2022-02-07 | -1.9 | 19.9 | 0 | 2021-02-07 | -8.3 | 26.3 | 0 | 2020-02-07 | -5.2 | 23.2 | 0 | 2019-02-07 | -2.2 | 20.2 | 0 | 2018-02-07 | -10.5 | 28.5 | 0 | 2017-02-07 | 0.8 | 17.2 | 0 | 2016-02-07 | -1.1 | 19.1 | 0 | 21.2 | 0
2025-02-07 | -2.2 | 20.2 | 0 | 2024-02-07 | -1 | 19 | 0 | 2023-02-07 | -0.8 | 18.8 | 0 | 2022-02-07 | -1.6 | 19.6 | 0 | 2021-02-07 | -8 | 26 | 0 | 2020-02-07 | -5.4 | 23.4 | 0 | 2019-02-07 | -2.5 | 20.5 | 0 | 2018-02-07 | -9.7 | 27.7 | 0 | 2017-02-07 | 1 | 17 | 0 | 2016-02-07 | -1.3 | 19.3 | 0 | 21.15 | 0
2025-02-07 | -4 | 22 | 0 | 2024-02-07 | -1.4 | 19.4 | 0 | 2023-02-07 | -0.9 | 18.9 | 0 | 2022-02-07 | -1.9 | 19.9 | 0 | 2021-02-07 | -8.2 | 26.2 | 0 | 2020-02-07 | -5.5 | 23.5 | 0 | 2019-02-07 | -2.5 | 20.5 | 0 | 2018-02-07 | -9.6 | 27.6 | 0 | 2017-02-07 | 0.9 | 17.1 | 0 | 2016-02-07 | -1.8 | 19.8 | 0 | 21.49 | 0
2025-02-07 | -5.2 | 23.2 | 0 | 2024-02-07 | -1 | 19 | 0 | 2023-02-07 | -0.6 | 18.6 | 0 | 2022-02-07 | -2.2 | 20.2 | 0 | 2021-02-07 | -7.8 | 25.8 | 0 | 2020-02-07 | -5.5 | 23.5 | 0 | 2019-02-07 | -2.8 | 20.8 | 0 | 2018-02-07 | -9.3 | 27.3 | 0 | 2017-02-07 | 0.5 | 17.5 | 0 | 2016-02-07 | -1.9 | 19.9 | 0 | 21.58 | 0
2025-02-07 | -6.3 | 24.3 | 0 | 2024-02-07 | -1.7 | 19.7 | 0 | 2023-02-07 | -0.5 | 18.5 | 0 | 2022-02-07 | -2.5 | 20.5 | 0 | 2021-02-07 | -7.7 | 25.7 | 0 | 2020-02-07 | -5.4 | 23.4 | 0 | 2019-02-07 | -3 | 21 | 0 | 2018-02-07 | -8.9 | 26.9 | 0 | 2017-02-07 | 0.2 | 17.8 | 0 | 2016-02-07 | -2.1 | 20.1 | 0 | 21.79 | 0
2025-02-07 | -6.9 | 24.9 | 0 | 2024-02-07 | -1.9 | 19.9 | 0 | 2023-02-07 | -0.6 | 18.6 | 0 | 2022-02-07 | -2.4 | 20.4 | 0 | 2021-02-07 | -7.3 | 25.3 | 0 | 2020-02-07 | -5.7 | 23.7 | 0 | 2019-02-07 | -3.2 | 21.2 | 0 | 2018-02-07 | -8.3 | 26.3 | 0 | 2017-02-07 | 0.3 | 17.7 | 0 | 2016-02-07 | -2.2 | 20.2 | 0 | 21.82 | 0
2025-02-07 | -7.5 | 25.5 | 0 | 2024-02-07 | -1.6 | 19.6 | 0 | 2023-02-07 | -0.9 | 18.9 | 0 | 2022-02-07 | -2.6 | 20.6 | 0 | 2021-02-07 | -8.1 | 26.1 | 0 | 2020-02-07 | -5.3 | 23.3 | 0 | 2019-02-07 | -3.1 | 21.1 | 0 | 2018-02-07 | -8.8 | 26.8 | 0 | 2017-02-07 | 0.6 | 17.4 | 0 | 2016-02-07 | -1.5 | 19.5 | 0 | 21.88 | 0
2025-02-07 | -7.9 | 25.9 | 0 | 2024-02-07 | -1.6 | 19.6 | 0 | 2023-02-07 | -0.9 | 18.9 | 0 | 2022-02-07 | -2.3 | 20.3 | 0 | 2021-02-07 | -8.3 | 26.3 | 0 | 2020-02-07 | -5.2 | 23.2 | 0 | 2019-02-07 | -3 | 21 | 0 | 2018-02-07 | -8.3 | 26.3 | 0 | 2017-02-07 | 0.7 | 17.3 | 0 | 2016-02-07 | -1.5 | 19.5 | 0 | 21.83 | 0
2025-02-07 | -8.1 | 26.1 | 0 | 2024-02-07 | -0.6 | 18.6 | 0 | 2023-02-07 | -0.7 | 18.7 | 0 | 2022-02-07 | -2.2 | 20.2 | 0 | 2021-02-07 | -8.4 | 26.4 | 0 | 2020-02-07 | -5.1 | 23.1 | 0 | 2019-02-07 | -2.8 | 20.8 | 0 | 2018-02-07 | -7.8 | 25.8 | 0 | 2017-02-07 | 0.2 | 17.8 | 0 | 2016-02-07 | -1.2 | 19.2 | 0 | 21.67 | 0
2025-02-07 | -7.4 | 25.4 | 0 | 2024-02-07 | 0.9 | 17.1 | 0 | 2023-02-07 | 0.1 | 17.9 | 0 | 2022-02-07 | -1.6 | 19.6 | 0 | 2021-02-07 | -8.3 | 26.3 | 0 | 2020-02-07 | -5.1 | 23.1 | 0 | 2019-02-07 | -2.5 | 20.5 | 0 | 2018-02-07 | -8 | 26 | 0 | 2017-02-07 | -0.4 | 18.4 | 0 | 2016-02-07 | 1.1 | 16.9 | 0 | 21.12 | 0
2025-02-07 | -6.5 | 24.5 | 0 | 2024-02-07 | 2.3 | 15.7 | 0 | 2023-02-07 | 0.3 | 17.7 | 0 | 2022-02-07 | -0.9 | 18.9 | 0 | 2021-02-07 | -7.2 | 25.2 | 0 | 2020-02-07 | -5.1 | 23.1 | 0 | 2019-02-07 | -2.1 | 20.1 | 0 | 2018-02-07 | -8 | 26 | 0 | 2017-02-07 | -0.8 | 18.8 | 0 | 2016-02-07 | 2.3 | 15.7 | 0 | 20.57 | 0
2025-02-07 | -5.5 | 23.5 | 0 | 2024-02-07 | 3.1 | 14.9 | 0 | 2023-02-07 | 0.7 | 17.3 | 0 | 2022-02-07 | 0.3 | 17.7 | 0 | 2021-02-07 | -6.2 | 24.2 | 0 | 2020-02-07 | -5.4 | 23.4 | 0 | 2019-02-07 | -1.8 | 19.8 | 0 | 2018-02-07 | -8.8 | 26.8 | 0 | 2017-02-07 | -1.2 | 19.2 | 0 | 2016-02-07 | 3.5 | 14.5 | 0 | 20.13 | 0
2025-02-07 | -4.9 | 22.9 | 0 | 2024-02-07 | 3.5 | 14.5 | 0 | 2023-02-07 | 2 | 16 | 0 | 2022-02-07 | 1.7 | 16.3 | 0 | 2021-02-07 | -8.3 | 26.3 | 0 | 2020-02-07 | -5.1 | 23.1 | 0 | 2019-02-07 | -1.5 | 19.5 | 0 | 2018-02-07 | -8.1 | 26.1 | 0 | 2017-02-07 | -1.1 | 19.1 | 0 | 2016-02-07 | 4.3 | 13.7 | 0 | 19.75 | 0
2025-02-07 | -4.3 | 22.3 | 0 | 2024-02-07 | 4 | 14 | 0 | 2023-02-07 | 6 | 12 | 0 | 2022-02-07 | 2.3 | 15.7 | 0 | 2021-02-07 | -7.9 | 25.9 | 0 | 2020-02-07 | -4.6 | 22.6 | 0 | 2019-02-07 | -1.8 | 19.8 | 0 | 2018-02-07 | -7.4 | 25.4 | 0 | 2017-02-07 | -1.2 | 19.2 | 0 | 2016-02-07 | 5.2 | 12.8 | 0 | 18.97 | 0
2025-02-07 | -3.3 | 21.3 | 0 | 2024-02-07 | 3.9 | 14.1 | 0 | 2023-02-07 | 7.1 | 10.9 | 0 | 2022-02-07 | 2.4 | 15.6 | 0 | 2021-02-07 | -7.9 | 25.9 | 0 | 2020-02-07 | -4.9 | 22.9 | 0 | 2019-02-07 | -1.8 | 19.8 | 0 | 2018-02-07 | -6.2 | 24.2 | 0 | 2017-02-07 | -1.3 | 19.3 | 0 | 2016-02-07 | 6 | 12 | 0 | 18.6 | 0
2025-02-07 | -4.2 | 22.2 | 0 | 2024-02-07 | 4.1 | 13.9 | 0 | 2023-02-07 | 6.4 | 11.6 | 0 | 2022-02-07 | 2.1 | 15.9 | 0 | 2021-02-07 | -8.3 | 26.3 | 0 | 2020-02-07 | -4.7 | 22.7 | 0 | 2019-02-07 | -1.8 | 19.8 | 0 | 2018-02-07 | -6 | 24 | 0 | 2017-02-07 | -1.5 | 19.5 | 0 | 2016-02-07 | 5.2 | 12.8 | 0 | 18.87 | 0
2025-02-07 | -4.9 | 22.9 | 0 | 2024-02-07 | 3.9 | 14.1 | 0 | 2023-02-07 | 6.4 | 11.6 | 0 | 2022-02-07 | 1.6 | 16.4 | 0 | 2021-02-07 | -9.3 | 27.3 | 0 | 2020-02-07 | -4.5 | 22.5 | 0 | 2019-02-07 | -1.6 | 19.6 | 0 | 2018-02-07 | -5.1 | 23.1 | 0 | 2017-02-07 | -1.3 | 19.3 | 0 | 2016-02-07 | 4.6 | 13.4 | 0 | 19.02 | 0
2025-02-07 | -5.5 | 23.5 | 0 | 2024-02-07 | 2.7 | 15.3 | 0 | 2023-02-07 | 6 | 12 | 0 | 2022-02-07 | 1.7 | 16.3 | 0 | 2021-02-07 | -10.4 | 28.4 | 0 | 2020-02-07 | -5.3 | 23.3 | 0 | 2019-02-07 | -1.2 | 19.2 | 0 | 2018-02-07 | -5.4 | 23.4 | 0 | 2017-02-07 | -1.2 | 19.2 | 0 | 2016-02-07 | 4.1 | 13.9 | 0 | 19.45 | 0
2025-02-07 | -6.8 | 24.8 | 0 | 2024-02-07 | 2.2 | 15.8 | 0 | 2023-02-07 | 5.2 | 12.8 | 0 | 2022-02-07 | 0.6 | 17.4 | 0 | 2021-02-07 | -11.6 | 29.6 | 0 | 2020-02-07 | -5.7 | 23.7 | 0 | 2019-02-07 | -0.9 | 18.9 | 0 | 2018-02-07 | -6 | 24 | 0 | 2017-02-07 | -0.9 | 18.9 | 0 | 2016-02-07 | 3.6 | 14.4 | 0 | 20.03 | 0
2025-02-07 | -7 | 25 | 0 | 2024-02-07 | 1.8 | 16.2 | 0 | 2023-02-07 | 4.5 | 13.5 | 0 | 2022-02-07 | 0.1 | 17.9 | 0 | 2021-02-07 | -12.3 | 30.3 | 0 | 2020-02-07 | -6.5 | 24.5 | 0 | 2019-02-07 | -0.2 | 18.2 | 0 | 2018-02-07 | -7.6 | 25.6 | 0 | 2017-02-07 | -0.4 | 18.4 | 0 | 2016-02-07 | 3.4 | 14.6 | 0 | 20.42 | 0
2025-02-07 | -6.7 | 24.7 | 0 | 2024-02-07 | 1.6 | 16.4 | 0 | 2023-02-07 | 3.8 | 14.2 | 0 | 2022-02-07 | -0.6 | 18.6 | 0 | 2021-02-07 | -12.7 | 30.7 | 0 | 2020-02-07 | -7.4 | 25.4 | 0 | 2019-02-07 | 0.7 | 17.3 | 0 | 2018-02-07 | -8.5 | 26.5 | 0 | 2017-02-07 | -0.1 | 18.1 | 0 | 2016-02-07 | 3.6 | 14.4 | 0 | 20.63 | 0
2025-02-07 | -6.9 | 24.9 | 0 | 2024-02-07 | 1.4 | 16.6 | 0 | 2023-02-07 | 3.5 | 14.5 | 0 | 2022-02-07 | -1.3 | 19.3 | 0 | 2021-02-07 | -13.2 | 31.2 | 0 | 2020-02-07 | -7.8 | 25.8 | 0 | 2019-02-07 | 0.9 | 17.1 | 0 | 2018-02-07 | -9.2 | 27.2 | 0 | 2017-02-07 | 0 | 18 | 0 | 2016-02-07 | 3.5 | 14.5 | 0 | 20.91 | 0
2025-02-07 | -6.8 | 24.8 | 0 | 2024-02-07 | 1 | 17 | 0 | 2023-02-07 | 3.1 | 14.9 | 0 | 2022-02-07 | -2.2 | 20.2 | 0 | 2021-02-07 | -13.3 | 31.3 | 0 | 2020-02-07 | -7.9 | 25.9 | 0 | 2019-02-07 | 1 | 17 | 0 | 2018-02-07 | -9.6 | 27.6 | 0 | 2017-02-07 | 0.3 | 17.7 | 0 | 2016-02-07 | 3.8 | 14.2 | 0 | 21.06 | 0
2025-02-07 | -6.5 | 24.5 | 0 | 2024-02-07 | 0.9 | 17.1 | 0 | 2023-02-07 | 2.8 | 15.2 | 0 | 2022-02-07 | -2.9 | 20.9 | 0 | 2021-02-07 | -12.9 | 30.9 | 0 | 2020-02-07 | -8.7 | 26.7 | 0 | 2019-02-07 | 1.2 | 16.8 | 0 | 2018-02-07 | -10.4 | 28.4 | 0 | 2017-02-07 | 1.6 | 16.4 | 0 | 2016-02-07 | 3.7 | 14.3 | 0 | 21.12 | 0
2025-02-08 | -6.5 | 24.5 | 0 | 2024-02-08 | 1.1 | 16.9 | 0 | 2023-02-08 | 2.6 | 15.4 | 0 | 2022-02-08 | -3 | 21 | 0 | 2021-02-08 | -12.7 | 30.7 | 0 | 2020-02-08 | -8.6 | 26.6 | 0 | 2019-02-08 | 1.5 | 16.5 | 0 | 2018-02-08 | -11.6 | 29.6 | 0 | 2017-02-08 | 3.7 | 14.3 | 0 | 2016-02-08 | 3.4 | 14.6 | 0 | 21.01 | 0
2025-02-08 | -6.8 | 24.8 | 0 | 2024-02-08 | 0.9 | 17.1 | 0 | 2023-02-08 | 2.3 | 15.7 | 0 | 2022-02-08 | -2.4 | 20.4 | 0 | 2021-02-08 | -13.1 | 31.1 | 0 | 2020-02-08 | -8.4 | 26.4 | 0 | 2019-02-08 | 3.6 | 14.4 | 0 | 2018-02-08 | -12.4 | 30.4 | 0 | 2017-02-08 | 3.7 | 14.3 | 0 | 2016-02-08 | 3.1 | 14.9 | 0 | 20.95 | 0
2025-02-08 | -6.7 | 24.7 | 0 | 2024-02-08 | 0.2 | 17.8 | 0 | 2023-02-08 | 2.2 | 15.8 | 0 | 2022-02-08 | -1.8 | 19.8 | 0 | 2021-02-08 | -13.4 | 31.4 | 0 | 2020-02-08 | -9.3 | 27.3 | 0 | 2019-02-08 | 3.3 | 14.7 | 0 | 2018-02-08 | -12.2 | 30.2 | 0 | 2017-02-08 | 3 | 15 | 0 | 2016-02-08 | 3.2 | 14.8 | 0 | 21.15 | 0
2025-02-08 | -7 | 25 | 0 | 2024-02-08 | -0.2 | 18.2 | 0 | 2023-02-08 | 2.2 | 15.8 | 0 | 2022-02-08 | -1.9 | 19.9 | 0 | 2021-02-08 | -13.1 | 31.1 | 0 | 2020-02-08 | -11.8 | 29.8 | 0 | 2019-02-08 | 2.3 | 15.7 | 0 | 2018-02-08 | -12.6 | 30.6 | 0 | 2017-02-08 | 2.5 | 15.5 | 0 | 2016-02-08 | 3.2 | 14.8 | 0 | 21.64 | 0
2025-02-08 | -6.9 | 24.9 | 0 | 2024-02-08 | -0.2 | 18.2 | 0 | 2023-02-08 | 2.2 | 15.8 | 0 | 2022-02-08 | -1.7 | 19.7 | 0 | 2021-02-08 | -12.9 | 30.9 | 0 | 2020-02-08 | -12.4 | 30.4 | 0 | 2019-02-08 | 2 | 16 | 0 | 2018-02-08 | -12.6 | 30.6 | 0 | 2017-02-08 | 2.8 | 15.2 | 0 | 2016-02-08 | 2.5 | 15.5 | 0 | 21.72 | 0
2025-02-08 | -7 | 25 | 0 | 2024-02-08 | -0.7 | 18.7 | 0 | 2023-02-08 | 2.1 | 15.9 | 0 | 2022-02-08 | -2.1 | 20.1 | 0 | 2021-02-08 | -12.8 | 30.8 | 0 | 2020-02-08 | -13.3 | 31.3 | 0 | 2019-02-08 | 1.2 | 16.8 | 0 | 2018-02-08 | -11.5 | 29.5 | 0 | 2017-02-08 | 0.9 | 17.1 | 0 | 2016-02-08 | 2 | 16 | 0 | 22.12 | 0
2025-02-08 | -8.2 | 26.2 | 0 | 2024-02-08 | -0.4 | 18.4 | 0 | 2023-02-08 | 1.8 | 16.2 | 0 | 2022-02-08 | -2.4 | 20.4 | 0 | 2021-02-08 | -13 | 31 | 0 | 2020-02-08 | -13.4 | 31.4 | 0 | 2019-02-08 | 0.4 | 17.6 | 0 | 2018-02-08 | -10.6 | 28.6 | 0 | 2017-02-08 | 0 | 18 | 0 | 2016-02-08 | 1.5 | 16.5 | 0 | 22.43 | 0
2025-02-08 | -7.4 | 25.4 | 0 | 2024-02-08 | -0.2 | 18.2 | 0 | 2023-02-08 | 1.8 | 16.2 | 0 | 2022-02-08 | -2.5 | 20.5 | 0 | 2021-02-08 | -13.1 | 31.1 | 0 | 2020-02-08 | -14.7 | 32.7 | 0 | 2019-02-08 | -0.9 | 18.9 | 0 | 2018-02-08 | -9.9 | 27.9 | 0 | 2017-02-08 | -0.9 | 18.9 | 0 | 2016-02-08 | 0.9 | 17.1 | 0 | 22.69 | 0
2025-02-08 | -7.7 | 25.7 | 0 | 2024-02-08 | 0.5 | 17.5 | 0 | 2023-02-08 | 1.7 | 16.3 | 0 | 2022-02-08 | -2.8 | 20.8 | 0 | 2021-02-08 | -12.3 | 30.3 | 0 | 2020-02-08 | -14.8 | 32.8 | 0 | 2019-02-08 | -3.1 | 21.1 | 0 | 2018-02-08 | -10 | 28 | 0 | 2017-02-08 | -1.6 | 19.6 | 0 | 2016-02-08 | 1 | 17 | 0 | 22.91 | 0
2025-02-08 | -6.4 | 24.4 | 0 | 2024-02-08 | 0.8 | 17.2 | 0 | 2023-02-08 | 2.6 | 15.4 | 0 | 2022-02-08 | -2.6 | 20.6 | 0 | 2021-02-08 | -11.5 | 29.5 | 0 | 2020-02-08 | -14.4 | 32.4 | 0 | 2019-02-08 | -3.4 | 21.4 | 0 | 2018-02-08 | -9.8 | 27.8 | 0 | 2017-02-08 | -1.7 | 19.7 | 0 | 2016-02-08 | 1.6 | 16.4 | 0 | 22.48 | 0
2025-02-08 | -5.1 | 23.1 | 0 | 2024-02-08 | 1.6 | 16.4 | 0 | 2023-02-08 | 3 | 15 | 0 | 2022-02-08 | -2 | 20 | 0 | 2021-02-08 | -10.6 | 28.6 | 0 | 2020-02-08 | -14.4 | 32.4 | 0 | 2019-02-08 | -4.4 | 22.4 | 0 | 2018-02-08 | -8.8 | 26.8 | 0 | 2017-02-08 | -1.6 | 19.6 | 0 | 2016-02-08 | 2.5 | 15.5 | 0 | 21.98 | 0
2025-02-08 | -3.5 | 21.5 | 0 | 2024-02-08 | 2.7 | 15.3 | 0 | 2023-02-08 | 3.8 | 14.2 | 0 | 2022-02-08 | -1.4 | 19.4 | 0 | 2021-02-08 | -9.2 | 27.2 | 0 | 2020-02-08 | -12.7 | 30.7 | 0 | 2019-02-08 | -5 | 23 | 0 | 2018-02-08 | -7.8 | 25.8 | 0 | 2017-02-08 | -1.8 | 19.8 | 0 | 2016-02-08 | 3.7 | 14.3 | 0 | 21.12 | 0
2025-02-08 | -2.9 | 20.9 | 0 | 2024-02-08 | 4.7 | 13.3 | 0 | 2023-02-08 | 5.1 | 12.9 | 0 | 2022-02-08 | -1.7 | 19.7 | 0 | 2021-02-08 | -8.6 | 26.6 | 0 | 2020-02-08 | -11.2 | 29.2 | 0 | 2019-02-08 | -4.5 | 22.5 | 0 | 2018-02-08 | -7 | 25 | 0 | 2017-02-08 | -2 | 20 | 0 | 2016-02-08 | 4.7 | 13.3 | 0 | 20.34 | 0
2025-02-08 | -2.8 | 20.8 | 0 | 2024-02-08 | 6 | 12 | 0 | 2023-02-08 | 5.5 | 12.5 | 0 | 2022-02-08 | -1.6 | 19.6 | 0 | 2021-02-08 | -8.1 | 26.1 | 0 | 2020-02-08 | -9.9 | 27.9 | 0 | 2019-02-08 | -4.6 | 22.6 | 0 | 2018-02-08 | -7.1 | 25.1 | 0 | 2017-02-08 | -1.5 | 19.5 | 0 | 2016-02-08 | 3.7 | 14.3 | 0 | 20.04 | 0
2025-02-08 | -2.6 | 20.6 | 0 | 2024-02-08 | 7 | 11 | 0 | 2023-02-08 | 6.9 | 11.1 | 0 | 2022-02-08 | -1.3 | 19.3 | 0 | 2021-02-08 | -7.3 | 25.3 | 0 | 2020-02-08 | -8.3 | 26.3 | 0 | 2019-02-08 | -4.5 | 22.5 | 0 | 2018-02-08 | -7.8 | 25.8 | 0 | 2017-02-08 | -0.9 | 18.9 | 0 | 2016-02-08 | 3.5 | 14.5 | 0 | 19.53 | 0
2025-02-08 | -2.5 | 20.5 | 0 | 2024-02-08 | 6.6 | 11.4 | 0 | 2023-02-08 | 7.1 | 10.9 | 0 | 2022-02-08 | -1.2 | 19.2 | 0 | 2021-02-08 | -6.9 | 24.9 | 0 | 2020-02-08 | -8 | 26 | 0 | 2019-02-08 | -4.9 | 22.9 | 0 | 2018-02-08 | -7.2 | 25.2 | 0 | 2017-02-08 | -1.2 | 19.2 | 0 | 2016-02-08 | 2.7 | 15.3 | 0 | 19.55 | 0
2025-02-08 | -2.4 | 20.4 | 0 | 2024-02-08 | 6.5 | 11.5 | 0 | 2023-02-08 | 5.8 | 12.2 | 0 | 2022-02-08 | -1.8 | 19.8 | 0 | 2021-02-08 | -6.9 | 24.9 | 0 | 2020-02-08 | -7.5 | 25.5 | 0 | 2019-02-08 | -5.8 | 23.8 | 0 | 2018-02-08 | -7 | 25 | 0 | 2017-02-08 | -3 | 21 | 0 | 2016-02-08 | 1.5 | 16.5 | 0 | 20.06 | 0
2025-02-08 | -2.5 | 20.5 | 0 | 2024-02-08 | 6 | 12 | 0 | 2023-02-08 | 3.9 | 14.1 | 0 | 2022-02-08 | -2.5 | 20.5 | 0 | 2021-02-08 | -7.8 | 25.8 | 0 | 2020-02-08 | -7.8 | 25.8 | 0 | 2019-02-08 | -6.6 | 24.6 | 0 | 2018-02-08 | -7.5 | 25.5 | 0 | 2017-02-08 | -4.2 | 22.2 | 0 | 2016-02-08 | 1.4 | 16.6 | 0 | 20.76 | 0
2025-02-08 | -2.4 | 20.4 | 0 | 2024-02-08 | 4.5 | 13.5 | 0 | 2023-02-08 | 2.4 | 15.6 | 0 | 2022-02-08 | -3.8 | 21.8 | 0 | 2021-02-08 | -9.4 | 27.4 | 0 | 2020-02-08 | -8.4 | 26.4 | 0 | 2019-02-08 | -7.9 | 25.9 | 0 | 2018-02-08 | -8 | 26 | 0 | 2017-02-08 | -4.7 | 22.7 | 0 | 2016-02-08 | 1.1 | 16.9 | 0 | 21.66 | 0
2025-02-08 | -3.4 | 21.4 | 0 | 2024-02-08 | 4.1 | 13.9 | 0 | 2023-02-08 | 3.2 | 14.8 | 0 | 2022-02-08 | -4.7 | 22.7 | 0 | 2021-02-08 | -8.6 | 26.6 | 0 | 2020-02-08 | -8.3 | 26.3 | 0 | 2019-02-08 | -8.2 | 26.2 | 0 | 2018-02-08 | -8.2 | 26.2 | 0 | 2017-02-08 | -5.3 | 23.3 | 0 | 2016-02-08 | 1 | 17 | 0 | 21.84 | 0
2025-02-08 | -3.2 | 21.2 | 0 | 2024-02-08 | 3.6 | 14.4 | 0 | 2023-02-08 | 3 | 15 | 0 | 2022-02-08 | -4 | 22 | 0 | 2021-02-08 | -8.9 | 26.9 | 0 | 2020-02-08 | -8.1 | 26.1 | 0 | 2019-02-08 | -8.8 | 26.8 | 0 | 2018-02-08 | -8.6 | 26.6 | 0 | 2017-02-08 | -5.3 | 23.3 | 0 | 2016-02-08 | 0.6 | 17.4 | 0 | 21.97 | 0
2025-02-08 | -3 | 21 | 0 | 2024-02-08 | 4.3 | 13.7 | 0 | 2023-02-08 | 2.2 | 15.8 | 0 | 2022-02-08 | -4.8 | 22.8 | 0 | 2021-02-08 | -8.9 | 26.9 | 0 | 2020-02-08 | -8.1 | 26.1 | 0 | 2019-02-08 | -8.9 | 26.9 | 0 | 2018-02-08 | -8.9 | 26.9 | 0 | 2017-02-08 | -6 | 24 | 0 | 2016-02-08 | 0 | 18 | 0 | 22.21 | 0
2025-02-08 | -3.6 | 21.6 | 0 | 2024-02-08 | 4 | 14 | 0 | 2023-02-08 | 0.6 | 17.4 | 0 | 2022-02-08 | -4.8 | 22.8 | 0 | 2021-02-08 | -9.6 | 27.6 | 0 | 2020-02-08 | -8.4 | 26.4 | 0 | 2019-02-08 | -9.5 | 27.5 | 0 | 2018-02-08 | -9 | 27 | 0 | 2017-02-08 | -6.2 | 24.2 | 0 | 2016-02-08 | -0.6 | 18.6 | 0 | 22.71 | 0
2025-02-08 | -3.9 | 21.9 | 0 | 2024-02-08 | 4 | 14 | 0 | 2023-02-08 | 1 | 17 | 0 | 2022-02-08 | -5.2 | 23.2 | 0 | 2021-02-08 | -10.1 | 28.1 | 0 | 2020-02-08 | -8.4 | 26.4 | 0 | 2019-02-08 | -9.4 | 27.4 | 0 | 2018-02-08 | -9 | 27 | 0 | 2017-02-08 | -6.8 | 24.8 | 0 | 2016-02-08 | -0.9 | 18.9 | 0 | 22.87 | 0
2025-02-09 | -4.1 | 22.1 | 0 | 2024-02-09 | 3.3 | 14.7 | 0 | 2023-02-09 | 0.9 | 17.1 | 0 | 2022-02-09 | -5.4 | 23.4 | 0 | 2021-02-09 | -10.1 | 28.1 | 0 | 2020-02-09 | -10.3 | 28.3 | 0 | 2019-02-09 | -9.5 | 27.5 | 0 | 2018-02-09 | -9.6 | 27.6 | 0 | 2017-02-09 | -7.4 | 25.4 | 0 | 2016-02-09 | -1.3 | 19.3 | 0 | 23.35 | 0
2025-02-09 | -4.2 | 22.2 | 0 | 2024-02-09 | 2.2 | 15.8 | 0 | 2023-02-09 | 0.9 | 17.1 | 0 | 2022-02-09 | -5.4 | 23.4 | 0 | 2021-02-09 | -10.1 | 28.1 | 0 | 2020-02-09 | -10.4 | 28.4 | 0 | 2019-02-09 | -9.2 | 27.2 | 0 | 2018-02-09 | -9.6 | 27.6 | 0 | 2017-02-09 | -7.9 | 25.9 | 0 | 2016-02-09 | -1.8 | 19.8 | 0 | 23.55 | 0
2025-02-09 | -4.4 | 22.4 | 0 | 2024-02-09 | 4.1 | 13.9 | 0 | 2023-02-09 | 0.6 | 17.4 | 0 | 2022-02-09 | -5.1 | 23.1 | 0 | 2021-02-09 | -10.1 | 28.1 | 0 | 2020-02-09 | -10.2 | 28.2 | 0 | 2019-02-09 | -9.8 | 27.8 | 0 | 2018-02-09 | -10.1 | 28.1 | 0 | 2017-02-09 | -8.6 | 26.6 | 0 | 2016-02-09 | -2 | 20 | 0 | 23.56 | 0
2025-02-09 | -4.9 | 22.9 | 0 | 2024-02-09 | 4.5 | 13.5 | 0 | 2023-02-09 | 0.7 | 17.3 | 0 | 2022-02-09 | -3.7 | 21.7 | 0 | 2021-02-09 | -9.8 | 27.8 | 0 | 2020-02-09 | -9.9 | 27.9 | 0 | 2019-02-09 | -10 | 28 | 0 | 2018-02-09 | -9.9 | 27.9 | 0 | 2017-02-09 | -9.6 | 27.6 | 0 | 2016-02-09 | -2 | 20 | 0 | 23.46 | 0
2025-02-09 | -5.3 | 23.3 | 0 | 2024-02-09 | 4.6 | 13.4 | 0 | 2023-02-09 | 0.8 | 17.2 | 0 | 2022-02-09 | -3.4 | 21.4 | 0 | 2021-02-09 | -10 | 28 | 0 | 2020-02-09 | -9.3 | 27.3 | 0 | 2019-02-09 | -9.5 | 27.5 | 0 | 2018-02-09 | -9.6 | 27.6 | 0 | 2017-02-09 | -10.8 | 28.8 | 0 | 2016-02-09 | -2.3 | 20.3 | 0 | 23.48 | 0
2025-02-09 | -5.4 | 23.4 | 0 | 2024-02-09 | 4.9 | 13.1 | 0 | 2023-02-09 | 1.5 | 16.5 | 0 | 2022-02-09 | -3.3 | 21.3 | 0 | 2021-02-09 | -10 | 28 | 0 | 2020-02-09 | -8.8 | 26.8 | 0 | 2019-02-09 | -9.4 | 27.4 | 0 | 2018-02-09 | -9.5 | 27.5 | 0 | 2017-02-09 | -11.5 | 29.5 | 0 | 2016-02-09 | -2.3 | 20.3 | 0 | 23.38 | 0
2025-02-09 | -5.4 | 23.4 | 0 | 2024-02-09 | 5.1 | 12.9 | 0 | 2023-02-09 | 1.9 | 16.1 | 0 | 2022-02-09 | -3.2 | 21.2 | 0 | 2021-02-09 | -10 | 28 | 0 | 2020-02-09 | -7.7 | 25.7 | 0 | 2019-02-09 | -9.1 | 27.1 | 0 | 2018-02-09 | -9.2 | 27.2 | 0 | 2017-02-09 | -11.8 | 29.8 | 0 | 2016-02-09 | -2.7 | 20.7 | 0 | 23.21 | 0
2025-02-09 | -5.3 | 23.3 | 0 | 2024-02-09 | 5.2 | 12.8 | 0 | 2023-02-09 | 2 | 16 | 0 | 2022-02-09 | -2.4 | 20.4 | 0 | 2021-02-09 | -9.7 | 27.7 | 0 | 2020-02-09 | -6.9 | 24.9 | 0 | 2019-02-09 | -8.5 | 26.5 | 0 | 2018-02-09 | -8.9 | 26.9 | 0 | 2017-02-09 | -11.8 | 29.8 | 0 | 2016-02-09 | -3.1 | 21.1 | 0 | 22.94 | 0
2025-02-09 | -5.1 | 23.1 | 0 | 2024-02-09 | 6.8 | 11.2 | 0 | 2023-02-09 | 2.2 | 15.8 | 0 | 2022-02-09 | -0.9 | 18.9 | 0 | 2021-02-09 | -10.2 | 28.2 | 0 | 2020-02-09 | -6.2 | 24.2 | 0 | 2019-02-09 | -8.1 | 26.1 | 0 | 2018-02-09 | -8.6 | 26.6 | 0 | 2017-02-09 | -11.8 | 29.8 | 0 | 2016-02-09 | -2.8 | 20.8 | 0 | 22.47 | 0
2025-02-09 | -4.8 | 22.8 | 0 | 2024-02-09 | 9.4 | 8.6 | 0 | 2023-02-09 | 2.1 | 15.9 | 0 | 2022-02-09 | 0.3 | 17.7 | 0 | 2021-02-09 | -9.3 | 27.3 | 0 | 2020-02-09 | -5.4 | 23.4 | 0 | 2019-02-09 | -7.3 | 25.3 | 0 | 2018-02-09 | -8.6 | 26.6 | 0 | 2017-02-09 | -11.6 | 29.6 | 0 | 2016-02-09 | -2.7 | 20.7 | 0 | 21.79 | 0
2025-02-09 | -3.9 | 21.9 | 0 | 2024-02-09 | 11.4 | 6.6 | 0 | 2023-02-09 | 2.1 | 15.9 | 0 | 2022-02-09 | 1.6 | 16.4 | 0 | 2021-02-09 | -7.5 | 25.5 | 0 | 2020-02-09 | -4.4 | 22.4 | 0 | 2019-02-09 | -6.5 | 24.5 | 0 | 2018-02-09 | -7.9 | 25.9 | 0 | 2017-02-09 | -10.2 | 28.2 | 0 | 2016-02-09 | -2.2 | 20.2 | 0 | 20.75 | 0
2025-02-09 | -1.7 | 19.7 | 0 | 2024-02-09 | 13.2 | 4.8 | 0 | 2023-02-09 | 2.3 | 15.7 | 0 | 2022-02-09 | 4.3 | 13.7 | 0 | 2021-02-09 | -5.9 | 23.9 | 0 | 2020-02-09 | -2.9 | 20.9 | 0 | 2019-02-09 | -5.9 | 23.9 | 0 | 2018-02-09 | -7.3 | 25.3 | 0 | 2017-02-09 | -8.7 | 26.7 | 0 | 2016-02-09 | -1.6 | 19.6 | 0 | 19.42 | 0
2025-02-09 | -0.7 | 18.7 | 0 | 2024-02-09 | 13.4 | 4.6 | 0 | 2023-02-09 | 2.7 | 15.3 | 0 | 2022-02-09 | 4.9 | 13.1 | 0 | 2021-02-09 | -4.8 | 22.8 | 0 | 2020-02-09 | -1.8 | 19.8 | 0 | 2019-02-09 | -5.4 | 23.4 | 0 | 2018-02-09 | -6.6 | 24.6 | 0 | 2017-02-09 | -7.4 | 25.4 | 0 | 2016-02-09 | -0.5 | 18.5 | 0 | 18.62 | 0
2025-02-09 | -0.7 | 18.7 | 0 | 2024-02-09 | 14.4 | 3.6 | 0 | 2023-02-09 | 2.9 | 15.1 | 0 | 2022-02-09 | 5.6 | 12.4 | 0 | 2021-02-09 | -4.2 | 22.2 | 0 | 2020-02-09 | -1.2 | 19.2 | 0 | 2019-02-09 | -5.5 | 23.5 | 0 | 2018-02-09 | -6.3 | 24.3 | 0 | 2017-02-09 | -6.6 | 24.6 | 0 | 2016-02-09 | 0.2 | 17.8 | 0 | 18.14 | 0
2025-02-09 | -1 | 19 | 0 | 2024-02-09 | 14.7 | 3.3 | 0 | 2023-02-09 | 3.2 | 14.8 | 0 | 2022-02-09 | 5.6 | 12.4 | 0 | 2021-02-09 | -3.8 | 21.8 | 0 | 2020-02-09 | -0.9 | 18.9 | 0 | 2019-02-09 | -4.2 | 22.2 | 0 | 2018-02-09 | -6.3 | 24.3 | 0 | 2017-02-09 | -6.2 | 24.2 | 0 | 2016-02-09 | 0.7 | 17.3 | 0 | 17.82 | 0
2025-02-09 | -1.6 | 19.6 | 0 | 2024-02-09 | 15.1 | 2.9 | 0 | 2023-02-09 | 3.9 | 14.1 | 0 | 2022-02-09 | 5.7 | 12.3 | 0 | 2021-02-09 | -2.7 | 20.7 | 0 | 2020-02-09 | -0.7 | 18.7 | 0 | 2019-02-09 | -4.5 | 22.5 | 0 | 2018-02-09 | -6.1 | 24.1 | 0 | 2017-02-09 | -5 | 23 | 0 | 2016-02-09 | 1.1 | 16.9 | 0 | 17.48 | 0
2025-02-09 | -2.1 | 20.1 | 0 | 2024-02-09 | 14.8 | 3.2 | 0 | 2023-02-09 | 4 | 14 | 0 | 2022-02-09 | 5.7 | 12.3 | 0 | 2021-02-09 | -3.7 | 21.7 | 0 | 2020-02-09 | 0.1 | 17.9 | 0 | 2019-02-09 | -4.6 | 22.6 | 0 | 2018-02-09 | -6 | 24 | 0 | 2017-02-09 | -5.5 | 23.5 | 0 | 2016-02-09 | 1.3 | 16.7 | 0 | 17.6 | 0
2025-02-09 | -2.6 | 20.6 | 0 | 2024-02-09 | 13.8 | 4.2 | 0 | 2023-02-09 | 3.8 | 14.2 | 0 | 2022-02-09 | 5.1 | 12.9 | 0 | 2021-02-09 | -4.5 | 22.5 | 0 | 2020-02-09 | -0.7 | 18.7 | 0 | 2019-02-09 | -5 | 23 | 0 | 2018-02-09 | -5.9 | 23.9 | 0 | 2017-02-09 | -5.5 | 23.5 | 0 | 2016-02-09 | 0.9 | 17.1 | 0 | 18.06 | 0
2025-02-09 | -3.5 | 21.5 | 0 | 2024-02-09 | 13.2 | 4.8 | 0 | 2023-02-09 | 3.5 | 14.5 | 0 | 2022-02-09 | 4.4 | 13.6 | 0 | 2021-02-09 | -5.5 | 23.5 | 0 | 2020-02-09 | -0.2 | 18.2 | 0 | 2019-02-09 | -5.2 | 23.2 | 0 | 2018-02-09 | -5.7 | 23.7 | 0 | 2017-02-09 | -6.6 | 24.6 | 0 | 2016-02-09 | 0.5 | 17.5 | 0 | 18.51 | 0
2025-02-09 | -3.7 | 21.7 | 0 | 2024-02-09 | 12.9 | 5.1 | 0 | 2023-02-09 | 3.6 | 14.4 | 0 | 2022-02-09 | 4.3 | 13.7 | 0 | 2021-02-09 | -6.2 | 24.2 | 0 | 2020-02-09 | 0.5 | 17.5 | 0 | 2019-02-09 | -5.8 | 23.8 | 0 | 2018-02-09 | -5.5 | 23.5 | 0 | 2017-02-09 | -7.4 | 25.4 | 0 | 2016-02-09 | 0 | 18 | 0 | 18.73 | 0
2025-02-09 | -4.5 | 22.5 | 0 | 2024-02-09 | 13 | 5 | 0 | 2023-02-09 | 3.8 | 14.2 | 0 | 2022-02-09 | 4.2 | 13.8 | 0 | 2021-02-09 | -7.2 | 25.2 | 0 | 2020-02-09 | -0.2 | 18.2 | 0 | 2019-02-09 | -6.1 | 24.1 | 0 | 2018-02-09 | -5.5 | 23.5 | 0 | 2017-02-09 | -7.6 | 25.6 | 0 | 2016-02-09 | -0.6 | 18.6 | 0 | 19.07 | 0
2025-02-09 | -5.3 | 23.3 | 0 | 2024-02-09 | 12.8 | 5.2 | 0 | 2023-02-09 | 3.6 | 14.4 | 0 | 2022-02-09 | 3.7 | 14.3 | 0 | 2021-02-09 | -8 | 26 | 0 | 2020-02-09 | -0.1 | 18.1 | 0 | 2019-02-09 | -7 | 25 | 0 | 2018-02-09 | -5.4 | 23.4 | 0 | 2017-02-09 | -7.8 | 25.8 | 0 | 2016-02-09 | -0.9 | 18.9 | 0 | 19.44 | 0
2025-02-09 | -5.8 | 23.8 | 0 | 2024-02-09 | 13.1 | 4.9 | 0 | 2023-02-09 | 3.9 | 14.1 | 0 | 2022-02-09 | 3.2 | 14.8 | 0 | 2021-02-09 | -8.8 | 26.8 | 0 | 2020-02-09 | 0 | 18 | 0 | 2019-02-09 | -7.8 | 25.8 | 0 | 2018-02-09 | -5.5 | 23.5 | 0 | 2017-02-09 | -7.3 | 25.3 | 0 | 2016-02-09 | -1.1 | 19.1 | 0 | 19.61 | 0
2025-02-09 | -5.8 | 23.8 | 0 | 2024-02-09 | 11.8 | 6.2 | 0 | 2023-02-09 | 5.8 | 12.2 | 0 | 2022-02-09 | 3.2 | 14.8 | 0 | 2021-02-09 | -9.6 | 27.6 | 0 | 2020-02-09 | 0 | 18 | 0 | 2019-02-09 | -8.6 | 26.6 | 0 | 2018-02-09 | -5.7 | 23.7 | 0 | 2017-02-09 | -7.5 | 25.5 | 0 | 2016-02-09 | -1.4 | 19.4 | 0 | 19.78 | 0
2025-02-10 | -6 | 24 | 0 | 2024-02-10 | 11.8 | 6.2 | 0 | 2023-02-10 | 6.1 | 11.9 | 0 | 2022-02-10 | 3.3 | 14.7 | 0 | 2021-02-10 | -10.8 | 28.8 | 0 | 2020-02-10 | 0.1 | 17.9 | 0 | 2019-02-10 | -9.1 | 27.1 | 0 | 2018-02-10 | -5.9 | 23.9 | 0 | 2017-02-10 | -7.7 | 25.7 | 0 | 2016-02-10 | -1.6 | 19.6 | 0 | 19.98 | 0
2025-02-10 | -6.3 | 24.3 | 0 | 2024-02-10 | 10 | 8 | 0 | 2023-02-10 | 4.8 | 13.2 | 0 | 2022-02-10 | 2.8 | 15.2 | 0 | 2021-02-10 | -11.1 | 29.1 | 0 | 2020-02-10 | 0.2 | 17.8 | 0 | 2019-02-10 | -9.4 | 27.4 | 0 | 2018-02-10 | -5.9 | 23.9 | 0 | 2017-02-10 | -7.7 | 25.7 | 0 | 2016-02-10 | -1.4 | 19.4 | 0 | 20.4 | 0
2025-02-10 | -6.2 | 24.2 | 0 | 2024-02-10 | 9.4 | 8.6 | 0 | 2023-02-10 | 4.7 | 13.3 | 0 | 2022-02-10 | 1.8 | 16.2 | 0 | 2021-02-10 | -12.2 | 30.2 | 0 | 2020-02-10 | 0.4 | 17.6 | 0 | 2019-02-10 | -9 | 27 | 0 | 2018-02-10 | -5.9 | 23.9 | 0 | 2017-02-10 | -7.4 | 25.4 | 0 | 2016-02-10 | -1.5 | 19.5 | 0 | 20.59 | 0
2025-02-10 | -6.2 | 24.2 | 0 | 2024-02-10 | 8 | 10 | 0 | 2023-02-10 | 4.2 | 13.8 | 0 | 2022-02-10 | 1.4 | 16.6 | 0 | 2021-02-10 | -11.4 | 29.4 | 0 | 2020-02-10 | 0.8 | 17.2 | 0 | 2019-02-10 | -8.9 | 26.9 | 0 | 2018-02-10 | -6.1 | 24.1 | 0 | 2017-02-10 | -7.2 | 25.2 | 0 | 2016-02-10 | -2.1 | 20.1 | 0 | 20.75 | 0
2025-02-10 | -6.2 | 24.2 | 0 | 2024-02-10 | 6.8 | 11.2 | 0 | 2023-02-10 | 3.2 | 14.8 | 0 | 2022-02-10 | 1.3 | 16.7 | 0 | 2021-02-10 | -12.4 | 30.4 | 0 | 2020-02-10 | 1.1 | 16.9 | 0 | 2019-02-10 | -8.8 | 26.8 | 0 | 2018-02-10 | -6.2 | 24.2 | 0 | 2017-02-10 | -7.2 | 25.2 | 0 | 2016-02-10 | -2.5 | 20.5 | 0 | 21.09 | 0
2025-02-10 | -6.1 | 24.1 | 0 | 2024-02-10 | 7.5 | 10.5 | 0 | 2023-02-10 | 2.2 | 15.8 | 0 | 2022-02-10 | 1.1 | 16.9 | 0 | 2021-02-10 | -12.4 | 30.4 | 0 | 2020-02-10 | 1.3 | 16.7 | 0 | 2019-02-10 | -9.4 | 27.4 | 0 | 2018-02-10 | -6.4 | 24.4 | 0 | 2017-02-10 | -7.7 | 25.7 | 0 | 2016-02-10 | -2.7 | 20.7 | 0 | 21.26 | 0
2025-02-10 | -6.1 | 24.1 | 0 | 2024-02-10 | 7.2 | 10.8 | 0 | 2023-02-10 | 2.6 | 15.4 | 0 | 2022-02-10 | 1.1 | 16.9 | 0 | 2021-02-10 | -11.3 | 29.3 | 0 | 2020-02-10 | 0.9 | 17.1 | 0 | 2019-02-10 | -9.4 | 27.4 | 0 | 2018-02-10 | -6.4 | 24.4 | 0 | 2017-02-10 | -7.7 | 25.7 | 0 | 2016-02-10 | -3.2 | 21.2 | 0 | 21.23 | 0
2025-02-10 | -6 | 24 | 0 | 2024-02-10 | 5.4 | 12.6 | 0 | 2023-02-10 | 2.7 | 15.3 | 0 | 2022-02-10 | 1.1 | 16.9 | 0 | 2021-02-10 | -11.8 | 29.8 | 0 | 2020-02-10 | 1.8 | 16.2 | 0 | 2019-02-10 | -9.2 | 27.2 | 0 | 2018-02-10 | -6.5 | 24.5 | 0 | 2017-02-10 | -7.5 | 25.5 | 0 | 2016-02-10 | -3.2 | 21.2 | 0 | 21.32 | 0
2025-02-10 | -6.2 | 24.2 | 0 | 2024-02-10 | 5.1 | 12.9 | 0 | 2023-02-10 | 2.7 | 15.3 | 0 | 2022-02-10 | 1.4 | 16.6 | 0 | 2021-02-10 | -11.1 | 29.1 | 0 | 2020-02-10 | 1.6 | 16.4 | 0 | 2019-02-10 | -9 | 27 | 0 | 2018-02-10 | -6.4 | 24.4 | 0 | 2017-02-10 | -7.2 | 25.2 | 0 | 2016-02-10 | -3.7 | 21.7 | 0 | 21.28 | 0
2025-02-10 | -5.7 | 23.7 | 0 | 2024-02-10 | 6.8 | 11.2 | 0 | 2023-02-10 | 3 | 15 | 0 | 2022-02-10 | 1.6 | 16.4 | 0 | 2021-02-10 | -10.1 | 28.1 | 0 | 2020-02-10 | 1.8 | 16.2 | 0 | 2019-02-10 | -7.7 | 25.7 | 0 | 2018-02-10 | -6 | 24 | 0 | 2017-02-10 | -6.4 | 24.4 | 0 | 2016-02-10 | -3.9 | 21.9 | 0 | 20.66 | 0
2025-02-10 | -5.2 | 23.2 | 0 | 2024-02-10 | 6.9 | 11.1 | 0 | 2023-02-10 | 3.1 | 14.9 | 0 | 2022-02-10 | 1.1 | 16.9 | 0 | 2021-02-10 | -8.1 | 26.1 | 0 | 2020-02-10 | 2.1 | 15.9 | 0 | 2019-02-10 | -6.3 | 24.3 | 0 | 2018-02-10 | -5.9 | 23.9 | 0 | 2017-02-10 | -5.3 | 23.3 | 0 | 2016-02-10 | -3.8 | 21.8 | 0 | 20.14 | 0
2025-02-10 | -4.6 | 22.6 | 0 | 2024-02-10 | 8.2 | 9.8 | 0 | 2023-02-10 | 3.4 | 14.6 | 0 | 2022-02-10 | 0.9 | 17.1 | 0 | 2021-02-10 | -7 | 25 | 0 | 2020-02-10 | 2.4 | 15.6 | 0 | 2019-02-10 | -5.4 | 23.4 | 0 | 2018-02-10 | -5.5 | 23.5 | 0 | 2017-02-10 | -5.3 | 23.3 | 0 | 2016-02-10 | -3.6 | 21.6 | 0 | 19.65 | 0
2025-02-10 | -4.1 | 22.1 | 0 | 2024-02-10 | 7.6 | 10.4 | 0 | 2023-02-10 | 2.5 | 15.5 | 0 | 2022-02-10 | 0.8 | 17.2 | 0 | 2021-02-10 | -6.9 | 24.9 | 0 | 2020-02-10 | 2.6 | 15.4 | 0 | 2019-02-10 | -3.7 | 21.7 | 0 | 2018-02-10 | -4.9 | 22.9 | 0 | 2017-02-10 | -5.3 | 23.3 | 0 | 2016-02-10 | -3.7 | 21.7 | 0 | 19.51 | 0
2025-02-10 | -3.4 | 21.4 | 0 | 2024-02-10 | 7.3 | 10.7 | 0 | 2023-02-10 | 2 | 16 | 0 | 2022-02-10 | 0.4 | 17.6 | 0 | 2021-02-10 | -6.2 | 24.2 | 0 | 2020-02-10 | 2.6 | 15.4 | 0 | 2019-02-10 | -4.2 | 22.2 | 0 | 2018-02-10 | -4.5 | 22.5 | 0 | 2017-02-10 | -5.5 | 23.5 | 0 | 2016-02-10 | -3.5 | 21.5 | 0 | 19.5 | 0
2025-02-10 | -3.7 | 21.7 | 0 | 2024-02-10 | 6.5 | 11.5 | 0 | 2023-02-10 | 2.5 | 15.5 | 0 | 2022-02-10 | 0.4 | 17.6 | 0 | 2021-02-10 | -5.8 | 23.8 | 0 | 2020-02-10 | 2.4 | 15.6 | 0 | 2019-02-10 | -4.1 | 22.1 | 0 | 2018-02-10 | -4.6 | 22.6 | 0 | 2017-02-10 | -6.4 | 24.4 | 0 | 2016-02-10 | -3.8 | 21.8 | 0 | 19.66 | 0
2025-02-10 | -4.8 | 22.8 | 0 | 2024-02-10 | 6.7 | 11.3 | 0 | 2023-02-10 | 2.2 | 15.8 | 0 | 2022-02-10 | 0.2 | 17.8 | 0 | 2021-02-10 | -5.7 | 23.7 | 0 | 2020-02-10 | 2.3 | 15.7 | 0 | 2019-02-10 | -4 | 22 | 0 | 2018-02-10 | -4.9 | 22.9 | 0 | 2017-02-10 | -6.4 | 24.4 | 0 | 2016-02-10 | -4.3 | 22.3 | 0 | 19.87 | 0
2025-02-10 | -5 | 23 | 0 | 2024-02-10 | 5.9 | 12.1 | 0 | 2023-02-10 | 1.6 | 16.4 | 0 | 2022-02-10 | 0.1 | 17.9 | 0 | 2021-02-10 | -6.1 | 24.1 | 0 | 2020-02-10 | 2.3 | 15.7 | 0 | 2019-02-10 | -3.5 | 21.5 | 0 | 2018-02-10 | -5.2 | 23.2 | 0 | 2017-02-10 | -4.9 | 22.9 | 0 | 2016-02-10 | -5 | 23 | 0 | 19.98 | 0
2025-02-10 | -5 | 23 | 0 | 2024-02-10 | 5.1 | 12.9 | 0 | 2023-02-10 | 1 | 17 | 0 | 2022-02-10 | -0.1 | 18.1 | 0 | 2021-02-10 | -6.6 | 24.6 | 0 | 2020-02-10 | 1.8 | 16.2 | 0 | 2019-02-10 | -3.7 | 21.7 | 0 | 2018-02-10 | -5.1 | 23.1 | 0 | 2017-02-10 | -5.1 | 23.1 | 0 | 2016-02-10 | -6.5 | 24.5 | 0 | 20.42 | 0
2025-02-10 | -5.7 | 23.7 | 0 | 2024-02-10 | 4.6 | 13.4 | 0 | 2023-02-10 | 0.6 | 17.4 | 0 | 2022-02-10 | -0.3 | 18.3 | 0 | 2021-02-10 | -7 | 25 | 0 | 2020-02-10 | 1.1 | 16.9 | 0 | 2019-02-10 | -4 | 22 | 0 | 2018-02-10 | -5 | 23 | 0 | 2017-02-10 | -4.5 | 22.5 | 0 | 2016-02-10 | -7.2 | 25.2 | 0 | 20.74 | 0
2025-02-10 | -5.7 | 23.7 | 0 | 2024-02-10 | 4.2 | 13.8 | 0 | 2023-02-10 | 0.1 | 17.9 | 0 | 2022-02-10 | -0.6 | 18.6 | 0 | 2021-02-10 | -7.1 | 25.1 | 0 | 2020-02-10 | 1.5 | 16.5 | 0 | 2019-02-10 | -4.3 | 22.3 | 0 | 2018-02-10 | -5.2 | 23.2 | 0 | 2017-02-10 | -4 | 22 | 0 | 2016-02-10 | -8 | 26 | 0 | 20.91 | 0
2025-02-10 | -6.5 | 24.5 | 0 | 2024-02-10 | 4 | 14 | 0 | 2023-02-10 | -0.7 | 18.7 | 0 | 2022-02-10 | -0.1 | 18.1 | 0 | 2021-02-10 | -7.3 | 25.3 | 0 | 2020-02-10 | 1.2 | 16.8 | 0 | 2019-02-10 | -4.2 | 22.2 | 0 | 2018-02-10 | -5.3 | 23.3 | 0 | 2017-02-10 | -3.8 | 21.8 | 0 | 2016-02-10 | -8.6 | 26.6 | 0 | 21.13 | 0
2025-02-10 | -8 | 26 | 0 | 2024-02-10 | 3.8 | 14.2 | 0 | 2023-02-10 | -0.9 | 18.9 | 0 | 2022-02-10 | -0.5 | 18.5 | 0 | 2021-02-10 | -7.4 | 25.4 | 0 | 2020-02-10 | 1 | 17 | 0 | 2019-02-10 | -4.9 | 22.9 | 0 | 2018-02-10 | -5.4 | 23.4 | 0 | 2017-02-10 | -3 | 21 | 0 | 2016-02-10 | -8.8 | 26.8 | 0 | 21.41 | 0
2025-02-10 | -8.1 | 26.1 | 0 | 2024-02-10 | 3.4 | 14.6 | 0 | 2023-02-10 | -1.2 | 19.2 | 0 | 2022-02-10 | -0.4 | 18.4 | 0 | 2021-02-10 | -7.6 | 25.6 | 0 | 2020-02-10 | 0.9 | 17.1 | 0 | 2019-02-10 | -5.1 | 23.1 | 0 | 2018-02-10 | -5.6 | 23.6 | 0 | 2017-02-10 | -2.4 | 20.4 | 0 | 2016-02-10 | -9.2 | 27.2 | 0 | 21.53 | 0
2025-02-10 | -9 | 27 | 0 | 2024-02-10 | 3.2 | 14.8 | 0 | 2023-02-10 | -1.3 | 19.3 | 0 | 2022-02-10 | -0.5 | 18.5 | 0 | 2021-02-10 | -7.8 | 25.8 | 0 | 2020-02-10 | 0.6 | 17.4 | 0 | 2019-02-10 | -5 | 23 | 0 | 2018-02-10 | -6 | 24 | 0 | 2017-02-10 | -2.3 | 20.3 | 0 | 2016-02-10 | -10.4 | 28.4 | 0 | 21.85 | 0
2025-02-11 | -10.5 | 28.5 | 0 | 2024-02-11 | 2.7 | 15.3 | 0 | 2023-02-11 | -1.9 | 19.9 | 0 | 2022-02-11 | -0.6 | 18.6 | 0 | 2021-02-11 | -8.1 | 26.1 | 0 | 2020-02-11 | 0.4 | 17.6 | 0 | 2019-02-11 | -5.2 | 23.2 | 0 | 2018-02-11 | -6.4 | 24.4 | 0 | 2017-02-11 | -2.2 | 20.2 | 0 | 2016-02-11 | -11.3 | 29.3 | 0 | 22.31 | 0
2025-02-11 | -9.9 | 27.9 | 0 | 2024-02-11 | 2.4 | 15.6 | 0 | 2023-02-11 | -3 | 21 | 0 | 2022-02-11 | -0.5 | 18.5 | 0 | 2021-02-11 | -7.9 | 25.9 | 0 | 2020-02-11 | 0.4 | 17.6 | 0 | 2019-02-11 | -5.1 | 23.1 | 0 | 2018-02-11 | -6.7 | 24.7 | 0 | 2017-02-11 | -2.1 | 20.1 | 0 | 2016-02-11 | -12.2 | 30.2 | 0 | 22.46 | 0
2025-02-11 | -10.8 | 28.8 | 0 | 2024-02-11 | 2 | 16 | 0 | 2023-02-11 | -3.4 | 21.4 | 0 | 2022-02-11 | -0.7 | 18.7 | 0 | 2021-02-11 | -8 | 26 | 0 | 2020-02-11 | 0.2 | 17.8 | 0 | 2019-02-11 | -5 | 23 | 0 | 2018-02-11 | -7.1 | 25.1 | 0 | 2017-02-11 | -1.9 | 19.9 | 0 | 2016-02-11 | -13.1 | 31.1 | 0 | 22.78 | 0
2025-02-11 | -11 | 29 | 0 | 2024-02-11 | 1.7 | 16.3 | 0 | 2023-02-11 | -3.7 | 21.7 | 0 | 2022-02-11 | -1.1 | 19.1 | 0 | 2021-02-11 | -8.2 | 26.2 | 0 | 2020-02-11 | -0.2 | 18.2 | 0 | 2019-02-11 | -5.3 | 23.3 | 0 | 2018-02-11 | -7 | 25 | 0 | 2017-02-11 | -1.9 | 19.9 | 0 | 2016-02-11 | -13.4 | 31.4 | 0 | 23.01 | 0
2025-02-11 | -12.2 | 30.2 | 0 | 2024-02-11 | 1.3 | 16.7 | 0 | 2023-02-11 | -4.1 | 22.1 | 0 | 2022-02-11 | -0.8 | 18.8 | 0 | 2021-02-11 | -8.7 | 26.7 | 0 | 2020-02-11 | -0.3 | 18.3 | 0 | 2019-02-11 | -5.5 | 23.5 | 0 | 2018-02-11 | -6.2 | 24.2 | 0 | 2017-02-11 | -2 | 20 | 0 | 2016-02-11 | -13.8 | 31.8 | 0 | 23.23 | 0
2025-02-11 | -11.1 | 29.1 | 0 | 2024-02-11 | 1.2 | 16.8 | 0 | 2023-02-11 | -4.4 | 22.4 | 0 | 2022-02-11 | -0.8 | 18.8 | 0 | 2021-02-11 | -8.7 | 26.7 | 0 | 2020-02-11 | -0.3 | 18.3 | 0 | 2019-02-11 | -5.5 | 23.5 | 0 | 2018-02-11 | -5.8 | 23.8 | 0 | 2017-02-11 | -2 | 20 | 0 | 2016-02-11 | -14.5 | 32.5 | 0 | 23.19 | 0
2025-02-11 | -11.4 | 29.4 | 0 | 2024-02-11 | 1.1 | 16.9 | 0 | 2023-02-11 | -4.4 | 22.4 | 0 | 2022-02-11 | -1.2 | 19.2 | 0 | 2021-02-11 | -8.5 | 26.5 | 0 | 2020-02-11 | -0.3 | 18.3 | 0 | 2019-02-11 | -5.7 | 23.7 | 0 | 2018-02-11 | -5.3 | 23.3 | 0 | 2017-02-11 | -3.2 | 21.2 | 0 | 2016-02-11 | -15.2 | 33.2 | 0 | 23.41 | 0
2025-02-11 | -9.9 | 27.9 | 0 | 2024-02-11 | 1.1 | 16.9 | 0 | 2023-02-11 | -4.3 | 22.3 | 0 | 2022-02-11 | -1 | 19 | 0 | 2021-02-11 | -8.6 | 26.6 | 0 | 2020-02-11 | -0.3 | 18.3 | 0 | 2019-02-11 | -5.5 | 23.5 | 0 | 2018-02-11 | -4.9 | 22.9 | 0 | 2017-02-11 | -3 | 21 | 0 | 2016-02-11 | -16.4 | 34.4 | 0 | 23.28 | 0
2025-02-11 | -10.1 | 28.1 | 0 | 2024-02-11 | 1.1 | 16.9 | 0 | 2023-02-11 | -3.7 | 21.7 | 0 | 2022-02-11 | -0.5 | 18.5 | 0 | 2021-02-11 | -9.2 | 27.2 | 0 | 2020-02-11 | -0.7 | 18.7 | 0 | 2019-02-11 | -5.4 | 23.4 | 0 | 2018-02-11 | -4.7 | 22.7 | 0 | 2017-02-11 | -1.7 | 19.7 | 0 | 2016-02-11 | -16.3 | 34.3 | 0 | 23.12 | 0
2025-02-11 | -8.2 | 26.2 | 0 | 2024-02-11 | 0.8 | 17.2 | 0 | 2023-02-11 | -2.6 | 20.6 | 0 | 2022-02-11 | 0.2 | 17.8 | 0 | 2021-02-11 | -8.4 | 26.4 | 0 | 2020-02-11 | -0.8 | 18.8 | 0 | 2019-02-11 | -5.4 | 23.4 | 0 | 2018-02-11 | -3.1 | 21.1 | 0 | 2017-02-11 | -0.6 | 18.6 | 0 | 2016-02-11 | -15.6 | 33.6 | 0 | 22.37 | 0
2025-02-11 | -6.9 | 24.9 | 0 | 2024-02-11 | 1.3 | 16.7 | 0 | 2023-02-11 | -0.9 | 18.9 | 0 | 2022-02-11 | 0.6 | 17.4 | 0 | 2021-02-11 | -6.5 | 24.5 | 0 | 2020-02-11 | -0.1 | 18.1 | 0 | 2019-02-11 | -5 | 23 | 0 | 2018-02-11 | -3.2 | 21.2 | 0 | 2017-02-11 | -0.1 | 18.1 | 0 | 2016-02-11 | -14.6 | 32.6 | 0 | 21.54 | 0
2025-02-11 | -5.1 | 23.1 | 0 | 2024-02-11 | 1.5 | 16.5 | 0 | 2023-02-11 | -0.5 | 18.5 | 0 | 2022-02-11 | 1.9 | 16.1 | 0 | 2021-02-11 | -5.7 | 23.7 | 0 | 2020-02-11 | -0.1 | 18.1 | 0 | 2019-02-11 | -4.8 | 22.8 | 0 | 2018-02-11 | -3.7 | 21.7 | 0 | 2017-02-11 | 0.6 | 17.4 | 0 | 2016-02-11 | -13.6 | 31.6 | 0 | 20.95 | 0
2025-02-11 | -3.7 | 21.7 | 0 | 2024-02-11 | 1.7 | 16.3 | 0 | 2023-02-11 | 0 | 18 | 0 | 2022-02-11 | 2.6 | 15.4 | 0 | 2021-02-11 | -4.9 | 22.9 | 0 | 2020-02-11 | 0.9 | 17.1 | 0 | 2019-02-11 | -4.8 | 22.8 | 0 | 2018-02-11 | -4.3 | 22.3 | 0 | 2017-02-11 | 1.9 | 16.1 | 0 | 2016-02-11 | -11.7 | 29.7 | 0 | 20.23 | 0
2025-02-11 | -2.7 | 20.7 | 0 | 2024-02-11 | 2 | 16 | 0 | 2023-02-11 | 1.6 | 16.4 | 0 | 2022-02-11 | 3.5 | 14.5 | 0 | 2021-02-11 | -5.1 | 23.1 | 0 | 2020-02-11 | 1.9 | 16.1 | 0 | 2019-02-11 | -4.4 | 22.4 | 0 | 2018-02-11 | -3 | 21 | 0 | 2017-02-11 | 3 | 15 | 0 | 2016-02-11 | -10.2 | 28.2 | 0 | 19.34 | 0
2025-02-11 | -2.5 | 20.5 | 0 | 2024-02-11 | 2 | 16 | 0 | 2023-02-11 | 1.7 | 16.3 | 0 | 2022-02-11 | 2.7 | 15.3 | 0 | 2021-02-11 | -4.8 | 22.8 | 0 | 2020-02-11 | 1.3 | 16.7 | 0 | 2019-02-11 | -4 | 22 | 0 | 2018-02-11 | -3 | 21 | 0 | 2017-02-11 | 3.2 | 14.8 | 0 | 2016-02-11 | -10.6 | 28.6 | 0 | 19.4 | 0
2025-02-11 | -3 | 21 | 0 | 2024-02-11 | 2.8 | 15.2 | 0 | 2023-02-11 | 1.9 | 16.1 | 0 | 2022-02-11 | 2.4 | 15.6 | 0 | 2021-02-11 | -5.2 | 23.2 | 0 | 2020-02-11 | 1 | 17 | 0 | 2019-02-11 | -4 | 22 | 0 | 2018-02-11 | -3 | 21 | 0 | 2017-02-11 | 3.2 | 14.8 | 0 | 2016-02-11 | -10 | 28 | 0 | 19.39 | 0
2025-02-11 | -3.5 | 21.5 | 0 | 2024-02-11 | 2.2 | 15.8 | 0 | 2023-02-11 | 2 | 16 | 0 | 2022-02-11 | 2.7 | 15.3 | 0 | 2021-02-11 | -5.6 | 23.6 | 0 | 2020-02-11 | 0.7 | 17.3 | 0 | 2019-02-11 | -3.9 | 21.9 | 0 | 2018-02-11 | -2.8 | 20.8 | 0 | 2017-02-11 | 3.3 | 14.7 | 0 | 2016-02-11 | -10.6 | 28.6 | 0 | 19.55 | 0
2025-02-11 | -4.5 | 22.5 | 0 | 2024-02-11 | 2 | 16 | 0 | 2023-02-11 | 1.9 | 16.1 | 0 | 2022-02-11 | 2.7 | 15.3 | 0 | 2021-02-11 | -6.5 | 24.5 | 0 | 2020-02-11 | 0.4 | 17.6 | 0 | 2019-02-11 | -4.1 | 22.1 | 0 | 2018-02-11 | -2.9 | 20.9 | 0 | 2017-02-11 | 2.2 | 15.8 | 0 | 2016-02-11 | -11.2 | 29.2 | 0 | 20 | 0
2025-02-11 | -6.2 | 24.2 | 0 | 2024-02-11 | 1.6 | 16.4 | 0 | 2023-02-11 | 0.9 | 17.1 | 0 | 2022-02-11 | 2 | 16 | 0 | 2021-02-11 | -7.8 | 25.8 | 0 | 2020-02-11 | 0.4 | 17.6 | 0 | 2019-02-11 | -4.3 | 22.3 | 0 | 2018-02-11 | -2.6 | 20.6 | 0 | 2017-02-11 | 1.6 | 16.4 | 0 | 2016-02-11 | -12 | 30 | 0 | 20.64 | 0
2025-02-11 | -7.3 | 25.3 | 0 | 2024-02-11 | 1.4 | 16.6 | 0 | 2023-02-11 | -0.1 | 18.1 | 0 | 2022-02-11 | 1.7 | 16.3 | 0 | 2021-02-11 | -8.6 | 26.6 | 0 | 2020-02-11 | 0.3 | 17.7 | 0 | 2019-02-11 | -4.5 | 22.5 | 0 | 2018-02-11 | -1.9 | 19.9 | 0 | 2017-02-11 | 1.8 | 16.2 | 0 | 2016-02-11 | -12.5 | 30.5 | 0 | 20.97 | 0
2025-02-11 | -8 | 26 | 0 | 2024-02-11 | 1.1 | 16.9 | 0 | 2023-02-11 | -0.7 | 18.7 | 0 | 2022-02-11 | 1.6 | 16.4 | 0 | 2021-02-11 | -9.5 | 27.5 | 0 | 2020-02-11 | -0.2 | 18.2 | 0 | 2019-02-11 | -5 | 23 | 0 | 2018-02-11 | -2.1 | 20.1 | 0 | 2017-02-11 | 1.9 | 16.1 | 0 | 2016-02-11 | -12.6 | 30.6 | 0 | 21.35 | 0
2025-02-11 | -8 | 26 | 0 | 2024-02-11 | 1.1 | 16.9 | 0 | 2023-02-11 | -0.2 | 18.2 | 0 | 2022-02-11 | 1.6 | 16.4 | 0 | 2021-02-11 | -9.8 | 27.8 | 0 | 2020-02-11 | -0.5 | 18.5 | 0 | 2019-02-11 | -5.1 | 23.1 | 0 | 2018-02-11 | -2.8 | 20.8 | 0 | 2017-02-11 | 1.7 | 16.3 | 0 | 2016-02-11 | -12.7 | 30.7 | 0 | 21.47 | 0
2025-02-11 | -8.5 | 26.5 | 0 | 2024-02-11 | 1 | 17 | 0 | 2023-02-11 | 0.4 | 17.6 | 0 | 2022-02-11 | 1.9 | 16.1 | 0 | 2021-02-11 | -10.2 | 28.2 | 0 | 2020-02-11 | -0.8 | 18.8 | 0 | 2019-02-11 | -5.4 | 23.4 | 0 | 2018-02-11 | -3.1 | 21.1 | 0 | 2017-02-11 | 1.8 | 16.2 | 0 | 2016-02-11 | -12.2 | 30.2 | 0 | 21.51 | 0
2025-02-11 | -8.4 | 26.4 | 0 | 2024-02-11 | 0.9 | 17.1 | 0 | 2023-02-11 | -0.3 | 18.3 | 0 | 2022-02-11 | 2.1 | 15.9 | 0 | 2021-02-11 | -10.4 | 28.4 | 0 | 2020-02-11 | -1.5 | 19.5 | 0 | 2019-02-11 | -5.8 | 23.8 | 0 | 2018-02-11 | -3 | 21 | 0 | 2017-02-11 | 1.7 | 16.3 | 0 | 2016-02-11 | -11.7 | 29.7 | 0 | 21.64 | 0
2025-02-12 | -8.4 | 26.4 | 0 | 2024-02-12 | 0.7 | 17.3 | 0 | 2023-02-12 | -0.4 | 18.4 | 0 | 2022-02-12 | 2.1 | 15.9 | 0 | 2021-02-12 | -10.7 | 28.7 | 0 | 2020-02-12 | -1.9 | 19.9 | 0 | 2019-02-12 | -6.1 | 24.1 | 0 | 2018-02-12 | -2.9 | 20.9 | 0 | 2017-02-12 | 1.5 | 16.5 | 0 | 2016-02-12 | -11.2 | 29.2 | 0 | 21.73 | 0
2025-02-12 | -8.2 | 26.2 | 0 | 2024-02-12 | 0.5 | 17.5 | 0 | 2023-02-12 | 0.3 | 17.7 | 0 | 2022-02-12 | 2.3 | 15.7 | 0 | 2021-02-12 | -11.2 | 29.2 | 0 | 2020-02-12 | -2.3 | 20.3 | 0 | 2019-02-12 | -6.3 | 24.3 | 0 | 2018-02-12 | -3.4 | 21.4 | 0 | 2017-02-12 | 0.2 | 17.8 | 0 | 2016-02-12 | -11 | 29 | 0 | 21.91 | 0
2025-02-12 | -8.2 | 26.2 | 0 | 2024-02-12 | 0.2 | 17.8 | 0 | 2023-02-12 | 0.1 | 17.9 | 0 | 2022-02-12 | 2.4 | 15.6 | 0 | 2021-02-12 | -11.5 | 29.5 | 0 | 2020-02-12 | -2.3 | 20.3 | 0 | 2019-02-12 | -6.3 | 24.3 | 0 | 2018-02-12 | -4.1 | 22.1 | 0 | 2017-02-12 | -0.8 | 18.8 | 0 | 2016-02-12 | -11.4 | 29.4 | 0 | 22.19 | 0
2025-02-12 | -8.5 | 26.5 | 0 | 2024-02-12 | 0.3 | 17.7 | 0 | 2023-02-12 | -0.2 | 18.2 | 0 | 2022-02-12 | 2.3 | 15.7 | 0 | 2021-02-12 | -12.2 | 30.2 | 0 | 2020-02-12 | -1.9 | 19.9 | 0 | 2019-02-12 | -7.6 | 25.6 | 0 | 2018-02-12 | -5.1 | 23.1 | 0 | 2017-02-12 | -1.6 | 19.6 | 0 | 2016-02-12 | -11.3 | 29.3 | 0 | 22.58 | 0
2025-02-12 | -8.6 | 26.6 | 0 | 2024-02-12 | 0.3 | 17.7 | 0 | 2023-02-12 | -0.8 | 18.8 | 0 | 2022-02-12 | 2.4 | 15.6 | 0 | 2021-02-12 | -12.6 | 30.6 | 0 | 2020-02-12 | -2.2 | 20.2 | 0 | 2019-02-12 | -6.6 | 24.6 | 0 | 2018-02-12 | -6.1 | 24.1 | 0 | 2017-02-12 | -2.3 | 20.3 | 0 | 2016-02-12 | -11.5 | 29.5 | 0 | 22.8 | 0
2025-02-12 | -8.4 | 26.4 | 0 | 2024-02-12 | 0.6 | 17.4 | 0 | 2023-02-12 | -2 | 20 | 0 | 2022-02-12 | 2.2 | 15.8 | 0 | 2021-02-12 | -12.8 | 30.8 | 0 | 2020-02-12 | -2.6 | 20.6 | 0 | 2019-02-12 | -6.6 | 24.6 | 0 | 2018-02-12 | -7.1 | 25.1 | 0 | 2017-02-12 | -2.8 | 20.8 | 0 | 2016-02-12 | -10.6 | 28.6 | 0 | 23.01 | 0
2025-02-12 | -8.7 | 26.7 | 0 | 2024-02-12 | 0.7 | 17.3 | 0 | 2023-02-12 | -0.8 | 18.8 | 0 | 2022-02-12 | -0.3 | 18.3 | 0 | 2021-02-12 | -13.4 | 31.4 | 0 | 2020-02-12 | -2.8 | 20.8 | 0 | 2019-02-12 | -7.1 | 25.1 | 0 | 2018-02-12 | -7.3 | 25.3 | 0 | 2017-02-12 | -3.5 | 21.5 | 0 | 2016-02-12 | -10.3 | 28.3 | 0 | 23.35 | 0
2025-02-12 | -8.9 | 26.9 | 0 | 2024-02-12 | 0.6 | 17.4 | 0 | 2023-02-12 | -1.8 | 19.8 | 0 | 2022-02-12 | -1.2 | 19.2 | 0 | 2021-02-12 | -13.9 | 31.9 | 0 | 2020-02-12 | -2.9 | 20.9 | 0 | 2019-02-12 | -7.1 | 25.1 | 0 | 2018-02-12 | -8.6 | 26.6 | 0 | 2017-02-12 | -4 | 22 | 0 | 2016-02-12 | -10 | 28 | 0 | 23.78 | 0
2025-02-12 | -8.9 | 26.9 | 0 | 2024-02-12 | 0.6 | 17.4 | 0 | 2023-02-12 | -1.5 | 19.5 | 0 | 2022-02-12 | -2.4 | 20.4 | 0 | 2021-02-12 | -14.1 | 32.1 | 0 | 2020-02-12 | -4.1 | 22.1 | 0 | 2019-02-12 | -6.5 | 24.5 | 0 | 2018-02-12 | -9 | 27 | 0 | 2017-02-12 | -4.4 | 22.4 | 0 | 2016-02-12 | -10.1 | 28.1 | 0 | 24.04 | 0
2025-02-12 | -8.6 | 26.6 | 0 | 2024-02-12 | 1.2 | 16.8 | 0 | 2023-02-12 | 0.3 | 17.7 | 0 | 2022-02-12 | -3.9 | 21.9 | 0 | 2021-02-12 | -13.8 | 31.8 | 0 | 2020-02-12 | -3.3 | 21.3 | 0 | 2019-02-12 | -6.1 | 24.1 | 0 | 2018-02-12 | -7.6 | 25.6 | 0 | 2017-02-12 | -4.5 | 22.5 | 0 | 2016-02-12 | -9.6 | 27.6 | 0 | 23.59 | 0
2025-02-12 | -6.5 | 24.5 | 0 | 2024-02-12 | 1.8 | 16.2 | 0 | 2023-02-12 | 1.9 | 16.1 | 0 | 2022-02-12 | -5.3 | 23.3 | 0 | 2021-02-12 | -13.3 | 31.3 | 0 | 2020-02-12 | -2.2 | 20.2 | 0 | 2019-02-12 | -5.7 | 23.7 | 0 | 2018-02-12 | -5.9 | 23.9 | 0 | 2017-02-12 | -4.6 | 22.6 | 0 | 2016-02-12 | -7.9 | 25.9 | 0 | 22.77 | 0
2025-02-12 | -6.5 | 24.5 | 0 | 2024-02-12 | 2.3 | 15.7 | 0 | 2023-02-12 | 3.6 | 14.4 | 0 | 2022-02-12 | -5.6 | 23.6 | 0 | 2021-02-12 | -12.7 | 30.7 | 0 | 2020-02-12 | -1 | 19 | 0 | 2019-02-12 | -5.2 | 23.2 | 0 | 2018-02-12 | -4.4 | 22.4 | 0 | 2017-02-12 | -4 | 22 | 0 | 2016-02-12 | -6.7 | 24.7 | 0 | 22.02 | 0
2025-02-12 | -6.5 | 24.5 | 0 | 2024-02-12 | 2.6 | 15.4 | 0 | 2023-02-12 | 5.3 | 12.7 | 0 | 2022-02-12 | -5.9 | 23.9 | 0 | 2021-02-12 | -11.7 | 29.7 | 0 | 2020-02-12 | 0.2 | 17.8 | 0 | 2019-02-12 | -4.3 | 22.3 | 0 | 2018-02-12 | -4 | 22 | 0 | 2017-02-12 | -3.4 | 21.4 | 0 | 2016-02-12 | -5.3 | 23.3 | 0 | 21.3 | 0
2025-02-12 | -6 | 24 | 0 | 2024-02-12 | 2.5 | 15.5 | 0 | 2023-02-12 | 6 | 12 | 0 | 2022-02-12 | -6.3 | 24.3 | 0 | 2021-02-12 | -10.6 | 28.6 | 0 | 2020-02-12 | 1.1 | 16.9 | 0 | 2019-02-12 | -3.3 | 21.3 | 0 | 2018-02-12 | -3.7 | 21.7 | 0 | 2017-02-12 | -2.6 | 20.6 | 0 | 2016-02-12 | -4.9 | 22.9 | 0 | 20.78 | 0
2025-02-12 | -6.1 | 24.1 | 0 | 2024-02-12 | 3.8 | 14.2 | 0 | 2023-02-12 | 5.8 | 12.2 | 0 | 2022-02-12 | -6.9 | 24.9 | 0 | 2021-02-12 | -9.7 | 27.7 | 0 | 2020-02-12 | 1.2 | 16.8 | 0 | 2019-02-12 | -2.6 | 20.6 | 0 | 2018-02-12 | -3.8 | 21.8 | 0 | 2017-02-12 | -2 | 20 | 0 | 2016-02-12 | -4.5 | 22.5 | 0 | 20.48 | 0
2025-02-12 | -6 | 24 | 0 | 2024-02-12 | 3.8 | 14.2 | 0 | 2023-02-12 | 6.2 | 11.8 | 0 | 2022-02-12 | -7.4 | 25.4 | 0 | 2021-02-12 | -8.8 | 26.8 | 0 | 2020-02-12 | 1.3 | 16.7 | 0 | 2019-02-12 | -1.3 | 19.3 | 0 | 2018-02-12 | -3.1 | 21.1 | 0 | 2017-02-12 | -1.4 | 19.4 | 0 | 2016-02-12 | -4.7 | 22.7 | 0 | 20.14 | 0
2025-02-12 | -6.8 | 24.8 | 0 | 2024-02-12 | 2.5 | 15.5 | 0 | 2023-02-12 | 5.8 | 12.2 | 0 | 2022-02-12 | -7.6 | 25.6 | 0 | 2021-02-12 | -8.7 | 26.7 | 0 | 2020-02-12 | 1.2 | 16.8 | 0 | 2019-02-12 | -1.2 | 19.2 | 0 | 2018-02-12 | -3.9 | 21.9 | 0 | 2017-02-12 | -0.7 | 18.7 | 0 | 2016-02-12 | -5.5 | 23.5 | 0 | 20.49 | 0
2025-02-12 | -7 | 25 | 0 | 2024-02-12 | 2.8 | 15.2 | 0 | 2023-02-12 | 5.3 | 12.7 | 0 | 2022-02-12 | -8.4 | 26.4 | 0 | 2021-02-12 | -9.2 | 27.2 | 0 | 2020-02-12 | 0.8 | 17.2 | 0 | 2019-02-12 | -0.9 | 18.9 | 0 | 2018-02-12 | -4.4 | 22.4 | 0 | 2017-02-12 | -1.3 | 19.3 | 0 | 2016-02-12 | -5.5 | 23.5 | 0 | 20.78 | 0
2025-02-12 | -7.1 | 25.1 | 0 | 2024-02-12 | 1.7 | 16.3 | 0 | 2023-02-12 | 3.1 | 14.9 | 0 | 2022-02-12 | -9.5 | 27.5 | 0 | 2021-02-12 | -10.6 | 28.6 | 0 | 2020-02-12 | 0.5 | 17.5 | 0 | 2019-02-12 | -0.7 | 18.7 | 0 | 2018-02-12 | -5.4 | 23.4 | 0 | 2017-02-12 | -0.6 | 18.6 | 0 | 2016-02-12 | -7.3 | 25.3 | 0 | 21.59 | 0
2025-02-12 | -6.8 | 24.8 | 0 | 2024-02-12 | 1.1 | 16.9 | 0 | 2023-02-12 | 1.8 | 16.2 | 0 | 2022-02-12 | -10.2 | 28.2 | 0 | 2021-02-12 | -11.2 | 29.2 | 0 | 2020-02-12 | 0.3 | 17.7 | 0 | 2019-02-12 | -0.6 | 18.6 | 0 | 2018-02-12 | -6 | 24 | 0 | 2017-02-12 | 1.6 | 16.4 | 0 | 2016-02-12 | -7.1 | 25.1 | 0 | 21.71 | 0
2025-02-12 | -5 | 23 | 0 | 2024-02-12 | 0.8 | 17.2 | 0 | 2023-02-12 | 1.3 | 16.7 | 0 | 2022-02-12 | -12 | 30 | 0 | 2021-02-12 | -11.8 | 29.8 | 0 | 2020-02-12 | 0.4 | 17.6 | 0 | 2019-02-12 | -0.6 | 18.6 | 0 | 2018-02-12 | -7.5 | 25.5 | 0 | 2017-02-12 | 1.4 | 16.6 | 0 | 2016-02-12 | -8.6 | 26.6 | 0 | 22.16 | 0
2025-02-12 | -4.8 | 22.8 | 0 | 2024-02-12 | 0.8 | 17.2 | 0 | 2023-02-12 | 1.1 | 16.9 | 0 | 2022-02-12 | -12.2 | 30.2 | 0 | 2021-02-12 | -11.7 | 29.7 | 0 | 2020-02-12 | 0.5 | 17.5 | 0 | 2019-02-12 | -0.3 | 18.3 | 0 | 2018-02-12 | -8.8 | 26.8 | 0 | 2017-02-12 | 0.4 | 17.6 | 0 | 2016-02-12 | -9.3 | 27.3 | 0 | 22.43 | 0
2025-02-12 | -4.9 | 22.9 | 0 | 2024-02-12 | 0 | 18 | 0 | 2023-02-12 | 0.9 | 17.1 | 0 | 2022-02-12 | -12.7 | 30.7 | 0 | 2021-02-12 | -12.3 | 30.3 | 0 | 2020-02-12 | 0.4 | 17.6 | 0 | 2019-02-12 | 0.1 | 17.9 | 0 | 2018-02-12 | -9.6 | 27.6 | 0 | 2017-02-12 | -0.8 | 18.8 | 0 | 2016-02-12 | -10.4 | 28.4 | 0 | 22.93 | 0
2025-02-12 | -6.9 | 24.9 | 0 | 2024-02-12 | -0.8 | 18.8 | 0 | 2023-02-12 | 0.5 | 17.5 | 0 | 2022-02-12 | -12.9 | 30.9 | 0 | 2021-02-12 | -12.8 | 30.8 | 0 | 2020-02-12 | 0.6 | 17.4 | 0 | 2019-02-12 | 0.2 | 17.8 | 0 | 2018-02-12 | -11.1 | 29.1 | 0 | 2017-02-12 | -1.5 | 19.5 | 0 | 2016-02-12 | -11.7 | 29.7 | 0 | 23.64 | 0
2025-02-13 | -7 | 25 | 0 | 2024-02-13 | -1.7 | 19.7 | 0 | 2023-02-13 | -0.6 | 18.6 | 0 | 2022-02-13 | -12.9 | 30.9 | 0 | 2021-02-13 | -13.4 | 31.4 | 0 | 2020-02-13 | 0.2 | 17.8 | 0 | 2019-02-13 | 0.5 | 17.5 | 0 | 2018-02-13 | -11.4 | 29.4 | 0 | 2017-02-13 | -1.8 | 19.8 | 0 | 2016-02-13 | -13.5 | 31.5 | 0 | 24.16 | 0
2025-02-13 | -7.3 | 25.3 | 0 | 2024-02-13 | -1.8 | 19.8 | 0 | 2023-02-13 | -1.1 | 19.1 | 0 | 2022-02-13 | -13.5 | 31.5 | 0 | 2021-02-13 | -13.7 | 31.7 | 0 | 2020-02-13 | -1 | 19 | 0 | 2019-02-13 | 0.8 | 17.2 | 0 | 2018-02-13 | -11.5 | 29.5 | 0 | 2017-02-13 | -2 | 20 | 0 | 2016-02-13 | -15.9 | 33.9 | 0 | 24.7 | 0
2025-02-13 | -6.6 | 24.6 | 0 | 2024-02-13 | -2.2 | 20.2 | 0 | 2023-02-13 | -1.7 | 19.7 | 0 | 2022-02-13 | -13.5 | 31.5 | 0 | 2021-02-13 | -13.8 | 31.8 | 0 | 2020-02-13 | -1.7 | 19.7 | 0 | 2019-02-13 | 0 | 18 | 0 | 2018-02-13 | -11.2 | 29.2 | 0 | 2017-02-13 | -1.4 | 19.4 | 0 | 2016-02-13 | -18 | 36 | 0 | 25.01 | 0
2025-02-13 | -7.8 | 25.8 | 0 | 2024-02-13 | -2.7 | 20.7 | 0 | 2023-02-13 | -1.8 | 19.8 | 0 | 2022-02-13 | -13.7 | 31.7 | 0 | 2021-02-13 | -13.4 | 31.4 | 0 | 2020-02-13 | -1.9 | 19.9 | 0 | 2019-02-13 | -0.6 | 18.6 | 0 | 2018-02-13 | -12.4 | 30.4 | 0 | 2017-02-13 | -1.6 | 19.6 | 0 | 2016-02-13 | -20.1 | 38.1 | 0 | 25.6 | 0
2025-02-13 | -7.8 | 25.8 | 0 | 2024-02-13 | -3 | 21 | 0 | 2023-02-13 | 0 | 18 | 0 | 2022-02-13 | -14.6 | 32.6 | 0 | 2021-02-13 | -13.1 | 31.1 | 0 | 2020-02-13 | -1.6 | 19.6 | 0 | 2019-02-13 | -1.2 | 19.2 | 0 | 2018-02-13 | -12.5 | 30.5 | 0 | 2017-02-13 | -2 | 20 | 0 | 2016-02-13 | -21.9 | 39.9 | 0 | 25.77 | 0
2025-02-13 | -7.6 | 25.6 | 0 | 2024-02-13 | -3.6 | 21.6 | 0 | 2023-02-13 | -0.9 | 18.9 | 0 | 2022-02-13 | -15.1 | 33.1 | 0 | 2021-02-13 | -12.6 | 30.6 | 0 | 2020-02-13 | -1.8 | 19.8 | 0 | 2019-02-13 | -1.5 | 19.5 | 0 | 2018-02-13 | -12.1 | 30.1 | 0 | 2017-02-13 | -2.8 | 20.8 | 0 | 2016-02-13 | -23.5 | 41.5 | 0 | 26.15 | 0
2025-02-13 | -7.6 | 25.6 | 0 | 2024-02-13 | -3.8 | 21.8 | 0 | 2023-02-13 | -2.3 | 20.3 | 0 | 2022-02-13 | -15.3 | 33.3 | 0 | 2021-02-13 | -12.1 | 30.1 | 0 | 2020-02-13 | -1.8 | 19.8 | 0 | 2019-02-13 | -1.8 | 19.8 | 0 | 2018-02-13 | -12.2 | 30.2 | 0 | 2017-02-13 | -2.9 | 20.9 | 0 | 2016-02-13 | -25 | 43 | 0 | 26.48 | 0
2025-02-13 | -7.5 | 25.5 | 0 | 2024-02-13 | -2.5 | 20.5 | 0 | 2023-02-13 | -1.9 | 19.9 | 0 | 2022-02-13 | -15.9 | 33.9 | 0 | 2021-02-13 | -12.2 | 30.2 | 0 | 2020-02-13 | -1.4 | 19.4 | 0 | 2019-02-13 | -2.5 | 20.5 | 0 | 2018-02-13 | -12.4 | 30.4 | 0 | 2017-02-13 | -3.4 | 21.4 | 0 | 2016-02-13 | -25.8 | 43.8 | 0 | 26.55 | 0
2025-02-13 | -7.8 | 25.8 | 0 | 2024-02-13 | -1.6 | 19.6 | 0 | 2023-02-13 | -1.2 | 19.2 | 0 | 2022-02-13 | -16.5 | 34.5 | 0 | 2021-02-13 | -12.4 | 30.4 | 0 | 2020-02-13 | -1.4 | 19.4 | 0 | 2019-02-13 | -2.5 | 20.5 | 0 | 2018-02-13 | -12.2 | 30.2 | 0 | 2017-02-13 | -3.6 | 21.6 | 0 | 2016-02-13 | -26 | 44 | 0 | 26.52 | 0
2025-02-13 | -7.4 | 25.4 | 0 | 2024-02-13 | -0.3 | 18.3 | 0 | 2023-02-13 | -0.7 | 18.7 | 0 | 2022-02-13 | -16 | 34 | 0 | 2021-02-13 | -12 | 30 | 0 | 2020-02-13 | -1.2 | 19.2 | 0 | 2019-02-13 | -3 | 21 | 0 | 2018-02-13 | -10.6 | 28.6 | 0 | 2017-02-13 | -4 | 22 | 0 | 2016-02-13 | -25.5 | 43.5 | 0 | 26.07 | 0
2025-02-13 | -6.4 | 24.4 | 0 | 2024-02-13 | 1 | 17 | 0 | 2023-02-13 | 1.3 | 16.7 | 0 | 2022-02-13 | -15 | 33 | 0 | 2021-02-13 | -11.2 | 29.2 | 0 | 2020-02-13 | -0.5 | 18.5 | 0 | 2019-02-13 | -3.2 | 21.2 | 0 | 2018-02-13 | -8.1 | 26.1 | 0 | 2017-02-13 | -4.1 | 22.1 | 0 | 2016-02-13 | -24.7 | 42.7 | 0 | 25.09 | 0
2025-02-13 | -4.9 | 22.9 | 0 | 2024-02-13 | 2.7 | 15.3 | 0 | 2023-02-13 | 4.9 | 13.1 | 0 | 2022-02-13 | -13.4 | 31.4 | 0 | 2021-02-13 | -10.5 | 28.5 | 0 | 2020-02-13 | -0.8 | 18.8 | 0 | 2019-02-13 | -3.5 | 21.5 | 0 | 2018-02-13 | -5.4 | 23.4 | 0 | 2017-02-13 | -3.7 | 21.7 | 0 | 2016-02-13 | -23.5 | 41.5 | 0 | 23.81 | 0
2025-02-13 | -4.1 | 22.1 | 0 | 2024-02-13 | 5.8 | 12.2 | 0 | 2023-02-13 | 6.8 | 11.2 | 0 | 2022-02-13 | -12.6 | 30.6 | 0 | 2021-02-13 | -10 | 28 | 0 | 2020-02-13 | -3 | 21 | 0 | 2019-02-13 | -3.1 | 21.1 | 0 | 2018-02-13 | -4.7 | 22.7 | 0 | 2017-02-13 | -3.8 | 21.8 | 0 | 2016-02-13 | -22.3 | 40.3 | 0 | 23.1 | 0
2025-02-13 | -4 | 22 | 0 | 2024-02-13 | 3.3 | 14.7 | 0 | 2023-02-13 | 8.6 | 9.4 | 0 | 2022-02-13 | -11 | 29 | 0 | 2021-02-13 | -9.7 | 27.7 | 0 | 2020-02-13 | -4.5 | 22.5 | 0 | 2019-02-13 | -4.5 | 22.5 | 0 | 2018-02-13 | -4.3 | 22.3 | 0 | 2017-02-13 | -3.3 | 21.3 | 0 | 2016-02-13 | -20.5 | 38.5 | 0 | 22.99 | 0
2025-02-13 | -3.5 | 21.5 | 0 | 2024-02-13 | 3.8 | 14.2 | 0 | 2023-02-13 | 8.9 | 9.1 | 0 | 2022-02-13 | -10.3 | 28.3 | 0 | 2021-02-13 | -9.3 | 27.3 | 0 | 2020-02-13 | -5.7 | 23.7 | 0 | 2019-02-13 | -4.5 | 22.5 | 0 | 2018-02-13 | -4.1 | 22.1 | 0 | 2017-02-13 | -2.8 | 20.8 | 0 | 2016-02-13 | -18.3 | 36.3 | 0 | 22.58 | 0
2025-02-13 | -2.9 | 20.9 | 0 | 2024-02-13 | 2.9 | 15.1 | 0 | 2023-02-13 | 7.3 | 10.7 | 0 | 2022-02-13 | -9.5 | 27.5 | 0 | 2021-02-13 | -9.4 | 27.4 | 0 | 2020-02-13 | -6.6 | 24.6 | 0 | 2019-02-13 | -3.9 | 21.9 | 0 | 2018-02-13 | -4.2 | 22.2 | 0 | 2017-02-13 | -2.3 | 20.3 | 0 | 2016-02-13 | -16.9 | 34.9 | 0 | 22.55 | 0
2025-02-13 | -2.8 | 20.8 | 0 | 2024-02-13 | 1.1 | 16.9 | 0 | 2023-02-13 | 6.2 | 11.8 | 0 | 2022-02-13 | -9.6 | 27.6 | 0 | 2021-02-13 | -9.9 | 27.9 | 0 | 2020-02-13 | -7 | 25 | 0 | 2019-02-13 | -4 | 22 | 0 | 2018-02-13 | -4.4 | 22.4 | 0 | 2017-02-13 | -1.4 | 19.4 | 0 | 2016-02-13 | -17.4 | 35.4 | 0 | 22.92 | 0
2025-02-13 | -3.7 | 21.7 | 0 | 2024-02-13 | 0.1 | 17.9 | 0 | 2023-02-13 | 4.5 | 13.5 | 0 | 2022-02-13 | -9.5 | 27.5 | 0 | 2021-02-13 | -10 | 28 | 0 | 2020-02-13 | -7.9 | 25.9 | 0 | 2019-02-13 | -4.5 | 22.5 | 0 | 2018-02-13 | -4.4 | 22.4 | 0 | 2017-02-13 | -1.7 | 19.7 | 0 | 2016-02-13 | -16.8 | 34.8 | 0 | 23.39 | 0
2025-02-13 | -4.8 | 22.8 | 0 | 2024-02-13 | -1.4 | 19.4 | 0 | 2023-02-13 | 3.2 | 14.8 | 0 | 2022-02-13 | -10.3 | 28.3 | 0 | 2021-02-13 | -10.2 | 28.2 | 0 | 2020-02-13 | -8.9 | 26.9 | 0 | 2019-02-13 | -4.3 | 22.3 | 0 | 2018-02-13 | -4.2 | 22.2 | 0 | 2017-02-13 | -2.6 | 20.6 | 0 | 2016-02-13 | -18.4 | 36.4 | 0 | 24.19 | 0
2025-02-13 | -5.3 | 23.3 | 0 | 2024-02-13 | -2.5 | 20.5 | 0 | 2023-02-13 | 2.9 | 15.1 | 0 | 2022-02-13 | -10.6 | 28.6 | 0 | 2021-02-13 | -10.9 | 28.9 | 0 | 2020-02-13 | -9.7 | 27.7 | 0 | 2019-02-13 | -4.6 | 22.6 | 0 | 2018-02-13 | -3.7 | 21.7 | 0 | 2017-02-13 | -3.6 | 21.6 | 0 | 2016-02-13 | -20.4 | 38.4 | 0 | 24.84 | 0
2025-02-13 | -6.1 | 24.1 | 0 | 2024-02-13 | -3.3 | 21.3 | 0 | 2023-02-13 | 2.8 | 15.2 | 0 | 2022-02-13 | -11 | 29 | 0 | 2021-02-13 | -11 | 29 | 0 | 2020-02-13 | -10.8 | 28.8 | 0 | 2019-02-13 | -4.6 | 22.6 | 0 | 2018-02-13 | -3.1 | 21.1 | 0 | 2017-02-13 | -4.6 | 22.6 | 0 | 2016-02-13 | -20.8 | 38.8 | 0 | 25.25 | 0
2025-02-13 | -6.6 | 24.6 | 0 | 2024-02-13 | -3.9 | 21.9 | 0 | 2023-02-13 | 2.4 | 15.6 | 0 | 2022-02-13 | -11.4 | 29.4 | 0 | 2021-02-13 | -10.7 | 28.7 | 0 | 2020-02-13 | -11.2 | 29.2 | 0 | 2019-02-13 | -4.6 | 22.6 | 0 | 2018-02-13 | -2.9 | 20.9 | 0 | 2017-02-13 | -5.3 | 23.3 | 0 | 2016-02-13 | -21.5 | 39.5 | 0 | 25.57 | 0
2025-02-13 | -8.3 | 26.3 | 0 | 2024-02-13 | -4.8 | 22.8 | 0 | 2023-02-13 | 2.3 | 15.7 | 0 | 2022-02-13 | -11.9 | 29.9 | 0 | 2021-02-13 | -10.6 | 28.6 | 0 | 2020-02-13 | -11.6 | 29.6 | 0 | 2019-02-13 | -4.6 | 22.6 | 0 | 2018-02-13 | -2.6 | 20.6 | 0 | 2017-02-13 | -5.2 | 23.2 | 0 | 2016-02-13 | -22.1 | 40.1 | 0 | 25.94 | 0
2025-02-13 | -8.7 | 26.7 | 0 | 2024-02-13 | -5.1 | 23.1 | 0 | 2023-02-13 | 1.4 | 16.6 | 0 | 2022-02-13 | -12.9 | 30.9 | 0 | 2021-02-13 | -10.7 | 28.7 | 0 | 2020-02-13 | -14.1 | 32.1 | 0 | 2019-02-13 | -4.6 | 22.6 | 0 | 2018-02-13 | -2.3 | 20.3 | 0 | 2017-02-13 | -4.8 | 22.8 | 0 | 2016-02-13 | -22.8 | 40.8 | 0 | 26.46 | 0
2025-02-14 | -8.2 | 26.2 | 0 | 2024-02-14 | -5.2 | 23.2 | 0 | 2023-02-14 | 0.4 | 17.6 | 0 | 2022-02-14 | -13 | 31 | 0 | 2021-02-14 | -10.8 | 28.8 | 0 | 2020-02-14 | -15.5 | 33.5 | 0 | 2019-02-14 | -4.7 | 22.7 | 0 | 2018-02-14 | -2.3 | 20.3 | 0 | 2017-02-14 | -5.1 | 23.1 | 0 | 2016-02-14 | -23.2 | 41.2 | 0 | 26.76 | 0
2025-02-14 | -6.4 | 24.4 | 0 | 2024-02-14 | -6.1 | 24.1 | 0 | 2023-02-14 | -1.5 | 19.5 | 0 | 2022-02-14 | -13.4 | 31.4 | 0 | 2021-02-14 | -10.8 | 28.8 | 0 | 2020-02-14 | -17.1 | 35.1 | 0 | 2019-02-14 | -4.8 | 22.8 | 0 | 2018-02-14 | -2.6 | 20.6 | 0 | 2017-02-14 | -5.4 | 23.4 | 0 | 2016-02-14 | -23.5 | 41.5 | 0 | 27.16 | 0
2025-02-14 | -6.8 | 24.8 | 0 | 2024-02-14 | -6.7 | 24.7 | 0 | 2023-02-14 | -0.5 | 18.5 | 0 | 2022-02-14 | -14.1 | 32.1 | 0 | 2021-02-14 | -10.5 | 28.5 | 0 | 2020-02-14 | -18 | 36 | 0 | 2019-02-14 | -4.9 | 22.9 | 0 | 2018-02-14 | -3.2 | 21.2 | 0 | 2017-02-14 | -5.5 | 23.5 | 0 | 2016-02-14 | -23.6 | 41.6 | 0 | 27.38 | 0
2025-02-14 | -7.1 | 25.1 | 0 | 2024-02-14 | -7.1 | 25.1 | 0 | 2023-02-14 | -1.5 | 19.5 | 0 | 2022-02-14 | -14 | 32 | 0 | 2021-02-14 | -10.6 | 28.6 | 0 | 2020-02-14 | -18.6 | 36.6 | 0 | 2019-02-14 | -4.4 | 22.4 | 0 | 2018-02-14 | -3.5 | 21.5 | 0 | 2017-02-14 | -6.6 | 24.6 | 0 | 2016-02-14 | -23.1 | 41.1 | 0 | 27.65 | 0
2025-02-14 | -7.6 | 25.6 | 0 | 2024-02-14 | -8.2 | 26.2 | 0 | 2023-02-14 | -1.6 | 19.6 | 0 | 2022-02-14 | -14.6 | 32.6 | 0 | 2021-02-14 | -10.8 | 28.8 | 0 | 2020-02-14 | -19.4 | 37.4 | 0 | 2019-02-14 | -3.7 | 21.7 | 0 | 2018-02-14 | -2.2 | 20.2 | 0 | 2017-02-14 | -5.4 | 23.4 | 0 | 2016-02-14 | -23.4 | 41.4 | 0 | 27.69 | 0
2025-02-14 | -7.3 | 25.3 | 0 | 2024-02-14 | -7 | 25 | 0 | 2023-02-14 | -1.7 | 19.7 | 0 | 2022-02-14 | -15.3 | 33.3 | 0 | 2021-02-14 | -12.6 | 30.6 | 0 | 2020-02-14 | -20 | 38 | 0 | 2019-02-14 | -3.5 | 21.5 | 0 | 2018-02-14 | -1.2 | 19.2 | 0 | 2017-02-14 | -4.1 | 22.1 | 0 | 2016-02-14 | -23.4 | 41.4 | 0 | 27.61 | 0
2025-02-14 | -7.4 | 25.4 | 0 | 2024-02-14 | -7.9 | 25.9 | 0 | 2023-02-14 | -2.2 | 20.2 | 0 | 2022-02-14 | -16 | 34 | 0 | 2021-02-14 | -13.8 | 31.8 | 0 | 2020-02-14 | -20.6 | 38.6 | 0 | 2019-02-14 | -3.6 | 21.6 | 0 | 2018-02-14 | -1.8 | 19.8 | 0 | 2017-02-14 | -3.3 | 21.3 | 0 | 2016-02-14 | -23.8 | 41.8 | 0 | 28.04 | 0
2025-02-14 | -7.9 | 25.9 | 0 | 2024-02-14 | -7.8 | 25.8 | 0 | 2023-02-14 | -2.1 | 20.1 | 0 | 2022-02-14 | -16.3 | 34.3 | 0 | 2021-02-14 | -14.7 | 32.7 | 0 | 2020-02-14 | -20.5 | 38.5 | 0 | 2019-02-14 | -3.3 | 21.3 | 0 | 2018-02-14 | -1.7 | 19.7 | 0 | 2017-02-14 | -1.8 | 19.8 | 0 | 2016-02-14 | -23.6 | 41.6 | 0 | 27.97 | 0
2025-02-14 | -8.3 | 26.3 | 0 | 2024-02-14 | -7.2 | 25.2 | 0 | 2023-02-14 | -0.7 | 18.7 | 0 | 2022-02-14 | -16.2 | 34.2 | 0 | 2021-02-14 | -13.2 | 31.2 | 0 | 2020-02-14 | -20.1 | 38.1 | 0 | 2019-02-14 | -3.5 | 21.5 | 0 | 2018-02-14 | -1.1 | 19.1 | 0 | 2017-02-14 | -0.9 | 18.9 | 0 | 2016-02-14 | -23 | 41 | 0 | 27.42 | 0
2025-02-14 | -8.2 | 26.2 | 0 | 2024-02-14 | -6 | 24 | 0 | 2023-02-14 | 2 | 16 | 0 | 2022-02-14 | -15.5 | 33.5 | 0 | 2021-02-14 | -12.3 | 30.3 | 0 | 2020-02-14 | -18.6 | 36.6 | 0 | 2019-02-14 | -3.4 | 21.4 | 0 | 2018-02-14 | 0 | 18 | 0 | 2017-02-14 | -0.2 | 18.2 | 0 | 2016-02-14 | -21.6 | 39.6 | 0 | 26.38 | 0
2025-02-14 | -6.6 | 24.6 | 0 | 2024-02-14 | -4.7 | 22.7 | 0 | 2023-02-14 | 4 | 14 | 0 | 2022-02-14 | -14.4 | 32.4 | 0 | 2021-02-14 | -10.3 | 28.3 | 0 | 2020-02-14 | -17.1 | 35.1 | 0 | 2019-02-14 | -3.4 | 21.4 | 0 | 2018-02-14 | 1 | 17 | 0 | 2017-02-14 | 0.6 | 17.4 | 0 | 2016-02-14 | -19.6 | 37.6 | 0 | 25.05 | 0
2025-02-14 | -5.9 | 23.9 | 0 | 2024-02-14 | -3.8 | 21.8 | 0 | 2023-02-14 | 6.5 | 11.5 | 0 | 2022-02-14 | -13.4 | 31.4 | 0 | 2021-02-14 | -8.8 | 26.8 | 0 | 2020-02-14 | -15.7 | 33.7 | 0 | 2019-02-14 | -2.8 | 20.8 | 0 | 2018-02-14 | 2.1 | 15.9 | 0 | 2017-02-14 | 2.2 | 15.8 | 0 | 2016-02-14 | -17.2 | 35.2 | 0 | 23.68 | 0
2025-02-14 | -5.3 | 23.3 | 0 | 2024-02-14 | -2.3 | 20.3 | 0 | 2023-02-14 | 7.2 | 10.8 | 0 | 2022-02-14 | -12.3 | 30.3 | 0 | 2021-02-14 | -6.3 | 24.3 | 0 | 2020-02-14 | -14 | 32 | 0 | 2019-02-14 | -1.7 | 19.7 | 0 | 2018-02-14 | 3.2 | 14.8 | 0 | 2017-02-14 | 3.5 | 14.5 | 0 | 2016-02-14 | -15.1 | 33.1 | 0 | 22.31 | 0
2025-02-14 | -5 | 23 | 0 | 2024-02-14 | -1.5 | 19.5 | 0 | 2023-02-14 | 8.3 | 9.7 | 0 | 2022-02-14 | -11.8 | 29.8 | 0 | 2021-02-14 | -5.6 | 23.6 | 0 | 2020-02-14 | -11.8 | 29.8 | 0 | 2019-02-14 | -1.6 | 19.6 | 0 | 2018-02-14 | 4.5 | 13.5 | 0 | 2017-02-14 | 3.7 | 14.3 | 0 | 2016-02-14 | -13.5 | 31.5 | 0 | 21.43 | 0
2025-02-14 | -4.9 | 22.9 | 0 | 2024-02-14 | -1.8 | 19.8 | 0 | 2023-02-14 | 8.7 | 9.3 | 0 | 2022-02-14 | -10.3 | 28.3 | 0 | 2021-02-14 | -4.9 | 22.9 | 0 | 2020-02-14 | -11.4 | 29.4 | 0 | 2019-02-14 | -1.4 | 19.4 | 0 | 2018-02-14 | 4.5 | 13.5 | 0 | 2017-02-14 | 3.8 | 14.2 | 0 | 2016-02-14 | -12.4 | 30.4 | 0 | 21.01 | 0
2025-02-14 | -5.2 | 23.2 | 0 | 2024-02-14 | -1 | 19 | 0 | 2023-02-14 | 8.9 | 9.1 | 0 | 2022-02-14 | -9.9 | 27.9 | 0 | 2021-02-14 | -4.2 | 22.2 | 0 | 2020-02-14 | -10.8 | 28.8 | 0 | 2019-02-14 | -0.6 | 18.6 | 0 | 2018-02-14 | 4.6 | 13.4 | 0 | 2017-02-14 | 3.6 | 14.4 | 0 | 2016-02-14 | -12.1 | 30.1 | 0 | 20.67 | 0
2025-02-14 | -5.7 | 23.7 | 0 | 2024-02-14 | -0.5 | 18.5 | 0 | 2023-02-14 | 8.5 | 9.5 | 0 | 2022-02-14 | -9.8 | 27.8 | 0 | 2021-02-14 | -4.1 | 22.1 | 0 | 2020-02-14 | -10.4 | 28.4 | 0 | 2019-02-14 | -0.5 | 18.5 | 0 | 2018-02-14 | 5 | 13 | 0 | 2017-02-14 | 3.2 | 14.8 | 0 | 2016-02-14 | -11.2 | 29.2 | 0 | 20.55 | 0
2025-02-14 | -6.7 | 24.7 | 0 | 2024-02-14 | -1.5 | 19.5 | 0 | 2023-02-14 | 7 | 11 | 0 | 2022-02-14 | -10.7 | 28.7 | 0 | 2021-02-14 | -4.8 | 22.8 | 0 | 2020-02-14 | -10.1 | 28.1 | 0 | 2019-02-14 | -0.2 | 18.2 | 0 | 2018-02-14 | 4.7 | 13.3 | 0 | 2017-02-14 | 3 | 15 | 0 | 2016-02-14 | -11.9 | 29.9 | 0 | 21.12 | 0
2025-02-14 | -7.5 | 25.5 | 0 | 2024-02-14 | -2.4 | 20.4 | 0 | 2023-02-14 | 5.6 | 12.4 | 0 | 2022-02-14 | -11.1 | 29.1 | 0 | 2021-02-14 | -5.2 | 23.2 | 0 | 2020-02-14 | -10.1 | 28.1 | 0 | 2019-02-14 | -0.1 | 18.1 | 0 | 2018-02-14 | 4.2 | 13.8 | 0 | 2017-02-14 | 3.1 | 14.9 | 0 | 2016-02-14 | -12.4 | 30.4 | 0 | 21.59 | 0
2025-02-14 | -7.3 | 25.3 | 0 | 2024-02-14 | -4.1 | 22.1 | 0 | 2023-02-14 | 5.2 | 12.8 | 0 | 2022-02-14 | -11.6 | 29.6 | 0 | 2021-02-14 | -5.5 | 23.5 | 0 | 2020-02-14 | -9.7 | 27.7 | 0 | 2019-02-14 | 0.2 | 17.8 | 0 | 2018-02-14 | 3.8 | 14.2 | 0 | 2017-02-14 | 3.7 | 14.3 | 0 | 2016-02-14 | -12.6 | 30.6 | 0 | 21.79 | 0
2025-02-14 | -6.9 | 24.9 | 0 | 2024-02-14 | -3.6 | 21.6 | 0 | 2023-02-14 | 4.4 | 13.6 | 0 | 2022-02-14 | -11.8 | 29.8 | 0 | 2021-02-14 | -7.3 | 25.3 | 0 | 2020-02-14 | -9.4 | 27.4 | 0 | 2019-02-14 | 0.3 | 17.7 | 0 | 2018-02-14 | 3.6 | 14.4 | 0 | 2017-02-14 | 3.1 | 14.9 | 0 | 2016-02-14 | -12.5 | 30.5 | 0 | 22.01 | 0
2025-02-14 | -6.9 | 24.9 | 0 | 2024-02-14 | -4.4 | 22.4 | 0 | 2023-02-14 | 3.8 | 14.2 | 0 | 2022-02-14 | -11.9 | 29.9 | 0 | 2021-02-14 | -8.3 | 26.3 | 0 | 2020-02-14 | -10 | 28 | 0 | 2019-02-14 | 0.9 | 17.1 | 0 | 2018-02-14 | 3.4 | 14.6 | 0 | 2017-02-14 | 2.8 | 15.2 | 0 | 2016-02-14 | -12.1 | 30.1 | 0 | 22.27 | 0
2025-02-14 | -7.1 | 25.1 | 0 | 2024-02-14 | -3.8 | 21.8 | 0 | 2023-02-14 | 3.8 | 14.2 | 0 | 2022-02-14 | -12 | 30 | 0 | 2021-02-14 | -7 | 25 | 0 | 2020-02-14 | -10.3 | 28.3 | 0 | 2019-02-14 | 1.2 | 16.8 | 0 | 2018-02-14 | 3.3 | 14.7 | 0 | 2017-02-14 | 2.4 | 15.6 | 0 | 2016-02-14 | -11.8 | 29.8 | 0 | 22.13 | 0
2025-02-14 | -7.5 | 25.5 | 0 | 2024-02-14 | -5.3 | 23.3 | 0 | 2023-02-14 | 4.3 | 13.7 | 0 | 2022-02-14 | -11.8 | 29.8 | 0 | 2021-02-14 | -6.7 | 24.7 | 0 | 2020-02-14 | -10.6 | 28.6 | 0 | 2019-02-14 | 1.4 | 16.6 | 0 | 2018-02-14 | 2.9 | 15.1 | 0 | 2017-02-14 | 1.4 | 16.6 | 0 | 2016-02-14 | -12.1 | 30.1 | 0 | 22.4 | 0
2025-02-15 | -6.7 | 24.7 | 0 | 2024-02-15 | -4.2 | 22.2 | 0 | 2023-02-15 | 4.8 | 13.2 | 0 | 2022-02-15 | -11.1 | 29.1 | 0 | 2021-02-15 | -7.7 | 25.7 | 0 | 2020-02-15 | -10.5 | 28.5 | 0 | 2019-02-15 | 1.5 | 16.5 | 0 | 2018-02-15 | 2.7 | 15.3 | 0 | 2017-02-15 | 2.1 | 15.9 | 0 | 2016-02-15 | -11 | 29 | 0 | 22.01 | 0
2025-02-15 | -6.7 | 24.7 | 0 | 2024-02-15 | -4.4 | 22.4 | 0 | 2023-02-15 | 4.8 | 13.2 | 0 | 2022-02-15 | -10.6 | 28.6 | 0 | 2021-02-15 | -7.9 | 25.9 | 0 | 2020-02-15 | -11 | 29 | 0 | 2019-02-15 | 1.7 | 16.3 | 0 | 2018-02-15 | 3.1 | 14.9 | 0 | 2017-02-15 | 1.2 | 16.8 | 0 | 2016-02-15 | -11.1 | 29.1 | 0 | 22.09 | 0
2025-02-15 | -6.5 | 24.5 | 0 | 2024-02-15 | -4.6 | 22.6 | 0 | 2023-02-15 | 4.8 | 13.2 | 0 | 2022-02-15 | -10.9 | 28.9 | 0 | 2021-02-15 | -7.7 | 25.7 | 0 | 2020-02-15 | -11.7 | 29.7 | 0 | 2019-02-15 | 3.1 | 14.9 | 0 | 2018-02-15 | 3.4 | 14.6 | 0 | 2017-02-15 | 1.2 | 16.8 | 0 | 2016-02-15 | -11.1 | 29.1 | 0 | 22 | 0
2025-02-15 | -6.6 | 24.6 | 0 | 2024-02-15 | -5.3 | 23.3 | 0 | 2023-02-15 | 4.6 | 13.4 | 0 | 2022-02-15 | -10.7 | 28.7 | 0 | 2021-02-15 | -7.1 | 25.1 | 0 | 2020-02-15 | -11.2 | 29.2 | 0 | 2019-02-15 | 2.1 | 15.9 | 0 | 2018-02-15 | 3.4 | 14.6 | 0 | 2017-02-15 | 0.5 | 17.5 | 0 | 2016-02-15 | -10.3 | 28.3 | 0 | 22.06 | 0
2025-02-15 | -6.1 | 24.1 | 0 | 2024-02-15 | -5.8 | 23.8 | 0 | 2023-02-15 | 4.2 | 13.8 | 0 | 2022-02-15 | -10.6 | 28.6 | 0 | 2021-02-15 | -7.2 | 25.2 | 0 | 2020-02-15 | -11.2 | 29.2 | 0 | 2019-02-15 | 2.2 | 15.8 | 0 | 2018-02-15 | 3.6 | 14.4 | 0 | 2017-02-15 | -0.7 | 18.7 | 0 | 2016-02-15 | -9.5 | 27.5 | 0 | 22.11 | 0
2025-02-15 | -5.6 | 23.6 | 0 | 2024-02-15 | -5.2 | 23.2 | 0 | 2023-02-15 | 7 | 11 | 0 | 2022-02-15 | -10.1 | 28.1 | 0 | 2021-02-15 | -6.8 | 24.8 | 0 | 2020-02-15 | -10.1 | 28.1 | 0 | 2019-02-15 | 2 | 16 | 0 | 2018-02-15 | 4.4 | 13.6 | 0 | 2017-02-15 | -0.8 | 18.8 | 0 | 2016-02-15 | -8 | 26 | 0 | 21.32 | 0
2025-02-15 | -5.5 | 23.5 | 0 | 2024-02-15 | -4.5 | 22.5 | 0 | 2023-02-15 | 6.6 | 11.4 | 0 | 2022-02-15 | -9.8 | 27.8 | 0 | 2021-02-15 | -6.8 | 24.8 | 0 | 2020-02-15 | -8 | 26 | 0 | 2019-02-15 | 2.4 | 15.6 | 0 | 2018-02-15 | 3.7 | 14.3 | 0 | 2017-02-15 | -0.4 | 18.4 | 0 | 2016-02-15 | -7.7 | 25.7 | 0 | 21 | 0
2025-02-15 | -5.3 | 23.3 | 0 | 2024-02-15 | -4.5 | 22.5 | 0 | 2023-02-15 | 6.2 | 11.8 | 0 | 2022-02-15 | -9.2 | 27.2 | 0 | 2021-02-15 | -7 | 25 | 0 | 2020-02-15 | -9.1 | 27.1 | 0 | 2019-02-15 | 2.9 | 15.1 | 0 | 2018-02-15 | 4.5 | 13.5 | 0 | 2017-02-15 | -0.4 | 18.4 | 0 | 2016-02-15 | -8 | 26 | 0 | 20.99 | 0
2025-02-15 | -4.9 | 22.9 | 0 | 2024-02-15 | -3.8 | 21.8 | 0 | 2023-02-15 | 7 | 11 | 0 | 2022-02-15 | -8.3 | 26.3 | 0 | 2021-02-15 | -7.2 | 25.2 | 0 | 2020-02-15 | -7.7 | 25.7 | 0 | 2019-02-15 | 3.5 | 14.5 | 0 | 2018-02-15 | 5.4 | 12.6 | 0 | 2017-02-15 | -0.4 | 18.4 | 0 | 2016-02-15 | -7.9 | 25.9 | 0 | 20.43 | 0
2025-02-15 | -3.9 | 21.9 | 0 | 2024-02-15 | -2.6 | 20.6 | 0 | 2023-02-15 | 10.8 | 7.2 | 0 | 2022-02-15 | -7.3 | 25.3 | 0 | 2021-02-15 | -6.9 | 24.9 | 0 | 2020-02-15 | -6.7 | 24.7 | 0 | 2019-02-15 | 2.1 | 15.9 | 0 | 2018-02-15 | 5.5 | 12.5 | 0 | 2017-02-15 | -1.5 | 19.5 | 0 | 2016-02-15 | -5.8 | 23.8 | 0 | 19.63 | 0
2025-02-15 | -2.5 | 20.5 | 0 | 2024-02-15 | -1.5 | 19.5 | 0 | 2023-02-15 | 12.5 | 5.5 | 0 | 2022-02-15 | -5.6 | 23.6 | 0 | 2021-02-15 | -6.8 | 24.8 | 0 | 2020-02-15 | -5.7 | 23.7 | 0 | 2019-02-15 | 2 | 16 | 0 | 2018-02-15 | 5.5 | 12.5 | 0 | 2017-02-15 | 0.2 | 17.8 | 0 | 2016-02-15 | -5.1 | 23.1 | 0 | 18.7 | 0
2025-02-15 | -2.7 | 20.7 | 0 | 2024-02-15 | -0.5 | 18.5 | 0 | 2023-02-15 | 11.6 | 6.4 | 0 | 2022-02-15 | -5.6 | 23.6 | 0 | 2021-02-15 | -6.5 | 24.5 | 0 | 2020-02-15 | -4.6 | 22.6 | 0 | 2019-02-15 | 1.5 | 16.5 | 0 | 2018-02-15 | 5.8 | 12.2 | 0 | 2017-02-15 | 0.7 | 17.3 | 0 | 2016-02-15 | -5.3 | 23.3 | 0 | 18.56 | 0
2025-02-15 | -3.6 | 21.6 | 0 | 2024-02-15 | -1.1 | 19.1 | 0 | 2023-02-15 | 13.2 | 4.8 | 0 | 2022-02-15 | -5.1 | 23.1 | 0 | 2021-02-15 | -6 | 24 | 0 | 2020-02-15 | -4.3 | 22.3 | 0 | 2019-02-15 | 1 | 17 | 0 | 2018-02-15 | 6.2 | 11.8 | 0 | 2017-02-15 | 0.7 | 17.3 | 0 | 2016-02-15 | -5 | 23 | 0 | 18.4 | 0
2025-02-15 | -3.5 | 21.5 | 0 | 2024-02-15 | -2.7 | 20.7 | 0 | 2023-02-15 | 13.6 | 4.4 | 0 | 2022-02-15 | -4.7 | 22.7 | 0 | 2021-02-15 | -4.8 | 22.8 | 0 | 2020-02-15 | -3.8 | 21.8 | 0 | 2019-02-15 | -0.6 | 18.6 | 0 | 2018-02-15 | 6.6 | 11.4 | 0 | 2017-02-15 | 0.2 | 17.8 | 0 | 2016-02-15 | -4.7 | 22.7 | 0 | 18.44 | 0
2025-02-15 | -3.1 | 21.1 | 0 | 2024-02-15 | -1.7 | 19.7 | 0 | 2023-02-15 | 13.8 | 4.2 | 0 | 2022-02-15 | -3.9 | 21.9 | 0 | 2021-02-15 | -4.6 | 22.6 | 0 | 2020-02-15 | -2.9 | 20.9 | 0 | 2019-02-15 | -1.2 | 19.2 | 0 | 2018-02-15 | 7 | 11 | 0 | 2017-02-15 | -0.1 | 18.1 | 0 | 2016-02-15 | -4.7 | 22.7 | 0 | 18.14 | 0
2025-02-15 | -2.9 | 20.9 | 0 | 2024-02-15 | -1.4 | 19.4 | 0 | 2023-02-15 | 14.9 | 3.1 | 0 | 2022-02-15 | -3.6 | 21.6 | 0 | 2021-02-15 | -4.8 | 22.8 | 0 | 2020-02-15 | -2.9 | 20.9 | 0 | 2019-02-15 | -1.4 | 19.4 | 0 | 2018-02-15 | 7.5 | 10.5 | 0 | 2017-02-15 | -1 | 19 | 0 | 2016-02-15 | -4.1 | 22.1 | 0 | 17.97 | 0
2025-02-15 | -2.5 | 20.5 | 0 | 2024-02-15 | -1 | 19 | 0 | 2023-02-15 | 14.4 | 3.6 | 0 | 2022-02-15 | -3.7 | 21.7 | 0 | 2021-02-15 | -5.3 | 23.3 | 0 | 2020-02-15 | -3.1 | 21.1 | 0 | 2019-02-15 | -2.5 | 20.5 | 0 | 2018-02-15 | 7.6 | 10.4 | 0 | 2017-02-15 | -2 | 20 | 0 | 2016-02-15 | -3.5 | 21.5 | 0 | 18.16 | 0
2025-02-15 | -2.2 | 20.2 | 0 | 2024-02-15 | -0.7 | 18.7 | 0 | 2023-02-15 | 13.6 | 4.4 | 0 | 2022-02-15 | -4 | 22 | 0 | 2021-02-15 | -5.7 | 23.7 | 0 | 2020-02-15 | -3 | 21 | 0 | 2019-02-15 | -3.2 | 21.2 | 0 | 2018-02-15 | 7 | 11 | 0 | 2017-02-15 | -3 | 21 | 0 | 2016-02-15 | -3.1 | 21.1 | 0 | 18.43 | 0
2025-02-15 | -2.2 | 20.2 | 0 | 2024-02-15 | -0.8 | 18.8 | 0 | 2023-02-15 | 11 | 7 | 0 | 2022-02-15 | -4.4 | 22.4 | 0 | 2021-02-15 | -6.1 | 24.1 | 0 | 2020-02-15 | -2.3 | 20.3 | 0 | 2019-02-15 | -3.4 | 21.4 | 0 | 2018-02-15 | 5.9 | 12.1 | 0 | 2017-02-15 | -3.9 | 21.9 | 0 | 2016-02-15 | -2.6 | 20.6 | 0 | 18.88 | 0
2025-02-15 | -3 | 21 | 0 | 2024-02-15 | -0.6 | 18.6 | 0 | 2023-02-15 | 8.2 | 9.8 | 0 | 2022-02-15 | -4.5 | 22.5 | 0 | 2021-02-15 | -7.3 | 25.3 | 0 | 2020-02-15 | -1.5 | 19.5 | 0 | 2019-02-15 | -4 | 22 | 0 | 2018-02-15 | 4.3 | 13.7 | 0 | 2017-02-15 | -4.1 | 22.1 | 0 | 2016-02-15 | -1.9 | 19.9 | 0 | 19.44 | 0
2025-02-15 | -2.9 | 20.9 | 0 | 2024-02-15 | 0.3 | 17.7 | 0 | 2023-02-15 | 7.4 | 10.6 | 0 | 2022-02-15 | -4.8 | 22.8 | 0 | 2021-02-15 | -8.3 | 26.3 | 0 | 2020-02-15 | -0.7 | 18.7 | 0 | 2019-02-15 | -4.5 | 22.5 | 0 | 2018-02-15 | 4.7 | 13.3 | 0 | 2017-02-15 | -4.7 | 22.7 | 0 | 2016-02-15 | -1.4 | 19.4 | 0 | 19.49 | 0
2025-02-15 | -3.2 | 21.2 | 0 | 2024-02-15 | 0.8 | 17.2 | 0 | 2023-02-15 | 7.3 | 10.7 | 0 | 2022-02-15 | -4.6 | 22.6 | 0 | 2021-02-15 | -9.2 | 27.2 | 0 | 2020-02-15 | -1.2 | 19.2 | 0 | 2019-02-15 | -4.4 | 22.4 | 0 | 2018-02-15 | 4.7 | 13.3 | 0 | 2017-02-15 | -5.2 | 23.2 | 0 | 2016-02-15 | -1 | 19 | 0 | 19.6 | 0
2025-02-15 | -3.5 | 21.5 | 0 | 2024-02-15 | -0.5 | 18.5 | 0 | 2023-02-15 | 6.7 | 11.3 | 0 | 2022-02-15 | -4.2 | 22.2 | 0 | 2021-02-15 | -9.5 | 27.5 | 0 | 2020-02-15 | -1.3 | 19.3 | 0 | 2019-02-15 | -4.2 | 22.2 | 0 | 2018-02-15 | 4.3 | 13.7 | 0 | 2017-02-15 | -5.1 | 23.1 | 0 | 2016-02-15 | -1.1 | 19.1 | 0 | 19.84 | 0
2025-02-15 | -3.8 | 21.8 | 0 | 2024-02-15 | -1.1 | 19.1 | 0 | 2023-02-15 | 5.9 | 12.1 | 0 | 2022-02-15 | -4.2 | 22.2 | 0 | 2021-02-15 | -9.6 | 27.6 | 0 | 2020-02-15 | -0.8 | 18.8 | 0 | 2019-02-15 | -4 | 22 | 0 | 2018-02-15 | 4.6 | 13.4 | 0 | 2017-02-15 | -5.3 | 23.3 | 0 | 2016-02-15 | -1.1 | 19.1 | 0 | 19.94 | 0
2025-02-16 | -4.2 | 22.2 | 0 | 2024-02-16 | -1.5 | 19.5 | 0 | 2023-02-16 | 5.4 | 12.6 | 0 | 2022-02-16 | -3.9 | 21.9 | 0 | 2021-02-16 | -9.3 | 27.3 | 0 | 2020-02-16 | 0 | 18 | 0 | 2019-02-16 | -3.8 | 21.8 | 0 | 2018-02-16 | 3.5 | 14.5 | 0 | 2017-02-16 | -5.8 | 23.8 | 0 | 2016-02-16 | -1 | 19 | 0 | 20.06 | 0
2025-02-16 | -4.9 | 22.9 | 0 | 2024-02-16 | -2.2 | 20.2 | 0 | 2023-02-16 | 5.5 | 12.5 | 0 | 2022-02-16 | -3.7 | 21.7 | 0 | 2021-02-16 | -9 | 27 | 0 | 2020-02-16 | 0.3 | 17.7 | 0 | 2019-02-16 | -3.5 | 21.5 | 0 | 2018-02-16 | 3 | 15 | 0 | 2017-02-16 | -6.1 | 24.1 | 0 | 2016-02-16 | -1.1 | 19.1 | 0 | 20.17 | 0
2025-02-16 | -5.1 | 23.1 | 0 | 2024-02-16 | -3 | 21 | 0 | 2023-02-16 | 4.9 | 13.1 | 0 | 2022-02-16 | -3.6 | 21.6 | 0 | 2021-02-16 | -8.5 | 26.5 | 0 | 2020-02-16 | 0.3 | 17.7 | 0 | 2019-02-16 | -3.1 | 21.1 | 0 | 2018-02-16 | 2.2 | 15.8 | 0 | 2017-02-16 | -6.5 | 24.5 | 0 | 2016-02-16 | -1.1 | 19.1 | 0 | 20.35 | 0
2025-02-16 | -5.2 | 23.2 | 0 | 2024-02-16 | -3.1 | 21.1 | 0 | 2023-02-16 | 4.9 | 13.1 | 0 | 2022-02-16 | -3 | 21 | 0 | 2021-02-16 | -8.2 | 26.2 | 0 | 2020-02-16 | -0.1 | 18.1 | 0 | 2019-02-16 | -3.5 | 21.5 | 0 | 2018-02-16 | 1.1 | 16.9 | 0 | 2017-02-16 | -7.1 | 25.1 | 0 | 2016-02-16 | -1.2 | 19.2 | 0 | 20.54 | 0
2025-02-16 | -5.8 | 23.8 | 0 | 2024-02-16 | -3.2 | 21.2 | 0 | 2023-02-16 | 4.6 | 13.4 | 0 | 2022-02-16 | -2.8 | 20.8 | 0 | 2021-02-16 | -8.5 | 26.5 | 0 | 2020-02-16 | -0.1 | 18.1 | 0 | 2019-02-16 | -4.7 | 22.7 | 0 | 2018-02-16 | 1.6 | 16.4 | 0 | 2017-02-16 | -7.8 | 25.8 | 0 | 2016-02-16 | -1.3 | 19.3 | 0 | 20.8 | 0
2025-02-16 | -6.1 | 24.1 | 0 | 2024-02-16 | -3.5 | 21.5 | 0 | 2023-02-16 | 3.8 | 14.2 | 0 | 2022-02-16 | -2.6 | 20.6 | 0 | 2021-02-16 | -8.8 | 26.8 | 0 | 2020-02-16 | -0.2 | 18.2 | 0 | 2019-02-16 | -5.4 | 23.4 | 0 | 2018-02-16 | 1.3 | 16.7 | 0 | 2017-02-16 | -8.5 | 26.5 | 0 | 2016-02-16 | -1.7 | 19.7 | 0 | 21.17 | 0
2025-02-16 | -6.3 | 24.3 | 0 | 2024-02-16 | -3.6 | 21.6 | 0 | 2023-02-16 | 3 | 15 | 0 | 2022-02-16 | -2 | 20 | 0 | 2021-02-16 | -9.4 | 27.4 | 0 | 2020-02-16 | -0.1 | 18.1 | 0 | 2019-02-16 | -6.3 | 24.3 | 0 | 2018-02-16 | 1.2 | 16.8 | 0 | 2017-02-16 | -9.4 | 27.4 | 0 | 2016-02-16 | -1.7 | 19.7 | 0 | 21.46 | 0
2025-02-16 | -6.5 | 24.5 | 0 | 2024-02-16 | -3 | 21 | 0 | 2023-02-16 | 2.4 | 15.6 | 0 | 2022-02-16 | -1.5 | 19.5 | 0 | 2021-02-16 | -10 | 28 | 0 | 2020-02-16 | -0.3 | 18.3 | 0 | 2019-02-16 | -6.6 | 24.6 | 0 | 2018-02-16 | 0.9 | 17.1 | 0 | 2017-02-16 | -9.6 | 27.6 | 0 | 2016-02-16 | -1.7 | 19.7 | 0 | 21.59 | 0
2025-02-16 | -6.7 | 24.7 | 0 | 2024-02-16 | -3.4 | 21.4 | 0 | 2023-02-16 | 2 | 16 | 0 | 2022-02-16 | -0.8 | 18.8 | 0 | 2021-02-16 | -10.3 | 28.3 | 0 | 2020-02-16 | -0.1 | 18.1 | 0 | 2019-02-16 | -7.1 | 25.1 | 0 | 2018-02-16 | 0.9 | 17.1 | 0 | 2017-02-16 | -9.6 | 27.6 | 0 | 2016-02-16 | -1.6 | 19.6 | 0 | 21.67 | 0
2025-02-16 | -6.9 | 24.9 | 0 | 2024-02-16 | -3 | 21 | 0 | 2023-02-16 | 2 | 16 | 0 | 2022-02-16 | 0.8 | 17.2 | 0 | 2021-02-16 | -10.8 | 28.8 | 0 | 2020-02-16 | 0.3 | 17.7 | 0 | 2019-02-16 | -6.4 | 24.4 | 0 | 2018-02-16 | 0.3 | 17.7 | 0 | 2017-02-16 | -9 | 27 | 0 | 2016-02-16 | -1.5 | 19.5 | 0 | 21.42 | 0
2025-02-16 | -7.7 | 25.7 | 0 | 2024-02-16 | -1.8 | 19.8 | 0 | 2023-02-16 | 2.1 | 15.9 | 0 | 2022-02-16 | 4 | 14 | 0 | 2021-02-16 | -10.9 | 28.9 | 0 | 2020-02-16 | 0.6 | 17.4 | 0 | 2019-02-16 | -5.9 | 23.9 | 0 | 2018-02-16 | 0.4 | 17.6 | 0 | 2017-02-16 | -8.1 | 26.1 | 0 | 2016-02-16 | -1.4 | 19.4 | 0 | 20.87 | 0
2025-02-16 | -7.5 | 25.5 | 0 | 2024-02-16 | -1.6 | 19.6 | 0 | 2023-02-16 | 1.5 | 16.5 | 0 | 2022-02-16 | 6.8 | 11.2 | 0 | 2021-02-16 | -10.8 | 28.8 | 0 | 2020-02-16 | 1.3 | 16.7 | 0 | 2019-02-16 | -5.7 | 23.7 | 0 | 2018-02-16 | -0.1 | 18.1 | 0 | 2017-02-16 | -6.6 | 24.6 | 0 | 2016-02-16 | -1.1 | 19.1 | 0 | 20.38 | 0
2025-02-16 | -7.3 | 25.3 | 0 | 2024-02-16 | -1.7 | 19.7 | 0 | 2023-02-16 | 1.3 | 16.7 | 0 | 2022-02-16 | 8.4 | 9.6 | 0 | 2021-02-16 | -10.3 | 28.3 | 0 | 2020-02-16 | 1.9 | 16.1 | 0 | 2019-02-16 | -4.9 | 22.9 | 0 | 2018-02-16 | 0.4 | 17.6 | 0 | 2017-02-16 | -5.6 | 23.6 | 0 | 2016-02-16 | -1.1 | 19.1 | 0 | 19.89 | 0
2025-02-16 | -7.5 | 25.5 | 0 | 2024-02-16 | -1.3 | 19.3 | 0 | 2023-02-16 | 1.5 | 16.5 | 0 | 2022-02-16 | 10.2 | 7.8 | 0 | 2021-02-16 | -10.3 | 28.3 | 0 | 2020-02-16 | 2.2 | 15.8 | 0 | 2019-02-16 | -4.3 | 22.3 | 0 | 2018-02-16 | 1 | 17 | 0 | 2017-02-16 | -4.4 | 22.4 | 0 | 2016-02-16 | -1 | 19 | 0 | 19.39 | 0
2025-02-16 | -7.6 | 25.6 | 0 | 2024-02-16 | -1 | 19 | 0 | 2023-02-16 | 1.4 | 16.6 | 0 | 2022-02-16 | 10.3 | 7.7 | 0 | 2021-02-16 | -9.2 | 27.2 | 0 | 2020-02-16 | 2.6 | 15.4 | 0 | 2019-02-16 | -3.7 | 21.7 | 0 | 2018-02-16 | -1.1 | 19.1 | 0 | 2017-02-16 | -3.7 | 21.7 | 0 | 2016-02-16 | -0.9 | 18.9 | 0 | 19.29 | 0
2025-02-16 | -7.3 | 25.3 | 0 | 2024-02-16 | -1.2 | 19.2 | 0 | 2023-02-16 | 1.5 | 16.5 | 0 | 2022-02-16 | 10.1 | 7.9 | 0 | 2021-02-16 | -8 | 26 | 0 | 2020-02-16 | 2.4 | 15.6 | 0 | 2019-02-16 | -3 | 21 | 0 | 2018-02-16 | -0.9 | 18.9 | 0 | 2017-02-16 | -3.8 | 21.8 | 0 | 2016-02-16 | -0.5 | 18.5 | 0 | 19.07 | 0
2025-02-16 | -7.2 | 25.2 | 0 | 2024-02-16 | -1.9 | 19.9 | 0 | 2023-02-16 | 0.4 | 17.6 | 0 | 2022-02-16 | 9.6 | 8.4 | 0 | 2021-02-16 | -7.1 | 25.1 | 0 | 2020-02-16 | 2.5 | 15.5 | 0 | 2019-02-16 | -3.3 | 21.3 | 0 | 2018-02-16 | -2.2 | 20.2 | 0 | 2017-02-16 | -3.7 | 21.7 | 0 | 2016-02-16 | -0.7 | 18.7 | 0 | 19.36 | 0
2025-02-16 | -7.4 | 25.4 | 0 | 2024-02-16 | -2.2 | 20.2 | 0 | 2023-02-16 | 0 | 18 | 0 | 2022-02-16 | 9.2 | 8.8 | 0 | 2021-02-16 | -8.1 | 26.1 | 0 | 2020-02-16 | 1.8 | 16.2 | 0 | 2019-02-16 | -3.8 | 21.8 | 0 | 2018-02-16 | -3 | 21 | 0 | 2017-02-16 | -4.1 | 22.1 | 0 | 2016-02-16 | -0.9 | 18.9 | 0 | 19.85 | 0
2025-02-16 | -6.8 | 24.8 | 0 | 2024-02-16 | -2.9 | 20.9 | 0 | 2023-02-16 | -0.6 | 18.6 | 0 | 2022-02-16 | 9.1 | 8.9 | 0 | 2021-02-16 | -9.2 | 27.2 | 0 | 2020-02-16 | 0.6 | 17.4 | 0 | 2019-02-16 | -4.7 | 22.7 | 0 | 2018-02-16 | -4 | 22 | 0 | 2017-02-16 | -5.6 | 23.6 | 0 | 2016-02-16 | -1 | 19 | 0 | 20.51 | 0
2025-02-16 | -6.5 | 24.5 | 0 | 2024-02-16 | -3.2 | 21.2 | 0 | 2023-02-16 | -0.9 | 18.9 | 0 | 2022-02-16 | 8.9 | 9.1 | 0 | 2021-02-16 | -9.9 | 27.9 | 0 | 2020-02-16 | -0.3 | 18.3 | 0 | 2019-02-16 | -6.1 | 24.1 | 0 | 2018-02-16 | -4.6 | 22.6 | 0 | 2017-02-16 | -6.5 | 24.5 | 0 | 2016-02-16 | -1 | 19 | 0 | 21.01 | 0
2025-02-16 | -6.6 | 24.6 | 0 | 2024-02-16 | -3.5 | 21.5 | 0 | 2023-02-16 | -1 | 19 | 0 | 2022-02-16 | 8.9 | 9.1 | 0 | 2021-02-16 | -10.9 | 28.9 | 0 | 2020-02-16 | -1.3 | 19.3 | 0 | 2019-02-16 | -6.5 | 24.5 | 0 | 2018-02-16 | -5.1 | 23.1 | 0 | 2017-02-16 | -7 | 25 | 0 | 2016-02-16 | -1.2 | 19.2 | 0 | 21.42 | 0
2025-02-16 | -6.9 | 24.9 | 0 | 2024-02-16 | -3.8 | 21.8 | 0 | 2023-02-16 | -0.7 | 18.7 | 0 | 2022-02-16 | 9.8 | 8.2 | 0 | 2021-02-16 | -11.5 | 29.5 | 0 | 2020-02-16 | -1.2 | 19.2 | 0 | 2019-02-16 | -6.7 | 24.7 | 0 | 2018-02-16 | -6.6 | 24.6 | 0 | 2017-02-16 | -7.4 | 25.4 | 0 | 2016-02-16 | -1.3 | 19.3 | 0 | 21.63 | 0
2025-02-16 | -7.5 | 25.5 | 0 | 2024-02-16 | -3.9 | 21.9 | 0 | 2023-02-16 | -0.5 | 18.5 | 0 | 2022-02-16 | 8.9 | 9.1 | 0 | 2021-02-16 | -12.6 | 30.6 | 0 | 2020-02-16 | -1.3 | 19.3 | 0 | 2019-02-16 | -6.2 | 24.2 | 0 | 2018-02-16 | -7.1 | 25.1 | 0 | 2017-02-16 | -7.5 | 25.5 | 0 | 2016-02-16 | -1.2 | 19.2 | 0 | 21.89 | 0
2025-02-16 | -8.3 | 26.3 | 0 | 2024-02-16 | -4 | 22 | 0 | 2023-02-16 | -0.3 | 18.3 | 0 | 2022-02-16 | 8 | 10 | 0 | 2021-02-16 | -13.1 | 31.1 | 0 | 2020-02-16 | -1.9 | 19.9 | 0 | 2019-02-16 | -6.4 | 24.4 | 0 | 2018-02-16 | -6.2 | 24.2 | 0 | 2017-02-16 | -7.5 | 25.5 | 0 | 2016-02-16 | -1.1 | 19.1 | 0 | 22.08 | 0
2025-02-17 | -8.8 | 26.8 | 0 | 2024-02-17 | -4.2 | 22.2 | 0 | 2023-02-17 | 0 | 18 | 0 | 2022-02-17 | 8 | 10 | 0 | 2021-02-17 | -14 | 32 | 0 | 2020-02-17 | -2.2 | 20.2 | 0 | 2019-02-17 | -7 | 25 | 0 | 2018-02-17 | -6.4 | 24.4 | 0 | 2017-02-17 | -7.1 | 25.1 | 0 | 2016-02-17 | -1.4 | 19.4 | 0 | 22.31 | 0
2025-02-17 | -9.6 | 27.6 | 0 | 2024-02-17 | -4.6 | 22.6 | 0 | 2023-02-17 | 0.2 | 17.8 | 0 | 2022-02-17 | 6.2 | 11.8 | 0 | 2021-02-17 | -13.8 | 31.8 | 0 | 2020-02-17 | -2.8 | 20.8 | 0 | 2019-02-17 | -7.8 | 25.8 | 0 | 2018-02-17 | -6.9 | 24.9 | 0 | 2017-02-17 | -6.7 | 24.7 | 0 | 2016-02-17 | -1.4 | 19.4 | 0 | 22.72 | 0
2025-02-17 | -9.7 | 27.7 | 0 | 2024-02-17 | -5.3 | 23.3 | 0 | 2023-02-17 | -0.2 | 18.2 | 0 | 2022-02-17 | 5.6 | 12.4 | 0 | 2021-02-17 | -14 | 32 | 0 | 2020-02-17 | -3.1 | 21.1 | 0 | 2019-02-17 | -8.8 | 26.8 | 0 | 2018-02-17 | -7.1 | 25.1 | 0 | 2017-02-17 | -6.5 | 24.5 | 0 | 2016-02-17 | -1.8 | 19.8 | 0 | 23.09 | 0
2025-02-17 | -9.6 | 27.6 | 0 | 2024-02-17 | -5.4 | 23.4 | 0 | 2023-02-17 | -0.6 | 18.6 | 0 | 2022-02-17 | 5.9 | 12.1 | 0 | 2021-02-17 | -16 | 34 | 0 | 2020-02-17 | -3.5 | 21.5 | 0 | 2019-02-17 | -9.7 | 27.7 | 0 | 2018-02-17 | -6.7 | 24.7 | 0 | 2017-02-17 | -6.6 | 24.6 | 0 | 2016-02-17 | -2.2 | 20.2 | 0 | 23.44 | 0
2025-02-17 | -9.8 | 27.8 | 0 | 2024-02-17 | -5.4 | 23.4 | 0 | 2023-02-17 | -1.8 | 19.8 | 0 | 2022-02-17 | 5.7 | 12.3 | 0 | 2021-02-17 | -13.9 | 31.9 | 0 | 2020-02-17 | -4.7 | 22.7 | 0 | 2019-02-17 | -9.9 | 27.9 | 0 | 2018-02-17 | -6.5 | 24.5 | 0 | 2017-02-17 | -6.2 | 24.2 | 0 | 2016-02-17 | -2.7 | 20.7 | 0 | 23.52 | 0
2025-02-17 | -10.7 | 28.7 | 0 | 2024-02-17 | -5.4 | 23.4 | 0 | 2023-02-17 | -3.2 | 21.2 | 0 | 2022-02-17 | 5.7 | 12.3 | 0 | 2021-02-17 | -12.6 | 30.6 | 0 | 2020-02-17 | -5.7 | 23.7 | 0 | 2019-02-17 | -10.3 | 28.3 | 0 | 2018-02-17 | -6.7 | 24.7 | 0 | 2017-02-17 | -6.3 | 24.3 | 0 | 2016-02-17 | -3 | 21 | 0 | 23.82 | 0
2025-02-17 | -12.2 | 30.2 | 0 | 2024-02-17 | -7.2 | 25.2 | 0 | 2023-02-17 | -3.8 | 21.8 | 0 | 2022-02-17 | 6.3 | 11.7 | 0 | 2021-02-17 | -11.6 | 29.6 | 0 | 2020-02-17 | -5.3 | 23.3 | 0 | 2019-02-17 | -10.7 | 28.7 | 0 | 2018-02-17 | -6.4 | 24.4 | 0 | 2017-02-17 | -6.3 | 24.3 | 0 | 2016-02-17 | -3.3 | 21.3 | 0 | 24.05 | 0
2025-02-17 | -12.6 | 30.6 | 0 | 2024-02-17 | -7.5 | 25.5 | 0 | 2023-02-17 | -5.4 | 23.4 | 0 | 2022-02-17 | 6.5 | 11.5 | 0 | 2021-02-17 | -10.8 | 28.8 | 0 | 2020-02-17 | -5.1 | 23.1 | 0 | 2019-02-17 | -10.9 | 28.9 | 0 | 2018-02-17 | -5.7 | 23.7 | 0 | 2017-02-17 | -6.1 | 24.1 | 0 | 2016-02-17 | -3.3 | 21.3 | 0 | 24.09 | 0
2025-02-17 | -10.7 | 28.7 | 0 | 2024-02-17 | -8.1 | 26.1 | 0 | 2023-02-17 | -6 | 24 | 0 | 2022-02-17 | 7.1 | 10.9 | 0 | 2021-02-17 | -11 | 29 | 0 | 2020-02-17 | -4.7 | 22.7 | 0 | 2019-02-17 | -10.7 | 28.7 | 0 | 2018-02-17 | -4.9 | 22.9 | 0 | 2017-02-17 | -6 | 24 | 0 | 2016-02-17 | -3.1 | 21.1 | 0 | 23.81 | 0
2025-02-17 | -9.7 | 27.7 | 0 | 2024-02-17 | -7.6 | 25.6 | 0 | 2023-02-17 | -6.6 | 24.6 | 0 | 2022-02-17 | 6 | 12 | 0 | 2021-02-17 | -8.8 | 26.8 | 0 | 2020-02-17 | -4.2 | 22.2 | 0 | 2019-02-17 | -9.5 | 27.5 | 0 | 2018-02-17 | -3.5 | 21.5 | 0 | 2017-02-17 | -5.1 | 23.1 | 0 | 2016-02-17 | -2.3 | 20.3 | 0 | 23.13 | 0
2025-02-17 | -7.4 | 25.4 | 0 | 2024-02-17 | -6.3 | 24.3 | 0 | 2023-02-17 | -7 | 25 | 0 | 2022-02-17 | 1.8 | 16.2 | 0 | 2021-02-17 | -7.3 | 25.3 | 0 | 2020-02-17 | -3.4 | 21.4 | 0 | 2019-02-17 | -8.4 | 26.4 | 0 | 2018-02-17 | -2.2 | 20.2 | 0 | 2017-02-17 | -3.9 | 21.9 | 0 | 2016-02-17 | -1.7 | 19.7 | 0 | 22.58 | 0
2025-02-17 | -7.5 | 25.5 | 0 | 2024-02-17 | -5.6 | 23.6 | 0 | 2023-02-17 | -6.5 | 24.5 | 0 | 2022-02-17 | 1.3 | 16.7 | 0 | 2021-02-17 | -6 | 24 | 0 | 2020-02-17 | -2.8 | 20.8 | 0 | 2019-02-17 | -7 | 25 | 0 | 2018-02-17 | -1.2 | 19.2 | 0 | 2017-02-17 | -2.6 | 20.6 | 0 | 2016-02-17 | -1.4 | 19.4 | 0 | 21.93 | 0
2025-02-17 | -7.9 | 25.9 | 0 | 2024-02-17 | -5.4 | 23.4 | 0 | 2023-02-17 | -5.7 | 23.7 | 0 | 2022-02-17 | 1.2 | 16.8 | 0 | 2021-02-17 | -5 | 23 | 0 | 2020-02-17 | -2.4 | 20.4 | 0 | 2019-02-17 | -6.2 | 24.2 | 0 | 2018-02-17 | -1 | 19 | 0 | 2017-02-17 | -1.9 | 19.9 | 0 | 2016-02-17 | -1.9 | 19.9 | 0 | 21.62 | 0
2025-02-17 | -8.3 | 26.3 | 0 | 2024-02-17 | -5.9 | 23.9 | 0 | 2023-02-17 | -5.1 | 23.1 | 0 | 2022-02-17 | 1.1 | 16.9 | 0 | 2021-02-17 | -4.7 | 22.7 | 0 | 2020-02-17 | -1.9 | 19.9 | 0 | 2019-02-17 | -6.3 | 24.3 | 0 | 2018-02-17 | -0.9 | 18.9 | 0 | 2017-02-17 | -1.1 | 19.1 | 0 | 2016-02-17 | -2.1 | 20.1 | 0 | 21.52 | 0
2025-02-17 | -8.6 | 26.6 | 0 | 2024-02-17 | -5 | 23 | 0 | 2023-02-17 | -5.1 | 23.1 | 0 | 2022-02-17 | 0.8 | 17.2 | 0 | 2021-02-17 | -4.7 | 22.7 | 0 | 2020-02-17 | -1.2 | 19.2 | 0 | 2019-02-17 | -6.6 | 24.6 | 0 | 2018-02-17 | -1.3 | 19.3 | 0 | 2017-02-17 | -1.1 | 19.1 | 0 | 2016-02-17 | -2.6 | 20.6 | 0 | 21.54 | 0
2025-02-17 | -8.5 | 26.5 | 0 | 2024-02-17 | -6.1 | 24.1 | 0 | 2023-02-17 | -5 | 23 | 0 | 2022-02-17 | 0.4 | 17.6 | 0 | 2021-02-17 | -4.6 | 22.6 | 0 | 2020-02-17 | -0.8 | 18.8 | 0 | 2019-02-17 | -6.6 | 24.6 | 0 | 2018-02-17 | -1.4 | 19.4 | 0 | 2017-02-17 | -0.3 | 18.3 | 0 | 2016-02-17 | -2.8 | 20.8 | 0 | 21.57 | 0
2025-02-17 | -8.8 | 26.8 | 0 | 2024-02-17 | -5.7 | 23.7 | 0 | 2023-02-17 | -5.2 | 23.2 | 0 | 2022-02-17 | -0.1 | 18.1 | 0 | 2021-02-17 | -4.8 | 22.8 | 0 | 2020-02-17 | -1.6 | 19.6 | 0 | 2019-02-17 | -6.6 | 24.6 | 0 | 2018-02-17 | -1.4 | 19.4 | 0 | 2017-02-17 | -0.3 | 18.3 | 0 | 2016-02-17 | -3.4 | 21.4 | 0 | 21.79 | 0
2025-02-17 | -9.5 | 27.5 | 0 | 2024-02-17 | -6.1 | 24.1 | 0 | 2023-02-17 | -5.8 | 23.8 | 0 | 2022-02-17 | -0.4 | 18.4 | 0 | 2021-02-17 | -5.4 | 23.4 | 0 | 2020-02-17 | -2.3 | 20.3 | 0 | 2019-02-17 | -6.9 | 24.9 | 0 | 2018-02-17 | -1.6 | 19.6 | 0 | 2017-02-17 | -1.1 | 19.1 | 0 | 2016-02-17 | -4.7 | 22.7 | 0 | 22.38 | 0
2025-02-17 | -10.4 | 28.4 | 0 | 2024-02-17 | -6.8 | 24.8 | 0 | 2023-02-17 | -6.9 | 24.9 | 0 | 2022-02-17 | -0.8 | 18.8 | 0 | 2021-02-17 | -5.6 | 23.6 | 0 | 2020-02-17 | -2.5 | 20.5 | 0 | 2019-02-17 | -6.8 | 24.8 | 0 | 2018-02-17 | -1.6 | 19.6 | 0 | 2017-02-17 | -1.2 | 19.2 | 0 | 2016-02-17 | -6.2 | 24.2 | 0 | 22.88 | 0
2025-02-17 | -11.2 | 29.2 | 0 | 2024-02-17 | -6.6 | 24.6 | 0 | 2023-02-17 | -7.5 | 25.5 | 0 | 2022-02-17 | -1.4 | 19.4 | 0 | 2021-02-17 | -6.2 | 24.2 | 0 | 2020-02-17 | -2.4 | 20.4 | 0 | 2019-02-17 | -6.7 | 24.7 | 0 | 2018-02-17 | -1.6 | 19.6 | 0 | 2017-02-17 | -1.2 | 19.2 | 0 | 2016-02-17 | -7.3 | 25.3 | 0 | 23.21 | 0
2025-02-17 | -11.3 | 29.3 | 0 | 2024-02-17 | -6.2 | 24.2 | 0 | 2023-02-17 | -8.1 | 26.1 | 0 | 2022-02-17 | -1.8 | 19.8 | 0 | 2021-02-17 | -6.7 | 24.7 | 0 | 2020-02-17 | -2.1 | 20.1 | 0 | 2019-02-17 | -6.8 | 24.8 | 0 | 2018-02-17 | -1.7 | 19.7 | 0 | 2017-02-17 | -1 | 19 | 0 | 2016-02-17 | -8.4 | 26.4 | 0 | 23.41 | 0
2025-02-17 | -11.6 | 29.6 | 0 | 2024-02-17 | -6.8 | 24.8 | 0 | 2023-02-17 | -8.9 | 26.9 | 0 | 2022-02-17 | -1.9 | 19.9 | 0 | 2021-02-17 | -7 | 25 | 0 | 2020-02-17 | -1.6 | 19.6 | 0 | 2019-02-17 | -6.8 | 24.8 | 0 | 2018-02-17 | -1.7 | 19.7 | 0 | 2017-02-17 | -0.4 | 18.4 | 0 | 2016-02-17 | -8.4 | 26.4 | 0 | 23.51 | 0
2025-02-17 | -12 | 30 | 0 | 2024-02-17 | -6.8 | 24.8 | 0 | 2023-02-17 | -9.3 | 27.3 | 0 | 2022-02-17 | -2.1 | 20.1 | 0 | 2021-02-17 | -7.7 | 25.7 | 0 | 2020-02-17 | -1.6 | 19.6 | 0 | 2019-02-17 | -7 | 25 | 0 | 2018-02-17 | -1.9 | 19.9 | 0 | 2017-02-17 | 0.1 | 17.9 | 0 | 2016-02-17 | -9.8 | 27.8 | 0 | 23.81 | 0
2025-02-17 | -12 | 30 | 0 | 2024-02-17 | -6.6 | 24.6 | 0 | 2023-02-17 | -9.3 | 27.3 | 0 | 2022-02-17 | -3.1 | 21.1 | 0 | 2021-02-17 | -7.5 | 25.5 | 0 | 2020-02-17 | -1.2 | 19.2 | 0 | 2019-02-17 | -7.2 | 25.2 | 0 | 2018-02-17 | -2 | 20 | 0 | 2017-02-17 | 0.2 | 17.8 | 0 | 2016-02-17 | -10.1 | 28.1 | 0 | 23.88 | 0
2025-02-18 | -12.4 | 30.4 | 0 | 2024-02-18 | -7.1 | 25.1 | 0 | 2023-02-18 | -8.9 | 26.9 | 0 | 2022-02-18 | -4.2 | 22.2 | 0 | 2021-02-18 | -8.2 | 26.2 | 0 | 2020-02-18 | -0.9 | 18.9 | 0 | 2019-02-18 | -7.8 | 25.8 | 0 | 2018-02-18 | -2.1 | 20.1 | 0 | 2017-02-18 | -0.3 | 18.3 | 0 | 2016-02-18 | -10.6 | 28.6 | 0 | 24.25 | 0
2025-02-18 | -12.8 | 30.8 | 0 | 2024-02-18 | -6.2 | 24.2 | 0 | 2023-02-18 | -7.5 | 25.5 | 0 | 2022-02-18 | -5.2 | 23.2 | 0 | 2021-02-18 | -8.3 | 26.3 | 0 | 2020-02-18 | -0.7 | 18.7 | 0 | 2019-02-18 | -8.5 | 26.5 | 0 | 2018-02-18 | -2 | 20 | 0 | 2017-02-18 | -1.1 | 19.1 | 0 | 2016-02-18 | -11.1 | 29.1 | 0 | 24.34 | 0
2025-02-18 | -13.2 | 31.2 | 0 | 2024-02-18 | -5.9 | 23.9 | 0 | 2023-02-18 | -7.4 | 25.4 | 0 | 2022-02-18 | -6.5 | 24.5 | 0 | 2021-02-18 | -8.3 | 26.3 | 0 | 2020-02-18 | -1.4 | 19.4 | 0 | 2019-02-18 | -8.5 | 26.5 | 0 | 2018-02-18 | -2 | 20 | 0 | 2017-02-18 | -1.6 | 19.6 | 0 | 2016-02-18 | -11.7 | 29.7 | 0 | 24.65 | 0
2025-02-18 | -13.9 | 31.9 | 0 | 2024-02-18 | -6.4 | 24.4 | 0 | 2023-02-18 | -7.6 | 25.6 | 0 | 2022-02-18 | -7.7 | 25.7 | 0 | 2021-02-18 | -9.2 | 27.2 | 0 | 2020-02-18 | -1.1 | 19.1 | 0 | 2019-02-18 | -8.8 | 26.8 | 0 | 2018-02-18 | -2.8 | 20.8 | 0 | 2017-02-18 | -2.4 | 20.4 | 0 | 2016-02-18 | -11.6 | 29.6 | 0 | 25.15 | 0
2025-02-18 | -13.7 | 31.7 | 0 | 2024-02-18 | -6.6 | 24.6 | 0 | 2023-02-18 | -7.9 | 25.9 | 0 | 2022-02-18 | -8.3 | 26.3 | 0 | 2021-02-18 | -9 | 27 | 0 | 2020-02-18 | -0.8 | 18.8 | 0 | 2019-02-18 | -9.2 | 27.2 | 0 | 2018-02-18 | -2.5 | 20.5 | 0 | 2017-02-18 | -2.4 | 20.4 | 0 | 2016-02-18 | -12.2 | 30.2 | 0 | 25.26 | 0
2025-02-18 | -13.9 | 31.9 | 0 | 2024-02-18 | -6.5 | 24.5 | 0 | 2023-02-18 | -7.6 | 25.6 | 0 | 2022-02-18 | -8.5 | 26.5 | 0 | 2021-02-18 | -8 | 26 | 0 | 2020-02-18 | -0.3 | 18.3 | 0 | 2019-02-18 | -9.6 | 27.6 | 0 | 2018-02-18 | -1.4 | 19.4 | 0 | 2017-02-18 | -3.2 | 21.2 | 0 | 2016-02-18 | -12.2 | 30.2 | 0 | 25.12 | 0
2025-02-18 | -13.4 | 31.4 | 0 | 2024-02-18 | -6.4 | 24.4 | 0 | 2023-02-18 | -6.8 | 24.8 | 0 | 2022-02-18 | -9.6 | 27.6 | 0 | 2021-02-18 | -7.3 | 25.3 | 0 | 2020-02-18 | 0.2 | 17.8 | 0 | 2019-02-18 | -9.6 | 27.6 | 0 | 2018-02-18 | -0.5 | 18.5 | 0 | 2017-02-18 | -1.5 | 19.5 | 0 | 2016-02-18 | -13.5 | 31.5 | 0 | 24.84 | 0
2025-02-18 | -13.4 | 31.4 | 0 | 2024-02-18 | -6.3 | 24.3 | 0 | 2023-02-18 | -6.3 | 24.3 | 0 | 2022-02-18 | -10 | 28 | 0 | 2021-02-18 | -6.6 | 24.6 | 0 | 2020-02-18 | 0.5 | 17.5 | 0 | 2019-02-18 | -9.7 | 27.7 | 0 | 2018-02-18 | -0.2 | 18.2 | 0 | 2017-02-18 | -0.7 | 18.7 | 0 | 2016-02-18 | -14.3 | 32.3 | 0 | 24.7 | 0
2025-02-18 | -12.9 | 30.9 | 0 | 2024-02-18 | -6.1 | 24.1 | 0 | 2023-02-18 | -5.2 | 23.2 | 0 | 2022-02-18 | -10.3 | 28.3 | 0 | 2021-02-18 | -5.9 | 23.9 | 0 | 2020-02-18 | 1.1 | 16.9 | 0 | 2019-02-18 | -9.5 | 27.5 | 0 | 2018-02-18 | 0 | 18 | 0 | 2017-02-18 | 0.2 | 17.8 | 0 | 2016-02-18 | -14 | 32 | 0 | 24.26 | 0
2025-02-18 | -11.2 | 29.2 | 0 | 2024-02-18 | -5.4 | 23.4 | 0 | 2023-02-18 | -3.3 | 21.3 | 0 | 2022-02-18 | -10.3 | 28.3 | 0 | 2021-02-18 | -5.3 | 23.3 | 0 | 2020-02-18 | 1.5 | 16.5 | 0 | 2019-02-18 | -9.3 | 27.3 | 0 | 2018-02-18 | 0.6 | 17.4 | 0 | 2017-02-18 | 3.6 | 14.4 | 0 | 2016-02-18 | -11.8 | 29.8 | 0 | 23.09 | 0
2025-02-18 | -9.5 | 27.5 | 0 | 2024-02-18 | -4 | 22 | 0 | 2023-02-18 | -1.3 | 19.3 | 0 | 2022-02-18 | -9.5 | 27.5 | 0 | 2021-02-18 | -4.8 | 22.8 | 0 | 2020-02-18 | 2.2 | 15.8 | 0 | 2019-02-18 | -8.8 | 26.8 | 0 | 2018-02-18 | 1.3 | 16.7 | 0 | 2017-02-18 | 6.3 | 11.7 | 0 | 2016-02-18 | -9.1 | 27.1 | 0 | 21.72 | 0
2025-02-18 | -8.3 | 26.3 | 0 | 2024-02-18 | -3.6 | 21.6 | 0 | 2023-02-18 | 0.2 | 17.8 | 0 | 2022-02-18 | -8.7 | 26.7 | 0 | 2021-02-18 | -4.6 | 22.6 | 0 | 2020-02-18 | 3.6 | 14.4 | 0 | 2019-02-18 | -7.8 | 25.8 | 0 | 2018-02-18 | 1.4 | 16.6 | 0 | 2017-02-18 | 9.7 | 8.3 | 0 | 2016-02-18 | -7.3 | 25.3 | 0 | 20.54 | 0
2025-02-18 | -8 | 26 | 0 | 2024-02-18 | -3 | 21 | 0 | 2023-02-18 | 0.2 | 17.8 | 0 | 2022-02-18 | -8 | 26 | 0 | 2021-02-18 | -4 | 22 | 0 | 2020-02-18 | 4 | 14 | 0 | 2019-02-18 | -7 | 25 | 0 | 2018-02-18 | 2.3 | 15.7 | 0 | 2017-02-18 | 10.3 | 7.7 | 0 | 2016-02-18 | -6.3 | 24.3 | 0 | 19.95 | 0
2025-02-18 | -7 | 25 | 0 | 2024-02-18 | -1.4 | 19.4 | 0 | 2023-02-18 | 0.6 | 17.4 | 0 | 2022-02-18 | -6.9 | 24.9 | 0 | 2021-02-18 | -3.9 | 21.9 | 0 | 2020-02-18 | 4.5 | 13.5 | 0 | 2019-02-18 | -6.6 | 24.6 | 0 | 2018-02-18 | 4.2 | 13.8 | 0 | 2017-02-18 | 11.5 | 6.5 | 0 | 2016-02-18 | -6 | 24 | 0 | 19.1 | 0
2025-02-18 | -7.4 | 25.4 | 0 | 2024-02-18 | -1 | 19 | 0 | 2023-02-18 | 0.6 | 17.4 | 0 | 2022-02-18 | -6.8 | 24.8 | 0 | 2021-02-18 | -4.2 | 22.2 | 0 | 2020-02-18 | 4.2 | 13.8 | 0 | 2019-02-18 | -5.8 | 23.8 | 0 | 2018-02-18 | 3.7 | 14.3 | 0 | 2017-02-18 | 11.4 | 6.6 | 0 | 2016-02-18 | -5.2 | 23.2 | 0 | 19.05 | 0
2025-02-18 | -8 | 26 | 0 | 2024-02-18 | -0.5 | 18.5 | 0 | 2023-02-18 | 0.9 | 17.1 | 0 | 2022-02-18 | -6.1 | 24.1 | 0 | 2021-02-18 | -4.3 | 22.3 | 0 | 2020-02-18 | 3.7 | 14.3 | 0 | 2019-02-18 | -6.1 | 24.1 | 0 | 2018-02-18 | 4 | 14 | 0 | 2017-02-18 | 11.4 | 6.6 | 0 | 2016-02-18 | -5.1 | 23.1 | 0 | 19.01 | 0
2025-02-18 | -8.1 | 26.1 | 0 | 2024-02-18 | -0.7 | 18.7 | 0 | 2023-02-18 | 1.5 | 16.5 | 0 | 2022-02-18 | -6.3 | 24.3 | 0 | 2021-02-18 | -4.2 | 22.2 | 0 | 2020-02-18 | 3.2 | 14.8 | 0 | 2019-02-18 | -6.3 | 24.3 | 0 | 2018-02-18 | 3.1 | 14.9 | 0 | 2017-02-18 | 11.6 | 6.4 | 0 | 2016-02-18 | -5.2 | 23.2 | 0 | 19.14 | 0
2025-02-18 | -8.8 | 26.8 | 0 | 2024-02-18 | -1.2 | 19.2 | 0 | 2023-02-18 | 1.4 | 16.6 | 0 | 2022-02-18 | -5.9 | 23.9 | 0 | 2021-02-18 | -3.6 | 21.6 | 0 | 2020-02-18 | 2.9 | 15.1 | 0 | 2019-02-18 | -6.9 | 24.9 | 0 | 2018-02-18 | 2.2 | 15.8 | 0 | 2017-02-18 | 11 | 7 | 0 | 2016-02-18 | -5.7 | 23.7 | 0 | 19.46 | 0
2025-02-18 | -9.9 | 27.9 | 0 | 2024-02-18 | -0.9 | 18.9 | 0 | 2023-02-18 | 0.2 | 17.8 | 0 | 2022-02-18 | -6.7 | 24.7 | 0 | 2021-02-18 | -4.2 | 22.2 | 0 | 2020-02-18 | 2.5 | 15.5 | 0 | 2019-02-18 | -8.4 | 26.4 | 0 | 2018-02-18 | 1.3 | 16.7 | 0 | 2017-02-18 | 9.5 | 8.5 | 0 | 2016-02-18 | -6.2 | 24.2 | 0 | 20.28 | 0
2025-02-18 | -10.5 | 28.5 | 0 | 2024-02-18 | -1.6 | 19.6 | 0 | 2023-02-18 | 0.1 | 17.9 | 0 | 2022-02-18 | -7.8 | 25.8 | 0 | 2021-02-18 | -4.7 | 22.7 | 0 | 2020-02-18 | 2.1 | 15.9 | 0 | 2019-02-18 | -9.5 | 27.5 | 0 | 2018-02-18 | 0.4 | 17.6 | 0 | 2017-02-18 | 7.8 | 10.2 | 0 | 2016-02-18 | -6.3 | 24.3 | 0 | 21 | 0
2025-02-18 | -10.5 | 28.5 | 0 | 2024-02-18 | -1.5 | 19.5 | 0 | 2023-02-18 | 0.8 | 17.2 | 0 | 2022-02-18 | -8.4 | 26.4 | 0 | 2021-02-18 | -5.1 | 23.1 | 0 | 2020-02-18 | 1.8 | 16.2 | 0 | 2019-02-18 | -10.1 | 28.1 | 0 | 2018-02-18 | -0.1 | 18.1 | 0 | 2017-02-18 | 6.8 | 11.2 | 0 | 2016-02-18 | -6.2 | 24.2 | 0 | 21.25 | 0
2025-02-18 | -10.3 | 28.3 | 0 | 2024-02-18 | -1.3 | 19.3 | 0 | 2023-02-18 | 0.2 | 17.8 | 0 | 2022-02-18 | -7.5 | 25.5 | 0 | 2021-02-18 | -5.3 | 23.3 | 0 | 2020-02-18 | 1.2 | 16.8 | 0 | 2019-02-18 | -11.1 | 29.1 | 0 | 2018-02-18 | -0.5 | 18.5 | 0 | 2017-02-18 | 6 | 12 | 0 | 2016-02-18 | -6.2 | 24.2 | 0 | 21.48 | 0
2025-02-18 | -10.8 | 28.8 | 0 | 2024-02-18 | -1.8 | 19.8 | 0 | 2023-02-18 | 0.5 | 17.5 | 0 | 2022-02-18 | -6.6 | 24.6 | 0 | 2021-02-18 | -5.7 | 23.7 | 0 | 2020-02-18 | 0.2 | 17.8 | 0 | 2019-02-18 | -11.8 | 29.8 | 0 | 2018-02-18 | -0.4 | 18.4 | 0 | 2017-02-18 | 6.6 | 11.4 | 0 | 2016-02-18 | -5.5 | 23.5 | 0 | 21.53 | 0
2025-02-18 | -10 | 28 | 0 | 2024-02-18 | -3.5 | 21.5 | 0 | 2023-02-18 | 0.7 | 17.3 | 0 | 2022-02-18 | -6.2 | 24.2 | 0 | 2021-02-18 | -5.9 | 23.9 | 0 | 2020-02-18 | -0.4 | 18.4 | 0 | 2019-02-18 | -12.4 | 30.4 | 0 | 2018-02-18 | -0.5 | 18.5 | 0 | 2017-02-18 | 7 | 11 | 0 | 2016-02-18 | -5.2 | 23.2 | 0 | 21.64 | 0
2025-02-19 | -9.1 | 27.1 | 0 | 2024-02-19 | -4.7 | 22.7 | 0 | 2023-02-19 | 0 | 18 | 0 | 2022-02-19 | -5.3 | 23.3 | 0 | 2021-02-19 | -6.1 | 24.1 | 0 | 2020-02-19 | -0.6 | 18.6 | 0 | 2019-02-19 | -13.4 | 31.4 | 0 | 2018-02-19 | -0.8 | 18.8 | 0 | 2017-02-19 | 5.4 | 12.6 | 0 | 2016-02-19 | -5.2 | 23.2 | 0 | 21.98 | 0
2025-02-19 | -8.9 | 26.9 | 0 | 2024-02-19 | -4.9 | 22.9 | 0 | 2023-02-19 | -0.1 | 18.1 | 0 | 2022-02-19 | -4.8 | 22.8 | 0 | 2021-02-19 | -5.9 | 23.9 | 0 | 2020-02-19 | -0.8 | 18.8 | 0 | 2019-02-19 | -14 | 32 | 0 | 2018-02-19 | -0.9 | 18.9 | 0 | 2017-02-19 | 4 | 14 | 0 | 2016-02-19 | -5 | 23 | 0 | 22.13 | 0
2025-02-19 | -8.6 | 26.6 | 0 | 2024-02-19 | -5.6 | 23.6 | 0 | 2023-02-19 | 0.1 | 17.9 | 0 | 2022-02-19 | -4.6 | 22.6 | 0 | 2021-02-19 | -6 | 24 | 0 | 2020-02-19 | -1.3 | 19.3 | 0 | 2019-02-19 | -13.9 | 31.9 | 0 | 2018-02-19 | -0.8 | 18.8 | 0 | 2017-02-19 | 3.8 | 14.2 | 0 | 2016-02-19 | -4.4 | 22.4 | 0 | 22.13 | 0
2025-02-19 | -9 | 27 | 0 | 2024-02-19 | -7.5 | 25.5 | 0 | 2023-02-19 | 0.4 | 17.6 | 0 | 2022-02-19 | -3.7 | 21.7 | 0 | 2021-02-19 | -6.2 | 24.2 | 0 | 2020-02-19 | -1.4 | 19.4 | 0 | 2019-02-19 | -14.7 | 32.7 | 0 | 2018-02-19 | -0.5 | 18.5 | 0 | 2017-02-19 | 5.8 | 12.2 | 0 | 2016-02-19 | -4.2 | 22.2 | 0 | 22.1 | 0
2025-02-19 | -11 | 29 | 0 | 2024-02-19 | -9.2 | 27.2 | 0 | 2023-02-19 | 0.4 | 17.6 | 0 | 2022-02-19 | -2.7 | 20.7 | 0 | 2021-02-19 | -6.2 | 24.2 | 0 | 2020-02-19 | -1.8 | 19.8 | 0 | 2019-02-19 | -14.4 | 32.4 | 0 | 2018-02-19 | -0.6 | 18.6 | 0 | 2017-02-19 | 4.3 | 13.7 | 0 | 2016-02-19 | -3.2 | 21.2 | 0 | 22.44 | 0
2025-02-19 | -11.4 | 29.4 | 0 | 2024-02-19 | -9.8 | 27.8 | 0 | 2023-02-19 | 0.4 | 17.6 | 0 | 2022-02-19 | -2.4 | 20.4 | 0 | 2021-02-19 | -6.1 | 24.1 | 0 | 2020-02-19 | -2.2 | 20.2 | 0 | 2019-02-19 | -13.1 | 31.1 | 0 | 2018-02-19 | -0.7 | 18.7 | 0 | 2017-02-19 | 4.1 | 13.9 | 0 | 2016-02-19 | -2.9 | 20.9 | 0 | 22.41 | 0
2025-02-19 | -11.3 | 29.3 | 0 | 2024-02-19 | -10.4 | 28.4 | 0 | 2023-02-19 | 0.6 | 17.4 | 0 | 2022-02-19 | -4.2 | 22.2 | 0 | 2021-02-19 | -6.2 | 24.2 | 0 | 2020-02-19 | -2.6 | 20.6 | 0 | 2019-02-19 | -12.1 | 30.1 | 0 | 2018-02-19 | -2.6 | 20.6 | 0 | 2017-02-19 | 3.7 | 14.3 | 0 | 2016-02-19 | -2.3 | 20.3 | 0 | 22.74 | 0
2025-02-19 | -11.5 | 29.5 | 0 | 2024-02-19 | -10.1 | 28.1 | 0 | 2023-02-19 | 0.9 | 17.1 | 0 | 2022-02-19 | -7.1 | 25.1 | 0 | 2021-02-19 | -6.7 | 24.7 | 0 | 2020-02-19 | -2.9 | 20.9 | 0 | 2019-02-19 | -11.1 | 29.1 | 0 | 2018-02-19 | -0.9 | 18.9 | 0 | 2017-02-19 | 3.5 | 14.5 | 0 | 2016-02-19 | -2.2 | 20.2 | 0 | 22.81 | 0
2025-02-19 | -12.1 | 30.1 | 0 | 2024-02-19 | -10.1 | 28.1 | 0 | 2023-02-19 | 1.6 | 16.4 | 0 | 2022-02-19 | -8.7 | 26.7 | 0 | 2021-02-19 | -6.8 | 24.8 | 0 | 2020-02-19 | -3.2 | 21.2 | 0 | 2019-02-19 | -10.4 | 28.4 | 0 | 2018-02-19 | -0.1 | 18.1 | 0 | 2017-02-19 | 3.8 | 14.2 | 0 | 2016-02-19 | -1.8 | 19.8 | 0 | 22.78 | 0
2025-02-19 | -11.4 | 29.4 | 0 | 2024-02-19 | -8.8 | 26.8 | 0 | 2023-02-19 | 2.4 | 15.6 | 0 | 2022-02-19 | -8.7 | 26.7 | 0 | 2021-02-19 | -6.6 | 24.6 | 0 | 2020-02-19 | -2.9 | 20.9 | 0 | 2019-02-19 | -9.5 | 27.5 | 0 | 2018-02-19 | 1.5 | 16.5 | 0 | 2017-02-19 | 6 | 12 | 0 | 2016-02-19 | -1.2 | 19.2 | 0 | 21.92 | 0
2025-02-19 | -10.5 | 28.5 | 0 | 2024-02-19 | -7.8 | 25.8 | 0 | 2023-02-19 | 3.3 | 14.7 | 0 | 2022-02-19 | -8.2 | 26.2 | 0 | 2021-02-19 | -6 | 24 | 0 | 2020-02-19 | -2.5 | 20.5 | 0 | 2019-02-19 | -7.3 | 25.3 | 0 | 2018-02-19 | 3.3 | 14.7 | 0 | 2017-02-19 | 8.5 | 9.5 | 0 | 2016-02-19 | -0.3 | 18.3 | 0 | 20.75 | 0
2025-02-19 | -9.6 | 27.6 | 0 | 2024-02-19 | -6.2 | 24.2 | 0 | 2023-02-19 | 4.8 | 13.2 | 0 | 2022-02-19 | -7.4 | 25.4 | 0 | 2021-02-19 | -5.3 | 23.3 | 0 | 2020-02-19 | -3 | 21 | 0 | 2019-02-19 | -5.7 | 23.7 | 0 | 2018-02-19 | 3.8 | 14.2 | 0 | 2017-02-19 | 10.1 | 7.9 | 0 | 2016-02-19 | 1.4 | 16.6 | 0 | 19.71 | 0
2025-02-19 | -8.8 | 26.8 | 0 | 2024-02-19 | -4.6 | 22.6 | 0 | 2023-02-19 | 7 | 11 | 0 | 2022-02-19 | -6.8 | 24.8 | 0 | 2021-02-19 | -4.8 | 22.8 | 0 | 2020-02-19 | -2.7 | 20.7 | 0 | 2019-02-19 | -5.1 | 23.1 | 0 | 2018-02-19 | 3.6 | 14.4 | 0 | 2017-02-19 | 11 | 7 | 0 | 2016-02-19 | 1.7 | 16.3 | 0 | 18.95 | 0
2025-02-19 | -7.9 | 25.9 | 0 | 2024-02-19 | -3.4 | 21.4 | 0 | 2023-02-19 | 8.8 | 9.2 | 0 | 2022-02-19 | -7.1 | 25.1 | 0 | 2021-02-19 | -3.9 | 21.9 | 0 | 2020-02-19 | -2.6 | 20.6 | 0 | 2019-02-19 | -4.6 | 22.6 | 0 | 2018-02-19 | 2.9 | 15.1 | 0 | 2017-02-19 | 11.1 | 6.9 | 0 | 2016-02-19 | 2.9 | 15.1 | 0 | 18.38 | 0
2025-02-19 | -7.2 | 25.2 | 0 | 2024-02-19 | -3.7 | 21.7 | 0 | 2023-02-19 | 9.2 | 8.8 | 0 | 2022-02-19 | -6.9 | 24.9 | 0 | 2021-02-19 | -3.6 | 21.6 | 0 | 2020-02-19 | -2.2 | 20.2 | 0 | 2019-02-19 | -4.4 | 22.4 | 0 | 2018-02-19 | 2.8 | 15.2 | 0 | 2017-02-19 | 10.9 | 7.1 | 0 | 2016-02-19 | 3 | 15 | 0 | 18.21 | 0
2025-02-19 | -6.7 | 24.7 | 0 | 2024-02-19 | -3.4 | 21.4 | 0 | 2023-02-19 | 9 | 9 | 0 | 2022-02-19 | -7.3 | 25.3 | 0 | 2021-02-19 | -2.7 | 20.7 | 0 | 2020-02-19 | -2.4 | 20.4 | 0 | 2019-02-19 | -4.5 | 22.5 | 0 | 2018-02-19 | 3.1 | 14.9 | 0 | 2017-02-19 | 10.9 | 7.1 | 0 | 2016-02-19 | 3.5 | 14.5 | 0 | 18.05 | 0
2025-02-19 | -6.7 | 24.7 | 0 | 2024-02-19 | -3.4 | 21.4 | 0 | 2023-02-19 | 8.2 | 9.8 | 0 | 2022-02-19 | -7.8 | 25.8 | 0 | 2021-02-19 | -2.6 | 20.6 | 0 | 2020-02-19 | -3.3 | 21.3 | 0 | 2019-02-19 | -4.7 | 22.7 | 0 | 2018-02-19 | 3.5 | 14.5 | 0 | 2017-02-19 | 10.2 | 7.8 | 0 | 2016-02-19 | 4 | 14 | 0 | 18.26 | 0
2025-02-19 | -7.4 | 25.4 | 0 | 2024-02-19 | -3 | 21 | 0 | 2023-02-19 | 7.7 | 10.3 | 0 | 2022-02-19 | -8.2 | 26.2 | 0 | 2021-02-19 | -2.5 | 20.5 | 0 | 2020-02-19 | -4 | 22 | 0 | 2019-02-19 | -5.2 | 23.2 | 0 | 2018-02-19 | 3.9 | 14.1 | 0 | 2017-02-19 | 7.7 | 10.3 | 0 | 2016-02-19 | 4.1 | 13.9 | 0 | 18.69 | 0
2025-02-19 | -7.6 | 25.6 | 0 | 2024-02-19 | -2.8 | 20.8 | 0 | 2023-02-19 | 7.4 | 10.6 | 0 | 2022-02-19 | -8.9 | 26.9 | 0 | 2021-02-19 | -3.2 | 21.2 | 0 | 2020-02-19 | -4.4 | 22.4 | 0 | 2019-02-19 | -6.4 | 24.4 | 0 | 2018-02-19 | 4 | 14 | 0 | 2017-02-19 | 6.5 | 11.5 | 0 | 2016-02-19 | 4.6 | 13.4 | 0 | 19.08 | 0
2025-02-19 | -8.3 | 26.3 | 0 | 2024-02-19 | -2.6 | 20.6 | 0 | 2023-02-19 | 6.6 | 11.4 | 0 | 2022-02-19 | -9.7 | 27.7 | 0 | 2021-02-19 | -3.7 | 21.7 | 0 | 2020-02-19 | -4.7 | 22.7 | 0 | 2019-02-19 | -6.1 | 24.1 | 0 | 2018-02-19 | 3.8 | 14.2 | 0 | 2017-02-19 | 6 | 12 | 0 | 2016-02-19 | 4.4 | 13.6 | 0 | 19.43 | 0
2025-02-19 | -9.3 | 27.3 | 0 | 2024-02-19 | -2.8 | 20.8 | 0 | 2023-02-19 | 6.8 | 11.2 | 0 | 2022-02-19 | -10.1 | 28.1 | 0 | 2021-02-19 | -3.9 | 21.9 | 0 | 2020-02-19 | -5.1 | 23.1 | 0 | 2019-02-19 | -7.2 | 25.2 | 0 | 2018-02-19 | 3.4 | 14.6 | 0 | 2017-02-19 | 3.9 | 14.1 | 0 | 2016-02-19 | 5.2 | 12.8 | 0 | 19.91 | 0
2025-02-19 | -9.6 | 27.6 | 0 | 2024-02-19 | -3.2 | 21.2 | 0 | 2023-02-19 | 6.3 | 11.7 | 0 | 2022-02-19 | -10.9 | 28.9 | 0 | 2021-02-19 | -6.1 | 24.1 | 0 | 2020-02-19 | -5.4 | 23.4 | 0 | 2019-02-19 | -8.7 | 26.7 | 0 | 2018-02-19 | 3.2 | 14.8 | 0 | 2017-02-19 | 4.3 | 13.7 | 0 | 2016-02-19 | 7.8 | 10.2 | 0 | 20.23 | 0
2025-02-19 | -9.6 | 27.6 | 0 | 2024-02-19 | -3.8 | 21.8 | 0 | 2023-02-19 | 6.5 | 11.5 | 0 | 2022-02-19 | -9.6 | 27.6 | 0 | 2021-02-19 | -5.2 | 23.2 | 0 | 2020-02-19 | -6.3 | 24.3 | 0 | 2019-02-19 | -8.7 | 26.7 | 0 | 2018-02-19 | 3.2 | 14.8 | 0 | 2017-02-19 | 3.2 | 14.8 | 0 | 2016-02-19 | 8.6 | 9.4 | 0 | 20.17 | 0
2025-02-19 | -9.9 | 27.9 | 0 | 2024-02-19 | -4.4 | 22.4 | 0 | 2023-02-19 | 6.3 | 11.7 | 0 | 2022-02-19 | -8.9 | 26.9 | 0 | 2021-02-19 | -5.4 | 23.4 | 0 | 2020-02-19 | -6.8 | 24.8 | 0 | 2019-02-19 | -8.1 | 26.1 | 0 | 2018-02-19 | 3.5 | 14.5 | 0 | 2017-02-19 | 2.2 | 15.8 | 0 | 2016-02-19 | 8.1 | 9.9 | 0 | 20.34 | 0
2025-02-20 | -9.8 | 27.8 | 0 | 2024-02-20 | -4.6 | 22.6 | 0 | 2023-02-20 | 5.8 | 12.2 | 0 | 2022-02-20 | -9.5 | 27.5 | 0 | 2021-02-20 | -5.3 | 23.3 | 0 | 2020-02-20 | -6.5 | 24.5 | 0 | 2019-02-20 | -9.9 | 27.9 | 0 | 2018-02-20 | 3.6 | 14.4 | 0 | 2017-02-20 | 1.8 | 16.2 | 0 | 2016-02-20 | 7.4 | 10.6 | 0 | 20.7 | 0
2025-02-20 | -9.6 | 27.6 | 0 | 2024-02-20 | -5.8 | 23.8 | 0 | 2023-02-20 | 3.7 | 14.3 | 0 | 2022-02-20 | -9.5 | 27.5 | 0 | 2021-02-20 | -5.8 | 23.8 | 0 | 2020-02-20 | -6.8 | 24.8 | 0 | 2019-02-20 | -9 | 27 | 0 | 2018-02-20 | 3.6 | 14.4 | 0 | 2017-02-20 | 2.2 | 15.8 | 0 | 2016-02-20 | 6.1 | 11.9 | 0 | 21.09 | 0
2025-02-20 | -9.8 | 27.8 | 0 | 2024-02-20 | -6.4 | 24.4 | 0 | 2023-02-20 | 4.8 | 13.2 | 0 | 2022-02-20 | -9.2 | 27.2 | 0 | 2021-02-20 | -5.9 | 23.9 | 0 | 2020-02-20 | -6.9 | 24.9 | 0 | 2019-02-20 | -10.3 | 28.3 | 0 | 2018-02-20 | 3.4 | 14.6 | 0 | 2017-02-20 | 1.7 | 16.3 | 0 | 2016-02-20 | 5.6 | 12.4 | 0 | 21.3 | 0
2025-02-20 | -10.7 | 28.7 | 0 | 2024-02-20 | -7.6 | 25.6 | 0 | 2023-02-20 | 4.6 | 13.4 | 0 | 2022-02-20 | -9 | 27 | 0 | 2021-02-20 | -5.8 | 23.8 | 0 | 2020-02-20 | -7.6 | 25.6 | 0 | 2019-02-20 | -10.1 | 28.1 | 0 | 2018-02-20 | 3.9 | 14.1 | 0 | 2017-02-20 | 1.3 | 16.7 | 0 | 2016-02-20 | 5.3 | 12.7 | 0 | 21.57 | 0
2025-02-20 | -10.9 | 28.9 | 0 | 2024-02-20 | -7.6 | 25.6 | 0 | 2023-02-20 | 4.1 | 13.9 | 0 | 2022-02-20 | -9 | 27 | 0 | 2021-02-20 | -5.4 | 23.4 | 0 | 2020-02-20 | -8.2 | 26.2 | 0 | 2019-02-20 | -10.7 | 28.7 | 0 | 2018-02-20 | 3.3 | 14.7 | 0 | 2017-02-20 | 1 | 17 | 0 | 2016-02-20 | 5.8 | 12.2 | 0 | 21.76 | 0
2025-02-20 | -11 | 29 | 0 | 2024-02-20 | -6.9 | 24.9 | 0 | 2023-02-20 | 3.3 | 14.7 | 0 | 2022-02-20 | -8.6 | 26.6 | 0 | 2021-02-20 | -5.8 | 23.8 | 0 | 2020-02-20 | -8.3 | 26.3 | 0 | 2019-02-20 | -10.5 | 28.5 | 0 | 2018-02-20 | 2.8 | 15.2 | 0 | 2017-02-20 | 0.2 | 17.8 | 0 | 2016-02-20 | 5.7 | 12.3 | 0 | 21.91 | 0
2025-02-20 | -11.1 | 29.1 | 0 | 2024-02-20 | -8.5 | 26.5 | 0 | 2023-02-20 | 3 | 15 | 0 | 2022-02-20 | -8.3 | 26.3 | 0 | 2021-02-20 | -6.7 | 24.7 | 0 | 2020-02-20 | -8 | 26 | 0 | 2019-02-20 | -9.8 | 27.8 | 0 | 2018-02-20 | 3.4 | 14.6 | 0 | 2017-02-20 | -0.3 | 18.3 | 0 | 2016-02-20 | 5.3 | 12.7 | 0 | 22.1 | 0
2025-02-20 | -11.4 | 29.4 | 0 | 2024-02-20 | -7.2 | 25.2 | 0 | 2023-02-20 | 3.2 | 14.8 | 0 | 2022-02-20 | -8 | 26 | 0 | 2021-02-20 | -6.3 | 24.3 | 0 | 2020-02-20 | -8.3 | 26.3 | 0 | 2019-02-20 | -9.1 | 27.1 | 0 | 2018-02-20 | 4.5 | 13.5 | 0 | 2017-02-20 | -0.4 | 18.4 | 0 | 2016-02-20 | 4.2 | 13.8 | 0 | 21.88 | 0
2025-02-20 | -11.4 | 29.4 | 0 | 2024-02-20 | -6.7 | 24.7 | 0 | 2023-02-20 | 2.6 | 15.4 | 0 | 2022-02-20 | -6.8 | 24.8 | 0 | 2021-02-20 | -6.1 | 24.1 | 0 | 2020-02-20 | -7.8 | 25.8 | 0 | 2019-02-20 | -7.6 | 25.6 | 0 | 2018-02-20 | 4.9 | 13.1 | 0 | 2017-02-20 | -0.3 | 18.3 | 0 | 2016-02-20 | 4.8 | 13.2 | 0 | 21.44 | 0
2025-02-20 | -11.5 | 29.5 | 0 | 2024-02-20 | -3.3 | 21.3 | 0 | 2023-02-20 | 3.5 | 14.5 | 0 | 2022-02-20 | -6.3 | 24.3 | 0 | 2021-02-20 | -6.3 | 24.3 | 0 | 2020-02-20 | -7.4 | 25.4 | 0 | 2019-02-20 | -5.1 | 23.1 | 0 | 2018-02-20 | 6 | 12 | 0 | 2017-02-20 | 0.5 | 17.5 | 0 | 2016-02-20 | 6.6 | 11.4 | 0 | 20.33 | 0
2025-02-20 | -11.3 | 29.3 | 0 | 2024-02-20 | -0.5 | 18.5 | 0 | 2023-02-20 | 4 | 14 | 0 | 2022-02-20 | -5.5 | 23.5 | 0 | 2021-02-20 | -5.1 | 23.1 | 0 | 2020-02-20 | -7.3 | 25.3 | 0 | 2019-02-20 | -3 | 21 | 0 | 2018-02-20 | 8.1 | 9.9 | 0 | 2017-02-20 | 2 | 16 | 0 | 2016-02-20 | 8.4 | 9.6 | 0 | 19.02 | 0
2025-02-20 | -10.9 | 28.9 | 0 | 2024-02-20 | 0.7 | 17.3 | 0 | 2023-02-20 | 3.6 | 14.4 | 0 | 2022-02-20 | -3.5 | 21.5 | 0 | 2021-02-20 | -4.6 | 22.6 | 0 | 2020-02-20 | -6.9 | 24.9 | 0 | 2019-02-20 | -2.2 | 20.2 | 0 | 2018-02-20 | 9.8 | 8.2 | 0 | 2017-02-20 | 2.7 | 15.3 | 0 | 2016-02-20 | 8.7 | 9.3 | 0 | 18.26 | 0
2025-02-20 | -10.2 | 28.2 | 0 | 2024-02-20 | 1.5 | 16.5 | 0 | 2023-02-20 | 4 | 14 | 0 | 2022-02-20 | -1.6 | 19.6 | 0 | 2021-02-20 | -2.7 | 20.7 | 0 | 2020-02-20 | -6.7 | 24.7 | 0 | 2019-02-20 | -1.4 | 19.4 | 0 | 2018-02-20 | 12.2 | 5.8 | 0 | 2017-02-20 | 4 | 14 | 0 | 2016-02-20 | 9.1 | 8.9 | 0 | 17.18 | 0
2025-02-20 | -9 | 27 | 0 | 2024-02-20 | 2.3 | 15.7 | 0 | 2023-02-20 | 4.6 | 13.4 | 0 | 2022-02-20 | 0 | 18 | 0 | 2021-02-20 | -2.2 | 20.2 | 0 | 2020-02-20 | -5.6 | 23.6 | 0 | 2019-02-20 | -0.7 | 18.7 | 0 | 2018-02-20 | 12.9 | 5.1 | 0 | 2017-02-20 | 4.5 | 13.5 | 0 | 2016-02-20 | 10.8 | 7.2 | 0 | 16.24 | 0
2025-02-20 | -8 | 26 | 0 | 2024-02-20 | 2.7 | 15.3 | 0 | 2023-02-20 | 4.4 | 13.6 | 0 | 2022-02-20 | 2.1 | 15.9 | 0 | 2021-02-20 | -2.4 | 20.4 | 0 | 2020-02-20 | -5.4 | 23.4 | 0 | 2019-02-20 | -0.9 | 18.9 | 0 | 2018-02-20 | 14 | 4 | 0 | 2017-02-20 | 3.8 | 14.2 | 0 | 2016-02-20 | 11.3 | 6.7 | 0 | 15.84 | 0
2025-02-20 | -7.9 | 25.9 | 0 | 2024-02-20 | 3.2 | 14.8 | 0 | 2023-02-20 | 4 | 14 | 0 | 2022-02-20 | 3.5 | 14.5 | 0 | 2021-02-20 | -1.9 | 19.9 | 0 | 2020-02-20 | -5.8 | 23.8 | 0 | 2019-02-20 | -1.1 | 19.1 | 0 | 2018-02-20 | 14.8 | 3.2 | 0 | 2017-02-20 | 4.3 | 13.7 | 0 | 2016-02-20 | 11.3 | 6.7 | 0 | 15.56 | 0
2025-02-20 | -8.1 | 26.1 | 0 | 2024-02-20 | 2.8 | 15.2 | 0 | 2023-02-20 | 3.3 | 14.7 | 0 | 2022-02-20 | 4.8 | 13.2 | 0 | 2021-02-20 | -3.6 | 21.6 | 0 | 2020-02-20 | -4.7 | 22.7 | 0 | 2019-02-20 | -1.5 | 19.5 | 0 | 2018-02-20 | 15.5 | 2.5 | 0 | 2017-02-20 | 3.2 | 14.8 | 0 | 2016-02-20 | 10.6 | 7.4 | 0 | 15.77 | 0
2025-02-20 | -8.2 | 26.2 | 0 | 2024-02-20 | 2.3 | 15.7 | 0 | 2023-02-20 | 3 | 15 | 0 | 2022-02-20 | 5.2 | 12.8 | 0 | 2021-02-20 | -4.1 | 22.1 | 0 | 2020-02-20 | -6.2 | 24.2 | 0 | 2019-02-20 | -1.4 | 19.4 | 0 | 2018-02-20 | 15.6 | 2.4 | 0 | 2017-02-20 | 2.2 | 15.8 | 0 | 2016-02-20 | 9.2 | 8.8 | 0 | 16.24 | 0
2025-02-20 | -8.9 | 26.9 | 0 | 2024-02-20 | 1.1 | 16.9 | 0 | 2023-02-20 | 1.6 | 16.4 | 0 | 2022-02-20 | 5.6 | 12.4 | 0 | 2021-02-20 | -4.6 | 22.6 | 0 | 2020-02-20 | -6.8 | 24.8 | 0 | 2019-02-20 | -1.3 | 19.3 | 0 | 2018-02-20 | 15.3 | 2.7 | 0 | 2017-02-20 | 0.8 | 17.2 | 0 | 2016-02-20 | 7.8 | 10.2 | 0 | 16.94 | 0
2025-02-20 | -9.4 | 27.4 | 0 | 2024-02-20 | 0.3 | 17.7 | 0 | 2023-02-20 | 0.4 | 17.6 | 0 | 2022-02-20 | 6 | 12 | 0 | 2021-02-20 | -5.6 | 23.6 | 0 | 2020-02-20 | -7.7 | 25.7 | 0 | 2019-02-20 | -0.6 | 18.6 | 0 | 2018-02-20 | 14.7 | 3.3 | 0 | 2017-02-20 | 0.4 | 17.6 | 0 | 2016-02-20 | 6.5 | 11.5 | 0 | 17.5 | 0
2025-02-20 | -9.8 | 27.8 | 0 | 2024-02-20 | -0.1 | 18.1 | 0 | 2023-02-20 | -0.7 | 18.7 | 0 | 2022-02-20 | 6.6 | 11.4 | 0 | 2021-02-20 | -6 | 24 | 0 | 2020-02-20 | -8.6 | 26.6 | 0 | 2019-02-20 | -0.1 | 18.1 | 0 | 2018-02-20 | 14.5 | 3.5 | 0 | 2017-02-20 | 0.1 | 17.9 | 0 | 2016-02-20 | 5.7 | 12.3 | 0 | 17.84 | 0
2025-02-20 | -9.8 | 27.8 | 0 | 2024-02-20 | 0.4 | 17.6 | 0 | 2023-02-20 | -1.3 | 19.3 | 0 | 2022-02-20 | 6 | 12 | 0 | 2021-02-20 | -7.1 | 25.1 | 0 | 2020-02-20 | -9 | 27 | 0 | 2019-02-20 | -0.2 | 18.2 | 0 | 2018-02-20 | 14.4 | 3.6 | 0 | 2017-02-20 | 0.2 | 17.8 | 0 | 2016-02-20 | 5.1 | 12.9 | 0 | 18.13 | 0
2025-02-20 | -9.8 | 27.8 | 0 | 2024-02-20 | 0.3 | 17.7 | 0 | 2023-02-20 | -1.9 | 19.9 | 0 | 2022-02-20 | 6 | 12 | 0 | 2021-02-20 | -8.9 | 26.9 | 0 | 2020-02-20 | -10.2 | 28.2 | 0 | 2019-02-20 | -0.2 | 18.2 | 0 | 2018-02-20 | 12.8 | 5.2 | 0 | 2017-02-20 | 0.9 | 17.1 | 0 | 2016-02-20 | 4.4 | 13.6 | 0 | 18.66 | 0
2025-02-20 | -9.8 | 27.8 | 0 | 2024-02-20 | 0.2 | 17.8 | 0 | 2023-02-20 | -2.4 | 20.4 | 0 | 2022-02-20 | 5.7 | 12.3 | 0 | 2021-02-20 | -8.6 | 26.6 | 0 | 2020-02-20 | -10.7 | 28.7 | 0 | 2019-02-20 | -0.2 | 18.2 | 0 | 2018-02-20 | 13.3 | 4.7 | 0 | 2017-02-20 | 1.2 | 16.8 | 0 | 2016-02-20 | 3.3 | 14.7 | 0 | 18.8 | 0
2025-02-21 | -10 | 28 | 0 | 2024-02-21 | -0.5 | 18.5 | 0 | 2023-02-21 | -2.3 | 20.3 | 0 | 2022-02-21 | 5.4 | 12.6 | 0 | 2021-02-21 | -9.4 | 27.4 | 0 | 2020-02-21 | -11.2 | 29.2 | 0 | 2019-02-21 | -0.2 | 18.2 | 0 | 2018-02-21 | 14.2 | 3.8 | 0 | 2017-02-21 | 1 | 17 | 0 | 2016-02-21 | 3.3 | 14.7 | 0 | 18.97 | 0
2025-02-21 | -10.3 | 28.3 | 0 | 2024-02-21 | -1 | 19 | 0 | 2023-02-21 | -2.4 | 20.4 | 0 | 2022-02-21 | 4.7 | 13.3 | 0 | 2021-02-21 | -8.5 | 26.5 | 0 | 2020-02-21 | -10.5 | 28.5 | 0 | 2019-02-21 | 0.1 | 17.9 | 0 | 2018-02-21 | 14.3 | 3.7 | 0 | 2017-02-21 | 0.8 | 17.2 | 0 | 2016-02-21 | 2.6 | 15.4 | 0 | 19.02 | 0
2025-02-21 | -10.7 | 28.7 | 0 | 2024-02-21 | -1.3 | 19.3 | 0 | 2023-02-21 | -2.4 | 20.4 | 0 | 2022-02-21 | 4.2 | 13.8 | 0 | 2021-02-21 | -9.9 | 27.9 | 0 | 2020-02-21 | -10.2 | 28.2 | 0 | 2019-02-21 | 0.3 | 17.7 | 0 | 2018-02-21 | 13.3 | 4.7 | 0 | 2017-02-21 | 0.8 | 17.2 | 0 | 2016-02-21 | 1.4 | 16.6 | 0 | 19.45 | 0
2025-02-21 | -12.2 | 30.2 | 0 | 2024-02-21 | -2.7 | 20.7 | 0 | 2023-02-21 | -3 | 21 | 0 | 2022-02-21 | 3.2 | 14.8 | 0 | 2021-02-21 | -10.4 | 28.4 | 0 | 2020-02-21 | -10.3 | 28.3 | 0 | 2019-02-21 | 1.4 | 16.6 | 0 | 2018-02-21 | 13.3 | 4.7 | 0 | 2017-02-21 | 0.9 | 17.1 | 0 | 2016-02-21 | 1.4 | 16.6 | 0 | 19.84 | 0
2025-02-21 | -11.4 | 29.4 | 0 | 2024-02-21 | -1.8 | 19.8 | 0 | 2023-02-21 | -1.9 | 19.9 | 0 | 2022-02-21 | 2.5 | 15.5 | 0 | 2021-02-21 | -10.2 | 28.2 | 0 | 2020-02-21 | -10 | 28 | 0 | 2019-02-21 | 2.2 | 15.8 | 0 | 2018-02-21 | 12.4 | 5.6 | 0 | 2017-02-21 | 0.9 | 17.1 | 0 | 2016-02-21 | 1.8 | 16.2 | 0 | 19.55 | 0
2025-02-21 | -11.1 | 29.1 | 0 | 2024-02-21 | -1.6 | 19.6 | 0 | 2023-02-21 | -0.1 | 18.1 | 0 | 2022-02-21 | 1.2 | 16.8 | 0 | 2021-02-21 | -12.1 | 30.1 | 0 | 2020-02-21 | -9.9 | 27.9 | 0 | 2019-02-21 | 2.1 | 15.9 | 0 | 2018-02-21 | 9 | 9 | 0 | 2017-02-21 | 0.8 | 17.2 | 0 | 2016-02-21 | 2 | 16 | 0 | 19.97 | 0
2025-02-21 | -11.7 | 29.7 | 0 | 2024-02-21 | -1.8 | 19.8 | 0 | 2023-02-21 | 0.2 | 17.8 | 0 | 2022-02-21 | 0.4 | 17.6 | 0 | 2021-02-21 | -11.9 | 29.9 | 0 | 2020-02-21 | -9.9 | 27.9 | 0 | 2019-02-21 | 2.2 | 15.8 | 0 | 2018-02-21 | 10.4 | 7.6 | 0 | 2017-02-21 | 1.2 | 16.8 | 0 | 2016-02-21 | 2.4 | 15.6 | 0 | 19.85 | 0
2025-02-21 | -11.7 | 29.7 | 0 | 2024-02-21 | 0.5 | 17.5 | 0 | 2023-02-21 | 0.6 | 17.4 | 0 | 2022-02-21 | 0.4 | 17.6 | 0 | 2021-02-21 | -9.4 | 27.4 | 0 | 2020-02-21 | -9.9 | 27.9 | 0 | 2019-02-21 | 2.2 | 15.8 | 0 | 2018-02-21 | 4.3 | 13.7 | 0 | 2017-02-21 | 1.2 | 16.8 | 0 | 2016-02-21 | 2.6 | 15.4 | 0 | 19.92 | 0
2025-02-21 | -12.2 | 30.2 | 0 | 2024-02-21 | 1.1 | 16.9 | 0 | 2023-02-21 | 1 | 17 | 0 | 2022-02-21 | 0.6 | 17.4 | 0 | 2021-02-21 | -10 | 28 | 0 | 2020-02-21 | -8.9 | 26.9 | 0 | 2019-02-21 | 2.3 | 15.7 | 0 | 2018-02-21 | 3.2 | 14.8 | 0 | 2017-02-21 | 1.5 | 16.5 | 0 | 2016-02-21 | 2.8 | 15.2 | 0 | 19.86 | 0
2025-02-21 | -11.5 | 29.5 | 0 | 2024-02-21 | 2.9 | 15.1 | 0 | 2023-02-21 | 1.5 | 16.5 | 0 | 2022-02-21 | 1.1 | 16.9 | 0 | 2021-02-21 | -8.7 | 26.7 | 0 | 2020-02-21 | -6.5 | 24.5 | 0 | 2019-02-21 | 2.2 | 15.8 | 0 | 2018-02-21 | 2.7 | 15.3 | 0 | 2017-02-21 | 2.4 | 15.6 | 0 | 2016-02-21 | 4.2 | 13.8 | 0 | 18.97 | 0
2025-02-21 | -10.1 | 28.1 | 0 | 2024-02-21 | 4.8 | 13.2 | 0 | 2023-02-21 | 1.8 | 16.2 | 0 | 2022-02-21 | 1.8 | 16.2 | 0 | 2021-02-21 | -6.2 | 24.2 | 0 | 2020-02-21 | -4.9 | 22.9 | 0 | 2019-02-21 | 2.4 | 15.6 | 0 | 2018-02-21 | 2.3 | 15.7 | 0 | 2017-02-21 | 3.5 | 14.5 | 0 | 2016-02-21 | 4.7 | 13.3 | 0 | 17.99 | 0
2025-02-21 | -8.3 | 26.3 | 0 | 2024-02-21 | 6.2 | 11.8 | 0 | 2023-02-21 | 4.8 | 13.2 | 0 | 2022-02-21 | 3.1 | 14.9 | 0 | 2021-02-21 | -4.3 | 22.3 | 0 | 2020-02-21 | -3.5 | 21.5 | 0 | 2019-02-21 | 2.3 | 15.7 | 0 | 2018-02-21 | 3.2 | 14.8 | 0 | 2017-02-21 | 4.1 | 13.9 | 0 | 2016-02-21 | 4.7 | 13.3 | 0 | 16.77 | 0
2025-02-21 | -7 | 25 | 0 | 2024-02-21 | 7 | 11 | 0 | 2023-02-21 | 5.3 | 12.7 | 0 | 2022-02-21 | 4.5 | 13.5 | 0 | 2021-02-21 | -3.4 | 21.4 | 0 | 2020-02-21 | -2.5 | 20.5 | 0 | 2019-02-21 | 1.9 | 16.1 | 0 | 2018-02-21 | 2.2 | 15.8 | 0 | 2017-02-21 | 4.2 | 13.8 | 0 | 2016-02-21 | 4.5 | 13.5 | 0 | 16.33 | 0
2025-02-21 | -6.4 | 24.4 | 0 | 2024-02-21 | 7.3 | 10.7 | 0 | 2023-02-21 | 3.4 | 14.6 | 0 | 2022-02-21 | 4.9 | 13.1 | 0 | 2021-02-21 | -2.8 | 20.8 | 0 | 2020-02-21 | -1.6 | 19.6 | 0 | 2019-02-21 | 2.5 | 15.5 | 0 | 2018-02-21 | 2.3 | 15.7 | 0 | 2017-02-21 | 4.9 | 13.1 | 0 | 2016-02-21 | 4.6 | 13.4 | 0 | 16.09 | 0
2025-02-21 | -6.6 | 24.6 | 0 | 2024-02-21 | 8.6 | 9.4 | 0 | 2023-02-21 | 3.5 | 14.5 | 0 | 2022-02-21 | 6 | 12 | 0 | 2021-02-21 | -2.8 | 20.8 | 0 | 2020-02-21 | -0.3 | 18.3 | 0 | 2019-02-21 | 2.9 | 15.1 | 0 | 2018-02-21 | 2.5 | 15.5 | 0 | 2017-02-21 | 5.5 | 12.5 | 0 | 2016-02-21 | 4.7 | 13.3 | 0 | 15.6 | 0
2025-02-21 | -5.8 | 23.8 | 0 | 2024-02-21 | 8.4 | 9.6 | 0 | 2023-02-21 | 2.6 | 15.4 | 0 | 2022-02-21 | 5.8 | 12.2 | 0 | 2021-02-21 | -2.5 | 20.5 | 0 | 2020-02-21 | 0.2 | 17.8 | 0 | 2019-02-21 | 2.6 | 15.4 | 0 | 2018-02-21 | 3.6 | 14.4 | 0 | 2017-02-21 | 4.7 | 13.3 | 0 | 2016-02-21 | 4.8 | 13.2 | 0 | 15.56 | 0
2025-02-21 | -6 | 24 | 0 | 2024-02-21 | 9.2 | 8.8 | 0 | 2023-02-21 | 1.9 | 16.1 | 0 | 2022-02-21 | 5.4 | 12.6 | 0 | 2021-02-21 | -2.3 | 20.3 | 0 | 2020-02-21 | 0.3 | 17.7 | 0 | 2019-02-21 | 2.1 | 15.9 | 0 | 2018-02-21 | 2.9 | 15.1 | 0 | 2017-02-21 | 3.7 | 14.3 | 0 | 2016-02-21 | 3.8 | 14.2 | 0 | 15.9 | 0
2025-02-21 | -6.6 | 24.6 | 0 | 2024-02-21 | 8 | 10 | 0 | 2023-02-21 | 1.3 | 16.7 | 0 | 2022-02-21 | 4.3 | 13.7 | 0 | 2021-02-21 | -3.1 | 21.1 | 0 | 2020-02-21 | -0.2 | 18.2 | 0 | 2019-02-21 | 1.6 | 16.4 | 0 | 2018-02-21 | 2.5 | 15.5 | 0 | 2017-02-21 | 3.7 | 14.3 | 0 | 2016-02-21 | 2.6 | 15.4 | 0 | 16.59 | 0
2025-02-21 | -7.4 | 25.4 | 0 | 2024-02-21 | 7.4 | 10.6 | 0 | 2023-02-21 | 1.1 | 16.9 | 0 | 2022-02-21 | 3.8 | 14.2 | 0 | 2021-02-21 | -3.5 | 21.5 | 0 | 2020-02-21 | -1.4 | 19.4 | 0 | 2019-02-21 | 0.7 | 17.3 | 0 | 2018-02-21 | 1.1 | 16.9 | 0 | 2017-02-21 | 3.4 | 14.6 | 0 | 2016-02-21 | 1.5 | 16.5 | 0 | 17.33 | 0
2025-02-21 | -8.5 | 26.5 | 0 | 2024-02-21 | 7.2 | 10.8 | 0 | 2023-02-21 | 0.9 | 17.1 | 0 | 2022-02-21 | 3.2 | 14.8 | 0 | 2021-02-21 | -3.5 | 21.5 | 0 | 2020-02-21 | -2 | 20 | 0 | 2019-02-21 | 0.2 | 17.8 | 0 | 2018-02-21 | 0.7 | 17.3 | 0 | 2017-02-21 | 3.5 | 14.5 | 0 | 2016-02-21 | 0.3 | 17.7 | 0 | 17.8 | 0
2025-02-21 | -8.5 | 26.5 | 0 | 2024-02-21 | 6.5 | 11.5 | 0 | 2023-02-21 | 0.1 | 17.9 | 0 | 2022-02-21 | 2.3 | 15.7 | 0 | 2021-02-21 | -3.3 | 21.3 | 0 | 2020-02-21 | -2.5 | 20.5 | 0 | 2019-02-21 | -0.7 | 18.7 | 0 | 2018-02-21 | 0 | 18 | 0 | 2017-02-21 | 3.5 | 14.5 | 0 | 2016-02-21 | -0.7 | 18.7 | 0 | 18.33 | 0
2025-02-21 | -8.9 | 26.9 | 0 | 2024-02-21 | 5.8 | 12.2 | 0 | 2023-02-21 | -0.2 | 18.2 | 0 | 2022-02-21 | 1.9 | 16.1 | 0 | 2021-02-21 | -3 | 21 | 0 | 2020-02-21 | -2.5 | 20.5 | 0 | 2019-02-21 | -1.2 | 19.2 | 0 | 2018-02-21 | -0.7 | 18.7 | 0 | 2017-02-21 | 3.8 | 14.2 | 0 | 2016-02-21 | -1.5 | 19.5 | 0 | 18.65 | 0
2025-02-21 | -8.6 | 26.6 | 0 | 2024-02-21 | 6 | 12 | 0 | 2023-02-21 | -0.6 | 18.6 | 0 | 2022-02-21 | 1.1 | 16.9 | 0 | 2021-02-21 | -2.3 | 20.3 | 0 | 2020-02-21 | -2.2 | 20.2 | 0 | 2019-02-21 | -1.7 | 19.7 | 0 | 2018-02-21 | -0.9 | 18.9 | 0 | 2017-02-21 | 3.3 | 14.7 | 0 | 2016-02-21 | -1.8 | 19.8 | 0 | 18.77 | 0
2025-02-21 | -7.6 | 25.6 | 0 | 2024-02-21 | 6.2 | 11.8 | 0 | 2023-02-21 | -0.7 | 18.7 | 0 | 2022-02-21 | 0.5 | 17.5 | 0 | 2021-02-21 | -2 | 20 | 0 | 2020-02-21 | -2.3 | 20.3 | 0 | 2019-02-21 | -2.2 | 20.2 | 0 | 2018-02-21 | -1.2 | 19.2 | 0 | 2017-02-21 | 3.7 | 14.3 | 0 | 2016-02-21 | -2 | 20 | 0 | 18.76 | 0
2025-02-22 | -7.6 | 25.6 | 0 | 2024-02-22 | 7.3 | 10.7 | 0 | 2023-02-22 | -1.9 | 19.9 | 0 | 2022-02-22 | 0 | 18 | 0 | 2021-02-22 | -1.9 | 19.9 | 0 | 2020-02-22 | -2.4 | 20.4 | 0 | 2019-02-22 | -2.6 | 20.6 | 0 | 2018-02-22 | -1.8 | 19.8 | 0 | 2017-02-22 | 4.1 | 13.9 | 0 | 2016-02-22 | -2 | 20 | 0 | 18.88 | 0
2025-02-22 | -7.7 | 25.7 | 0 | 2024-02-22 | 7.1 | 10.9 | 0 | 2023-02-22 | -2.2 | 20.2 | 0 | 2022-02-22 | -0.6 | 18.6 | 0 | 2021-02-22 | -1.7 | 19.7 | 0 | 2020-02-22 | -2.8 | 20.8 | 0 | 2019-02-22 | -3.2 | 21.2 | 0 | 2018-02-22 | -2.3 | 20.3 | 0 | 2017-02-22 | 4.2 | 13.8 | 0 | 2016-02-22 | -2.2 | 20.2 | 0 | 19.14 | 0
2025-02-22 | -7.7 | 25.7 | 0 | 2024-02-22 | 7.2 | 10.8 | 0 | 2023-02-22 | -1.7 | 19.7 | 0 | 2022-02-22 | -0.6 | 18.6 | 0 | 2021-02-22 | -1.4 | 19.4 | 0 | 2020-02-22 | -3.1 | 21.1 | 0 | 2019-02-22 | -3.9 | 21.9 | 0 | 2018-02-22 | -2.9 | 20.9 | 0 | 2017-02-22 | 3.3 | 14.7 | 0 | 2016-02-22 | -2.3 | 20.3 | 0 | 19.31 | 0
2025-02-22 | -7.5 | 25.5 | 0 | 2024-02-22 | 6.2 | 11.8 | 0 | 2023-02-22 | -1.4 | 19.4 | 0 | 2022-02-22 | -0.7 | 18.7 | 0 | 2021-02-22 | -0.9 | 18.9 | 0 | 2020-02-22 | -3.5 | 21.5 | 0 | 2019-02-22 | -4.2 | 22.2 | 0 | 2018-02-22 | -2.9 | 20.9 | 0 | 2017-02-22 | 3.2 | 14.8 | 0 | 2016-02-22 | -2.4 | 20.4 | 0 | 19.41 | 0
2025-02-22 | -8.1 | 26.1 | 0 | 2024-02-22 | 6.2 | 11.8 | 0 | 2023-02-22 | -1.6 | 19.6 | 0 | 2022-02-22 | -0.6 | 18.6 | 0 | 2021-02-22 | -0.7 | 18.7 | 0 | 2020-02-22 | -3.6 | 21.6 | 0 | 2019-02-22 | -3.4 | 21.4 | 0 | 2018-02-22 | -3.1 | 21.1 | 0 | 2017-02-22 | 3.4 | 14.6 | 0 | 2016-02-22 | -2.8 | 20.8 | 0 | 19.43 | 0
2025-02-22 | -8.2 | 26.2 | 0 | 2024-02-22 | 6 | 12 | 0 | 2023-02-22 | -2.7 | 20.7 | 0 | 2022-02-22 | -0.4 | 18.4 | 0 | 2021-02-22 | -0.7 | 18.7 | 0 | 2020-02-22 | -3.8 | 21.8 | 0 | 2019-02-22 | -3.4 | 21.4 | 0 | 2018-02-22 | -3.1 | 21.1 | 0 | 2017-02-22 | 3.1 | 14.9 | 0 | 2016-02-22 | -3.4 | 21.4 | 0 | 19.66 | 0
2025-02-22 | -7.7 | 25.7 | 0 | 2024-02-22 | 6.3 | 11.7 | 0 | 2023-02-22 | -2.3 | 20.3 | 0 | 2022-02-22 | -0.2 | 18.2 | 0 | 2021-02-22 | -0.8 | 18.8 | 0 | 2020-02-22 | -4 | 22 | 0 | 2019-02-22 | -2.8 | 20.8 | 0 | 2018-02-22 | -2.8 | 20.8 | 0 | 2017-02-22 | 3.5 | 14.5 | 0 | 2016-02-22 | -4 | 22 | 0 | 19.48 | 0
2025-02-22 | -7.9 | 25.9 | 0 | 2024-02-22 | 5.8 | 12.2 | 0 | 2023-02-22 | -2.4 | 20.4 | 0 | 2022-02-22 | 0 | 18 | 0 | 2021-02-22 | -0.6 | 18.6 | 0 | 2020-02-22 | -4.2 | 22.2 | 0 | 2019-02-22 | -2.8 | 20.8 | 0 | 2018-02-22 | -2.7 | 20.7 | 0 | 2017-02-22 | 4.1 | 13.9 | 0 | 2016-02-22 | -4.9 | 22.9 | 0 | 19.56 | 0
2025-02-22 | -7.5 | 25.5 | 0 | 2024-02-22 | 4.3 | 13.7 | 0 | 2023-02-22 | -3 | 21 | 0 | 2022-02-22 | 0.2 | 17.8 | 0 | 2021-02-22 | -0.4 | 18.4 | 0 | 2020-02-22 | -3.5 | 21.5 | 0 | 2019-02-22 | -2.5 | 20.5 | 0 | 2018-02-22 | -2.3 | 20.3 | 0 | 2017-02-22 | 4.8 | 13.2 | 0 | 2016-02-22 | -4.6 | 22.6 | 0 | 19.45 | 0
2025-02-22 | -6.6 | 24.6 | 0 | 2024-02-22 | 5.9 | 12.1 | 0 | 2023-02-22 | -2.8 | 20.8 | 0 | 2022-02-22 | 0.7 | 17.3 | 0 | 2021-02-22 | 0 | 18 | 0 | 2020-02-22 | -1.7 | 19.7 | 0 | 2019-02-22 | -1 | 19 | 0 | 2018-02-22 | -1.8 | 19.8 | 0 | 2017-02-22 | 5.3 | 12.7 | 0 | 2016-02-22 | -3.6 | 21.6 | 0 | 18.56 | 0
2025-02-22 | -4.2 | 22.2 | 0 | 2024-02-22 | 6.9 | 11.1 | 0 | 2023-02-22 | -3.5 | 21.5 | 0 | 2022-02-22 | 1.3 | 16.7 | 0 | 2021-02-22 | 1.1 | 16.9 | 0 | 2020-02-22 | -0.2 | 18.2 | 0 | 2019-02-22 | 0 | 18 | 0 | 2018-02-22 | -1.2 | 19.2 | 0 | 2017-02-22 | 5.3 | 12.7 | 0 | 2016-02-22 | -3 | 21 | 0 | 17.75 | 0
2025-02-22 | -3.4 | 21.4 | 0 | 2024-02-22 | 8 | 10 | 0 | 2023-02-22 | -3.3 | 21.3 | 0 | 2022-02-22 | 2.2 | 15.8 | 0 | 2021-02-22 | 2.1 | 15.9 | 0 | 2020-02-22 | 1.6 | 16.4 | 0 | 2019-02-22 | 1 | 17 | 0 | 2018-02-22 | -0.7 | 18.7 | 0 | 2017-02-22 | 5.4 | 12.6 | 0 | 2016-02-22 | -1.7 | 19.7 | 0 | 16.88 | 0
2025-02-22 | -2.2 | 20.2 | 0 | 2024-02-22 | 8.7 | 9.3 | 0 | 2023-02-22 | -2.9 | 20.9 | 0 | 2022-02-22 | 3 | 15 | 0 | 2021-02-22 | 2.8 | 15.2 | 0 | 2020-02-22 | 2.8 | 15.2 | 0 | 2019-02-22 | 1.2 | 16.8 | 0 | 2018-02-22 | -0.1 | 18.1 | 0 | 2017-02-22 | 6.5 | 11.5 | 0 | 2016-02-22 | -1.7 | 19.7 | 0 | 16.19 | 0
2025-02-22 | -1.7 | 19.7 | 0 | 2024-02-22 | 9 | 9 | 0 | 2023-02-22 | -3 | 21 | 0 | 2022-02-22 | 3.1 | 14.9 | 0 | 2021-02-22 | 2.2 | 15.8 | 0 | 2020-02-22 | 3.8 | 14.2 | 0 | 2019-02-22 | 1.1 | 16.9 | 0 | 2018-02-22 | 0.7 | 17.3 | 0 | 2017-02-22 | 6.6 | 11.4 | 0 | 2016-02-22 | 0.1 | 17.9 | 0 | 15.81 | 0
2025-02-22 | -2 | 20 | 0 | 2024-02-22 | 10.2 | 7.8 | 0 | 2023-02-22 | -3 | 21 | 0 | 2022-02-22 | 2.7 | 15.3 | 0 | 2021-02-22 | 2.4 | 15.6 | 0 | 2020-02-22 | 4.6 | 13.4 | 0 | 2019-02-22 | 1.3 | 16.7 | 0 | 2018-02-22 | 0.7 | 17.3 | 0 | 2017-02-22 | 7.1 | 10.9 | 0 | 2016-02-22 | 0.4 | 17.6 | 0 | 15.56 | 0
2025-02-22 | -1.9 | 19.9 | 0 | 2024-02-22 | 10.6 | 7.4 | 0 | 2023-02-22 | -3.4 | 21.4 | 0 | 2022-02-22 | 2.8 | 15.2 | 0 | 2021-02-22 | 2.5 | 15.5 | 0 | 2020-02-22 | 5.2 | 12.8 | 0 | 2019-02-22 | 1.3 | 16.7 | 0 | 2018-02-22 | 1.4 | 16.6 | 0 | 2017-02-22 | 7.6 | 10.4 | 0 | 2016-02-22 | -0.7 | 18.7 | 0 | 15.46 | 0
2025-02-22 | -2.2 | 20.2 | 0 | 2024-02-22 | 10.5 | 7.5 | 0 | 2023-02-22 | -3.9 | 21.9 | 0 | 2022-02-22 | 3 | 15 | 0 | 2021-02-22 | 2.2 | 15.8 | 0 | 2020-02-22 | 5.7 | 12.3 | 0 | 2019-02-22 | 1.5 | 16.5 | 0 | 2018-02-22 | 1.4 | 16.6 | 0 | 2017-02-22 | 6.2 | 11.8 | 0 | 2016-02-22 | -1.2 | 19.2 | 0 | 15.68 | 0
2025-02-22 | -2.6 | 20.6 | 0 | 2024-02-22 | 9.6 | 8.4 | 0 | 2023-02-22 | -4.5 | 22.5 | 0 | 2022-02-22 | 2.5 | 15.5 | 0 | 2021-02-22 | 2.1 | 15.9 | 0 | 2020-02-22 | 4.2 | 13.8 | 0 | 2019-02-22 | 1.6 | 16.4 | 0 | 2018-02-22 | 0.8 | 17.2 | 0 | 2017-02-22 | 5 | 13 | 0 | 2016-02-22 | -1.6 | 19.6 | 0 | 16.29 | 0
2025-02-22 | -3 | 21 | 0 | 2024-02-22 | 7.6 | 10.4 | 0 | 2023-02-22 | -5 | 23 | 0 | 2022-02-22 | 2.8 | 15.2 | 0 | 2021-02-22 | 2 | 16 | 0 | 2020-02-22 | 2.9 | 15.1 | 0 | 2019-02-22 | 1.2 | 16.8 | 0 | 2018-02-22 | -0.2 | 18.2 | 0 | 2017-02-22 | 4.8 | 13.2 | 0 | 2016-02-22 | -2.3 | 20.3 | 0 | 16.92 | 0
2025-02-22 | -3.4 | 21.4 | 0 | 2024-02-22 | 7 | 11 | 0 | 2023-02-22 | -5.2 | 23.2 | 0 | 2022-02-22 | 2.7 | 15.3 | 0 | 2021-02-22 | 1.6 | 16.4 | 0 | 2020-02-22 | 1.8 | 16.2 | 0 | 2019-02-22 | 0.4 | 17.6 | 0 | 2018-02-22 | -0.8 | 18.8 | 0 | 2017-02-22 | 5 | 13 | 0 | 2016-02-22 | -2.7 | 20.7 | 0 | 17.36 | 0
2025-02-22 | -3.3 | 21.3 | 0 | 2024-02-22 | 6.5 | 11.5 | 0 | 2023-02-22 | -5.7 | 23.7 | 0 | 2022-02-22 | 3.9 | 14.1 | 0 | 2021-02-22 | 1.5 | 16.5 | 0 | 2020-02-22 | 1.5 | 16.5 | 0 | 2019-02-22 | 0.1 | 17.9 | 0 | 2018-02-22 | -1.1 | 19.1 | 0 | 2017-02-22 | 5 | 13 | 0 | 2016-02-22 | -2.9 | 20.9 | 0 | 17.45 | 0
2025-02-22 | -3.2 | 21.2 | 0 | 2024-02-22 | 4.7 | 13.3 | 0 | 2023-02-22 | -6.2 | 24.2 | 0 | 2022-02-22 | 5.1 | 12.9 | 0 | 2021-02-22 | 1.4 | 16.6 | 0 | 2020-02-22 | 1.5 | 16.5 | 0 | 2019-02-22 | -0.8 | 18.8 | 0 | 2018-02-22 | -1.1 | 19.1 | 0 | 2017-02-22 | 5.5 | 12.5 | 0 | 2016-02-22 | -3.2 | 21.2 | 0 | 17.63 | 0
2025-02-22 | -3.2 | 21.2 | 0 | 2024-02-22 | 3.3 | 14.7 | 0 | 2023-02-22 | -6.1 | 24.1 | 0 | 2022-02-22 | 7.6 | 10.4 | 0 | 2021-02-22 | 1.4 | 16.6 | 0 | 2020-02-22 | 0.9 | 17.1 | 0 | 2019-02-22 | -1.2 | 19.2 | 0 | 2018-02-22 | -0.9 | 18.9 | 0 | 2017-02-22 | 5.7 | 12.3 | 0 | 2016-02-22 | -3.3 | 21.3 | 0 | 17.58 | 0
2025-02-22 | -3.3 | 21.3 | 0 | 2024-02-22 | 2.8 | 15.2 | 0 | 2023-02-22 | -6.8 | 24.8 | 0 | 2022-02-22 | 6.4 | 11.6 | 0 | 2021-02-22 | 0.9 | 17.1 | 0 | 2020-02-22 | 0.5 | 17.5 | 0 | 2019-02-22 | -1.1 | 19.1 | 0 | 2018-02-22 | -0.8 | 18.8 | 0 | 2017-02-22 | 5.3 | 12.7 | 0 | 2016-02-22 | -3.7 | 21.7 | 0 | 17.98 | 0
2025-02-23 | -3.2 | 21.2 | 0 | 2024-02-23 | 2.1 | 15.9 | 0 | 2023-02-23 | -7.4 | 25.4 | 0 | 2022-02-23 | 8.7 | 9.3 | 0 | 2021-02-23 | 0.1 | 17.9 | 0 | 2020-02-23 | 0.8 | 17.2 | 0 | 2019-02-23 | -1.9 | 19.9 | 0 | 2018-02-23 | -0.6 | 18.6 | 0 | 2017-02-23 | 5.5 | 12.5 | 0 | 2016-02-23 | -2.9 | 20.9 | 0 | 17.88 | 0
2025-02-23 | -2.9 | 20.9 | 0 | 2024-02-23 | 0.8 | 17.2 | 0 | 2023-02-23 | -7.8 | 25.8 | 0 | 2022-02-23 | 8.9 | 9.1 | 0 | 2021-02-23 | -0.7 | 18.7 | 0 | 2020-02-23 | 1.6 | 16.4 | 0 | 2019-02-23 | -3.3 | 21.3 | 0 | 2018-02-23 | -0.7 | 18.7 | 0 | 2017-02-23 | 6.5 | 11.5 | 0 | 2016-02-23 | -2.9 | 20.9 | 0 | 18.05 | 0
2025-02-23 | -3 | 21 | 0 | 2024-02-23 | 1.1 | 16.9 | 0 | 2023-02-23 | -7.5 | 25.5 | 0 | 2022-02-23 | 5.1 | 12.9 | 0 | 2021-02-23 | -0.4 | 18.4 | 0 | 2020-02-23 | 1.2 | 16.8 | 0 | 2019-02-23 | -4.2 | 22.2 | 0 | 2018-02-23 | -1 | 19 | 0 | 2017-02-23 | 7.2 | 10.8 | 0 | 2016-02-23 | -2.7 | 20.7 | 0 | 18.42 | 0
2025-02-23 | -2.9 | 20.9 | 0 | 2024-02-23 | 0.7 | 17.3 | 0 | 2023-02-23 | -7.8 | 25.8 | 0 | 2022-02-23 | 2.5 | 15.5 | 0 | 2021-02-23 | 0.4 | 17.6 | 0 | 2020-02-23 | 1.3 | 16.7 | 0 | 2019-02-23 | -5.1 | 23.1 | 0 | 2018-02-23 | -1 | 19 | 0 | 2017-02-23 | 8.2 | 9.8 | 0 | 2016-02-23 | -3 | 21 | 0 | 18.67 | 0
2025-02-23 | -2.9 | 20.9 | 0 | 2024-02-23 | 0.3 | 17.7 | 0 | 2023-02-23 | -7.8 | 25.8 | 0 | 2022-02-23 | 0.5 | 17.5 | 0 | 2021-02-23 | 0.8 | 17.2 | 0 | 2020-02-23 | 1 | 17 | 0 | 2019-02-23 | -5.1 | 23.1 | 0 | 2018-02-23 | -0.7 | 18.7 | 0 | 2017-02-23 | 8.4 | 9.6 | 0 | 2016-02-23 | -3.3 | 21.3 | 0 | 18.88 | 0
2025-02-23 | -3 | 21 | 0 | 2024-02-23 | 1.9 | 16.1 | 0 | 2023-02-23 | -8 | 26 | 0 | 2022-02-23 | -0.7 | 18.7 | 0 | 2021-02-23 | 0.9 | 17.1 | 0 | 2020-02-23 | 0.7 | 17.3 | 0 | 2019-02-23 | -4.3 | 22.3 | 0 | 2018-02-23 | -0.6 | 18.6 | 0 | 2017-02-23 | 8.9 | 9.1 | 0 | 2016-02-23 | -3.4 | 21.4 | 0 | 18.76 | 0
2025-02-23 | -3.1 | 21.1 | 0 | 2024-02-23 | 2 | 16 | 0 | 2023-02-23 | -7.9 | 25.9 | 0 | 2022-02-23 | -1.4 | 19.4 | 0 | 2021-02-23 | 0.8 | 17.2 | 0 | 2020-02-23 | 0.7 | 17.3 | 0 | 2019-02-23 | -4.2 | 22.2 | 0 | 2018-02-23 | 0 | 18 | 0 | 2017-02-23 | 10 | 8 | 0 | 2016-02-23 | -3.6 | 21.6 | 0 | 18.67 | 0
2025-02-23 | -3.1 | 21.1 | 0 | 2024-02-23 | 1.2 | 16.8 | 0 | 2023-02-23 | -7.8 | 25.8 | 0 | 2022-02-23 | -2.8 | 20.8 | 0 | 2021-02-23 | 0.3 | 17.7 | 0 | 2020-02-23 | -0.2 | 18.2 | 0 | 2019-02-23 | -3.8 | 21.8 | 0 | 2018-02-23 | 0.4 | 17.6 | 0 | 2017-02-23 | 10.2 | 7.8 | 0 | 2016-02-23 | -3.3 | 21.3 | 0 | 18.89 | 0
2025-02-23 | -2.9 | 20.9 | 0 | 2024-02-23 | 2.4 | 15.6 | 0 | 2023-02-23 | -7.5 | 25.5 | 0 | 2022-02-23 | -3.6 | 21.6 | 0 | 2021-02-23 | 0.6 | 17.4 | 0 | 2020-02-23 | 0.5 | 17.5 | 0 | 2019-02-23 | -2.6 | 20.6 | 0 | 2018-02-23 | 0.9 | 17.1 | 0 | 2017-02-23 | 13 | 5 | 0 | 2016-02-23 | -3.1 | 21.1 | 0 | 18.23 | 0
2025-02-23 | -2.4 | 20.4 | 0 | 2024-02-23 | 5.3 | 12.7 | 0 | 2023-02-23 | -7.3 | 25.3 | 0 | 2022-02-23 | -3.7 | 21.7 | 0 | 2021-02-23 | 1.4 | 16.6 | 0 | 2020-02-23 | 2.2 | 15.8 | 0 | 2019-02-23 | -1.4 | 19.4 | 0 | 2018-02-23 | 1.1 | 16.9 | 0 | 2017-02-23 | 13.6 | 4.4 | 0 | 2016-02-23 | -2.6 | 20.6 | 0 | 17.38 | 0
2025-02-23 | -1.4 | 19.4 | 0 | 2024-02-23 | 6.7 | 11.3 | 0 | 2023-02-23 | -7.1 | 25.1 | 0 | 2022-02-23 | -4.3 | 22.3 | 0 | 2021-02-23 | 2 | 16 | 0 | 2020-02-23 | 3.4 | 14.6 | 0 | 2019-02-23 | -0.1 | 18.1 | 0 | 2018-02-23 | 1.4 | 16.6 | 0 | 2017-02-23 | 14.4 | 3.6 | 0 | 2016-02-23 | -1.7 | 19.7 | 0 | 16.67 | 0
2025-02-23 | -0.7 | 18.7 | 0 | 2024-02-23 | 8.3 | 9.7 | 0 | 2023-02-23 | -6.2 | 24.2 | 0 | 2022-02-23 | -4.8 | 22.8 | 0 | 2021-02-23 | 2.4 | 15.6 | 0 | 2020-02-23 | 5.2 | 12.8 | 0 | 2019-02-23 | 1 | 17 | 0 | 2018-02-23 | 2.2 | 15.8 | 0 | 2017-02-23 | 15.1 | 2.9 | 0 | 2016-02-23 | -1.3 | 19.3 | 0 | 15.88 | 0
2025-02-23 | 0.1 | 17.9 | 0 | 2024-02-23 | 9.4 | 8.6 | 0 | 2023-02-23 | -6.2 | 24.2 | 0 | 2022-02-23 | -5 | 23 | 0 | 2021-02-23 | 2.8 | 15.2 | 0 | 2020-02-23 | 6.3 | 11.7 | 0 | 2019-02-23 | 1.6 | 16.4 | 0 | 2018-02-23 | 2.6 | 15.4 | 0 | 2017-02-23 | 16.5 | 1.5 | 0 | 2016-02-23 | -0.5 | 18.5 | 0 | 15.24 | 0
2025-02-23 | 0.3 | 17.7 | 0 | 2024-02-23 | 10.5 | 7.5 | 0 | 2023-02-23 | -6.4 | 24.4 | 0 | 2022-02-23 | -5 | 23 | 0 | 2021-02-23 | 2.9 | 15.1 | 0 | 2020-02-23 | 8.1 | 9.9 | 0 | 2019-02-23 | 1.4 | 16.6 | 0 | 2018-02-23 | 2.6 | 15.4 | 0 | 2017-02-23 | 17.4 | 0.6 | 0 | 2016-02-23 | 0.4 | 17.6 | 0 | 14.78 | 0
2025-02-23 | 0.6 | 17.4 | 0 | 2024-02-23 | 9.4 | 8.6 | 0 | 2023-02-23 | -6.2 | 24.2 | 0 | 2022-02-23 | -4.8 | 22.8 | 0 | 2021-02-23 | 3.4 | 14.6 | 0 | 2020-02-23 | 8.5 | 9.5 | 0 | 2019-02-23 | 1.9 | 16.1 | 0 | 2018-02-23 | 3 | 15 | 0 | 2017-02-23 | 16.8 | 1.2 | 0 | 2016-02-23 | 1.3 | 16.7 | 0 | 14.61 | 0
2025-02-23 | 0.8 | 17.2 | 0 | 2024-02-23 | 5.8 | 12.2 | 0 | 2023-02-23 | -5.9 | 23.9 | 0 | 2022-02-23 | -5 | 23 | 0 | 2021-02-23 | 3.5 | 14.5 | 0 | 2020-02-23 | 8.9 | 9.1 | 0 | 2019-02-23 | 1.5 | 16.5 | 0 | 2018-02-23 | 3.4 | 14.6 | 0 | 2017-02-23 | 14.7 | 3.3 | 0 | 2016-02-23 | 1.5 | 16.5 | 0 | 15.08 | 0
2025-02-23 | 0.8 | 17.2 | 0 | 2024-02-23 | 3.6 | 14.4 | 0 | 2023-02-23 | -4.6 | 22.6 | 0 | 2022-02-23 | -6.1 | 24.1 | 0 | 2021-02-23 | 4 | 14 | 0 | 2020-02-23 | 8.5 | 9.5 | 0 | 2019-02-23 | 1 | 17 | 0 | 2018-02-23 | 3.7 | 14.3 | 0 | 2017-02-23 | 11.8 | 6.2 | 0 | 2016-02-23 | 1.2 | 16.8 | 0 | 15.61 | 0
2025-02-23 | 0.7 | 17.3 | 0 | 2024-02-23 | 0.2 | 17.8 | 0 | 2023-02-23 | -4.3 | 22.3 | 0 | 2022-02-23 | -7 | 25 | 0 | 2021-02-23 | 4 | 14 | 0 | 2020-02-23 | 7.4 | 10.6 | 0 | 2019-02-23 | 0.4 | 17.6 | 0 | 2018-02-23 | 4.1 | 13.9 | 0 | 2017-02-23 | 10.6 | 7.4 | 0 | 2016-02-23 | 0.3 | 17.7 | 0 | 16.36 | 0
2025-02-23 | 0.3 | 17.7 | 0 | 2024-02-23 | -1.2 | 19.2 | 0 | 2023-02-23 | -4.1 | 22.1 | 0 | 2022-02-23 | -9.1 | 27.1 | 0 | 2021-02-23 | 3.5 | 14.5 | 0 | 2020-02-23 | 6.5 | 11.5 | 0 | 2019-02-23 | 0.4 | 17.6 | 0 | 2018-02-23 | 4.8 | 13.2 | 0 | 2017-02-23 | 8 | 10 | 0 | 2016-02-23 | -1 | 19 | 0 | 17.19 | 0
2025-02-23 | -0.4 | 18.4 | 0 | 2024-02-23 | -2.7 | 20.7 | 0 | 2023-02-23 | -3.5 | 21.5 | 0 | 2022-02-23 | -9.8 | 27.8 | 0 | 2021-02-23 | 3.2 | 14.8 | 0 | 2020-02-23 | 6.1 | 11.9 | 0 | 2019-02-23 | 0.7 | 17.3 | 0 | 2018-02-23 | 6.1 | 11.9 | 0 | 2017-02-23 | 6.8 | 11.2 | 0 | 2016-02-23 | -1.4 | 19.4 | 0 | 17.49 | 0
2025-02-23 | -1.5 | 19.5 | 0 | 2024-02-23 | -4.1 | 22.1 | 0 | 2023-02-23 | -2.8 | 20.8 | 0 | 2022-02-23 | -9.8 | 27.8 | 0 | 2021-02-23 | 2.8 | 15.2 | 0 | 2020-02-23 | 5.6 | 12.4 | 0 | 2019-02-23 | 0.8 | 17.2 | 0 | 2018-02-23 | 5.9 | 12.1 | 0 | 2017-02-23 | 5.8 | 12.2 | 0 | 2016-02-23 | -0.8 | 18.8 | 0 | 17.81 | 0
2025-02-23 | -1.2 | 19.2 | 0 | 2024-02-23 | -4.6 | 22.6 | 0 | 2023-02-23 | -1.9 | 19.9 | 0 | 2022-02-23 | -10.1 | 28.1 | 0 | 2021-02-23 | 2 | 16 | 0 | 2020-02-23 | 5.2 | 12.8 | 0 | 2019-02-23 | 1.1 | 16.9 | 0 | 2018-02-23 | 5.9 | 12.1 | 0 | 2017-02-23 | 5.2 | 12.8 | 0 | 2016-02-23 | -0.8 | 18.8 | 0 | 17.92 | 0
2025-02-23 | -1.4 | 19.4 | 0 | 2024-02-23 | -5.5 | 23.5 | 0 | 2023-02-23 | -1 | 19 | 0 | 2022-02-23 | -10.3 | 28.3 | 0 | 2021-02-23 | 0.4 | 17.6 | 0 | 2020-02-23 | 4.5 | 13.5 | 0 | 2019-02-23 | 1.4 | 16.6 | 0 | 2018-02-23 | 5.7 | 12.3 | 0 | 2017-02-23 | 5 | 13 | 0 | 2016-02-23 | -1.1 | 19.1 | 0 | 18.23 | 0
2025-02-23 | -1.3 | 19.3 | 0 | 2024-02-23 | -6.8 | 24.8 | 0 | 2023-02-23 | -2.5 | 20.5 | 0 | 2022-02-23 | -10.7 | 28.7 | 0 | 2021-02-23 | 1.5 | 16.5 | 0 | 2020-02-23 | 4.6 | 13.4 | 0 | 2019-02-23 | 1.7 | 16.3 | 0 | 2018-02-23 | 5.6 | 12.4 | 0 | 2017-02-23 | 4.9 | 13.1 | 0 | 2016-02-23 | -1 | 19 | 0 | 18.4 | 0
2025-02-24 | -1.3 | 19.3 | 0 | 2024-02-24 | -8 | 26 | 0 | 2023-02-24 | -3.8 | 21.8 | 0 | 2022-02-24 | -10.5 | 28.5 | 0 | 2021-02-24 | 1.6 | 16.4 | 0 | 2020-02-24 | 4.2 | 13.8 | 0 | 2019-02-24 | 1.9 | 16.1 | 0 | 2018-02-24 | 5.4 | 12.6 | 0 | 2017-02-24 | 4.7 | 13.3 | 0 | 2016-02-24 | -0.8 | 18.8 | 0 | 18.66 | 0
2025-02-24 | -1 | 19 | 0 | 2024-02-24 | -8.4 | 26.4 | 0 | 2023-02-24 | -4.6 | 22.6 | 0 | 2022-02-24 | -10.6 | 28.6 | 0 | 2021-02-24 | 0.8 | 17.2 | 0 | 2020-02-24 | 4.2 | 13.8 | 0 | 2019-02-24 | 1.6 | 16.4 | 0 | 2018-02-24 | 4.8 | 13.2 | 0 | 2017-02-24 | 4.1 | 13.9 | 0 | 2016-02-24 | -0.9 | 18.9 | 0 | 19 | 0
2025-02-24 | -0.9 | 18.9 | 0 | 2024-02-24 | -9.5 | 27.5 | 0 | 2023-02-24 | -3.4 | 21.4 | 0 | 2022-02-24 | -10.8 | 28.8 | 0 | 2021-02-24 | -0.1 | 18.1 | 0 | 2020-02-24 | 3.4 | 14.6 | 0 | 2019-02-24 | 1.4 | 16.6 | 0 | 2018-02-24 | 4 | 14 | 0 | 2017-02-24 | 3.8 | 14.2 | 0 | 2016-02-24 | -1 | 19 | 0 | 19.31 | 0
2025-02-24 | -1.3 | 19.3 | 0 | 2024-02-24 | -10.3 | 28.3 | 0 | 2023-02-24 | -3.1 | 21.1 | 0 | 2022-02-24 | -11 | 29 | 0 | 2021-02-24 | -0.1 | 18.1 | 0 | 2020-02-24 | 2 | 16 | 0 | 2019-02-24 | 1.9 | 16.1 | 0 | 2018-02-24 | 2.8 | 15.2 | 0 | 2017-02-24 | 3.7 | 14.3 | 0 | 2016-02-24 | -0.9 | 18.9 | 0 | 19.63 | 0
2025-02-24 | -1.2 | 19.2 | 0 | 2024-02-24 | -11.4 | 29.4 | 0 | 2023-02-24 | -5.4 | 23.4 | 0 | 2022-02-24 | -11.2 | 29.2 | 0 | 2021-02-24 | -0.1 | 18.1 | 0 | 2020-02-24 | 2.2 | 15.8 | 0 | 2019-02-24 | 1.9 | 16.1 | 0 | 2018-02-24 | 2.4 | 15.6 | 0 | 2017-02-24 | 3.6 | 14.4 | 0 | 2016-02-24 | -0.9 | 18.9 | 0 | 20.01 | 0
2025-02-24 | -1.5 | 19.5 | 0 | 2024-02-24 | -12.1 | 30.1 | 0 | 2023-02-24 | -6.9 | 24.9 | 0 | 2022-02-24 | -11.4 | 29.4 | 0 | 2021-02-24 | 0.3 | 17.7 | 0 | 2020-02-24 | 1.3 | 16.7 | 0 | 2019-02-24 | 2.1 | 15.9 | 0 | 2018-02-24 | 2.4 | 15.6 | 0 | 2017-02-24 | 4.2 | 13.8 | 0 | 2016-02-24 | -1.1 | 19.1 | 0 | 20.27 | 0
2025-02-24 | -0.8 | 18.8 | 0 | 2024-02-24 | -12.8 | 30.8 | 0 | 2023-02-24 | -8.8 | 26.8 | 0 | 2022-02-24 | -11.6 | 29.6 | 0 | 2021-02-24 | 0.4 | 17.6 | 0 | 2020-02-24 | 0.3 | 17.7 | 0 | 2019-02-24 | 2.4 | 15.6 | 0 | 2018-02-24 | 2.6 | 15.4 | 0 | 2017-02-24 | 4.3 | 13.7 | 0 | 2016-02-24 | -1.1 | 19.1 | 0 | 20.51 | 0
2025-02-24 | -0.3 | 18.3 | 0 | 2024-02-24 | -13.2 | 31.2 | 0 | 2023-02-24 | -9.8 | 27.8 | 0 | 2022-02-24 | -11.3 | 29.3 | 0 | 2021-02-24 | 0.7 | 17.3 | 0 | 2020-02-24 | 0.4 | 17.6 | 0 | 2019-02-24 | 3 | 15 | 0 | 2018-02-24 | 2.6 | 15.4 | 0 | 2017-02-24 | 4.7 | 13.3 | 0 | 2016-02-24 | -1 | 19 | 0 | 20.42 | 0
2025-02-24 | 0.6 | 17.4 | 0 | 2024-02-24 | -12.8 | 30.8 | 0 | 2023-02-24 | -10.2 | 28.2 | 0 | 2022-02-24 | -10.8 | 28.8 | 0 | 2021-02-24 | 0.8 | 17.2 | 0 | 2020-02-24 | 1.4 | 16.6 | 0 | 2019-02-24 | 3 | 15 | 0 | 2018-02-24 | 1.9 | 16.1 | 0 | 2017-02-24 | 4.2 | 13.8 | 0 | 2016-02-24 | -0.8 | 18.8 | 0 | 20.27 | 0
2025-02-24 | 1.5 | 16.5 | 0 | 2024-02-24 | -11.5 | 29.5 | 0 | 2023-02-24 | -10 | 28 | 0 | 2022-02-24 | -9.6 | 27.6 | 0 | 2021-02-24 | 1.7 | 16.3 | 0 | 2020-02-24 | 3.6 | 14.4 | 0 | 2019-02-24 | 3.4 | 14.6 | 0 | 2018-02-24 | 1 | 17 | 0 | 2017-02-24 | 4 | 14 | 0 | 2016-02-24 | -0.6 | 18.6 | 0 | 19.65 | 0
2025-02-24 | 2.8 | 15.2 | 0 | 2024-02-24 | -9.8 | 27.8 | 0 | 2023-02-24 | -9.6 | 27.6 | 0 | 2022-02-24 | -8.2 | 26.2 | 0 | 2021-02-24 | 2.7 | 15.3 | 0 | 2020-02-24 | 5.5 | 12.5 | 0 | 2019-02-24 | 4.4 | 13.6 | 0 | 2018-02-24 | 1.5 | 16.5 | 0 | 2017-02-24 | 3.7 | 14.3 | 0 | 2016-02-24 | -0.6 | 18.6 | 0 | 18.76 | 0
2025-02-24 | 3.5 | 14.5 | 0 | 2024-02-24 | -8.2 | 26.2 | 0 | 2023-02-24 | -9 | 27 | 0 | 2022-02-24 | -7.5 | 25.5 | 0 | 2021-02-24 | 3.4 | 14.6 | 0 | 2020-02-24 | 6.8 | 11.2 | 0 | 2019-02-24 | 4.8 | 13.2 | 0 | 2018-02-24 | 2 | 16 | 0 | 2017-02-24 | 3.7 | 14.3 | 0 | 2016-02-24 | 0 | 18 | 0 | 18.05 | 0
2025-02-24 | 4.8 | 13.2 | 0 | 2024-02-24 | -6.6 | 24.6 | 0 | 2023-02-24 | -8.5 | 26.5 | 0 | 2022-02-24 | -6.8 | 24.8 | 0 | 2021-02-24 | 4.5 | 13.5 | 0 | 2020-02-24 | 7.6 | 10.4 | 0 | 2019-02-24 | 5.9 | 12.1 | 0 | 2018-02-24 | 2.3 | 15.7 | 0 | 2017-02-24 | 3.7 | 14.3 | 0 | 2016-02-24 | 0.3 | 17.7 | 0 | 17.28 | 0
2025-02-24 | 6.2 | 11.8 | 0 | 2024-02-24 | -5.8 | 23.8 | 0 | 2023-02-24 | -7.5 | 25.5 | 0 | 2022-02-24 | -6.4 | 24.4 | 0 | 2021-02-24 | 6.4 | 11.6 | 0 | 2020-02-24 | 8.8 | 9.2 | 0 | 2019-02-24 | 5.8 | 12.2 | 0 | 2018-02-24 | 2.6 | 15.4 | 0 | 2017-02-24 | 4.6 | 13.4 | 0 | 2016-02-24 | 0.6 | 17.4 | 0 | 16.47 | 0
2025-02-24 | 7 | 11 | 0 | 2024-02-24 | -5.4 | 23.4 | 0 | 2023-02-24 | -7.2 | 25.2 | 0 | 2022-02-24 | -6.1 | 24.1 | 0 | 2021-02-24 | 7.8 | 10.2 | 0 | 2020-02-24 | 8.6 | 9.4 | 0 | 2019-02-24 | 3.8 | 14.2 | 0 | 2018-02-24 | 3 | 15 | 0 | 2017-02-24 | 4.8 | 13.2 | 0 | 2016-02-24 | 1 | 17 | 0 | 16.27 | 0
2025-02-24 | 7.1 | 10.9 | 0 | 2024-02-24 | -4.5 | 22.5 | 0 | 2023-02-24 | -6.8 | 24.8 | 0 | 2022-02-24 | -6.3 | 24.3 | 0 | 2021-02-24 | 6.9 | 11.1 | 0 | 2020-02-24 | 8.8 | 9.2 | 0 | 2019-02-24 | 2.7 | 15.3 | 0 | 2018-02-24 | 3.6 | 14.4 | 0 | 2017-02-24 | 4.8 | 13.2 | 0 | 2016-02-24 | 1.3 | 16.7 | 0 | 16.24 | 0
2025-02-24 | 6.1 | 11.9 | 0 | 2024-02-24 | -4 | 22 | 0 | 2023-02-24 | -7.4 | 25.4 | 0 | 2022-02-24 | -6 | 24 | 0 | 2021-02-24 | 6.9 | 11.1 | 0 | 2020-02-24 | 8.8 | 9.2 | 0 | 2019-02-24 | 1.9 | 16.1 | 0 | 2018-02-24 | 4 | 14 | 0 | 2017-02-24 | 5 | 13 | 0 | 2016-02-24 | 1.7 | 16.3 | 0 | 16.3 | 0
2025-02-24 | 5.8 | 12.2 | 0 | 2024-02-24 | -4.3 | 22.3 | 0 | 2023-02-24 | -8 | 26 | 0 | 2022-02-24 | -5.8 | 23.8 | 0 | 2021-02-24 | 6.4 | 11.6 | 0 | 2020-02-24 | 8 | 10 | 0 | 2019-02-24 | 2 | 16 | 0 | 2018-02-24 | 2.9 | 15.1 | 0 | 2017-02-24 | 4.8 | 13.2 | 0 | 2016-02-24 | 1.8 | 16.2 | 0 | 16.64 | 0
2025-02-24 | 4.9 | 13.1 | 0 | 2024-02-24 | -5.3 | 23.3 | 0 | 2023-02-24 | -8.8 | 26.8 | 0 | 2022-02-24 | -6.6 | 24.6 | 0 | 2021-02-24 | 4.8 | 13.2 | 0 | 2020-02-24 | 6.6 | 11.4 | 0 | 2019-02-24 | 1.8 | 16.2 | 0 | 2018-02-24 | 2 | 16 | 0 | 2017-02-24 | 5 | 13 | 0 | 2016-02-24 | 1.8 | 16.2 | 0 | 17.38 | 0
2025-02-24 | 4.9 | 13.1 | 0 | 2024-02-24 | -6.5 | 24.5 | 0 | 2023-02-24 | -8.4 | 26.4 | 0 | 2022-02-24 | -7 | 25 | 0 | 2021-02-24 | 3.6 | 14.4 | 0 | 2020-02-24 | 5.3 | 12.7 | 0 | 2019-02-24 | 1.2 | 16.8 | 0 | 2018-02-24 | 1.5 | 16.5 | 0 | 2017-02-24 | 4.7 | 13.3 | 0 | 2016-02-24 | 2.1 | 15.9 | 0 | 17.86 | 0
2025-02-24 | 4.6 | 13.4 | 0 | 2024-02-24 | -6.8 | 24.8 | 0 | 2023-02-24 | -8.5 | 26.5 | 0 | 2022-02-24 | -6.8 | 24.8 | 0 | 2021-02-24 | 2.8 | 15.2 | 0 | 2020-02-24 | 4.8 | 13.2 | 0 | 2019-02-24 | 0.5 | 17.5 | 0 | 2018-02-24 | 1.2 | 16.8 | 0 | 2017-02-24 | 4.3 | 13.7 | 0 | 2016-02-24 | 2 | 16 | 0 | 18.19 | 0
2025-02-24 | 4.2 | 13.8 | 0 | 2024-02-24 | -7.4 | 25.4 | 0 | 2023-02-24 | -8.3 | 26.3 | 0 | 2022-02-24 | -6.7 | 24.7 | 0 | 2021-02-24 | 2 | 16 | 0 | 2020-02-24 | 4.5 | 13.5 | 0 | 2019-02-24 | -1 | 19 | 0 | 2018-02-24 | 1.2 | 16.8 | 0 | 2017-02-24 | 3.6 | 14.4 | 0 | 2016-02-24 | 2 | 16 | 0 | 18.59 | 0
2025-02-24 | 4.4 | 13.6 | 0 | 2024-02-24 | -6.3 | 24.3 | 0 | 2023-02-24 | -8.3 | 26.3 | 0 | 2022-02-24 | -7.1 | 25.1 | 0 | 2021-02-24 | 1.2 | 16.8 | 0 | 2020-02-24 | 3.8 | 14.2 | 0 | 2019-02-24 | -1.7 | 19.7 | 0 | 2018-02-24 | 1.7 | 16.3 | 0 | 2017-02-24 | 3.4 | 14.6 | 0 | 2016-02-24 | 1.3 | 16.7 | 0 | 18.76 | 0
2025-02-24 | 4.3 | 13.7 | 0 | 2024-02-24 | -6.4 | 24.4 | 0 | 2023-02-24 | -8.4 | 26.4 | 0 | 2022-02-24 | -6.9 | 24.9 | 0 | 2021-02-24 | 0.8 | 17.2 | 0 | 2020-02-24 | 3.4 | 14.6 | 0 | 2019-02-24 | -2.5 | 20.5 | 0 | 2018-02-24 | 2 | 16 | 0 | 2017-02-24 | 3.2 | 14.8 | 0 | 2016-02-24 | 1.1 | 16.9 | 0 | 18.94 | 0
2025-02-25 | 3 | 15 | 0 | 2024-02-25 | -6.4 | 24.4 | 0 | 2023-02-25 | -8.6 | 26.6 | 0 | 2022-02-25 | -7.1 | 25.1 | 0 | 2021-02-25 | 0.1 | 17.9 | 0 | 2020-02-25 | 3.1 | 14.9 | 0 | 2019-02-25 | -2.9 | 20.9 | 0 | 2018-02-25 | 2.2 | 15.8 | 0 | 2017-02-25 | 3 | 15 | 0 | 2016-02-25 | 0.9 | 17.1 | 0 | 19.27 | 0
2025-02-25 | 3 | 15 | 0 | 2024-02-25 | -6.4 | 24.4 | 0 | 2023-02-25 | -8.6 | 26.6 | 0 | 2022-02-25 | -7.4 | 25.4 | 0 | 2021-02-25 | -0.3 | 18.3 | 0 | 2020-02-25 | 3 | 15 | 0 | 2019-02-25 | -3 | 21 | 0 | 2018-02-25 | 1.4 | 16.6 | 0 | 2017-02-25 | 3.2 | 14.8 | 0 | 2016-02-25 | 0.8 | 17.2 | 0 | 19.43 | 0
2025-02-25 | 3 | 15 | 0 | 2024-02-25 | -6.3 | 24.3 | 0 | 2023-02-25 | -8.6 | 26.6 | 0 | 2022-02-25 | -8.7 | 26.7 | 0 | 2021-02-25 | -1.1 | 19.1 | 0 | 2020-02-25 | 3 | 15 | 0 | 2019-02-25 | -3.2 | 21.2 | 0 | 2018-02-25 | 1.1 | 16.9 | 0 | 2017-02-25 | 3.1 | 14.9 | 0 | 2016-02-25 | 0.6 | 17.4 | 0 | 19.71 | 0
2025-02-25 | 3.4 | 14.6 | 0 | 2024-02-25 | -6.2 | 24.2 | 0 | 2023-02-25 | -8.8 | 26.8 | 0 | 2022-02-25 | -9.2 | 27.2 | 0 | 2021-02-25 | -0.3 | 18.3 | 0 | 2020-02-25 | 1.8 | 16.2 | 0 | 2019-02-25 | -3.8 | 21.8 | 0 | 2018-02-25 | 1.1 | 16.9 | 0 | 2017-02-25 | 3.3 | 14.7 | 0 | 2016-02-25 | 0.4 | 17.6 | 0 | 19.83 | 0
2025-02-25 | 4.1 | 13.9 | 0 | 2024-02-25 | -5.7 | 23.7 | 0 | 2023-02-25 | -9 | 27 | 0 | 2022-02-25 | -9.8 | 27.8 | 0 | 2021-02-25 | -1.5 | 19.5 | 0 | 2020-02-25 | 0.8 | 17.2 | 0 | 2019-02-25 | -4.3 | 22.3 | 0 | 2018-02-25 | 1.3 | 16.7 | 0 | 2017-02-25 | 4 | 14 | 0 | 2016-02-25 | 0.3 | 17.7 | 0 | 19.98 | 0
2025-02-25 | 3.3 | 14.7 | 0 | 2024-02-25 | -5.1 | 23.1 | 0 | 2023-02-25 | -8.9 | 26.9 | 0 | 2022-02-25 | -9.9 | 27.9 | 0 | 2021-02-25 | -2.1 | 20.1 | 0 | 2020-02-25 | 1 | 17 | 0 | 2019-02-25 | -4.7 | 22.7 | 0 | 2018-02-25 | 1.8 | 16.2 | 0 | 2017-02-25 | 4.2 | 13.8 | 0 | 2016-02-25 | 0 | 18 | 0 | 20.04 | 0
2025-02-25 | 3.5 | 14.5 | 0 | 2024-02-25 | -5.3 | 23.3 | 0 | 2023-02-25 | -8.7 | 26.7 | 0 | 2022-02-25 | -10.3 | 28.3 | 0 | 2021-02-25 | -2.5 | 20.5 | 0 | 2020-02-25 | 0.8 | 17.2 | 0 | 2019-02-25 | -5.4 | 23.4 | 0 | 2018-02-25 | 1.9 | 16.1 | 0 | 2017-02-25 | 4.2 | 13.8 | 0 | 2016-02-25 | -0.3 | 18.3 | 0 | 20.21 | 0
2025-02-25 | 3.3 | 14.7 | 0 | 2024-02-25 | -5.2 | 23.2 | 0 | 2023-02-25 | -8.9 | 26.9 | 0 | 2022-02-25 | -10.1 | 28.1 | 0 | 2021-02-25 | -3.4 | 21.4 | 0 | 2020-02-25 | 0.3 | 17.7 | 0 | 2019-02-25 | -5.7 | 23.7 | 0 | 2018-02-25 | 2.3 | 15.7 | 0 | 2017-02-25 | 4.9 | 13.1 | 0 | 2016-02-25 | -0.3 | 18.3 | 0 | 20.28 | 0
2025-02-25 | 3.1 | 14.9 | 0 | 2024-02-25 | -4.2 | 22.2 | 0 | 2023-02-25 | -8.9 | 26.9 | 0 | 2022-02-25 | -10.4 | 28.4 | 0 | 2021-02-25 | -3.4 | 21.4 | 0 | 2020-02-25 | 0.4 | 17.6 | 0 | 2019-02-25 | -5.7 | 23.7 | 0 | 2018-02-25 | 3 | 15 | 0 | 2017-02-25 | 5.9 | 12.1 | 0 | 2016-02-25 | -0.3 | 18.3 | 0 | 20.05 | 0
2025-02-25 | 2.8 | 15.2 | 0 | 2024-02-25 | -1.6 | 19.6 | 0 | 2023-02-25 | -8.2 | 26.2 | 0 | 2022-02-25 | -10.8 | 28.8 | 0 | 2021-02-25 | -2.9 | 20.9 | 0 | 2020-02-25 | 0.7 | 17.3 | 0 | 2019-02-25 | -4.9 | 22.9 | 0 | 2018-02-25 | 4.2 | 13.8 | 0 | 2017-02-25 | 6 | 12 | 0 | 2016-02-25 | -0.5 | 18.5 | 0 | 19.52 | 0
2025-02-25 | 4 | 14 | 0 | 2024-02-25 | 0.3 | 17.7 | 0 | 2023-02-25 | -6.5 | 24.5 | 0 | 2022-02-25 | -10.7 | 28.7 | 0 | 2021-02-25 | -2.3 | 20.3 | 0 | 2020-02-25 | 1.4 | 16.6 | 0 | 2019-02-25 | -5 | 23 | 0 | 2018-02-25 | 7 | 11 | 0 | 2017-02-25 | 6 | 12 | 0 | 2016-02-25 | -0.6 | 18.6 | 0 | 18.64 | 0
2025-02-25 | 5.5 | 12.5 | 0 | 2024-02-25 | 1.4 | 16.6 | 0 | 2023-02-25 | -5.7 | 23.7 | 0 | 2022-02-25 | -9.8 | 27.8 | 0 | 2021-02-25 | -1.7 | 19.7 | 0 | 2020-02-25 | 2.2 | 15.8 | 0 | 2019-02-25 | -4.6 | 22.6 | 0 | 2018-02-25 | 10.9 | 7.1 | 0 | 2017-02-25 | 6.8 | 11.2 | 0 | 2016-02-25 | -0.3 | 18.3 | 0 | 17.53 | 0
2025-02-25 | 6.4 | 11.6 | 0 | 2024-02-25 | 3.9 | 14.1 | 0 | 2023-02-25 | -5.7 | 23.7 | 0 | 2022-02-25 | -8.9 | 26.9 | 0 | 2021-02-25 | -0.5 | 18.5 | 0 | 2020-02-25 | 2.6 | 15.4 | 0 | 2019-02-25 | -5.5 | 23.5 | 0 | 2018-02-25 | 11.3 | 6.7 | 0 | 2017-02-25 | 7.2 | 10.8 | 0 | 2016-02-25 | -0.6 | 18.6 | 0 | 16.98 | 0
2025-02-25 | 6.2 | 11.8 | 0 | 2024-02-25 | 4.9 | 13.1 | 0 | 2023-02-25 | -5.7 | 23.7 | 0 | 2022-02-25 | -7.5 | 25.5 | 0 | 2021-02-25 | 0.1 | 17.9 | 0 | 2020-02-25 | 3.1 | 14.9 | 0 | 2019-02-25 | -5.2 | 23.2 | 0 | 2018-02-25 | 11.5 | 6.5 | 0 | 2017-02-25 | 7.1 | 10.9 | 0 | 2016-02-25 | -1.8 | 19.8 | 0 | 16.73 | 0
2025-02-25 | 6 | 12 | 0 | 2024-02-25 | 5 | 13 | 0 | 2023-02-25 | -4.9 | 22.9 | 0 | 2022-02-25 | -6.9 | 24.9 | 0 | 2021-02-25 | 0.3 | 17.7 | 0 | 2020-02-25 | 3.2 | 14.8 | 0 | 2019-02-25 | -4.9 | 22.9 | 0 | 2018-02-25 | 11.4 | 6.6 | 0 | 2017-02-25 | 6.6 | 11.4 | 0 | 2016-02-25 | -2.2 | 20.2 | 0 | 16.64 | 0
2025-02-25 | 6 | 12 | 0 | 2024-02-25 | 4.8 | 13.2 | 0 | 2023-02-25 | -3.6 | 21.6 | 0 | 2022-02-25 | -6.1 | 24.1 | 0 | 2021-02-25 | 0.7 | 17.3 | 0 | 2020-02-25 | 4.2 | 13.8 | 0 | 2019-02-25 | -5.7 | 23.7 | 0 | 2018-02-25 | 10.4 | 7.6 | 0 | 2017-02-25 | 3.5 | 14.5 | 0 | 2016-02-25 | -2 | 20 | 0 | 16.78 | 0
2025-02-25 | 5.8 | 12.2 | 0 | 2024-02-25 | 4.6 | 13.4 | 0 | 2023-02-25 | -4.1 | 22.1 | 0 | 2022-02-25 | -5.8 | 23.8 | 0 | 2021-02-25 | 0.4 | 17.6 | 0 | 2020-02-25 | 4.2 | 13.8 | 0 | 2019-02-25 | -5.5 | 23.5 | 0 | 2018-02-25 | 9.7 | 8.3 | 0 | 2017-02-25 | 2.5 | 15.5 | 0 | 2016-02-25 | -2.1 | 20.1 | 0 | 17.03 | 0
2025-02-25 | 5.1 | 12.9 | 0 | 2024-02-25 | 4.5 | 13.5 | 0 | 2023-02-25 | -4.3 | 22.3 | 0 | 2022-02-25 | -6.1 | 24.1 | 0 | 2021-02-25 | 0.1 | 17.9 | 0 | 2020-02-25 | 4.3 | 13.7 | 0 | 2019-02-25 | -5.8 | 23.8 | 0 | 2018-02-25 | 8.1 | 9.9 | 0 | 2017-02-25 | 1.6 | 16.4 | 0 | 2016-02-25 | -2.1 | 20.1 | 0 | 17.46 | 0
2025-02-25 | 4.3 | 13.7 | 0 | 2024-02-25 | 4.5 | 13.5 | 0 | 2023-02-25 | -4.2 | 22.2 | 0 | 2022-02-25 | -6.8 | 24.8 | 0 | 2021-02-25 | -1.1 | 19.1 | 0 | 2020-02-25 | 3.8 | 14.2 | 0 | 2019-02-25 | -6.6 | 24.6 | 0 | 2018-02-25 | 6.1 | 11.9 | 0 | 2017-02-25 | 0.9 | 17.1 | 0 | 2016-02-25 | -2.6 | 20.6 | 0 | 18.17 | 0
2025-02-25 | 3.7 | 14.3 | 0 | 2024-02-25 | 4.3 | 13.7 | 0 | 2023-02-25 | -4 | 22 | 0 | 2022-02-25 | -7.5 | 25.5 | 0 | 2021-02-25 | -1.3 | 19.3 | 0 | 2020-02-25 | 3 | 15 | 0 | 2019-02-25 | -6.9 | 24.9 | 0 | 2018-02-25 | 5 | 13 | 0 | 2017-02-25 | 0.3 | 17.7 | 0 | 2016-02-25 | -2.8 | 20.8 | 0 | 18.62 | 0
2025-02-25 | 3.7 | 14.3 | 0 | 2024-02-25 | 3.3 | 14.7 | 0 | 2023-02-25 | -3.6 | 21.6 | 0 | 2022-02-25 | -8 | 26 | 0 | 2021-02-25 | -1 | 19 | 0 | 2020-02-25 | 2.1 | 15.9 | 0 | 2019-02-25 | -7.2 | 25.2 | 0 | 2018-02-25 | 4.4 | 13.6 | 0 | 2017-02-25 | -0.7 | 18.7 | 0 | 2016-02-25 | -3.8 | 21.8 | 0 | 19.08 | 0
2025-02-25 | 3.5 | 14.5 | 0 | 2024-02-25 | 4.3 | 13.7 | 0 | 2023-02-25 | -3.4 | 21.4 | 0 | 2022-02-25 | -8.5 | 26.5 | 0 | 2021-02-25 | -0.9 | 18.9 | 0 | 2020-02-25 | 2 | 16 | 0 | 2019-02-25 | -7.8 | 25.8 | 0 | 2018-02-25 | 3.7 | 14.3 | 0 | 2017-02-25 | -1.6 | 19.6 | 0 | 2016-02-25 | -4.5 | 22.5 | 0 | 19.32 | 0
2025-02-25 | 3.6 | 14.4 | 0 | 2024-02-25 | 5.1 | 12.9 | 0 | 2023-02-25 | -3 | 21 | 0 | 2022-02-25 | -9.3 | 27.3 | 0 | 2021-02-25 | -1.6 | 19.6 | 0 | 2020-02-25 | 1.9 | 16.1 | 0 | 2019-02-25 | -7.8 | 25.8 | 0 | 2018-02-25 | 3 | 15 | 0 | 2017-02-25 | -1.7 | 19.7 | 0 | 2016-02-25 | -4.7 | 22.7 | 0 | 19.45 | 0
2025-02-25 | 2.9 | 15.1 | 0 | 2024-02-25 | 5.1 | 12.9 | 0 | 2023-02-25 | -3.1 | 21.1 | 0 | 2022-02-25 | -9.4 | 27.4 | 0 | 2021-02-25 | -2.4 | 20.4 | 0 | 2020-02-25 | 1.8 | 16.2 | 0 | 2019-02-25 | -7.8 | 25.8 | 0 | 2018-02-25 | 2.7 | 15.3 | 0 | 2017-02-25 | -2 | 20 | 0 | 2016-02-25 | -5.4 | 23.4 | 0 | 19.76 | 0
2025-02-26 | 3 | 15 | 0 | 2024-02-26 | 3.7 | 14.3 | 0 | 2023-02-26 | -2.9 | 20.9 | 0 | 2022-02-26 | -10.3 | 28.3 | 0 | 2021-02-26 | -1.4 | 19.4 | 0 | 2020-02-26 | 3.1 | 14.9 | 0 | 2019-02-26 | -7.8 | 25.8 | 0 | 2018-02-26 | 2.7 | 15.3 | 0 | 2017-02-26 | -2.4 | 20.4 | 0 | 2016-02-26 | -5.4 | 23.4 | 0 | 19.77 | 0
2025-02-26 | 2.2 | 15.8 | 0 | 2024-02-26 | 3.6 | 14.4 | 0 | 2023-02-26 | -2.4 | 20.4 | 0 | 2022-02-26 | -12.4 | 30.4 | 0 | 2021-02-26 | -2.5 | 20.5 | 0 | 2020-02-26 | 2.7 | 15.3 | 0 | 2019-02-26 | -8.1 | 26.1 | 0 | 2018-02-26 | 2.2 | 15.8 | 0 | 2017-02-26 | -3 | 21 | 0 | 2016-02-26 | -5.8 | 23.8 | 0 | 20.35 | 0
2025-02-26 | 0.6 | 17.4 | 0 | 2024-02-26 | 1.5 | 16.5 | 0 | 2023-02-26 | -2 | 20 | 0 | 2022-02-26 | -12.3 | 30.3 | 0 | 2021-02-26 | -2.5 | 20.5 | 0 | 2020-02-26 | 2.1 | 15.9 | 0 | 2019-02-26 | -8.5 | 26.5 | 0 | 2018-02-26 | 1.8 | 16.2 | 0 | 2017-02-26 | -3.2 | 21.2 | 0 | 2016-02-26 | -6.9 | 24.9 | 0 | 20.94 | 0
2025-02-26 | -0.3 | 18.3 | 0 | 2024-02-26 | 0 | 18 | 0 | 2023-02-26 | -1.8 | 19.8 | 0 | 2022-02-26 | -12.6 | 30.6 | 0 | 2021-02-26 | -3.3 | 21.3 | 0 | 2020-02-26 | 1.8 | 16.2 | 0 | 2019-02-26 | -8.6 | 26.6 | 0 | 2018-02-26 | 0.7 | 17.3 | 0 | 2017-02-26 | -3.6 | 21.6 | 0 | 2016-02-26 | -7.8 | 25.8 | 0 | 21.55 | 0
2025-02-26 | -1.2 | 19.2 | 0 | 2024-02-26 | -0.1 | 18.1 | 0 | 2023-02-26 | -1.3 | 19.3 | 0 | 2022-02-26 | -12.6 | 30.6 | 0 | 2021-02-26 | -4 | 22 | 0 | 2020-02-26 | 1.6 | 16.4 | 0 | 2019-02-26 | -9.1 | 27.1 | 0 | 2018-02-26 | 0.3 | 17.7 | 0 | 2017-02-26 | -4 | 22 | 0 | 2016-02-26 | -9.1 | 27.1 | 0 | 21.95 | 0
2025-02-26 | -2.2 | 20.2 | 0 | 2024-02-26 | -1.2 | 19.2 | 0 | 2023-02-26 | -0.7 | 18.7 | 0 | 2022-02-26 | -12.9 | 30.9 | 0 | 2021-02-26 | -6.7 | 24.7 | 0 | 2020-02-26 | 0.8 | 17.2 | 0 | 2019-02-26 | -9.8 | 27.8 | 0 | 2018-02-26 | 0 | 18 | 0 | 2017-02-26 | -3.3 | 21.3 | 0 | 2016-02-26 | -9.6 | 27.6 | 0 | 22.56 | 0
2025-02-26 | -0.8 | 18.8 | 0 | 2024-02-26 | -0.4 | 18.4 | 0 | 2023-02-26 | 0.3 | 17.7 | 0 | 2022-02-26 | -11.5 | 29.5 | 0 | 2021-02-26 | -5.4 | 23.4 | 0 | 2020-02-26 | -0.3 | 18.3 | 0 | 2019-02-26 | -10 | 28 | 0 | 2018-02-26 | 0 | 18 | 0 | 2017-02-26 | -2.9 | 20.9 | 0 | 2016-02-26 | -10.1 | 28.1 | 0 | 22.11 | 0
2025-02-26 | -1.6 | 19.6 | 0 | 2024-02-26 | 0.2 | 17.8 | 0 | 2023-02-26 | 0.3 | 17.7 | 0 | 2022-02-26 | -10.9 | 28.9 | 0 | 2021-02-26 | -5.7 | 23.7 | 0 | 2020-02-26 | -0.8 | 18.8 | 0 | 2019-02-26 | -10.3 | 28.3 | 0 | 2018-02-26 | -0.2 | 18.2 | 0 | 2017-02-26 | -3.1 | 21.1 | 0 | 2016-02-26 | -10.2 | 28.2 | 0 | 22.23 | 0
2025-02-26 | -0.6 | 18.6 | 0 | 2024-02-26 | 1.6 | 16.4 | 0 | 2023-02-26 | 0 | 18 | 0 | 2022-02-26 | -10.3 | 28.3 | 0 | 2021-02-26 | -4.2 | 22.2 | 0 | 2020-02-26 | -0.9 | 18.9 | 0 | 2019-02-26 | -10.1 | 28.1 | 0 | 2018-02-26 | 1.4 | 16.6 | 0 | 2017-02-26 | -2.8 | 20.8 | 0 | 2016-02-26 | -9.3 | 27.3 | 0 | 21.52 | 0
2025-02-26 | 2.2 | 15.8 | 0 | 2024-02-26 | 3.5 | 14.5 | 0 | 2023-02-26 | 0.4 | 17.6 | 0 | 2022-02-26 | -7.7 | 25.7 | 0 | 2021-02-26 | -1.7 | 19.7 | 0 | 2020-02-26 | -1.2 | 19.2 | 0 | 2019-02-26 | -9.3 | 27.3 | 0 | 2018-02-26 | 2.9 | 15.1 | 0 | 2017-02-26 | -2.2 | 20.2 | 0 | 2016-02-26 | -8 | 26 | 0 | 20.11 | 0
2025-02-26 | 4.1 | 13.9 | 0 | 2024-02-26 | 4.9 | 13.1 | 0 | 2023-02-26 | 0.6 | 17.4 | 0 | 2022-02-26 | -5.7 | 23.7 | 0 | 2021-02-26 | 0.3 | 17.7 | 0 | 2020-02-26 | -1 | 19 | 0 | 2019-02-26 | -8.2 | 26.2 | 0 | 2018-02-26 | 3.7 | 14.3 | 0 | 2017-02-26 | -1.5 | 19.5 | 0 | 2016-02-26 | -7.3 | 25.3 | 0 | 19.01 | 0
2025-02-26 | 4.6 | 13.4 | 0 | 2024-02-26 | 5.4 | 12.6 | 0 | 2023-02-26 | 1 | 17 | 0 | 2022-02-26 | -4.3 | 22.3 | 0 | 2021-02-26 | 1.1 | 16.9 | 0 | 2020-02-26 | -1.1 | 19.1 | 0 | 2019-02-26 | -6.9 | 24.9 | 0 | 2018-02-26 | 5 | 13 | 0 | 2017-02-26 | -0.1 | 18.1 | 0 | 2016-02-26 | -5.9 | 23.9 | 0 | 18.12 | 0
2025-02-26 | 5 | 13 | 0 | 2024-02-26 | 6.8 | 11.2 | 0 | 2023-02-26 | 1.4 | 16.6 | 0 | 2022-02-26 | -3.5 | 21.5 | 0 | 2021-02-26 | 2.1 | 15.9 | 0 | 2020-02-26 | -1.4 | 19.4 | 0 | 2019-02-26 | -6.9 | 24.9 | 0 | 2018-02-26 | 5.8 | 12.2 | 0 | 2017-02-26 | -1.2 | 19.2 | 0 | 2016-02-26 | -5 | 23 | 0 | 17.69 | 0
2025-02-26 | 4.6 | 13.4 | 0 | 2024-02-26 | 7.5 | 10.5 | 0 | 2023-02-26 | 1.6 | 16.4 | 0 | 2022-02-26 | -3.3 | 21.3 | 0 | 2021-02-26 | 2.8 | 15.2 | 0 | 2020-02-26 | -1.5 | 19.5 | 0 | 2019-02-26 | -6.5 | 24.5 | 0 | 2018-02-26 | 6.4 | 11.6 | 0 | 2017-02-26 | -0.3 | 18.3 | 0 | 2016-02-26 | -4.2 | 22.2 | 0 | 17.29 | 0
2025-02-26 | 5.1 | 12.9 | 0 | 2024-02-26 | 8.3 | 9.7 | 0 | 2023-02-26 | 2.2 | 15.8 | 0 | 2022-02-26 | -2.7 | 20.7 | 0 | 2021-02-26 | 3.3 | 14.7 | 0 | 2020-02-26 | -1.4 | 19.4 | 0 | 2019-02-26 | -7.3 | 25.3 | 0 | 2018-02-26 | 7 | 11 | 0 | 2017-02-26 | 1.1 | 16.9 | 0 | 2016-02-26 | -4 | 22 | 0 | 16.84 | 0
2025-02-26 | 5.4 | 12.6 | 0 | 2024-02-26 | 7.4 | 10.6 | 0 | 2023-02-26 | 2 | 16 | 0 | 2022-02-26 | -2.6 | 20.6 | 0 | 2021-02-26 | 3.3 | 14.7 | 0 | 2020-02-26 | -1.6 | 19.6 | 0 | 2019-02-26 | -7.8 | 25.8 | 0 | 2018-02-26 | 7 | 11 | 0 | 2017-02-26 | 2.1 | 15.9 | 0 | 2016-02-26 | -3.6 | 21.6 | 0 | 16.84 | 0
2025-02-26 | 5.5 | 12.5 | 0 | 2024-02-26 | 7.2 | 10.8 | 0 | 2023-02-26 | 1.1 | 16.9 | 0 | 2022-02-26 | -2.3 | 20.3 | 0 | 2021-02-26 | 1.8 | 16.2 | 0 | 2020-02-26 | -1.7 | 19.7 | 0 | 2019-02-26 | -8.4 | 26.4 | 0 | 2018-02-26 | 7 | 11 | 0 | 2017-02-26 | 2.6 | 15.4 | 0 | 2016-02-26 | -3.4 | 21.4 | 0 | 17.06 | 0
2025-02-26 | 5.2 | 12.8 | 0 | 2024-02-26 | 6.2 | 11.8 | 0 | 2023-02-26 | 0.1 | 17.9 | 0 | 2022-02-26 | -2.7 | 20.7 | 0 | 2021-02-26 | 1.3 | 16.7 | 0 | 2020-02-26 | -1.7 | 19.7 | 0 | 2019-02-26 | -8.8 | 26.8 | 0 | 2018-02-26 | 6.2 | 11.8 | 0 | 2017-02-26 | 1.2 | 16.8 | 0 | 2016-02-26 | -4.2 | 22.2 | 0 | 17.72 | 0
2025-02-26 | 4.2 | 13.8 | 0 | 2024-02-26 | 5.3 | 12.7 | 0 | 2023-02-26 | -0.8 | 18.8 | 0 | 2022-02-26 | -3.2 | 21.2 | 0 | 2021-02-26 | 0.3 | 17.7 | 0 | 2020-02-26 | -1.8 | 19.8 | 0 | 2019-02-26 | -9.7 | 27.7 | 0 | 2018-02-26 | 4.6 | 13.4 | 0 | 2017-02-26 | 0.5 | 17.5 | 0 | 2016-02-26 | -4.6 | 22.6 | 0 | 18.52 | 0
2025-02-26 | 3.4 | 14.6 | 0 | 2024-02-26 | 4.3 | 13.7 | 0 | 2023-02-26 | -1.4 | 19.4 | 0 | 2022-02-26 | -3.5 | 21.5 | 0 | 2021-02-26 | -0.3 | 18.3 | 0 | 2020-02-26 | -1.9 | 19.9 | 0 | 2019-02-26 | -9.7 | 27.7 | 0 | 2018-02-26 | 3.4 | 14.6 | 0 | 2017-02-26 | 0.3 | 17.7 | 0 | 2016-02-26 | -4.9 | 22.9 | 0 | 19.03 | 0
2025-02-26 | 3 | 15 | 0 | 2024-02-26 | 3 | 15 | 0 | 2023-02-26 | -2 | 20 | 0 | 2022-02-26 | -3.8 | 21.8 | 0 | 2021-02-26 | -0.7 | 18.7 | 0 | 2020-02-26 | -2.3 | 20.3 | 0 | 2019-02-26 | -9.9 | 27.9 | 0 | 2018-02-26 | 1.8 | 16.2 | 0 | 2017-02-26 | 0.3 | 17.7 | 0 | 2016-02-26 | -5.5 | 23.5 | 0 | 19.61 | 0
2025-02-26 | 2.9 | 15.1 | 0 | 2024-02-26 | 3.5 | 14.5 | 0 | 2023-02-26 | -2.3 | 20.3 | 0 | 2022-02-26 | -4.1 | 22.1 | 0 | 2021-02-26 | -0.1 | 18.1 | 0 | 2020-02-26 | -2.5 | 20.5 | 0 | 2019-02-26 | -10.1 | 28.1 | 0 | 2018-02-26 | 2.2 | 15.8 | 0 | 2017-02-26 | 1.2 | 16.8 | 0 | 2016-02-26 | -5.7 | 23.7 | 0 | 19.5 | 0
2025-02-26 | 2.8 | 15.2 | 0 | 2024-02-26 | 4 | 14 | 0 | 2023-02-26 | -3.2 | 21.2 | 0 | 2022-02-26 | -4.2 | 22.2 | 0 | 2021-02-26 | 0.3 | 17.7 | 0 | 2020-02-26 | -3.4 | 21.4 | 0 | 2019-02-26 | -10.1 | 28.1 | 0 | 2018-02-26 | 2 | 16 | 0 | 2017-02-26 | 1.9 | 16.1 | 0 | 2016-02-26 | -6.2 | 24.2 | 0 | 19.61 | 0
2025-02-26 | 2.7 | 15.3 | 0 | 2024-02-26 | 4.1 | 13.9 | 0 | 2023-02-26 | -3.7 | 21.7 | 0 | 2022-02-26 | -4.2 | 22.2 | 0 | 2021-02-26 | 0 | 18 | 0 | 2020-02-26 | -3.5 | 21.5 | 0 | 2019-02-26 | -10.1 | 28.1 | 0 | 2018-02-26 | 2.1 | 15.9 | 0 | 2017-02-26 | 2.4 | 15.6 | 0 | 2016-02-26 | -6.1 | 24.1 | 0 | 19.63 | 0
2025-02-27 | 2.3 | 15.7 | 0 | 2024-02-27 | 2.9 | 15.1 | 0 | 2023-02-27 | -3.6 | 21.6 | 0 | 2022-02-27 | -4.6 | 22.6 | 0 | 2021-02-27 | -0.3 | 18.3 | 0 | 2020-02-27 | -3.9 | 21.9 | 0 | 2019-02-27 | -10.4 | 28.4 | 0 | 2018-02-27 | -0.2 | 18.2 | 0 | 2017-02-27 | 2.3 | 15.7 | 0 | 2016-02-27 | -5.4 | 23.4 | 0 | 20.09 | 0
2025-02-27 | 1.9 | 16.1 | 0 | 2024-02-27 | 2.9 | 15.1 | 0 | 2023-02-27 | -4.4 | 22.4 | 0 | 2022-02-27 | -4.5 | 22.5 | 0 | 2021-02-27 | 0.4 | 17.6 | 0 | 2020-02-27 | -4.3 | 22.3 | 0 | 2019-02-27 | -10.6 | 28.6 | 0 | 2018-02-27 | -1 | 19 | 0 | 2017-02-27 | 2.5 | 15.5 | 0 | 2016-02-27 | -5.7 | 23.7 | 0 | 20.28 | 0
2025-02-27 | 1.8 | 16.2 | 0 | 2024-02-27 | 2.6 | 15.4 | 0 | 2023-02-27 | -5 | 23 | 0 | 2022-02-27 | -4.7 | 22.7 | 0 | 2021-02-27 | 0.4 | 17.6 | 0 | 2020-02-27 | -4.3 | 22.3 | 0 | 2019-02-27 | -10.7 | 28.7 | 0 | 2018-02-27 | -0.7 | 18.7 | 0 | 2017-02-27 | 2.6 | 15.4 | 0 | 2016-02-27 | -6 | 24 | 0 | 20.4 | 0
2025-02-27 | 1.8 | 16.2 | 0 | 2024-02-27 | 2 | 16 | 0 | 2023-02-27 | -6.1 | 24.1 | 0 | 2022-02-27 | -4.8 | 22.8 | 0 | 2021-02-27 | 1 | 17 | 0 | 2020-02-27 | -4.5 | 22.5 | 0 | 2019-02-27 | -11.2 | 29.2 | 0 | 2018-02-27 | -0.3 | 18.3 | 0 | 2017-02-27 | 2.6 | 15.4 | 0 | 2016-02-27 | -5.6 | 23.6 | 0 | 20.51 | 0
2025-02-27 | 1.9 | 16.1 | 0 | 2024-02-27 | 0.1 | 17.9 | 0 | 2023-02-27 | -7.8 | 25.8 | 0 | 2022-02-27 | -4.8 | 22.8 | 0 | 2021-02-27 | 1.3 | 16.7 | 0 | 2020-02-27 | -5 | 23 | 0 | 2019-02-27 | -11.2 | 29.2 | 0 | 2018-02-27 | -0.3 | 18.3 | 0 | 2017-02-27 | 2.8 | 15.2 | 0 | 2016-02-27 | -4.8 | 22.8 | 0 | 20.78 | 0
2025-02-27 | 1.4 | 16.6 | 0 | 2024-02-27 | 0.1 | 17.9 | 0 | 2023-02-27 | -6.1 | 24.1 | 0 | 2022-02-27 | -4.2 | 22.2 | 0 | 2021-02-27 | 1.6 | 16.4 | 0 | 2020-02-27 | -5.3 | 23.3 | 0 | 2019-02-27 | -11.5 | 29.5 | 0 | 2018-02-27 | 0 | 18 | 0 | 2017-02-27 | 2.1 | 15.9 | 0 | 2016-02-27 | -3.4 | 21.4 | 0 | 20.53 | 0
2025-02-27 | 0.5 | 17.5 | 0 | 2024-02-27 | -0.6 | 18.6 | 0 | 2023-02-27 | -6.3 | 24.3 | 0 | 2022-02-27 | -3.5 | 21.5 | 0 | 2021-02-27 | 1.6 | 16.4 | 0 | 2020-02-27 | -5.8 | 23.8 | 0 | 2019-02-27 | -11 | 29 | 0 | 2018-02-27 | 0 | 18 | 0 | 2017-02-27 | 1.7 | 16.3 | 0 | 2016-02-27 | -2.9 | 20.9 | 0 | 20.63 | 0
2025-02-27 | 0.2 | 17.8 | 0 | 2024-02-27 | 0.7 | 17.3 | 0 | 2023-02-27 | -6.4 | 24.4 | 0 | 2022-02-27 | -3.3 | 21.3 | 0 | 2021-02-27 | 1.1 | 16.9 | 0 | 2020-02-27 | -5.7 | 23.7 | 0 | 2019-02-27 | -11.1 | 29.1 | 0 | 2018-02-27 | -0.2 | 18.2 | 0 | 2017-02-27 | 1.3 | 16.7 | 0 | 2016-02-27 | -2.5 | 20.5 | 0 | 20.59 | 0
2025-02-27 | 0 | 18 | 0 | 2024-02-27 | 2.6 | 15.4 | 0 | 2023-02-27 | -5.6 | 23.6 | 0 | 2022-02-27 | -2.3 | 20.3 | 0 | 2021-02-27 | 1.4 | 16.6 | 0 | 2020-02-27 | -4.9 | 22.9 | 0 | 2019-02-27 | -11.1 | 29.1 | 0 | 2018-02-27 | 2.3 | 15.7 | 0 | 2017-02-27 | 2.7 | 15.3 | 0 | 2016-02-27 | -2.1 | 20.1 | 0 | 19.7 | 0
2025-02-27 | 0.5 | 17.5 | 0 | 2024-02-27 | 5.8 | 12.2 | 0 | 2023-02-27 | -4.1 | 22.1 | 0 | 2022-02-27 | -2.1 | 20.1 | 0 | 2021-02-27 | 2.5 | 15.5 | 0 | 2020-02-27 | -4.1 | 22.1 | 0 | 2019-02-27 | -10.9 | 28.9 | 0 | 2018-02-27 | 4.7 | 13.3 | 0 | 2017-02-27 | 3.8 | 14.2 | 0 | 2016-02-27 | -0.9 | 18.9 | 0 | 18.48 | 0
2025-02-27 | 0.7 | 17.3 | 0 | 2024-02-27 | 9.7 | 8.3 | 0 | 2023-02-27 | -2.6 | 20.6 | 0 | 2022-02-27 | -1.4 | 19.4 | 0 | 2021-02-27 | 3.7 | 14.3 | 0 | 2020-02-27 | -4.8 | 22.8 | 0 | 2019-02-27 | -10.4 | 28.4 | 0 | 2018-02-27 | 7.6 | 10.4 | 0 | 2017-02-27 | 5.1 | 12.9 | 0 | 2016-02-27 | 0.6 | 17.4 | 0 | 17.18 | 0
2025-02-27 | 1.2 | 16.8 | 0 | 2024-02-27 | 10.4 | 7.6 | 0 | 2023-02-27 | -1.9 | 19.9 | 0 | 2022-02-27 | 0.4 | 17.6 | 0 | 2021-02-27 | 3.9 | 14.1 | 0 | 2020-02-27 | -5.1 | 23.1 | 0 | 2019-02-27 | -9.2 | 27.2 | 0 | 2018-02-27 | 9.9 | 8.1 | 0 | 2017-02-27 | 6.4 | 11.6 | 0 | 2016-02-27 | 1.9 | 16.1 | 0 | 16.21 | 0
2025-02-27 | 1.9 | 16.1 | 0 | 2024-02-27 | 8.4 | 9.6 | 0 | 2023-02-27 | -1.9 | 19.9 | 0 | 2022-02-27 | -0.7 | 18.7 | 0 | 2021-02-27 | 5 | 13 | 0 | 2020-02-27 | -5 | 23 | 0 | 2019-02-27 | -7.8 | 25.8 | 0 | 2018-02-27 | 11.7 | 6.3 | 0 | 2017-02-27 | 7.8 | 10.2 | 0 | 2016-02-27 | 2.4 | 15.6 | 0 | 15.82 | 0
2025-02-27 | 3 | 15 | 0 | 2024-02-27 | 7.3 | 10.7 | 0 | 2023-02-27 | -1.3 | 19.3 | 0 | 2022-02-27 | -0.6 | 18.6 | 0 | 2021-02-27 | 5.3 | 12.7 | 0 | 2020-02-27 | -4.4 | 22.4 | 0 | 2019-02-27 | -7.7 | 25.7 | 0 | 2018-02-27 | 13.2 | 4.8 | 0 | 2017-02-27 | 7.9 | 10.1 | 0 | 2016-02-27 | 3 | 15 | 0 | 15.43 | 0
2025-02-27 | 4.7 | 13.3 | 0 | 2024-02-27 | 9.6 | 8.4 | 0 | 2023-02-27 | -1.7 | 19.7 | 0 | 2022-02-27 | -1 | 19 | 0 | 2021-02-27 | 5.3 | 12.7 | 0 | 2020-02-27 | -4 | 22 | 0 | 2019-02-27 | -9.7 | 27.7 | 0 | 2018-02-27 | 13.1 | 4.9 | 0 | 2017-02-27 | 8.4 | 9.6 | 0 | 2016-02-27 | 3.8 | 14.2 | 0 | 15.15 | 0
2025-02-27 | 4 | 14 | 0 | 2024-02-27 | 10.3 | 7.7 | 0 | 2023-02-27 | -1.8 | 19.8 | 0 | 2022-02-27 | -0.9 | 18.9 | 0 | 2021-02-27 | 5.4 | 12.6 | 0 | 2020-02-27 | -4 | 22 | 0 | 2019-02-27 | -10 | 28 | 0 | 2018-02-27 | 12.9 | 5.1 | 0 | 2017-02-27 | 8.3 | 9.7 | 0 | 2016-02-27 | 3.7 | 14.3 | 0 | 15.21 | 0
2025-02-27 | 3.1 | 14.9 | 0 | 2024-02-27 | 10.6 | 7.4 | 0 | 2023-02-27 | -1.9 | 19.9 | 0 | 2022-02-27 | -1.8 | 19.8 | 0 | 2021-02-27 | 5 | 13 | 0 | 2020-02-27 | -3.8 | 21.8 | 0 | 2019-02-27 | -10.3 | 28.3 | 0 | 2018-02-27 | 12.7 | 5.3 | 0 | 2017-02-27 | 8.5 | 9.5 | 0 | 2016-02-27 | 3.4 | 14.6 | 0 | 15.45 | 0
2025-02-27 | 2.9 | 15.1 | 0 | 2024-02-27 | 10.7 | 7.3 | 0 | 2023-02-27 | -2.9 | 20.9 | 0 | 2022-02-27 | -3.2 | 21.2 | 0 | 2021-02-27 | 4.1 | 13.9 | 0 | 2020-02-27 | -4.3 | 22.3 | 0 | 2019-02-27 | -10.9 | 28.9 | 0 | 2018-02-27 | 11.2 | 6.8 | 0 | 2017-02-27 | 7.8 | 10.2 | 0 | 2016-02-27 | 2.7 | 15.3 | 0 | 16.19 | 0
2025-02-27 | 2.5 | 15.5 | 0 | 2024-02-27 | 11.1 | 6.9 | 0 | 2023-02-27 | -2.8 | 20.8 | 0 | 2022-02-27 | -2.9 | 20.9 | 0 | 2021-02-27 | 2.3 | 15.7 | 0 | 2020-02-27 | -5 | 23 | 0 | 2019-02-27 | -11.1 | 29.1 | 0 | 2018-02-27 | 10.1 | 7.9 | 0 | 2017-02-27 | 6.4 | 11.6 | 0 | 2016-02-27 | 2.6 | 15.4 | 0 | 16.68 | 0
2025-02-27 | 2.5 | 15.5 | 0 | 2024-02-27 | 9.9 | 8.1 | 0 | 2023-02-27 | -2.4 | 20.4 | 0 | 2022-02-27 | -3.9 | 21.9 | 0 | 2021-02-27 | 1.8 | 16.2 | 0 | 2020-02-27 | -5.5 | 23.5 | 0 | 2019-02-27 | -11.3 | 29.3 | 0 | 2018-02-27 | 9.3 | 8.7 | 0 | 2017-02-27 | 5.8 | 12.2 | 0 | 2016-02-27 | 2.8 | 15.2 | 0 | 17.1 | 0
2025-02-27 | 2.2 | 15.8 | 0 | 2024-02-27 | 9.1 | 8.9 | 0 | 2023-02-27 | -1.9 | 19.9 | 0 | 2022-02-27 | -4 | 22 | 0 | 2021-02-27 | 1.8 | 16.2 | 0 | 2020-02-27 | -5.6 | 23.6 | 0 | 2019-02-27 | -11.8 | 29.8 | 0 | 2018-02-27 | 8.4 | 9.6 | 0 | 2017-02-27 | 5.5 | 12.5 | 0 | 2016-02-27 | 3.2 | 14.8 | 0 | 17.31 | 0
2025-02-27 | 1.6 | 16.4 | 0 | 2024-02-27 | 8.3 | 9.7 | 0 | 2023-02-27 | -1.4 | 19.4 | 0 | 2022-02-27 | -5.2 | 23.2 | 0 | 2021-02-27 | 2.1 | 15.9 | 0 | 2020-02-27 | -5.9 | 23.9 | 0 | 2019-02-27 | -12.3 | 30.3 | 0 | 2018-02-27 | 7.9 | 10.1 | 0 | 2017-02-27 | 4.7 | 13.3 | 0 | 2016-02-27 | 4 | 14 | 0 | 17.62 | 0
2025-02-27 | 2 | 16 | 0 | 2024-02-27 | 7.9 | 10.1 | 0 | 2023-02-27 | -1.1 | 19.1 | 0 | 2022-02-27 | -6.1 | 24.1 | 0 | 2021-02-27 | 0.8 | 17.2 | 0 | 2020-02-27 | -5.5 | 23.5 | 0 | 2019-02-27 | -12.7 | 30.7 | 0 | 2018-02-27 | 7.4 | 10.6 | 0 | 2017-02-27 | 5.2 | 12.8 | 0 | 2016-02-27 | 4.1 | 13.9 | 0 | 17.8 | 0
2025-02-27 | 1.6 | 16.4 | 0 | 2024-02-27 | 7.9 | 10.1 | 0 | 2023-02-27 | -1 | 19 | 0 | 2022-02-27 | -7.1 | 25.1 | 0 | 2021-02-27 | 1.1 | 16.9 | 0 | 2020-02-27 | -5.8 | 23.8 | 0 | 2019-02-27 | -12.8 | 30.8 | 0 | 2018-02-27 | 7.4 | 10.6 | 0 | 2017-02-27 | 3.7 | 14.3 | 0 | 2016-02-27 | 4.3 | 13.7 | 0 | 18.07 | 0
2025-02-28 | 0.3 | 17.7 | 0 | 2024-02-28 | 7.5 | 10.5 | 0 | 2023-02-28 | -0.5 | 18.5 | 0 | 2022-02-28 | -6.5 | 24.5 | 0 | 2021-02-28 | -0.2 | 18.2 | 0 | 2020-02-28 | -6 | 24 | 0 | 2019-02-28 | -12.9 | 30.9 | 0 | 2018-02-28 | 7.4 | 10.6 | 0 | 2017-02-28 | 3.1 | 14.9 | 0 | 2016-02-28 | 4.2 | 13.8 | 0 | 18.36 | 0
2025-02-28 | -0.6 | 18.6 | 0 | 2024-02-28 | 8.4 | 9.6 | 0 | 2023-02-28 | -0.1 | 18.1 | 0 | 2022-02-28 | -7.9 | 25.9 | 0 | 2021-02-28 | 0 | 18 | 0 | 2020-02-28 | -6.1 | 24.1 | 0 | 2019-02-28 | -13.6 | 31.6 | 0 | 2018-02-28 | 6.7 | 11.3 | 0 | 2017-02-28 | 2.7 | 15.3 | 0 | 2016-02-28 | 4.2 | 13.8 | 0 | 18.63 | 0
2025-02-28 | -1 | 19 | 0 | 2024-02-28 | 8.7 | 9.3 | 0 | 2023-02-28 | -0.2 | 18.2 | 0 | 2022-02-28 | -9.5 | 27.5 | 0 | 2021-02-28 | -1.1 | 19.1 | 0 | 2020-02-28 | -6.1 | 24.1 | 0 | 2019-02-28 | -14.6 | 32.6 | 0 | 2018-02-28 | 6.6 | 11.4 | 0 | 2017-02-28 | 2.5 | 15.5 | 0 | 2016-02-28 | 3.1 | 14.9 | 0 | 19.16 | 0
2025-02-28 | -1.6 | 19.6 | 0 | 2024-02-28 | 8.6 | 9.4 | 0 | 2023-02-28 | 0.4 | 17.6 | 0 | 2022-02-28 | -10.3 | 28.3 | 0 | 2021-02-28 | -1.7 | 19.7 | 0 | 2020-02-28 | -6.2 | 24.2 | 0 | 2019-02-28 | -14.5 | 32.5 | 0 | 2018-02-28 | 6.2 | 11.8 | 0 | 2017-02-28 | 2.4 | 15.6 | 0 | 2016-02-28 | 2.6 | 15.4 | 0 | 19.41 | 0
2025-02-28 | -2.5 | 20.5 | 0 | 2024-02-28 | 9.2 | 8.8 | 0 | 2023-02-28 | 0.1 | 17.9 | 0 | 2022-02-28 | -10.8 | 28.8 | 0 | 2021-02-28 | -0.6 | 18.6 | 0 | 2020-02-28 | -6.1 | 24.1 | 0 | 2019-02-28 | -15.3 | 33.3 | 0 | 2018-02-28 | 4.9 | 13.1 | 0 | 2017-02-28 | 2 | 16 | 0 | 2016-02-28 | 2.5 | 15.5 | 0 | 19.66 | 0
2025-02-28 | -3.9 | 21.9 | 0 | 2024-02-28 | 9.9 | 8.1 | 0 | 2023-02-28 | 0.1 | 17.9 | 0 | 2022-02-28 | -11.9 | 29.9 | 0 | 2021-02-28 | 0.2 | 17.8 | 0 | 2020-02-28 | -6.4 | 24.4 | 0 | 2019-02-28 | -15.9 | 33.9 | 0 | 2018-02-28 | 5.3 | 12.7 | 0 | 2017-02-28 | 1.9 | 16.1 | 0 | 2016-02-28 | 2.2 | 15.8 | 0 | 19.85 | 0
2025-02-28 | -4.2 | 22.2 | 0 | 2024-02-28 | 9.9 | 8.1 | 0 | 2023-02-28 | 0.1 | 17.9 | 0 | 2022-02-28 | -13 | 31 | 0 | 2021-02-28 | 0.8 | 17.2 | 0 | 2020-02-28 | -6.4 | 24.4 | 0 | 2019-02-28 | -15.9 | 33.9 | 0 | 2018-02-28 | 5.3 | 12.7 | 0 | 2017-02-28 | 2 | 16 | 0 | 2016-02-28 | 1.8 | 16.2 | 0 | 19.96 | 0
2025-02-28 | -4.3 | 22.3 | 0 | 2024-02-28 | 9.6 | 8.4 | 0 | 2023-02-28 | -0.3 | 18.3 | 0 | 2022-02-28 | -12.8 | 30.8 | 0 | 2021-02-28 | 0.8 | 17.2 | 0 | 2020-02-28 | -6.5 | 24.5 | 0 | 2019-02-28 | -15.9 | 33.9 | 0 | 2018-02-28 | 5.4 | 12.6 | 0 | 2017-02-28 | 2 | 16 | 0 | 2016-02-28 | 2.6 | 15.4 | 0 | 19.94 | 0
2025-02-28 | -3.6 | 21.6 | 0 | 2024-02-28 | 9.7 | 8.3 | 0 | 2023-02-28 | -0.1 | 18.1 | 0 | 2022-02-28 | -11.9 | 29.9 | 0 | 2021-02-28 | 1.1 | 16.9 | 0 | 2020-02-28 | -6.2 | 24.2 | 0 | 2019-02-28 | -15.5 | 33.5 | 0 | 2018-02-28 | 5.5 | 12.5 | 0 | 2017-02-28 | 2.7 | 15.3 | 0 | 2016-02-28 | 2.9 | 15.1 | 0 | 19.54 | 0
2025-02-28 | -3.2 | 21.2 | 0 | 2024-02-28 | 10.4 | 7.6 | 0 | 2023-02-28 | 0.6 | 17.4 | 0 | 2022-02-28 | -10.4 | 28.4 | 0 | 2021-02-28 | 1.8 | 16.2 | 0 | 2020-02-28 | -5.9 | 23.9 | 0 | 2019-02-28 | -14.2 | 32.2 | 0 | 2018-02-28 | 6.7 | 11.3 | 0 | 2017-02-28 | 4 | 14 | 0 | 2016-02-28 | 4.5 | 13.5 | 0 | 18.57 | 0
2025-02-28 | -2.4 | 20.4 | 0 | 2024-02-28 | 13.2 | 4.8 | 0 | 2023-02-28 | 0.8 | 17.2 | 0 | 2022-02-28 | -9.2 | 27.2 | 0 | 2021-02-28 | 3.2 | 14.8 | 0 | 2020-02-28 | -5 | 23 | 0 | 2019-02-28 | -12.2 | 30.2 | 0 | 2018-02-28 | 8.2 | 9.8 | 0 | 2017-02-28 | 5 | 13 | 0 | 2016-02-28 | 7.4 | 10.6 | 0 | 17.1 | 0
2025-02-28 | -1.2 | 19.2 | 0 | 2024-02-28 | 16.1 | 1.9 | 0 | 2023-02-28 | 1.3 | 16.7 | 0 | 2022-02-28 | -8.1 | 26.1 | 0 | 2021-02-28 | 4.3 | 13.7 | 0 | 2020-02-28 | -4.6 | 22.6 | 0 | 2019-02-28 | -10.2 | 28.2 | 0 | 2018-02-28 | 12.9 | 5.1 | 0 | 2017-02-28 | 7.1 | 10.9 | 0 | 2016-02-28 | 9.5 | 8.5 | 0 | 15.29 | 0
2025-02-28 | 0.6 | 17.4 | 0 | 2024-02-28 | 15.6 | 2.4 | 0 | 2023-02-28 | 1.2 | 16.8 | 0 | 2022-02-28 | -6.8 | 24.8 | 0 | 2021-02-28 | 4.2 | 13.8 | 0 | 2020-02-28 | -4.5 | 22.5 | 0 | 2019-02-28 | -7.9 | 25.9 | 0 | 2018-02-28 | 11.4 | 6.6 | 0 | 2017-02-28 | 6.9 | 11.1 | 0 | 2016-02-28 | 10.9 | 7.1 | 0 | 14.84 | 0
2025-02-28 | 1.3 | 16.7 | 0 | 2024-02-28 | 3.8 | 14.2 | 0 | 2023-02-28 | 1.2 | 16.8 | 0 | 2022-02-28 | -6.3 | 24.3 | 0 | 2021-02-28 | 3.9 | 14.1 | 0 | 2020-02-28 | -4.4 | 22.4 | 0 | 2019-02-28 | -7.6 | 25.6 | 0 | 2018-02-28 | 15.7 | 2.3 | 0 | 2017-02-28 | 7.9 | 10.1 | 0 | 2016-02-28 | 11.6 | 6.4 | 0 | 15.29 | 0
2025-02-28 | 1.5 | 16.5 | 0 | 2024-02-28 | 2 | 16 | 0 | 2023-02-28 | 0.9 | 17.1 | 0 | 2022-02-28 | -5.9 | 23.9 | 0 | 2021-02-28 | 3.1 | 14.9 | 0 | 2020-02-28 | -3.9 | 21.9 | 0 | 2019-02-28 | -7.4 | 25.4 | 0 | 2018-02-28 | 15.5 | 2.5 | 0 | 2017-02-28 | 8.3 | 9.7 | 0 | 2016-02-28 | 11.9 | 6.1 | 0 | 15.4 | 0
2025-02-28 | 0.6 | 17.4 | 0 | 2024-02-28 | -0.2 | 18.2 | 0 | 2023-02-28 | 1.2 | 16.8 | 0 | 2022-02-28 | -6.3 | 24.3 | 0 | 2021-02-28 | 3.4 | 14.6 | 0 | 2020-02-28 | -4 | 22 | 0 | 2019-02-28 | -7.2 | 25.2 | 0 | 2018-02-28 | 16.2 | 1.8 | 0 | 2017-02-28 | 9 | 9 | 0 | 2016-02-28 | 12.7 | 5.3 | 0 | 15.46 | 0
2025-02-28 | 1.5 | 16.5 | 0 | 2024-02-28 | -0.8 | 18.8 | 0 | 2023-02-28 | 1.5 | 16.5 | 0 | 2022-02-28 | -6.2 | 24.2 | 0 | 2021-02-28 | 4 | 14 | 0 | 2020-02-28 | -4 | 22 | 0 | 2019-02-28 | -7.4 | 25.4 | 0 | 2018-02-28 | 15 | 3 | 0 | 2017-02-28 | 7.8 | 10.2 | 0 | 2016-02-28 | 13.8 | 4.2 | 0 | 15.48 | 0
2025-02-28 | 2 | 16 | 0 | 2024-02-28 | -2.2 | 20.2 | 0 | 2023-02-28 | 1.6 | 16.4 | 0 | 2022-02-28 | -6.4 | 24.4 | 0 | 2021-02-28 | 4.1 | 13.9 | 0 | 2020-02-28 | -4.4 | 22.4 | 0 | 2019-02-28 | -7.5 | 25.5 | 0 | 2018-02-28 | 13.5 | 4.5 | 0 | 2017-02-28 | 7.6 | 10.4 | 0 | 2016-02-28 | 13.8 | 4.2 | 0 | 15.79 | 0
2025-02-28 | 1.9 | 16.1 | 0 | 2024-02-28 | -4.2 | 22.2 | 0 | 2023-02-28 | 1.5 | 16.5 | 0 | 2022-02-28 | -6.2 | 24.2 | 0 | 2021-02-28 | 3.5 | 14.5 | 0 | 2020-02-28 | -4.7 | 22.7 | 0 | 2019-02-28 | -7.5 | 25.5 | 0 | 2018-02-28 | 12.1 | 5.9 | 0 | 2017-02-28 | 7.8 | 10.2 | 0 | 2016-02-28 | 13.7 | 4.3 | 0 | 16.21 | 0
2025-02-28 | 2.4 | 15.6 | 0 | 2024-02-28 | -4.8 | 22.8 | 0 | 2023-02-28 | 1.4 | 16.6 | 0 | 2022-02-28 | -6.1 | 24.1 | 0 | 2021-02-28 | 3.5 | 14.5 | 0 | 2020-02-28 | -5.3 | 23.3 | 0 | 2019-02-28 | -7.7 | 25.7 | 0 | 2018-02-28 | 6.1 | 11.9 | 0 | 2017-02-28 | 8.2 | 9.8 | 0 | 2016-02-28 | 13.8 | 4.2 | 0 | 16.85 | 0
2025-02-28 | 2.7 | 15.3 | 0 | 2024-02-28 | -4.6 | 22.6 | 0 | 2023-02-28 | -0.1 | 18.1 | 0 | 2022-02-28 | -5.7 | 23.7 | 0 | 2021-02-28 | 3.7 | 14.3 | 0 | 2020-02-28 | -7.2 | 25.2 | 0 | 2019-02-28 | -7.7 | 25.7 | 0 | 2018-02-28 | 4.7 | 13.3 | 0 | 2017-02-28 | 7.8 | 10.2 | 0 | 2016-02-28 | 13.7 | 4.3 | 0 | 17.27 | 0
2025-02-28 | 2.5 | 15.5 | 0 | 2024-02-28 | -4.8 | 22.8 | 0 | 2023-02-28 | -0.4 | 18.4 | 0 | 2022-02-28 | -5.2 | 23.2 | 0 | 2021-02-28 | 4.7 | 13.3 | 0 | 2020-02-28 | -7.2 | 25.2 | 0 | 2019-02-28 | -7.4 | 25.4 | 0 | 2018-02-28 | 2.4 | 15.6 | 0 | 2017-02-28 | 7.6 | 10.4 | 0 | 2016-02-28 | 13.7 | 4.3 | 0 | 17.41 | 0
2025-02-28 | 2.5 | 15.5 | 0 | 2024-02-28 | -5.1 | 23.1 | 0 | 2023-02-28 | -0.4 | 18.4 | 0 | 2022-02-28 | -4.6 | 22.6 | 0 | 2021-02-28 | 4.6 | 13.4 | 0 | 2020-02-28 | -7.7 | 25.7 | 0 | 2019-02-28 | -7.3 | 25.3 | 0 | 2018-02-28 | 2.1 | 15.9 | 0 | 2017-02-28 | 8.4 | 9.6 | 0 | 2016-02-28 | 13.4 | 4.6 | 0 | 17.41 | 0
2025-02-28 | 4.3 | 13.7 | 0 | 2024-02-28 | -5.5 | 23.5 | 0 | 2023-02-28 | -0.7 | 18.7 | 0 | 2022-02-28 | -4.3 | 22.3 | 0 | 2021-02-28 | 4.2 | 13.8 | 0 | 2020-02-28 | -7.7 | 25.7 | 0 | 2019-02-28 | -7.4 | 25.4 | 0 | 2018-02-28 | 2.1 | 15.9 | 0 | 2017-02-28 | 8.5 | 9.5 | 0 | 2016-02-28 | 12.1 | 5.9 | 0 | 17.44 | 0
2025-03-01 | 3.8 | 14.2 | 0 | 2024-03-01 | -4.4 | 22.4 | 0 | 2023-03-01 | -0.9 | 18.9 | 0 | 2022-03-01 | -4 | 22 | 0 | 2021-03-01 | 5 | 13 | 0 | 2020-03-01 | -8.9 | 26.9 | 0 | 2019-03-01 | -7.8 | 25.8 | 0 | 2018-03-01 | 2.2 | 15.8 | 0 | 2017-03-01 | 8.1 | 9.9 | 0 | 2016-03-01 | -7.1 | 25.1 | 0 | 19.4 | 0
2025-03-01 | 3.6 | 14.4 | 0 | 2024-03-01 | -3.9 | 21.9 | 0 | 2023-03-01 | -1.2 | 19.2 | 0 | 2022-03-01 | -3.8 | 21.8 | 0 | 2021-03-01 | 6.3 | 11.7 | 0 | 2020-03-01 | -8.7 | 26.7 | 0 | 2019-03-01 | -8 | 26 | 0 | 2018-03-01 | 1.8 | 16.2 | 0 | 2017-03-01 | 7.7 | 10.3 | 0 | 2016-03-01 | -7.5 | 25.5 | 0 | 19.37 | 0
2025-03-01 | 3 | 15 | 0 | 2024-03-01 | -3.9 | 21.9 | 0 | 2023-03-01 | -0.8 | 18.8 | 0 | 2022-03-01 | -3.3 | 21.3 | 0 | 2021-03-01 | 5 | 13 | 0 | 2020-03-01 | -9.2 | 27.2 | 0 | 2019-03-01 | -8.3 | 26.3 | 0 | 2018-03-01 | 1.7 | 16.3 | 0 | 2017-03-01 | 9.3 | 8.7 | 0 | 2016-03-01 | -7.8 | 25.8 | 0 | 19.43 | 0
2025-03-01 | 1.1 | 16.9 | 0 | 2024-03-01 | -3.5 | 21.5 | 0 | 2023-03-01 | -1.1 | 19.1 | 0 | 2022-03-01 | -2.9 | 20.9 | 0 | 2021-03-01 | 4.6 | 13.4 | 0 | 2020-03-01 | -9.7 | 27.7 | 0 | 2019-03-01 | -11.5 | 29.5 | 0 | 2018-03-01 | 1.4 | 16.6 | 0 | 2017-03-01 | 9.4 | 8.6 | 0 | 2016-03-01 | -8.4 | 26.4 | 0 | 20.06 | 0
2025-03-01 | -1.9 | 19.9 | 0 | 2024-03-01 | -3.2 | 21.2 | 0 | 2023-03-01 | -1.9 | 19.9 | 0 | 2022-03-01 | -2.7 | 20.7 | 0 | 2021-03-01 | 3.5 | 14.5 | 0 | 2020-03-01 | -9.2 | 27.2 | 0 | 2019-03-01 | -11.4 | 29.4 | 0 | 2018-03-01 | 1.4 | 16.6 | 0 | 2017-03-01 | 9.3 | 8.7 | 0 | 2016-03-01 | -8.2 | 26.2 | 0 | 20.43 | 0
2025-03-01 | -4.3 | 22.3 | 0 | 2024-03-01 | -3.1 | 21.1 | 0 | 2023-03-01 | -0.9 | 18.9 | 0 | 2022-03-01 | -2.5 | 20.5 | 0 | 2021-03-01 | 1.7 | 16.3 | 0 | 2020-03-01 | -9.1 | 27.1 | 0 | 2019-03-01 | -12.8 | 30.8 | 0 | 2018-03-01 | 0.2 | 17.8 | 0 | 2017-03-01 | 9.4 | 8.6 | 0 | 2016-03-01 | -8.2 | 26.2 | 0 | 20.96 | 0
2025-03-01 | -5.8 | 23.8 | 0 | 2024-03-01 | -2.9 | 20.9 | 0 | 2023-03-01 | 0 | 18 | 0 | 2022-03-01 | -2.3 | 20.3 | 0 | 2021-03-01 | 1.2 | 16.8 | 0 | 2020-03-01 | -8.9 | 26.9 | 0 | 2019-03-01 | -12.4 | 30.4 | 0 | 2018-03-01 | 0.1 | 17.9 | 0 | 2017-03-01 | 9.6 | 8.4 | 0 | 2016-03-01 | -8.4 | 26.4 | 0 | 20.98 | 0
2025-03-01 | -7.2 | 25.2 | 0 | 2024-03-01 | -2.3 | 20.3 | 0 | 2023-03-01 | 0.5 | 17.5 | 0 | 2022-03-01 | -1.9 | 19.9 | 0 | 2021-03-01 | -0.2 | 18.2 | 0 | 2020-03-01 | -8.9 | 26.9 | 0 | 2019-03-01 | -12 | 30 | 0 | 2018-03-01 | 0.1 | 17.9 | 0 | 2017-03-01 | 11 | 7 | 0 | 2016-03-01 | -8.8 | 26.8 | 0 | 20.97 | 0
2025-03-01 | -7.8 | 25.8 | 0 | 2024-03-01 | -0.8 | 18.8 | 0 | 2023-03-01 | 0.8 | 17.2 | 0 | 2022-03-01 | -1.5 | 19.5 | 0 | 2021-03-01 | -0.2 | 18.2 | 0 | 2020-03-01 | -8.3 | 26.3 | 0 | 2019-03-01 | -9.7 | 27.7 | 0 | 2018-03-01 | 0.5 | 17.5 | 0 | 2017-03-01 | 10.7 | 7.3 | 0 | 2016-03-01 | -8.7 | 26.7 | 0 | 20.5 | 0
2025-03-01 | -7.8 | 25.8 | 0 | 2024-03-01 | 1.1 | 16.9 | 0 | 2023-03-01 | 1.3 | 16.7 | 0 | 2022-03-01 | -1.1 | 19.1 | 0 | 2021-03-01 | -0.4 | 18.4 | 0 | 2020-03-01 | -5.1 | 23.1 | 0 | 2019-03-01 | -8.1 | 26.1 | 0 | 2018-03-01 | 1.6 | 16.4 | 0 | 2017-03-01 | 11.5 | 6.5 | 0 | 2016-03-01 | -8.5 | 26.5 | 0 | 19.55 | 0
2025-03-01 | -7.9 | 25.9 | 0 | 2024-03-01 | 3.8 | 14.2 | 0 | 2023-03-01 | 1.5 | 16.5 | 0 | 2022-03-01 | -0.1 | 18.1 | 0 | 2021-03-01 | -0.5 | 18.5 | 0 | 2020-03-01 | -2.7 | 20.7 | 0 | 2019-03-01 | -6.1 | 24.1 | 0 | 2018-03-01 | 3.1 | 14.9 | 0 | 2017-03-01 | 12.8 | 5.2 | 0 | 2016-03-01 | -8.8 | 26.8 | 0 | 18.49 | 0
2025-03-01 | -8 | 26 | 0 | 2024-03-01 | 5.6 | 12.4 | 0 | 2023-03-01 | 1.6 | 16.4 | 0 | 2022-03-01 | 1.9 | 16.1 | 0 | 2021-03-01 | -0.8 | 18.8 | 0 | 2020-03-01 | -0.2 | 18.2 | 0 | 2019-03-01 | -3.9 | 21.9 | 0 | 2018-03-01 | 3.4 | 14.6 | 0 | 2017-03-01 | 13.5 | 4.5 | 0 | 2016-03-01 | -8.9 | 26.9 | 0 | 17.58 | 0
2025-03-01 | -7.4 | 25.4 | 0 | 2024-03-01 | 7.6 | 10.4 | 0 | 2023-03-01 | 1.5 | 16.5 | 0 | 2022-03-01 | 3 | 15 | 0 | 2021-03-01 | -1.5 | 19.5 | 0 | 2020-03-01 | 0.6 | 17.4 | 0 | 2019-03-01 | -2.6 | 20.6 | 0 | 2018-03-01 | 3 | 15 | 0 | 2017-03-01 | 12.9 | 5.1 | 0 | 2016-03-01 | -8.3 | 26.3 | 0 | 17.12 | 0
2025-03-01 | -7.5 | 25.5 | 0 | 2024-03-01 | 8.3 | 9.7 | 0 | 2023-03-01 | 1.6 | 16.4 | 0 | 2022-03-01 | 4.6 | 13.4 | 0 | 2021-03-01 | -1.3 | 19.3 | 0 | 2020-03-01 | 1.1 | 16.9 | 0 | 2019-03-01 | -1.9 | 19.9 | 0 | 2018-03-01 | 3.7 | 14.3 | 0 | 2017-03-01 | 12.6 | 5.4 | 0 | 2016-03-01 | -8 | 26 | 0 | 16.68 | 0
2025-03-01 | -7.3 | 25.3 | 0 | 2024-03-01 | 8 | 10 | 0 | 2023-03-01 | 2 | 16 | 0 | 2022-03-01 | 4.3 | 13.7 | 0 | 2021-03-01 | -1.7 | 19.7 | 0 | 2020-03-01 | 1.5 | 16.5 | 0 | 2019-03-01 | -0.9 | 18.9 | 0 | 2018-03-01 | 3.6 | 14.4 | 0 | 2017-03-01 | 11.9 | 6.1 | 0 | 2016-03-01 | -8.2 | 26.2 | 0 | 16.68 | 0
2025-03-01 | -7.3 | 25.3 | 0 | 2024-03-01 | 8.1 | 9.9 | 0 | 2023-03-01 | 2.9 | 15.1 | 0 | 2022-03-01 | 4.7 | 13.3 | 0 | 2021-03-01 | -2.1 | 20.1 | 0 | 2020-03-01 | 2.5 | 15.5 | 0 | 2019-03-01 | -1.6 | 19.6 | 0 | 2018-03-01 | 2.8 | 15.2 | 0 | 2017-03-01 | 13.1 | 4.9 | 0 | 2016-03-01 | -8.3 | 26.3 | 0 | 16.52 | 0
2025-03-01 | -8 | 26 | 0 | 2024-03-01 | 8.1 | 9.9 | 0 | 2023-03-01 | 2.4 | 15.6 | 0 | 2022-03-01 | 3.7 | 14.3 | 0 | 2021-03-01 | -3.5 | 21.5 | 0 | 2020-03-01 | 1.2 | 16.8 | 0 | 2019-03-01 | -1.8 | 19.8 | 0 | 2018-03-01 | 2.5 | 15.5 | 0 | 2017-03-01 | 13.1 | 4.9 | 0 | 2016-03-01 | -7.9 | 25.9 | 0 | 17.02 | 0
2025-03-01 | -8.3 | 26.3 | 0 | 2024-03-01 | 6.7 | 11.3 | 0 | 2023-03-01 | 1.5 | 16.5 | 0 | 2022-03-01 | 3.9 | 14.1 | 0 | 2021-03-01 | -5.5 | 23.5 | 0 | 2020-03-01 | 1 | 17 | 0 | 2019-03-01 | -2.2 | 20.2 | 0 | 2018-03-01 | 2.4 | 15.6 | 0 | 2017-03-01 | 11.9 | 6.1 | 0 | 2016-03-01 | -8.2 | 26.2 | 0 | 17.68 | 0
2025-03-01 | -9.2 | 27.2 | 0 | 2024-03-01 | 6 | 12 | 0 | 2023-03-01 | 1.1 | 16.9 | 0 | 2022-03-01 | 3 | 15 | 0 | 2021-03-01 | -6.9 | 24.9 | 0 | 2020-03-01 | 0.8 | 17.2 | 0 | 2019-03-01 | -2.8 | 20.8 | 0 | 2018-03-01 | 2.6 | 15.4 | 0 | 2017-03-01 | 11.4 | 6.6 | 0 | 2016-03-01 | -8.3 | 26.3 | 0 | 18.23 | 0
2025-03-01 | -9.8 | 27.8 | 0 | 2024-03-01 | 5.1 | 12.9 | 0 | 2023-03-01 | 0.8 | 17.2 | 0 | 2022-03-01 | 2.2 | 15.8 | 0 | 2021-03-01 | -7.7 | 25.7 | 0 | 2020-03-01 | 0.8 | 17.2 | 0 | 2019-03-01 | -3 | 21 | 0 | 2018-03-01 | 2.7 | 15.3 | 0 | 2017-03-01 | 9.9 | 8.1 | 0 | 2016-03-01 | -9.1 | 27.1 | 0 | 18.81 | 0
2025-03-01 | -10.5 | 28.5 | 0 | 2024-03-01 | 3.7 | 14.3 | 0 | 2023-03-01 | 0.6 | 17.4 | 0 | 2022-03-01 | 1.4 | 16.6 | 0 | 2021-03-01 | -8.5 | 26.5 | 0 | 2020-03-01 | 1.2 | 16.8 | 0 | 2019-03-01 | -3.5 | 21.5 | 0 | 2018-03-01 | 3.2 | 14.8 | 0 | 2017-03-01 | 6 | 12 | 0 | 2016-03-01 | -8.9 | 26.9 | 0 | 19.53 | 0
2025-03-01 | -10.7 | 28.7 | 0 | 2024-03-01 | 3.1 | 14.9 | 0 | 2023-03-01 | 0.8 | 17.2 | 0 | 2022-03-01 | 0.7 | 17.3 | 0 | 2021-03-01 | -8.9 | 26.9 | 0 | 2020-03-01 | 1.8 | 16.2 | 0 | 2019-03-01 | -3.7 | 21.7 | 0 | 2018-03-01 | 4.1 | 13.9 | 0 | 2017-03-01 | 3.7 | 14.3 | 0 | 2016-03-01 | -9.2 | 27.2 | 0 | 19.83 | 0
2025-03-01 | -11 | 29 | 0 | 2024-03-01 | 2.8 | 15.2 | 0 | 2023-03-01 | 0.5 | 17.5 | 0 | 2022-03-01 | 0.2 | 17.8 | 0 | 2021-03-01 | -9 | 27 | 0 | 2020-03-01 | 2.2 | 15.8 | 0 | 2019-03-01 | -5 | 23 | 0 | 2018-03-01 | 3.4 | 14.6 | 0 | 2017-03-01 | 1.7 | 16.3 | 0 | 2016-03-01 | -9.4 | 27.4 | 0 | 20.36 | 0
2025-03-01 | -11.1 | 29.1 | 0 | 2024-03-01 | 3.3 | 14.7 | 0 | 2023-03-01 | 0.2 | 17.8 | 0 | 2022-03-01 | -0.4 | 18.4 | 0 | 2021-03-01 | -9.2 | 27.2 | 0 | 2020-03-01 | 1.7 | 16.3 | 0 | 2019-03-01 | -3.7 | 21.7 | 0 | 2018-03-01 | 1.5 | 16.5 | 0 | 2017-03-01 | -0.3 | 18.3 | 0 | 2016-03-01 | -9.6 | 27.6 | 0 | 20.76 | 0
2025-03-02 | -11.1 | 29.1 | 0 | 2024-03-02 | 4.1 | 13.9 | 0 | 2023-03-02 | 0.1 | 17.9 | 0 | 2022-03-02 | -1.4 | 19.4 | 0 | 2021-03-02 | -9.8 | 27.8 | 0 | 2020-03-02 | 1.8 | 16.2 | 0 | 2019-03-02 | -4.1 | 22.1 | 0 | 2018-03-02 | 0 | 18 | 0 | 2017-03-02 | -1.6 | 19.6 | 0 | 2016-03-02 | -10.3 | 28.3 | 0 | 21.23 | 0
2025-03-02 | -12.6 | 30.6 | 0 | 2024-03-02 | 4.2 | 13.8 | 0 | 2023-03-02 | -0.4 | 18.4 | 0 | 2022-03-02 | -2.2 | 20.2 | 0 | 2021-03-02 | -9.8 | 27.8 | 0 | 2020-03-02 | 2.3 | 15.7 | 0 | 2019-03-02 | -4.7 | 22.7 | 0 | 2018-03-02 | 0.7 | 17.3 | 0 | 2017-03-02 | -4.1 | 22.1 | 0 | 2016-03-02 | -10.9 | 28.9 | 0 | 21.75 | 0
2025-03-02 | -14.1 | 32.1 | 0 | 2024-03-02 | 4.1 | 13.9 | 0 | 2023-03-02 | -0.4 | 18.4 | 0 | 2022-03-02 | -2.1 | 20.1 | 0 | 2021-03-02 | -11.9 | 29.9 | 0 | 2020-03-02 | 2.9 | 15.1 | 0 | 2019-03-02 | -5.6 | 23.6 | 0 | 2018-03-02 | 0.8 | 17.2 | 0 | 2017-03-02 | -6.1 | 24.1 | 0 | 2016-03-02 | -10.3 | 28.3 | 0 | 22.27 | 0
2025-03-02 | -14.9 | 32.9 | 0 | 2024-03-02 | 4.2 | 13.8 | 0 | 2023-03-02 | -0.6 | 18.6 | 0 | 2022-03-02 | -2.8 | 20.8 | 0 | 2021-03-02 | -12.7 | 30.7 | 0 | 2020-03-02 | 3.1 | 14.9 | 0 | 2019-03-02 | -5 | 23 | 0 | 2018-03-02 | 0.6 | 17.4 | 0 | 2017-03-02 | -6.7 | 24.7 | 0 | 2016-03-02 | -9.8 | 27.8 | 0 | 22.46 | 0
2025-03-02 | -15.5 | 33.5 | 0 | 2024-03-02 | 4.8 | 13.2 | 0 | 2023-03-02 | -0.4 | 18.4 | 0 | 2022-03-02 | -2.3 | 20.3 | 0 | 2021-03-02 | -13.1 | 31.1 | 0 | 2020-03-02 | 3 | 15 | 0 | 2019-03-02 | -4.5 | 22.5 | 0 | 2018-03-02 | -0.4 | 18.4 | 0 | 2017-03-02 | -6.8 | 24.8 | 0 | 2016-03-02 | -10 | 28 | 0 | 22.52 | 0
2025-03-02 | -15.8 | 33.8 | 0 | 2024-03-02 | 5.2 | 12.8 | 0 | 2023-03-02 | -0.3 | 18.3 | 0 | 2022-03-02 | -2.1 | 20.1 | 0 | 2021-03-02 | -13 | 31 | 0 | 2020-03-02 | 3.8 | 14.2 | 0 | 2019-03-02 | -4.4 | 22.4 | 0 | 2018-03-02 | -0.5 | 18.5 | 0 | 2017-03-02 | -6.9 | 24.9 | 0 | 2016-03-02 | -9.2 | 27.2 | 0 | 22.32 | 0
2025-03-02 | -15.5 | 33.5 | 0 | 2024-03-02 | 5.2 | 12.8 | 0 | 2023-03-02 | -0.3 | 18.3 | 0 | 2022-03-02 | -1.7 | 19.7 | 0 | 2021-03-02 | -13.5 | 31.5 | 0 | 2020-03-02 | 4.9 | 13.1 | 0 | 2019-03-02 | -4 | 22 | 0 | 2018-03-02 | -0.2 | 18.2 | 0 | 2017-03-02 | -6.8 | 24.8 | 0 | 2016-03-02 | -8.9 | 26.9 | 0 | 22.08 | 0
2025-03-02 | -15.3 | 33.3 | 0 | 2024-03-02 | 5.1 | 12.9 | 0 | 2023-03-02 | -0.1 | 18.1 | 0 | 2022-03-02 | -1.7 | 19.7 | 0 | 2021-03-02 | -13.5 | 31.5 | 0 | 2020-03-02 | 5.3 | 12.7 | 0 | 2019-03-02 | -3.6 | 21.6 | 0 | 2018-03-02 | -0.2 | 18.2 | 0 | 2017-03-02 | -6.9 | 24.9 | 0 | 2016-03-02 | -8.7 | 26.7 | 0 | 21.96 | 0
2025-03-02 | -14.7 | 32.7 | 0 | 2024-03-02 | 5 | 13 | 0 | 2023-03-02 | 0 | 18 | 0 | 2022-03-02 | -1.2 | 19.2 | 0 | 2021-03-02 | -12.3 | 30.3 | 0 | 2020-03-02 | 6.1 | 11.9 | 0 | 2019-03-02 | -3.7 | 21.7 | 0 | 2018-03-02 | -0.1 | 18.1 | 0 | 2017-03-02 | -7.3 | 25.3 | 0 | 2016-03-02 | -8.9 | 26.9 | 0 | 21.71 | 0
2025-03-02 | -13.6 | 31.6 | 0 | 2024-03-02 | 4.6 | 13.4 | 0 | 2023-03-02 | 0.7 | 17.3 | 0 | 2022-03-02 | -0.3 | 18.3 | 0 | 2021-03-02 | -11.5 | 29.5 | 0 | 2020-03-02 | 6.6 | 11.4 | 0 | 2019-03-02 | -3.3 | 21.3 | 0 | 2018-03-02 | 0 | 18 | 0 | 2017-03-02 | -6.7 | 24.7 | 0 | 2016-03-02 | -8.5 | 26.5 | 0 | 21.2 | 0
2025-03-02 | -12.2 | 30.2 | 0 | 2024-03-02 | 4.8 | 13.2 | 0 | 2023-03-02 | 1.6 | 16.4 | 0 | 2022-03-02 | -0.1 | 18.1 | 0 | 2021-03-02 | -9.4 | 27.4 | 0 | 2020-03-02 | 6.4 | 11.6 | 0 | 2019-03-02 | -3.4 | 21.4 | 0 | 2018-03-02 | 0.4 | 17.6 | 0 | 2017-03-02 | -6.1 | 24.1 | 0 | 2016-03-02 | -7.7 | 25.7 | 0 | 20.57 | 0
2025-03-02 | -10.6 | 28.6 | 0 | 2024-03-02 | 5.2 | 12.8 | 0 | 2023-03-02 | 2.5 | 15.5 | 0 | 2022-03-02 | 1.1 | 16.9 | 0 | 2021-03-02 | -7.5 | 25.5 | 0 | 2020-03-02 | 6.7 | 11.3 | 0 | 2019-03-02 | -3.9 | 21.9 | 0 | 2018-03-02 | 1 | 17 | 0 | 2017-03-02 | -4.9 | 22.9 | 0 | 2016-03-02 | -7.2 | 25.2 | 0 | 19.76 | 0
2025-03-02 | -8.6 | 26.6 | 0 | 2024-03-02 | 5.3 | 12.7 | 0 | 2023-03-02 | 3.2 | 14.8 | 0 | 2022-03-02 | 2 | 16 | 0 | 2021-03-02 | -4.7 | 22.7 | 0 | 2020-03-02 | 6.5 | 11.5 | 0 | 2019-03-02 | -3.6 | 21.6 | 0 | 2018-03-02 | 2.8 | 15.2 | 0 | 2017-03-02 | -3.8 | 21.8 | 0 | 2016-03-02 | -6.3 | 24.3 | 0 | 18.72 | 0
2025-03-02 | -7.5 | 25.5 | 0 | 2024-03-02 | 5.6 | 12.4 | 0 | 2023-03-02 | 3.3 | 14.7 | 0 | 2022-03-02 | 2.4 | 15.6 | 0 | 2021-03-02 | -3.5 | 21.5 | 0 | 2020-03-02 | 6.3 | 11.7 | 0 | 2019-03-02 | -3.1 | 21.1 | 0 | 2018-03-02 | 2.8 | 15.2 | 0 | 2017-03-02 | -3.8 | 21.8 | 0 | 2016-03-02 | -5.6 | 23.6 | 0 | 18.31 | 0
2025-03-02 | -6.1 | 24.1 | 0 | 2024-03-02 | 5.9 | 12.1 | 0 | 2023-03-02 | 3.2 | 14.8 | 0 | 2022-03-02 | 2.3 | 15.7 | 0 | 2021-03-02 | -2.8 | 20.8 | 0 | 2020-03-02 | 6.3 | 11.7 | 0 | 2019-03-02 | -2.5 | 20.5 | 0 | 2018-03-02 | 2.5 | 15.5 | 0 | 2017-03-02 | -3.2 | 21.2 | 0 | 2016-03-02 | -4.8 | 22.8 | 0 | 17.92 | 0
2025-03-02 | -5.6 | 23.6 | 0 | 2024-03-02 | 6.3 | 11.7 | 0 | 2023-03-02 | 3.7 | 14.3 | 0 | 2022-03-02 | 2.1 | 15.9 | 0 | 2021-03-02 | -1.7 | 19.7 | 0 | 2020-03-02 | 6.3 | 11.7 | 0 | 2019-03-02 | -2 | 20 | 0 | 2018-03-02 | 1.3 | 16.7 | 0 | 2017-03-02 | -2.9 | 20.9 | 0 | 2016-03-02 | -5 | 23 | 0 | 17.75 | 0
2025-03-02 | -5.3 | 23.3 | 0 | 2024-03-02 | 7 | 11 | 0 | 2023-03-02 | 2.8 | 15.2 | 0 | 2022-03-02 | 1.9 | 16.1 | 0 | 2021-03-02 | -1.5 | 19.5 | 0 | 2020-03-02 | 6.3 | 11.7 | 0 | 2019-03-02 | -1.7 | 19.7 | 0 | 2018-03-02 | 1.4 | 16.6 | 0 | 2017-03-02 | -2.8 | 20.8 | 0 | 2016-03-02 | -5.2 | 23.2 | 0 | 17.71 | 0
2025-03-02 | -5.2 | 23.2 | 0 | 2024-03-02 | 6.6 | 11.4 | 0 | 2023-03-02 | 2.1 | 15.9 | 0 | 2022-03-02 | 1.2 | 16.8 | 0 | 2021-03-02 | -1.5 | 19.5 | 0 | 2020-03-02 | 5.7 | 12.3 | 0 | 2019-03-02 | -1.1 | 19.1 | 0 | 2018-03-02 | 2.1 | 15.9 | 0 | 2017-03-02 | -3 | 21 | 0 | 2016-03-02 | -6.1 | 24.1 | 0 | 17.92 | 0
2025-03-02 | -5.4 | 23.4 | 0 | 2024-03-02 | 6 | 12 | 0 | 2023-03-02 | 2 | 16 | 0 | 2022-03-02 | 0 | 18 | 0 | 2021-03-02 | -2.5 | 20.5 | 0 | 2020-03-02 | 4.8 | 13.2 | 0 | 2019-03-02 | -0.9 | 18.9 | 0 | 2018-03-02 | 0.5 | 17.5 | 0 | 2017-03-02 | -4 | 22 | 0 | 2016-03-02 | -7 | 25 | 0 | 18.65 | 0
2025-03-02 | -5.6 | 23.6 | 0 | 2024-03-02 | 5.9 | 12.1 | 0 | 2023-03-02 | 0.8 | 17.2 | 0 | 2022-03-02 | -1.2 | 19.2 | 0 | 2021-03-02 | -3.2 | 21.2 | 0 | 2020-03-02 | 4.2 | 13.8 | 0 | 2019-03-02 | -1.7 | 19.7 | 0 | 2018-03-02 | -0.2 | 18.2 | 0 | 2017-03-02 | -4.8 | 22.8 | 0 | 2016-03-02 | -8.3 | 26.3 | 0 | 19.41 | 0
2025-03-02 | -5.9 | 23.9 | 0 | 2024-03-02 | 6.2 | 11.8 | 0 | 2023-03-02 | -0.1 | 18.1 | 0 | 2022-03-02 | -1.6 | 19.6 | 0 | 2021-03-02 | -2.8 | 20.8 | 0 | 2020-03-02 | 2.9 | 15.1 | 0 | 2019-03-02 | -1.8 | 19.8 | 0 | 2018-03-02 | -0.5 | 18.5 | 0 | 2017-03-02 | -5.8 | 23.8 | 0 | 2016-03-02 | -9.1 | 27.1 | 0 | 19.85 | 0
2025-03-02 | -5.9 | 23.9 | 0 | 2024-03-02 | 6.2 | 11.8 | 0 | 2023-03-02 | -0.6 | 18.6 | 0 | 2022-03-02 | -1.3 | 19.3 | 0 | 2021-03-02 | -2 | 20 | 0 | 2020-03-02 | 2.4 | 15.6 | 0 | 2019-03-02 | -2.3 | 20.3 | 0 | 2018-03-02 | -0.5 | 18.5 | 0 | 2017-03-02 | -6.1 | 24.1 | 0 | 2016-03-02 | -9.1 | 27.1 | 0 | 19.92 | 0
2025-03-02 | -5.9 | 23.9 | 0 | 2024-03-02 | 5.7 | 12.3 | 0 | 2023-03-02 | -0.8 | 18.8 | 0 | 2022-03-02 | -1.3 | 19.3 | 0 | 2021-03-02 | -1.2 | 19.2 | 0 | 2020-03-02 | 1.4 | 16.6 | 0 | 2019-03-02 | -3.3 | 21.3 | 0 | 2018-03-02 | -0.7 | 18.7 | 0 | 2017-03-02 | -6 | 24 | 0 | 2016-03-02 | -8.5 | 26.5 | 0 | 20.06 | 0
2025-03-02 | -6.4 | 24.4 | 0 | 2024-03-02 | 5.5 | 12.5 | 0 | 2023-03-02 | -1.5 | 19.5 | 0 | 2022-03-02 | -1.4 | 19.4 | 0 | 2021-03-02 | -0.4 | 18.4 | 0 | 2020-03-02 | 1 | 17 | 0 | 2019-03-02 | -3.2 | 21.2 | 0 | 2018-03-02 | -1.1 | 19.1 | 0 | 2017-03-02 | -6.2 | 24.2 | 0 | 2016-03-02 | -8.3 | 26.3 | 0 | 20.2 | 0
2025-03-03 | -8.1 | 26.1 | 0 | 2024-03-03 | 5.4 | 12.6 | 0 | 2023-03-03 | -2.2 | 20.2 | 0 | 2022-03-03 | -3.4 | 21.4 | 0 | 2021-03-03 | 0 | 18 | 0 | 2020-03-03 | 1.7 | 16.3 | 0 | 2019-03-03 | -3.9 | 21.9 | 0 | 2018-03-03 | -1.4 | 19.4 | 0 | 2017-03-03 | -6.3 | 24.3 | 0 | 2016-03-03 | -9.2 | 27.2 | 0 | 20.74 | 0
2025-03-03 | -8 | 26 | 0 | 2024-03-03 | 5.6 | 12.4 | 0 | 2023-03-03 | -2.4 | 20.4 | 0 | 2022-03-03 | -5 | 23 | 0 | 2021-03-03 | 0 | 18 | 0 | 2020-03-03 | 1.4 | 16.6 | 0 | 2019-03-03 | -3.9 | 21.9 | 0 | 2018-03-03 | -2.1 | 20.1 | 0 | 2017-03-03 | -6.2 | 24.2 | 0 | 2016-03-03 | -9.6 | 27.6 | 0 | 21.02 | 0
2025-03-03 | -7.3 | 25.3 | 0 | 2024-03-03 | 5.5 | 12.5 | 0 | 2023-03-03 | -3.1 | 21.1 | 0 | 2022-03-03 | -5.8 | 23.8 | 0 | 2021-03-03 | 0.3 | 17.7 | 0 | 2020-03-03 | 1.6 | 16.4 | 0 | 2019-03-03 | -4.1 | 22.1 | 0 | 2018-03-03 | -2.3 | 20.3 | 0 | 2017-03-03 | -6.7 | 24.7 | 0 | 2016-03-03 | -9.4 | 27.4 | 0 | 21.13 | 0
2025-03-03 | -7.3 | 25.3 | 0 | 2024-03-03 | 5.6 | 12.4 | 0 | 2023-03-03 | -3.6 | 21.6 | 0 | 2022-03-03 | -7.2 | 25.2 | 0 | 2021-03-03 | -0.8 | 18.8 | 0 | 2020-03-03 | 1.6 | 16.4 | 0 | 2019-03-03 | -4.5 | 22.5 | 0 | 2018-03-03 | -2.6 | 20.6 | 0 | 2017-03-03 | -6.2 | 24.2 | 0 | 2016-03-03 | -9.4 | 27.4 | 0 | 21.44 | 0
2025-03-03 | -7 | 25 | 0 | 2024-03-03 | 5.5 | 12.5 | 0 | 2023-03-03 | -4.3 | 22.3 | 0 | 2022-03-03 | -8.1 | 26.1 | 0 | 2021-03-03 | -1 | 19 | 0 | 2020-03-03 | 1.3 | 16.7 | 0 | 2019-03-03 | -4.1 | 22.1 | 0 | 2018-03-03 | -2.9 | 20.9 | 0 | 2017-03-03 | -6.1 | 24.1 | 0 | 2016-03-03 | -9.4 | 27.4 | 0 | 21.61 | 0
2025-03-03 | -7 | 25 | 0 | 2024-03-03 | 5.2 | 12.8 | 0 | 2023-03-03 | -5.4 | 23.4 | 0 | 2022-03-03 | -8.7 | 26.7 | 0 | 2021-03-03 | -1.8 | 19.8 | 0 | 2020-03-03 | 1.7 | 16.3 | 0 | 2019-03-03 | -4 | 22 | 0 | 2018-03-03 | -3.3 | 21.3 | 0 | 2017-03-03 | -6 | 24 | 0 | 2016-03-03 | -9.3 | 27.3 | 0 | 21.86 | 0
2025-03-03 | -6.3 | 24.3 | 0 | 2024-03-03 | 5.2 | 12.8 | 0 | 2023-03-03 | -5 | 23 | 0 | 2022-03-03 | -8.7 | 26.7 | 0 | 2021-03-03 | -2.3 | 20.3 | 0 | 2020-03-03 | 2.4 | 15.6 | 0 | 2019-03-03 | -4.3 | 22.3 | 0 | 2018-03-03 | -3.6 | 21.6 | 0 | 2017-03-03 | -5.5 | 23.5 | 0 | 2016-03-03 | -9.4 | 27.4 | 0 | 21.75 | 0
2025-03-03 | -6.2 | 24.2 | 0 | 2024-03-03 | 5.1 | 12.9 | 0 | 2023-03-03 | -2.7 | 20.7 | 0 | 2022-03-03 | -9.7 | 27.7 | 0 | 2021-03-03 | -2.6 | 20.6 | 0 | 2020-03-03 | 2.5 | 15.5 | 0 | 2019-03-03 | -5.6 | 23.6 | 0 | 2018-03-03 | -3.5 | 21.5 | 0 | 2017-03-03 | -5.8 | 23.8 | 0 | 2016-03-03 | -9.6 | 27.6 | 0 | 21.81 | 0
2025-03-03 | -5.6 | 23.6 | 0 | 2024-03-03 | 4.8 | 13.2 | 0 | 2023-03-03 | -1.2 | 19.2 | 0 | 2022-03-03 | -9.7 | 27.7 | 0 | 2021-03-03 | -0.4 | 18.4 | 0 | 2020-03-03 | 2.5 | 15.5 | 0 | 2019-03-03 | -6.3 | 24.3 | 0 | 2018-03-03 | -2.5 | 20.5 | 0 | 2017-03-03 | -5.6 | 23.6 | 0 | 2016-03-03 | -9.3 | 27.3 | 0 | 21.33 | 0
2025-03-03 | -4.1 | 22.1 | 0 | 2024-03-03 | 5 | 13 | 0 | 2023-03-03 | -0.4 | 18.4 | 0 | 2022-03-03 | -8.9 | 26.9 | 0 | 2021-03-03 | 2 | 16 | 0 | 2020-03-03 | 2.9 | 15.1 | 0 | 2019-03-03 | -5.7 | 23.7 | 0 | 2018-03-03 | -0.9 | 18.9 | 0 | 2017-03-03 | -6 | 24 | 0 | 2016-03-03 | -8.4 | 26.4 | 0 | 20.45 | 0
2025-03-03 | -2.7 | 20.7 | 0 | 2024-03-03 | 5.5 | 12.5 | 0 | 2023-03-03 | -0.1 | 18.1 | 0 | 2022-03-03 | -8.4 | 26.4 | 0 | 2021-03-03 | 4 | 14 | 0 | 2020-03-03 | 2.8 | 15.2 | 0 | 2019-03-03 | -5 | 23 | 0 | 2018-03-03 | 0.9 | 17.1 | 0 | 2017-03-03 | -5.6 | 23.6 | 0 | 2016-03-03 | -6.4 | 24.4 | 0 | 19.5 | 0
2025-03-03 | -1.2 | 19.2 | 0 | 2024-03-03 | 6.4 | 11.6 | 0 | 2023-03-03 | -0.4 | 18.4 | 0 | 2022-03-03 | -7.2 | 25.2 | 0 | 2021-03-03 | 4.8 | 13.2 | 0 | 2020-03-03 | 3.1 | 14.9 | 0 | 2019-03-03 | -3.3 | 21.3 | 0 | 2018-03-03 | 1.5 | 16.5 | 0 | 2017-03-03 | -5.6 | 23.6 | 0 | 2016-03-03 | -5.6 | 23.6 | 0 | 18.75 | 0
2025-03-03 | 0 | 18 | 0 | 2024-03-03 | 7.1 | 10.9 | 0 | 2023-03-03 | -0.4 | 18.4 | 0 | 2022-03-03 | -6 | 24 | 0 | 2021-03-03 | 6.1 | 11.9 | 0 | 2020-03-03 | 3.2 | 14.8 | 0 | 2019-03-03 | -2.8 | 20.8 | 0 | 2018-03-03 | 2.1 | 15.9 | 0 | 2017-03-03 | -6.6 | 24.6 | 0 | 2016-03-03 | -5.2 | 23.2 | 0 | 18.25 | 0
2025-03-03 | 0.7 | 17.3 | 0 | 2024-03-03 | 7.4 | 10.6 | 0 | 2023-03-03 | -0.4 | 18.4 | 0 | 2022-03-03 | -5.5 | 23.5 | 0 | 2021-03-03 | 6.4 | 11.6 | 0 | 2020-03-03 | 3.8 | 14.2 | 0 | 2019-03-03 | -2.8 | 20.8 | 0 | 2018-03-03 | 3.9 | 14.1 | 0 | 2017-03-03 | -7.3 | 25.3 | 0 | 2016-03-03 | -5.1 | 23.1 | 0 | 17.89 | 0
2025-03-03 | 1.3 | 16.7 | 0 | 2024-03-03 | 8.3 | 9.7 | 0 | 2023-03-03 | -0.5 | 18.5 | 0 | 2022-03-03 | -5.2 | 23.2 | 0 | 2021-03-03 | 7.1 | 10.9 | 0 | 2020-03-03 | 3.5 | 14.5 | 0 | 2019-03-03 | -2.5 | 20.5 | 0 | 2018-03-03 | 3.5 | 14.5 | 0 | 2017-03-03 | -7.8 | 25.8 | 0 | 2016-03-03 | -4.3 | 22.3 | 0 | 17.66 | 0
2025-03-03 | 1.6 | 16.4 | 0 | 2024-03-03 | 7.3 | 10.7 | 0 | 2023-03-03 | -0.5 | 18.5 | 0 | 2022-03-03 | -5.2 | 23.2 | 0 | 2021-03-03 | 6.5 | 11.5 | 0 | 2020-03-03 | 3.1 | 14.9 | 0 | 2019-03-03 | -2.4 | 20.4 | 0 | 2018-03-03 | 3.1 | 14.9 | 0 | 2017-03-03 | -6.1 | 24.1 | 0 | 2016-03-03 | -4.4 | 22.4 | 0 | 17.7 | 0
2025-03-03 | 2.6 | 15.4 | 0 | 2024-03-03 | 7.1 | 10.9 | 0 | 2023-03-03 | 0.2 | 17.8 | 0 | 2022-03-03 | -5.4 | 23.4 | 0 | 2021-03-03 | 6.5 | 11.5 | 0 | 2020-03-03 | 3.6 | 14.4 | 0 | 2019-03-03 | -2.5 | 20.5 | 0 | 2018-03-03 | 2.4 | 15.6 | 0 | 2017-03-03 | -6.4 | 24.4 | 0 | 2016-03-03 | -4.4 | 22.4 | 0 | 17.63 | 0
2025-03-03 | 2.1 | 15.9 | 0 | 2024-03-03 | 7.5 | 10.5 | 0 | 2023-03-03 | 0.4 | 17.6 | 0 | 2022-03-03 | -5.7 | 23.7 | 0 | 2021-03-03 | 5.9 | 12.1 | 0 | 2020-03-03 | 3.6 | 14.4 | 0 | 2019-03-03 | -2.9 | 20.9 | 0 | 2018-03-03 | 1.7 | 16.3 | 0 | 2017-03-03 | -7 | 25 | 0 | 2016-03-03 | -4.7 | 22.7 | 0 | 17.91 | 0
2025-03-03 | 1.2 | 16.8 | 0 | 2024-03-03 | 7.4 | 10.6 | 0 | 2023-03-03 | 0.4 | 17.6 | 0 | 2022-03-03 | -6.9 | 24.9 | 0 | 2021-03-03 | 4.7 | 13.3 | 0 | 2020-03-03 | 3.5 | 14.5 | 0 | 2019-03-03 | -3.8 | 21.8 | 0 | 2018-03-03 | 0.6 | 17.4 | 0 | 2017-03-03 | -7.9 | 25.9 | 0 | 2016-03-03 | -4.9 | 22.9 | 0 | 18.57 | 0
2025-03-03 | 0.6 | 17.4 | 0 | 2024-03-03 | 7.2 | 10.8 | 0 | 2023-03-03 | -0.6 | 18.6 | 0 | 2022-03-03 | -7.6 | 25.6 | 0 | 2021-03-03 | 2.3 | 15.7 | 0 | 2020-03-03 | 2.9 | 15.1 | 0 | 2019-03-03 | -4.2 | 22.2 | 0 | 2018-03-03 | -0.4 | 18.4 | 0 | 2017-03-03 | -8.2 | 26.2 | 0 | 2016-03-03 | -4.9 | 22.9 | 0 | 19.29 | 0
2025-03-03 | 0.8 | 17.2 | 0 | 2024-03-03 | 6.8 | 11.2 | 0 | 2023-03-03 | -1.2 | 19.2 | 0 | 2022-03-03 | -8 | 26 | 0 | 2021-03-03 | 1.2 | 16.8 | 0 | 2020-03-03 | 1.9 | 16.1 | 0 | 2019-03-03 | -4.5 | 22.5 | 0 | 2018-03-03 | -1.2 | 19.2 | 0 | 2017-03-03 | -8.6 | 26.6 | 0 | 2016-03-03 | -5.1 | 23.1 | 0 | 19.79 | 0
2025-03-03 | 1.2 | 16.8 | 0 | 2024-03-03 | 6.8 | 11.2 | 0 | 2023-03-03 | -0.3 | 18.3 | 0 | 2022-03-03 | -9.2 | 27.2 | 0 | 2021-03-03 | 1.7 | 16.3 | 0 | 2020-03-03 | 1.6 | 16.4 | 0 | 2019-03-03 | -6.1 | 24.1 | 0 | 2018-03-03 | -1.3 | 19.3 | 0 | 2017-03-03 | -8.8 | 26.8 | 0 | 2016-03-03 | -5.3 | 23.3 | 0 | 19.97 | 0
2025-03-03 | 0.6 | 17.4 | 0 | 2024-03-03 | 6.1 | 11.9 | 0 | 2023-03-03 | 0 | 18 | 0 | 2022-03-03 | -9.3 | 27.3 | 0 | 2021-03-03 | 1.6 | 16.4 | 0 | 2020-03-03 | 1 | 17 | 0 | 2019-03-03 | -6.1 | 24.1 | 0 | 2018-03-03 | -1.5 | 19.5 | 0 | 2017-03-03 | -9.1 | 27.1 | 0 | 2016-03-03 | -5.9 | 23.9 | 0 | 20.26 | 0
2025-03-03 | 0.2 | 17.8 | 0 | 2024-03-03 | 5.4 | 12.6 | 0 | 2023-03-03 | 0.3 | 17.7 | 0 | 2022-03-03 | -9.9 | 27.9 | 0 | 2021-03-03 | 1.2 | 16.8 | 0 | 2020-03-03 | 1 | 17 | 0 | 2019-03-03 | -7.8 | 25.8 | 0 | 2018-03-03 | -1.5 | 19.5 | 0 | 2017-03-03 | -9.5 | 27.5 | 0 | 2016-03-03 | -6.2 | 24.2 | 0 | 20.68 | 0
2025-03-04 | -0.6 | 18.6 | 0 | 2024-03-04 | 4.8 | 13.2 | 0 | 2023-03-04 | 0 | 18 | 0 | 2022-03-04 | -10.4 | 28.4 | 0 | 2021-03-04 | 1.1 | 16.9 | 0 | 2020-03-04 | 2.2 | 15.8 | 0 | 2019-03-04 | -8.3 | 26.3 | 0 | 2018-03-04 | -1.6 | 19.6 | 0 | 2017-03-04 | -8.7 | 26.7 | 0 | 2016-03-04 | -6.4 | 24.4 | 0 | 20.79 | 0
2025-03-04 | -0.4 | 18.4 | 0 | 2024-03-04 | 4.8 | 13.2 | 0 | 2023-03-04 | 0.1 | 17.9 | 0 | 2022-03-04 | -10.3 | 28.3 | 0 | 2021-03-04 | 1 | 17 | 0 | 2020-03-04 | 2.4 | 15.6 | 0 | 2019-03-04 | -9.2 | 27.2 | 0 | 2018-03-04 | -1.8 | 19.8 | 0 | 2017-03-04 | -8.2 | 26.2 | 0 | 2016-03-04 | -5.9 | 23.9 | 0 | 20.75 | 0
2025-03-04 | 0.2 | 17.8 | 0 | 2024-03-04 | 4.5 | 13.5 | 0 | 2023-03-04 | 0.2 | 17.8 | 0 | 2022-03-04 | -10.3 | 28.3 | 0 | 2021-03-04 | 0.4 | 17.6 | 0 | 2020-03-04 | 2.4 | 15.6 | 0 | 2019-03-04 | -10.1 | 28.1 | 0 | 2018-03-04 | -2.3 | 20.3 | 0 | 2017-03-04 | -8.2 | 26.2 | 0 | 2016-03-04 | -5.7 | 23.7 | 0 | 20.89 | 0
2025-03-04 | 0.5 | 17.5 | 0 | 2024-03-04 | 4.4 | 13.6 | 0 | 2023-03-04 | 0 | 18 | 0 | 2022-03-04 | -10.2 | 28.2 | 0 | 2021-03-04 | -0.3 | 18.3 | 0 | 2020-03-04 | 2.4 | 15.6 | 0 | 2019-03-04 | -10.8 | 28.8 | 0 | 2018-03-04 | -2.9 | 20.9 | 0 | 2017-03-04 | -7.9 | 25.9 | 0 | 2016-03-04 | -5.6 | 23.6 | 0 | 21.04 | 0
2025-03-04 | 0.9 | 17.1 | 0 | 2024-03-04 | 4.2 | 13.8 | 0 | 2023-03-04 | -0.1 | 18.1 | 0 | 2022-03-04 | -10.4 | 28.4 | 0 | 2021-03-04 | -0.8 | 18.8 | 0 | 2020-03-04 | 2.3 | 15.7 | 0 | 2019-03-04 | -11.5 | 29.5 | 0 | 2018-03-04 | -3 | 21 | 0 | 2017-03-04 | -8 | 26 | 0 | 2016-03-04 | -5.4 | 23.4 | 0 | 21.18 | 0
2025-03-04 | 0.9 | 17.1 | 0 | 2024-03-04 | 3.9 | 14.1 | 0 | 2023-03-04 | -0.5 | 18.5 | 0 | 2022-03-04 | -10.4 | 28.4 | 0 | 2021-03-04 | -1.2 | 19.2 | 0 | 2020-03-04 | 2.1 | 15.9 | 0 | 2019-03-04 | -12.3 | 30.3 | 0 | 2018-03-04 | -3.6 | 21.6 | 0 | 2017-03-04 | -10.6 | 28.6 | 0 | 2016-03-04 | -5.2 | 23.2 | 0 | 21.69 | 0
2025-03-04 | 1.3 | 16.7 | 0 | 2024-03-04 | 4.4 | 13.6 | 0 | 2023-03-04 | -1.2 | 19.2 | 0 | 2022-03-04 | -10.5 | 28.5 | 0 | 2021-03-04 | -1.6 | 19.6 | 0 | 2020-03-04 | 1.8 | 16.2 | 0 | 2019-03-04 | -13.5 | 31.5 | 0 | 2018-03-04 | -3.9 | 21.9 | 0 | 2017-03-04 | -11 | 29 | 0 | 2016-03-04 | -5 | 23 | 0 | 21.92 | 0
2025-03-04 | 1.6 | 16.4 | 0 | 2024-03-04 | 4.5 | 13.5 | 0 | 2023-03-04 | -1.4 | 19.4 | 0 | 2022-03-04 | -9.1 | 27.1 | 0 | 2021-03-04 | -3 | 21 | 0 | 2020-03-04 | 0.9 | 17.1 | 0 | 2019-03-04 | -12.8 | 30.8 | 0 | 2018-03-04 | -4.3 | 22.3 | 0 | 2017-03-04 | -12.1 | 30.1 | 0 | 2016-03-04 | -5.1 | 23.1 | 0 | 22.08 | 0
2025-03-04 | 2 | 16 | 0 | 2024-03-04 | 4.6 | 13.4 | 0 | 2023-03-04 | -1.4 | 19.4 | 0 | 2022-03-04 | -7.3 | 25.3 | 0 | 2021-03-04 | -3.5 | 21.5 | 0 | 2020-03-04 | 1.6 | 16.4 | 0 | 2019-03-04 | -12.8 | 30.8 | 0 | 2018-03-04 | -3.5 | 21.5 | 0 | 2017-03-04 | -12.1 | 30.1 | 0 | 2016-03-04 | -4.8 | 22.8 | 0 | 21.72 | 0
2025-03-04 | 2.5 | 15.5 | 0 | 2024-03-04 | 5.3 | 12.7 | 0 | 2023-03-04 | -0.9 | 18.9 | 0 | 2022-03-04 | -5.1 | 23.1 | 0 | 2021-03-04 | -3.7 | 21.7 | 0 | 2020-03-04 | 2.8 | 15.2 | 0 | 2019-03-04 | -11.1 | 29.1 | 0 | 2018-03-04 | -2.1 | 20.1 | 0 | 2017-03-04 | -11.9 | 29.9 | 0 | 2016-03-04 | -3.9 | 21.9 | 0 | 20.81 | 0
2025-03-04 | 3.8 | 14.2 | 0 | 2024-03-04 | 7.7 | 10.3 | 0 | 2023-03-04 | -0.6 | 18.6 | 0 | 2022-03-04 | -3.2 | 21.2 | 0 | 2021-03-04 | -3.6 | 21.6 | 0 | 2020-03-04 | 3.8 | 14.2 | 0 | 2019-03-04 | -10.2 | 28.2 | 0 | 2018-03-04 | -1.4 | 19.4 | 0 | 2017-03-04 | -11.8 | 29.8 | 0 | 2016-03-04 | -2.8 | 20.8 | 0 | 19.83 | 0
2025-03-04 | 3.3 | 14.7 | 0 | 2024-03-04 | 10.6 | 7.4 | 0 | 2023-03-04 | 0 | 18 | 0 | 2022-03-04 | -1.9 | 19.9 | 0 | 2021-03-04 | -3.7 | 21.7 | 0 | 2020-03-04 | 4.4 | 13.6 | 0 | 2019-03-04 | -8.7 | 26.7 | 0 | 2018-03-04 | -0.1 | 18.1 | 0 | 2017-03-04 | -10.7 | 28.7 | 0 | 2016-03-04 | -2.1 | 20.1 | 0 | 18.89 | 0
2025-03-04 | 3.7 | 14.3 | 0 | 2024-03-04 | 11.4 | 6.6 | 0 | 2023-03-04 | 1.1 | 16.9 | 0 | 2022-03-04 | -0.2 | 18.2 | 0 | 2021-03-04 | -4.4 | 22.4 | 0 | 2020-03-04 | 5.4 | 12.6 | 0 | 2019-03-04 | -8.9 | 26.9 | 0 | 2018-03-04 | 1.4 | 16.6 | 0 | 2017-03-04 | -9.9 | 27.9 | 0 | 2016-03-04 | -0.8 | 18.8 | 0 | 18.12 | 0
2025-03-04 | 4 | 14 | 0 | 2024-03-04 | 12.5 | 5.5 | 0 | 2023-03-04 | 3 | 15 | 0 | 2022-03-04 | 0 | 18 | 0 | 2021-03-04 | -4.1 | 22.1 | 0 | 2020-03-04 | 4.7 | 13.3 | 0 | 2019-03-04 | -8.1 | 26.1 | 0 | 2018-03-04 | 1.7 | 16.3 | 0 | 2017-03-04 | -9.3 | 27.3 | 0 | 2016-03-04 | -0.5 | 18.5 | 0 | 17.61 | 0
2025-03-04 | 4.6 | 13.4 | 0 | 2024-03-04 | 13.6 | 4.4 | 0 | 2023-03-04 | 3.8 | 14.2 | 0 | 2022-03-04 | 1 | 17 | 0 | 2021-03-04 | -4.4 | 22.4 | 0 | 2020-03-04 | 5.2 | 12.8 | 0 | 2019-03-04 | -9 | 27 | 0 | 2018-03-04 | 1.8 | 16.2 | 0 | 2017-03-04 | -8.3 | 26.3 | 0 | 2016-03-04 | -1.2 | 19.2 | 0 | 17.29 | 0
2025-03-04 | 6.2 | 11.8 | 0 | 2024-03-04 | 14.3 | 3.7 | 0 | 2023-03-04 | 4.5 | 13.5 | 0 | 2022-03-04 | 0.6 | 17.4 | 0 | 2021-03-04 | -4.2 | 22.2 | 0 | 2020-03-04 | 4.8 | 13.2 | 0 | 2019-03-04 | -9.7 | 27.7 | 0 | 2018-03-04 | 1.6 | 16.4 | 0 | 2017-03-04 | -7.3 | 25.3 | 0 | 2016-03-04 | -1.3 | 19.3 | 0 | 17.05 | 0
2025-03-04 | 6.9 | 11.1 | 0 | 2024-03-04 | 15.9 | 2.1 | 0 | 2023-03-04 | 4.9 | 13.1 | 0 | 2022-03-04 | 0.2 | 17.8 | 0 | 2021-03-04 | -4.8 | 22.8 | 0 | 2020-03-04 | 1.7 | 16.3 | 0 | 2019-03-04 | -9.9 | 27.9 | 0 | 2018-03-04 | 0.9 | 17.1 | 0 | 2017-03-04 | -7.2 | 25.2 | 0 | 2016-03-04 | -1.7 | 19.7 | 0 | 17.31 | 0
2025-03-04 | 6.3 | 11.7 | 0 | 2024-03-04 | 15.4 | 2.6 | 0 | 2023-03-04 | 4.9 | 13.1 | 0 | 2022-03-04 | -0.1 | 18.1 | 0 | 2021-03-04 | -5.7 | 23.7 | 0 | 2020-03-04 | 3.1 | 14.9 | 0 | 2019-03-04 | -10.1 | 28.1 | 0 | 2018-03-04 | -0.2 | 18.2 | 0 | 2017-03-04 | -7.1 | 25.1 | 0 | 2016-03-04 | -1.6 | 19.6 | 0 | 17.51 | 0
2025-03-04 | 6.5 | 11.5 | 0 | 2024-03-04 | 13.7 | 4.3 | 0 | 2023-03-04 | 3.5 | 14.5 | 0 | 2022-03-04 | -1.1 | 19.1 | 0 | 2021-03-04 | -6.5 | 24.5 | 0 | 2020-03-04 | 2.2 | 15.8 | 0 | 2019-03-04 | -10.5 | 28.5 | 0 | 2018-03-04 | -1.2 | 19.2 | 0 | 2017-03-04 | -7.9 | 25.9 | 0 | 2016-03-04 | -1.9 | 19.9 | 0 | 18.32 | 0
2025-03-04 | 5 | 13 | 0 | 2024-03-04 | 11 | 7 | 0 | 2023-03-04 | 2.8 | 15.2 | 0 | 2022-03-04 | -2 | 20 | 0 | 2021-03-04 | -7.4 | 25.4 | 0 | 2020-03-04 | 1.1 | 16.9 | 0 | 2019-03-04 | -11.2 | 29.2 | 0 | 2018-03-04 | -2.3 | 20.3 | 0 | 2017-03-04 | -8.8 | 26.8 | 0 | 2016-03-04 | -1.9 | 19.9 | 0 | 19.37 | 0
2025-03-04 | 5.3 | 12.7 | 0 | 2024-03-04 | 10.2 | 7.8 | 0 | 2023-03-04 | 1.6 | 16.4 | 0 | 2022-03-04 | -3 | 21 | 0 | 2021-03-04 | -7.6 | 25.6 | 0 | 2020-03-04 | 0.9 | 17.1 | 0 | 2019-03-04 | -11.4 | 29.4 | 0 | 2018-03-04 | -2.6 | 20.6 | 0 | 2017-03-04 | -9.8 | 27.8 | 0 | 2016-03-04 | -2 | 20 | 0 | 19.84 | 0
2025-03-04 | 5 | 13 | 0 | 2024-03-04 | 8.8 | 9.2 | 0 | 2023-03-04 | 0.8 | 17.2 | 0 | 2022-03-04 | -3.6 | 21.6 | 0 | 2021-03-04 | -7.5 | 25.5 | 0 | 2020-03-04 | 1.1 | 16.9 | 0 | 2019-03-04 | -12 | 30 | 0 | 2018-03-04 | -2.7 | 20.7 | 0 | 2017-03-04 | -10.3 | 28.3 | 0 | 2016-03-04 | -2 | 20 | 0 | 20.24 | 0
2025-03-04 | 3.4 | 14.6 | 0 | 2024-03-04 | 8 | 10 | 0 | 2023-03-04 | 0.9 | 17.1 | 0 | 2022-03-04 | -3.5 | 21.5 | 0 | 2021-03-04 | -7.6 | 25.6 | 0 | 2020-03-04 | 1.4 | 16.6 | 0 | 2019-03-04 | -12.7 | 30.7 | 0 | 2018-03-04 | -2.9 | 20.9 | 0 | 2017-03-04 | -10.6 | 28.6 | 0 | 2016-03-04 | -2 | 20 | 0 | 20.56 | 0
2025-03-04 | 3.5 | 14.5 | 0 | 2024-03-04 | 8.9 | 9.1 | 0 | 2023-03-04 | 0.7 | 17.3 | 0 | 2022-03-04 | -2.2 | 20.2 | 0 | 2021-03-04 | -7.9 | 25.9 | 0 | 2020-03-04 | 1.4 | 16.6 | 0 | 2019-03-04 | -12.8 | 30.8 | 0 | 2018-03-04 | -3.5 | 21.5 | 0 | 2017-03-04 | -10.9 | 28.9 | 0 | 2016-03-04 | -2.7 | 20.7 | 0 | 20.55 | 0
2025-03-05 | 3.4 | 14.6 | 0 | 2024-03-05 | 7.2 | 10.8 | 0 | 2023-03-05 | 1.6 | 16.4 | 0 | 2022-03-05 | -2.7 | 20.7 | 0 | 2021-03-05 | -7.7 | 25.7 | 0 | 2020-03-05 | 1.1 | 16.9 | 0 | 2019-03-05 | -12.6 | 30.6 | 0 | 2018-03-05 | -3.3 | 21.3 | 0 | 2017-03-05 | -11.1 | 29.1 | 0 | 2016-03-05 | -2.8 | 20.8 | 0 | 20.69 | 0
2025-03-05 | 3.4 | 14.6 | 0 | 2024-03-05 | 6.9 | 11.1 | 0 | 2023-03-05 | 0.8 | 17.2 | 0 | 2022-03-05 | -2.8 | 20.8 | 0 | 2021-03-05 | -7.4 | 25.4 | 0 | 2020-03-05 | 1 | 17 | 0 | 2019-03-05 | -13.7 | 31.7 | 0 | 2018-03-05 | -3.9 | 21.9 | 0 | 2017-03-05 | -11.6 | 29.6 | 0 | 2016-03-05 | -3.5 | 21.5 | 0 | 21.08 | 0
2025-03-05 | 2.9 | 15.1 | 0 | 2024-03-05 | 6.4 | 11.6 | 0 | 2023-03-05 | 1 | 17 | 0 | 2022-03-05 | -3.1 | 21.1 | 0 | 2021-03-05 | -8.4 | 26.4 | 0 | 2020-03-05 | 0.7 | 17.3 | 0 | 2019-03-05 | -14.1 | 32.1 | 0 | 2018-03-05 | -4.6 | 22.6 | 0 | 2017-03-05 | -11.7 | 29.7 | 0 | 2016-03-05 | -3 | 21 | 0 | 21.39 | 0
2025-03-05 | 2.2 | 15.8 | 0 | 2024-03-05 | 9.1 | 8.9 | 0 | 2023-03-05 | 0.9 | 17.1 | 0 | 2022-03-05 | -3.6 | 21.6 | 0 | 2021-03-05 | -8.8 | 26.8 | 0 | 2020-03-05 | 0.1 | 17.9 | 0 | 2019-03-05 | -15 | 33 | 0 | 2018-03-05 | -5 | 23 | 0 | 2017-03-05 | -12.2 | 30.2 | 0 | 2016-03-05 | -4.1 | 22.1 | 0 | 21.64 | 0
2025-03-05 | 3.1 | 14.9 | 0 | 2024-03-05 | 8.8 | 9.2 | 0 | 2023-03-05 | 1.1 | 16.9 | 0 | 2022-03-05 | -3 | 21 | 0 | 2021-03-05 | -8.8 | 26.8 | 0 | 2020-03-05 | -0.8 | 18.8 | 0 | 2019-03-05 | -14.3 | 32.3 | 0 | 2018-03-05 | -5.4 | 23.4 | 0 | 2017-03-05 | -12.1 | 30.1 | 0 | 2016-03-05 | -4.6 | 22.6 | 0 | 21.6 | 0
2025-03-05 | 2.9 | 15.1 | 0 | 2024-03-05 | 7.7 | 10.3 | 0 | 2023-03-05 | 0.7 | 17.3 | 0 | 2022-03-05 | -2.5 | 20.5 | 0 | 2021-03-05 | -9.5 | 27.5 | 0 | 2020-03-05 | -0.9 | 18.9 | 0 | 2019-03-05 | -14.6 | 32.6 | 0 | 2018-03-05 | -5.6 | 23.6 | 0 | 2017-03-05 | -12.4 | 30.4 | 0 | 2016-03-05 | -4.3 | 22.3 | 0 | 21.85 | 0
2025-03-05 | 2.8 | 15.2 | 0 | 2024-03-05 | 7.4 | 10.6 | 0 | 2023-03-05 | 0.8 | 17.2 | 0 | 2022-03-05 | -2.3 | 20.3 | 0 | 2021-03-05 | -10 | 28 | 0 | 2020-03-05 | -2.9 | 20.9 | 0 | 2019-03-05 | -14.3 | 32.3 | 0 | 2018-03-05 | -6.2 | 24.2 | 0 | 2017-03-05 | -12 | 30 | 0 | 2016-03-05 | -4.3 | 22.3 | 0 | 22.1 | 0
2025-03-05 | 3 | 15 | 0 | 2024-03-05 | 7.5 | 10.5 | 0 | 2023-03-05 | 1.1 | 16.9 | 0 | 2022-03-05 | -2.2 | 20.2 | 0 | 2021-03-05 | -9.3 | 27.3 | 0 | 2020-03-05 | -3 | 21 | 0 | 2019-03-05 | -13.8 | 31.8 | 0 | 2018-03-05 | -6.3 | 24.3 | 0 | 2017-03-05 | -11.1 | 29.1 | 0 | 2016-03-05 | -3.7 | 21.7 | 0 | 21.78 | 0
2025-03-05 | 3.5 | 14.5 | 0 | 2024-03-05 | 9.2 | 8.8 | 0 | 2023-03-05 | 1.7 | 16.3 | 0 | 2022-03-05 | -1.5 | 19.5 | 0 | 2021-03-05 | -7.5 | 25.5 | 0 | 2020-03-05 | -0.4 | 18.4 | 0 | 2019-03-05 | -13 | 31 | 0 | 2018-03-05 | -5.3 | 23.3 | 0 | 2017-03-05 | -9.1 | 27.1 | 0 | 2016-03-05 | -3 | 21 | 0 | 20.54 | 0
2025-03-05 | 4.5 | 13.5 | 0 | 2024-03-05 | 11.7 | 6.3 | 0 | 2023-03-05 | 3.1 | 14.9 | 0 | 2022-03-05 | 0 | 18 | 0 | 2021-03-05 | -5.7 | 23.7 | 0 | 2020-03-05 | 0.8 | 17.2 | 0 | 2019-03-05 | -11.8 | 29.8 | 0 | 2018-03-05 | -4 | 22 | 0 | 2017-03-05 | -6.8 | 24.8 | 0 | 2016-03-05 | -2.6 | 20.6 | 0 | 19.08 | 0
2025-03-05 | 4.7 | 13.3 | 0 | 2024-03-05 | 12.7 | 5.3 | 0 | 2023-03-05 | 3.4 | 14.6 | 0 | 2022-03-05 | 1.1 | 16.9 | 0 | 2021-03-05 | -4 | 22 | 0 | 2020-03-05 | 1.6 | 16.4 | 0 | 2019-03-05 | -10.7 | 28.7 | 0 | 2018-03-05 | -2.4 | 20.4 | 0 | 2017-03-05 | -5.8 | 23.8 | 0 | 2016-03-05 | -2.4 | 20.4 | 0 | 18.18 | 0
2025-03-05 | 5.5 | 12.5 | 0 | 2024-03-05 | 13.6 | 4.4 | 0 | 2023-03-05 | 3.9 | 14.1 | 0 | 2022-03-05 | 1.9 | 16.1 | 0 | 2021-03-05 | -2.8 | 20.8 | 0 | 2020-03-05 | 2.5 | 15.5 | 0 | 2019-03-05 | -10 | 28 | 0 | 2018-03-05 | -0.4 | 18.4 | 0 | 2017-03-05 | -5.9 | 23.9 | 0 | 2016-03-05 | -1.6 | 19.6 | 0 | 17.33 | 0
2025-03-05 | 5.8 | 12.2 | 0 | 2024-03-05 | 12.5 | 5.5 | 0 | 2023-03-05 | 4.2 | 13.8 | 0 | 2022-03-05 | 2.7 | 15.3 | 0 | 2021-03-05 | -1.9 | 19.9 | 0 | 2020-03-05 | 4 | 14 | 0 | 2019-03-05 | -9.8 | 27.8 | 0 | 2018-03-05 | 1 | 17 | 0 | 2017-03-05 | -5.2 | 23.2 | 0 | 2016-03-05 | -1.3 | 19.3 | 0 | 16.8 | 0
2025-03-05 | 5.9 | 12.1 | 0 | 2024-03-05 | 14.3 | 3.7 | 0 | 2023-03-05 | 4.6 | 13.4 | 0 | 2022-03-05 | 2.4 | 15.6 | 0 | 2021-03-05 | -0.3 | 18.3 | 0 | 2020-03-05 | 4.1 | 13.9 | 0 | 2019-03-05 | -9.3 | 27.3 | 0 | 2018-03-05 | 2 | 16 | 0 | 2017-03-05 | -4.6 | 22.6 | 0 | 2016-03-05 | -1.3 | 19.3 | 0 | 16.22 | 0
2025-03-05 | 6 | 12 | 0 | 2024-03-05 | 15.1 | 2.9 | 0 | 2023-03-05 | 4.4 | 13.6 | 0 | 2022-03-05 | 2.1 | 15.9 | 0 | 2021-03-05 | 0.7 | 17.3 | 0 | 2020-03-05 | 5.3 | 12.7 | 0 | 2019-03-05 | -9.2 | 27.2 | 0 | 2018-03-05 | 3.6 | 14.4 | 0 | 2017-03-05 | -3.5 | 21.5 | 0 | 2016-03-05 | -1 | 19 | 0 | 15.65 | 0
2025-03-05 | 6.4 | 11.6 | 0 | 2024-03-05 | 13.8 | 4.2 | 0 | 2023-03-05 | 4.7 | 13.3 | 0 | 2022-03-05 | 1.6 | 16.4 | 0 | 2021-03-05 | 0.9 | 17.1 | 0 | 2020-03-05 | 5.3 | 12.7 | 0 | 2019-03-05 | -9.4 | 27.4 | 0 | 2018-03-05 | 4.1 | 13.9 | 0 | 2017-03-05 | -3.3 | 21.3 | 0 | 2016-03-05 | -0.6 | 18.6 | 0 | 15.65 | 0
2025-03-05 | 7 | 11 | 0 | 2024-03-05 | 13.2 | 4.8 | 0 | 2023-03-05 | 4.6 | 13.4 | 0 | 2022-03-05 | 1.4 | 16.6 | 0 | 2021-03-05 | 0.8 | 17.2 | 0 | 2020-03-05 | 5.2 | 12.8 | 0 | 2019-03-05 | -9.3 | 27.3 | 0 | 2018-03-05 | 4.1 | 13.9 | 0 | 2017-03-05 | -3.2 | 21.2 | 0 | 2016-03-05 | -0.6 | 18.6 | 0 | 15.68 | 0
2025-03-05 | 6.6 | 11.4 | 0 | 2024-03-05 | 11.6 | 6.4 | 0 | 2023-03-05 | 4 | 14 | 0 | 2022-03-05 | 1.4 | 16.6 | 0 | 2021-03-05 | -0.1 | 18.1 | 0 | 2020-03-05 | 4.6 | 13.4 | 0 | 2019-03-05 | -9.8 | 27.8 | 0 | 2018-03-05 | 1 | 17 | 0 | 2017-03-05 | -3.2 | 21.2 | 0 | 2016-03-05 | -1.1 | 19.1 | 0 | 16.5 | 0
2025-03-05 | 6.8 | 11.2 | 0 | 2024-03-05 | 11.3 | 6.7 | 0 | 2023-03-05 | 3.6 | 14.4 | 0 | 2022-03-05 | 1.1 | 16.9 | 0 | 2021-03-05 | -0.4 | 18.4 | 0 | 2020-03-05 | 3.4 | 14.6 | 0 | 2019-03-05 | -10.5 | 28.5 | 0 | 2018-03-05 | -0.6 | 18.6 | 0 | 2017-03-05 | -4 | 22 | 0 | 2016-03-05 | -1.6 | 19.6 | 0 | 17.09 | 0
2025-03-05 | 5.3 | 12.7 | 0 | 2024-03-05 | 11.2 | 6.8 | 0 | 2023-03-05 | 2.4 | 15.6 | 0 | 2022-03-05 | 1.1 | 16.9 | 0 | 2021-03-05 | -1.2 | 19.2 | 0 | 2020-03-05 | 2.5 | 15.5 | 0 | 2019-03-05 | -11.4 | 29.4 | 0 | 2018-03-05 | -1.4 | 19.4 | 0 | 2017-03-05 | -3.6 | 21.6 | 0 | 2016-03-05 | -1.8 | 19.8 | 0 | 17.69 | 0
2025-03-05 | 4.8 | 13.2 | 0 | 2024-03-05 | 10 | 8 | 0 | 2023-03-05 | 1.4 | 16.6 | 0 | 2022-03-05 | 1.5 | 16.5 | 0 | 2021-03-05 | -1.8 | 19.8 | 0 | 2020-03-05 | 2.3 | 15.7 | 0 | 2019-03-05 | -11.9 | 29.9 | 0 | 2018-03-05 | -1.8 | 19.8 | 0 | 2017-03-05 | -2.7 | 20.7 | 0 | 2016-03-05 | -2.2 | 20.2 | 0 | 18.04 | 0
2025-03-05 | 5 | 13 | 0 | 2024-03-05 | 9 | 9 | 0 | 2023-03-05 | 0.3 | 17.7 | 0 | 2022-03-05 | 1.7 | 16.3 | 0 | 2021-03-05 | -1.2 | 19.2 | 0 | 2020-03-05 | 2.6 | 15.4 | 0 | 2019-03-05 | -12.7 | 30.7 | 0 | 2018-03-05 | -2.1 | 20.1 | 0 | 2017-03-05 | -2.6 | 20.6 | 0 | 2016-03-05 | -2.5 | 20.5 | 0 | 18.25 | 0
2025-03-05 | 5.7 | 12.3 | 0 | 2024-03-05 | 8.6 | 9.4 | 0 | 2023-03-05 | -0.4 | 18.4 | 0 | 2022-03-05 | 1.9 | 16.1 | 0 | 2021-03-05 | -1.9 | 19.9 | 0 | 2020-03-05 | 1.4 | 16.6 | 0 | 2019-03-05 | -13 | 31 | 0 | 2018-03-05 | -2.3 | 20.3 | 0 | 2017-03-05 | -2.2 | 20.2 | 0 | 2016-03-05 | -3.3 | 21.3 | 0 | 18.55 | 0
2025-03-05 | 3.3 | 14.7 | 0 | 2024-03-05 | 8.1 | 9.9 | 0 | 2023-03-05 | -0.4 | 18.4 | 0 | 2022-03-05 | 1.9 | 16.1 | 0 | 2021-03-05 | -3.5 | 21.5 | 0 | 2020-03-05 | 1 | 17 | 0 | 2019-03-05 | -12.5 | 30.5 | 0 | 2018-03-05 | -2.5 | 20.5 | 0 | 2017-03-05 | -2 | 20 | 0 | 2016-03-05 | -3.7 | 21.7 | 0 | 19.03 | 0
2025-03-06 | 3 | 15 | 0 | 2024-03-06 | 6.8 | 11.2 | 0 | 2023-03-06 | -0.9 | 18.9 | 0 | 2022-03-06 | 0.9 | 17.1 | 0 | 2021-03-06 | -4.2 | 22.2 | 0 | 2020-03-06 | 1.1 | 16.9 | 0 | 2019-03-06 | -14.2 | 32.2 | 0 | 2018-03-06 | -1.9 | 19.9 | 0 | 2017-03-06 | -1.9 | 19.9 | 0 | 2016-03-06 | -4.9 | 22.9 | 0 | 19.62 | 0
2025-03-06 | 2.9 | 15.1 | 0 | 2024-03-06 | 6.2 | 11.8 | 0 | 2023-03-06 | -1.9 | 19.9 | 0 | 2022-03-06 | 0.4 | 17.6 | 0 | 2021-03-06 | -5.2 | 23.2 | 0 | 2020-03-06 | 0.9 | 17.1 | 0 | 2019-03-06 | -14.2 | 32.2 | 0 | 2018-03-06 | -1.4 | 19.4 | 0 | 2017-03-06 | -2 | 20 | 0 | 2016-03-06 | -5.4 | 23.4 | 0 | 19.97 | 0
2025-03-06 | 2.4 | 15.6 | 0 | 2024-03-06 | 6.1 | 11.9 | 0 | 2023-03-06 | -2.7 | 20.7 | 0 | 2022-03-06 | 0.4 | 17.6 | 0 | 2021-03-06 | -5.5 | 23.5 | 0 | 2020-03-06 | 1.4 | 16.6 | 0 | 2019-03-06 | -13 | 31 | 0 | 2018-03-06 | -1.5 | 19.5 | 0 | 2017-03-06 | -1.3 | 19.3 | 0 | 2016-03-06 | -5.6 | 23.6 | 0 | 19.93 | 0
2025-03-06 | 2.1 | 15.9 | 0 | 2024-03-06 | 5.9 | 12.1 | 0 | 2023-03-06 | -3.1 | 21.1 | 0 | 2022-03-06 | 1.2 | 16.8 | 0 | 2021-03-06 | -6.4 | 24.4 | 0 | 2020-03-06 | 1.2 | 16.8 | 0 | 2019-03-06 | -12.1 | 30.1 | 0 | 2018-03-06 | -1.4 | 19.4 | 0 | 2017-03-06 | -0.9 | 18.9 | 0 | 2016-03-06 | -5.9 | 23.9 | 0 | 19.94 | 0
2025-03-06 | 2.1 | 15.9 | 0 | 2024-03-06 | 5.8 | 12.2 | 0 | 2023-03-06 | -1.5 | 19.5 | 0 | 2022-03-06 | 1.2 | 16.8 | 0 | 2021-03-06 | -7 | 25 | 0 | 2020-03-06 | 0.7 | 17.3 | 0 | 2019-03-06 | -12.6 | 30.6 | 0 | 2018-03-06 | -1.2 | 19.2 | 0 | 2017-03-06 | -0.3 | 18.3 | 0 | 2016-03-06 | -7.1 | 25.1 | 0 | 19.99 | 0
2025-03-06 | 2.1 | 15.9 | 0 | 2024-03-06 | 5.8 | 12.2 | 0 | 2023-03-06 | -2 | 20 | 0 | 2022-03-06 | 2 | 16 | 0 | 2021-03-06 | -7.3 | 25.3 | 0 | 2020-03-06 | 1 | 17 | 0 | 2019-03-06 | -13.6 | 31.6 | 0 | 2018-03-06 | -1.3 | 19.3 | 0 | 2017-03-06 | 0 | 18 | 0 | 2016-03-06 | -7.8 | 25.8 | 0 | 20.11 | 0
2025-03-06 | 1 | 17 | 0 | 2024-03-06 | 5.7 | 12.3 | 0 | 2023-03-06 | -2.5 | 20.5 | 0 | 2022-03-06 | 2.6 | 15.4 | 0 | 2021-03-06 | -7.3 | 25.3 | 0 | 2020-03-06 | 1.1 | 16.9 | 0 | 2019-03-06 | -14.6 | 32.6 | 0 | 2018-03-06 | -1.1 | 19.1 | 0 | 2017-03-06 | 0.4 | 17.6 | 0 | 2016-03-06 | -7.6 | 25.6 | 0 | 20.23 | 0
2025-03-06 | 0.2 | 17.8 | 0 | 2024-03-06 | 5.5 | 12.5 | 0 | 2023-03-06 | -1.4 | 19.4 | 0 | 2022-03-06 | 7.4 | 10.6 | 0 | 2021-03-06 | -7.4 | 25.4 | 0 | 2020-03-06 | 0.4 | 17.6 | 0 | 2019-03-06 | -14.1 | 32.1 | 0 | 2018-03-06 | -0.9 | 18.9 | 0 | 2017-03-06 | 0.6 | 17.4 | 0 | 2016-03-06 | -7.8 | 25.8 | 0 | 19.75 | 0
2025-03-06 | -0.5 | 18.5 | 0 | 2024-03-06 | 5.5 | 12.5 | 0 | 2023-03-06 | -0.9 | 18.9 | 0 | 2022-03-06 | 11.8 | 6.2 | 0 | 2021-03-06 | -7.2 | 25.2 | 0 | 2020-03-06 | 0.1 | 17.9 | 0 | 2019-03-06 | -12.9 | 30.9 | 0 | 2018-03-06 | -0.7 | 18.7 | 0 | 2017-03-06 | 1.4 | 16.6 | 0 | 2016-03-06 | -6.1 | 24.1 | 0 | 18.95 | 0
2025-03-06 | -1.4 | 19.4 | 0 | 2024-03-06 | 5.4 | 12.6 | 0 | 2023-03-06 | -0.1 | 18.1 | 0 | 2022-03-06 | 13.7 | 4.3 | 0 | 2021-03-06 | -6.1 | 24.1 | 0 | 2020-03-06 | 0.8 | 17.2 | 0 | 2019-03-06 | -12.1 | 30.1 | 0 | 2018-03-06 | -0.4 | 18.4 | 0 | 2017-03-06 | 2.2 | 15.8 | 0 | 2016-03-06 | -3.4 | 21.4 | 0 | 18.14 | 0
2025-03-06 | -2.2 | 20.2 | 0 | 2024-03-06 | 5.8 | 12.2 | 0 | 2023-03-06 | 1 | 17 | 0 | 2022-03-06 | 14.7 | 3.3 | 0 | 2021-03-06 | -5.1 | 23.1 | 0 | 2020-03-06 | -0.1 | 18.1 | 0 | 2019-03-06 | -11.2 | 29.2 | 0 | 2018-03-06 | -0.6 | 18.6 | 0 | 2017-03-06 | 3.1 | 14.9 | 0 | 2016-03-06 | -1 | 19 | 0 | 17.56 | 0
2025-03-06 | -2.9 | 20.9 | 0 | 2024-03-06 | 6.4 | 11.6 | 0 | 2023-03-06 | 2 | 16 | 0 | 2022-03-06 | 15 | 3 | 0 | 2021-03-06 | -4.7 | 22.7 | 0 | 2020-03-06 | -0.1 | 18.1 | 0 | 2019-03-06 | -10.4 | 28.4 | 0 | 2018-03-06 | -0.4 | 18.4 | 0 | 2017-03-06 | 5.6 | 12.4 | 0 | 2016-03-06 | 0.7 | 17.3 | 0 | 16.88 | 0
2025-03-06 | -3.1 | 21.1 | 0 | 2024-03-06 | 6.9 | 11.1 | 0 | 2023-03-06 | 2.6 | 15.4 | 0 | 2022-03-06 | 15.5 | 2.5 | 0 | 2021-03-06 | -3.5 | 21.5 | 0 | 2020-03-06 | 0.4 | 17.6 | 0 | 2019-03-06 | -9.7 | 27.7 | 0 | 2018-03-06 | 0 | 18 | 0 | 2017-03-06 | 5 | 13 | 0 | 2016-03-06 | 1.5 | 16.5 | 0 | 16.44 | 0
2025-03-06 | -3 | 21 | 0 | 2024-03-06 | 7.5 | 10.5 | 0 | 2023-03-06 | 2.7 | 15.3 | 0 | 2022-03-06 | 15.3 | 2.7 | 0 | 2021-03-06 | -1.8 | 19.8 | 0 | 2020-03-06 | 1 | 17 | 0 | 2019-03-06 | -9.9 | 27.9 | 0 | 2018-03-06 | 0.1 | 17.9 | 0 | 2017-03-06 | 4.3 | 13.7 | 0 | 2016-03-06 | 1.9 | 16.1 | 0 | 16.19 | 0
2025-03-06 | -1.9 | 19.9 | 0 | 2024-03-06 | 7.5 | 10.5 | 0 | 2023-03-06 | 2.5 | 15.5 | 0 | 2022-03-06 | 13.3 | 4.7 | 0 | 2021-03-06 | -1.5 | 19.5 | 0 | 2020-03-06 | 1.8 | 16.2 | 0 | 2019-03-06 | -9.5 | 27.5 | 0 | 2018-03-06 | 0.2 | 17.8 | 0 | 2017-03-06 | 5 | 13 | 0 | 2016-03-06 | 2.4 | 15.6 | 0 | 16.02 | 0
2025-03-06 | -2.1 | 20.1 | 0 | 2024-03-06 | 7.2 | 10.8 | 0 | 2023-03-06 | 2.7 | 15.3 | 0 | 2022-03-06 | 11.5 | 6.5 | 0 | 2021-03-06 | -1.7 | 19.7 | 0 | 2020-03-06 | 1.6 | 16.4 | 0 | 2019-03-06 | -9.6 | 27.6 | 0 | 2018-03-06 | -0.1 | 18.1 | 0 | 2017-03-06 | 5.2 | 12.8 | 0 | 2016-03-06 | 2.8 | 15.2 | 0 | 16.25 | 0
2025-03-06 | -1.7 | 19.7 | 0 | 2024-03-06 | 6.7 | 11.3 | 0 | 2023-03-06 | 2.3 | 15.7 | 0 | 2022-03-06 | 9.2 | 8.8 | 0 | 2021-03-06 | -0.6 | 18.6 | 0 | 2020-03-06 | 1.2 | 16.8 | 0 | 2019-03-06 | -10.5 | 28.5 | 0 | 2018-03-06 | 0 | 18 | 0 | 2017-03-06 | 6.1 | 11.9 | 0 | 2016-03-06 | 2.6 | 15.4 | 0 | 16.47 | 0
2025-03-06 | -1.7 | 19.7 | 0 | 2024-03-06 | 5.9 | 12.1 | 0 | 2023-03-06 | 1.8 | 16.2 | 0 | 2022-03-06 | 6.2 | 11.8 | 0 | 2021-03-06 | -1.6 | 19.6 | 0 | 2020-03-06 | 0.8 | 17.2 | 0 | 2019-03-06 | -11.1 | 29.1 | 0 | 2018-03-06 | 0.6 | 17.4 | 0 | 2017-03-06 | 4.5 | 13.5 | 0 | 2016-03-06 | 1.6 | 16.4 | 0 | 17.3 | 0
2025-03-06 | -1.6 | 19.6 | 0 | 2024-03-06 | 5 | 13 | 0 | 2023-03-06 | 1.6 | 16.4 | 0 | 2022-03-06 | 4.7 | 13.3 | 0 | 2021-03-06 | -2.9 | 20.9 | 0 | 2020-03-06 | 0.7 | 17.3 | 0 | 2019-03-06 | -11 | 29 | 0 | 2018-03-06 | 0.6 | 17.4 | 0 | 2017-03-06 | 4.2 | 13.8 | 0 | 2016-03-06 | 1 | 17 | 0 | 17.77 | 0
2025-03-06 | -2 | 20 | 0 | 2024-03-06 | 4.5 | 13.5 | 0 | 2023-03-06 | 1.1 | 16.9 | 0 | 2022-03-06 | 4.2 | 13.8 | 0 | 2021-03-06 | -3.7 | 21.7 | 0 | 2020-03-06 | 0.4 | 17.6 | 0 | 2019-03-06 | -11.8 | 29.8 | 0 | 2018-03-06 | 0.6 | 17.4 | 0 | 2017-03-06 | 3.9 | 14.1 | 0 | 2016-03-06 | 0.8 | 17.2 | 0 | 18.2 | 0
2025-03-06 | -1.8 | 19.8 | 0 | 2024-03-06 | 4.3 | 13.7 | 0 | 2023-03-06 | 1.1 | 16.9 | 0 | 2022-03-06 | 4 | 14 | 0 | 2021-03-06 | -4.2 | 22.2 | 0 | 2020-03-06 | 0.1 | 17.9 | 0 | 2019-03-06 | -13.3 | 31.3 | 0 | 2018-03-06 | 0.9 | 17.1 | 0 | 2017-03-06 | 4.3 | 13.7 | 0 | 2016-03-06 | 1.1 | 16.9 | 0 | 18.35 | 0
2025-03-06 | -1.6 | 19.6 | 0 | 2024-03-06 | 3.8 | 14.2 | 0 | 2023-03-06 | 1.4 | 16.6 | 0 | 2022-03-06 | 4 | 14 | 0 | 2021-03-06 | -5 | 23 | 0 | 2020-03-06 | 0.3 | 17.7 | 0 | 2019-03-06 | -12 | 30 | 0 | 2018-03-06 | 1.2 | 16.8 | 0 | 2017-03-06 | 5 | 13 | 0 | 2016-03-06 | 1 | 17 | 0 | 18.19 | 0
2025-03-06 | -1.9 | 19.9 | 0 | 2024-03-06 | 3.4 | 14.6 | 0 | 2023-03-06 | 0.5 | 17.5 | 0 | 2022-03-06 | 3.6 | 14.4 | 0 | 2021-03-06 | -5.8 | 23.8 | 0 | 2020-03-06 | 0 | 18 | 0 | 2019-03-06 | -11 | 29 | 0 | 2018-03-06 | 1.2 | 16.8 | 0 | 2017-03-06 | 5.9 | 12.1 | 0 | 2016-03-06 | 0.3 | 17.7 | 0 | 18.38 | 0
2025-03-06 | -2.1 | 20.1 | 0 | 2024-03-06 | 3.7 | 14.3 | 0 | 2023-03-06 | 0.5 | 17.5 | 0 | 2022-03-06 | 3.4 | 14.6 | 0 | 2021-03-06 | -6.5 | 24.5 | 0 | 2020-03-06 | -0.4 | 18.4 | 0 | 2019-03-06 | -11.8 | 29.8 | 0 | 2018-03-06 | 1.2 | 16.8 | 0 | 2017-03-06 | 5.9 | 12.1 | 0 | 2016-03-06 | -0.1 | 18.1 | 0 | 18.62 | 0
2025-03-07 | -2 | 20 | 0 | 2024-03-07 | 3.9 | 14.1 | 0 | 2023-03-07 | 0 | 18 | 0 | 2022-03-07 | 2.9 | 15.1 | 0 | 2021-03-07 | -7.7 | 25.7 | 0 | 2020-03-07 | -1.3 | 19.3 | 0 | 2019-03-07 | -11.8 | 29.8 | 0 | 2018-03-07 | 0.4 | 17.6 | 0 | 2017-03-07 | 6.1 | 11.9 | 0 | 2016-03-07 | 0.1 | 17.9 | 0 | 18.94 | 0
2025-03-07 | -2.5 | 20.5 | 0 | 2024-03-07 | 3.9 | 14.1 | 0 | 2023-03-07 | 0.5 | 17.5 | 0 | 2022-03-07 | 2.8 | 15.2 | 0 | 2021-03-07 | -9.2 | 27.2 | 0 | 2020-03-07 | -2.2 | 20.2 | 0 | 2019-03-07 | -11.6 | 29.6 | 0 | 2018-03-07 | 0.2 | 17.8 | 0 | 2017-03-07 | 6.3 | 11.7 | 0 | 2016-03-07 | 0.8 | 17.2 | 0 | 19.1 | 0
2025-03-07 | -2.3 | 20.3 | 0 | 2024-03-07 | 4.2 | 13.8 | 0 | 2023-03-07 | 0.2 | 17.8 | 0 | 2022-03-07 | 2 | 16 | 0 | 2021-03-07 | -9.7 | 27.7 | 0 | 2020-03-07 | -3.4 | 21.4 | 0 | 2019-03-07 | -11.4 | 29.4 | 0 | 2018-03-07 | -1.4 | 19.4 | 0 | 2017-03-07 | 6.6 | 11.4 | 0 | 2016-03-07 | 1.4 | 16.6 | 0 | 19.38 | 0
2025-03-07 | -2.2 | 20.2 | 0 | 2024-03-07 | 3.6 | 14.4 | 0 | 2023-03-07 | -0.5 | 18.5 | 0 | 2022-03-07 | 1.7 | 16.3 | 0 | 2021-03-07 | -8.3 | 26.3 | 0 | 2020-03-07 | -4.7 | 22.7 | 0 | 2019-03-07 | -11.3 | 29.3 | 0 | 2018-03-07 | 0 | 18 | 0 | 2017-03-07 | 6.9 | 11.1 | 0 | 2016-03-07 | 1.4 | 16.6 | 0 | 19.34 | 0
2025-03-07 | -2.4 | 20.4 | 0 | 2024-03-07 | 3.2 | 14.8 | 0 | 2023-03-07 | -1.1 | 19.1 | 0 | 2022-03-07 | 1.9 | 16.1 | 0 | 2021-03-07 | -9.2 | 27.2 | 0 | 2020-03-07 | -5.4 | 23.4 | 0 | 2019-03-07 | -12 | 30 | 0 | 2018-03-07 | 0.1 | 17.9 | 0 | 2017-03-07 | 7.1 | 10.9 | 0 | 2016-03-07 | 1.7 | 16.3 | 0 | 19.61 | 0
2025-03-07 | -1.8 | 19.8 | 0 | 2024-03-07 | 3.1 | 14.9 | 0 | 2023-03-07 | -1.9 | 19.9 | 0 | 2022-03-07 | 1.6 | 16.4 | 0 | 2021-03-07 | -9.3 | 27.3 | 0 | 2020-03-07 | -6.3 | 24.3 | 0 | 2019-03-07 | -12.5 | 30.5 | 0 | 2018-03-07 | -0.1 | 18.1 | 0 | 2017-03-07 | 7.4 | 10.6 | 0 | 2016-03-07 | 1.8 | 16.2 | 0 | 19.8 | 0
2025-03-07 | -1.6 | 19.6 | 0 | 2024-03-07 | 1.8 | 16.2 | 0 | 2023-03-07 | -2 | 20 | 0 | 2022-03-07 | 2 | 16 | 0 | 2021-03-07 | -10.1 | 28.1 | 0 | 2020-03-07 | -6.8 | 24.8 | 0 | 2019-03-07 | -12.8 | 30.8 | 0 | 2018-03-07 | -0.3 | 18.3 | 0 | 2017-03-07 | 8 | 10 | 0 | 2016-03-07 | 2.4 | 15.6 | 0 | 19.94 | 0
2025-03-07 | -1.9 | 19.9 | 0 | 2024-03-07 | 1.2 | 16.8 | 0 | 2023-03-07 | -2.6 | 20.6 | 0 | 2022-03-07 | 1.1 | 16.9 | 0 | 2021-03-07 | -9.6 | 27.6 | 0 | 2020-03-07 | -6.7 | 24.7 | 0 | 2019-03-07 | -12.3 | 30.3 | 0 | 2018-03-07 | 0 | 18 | 0 | 2017-03-07 | 8 | 10 | 0 | 2016-03-07 | 4 | 14 | 0 | 19.88 | 0
2025-03-07 | -1.2 | 19.2 | 0 | 2024-03-07 | 2.2 | 15.8 | 0 | 2023-03-07 | -2.6 | 20.6 | 0 | 2022-03-07 | 1 | 17 | 0 | 2021-03-07 | -7.8 | 25.8 | 0 | 2020-03-07 | -5.9 | 23.9 | 0 | 2019-03-07 | -12 | 30 | 0 | 2018-03-07 | 0.8 | 17.2 | 0 | 2017-03-07 | 8.2 | 9.8 | 0 | 2016-03-07 | 4 | 14 | 0 | 19.33 | 0
2025-03-07 | -0.2 | 18.2 | 0 | 2024-03-07 | 4 | 14 | 0 | 2023-03-07 | -2.4 | 20.4 | 0 | 2022-03-07 | 1.1 | 16.9 | 0 | 2021-03-07 | -6.4 | 24.4 | 0 | 2020-03-07 | -4.8 | 22.8 | 0 | 2019-03-07 | -9.9 | 27.9 | 0 | 2018-03-07 | 1.3 | 16.7 | 0 | 2017-03-07 | 8.7 | 9.3 | 0 | 2016-03-07 | 5.1 | 12.9 | 0 | 18.35 | 0
2025-03-07 | -0.4 | 18.4 | 0 | 2024-03-07 | 6.5 | 11.5 | 0 | 2023-03-07 | -1.8 | 19.8 | 0 | 2022-03-07 | 0.7 | 17.3 | 0 | 2021-03-07 | -4.8 | 22.8 | 0 | 2020-03-07 | -3.2 | 21.2 | 0 | 2019-03-07 | -8.9 | 26.9 | 0 | 2018-03-07 | 1.7 | 16.3 | 0 | 2017-03-07 | 8.8 | 9.2 | 0 | 2016-03-07 | 7 | 11 | 0 | 17.44 | 0
2025-03-07 | 0.4 | 17.6 | 0 | 2024-03-07 | 8 | 10 | 0 | 2023-03-07 | -1 | 19 | 0 | 2022-03-07 | 1 | 17 | 0 | 2021-03-07 | -3.4 | 21.4 | 0 | 2020-03-07 | -2.1 | 20.1 | 0 | 2019-03-07 | -8.3 | 26.3 | 0 | 2018-03-07 | 1.9 | 16.1 | 0 | 2017-03-07 | 11.4 | 6.6 | 0 | 2016-03-07 | 9 | 9 | 0 | 16.31 | 0
2025-03-07 | 1 | 17 | 0 | 2024-03-07 | 9.6 | 8.4 | 0 | 2023-03-07 | -0.2 | 18.2 | 0 | 2022-03-07 | 0.6 | 17.4 | 0 | 2021-03-07 | -2.6 | 20.6 | 0 | 2020-03-07 | -0.6 | 18.6 | 0 | 2019-03-07 | -7 | 25 | 0 | 2018-03-07 | 2 | 16 | 0 | 2017-03-07 | 12.3 | 5.7 | 0 | 2016-03-07 | 10.2 | 7.8 | 0 | 15.47 | 0
2025-03-07 | 1.2 | 16.8 | 0 | 2024-03-07 | 9.2 | 8.8 | 0 | 2023-03-07 | -0.3 | 18.3 | 0 | 2022-03-07 | 0.9 | 17.1 | 0 | 2021-03-07 | -1.6 | 19.6 | 0 | 2020-03-07 | 1.1 | 16.9 | 0 | 2019-03-07 | -6.8 | 24.8 | 0 | 2018-03-07 | 2.1 | 15.9 | 0 | 2017-03-07 | 12.4 | 5.6 | 0 | 2016-03-07 | 10.9 | 7.1 | 0 | 15.09 | 0
2025-03-07 | 2.3 | 15.7 | 0 | 2024-03-07 | 8.9 | 9.1 | 0 | 2023-03-07 | 0.4 | 17.6 | 0 | 2022-03-07 | 1 | 17 | 0 | 2021-03-07 | -1.5 | 19.5 | 0 | 2020-03-07 | 2.9 | 15.1 | 0 | 2019-03-07 | -6.4 | 24.4 | 0 | 2018-03-07 | 1.5 | 16.5 | 0 | 2017-03-07 | 12.9 | 5.1 | 0 | 2016-03-07 | 11.3 | 6.7 | 0 | 14.67 | 0
2025-03-07 | 2 | 16 | 0 | 2024-03-07 | 8.4 | 9.6 | 0 | 2023-03-07 | 1 | 17 | 0 | 2022-03-07 | 0.8 | 17.2 | 0 | 2021-03-07 | -0.7 | 18.7 | 0 | 2020-03-07 | 3.4 | 14.6 | 0 | 2019-03-07 | -6 | 24 | 0 | 2018-03-07 | 1.5 | 16.5 | 0 | 2017-03-07 | 13.1 | 4.9 | 0 | 2016-03-07 | 11.5 | 6.5 | 0 | 14.5 | 0
2025-03-07 | 1.8 | 16.2 | 0 | 2024-03-07 | 8.5 | 9.5 | 0 | 2023-03-07 | 1.3 | 16.7 | 0 | 2022-03-07 | 0.3 | 17.7 | 0 | 2021-03-07 | -1.5 | 19.5 | 0 | 2020-03-07 | 3.3 | 14.7 | 0 | 2019-03-07 | -6.3 | 24.3 | 0 | 2018-03-07 | 2.2 | 15.8 | 0 | 2017-03-07 | 13.2 | 4.8 | 0 | 2016-03-07 | 10.2 | 7.8 | 0 | 14.7 | 0
2025-03-07 | 0.9 | 17.1 | 0 | 2024-03-07 | 7.9 | 10.1 | 0 | 2023-03-07 | 1.4 | 16.6 | 0 | 2022-03-07 | 0.5 | 17.5 | 0 | 2021-03-07 | -1.4 | 19.4 | 0 | 2020-03-07 | 2.4 | 15.6 | 0 | 2019-03-07 | -6.9 | 24.9 | 0 | 2018-03-07 | 2.2 | 15.8 | 0 | 2017-03-07 | 12.1 | 5.9 | 0 | 2016-03-07 | 10.3 | 7.7 | 0 | 15.06 | 0
2025-03-07 | -0.1 | 18.1 | 0 | 2024-03-07 | 6.6 | 11.4 | 0 | 2023-03-07 | 0.9 | 17.1 | 0 | 2022-03-07 | 0.6 | 17.4 | 0 | 2021-03-07 | -2.5 | 20.5 | 0 | 2020-03-07 | 1.1 | 16.9 | 0 | 2019-03-07 | -8 | 26 | 0 | 2018-03-07 | 1.6 | 16.4 | 0 | 2017-03-07 | 11.8 | 6.2 | 0 | 2016-03-07 | 9.4 | 8.6 | 0 | 15.86 | 0
2025-03-07 | -1 | 19 | 0 | 2024-03-07 | 5.3 | 12.7 | 0 | 2023-03-07 | 1 | 17 | 0 | 2022-03-07 | 0.1 | 17.9 | 0 | 2021-03-07 | -4.3 | 22.3 | 0 | 2020-03-07 | 0.7 | 17.3 | 0 | 2019-03-07 | -9.2 | 27.2 | 0 | 2018-03-07 | 1.3 | 16.7 | 0 | 2017-03-07 | 9.1 | 8.9 | 0 | 2016-03-07 | 8.4 | 9.6 | 0 | 16.86 | 0
2025-03-07 | -0.7 | 18.7 | 0 | 2024-03-07 | 5.4 | 12.6 | 0 | 2023-03-07 | 0.8 | 17.2 | 0 | 2022-03-07 | 0.2 | 17.8 | 0 | 2021-03-07 | -5.5 | 23.5 | 0 | 2020-03-07 | 1 | 17 | 0 | 2019-03-07 | -9.8 | 27.8 | 0 | 2018-03-07 | 1.4 | 16.6 | 0 | 2017-03-07 | 8.4 | 9.6 | 0 | 2016-03-07 | 8.6 | 9.4 | 0 | 17.02 | 0
2025-03-07 | -0.6 | 18.6 | 0 | 2024-03-07 | 5.1 | 12.9 | 0 | 2023-03-07 | 0.7 | 17.3 | 0 | 2022-03-07 | -0.4 | 18.4 | 0 | 2021-03-07 | -6 | 24 | 0 | 2020-03-07 | 0.8 | 17.2 | 0 | 2019-03-07 | -10.8 | 28.8 | 0 | 2018-03-07 | 1.3 | 16.7 | 0 | 2017-03-07 | 7 | 11 | 0 | 2016-03-07 | 8 | 10 | 0 | 17.49 | 0
2025-03-07 | -0.4 | 18.4 | 0 | 2024-03-07 | 4.2 | 13.8 | 0 | 2023-03-07 | 0.6 | 17.4 | 0 | 2022-03-07 | -0.8 | 18.8 | 0 | 2021-03-07 | -6.4 | 24.4 | 0 | 2020-03-07 | 0.1 | 17.9 | 0 | 2019-03-07 | -11.5 | 29.5 | 0 | 2018-03-07 | 1.1 | 16.9 | 0 | 2017-03-07 | 6.5 | 11.5 | 0 | 2016-03-07 | 8 | 10 | 0 | 17.86 | 0
2025-03-07 | -0.2 | 18.2 | 0 | 2024-03-07 | 4.4 | 13.6 | 0 | 2023-03-07 | 0 | 18 | 0 | 2022-03-07 | -1.2 | 19.2 | 0 | 2021-03-07 | -7.5 | 25.5 | 0 | 2020-03-07 | -0.3 | 18.3 | 0 | 2019-03-07 | -12.1 | 30.1 | 0 | 2018-03-07 | -0.3 | 18.3 | 0 | 2017-03-07 | 5.9 | 12.1 | 0 | 2016-03-07 | 7.4 | 10.6 | 0 | 18.39 | 0
2025-03-08 | -0.1 | 18.1 | 0 | 2024-03-08 | 3.3 | 14.7 | 0 | 2023-03-08 | -0.3 | 18.3 | 0 | 2022-03-08 | -1.4 | 19.4 | 0 | 2021-03-08 | -7.7 | 25.7 | 0 | 2020-03-08 | -0.1 | 18.1 | 0 | 2019-03-08 | -13.4 | 31.4 | 0 | 2018-03-08 | -0.6 | 18.6 | 0 | 2017-03-08 | 5.7 | 12.3 | 0 | 2016-03-08 | 7.1 | 10.9 | 0 | 18.75 | 0
2025-03-08 | -0.1 | 18.1 | 0 | 2024-03-08 | 3 | 15 | 0 | 2023-03-08 | -0.9 | 18.9 | 0 | 2022-03-08 | -1.8 | 19.8 | 0 | 2021-03-08 | -7.8 | 25.8 | 0 | 2020-03-08 | 0.8 | 17.2 | 0 | 2019-03-08 | -12.1 | 30.1 | 0 | 2018-03-08 | -1 | 19 | 0 | 2017-03-08 | 5 | 13 | 0 | 2016-03-08 | 5.4 | 12.6 | 0 | 18.95 | 0
2025-03-08 | -2.3 | 20.3 | 0 | 2024-03-08 | 2.6 | 15.4 | 0 | 2023-03-08 | -1.2 | 19.2 | 0 | 2022-03-08 | -2.4 | 20.4 | 0 | 2021-03-08 | -8.3 | 26.3 | 0 | 2020-03-08 | 1 | 17 | 0 | 2019-03-08 | -13.4 | 31.4 | 0 | 2018-03-08 | -1.4 | 19.4 | 0 | 2017-03-08 | 3.7 | 14.3 | 0 | 2016-03-08 | 5.5 | 12.5 | 0 | 19.62 | 0
2025-03-08 | -3.3 | 21.3 | 0 | 2024-03-08 | 3.3 | 14.7 | 0 | 2023-03-08 | -1.4 | 19.4 | 0 | 2022-03-08 | -2.5 | 20.5 | 0 | 2021-03-08 | -8.4 | 26.4 | 0 | 2020-03-08 | 1.1 | 16.9 | 0 | 2019-03-08 | -13.1 | 31.1 | 0 | 2018-03-08 | -1.9 | 19.9 | 0 | 2017-03-08 | 2.9 | 15.1 | 0 | 2016-03-08 | 4.4 | 13.6 | 0 | 19.89 | 0
2025-03-08 | -4.4 | 22.4 | 0 | 2024-03-08 | 3.2 | 14.8 | 0 | 2023-03-08 | -2.1 | 20.1 | 0 | 2022-03-08 | -2.8 | 20.8 | 0 | 2021-03-08 | -9 | 27 | 0 | 2020-03-08 | 1.1 | 16.9 | 0 | 2019-03-08 | -13.7 | 31.7 | 0 | 2018-03-08 | -2.3 | 20.3 | 0 | 2017-03-08 | 3.3 | 14.7 | 0 | 2016-03-08 | 4 | 14 | 0 | 20.27 | 0
2025-03-08 | -4.7 | 22.7 | 0 | 2024-03-08 | 2.6 | 15.4 | 0 | 2023-03-08 | -2.7 | 20.7 | 0 | 2022-03-08 | -2.3 | 20.3 | 0 | 2021-03-08 | -7.4 | 25.4 | 0 | 2020-03-08 | 1 | 17 | 0 | 2019-03-08 | -13.6 | 31.6 | 0 | 2018-03-08 | -2.7 | 20.7 | 0 | 2017-03-08 | 3.4 | 14.6 | 0 | 2016-03-08 | 4.6 | 13.4 | 0 | 20.18 | 0
2025-03-08 | -5 | 23 | 0 | 2024-03-08 | 2.9 | 15.1 | 0 | 2023-03-08 | -2.9 | 20.9 | 0 | 2022-03-08 | -2.8 | 20.8 | 0 | 2021-03-08 | -7.4 | 25.4 | 0 | 2020-03-08 | 0.7 | 17.3 | 0 | 2019-03-08 | -13.9 | 31.9 | 0 | 2018-03-08 | -2.9 | 20.9 | 0 | 2017-03-08 | 3.2 | 14.8 | 0 | 2016-03-08 | 4 | 14 | 0 | 20.41 | 0
2025-03-08 | -5.6 | 23.6 | 0 | 2024-03-08 | 3.2 | 14.8 | 0 | 2023-03-08 | -3 | 21 | 0 | 2022-03-08 | -3.6 | 21.6 | 0 | 2021-03-08 | -5.5 | 23.5 | 0 | 2020-03-08 | 0.8 | 17.2 | 0 | 2019-03-08 | -13 | 31 | 0 | 2018-03-08 | -3.1 | 21.1 | 0 | 2017-03-08 | 3.6 | 14.4 | 0 | 2016-03-08 | 4.8 | 13.2 | 0 | 20.14 | 0
2025-03-08 | -5.5 | 23.5 | 0 | 2024-03-08 | 4 | 14 | 0 | 2023-03-08 | -2.5 | 20.5 | 0 | 2022-03-08 | -2.8 | 20.8 | 0 | 2021-03-08 | -5 | 23 | 0 | 2020-03-08 | 2.4 | 15.6 | 0 | 2019-03-08 | -11.8 | 29.8 | 0 | 2018-03-08 | -3.3 | 21.3 | 0 | 2017-03-08 | 4.8 | 13.2 | 0 | 2016-03-08 | 5.7 | 12.3 | 0 | 19.4 | 0
2025-03-08 | -4.3 | 22.3 | 0 | 2024-03-08 | 5.5 | 12.5 | 0 | 2023-03-08 | -2.3 | 20.3 | 0 | 2022-03-08 | -2.4 | 20.4 | 0 | 2021-03-08 | -2.4 | 20.4 | 0 | 2020-03-08 | 3.8 | 14.2 | 0 | 2019-03-08 | -9.2 | 27.2 | 0 | 2018-03-08 | -3.3 | 21.3 | 0 | 2017-03-08 | 6 | 12 | 0 | 2016-03-08 | 6.3 | 11.7 | 0 | 18.23 | 0
2025-03-08 | -2.9 | 20.9 | 0 | 2024-03-08 | 6.5 | 11.5 | 0 | 2023-03-08 | -1.7 | 19.7 | 0 | 2022-03-08 | -1.1 | 19.1 | 0 | 2021-03-08 | -0.5 | 18.5 | 0 | 2020-03-08 | 6.2 | 11.8 | 0 | 2019-03-08 | -6.7 | 24.7 | 0 | 2018-03-08 | -2.4 | 20.4 | 0 | 2017-03-08 | 7.6 | 10.4 | 0 | 2016-03-08 | 8.5 | 9.5 | 0 | 16.65 | 0
2025-03-08 | -1.7 | 19.7 | 0 | 2024-03-08 | 7.9 | 10.1 | 0 | 2023-03-08 | -1.1 | 19.1 | 0 | 2022-03-08 | 0.1 | 17.9 | 0 | 2021-03-08 | 2.4 | 15.6 | 0 | 2020-03-08 | 8 | 10 | 0 | 2019-03-08 | -5.1 | 23.1 | 0 | 2018-03-08 | -1.9 | 19.9 | 0 | 2017-03-08 | 8.4 | 9.6 | 0 | 2016-03-08 | 10.5 | 7.5 | 0 | 15.25 | 0
2025-03-08 | -0.5 | 18.5 | 0 | 2024-03-08 | 8.6 | 9.4 | 0 | 2023-03-08 | -0.3 | 18.3 | 0 | 2022-03-08 | 1 | 17 | 0 | 2021-03-08 | 5 | 13 | 0 | 2020-03-08 | 9.8 | 8.2 | 0 | 2019-03-08 | -4.2 | 22.2 | 0 | 2018-03-08 | -1.5 | 19.5 | 0 | 2017-03-08 | 9.5 | 8.5 | 0 | 2016-03-08 | 10.7 | 7.3 | 0 | 14.19 | 0
2025-03-08 | 1.1 | 16.9 | 0 | 2024-03-08 | 8.3 | 9.7 | 0 | 2023-03-08 | 0.2 | 17.8 | 0 | 2022-03-08 | 0.9 | 17.1 | 0 | 2021-03-08 | 5.4 | 12.6 | 0 | 2020-03-08 | 10.7 | 7.3 | 0 | 2019-03-08 | -3.2 | 21.2 | 0 | 2018-03-08 | -1 | 19 | 0 | 2017-03-08 | 9.5 | 8.5 | 0 | 2016-03-08 | 11.3 | 6.7 | 0 | 13.68 | 0
2025-03-08 | 0.9 | 17.1 | 0 | 2024-03-08 | 9 | 9 | 0 | 2023-03-08 | 0.8 | 17.2 | 0 | 2022-03-08 | 0.6 | 17.4 | 0 | 2021-03-08 | 8.9 | 9.1 | 0 | 2020-03-08 | 11.5 | 6.5 | 0 | 2019-03-08 | -2.4 | 20.4 | 0 | 2018-03-08 | -1.2 | 19.2 | 0 | 2017-03-08 | 7.9 | 10.1 | 0 | 2016-03-08 | 10.6 | 7.4 | 0 | 13.34 | 0
2025-03-08 | 0.6 | 17.4 | 0 | 2024-03-08 | 8.2 | 9.8 | 0 | 2023-03-08 | 0.7 | 17.3 | 0 | 2022-03-08 | 2 | 16 | 0 | 2021-03-08 | 9.4 | 8.6 | 0 | 2020-03-08 | 11.8 | 6.2 | 0 | 2019-03-08 | -1.5 | 19.5 | 0 | 2018-03-08 | -1.2 | 19.2 | 0 | 2017-03-08 | 8.1 | 9.9 | 0 | 2016-03-08 | 11.1 | 6.9 | 0 | 13.08 | 0
2025-03-08 | 0.1 | 17.9 | 0 | 2024-03-08 | 8.1 | 9.9 | 0 | 2023-03-08 | 0.8 | 17.2 | 0 | 2022-03-08 | 1.9 | 16.1 | 0 | 2021-03-08 | 9 | 9 | 0 | 2020-03-08 | 11.9 | 6.1 | 0 | 2019-03-08 | -1.5 | 19.5 | 0 | 2018-03-08 | -1.3 | 19.3 | 0 | 2017-03-08 | 8.1 | 9.9 | 0 | 2016-03-08 | 10.2 | 7.8 | 0 | 13.27 | 0
2025-03-08 | -0.5 | 18.5 | 0 | 2024-03-08 | 8 | 10 | 0 | 2023-03-08 | 0.3 | 17.7 | 0 | 2022-03-08 | 1 | 17 | 0 | 2021-03-08 | 9 | 9 | 0 | 2020-03-08 | 11.8 | 6.2 | 0 | 2019-03-08 | -1.6 | 19.6 | 0 | 2018-03-08 | -0.9 | 18.9 | 0 | 2017-03-08 | 6.3 | 11.7 | 0 | 2016-03-08 | 8.2 | 9.8 | 0 | 13.84 | 0
2025-03-08 | -1.8 | 19.8 | 0 | 2024-03-08 | 7.8 | 10.2 | 0 | 2023-03-08 | 0.1 | 17.9 | 0 | 2022-03-08 | 0.2 | 17.8 | 0 | 2021-03-08 | 8.7 | 9.3 | 0 | 2020-03-08 | 10.2 | 7.8 | 0 | 2019-03-08 | -2.2 | 20.2 | 0 | 2018-03-08 | -1.1 | 19.1 | 0 | 2017-03-08 | 5.3 | 12.7 | 0 | 2016-03-08 | 8.8 | 9.2 | 0 | 14.4 | 0
2025-03-08 | -2.9 | 20.9 | 0 | 2024-03-08 | 8.2 | 9.8 | 0 | 2023-03-08 | -0.6 | 18.6 | 0 | 2022-03-08 | 0.4 | 17.6 | 0 | 2021-03-08 | 8.1 | 9.9 | 0 | 2020-03-08 | 9.6 | 8.4 | 0 | 2019-03-08 | -2.3 | 20.3 | 0 | 2018-03-08 | -1.1 | 19.1 | 0 | 2017-03-08 | 3.9 | 14.1 | 0 | 2016-03-08 | 8.4 | 9.6 | 0 | 14.83 | 0
2025-03-08 | -3.7 | 21.7 | 0 | 2024-03-08 | 8.3 | 9.7 | 0 | 2023-03-08 | -0.6 | 18.6 | 0 | 2022-03-08 | 0.2 | 17.8 | 0 | 2021-03-08 | 5.7 | 12.3 | 0 | 2020-03-08 | 9 | 9 | 0 | 2019-03-08 | -3.8 | 21.8 | 0 | 2018-03-08 | -1.6 | 19.6 | 0 | 2017-03-08 | 3.6 | 14.4 | 0 | 2016-03-08 | 7.5 | 10.5 | 0 | 15.54 | 0
2025-03-08 | -4.6 | 22.6 | 0 | 2024-03-08 | 8.1 | 9.9 | 0 | 2023-03-08 | -0.6 | 18.6 | 0 | 2022-03-08 | -0.6 | 18.6 | 0 | 2021-03-08 | 4.2 | 13.8 | 0 | 2020-03-08 | 9.2 | 8.8 | 0 | 2019-03-08 | -4.3 | 22.3 | 0 | 2018-03-08 | -1.4 | 19.4 | 0 | 2017-03-08 | 3.5 | 14.5 | 0 | 2016-03-08 | 6.3 | 11.7 | 0 | 16.02 | 0
2025-03-08 | -3.5 | 21.5 | 0 | 2024-03-08 | 7.5 | 10.5 | 0 | 2023-03-08 | -0.8 | 18.8 | 0 | 2022-03-08 | -0.8 | 18.8 | 0 | 2021-03-08 | 3.4 | 14.6 | 0 | 2020-03-08 | 9.6 | 8.4 | 0 | 2019-03-08 | -5.3 | 23.3 | 0 | 2018-03-08 | -1.9 | 19.9 | 0 | 2017-03-08 | 2.8 | 15.2 | 0 | 2016-03-08 | 5.8 | 12.2 | 0 | 16.32 | 0
2025-03-08 | -3.3 | 21.3 | 0 | 2024-03-08 | 7.5 | 10.5 | 0 | 2023-03-08 | -1.2 | 19.2 | 0 | 2022-03-08 | -1 | 19 | 0 | 2021-03-08 | 3.4 | 14.6 | 0 | 2020-03-08 | 9.9 | 8.1 | 0 | 2019-03-08 | -5.2 | 23.2 | 0 | 2018-03-08 | -1.8 | 19.8 | 0 | 2017-03-08 | 2.3 | 15.7 | 0 | 2016-03-08 | 5.1 | 12.9 | 0 | 16.43 | 0
2025-03-09 | -3.1 | 21.1 | 0 | 2024-03-09 | 7.3 | 10.7 | 0 | 2023-03-09 | -1.1 | 19.1 | 0 | 2022-03-09 | -1.4 | 19.4 | 0 | 2021-03-09 | 3.2 | 14.8 | 0 | 2020-03-09 | 10.3 | 7.7 | 0 | 2019-03-09 | -6.5 | 24.5 | 0 | 2018-03-09 | -2.1 | 20.1 | 0 | 2017-03-09 | 1.6 | 16.4 | 0 | 2016-03-09 | 5 | 13 | 0 | 16.68 | 0
2025-03-09 | -3.4 | 21.4 | 0 | 2024-03-09 | 7 | 11 | 0 | 2023-03-09 | -1.8 | 19.8 | 0 | 2022-03-09 | -1.7 | 19.7 | 0 | 2021-03-09 | 3.7 | 14.3 | 0 | 2020-03-09 | 10.2 | 7.8 | 0 | 2019-03-09 | -8.1 | 26.1 | 0 | 2018-03-09 | -1.6 | 19.6 | 0 | 2017-03-09 | 0.9 | 17.1 | 0 | 2016-03-09 | 6.3 | 11.7 | 0 | 16.85 | 0
2025-03-09 | -3.1 | 21.1 | 0 | 2024-03-09 | 6.9 | 11.1 | 0 | 2023-03-09 | -2.2 | 20.2 | 0 | 2022-03-09 | -1.8 | 19.8 | 0 | 2021-03-09 | 1.8 | 16.2 | 0 | 2020-03-09 | 9.4 | 8.6 | 0 | 2019-03-09 | -8 | 26 | 0 | 2018-03-09 | -1.9 | 19.9 | 0 | 2017-03-09 | 0 | 18 | 0 | 2016-03-09 | 9.3 | 8.7 | 0 | 16.96 | 0
2025-03-09 | -2.8 | 20.8 | 0 | 2024-03-09 | 7.4 | 10.6 | 0 | 2023-03-09 | -2.7 | 20.7 | 0 | 2022-03-09 | -1.8 | 19.8 | 0 | 2021-03-09 | 2 | 16 | 0 | 2020-03-09 | 9.1 | 8.9 | 0 | 2019-03-09 | -7.6 | 25.6 | 0 | 2018-03-09 | -2 | 20 | 0 | 2017-03-09 | -1.2 | 19.2 | 0 | 2016-03-09 | 5.1 | 12.9 | 0 | 17.45 | 0
2025-03-09 | -2.7 | 20.7 | 0 | 2024-03-09 | 7.7 | 10.3 | 0 | 2023-03-09 | -2.8 | 20.8 | 0 | 2022-03-09 | -2.2 | 20.2 | 0 | 2021-03-09 | 1.4 | 16.6 | 0 | 2020-03-09 | 8.5 | 9.5 | 0 | 2019-03-09 | -11.5 | 29.5 | 0 | 2018-03-09 | -2.1 | 20.1 | 0 | 2017-03-09 | -1.7 | 19.7 | 0 | 2016-03-09 | 4.8 | 13.2 | 0 | 18.06 | 0
2025-03-09 | -2.8 | 20.8 | 0 | 2024-03-09 | 7.7 | 10.3 | 0 | 2023-03-09 | -3 | 21 | 0 | 2022-03-09 | -2 | 20 | 0 | 2021-03-09 | -2.3 | 20.3 | 0 | 2020-03-09 | 8.7 | 9.3 | 0 | 2019-03-09 | -9.2 | 27.2 | 0 | 2018-03-09 | -1.6 | 19.6 | 0 | 2017-03-09 | -1.8 | 19.8 | 0 | 2016-03-09 | 5.3 | 12.7 | 0 | 18.1 | 0
2025-03-09 | -3.5 | 21.5 | 0 | 2024-03-09 | 7.4 | 10.6 | 0 | 2023-03-09 | -3.6 | 21.6 | 0 | 2022-03-09 | -1 | 19 | 0 | 2021-03-09 | 1 | 17 | 0 | 2020-03-09 | 8.4 | 9.6 | 0 | 2019-03-09 | -9.6 | 27.6 | 0 | 2018-03-09 | -1.7 | 19.7 | 0 | 2017-03-09 | -1.8 | 19.8 | 0 | 2016-03-09 | 5.6 | 12.4 | 0 | 17.88 | 0
2025-03-09 | -2.4 | 20.4 | 0 | 2024-03-09 | 7.1 | 10.9 | 0 | 2023-03-09 | -3.5 | 21.5 | 0 | 2022-03-09 | -0.6 | 18.6 | 0 | 2021-03-09 | -0.6 | 18.6 | 0 | 2020-03-09 | 8.3 | 9.7 | 0 | 2019-03-09 | -9.1 | 27.1 | 0 | 2018-03-09 | -1 | 19 | 0 | 2017-03-09 | -1.2 | 19.2 | 0 | 2016-03-09 | 7.6 | 10.4 | 0 | 17.54 | 0
2025-03-09 | -0.7 | 18.7 | 0 | 2024-03-09 | 7.2 | 10.8 | 0 | 2023-03-09 | -3.1 | 21.1 | 0 | 2022-03-09 | -0.2 | 18.2 | 0 | 2021-03-09 | 3.3 | 14.7 | 0 | 2020-03-09 | 8.4 | 9.6 | 0 | 2019-03-09 | -8.3 | 26.3 | 0 | 2018-03-09 | -0.1 | 18.1 | 0 | 2017-03-09 | -1 | 19 | 0 | 2016-03-09 | 10.2 | 7.8 | 0 | 16.43 | 0
2025-03-09 | 1.6 | 16.4 | 0 | 2024-03-09 | 7.3 | 10.7 | 0 | 2023-03-09 | -2.1 | 20.1 | 0 | 2022-03-09 | 0.6 | 17.4 | 0 | 2021-03-09 | 5.3 | 12.7 | 0 | 2020-03-09 | 10.8 | 7.2 | 0 | 2019-03-09 | -5.4 | 23.4 | 0 | 2018-03-09 | 1.2 | 16.8 | 0 | 2017-03-09 | -0.6 | 18.6 | 0 | 2016-03-09 | 13.1 | 4.9 | 0 | 14.82 | 0
2025-03-09 | 3.2 | 14.8 | 0 | 2024-03-09 | 8.1 | 9.9 | 0 | 2023-03-09 | -1.3 | 19.3 | 0 | 2022-03-09 | 1.6 | 16.4 | 0 | 2021-03-09 | 6.3 | 11.7 | 0 | 2020-03-09 | 13 | 5 | 0 | 2019-03-09 | -2 | 20 | 0 | 2018-03-09 | 2.8 | 15.2 | 0 | 2017-03-09 | 0.2 | 17.8 | 0 | 2016-03-09 | 16.8 | 1.2 | 0 | 13.13 | 0
2025-03-09 | 4.3 | 13.7 | 0 | 2024-03-09 | 8.4 | 9.6 | 0 | 2023-03-09 | -0.6 | 18.6 | 0 | 2022-03-09 | 2 | 16 | 0 | 2021-03-09 | 7.5 | 10.5 | 0 | 2020-03-09 | 14.6 | 3.4 | 0 | 2019-03-09 | -0.8 | 18.8 | 0 | 2018-03-09 | 2.4 | 15.6 | 0 | 2017-03-09 | 0.1 | 17.9 | 0 | 2016-03-09 | 16.9 | 1.1 | 0 | 12.52 | 0
2025-03-09 | 5.6 | 12.4 | 0 | 2024-03-09 | 9.1 | 8.9 | 0 | 2023-03-09 | 0.5 | 17.5 | 0 | 2022-03-09 | 2.4 | 15.6 | 0 | 2021-03-09 | 8.7 | 9.3 | 0 | 2020-03-09 | 16.2 | 1.8 | 0 | 2019-03-09 | -0.8 | 18.8 | 0 | 2018-03-09 | 2.7 | 15.3 | 0 | 2017-03-09 | 1.1 | 16.9 | 0 | 2016-03-09 | 18.1 | 0 | 0.1 | 11.65 | 0.01
2025-03-09 | 6.8 | 11.2 | 0 | 2024-03-09 | 9.5 | 8.5 | 0 | 2023-03-09 | 1.3 | 16.7 | 0 | 2022-03-09 | 3.1 | 14.9 | 0 | 2021-03-09 | 9.2 | 8.8 | 0 | 2020-03-09 | 15.8 | 2.2 | 0 | 2019-03-09 | -0.4 | 18.4 | 0 | 2018-03-09 | 3.7 | 14.3 | 0 | 2017-03-09 | 1.8 | 16.2 | 0 | 2016-03-09 | 18.4 | 0 | 0.4 | 11.12 | 0.04
2025-03-09 | 6 | 12 | 0 | 2024-03-09 | 7.8 | 10.2 | 0 | 2023-03-09 | 1.9 | 16.1 | 0 | 2022-03-09 | 3.6 | 14.4 | 0 | 2021-03-09 | 9.7 | 8.3 | 0 | 2020-03-09 | 16.7 | 1.3 | 0 | 2019-03-09 | 0.2 | 17.8 | 0 | 2018-03-09 | 3.6 | 14.4 | 0 | 2017-03-09 | 2.3 | 15.7 | 0 | 2016-03-09 | 19.5 | 0 | 1.5 | 11.02 | 0.15
2025-03-09 | 7.2 | 10.8 | 0 | 2024-03-09 | 7.3 | 10.7 | 0 | 2023-03-09 | 2.3 | 15.7 | 0 | 2022-03-09 | 4.1 | 13.9 | 0 | 2021-03-09 | 10.2 | 7.8 | 0 | 2020-03-09 | 15.8 | 2.2 | 0 | 2019-03-09 | 0.2 | 17.8 | 0 | 2018-03-09 | 2.2 | 15.8 | 0 | 2017-03-09 | 2 | 16 | 0 | 2016-03-09 | 18.2 | 0 | 0.2 | 11.07 | 0.02
2025-03-09 | 7.2 | 10.8 | 0 | 2024-03-09 | 6.6 | 11.4 | 0 | 2023-03-09 | 2.4 | 15.6 | 0 | 2022-03-09 | 5 | 13 | 0 | 2021-03-09 | 9.4 | 8.6 | 0 | 2020-03-09 | 15.4 | 2.6 | 0 | 2019-03-09 | 0 | 18 | 0 | 2018-03-09 | 2 | 16 | 0 | 2017-03-09 | 1.8 | 16.2 | 0 | 2016-03-09 | 17.9 | 0.1 | 0 | 11.23 | 0
2025-03-09 | 7.4 | 10.6 | 0 | 2024-03-09 | 6.5 | 11.5 | 0 | 2023-03-09 | 1.9 | 16.1 | 0 | 2022-03-09 | 4.6 | 13.4 | 0 | 2021-03-09 | 9.2 | 8.8 | 0 | 2020-03-09 | 14.8 | 3.2 | 0 | 2019-03-09 | -0.8 | 18.8 | 0 | 2018-03-09 | 1 | 17 | 0 | 2017-03-09 | 1.7 | 16.3 | 0 | 2016-03-09 | 17.2 | 0.8 | 0 | 11.65 | 0
2025-03-09 | 6.3 | 11.7 | 0 | 2024-03-09 | 5.5 | 12.5 | 0 | 2023-03-09 | 1.2 | 16.8 | 0 | 2022-03-09 | 3.1 | 14.9 | 0 | 2021-03-09 | 7.2 | 10.8 | 0 | 2020-03-09 | 14.1 | 3.9 | 0 | 2019-03-09 | -1.3 | 19.3 | 0 | 2018-03-09 | -0.3 | 18.3 | 0 | 2017-03-09 | 0.5 | 17.5 | 0 | 2016-03-09 | 16.5 | 1.5 | 0 | 12.72 | 0
2025-03-09 | 5.5 | 12.5 | 0 | 2024-03-09 | 4.9 | 13.1 | 0 | 2023-03-09 | 0.3 | 17.7 | 0 | 2022-03-09 | 1.7 | 16.3 | 0 | 2021-03-09 | 5.6 | 12.4 | 0 | 2020-03-09 | 13.6 | 4.4 | 0 | 2019-03-09 | -0.9 | 18.9 | 0 | 2018-03-09 | -0.8 | 18.8 | 0 | 2017-03-09 | 0.2 | 17.8 | 0 | 2016-03-09 | 15.6 | 2.4 | 0 | 13.43 | 0
2025-03-09 | 5 | 13 | 0 | 2024-03-09 | 4.5 | 13.5 | 0 | 2023-03-09 | -0.7 | 18.7 | 0 | 2022-03-09 | 3.2 | 14.8 | 0 | 2021-03-09 | 5.1 | 12.9 | 0 | 2020-03-09 | 13.1 | 4.9 | 0 | 2019-03-09 | -0.6 | 18.6 | 0 | 2018-03-09 | -1.2 | 19.2 | 0 | 2017-03-09 | -0.3 | 18.3 | 0 | 2016-03-09 | 14.7 | 3.3 | 0 | 13.72 | 0
2025-03-09 | 5.1 | 12.9 | 0 | 2024-03-09 | 3.3 | 14.7 | 0 | 2023-03-09 | -1.3 | 19.3 | 0 | 2022-03-09 | 2.4 | 15.6 | 0 | 2021-03-09 | 4.2 | 13.8 | 0 | 2020-03-09 | 12.4 | 5.6 | 0 | 2019-03-09 | -0.2 | 18.2 | 0 | 2018-03-09 | -1.4 | 19.4 | 0 | 2017-03-09 | -0.5 | 18.5 | 0 | 2016-03-09 | 14.5 | 3.5 | 0 | 14.15 | 0
2025-03-09 | 4.6 | 13.4 | 0 | 2024-03-09 | 2.3 | 15.7 | 0 | 2023-03-09 | -1.8 | 19.8 | 0 | 2022-03-09 | 1.9 | 16.1 | 0 | 2021-03-09 | 3.4 | 14.6 | 0 | 2020-03-09 | 12 | 6 | 0 | 2019-03-09 | 0.2 | 17.8 | 0 | 2018-03-09 | -1.4 | 19.4 | 0 | 2017-03-09 | -0.8 | 18.8 | 0 | 2016-03-09 | 14.5 | 3.5 | 0 | 14.51 | 0
2025-03-09 | 4.6 | 13.4 | 0 | 2024-03-09 | 3.3 | 14.7 | 0 | 2023-03-09 | -2.1 | 20.1 | 0 | 2022-03-09 | 1.4 | 16.6 | 0 | 2021-03-09 | 2.7 | 15.3 | 0 | 2020-03-09 | 11.5 | 6.5 | 0 | 2019-03-09 | 0.6 | 17.4 | 0 | 2018-03-09 | -2.1 | 20.1 | 0 | 2017-03-09 | -1.4 | 19.4 | 0 | 2016-03-09 | 14.1 | 3.9 | 0 | 14.74 | 0
2025-03-10 | 3.5 | 14.5 | 0 | 2024-03-10 | 3.7 | 14.3 | 0 | 2023-03-10 | -2.4 | 20.4 | 0 | 2022-03-10 | -0.8 | 18.8 | 0 | 2021-03-10 | 2.5 | 15.5 | 0 | 2020-03-10 | 11.2 | 6.8 | 0 | 2019-03-10 | 0.8 | 17.2 | 0 | 2018-03-10 | -3 | 21 | 0 | 2017-03-10 | -1.5 | 19.5 | 0 | 2016-03-10 | 14.1 | 3.9 | 0 | 15.19 | 0
2025-03-10 | 5.8 | 12.2 | 0 | 2024-03-10 | 3.4 | 14.6 | 0 | 2023-03-10 | -1.9 | 19.9 | 0 | 2022-03-10 | -0.4 | 18.4 | 0 | 2021-03-10 | 2.2 | 15.8 | 0 | 2020-03-10 | 11.6 | 6.4 | 0 | 2019-03-10 | 0.6 | 17.4 | 0 | 2018-03-10 | -3.8 | 21.8 | 0 | 2017-03-10 | -1.3 | 19.3 | 0 | 2016-03-10 | 13.1 | 4.9 | 0 | 15.07 | 0
2025-03-10 | 4.3 | 13.7 | 0 | 2024-03-10 | 3.4 | 14.6 | 0 | 2023-03-10 | -1.9 | 19.9 | 0 | 2022-03-10 | -0.2 | 18.2 | 0 | 2021-03-10 | 1.4 | 16.6 | 0 | 2020-03-10 | 11.3 | 6.7 | 0 | 2019-03-10 | 0.7 | 17.3 | 0 | 2018-03-10 | -3.3 | 21.3 | 0 | 2017-03-10 | -2 | 20 | 0 | 2016-03-10 | 11.9 | 6.1 | 0 | 15.44 | 0
2025-03-10 | 2.3 | 15.7 | 0 | 2024-03-10 | 3.2 | 14.8 | 0 | 2023-03-10 | -1.2 | 19.2 | 0 | 2022-03-10 | -0.8 | 18.8 | 0 | 2021-03-10 | 1.3 | 16.7 | 0 | 2020-03-10 | 10.8 | 7.2 | 0 | 2019-03-10 | 0.9 | 17.1 | 0 | 2018-03-10 | -3.9 | 21.9 | 0 | 2017-03-10 | -2.2 | 20.2 | 0 | 2016-03-10 | 10.9 | 7.1 | 0 | 15.87 | 0
2025-03-10 | 2.5 | 15.5 | 0 | 2024-03-10 | 2.5 | 15.5 | 0 | 2023-03-10 | -0.5 | 18.5 | 0 | 2022-03-10 | -2.3 | 20.3 | 0 | 2021-03-10 | 2 | 16 | 0 | 2020-03-10 | 10.3 | 7.7 | 0 | 2019-03-10 | 1.8 | 16.2 | 0 | 2018-03-10 | -3.7 | 21.7 | 0 | 2017-03-10 | -3.2 | 21.2 | 0 | 2016-03-10 | 10.8 | 7.2 | 0 | 15.98 | 0
2025-03-10 | 0.5 | 17.5 | 0 | 2024-03-10 | 1.1 | 16.9 | 0 | 2023-03-10 | -0.4 | 18.4 | 0 | 2022-03-10 | -1.7 | 19.7 | 0 | 2021-03-10 | 0.7 | 17.3 | 0 | 2020-03-10 | 9.7 | 8.3 | 0 | 2019-03-10 | 3 | 15 | 0 | 2018-03-10 | -3.6 | 21.6 | 0 | 2017-03-10 | -3.5 | 21.5 | 0 | 2016-03-10 | 10.7 | 7.3 | 0 | 16.35 | 0
2025-03-10 | 0.9 | 17.1 | 0 | 2024-03-10 | 0.4 | 17.6 | 0 | 2023-03-10 | -0.3 | 18.3 | 0 | 2022-03-10 | -3 | 21 | 0 | 2021-03-10 | 1 | 17 | 0 | 2020-03-10 | 9.7 | 8.3 | 0 | 2019-03-10 | 3.4 | 14.6 | 0 | 2018-03-10 | -3.2 | 21.2 | 0 | 2017-03-10 | -4.2 | 22.2 | 0 | 2016-03-10 | 10.3 | 7.7 | 0 | 16.5 | 0
2025-03-10 | 1.2 | 16.8 | 0 | 2024-03-10 | -0.4 | 18.4 | 0 | 2023-03-10 | -0.4 | 18.4 | 0 | 2022-03-10 | -2.8 | 20.8 | 0 | 2021-03-10 | -2.1 | 20.1 | 0 | 2020-03-10 | 9.7 | 8.3 | 0 | 2019-03-10 | 3.4 | 14.6 | 0 | 2018-03-10 | -3 | 21 | 0 | 2017-03-10 | -5.1 | 23.1 | 0 | 2016-03-10 | 10.6 | 7.4 | 0 | 16.89 | 0
2025-03-10 | 4 | 14 | 0 | 2024-03-10 | -0.9 | 18.9 | 0 | 2023-03-10 | -0.1 | 18.1 | 0 | 2022-03-10 | -1.1 | 19.1 | 0 | 2021-03-10 | 0.9 | 17.1 | 0 | 2020-03-10 | 9.9 | 8.1 | 0 | 2019-03-10 | 4 | 14 | 0 | 2018-03-10 | -1.9 | 19.9 | 0 | 2017-03-10 | -5.4 | 23.4 | 0 | 2016-03-10 | 10.2 | 7.8 | 0 | 16.04 | 0
2025-03-10 | 6.3 | 11.7 | 0 | 2024-03-10 | -0.9 | 18.9 | 0 | 2023-03-10 | -0.2 | 18.2 | 0 | 2022-03-10 | 0 | 18 | 0 | 2021-03-10 | 4.8 | 13.2 | 0 | 2020-03-10 | 10.6 | 7.4 | 0 | 2019-03-10 | 4.9 | 13.1 | 0 | 2018-03-10 | -0.7 | 18.7 | 0 | 2017-03-10 | -4.8 | 22.8 | 0 | 2016-03-10 | 10.2 | 7.8 | 0 | 14.98 | 0
2025-03-10 | 8.8 | 9.2 | 0 | 2024-03-10 | -0.5 | 18.5 | 0 | 2023-03-10 | -0.7 | 18.7 | 0 | 2022-03-10 | 0.4 | 17.6 | 0 | 2021-03-10 | 7.4 | 10.6 | 0 | 2020-03-10 | 11.1 | 6.9 | 0 | 2019-03-10 | 4.7 | 13.3 | 0 | 2018-03-10 | 1 | 17 | 0 | 2017-03-10 | -4.9 | 22.9 | 0 | 2016-03-10 | 9.5 | 8.5 | 0 | 14.32 | 0
2025-03-10 | 8.5 | 9.5 | 0 | 2024-03-10 | -0.7 | 18.7 | 0 | 2023-03-10 | -1.8 | 19.8 | 0 | 2022-03-10 | 1.2 | 16.8 | 0 | 2021-03-10 | 9.3 | 8.7 | 0 | 2020-03-10 | 11.3 | 6.7 | 0 | 2019-03-10 | 5.3 | 12.7 | 0 | 2018-03-10 | 2.2 | 15.8 | 0 | 2017-03-10 | -4.9 | 22.9 | 0 | 2016-03-10 | 9.8 | 8.2 | 0 | 13.98 | 0
2025-03-10 | 9 | 9 | 0 | 2024-03-10 | -0.6 | 18.6 | 0 | 2023-03-10 | -1.8 | 19.8 | 0 | 2022-03-10 | 1.8 | 16.2 | 0 | 2021-03-10 | 10.6 | 7.4 | 0 | 2020-03-10 | 9.9 | 8.1 | 0 | 2019-03-10 | 4 | 14 | 0 | 2018-03-10 | 0.8 | 17.2 | 0 | 2017-03-10 | -4.6 | 22.6 | 0 | 2016-03-10 | 10.2 | 7.8 | 0 | 14.07 | 0
2025-03-10 | 9.7 | 8.3 | 0 | 2024-03-10 | -1.2 | 19.2 | 0 | 2023-03-10 | -1.8 | 19.8 | 0 | 2022-03-10 | 3 | 15 | 0 | 2021-03-10 | 11.5 | 6.5 | 0 | 2020-03-10 | 6.5 | 11.5 | 0 | 2019-03-10 | 3.4 | 14.6 | 0 | 2018-03-10 | 0.9 | 17.1 | 0 | 2017-03-10 | -5.8 | 23.8 | 0 | 2016-03-10 | 9.9 | 8.1 | 0 | 14.39 | 0
2025-03-10 | 10.7 | 7.3 | 0 | 2024-03-10 | -0.7 | 18.7 | 0 | 2023-03-10 | -1.6 | 19.6 | 0 | 2022-03-10 | 3.4 | 14.6 | 0 | 2021-03-10 | 12.6 | 5.4 | 0 | 2020-03-10 | 5.8 | 12.2 | 0 | 2019-03-10 | 2.8 | 15.2 | 0 | 2018-03-10 | 2.1 | 15.9 | 0 | 2017-03-10 | -5.5 | 23.5 | 0 | 2016-03-10 | 9.8 | 8.2 | 0 | 14.06 | 0
2025-03-10 | 10.4 | 7.6 | 0 | 2024-03-10 | -1.1 | 19.1 | 0 | 2023-03-10 | -1.5 | 19.5 | 0 | 2022-03-10 | 3.8 | 14.2 | 0 | 2021-03-10 | 11.9 | 6.1 | 0 | 2020-03-10 | 4.9 | 13.1 | 0 | 2019-03-10 | 2.4 | 15.6 | 0 | 2018-03-10 | 2 | 16 | 0 | 2017-03-10 | -7.4 | 25.4 | 0 | 2016-03-10 | 9.8 | 8.2 | 0 | 14.48 | 0
2025-03-10 | 9.3 | 8.7 | 0 | 2024-03-10 | -1.4 | 19.4 | 0 | 2023-03-10 | -1.8 | 19.8 | 0 | 2022-03-10 | 3.6 | 14.4 | 0 | 2021-03-10 | 12.7 | 5.3 | 0 | 2020-03-10 | 4.8 | 13.2 | 0 | 2019-03-10 | 2.2 | 15.8 | 0 | 2018-03-10 | 1.5 | 16.5 | 0 | 2017-03-10 | -8.2 | 26.2 | 0 | 2016-03-10 | 9.4 | 8.6 | 0 | 14.79 | 0
2025-03-10 | 7.6 | 10.4 | 0 | 2024-03-10 | -1.7 | 19.7 | 0 | 2023-03-10 | -2 | 20 | 0 | 2022-03-10 | 2.9 | 15.1 | 0 | 2021-03-10 | 12.2 | 5.8 | 0 | 2020-03-10 | 4.2 | 13.8 | 0 | 2019-03-10 | 2 | 16 | 0 | 2018-03-10 | 0.6 | 17.4 | 0 | 2017-03-10 | -9.1 | 27.1 | 0 | 2016-03-10 | 6.3 | 11.7 | 0 | 15.7 | 0
2025-03-10 | 5.9 | 12.1 | 0 | 2024-03-10 | -1.1 | 19.1 | 0 | 2023-03-10 | -2.4 | 20.4 | 0 | 2022-03-10 | 1.6 | 16.4 | 0 | 2021-03-10 | 11.9 | 6.1 | 0 | 2020-03-10 | 3 | 15 | 0 | 2019-03-10 | 2.5 | 15.5 | 0 | 2018-03-10 | 0 | 18 | 0 | 2017-03-10 | -9.6 | 27.6 | 0 | 2016-03-10 | 5.5 | 12.5 | 0 | 16.27 | 0
2025-03-10 | 5.6 | 12.4 | 0 | 2024-03-10 | -0.8 | 18.8 | 0 | 2023-03-10 | -2.5 | 20.5 | 0 | 2022-03-10 | 0.9 | 17.1 | 0 | 2021-03-10 | 10.5 | 7.5 | 0 | 2020-03-10 | 1.6 | 16.4 | 0 | 2019-03-10 | 2.1 | 15.9 | 0 | 2018-03-10 | -0.8 | 18.8 | 0 | 2017-03-10 | -9.9 | 27.9 | 0 | 2016-03-10 | 5.2 | 12.8 | 0 | 16.81 | 0
2025-03-10 | 4.8 | 13.2 | 0 | 2024-03-10 | -0.4 | 18.4 | 0 | 2023-03-10 | -2.2 | 20.2 | 0 | 2022-03-10 | -0.6 | 18.6 | 0 | 2021-03-10 | 10.1 | 7.9 | 0 | 2020-03-10 | 1.6 | 16.4 | 0 | 2019-03-10 | 2 | 16 | 0 | 2018-03-10 | -1.4 | 19.4 | 0 | 2017-03-10 | -10.1 | 28.1 | 0 | 2016-03-10 | 4.4 | 13.6 | 0 | 17.18 | 0
2025-03-10 | 4.6 | 13.4 | 0 | 2024-03-10 | -0.5 | 18.5 | 0 | 2023-03-10 | -2.2 | 20.2 | 0 | 2022-03-10 | -1.7 | 19.7 | 0 | 2021-03-10 | 10.4 | 7.6 | 0 | 2020-03-10 | 0 | 18 | 0 | 2019-03-10 | 2.2 | 15.8 | 0 | 2018-03-10 | -1.6 | 19.6 | 0 | 2017-03-10 | -9.9 | 27.9 | 0 | 2016-03-10 | 4.1 | 13.9 | 0 | 17.46 | 0
2025-03-10 | 4.2 | 13.8 | 0 | 2024-03-10 | -0.3 | 18.3 | 0 | 2023-03-10 | -2.2 | 20.2 | 0 | 2022-03-10 | -1.9 | 19.9 | 0 | 2021-03-10 | 10.4 | 7.6 | 0 | 2020-03-10 | -0.3 | 18.3 | 0 | 2019-03-10 | 2.5 | 15.5 | 0 | 2018-03-10 | -1.7 | 19.7 | 0 | 2017-03-10 | -9.7 | 27.7 | 0 | 2016-03-10 | 4.2 | 13.8 | 0 | 17.48 | 0
2025-03-10 | 3.5 | 14.5 | 0 | 2024-03-10 | 0.3 | 17.7 | 0 | 2023-03-10 | -2.2 | 20.2 | 0 | 2022-03-10 | -2 | 20 | 0 | 2021-03-10 | 10.5 | 7.5 | 0 | 2020-03-10 | -0.1 | 18.1 | 0 | 2019-03-10 | 2.2 | 15.8 | 0 | 2018-03-10 | -2.1 | 20.1 | 0 | 2017-03-10 | -9.6 | 27.6 | 0 | 2016-03-10 | 4 | 14 | 0 | 17.55 | 0
2025-03-11 | 3.2 | 14.8 | 0 | 2024-03-11 | 0.9 | 17.1 | 0 | 2023-03-11 | -2 | 20 | 0 | 2022-03-11 | -1.7 | 19.7 | 0 | 2021-03-11 | 13.2 | 4.8 | 0 | 2020-03-11 | -0.8 | 18.8 | 0 | 2019-03-11 | 2 | 16 | 0 | 2018-03-11 | -3.1 | 21.1 | 0 | 2017-03-11 | -9.2 | 27.2 | 0 | 2016-03-11 | 3.2 | 14.8 | 0 | 17.43 | 0
2025-03-11 | 4.5 | 13.5 | 0 | 2024-03-11 | 0.7 | 17.3 | 0 | 2023-03-11 | -2 | 20 | 0 | 2022-03-11 | -2.7 | 20.7 | 0 | 2021-03-11 | 15.3 | 2.7 | 0 | 2020-03-11 | -1.4 | 19.4 | 0 | 2019-03-11 | 1.9 | 16.1 | 0 | 2018-03-11 | -3.7 | 21.7 | 0 | 2017-03-11 | -9.3 | 27.3 | 0 | 2016-03-11 | 2.9 | 15.1 | 0 | 17.38 | 0
2025-03-11 | 5.8 | 12.2 | 0 | 2024-03-11 | -0.2 | 18.2 | 0 | 2023-03-11 | -2.4 | 20.4 | 0 | 2022-03-11 | -2.8 | 20.8 | 0 | 2021-03-11 | 15.3 | 2.7 | 0 | 2020-03-11 | -1.7 | 19.7 | 0 | 2019-03-11 | 2 | 16 | 0 | 2018-03-11 | -3.7 | 21.7 | 0 | 2017-03-11 | -9.2 | 27.2 | 0 | 2016-03-11 | 2.6 | 15.4 | 0 | 17.43 | 0
2025-03-11 | 5 | 13 | 0 | 2024-03-11 | -0.3 | 18.3 | 0 | 2023-03-11 | -2.3 | 20.3 | 0 | 2022-03-11 | -3.3 | 21.3 | 0 | 2021-03-11 | 15 | 3 | 0 | 2020-03-11 | -1.4 | 19.4 | 0 | 2019-03-11 | 1.9 | 16.1 | 0 | 2018-03-11 | -2.9 | 20.9 | 0 | 2017-03-11 | -12.1 | 30.1 | 0 | 2016-03-11 | 2.2 | 15.8 | 0 | 17.82 | 0
2025-03-11 | 6.2 | 11.8 | 0 | 2024-03-11 | -0.8 | 18.8 | 0 | 2023-03-11 | -2.9 | 20.9 | 0 | 2022-03-11 | -3.2 | 21.2 | 0 | 2021-03-11 | 15 | 3 | 0 | 2020-03-11 | -1.8 | 19.8 | 0 | 2019-03-11 | 1.6 | 16.4 | 0 | 2018-03-11 | -3.6 | 21.6 | 0 | 2017-03-11 | -12.5 | 30.5 | 0 | 2016-03-11 | 2.1 | 15.9 | 0 | 17.99 | 0
2025-03-11 | 7.2 | 10.8 | 0 | 2024-03-11 | -0.9 | 18.9 | 0 | 2023-03-11 | -3 | 21 | 0 | 2022-03-11 | -3.3 | 21.3 | 0 | 2021-03-11 | 14.4 | 3.6 | 0 | 2020-03-11 | -2 | 20 | 0 | 2019-03-11 | 1.4 | 16.6 | 0 | 2018-03-11 | -3.9 | 21.9 | 0 | 2017-03-11 | -12.8 | 30.8 | 0 | 2016-03-11 | 2.2 | 15.8 | 0 | 18.07 | 0
2025-03-11 | 7.4 | 10.6 | 0 | 2024-03-11 | -0.9 | 18.9 | 0 | 2023-03-11 | -3.3 | 21.3 | 0 | 2022-03-11 | -3.4 | 21.4 | 0 | 2021-03-11 | 13.7 | 4.3 | 0 | 2020-03-11 | -1.8 | 19.8 | 0 | 2019-03-11 | 1 | 17 | 0 | 2018-03-11 | -3.9 | 21.9 | 0 | 2017-03-11 | -12.9 | 30.9 | 0 | 2016-03-11 | 2.3 | 15.7 | 0 | 18.18 | 0
2025-03-11 | 7.3 | 10.7 | 0 | 2024-03-11 | -0.9 | 18.9 | 0 | 2023-03-11 | -3.5 | 21.5 | 0 | 2022-03-11 | -3.4 | 21.4 | 0 | 2021-03-11 | 14.2 | 3.8 | 0 | 2020-03-11 | -1 | 19 | 0 | 2019-03-11 | 0.8 | 17.2 | 0 | 2018-03-11 | -4.4 | 22.4 | 0 | 2017-03-11 | -13.3 | 31.3 | 0 | 2016-03-11 | 2 | 16 | 0 | 18.22 | 0
2025-03-11 | 8.4 | 9.6 | 0 | 2024-03-11 | 0.6 | 17.4 | 0 | 2023-03-11 | -3.5 | 21.5 | 0 | 2022-03-11 | -3.1 | 21.1 | 0 | 2021-03-11 | 14.8 | 3.2 | 0 | 2020-03-11 | 0.4 | 17.6 | 0 | 2019-03-11 | 0.9 | 17.1 | 0 | 2018-03-11 | -3.4 | 21.4 | 0 | 2017-03-11 | -12.5 | 30.5 | 0 | 2016-03-11 | 2.2 | 15.8 | 0 | 17.52 | 0
2025-03-11 | 10.4 | 7.6 | 0 | 2024-03-11 | 1.9 | 16.1 | 0 | 2023-03-11 | -2.8 | 20.8 | 0 | 2022-03-11 | -2.9 | 20.9 | 0 | 2021-03-11 | 15.7 | 2.3 | 0 | 2020-03-11 | 1.1 | 16.9 | 0 | 2019-03-11 | 0.9 | 17.1 | 0 | 2018-03-11 | -2.2 | 20.2 | 0 | 2017-03-11 | -11.7 | 29.7 | 0 | 2016-03-11 | 2.4 | 15.6 | 0 | 16.72 | 0
2025-03-11 | 11.8 | 6.2 | 0 | 2024-03-11 | 3.1 | 14.9 | 0 | 2023-03-11 | -1.9 | 19.9 | 0 | 2022-03-11 | -2.3 | 20.3 | 0 | 2021-03-11 | 17.4 | 0.6 | 0 | 2020-03-11 | 2.1 | 15.9 | 0 | 2019-03-11 | 1 | 17 | 0 | 2018-03-11 | -0.5 | 18.5 | 0 | 2017-03-11 | -9.8 | 27.8 | 0 | 2016-03-11 | 2.8 | 15.2 | 0 | 15.63 | 0
2025-03-11 | 11.7 | 6.3 | 0 | 2024-03-11 | 4.6 | 13.4 | 0 | 2023-03-11 | -1.7 | 19.7 | 0 | 2022-03-11 | -1.5 | 19.5 | 0 | 2021-03-11 | 18.6 | 0 | 0.6 | 2020-03-11 | 2.2 | 15.8 | 0 | 2019-03-11 | 1 | 17 | 0 | 2018-03-11 | 0.4 | 17.6 | 0 | 2017-03-11 | -7.3 | 25.3 | 0 | 2016-03-11 | 3.6 | 14.4 | 0 | 14.9 | 0.06
2025-03-11 | 11.3 | 6.7 | 0 | 2024-03-11 | 5.5 | 12.5 | 0 | 2023-03-11 | -1.3 | 19.3 | 0 | 2022-03-11 | -1.3 | 19.3 | 0 | 2021-03-11 | 18.4 | 0 | 0.4 | 2020-03-11 | 2.7 | 15.3 | 0 | 2019-03-11 | 2 | 16 | 0 | 2018-03-11 | 1.6 | 16.4 | 0 | 2017-03-11 | -7 | 25 | 0 | 2016-03-11 | 4.4 | 13.6 | 0 | 14.41 | 0.04
2025-03-11 | 10.2 | 7.8 | 0 | 2024-03-11 | 6.3 | 11.7 | 0 | 2023-03-11 | -1.1 | 19.1 | 0 | 2022-03-11 | -1.4 | 19.4 | 0 | 2021-03-11 | 18.2 | 0 | 0.2 | 2020-03-11 | 3.4 | 14.6 | 0 | 2019-03-11 | 0.8 | 17.2 | 0 | 2018-03-11 | 1.7 | 16.3 | 0 | 2017-03-11 | -7.1 | 25.1 | 0 | 2016-03-11 | 5.9 | 12.1 | 0 | 14.33 | 0.02
2025-03-11 | 9.5 | 8.5 | 0 | 2024-03-11 | 6.7 | 11.3 | 0 | 2023-03-11 | -0.9 | 18.9 | 0 | 2022-03-11 | -1.2 | 19.2 | 0 | 2021-03-11 | 17.3 | 0.7 | 0 | 2020-03-11 | 3.3 | 14.7 | 0 | 2019-03-11 | 0.4 | 17.6 | 0 | 2018-03-11 | 2.2 | 15.8 | 0 | 2017-03-11 | -7.2 | 25.2 | 0 | 2016-03-11 | 7.2 | 10.8 | 0 | 14.27 | 0
2025-03-11 | 8 | 10 | 0 | 2024-03-11 | 7.4 | 10.6 | 0 | 2023-03-11 | -1.1 | 19.1 | 0 | 2022-03-11 | -0.9 | 18.9 | 0 | 2021-03-11 | 19.1 | 0 | 1.1 | 2020-03-11 | 2.8 | 15.2 | 0 | 2019-03-11 | 0.2 | 17.8 | 0 | 2018-03-11 | 2 | 16 | 0 | 2017-03-11 | -7.1 | 25.1 | 0 | 2016-03-11 | 9.1 | 8.9 | 0 | 14.16 | 0.11
2025-03-11 | 6.7 | 11.3 | 0 | 2024-03-11 | 7.4 | 10.6 | 0 | 2023-03-11 | -1.2 | 19.2 | 0 | 2022-03-11 | -0.8 | 18.8 | 0 | 2021-03-11 | 19.2 | 0 | 1.2 | 2020-03-11 | 2.3 | 15.7 | 0 | 2019-03-11 | -0.2 | 18.2 | 0 | 2018-03-11 | 1.7 | 16.3 | 0 | 2017-03-11 | -6.6 | 24.6 | 0 | 2016-03-11 | 7.5 | 10.5 | 0 | 14.52 | 0.12
2025-03-11 | 4.9 | 13.1 | 0 | 2024-03-11 | 6.9 | 11.1 | 0 | 2023-03-11 | -1.2 | 19.2 | 0 | 2022-03-11 | -0.8 | 18.8 | 0 | 2021-03-11 | 17.9 | 0.1 | 0 | 2020-03-11 | 1.6 | 16.4 | 0 | 2019-03-11 | -0.4 | 18.4 | 0 | 2018-03-11 | 0.9 | 17.1 | 0 | 2017-03-11 | -7.1 | 25.1 | 0 | 2016-03-11 | 7.8 | 10.2 | 0 | 14.95 | 0
2025-03-11 | 3.1 | 14.9 | 0 | 2024-03-11 | 5.4 | 12.6 | 0 | 2023-03-11 | -1.7 | 19.7 | 0 | 2022-03-11 | -1.1 | 19.1 | 0 | 2021-03-11 | 13.6 | 4.4 | 0 | 2020-03-11 | 0.9 | 17.1 | 0 | 2019-03-11 | -0.7 | 18.7 | 0 | 2018-03-11 | -0.1 | 18.1 | 0 | 2017-03-11 | -7.6 | 25.6 | 0 | 2016-03-11 | 6.9 | 11.1 | 0 | 16.13 | 0
2025-03-11 | 1 | 17 | 0 | 2024-03-11 | 4.4 | 13.6 | 0 | 2023-03-11 | -2.2 | 20.2 | 0 | 2022-03-11 | -1 | 19 | 0 | 2021-03-11 | 12.2 | 5.8 | 0 | 2020-03-11 | 0.5 | 17.5 | 0 | 2019-03-11 | -1.5 | 19.5 | 0 | 2018-03-11 | -0.8 | 18.8 | 0 | 2017-03-11 | -8.1 | 26.1 | 0 | 2016-03-11 | 5.2 | 12.8 | 0 | 17.03 | 0
2025-03-11 | 0 | 18 | 0 | 2024-03-11 | 5.1 | 12.9 | 0 | 2023-03-11 | -2.8 | 20.8 | 0 | 2022-03-11 | -1.1 | 19.1 | 0 | 2021-03-11 | 10.5 | 7.5 | 0 | 2020-03-11 | 0.4 | 17.6 | 0 | 2019-03-11 | -1.9 | 19.9 | 0 | 2018-03-11 | -1.3 | 19.3 | 0 | 2017-03-11 | -8.3 | 26.3 | 0 | 2016-03-11 | 4 | 14 | 0 | 17.54 | 0
2025-03-11 | -1 | 19 | 0 | 2024-03-11 | 4.9 | 13.1 | 0 | 2023-03-11 | -4.1 | 22.1 | 0 | 2022-03-11 | -1.7 | 19.7 | 0 | 2021-03-11 | 9.2 | 8.8 | 0 | 2020-03-11 | 0.5 | 17.5 | 0 | 2019-03-11 | -2.1 | 20.1 | 0 | 2018-03-11 | -1.7 | 19.7 | 0 | 2017-03-11 | -9.1 | 27.1 | 0 | 2016-03-11 | 3.7 | 14.3 | 0 | 18.14 | 0
2025-03-11 | -1.3 | 19.3 | 0 | 2024-03-11 | 4.9 | 13.1 | 0 | 2023-03-11 | -4.2 | 22.2 | 0 | 2022-03-11 | -2.2 | 20.2 | 0 | 2021-03-11 | 7.7 | 10.3 | 0 | 2020-03-11 | 0.7 | 17.3 | 0 | 2019-03-11 | -1.9 | 19.9 | 0 | 2018-03-11 | -1.9 | 19.9 | 0 | 2017-03-11 | -9.9 | 27.9 | 0 | 2016-03-11 | 3.1 | 14.9 | 0 | 18.5 | 0
2025-03-11 | -1.8 | 19.8 | 0 | 2024-03-11 | 3.9 | 14.1 | 0 | 2023-03-11 | -4.5 | 22.5 | 0 | 2022-03-11 | -3.1 | 21.1 | 0 | 2021-03-11 | 6.8 | 11.2 | 0 | 2020-03-11 | 0.7 | 17.3 | 0 | 2019-03-11 | -1.6 | 19.6 | 0 | 2018-03-11 | -2.1 | 20.1 | 0 | 2017-03-11 | -10.7 | 28.7 | 0 | 2016-03-11 | 2.8 | 15.2 | 0 | 18.96 | 0
2025-03-12 | -2.1 | 20.1 | 0 | 2024-03-12 | 3.7 | 14.3 | 0 | 2023-03-12 | -5 | 23 | 0 | 2022-03-12 | -3.4 | 21.4 | 0 | 2021-03-12 | 6.1 | 11.9 | 0 | 2020-03-12 | 0.5 | 17.5 | 0 | 2019-03-12 | -1.7 | 19.7 | 0 | 2018-03-12 | -2.4 | 20.4 | 0 | 2017-03-12 | -10.7 | 28.7 | 0 | 2016-03-12 | 2.1 | 15.9 | 0 | 19.29 | 0
2025-03-12 | -2.9 | 20.9 | 0 | 2024-03-12 | 3 | 15 | 0 | 2023-03-12 | -5.5 | 23.5 | 0 | 2022-03-12 | -3.4 | 21.4 | 0 | 2021-03-12 | 5.7 | 12.3 | 0 | 2020-03-12 | 0.5 | 17.5 | 0 | 2019-03-12 | -1.8 | 19.8 | 0 | 2018-03-12 | -2.4 | 20.4 | 0 | 2017-03-12 | -11 | 29 | 0 | 2016-03-12 | 1.7 | 16.3 | 0 | 19.61 | 0
2025-03-12 | -2.7 | 20.7 | 0 | 2024-03-12 | 1.6 | 16.4 | 0 | 2023-03-12 | -5.2 | 23.2 | 0 | 2022-03-12 | -3.8 | 21.8 | 0 | 2021-03-12 | 6 | 12 | 0 | 2020-03-12 | 0.5 | 17.5 | 0 | 2019-03-12 | -1.9 | 19.9 | 0 | 2018-03-12 | -2.3 | 20.3 | 0 | 2017-03-12 | -11.5 | 29.5 | 0 | 2016-03-12 | 0.9 | 17.1 | 0 | 19.84 | 0
2025-03-12 | -3 | 21 | 0 | 2024-03-12 | 1.8 | 16.2 | 0 | 2023-03-12 | -5.2 | 23.2 | 0 | 2022-03-12 | -3.8 | 21.8 | 0 | 2021-03-12 | 5.7 | 12.3 | 0 | 2020-03-12 | 0.4 | 17.6 | 0 | 2019-03-12 | -2.3 | 20.3 | 0 | 2018-03-12 | -2.3 | 20.3 | 0 | 2017-03-12 | -11.7 | 29.7 | 0 | 2016-03-12 | 0.2 | 17.8 | 0 | 20.02 | 0
2025-03-12 | -3.2 | 21.2 | 0 | 2024-03-12 | 1.8 | 16.2 | 0 | 2023-03-12 | -5.3 | 23.3 | 0 | 2022-03-12 | -4.7 | 22.7 | 0 | 2021-03-12 | 4.8 | 13.2 | 0 | 2020-03-12 | 0.4 | 17.6 | 0 | 2019-03-12 | -2.5 | 20.5 | 0 | 2018-03-12 | -2.5 | 20.5 | 0 | 2017-03-12 | -12.3 | 30.3 | 0 | 2016-03-12 | -0.5 | 18.5 | 0 | 20.4 | 0
2025-03-12 | -3.2 | 21.2 | 0 | 2024-03-12 | -0.7 | 18.7 | 0 | 2023-03-12 | -5 | 23 | 0 | 2022-03-12 | -5.2 | 23.2 | 0 | 2021-03-12 | 3.8 | 14.2 | 0 | 2020-03-12 | 0.2 | 17.8 | 0 | 2019-03-12 | -2.5 | 20.5 | 0 | 2018-03-12 | -2.6 | 20.6 | 0 | 2017-03-12 | -13.1 | 31.1 | 0 | 2016-03-12 | -0.9 | 18.9 | 0 | 20.92 | 0
2025-03-12 | -3.3 | 21.3 | 0 | 2024-03-12 | 2.7 | 15.3 | 0 | 2023-03-12 | -4.8 | 22.8 | 0 | 2022-03-12 | -6.5 | 24.5 | 0 | 2021-03-12 | 2 | 16 | 0 | 2020-03-12 | 0.1 | 17.9 | 0 | 2019-03-12 | -2.7 | 20.7 | 0 | 2018-03-12 | -2.8 | 20.8 | 0 | 2017-03-12 | -13.4 | 31.4 | 0 | 2016-03-12 | -0.9 | 18.9 | 0 | 20.96 | 0
2025-03-12 | -3.6 | 21.6 | 0 | 2024-03-12 | 2.5 | 15.5 | 0 | 2023-03-12 | -4.5 | 22.5 | 0 | 2022-03-12 | -6.9 | 24.9 | 0 | 2021-03-12 | 2.7 | 15.3 | 0 | 2020-03-12 | 0.1 | 17.9 | 0 | 2019-03-12 | -2.6 | 20.6 | 0 | 2018-03-12 | -2.8 | 20.8 | 0 | 2017-03-12 | -13.1 | 31.1 | 0 | 2016-03-12 | -0.2 | 18.2 | 0 | 20.84 | 0
2025-03-12 | -2.1 | 20.1 | 0 | 2024-03-12 | 3.6 | 14.4 | 0 | 2023-03-12 | -4.3 | 22.3 | 0 | 2022-03-12 | -7.1 | 25.1 | 0 | 2021-03-12 | 4.2 | 13.8 | 0 | 2020-03-12 | 0.8 | 17.2 | 0 | 2019-03-12 | -1.9 | 19.9 | 0 | 2018-03-12 | -2.8 | 20.8 | 0 | 2017-03-12 | -12.7 | 30.7 | 0 | 2016-03-12 | 1.1 | 16.9 | 0 | 20.12 | 0
2025-03-12 | -0.5 | 18.5 | 0 | 2024-03-12 | 6.1 | 11.9 | 0 | 2023-03-12 | -3.2 | 21.2 | 0 | 2022-03-12 | -7.1 | 25.1 | 0 | 2021-03-12 | 5.3 | 12.7 | 0 | 2020-03-12 | 1.9 | 16.1 | 0 | 2019-03-12 | -1.7 | 19.7 | 0 | 2018-03-12 | -2.8 | 20.8 | 0 | 2017-03-12 | -11.9 | 29.9 | 0 | 2016-03-12 | 3.9 | 14.1 | 0 | 19 | 0
2025-03-12 | 0.4 | 17.6 | 0 | 2024-03-12 | 8.4 | 9.6 | 0 | 2023-03-12 | -2.6 | 20.6 | 0 | 2022-03-12 | -5.8 | 23.8 | 0 | 2021-03-12 | 7.2 | 10.8 | 0 | 2020-03-12 | 2.8 | 15.2 | 0 | 2019-03-12 | -0.4 | 18.4 | 0 | 2018-03-12 | -1.4 | 19.4 | 0 | 2017-03-12 | -11 | 29 | 0 | 2016-03-12 | 7.5 | 10.5 | 0 | 17.49 | 0
2025-03-12 | 0.8 | 17.2 | 0 | 2024-03-12 | 10.8 | 7.2 | 0 | 2023-03-12 | -1.7 | 19.7 | 0 | 2022-03-12 | -4.7 | 22.7 | 0 | 2021-03-12 | 9.5 | 8.5 | 0 | 2020-03-12 | 3.2 | 14.8 | 0 | 2019-03-12 | 0.3 | 17.7 | 0 | 2018-03-12 | -1.6 | 19.6 | 0 | 2017-03-12 | -9.1 | 27.1 | 0 | 2016-03-12 | 10 | 8 | 0 | 16.25 | 0
2025-03-12 | 0.5 | 17.5 | 0 | 2024-03-12 | 13.1 | 4.9 | 0 | 2023-03-12 | -1.2 | 19.2 | 0 | 2022-03-12 | -4.6 | 22.6 | 0 | 2021-03-12 | 11 | 7 | 0 | 2020-03-12 | 3.1 | 14.9 | 0 | 2019-03-12 | 0.8 | 17.2 | 0 | 2018-03-12 | -1.1 | 19.1 | 0 | 2017-03-12 | -8.1 | 26.1 | 0 | 2016-03-12 | 13.4 | 4.6 | 0 | 15.31 | 0
2025-03-12 | 0.7 | 17.3 | 0 | 2024-03-12 | 12.4 | 5.6 | 0 | 2023-03-12 | -0.6 | 18.6 | 0 | 2022-03-12 | -5.8 | 23.8 | 0 | 2021-03-12 | 10.8 | 7.2 | 0 | 2020-03-12 | 3.8 | 14.2 | 0 | 2019-03-12 | 2.1 | 15.9 | 0 | 2018-03-12 | -1.2 | 19.2 | 0 | 2017-03-12 | -6.7 | 24.7 | 0 | 2016-03-12 | 15.6 | 2.4 | 0 | 14.89 | 0
2025-03-12 | 0.4 | 17.6 | 0 | 2024-03-12 | 13.7 | 4.3 | 0 | 2023-03-12 | -0.6 | 18.6 | 0 | 2022-03-12 | -5.1 | 23.1 | 0 | 2021-03-12 | 8.8 | 9.2 | 0 | 2020-03-12 | 4.1 | 13.9 | 0 | 2019-03-12 | 2.7 | 15.3 | 0 | 2018-03-12 | -1.1 | 19.1 | 0 | 2017-03-12 | -5.4 | 23.4 | 0 | 2016-03-12 | 16.6 | 1.4 | 0 | 14.59 | 0
2025-03-12 | 0.6 | 17.4 | 0 | 2024-03-12 | 13.8 | 4.2 | 0 | 2023-03-12 | -0.4 | 18.4 | 0 | 2022-03-12 | -6.1 | 24.1 | 0 | 2021-03-12 | 6.1 | 11.9 | 0 | 2020-03-12 | 4.4 | 13.6 | 0 | 2019-03-12 | 2.8 | 15.2 | 0 | 2018-03-12 | -0.3 | 18.3 | 0 | 2017-03-12 | -5.2 | 23.2 | 0 | 2016-03-12 | 16.2 | 1.8 | 0 | 14.81 | 0
2025-03-12 | 0 | 18 | 0 | 2024-03-12 | 13 | 5 | 0 | 2023-03-12 | -0.2 | 18.2 | 0 | 2022-03-12 | -6.9 | 24.9 | 0 | 2021-03-12 | 3.9 | 14.1 | 0 | 2020-03-12 | 5.1 | 12.9 | 0 | 2019-03-12 | 2.5 | 15.5 | 0 | 2018-03-12 | -0.9 | 18.9 | 0 | 2017-03-12 | -5.1 | 23.1 | 0 | 2016-03-12 | 15.4 | 2.6 | 0 | 15.32 | 0
2025-03-12 | -0.2 | 18.2 | 0 | 2024-03-12 | 12.1 | 5.9 | 0 | 2023-03-12 | -0.8 | 18.8 | 0 | 2022-03-12 | -6.5 | 24.5 | 0 | 2021-03-12 | 3 | 15 | 0 | 2020-03-12 | 4.5 | 13.5 | 0 | 2019-03-12 | 2.3 | 15.7 | 0 | 2018-03-12 | -2.2 | 20.2 | 0 | 2017-03-12 | -5.6 | 23.6 | 0 | 2016-03-12 | 14.8 | 3.2 | 0 | 15.86 | 0
2025-03-12 | -0.7 | 18.7 | 0 | 2024-03-12 | 10.7 | 7.3 | 0 | 2023-03-12 | -1.1 | 19.1 | 0 | 2022-03-12 | -7.5 | 25.5 | 0 | 2021-03-12 | 1.4 | 16.6 | 0 | 2020-03-12 | 4.1 | 13.9 | 0 | 2019-03-12 | 1.7 | 16.3 | 0 | 2018-03-12 | -2.6 | 20.6 | 0 | 2017-03-12 | -6.8 | 24.8 | 0 | 2016-03-12 | 13.1 | 4.9 | 0 | 16.77 | 0
2025-03-12 | -0.9 | 18.9 | 0 | 2024-03-12 | 8.8 | 9.2 | 0 | 2023-03-12 | -1.3 | 19.3 | 0 | 2022-03-12 | -7.9 | 25.9 | 0 | 2021-03-12 | -0.2 | 18.2 | 0 | 2020-03-12 | 3.5 | 14.5 | 0 | 2019-03-12 | 0 | 18 | 0 | 2018-03-12 | -2.6 | 20.6 | 0 | 2017-03-12 | -7.5 | 25.5 | 0 | 2016-03-12 | 12.4 | 5.6 | 0 | 17.57 | 0
2025-03-12 | -1.3 | 19.3 | 0 | 2024-03-12 | 8.1 | 9.9 | 0 | 2023-03-12 | -1.3 | 19.3 | 0 | 2022-03-12 | -8.5 | 26.5 | 0 | 2021-03-12 | -1.5 | 19.5 | 0 | 2020-03-12 | 4.2 | 13.8 | 0 | 2019-03-12 | 0.3 | 17.7 | 0 | 2018-03-12 | -2.7 | 20.7 | 0 | 2017-03-12 | -8.3 | 26.3 | 0 | 2016-03-12 | 11 | 7 | 0 | 18 | 0
2025-03-12 | -1.4 | 19.4 | 0 | 2024-03-12 | 7.5 | 10.5 | 0 | 2023-03-12 | -1.5 | 19.5 | 0 | 2022-03-12 | -8.7 | 26.7 | 0 | 2021-03-12 | -2.9 | 20.9 | 0 | 2020-03-12 | 5.3 | 12.7 | 0 | 2019-03-12 | 0.1 | 17.9 | 0 | 2018-03-12 | -2.4 | 20.4 | 0 | 2017-03-12 | -8.8 | 26.8 | 0 | 2016-03-12 | 9.7 | 8.3 | 0 | 18.31 | 0
2025-03-12 | -1.3 | 19.3 | 0 | 2024-03-12 | 7.2 | 10.8 | 0 | 2023-03-12 | -1.5 | 19.5 | 0 | 2022-03-12 | -8.1 | 26.1 | 0 | 2021-03-12 | -3.4 | 21.4 | 0 | 2020-03-12 | 5.9 | 12.1 | 0 | 2019-03-12 | -0.7 | 18.7 | 0 | 2018-03-12 | -2.9 | 20.9 | 0 | 2017-03-12 | -9.3 | 27.3 | 0 | 2016-03-12 | 9.4 | 8.6 | 0 | 18.47 | 0
2025-03-12 | -0.9 | 18.9 | 0 | 2024-03-12 | 7 | 11 | 0 | 2023-03-12 | -1.8 | 19.8 | 0 | 2022-03-12 | -7.4 | 25.4 | 0 | 2021-03-12 | -3.7 | 21.7 | 0 | 2020-03-12 | 5.1 | 12.9 | 0 | 2019-03-12 | -1.6 | 19.6 | 0 | 2018-03-12 | -3.2 | 21.2 | 0 | 2017-03-12 | -10.8 | 28.8 | 0 | 2016-03-12 | 8 | 10 | 0 | 18.93 | 0
2025-03-13 | -2.7 | 20.7 | 0 | 2024-03-13 | 6.9 | 11.1 | 0 | 2023-03-13 | -2 | 20 | 0 | 2022-03-13 | -8.4 | 26.4 | 0 | 2021-03-13 | -4.3 | 22.3 | 0 | 2020-03-13 | 4.8 | 13.2 | 0 | 2019-03-13 | -2 | 20 | 0 | 2018-03-13 | -3.7 | 21.7 | 0 | 2017-03-13 | -10.3 | 28.3 | 0 | 2016-03-13 | 8.2 | 9.8 | 0 | 19.35 | 0
2025-03-13 | -3.5 | 21.5 | 0 | 2024-03-13 | 7.1 | 10.9 | 0 | 2023-03-13 | -2 | 20 | 0 | 2022-03-13 | -9 | 27 | 0 | 2021-03-13 | -4.6 | 22.6 | 0 | 2020-03-13 | 4.7 | 13.3 | 0 | 2019-03-13 | -2 | 20 | 0 | 2018-03-13 | -3.5 | 21.5 | 0 | 2017-03-13 | -11.3 | 29.3 | 0 | 2016-03-13 | 6.8 | 11.2 | 0 | 19.73 | 0
2025-03-13 | -3.8 | 21.8 | 0 | 2024-03-13 | 6.8 | 11.2 | 0 | 2023-03-13 | -2.1 | 20.1 | 0 | 2022-03-13 | -8.8 | 26.8 | 0 | 2021-03-13 | -4.9 | 22.9 | 0 | 2020-03-13 | 4.9 | 13.1 | 0 | 2019-03-13 | -2.5 | 20.5 | 0 | 2018-03-13 | -3.2 | 21.2 | 0 | 2017-03-13 | -10.9 | 28.9 | 0 | 2016-03-13 | 6.6 | 11.4 | 0 | 19.79 | 0
2025-03-13 | -4.2 | 22.2 | 0 | 2024-03-13 | 5.6 | 12.4 | 0 | 2023-03-13 | -2.2 | 20.2 | 0 | 2022-03-13 | -8.6 | 26.6 | 0 | 2021-03-13 | -5.3 | 23.3 | 0 | 2020-03-13 | 5.3 | 12.7 | 0 | 2019-03-13 | -2.4 | 20.4 | 0 | 2018-03-13 | -3.1 | 21.1 | 0 | 2017-03-13 | -10.7 | 28.7 | 0 | 2016-03-13 | 6.3 | 11.7 | 0 | 19.93 | 0
2025-03-13 | -3.9 | 21.9 | 0 | 2024-03-13 | 6.4 | 11.6 | 0 | 2023-03-13 | -2.5 | 20.5 | 0 | 2022-03-13 | -9 | 27 | 0 | 2021-03-13 | -5.7 | 23.7 | 0 | 2020-03-13 | 5.8 | 12.2 | 0 | 2019-03-13 | -2.5 | 20.5 | 0 | 2018-03-13 | -3.1 | 21.1 | 0 | 2017-03-13 | -10.7 | 28.7 | 0 | 2016-03-13 | 5.2 | 12.8 | 0 | 20 | 0
2025-03-13 | -4 | 22 | 0 | 2024-03-13 | 6.5 | 11.5 | 0 | 2023-03-13 | -2.5 | 20.5 | 0 | 2022-03-13 | -9.4 | 27.4 | 0 | 2021-03-13 | -6.1 | 24.1 | 0 | 2020-03-13 | 6.7 | 11.3 | 0 | 2019-03-13 | -1.8 | 19.8 | 0 | 2018-03-13 | -3.5 | 21.5 | 0 | 2017-03-13 | -10.6 | 28.6 | 0 | 2016-03-13 | 4.8 | 13.2 | 0 | 19.99 | 0
2025-03-13 | -3.6 | 21.6 | 0 | 2024-03-13 | 7.4 | 10.6 | 0 | 2023-03-13 | -2.6 | 20.6 | 0 | 2022-03-13 | -10.3 | 28.3 | 0 | 2021-03-13 | -6.2 | 24.2 | 0 | 2020-03-13 | 8.3 | 9.7 | 0 | 2019-03-13 | -1.8 | 19.8 | 0 | 2018-03-13 | -3.4 | 21.4 | 0 | 2017-03-13 | -10.3 | 28.3 | 0 | 2016-03-13 | 4.7 | 13.3 | 0 | 19.78 | 0
2025-03-13 | -3.4 | 21.4 | 0 | 2024-03-13 | 8.9 | 9.1 | 0 | 2023-03-13 | -2.5 | 20.5 | 0 | 2022-03-13 | -9.9 | 27.9 | 0 | 2021-03-13 | -5.8 | 23.8 | 0 | 2020-03-13 | 5.6 | 12.4 | 0 | 2019-03-13 | -1.2 | 19.2 | 0 | 2018-03-13 | -3.6 | 21.6 | 0 | 2017-03-13 | -10.2 | 28.2 | 0 | 2016-03-13 | 4.4 | 13.6 | 0 | 19.77 | 0
2025-03-13 | -2.3 | 20.3 | 0 | 2024-03-13 | 10.5 | 7.5 | 0 | 2023-03-13 | -2.2 | 20.2 | 0 | 2022-03-13 | -9.3 | 27.3 | 0 | 2021-03-13 | -4.7 | 22.7 | 0 | 2020-03-13 | 5.3 | 12.7 | 0 | 2019-03-13 | -0.5 | 18.5 | 0 | 2018-03-13 | -3.3 | 21.3 | 0 | 2017-03-13 | -9.5 | 27.5 | 0 | 2016-03-13 | 6.1 | 11.9 | 0 | 18.99 | 0
2025-03-13 | -0.8 | 18.8 | 0 | 2024-03-13 | 13.5 | 4.5 | 0 | 2023-03-13 | -1.6 | 19.6 | 0 | 2022-03-13 | -7.3 | 25.3 | 0 | 2021-03-13 | -3.5 | 21.5 | 0 | 2020-03-13 | 4.8 | 13.2 | 0 | 2019-03-13 | 0.3 | 17.7 | 0 | 2018-03-13 | -1.9 | 19.9 | 0 | 2017-03-13 | -8.5 | 26.5 | 0 | 2016-03-13 | 6.7 | 11.3 | 0 | 17.83 | 0
2025-03-13 | 0.8 | 17.2 | 0 | 2024-03-13 | 16.3 | 1.7 | 0 | 2023-03-13 | -0.9 | 18.9 | 0 | 2022-03-13 | -6.3 | 24.3 | 0 | 2021-03-13 | -1.4 | 19.4 | 0 | 2020-03-13 | 6.2 | 11.8 | 0 | 2019-03-13 | 0.9 | 17.1 | 0 | 2018-03-13 | -1 | 19 | 0 | 2017-03-13 | -7.5 | 25.5 | 0 | 2016-03-13 | 6.4 | 11.6 | 0 | 16.65 | 0
2025-03-13 | 3.8 | 14.2 | 0 | 2024-03-13 | 17.9 | 0.1 | 0 | 2023-03-13 | -0.4 | 18.4 | 0 | 2022-03-13 | -4.5 | 22.5 | 0 | 2021-03-13 | 0.1 | 17.9 | 0 | 2020-03-13 | 5.2 | 12.8 | 0 | 2019-03-13 | 1.3 | 16.7 | 0 | 2018-03-13 | -0.8 | 18.8 | 0 | 2017-03-13 | -7 | 25 | 0 | 2016-03-13 | 7.1 | 10.9 | 0 | 15.73 | 0
2025-03-13 | 5.1 | 12.9 | 0 | 2024-03-13 | 20.1 | 0 | 2.1 | 2023-03-13 | 0.2 | 17.8 | 0 | 2022-03-13 | -3.8 | 21.8 | 0 | 2021-03-13 | 1.7 | 16.3 | 0 | 2020-03-13 | 7 | 11 | 0 | 2019-03-13 | 1.9 | 16.1 | 0 | 2018-03-13 | -0.3 | 18.3 | 0 | 2017-03-13 | -6.1 | 24.1 | 0 | 2016-03-13 | 7 | 11 | 0 | 14.93 | 0.21
2025-03-13 | 5.3 | 12.7 | 0 | 2024-03-13 | 19.8 | 0 | 1.8 | 2023-03-13 | 0.4 | 17.6 | 0 | 2022-03-13 | -3.4 | 21.4 | 0 | 2021-03-13 | 3.3 | 14.7 | 0 | 2020-03-13 | 5.4 | 12.6 | 0 | 2019-03-13 | 2 | 16 | 0 | 2018-03-13 | -0.5 | 18.5 | 0 | 2017-03-13 | -6.5 | 24.5 | 0 | 2016-03-13 | 6.8 | 11.2 | 0 | 14.92 | 0.18
2025-03-13 | 6.8 | 11.2 | 0 | 2024-03-13 | 19.8 | 0 | 1.8 | 2023-03-13 | 0.7 | 17.3 | 0 | 2022-03-13 | -3.5 | 21.5 | 0 | 2021-03-13 | 4.2 | 13.8 | 0 | 2020-03-13 | 4.7 | 13.3 | 0 | 2019-03-13 | 1.8 | 16.2 | 0 | 2018-03-13 | 0.4 | 17.6 | 0 | 2017-03-13 | -7 | 25 | 0 | 2016-03-13 | 7 | 11 | 0 | 14.69 | 0.18
2025-03-13 | 6.7 | 11.3 | 0 | 2024-03-13 | 19.2 | 0 | 1.2 | 2023-03-13 | 0.3 | 17.7 | 0 | 2022-03-13 | -3 | 21 | 0 | 2021-03-13 | 4.9 | 13.1 | 0 | 2020-03-13 | 4.7 | 13.3 | 0 | 2019-03-13 | 2.6 | 15.4 | 0 | 2018-03-13 | 0.9 | 17.1 | 0 | 2017-03-13 | -7.5 | 25.5 | 0 | 2016-03-13 | 7.4 | 10.6 | 0 | 14.5 | 0.12
2025-03-13 | 5.9 | 12.1 | 0 | 2024-03-13 | 18.8 | 0 | 0.8 | 2023-03-13 | 0.2 | 17.8 | 0 | 2022-03-13 | -2.8 | 20.8 | 0 | 2021-03-13 | 5.3 | 12.7 | 0 | 2020-03-13 | 5.8 | 12.2 | 0 | 2019-03-13 | 3.4 | 14.6 | 0 | 2018-03-13 | 1.2 | 16.8 | 0 | 2017-03-13 | -8 | 26 | 0 | 2016-03-13 | 8.2 | 9.8 | 0 | 14.28 | 0.08
2025-03-13 | 4.3 | 13.7 | 0 | 2024-03-13 | 17.3 | 0.7 | 0 | 2023-03-13 | -0.4 | 18.4 | 0 | 2022-03-13 | -2.3 | 20.3 | 0 | 2021-03-13 | 5.1 | 12.9 | 0 | 2020-03-13 | 4.8 | 13.2 | 0 | 2019-03-13 | 3.2 | 14.8 | 0 | 2018-03-13 | 0 | 18 | 0 | 2017-03-13 | -8.2 | 26.2 | 0 | 2016-03-13 | 7.8 | 10.2 | 0 | 14.84 | 0
2025-03-13 | 3.1 | 14.9 | 0 | 2024-03-13 | 15.7 | 2.3 | 0 | 2023-03-13 | -1.1 | 19.1 | 0 | 2022-03-13 | -1.9 | 19.9 | 0 | 2021-03-13 | 4.4 | 13.6 | 0 | 2020-03-13 | 3.6 | 14.4 | 0 | 2019-03-13 | 2.7 | 15.3 | 0 | 2018-03-13 | -0.5 | 18.5 | 0 | 2017-03-13 | -8.5 | 26.5 | 0 | 2016-03-13 | 6.8 | 11.2 | 0 | 15.57 | 0
2025-03-13 | 2.1 | 15.9 | 0 | 2024-03-13 | 13.1 | 4.9 | 0 | 2023-03-13 | -1.5 | 19.5 | 0 | 2022-03-13 | -1.5 | 19.5 | 0 | 2021-03-13 | 3.4 | 14.6 | 0 | 2020-03-13 | 3.2 | 14.8 | 0 | 2019-03-13 | 2.1 | 15.9 | 0 | 2018-03-13 | -1.2 | 19.2 | 0 | 2017-03-13 | -8.8 | 26.8 | 0 | 2016-03-13 | 6.9 | 11.1 | 0 | 16.22 | 0
2025-03-13 | 2.6 | 15.4 | 0 | 2024-03-13 | 11.8 | 6.2 | 0 | 2023-03-13 | -2 | 20 | 0 | 2022-03-13 | -1.3 | 19.3 | 0 | 2021-03-13 | 4.2 | 13.8 | 0 | 2020-03-13 | 3.6 | 14.4 | 0 | 2019-03-13 | 2 | 16 | 0 | 2018-03-13 | -1.4 | 19.4 | 0 | 2017-03-13 | -8.9 | 26.9 | 0 | 2016-03-13 | 7 | 11 | 0 | 16.24 | 0
2025-03-13 | 3 | 15 | 0 | 2024-03-13 | 10.3 | 7.7 | 0 | 2023-03-13 | -2.3 | 20.3 | 0 | 2022-03-13 | -1.1 | 19.1 | 0 | 2021-03-13 | 2.3 | 15.7 | 0 | 2020-03-13 | 3.3 | 14.7 | 0 | 2019-03-13 | 1.9 | 16.1 | 0 | 2018-03-13 | -1.3 | 19.3 | 0 | 2017-03-13 | -8.9 | 26.9 | 0 | 2016-03-13 | 6.3 | 11.7 | 0 | 16.65 | 0
2025-03-13 | 2.7 | 15.3 | 0 | 2024-03-13 | 8.7 | 9.3 | 0 | 2023-03-13 | -2.7 | 20.7 | 0 | 2022-03-13 | -0.8 | 18.8 | 0 | 2021-03-13 | 1.5 | 16.5 | 0 | 2020-03-13 | 2.7 | 15.3 | 0 | 2019-03-13 | 2.1 | 15.9 | 0 | 2018-03-13 | -1.4 | 19.4 | 0 | 2017-03-13 | -9.1 | 27.1 | 0 | 2016-03-13 | 5.8 | 12.2 | 0 | 17.05 | 0
2025-03-13 | 1.3 | 16.7 | 0 | 2024-03-13 | 7.2 | 10.8 | 0 | 2023-03-13 | -3.2 | 21.2 | 0 | 2022-03-13 | -0.8 | 18.8 | 0 | 2021-03-13 | 1.4 | 16.6 | 0 | 2020-03-13 | 2 | 16 | 0 | 2019-03-13 | 2 | 16 | 0 | 2018-03-13 | -1.3 | 19.3 | 0 | 2017-03-13 | -9 | 27 | 0 | 2016-03-13 | 5.4 | 12.6 | 0 | 17.5 | 0
2025-03-14 | 2.2 | 15.8 | 0 | 2024-03-14 | 6.3 | 11.7 | 0 | 2023-03-14 | -3.2 | 21.2 | 0 | 2022-03-14 | -0.3 | 18.3 | 0 | 2021-03-14 | 2 | 16 | 0 | 2020-03-14 | 1.7 | 16.3 | 0 | 2019-03-14 | 2.2 | 15.8 | 0 | 2018-03-14 | -1.7 | 19.7 | 0 | 2017-03-14 | -9.2 | 27.2 | 0 | 2016-03-14 | 4.8 | 13.2 | 0 | 17.52 | 0
2025-03-14 | 0 | 18 | 0 | 2024-03-14 | 5 | 13 | 0 | 2023-03-14 | -3.4 | 21.4 | 0 | 2022-03-14 | -1.9 | 19.9 | 0 | 2021-03-14 | 1.8 | 16.2 | 0 | 2020-03-14 | 1.1 | 16.9 | 0 | 2019-03-14 | 2.1 | 15.9 | 0 | 2018-03-14 | -1.9 | 19.9 | 0 | 2017-03-14 | -9.5 | 27.5 | 0 | 2016-03-14 | 3.8 | 14.2 | 0 | 18.29 | 0
2025-03-14 | 0.1 | 17.9 | 0 | 2024-03-14 | 5.7 | 12.3 | 0 | 2023-03-14 | -3.5 | 21.5 | 0 | 2022-03-14 | -2.2 | 20.2 | 0 | 2021-03-14 | 2.4 | 15.6 | 0 | 2020-03-14 | 1.1 | 16.9 | 0 | 2019-03-14 | 1.9 | 16.1 | 0 | 2018-03-14 | -1.9 | 19.9 | 0 | 2017-03-14 | -9.7 | 27.7 | 0 | 2016-03-14 | 3.7 | 14.3 | 0 | 18.24 | 0
2025-03-14 | -0.7 | 18.7 | 0 | 2024-03-14 | 5.1 | 12.9 | 0 | 2023-03-14 | -4.2 | 22.2 | 0 | 2022-03-14 | -4.2 | 22.2 | 0 | 2021-03-14 | 0.5 | 17.5 | 0 | 2020-03-14 | 1.2 | 16.8 | 0 | 2019-03-14 | 1.9 | 16.1 | 0 | 2018-03-14 | -1.9 | 19.9 | 0 | 2017-03-14 | -10 | 28 | 0 | 2016-03-14 | 4.4 | 13.6 | 0 | 18.79 | 0
2025-03-14 | -1.5 | 19.5 | 0 | 2024-03-14 | 3.9 | 14.1 | 0 | 2023-03-14 | -4.2 | 22.2 | 0 | 2022-03-14 | -4.2 | 22.2 | 0 | 2021-03-14 | -0.2 | 18.2 | 0 | 2020-03-14 | 0.6 | 17.4 | 0 | 2019-03-14 | 1.8 | 16.2 | 0 | 2018-03-14 | -2.1 | 20.1 | 0 | 2017-03-14 | -10.4 | 28.4 | 0 | 2016-03-14 | 4.6 | 13.4 | 0 | 19.17 | 0
2025-03-14 | -1.5 | 19.5 | 0 | 2024-03-14 | 3.3 | 14.7 | 0 | 2023-03-14 | -4.6 | 22.6 | 0 | 2022-03-14 | -3.7 | 21.7 | 0 | 2021-03-14 | -0.5 | 18.5 | 0 | 2020-03-14 | 0.6 | 17.4 | 0 | 2019-03-14 | 2.1 | 15.9 | 0 | 2018-03-14 | -2.2 | 20.2 | 0 | 2017-03-14 | -10.7 | 28.7 | 0 | 2016-03-14 | 5 | 13 | 0 | 19.22 | 0
2025-03-14 | -1.7 | 19.7 | 0 | 2024-03-14 | 3.8 | 14.2 | 0 | 2023-03-14 | -4.9 | 22.9 | 0 | 2022-03-14 | -3.2 | 21.2 | 0 | 2021-03-14 | -0.4 | 18.4 | 0 | 2020-03-14 | 0.8 | 17.2 | 0 | 2019-03-14 | 2.5 | 15.5 | 0 | 2018-03-14 | -2.6 | 20.6 | 0 | 2017-03-14 | -11 | 29 | 0 | 2016-03-14 | 5.2 | 12.8 | 0 | 19.15 | 0
2025-03-14 | -0.5 | 18.5 | 0 | 2024-03-14 | 5.5 | 12.5 | 0 | 2023-03-14 | -5.1 | 23.1 | 0 | 2022-03-14 | -4.3 | 22.3 | 0 | 2021-03-14 | 0.9 | 17.1 | 0 | 2020-03-14 | 0.5 | 17.5 | 0 | 2019-03-14 | 2.6 | 15.4 | 0 | 2018-03-14 | -2.9 | 20.9 | 0 | 2017-03-14 | -11.3 | 29.3 | 0 | 2016-03-14 | 5.7 | 12.3 | 0 | 18.89 | 0
2025-03-14 | 3 | 15 | 0 | 2024-03-14 | 6.1 | 11.9 | 0 | 2023-03-14 | -5.4 | 23.4 | 0 | 2022-03-14 | -2.1 | 20.1 | 0 | 2021-03-14 | 2.3 | 15.7 | 0 | 2020-03-14 | 1 | 17 | 0 | 2019-03-14 | 3.4 | 14.6 | 0 | 2018-03-14 | -2.6 | 20.6 | 0 | 2017-03-14 | -11.4 | 29.4 | 0 | 2016-03-14 | 5.5 | 12.5 | 0 | 18.02 | 0
2025-03-14 | 5.4 | 12.6 | 0 | 2024-03-14 | 7.3 | 10.7 | 0 | 2023-03-14 | -4.9 | 22.9 | 0 | 2022-03-14 | 0.2 | 17.8 | 0 | 2021-03-14 | 1.9 | 16.1 | 0 | 2020-03-14 | 1.5 | 16.5 | 0 | 2019-03-14 | 5.1 | 12.9 | 0 | 2018-03-14 | -1.4 | 19.4 | 0 | 2017-03-14 | -11 | 29 | 0 | 2016-03-14 | 6.1 | 11.9 | 0 | 16.98 | 0
2025-03-14 | 7.6 | 10.4 | 0 | 2024-03-14 | 9.2 | 8.8 | 0 | 2023-03-14 | -4.4 | 22.4 | 0 | 2022-03-14 | 3.2 | 14.8 | 0 | 2021-03-14 | 2.6 | 15.4 | 0 | 2020-03-14 | 1.8 | 16.2 | 0 | 2019-03-14 | 6 | 12 | 0 | 2018-03-14 | -0.8 | 18.8 | 0 | 2017-03-14 | -10.6 | 28.6 | 0 | 2016-03-14 | 7.3 | 10.7 | 0 | 15.81 | 0
2025-03-14 | 9.4 | 8.6 | 0 | 2024-03-14 | 10.5 | 7.5 | 0 | 2023-03-14 | -3.2 | 21.2 | 0 | 2022-03-14 | 3.3 | 14.7 | 0 | 2021-03-14 | 1.4 | 16.6 | 0 | 2020-03-14 | 2.2 | 15.8 | 0 | 2019-03-14 | 6.5 | 11.5 | 0 | 2018-03-14 | 0.5 | 17.5 | 0 | 2017-03-14 | -10.1 | 28.1 | 0 | 2016-03-14 | 8 | 10 | 0 | 15.15 | 0
2025-03-14 | 11.2 | 6.8 | 0 | 2024-03-14 | 10.3 | 7.7 | 0 | 2023-03-14 | -2.5 | 20.5 | 0 | 2022-03-14 | 4.3 | 13.7 | 0 | 2021-03-14 | 0.9 | 17.1 | 0 | 2020-03-14 | 2.5 | 15.5 | 0 | 2019-03-14 | 6.5 | 11.5 | 0 | 2018-03-14 | 0.6 | 17.4 | 0 | 2017-03-14 | -9.9 | 27.9 | 0 | 2016-03-14 | 8 | 10 | 0 | 14.81 | 0
2025-03-14 | 12.4 | 5.6 | 0 | 2024-03-14 | 11.2 | 6.8 | 0 | 2023-03-14 | -1.6 | 19.6 | 0 | 2022-03-14 | 5.2 | 12.8 | 0 | 2021-03-14 | 0.2 | 17.8 | 0 | 2020-03-14 | 2.5 | 15.5 | 0 | 2019-03-14 | 6.4 | 11.6 | 0 | 2018-03-14 | 0.6 | 17.4 | 0 | 2017-03-14 | -9.5 | 27.5 | 0 | 2016-03-14 | 8.3 | 9.7 | 0 | 14.43 | 0
2025-03-14 | 12.6 | 5.4 | 0 | 2024-03-14 | 10.9 | 7.1 | 0 | 2023-03-14 | -1.3 | 19.3 | 0 | 2022-03-14 | 5.2 | 12.8 | 0 | 2021-03-14 | 0.6 | 17.4 | 0 | 2020-03-14 | 3 | 15 | 0 | 2019-03-14 | 7.4 | 10.6 | 0 | 2018-03-14 | 0.7 | 17.3 | 0 | 2017-03-14 | -8.1 | 26.1 | 0 | 2016-03-14 | 8.4 | 9.6 | 0 | 14.06 | 0
2025-03-14 | 11.4 | 6.6 | 0 | 2024-03-14 | 10.2 | 7.8 | 0 | 2023-03-14 | -2.2 | 20.2 | 0 | 2022-03-14 | 5.3 | 12.7 | 0 | 2021-03-14 | -0.3 | 18.3 | 0 | 2020-03-14 | 3 | 15 | 0 | 2019-03-14 | 6.8 | 11.2 | 0 | 2018-03-14 | 1 | 17 | 0 | 2017-03-14 | -8.1 | 26.1 | 0 | 2016-03-14 | 8.7 | 9.3 | 0 | 14.42 | 0
2025-03-14 | 11.3 | 6.7 | 0 | 2024-03-14 | 8 | 10 | 0 | 2023-03-14 | -2.5 | 20.5 | 0 | 2022-03-14 | 6.2 | 11.8 | 0 | 2021-03-14 | -1.1 | 19.1 | 0 | 2020-03-14 | 3.1 | 14.9 | 0 | 2019-03-14 | 6.7 | 11.3 | 0 | 2018-03-14 | 0.8 | 17.2 | 0 | 2017-03-14 | -8.6 | 26.6 | 0 | 2016-03-14 | 8.6 | 9.4 | 0 | 14.75 | 0
2025-03-14 | 9.8 | 8.2 | 0 | 2024-03-14 | 7.2 | 10.8 | 0 | 2023-03-14 | -2.5 | 20.5 | 0 | 2022-03-14 | 6.2 | 11.8 | 0 | 2021-03-14 | -2 | 20 | 0 | 2020-03-14 | 3.1 | 14.9 | 0 | 2019-03-14 | 7 | 11 | 0 | 2018-03-14 | 0.2 | 17.8 | 0 | 2017-03-14 | -8.4 | 26.4 | 0 | 2016-03-14 | 9 | 9 | 0 | 15.04 | 0
2025-03-14 | 9 | 9 | 0 | 2024-03-14 | 6.8 | 11.2 | 0 | 2023-03-14 | -2.1 | 20.1 | 0 | 2022-03-14 | 6 | 12 | 0 | 2021-03-14 | -3 | 21 | 0 | 2020-03-14 | 1.6 | 16.4 | 0 | 2019-03-14 | 6.4 | 11.6 | 0 | 2018-03-14 | -1.1 | 19.1 | 0 | 2017-03-14 | -8.7 | 26.7 | 0 | 2016-03-14 | 8.7 | 9.3 | 0 | 15.64 | 0
2025-03-14 | 8.1 | 9.9 | 0 | 2024-03-14 | 6.3 | 11.7 | 0 | 2023-03-14 | -2.6 | 20.6 | 0 | 2022-03-14 | 5.4 | 12.6 | 0 | 2021-03-14 | -3.6 | 21.6 | 0 | 2020-03-14 | 0.4 | 17.6 | 0 | 2019-03-14 | 5.8 | 12.2 | 0 | 2018-03-14 | -2.1 | 20.1 | 0 | 2017-03-14 | -8.6 | 26.6 | 0 | 2016-03-14 | 8.4 | 9.6 | 0 | 16.25 | 0
2025-03-14 | 9 | 9 | 0 | 2024-03-14 | 6.7 | 11.3 | 0 | 2023-03-14 | -2.9 | 20.9 | 0 | 2022-03-14 | 3.6 | 14.4 | 0 | 2021-03-14 | -3.6 | 21.6 | 0 | 2020-03-14 | 0.1 | 17.9 | 0 | 2019-03-14 | 7.4 | 10.6 | 0 | 2018-03-14 | -2.7 | 20.7 | 0 | 2017-03-14 | -8.9 | 26.9 | 0 | 2016-03-14 | 8.6 | 9.4 | 0 | 16.27 | 0
2025-03-14 | 9.4 | 8.6 | 0 | 2024-03-14 | 6.5 | 11.5 | 0 | 2023-03-14 | -2.8 | 20.8 | 0 | 2022-03-14 | 2.6 | 15.4 | 0 | 2021-03-14 | -3.9 | 21.9 | 0 | 2020-03-14 | -0.1 | 18.1 | 0 | 2019-03-14 | 8.1 | 9.9 | 0 | 2018-03-14 | -3.1 | 21.1 | 0 | 2017-03-14 | -8.9 | 26.9 | 0 | 2016-03-14 | 8.5 | 9.5 | 0 | 16.37 | 0
2025-03-14 | 8.8 | 9.2 | 0 | 2024-03-14 | 6.3 | 11.7 | 0 | 2023-03-14 | -3.1 | 21.1 | 0 | 2022-03-14 | 2.2 | 15.8 | 0 | 2021-03-14 | -4.2 | 22.2 | 0 | 2020-03-14 | -0.3 | 18.3 | 0 | 2019-03-14 | 6 | 12 | 0 | 2018-03-14 | -3.7 | 21.7 | 0 | 2017-03-14 | -9.1 | 27.1 | 0 | 2016-03-14 | 8.4 | 9.6 | 0 | 16.87 | 0
2025-03-14 | 7.2 | 10.8 | 0 | 2024-03-14 | 6.1 | 11.9 | 0 | 2023-03-14 | -3.5 | 21.5 | 0 | 2022-03-14 | 1.8 | 16.2 | 0 | 2021-03-14 | -4.4 | 22.4 | 0 | 2020-03-14 | -0.2 | 18.2 | 0 | 2019-03-14 | 6.4 | 11.6 | 0 | 2018-03-14 | -4.1 | 22.1 | 0 | 2017-03-14 | -9 | 27 | 0 | 2016-03-14 | 8.1 | 9.9 | 0 | 17.16 | 0
2025-03-15 | 5.5 | 12.5 | 0 | 2024-03-15 | 5.8 | 12.2 | 0 | 2023-03-15 | -3.5 | 21.5 | 0 | 2022-03-15 | 1.7 | 16.3 | 0 | 2021-03-15 | -5.2 | 23.2 | 0 | 2020-03-15 | -0.9 | 18.9 | 0 | 2019-03-15 | 6.8 | 11.2 | 0 | 2018-03-15 | -3.7 | 21.7 | 0 | 2017-03-15 | -9.3 | 27.3 | 0 | 2016-03-15 | 7.7 | 10.3 | 0 | 17.51 | 0
2025-03-15 | 5.5 | 12.5 | 0 | 2024-03-15 | 5.8 | 12.2 | 0 | 2023-03-15 | -3.4 | 21.4 | 0 | 2022-03-15 | 1.6 | 16.4 | 0 | 2021-03-15 | -6 | 24 | 0 | 2020-03-15 | -1.3 | 19.3 | 0 | 2019-03-15 | 7.3 | 10.7 | 0 | 2018-03-15 | -4.8 | 22.8 | 0 | 2017-03-15 | -9.6 | 27.6 | 0 | 2016-03-15 | 7.6 | 10.4 | 0 | 17.73 | 0
2025-03-15 | 6 | 12 | 0 | 2024-03-15 | 5.7 | 12.3 | 0 | 2023-03-15 | -3.9 | 21.9 | 0 | 2022-03-15 | 1.3 | 16.7 | 0 | 2021-03-15 | -6.5 | 24.5 | 0 | 2020-03-15 | -1 | 19 | 0 | 2019-03-15 | 9.5 | 8.5 | 0 | 2018-03-15 | -4.9 | 22.9 | 0 | 2017-03-15 | -9.8 | 27.8 | 0 | 2016-03-15 | 7.4 | 10.6 | 0 | 17.62 | 0
2025-03-15 | 3.2 | 14.8 | 0 | 2024-03-15 | 4.8 | 13.2 | 0 | 2023-03-15 | -4.7 | 22.7 | 0 | 2022-03-15 | 1.2 | 16.8 | 0 | 2021-03-15 | -7.3 | 25.3 | 0 | 2020-03-15 | -1 | 19 | 0 | 2019-03-15 | 9.3 | 8.7 | 0 | 2018-03-15 | -4.2 | 22.2 | 0 | 2017-03-15 | -9.6 | 27.6 | 0 | 2016-03-15 | 7.2 | 10.8 | 0 | 18.11 | 0
2025-03-15 | 4.7 | 13.3 | 0 | 2024-03-15 | 4.5 | 13.5 | 0 | 2023-03-15 | -5.1 | 23.1 | 0 | 2022-03-15 | 0.9 | 17.1 | 0 | 2021-03-15 | -7.8 | 25.8 | 0 | 2020-03-15 | -2.4 | 20.4 | 0 | 2019-03-15 | 7 | 11 | 0 | 2018-03-15 | -4.4 | 22.4 | 0 | 2017-03-15 | -9.4 | 27.4 | 0 | 2016-03-15 | 7 | 11 | 0 | 18.5 | 0
2025-03-15 | 5.5 | 12.5 | 0 | 2024-03-15 | 4.7 | 13.3 | 0 | 2023-03-15 | -5.3 | 23.3 | 0 | 2022-03-15 | 0.8 | 17.2 | 0 | 2021-03-15 | -8.3 | 26.3 | 0 | 2020-03-15 | -2.4 | 20.4 | 0 | 2019-03-15 | 6.8 | 11.2 | 0 | 2018-03-15 | -5.1 | 23.1 | 0 | 2017-03-15 | -9.2 | 27.2 | 0 | 2016-03-15 | 6.8 | 11.2 | 0 | 18.57 | 0
2025-03-15 | 6.7 | 11.3 | 0 | 2024-03-15 | 5.1 | 12.9 | 0 | 2023-03-15 | -5.3 | 23.3 | 0 | 2022-03-15 | 0.7 | 17.3 | 0 | 2021-03-15 | -8.8 | 26.8 | 0 | 2020-03-15 | -3.2 | 21.2 | 0 | 2019-03-15 | 6.3 | 11.7 | 0 | 2018-03-15 | -4.5 | 22.5 | 0 | 2017-03-15 | -9.2 | 27.2 | 0 | 2016-03-15 | 7.2 | 10.8 | 0 | 18.5 | 0
2025-03-15 | 8.4 | 9.6 | 0 | 2024-03-15 | 5.5 | 12.5 | 0 | 2023-03-15 | -5.4 | 23.4 | 0 | 2022-03-15 | 0.6 | 17.4 | 0 | 2021-03-15 | -8.6 | 26.6 | 0 | 2020-03-15 | -3.5 | 21.5 | 0 | 2019-03-15 | 6 | 12 | 0 | 2018-03-15 | -3.3 | 21.3 | 0 | 2017-03-15 | -9.1 | 27.1 | 0 | 2016-03-15 | 6.7 | 11.3 | 0 | 18.27 | 0
2025-03-15 | 9.2 | 8.8 | 0 | 2024-03-15 | 6.4 | 11.6 | 0 | 2023-03-15 | -4.8 | 22.8 | 0 | 2022-03-15 | 0.5 | 17.5 | 0 | 2021-03-15 | -7.5 | 25.5 | 0 | 2020-03-15 | -2.4 | 20.4 | 0 | 2019-03-15 | 6.2 | 11.8 | 0 | 2018-03-15 | -1 | 19 | 0 | 2017-03-15 | -8.7 | 26.7 | 0 | 2016-03-15 | 6.7 | 11.3 | 0 | 17.54 | 0
2025-03-15 | 9.2 | 8.8 | 0 | 2024-03-15 | 7.2 | 10.8 | 0 | 2023-03-15 | -3.3 | 21.3 | 0 | 2022-03-15 | 0.3 | 17.7 | 0 | 2021-03-15 | -5.8 | 23.8 | 0 | 2020-03-15 | -1.3 | 19.3 | 0 | 2019-03-15 | 6.4 | 11.6 | 0 | 2018-03-15 | 0.7 | 17.3 | 0 | 2017-03-15 | -7.6 | 25.6 | 0 | 2016-03-15 | 6.7 | 11.3 | 0 | 16.75 | 0
2025-03-15 | 7.9 | 10.1 | 0 | 2024-03-15 | 7 | 11 | 0 | 2023-03-15 | -1.5 | 19.5 | 0 | 2022-03-15 | 0.2 | 17.8 | 0 | 2021-03-15 | -5.1 | 23.1 | 0 | 2020-03-15 | -0.5 | 18.5 | 0 | 2019-03-15 | 6.4 | 11.6 | 0 | 2018-03-15 | 1.8 | 16.2 | 0 | 2017-03-15 | -6.4 | 24.4 | 0 | 2016-03-15 | 6.9 | 11.1 | 0 | 16.33 | 0
2025-03-15 | 8.1 | 9.9 | 0 | 2024-03-15 | 8.3 | 9.7 | 0 | 2023-03-15 | 0.3 | 17.7 | 0 | 2022-03-15 | 0.4 | 17.6 | 0 | 2021-03-15 | -4 | 22 | 0 | 2020-03-15 | 1.4 | 16.6 | 0 | 2019-03-15 | 6.3 | 11.7 | 0 | 2018-03-15 | 2.8 | 15.2 | 0 | 2017-03-15 | -5.2 | 23.2 | 0 | 2016-03-15 | 6.8 | 11.2 | 0 | 15.48 | 0
2025-03-15 | 8.6 | 9.4 | 0 | 2024-03-15 | 9.9 | 8.1 | 0 | 2023-03-15 | 1.6 | 16.4 | 0 | 2022-03-15 | 0.5 | 17.5 | 0 | 2021-03-15 | -2.6 | 20.6 | 0 | 2020-03-15 | 1.8 | 16.2 | 0 | 2019-03-15 | 6.2 | 11.8 | 0 | 2018-03-15 | 2.6 | 15.4 | 0 | 2017-03-15 | -4.9 | 22.9 | 0 | 2016-03-15 | 7.3 | 10.7 | 0 | 14.9 | 0
2025-03-15 | 10.4 | 7.6 | 0 | 2024-03-15 | 10.8 | 7.2 | 0 | 2023-03-15 | 3 | 15 | 0 | 2022-03-15 | 0.7 | 17.3 | 0 | 2021-03-15 | -1.4 | 19.4 | 0 | 2020-03-15 | 2.2 | 15.8 | 0 | 2019-03-15 | 5.9 | 12.1 | 0 | 2018-03-15 | 4.6 | 13.4 | 0 | 2017-03-15 | -3.8 | 21.8 | 0 | 2016-03-15 | 8.1 | 9.9 | 0 | 13.95 | 0
2025-03-15 | 12.7 | 5.3 | 0 | 2024-03-15 | 11.1 | 6.9 | 0 | 2023-03-15 | 3.7 | 14.3 | 0 | 2022-03-15 | 0.3 | 17.7 | 0 | 2021-03-15 | -2.2 | 20.2 | 0 | 2020-03-15 | 3 | 15 | 0 | 2019-03-15 | 5.6 | 12.4 | 0 | 2018-03-15 | 3.5 | 14.5 | 0 | 2017-03-15 | -3.6 | 21.6 | 0 | 2016-03-15 | 8.7 | 9.3 | 0 | 13.72 | 0
2025-03-15 | 14.1 | 3.9 | 0 | 2024-03-15 | 9.1 | 8.9 | 0 | 2023-03-15 | 4.3 | 13.7 | 0 | 2022-03-15 | 0.3 | 17.7 | 0 | 2021-03-15 | -1.9 | 19.9 | 0 | 2020-03-15 | 2.8 | 15.2 | 0 | 2019-03-15 | 5.7 | 12.3 | 0 | 2018-03-15 | 3.1 | 14.9 | 0 | 2017-03-15 | -3 | 21 | 0 | 2016-03-15 | 9.2 | 8.8 | 0 | 13.63 | 0
2025-03-15 | 13.7 | 4.3 | 0 | 2024-03-15 | 8.4 | 9.6 | 0 | 2023-03-15 | 4.4 | 13.6 | 0 | 2022-03-15 | 0.6 | 17.4 | 0 | 2021-03-15 | -2.7 | 20.7 | 0 | 2020-03-15 | 2.4 | 15.6 | 0 | 2019-03-15 | 5.5 | 12.5 | 0 | 2018-03-15 | 0.2 | 17.8 | 0 | 2017-03-15 | -3.1 | 21.1 | 0 | 2016-03-15 | 9.3 | 8.7 | 0 | 14.13 | 0
2025-03-15 | 13.4 | 4.6 | 0 | 2024-03-15 | 8 | 10 | 0 | 2023-03-15 | 3.9 | 14.1 | 0 | 2022-03-15 | 0.8 | 17.2 | 0 | 2021-03-15 | -2.9 | 20.9 | 0 | 2020-03-15 | 1.6 | 16.4 | 0 | 2019-03-15 | 5 | 13 | 0 | 2018-03-15 | 0.4 | 17.6 | 0 | 2017-03-15 | -3.2 | 21.2 | 0 | 2016-03-15 | 9.3 | 8.7 | 0 | 14.37 | 0
2025-03-15 | 11.4 | 6.6 | 0 | 2024-03-15 | 6.2 | 11.8 | 0 | 2023-03-15 | 2.5 | 15.5 | 0 | 2022-03-15 | 1 | 17 | 0 | 2021-03-15 | -3.8 | 21.8 | 0 | 2020-03-15 | 1.2 | 16.8 | 0 | 2019-03-15 | 3.6 | 14.4 | 0 | 2018-03-15 | -1.3 | 19.3 | 0 | 2017-03-15 | -3.7 | 21.7 | 0 | 2016-03-15 | 7.5 | 10.5 | 0 | 15.54 | 0
2025-03-15 | 11 | 7 | 0 | 2024-03-15 | 4 | 14 | 0 | 2023-03-15 | 1.6 | 16.4 | 0 | 2022-03-15 | 0.8 | 17.2 | 0 | 2021-03-15 | -3.9 | 21.9 | 0 | 2020-03-15 | 0.1 | 17.9 | 0 | 2019-03-15 | 2.9 | 15.1 | 0 | 2018-03-15 | -1.6 | 19.6 | 0 | 2017-03-15 | -4.6 | 22.6 | 0 | 2016-03-15 | 6.4 | 11.6 | 0 | 16.33 | 0
2025-03-15 | 11.2 | 6.8 | 0 | 2024-03-15 | 4.5 | 13.5 | 0 | 2023-03-15 | 0.9 | 17.1 | 0 | 2022-03-15 | 1.2 | 16.8 | 0 | 2021-03-15 | -3.7 | 21.7 | 0 | 2020-03-15 | -0.8 | 18.8 | 0 | 2019-03-15 | 2.7 | 15.3 | 0 | 2018-03-15 | -1.9 | 19.9 | 0 | 2017-03-15 | -4.8 | 22.8 | 0 | 2016-03-15 | 6.7 | 11.3 | 0 | 16.4 | 0
2025-03-15 | 10.8 | 7.2 | 0 | 2024-03-15 | 4 | 14 | 0 | 2023-03-15 | 0.8 | 17.2 | 0 | 2022-03-15 | 1.2 | 16.8 | 0 | 2021-03-15 | -3.2 | 21.2 | 0 | 2020-03-15 | -1.6 | 19.6 | 0 | 2019-03-15 | 2.2 | 15.8 | 0 | 2018-03-15 | -2 | 20 | 0 | 2017-03-15 | -4.8 | 22.8 | 0 | 2016-03-15 | 6.2 | 11.8 | 0 | 16.64 | 0
2025-03-15 | 11.1 | 6.9 | 0 | 2024-03-15 | 2.7 | 15.3 | 0 | 2023-03-15 | 1.6 | 16.4 | 0 | 2022-03-15 | 1.1 | 16.9 | 0 | 2021-03-15 | -3.1 | 21.1 | 0 | 2020-03-15 | -2.7 | 20.7 | 0 | 2019-03-15 | 1.6 | 16.4 | 0 | 2018-03-15 | -2.3 | 20.3 | 0 | 2017-03-15 | -4.8 | 22.8 | 0 | 2016-03-15 | 5.8 | 12.2 | 0 | 16.9 | 0
2025-03-15 | 11.8 | 6.2 | 0 | 2024-03-15 | 2.1 | 15.9 | 0 | 2023-03-15 | 1.4 | 16.6 | 0 | 2022-03-15 | 1 | 17 | 0 | 2021-03-15 | -2.7 | 20.7 | 0 | 2020-03-15 | -3.3 | 21.3 | 0 | 2019-03-15 | 1.4 | 16.6 | 0 | 2018-03-15 | -2.6 | 20.6 | 0 | 2017-03-15 | -5.4 | 23.4 | 0 | 2016-03-15 | 5.7 | 12.3 | 0 | 17.06 | 0
2025-03-16 | 12.1 | 5.9 | 0 | 2024-03-16 | 0.7 | 17.3 | 0 | 2023-03-16 | 1.4 | 16.6 | 0 | 2022-03-16 | 0.8 | 17.2 | 0 | 2021-03-16 | -2.4 | 20.4 | 0 | 2020-03-16 | -3.5 | 21.5 | 0 | 2019-03-16 | 0.4 | 17.6 | 0 | 2018-03-16 | -2.9 | 20.9 | 0 | 2017-03-16 | -5.4 | 23.4 | 0 | 2016-03-16 | 5.8 | 12.2 | 0 | 17.3 | 0
2025-03-16 | 10.7 | 7.3 | 0 | 2024-03-16 | -0.2 | 18.2 | 0 | 2023-03-16 | 0.8 | 17.2 | 0 | 2022-03-16 | 0.7 | 17.3 | 0 | 2021-03-16 | -2.1 | 20.1 | 0 | 2020-03-16 | -4.1 | 22.1 | 0 | 2019-03-16 | -0.2 | 18.2 | 0 | 2018-03-16 | -3.2 | 21.2 | 0 | 2017-03-16 | -4.9 | 22.9 | 0 | 2016-03-16 | 5.4 | 12.6 | 0 | 17.71 | 0
2025-03-16 | 10.4 | 7.6 | 0 | 2024-03-16 | -0.7 | 18.7 | 0 | 2023-03-16 | 0.6 | 17.4 | 0 | 2022-03-16 | 0.4 | 17.6 | 0 | 2021-03-16 | -1.8 | 19.8 | 0 | 2020-03-16 | -4.6 | 22.6 | 0 | 2019-03-16 | -0.8 | 18.8 | 0 | 2018-03-16 | -4.1 | 22.1 | 0 | 2017-03-16 | -5.4 | 23.4 | 0 | 2016-03-16 | 5.9 | 12.1 | 0 | 18.01 | 0
2025-03-16 | 10 | 8 | 0 | 2024-03-16 | -0.2 | 18.2 | 0 | 2023-03-16 | 1.3 | 16.7 | 0 | 2022-03-16 | -0.2 | 18.2 | 0 | 2021-03-16 | -1.8 | 19.8 | 0 | 2020-03-16 | -5.1 | 23.1 | 0 | 2019-03-16 | -1.5 | 19.5 | 0 | 2018-03-16 | -5.2 | 23.2 | 0 | 2017-03-16 | -6 | 24 | 0 | 2016-03-16 | 6.3 | 11.7 | 0 | 18.24 | 0
2025-03-16 | 9.7 | 8.3 | 0 | 2024-03-16 | -0.3 | 18.3 | 0 | 2023-03-16 | 1.5 | 16.5 | 0 | 2022-03-16 | -0.4 | 18.4 | 0 | 2021-03-16 | -1.5 | 19.5 | 0 | 2020-03-16 | -4.2 | 22.2 | 0 | 2019-03-16 | -2 | 20 | 0 | 2018-03-16 | -6 | 24 | 0 | 2017-03-16 | -6.9 | 24.9 | 0 | 2016-03-16 | 6.3 | 11.7 | 0 | 18.38 | 0
2025-03-16 | 9.3 | 8.7 | 0 | 2024-03-16 | 0 | 18 | 0 | 2023-03-16 | 1.8 | 16.2 | 0 | 2022-03-16 | -0.7 | 18.7 | 0 | 2021-03-16 | -1.3 | 19.3 | 0 | 2020-03-16 | -2 | 20 | 0 | 2019-03-16 | -1.3 | 19.3 | 0 | 2018-03-16 | -6.7 | 24.7 | 0 | 2017-03-16 | -7.2 | 25.2 | 0 | 2016-03-16 | 5.7 | 12.3 | 0 | 18.24 | 0
2025-03-16 | 9.8 | 8.2 | 0 | 2024-03-16 | 0.9 | 17.1 | 0 | 2023-03-16 | 2.2 | 15.8 | 0 | 2022-03-16 | -1 | 19 | 0 | 2021-03-16 | -1 | 19 | 0 | 2020-03-16 | -2 | 20 | 0 | 2019-03-16 | -1.5 | 19.5 | 0 | 2018-03-16 | -6.9 | 24.9 | 0 | 2017-03-16 | -6.8 | 24.8 | 0 | 2016-03-16 | 5.4 | 12.6 | 0 | 18.09 | 0
2025-03-16 | 11.2 | 6.8 | 0 | 2024-03-16 | 1 | 17 | 0 | 2023-03-16 | 2.3 | 15.7 | 0 | 2022-03-16 | -1.1 | 19.1 | 0 | 2021-03-16 | -0.9 | 18.9 | 0 | 2020-03-16 | -1.8 | 19.8 | 0 | 2019-03-16 | -1.4 | 19.4 | 0 | 2018-03-16 | -7.2 | 25.2 | 0 | 2017-03-16 | -6.4 | 24.4 | 0 | 2016-03-16 | 5.5 | 12.5 | 0 | 17.88 | 0
2025-03-16 | 11.1 | 6.9 | 0 | 2024-03-16 | 1.5 | 16.5 | 0 | 2023-03-16 | 2.8 | 15.2 | 0 | 2022-03-16 | -0.8 | 18.8 | 0 | 2021-03-16 | -0.3 | 18.3 | 0 | 2020-03-16 | -1 | 19 | 0 | 2019-03-16 | -1.3 | 19.3 | 0 | 2018-03-16 | -7.1 | 25.1 | 0 | 2017-03-16 | -4.9 | 22.9 | 0 | 2016-03-16 | 5 | 13 | 0 | 17.5 | 0
2025-03-16 | 12.3 | 5.7 | 0 | 2024-03-16 | 2.4 | 15.6 | 0 | 2023-03-16 | 3.5 | 14.5 | 0 | 2022-03-16 | -0.7 | 18.7 | 0 | 2021-03-16 | 0.2 | 17.8 | 0 | 2020-03-16 | 0.1 | 17.9 | 0 | 2019-03-16 | -0.9 | 18.9 | 0 | 2018-03-16 | -6.4 | 24.4 | 0 | 2017-03-16 | -3.8 | 21.8 | 0 | 2016-03-16 | 4.8 | 13.2 | 0 | 16.85 | 0
2025-03-16 | 13.6 | 4.4 | 0 | 2024-03-16 | 3.3 | 14.7 | 0 | 2023-03-16 | 4.7 | 13.3 | 0 | 2022-03-16 | -0.4 | 18.4 | 0 | 2021-03-16 | 0.8 | 17.2 | 0 | 2020-03-16 | 0.8 | 17.2 | 0 | 2019-03-16 | -0.3 | 18.3 | 0 | 2018-03-16 | -5.8 | 23.8 | 0 | 2017-03-16 | -2.6 | 20.6 | 0 | 2016-03-16 | 5.3 | 12.7 | 0 | 16.06 | 0
2025-03-16 | 16 | 2 | 0 | 2024-03-16 | 5 | 13 | 0 | 2023-03-16 | 6.7 | 11.3 | 0 | 2022-03-16 | 0 | 18 | 0 | 2021-03-16 | 1.8 | 16.2 | 0 | 2020-03-16 | 2.1 | 15.9 | 0 | 2019-03-16 | 0.2 | 17.8 | 0 | 2018-03-16 | -4.9 | 22.9 | 0 | 2017-03-16 | -1.9 | 19.9 | 0 | 2016-03-16 | 4.8 | 13.2 | 0 | 15.02 | 0
2025-03-16 | 14.4 | 3.6 | 0 | 2024-03-16 | 6.6 | 11.4 | 0 | 2023-03-16 | 7.3 | 10.7 | 0 | 2022-03-16 | 0.5 | 17.5 | 0 | 2021-03-16 | 3.5 | 14.5 | 0 | 2020-03-16 | 1.6 | 16.4 | 0 | 2019-03-16 | 0.5 | 17.5 | 0 | 2018-03-16 | -4.2 | 22.2 | 0 | 2017-03-16 | -0.6 | 18.6 | 0 | 2016-03-16 | 4.6 | 13.4 | 0 | 14.58 | 0
2025-03-16 | 15.5 | 2.5 | 0 | 2024-03-16 | 8.8 | 9.2 | 0 | 2023-03-16 | 8.8 | 9.2 | 0 | 2022-03-16 | 1.1 | 16.9 | 0 | 2021-03-16 | 2.6 | 15.4 | 0 | 2020-03-16 | 2 | 16 | 0 | 2019-03-16 | 0.7 | 17.3 | 0 | 2018-03-16 | -2.7 | 20.7 | 0 | 2017-03-16 | 0.3 | 17.7 | 0 | 2016-03-16 | 5.2 | 12.8 | 0 | 13.77 | 0
2025-03-16 | 16.6 | 1.4 | 0 | 2024-03-16 | 7.6 | 10.4 | 0 | 2023-03-16 | 9.2 | 8.8 | 0 | 2022-03-16 | 2 | 16 | 0 | 2021-03-16 | 2.3 | 15.7 | 0 | 2020-03-16 | 2.8 | 15.2 | 0 | 2019-03-16 | 0.8 | 17.2 | 0 | 2018-03-16 | -1.4 | 19.4 | 0 | 2017-03-16 | 1.1 | 16.9 | 0 | 2016-03-16 | 6.4 | 11.6 | 0 | 13.26 | 0
2025-03-16 | 15.2 | 2.8 | 0 | 2024-03-16 | 9.2 | 8.8 | 0 | 2023-03-16 | 9.2 | 8.8 | 0 | 2022-03-16 | 2.2 | 15.8 | 0 | 2021-03-16 | 2.1 | 15.9 | 0 | 2020-03-16 | 3.9 | 14.1 | 0 | 2019-03-16 | 0.4 | 17.6 | 0 | 2018-03-16 | -1 | 19 | 0 | 2017-03-16 | 1.3 | 16.7 | 0 | 2016-03-16 | 9.4 | 8.6 | 0 | 12.81 | 0
2025-03-16 | 11.5 | 6.5 | 0 | 2024-03-16 | 9.6 | 8.4 | 0 | 2023-03-16 | 9.3 | 8.7 | 0 | 2022-03-16 | 1.1 | 16.9 | 0 | 2021-03-16 | 1.4 | 16.6 | 0 | 2020-03-16 | 3.9 | 14.1 | 0 | 2019-03-16 | -0.1 | 18.1 | 0 | 2018-03-16 | -0.5 | 18.5 | 0 | 2017-03-16 | 1.2 | 16.8 | 0 | 2016-03-16 | 11.8 | 6.2 | 0 | 13.08 | 0
2025-03-16 | 9.6 | 8.4 | 0 | 2024-03-16 | 9.8 | 8.2 | 0 | 2023-03-16 | 8.9 | 9.1 | 0 | 2022-03-16 | 1.2 | 16.8 | 0 | 2021-03-16 | 1.1 | 16.9 | 0 | 2020-03-16 | 2.8 | 15.2 | 0 | 2019-03-16 | -0.4 | 18.4 | 0 | 2018-03-16 | -1.3 | 19.3 | 0 | 2017-03-16 | 1.1 | 16.9 | 0 | 2016-03-16 | 10.6 | 7.4 | 0 | 13.66 | 0
2025-03-16 | 7.4 | 10.6 | 0 | 2024-03-16 | 9.9 | 8.1 | 0 | 2023-03-16 | 8.3 | 9.7 | 0 | 2022-03-16 | 1.1 | 16.9 | 0 | 2021-03-16 | 0.8 | 17.2 | 0 | 2020-03-16 | 2.1 | 15.9 | 0 | 2019-03-16 | -1.2 | 19.2 | 0 | 2018-03-16 | -2.3 | 20.3 | 0 | 2017-03-16 | 0 | 18 | 0 | 2016-03-16 | 11.8 | 6.2 | 0 | 14.21 | 0
2025-03-16 | 6.5 | 11.5 | 0 | 2024-03-16 | 9.7 | 8.3 | 0 | 2023-03-16 | 7.6 | 10.4 | 0 | 2022-03-16 | 1.1 | 16.9 | 0 | 2021-03-16 | 0.9 | 17.1 | 0 | 2020-03-16 | 1.3 | 16.7 | 0 | 2019-03-16 | -2.1 | 20.1 | 0 | 2018-03-16 | -3.5 | 21.5 | 0 | 2017-03-16 | -0.9 | 18.9 | 0 | 2016-03-16 | 7.9 | 10.1 | 0 | 15.15 | 0
2025-03-16 | 5.1 | 12.9 | 0 | 2024-03-16 | 7 | 11 | 0 | 2023-03-16 | 6.7 | 11.3 | 0 | 2022-03-16 | 1.2 | 16.8 | 0 | 2021-03-16 | 1 | 17 | 0 | 2020-03-16 | 1.5 | 16.5 | 0 | 2019-03-16 | -2.7 | 20.7 | 0 | 2018-03-16 | -4.2 | 22.2 | 0 | 2017-03-16 | -1.4 | 19.4 | 0 | 2016-03-16 | 7.7 | 10.3 | 0 | 15.81 | 0
2025-03-16 | 4.5 | 13.5 | 0 | 2024-03-16 | 6.7 | 11.3 | 0 | 2023-03-16 | 5.8 | 12.2 | 0 | 2022-03-16 | 0.7 | 17.3 | 0 | 2021-03-16 | 1.1 | 16.9 | 0 | 2020-03-16 | 0.3 | 17.7 | 0 | 2019-03-16 | -2.3 | 20.3 | 0 | 2018-03-16 | -4.5 | 22.5 | 0 | 2017-03-16 | -2.6 | 20.6 | 0 | 2016-03-16 | 7.4 | 10.6 | 0 | 16.29 | 0
2025-03-16 | 3 | 15 | 0 | 2024-03-16 | 7 | 11 | 0 | 2023-03-16 | 4.8 | 13.2 | 0 | 2022-03-16 | 0.9 | 17.1 | 0 | 2021-03-16 | 1.2 | 16.8 | 0 | 2020-03-16 | 0.2 | 17.8 | 0 | 2019-03-16 | -2.7 | 20.7 | 0 | 2018-03-16 | -5.5 | 23.5 | 0 | 2017-03-16 | -2.9 | 20.9 | 0 | 2016-03-16 | 6.7 | 11.3 | 0 | 16.73 | 0
2025-03-16 | 2.2 | 15.8 | 0 | 2024-03-16 | 6.3 | 11.7 | 0 | 2023-03-16 | 3.9 | 14.1 | 0 | 2022-03-16 | 1.1 | 16.9 | 0 | 2021-03-16 | 1.3 | 16.7 | 0 | 2020-03-16 | 0.7 | 17.3 | 0 | 2019-03-16 | -3.5 | 21.5 | 0 | 2018-03-16 | -5.5 | 23.5 | 0 | 2017-03-16 | -3.1 | 21.1 | 0 | 2016-03-16 | 6.4 | 11.6 | 0 | 17.02 | 0
2025-03-17 | 1 | 17 | 0 | 2024-03-17 | 4.3 | 13.7 | 0 | 2023-03-17 | 3.5 | 14.5 | 0 | 2022-03-17 | 0.9 | 17.1 | 0 | 2021-03-17 | 1.4 | 16.6 | 0 | 2020-03-17 | 1 | 17 | 0 | 2019-03-17 | -4 | 22 | 0 | 2018-03-17 | -5.6 | 23.6 | 0 | 2017-03-17 | -3.2 | 21.2 | 0 | 2016-03-17 | 5.8 | 12.2 | 0 | 17.49 | 0
2025-03-17 | 0.4 | 17.6 | 0 | 2024-03-17 | 3.9 | 14.1 | 0 | 2023-03-17 | 3.3 | 14.7 | 0 | 2022-03-17 | 0.8 | 17.2 | 0 | 2021-03-17 | 1.3 | 16.7 | 0 | 2020-03-17 | 1.6 | 16.4 | 0 | 2019-03-17 | -4.5 | 22.5 | 0 | 2018-03-17 | -6.3 | 24.3 | 0 | 2017-03-17 | -2.9 | 20.9 | 0 | 2016-03-17 | 6.2 | 11.8 | 0 | 17.62 | 0
2025-03-17 | 0 | 18 | 0 | 2024-03-17 | 3.8 | 14.2 | 0 | 2023-03-17 | 3.6 | 14.4 | 0 | 2022-03-17 | 0.6 | 17.4 | 0 | 2021-03-17 | 1.2 | 16.8 | 0 | 2020-03-17 | 1.9 | 16.1 | 0 | 2019-03-17 | -4.6 | 22.6 | 0 | 2018-03-17 | -5.7 | 23.7 | 0 | 2017-03-17 | -4.2 | 22.2 | 0 | 2016-03-17 | 6.1 | 11.9 | 0 | 17.73 | 0
2025-03-17 | -0.2 | 18.2 | 0 | 2024-03-17 | 3.8 | 14.2 | 0 | 2023-03-17 | 3.8 | 14.2 | 0 | 2022-03-17 | 0.3 | 17.7 | 0 | 2021-03-17 | 1.2 | 16.8 | 0 | 2020-03-17 | 2.1 | 15.9 | 0 | 2019-03-17 | -4.4 | 22.4 | 0 | 2018-03-17 | -4.8 | 22.8 | 0 | 2017-03-17 | -6.1 | 24.1 | 0 | 2016-03-17 | 5.8 | 12.2 | 0 | 17.85 | 0
2025-03-17 | -0.3 | 18.3 | 0 | 2024-03-17 | 3.3 | 14.7 | 0 | 2023-03-17 | 3.7 | 14.3 | 0 | 2022-03-17 | -0.1 | 18.1 | 0 | 2021-03-17 | 1.5 | 16.5 | 0 | 2020-03-17 | 2.4 | 15.6 | 0 | 2019-03-17 | -5.8 | 23.8 | 0 | 2018-03-17 | -4.8 | 22.8 | 0 | 2017-03-17 | -5.1 | 23.1 | 0 | 2016-03-17 | 5.5 | 12.5 | 0 | 17.97 | 0
2025-03-17 | -1.6 | 19.6 | 0 | 2024-03-17 | 1.5 | 16.5 | 0 | 2023-03-17 | 4 | 14 | 0 | 2022-03-17 | -0.2 | 18.2 | 0 | 2021-03-17 | 1.5 | 16.5 | 0 | 2020-03-17 | 2.8 | 15.2 | 0 | 2019-03-17 | -5.7 | 23.7 | 0 | 2018-03-17 | -5 | 23 | 0 | 2017-03-17 | -6.8 | 24.8 | 0 | 2016-03-17 | 5.3 | 12.7 | 0 | 18.42 | 0
2025-03-17 | -1.9 | 19.9 | 0 | 2024-03-17 | 1.5 | 16.5 | 0 | 2023-03-17 | 4.3 | 13.7 | 0 | 2022-03-17 | 0.1 | 17.9 | 0 | 2021-03-17 | 1.5 | 16.5 | 0 | 2020-03-17 | 3.1 | 14.9 | 0 | 2019-03-17 | -6 | 24 | 0 | 2018-03-17 | -4.5 | 22.5 | 0 | 2017-03-17 | -5.5 | 23.5 | 0 | 2016-03-17 | 4.9 | 13.1 | 0 | 18.25 | 0
2025-03-17 | -2.3 | 20.3 | 0 | 2024-03-17 | 2 | 16 | 0 | 2023-03-17 | 4.5 | 13.5 | 0 | 2022-03-17 | 0.3 | 17.7 | 0 | 2021-03-17 | 1.4 | 16.6 | 0 | 2020-03-17 | 3.1 | 14.9 | 0 | 2019-03-17 | -6.3 | 24.3 | 0 | 2018-03-17 | -4.5 | 22.5 | 0 | 2017-03-17 | -5 | 23 | 0 | 2016-03-17 | 5.5 | 12.5 | 0 | 18.13 | 0
2025-03-17 | -2.3 | 20.3 | 0 | 2024-03-17 | 0.5 | 17.5 | 0 | 2023-03-17 | 4.5 | 13.5 | 0 | 2022-03-17 | 0.8 | 17.2 | 0 | 2021-03-17 | 2.5 | 15.5 | 0 | 2020-03-17 | 3.7 | 14.3 | 0 | 2019-03-17 | -4.7 | 22.7 | 0 | 2018-03-17 | -1.4 | 19.4 | 0 | 2017-03-17 | -1.7 | 19.7 | 0 | 2016-03-17 | 6.4 | 11.6 | 0 | 17.17 | 0
2025-03-17 | -1.7 | 19.7 | 0 | 2024-03-17 | 3.2 | 14.8 | 0 | 2023-03-17 | 5.4 | 12.6 | 0 | 2022-03-17 | 2 | 16 | 0 | 2021-03-17 | 3.2 | 14.8 | 0 | 2020-03-17 | 4.6 | 13.4 | 0 | 2019-03-17 | -3.3 | 21.3 | 0 | 2018-03-17 | 0.9 | 17.1 | 0 | 2017-03-17 | 0.4 | 17.6 | 0 | 2016-03-17 | 7.8 | 10.2 | 0 | 15.75 | 0
2025-03-17 | -0.6 | 18.6 | 0 | 2024-03-17 | 1 | 17 | 0 | 2023-03-17 | 6.2 | 11.8 | 0 | 2022-03-17 | 4.9 | 13.1 | 0 | 2021-03-17 | 5.4 | 12.6 | 0 | 2020-03-17 | 4.7 | 13.3 | 0 | 2019-03-17 | -1.6 | 19.6 | 0 | 2018-03-17 | 2.3 | 15.7 | 0 | 2017-03-17 | 2.2 | 15.8 | 0 | 2016-03-17 | 9.3 | 8.7 | 0 | 14.62 | 0
2025-03-17 | 0.6 | 17.4 | 0 | 2024-03-17 | 4 | 14 | 0 | 2023-03-17 | 7.5 | 10.5 | 0 | 2022-03-17 | 8.9 | 9.1 | 0 | 2021-03-17 | 5.6 | 12.4 | 0 | 2020-03-17 | 5.2 | 12.8 | 0 | 2019-03-17 | 0 | 18 | 0 | 2018-03-17 | 3.8 | 14.2 | 0 | 2017-03-17 | 4.5 | 13.5 | 0 | 2016-03-17 | 9.3 | 8.7 | 0 | 13.06 | 0
2025-03-17 | 2 | 16 | 0 | 2024-03-17 | 4.8 | 13.2 | 0 | 2023-03-17 | 7.7 | 10.3 | 0 | 2022-03-17 | 9.8 | 8.2 | 0 | 2021-03-17 | 7 | 11 | 0 | 2020-03-17 | 5.6 | 12.4 | 0 | 2019-03-17 | 0.9 | 17.1 | 0 | 2018-03-17 | 4.3 | 13.7 | 0 | 2017-03-17 | 4.3 | 13.7 | 0 | 2016-03-17 | 8.1 | 9.9 | 0 | 12.55 | 0
2025-03-17 | 3.2 | 14.8 | 0 | 2024-03-17 | 3.4 | 14.6 | 0 | 2023-03-17 | 8.1 | 9.9 | 0 | 2022-03-17 | 14.2 | 3.8 | 0 | 2021-03-17 | 7.7 | 10.3 | 0 | 2020-03-17 | 7 | 11 | 0 | 2019-03-17 | 1.9 | 16.1 | 0 | 2018-03-17 | 5.2 | 12.8 | 0 | 2017-03-17 | 5 | 13 | 0 | 2016-03-17 | 8.5 | 9.5 | 0 | 11.58 | 0
2025-03-17 | 4.2 | 13.8 | 0 | 2024-03-17 | 5.8 | 12.2 | 0 | 2023-03-17 | 7.2 | 10.8 | 0 | 2022-03-17 | 16.4 | 1.6 | 0 | 2021-03-17 | 8.6 | 9.4 | 0 | 2020-03-17 | 6.8 | 11.2 | 0 | 2019-03-17 | 2.2 | 15.8 | 0 | 2018-03-17 | 5.8 | 12.2 | 0 | 2017-03-17 | 4.8 | 13.2 | 0 | 2016-03-17 | 9.3 | 8.7 | 0 | 10.89 | 0
2025-03-17 | 5 | 13 | 0 | 2024-03-17 | 5.5 | 12.5 | 0 | 2023-03-17 | 5.6 | 12.4 | 0 | 2022-03-17 | 17 | 1 | 0 | 2021-03-17 | 8.3 | 9.7 | 0 | 2020-03-17 | 7.5 | 10.5 | 0 | 2019-03-17 | 1.1 | 16.9 | 0 | 2018-03-17 | 5.1 | 12.9 | 0 | 2017-03-17 | 5.3 | 12.7 | 0 | 2016-03-17 | 9.5 | 8.5 | 0 | 11.01 | 0
2025-03-17 | 5.1 | 12.9 | 0 | 2024-03-17 | 4 | 14 | 0 | 2023-03-17 | 4.9 | 13.1 | 0 | 2022-03-17 | 16.4 | 1.6 | 0 | 2021-03-17 | 8.5 | 9.5 | 0 | 2020-03-17 | 6 | 12 | 0 | 2019-03-17 | 0.9 | 17.1 | 0 | 2018-03-17 | 4.6 | 13.4 | 0 | 2017-03-17 | 4.9 | 13.1 | 0 | 2016-03-17 | 8.8 | 9.2 | 0 | 11.59 | 0
2025-03-17 | 5.2 | 12.8 | 0 | 2024-03-17 | 3.5 | 14.5 | 0 | 2023-03-17 | 4.1 | 13.9 | 0 | 2022-03-17 | 16.1 | 1.9 | 0 | 2021-03-17 | 8.1 | 9.9 | 0 | 2020-03-17 | 6.1 | 11.9 | 0 | 2019-03-17 | 0.7 | 17.3 | 0 | 2018-03-17 | 2.4 | 15.6 | 0 | 2017-03-17 | 4.3 | 13.7 | 0 | 2016-03-17 | 7.9 | 10.1 | 0 | 12.16 | 0
2025-03-17 | 4.3 | 13.7 | 0 | 2024-03-17 | 2.9 | 15.1 | 0 | 2023-03-17 | 2.5 | 15.5 | 0 | 2022-03-17 | 14.7 | 3.3 | 0 | 2021-03-17 | 7.1 | 10.9 | 0 | 2020-03-17 | 5.2 | 12.8 | 0 | 2019-03-17 | 0.6 | 17.4 | 0 | 2018-03-17 | 0 | 18 | 0 | 2017-03-17 | 3.4 | 14.6 | 0 | 2016-03-17 | 7.3 | 10.7 | 0 | 13.2 | 0
2025-03-17 | 2.6 | 15.4 | 0 | 2024-03-17 | 1.8 | 16.2 | 0 | 2023-03-17 | 2.1 | 15.9 | 0 | 2022-03-17 | 12.8 | 5.2 | 0 | 2021-03-17 | 6.3 | 11.7 | 0 | 2020-03-17 | 3.6 | 14.4 | 0 | 2019-03-17 | -0.7 | 18.7 | 0 | 2018-03-17 | -2.2 | 20.2 | 0 | 2017-03-17 | 2.4 | 15.6 | 0 | 2016-03-17 | 5.7 | 12.3 | 0 | 14.56 | 0
2025-03-17 | 2 | 16 | 0 | 2024-03-17 | 1.2 | 16.8 | 0 | 2023-03-17 | 1.7 | 16.3 | 0 | 2022-03-17 | 12.9 | 5.1 | 0 | 2021-03-17 | 6.4 | 11.6 | 0 | 2020-03-17 | 2.6 | 15.4 | 0 | 2019-03-17 | -2.3 | 20.3 | 0 | 2018-03-17 | -3 | 21 | 0 | 2017-03-17 | 2 | 16 | 0 | 2016-03-17 | 5.2 | 12.8 | 0 | 15.13 | 0
2025-03-17 | 1.7 | 16.3 | 0 | 2024-03-17 | 1.2 | 16.8 | 0 | 2023-03-17 | 1.6 | 16.4 | 0 | 2022-03-17 | 12.7 | 5.3 | 0 | 2021-03-17 | 6.7 | 11.3 | 0 | 2020-03-17 | 0.1 | 17.9 | 0 | 2019-03-17 | -3 | 21 | 0 | 2018-03-17 | -3.6 | 21.6 | 0 | 2017-03-17 | 1.4 | 16.6 | 0 | 2016-03-17 | 4.3 | 13.7 | 0 | 15.69 | 0
2025-03-17 | 1 | 17 | 0 | 2024-03-17 | 1 | 17 | 0 | 2023-03-17 | 1.2 | 16.8 | 0 | 2022-03-17 | 11.8 | 6.2 | 0 | 2021-03-17 | 5.2 | 12.8 | 0 | 2020-03-17 | 1.4 | 16.6 | 0 | 2019-03-17 | -2.6 | 20.6 | 0 | 2018-03-17 | -4 | 22 | 0 | 2017-03-17 | 1.6 | 16.4 | 0 | 2016-03-17 | 4.3 | 13.7 | 0 | 15.91 | 0
2025-03-17 | 0.9 | 17.1 | 0 | 2024-03-17 | 0.5 | 17.5 | 0 | 2023-03-17 | 0.7 | 17.3 | 0 | 2022-03-17 | 11 | 7 | 0 | 2021-03-17 | 4 | 14 | 0 | 2020-03-17 | 0 | 18 | 0 | 2019-03-17 | -2.1 | 20.1 | 0 | 2018-03-17 | -4.5 | 22.5 | 0 | 2017-03-17 | 1.1 | 16.9 | 0 | 2016-03-17 | 3.6 | 14.4 | 0 | 16.48 | 0
2025-03-18 | 0.7 | 17.3 | 0 | 2024-03-18 | 0 | 18 | 0 | 2023-03-18 | 0.3 | 17.7 | 0 | 2022-03-18 | 9.9 | 8.1 | 0 | 2021-03-18 | 3.5 | 14.5 | 0 | 2020-03-18 | -0.4 | 18.4 | 0 | 2019-03-18 | -3 | 21 | 0 | 2018-03-18 | -4.4 | 22.4 | 0 | 2017-03-18 | 1.4 | 16.6 | 0 | 2016-03-18 | 3.3 | 14.7 | 0 | 16.87 | 0
2025-03-18 | 1.1 | 16.9 | 0 | 2024-03-18 | -1.3 | 19.3 | 0 | 2023-03-18 | 0.2 | 17.8 | 0 | 2022-03-18 | 8 | 10 | 0 | 2021-03-18 | 3.6 | 14.4 | 0 | 2020-03-18 | -0.7 | 18.7 | 0 | 2019-03-18 | -2.2 | 20.2 | 0 | 2018-03-18 | -4.9 | 22.9 | 0 | 2017-03-18 | 1.9 | 16.1 | 0 | 2016-03-18 | 3 | 15 | 0 | 17.13 | 0
2025-03-18 | 1 | 17 | 0 | 2024-03-18 | -2.1 | 20.1 | 0 | 2023-03-18 | 0.1 | 17.9 | 0 | 2022-03-18 | 8.3 | 9.7 | 0 | 2021-03-18 | 3.3 | 14.7 | 0 | 2020-03-18 | -1.3 | 19.3 | 0 | 2019-03-18 | -3 | 21 | 0 | 2018-03-18 | -4.8 | 22.8 | 0 | 2017-03-18 | 2.1 | 15.9 | 0 | 2016-03-18 | 3.3 | 14.7 | 0 | 17.31 | 0
2025-03-18 | -0.1 | 18.1 | 0 | 2024-03-18 | -2.4 | 20.4 | 0 | 2023-03-18 | -0.4 | 18.4 | 0 | 2022-03-18 | 8 | 10 | 0 | 2021-03-18 | 2.7 | 15.3 | 0 | 2020-03-18 | -1.3 | 19.3 | 0 | 2019-03-18 | -3.2 | 21.2 | 0 | 2018-03-18 | -5.6 | 23.6 | 0 | 2017-03-18 | 2.2 | 15.8 | 0 | 2016-03-18 | 3.2 | 14.8 | 0 | 17.69 | 0
2025-03-18 | -0.1 | 18.1 | 0 | 2024-03-18 | -2.2 | 20.2 | 0 | 2023-03-18 | -1.4 | 19.4 | 0 | 2022-03-18 | 7.4 | 10.6 | 0 | 2021-03-18 | 2.3 | 15.7 | 0 | 2020-03-18 | -2 | 20 | 0 | 2019-03-18 | -2.5 | 20.5 | 0 | 2018-03-18 | -4.8 | 22.8 | 0 | 2017-03-18 | 1.8 | 16.2 | 0 | 2016-03-18 | 1.7 | 16.3 | 0 | 17.98 | 0
2025-03-18 | 0 | 18 | 0 | 2024-03-18 | -2.5 | 20.5 | 0 | 2023-03-18 | -1 | 19 | 0 | 2022-03-18 | 7.5 | 10.5 | 0 | 2021-03-18 | 2.1 | 15.9 | 0 | 2020-03-18 | -2.4 | 20.4 | 0 | 2019-03-18 | -2.2 | 20.2 | 0 | 2018-03-18 | -3.9 | 21.9 | 0 | 2017-03-18 | 1.5 | 16.5 | 0 | 2016-03-18 | 1.2 | 16.8 | 0 | 17.97 | 0
2025-03-18 | 0.3 | 17.7 | 0 | 2024-03-18 | -2.2 | 20.2 | 0 | 2023-03-18 | -1.6 | 19.6 | 0 | 2022-03-18 | 7.6 | 10.4 | 0 | 2021-03-18 | 1.7 | 16.3 | 0 | 2020-03-18 | -1.6 | 19.6 | 0 | 2019-03-18 | -3 | 21 | 0 | 2018-03-18 | -3.6 | 21.6 | 0 | 2017-03-18 | 1.3 | 16.7 | 0 | 2016-03-18 | 2.2 | 15.8 | 0 | 17.89 | 0
2025-03-18 | 0.2 | 17.8 | 0 | 2024-03-18 | -2 | 20 | 0 | 2023-03-18 | -0.9 | 18.9 | 0 | 2022-03-18 | 7.4 | 10.6 | 0 | 2021-03-18 | 1.5 | 16.5 | 0 | 2020-03-18 | -1.2 | 19.2 | 0 | 2019-03-18 | -2.6 | 20.6 | 0 | 2018-03-18 | -3.3 | 21.3 | 0 | 2017-03-18 | 1.5 | 16.5 | 0 | 2016-03-18 | 2.4 | 15.6 | 0 | 17.7 | 0
2025-03-18 | 2.1 | 15.9 | 0 | 2024-03-18 | -1.2 | 19.2 | 0 | 2023-03-18 | -0.5 | 18.5 | 0 | 2022-03-18 | 8.6 | 9.4 | 0 | 2021-03-18 | 1.9 | 16.1 | 0 | 2020-03-18 | 0.4 | 17.6 | 0 | 2019-03-18 | -0.6 | 18.6 | 0 | 2018-03-18 | -2.2 | 20.2 | 0 | 2017-03-18 | 1.8 | 16.2 | 0 | 2016-03-18 | 3.2 | 14.8 | 0 | 16.65 | 0
2025-03-18 | 3.8 | 14.2 | 0 | 2024-03-18 | 0.7 | 17.3 | 0 | 2023-03-18 | 0.3 | 17.7 | 0 | 2022-03-18 | 8.1 | 9.9 | 0 | 2021-03-18 | 2.7 | 15.3 | 0 | 2020-03-18 | 2.2 | 15.8 | 0 | 2019-03-18 | 1.1 | 16.9 | 0 | 2018-03-18 | -0.2 | 18.2 | 0 | 2017-03-18 | 0.6 | 17.4 | 0 | 2016-03-18 | 2.9 | 15.1 | 0 | 15.78 | 0
2025-03-18 | 5.4 | 12.6 | 0 | 2024-03-18 | 1.1 | 16.9 | 0 | 2023-03-18 | -1.5 | 19.5 | 0 | 2022-03-18 | 9.7 | 8.3 | 0 | 2021-03-18 | 4.1 | 13.9 | 0 | 2020-03-18 | 2.5 | 15.5 | 0 | 2019-03-18 | 2 | 16 | 0 | 2018-03-18 | 2.5 | 15.5 | 0 | 2017-03-18 | 0.3 | 17.7 | 0 | 2016-03-18 | 4.5 | 13.5 | 0 | 14.94 | 0
2025-03-18 | 7.5 | 10.5 | 0 | 2024-03-18 | 1.3 | 16.7 | 0 | 2023-03-18 | 0.6 | 17.4 | 0 | 2022-03-18 | 12.1 | 5.9 | 0 | 2021-03-18 | 4.8 | 13.2 | 0 | 2020-03-18 | 2.4 | 15.6 | 0 | 2019-03-18 | 1.9 | 16.1 | 0 | 2018-03-18 | 4.4 | 13.6 | 0 | 2017-03-18 | 0.6 | 17.4 | 0 | 2016-03-18 | 4.2 | 13.8 | 0 | 14.02 | 0
2025-03-18 | 10.3 | 7.7 | 0 | 2024-03-18 | 1.9 | 16.1 | 0 | 2023-03-18 | 0.1 | 17.9 | 0 | 2022-03-18 | 13.9 | 4.1 | 0 | 2021-03-18 | 5.5 | 12.5 | 0 | 2020-03-18 | 2.8 | 15.2 | 0 | 2019-03-18 | 1.8 | 16.2 | 0 | 2018-03-18 | 5.7 | 12.3 | 0 | 2017-03-18 | 0.2 | 17.8 | 0 | 2016-03-18 | 4.4 | 13.6 | 0 | 13.34 | 0
2025-03-18 | 13.3 | 4.7 | 0 | 2024-03-18 | 1.8 | 16.2 | 0 | 2023-03-18 | -0.6 | 18.6 | 0 | 2022-03-18 | 13.4 | 4.6 | 0 | 2021-03-18 | 6.2 | 11.8 | 0 | 2020-03-18 | 3.7 | 14.3 | 0 | 2019-03-18 | 2.4 | 15.6 | 0 | 2018-03-18 | 8.8 | 9.2 | 0 | 2017-03-18 | 0.3 | 17.7 | 0 | 2016-03-18 | 4.6 | 13.4 | 0 | 12.61 | 0
2025-03-18 | 14.6 | 3.4 | 0 | 2024-03-18 | 1.9 | 16.1 | 0 | 2023-03-18 | -2.2 | 20.2 | 0 | 2022-03-18 | 13.2 | 4.8 | 0 | 2021-03-18 | 6.4 | 11.6 | 0 | 2020-03-18 | 4.2 | 13.8 | 0 | 2019-03-18 | 2.8 | 15.2 | 0 | 2018-03-18 | 8 | 10 | 0 | 2017-03-18 | -0.3 | 18.3 | 0 | 2016-03-18 | 5.9 | 12.1 | 0 | 12.55 | 0
2025-03-18 | 15.1 | 2.9 | 0 | 2024-03-18 | 1.7 | 16.3 | 0 | 2023-03-18 | -3.3 | 21.3 | 0 | 2022-03-18 | 11.5 | 6.5 | 0 | 2021-03-18 | 6.2 | 11.8 | 0 | 2020-03-18 | 4.2 | 13.8 | 0 | 2019-03-18 | 2.5 | 15.5 | 0 | 2018-03-18 | 8 | 10 | 0 | 2017-03-18 | -0.3 | 18.3 | 0 | 2016-03-18 | 5.1 | 12.9 | 0 | 12.93 | 0
2025-03-18 | 15.5 | 2.5 | 0 | 2024-03-18 | 1.4 | 16.6 | 0 | 2023-03-18 | -3.9 | 21.9 | 0 | 2022-03-18 | 11.2 | 6.8 | 0 | 2021-03-18 | 6.1 | 11.9 | 0 | 2020-03-18 | 4 | 14 | 0 | 2019-03-18 | 2.6 | 15.4 | 0 | 2018-03-18 | 10.2 | 7.8 | 0 | 2017-03-18 | -0.3 | 18.3 | 0 | 2016-03-18 | 4.3 | 13.7 | 0 | 12.89 | 0
2025-03-18 | 13.7 | 4.3 | 0 | 2024-03-18 | 0.9 | 17.1 | 0 | 2023-03-18 | -4.8 | 22.8 | 0 | 2022-03-18 | 10.7 | 7.3 | 0 | 2021-03-18 | 5.8 | 12.2 | 0 | 2020-03-18 | 3.5 | 14.5 | 0 | 2019-03-18 | 2 | 16 | 0 | 2018-03-18 | 6.3 | 11.7 | 0 | 2017-03-18 | -0.2 | 18.2 | 0 | 2016-03-18 | 2.5 | 15.5 | 0 | 13.96 | 0
2025-03-18 | 10.2 | 7.8 | 0 | 2024-03-18 | 0.5 | 17.5 | 0 | 2023-03-18 | -4.9 | 22.9 | 0 | 2022-03-18 | 11 | 7 | 0 | 2021-03-18 | 5 | 13 | 0 | 2020-03-18 | 3.3 | 14.7 | 0 | 2019-03-18 | 1.3 | 16.7 | 0 | 2018-03-18 | 3.4 | 14.6 | 0 | 2017-03-18 | 0 | 18 | 0 | 2016-03-18 | 0.8 | 17.2 | 0 | 14.94 | 0
2025-03-18 | 8.8 | 9.2 | 0 | 2024-03-18 | -0.5 | 18.5 | 0 | 2023-03-18 | -5.7 | 23.7 | 0 | 2022-03-18 | 10.4 | 7.6 | 0 | 2021-03-18 | 3.9 | 14.1 | 0 | 2020-03-18 | 3.5 | 14.5 | 0 | 2019-03-18 | 0.5 | 17.5 | 0 | 2018-03-18 | 1 | 17 | 0 | 2017-03-18 | -0.1 | 18.1 | 0 | 2016-03-18 | -0.7 | 18.7 | 0 | 15.89 | 0
2025-03-18 | 8.9 | 9.1 | 0 | 2024-03-18 | -0.8 | 18.8 | 0 | 2023-03-18 | -5.7 | 23.7 | 0 | 2022-03-18 | 8.1 | 9.9 | 0 | 2021-03-18 | 2.8 | 15.2 | 0 | 2020-03-18 | 3.9 | 14.1 | 0 | 2019-03-18 | -0.9 | 18.9 | 0 | 2018-03-18 | 1.3 | 16.7 | 0 | 2017-03-18 | 0 | 18 | 0 | 2016-03-18 | -1.4 | 19.4 | 0 | 16.38 | 0
2025-03-18 | 7.8 | 10.2 | 0 | 2024-03-18 | -1 | 19 | 0 | 2023-03-18 | -5.8 | 23.8 | 0 | 2022-03-18 | 7.5 | 10.5 | 0 | 2021-03-18 | 2 | 16 | 0 | 2020-03-18 | 3.3 | 14.7 | 0 | 2019-03-18 | -2 | 20 | 0 | 2018-03-18 | 0 | 18 | 0 | 2017-03-18 | 0 | 18 | 0 | 2016-03-18 | -1.6 | 19.6 | 0 | 16.98 | 0
2025-03-18 | 6.9 | 11.1 | 0 | 2024-03-18 | -0.8 | 18.8 | 0 | 2023-03-18 | -6 | 24 | 0 | 2022-03-18 | 8.2 | 9.8 | 0 | 2021-03-18 | 0.5 | 17.5 | 0 | 2020-03-18 | 2.8 | 15.2 | 0 | 2019-03-18 | -1.5 | 19.5 | 0 | 2018-03-18 | -0.8 | 18.8 | 0 | 2017-03-18 | 0.1 | 17.9 | 0 | 2016-03-18 | -1.9 | 19.9 | 0 | 17.25 | 0
2025-03-18 | 6.3 | 11.7 | 0 | 2024-03-18 | -0.9 | 18.9 | 0 | 2023-03-18 | -6 | 24 | 0 | 2022-03-18 | 7.5 | 10.5 | 0 | 2021-03-18 | -0.6 | 18.6 | 0 | 2020-03-18 | 2.7 | 15.3 | 0 | 2019-03-18 | -1.6 | 19.6 | 0 | 2018-03-18 | -1.5 | 19.5 | 0 | 2017-03-18 | 0.2 | 17.8 | 0 | 2016-03-18 | -2.4 | 20.4 | 0 | 17.63 | 0
2025-03-19 | 6.2 | 11.8 | 0 | 2024-03-19 | -0.8 | 18.8 | 0 | 2023-03-19 | -6.1 | 24.1 | 0 | 2022-03-19 | 6 | 12 | 0 | 2021-03-19 | -1.7 | 19.7 | 0 | 2020-03-19 | 2.7 | 15.3 | 0 | 2019-03-19 | -1.7 | 19.7 | 0 | 2018-03-19 | -1.4 | 19.4 | 0 | 2017-03-19 | 0 | 18 | 0 | 2016-03-19 | -2.8 | 20.8 | 0 | 17.96 | 0
2025-03-19 | 5.8 | 12.2 | 0 | 2024-03-19 | -1 | 19 | 0 | 2023-03-19 | -6.5 | 24.5 | 0 | 2022-03-19 | 5.6 | 12.4 | 0 | 2021-03-19 | -2.1 | 20.1 | 0 | 2020-03-19 | 2 | 16 | 0 | 2019-03-19 | -1.9 | 19.9 | 0 | 2018-03-19 | -2 | 20 | 0 | 2017-03-19 | 0.3 | 17.7 | 0 | 2016-03-19 | -3.2 | 21.2 | 0 | 18.3 | 0
2025-03-19 | 4.8 | 13.2 | 0 | 2024-03-19 | -1.3 | 19.3 | 0 | 2023-03-19 | -7.1 | 25.1 | 0 | 2022-03-19 | 6 | 12 | 0 | 2021-03-19 | -3 | 21 | 0 | 2020-03-19 | 2.3 | 15.7 | 0 | 2019-03-19 | -2 | 20 | 0 | 2018-03-19 | -2.9 | 20.9 | 0 | 2017-03-19 | 0.1 | 17.9 | 0 | 2016-03-19 | -3.7 | 21.7 | 0 | 18.68 | 0
2025-03-19 | 4.1 | 13.9 | 0 | 2024-03-19 | -1.7 | 19.7 | 0 | 2023-03-19 | -7.1 | 25.1 | 0 | 2022-03-19 | 5.8 | 12.2 | 0 | 2021-03-19 | -3.8 | 21.8 | 0 | 2020-03-19 | 2.6 | 15.4 | 0 | 2019-03-19 | -3.3 | 21.3 | 0 | 2018-03-19 | -3.5 | 21.5 | 0 | 2017-03-19 | -0.1 | 18.1 | 0 | 2016-03-19 | -4 | 22 | 0 | 19.1 | 0
2025-03-19 | 4 | 14 | 0 | 2024-03-19 | -1.9 | 19.9 | 0 | 2023-03-19 | -7.4 | 25.4 | 0 | 2022-03-19 | 6.2 | 11.8 | 0 | 2021-03-19 | -4.1 | 22.1 | 0 | 2020-03-19 | 2.8 | 15.2 | 0 | 2019-03-19 | -3.3 | 21.3 | 0 | 2018-03-19 | -4.8 | 22.8 | 0 | 2017-03-19 | 0 | 18 | 0 | 2016-03-19 | -4.5 | 22.5 | 0 | 19.3 | 0
2025-03-19 | 4.7 | 13.3 | 0 | 2024-03-19 | -1.8 | 19.8 | 0 | 2023-03-19 | -7.9 | 25.9 | 0 | 2022-03-19 | 5.8 | 12.2 | 0 | 2021-03-19 | -4.5 | 22.5 | 0 | 2020-03-19 | 3 | 15 | 0 | 2019-03-19 | -3.6 | 21.6 | 0 | 2018-03-19 | -6.2 | 24.2 | 0 | 2017-03-19 | -0.3 | 18.3 | 0 | 2016-03-19 | -5.2 | 23.2 | 0 | 19.6 | 0
2025-03-19 | 5.1 | 12.9 | 0 | 2024-03-19 | -1.9 | 19.9 | 0 | 2023-03-19 | -7.8 | 25.8 | 0 | 2022-03-19 | 5.9 | 12.1 | 0 | 2021-03-19 | -5.2 | 23.2 | 0 | 2020-03-19 | 3.2 | 14.8 | 0 | 2019-03-19 | -3.4 | 21.4 | 0 | 2018-03-19 | -7.1 | 25.1 | 0 | 2017-03-19 | -0.2 | 18.2 | 0 | 2016-03-19 | -5 | 23 | 0 | 19.64 | 0
2025-03-19 | 5.5 | 12.5 | 0 | 2024-03-19 | -1.6 | 19.6 | 0 | 2023-03-19 | -7.5 | 25.5 | 0 | 2022-03-19 | 6.2 | 11.8 | 0 | 2021-03-19 | -5.1 | 23.1 | 0 | 2020-03-19 | 3.5 | 14.5 | 0 | 2019-03-19 | -3.6 | 21.6 | 0 | 2018-03-19 | -7.1 | 25.1 | 0 | 2017-03-19 | -0.1 | 18.1 | 0 | 2016-03-19 | -4.8 | 22.8 | 0 | 19.46 | 0
2025-03-19 | 8.3 | 9.7 | 0 | 2024-03-19 | -1 | 19 | 0 | 2023-03-19 | -6.8 | 24.8 | 0 | 2022-03-19 | 5.4 | 12.6 | 0 | 2021-03-19 | -3.9 | 21.9 | 0 | 2020-03-19 | 3.7 | 14.3 | 0 | 2019-03-19 | -1.5 | 19.5 | 0 | 2018-03-19 | -5.8 | 23.8 | 0 | 2017-03-19 | 0.2 | 17.8 | 0 | 2016-03-19 | -4 | 22 | 0 | 18.54 | 0
2025-03-19 | 11.4 | 6.6 | 0 | 2024-03-19 | -0.5 | 18.5 | 0 | 2023-03-19 | -4.3 | 22.3 | 0 | 2022-03-19 | 5.5 | 12.5 | 0 | 2021-03-19 | -1.8 | 19.8 | 0 | 2020-03-19 | 4.6 | 13.4 | 0 | 2019-03-19 | -0.1 | 18.1 | 0 | 2018-03-19 | -4.9 | 22.9 | 0 | 2017-03-19 | 0.9 | 17.1 | 0 | 2016-03-19 | -3 | 21 | 0 | 17.22 | 0
2025-03-19 | 13.2 | 4.8 | 0 | 2024-03-19 | -0.3 | 18.3 | 0 | 2023-03-19 | -3.8 | 21.8 | 0 | 2022-03-19 | 5.5 | 12.5 | 0 | 2021-03-19 | -0.5 | 18.5 | 0 | 2020-03-19 | 5.6 | 12.4 | 0 | 2019-03-19 | 2.1 | 15.9 | 0 | 2018-03-19 | -4 | 22 | 0 | 2017-03-19 | 1.6 | 16.4 | 0 | 2016-03-19 | -2.5 | 20.5 | 0 | 16.31 | 0
2025-03-19 | 15.8 | 2.2 | 0 | 2024-03-19 | 0.9 | 17.1 | 0 | 2023-03-19 | -2 | 20 | 0 | 2022-03-19 | 5.4 | 12.6 | 0 | 2021-03-19 | 1.3 | 16.7 | 0 | 2020-03-19 | 6 | 12 | 0 | 2019-03-19 | 3.7 | 14.3 | 0 | 2018-03-19 | -2.7 | 20.7 | 0 | 2017-03-19 | 2.9 | 15.1 | 0 | 2016-03-19 | -1.4 | 19.4 | 0 | 15.01 | 0
2025-03-19 | 17.1 | 0.9 | 0 | 2024-03-19 | 0.8 | 17.2 | 0 | 2023-03-19 | -1.1 | 19.1 | 0 | 2022-03-19 | 5.5 | 12.5 | 0 | 2021-03-19 | 1.8 | 16.2 | 0 | 2020-03-19 | 6.6 | 11.4 | 0 | 2019-03-19 | 4.5 | 13.5 | 0 | 2018-03-19 | -1.9 | 19.9 | 0 | 2017-03-19 | 4.4 | 13.6 | 0 | 2016-03-19 | -0.1 | 18.1 | 0 | 14.24 | 0
2025-03-19 | 16.8 | 1.2 | 0 | 2024-03-19 | 0.4 | 17.6 | 0 | 2023-03-19 | -0.7 | 18.7 | 0 | 2022-03-19 | 5.8 | 12.2 | 0 | 2021-03-19 | 2.8 | 15.2 | 0 | 2020-03-19 | 6.9 | 11.1 | 0 | 2019-03-19 | 5.2 | 12.8 | 0 | 2018-03-19 | -0.2 | 18.2 | 0 | 2017-03-19 | 5.6 | 12.4 | 0 | 2016-03-19 | 0.7 | 17.3 | 0 | 13.67 | 0
2025-03-19 | 18.1 | 0 | 0.1 | 2024-03-19 | -0.3 | 18.3 | 0 | 2023-03-19 | -0.5 | 18.5 | 0 | 2022-03-19 | 6.1 | 11.9 | 0 | 2021-03-19 | 2.6 | 15.4 | 0 | 2020-03-19 | 6.8 | 11.2 | 0 | 2019-03-19 | 6 | 12 | 0 | 2018-03-19 | -0.8 | 18.8 | 0 | 2017-03-19 | 6.3 | 11.7 | 0 | 2016-03-19 | 0.8 | 17.2 | 0 | 13.5 | 0.01
2025-03-19 | 19.6 | 0 | 1.6 | 2024-03-19 | -0.2 | 18.2 | 0 | 2023-03-19 | -0.8 | 18.8 | 0 | 2022-03-19 | 7.1 | 10.9 | 0 | 2021-03-19 | 3.2 | 14.8 | 0 | 2020-03-19 | 5.9 | 12.1 | 0 | 2019-03-19 | 6.3 | 11.7 | 0 | 2018-03-19 | -0.5 | 18.5 | 0 | 2017-03-19 | 6.3 | 11.7 | 0 | 2016-03-19 | 1.5 | 16.5 | 0 | 13.32 | 0.16
2025-03-19 | 21.1 | 0 | 3.1 | 2024-03-19 | 0.1 | 17.9 | 0 | 2023-03-19 | 0 | 18 | 0 | 2022-03-19 | 7.1 | 10.9 | 0 | 2021-03-19 | 3.3 | 14.7 | 0 | 2020-03-19 | 5.7 | 12.3 | 0 | 2019-03-19 | 6.1 | 11.9 | 0 | 2018-03-19 | -0.1 | 18.1 | 0 | 2017-03-19 | 6.2 | 11.8 | 0 | 2016-03-19 | 0.6 | 17.4 | 0 | 13.3 | 0.31
2025-03-19 | 18.9 | 0 | 0.9 | 2024-03-19 | 0.3 | 17.7 | 0 | 2023-03-19 | -0.1 | 18.1 | 0 | 2022-03-19 | 6.2 | 11.8 | 0 | 2021-03-19 | 2.9 | 15.1 | 0 | 2020-03-19 | 5.4 | 12.6 | 0 | 2019-03-19 | 5.7 | 12.3 | 0 | 2018-03-19 | -0.8 | 18.8 | 0 | 2017-03-19 | 6.3 | 11.7 | 0 | 2016-03-19 | -0.2 | 18.2 | 0 | 13.63 | 0.09
2025-03-19 | 15.2 | 2.8 | 0 | 2024-03-19 | 0.4 | 17.6 | 0 | 2023-03-19 | -0.1 | 18.1 | 0 | 2022-03-19 | 7.8 | 10.2 | 0 | 2021-03-19 | 2.1 | 15.9 | 0 | 2020-03-19 | 5.6 | 12.4 | 0 | 2019-03-19 | 4.5 | 13.5 | 0 | 2018-03-19 | -2.1 | 20.1 | 0 | 2017-03-19 | 4.9 | 13.1 | 0 | 2016-03-19 | -0.5 | 18.5 | 0 | 14.22 | 0
2025-03-19 | 11.7 | 6.3 | 0 | 2024-03-19 | 0.5 | 17.5 | 0 | 2023-03-19 | -0.4 | 18.4 | 0 | 2022-03-19 | 8.7 | 9.3 | 0 | 2021-03-19 | 0.4 | 17.6 | 0 | 2020-03-19 | 5.4 | 12.6 | 0 | 2019-03-19 | 2.5 | 15.5 | 0 | 2018-03-19 | -2.9 | 20.9 | 0 | 2017-03-19 | 3.4 | 14.6 | 0 | 2016-03-19 | -1.6 | 19.6 | 0 | 15.23 | 0
2025-03-19 | 12 | 6 | 0 | 2024-03-19 | 1 | 17 | 0 | 2023-03-19 | -0.5 | 18.5 | 0 | 2022-03-19 | 8.1 | 9.9 | 0 | 2021-03-19 | 0.9 | 17.1 | 0 | 2020-03-19 | 6 | 12 | 0 | 2019-03-19 | 2.2 | 15.8 | 0 | 2018-03-19 | -3 | 21 | 0 | 2017-03-19 | 3.2 | 14.8 | 0 | 2016-03-19 | -1.9 | 19.9 | 0 | 15.2 | 0
2025-03-19 | 12.1 | 5.9 | 0 | 2024-03-19 | 1.1 | 16.9 | 0 | 2023-03-19 | -0.7 | 18.7 | 0 | 2022-03-19 | 7.1 | 10.9 | 0 | 2021-03-19 | 1.6 | 16.4 | 0 | 2020-03-19 | 5.9 | 12.1 | 0 | 2019-03-19 | 1.3 | 16.7 | 0 | 2018-03-19 | -3.9 | 21.9 | 0 | 2017-03-19 | 2.6 | 15.4 | 0 | 2016-03-19 | -2.3 | 20.3 | 0 | 15.52 | 0
2025-03-19 | 12.5 | 5.5 | 0 | 2024-03-19 | 0.5 | 17.5 | 0 | 2023-03-19 | -0.8 | 18.8 | 0 | 2022-03-19 | 5.4 | 12.6 | 0 | 2021-03-19 | 0.7 | 17.3 | 0 | 2020-03-19 | 6.1 | 11.9 | 0 | 2019-03-19 | 1.4 | 16.6 | 0 | 2018-03-19 | -5 | 23 | 0 | 2017-03-19 | 1.6 | 16.4 | 0 | 2016-03-19 | -3.1 | 21.1 | 0 | 16.07 | 0
2025-03-19 | 11 | 7 | 0 | 2024-03-19 | 0.2 | 17.8 | 0 | 2023-03-19 | -0.8 | 18.8 | 0 | 2022-03-19 | 4.2 | 13.8 | 0 | 2021-03-19 | 0.5 | 17.5 | 0 | 2020-03-19 | 6 | 12 | 0 | 2019-03-19 | 0.8 | 17.2 | 0 | 2018-03-19 | -5.8 | 23.8 | 0 | 2017-03-19 | 1.5 | 16.5 | 0 | 2016-03-19 | -3.9 | 21.9 | 0 | 16.63 | 0
2025-03-20 | 10.1 | 7.9 | 0 | 2024-03-20 | 0.3 | 17.7 | 0 | 2023-03-20 | -0.8 | 18.8 | 0 | 2022-03-20 | 4 | 14 | 0 | 2021-03-20 | -0.3 | 18.3 | 0 | 2020-03-20 | 6.4 | 11.6 | 0 | 2019-03-20 | 0.6 | 17.4 | 0 | 2018-03-20 | -6.5 | 24.5 | 0 | 2017-03-20 | 0.6 | 17.4 | 0 | 2016-03-20 | -4.4 | 22.4 | 0 | 17 | 0
2025-03-20 | 11 | 7 | 0 | 2024-03-20 | -0.4 | 18.4 | 0 | 2023-03-20 | -1.5 | 19.5 | 0 | 2022-03-20 | 3.9 | 14.1 | 0 | 2021-03-20 | -0.2 | 18.2 | 0 | 2020-03-20 | 5.8 | 12.2 | 0 | 2019-03-20 | 0.2 | 17.8 | 0 | 2018-03-20 | -6.7 | 24.7 | 0 | 2017-03-20 | -0.7 | 18.7 | 0 | 2016-03-20 | -4.4 | 22.4 | 0 | 17.3 | 0
2025-03-20 | 11.8 | 6.2 | 0 | 2024-03-20 | 0.1 | 17.9 | 0 | 2023-03-20 | -1.9 | 19.9 | 0 | 2022-03-20 | 3.9 | 14.1 | 0 | 2021-03-20 | -0.5 | 18.5 | 0 | 2020-03-20 | 6.1 | 11.9 | 0 | 2019-03-20 | -0.4 | 18.4 | 0 | 2018-03-20 | -7 | 25 | 0 | 2017-03-20 | -1 | 19 | 0 | 2016-03-20 | -4.9 | 22.9 | 0 | 17.38 | 0
2025-03-20 | 11.5 | 6.5 | 0 | 2024-03-20 | 0.1 | 17.9 | 0 | 2023-03-20 | -2.1 | 20.1 | 0 | 2022-03-20 | 3.4 | 14.6 | 0 | 2021-03-20 | 0 | 18 | 0 | 2020-03-20 | 6.5 | 11.5 | 0 | 2019-03-20 | -0.2 | 18.2 | 0 | 2018-03-20 | -7 | 25 | 0 | 2017-03-20 | -0.5 | 18.5 | 0 | 2016-03-20 | -5.7 | 23.7 | 0 | 17.4 | 0
2025-03-20 | 12.5 | 5.5 | 0 | 2024-03-20 | 0.3 | 17.7 | 0 | 2023-03-20 | -1.9 | 19.9 | 0 | 2022-03-20 | 3.1 | 14.9 | 0 | 2021-03-20 | -0.3 | 18.3 | 0 | 2020-03-20 | 13 | 5 | 0 | 2019-03-20 | -0.3 | 18.3 | 0 | 2018-03-20 | -7.3 | 25.3 | 0 | 2017-03-20 | -0.4 | 18.4 | 0 | 2016-03-20 | -5.1 | 23.1 | 0 | 16.64 | 0
2025-03-20 | 13.7 | 4.3 | 0 | 2024-03-20 | -0.5 | 18.5 | 0 | 2023-03-20 | -2.2 | 20.2 | 0 | 2022-03-20 | 2.9 | 15.1 | 0 | 2021-03-20 | -0.6 | 18.6 | 0 | 2020-03-20 | 15.8 | 2.2 | 0 | 2019-03-20 | 0.6 | 17.4 | 0 | 2018-03-20 | -6.7 | 24.7 | 0 | 2017-03-20 | 0.6 | 17.4 | 0 | 2016-03-20 | -5.3 | 23.3 | 0 | 16.17 | 0
2025-03-20 | 12.4 | 5.6 | 0 | 2024-03-20 | -1.7 | 19.7 | 0 | 2023-03-20 | -2.5 | 20.5 | 0 | 2022-03-20 | 2 | 16 | 0 | 2021-03-20 | -0.6 | 18.6 | 0 | 2020-03-20 | 16.1 | 1.9 | 0 | 2019-03-20 | 0.6 | 17.4 | 0 | 2018-03-20 | -6.4 | 24.4 | 0 | 2017-03-20 | 1 | 17 | 0 | 2016-03-20 | -4.9 | 22.9 | 0 | 16.4 | 0
2025-03-20 | 12.2 | 5.8 | 0 | 2024-03-20 | -1.4 | 19.4 | 0 | 2023-03-20 | -2.1 | 20.1 | 0 | 2022-03-20 | 2.7 | 15.3 | 0 | 2021-03-20 | 0 | 18 | 0 | 2020-03-20 | 16.3 | 1.7 | 0 | 2019-03-20 | 0.7 | 17.3 | 0 | 2018-03-20 | -5 | 23 | 0 | 2017-03-20 | 0.5 | 17.5 | 0 | 2016-03-20 | -3.5 | 21.5 | 0 | 15.96 | 0
2025-03-20 | 11.2 | 6.8 | 0 | 2024-03-20 | -1.1 | 19.1 | 0 | 2023-03-20 | -0.7 | 18.7 | 0 | 2022-03-20 | 3.2 | 14.8 | 0 | 2021-03-20 | 2.8 | 15.2 | 0 | 2020-03-20 | 16.6 | 1.4 | 0 | 2019-03-20 | 2 | 16 | 0 | 2018-03-20 | -4 | 22 | 0 | 2017-03-20 | 1 | 17 | 0 | 2016-03-20 | -2.1 | 20.1 | 0 | 15.11 | 0
2025-03-20 | 11 | 7 | 0 | 2024-03-20 | -1.3 | 19.3 | 0 | 2023-03-20 | 0.8 | 17.2 | 0 | 2022-03-20 | 3.7 | 14.3 | 0 | 2021-03-20 | 5.6 | 12.4 | 0 | 2020-03-20 | 17.8 | 0.2 | 0 | 2019-03-20 | 4.2 | 13.8 | 0 | 2018-03-20 | -2.7 | 20.7 | 0 | 2017-03-20 | 1.5 | 16.5 | 0 | 2016-03-20 | -0.8 | 18.8 | 0 | 14.02 | 0
2025-03-20 | 10.8 | 7.2 | 0 | 2024-03-20 | -0.5 | 18.5 | 0 | 2023-03-20 | 2.5 | 15.5 | 0 | 2022-03-20 | 4.5 | 13.5 | 0 | 2021-03-20 | 10.3 | 7.7 | 0 | 2020-03-20 | 18 | 0 | 0 | 2019-03-20 | 6.1 | 11.9 | 0 | 2018-03-20 | -0.3 | 18.3 | 0 | 2017-03-20 | 2.2 | 15.8 | 0 | 2016-03-20 | 0.3 | 17.7 | 0 | 12.61 | 0
2025-03-20 | 8.6 | 9.4 | 0 | 2024-03-20 | -0.3 | 18.3 | 0 | 2023-03-20 | 3.4 | 14.6 | 0 | 2022-03-20 | 7 | 11 | 0 | 2021-03-20 | 11.8 | 6.2 | 0 | 2020-03-20 | 13.4 | 4.6 | 0 | 2019-03-20 | 7.4 | 10.6 | 0 | 2018-03-20 | 0.4 | 17.6 | 0 | 2017-03-20 | 3.3 | 14.7 | 0 | 2016-03-20 | 0.9 | 17.1 | 0 | 12.41 | 0
2025-03-20 | 9.9 | 8.1 | 0 | 2024-03-20 | -0.2 | 18.2 | 0 | 2023-03-20 | 4.9 | 13.1 | 0 | 2022-03-20 | 8.6 | 9.4 | 0 | 2021-03-20 | 12.4 | 5.6 | 0 | 2020-03-20 | 10.4 | 7.6 | 0 | 2019-03-20 | 8.6 | 9.4 | 0 | 2018-03-20 | 1 | 17 | 0 | 2017-03-20 | 4.7 | 13.3 | 0 | 2016-03-20 | 1.4 | 16.6 | 0 | 11.83 | 0
2025-03-20 | 9.7 | 8.3 | 0 | 2024-03-20 | -0.2 | 18.2 | 0 | 2023-03-20 | 5.5 | 12.5 | 0 | 2022-03-20 | 10 | 8 | 0 | 2021-03-20 | 14 | 4 | 0 | 2020-03-20 | 10.1 | 7.9 | 0 | 2019-03-20 | 9 | 9 | 0 | 2018-03-20 | 2.5 | 15.5 | 0 | 2017-03-20 | 5.8 | 12.2 | 0 | 2016-03-20 | 1.6 | 16.4 | 0 | 11.2 | 0
2025-03-20 | 10.9 | 7.1 | 0 | 2024-03-20 | 1.1 | 16.9 | 0 | 2023-03-20 | 6.3 | 11.7 | 0 | 2022-03-20 | 10.7 | 7.3 | 0 | 2021-03-20 | 14.1 | 3.9 | 0 | 2020-03-20 | 7.2 | 10.8 | 0 | 2019-03-20 | 9.5 | 8.5 | 0 | 2018-03-20 | 2.3 | 15.7 | 0 | 2017-03-20 | 5.8 | 12.2 | 0 | 2016-03-20 | 2.2 | 15.8 | 0 | 10.99 | 0
2025-03-20 | 8.5 | 9.5 | 0 | 2024-03-20 | -0.6 | 18.6 | 0 | 2023-03-20 | 6.1 | 11.9 | 0 | 2022-03-20 | 11.7 | 6.3 | 0 | 2021-03-20 | 13.9 | 4.1 | 0 | 2020-03-20 | 5.3 | 12.7 | 0 | 2019-03-20 | 9.2 | 8.8 | 0 | 2018-03-20 | 2.2 | 15.8 | 0 | 2017-03-20 | 5.7 | 12.3 | 0 | 2016-03-20 | 2.4 | 15.6 | 0 | 11.56 | 0
2025-03-20 | 7.8 | 10.2 | 0 | 2024-03-20 | -2.6 | 20.6 | 0 | 2023-03-20 | 7.2 | 10.8 | 0 | 2022-03-20 | 11.6 | 6.4 | 0 | 2021-03-20 | 14.4 | 3.6 | 0 | 2020-03-20 | 4.2 | 13.8 | 0 | 2019-03-20 | 8.8 | 9.2 | 0 | 2018-03-20 | 2.6 | 15.4 | 0 | 2017-03-20 | 6.1 | 11.9 | 0 | 2016-03-20 | 2.2 | 15.8 | 0 | 11.77 | 0
2025-03-20 | 5.9 | 12.1 | 0 | 2024-03-20 | -2.4 | 20.4 | 0 | 2023-03-20 | 5.1 | 12.9 | 0 | 2022-03-20 | 10.6 | 7.4 | 0 | 2021-03-20 | 13.9 | 4.1 | 0 | 2020-03-20 | 2.3 | 15.7 | 0 | 2019-03-20 | 8.2 | 9.8 | 0 | 2018-03-20 | 0.9 | 17.1 | 0 | 2017-03-20 | 5.3 | 12.7 | 0 | 2016-03-20 | 1.5 | 16.5 | 0 | 12.87 | 0
2025-03-20 | 2.6 | 15.4 | 0 | 2024-03-20 | -3 | 21 | 0 | 2023-03-20 | 4.4 | 13.6 | 0 | 2022-03-20 | 9.3 | 8.7 | 0 | 2021-03-20 | 11.9 | 6.1 | 0 | 2020-03-20 | 0.6 | 17.4 | 0 | 2019-03-20 | 8 | 10 | 0 | 2018-03-20 | 0.3 | 17.7 | 0 | 2017-03-20 | 4.5 | 13.5 | 0 | 2016-03-20 | 0.2 | 17.8 | 0 | 14.12 | 0
2025-03-20 | 1.5 | 16.5 | 0 | 2024-03-20 | -3.8 | 21.8 | 0 | 2023-03-20 | 4 | 14 | 0 | 2022-03-20 | 7.9 | 10.1 | 0 | 2021-03-20 | 9.4 | 8.6 | 0 | 2020-03-20 | 0 | 18 | 0 | 2019-03-20 | 7.3 | 10.7 | 0 | 2018-03-20 | -0.6 | 18.6 | 0 | 2017-03-20 | 4.3 | 13.7 | 0 | 2016-03-20 | -1.1 | 19.1 | 0 | 15.11 | 0
2025-03-20 | 1 | 17 | 0 | 2024-03-20 | -4.4 | 22.4 | 0 | 2023-03-20 | 4.6 | 13.4 | 0 | 2022-03-20 | 6 | 12 | 0 | 2021-03-20 | 8.2 | 9.8 | 0 | 2020-03-20 | -1.1 | 19.1 | 0 | 2019-03-20 | 6.3 | 11.7 | 0 | 2018-03-20 | -1.1 | 19.1 | 0 | 2017-03-20 | 4.4 | 13.6 | 0 | 2016-03-20 | -1.1 | 19.1 | 0 | 15.72 | 0
2025-03-20 | 0.9 | 17.1 | 0 | 2024-03-20 | -4.9 | 22.9 | 0 | 2023-03-20 | 4.6 | 13.4 | 0 | 2022-03-20 | 4.6 | 13.4 | 0 | 2021-03-20 | 7 | 11 | 0 | 2020-03-20 | -1.7 | 19.7 | 0 | 2019-03-20 | 5 | 13 | 0 | 2018-03-20 | -1.7 | 19.7 | 0 | 2017-03-20 | 4.7 | 13.3 | 0 | 2016-03-20 | -1.6 | 19.6 | 0 | 16.31 | 0
2025-03-20 | 1 | 17 | 0 | 2024-03-20 | -4.8 | 22.8 | 0 | 2023-03-20 | 4.6 | 13.4 | 0 | 2022-03-20 | 4.3 | 13.7 | 0 | 2021-03-20 | 5.3 | 12.7 | 0 | 2020-03-20 | -1.9 | 19.9 | 0 | 2019-03-20 | 4.2 | 13.8 | 0 | 2018-03-20 | -1.8 | 19.8 | 0 | 2017-03-20 | 4.7 | 13.3 | 0 | 2016-03-20 | -1.3 | 19.3 | 0 | 16.57 | 0
2025-03-20 | 0.9 | 17.1 | 0 | 2024-03-20 | -5.3 | 23.3 | 0 | 2023-03-20 | 5.1 | 12.9 | 0 | 2022-03-20 | 2.7 | 15.3 | 0 | 2021-03-20 | 5.3 | 12.7 | 0 | 2020-03-20 | -3 | 21 | 0 | 2019-03-20 | 3.6 | 14.4 | 0 | 2018-03-20 | -2.5 | 20.5 | 0 | 2017-03-20 | 4.3 | 13.7 | 0 | 2016-03-20 | -1.9 | 19.9 | 0 | 17.08 | 0
2025-03-21 | 0.6 | 17.4 | 0 | 2024-03-21 | -5.3 | 23.3 | 0 | 2023-03-21 | 4.6 | 13.4 | 0 | 2022-03-21 | 2.2 | 15.8 | 0 | 2021-03-21 | 5 | 13 | 0 | 2020-03-21 | -3.6 | 21.6 | 0 | 2019-03-21 | 3.5 | 14.5 | 0 | 2018-03-21 | -1.9 | 19.9 | 0 | 2017-03-21 | 3.6 | 14.4 | 0 | 2016-03-21 | -1.9 | 19.9 | 0 | 17.32 | 0
2025-03-21 | -0.3 | 18.3 | 0 | 2024-03-21 | -5.8 | 23.8 | 0 | 2023-03-21 | 4.2 | 13.8 | 0 | 2022-03-21 | 0.8 | 17.2 | 0 | 2021-03-21 | 4.5 | 13.5 | 0 | 2020-03-21 | -4.3 | 22.3 | 0 | 2019-03-21 | 3.5 | 14.5 | 0 | 2018-03-21 | -2.2 | 20.2 | 0 | 2017-03-21 | 3.8 | 14.2 | 0 | 2016-03-21 | -2.2 | 20.2 | 0 | 17.8 | 0
2025-03-21 | -0.5 | 18.5 | 0 | 2024-03-21 | -6.1 | 24.1 | 0 | 2023-03-21 | 4.1 | 13.9 | 0 | 2022-03-21 | 0.6 | 17.4 | 0 | 2021-03-21 | 2.2 | 15.8 | 0 | 2020-03-21 | -4.8 | 22.8 | 0 | 2019-03-21 | 3.2 | 14.8 | 0 | 2018-03-21 | -2.4 | 20.4 | 0 | 2017-03-21 | 3.3 | 14.7 | 0 | 2016-03-21 | -1.9 | 19.9 | 0 | 18.23 | 0
2025-03-21 | -0.8 | 18.8 | 0 | 2024-03-21 | -6.3 | 24.3 | 0 | 2023-03-21 | 3.9 | 14.1 | 0 | 2022-03-21 | 0.6 | 17.4 | 0 | 2021-03-21 | -0.2 | 18.2 | 0 | 2020-03-21 | -5.7 | 23.7 | 0 | 2019-03-21 | 2.9 | 15.1 | 0 | 2018-03-21 | -3 | 21 | 0 | 2017-03-21 | 3.6 | 14.4 | 0 | 2016-03-21 | -2.2 | 20.2 | 0 | 18.72 | 0
2025-03-21 | -0.6 | 18.6 | 0 | 2024-03-21 | -6.7 | 24.7 | 0 | 2023-03-21 | 3.9 | 14.1 | 0 | 2022-03-21 | 1.5 | 16.5 | 0 | 2021-03-21 | 1.1 | 16.9 | 0 | 2020-03-21 | -6.4 | 24.4 | 0 | 2019-03-21 | 3 | 15 | 0 | 2018-03-21 | -3.6 | 21.6 | 0 | 2017-03-21 | 3.7 | 14.3 | 0 | 2016-03-21 | -3.5 | 21.5 | 0 | 18.76 | 0
2025-03-21 | -2.6 | 20.6 | 0 | 2024-03-21 | -7.1 | 25.1 | 0 | 2023-03-21 | 4 | 14 | 0 | 2022-03-21 | 1.1 | 16.9 | 0 | 2021-03-21 | 0.3 | 17.7 | 0 | 2020-03-21 | -7.2 | 25.2 | 0 | 2019-03-21 | 3.1 | 14.9 | 0 | 2018-03-21 | -4.2 | 22.2 | 0 | 2017-03-21 | 2.2 | 15.8 | 0 | 2016-03-21 | -3.1 | 21.1 | 0 | 19.35 | 0
2025-03-21 | -2.6 | 20.6 | 0 | 2024-03-21 | -6.2 | 24.2 | 0 | 2023-03-21 | 3.5 | 14.5 | 0 | 2022-03-21 | 1.5 | 16.5 | 0 | 2021-03-21 | -0.2 | 18.2 | 0 | 2020-03-21 | -7.9 | 25.9 | 0 | 2019-03-21 | 2.9 | 15.1 | 0 | 2018-03-21 | -4.8 | 22.8 | 0 | 2017-03-21 | 3.1 | 14.9 | 0 | 2016-03-21 | -1.4 | 19.4 | 0 | 19.21 | 0
2025-03-21 | -1.8 | 19.8 | 0 | 2024-03-21 | -6 | 24 | 0 | 2023-03-21 | 2.9 | 15.1 | 0 | 2022-03-21 | 2.1 | 15.9 | 0 | 2021-03-21 | 0.2 | 17.8 | 0 | 2020-03-21 | -8.2 | 26.2 | 0 | 2019-03-21 | 3 | 15 | 0 | 2018-03-21 | -4.4 | 22.4 | 0 | 2017-03-21 | 2.4 | 15.6 | 0 | 2016-03-21 | -0.9 | 18.9 | 0 | 19.07 | 0
2025-03-21 | 0.4 | 17.6 | 0 | 2024-03-21 | -5.2 | 23.2 | 0 | 2023-03-21 | 5.2 | 12.8 | 0 | 2022-03-21 | 5.3 | 12.7 | 0 | 2021-03-21 | 3.9 | 14.1 | 0 | 2020-03-21 | -7.7 | 25.7 | 0 | 2019-03-21 | 3.2 | 14.8 | 0 | 2018-03-21 | -3.7 | 21.7 | 0 | 2017-03-21 | 4.1 | 13.9 | 0 | 2016-03-21 | 0.4 | 17.6 | 0 | 17.41 | 0
2025-03-21 | 1.6 | 16.4 | 0 | 2024-03-21 | -4.7 | 22.7 | 0 | 2023-03-21 | 6.2 | 11.8 | 0 | 2022-03-21 | 7 | 11 | 0 | 2021-03-21 | 6.9 | 11.1 | 0 | 2020-03-21 | -6.7 | 24.7 | 0 | 2019-03-21 | 3.8 | 14.2 | 0 | 2018-03-21 | -2.1 | 20.1 | 0 | 2017-03-21 | 6.6 | 11.4 | 0 | 2016-03-21 | 1 | 17 | 0 | 16.04 | 0
2025-03-21 | 3.2 | 14.8 | 0 | 2024-03-21 | -3.9 | 21.9 | 0 | 2023-03-21 | 7.1 | 10.9 | 0 | 2022-03-21 | 9.6 | 8.4 | 0 | 2021-03-21 | 8.7 | 9.3 | 0 | 2020-03-21 | -4.9 | 22.9 | 0 | 2019-03-21 | 3.9 | 14.1 | 0 | 2018-03-21 | -0.5 | 18.5 | 0 | 2017-03-21 | 8.6 | 9.4 | 0 | 2016-03-21 | 1.5 | 16.5 | 0 | 14.67 | 0
2025-03-21 | 4.5 | 13.5 | 0 | 2024-03-21 | -2.3 | 20.3 | 0 | 2023-03-21 | 7.3 | 10.7 | 0 | 2022-03-21 | 12 | 6 | 0 | 2021-03-21 | 11.7 | 6.3 | 0 | 2020-03-21 | -3.3 | 21.3 | 0 | 2019-03-21 | 4.1 | 13.9 | 0 | 2018-03-21 | 1.5 | 16.5 | 0 | 2017-03-21 | 10.8 | 7.2 | 0 | 2016-03-21 | 3.1 | 14.9 | 0 | 13.06 | 0
2025-03-21 | 5.5 | 12.5 | 0 | 2024-03-21 | -1.8 | 19.8 | 0 | 2023-03-21 | 7.8 | 10.2 | 0 | 2022-03-21 | 12.5 | 5.5 | 0 | 2021-03-21 | 11.9 | 6.1 | 0 | 2020-03-21 | -2.2 | 20.2 | 0 | 2019-03-21 | 4.7 | 13.3 | 0 | 2018-03-21 | 2.9 | 15.1 | 0 | 2017-03-21 | 11.6 | 6.4 | 0 | 2016-03-21 | 2 | 16 | 0 | 12.51 | 0
2025-03-21 | 6.8 | 11.2 | 0 | 2024-03-21 | -2.4 | 20.4 | 0 | 2023-03-21 | 8 | 10 | 0 | 2022-03-21 | 12.3 | 5.7 | 0 | 2021-03-21 | 13.3 | 4.7 | 0 | 2020-03-21 | -0.6 | 18.6 | 0 | 2019-03-21 | 5.6 | 12.4 | 0 | 2018-03-21 | 4.2 | 13.8 | 0 | 2017-03-21 | 11.4 | 6.6 | 0 | 2016-03-21 | 1.8 | 16.2 | 0 | 11.96 | 0
2025-03-21 | 7.5 | 10.5 | 0 | 2024-03-21 | -1.6 | 19.6 | 0 | 2023-03-21 | 8.7 | 9.3 | 0 | 2022-03-21 | 12.9 | 5.1 | 0 | 2021-03-21 | 14.2 | 3.8 | 0 | 2020-03-21 | 0.6 | 17.4 | 0 | 2019-03-21 | 6.1 | 11.9 | 0 | 2018-03-21 | 4.6 | 13.4 | 0 | 2017-03-21 | 11.8 | 6.2 | 0 | 2016-03-21 | 3.5 | 14.5 | 0 | 11.17 | 0
2025-03-21 | 8 | 10 | 0 | 2024-03-21 | -2.6 | 20.6 | 0 | 2023-03-21 | 9.3 | 8.7 | 0 | 2022-03-21 | 10.7 | 7.3 | 0 | 2021-03-21 | 14.9 | 3.1 | 0 | 2020-03-21 | 0.6 | 17.4 | 0 | 2019-03-21 | 7.5 | 10.5 | 0 | 2018-03-21 | 5 | 13 | 0 | 2017-03-21 | 10.1 | 7.9 | 0 | 2016-03-21 | 2.8 | 15.2 | 0 | 11.37 | 0
2025-03-21 | 8 | 10 | 0 | 2024-03-21 | -2.7 | 20.7 | 0 | 2023-03-21 | 9.2 | 8.8 | 0 | 2022-03-21 | 9.6 | 8.4 | 0 | 2021-03-21 | 14.4 | 3.6 | 0 | 2020-03-21 | 0.2 | 17.8 | 0 | 2019-03-21 | 7.7 | 10.3 | 0 | 2018-03-21 | 4.8 | 13.2 | 0 | 2017-03-21 | 8.2 | 9.8 | 0 | 2016-03-21 | 2.7 | 15.3 | 0 | 11.79 | 0
2025-03-21 | 7.2 | 10.8 | 0 | 2024-03-21 | -3.4 | 21.4 | 0 | 2023-03-21 | 8.9 | 9.1 | 0 | 2022-03-21 | 9.3 | 8.7 | 0 | 2021-03-21 | 12.8 | 5.2 | 0 | 2020-03-21 | -0.4 | 18.4 | 0 | 2019-03-21 | 6.8 | 11.2 | 0 | 2018-03-21 | 4.4 | 13.6 | 0 | 2017-03-21 | 5.8 | 12.2 | 0 | 2016-03-21 | 2.3 | 15.7 | 0 | 12.63 | 0
2025-03-21 | 5.8 | 12.2 | 0 | 2024-03-21 | -3.5 | 21.5 | 0 | 2023-03-21 | 7.9 | 10.1 | 0 | 2022-03-21 | 7.5 | 10.5 | 0 | 2021-03-21 | 8.4 | 9.6 | 0 | 2020-03-21 | -1 | 19 | 0 | 2019-03-21 | 6.2 | 11.8 | 0 | 2018-03-21 | 2.5 | 15.5 | 0 | 2017-03-21 | 4.1 | 13.9 | 0 | 2016-03-21 | 1.3 | 16.7 | 0 | 14.08 | 0
2025-03-21 | 4.9 | 13.1 | 0 | 2024-03-21 | -4.5 | 22.5 | 0 | 2023-03-21 | 6.7 | 11.3 | 0 | 2022-03-21 | 5 | 13 | 0 | 2021-03-21 | 6 | 12 | 0 | 2020-03-21 | -2.2 | 20.2 | 0 | 2019-03-21 | 6.1 | 11.9 | 0 | 2018-03-21 | 0.6 | 17.4 | 0 | 2017-03-21 | 1.9 | 16.1 | 0 | 2016-03-21 | 0.1 | 17.9 | 0 | 15.54 | 0
2025-03-21 | 5.4 | 12.6 | 0 | 2024-03-21 | -5 | 23 | 0 | 2023-03-21 | 6 | 12 | 0 | 2022-03-21 | 3.8 | 14.2 | 0 | 2021-03-21 | 6 | 12 | 0 | 2020-03-21 | -3 | 21 | 0 | 2019-03-21 | 5.5 | 12.5 | 0 | 2018-03-21 | 0 | 18 | 0 | 2017-03-21 | 1.2 | 16.8 | 0 | 2016-03-21 | -1 | 19 | 0 | 16.11 | 0
2025-03-21 | 5.4 | 12.6 | 0 | 2024-03-21 | -5.5 | 23.5 | 0 | 2023-03-21 | 5.4 | 12.6 | 0 | 2022-03-21 | 3 | 15 | 0 | 2021-03-21 | 5 | 13 | 0 | 2020-03-21 | -4.3 | 22.3 | 0 | 2019-03-21 | 5 | 13 | 0 | 2018-03-21 | -0.3 | 18.3 | 0 | 2017-03-21 | 0.3 | 17.7 | 0 | 2016-03-21 | -2.6 | 20.6 | 0 | 16.86 | 0
2025-03-21 | 5.4 | 12.6 | 0 | 2024-03-21 | -7.5 | 25.5 | 0 | 2023-03-21 | 4.5 | 13.5 | 0 | 2022-03-21 | 2.7 | 15.3 | 0 | 2021-03-21 | 4.7 | 13.3 | 0 | 2020-03-21 | -5.4 | 23.4 | 0 | 2019-03-21 | 4.5 | 13.5 | 0 | 2018-03-21 | -0.6 | 18.6 | 0 | 2017-03-21 | -0.3 | 18.3 | 0 | 2016-03-21 | -2.5 | 20.5 | 0 | 17.45 | 0
2025-03-21 | 5.5 | 12.5 | 0 | 2024-03-21 | -6.9 | 24.9 | 0 | 2023-03-21 | 3.7 | 14.3 | 0 | 2022-03-21 | 2.4 | 15.6 | 0 | 2021-03-21 | 3.2 | 14.8 | 0 | 2020-03-21 | -5.8 | 23.8 | 0 | 2019-03-21 | 3.8 | 14.2 | 0 | 2018-03-21 | -0.9 | 18.9 | 0 | 2017-03-21 | -1.2 | 19.2 | 0 | 2016-03-21 | -2.8 | 20.8 | 0 | 17.9 | 0
2025-03-22 | 6.2 | 11.8 | 0 | 2024-03-22 | -7.8 | 25.8 | 0 | 2023-03-22 | 3.5 | 14.5 | 0 | 2022-03-22 | 1.6 | 16.4 | 0 | 2021-03-22 | 2.2 | 15.8 | 0 | 2020-03-22 | -6.3 | 24.3 | 0 | 2019-03-22 | 3.3 | 14.7 | 0 | 2018-03-22 | -1.4 | 19.4 | 0 | 2017-03-22 | -2.5 | 20.5 | 0 | 2016-03-22 | -3.2 | 21.2 | 0 | 18.44 | 0
2025-03-22 | 6 | 12 | 0 | 2024-03-22 | -7.6 | 25.6 | 0 | 2023-03-22 | 3.5 | 14.5 | 0 | 2022-03-22 | 0.9 | 17.1 | 0 | 2021-03-22 | 2.1 | 15.9 | 0 | 2020-03-22 | -6.7 | 24.7 | 0 | 2019-03-22 | 3 | 15 | 0 | 2018-03-22 | -1.9 | 19.9 | 0 | 2017-03-22 | -4.2 | 22.2 | 0 | 2016-03-22 | -3.1 | 21.1 | 0 | 18.8 | 0
2025-03-22 | 5.6 | 12.4 | 0 | 2024-03-22 | -7.2 | 25.2 | 0 | 2023-03-22 | 3.4 | 14.6 | 0 | 2022-03-22 | -0.2 | 18.2 | 0 | 2021-03-22 | 1.1 | 16.9 | 0 | 2020-03-22 | -6.3 | 24.3 | 0 | 2019-03-22 | 2.6 | 15.4 | 0 | 2018-03-22 | -2.5 | 20.5 | 0 | 2017-03-22 | -5.6 | 23.6 | 0 | 2016-03-22 | -3.4 | 21.4 | 0 | 19.25 | 0
2025-03-22 | 5.8 | 12.2 | 0 | 2024-03-22 | -7.1 | 25.1 | 0 | 2023-03-22 | 2.6 | 15.4 | 0 | 2022-03-22 | -1.7 | 19.7 | 0 | 2021-03-22 | -0.5 | 18.5 | 0 | 2020-03-22 | -7.1 | 25.1 | 0 | 2019-03-22 | 1.9 | 16.1 | 0 | 2018-03-22 | -2.8 | 20.8 | 0 | 2017-03-22 | -6.4 | 24.4 | 0 | 2016-03-22 | -2.9 | 20.9 | 0 | 19.82 | 0
2025-03-22 | 5.6 | 12.4 | 0 | 2024-03-22 | -7.2 | 25.2 | 0 | 2023-03-22 | 2.1 | 15.9 | 0 | 2022-03-22 | -2 | 20 | 0 | 2021-03-22 | -0.2 | 18.2 | 0 | 2020-03-22 | -7.3 | 25.3 | 0 | 2019-03-22 | 2.1 | 15.9 | 0 | 2018-03-22 | -3.2 | 21.2 | 0 | 2017-03-22 | -7.3 | 25.3 | 0 | 2016-03-22 | -2.5 | 20.5 | 0 | 19.99 | 0
2025-03-22 | 6.3 | 11.7 | 0 | 2024-03-22 | -6.8 | 24.8 | 0 | 2023-03-22 | 1.3 | 16.7 | 0 | 2022-03-22 | -1.7 | 19.7 | 0 | 2021-03-22 | 0.2 | 17.8 | 0 | 2020-03-22 | -7 | 25 | 0 | 2019-03-22 | 2.1 | 15.9 | 0 | 2018-03-22 | -3.5 | 21.5 | 0 | 2017-03-22 | -7.9 | 25.9 | 0 | 2016-03-22 | -2 | 20 | 0 | 19.9 | 0
2025-03-22 | 6.4 | 11.6 | 0 | 2024-03-22 | -5.7 | 23.7 | 0 | 2023-03-22 | 1 | 17 | 0 | 2022-03-22 | -2.2 | 20.2 | 0 | 2021-03-22 | -0.7 | 18.7 | 0 | 2020-03-22 | -6.4 | 24.4 | 0 | 2019-03-22 | 2.3 | 15.7 | 0 | 2018-03-22 | -3.8 | 21.8 | 0 | 2017-03-22 | -8.3 | 26.3 | 0 | 2016-03-22 | -1.4 | 19.4 | 0 | 19.88 | 0
2025-03-22 | 6.4 | 11.6 | 0 | 2024-03-22 | -5.2 | 23.2 | 0 | 2023-03-22 | 1.4 | 16.6 | 0 | 2022-03-22 | -1 | 19 | 0 | 2021-03-22 | -0.3 | 18.3 | 0 | 2020-03-22 | -5 | 23 | 0 | 2019-03-22 | 2.7 | 15.3 | 0 | 2018-03-22 | -3.7 | 21.7 | 0 | 2017-03-22 | -8.7 | 26.7 | 0 | 2016-03-22 | -0.6 | 18.6 | 0 | 19.4 | 0
2025-03-22 | 6.3 | 11.7 | 0 | 2024-03-22 | -4.2 | 22.2 | 0 | 2023-03-22 | 1.9 | 16.1 | 0 | 2022-03-22 | 0.7 | 17.3 | 0 | 2021-03-22 | 4.8 | 13.2 | 0 | 2020-03-22 | -3.6 | 21.6 | 0 | 2019-03-22 | 3 | 15 | 0 | 2018-03-22 | -3.3 | 21.3 | 0 | 2017-03-22 | -8.5 | 26.5 | 0 | 2016-03-22 | 0 | 18 | 0 | 18.29 | 0
2025-03-22 | 4.3 | 13.7 | 0 | 2024-03-22 | -3.5 | 21.5 | 0 | 2023-03-22 | 2.2 | 15.8 | 0 | 2022-03-22 | 2.1 | 15.9 | 0 | 2021-03-22 | 7.3 | 10.7 | 0 | 2020-03-22 | -1.5 | 19.5 | 0 | 2019-03-22 | 3.1 | 14.9 | 0 | 2018-03-22 | -1.5 | 19.5 | 0 | 2017-03-22 | -7.7 | 25.7 | 0 | 2016-03-22 | 1.1 | 16.9 | 0 | 17.41 | 0
2025-03-22 | 2.2 | 15.8 | 0 | 2024-03-22 | -3.9 | 21.9 | 0 | 2023-03-22 | 3.6 | 14.4 | 0 | 2022-03-22 | 3.4 | 14.6 | 0 | 2021-03-22 | 9.9 | 8.1 | 0 | 2020-03-22 | -1.3 | 19.3 | 0 | 2019-03-22 | 2.9 | 15.1 | 0 | 2018-03-22 | 0.5 | 17.5 | 0 | 2017-03-22 | -7 | 25 | 0 | 2016-03-22 | 1.9 | 16.1 | 0 | 16.78 | 0
2025-03-22 | 3.4 | 14.6 | 0 | 2024-03-22 | -3.6 | 21.6 | 0 | 2023-03-22 | 4.6 | 13.4 | 0 | 2022-03-22 | 4.7 | 13.3 | 0 | 2021-03-22 | 11.3 | 6.7 | 0 | 2020-03-22 | -1.4 | 19.4 | 0 | 2019-03-22 | 2.5 | 15.5 | 0 | 2018-03-22 | 1.5 | 16.5 | 0 | 2017-03-22 | -6.3 | 24.3 | 0 | 2016-03-22 | 3.5 | 14.5 | 0 | 15.98 | 0
2025-03-22 | 2 | 16 | 0 | 2024-03-22 | -3.2 | 21.2 | 0 | 2023-03-22 | 5.1 | 12.9 | 0 | 2022-03-22 | 5.4 | 12.6 | 0 | 2021-03-22 | 14.3 | 3.7 | 0 | 2020-03-22 | -0.9 | 18.9 | 0 | 2019-03-22 | 1.9 | 16.1 | 0 | 2018-03-22 | 2.3 | 15.7 | 0 | 2017-03-22 | -4.8 | 22.8 | 0 | 2016-03-22 | 4.7 | 13.3 | 0 | 15.32 | 0
2025-03-22 | 0.3 | 17.7 | 0 | 2024-03-22 | -3.8 | 21.8 | 0 | 2023-03-22 | 5.5 | 12.5 | 0 | 2022-03-22 | 4.2 | 13.8 | 0 | 2021-03-22 | 15.2 | 2.8 | 0 | 2020-03-22 | -0.1 | 18.1 | 0 | 2019-03-22 | 1.4 | 16.6 | 0 | 2018-03-22 | 3.4 | 14.6 | 0 | 2017-03-22 | -4.3 | 22.3 | 0 | 2016-03-22 | 4.5 | 13.5 | 0 | 15.37 | 0
2025-03-22 | 0.4 | 17.6 | 0 | 2024-03-22 | -4.2 | 22.2 | 0 | 2023-03-22 | 5.9 | 12.1 | 0 | 2022-03-22 | 4 | 14 | 0 | 2021-03-22 | 15.8 | 2.2 | 0 | 2020-03-22 | 0.4 | 17.6 | 0 | 2019-03-22 | 1.4 | 16.6 | 0 | 2018-03-22 | 4 | 14 | 0 | 2017-03-22 | -3 | 21 | 0 | 2016-03-22 | 5 | 13 | 0 | 15.03 | 0
2025-03-22 | 0.1 | 17.9 | 0 | 2024-03-22 | -4.4 | 22.4 | 0 | 2023-03-22 | 5.1 | 12.9 | 0 | 2022-03-22 | 4.3 | 13.7 | 0 | 2021-03-22 | 14.9 | 3.1 | 0 | 2020-03-22 | -0.1 | 18.1 | 0 | 2019-03-22 | 1.1 | 16.9 | 0 | 2018-03-22 | 4.8 | 13.2 | 0 | 2017-03-22 | -2.5 | 20.5 | 0 | 2016-03-22 | 5.3 | 12.7 | 0 | 15.14 | 0
2025-03-22 | -0.8 | 18.8 | 0 | 2024-03-22 | -4.4 | 22.4 | 0 | 2023-03-22 | 4.9 | 13.1 | 0 | 2022-03-22 | 4.1 | 13.9 | 0 | 2021-03-22 | 13.6 | 4.4 | 0 | 2020-03-22 | -0.3 | 18.3 | 0 | 2019-03-22 | 0.3 | 17.7 | 0 | 2018-03-22 | 5.1 | 12.9 | 0 | 2017-03-22 | -2.5 | 20.5 | 0 | 2016-03-22 | 5.7 | 12.3 | 0 | 15.43 | 0
2025-03-22 | -1.2 | 19.2 | 0 | 2024-03-22 | -4.2 | 22.2 | 0 | 2023-03-22 | 5.2 | 12.8 | 0 | 2022-03-22 | 3.8 | 14.2 | 0 | 2021-03-22 | 12.7 | 5.3 | 0 | 2020-03-22 | -1.1 | 19.1 | 0 | 2019-03-22 | -1 | 19 | 0 | 2018-03-22 | 4.1 | 13.9 | 0 | 2017-03-22 | -2.3 | 20.3 | 0 | 2016-03-22 | 4.5 | 13.5 | 0 | 15.95 | 0
2025-03-22 | -2.7 | 20.7 | 0 | 2024-03-22 | -4 | 22 | 0 | 2023-03-22 | 5.2 | 12.8 | 0 | 2022-03-22 | 3.3 | 14.7 | 0 | 2021-03-22 | 11.5 | 6.5 | 0 | 2020-03-22 | -1.5 | 19.5 | 0 | 2019-03-22 | -1.9 | 19.9 | 0 | 2018-03-22 | 2.3 | 15.7 | 0 | 2017-03-22 | -2.9 | 20.9 | 0 | 2016-03-22 | 3.3 | 14.7 | 0 | 16.74 | 0
2025-03-22 | -4 | 22 | 0 | 2024-03-22 | -3.8 | 21.8 | 0 | 2023-03-22 | 5.4 | 12.6 | 0 | 2022-03-22 | 2.8 | 15.2 | 0 | 2021-03-22 | 10.5 | 7.5 | 0 | 2020-03-22 | -1.8 | 19.8 | 0 | 2019-03-22 | -2 | 20 | 0 | 2018-03-22 | 0 | 18 | 0 | 2017-03-22 | -4.2 | 22.2 | 0 | 2016-03-22 | 3.1 | 14.9 | 0 | 17.4 | 0
2025-03-22 | -4.2 | 22.2 | 0 | 2024-03-22 | -4.3 | 22.3 | 0 | 2023-03-22 | 5.5 | 12.5 | 0 | 2022-03-22 | 3.2 | 14.8 | 0 | 2021-03-22 | 10.1 | 7.9 | 0 | 2020-03-22 | -1.2 | 19.2 | 0 | 2019-03-22 | -2 | 20 | 0 | 2018-03-22 | -0.8 | 18.8 | 0 | 2017-03-22 | -5.1 | 23.1 | 0 | 2016-03-22 | 3 | 15 | 0 | 17.58 | 0
2025-03-22 | -4.5 | 22.5 | 0 | 2024-03-22 | -4.7 | 22.7 | 0 | 2023-03-22 | 5.8 | 12.2 | 0 | 2022-03-22 | 3.3 | 14.7 | 0 | 2021-03-22 | 9.7 | 8.3 | 0 | 2020-03-22 | -0.6 | 18.6 | 0 | 2019-03-22 | -2.3 | 20.3 | 0 | 2018-03-22 | -1.4 | 19.4 | 0 | 2017-03-22 | -6.2 | 24.2 | 0 | 2016-03-22 | 3.2 | 14.8 | 0 | 17.77 | 0
2025-03-22 | -4.7 | 22.7 | 0 | 2024-03-22 | -5.1 | 23.1 | 0 | 2023-03-22 | 5.8 | 12.2 | 0 | 2022-03-22 | 3 | 15 | 0 | 2021-03-22 | 6.9 | 11.1 | 0 | 2020-03-22 | 0.1 | 17.9 | 0 | 2019-03-22 | -2.7 | 20.7 | 0 | 2018-03-22 | -2.1 | 20.1 | 0 | 2017-03-22 | -6.5 | 24.5 | 0 | 2016-03-22 | 2.8 | 15.2 | 0 | 18.25 | 0
2025-03-22 | -5.1 | 23.1 | 0 | 2024-03-22 | -5.1 | 23.1 | 0 | 2023-03-22 | 5.2 | 12.8 | 0 | 2022-03-22 | 3 | 15 | 0 | 2021-03-22 | 7.6 | 10.4 | 0 | 2020-03-22 | 0.7 | 17.3 | 0 | 2019-03-22 | -3.2 | 21.2 | 0 | 2018-03-22 | -2.4 | 20.4 | 0 | 2017-03-22 | -6.7 | 24.7 | 0 | 2016-03-22 | 2.7 | 15.3 | 0 | 18.33 | 0
2025-03-23 | -5.2 | 23.2 | 0 | 2024-03-23 | -5.3 | 23.3 | 0 | 2023-03-23 | 4.8 | 13.2 | 0 | 2022-03-23 | 3.1 | 14.9 | 0 | 2021-03-23 | 7.4 | 10.6 | 0 | 2020-03-23 | 1.1 | 16.9 | 0 | 2019-03-23 | -3.6 | 21.6 | 0 | 2018-03-23 | -3 | 21 | 0 | 2017-03-23 | -6.9 | 24.9 | 0 | 2016-03-23 | 2.9 | 15.1 | 0 | 18.47 | 0
2025-03-23 | -5.1 | 23.1 | 0 | 2024-03-23 | -5.5 | 23.5 | 0 | 2023-03-23 | 4.8 | 13.2 | 0 | 2022-03-23 | 3.3 | 14.7 | 0 | 2021-03-23 | 6.1 | 11.9 | 0 | 2020-03-23 | 1.3 | 16.7 | 0 | 2019-03-23 | -4.3 | 22.3 | 0 | 2018-03-23 | -3 | 21 | 0 | 2017-03-23 | -6.8 | 24.8 | 0 | 2016-03-23 | 2.9 | 15.1 | 0 | 18.63 | 0
2025-03-23 | -5.7 | 23.7 | 0 | 2024-03-23 | -5.6 | 23.6 | 0 | 2023-03-23 | 4.7 | 13.3 | 0 | 2022-03-23 | 3.4 | 14.6 | 0 | 2021-03-23 | 5.4 | 12.6 | 0 | 2020-03-23 | 0.3 | 17.7 | 0 | 2019-03-23 | -5.2 | 23.2 | 0 | 2018-03-23 | -3.6 | 21.6 | 0 | 2017-03-23 | -7.4 | 25.4 | 0 | 2016-03-23 | 3.3 | 14.7 | 0 | 19.04 | 0
2025-03-23 | -6.8 | 24.8 | 0 | 2024-03-23 | -5.3 | 23.3 | 0 | 2023-03-23 | 4.6 | 13.4 | 0 | 2022-03-23 | 3.2 | 14.8 | 0 | 2021-03-23 | 4.8 | 13.2 | 0 | 2020-03-23 | -0.3 | 18.3 | 0 | 2019-03-23 | -5.9 | 23.9 | 0 | 2018-03-23 | -3.1 | 21.1 | 0 | 2017-03-23 | -8.1 | 26.1 | 0 | 2016-03-23 | 2.9 | 15.1 | 0 | 19.4 | 0
2025-03-23 | -7.2 | 25.2 | 0 | 2024-03-23 | -6.6 | 24.6 | 0 | 2023-03-23 | 4.8 | 13.2 | 0 | 2022-03-23 | 3.5 | 14.5 | 0 | 2021-03-23 | 3.4 | 14.6 | 0 | 2020-03-23 | -0.2 | 18.2 | 0 | 2019-03-23 | -6.3 | 24.3 | 0 | 2018-03-23 | -3.8 | 21.8 | 0 | 2017-03-23 | -7.7 | 25.7 | 0 | 2016-03-23 | 3 | 15 | 0 | 19.71 | 0
2025-03-23 | -6.3 | 24.3 | 0 | 2024-03-23 | -6.6 | 24.6 | 0 | 2023-03-23 | 5.2 | 12.8 | 0 | 2022-03-23 | 3.9 | 14.1 | 0 | 2021-03-23 | 3.4 | 14.6 | 0 | 2020-03-23 | 0 | 18 | 0 | 2019-03-23 | -6.5 | 24.5 | 0 | 2018-03-23 | -3.8 | 21.8 | 0 | 2017-03-23 | -7.7 | 25.7 | 0 | 2016-03-23 | 2.9 | 15.1 | 0 | 19.55 | 0
2025-03-23 | -7 | 25 | 0 | 2024-03-23 | -7.5 | 25.5 | 0 | 2023-03-23 | 6 | 12 | 0 | 2022-03-23 | 3.5 | 14.5 | 0 | 2021-03-23 | 3.1 | 14.9 | 0 | 2020-03-23 | 0.1 | 17.9 | 0 | 2019-03-23 | -6.7 | 24.7 | 0 | 2018-03-23 | -3.4 | 21.4 | 0 | 2017-03-23 | -7.8 | 25.8 | 0 | 2016-03-23 | 2.7 | 15.3 | 0 | 19.7 | 0
2025-03-23 | -6.2 | 24.2 | 0 | 2024-03-23 | -7.1 | 25.1 | 0 | 2023-03-23 | 6.8 | 11.2 | 0 | 2022-03-23 | 2.1 | 15.9 | 0 | 2021-03-23 | 1.5 | 16.5 | 0 | 2020-03-23 | 0.3 | 17.7 | 0 | 2019-03-23 | -6.5 | 24.5 | 0 | 2018-03-23 | -3 | 21 | 0 | 2017-03-23 | -6.7 | 24.7 | 0 | 2016-03-23 | 2.4 | 15.6 | 0 | 19.64 | 0
2025-03-23 | -4.3 | 22.3 | 0 | 2024-03-23 | -5.6 | 23.6 | 0 | 2023-03-23 | 7.4 | 10.6 | 0 | 2022-03-23 | 1.8 | 16.2 | 0 | 2021-03-23 | 7.4 | 10.6 | 0 | 2020-03-23 | 0.6 | 17.4 | 0 | 2019-03-23 | -5.2 | 23.2 | 0 | 2018-03-23 | -2 | 20 | 0 | 2017-03-23 | -5.1 | 23.1 | 0 | 2016-03-23 | 2.3 | 15.7 | 0 | 18.27 | 0
2025-03-23 | -3.2 | 21.2 | 0 | 2024-03-23 | -4.4 | 22.4 | 0 | 2023-03-23 | 7.3 | 10.7 | 0 | 2022-03-23 | 1.6 | 16.4 | 0 | 2021-03-23 | 11 | 7 | 0 | 2020-03-23 | 1.1 | 16.9 | 0 | 2019-03-23 | -3.7 | 21.7 | 0 | 2018-03-23 | -0.7 | 18.7 | 0 | 2017-03-23 | -3.5 | 21.5 | 0 | 2016-03-23 | 2.8 | 15.2 | 0 | 17.17 | 0
2025-03-23 | -2.2 | 20.2 | 0 | 2024-03-23 | -3.6 | 21.6 | 0 | 2023-03-23 | 7.2 | 10.8 | 0 | 2022-03-23 | 1.6 | 16.4 | 0 | 2021-03-23 | 13.3 | 4.7 | 0 | 2020-03-23 | 1.9 | 16.1 | 0 | 2019-03-23 | -2.1 | 20.1 | 0 | 2018-03-23 | 0.7 | 17.3 | 0 | 2017-03-23 | -1.8 | 19.8 | 0 | 2016-03-23 | 3.1 | 14.9 | 0 | 16.19 | 0
2025-03-23 | -1.8 | 19.8 | 0 | 2024-03-23 | -2.5 | 20.5 | 0 | 2023-03-23 | 7.8 | 10.2 | 0 | 2022-03-23 | 3 | 15 | 0 | 2021-03-23 | 13.8 | 4.2 | 0 | 2020-03-23 | 1.9 | 16.1 | 0 | 2019-03-23 | -0.2 | 18.2 | 0 | 2018-03-23 | 1.5 | 16.5 | 0 | 2017-03-23 | -0.2 | 18.2 | 0 | 2016-03-23 | 3.6 | 14.4 | 0 | 15.31 | 0
2025-03-23 | -1.6 | 19.6 | 0 | 2024-03-23 | -1.4 | 19.4 | 0 | 2023-03-23 | 8.4 | 9.6 | 0 | 2022-03-23 | 3.1 | 14.9 | 0 | 2021-03-23 | 14.1 | 3.9 | 0 | 2020-03-23 | 2.2 | 15.8 | 0 | 2019-03-23 | 2 | 16 | 0 | 2018-03-23 | 2.6 | 15.4 | 0 | 2017-03-23 | -0.3 | 18.3 | 0 | 2016-03-23 | 3.9 | 14.1 | 0 | 14.7 | 0
2025-03-23 | -0.9 | 18.9 | 0 | 2024-03-23 | 0 | 18 | 0 | 2023-03-23 | 4.6 | 13.4 | 0 | 2022-03-23 | 3.3 | 14.7 | 0 | 2021-03-23 | 14.3 | 3.7 | 0 | 2020-03-23 | 3.1 | 14.9 | 0 | 2019-03-23 | 3 | 15 | 0 | 2018-03-23 | 3.6 | 14.4 | 0 | 2017-03-23 | 0.8 | 17.2 | 0 | 2016-03-23 | 4.2 | 13.8 | 0 | 14.4 | 0
2025-03-23 | -0.7 | 18.7 | 0 | 2024-03-23 | 1.2 | 16.8 | 0 | 2023-03-23 | 5.1 | 12.9 | 0 | 2022-03-23 | 2.8 | 15.2 | 0 | 2021-03-23 | 14.8 | 3.2 | 0 | 2020-03-23 | 3.4 | 14.6 | 0 | 2019-03-23 | 4.3 | 13.7 | 0 | 2018-03-23 | 3.6 | 14.4 | 0 | 2017-03-23 | 1.3 | 16.7 | 0 | 2016-03-23 | 4.2 | 13.8 | 0 | 14 | 0
2025-03-23 | -0.6 | 18.6 | 0 | 2024-03-23 | 1.5 | 16.5 | 0 | 2023-03-23 | 5.6 | 12.4 | 0 | 2022-03-23 | 2.1 | 15.9 | 0 | 2021-03-23 | 15.3 | 2.7 | 0 | 2020-03-23 | 3.5 | 14.5 | 0 | 2019-03-23 | 4.2 | 13.8 | 0 | 2018-03-23 | 3.5 | 14.5 | 0 | 2017-03-23 | 1.7 | 16.3 | 0 | 2016-03-23 | 3.5 | 14.5 | 0 | 13.97 | 0
2025-03-23 | -1.5 | 19.5 | 0 | 2024-03-23 | 1.6 | 16.4 | 0 | 2023-03-23 | 5.4 | 12.6 | 0 | 2022-03-23 | 0.9 | 17.1 | 0 | 2021-03-23 | 14.7 | 3.3 | 0 | 2020-03-23 | 3.4 | 14.6 | 0 | 2019-03-23 | 4.7 | 13.3 | 0 | 2018-03-23 | 2.6 | 15.4 | 0 | 2017-03-23 | 2.2 | 15.8 | 0 | 2016-03-23 | 2.7 | 15.3 | 0 | 14.33 | 0
2025-03-23 | -1.7 | 19.7 | 0 | 2024-03-23 | -0.6 | 18.6 | 0 | 2023-03-23 | 4.5 | 13.5 | 0 | 2022-03-23 | 1.3 | 16.7 | 0 | 2021-03-23 | 14.1 | 3.9 | 0 | 2020-03-23 | 3.4 | 14.6 | 0 | 2019-03-23 | 4 | 14 | 0 | 2018-03-23 | 1.8 | 16.2 | 0 | 2017-03-23 | 1.3 | 16.7 | 0 | 2016-03-23 | 1.6 | 16.4 | 0 | 15.03 | 0
2025-03-23 | -1.6 | 19.6 | 0 | 2024-03-23 | -1 | 19 | 0 | 2023-03-23 | 3.7 | 14.3 | 0 | 2022-03-23 | 1.5 | 16.5 | 0 | 2021-03-23 | 12.8 | 5.2 | 0 | 2020-03-23 | 3.1 | 14.9 | 0 | 2019-03-23 | 2.8 | 15.2 | 0 | 2018-03-23 | 0.8 | 17.2 | 0 | 2017-03-23 | 0.8 | 17.2 | 0 | 2016-03-23 | 1.1 | 16.9 | 0 | 15.6 | 0
2025-03-23 | -1.8 | 19.8 | 0 | 2024-03-23 | -1.9 | 19.9 | 0 | 2023-03-23 | 2.1 | 15.9 | 0 | 2022-03-23 | 1.8 | 16.2 | 0 | 2021-03-23 | 11.1 | 6.9 | 0 | 2020-03-23 | 3 | 15 | 0 | 2019-03-23 | 1.1 | 16.9 | 0 | 2018-03-23 | -0.4 | 18.4 | 0 | 2017-03-23 | 0.1 | 17.9 | 0 | 2016-03-23 | 0.6 | 17.4 | 0 | 16.43 | 0
2025-03-23 | -1.5 | 19.5 | 0 | 2024-03-23 | -2.2 | 20.2 | 0 | 2023-03-23 | 1.2 | 16.8 | 0 | 2022-03-23 | 2.1 | 15.9 | 0 | 2021-03-23 | 11.5 | 6.5 | 0 | 2020-03-23 | 3 | 15 | 0 | 2019-03-23 | 0.1 | 17.9 | 0 | 2018-03-23 | -0.9 | 18.9 | 0 | 2017-03-23 | 0.1 | 17.9 | 0 | 2016-03-23 | 0.3 | 17.7 | 0 | 16.63 | 0
2025-03-23 | -1.2 | 19.2 | 0 | 2024-03-23 | -2.7 | 20.7 | 0 | 2023-03-23 | 0.3 | 17.7 | 0 | 2022-03-23 | 2.4 | 15.6 | 0 | 2021-03-23 | 10.8 | 7.2 | 0 | 2020-03-23 | 3 | 15 | 0 | 2019-03-23 | -1.1 | 19.1 | 0 | 2018-03-23 | -1.3 | 19.3 | 0 | 2017-03-23 | 0 | 18 | 0 | 2016-03-23 | 0.2 | 17.8 | 0 | 16.96 | 0
2025-03-23 | -0.8 | 18.8 | 0 | 2024-03-23 | -3.7 | 21.7 | 0 | 2023-03-23 | -0.6 | 18.6 | 0 | 2022-03-23 | 2.4 | 15.6 | 0 | 2021-03-23 | 10.4 | 7.6 | 0 | 2020-03-23 | 2.6 | 15.4 | 0 | 2019-03-23 | -0.4 | 18.4 | 0 | 2018-03-23 | -1.4 | 19.4 | 0 | 2017-03-23 | 0.2 | 17.8 | 0 | 2016-03-23 | 0 | 18 | 0 | 17.13 | 0
2025-03-23 | -0.1 | 18.1 | 0 | 2024-03-23 | -4.3 | 22.3 | 0 | 2023-03-23 | -0.8 | 18.8 | 0 | 2022-03-23 | 2.6 | 15.4 | 0 | 2021-03-23 | 10.2 | 7.8 | 0 | 2020-03-23 | 2.4 | 15.6 | 0 | 2019-03-23 | -0.1 | 18.1 | 0 | 2018-03-23 | -1.7 | 19.7 | 0 | 2017-03-23 | 1 | 17 | 0 | 2016-03-23 | 0 | 18 | 0 | 17.08 | 0
2025-03-24 | -0.9 | 18.9 | 0 | 2024-03-24 | -5 | 23 | 0 | 2023-03-24 | -2 | 20 | 0 | 2022-03-24 | 3.1 | 14.9 | 0 | 2021-03-24 | 9.3 | 8.7 | 0 | 2020-03-24 | 2.3 | 15.7 | 0 | 2019-03-24 | -0.4 | 18.4 | 0 | 2018-03-24 | -2 | 20 | 0 | 2017-03-24 | 1.1 | 16.9 | 0 | 2016-03-24 | -0.4 | 18.4 | 0 | 17.49 | 0
2025-03-24 | -0.1 | 18.1 | 0 | 2024-03-24 | -5.4 | 23.4 | 0 | 2023-03-24 | -1 | 19 | 0 | 2022-03-24 | 3.5 | 14.5 | 0 | 2021-03-24 | 8.8 | 9.2 | 0 | 2020-03-24 | 2.2 | 15.8 | 0 | 2019-03-24 | -1.3 | 19.3 | 0 | 2018-03-24 | -2.1 | 20.1 | 0 | 2017-03-24 | 1.4 | 16.6 | 0 | 2016-03-24 | -0.7 | 18.7 | 0 | 17.47 | 0
2025-03-24 | 0.3 | 17.7 | 0 | 2024-03-24 | -6.1 | 24.1 | 0 | 2023-03-24 | -1 | 19 | 0 | 2022-03-24 | 3.9 | 14.1 | 0 | 2021-03-24 | 7.7 | 10.3 | 0 | 2020-03-24 | 1.9 | 16.1 | 0 | 2019-03-24 | -0.2 | 18.2 | 0 | 2018-03-24 | -2.7 | 20.7 | 0 | 2017-03-24 | 1.4 | 16.6 | 0 | 2016-03-24 | -0.7 | 18.7 | 0 | 17.55 | 0
2025-03-24 | 0.8 | 17.2 | 0 | 2024-03-24 | -6.2 | 24.2 | 0 | 2023-03-24 | -0.8 | 18.8 | 0 | 2022-03-24 | 4.5 | 13.5 | 0 | 2021-03-24 | 8.7 | 9.3 | 0 | 2020-03-24 | 0.8 | 17.2 | 0 | 2019-03-24 | 0.3 | 17.7 | 0 | 2018-03-24 | -3.3 | 21.3 | 0 | 2017-03-24 | 1.5 | 16.5 | 0 | 2016-03-24 | -1.3 | 19.3 | 0 | 17.5 | 0
2025-03-24 | 1.2 | 16.8 | 0 | 2024-03-24 | -6.3 | 24.3 | 0 | 2023-03-24 | -0.6 | 18.6 | 0 | 2022-03-24 | 4.8 | 13.2 | 0 | 2021-03-24 | 9.7 | 8.3 | 0 | 2020-03-24 | 1.1 | 16.9 | 0 | 2019-03-24 | -1.7 | 19.7 | 0 | 2018-03-24 | -3.8 | 21.8 | 0 | 2017-03-24 | 1.1 | 16.9 | 0 | 2016-03-24 | -1.3 | 19.3 | 0 | 17.58 | 0
2025-03-24 | 1.7 | 16.3 | 0 | 2024-03-24 | -7 | 25 | 0 | 2023-03-24 | -0.8 | 18.8 | 0 | 2022-03-24 | 4.6 | 13.4 | 0 | 2021-03-24 | 8.2 | 9.8 | 0 | 2020-03-24 | 1.5 | 16.5 | 0 | 2019-03-24 | -0.8 | 18.8 | 0 | 2018-03-24 | -4.4 | 22.4 | 0 | 2017-03-24 | 0.7 | 17.3 | 0 | 2016-03-24 | -1.5 | 19.5 | 0 | 17.78 | 0
2025-03-24 | 2.6 | 15.4 | 0 | 2024-03-24 | -7.1 | 25.1 | 0 | 2023-03-24 | -0.6 | 18.6 | 0 | 2022-03-24 | 4.5 | 13.5 | 0 | 2021-03-24 | 9.9 | 8.1 | 0 | 2020-03-24 | 1.6 | 16.4 | 0 | 2019-03-24 | 0.4 | 17.6 | 0 | 2018-03-24 | -5 | 23 | 0 | 2017-03-24 | 0.7 | 17.3 | 0 | 2016-03-24 | -1.5 | 19.5 | 0 | 17.45 | 0
2025-03-24 | 3.5 | 14.5 | 0 | 2024-03-24 | -6.4 | 24.4 | 0 | 2023-03-24 | -0.6 | 18.6 | 0 | 2022-03-24 | 4.8 | 13.2 | 0 | 2021-03-24 | 10.8 | 7.2 | 0 | 2020-03-24 | 1.5 | 16.5 | 0 | 2019-03-24 | 1.7 | 16.3 | 0 | 2018-03-24 | -4.9 | 22.9 | 0 | 2017-03-24 | 0.9 | 17.1 | 0 | 2016-03-24 | -1.5 | 19.5 | 0 | 17.02 | 0
2025-03-24 | 4.3 | 13.7 | 0 | 2024-03-24 | -4.8 | 22.8 | 0 | 2023-03-24 | -0.1 | 18.1 | 0 | 2022-03-24 | 7.3 | 10.7 | 0 | 2021-03-24 | 11.2 | 6.8 | 0 | 2020-03-24 | 2 | 16 | 0 | 2019-03-24 | 3.5 | 14.5 | 0 | 2018-03-24 | -4.1 | 22.1 | 0 | 2017-03-24 | 1.2 | 16.8 | 0 | 2016-03-24 | -1.7 | 19.7 | 0 | 16.12 | 0
2025-03-24 | 4.9 | 13.1 | 0 | 2024-03-24 | -3.9 | 21.9 | 0 | 2023-03-24 | 0.6 | 17.4 | 0 | 2022-03-24 | 8.9 | 9.1 | 0 | 2021-03-24 | 12.1 | 5.9 | 0 | 2020-03-24 | 2.5 | 15.5 | 0 | 2019-03-24 | 4.8 | 13.2 | 0 | 2018-03-24 | -2.9 | 20.9 | 0 | 2017-03-24 | 2 | 16 | 0 | 2016-03-24 | -1.9 | 19.9 | 0 | 15.29 | 0
2025-03-24 | 4.9 | 13.1 | 0 | 2024-03-24 | -2.8 | 20.8 | 0 | 2023-03-24 | 1.6 | 16.4 | 0 | 2022-03-24 | 9.7 | 8.3 | 0 | 2021-03-24 | 13.9 | 4.1 | 0 | 2020-03-24 | 2.9 | 15.1 | 0 | 2019-03-24 | 5.7 | 12.3 | 0 | 2018-03-24 | -2 | 20 | 0 | 2017-03-24 | 3.1 | 14.9 | 0 | 2016-03-24 | -1.7 | 19.7 | 0 | 14.47 | 0
2025-03-24 | 5.9 | 12.1 | 0 | 2024-03-24 | -1.8 | 19.8 | 0 | 2023-03-24 | 2.4 | 15.6 | 0 | 2022-03-24 | 10.1 | 7.9 | 0 | 2021-03-24 | 14.6 | 3.4 | 0 | 2020-03-24 | 3.5 | 14.5 | 0 | 2019-03-24 | 6.1 | 11.9 | 0 | 2018-03-24 | -0.7 | 18.7 | 0 | 2017-03-24 | 5.7 | 12.3 | 0 | 2016-03-24 | -1.2 | 19.2 | 0 | 13.54 | 0
2025-03-24 | 3.8 | 14.2 | 0 | 2024-03-24 | -1.2 | 19.2 | 0 | 2023-03-24 | 3.3 | 14.7 | 0 | 2022-03-24 | 11.1 | 6.9 | 0 | 2021-03-24 | 14.8 | 3.2 | 0 | 2020-03-24 | 4.5 | 13.5 | 0 | 2019-03-24 | 6.9 | 11.1 | 0 | 2018-03-24 | 0.8 | 17.2 | 0 | 2017-03-24 | 8.2 | 9.8 | 0 | 2016-03-24 | -0.9 | 18.9 | 0 | 12.87 | 0
2025-03-24 | 4.2 | 13.8 | 0 | 2024-03-24 | -0.9 | 18.9 | 0 | 2023-03-24 | 3.8 | 14.2 | 0 | 2022-03-24 | 10.2 | 7.8 | 0 | 2021-03-24 | 16.2 | 1.8 | 0 | 2020-03-24 | 4.5 | 13.5 | 0 | 2019-03-24 | 7.8 | 10.2 | 0 | 2018-03-24 | 1.8 | 16.2 | 0 | 2017-03-24 | 12.4 | 5.6 | 0 | 2016-03-24 | -0.7 | 18.7 | 0 | 12.07 | 0
2025-03-24 | 2.6 | 15.4 | 0 | 2024-03-24 | -0.3 | 18.3 | 0 | 2023-03-24 | 4.5 | 13.5 | 0 | 2022-03-24 | 10.3 | 7.7 | 0 | 2021-03-24 | 15.9 | 2.1 | 0 | 2020-03-24 | 4.8 | 13.2 | 0 | 2019-03-24 | 7.9 | 10.1 | 0 | 2018-03-24 | 1.9 | 16.1 | 0 | 2017-03-24 | 14.3 | 3.7 | 0 | 2016-03-24 | -0.5 | 18.5 | 0 | 11.86 | 0
2025-03-24 | 4.7 | 13.3 | 0 | 2024-03-24 | 0 | 18 | 0 | 2023-03-24 | 5.2 | 12.8 | 0 | 2022-03-24 | 10.4 | 7.6 | 0 | 2021-03-24 | 16.6 | 1.4 | 0 | 2020-03-24 | 4.7 | 13.3 | 0 | 2019-03-24 | 8 | 10 | 0 | 2018-03-24 | 2 | 16 | 0 | 2017-03-24 | 14.4 | 3.6 | 0 | 2016-03-24 | -0.3 | 18.3 | 0 | 11.43 | 0
2025-03-24 | 4.1 | 13.9 | 0 | 2024-03-24 | -0.2 | 18.2 | 0 | 2023-03-24 | 5.5 | 12.5 | 0 | 2022-03-24 | 9.9 | 8.1 | 0 | 2021-03-24 | 16.1 | 1.9 | 0 | 2020-03-24 | 4.2 | 13.8 | 0 | 2019-03-24 | 9.2 | 8.8 | 0 | 2018-03-24 | 2.2 | 15.8 | 0 | 2017-03-24 | 11.9 | 6.1 | 0 | 2016-03-24 | -0.2 | 18.2 | 0 | 11.73 | 0
2025-03-24 | 3.5 | 14.5 | 0 | 2024-03-24 | -0.3 | 18.3 | 0 | 2023-03-24 | 5 | 13 | 0 | 2022-03-24 | 9.2 | 8.8 | 0 | 2021-03-24 | 14.8 | 3.2 | 0 | 2020-03-24 | 4.6 | 13.4 | 0 | 2019-03-24 | 8.5 | 9.5 | 0 | 2018-03-24 | 0.6 | 17.4 | 0 | 2017-03-24 | 12.3 | 5.7 | 0 | 2016-03-24 | -0.3 | 18.3 | 0 | 12.21 | 0
2025-03-24 | 2.6 | 15.4 | 0 | 2024-03-24 | -1 | 19 | 0 | 2023-03-24 | 2.2 | 15.8 | 0 | 2022-03-24 | 8.7 | 9.3 | 0 | 2021-03-24 | 13.8 | 4.2 | 0 | 2020-03-24 | 3.5 | 14.5 | 0 | 2019-03-24 | 7.3 | 10.7 | 0 | 2018-03-24 | -1.2 | 19.2 | 0 | 2017-03-24 | 9.6 | 8.4 | 0 | 2016-03-24 | -0.3 | 18.3 | 0 | 13.48 | 0
2025-03-24 | 2 | 16 | 0 | 2024-03-24 | -1.3 | 19.3 | 0 | 2023-03-24 | 1.9 | 16.1 | 0 | 2022-03-24 | 8.3 | 9.7 | 0 | 2021-03-24 | 12.6 | 5.4 | 0 | 2020-03-24 | 2.8 | 15.2 | 0 | 2019-03-24 | 3.6 | 14.4 | 0 | 2018-03-24 | -2.7 | 20.7 | 0 | 2017-03-24 | 7.2 | 10.8 | 0 | 2016-03-24 | -0.9 | 18.9 | 0 | 14.65 | 0
2025-03-24 | 1.9 | 16.1 | 0 | 2024-03-24 | -1.1 | 19.1 | 0 | 2023-03-24 | 1.7 | 16.3 | 0 | 2022-03-24 | 8.2 | 9.8 | 0 | 2021-03-24 | 11.3 | 6.7 | 0 | 2020-03-24 | 2.2 | 15.8 | 0 | 2019-03-24 | 1.8 | 16.2 | 0 | 2018-03-24 | -3.3 | 21.3 | 0 | 2017-03-24 | 6.2 | 11.8 | 0 | 2016-03-24 | -1.2 | 19.2 | 0 | 15.23 | 0
2025-03-24 | 1.4 | 16.6 | 0 | 2024-03-24 | -1.1 | 19.1 | 0 | 2023-03-24 | 1.5 | 16.5 | 0 | 2022-03-24 | 7.4 | 10.6 | 0 | 2021-03-24 | 10.2 | 7.8 | 0 | 2020-03-24 | 2.1 | 15.9 | 0 | 2019-03-24 | 0.9 | 17.1 | 0 | 2018-03-24 | -3.8 | 21.8 | 0 | 2017-03-24 | 5.6 | 12.4 | 0 | 2016-03-24 | -1 | 19 | 0 | 15.68 | 0
2025-03-24 | 1.4 | 16.6 | 0 | 2024-03-24 | -0.8 | 18.8 | 0 | 2023-03-24 | 1.5 | 16.5 | 0 | 2022-03-24 | 6.7 | 11.3 | 0 | 2021-03-24 | 9.1 | 8.9 | 0 | 2020-03-24 | 1.9 | 16.1 | 0 | 2019-03-24 | 0.6 | 17.4 | 0 | 2018-03-24 | -3.6 | 21.6 | 0 | 2017-03-24 | 4.7 | 13.3 | 0 | 2016-03-24 | -1.1 | 19.1 | 0 | 15.96 | 0
2025-03-24 | 1.5 | 16.5 | 0 | 2024-03-24 | -0.6 | 18.6 | 0 | 2023-03-24 | 1.3 | 16.7 | 0 | 2022-03-24 | 5.1 | 12.9 | 0 | 2021-03-24 | 7.7 | 10.3 | 0 | 2020-03-24 | 1.4 | 16.6 | 0 | 2019-03-24 | -0.3 | 18.3 | 0 | 2018-03-24 | -4.2 | 22.2 | 0 | 2017-03-24 | 4.3 | 13.7 | 0 | 2016-03-24 | -0.8 | 18.8 | 0 | 16.46 | 0
2025-03-25 | 1.4 | 16.6 | 0 | 2024-03-25 | -0.6 | 18.6 | 0 | 2023-03-25 | 0.7 | 17.3 | 0 | 2022-03-25 | 5.4 | 12.6 | 0 | 2021-03-25 | 6.6 | 11.4 | 0 | 2020-03-25 | 1.6 | 16.4 | 0 | 2019-03-25 | -0.6 | 18.6 | 0 | 2018-03-25 | -5.1 | 23.1 | 0 | 2017-03-25 | 4 | 14 | 0 | 2016-03-25 | -0.3 | 18.3 | 0 | 16.69 | 0
2025-03-25 | 1.5 | 16.5 | 0 | 2024-03-25 | -0.5 | 18.5 | 0 | 2023-03-25 | 1.3 | 16.7 | 0 | 2022-03-25 | 4.6 | 13.4 | 0 | 2021-03-25 | 7.3 | 10.7 | 0 | 2020-03-25 | 1.9 | 16.1 | 0 | 2019-03-25 | -0.8 | 18.8 | 0 | 2018-03-25 | -5.6 | 23.6 | 0 | 2017-03-25 | 3.8 | 14.2 | 0 | 2016-03-25 | 0.1 | 17.9 | 0 | 16.64 | 0
2025-03-25 | 1.1 | 16.9 | 0 | 2024-03-25 | -0.4 | 18.4 | 0 | 2023-03-25 | 1.3 | 16.7 | 0 | 2022-03-25 | 4.4 | 13.6 | 0 | 2021-03-25 | 10 | 8 | 0 | 2020-03-25 | 1.7 | 16.3 | 0 | 2019-03-25 | -1.7 | 19.7 | 0 | 2018-03-25 | -6.5 | 24.5 | 0 | 2017-03-25 | 3.6 | 14.4 | 0 | 2016-03-25 | 0.1 | 17.9 | 0 | 16.64 | 0
2025-03-25 | 0.6 | 17.4 | 0 | 2024-03-25 | -0.3 | 18.3 | 0 | 2023-03-25 | 1.8 | 16.2 | 0 | 2022-03-25 | 4.5 | 13.5 | 0 | 2021-03-25 | 10.5 | 7.5 | 0 | 2020-03-25 | 2.2 | 15.8 | 0 | 2019-03-25 | -3 | 21 | 0 | 2018-03-25 | -7 | 25 | 0 | 2017-03-25 | 3.6 | 14.4 | 0 | 2016-03-25 | 0.2 | 17.8 | 0 | 16.69 | 0
2025-03-25 | 0.9 | 17.1 | 0 | 2024-03-25 | -0.6 | 18.6 | 0 | 2023-03-25 | 1.7 | 16.3 | 0 | 2022-03-25 | 5.1 | 12.9 | 0 | 2021-03-25 | 9.5 | 8.5 | 0 | 2020-03-25 | 2.2 | 15.8 | 0 | 2019-03-25 | -4.3 | 22.3 | 0 | 2018-03-25 | -7.4 | 25.4 | 0 | 2017-03-25 | 3.2 | 14.8 | 0 | 2016-03-25 | 0.7 | 17.3 | 0 | 16.9 | 0
2025-03-25 | 0.7 | 17.3 | 0 | 2024-03-25 | -0.6 | 18.6 | 0 | 2023-03-25 | 1.6 | 16.4 | 0 | 2022-03-25 | 5.3 | 12.7 | 0 | 2021-03-25 | 9.6 | 8.4 | 0 | 2020-03-25 | 2 | 16 | 0 | 2019-03-25 | -4.3 | 22.3 | 0 | 2018-03-25 | -7.8 | 25.8 | 0 | 2017-03-25 | 3 | 15 | 0 | 2016-03-25 | 1.2 | 16.8 | 0 | 16.93 | 0
2025-03-25 | 0.7 | 17.3 | 0 | 2024-03-25 | -0.6 | 18.6 | 0 | 2023-03-25 | 1.9 | 16.1 | 0 | 2022-03-25 | 5.1 | 12.9 | 0 | 2021-03-25 | 9.9 | 8.1 | 0 | 2020-03-25 | 1.8 | 16.2 | 0 | 2019-03-25 | -4.5 | 22.5 | 0 | 2018-03-25 | -7.6 | 25.6 | 0 | 2017-03-25 | 2.2 | 15.8 | 0 | 2016-03-25 | 1.2 | 16.8 | 0 | 16.99 | 0
2025-03-25 | 0.9 | 17.1 | 0 | 2024-03-25 | 0.5 | 17.5 | 0 | 2023-03-25 | 1.6 | 16.4 | 0 | 2022-03-25 | 4.9 | 13.1 | 0 | 2021-03-25 | 10.2 | 7.8 | 0 | 2020-03-25 | 1.9 | 16.1 | 0 | 2019-03-25 | -3.8 | 21.8 | 0 | 2018-03-25 | -7 | 25 | 0 | 2017-03-25 | 1.8 | 16.2 | 0 | 2016-03-25 | 0.1 | 17.9 | 0 | 16.89 | 0
2025-03-25 | 1.3 | 16.7 | 0 | 2024-03-25 | 1.7 | 16.3 | 0 | 2023-03-25 | 1.4 | 16.6 | 0 | 2022-03-25 | 3.9 | 14.1 | 0 | 2021-03-25 | 11.8 | 6.2 | 0 | 2020-03-25 | 2.6 | 15.4 | 0 | 2019-03-25 | -2.9 | 20.9 | 0 | 2018-03-25 | -5.4 | 23.4 | 0 | 2017-03-25 | 1.9 | 16.1 | 0 | 2016-03-25 | -0.9 | 18.9 | 0 | 16.46 | 0
2025-03-25 | 1.9 | 16.1 | 0 | 2024-03-25 | 3.5 | 14.5 | 0 | 2023-03-25 | 1.6 | 16.4 | 0 | 2022-03-25 | 4 | 14 | 0 | 2021-03-25 | 13.7 | 4.3 | 0 | 2020-03-25 | 3.3 | 14.7 | 0 | 2019-03-25 | -1.6 | 19.6 | 0 | 2018-03-25 | -2.9 | 20.9 | 0 | 2017-03-25 | 2.1 | 15.9 | 0 | 2016-03-25 | -1.4 | 19.4 | 0 | 15.58 | 0
2025-03-25 | 3.7 | 14.3 | 0 | 2024-03-25 | 4.5 | 13.5 | 0 | 2023-03-25 | 2 | 16 | 0 | 2022-03-25 | 4.6 | 13.4 | 0 | 2021-03-25 | 15.4 | 2.6 | 0 | 2020-03-25 | 4.9 | 13.1 | 0 | 2019-03-25 | -0.8 | 18.8 | 0 | 2018-03-25 | -0.9 | 18.9 | 0 | 2017-03-25 | 2.2 | 15.8 | 0 | 2016-03-25 | -1.4 | 19.4 | 0 | 14.58 | 0
2025-03-25 | 4.3 | 13.7 | 0 | 2024-03-25 | 4.9 | 13.1 | 0 | 2023-03-25 | 2.7 | 15.3 | 0 | 2022-03-25 | 4.4 | 13.6 | 0 | 2021-03-25 | 16.9 | 1.1 | 0 | 2020-03-25 | 6.6 | 11.4 | 0 | 2019-03-25 | 0 | 18 | 0 | 2018-03-25 | 0.9 | 17.1 | 0 | 2017-03-25 | 2.3 | 15.7 | 0 | 2016-03-25 | -0.9 | 18.9 | 0 | 13.79 | 0
2025-03-25 | 3.2 | 14.8 | 0 | 2024-03-25 | 6.7 | 11.3 | 0 | 2023-03-25 | 3 | 15 | 0 | 2022-03-25 | 5.2 | 12.8 | 0 | 2021-03-25 | 17.8 | 0.2 | 0 | 2020-03-25 | 7.9 | 10.1 | 0 | 2019-03-25 | 2 | 16 | 0 | 2018-03-25 | 1.8 | 16.2 | 0 | 2017-03-25 | 2.6 | 15.4 | 0 | 2016-03-25 | -0.9 | 18.9 | 0 | 13.07 | 0
2025-03-25 | 3.3 | 14.7 | 0 | 2024-03-25 | 7.8 | 10.2 | 0 | 2023-03-25 | 3.2 | 14.8 | 0 | 2022-03-25 | 5.4 | 12.6 | 0 | 2021-03-25 | 19.5 | 0 | 1.5 | 2020-03-25 | 6.8 | 11.2 | 0 | 2019-03-25 | 2.6 | 15.4 | 0 | 2018-03-25 | 2.2 | 15.8 | 0 | 2017-03-25 | 3.2 | 14.8 | 0 | 2016-03-25 | -0.3 | 18.3 | 0 | 12.78 | 0.15
2025-03-25 | 3.8 | 14.2 | 0 | 2024-03-25 | 9.3 | 8.7 | 0 | 2023-03-25 | 3.9 | 14.1 | 0 | 2022-03-25 | 5.4 | 12.6 | 0 | 2021-03-25 | 20.7 | 0 | 2.7 | 2020-03-25 | 7.2 | 10.8 | 0 | 2019-03-25 | 3.4 | 14.6 | 0 | 2018-03-25 | 2.8 | 15.2 | 0 | 2017-03-25 | 3.4 | 14.6 | 0 | 2016-03-25 | 0.3 | 17.7 | 0 | 12.25 | 0.27
2025-03-25 | 3.7 | 14.3 | 0 | 2024-03-25 | 8.6 | 9.4 | 0 | 2023-03-25 | 4.9 | 13.1 | 0 | 2022-03-25 | 5.2 | 12.8 | 0 | 2021-03-25 | 20.8 | 0 | 2.8 | 2020-03-25 | 9.6 | 8.4 | 0 | 2019-03-25 | 3.3 | 14.7 | 0 | 2018-03-25 | 2.4 | 15.6 | 0 | 2017-03-25 | 3.8 | 14.2 | 0 | 2016-03-25 | 0.6 | 17.4 | 0 | 11.99 | 0.28
2025-03-25 | 3.2 | 14.8 | 0 | 2024-03-25 | 8.1 | 9.9 | 0 | 2023-03-25 | 6.1 | 11.9 | 0 | 2022-03-25 | 4.2 | 13.8 | 0 | 2021-03-25 | 17.9 | 0.1 | 0 | 2020-03-25 | 7.9 | 10.1 | 0 | 2019-03-25 | 2.8 | 15.2 | 0 | 2018-03-25 | 3 | 15 | 0 | 2017-03-25 | 3.3 | 14.7 | 0 | 2016-03-25 | 0.5 | 17.5 | 0 | 12.3 | 0
2025-03-25 | 2.9 | 15.1 | 0 | 2024-03-25 | 7.8 | 10.2 | 0 | 2023-03-25 | 7.4 | 10.6 | 0 | 2022-03-25 | 4.5 | 13.5 | 0 | 2021-03-25 | 16.8 | 1.2 | 0 | 2020-03-25 | 6.8 | 11.2 | 0 | 2019-03-25 | 2.3 | 15.7 | 0 | 2018-03-25 | 2.1 | 15.9 | 0 | 2017-03-25 | 3.6 | 14.4 | 0 | 2016-03-25 | 0.5 | 17.5 | 0 | 12.53 | 0
2025-03-25 | 1.8 | 16.2 | 0 | 2024-03-25 | 7.2 | 10.8 | 0 | 2023-03-25 | 7.9 | 10.1 | 0 | 2022-03-25 | 3.9 | 14.1 | 0 | 2021-03-25 | 16.5 | 1.5 | 0 | 2020-03-25 | 5.8 | 12.2 | 0 | 2019-03-25 | 1.5 | 16.5 | 0 | 2018-03-25 | 1.4 | 16.6 | 0 | 2017-03-25 | 2.9 | 15.1 | 0 | 2016-03-25 | 0.3 | 17.7 | 0 | 13.08 | 0
2025-03-25 | 0.9 | 17.1 | 0 | 2024-03-25 | 6.4 | 11.6 | 0 | 2023-03-25 | 6 | 12 | 0 | 2022-03-25 | 3.7 | 14.3 | 0 | 2021-03-25 | 15.7 | 2.3 | 0 | 2020-03-25 | 4.9 | 13.1 | 0 | 2019-03-25 | -0.3 | 18.3 | 0 | 2018-03-25 | 0.4 | 17.6 | 0 | 2017-03-25 | 2.5 | 15.5 | 0 | 2016-03-25 | 0.2 | 17.8 | 0 | 13.96 | 0
2025-03-25 | 0.8 | 17.2 | 0 | 2024-03-25 | 6.7 | 11.3 | 0 | 2023-03-25 | 5.2 | 12.8 | 0 | 2022-03-25 | 3.8 | 14.2 | 0 | 2021-03-25 | 12.8 | 5.2 | 0 | 2020-03-25 | 4.8 | 13.2 | 0 | 2019-03-25 | -0.8 | 18.8 | 0 | 2018-03-25 | 0.4 | 17.6 | 0 | 2017-03-25 | 2.4 | 15.6 | 0 | 2016-03-25 | 0.1 | 17.9 | 0 | 14.38 | 0
2025-03-25 | 0.8 | 17.2 | 0 | 2024-03-25 | 6.4 | 11.6 | 0 | 2023-03-25 | 3.7 | 14.3 | 0 | 2022-03-25 | 3.4 | 14.6 | 0 | 2021-03-25 | 10.7 | 7.3 | 0 | 2020-03-25 | 4.5 | 13.5 | 0 | 2019-03-25 | -1.4 | 19.4 | 0 | 2018-03-25 | -0.3 | 18.3 | 0 | 2017-03-25 | 2.4 | 15.6 | 0 | 2016-03-25 | 0 | 18 | 0 | 14.98 | 0
2025-03-25 | 0.4 | 17.6 | 0 | 2024-03-25 | 6.2 | 11.8 | 0 | 2023-03-25 | 3.4 | 14.6 | 0 | 2022-03-25 | 3.3 | 14.7 | 0 | 2021-03-25 | 9.9 | 8.1 | 0 | 2020-03-25 | 2.9 | 15.1 | 0 | 2019-03-25 | -2.4 | 20.4 | 0 | 2018-03-25 | -0.6 | 18.6 | 0 | 2017-03-25 | 2.1 | 15.9 | 0 | 2016-03-25 | -0.7 | 18.7 | 0 | 15.55 | 0
2025-03-25 | 0.3 | 17.7 | 0 | 2024-03-25 | 5.6 | 12.4 | 0 | 2023-03-25 | 2.6 | 15.4 | 0 | 2022-03-25 | 3.2 | 14.8 | 0 | 2021-03-25 | 9.3 | 8.7 | 0 | 2020-03-25 | 3.5 | 14.5 | 0 | 2019-03-25 | -2.9 | 20.9 | 0 | 2018-03-25 | -1.1 | 19.1 | 0 | 2017-03-25 | 1.8 | 16.2 | 0 | 2016-03-25 | -0.9 | 18.9 | 0 | 15.86 | 0
2025-03-26 | 0.1 | 17.9 | 0 | 2024-03-26 | 4.9 | 13.1 | 0 | 2023-03-26 | 2.2 | 15.8 | 0 | 2022-03-26 | 2.8 | 15.2 | 0 | 2021-03-26 | 8.3 | 9.7 | 0 | 2020-03-26 | 2.5 | 15.5 | 0 | 2019-03-26 | -3.1 | 21.1 | 0 | 2018-03-26 | -1.2 | 19.2 | 0 | 2017-03-26 | 1.5 | 16.5 | 0 | 2016-03-26 | -2 | 20 | 0 | 16.4 | 0
2025-03-26 | -0.6 | 18.6 | 0 | 2024-03-26 | 6.2 | 11.8 | 0 | 2023-03-26 | 2 | 16 | 0 | 2022-03-26 | 2.3 | 15.7 | 0 | 2021-03-26 | 7.8 | 10.2 | 0 | 2020-03-26 | 2.9 | 15.1 | 0 | 2019-03-26 | -3.4 | 21.4 | 0 | 2018-03-26 | -0.9 | 18.9 | 0 | 2017-03-26 | 1.1 | 16.9 | 0 | 2016-03-26 | -1.9 | 19.9 | 0 | 16.45 | 0
2025-03-26 | -1.3 | 19.3 | 0 | 2024-03-26 | 5.5 | 12.5 | 0 | 2023-03-26 | 2.1 | 15.9 | 0 | 2022-03-26 | 2.4 | 15.6 | 0 | 2021-03-26 | 7.6 | 10.4 | 0 | 2020-03-26 | 2.9 | 15.1 | 0 | 2019-03-26 | -3.4 | 21.4 | 0 | 2018-03-26 | -0.7 | 18.7 | 0 | 2017-03-26 | 0.7 | 17.3 | 0 | 2016-03-26 | -2.5 | 20.5 | 0 | 16.67 | 0
2025-03-26 | -2.3 | 20.3 | 0 | 2024-03-26 | 5.4 | 12.6 | 0 | 2023-03-26 | 2.2 | 15.8 | 0 | 2022-03-26 | 2.7 | 15.3 | 0 | 2021-03-26 | 7.8 | 10.2 | 0 | 2020-03-26 | 3.1 | 14.9 | 0 | 2019-03-26 | -3.3 | 21.3 | 0 | 2018-03-26 | -1.1 | 19.1 | 0 | 2017-03-26 | 0.7 | 17.3 | 0 | 2016-03-26 | -2.5 | 20.5 | 0 | 16.73 | 0
2025-03-26 | -2.8 | 20.8 | 0 | 2024-03-26 | 5.4 | 12.6 | 0 | 2023-03-26 | 2.3 | 15.7 | 0 | 2022-03-26 | 3 | 15 | 0 | 2021-03-26 | 9.1 | 8.9 | 0 | 2020-03-26 | 2.9 | 15.1 | 0 | 2019-03-26 | -3.7 | 21.7 | 0 | 2018-03-26 | -0.6 | 18.6 | 0 | 2017-03-26 | 0.9 | 17.1 | 0 | 2016-03-26 | -3.2 | 21.2 | 0 | 16.67 | 0
2025-03-26 | -2.8 | 20.8 | 0 | 2024-03-26 | 6.3 | 11.7 | 0 | 2023-03-26 | 2.2 | 15.8 | 0 | 2022-03-26 | 3 | 15 | 0 | 2021-03-26 | 9.3 | 8.7 | 0 | 2020-03-26 | 2.5 | 15.5 | 0 | 2019-03-26 | -3.9 | 21.9 | 0 | 2018-03-26 | -0.2 | 18.2 | 0 | 2017-03-26 | 1 | 17 | 0 | 2016-03-26 | -2.2 | 20.2 | 0 | 16.48 | 0
2025-03-26 | -2.1 | 20.1 | 0 | 2024-03-26 | 6.5 | 11.5 | 0 | 2023-03-26 | 1.9 | 16.1 | 0 | 2022-03-26 | 3.3 | 14.7 | 0 | 2021-03-26 | 9.5 | 8.5 | 0 | 2020-03-26 | 4.2 | 13.8 | 0 | 2019-03-26 | -4 | 22 | 0 | 2018-03-26 | -0.7 | 18.7 | 0 | 2017-03-26 | 1.6 | 16.4 | 0 | 2016-03-26 | -2 | 20 | 0 | 16.18 | 0
2025-03-26 | -2.1 | 20.1 | 0 | 2024-03-26 | 6.7 | 11.3 | 0 | 2023-03-26 | 1.7 | 16.3 | 0 | 2022-03-26 | 3.4 | 14.6 | 0 | 2021-03-26 | 9.4 | 8.6 | 0 | 2020-03-26 | 4.6 | 13.4 | 0 | 2019-03-26 | -3.4 | 21.4 | 0 | 2018-03-26 | 0.3 | 17.7 | 0 | 2017-03-26 | 1.8 | 16.2 | 0 | 2016-03-26 | -1.4 | 19.4 | 0 | 15.9 | 0
2025-03-26 | -1 | 19 | 0 | 2024-03-26 | 7.5 | 10.5 | 0 | 2023-03-26 | 2.7 | 15.3 | 0 | 2022-03-26 | 3.6 | 14.4 | 0 | 2021-03-26 | 9.8 | 8.2 | 0 | 2020-03-26 | 5.6 | 12.4 | 0 | 2019-03-26 | -2.1 | 20.1 | 0 | 2018-03-26 | 2.1 | 15.9 | 0 | 2017-03-26 | 2.2 | 15.8 | 0 | 2016-03-26 | -0.8 | 18.8 | 0 | 15.04 | 0
2025-03-26 | -1.1 | 19.1 | 0 | 2024-03-26 | 7.8 | 10.2 | 0 | 2023-03-26 | 4.1 | 13.9 | 0 | 2022-03-26 | 3.9 | 14.1 | 0 | 2021-03-26 | 9.4 | 8.6 | 0 | 2020-03-26 | 7.2 | 10.8 | 0 | 2019-03-26 | -0.9 | 18.9 | 0 | 2018-03-26 | 4.2 | 13.8 | 0 | 2017-03-26 | 2.4 | 15.6 | 0 | 2016-03-26 | 0.2 | 17.8 | 0 | 14.28 | 0
2025-03-26 | -0.9 | 18.9 | 0 | 2024-03-26 | 8 | 10 | 0 | 2023-03-26 | 5.7 | 12.3 | 0 | 2022-03-26 | 4.6 | 13.4 | 0 | 2021-03-26 | 7.8 | 10.2 | 0 | 2020-03-26 | 9 | 9 | 0 | 2019-03-26 | 0.3 | 17.7 | 0 | 2018-03-26 | 5.2 | 12.8 | 0 | 2017-03-26 | 2.9 | 15.1 | 0 | 2016-03-26 | 1 | 17 | 0 | 13.64 | 0
2025-03-26 | 1.4 | 16.6 | 0 | 2024-03-26 | 5.5 | 12.5 | 0 | 2023-03-26 | 6.4 | 11.6 | 0 | 2022-03-26 | 4.2 | 13.8 | 0 | 2021-03-26 | 6.5 | 11.5 | 0 | 2020-03-26 | 12.7 | 5.3 | 0 | 2019-03-26 | 1.3 | 16.7 | 0 | 2018-03-26 | 5.8 | 12.2 | 0 | 2017-03-26 | 2.7 | 15.3 | 0 | 2016-03-26 | 1.7 | 16.3 | 0 | 13.18 | 0
2025-03-26 | 2.8 | 15.2 | 0 | 2024-03-26 | 7.2 | 10.8 | 0 | 2023-03-26 | 7.4 | 10.6 | 0 | 2022-03-26 | 4.7 | 13.3 | 0 | 2021-03-26 | 6.4 | 11.6 | 0 | 2020-03-26 | 12.8 | 5.2 | 0 | 2019-03-26 | 2.2 | 15.8 | 0 | 2018-03-26 | 7.6 | 10.4 | 0 | 2017-03-26 | 2.8 | 15.2 | 0 | 2016-03-26 | 3.5 | 14.5 | 0 | 12.26 | 0
2025-03-26 | 1.9 | 16.1 | 0 | 2024-03-26 | 8 | 10 | 0 | 2023-03-26 | 8.2 | 9.8 | 0 | 2022-03-26 | 4.8 | 13.2 | 0 | 2021-03-26 | 6.5 | 11.5 | 0 | 2020-03-26 | 12.3 | 5.7 | 0 | 2019-03-26 | 2.9 | 15.1 | 0 | 2018-03-26 | 8 | 10 | 0 | 2017-03-26 | 2.8 | 15.2 | 0 | 2016-03-26 | 5 | 13 | 0 | 11.96 | 0
2025-03-26 | 2.5 | 15.5 | 0 | 2024-03-26 | 9.1 | 8.9 | 0 | 2023-03-26 | 9.1 | 8.9 | 0 | 2022-03-26 | 5.4 | 12.6 | 0 | 2021-03-26 | 9.6 | 8.4 | 0 | 2020-03-26 | 12.2 | 5.8 | 0 | 2019-03-26 | 3.6 | 14.4 | 0 | 2018-03-26 | 8.1 | 9.9 | 0 | 2017-03-26 | 3.4 | 14.6 | 0 | 2016-03-26 | 4.9 | 13.1 | 0 | 11.21 | 0
2025-03-26 | 3.5 | 14.5 | 0 | 2024-03-26 | 9.4 | 8.6 | 0 | 2023-03-26 | 9.6 | 8.4 | 0 | 2022-03-26 | 5 | 13 | 0 | 2021-03-26 | 9 | 9 | 0 | 2020-03-26 | 11.4 | 6.6 | 0 | 2019-03-26 | 3.1 | 14.9 | 0 | 2018-03-26 | 8 | 10 | 0 | 2017-03-26 | 4 | 14 | 0 | 2016-03-26 | 4.3 | 13.7 | 0 | 11.27 | 0
2025-03-26 | 3.2 | 14.8 | 0 | 2024-03-26 | 9.5 | 8.5 | 0 | 2023-03-26 | 9.4 | 8.6 | 0 | 2022-03-26 | 4.3 | 13.7 | 0 | 2021-03-26 | 7.5 | 10.5 | 0 | 2020-03-26 | 10.2 | 7.8 | 0 | 2019-03-26 | 3.3 | 14.7 | 0 | 2018-03-26 | 7.1 | 10.9 | 0 | 2017-03-26 | 4.7 | 13.3 | 0 | 2016-03-26 | 4.6 | 13.4 | 0 | 11.62 | 0
2025-03-26 | 2.4 | 15.6 | 0 | 2024-03-26 | 7.7 | 10.3 | 0 | 2023-03-26 | 9.1 | 8.9 | 0 | 2022-03-26 | 3.7 | 14.3 | 0 | 2021-03-26 | 6 | 12 | 0 | 2020-03-26 | 10 | 8 | 0 | 2019-03-26 | 2.1 | 15.9 | 0 | 2018-03-26 | 6.1 | 11.9 | 0 | 2017-03-26 | 4.9 | 13.1 | 0 | 2016-03-26 | 3.7 | 14.3 | 0 | 12.43 | 0
2025-03-26 | 1.5 | 16.5 | 0 | 2024-03-26 | 7.3 | 10.7 | 0 | 2023-03-26 | 8.2 | 9.8 | 0 | 2022-03-26 | 3 | 15 | 0 | 2021-03-26 | 5.3 | 12.7 | 0 | 2020-03-26 | 7.3 | 10.7 | 0 | 2019-03-26 | 2.5 | 15.5 | 0 | 2018-03-26 | 4.6 | 13.4 | 0 | 2017-03-26 | 5.1 | 12.9 | 0 | 2016-03-26 | 2.7 | 15.3 | 0 | 13.25 | 0
2025-03-26 | -0.2 | 18.2 | 0 | 2024-03-26 | 7.7 | 10.3 | 0 | 2023-03-26 | 6.2 | 11.8 | 0 | 2022-03-26 | 1.5 | 16.5 | 0 | 2021-03-26 | 4.8 | 13.2 | 0 | 2020-03-26 | 5.3 | 12.7 | 0 | 2019-03-26 | 1.4 | 16.6 | 0 | 2018-03-26 | 3.7 | 14.3 | 0 | 2017-03-26 | 4.8 | 13.2 | 0 | 2016-03-26 | 1.4 | 16.6 | 0 | 14.34 | 0
2025-03-26 | -0.6 | 18.6 | 0 | 2024-03-26 | 7.1 | 10.9 | 0 | 2023-03-26 | 5.9 | 12.1 | 0 | 2022-03-26 | 1.4 | 16.6 | 0 | 2021-03-26 | 4.4 | 13.6 | 0 | 2020-03-26 | 4.5 | 13.5 | 0 | 2019-03-26 | 0.4 | 17.6 | 0 | 2018-03-26 | 3.6 | 14.4 | 0 | 2017-03-26 | 5 | 13 | 0 | 2016-03-26 | 1.1 | 16.9 | 0 | 14.72 | 0
2025-03-26 | -1.5 | 19.5 | 0 | 2024-03-26 | 7 | 11 | 0 | 2023-03-26 | 5.7 | 12.3 | 0 | 2022-03-26 | 0.8 | 17.2 | 0 | 2021-03-26 | 3.9 | 14.1 | 0 | 2020-03-26 | 3.5 | 14.5 | 0 | 2019-03-26 | -0.2 | 18.2 | 0 | 2018-03-26 | 3.8 | 14.2 | 0 | 2017-03-26 | 5.4 | 12.6 | 0 | 2016-03-26 | 0.9 | 17.1 | 0 | 15.07 | 0
2025-03-26 | -2.5 | 20.5 | 0 | 2024-03-26 | 7.1 | 10.9 | 0 | 2023-03-26 | 4.8 | 13.2 | 0 | 2022-03-26 | 0.2 | 17.8 | 0 | 2021-03-26 | 4 | 14 | 0 | 2020-03-26 | 3.6 | 14.4 | 0 | 2019-03-26 | -1 | 19 | 0 | 2018-03-26 | 3.9 | 14.1 | 0 | 2017-03-26 | 5.3 | 12.7 | 0 | 2016-03-26 | 0.5 | 17.5 | 0 | 15.41 | 0
2025-03-26 | -3.2 | 21.2 | 0 | 2024-03-26 | 6.6 | 11.4 | 0 | 2023-03-26 | 5.1 | 12.9 | 0 | 2022-03-26 | -0.1 | 18.1 | 0 | 2021-03-26 | 3.8 | 14.2 | 0 | 2020-03-26 | 3.3 | 14.7 | 0 | 2019-03-26 | -1 | 19 | 0 | 2018-03-26 | 4.3 | 13.7 | 0 | 2017-03-26 | 5.3 | 12.7 | 0 | 2016-03-26 | 0.3 | 17.7 | 0 | 15.56 | 0
2025-03-27 | -3.3 | 21.3 | 0 | 2024-03-27 | 6.6 | 11.4 | 0 | 2023-03-27 | 4.1 | 13.9 | 0 | 2022-03-27 | -0.5 | 18.5 | 0 | 2021-03-27 | 3.4 | 14.6 | 0 | 2020-03-27 | 3.4 | 14.6 | 0 | 2019-03-27 | -0.8 | 18.8 | 0 | 2018-03-27 | 3.4 | 14.6 | 0 | 2017-03-27 | 5.6 | 12.4 | 0 | 2016-03-27 | -0.2 | 18.2 | 0 | 15.83 | 0
2025-03-27 | -3.4 | 21.4 | 0 | 2024-03-27 | 6.6 | 11.4 | 0 | 2023-03-27 | 2.4 | 15.6 | 0 | 2022-03-27 | -1.7 | 19.7 | 0 | 2021-03-27 | 3.4 | 14.6 | 0 | 2020-03-27 | 2.4 | 15.6 | 0 | 2019-03-27 | -1.3 | 19.3 | 0 | 2018-03-27 | 3.9 | 14.1 | 0 | 2017-03-27 | 5.9 | 12.1 | 0 | 2016-03-27 | -0.9 | 18.9 | 0 | 16.27 | 0
2025-03-27 | -5.5 | 23.5 | 0 | 2024-03-27 | 7 | 11 | 0 | 2023-03-27 | 2.4 | 15.6 | 0 | 2022-03-27 | -1.7 | 19.7 | 0 | 2021-03-27 | 3.7 | 14.3 | 0 | 2020-03-27 | 1.8 | 16.2 | 0 | 2019-03-27 | -2.7 | 20.7 | 0 | 2018-03-27 | 3.9 | 14.1 | 0 | 2017-03-27 | 6.3 | 11.7 | 0 | 2016-03-27 | -1.5 | 19.5 | 0 | 16.63 | 0
2025-03-27 | -4.3 | 22.3 | 0 | 2024-03-27 | 7.8 | 10.2 | 0 | 2023-03-27 | 3.9 | 14.1 | 0 | 2022-03-27 | -2.7 | 20.7 | 0 | 2021-03-27 | 3.7 | 14.3 | 0 | 2020-03-27 | 1.6 | 16.4 | 0 | 2019-03-27 | -3 | 21 | 0 | 2018-03-27 | 4.1 | 13.9 | 0 | 2017-03-27 | 6.4 | 11.6 | 0 | 2016-03-27 | -1.4 | 19.4 | 0 | 16.39 | 0
2025-03-27 | -5.9 | 23.9 | 0 | 2024-03-27 | 8.2 | 9.8 | 0 | 2023-03-27 | 4 | 14 | 0 | 2022-03-27 | -2.9 | 20.9 | 0 | 2021-03-27 | 3.9 | 14.1 | 0 | 2020-03-27 | 2.3 | 15.7 | 0 | 2019-03-27 | -3 | 21 | 0 | 2018-03-27 | 3.9 | 14.1 | 0 | 2017-03-27 | 6.7 | 11.3 | 0 | 2016-03-27 | -1.5 | 19.5 | 0 | 16.43 | 0
2025-03-27 | -5.7 | 23.7 | 0 | 2024-03-27 | 7.9 | 10.1 | 0 | 2023-03-27 | 3 | 15 | 0 | 2022-03-27 | -3.2 | 21.2 | 0 | 2021-03-27 | 3.8 | 14.2 | 0 | 2020-03-27 | 2.1 | 15.9 | 0 | 2019-03-27 | -3.4 | 21.4 | 0 | 2018-03-27 | 3.8 | 14.2 | 0 | 2017-03-27 | 6.4 | 11.6 | 0 | 2016-03-27 | -1.6 | 19.6 | 0 | 16.69 | 0
2025-03-27 | -4.7 | 22.7 | 0 | 2024-03-27 | 7.2 | 10.8 | 0 | 2023-03-27 | 2.4 | 15.6 | 0 | 2022-03-27 | -3.1 | 21.1 | 0 | 2021-03-27 | 3.4 | 14.6 | 0 | 2020-03-27 | 1.8 | 16.2 | 0 | 2019-03-27 | -1.5 | 19.5 | 0 | 2018-03-27 | 4 | 14 | 0 | 2017-03-27 | 6.2 | 11.8 | 0 | 2016-03-27 | -0.9 | 18.9 | 0 | 16.52 | 0
2025-03-27 | -2.7 | 20.7 | 0 | 2024-03-27 | 7 | 11 | 0 | 2023-03-27 | 2.5 | 15.5 | 0 | 2022-03-27 | -4.2 | 22.2 | 0 | 2021-03-27 | 3.4 | 14.6 | 0 | 2020-03-27 | 2 | 16 | 0 | 2019-03-27 | -1.2 | 19.2 | 0 | 2018-03-27 | 4.3 | 13.7 | 0 | 2017-03-27 | 6.2 | 11.8 | 0 | 2016-03-27 | -0.8 | 18.8 | 0 | 16.35 | 0
2025-03-27 | 0.3 | 17.7 | 0 | 2024-03-27 | 7.2 | 10.8 | 0 | 2023-03-27 | 2.7 | 15.3 | 0 | 2022-03-27 | -5.1 | 23.1 | 0 | 2021-03-27 | 3.6 | 14.4 | 0 | 2020-03-27 | 2.3 | 15.7 | 0 | 2019-03-27 | 0.2 | 17.8 | 0 | 2018-03-27 | 4.2 | 13.8 | 0 | 2017-03-27 | 6.6 | 11.4 | 0 | 2016-03-27 | 2.3 | 15.7 | 0 | 15.57 | 0
2025-03-27 | 2.1 | 15.9 | 0 | 2024-03-27 | 6.7 | 11.3 | 0 | 2023-03-27 | 2.5 | 15.5 | 0 | 2022-03-27 | -4.7 | 22.7 | 0 | 2021-03-27 | 4.1 | 13.9 | 0 | 2020-03-27 | 2.5 | 15.5 | 0 | 2019-03-27 | 2.8 | 15.2 | 0 | 2018-03-27 | 3.4 | 14.6 | 0 | 2017-03-27 | 7.5 | 10.5 | 0 | 2016-03-27 | 4.3 | 13.7 | 0 | 14.88 | 0
2025-03-27 | 4 | 14 | 0 | 2024-03-27 | 8.9 | 9.1 | 0 | 2023-03-27 | 2.5 | 15.5 | 0 | 2022-03-27 | -4.8 | 22.8 | 0 | 2021-03-27 | 4.7 | 13.3 | 0 | 2020-03-27 | 3.1 | 14.9 | 0 | 2019-03-27 | 4.4 | 13.6 | 0 | 2018-03-27 | 2.9 | 15.1 | 0 | 2017-03-27 | 9.6 | 8.4 | 0 | 2016-03-27 | 5.8 | 12.2 | 0 | 13.89 | 0
2025-03-27 | 6.9 | 11.1 | 0 | 2024-03-27 | 9 | 9 | 0 | 2023-03-27 | 2.3 | 15.7 | 0 | 2022-03-27 | -4.8 | 22.8 | 0 | 2021-03-27 | 5.1 | 12.9 | 0 | 2020-03-27 | 4.7 | 13.3 | 0 | 2019-03-27 | 5.5 | 12.5 | 0 | 2018-03-27 | 2.5 | 15.5 | 0 | 2017-03-27 | 10.6 | 7.4 | 0 | 2016-03-27 | 5.7 | 12.3 | 0 | 13.25 | 0
2025-03-27 | 8.7 | 9.3 | 0 | 2024-03-27 | 10.7 | 7.3 | 0 | 2023-03-27 | 2.4 | 15.6 | 0 | 2022-03-27 | -5.1 | 23.1 | 0 | 2021-03-27 | 6.1 | 11.9 | 0 | 2020-03-27 | 6.3 | 11.7 | 0 | 2019-03-27 | 6.1 | 11.9 | 0 | 2018-03-27 | 2.6 | 15.4 | 0 | 2017-03-27 | 11.9 | 6.1 | 0 | 2016-03-27 | 6.6 | 11.4 | 0 | 12.37 | 0
2025-03-27 | 9.7 | 8.3 | 0 | 2024-03-27 | 8.8 | 9.2 | 0 | 2023-03-27 | 3.1 | 14.9 | 0 | 2022-03-27 | -5.1 | 23.1 | 0 | 2021-03-27 | 6.6 | 11.4 | 0 | 2020-03-27 | 7.8 | 10.2 | 0 | 2019-03-27 | 6.6 | 11.4 | 0 | 2018-03-27 | 2.5 | 15.5 | 0 | 2017-03-27 | 14 | 4 | 0 | 2016-03-27 | 7.5 | 10.5 | 0 | 11.85 | 0
2025-03-27 | 12.1 | 5.9 | 0 | 2024-03-27 | 7.6 | 10.4 | 0 | 2023-03-27 | 3.3 | 14.7 | 0 | 2022-03-27 | -5 | 23 | 0 | 2021-03-27 | 7.3 | 10.7 | 0 | 2020-03-27 | 7.1 | 10.9 | 0 | 2019-03-27 | 7.6 | 10.4 | 0 | 2018-03-27 | 2.6 | 15.4 | 0 | 2017-03-27 | 15.3 | 2.7 | 0 | 2016-03-27 | 10.6 | 7.4 | 0 | 11.15 | 0
2025-03-27 | 11.3 | 6.7 | 0 | 2024-03-27 | 7 | 11 | 0 | 2023-03-27 | 3.3 | 14.7 | 0 | 2022-03-27 | -3.9 | 21.9 | 0 | 2021-03-27 | 7.7 | 10.3 | 0 | 2020-03-27 | 7.9 | 10.1 | 0 | 2019-03-27 | 7.3 | 10.7 | 0 | 2018-03-27 | 2.9 | 15.1 | 0 | 2017-03-27 | 15.1 | 2.9 | 0 | 2016-03-27 | 11.7 | 6.3 | 0 | 10.97 | 0
2025-03-27 | 11.5 | 6.5 | 0 | 2024-03-27 | 6.5 | 11.5 | 0 | 2023-03-27 | 3.4 | 14.6 | 0 | 2022-03-27 | -5.1 | 23.1 | 0 | 2021-03-27 | 7.9 | 10.1 | 0 | 2020-03-27 | 7.8 | 10.2 | 0 | 2019-03-27 | 7.3 | 10.7 | 0 | 2018-03-27 | 3 | 15 | 0 | 2017-03-27 | 14.2 | 3.8 | 0 | 2016-03-27 | 10.6 | 7.4 | 0 | 11.29 | 0
2025-03-27 | 11.1 | 6.9 | 0 | 2024-03-27 | 5.2 | 12.8 | 0 | 2023-03-27 | 4 | 14 | 0 | 2022-03-27 | -6.2 | 24.2 | 0 | 2021-03-27 | 7.6 | 10.4 | 0 | 2020-03-27 | 7.2 | 10.8 | 0 | 2019-03-27 | 4.7 | 13.3 | 0 | 2018-03-27 | 3.6 | 14.4 | 0 | 2017-03-27 | 13.5 | 4.5 | 0 | 2016-03-27 | 9.3 | 8.7 | 0 | 12 | 0
2025-03-27 | 9.8 | 8.2 | 0 | 2024-03-27 | 4.8 | 13.2 | 0 | 2023-03-27 | 4.3 | 13.7 | 0 | 2022-03-27 | -6.4 | 24.4 | 0 | 2021-03-27 | 6.7 | 11.3 | 0 | 2020-03-27 | 6.3 | 11.7 | 0 | 2019-03-27 | 3 | 15 | 0 | 2018-03-27 | 4.1 | 13.9 | 0 | 2017-03-27 | 13.3 | 4.7 | 0 | 2016-03-27 | 8.7 | 9.3 | 0 | 12.54 | 0
2025-03-27 | 7.4 | 10.6 | 0 | 2024-03-27 | 4.4 | 13.6 | 0 | 2023-03-27 | 2.6 | 15.4 | 0 | 2022-03-27 | -7.2 | 25.2 | 0 | 2021-03-27 | 4.9 | 13.1 | 0 | 2020-03-27 | 5 | 13 | 0 | 2019-03-27 | 2.2 | 15.8 | 0 | 2018-03-27 | 4.5 | 13.5 | 0 | 2017-03-27 | 12.5 | 5.5 | 0 | 2016-03-27 | 9.2 | 8.8 | 0 | 13.45 | 0
2025-03-27 | 5.8 | 12.2 | 0 | 2024-03-27 | 4 | 14 | 0 | 2023-03-27 | 2 | 16 | 0 | 2022-03-27 | -7.4 | 25.4 | 0 | 2021-03-27 | 4.5 | 13.5 | 0 | 2020-03-27 | 4.7 | 13.3 | 0 | 2019-03-27 | 1.8 | 16.2 | 0 | 2018-03-27 | 4.7 | 13.3 | 0 | 2017-03-27 | 11.9 | 6.1 | 0 | 2016-03-27 | 7.8 | 10.2 | 0 | 14.02 | 0
2025-03-27 | 7 | 11 | 0 | 2024-03-27 | 3.6 | 14.4 | 0 | 2023-03-27 | 1.9 | 16.1 | 0 | 2022-03-27 | -7.8 | 25.8 | 0 | 2021-03-27 | 4.8 | 13.2 | 0 | 2020-03-27 | 4.6 | 13.4 | 0 | 2019-03-27 | 1.5 | 16.5 | 0 | 2018-03-27 | 4.9 | 13.1 | 0 | 2017-03-27 | 12.1 | 5.9 | 0 | 2016-03-27 | 8.5 | 9.5 | 0 | 13.89 | 0
2025-03-27 | 6.5 | 11.5 | 0 | 2024-03-27 | 3.1 | 14.9 | 0 | 2023-03-27 | 2 | 16 | 0 | 2022-03-27 | -7.7 | 25.7 | 0 | 2021-03-27 | 4.6 | 13.4 | 0 | 2020-03-27 | 3.8 | 14.2 | 0 | 2019-03-27 | 1.5 | 16.5 | 0 | 2018-03-27 | 5.8 | 12.2 | 0 | 2017-03-27 | 11.7 | 6.3 | 0 | 2016-03-27 | 9 | 9 | 0 | 13.97 | 0
2025-03-27 | 4.7 | 13.3 | 0 | 2024-03-27 | 2.6 | 15.4 | 0 | 2023-03-27 | 2 | 16 | 0 | 2022-03-27 | -7.9 | 25.9 | 0 | 2021-03-27 | 4.5 | 13.5 | 0 | 2020-03-27 | 3.5 | 14.5 | 0 | 2019-03-27 | 0.9 | 17.1 | 0 | 2018-03-27 | 6.5 | 11.5 | 0 | 2017-03-27 | 10.9 | 7.1 | 0 | 2016-03-27 | 8.2 | 9.8 | 0 | 14.41 | 0
2025-03-28 | 3 | 15 | 0 | 2024-03-28 | 2.5 | 15.5 | 0 | 2023-03-28 | 1.9 | 16.1 | 0 | 2022-03-28 | -8.2 | 26.2 | 0 | 2021-03-28 | 4.8 | 13.2 | 0 | 2020-03-28 | 3.1 | 14.9 | 0 | 2019-03-28 | 0.4 | 17.6 | 0 | 2018-03-28 | 6.6 | 11.4 | 0 | 2017-03-28 | 10.7 | 7.3 | 0 | 2016-03-28 | 7.8 | 10.2 | 0 | 14.74 | 0
2025-03-28 | 2 | 16 | 0 | 2024-03-28 | 2 | 16 | 0 | 2023-03-28 | 1.7 | 16.3 | 0 | 2022-03-28 | -8.7 | 26.7 | 0 | 2021-03-28 | 5.1 | 12.9 | 0 | 2020-03-28 | 2.9 | 15.1 | 0 | 2019-03-28 | 0 | 18 | 0 | 2018-03-28 | 6.8 | 11.2 | 0 | 2017-03-28 | 9.8 | 8.2 | 0 | 2016-03-28 | 8.2 | 9.8 | 0 | 15.02 | 0
2025-03-28 | 2 | 16 | 0 | 2024-03-28 | 1.9 | 16.1 | 0 | 2023-03-28 | 1.6 | 16.4 | 0 | 2022-03-28 | -8.8 | 26.8 | 0 | 2021-03-28 | 5.2 | 12.8 | 0 | 2020-03-28 | 3.2 | 14.8 | 0 | 2019-03-28 | 0.1 | 17.9 | 0 | 2018-03-28 | 6.1 | 11.9 | 0 | 2017-03-28 | 8.3 | 9.7 | 0 | 2016-03-28 | 8.1 | 9.9 | 0 | 15.23 | 0
2025-03-28 | 1.3 | 16.7 | 0 | 2024-03-28 | 1.3 | 16.7 | 0 | 2023-03-28 | 2 | 16 | 0 | 2022-03-28 | -8.7 | 26.7 | 0 | 2021-03-28 | 5 | 13 | 0 | 2020-03-28 | 3.2 | 14.8 | 0 | 2019-03-28 | 0.7 | 17.3 | 0 | 2018-03-28 | 4.6 | 13.4 | 0 | 2017-03-28 | 6.8 | 11.2 | 0 | 2016-03-28 | 8.3 | 9.7 | 0 | 15.55 | 0
2025-03-28 | 1 | 17 | 0 | 2024-03-28 | 0.9 | 17.1 | 0 | 2023-03-28 | 1.5 | 16.5 | 0 | 2022-03-28 | -10 | 28 | 0 | 2021-03-28 | 4.7 | 13.3 | 0 | 2020-03-28 | 3.5 | 14.5 | 0 | 2019-03-28 | 1 | 17 | 0 | 2018-03-28 | 3.5 | 14.5 | 0 | 2017-03-28 | 5.6 | 12.4 | 0 | 2016-03-28 | 7.4 | 10.6 | 0 | 16.09 | 0
2025-03-28 | 0.8 | 17.2 | 0 | 2024-03-28 | 0.5 | 17.5 | 0 | 2023-03-28 | 1.4 | 16.6 | 0 | 2022-03-28 | -10.5 | 28.5 | 0 | 2021-03-28 | 4.8 | 13.2 | 0 | 2020-03-28 | 4.1 | 13.9 | 0 | 2019-03-28 | 1.7 | 16.3 | 0 | 2018-03-28 | 2.8 | 15.2 | 0 | 2017-03-28 | 5.3 | 12.7 | 0 | 2016-03-28 | 7.7 | 10.3 | 0 | 16.14 | 0
2025-03-28 | 1.1 | 16.9 | 0 | 2024-03-28 | 0.6 | 17.4 | 0 | 2023-03-28 | 1.1 | 16.9 | 0 | 2022-03-28 | -11 | 29 | 0 | 2021-03-28 | 4.8 | 13.2 | 0 | 2020-03-28 | 3.8 | 14.2 | 0 | 2019-03-28 | 2.3 | 15.7 | 0 | 2018-03-28 | 2.4 | 15.6 | 0 | 2017-03-28 | 4.8 | 13.2 | 0 | 2016-03-28 | 7.8 | 10.2 | 0 | 16.23 | 0
2025-03-28 | 1.8 | 16.2 | 0 | 2024-03-28 | 0.9 | 17.1 | 0 | 2023-03-28 | 2 | 16 | 0 | 2022-03-28 | -11.2 | 29.2 | 0 | 2021-03-28 | 5 | 13 | 0 | 2020-03-28 | 4.4 | 13.6 | 0 | 2019-03-28 | 2.6 | 15.4 | 0 | 2018-03-28 | 2.1 | 15.9 | 0 | 2017-03-28 | 4.5 | 13.5 | 0 | 2016-03-28 | 8.1 | 9.9 | 0 | 15.98 | 0
2025-03-28 | 2.1 | 15.9 | 0 | 2024-03-28 | 2.3 | 15.7 | 0 | 2023-03-28 | 1.9 | 16.1 | 0 | 2022-03-28 | -10.6 | 28.6 | 0 | 2021-03-28 | 5.5 | 12.5 | 0 | 2020-03-28 | 5.8 | 12.2 | 0 | 2019-03-28 | 3.2 | 14.8 | 0 | 2018-03-28 | 2.6 | 15.4 | 0 | 2017-03-28 | 4.5 | 13.5 | 0 | 2016-03-28 | 6.8 | 11.2 | 0 | 15.59 | 0
2025-03-28 | 2.9 | 15.1 | 0 | 2024-03-28 | 3.6 | 14.4 | 0 | 2023-03-28 | 3.5 | 14.5 | 0 | 2022-03-28 | -10.4 | 28.4 | 0 | 2021-03-28 | 5.4 | 12.6 | 0 | 2020-03-28 | 5.2 | 12.8 | 0 | 2019-03-28 | 5.8 | 12.2 | 0 | 2018-03-28 | 3.1 | 14.9 | 0 | 2017-03-28 | 5.1 | 12.9 | 0 | 2016-03-28 | 9.3 | 8.7 | 0 | 14.65 | 0
2025-03-28 | 2.9 | 15.1 | 0 | 2024-03-28 | 5.3 | 12.7 | 0 | 2023-03-28 | 5.2 | 12.8 | 0 | 2022-03-28 | -8.6 | 26.6 | 0 | 2021-03-28 | 5.4 | 12.6 | 0 | 2020-03-28 | 4.3 | 13.7 | 0 | 2019-03-28 | 5.9 | 12.1 | 0 | 2018-03-28 | 3.8 | 14.2 | 0 | 2017-03-28 | 5.5 | 12.5 | 0 | 2016-03-28 | 8.2 | 9.8 | 0 | 14.21 | 0
2025-03-28 | 3.6 | 14.4 | 0 | 2024-03-28 | 6.3 | 11.7 | 0 | 2023-03-28 | 5 | 13 | 0 | 2022-03-28 | -7.7 | 25.7 | 0 | 2021-03-28 | 5.2 | 12.8 | 0 | 2020-03-28 | 4.3 | 13.7 | 0 | 2019-03-28 | 6.5 | 11.5 | 0 | 2018-03-28 | 5 | 13 | 0 | 2017-03-28 | 5.7 | 12.3 | 0 | 2016-03-28 | 6.3 | 11.7 | 0 | 13.98 | 0
2025-03-28 | 3.9 | 14.1 | 0 | 2024-03-28 | 7.6 | 10.4 | 0 | 2023-03-28 | 5 | 13 | 0 | 2022-03-28 | -7.5 | 25.5 | 0 | 2021-03-28 | 6.3 | 11.7 | 0 | 2020-03-28 | 4.5 | 13.5 | 0 | 2019-03-28 | 9.2 | 8.8 | 0 | 2018-03-28 | 5.4 | 12.6 | 0 | 2017-03-28 | 6.4 | 11.6 | 0 | 2016-03-28 | 5.2 | 12.8 | 0 | 13.4 | 0
2025-03-28 | 3.5 | 14.5 | 0 | 2024-03-28 | 8.7 | 9.3 | 0 | 2023-03-28 | 5.9 | 12.1 | 0 | 2022-03-28 | -6.2 | 24.2 | 0 | 2021-03-28 | 7.9 | 10.1 | 0 | 2020-03-28 | 5.3 | 12.7 | 0 | 2019-03-28 | 11.2 | 6.8 | 0 | 2018-03-28 | 6.5 | 11.5 | 0 | 2017-03-28 | 7.8 | 10.2 | 0 | 2016-03-28 | 4.1 | 13.9 | 0 | 12.53 | 0
2025-03-28 | 2.9 | 15.1 | 0 | 2024-03-28 | 8.7 | 9.3 | 0 | 2023-03-28 | 5.8 | 12.2 | 0 | 2022-03-28 | -5.8 | 23.8 | 0 | 2021-03-28 | 9.6 | 8.4 | 0 | 2020-03-28 | 7.5 | 10.5 | 0 | 2019-03-28 | 10.5 | 7.5 | 0 | 2018-03-28 | 7.9 | 10.1 | 0 | 2017-03-28 | 7.7 | 10.3 | 0 | 2016-03-28 | 4.3 | 13.7 | 0 | 12.09 | 0
2025-03-28 | 2.9 | 15.1 | 0 | 2024-03-28 | 8.2 | 9.8 | 0 | 2023-03-28 | 4.9 | 13.1 | 0 | 2022-03-28 | -6.1 | 24.1 | 0 | 2021-03-28 | 8 | 10 | 0 | 2020-03-28 | 7.3 | 10.7 | 0 | 2019-03-28 | 10 | 8 | 0 | 2018-03-28 | 7 | 11 | 0 | 2017-03-28 | 7.3 | 10.7 | 0 | 2016-03-28 | 4.6 | 13.4 | 0 | 12.59 | 0
2025-03-28 | 2.4 | 15.6 | 0 | 2024-03-28 | 9.3 | 8.7 | 0 | 2023-03-28 | 5.1 | 12.9 | 0 | 2022-03-28 | -5.4 | 23.4 | 0 | 2021-03-28 | 7 | 11 | 0 | 2020-03-28 | 7.6 | 10.4 | 0 | 2019-03-28 | 11.3 | 6.7 | 0 | 2018-03-28 | 6.7 | 11.3 | 0 | 2017-03-28 | 6.7 | 11.3 | 0 | 2016-03-28 | 4.9 | 13.1 | 0 | 12.44 | 0
2025-03-28 | 1.7 | 16.3 | 0 | 2024-03-28 | 8.3 | 9.7 | 0 | 2023-03-28 | 5 | 13 | 0 | 2022-03-28 | -5 | 23 | 0 | 2021-03-28 | 5.7 | 12.3 | 0 | 2020-03-28 | 7 | 11 | 0 | 2019-03-28 | 11.2 | 6.8 | 0 | 2018-03-28 | 5.6 | 12.4 | 0 | 2017-03-28 | 6.2 | 11.8 | 0 | 2016-03-28 | 4.6 | 13.4 | 0 | 12.97 | 0
2025-03-28 | 1.7 | 16.3 | 0 | 2024-03-28 | 7.2 | 10.8 | 0 | 2023-03-28 | 5.1 | 12.9 | 0 | 2022-03-28 | -5.8 | 23.8 | 0 | 2021-03-28 | 3.9 | 14.1 | 0 | 2020-03-28 | 6.6 | 11.4 | 0 | 2019-03-28 | 10.5 | 7.5 | 0 | 2018-03-28 | 4.6 | 13.4 | 0 | 2017-03-28 | 5.4 | 12.6 | 0 | 2016-03-28 | 5 | 13 | 0 | 13.58 | 0
2025-03-28 | 1.5 | 16.5 | 0 | 2024-03-28 | 6 | 12 | 0 | 2023-03-28 | 4.7 | 13.3 | 0 | 2022-03-28 | -6 | 24 | 0 | 2021-03-28 | 3.3 | 14.7 | 0 | 2020-03-28 | 6.3 | 11.7 | 0 | 2019-03-28 | 10.1 | 7.9 | 0 | 2018-03-28 | 3.7 | 14.3 | 0 | 2017-03-28 | 4.7 | 13.3 | 0 | 2016-03-28 | 4.6 | 13.4 | 0 | 14.11 | 0
2025-03-28 | 1.4 | 16.6 | 0 | 2024-03-28 | 5 | 13 | 0 | 2023-03-28 | 3.9 | 14.1 | 0 | 2022-03-28 | -6.6 | 24.6 | 0 | 2021-03-28 | 2.9 | 15.1 | 0 | 2020-03-28 | 6 | 12 | 0 | 2019-03-28 | 10 | 8 | 0 | 2018-03-28 | 3.3 | 14.7 | 0 | 2017-03-28 | 4.4 | 13.6 | 0 | 2016-03-28 | 4.3 | 13.7 | 0 | 14.54 | 0
2025-03-28 | 1.4 | 16.6 | 0 | 2024-03-28 | 2.9 | 15.1 | 0 | 2023-03-28 | 4.1 | 13.9 | 0 | 2022-03-28 | -6.9 | 24.9 | 0 | 2021-03-28 | 2.9 | 15.1 | 0 | 2020-03-28 | 5.8 | 12.2 | 0 | 2019-03-28 | 9.4 | 8.6 | 0 | 2018-03-28 | 3.4 | 14.6 | 0 | 2017-03-28 | 3.7 | 14.3 | 0 | 2016-03-28 | 4.1 | 13.9 | 0 | 14.92 | 0
2025-03-28 | 1.3 | 16.7 | 0 | 2024-03-28 | 3.2 | 14.8 | 0 | 2023-03-28 | 2.4 | 15.6 | 0 | 2022-03-28 | -7.4 | 25.4 | 0 | 2021-03-28 | 2.3 | 15.7 | 0 | 2020-03-28 | 5.9 | 12.1 | 0 | 2019-03-28 | 8 | 10 | 0 | 2018-03-28 | 3 | 15 | 0 | 2017-03-28 | 3.3 | 14.7 | 0 | 2016-03-28 | 3.3 | 14.7 | 0 | 15.47 | 0
2025-03-28 | 1.2 | 16.8 | 0 | 2024-03-28 | 2 | 16 | 0 | 2023-03-28 | 1.8 | 16.2 | 0 | 2022-03-28 | -7.9 | 25.9 | 0 | 2021-03-28 | 2.5 | 15.5 | 0 | 2020-03-28 | 5.9 | 12.1 | 0 | 2019-03-28 | 6.9 | 11.1 | 0 | 2018-03-28 | 2.5 | 15.5 | 0 | 2017-03-28 | 3.3 | 14.7 | 0 | 2016-03-28 | 3.4 | 14.6 | 0 | 15.84 | 0
2025-03-29 | 1.1 | 16.9 | 0 | 2024-03-29 | 1 | 17 | 0 | 2023-03-29 | 1.7 | 16.3 | 0 | 2022-03-29 | -8 | 26 | 0 | 2021-03-29 | 2.4 | 15.6 | 0 | 2020-03-29 | 5.8 | 12.2 | 0 | 2019-03-29 | 6.2 | 11.8 | 0 | 2018-03-29 | 2.5 | 15.5 | 0 | 2017-03-29 | 2.6 | 15.4 | 0 | 2016-03-29 | 2.3 | 15.7 | 0 | 16.24 | 0
2025-03-29 | 0.9 | 17.1 | 0 | 2024-03-29 | 0.7 | 17.3 | 0 | 2023-03-29 | 1.4 | 16.6 | 0 | 2022-03-29 | -8.3 | 26.3 | 0 | 2021-03-29 | 2.3 | 15.7 | 0 | 2020-03-29 | 5.6 | 12.4 | 0 | 2019-03-29 | 4.8 | 13.2 | 0 | 2018-03-29 | 2.1 | 15.9 | 0 | 2017-03-29 | 2.2 | 15.8 | 0 | 2016-03-29 | 1.9 | 16.1 | 0 | 16.64 | 0
2025-03-29 | 1.1 | 16.9 | 0 | 2024-03-29 | -0.2 | 18.2 | 0 | 2023-03-29 | 1.2 | 16.8 | 0 | 2022-03-29 | -8.3 | 26.3 | 0 | 2021-03-29 | 1.7 | 16.3 | 0 | 2020-03-29 | 5.6 | 12.4 | 0 | 2019-03-29 | 4.2 | 13.8 | 0 | 2018-03-29 | 1.9 | 16.1 | 0 | 2017-03-29 | 1.8 | 16.2 | 0 | 2016-03-29 | 1.3 | 16.7 | 0 | 16.97 | 0
2025-03-29 | 1.2 | 16.8 | 0 | 2024-03-29 | -0.5 | 18.5 | 0 | 2023-03-29 | 1 | 17 | 0 | 2022-03-29 | -8.2 | 26.2 | 0 | 2021-03-29 | 1.1 | 16.9 | 0 | 2020-03-29 | 5.4 | 12.6 | 0 | 2019-03-29 | 4 | 14 | 0 | 2018-03-29 | 1.6 | 16.4 | 0 | 2017-03-29 | 0.9 | 17.1 | 0 | 2016-03-29 | 0.8 | 17.2 | 0 | 17.27 | 0
2025-03-29 | 0.9 | 17.1 | 0 | 2024-03-29 | -0.3 | 18.3 | 0 | 2023-03-29 | 1 | 17 | 0 | 2022-03-29 | -9.1 | 27.1 | 0 | 2021-03-29 | 0.8 | 17.2 | 0 | 2020-03-29 | 5.3 | 12.7 | 0 | 2019-03-29 | 3.9 | 14.1 | 0 | 2018-03-29 | 2 | 16 | 0 | 2017-03-29 | 1 | 17 | 0 | 2016-03-29 | 0 | 18 | 0 | 17.45 | 0
2025-03-29 | 0.8 | 17.2 | 0 | 2024-03-29 | 0 | 18 | 0 | 2023-03-29 | 1.1 | 16.9 | 0 | 2022-03-29 | -8.3 | 26.3 | 0 | 2021-03-29 | 0.4 | 17.6 | 0 | 2020-03-29 | 5.1 | 12.9 | 0 | 2019-03-29 | 3.7 | 14.3 | 0 | 2018-03-29 | 2.5 | 15.5 | 0 | 2017-03-29 | 0.8 | 17.2 | 0 | 2016-03-29 | -0.6 | 18.6 | 0 | 17.45 | 0
2025-03-29 | 0.8 | 17.2 | 0 | 2024-03-29 | 0 | 18 | 0 | 2023-03-29 | 1.3 | 16.7 | 0 | 2022-03-29 | -8 | 26 | 0 | 2021-03-29 | -0.5 | 18.5 | 0 | 2020-03-29 | 5.1 | 12.9 | 0 | 2019-03-29 | 4.3 | 13.7 | 0 | 2018-03-29 | 2.8 | 15.2 | 0 | 2017-03-29 | 1.1 | 16.9 | 0 | 2016-03-29 | -0.9 | 18.9 | 0 | 17.4 | 0
2025-03-29 | 1.1 | 16.9 | 0 | 2024-03-29 | 0.1 | 17.9 | 0 | 2023-03-29 | 1.5 | 16.5 | 0 | 2022-03-29 | -5.7 | 23.7 | 0 | 2021-03-29 | 0.1 | 17.9 | 0 | 2020-03-29 | 5.4 | 12.6 | 0 | 2019-03-29 | 4.2 | 13.8 | 0 | 2018-03-29 | 3.1 | 14.9 | 0 | 2017-03-29 | 1.9 | 16.1 | 0 | 2016-03-29 | -0.7 | 18.7 | 0 | 16.9 | 0
2025-03-29 | 1.5 | 16.5 | 0 | 2024-03-29 | 1.2 | 16.8 | 0 | 2023-03-29 | 3 | 15 | 0 | 2022-03-29 | -4.5 | 22.5 | 0 | 2021-03-29 | 0.6 | 17.4 | 0 | 2020-03-29 | 5.6 | 12.4 | 0 | 2019-03-29 | 4.7 | 13.3 | 0 | 2018-03-29 | 3.8 | 14.2 | 0 | 2017-03-29 | 3.3 | 14.7 | 0 | 2016-03-29 | 0.2 | 17.8 | 0 | 16.06 | 0
2025-03-29 | 1.7 | 16.3 | 0 | 2024-03-29 | 1.3 | 16.7 | 0 | 2023-03-29 | 5.1 | 12.9 | 0 | 2022-03-29 | -3.4 | 21.4 | 0 | 2021-03-29 | 1.8 | 16.2 | 0 | 2020-03-29 | 5.8 | 12.2 | 0 | 2019-03-29 | 6.2 | 11.8 | 0 | 2018-03-29 | 4.2 | 13.8 | 0 | 2017-03-29 | 5.1 | 12.9 | 0 | 2016-03-29 | 0.7 | 17.3 | 0 | 15.15 | 0
2025-03-29 | 1.6 | 16.4 | 0 | 2024-03-29 | 2.3 | 15.7 | 0 | 2023-03-29 | 7.2 | 10.8 | 0 | 2022-03-29 | -2.5 | 20.5 | 0 | 2021-03-29 | 3.1 | 14.9 | 0 | 2020-03-29 | 6.2 | 11.8 | 0 | 2019-03-29 | 8.2 | 9.8 | 0 | 2018-03-29 | 4.6 | 13.4 | 0 | 2017-03-29 | 5.9 | 12.1 | 0 | 2016-03-29 | 2.2 | 15.8 | 0 | 14.12 | 0
2025-03-29 | 1.5 | 16.5 | 0 | 2024-03-29 | 3.3 | 14.7 | 0 | 2023-03-29 | 8.3 | 9.7 | 0 | 2022-03-29 | -1.5 | 19.5 | 0 | 2021-03-29 | 4.9 | 13.1 | 0 | 2020-03-29 | 7.3 | 10.7 | 0 | 2019-03-29 | 9.7 | 8.3 | 0 | 2018-03-29 | 5.2 | 12.8 | 0 | 2017-03-29 | 7.2 | 10.8 | 0 | 2016-03-29 | 2.7 | 15.3 | 0 | 13.14 | 0
2025-03-29 | 1.5 | 16.5 | 0 | 2024-03-29 | 5 | 13 | 0 | 2023-03-29 | 7.5 | 10.5 | 0 | 2022-03-29 | -1.2 | 19.2 | 0 | 2021-03-29 | 4.8 | 13.2 | 0 | 2020-03-29 | 9.3 | 8.7 | 0 | 2019-03-29 | 9.7 | 8.3 | 0 | 2018-03-29 | 5.8 | 12.2 | 0 | 2017-03-29 | 8.2 | 9.8 | 0 | 2016-03-29 | 4.1 | 13.9 | 0 | 12.53 | 0
2025-03-29 | 1.3 | 16.7 | 0 | 2024-03-29 | 6.6 | 11.4 | 0 | 2023-03-29 | 5.8 | 12.2 | 0 | 2022-03-29 | -0.1 | 18.1 | 0 | 2021-03-29 | 4 | 14 | 0 | 2020-03-29 | 11.5 | 6.5 | 0 | 2019-03-29 | 11.2 | 6.8 | 0 | 2018-03-29 | 5.7 | 12.3 | 0 | 2017-03-29 | 9.6 | 8.4 | 0 | 2016-03-29 | 5.1 | 12.9 | 0 | 11.93 | 0
2025-03-29 | 0.9 | 17.1 | 0 | 2024-03-29 | 4.9 | 13.1 | 0 | 2023-03-29 | 3.5 | 14.5 | 0 | 2022-03-29 | 1.1 | 16.9 | 0 | 2021-03-29 | 4.9 | 13.1 | 0 | 2020-03-29 | 13.1 | 4.9 | 0 | 2019-03-29 | 11.3 | 6.7 | 0 | 2018-03-29 | 6 | 12 | 0 | 2017-03-29 | 8.8 | 9.2 | 0 | 2016-03-29 | 6.1 | 11.9 | 0 | 11.94 | 0
2025-03-29 | 0.3 | 17.7 | 0 | 2024-03-29 | 4.9 | 13.1 | 0 | 2023-03-29 | 0.1 | 17.9 | 0 | 2022-03-29 | 1.1 | 16.9 | 0 | 2021-03-29 | 5.4 | 12.6 | 0 | 2020-03-29 | 17.9 | 0.1 | 0 | 2019-03-29 | 11.1 | 6.9 | 0 | 2018-03-29 | 5.9 | 12.1 | 0 | 2017-03-29 | 7.7 | 10.3 | 0 | 2016-03-29 | 6.9 | 11.1 | 0 | 11.87 | 0
2025-03-29 | -0.2 | 18.2 | 0 | 2024-03-29 | 5.4 | 12.6 | 0 | 2023-03-29 | 0 | 18 | 0 | 2022-03-29 | 2.2 | 15.8 | 0 | 2021-03-29 | 6.9 | 11.1 | 0 | 2020-03-29 | 16.2 | 1.8 | 0 | 2019-03-29 | 11.1 | 6.9 | 0 | 2018-03-29 | 5.8 | 12.2 | 0 | 2017-03-29 | 7.3 | 10.7 | 0 | 2016-03-29 | 7.2 | 10.8 | 0 | 11.81 | 0
2025-03-29 | -0.2 | 18.2 | 0 | 2024-03-29 | 5 | 13 | 0 | 2023-03-29 | -0.7 | 18.7 | 0 | 2022-03-29 | 1.5 | 16.5 | 0 | 2021-03-29 | 6.1 | 11.9 | 0 | 2020-03-29 | 14.9 | 3.1 | 0 | 2019-03-29 | 10.7 | 7.3 | 0 | 2018-03-29 | 5.5 | 12.5 | 0 | 2017-03-29 | 7.6 | 10.4 | 0 | 2016-03-29 | 7.2 | 10.8 | 0 | 12.24 | 0
2025-03-29 | -0.1 | 18.1 | 0 | 2024-03-29 | 3.3 | 14.7 | 0 | 2023-03-29 | -1.8 | 19.8 | 0 | 2022-03-29 | 1.6 | 16.4 | 0 | 2021-03-29 | 5 | 13 | 0 | 2020-03-29 | 12.7 | 5.3 | 0 | 2019-03-29 | 9.7 | 8.3 | 0 | 2018-03-29 | 5.1 | 12.9 | 0 | 2017-03-29 | 6.7 | 11.3 | 0 | 2016-03-29 | 6.4 | 11.6 | 0 | 13.14 | 0
2025-03-29 | -0.3 | 18.3 | 0 | 2024-03-29 | 2.2 | 15.8 | 0 | 2023-03-29 | -2.9 | 20.9 | 0 | 2022-03-29 | -0.9 | 18.9 | 0 | 2021-03-29 | 4.1 | 13.9 | 0 | 2020-03-29 | 10.8 | 7.2 | 0 | 2019-03-29 | 7.3 | 10.7 | 0 | 2018-03-29 | 4.8 | 13.2 | 0 | 2017-03-29 | 6.6 | 11.4 | 0 | 2016-03-29 | 5.3 | 12.7 | 0 | 14.3 | 0
2025-03-29 | -0.3 | 18.3 | 0 | 2024-03-29 | 1.6 | 16.4 | 0 | 2023-03-29 | -3.3 | 21.3 | 0 | 2022-03-29 | -1.2 | 19.2 | 0 | 2021-03-29 | 3.6 | 14.4 | 0 | 2020-03-29 | 10.2 | 7.8 | 0 | 2019-03-29 | 5.9 | 12.1 | 0 | 2018-03-29 | 4.7 | 13.3 | 0 | 2017-03-29 | 5.6 | 12.4 | 0 | 2016-03-29 | 2.9 | 15.1 | 0 | 15.03 | 0
2025-03-29 | -0.3 | 18.3 | 0 | 2024-03-29 | 1.7 | 16.3 | 0 | 2023-03-29 | -3.5 | 21.5 | 0 | 2022-03-29 | -2.1 | 20.1 | 0 | 2021-03-29 | 2.9 | 15.1 | 0 | 2020-03-29 | 9.9 | 8.1 | 0 | 2019-03-29 | 4.6 | 13.4 | 0 | 2018-03-29 | 4.6 | 13.4 | 0 | 2017-03-29 | 5.6 | 12.4 | 0 | 2016-03-29 | 3.5 | 14.5 | 0 | 15.31 | 0
2025-03-29 | -0.2 | 18.2 | 0 | 2024-03-29 | -0.1 | 18.1 | 0 | 2023-03-29 | -3.9 | 21.9 | 0 | 2022-03-29 | -2.8 | 20.8 | 0 | 2021-03-29 | 2.1 | 15.9 | 0 | 2020-03-29 | 9.7 | 8.3 | 0 | 2019-03-29 | 3.2 | 14.8 | 0 | 2018-03-29 | 4.2 | 13.8 | 0 | 2017-03-29 | 5.2 | 12.8 | 0 | 2016-03-29 | 2.4 | 15.6 | 0 | 16.02 | 0
2025-03-29 | -0.3 | 18.3 | 0 | 2024-03-29 | 0.2 | 17.8 | 0 | 2023-03-29 | -4.1 | 22.1 | 0 | 2022-03-29 | -3.2 | 21.2 | 0 | 2021-03-29 | 1.3 | 16.7 | 0 | 2020-03-29 | 9.1 | 8.9 | 0 | 2019-03-29 | 3.1 | 14.9 | 0 | 2018-03-29 | 3.8 | 14.2 | 0 | 2017-03-29 | 3.8 | 14.2 | 0 | 2016-03-29 | 1.5 | 16.5 | 0 | 16.48 | 0
2025-03-30 | -0.3 | 18.3 | 0 | 2024-03-30 | -0.2 | 18.2 | 0 | 2023-03-30 | -5.1 | 23.1 | 0 | 2022-03-30 | -3.3 | 21.3 | 0 | 2021-03-30 | 0.9 | 17.1 | 0 | 2020-03-30 | 8.8 | 9.2 | 0 | 2019-03-30 | 3.2 | 14.8 | 0 | 2018-03-30 | 3.8 | 14.2 | 0 | 2017-03-30 | 3.9 | 14.1 | 0 | 2016-03-30 | 0.5 | 17.5 | 0 | 16.78 | 0
2025-03-30 | -0.3 | 18.3 | 0 | 2024-03-30 | -2.1 | 20.1 | 0 | 2023-03-30 | -6.3 | 24.3 | 0 | 2022-03-30 | -3.6 | 21.6 | 0 | 2021-03-30 | 0.7 | 17.3 | 0 | 2020-03-30 | 8.5 | 9.5 | 0 | 2019-03-30 | 3.8 | 14.2 | 0 | 2018-03-30 | 3.8 | 14.2 | 0 | 2017-03-30 | 3.1 | 14.9 | 0 | 2016-03-30 | 0.1 | 17.9 | 0 | 17.23 | 0
2025-03-30 | -0.2 | 18.2 | 0 | 2024-03-30 | -1.2 | 19.2 | 0 | 2023-03-30 | -5.6 | 23.6 | 0 | 2022-03-30 | -3.2 | 21.2 | 0 | 2021-03-30 | 0.6 | 17.4 | 0 | 2020-03-30 | 7.9 | 10.1 | 0 | 2019-03-30 | 3.8 | 14.2 | 0 | 2018-03-30 | 3.8 | 14.2 | 0 | 2017-03-30 | 2.8 | 15.2 | 0 | 2016-03-30 | 0.4 | 17.6 | 0 | 17.09 | 0
2025-03-30 | -0.2 | 18.2 | 0 | 2024-03-30 | -2.9 | 20.9 | 0 | 2023-03-30 | -5.9 | 23.9 | 0 | 2022-03-30 | -3.3 | 21.3 | 0 | 2021-03-30 | 1.1 | 16.9 | 0 | 2020-03-30 | 7.7 | 10.3 | 0 | 2019-03-30 | 3.3 | 14.7 | 0 | 2018-03-30 | 3.6 | 14.4 | 0 | 2017-03-30 | 2.5 | 15.5 | 0 | 2016-03-30 | 0.5 | 17.5 | 0 | 17.36 | 0
2025-03-30 | 0 | 18 | 0 | 2024-03-30 | -3.4 | 21.4 | 0 | 2023-03-30 | -6.5 | 24.5 | 0 | 2022-03-30 | -2.9 | 20.9 | 0 | 2021-03-30 | 1.4 | 16.6 | 0 | 2020-03-30 | 7.5 | 10.5 | 0 | 2019-03-30 | 2.6 | 15.4 | 0 | 2018-03-30 | 3.3 | 14.7 | 0 | 2017-03-30 | 2.2 | 15.8 | 0 | 2016-03-30 | 0.4 | 17.6 | 0 | 17.54 | 0
2025-03-30 | 0.1 | 17.9 | 0 | 2024-03-30 | -3 | 21 | 0 | 2023-03-30 | -6.4 | 24.4 | 0 | 2022-03-30 | -2.2 | 20.2 | 0 | 2021-03-30 | 1.7 | 16.3 | 0 | 2020-03-30 | 6.9 | 11.1 | 0 | 2019-03-30 | 1.8 | 16.2 | 0 | 2018-03-30 | 2.9 | 15.1 | 0 | 2017-03-30 | 2.1 | 15.9 | 0 | 2016-03-30 | 0.1 | 17.9 | 0 | 17.6 | 0
2025-03-30 | 0.2 | 17.8 | 0 | 2024-03-30 | -1.6 | 19.6 | 0 | 2023-03-30 | -6 | 24 | 0 | 2022-03-30 | -1 | 19 | 0 | 2021-03-30 | 2.5 | 15.5 | 0 | 2020-03-30 | 6.6 | 11.4 | 0 | 2019-03-30 | 1.6 | 16.4 | 0 | 2018-03-30 | 2.2 | 15.8 | 0 | 2017-03-30 | 2.1 | 15.9 | 0 | 2016-03-30 | 0 | 18 | 0 | 17.34 | 0
2025-03-30 | 0.4 | 17.6 | 0 | 2024-03-30 | -0.7 | 18.7 | 0 | 2023-03-30 | -4.2 | 22.2 | 0 | 2022-03-30 | -0.6 | 18.6 | 0 | 2021-03-30 | 4.2 | 13.8 | 0 | 2020-03-30 | 5.9 | 12.1 | 0 | 2019-03-30 | 1.8 | 16.2 | 0 | 2018-03-30 | 1.9 | 16.1 | 0 | 2017-03-30 | 2.3 | 15.7 | 0 | 2016-03-30 | 0.4 | 17.6 | 0 | 16.86 | 0
2025-03-30 | 0.6 | 17.4 | 0 | 2024-03-30 | 1.5 | 16.5 | 0 | 2023-03-30 | -2.8 | 20.8 | 0 | 2022-03-30 | -0.5 | 18.5 | 0 | 2021-03-30 | 6.7 | 11.3 | 0 | 2020-03-30 | 5.8 | 12.2 | 0 | 2019-03-30 | 2.2 | 15.8 | 0 | 2018-03-30 | 2.1 | 15.9 | 0 | 2017-03-30 | 2.8 | 15.2 | 0 | 2016-03-30 | 2.6 | 15.4 | 0 | 15.9 | 0
2025-03-30 | 1.4 | 16.6 | 0 | 2024-03-30 | 3.3 | 14.7 | 0 | 2023-03-30 | -1.4 | 19.4 | 0 | 2022-03-30 | -1.2 | 19.2 | 0 | 2021-03-30 | 9.7 | 8.3 | 0 | 2020-03-30 | 6.5 | 11.5 | 0 | 2019-03-30 | 3 | 15 | 0 | 2018-03-30 | 2.8 | 15.2 | 0 | 2017-03-30 | 3.4 | 14.6 | 0 | 2016-03-30 | 4.6 | 13.4 | 0 | 14.79 | 0
2025-03-30 | 2 | 16 | 0 | 2024-03-30 | 4 | 14 | 0 | 2023-03-30 | -1.2 | 19.2 | 0 | 2022-03-30 | -1.3 | 19.3 | 0 | 2021-03-30 | 11.3 | 6.7 | 0 | 2020-03-30 | 6.9 | 11.1 | 0 | 2019-03-30 | 3.2 | 14.8 | 0 | 2018-03-30 | 4.3 | 13.7 | 0 | 2017-03-30 | 3.1 | 14.9 | 0 | 2016-03-30 | 5.9 | 12.1 | 0 | 14.18 | 0
2025-03-30 | 2.5 | 15.5 | 0 | 2024-03-30 | 4.9 | 13.1 | 0 | 2023-03-30 | 0.1 | 17.9 | 0 | 2022-03-30 | -0.5 | 18.5 | 0 | 2021-03-30 | 13.9 | 4.1 | 0 | 2020-03-30 | 7 | 11 | 0 | 2019-03-30 | 3.5 | 14.5 | 0 | 2018-03-30 | 3.4 | 14.6 | 0 | 2017-03-30 | 2.9 | 15.1 | 0 | 2016-03-30 | 6.9 | 11.1 | 0 | 13.54 | 0
2025-03-30 | 2.8 | 15.2 | 0 | 2024-03-30 | 6.6 | 11.4 | 0 | 2023-03-30 | 0.7 | 17.3 | 0 | 2022-03-30 | 0.2 | 17.8 | 0 | 2021-03-30 | 16.6 | 1.4 | 0 | 2020-03-30 | 7.6 | 10.4 | 0 | 2019-03-30 | 3.8 | 14.2 | 0 | 2018-03-30 | 3.4 | 14.6 | 0 | 2017-03-30 | 2.8 | 15.2 | 0 | 2016-03-30 | 8.2 | 9.8 | 0 | 12.73 | 0
2025-03-30 | 3.1 | 14.9 | 0 | 2024-03-30 | 6.5 | 11.5 | 0 | 2023-03-30 | 1.6 | 16.4 | 0 | 2022-03-30 | 0.8 | 17.2 | 0 | 2021-03-30 | 18.3 | 0 | 0.3 | 2020-03-30 | 7.7 | 10.3 | 0 | 2019-03-30 | 4.3 | 13.7 | 0 | 2018-03-30 | 4.7 | 13.3 | 0 | 2017-03-30 | 2.5 | 15.5 | 0 | 2016-03-30 | 9.2 | 8.8 | 0 | 12.16 | 0.03
2025-03-30 | 3.5 | 14.5 | 0 | 2024-03-30 | 6.8 | 11.2 | 0 | 2023-03-30 | 1.7 | 16.3 | 0 | 2022-03-30 | 1.1 | 16.9 | 0 | 2021-03-30 | 18.6 | 0 | 0.6 | 2020-03-30 | 8 | 10 | 0 | 2019-03-30 | 3.5 | 14.5 | 0 | 2018-03-30 | 4.3 | 13.7 | 0 | 2017-03-30 | 2.8 | 15.2 | 0 | 2016-03-30 | 9.2 | 8.8 | 0 | 12.11 | 0.06
2025-03-30 | 3.7 | 14.3 | 0 | 2024-03-30 | 7.1 | 10.9 | 0 | 2023-03-30 | 3.6 | 14.4 | 0 | 2022-03-30 | 1.2 | 16.8 | 0 | 2021-03-30 | 18.9 | 0 | 0.9 | 2020-03-30 | 7.9 | 10.1 | 0 | 2019-03-30 | 3.4 | 14.6 | 0 | 2018-03-30 | 4.2 | 13.8 | 0 | 2017-03-30 | 2.3 | 15.7 | 0 | 2016-03-30 | 8.6 | 9.4 | 0 | 12 | 0.09
2025-03-30 | 3.7 | 14.3 | 0 | 2024-03-30 | 7.1 | 10.9 | 0 | 2023-03-30 | 4 | 14 | 0 | 2022-03-30 | 2 | 16 | 0 | 2021-03-30 | 19.6 | 0 | 1.6 | 2020-03-30 | 7.1 | 10.9 | 0 | 2019-03-30 | 2.8 | 15.2 | 0 | 2018-03-30 | 5.3 | 12.7 | 0 | 2017-03-30 | 0.6 | 17.4 | 0 | 2016-03-30 | 9.5 | 8.5 | 0 | 11.99 | 0.16
2025-03-30 | 3.5 | 14.5 | 0 | 2024-03-30 | 7.3 | 10.7 | 0 | 2023-03-30 | 3.5 | 14.5 | 0 | 2022-03-30 | 1.7 | 16.3 | 0 | 2021-03-30 | 20.3 | 0 | 2.3 | 2020-03-30 | 6.3 | 11.7 | 0 | 2019-03-30 | 2.8 | 15.2 | 0 | 2018-03-30 | 4.7 | 13.3 | 0 | 2017-03-30 | 0.2 | 17.8 | 0 | 2016-03-30 | 8 | 10 | 0 | 12.4 | 0.23
2025-03-30 | 3.3 | 14.7 | 0 | 2024-03-30 | 7 | 11 | 0 | 2023-03-30 | 2.7 | 15.3 | 0 | 2022-03-30 | 1 | 17 | 0 | 2021-03-30 | 19.3 | 0 | 1.3 | 2020-03-30 | 5.3 | 12.7 | 0 | 2019-03-30 | 2.7 | 15.3 | 0 | 2018-03-30 | 3.8 | 14.2 | 0 | 2017-03-30 | 0.4 | 17.6 | 0 | 2016-03-30 | 6.7 | 11.3 | 0 | 12.91 | 0.13
2025-03-30 | 3.2 | 14.8 | 0 | 2024-03-30 | 6 | 12 | 0 | 2023-03-30 | 1.4 | 16.6 | 0 | 2022-03-30 | 1.2 | 16.8 | 0 | 2021-03-30 | 18.5 | 0 | 0.5 | 2020-03-30 | 5.3 | 12.7 | 0 | 2019-03-30 | 2.4 | 15.6 | 0 | 2018-03-30 | 3 | 15 | 0 | 2017-03-30 | 0.3 | 17.7 | 0 | 2016-03-30 | 5.4 | 12.6 | 0 | 13.38 | 0.05
2025-03-30 | 3.1 | 14.9 | 0 | 2024-03-30 | 5.9 | 12.1 | 0 | 2023-03-30 | 1.1 | 16.9 | 0 | 2022-03-30 | 1.8 | 16.2 | 0 | 2021-03-30 | 17.7 | 0.3 | 0 | 2020-03-30 | 5 | 13 | 0 | 2019-03-30 | 1.5 | 16.5 | 0 | 2018-03-30 | 1.9 | 16.1 | 0 | 2017-03-30 | 0.2 | 17.8 | 0 | 2016-03-30 | 6.5 | 11.5 | 0 | 13.53 | 0
2025-03-30 | 3.2 | 14.8 | 0 | 2024-03-30 | 4.7 | 13.3 | 0 | 2023-03-30 | 0.9 | 17.1 | 0 | 2022-03-30 | 2.2 | 15.8 | 0 | 2021-03-30 | 17.3 | 0.7 | 0 | 2020-03-30 | 4.9 | 13.1 | 0 | 2019-03-30 | 1.1 | 16.9 | 0 | 2018-03-30 | 0 | 18 | 0 | 2017-03-30 | 0.6 | 17.4 | 0 | 2016-03-30 | 6.9 | 11.1 | 0 | 13.82 | 0
2025-03-30 | 3.8 | 14.2 | 0 | 2024-03-30 | 4 | 14 | 0 | 2023-03-30 | 0.6 | 17.4 | 0 | 2022-03-30 | 2.4 | 15.6 | 0 | 2021-03-30 | 17 | 1 | 0 | 2020-03-30 | 5 | 13 | 0 | 2019-03-30 | 0.8 | 17.2 | 0 | 2018-03-30 | -1.4 | 19.4 | 0 | 2017-03-30 | 0.8 | 17.2 | 0 | 2016-03-30 | 7 | 11 | 0 | 14 | 0
2025-03-30 | 3.5 | 14.5 | 0 | 2024-03-30 | 3.1 | 14.9 | 0 | 2023-03-30 | 0.1 | 17.9 | 0 | 2022-03-30 | 2.4 | 15.6 | 0 | 2021-03-30 | 16.5 | 1.5 | 0 | 2020-03-30 | 4.9 | 13.1 | 0 | 2019-03-30 | 0.4 | 17.6 | 0 | 2018-03-30 | -1.2 | 19.2 | 0 | 2017-03-30 | 1 | 17 | 0 | 2016-03-30 | 9.9 | 8.1 | 0 | 13.94 | 0
2025-03-31 | 4 | 14 | 0 | 2024-03-31 | 2.7 | 15.3 | 0 | 2023-03-31 | 0 | 18 | 0 | 2022-03-31 | 2.9 | 15.1 | 0 | 2021-03-31 | 16.8 | 1.2 | 0 | 2020-03-31 | 5 | 13 | 0 | 2019-03-31 | 0.4 | 17.6 | 0 | 2018-03-31 | -1.7 | 19.7 | 0 | 2017-03-31 | 1.1 | 16.9 | 0 | 2016-03-31 | 8.2 | 9.8 | 0 | 14.06 | 0
2025-03-31 | 4.2 | 13.8 | 0 | 2024-03-31 | 2 | 16 | 0 | 2023-03-31 | 0.2 | 17.8 | 0 | 2022-03-31 | 3.5 | 14.5 | 0 | 2021-03-31 | 14.2 | 3.8 | 0 | 2020-03-31 | 5 | 13 | 0 | 2019-03-31 | 0.2 | 17.8 | 0 | 2018-03-31 | -0.4 | 18.4 | 0 | 2017-03-31 | 1.3 | 16.7 | 0 | 2016-03-31 | 8.9 | 9.1 | 0 | 14.09 | 0
2025-03-31 | 4.5 | 13.5 | 0 | 2024-03-31 | 2.2 | 15.8 | 0 | 2023-03-31 | 0.4 | 17.6 | 0 | 2022-03-31 | 3 | 15 | 0 | 2021-03-31 | 13.3 | 4.7 | 0 | 2020-03-31 | 5 | 13 | 0 | 2019-03-31 | -0.1 | 18.1 | 0 | 2018-03-31 | -0.9 | 18.9 | 0 | 2017-03-31 | 1.6 | 16.4 | 0 | 2016-03-31 | 8.4 | 9.6 | 0 | 14.26 | 0
2025-03-31 | 5 | 13 | 0 | 2024-03-31 | 1.9 | 16.1 | 0 | 2023-03-31 | 0.7 | 17.3 | 0 | 2022-03-31 | 3.6 | 14.4 | 0 | 2021-03-31 | 14.4 | 3.6 | 0 | 2020-03-31 | 4.9 | 13.1 | 0 | 2019-03-31 | -0.4 | 18.4 | 0 | 2018-03-31 | -1.2 | 19.2 | 0 | 2017-03-31 | 1.8 | 16.2 | 0 | 2016-03-31 | 12.6 | 5.4 | 0 | 13.67 | 0
2025-03-31 | 6 | 12 | 0 | 2024-03-31 | 2.1 | 15.9 | 0 | 2023-03-31 | 0.9 | 17.1 | 0 | 2022-03-31 | 5.2 | 12.8 | 0 | 2021-03-31 | 13.9 | 4.1 | 0 | 2020-03-31 | 4.7 | 13.3 | 0 | 2019-03-31 | -0.4 | 18.4 | 0 | 2018-03-31 | -0.7 | 18.7 | 0 | 2017-03-31 | 2 | 16 | 0 | 2016-03-31 | 12 | 6 | 0 | 13.43 | 0
2025-03-31 | 10.6 | 7.4 | 0 | 2024-03-31 | 1.6 | 16.4 | 0 | 2023-03-31 | 0.7 | 17.3 | 0 | 2022-03-31 | 7.8 | 10.2 | 0 | 2021-03-31 | 14.2 | 3.8 | 0 | 2020-03-31 | 4.5 | 13.5 | 0 | 2019-03-31 | -0.4 | 18.4 | 0 | 2018-03-31 | -0.6 | 18.6 | 0 | 2017-03-31 | 2.2 | 15.8 | 0 | 2016-03-31 | 11.5 | 6.5 | 0 | 12.79 | 0
2025-03-31 | 10.3 | 7.7 | 0 | 2024-03-31 | 2 | 16 | 0 | 2023-03-31 | 1.2 | 16.8 | 0 | 2022-03-31 | 7.2 | 10.8 | 0 | 2021-03-31 | 13.9 | 4.1 | 0 | 2020-03-31 | 4.4 | 13.6 | 0 | 2019-03-31 | -0.2 | 18.2 | 0 | 2018-03-31 | -0.4 | 18.4 | 0 | 2017-03-31 | 2.2 | 15.8 | 0 | 2016-03-31 | 10.9 | 7.1 | 0 | 12.85 | 0
2025-03-31 | 11.9 | 6.1 | 0 | 2024-03-31 | 2.4 | 15.6 | 0 | 2023-03-31 | 1.5 | 16.5 | 0 | 2022-03-31 | 6.1 | 11.9 | 0 | 2021-03-31 | 7 | 11 | 0 | 2020-03-31 | 4.6 | 13.4 | 0 | 2019-03-31 | 0 | 18 | 0 | 2018-03-31 | 0.4 | 17.6 | 0 | 2017-03-31 | 2.3 | 15.7 | 0 | 2016-03-31 | 11.1 | 6.9 | 0 | 13.27 | 0
2025-03-31 | 9.2 | 8.8 | 0 | 2024-03-31 | 2.7 | 15.3 | 0 | 2023-03-31 | 2.4 | 15.6 | 0 | 2022-03-31 | 9.6 | 8.4 | 0 | 2021-03-31 | 6.3 | 11.7 | 0 | 2020-03-31 | 5.4 | 12.6 | 0 | 2019-03-31 | 0.3 | 17.7 | 0 | 2018-03-31 | 2.4 | 15.6 | 0 | 2017-03-31 | 2.5 | 15.5 | 0 | 2016-03-31 | 10.6 | 7.4 | 0 | 12.86 | 0
2025-03-31 | 9.4 | 8.6 | 0 | 2024-03-31 | 3.2 | 14.8 | 0 | 2023-03-31 | 1.9 | 16.1 | 0 | 2022-03-31 | 13.3 | 4.7 | 0 | 2021-03-31 | 6.7 | 11.3 | 0 | 2020-03-31 | 5.7 | 12.3 | 0 | 2019-03-31 | 0.8 | 17.2 | 0 | 2018-03-31 | 5.1 | 12.9 | 0 | 2017-03-31 | 2.6 | 15.4 | 0 | 2016-03-31 | 10.8 | 7.2 | 0 | 12.05 | 0
2025-03-31 | 8.3 | 9.7 | 0 | 2024-03-31 | 4.3 | 13.7 | 0 | 2023-03-31 | 1.9 | 16.1 | 0 | 2022-03-31 | 17.5 | 0.5 | 0 | 2021-03-31 | 8 | 10 | 0 | 2020-03-31 | 6.1 | 11.9 | 0 | 2019-03-31 | 1 | 17 | 0 | 2018-03-31 | 7.2 | 10.8 | 0 | 2017-03-31 | 2.9 | 15.1 | 0 | 2016-03-31 | 11.2 | 6.8 | 0 | 11.16 | 0
2025-03-31 | 7.3 | 10.7 | 0 | 2024-03-31 | 6.1 | 11.9 | 0 | 2023-03-31 | 2.2 | 15.8 | 0 | 2022-03-31 | 16.3 | 1.7 | 0 | 2021-03-31 | 7.3 | 10.7 | 0 | 2020-03-31 | 5 | 13 | 0 | 2019-03-31 | 0.6 | 17.4 | 0 | 2018-03-31 | 8.2 | 9.8 | 0 | 2017-03-31 | 3 | 15 | 0 | 2016-03-31 | 11.9 | 6.1 | 0 | 11.21 | 0
2025-03-31 | 6.4 | 11.6 | 0 | 2024-03-31 | 5.9 | 12.1 | 0 | 2023-03-31 | 4 | 14 | 0 | 2022-03-31 | 16.1 | 1.9 | 0 | 2021-03-31 | 8.1 | 9.9 | 0 | 2020-03-31 | 4.4 | 13.6 | 0 | 2019-03-31 | 1.6 | 16.4 | 0 | 2018-03-31 | 8 | 10 | 0 | 2017-03-31 | 3 | 15 | 0 | 2016-03-31 | 12.2 | 5.8 | 0 | 11.03 | 0
2025-03-31 | 6.5 | 11.5 | 0 | 2024-03-31 | 8.1 | 9.9 | 0 | 2023-03-31 | 4.4 | 13.6 | 0 | 2022-03-31 | 16.4 | 1.6 | 0 | 2021-03-31 | 9.6 | 8.4 | 0 | 2020-03-31 | 4.7 | 13.3 | 0 | 2019-03-31 | 1.2 | 16.8 | 0 | 2018-03-31 | 8.3 | 9.7 | 0 | 2017-03-31 | 3.1 | 14.9 | 0 | 2016-03-31 | 12.4 | 5.6 | 0 | 10.53 | 0
2025-03-31 | 6.5 | 11.5 | 0 | 2024-03-31 | 9.6 | 8.4 | 0 | 2023-03-31 | 4.4 | 13.6 | 0 | 2022-03-31 | 16.5 | 1.5 | 0 | 2021-03-31 | 10.4 | 7.6 | 0 | 2020-03-31 | 4.8 | 13.2 | 0 | 2019-03-31 | 1.4 | 16.6 | 0 | 2018-03-31 | 8 | 10 | 0 | 2017-03-31 | 3.4 | 14.6 | 0 | 2016-03-31 | 12.5 | 5.5 | 0 | 10.25 | 0
2025-03-31 | 3.8 | 14.2 | 0 | 2024-03-31 | 9.9 | 8.1 | 0 | 2023-03-31 | 3.8 | 14.2 | 0 | 2022-03-31 | 13.1 | 4.9 | 0 | 2021-03-31 | 9.7 | 8.3 | 0 | 2020-03-31 | 4.9 | 13.1 | 0 | 2019-03-31 | 0.3 | 17.7 | 0 | 2018-03-31 | 8.4 | 9.6 | 0 | 2017-03-31 | 3.6 | 14.4 | 0 | 2016-03-31 | 13 | 5 | 0 | 10.95 | 0
2025-03-31 | 2.6 | 15.4 | 0 | 2024-03-31 | 10.4 | 7.6 | 0 | 2023-03-31 | 4.1 | 13.9 | 0 | 2022-03-31 | 11.2 | 6.8 | 0 | 2021-03-31 | 9.9 | 8.1 | 0 | 2020-03-31 | 5.3 | 12.7 | 0 | 2019-03-31 | 0.4 | 17.6 | 0 | 2018-03-31 | 7.9 | 10.1 | 0 | 2017-03-31 | 3.7 | 14.3 | 0 | 2016-03-31 | 13.1 | 4.9 | 0 | 11.14 | 0
2025-03-31 | 1.8 | 16.2 | 0 | 2024-03-31 | 8.6 | 9.4 | 0 | 2023-03-31 | 4.2 | 13.8 | 0 | 2022-03-31 | 9.5 | 8.5 | 0 | 2021-03-31 | 8.4 | 9.6 | 0 | 2020-03-31 | 5.7 | 12.3 | 0 | 2019-03-31 | -0.5 | 18.5 | 0 | 2018-03-31 | 5.2 | 12.8 | 0 | 2017-03-31 | 3.8 | 14.2 | 0 | 2016-03-31 | 14.6 | 3.4 | 0 | 11.87 | 0
2025-03-31 | 1.6 | 16.4 | 0 | 2024-03-31 | 7.9 | 10.1 | 0 | 2023-03-31 | 4.1 | 13.9 | 0 | 2022-03-31 | 8.4 | 9.6 | 0 | 2021-03-31 | 5.5 | 12.5 | 0 | 2020-03-31 | 5.6 | 12.4 | 0 | 2019-03-31 | -1.8 | 19.8 | 0 | 2018-03-31 | 4.9 | 13.1 | 0 | 2017-03-31 | 3.5 | 14.5 | 0 | 2016-03-31 | 15.4 | 2.6 | 0 | 12.49 | 0
2025-03-31 | 1 | 17 | 0 | 2024-03-31 | 7.5 | 10.5 | 0 | 2023-03-31 | 4 | 14 | 0 | 2022-03-31 | 7.3 | 10.7 | 0 | 2021-03-31 | 4.7 | 13.3 | 0 | 2020-03-31 | 5 | 13 | 0 | 2019-03-31 | -2.7 | 20.7 | 0 | 2018-03-31 | 5.2 | 12.8 | 0 | 2017-03-31 | 2.8 | 15.2 | 0 | 2016-03-31 | 16 | 2 | 0 | 12.92 | 0
2025-03-31 | 0.7 | 17.3 | 0 | 2024-03-31 | 7 | 11 | 0 | 2023-03-31 | 4 | 14 | 0 | 2022-03-31 | 6.8 | 11.2 | 0 | 2021-03-31 | 3.4 | 14.6 | 0 | 2020-03-31 | 5.1 | 12.9 | 0 | 2019-03-31 | -3.1 | 21.1 | 0 | 2018-03-31 | 6.8 | 11.2 | 0 | 2017-03-31 | 2.4 | 15.6 | 0 | 2016-03-31 | 13.6 | 4.4 | 0 | 13.33 | 0
2025-03-31 | 0.6 | 17.4 | 0 | 2024-03-31 | 6.6 | 11.4 | 0 | 2023-03-31 | 4 | 14 | 0 | 2022-03-31 | 6.4 | 11.6 | 0 | 2021-03-31 | 2.4 | 15.6 | 0 | 2020-03-31 | 5.4 | 12.6 | 0 | 2019-03-31 | -3.4 | 21.4 | 0 | 2018-03-31 | 7.1 | 10.9 | 0 | 2017-03-31 | 2.3 | 15.7 | 0 | 2016-03-31 | 14.5 | 3.5 | 0 | 13.41 | 0
2025-03-31 | 0.8 | 17.2 | 0 | 2024-03-31 | 4 | 14 | 0 | 2023-03-31 | 3.9 | 14.1 | 0 | 2022-03-31 | 5.3 | 12.7 | 0 | 2021-03-31 | 1.8 | 16.2 | 0 | 2020-03-31 | 5.2 | 12.8 | 0 | 2019-03-31 | -3.5 | 21.5 | 0 | 2018-03-31 | 7 | 11 | 0 | 2017-03-31 | 2.2 | 15.8 | 0 | 2016-03-31 | 14.3 | 3.7 | 0 | 13.9 | 0
2025-03-31 | 0.9 | 17.1 | 0 | 2024-03-31 | 3.3 | 14.7 | 0 | 2023-03-31 | 3.9 | 14.1 | 0 | 2022-03-31 | 4.1 | 13.9 | 0 | 2021-03-31 | 1.5 | 16.5 | 0 | 2020-03-31 | 4.9 | 13.1 | 0 | 2019-03-31 | -3.5 | 21.5 | 0 | 2018-03-31 | 4.2 | 13.8 | 0 | 2017-03-31 | 2.1 | 15.9 | 0 | 2016-03-31 | 14.1 | 3.9 | 0 | 14.45 | 0
2025-04-01 | 1.4 | 16.6 | 0 | 2024-04-01 | 2.9 | 15.1 | 0 | 2023-04-01 | 4.1 | 13.9 | 0 | 2022-04-01 | 3.3 | 14.7 | 0 | 2021-04-01 | 1 | 17 | 0 | 2020-04-01 | 5 | 13 | 0 | 2019-04-01 | -3.6 | 21.6 | 0 | 2018-04-01 | 1.1 | 16.9 | 0 | 2017-04-01 | 1.9 | 16.1 | 0 | 2016-04-01 | 13.8 | 4.2 | 0 | 14.91 | 0
2025-04-01 | 1.6 | 16.4 | 0 | 2024-04-01 | 2.7 | 15.3 | 0 | 2023-04-01 | 4.7 | 13.3 | 0 | 2022-04-01 | 2.7 | 15.3 | 0 | 2021-04-01 | 0.1 | 17.9 | 0 | 2020-04-01 | 4.3 | 13.7 | 0 | 2019-04-01 | -3.9 | 21.9 | 0 | 2018-04-01 | -0.6 | 18.6 | 0 | 2017-04-01 | 1.7 | 16.3 | 0 | 2016-04-01 | 12.4 | 5.6 | 0 | 15.43 | 0
2025-04-01 | 0.7 | 17.3 | 0 | 2024-04-01 | 2.5 | 15.5 | 0 | 2023-04-01 | 4.8 | 13.2 | 0 | 2022-04-01 | 2.3 | 15.7 | 0 | 2021-04-01 | -0.4 | 18.4 | 0 | 2020-04-01 | 4 | 14 | 0 | 2019-04-01 | -4.2 | 22.2 | 0 | 2018-04-01 | -1.2 | 19.2 | 0 | 2017-04-01 | 1.6 | 16.4 | 0 | 2016-04-01 | 11.6 | 6.4 | 0 | 15.83 | 0
2025-04-01 | 0.5 | 17.5 | 0 | 2024-04-01 | 2.1 | 15.9 | 0 | 2023-04-01 | 5.7 | 12.3 | 0 | 2022-04-01 | 2 | 16 | 0 | 2021-04-01 | -1.3 | 19.3 | 0 | 2020-04-01 | 3.9 | 14.1 | 0 | 2019-04-01 | -4.5 | 22.5 | 0 | 2018-04-01 | -1.7 | 19.7 | 0 | 2017-04-01 | 1.5 | 16.5 | 0 | 2016-04-01 | 11 | 7 | 0 | 16.08 | 0
2025-04-01 | 0.1 | 17.9 | 0 | 2024-04-01 | 2 | 16 | 0 | 2023-04-01 | 6.6 | 11.4 | 0 | 2022-04-01 | 1.8 | 16.2 | 0 | 2021-04-01 | -1.9 | 19.9 | 0 | 2020-04-01 | 3.8 | 14.2 | 0 | 2019-04-01 | -4.8 | 22.8 | 0 | 2018-04-01 | -2.1 | 20.1 | 0 | 2017-04-01 | 1.5 | 16.5 | 0 | 2016-04-01 | 10 | 8 | 0 | 16.3 | 0
2025-04-01 | -0.9 | 18.9 | 0 | 2024-04-01 | 1.7 | 16.3 | 0 | 2023-04-01 | 7.5 | 10.5 | 0 | 2022-04-01 | 1.2 | 16.8 | 0 | 2021-04-01 | -2.2 | 20.2 | 0 | 2020-04-01 | 1.6 | 16.4 | 0 | 2019-04-01 | -5 | 23 | 0 | 2018-04-01 | -3 | 21 | 0 | 2017-04-01 | 1.5 | 16.5 | 0 | 2016-04-01 | 8.9 | 9.1 | 0 | 16.87 | 0
2025-04-01 | -1.3 | 19.3 | 0 | 2024-04-01 | 2 | 16 | 0 | 2023-04-01 | 7 | 11 | 0 | 2022-04-01 | 0.7 | 17.3 | 0 | 2021-04-01 | -2.3 | 20.3 | 0 | 2020-04-01 | 1.5 | 16.5 | 0 | 2019-04-01 | -5.4 | 23.4 | 0 | 2018-04-01 | -3.4 | 21.4 | 0 | 2017-04-01 | 1.7 | 16.3 | 0 | 2016-04-01 | 9.3 | 8.7 | 0 | 17.02 | 0
2025-04-01 | -0.8 | 18.8 | 0 | 2024-04-01 | 2.3 | 15.7 | 0 | 2023-04-01 | 8.1 | 9.9 | 0 | 2022-04-01 | 0.4 | 17.6 | 0 | 2021-04-01 | -1.6 | 19.6 | 0 | 2020-04-01 | 2.1 | 15.9 | 0 | 2019-04-01 | -4.6 | 22.6 | 0 | 2018-04-01 | -2.9 | 20.9 | 0 | 2017-04-01 | 1.8 | 16.2 | 0 | 2016-04-01 | 8.9 | 9.1 | 0 | 16.63 | 0
2025-04-01 | -0.4 | 18.4 | 0 | 2024-04-01 | 3.8 | 14.2 | 0 | 2023-04-01 | 11.2 | 6.8 | 0 | 2022-04-01 | 1.3 | 16.7 | 0 | 2021-04-01 | -0.5 | 18.5 | 0 | 2020-04-01 | 3.6 | 14.4 | 0 | 2019-04-01 | -2.9 | 20.9 | 0 | 2018-04-01 | -1.9 | 19.9 | 0 | 2017-04-01 | 2.2 | 15.8 | 0 | 2016-04-01 | 8.9 | 9.1 | 0 | 15.47 | 0
2025-04-01 | 0.1 | 17.9 | 0 | 2024-04-01 | 5 | 13 | 0 | 2023-04-01 | 13 | 5 | 0 | 2022-04-01 | 2.4 | 15.6 | 0 | 2021-04-01 | 0 | 18 | 0 | 2020-04-01 | 5.9 | 12.1 | 0 | 2019-04-01 | -1 | 19 | 0 | 2018-04-01 | -0.7 | 18.7 | 0 | 2017-04-01 | 2.6 | 15.4 | 0 | 2016-04-01 | 7.8 | 10.2 | 0 | 14.49 | 0
2025-04-01 | 1 | 17 | 0 | 2024-04-01 | 6.6 | 11.4 | 0 | 2023-04-01 | 13.9 | 4.1 | 0 | 2022-04-01 | 1.7 | 16.3 | 0 | 2021-04-01 | -0.8 | 18.8 | 0 | 2020-04-01 | 7 | 11 | 0 | 2019-04-01 | -0.1 | 18.1 | 0 | 2018-04-01 | 0.1 | 17.9 | 0 | 2017-04-01 | 3.6 | 14.4 | 0 | 2016-04-01 | 7.7 | 10.3 | 0 | 13.93 | 0
2025-04-01 | 1 | 17 | 0 | 2024-04-01 | 8.6 | 9.4 | 0 | 2023-04-01 | 13.6 | 4.4 | 0 | 2022-04-01 | 1.6 | 16.4 | 0 | 2021-04-01 | -0.1 | 18.1 | 0 | 2020-04-01 | 8.6 | 9.4 | 0 | 2019-04-01 | 1 | 17 | 0 | 2018-04-01 | 1.4 | 16.6 | 0 | 2017-04-01 | 4.6 | 13.4 | 0 | 2016-04-01 | 6.4 | 11.6 | 0 | 13.33 | 0
2025-04-01 | 2.2 | 15.8 | 0 | 2024-04-01 | 9.5 | 8.5 | 0 | 2023-04-01 | 12.6 | 5.4 | 0 | 2022-04-01 | 1.5 | 16.5 | 0 | 2021-04-01 | 1.1 | 16.9 | 0 | 2020-04-01 | 9.4 | 8.6 | 0 | 2019-04-01 | 1.2 | 16.8 | 0 | 2018-04-01 | 2.1 | 15.9 | 0 | 2017-04-01 | 5.2 | 12.8 | 0 | 2016-04-01 | 6.8 | 11.2 | 0 | 12.84 | 0
2025-04-01 | 2.5 | 15.5 | 0 | 2024-04-01 | 10.5 | 7.5 | 0 | 2023-04-01 | 12.8 | 5.2 | 0 | 2022-04-01 | 3.2 | 14.8 | 0 | 2021-04-01 | 1.8 | 16.2 | 0 | 2020-04-01 | 9 | 9 | 0 | 2019-04-01 | 0.6 | 17.4 | 0 | 2018-04-01 | 2.4 | 15.6 | 0 | 2017-04-01 | 7.1 | 10.9 | 0 | 2016-04-01 | 7.4 | 10.6 | 0 | 12.27 | 0
2025-04-01 | 3.2 | 14.8 | 0 | 2024-04-01 | 10.4 | 7.6 | 0 | 2023-04-01 | 11.8 | 6.2 | 0 | 2022-04-01 | 2.6 | 15.4 | 0 | 2021-04-01 | 1.4 | 16.6 | 0 | 2020-04-01 | 8.5 | 9.5 | 0 | 2019-04-01 | 2.8 | 15.2 | 0 | 2018-04-01 | 3.3 | 14.7 | 0 | 2017-04-01 | 9.1 | 8.9 | 0 | 2016-04-01 | 8.3 | 9.7 | 0 | 11.86 | 0
2025-04-01 | 2.9 | 15.1 | 0 | 2024-04-01 | 10.8 | 7.2 | 0 | 2023-04-01 | 10.5 | 7.5 | 0 | 2022-04-01 | 2.5 | 15.5 | 0 | 2021-04-01 | 0.2 | 17.8 | 0 | 2020-04-01 | 8.9 | 9.1 | 0 | 2019-04-01 | 2.3 | 15.7 | 0 | 2018-04-01 | 2.9 | 15.1 | 0 | 2017-04-01 | 10.5 | 7.5 | 0 | 2016-04-01 | 7.7 | 10.3 | 0 | 12.08 | 0
2025-04-01 | 2.9 | 15.1 | 0 | 2024-04-01 | 10.6 | 7.4 | 0 | 2023-04-01 | 8.3 | 9.7 | 0 | 2022-04-01 | 2.5 | 15.5 | 0 | 2021-04-01 | -2.1 | 20.1 | 0 | 2020-04-01 | 9.1 | 8.9 | 0 | 2019-04-01 | 2.7 | 15.3 | 0 | 2018-04-01 | 1.8 | 16.2 | 0 | 2017-04-01 | 10.3 | 7.7 | 0 | 2016-04-01 | 6.2 | 11.8 | 0 | 12.77 | 0
2025-04-01 | 2.6 | 15.4 | 0 | 2024-04-01 | 10.1 | 7.9 | 0 | 2023-04-01 | 4.1 | 13.9 | 0 | 2022-04-01 | 2 | 16 | 0 | 2021-04-01 | -1.6 | 19.6 | 0 | 2020-04-01 | 8.7 | 9.3 | 0 | 2019-04-01 | 2.4 | 15.6 | 0 | 2018-04-01 | 1.7 | 16.3 | 0 | 2017-04-01 | 9.7 | 8.3 | 0 | 2016-04-01 | 5.9 | 12.1 | 0 | 13.44 | 0
2025-04-01 | 1.6 | 16.4 | 0 | 2024-04-01 | 9.3 | 8.7 | 0 | 2023-04-01 | 2 | 16 | 0 | 2022-04-01 | 1 | 17 | 0 | 2021-04-01 | -1.1 | 19.1 | 0 | 2020-04-01 | 8.3 | 9.7 | 0 | 2019-04-01 | 1.1 | 16.9 | 0 | 2018-04-01 | 0.2 | 17.8 | 0 | 2017-04-01 | 9.1 | 8.9 | 0 | 2016-04-01 | 6.1 | 11.9 | 0 | 14.24 | 0
2025-04-01 | 0.2 | 17.8 | 0 | 2024-04-01 | 9 | 9 | 0 | 2023-04-01 | 0.7 | 17.3 | 0 | 2022-04-01 | 0.3 | 17.7 | 0 | 2021-04-01 | -1.3 | 19.3 | 0 | 2020-04-01 | 8.4 | 9.6 | 0 | 2019-04-01 | 1.1 | 16.9 | 0 | 2018-04-01 | -0.4 | 18.4 | 0 | 2017-04-01 | 7.3 | 10.7 | 0 | 2016-04-01 | 4.9 | 13.1 | 0 | 14.98 | 0
2025-04-01 | -0.1 | 18.1 | 0 | 2024-04-01 | 8.4 | 9.6 | 0 | 2023-04-01 | 0.4 | 17.6 | 0 | 2022-04-01 | -0.1 | 18.1 | 0 | 2021-04-01 | -1.6 | 19.6 | 0 | 2020-04-01 | 8 | 10 | 0 | 2019-04-01 | 0.7 | 17.3 | 0 | 2018-04-01 | -0.7 | 18.7 | 0 | 2017-04-01 | 7 | 11 | 0 | 2016-04-01 | 3.9 | 14.1 | 0 | 15.41 | 0
2025-04-01 | -0.1 | 18.1 | 0 | 2024-04-01 | 7.4 | 10.6 | 0 | 2023-04-01 | 0.3 | 17.7 | 0 | 2022-04-01 | -0.5 | 18.5 | 0 | 2021-04-01 | -1.9 | 19.9 | 0 | 2020-04-01 | 7.4 | 10.6 | 0 | 2019-04-01 | 0.4 | 17.6 | 0 | 2018-04-01 | -1 | 19 | 0 | 2017-04-01 | 5.7 | 12.3 | 0 | 2016-04-01 | 3.6 | 14.4 | 0 | 15.87 | 0
2025-04-01 | -1 | 19 | 0 | 2024-04-01 | 6.9 | 11.1 | 0 | 2023-04-01 | -0.7 | 18.7 | 0 | 2022-04-01 | -0.7 | 18.7 | 0 | 2021-04-01 | -1.6 | 19.6 | 0 | 2020-04-01 | 6.3 | 11.7 | 0 | 2019-04-01 | 0.1 | 17.9 | 0 | 2018-04-01 | -0.3 | 18.3 | 0 | 2017-04-01 | 4 | 14 | 0 | 2016-04-01 | 4.1 | 13.9 | 0 | 16.29 | 0
2025-04-01 | -1 | 19 | 0 | 2024-04-01 | 6.7 | 11.3 | 0 | 2023-04-01 | -1 | 19 | 0 | 2022-04-01 | -0.4 | 18.4 | 0 | 2021-04-01 | -2 | 20 | 0 | 2020-04-01 | 5.4 | 12.6 | 0 | 2019-04-01 | 0.1 | 17.9 | 0 | 2018-04-01 | -0.2 | 18.2 | 0 | 2017-04-01 | 3.7 | 14.3 | 0 | 2016-04-01 | 3.8 | 14.2 | 0 | 16.49 | 0
2025-04-02 | -0.3 | 18.3 | 0 | 2024-04-02 | 7.2 | 10.8 | 0 | 2023-04-02 | -1.5 | 19.5 | 0 | 2022-04-02 | -0.9 | 18.9 | 0 | 2021-04-02 | -2.2 | 20.2 | 0 | 2020-04-02 | 4.4 | 13.6 | 0 | 2019-04-02 | 0.1 | 17.9 | 0 | 2018-04-02 | -0.9 | 18.9 | 0 | 2017-04-02 | 2.5 | 15.5 | 0 | 2016-04-02 | 3 | 15 | 0 | 16.86 | 0
2025-04-02 | -0.1 | 18.1 | 0 | 2024-04-02 | 6.7 | 11.3 | 0 | 2023-04-02 | -2 | 20 | 0 | 2022-04-02 | -1.7 | 19.7 | 0 | 2021-04-02 | -2.9 | 20.9 | 0 | 2020-04-02 | 4.5 | 13.5 | 0 | 2019-04-02 | 0.1 | 17.9 | 0 | 2018-04-02 | -1.1 | 19.1 | 0 | 2017-04-02 | 2.1 | 15.9 | 0 | 2016-04-02 | 2.8 | 15.2 | 0 | 17.16 | 0
2025-04-02 | -0.1 | 18.1 | 0 | 2024-04-02 | 6.7 | 11.3 | 0 | 2023-04-02 | -2.7 | 20.7 | 0 | 2022-04-02 | -2 | 20 | 0 | 2021-04-02 | -3 | 21 | 0 | 2020-04-02 | 4.8 | 13.2 | 0 | 2019-04-02 | 0.1 | 17.9 | 0 | 2018-04-02 | -1.3 | 19.3 | 0 | 2017-04-02 | 1.8 | 16.2 | 0 | 2016-04-02 | 2.7 | 15.3 | 0 | 17.3 | 0
2025-04-02 | -0.4 | 18.4 | 0 | 2024-04-02 | 6.5 | 11.5 | 0 | 2023-04-02 | -3.3 | 21.3 | 0 | 2022-04-02 | -2.3 | 20.3 | 0 | 2021-04-02 | -3.2 | 21.2 | 0 | 2020-04-02 | 4 | 14 | 0 | 2019-04-02 | 0.1 | 17.9 | 0 | 2018-04-02 | -2 | 20 | 0 | 2017-04-02 | 3.2 | 14.8 | 0 | 2016-04-02 | 2.2 | 15.8 | 0 | 17.52 | 0
2025-04-02 | -0.8 | 18.8 | 0 | 2024-04-02 | 6.1 | 11.9 | 0 | 2023-04-02 | -3.8 | 21.8 | 0 | 2022-04-02 | -2.8 | 20.8 | 0 | 2021-04-02 | -3.4 | 21.4 | 0 | 2020-04-02 | 2.8 | 15.2 | 0 | 2019-04-02 | 0.3 | 17.7 | 0 | 2018-04-02 | -2.2 | 20.2 | 0 | 2017-04-02 | 3.1 | 14.9 | 0 | 2016-04-02 | 2.3 | 15.7 | 0 | 17.84 | 0
2025-04-02 | -0.8 | 18.8 | 0 | 2024-04-02 | 5.7 | 12.3 | 0 | 2023-04-02 | -4.4 | 22.4 | 0 | 2022-04-02 | -2.5 | 20.5 | 0 | 2021-04-02 | -3.7 | 21.7 | 0 | 2020-04-02 | 2.5 | 15.5 | 0 | 2019-04-02 | 0.5 | 17.5 | 0 | 2018-04-02 | -2.8 | 20.8 | 0 | 2017-04-02 | 3.6 | 14.4 | 0 | 2016-04-02 | 1.7 | 16.3 | 0 | 18.02 | 0
2025-04-02 | -0.8 | 18.8 | 0 | 2024-04-02 | 5.2 | 12.8 | 0 | 2023-04-02 | -4.8 | 22.8 | 0 | 2022-04-02 | -2.8 | 20.8 | 0 | 2021-04-02 | -4.1 | 22.1 | 0 | 2020-04-02 | 2.4 | 15.6 | 0 | 2019-04-02 | 0.6 | 17.4 | 0 | 2018-04-02 | -3.2 | 21.2 | 0 | 2017-04-02 | 4.2 | 13.8 | 0 | 2016-04-02 | 0.9 | 17.1 | 0 | 18.24 | 0
2025-04-02 | -0.8 | 18.8 | 0 | 2024-04-02 | 5.3 | 12.7 | 0 | 2023-04-02 | -3.6 | 21.6 | 0 | 2022-04-02 | -1.6 | 19.6 | 0 | 2021-04-02 | -3.6 | 21.6 | 0 | 2020-04-02 | 3.4 | 14.6 | 0 | 2019-04-02 | 1.1 | 16.9 | 0 | 2018-04-02 | -1.9 | 19.9 | 0 | 2017-04-02 | 4.5 | 13.5 | 0 | 2016-04-02 | 0.2 | 17.8 | 0 | 17.7 | 0
2025-04-02 | -0.3 | 18.3 | 0 | 2024-04-02 | 5.6 | 12.4 | 0 | 2023-04-02 | -2.7 | 20.7 | 0 | 2022-04-02 | 0.3 | 17.7 | 0 | 2021-04-02 | -2.4 | 20.4 | 0 | 2020-04-02 | 5.3 | 12.7 | 0 | 2019-04-02 | 2.4 | 15.6 | 0 | 2018-04-02 | -1 | 19 | 0 | 2017-04-02 | 7.2 | 10.8 | 0 | 2016-04-02 | 0.3 | 17.7 | 0 | 16.53 | 0
2025-04-02 | 0.3 | 17.7 | 0 | 2024-04-02 | 5.3 | 12.7 | 0 | 2023-04-02 | -1.5 | 19.5 | 0 | 2022-04-02 | 2 | 16 | 0 | 2021-04-02 | -0.9 | 18.9 | 0 | 2020-04-02 | 7.7 | 10.3 | 0 | 2019-04-02 | 4.2 | 13.8 | 0 | 2018-04-02 | -0.1 | 18.1 | 0 | 2017-04-02 | 9.8 | 8.2 | 0 | 2016-04-02 | 1.4 | 16.6 | 0 | 15.18 | 0
2025-04-02 | 0 | 18 | 0 | 2024-04-02 | 5 | 13 | 0 | 2023-04-02 | -0.2 | 18.2 | 0 | 2022-04-02 | 2.7 | 15.3 | 0 | 2021-04-02 | 0.6 | 17.4 | 0 | 2020-04-02 | 9.5 | 8.5 | 0 | 2019-04-02 | 5.5 | 12.5 | 0 | 2018-04-02 | 1.1 | 16.9 | 0 | 2017-04-02 | 12.2 | 5.8 | 0 | 2016-04-02 | 2.5 | 15.5 | 0 | 14.11 | 0
2025-04-02 | 0.1 | 17.9 | 0 | 2024-04-02 | 4.8 | 13.2 | 0 | 2023-04-02 | 0.8 | 17.2 | 0 | 2022-04-02 | 3.5 | 14.5 | 0 | 2021-04-02 | 1.2 | 16.8 | 0 | 2020-04-02 | 11 | 7 | 0 | 2019-04-02 | 6.8 | 11.2 | 0 | 2018-04-02 | 3 | 15 | 0 | 2017-04-02 | 13 | 5 | 0 | 2016-04-02 | 4.2 | 13.8 | 0 | 13.16 | 0
2025-04-02 | -0.9 | 18.9 | 0 | 2024-04-02 | 5.2 | 12.8 | 0 | 2023-04-02 | 1.4 | 16.6 | 0 | 2022-04-02 | 3.6 | 14.4 | 0 | 2021-04-02 | 2.1 | 15.9 | 0 | 2020-04-02 | 12 | 6 | 0 | 2019-04-02 | 8.3 | 9.7 | 0 | 2018-04-02 | 4.5 | 13.5 | 0 | 2017-04-02 | 14.3 | 3.7 | 0 | 2016-04-02 | 4.2 | 13.8 | 0 | 12.53 | 0
2025-04-02 | -1.7 | 19.7 | 0 | 2024-04-02 | 5.4 | 12.6 | 0 | 2023-04-02 | 2 | 16 | 0 | 2022-04-02 | 4.2 | 13.8 | 0 | 2021-04-02 | 3 | 15 | 0 | 2020-04-02 | 13.9 | 4.1 | 0 | 2019-04-02 | 9.3 | 8.7 | 0 | 2018-04-02 | 4.9 | 13.1 | 0 | 2017-04-02 | 13.8 | 4.2 | 0 | 2016-04-02 | 3.2 | 14.8 | 0 | 12.2 | 0
2025-04-02 | -0.9 | 18.9 | 0 | 2024-04-02 | 6.1 | 11.9 | 0 | 2023-04-02 | 3 | 15 | 0 | 2022-04-02 | 4.8 | 13.2 | 0 | 2021-04-02 | 3.6 | 14.4 | 0 | 2020-04-02 | 13.4 | 4.6 | 0 | 2019-04-02 | 8 | 10 | 0 | 2018-04-02 | 5.9 | 12.1 | 0 | 2017-04-02 | 15 | 3 | 0 | 2016-04-02 | 2.4 | 15.6 | 0 | 11.87 | 0
2025-04-02 | -0.2 | 18.2 | 0 | 2024-04-02 | 6.6 | 11.4 | 0 | 2023-04-02 | 2.3 | 15.7 | 0 | 2022-04-02 | 5.2 | 12.8 | 0 | 2021-04-02 | 4.1 | 13.9 | 0 | 2020-04-02 | 13.7 | 4.3 | 0 | 2019-04-02 | 8.5 | 9.5 | 0 | 2018-04-02 | 7 | 11 | 0 | 2017-04-02 | 15.1 | 2.9 | 0 | 2016-04-02 | 3 | 15 | 0 | 11.47 | 0
2025-04-02 | 0 | 18 | 0 | 2024-04-02 | 7.4 | 10.6 | 0 | 2023-04-02 | 2.3 | 15.7 | 0 | 2022-04-02 | 5.3 | 12.7 | 0 | 2021-04-02 | 4.6 | 13.4 | 0 | 2020-04-02 | 13 | 5 | 0 | 2019-04-02 | 7.9 | 10.1 | 0 | 2018-04-02 | 6.9 | 11.1 | 0 | 2017-04-02 | 15.3 | 2.7 | 0 | 2016-04-02 | 2.2 | 15.8 | 0 | 11.51 | 0
2025-04-02 | 0.3 | 17.7 | 0 | 2024-04-02 | 6.8 | 11.2 | 0 | 2023-04-02 | 2.3 | 15.7 | 0 | 2022-04-02 | 4.7 | 13.3 | 0 | 2021-04-02 | 4 | 14 | 0 | 2020-04-02 | 11.7 | 6.3 | 0 | 2019-04-02 | 7.5 | 10.5 | 0 | 2018-04-02 | 6.2 | 11.8 | 0 | 2017-04-02 | 15.2 | 2.8 | 0 | 2016-04-02 | 1.6 | 16.4 | 0 | 11.97 | 0
2025-04-02 | 0.6 | 17.4 | 0 | 2024-04-02 | 6.1 | 11.9 | 0 | 2023-04-02 | 1.3 | 16.7 | 0 | 2022-04-02 | 3.9 | 14.1 | 0 | 2021-04-02 | 2.3 | 15.7 | 0 | 2020-04-02 | 10.2 | 7.8 | 0 | 2019-04-02 | 7.3 | 10.7 | 0 | 2018-04-02 | 5.2 | 12.8 | 0 | 2017-04-02 | 13.5 | 4.5 | 0 | 2016-04-02 | 1.1 | 16.9 | 0 | 12.85 | 0
2025-04-02 | 1.2 | 16.8 | 0 | 2024-04-02 | 5.7 | 12.3 | 0 | 2023-04-02 | 0.7 | 17.3 | 0 | 2022-04-02 | 3.3 | 14.7 | 0 | 2021-04-02 | 0.6 | 17.4 | 0 | 2020-04-02 | 8.6 | 9.4 | 0 | 2019-04-02 | 7 | 11 | 0 | 2018-04-02 | 4.4 | 13.6 | 0 | 2017-04-02 | 11.6 | 6.4 | 0 | 2016-04-02 | 0 | 18 | 0 | 13.69 | 0
2025-04-02 | 1.8 | 16.2 | 0 | 2024-04-02 | 5.5 | 12.5 | 0 | 2023-04-02 | 0.8 | 17.2 | 0 | 2022-04-02 | 2.4 | 15.6 | 0 | 2021-04-02 | 0 | 18 | 0 | 2020-04-02 | 7.1 | 10.9 | 0 | 2019-04-02 | 5.8 | 12.2 | 0 | 2018-04-02 | 4.2 | 13.8 | 0 | 2017-04-02 | 11 | 7 | 0 | 2016-04-02 | -1.1 | 19.1 | 0 | 14.25 | 0
2025-04-02 | 1.9 | 16.1 | 0 | 2024-04-02 | 5.6 | 12.4 | 0 | 2023-04-02 | 1.2 | 16.8 | 0 | 2022-04-02 | 2.1 | 15.9 | 0 | 2021-04-02 | -0.9 | 18.9 | 0 | 2020-04-02 | 6.6 | 11.4 | 0 | 2019-04-02 | 5.2 | 12.8 | 0 | 2018-04-02 | 3.5 | 14.5 | 0 | 2017-04-02 | 9.5 | 8.5 | 0 | 2016-04-02 | -1.4 | 19.4 | 0 | 14.67 | 0
2025-04-02 | 2.8 | 15.2 | 0 | 2024-04-02 | 5.3 | 12.7 | 0 | 2023-04-02 | 1.2 | 16.8 | 0 | 2022-04-02 | 1.8 | 16.2 | 0 | 2021-04-02 | -2.3 | 20.3 | 0 | 2020-04-02 | 5.5 | 12.5 | 0 | 2019-04-02 | 4.6 | 13.4 | 0 | 2018-04-02 | 2.7 | 15.3 | 0 | 2017-04-02 | 9.5 | 8.5 | 0 | 2016-04-02 | -1.3 | 19.3 | 0 | 15.02 | 0
2025-04-02 | 3.3 | 14.7 | 0 | 2024-04-02 | 5.1 | 12.9 | 0 | 2023-04-02 | 1.2 | 16.8 | 0 | 2022-04-02 | 1.8 | 16.2 | 0 | 2021-04-02 | -2.8 | 20.8 | 0 | 2020-04-02 | 6.2 | 11.8 | 0 | 2019-04-02 | 4.3 | 13.7 | 0 | 2018-04-02 | 2.9 | 15.1 | 0 | 2017-04-02 | 8 | 10 | 0 | 2016-04-02 | -2.3 | 20.3 | 0 | 15.23 | 0
2025-04-03 | 4.3 | 13.7 | 0 | 2024-04-03 | 5.1 | 12.9 | 0 | 2023-04-03 | 1.4 | 16.6 | 0 | 2022-04-03 | 2 | 16 | 0 | 2021-04-03 | -2.4 | 20.4 | 0 | 2020-04-03 | 5.6 | 12.4 | 0 | 2019-04-03 | 3.9 | 14.1 | 0 | 2018-04-03 | 2.5 | 15.5 | 0 | 2017-04-03 | 7.2 | 10.8 | 0 | 2016-04-03 | -2.8 | 20.8 | 0 | 15.32 | 0
2025-04-03 | 3.9 | 14.1 | 0 | 2024-04-03 | 5.1 | 12.9 | 0 | 2023-04-03 | 1.4 | 16.6 | 0 | 2022-04-03 | 1.6 | 16.4 | 0 | 2021-04-03 | -4 | 22 | 0 | 2020-04-03 | 4.7 | 13.3 | 0 | 2019-04-03 | 5.2 | 12.8 | 0 | 2018-04-03 | 2.6 | 15.4 | 0 | 2017-04-03 | 7.2 | 10.8 | 0 | 2016-04-03 | -3.5 | 21.5 | 0 | 15.58 | 0
2025-04-03 | 4.5 | 13.5 | 0 | 2024-04-03 | 5.1 | 12.9 | 0 | 2023-04-03 | 1.3 | 16.7 | 0 | 2022-04-03 | 1.5 | 16.5 | 0 | 2021-04-03 | -3.1 | 21.1 | 0 | 2020-04-03 | 4 | 14 | 0 | 2019-04-03 | 5.3 | 12.7 | 0 | 2018-04-03 | 2.2 | 15.8 | 0 | 2017-04-03 | 6.9 | 11.1 | 0 | 2016-04-03 | -4.2 | 22.2 | 0 | 15.65 | 0
2025-04-03 | 5.4 | 12.6 | 0 | 2024-04-03 | 5.3 | 12.7 | 0 | 2023-04-03 | 0.9 | 17.1 | 0 | 2022-04-03 | 1.7 | 16.3 | 0 | 2021-04-03 | -3.1 | 21.1 | 0 | 2020-04-03 | 3.6 | 14.4 | 0 | 2019-04-03 | 4.3 | 13.7 | 0 | 2018-04-03 | 2 | 16 | 0 | 2017-04-03 | 7.5 | 10.5 | 0 | 2016-04-03 | -5.1 | 23.1 | 0 | 15.75 | 0
2025-04-03 | 5.2 | 12.8 | 0 | 2024-04-03 | 5.5 | 12.5 | 0 | 2023-04-03 | 0.8 | 17.2 | 0 | 2022-04-03 | 1.2 | 16.8 | 0 | 2021-04-03 | -4.1 | 22.1 | 0 | 2020-04-03 | 3 | 15 | 0 | 2019-04-03 | 3.9 | 14.1 | 0 | 2018-04-03 | 1.8 | 16.2 | 0 | 2017-04-03 | 6.5 | 11.5 | 0 | 2016-04-03 | -6 | 24 | 0 | 16.22 | 0
2025-04-03 | 4.4 | 13.6 | 0 | 2024-04-03 | 5.4 | 12.6 | 0 | 2023-04-03 | 0.8 | 17.2 | 0 | 2022-04-03 | 1 | 17 | 0 | 2021-04-03 | -4.2 | 22.2 | 0 | 2020-04-03 | 2.5 | 15.5 | 0 | 2019-04-03 | 3.3 | 14.7 | 0 | 2018-04-03 | 2 | 16 | 0 | 2017-04-03 | 6.9 | 11.1 | 0 | 2016-04-03 | -6.3 | 24.3 | 0 | 16.42 | 0
2025-04-03 | 6.1 | 11.9 | 0 | 2024-04-03 | 5.9 | 12.1 | 0 | 2023-04-03 | 1.1 | 16.9 | 0 | 2022-04-03 | 1.3 | 16.7 | 0 | 2021-04-03 | -3.3 | 21.3 | 0 | 2020-04-03 | 2.1 | 15.9 | 0 | 2019-04-03 | 3.5 | 14.5 | 0 | 2018-04-03 | 1.9 | 16.1 | 0 | 2017-04-03 | 7.9 | 10.1 | 0 | 2016-04-03 | -6.8 | 24.8 | 0 | 16.03 | 0
2025-04-03 | 11 | 7 | 0 | 2024-04-03 | 6 | 12 | 0 | 2023-04-03 | 2.6 | 15.4 | 0 | 2022-04-03 | 0.6 | 17.4 | 0 | 2021-04-03 | -1.8 | 19.8 | 0 | 2020-04-03 | 2.7 | 15.3 | 0 | 2019-04-03 | 4.9 | 13.1 | 0 | 2018-04-03 | 2.3 | 15.7 | 0 | 2017-04-03 | 7.8 | 10.2 | 0 | 2016-04-03 | -7.2 | 25.2 | 0 | 15.11 | 0
2025-04-03 | 13.7 | 4.3 | 0 | 2024-04-03 | 6 | 12 | 0 | 2023-04-03 | 6.1 | 11.9 | 0 | 2022-04-03 | 0.2 | 17.8 | 0 | 2021-04-03 | 1.6 | 16.4 | 0 | 2020-04-03 | 4.1 | 13.9 | 0 | 2019-04-03 | 5.8 | 12.2 | 0 | 2018-04-03 | 2.7 | 15.3 | 0 | 2017-04-03 | 8.2 | 9.8 | 0 | 2016-04-03 | -5.9 | 23.9 | 0 | 13.75 | 0
2025-04-03 | 15.6 | 2.4 | 0 | 2024-04-03 | 5.9 | 12.1 | 0 | 2023-04-03 | 8 | 10 | 0 | 2022-04-03 | 0.9 | 17.1 | 0 | 2021-04-03 | 3.1 | 14.9 | 0 | 2020-04-03 | 5.7 | 12.3 | 0 | 2019-04-03 | 5.6 | 12.4 | 0 | 2018-04-03 | 3.2 | 14.8 | 0 | 2017-04-03 | 7.7 | 10.3 | 0 | 2016-04-03 | -5 | 23 | 0 | 12.93 | 0
2025-04-03 | 17.3 | 0.7 | 0 | 2024-04-03 | 5.8 | 12.2 | 0 | 2023-04-03 | 10.3 | 7.7 | 0 | 2022-04-03 | 2.3 | 15.7 | 0 | 2021-04-03 | 4.5 | 13.5 | 0 | 2020-04-03 | 6.2 | 11.8 | 0 | 2019-04-03 | 2 | 16 | 0 | 2018-04-03 | 3.6 | 14.4 | 0 | 2017-04-03 | 8.3 | 9.7 | 0 | 2016-04-03 | -3.6 | 21.6 | 0 | 12.33 | 0
2025-04-03 | 19 | 0 | 1 | 2024-04-03 | 6.1 | 11.9 | 0 | 2023-04-03 | 12.5 | 5.5 | 0 | 2022-04-03 | 3.9 | 14.1 | 0 | 2021-04-03 | 7.3 | 10.7 | 0 | 2020-04-03 | 7 | 11 | 0 | 2019-04-03 | 4.8 | 13.2 | 0 | 2018-04-03 | 4.8 | 13.2 | 0 | 2017-04-03 | 10.8 | 7.2 | 0 | 2016-04-03 | -2.5 | 20.5 | 0 | 10.73 | 0.1
2025-04-03 | 18.9 | 0 | 0.9 | 2024-04-03 | 6 | 12 | 0 | 2023-04-03 | 11.9 | 6.1 | 0 | 2022-04-03 | 4 | 14 | 0 | 2021-04-03 | 7.6 | 10.4 | 0 | 2020-04-03 | 8 | 10 | 0 | 2019-04-03 | 5.3 | 12.7 | 0 | 2018-04-03 | 4.3 | 13.7 | 0 | 2017-04-03 | 11.6 | 6.4 | 0 | 2016-04-03 | -1.3 | 19.3 | 0 | 10.46 | 0.09
2025-04-03 | 19.5 | 0 | 1.5 | 2024-04-03 | 5.8 | 12.2 | 0 | 2023-04-03 | 13.7 | 4.3 | 0 | 2022-04-03 | 5.5 | 12.5 | 0 | 2021-04-03 | 7.6 | 10.4 | 0 | 2020-04-03 | 9.3 | 8.7 | 0 | 2019-04-03 | 6 | 12 | 0 | 2018-04-03 | 3.9 | 14.1 | 0 | 2017-04-03 | 10 | 8 | 0 | 2016-04-03 | -2.4 | 20.4 | 0 | 10.26 | 0.15
2025-04-03 | 19.8 | 0 | 1.8 | 2024-04-03 | 5.9 | 12.1 | 0 | 2023-04-03 | 12.7 | 5.3 | 0 | 2022-04-03 | 5.7 | 12.3 | 0 | 2021-04-03 | 9.3 | 8.7 | 0 | 2020-04-03 | 10.4 | 7.6 | 0 | 2019-04-03 | 5.8 | 12.2 | 0 | 2018-04-03 | 3.7 | 14.3 | 0 | 2017-04-03 | 9.7 | 8.3 | 0 | 2016-04-03 | -1.9 | 19.9 | 0 | 10.07 | 0.18
2025-04-03 | 18.2 | 0 | 0.2 | 2024-04-03 | 5.7 | 12.3 | 0 | 2023-04-03 | 12.8 | 5.2 | 0 | 2022-04-03 | 6.3 | 11.7 | 0 | 2021-04-03 | 8.6 | 9.4 | 0 | 2020-04-03 | 10.5 | 7.5 | 0 | 2019-04-03 | 6.6 | 11.4 | 0 | 2018-04-03 | 3.3 | 14.7 | 0 | 2017-04-03 | 10.3 | 7.7 | 0 | 2016-04-03 | -3.4 | 21.4 | 0 | 10.13 | 0.02
2025-04-03 | 17.3 | 0.7 | 0 | 2024-04-03 | 4.8 | 13.2 | 0 | 2023-04-03 | 12.1 | 5.9 | 0 | 2022-04-03 | 5.5 | 12.5 | 0 | 2021-04-03 | 7.7 | 10.3 | 0 | 2020-04-03 | 10.7 | 7.3 | 0 | 2019-04-03 | 5.7 | 12.3 | 0 | 2018-04-03 | 2.5 | 15.5 | 0 | 2017-04-03 | 10 | 8 | 0 | 2016-04-03 | -4 | 22 | 0 | 10.77 | 0
2025-04-03 | 15.4 | 2.6 | 0 | 2024-04-03 | 4.2 | 13.8 | 0 | 2023-04-03 | 11.7 | 6.3 | 0 | 2022-04-03 | 6 | 12 | 0 | 2021-04-03 | 5 | 13 | 0 | 2020-04-03 | 10.1 | 7.9 | 0 | 2019-04-03 | 5.5 | 12.5 | 0 | 2018-04-03 | 2.4 | 15.6 | 0 | 2017-04-03 | 10.1 | 7.9 | 0 | 2016-04-03 | -3.9 | 21.9 | 0 | 11.35 | 0
2025-04-03 | 13.8 | 4.2 | 0 | 2024-04-03 | 4 | 14 | 0 | 2023-04-03 | 11.3 | 6.7 | 0 | 2022-04-03 | 5 | 13 | 0 | 2021-04-03 | 5.5 | 12.5 | 0 | 2020-04-03 | 8.5 | 9.5 | 0 | 2019-04-03 | 5 | 13 | 0 | 2018-04-03 | 2.4 | 15.6 | 0 | 2017-04-03 | 10.2 | 7.8 | 0 | 2016-04-03 | -4.3 | 22.3 | 0 | 11.86 | 0
2025-04-03 | 11.2 | 6.8 | 0 | 2024-04-03 | 3.3 | 14.7 | 0 | 2023-04-03 | 10.8 | 7.2 | 0 | 2022-04-03 | 3.7 | 14.3 | 0 | 2021-04-03 | 4.9 | 13.1 | 0 | 2020-04-03 | 6.6 | 11.4 | 0 | 2019-04-03 | 4.1 | 13.9 | 0 | 2018-04-03 | 2.5 | 15.5 | 0 | 2017-04-03 | 10.6 | 7.4 | 0 | 2016-04-03 | -4.6 | 22.6 | 0 | 12.69 | 0
2025-04-03 | 9.2 | 8.8 | 0 | 2024-04-03 | 2.2 | 15.8 | 0 | 2023-04-03 | 10.9 | 7.1 | 0 | 2022-04-03 | 2.7 | 15.3 | 0 | 2021-04-03 | 4.2 | 13.8 | 0 | 2020-04-03 | 6 | 12 | 0 | 2019-04-03 | 2.3 | 15.7 | 0 | 2018-04-03 | 2.6 | 15.4 | 0 | 2017-04-03 | 11.2 | 6.8 | 0 | 2016-04-03 | -4.4 | 22.4 | 0 | 13.31 | 0
2025-04-03 | 7.7 | 10.3 | 0 | 2024-04-03 | 1.3 | 16.7 | 0 | 2023-04-03 | 10.6 | 7.4 | 0 | 2022-04-03 | 2.2 | 15.8 | 0 | 2021-04-03 | 3.6 | 14.4 | 0 | 2020-04-03 | 5.7 | 12.3 | 0 | 2019-04-03 | 1.7 | 16.3 | 0 | 2018-04-03 | 2.9 | 15.1 | 0 | 2017-04-03 | 10 | 8 | 0 | 2016-04-03 | -4.6 | 22.6 | 0 | 13.89 | 0
2025-04-03 | 6.3 | 11.7 | 0 | 2024-04-03 | 2.2 | 15.8 | 0 | 2023-04-03 | 9.3 | 8.7 | 0 | 2022-04-03 | 1.6 | 16.4 | 0 | 2021-04-03 | 3.2 | 14.8 | 0 | 2020-04-03 | 5.8 | 12.2 | 0 | 2019-04-03 | 1.4 | 16.6 | 0 | 2018-04-03 | 3 | 15 | 0 | 2017-04-03 | 6.3 | 11.7 | 0 | 2016-04-03 | -4.8 | 22.8 | 0 | 14.57 | 0
2025-04-03 | 6.2 | 11.8 | 0 | 2024-04-03 | 2.3 | 15.7 | 0 | 2023-04-03 | 9.2 | 8.8 | 0 | 2022-04-03 | 0.7 | 17.3 | 0 | 2021-04-03 | 2.9 | 15.1 | 0 | 2020-04-03 | 5.7 | 12.3 | 0 | 2019-04-03 | 1.1 | 16.9 | 0 | 2018-04-03 | 2.5 | 15.5 | 0 | 2017-04-03 | 5.9 | 12.1 | 0 | 2016-04-03 | -5 | 23 | 0 | 14.85 | 0
2025-04-04 | 4.6 | 13.4 | 0 | 2024-04-04 | 1.6 | 16.4 | 0 | 2023-04-04 | 8.2 | 9.8 | 0 | 2022-04-04 | -0.4 | 18.4 | 0 | 2021-04-04 | 2.1 | 15.9 | 0 | 2020-04-04 | 5.5 | 12.5 | 0 | 2019-04-04 | 0.8 | 17.2 | 0 | 2018-04-04 | 2.5 | 15.5 | 0 | 2017-04-04 | 6 | 12 | 0 | 2016-04-04 | -5.1 | 23.1 | 0 | 15.42 | 0
2025-04-04 | 5.7 | 12.3 | 0 | 2024-04-04 | 1.3 | 16.7 | 0 | 2023-04-04 | 7.6 | 10.4 | 0 | 2022-04-04 | -0.1 | 18.1 | 0 | 2021-04-04 | 0 | 18 | 0 | 2020-04-04 | 5.5 | 12.5 | 0 | 2019-04-04 | 0.2 | 17.8 | 0 | 2018-04-04 | 3 | 15 | 0 | 2017-04-04 | 6.1 | 11.9 | 0 | 2016-04-04 | -5.4 | 23.4 | 0 | 15.61 | 0
2025-04-04 | 4.7 | 13.3 | 0 | 2024-04-04 | 1.4 | 16.6 | 0 | 2023-04-04 | 6.5 | 11.5 | 0 | 2022-04-04 | -1.5 | 19.5 | 0 | 2021-04-04 | 1.1 | 16.9 | 0 | 2020-04-04 | 5.5 | 12.5 | 0 | 2019-04-04 | 0.2 | 17.8 | 0 | 2018-04-04 | 3.5 | 14.5 | 0 | 2017-04-04 | 6.8 | 11.2 | 0 | 2016-04-04 | -5.5 | 23.5 | 0 | 15.73 | 0
2025-04-04 | 2.9 | 15.1 | 0 | 2024-04-04 | 1.8 | 16.2 | 0 | 2023-04-04 | 6.7 | 11.3 | 0 | 2022-04-04 | -1.7 | 19.7 | 0 | 2021-04-04 | -0.6 | 18.6 | 0 | 2020-04-04 | 5.7 | 12.3 | 0 | 2019-04-04 | 0 | 18 | 0 | 2018-04-04 | 3.6 | 14.4 | 0 | 2017-04-04 | 7 | 11 | 0 | 2016-04-04 | -5.8 | 23.8 | 0 | 16.04 | 0
2025-04-04 | 2.4 | 15.6 | 0 | 2024-04-04 | 1.8 | 16.2 | 0 | 2023-04-04 | 6.9 | 11.1 | 0 | 2022-04-04 | -1.3 | 19.3 | 0 | 2021-04-04 | -0.8 | 18.8 | 0 | 2020-04-04 | 5.9 | 12.1 | 0 | 2019-04-04 | -0.7 | 18.7 | 0 | 2018-04-04 | 3.2 | 14.8 | 0 | 2017-04-04 | 7.1 | 10.9 | 0 | 2016-04-04 | -6 | 24 | 0 | 16.15 | 0
2025-04-04 | 2.7 | 15.3 | 0 | 2024-04-04 | 1.9 | 16.1 | 0 | 2023-04-04 | 7.1 | 10.9 | 0 | 2022-04-04 | -0.8 | 18.8 | 0 | 2021-04-04 | -0.3 | 18.3 | 0 | 2020-04-04 | 5.8 | 12.2 | 0 | 2019-04-04 | -1.7 | 19.7 | 0 | 2018-04-04 | 2.5 | 15.5 | 0 | 2017-04-04 | 7.2 | 10.8 | 0 | 2016-04-04 | -5.9 | 23.9 | 0 | 16.15 | 0
2025-04-04 | 2.1 | 15.9 | 0 | 2024-04-04 | 2.8 | 15.2 | 0 | 2023-04-04 | 7.1 | 10.9 | 0 | 2022-04-04 | -1.5 | 19.5 | 0 | 2021-04-04 | -1.2 | 19.2 | 0 | 2020-04-04 | 5.8 | 12.2 | 0 | 2019-04-04 | -1.9 | 19.9 | 0 | 2018-04-04 | 4.3 | 13.7 | 0 | 2017-04-04 | 7.1 | 10.9 | 0 | 2016-04-04 | -6 | 24 | 0 | 16.14 | 0
2025-04-04 | 2.9 | 15.1 | 0 | 2024-04-04 | 2.8 | 15.2 | 0 | 2023-04-04 | 7.3 | 10.7 | 0 | 2022-04-04 | -0.1 | 18.1 | 0 | 2021-04-04 | 0.4 | 17.6 | 0 | 2020-04-04 | 6.1 | 11.9 | 0 | 2019-04-04 | -1.2 | 19.2 | 0 | 2018-04-04 | 3.3 | 14.7 | 0 | 2017-04-04 | 6.9 | 11.1 | 0 | 2016-04-04 | -6.2 | 24.2 | 0 | 15.78 | 0
2025-04-04 | 3.8 | 14.2 | 0 | 2024-04-04 | 2.9 | 15.1 | 0 | 2023-04-04 | 7.8 | 10.2 | 0 | 2022-04-04 | 1.2 | 16.8 | 0 | 2021-04-04 | 3.6 | 14.4 | 0 | 2020-04-04 | 6.7 | 11.3 | 0 | 2019-04-04 | -0.6 | 18.6 | 0 | 2018-04-04 | 3.2 | 14.8 | 0 | 2017-04-04 | 6.9 | 11.1 | 0 | 2016-04-04 | -6.2 | 24.2 | 0 | 15.07 | 0
2025-04-04 | 5 | 13 | 0 | 2024-04-04 | 2.9 | 15.1 | 0 | 2023-04-04 | 8.6 | 9.4 | 0 | 2022-04-04 | 3 | 15 | 0 | 2021-04-04 | 6.7 | 11.3 | 0 | 2020-04-04 | 7.5 | 10.5 | 0 | 2019-04-04 | 0.3 | 17.7 | 0 | 2018-04-04 | 4 | 14 | 0 | 2017-04-04 | 7.4 | 10.6 | 0 | 2016-04-04 | -6.1 | 24.1 | 0 | 14.07 | 0
2025-04-04 | 5.7 | 12.3 | 0 | 2024-04-04 | 2.8 | 15.2 | 0 | 2023-04-04 | 9.2 | 8.8 | 0 | 2022-04-04 | 4.3 | 13.7 | 0 | 2021-04-04 | 9.6 | 8.4 | 0 | 2020-04-04 | 8.5 | 9.5 | 0 | 2019-04-04 | 0.9 | 17.1 | 0 | 2018-04-04 | 3.7 | 14.3 | 0 | 2017-04-04 | 8.5 | 9.5 | 0 | 2016-04-04 | -5.6 | 23.6 | 0 | 13.24 | 0
2025-04-04 | 7.1 | 10.9 | 0 | 2024-04-04 | 2.8 | 15.2 | 0 | 2023-04-04 | 8.6 | 9.4 | 0 | 2022-04-04 | 6.6 | 11.4 | 0 | 2021-04-04 | 11.1 | 6.9 | 0 | 2020-04-04 | 10.6 | 7.4 | 0 | 2019-04-04 | 1.6 | 16.4 | 0 | 2018-04-04 | 2.4 | 15.6 | 0 | 2017-04-04 | 9.1 | 8.9 | 0 | 2016-04-04 | -4.4 | 22.4 | 0 | 12.45 | 0
2025-04-04 | 8.2 | 9.8 | 0 | 2024-04-04 | 2.9 | 15.1 | 0 | 2023-04-04 | 9.6 | 8.4 | 0 | 2022-04-04 | 7.2 | 10.8 | 0 | 2021-04-04 | 13 | 5 | 0 | 2020-04-04 | 10.4 | 7.6 | 0 | 2019-04-04 | 2.6 | 15.4 | 0 | 2018-04-04 | 2.4 | 15.6 | 0 | 2017-04-04 | 9.4 | 8.6 | 0 | 2016-04-04 | -4.1 | 22.1 | 0 | 11.84 | 0
2025-04-04 | 9.5 | 8.5 | 0 | 2024-04-04 | 2.9 | 15.1 | 0 | 2023-04-04 | 9.8 | 8.2 | 0 | 2022-04-04 | 7.4 | 10.6 | 0 | 2021-04-04 | 13.3 | 4.7 | 0 | 2020-04-04 | 10 | 8 | 0 | 2019-04-04 | 3.7 | 14.3 | 0 | 2018-04-04 | -0.3 | 18.3 | 0 | 2017-04-04 | 9.4 | 8.6 | 0 | 2016-04-04 | -3.7 | 21.7 | 0 | 11.8 | 0
2025-04-04 | 11 | 7 | 0 | 2024-04-04 | 2.8 | 15.2 | 0 | 2023-04-04 | 9.7 | 8.3 | 0 | 2022-04-04 | 7.9 | 10.1 | 0 | 2021-04-04 | 14.8 | 3.2 | 0 | 2020-04-04 | 10 | 8 | 0 | 2019-04-04 | 4.9 | 13.1 | 0 | 2018-04-04 | -1.4 | 19.4 | 0 | 2017-04-04 | 11.9 | 6.1 | 0 | 2016-04-04 | -3.1 | 21.1 | 0 | 11.15 | 0
2025-04-04 | 8.5 | 9.5 | 0 | 2024-04-04 | 2.6 | 15.4 | 0 | 2023-04-04 | 10.1 | 7.9 | 0 | 2022-04-04 | 7.3 | 10.7 | 0 | 2021-04-04 | 13.1 | 4.9 | 0 | 2020-04-04 | 9.9 | 8.1 | 0 | 2019-04-04 | 4.9 | 13.1 | 0 | 2018-04-04 | -1 | 19 | 0 | 2017-04-04 | 9.8 | 8.2 | 0 | 2016-04-04 | -2.7 | 20.7 | 0 | 11.75 | 0
2025-04-04 | 7.2 | 10.8 | 0 | 2024-04-04 | 2.5 | 15.5 | 0 | 2023-04-04 | 10.7 | 7.3 | 0 | 2022-04-04 | 7.2 | 10.8 | 0 | 2021-04-04 | 13.7 | 4.3 | 0 | 2020-04-04 | 10.6 | 7.4 | 0 | 2019-04-04 | 5.2 | 12.8 | 0 | 2018-04-04 | 1.2 | 16.8 | 0 | 2017-04-04 | 7 | 11 | 0 | 2016-04-04 | -2.4 | 20.4 | 0 | 11.71 | 0
2025-04-04 | 6.6 | 11.4 | 0 | 2024-04-04 | 1.9 | 16.1 | 0 | 2023-04-04 | 10.2 | 7.8 | 0 | 2022-04-04 | 6.2 | 11.8 | 0 | 2021-04-04 | 12.8 | 5.2 | 0 | 2020-04-04 | 9.8 | 8.2 | 0 | 2019-04-04 | 4.1 | 13.9 | 0 | 2018-04-04 | -0.8 | 18.8 | 0 | 2017-04-04 | 6.2 | 11.8 | 0 | 2016-04-04 | -2.7 | 20.7 | 0 | 12.57 | 0
2025-04-04 | 6.3 | 11.7 | 0 | 2024-04-04 | 1.6 | 16.4 | 0 | 2023-04-04 | 9.4 | 8.6 | 0 | 2022-04-04 | 5.2 | 12.8 | 0 | 2021-04-04 | 12.4 | 5.6 | 0 | 2020-04-04 | 9 | 9 | 0 | 2019-04-04 | 3.6 | 14.4 | 0 | 2018-04-04 | -1.6 | 19.6 | 0 | 2017-04-04 | 6 | 12 | 0 | 2016-04-04 | -3.2 | 21.2 | 0 | 13.13 | 0
2025-04-04 | 6.2 | 11.8 | 0 | 2024-04-04 | 0.7 | 17.3 | 0 | 2023-04-04 | 8.6 | 9.4 | 0 | 2022-04-04 | 5.1 | 12.9 | 0 | 2021-04-04 | 11.7 | 6.3 | 0 | 2020-04-04 | 8.6 | 9.4 | 0 | 2019-04-04 | 2.8 | 15.2 | 0 | 2018-04-04 | -2.4 | 20.4 | 0 | 2017-04-04 | 5.5 | 12.5 | 0 | 2016-04-04 | -4.4 | 22.4 | 0 | 13.76 | 0
2025-04-04 | 6.3 | 11.7 | 0 | 2024-04-04 | 0.4 | 17.6 | 0 | 2023-04-04 | 8.3 | 9.7 | 0 | 2022-04-04 | 4.7 | 13.3 | 0 | 2021-04-04 | 11 | 7 | 0 | 2020-04-04 | 8 | 10 | 0 | 2019-04-04 | 1.9 | 16.1 | 0 | 2018-04-04 | -3 | 21 | 0 | 2017-04-04 | 5.5 | 12.5 | 0 | 2016-04-04 | -4.8 | 22.8 | 0 | 14.17 | 0
2025-04-04 | 6.5 | 11.5 | 0 | 2024-04-04 | 0.3 | 17.7 | 0 | 2023-04-04 | 8.4 | 9.6 | 0 | 2022-04-04 | 4.1 | 13.9 | 0 | 2021-04-04 | 9.3 | 8.7 | 0 | 2020-04-04 | 7.2 | 10.8 | 0 | 2019-04-04 | 1.6 | 16.4 | 0 | 2018-04-04 | -3.2 | 21.2 | 0 | 2017-04-04 | 5.6 | 12.4 | 0 | 2016-04-04 | -5.4 | 23.4 | 0 | 14.56 | 0
2025-04-04 | 6.4 | 11.6 | 0 | 2024-04-04 | 0.4 | 17.6 | 0 | 2023-04-04 | 7.2 | 10.8 | 0 | 2022-04-04 | 4 | 14 | 0 | 2021-04-04 | 7.8 | 10.2 | 0 | 2020-04-04 | 6.8 | 11.2 | 0 | 2019-04-04 | 1 | 17 | 0 | 2018-04-04 | -3 | 21 | 0 | 2017-04-04 | 5.5 | 12.5 | 0 | 2016-04-04 | -5.9 | 23.9 | 0 | 14.98 | 0
2025-04-04 | 6.6 | 11.4 | 0 | 2024-04-04 | 0.4 | 17.6 | 0 | 2023-04-04 | 7.1 | 10.9 | 0 | 2022-04-04 | 4.2 | 13.8 | 0 | 2021-04-04 | 6.6 | 11.4 | 0 | 2020-04-04 | 6.5 | 11.5 | 0 | 2019-04-04 | 0.8 | 17.2 | 0 | 2018-04-04 | -3.7 | 21.7 | 0 | 2017-04-04 | 5.5 | 12.5 | 0 | 2016-04-04 | -6.2 | 24.2 | 0 | 15.22 | 0
2025-04-05 | 6.5 | 11.5 | 0 | 2024-04-05 | 0.3 | 17.7 | 0 | 2023-04-05 | 6 | 12 | 0 | 2022-04-05 | 4.1 | 13.9 | 0 | 2021-04-05 | 6 | 12 | 0 | 2020-04-05 | 6.8 | 11.2 | 0 | 2019-04-05 | 0.3 | 17.7 | 0 | 2018-04-05 | -4.5 | 22.5 | 0 | 2017-04-05 | 4.8 | 13.2 | 0 | 2016-04-05 | -6.7 | 24.7 | 0 | 15.64 | 0
2025-04-05 | 6.6 | 11.4 | 0 | 2024-04-05 | 0.4 | 17.6 | 0 | 2023-04-05 | 5.5 | 12.5 | 0 | 2022-04-05 | 4 | 14 | 0 | 2021-04-05 | 4.9 | 13.1 | 0 | 2020-04-05 | 7.2 | 10.8 | 0 | 2019-04-05 | 0.4 | 17.6 | 0 | 2018-04-05 | -4 | 22 | 0 | 2017-04-05 | 4.6 | 13.4 | 0 | 2016-04-05 | -7.1 | 25.1 | 0 | 15.75 | 0
2025-04-05 | 6.3 | 11.7 | 0 | 2024-04-05 | 0.3 | 17.7 | 0 | 2023-04-05 | 5.3 | 12.7 | 0 | 2022-04-05 | 4.1 | 13.9 | 0 | 2021-04-05 | 4.5 | 13.5 | 0 | 2020-04-05 | 7.2 | 10.8 | 0 | 2019-04-05 | 0.1 | 17.9 | 0 | 2018-04-05 | -3.5 | 21.5 | 0 | 2017-04-05 | 4.7 | 13.3 | 0 | 2016-04-05 | -7.4 | 25.4 | 0 | 15.84 | 0
2025-04-05 | 5.4 | 12.6 | 0 | 2024-04-05 | 0.3 | 17.7 | 0 | 2023-04-05 | 5.6 | 12.4 | 0 | 2022-04-05 | 3.8 | 14.2 | 0 | 2021-04-05 | 4.1 | 13.9 | 0 | 2020-04-05 | 7.8 | 10.2 | 0 | 2019-04-05 | 0 | 18 | 0 | 2018-04-05 | -4 | 22 | 0 | 2017-04-05 | 5 | 13 | 0 | 2016-04-05 | -7.6 | 25.6 | 0 | 15.96 | 0
2025-04-05 | 5 | 13 | 0 | 2024-04-05 | 0.3 | 17.7 | 0 | 2023-04-05 | 5.3 | 12.7 | 0 | 2022-04-05 | 4.3 | 13.7 | 0 | 2021-04-05 | 4.8 | 13.2 | 0 | 2020-04-05 | 6.8 | 11.2 | 0 | 2019-04-05 | 0.6 | 17.4 | 0 | 2018-04-05 | -4.8 | 22.8 | 0 | 2017-04-05 | 5.3 | 12.7 | 0 | 2016-04-05 | -8.3 | 26.3 | 0 | 16.07 | 0
2025-04-05 | 4.8 | 13.2 | 0 | 2024-04-05 | 0.4 | 17.6 | 0 | 2023-04-05 | 5 | 13 | 0 | 2022-04-05 | 4.7 | 13.3 | 0 | 2021-04-05 | 3.5 | 14.5 | 0 | 2020-04-05 | 6.1 | 11.9 | 0 | 2019-04-05 | 0.9 | 17.1 | 0 | 2018-04-05 | -5.1 | 23.1 | 0 | 2017-04-05 | 5.5 | 12.5 | 0 | 2016-04-05 | -8.9 | 26.9 | 0 | 16.31 | 0
2025-04-05 | 3.7 | 14.3 | 0 | 2024-04-05 | 0.3 | 17.7 | 0 | 2023-04-05 | 3.2 | 14.8 | 0 | 2022-04-05 | 4 | 14 | 0 | 2021-04-05 | 3.1 | 14.9 | 0 | 2020-04-05 | 5.5 | 12.5 | 0 | 2019-04-05 | 0.9 | 17.1 | 0 | 2018-04-05 | -4.8 | 22.8 | 0 | 2017-04-05 | 5.4 | 12.6 | 0 | 2016-04-05 | -8.8 | 26.8 | 0 | 16.75 | 0
2025-04-05 | 3.3 | 14.7 | 0 | 2024-04-05 | 0.6 | 17.4 | 0 | 2023-04-05 | 3.6 | 14.4 | 0 | 2022-04-05 | 3.8 | 14.2 | 0 | 2021-04-05 | 6.5 | 11.5 | 0 | 2020-04-05 | 6.3 | 11.7 | 0 | 2019-04-05 | 1.3 | 16.7 | 0 | 2018-04-05 | -4.5 | 22.5 | 0 | 2017-04-05 | 5.4 | 12.6 | 0 | 2016-04-05 | -8.2 | 26.2 | 0 | 16.19 | 0
2025-04-05 | 3.8 | 14.2 | 0 | 2024-04-05 | 1.6 | 16.4 | 0 | 2023-04-05 | 4.2 | 13.8 | 0 | 2022-04-05 | 4.2 | 13.8 | 0 | 2021-04-05 | 8.1 | 9.9 | 0 | 2020-04-05 | 6.5 | 11.5 | 0 | 2019-04-05 | 2.1 | 15.9 | 0 | 2018-04-05 | -3.9 | 21.9 | 0 | 2017-04-05 | 5.5 | 12.5 | 0 | 2016-04-05 | -6.7 | 24.7 | 0 | 15.46 | 0
2025-04-05 | 4.8 | 13.2 | 0 | 2024-04-05 | 2.3 | 15.7 | 0 | 2023-04-05 | 5.2 | 12.8 | 0 | 2022-04-05 | 5.3 | 12.7 | 0 | 2021-04-05 | 9.8 | 8.2 | 0 | 2020-04-05 | 7.4 | 10.6 | 0 | 2019-04-05 | 2.5 | 15.5 | 0 | 2018-04-05 | -2.9 | 20.9 | 0 | 2017-04-05 | 5.9 | 12.1 | 0 | 2016-04-05 | -5.4 | 23.4 | 0 | 14.51 | 0
2025-04-05 | 5.7 | 12.3 | 0 | 2024-04-05 | 3.4 | 14.6 | 0 | 2023-04-05 | 5.4 | 12.6 | 0 | 2022-04-05 | 6.9 | 11.1 | 0 | 2021-04-05 | 10.4 | 7.6 | 0 | 2020-04-05 | 8.5 | 9.5 | 0 | 2019-04-05 | 2.1 | 15.9 | 0 | 2018-04-05 | -1.6 | 19.6 | 0 | 2017-04-05 | 7.4 | 10.6 | 0 | 2016-04-05 | -4.5 | 22.5 | 0 | 13.63 | 0
2025-04-05 | 6 | 12 | 0 | 2024-04-05 | 4.4 | 13.6 | 0 | 2023-04-05 | 3.9 | 14.1 | 0 | 2022-04-05 | 9 | 9 | 0 | 2021-04-05 | 10.9 | 7.1 | 0 | 2020-04-05 | 8.6 | 9.4 | 0 | 2019-04-05 | 2 | 16 | 0 | 2018-04-05 | -0.3 | 18.3 | 0 | 2017-04-05 | 8.2 | 9.8 | 0 | 2016-04-05 | -3.2 | 21.2 | 0 | 13.05 | 0
2025-04-05 | 6 | 12 | 0 | 2024-04-05 | 4.9 | 13.1 | 0 | 2023-04-05 | 4.7 | 13.3 | 0 | 2022-04-05 | 10.4 | 7.6 | 0 | 2021-04-05 | 10.7 | 7.3 | 0 | 2020-04-05 | 8.7 | 9.3 | 0 | 2019-04-05 | 2.7 | 15.3 | 0 | 2018-04-05 | -0.4 | 18.4 | 0 | 2017-04-05 | 8.8 | 9.2 | 0 | 2016-04-05 | -2.4 | 20.4 | 0 | 12.59 | 0
2025-04-05 | 6.7 | 11.3 | 0 | 2024-04-05 | 5.3 | 12.7 | 0 | 2023-04-05 | 4.7 | 13.3 | 0 | 2022-04-05 | 11.4 | 6.6 | 0 | 2021-04-05 | 11.1 | 6.9 | 0 | 2020-04-05 | 9.6 | 8.4 | 0 | 2019-04-05 | 2.7 | 15.3 | 0 | 2018-04-05 | -0.2 | 18.2 | 0 | 2017-04-05 | 8.2 | 9.8 | 0 | 2016-04-05 | -1.7 | 19.7 | 0 | 12.22 | 0
2025-04-05 | 7.3 | 10.7 | 0 | 2024-04-05 | 5.9 | 12.1 | 0 | 2023-04-05 | 6.1 | 11.9 | 0 | 2022-04-05 | 12.1 | 5.9 | 0 | 2021-04-05 | 11.6 | 6.4 | 0 | 2020-04-05 | 10.6 | 7.4 | 0 | 2019-04-05 | 2.4 | 15.6 | 0 | 2018-04-05 | 0.3 | 17.7 | 0 | 2017-04-05 | 7.2 | 10.8 | 0 | 2016-04-05 | -0.8 | 18.8 | 0 | 11.73 | 0
2025-04-05 | 9 | 9 | 0 | 2024-04-05 | 5.4 | 12.6 | 0 | 2023-04-05 | 5.5 | 12.5 | 0 | 2022-04-05 | 11.3 | 6.7 | 0 | 2021-04-05 | 12.4 | 5.6 | 0 | 2020-04-05 | 10.7 | 7.3 | 0 | 2019-04-05 | 1.9 | 16.1 | 0 | 2018-04-05 | 0.6 | 17.4 | 0 | 2017-04-05 | 7 | 11 | 0 | 2016-04-05 | 0.2 | 17.8 | 0 | 11.6 | 0
2025-04-05 | 10.6 | 7.4 | 0 | 2024-04-05 | 5.6 | 12.4 | 0 | 2023-04-05 | 6.7 | 11.3 | 0 | 2022-04-05 | 11.2 | 6.8 | 0 | 2021-04-05 | 12.8 | 5.2 | 0 | 2020-04-05 | 10.6 | 7.4 | 0 | 2019-04-05 | 1.9 | 16.1 | 0 | 2018-04-05 | 1.2 | 16.8 | 0 | 2017-04-05 | 6.9 | 11.1 | 0 | 2016-04-05 | 0.6 | 17.4 | 0 | 11.19 | 0
2025-04-05 | 10.1 | 7.9 | 0 | 2024-04-05 | 5.3 | 12.7 | 0 | 2023-04-05 | 6.3 | 11.7 | 0 | 2022-04-05 | 10.4 | 7.6 | 0 | 2021-04-05 | 13 | 5 | 0 | 2020-04-05 | 10.1 | 7.9 | 0 | 2019-04-05 | 2.1 | 15.9 | 0 | 2018-04-05 | 0.8 | 17.2 | 0 | 2017-04-05 | 7.5 | 10.5 | 0 | 2016-04-05 | 0.3 | 17.7 | 0 | 11.41 | 0
2025-04-05 | 8.8 | 9.2 | 0 | 2024-04-05 | 4.9 | 13.1 | 0 | 2023-04-05 | 5 | 13 | 0 | 2022-04-05 | 9.9 | 8.1 | 0 | 2021-04-05 | 12.2 | 5.8 | 0 | 2020-04-05 | 9.2 | 8.8 | 0 | 2019-04-05 | 2.1 | 15.9 | 0 | 2018-04-05 | 0.2 | 17.8 | 0 | 2017-04-05 | 6.5 | 11.5 | 0 | 2016-04-05 | -0.4 | 18.4 | 0 | 12.16 | 0
2025-04-05 | 7.8 | 10.2 | 0 | 2024-04-05 | 4.5 | 13.5 | 0 | 2023-04-05 | 4 | 14 | 0 | 2022-04-05 | 9.1 | 8.9 | 0 | 2021-04-05 | 11 | 7 | 0 | 2020-04-05 | 7.4 | 10.6 | 0 | 2019-04-05 | 2.2 | 15.8 | 0 | 2018-04-05 | -1.1 | 19.1 | 0 | 2017-04-05 | 5.9 | 12.1 | 0 | 2016-04-05 | -1.2 | 19.2 | 0 | 13.04 | 0
2025-04-05 | 7 | 11 | 0 | 2024-04-05 | 4.4 | 13.6 | 0 | 2023-04-05 | 4.8 | 13.2 | 0 | 2022-04-05 | 8.4 | 9.6 | 0 | 2021-04-05 | 9.9 | 8.1 | 0 | 2020-04-05 | 5.8 | 12.2 | 0 | 2019-04-05 | 2.4 | 15.6 | 0 | 2018-04-05 | -1.5 | 19.5 | 0 | 2017-04-05 | 5.5 | 12.5 | 0 | 2016-04-05 | -2.5 | 20.5 | 0 | 13.58 | 0
2025-04-05 | 6.1 | 11.9 | 0 | 2024-04-05 | 4.1 | 13.9 | 0 | 2023-04-05 | 5.7 | 12.3 | 0 | 2022-04-05 | 8.7 | 9.3 | 0 | 2021-04-05 | 9.1 | 8.9 | 0 | 2020-04-05 | 4.4 | 13.6 | 0 | 2019-04-05 | 2.9 | 15.1 | 0 | 2018-04-05 | -0.2 | 18.2 | 0 | 2017-04-05 | 5.7 | 12.3 | 0 | 2016-04-05 | -1.5 | 19.5 | 0 | 13.5 | 0
2025-04-05 | 5.9 | 12.1 | 0 | 2024-04-05 | 4.1 | 13.9 | 0 | 2023-04-05 | 6.7 | 11.3 | 0 | 2022-04-05 | 8.4 | 9.6 | 0 | 2021-04-05 | 7.3 | 10.7 | 0 | 2020-04-05 | 3.7 | 14.3 | 0 | 2019-04-05 | 3 | 15 | 0 | 2018-04-05 | -0.7 | 18.7 | 0 | 2017-04-05 | 6.2 | 11.8 | 0 | 2016-04-05 | -1.9 | 19.9 | 0 | 13.73 | 0
2025-04-05 | 5.6 | 12.4 | 0 | 2024-04-05 | 4.4 | 13.6 | 0 | 2023-04-05 | 9.4 | 8.6 | 0 | 2022-04-05 | 9.2 | 8.8 | 0 | 2021-04-05 | 7.2 | 10.8 | 0 | 2020-04-05 | 2.8 | 15.2 | 0 | 2019-04-05 | 3.2 | 14.8 | 0 | 2018-04-05 | -1.2 | 19.2 | 0 | 2017-04-05 | 5.9 | 12.1 | 0 | 2016-04-05 | -2.5 | 20.5 | 0 | 13.6 | 0
2025-04-06 | 5.1 | 12.9 | 0 | 2024-04-06 | 4.7 | 13.3 | 0 | 2023-04-06 | 12.7 | 5.3 | 0 | 2022-04-06 | 9.4 | 8.6 | 0 | 2021-04-06 | 7.4 | 10.6 | 0 | 2020-04-06 | 1.9 | 16.1 | 0 | 2019-04-06 | 3.8 | 14.2 | 0 | 2018-04-06 | -1.6 | 19.6 | 0 | 2017-04-06 | 6.2 | 11.8 | 0 | 2016-04-06 | -2.7 | 20.7 | 0 | 13.31 | 0
2025-04-06 | 4 | 14 | 0 | 2024-04-06 | 4.5 | 13.5 | 0 | 2023-04-06 | 14.5 | 3.5 | 0 | 2022-04-06 | 10.1 | 7.9 | 0 | 2021-04-06 | 5.7 | 12.3 | 0 | 2020-04-06 | 1.4 | 16.6 | 0 | 2019-04-06 | 4 | 14 | 0 | 2018-04-06 | -1.4 | 19.4 | 0 | 2017-04-06 | 5.8 | 12.2 | 0 | 2016-04-06 | -2.8 | 20.8 | 0 | 13.42 | 0
2025-04-06 | 3.2 | 14.8 | 0 | 2024-04-06 | 4.9 | 13.1 | 0 | 2023-04-06 | 12.1 | 5.9 | 0 | 2022-04-06 | 9.6 | 8.4 | 0 | 2021-04-06 | 5.5 | 12.5 | 0 | 2020-04-06 | 0.4 | 17.6 | 0 | 2019-04-06 | 4.2 | 13.8 | 0 | 2018-04-06 | -1.3 | 19.3 | 0 | 2017-04-06 | 5.8 | 12.2 | 0 | 2016-04-06 | -2.8 | 20.8 | 0 | 13.84 | 0
2025-04-06 | 2.5 | 15.5 | 0 | 2024-04-06 | 4.7 | 13.3 | 0 | 2023-04-06 | 9.7 | 8.3 | 0 | 2022-04-06 | 8.9 | 9.1 | 0 | 2021-04-06 | 3.2 | 14.8 | 0 | 2020-04-06 | 0.6 | 17.4 | 0 | 2019-04-06 | 4.1 | 13.9 | 0 | 2018-04-06 | -1.8 | 19.8 | 0 | 2017-04-06 | 6.2 | 11.8 | 0 | 2016-04-06 | -2.4 | 20.4 | 0 | 14.43 | 0
2025-04-06 | 2.6 | 15.4 | 0 | 2024-04-06 | 4.8 | 13.2 | 0 | 2023-04-06 | 7.7 | 10.3 | 0 | 2022-04-06 | 8.1 | 9.9 | 0 | 2021-04-06 | 2.6 | 15.4 | 0 | 2020-04-06 | 0.7 | 17.3 | 0 | 2019-04-06 | 4.1 | 13.9 | 0 | 2018-04-06 | -2 | 20 | 0 | 2017-04-06 | 6.1 | 11.9 | 0 | 2016-04-06 | -2 | 20 | 0 | 14.73 | 0
2025-04-06 | 2 | 16 | 0 | 2024-04-06 | 4.5 | 13.5 | 0 | 2023-04-06 | 5.4 | 12.6 | 0 | 2022-04-06 | 7.6 | 10.4 | 0 | 2021-04-06 | 3.4 | 14.6 | 0 | 2020-04-06 | -0.3 | 18.3 | 0 | 2019-04-06 | 4.4 | 13.6 | 0 | 2018-04-06 | -2.1 | 20.1 | 0 | 2017-04-06 | 6.3 | 11.7 | 0 | 2016-04-06 | -1.2 | 19.2 | 0 | 15 | 0
2025-04-06 | 1.4 | 16.6 | 0 | 2024-04-06 | 3.7 | 14.3 | 0 | 2023-04-06 | 6.1 | 11.9 | 0 | 2022-04-06 | 7.4 | 10.6 | 0 | 2021-04-06 | 5.5 | 12.5 | 0 | 2020-04-06 | 0.2 | 17.8 | 0 | 2019-04-06 | 4.2 | 13.8 | 0 | 2018-04-06 | -1.5 | 19.5 | 0 | 2017-04-06 | 6.3 | 11.7 | 0 | 2016-04-06 | -0.8 | 18.8 | 0 | 14.75 | 0
2025-04-06 | 0.9 | 17.1 | 0 | 2024-04-06 | 4.3 | 13.7 | 0 | 2023-04-06 | 5.8 | 12.2 | 0 | 2022-04-06 | 8 | 10 | 0 | 2021-04-06 | 6.8 | 11.2 | 0 | 2020-04-06 | 2.2 | 15.8 | 0 | 2019-04-06 | 4.2 | 13.8 | 0 | 2018-04-06 | -0.2 | 18.2 | 0 | 2017-04-06 | 6.3 | 11.7 | 0 | 2016-04-06 | -0.2 | 18.2 | 0 | 14.19 | 0
2025-04-06 | 1.1 | 16.9 | 0 | 2024-04-06 | 5.8 | 12.2 | 0 | 2023-04-06 | 6.8 | 11.2 | 0 | 2022-04-06 | 9.1 | 8.9 | 0 | 2021-04-06 | 9.4 | 8.6 | 0 | 2020-04-06 | 4 | 14 | 0 | 2019-04-06 | 5.5 | 12.5 | 0 | 2018-04-06 | -0.1 | 18.1 | 0 | 2017-04-06 | 6.4 | 11.6 | 0 | 2016-04-06 | -1.1 | 19.1 | 0 | 13.31 | 0
2025-04-06 | 2.4 | 15.6 | 0 | 2024-04-06 | 7.1 | 10.9 | 0 | 2023-04-06 | 8 | 10 | 0 | 2022-04-06 | 9.7 | 8.3 | 0 | 2021-04-06 | 9.9 | 8.1 | 0 | 2020-04-06 | 6.7 | 11.3 | 0 | 2019-04-06 | 6.8 | 11.2 | 0 | 2018-04-06 | -0.3 | 18.3 | 0 | 2017-04-06 | 6.4 | 11.6 | 0 | 2016-04-06 | -1.4 | 19.4 | 0 | 12.47 | 0
2025-04-06 | 2.8 | 15.2 | 0 | 2024-04-06 | 8.6 | 9.4 | 0 | 2023-04-06 | 7.9 | 10.1 | 0 | 2022-04-06 | 10 | 8 | 0 | 2021-04-06 | 9.9 | 8.1 | 0 | 2020-04-06 | 8.6 | 9.4 | 0 | 2019-04-06 | 9.1 | 8.9 | 0 | 2018-04-06 | -0.1 | 18.1 | 0 | 2017-04-06 | 6.3 | 11.7 | 0 | 2016-04-06 | -0.6 | 18.6 | 0 | 11.75 | 0
2025-04-06 | 4.7 | 13.3 | 0 | 2024-04-06 | 9.7 | 8.3 | 0 | 2023-04-06 | 7.7 | 10.3 | 0 | 2022-04-06 | 10.4 | 7.6 | 0 | 2021-04-06 | 11.2 | 6.8 | 0 | 2020-04-06 | 10.4 | 7.6 | 0 | 2019-04-06 | 9.9 | 8.1 | 0 | 2018-04-06 | -0.1 | 18.1 | 0 | 2017-04-06 | 6.2 | 11.8 | 0 | 2016-04-06 | 0 | 18 | 0 | 10.99 | 0
2025-04-06 | 5.3 | 12.7 | 0 | 2024-04-06 | 11.3 | 6.7 | 0 | 2023-04-06 | 9.1 | 8.9 | 0 | 2022-04-06 | 10 | 8 | 0 | 2021-04-06 | 12.6 | 5.4 | 0 | 2020-04-06 | 11.1 | 6.9 | 0 | 2019-04-06 | 11.5 | 6.5 | 0 | 2018-04-06 | -0.2 | 18.2 | 0 | 2017-04-06 | 6.2 | 11.8 | 0 | 2016-04-06 | 0.6 | 17.4 | 0 | 10.25 | 0
2025-04-06 | 6 | 12 | 0 | 2024-04-06 | 11.6 | 6.4 | 0 | 2023-04-06 | 10.8 | 7.2 | 0 | 2022-04-06 | 9.8 | 8.2 | 0 | 2021-04-06 | 12.5 | 5.5 | 0 | 2020-04-06 | 11.5 | 6.5 | 0 | 2019-04-06 | 11.7 | 6.3 | 0 | 2018-04-06 | 0.2 | 17.8 | 0 | 2017-04-06 | 6.7 | 11.3 | 0 | 2016-04-06 | 1 | 17 | 0 | 9.82 | 0
2025-04-06 | 6 | 12 | 0 | 2024-04-06 | 11.9 | 6.1 | 0 | 2023-04-06 | 10.7 | 7.3 | 0 | 2022-04-06 | 10.8 | 7.2 | 0 | 2021-04-06 | 13.6 | 4.4 | 0 | 2020-04-06 | 12.2 | 5.8 | 0 | 2019-04-06 | 12.7 | 5.3 | 0 | 2018-04-06 | 1.6 | 16.4 | 0 | 2017-04-06 | 7.3 | 10.7 | 0 | 2016-04-06 | 1.8 | 16.2 | 0 | 9.14 | 0
2025-04-06 | 6 | 12 | 0 | 2024-04-06 | 11.8 | 6.2 | 0 | 2023-04-06 | 11.3 | 6.7 | 0 | 2022-04-06 | 11.9 | 6.1 | 0 | 2021-04-06 | 13.8 | 4.2 | 0 | 2020-04-06 | 12.8 | 5.2 | 0 | 2019-04-06 | 13 | 5 | 0 | 2018-04-06 | 3.5 | 14.5 | 0 | 2017-04-06 | 6.5 | 11.5 | 0 | 2016-04-06 | 1.5 | 16.5 | 0 | 8.79 | 0
2025-04-06 | 5.8 | 12.2 | 0 | 2024-04-06 | 11.9 | 6.1 | 0 | 2023-04-06 | 10.7 | 7.3 | 0 | 2022-04-06 | 10.6 | 7.4 | 0 | 2021-04-06 | 13.6 | 4.4 | 0 | 2020-04-06 | 12.4 | 5.6 | 0 | 2019-04-06 | 13.3 | 4.7 | 0 | 2018-04-06 | 3.9 | 14.1 | 0 | 2017-04-06 | 6 | 12 | 0 | 2016-04-06 | 1.7 | 16.3 | 0 | 9.01 | 0
2025-04-06 | 4.8 | 13.2 | 0 | 2024-04-06 | 11 | 7 | 0 | 2023-04-06 | 10.1 | 7.9 | 0 | 2022-04-06 | 10.7 | 7.3 | 0 | 2021-04-06 | 12.9 | 5.1 | 0 | 2020-04-06 | 14.1 | 3.9 | 0 | 2019-04-06 | 13.8 | 4.2 | 0 | 2018-04-06 | 1.8 | 16.2 | 0 | 2017-04-06 | 5 | 13 | 0 | 2016-04-06 | 1.5 | 16.5 | 0 | 9.43 | 0
2025-04-06 | 4.1 | 13.9 | 0 | 2024-04-06 | 10.2 | 7.8 | 0 | 2023-04-06 | 8.7 | 9.3 | 0 | 2022-04-06 | 11.2 | 6.8 | 0 | 2021-04-06 | 12.8 | 5.2 | 0 | 2020-04-06 | 14 | 4 | 0 | 2019-04-06 | 12.5 | 5.5 | 0 | 2018-04-06 | 1.3 | 16.7 | 0 | 2017-04-06 | 2.3 | 15.7 | 0 | 2016-04-06 | 1.4 | 16.6 | 0 | 10.15 | 0
2025-04-06 | 3.3 | 14.7 | 0 | 2024-04-06 | 8.9 | 9.1 | 0 | 2023-04-06 | 7.8 | 10.2 | 0 | 2022-04-06 | 10.5 | 7.5 | 0 | 2021-04-06 | 11.7 | 6.3 | 0 | 2020-04-06 | 12.6 | 5.4 | 0 | 2019-04-06 | 10.6 | 7.4 | 0 | 2018-04-06 | -0.2 | 18.2 | 0 | 2017-04-06 | 1.6 | 16.4 | 0 | 2016-04-06 | 1.5 | 16.5 | 0 | 11.17 | 0
2025-04-06 | 2.6 | 15.4 | 0 | 2024-04-06 | 8.5 | 9.5 | 0 | 2023-04-06 | 7.4 | 10.6 | 0 | 2022-04-06 | 8.5 | 9.5 | 0 | 2021-04-06 | 10.7 | 7.3 | 0 | 2020-04-06 | 11.3 | 6.7 | 0 | 2019-04-06 | 9.6 | 8.4 | 0 | 2018-04-06 | -1 | 19 | 0 | 2017-04-06 | 2.2 | 15.8 | 0 | 2016-04-06 | 1.8 | 16.2 | 0 | 11.84 | 0
2025-04-06 | 1.2 | 16.8 | 0 | 2024-04-06 | 7.6 | 10.4 | 0 | 2023-04-06 | 6.1 | 11.9 | 0 | 2022-04-06 | 8.1 | 9.9 | 0 | 2021-04-06 | 9.8 | 8.2 | 0 | 2020-04-06 | 11.5 | 6.5 | 0 | 2019-04-06 | 8.8 | 9.2 | 0 | 2018-04-06 | -1.6 | 19.6 | 0 | 2017-04-06 | 1.9 | 16.1 | 0 | 2016-04-06 | 2.8 | 15.2 | 0 | 12.38 | 0
2025-04-06 | 1.4 | 16.6 | 0 | 2024-04-06 | 6.6 | 11.4 | 0 | 2023-04-06 | 5.6 | 12.4 | 0 | 2022-04-06 | 8.6 | 9.4 | 0 | 2021-04-06 | 10.3 | 7.7 | 0 | 2020-04-06 | 10.6 | 7.4 | 0 | 2019-04-06 | 9.1 | 8.9 | 0 | 2018-04-06 | -1.8 | 19.8 | 0 | 2017-04-06 | 1.4 | 16.6 | 0 | 2016-04-06 | 3.8 | 14.2 | 0 | 12.44 | 0
2025-04-06 | 1.4 | 16.6 | 0 | 2024-04-06 | 5.8 | 12.2 | 0 | 2023-04-06 | 5.4 | 12.6 | 0 | 2022-04-06 | 8.5 | 9.5 | 0 | 2021-04-06 | 10.1 | 7.9 | 0 | 2020-04-06 | 10.3 | 7.7 | 0 | 2019-04-06 | 7.9 | 10.1 | 0 | 2018-04-06 | -2.4 | 20.4 | 0 | 2017-04-06 | 0.9 | 17.1 | 0 | 2016-04-06 | 4.2 | 13.8 | 0 | 12.79 | 0
2025-04-07 | 1.5 | 16.5 | 0 | 2024-04-07 | 4.6 | 13.4 | 0 | 2023-04-07 | 4.6 | 13.4 | 0 | 2022-04-07 | 8.5 | 9.5 | 0 | 2021-04-07 | 8.5 | 9.5 | 0 | 2020-04-07 | 9.7 | 8.3 | 0 | 2019-04-07 | 7.7 | 10.3 | 0 | 2018-04-07 | -3.4 | 21.4 | 0 | 2017-04-07 | 1 | 17 | 0 | 2016-04-07 | 5.4 | 12.6 | 0 | 13.19 | 0
2025-04-07 | 1.1 | 16.9 | 0 | 2024-04-07 | 4.1 | 13.9 | 0 | 2023-04-07 | 3.6 | 14.4 | 0 | 2022-04-07 | 8.7 | 9.3 | 0 | 2021-04-07 | 7.3 | 10.7 | 0 | 2020-04-07 | 8.2 | 9.8 | 0 | 2019-04-07 | 7.4 | 10.6 | 0 | 2018-04-07 | -3.6 | 21.6 | 0 | 2017-04-07 | 0.8 | 17.2 | 0 | 2016-04-07 | 6.7 | 11.3 | 0 | 13.57 | 0
2025-04-07 | 0.8 | 17.2 | 0 | 2024-04-07 | 3.8 | 14.2 | 0 | 2023-04-07 | 2.7 | 15.3 | 0 | 2022-04-07 | 8.7 | 9.3 | 0 | 2021-04-07 | 7.1 | 10.9 | 0 | 2020-04-07 | 8.6 | 9.4 | 0 | 2019-04-07 | 7.2 | 10.8 | 0 | 2018-04-07 | -3.8 | 21.8 | 0 | 2017-04-07 | 0.5 | 17.5 | 0 | 2016-04-07 | 7.4 | 10.6 | 0 | 13.7 | 0
2025-04-07 | 0.4 | 17.6 | 0 | 2024-04-07 | 3.2 | 14.8 | 0 | 2023-04-07 | 2.7 | 15.3 | 0 | 2022-04-07 | 8.3 | 9.7 | 0 | 2021-04-07 | 5.6 | 12.4 | 0 | 2020-04-07 | 7.5 | 10.5 | 0 | 2019-04-07 | 7.1 | 10.9 | 0 | 2018-04-07 | -4.3 | 22.3 | 0 | 2017-04-07 | 0.5 | 17.5 | 0 | 2016-04-07 | 6.6 | 11.4 | 0 | 14.24 | 0
2025-04-07 | 0.2 | 17.8 | 0 | 2024-04-07 | 3.1 | 14.9 | 0 | 2023-04-07 | 0.3 | 17.7 | 0 | 2022-04-07 | 8 | 10 | 0 | 2021-04-07 | 6 | 12 | 0 | 2020-04-07 | 7.7 | 10.3 | 0 | 2019-04-07 | 6.7 | 11.3 | 0 | 2018-04-07 | -4.9 | 22.9 | 0 | 2017-04-07 | 0.3 | 17.7 | 0 | 2016-04-07 | 6 | 12 | 0 | 14.66 | 0
2025-04-07 | -0.3 | 18.3 | 0 | 2024-04-07 | 2.9 | 15.1 | 0 | 2023-04-07 | 0 | 18 | 0 | 2022-04-07 | 8 | 10 | 0 | 2021-04-07 | 5.6 | 12.4 | 0 | 2020-04-07 | 6.1 | 11.9 | 0 | 2019-04-07 | 6.7 | 11.3 | 0 | 2018-04-07 | -5.6 | 23.6 | 0 | 2017-04-07 | -0.1 | 18.1 | 0 | 2016-04-07 | 5.8 | 12.2 | 0 | 15.09 | 0
2025-04-07 | 0.3 | 17.7 | 0 | 2024-04-07 | 3.1 | 14.9 | 0 | 2023-04-07 | -0.1 | 18.1 | 0 | 2022-04-07 | 7.6 | 10.4 | 0 | 2021-04-07 | 6.1 | 11.9 | 0 | 2020-04-07 | 4.4 | 13.6 | 0 | 2019-04-07 | 6.9 | 11.1 | 0 | 2018-04-07 | -5.8 | 23.8 | 0 | 2017-04-07 | -0.3 | 18.3 | 0 | 2016-04-07 | 6.5 | 11.5 | 0 | 15.13 | 0
2025-04-07 | 1.4 | 16.6 | 0 | 2024-04-07 | 4.7 | 13.3 | 0 | 2023-04-07 | 0.4 | 17.6 | 0 | 2022-04-07 | 7.5 | 10.5 | 0 | 2021-04-07 | 7.4 | 10.6 | 0 | 2020-04-07 | 6.8 | 11.2 | 0 | 2019-04-07 | 7.1 | 10.9 | 0 | 2018-04-07 | -4.6 | 22.6 | 0 | 2017-04-07 | -0.2 | 18.2 | 0 | 2016-04-07 | 6.7 | 11.3 | 0 | 14.28 | 0
2025-04-07 | 2.8 | 15.2 | 0 | 2024-04-07 | 6.6 | 11.4 | 0 | 2023-04-07 | 1.1 | 16.9 | 0 | 2022-04-07 | 8.6 | 9.4 | 0 | 2021-04-07 | 10.4 | 7.6 | 0 | 2020-04-07 | 9.7 | 8.3 | 0 | 2019-04-07 | 8.4 | 9.6 | 0 | 2018-04-07 | -2.5 | 20.5 | 0 | 2017-04-07 | -0.4 | 18.4 | 0 | 2016-04-07 | 5 | 13 | 0 | 13.03 | 0
2025-04-07 | 4.1 | 13.9 | 0 | 2024-04-07 | 8.9 | 9.1 | 0 | 2023-04-07 | 1.8 | 16.2 | 0 | 2022-04-07 | 8.3 | 9.7 | 0 | 2021-04-07 | 12.5 | 5.5 | 0 | 2020-04-07 | 10.7 | 7.3 | 0 | 2019-04-07 | 9.8 | 8.2 | 0 | 2018-04-07 | -1.2 | 19.2 | 0 | 2017-04-07 | -0.1 | 18.1 | 0 | 2016-04-07 | 4.1 | 13.9 | 0 | 12.11 | 0
2025-04-07 | 4.6 | 13.4 | 0 | 2024-04-07 | 11.2 | 6.8 | 0 | 2023-04-07 | 2.8 | 15.2 | 0 | 2022-04-07 | 10.2 | 7.8 | 0 | 2021-04-07 | 13.6 | 4.4 | 0 | 2020-04-07 | 12.4 | 5.6 | 0 | 2019-04-07 | 10 | 8 | 0 | 2018-04-07 | -0.7 | 18.7 | 0 | 2017-04-07 | 0 | 18 | 0 | 2016-04-07 | 4.5 | 13.5 | 0 | 11.14 | 0
2025-04-07 | 5.4 | 12.6 | 0 | 2024-04-07 | 12.4 | 5.6 | 0 | 2023-04-07 | 3.4 | 14.6 | 0 | 2022-04-07 | 10.8 | 7.2 | 0 | 2021-04-07 | 14.7 | 3.3 | 0 | 2020-04-07 | 12.3 | 5.7 | 0 | 2019-04-07 | 10.7 | 7.3 | 0 | 2018-04-07 | -0.6 | 18.6 | 0 | 2017-04-07 | 0.5 | 17.5 | 0 | 2016-04-07 | 5.3 | 12.7 | 0 | 10.51 | 0
2025-04-07 | 6 | 12 | 0 | 2024-04-07 | 13 | 5 | 0 | 2023-04-07 | 4.3 | 13.7 | 0 | 2022-04-07 | 10.2 | 7.8 | 0 | 2021-04-07 | 15.7 | 2.3 | 0 | 2020-04-07 | 13.4 | 4.6 | 0 | 2019-04-07 | 11.9 | 6.1 | 0 | 2018-04-07 | -0.2 | 18.2 | 0 | 2017-04-07 | 2 | 16 | 0 | 2016-04-07 | 4.3 | 13.7 | 0 | 9.94 | 0
2025-04-07 | 6.2 | 11.8 | 0 | 2024-04-07 | 14.7 | 3.3 | 0 | 2023-04-07 | 4.9 | 13.1 | 0 | 2022-04-07 | 11.9 | 6.1 | 0 | 2021-04-07 | 16.7 | 1.3 | 0 | 2020-04-07 | 13.6 | 4.4 | 0 | 2019-04-07 | 12.5 | 5.5 | 0 | 2018-04-07 | 0.3 | 17.7 | 0 | 2017-04-07 | 2.5 | 15.5 | 0 | 2016-04-07 | 5.4 | 12.6 | 0 | 9.13 | 0
2025-04-07 | 6.1 | 11.9 | 0 | 2024-04-07 | 14.3 | 3.7 | 0 | 2023-04-07 | 5.6 | 12.4 | 0 | 2022-04-07 | 12.5 | 5.5 | 0 | 2021-04-07 | 16.7 | 1.3 | 0 | 2020-04-07 | 12.7 | 5.3 | 0 | 2019-04-07 | 12.3 | 5.7 | 0 | 2018-04-07 | 0 | 18 | 0 | 2017-04-07 | 3.2 | 14.8 | 0 | 2016-04-07 | 5.8 | 12.2 | 0 | 9.08 | 0
2025-04-07 | 5.2 | 12.8 | 0 | 2024-04-07 | 14.3 | 3.7 | 0 | 2023-04-07 | 5.4 | 12.6 | 0 | 2022-04-07 | 11.9 | 6.1 | 0 | 2021-04-07 | 16.7 | 1.3 | 0 | 2020-04-07 | 12.6 | 5.4 | 0 | 2019-04-07 | 11.3 | 6.7 | 0 | 2018-04-07 | -0.3 | 18.3 | 0 | 2017-04-07 | 3.8 | 14.2 | 0 | 2016-04-07 | 4.3 | 13.7 | 0 | 9.48 | 0
2025-04-07 | 5.5 | 12.5 | 0 | 2024-04-07 | 13.7 | 4.3 | 0 | 2023-04-07 | 5.9 | 12.1 | 0 | 2022-04-07 | 10.1 | 7.9 | 0 | 2021-04-07 | 16.7 | 1.3 | 0 | 2020-04-07 | 11.2 | 6.8 | 0 | 2019-04-07 | 11.6 | 6.4 | 0 | 2018-04-07 | -0.8 | 18.8 | 0 | 2017-04-07 | 4.4 | 13.6 | 0 | 2016-04-07 | 3.6 | 14.4 | 0 | 9.81 | 0
2025-04-07 | 6.2 | 11.8 | 0 | 2024-04-07 | 13.3 | 4.7 | 0 | 2023-04-07 | 5.5 | 12.5 | 0 | 2022-04-07 | 9.1 | 8.9 | 0 | 2021-04-07 | 16.2 | 1.8 | 0 | 2020-04-07 | 8.5 | 9.5 | 0 | 2019-04-07 | 11.3 | 6.7 | 0 | 2018-04-07 | -1.2 | 19.2 | 0 | 2017-04-07 | 5 | 13 | 0 | 2016-04-07 | 2.6 | 15.4 | 0 | 10.35 | 0
2025-04-07 | 2.9 | 15.1 | 0 | 2024-04-07 | 12.8 | 5.2 | 0 | 2023-04-07 | 4.6 | 13.4 | 0 | 2022-04-07 | 9.2 | 8.8 | 0 | 2021-04-07 | 15.3 | 2.7 | 0 | 2020-04-07 | 7.7 | 10.3 | 0 | 2019-04-07 | 11.1 | 6.9 | 0 | 2018-04-07 | -1.6 | 19.6 | 0 | 2017-04-07 | 5 | 13 | 0 | 2016-04-07 | 1.7 | 16.3 | 0 | 11.13 | 0
2025-04-07 | -0.8 | 18.8 | 0 | 2024-04-07 | 10.7 | 7.3 | 0 | 2023-04-07 | 2.2 | 15.8 | 0 | 2022-04-07 | 8.2 | 9.8 | 0 | 2021-04-07 | 14.1 | 3.9 | 0 | 2020-04-07 | 7 | 11 | 0 | 2019-04-07 | 10.9 | 7.1 | 0 | 2018-04-07 | -2.2 | 20.2 | 0 | 2017-04-07 | 4.3 | 13.7 | 0 | 2016-04-07 | 1.2 | 16.8 | 0 | 12.44 | 0
2025-04-07 | -1.8 | 19.8 | 0 | 2024-04-07 | 10.4 | 7.6 | 0 | 2023-04-07 | 0.8 | 17.2 | 0 | 2022-04-07 | 7.9 | 10.1 | 0 | 2021-04-07 | 13.7 | 4.3 | 0 | 2020-04-07 | 6.1 | 11.9 | 0 | 2019-04-07 | 10.6 | 7.4 | 0 | 2018-04-07 | -2.5 | 20.5 | 0 | 2017-04-07 | 3.8 | 14.2 | 0 | 2016-04-07 | 0.8 | 17.2 | 0 | 13.02 | 0
2025-04-07 | -2.6 | 20.6 | 0 | 2024-04-07 | 9.6 | 8.4 | 0 | 2023-04-07 | 0 | 18 | 0 | 2022-04-07 | 7.3 | 10.7 | 0 | 2021-04-07 | 12.8 | 5.2 | 0 | 2020-04-07 | 5.5 | 12.5 | 0 | 2019-04-07 | 10.6 | 7.4 | 0 | 2018-04-07 | -2.4 | 20.4 | 0 | 2017-04-07 | 3 | 15 | 0 | 2016-04-07 | 0.5 | 17.5 | 0 | 13.57 | 0
2025-04-07 | -3 | 21 | 0 | 2024-04-07 | 9.1 | 8.9 | 0 | 2023-04-07 | -0.9 | 18.9 | 0 | 2022-04-07 | 7.2 | 10.8 | 0 | 2021-04-07 | 12.4 | 5.6 | 0 | 2020-04-07 | 5.5 | 12.5 | 0 | 2019-04-07 | 9 | 9 | 0 | 2018-04-07 | -2.6 | 20.6 | 0 | 2017-04-07 | 2.6 | 15.4 | 0 | 2016-04-07 | 0.2 | 17.8 | 0 | 14.05 | 0
2025-04-07 | -3.7 | 21.7 | 0 | 2024-04-07 | 9.1 | 8.9 | 0 | 2023-04-07 | -0.9 | 18.9 | 0 | 2022-04-07 | 7.2 | 10.8 | 0 | 2021-04-07 | 11.8 | 6.2 | 0 | 2020-04-07 | 5.5 | 12.5 | 0 | 2019-04-07 | 7.5 | 10.5 | 0 | 2018-04-07 | -2.7 | 20.7 | 0 | 2017-04-07 | 2.5 | 15.5 | 0 | 2016-04-07 | -0.1 | 18.1 | 0 | 14.38 | 0
2025-04-08 | -3.9 | 21.9 | 0 | 2024-04-08 | 8 | 10 | 0 | 2023-04-08 | -1.4 | 19.4 | 0 | 2022-04-08 | 7 | 11 | 0 | 2021-04-08 | 11.2 | 6.8 | 0 | 2020-04-08 | 5.3 | 12.7 | 0 | 2019-04-08 | 7.2 | 10.8 | 0 | 2018-04-08 | -2.8 | 20.8 | 0 | 2017-04-08 | 2.5 | 15.5 | 0 | 2016-04-08 | -0.5 | 18.5 | 0 | 14.74 | 0
2025-04-08 | -4 | 22 | 0 | 2024-04-08 | 7.2 | 10.8 | 0 | 2023-04-08 | -1.8 | 19.8 | 0 | 2022-04-08 | 5.6 | 12.4 | 0 | 2021-04-08 | 10.8 | 7.2 | 0 | 2020-04-08 | 5.5 | 12.5 | 0 | 2019-04-08 | 6.9 | 11.1 | 0 | 2018-04-08 | -2.8 | 20.8 | 0 | 2017-04-08 | 2.2 | 15.8 | 0 | 2016-04-08 | -1.4 | 19.4 | 0 | 15.18 | 0
2025-04-08 | -4.2 | 22.2 | 0 | 2024-04-08 | 6.8 | 11.2 | 0 | 2023-04-08 | -2.3 | 20.3 | 0 | 2022-04-08 | 3.9 | 14.1 | 0 | 2021-04-08 | 11.1 | 6.9 | 0 | 2020-04-08 | 5.8 | 12.2 | 0 | 2019-04-08 | 7 | 11 | 0 | 2018-04-08 | -2.8 | 20.8 | 0 | 2017-04-08 | 2 | 16 | 0 | 2016-04-08 | -1.9 | 19.9 | 0 | 15.46 | 0
2025-04-08 | -4.7 | 22.7 | 0 | 2024-04-08 | 6.3 | 11.7 | 0 | 2023-04-08 | -3.2 | 21.2 | 0 | 2022-04-08 | 2.7 | 15.3 | 0 | 2021-04-08 | 11 | 7 | 0 | 2020-04-08 | 5.7 | 12.3 | 0 | 2019-04-08 | 7 | 11 | 0 | 2018-04-08 | -3.2 | 21.2 | 0 | 2017-04-08 | 1.4 | 16.6 | 0 | 2016-04-08 | -2.5 | 20.5 | 0 | 15.95 | 0
2025-04-08 | -5 | 23 | 0 | 2024-04-08 | 4.5 | 13.5 | 0 | 2023-04-08 | -3.2 | 21.2 | 0 | 2022-04-08 | 3.8 | 14.2 | 0 | 2021-04-08 | 10.3 | 7.7 | 0 | 2020-04-08 | 6.1 | 11.9 | 0 | 2019-04-08 | 6.4 | 11.6 | 0 | 2018-04-08 | -3.4 | 21.4 | 0 | 2017-04-08 | 1.2 | 16.8 | 0 | 2016-04-08 | -3 | 21 | 0 | 16.23 | 0
2025-04-08 | -5.1 | 23.1 | 0 | 2024-04-08 | 5.1 | 12.9 | 0 | 2023-04-08 | -3.9 | 21.9 | 0 | 2022-04-08 | 3.4 | 14.6 | 0 | 2021-04-08 | 9.7 | 8.3 | 0 | 2020-04-08 | 6.4 | 11.6 | 0 | 2019-04-08 | 5.8 | 12.2 | 0 | 2018-04-08 | -4.2 | 22.2 | 0 | 2017-04-08 | 1 | 17 | 0 | 2016-04-08 | -3.3 | 21.3 | 0 | 16.51 | 0
2025-04-08 | -5.4 | 23.4 | 0 | 2024-04-08 | 6.5 | 11.5 | 0 | 2023-04-08 | -3.3 | 21.3 | 0 | 2022-04-08 | 3.1 | 14.9 | 0 | 2021-04-08 | 8.7 | 9.3 | 0 | 2020-04-08 | 6.5 | 11.5 | 0 | 2019-04-08 | 5.5 | 12.5 | 0 | 2018-04-08 | -4.8 | 22.8 | 0 | 2017-04-08 | 0.3 | 17.7 | 0 | 2016-04-08 | -3.6 | 21.6 | 0 | 16.65 | 0
2025-04-08 | -5.2 | 23.2 | 0 | 2024-04-08 | 6.7 | 11.3 | 0 | 2023-04-08 | -1.6 | 19.6 | 0 | 2022-04-08 | 4.6 | 13.4 | 0 | 2021-04-08 | 10.6 | 7.4 | 0 | 2020-04-08 | 6.6 | 11.4 | 0 | 2019-04-08 | 5.6 | 12.4 | 0 | 2018-04-08 | -4 | 22 | 0 | 2017-04-08 | 2.1 | 15.9 | 0 | 2016-04-08 | -3.8 | 21.8 | 0 | 15.84 | 0
2025-04-08 | -5 | 23 | 0 | 2024-04-08 | 7.6 | 10.4 | 0 | 2023-04-08 | 0.1 | 17.9 | 0 | 2022-04-08 | 4.9 | 13.1 | 0 | 2021-04-08 | 12.7 | 5.3 | 0 | 2020-04-08 | 7.1 | 10.9 | 0 | 2019-04-08 | 7 | 11 | 0 | 2018-04-08 | -2.6 | 20.6 | 0 | 2017-04-08 | 3.4 | 14.6 | 0 | 2016-04-08 | -2.3 | 20.3 | 0 | 14.71 | 0
2025-04-08 | -4.1 | 22.1 | 0 | 2024-04-08 | 9.3 | 8.7 | 0 | 2023-04-08 | 1.8 | 16.2 | 0 | 2022-04-08 | 5.9 | 12.1 | 0 | 2021-04-08 | 14.5 | 3.5 | 0 | 2020-04-08 | 7.7 | 10.3 | 0 | 2019-04-08 | 10.1 | 7.9 | 0 | 2018-04-08 | -2.3 | 20.3 | 0 | 2017-04-08 | 4.8 | 13.2 | 0 | 2016-04-08 | -1.3 | 19.3 | 0 | 13.36 | 0
2025-04-08 | -2.5 | 20.5 | 0 | 2024-04-08 | 9.5 | 8.5 | 0 | 2023-04-08 | 2.6 | 15.4 | 0 | 2022-04-08 | 6.4 | 11.6 | 0 | 2021-04-08 | 16.1 | 1.9 | 0 | 2020-04-08 | 9.5 | 8.5 | 0 | 2019-04-08 | 13.4 | 4.6 | 0 | 2018-04-08 | -1.5 | 19.5 | 0 | 2017-04-08 | 5.8 | 12.2 | 0 | 2016-04-08 | -0.1 | 18.1 | 0 | 12.08 | 0
2025-04-08 | -1.8 | 19.8 | 0 | 2024-04-08 | 10.2 | 7.8 | 0 | 2023-04-08 | 3.6 | 14.4 | 0 | 2022-04-08 | 7.5 | 10.5 | 0 | 2021-04-08 | 17.6 | 0.4 | 0 | 2020-04-08 | 11.4 | 6.6 | 0 | 2019-04-08 | 13.5 | 4.5 | 0 | 2018-04-08 | 0 | 18 | 0 | 2017-04-08 | 7.4 | 10.6 | 0 | 2016-04-08 | 0.8 | 17.2 | 0 | 10.98 | 0
2025-04-08 | -0.8 | 18.8 | 0 | 2024-04-08 | 11.3 | 6.7 | 0 | 2023-04-08 | 3.3 | 14.7 | 0 | 2022-04-08 | 7.2 | 10.8 | 0 | 2021-04-08 | 19.3 | 0 | 1.3 | 2020-04-08 | 12.9 | 5.1 | 0 | 2019-04-08 | 14.3 | 3.7 | 0 | 2018-04-08 | -0.2 | 18.2 | 0 | 2017-04-08 | 9.2 | 8.8 | 0 | 2016-04-08 | 1.3 | 16.7 | 0 | 10.35 | 0.13
2025-04-08 | -0.2 | 18.2 | 0 | 2024-04-08 | 12.4 | 5.6 | 0 | 2023-04-08 | 4.4 | 13.6 | 0 | 2022-04-08 | 7.2 | 10.8 | 0 | 2021-04-08 | 19.4 | 0 | 1.4 | 2020-04-08 | 13.2 | 4.8 | 0 | 2019-04-08 | 14 | 4 | 0 | 2018-04-08 | 1.1 | 16.9 | 0 | 2017-04-08 | 10.3 | 7.7 | 0 | 2016-04-08 | 2 | 16 | 0 | 9.76 | 0.14
2025-04-08 | 0.4 | 17.6 | 0 | 2024-04-08 | 11.3 | 6.7 | 0 | 2023-04-08 | 4.3 | 13.7 | 0 | 2022-04-08 | 8.2 | 9.8 | 0 | 2021-04-08 | 19.6 | 0 | 1.6 | 2020-04-08 | 13.9 | 4.1 | 0 | 2019-04-08 | 13.7 | 4.3 | 0 | 2018-04-08 | 0.1 | 17.9 | 0 | 2017-04-08 | 11.6 | 6.4 | 0 | 2016-04-08 | 3.4 | 14.6 | 0 | 9.51 | 0.16
2025-04-08 | 0.6 | 17.4 | 0 | 2024-04-08 | 10.8 | 7.2 | 0 | 2023-04-08 | 4.9 | 13.1 | 0 | 2022-04-08 | 7.9 | 10.1 | 0 | 2021-04-08 | 19.8 | 0 | 1.8 | 2020-04-08 | 12.9 | 5.1 | 0 | 2019-04-08 | 12.8 | 5.2 | 0 | 2018-04-08 | 0.1 | 17.9 | 0 | 2017-04-08 | 12.4 | 5.6 | 0 | 2016-04-08 | 3.4 | 14.6 | 0 | 9.62 | 0.18
2025-04-08 | 1.1 | 16.9 | 0 | 2024-04-08 | 13 | 5 | 0 | 2023-04-08 | 6.1 | 11.9 | 0 | 2022-04-08 | 9.6 | 8.4 | 0 | 2021-04-08 | 20.1 | 0 | 2.1 | 2020-04-08 | 13.3 | 4.7 | 0 | 2019-04-08 | 12.6 | 5.4 | 0 | 2018-04-08 | 0.2 | 17.8 | 0 | 2017-04-08 | 12.5 | 5.5 | 0 | 2016-04-08 | 3.7 | 14.3 | 0 | 8.99 | 0.21
2025-04-08 | 0 | 18 | 0 | 2024-04-08 | 13.1 | 4.9 | 0 | 2023-04-08 | 4.7 | 13.3 | 0 | 2022-04-08 | 8.2 | 9.8 | 0 | 2021-04-08 | 20.1 | 0 | 2.1 | 2020-04-08 | 13.3 | 4.7 | 0 | 2019-04-08 | 13.1 | 4.9 | 0 | 2018-04-08 | 0.8 | 17.2 | 0 | 2017-04-08 | 12.5 | 5.5 | 0 | 2016-04-08 | 3.2 | 14.8 | 0 | 9.31 | 0.21
2025-04-08 | -1.4 | 19.4 | 0 | 2024-04-08 | 12.8 | 5.2 | 0 | 2023-04-08 | 4.5 | 13.5 | 0 | 2022-04-08 | 7.8 | 10.2 | 0 | 2021-04-08 | 19.6 | 0 | 1.6 | 2020-04-08 | 12.1 | 5.9 | 0 | 2019-04-08 | 11.7 | 6.3 | 0 | 2018-04-08 | 0 | 18 | 0 | 2017-04-08 | 10.5 | 7.5 | 0 | 2016-04-08 | 2.3 | 15.7 | 0 | 10.17 | 0.16
2025-04-08 | -2.3 | 20.3 | 0 | 2024-04-08 | 10.4 | 7.6 | 0 | 2023-04-08 | 4.2 | 13.8 | 0 | 2022-04-08 | 7.6 | 10.4 | 0 | 2021-04-08 | 18.9 | 0 | 0.9 | 2020-04-08 | 10.3 | 7.7 | 0 | 2019-04-08 | 10.5 | 7.5 | 0 | 2018-04-08 | -1 | 19 | 0 | 2017-04-08 | 9.8 | 8.2 | 0 | 2016-04-08 | -0.7 | 18.7 | 0 | 11.32 | 0.09
2025-04-08 | -2.5 | 20.5 | 0 | 2024-04-08 | 7.5 | 10.5 | 0 | 2023-04-08 | 4.5 | 13.5 | 0 | 2022-04-08 | 6.8 | 11.2 | 0 | 2021-04-08 | 19.1 | 0 | 1.1 | 2020-04-08 | 8.5 | 9.5 | 0 | 2019-04-08 | 9.5 | 8.5 | 0 | 2018-04-08 | -1.9 | 19.9 | 0 | 2017-04-08 | 7.6 | 10.4 | 0 | 2016-04-08 | -2.2 | 20.2 | 0 | 12.42 | 0.11
2025-04-08 | -2.9 | 20.9 | 0 | 2024-04-08 | 7.1 | 10.9 | 0 | 2023-04-08 | 4.9 | 13.1 | 0 | 2022-04-08 | 6 | 12 | 0 | 2021-04-08 | 17.8 | 0.2 | 0 | 2020-04-08 | 9 | 9 | 0 | 2019-04-08 | 8.3 | 9.7 | 0 | 2018-04-08 | -2.8 | 20.8 | 0 | 2017-04-08 | 7.7 | 10.3 | 0 | 2016-04-08 | -2.9 | 20.9 | 0 | 12.78 | 0
2025-04-08 | -3.4 | 21.4 | 0 | 2024-04-08 | 7.1 | 10.9 | 0 | 2023-04-08 | 4.4 | 13.6 | 0 | 2022-04-08 | 4.5 | 13.5 | 0 | 2021-04-08 | 16.5 | 1.5 | 0 | 2020-04-08 | 9.7 | 8.3 | 0 | 2019-04-08 | 7.8 | 10.2 | 0 | 2018-04-08 | -3.3 | 21.3 | 0 | 2017-04-08 | 7.8 | 10.2 | 0 | 2016-04-08 | -2.9 | 20.9 | 0 | 13.18 | 0
2025-04-08 | -4.8 | 22.8 | 0 | 2024-04-08 | 7.1 | 10.9 | 0 | 2023-04-08 | 3.4 | 14.6 | 0 | 2022-04-08 | 3.7 | 14.3 | 0 | 2021-04-08 | 13.9 | 4.1 | 0 | 2020-04-08 | 9.8 | 8.2 | 0 | 2019-04-08 | 7.4 | 10.6 | 0 | 2018-04-08 | -3.8 | 21.8 | 0 | 2017-04-08 | 6.8 | 11.2 | 0 | 2016-04-08 | -3.2 | 21.2 | 0 | 13.97 | 0
2025-04-09 | -5.1 | 23.1 | 0 | 2024-04-09 | 6.6 | 11.4 | 0 | 2023-04-09 | 3.8 | 14.2 | 0 | 2022-04-09 | 3.6 | 14.4 | 0 | 2021-04-09 | 13 | 5 | 0 | 2020-04-09 | 9.1 | 8.9 | 0 | 2019-04-09 | 6.1 | 11.9 | 0 | 2018-04-09 | -4 | 22 | 0 | 2017-04-09 | 5.9 | 12.1 | 0 | 2016-04-09 | -3.5 | 21.5 | 0 | 14.45 | 0
2025-04-09 | -5.9 | 23.9 | 0 | 2024-04-09 | 5.9 | 12.1 | 0 | 2023-04-09 | 3.5 | 14.5 | 0 | 2022-04-09 | 3.1 | 14.9 | 0 | 2021-04-09 | 12 | 6 | 0 | 2020-04-09 | 7.9 | 10.1 | 0 | 2019-04-09 | 5.8 | 12.2 | 0 | 2018-04-09 | -5.3 | 23.3 | 0 | 2017-04-09 | 5.5 | 12.5 | 0 | 2016-04-09 | -3.9 | 21.9 | 0 | 15.14 | 0
2025-04-09 | -5.7 | 23.7 | 0 | 2024-04-09 | 5.6 | 12.4 | 0 | 2023-04-09 | 1.8 | 16.2 | 0 | 2022-04-09 | 2.8 | 15.2 | 0 | 2021-04-09 | 12.1 | 5.9 | 0 | 2020-04-09 | 7.5 | 10.5 | 0 | 2019-04-09 | 6.2 | 11.8 | 0 | 2018-04-09 | -4.7 | 22.7 | 0 | 2017-04-09 | 5.8 | 12.2 | 0 | 2016-04-09 | -3.9 | 21.9 | 0 | 15.25 | 0
2025-04-09 | -6 | 24 | 0 | 2024-04-09 | 5.7 | 12.3 | 0 | 2023-04-09 | 0.6 | 17.4 | 0 | 2022-04-09 | 2.9 | 15.1 | 0 | 2021-04-09 | 11.6 | 6.4 | 0 | 2020-04-09 | 7.5 | 10.5 | 0 | 2019-04-09 | 6.2 | 11.8 | 0 | 2018-04-09 | -4.8 | 22.8 | 0 | 2017-04-09 | 4.5 | 13.5 | 0 | 2016-04-09 | -4.1 | 22.1 | 0 | 15.59 | 0
2025-04-09 | -7.2 | 25.2 | 0 | 2024-04-09 | 4.5 | 13.5 | 0 | 2023-04-09 | 0.2 | 17.8 | 0 | 2022-04-09 | 2.5 | 15.5 | 0 | 2021-04-09 | 12 | 6 | 0 | 2020-04-09 | 3.9 | 14.1 | 0 | 2019-04-09 | 6 | 12 | 0 | 2018-04-09 | -4.7 | 22.7 | 0 | 2017-04-09 | 4.3 | 13.7 | 0 | 2016-04-09 | -4.7 | 22.7 | 0 | 16.32 | 0
2025-04-09 | -6.3 | 24.3 | 0 | 2024-04-09 | 5.1 | 12.9 | 0 | 2023-04-09 | -0.4 | 18.4 | 0 | 2022-04-09 | 2.6 | 15.4 | 0 | 2021-04-09 | 12.9 | 5.1 | 0 | 2020-04-09 | 2 | 16 | 0 | 2019-04-09 | 6.3 | 11.7 | 0 | 2018-04-09 | -5.2 | 23.2 | 0 | 2017-04-09 | 4.3 | 13.7 | 0 | 2016-04-09 | -5.1 | 23.1 | 0 | 16.38 | 0
2025-04-09 | -5.5 | 23.5 | 0 | 2024-04-09 | 5.4 | 12.6 | 0 | 2023-04-09 | -0.5 | 18.5 | 0 | 2022-04-09 | 2.9 | 15.1 | 0 | 2021-04-09 | 12 | 6 | 0 | 2020-04-09 | 0.9 | 17.1 | 0 | 2019-04-09 | 5.8 | 12.2 | 0 | 2018-04-09 | -4.9 | 22.9 | 0 | 2017-04-09 | 4.3 | 13.7 | 0 | 2016-04-09 | -5.5 | 23.5 | 0 | 16.51 | 0
2025-04-09 | -2.9 | 20.9 | 0 | 2024-04-09 | 7.1 | 10.9 | 0 | 2023-04-09 | 1 | 17 | 0 | 2022-04-09 | 3.7 | 14.3 | 0 | 2021-04-09 | 12.5 | 5.5 | 0 | 2020-04-09 | 2.2 | 15.8 | 0 | 2019-04-09 | 5.7 | 12.3 | 0 | 2018-04-09 | -3.1 | 21.1 | 0 | 2017-04-09 | 4.8 | 13.2 | 0 | 2016-04-09 | -5.3 | 23.3 | 0 | 15.43 | 0
2025-04-09 | -0.9 | 18.9 | 0 | 2024-04-09 | 9.2 | 8.8 | 0 | 2023-04-09 | 2.6 | 15.4 | 0 | 2022-04-09 | 4.6 | 13.4 | 0 | 2021-04-09 | 14.4 | 3.6 | 0 | 2020-04-09 | 3.3 | 14.7 | 0 | 2019-04-09 | 6.3 | 11.7 | 0 | 2018-04-09 | -1.8 | 19.8 | 0 | 2017-04-09 | 7.7 | 10.3 | 0 | 2016-04-09 | -5.2 | 23.2 | 0 | 13.98 | 0
2025-04-09 | 0.4 | 17.6 | 0 | 2024-04-09 | 11.3 | 6.7 | 0 | 2023-04-09 | 4.1 | 13.9 | 0 | 2022-04-09 | 5.5 | 12.5 | 0 | 2021-04-09 | 14.8 | 3.2 | 0 | 2020-04-09 | 5.6 | 12.4 | 0 | 2019-04-09 | 8.8 | 9.2 | 0 | 2018-04-09 | -0.5 | 18.5 | 0 | 2017-04-09 | 10 | 8 | 0 | 2016-04-09 | -4.1 | 22.1 | 0 | 12.41 | 0
2025-04-09 | 1.1 | 16.9 | 0 | 2024-04-09 | 13.7 | 4.3 | 0 | 2023-04-09 | 6.2 | 11.8 | 0 | 2022-04-09 | 4.3 | 13.7 | 0 | 2021-04-09 | 15.6 | 2.4 | 0 | 2020-04-09 | 6.1 | 11.9 | 0 | 2019-04-09 | 8.8 | 9.2 | 0 | 2018-04-09 | 0.2 | 17.8 | 0 | 2017-04-09 | 13.6 | 4.4 | 0 | 2016-04-09 | -3.5 | 21.5 | 0 | 11.39 | 0
2025-04-09 | 2.3 | 15.7 | 0 | 2024-04-09 | 14 | 4 | 0 | 2023-04-09 | 7 | 11 | 0 | 2022-04-09 | 5.7 | 12.3 | 0 | 2021-04-09 | 15.3 | 2.7 | 0 | 2020-04-09 | 7.7 | 10.3 | 0 | 2019-04-09 | 9.3 | 8.7 | 0 | 2018-04-09 | 1.3 | 16.7 | 0 | 2017-04-09 | 15.4 | 2.6 | 0 | 2016-04-09 | -2.5 | 20.5 | 0 | 10.45 | 0
2025-04-09 | 4.2 | 13.8 | 0 | 2024-04-09 | 15.5 | 2.5 | 0 | 2023-04-09 | 7.4 | 10.6 | 0 | 2022-04-09 | 6 | 12 | 0 | 2021-04-09 | 14.4 | 3.6 | 0 | 2020-04-09 | 7.5 | 10.5 | 0 | 2019-04-09 | 8.6 | 9.4 | 0 | 2018-04-09 | 1 | 17 | 0 | 2017-04-09 | 17 | 1 | 0 | 2016-04-09 | -2 | 20 | 0 | 10.04 | 0
2025-04-09 | 3 | 15 | 0 | 2024-04-09 | 16.7 | 1.3 | 0 | 2023-04-09 | 7.7 | 10.3 | 0 | 2022-04-09 | 7.4 | 10.6 | 0 | 2021-04-09 | 16 | 2 | 0 | 2020-04-09 | 8.9 | 9.1 | 0 | 2019-04-09 | 7.8 | 10.2 | 0 | 2018-04-09 | 1.7 | 16.3 | 0 | 2017-04-09 | 17.8 | 0.2 | 0 | 2016-04-09 | -1.6 | 19.6 | 0 | 9.46 | 0
2025-04-09 | 5.2 | 12.8 | 0 | 2024-04-09 | 16.8 | 1.2 | 0 | 2023-04-09 | 9 | 9 | 0 | 2022-04-09 | 6.7 | 11.3 | 0 | 2021-04-09 | 18 | 0 | 0 | 2020-04-09 | 8.3 | 9.7 | 0 | 2019-04-09 | 7.8 | 10.2 | 0 | 2018-04-09 | 2 | 16 | 0 | 2017-04-09 | 19.4 | 0 | 1.4 | 2016-04-09 | -1.1 | 19.1 | 0 | 8.93 | 0.14
2025-04-09 | 3.7 | 14.3 | 0 | 2024-04-09 | 17.7 | 0.3 | 0 | 2023-04-09 | 9.8 | 8.2 | 0 | 2022-04-09 | 7 | 11 | 0 | 2021-04-09 | 18.6 | 0 | 0.6 | 2020-04-09 | 8 | 10 | 0 | 2019-04-09 | 8.1 | 9.9 | 0 | 2018-04-09 | 2.8 | 15.2 | 0 | 2017-04-09 | 18.9 | 0 | 0.9 | 2016-04-09 | -1.8 | 19.8 | 0 | 8.87 | 0.15
2025-04-09 | 3.4 | 14.6 | 0 | 2024-04-09 | 17.9 | 0.1 | 0 | 2023-04-09 | 9.4 | 8.6 | 0 | 2022-04-09 | 5.2 | 12.8 | 0 | 2021-04-09 | 19.2 | 0 | 1.2 | 2020-04-09 | 8.3 | 9.7 | 0 | 2019-04-09 | 8.3 | 9.7 | 0 | 2018-04-09 | 2.9 | 15.1 | 0 | 2017-04-09 | 19.6 | 0 | 1.6 | 2016-04-09 | -1.1 | 19.1 | 0 | 8.97 | 0.28
2025-04-09 | 4 | 14 | 0 | 2024-04-09 | 17.4 | 0.6 | 0 | 2023-04-09 | 9.2 | 8.8 | 0 | 2022-04-09 | 4 | 14 | 0 | 2021-04-09 | 18.8 | 0 | 0.8 | 2020-04-09 | 7.4 | 10.6 | 0 | 2019-04-09 | 7.9 | 10.1 | 0 | 2018-04-09 | 1.8 | 16.2 | 0 | 2017-04-09 | 19.7 | 0 | 1.7 | 2016-04-09 | -2 | 20 | 0 | 9.43 | 0.25
2025-04-09 | 4.4 | 13.6 | 0 | 2024-04-09 | 16.5 | 1.5 | 0 | 2023-04-09 | 8.1 | 9.9 | 0 | 2022-04-09 | 3.1 | 14.9 | 0 | 2021-04-09 | 17.6 | 0.4 | 0 | 2020-04-09 | 6.1 | 11.9 | 0 | 2019-04-09 | 7.5 | 10.5 | 0 | 2018-04-09 | 1.5 | 16.5 | 0 | 2017-04-09 | 19.8 | 0 | 1.8 | 2016-04-09 | -2.7 | 20.7 | 0 | 9.99 | 0.18
2025-04-09 | 4 | 14 | 0 | 2024-04-09 | 14.6 | 3.4 | 0 | 2023-04-09 | 5.5 | 12.5 | 0 | 2022-04-09 | 2.4 | 15.6 | 0 | 2021-04-09 | 15.1 | 2.9 | 0 | 2020-04-09 | 4.8 | 13.2 | 0 | 2019-04-09 | 7 | 11 | 0 | 2018-04-09 | 1 | 17 | 0 | 2017-04-09 | 17.1 | 0.9 | 0 | 2016-04-09 | -4.3 | 22.3 | 0 | 11.28 | 0
2025-04-09 | 3.2 | 14.8 | 0 | 2024-04-09 | 12.9 | 5.1 | 0 | 2023-04-09 | 4.8 | 13.2 | 0 | 2022-04-09 | 2.5 | 15.5 | 0 | 2021-04-09 | 15 | 3 | 0 | 2020-04-09 | 3.4 | 14.6 | 0 | 2019-04-09 | 6.6 | 11.4 | 0 | 2018-04-09 | 0.7 | 17.3 | 0 | 2017-04-09 | 14.3 | 3.7 | 0 | 2016-04-09 | -4.8 | 22.8 | 0 | 12.14 | 0
2025-04-09 | 2.2 | 15.8 | 0 | 2024-04-09 | 13.2 | 4.8 | 0 | 2023-04-09 | 5.1 | 12.9 | 0 | 2022-04-09 | 2.6 | 15.4 | 0 | 2021-04-09 | 13.8 | 4.2 | 0 | 2020-04-09 | 3 | 15 | 0 | 2019-04-09 | 6 | 12 | 0 | 2018-04-09 | 0.6 | 17.4 | 0 | 2017-04-09 | 12 | 6 | 0 | 2016-04-09 | -5.3 | 23.3 | 0 | 12.68 | 0
2025-04-09 | 2.5 | 15.5 | 0 | 2024-04-09 | 12.6 | 5.4 | 0 | 2023-04-09 | 5.2 | 12.8 | 0 | 2022-04-09 | 2.4 | 15.6 | 0 | 2021-04-09 | 13.2 | 4.8 | 0 | 2020-04-09 | 2.3 | 15.7 | 0 | 2019-04-09 | 5.2 | 12.8 | 0 | 2018-04-09 | 0.1 | 17.9 | 0 | 2017-04-09 | 11.1 | 6.9 | 0 | 2016-04-09 | -5.5 | 23.5 | 0 | 13.09 | 0
2025-04-09 | 1.9 | 16.1 | 0 | 2024-04-09 | 14.2 | 3.8 | 0 | 2023-04-09 | 5 | 13 | 0 | 2022-04-09 | 2.1 | 15.9 | 0 | 2021-04-09 | 12.7 | 5.3 | 0 | 2020-04-09 | 1.7 | 16.3 | 0 | 2019-04-09 | 4.2 | 13.8 | 0 | 2018-04-09 | -0.4 | 18.4 | 0 | 2017-04-09 | 11.1 | 6.9 | 0 | 2016-04-09 | -5.9 | 23.9 | 0 | 13.34 | 0
2025-04-10 | 0.3 | 17.7 | 0 | 2024-04-10 | 12.4 | 5.6 | 0 | 2023-04-10 | 4.9 | 13.1 | 0 | 2022-04-10 | 1.8 | 16.2 | 0 | 2021-04-10 | 12.6 | 5.4 | 0 | 2020-04-10 | 1.8 | 16.2 | 0 | 2019-04-10 | 3.8 | 14.2 | 0 | 2018-04-10 | -1.1 | 19.1 | 0 | 2017-04-10 | 10.8 | 7.2 | 0 | 2016-04-10 | -5.9 | 23.9 | 0 | 13.86 | 0
2025-04-10 | 0.3 | 17.7 | 0 | 2024-04-10 | 11.2 | 6.8 | 0 | 2023-04-10 | 5 | 13 | 0 | 2022-04-10 | 1.3 | 16.7 | 0 | 2021-04-10 | 11.9 | 6.1 | 0 | 2020-04-10 | 2 | 16 | 0 | 2019-04-10 | 2.8 | 15.2 | 0 | 2018-04-10 | -1 | 19 | 0 | 2017-04-10 | 10.2 | 7.8 | 0 | 2016-04-10 | -6.8 | 24.8 | 0 | 14.31 | 0
2025-04-10 | -0.3 | 18.3 | 0 | 2024-04-10 | 11.4 | 6.6 | 0 | 2023-04-10 | 4.7 | 13.3 | 0 | 2022-04-10 | 1.5 | 16.5 | 0 | 2021-04-10 | 11.3 | 6.7 | 0 | 2020-04-10 | 1.5 | 16.5 | 0 | 2019-04-10 | 1.9 | 16.1 | 0 | 2018-04-10 | -1 | 19 | 0 | 2017-04-10 | 10.4 | 7.6 | 0 | 2016-04-10 | -6.8 | 24.8 | 0 | 14.54 | 0
2025-04-10 | -0.5 | 18.5 | 0 | 2024-04-10 | 11.4 | 6.6 | 0 | 2023-04-10 | 4 | 14 | 0 | 2022-04-10 | 1.6 | 16.4 | 0 | 2021-04-10 | 11 | 7 | 0 | 2020-04-10 | 1.4 | 16.6 | 0 | 2019-04-10 | 1.8 | 16.2 | 0 | 2018-04-10 | -1.6 | 19.6 | 0 | 2017-04-10 | 10.3 | 7.7 | 0 | 2016-04-10 | -7.2 | 25.2 | 0 | 14.78 | 0
2025-04-10 | 0.3 | 17.7 | 0 | 2024-04-10 | 10.1 | 7.9 | 0 | 2023-04-10 | 3.3 | 14.7 | 0 | 2022-04-10 | 1.8 | 16.2 | 0 | 2021-04-10 | 11.3 | 6.7 | 0 | 2020-04-10 | 1 | 17 | 0 | 2019-04-10 | 1.2 | 16.8 | 0 | 2018-04-10 | -2.1 | 20.1 | 0 | 2017-04-10 | 11.6 | 6.4 | 0 | 2016-04-10 | -7 | 25 | 0 | 14.85 | 0
2025-04-10 | 0.4 | 17.6 | 0 | 2024-04-10 | 9.5 | 8.5 | 0 | 2023-04-10 | 2.6 | 15.4 | 0 | 2022-04-10 | 1.7 | 16.3 | 0 | 2021-04-10 | 11.1 | 6.9 | 0 | 2020-04-10 | 1.2 | 16.8 | 0 | 2019-04-10 | 0.9 | 17.1 | 0 | 2018-04-10 | -2.2 | 20.2 | 0 | 2017-04-10 | 11.3 | 6.7 | 0 | 2016-04-10 | -7.1 | 25.1 | 0 | 15.06 | 0
2025-04-10 | 0.6 | 17.4 | 0 | 2024-04-10 | 9.3 | 8.7 | 0 | 2023-04-10 | 2.7 | 15.3 | 0 | 2022-04-10 | 1.7 | 16.3 | 0 | 2021-04-10 | 10.4 | 7.6 | 0 | 2020-04-10 | 1 | 17 | 0 | 2019-04-10 | 0.4 | 17.6 | 0 | 2018-04-10 | -2.8 | 20.8 | 0 | 2017-04-10 | 11.2 | 6.8 | 0 | 2016-04-10 | -7.4 | 25.4 | 0 | 15.29 | 0
2025-04-10 | 1.2 | 16.8 | 0 | 2024-04-10 | 9.2 | 8.8 | 0 | 2023-04-10 | 6.5 | 11.5 | 0 | 2022-04-10 | 2 | 16 | 0 | 2021-04-10 | 11.9 | 6.1 | 0 | 2020-04-10 | 0.7 | 17.3 | 0 | 2019-04-10 | 0.9 | 17.1 | 0 | 2018-04-10 | -0.9 | 18.9 | 0 | 2017-04-10 | 12.4 | 5.6 | 0 | 2016-04-10 | -5.3 | 23.3 | 0 | 14.14 | 0
2025-04-10 | 3 | 15 | 0 | 2024-04-10 | 10.8 | 7.2 | 0 | 2023-04-10 | 8.9 | 9.1 | 0 | 2022-04-10 | 2.6 | 15.4 | 0 | 2021-04-10 | 12.7 | 5.3 | 0 | 2020-04-10 | 1.7 | 16.3 | 0 | 2019-04-10 | 1.2 | 16.8 | 0 | 2018-04-10 | 0.9 | 17.1 | 0 | 2017-04-10 | 15.2 | 2.8 | 0 | 2016-04-10 | -4.3 | 22.3 | 0 | 12.73 | 0
2025-04-10 | 3.9 | 14.1 | 0 | 2024-04-10 | 13.1 | 4.9 | 0 | 2023-04-10 | 11.2 | 6.8 | 0 | 2022-04-10 | 3.5 | 14.5 | 0 | 2021-04-10 | 14.2 | 3.8 | 0 | 2020-04-10 | 2.9 | 15.1 | 0 | 2019-04-10 | 1.7 | 16.3 | 0 | 2018-04-10 | 2.6 | 15.4 | 0 | 2017-04-10 | 19.2 | 0 | 1.2 | 2016-04-10 | -4.2 | 22.2 | 0 | 11.31 | 0.12
2025-04-10 | 4.5 | 13.5 | 0 | 2024-04-10 | 15.4 | 2.6 | 0 | 2023-04-10 | 13.5 | 4.5 | 0 | 2022-04-10 | 4 | 14 | 0 | 2021-04-10 | 15.3 | 2.7 | 0 | 2020-04-10 | 4.7 | 13.3 | 0 | 2019-04-10 | 1.9 | 16.1 | 0 | 2018-04-10 | 3.6 | 14.4 | 0 | 2017-04-10 | 21.3 | 0 | 3.3 | 2016-04-10 | -3.6 | 21.6 | 0 | 10.27 | 0.33
2025-04-10 | 3.6 | 14.4 | 0 | 2024-04-10 | 16.7 | 1.3 | 0 | 2023-04-10 | 16.1 | 1.9 | 0 | 2022-04-10 | 5 | 13 | 0 | 2021-04-10 | 15.5 | 2.5 | 0 | 2020-04-10 | 5.9 | 12.1 | 0 | 2019-04-10 | 2.6 | 15.4 | 0 | 2018-04-10 | 4.8 | 13.2 | 0 | 2017-04-10 | 22.2 | 0 | 4.2 | 2016-04-10 | -2.4 | 20.4 | 0 | 9.42 | 0.42
2025-04-10 | 3.9 | 14.1 | 0 | 2024-04-10 | 16.9 | 1.1 | 0 | 2023-04-10 | 17.8 | 0.2 | 0 | 2022-04-10 | 5.2 | 12.8 | 0 | 2021-04-10 | 16.4 | 1.6 | 0 | 2020-04-10 | 7 | 11 | 0 | 2019-04-10 | 3.5 | 14.5 | 0 | 2018-04-10 | 4.3 | 13.7 | 0 | 2017-04-10 | 22.1 | 0 | 4.1 | 2016-04-10 | -1.8 | 19.8 | 0 | 8.88 | 0.41
2025-04-10 | 3.7 | 14.3 | 0 | 2024-04-10 | 17.6 | 0.4 | 0 | 2023-04-10 | 18.9 | 0 | 0.9 | 2022-04-10 | 6.1 | 11.9 | 0 | 2021-04-10 | 17.6 | 0.4 | 0 | 2020-04-10 | 6.5 | 11.5 | 0 | 2019-04-10 | 4.7 | 13.3 | 0 | 2018-04-10 | 4.3 | 13.7 | 0 | 2017-04-10 | 22 | 0 | 4 | 2016-04-10 | -1.9 | 19.9 | 0 | 8.54 | 0.49
2025-04-10 | 3.2 | 14.8 | 0 | 2024-04-10 | 17.9 | 0.1 | 0 | 2023-04-10 | 19.4 | 0 | 1.4 | 2022-04-10 | 7 | 11 | 0 | 2021-04-10 | 19.5 | 0 | 1.5 | 2020-04-10 | 6 | 12 | 0 | 2019-04-10 | 6.2 | 11.8 | 0 | 2018-04-10 | 5.5 | 12.5 | 0 | 2017-04-10 | 21.5 | 0 | 3.5 | 2016-04-10 | -1.1 | 19.1 | 0 | 8.13 | 0.64
2025-04-10 | 1.5 | 16.5 | 0 | 2024-04-10 | 18.2 | 0 | 0.2 | 2023-04-10 | 19.8 | 0 | 1.8 | 2022-04-10 | 8 | 10 | 0 | 2021-04-10 | 19.6 | 0 | 1.6 | 2020-04-10 | 6.6 | 11.4 | 0 | 2019-04-10 | 7.5 | 10.5 | 0 | 2018-04-10 | 5.9 | 12.1 | 0 | 2017-04-10 | 16.2 | 1.8 | 0 | 2016-04-10 | -1 | 19 | 0 | 8.13 | 0.36
2025-04-10 | 1.6 | 16.4 | 0 | 2024-04-10 | 18.2 | 0 | 0.2 | 2023-04-10 | 19.1 | 0 | 1.1 | 2022-04-10 | 8.8 | 9.2 | 0 | 2021-04-10 | 19.6 | 0 | 1.6 | 2020-04-10 | 6.2 | 11.8 | 0 | 2019-04-10 | 6.6 | 11.4 | 0 | 2018-04-10 | 5 | 13 | 0 | 2017-04-10 | 19.6 | 0 | 1.6 | 2016-04-10 | -1.2 | 19.2 | 0 | 8.1 | 0.45
2025-04-10 | 1.1 | 16.9 | 0 | 2024-04-10 | 17.5 | 0.5 | 0 | 2023-04-10 | 18.6 | 0 | 0.6 | 2022-04-10 | 8.4 | 9.6 | 0 | 2021-04-10 | 19.3 | 0 | 1.3 | 2020-04-10 | 5.3 | 12.7 | 0 | 2019-04-10 | 6.5 | 11.5 | 0 | 2018-04-10 | 4.7 | 13.3 | 0 | 2017-04-10 | 21.2 | 0 | 3.2 | 2016-04-10 | -1.6 | 19.6 | 0 | 8.41 | 0.51
2025-04-10 | 0.8 | 17.2 | 0 | 2024-04-10 | 16.3 | 1.7 | 0 | 2023-04-10 | 17.5 | 0.5 | 0 | 2022-04-10 | 7.6 | 10.4 | 0 | 2021-04-10 | 18.3 | 0 | 0.3 | 2020-04-10 | 4.3 | 13.7 | 0 | 2019-04-10 | 5.1 | 12.9 | 0 | 2018-04-10 | 4.4 | 13.6 | 0 | 2017-04-10 | 20.8 | 0 | 2.8 | 2016-04-10 | -2 | 20 | 0 | 9 | 0.31
2025-04-10 | 0.9 | 17.1 | 0 | 2024-04-10 | 14.3 | 3.7 | 0 | 2023-04-10 | 15.2 | 2.8 | 0 | 2022-04-10 | 5.4 | 12.6 | 0 | 2021-04-10 | 17.4 | 0.6 | 0 | 2020-04-10 | 3.1 | 14.9 | 0 | 2019-04-10 | 3.5 | 14.5 | 0 | 2018-04-10 | 2.9 | 15.1 | 0 | 2017-04-10 | 20.1 | 0 | 2.1 | 2016-04-10 | -1.8 | 19.8 | 0 | 10.11 | 0.21
2025-04-10 | 1.2 | 16.8 | 0 | 2024-04-10 | 13.5 | 4.5 | 0 | 2023-04-10 | 14.3 | 3.7 | 0 | 2022-04-10 | 3.8 | 14.2 | 0 | 2021-04-10 | 18 | 0 | 0 | 2020-04-10 | 2.1 | 15.9 | 0 | 2019-04-10 | 2.5 | 15.5 | 0 | 2018-04-10 | 2.3 | 15.7 | 0 | 2017-04-10 | 19.1 | 0 | 1.1 | 2016-04-10 | -1.4 | 19.4 | 0 | 10.57 | 0.11
2025-04-10 | 1.4 | 16.6 | 0 | 2024-04-10 | 13.8 | 4.2 | 0 | 2023-04-10 | 13 | 5 | 0 | 2022-04-10 | 3.2 | 14.8 | 0 | 2021-04-10 | 17.6 | 0.4 | 0 | 2020-04-10 | 1.2 | 16.8 | 0 | 2019-04-10 | 1.6 | 16.4 | 0 | 2018-04-10 | 1.9 | 16.1 | 0 | 2017-04-10 | 18.6 | 0 | 0.6 | 2016-04-10 | -1 | 19 | 0 | 10.93 | 0.06
2025-04-10 | 1.5 | 16.5 | 0 | 2024-04-10 | 13.6 | 4.4 | 0 | 2023-04-10 | 12.1 | 5.9 | 0 | 2022-04-10 | 3.4 | 14.6 | 0 | 2021-04-10 | 16 | 2 | 0 | 2020-04-10 | 0.8 | 17.2 | 0 | 2019-04-10 | 1.1 | 16.9 | 0 | 2018-04-10 | 0.5 | 17.5 | 0 | 2017-04-10 | 17.4 | 0.6 | 0 | 2016-04-10 | -0.3 | 18.3 | 0 | 11.39 | 0
2025-04-10 | 1.6 | 16.4 | 0 | 2024-04-10 | 13.2 | 4.8 | 0 | 2023-04-10 | 11.2 | 6.8 | 0 | 2022-04-10 | 2.9 | 15.1 | 0 | 2021-04-10 | 14.9 | 3.1 | 0 | 2020-04-10 | 0.7 | 17.3 | 0 | 2019-04-10 | 0.3 | 17.7 | 0 | 2018-04-10 | 0.5 | 17.5 | 0 | 2017-04-10 | 16.6 | 1.4 | 0 | 2016-04-10 | 0.1 | 17.9 | 0 | 11.8 | 0
2025-04-11 | 1.6 | 16.4 | 0 | 2024-04-11 | 12.9 | 5.1 | 0 | 2023-04-11 | 10.9 | 7.1 | 0 | 2022-04-11 | 2.8 | 15.2 | 0 | 2021-04-11 | 14.1 | 3.9 | 0 | 2020-04-11 | 0.5 | 17.5 | 0 | 2019-04-11 | 0.2 | 17.8 | 0 | 2018-04-11 | -0.1 | 18.1 | 0 | 2017-04-11 | 16.2 | 1.8 | 0 | 2016-04-11 | 0.4 | 17.6 | 0 | 12.05 | 0
2025-04-11 | 1.5 | 16.5 | 0 | 2024-04-11 | 12.6 | 5.4 | 0 | 2023-04-11 | 9.4 | 8.6 | 0 | 2022-04-11 | 2.4 | 15.6 | 0 | 2021-04-11 | 14.9 | 3.1 | 0 | 2020-04-11 | 0.2 | 17.8 | 0 | 2019-04-11 | 0.7 | 17.3 | 0 | 2018-04-11 | 0.1 | 17.9 | 0 | 2017-04-11 | 16.5 | 1.5 | 0 | 2016-04-11 | 0.7 | 17.3 | 0 | 12.1 | 0
2025-04-11 | 1.2 | 16.8 | 0 | 2024-04-11 | 12.3 | 5.7 | 0 | 2023-04-11 | 9.5 | 8.5 | 0 | 2022-04-11 | 2.6 | 15.4 | 0 | 2021-04-11 | 13.9 | 4.1 | 0 | 2020-04-11 | -1.1 | 19.1 | 0 | 2019-04-11 | 0.6 | 17.4 | 0 | 2018-04-11 | 0.2 | 17.8 | 0 | 2017-04-11 | 16.1 | 1.9 | 0 | 2016-04-11 | 0.9 | 17.1 | 0 | 12.38 | 0
2025-04-11 | 1.1 | 16.9 | 0 | 2024-04-11 | 11.4 | 6.6 | 0 | 2023-04-11 | 8 | 10 | 0 | 2022-04-11 | 2.2 | 15.8 | 0 | 2021-04-11 | 14 | 4 | 0 | 2020-04-11 | 0 | 18 | 0 | 2019-04-11 | 0 | 18 | 0 | 2018-04-11 | 1 | 17 | 0 | 2017-04-11 | 15.8 | 2.2 | 0 | 2016-04-11 | 1.3 | 16.7 | 0 | 12.52 | 0
2025-04-11 | 1.1 | 16.9 | 0 | 2024-04-11 | 9.7 | 8.3 | 0 | 2023-04-11 | 8.2 | 9.8 | 0 | 2022-04-11 | 1.6 | 16.4 | 0 | 2021-04-11 | 15 | 3 | 0 | 2020-04-11 | 0.1 | 17.9 | 0 | 2019-04-11 | -0.5 | 18.5 | 0 | 2018-04-11 | 0.8 | 17.2 | 0 | 2017-04-11 | 16 | 2 | 0 | 2016-04-11 | 1.8 | 16.2 | 0 | 12.62 | 0
2025-04-11 | 1.2 | 16.8 | 0 | 2024-04-11 | 8.7 | 9.3 | 0 | 2023-04-11 | 8.4 | 9.6 | 0 | 2022-04-11 | 2.8 | 15.2 | 0 | 2021-04-11 | 14.4 | 3.6 | 0 | 2020-04-11 | -0.9 | 18.9 | 0 | 2019-04-11 | -0.5 | 18.5 | 0 | 2018-04-11 | 0.9 | 17.1 | 0 | 2017-04-11 | 15.4 | 2.6 | 0 | 2016-04-11 | 2.1 | 15.9 | 0 | 12.75 | 0
2025-04-11 | 1.2 | 16.8 | 0 | 2024-04-11 | 8.1 | 9.9 | 0 | 2023-04-11 | 8.6 | 9.4 | 0 | 2022-04-11 | 3.1 | 14.9 | 0 | 2021-04-11 | 13.3 | 4.7 | 0 | 2020-04-11 | -1.4 | 19.4 | 0 | 2019-04-11 | -0.6 | 18.6 | 0 | 2018-04-11 | 0.8 | 17.2 | 0 | 2017-04-11 | 14.5 | 3.5 | 0 | 2016-04-11 | 2.6 | 15.4 | 0 | 12.98 | 0
2025-04-11 | 1.4 | 16.6 | 0 | 2024-04-11 | 8 | 10 | 0 | 2023-04-11 | 9.7 | 8.3 | 0 | 2022-04-11 | 3.7 | 14.3 | 0 | 2021-04-11 | 12.8 | 5.2 | 0 | 2020-04-11 | 1 | 17 | 0 | 2019-04-11 | -0.3 | 18.3 | 0 | 2018-04-11 | 1.5 | 16.5 | 0 | 2017-04-11 | 14.7 | 3.3 | 0 | 2016-04-11 | 3.1 | 14.9 | 0 | 12.44 | 0
2025-04-11 | 1.9 | 16.1 | 0 | 2024-04-11 | 8.5 | 9.5 | 0 | 2023-04-11 | 11.2 | 6.8 | 0 | 2022-04-11 | 4.1 | 13.9 | 0 | 2021-04-11 | 12.3 | 5.7 | 0 | 2020-04-11 | 2 | 16 | 0 | 2019-04-11 | -0.2 | 18.2 | 0 | 2018-04-11 | 2.9 | 15.1 | 0 | 2017-04-11 | 10.9 | 7.1 | 0 | 2016-04-11 | 4 | 14 | 0 | 12.24 | 0
2025-04-11 | 2.2 | 15.8 | 0 | 2024-04-11 | 9.2 | 8.8 | 0 | 2023-04-11 | 15 | 3 | 0 | 2022-04-11 | 5.7 | 12.3 | 0 | 2021-04-11 | 12.4 | 5.6 | 0 | 2020-04-11 | 3.7 | 14.3 | 0 | 2019-04-11 | 0.2 | 17.8 | 0 | 2018-04-11 | 4.6 | 13.4 | 0 | 2017-04-11 | 10.8 | 7.2 | 0 | 2016-04-11 | 4.9 | 13.1 | 0 | 11.13 | 0
2025-04-11 | 3.2 | 14.8 | 0 | 2024-04-11 | 9.9 | 8.1 | 0 | 2023-04-11 | 18.3 | 0 | 0.3 | 2022-04-11 | 6.8 | 11.2 | 0 | 2021-04-11 | 11.6 | 6.4 | 0 | 2020-04-11 | 4.6 | 13.4 | 0 | 2019-04-11 | 0.4 | 17.6 | 0 | 2018-04-11 | 4.6 | 13.4 | 0 | 2017-04-11 | 12.1 | 5.9 | 0 | 2016-04-11 | 6.4 | 11.6 | 0 | 10.24 | 0.03
2025-04-11 | 3.7 | 14.3 | 0 | 2024-04-11 | 10.1 | 7.9 | 0 | 2023-04-11 | 21.1 | 0 | 3.1 | 2022-04-11 | 6.1 | 11.9 | 0 | 2021-04-11 | 10.2 | 7.8 | 0 | 2020-04-11 | 5.9 | 12.1 | 0 | 2019-04-11 | 0.9 | 17.1 | 0 | 2018-04-11 | 4.7 | 13.3 | 0 | 2017-04-11 | 15.6 | 2.4 | 0 | 2016-04-11 | 7.3 | 10.7 | 0 | 9.75 | 0.31
2025-04-11 | 4 | 14 | 0 | 2024-04-11 | 10.5 | 7.5 | 0 | 2023-04-11 | 23 | 0 | 5 | 2022-04-11 | 8.2 | 9.8 | 0 | 2021-04-11 | 11.4 | 6.6 | 0 | 2020-04-11 | 5.8 | 12.2 | 0 | 2019-04-11 | 0.2 | 17.8 | 0 | 2018-04-11 | 5 | 13 | 0 | 2017-04-11 | 15.9 | 2.1 | 0 | 2016-04-11 | 8.9 | 9.1 | 0 | 9.21 | 0.5
2025-04-11 | 4.4 | 13.6 | 0 | 2024-04-11 | 11.3 | 6.7 | 0 | 2023-04-11 | 23.5 | 0 | 5.5 | 2022-04-11 | 10.6 | 7.4 | 0 | 2021-04-11 | 13.8 | 4.2 | 0 | 2020-04-11 | 6.4 | 11.6 | 0 | 2019-04-11 | 0 | 18 | 0 | 2018-04-11 | 5.1 | 12.9 | 0 | 2017-04-11 | 17.4 | 0.6 | 0 | 2016-04-11 | 10.1 | 7.9 | 0 | 8.29 | 0.55
2025-04-11 | 4.3 | 13.7 | 0 | 2024-04-11 | 11.9 | 6.1 | 0 | 2023-04-11 | 21.9 | 0 | 3.9 | 2022-04-11 | 12.1 | 5.9 | 0 | 2021-04-11 | 15.2 | 2.8 | 0 | 2020-04-11 | 7.6 | 10.4 | 0 | 2019-04-11 | 0.2 | 17.8 | 0 | 2018-04-11 | 4.4 | 13.6 | 0 | 2017-04-11 | 16.3 | 1.7 | 0 | 2016-04-11 | 11.1 | 6.9 | 0 | 7.89 | 0.39
2025-04-11 | 4.2 | 13.8 | 0 | 2024-04-11 | 12.6 | 5.4 | 0 | 2023-04-11 | 21 | 0 | 3 | 2022-04-11 | 11.8 | 6.2 | 0 | 2021-04-11 | 16.5 | 1.5 | 0 | 2020-04-11 | 7.7 | 10.3 | 0 | 2019-04-11 | 0.4 | 17.6 | 0 | 2018-04-11 | 3.4 | 14.6 | 0 | 2017-04-11 | 17.4 | 0.6 | 0 | 2016-04-11 | 10.8 | 7.2 | 0 | 7.72 | 0.3
2025-04-11 | 4.4 | 13.6 | 0 | 2024-04-11 | 12.8 | 5.2 | 0 | 2023-04-11 | 21 | 0 | 3 | 2022-04-11 | 11.2 | 6.8 | 0 | 2021-04-11 | 16.2 | 1.8 | 0 | 2020-04-11 | 8.9 | 9.1 | 0 | 2019-04-11 | 1.3 | 16.7 | 0 | 2018-04-11 | 3.4 | 14.6 | 0 | 2017-04-11 | 17.2 | 0.8 | 0 | 2016-04-11 | 10.2 | 7.8 | 0 | 7.64 | 0.3
2025-04-11 | 4.3 | 13.7 | 0 | 2024-04-11 | 12.7 | 5.3 | 0 | 2023-04-11 | 20.9 | 0 | 2.9 | 2022-04-11 | 8.9 | 9.1 | 0 | 2021-04-11 | 15.1 | 2.9 | 0 | 2020-04-11 | 9.2 | 8.8 | 0 | 2019-04-11 | 1.4 | 16.6 | 0 | 2018-04-11 | 3.8 | 14.2 | 0 | 2017-04-11 | 19.8 | 0 | 1.8 | 2016-04-11 | 10.4 | 7.6 | 0 | 7.82 | 0.47
2025-04-11 | 4 | 14 | 0 | 2024-04-11 | 12.8 | 5.2 | 0 | 2023-04-11 | 20.8 | 0 | 2.8 | 2022-04-11 | 7.5 | 10.5 | 0 | 2021-04-11 | 14.3 | 3.7 | 0 | 2020-04-11 | 8.4 | 9.6 | 0 | 2019-04-11 | 1.6 | 16.4 | 0 | 2018-04-11 | 4.1 | 13.9 | 0 | 2017-04-11 | 18.7 | 0 | 0.7 | 2016-04-11 | 10.3 | 7.7 | 0 | 8.1 | 0.35
2025-04-11 | 3.7 | 14.3 | 0 | 2024-04-11 | 13.1 | 4.9 | 0 | 2023-04-11 | 19.9 | 0 | 1.9 | 2022-04-11 | 7.1 | 10.9 | 0 | 2021-04-11 | 13.5 | 4.5 | 0 | 2020-04-11 | 7.9 | 10.1 | 0 | 2019-04-11 | 2.1 | 15.9 | 0 | 2018-04-11 | 3.1 | 14.9 | 0 | 2017-04-11 | 13.6 | 4.4 | 0 | 2016-04-11 | 9.6 | 8.4 | 0 | 8.83 | 0.19
2025-04-11 | 3.9 | 14.1 | 0 | 2024-04-11 | 14 | 4 | 0 | 2023-04-11 | 19.1 | 0 | 1.1 | 2022-04-11 | 7.2 | 10.8 | 0 | 2021-04-11 | 12.8 | 5.2 | 0 | 2020-04-11 | 6.9 | 11.1 | 0 | 2019-04-11 | 2.3 | 15.7 | 0 | 2018-04-11 | 2.3 | 15.7 | 0 | 2017-04-11 | 11.2 | 6.8 | 0 | 2016-04-11 | 4.9 | 13.1 | 0 | 9.65 | 0.11
2025-04-11 | 3.9 | 14.1 | 0 | 2024-04-11 | 14.3 | 3.7 | 0 | 2023-04-11 | 18.7 | 0 | 0.7 | 2022-04-11 | 8.2 | 9.8 | 0 | 2021-04-11 | 12.8 | 5.2 | 0 | 2020-04-11 | 5.7 | 12.3 | 0 | 2019-04-11 | 2.5 | 15.5 | 0 | 2018-04-11 | 1.9 | 16.1 | 0 | 2017-04-11 | 10.3 | 7.7 | 0 | 2016-04-11 | 4.7 | 13.3 | 0 | 9.77 | 0.07
2025-04-11 | 4 | 14 | 0 | 2024-04-11 | 13.8 | 4.2 | 0 | 2023-04-11 | 18.2 | 0 | 0.2 | 2022-04-11 | 8.8 | 9.2 | 0 | 2021-04-11 | 13 | 5 | 0 | 2020-04-11 | 5.1 | 12.9 | 0 | 2019-04-11 | 3 | 15 | 0 | 2018-04-11 | 1.4 | 16.6 | 0 | 2017-04-11 | 9.7 | 8.3 | 0 | 2016-04-11 | 3.5 | 14.5 | 0 | 9.97 | 0.02
2025-04-11 | 4 | 14 | 0 | 2024-04-11 | 13.2 | 4.8 | 0 | 2023-04-11 | 17.1 | 0.9 | 0 | 2022-04-11 | 8.8 | 9.2 | 0 | 2021-04-11 | 13.2 | 4.8 | 0 | 2020-04-11 | 4.7 | 13.3 | 0 | 2019-04-11 | 3.6 | 14.4 | 0 | 2018-04-11 | 0.7 | 17.3 | 0 | 2017-04-11 | 8.9 | 9.1 | 0 | 2016-04-11 | 1.6 | 16.4 | 0 | 10.42 | 0
2025-04-12 | 3.6 | 14.4 | 0 | 2024-04-12 | 12.3 | 5.7 | 0 | 2023-04-12 | 15.3 | 2.7 | 0 | 2022-04-12 | 9.8 | 8.2 | 0 | 2021-04-12 | 11.9 | 6.1 | 0 | 2020-04-12 | 5 | 13 | 0 | 2019-04-12 | 3.7 | 14.3 | 0 | 2018-04-12 | 1.2 | 16.8 | 0 | 2017-04-12 | 8.9 | 9.1 | 0 | 2016-04-12 | 1.2 | 16.8 | 0 | 10.71 | 0
2025-04-12 | 3.4 | 14.6 | 0 | 2024-04-12 | 12.5 | 5.5 | 0 | 2023-04-12 | 14.3 | 3.7 | 0 | 2022-04-12 | 10.5 | 7.5 | 0 | 2021-04-12 | 11.2 | 6.8 | 0 | 2020-04-12 | 3.9 | 14.1 | 0 | 2019-04-12 | 4.1 | 13.9 | 0 | 2018-04-12 | 0.6 | 17.4 | 0 | 2017-04-12 | 8.1 | 9.9 | 0 | 2016-04-12 | -0.1 | 18.1 | 0 | 11.15 | 0
2025-04-12 | 3.3 | 14.7 | 0 | 2024-04-12 | 12.7 | 5.3 | 0 | 2023-04-12 | 13.6 | 4.4 | 0 | 2022-04-12 | 9.4 | 8.6 | 0 | 2021-04-12 | 10.8 | 7.2 | 0 | 2020-04-12 | 4 | 14 | 0 | 2019-04-12 | 4.2 | 13.8 | 0 | 2018-04-12 | 0.1 | 17.9 | 0 | 2017-04-12 | 7.1 | 10.9 | 0 | 2016-04-12 | -0.6 | 18.6 | 0 | 11.54 | 0
2025-04-12 | 3.1 | 14.9 | 0 | 2024-04-12 | 12.7 | 5.3 | 0 | 2023-04-12 | 13.2 | 4.8 | 0 | 2022-04-12 | 9 | 9 | 0 | 2021-04-12 | 10.1 | 7.9 | 0 | 2020-04-12 | 4.2 | 13.8 | 0 | 2019-04-12 | 4.2 | 13.8 | 0 | 2018-04-12 | -1.2 | 19.2 | 0 | 2017-04-12 | 6.4 | 11.6 | 0 | 2016-04-12 | -0.4 | 18.4 | 0 | 11.87 | 0
2025-04-12 | 2.8 | 15.2 | 0 | 2024-04-12 | 12.6 | 5.4 | 0 | 2023-04-12 | 13.2 | 4.8 | 0 | 2022-04-12 | 8 | 10 | 0 | 2021-04-12 | 9.6 | 8.4 | 0 | 2020-04-12 | 3.9 | 14.1 | 0 | 2019-04-12 | 4.3 | 13.7 | 0 | 2018-04-12 | -1.4 | 19.4 | 0 | 2017-04-12 | 5.8 | 12.2 | 0 | 2016-04-12 | -0.9 | 18.9 | 0 | 12.21 | 0
2025-04-12 | 2.8 | 15.2 | 0 | 2024-04-12 | 12.4 | 5.6 | 0 | 2023-04-12 | 13 | 5 | 0 | 2022-04-12 | 6.2 | 11.8 | 0 | 2021-04-12 | 8.6 | 9.4 | 0 | 2020-04-12 | 4.3 | 13.7 | 0 | 2019-04-12 | 4.4 | 13.6 | 0 | 2018-04-12 | -0.3 | 18.3 | 0 | 2017-04-12 | 5.5 | 12.5 | 0 | 2016-04-12 | -0.7 | 18.7 | 0 | 12.38 | 0
2025-04-12 | 3 | 15 | 0 | 2024-04-12 | 12.2 | 5.8 | 0 | 2023-04-12 | 13.3 | 4.7 | 0 | 2022-04-12 | 6.5 | 11.5 | 0 | 2021-04-12 | 8 | 10 | 0 | 2020-04-12 | 4.2 | 13.8 | 0 | 2019-04-12 | 4.8 | 13.2 | 0 | 2018-04-12 | 0.8 | 17.2 | 0 | 2017-04-12 | 5 | 13 | 0 | 2016-04-12 | -0.3 | 18.3 | 0 | 12.25 | 0
2025-04-12 | 3.5 | 14.5 | 0 | 2024-04-12 | 10.8 | 7.2 | 0 | 2023-04-12 | 13.7 | 4.3 | 0 | 2022-04-12 | 7.6 | 10.4 | 0 | 2021-04-12 | 7.6 | 10.4 | 0 | 2020-04-12 | 5.1 | 12.9 | 0 | 2019-04-12 | 5.6 | 12.4 | 0 | 2018-04-12 | 1.3 | 16.7 | 0 | 2017-04-12 | 4.9 | 13.1 | 0 | 2016-04-12 | 1.1 | 16.9 | 0 | 11.88 | 0
2025-04-12 | 4.2 | 13.8 | 0 | 2024-04-12 | 8.2 | 9.8 | 0 | 2023-04-12 | 16.1 | 1.9 | 0 | 2022-04-12 | 10 | 8 | 0 | 2021-04-12 | 7.5 | 10.5 | 0 | 2020-04-12 | 5.4 | 12.6 | 0 | 2019-04-12 | 7.2 | 10.8 | 0 | 2018-04-12 | 2 | 16 | 0 | 2017-04-12 | 4.8 | 13.2 | 0 | 2016-04-12 | 2.7 | 15.3 | 0 | 11.19 | 0
2025-04-12 | 6 | 12 | 0 | 2024-04-12 | 7.9 | 10.1 | 0 | 2023-04-12 | 19 | 0 | 1 | 2022-04-12 | 11 | 7 | 0 | 2021-04-12 | 7.3 | 10.7 | 0 | 2020-04-12 | 5.9 | 12.1 | 0 | 2019-04-12 | 9.8 | 8.2 | 0 | 2018-04-12 | 2.9 | 15.1 | 0 | 2017-04-12 | 5.6 | 12.4 | 0 | 2016-04-12 | 3.5 | 14.5 | 0 | 10.21 | 0.1
2025-04-12 | 8.3 | 9.7 | 0 | 2024-04-12 | 7.9 | 10.1 | 0 | 2023-04-12 | 21.5 | 0 | 3.5 | 2022-04-12 | 12.8 | 5.2 | 0 | 2021-04-12 | 7.7 | 10.3 | 0 | 2020-04-12 | 7.5 | 10.5 | 0 | 2019-04-12 | 12.8 | 5.2 | 0 | 2018-04-12 | 3.2 | 14.8 | 0 | 2017-04-12 | 6.5 | 11.5 | 0 | 2016-04-12 | 4.4 | 13.6 | 0 | 9.09 | 0.35
2025-04-12 | 7.9 | 10.1 | 0 | 2024-04-12 | 8.5 | 9.5 | 0 | 2023-04-12 | 23.7 | 0 | 5.7 | 2022-04-12 | 14.3 | 3.7 | 0 | 2021-04-12 | 7.9 | 10.1 | 0 | 2020-04-12 | 8.1 | 9.9 | 0 | 2019-04-12 | 13.1 | 4.9 | 0 | 2018-04-12 | 3 | 15 | 0 | 2017-04-12 | 7.2 | 10.8 | 0 | 2016-04-12 | 5.1 | 12.9 | 0 | 8.69 | 0.57
2025-04-12 | 8.6 | 9.4 | 0 | 2024-04-12 | 8.8 | 9.2 | 0 | 2023-04-12 | 25 | 0 | 7 | 2022-04-12 | 14.4 | 3.6 | 0 | 2021-04-12 | 7.9 | 10.1 | 0 | 2020-04-12 | 9.1 | 8.9 | 0 | 2019-04-12 | 13.2 | 4.8 | 0 | 2018-04-12 | 4.4 | 13.6 | 0 | 2017-04-12 | 7.7 | 10.3 | 0 | 2016-04-12 | 6.2 | 11.8 | 0 | 8.17 | 0.7
2025-04-12 | 9.7 | 8.3 | 0 | 2024-04-12 | 8.6 | 9.4 | 0 | 2023-04-12 | 26 | 0 | 8 | 2022-04-12 | 14.4 | 3.6 | 0 | 2021-04-12 | 8 | 10 | 0 | 2020-04-12 | 10.1 | 7.9 | 0 | 2019-04-12 | 11.3 | 6.7 | 0 | 2018-04-12 | 6 | 12 | 0 | 2017-04-12 | 7.7 | 10.3 | 0 | 2016-04-12 | 6.7 | 11.3 | 0 | 7.95 | 0.8
2025-04-12 | 9.1 | 8.9 | 0 | 2024-04-12 | 8.8 | 9.2 | 0 | 2023-04-12 | 26 | 0 | 8 | 2022-04-12 | 15 | 3 | 0 | 2021-04-12 | 8.1 | 9.9 | 0 | 2020-04-12 | 10.8 | 7.2 | 0 | 2019-04-12 | 11.5 | 6.5 | 0 | 2018-04-12 | 9.3 | 8.7 | 0 | 2017-04-12 | 7.7 | 10.3 | 0 | 2016-04-12 | 6.4 | 11.6 | 0 | 7.53 | 0.8
2025-04-12 | 8.8 | 9.2 | 0 | 2024-04-12 | 8.8 | 9.2 | 0 | 2023-04-12 | 26.3 | 0 | 8.3 | 2022-04-12 | 15.2 | 2.8 | 0 | 2021-04-12 | 8 | 10 | 0 | 2020-04-12 | 11.9 | 6.1 | 0 | 2019-04-12 | 10 | 8 | 0 | 2018-04-12 | 9.8 | 8.2 | 0 | 2017-04-12 | 7.3 | 10.7 | 0 | 2016-04-12 | 4.7 | 13.3 | 0 | 7.75 | 0.83
2025-04-12 | 9.2 | 8.8 | 0 | 2024-04-12 | 8.8 | 9.2 | 0 | 2023-04-12 | 26.2 | 0 | 8.2 | 2022-04-12 | 14.8 | 3.2 | 0 | 2021-04-12 | 8.4 | 9.6 | 0 | 2020-04-12 | 13.6 | 4.4 | 0 | 2019-04-12 | 10.3 | 7.7 | 0 | 2018-04-12 | 11.8 | 6.2 | 0 | 2017-04-12 | 7.1 | 10.9 | 0 | 2016-04-12 | 4.5 | 13.5 | 0 | 7.35 | 0.82
2025-04-12 | 10.1 | 7.9 | 0 | 2024-04-12 | 7.6 | 10.4 | 0 | 2023-04-12 | 25.8 | 0 | 7.8 | 2022-04-12 | 14.6 | 3.4 | 0 | 2021-04-12 | 8.1 | 9.9 | 0 | 2020-04-12 | 13.3 | 4.7 | 0 | 2019-04-12 | 12 | 6 | 0 | 2018-04-12 | 12.9 | 5.1 | 0 | 2017-04-12 | 7 | 11 | 0 | 2016-04-12 | 3.7 | 14.3 | 0 | 7.27 | 0.78
2025-04-12 | 7.6 | 10.4 | 0 | 2024-04-12 | 6.6 | 11.4 | 0 | 2023-04-12 | 24.9 | 0 | 6.9 | 2022-04-12 | 14.7 | 3.3 | 0 | 2021-04-12 | 8 | 10 | 0 | 2020-04-12 | 11.8 | 6.2 | 0 | 2019-04-12 | 13.2 | 4.8 | 0 | 2018-04-12 | 12.1 | 5.9 | 0 | 2017-04-12 | 6.9 | 11.1 | 0 | 2016-04-12 | 3.2 | 14.8 | 0 | 7.79 | 0.69
2025-04-12 | 6.3 | 11.7 | 0 | 2024-04-12 | 6 | 12 | 0 | 2023-04-12 | 22.8 | 0 | 4.8 | 2022-04-12 | 13.8 | 4.2 | 0 | 2021-04-12 | 7.9 | 10.1 | 0 | 2020-04-12 | 10.5 | 7.5 | 0 | 2019-04-12 | 11 | 7 | 0 | 2018-04-12 | 13.5 | 4.5 | 0 | 2017-04-12 | 6.3 | 11.7 | 0 | 2016-04-12 | 2.4 | 15.6 | 0 | 8.43 | 0.48
2025-04-12 | 5.3 | 12.7 | 0 | 2024-04-12 | 5.3 | 12.7 | 0 | 2023-04-12 | 21.4 | 0 | 3.4 | 2022-04-12 | 12.4 | 5.6 | 0 | 2021-04-12 | 7.7 | 10.3 | 0 | 2020-04-12 | 10.5 | 7.5 | 0 | 2019-04-12 | 13.6 | 4.4 | 0 | 2018-04-12 | 10.7 | 7.3 | 0 | 2017-04-12 | 5.5 | 12.5 | 0 | 2016-04-12 | 1.2 | 16.8 | 0 | 8.98 | 0.34
2025-04-12 | 5 | 13 | 0 | 2024-04-12 | 4.8 | 13.2 | 0 | 2023-04-12 | 19.9 | 0 | 1.9 | 2022-04-12 | 12.4 | 5.6 | 0 | 2021-04-12 | 7.8 | 10.2 | 0 | 2020-04-12 | 10.8 | 7.2 | 0 | 2019-04-12 | 13.5 | 4.5 | 0 | 2018-04-12 | 8.1 | 9.9 | 0 | 2017-04-12 | 4.5 | 13.5 | 0 | 2016-04-12 | 0.8 | 17.2 | 0 | 9.43 | 0.19
2025-04-12 | 4.7 | 13.3 | 0 | 2024-04-12 | 5.4 | 12.6 | 0 | 2023-04-12 | 18.9 | 0 | 0.9 | 2022-04-12 | 11.1 | 6.9 | 0 | 2021-04-12 | 7.9 | 10.1 | 0 | 2020-04-12 | 10.4 | 7.6 | 0 | 2019-04-12 | 13.3 | 4.7 | 0 | 2018-04-12 | 6.2 | 11.8 | 0 | 2017-04-12 | 3.8 | 14.2 | 0 | 2016-04-12 | 0.5 | 17.5 | 0 | 9.87 | 0.09
2025-04-12 | 4.8 | 13.2 | 0 | 2024-04-12 | 5.4 | 12.6 | 0 | 2023-04-12 | 18.1 | 0 | 0.1 | 2022-04-12 | 11.4 | 6.6 | 0 | 2021-04-12 | 8 | 10 | 0 | 2020-04-12 | 10.3 | 7.7 | 0 | 2019-04-12 | 12.9 | 5.1 | 0 | 2018-04-12 | 5.1 | 12.9 | 0 | 2017-04-12 | 2.6 | 15.4 | 0 | 2016-04-12 | -0.2 | 18.2 | 0 | 10.17 | 0.01
2025-04-13 | 2.2 | 15.8 | 0 | 2024-04-13 | 4.7 | 13.3 | 0 | 2023-04-13 | 17.6 | 0.4 | 0 | 2022-04-13 | 11.3 | 6.7 | 0 | 2021-04-13 | 8.2 | 9.8 | 0 | 2020-04-13 | 9.6 | 8.4 | 0 | 2019-04-13 | 11.2 | 6.8 | 0 | 2018-04-13 | 4 | 14 | 0 | 2017-04-13 | 1.8 | 16.2 | 0 | 2016-04-13 | -1.1 | 19.1 | 0 | 11.05 | 0
2025-04-13 | 3.9 | 14.1 | 0 | 2024-04-13 | 4.4 | 13.6 | 0 | 2023-04-13 | 15.7 | 2.3 | 0 | 2022-04-13 | 10.8 | 7.2 | 0 | 2021-04-13 | 8 | 10 | 0 | 2020-04-13 | 9.6 | 8.4 | 0 | 2019-04-13 | 8.7 | 9.3 | 0 | 2018-04-13 | 3.8 | 14.2 | 0 | 2017-04-13 | 2.4 | 15.6 | 0 | 2016-04-13 | -1.2 | 19.2 | 0 | 11.39 | 0
2025-04-13 | 2 | 16 | 0 | 2024-04-13 | 4.2 | 13.8 | 0 | 2023-04-13 | 15.3 | 2.7 | 0 | 2022-04-13 | 9.7 | 8.3 | 0 | 2021-04-13 | 8 | 10 | 0 | 2020-04-13 | 9.3 | 8.7 | 0 | 2019-04-13 | 7.4 | 10.6 | 0 | 2018-04-13 | 3.4 | 14.6 | 0 | 2017-04-13 | 1.8 | 16.2 | 0 | 2016-04-13 | -2.5 | 20.5 | 0 | 12.14 | 0
2025-04-13 | 0.9 | 17.1 | 0 | 2024-04-13 | 4.2 | 13.8 | 0 | 2023-04-13 | 14.9 | 3.1 | 0 | 2022-04-13 | 10.1 | 7.9 | 0 | 2021-04-13 | 8.1 | 9.9 | 0 | 2020-04-13 | 9.1 | 8.9 | 0 | 2019-04-13 | 5.8 | 12.2 | 0 | 2018-04-13 | 2.5 | 15.5 | 0 | 2017-04-13 | 1.6 | 16.4 | 0 | 2016-04-13 | -3.1 | 21.1 | 0 | 12.59 | 0
2025-04-13 | 0.7 | 17.3 | 0 | 2024-04-13 | 3.9 | 14.1 | 0 | 2023-04-13 | 13.4 | 4.6 | 0 | 2022-04-13 | 10.3 | 7.7 | 0 | 2021-04-13 | 8.1 | 9.9 | 0 | 2020-04-13 | 9.7 | 8.3 | 0 | 2019-04-13 | 5.5 | 12.5 | 0 | 2018-04-13 | 2.2 | 15.8 | 0 | 2017-04-13 | 1.8 | 16.2 | 0 | 2016-04-13 | -2.7 | 20.7 | 0 | 12.71 | 0
2025-04-13 | -1.4 | 19.4 | 0 | 2024-04-13 | 4.1 | 13.9 | 0 | 2023-04-13 | 14.1 | 3.9 | 0 | 2022-04-13 | 11.1 | 6.9 | 0 | 2021-04-13 | 7.4 | 10.6 | 0 | 2020-04-13 | 9.9 | 8.1 | 0 | 2019-04-13 | 4.6 | 13.4 | 0 | 2018-04-13 | 1.8 | 16.2 | 0 | 2017-04-13 | 2 | 16 | 0 | 2016-04-13 | -2.8 | 20.8 | 0 | 12.92 | 0
2025-04-13 | 2 | 16 | 0 | 2024-04-13 | 4.3 | 13.7 | 0 | 2023-04-13 | 14.8 | 3.2 | 0 | 2022-04-13 | 11.4 | 6.6 | 0 | 2021-04-13 | 7.7 | 10.3 | 0 | 2020-04-13 | 9.8 | 8.2 | 0 | 2019-04-13 | 5.9 | 12.1 | 0 | 2018-04-13 | 1.8 | 16.2 | 0 | 2017-04-13 | 2.1 | 15.9 | 0 | 2016-04-13 | -2.5 | 20.5 | 0 | 12.27 | 0
2025-04-13 | 3.8 | 14.2 | 0 | 2024-04-13 | 4.7 | 13.3 | 0 | 2023-04-13 | 16.8 | 1.2 | 0 | 2022-04-13 | 10.9 | 7.1 | 0 | 2021-04-13 | 8.1 | 9.9 | 0 | 2020-04-13 | 10.2 | 7.8 | 0 | 2019-04-13 | 6.9 | 11.1 | 0 | 2018-04-13 | 2 | 16 | 0 | 2017-04-13 | 3.5 | 14.5 | 0 | 2016-04-13 | -0.2 | 18.2 | 0 | 11.33 | 0
2025-04-13 | 6.9 | 11.1 | 0 | 2024-04-13 | 5.2 | 12.8 | 0 | 2023-04-13 | 19.9 | 0 | 1.9 | 2022-04-13 | 10.5 | 7.5 | 0 | 2021-04-13 | 8.7 | 9.3 | 0 | 2020-04-13 | 10.4 | 7.6 | 0 | 2019-04-13 | 8.8 | 9.2 | 0 | 2018-04-13 | 2.3 | 15.7 | 0 | 2017-04-13 | 6.6 | 11.4 | 0 | 2016-04-13 | 1.8 | 16.2 | 0 | 10.08 | 0.19
2025-04-13 | 10.5 | 7.5 | 0 | 2024-04-13 | 5.3 | 12.7 | 0 | 2023-04-13 | 21.9 | 0 | 3.9 | 2022-04-13 | 10.8 | 7.2 | 0 | 2021-04-13 | 9.2 | 8.8 | 0 | 2020-04-13 | 11.6 | 6.4 | 0 | 2019-04-13 | 10.6 | 7.4 | 0 | 2018-04-13 | 3 | 15 | 0 | 2017-04-13 | 8.3 | 9.7 | 0 | 2016-04-13 | 3.6 | 14.4 | 0 | 8.91 | 0.39
2025-04-13 | 12.8 | 5.2 | 0 | 2024-04-13 | 6.1 | 11.9 | 0 | 2023-04-13 | 24.1 | 0 | 6.1 | 2022-04-13 | 13.6 | 4.4 | 0 | 2021-04-13 | 9.4 | 8.6 | 0 | 2020-04-13 | 13 | 5 | 0 | 2019-04-13 | 11.8 | 6.2 | 0 | 2018-04-13 | 3.6 | 14.4 | 0 | 2017-04-13 | 9.2 | 8.8 | 0 | 2016-04-13 | 4 | 14 | 0 | 7.85 | 0.61
2025-04-13 | 12.3 | 5.7 | 0 | 2024-04-13 | 7.3 | 10.7 | 0 | 2023-04-13 | 25.6 | 0 | 7.6 | 2022-04-13 | 14.8 | 3.2 | 0 | 2021-04-13 | 9 | 9 | 0 | 2020-04-13 | 14.7 | 3.3 | 0 | 2019-04-13 | 13.6 | 4.4 | 0 | 2018-04-13 | 4.2 | 13.8 | 0 | 2017-04-13 | 10.2 | 7.8 | 0 | 2016-04-13 | 4.6 | 13.4 | 0 | 7.13 | 0.76
2025-04-13 | 13.4 | 4.6 | 0 | 2024-04-13 | 7.7 | 10.3 | 0 | 2023-04-13 | 26.8 | 0 | 8.8 | 2022-04-13 | 14.6 | 3.4 | 0 | 2021-04-13 | 10.8 | 7.2 | 0 | 2020-04-13 | 14.2 | 3.8 | 0 | 2019-04-13 | 14.3 | 3.7 | 0 | 2018-04-13 | 4.3 | 13.7 | 0 | 2017-04-13 | 11 | 7 | 0 | 2016-04-13 | 4.4 | 13.6 | 0 | 6.73 | 0.88
2025-04-13 | 14.1 | 3.9 | 0 | 2024-04-13 | 8.2 | 9.8 | 0 | 2023-04-13 | 28 | 0 | 10 | 2022-04-13 | 13.9 | 4.1 | 0 | 2021-04-13 | 12.9 | 5.1 | 0 | 2020-04-13 | 13.8 | 4.2 | 0 | 2019-04-13 | 15 | 3 | 0 | 2018-04-13 | 5.2 | 12.8 | 0 | 2017-04-13 | 12.2 | 5.8 | 0 | 2016-04-13 | 4.1 | 13.9 | 0 | 6.26 | 1
2025-04-13 | 13.6 | 4.4 | 0 | 2024-04-13 | 10 | 8 | 0 | 2023-04-13 | 28.6 | 0 | 10.6 | 2022-04-13 | 15 | 3 | 0 | 2021-04-13 | 13.5 | 4.5 | 0 | 2020-04-13 | 9.3 | 8.7 | 0 | 2019-04-13 | 15.3 | 2.7 | 0 | 2018-04-13 | 5.3 | 12.7 | 0 | 2017-04-13 | 13.3 | 4.7 | 0 | 2016-04-13 | 4.7 | 13.3 | 0 | 6.2 | 1.06
2025-04-13 | 13 | 5 | 0 | 2024-04-13 | 11.4 | 6.6 | 0 | 2023-04-13 | 29 | 0 | 11 | 2022-04-13 | 15.7 | 2.3 | 0 | 2021-04-13 | 13.4 | 4.6 | 0 | 2020-04-13 | 7.8 | 10.2 | 0 | 2019-04-13 | 15.7 | 2.3 | 0 | 2018-04-13 | 5.1 | 12.9 | 0 | 2017-04-13 | 12.3 | 5.7 | 0 | 2016-04-13 | 5.8 | 12.2 | 0 | 6.18 | 1.1
2025-04-13 | 13.6 | 4.4 | 0 | 2024-04-13 | 11.2 | 6.8 | 0 | 2023-04-13 | 28.9 | 0 | 10.9 | 2022-04-13 | 14.3 | 3.7 | 0 | 2021-04-13 | 13.9 | 4.1 | 0 | 2020-04-13 | 7.3 | 10.7 | 0 | 2019-04-13 | 13.8 | 4.2 | 0 | 2018-04-13 | 4.7 | 13.3 | 0 | 2017-04-13 | 12.6 | 5.4 | 0 | 2016-04-13 | 6.1 | 11.9 | 0 | 6.45 | 1.09
2025-04-13 | 12.8 | 5.2 | 0 | 2024-04-13 | 11.4 | 6.6 | 0 | 2023-04-13 | 28.4 | 0 | 10.4 | 2022-04-13 | 12.6 | 5.4 | 0 | 2021-04-13 | 13.6 | 4.4 | 0 | 2020-04-13 | 6.7 | 11.3 | 0 | 2019-04-13 | 13.5 | 4.5 | 0 | 2018-04-13 | 4.7 | 13.3 | 0 | 2017-04-13 | 12.2 | 5.8 | 0 | 2016-04-13 | 4.3 | 13.7 | 0 | 7.02 | 1.04
2025-04-13 | 11.9 | 6.1 | 0 | 2024-04-13 | 10.8 | 7.2 | 0 | 2023-04-13 | 26.7 | 0 | 8.7 | 2022-04-13 | 13.5 | 4.5 | 0 | 2021-04-13 | 12.6 | 5.4 | 0 | 2020-04-13 | 5 | 13 | 0 | 2019-04-13 | 12.6 | 5.4 | 0 | 2018-04-13 | 4.2 | 13.8 | 0 | 2017-04-13 | 11.6 | 6.4 | 0 | 2016-04-13 | 3.6 | 14.4 | 0 | 7.62 | 0.87
2025-04-13 | 10.3 | 7.7 | 0 | 2024-04-13 | 9.7 | 8.3 | 0 | 2023-04-13 | 23.8 | 0 | 5.8 | 2022-04-13 | 13.5 | 4.5 | 0 | 2021-04-13 | 10 | 8 | 0 | 2020-04-13 | 4.6 | 13.4 | 0 | 2019-04-13 | 10.2 | 7.8 | 0 | 2018-04-13 | 4.5 | 13.5 | 0 | 2017-04-13 | 9.8 | 8.2 | 0 | 2016-04-13 | 2.8 | 15.2 | 0 | 8.66 | 0.58
2025-04-13 | 9.7 | 8.3 | 0 | 2024-04-13 | 8.6 | 9.4 | 0 | 2023-04-13 | 22.1 | 0 | 4.1 | 2022-04-13 | 13.8 | 4.2 | 0 | 2021-04-13 | 8.3 | 9.7 | 0 | 2020-04-13 | 3.9 | 14.1 | 0 | 2019-04-13 | 8.7 | 9.3 | 0 | 2018-04-13 | 4.6 | 13.4 | 0 | 2017-04-13 | 8.7 | 9.3 | 0 | 2016-04-13 | 2.2 | 15.8 | 0 | 9.35 | 0.41
2025-04-13 | 8 | 10 | 0 | 2024-04-13 | 8.2 | 9.8 | 0 | 2023-04-13 | 19.9 | 0 | 1.9 | 2022-04-13 | 12.9 | 5.1 | 0 | 2021-04-13 | 7.6 | 10.4 | 0 | 2020-04-13 | 4.1 | 13.9 | 0 | 2019-04-13 | 7.1 | 10.9 | 0 | 2018-04-13 | 3.9 | 14.1 | 0 | 2017-04-13 | 9.1 | 8.9 | 0 | 2016-04-13 | 2.1 | 15.9 | 0 | 9.9 | 0.19
2025-04-13 | 7.1 | 10.9 | 0 | 2024-04-13 | 7.4 | 10.6 | 0 | 2023-04-13 | 18.1 | 0 | 0.1 | 2022-04-13 | 13 | 5 | 0 | 2021-04-13 | 6.7 | 11.3 | 0 | 2020-04-13 | 3.1 | 14.9 | 0 | 2019-04-13 | 5.6 | 12.4 | 0 | 2018-04-13 | 3.9 | 14.1 | 0 | 2017-04-13 | 7.5 | 10.5 | 0 | 2016-04-13 | 1.6 | 16.4 | 0 | 10.61 | 0.01
2025-04-13 | 7.3 | 10.7 | 0 | 2024-04-13 | 7.8 | 10.2 | 0 | 2023-04-13 | 16.9 | 1.1 | 0 | 2022-04-13 | 13.1 | 4.9 | 0 | 2021-04-13 | 8.3 | 9.7 | 0 | 2020-04-13 | 3 | 15 | 0 | 2019-04-13 | 4.4 | 13.6 | 0 | 2018-04-13 | 4 | 14 | 0 | 2017-04-13 | 8 | 10 | 0 | 2016-04-13 | 1.8 | 16.2 | 0 | 10.54 | 0
2025-04-14 | 7.3 | 10.7 | 0 | 2024-04-14 | 7 | 11 | 0 | 2023-04-14 | 15.7 | 2.3 | 0 | 2022-04-14 | 11.1 | 6.9 | 0 | 2021-04-14 | 7.7 | 10.3 | 0 | 2020-04-14 | 2.7 | 15.3 | 0 | 2019-04-14 | 3.3 | 14.7 | 0 | 2018-04-14 | 3.8 | 14.2 | 0 | 2017-04-14 | 6.7 | 11.3 | 0 | 2016-04-14 | 1.8 | 16.2 | 0 | 11.29 | 0
2025-04-14 | 6.9 | 11.1 | 0 | 2024-04-14 | 7.5 | 10.5 | 0 | 2023-04-14 | 16 | 2 | 0 | 2022-04-14 | 10.8 | 7.2 | 0 | 2021-04-14 | 6.8 | 11.2 | 0 | 2020-04-14 | 2 | 16 | 0 | 2019-04-14 | 3 | 15 | 0 | 2018-04-14 | 3.6 | 14.4 | 0 | 2017-04-14 | 6 | 12 | 0 | 2016-04-14 | 0.9 | 17.1 | 0 | 11.65 | 0
2025-04-14 | 7.3 | 10.7 | 0 | 2024-04-14 | 7.9 | 10.1 | 0 | 2023-04-14 | 14.9 | 3.1 | 0 | 2022-04-14 | 9.6 | 8.4 | 0 | 2021-04-14 | 6 | 12 | 0 | 2020-04-14 | 1.3 | 16.7 | 0 | 2019-04-14 | 2.8 | 15.2 | 0 | 2018-04-14 | 3.3 | 14.7 | 0 | 2017-04-14 | 4.9 | 13.1 | 0 | 2016-04-14 | -1.2 | 19.2 | 0 | 12.32 | 0
2025-04-14 | 7.1 | 10.9 | 0 | 2024-04-14 | 7.9 | 10.1 | 0 | 2023-04-14 | 14.4 | 3.6 | 0 | 2022-04-14 | 10.1 | 7.9 | 0 | 2021-04-14 | 5.4 | 12.6 | 0 | 2020-04-14 | -0.4 | 18.4 | 0 | 2019-04-14 | 2 | 16 | 0 | 2018-04-14 | 3.3 | 14.7 | 0 | 2017-04-14 | 4.9 | 13.1 | 0 | 2016-04-14 | -1 | 19 | 0 | 12.63 | 0
2025-04-14 | 7.3 | 10.7 | 0 | 2024-04-14 | 7.7 | 10.3 | 0 | 2023-04-14 | 14.8 | 3.2 | 0 | 2022-04-14 | 10.3 | 7.7 | 0 | 2021-04-14 | 5.1 | 12.9 | 0 | 2020-04-14 | -0.7 | 18.7 | 0 | 2019-04-14 | 2.1 | 15.9 | 0 | 2018-04-14 | 2.9 | 15.1 | 0 | 2017-04-14 | 5 | 13 | 0 | 2016-04-14 | -1.2 | 19.2 | 0 | 12.67 | 0
2025-04-14 | 6.7 | 11.3 | 0 | 2024-04-14 | 7.2 | 10.8 | 0 | 2023-04-14 | 15 | 3 | 0 | 2022-04-14 | 10.4 | 7.6 | 0 | 2021-04-14 | 4.7 | 13.3 | 0 | 2020-04-14 | -1.1 | 19.1 | 0 | 2019-04-14 | 2.5 | 15.5 | 0 | 2018-04-14 | 2.6 | 15.4 | 0 | 2017-04-14 | 4.8 | 13.2 | 0 | 2016-04-14 | -1.4 | 19.4 | 0 | 12.86 | 0
2025-04-14 | 5.6 | 12.4 | 0 | 2024-04-14 | 6.4 | 11.6 | 0 | 2023-04-14 | 15.3 | 2.7 | 0 | 2022-04-14 | 9.8 | 8.2 | 0 | 2021-04-14 | 5.1 | 12.9 | 0 | 2020-04-14 | -1 | 19 | 0 | 2019-04-14 | 2.6 | 15.4 | 0 | 2018-04-14 | 2.1 | 15.9 | 0 | 2017-04-14 | 4.3 | 13.7 | 0 | 2016-04-14 | -1.4 | 19.4 | 0 | 13.12 | 0
2025-04-14 | 6 | 12 | 0 | 2024-04-14 | 6.5 | 11.5 | 0 | 2023-04-14 | 17.2 | 0.8 | 0 | 2022-04-14 | 11.2 | 6.8 | 0 | 2021-04-14 | 5.5 | 12.5 | 0 | 2020-04-14 | 0.8 | 17.2 | 0 | 2019-04-14 | 2.9 | 15.1 | 0 | 2018-04-14 | 1.5 | 16.5 | 0 | 2017-04-14 | 4.9 | 13.1 | 0 | 2016-04-14 | 1.2 | 16.8 | 0 | 12.23 | 0
2025-04-14 | 6.8 | 11.2 | 0 | 2024-04-14 | 6.8 | 11.2 | 0 | 2023-04-14 | 18.9 | 0 | 0.9 | 2022-04-14 | 14 | 4 | 0 | 2021-04-14 | 5.9 | 12.1 | 0 | 2020-04-14 | 2.6 | 15.4 | 0 | 2019-04-14 | 2.9 | 15.1 | 0 | 2018-04-14 | 1.1 | 16.9 | 0 | 2017-04-14 | 6.6 | 11.4 | 0 | 2016-04-14 | 4.6 | 13.4 | 0 | 11.07 | 0.09
2025-04-14 | 9.1 | 8.9 | 0 | 2024-04-14 | 9 | 9 | 0 | 2023-04-14 | 22.3 | 0 | 4.3 | 2022-04-14 | 10.7 | 7.3 | 0 | 2021-04-14 | 9.1 | 8.9 | 0 | 2020-04-14 | 3.4 | 14.6 | 0 | 2019-04-14 | 2.6 | 15.4 | 0 | 2018-04-14 | 0.2 | 17.8 | 0 | 2017-04-14 | 9.2 | 8.8 | 0 | 2016-04-14 | 6.3 | 11.7 | 0 | 10.24 | 0.43
2025-04-14 | 11.1 | 6.9 | 0 | 2024-04-14 | 10.2 | 7.8 | 0 | 2023-04-14 | 25 | 0 | 7 | 2022-04-14 | 10 | 8 | 0 | 2021-04-14 | 13 | 5 | 0 | 2020-04-14 | 4.1 | 13.9 | 0 | 2019-04-14 | 2.4 | 15.6 | 0 | 2018-04-14 | -0.2 | 18.2 | 0 | 2017-04-14 | 11.3 | 6.7 | 0 | 2016-04-14 | 7.1 | 10.9 | 0 | 9.3 | 0.7
2025-04-14 | 11.4 | 6.6 | 0 | 2024-04-14 | 11.8 | 6.2 | 0 | 2023-04-14 | 25.5 | 0 | 7.5 | 2022-04-14 | 9.8 | 8.2 | 0 | 2021-04-14 | 14.7 | 3.3 | 0 | 2020-04-14 | 5.3 | 12.7 | 0 | 2019-04-14 | 2.6 | 15.4 | 0 | 2018-04-14 | -0.5 | 18.5 | 0 | 2017-04-14 | 12.3 | 5.7 | 0 | 2016-04-14 | 7.8 | 10.2 | 0 | 8.68 | 0.75
2025-04-14 | 12.9 | 5.1 | 0 | 2024-04-14 | 12.3 | 5.7 | 0 | 2023-04-14 | 25 | 0 | 7 | 2022-04-14 | 12.6 | 5.4 | 0 | 2021-04-14 | 14.8 | 3.2 | 0 | 2020-04-14 | 5.2 | 12.8 | 0 | 2019-04-14 | 2.7 | 15.3 | 0 | 2018-04-14 | -0.9 | 18.9 | 0 | 2017-04-14 | 13.1 | 4.9 | 0 | 2016-04-14 | 8.4 | 9.6 | 0 | 8.09 | 0.7
2025-04-14 | 12.8 | 5.2 | 0 | 2024-04-14 | 14.7 | 3.3 | 0 | 2023-04-14 | 26.6 | 0 | 8.6 | 2022-04-14 | 13.3 | 4.7 | 0 | 2021-04-14 | 15.2 | 2.8 | 0 | 2020-04-14 | 6.4 | 11.6 | 0 | 2019-04-14 | 2.5 | 15.5 | 0 | 2018-04-14 | -1.3 | 19.3 | 0 | 2017-04-14 | 13.4 | 4.6 | 0 | 2016-04-14 | 8.9 | 9.1 | 0 | 7.61 | 0.86
2025-04-14 | 14.2 | 3.8 | 0 | 2024-04-14 | 14.7 | 3.3 | 0 | 2023-04-14 | 26.5 | 0 | 8.5 | 2022-04-14 | 13.4 | 4.6 | 0 | 2021-04-14 | 15.1 | 2.9 | 0 | 2020-04-14 | 6.1 | 11.9 | 0 | 2019-04-14 | 2.3 | 15.7 | 0 | 2018-04-14 | -2 | 20 | 0 | 2017-04-14 | 14.6 | 3.4 | 0 | 2016-04-14 | 9.3 | 8.7 | 0 | 7.43 | 0.85
2025-04-14 | 13.8 | 4.2 | 0 | 2024-04-14 | 13.7 | 4.3 | 0 | 2023-04-14 | 26.6 | 0 | 8.6 | 2022-04-14 | 13.4 | 4.6 | 0 | 2021-04-14 | 14.9 | 3.1 | 0 | 2020-04-14 | 5.6 | 12.4 | 0 | 2019-04-14 | 2.4 | 15.6 | 0 | 2018-04-14 | -2.7 | 20.7 | 0 | 2017-04-14 | 14.5 | 3.5 | 0 | 2016-04-14 | 9.1 | 8.9 | 0 | 7.73 | 0.86
2025-04-14 | 12.8 | 5.2 | 0 | 2024-04-14 | 13.8 | 4.2 | 0 | 2023-04-14 | 26.4 | 0 | 8.4 | 2022-04-14 | 12.8 | 5.2 | 0 | 2021-04-14 | 13.9 | 4.1 | 0 | 2020-04-14 | 5.5 | 12.5 | 0 | 2019-04-14 | 3 | 15 | 0 | 2018-04-14 | -3.4 | 21.4 | 0 | 2017-04-14 | 14.3 | 3.7 | 0 | 2016-04-14 | 9 | 9 | 0 | 8.03 | 0.84
2025-04-14 | 14.6 | 3.4 | 0 | 2024-04-14 | 15.9 | 2.1 | 0 | 2023-04-14 | 25.8 | 0 | 7.8 | 2022-04-14 | 11.9 | 6.1 | 0 | 2021-04-14 | 13.8 | 4.2 | 0 | 2020-04-14 | 3.8 | 14.2 | 0 | 2019-04-14 | 3.7 | 14.3 | 0 | 2018-04-14 | -4.1 | 22.1 | 0 | 2017-04-14 | 14.2 | 3.8 | 0 | 2016-04-14 | 8.8 | 9.2 | 0 | 7.94 | 0.78
2025-04-14 | 14.4 | 3.6 | 0 | 2024-04-14 | 15 | 3 | 0 | 2023-04-14 | 23.6 | 0 | 5.6 | 2022-04-14 | 11.5 | 6.5 | 0 | 2021-04-14 | 12.5 | 5.5 | 0 | 2020-04-14 | 2.7 | 15.3 | 0 | 2019-04-14 | 4 | 14 | 0 | 2018-04-14 | -4.4 | 22.4 | 0 | 2017-04-14 | 13.2 | 4.8 | 0 | 2016-04-14 | 8.2 | 9.8 | 0 | 8.49 | 0.56
2025-04-14 | 12.5 | 5.5 | 0 | 2024-04-14 | 13.3 | 4.7 | 0 | 2023-04-14 | 20.5 | 0 | 2.5 | 2022-04-14 | 10.4 | 7.6 | 0 | 2021-04-14 | 11.9 | 6.1 | 0 | 2020-04-14 | 2.3 | 15.7 | 0 | 2019-04-14 | 3.9 | 14.1 | 0 | 2018-04-14 | -4.4 | 22.4 | 0 | 2017-04-14 | 11.6 | 6.4 | 0 | 2016-04-14 | 6.8 | 11.2 | 0 | 9.37 | 0.25
2025-04-14 | 12.8 | 5.2 | 0 | 2024-04-14 | 12.9 | 5.1 | 0 | 2023-04-14 | 18.8 | 0 | 0.8 | 2022-04-14 | 10.1 | 7.9 | 0 | 2021-04-14 | 10.9 | 7.1 | 0 | 2020-04-14 | 0.1 | 17.9 | 0 | 2019-04-14 | 3.4 | 14.6 | 0 | 2018-04-14 | -4.2 | 22.2 | 0 | 2017-04-14 | 10.3 | 7.7 | 0 | 2016-04-14 | 6.2 | 11.8 | 0 | 9.95 | 0.08
2025-04-14 | 14.6 | 3.4 | 0 | 2024-04-14 | 13.2 | 4.8 | 0 | 2023-04-14 | 18.1 | 0 | 0.1 | 2022-04-14 | 9.8 | 8.2 | 0 | 2021-04-14 | 11 | 7 | 0 | 2020-04-14 | 0.3 | 17.7 | 0 | 2019-04-14 | 3.4 | 14.6 | 0 | 2018-04-14 | -3.9 | 21.9 | 0 | 2017-04-14 | 9.5 | 8.5 | 0 | 2016-04-14 | 5.4 | 12.6 | 0 | 9.87 | 0.01
2025-04-14 | 13.8 | 4.2 | 0 | 2024-04-14 | 10 | 8 | 0 | 2023-04-14 | 17.8 | 0.2 | 0 | 2022-04-14 | 8 | 10 | 0 | 2021-04-14 | 9 | 9 | 0 | 2020-04-14 | -0.8 | 18.8 | 0 | 2019-04-14 | 2.8 | 15.2 | 0 | 2018-04-14 | -4 | 22 | 0 | 2017-04-14 | 8.3 | 9.7 | 0 | 2016-04-14 | 5.2 | 12.8 | 0 | 10.99 | 0
2025-04-14 | 11.8 | 6.2 | 0 | 2024-04-14 | 8.5 | 9.5 | 0 | 2023-04-14 | 15.6 | 2.4 | 0 | 2022-04-14 | 7.1 | 10.9 | 0 | 2021-04-14 | 7.2 | 10.8 | 0 | 2020-04-14 | -1.2 | 19.2 | 0 | 2019-04-14 | 3 | 15 | 0 | 2018-04-14 | -4 | 22 | 0 | 2017-04-14 | 7.2 | 10.8 | 0 | 2016-04-14 | 4.2 | 13.8 | 0 | 12.06 | 0
2025-04-15 | 8.4 | 9.6 | 0 | 2024-04-15 | 8.1 | 9.9 | 0 | 2023-04-15 | 15.1 | 2.9 | 0 | 2022-04-15 | 6.1 | 11.9 | 0 | 2021-04-15 | 6 | 12 | 0 | 2020-04-15 | -2.6 | 20.6 | 0 | 2019-04-15 | 3.2 | 14.8 | 0 | 2018-04-15 | -4.1 | 22.1 | 0 | 2017-04-15 | 7 | 11 | 0 | 2016-04-15 | 4.2 | 13.8 | 0 | 12.86 | 0
2025-04-15 | 7.7 | 10.3 | 0 | 2024-04-15 | 7.8 | 10.2 | 0 | 2023-04-15 | 16.2 | 1.8 | 0 | 2022-04-15 | 5.5 | 12.5 | 0 | 2021-04-15 | 5.6 | 12.4 | 0 | 2020-04-15 | -3 | 21 | 0 | 2019-04-15 | 2.4 | 15.6 | 0 | 2018-04-15 | -4 | 22 | 0 | 2017-04-15 | 5.7 | 12.3 | 0 | 2016-04-15 | 3.4 | 14.6 | 0 | 13.27 | 0
2025-04-15 | 7.7 | 10.3 | 0 | 2024-04-15 | 6.6 | 11.4 | 0 | 2023-04-15 | 15.3 | 2.7 | 0 | 2022-04-15 | 6.4 | 11.6 | 0 | 2021-04-15 | 5.2 | 12.8 | 0 | 2020-04-15 | -3.1 | 21.1 | 0 | 2019-04-15 | 2.3 | 15.7 | 0 | 2018-04-15 | -3.7 | 21.7 | 0 | 2017-04-15 | 5.3 | 12.7 | 0 | 2016-04-15 | 2.8 | 15.2 | 0 | 13.52 | 0
2025-04-15 | 8.4 | 9.6 | 0 | 2024-04-15 | 6.8 | 11.2 | 0 | 2023-04-15 | 13.5 | 4.5 | 0 | 2022-04-15 | 6.2 | 11.8 | 0 | 2021-04-15 | 4.9 | 13.1 | 0 | 2020-04-15 | -2.8 | 20.8 | 0 | 2019-04-15 | 2.1 | 15.9 | 0 | 2018-04-15 | -3.5 | 21.5 | 0 | 2017-04-15 | 5.5 | 12.5 | 0 | 2016-04-15 | 2.1 | 15.9 | 0 | 13.68 | 0
2025-04-15 | 8.9 | 9.1 | 0 | 2024-04-15 | 7 | 11 | 0 | 2023-04-15 | 14.3 | 3.7 | 0 | 2022-04-15 | 5.8 | 12.2 | 0 | 2021-04-15 | 4.6 | 13.4 | 0 | 2020-04-15 | -3 | 21 | 0 | 2019-04-15 | 2.1 | 15.9 | 0 | 2018-04-15 | -3.2 | 21.2 | 0 | 2017-04-15 | 5 | 13 | 0 | 2016-04-15 | -0.1 | 18.1 | 0 | 13.86 | 0
2025-04-15 | 9.2 | 8.8 | 0 | 2024-04-15 | 6 | 12 | 0 | 2023-04-15 | 13.4 | 4.6 | 0 | 2022-04-15 | 5.7 | 12.3 | 0 | 2021-04-15 | 4.6 | 13.4 | 0 | 2020-04-15 | -3.2 | 21.2 | 0 | 2019-04-15 | 2.1 | 15.9 | 0 | 2018-04-15 | -3.2 | 21.2 | 0 | 2017-04-15 | 5.2 | 12.8 | 0 | 2016-04-15 | 0.8 | 17.2 | 0 | 13.94 | 0
2025-04-15 | 8.3 | 9.7 | 0 | 2024-04-15 | 5.9 | 12.1 | 0 | 2023-04-15 | 13.9 | 4.1 | 0 | 2022-04-15 | 6 | 12 | 0 | 2021-04-15 | 4.7 | 13.3 | 0 | 2020-04-15 | -3.9 | 21.9 | 0 | 2019-04-15 | 2 | 16 | 0 | 2018-04-15 | -3.1 | 21.1 | 0 | 2017-04-15 | 5.7 | 12.3 | 0 | 2016-04-15 | 1.3 | 16.7 | 0 | 13.92 | 0
2025-04-15 | 8.2 | 9.8 | 0 | 2024-04-15 | 6.9 | 11.1 | 0 | 2023-04-15 | 16.4 | 1.6 | 0 | 2022-04-15 | 7 | 11 | 0 | 2021-04-15 | 4.7 | 13.3 | 0 | 2020-04-15 | -1.4 | 19.4 | 0 | 2019-04-15 | 2 | 16 | 0 | 2018-04-15 | -3.3 | 21.3 | 0 | 2017-04-15 | 6.7 | 11.3 | 0 | 2016-04-15 | 4.6 | 13.4 | 0 | 12.82 | 0
2025-04-15 | 8.7 | 9.3 | 0 | 2024-04-15 | 8.3 | 9.7 | 0 | 2023-04-15 | 17.4 | 0.6 | 0 | 2022-04-15 | 8.8 | 9.2 | 0 | 2021-04-15 | 4.9 | 13.1 | 0 | 2020-04-15 | 0 | 18 | 0 | 2019-04-15 | 2.1 | 15.9 | 0 | 2018-04-15 | -3.4 | 21.4 | 0 | 2017-04-15 | 7.8 | 10.2 | 0 | 2016-04-15 | 7 | 11 | 0 | 11.84 | 0
2025-04-15 | 9.3 | 8.7 | 0 | 2024-04-15 | 10 | 8 | 0 | 2023-04-15 | 19.1 | 0 | 1.1 | 2022-04-15 | 10.1 | 7.9 | 0 | 2021-04-15 | 5.1 | 12.9 | 0 | 2020-04-15 | 1.6 | 16.4 | 0 | 2019-04-15 | 2 | 16 | 0 | 2018-04-15 | -2.9 | 20.9 | 0 | 2017-04-15 | 6.8 | 11.2 | 0 | 2016-04-15 | 9.2 | 8.8 | 0 | 11.08 | 0.11
2025-04-15 | 8.8 | 9.2 | 0 | 2024-04-15 | 11.9 | 6.1 | 0 | 2023-04-15 | 20.5 | 0 | 2.5 | 2022-04-15 | 12.1 | 5.9 | 0 | 2021-04-15 | 6.3 | 11.7 | 0 | 2020-04-15 | 2.7 | 15.3 | 0 | 2019-04-15 | 2 | 16 | 0 | 2018-04-15 | -2.3 | 20.3 | 0 | 2017-04-15 | 6.6 | 11.4 | 0 | 2016-04-15 | 10.6 | 7.4 | 0 | 10.33 | 0.25
2025-04-15 | 8.6 | 9.4 | 0 | 2024-04-15 | 12.7 | 5.3 | 0 | 2023-04-15 | 21.2 | 0 | 3.2 | 2022-04-15 | 12.8 | 5.2 | 0 | 2021-04-15 | 6.5 | 11.5 | 0 | 2020-04-15 | 3.7 | 14.3 | 0 | 2019-04-15 | 2 | 16 | 0 | 2018-04-15 | -1.2 | 19.2 | 0 | 2017-04-15 | 6.5 | 11.5 | 0 | 2016-04-15 | 11.7 | 6.3 | 0 | 9.87 | 0.32
2025-04-15 | 8.4 | 9.6 | 0 | 2024-04-15 | 14.8 | 3.2 | 0 | 2023-04-15 | 22 | 0 | 4 | 2022-04-15 | 14.1 | 3.9 | 0 | 2021-04-15 | 7 | 11 | 0 | 2020-04-15 | 2.9 | 15.1 | 0 | 2019-04-15 | 3.4 | 14.6 | 0 | 2018-04-15 | -1 | 19 | 0 | 2017-04-15 | 5.4 | 12.6 | 0 | 2016-04-15 | 12.3 | 5.7 | 0 | 9.47 | 0.4
2025-04-15 | 9.6 | 8.4 | 0 | 2024-04-15 | 15.3 | 2.7 | 0 | 2023-04-15 | 22.7 | 0 | 4.7 | 2022-04-15 | 12.8 | 5.2 | 0 | 2021-04-15 | 6.7 | 11.3 | 0 | 2020-04-15 | 4.2 | 13.8 | 0 | 2019-04-15 | 6.1 | 11.9 | 0 | 2018-04-15 | -1.1 | 19.1 | 0 | 2017-04-15 | 7.4 | 10.6 | 0 | 2016-04-15 | 13.8 | 4.2 | 0 | 8.72 | 0.47
2025-04-15 | 6 | 12 | 0 | 2024-04-15 | 15.8 | 2.2 | 0 | 2023-04-15 | 21.7 | 0 | 3.7 | 2022-04-15 | 11.7 | 6.3 | 0 | 2021-04-15 | 6.4 | 11.6 | 0 | 2020-04-15 | 4.4 | 13.6 | 0 | 2019-04-15 | 7 | 11 | 0 | 2018-04-15 | -1 | 19 | 0 | 2017-04-15 | 10.7 | 7.3 | 0 | 2016-04-15 | 13.6 | 4.4 | 0 | 8.74 | 0.37
2025-04-15 | 6.1 | 11.9 | 0 | 2024-04-15 | 15.8 | 2.2 | 0 | 2023-04-15 | 21.2 | 0 | 3.2 | 2022-04-15 | 10.8 | 7.2 | 0 | 2021-04-15 | 8 | 10 | 0 | 2020-04-15 | 3.2 | 14.8 | 0 | 2019-04-15 | 7.2 | 10.8 | 0 | 2018-04-15 | -0.8 | 18.8 | 0 | 2017-04-15 | 13.9 | 4.1 | 0 | 2016-04-15 | 14 | 4 | 0 | 8.38 | 0.32
2025-04-15 | 4.7 | 13.3 | 0 | 2024-04-15 | 16.4 | 1.6 | 0 | 2023-04-15 | 23.1 | 0 | 5.1 | 2022-04-15 | 9.4 | 8.6 | 0 | 2021-04-15 | 6.5 | 11.5 | 0 | 2020-04-15 | 2 | 16 | 0 | 2019-04-15 | 8.3 | 9.7 | 0 | 2018-04-15 | -0.7 | 18.7 | 0 | 2017-04-15 | 13.7 | 4.3 | 0 | 2016-04-15 | 14.1 | 3.9 | 0 | 8.76 | 0.51
2025-04-15 | 4 | 14 | 0 | 2024-04-15 | 15.7 | 2.3 | 0 | 2023-04-15 | 24.1 | 0 | 6.1 | 2022-04-15 | 10.7 | 7.3 | 0 | 2021-04-15 | 7.5 | 10.5 | 0 | 2020-04-15 | 2.3 | 15.7 | 0 | 2019-04-15 | 7.6 | 10.4 | 0 | 2018-04-15 | -0.7 | 18.7 | 0 | 2017-04-15 | 15 | 3 | 0 | 2016-04-15 | 14 | 4 | 0 | 8.59 | 0.61
2025-04-15 | 3.1 | 14.9 | 0 | 2024-04-15 | 14.7 | 3.3 | 0 | 2023-04-15 | 23.1 | 0 | 5.1 | 2022-04-15 | 10.9 | 7.1 | 0 | 2021-04-15 | 5.8 | 12.2 | 0 | 2020-04-15 | 2.6 | 15.4 | 0 | 2019-04-15 | 7 | 11 | 0 | 2018-04-15 | -0.6 | 18.6 | 0 | 2017-04-15 | 14.3 | 3.7 | 0 | 2016-04-15 | 12.9 | 5.1 | 0 | 9.13 | 0.51
2025-04-15 | 3.1 | 14.9 | 0 | 2024-04-15 | 13.5 | 4.5 | 0 | 2023-04-15 | 21.2 | 0 | 3.2 | 2022-04-15 | 11 | 7 | 0 | 2021-04-15 | 5.5 | 12.5 | 0 | 2020-04-15 | 1 | 17 | 0 | 2019-04-15 | 5.2 | 12.8 | 0 | 2018-04-15 | -0.5 | 18.5 | 0 | 2017-04-15 | 12 | 6 | 0 | 2016-04-15 | 11.3 | 6.7 | 0 | 9.99 | 0.32
2025-04-15 | 3 | 15 | 0 | 2024-04-15 | 12.8 | 5.2 | 0 | 2023-04-15 | 19.6 | 0 | 1.6 | 2022-04-15 | 10.8 | 7.2 | 0 | 2021-04-15 | 5.1 | 12.9 | 0 | 2020-04-15 | 0.1 | 17.9 | 0 | 2019-04-15 | 3.8 | 14.2 | 0 | 2018-04-15 | -0.2 | 18.2 | 0 | 2017-04-15 | 11.2 | 6.8 | 0 | 2016-04-15 | 10.4 | 7.6 | 0 | 10.5 | 0.16
2025-04-15 | 2.5 | 15.5 | 0 | 2024-04-15 | 12.2 | 5.8 | 0 | 2023-04-15 | 18.9 | 0 | 0.9 | 2022-04-15 | 8.8 | 9.2 | 0 | 2021-04-15 | 4.8 | 13.2 | 0 | 2020-04-15 | -0.4 | 18.4 | 0 | 2019-04-15 | 3.1 | 14.9 | 0 | 2018-04-15 | 0.1 | 17.9 | 0 | 2017-04-15 | 14 | 4 | 0 | 2016-04-15 | 9.6 | 8.4 | 0 | 10.73 | 0.09
2025-04-15 | 2.1 | 15.9 | 0 | 2024-04-15 | 9.8 | 8.2 | 0 | 2023-04-15 | 17.9 | 0.1 | 0 | 2022-04-15 | 5.8 | 12.2 | 0 | 2021-04-15 | 5 | 13 | 0 | 2020-04-15 | -1.8 | 19.8 | 0 | 2019-04-15 | 2.5 | 15.5 | 0 | 2018-04-15 | 0.4 | 17.6 | 0 | 2017-04-15 | 20 | 0 | 2 | 2016-04-15 | 8.9 | 9.1 | 0 | 11.14 | 0.2
2025-04-15 | 2.1 | 15.9 | 0 | 2024-04-15 | 9 | 9 | 0 | 2023-04-15 | 15.9 | 2.1 | 0 | 2022-04-15 | 5.9 | 12.1 | 0 | 2021-04-15 | 5.4 | 12.6 | 0 | 2020-04-15 | -2.2 | 20.2 | 0 | 2019-04-15 | 1.8 | 16.2 | 0 | 2018-04-15 | 0.6 | 17.4 | 0 | 2017-04-15 | 19.6 | 0 | 1.6 | 2016-04-15 | 8.3 | 9.7 | 0 | 11.52 | 0.16
2025-04-16 | 2.2 | 15.8 | 0 | 2024-04-16 | 8.1 | 9.9 | 0 | 2023-04-16 | 17.6 | 0.4 | 0 | 2022-04-16 | 2.9 | 15.1 | 0 | 2021-04-16 | 5.6 | 12.4 | 0 | 2020-04-16 | -4.2 | 22.2 | 0 | 2019-04-16 | 1.6 | 16.4 | 0 | 2018-04-16 | 0.7 | 17.3 | 0 | 2017-04-16 | 19 | 0 | 1 | 2016-04-16 | 7.9 | 10.1 | 0 | 11.96 | 0.1
2025-04-16 | 2.4 | 15.6 | 0 | 2024-04-16 | 7.6 | 10.4 | 0 | 2023-04-16 | 16.9 | 1.1 | 0 | 2022-04-16 | 2.2 | 15.8 | 0 | 2021-04-16 | 5.6 | 12.4 | 0 | 2020-04-16 | -3.8 | 21.8 | 0 | 2019-04-16 | 1.7 | 16.3 | 0 | 2018-04-16 | 0.8 | 17.2 | 0 | 2017-04-16 | 18.6 | 0 | 0.6 | 2016-04-16 | 7.3 | 10.7 | 0 | 12.13 | 0.06
2025-04-16 | 2.3 | 15.7 | 0 | 2024-04-16 | 8.1 | 9.9 | 0 | 2023-04-16 | 16.2 | 1.8 | 0 | 2022-04-16 | 1.8 | 16.2 | 0 | 2021-04-16 | 5.4 | 12.6 | 0 | 2020-04-16 | -4.1 | 22.1 | 0 | 2019-04-16 | 0 | 18 | 0 | 2018-04-16 | 0.9 | 17.1 | 0 | 2017-04-16 | 19.3 | 0 | 1.3 | 2016-04-16 | 5.2 | 12.8 | 0 | 12.62 | 0.13
2025-04-16 | 2.4 | 15.6 | 0 | 2024-04-16 | 7 | 11 | 0 | 2023-04-16 | 12.9 | 5.1 | 0 | 2022-04-16 | 1.5 | 16.5 | 0 | 2021-04-16 | 5.1 | 12.9 | 0 | 2020-04-16 | -3.7 | 21.7 | 0 | 2019-04-16 | 0.5 | 17.5 | 0 | 2018-04-16 | 1 | 17 | 0 | 2017-04-16 | 18.6 | 0 | 0.6 | 2016-04-16 | 6.1 | 11.9 | 0 | 12.92 | 0.06
2025-04-16 | 2.3 | 15.7 | 0 | 2024-04-16 | 6.6 | 11.4 | 0 | 2023-04-16 | 13 | 5 | 0 | 2022-04-16 | 1.3 | 16.7 | 0 | 2021-04-16 | 4.9 | 13.1 | 0 | 2020-04-16 | -4.1 | 22.1 | 0 | 2019-04-16 | -1.4 | 19.4 | 0 | 2018-04-16 | 1 | 17 | 0 | 2017-04-16 | 17.4 | 0.6 | 0 | 2016-04-16 | 6.8 | 11.2 | 0 | 13.22 | 0
2025-04-16 | 2.4 | 15.6 | 0 | 2024-04-16 | 6.9 | 11.1 | 0 | 2023-04-16 | 12.3 | 5.7 | 0 | 2022-04-16 | 0.1 | 17.9 | 0 | 2021-04-16 | 4.5 | 13.5 | 0 | 2020-04-16 | -4.4 | 22.4 | 0 | 2019-04-16 | -0.4 | 18.4 | 0 | 2018-04-16 | 1.2 | 16.8 | 0 | 2017-04-16 | 17.3 | 0.7 | 0 | 2016-04-16 | 4.7 | 13.3 | 0 | 13.54 | 0
2025-04-16 | 1.8 | 16.2 | 0 | 2024-04-16 | 6.5 | 11.5 | 0 | 2023-04-16 | 12.3 | 5.7 | 0 | 2022-04-16 | -0.4 | 18.4 | 0 | 2021-04-16 | 4.4 | 13.6 | 0 | 2020-04-16 | -3.2 | 21.2 | 0 | 2019-04-16 | 0.6 | 17.4 | 0 | 2018-04-16 | 1.3 | 16.7 | 0 | 2017-04-16 | 16.9 | 1.1 | 0 | 2016-04-16 | 5.6 | 12.4 | 0 | 13.42 | 0
2025-04-16 | 1.8 | 16.2 | 0 | 2024-04-16 | 7.8 | 10.2 | 0 | 2023-04-16 | 14.7 | 3.3 | 0 | 2022-04-16 | 1.4 | 16.6 | 0 | 2021-04-16 | 5.3 | 12.7 | 0 | 2020-04-16 | -1.1 | 19.1 | 0 | 2019-04-16 | 2.2 | 15.8 | 0 | 2018-04-16 | 1.5 | 16.5 | 0 | 2017-04-16 | 17.7 | 0.3 | 0 | 2016-04-16 | 7.4 | 10.6 | 0 | 12.13 | 0
2025-04-16 | 2.2 | 15.8 | 0 | 2024-04-16 | 9.9 | 8.1 | 0 | 2023-04-16 | 17.5 | 0.5 | 0 | 2022-04-16 | 3 | 15 | 0 | 2021-04-16 | 5.5 | 12.5 | 0 | 2020-04-16 | 0.5 | 17.5 | 0 | 2019-04-16 | 3.6 | 14.4 | 0 | 2018-04-16 | 1.7 | 16.3 | 0 | 2017-04-16 | 18.6 | 0 | 0.6 | 2016-04-16 | 10.1 | 7.9 | 0 | 10.8 | 0.06
2025-04-16 | 2.2 | 15.8 | 0 | 2024-04-16 | 11.7 | 6.3 | 0 | 2023-04-16 | 14.8 | 3.2 | 0 | 2022-04-16 | 3.5 | 14.5 | 0 | 2021-04-16 | 7 | 11 | 0 | 2020-04-16 | 1.9 | 16.1 | 0 | 2019-04-16 | 5.2 | 12.8 | 0 | 2018-04-16 | 1.9 | 16.1 | 0 | 2017-04-16 | 19.7 | 0 | 1.7 | 2016-04-16 | 11.8 | 6.2 | 0 | 10.2 | 0.17
2025-04-16 | 3.7 | 14.3 | 0 | 2024-04-16 | 13.4 | 4.6 | 0 | 2023-04-16 | 17.9 | 0.1 | 0 | 2022-04-16 | 4.8 | 13.2 | 0 | 2021-04-16 | 7.5 | 10.5 | 0 | 2020-04-16 | -0.7 | 18.7 | 0 | 2019-04-16 | 6.7 | 11.3 | 0 | 2018-04-16 | 2.2 | 15.8 | 0 | 2017-04-16 | 21.3 | 0 | 3.3 | 2016-04-16 | 12.9 | 5.1 | 0 | 9.36 | 0.33
2025-04-16 | 3.6 | 14.4 | 0 | 2024-04-16 | 14.3 | 3.7 | 0 | 2023-04-16 | 20.7 | 0 | 2.7 | 2022-04-16 | 5 | 13 | 0 | 2021-04-16 | 8.8 | 9.2 | 0 | 2020-04-16 | 3.1 | 14.9 | 0 | 2019-04-16 | 8 | 10 | 0 | 2018-04-16 | 2.5 | 15.5 | 0 | 2017-04-16 | 21 | 0 | 3 | 2016-04-16 | 14.9 | 3.1 | 0 | 8.38 | 0.57
2025-04-16 | 3.8 | 14.2 | 0 | 2024-04-16 | 15.4 | 2.6 | 0 | 2023-04-16 | 20.8 | 0 | 2.8 | 2022-04-16 | 5.2 | 12.8 | 0 | 2021-04-16 | 9.1 | 8.9 | 0 | 2020-04-16 | 2.5 | 15.5 | 0 | 2019-04-16 | 8.6 | 9.4 | 0 | 2018-04-16 | 2.6 | 15.4 | 0 | 2017-04-16 | 20.9 | 0 | 2.9 | 2016-04-16 | 16.3 | 1.7 | 0 | 8.05 | 0.57
2025-04-16 | 4.3 | 13.7 | 0 | 2024-04-16 | 15.3 | 2.7 | 0 | 2023-04-16 | 21.6 | 0 | 3.6 | 2022-04-16 | 6.5 | 11.5 | 0 | 2021-04-16 | 9.6 | 8.4 | 0 | 2020-04-16 | 3.9 | 14.1 | 0 | 2019-04-16 | 7.4 | 10.6 | 0 | 2018-04-16 | 2.6 | 15.4 | 0 | 2017-04-16 | 20.8 | 0 | 2.8 | 2016-04-16 | 16.4 | 1.6 | 0 | 7.8 | 0.64
2025-04-16 | 5.2 | 12.8 | 0 | 2024-04-16 | 15.7 | 2.3 | 0 | 2023-04-16 | 22.7 | 0 | 4.7 | 2022-04-16 | 8.2 | 9.8 | 0 | 2021-04-16 | 9.6 | 8.4 | 0 | 2020-04-16 | 2.1 | 15.9 | 0 | 2019-04-16 | 6 | 12 | 0 | 2018-04-16 | 2.3 | 15.7 | 0 | 2017-04-16 | 21.1 | 0 | 3.1 | 2016-04-16 | 15.8 | 2.2 | 0 | 7.91 | 0.78
2025-04-16 | 5.3 | 12.7 | 0 | 2024-04-16 | 14.7 | 3.3 | 0 | 2023-04-16 | 23.3 | 0 | 5.3 | 2022-04-16 | 7 | 11 | 0 | 2021-04-16 | 8.9 | 9.1 | 0 | 2020-04-16 | 2.4 | 15.6 | 0 | 2019-04-16 | 5.8 | 12.2 | 0 | 2018-04-16 | 2.1 | 15.9 | 0 | 2017-04-16 | 19.6 | 0 | 1.6 | 2016-04-16 | 16 | 2 | 0 | 8.18 | 0.69
2025-04-16 | 5.8 | 12.2 | 0 | 2024-04-16 | 15 | 3 | 0 | 2023-04-16 | 23.6 | 0 | 5.6 | 2022-04-16 | 5.6 | 12.4 | 0 | 2021-04-16 | 7.8 | 10.2 | 0 | 2020-04-16 | 3.5 | 14.5 | 0 | 2019-04-16 | 5.6 | 12.4 | 0 | 2018-04-16 | 1.9 | 16.1 | 0 | 2017-04-16 | 20 | 0 | 2 | 2016-04-16 | 16.3 | 1.7 | 0 | 8.25 | 0.76
2025-04-16 | 5.1 | 12.9 | 0 | 2024-04-16 | 13.7 | 4.3 | 0 | 2023-04-16 | 22 | 0 | 4 | 2022-04-16 | 4.6 | 13.4 | 0 | 2021-04-16 | 7 | 11 | 0 | 2020-04-16 | 1.7 | 16.3 | 0 | 2019-04-16 | 5.3 | 12.7 | 0 | 2018-04-16 | 2.1 | 15.9 | 0 | 2017-04-16 | 20.1 | 0 | 2.1 | 2016-04-16 | 16.2 | 1.8 | 0 | 8.83 | 0.61
2025-04-16 | 5 | 13 | 0 | 2024-04-16 | 14.1 | 3.9 | 0 | 2023-04-16 | 21.6 | 0 | 3.6 | 2022-04-16 | 3.6 | 14.4 | 0 | 2021-04-16 | 6.2 | 11.8 | 0 | 2020-04-16 | 2.6 | 15.4 | 0 | 2019-04-16 | 5.6 | 12.4 | 0 | 2018-04-16 | 2.2 | 15.8 | 0 | 2017-04-16 | 19.6 | 0 | 1.6 | 2016-04-16 | 14.8 | 3.2 | 0 | 8.99 | 0.52
2025-04-16 | 4.7 | 13.3 | 0 | 2024-04-16 | 12.7 | 5.3 | 0 | 2023-04-16 | 19.4 | 0 | 1.4 | 2022-04-16 | 2 | 16 | 0 | 2021-04-16 | 5.9 | 12.1 | 0 | 2020-04-16 | 1.3 | 16.7 | 0 | 2019-04-16 | 5.3 | 12.7 | 0 | 2018-04-16 | 2.3 | 15.7 | 0 | 2017-04-16 | 18.8 | 0 | 0.8 | 2016-04-16 | 12.5 | 5.5 | 0 | 9.73 | 0.22
2025-04-16 | 3.5 | 14.5 | 0 | 2024-04-16 | 10.9 | 7.1 | 0 | 2023-04-16 | 15.4 | 2.6 | 0 | 2022-04-16 | 1.2 | 16.8 | 0 | 2021-04-16 | 5.4 | 12.6 | 0 | 2020-04-16 | -0.1 | 18.1 | 0 | 2019-04-16 | 5.2 | 12.8 | 0 | 2018-04-16 | 2.1 | 15.9 | 0 | 2017-04-16 | 16.1 | 1.9 | 0 | 2016-04-16 | 11.9 | 6.1 | 0 | 10.84 | 0
2025-04-16 | 2.8 | 15.2 | 0 | 2024-04-16 | 11.2 | 6.8 | 0 | 2023-04-16 | 13.6 | 4.4 | 0 | 2022-04-16 | 1 | 17 | 0 | 2021-04-16 | 5.6 | 12.4 | 0 | 2020-04-16 | 1.4 | 16.6 | 0 | 2019-04-16 | 5.5 | 12.5 | 0 | 2018-04-16 | 1.9 | 16.1 | 0 | 2017-04-16 | 12.8 | 5.2 | 0 | 2016-04-16 | 11.5 | 6.5 | 0 | 11.27 | 0
2025-04-16 | 2.4 | 15.6 | 0 | 2024-04-16 | 9.8 | 8.2 | 0 | 2023-04-16 | 13.2 | 4.8 | 0 | 2022-04-16 | 0.8 | 17.2 | 0 | 2021-04-16 | 5.6 | 12.4 | 0 | 2020-04-16 | -0.8 | 18.8 | 0 | 2019-04-16 | 5.2 | 12.8 | 0 | 2018-04-16 | 1.6 | 16.4 | 0 | 2017-04-16 | 10.9 | 7.1 | 0 | 2016-04-16 | 11.6 | 6.4 | 0 | 11.97 | 0
2025-04-16 | 2 | 16 | 0 | 2024-04-16 | 10.3 | 7.7 | 0 | 2023-04-16 | 11.8 | 6.2 | 0 | 2022-04-16 | 0.7 | 17.3 | 0 | 2021-04-16 | 5.5 | 12.5 | 0 | 2020-04-16 | -1.7 | 19.7 | 0 | 2019-04-16 | 4.8 | 13.2 | 0 | 2018-04-16 | 1.4 | 16.6 | 0 | 2017-04-16 | 10.7 | 7.3 | 0 | 2016-04-16 | 10.4 | 7.6 | 0 | 12.41 | 0
2025-04-17 | 0.7 | 17.3 | 0 | 2024-04-17 | 8.5 | 9.5 | 0 | 2023-04-17 | 11.1 | 6.9 | 0 | 2022-04-17 | 0.1 | 17.9 | 0 | 2021-04-17 | 5 | 13 | 0 | 2020-04-17 | -1.2 | 19.2 | 0 | 2019-04-17 | 3.3 | 14.7 | 0 | 2018-04-17 | 1.1 | 16.9 | 0 | 2017-04-17 | 10.9 | 7.1 | 0 | 2016-04-17 | 8.6 | 9.4 | 0 | 13.19 | 0
2025-04-17 | 0.6 | 17.4 | 0 | 2024-04-17 | 8 | 10 | 0 | 2023-04-17 | 9.4 | 8.6 | 0 | 2022-04-17 | 0 | 18 | 0 | 2021-04-17 | 4.4 | 13.6 | 0 | 2020-04-17 | -1.4 | 19.4 | 0 | 2019-04-17 | 3 | 15 | 0 | 2018-04-17 | 1 | 17 | 0 | 2017-04-17 | 10.5 | 7.5 | 0 | 2016-04-17 | 8.9 | 9.1 | 0 | 13.56 | 0
2025-04-17 | -0.2 | 18.2 | 0 | 2024-04-17 | 8.7 | 9.3 | 0 | 2023-04-17 | 8.7 | 9.3 | 0 | 2022-04-17 | -0.4 | 18.4 | 0 | 2021-04-17 | 4.2 | 13.8 | 0 | 2020-04-17 | -1.6 | 19.6 | 0 | 2019-04-17 | 1.4 | 16.6 | 0 | 2018-04-17 | 0.5 | 17.5 | 0 | 2017-04-17 | 10 | 8 | 0 | 2016-04-17 | 7.5 | 10.5 | 0 | 14.12 | 0
2025-04-17 | -1.8 | 19.8 | 0 | 2024-04-17 | 8.3 | 9.7 | 0 | 2023-04-17 | 7.9 | 10.1 | 0 | 2022-04-17 | -0.3 | 18.3 | 0 | 2021-04-17 | 3.9 | 14.1 | 0 | 2020-04-17 | -1.9 | 19.9 | 0 | 2019-04-17 | 0.9 | 17.1 | 0 | 2018-04-17 | -0.2 | 18.2 | 0 | 2017-04-17 | 9.2 | 8.8 | 0 | 2016-04-17 | 6.1 | 11.9 | 0 | 14.79 | 0
2025-04-17 | -3.4 | 21.4 | 0 | 2024-04-17 | 7.9 | 10.1 | 0 | 2023-04-17 | 6.7 | 11.3 | 0 | 2022-04-17 | -0.6 | 18.6 | 0 | 2021-04-17 | 3.4 | 14.6 | 0 | 2020-04-17 | -2.2 | 20.2 | 0 | 2019-04-17 | 1.2 | 16.8 | 0 | 2018-04-17 | -0.7 | 18.7 | 0 | 2017-04-17 | 8.5 | 9.5 | 0 | 2016-04-17 | 5.6 | 12.4 | 0 | 15.36 | 0
2025-04-17 | -1.1 | 19.1 | 0 | 2024-04-17 | 7.3 | 10.7 | 0 | 2023-04-17 | 6.8 | 11.2 | 0 | 2022-04-17 | -0.9 | 18.9 | 0 | 2021-04-17 | 3.5 | 14.5 | 0 | 2020-04-17 | -2.4 | 20.4 | 0 | 2019-04-17 | 1 | 17 | 0 | 2018-04-17 | -1 | 19 | 0 | 2017-04-17 | 7.3 | 10.7 | 0 | 2016-04-17 | 5.5 | 12.5 | 0 | 15.4 | 0
2025-04-17 | -1.1 | 19.1 | 0 | 2024-04-17 | 6 | 12 | 0 | 2023-04-17 | 7.1 | 10.9 | 0 | 2022-04-17 | -1.2 | 19.2 | 0 | 2021-04-17 | 4 | 14 | 0 | 2020-04-17 | -1.4 | 19.4 | 0 | 2019-04-17 | 1.3 | 16.7 | 0 | 2018-04-17 | -1.2 | 19.2 | 0 | 2017-04-17 | 6.2 | 11.8 | 0 | 2016-04-17 | 6.1 | 11.9 | 0 | 15.42 | 0
2025-04-17 | 1.6 | 16.4 | 0 | 2024-04-17 | 6 | 12 | 0 | 2023-04-17 | 7.7 | 10.3 | 0 | 2022-04-17 | 0.1 | 17.9 | 0 | 2021-04-17 | 5 | 13 | 0 | 2020-04-17 | 0.3 | 17.7 | 0 | 2019-04-17 | 2.8 | 15.2 | 0 | 2018-04-17 | -1.1 | 19.1 | 0 | 2017-04-17 | 6.4 | 11.6 | 0 | 2016-04-17 | 9.6 | 8.4 | 0 | 14.16 | 0
2025-04-17 | 4.2 | 13.8 | 0 | 2024-04-17 | 5.8 | 12.2 | 0 | 2023-04-17 | 8.1 | 9.9 | 0 | 2022-04-17 | 1.7 | 16.3 | 0 | 2021-04-17 | 6.1 | 11.9 | 0 | 2020-04-17 | 2.8 | 15.2 | 0 | 2019-04-17 | 5.5 | 12.5 | 0 | 2018-04-17 | -0.9 | 18.9 | 0 | 2017-04-17 | 7.1 | 10.9 | 0 | 2016-04-17 | 13 | 5 | 0 | 12.66 | 0
2025-04-17 | 5.7 | 12.3 | 0 | 2024-04-17 | 4.8 | 13.2 | 0 | 2023-04-17 | 8.4 | 9.6 | 0 | 2022-04-17 | 2.5 | 15.5 | 0 | 2021-04-17 | 6.8 | 11.2 | 0 | 2020-04-17 | 3.7 | 14.3 | 0 | 2019-04-17 | 8.2 | 9.8 | 0 | 2018-04-17 | -0.1 | 18.1 | 0 | 2017-04-17 | 8.4 | 9.6 | 0 | 2016-04-17 | 14.9 | 3.1 | 0 | 11.67 | 0
2025-04-17 | 7.4 | 10.6 | 0 | 2024-04-17 | 5.5 | 12.5 | 0 | 2023-04-17 | 8 | 10 | 0 | 2022-04-17 | 3 | 15 | 0 | 2021-04-17 | 7.4 | 10.6 | 0 | 2020-04-17 | 4.6 | 13.4 | 0 | 2019-04-17 | 9.5 | 8.5 | 0 | 2018-04-17 | -0.2 | 18.2 | 0 | 2017-04-17 | 9.4 | 8.6 | 0 | 2016-04-17 | 15.8 | 2.2 | 0 | 10.96 | 0
2025-04-17 | 9.4 | 8.6 | 0 | 2024-04-17 | 5.3 | 12.7 | 0 | 2023-04-17 | 7.9 | 10.1 | 0 | 2022-04-17 | 5 | 13 | 0 | 2021-04-17 | 8.3 | 9.7 | 0 | 2020-04-17 | 4.9 | 13.1 | 0 | 2019-04-17 | 10 | 8 | 0 | 2018-04-17 | -0.5 | 18.5 | 0 | 2017-04-17 | 10 | 8 | 0 | 2016-04-17 | 16.9 | 1.1 | 0 | 10.28 | 0
2025-04-17 | 10.4 | 7.6 | 0 | 2024-04-17 | 5.5 | 12.5 | 0 | 2023-04-17 | 7.6 | 10.4 | 0 | 2022-04-17 | 4.7 | 13.3 | 0 | 2021-04-17 | 9.9 | 8.1 | 0 | 2020-04-17 | 5.7 | 12.3 | 0 | 2019-04-17 | 12.4 | 5.6 | 0 | 2018-04-17 | -1 | 19 | 0 | 2017-04-17 | 10.2 | 7.8 | 0 | 2016-04-17 | 18.3 | 0 | 0.3 | 9.66 | 0.03
2025-04-17 | 10.4 | 7.6 | 0 | 2024-04-17 | 5.6 | 12.4 | 0 | 2023-04-17 | 6.5 | 11.5 | 0 | 2022-04-17 | 5.9 | 12.1 | 0 | 2021-04-17 | 10.4 | 7.6 | 0 | 2020-04-17 | 5.6 | 12.4 | 0 | 2019-04-17 | 13 | 5 | 0 | 2018-04-17 | -1.4 | 19.4 | 0 | 2017-04-17 | 11.6 | 6.4 | 0 | 2016-04-17 | 19.3 | 0 | 1.3 | 9.44 | 0.13
2025-04-17 | 11.4 | 6.6 | 0 | 2024-04-17 | 6.4 | 11.6 | 0 | 2023-04-17 | 6.7 | 11.3 | 0 | 2022-04-17 | 8.2 | 9.8 | 0 | 2021-04-17 | 11 | 7 | 0 | 2020-04-17 | 5.2 | 12.8 | 0 | 2019-04-17 | 13.6 | 4.4 | 0 | 2018-04-17 | -0.3 | 18.3 | 0 | 2017-04-17 | 11.8 | 6.2 | 0 | 2016-04-17 | 20.5 | 0 | 2.5 | 8.8 | 0.25
2025-04-17 | 11.6 | 6.4 | 0 | 2024-04-17 | 6.8 | 11.2 | 0 | 2023-04-17 | 4.3 | 13.7 | 0 | 2022-04-17 | 7.2 | 10.8 | 0 | 2021-04-17 | 11.7 | 6.3 | 0 | 2020-04-17 | 4.6 | 13.4 | 0 | 2019-04-17 | 13.4 | 4.6 | 0 | 2018-04-17 | 0.2 | 17.8 | 0 | 2017-04-17 | 11.8 | 6.2 | 0 | 2016-04-17 | 20.8 | 0 | 2.8 | 9.04 | 0.28
2025-04-17 | 11.4 | 6.6 | 0 | 2024-04-17 | 6.5 | 11.5 | 0 | 2023-04-17 | 4.5 | 13.5 | 0 | 2022-04-17 | 7.2 | 10.8 | 0 | 2021-04-17 | 11.3 | 6.7 | 0 | 2020-04-17 | 3.8 | 14.2 | 0 | 2019-04-17 | 13.2 | 4.8 | 0 | 2018-04-17 | 0.7 | 17.3 | 0 | 2017-04-17 | 11.5 | 6.5 | 0 | 2016-04-17 | 20.1 | 0 | 2.1 | 9.19 | 0.21
2025-04-17 | 11 | 7 | 0 | 2024-04-17 | 7.2 | 10.8 | 0 | 2023-04-17 | 4.3 | 13.7 | 0 | 2022-04-17 | 7.1 | 10.9 | 0 | 2021-04-17 | 10.7 | 7.3 | 0 | 2020-04-17 | 3 | 15 | 0 | 2019-04-17 | 12 | 6 | 0 | 2018-04-17 | 0.9 | 17.1 | 0 | 2017-04-17 | 10.1 | 7.9 | 0 | 2016-04-17 | 19.4 | 0 | 1.4 | 9.57 | 0.14
2025-04-17 | 10.4 | 7.6 | 0 | 2024-04-17 | 7.3 | 10.7 | 0 | 2023-04-17 | 3.2 | 14.8 | 0 | 2022-04-17 | 6.6 | 11.4 | 0 | 2021-04-17 | 9.7 | 8.3 | 0 | 2020-04-17 | 2.6 | 15.4 | 0 | 2019-04-17 | 10.9 | 7.1 | 0 | 2018-04-17 | 0.9 | 17.1 | 0 | 2017-04-17 | 7.8 | 10.2 | 0 | 2016-04-17 | 19.1 | 0 | 1.1 | 10.26 | 0.11
2025-04-17 | 9.6 | 8.4 | 0 | 2024-04-17 | 7.9 | 10.1 | 0 | 2023-04-17 | 3.4 | 14.6 | 0 | 2022-04-17 | 5.3 | 12.7 | 0 | 2021-04-17 | 9.9 | 8.1 | 0 | 2020-04-17 | 2.1 | 15.9 | 0 | 2019-04-17 | 10.4 | 7.6 | 0 | 2018-04-17 | 0.4 | 17.6 | 0 | 2017-04-17 | 5 | 13 | 0 | 2016-04-17 | 17.8 | 0.2 | 0 | 10.82 | 0
2025-04-17 | 8.8 | 9.2 | 0 | 2024-04-17 | 8.6 | 9.4 | 0 | 2023-04-17 | 3.5 | 14.5 | 0 | 2022-04-17 | 4.9 | 13.1 | 0 | 2021-04-17 | 9.1 | 8.9 | 0 | 2020-04-17 | 0.6 | 17.4 | 0 | 2019-04-17 | 10.3 | 7.7 | 0 | 2018-04-17 | 0.5 | 17.5 | 0 | 2017-04-17 | 3.2 | 14.8 | 0 | 2016-04-17 | 17 | 1 | 0 | 11.35 | 0
2025-04-17 | 8 | 10 | 0 | 2024-04-17 | 8.5 | 9.5 | 0 | 2023-04-17 | 3.6 | 14.4 | 0 | 2022-04-17 | 4.2 | 13.8 | 0 | 2021-04-17 | 6.7 | 11.3 | 0 | 2020-04-17 | 0.4 | 17.6 | 0 | 2019-04-17 | 9.8 | 8.2 | 0 | 2018-04-17 | 0.8 | 17.2 | 0 | 2017-04-17 | 2.5 | 15.5 | 0 | 2016-04-17 | 16.4 | 1.6 | 0 | 11.91 | 0
2025-04-17 | 7.6 | 10.4 | 0 | 2024-04-17 | 7.6 | 10.4 | 0 | 2023-04-17 | 3.2 | 14.8 | 0 | 2022-04-17 | 2.5 | 15.5 | 0 | 2021-04-17 | 5.5 | 12.5 | 0 | 2020-04-17 | 0.9 | 17.1 | 0 | 2019-04-17 | 9.1 | 8.9 | 0 | 2018-04-17 | 1 | 17 | 0 | 2017-04-17 | 2 | 16 | 0 | 2016-04-17 | 15.8 | 2.2 | 0 | 12.48 | 0
2025-04-17 | 7 | 11 | 0 | 2024-04-17 | 7.1 | 10.9 | 0 | 2023-04-17 | 3.1 | 14.9 | 0 | 2022-04-17 | 1.5 | 16.5 | 0 | 2021-04-17 | 5.6 | 12.4 | 0 | 2020-04-17 | 0.3 | 17.7 | 0 | 2019-04-17 | 9.2 | 8.8 | 0 | 2018-04-17 | 1 | 17 | 0 | 2017-04-17 | 1.6 | 16.4 | 0 | 2016-04-17 | 13.8 | 4.2 | 0 | 12.98 | 0
2025-04-18 | 6.4 | 11.6 | 0 | 2024-04-18 | 7.1 | 10.9 | 0 | 2023-04-18 | 2.6 | 15.4 | 0 | 2022-04-18 | 0.3 | 17.7 | 0 | 2021-04-18 | 4.4 | 13.6 | 0 | 2020-04-18 | -0.3 | 18.3 | 0 | 2019-04-18 | 7.3 | 10.7 | 0 | 2018-04-18 | 1 | 17 | 0 | 2017-04-18 | 1.1 | 16.9 | 0 | 2016-04-18 | 13.4 | 4.6 | 0 | 13.67 | 0
2025-04-18 | 5.5 | 12.5 | 0 | 2024-04-18 | 7.1 | 10.9 | 0 | 2023-04-18 | 2.8 | 15.2 | 0 | 2022-04-18 | 0.3 | 17.7 | 0 | 2021-04-18 | 4.3 | 13.7 | 0 | 2020-04-18 | -0.5 | 18.5 | 0 | 2019-04-18 | 7 | 11 | 0 | 2018-04-18 | 0.8 | 17.2 | 0 | 2017-04-18 | 0.9 | 17.1 | 0 | 2016-04-18 | 11.4 | 6.6 | 0 | 14.04 | 0
2025-04-18 | 5.5 | 12.5 | 0 | 2024-04-18 | 7.2 | 10.8 | 0 | 2023-04-18 | 2.6 | 15.4 | 0 | 2022-04-18 | -1.5 | 19.5 | 0 | 2021-04-18 | 4.4 | 13.6 | 0 | 2020-04-18 | -1.4 | 19.4 | 0 | 2019-04-18 | 7 | 11 | 0 | 2018-04-18 | 0.6 | 17.4 | 0 | 2017-04-18 | 0.4 | 17.6 | 0 | 2016-04-18 | 10.9 | 7.1 | 0 | 14.43 | 0
2025-04-18 | 6.4 | 11.6 | 0 | 2024-04-18 | 7.3 | 10.7 | 0 | 2023-04-18 | 2.4 | 15.6 | 0 | 2022-04-18 | -1.1 | 19.1 | 0 | 2021-04-18 | 3.3 | 14.7 | 0 | 2020-04-18 | -1 | 19 | 0 | 2019-04-18 | 6.5 | 11.5 | 0 | 2018-04-18 | 0.1 | 17.9 | 0 | 2017-04-18 | 0.4 | 17.6 | 0 | 2016-04-18 | 8.9 | 9.1 | 0 | 14.68 | 0
2025-04-18 | 7 | 11 | 0 | 2024-04-18 | 7.5 | 10.5 | 0 | 2023-04-18 | 2.5 | 15.5 | 0 | 2022-04-18 | -0.5 | 18.5 | 0 | 2021-04-18 | 4.4 | 13.6 | 0 | 2020-04-18 | -1.3 | 19.3 | 0 | 2019-04-18 | 6.4 | 11.6 | 0 | 2018-04-18 | 0.2 | 17.8 | 0 | 2017-04-18 | 0.2 | 17.8 | 0 | 2016-04-18 | 7.5 | 10.5 | 0 | 14.61 | 0
2025-04-18 | 6.9 | 11.1 | 0 | 2024-04-18 | 7.9 | 10.1 | 0 | 2023-04-18 | 2.5 | 15.5 | 0 | 2022-04-18 | -0.9 | 18.9 | 0 | 2021-04-18 | 5.1 | 12.9 | 0 | 2020-04-18 | -2.1 | 20.1 | 0 | 2019-04-18 | 6.4 | 11.6 | 0 | 2018-04-18 | 0.3 | 17.7 | 0 | 2017-04-18 | 0.2 | 17.8 | 0 | 2016-04-18 | 7.5 | 10.5 | 0 | 14.62 | 0
2025-04-18 | 7.1 | 10.9 | 0 | 2024-04-18 | 8.2 | 9.8 | 0 | 2023-04-18 | 2.4 | 15.6 | 0 | 2022-04-18 | 0.3 | 17.7 | 0 | 2021-04-18 | 5.7 | 12.3 | 0 | 2020-04-18 | -2 | 20 | 0 | 2019-04-18 | 7.3 | 10.7 | 0 | 2018-04-18 | 0.6 | 17.4 | 0 | 2017-04-18 | 0.8 | 17.2 | 0 | 2016-04-18 | 9.1 | 8.9 | 0 | 14.05 | 0
2025-04-18 | 8 | 10 | 0 | 2024-04-18 | 8.6 | 9.4 | 0 | 2023-04-18 | 2.9 | 15.1 | 0 | 2022-04-18 | 2.6 | 15.4 | 0 | 2021-04-18 | 6.2 | 11.8 | 0 | 2020-04-18 | -0.1 | 18.1 | 0 | 2019-04-18 | 8.3 | 9.7 | 0 | 2018-04-18 | 1.3 | 16.7 | 0 | 2017-04-18 | 2.1 | 15.9 | 0 | 2016-04-18 | 12.2 | 5.8 | 0 | 12.79 | 0
2025-04-18 | 9.3 | 8.7 | 0 | 2024-04-18 | 10.4 | 7.6 | 0 | 2023-04-18 | 3.2 | 14.8 | 0 | 2022-04-18 | 4.1 | 13.9 | 0 | 2021-04-18 | 8.9 | 9.1 | 0 | 2020-04-18 | 1.5 | 16.5 | 0 | 2019-04-18 | 10.4 | 7.6 | 0 | 2018-04-18 | 2.4 | 15.6 | 0 | 2017-04-18 | 3.3 | 14.7 | 0 | 2016-04-18 | 15.6 | 2.4 | 0 | 11.09 | 0
2025-04-18 | 10.6 | 7.4 | 0 | 2024-04-18 | 11.6 | 6.4 | 0 | 2023-04-18 | 3.2 | 14.8 | 0 | 2022-04-18 | 6 | 12 | 0 | 2021-04-18 | 11.8 | 6.2 | 0 | 2020-04-18 | 4 | 14 | 0 | 2019-04-18 | 13.1 | 4.9 | 0 | 2018-04-18 | 3.1 | 14.9 | 0 | 2017-04-18 | 4.5 | 13.5 | 0 | 2016-04-18 | 17.9 | 0.1 | 0 | 9.42 | 0
2025-04-18 | 10.8 | 7.2 | 0 | 2024-04-18 | 11.9 | 6.1 | 0 | 2023-04-18 | 3.9 | 14.1 | 0 | 2022-04-18 | 5.7 | 12.3 | 0 | 2021-04-18 | 12.6 | 5.4 | 0 | 2020-04-18 | 6.2 | 11.8 | 0 | 2019-04-18 | 15.3 | 2.7 | 0 | 2018-04-18 | 2.6 | 15.4 | 0 | 2017-04-18 | 5.4 | 12.6 | 0 | 2016-04-18 | 19.8 | 0 | 1.8 | 8.76 | 0.18
2025-04-18 | 9.8 | 8.2 | 0 | 2024-04-18 | 11.5 | 6.5 | 0 | 2023-04-18 | 4.1 | 13.9 | 0 | 2022-04-18 | 6.4 | 11.6 | 0 | 2021-04-18 | 13.5 | 4.5 | 0 | 2020-04-18 | 6.3 | 11.7 | 0 | 2019-04-18 | 16.1 | 1.9 | 0 | 2018-04-18 | 2.9 | 15.1 | 0 | 2017-04-18 | 5.9 | 12.1 | 0 | 2016-04-18 | 21.5 | 0 | 3.5 | 8.55 | 0.35
2025-04-18 | 11.4 | 6.6 | 0 | 2024-04-18 | 11.9 | 6.1 | 0 | 2023-04-18 | 3.7 | 14.3 | 0 | 2022-04-18 | 6.6 | 11.4 | 0 | 2021-04-18 | 13.8 | 4.2 | 0 | 2020-04-18 | 7.8 | 10.2 | 0 | 2019-04-18 | 17.1 | 0.9 | 0 | 2018-04-18 | 2.9 | 15.1 | 0 | 2017-04-18 | 6.3 | 11.7 | 0 | 2016-04-18 | 22 | 0 | 4 | 8.05 | 0.4
2025-04-18 | 12.4 | 5.6 | 0 | 2024-04-18 | 12.2 | 5.8 | 0 | 2023-04-18 | 2.9 | 15.1 | 0 | 2022-04-18 | 5.8 | 12.2 | 0 | 2021-04-18 | 13.3 | 4.7 | 0 | 2020-04-18 | 9.9 | 8.1 | 0 | 2019-04-18 | 18.9 | 0 | 0.9 | 2018-04-18 | 3 | 15 | 0 | 2017-04-18 | 6.7 | 11.3 | 0 | 2016-04-18 | 22.2 | 0 | 4.2 | 7.78 | 0.51
2025-04-18 | 14.3 | 3.7 | 0 | 2024-04-18 | 12.9 | 5.1 | 0 | 2023-04-18 | 4.1 | 13.9 | 0 | 2022-04-18 | 6.1 | 11.9 | 0 | 2021-04-18 | 12.2 | 5.8 | 0 | 2020-04-18 | 9.5 | 8.5 | 0 | 2019-04-18 | 21.3 | 0 | 3.3 | 2018-04-18 | 3.2 | 14.8 | 0 | 2017-04-18 | 8.1 | 9.9 | 0 | 2016-04-18 | 22.7 | 0 | 4.7 | 7.36 | 0.8
2025-04-18 | 10.5 | 7.5 | 0 | 2024-04-18 | 12.1 | 5.9 | 0 | 2023-04-18 | 4.4 | 13.6 | 0 | 2022-04-18 | 3.4 | 14.6 | 0 | 2021-04-18 | 11.4 | 6.6 | 0 | 2020-04-18 | 9.5 | 8.5 | 0 | 2019-04-18 | 20.8 | 0 | 2.8 | 2018-04-18 | 3.1 | 14.9 | 0 | 2017-04-18 | 8.8 | 9.2 | 0 | 2016-04-18 | 22.2 | 0 | 4.2 | 8.08 | 0.7
2025-04-18 | 16.7 | 1.3 | 0 | 2024-04-18 | 11.2 | 6.8 | 0 | 2023-04-18 | 3.2 | 14.8 | 0 | 2022-04-18 | 1 | 17 | 0 | 2021-04-18 | 11.7 | 6.3 | 0 | 2020-04-18 | 9.4 | 8.6 | 0 | 2019-04-18 | 21.7 | 0 | 3.7 | 2018-04-18 | 3 | 15 | 0 | 2017-04-18 | 9.1 | 8.9 | 0 | 2016-04-18 | 22.9 | 0 | 4.9 | 7.87 | 0.86
2025-04-18 | 20.2 | 0 | 2.2 | 2024-04-18 | 11.2 | 6.8 | 0 | 2023-04-18 | 3.8 | 14.2 | 0 | 2022-04-18 | 0.2 | 17.8 | 0 | 2021-04-18 | 10.9 | 7.1 | 0 | 2020-04-18 | 9.7 | 8.3 | 0 | 2019-04-18 | 21.7 | 0 | 3.7 | 2018-04-18 | 2.8 | 15.2 | 0 | 2017-04-18 | 8.1 | 9.9 | 0 | 2016-04-18 | 25.4 | 0 | 7.4 | 7.93 | 1.33
2025-04-18 | 19.8 | 0 | 1.8 | 2024-04-18 | 11.1 | 6.9 | 0 | 2023-04-18 | 2.5 | 15.5 | 0 | 2022-04-18 | 0.3 | 17.7 | 0 | 2021-04-18 | 10.8 | 7.2 | 0 | 2020-04-18 | 8.8 | 9.2 | 0 | 2019-04-18 | 21.6 | 0 | 3.6 | 2018-04-18 | 2.6 | 15.4 | 0 | 2017-04-18 | 6.2 | 11.8 | 0 | 2016-04-18 | 24.6 | 0 | 6.6 | 8.37 | 1.2
2025-04-18 | 19.9 | 0 | 1.9 | 2024-04-18 | 10.6 | 7.4 | 0 | 2023-04-18 | 2.4 | 15.6 | 0 | 2022-04-18 | 0.3 | 17.7 | 0 | 2021-04-18 | 10.7 | 7.3 | 0 | 2020-04-18 | 7.6 | 10.4 | 0 | 2019-04-18 | 18.5 | 0 | 0.5 | 2018-04-18 | 2.4 | 15.6 | 0 | 2017-04-18 | 5.2 | 12.8 | 0 | 2016-04-18 | 23.3 | 0 | 5.3 | 8.68 | 0.77
2025-04-18 | 17.6 | 0.4 | 0 | 2024-04-18 | 10.7 | 7.3 | 0 | 2023-04-18 | 2.2 | 15.8 | 0 | 2022-04-18 | 0.8 | 17.2 | 0 | 2021-04-18 | 8.8 | 9.2 | 0 | 2020-04-18 | 6.9 | 11.1 | 0 | 2019-04-18 | 17 | 1 | 0 | 2018-04-18 | 1.7 | 16.3 | 0 | 2017-04-18 | 5 | 13 | 0 | 2016-04-18 | 15.6 | 2.4 | 0 | 9.37 | 0
2025-04-18 | 12.4 | 5.6 | 0 | 2024-04-18 | 10.6 | 7.4 | 0 | 2023-04-18 | 2.3 | 15.7 | 0 | 2022-04-18 | 1.3 | 16.7 | 0 | 2021-04-18 | 7 | 11 | 0 | 2020-04-18 | 6.2 | 11.8 | 0 | 2019-04-18 | 17.1 | 0.9 | 0 | 2018-04-18 | 1.6 | 16.4 | 0 | 2017-04-18 | 4.8 | 13.2 | 0 | 2016-04-18 | 13.8 | 4.2 | 0 | 10.29 | 0
2025-04-18 | 11.7 | 6.3 | 0 | 2024-04-18 | 10.5 | 7.5 | 0 | 2023-04-18 | 2.2 | 15.8 | 0 | 2022-04-18 | 1.9 | 16.1 | 0 | 2021-04-18 | 6.6 | 11.4 | 0 | 2020-04-18 | 5.9 | 12.1 | 0 | 2019-04-18 | 16.4 | 1.6 | 0 | 2018-04-18 | 1.4 | 16.6 | 0 | 2017-04-18 | 4.8 | 13.2 | 0 | 2016-04-18 | 12.8 | 5.2 | 0 | 10.58 | 0
2025-04-18 | 11.2 | 6.8 | 0 | 2024-04-18 | 9.4 | 8.6 | 0 | 2023-04-18 | 2.1 | 15.9 | 0 | 2022-04-18 | 1.8 | 16.2 | 0 | 2021-04-18 | 5.4 | 12.6 | 0 | 2020-04-18 | 6.2 | 11.8 | 0 | 2019-04-18 | 15.5 | 2.5 | 0 | 2018-04-18 | 1.5 | 16.5 | 0 | 2017-04-18 | 5 | 13 | 0 | 2016-04-18 | 11.8 | 6.2 | 0 | 11.01 | 0
2025-04-19 | 12.1 | 5.9 | 0 | 2024-04-19 | 9.5 | 8.5 | 0 | 2023-04-19 | 2.3 | 15.7 | 0 | 2022-04-19 | 1.7 | 16.3 | 0 | 2021-04-19 | 5.3 | 12.7 | 0 | 2020-04-19 | 7 | 11 | 0 | 2019-04-19 | 14.4 | 3.6 | 0 | 2018-04-19 | 1.3 | 16.7 | 0 | 2017-04-19 | 5.1 | 12.9 | 0 | 2016-04-19 | 10 | 8 | 0 | 11.13 | 0
2025-04-19 | 12.8 | 5.2 | 0 | 2024-04-19 | 9.2 | 8.8 | 0 | 2023-04-19 | 2 | 16 | 0 | 2022-04-19 | 1.2 | 16.8 | 0 | 2021-04-19 | 4.2 | 13.8 | 0 | 2020-04-19 | 6.8 | 11.2 | 0 | 2019-04-19 | 13.1 | 4.9 | 0 | 2018-04-19 | 1 | 17 | 0 | 2017-04-19 | 6.2 | 11.8 | 0 | 2016-04-19 | 7.8 | 10.2 | 0 | 11.57 | 0
2025-04-19 | 18.3 | 0 | 0.3 | 2024-04-19 | 8.6 | 9.4 | 0 | 2023-04-19 | 1.6 | 16.4 | 0 | 2022-04-19 | 1.5 | 16.5 | 0 | 2021-04-19 | 3.3 | 14.7 | 0 | 2020-04-19 | 6.8 | 11.2 | 0 | 2019-04-19 | 12.3 | 5.7 | 0 | 2018-04-19 | 1 | 17 | 0 | 2017-04-19 | 6.4 | 11.6 | 0 | 2016-04-19 | 6.5 | 11.5 | 0 | 11.4 | 0.03
2025-04-19 | 18.4 | 0 | 0.4 | 2024-04-19 | 8 | 10 | 0 | 2023-04-19 | 1.4 | 16.6 | 0 | 2022-04-19 | 1.4 | 16.6 | 0 | 2021-04-19 | 3.4 | 14.6 | 0 | 2020-04-19 | 6.6 | 11.4 | 0 | 2019-04-19 | 12.2 | 5.8 | 0 | 2018-04-19 | 0.6 | 17.4 | 0 | 2017-04-19 | 6.2 | 11.8 | 0 | 2016-04-19 | 6.6 | 11.4 | 0 | 11.56 | 0.04
2025-04-19 | 18 | 0 | 0 | 2024-04-19 | 7.4 | 10.6 | 0 | 2023-04-19 | 1.6 | 16.4 | 0 | 2022-04-19 | 1.2 | 16.8 | 0 | 2021-04-19 | 4.8 | 13.2 | 0 | 2020-04-19 | 6.5 | 11.5 | 0 | 2019-04-19 | 10 | 8 | 0 | 2018-04-19 | 0.4 | 17.6 | 0 | 2017-04-19 | 6.3 | 11.7 | 0 | 2016-04-19 | 6.1 | 11.9 | 0 | 11.77 | 0
2025-04-19 | 17.8 | 0.2 | 0 | 2024-04-19 | 7.9 | 10.1 | 0 | 2023-04-19 | 0.9 | 17.1 | 0 | 2022-04-19 | 1.3 | 16.7 | 0 | 2021-04-19 | 3.7 | 14.3 | 0 | 2020-04-19 | 7 | 11 | 0 | 2019-04-19 | 9.2 | 8.8 | 0 | 2018-04-19 | 0.3 | 17.7 | 0 | 2017-04-19 | 6.6 | 11.4 | 0 | 2016-04-19 | 6.6 | 11.4 | 0 | 11.87 | 0
2025-04-19 | 17.9 | 0.1 | 0 | 2024-04-19 | 8.1 | 9.9 | 0 | 2023-04-19 | 1 | 17 | 0 | 2022-04-19 | 1.5 | 16.5 | 0 | 2021-04-19 | 4.1 | 13.9 | 0 | 2020-04-19 | 7.2 | 10.8 | 0 | 2019-04-19 | 9.2 | 8.8 | 0 | 2018-04-19 | 0.3 | 17.7 | 0 | 2017-04-19 | 6.8 | 11.2 | 0 | 2016-04-19 | 6.3 | 11.7 | 0 | 11.76 | 0
2025-04-19 | 19 | 0 | 1 | 2024-04-19 | 8.6 | 9.4 | 0 | 2023-04-19 | 1 | 17 | 0 | 2022-04-19 | 2.2 | 15.8 | 0 | 2021-04-19 | 6.4 | 11.6 | 0 | 2020-04-19 | 7.5 | 10.5 | 0 | 2019-04-19 | 8.9 | 9.1 | 0 | 2018-04-19 | -0.1 | 18.1 | 0 | 2017-04-19 | 7.2 | 10.8 | 0 | 2016-04-19 | 7.2 | 10.8 | 0 | 11.31 | 0.1
2025-04-19 | 20.5 | 0 | 2.5 | 2024-04-19 | 9.2 | 8.8 | 0 | 2023-04-19 | 2 | 16 | 0 | 2022-04-19 | 2.3 | 15.7 | 0 | 2021-04-19 | 8.4 | 9.6 | 0 | 2020-04-19 | 7.5 | 10.5 | 0 | 2019-04-19 | 8.3 | 9.7 | 0 | 2018-04-19 | 0.7 | 17.3 | 0 | 2017-04-19 | 7.3 | 10.7 | 0 | 2016-04-19 | 8.4 | 9.6 | 0 | 10.79 | 0.25
2025-04-19 | 21.9 | 0 | 3.9 | 2024-04-19 | 9.2 | 8.8 | 0 | 2023-04-19 | 1.7 | 16.3 | 0 | 2022-04-19 | 2.6 | 15.4 | 0 | 2021-04-19 | 11 | 7 | 0 | 2020-04-19 | 7.5 | 10.5 | 0 | 2019-04-19 | 8.1 | 9.9 | 0 | 2018-04-19 | 1.1 | 16.9 | 0 | 2017-04-19 | 9.9 | 8.1 | 0 | 2016-04-19 | 9.2 | 8.8 | 0 | 10.17 | 0.39
2025-04-19 | 20.9 | 0 | 2.9 | 2024-04-19 | 8.8 | 9.2 | 0 | 2023-04-19 | 2.7 | 15.3 | 0 | 2022-04-19 | 3.6 | 14.4 | 0 | 2021-04-19 | 12.2 | 5.8 | 0 | 2020-04-19 | 7.7 | 10.3 | 0 | 2019-04-19 | 7.2 | 10.8 | 0 | 2018-04-19 | 1 | 17 | 0 | 2017-04-19 | 10.5 | 7.5 | 0 | 2016-04-19 | 10.2 | 7.8 | 0 | 9.81 | 0.29
2025-04-19 | 20.3 | 0 | 2.3 | 2024-04-19 | 8.6 | 9.4 | 0 | 2023-04-19 | 3.5 | 14.5 | 0 | 2022-04-19 | 4.4 | 13.6 | 0 | 2021-04-19 | 13.2 | 4.8 | 0 | 2020-04-19 | 8.6 | 9.4 | 0 | 2019-04-19 | 7.3 | 10.7 | 0 | 2018-04-19 | 1.9 | 16.1 | 0 | 2017-04-19 | 14 | 4 | 0 | 2016-04-19 | 12 | 6 | 0 | 8.85 | 0.23
2025-04-19 | 17.7 | 0.3 | 0 | 2024-04-19 | 11.8 | 6.2 | 0 | 2023-04-19 | 5 | 13 | 0 | 2022-04-19 | 4.9 | 13.1 | 0 | 2021-04-19 | 14.7 | 3.3 | 0 | 2020-04-19 | 9.3 | 8.7 | 0 | 2019-04-19 | 7 | 11 | 0 | 2018-04-19 | 2.5 | 15.5 | 0 | 2017-04-19 | 17.1 | 0.9 | 0 | 2016-04-19 | 13.3 | 4.7 | 0 | 7.67 | 0
2025-04-19 | 17.6 | 0.4 | 0 | 2024-04-19 | 14.5 | 3.5 | 0 | 2023-04-19 | 5.7 | 12.3 | 0 | 2022-04-19 | 4.8 | 13.2 | 0 | 2021-04-19 | 15.1 | 2.9 | 0 | 2020-04-19 | 12.3 | 5.7 | 0 | 2019-04-19 | 6.7 | 11.3 | 0 | 2018-04-19 | 2.6 | 15.4 | 0 | 2017-04-19 | 17.9 | 0.1 | 0 | 2016-04-19 | 14.4 | 3.6 | 0 | 6.84 | 0
2025-04-19 | 16.5 | 1.5 | 0 | 2024-04-19 | 14.1 | 3.9 | 0 | 2023-04-19 | 7 | 11 | 0 | 2022-04-19 | 5.7 | 12.3 | 0 | 2021-04-19 | 16.9 | 1.1 | 0 | 2020-04-19 | 12.1 | 5.9 | 0 | 2019-04-19 | 6.6 | 11.4 | 0 | 2018-04-19 | 2.7 | 15.3 | 0 | 2017-04-19 | 17.1 | 0.9 | 0 | 2016-04-19 | 15 | 3 | 0 | 6.63 | 0
2025-04-19 | 14.4 | 3.6 | 0 | 2024-04-19 | 14.8 | 3.2 | 0 | 2023-04-19 | 8.3 | 9.7 | 0 | 2022-04-19 | 5.3 | 12.7 | 0 | 2021-04-19 | 15.5 | 2.5 | 0 | 2020-04-19 | 12.2 | 5.8 | 0 | 2019-04-19 | 7 | 11 | 0 | 2018-04-19 | 2.5 | 15.5 | 0 | 2017-04-19 | 19.2 | 0 | 1.2 | 2016-04-19 | 15.8 | 2.2 | 0 | 6.62 | 0.12
2025-04-19 | 13.3 | 4.7 | 0 | 2024-04-19 | 14.1 | 3.9 | 0 | 2023-04-19 | 8.7 | 9.3 | 0 | 2022-04-19 | 6.1 | 11.9 | 0 | 2021-04-19 | 16.2 | 1.8 | 0 | 2020-04-19 | 8.6 | 9.4 | 0 | 2019-04-19 | 7.1 | 10.9 | 0 | 2018-04-19 | 2.9 | 15.1 | 0 | 2017-04-19 | 20.2 | 0 | 2.2 | 2016-04-19 | 15.6 | 2.4 | 0 | 6.94 | 0.22
2025-04-19 | 11.7 | 6.3 | 0 | 2024-04-19 | 13.5 | 4.5 | 0 | 2023-04-19 | 8.8 | 9.2 | 0 | 2022-04-19 | 4.5 | 13.5 | 0 | 2021-04-19 | 15.1 | 2.9 | 0 | 2020-04-19 | 7.3 | 10.7 | 0 | 2019-04-19 | 6.2 | 11.8 | 0 | 2018-04-19 | 3 | 15 | 0 | 2017-04-19 | 20.3 | 0 | 2.3 | 2016-04-19 | 14.9 | 3.1 | 0 | 7.7 | 0.23
2025-04-19 | 9.8 | 8.2 | 0 | 2024-04-19 | 12.2 | 5.8 | 0 | 2023-04-19 | 8.2 | 9.8 | 0 | 2022-04-19 | 4 | 14 | 0 | 2021-04-19 | 11.3 | 6.7 | 0 | 2020-04-19 | 7.5 | 10.5 | 0 | 2019-04-19 | 5.8 | 12.2 | 0 | 2018-04-19 | 2.6 | 15.4 | 0 | 2017-04-19 | 18.4 | 0 | 0.4 | 2016-04-19 | 13.7 | 4.3 | 0 | 8.69 | 0.04
2025-04-19 | 8.6 | 9.4 | 0 | 2024-04-19 | 10.8 | 7.2 | 0 | 2023-04-19 | 8.1 | 9.9 | 0 | 2022-04-19 | 3 | 15 | 0 | 2021-04-19 | 10.2 | 7.8 | 0 | 2020-04-19 | 4.8 | 13.2 | 0 | 2019-04-19 | 5.5 | 12.5 | 0 | 2018-04-19 | 2.3 | 15.7 | 0 | 2017-04-19 | 15.9 | 2.1 | 0 | 2016-04-19 | 11.8 | 6.2 | 0 | 9.9 | 0
2025-04-19 | 8.8 | 9.2 | 0 | 2024-04-19 | 10.1 | 7.9 | 0 | 2023-04-19 | 8.2 | 9.8 | 0 | 2022-04-19 | 3.2 | 14.8 | 0 | 2021-04-19 | 8.7 | 9.3 | 0 | 2020-04-19 | 3.8 | 14.2 | 0 | 2019-04-19 | 5 | 13 | 0 | 2018-04-19 | 2.3 | 15.7 | 0 | 2017-04-19 | 13.3 | 4.7 | 0 | 2016-04-19 | 10.4 | 7.6 | 0 | 10.62 | 0
2025-04-19 | 7.8 | 10.2 | 0 | 2024-04-19 | 9.2 | 8.8 | 0 | 2023-04-19 | 7.5 | 10.5 | 0 | 2022-04-19 | 3.4 | 14.6 | 0 | 2021-04-19 | 7.1 | 10.9 | 0 | 2020-04-19 | 2.5 | 15.5 | 0 | 2019-04-19 | 5 | 13 | 0 | 2018-04-19 | 1.9 | 16.1 | 0 | 2017-04-19 | 11.6 | 6.4 | 0 | 2016-04-19 | 8.8 | 9.2 | 0 | 11.52 | 0
2025-04-19 | 6.5 | 11.5 | 0 | 2024-04-19 | 8.2 | 9.8 | 0 | 2023-04-19 | 6.2 | 11.8 | 0 | 2022-04-19 | 3.6 | 14.4 | 0 | 2021-04-19 | 5.6 | 12.4 | 0 | 2020-04-19 | 1.1 | 16.9 | 0 | 2019-04-19 | 4.8 | 13.2 | 0 | 2018-04-19 | 1 | 17 | 0 | 2017-04-19 | 10.7 | 7.3 | 0 | 2016-04-19 | 7.9 | 10.1 | 0 | 12.44 | 0
2025-04-19 | 5.6 | 12.4 | 0 | 2024-04-19 | 6.2 | 11.8 | 0 | 2023-04-19 | 5.6 | 12.4 | 0 | 2022-04-19 | 2.7 | 15.3 | 0 | 2021-04-19 | 5.5 | 12.5 | 0 | 2020-04-19 | -0.5 | 18.5 | 0 | 2019-04-19 | 4.8 | 13.2 | 0 | 2018-04-19 | 0.7 | 17.3 | 0 | 2017-04-19 | 9.6 | 8.4 | 0 | 2016-04-19 | 7 | 11 | 0 | 13.28 | 0
2025-04-20 | 5.2 | 12.8 | 0 | 2024-04-20 | 5.5 | 12.5 | 0 | 2023-04-20 | 4.7 | 13.3 | 0 | 2022-04-20 | 2.2 | 15.8 | 0 | 2021-04-20 | 5.8 | 12.2 | 0 | 2020-04-20 | -0.5 | 18.5 | 0 | 2019-04-20 | 4.8 | 13.2 | 0 | 2018-04-20 | 0.4 | 17.6 | 0 | 2017-04-20 | 8.9 | 9.1 | 0 | 2016-04-20 | 6.4 | 11.6 | 0 | 13.66 | 0
2025-04-20 | 4.4 | 13.6 | 0 | 2024-04-20 | 5.7 | 12.3 | 0 | 2023-04-20 | 4.7 | 13.3 | 0 | 2022-04-20 | 2.3 | 15.7 | 0 | 2021-04-20 | 4.9 | 13.1 | 0 | 2020-04-20 | -1.2 | 19.2 | 0 | 2019-04-20 | 4.8 | 13.2 | 0 | 2018-04-20 | -0.4 | 18.4 | 0 | 2017-04-20 | 8.3 | 9.7 | 0 | 2016-04-20 | 5.7 | 12.3 | 0 | 14.08 | 0
2025-04-20 | 3.9 | 14.1 | 0 | 2024-04-20 | 6 | 12 | 0 | 2023-04-20 | 4.3 | 13.7 | 0 | 2022-04-20 | 2.4 | 15.6 | 0 | 2021-04-20 | 3.6 | 14.4 | 0 | 2020-04-20 | -2.3 | 20.3 | 0 | 2019-04-20 | 4.8 | 13.2 | 0 | 2018-04-20 | -1.1 | 19.1 | 0 | 2017-04-20 | 7.5 | 10.5 | 0 | 2016-04-20 | 4.8 | 13.2 | 0 | 14.61 | 0
2025-04-20 | 3.4 | 14.6 | 0 | 2024-04-20 | 5.5 | 12.5 | 0 | 2023-04-20 | 3.9 | 14.1 | 0 | 2022-04-20 | 2.6 | 15.4 | 0 | 2021-04-20 | 4.3 | 13.7 | 0 | 2020-04-20 | -3 | 21 | 0 | 2019-04-20 | 4.9 | 13.1 | 0 | 2018-04-20 | -1.6 | 19.6 | 0 | 2017-04-20 | 8.3 | 9.7 | 0 | 2016-04-20 | 4.3 | 13.7 | 0 | 14.74 | 0
2025-04-20 | 3.5 | 14.5 | 0 | 2024-04-20 | 6 | 12 | 0 | 2023-04-20 | 3.3 | 14.7 | 0 | 2022-04-20 | 2.1 | 15.9 | 0 | 2021-04-20 | 4.3 | 13.7 | 0 | 2020-04-20 | -2.2 | 20.2 | 0 | 2019-04-20 | 4.8 | 13.2 | 0 | 2018-04-20 | -1 | 19 | 0 | 2017-04-20 | 8.2 | 9.8 | 0 | 2016-04-20 | 4.1 | 13.9 | 0 | 14.69 | 0
2025-04-20 | 2.7 | 15.3 | 0 | 2024-04-20 | 6.2 | 11.8 | 0 | 2023-04-20 | 3.5 | 14.5 | 0 | 2022-04-20 | 2.4 | 15.6 | 0 | 2021-04-20 | 3.1 | 14.9 | 0 | 2020-04-20 | -3.3 | 21.3 | 0 | 2019-04-20 | 4.7 | 13.3 | 0 | 2018-04-20 | -1.6 | 19.6 | 0 | 2017-04-20 | 7.9 | 10.1 | 0 | 2016-04-20 | 2.8 | 15.2 | 0 | 15.16 | 0
2025-04-20 | 2.6 | 15.4 | 0 | 2024-04-20 | 5.9 | 12.1 | 0 | 2023-04-20 | 3.6 | 14.4 | 0 | 2022-04-20 | 2.3 | 15.7 | 0 | 2021-04-20 | 2 | 16 | 0 | 2020-04-20 | -2.8 | 20.8 | 0 | 2019-04-20 | 4.7 | 13.3 | 0 | 2018-04-20 | -1.1 | 19.1 | 0 | 2017-04-20 | 7.9 | 10.1 | 0 | 2016-04-20 | 3.6 | 14.4 | 0 | 15.13 | 0
2025-04-20 | 2.9 | 15.1 | 0 | 2024-04-20 | 5.1 | 12.9 | 0 | 2023-04-20 | 3.8 | 14.2 | 0 | 2022-04-20 | 3 | 15 | 0 | 2021-04-20 | 2.5 | 15.5 | 0 | 2020-04-20 | -0.5 | 18.5 | 0 | 2019-04-20 | 5 | 13 | 0 | 2018-04-20 | 0 | 18 | 0 | 2017-04-20 | 7.1 | 10.9 | 0 | 2016-04-20 | 6.9 | 11.1 | 0 | 14.42 | 0
2025-04-20 | 4.1 | 13.9 | 0 | 2024-04-20 | 4.8 | 13.2 | 0 | 2023-04-20 | 4.4 | 13.6 | 0 | 2022-04-20 | 3.8 | 14.2 | 0 | 2021-04-20 | 2.9 | 15.1 | 0 | 2020-04-20 | 2.2 | 15.8 | 0 | 2019-04-20 | 5.1 | 12.9 | 0 | 2018-04-20 | 0.7 | 17.3 | 0 | 2017-04-20 | 6.5 | 11.5 | 0 | 2016-04-20 | 9.3 | 8.7 | 0 | 13.62 | 0
2025-04-20 | 5.4 | 12.6 | 0 | 2024-04-20 | 5 | 13 | 0 | 2023-04-20 | 6.2 | 11.8 | 0 | 2022-04-20 | 4.8 | 13.2 | 0 | 2021-04-20 | 3.7 | 14.3 | 0 | 2020-04-20 | 2.6 | 15.4 | 0 | 2019-04-20 | 5.5 | 12.5 | 0 | 2018-04-20 | 2 | 16 | 0 | 2017-04-20 | 5.7 | 12.3 | 0 | 2016-04-20 | 10.4 | 7.6 | 0 | 12.87 | 0
2025-04-20 | 6.6 | 11.4 | 0 | 2024-04-20 | 4.7 | 13.3 | 0 | 2023-04-20 | 7.3 | 10.7 | 0 | 2022-04-20 | 5.4 | 12.6 | 0 | 2021-04-20 | 4.1 | 13.9 | 0 | 2020-04-20 | 3.2 | 14.8 | 0 | 2019-04-20 | 6.1 | 11.9 | 0 | 2018-04-20 | 3.1 | 14.9 | 0 | 2017-04-20 | 5.1 | 12.9 | 0 | 2016-04-20 | 10.2 | 7.8 | 0 | 12.42 | 0
2025-04-20 | 7.4 | 10.6 | 0 | 2024-04-20 | 5 | 13 | 0 | 2023-04-20 | 7.9 | 10.1 | 0 | 2022-04-20 | 6.5 | 11.5 | 0 | 2021-04-20 | 4.3 | 13.7 | 0 | 2020-04-20 | 4 | 14 | 0 | 2019-04-20 | 6.5 | 11.5 | 0 | 2018-04-20 | 4 | 14 | 0 | 2017-04-20 | 5 | 13 | 0 | 2016-04-20 | 11.5 | 6.5 | 0 | 11.79 | 0
2025-04-20 | 8.8 | 9.2 | 0 | 2024-04-20 | 4.7 | 13.3 | 0 | 2023-04-20 | 8.6 | 9.4 | 0 | 2022-04-20 | 8.1 | 9.9 | 0 | 2021-04-20 | 4.8 | 13.2 | 0 | 2020-04-20 | 4.7 | 13.3 | 0 | 2019-04-20 | 6.5 | 11.5 | 0 | 2018-04-20 | 4.6 | 13.4 | 0 | 2017-04-20 | 4.9 | 13.1 | 0 | 2016-04-20 | 12 | 6 | 0 | 11.23 | 0
2025-04-20 | 9.1 | 8.9 | 0 | 2024-04-20 | 7 | 11 | 0 | 2023-04-20 | 9.2 | 8.8 | 0 | 2022-04-20 | 8.9 | 9.1 | 0 | 2021-04-20 | 4.2 | 13.8 | 0 | 2020-04-20 | 5 | 13 | 0 | 2019-04-20 | 6.9 | 11.1 | 0 | 2018-04-20 | 5.9 | 12.1 | 0 | 2017-04-20 | 5.4 | 12.6 | 0 | 2016-04-20 | 12.8 | 5.2 | 0 | 10.56 | 0
2025-04-20 | 8.6 | 9.4 | 0 | 2024-04-20 | 6.6 | 11.4 | 0 | 2023-04-20 | 9.3 | 8.7 | 0 | 2022-04-20 | 9.2 | 8.8 | 0 | 2021-04-20 | 4.5 | 13.5 | 0 | 2020-04-20 | 5.4 | 12.6 | 0 | 2019-04-20 | 7.4 | 10.6 | 0 | 2018-04-20 | 6.5 | 11.5 | 0 | 2017-04-20 | 5.4 | 12.6 | 0 | 2016-04-20 | 13.8 | 4.2 | 0 | 10.33 | 0
2025-04-20 | 9.2 | 8.8 | 0 | 2024-04-20 | 6.6 | 11.4 | 0 | 2023-04-20 | 10 | 8 | 0 | 2022-04-20 | 9.9 | 8.1 | 0 | 2021-04-20 | 4.2 | 13.8 | 0 | 2020-04-20 | 6.4 | 11.6 | 0 | 2019-04-20 | 6.8 | 11.2 | 0 | 2018-04-20 | 7.2 | 10.8 | 0 | 2017-04-20 | 5.3 | 12.7 | 0 | 2016-04-20 | 14.4 | 3.6 | 0 | 10 | 0
2025-04-20 | 8.4 | 9.6 | 0 | 2024-04-20 | 7.8 | 10.2 | 0 | 2023-04-20 | 9.7 | 8.3 | 0 | 2022-04-20 | 9.2 | 8.8 | 0 | 2021-04-20 | 3.1 | 14.9 | 0 | 2020-04-20 | 5.9 | 12.1 | 0 | 2019-04-20 | 7.7 | 10.3 | 0 | 2018-04-20 | 7.8 | 10.2 | 0 | 2017-04-20 | 5.2 | 12.8 | 0 | 2016-04-20 | 14.8 | 3.2 | 0 | 10.04 | 0
2025-04-20 | 8.1 | 9.9 | 0 | 2024-04-20 | 6 | 12 | 0 | 2023-04-20 | 9.5 | 8.5 | 0 | 2022-04-20 | 9.6 | 8.4 | 0 | 2021-04-20 | 2.4 | 15.6 | 0 | 2020-04-20 | 4.9 | 13.1 | 0 | 2019-04-20 | 8.3 | 9.7 | 0 | 2018-04-20 | 7 | 11 | 0 | 2017-04-20 | 5.4 | 12.6 | 0 | 2016-04-20 | 14.5 | 3.5 | 0 | 10.43 | 0
2025-04-20 | 7.8 | 10.2 | 0 | 2024-04-20 | 5.8 | 12.2 | 0 | 2023-04-20 | 9 | 9 | 0 | 2022-04-20 | 8.3 | 9.7 | 0 | 2021-04-20 | 1.6 | 16.4 | 0 | 2020-04-20 | 3.8 | 14.2 | 0 | 2019-04-20 | 8.5 | 9.5 | 0 | 2018-04-20 | 5.8 | 12.2 | 0 | 2017-04-20 | 5.8 | 12.2 | 0 | 2016-04-20 | 12.1 | 5.9 | 0 | 11.15 | 0
2025-04-20 | 6.9 | 11.1 | 0 | 2024-04-20 | 5.2 | 12.8 | 0 | 2023-04-20 | 7.8 | 10.2 | 0 | 2022-04-20 | 7.5 | 10.5 | 0 | 2021-04-20 | 1.3 | 16.7 | 0 | 2020-04-20 | 3.1 | 14.9 | 0 | 2019-04-20 | 7.8 | 10.2 | 0 | 2018-04-20 | 4.5 | 13.5 | 0 | 2017-04-20 | 6.2 | 11.8 | 0 | 2016-04-20 | 9.4 | 8.6 | 0 | 12.03 | 0
2025-04-20 | 5.6 | 12.4 | 0 | 2024-04-20 | 5 | 13 | 0 | 2023-04-20 | 8.2 | 9.8 | 0 | 2022-04-20 | 6.9 | 11.1 | 0 | 2021-04-20 | 1.8 | 16.2 | 0 | 2020-04-20 | 3.3 | 14.7 | 0 | 2019-04-20 | 7.8 | 10.2 | 0 | 2018-04-20 | 4 | 14 | 0 | 2017-04-20 | 6 | 12 | 0 | 2016-04-20 | 9.4 | 8.6 | 0 | 12.2 | 0
2025-04-20 | 5.8 | 12.2 | 0 | 2024-04-20 | 4.4 | 13.6 | 0 | 2023-04-20 | 8.4 | 9.6 | 0 | 2022-04-20 | 6.9 | 11.1 | 0 | 2021-04-20 | 2.2 | 15.8 | 0 | 2020-04-20 | 4.3 | 13.7 | 0 | 2019-04-20 | 6.9 | 11.1 | 0 | 2018-04-20 | 3.1 | 14.9 | 0 | 2017-04-20 | 5.9 | 12.1 | 0 | 2016-04-20 | 8.3 | 9.7 | 0 | 12.38 | 0
2025-04-20 | 6.6 | 11.4 | 0 | 2024-04-20 | 4.2 | 13.8 | 0 | 2023-04-20 | 7.6 | 10.4 | 0 | 2022-04-20 | 6.8 | 11.2 | 0 | 2021-04-20 | 1.6 | 16.4 | 0 | 2020-04-20 | 4.2 | 13.8 | 0 | 2019-04-20 | 7.4 | 10.6 | 0 | 2018-04-20 | 2.4 | 15.6 | 0 | 2017-04-20 | 5.8 | 12.2 | 0 | 2016-04-20 | 8.1 | 9.9 | 0 | 12.53 | 0
2025-04-20 | 6.1 | 11.9 | 0 | 2024-04-20 | 4.1 | 13.9 | 0 | 2023-04-20 | 9 | 9 | 0 | 2022-04-20 | 6.1 | 11.9 | 0 | 2021-04-20 | 1.1 | 16.9 | 0 | 2020-04-20 | 3.2 | 14.8 | 0 | 2019-04-20 | 7.4 | 10.6 | 0 | 2018-04-20 | 1.5 | 16.5 | 0 | 2017-04-20 | 5.8 | 12.2 | 0 | 2016-04-20 | 7.7 | 10.3 | 0 | 12.8 | 0
2025-04-21 | 6.2 | 11.8 | 0 | 2024-04-21 | 4 | 14 | 0 | 2023-04-21 | 9.6 | 8.4 | 0 | 2022-04-21 | 5.9 | 12.1 | 0 | 2021-04-21 | 0.6 | 17.4 | 0 | 2020-04-21 | 2.7 | 15.3 | 0 | 2019-04-21 | 7 | 11 | 0 | 2018-04-21 | 1 | 17 | 0 | 2017-04-21 | 5.9 | 12.1 | 0 | 2016-04-21 | 7.1 | 10.9 | 0 | 13 | 0
2025-04-21 | 6.4 | 11.6 | 0 | 2024-04-21 | 4.1 | 13.9 | 0 | 2023-04-21 | 9.6 | 8.4 | 0 | 2022-04-21 | 5.7 | 12.3 | 0 | 2021-04-21 | -0.3 | 18.3 | 0 | 2020-04-21 | 2.9 | 15.1 | 0 | 2019-04-21 | 6.6 | 11.4 | 0 | 2018-04-21 | -1.2 | 19.2 | 0 | 2017-04-21 | 5.9 | 12.1 | 0 | 2016-04-21 | 6.8 | 11.2 | 0 | 13.35 | 0
2025-04-21 | 7.2 | 10.8 | 0 | 2024-04-21 | 3.9 | 14.1 | 0 | 2023-04-21 | 9.9 | 8.1 | 0 | 2022-04-21 | 6.2 | 11.8 | 0 | 2021-04-21 | -1.4 | 19.4 | 0 | 2020-04-21 | 3.8 | 14.2 | 0 | 2019-04-21 | 6.7 | 11.3 | 0 | 2018-04-21 | 0.3 | 17.7 | 0 | 2017-04-21 | 6 | 12 | 0 | 2016-04-21 | 5.4 | 12.6 | 0 | 13.2 | 0
2025-04-21 | 6.9 | 11.1 | 0 | 2024-04-21 | 3.8 | 14.2 | 0 | 2023-04-21 | 9.6 | 8.4 | 0 | 2022-04-21 | 6.3 | 11.7 | 0 | 2021-04-21 | -1.7 | 19.7 | 0 | 2020-04-21 | 5.6 | 12.4 | 0 | 2019-04-21 | 6.3 | 11.7 | 0 | 2018-04-21 | -0.3 | 18.3 | 0 | 2017-04-21 | 6.2 | 11.8 | 0 | 2016-04-21 | 6.1 | 11.9 | 0 | 13.12 | 0
2025-04-21 | 6.1 | 11.9 | 0 | 2024-04-21 | 4.1 | 13.9 | 0 | 2023-04-21 | 8.5 | 9.5 | 0 | 2022-04-21 | 6.4 | 11.6 | 0 | 2021-04-21 | -1.7 | 19.7 | 0 | 2020-04-21 | 7.4 | 10.6 | 0 | 2019-04-21 | 6 | 12 | 0 | 2018-04-21 | 0.3 | 17.7 | 0 | 2017-04-21 | 6.3 | 11.7 | 0 | 2016-04-21 | 6.5 | 11.5 | 0 | 13.01 | 0
2025-04-21 | 5.9 | 12.1 | 0 | 2024-04-21 | 3.6 | 14.4 | 0 | 2023-04-21 | 7.8 | 10.2 | 0 | 2022-04-21 | 6.1 | 11.9 | 0 | 2021-04-21 | -1.9 | 19.9 | 0 | 2020-04-21 | 4.6 | 13.4 | 0 | 2019-04-21 | 6.1 | 11.9 | 0 | 2018-04-21 | -1.1 | 19.1 | 0 | 2017-04-21 | 6.3 | 11.7 | 0 | 2016-04-21 | 6.5 | 11.5 | 0 | 13.61 | 0
2025-04-21 | 5.9 | 12.1 | 0 | 2024-04-21 | 3.4 | 14.6 | 0 | 2023-04-21 | 7.6 | 10.4 | 0 | 2022-04-21 | 5.6 | 12.4 | 0 | 2021-04-21 | -1.6 | 19.6 | 0 | 2020-04-21 | 2.7 | 15.3 | 0 | 2019-04-21 | 6.6 | 11.4 | 0 | 2018-04-21 | 0.5 | 17.5 | 0 | 2017-04-21 | 6.8 | 11.2 | 0 | 2016-04-21 | 7.5 | 10.5 | 0 | 13.5 | 0
2025-04-21 | 6.4 | 11.6 | 0 | 2024-04-21 | 3.3 | 14.7 | 0 | 2023-04-21 | 7.8 | 10.2 | 0 | 2022-04-21 | 5.2 | 12.8 | 0 | 2021-04-21 | -1 | 19 | 0 | 2020-04-21 | 2.7 | 15.3 | 0 | 2019-04-21 | 7 | 11 | 0 | 2018-04-21 | 2.7 | 15.3 | 0 | 2017-04-21 | 8 | 10 | 0 | 2016-04-21 | 8.2 | 9.8 | 0 | 12.97 | 0
2025-04-21 | 5.3 | 12.7 | 0 | 2024-04-21 | 4.2 | 13.8 | 0 | 2023-04-21 | 9.2 | 8.8 | 0 | 2022-04-21 | 5.5 | 12.5 | 0 | 2021-04-21 | -0.4 | 18.4 | 0 | 2020-04-21 | 3.1 | 14.9 | 0 | 2019-04-21 | 7.9 | 10.1 | 0 | 2018-04-21 | 5.8 | 12.2 | 0 | 2017-04-21 | 9.7 | 8.3 | 0 | 2016-04-21 | 9.1 | 8.9 | 0 | 12.06 | 0
2025-04-21 | 6.4 | 11.6 | 0 | 2024-04-21 | 4.8 | 13.2 | 0 | 2023-04-21 | 10.2 | 7.8 | 0 | 2022-04-21 | 7.9 | 10.1 | 0 | 2021-04-21 | -0.5 | 18.5 | 0 | 2020-04-21 | 3.6 | 14.4 | 0 | 2019-04-21 | 8.7 | 9.3 | 0 | 2018-04-21 | 8.1 | 9.9 | 0 | 2017-04-21 | 10.6 | 7.4 | 0 | 2016-04-21 | 11.7 | 6.3 | 0 | 10.85 | 0
2025-04-21 | 7.6 | 10.4 | 0 | 2024-04-21 | 6 | 12 | 0 | 2023-04-21 | 12.3 | 5.7 | 0 | 2022-04-21 | 9.4 | 8.6 | 0 | 2021-04-21 | 0.6 | 17.4 | 0 | 2020-04-21 | 3.4 | 14.6 | 0 | 2019-04-21 | 9 | 9 | 0 | 2018-04-21 | 10 | 8 | 0 | 2017-04-21 | 10.7 | 7.3 | 0 | 2016-04-21 | 13.8 | 4.2 | 0 | 9.72 | 0
2025-04-21 | 8 | 10 | 0 | 2024-04-21 | 7.4 | 10.6 | 0 | 2023-04-21 | 13.1 | 4.9 | 0 | 2022-04-21 | 10.2 | 7.8 | 0 | 2021-04-21 | 1.8 | 16.2 | 0 | 2020-04-21 | 2.9 | 15.1 | 0 | 2019-04-21 | 9.8 | 8.2 | 0 | 2018-04-21 | 11.1 | 6.9 | 0 | 2017-04-21 | 11.2 | 6.8 | 0 | 2016-04-21 | 12.7 | 5.3 | 0 | 9.18 | 0
2025-04-21 | 8.2 | 9.8 | 0 | 2024-04-21 | 8.5 | 9.5 | 0 | 2023-04-21 | 13.7 | 4.3 | 0 | 2022-04-21 | 11.3 | 6.7 | 0 | 2021-04-21 | 1.2 | 16.8 | 0 | 2020-04-21 | 3.6 | 14.4 | 0 | 2019-04-21 | 10.5 | 7.5 | 0 | 2018-04-21 | 11.9 | 6.1 | 0 | 2017-04-21 | 11.3 | 6.7 | 0 | 2016-04-21 | 13.4 | 4.6 | 0 | 8.64 | 0
2025-04-21 | 8 | 10 | 0 | 2024-04-21 | 9.1 | 8.9 | 0 | 2023-04-21 | 16.3 | 1.7 | 0 | 2022-04-21 | 12.1 | 5.9 | 0 | 2021-04-21 | 2.3 | 15.7 | 0 | 2020-04-21 | 2.5 | 15.5 | 0 | 2019-04-21 | 11.6 | 6.4 | 0 | 2018-04-21 | 13 | 5 | 0 | 2017-04-21 | 12.2 | 5.8 | 0 | 2016-04-21 | 14.2 | 3.8 | 0 | 7.87 | 0
2025-04-21 | 8.2 | 9.8 | 0 | 2024-04-21 | 8.3 | 9.7 | 0 | 2023-04-21 | 18.8 | 0 | 0.8 | 2022-04-21 | 12.9 | 5.1 | 0 | 2021-04-21 | 2.6 | 15.4 | 0 | 2020-04-21 | 2.6 | 15.4 | 0 | 2019-04-21 | 12.6 | 5.4 | 0 | 2018-04-21 | 13.1 | 4.9 | 0 | 2017-04-21 | 11.9 | 6.1 | 0 | 2016-04-21 | 13.5 | 4.5 | 0 | 7.63 | 0.08
2025-04-21 | 9.2 | 8.8 | 0 | 2024-04-21 | 9.3 | 8.7 | 0 | 2023-04-21 | 14.6 | 3.4 | 0 | 2022-04-21 | 13.9 | 4.1 | 0 | 2021-04-21 | 3.1 | 14.9 | 0 | 2020-04-21 | 2.4 | 15.6 | 0 | 2019-04-21 | 11.2 | 6.8 | 0 | 2018-04-21 | 13.7 | 4.3 | 0 | 2017-04-21 | 11.9 | 6.1 | 0 | 2016-04-21 | 11.4 | 6.6 | 0 | 7.93 | 0
2025-04-21 | 9.5 | 8.5 | 0 | 2024-04-21 | 8.8 | 9.2 | 0 | 2023-04-21 | 19.3 | 0 | 1.3 | 2022-04-21 | 15.4 | 2.6 | 0 | 2021-04-21 | 2.4 | 15.6 | 0 | 2020-04-21 | 1.7 | 16.3 | 0 | 2019-04-21 | 11.5 | 6.5 | 0 | 2018-04-21 | 13.3 | 4.7 | 0 | 2017-04-21 | 11.2 | 6.8 | 0 | 2016-04-21 | 10.8 | 7.2 | 0 | 7.74 | 0.13
2025-04-21 | 11.5 | 6.5 | 0 | 2024-04-21 | 9 | 9 | 0 | 2023-04-21 | 17.2 | 0.8 | 0 | 2022-04-21 | 15.3 | 2.7 | 0 | 2021-04-21 | 2.2 | 15.8 | 0 | 2020-04-21 | 1.6 | 16.4 | 0 | 2019-04-21 | 11.7 | 6.3 | 0 | 2018-04-21 | 13.6 | 4.4 | 0 | 2017-04-21 | 10.1 | 7.9 | 0 | 2016-04-21 | 11.1 | 6.9 | 0 | 7.67 | 0
2025-04-21 | 12.5 | 5.5 | 0 | 2024-04-21 | 8.7 | 9.3 | 0 | 2023-04-21 | 14.6 | 3.4 | 0 | 2022-04-21 | 14.9 | 3.1 | 0 | 2021-04-21 | 0.6 | 17.4 | 0 | 2020-04-21 | 1 | 17 | 0 | 2019-04-21 | 11.2 | 6.8 | 0 | 2018-04-21 | 12.8 | 5.2 | 0 | 2017-04-21 | 8.6 | 9.4 | 0 | 2016-04-21 | 11.4 | 6.6 | 0 | 8.37 | 0
2025-04-21 | 9.4 | 8.6 | 0 | 2024-04-21 | 7.8 | 10.2 | 0 | 2023-04-21 | 12 | 6 | 0 | 2022-04-21 | 13.6 | 4.4 | 0 | 2021-04-21 | 0.3 | 17.7 | 0 | 2020-04-21 | 0.4 | 17.6 | 0 | 2019-04-21 | 10.4 | 7.6 | 0 | 2018-04-21 | 11.1 | 6.9 | 0 | 2017-04-21 | 7.8 | 10.2 | 0 | 2016-04-21 | 11.4 | 6.6 | 0 | 9.58 | 0
2025-04-21 | 8.2 | 9.8 | 0 | 2024-04-21 | 6.7 | 11.3 | 0 | 2023-04-21 | 10.8 | 7.2 | 0 | 2022-04-21 | 13.7 | 4.3 | 0 | 2021-04-21 | -0.6 | 18.6 | 0 | 2020-04-21 | -0.3 | 18.3 | 0 | 2019-04-21 | 10.1 | 7.9 | 0 | 2018-04-21 | 9.6 | 8.4 | 0 | 2017-04-21 | 7.1 | 10.9 | 0 | 2016-04-21 | 11.5 | 6.5 | 0 | 10.32 | 0
2025-04-21 | 9.2 | 8.8 | 0 | 2024-04-21 | 3.9 | 14.1 | 0 | 2023-04-21 | 9.6 | 8.4 | 0 | 2022-04-21 | 9.2 | 8.8 | 0 | 2021-04-21 | -1.1 | 19.1 | 0 | 2020-04-21 | -0.8 | 18.8 | 0 | 2019-04-21 | 9.6 | 8.4 | 0 | 2018-04-21 | 8.6 | 9.4 | 0 | 2017-04-21 | 6 | 12 | 0 | 2016-04-21 | 12.1 | 5.9 | 0 | 11.37 | 0
2025-04-21 | 11.1 | 6.9 | 0 | 2024-04-21 | 4.4 | 13.6 | 0 | 2023-04-21 | 9.1 | 8.9 | 0 | 2022-04-21 | 8.8 | 9.2 | 0 | 2021-04-21 | -1.6 | 19.6 | 0 | 2020-04-21 | -1.3 | 19.3 | 0 | 2019-04-21 | 9.1 | 8.9 | 0 | 2018-04-21 | 7.3 | 10.7 | 0 | 2017-04-21 | 6.1 | 11.9 | 0 | 2016-04-21 | 11.6 | 6.4 | 0 | 11.54 | 0
2025-04-21 | 9.6 | 8.4 | 0 | 2024-04-21 | 3.8 | 14.2 | 0 | 2023-04-21 | 9 | 9 | 0 | 2022-04-21 | 7.8 | 10.2 | 0 | 2021-04-21 | -1.8 | 19.8 | 0 | 2020-04-21 | -1.6 | 19.6 | 0 | 2019-04-21 | 8.2 | 9.8 | 0 | 2018-04-21 | 6 | 12 | 0 | 2017-04-21 | 6.4 | 11.6 | 0 | 2016-04-21 | 11.4 | 6.6 | 0 | 12.12 | 0
2025-04-22 | 10.2 | 7.8 | 0 | 2024-04-22 | 4.2 | 13.8 | 0 | 2023-04-22 | 9 | 9 | 0 | 2022-04-22 | 6.6 | 11.4 | 0 | 2021-04-22 | -1.9 | 19.9 | 0 | 2020-04-22 | -1.9 | 19.9 | 0 | 2019-04-22 | 7.4 | 10.6 | 0 | 2018-04-22 | 3.2 | 14.8 | 0 | 2017-04-22 | 6.3 | 11.7 | 0 | 2016-04-22 | 11.3 | 6.7 | 0 | 12.56 | 0
2025-04-22 | 10 | 8 | 0 | 2024-04-22 | 2.5 | 15.5 | 0 | 2023-04-22 | 8.5 | 9.5 | 0 | 2022-04-22 | 6.1 | 11.9 | 0 | 2021-04-22 | -2.5 | 20.5 | 0 | 2020-04-22 | -2.2 | 20.2 | 0 | 2019-04-22 | 7 | 11 | 0 | 2018-04-22 | 5.2 | 12.8 | 0 | 2017-04-22 | 5.8 | 12.2 | 0 | 2016-04-22 | 11.1 | 6.9 | 0 | 12.85 | 0
2025-04-22 | 9.2 | 8.8 | 0 | 2024-04-22 | 2.9 | 15.1 | 0 | 2023-04-22 | 7.9 | 10.1 | 0 | 2022-04-22 | 5.1 | 12.9 | 0 | 2021-04-22 | -2.1 | 20.1 | 0 | 2020-04-22 | -2 | 20 | 0 | 2019-04-22 | 6.9 | 11.1 | 0 | 2018-04-22 | 4.6 | 13.4 | 0 | 2017-04-22 | 5.5 | 12.5 | 0 | 2016-04-22 | 11.3 | 6.7 | 0 | 13.07 | 0
2025-04-22 | 8.4 | 9.6 | 0 | 2024-04-22 | 1.6 | 16.4 | 0 | 2023-04-22 | 8.2 | 9.8 | 0 | 2022-04-22 | 2.6 | 15.4 | 0 | 2021-04-22 | -1.4 | 19.4 | 0 | 2020-04-22 | -2.1 | 20.1 | 0 | 2019-04-22 | 5.9 | 12.1 | 0 | 2018-04-22 | 3.8 | 14.2 | 0 | 2017-04-22 | 5.3 | 12.7 | 0 | 2016-04-22 | 11.5 | 6.5 | 0 | 13.62 | 0
2025-04-22 | 8 | 10 | 0 | 2024-04-22 | 0.4 | 17.6 | 0 | 2023-04-22 | 8.6 | 9.4 | 0 | 2022-04-22 | 1 | 17 | 0 | 2021-04-22 | -2.1 | 20.1 | 0 | 2020-04-22 | -1.9 | 19.9 | 0 | 2019-04-22 | 5.9 | 12.1 | 0 | 2018-04-22 | 1.9 | 16.1 | 0 | 2017-04-22 | 4.7 | 13.3 | 0 | 2016-04-22 | 10.9 | 7.1 | 0 | 14.26 | 0
2025-04-22 | 7.9 | 10.1 | 0 | 2024-04-22 | 0.3 | 17.7 | 0 | 2023-04-22 | 8.5 | 9.5 | 0 | 2022-04-22 | 2.4 | 15.6 | 0 | 2021-04-22 | -1.6 | 19.6 | 0 | 2020-04-22 | -2.2 | 20.2 | 0 | 2019-04-22 | 7.1 | 10.9 | 0 | 2018-04-22 | 0.8 | 17.2 | 0 | 2017-04-22 | 4.6 | 13.4 | 0 | 2016-04-22 | 13 | 5 | 0 | 13.92 | 0
2025-04-22 | 8 | 10 | 0 | 2024-04-22 | 0.4 | 17.6 | 0 | 2023-04-22 | 8.2 | 9.8 | 0 | 2022-04-22 | 3.7 | 14.3 | 0 | 2021-04-22 | -0.6 | 18.6 | 0 | 2020-04-22 | -2.2 | 20.2 | 0 | 2019-04-22 | 7.5 | 10.5 | 0 | 2018-04-22 | 2.5 | 15.5 | 0 | 2017-04-22 | 4.7 | 13.3 | 0 | 2016-04-22 | 13.6 | 4.4 | 0 | 13.42 | 0
2025-04-22 | 8.3 | 9.7 | 0 | 2024-04-22 | 3 | 15 | 0 | 2023-04-22 | 8.7 | 9.3 | 0 | 2022-04-22 | 5.2 | 12.8 | 0 | 2021-04-22 | 0.4 | 17.6 | 0 | 2020-04-22 | -1.3 | 19.3 | 0 | 2019-04-22 | 7.7 | 10.3 | 0 | 2018-04-22 | 5.1 | 12.9 | 0 | 2017-04-22 | 4.2 | 13.8 | 0 | 2016-04-22 | 14.2 | 3.8 | 0 | 12.45 | 0
2025-04-22 | 8.9 | 9.1 | 0 | 2024-04-22 | 4.7 | 13.3 | 0 | 2023-04-22 | 8.5 | 9.5 | 0 | 2022-04-22 | 6.5 | 11.5 | 0 | 2021-04-22 | -0.4 | 18.4 | 0 | 2020-04-22 | 0 | 18 | 0 | 2019-04-22 | 8.6 | 9.4 | 0 | 2018-04-22 | 8.3 | 9.7 | 0 | 2017-04-22 | 5 | 13 | 0 | 2016-04-22 | 15.2 | 2.8 | 0 | 11.47 | 0
2025-04-22 | 10 | 8 | 0 | 2024-04-22 | 6.7 | 11.3 | 0 | 2023-04-22 | 8.2 | 9.8 | 0 | 2022-04-22 | 8.1 | 9.9 | 0 | 2021-04-22 | 1.6 | 16.4 | 0 | 2020-04-22 | 0.6 | 17.4 | 0 | 2019-04-22 | 10 | 8 | 0 | 2018-04-22 | 10.9 | 7.1 | 0 | 2017-04-22 | 6 | 12 | 0 | 2016-04-22 | 16.1 | 1.9 | 0 | 10.18 | 0
2025-04-22 | 10.7 | 7.3 | 0 | 2024-04-22 | 8.1 | 9.9 | 0 | 2023-04-22 | 8.8 | 9.2 | 0 | 2022-04-22 | 9 | 9 | 0 | 2021-04-22 | 3.6 | 14.4 | 0 | 2020-04-22 | 2.1 | 15.9 | 0 | 2019-04-22 | 11.5 | 6.5 | 0 | 2018-04-22 | 12.2 | 5.8 | 0 | 2017-04-22 | 7.7 | 10.3 | 0 | 2016-04-22 | 17.6 | 0.4 | 0 | 8.87 | 0
2025-04-22 | 12.1 | 5.9 | 0 | 2024-04-22 | 9.7 | 8.3 | 0 | 2023-04-22 | 8.6 | 9.4 | 0 | 2022-04-22 | 10.3 | 7.7 | 0 | 2021-04-22 | 3.6 | 14.4 | 0 | 2020-04-22 | 3 | 15 | 0 | 2019-04-22 | 14.2 | 3.8 | 0 | 2018-04-22 | 13.7 | 4.3 | 0 | 2017-04-22 | 9.2 | 8.8 | 0 | 2016-04-22 | 15.2 | 2.8 | 0 | 8.04 | 0
2025-04-22 | 12.9 | 5.1 | 0 | 2024-04-22 | 10 | 8 | 0 | 2023-04-22 | 9.2 | 8.8 | 0 | 2022-04-22 | 10.3 | 7.7 | 0 | 2021-04-22 | 3.1 | 14.9 | 0 | 2020-04-22 | 3.7 | 14.3 | 0 | 2019-04-22 | 13.5 | 4.5 | 0 | 2018-04-22 | 14.7 | 3.3 | 0 | 2017-04-22 | 10.6 | 7.4 | 0 | 2016-04-22 | 17.5 | 0.5 | 0 | 7.45 | 0
2025-04-22 | 13.4 | 4.6 | 0 | 2024-04-22 | 10.2 | 7.8 | 0 | 2023-04-22 | 10.1 | 7.9 | 0 | 2022-04-22 | 10.8 | 7.2 | 0 | 2021-04-22 | 3 | 15 | 0 | 2020-04-22 | 4.4 | 13.6 | 0 | 2019-04-22 | 14.3 | 3.7 | 0 | 2018-04-22 | 15.1 | 2.9 | 0 | 2017-04-22 | 11.7 | 6.3 | 0 | 2016-04-22 | 13.5 | 4.5 | 0 | 7.35 | 0
2025-04-22 | 13.9 | 4.1 | 0 | 2024-04-22 | 11 | 7 | 0 | 2023-04-22 | 10.2 | 7.8 | 0 | 2022-04-22 | 11.6 | 6.4 | 0 | 2021-04-22 | 4.8 | 13.2 | 0 | 2020-04-22 | 4.6 | 13.4 | 0 | 2019-04-22 | 14.9 | 3.1 | 0 | 2018-04-22 | 16 | 2 | 0 | 2017-04-22 | 12 | 6 | 0 | 2016-04-22 | 15.9 | 2.1 | 0 | 6.51 | 0
2025-04-22 | 14.4 | 3.6 | 0 | 2024-04-22 | 11.9 | 6.1 | 0 | 2023-04-22 | 10.9 | 7.1 | 0 | 2022-04-22 | 11.9 | 6.1 | 0 | 2021-04-22 | 4.5 | 13.5 | 0 | 2020-04-22 | 5.7 | 12.3 | 0 | 2019-04-22 | 15.3 | 2.7 | 0 | 2018-04-22 | 16.2 | 1.8 | 0 | 2017-04-22 | 12.8 | 5.2 | 0 | 2016-04-22 | 16.6 | 1.4 | 0 | 5.98 | 0
2025-04-22 | 14 | 4 | 0 | 2024-04-22 | 12.7 | 5.3 | 0 | 2023-04-22 | 10.5 | 7.5 | 0 | 2022-04-22 | 11.8 | 6.2 | 0 | 2021-04-22 | 4.3 | 13.7 | 0 | 2020-04-22 | 5.5 | 12.5 | 0 | 2019-04-22 | 15.3 | 2.7 | 0 | 2018-04-22 | 15 | 3 | 0 | 2017-04-22 | 12.8 | 5.2 | 0 | 2016-04-22 | 13.9 | 4.1 | 0 | 6.42 | 0
2025-04-22 | 14.1 | 3.9 | 0 | 2024-04-22 | 13.2 | 4.8 | 0 | 2023-04-22 | 10.2 | 7.8 | 0 | 2022-04-22 | 11.5 | 6.5 | 0 | 2021-04-22 | 3.3 | 14.7 | 0 | 2020-04-22 | 4.8 | 13.2 | 0 | 2019-04-22 | 15.3 | 2.7 | 0 | 2018-04-22 | 14.1 | 3.9 | 0 | 2017-04-22 | 12.5 | 5.5 | 0 | 2016-04-22 | 13.3 | 4.7 | 0 | 6.77 | 0
2025-04-22 | 13.1 | 4.9 | 0 | 2024-04-22 | 13.3 | 4.7 | 0 | 2023-04-22 | 10.2 | 7.8 | 0 | 2022-04-22 | 9.6 | 8.4 | 0 | 2021-04-22 | 3.7 | 14.3 | 0 | 2020-04-22 | 3.8 | 14.2 | 0 | 2019-04-22 | 15.1 | 2.9 | 0 | 2018-04-22 | 13.9 | 4.1 | 0 | 2017-04-22 | 12.3 | 5.7 | 0 | 2016-04-22 | 11.1 | 6.9 | 0 | 7.39 | 0
2025-04-22 | 12.4 | 5.6 | 0 | 2024-04-22 | 11.9 | 6.1 | 0 | 2023-04-22 | 9 | 9 | 0 | 2022-04-22 | 9.1 | 8.9 | 0 | 2021-04-22 | 3.3 | 14.7 | 0 | 2020-04-22 | 2.6 | 15.4 | 0 | 2019-04-22 | 13.4 | 4.6 | 0 | 2018-04-22 | 12.6 | 5.4 | 0 | 2017-04-22 | 10.9 | 7.1 | 0 | 2016-04-22 | 9.4 | 8.6 | 0 | 8.54 | 0
2025-04-22 | 11 | 7 | 0 | 2024-04-22 | 10.2 | 7.8 | 0 | 2023-04-22 | 10.2 | 7.8 | 0 | 2022-04-22 | 8.4 | 9.6 | 0 | 2021-04-22 | 2.6 | 15.4 | 0 | 2020-04-22 | 1.2 | 16.8 | 0 | 2019-04-22 | 11.2 | 6.8 | 0 | 2018-04-22 | 12 | 6 | 0 | 2017-04-22 | 9.7 | 8.3 | 0 | 2016-04-22 | 7.8 | 10.2 | 0 | 9.57 | 0
2025-04-22 | 10.7 | 7.3 | 0 | 2024-04-22 | 9.3 | 8.7 | 0 | 2023-04-22 | 8.8 | 9.2 | 0 | 2022-04-22 | 8.6 | 9.4 | 0 | 2021-04-22 | -0.3 | 18.3 | 0 | 2020-04-22 | 0.6 | 17.4 | 0 | 2019-04-22 | 10.4 | 7.6 | 0 | 2018-04-22 | 11.4 | 6.6 | 0 | 2017-04-22 | 8.4 | 9.6 | 0 | 2016-04-22 | 7.3 | 10.7 | 0 | 10.48 | 0
2025-04-22 | 7.7 | 10.3 | 0 | 2024-04-22 | 8.1 | 9.9 | 0 | 2023-04-22 | 8.2 | 9.8 | 0 | 2022-04-22 | 8.1 | 9.9 | 0 | 2021-04-22 | -0.1 | 18.1 | 0 | 2020-04-22 | -1 | 19 | 0 | 2019-04-22 | 10 | 8 | 0 | 2018-04-22 | 9.5 | 8.5 | 0 | 2017-04-22 | 7.6 | 10.4 | 0 | 2016-04-22 | 6.3 | 11.7 | 0 | 11.56 | 0
2025-04-22 | 7 | 11 | 0 | 2024-04-22 | 7.1 | 10.9 | 0 | 2023-04-22 | 7.5 | 10.5 | 0 | 2022-04-22 | 7.3 | 10.7 | 0 | 2021-04-22 | -0.2 | 18.2 | 0 | 2020-04-22 | -1.8 | 19.8 | 0 | 2019-04-22 | 9.5 | 8.5 | 0 | 2018-04-22 | 8.1 | 9.9 | 0 | 2017-04-22 | 6.1 | 11.9 | 0 | 2016-04-22 | 6.2 | 11.8 | 0 | 12.32 | 0
2025-04-23 | 6.2 | 11.8 | 0 | 2024-04-23 | 6.5 | 11.5 | 0 | 2023-04-23 | 7 | 11 | 0 | 2022-04-23 | 7.2 | 10.8 | 0 | 2021-04-23 | -0.3 | 18.3 | 0 | 2020-04-23 | -0.5 | 18.5 | 0 | 2019-04-23 | 8.8 | 9.2 | 0 | 2018-04-23 | 6.3 | 11.7 | 0 | 2017-04-23 | 6 | 12 | 0 | 2016-04-23 | 6.2 | 11.8 | 0 | 12.66 | 0
2025-04-23 | 5.8 | 12.2 | 0 | 2024-04-23 | 8.5 | 9.5 | 0 | 2023-04-23 | 6.5 | 11.5 | 0 | 2022-04-23 | 7.3 | 10.7 | 0 | 2021-04-23 | 0.2 | 17.8 | 0 | 2020-04-23 | -0.6 | 18.6 | 0 | 2019-04-23 | 9.1 | 8.9 | 0 | 2018-04-23 | 5.4 | 12.6 | 0 | 2017-04-23 | 5.2 | 12.8 | 0 | 2016-04-23 | 5.7 | 12.3 | 0 | 12.69 | 0
2025-04-23 | 5.9 | 12.1 | 0 | 2024-04-23 | 8 | 10 | 0 | 2023-04-23 | 5.9 | 12.1 | 0 | 2022-04-23 | 7.5 | 10.5 | 0 | 2021-04-23 | -1.6 | 19.6 | 0 | 2020-04-23 | -1.2 | 19.2 | 0 | 2019-04-23 | 8.7 | 9.3 | 0 | 2018-04-23 | 4.2 | 13.8 | 0 | 2017-04-23 | 4.4 | 13.6 | 0 | 2016-04-23 | 4.9 | 13.1 | 0 | 13.33 | 0
2025-04-23 | 5.8 | 12.2 | 0 | 2024-04-23 | 8.4 | 9.6 | 0 | 2023-04-23 | 6 | 12 | 0 | 2022-04-23 | 7.5 | 10.5 | 0 | 2021-04-23 | -1.2 | 19.2 | 0 | 2020-04-23 | -0.8 | 18.8 | 0 | 2019-04-23 | 9 | 9 | 0 | 2018-04-23 | 3.3 | 14.7 | 0 | 2017-04-23 | 4.6 | 13.4 | 0 | 2016-04-23 | 4.1 | 13.9 | 0 | 13.33 | 0
2025-04-23 | 6.2 | 11.8 | 0 | 2024-04-23 | 9.5 | 8.5 | 0 | 2023-04-23 | 6.3 | 11.7 | 0 | 2022-04-23 | 7.5 | 10.5 | 0 | 2021-04-23 | -0.5 | 18.5 | 0 | 2020-04-23 | -0.7 | 18.7 | 0 | 2019-04-23 | 8.9 | 9.1 | 0 | 2018-04-23 | 3.1 | 14.9 | 0 | 2017-04-23 | 3.1 | 14.9 | 0 | 2016-04-23 | 3.3 | 14.7 | 0 | 13.33 | 0
2025-04-23 | 5.9 | 12.1 | 0 | 2024-04-23 | 9.5 | 8.5 | 0 | 2023-04-23 | 4.2 | 13.8 | 0 | 2022-04-23 | 7.6 | 10.4 | 0 | 2021-04-23 | -0.9 | 18.9 | 0 | 2020-04-23 | -0.4 | 18.4 | 0 | 2019-04-23 | 8.9 | 9.1 | 0 | 2018-04-23 | 2.8 | 15.2 | 0 | 2017-04-23 | 3.4 | 14.6 | 0 | 2016-04-23 | 2.5 | 15.5 | 0 | 13.65 | 0
2025-04-23 | 6 | 12 | 0 | 2024-04-23 | 9.8 | 8.2 | 0 | 2023-04-23 | 4.2 | 13.8 | 0 | 2022-04-23 | 8.3 | 9.7 | 0 | 2021-04-23 | 0.1 | 17.9 | 0 | 2020-04-23 | -0.1 | 18.1 | 0 | 2019-04-23 | 8.8 | 9.2 | 0 | 2018-04-23 | 3.4 | 14.6 | 0 | 2017-04-23 | 3.6 | 14.4 | 0 | 2016-04-23 | 2 | 16 | 0 | 13.39 | 0
2025-04-23 | 7.3 | 10.7 | 0 | 2024-04-23 | 10.5 | 7.5 | 0 | 2023-04-23 | 5.1 | 12.9 | 0 | 2022-04-23 | 8.2 | 9.8 | 0 | 2021-04-23 | 3.5 | 14.5 | 0 | 2020-04-23 | 0.4 | 17.6 | 0 | 2019-04-23 | 10.4 | 7.6 | 0 | 2018-04-23 | 6.9 | 11.1 | 0 | 2017-04-23 | 5.7 | 12.3 | 0 | 2016-04-23 | 3 | 15 | 0 | 11.9 | 0
2025-04-23 | 8.9 | 9.1 | 0 | 2024-04-23 | 11.3 | 6.7 | 0 | 2023-04-23 | 6.9 | 11.1 | 0 | 2022-04-23 | 8.6 | 9.4 | 0 | 2021-04-23 | 7 | 11 | 0 | 2020-04-23 | 1.8 | 16.2 | 0 | 2019-04-23 | 11.7 | 6.3 | 0 | 2018-04-23 | 11 | 7 | 0 | 2017-04-23 | 10.4 | 7.6 | 0 | 2016-04-23 | 4.5 | 13.5 | 0 | 9.79 | 0
2025-04-23 | 13.4 | 4.6 | 0 | 2024-04-23 | 12.9 | 5.1 | 0 | 2023-04-23 | 8 | 10 | 0 | 2022-04-23 | 8.6 | 9.4 | 0 | 2021-04-23 | 9.4 | 8.6 | 0 | 2020-04-23 | 2.8 | 15.2 | 0 | 2019-04-23 | 12.1 | 5.9 | 0 | 2018-04-23 | 13.4 | 4.6 | 0 | 2017-04-23 | 12.8 | 5.2 | 0 | 2016-04-23 | 6 | 12 | 0 | 8.06 | 0
2025-04-23 | 11.9 | 6.1 | 0 | 2024-04-23 | 14.9 | 3.1 | 0 | 2023-04-23 | 7.1 | 10.9 | 0 | 2022-04-23 | 7.5 | 10.5 | 0 | 2021-04-23 | 11.9 | 6.1 | 0 | 2020-04-23 | 4.2 | 13.8 | 0 | 2019-04-23 | 11.6 | 6.4 | 0 | 2018-04-23 | 14 | 4 | 0 | 2017-04-23 | 14.1 | 3.9 | 0 | 2016-04-23 | 7.4 | 10.6 | 0 | 7.54 | 0
2025-04-23 | 12.5 | 5.5 | 0 | 2024-04-23 | 16.3 | 1.7 | 0 | 2023-04-23 | 7.7 | 10.3 | 0 | 2022-04-23 | 7.7 | 10.3 | 0 | 2021-04-23 | 13.8 | 4.2 | 0 | 2020-04-23 | 3.8 | 14.2 | 0 | 2019-04-23 | 12.9 | 5.1 | 0 | 2018-04-23 | 15 | 3 | 0 | 2017-04-23 | 16.4 | 1.6 | 0 | 2016-04-23 | 8.9 | 9.1 | 0 | 6.5 | 0
2025-04-23 | 13.3 | 4.7 | 0 | 2024-04-23 | 16.5 | 1.5 | 0 | 2023-04-23 | 7.4 | 10.6 | 0 | 2022-04-23 | 8.5 | 9.5 | 0 | 2021-04-23 | 15 | 3 | 0 | 2020-04-23 | 4.3 | 13.7 | 0 | 2019-04-23 | 12.6 | 5.4 | 0 | 2018-04-23 | 15.4 | 2.6 | 0 | 2017-04-23 | 17.6 | 0.4 | 0 | 2016-04-23 | 10 | 8 | 0 | 5.94 | 0
2025-04-23 | 13.5 | 4.5 | 0 | 2024-04-23 | 15.5 | 2.5 | 0 | 2023-04-23 | 7.3 | 10.7 | 0 | 2022-04-23 | 9.6 | 8.4 | 0 | 2021-04-23 | 17.3 | 0.7 | 0 | 2020-04-23 | 4.9 | 13.1 | 0 | 2019-04-23 | 10.7 | 7.3 | 0 | 2018-04-23 | 17.5 | 0.5 | 0 | 2017-04-23 | 18.7 | 0 | 0.7 | 2016-04-23 | 11.3 | 6.7 | 0 | 5.44 | 0.07
2025-04-23 | 13.8 | 4.2 | 0 | 2024-04-23 | 15 | 3 | 0 | 2023-04-23 | 7.3 | 10.7 | 0 | 2022-04-23 | 10.5 | 7.5 | 0 | 2021-04-23 | 18 | 0 | 0 | 2020-04-23 | 5.4 | 12.6 | 0 | 2019-04-23 | 11.3 | 6.7 | 0 | 2018-04-23 | 17.3 | 0.7 | 0 | 2017-04-23 | 19.5 | 0 | 1.5 | 2016-04-23 | 12.1 | 5.9 | 0 | 5.13 | 0.15
2025-04-23 | 14.6 | 3.4 | 0 | 2024-04-23 | 15.1 | 2.9 | 0 | 2023-04-23 | 7.5 | 10.5 | 0 | 2022-04-23 | 9.8 | 8.2 | 0 | 2021-04-23 | 17.4 | 0.6 | 0 | 2020-04-23 | 5.8 | 12.2 | 0 | 2019-04-23 | 11.4 | 6.6 | 0 | 2018-04-23 | 17.9 | 0.1 | 0 | 2017-04-23 | 19.7 | 0 | 1.7 | 2016-04-23 | 12.6 | 5.4 | 0 | 4.99 | 0.17
2025-04-23 | 14.8 | 3.2 | 0 | 2024-04-23 | 14.4 | 3.6 | 0 | 2023-04-23 | 7.8 | 10.2 | 0 | 2022-04-23 | 10.5 | 7.5 | 0 | 2021-04-23 | 17.2 | 0.8 | 0 | 2020-04-23 | 5 | 13 | 0 | 2019-04-23 | 14.6 | 3.4 | 0 | 2018-04-23 | 17.2 | 0.8 | 0 | 2017-04-23 | 20 | 0 | 2 | 2016-04-23 | 12 | 6 | 0 | 4.85 | 0.2
2025-04-23 | 14.2 | 3.8 | 0 | 2024-04-23 | 13.7 | 4.3 | 0 | 2023-04-23 | 7.2 | 10.8 | 0 | 2022-04-23 | 10.4 | 7.6 | 0 | 2021-04-23 | 17 | 1 | 0 | 2020-04-23 | 4.8 | 13.2 | 0 | 2019-04-23 | 9.5 | 8.5 | 0 | 2018-04-23 | 16.7 | 1.3 | 0 | 2017-04-23 | 19.5 | 0 | 1.5 | 2016-04-23 | 11.6 | 6.4 | 0 | 5.69 | 0.15
2025-04-23 | 11.8 | 6.2 | 0 | 2024-04-23 | 12.4 | 5.6 | 0 | 2023-04-23 | 7.1 | 10.9 | 0 | 2022-04-23 | 9.3 | 8.7 | 0 | 2021-04-23 | 16.6 | 1.4 | 0 | 2020-04-23 | 4.5 | 13.5 | 0 | 2019-04-23 | 8 | 10 | 0 | 2018-04-23 | 15.4 | 2.6 | 0 | 2017-04-23 | 18.9 | 0 | 0.9 | 2016-04-23 | 10.1 | 7.9 | 0 | 6.68 | 0.09
2025-04-23 | 8.9 | 9.1 | 0 | 2024-04-23 | 11.5 | 6.5 | 0 | 2023-04-23 | 6.7 | 11.3 | 0 | 2022-04-23 | 7.6 | 10.4 | 0 | 2021-04-23 | 14.6 | 3.4 | 0 | 2020-04-23 | 4.1 | 13.9 | 0 | 2019-04-23 | 6.9 | 11.1 | 0 | 2018-04-23 | 14 | 4 | 0 | 2017-04-23 | 16.9 | 1.1 | 0 | 2016-04-23 | 7.8 | 10.2 | 0 | 8.1 | 0
2025-04-23 | 8.5 | 9.5 | 0 | 2024-04-23 | 11.4 | 6.6 | 0 | 2023-04-23 | 5.6 | 12.4 | 0 | 2022-04-23 | 7.1 | 10.9 | 0 | 2021-04-23 | 12.6 | 5.4 | 0 | 2020-04-23 | 4.2 | 13.8 | 0 | 2019-04-23 | 6.6 | 11.4 | 0 | 2018-04-23 | 13.1 | 4.9 | 0 | 2017-04-23 | 13.3 | 4.7 | 0 | 2016-04-23 | 6.1 | 11.9 | 0 | 9.15 | 0
2025-04-23 | 8.9 | 9.1 | 0 | 2024-04-23 | 11.1 | 6.9 | 0 | 2023-04-23 | 5.2 | 12.8 | 0 | 2022-04-23 | 7.1 | 10.9 | 0 | 2021-04-23 | 10.5 | 7.5 | 0 | 2020-04-23 | 4.2 | 13.8 | 0 | 2019-04-23 | 6.5 | 11.5 | 0 | 2018-04-23 | 12.6 | 5.4 | 0 | 2017-04-23 | 11.4 | 6.6 | 0 | 2016-04-23 | 4.9 | 13.1 | 0 | 9.76 | 0
2025-04-23 | 9.5 | 8.5 | 0 | 2024-04-23 | 10.5 | 7.5 | 0 | 2023-04-23 | 4.9 | 13.1 | 0 | 2022-04-23 | 6.8 | 11.2 | 0 | 2021-04-23 | 10.4 | 7.6 | 0 | 2020-04-23 | 4.3 | 13.7 | 0 | 2019-04-23 | 6.3 | 11.7 | 0 | 2018-04-23 | 12.4 | 5.6 | 0 | 2017-04-23 | 9.9 | 8.1 | 0 | 2016-04-23 | 3.8 | 14.2 | 0 | 10.12 | 0
2025-04-23 | 10.1 | 7.9 | 0 | 2024-04-23 | 10.3 | 7.7 | 0 | 2023-04-23 | 5 | 13 | 0 | 2022-04-23 | 6.8 | 11.2 | 0 | 2021-04-23 | 9.3 | 8.7 | 0 | 2020-04-23 | 4 | 14 | 0 | 2019-04-23 | 6.2 | 11.8 | 0 | 2018-04-23 | 11.7 | 6.3 | 0 | 2017-04-23 | 8.8 | 9.2 | 0 | 2016-04-23 | 3 | 15 | 0 | 10.48 | 0
2025-04-24 | 10.3 | 7.7 | 0 | 2024-04-24 | 9.9 | 8.1 | 0 | 2023-04-24 | 4.7 | 13.3 | 0 | 2022-04-24 | 6.9 | 11.1 | 0 | 2021-04-24 | 9.3 | 8.7 | 0 | 2020-04-24 | 4.5 | 13.5 | 0 | 2019-04-24 | 6.2 | 11.8 | 0 | 2018-04-24 | 10.9 | 7.1 | 0 | 2017-04-24 | 8 | 10 | 0 | 2016-04-24 | 2.3 | 15.7 | 0 | 10.7 | 0
2025-04-24 | 10.1 | 7.9 | 0 | 2024-04-24 | 8.8 | 9.2 | 0 | 2023-04-24 | 4.6 | 13.4 | 0 | 2022-04-24 | 7.4 | 10.6 | 0 | 2021-04-24 | 9.8 | 8.2 | 0 | 2020-04-24 | 4.9 | 13.1 | 0 | 2019-04-24 | 6 | 12 | 0 | 2018-04-24 | 8.7 | 9.3 | 0 | 2017-04-24 | 7.5 | 10.5 | 0 | 2016-04-24 | 2.4 | 15.6 | 0 | 10.98 | 0
2025-04-24 | 9.8 | 8.2 | 0 | 2024-04-24 | 8.5 | 9.5 | 0 | 2023-04-24 | 4.4 | 13.6 | 0 | 2022-04-24 | 7.8 | 10.2 | 0 | 2021-04-24 | 9.8 | 8.2 | 0 | 2020-04-24 | 5.2 | 12.8 | 0 | 2019-04-24 | 4.9 | 13.1 | 0 | 2018-04-24 | 8.7 | 9.3 | 0 | 2017-04-24 | 6.7 | 11.3 | 0 | 2016-04-24 | 2.1 | 15.9 | 0 | 11.21 | 0
2025-04-24 | 8.9 | 9.1 | 0 | 2024-04-24 | 8.8 | 9.2 | 0 | 2023-04-24 | 4 | 14 | 0 | 2022-04-24 | 8.1 | 9.9 | 0 | 2021-04-24 | 9.6 | 8.4 | 0 | 2020-04-24 | 5 | 13 | 0 | 2019-04-24 | 5.1 | 12.9 | 0 | 2018-04-24 | 8 | 10 | 0 | 2017-04-24 | 6 | 12 | 0 | 2016-04-24 | 2.3 | 15.7 | 0 | 11.42 | 0
2025-04-24 | 6.8 | 11.2 | 0 | 2024-04-24 | 8.1 | 9.9 | 0 | 2023-04-24 | 3.8 | 14.2 | 0 | 2022-04-24 | 7.8 | 10.2 | 0 | 2021-04-24 | 7.7 | 10.3 | 0 | 2020-04-24 | 5 | 13 | 0 | 2019-04-24 | 4.3 | 13.7 | 0 | 2018-04-24 | 7.4 | 10.6 | 0 | 2017-04-24 | 5.8 | 12.2 | 0 | 2016-04-24 | 1.9 | 16.1 | 0 | 12.14 | 0
2025-04-24 | 8.7 | 9.3 | 0 | 2024-04-24 | 8.1 | 9.9 | 0 | 2023-04-24 | 3.7 | 14.3 | 0 | 2022-04-24 | 7.4 | 10.6 | 0 | 2021-04-24 | 6.9 | 11.1 | 0 | 2020-04-24 | 5.3 | 12.7 | 0 | 2019-04-24 | 4 | 14 | 0 | 2018-04-24 | 7.1 | 10.9 | 0 | 2017-04-24 | 5.8 | 12.2 | 0 | 2016-04-24 | 1.3 | 16.7 | 0 | 12.17 | 0
2025-04-24 | 9.8 | 8.2 | 0 | 2024-04-24 | 8.5 | 9.5 | 0 | 2023-04-24 | 3.7 | 14.3 | 0 | 2022-04-24 | 7.6 | 10.4 | 0 | 2021-04-24 | 7 | 11 | 0 | 2020-04-24 | 5.3 | 12.7 | 0 | 2019-04-24 | 4 | 14 | 0 | 2018-04-24 | 6.9 | 11.1 | 0 | 2017-04-24 | 7 | 11 | 0 | 2016-04-24 | 2 | 16 | 0 | 11.82 | 0
2025-04-24 | 10.5 | 7.5 | 0 | 2024-04-24 | 6.1 | 11.9 | 0 | 2023-04-24 | 4.2 | 13.8 | 0 | 2022-04-24 | 8.1 | 9.9 | 0 | 2021-04-24 | 9.1 | 8.9 | 0 | 2020-04-24 | 5.5 | 12.5 | 0 | 2019-04-24 | 4.1 | 13.9 | 0 | 2018-04-24 | 9.4 | 8.6 | 0 | 2017-04-24 | 7.8 | 10.2 | 0 | 2016-04-24 | 4.3 | 13.7 | 0 | 11.09 | 0
2025-04-24 | 11.3 | 6.7 | 0 | 2024-04-24 | 5.4 | 12.6 | 0 | 2023-04-24 | 4.7 | 13.3 | 0 | 2022-04-24 | 9.6 | 8.4 | 0 | 2021-04-24 | 11.7 | 6.3 | 0 | 2020-04-24 | 5.7 | 12.3 | 0 | 2019-04-24 | 4.5 | 13.5 | 0 | 2018-04-24 | 12 | 6 | 0 | 2017-04-24 | 8.2 | 9.8 | 0 | 2016-04-24 | 6.6 | 11.4 | 0 | 10.03 | 0
2025-04-24 | 12.1 | 5.9 | 0 | 2024-04-24 | 4 | 14 | 0 | 2023-04-24 | 5.8 | 12.2 | 0 | 2022-04-24 | 10.4 | 7.6 | 0 | 2021-04-24 | 14.4 | 3.6 | 0 | 2020-04-24 | 6.1 | 11.9 | 0 | 2019-04-24 | 5.4 | 12.6 | 0 | 2018-04-24 | 13.6 | 4.4 | 0 | 2017-04-24 | 8.6 | 9.4 | 0 | 2016-04-24 | 6.7 | 11.3 | 0 | 9.29 | 0
2025-04-24 | 15.3 | 2.7 | 0 | 2024-04-24 | 4.1 | 13.9 | 0 | 2023-04-24 | 5.5 | 12.5 | 0 | 2022-04-24 | 12.4 | 5.6 | 0 | 2021-04-24 | 16 | 2 | 0 | 2020-04-24 | 7.6 | 10.4 | 0 | 2019-04-24 | 6.8 | 11.2 | 0 | 2018-04-24 | 14 | 4 | 0 | 2017-04-24 | 9.4 | 8.6 | 0 | 2016-04-24 | 7.3 | 10.7 | 0 | 8.16 | 0
2025-04-24 | 18.7 | 0 | 0.7 | 2024-04-24 | 3.9 | 14.1 | 0 | 2023-04-24 | 7.6 | 10.4 | 0 | 2022-04-24 | 13.3 | 4.7 | 0 | 2021-04-24 | 16.8 | 1.2 | 0 | 2020-04-24 | 8.9 | 9.1 | 0 | 2019-04-24 | 8.1 | 9.9 | 0 | 2018-04-24 | 15.4 | 2.6 | 0 | 2017-04-24 | 9 | 9 | 0 | 2016-04-24 | 8.5 | 9.5 | 0 | 7.05 | 0.07
2025-04-24 | 16.1 | 1.9 | 0 | 2024-04-24 | 6.1 | 11.9 | 0 | 2023-04-24 | 9.1 | 8.9 | 0 | 2022-04-24 | 13.9 | 4.1 | 0 | 2021-04-24 | 15.1 | 2.9 | 0 | 2020-04-24 | 8.6 | 9.4 | 0 | 2019-04-24 | 9.9 | 8.1 | 0 | 2018-04-24 | 15.5 | 2.5 | 0 | 2017-04-24 | 10.7 | 7.3 | 0 | 2016-04-24 | 9.1 | 8.9 | 0 | 6.59 | 0
2025-04-24 | 19.9 | 0 | 1.9 | 2024-04-24 | 8.3 | 9.7 | 0 | 2023-04-24 | 8.4 | 9.6 | 0 | 2022-04-24 | 13.8 | 4.2 | 0 | 2021-04-24 | 16.4 | 1.6 | 0 | 2020-04-24 | 10.3 | 7.7 | 0 | 2019-04-24 | 10.8 | 7.2 | 0 | 2018-04-24 | 15.4 | 2.6 | 0 | 2017-04-24 | 10.8 | 7.2 | 0 | 2016-04-24 | 9.8 | 8.2 | 0 | 5.8 | 0.19
2025-04-24 | 21.8 | 0 | 3.8 | 2024-04-24 | 8.2 | 9.8 | 0 | 2023-04-24 | 8.2 | 9.8 | 0 | 2022-04-24 | 15.7 | 2.3 | 0 | 2021-04-24 | 16.5 | 1.5 | 0 | 2020-04-24 | 10.1 | 7.9 | 0 | 2019-04-24 | 11.9 | 6.1 | 0 | 2018-04-24 | 15.9 | 2.1 | 0 | 2017-04-24 | 11.6 | 6.4 | 0 | 2016-04-24 | 10.1 | 7.9 | 0 | 5.38 | 0.38
2025-04-24 | 21.7 | 0 | 3.7 | 2024-04-24 | 8.5 | 9.5 | 0 | 2023-04-24 | 7 | 11 | 0 | 2022-04-24 | 14.1 | 3.9 | 0 | 2021-04-24 | 16.4 | 1.6 | 0 | 2020-04-24 | 9.8 | 8.2 | 0 | 2019-04-24 | 12.8 | 5.2 | 0 | 2018-04-24 | 16.6 | 1.4 | 0 | 2017-04-24 | 12.4 | 5.6 | 0 | 2016-04-24 | 9.8 | 8.2 | 0 | 5.46 | 0.37
2025-04-24 | 18.3 | 0 | 0.3 | 2024-04-24 | 9.1 | 8.9 | 0 | 2023-04-24 | 7.7 | 10.3 | 0 | 2022-04-24 | 14.5 | 3.5 | 0 | 2021-04-24 | 15.9 | 2.1 | 0 | 2020-04-24 | 10.1 | 7.9 | 0 | 2019-04-24 | 12.7 | 5.3 | 0 | 2018-04-24 | 15.1 | 2.9 | 0 | 2017-04-24 | 12.5 | 5.5 | 0 | 2016-04-24 | 9.6 | 8.4 | 0 | 5.48 | 0.03
2025-04-24 | 20.4 | 0 | 2.4 | 2024-04-24 | 8.5 | 9.5 | 0 | 2023-04-24 | 8.4 | 9.6 | 0 | 2022-04-24 | 13.8 | 4.2 | 0 | 2021-04-24 | 15.2 | 2.8 | 0 | 2020-04-24 | 8.4 | 9.6 | 0 | 2019-04-24 | 13 | 5 | 0 | 2018-04-24 | 9.8 | 8.2 | 0 | 2017-04-24 | 12.1 | 5.9 | 0 | 2016-04-24 | 8.9 | 9.1 | 0 | 6.39 | 0.24
2025-04-24 | 17.9 | 0.1 | 0 | 2024-04-24 | 7.9 | 10.1 | 0 | 2023-04-24 | 6.5 | 11.5 | 0 | 2022-04-24 | 14.7 | 3.3 | 0 | 2021-04-24 | 15.3 | 2.7 | 0 | 2020-04-24 | 7.3 | 10.7 | 0 | 2019-04-24 | 11.9 | 6.1 | 0 | 2018-04-24 | 9.2 | 8.8 | 0 | 2017-04-24 | 11 | 7 | 0 | 2016-04-24 | 7.4 | 10.6 | 0 | 7.09 | 0
2025-04-24 | 16.6 | 1.4 | 0 | 2024-04-24 | 5.8 | 12.2 | 0 | 2023-04-24 | 5.8 | 12.2 | 0 | 2022-04-24 | 13.6 | 4.4 | 0 | 2021-04-24 | 14.7 | 3.3 | 0 | 2020-04-24 | 6.4 | 11.6 | 0 | 2019-04-24 | 9.6 | 8.4 | 0 | 2018-04-24 | 9 | 9 | 0 | 2017-04-24 | 10 | 8 | 0 | 2016-04-24 | 6.3 | 11.7 | 0 | 8.22 | 0
2025-04-24 | 17.4 | 0.6 | 0 | 2024-04-24 | 3.9 | 14.1 | 0 | 2023-04-24 | 4.2 | 13.8 | 0 | 2022-04-24 | 13.8 | 4.2 | 0 | 2021-04-24 | 12.8 | 5.2 | 0 | 2020-04-24 | 6.4 | 11.6 | 0 | 2019-04-24 | 8.2 | 9.8 | 0 | 2018-04-24 | 9.4 | 8.6 | 0 | 2017-04-24 | 8.9 | 9.1 | 0 | 2016-04-24 | 5.9 | 12.1 | 0 | 8.91 | 0
2025-04-24 | 15.4 | 2.6 | 0 | 2024-04-24 | 2.3 | 15.7 | 0 | 2023-04-24 | 3.2 | 14.8 | 0 | 2022-04-24 | 13 | 5 | 0 | 2021-04-24 | 11.9 | 6.1 | 0 | 2020-04-24 | 6 | 12 | 0 | 2019-04-24 | 7.4 | 10.6 | 0 | 2018-04-24 | 10 | 8 | 0 | 2017-04-24 | 8.6 | 9.4 | 0 | 2016-04-24 | 6.6 | 11.4 | 0 | 9.56 | 0
2025-04-24 | 14.9 | 3.1 | 0 | 2024-04-24 | 1.7 | 16.3 | 0 | 2023-04-24 | 3.2 | 14.8 | 0 | 2022-04-24 | 12.3 | 5.7 | 0 | 2021-04-24 | 12.1 | 5.9 | 0 | 2020-04-24 | 5.9 | 12.1 | 0 | 2019-04-24 | 7 | 11 | 0 | 2018-04-24 | 10.3 | 7.7 | 0 | 2017-04-24 | 9 | 9 | 0 | 2016-04-24 | 6.4 | 11.6 | 0 | 9.72 | 0
2025-04-24 | 13.3 | 4.7 | 0 | 2024-04-24 | 1.1 | 16.9 | 0 | 2023-04-24 | 3.8 | 14.2 | 0 | 2022-04-24 | 11.6 | 6.4 | 0 | 2021-04-24 | 11.2 | 6.8 | 0 | 2020-04-24 | 5 | 13 | 0 | 2019-04-24 | 7.1 | 10.9 | 0 | 2018-04-24 | 10.1 | 7.9 | 0 | 2017-04-24 | 8.4 | 9.6 | 0 | 2016-04-24 | 6.8 | 11.2 | 0 | 10.16 | 0
2025-04-25 | 11.8 | 6.2 | 0 | 2024-04-25 | 0.9 | 17.1 | 0 | 2023-04-25 | 3.8 | 14.2 | 0 | 2022-04-25 | 13.2 | 4.8 | 0 | 2021-04-25 | 11.2 | 6.8 | 0 | 2020-04-25 | 5.3 | 12.7 | 0 | 2019-04-25 | 6.2 | 11.8 | 0 | 2018-04-25 | 10 | 8 | 0 | 2017-04-25 | 8.2 | 9.8 | 0 | 2016-04-25 | 6.7 | 11.3 | 0 | 10.27 | 0
2025-04-25 | 10.7 | 7.3 | 0 | 2024-04-25 | 0.8 | 17.2 | 0 | 2023-04-25 | 4 | 14 | 0 | 2022-04-25 | 13.6 | 4.4 | 0 | 2021-04-25 | 11.2 | 6.8 | 0 | 2020-04-25 | 3.8 | 14.2 | 0 | 2019-04-25 | 5.7 | 12.3 | 0 | 2018-04-25 | 9.7 | 8.3 | 0 | 2017-04-25 | 7.5 | 10.5 | 0 | 2016-04-25 | 7.1 | 10.9 | 0 | 10.59 | 0
2025-04-25 | 11.3 | 6.7 | 0 | 2024-04-25 | -0.2 | 18.2 | 0 | 2023-04-25 | 4 | 14 | 0 | 2022-04-25 | 12.8 | 5.2 | 0 | 2021-04-25 | 10.7 | 7.3 | 0 | 2020-04-25 | 2.9 | 15.1 | 0 | 2019-04-25 | 5.3 | 12.7 | 0 | 2018-04-25 | 9.5 | 8.5 | 0 | 2017-04-25 | 7.1 | 10.9 | 0 | 2016-04-25 | 7.5 | 10.5 | 0 | 10.91 | 0
2025-04-25 | 11.6 | 6.4 | 0 | 2024-04-25 | -1.2 | 19.2 | 0 | 2023-04-25 | 3.3 | 14.7 | 0 | 2022-04-25 | 11 | 7 | 0 | 2021-04-25 | 10 | 8 | 0 | 2020-04-25 | 1.6 | 16.4 | 0 | 2019-04-25 | 4.3 | 13.7 | 0 | 2018-04-25 | 9.2 | 8.8 | 0 | 2017-04-25 | 7.2 | 10.8 | 0 | 2016-04-25 | 7 | 11 | 0 | 11.6 | 0
2025-04-25 | 10.5 | 7.5 | 0 | 2024-04-25 | -1.2 | 19.2 | 0 | 2023-04-25 | 3 | 15 | 0 | 2022-04-25 | 10.2 | 7.8 | 0 | 2021-04-25 | 9.8 | 8.2 | 0 | 2020-04-25 | 1 | 17 | 0 | 2019-04-25 | 2.7 | 15.3 | 0 | 2018-04-25 | 9.1 | 8.9 | 0 | 2017-04-25 | 7.1 | 10.9 | 0 | 2016-04-25 | 6.7 | 11.3 | 0 | 12.11 | 0
2025-04-25 | 11.1 | 6.9 | 0 | 2024-04-25 | -0.9 | 18.9 | 0 | 2023-04-25 | 2.4 | 15.6 | 0 | 2022-04-25 | 9.2 | 8.8 | 0 | 2021-04-25 | 9.2 | 8.8 | 0 | 2020-04-25 | 0.9 | 17.1 | 0 | 2019-04-25 | 2.6 | 15.4 | 0 | 2018-04-25 | 8.8 | 9.2 | 0 | 2017-04-25 | 7.9 | 10.1 | 0 | 2016-04-25 | 7.2 | 10.8 | 0 | 12.16 | 0
2025-04-25 | 11.6 | 6.4 | 0 | 2024-04-25 | -0.1 | 18.1 | 0 | 2023-04-25 | 1.7 | 16.3 | 0 | 2022-04-25 | 9.5 | 8.5 | 0 | 2021-04-25 | 9 | 9 | 0 | 2020-04-25 | 1.4 | 16.6 | 0 | 2019-04-25 | 3.3 | 14.7 | 0 | 2018-04-25 | 8.7 | 9.3 | 0 | 2017-04-25 | 8.1 | 9.9 | 0 | 2016-04-25 | 7.1 | 10.9 | 0 | 11.97 | 0
2025-04-25 | 13.6 | 4.4 | 0 | 2024-04-25 | 1.8 | 16.2 | 0 | 2023-04-25 | 4.2 | 13.8 | 0 | 2022-04-25 | 11.8 | 6.2 | 0 | 2021-04-25 | 9.1 | 8.9 | 0 | 2020-04-25 | 4 | 14 | 0 | 2019-04-25 | 5.6 | 12.4 | 0 | 2018-04-25 | 8.4 | 9.6 | 0 | 2017-04-25 | 7.2 | 10.8 | 0 | 2016-04-25 | 6.8 | 11.2 | 0 | 10.75 | 0
2025-04-25 | 14.2 | 3.8 | 0 | 2024-04-25 | 4 | 14 | 0 | 2023-04-25 | 7 | 11 | 0 | 2022-04-25 | 13.9 | 4.1 | 0 | 2021-04-25 | 9.8 | 8.2 | 0 | 2020-04-25 | 5.7 | 12.3 | 0 | 2019-04-25 | 7.1 | 10.9 | 0 | 2018-04-25 | 8.7 | 9.3 | 0 | 2017-04-25 | 5.7 | 12.3 | 0 | 2016-04-25 | 6 | 12 | 0 | 9.79 | 0
2025-04-25 | 14.4 | 3.6 | 0 | 2024-04-25 | 4.6 | 13.4 | 0 | 2023-04-25 | 8.9 | 9.1 | 0 | 2022-04-25 | 16.6 | 1.4 | 0 | 2021-04-25 | 9.5 | 8.5 | 0 | 2020-04-25 | 8.1 | 9.9 | 0 | 2019-04-25 | 7.8 | 10.2 | 0 | 2018-04-25 | 8.8 | 9.2 | 0 | 2017-04-25 | 6.4 | 11.6 | 0 | 2016-04-25 | 5.2 | 12.8 | 0 | 8.97 | 0
2025-04-25 | 14.5 | 3.5 | 0 | 2024-04-25 | 4.7 | 13.3 | 0 | 2023-04-25 | 10 | 8 | 0 | 2022-04-25 | 15.9 | 2.1 | 0 | 2021-04-25 | 9.4 | 8.6 | 0 | 2020-04-25 | 10.7 | 7.3 | 0 | 2019-04-25 | 9.5 | 8.5 | 0 | 2018-04-25 | 9.2 | 8.8 | 0 | 2017-04-25 | 7.7 | 10.3 | 0 | 2016-04-25 | 4.5 | 13.5 | 0 | 8.39 | 0
2025-04-25 | 14.2 | 3.8 | 0 | 2024-04-25 | 5.3 | 12.7 | 0 | 2023-04-25 | 9.1 | 8.9 | 0 | 2022-04-25 | 17.9 | 0.1 | 0 | 2021-04-25 | 9.6 | 8.4 | 0 | 2020-04-25 | 12.3 | 5.7 | 0 | 2019-04-25 | 10.9 | 7.1 | 0 | 2018-04-25 | 9.3 | 8.7 | 0 | 2017-04-25 | 8.7 | 9.3 | 0 | 2016-04-25 | 5.7 | 12.3 | 0 | 7.7 | 0
2025-04-25 | 14.6 | 3.4 | 0 | 2024-04-25 | 5.2 | 12.8 | 0 | 2023-04-25 | 9.5 | 8.5 | 0 | 2022-04-25 | 18.4 | 0 | 0.4 | 2021-04-25 | 9 | 9 | 0 | 2020-04-25 | 11.3 | 6.7 | 0 | 2019-04-25 | 11.7 | 6.3 | 0 | 2018-04-25 | 10.1 | 7.9 | 0 | 2017-04-25 | 9.3 | 8.7 | 0 | 2016-04-25 | 7 | 11 | 0 | 7.43 | 0.04
2025-04-25 | 14.8 | 3.2 | 0 | 2024-04-25 | 6 | 12 | 0 | 2023-04-25 | 9 | 9 | 0 | 2022-04-25 | 17.8 | 0.2 | 0 | 2021-04-25 | 7.5 | 10.5 | 0 | 2020-04-25 | 11.4 | 6.6 | 0 | 2019-04-25 | 12.7 | 5.3 | 0 | 2018-04-25 | 10.6 | 7.4 | 0 | 2017-04-25 | 9.2 | 8.8 | 0 | 2016-04-25 | 7.4 | 10.6 | 0 | 7.36 | 0
2025-04-25 | 15.2 | 2.8 | 0 | 2024-04-25 | 6.5 | 11.5 | 0 | 2023-04-25 | 9.4 | 8.6 | 0 | 2022-04-25 | 16.5 | 1.5 | 0 | 2021-04-25 | 7.9 | 10.1 | 0 | 2020-04-25 | 12.4 | 5.6 | 0 | 2019-04-25 | 11.5 | 6.5 | 0 | 2018-04-25 | 11 | 7 | 0 | 2017-04-25 | 9.1 | 8.9 | 0 | 2016-04-25 | 7.4 | 10.6 | 0 | 7.31 | 0
2025-04-25 | 16.8 | 1.2 | 0 | 2024-04-25 | 7.2 | 10.8 | 0 | 2023-04-25 | 10.1 | 7.9 | 0 | 2022-04-25 | 15.6 | 2.4 | 0 | 2021-04-25 | 7.2 | 10.8 | 0 | 2020-04-25 | 13.2 | 4.8 | 0 | 2019-04-25 | 11.3 | 6.7 | 0 | 2018-04-25 | 10.2 | 7.8 | 0 | 2017-04-25 | 9.2 | 8.8 | 0 | 2016-04-25 | 7.1 | 10.9 | 0 | 7.21 | 0
2025-04-25 | 18 | 0 | 0 | 2024-04-25 | 7.8 | 10.2 | 0 | 2023-04-25 | 10.3 | 7.7 | 0 | 2022-04-25 | 15.8 | 2.2 | 0 | 2021-04-25 | 6.4 | 11.6 | 0 | 2020-04-25 | 13.3 | 4.7 | 0 | 2019-04-25 | 11.8 | 6.2 | 0 | 2018-04-25 | 9.6 | 8.4 | 0 | 2017-04-25 | 9.3 | 8.7 | 0 | 2016-04-25 | 6 | 12 | 0 | 7.17 | 0
2025-04-25 | 16.8 | 1.2 | 0 | 2024-04-25 | 7.5 | 10.5 | 0 | 2023-04-25 | 9 | 9 | 0 | 2022-04-25 | 13 | 5 | 0 | 2021-04-25 | 4.5 | 13.5 | 0 | 2020-04-25 | 12.7 | 5.3 | 0 | 2019-04-25 | 11.8 | 6.2 | 0 | 2018-04-25 | 8.6 | 9.4 | 0 | 2017-04-25 | 9.5 | 8.5 | 0 | 2016-04-25 | 4.8 | 13.2 | 0 | 8.18 | 0
2025-04-25 | 14.3 | 3.7 | 0 | 2024-04-25 | 6.2 | 11.8 | 0 | 2023-04-25 | 7.6 | 10.4 | 0 | 2022-04-25 | 12.9 | 5.1 | 0 | 2021-04-25 | 3.8 | 14.2 | 0 | 2020-04-25 | 11.7 | 6.3 | 0 | 2019-04-25 | 9.8 | 8.2 | 0 | 2018-04-25 | 7.6 | 10.4 | 0 | 2017-04-25 | 10.3 | 7.7 | 0 | 2016-04-25 | 5.1 | 12.9 | 0 | 9.07 | 0
2025-04-25 | 14.1 | 3.9 | 0 | 2024-04-25 | 4.7 | 13.3 | 0 | 2023-04-25 | 7 | 11 | 0 | 2022-04-25 | 12.7 | 5.3 | 0 | 2021-04-25 | 3.3 | 14.7 | 0 | 2020-04-25 | 10.7 | 7.3 | 0 | 2019-04-25 | 8.6 | 9.4 | 0 | 2018-04-25 | 6 | 12 | 0 | 2017-04-25 | 10.6 | 7.4 | 0 | 2016-04-25 | 5 | 13 | 0 | 9.73 | 0
2025-04-25 | 15.3 | 2.7 | 0 | 2024-04-25 | 4 | 14 | 0 | 2023-04-25 | 5.9 | 12.1 | 0 | 2022-04-25 | 11.9 | 6.1 | 0 | 2021-04-25 | 2.4 | 15.6 | 0 | 2020-04-25 | 10.5 | 7.5 | 0 | 2019-04-25 | 9.1 | 8.9 | 0 | 2018-04-25 | 4.9 | 13.1 | 0 | 2017-04-25 | 10.3 | 7.7 | 0 | 2016-04-25 | 3.8 | 14.2 | 0 | 10.19 | 0
2025-04-25 | 14.1 | 3.9 | 0 | 2024-04-25 | 3.5 | 14.5 | 0 | 2023-04-25 | 5.2 | 12.8 | 0 | 2022-04-25 | 11.7 | 6.3 | 0 | 2021-04-25 | 2.2 | 15.8 | 0 | 2020-04-25 | 9.5 | 8.5 | 0 | 2019-04-25 | 9.2 | 8.8 | 0 | 2018-04-25 | 4.3 | 13.7 | 0 | 2017-04-25 | 10.4 | 7.6 | 0 | 2016-04-25 | 3.7 | 14.3 | 0 | 10.62 | 0
2025-04-25 | 14.7 | 3.3 | 0 | 2024-04-25 | 3.9 | 14.1 | 0 | 2023-04-25 | 4.6 | 13.4 | 0 | 2022-04-25 | 11.6 | 6.4 | 0 | 2021-04-25 | 1.7 | 16.3 | 0 | 2020-04-25 | 10.3 | 7.7 | 0 | 2019-04-25 | 9 | 9 | 0 | 2018-04-25 | 4.1 | 13.9 | 0 | 2017-04-25 | 10.2 | 7.8 | 0 | 2016-04-25 | 4 | 14 | 0 | 10.59 | 0
2025-04-25 | 14 | 4 | 0 | 2024-04-25 | 4 | 14 | 0 | 2023-04-25 | 3.8 | 14.2 | 0 | 2022-04-25 | 11.7 | 6.3 | 0 | 2021-04-25 | 1.6 | 16.4 | 0 | 2020-04-25 | 9.3 | 8.7 | 0 | 2019-04-25 | 9.6 | 8.4 | 0 | 2018-04-25 | 4.2 | 13.8 | 0 | 2017-04-25 | 10 | 8 | 0 | 2016-04-25 | 4.4 | 13.6 | 0 | 10.74 | 0
2025-04-26 | 13.5 | 4.5 | 0 | 2024-04-26 | 2.6 | 15.4 | 0 | 2023-04-26 | 3.6 | 14.4 | 0 | 2022-04-26 | 11.1 | 6.9 | 0 | 2021-04-26 | 1.4 | 16.6 | 0 | 2020-04-26 | 9.2 | 8.8 | 0 | 2019-04-26 | 9.1 | 8.9 | 0 | 2018-04-26 | 3.9 | 14.1 | 0 | 2017-04-26 | 10.3 | 7.7 | 0 | 2016-04-26 | 3.7 | 14.3 | 0 | 11.16 | 0
2025-04-26 | 13.6 | 4.4 | 0 | 2024-04-26 | 3.2 | 14.8 | 0 | 2023-04-26 | 2.8 | 15.2 | 0 | 2022-04-26 | 10.3 | 7.7 | 0 | 2021-04-26 | 1 | 17 | 0 | 2020-04-26 | 9.3 | 8.7 | 0 | 2019-04-26 | 8.9 | 9.1 | 0 | 2018-04-26 | 3.8 | 14.2 | 0 | 2017-04-26 | 9.6 | 8.4 | 0 | 2016-04-26 | 3.6 | 14.4 | 0 | 11.39 | 0
2025-04-26 | 13.2 | 4.8 | 0 | 2024-04-26 | 1.7 | 16.3 | 0 | 2023-04-26 | 2.4 | 15.6 | 0 | 2022-04-26 | 9.3 | 8.7 | 0 | 2021-04-26 | 1 | 17 | 0 | 2020-04-26 | 9.5 | 8.5 | 0 | 2019-04-26 | 8.9 | 9.1 | 0 | 2018-04-26 | 3.6 | 14.4 | 0 | 2017-04-26 | 9.5 | 8.5 | 0 | 2016-04-26 | 3.2 | 14.8 | 0 | 11.77 | 0
2025-04-26 | 12.4 | 5.6 | 0 | 2024-04-26 | 1.2 | 16.8 | 0 | 2023-04-26 | 1.8 | 16.2 | 0 | 2022-04-26 | 8 | 10 | 0 | 2021-04-26 | 0.1 | 17.9 | 0 | 2020-04-26 | 10.6 | 7.4 | 0 | 2019-04-26 | 8.2 | 9.8 | 0 | 2018-04-26 | 3.7 | 14.3 | 0 | 2017-04-26 | 9.3 | 8.7 | 0 | 2016-04-26 | 2.6 | 15.4 | 0 | 12.21 | 0
2025-04-26 | 12.2 | 5.8 | 0 | 2024-04-26 | 1.1 | 16.9 | 0 | 2023-04-26 | 1.4 | 16.6 | 0 | 2022-04-26 | 6.8 | 11.2 | 0 | 2021-04-26 | 0 | 18 | 0 | 2020-04-26 | 10.5 | 7.5 | 0 | 2019-04-26 | 7.7 | 10.3 | 0 | 2018-04-26 | 3.8 | 14.2 | 0 | 2017-04-26 | 8.2 | 9.8 | 0 | 2016-04-26 | 2.5 | 15.5 | 0 | 12.58 | 0
2025-04-26 | 12.2 | 5.8 | 0 | 2024-04-26 | -0.2 | 18.2 | 0 | 2023-04-26 | 0.7 | 17.3 | 0 | 2022-04-26 | 5.8 | 12.2 | 0 | 2021-04-26 | -0.5 | 18.5 | 0 | 2020-04-26 | 10.5 | 7.5 | 0 | 2019-04-26 | 8.3 | 9.7 | 0 | 2018-04-26 | 4 | 14 | 0 | 2017-04-26 | 8.6 | 9.4 | 0 | 2016-04-26 | 2.6 | 15.4 | 0 | 12.8 | 0
2025-04-26 | 13.3 | 4.7 | 0 | 2024-04-26 | 1.8 | 16.2 | 0 | 2023-04-26 | 1 | 17 | 0 | 2022-04-26 | 6.2 | 11.8 | 0 | 2021-04-26 | -0.5 | 18.5 | 0 | 2020-04-26 | 10.3 | 7.7 | 0 | 2019-04-26 | 8.8 | 9.2 | 0 | 2018-04-26 | 4.2 | 13.8 | 0 | 2017-04-26 | 9 | 9 | 0 | 2016-04-26 | 2.5 | 15.5 | 0 | 12.34 | 0
2025-04-26 | 10.8 | 7.2 | 0 | 2024-04-26 | 4.5 | 13.5 | 0 | 2023-04-26 | 2.9 | 15.1 | 0 | 2022-04-26 | 7.7 | 10.3 | 0 | 2021-04-26 | 0.5 | 17.5 | 0 | 2020-04-26 | 10 | 8 | 0 | 2019-04-26 | 9.3 | 8.7 | 0 | 2018-04-26 | 4.8 | 13.2 | 0 | 2017-04-26 | 10.3 | 7.7 | 0 | 2016-04-26 | 2.5 | 15.5 | 0 | 11.67 | 0
2025-04-26 | 9.4 | 8.6 | 0 | 2024-04-26 | 7.2 | 10.8 | 0 | 2023-04-26 | 4.3 | 13.7 | 0 | 2022-04-26 | 7.1 | 10.9 | 0 | 2021-04-26 | 2.1 | 15.9 | 0 | 2020-04-26 | 9.4 | 8.6 | 0 | 2019-04-26 | 9.9 | 8.1 | 0 | 2018-04-26 | 6.6 | 11.4 | 0 | 2017-04-26 | 10.9 | 7.1 | 0 | 2016-04-26 | 2.3 | 15.7 | 0 | 11.08 | 0
2025-04-26 | 9.9 | 8.1 | 0 | 2024-04-26 | 8.4 | 9.6 | 0 | 2023-04-26 | 5.8 | 12.2 | 0 | 2022-04-26 | 7.8 | 10.2 | 0 | 2021-04-26 | 2.8 | 15.2 | 0 | 2020-04-26 | 9.6 | 8.4 | 0 | 2019-04-26 | 11 | 7 | 0 | 2018-04-26 | 8.3 | 9.7 | 0 | 2017-04-26 | 11.1 | 6.9 | 0 | 2016-04-26 | 2.2 | 15.8 | 0 | 10.31 | 0
2025-04-26 | 9.5 | 8.5 | 0 | 2024-04-26 | 9.6 | 8.4 | 0 | 2023-04-26 | 7.6 | 10.4 | 0 | 2022-04-26 | 8.7 | 9.3 | 0 | 2021-04-26 | 4.1 | 13.9 | 0 | 2020-04-26 | 11.1 | 6.9 | 0 | 2019-04-26 | 11.6 | 6.4 | 0 | 2018-04-26 | 9.4 | 8.6 | 0 | 2017-04-26 | 11.7 | 6.3 | 0 | 2016-04-26 | 3.5 | 14.5 | 0 | 9.32 | 0
2025-04-26 | 11.5 | 6.5 | 0 | 2024-04-26 | 11.1 | 6.9 | 0 | 2023-04-26 | 8 | 10 | 0 | 2022-04-26 | 9.2 | 8.8 | 0 | 2021-04-26 | 5.9 | 12.1 | 0 | 2020-04-26 | 10.2 | 7.8 | 0 | 2019-04-26 | 12.5 | 5.5 | 0 | 2018-04-26 | 10.9 | 7.1 | 0 | 2017-04-26 | 12.5 | 5.5 | 0 | 2016-04-26 | 3.7 | 14.3 | 0 | 8.45 | 0
2025-04-26 | 10 | 8 | 0 | 2024-04-26 | 11.1 | 6.9 | 0 | 2023-04-26 | 7 | 11 | 0 | 2022-04-26 | 9.1 | 8.9 | 0 | 2021-04-26 | 7.2 | 10.8 | 0 | 2020-04-26 | 9.2 | 8.8 | 0 | 2019-04-26 | 11.9 | 6.1 | 0 | 2018-04-26 | 12 | 6 | 0 | 2017-04-26 | 14.1 | 3.9 | 0 | 2016-04-26 | 4 | 14 | 0 | 8.44 | 0
2025-04-26 | 11.2 | 6.8 | 0 | 2024-04-26 | 12.3 | 5.7 | 0 | 2023-04-26 | 7.6 | 10.4 | 0 | 2022-04-26 | 9.1 | 8.9 | 0 | 2021-04-26 | 8.8 | 9.2 | 0 | 2020-04-26 | 8.9 | 9.1 | 0 | 2019-04-26 | 10.4 | 7.6 | 0 | 2018-04-26 | 13 | 5 | 0 | 2017-04-26 | 14.4 | 3.6 | 0 | 2016-04-26 | 4.2 | 13.8 | 0 | 8.01 | 0
2025-04-26 | 9.7 | 8.3 | 0 | 2024-04-26 | 11.9 | 6.1 | 0 | 2023-04-26 | 7.7 | 10.3 | 0 | 2022-04-26 | 9.3 | 8.7 | 0 | 2021-04-26 | 8 | 10 | 0 | 2020-04-26 | 9.3 | 8.7 | 0 | 2019-04-26 | 9.5 | 8.5 | 0 | 2018-04-26 | 14.1 | 3.9 | 0 | 2017-04-26 | 15 | 3 | 0 | 2016-04-26 | 4.2 | 13.8 | 0 | 8.13 | 0
2025-04-26 | 9 | 9 | 0 | 2024-04-26 | 11.4 | 6.6 | 0 | 2023-04-26 | 7.6 | 10.4 | 0 | 2022-04-26 | 8.7 | 9.3 | 0 | 2021-04-26 | 8.2 | 9.8 | 0 | 2020-04-26 | 8.9 | 9.1 | 0 | 2019-04-26 | 9 | 9 | 0 | 2018-04-26 | 14.9 | 3.1 | 0 | 2017-04-26 | 15.5 | 2.5 | 0 | 2016-04-26 | 4.7 | 13.3 | 0 | 8.21 | 0
2025-04-26 | 7.8 | 10.2 | 0 | 2024-04-26 | 11.6 | 6.4 | 0 | 2023-04-26 | 7.7 | 10.3 | 0 | 2022-04-26 | 8.3 | 9.7 | 0 | 2021-04-26 | 7.9 | 10.1 | 0 | 2020-04-26 | 9.1 | 8.9 | 0 | 2019-04-26 | 9.2 | 8.8 | 0 | 2018-04-26 | 15.3 | 2.7 | 0 | 2017-04-26 | 16.1 | 1.9 | 0 | 2016-04-26 | 4.9 | 13.1 | 0 | 8.21 | 0
2025-04-26 | 7.6 | 10.4 | 0 | 2024-04-26 | 11.7 | 6.3 | 0 | 2023-04-26 | 8.1 | 9.9 | 0 | 2022-04-26 | 8 | 10 | 0 | 2021-04-26 | 7.8 | 10.2 | 0 | 2020-04-26 | 9.6 | 8.4 | 0 | 2019-04-26 | 9 | 9 | 0 | 2018-04-26 | 15.5 | 2.5 | 0 | 2017-04-26 | 15.6 | 2.4 | 0 | 2016-04-26 | 5.1 | 12.9 | 0 | 8.2 | 0
2025-04-26 | 6.4 | 11.6 | 0 | 2024-04-26 | 10.6 | 7.4 | 0 | 2023-04-26 | 7.5 | 10.5 | 0 | 2022-04-26 | 7.8 | 10.2 | 0 | 2021-04-26 | 6.6 | 11.4 | 0 | 2020-04-26 | 8.7 | 9.3 | 0 | 2019-04-26 | 9.1 | 8.9 | 0 | 2018-04-26 | 14.4 | 3.6 | 0 | 2017-04-26 | 15 | 3 | 0 | 2016-04-26 | 5.9 | 12.1 | 0 | 8.8 | 0
2025-04-26 | 6.2 | 11.8 | 0 | 2024-04-26 | 9.3 | 8.7 | 0 | 2023-04-26 | 7.6 | 10.4 | 0 | 2022-04-26 | 5.6 | 12.4 | 0 | 2021-04-26 | 6.7 | 11.3 | 0 | 2020-04-26 | 7.2 | 10.8 | 0 | 2019-04-26 | 8.8 | 9.2 | 0 | 2018-04-26 | 12 | 6 | 0 | 2017-04-26 | 14 | 4 | 0 | 2016-04-26 | 5.3 | 12.7 | 0 | 9.73 | 0
2025-04-26 | 6.8 | 11.2 | 0 | 2024-04-26 | 8.8 | 9.2 | 0 | 2023-04-26 | 7.4 | 10.6 | 0 | 2022-04-26 | 3.6 | 14.4 | 0 | 2021-04-26 | 6.5 | 11.5 | 0 | 2020-04-26 | 6.2 | 11.8 | 0 | 2019-04-26 | 7.7 | 10.3 | 0 | 2018-04-26 | 10.2 | 7.8 | 0 | 2017-04-26 | 13.6 | 4.4 | 0 | 2016-04-26 | 4.3 | 13.7 | 0 | 10.49 | 0
2025-04-26 | 7.1 | 10.9 | 0 | 2024-04-26 | 8.6 | 9.4 | 0 | 2023-04-26 | 6 | 12 | 0 | 2022-04-26 | 3.2 | 14.8 | 0 | 2021-04-26 | 6.6 | 11.4 | 0 | 2020-04-26 | 6.2 | 11.8 | 0 | 2019-04-26 | 6.5 | 11.5 | 0 | 2018-04-26 | 9 | 9 | 0 | 2017-04-26 | 13.2 | 4.8 | 0 | 2016-04-26 | 3.5 | 14.5 | 0 | 11.01 | 0
2025-04-26 | 7.5 | 10.5 | 0 | 2024-04-26 | 8.7 | 9.3 | 0 | 2023-04-26 | 4.4 | 13.6 | 0 | 2022-04-26 | 2.2 | 15.8 | 0 | 2021-04-26 | 6.4 | 11.6 | 0 | 2020-04-26 | 7 | 11 | 0 | 2019-04-26 | 5.6 | 12.4 | 0 | 2018-04-26 | 8.1 | 9.9 | 0 | 2017-04-26 | 12.8 | 5.2 | 0 | 2016-04-26 | 3 | 15 | 0 | 11.43 | 0
2025-04-26 | 7.7 | 10.3 | 0 | 2024-04-26 | 9.2 | 8.8 | 0 | 2023-04-26 | 3.1 | 14.9 | 0 | 2022-04-26 | 2.1 | 15.9 | 0 | 2021-04-26 | 5 | 13 | 0 | 2020-04-26 | 7.6 | 10.4 | 0 | 2019-04-26 | 4.7 | 13.3 | 0 | 2018-04-26 | 7.7 | 10.3 | 0 | 2017-04-26 | 12.7 | 5.3 | 0 | 2016-04-26 | 3.6 | 14.4 | 0 | 11.66 | 0
2025-04-27 | 7.9 | 10.1 | 0 | 2024-04-27 | 8.9 | 9.1 | 0 | 2023-04-27 | 2.5 | 15.5 | 0 | 2022-04-27 | 2.2 | 15.8 | 0 | 2021-04-27 | 4.8 | 13.2 | 0 | 2020-04-27 | 7.4 | 10.6 | 0 | 2019-04-27 | 3.9 | 14.1 | 0 | 2018-04-27 | 6.1 | 11.9 | 0 | 2017-04-27 | 12.3 | 5.7 | 0 | 2016-04-27 | 2.8 | 15.2 | 0 | 12.12 | 0
2025-04-27 | 7.8 | 10.2 | 0 | 2024-04-27 | 7.9 | 10.1 | 0 | 2023-04-27 | 2.3 | 15.7 | 0 | 2022-04-27 | 1.9 | 16.1 | 0 | 2021-04-27 | 4.9 | 13.1 | 0 | 2020-04-27 | 8 | 10 | 0 | 2019-04-27 | 3.1 | 14.9 | 0 | 2018-04-27 | 5.8 | 12.2 | 0 | 2017-04-27 | 11 | 7 | 0 | 2016-04-27 | 1.7 | 16.3 | 0 | 12.56 | 0
2025-04-27 | 6.5 | 11.5 | 0 | 2024-04-27 | 7.1 | 10.9 | 0 | 2023-04-27 | 1.3 | 16.7 | 0 | 2022-04-27 | 0.6 | 17.4 | 0 | 2021-04-27 | 4.8 | 13.2 | 0 | 2020-04-27 | 5.4 | 12.6 | 0 | 2019-04-27 | 2.7 | 15.3 | 0 | 2018-04-27 | 6.2 | 11.8 | 0 | 2017-04-27 | 9.7 | 8.3 | 0 | 2016-04-27 | 1.2 | 16.8 | 0 | 13.45 | 0
2025-04-27 | 5.7 | 12.3 | 0 | 2024-04-27 | 7.2 | 10.8 | 0 | 2023-04-27 | 0.9 | 17.1 | 0 | 2022-04-27 | 0.4 | 17.6 | 0 | 2021-04-27 | 5.3 | 12.7 | 0 | 2020-04-27 | 4.7 | 13.3 | 0 | 2019-04-27 | 2.2 | 15.8 | 0 | 2018-04-27 | 4.3 | 13.7 | 0 | 2017-04-27 | 9.7 | 8.3 | 0 | 2016-04-27 | 1.4 | 16.6 | 0 | 13.82 | 0
2025-04-27 | 4.6 | 13.4 | 0 | 2024-04-27 | 7.6 | 10.4 | 0 | 2023-04-27 | 1 | 17 | 0 | 2022-04-27 | 0.6 | 17.4 | 0 | 2021-04-27 | 5.8 | 12.2 | 0 | 2020-04-27 | 4 | 14 | 0 | 2019-04-27 | 1.7 | 16.3 | 0 | 2018-04-27 | 4.7 | 13.3 | 0 | 2017-04-27 | 8.9 | 9.1 | 0 | 2016-04-27 | 0.7 | 17.3 | 0 | 14.04 | 0
2025-04-27 | 4.6 | 13.4 | 0 | 2024-04-27 | 7.8 | 10.2 | 0 | 2023-04-27 | 0.9 | 17.1 | 0 | 2022-04-27 | 0.2 | 17.8 | 0 | 2021-04-27 | 5.4 | 12.6 | 0 | 2020-04-27 | 3.8 | 14.2 | 0 | 2019-04-27 | 1.3 | 16.7 | 0 | 2018-04-27 | 4.6 | 13.4 | 0 | 2017-04-27 | 8.7 | 9.3 | 0 | 2016-04-27 | 0.6 | 17.4 | 0 | 14.21 | 0
2025-04-27 | 6 | 12 | 0 | 2024-04-27 | 7.9 | 10.1 | 0 | 2023-04-27 | 1.3 | 16.7 | 0 | 2022-04-27 | 0.2 | 17.8 | 0 | 2021-04-27 | 5.8 | 12.2 | 0 | 2020-04-27 | 4 | 14 | 0 | 2019-04-27 | 1.1 | 16.9 | 0 | 2018-04-27 | 5.5 | 12.5 | 0 | 2017-04-27 | 10.6 | 7.4 | 0 | 2016-04-27 | 0.9 | 17.1 | 0 | 13.67 | 0
2025-04-27 | 7.4 | 10.6 | 0 | 2024-04-27 | 8.1 | 9.9 | 0 | 2023-04-27 | 4.1 | 13.9 | 0 | 2022-04-27 | 0.7 | 17.3 | 0 | 2021-04-27 | 6.3 | 11.7 | 0 | 2020-04-27 | 5.7 | 12.3 | 0 | 2019-04-27 | 1.2 | 16.8 | 0 | 2018-04-27 | 6.3 | 11.7 | 0 | 2017-04-27 | 12.1 | 5.9 | 0 | 2016-04-27 | 2.7 | 15.3 | 0 | 12.54 | 0
2025-04-27 | 10 | 8 | 0 | 2024-04-27 | 9 | 9 | 0 | 2023-04-27 | 6 | 12 | 0 | 2022-04-27 | 1.1 | 16.9 | 0 | 2021-04-27 | 7.6 | 10.4 | 0 | 2020-04-27 | 8 | 10 | 0 | 2019-04-27 | 1.3 | 16.7 | 0 | 2018-04-27 | 8.6 | 9.4 | 0 | 2017-04-27 | 15.2 | 2.8 | 0 | 2016-04-27 | 4.4 | 13.6 | 0 | 10.88 | 0
2025-04-27 | 12.2 | 5.8 | 0 | 2024-04-27 | 8.8 | 9.2 | 0 | 2023-04-27 | 7.9 | 10.1 | 0 | 2022-04-27 | 0.9 | 17.1 | 0 | 2021-04-27 | 8.8 | 9.2 | 0 | 2020-04-27 | 9.7 | 8.3 | 0 | 2019-04-27 | 1.6 | 16.4 | 0 | 2018-04-27 | 10.6 | 7.4 | 0 | 2017-04-27 | 18.8 | 0 | 0.8 | 2016-04-27 | 5.8 | 12.2 | 0 | 9.57 | 0.08
2025-04-27 | 14.4 | 3.6 | 0 | 2024-04-27 | 9 | 9 | 0 | 2023-04-27 | 9 | 9 | 0 | 2022-04-27 | 1.2 | 16.8 | 0 | 2021-04-27 | 10.7 | 7.3 | 0 | 2020-04-27 | 11.1 | 6.9 | 0 | 2019-04-27 | 2.1 | 15.9 | 0 | 2018-04-27 | 11.4 | 6.6 | 0 | 2017-04-27 | 20.1 | 0 | 2.1 | 2016-04-27 | 7 | 11 | 0 | 8.61 | 0.21
2025-04-27 | 16 | 2 | 0 | 2024-04-27 | 9.7 | 8.3 | 0 | 2023-04-27 | 9.5 | 8.5 | 0 | 2022-04-27 | 2.6 | 15.4 | 0 | 2021-04-27 | 11.2 | 6.8 | 0 | 2020-04-27 | 12.5 | 5.5 | 0 | 2019-04-27 | 4.2 | 13.8 | 0 | 2018-04-27 | 11.7 | 6.3 | 0 | 2017-04-27 | 21.3 | 0 | 3.3 | 2016-04-27 | 7.1 | 10.9 | 0 | 7.75 | 0.33
2025-04-27 | 16.8 | 1.2 | 0 | 2024-04-27 | 10.7 | 7.3 | 0 | 2023-04-27 | 10.1 | 7.9 | 0 | 2022-04-27 | 2.7 | 15.3 | 0 | 2021-04-27 | 11.6 | 6.4 | 0 | 2020-04-27 | 14.3 | 3.7 | 0 | 2019-04-27 | 5.4 | 12.6 | 0 | 2018-04-27 | 12.6 | 5.4 | 0 | 2017-04-27 | 21.2 | 0 | 3.2 | 2016-04-27 | 7.6 | 10.4 | 0 | 7.02 | 0.32
2025-04-27 | 18.8 | 0 | 0.8 | 2024-04-27 | 11.8 | 6.2 | 0 | 2023-04-27 | 10.6 | 7.4 | 0 | 2022-04-27 | 2.8 | 15.2 | 0 | 2021-04-27 | 12.6 | 5.4 | 0 | 2020-04-27 | 12.6 | 5.4 | 0 | 2019-04-27 | 6.2 | 11.8 | 0 | 2018-04-27 | 12.5 | 5.5 | 0 | 2017-04-27 | 23.4 | 0 | 5.4 | 2016-04-27 | 9.9 | 8.1 | 0 | 6.5 | 0.62
2025-04-27 | 18.3 | 0 | 0.3 | 2024-04-27 | 11.3 | 6.7 | 0 | 2023-04-27 | 10.9 | 7.1 | 0 | 2022-04-27 | 3 | 15 | 0 | 2021-04-27 | 12.7 | 5.3 | 0 | 2020-04-27 | 11.8 | 6.2 | 0 | 2019-04-27 | 7.2 | 10.8 | 0 | 2018-04-27 | 13.3 | 4.7 | 0 | 2017-04-27 | 23.7 | 0 | 5.7 | 2016-04-27 | 10.2 | 7.8 | 0 | 6.36 | 0.6
2025-04-27 | 18.8 | 0 | 0.8 | 2024-04-27 | 12.5 | 5.5 | 0 | 2023-04-27 | 11.6 | 6.4 | 0 | 2022-04-27 | 3.5 | 14.5 | 0 | 2021-04-27 | 12.5 | 5.5 | 0 | 2020-04-27 | 12.9 | 5.1 | 0 | 2019-04-27 | 6.2 | 11.8 | 0 | 2018-04-27 | 14.1 | 3.9 | 0 | 2017-04-27 | 25.3 | 0 | 7.3 | 2016-04-27 | 9.4 | 8.6 | 0 | 6.13 | 0.81
2025-04-27 | 19 | 0 | 1 | 2024-04-27 | 13 | 5 | 0 | 2023-04-27 | 11.4 | 6.6 | 0 | 2022-04-27 | 2.4 | 15.6 | 0 | 2021-04-27 | 11.6 | 6.4 | 0 | 2020-04-27 | 13.1 | 4.9 | 0 | 2019-04-27 | 6.8 | 11.2 | 0 | 2018-04-27 | 12.5 | 5.5 | 0 | 2017-04-27 | 25.2 | 0 | 7.2 | 2016-04-27 | 10.4 | 7.6 | 0 | 6.28 | 0.82
2025-04-27 | 18.3 | 0 | 0.3 | 2024-04-27 | 13.9 | 4.1 | 0 | 2023-04-27 | 11.2 | 6.8 | 0 | 2022-04-27 | 2.1 | 15.9 | 0 | 2021-04-27 | 11.6 | 6.4 | 0 | 2020-04-27 | 13.3 | 4.7 | 0 | 2019-04-27 | 6.5 | 11.5 | 0 | 2018-04-27 | 11.8 | 6.2 | 0 | 2017-04-27 | 20.7 | 0 | 2.7 | 2016-04-27 | 10.7 | 7.3 | 0 | 6.29 | 0.3
2025-04-27 | 17.2 | 0.8 | 0 | 2024-04-27 | 14 | 4 | 0 | 2023-04-27 | 10.4 | 7.6 | 0 | 2022-04-27 | 1.7 | 16.3 | 0 | 2021-04-27 | 10.4 | 7.6 | 0 | 2020-04-27 | 12.5 | 5.5 | 0 | 2019-04-27 | 6.2 | 11.8 | 0 | 2018-04-27 | 11.4 | 6.6 | 0 | 2017-04-27 | 17.7 | 0.3 | 0 | 2016-04-27 | 9.9 | 8.1 | 0 | 6.86 | 0
2025-04-27 | 14.6 | 3.4 | 0 | 2024-04-27 | 13.7 | 4.3 | 0 | 2023-04-27 | 8.9 | 9.1 | 0 | 2022-04-27 | 1.1 | 16.9 | 0 | 2021-04-27 | 9.4 | 8.6 | 0 | 2020-04-27 | 11.2 | 6.8 | 0 | 2019-04-27 | 6.1 | 11.9 | 0 | 2018-04-27 | 11.6 | 6.4 | 0 | 2017-04-27 | 17.3 | 0.7 | 0 | 2016-04-27 | 6.6 | 11.4 | 0 | 7.95 | 0
2025-04-27 | 12.6 | 5.4 | 0 | 2024-04-27 | 12.6 | 5.4 | 0 | 2023-04-27 | 7.6 | 10.4 | 0 | 2022-04-27 | 0.7 | 17.3 | 0 | 2021-04-27 | 9.4 | 8.6 | 0 | 2020-04-27 | 10.1 | 7.9 | 0 | 2019-04-27 | 5.7 | 12.3 | 0 | 2018-04-27 | 10.7 | 7.3 | 0 | 2017-04-27 | 16.9 | 1.1 | 0 | 2016-04-27 | 5.6 | 12.4 | 0 | 8.81 | 0
2025-04-27 | 11.3 | 6.7 | 0 | 2024-04-27 | 11.7 | 6.3 | 0 | 2023-04-27 | 7.5 | 10.5 | 0 | 2022-04-27 | 1 | 17 | 0 | 2021-04-27 | 8.7 | 9.3 | 0 | 2020-04-27 | 8.8 | 9.2 | 0 | 2019-04-27 | 4.4 | 13.6 | 0 | 2018-04-27 | 10 | 8 | 0 | 2017-04-27 | 16 | 2 | 0 | 2016-04-27 | 4.7 | 13.3 | 0 | 9.59 | 0
2025-04-27 | 10.8 | 7.2 | 0 | 2024-04-27 | 11.1 | 6.9 | 0 | 2023-04-27 | 6.9 | 11.1 | 0 | 2022-04-27 | 0.7 | 17.3 | 0 | 2021-04-27 | 8.2 | 9.8 | 0 | 2020-04-27 | 8.1 | 9.9 | 0 | 2019-04-27 | 4.1 | 13.9 | 0 | 2018-04-27 | 8.9 | 9.1 | 0 | 2017-04-27 | 16 | 2 | 0 | 2016-04-27 | 4 | 14 | 0 | 10.12 | 0
2025-04-27 | 8.4 | 9.6 | 0 | 2024-04-27 | 11.1 | 6.9 | 0 | 2023-04-27 | 7.3 | 10.7 | 0 | 2022-04-27 | 0.4 | 17.6 | 0 | 2021-04-27 | 8.9 | 9.1 | 0 | 2020-04-27 | 8.6 | 9.4 | 0 | 2019-04-27 | 3.5 | 14.5 | 0 | 2018-04-27 | 8.5 | 9.5 | 0 | 2017-04-27 | 15 | 3 | 0 | 2016-04-27 | 3.5 | 14.5 | 0 | 10.48 | 0
2025-04-28 | 7.4 | 10.6 | 0 | 2024-04-28 | 11.5 | 6.5 | 0 | 2023-04-28 | 7 | 11 | 0 | 2022-04-28 | -0.2 | 18.2 | 0 | 2021-04-28 | 9.5 | 8.5 | 0 | 2020-04-28 | 8.9 | 9.1 | 0 | 2019-04-28 | 3.8 | 14.2 | 0 | 2018-04-28 | 8.1 | 9.9 | 0 | 2017-04-28 | 12.9 | 5.1 | 0 | 2016-04-28 | 2.7 | 15.3 | 0 | 10.84 | 0
2025-04-28 | 6.1 | 11.9 | 0 | 2024-04-28 | 11.1 | 6.9 | 0 | 2023-04-28 | 7.3 | 10.7 | 0 | 2022-04-28 | -1.2 | 19.2 | 0 | 2021-04-28 | 9.4 | 8.6 | 0 | 2020-04-28 | 8.2 | 9.8 | 0 | 2019-04-28 | 3.5 | 14.5 | 0 | 2018-04-28 | 8 | 10 | 0 | 2017-04-28 | 11.8 | 6.2 | 0 | 2016-04-28 | 2.4 | 15.6 | 0 | 11.34 | 0
2025-04-28 | 5.2 | 12.8 | 0 | 2024-04-28 | 11.7 | 6.3 | 0 | 2023-04-28 | 7.9 | 10.1 | 0 | 2022-04-28 | -1.8 | 19.8 | 0 | 2021-04-28 | 9.3 | 8.7 | 0 | 2020-04-28 | 8.2 | 9.8 | 0 | 2019-04-28 | 3.3 | 14.7 | 0 | 2018-04-28 | 7.1 | 10.9 | 0 | 2017-04-28 | 11.3 | 6.7 | 0 | 2016-04-28 | 1.6 | 16.4 | 0 | 11.62 | 0
2025-04-28 | 5.8 | 12.2 | 0 | 2024-04-28 | 12.1 | 5.9 | 0 | 2023-04-28 | 7.8 | 10.2 | 0 | 2022-04-28 | -1.5 | 19.5 | 0 | 2021-04-28 | 9.3 | 8.7 | 0 | 2020-04-28 | 8.1 | 9.9 | 0 | 2019-04-28 | 3.1 | 14.9 | 0 | 2018-04-28 | 6.6 | 11.4 | 0 | 2017-04-28 | 10.5 | 7.5 | 0 | 2016-04-28 | 1.4 | 16.6 | 0 | 11.68 | 0
2025-04-28 | 5.6 | 12.4 | 0 | 2024-04-28 | 12.6 | 5.4 | 0 | 2023-04-28 | 6.9 | 11.1 | 0 | 2022-04-28 | -1.5 | 19.5 | 0 | 2021-04-28 | 9.2 | 8.8 | 0 | 2020-04-28 | 8.2 | 9.8 | 0 | 2019-04-28 | 2.8 | 15.2 | 0 | 2018-04-28 | 6.5 | 11.5 | 0 | 2017-04-28 | 9.8 | 8.2 | 0 | 2016-04-28 | 1 | 17 | 0 | 11.89 | 0
2025-04-28 | 5.3 | 12.7 | 0 | 2024-04-28 | 15.5 | 2.5 | 0 | 2023-04-28 | 7 | 11 | 0 | 2022-04-28 | -1.3 | 19.3 | 0 | 2021-04-28 | 8.6 | 9.4 | 0 | 2020-04-28 | 7.9 | 10.1 | 0 | 2019-04-28 | 2.6 | 15.4 | 0 | 2018-04-28 | 6.3 | 11.7 | 0 | 2017-04-28 | 8.6 | 9.4 | 0 | 2016-04-28 | 0.5 | 17.5 | 0 | 11.9 | 0
2025-04-28 | 6.5 | 11.5 | 0 | 2024-04-28 | 16.4 | 1.6 | 0 | 2023-04-28 | 7.4 | 10.6 | 0 | 2022-04-28 | -0.1 | 18.1 | 0 | 2021-04-28 | 9.2 | 8.8 | 0 | 2020-04-28 | 8.2 | 9.8 | 0 | 2019-04-28 | 2.6 | 15.4 | 0 | 2018-04-28 | 6.5 | 11.5 | 0 | 2017-04-28 | 9.2 | 8.8 | 0 | 2016-04-28 | 1.2 | 16.8 | 0 | 11.29 | 0
2025-04-28 | 10.4 | 7.6 | 0 | 2024-04-28 | 18.4 | 0 | 0.4 | 2023-04-28 | 8.8 | 9.2 | 0 | 2022-04-28 | 1.4 | 16.6 | 0 | 2021-04-28 | 10.2 | 7.8 | 0 | 2020-04-28 | 7.8 | 10.2 | 0 | 2019-04-28 | 2.7 | 15.3 | 0 | 2018-04-28 | 6.6 | 11.4 | 0 | 2017-04-28 | 11 | 7 | 0 | 2016-04-28 | 3 | 15 | 0 | 10.01 | 0.04
2025-04-28 | 14.1 | 3.9 | 0 | 2024-04-28 | 18.5 | 0 | 0.5 | 2023-04-28 | 10.3 | 7.7 | 0 | 2022-04-28 | 3.2 | 14.8 | 0 | 2021-04-28 | 10.7 | 7.3 | 0 | 2020-04-28 | 7.7 | 10.3 | 0 | 2019-04-28 | 4 | 14 | 0 | 2018-04-28 | 6.4 | 11.6 | 0 | 2017-04-28 | 11.8 | 6.2 | 0 | 2016-04-28 | 5.6 | 12.4 | 0 | 8.82 | 0.05
2025-04-28 | 16.7 | 1.3 | 0 | 2024-04-28 | 19.3 | 0 | 1.3 | 2023-04-28 | 10.7 | 7.3 | 0 | 2022-04-28 | 4.5 | 13.5 | 0 | 2021-04-28 | 11.1 | 6.9 | 0 | 2020-04-28 | 8.4 | 9.6 | 0 | 2019-04-28 | 5.5 | 12.5 | 0 | 2018-04-28 | 4.8 | 13.2 | 0 | 2017-04-28 | 13 | 5 | 0 | 2016-04-28 | 7.6 | 10.4 | 0 | 7.97 | 0.13
2025-04-28 | 19.3 | 0 | 1.3 | 2024-04-28 | 19.2 | 0 | 1.2 | 2023-04-28 | 12 | 6 | 0 | 2022-04-28 | 5.4 | 12.6 | 0 | 2021-04-28 | 11.7 | 6.3 | 0 | 2020-04-28 | 9.5 | 8.5 | 0 | 2019-04-28 | 6.7 | 11.3 | 0 | 2018-04-28 | 5 | 13 | 0 | 2017-04-28 | 13.7 | 4.3 | 0 | 2016-04-28 | 7.5 | 10.5 | 0 | 7.25 | 0.25
2025-04-28 | 18.6 | 0 | 0.6 | 2024-04-28 | 18.8 | 0 | 0.8 | 2023-04-28 | 11.5 | 6.5 | 0 | 2022-04-28 | 7 | 11 | 0 | 2021-04-28 | 10.1 | 7.9 | 0 | 2020-04-28 | 10.1 | 7.9 | 0 | 2019-04-28 | 7.8 | 10.2 | 0 | 2018-04-28 | 4.7 | 13.3 | 0 | 2017-04-28 | 14.6 | 3.4 | 0 | 2016-04-28 | 6.6 | 11.4 | 0 | 7.16 | 0.14
2025-04-28 | 19.6 | 0 | 1.6 | 2024-04-28 | 18.2 | 0 | 0.2 | 2023-04-28 | 11.5 | 6.5 | 0 | 2022-04-28 | 7.6 | 10.4 | 0 | 2021-04-28 | 10.2 | 7.8 | 0 | 2020-04-28 | 11.7 | 6.3 | 0 | 2019-04-28 | 8.5 | 9.5 | 0 | 2018-04-28 | 5 | 13 | 0 | 2017-04-28 | 15.3 | 2.7 | 0 | 2016-04-28 | 6.9 | 11.1 | 0 | 6.73 | 0.18
2025-04-28 | 20 | 0 | 2 | 2024-04-28 | 19.5 | 0 | 1.5 | 2023-04-28 | 12 | 6 | 0 | 2022-04-28 | 9.3 | 8.7 | 0 | 2021-04-28 | 10.5 | 7.5 | 0 | 2020-04-28 | 11.5 | 6.5 | 0 | 2019-04-28 | 9.9 | 8.1 | 0 | 2018-04-28 | 6.5 | 11.5 | 0 | 2017-04-28 | 16.9 | 1.1 | 0 | 2016-04-28 | 7.6 | 10.4 | 0 | 5.98 | 0.35
2025-04-28 | 19.6 | 0 | 1.6 | 2024-04-28 | 20.6 | 0 | 2.6 | 2023-04-28 | 12.4 | 5.6 | 0 | 2022-04-28 | 9.6 | 8.4 | 0 | 2021-04-28 | 13.1 | 4.9 | 0 | 2020-04-28 | 12.9 | 5.1 | 0 | 2019-04-28 | 10.1 | 7.9 | 0 | 2018-04-28 | 6.5 | 11.5 | 0 | 2017-04-28 | 17.6 | 0.4 | 0 | 2016-04-28 | 7.3 | 10.7 | 0 | 5.45 | 0.42
2025-04-28 | 20.3 | 0 | 2.3 | 2024-04-28 | 21.6 | 0 | 3.6 | 2023-04-28 | 10.8 | 7.2 | 0 | 2022-04-28 | 9.9 | 8.1 | 0 | 2021-04-28 | 14.8 | 3.2 | 0 | 2020-04-28 | 12.9 | 5.1 | 0 | 2019-04-28 | 9.8 | 8.2 | 0 | 2018-04-28 | 6.1 | 11.9 | 0 | 2017-04-28 | 18.1 | 0 | 0.1 | 2016-04-28 | 8.6 | 9.4 | 0 | 5.31 | 0.6
2025-04-28 | 19.5 | 0 | 1.5 | 2024-04-28 | 16.6 | 1.4 | 0 | 2023-04-28 | 10.4 | 7.6 | 0 | 2022-04-28 | 9.8 | 8.2 | 0 | 2021-04-28 | 16.1 | 1.9 | 0 | 2020-04-28 | 13.2 | 4.8 | 0 | 2019-04-28 | 9.4 | 8.6 | 0 | 2018-04-28 | 5 | 13 | 0 | 2017-04-28 | 17.8 | 0.2 | 0 | 2016-04-28 | 7.8 | 10.2 | 0 | 5.59 | 0.15
2025-04-28 | 18.2 | 0 | 0.2 | 2024-04-28 | 15.8 | 2.2 | 0 | 2023-04-28 | 11.2 | 6.8 | 0 | 2022-04-28 | 9 | 9 | 0 | 2021-04-28 | 17 | 1 | 0 | 2020-04-28 | 11.2 | 6.8 | 0 | 2019-04-28 | 8.3 | 9.7 | 0 | 2018-04-28 | 3.7 | 14.3 | 0 | 2017-04-28 | 17.1 | 0.9 | 0 | 2016-04-28 | 7.6 | 10.4 | 0 | 6.11 | 0.02
2025-04-28 | 15.3 | 2.7 | 0 | 2024-04-28 | 15.1 | 2.9 | 0 | 2023-04-28 | 10.4 | 7.6 | 0 | 2022-04-28 | 7.7 | 10.3 | 0 | 2021-04-28 | 16.7 | 1.3 | 0 | 2020-04-28 | 10.3 | 7.7 | 0 | 2019-04-28 | 7.9 | 10.1 | 0 | 2018-04-28 | 2.8 | 15.2 | 0 | 2017-04-28 | 16.9 | 1.1 | 0 | 2016-04-28 | 7.1 | 10.9 | 0 | 6.98 | 0
2025-04-28 | 13.2 | 4.8 | 0 | 2024-04-28 | 14.7 | 3.3 | 0 | 2023-04-28 | 10.1 | 7.9 | 0 | 2022-04-28 | 6.4 | 11.6 | 0 | 2021-04-28 | 15 | 3 | 0 | 2020-04-28 | 9.1 | 8.9 | 0 | 2019-04-28 | 6.3 | 11.7 | 0 | 2018-04-28 | 1.8 | 16.2 | 0 | 2017-04-28 | 16.5 | 1.5 | 0 | 2016-04-28 | 6.6 | 11.4 | 0 | 8.03 | 0
2025-04-28 | 12.6 | 5.4 | 0 | 2024-04-28 | 13.2 | 4.8 | 0 | 2023-04-28 | 10 | 8 | 0 | 2022-04-28 | 5.3 | 12.7 | 0 | 2021-04-28 | 9.6 | 8.4 | 0 | 2020-04-28 | 9 | 9 | 0 | 2019-04-28 | 4.9 | 13.1 | 0 | 2018-04-28 | 1.4 | 16.6 | 0 | 2017-04-28 | 16 | 2 | 0 | 2016-04-28 | 6.6 | 11.4 | 0 | 9.14 | 0
2025-04-28 | 12.6 | 5.4 | 0 | 2024-04-28 | 12.3 | 5.7 | 0 | 2023-04-28 | 9.3 | 8.7 | 0 | 2022-04-28 | 4 | 14 | 0 | 2021-04-28 | 10.1 | 7.9 | 0 | 2020-04-28 | 9.2 | 8.8 | 0 | 2019-04-28 | 4 | 14 | 0 | 2018-04-28 | 1.4 | 16.6 | 0 | 2017-04-28 | 15.1 | 2.9 | 0 | 2016-04-28 | 6.7 | 11.3 | 0 | 9.53 | 0
2025-04-28 | 11.7 | 6.3 | 0 | 2024-04-28 | 12.6 | 5.4 | 0 | 2023-04-28 | 8.9 | 9.1 | 0 | 2022-04-28 | 3.5 | 14.5 | 0 | 2021-04-28 | 9 | 9 | 0 | 2020-04-28 | 8.6 | 9.4 | 0 | 2019-04-28 | 3.3 | 14.7 | 0 | 2018-04-28 | 1.1 | 16.9 | 0 | 2017-04-28 | 15.1 | 2.9 | 0 | 2016-04-28 | 6.2 | 11.8 | 0 | 10 | 0
2025-04-28 | 11 | 7 | 0 | 2024-04-28 | 12 | 6 | 0 | 2023-04-28 | 8.3 | 9.7 | 0 | 2022-04-28 | 2.2 | 15.8 | 0 | 2021-04-28 | 9 | 9 | 0 | 2020-04-28 | 8.5 | 9.5 | 0 | 2019-04-28 | 2.8 | 15.2 | 0 | 2018-04-28 | 0.8 | 17.2 | 0 | 2017-04-28 | 14.5 | 3.5 | 0 | 2016-04-28 | 6.2 | 11.8 | 0 | 10.47 | 0
2025-04-29 | 9.9 | 8.1 | 0 | 2024-04-29 | 11.9 | 6.1 | 0 | 2023-04-29 | 8 | 10 | 0 | 2022-04-29 | 2.1 | 15.9 | 0 | 2021-04-29 | 9.2 | 8.8 | 0 | 2020-04-29 | 8.9 | 9.1 | 0 | 2019-04-29 | 2 | 16 | 0 | 2018-04-29 | 0.8 | 17.2 | 0 | 2017-04-29 | 13.8 | 4.2 | 0 | 2016-04-29 | 6.1 | 11.9 | 0 | 10.73 | 0
2025-04-29 | 10.1 | 7.9 | 0 | 2024-04-29 | 12 | 6 | 0 | 2023-04-29 | 7.7 | 10.3 | 0 | 2022-04-29 | 1.5 | 16.5 | 0 | 2021-04-29 | 9 | 9 | 0 | 2020-04-29 | 9.3 | 8.7 | 0 | 2019-04-29 | 1.8 | 16.2 | 0 | 2018-04-29 | 0.8 | 17.2 | 0 | 2017-04-29 | 13.6 | 4.4 | 0 | 2016-04-29 | 5.9 | 12.1 | 0 | 10.83 | 0
2025-04-29 | 9.4 | 8.6 | 0 | 2024-04-29 | 12.2 | 5.8 | 0 | 2023-04-29 | 7.3 | 10.7 | 0 | 2022-04-29 | 1.2 | 16.8 | 0 | 2021-04-29 | 8.8 | 9.2 | 0 | 2020-04-29 | 9.2 | 8.8 | 0 | 2019-04-29 | 0.8 | 17.2 | 0 | 2018-04-29 | 0.8 | 17.2 | 0 | 2017-04-29 | 12.6 | 5.4 | 0 | 2016-04-29 | 5.8 | 12.2 | 0 | 11.19 | 0
2025-04-29 | 9.4 | 8.6 | 0 | 2024-04-29 | 12.1 | 5.9 | 0 | 2023-04-29 | 6.9 | 11.1 | 0 | 2022-04-29 | 0.6 | 17.4 | 0 | 2021-04-29 | 8.8 | 9.2 | 0 | 2020-04-29 | 8.7 | 9.3 | 0 | 2019-04-29 | 0.9 | 17.1 | 0 | 2018-04-29 | 0.8 | 17.2 | 0 | 2017-04-29 | 12.3 | 5.7 | 0 | 2016-04-29 | 5.6 | 12.4 | 0 | 11.39 | 0
2025-04-29 | 8.9 | 9.1 | 0 | 2024-04-29 | 11.9 | 6.1 | 0 | 2023-04-29 | 6.7 | 11.3 | 0 | 2022-04-29 | 0.1 | 17.9 | 0 | 2021-04-29 | 8.8 | 9.2 | 0 | 2020-04-29 | 8.2 | 9.8 | 0 | 2019-04-29 | 0 | 18 | 0 | 2018-04-29 | 0.6 | 17.4 | 0 | 2017-04-29 | 7.2 | 10.8 | 0 | 2016-04-29 | 5.2 | 12.8 | 0 | 12.24 | 0
2025-04-29 | 9.2 | 8.8 | 0 | 2024-04-29 | 10.8 | 7.2 | 0 | 2023-04-29 | 6.5 | 11.5 | 0 | 2022-04-29 | 0 | 18 | 0 | 2021-04-29 | 8.6 | 9.4 | 0 | 2020-04-29 | 8.1 | 9.9 | 0 | 2019-04-29 | 0.1 | 17.9 | 0 | 2018-04-29 | 0 | 18 | 0 | 2017-04-29 | 6.6 | 11.4 | 0 | 2016-04-29 | 5.3 | 12.7 | 0 | 12.48 | 0
2025-04-29 | 16.2 | 1.8 | 0 | 2024-04-29 | 10.3 | 7.7 | 0 | 2023-04-29 | 6.5 | 11.5 | 0 | 2022-04-29 | 0.6 | 17.4 | 0 | 2021-04-29 | 8.5 | 9.5 | 0 | 2020-04-29 | 8 | 10 | 0 | 2019-04-29 | 1.2 | 16.8 | 0 | 2018-04-29 | 0.8 | 17.2 | 0 | 2017-04-29 | 6.5 | 11.5 | 0 | 2016-04-29 | 5.3 | 12.7 | 0 | 11.61 | 0
2025-04-29 | 17.6 | 0.4 | 0 | 2024-04-29 | 10.2 | 7.8 | 0 | 2023-04-29 | 6.4 | 11.6 | 0 | 2022-04-29 | 3 | 15 | 0 | 2021-04-29 | 8.5 | 9.5 | 0 | 2020-04-29 | 8.7 | 9.3 | 0 | 2019-04-29 | 3.5 | 14.5 | 0 | 2018-04-29 | 2.1 | 15.9 | 0 | 2017-04-29 | 6.4 | 11.6 | 0 | 2016-04-29 | 5.9 | 12.1 | 0 | 10.77 | 0
2025-04-29 | 19.7 | 0 | 1.7 | 2024-04-29 | 10.3 | 7.7 | 0 | 2023-04-29 | 6.5 | 11.5 | 0 | 2022-04-29 | 5.2 | 12.8 | 0 | 2021-04-29 | 8.5 | 9.5 | 0 | 2020-04-29 | 8.5 | 9.5 | 0 | 2019-04-29 | 4.8 | 13.2 | 0 | 2018-04-29 | 3.5 | 14.5 | 0 | 2017-04-29 | 7 | 11 | 0 | 2016-04-29 | 6.8 | 11.2 | 0 | 10.09 | 0.17
2025-04-29 | 21 | 0 | 3 | 2024-04-29 | 9.6 | 8.4 | 0 | 2023-04-29 | 7 | 11 | 0 | 2022-04-29 | 7.8 | 10.2 | 0 | 2021-04-29 | 8.7 | 9.3 | 0 | 2020-04-29 | 8.8 | 9.2 | 0 | 2019-04-29 | 5.6 | 12.4 | 0 | 2018-04-29 | 4.5 | 13.5 | 0 | 2017-04-29 | 7.8 | 10.2 | 0 | 2016-04-29 | 7.4 | 10.6 | 0 | 9.48 | 0.3
2025-04-29 | 24.5 | 0 | 6.5 | 2024-04-29 | 9.7 | 8.3 | 0 | 2023-04-29 | 7.2 | 10.8 | 0 | 2022-04-29 | 9.3 | 8.7 | 0 | 2021-04-29 | 8.1 | 9.9 | 0 | 2020-04-29 | 8.6 | 9.4 | 0 | 2019-04-29 | 5.7 | 12.3 | 0 | 2018-04-29 | 6.5 | 11.5 | 0 | 2017-04-29 | 8.5 | 9.5 | 0 | 2016-04-29 | 8 | 10 | 0 | 9.04 | 0.65
2025-04-29 | 24.4 | 0 | 6.4 | 2024-04-29 | 9.6 | 8.4 | 0 | 2023-04-29 | 8.1 | 9.9 | 0 | 2022-04-29 | 10.1 | 7.9 | 0 | 2021-04-29 | 8.4 | 9.6 | 0 | 2020-04-29 | 9.9 | 8.1 | 0 | 2019-04-29 | 6.5 | 11.5 | 0 | 2018-04-29 | 7.5 | 10.5 | 0 | 2017-04-29 | 11.1 | 6.9 | 0 | 2016-04-29 | 8.6 | 9.4 | 0 | 8.22 | 0.64
2025-04-29 | 25.4 | 0 | 7.4 | 2024-04-29 | 9.3 | 8.7 | 0 | 2023-04-29 | 8.1 | 9.9 | 0 | 2022-04-29 | 10.8 | 7.2 | 0 | 2021-04-29 | 9.5 | 8.5 | 0 | 2020-04-29 | 10.9 | 7.1 | 0 | 2019-04-29 | 6.9 | 11.1 | 0 | 2018-04-29 | 9.2 | 8.8 | 0 | 2017-04-29 | 12.4 | 5.6 | 0 | 2016-04-29 | 10.2 | 7.8 | 0 | 7.47 | 0.74
2025-04-29 | 26.3 | 0 | 8.3 | 2024-04-29 | 9.5 | 8.5 | 0 | 2023-04-29 | 7.7 | 10.3 | 0 | 2022-04-29 | 12.1 | 5.9 | 0 | 2021-04-29 | 9.9 | 8.1 | 0 | 2020-04-29 | 10.9 | 7.1 | 0 | 2019-04-29 | 6.9 | 11.1 | 0 | 2018-04-29 | 10.3 | 7.7 | 0 | 2017-04-29 | 13.7 | 4.3 | 0 | 2016-04-29 | 8.7 | 9.3 | 0 | 7.23 | 0.83
2025-04-29 | 26.3 | 0 | 8.3 | 2024-04-29 | 9.7 | 8.3 | 0 | 2023-04-29 | 8.7 | 9.3 | 0 | 2022-04-29 | 12.9 | 5.1 | 0 | 2021-04-29 | 10.1 | 7.9 | 0 | 2020-04-29 | 12.2 | 5.8 | 0 | 2019-04-29 | 6.6 | 11.4 | 0 | 2018-04-29 | 11.1 | 6.9 | 0 | 2017-04-29 | 13.8 | 4.2 | 0 | 2016-04-29 | 9.1 | 8.9 | 0 | 6.78 | 0.83
2025-04-29 | 26.3 | 0 | 8.3 | 2024-04-29 | 9.1 | 8.9 | 0 | 2023-04-29 | 9.6 | 8.4 | 0 | 2022-04-29 | 13.9 | 4.1 | 0 | 2021-04-29 | 10.3 | 7.7 | 0 | 2020-04-29 | 12.8 | 5.2 | 0 | 2019-04-29 | 5.9 | 12.1 | 0 | 2018-04-29 | 11.5 | 6.5 | 0 | 2017-04-29 | 13.7 | 4.3 | 0 | 2016-04-29 | 8 | 10 | 0 | 6.72 | 0.83
2025-04-29 | 26.2 | 0 | 8.2 | 2024-04-29 | 9.8 | 8.2 | 0 | 2023-04-29 | 10 | 8 | 0 | 2022-04-29 | 14.1 | 3.9 | 0 | 2021-04-29 | 10.5 | 7.5 | 0 | 2020-04-29 | 12.2 | 5.8 | 0 | 2019-04-29 | 3.6 | 14.4 | 0 | 2018-04-29 | 10.4 | 7.6 | 0 | 2017-04-29 | 11.8 | 6.2 | 0 | 2016-04-29 | 9.9 | 8.1 | 0 | 6.97 | 0.82
2025-04-29 | 17.3 | 0.7 | 0 | 2024-04-29 | 9.9 | 8.1 | 0 | 2023-04-29 | 10.2 | 7.8 | 0 | 2022-04-29 | 14.8 | 3.2 | 0 | 2021-04-29 | 10.7 | 7.3 | 0 | 2020-04-29 | 12.9 | 5.1 | 0 | 2019-04-29 | 3.8 | 14.2 | 0 | 2018-04-29 | 10.4 | 7.6 | 0 | 2017-04-29 | 11.1 | 6.9 | 0 | 2016-04-29 | 9.5 | 8.5 | 0 | 6.94 | 0
2025-04-29 | 20.4 | 0 | 2.4 | 2024-04-29 | 10 | 8 | 0 | 2023-04-29 | 9.5 | 8.5 | 0 | 2022-04-29 | 14.4 | 3.6 | 0 | 2021-04-29 | 10.7 | 7.3 | 0 | 2020-04-29 | 13.2 | 4.8 | 0 | 2019-04-29 | 3.9 | 14.1 | 0 | 2018-04-29 | 9.1 | 8.9 | 0 | 2017-04-29 | 9.8 | 8.2 | 0 | 2016-04-29 | 8.6 | 9.4 | 0 | 7.28 | 0.24
2025-04-29 | 14.1 | 3.9 | 0 | 2024-04-29 | 10 | 8 | 0 | 2023-04-29 | 9 | 9 | 0 | 2022-04-29 | 12.2 | 5.8 | 0 | 2021-04-29 | 10.4 | 7.6 | 0 | 2020-04-29 | 13.8 | 4.2 | 0 | 2019-04-29 | 3.1 | 14.9 | 0 | 2018-04-29 | 7.7 | 10.3 | 0 | 2017-04-29 | 8.8 | 9.2 | 0 | 2016-04-29 | 8.6 | 9.4 | 0 | 8.23 | 0
2025-04-29 | 11.1 | 6.9 | 0 | 2024-04-29 | 10.9 | 7.1 | 0 | 2023-04-29 | 8.9 | 9.1 | 0 | 2022-04-29 | 10.2 | 7.8 | 0 | 2021-04-29 | 10.4 | 7.6 | 0 | 2020-04-29 | 13.4 | 4.6 | 0 | 2019-04-29 | 2.9 | 15.1 | 0 | 2018-04-29 | 6.7 | 11.3 | 0 | 2017-04-29 | 8.1 | 9.9 | 0 | 2016-04-29 | 8.4 | 9.6 | 0 | 8.9 | 0
2025-04-29 | 8 | 10 | 0 | 2024-04-29 | 10.9 | 7.1 | 0 | 2023-04-29 | 8.7 | 9.3 | 0 | 2022-04-29 | 8.5 | 9.5 | 0 | 2021-04-29 | 10.8 | 7.2 | 0 | 2020-04-29 | 14 | 4 | 0 | 2019-04-29 | 3 | 15 | 0 | 2018-04-29 | 5.1 | 12.9 | 0 | 2017-04-29 | 7.9 | 10.1 | 0 | 2016-04-29 | 6.9 | 11.1 | 0 | 9.62 | 0
2025-04-29 | 6.2 | 11.8 | 0 | 2024-04-29 | 10.9 | 7.1 | 0 | 2023-04-29 | 8.6 | 9.4 | 0 | 2022-04-29 | 7.1 | 10.9 | 0 | 2021-04-29 | 10.3 | 7.7 | 0 | 2020-04-29 | 12.8 | 5.2 | 0 | 2019-04-29 | 3.3 | 14.7 | 0 | 2018-04-29 | 4.8 | 13.2 | 0 | 2017-04-29 | 7.5 | 10.5 | 0 | 2016-04-29 | 6.8 | 11.2 | 0 | 10.17 | 0
2025-04-29 | 5.4 | 12.6 | 0 | 2024-04-29 | 9.8 | 8.2 | 0 | 2023-04-29 | 8.3 | 9.7 | 0 | 2022-04-29 | 6.2 | 11.8 | 0 | 2021-04-29 | 8.8 | 9.2 | 0 | 2020-04-29 | 12.3 | 5.7 | 0 | 2019-04-29 | 3.5 | 14.5 | 0 | 2018-04-29 | 4.5 | 13.5 | 0 | 2017-04-29 | 7.7 | 10.3 | 0 | 2016-04-29 | 5.4 | 12.6 | 0 | 10.81 | 0
2025-04-30 | 5.3 | 12.7 | 0 | 2024-04-30 | 10.3 | 7.7 | 0 | 2023-04-30 | 7.9 | 10.1 | 0 | 2022-04-30 | 5.3 | 12.7 | 0 | 2021-04-30 | 8.6 | 9.4 | 0 | 2020-04-30 | 11.6 | 6.4 | 0 | 2019-04-30 | 3.5 | 14.5 | 0 | 2018-04-30 | 3.5 | 14.5 | 0 | 2017-04-30 | 7.7 | 10.3 | 0 | 2016-04-30 | 6.2 | 11.8 | 0 | 11.01 | 0
2025-04-30 | 4.8 | 13.2 | 0 | 2024-04-30 | 10 | 8 | 0 | 2023-04-30 | 8.7 | 9.3 | 0 | 2022-04-30 | 4.8 | 13.2 | 0 | 2021-04-30 | 8.1 | 9.9 | 0 | 2020-04-30 | 10.5 | 7.5 | 0 | 2019-04-30 | 3.6 | 14.4 | 0 | 2018-04-30 | 2.5 | 15.5 | 0 | 2017-04-30 | 7.4 | 10.6 | 0 | 2016-04-30 | 4.6 | 13.4 | 0 | 11.5 | 0
2025-04-30 | 3.5 | 14.5 | 0 | 2024-04-30 | 10.2 | 7.8 | 0 | 2023-04-30 | 8.9 | 9.1 | 0 | 2022-04-30 | 4.3 | 13.7 | 0 | 2021-04-30 | 7.8 | 10.2 | 0 | 2020-04-30 | 10.4 | 7.6 | 0 | 2019-04-30 | 3.2 | 14.8 | 0 | 2018-04-30 | 2.1 | 15.9 | 0 | 2017-04-30 | 7.4 | 10.6 | 0 | 2016-04-30 | 4.3 | 13.7 | 0 | 11.79 | 0
2025-04-30 | 2.6 | 15.4 | 0 | 2024-04-30 | 10.1 | 7.9 | 0 | 2023-04-30 | 8.5 | 9.5 | 0 | 2022-04-30 | 3.2 | 14.8 | 0 | 2021-04-30 | 8.6 | 9.4 | 0 | 2020-04-30 | 10.1 | 7.9 | 0 | 2019-04-30 | 3.2 | 14.8 | 0 | 2018-04-30 | 2.3 | 15.7 | 0 | 2017-04-30 | 7.3 | 10.7 | 0 | 2016-04-30 | 3.3 | 14.7 | 0 | 12.08 | 0
2025-04-30 | 2.1 | 15.9 | 0 | 2024-04-30 | 10.2 | 7.8 | 0 | 2023-04-30 | 8.5 | 9.5 | 0 | 2022-04-30 | 2 | 16 | 0 | 2021-04-30 | 7.7 | 10.3 | 0 | 2020-04-30 | 9.7 | 8.3 | 0 | 2019-04-30 | 3.3 | 14.7 | 0 | 2018-04-30 | 1.8 | 16.2 | 0 | 2017-04-30 | 6.4 | 11.6 | 0 | 2016-04-30 | 3.3 | 14.7 | 0 | 12.5 | 0
2025-04-30 | 2.4 | 15.6 | 0 | 2024-04-30 | 9.8 | 8.2 | 0 | 2023-04-30 | 8.2 | 9.8 | 0 | 2022-04-30 | 1.9 | 16.1 | 0 | 2021-04-30 | 7 | 11 | 0 | 2020-04-30 | 9.4 | 8.6 | 0 | 2019-04-30 | 3.4 | 14.6 | 0 | 2018-04-30 | 1.3 | 16.7 | 0 | 2017-04-30 | 5.1 | 12.9 | 0 | 2016-04-30 | 3.2 | 14.8 | 0 | 12.83 | 0
2025-04-30 | 2.3 | 15.7 | 0 | 2024-04-30 | 9.1 | 8.9 | 0 | 2023-04-30 | 8.5 | 9.5 | 0 | 2022-04-30 | 2.8 | 15.2 | 0 | 2021-04-30 | 6.5 | 11.5 | 0 | 2020-04-30 | 10.2 | 7.8 | 0 | 2019-04-30 | 3.6 | 14.4 | 0 | 2018-04-30 | 3.3 | 14.7 | 0 | 2017-04-30 | 3.7 | 14.3 | 0 | 2016-04-30 | 3.4 | 14.6 | 0 | 12.66 | 0
2025-04-30 | 2.7 | 15.3 | 0 | 2024-04-30 | 9.7 | 8.3 | 0 | 2023-04-30 | 9.5 | 8.5 | 0 | 2022-04-30 | 5.8 | 12.2 | 0 | 2021-04-30 | 6.7 | 11.3 | 0 | 2020-04-30 | 9.9 | 8.1 | 0 | 2019-04-30 | 4.1 | 13.9 | 0 | 2018-04-30 | 7.3 | 10.7 | 0 | 2017-04-30 | 4 | 14 | 0 | 2016-04-30 | 6.4 | 11.6 | 0 | 11.39 | 0
2025-04-30 | 3.1 | 14.9 | 0 | 2024-04-30 | 10.1 | 7.9 | 0 | 2023-04-30 | 10 | 8 | 0 | 2022-04-30 | 9.3 | 8.7 | 0 | 2021-04-30 | 7.5 | 10.5 | 0 | 2020-04-30 | 10.7 | 7.3 | 0 | 2019-04-30 | 4.7 | 13.3 | 0 | 2018-04-30 | 10.5 | 7.5 | 0 | 2017-04-30 | 4.2 | 13.8 | 0 | 2016-04-30 | 9.9 | 8.1 | 0 | 10 | 0
2025-04-30 | 4.8 | 13.2 | 0 | 2024-04-30 | 11 | 7 | 0 | 2023-04-30 | 10.5 | 7.5 | 0 | 2022-04-30 | 11.2 | 6.8 | 0 | 2021-04-30 | 7.8 | 10.2 | 0 | 2020-04-30 | 10.8 | 7.2 | 0 | 2019-04-30 | 5.1 | 12.9 | 0 | 2018-04-30 | 12.1 | 5.9 | 0 | 2017-04-30 | 4.4 | 13.6 | 0 | 2016-04-30 | 11.4 | 6.6 | 0 | 9.09 | 0
2025-04-30 | 5.8 | 12.2 | 0 | 2024-04-30 | 11.5 | 6.5 | 0 | 2023-04-30 | 10.1 | 7.9 | 0 | 2022-04-30 | 11.4 | 6.6 | 0 | 2021-04-30 | 7.1 | 10.9 | 0 | 2020-04-30 | 11.2 | 6.8 | 0 | 2019-04-30 | 6 | 12 | 0 | 2018-04-30 | 13.6 | 4.4 | 0 | 2017-04-30 | 4.4 | 13.6 | 0 | 2016-04-30 | 12.2 | 5.8 | 0 | 8.67 | 0
2025-04-30 | 7.6 | 10.4 | 0 | 2024-04-30 | 10.2 | 7.8 | 0 | 2023-04-30 | 9.9 | 8.1 | 0 | 2022-04-30 | 11.5 | 6.5 | 0 | 2021-04-30 | 7.4 | 10.6 | 0 | 2020-04-30 | 11.5 | 6.5 | 0 | 2019-04-30 | 6.5 | 11.5 | 0 | 2018-04-30 | 15 | 3 | 0 | 2017-04-30 | 4.7 | 13.3 | 0 | 2016-04-30 | 12.6 | 5.4 | 0 | 8.31 | 0
2025-04-30 | 8.7 | 9.3 | 0 | 2024-04-30 | 11.1 | 6.9 | 0 | 2023-04-30 | 10.1 | 7.9 | 0 | 2022-04-30 | 11.3 | 6.7 | 0 | 2021-04-30 | 8.3 | 9.7 | 0 | 2020-04-30 | 11.4 | 6.6 | 0 | 2019-04-30 | 7 | 11 | 0 | 2018-04-30 | 16.8 | 1.2 | 0 | 2017-04-30 | 5.4 | 12.6 | 0 | 2016-04-30 | 13 | 5 | 0 | 7.69 | 0
2025-04-30 | 10.1 | 7.9 | 0 | 2024-04-30 | 12.6 | 5.4 | 0 | 2023-04-30 | 10.2 | 7.8 | 0 | 2022-04-30 | 12.1 | 5.9 | 0 | 2021-04-30 | 7.8 | 10.2 | 0 | 2020-04-30 | 11.8 | 6.2 | 0 | 2019-04-30 | 7.5 | 10.5 | 0 | 2018-04-30 | 17.6 | 0.4 | 0 | 2017-04-30 | 5.9 | 12.1 | 0 | 2016-04-30 | 13.2 | 4.8 | 0 | 7.12 | 0
2025-04-30 | 10.2 | 7.8 | 0 | 2024-04-30 | 13.2 | 4.8 | 0 | 2023-04-30 | 10.5 | 7.5 | 0 | 2022-04-30 | 12.3 | 5.7 | 0 | 2021-04-30 | 7.4 | 10.6 | 0 | 2020-04-30 | 11.8 | 6.2 | 0 | 2019-04-30 | 8.3 | 9.7 | 0 | 2018-04-30 | 18.4 | 0 | 0.4 | 2017-04-30 | 5.8 | 12.2 | 0 | 2016-04-30 | 13.5 | 4.5 | 0 | 6.9 | 0.04
2025-04-30 | 12 | 6 | 0 | 2024-04-30 | 15.3 | 2.7 | 0 | 2023-04-30 | 10.9 | 7.1 | 0 | 2022-04-30 | 12.2 | 5.8 | 0 | 2021-04-30 | 6 | 12 | 0 | 2020-04-30 | 13.2 | 4.8 | 0 | 2019-04-30 | 8.8 | 9.2 | 0 | 2018-04-30 | 19.7 | 0 | 1.7 | 2017-04-30 | 6.1 | 11.9 | 0 | 2016-04-30 | 14.1 | 3.9 | 0 | 6.34 | 0.17
2025-04-30 | 12.2 | 5.8 | 0 | 2024-04-30 | 15.3 | 2.7 | 0 | 2023-04-30 | 9.2 | 8.8 | 0 | 2022-04-30 | 11.8 | 6.2 | 0 | 2021-04-30 | 7.1 | 10.9 | 0 | 2020-04-30 | 13.1 | 4.9 | 0 | 2019-04-30 | 9 | 9 | 0 | 2018-04-30 | 19.4 | 0 | 1.4 | 2017-04-30 | 6.2 | 11.8 | 0 | 2016-04-30 | 13.9 | 4.1 | 0 | 6.42 | 0.14
2025-04-30 | 10.7 | 7.3 | 0 | 2024-04-30 | 14.7 | 3.3 | 0 | 2023-04-30 | 9.3 | 8.7 | 0 | 2022-04-30 | 11.8 | 6.2 | 0 | 2021-04-30 | 7.9 | 10.1 | 0 | 2020-04-30 | 13.5 | 4.5 | 0 | 2019-04-30 | 9.1 | 8.9 | 0 | 2018-04-30 | 19.3 | 0 | 1.3 | 2017-04-30 | 6 | 12 | 0 | 2016-04-30 | 12.6 | 5.4 | 0 | 6.64 | 0.13
2025-04-30 | 10 | 8 | 0 | 2024-04-30 | 14.9 | 3.1 | 0 | 2023-04-30 | 9.5 | 8.5 | 0 | 2022-04-30 | 11.2 | 6.8 | 0 | 2021-04-30 | 6.7 | 11.3 | 0 | 2020-04-30 | 12.1 | 5.9 | 0 | 2019-04-30 | 8.4 | 9.6 | 0 | 2018-04-30 | 18.6 | 0 | 0.6 | 2017-04-30 | 7 | 11 | 0 | 2016-04-30 | 11.7 | 6.3 | 0 | 7.05 | 0.06
2025-04-30 | 9 | 9 | 0 | 2024-04-30 | 14 | 4 | 0 | 2023-04-30 | 9.1 | 8.9 | 0 | 2022-04-30 | 11.1 | 6.9 | 0 | 2021-04-30 | 5.9 | 12.1 | 0 | 2020-04-30 | 11.6 | 6.4 | 0 | 2019-04-30 | 8.1 | 9.9 | 0 | 2018-04-30 | 16.6 | 1.4 | 0 | 2017-04-30 | 7.6 | 10.4 | 0 | 2016-04-30 | 11.3 | 6.7 | 0 | 7.57 | 0
2025-04-30 | 8 | 10 | 0 | 2024-04-30 | 12.7 | 5.3 | 0 | 2023-04-30 | 8.6 | 9.4 | 0 | 2022-04-30 | 9.9 | 8.1 | 0 | 2021-04-30 | 6.1 | 11.9 | 0 | 2020-04-30 | 11.2 | 6.8 | 0 | 2019-04-30 | 8.2 | 9.8 | 0 | 2018-04-30 | 14.8 | 3.2 | 0 | 2017-04-30 | 7.2 | 10.8 | 0 | 2016-04-30 | 10.9 | 7.1 | 0 | 8.24 | 0
2025-04-30 | 8.1 | 9.9 | 0 | 2024-04-30 | 10.1 | 7.9 | 0 | 2023-04-30 | 8.1 | 9.9 | 0 | 2022-04-30 | 9.4 | 8.6 | 0 | 2021-04-30 | 6.3 | 11.7 | 0 | 2020-04-30 | 10.7 | 7.3 | 0 | 2019-04-30 | 8.4 | 9.6 | 0 | 2018-04-30 | 12.4 | 5.6 | 0 | 2017-04-30 | 6.1 | 11.9 | 0 | 2016-04-30 | 10.7 | 7.3 | 0 | 8.97 | 0
2025-04-30 | 7.7 | 10.3 | 0 | 2024-04-30 | 9.7 | 8.3 | 0 | 2023-04-30 | 7.6 | 10.4 | 0 | 2022-04-30 | 9.1 | 8.9 | 0 | 2021-04-30 | 5.5 | 12.5 | 0 | 2020-04-30 | 10.4 | 7.6 | 0 | 2019-04-30 | 7.8 | 10.2 | 0 | 2018-04-30 | 11.8 | 6.2 | 0 | 2017-04-30 | 5.3 | 12.7 | 0 | 2016-04-30 | 10.6 | 7.4 | 0 | 9.45 | 0
2025-04-30 | 7.8 | 10.2 | 0 | 2024-04-30 | 9.2 | 8.8 | 0 | 2023-04-30 | 7.2 | 10.8 | 0 | 2022-04-30 | 8.4 | 9.6 | 0 | 2021-04-30 | 4.7 | 13.3 | 0 | 2020-04-30 | 10.3 | 7.7 | 0 | 2019-04-30 | 7.4 | 10.6 | 0 | 2018-04-30 | 11.9 | 6.1 | 0 | 2017-04-30 | 4.8 | 13.2 | 0 | 2016-04-30 | 10.9 | 7.1 | 0 | 9.74 | 0
2025-05-01 | 8.1 | 9.9 | 0 | 2024-05-01 | 9 | 9 | 0 | 2023-05-01 | 6.7 | 11.3 | 0 | 2022-05-01 | 7.7 | 10.3 | 0 | 2021-05-01 | 4.1 | 13.9 | 0 | 2020-05-01 | 10 | 8 | 0 | 2019-05-01 | 6.7 | 11.3 | 0 | 2018-05-01 | 8.9 | 9.1 | 0 | 2017-05-01 | 5.1 | 12.9 | 0 | 2016-05-01 | 10.7 | 7.3 | 0 | 10.3 | 0
2025-05-01 | 7.8 | 10.2 | 0 | 2024-05-01 | 8.5 | 9.5 | 0 | 2023-05-01 | 6.7 | 11.3 | 0 | 2022-05-01 | 7.2 | 10.8 | 0 | 2021-05-01 | 3.5 | 14.5 | 0 | 2020-05-01 | 9.8 | 8.2 | 0 | 2019-05-01 | 6.5 | 11.5 | 0 | 2018-05-01 | 9.7 | 8.3 | 0 | 2017-05-01 | 5 | 13 | 0 | 2016-05-01 | 10.3 | 7.7 | 0 | 10.5 | 0
2025-05-01 | 7.4 | 10.6 | 0 | 2024-05-01 | 8.4 | 9.6 | 0 | 2023-05-01 | 6 | 12 | 0 | 2022-05-01 | 6.8 | 11.2 | 0 | 2021-05-01 | 3.1 | 14.9 | 0 | 2020-05-01 | 9.9 | 8.1 | 0 | 2019-05-01 | 6.3 | 11.7 | 0 | 2018-05-01 | 10.1 | 7.9 | 0 | 2017-05-01 | 5.5 | 12.5 | 0 | 2016-05-01 | 9.5 | 8.5 | 0 | 10.7 | 0
2025-05-01 | 6.7 | 11.3 | 0 | 2024-05-01 | 8.5 | 9.5 | 0 | 2023-05-01 | 5.8 | 12.2 | 0 | 2022-05-01 | 6.9 | 11.1 | 0 | 2021-05-01 | 2.3 | 15.7 | 0 | 2020-05-01 | 9.6 | 8.4 | 0 | 2019-05-01 | 6.1 | 11.9 | 0 | 2018-05-01 | 9.2 | 8.8 | 0 | 2017-05-01 | 5.8 | 12.2 | 0 | 2016-05-01 | 8.4 | 9.6 | 0 | 11.07 | 0
2025-05-01 | 6 | 12 | 0 | 2024-05-01 | 6.9 | 11.1 | 0 | 2023-05-01 | 5.4 | 12.6 | 0 | 2022-05-01 | 7.2 | 10.8 | 0 | 2021-05-01 | 1.8 | 16.2 | 0 | 2020-05-01 | 9.5 | 8.5 | 0 | 2019-05-01 | 5.3 | 12.7 | 0 | 2018-05-01 | 8.8 | 9.2 | 0 | 2017-05-01 | 5.9 | 12.1 | 0 | 2016-05-01 | 7.8 | 10.2 | 0 | 11.54 | 0
2025-05-01 | 6.5 | 11.5 | 0 | 2024-05-01 | 7.2 | 10.8 | 0 | 2023-05-01 | 4.7 | 13.3 | 0 | 2022-05-01 | 8.2 | 9.8 | 0 | 2021-05-01 | 1.3 | 16.7 | 0 | 2020-05-01 | 10.2 | 7.8 | 0 | 2019-05-01 | 5 | 13 | 0 | 2018-05-01 | 9 | 9 | 0 | 2017-05-01 | 6.3 | 11.7 | 0 | 2016-05-01 | 7.4 | 10.6 | 0 | 11.42 | 0
2025-05-01 | 6.5 | 11.5 | 0 | 2024-05-01 | 7.3 | 10.7 | 0 | 2023-05-01 | 5.4 | 12.6 | 0 | 2022-05-01 | 10 | 8 | 0 | 2021-05-01 | 1.6 | 16.4 | 0 | 2020-05-01 | 9.3 | 8.7 | 0 | 2019-05-01 | 4.9 | 13.1 | 0 | 2018-05-01 | 10.8 | 7.2 | 0 | 2017-05-01 | 6.5 | 11.5 | 0 | 2016-05-01 | 7.3 | 10.7 | 0 | 11.04 | 0
2025-05-01 | 7.5 | 10.5 | 0 | 2024-05-01 | 8 | 10 | 0 | 2023-05-01 | 6.4 | 11.6 | 0 | 2022-05-01 | 10.6 | 7.4 | 0 | 2021-05-01 | 2.9 | 15.1 | 0 | 2020-05-01 | 9.1 | 8.9 | 0 | 2019-05-01 | 5.1 | 12.9 | 0 | 2018-05-01 | 12.1 | 5.9 | 0 | 2017-05-01 | 6.8 | 11.2 | 0 | 2016-05-01 | 7.4 | 10.6 | 0 | 10.41 | 0
2025-05-01 | 8.3 | 9.7 | 0 | 2024-05-01 | 8.6 | 9.4 | 0 | 2023-05-01 | 7.5 | 10.5 | 0 | 2022-05-01 | 10.9 | 7.1 | 0 | 2021-05-01 | 4.5 | 13.5 | 0 | 2020-05-01 | 8.4 | 9.6 | 0 | 2019-05-01 | 5.5 | 12.5 | 0 | 2018-05-01 | 13.5 | 4.5 | 0 | 2017-05-01 | 7.1 | 10.9 | 0 | 2016-05-01 | 7.6 | 10.4 | 0 | 9.81 | 0
2025-05-01 | 8.9 | 9.1 | 0 | 2024-05-01 | 8.9 | 9.1 | 0 | 2023-05-01 | 8.4 | 9.6 | 0 | 2022-05-01 | 10.4 | 7.6 | 0 | 2021-05-01 | 5.7 | 12.3 | 0 | 2020-05-01 | 8.7 | 9.3 | 0 | 2019-05-01 | 5.8 | 12.2 | 0 | 2018-05-01 | 17.7 | 0.3 | 0 | 2017-05-01 | 7.6 | 10.4 | 0 | 2016-05-01 | 7.9 | 10.1 | 0 | 9 | 0
2025-05-01 | 8.8 | 9.2 | 0 | 2024-05-01 | 10.4 | 7.6 | 0 | 2023-05-01 | 8.2 | 9.8 | 0 | 2022-05-01 | 8.2 | 9.8 | 0 | 2021-05-01 | 7.2 | 10.8 | 0 | 2020-05-01 | 8.8 | 9.2 | 0 | 2019-05-01 | 6.1 | 11.9 | 0 | 2018-05-01 | 20.3 | 0 | 2.3 | 2017-05-01 | 8.2 | 9.8 | 0 | 2016-05-01 | 8.6 | 9.4 | 0 | 8.75 | 0.23
2025-05-01 | 8.6 | 9.4 | 0 | 2024-05-01 | 10.8 | 7.2 | 0 | 2023-05-01 | 8.9 | 9.1 | 0 | 2022-05-01 | 8 | 10 | 0 | 2021-05-01 | 8.7 | 9.3 | 0 | 2020-05-01 | 9.2 | 8.8 | 0 | 2019-05-01 | 6.4 | 11.6 | 0 | 2018-05-01 | 22.7 | 0 | 4.7 | 2017-05-01 | 8.8 | 9.2 | 0 | 2016-05-01 | 8.6 | 9.4 | 0 | 8.4 | 0.47
2025-05-01 | 9.1 | 8.9 | 0 | 2024-05-01 | 11.9 | 6.1 | 0 | 2023-05-01 | 9.7 | 8.3 | 0 | 2022-05-01 | 8.8 | 9.2 | 0 | 2021-05-01 | 9.5 | 8.5 | 0 | 2020-05-01 | 9.7 | 8.3 | 0 | 2019-05-01 | 7.1 | 10.9 | 0 | 2018-05-01 | 20.9 | 0 | 2.9 | 2017-05-01 | 9 | 9 | 0 | 2016-05-01 | 8.8 | 9.2 | 0 | 7.84 | 0.29
2025-05-01 | 9.1 | 8.9 | 0 | 2024-05-01 | 14.7 | 3.3 | 0 | 2023-05-01 | 8.3 | 9.7 | 0 | 2022-05-01 | 9.7 | 8.3 | 0 | 2021-05-01 | 10 | 8 | 0 | 2020-05-01 | 11.3 | 6.7 | 0 | 2019-05-01 | 7.2 | 10.8 | 0 | 2018-05-01 | 22.2 | 0 | 4.2 | 2017-05-01 | 9.8 | 8.2 | 0 | 2016-05-01 | 9.2 | 8.8 | 0 | 7.27 | 0.42
2025-05-01 | 9.2 | 8.8 | 0 | 2024-05-01 | 16.1 | 1.9 | 0 | 2023-05-01 | 9.3 | 8.7 | 0 | 2022-05-01 | 8 | 10 | 0 | 2021-05-01 | 11.7 | 6.3 | 0 | 2020-05-01 | 13.2 | 4.8 | 0 | 2019-05-01 | 7.1 | 10.9 | 0 | 2018-05-01 | 25 | 0 | 7 | 2017-05-01 | 9.2 | 8.8 | 0 | 2016-05-01 | 9.1 | 8.9 | 0 | 6.91 | 0.7
2025-05-01 | 9.2 | 8.8 | 0 | 2024-05-01 | 15.7 | 2.3 | 0 | 2023-05-01 | 6.5 | 11.5 | 0 | 2022-05-01 | 8.1 | 9.9 | 0 | 2021-05-01 | 12.7 | 5.3 | 0 | 2020-05-01 | 14.5 | 3.5 | 0 | 2019-05-01 | 8 | 10 | 0 | 2018-05-01 | 27.4 | 0 | 9.4 | 2017-05-01 | 10.7 | 7.3 | 0 | 2016-05-01 | 8.4 | 9.6 | 0 | 6.82 | 0.94
2025-05-01 | 9.2 | 8.8 | 0 | 2024-05-01 | 15.1 | 2.9 | 0 | 2023-05-01 | 8.4 | 9.6 | 0 | 2022-05-01 | 9.3 | 8.7 | 0 | 2021-05-01 | 13.2 | 4.8 | 0 | 2020-05-01 | 15 | 3 | 0 | 2019-05-01 | 8.2 | 9.8 | 0 | 2018-05-01 | 26.6 | 0 | 8.6 | 2017-05-01 | 11.6 | 6.4 | 0 | 2016-05-01 | 8.6 | 9.4 | 0 | 6.34 | 0.86
2025-05-01 | 9.2 | 8.8 | 0 | 2024-05-01 | 15.5 | 2.5 | 0 | 2023-05-01 | 7 | 11 | 0 | 2022-05-01 | 9.8 | 8.2 | 0 | 2021-05-01 | 12.2 | 5.8 | 0 | 2020-05-01 | 15.5 | 2.5 | 0 | 2019-05-01 | 7.9 | 10.1 | 0 | 2018-05-01 | 25.6 | 0 | 7.6 | 2017-05-01 | 12.5 | 5.5 | 0 | 2016-05-01 | 8.6 | 9.4 | 0 | 6.38 | 0.76
2025-05-01 | 9 | 9 | 0 | 2024-05-01 | 15.4 | 2.6 | 0 | 2023-05-01 | 7.5 | 10.5 | 0 | 2022-05-01 | 10.6 | 7.4 | 0 | 2021-05-01 | 11.9 | 6.1 | 0 | 2020-05-01 | 15 | 3 | 0 | 2019-05-01 | 8.3 | 9.7 | 0 | 2018-05-01 | 24.7 | 0 | 6.7 | 2017-05-01 | 12.8 | 5.2 | 0 | 2016-05-01 | 8.4 | 9.6 | 0 | 6.31 | 0.67
2025-05-01 | 10.2 | 7.8 | 0 | 2024-05-01 | 14.1 | 3.9 | 0 | 2023-05-01 | 7.5 | 10.5 | 0 | 2022-05-01 | 10.2 | 7.8 | 0 | 2021-05-01 | 12.2 | 5.8 | 0 | 2020-05-01 | 13.8 | 4.2 | 0 | 2019-05-01 | 7.6 | 10.4 | 0 | 2018-05-01 | 22.9 | 0 | 4.9 | 2017-05-01 | 13.8 | 4.2 | 0 | 2016-05-01 | 8.4 | 9.6 | 0 | 6.42 | 0.49
2025-05-01 | 8.8 | 9.2 | 0 | 2024-05-01 | 12.9 | 5.1 | 0 | 2023-05-01 | 7.3 | 10.7 | 0 | 2022-05-01 | 10.3 | 7.7 | 0 | 2021-05-01 | 12 | 6 | 0 | 2020-05-01 | 12.9 | 5.1 | 0 | 2019-05-01 | 6.4 | 11.6 | 0 | 2018-05-01 | 21.6 | 0 | 3.6 | 2017-05-01 | 14.6 | 3.4 | 0 | 2016-05-01 | 7.6 | 10.4 | 0 | 6.92 | 0.36
2025-05-01 | 7.7 | 10.3 | 0 | 2024-05-01 | 12.9 | 5.1 | 0 | 2023-05-01 | 6.4 | 11.6 | 0 | 2022-05-01 | 10.1 | 7.9 | 0 | 2021-05-01 | 12 | 6 | 0 | 2020-05-01 | 11.6 | 6.4 | 0 | 2019-05-01 | 6 | 12 | 0 | 2018-05-01 | 20.7 | 0 | 2.7 | 2017-05-01 | 14.4 | 3.6 | 0 | 2016-05-01 | 7.3 | 10.7 | 0 | 7.36 | 0.27
2025-05-01 | 8 | 10 | 0 | 2024-05-01 | 13.8 | 4.2 | 0 | 2023-05-01 | 6.6 | 11.4 | 0 | 2022-05-01 | 9.6 | 8.4 | 0 | 2021-05-01 | 9.2 | 8.8 | 0 | 2020-05-01 | 10.9 | 7.1 | 0 | 2019-05-01 | 6.9 | 11.1 | 0 | 2018-05-01 | 20.5 | 0 | 2.5 | 2017-05-01 | 13.4 | 4.6 | 0 | 2016-05-01 | 7.2 | 10.8 | 0 | 7.64 | 0.25
2025-05-01 | 7.9 | 10.1 | 0 | 2024-05-01 | 14.1 | 3.9 | 0 | 2023-05-01 | 5.8 | 12.2 | 0 | 2022-05-01 | 9.3 | 8.7 | 0 | 2021-05-01 | 8.3 | 9.7 | 0 | 2020-05-01 | 9.5 | 8.5 | 0 | 2019-05-01 | 7.1 | 10.9 | 0 | 2018-05-01 | 20.3 | 0 | 2.3 | 2017-05-01 | 12.2 | 5.8 | 0 | 2016-05-01 | 7.2 | 10.8 | 0 | 8.06 | 0.23
2025-05-02 | 7.9 | 10.1 | 0 | 2024-05-02 | 13.2 | 4.8 | 0 | 2023-05-02 | 5.5 | 12.5 | 0 | 2022-05-02 | 8.9 | 9.1 | 0 | 2021-05-02 | 7.7 | 10.3 | 0 | 2020-05-02 | 9.1 | 8.9 | 0 | 2019-05-02 | 7.2 | 10.8 | 0 | 2018-05-02 | 20.1 | 0 | 2.1 | 2017-05-02 | 11.5 | 6.5 | 0 | 2016-05-02 | 7 | 11 | 0 | 8.4 | 0.21
2025-05-02 | 8.1 | 9.9 | 0 | 2024-05-02 | 11.8 | 6.2 | 0 | 2023-05-02 | 5.3 | 12.7 | 0 | 2022-05-02 | 8.9 | 9.1 | 0 | 2021-05-02 | 9.1 | 8.9 | 0 | 2020-05-02 | 9.1 | 8.9 | 0 | 2019-05-02 | 6.6 | 11.4 | 0 | 2018-05-02 | 19.4 | 0 | 1.4 | 2017-05-02 | 11 | 7 | 0 | 2016-05-02 | 7.1 | 10.9 | 0 | 8.5 | 0.14
2025-05-02 | 8.2 | 9.8 | 0 | 2024-05-02 | 12.1 | 5.9 | 0 | 2023-05-02 | 5.2 | 12.8 | 0 | 2022-05-02 | 9.3 | 8.7 | 0 | 2021-05-02 | 8.9 | 9.1 | 0 | 2020-05-02 | 8.4 | 9.6 | 0 | 2019-05-02 | 6.7 | 11.3 | 0 | 2018-05-02 | 18.7 | 0 | 0.7 | 2017-05-02 | 10 | 8 | 0 | 2016-05-02 | 7.1 | 10.9 | 0 | 8.61 | 0.07
2025-05-02 | 8.2 | 9.8 | 0 | 2024-05-02 | 11.8 | 6.2 | 0 | 2023-05-02 | 5.7 | 12.3 | 0 | 2022-05-02 | 9 | 9 | 0 | 2021-05-02 | 7.9 | 10.1 | 0 | 2020-05-02 | 7.6 | 10.4 | 0 | 2019-05-02 | 7.2 | 10.8 | 0 | 2018-05-02 | 18.5 | 0 | 0.5 | 2017-05-02 | 8.7 | 9.3 | 0 | 2016-05-02 | 7 | 11 | 0 | 8.89 | 0.05
2025-05-02 | 7.5 | 10.5 | 0 | 2024-05-02 | 11.6 | 6.4 | 0 | 2023-05-02 | 4.4 | 13.6 | 0 | 2022-05-02 | 8.9 | 9.1 | 0 | 2021-05-02 | 8 | 10 | 0 | 2020-05-02 | 7.2 | 10.8 | 0 | 2019-05-02 | 7.3 | 10.7 | 0 | 2018-05-02 | 18.3 | 0 | 0.3 | 2017-05-02 | 8.7 | 9.3 | 0 | 2016-05-02 | 6.5 | 11.5 | 0 | 9.19 | 0.03
2025-05-02 | 9.9 | 8.1 | 0 | 2024-05-02 | 10.6 | 7.4 | 0 | 2023-05-02 | 3.9 | 14.1 | 0 | 2022-05-02 | 9 | 9 | 0 | 2021-05-02 | 7.9 | 10.1 | 0 | 2020-05-02 | 7.7 | 10.3 | 0 | 2019-05-02 | 6.7 | 11.3 | 0 | 2018-05-02 | 18.1 | 0 | 0.1 | 2017-05-02 | 9.1 | 8.9 | 0 | 2016-05-02 | 6.5 | 11.5 | 0 | 9.07 | 0.01
2025-05-02 | 11.8 | 6.2 | 0 | 2024-05-02 | 10.4 | 7.6 | 0 | 2023-05-02 | 3.6 | 14.4 | 0 | 2022-05-02 | 8 | 10 | 0 | 2021-05-02 | 9.1 | 8.9 | 0 | 2020-05-02 | 9 | 9 | 0 | 2019-05-02 | 6.8 | 11.2 | 0 | 2018-05-02 | 17.8 | 0.2 | 0 | 2017-05-02 | 9.5 | 8.5 | 0 | 2016-05-02 | 6.3 | 11.7 | 0 | 8.77 | 0
2025-05-02 | 14.8 | 3.2 | 0 | 2024-05-02 | 10.9 | 7.1 | 0 | 2023-05-02 | 3.5 | 14.5 | 0 | 2022-05-02 | 8.5 | 9.5 | 0 | 2021-05-02 | 10.7 | 7.3 | 0 | 2020-05-02 | 11.6 | 6.4 | 0 | 2019-05-02 | 5.9 | 12.1 | 0 | 2018-05-02 | 18.6 | 0 | 0.6 | 2017-05-02 | 10.1 | 7.9 | 0 | 2016-05-02 | 6.1 | 11.9 | 0 | 7.99 | 0.06
2025-05-02 | 15.2 | 2.8 | 0 | 2024-05-02 | 11.5 | 6.5 | 0 | 2023-05-02 | 4.7 | 13.3 | 0 | 2022-05-02 | 10.1 | 7.9 | 0 | 2021-05-02 | 10.8 | 7.2 | 0 | 2020-05-02 | 12.8 | 5.2 | 0 | 2019-05-02 | 5.4 | 12.6 | 0 | 2018-05-02 | 20.6 | 0 | 2.6 | 2017-05-02 | 10.2 | 7.8 | 0 | 2016-05-02 | 6.4 | 11.6 | 0 | 7.49 | 0.26
2025-05-02 | 16 | 2 | 0 | 2024-05-02 | 13.4 | 4.6 | 0 | 2023-05-02 | 5.4 | 12.6 | 0 | 2022-05-02 | 11.4 | 6.6 | 0 | 2021-05-02 | 12 | 6 | 0 | 2020-05-02 | 14 | 4 | 0 | 2019-05-02 | 4.8 | 13.2 | 0 | 2018-05-02 | 22.8 | 0 | 4.8 | 2017-05-02 | 10.1 | 7.9 | 0 | 2016-05-02 | 6.4 | 11.6 | 0 | 6.85 | 0.48
2025-05-02 | 16.8 | 1.2 | 0 | 2024-05-02 | 14.2 | 3.8 | 0 | 2023-05-02 | 5 | 13 | 0 | 2022-05-02 | 11.6 | 6.4 | 0 | 2021-05-02 | 13.6 | 4.4 | 0 | 2020-05-02 | 14.4 | 3.6 | 0 | 2019-05-02 | 5.2 | 12.8 | 0 | 2018-05-02 | 23.9 | 0 | 5.9 | 2017-05-02 | 9.8 | 8.2 | 0 | 2016-05-02 | 7.7 | 10.3 | 0 | 6.37 | 0.59
2025-05-02 | 17.1 | 0.9 | 0 | 2024-05-02 | 14.5 | 3.5 | 0 | 2023-05-02 | 6.5 | 11.5 | 0 | 2022-05-02 | 12.1 | 5.9 | 0 | 2021-05-02 | 16.3 | 1.7 | 0 | 2020-05-02 | 13.8 | 4.2 | 0 | 2019-05-02 | 5 | 13 | 0 | 2018-05-02 | 25.8 | 0 | 7.8 | 2017-05-02 | 10.3 | 7.7 | 0 | 2016-05-02 | 8.5 | 9.5 | 0 | 5.79 | 0.78
2025-05-02 | 17.6 | 0.4 | 0 | 2024-05-02 | 15.9 | 2.1 | 0 | 2023-05-02 | 5.8 | 12.2 | 0 | 2022-05-02 | 11.3 | 6.7 | 0 | 2021-05-02 | 16.4 | 1.6 | 0 | 2020-05-02 | 15.3 | 2.7 | 0 | 2019-05-02 | 5.7 | 12.3 | 0 | 2018-05-02 | 24.9 | 0 | 6.9 | 2017-05-02 | 9.5 | 8.5 | 0 | 2016-05-02 | 9.3 | 8.7 | 0 | 5.52 | 0.69
2025-05-02 | 18.5 | 0 | 0.5 | 2024-05-02 | 18.1 | 0 | 0.1 | 2023-05-02 | 5.7 | 12.3 | 0 | 2022-05-02 | 11 | 7 | 0 | 2021-05-02 | 15.2 | 2.8 | 0 | 2020-05-02 | 14.6 | 3.4 | 0 | 2019-05-02 | 5.8 | 12.2 | 0 | 2018-05-02 | 25.8 | 0 | 7.8 | 2017-05-02 | 8.9 | 9.1 | 0 | 2016-05-02 | 10.2 | 7.8 | 0 | 5.46 | 0.84
2025-05-02 | 19.1 | 0 | 1.1 | 2024-05-02 | 19 | 0 | 1 | 2023-05-02 | 5.3 | 12.7 | 0 | 2022-05-02 | 11.5 | 6.5 | 0 | 2021-05-02 | 14.4 | 3.6 | 0 | 2020-05-02 | 13.7 | 4.3 | 0 | 2019-05-02 | 7.4 | 10.6 | 0 | 2018-05-02 | 26.9 | 0 | 8.9 | 2017-05-02 | 10 | 8 | 0 | 2016-05-02 | 11.7 | 6.3 | 0 | 5.2 | 1.1
2025-05-02 | 20.2 | 0 | 2.2 | 2024-05-02 | 19.8 | 0 | 1.8 | 2023-05-02 | 5.6 | 12.4 | 0 | 2022-05-02 | 13.4 | 4.6 | 0 | 2021-05-02 | 14.7 | 3.3 | 0 | 2020-05-02 | 12.7 | 5.3 | 0 | 2019-05-02 | 8.2 | 9.8 | 0 | 2018-05-02 | 27.5 | 0 | 9.5 | 2017-05-02 | 9.3 | 8.7 | 0 | 2016-05-02 | 12 | 6 | 0 | 5.01 | 1.35
2025-05-02 | 19.8 | 0 | 1.8 | 2024-05-02 | 20 | 0 | 2 | 2023-05-02 | 5.4 | 12.6 | 0 | 2022-05-02 | 11.4 | 6.6 | 0 | 2021-05-02 | 15.2 | 2.8 | 0 | 2020-05-02 | 13.2 | 4.8 | 0 | 2019-05-02 | 9.4 | 8.6 | 0 | 2018-05-02 | 27.1 | 0 | 9.1 | 2017-05-02 | 9.1 | 8.9 | 0 | 2016-05-02 | 11.5 | 6.5 | 0 | 5.08 | 1.29
2025-05-02 | 18.6 | 0 | 0.6 | 2024-05-02 | 19.6 | 0 | 1.6 | 2023-05-02 | 5.1 | 12.9 | 0 | 2022-05-02 | 11.5 | 6.5 | 0 | 2021-05-02 | 15.9 | 2.1 | 0 | 2020-05-02 | 13.1 | 4.9 | 0 | 2019-05-02 | 9.2 | 8.8 | 0 | 2018-05-02 | 26.3 | 0 | 8.3 | 2017-05-02 | 8 | 10 | 0 | 2016-05-02 | 10.8 | 7.2 | 0 | 5.24 | 1.05
2025-05-02 | 17.1 | 0.9 | 0 | 2024-05-02 | 18.2 | 0 | 0.2 | 2023-05-02 | 4.4 | 13.6 | 0 | 2022-05-02 | 11.6 | 6.4 | 0 | 2021-05-02 | 15.1 | 2.9 | 0 | 2020-05-02 | 12.4 | 5.6 | 0 | 2019-05-02 | 7.8 | 10.2 | 0 | 2018-05-02 | 26.2 | 0 | 8.2 | 2017-05-02 | 8.8 | 9.2 | 0 | 2016-05-02 | 10.3 | 7.7 | 0 | 5.65 | 0.84
2025-05-02 | 14.4 | 3.6 | 0 | 2024-05-02 | 16.8 | 1.2 | 0 | 2023-05-02 | 4 | 14 | 0 | 2022-05-02 | 11.2 | 6.8 | 0 | 2021-05-02 | 13.8 | 4.2 | 0 | 2020-05-02 | 10.8 | 7.2 | 0 | 2019-05-02 | 7 | 11 | 0 | 2018-05-02 | 24.5 | 0 | 6.5 | 2017-05-02 | 8.6 | 9.4 | 0 | 2016-05-02 | 9.4 | 8.6 | 0 | 6.6 | 0.65
2025-05-02 | 11.9 | 6.1 | 0 | 2024-05-02 | 14.7 | 3.3 | 0 | 2023-05-02 | 3.6 | 14.4 | 0 | 2022-05-02 | 10.8 | 7.2 | 0 | 2021-05-02 | 13.2 | 4.8 | 0 | 2020-05-02 | 10.3 | 7.7 | 0 | 2019-05-02 | 6.3 | 11.7 | 0 | 2018-05-02 | 24 | 0 | 6 | 2017-05-02 | 8.4 | 9.6 | 0 | 2016-05-02 | 8.6 | 9.4 | 0 | 7.42 | 0.6
2025-05-02 | 9.3 | 8.7 | 0 | 2024-05-02 | 13.9 | 4.1 | 0 | 2023-05-02 | 3.4 | 14.6 | 0 | 2022-05-02 | 9.9 | 8.1 | 0 | 2021-05-02 | 12.8 | 5.2 | 0 | 2020-05-02 | 10.2 | 7.8 | 0 | 2019-05-02 | 6.6 | 11.4 | 0 | 2018-05-02 | 23.5 | 0 | 5.5 | 2017-05-02 | 7.5 | 10.5 | 0 | 2016-05-02 | 7.9 | 10.1 | 0 | 8.05 | 0.55
2025-05-02 | 8.3 | 9.7 | 0 | 2024-05-02 | 14.3 | 3.7 | 0 | 2023-05-02 | 3.2 | 14.8 | 0 | 2022-05-02 | 9.3 | 8.7 | 0 | 2021-05-02 | 12.3 | 5.7 | 0 | 2020-05-02 | 9.6 | 8.4 | 0 | 2019-05-02 | 6.5 | 11.5 | 0 | 2018-05-02 | 22.3 | 0 | 4.3 | 2017-05-02 | 6.4 | 11.6 | 0 | 2016-05-02 | 7.7 | 10.3 | 0 | 8.44 | 0.43
2025-05-02 | 8 | 10 | 0 | 2024-05-02 | 13.9 | 4.1 | 0 | 2023-05-02 | 2.5 | 15.5 | 0 | 2022-05-02 | 9.4 | 8.6 | 0 | 2021-05-02 | 9.5 | 8.5 | 0 | 2020-05-02 | 8 | 10 | 0 | 2019-05-02 | 6.2 | 11.8 | 0 | 2018-05-02 | 21.1 | 0 | 3.1 | 2017-05-02 | 6.3 | 11.7 | 0 | 2016-05-02 | 7.1 | 10.9 | 0 | 9.11 | 0.31
2025-05-03 | 8 | 10 | 0 | 2024-05-03 | 13.7 | 4.3 | 0 | 2023-05-03 | 2.2 | 15.8 | 0 | 2022-05-03 | 9.9 | 8.1 | 0 | 2021-05-03 | 9.9 | 8.1 | 0 | 2020-05-03 | 8.1 | 9.9 | 0 | 2019-05-03 | 5.8 | 12.2 | 0 | 2018-05-03 | 20.1 | 0 | 2.1 | 2017-05-03 | 6.3 | 11.7 | 0 | 2016-05-03 | 6.3 | 11.7 | 0 | 9.18 | 0.21
2025-05-03 | 7.6 | 10.4 | 0 | 2024-05-03 | 13 | 5 | 0 | 2023-05-03 | 2.4 | 15.6 | 0 | 2022-05-03 | 9.4 | 8.6 | 0 | 2021-05-03 | 10.2 | 7.8 | 0 | 2020-05-03 | 10.3 | 7.7 | 0 | 2019-05-03 | 5.8 | 12.2 | 0 | 2018-05-03 | 21.2 | 0 | 3.2 | 2017-05-03 | 6.1 | 11.9 | 0 | 2016-05-03 | 6.9 | 11.1 | 0 | 9.03 | 0.32
2025-05-03 | 7.2 | 10.8 | 0 | 2024-05-03 | 12.4 | 5.6 | 0 | 2023-05-03 | 3.4 | 14.6 | 0 | 2022-05-03 | 9.8 | 8.2 | 0 | 2021-05-03 | 10.5 | 7.5 | 0 | 2020-05-03 | 10.2 | 7.8 | 0 | 2019-05-03 | 5.8 | 12.2 | 0 | 2018-05-03 | 19.4 | 0 | 1.4 | 2017-05-03 | 5.6 | 12.4 | 0 | 2016-05-03 | 7.1 | 10.9 | 0 | 9 | 0.14
2025-05-03 | 7 | 11 | 0 | 2024-05-03 | 11.9 | 6.1 | 0 | 2023-05-03 | 3.6 | 14.4 | 0 | 2022-05-03 | 9.4 | 8.6 | 0 | 2021-05-03 | 11.1 | 6.9 | 0 | 2020-05-03 | 9.5 | 8.5 | 0 | 2019-05-03 | 5.7 | 12.3 | 0 | 2018-05-03 | 18.1 | 0 | 0.1 | 2017-05-03 | 4.9 | 13.1 | 0 | 2016-05-03 | 7.5 | 10.5 | 0 | 9.14 | 0.01
2025-05-03 | 6.4 | 11.6 | 0 | 2024-05-03 | 11.8 | 6.2 | 0 | 2023-05-03 | 3.6 | 14.4 | 0 | 2022-05-03 | 8.3 | 9.7 | 0 | 2021-05-03 | 11.1 | 6.9 | 0 | 2020-05-03 | 9.2 | 8.8 | 0 | 2019-05-03 | 5.8 | 12.2 | 0 | 2018-05-03 | 18.6 | 0 | 0.6 | 2017-05-03 | 5.2 | 12.8 | 0 | 2016-05-03 | 6.7 | 11.3 | 0 | 9.39 | 0.06
2025-05-03 | 6.3 | 11.7 | 0 | 2024-05-03 | 11.5 | 6.5 | 0 | 2023-05-03 | 3.7 | 14.3 | 0 | 2022-05-03 | 8.7 | 9.3 | 0 | 2021-05-03 | 11.5 | 6.5 | 0 | 2020-05-03 | 7.2 | 10.8 | 0 | 2019-05-03 | 6.1 | 11.9 | 0 | 2018-05-03 | 18.6 | 0 | 0.6 | 2017-05-03 | 4.9 | 13.1 | 0 | 2016-05-03 | 5.3 | 12.7 | 0 | 9.68 | 0.06
2025-05-03 | 6.1 | 11.9 | 0 | 2024-05-03 | 11.6 | 6.4 | 0 | 2023-05-03 | 4 | 14 | 0 | 2022-05-03 | 8.6 | 9.4 | 0 | 2021-05-03 | 12 | 6 | 0 | 2020-05-03 | 10 | 8 | 0 | 2019-05-03 | 6 | 12 | 0 | 2018-05-03 | 16.6 | 1.4 | 0 | 2017-05-03 | 4.8 | 13.2 | 0 | 2016-05-03 | 6.5 | 11.5 | 0 | 9.38 | 0
2025-05-03 | 6.5 | 11.5 | 0 | 2024-05-03 | 13.2 | 4.8 | 0 | 2023-05-03 | 4.4 | 13.6 | 0 | 2022-05-03 | 9.4 | 8.6 | 0 | 2021-05-03 | 10.6 | 7.4 | 0 | 2020-05-03 | 12.4 | 5.6 | 0 | 2019-05-03 | 6.5 | 11.5 | 0 | 2018-05-03 | 18.7 | 0 | 0.7 | 2017-05-03 | 5.5 | 12.5 | 0 | 2016-05-03 | 9.1 | 8.9 | 0 | 8.44 | 0.07
2025-05-03 | 7.4 | 10.6 | 0 | 2024-05-03 | 15.5 | 2.5 | 0 | 2023-05-03 | 5.5 | 12.5 | 0 | 2022-05-03 | 11.1 | 6.9 | 0 | 2021-05-03 | 10.8 | 7.2 | 0 | 2020-05-03 | 15.3 | 2.7 | 0 | 2019-05-03 | 6.8 | 11.2 | 0 | 2018-05-03 | 20 | 0 | 2 | 2017-05-03 | 6.2 | 11.8 | 0 | 2016-05-03 | 10.5 | 7.5 | 0 | 7.29 | 0.2
2025-05-03 | 8.2 | 9.8 | 0 | 2024-05-03 | 15.7 | 2.3 | 0 | 2023-05-03 | 5.9 | 12.1 | 0 | 2022-05-03 | 12.3 | 5.7 | 0 | 2021-05-03 | 11.6 | 6.4 | 0 | 2020-05-03 | 17.7 | 0.3 | 0 | 2019-05-03 | 7.5 | 10.5 | 0 | 2018-05-03 | 21 | 0 | 3 | 2017-05-03 | 7.6 | 10.4 | 0 | 2016-05-03 | 12.1 | 5.9 | 0 | 6.34 | 0.3
2025-05-03 | 9 | 9 | 0 | 2024-05-03 | 16.1 | 1.9 | 0 | 2023-05-03 | 6.8 | 11.2 | 0 | 2022-05-03 | 12.6 | 5.4 | 0 | 2021-05-03 | 12.6 | 5.4 | 0 | 2020-05-03 | 19.2 | 0 | 1.2 | 2019-05-03 | 8.3 | 9.7 | 0 | 2018-05-03 | 21.6 | 0 | 3.6 | 2017-05-03 | 9.3 | 8.7 | 0 | 2016-05-03 | 12.5 | 5.5 | 0 | 5.68 | 0.48
2025-05-03 | 9.4 | 8.6 | 0 | 2024-05-03 | 15.6 | 2.4 | 0 | 2023-05-03 | 7.5 | 10.5 | 0 | 2022-05-03 | 12.1 | 5.9 | 0 | 2021-05-03 | 12.3 | 5.7 | 0 | 2020-05-03 | 19.1 | 0 | 1.1 | 2019-05-03 | 9 | 9 | 0 | 2018-05-03 | 21 | 0 | 3 | 2017-05-03 | 10.9 | 7.1 | 0 | 2016-05-03 | 12.6 | 5.4 | 0 | 5.46 | 0.41
2025-05-03 | 10.3 | 7.7 | 0 | 2024-05-03 | 15.6 | 2.4 | 0 | 2023-05-03 | 8.2 | 9.8 | 0 | 2022-05-03 | 11.8 | 6.2 | 0 | 2021-05-03 | 12.4 | 5.6 | 0 | 2020-05-03 | 19.6 | 0 | 1.6 | 2019-05-03 | 10.3 | 7.7 | 0 | 2018-05-03 | 20 | 0 | 2 | 2017-05-03 | 12.5 | 5.5 | 0 | 2016-05-03 | 12 | 6 | 0 | 5.09 | 0.36
2025-05-03 | 10 | 8 | 0 | 2024-05-03 | 15 | 3 | 0 | 2023-05-03 | 8.2 | 9.8 | 0 | 2022-05-03 | 12.1 | 5.9 | 0 | 2021-05-03 | 11.8 | 6.2 | 0 | 2020-05-03 | 20.4 | 0 | 2.4 | 2019-05-03 | 10.6 | 7.4 | 0 | 2018-05-03 | 19.2 | 0 | 1.2 | 2017-05-03 | 12.7 | 5.3 | 0 | 2016-05-03 | 12.3 | 5.7 | 0 | 5.13 | 0.36
2025-05-03 | 10.5 | 7.5 | 0 | 2024-05-03 | 13.6 | 4.4 | 0 | 2023-05-03 | 9.2 | 8.8 | 0 | 2022-05-03 | 10.4 | 7.6 | 0 | 2021-05-03 | 11.1 | 6.9 | 0 | 2020-05-03 | 20.3 | 0 | 2.3 | 2019-05-03 | 11.4 | 6.6 | 0 | 2018-05-03 | 19.5 | 0 | 1.5 | 2017-05-03 | 14 | 4 | 0 | 2016-05-03 | 11.8 | 6.2 | 0 | 5.2 | 0.38
2025-05-03 | 10.1 | 7.9 | 0 | 2024-05-03 | 14.7 | 3.3 | 0 | 2023-05-03 | 10 | 8 | 0 | 2022-05-03 | 10.4 | 7.6 | 0 | 2021-05-03 | 11.2 | 6.8 | 0 | 2020-05-03 | 20.2 | 0 | 2.2 | 2019-05-03 | 11.2 | 6.8 | 0 | 2018-05-03 | 19.2 | 0 | 1.2 | 2017-05-03 | 14.4 | 3.6 | 0 | 2016-05-03 | 11.2 | 6.8 | 0 | 5.08 | 0.34
2025-05-03 | 9.4 | 8.6 | 0 | 2024-05-03 | 15 | 3 | 0 | 2023-05-03 | 9.9 | 8.1 | 0 | 2022-05-03 | 10.5 | 7.5 | 0 | 2021-05-03 | 10.1 | 7.9 | 0 | 2020-05-03 | 18.8 | 0 | 0.8 | 2019-05-03 | 11.1 | 6.9 | 0 | 2018-05-03 | 18.2 | 0 | 0.2 | 2017-05-03 | 14.3 | 3.7 | 0 | 2016-05-03 | 11.4 | 6.6 | 0 | 5.23 | 0.1
2025-05-03 | 9.6 | 8.4 | 0 | 2024-05-03 | 14.8 | 3.2 | 0 | 2023-05-03 | 9.8 | 8.2 | 0 | 2022-05-03 | 9.9 | 8.1 | 0 | 2021-05-03 | 9.6 | 8.4 | 0 | 2020-05-03 | 18 | 0 | 0 | 2019-05-03 | 11.3 | 6.7 | 0 | 2018-05-03 | 14.5 | 3.5 | 0 | 2017-05-03 | 14.3 | 3.7 | 0 | 2016-05-03 | 11 | 7 | 0 | 5.72 | 0
2025-05-03 | 9.3 | 8.7 | 0 | 2024-05-03 | 14.2 | 3.8 | 0 | 2023-05-03 | 9.3 | 8.7 | 0 | 2022-05-03 | 9.7 | 8.3 | 0 | 2021-05-03 | 9.8 | 8.2 | 0 | 2020-05-03 | 17.7 | 0.3 | 0 | 2019-05-03 | 10.9 | 7.1 | 0 | 2018-05-03 | 13.9 | 4.1 | 0 | 2017-05-03 | 13.1 | 4.9 | 0 | 2016-05-03 | 10.7 | 7.3 | 0 | 6.14 | 0
2025-05-03 | 8.4 | 9.6 | 0 | 2024-05-03 | 14 | 4 | 0 | 2023-05-03 | 9.6 | 8.4 | 0 | 2022-05-03 | 10.1 | 7.9 | 0 | 2021-05-03 | 10 | 8 | 0 | 2020-05-03 | 14.3 | 3.7 | 0 | 2019-05-03 | 9.9 | 8.1 | 0 | 2018-05-03 | 13.1 | 4.9 | 0 | 2017-05-03 | 11.3 | 6.7 | 0 | 2016-05-03 | 10.4 | 7.6 | 0 | 6.89 | 0
2025-05-03 | 8.2 | 9.8 | 0 | 2024-05-03 | 14.1 | 3.9 | 0 | 2023-05-03 | 9.1 | 8.9 | 0 | 2022-05-03 | 10.8 | 7.2 | 0 | 2021-05-03 | 9.7 | 8.3 | 0 | 2020-05-03 | 13 | 5 | 0 | 2019-05-03 | 8.8 | 9.2 | 0 | 2018-05-03 | 13.1 | 4.9 | 0 | 2017-05-03 | 10.1 | 7.9 | 0 | 2016-05-03 | 9 | 9 | 0 | 7.41 | 0
2025-05-03 | 8.5 | 9.5 | 0 | 2024-05-03 | 14.1 | 3.9 | 0 | 2023-05-03 | 8.9 | 9.1 | 0 | 2022-05-03 | 11.1 | 6.9 | 0 | 2021-05-03 | 8.6 | 9.4 | 0 | 2020-05-03 | 12 | 6 | 0 | 2019-05-03 | 8 | 10 | 0 | 2018-05-03 | 12.7 | 5.3 | 0 | 2017-05-03 | 9.5 | 8.5 | 0 | 2016-05-03 | 7.9 | 10.1 | 0 | 7.87 | 0
2025-05-03 | 7.9 | 10.1 | 0 | 2024-05-03 | 13.9 | 4.1 | 0 | 2023-05-03 | 8.6 | 9.4 | 0 | 2022-05-03 | 11.1 | 6.9 | 0 | 2021-05-03 | 8.2 | 9.8 | 0 | 2020-05-03 | 11.2 | 6.8 | 0 | 2019-05-03 | 7.9 | 10.1 | 0 | 2018-05-03 | 11.9 | 6.1 | 0 | 2017-05-03 | 8.5 | 9.5 | 0 | 2016-05-03 | 7.2 | 10.8 | 0 | 8.36 | 0
2025-05-03 | 6.5 | 11.5 | 0 | 2024-05-03 | 14.2 | 3.8 | 0 | 2023-05-03 | 8.4 | 9.6 | 0 | 2022-05-03 | 10.7 | 7.3 | 0 | 2021-05-03 | 8.8 | 9.2 | 0 | 2020-05-03 | 10.9 | 7.1 | 0 | 2019-05-03 | 7.8 | 10.2 | 0 | 2018-05-03 | 10.4 | 7.6 | 0 | 2017-05-03 | 8.1 | 9.9 | 0 | 2016-05-03 | 7.2 | 10.8 | 0 | 8.7 | 0
2025-05-04 | 5.4 | 12.6 | 0 | 2024-05-04 | 13.9 | 4.1 | 0 | 2023-05-04 | 8.1 | 9.9 | 0 | 2022-05-04 | 10.8 | 7.2 | 0 | 2021-05-04 | 8.8 | 9.2 | 0 | 2020-05-04 | 10.2 | 7.8 | 0 | 2019-05-04 | 7.6 | 10.4 | 0 | 2018-05-04 | 9.9 | 8.1 | 0 | 2017-05-04 | 7.1 | 10.9 | 0 | 2016-05-04 | 6.9 | 11.1 | 0 | 9.13 | 0
2025-05-04 | 5.1 | 12.9 | 0 | 2024-05-04 | 14 | 4 | 0 | 2023-05-04 | 7.5 | 10.5 | 0 | 2022-05-04 | 10.9 | 7.1 | 0 | 2021-05-04 | 8.6 | 9.4 | 0 | 2020-05-04 | 9.8 | 8.2 | 0 | 2019-05-04 | 7.6 | 10.4 | 0 | 2018-05-04 | 10 | 8 | 0 | 2017-05-04 | 5.9 | 12.1 | 0 | 2016-05-04 | 6.8 | 11.2 | 0 | 9.38 | 0
2025-05-04 | 4.9 | 13.1 | 0 | 2024-05-04 | 13.8 | 4.2 | 0 | 2023-05-04 | 7.4 | 10.6 | 0 | 2022-05-04 | 11 | 7 | 0 | 2021-05-04 | 8.5 | 9.5 | 0 | 2020-05-04 | 8.6 | 9.4 | 0 | 2019-05-04 | 7.2 | 10.8 | 0 | 2018-05-04 | 10.4 | 7.6 | 0 | 2017-05-04 | 6 | 12 | 0 | 2016-05-04 | 7 | 11 | 0 | 9.52 | 0
2025-05-04 | 5.5 | 12.5 | 0 | 2024-05-04 | 13.7 | 4.3 | 0 | 2023-05-04 | 6.7 | 11.3 | 0 | 2022-05-04 | 11 | 7 | 0 | 2021-05-04 | 8.8 | 9.2 | 0 | 2020-05-04 | 7.5 | 10.5 | 0 | 2019-05-04 | 7 | 11 | 0 | 2018-05-04 | 10.1 | 7.9 | 0 | 2017-05-04 | 4.6 | 13.4 | 0 | 2016-05-04 | 6.5 | 11.5 | 0 | 9.86 | 0
2025-05-04 | 5.4 | 12.6 | 0 | 2024-05-04 | 13.5 | 4.5 | 0 | 2023-05-04 | 6.6 | 11.4 | 0 | 2022-05-04 | 10.8 | 7.2 | 0 | 2021-05-04 | 8.6 | 9.4 | 0 | 2020-05-04 | 6.9 | 11.1 | 0 | 2019-05-04 | 6.7 | 11.3 | 0 | 2018-05-04 | 10.5 | 7.5 | 0 | 2017-05-04 | 5.4 | 12.6 | 0 | 2016-05-04 | 6 | 12 | 0 | 9.96 | 0
2025-05-04 | 5.7 | 12.3 | 0 | 2024-05-04 | 13 | 5 | 0 | 2023-05-04 | 6.8 | 11.2 | 0 | 2022-05-04 | 10.2 | 7.8 | 0 | 2021-05-04 | 8.7 | 9.3 | 0 | 2020-05-04 | 6 | 12 | 0 | 2019-05-04 | 6.9 | 11.1 | 0 | 2018-05-04 | 9.8 | 8.2 | 0 | 2017-05-04 | 6.2 | 11.8 | 0 | 2016-05-04 | 5.8 | 12.2 | 0 | 10.09 | 0
2025-05-04 | 6.3 | 11.7 | 0 | 2024-05-04 | 13.1 | 4.9 | 0 | 2023-05-04 | 7.2 | 10.8 | 0 | 2022-05-04 | 10.1 | 7.9 | 0 | 2021-05-04 | 8.4 | 9.6 | 0 | 2020-05-04 | 6.1 | 11.9 | 0 | 2019-05-04 | 6.7 | 11.3 | 0 | 2018-05-04 | 9.8 | 8.2 | 0 | 2017-05-04 | 6.7 | 11.3 | 0 | 2016-05-04 | 6.6 | 11.4 | 0 | 9.9 | 0
2025-05-04 | 7.1 | 10.9 | 0 | 2024-05-04 | 14.8 | 3.2 | 0 | 2023-05-04 | 7.8 | 10.2 | 0 | 2022-05-04 | 10.2 | 7.8 | 0 | 2021-05-04 | 8.4 | 9.6 | 0 | 2020-05-04 | 5.7 | 12.3 | 0 | 2019-05-04 | 7.1 | 10.9 | 0 | 2018-05-04 | 9.6 | 8.4 | 0 | 2017-05-04 | 7.5 | 10.5 | 0 | 2016-05-04 | 9.1 | 8.9 | 0 | 9.27 | 0
2025-05-04 | 8.4 | 9.6 | 0 | 2024-05-04 | 15.9 | 2.1 | 0 | 2023-05-04 | 8.9 | 9.1 | 0 | 2022-05-04 | 10.6 | 7.4 | 0 | 2021-05-04 | 8.2 | 9.8 | 0 | 2020-05-04 | 5.9 | 12.1 | 0 | 2019-05-04 | 7.1 | 10.9 | 0 | 2018-05-04 | 10.6 | 7.4 | 0 | 2017-05-04 | 8.7 | 9.3 | 0 | 2016-05-04 | 9.9 | 8.1 | 0 | 8.58 | 0
2025-05-04 | 11.6 | 6.4 | 0 | 2024-05-04 | 18.7 | 0 | 0.7 | 2023-05-04 | 11.1 | 6.9 | 0 | 2022-05-04 | 11.2 | 6.8 | 0 | 2021-05-04 | 8.2 | 9.8 | 0 | 2020-05-04 | 6.1 | 11.9 | 0 | 2019-05-04 | 7.9 | 10.1 | 0 | 2018-05-04 | 11.9 | 6.1 | 0 | 2017-05-04 | 8.5 | 9.5 | 0 | 2016-05-04 | 11.7 | 6.3 | 0 | 7.38 | 0.07
2025-05-04 | 14.1 | 3.9 | 0 | 2024-05-04 | 20.2 | 0 | 2.2 | 2023-05-04 | 9.7 | 8.3 | 0 | 2022-05-04 | 12.4 | 5.6 | 0 | 2021-05-04 | 8.8 | 9.2 | 0 | 2020-05-04 | 6.6 | 11.4 | 0 | 2019-05-04 | 8.8 | 9.2 | 0 | 2018-05-04 | 12.4 | 5.6 | 0 | 2017-05-04 | 9.5 | 8.5 | 0 | 2016-05-04 | 12.7 | 5.3 | 0 | 6.7 | 0.22
2025-05-04 | 14.4 | 3.6 | 0 | 2024-05-04 | 20.8 | 0 | 2.8 | 2023-05-04 | 10.5 | 7.5 | 0 | 2022-05-04 | 13.6 | 4.4 | 0 | 2021-05-04 | 8.2 | 9.8 | 0 | 2020-05-04 | 7.6 | 10.4 | 0 | 2019-05-04 | 8.8 | 9.2 | 0 | 2018-05-04 | 13.1 | 4.9 | 0 | 2017-05-04 | 9.9 | 8.1 | 0 | 2016-05-04 | 13.1 | 4.9 | 0 | 6.28 | 0.28
2025-05-04 | 14.3 | 3.7 | 0 | 2024-05-04 | 20 | 0 | 2 | 2023-05-04 | 11 | 7 | 0 | 2022-05-04 | 13.3 | 4.7 | 0 | 2021-05-04 | 8.1 | 9.9 | 0 | 2020-05-04 | 8.7 | 9.3 | 0 | 2019-05-04 | 9 | 9 | 0 | 2018-05-04 | 16.1 | 1.9 | 0 | 2017-05-04 | 10 | 8 | 0 | 2016-05-04 | 14.8 | 3.2 | 0 | 5.67 | 0.2
2025-05-04 | 13.7 | 4.3 | 0 | 2024-05-04 | 19.3 | 0 | 1.3 | 2023-05-04 | 11.1 | 6.9 | 0 | 2022-05-04 | 13.8 | 4.2 | 0 | 2021-05-04 | 9 | 9 | 0 | 2020-05-04 | 9.6 | 8.4 | 0 | 2019-05-04 | 9.3 | 8.7 | 0 | 2018-05-04 | 23.4 | 0 | 5.4 | 2017-05-04 | 8.9 | 9.1 | 0 | 2016-05-04 | 15 | 3 | 0 | 5.36 | 0.67
2025-05-04 | 14.5 | 3.5 | 0 | 2024-05-04 | 18.3 | 0 | 0.3 | 2023-05-04 | 11.1 | 6.9 | 0 | 2022-05-04 | 14 | 4 | 0 | 2021-05-04 | 9.7 | 8.3 | 0 | 2020-05-04 | 11.2 | 6.8 | 0 | 2019-05-04 | 10.3 | 7.7 | 0 | 2018-05-04 | 24.1 | 0 | 6.1 | 2017-05-04 | 7.8 | 10.2 | 0 | 2016-05-04 | 15 | 3 | 0 | 5.04 | 0.64
2025-05-04 | 14.4 | 3.6 | 0 | 2024-05-04 | 19.1 | 0 | 1.1 | 2023-05-04 | 10.6 | 7.4 | 0 | 2022-05-04 | 14.9 | 3.1 | 0 | 2021-05-04 | 10 | 8 | 0 | 2020-05-04 | 10.4 | 7.6 | 0 | 2019-05-04 | 11.8 | 6.2 | 0 | 2018-05-04 | 19.2 | 0 | 1.2 | 2017-05-04 | 7.4 | 10.6 | 0 | 2016-05-04 | 15.4 | 2.6 | 0 | 4.91 | 0.23
2025-05-04 | 14.3 | 3.7 | 0 | 2024-05-04 | 19.3 | 0 | 1.3 | 2023-05-04 | 10.8 | 7.2 | 0 | 2022-05-04 | 15.2 | 2.8 | 0 | 2021-05-04 | 10.2 | 7.8 | 0 | 2020-05-04 | 10 | 8 | 0 | 2019-05-04 | 12.1 | 5.9 | 0 | 2018-05-04 | 21.5 | 0 | 3.5 | 2017-05-04 | 6.9 | 11.1 | 0 | 2016-05-04 | 15.9 | 2.1 | 0 | 4.86 | 0.48
2025-05-04 | 13.8 | 4.2 | 0 | 2024-05-04 | 19.4 | 0 | 1.4 | 2023-05-04 | 9.4 | 8.6 | 0 | 2022-05-04 | 14.8 | 3.2 | 0 | 2021-05-04 | 9.4 | 8.6 | 0 | 2020-05-04 | 9.5 | 8.5 | 0 | 2019-05-04 | 12.1 | 5.9 | 0 | 2018-05-04 | 12.2 | 5.8 | 0 | 2017-05-04 | 6.9 | 11.1 | 0 | 2016-05-04 | 15.1 | 2.9 | 0 | 5.88 | 0.14
2025-05-04 | 13.4 | 4.6 | 0 | 2024-05-04 | 17.9 | 0.1 | 0 | 2023-05-04 | 9.7 | 8.3 | 0 | 2022-05-04 | 14.3 | 3.7 | 0 | 2021-05-04 | 10.2 | 7.8 | 0 | 2020-05-04 | 7.7 | 10.3 | 0 | 2019-05-04 | 10.5 | 7.5 | 0 | 2018-05-04 | 10.9 | 7.1 | 0 | 2017-05-04 | 6.6 | 11.4 | 0 | 2016-05-04 | 13.9 | 4.1 | 0 | 6.49 | 0
2025-05-04 | 13 | 5 | 0 | 2024-05-04 | 17.3 | 0.7 | 0 | 2023-05-04 | 9.1 | 8.9 | 0 | 2022-05-04 | 12.8 | 5.2 | 0 | 2021-05-04 | 10 | 8 | 0 | 2020-05-04 | 5.9 | 12.1 | 0 | 2019-05-04 | 10 | 8 | 0 | 2018-05-04 | 9.8 | 8.2 | 0 | 2017-05-04 | 6.2 | 11.8 | 0 | 2016-05-04 | 12.7 | 5.3 | 0 | 7.32 | 0
2025-05-04 | 12.5 | 5.5 | 0 | 2024-05-04 | 16.7 | 1.3 | 0 | 2023-05-04 | 8.8 | 9.2 | 0 | 2022-05-04 | 11.4 | 6.6 | 0 | 2021-05-04 | 9.4 | 8.6 | 0 | 2020-05-04 | 5.3 | 12.7 | 0 | 2019-05-04 | 9.4 | 8.6 | 0 | 2018-05-04 | 10.3 | 7.7 | 0 | 2017-05-04 | 6.1 | 11.9 | 0 | 2016-05-04 | 11.2 | 6.8 | 0 | 7.89 | 0
2025-05-04 | 12.3 | 5.7 | 0 | 2024-05-04 | 15.4 | 2.6 | 0 | 2023-05-04 | 8.4 | 9.6 | 0 | 2022-05-04 | 10.8 | 7.2 | 0 | 2021-05-04 | 11.6 | 6.4 | 0 | 2020-05-04 | 4.6 | 13.4 | 0 | 2019-05-04 | 9 | 9 | 0 | 2018-05-04 | 10.4 | 7.6 | 0 | 2017-05-04 | 6.3 | 11.7 | 0 | 2016-05-04 | 10.8 | 7.2 | 0 | 8.04 | 0
2025-05-04 | 12.6 | 5.4 | 0 | 2024-05-04 | 13.3 | 4.7 | 0 | 2023-05-04 | 8.6 | 9.4 | 0 | 2022-05-04 | 9.8 | 8.2 | 0 | 2021-05-04 | 10.9 | 7.1 | 0 | 2020-05-04 | 4.2 | 13.8 | 0 | 2019-05-04 | 8.9 | 9.1 | 0 | 2018-05-04 | 10.1 | 7.9 | 0 | 2017-05-04 | 6.4 | 11.6 | 0 | 2016-05-04 | 10.6 | 7.4 | 0 | 8.46 | 0
2025-05-04 | 11.9 | 6.1 | 0 | 2024-05-04 | 12.9 | 5.1 | 0 | 2023-05-04 | 8.4 | 9.6 | 0 | 2022-05-04 | 9 | 9 | 0 | 2021-05-04 | 10.2 | 7.8 | 0 | 2020-05-04 | 3 | 15 | 0 | 2019-05-04 | 8.6 | 9.4 | 0 | 2018-05-04 | 8.8 | 9.2 | 0 | 2017-05-04 | 6.5 | 11.5 | 0 | 2016-05-04 | 9.9 | 8.1 | 0 | 9.08 | 0
2025-05-05 | 11.6 | 6.4 | 0 | 2024-05-05 | 13.1 | 4.9 | 0 | 2023-05-05 | 8.4 | 9.6 | 0 | 2022-05-05 | 8.3 | 9.7 | 0 | 2021-05-05 | 9.5 | 8.5 | 0 | 2020-05-05 | 1.8 | 16.2 | 0 | 2019-05-05 | 7.8 | 10.2 | 0 | 2018-05-05 | 9 | 9 | 0 | 2017-05-05 | 6.7 | 11.3 | 0 | 2016-05-05 | 9.8 | 8.2 | 0 | 9.4 | 0
2025-05-05 | 13.2 | 4.8 | 0 | 2024-05-05 | 12.6 | 5.4 | 0 | 2023-05-05 | 8.3 | 9.7 | 0 | 2022-05-05 | 7.4 | 10.6 | 0 | 2021-05-05 | 9.3 | 8.7 | 0 | 2020-05-05 | 1.9 | 16.1 | 0 | 2019-05-05 | 6.9 | 11.1 | 0 | 2018-05-05 | 8.3 | 9.7 | 0 | 2017-05-05 | 6.8 | 11.2 | 0 | 2016-05-05 | 8.8 | 9.2 | 0 | 9.65 | 0
2025-05-05 | 14.5 | 3.5 | 0 | 2024-05-05 | 12.3 | 5.7 | 0 | 2023-05-05 | 8.2 | 9.8 | 0 | 2022-05-05 | 6.7 | 11.3 | 0 | 2021-05-05 | 9.2 | 8.8 | 0 | 2020-05-05 | 1.1 | 16.9 | 0 | 2019-05-05 | 6.8 | 11.2 | 0 | 2018-05-05 | 8.5 | 9.5 | 0 | 2017-05-05 | 7 | 11 | 0 | 2016-05-05 | 7.8 | 10.2 | 0 | 9.79 | 0
2025-05-05 | 15.3 | 2.7 | 0 | 2024-05-05 | 11 | 7 | 0 | 2023-05-05 | 8 | 10 | 0 | 2022-05-05 | 6.2 | 11.8 | 0 | 2021-05-05 | 9.2 | 8.8 | 0 | 2020-05-05 | 2 | 16 | 0 | 2019-05-05 | 6.6 | 11.4 | 0 | 2018-05-05 | 8.6 | 9.4 | 0 | 2017-05-05 | 6.9 | 11.1 | 0 | 2016-05-05 | 7.7 | 10.3 | 0 | 9.85 | 0
2025-05-05 | 15.6 | 2.4 | 0 | 2024-05-05 | 11 | 7 | 0 | 2023-05-05 | 8 | 10 | 0 | 2022-05-05 | 5.6 | 12.4 | 0 | 2021-05-05 | 8.9 | 9.1 | 0 | 2020-05-05 | 0.9 | 17.1 | 0 | 2019-05-05 | 5.9 | 12.1 | 0 | 2018-05-05 | 8.7 | 9.3 | 0 | 2017-05-05 | 7.1 | 10.9 | 0 | 2016-05-05 | 7.6 | 10.4 | 0 | 10.07 | 0
2025-05-05 | 15.4 | 2.6 | 0 | 2024-05-05 | 11.3 | 6.7 | 0 | 2023-05-05 | 7.9 | 10.1 | 0 | 2022-05-05 | 5.1 | 12.9 | 0 | 2021-05-05 | 8.2 | 9.8 | 0 | 2020-05-05 | -0.4 | 18.4 | 0 | 2019-05-05 | 5 | 13 | 0 | 2018-05-05 | 9.3 | 8.7 | 0 | 2017-05-05 | 6.7 | 11.3 | 0 | 2016-05-05 | 7.8 | 10.2 | 0 | 10.37 | 0
2025-05-05 | 15.4 | 2.6 | 0 | 2024-05-05 | 11.2 | 6.8 | 0 | 2023-05-05 | 8.2 | 9.8 | 0 | 2022-05-05 | 5.3 | 12.7 | 0 | 2021-05-05 | 7.8 | 10.2 | 0 | 2020-05-05 | 1.4 | 16.6 | 0 | 2019-05-05 | 5.9 | 12.1 | 0 | 2018-05-05 | 10.2 | 7.8 | 0 | 2017-05-05 | 6.7 | 11.3 | 0 | 2016-05-05 | 8.9 | 9.1 | 0 | 9.9 | 0
2025-05-05 | 14.9 | 3.1 | 0 | 2024-05-05 | 11 | 7 | 0 | 2023-05-05 | 8.5 | 9.5 | 0 | 2022-05-05 | 7.9 | 10.1 | 0 | 2021-05-05 | 7.8 | 10.2 | 0 | 2020-05-05 | 2.6 | 15.4 | 0 | 2019-05-05 | 7.7 | 10.3 | 0 | 2018-05-05 | 12 | 6 | 0 | 2017-05-05 | 7.1 | 10.9 | 0 | 2016-05-05 | 9.5 | 8.5 | 0 | 9.1 | 0
2025-05-05 | 14.9 | 3.1 | 0 | 2024-05-05 | 11 | 7 | 0 | 2023-05-05 | 9.2 | 8.8 | 0 | 2022-05-05 | 11 | 7 | 0 | 2021-05-05 | 8.2 | 9.8 | 0 | 2020-05-05 | 4.2 | 13.8 | 0 | 2019-05-05 | 10 | 8 | 0 | 2018-05-05 | 14.7 | 3.3 | 0 | 2017-05-05 | 7.5 | 10.5 | 0 | 2016-05-05 | 10.4 | 7.6 | 0 | 7.89 | 0
2025-05-05 | 14.7 | 3.3 | 0 | 2024-05-05 | 11.7 | 6.3 | 0 | 2023-05-05 | 9.6 | 8.4 | 0 | 2022-05-05 | 12.4 | 5.6 | 0 | 2021-05-05 | 8.3 | 9.7 | 0 | 2020-05-05 | 4.4 | 13.6 | 0 | 2019-05-05 | 12.3 | 5.7 | 0 | 2018-05-05 | 17.7 | 0.3 | 0 | 2017-05-05 | 7.5 | 10.5 | 0 | 2016-05-05 | 11.3 | 6.7 | 0 | 7.01 | 0
2025-05-05 | 14.4 | 3.6 | 0 | 2024-05-05 | 12.7 | 5.3 | 0 | 2023-05-05 | 10.7 | 7.3 | 0 | 2022-05-05 | 12.9 | 5.1 | 0 | 2021-05-05 | 9.2 | 8.8 | 0 | 2020-05-05 | 5.8 | 12.2 | 0 | 2019-05-05 | 14.3 | 3.7 | 0 | 2018-05-05 | 19.7 | 0 | 1.7 | 2017-05-05 | 7.9 | 10.1 | 0 | 2016-05-05 | 12.6 | 5.4 | 0 | 6.15 | 0.17
2025-05-05 | 14.7 | 3.3 | 0 | 2024-05-05 | 12.9 | 5.1 | 0 | 2023-05-05 | 11.2 | 6.8 | 0 | 2022-05-05 | 13.4 | 4.6 | 0 | 2021-05-05 | 10.5 | 7.5 | 0 | 2020-05-05 | 7.4 | 10.6 | 0 | 2019-05-05 | 15.4 | 2.6 | 0 | 2018-05-05 | 21.1 | 0 | 3.1 | 2017-05-05 | 8.2 | 9.8 | 0 | 2016-05-05 | 13.5 | 4.5 | 0 | 5.48 | 0.31
2025-05-05 | 13.7 | 4.3 | 0 | 2024-05-05 | 14.4 | 3.6 | 0 | 2023-05-05 | 12.4 | 5.6 | 0 | 2022-05-05 | 13.8 | 4.2 | 0 | 2021-05-05 | 10.3 | 7.7 | 0 | 2020-05-05 | 8.5 | 9.5 | 0 | 2019-05-05 | 15.3 | 2.7 | 0 | 2018-05-05 | 22.2 | 0 | 4.2 | 2017-05-05 | 8.6 | 9.4 | 0 | 2016-05-05 | 13.1 | 4.9 | 0 | 5.19 | 0.42
2025-05-05 | 13.2 | 4.8 | 0 | 2024-05-05 | 15.7 | 2.3 | 0 | 2023-05-05 | 13.4 | 4.6 | 0 | 2022-05-05 | 14.1 | 3.9 | 0 | 2021-05-05 | 11.4 | 6.6 | 0 | 2020-05-05 | 8.9 | 9.1 | 0 | 2019-05-05 | 15.7 | 2.3 | 0 | 2018-05-05 | 23.5 | 0 | 5.5 | 2017-05-05 | 8.9 | 9.1 | 0 | 2016-05-05 | 13.5 | 4.5 | 0 | 4.72 | 0.55
2025-05-05 | 13.3 | 4.7 | 0 | 2024-05-05 | 18.2 | 0 | 0.2 | 2023-05-05 | 13.8 | 4.2 | 0 | 2022-05-05 | 14.1 | 3.9 | 0 | 2021-05-05 | 10.1 | 7.9 | 0 | 2020-05-05 | 9.7 | 8.3 | 0 | 2019-05-05 | 15.8 | 2.2 | 0 | 2018-05-05 | 23.4 | 0 | 5.4 | 2017-05-05 | 9.2 | 8.8 | 0 | 2016-05-05 | 13.2 | 4.8 | 0 | 4.48 | 0.56
2025-05-05 | 14.9 | 3.1 | 0 | 2024-05-05 | 18.9 | 0 | 0.9 | 2023-05-05 | 13.6 | 4.4 | 0 | 2022-05-05 | 13.7 | 4.3 | 0 | 2021-05-05 | 10 | 8 | 0 | 2020-05-05 | 10.3 | 7.7 | 0 | 2019-05-05 | 16.1 | 1.9 | 0 | 2018-05-05 | 22.4 | 0 | 4.4 | 2017-05-05 | 9.4 | 8.6 | 0 | 2016-05-05 | 14.8 | 3.2 | 0 | 4.12 | 0.53
2025-05-05 | 16.3 | 1.7 | 0 | 2024-05-05 | 17.4 | 0.6 | 0 | 2023-05-05 | 12.9 | 5.1 | 0 | 2022-05-05 | 14.2 | 3.8 | 0 | 2021-05-05 | 11 | 7 | 0 | 2020-05-05 | 10.2 | 7.8 | 0 | 2019-05-05 | 16.2 | 1.8 | 0 | 2018-05-05 | 23.6 | 0 | 5.6 | 2017-05-05 | 9.5 | 8.5 | 0 | 2016-05-05 | 13.9 | 4.1 | 0 | 4.04 | 0.56
2025-05-05 | 17.5 | 0.5 | 0 | 2024-05-05 | 18.3 | 0 | 0.3 | 2023-05-05 | 13.5 | 4.5 | 0 | 2022-05-05 | 13.8 | 4.2 | 0 | 2021-05-05 | 10 | 8 | 0 | 2020-05-05 | 7.9 | 10.1 | 0 | 2019-05-05 | 15.8 | 2.2 | 0 | 2018-05-05 | 21.5 | 0 | 3.5 | 2017-05-05 | 9.1 | 8.9 | 0 | 2016-05-05 | 15.4 | 2.6 | 0 | 4.1 | 0.38
2025-05-05 | 18.1 | 0 | 0.1 | 2024-05-05 | 18.4 | 0 | 0.4 | 2023-05-05 | 12.9 | 5.1 | 0 | 2022-05-05 | 12.8 | 5.2 | 0 | 2021-05-05 | 9.6 | 8.4 | 0 | 2020-05-05 | 7.1 | 10.9 | 0 | 2019-05-05 | 14.4 | 3.6 | 0 | 2018-05-05 | 20.4 | 0 | 2.4 | 2017-05-05 | 7.8 | 10.2 | 0 | 2016-05-05 | 15.5 | 2.5 | 0 | 4.59 | 0.29
2025-05-05 | 17.4 | 0.6 | 0 | 2024-05-05 | 16.8 | 1.2 | 0 | 2023-05-05 | 11.9 | 6.1 | 0 | 2022-05-05 | 12.3 | 5.7 | 0 | 2021-05-05 | 9.1 | 8.9 | 0 | 2020-05-05 | 7.1 | 10.9 | 0 | 2019-05-05 | 13.9 | 4.1 | 0 | 2018-05-05 | 19.2 | 0 | 1.2 | 2017-05-05 | 7.3 | 10.7 | 0 | 2016-05-05 | 15.8 | 2.2 | 0 | 5.04 | 0.12
2025-05-05 | 15.9 | 2.1 | 0 | 2024-05-05 | 14.2 | 3.8 | 0 | 2023-05-05 | 11.2 | 6.8 | 0 | 2022-05-05 | 12.2 | 5.8 | 0 | 2021-05-05 | 7.8 | 10.2 | 0 | 2020-05-05 | 7 | 11 | 0 | 2019-05-05 | 13.2 | 4.8 | 0 | 2018-05-05 | 17.9 | 0.1 | 0 | 2017-05-05 | 6.8 | 11.2 | 0 | 2016-05-05 | 14.2 | 3.8 | 0 | 5.96 | 0
2025-05-05 | 14.4 | 3.6 | 0 | 2024-05-05 | 13.9 | 4.1 | 0 | 2023-05-05 | 10.6 | 7.4 | 0 | 2022-05-05 | 11.8 | 6.2 | 0 | 2021-05-05 | 7.2 | 10.8 | 0 | 2020-05-05 | 5.5 | 12.5 | 0 | 2019-05-05 | 12.4 | 5.6 | 0 | 2018-05-05 | 16.1 | 1.9 | 0 | 2017-05-05 | 6.8 | 11.2 | 0 | 2016-05-05 | 13.1 | 4.9 | 0 | 6.82 | 0
2025-05-05 | 14 | 4 | 0 | 2024-05-05 | 14.5 | 3.5 | 0 | 2023-05-05 | 10.1 | 7.9 | 0 | 2022-05-05 | 11.6 | 6.4 | 0 | 2021-05-05 | 6.7 | 11.3 | 0 | 2020-05-05 | 4.2 | 13.8 | 0 | 2019-05-05 | 11.9 | 6.1 | 0 | 2018-05-05 | 15.7 | 2.3 | 0 | 2017-05-05 | 6.5 | 11.5 | 0 | 2016-05-05 | 12.2 | 5.8 | 0 | 7.26 | 0
2025-05-05 | 13.8 | 4.2 | 0 | 2024-05-05 | 13.4 | 4.6 | 0 | 2023-05-05 | 8.9 | 9.1 | 0 | 2022-05-05 | 10.6 | 7.4 | 0 | 2021-05-05 | 5.9 | 12.1 | 0 | 2020-05-05 | 3.7 | 14.3 | 0 | 2019-05-05 | 11.8 | 6.2 | 0 | 2018-05-05 | 15.9 | 2.1 | 0 | 2017-05-05 | 6.4 | 11.6 | 0 | 2016-05-05 | 11.8 | 6.2 | 0 | 7.78 | 0
2025-05-06 | 13 | 5 | 0 | 2024-05-06 | 11.9 | 6.1 | 0 | 2023-05-06 | 7.9 | 10.1 | 0 | 2022-05-06 | 11 | 7 | 0 | 2021-05-06 | 4.8 | 13.2 | 0 | 2020-05-06 | 3.7 | 14.3 | 0 | 2019-05-06 | 11.2 | 6.8 | 0 | 2018-05-06 | 14.6 | 3.4 | 0 | 2017-05-06 | 6.3 | 11.7 | 0 | 2016-05-06 | 11.1 | 6.9 | 0 | 8.45 | 0
2025-05-06 | 12.4 | 5.6 | 0 | 2024-05-06 | 11.1 | 6.9 | 0 | 2023-05-06 | 8.4 | 9.6 | 0 | 2022-05-06 | 9.9 | 8.1 | 0 | 2021-05-06 | 4.4 | 13.6 | 0 | 2020-05-06 | 3.5 | 14.5 | 0 | 2019-05-06 | 9.6 | 8.4 | 0 | 2018-05-06 | 13.3 | 4.7 | 0 | 2017-05-06 | 6.1 | 11.9 | 0 | 2016-05-06 | 10.7 | 7.3 | 0 | 9.06 | 0
2025-05-06 | 11.9 | 6.1 | 0 | 2024-05-06 | 10.6 | 7.4 | 0 | 2023-05-06 | 7.7 | 10.3 | 0 | 2022-05-06 | 9.2 | 8.8 | 0 | 2021-05-06 | 3.8 | 14.2 | 0 | 2020-05-06 | 3.4 | 14.6 | 0 | 2019-05-06 | 8.4 | 9.6 | 0 | 2018-05-06 | 14.2 | 3.8 | 0 | 2017-05-06 | 6 | 12 | 0 | 2016-05-06 | 9.9 | 8.1 | 0 | 9.49 | 0
2025-05-06 | 11.1 | 6.9 | 0 | 2024-05-06 | 9.2 | 8.8 | 0 | 2023-05-06 | 6.2 | 11.8 | 0 | 2022-05-06 | 9.4 | 8.6 | 0 | 2021-05-06 | 3.4 | 14.6 | 0 | 2020-05-06 | 2.9 | 15.1 | 0 | 2019-05-06 | 9.2 | 8.8 | 0 | 2018-05-06 | 13.8 | 4.2 | 0 | 2017-05-06 | 5.7 | 12.3 | 0 | 2016-05-06 | 9.7 | 8.3 | 0 | 9.94 | 0
2025-05-06 | 10.5 | 7.5 | 0 | 2024-05-06 | 9.1 | 8.9 | 0 | 2023-05-06 | 5.9 | 12.1 | 0 | 2022-05-06 | 8.8 | 9.2 | 0 | 2021-05-06 | 3.4 | 14.6 | 0 | 2020-05-06 | 2.7 | 15.3 | 0 | 2019-05-06 | 7.7 | 10.3 | 0 | 2018-05-06 | 13 | 5 | 0 | 2017-05-06 | 5.5 | 12.5 | 0 | 2016-05-06 | 8.6 | 9.4 | 0 | 10.48 | 0
2025-05-06 | 10.4 | 7.6 | 0 | 2024-05-06 | 8.5 | 9.5 | 0 | 2023-05-06 | 6.4 | 11.6 | 0 | 2022-05-06 | 9.1 | 8.9 | 0 | 2021-05-06 | 2.3 | 15.7 | 0 | 2020-05-06 | 2.9 | 15.1 | 0 | 2019-05-06 | 8.7 | 9.3 | 0 | 2018-05-06 | 11.8 | 6.2 | 0 | 2017-05-06 | 5.2 | 12.8 | 0 | 2016-05-06 | 8.8 | 9.2 | 0 | 10.59 | 0
2025-05-06 | 10.4 | 7.6 | 0 | 2024-05-06 | 9.2 | 8.8 | 0 | 2023-05-06 | 7.5 | 10.5 | 0 | 2022-05-06 | 9.4 | 8.6 | 0 | 2021-05-06 | 4.2 | 13.8 | 0 | 2020-05-06 | 3.1 | 14.9 | 0 | 2019-05-06 | 10 | 8 | 0 | 2018-05-06 | 12 | 6 | 0 | 2017-05-06 | 5.3 | 12.7 | 0 | 2016-05-06 | 9.2 | 8.8 | 0 | 9.97 | 0
2025-05-06 | 8.5 | 9.5 | 0 | 2024-05-06 | 11.1 | 6.9 | 0 | 2023-05-06 | 9.4 | 8.6 | 0 | 2022-05-06 | 10.4 | 7.6 | 0 | 2021-05-06 | 6.5 | 11.5 | 0 | 2020-05-06 | 4.5 | 13.5 | 0 | 2019-05-06 | 11.7 | 6.3 | 0 | 2018-05-06 | 13.3 | 4.7 | 0 | 2017-05-06 | 5.7 | 12.3 | 0 | 2016-05-06 | 10.9 | 7.1 | 0 | 8.8 | 0
2025-05-06 | 10.6 | 7.4 | 0 | 2024-05-06 | 12.5 | 5.5 | 0 | 2023-05-06 | 12.2 | 5.8 | 0 | 2022-05-06 | 11.8 | 6.2 | 0 | 2021-05-06 | 7.8 | 10.2 | 0 | 2020-05-06 | 6.4 | 11.6 | 0 | 2019-05-06 | 14.9 | 3.1 | 0 | 2018-05-06 | 14.4 | 3.6 | 0 | 2017-05-06 | 6.2 | 11.8 | 0 | 2016-05-06 | 13.7 | 4.3 | 0 | 6.95 | 0
2025-05-06 | 13.6 | 4.4 | 0 | 2024-05-06 | 13.8 | 4.2 | 0 | 2023-05-06 | 14.3 | 3.7 | 0 | 2022-05-06 | 11.8 | 6.2 | 0 | 2021-05-06 | 9 | 9 | 0 | 2020-05-06 | 8.5 | 9.5 | 0 | 2019-05-06 | 17.9 | 0.1 | 0 | 2018-05-06 | 15.9 | 2.1 | 0 | 2017-05-06 | 6.2 | 11.8 | 0 | 2016-05-06 | 16.4 | 1.6 | 0 | 5.26 | 0
2025-05-06 | 15.8 | 2.2 | 0 | 2024-05-06 | 15.6 | 2.4 | 0 | 2023-05-06 | 15.9 | 2.1 | 0 | 2022-05-06 | 12.3 | 5.7 | 0 | 2021-05-06 | 9.8 | 8.2 | 0 | 2020-05-06 | 10.4 | 7.6 | 0 | 2019-05-06 | 20.8 | 0 | 2.8 | 2018-05-06 | 15.1 | 2.9 | 0 | 2017-05-06 | 6.6 | 11.4 | 0 | 2016-05-06 | 18.4 | 0 | 0.4 | 4.25 | 0.32
2025-05-06 | 16.7 | 1.3 | 0 | 2024-05-06 | 16.4 | 1.6 | 0 | 2023-05-06 | 15.8 | 2.2 | 0 | 2022-05-06 | 13.5 | 4.5 | 0 | 2021-05-06 | 10.6 | 7.4 | 0 | 2020-05-06 | 11.5 | 6.5 | 0 | 2019-05-06 | 22.5 | 0 | 4.5 | 2018-05-06 | 14.5 | 3.5 | 0 | 2017-05-06 | 6.8 | 11.2 | 0 | 2016-05-06 | 19.3 | 0 | 1.3 | 3.82 | 0.58
2025-05-06 | 17.3 | 0.7 | 0 | 2024-05-06 | 17.7 | 0.3 | 0 | 2023-05-06 | 16.1 | 1.9 | 0 | 2022-05-06 | 14.9 | 3.1 | 0 | 2021-05-06 | 10.3 | 7.7 | 0 | 2020-05-06 | 10.8 | 7.2 | 0 | 2019-05-06 | 22.7 | 0 | 4.7 | 2018-05-06 | 15.3 | 2.7 | 0 | 2017-05-06 | 6.9 | 11.1 | 0 | 2016-05-06 | 18.3 | 0 | 0.3 | 3.47 | 0.5
2025-05-06 | 17.9 | 0.1 | 0 | 2024-05-06 | 18.5 | 0 | 0.5 | 2023-05-06 | 17 | 1 | 0 | 2022-05-06 | 14.9 | 3.1 | 0 | 2021-05-06 | 11.8 | 6.2 | 0 | 2020-05-06 | 11.4 | 6.6 | 0 | 2019-05-06 | 22.1 | 0 | 4.1 | 2018-05-06 | 16.5 | 1.5 | 0 | 2017-05-06 | 6.9 | 11.1 | 0 | 2016-05-06 | 19.5 | 0 | 1.5 | 2.96 | 0.61
2025-05-06 | 18.6 | 0 | 0.6 | 2024-05-06 | 18.7 | 0 | 0.7 | 2023-05-06 | 17.1 | 0.9 | 0 | 2022-05-06 | 16 | 2 | 0 | 2021-05-06 | 11.5 | 6.5 | 0 | 2020-05-06 | 11.5 | 6.5 | 0 | 2019-05-06 | 21.1 | 0 | 3.1 | 2018-05-06 | 17.3 | 0.7 | 0 | 2017-05-06 | 6.8 | 11.2 | 0 | 2016-05-06 | 20 | 0 | 2 | 2.78 | 0.64
2025-05-06 | 18.8 | 0 | 0.8 | 2024-05-06 | 18.7 | 0 | 0.7 | 2023-05-06 | 17.3 | 0.7 | 0 | 2022-05-06 | 16.1 | 1.9 | 0 | 2021-05-06 | 12.9 | 5.1 | 0 | 2020-05-06 | 11.7 | 6.3 | 0 | 2019-05-06 | 20.9 | 0 | 2.9 | 2018-05-06 | 16.8 | 1.2 | 0 | 2017-05-06 | 6.4 | 11.6 | 0 | 2016-05-06 | 20.3 | 0 | 2.3 | 2.68 | 0.67
2025-05-06 | 19.5 | 0 | 1.5 | 2024-05-06 | 18.2 | 0 | 0.2 | 2023-05-06 | 17.8 | 0.2 | 0 | 2022-05-06 | 15.2 | 2.8 | 0 | 2021-05-06 | 13.5 | 4.5 | 0 | 2020-05-06 | 12.2 | 5.8 | 0 | 2019-05-06 | 21.2 | 0 | 3.2 | 2018-05-06 | 15.1 | 2.9 | 0 | 2017-05-06 | 6.5 | 11.5 | 0 | 2016-05-06 | 21 | 0 | 3 | 2.77 | 0.79
2025-05-06 | 19.9 | 0 | 1.9 | 2024-05-06 | 18.2 | 0 | 0.2 | 2023-05-06 | 17.4 | 0.6 | 0 | 2022-05-06 | 14.6 | 3.4 | 0 | 2021-05-06 | 13.1 | 4.9 | 0 | 2020-05-06 | 12.4 | 5.6 | 0 | 2019-05-06 | 20 | 0 | 2 | 2018-05-06 | 15.5 | 2.5 | 0 | 2017-05-06 | 6.1 | 11.9 | 0 | 2016-05-06 | 19.7 | 0 | 1.7 | 2.89 | 0.58
2025-05-06 | 18.4 | 0 | 0.4 | 2024-05-06 | 16.8 | 1.2 | 0 | 2023-05-06 | 17.1 | 0.9 | 0 | 2022-05-06 | 14.3 | 3.7 | 0 | 2021-05-06 | 12.2 | 5.8 | 0 | 2020-05-06 | 11.4 | 6.6 | 0 | 2019-05-06 | 18.9 | 0 | 0.9 | 2018-05-06 | 15 | 3 | 0 | 2017-05-06 | 5.8 | 12.2 | 0 | 2016-05-06 | 18 | 0 | 0 | 3.34 | 0.13
2025-05-06 | 18.1 | 0 | 0.1 | 2024-05-06 | 15.4 | 2.6 | 0 | 2023-05-06 | 16.8 | 1.2 | 0 | 2022-05-06 | 13.8 | 4.2 | 0 | 2021-05-06 | 11.8 | 6.2 | 0 | 2020-05-06 | 11.1 | 6.9 | 0 | 2019-05-06 | 17.6 | 0.4 | 0 | 2018-05-06 | 15.5 | 2.5 | 0 | 2017-05-06 | 5.3 | 12.7 | 0 | 2016-05-06 | 16.9 | 1.1 | 0 | 3.78 | 0.01
2025-05-06 | 14.4 | 3.6 | 0 | 2024-05-06 | 14.1 | 3.9 | 0 | 2023-05-06 | 16.1 | 1.9 | 0 | 2022-05-06 | 13.2 | 4.8 | 0 | 2021-05-06 | 10.6 | 7.4 | 0 | 2020-05-06 | 10.2 | 7.8 | 0 | 2019-05-06 | 16.4 | 1.6 | 0 | 2018-05-06 | 14.3 | 3.7 | 0 | 2017-05-06 | 4.9 | 13.1 | 0 | 2016-05-06 | 15.4 | 2.6 | 0 | 5.04 | 0
2025-05-06 | 15.2 | 2.8 | 0 | 2024-05-06 | 13 | 5 | 0 | 2023-05-06 | 14.6 | 3.4 | 0 | 2022-05-06 | 12.3 | 5.7 | 0 | 2021-05-06 | 9.4 | 8.6 | 0 | 2020-05-06 | 8.8 | 9.2 | 0 | 2019-05-06 | 15.9 | 2.1 | 0 | 2018-05-06 | 14.1 | 3.9 | 0 | 2017-05-06 | 5.1 | 12.9 | 0 | 2016-05-06 | 15.1 | 2.9 | 0 | 5.65 | 0
2025-05-06 | 15.7 | 2.3 | 0 | 2024-05-06 | 12 | 6 | 0 | 2023-05-06 | 13.7 | 4.3 | 0 | 2022-05-06 | 11.9 | 6.1 | 0 | 2021-05-06 | 8.8 | 9.2 | 0 | 2020-05-06 | 9 | 9 | 0 | 2019-05-06 | 12 | 6 | 0 | 2018-05-06 | 13.5 | 4.5 | 0 | 2017-05-06 | 5.3 | 12.7 | 0 | 2016-05-06 | 14.4 | 3.6 | 0 | 6.37 | 0
2025-05-06 | 14.8 | 3.2 | 0 | 2024-05-06 | 11.1 | 6.9 | 0 | 2023-05-06 | 12.8 | 5.2 | 0 | 2022-05-06 | 12 | 6 | 0 | 2021-05-06 | 8.1 | 9.9 | 0 | 2020-05-06 | 7.3 | 10.7 | 0 | 2019-05-06 | 10.3 | 7.7 | 0 | 2018-05-06 | 13.4 | 4.6 | 0 | 2017-05-06 | 5.2 | 12.8 | 0 | 2016-05-06 | 13.9 | 4.1 | 0 | 7.11 | 0
2025-05-07 | 14.1 | 3.9 | 0 | 2024-05-07 | 10.3 | 7.7 | 0 | 2023-05-07 | 11.7 | 6.3 | 0 | 2022-05-07 | 11.9 | 6.1 | 0 | 2021-05-07 | 7.5 | 10.5 | 0 | 2020-05-07 | 6.3 | 11.7 | 0 | 2019-05-07 | 10.2 | 7.8 | 0 | 2018-05-07 | 13 | 5 | 0 | 2017-05-07 | 5.2 | 12.8 | 0 | 2016-05-07 | 12.7 | 5.3 | 0 | 7.71 | 0
2025-05-07 | 13.9 | 4.1 | 0 | 2024-05-07 | 9.7 | 8.3 | 0 | 2023-05-07 | 11.1 | 6.9 | 0 | 2022-05-07 | 11.6 | 6.4 | 0 | 2021-05-07 | 7.1 | 10.9 | 0 | 2020-05-07 | 4.5 | 13.5 | 0 | 2019-05-07 | 10.1 | 7.9 | 0 | 2018-05-07 | 12.6 | 5.4 | 0 | 2017-05-07 | 4.7 | 13.3 | 0 | 2016-05-07 | 12.3 | 5.7 | 0 | 8.24 | 0
2025-05-07 | 12.5 | 5.5 | 0 | 2024-05-07 | 8.4 | 9.6 | 0 | 2023-05-07 | 9.7 | 8.3 | 0 | 2022-05-07 | 10.4 | 7.6 | 0 | 2021-05-07 | 6.9 | 11.1 | 0 | 2020-05-07 | 4.8 | 13.2 | 0 | 2019-05-07 | 9.5 | 8.5 | 0 | 2018-05-07 | 11.8 | 6.2 | 0 | 2017-05-07 | 4.4 | 13.6 | 0 | 2016-05-07 | 10 | 8 | 0 | 9.16 | 0
2025-05-07 | 11.5 | 6.5 | 0 | 2024-05-07 | 8.5 | 9.5 | 0 | 2023-05-07 | 9.5 | 8.5 | 0 | 2022-05-07 | 9.2 | 8.8 | 0 | 2021-05-07 | 6.5 | 11.5 | 0 | 2020-05-07 | 5.1 | 12.9 | 0 | 2019-05-07 | 8.2 | 9.8 | 0 | 2018-05-07 | 10.8 | 7.2 | 0 | 2017-05-07 | 4.2 | 13.8 | 0 | 2016-05-07 | 10.2 | 7.8 | 0 | 9.63 | 0
2025-05-07 | 11.6 | 6.4 | 0 | 2024-05-07 | 7.8 | 10.2 | 0 | 2023-05-07 | 9.4 | 8.6 | 0 | 2022-05-07 | 8.2 | 9.8 | 0 | 2021-05-07 | 6.4 | 11.6 | 0 | 2020-05-07 | 5.2 | 12.8 | 0 | 2019-05-07 | 8.1 | 9.9 | 0 | 2018-05-07 | 9.9 | 8.1 | 0 | 2017-05-07 | 3.8 | 14.2 | 0 | 2016-05-07 | 9.7 | 8.3 | 0 | 9.99 | 0
2025-05-07 | 11.7 | 6.3 | 0 | 2024-05-07 | 7.3 | 10.7 | 0 | 2023-05-07 | 8.9 | 9.1 | 0 | 2022-05-07 | 7.3 | 10.7 | 0 | 2021-05-07 | 6.4 | 11.6 | 0 | 2020-05-07 | 5.5 | 12.5 | 0 | 2019-05-07 | 8.5 | 9.5 | 0 | 2018-05-07 | 10.1 | 7.9 | 0 | 2017-05-07 | 3.6 | 14.4 | 0 | 2016-05-07 | 7.6 | 10.4 | 0 | 10.31 | 0
2025-05-07 | 13.3 | 4.7 | 0 | 2024-05-07 | 8.6 | 9.4 | 0 | 2023-05-07 | 10.1 | 7.9 | 0 | 2022-05-07 | 7.2 | 10.8 | 0 | 2021-05-07 | 6.4 | 11.6 | 0 | 2020-05-07 | 7.2 | 10.8 | 0 | 2019-05-07 | 8.4 | 9.6 | 0 | 2018-05-07 | 10.2 | 7.8 | 0 | 2017-05-07 | 4.1 | 13.9 | 0 | 2016-05-07 | 9.9 | 8.1 | 0 | 9.46 | 0
2025-05-07 | 14.4 | 3.6 | 0 | 2024-05-07 | 11.7 | 6.3 | 0 | 2023-05-07 | 12 | 6 | 0 | 2022-05-07 | 8.3 | 9.7 | 0 | 2021-05-07 | 7 | 11 | 0 | 2020-05-07 | 8.5 | 9.5 | 0 | 2019-05-07 | 8.7 | 9.3 | 0 | 2018-05-07 | 11.6 | 6.4 | 0 | 2017-05-07 | 4.6 | 13.4 | 0 | 2016-05-07 | 12.3 | 5.7 | 0 | 8.09 | 0
2025-05-07 | 17.1 | 0.9 | 0 | 2024-05-07 | 15.4 | 2.6 | 0 | 2023-05-07 | 13.1 | 4.9 | 0 | 2022-05-07 | 9.8 | 8.2 | 0 | 2021-05-07 | 7.3 | 10.7 | 0 | 2020-05-07 | 9.5 | 8.5 | 0 | 2019-05-07 | 8.5 | 9.5 | 0 | 2018-05-07 | 12.9 | 5.1 | 0 | 2017-05-07 | 4.5 | 13.5 | 0 | 2016-05-07 | 14.1 | 3.9 | 0 | 6.78 | 0
2025-05-07 | 17.7 | 0.3 | 0 | 2024-05-07 | 17.2 | 0.8 | 0 | 2023-05-07 | 15.4 | 2.6 | 0 | 2022-05-07 | 11 | 7 | 0 | 2021-05-07 | 7.5 | 10.5 | 0 | 2020-05-07 | 11.3 | 6.7 | 0 | 2019-05-07 | 8.4 | 9.6 | 0 | 2018-05-07 | 14.2 | 3.8 | 0 | 2017-05-07 | 5.8 | 12.2 | 0 | 2016-05-07 | 14.7 | 3.3 | 0 | 5.68 | 0
2025-05-07 | 19.4 | 0 | 1.4 | 2024-05-07 | 18.3 | 0 | 0.3 | 2023-05-07 | 15.2 | 2.8 | 0 | 2022-05-07 | 11.7 | 6.3 | 0 | 2021-05-07 | 8 | 10 | 0 | 2020-05-07 | 11.2 | 6.8 | 0 | 2019-05-07 | 9.7 | 8.3 | 0 | 2018-05-07 | 15 | 3 | 0 | 2017-05-07 | 6.8 | 11.2 | 0 | 2016-05-07 | 14.9 | 3.1 | 0 | 5.15 | 0.17
2025-05-07 | 20.7 | 0 | 2.7 | 2024-05-07 | 18.8 | 0 | 0.8 | 2023-05-07 | 15.4 | 2.6 | 0 | 2022-05-07 | 11.6 | 6.4 | 0 | 2021-05-07 | 8 | 10 | 0 | 2020-05-07 | 12 | 6 | 0 | 2019-05-07 | 10.4 | 7.6 | 0 | 2018-05-07 | 13.6 | 4.4 | 0 | 2017-05-07 | 7.2 | 10.8 | 0 | 2016-05-07 | 16.6 | 1.4 | 0 | 4.92 | 0.35
2025-05-07 | 21.8 | 0 | 3.8 | 2024-05-07 | 19.8 | 0 | 1.8 | 2023-05-07 | 12.2 | 5.8 | 0 | 2022-05-07 | 12.6 | 5.4 | 0 | 2021-05-07 | 7.4 | 10.6 | 0 | 2020-05-07 | 10.3 | 7.7 | 0 | 2019-05-07 | 11.9 | 6.1 | 0 | 2018-05-07 | 14.2 | 3.8 | 0 | 2017-05-07 | 7.7 | 10.3 | 0 | 2016-05-07 | 16.1 | 1.9 | 0 | 5.16 | 0.56
2025-05-07 | 22.8 | 0 | 4.8 | 2024-05-07 | 19.5 | 0 | 1.5 | 2023-05-07 | 11.5 | 6.5 | 0 | 2022-05-07 | 12.5 | 5.5 | 0 | 2021-05-07 | 7.8 | 10.2 | 0 | 2020-05-07 | 7.3 | 10.7 | 0 | 2019-05-07 | 12.2 | 5.8 | 0 | 2018-05-07 | 14.6 | 3.4 | 0 | 2017-05-07 | 9.6 | 8.4 | 0 | 2016-05-07 | 16 | 2 | 0 | 5.25 | 0.63
2025-05-07 | 23 | 0 | 5 | 2024-05-07 | 19.9 | 0 | 1.9 | 2023-05-07 | 11.7 | 6.3 | 0 | 2022-05-07 | 13 | 5 | 0 | 2021-05-07 | 8.5 | 9.5 | 0 | 2020-05-07 | 8 | 10 | 0 | 2019-05-07 | 13.2 | 4.8 | 0 | 2018-05-07 | 14.6 | 3.4 | 0 | 2017-05-07 | 10.3 | 7.7 | 0 | 2016-05-07 | 16.6 | 1.4 | 0 | 4.81 | 0.69
2025-05-07 | 22.4 | 0 | 4.4 | 2024-05-07 | 18.6 | 0 | 0.6 | 2023-05-07 | 11.9 | 6.1 | 0 | 2022-05-07 | 13.1 | 4.9 | 0 | 2021-05-07 | 9.3 | 8.7 | 0 | 2020-05-07 | 8.7 | 9.3 | 0 | 2019-05-07 | 13.9 | 4.1 | 0 | 2018-05-07 | 15.1 | 2.9 | 0 | 2017-05-07 | 9.7 | 8.3 | 0 | 2016-05-07 | 14.9 | 3.1 | 0 | 4.74 | 0.5
2025-05-07 | 19.7 | 0 | 1.7 | 2024-05-07 | 19.2 | 0 | 1.2 | 2023-05-07 | 12.7 | 5.3 | 0 | 2022-05-07 | 13.6 | 4.4 | 0 | 2021-05-07 | 9.3 | 8.7 | 0 | 2020-05-07 | 10.6 | 7.4 | 0 | 2019-05-07 | 14 | 4 | 0 | 2018-05-07 | 15.8 | 2.2 | 0 | 2017-05-07 | 9.1 | 8.9 | 0 | 2016-05-07 | 13.6 | 4.4 | 0 | 4.53 | 0.29
2025-05-07 | 18.6 | 0 | 0.6 | 2024-05-07 | 19.7 | 0 | 1.7 | 2023-05-07 | 12.7 | 5.3 | 0 | 2022-05-07 | 13 | 5 | 0 | 2021-05-07 | 9.5 | 8.5 | 0 | 2020-05-07 | 10.3 | 7.7 | 0 | 2019-05-07 | 13.4 | 4.6 | 0 | 2018-05-07 | 15.7 | 2.3 | 0 | 2017-05-07 | 9.2 | 8.8 | 0 | 2016-05-07 | 13 | 5 | 0 | 4.72 | 0.23
2025-05-07 | 15.9 | 2.1 | 0 | 2024-05-07 | 18.1 | 0 | 0.1 | 2023-05-07 | 11.9 | 6.1 | 0 | 2022-05-07 | 12.3 | 5.7 | 0 | 2021-05-07 | 8.5 | 9.5 | 0 | 2020-05-07 | 9.9 | 8.1 | 0 | 2019-05-07 | 12.5 | 5.5 | 0 | 2018-05-07 | 14.7 | 3.3 | 0 | 2017-05-07 | 8.6 | 9.4 | 0 | 2016-05-07 | 12.8 | 5.2 | 0 | 5.49 | 0.01
2025-05-07 | 14 | 4 | 0 | 2024-05-07 | 16.9 | 1.1 | 0 | 2023-05-07 | 11 | 7 | 0 | 2022-05-07 | 10.9 | 7.1 | 0 | 2021-05-07 | 7.1 | 10.9 | 0 | 2020-05-07 | 8.3 | 9.7 | 0 | 2019-05-07 | 10.5 | 7.5 | 0 | 2018-05-07 | 13.4 | 4.6 | 0 | 2017-05-07 | 8.6 | 9.4 | 0 | 2016-05-07 | 12 | 6 | 0 | 6.73 | 0
2025-05-07 | 12 | 6 | 0 | 2024-05-07 | 16.3 | 1.7 | 0 | 2023-05-07 | 10.8 | 7.2 | 0 | 2022-05-07 | 10.1 | 7.9 | 0 | 2021-05-07 | 6.6 | 11.4 | 0 | 2020-05-07 | 6.9 | 11.1 | 0 | 2019-05-07 | 9.4 | 8.6 | 0 | 2018-05-07 | 12.6 | 5.4 | 0 | 2017-05-07 | 8 | 10 | 0 | 2016-05-07 | 12 | 6 | 0 | 7.53 | 0
2025-05-07 | 11.2 | 6.8 | 0 | 2024-05-07 | 15.8 | 2.2 | 0 | 2023-05-07 | 10.5 | 7.5 | 0 | 2022-05-07 | 9.8 | 8.2 | 0 | 2021-05-07 | 5.3 | 12.7 | 0 | 2020-05-07 | 4.9 | 13.1 | 0 | 2019-05-07 | 8 | 10 | 0 | 2018-05-07 | 12.5 | 5.5 | 0 | 2017-05-07 | 7 | 11 | 0 | 2016-05-07 | 10.9 | 7.1 | 0 | 8.41 | 0
2025-05-07 | 9.8 | 8.2 | 0 | 2024-05-07 | 14.1 | 3.9 | 0 | 2023-05-07 | 10.4 | 7.6 | 0 | 2022-05-07 | 9.5 | 8.5 | 0 | 2021-05-07 | 5 | 13 | 0 | 2020-05-07 | 3.2 | 14.8 | 0 | 2019-05-07 | 7 | 11 | 0 | 2018-05-07 | 12 | 6 | 0 | 2017-05-07 | 6.1 | 11.9 | 0 | 2016-05-07 | 9.6 | 8.4 | 0 | 9.33 | 0
2025-05-07 | 8.5 | 9.5 | 0 | 2024-05-07 | 11.1 | 6.9 | 0 | 2023-05-07 | 10.6 | 7.4 | 0 | 2022-05-07 | 8.9 | 9.1 | 0 | 2021-05-07 | 5.1 | 12.9 | 0 | 2020-05-07 | 1.8 | 16.2 | 0 | 2019-05-07 | 6.5 | 11.5 | 0 | 2018-05-07 | 11.7 | 6.3 | 0 | 2017-05-07 | 5.6 | 12.4 | 0 | 2016-05-07 | 8 | 10 | 0 | 10.22 | 0
2025-05-08 | 7.7 | 10.3 | 0 | 2024-05-08 | 10.8 | 7.2 | 0 | 2023-05-08 | 10.7 | 7.3 | 0 | 2022-05-08 | 8.3 | 9.7 | 0 | 2021-05-08 | 4.4 | 13.6 | 0 | 2020-05-08 | 2.2 | 15.8 | 0 | 2019-05-08 | 5.8 | 12.2 | 0 | 2018-05-08 | 11.1 | 6.9 | 0 | 2017-05-08 | 5.4 | 12.6 | 0 | 2016-05-08 | 7.6 | 10.4 | 0 | 10.6 | 0
2025-05-08 | 7.2 | 10.8 | 0 | 2024-05-08 | 11.3 | 6.7 | 0 | 2023-05-08 | 10.2 | 7.8 | 0 | 2022-05-08 | 6.8 | 11.2 | 0 | 2021-05-08 | 4.3 | 13.7 | 0 | 2020-05-08 | 1.1 | 16.9 | 0 | 2019-05-08 | 4.7 | 13.3 | 0 | 2018-05-08 | 10.4 | 7.6 | 0 | 2017-05-08 | 4.5 | 13.5 | 0 | 2016-05-08 | 6.8 | 11.2 | 0 | 11.27 | 0
2025-05-08 | 7.5 | 10.5 | 0 | 2024-05-08 | 11.9 | 6.1 | 0 | 2023-05-08 | 9.7 | 8.3 | 0 | 2022-05-08 | 6.8 | 11.2 | 0 | 2021-05-08 | 2.9 | 15.1 | 0 | 2020-05-08 | 0.8 | 17.2 | 0 | 2019-05-08 | 4 | 14 | 0 | 2018-05-08 | 9.2 | 8.8 | 0 | 2017-05-08 | 3.3 | 14.7 | 0 | 2016-05-08 | 5.6 | 12.4 | 0 | 11.83 | 0
2025-05-08 | 7.1 | 10.9 | 0 | 2024-05-08 | 12 | 6 | 0 | 2023-05-08 | 9.2 | 8.8 | 0 | 2022-05-08 | 6.6 | 11.4 | 0 | 2021-05-08 | 3.5 | 14.5 | 0 | 2020-05-08 | 0 | 18 | 0 | 2019-05-08 | 3.6 | 14.4 | 0 | 2018-05-08 | 9.2 | 8.8 | 0 | 2017-05-08 | 2.5 | 15.5 | 0 | 2016-05-08 | 5.2 | 12.8 | 0 | 12.11 | 0
2025-05-08 | 7 | 11 | 0 | 2024-05-08 | 12.6 | 5.4 | 0 | 2023-05-08 | 9 | 9 | 0 | 2022-05-08 | 5.7 | 12.3 | 0 | 2021-05-08 | 4 | 14 | 0 | 2020-05-08 | 0.2 | 17.8 | 0 | 2019-05-08 | 3.1 | 14.9 | 0 | 2018-05-08 | 8.6 | 9.4 | 0 | 2017-05-08 | 2.4 | 15.6 | 0 | 2016-05-08 | 4.8 | 13.2 | 0 | 12.26 | 0
2025-05-08 | 6.8 | 11.2 | 0 | 2024-05-08 | 11.9 | 6.1 | 0 | 2023-05-08 | 9 | 9 | 0 | 2022-05-08 | 5.9 | 12.1 | 0 | 2021-05-08 | 4.2 | 13.8 | 0 | 2020-05-08 | 0.5 | 17.5 | 0 | 2019-05-08 | 3 | 15 | 0 | 2018-05-08 | 8.4 | 9.6 | 0 | 2017-05-08 | 2.1 | 15.9 | 0 | 2016-05-08 | 4.4 | 13.6 | 0 | 12.38 | 0
2025-05-08 | 6.8 | 11.2 | 0 | 2024-05-08 | 11.4 | 6.6 | 0 | 2023-05-08 | 9.9 | 8.1 | 0 | 2022-05-08 | 6.2 | 11.8 | 0 | 2021-05-08 | 4.8 | 13.2 | 0 | 2020-05-08 | 0.7 | 17.3 | 0 | 2019-05-08 | 4.9 | 13.1 | 0 | 2018-05-08 | 8.1 | 9.9 | 0 | 2017-05-08 | 3 | 15 | 0 | 2016-05-08 | 5.5 | 12.5 | 0 | 11.87 | 0
2025-05-08 | 7 | 11 | 0 | 2024-05-08 | 12.6 | 5.4 | 0 | 2023-05-08 | 10.9 | 7.1 | 0 | 2022-05-08 | 9.3 | 8.7 | 0 | 2021-05-08 | 5.8 | 12.2 | 0 | 2020-05-08 | 1.4 | 16.6 | 0 | 2019-05-08 | 7.9 | 10.1 | 0 | 2018-05-08 | 11.5 | 6.5 | 0 | 2017-05-08 | 4.6 | 13.4 | 0 | 2016-05-08 | 6.3 | 11.7 | 0 | 10.27 | 0
2025-05-08 | 7.2 | 10.8 | 0 | 2024-05-08 | 17.1 | 0.9 | 0 | 2023-05-08 | 12.8 | 5.2 | 0 | 2022-05-08 | 10.8 | 7.2 | 0 | 2021-05-08 | 7.7 | 10.3 | 0 | 2020-05-08 | 2.2 | 15.8 | 0 | 2019-05-08 | 8.8 | 9.2 | 0 | 2018-05-08 | 13.8 | 4.2 | 0 | 2017-05-08 | 6 | 12 | 0 | 2016-05-08 | 7.5 | 10.5 | 0 | 8.61 | 0
2025-05-08 | 7.8 | 10.2 | 0 | 2024-05-08 | 18.2 | 0 | 0.2 | 2023-05-08 | 13.7 | 4.3 | 0 | 2022-05-08 | 12 | 6 | 0 | 2021-05-08 | 10 | 8 | 0 | 2020-05-08 | 2.6 | 15.4 | 0 | 2019-05-08 | 9.7 | 8.3 | 0 | 2018-05-08 | 16.2 | 1.8 | 0 | 2017-05-08 | 7.4 | 10.6 | 0 | 2016-05-08 | 8.7 | 9.3 | 0 | 7.39 | 0.02
2025-05-08 | 8.2 | 9.8 | 0 | 2024-05-08 | 19.8 | 0 | 1.8 | 2023-05-08 | 15.5 | 2.5 | 0 | 2022-05-08 | 13.4 | 4.6 | 0 | 2021-05-08 | 11.6 | 6.4 | 0 | 2020-05-08 | 3.9 | 14.1 | 0 | 2019-05-08 | 10 | 8 | 0 | 2018-05-08 | 17 | 1 | 0 | 2017-05-08 | 8.3 | 9.7 | 0 | 2016-05-08 | 9.9 | 8.1 | 0 | 6.42 | 0.18
2025-05-08 | 8.7 | 9.3 | 0 | 2024-05-08 | 19.9 | 0 | 1.9 | 2023-05-08 | 16.6 | 1.4 | 0 | 2022-05-08 | 14 | 4 | 0 | 2021-05-08 | 13 | 5 | 0 | 2020-05-08 | 4.3 | 13.7 | 0 | 2019-05-08 | 10.3 | 7.7 | 0 | 2018-05-08 | 17.3 | 0.7 | 0 | 2017-05-08 | 9.2 | 8.8 | 0 | 2016-05-08 | 11.4 | 6.6 | 0 | 5.72 | 0.19
2025-05-08 | 9.4 | 8.6 | 0 | 2024-05-08 | 20 | 0 | 2 | 2023-05-08 | 16.9 | 1.1 | 0 | 2022-05-08 | 14.7 | 3.3 | 0 | 2021-05-08 | 13 | 5 | 0 | 2020-05-08 | 4.8 | 13.2 | 0 | 2019-05-08 | 9.3 | 8.7 | 0 | 2018-05-08 | 17.2 | 0.8 | 0 | 2017-05-08 | 9.7 | 8.3 | 0 | 2016-05-08 | 11.3 | 6.7 | 0 | 5.57 | 0.2
2025-05-08 | 10.1 | 7.9 | 0 | 2024-05-08 | 18 | 0 | 0 | 2023-05-08 | 17.9 | 0.1 | 0 | 2022-05-08 | 15.2 | 2.8 | 0 | 2021-05-08 | 14.4 | 3.6 | 0 | 2020-05-08 | 3.7 | 14.3 | 0 | 2019-05-08 | 9.5 | 8.5 | 0 | 2018-05-08 | 17 | 1 | 0 | 2017-05-08 | 10.7 | 7.3 | 0 | 2016-05-08 | 10.2 | 7.8 | 0 | 5.33 | 0
2025-05-08 | 11.8 | 6.2 | 0 | 2024-05-08 | 19.3 | 0 | 1.3 | 2023-05-08 | 18.2 | 0 | 0.2 | 2022-05-08 | 15.6 | 2.4 | 0 | 2021-05-08 | 14.8 | 3.2 | 0 | 2020-05-08 | 3.6 | 14.4 | 0 | 2019-05-08 | 10.6 | 7.4 | 0 | 2018-05-08 | 17.4 | 0.6 | 0 | 2017-05-08 | 10.9 | 7.1 | 0 | 2016-05-08 | 12.2 | 5.8 | 0 | 4.71 | 0.15
2025-05-08 | 12 | 6 | 0 | 2024-05-08 | 17.2 | 0.8 | 0 | 2023-05-08 | 19.3 | 0 | 1.3 | 2022-05-08 | 15.2 | 2.8 | 0 | 2021-05-08 | 12.8 | 5.2 | 0 | 2020-05-08 | 3.3 | 14.7 | 0 | 2019-05-08 | 11.2 | 6.8 | 0 | 2018-05-08 | 17.7 | 0.3 | 0 | 2017-05-08 | 11.1 | 6.9 | 0 | 2016-05-08 | 14.4 | 3.6 | 0 | 4.71 | 0.13
2025-05-08 | 11.6 | 6.4 | 0 | 2024-05-08 | 17.8 | 0.2 | 0 | 2023-05-08 | 18.8 | 0 | 0.8 | 2022-05-08 | 15.7 | 2.3 | 0 | 2021-05-08 | 13.8 | 4.2 | 0 | 2020-05-08 | 3.8 | 14.2 | 0 | 2019-05-08 | 11.1 | 6.9 | 0 | 2018-05-08 | 18.5 | 0 | 0.5 | 2017-05-08 | 9.8 | 8.2 | 0 | 2016-05-08 | 14.2 | 3.8 | 0 | 4.62 | 0.13
2025-05-08 | 10.3 | 7.7 | 0 | 2024-05-08 | 16.3 | 1.7 | 0 | 2023-05-08 | 17.8 | 0.2 | 0 | 2022-05-08 | 15.2 | 2.8 | 0 | 2021-05-08 | 13 | 5 | 0 | 2020-05-08 | 2.8 | 15.2 | 0 | 2019-05-08 | 10.8 | 7.2 | 0 | 2018-05-08 | 18.2 | 0 | 0.2 | 2017-05-08 | 9.6 | 8.4 | 0 | 2016-05-08 | 13.9 | 4.1 | 0 | 5.23 | 0.02
2025-05-08 | 10.1 | 7.9 | 0 | 2024-05-08 | 14.6 | 3.4 | 0 | 2023-05-08 | 16.9 | 1.1 | 0 | 2022-05-08 | 14.9 | 3.1 | 0 | 2021-05-08 | 10.3 | 7.7 | 0 | 2020-05-08 | 2.1 | 15.9 | 0 | 2019-05-08 | 10 | 8 | 0 | 2018-05-08 | 16.8 | 1.2 | 0 | 2017-05-08 | 9.2 | 8.8 | 0 | 2016-05-08 | 13.7 | 4.3 | 0 | 6.14 | 0
2025-05-08 | 9.2 | 8.8 | 0 | 2024-05-08 | 14 | 4 | 0 | 2023-05-08 | 15.1 | 2.9 | 0 | 2022-05-08 | 13.9 | 4.1 | 0 | 2021-05-08 | 9.1 | 8.9 | 0 | 2020-05-08 | 1.1 | 16.9 | 0 | 2019-05-08 | 9.1 | 8.9 | 0 | 2018-05-08 | 14.4 | 3.6 | 0 | 2017-05-08 | 8.1 | 9.9 | 0 | 2016-05-08 | 13.1 | 4.9 | 0 | 7.29 | 0
2025-05-08 | 7.8 | 10.2 | 0 | 2024-05-08 | 11.5 | 6.5 | 0 | 2023-05-08 | 13.1 | 4.9 | 0 | 2022-05-08 | 12.6 | 5.4 | 0 | 2021-05-08 | 9.9 | 8.1 | 0 | 2020-05-08 | 0 | 18 | 0 | 2019-05-08 | 8.8 | 9.2 | 0 | 2018-05-08 | 12.3 | 5.7 | 0 | 2017-05-08 | 6.9 | 11.1 | 0 | 2016-05-08 | 11.3 | 6.7 | 0 | 8.58 | 0
2025-05-08 | 7.6 | 10.4 | 0 | 2024-05-08 | 11.4 | 6.6 | 0 | 2023-05-08 | 11.8 | 6.2 | 0 | 2022-05-08 | 11.9 | 6.1 | 0 | 2021-05-08 | 9.3 | 8.7 | 0 | 2020-05-08 | -0.7 | 18.7 | 0 | 2019-05-08 | 8.8 | 9.2 | 0 | 2018-05-08 | 11.5 | 6.5 | 0 | 2017-05-08 | 6.7 | 11.3 | 0 | 2016-05-08 | 8.8 | 9.2 | 0 | 9.29 | 0
2025-05-08 | 7.4 | 10.6 | 0 | 2024-05-08 | 10.7 | 7.3 | 0 | 2023-05-08 | 11.1 | 6.9 | 0 | 2022-05-08 | 11.2 | 6.8 | 0 | 2021-05-08 | 8 | 10 | 0 | 2020-05-08 | -1.2 | 19.2 | 0 | 2019-05-08 | 9.4 | 8.6 | 0 | 2018-05-08 | 12.1 | 5.9 | 0 | 2017-05-08 | 5.9 | 12.1 | 0 | 2016-05-08 | 7.2 | 10.8 | 0 | 9.82 | 0
2025-05-08 | 7.3 | 10.7 | 0 | 2024-05-08 | 10.4 | 7.6 | 0 | 2023-05-08 | 10.4 | 7.6 | 0 | 2022-05-08 | 10.7 | 7.3 | 0 | 2021-05-08 | 7 | 11 | 0 | 2020-05-08 | -1.9 | 19.9 | 0 | 2019-05-08 | 9.5 | 8.5 | 0 | 2018-05-08 | 11.4 | 6.6 | 0 | 2017-05-08 | 6 | 12 | 0 | 2016-05-08 | 6 | 12 | 0 | 10.32 | 0
2025-05-09 | 6.7 | 11.3 | 0 | 2024-05-09 | 9.4 | 8.6 | 0 | 2023-05-09 | 9.7 | 8.3 | 0 | 2022-05-09 | 10.1 | 7.9 | 0 | 2021-05-09 | 6.3 | 11.7 | 0 | 2020-05-09 | -2.5 | 20.5 | 0 | 2019-05-09 | 9.6 | 8.4 | 0 | 2018-05-09 | 11.8 | 6.2 | 0 | 2017-05-09 | 6 | 12 | 0 | 2016-05-09 | 5.2 | 12.8 | 0 | 10.77 | 0
2025-05-09 | 6.4 | 11.6 | 0 | 2024-05-09 | 9.4 | 8.6 | 0 | 2023-05-09 | 8.8 | 9.2 | 0 | 2022-05-09 | 8 | 10 | 0 | 2021-05-09 | 5.8 | 12.2 | 0 | 2020-05-09 | -2.8 | 20.8 | 0 | 2019-05-09 | 9.7 | 8.3 | 0 | 2018-05-09 | 11.7 | 6.3 | 0 | 2017-05-09 | 5.8 | 12.2 | 0 | 2016-05-09 | 4.9 | 13.1 | 0 | 11.23 | 0
2025-05-09 | 5.4 | 12.6 | 0 | 2024-05-09 | 8.8 | 9.2 | 0 | 2023-05-09 | 8.3 | 9.7 | 0 | 2022-05-09 | 8.6 | 9.4 | 0 | 2021-05-09 | 4.9 | 13.1 | 0 | 2020-05-09 | -1.6 | 19.6 | 0 | 2019-05-09 | 9.5 | 8.5 | 0 | 2018-05-09 | 10.9 | 7.1 | 0 | 2017-05-09 | 5.7 | 12.3 | 0 | 2016-05-09 | 5.1 | 12.9 | 0 | 11.44 | 0
2025-05-09 | 4.6 | 13.4 | 0 | 2024-05-09 | 8.3 | 9.7 | 0 | 2023-05-09 | 8 | 10 | 0 | 2022-05-09 | 5.2 | 12.8 | 0 | 2021-05-09 | 4 | 14 | 0 | 2020-05-09 | -2.1 | 20.1 | 0 | 2019-05-09 | 9.4 | 8.6 | 0 | 2018-05-09 | 10.2 | 7.8 | 0 | 2017-05-09 | 4.4 | 13.6 | 0 | 2016-05-09 | 4.4 | 13.6 | 0 | 12.36 | 0
2025-05-09 | 4 | 14 | 0 | 2024-05-09 | 8.2 | 9.8 | 0 | 2023-05-09 | 7.1 | 10.9 | 0 | 2022-05-09 | 6.4 | 11.6 | 0 | 2021-05-09 | 2.4 | 15.6 | 0 | 2020-05-09 | -3.5 | 21.5 | 0 | 2019-05-09 | 8.7 | 9.3 | 0 | 2018-05-09 | 10.2 | 7.8 | 0 | 2017-05-09 | 3.5 | 14.5 | 0 | 2016-05-09 | 4.1 | 13.9 | 0 | 12.89 | 0
2025-05-09 | 4.3 | 13.7 | 0 | 2024-05-09 | 8.1 | 9.9 | 0 | 2023-05-09 | 7.3 | 10.7 | 0 | 2022-05-09 | 4.8 | 13.2 | 0 | 2021-05-09 | 3.4 | 14.6 | 0 | 2020-05-09 | -4 | 22 | 0 | 2019-05-09 | 8.6 | 9.4 | 0 | 2018-05-09 | 10.2 | 7.8 | 0 | 2017-05-09 | 2.5 | 15.5 | 0 | 2016-05-09 | 3.4 | 14.6 | 0 | 13.14 | 0
2025-05-09 | 5.2 | 12.8 | 0 | 2024-05-09 | 8.3 | 9.7 | 0 | 2023-05-09 | 7.8 | 10.2 | 0 | 2022-05-09 | 8.3 | 9.7 | 0 | 2021-05-09 | 4.2 | 13.8 | 0 | 2020-05-09 | -2 | 20 | 0 | 2019-05-09 | 8.3 | 9.7 | 0 | 2018-05-09 | 11.4 | 6.6 | 0 | 2017-05-09 | 4.4 | 13.6 | 0 | 2016-05-09 | 5.1 | 12.9 | 0 | 11.9 | 0
2025-05-09 | 7.8 | 10.2 | 0 | 2024-05-09 | 10 | 8 | 0 | 2023-05-09 | 9.6 | 8.4 | 0 | 2022-05-09 | 11.7 | 6.3 | 0 | 2021-05-09 | 6 | 12 | 0 | 2020-05-09 | -0.5 | 18.5 | 0 | 2019-05-09 | 8.6 | 9.4 | 0 | 2018-05-09 | 13.3 | 4.7 | 0 | 2017-05-09 | 5.4 | 12.6 | 0 | 2016-05-09 | 6.2 | 11.8 | 0 | 10.19 | 0
2025-05-09 | 10.6 | 7.4 | 0 | 2024-05-09 | 12.8 | 5.2 | 0 | 2023-05-09 | 11.8 | 6.2 | 0 | 2022-05-09 | 13.4 | 4.6 | 0 | 2021-05-09 | 8 | 10 | 0 | 2020-05-09 | 0.8 | 17.2 | 0 | 2019-05-09 | 9.4 | 8.6 | 0 | 2018-05-09 | 14.9 | 3.1 | 0 | 2017-05-09 | 6.5 | 11.5 | 0 | 2016-05-09 | 7.2 | 10.8 | 0 | 8.46 | 0
2025-05-09 | 12.6 | 5.4 | 0 | 2024-05-09 | 14.7 | 3.3 | 0 | 2023-05-09 | 13.1 | 4.9 | 0 | 2022-05-09 | 15.6 | 2.4 | 0 | 2021-05-09 | 9.4 | 8.6 | 0 | 2020-05-09 | 1.1 | 16.9 | 0 | 2019-05-09 | 9.7 | 8.3 | 0 | 2018-05-09 | 16.9 | 1.1 | 0 | 2017-05-09 | 7.2 | 10.8 | 0 | 2016-05-09 | 7.8 | 10.2 | 0 | 7.19 | 0
2025-05-09 | 12.2 | 5.8 | 0 | 2024-05-09 | 13.2 | 4.8 | 0 | 2023-05-09 | 14.2 | 3.8 | 0 | 2022-05-09 | 16.8 | 1.2 | 0 | 2021-05-09 | 10.8 | 7.2 | 0 | 2020-05-09 | 3 | 15 | 0 | 2019-05-09 | 9.6 | 8.4 | 0 | 2018-05-09 | 18.4 | 0 | 0.4 | 2017-05-09 | 8.6 | 9.4 | 0 | 2016-05-09 | 9 | 9 | 0 | 6.46 | 0.04
2025-05-09 | 12.4 | 5.6 | 0 | 2024-05-09 | 14.6 | 3.4 | 0 | 2023-05-09 | 14.3 | 3.7 | 0 | 2022-05-09 | 17.2 | 0.8 | 0 | 2021-05-09 | 11.3 | 6.7 | 0 | 2020-05-09 | 3.9 | 14.1 | 0 | 2019-05-09 | 10.9 | 7.1 | 0 | 2018-05-09 | 20.2 | 0 | 2.2 | 2017-05-09 | 9.6 | 8.4 | 0 | 2016-05-09 | 10.4 | 7.6 | 0 | 5.74 | 0.22
2025-05-09 | 12.6 | 5.4 | 0 | 2024-05-09 | 15.6 | 2.4 | 0 | 2023-05-09 | 13.9 | 4.1 | 0 | 2022-05-09 | 17.5 | 0.5 | 0 | 2021-05-09 | 10.8 | 7.2 | 0 | 2020-05-09 | 2.6 | 15.4 | 0 | 2019-05-09 | 13.4 | 4.6 | 0 | 2018-05-09 | 19.5 | 0 | 1.5 | 2017-05-09 | 8.8 | 9.2 | 0 | 2016-05-09 | 11.8 | 6.2 | 0 | 5.5 | 0.15
2025-05-09 | 13.9 | 4.1 | 0 | 2024-05-09 | 16.4 | 1.6 | 0 | 2023-05-09 | 14.7 | 3.3 | 0 | 2022-05-09 | 18.4 | 0 | 0.4 | 2021-05-09 | 10.2 | 7.8 | 0 | 2020-05-09 | 5.1 | 12.9 | 0 | 2019-05-09 | 14.4 | 3.6 | 0 | 2018-05-09 | 20.9 | 0 | 2.9 | 2017-05-09 | 10.6 | 7.4 | 0 | 2016-05-09 | 12.8 | 5.2 | 0 | 4.59 | 0.33
2025-05-09 | 13.9 | 4.1 | 0 | 2024-05-09 | 14 | 4 | 0 | 2023-05-09 | 15.1 | 2.9 | 0 | 2022-05-09 | 18.8 | 0 | 0.8 | 2021-05-09 | 10.3 | 7.7 | 0 | 2020-05-09 | 5.9 | 12.1 | 0 | 2019-05-09 | 13.8 | 4.2 | 0 | 2018-05-09 | 22.4 | 0 | 4.4 | 2017-05-09 | 10 | 8 | 0 | 2016-05-09 | 13.7 | 4.3 | 0 | 4.73 | 0.52
2025-05-09 | 15.1 | 2.9 | 0 | 2024-05-09 | 14.3 | 3.7 | 0 | 2023-05-09 | 15.4 | 2.6 | 0 | 2022-05-09 | 19.1 | 0 | 1.1 | 2021-05-09 | 10.7 | 7.3 | 0 | 2020-05-09 | 5 | 13 | 0 | 2019-05-09 | 14 | 4 | 0 | 2018-05-09 | 21.4 | 0 | 3.4 | 2017-05-09 | 10.9 | 7.1 | 0 | 2016-05-09 | 14.9 | 3.1 | 0 | 4.37 | 0.45
2025-05-09 | 15.4 | 2.6 | 0 | 2024-05-09 | 14.2 | 3.8 | 0 | 2023-05-09 | 15.3 | 2.7 | 0 | 2022-05-09 | 19.2 | 0 | 1.2 | 2021-05-09 | 10.6 | 7.4 | 0 | 2020-05-09 | 5 | 13 | 0 | 2019-05-09 | 13.3 | 4.7 | 0 | 2018-05-09 | 19.4 | 0 | 1.4 | 2017-05-09 | 10 | 8 | 0 | 2016-05-09 | 15.5 | 2.5 | 0 | 4.47 | 0.26
2025-05-09 | 17.1 | 0.9 | 0 | 2024-05-09 | 13.9 | 4.1 | 0 | 2023-05-09 | 14.4 | 3.6 | 0 | 2022-05-09 | 18.9 | 0 | 0.9 | 2021-05-09 | 11 | 7 | 0 | 2020-05-09 | 5.3 | 12.7 | 0 | 2019-05-09 | 12.7 | 5.3 | 0 | 2018-05-09 | 18.6 | 0 | 0.6 | 2017-05-09 | 9 | 9 | 0 | 2016-05-09 | 14.4 | 3.6 | 0 | 4.62 | 0.15
2025-05-09 | 16.1 | 1.9 | 0 | 2024-05-09 | 13.5 | 4.5 | 0 | 2023-05-09 | 15.1 | 2.9 | 0 | 2022-05-09 | 17.9 | 0.1 | 0 | 2021-05-09 | 11.2 | 6.8 | 0 | 2020-05-09 | 4.9 | 13.1 | 0 | 2019-05-09 | 13.6 | 4.4 | 0 | 2018-05-09 | 20.4 | 0 | 2.4 | 2017-05-09 | 8.4 | 9.6 | 0 | 2016-05-09 | 13.2 | 4.8 | 0 | 4.81 | 0.24
2025-05-09 | 15.1 | 2.9 | 0 | 2024-05-09 | 13.2 | 4.8 | 0 | 2023-05-09 | 13.8 | 4.2 | 0 | 2022-05-09 | 16.4 | 1.6 | 0 | 2021-05-09 | 8.4 | 9.6 | 0 | 2020-05-09 | 4.5 | 13.5 | 0 | 2019-05-09 | 12.7 | 5.3 | 0 | 2018-05-09 | 19.3 | 0 | 1.3 | 2017-05-09 | 8.1 | 9.9 | 0 | 2016-05-09 | 11.8 | 6.2 | 0 | 5.8 | 0.13
2025-05-09 | 14.1 | 3.9 | 0 | 2024-05-09 | 13.1 | 4.9 | 0 | 2023-05-09 | 13 | 5 | 0 | 2022-05-09 | 15.1 | 2.9 | 0 | 2021-05-09 | 7.7 | 10.3 | 0 | 2020-05-09 | 4 | 14 | 0 | 2019-05-09 | 12.2 | 5.8 | 0 | 2018-05-09 | 18.8 | 0 | 0.8 | 2017-05-09 | 7.6 | 10.4 | 0 | 2016-05-09 | 10.5 | 7.5 | 0 | 6.47 | 0.08
2025-05-09 | 12 | 6 | 0 | 2024-05-09 | 13.5 | 4.5 | 0 | 2023-05-09 | 12.1 | 5.9 | 0 | 2022-05-09 | 14.3 | 3.7 | 0 | 2021-05-09 | 7.8 | 10.2 | 0 | 2020-05-09 | 2.3 | 15.7 | 0 | 2019-05-09 | 13.8 | 4.2 | 0 | 2018-05-09 | 16.6 | 1.4 | 0 | 2017-05-09 | 6.1 | 11.9 | 0 | 2016-05-09 | 9.4 | 8.6 | 0 | 7.21 | 0
2025-05-09 | 10.7 | 7.3 | 0 | 2024-05-09 | 13.6 | 4.4 | 0 | 2023-05-09 | 10.8 | 7.2 | 0 | 2022-05-09 | 14.8 | 3.2 | 0 | 2021-05-09 | 8.2 | 9.8 | 0 | 2020-05-09 | 1.1 | 16.9 | 0 | 2019-05-09 | 15.4 | 2.6 | 0 | 2018-05-09 | 15.7 | 2.3 | 0 | 2017-05-09 | 5.9 | 12.1 | 0 | 2016-05-09 | 8.2 | 9.8 | 0 | 7.56 | 0
2025-05-09 | 9.8 | 8.2 | 0 | 2024-05-09 | 12.4 | 5.6 | 0 | 2023-05-09 | 9.4 | 8.6 | 0 | 2022-05-09 | 14.5 | 3.5 | 0 | 2021-05-09 | 6.2 | 11.8 | 0 | 2020-05-09 | 0.3 | 17.7 | 0 | 2019-05-09 | 16 | 2 | 0 | 2018-05-09 | 15.5 | 2.5 | 0 | 2017-05-09 | 5.1 | 12.9 | 0 | 2016-05-09 | 7.4 | 10.6 | 0 | 8.34 | 0
2025-05-10 | 8.5 | 9.5 | 0 | 2024-05-10 | 12.1 | 5.9 | 0 | 2023-05-10 | 8.5 | 9.5 | 0 | 2022-05-10 | 14.8 | 3.2 | 0 | 2021-05-10 | 5.3 | 12.7 | 0 | 2020-05-10 | 2 | 16 | 0 | 2019-05-10 | 15.4 | 2.6 | 0 | 2018-05-10 | 16.3 | 1.7 | 0 | 2017-05-10 | 4.8 | 13.2 | 0 | 2016-05-10 | 6.2 | 11.8 | 0 | 8.61 | 0
2025-05-10 | 7.6 | 10.4 | 0 | 2024-05-10 | 12.4 | 5.6 | 0 | 2023-05-10 | 8.5 | 9.5 | 0 | 2022-05-10 | 12.6 | 5.4 | 0 | 2021-05-10 | 5.1 | 12.9 | 0 | 2020-05-10 | 1.9 | 16.1 | 0 | 2019-05-10 | 15.1 | 2.9 | 0 | 2018-05-10 | 16.2 | 1.8 | 0 | 2017-05-10 | 4.2 | 13.8 | 0 | 2016-05-10 | 5.5 | 12.5 | 0 | 9.09 | 0
2025-05-10 | 7.2 | 10.8 | 0 | 2024-05-10 | 11.8 | 6.2 | 0 | 2023-05-10 | 7.9 | 10.1 | 0 | 2022-05-10 | 12.5 | 5.5 | 0 | 2021-05-10 | 4.6 | 13.4 | 0 | 2020-05-10 | 2.1 | 15.9 | 0 | 2019-05-10 | 15.7 | 2.3 | 0 | 2018-05-10 | 15.9 | 2.1 | 0 | 2017-05-10 | 4.2 | 13.8 | 0 | 2016-05-10 | 4.2 | 13.8 | 0 | 9.39 | 0
2025-05-10 | 6.7 | 11.3 | 0 | 2024-05-10 | 11.4 | 6.6 | 0 | 2023-05-10 | 8.6 | 9.4 | 0 | 2022-05-10 | 11.1 | 6.9 | 0 | 2021-05-10 | 3.3 | 14.7 | 0 | 2020-05-10 | 1.4 | 16.6 | 0 | 2019-05-10 | 15.4 | 2.6 | 0 | 2018-05-10 | 16.1 | 1.9 | 0 | 2017-05-10 | 4.5 | 13.5 | 0 | 2016-05-10 | 4.5 | 13.5 | 0 | 9.7 | 0
2025-05-10 | 6.2 | 11.8 | 0 | 2024-05-10 | 10.9 | 7.1 | 0 | 2023-05-10 | 6.6 | 11.4 | 0 | 2022-05-10 | 10.9 | 7.1 | 0 | 2021-05-10 | 3.5 | 14.5 | 0 | 2020-05-10 | 0 | 18 | 0 | 2019-05-10 | 15.5 | 2.5 | 0 | 2018-05-10 | 17.1 | 0.9 | 0 | 2017-05-10 | 4.5 | 13.5 | 0 | 2016-05-10 | 3.3 | 14.7 | 0 | 10.15 | 0
2025-05-10 | 5.2 | 12.8 | 0 | 2024-05-10 | 10.6 | 7.4 | 0 | 2023-05-10 | 5.7 | 12.3 | 0 | 2022-05-10 | 10.2 | 7.8 | 0 | 2021-05-10 | 2.2 | 15.8 | 0 | 2020-05-10 | -0.3 | 18.3 | 0 | 2019-05-10 | 16 | 2 | 0 | 2018-05-10 | 16.4 | 1.6 | 0 | 2017-05-10 | 4.5 | 13.5 | 0 | 2016-05-10 | 3.9 | 14.1 | 0 | 10.56 | 0
2025-05-10 | 7.6 | 10.4 | 0 | 2024-05-10 | 10.5 | 7.5 | 0 | 2023-05-10 | 6.9 | 11.1 | 0 | 2022-05-10 | 11.5 | 6.5 | 0 | 2021-05-10 | 4 | 14 | 0 | 2020-05-10 | 1.5 | 16.5 | 0 | 2019-05-10 | 16.4 | 1.6 | 0 | 2018-05-10 | 16.6 | 1.4 | 0 | 2017-05-10 | 4.8 | 13.2 | 0 | 2016-05-10 | 4.5 | 13.5 | 0 | 9.57 | 0
2025-05-10 | 9.6 | 8.4 | 0 | 2024-05-10 | 11.1 | 6.9 | 0 | 2023-05-10 | 11.3 | 6.7 | 0 | 2022-05-10 | 13.2 | 4.8 | 0 | 2021-05-10 | 5.9 | 12.1 | 0 | 2020-05-10 | 2.4 | 15.6 | 0 | 2019-05-10 | 14.8 | 3.2 | 0 | 2018-05-10 | 17.6 | 0.4 | 0 | 2017-05-10 | 6.4 | 11.6 | 0 | 2016-05-10 | 7.5 | 10.5 | 0 | 8.02 | 0
2025-05-10 | 11.2 | 6.8 | 0 | 2024-05-10 | 12.6 | 5.4 | 0 | 2023-05-10 | 14.3 | 3.7 | 0 | 2022-05-10 | 14.7 | 3.3 | 0 | 2021-05-10 | 7.4 | 10.6 | 0 | 2020-05-10 | 3.5 | 14.5 | 0 | 2019-05-10 | 14.8 | 3.2 | 0 | 2018-05-10 | 18.6 | 0 | 0.6 | 2017-05-10 | 7.4 | 10.6 | 0 | 2016-05-10 | 9.6 | 8.4 | 0 | 6.65 | 0.06
2025-05-10 | 14.6 | 3.4 | 0 | 2024-05-10 | 14.2 | 3.8 | 0 | 2023-05-10 | 16.8 | 1.2 | 0 | 2022-05-10 | 16.2 | 1.8 | 0 | 2021-05-10 | 10 | 8 | 0 | 2020-05-10 | 4.8 | 13.2 | 0 | 2019-05-10 | 14.4 | 3.6 | 0 | 2018-05-10 | 19.1 | 0 | 1.1 | 2017-05-10 | 8.1 | 9.9 | 0 | 2016-05-10 | 11.6 | 6.4 | 0 | 5.13 | 0.11
2025-05-10 | 18.4 | 0 | 0.4 | 2024-05-10 | 14.4 | 3.6 | 0 | 2023-05-10 | 17.2 | 0.8 | 0 | 2022-05-10 | 17.2 | 0.8 | 0 | 2021-05-10 | 11.1 | 6.9 | 0 | 2020-05-10 | 5.9 | 12.1 | 0 | 2019-05-10 | 13.8 | 4.2 | 0 | 2018-05-10 | 19.6 | 0 | 1.6 | 2017-05-10 | 9.2 | 8.8 | 0 | 2016-05-10 | 12.3 | 5.7 | 0 | 4.29 | 0.2
2025-05-10 | 19.8 | 0 | 1.8 | 2024-05-10 | 14.5 | 3.5 | 0 | 2023-05-10 | 18.4 | 0 | 0.4 | 2022-05-10 | 18.7 | 0 | 0.7 | 2021-05-10 | 12.3 | 5.7 | 0 | 2020-05-10 | 5.4 | 12.6 | 0 | 2019-05-10 | 12.2 | 5.8 | 0 | 2018-05-10 | 19.6 | 0 | 1.6 | 2017-05-10 | 9.9 | 8.1 | 0 | 2016-05-10 | 13 | 5 | 0 | 4.07 | 0.45
2025-05-10 | 19.1 | 0 | 1.1 | 2024-05-10 | 13.9 | 4.1 | 0 | 2023-05-10 | 18.9 | 0 | 0.9 | 2022-05-10 | 19.4 | 0 | 1.4 | 2021-05-10 | 11.9 | 6.1 | 0 | 2020-05-10 | 7.1 | 10.9 | 0 | 2019-05-10 | 11.8 | 6.2 | 0 | 2018-05-10 | 18.6 | 0 | 0.6 | 2017-05-10 | 10 | 8 | 0 | 2016-05-10 | 13 | 5 | 0 | 4.03 | 0.4
2025-05-10 | 20.7 | 0 | 2.7 | 2024-05-10 | 13.5 | 4.5 | 0 | 2023-05-10 | 19.3 | 0 | 1.3 | 2022-05-10 | 19.4 | 0 | 1.4 | 2021-05-10 | 11.9 | 6.1 | 0 | 2020-05-10 | 7.1 | 10.9 | 0 | 2019-05-10 | 11.3 | 6.7 | 0 | 2018-05-10 | 19.6 | 0 | 1.6 | 2017-05-10 | 10 | 8 | 0 | 2016-05-10 | 14 | 4 | 0 | 4.02 | 0.7
2025-05-10 | 21.3 | 0 | 3.3 | 2024-05-10 | 15.3 | 2.7 | 0 | 2023-05-10 | 20 | 0 | 2 | 2022-05-10 | 20.1 | 0 | 2.1 | 2021-05-10 | 12.4 | 5.6 | 0 | 2020-05-10 | 7.2 | 10.8 | 0 | 2019-05-10 | 11.2 | 6.8 | 0 | 2018-05-10 | 19.1 | 0 | 1.1 | 2017-05-10 | 10.4 | 7.6 | 0 | 2016-05-10 | 15.1 | 2.9 | 0 | 3.64 | 0.85
2025-05-10 | 21.7 | 0 | 3.7 | 2024-05-10 | 15.3 | 2.7 | 0 | 2023-05-10 | 19.3 | 0 | 1.3 | 2022-05-10 | 21.1 | 0 | 3.1 | 2021-05-10 | 12.7 | 5.3 | 0 | 2020-05-10 | 8.2 | 9.8 | 0 | 2019-05-10 | 10.9 | 7.1 | 0 | 2018-05-10 | 18 | 0 | 0 | 2017-05-10 | 9.9 | 8.1 | 0 | 2016-05-10 | 16 | 2 | 0 | 3.5 | 0.81
2025-05-10 | 22.5 | 0 | 4.5 | 2024-05-10 | 15.2 | 2.8 | 0 | 2023-05-10 | 20.2 | 0 | 2.2 | 2022-05-10 | 22 | 0 | 4 | 2021-05-10 | 12.2 | 5.8 | 0 | 2020-05-10 | 7.9 | 10.1 | 0 | 2019-05-10 | 9.8 | 8.2 | 0 | 2018-05-10 | 17.6 | 0.4 | 0 | 2017-05-10 | 9.6 | 8.4 | 0 | 2016-05-10 | 16.1 | 1.9 | 0 | 3.76 | 1.07
2025-05-10 | 21 | 0 | 3 | 2024-05-10 | 15.3 | 2.7 | 0 | 2023-05-10 | 20.8 | 0 | 2.8 | 2022-05-10 | 19.6 | 0 | 1.6 | 2021-05-10 | 10.6 | 7.4 | 0 | 2020-05-10 | 6.8 | 11.2 | 0 | 2019-05-10 | 8.9 | 9.1 | 0 | 2018-05-10 | 16.7 | 1.3 | 0 | 2017-05-10 | 9.2 | 8.8 | 0 | 2016-05-10 | 15.7 | 2.3 | 0 | 4.28 | 0.74
2025-05-10 | 17.7 | 0.3 | 0 | 2024-05-10 | 15.2 | 2.8 | 0 | 2023-05-10 | 21.3 | 0 | 3.3 | 2022-05-10 | 19.4 | 0 | 1.4 | 2021-05-10 | 10.3 | 7.7 | 0 | 2020-05-10 | 6.4 | 11.6 | 0 | 2019-05-10 | 8.2 | 9.8 | 0 | 2018-05-10 | 15.6 | 2.4 | 0 | 2017-05-10 | 8.4 | 9.6 | 0 | 2016-05-10 | 14 | 4 | 0 | 4.82 | 0.47
2025-05-10 | 16.2 | 1.8 | 0 | 2024-05-10 | 14.9 | 3.1 | 0 | 2023-05-10 | 19.1 | 0 | 1.1 | 2022-05-10 | 18.4 | 0 | 0.4 | 2021-05-10 | 10 | 8 | 0 | 2020-05-10 | 6 | 12 | 0 | 2019-05-10 | 8 | 10 | 0 | 2018-05-10 | 14 | 4 | 0 | 2017-05-10 | 8.1 | 9.9 | 0 | 2016-05-10 | 12.6 | 5.4 | 0 | 5.42 | 0.15
2025-05-10 | 14 | 4 | 0 | 2024-05-10 | 14.5 | 3.5 | 0 | 2023-05-10 | 17.8 | 0.2 | 0 | 2022-05-10 | 16.6 | 1.4 | 0 | 2021-05-10 | 8.1 | 9.9 | 0 | 2020-05-10 | 5.8 | 12.2 | 0 | 2019-05-10 | 7.9 | 10.1 | 0 | 2018-05-10 | 12.7 | 5.3 | 0 | 2017-05-10 | 8 | 10 | 0 | 2016-05-10 | 11.1 | 6.9 | 0 | 6.35 | 0
2025-05-10 | 13.6 | 4.4 | 0 | 2024-05-10 | 14.3 | 3.7 | 0 | 2023-05-10 | 15.6 | 2.4 | 0 | 2022-05-10 | 15.5 | 2.5 | 0 | 2021-05-10 | 6.9 | 11.1 | 0 | 2020-05-10 | 5.6 | 12.4 | 0 | 2019-05-10 | 7.2 | 10.8 | 0 | 2018-05-10 | 10.7 | 7.3 | 0 | 2017-05-10 | 7.9 | 10.1 | 0 | 2016-05-10 | 9.7 | 8.3 | 0 | 7.3 | 0
2025-05-10 | 12.8 | 5.2 | 0 | 2024-05-10 | 13.9 | 4.1 | 0 | 2023-05-10 | 15.5 | 2.5 | 0 | 2022-05-10 | 14.7 | 3.3 | 0 | 2021-05-10 | 5.4 | 12.6 | 0 | 2020-05-10 | 5.2 | 12.8 | 0 | 2019-05-10 | 6.1 | 11.9 | 0 | 2018-05-10 | 8.6 | 9.4 | 0 | 2017-05-10 | 8 | 10 | 0 | 2016-05-10 | 9.4 | 8.6 | 0 | 8.04 | 0
2025-05-10 | 11.4 | 6.6 | 0 | 2024-05-10 | 12.9 | 5.1 | 0 | 2023-05-10 | 14.4 | 3.6 | 0 | 2022-05-10 | 14.3 | 3.7 | 0 | 2021-05-10 | 5.3 | 12.7 | 0 | 2020-05-10 | 4.4 | 13.6 | 0 | 2019-05-10 | 5 | 13 | 0 | 2018-05-10 | 6.3 | 11.7 | 0 | 2017-05-10 | 7.9 | 10.1 | 0 | 2016-05-10 | 9.5 | 8.5 | 0 | 8.86 | 0
2025-05-11 | 10.7 | 7.3 | 0 | 2024-05-11 | 12 | 6 | 0 | 2023-05-11 | 12.2 | 5.8 | 0 | 2022-05-11 | 12.3 | 5.7 | 0 | 2021-05-11 | 5 | 13 | 0 | 2020-05-11 | 4 | 14 | 0 | 2019-05-11 | 4.2 | 13.8 | 0 | 2018-05-11 | 5.5 | 12.5 | 0 | 2017-05-11 | 7.7 | 10.3 | 0 | 2016-05-11 | 8.3 | 9.7 | 0 | 9.81 | 0
2025-05-11 | 9.8 | 8.2 | 0 | 2024-05-11 | 10.8 | 7.2 | 0 | 2023-05-11 | 11.2 | 6.8 | 0 | 2022-05-11 | 13 | 5 | 0 | 2021-05-11 | 4.6 | 13.4 | 0 | 2020-05-11 | 2.8 | 15.2 | 0 | 2019-05-11 | 3.5 | 14.5 | 0 | 2018-05-11 | 5.1 | 12.9 | 0 | 2017-05-11 | 7.2 | 10.8 | 0 | 2016-05-11 | 7.7 | 10.3 | 0 | 10.43 | 0
2025-05-11 | 8.6 | 9.4 | 0 | 2024-05-11 | 10 | 8 | 0 | 2023-05-11 | 11.8 | 6.2 | 0 | 2022-05-11 | 12.9 | 5.1 | 0 | 2021-05-11 | 3.5 | 14.5 | 0 | 2020-05-11 | 1.6 | 16.4 | 0 | 2019-05-11 | 2.7 | 15.3 | 0 | 2018-05-11 | 5.5 | 12.5 | 0 | 2017-05-11 | 7.5 | 10.5 | 0 | 2016-05-11 | 7.1 | 10.9 | 0 | 10.88 | 0
2025-05-11 | 7.1 | 10.9 | 0 | 2024-05-11 | 9.3 | 8.7 | 0 | 2023-05-11 | 12.7 | 5.3 | 0 | 2022-05-11 | 12 | 6 | 0 | 2021-05-11 | 3.2 | 14.8 | 0 | 2020-05-11 | 0.7 | 17.3 | 0 | 2019-05-11 | 2.5 | 15.5 | 0 | 2018-05-11 | 5.7 | 12.3 | 0 | 2017-05-11 | 7.5 | 10.5 | 0 | 2016-05-11 | 6.6 | 11.4 | 0 | 11.27 | 0
2025-05-11 | 6.5 | 11.5 | 0 | 2024-05-11 | 9.7 | 8.3 | 0 | 2023-05-11 | 12.5 | 5.5 | 0 | 2022-05-11 | 11 | 7 | 0 | 2021-05-11 | 1.9 | 16.1 | 0 | 2020-05-11 | 0.6 | 17.4 | 0 | 2019-05-11 | 1.8 | 16.2 | 0 | 2018-05-11 | 5.5 | 12.5 | 0 | 2017-05-11 | 6.8 | 11.2 | 0 | 2016-05-11 | 5 | 13 | 0 | 11.87 | 0
2025-05-11 | 5.2 | 12.8 | 0 | 2024-05-11 | 9.5 | 8.5 | 0 | 2023-05-11 | 12.2 | 5.8 | 0 | 2022-05-11 | 9.1 | 8.9 | 0 | 2021-05-11 | 0.8 | 17.2 | 0 | 2020-05-11 | 0.5 | 17.5 | 0 | 2019-05-11 | 2.2 | 15.8 | 0 | 2018-05-11 | 5.5 | 12.5 | 0 | 2017-05-11 | 6.8 | 11.2 | 0 | 2016-05-11 | 5.6 | 12.4 | 0 | 12.26 | 0
2025-05-11 | 6.3 | 11.7 | 0 | 2024-05-11 | 9.3 | 8.7 | 0 | 2023-05-11 | 13.4 | 4.6 | 0 | 2022-05-11 | 12.9 | 5.1 | 0 | 2021-05-11 | 3 | 15 | 0 | 2020-05-11 | 0.6 | 17.4 | 0 | 2019-05-11 | 3.8 | 14.2 | 0 | 2018-05-11 | 5.4 | 12.6 | 0 | 2017-05-11 | 7.1 | 10.9 | 0 | 2016-05-11 | 6.9 | 11.1 | 0 | 11.13 | 0
2025-05-11 | 7.8 | 10.2 | 0 | 2024-05-11 | 11.1 | 6.9 | 0 | 2023-05-11 | 15.5 | 2.5 | 0 | 2022-05-11 | 14.8 | 3.2 | 0 | 2021-05-11 | 5.3 | 12.7 | 0 | 2020-05-11 | 0.8 | 17.2 | 0 | 2019-05-11 | 5.5 | 12.5 | 0 | 2018-05-11 | 6.4 | 11.6 | 0 | 2017-05-11 | 7.7 | 10.3 | 0 | 2016-05-11 | 11.4 | 6.6 | 0 | 9.37 | 0
2025-05-11 | 9.3 | 8.7 | 0 | 2024-05-11 | 12.3 | 5.7 | 0 | 2023-05-11 | 17.3 | 0.7 | 0 | 2022-05-11 | 16.1 | 1.9 | 0 | 2021-05-11 | 7.3 | 10.7 | 0 | 2020-05-11 | 1.9 | 16.1 | 0 | 2019-05-11 | 7.2 | 10.8 | 0 | 2018-05-11 | 7.3 | 10.7 | 0 | 2017-05-11 | 8.3 | 9.7 | 0 | 2016-05-11 | 14.4 | 3.6 | 0 | 7.86 | 0
2025-05-11 | 10.4 | 7.6 | 0 | 2024-05-11 | 13.2 | 4.8 | 0 | 2023-05-11 | 19.1 | 0 | 1.1 | 2022-05-11 | 18.9 | 0 | 0.9 | 2021-05-11 | 8.2 | 9.8 | 0 | 2020-05-11 | 2.8 | 15.2 | 0 | 2019-05-11 | 8.8 | 9.2 | 0 | 2018-05-11 | 7.7 | 10.3 | 0 | 2017-05-11 | 9.6 | 8.4 | 0 | 2016-05-11 | 15.3 | 2.7 | 0 | 6.8 | 0.2
2025-05-11 | 12.4 | 5.6 | 0 | 2024-05-11 | 13.9 | 4.1 | 0 | 2023-05-11 | 19.3 | 0 | 1.3 | 2022-05-11 | 18.4 | 0 | 0.4 | 2021-05-11 | 7.6 | 10.4 | 0 | 2020-05-11 | 3.9 | 14.1 | 0 | 2019-05-11 | 9.6 | 8.4 | 0 | 2018-05-11 | 8.7 | 9.3 | 0 | 2017-05-11 | 10.5 | 7.5 | 0 | 2016-05-11 | 15.4 | 2.6 | 0 | 6.2 | 0.17
2025-05-11 | 12 | 6 | 0 | 2024-05-11 | 15.1 | 2.9 | 0 | 2023-05-11 | 20 | 0 | 2 | 2022-05-11 | 19.1 | 0 | 1.1 | 2021-05-11 | 9.4 | 8.6 | 0 | 2020-05-11 | 4.6 | 13.4 | 0 | 2019-05-11 | 11.1 | 6.9 | 0 | 2018-05-11 | 9.7 | 8.3 | 0 | 2017-05-11 | 10.8 | 7.2 | 0 | 2016-05-11 | 17 | 1 | 0 | 5.43 | 0.31
2025-05-11 | 12.5 | 5.5 | 0 | 2024-05-11 | 15 | 3 | 0 | 2023-05-11 | 21.2 | 0 | 3.2 | 2022-05-11 | 20.1 | 0 | 2.1 | 2021-05-11 | 9.5 | 8.5 | 0 | 2020-05-11 | 5.6 | 12.4 | 0 | 2019-05-11 | 12.5 | 5.5 | 0 | 2018-05-11 | 9 | 9 | 0 | 2017-05-11 | 11.2 | 6.8 | 0 | 2016-05-11 | 18.2 | 0 | 0.2 | 5.07 | 0.55
2025-05-11 | 12.4 | 5.6 | 0 | 2024-05-11 | 13.7 | 4.3 | 0 | 2023-05-11 | 22.1 | 0 | 4.1 | 2022-05-11 | 23.4 | 0 | 5.4 | 2021-05-11 | 9.1 | 8.9 | 0 | 2020-05-11 | 6.1 | 11.9 | 0 | 2019-05-11 | 11.4 | 6.6 | 0 | 2018-05-11 | 9.3 | 8.7 | 0 | 2017-05-11 | 11.8 | 6.2 | 0 | 2016-05-11 | 17.9 | 0.1 | 0 | 5.23 | 0.95
2025-05-11 | 12.6 | 5.4 | 0 | 2024-05-11 | 13.3 | 4.7 | 0 | 2023-05-11 | 22.4 | 0 | 4.4 | 2022-05-11 | 23.6 | 0 | 5.6 | 2021-05-11 | 9.3 | 8.7 | 0 | 2020-05-11 | 6.8 | 11.2 | 0 | 2019-05-11 | 10.1 | 7.9 | 0 | 2018-05-11 | 9.5 | 8.5 | 0 | 2017-05-11 | 12.1 | 5.9 | 0 | 2016-05-11 | 18.1 | 0 | 0.1 | 5.23 | 1.01
2025-05-11 | 13.4 | 4.6 | 0 | 2024-05-11 | 11.5 | 6.5 | 0 | 2023-05-11 | 26.2 | 0 | 8.2 | 2022-05-11 | 23.1 | 0 | 5.1 | 2021-05-11 | 9.1 | 8.9 | 0 | 2020-05-11 | 7 | 11 | 0 | 2019-05-11 | 10.3 | 7.7 | 0 | 2018-05-11 | 10.2 | 7.8 | 0 | 2017-05-11 | 12.8 | 5.2 | 0 | 2016-05-11 | 18.3 | 0 | 0.3 | 5.17 | 1.36
2025-05-11 | 13.4 | 4.6 | 0 | 2024-05-11 | 11.4 | 6.6 | 0 | 2023-05-11 | 25.9 | 0 | 7.9 | 2022-05-11 | 22.9 | 0 | 4.9 | 2021-05-11 | 9 | 9 | 0 | 2020-05-11 | 7.1 | 10.9 | 0 | 2019-05-11 | 10.5 | 7.5 | 0 | 2018-05-11 | 10.2 | 7.8 | 0 | 2017-05-11 | 13.6 | 4.4 | 0 | 2016-05-11 | 17.9 | 0.1 | 0 | 5.09 | 1.28
2025-05-11 | 14 | 4 | 0 | 2024-05-11 | 11.1 | 6.9 | 0 | 2023-05-11 | 25.5 | 0 | 7.5 | 2022-05-11 | 23.1 | 0 | 5.1 | 2021-05-11 | 8.8 | 9.2 | 0 | 2020-05-11 | 6.8 | 11.2 | 0 | 2019-05-11 | 10.8 | 7.2 | 0 | 2018-05-11 | 9.1 | 8.9 | 0 | 2017-05-11 | 14 | 4 | 0 | 2016-05-11 | 17.9 | 0.1 | 0 | 5.15 | 1.26
2025-05-11 | 13.2 | 4.8 | 0 | 2024-05-11 | 10.9 | 7.1 | 0 | 2023-05-11 | 24.9 | 0 | 6.9 | 2022-05-11 | 22.2 | 0 | 4.2 | 2021-05-11 | 7.9 | 10.1 | 0 | 2020-05-11 | 5.7 | 12.3 | 0 | 2019-05-11 | 10.7 | 7.3 | 0 | 2018-05-11 | 9.1 | 8.9 | 0 | 2017-05-11 | 13.4 | 4.6 | 0 | 2016-05-11 | 17.6 | 0.4 | 0 | 5.55 | 1.11
2025-05-11 | 12.3 | 5.7 | 0 | 2024-05-11 | 10.6 | 7.4 | 0 | 2023-05-11 | 23.1 | 0 | 5.1 | 2022-05-11 | 20.6 | 0 | 2.6 | 2021-05-11 | 7.2 | 10.8 | 0 | 2020-05-11 | 4.7 | 13.3 | 0 | 2019-05-11 | 10.1 | 7.9 | 0 | 2018-05-11 | 9.4 | 8.6 | 0 | 2017-05-11 | 12.1 | 5.9 | 0 | 2016-05-11 | 16.9 | 1.1 | 0 | 6.07 | 0.77
2025-05-11 | 11.4 | 6.6 | 0 | 2024-05-11 | 9.9 | 8.1 | 0 | 2023-05-11 | 21.1 | 0 | 3.1 | 2022-05-11 | 18.2 | 0 | 0.2 | 2021-05-11 | 6.5 | 11.5 | 0 | 2020-05-11 | 3.1 | 14.9 | 0 | 2019-05-11 | 9.7 | 8.3 | 0 | 2018-05-11 | 9.2 | 8.8 | 0 | 2017-05-11 | 11.2 | 6.8 | 0 | 2016-05-11 | 15.2 | 2.8 | 0 | 6.78 | 0.33
2025-05-11 | 11.1 | 6.9 | 0 | 2024-05-11 | 9.9 | 8.1 | 0 | 2023-05-11 | 19.7 | 0 | 1.7 | 2022-05-11 | 14.7 | 3.3 | 0 | 2021-05-11 | 6.3 | 11.7 | 0 | 2020-05-11 | 2 | 16 | 0 | 2019-05-11 | 9.9 | 8.1 | 0 | 2018-05-11 | 9.1 | 8.9 | 0 | 2017-05-11 | 10.5 | 7.5 | 0 | 2016-05-11 | 14.2 | 3.8 | 0 | 7.43 | 0.17
2025-05-11 | 10.4 | 7.6 | 0 | 2024-05-11 | 10.1 | 7.9 | 0 | 2023-05-11 | 18.7 | 0 | 0.7 | 2022-05-11 | 14.9 | 3.1 | 0 | 2021-05-11 | 6.2 | 11.8 | 0 | 2020-05-11 | 1.4 | 16.6 | 0 | 2019-05-11 | 9.9 | 8.1 | 0 | 2018-05-11 | 9.4 | 8.6 | 0 | 2017-05-11 | 10.2 | 7.8 | 0 | 2016-05-11 | 13 | 5 | 0 | 7.65 | 0.07
2025-05-11 | 9.9 | 8.1 | 0 | 2024-05-11 | 10.2 | 7.8 | 0 | 2023-05-11 | 16 | 2 | 0 | 2022-05-11 | 14.1 | 3.9 | 0 | 2021-05-11 | 5.5 | 12.5 | 0 | 2020-05-11 | 0.5 | 17.5 | 0 | 2019-05-11 | 9.8 | 8.2 | 0 | 2018-05-11 | 9.4 | 8.6 | 0 | 2017-05-11 | 9.8 | 8.2 | 0 | 2016-05-11 | 12.2 | 5.8 | 0 | 8.26 | 0
2025-05-12 | 9.4 | 8.6 | 0 | 2024-05-12 | 9.9 | 8.1 | 0 | 2023-05-12 | 15.7 | 2.3 | 0 | 2022-05-12 | 14 | 4 | 0 | 2021-05-12 | 5.7 | 12.3 | 0 | 2020-05-12 | -0.4 | 18.4 | 0 | 2019-05-12 | 9.6 | 8.4 | 0 | 2018-05-12 | 9.1 | 8.9 | 0 | 2017-05-12 | 9.4 | 8.6 | 0 | 2016-05-12 | 11.2 | 6.8 | 0 | 8.64 | 0
2025-05-12 | 9.6 | 8.4 | 0 | 2024-05-12 | 10.1 | 7.9 | 0 | 2023-05-12 | 16.8 | 1.2 | 0 | 2022-05-12 | 14.1 | 3.9 | 0 | 2021-05-12 | 5.9 | 12.1 | 0 | 2020-05-12 | -1.4 | 19.4 | 0 | 2019-05-12 | 9.6 | 8.4 | 0 | 2018-05-12 | 8.8 | 9.2 | 0 | 2017-05-12 | 8.2 | 9.8 | 0 | 2016-05-12 | 10.7 | 7.3 | 0 | 8.76 | 0
2025-05-12 | 9 | 9 | 0 | 2024-05-12 | 10.1 | 7.9 | 0 | 2023-05-12 | 17.3 | 0.7 | 0 | 2022-05-12 | 14.1 | 3.9 | 0 | 2021-05-12 | 5.2 | 12.8 | 0 | 2020-05-12 | -1.8 | 19.8 | 0 | 2019-05-12 | 9 | 9 | 0 | 2018-05-12 | 8.4 | 9.6 | 0 | 2017-05-12 | 6.8 | 11.2 | 0 | 2016-05-12 | 8.2 | 9.8 | 0 | 9.37 | 0
2025-05-12 | 8.6 | 9.4 | 0 | 2024-05-12 | 9.9 | 8.1 | 0 | 2023-05-12 | 16.3 | 1.7 | 0 | 2022-05-12 | 13.2 | 4.8 | 0 | 2021-05-12 | 5.2 | 12.8 | 0 | 2020-05-12 | -3 | 21 | 0 | 2019-05-12 | 9.2 | 8.8 | 0 | 2018-05-12 | 8.2 | 9.8 | 0 | 2017-05-12 | 7.1 | 10.9 | 0 | 2016-05-12 | 8.4 | 9.6 | 0 | 9.69 | 0
2025-05-12 | 8.3 | 9.7 | 0 | 2024-05-12 | 10.2 | 7.8 | 0 | 2023-05-12 | 17.2 | 0.8 | 0 | 2022-05-12 | 13.4 | 4.6 | 0 | 2021-05-12 | 6 | 12 | 0 | 2020-05-12 | -2.5 | 20.5 | 0 | 2019-05-12 | 8.6 | 9.4 | 0 | 2018-05-12 | 8.1 | 9.9 | 0 | 2017-05-12 | 6.5 | 11.5 | 0 | 2016-05-12 | 8.6 | 9.4 | 0 | 9.56 | 0
2025-05-12 | 8.5 | 9.5 | 0 | 2024-05-12 | 10.2 | 7.8 | 0 | 2023-05-12 | 15.8 | 2.2 | 0 | 2022-05-12 | 12.3 | 5.7 | 0 | 2021-05-12 | 5.8 | 12.2 | 0 | 2020-05-12 | -2.8 | 20.8 | 0 | 2019-05-12 | 8.5 | 9.5 | 0 | 2018-05-12 | 8.1 | 9.9 | 0 | 2017-05-12 | 5.9 | 12.1 | 0 | 2016-05-12 | 6.1 | 11.9 | 0 | 10.16 | 0
2025-05-12 | 8.8 | 9.2 | 0 | 2024-05-12 | 10.5 | 7.5 | 0 | 2023-05-12 | 17.6 | 0.4 | 0 | 2022-05-12 | 14.4 | 3.6 | 0 | 2021-05-12 | 6.7 | 11.3 | 0 | 2020-05-12 | -0.9 | 18.9 | 0 | 2019-05-12 | 8.7 | 9.3 | 0 | 2018-05-12 | 8.1 | 9.9 | 0 | 2017-05-12 | 7.2 | 10.8 | 0 | 2016-05-12 | 10.2 | 7.8 | 0 | 8.87 | 0
2025-05-12 | 9.8 | 8.2 | 0 | 2024-05-12 | 10.7 | 7.3 | 0 | 2023-05-12 | 19.4 | 0 | 1.4 | 2022-05-12 | 17.2 | 0.8 | 0 | 2021-05-12 | 8.7 | 9.3 | 0 | 2020-05-12 | 2.2 | 15.8 | 0 | 2019-05-12 | 9.1 | 8.9 | 0 | 2018-05-12 | 8.5 | 9.5 | 0 | 2017-05-12 | 10.2 | 7.8 | 0 | 2016-05-12 | 13.8 | 4.2 | 0 | 7.18 | 0.14
2025-05-12 | 12.2 | 5.8 | 0 | 2024-05-12 | 11.5 | 6.5 | 0 | 2023-05-12 | 21.2 | 0 | 3.2 | 2022-05-12 | 18.6 | 0 | 0.6 | 2021-05-12 | 10.9 | 7.1 | 0 | 2020-05-12 | 3.5 | 14.5 | 0 | 2019-05-12 | 8.4 | 9.6 | 0 | 2018-05-12 | 8.7 | 9.3 | 0 | 2017-05-12 | 11.9 | 6.1 | 0 | 2016-05-12 | 15.7 | 2.3 | 0 | 6.12 | 0.38
2025-05-12 | 15.1 | 2.9 | 0 | 2024-05-12 | 12.9 | 5.1 | 0 | 2023-05-12 | 22.6 | 0 | 4.6 | 2022-05-12 | 19.9 | 0 | 1.9 | 2021-05-12 | 12.2 | 5.8 | 0 | 2020-05-12 | 5.1 | 12.9 | 0 | 2019-05-12 | 8.6 | 9.4 | 0 | 2018-05-12 | 9.6 | 8.4 | 0 | 2017-05-12 | 12.3 | 5.7 | 0 | 2016-05-12 | 17.2 | 0.8 | 0 | 5.1 | 0.65
2025-05-12 | 18 | 0 | 0 | 2024-05-12 | 14.3 | 3.7 | 0 | 2023-05-12 | 23.4 | 0 | 5.4 | 2022-05-12 | 22.3 | 0 | 4.3 | 2021-05-12 | 13.9 | 4.1 | 0 | 2020-05-12 | 7.2 | 10.8 | 0 | 2019-05-12 | 8.6 | 9.4 | 0 | 2018-05-12 | 11.3 | 6.7 | 0 | 2017-05-12 | 12.6 | 5.4 | 0 | 2016-05-12 | 19 | 0 | 1 | 4.01 | 1.07
2025-05-12 | 20 | 0 | 2 | 2024-05-12 | 15.1 | 2.9 | 0 | 2023-05-12 | 23.8 | 0 | 5.8 | 2022-05-12 | 23 | 0 | 5 | 2021-05-12 | 14.8 | 3.2 | 0 | 2020-05-12 | 7.8 | 10.2 | 0 | 2019-05-12 | 8.5 | 9.5 | 0 | 2018-05-12 | 12.2 | 5.8 | 0 | 2017-05-12 | 14.2 | 3.8 | 0 | 2016-05-12 | 19.7 | 0 | 1.7 | 3.54 | 1.45
2025-05-12 | 19.2 | 0 | 1.2 | 2024-05-12 | 16.5 | 1.5 | 0 | 2023-05-12 | 25.6 | 0 | 7.6 | 2022-05-12 | 22.2 | 0 | 4.2 | 2021-05-12 | 16 | 2 | 0 | 2020-05-12 | 7.8 | 10.2 | 0 | 2019-05-12 | 8.6 | 9.4 | 0 | 2018-05-12 | 13.2 | 4.8 | 0 | 2017-05-12 | 14.1 | 3.9 | 0 | 2016-05-12 | 20.3 | 0 | 2.3 | 3.18 | 1.53
2025-05-12 | 21 | 0 | 3 | 2024-05-12 | 17.7 | 0.3 | 0 | 2023-05-12 | 25.5 | 0 | 7.5 | 2022-05-12 | 23.6 | 0 | 5.6 | 2021-05-12 | 16.6 | 1.4 | 0 | 2020-05-12 | 7.2 | 10.8 | 0 | 2019-05-12 | 7.8 | 10.2 | 0 | 2018-05-12 | 14 | 4 | 0 | 2017-05-12 | 13.9 | 4.1 | 0 | 2016-05-12 | 20 | 0 | 2 | 3.08 | 1.81
2025-05-12 | 21.5 | 0 | 3.5 | 2024-05-12 | 18.5 | 0 | 0.5 | 2023-05-12 | 25.1 | 0 | 7.1 | 2022-05-12 | 23.4 | 0 | 5.4 | 2021-05-12 | 17 | 1 | 0 | 2020-05-12 | 6.7 | 11.3 | 0 | 2019-05-12 | 6.6 | 11.4 | 0 | 2018-05-12 | 13.1 | 4.9 | 0 | 2017-05-12 | 13.1 | 4.9 | 0 | 2016-05-12 | 20.5 | 0 | 2.5 | 3.35 | 1.9
2025-05-12 | 22.5 | 0 | 4.5 | 2024-05-12 | 18.3 | 0 | 0.3 | 2023-05-12 | 27 | 0 | 9 | 2022-05-12 | 25.1 | 0 | 7.1 | 2021-05-12 | 17.2 | 0.8 | 0 | 2020-05-12 | 6.8 | 11.2 | 0 | 2019-05-12 | 6.4 | 11.6 | 0 | 2018-05-12 | 13.6 | 4.4 | 0 | 2017-05-12 | 13.3 | 4.7 | 0 | 2016-05-12 | 20.4 | 0 | 2.4 | 3.27 | 2.33
2025-05-12 | 24.5 | 0 | 6.5 | 2024-05-12 | 17.2 | 0.8 | 0 | 2023-05-12 | 26.6 | 0 | 8.6 | 2022-05-12 | 25.3 | 0 | 7.3 | 2021-05-12 | 17.5 | 0.5 | 0 | 2020-05-12 | 6.6 | 11.4 | 0 | 2019-05-12 | 6.2 | 11.8 | 0 | 2018-05-12 | 13.2 | 4.8 | 0 | 2017-05-12 | 12.6 | 5.4 | 0 | 2016-05-12 | 20 | 0 | 2 | 3.47 | 2.44
2025-05-12 | 24.8 | 0 | 6.8 | 2024-05-12 | 18 | 0 | 0 | 2023-05-12 | 25.1 | 0 | 7.1 | 2022-05-12 | 25.6 | 0 | 7.6 | 2021-05-12 | 16.8 | 1.2 | 0 | 2020-05-12 | 6.9 | 11.1 | 0 | 2019-05-12 | 6.5 | 11.5 | 0 | 2018-05-12 | 13.1 | 4.9 | 0 | 2017-05-12 | 11.1 | 6.9 | 0 | 2016-05-12 | 17.4 | 0.6 | 0 | 3.62 | 2.15
2025-05-12 | 23.1 | 0 | 5.1 | 2024-05-12 | 16.4 | 1.6 | 0 | 2023-05-12 | 23.5 | 0 | 5.5 | 2022-05-12 | 23.3 | 0 | 5.3 | 2021-05-12 | 15.8 | 2.2 | 0 | 2020-05-12 | 8.5 | 9.5 | 0 | 2019-05-12 | 5.6 | 12.4 | 0 | 2018-05-12 | 12.8 | 5.2 | 0 | 2017-05-12 | 11.1 | 6.9 | 0 | 2016-05-12 | 17.1 | 0.9 | 0 | 3.87 | 1.59
2025-05-12 | 20.8 | 0 | 2.8 | 2024-05-12 | 16 | 2 | 0 | 2023-05-12 | 22.4 | 0 | 4.4 | 2022-05-12 | 20.4 | 0 | 2.4 | 2021-05-12 | 14.8 | 3.2 | 0 | 2020-05-12 | 7 | 11 | 0 | 2019-05-12 | 5.4 | 12.6 | 0 | 2018-05-12 | 12.3 | 5.7 | 0 | 2017-05-12 | 11.4 | 6.6 | 0 | 2016-05-12 | 16 | 2 | 0 | 4.31 | 0.96
2025-05-12 | 17.2 | 0.8 | 0 | 2024-05-12 | 15.8 | 2.2 | 0 | 2023-05-12 | 21.2 | 0 | 3.2 | 2022-05-12 | 19.9 | 0 | 1.9 | 2021-05-12 | 13.1 | 4.9 | 0 | 2020-05-12 | 5.4 | 12.6 | 0 | 2019-05-12 | 5.3 | 12.7 | 0 | 2018-05-12 | 12 | 6 | 0 | 2017-05-12 | 11.6 | 6.4 | 0 | 2016-05-12 | 15.5 | 2.5 | 0 | 4.81 | 0.51
2025-05-12 | 14.8 | 3.2 | 0 | 2024-05-12 | 15.5 | 2.5 | 0 | 2023-05-12 | 20.1 | 0 | 2.1 | 2022-05-12 | 20.1 | 0 | 2.1 | 2021-05-12 | 11.6 | 6.4 | 0 | 2020-05-12 | 3.4 | 14.6 | 0 | 2019-05-12 | 5.3 | 12.7 | 0 | 2018-05-12 | 11.9 | 6.1 | 0 | 2017-05-12 | 11.9 | 6.1 | 0 | 2016-05-12 | 15.9 | 2.1 | 0 | 5.37 | 0.42
2025-05-12 | 15 | 3 | 0 | 2024-05-12 | 14.7 | 3.3 | 0 | 2023-05-12 | 19.1 | 0 | 1.1 | 2022-05-12 | 19.2 | 0 | 1.2 | 2021-05-12 | 10.8 | 7.2 | 0 | 2020-05-12 | 2.5 | 15.5 | 0 | 2019-05-12 | 5.2 | 12.8 | 0 | 2018-05-12 | 12.2 | 5.8 | 0 | 2017-05-12 | 11.7 | 6.3 | 0 | 2016-05-12 | 16.2 | 1.8 | 0 | 5.57 | 0.23
2025-05-12 | 14.9 | 3.1 | 0 | 2024-05-12 | 13.9 | 4.1 | 0 | 2023-05-12 | 18 | 0 | 0 | 2022-05-12 | 18.7 | 0 | 0.7 | 2021-05-12 | 10.4 | 7.6 | 0 | 2020-05-12 | 1.7 | 16.3 | 0 | 2019-05-12 | 4.9 | 13.1 | 0 | 2018-05-12 | 11 | 7 | 0 | 2017-05-12 | 12.1 | 5.9 | 0 | 2016-05-12 | 15.8 | 2.2 | 0 | 5.93 | 0.07
2025-05-13 | 14.7 | 3.3 | 0 | 2024-05-13 | 13.4 | 4.6 | 0 | 2023-05-13 | 17.5 | 0.5 | 0 | 2022-05-13 | 17.1 | 0.9 | 0 | 2021-05-13 | 9.1 | 8.9 | 0 | 2020-05-13 | 0.7 | 17.3 | 0 | 2019-05-13 | 4.6 | 13.4 | 0 | 2018-05-13 | 9.4 | 8.6 | 0 | 2017-05-13 | 12.1 | 5.9 | 0 | 2016-05-13 | 15.2 | 2.8 | 0 | 6.62 | 0
2025-05-13 | 16 | 2 | 0 | 2024-05-13 | 12.6 | 5.4 | 0 | 2023-05-13 | 16.6 | 1.4 | 0 | 2022-05-13 | 17.7 | 0.3 | 0 | 2021-05-13 | 8.2 | 9.8 | 0 | 2020-05-13 | -0.8 | 18.8 | 0 | 2019-05-13 | 4.7 | 13.3 | 0 | 2018-05-13 | 8.5 | 9.5 | 0 | 2017-05-13 | 11.8 | 6.2 | 0 | 2016-05-13 | 14.6 | 3.4 | 0 | 7.01 | 0
2025-05-13 | 14.8 | 3.2 | 0 | 2024-05-13 | 11.8 | 6.2 | 0 | 2023-05-13 | 14.7 | 3.3 | 0 | 2022-05-13 | 16.8 | 1.2 | 0 | 2021-05-13 | 8.4 | 9.6 | 0 | 2020-05-13 | -0.2 | 18.2 | 0 | 2019-05-13 | 4.7 | 13.3 | 0 | 2018-05-13 | 8.3 | 9.7 | 0 | 2017-05-13 | 11.3 | 6.7 | 0 | 2016-05-13 | 15 | 3 | 0 | 7.44 | 0
2025-05-13 | 15.3 | 2.7 | 0 | 2024-05-13 | 10.8 | 7.2 | 0 | 2023-05-13 | 15.6 | 2.4 | 0 | 2022-05-13 | 14.2 | 3.8 | 0 | 2021-05-13 | 7.9 | 10.1 | 0 | 2020-05-13 | -2.6 | 20.6 | 0 | 2019-05-13 | 4.7 | 13.3 | 0 | 2018-05-13 | 8.6 | 9.4 | 0 | 2017-05-13 | 11.7 | 6.3 | 0 | 2016-05-13 | 14.7 | 3.3 | 0 | 7.91 | 0
2025-05-13 | 15.1 | 2.9 | 0 | 2024-05-13 | 11.2 | 6.8 | 0 | 2023-05-13 | 14.8 | 3.2 | 0 | 2022-05-13 | 14.1 | 3.9 | 0 | 2021-05-13 | 7.4 | 10.6 | 0 | 2020-05-13 | -2.5 | 20.5 | 0 | 2019-05-13 | 4.7 | 13.3 | 0 | 2018-05-13 | 7.8 | 10.2 | 0 | 2017-05-13 | 11.4 | 6.6 | 0 | 2016-05-13 | 15 | 3 | 0 | 8.1 | 0
2025-05-13 | 14.8 | 3.2 | 0 | 2024-05-13 | 11 | 7 | 0 | 2023-05-13 | 14.3 | 3.7 | 0 | 2022-05-13 | 13.3 | 4.7 | 0 | 2021-05-13 | 7.1 | 10.9 | 0 | 2020-05-13 | -1.9 | 19.9 | 0 | 2019-05-13 | 4.7 | 13.3 | 0 | 2018-05-13 | 7.8 | 10.2 | 0 | 2017-05-13 | 11.5 | 6.5 | 0 | 2016-05-13 | 15.1 | 2.9 | 0 | 8.23 | 0
2025-05-13 | 14.1 | 3.9 | 0 | 2024-05-13 | 11.5 | 6.5 | 0 | 2023-05-13 | 15 | 3 | 0 | 2022-05-13 | 16 | 2 | 0 | 2021-05-13 | 8.2 | 9.8 | 0 | 2020-05-13 | -0.4 | 18.4 | 0 | 2019-05-13 | 4.8 | 13.2 | 0 | 2018-05-13 | 8.2 | 9.8 | 0 | 2017-05-13 | 10.3 | 7.7 | 0 | 2016-05-13 | 15.2 | 2.8 | 0 | 7.71 | 0
2025-05-13 | 15.1 | 2.9 | 0 | 2024-05-13 | 12.3 | 5.7 | 0 | 2023-05-13 | 17.2 | 0.8 | 0 | 2022-05-13 | 17.9 | 0.1 | 0 | 2021-05-13 | 11.1 | 6.9 | 0 | 2020-05-13 | 3.4 | 14.6 | 0 | 2019-05-13 | 5 | 13 | 0 | 2018-05-13 | 9 | 9 | 0 | 2017-05-13 | 10.5 | 7.5 | 0 | 2016-05-13 | 15.6 | 2.4 | 0 | 6.29 | 0
2025-05-13 | 16.1 | 1.9 | 0 | 2024-05-13 | 12.2 | 5.8 | 0 | 2023-05-13 | 18.4 | 0 | 0.4 | 2022-05-13 | 19.1 | 0 | 1.1 | 2021-05-13 | 13.3 | 4.7 | 0 | 2020-05-13 | 6.2 | 11.8 | 0 | 2019-05-13 | 5.1 | 12.9 | 0 | 2018-05-13 | 11.7 | 6.3 | 0 | 2017-05-13 | 11.6 | 6.4 | 0 | 2016-05-13 | 16.3 | 1.7 | 0 | 5.15 | 0.15
2025-05-13 | 17.9 | 0.1 | 0 | 2024-05-13 | 14.7 | 3.3 | 0 | 2023-05-13 | 19.6 | 0 | 1.6 | 2022-05-13 | 20.1 | 0 | 2.1 | 2021-05-13 | 15.2 | 2.8 | 0 | 2020-05-13 | 7.8 | 10.2 | 0 | 2019-05-13 | 5.3 | 12.7 | 0 | 2018-05-13 | 14.7 | 3.3 | 0 | 2017-05-13 | 12.9 | 5.1 | 0 | 2016-05-13 | 17.2 | 0.8 | 0 | 3.83 | 0.37
2025-05-13 | 20.7 | 0 | 2.7 | 2024-05-13 | 16.2 | 1.8 | 0 | 2023-05-13 | 19.8 | 0 | 1.8 | 2022-05-13 | 22.1 | 0 | 4.1 | 2021-05-13 | 16.7 | 1.3 | 0 | 2020-05-13 | 9 | 9 | 0 | 2019-05-13 | 5.7 | 12.3 | 0 | 2018-05-13 | 15.4 | 2.6 | 0 | 2017-05-13 | 14.2 | 3.8 | 0 | 2016-05-13 | 17.7 | 0.3 | 0 | 3.11 | 0.86
2025-05-13 | 21.1 | 0 | 3.1 | 2024-05-13 | 18.4 | 0 | 0.4 | 2023-05-13 | 19.8 | 0 | 1.8 | 2022-05-13 | 23.6 | 0 | 5.6 | 2021-05-13 | 18.1 | 0 | 0.1 | 2020-05-13 | 9.9 | 8.1 | 0 | 2019-05-13 | 6.1 | 11.9 | 0 | 2018-05-13 | 16.4 | 1.6 | 0 | 2017-05-13 | 15.9 | 2.1 | 0 | 2016-05-13 | 18.3 | 0 | 0.3 | 2.37 | 1.13
2025-05-13 | 22.5 | 0 | 4.5 | 2024-05-13 | 20 | 0 | 2 | 2023-05-13 | 20.4 | 0 | 2.4 | 2022-05-13 | 24.5 | 0 | 6.5 | 2021-05-13 | 19.2 | 0 | 1.2 | 2020-05-13 | 10 | 8 | 0 | 2019-05-13 | 6.4 | 11.6 | 0 | 2018-05-13 | 16.9 | 1.1 | 0 | 2017-05-13 | 12.4 | 5.6 | 0 | 2016-05-13 | 19 | 0 | 1 | 2.63 | 1.76
2025-05-13 | 24.4 | 0 | 6.4 | 2024-05-13 | 20.9 | 0 | 2.9 | 2023-05-13 | 20.4 | 0 | 2.4 | 2022-05-13 | 25.3 | 0 | 7.3 | 2021-05-13 | 19.6 | 0 | 1.6 | 2020-05-13 | 10.7 | 7.3 | 0 | 2019-05-13 | 6.5 | 11.5 | 0 | 2018-05-13 | 17.4 | 0.6 | 0 | 2017-05-13 | 13 | 5 | 0 | 2016-05-13 | 19.1 | 0 | 1.1 | 2.44 | 2.17
2025-05-13 | 22.1 | 0 | 4.1 | 2024-05-13 | 20.5 | 0 | 2.5 | 2023-05-13 | 21.8 | 0 | 3.8 | 2022-05-13 | 25.5 | 0 | 7.5 | 2021-05-13 | 19.3 | 0 | 1.3 | 2020-05-13 | 11.6 | 6.4 | 0 | 2019-05-13 | 6.5 | 11.5 | 0 | 2018-05-13 | 17.6 | 0.4 | 0 | 2017-05-13 | 15.2 | 2.8 | 0 | 2016-05-13 | 20.1 | 0 | 2.1 | 2.11 | 2.13
2025-05-13 | 17.9 | 0.1 | 0 | 2024-05-13 | 20.9 | 0 | 2.9 | 2023-05-13 | 21.6 | 0 | 3.6 | 2022-05-13 | 26.1 | 0 | 8.1 | 2021-05-13 | 20 | 0 | 2 | 2020-05-13 | 12 | 6 | 0 | 2019-05-13 | 7.1 | 10.9 | 0 | 2018-05-13 | 17.4 | 0.6 | 0 | 2017-05-13 | 15.5 | 2.5 | 0 | 2016-05-13 | 20.2 | 0 | 2.2 | 2.01 | 1.88
2025-05-13 | 19.3 | 0 | 1.3 | 2024-05-13 | 23.1 | 0 | 5.1 | 2023-05-13 | 22.6 | 0 | 4.6 | 2022-05-13 | 25.5 | 0 | 7.5 | 2021-05-13 | 19.2 | 0 | 1.2 | 2020-05-13 | 12.5 | 5.5 | 0 | 2019-05-13 | 7.2 | 10.8 | 0 | 2018-05-13 | 17 | 1 | 0 | 2017-05-13 | 14.6 | 3.4 | 0 | 2016-05-13 | 19.7 | 0 | 1.7 | 2.07 | 2.14
2025-05-13 | 20.6 | 0 | 2.6 | 2024-05-13 | 21.9 | 0 | 3.9 | 2023-05-13 | 21.7 | 0 | 3.7 | 2022-05-13 | 23.4 | 0 | 5.4 | 2021-05-13 | 17.8 | 0.2 | 0 | 2020-05-13 | 11.9 | 6.1 | 0 | 2019-05-13 | 7.2 | 10.8 | 0 | 2018-05-13 | 15.2 | 2.8 | 0 | 2017-05-13 | 12.9 | 5.1 | 0 | 2016-05-13 | 19.2 | 0 | 1.2 | 2.5 | 1.68
2025-05-13 | 18.1 | 0 | 0.1 | 2024-05-13 | 23.9 | 0 | 5.9 | 2023-05-13 | 19.9 | 0 | 1.9 | 2022-05-13 | 21.3 | 0 | 3.3 | 2021-05-13 | 18.5 | 0 | 0.5 | 2020-05-13 | 11.1 | 6.9 | 0 | 2019-05-13 | 7.1 | 10.9 | 0 | 2018-05-13 | 13.2 | 4.8 | 0 | 2017-05-13 | 13.5 | 4.5 | 0 | 2016-05-13 | 18.5 | 0 | 0.5 | 2.71 | 1.22
2025-05-13 | 17.6 | 0.4 | 0 | 2024-05-13 | 19.9 | 0 | 1.9 | 2023-05-13 | 18.2 | 0 | 0.2 | 2022-05-13 | 20 | 0 | 2 | 2021-05-13 | 17.7 | 0.3 | 0 | 2020-05-13 | 10.1 | 7.9 | 0 | 2019-05-13 | 7.1 | 10.9 | 0 | 2018-05-13 | 12.3 | 5.7 | 0 | 2017-05-13 | 12.9 | 5.1 | 0 | 2016-05-13 | 17.5 | 0.5 | 0 | 3.08 | 0.41
2025-05-13 | 17 | 1 | 0 | 2024-05-13 | 18.9 | 0 | 0.9 | 2023-05-13 | 16.7 | 1.3 | 0 | 2022-05-13 | 19.3 | 0 | 1.3 | 2021-05-13 | 15.3 | 2.7 | 0 | 2020-05-13 | 9.1 | 8.9 | 0 | 2019-05-13 | 7.5 | 10.5 | 0 | 2018-05-13 | 11.7 | 6.3 | 0 | 2017-05-13 | 10.8 | 7.2 | 0 | 2016-05-13 | 17.2 | 0.8 | 0 | 3.87 | 0.22
2025-05-13 | 17.6 | 0.4 | 0 | 2024-05-13 | 17.5 | 0.5 | 0 | 2023-05-13 | 15.2 | 2.8 | 0 | 2022-05-13 | 18.6 | 0 | 0.6 | 2021-05-13 | 14.2 | 3.8 | 0 | 2020-05-13 | 8.7 | 9.3 | 0 | 2019-05-13 | 7.3 | 10.7 | 0 | 2018-05-13 | 11.8 | 6.2 | 0 | 2017-05-13 | 10 | 8 | 0 | 2016-05-13 | 15.5 | 2.5 | 0 | 4.42 | 0.06
2025-05-13 | 17.8 | 0.2 | 0 | 2024-05-13 | 17.5 | 0.5 | 0 | 2023-05-13 | 13.8 | 4.2 | 0 | 2022-05-13 | 19 | 0 | 1 | 2021-05-13 | 12.9 | 5.1 | 0 | 2020-05-13 | 8.3 | 9.7 | 0 | 2019-05-13 | 7.4 | 10.6 | 0 | 2018-05-13 | 11.7 | 6.3 | 0 | 2017-05-13 | 9.6 | 8.4 | 0 | 2016-05-13 | 14 | 4 | 0 | 4.9 | 0.1
2025-05-13 | 17.8 | 0.2 | 0 | 2024-05-13 | 17.2 | 0.8 | 0 | 2023-05-13 | 13.4 | 4.6 | 0 | 2022-05-13 | 18.4 | 0 | 0.4 | 2021-05-13 | 11.2 | 6.8 | 0 | 2020-05-13 | 8.1 | 9.9 | 0 | 2019-05-13 | 7.2 | 10.8 | 0 | 2018-05-13 | 11.4 | 6.6 | 0 | 2017-05-13 | 9.4 | 8.6 | 0 | 2016-05-13 | 13.1 | 4.9 | 0 | 5.32 | 0.04
2025-05-14 | 16.9 | 1.1 | 0 | 2024-05-14 | 15.3 | 2.7 | 0 | 2023-05-14 | 12.6 | 5.4 | 0 | 2022-05-14 | 17.6 | 0.4 | 0 | 2021-05-14 | 11 | 7 | 0 | 2020-05-14 | 7.4 | 10.6 | 0 | 2019-05-14 | 7.1 | 10.9 | 0 | 2018-05-14 | 11 | 7 | 0 | 2017-05-14 | 8.4 | 9.6 | 0 | 2016-05-14 | 13.4 | 4.6 | 0 | 5.93 | 0
2025-05-14 | 16 | 2 | 0 | 2024-05-14 | 14.2 | 3.8 | 0 | 2023-05-14 | 11.6 | 6.4 | 0 | 2022-05-14 | 17.8 | 0.2 | 0 | 2021-05-14 | 9.8 | 8.2 | 0 | 2020-05-14 | 6.6 | 11.4 | 0 | 2019-05-14 | 6.9 | 11.1 | 0 | 2018-05-14 | 10.9 | 7.1 | 0 | 2017-05-14 | 8.7 | 9.3 | 0 | 2016-05-14 | 13.7 | 4.3 | 0 | 6.38 | 0
2025-05-14 | 15.4 | 2.6 | 0 | 2024-05-14 | 14.4 | 3.6 | 0 | 2023-05-14 | 10.6 | 7.4 | 0 | 2022-05-14 | 17.4 | 0.6 | 0 | 2021-05-14 | 8.3 | 9.7 | 0 | 2020-05-14 | 6.4 | 11.6 | 0 | 2019-05-14 | 6.8 | 11.2 | 0 | 2018-05-14 | 10.8 | 7.2 | 0 | 2017-05-14 | 8.3 | 9.7 | 0 | 2016-05-14 | 12.3 | 5.7 | 0 | 6.93 | 0
2025-05-14 | 15.3 | 2.7 | 0 | 2024-05-14 | 14 | 4 | 0 | 2023-05-14 | 10.1 | 7.9 | 0 | 2022-05-14 | 16.3 | 1.7 | 0 | 2021-05-14 | 8.5 | 9.5 | 0 | 2020-05-14 | 6.8 | 11.2 | 0 | 2019-05-14 | 6.9 | 11.1 | 0 | 2018-05-14 | 10.6 | 7.4 | 0 | 2017-05-14 | 7.6 | 10.4 | 0 | 2016-05-14 | 11.7 | 6.3 | 0 | 7.22 | 0
2025-05-14 | 14.7 | 3.3 | 0 | 2024-05-14 | 14.1 | 3.9 | 0 | 2023-05-14 | 9.4 | 8.6 | 0 | 2022-05-14 | 16.9 | 1.1 | 0 | 2021-05-14 | 8.1 | 9.9 | 0 | 2020-05-14 | 6.7 | 11.3 | 0 | 2019-05-14 | 6.3 | 11.7 | 0 | 2018-05-14 | 10.3 | 7.7 | 0 | 2017-05-14 | 7.5 | 10.5 | 0 | 2016-05-14 | 10.9 | 7.1 | 0 | 7.51 | 0
2025-05-14 | 14.2 | 3.8 | 0 | 2024-05-14 | 14 | 4 | 0 | 2023-05-14 | 8.6 | 9.4 | 0 | 2022-05-14 | 15.6 | 2.4 | 0 | 2021-05-14 | 8.1 | 9.9 | 0 | 2020-05-14 | 6.7 | 11.3 | 0 | 2019-05-14 | 6.5 | 11.5 | 0 | 2018-05-14 | 11 | 7 | 0 | 2017-05-14 | 6.9 | 11.1 | 0 | 2016-05-14 | 10.9 | 7.1 | 0 | 7.75 | 0
2025-05-14 | 14.4 | 3.6 | 0 | 2024-05-14 | 14.7 | 3.3 | 0 | 2023-05-14 | 9.9 | 8.1 | 0 | 2022-05-14 | 17.8 | 0.2 | 0 | 2021-05-14 | 9.4 | 8.6 | 0 | 2020-05-14 | 7 | 11 | 0 | 2019-05-14 | 6.8 | 11.2 | 0 | 2018-05-14 | 11.5 | 6.5 | 0 | 2017-05-14 | 8 | 10 | 0 | 2016-05-14 | 11.1 | 6.9 | 0 | 6.94 | 0
2025-05-14 | 14.5 | 3.5 | 0 | 2024-05-14 | 15.6 | 2.4 | 0 | 2023-05-14 | 11.8 | 6.2 | 0 | 2022-05-14 | 19 | 0 | 1 | 2021-05-14 | 12.8 | 5.2 | 0 | 2020-05-14 | 7.5 | 10.5 | 0 | 2019-05-14 | 6.8 | 11.2 | 0 | 2018-05-14 | 14.9 | 3.1 | 0 | 2017-05-14 | 10.9 | 7.1 | 0 | 2016-05-14 | 11 | 7 | 0 | 5.62 | 0.1
2025-05-14 | 15.1 | 2.9 | 0 | 2024-05-14 | 16.5 | 1.5 | 0 | 2023-05-14 | 12.5 | 5.5 | 0 | 2022-05-14 | 20.9 | 0 | 2.9 | 2021-05-14 | 15.1 | 2.9 | 0 | 2020-05-14 | 9.2 | 8.8 | 0 | 2019-05-14 | 7.4 | 10.6 | 0 | 2018-05-14 | 17.2 | 0.8 | 0 | 2017-05-14 | 13.1 | 4.9 | 0 | 2016-05-14 | 10.2 | 7.8 | 0 | 4.57 | 0.29
2025-05-14 | 16.8 | 1.2 | 0 | 2024-05-14 | 17.7 | 0.3 | 0 | 2023-05-14 | 13.4 | 4.6 | 0 | 2022-05-14 | 22.2 | 0 | 4.2 | 2021-05-14 | 18 | 0 | 0 | 2020-05-14 | 9.8 | 8.2 | 0 | 2019-05-14 | 7.9 | 10.1 | 0 | 2018-05-14 | 19.4 | 0 | 1.4 | 2017-05-14 | 15.5 | 2.5 | 0 | 2016-05-14 | 10.9 | 7.1 | 0 | 3.4 | 0.56
2025-05-14 | 18.7 | 0 | 0.7 | 2024-05-14 | 19 | 0 | 1 | 2023-05-14 | 14.5 | 3.5 | 0 | 2022-05-14 | 21.5 | 0 | 3.5 | 2021-05-14 | 18.6 | 0 | 0.6 | 2020-05-14 | 11.4 | 6.6 | 0 | 2019-05-14 | 9.2 | 8.8 | 0 | 2018-05-14 | 18.5 | 0 | 0.5 | 2017-05-14 | 16 | 2 | 0 | 2016-05-14 | 11 | 7 | 0 | 2.79 | 0.63
2025-05-14 | 17.8 | 0.2 | 0 | 2024-05-14 | 19.8 | 0 | 1.8 | 2023-05-14 | 15.9 | 2.1 | 0 | 2022-05-14 | 22 | 0 | 4 | 2021-05-14 | 20 | 0 | 2 | 2020-05-14 | 11.1 | 6.9 | 0 | 2019-05-14 | 10.2 | 7.8 | 0 | 2018-05-14 | 19.9 | 0 | 1.9 | 2017-05-14 | 17.2 | 0.8 | 0 | 2016-05-14 | 12 | 6 | 0 | 2.38 | 0.97
2025-05-14 | 20 | 0 | 2 | 2024-05-14 | 18.9 | 0 | 0.9 | 2023-05-14 | 16.4 | 1.6 | 0 | 2022-05-14 | 23.9 | 0 | 5.9 | 2021-05-14 | 20.1 | 0 | 2.1 | 2020-05-14 | 12.3 | 5.7 | 0 | 2019-05-14 | 11.1 | 6.9 | 0 | 2018-05-14 | 22.9 | 0 | 4.9 | 2017-05-14 | 17 | 1 | 0 | 2016-05-14 | 10.4 | 7.6 | 0 | 2.28 | 1.58
2025-05-14 | 19.8 | 0 | 1.8 | 2024-05-14 | 17.8 | 0.2 | 0 | 2023-05-14 | 15.7 | 2.3 | 0 | 2022-05-14 | 25 | 0 | 7 | 2021-05-14 | 20.4 | 0 | 2.4 | 2020-05-14 | 11.6 | 6.4 | 0 | 2019-05-14 | 11.6 | 6.4 | 0 | 2018-05-14 | 24.1 | 0 | 6.1 | 2017-05-14 | 13.4 | 4.6 | 0 | 2016-05-14 | 10.7 | 7.3 | 0 | 2.72 | 1.73
2025-05-14 | 20.5 | 0 | 2.5 | 2024-05-14 | 19.7 | 0 | 1.7 | 2023-05-14 | 17.5 | 0.5 | 0 | 2022-05-14 | 25.8 | 0 | 7.8 | 2021-05-14 | 19.9 | 0 | 1.9 | 2020-05-14 | 10.7 | 7.3 | 0 | 2019-05-14 | 12.6 | 5.4 | 0 | 2018-05-14 | 22.3 | 0 | 4.3 | 2017-05-14 | 12.7 | 5.3 | 0 | 2016-05-14 | 9.4 | 8.6 | 0 | 2.71 | 1.82
2025-05-14 | 20.2 | 0 | 2.2 | 2024-05-14 | 19.9 | 0 | 1.9 | 2023-05-14 | 17.1 | 0.9 | 0 | 2022-05-14 | 25.6 | 0 | 7.6 | 2021-05-14 | 20.5 | 0 | 2.5 | 2020-05-14 | 10.5 | 7.5 | 0 | 2019-05-14 | 13.8 | 4.2 | 0 | 2018-05-14 | 22.3 | 0 | 4.3 | 2017-05-14 | 13.6 | 4.4 | 0 | 2016-05-14 | 9.3 | 8.7 | 0 | 2.57 | 1.85
2025-05-14 | 19.6 | 0 | 1.6 | 2024-05-14 | 19.7 | 0 | 1.7 | 2023-05-14 | 17.2 | 0.8 | 0 | 2022-05-14 | 25.9 | 0 | 7.9 | 2021-05-14 | 19.2 | 0 | 1.2 | 2020-05-14 | 7.7 | 10.3 | 0 | 2019-05-14 | 14.6 | 3.4 | 0 | 2018-05-14 | 22.4 | 0 | 4.4 | 2017-05-14 | 14.7 | 3.3 | 0 | 2016-05-14 | 8.9 | 9.1 | 0 | 2.69 | 1.68
2025-05-14 | 20.6 | 0 | 2.6 | 2024-05-14 | 18.4 | 0 | 0.4 | 2023-05-14 | 16.6 | 1.4 | 0 | 2022-05-14 | 22.1 | 0 | 4.1 | 2021-05-14 | 20.6 | 0 | 2.6 | 2020-05-14 | 7.6 | 10.4 | 0 | 2019-05-14 | 15.3 | 2.7 | 0 | 2018-05-14 | 21.7 | 0 | 3.7 | 2017-05-14 | 13.9 | 4.1 | 0 | 2016-05-14 | 8.9 | 9.1 | 0 | 2.77 | 1.34
2025-05-14 | 20.2 | 0 | 2.2 | 2024-05-14 | 17.5 | 0.5 | 0 | 2023-05-14 | 16 | 2 | 0 | 2022-05-14 | 21 | 0 | 3 | 2021-05-14 | 19.1 | 0 | 1.1 | 2020-05-14 | 7.7 | 10.3 | 0 | 2019-05-14 | 15.4 | 2.6 | 0 | 2018-05-14 | 21.2 | 0 | 3.2 | 2017-05-14 | 12.5 | 5.5 | 0 | 2016-05-14 | 8.6 | 9.4 | 0 | 3.03 | 0.95
2025-05-14 | 18.3 | 0 | 0.3 | 2024-05-14 | 16.3 | 1.7 | 0 | 2023-05-14 | 15.2 | 2.8 | 0 | 2022-05-14 | 20.4 | 0 | 2.4 | 2021-05-14 | 18.5 | 0 | 0.5 | 2020-05-14 | 7.7 | 10.3 | 0 | 2019-05-14 | 14.5 | 3.5 | 0 | 2018-05-14 | 20.4 | 0 | 2.4 | 2017-05-14 | 11.7 | 6.3 | 0 | 2016-05-14 | 8 | 10 | 0 | 3.46 | 0.56
2025-05-14 | 16.8 | 1.2 | 0 | 2024-05-14 | 14.4 | 3.6 | 0 | 2023-05-14 | 13.5 | 4.5 | 0 | 2022-05-14 | 20.7 | 0 | 2.7 | 2021-05-14 | 17.5 | 0.5 | 0 | 2020-05-14 | 8 | 10 | 0 | 2019-05-14 | 12.8 | 5.2 | 0 | 2018-05-14 | 20.6 | 0 | 2.6 | 2017-05-14 | 11.2 | 6.8 | 0 | 2016-05-14 | 6.9 | 11.1 | 0 | 4.29 | 0.53
2025-05-14 | 16.2 | 1.8 | 0 | 2024-05-14 | 13.2 | 4.8 | 0 | 2023-05-14 | 12.5 | 5.5 | 0 | 2022-05-14 | 19.9 | 0 | 1.9 | 2021-05-14 | 15.7 | 2.3 | 0 | 2020-05-14 | 8 | 10 | 0 | 2019-05-14 | 11.1 | 6.9 | 0 | 2018-05-14 | 19.5 | 0 | 1.5 | 2017-05-14 | 10.9 | 7.1 | 0 | 2016-05-14 | 6.1 | 11.9 | 0 | 5.03 | 0.34
2025-05-14 | 16 | 2 | 0 | 2024-05-14 | 12.9 | 5.1 | 0 | 2023-05-14 | 11.3 | 6.7 | 0 | 2022-05-14 | 20.2 | 0 | 2.2 | 2021-05-14 | 13.3 | 4.7 | 0 | 2020-05-14 | 7.7 | 10.3 | 0 | 2019-05-14 | 9.4 | 8.6 | 0 | 2018-05-14 | 18.9 | 0 | 0.9 | 2017-05-14 | 11.1 | 6.9 | 0 | 2016-05-14 | 4.9 | 13.1 | 0 | 5.74 | 0.31
2025-05-14 | 15.8 | 2.2 | 0 | 2024-05-14 | 12.6 | 5.4 | 0 | 2023-05-14 | 10.5 | 7.5 | 0 | 2022-05-14 | 20.4 | 0 | 2.4 | 2021-05-14 | 12.3 | 5.7 | 0 | 2020-05-14 | 7.6 | 10.4 | 0 | 2019-05-14 | 8.9 | 9.1 | 0 | 2018-05-14 | 18.7 | 0 | 0.7 | 2017-05-14 | 10.4 | 7.6 | 0 | 2016-05-14 | 3.8 | 14.2 | 0 | 6.21 | 0.31
2025-05-15 | 15.8 | 2.2 | 0 | 2024-05-15 | 12.1 | 5.9 | 0 | 2023-05-15 | 9.9 | 8.1 | 0 | 2022-05-15 | 20.2 | 0 | 2.2 | 2021-05-15 | 11.1 | 6.9 | 0 | 2020-05-15 | 7.5 | 10.5 | 0 | 2019-05-15 | 7.7 | 10.3 | 0 | 2018-05-15 | 18.4 | 0 | 0.4 | 2017-05-15 | 9.4 | 8.6 | 0 | 2016-05-15 | 3 | 15 | 0 | 6.75 | 0.26
2025-05-15 | 15 | 3 | 0 | 2024-05-15 | 11.5 | 6.5 | 0 | 2023-05-15 | 9.1 | 8.9 | 0 | 2022-05-15 | 18 | 0 | 0 | 2021-05-15 | 11.8 | 6.2 | 0 | 2020-05-15 | 7.7 | 10.3 | 0 | 2019-05-15 | 8.2 | 9.8 | 0 | 2018-05-15 | 18 | 0 | 0 | 2017-05-15 | 8.5 | 9.5 | 0 | 2016-05-15 | 2.3 | 15.7 | 0 | 6.99 | 0
2025-05-15 | 14.7 | 3.3 | 0 | 2024-05-15 | 12 | 6 | 0 | 2023-05-15 | 8.1 | 9.9 | 0 | 2022-05-15 | 16.1 | 1.9 | 0 | 2021-05-15 | 10.1 | 7.9 | 0 | 2020-05-15 | 8.2 | 9.8 | 0 | 2019-05-15 | 6 | 12 | 0 | 2018-05-15 | 17.5 | 0.5 | 0 | 2017-05-15 | 8.2 | 9.8 | 0 | 2016-05-15 | 2.1 | 15.9 | 0 | 7.7 | 0
2025-05-15 | 14.3 | 3.7 | 0 | 2024-05-15 | 12.1 | 5.9 | 0 | 2023-05-15 | 8.3 | 9.7 | 0 | 2022-05-15 | 17 | 1 | 0 | 2021-05-15 | 9.9 | 8.1 | 0 | 2020-05-15 | 8.6 | 9.4 | 0 | 2019-05-15 | 6.9 | 11.1 | 0 | 2018-05-15 | 16.6 | 1.4 | 0 | 2017-05-15 | 8.2 | 9.8 | 0 | 2016-05-15 | 2.6 | 15.4 | 0 | 7.55 | 0
2025-05-15 | 14 | 4 | 0 | 2024-05-15 | 11.8 | 6.2 | 0 | 2023-05-15 | 8.3 | 9.7 | 0 | 2022-05-15 | 16.6 | 1.4 | 0 | 2021-05-15 | 8 | 10 | 0 | 2020-05-15 | 9.9 | 8.1 | 0 | 2019-05-15 | 6.3 | 11.7 | 0 | 2018-05-15 | 16.4 | 1.6 | 0 | 2017-05-15 | 7.7 | 10.3 | 0 | 2016-05-15 | 3 | 15 | 0 | 7.8 | 0
2025-05-15 | 13.8 | 4.2 | 0 | 2024-05-15 | 11.9 | 6.1 | 0 | 2023-05-15 | 7.6 | 10.4 | 0 | 2022-05-15 | 15.8 | 2.2 | 0 | 2021-05-15 | 8.4 | 9.6 | 0 | 2020-05-15 | 10.1 | 7.9 | 0 | 2019-05-15 | 8.5 | 9.5 | 0 | 2018-05-15 | 17 | 1 | 0 | 2017-05-15 | 7.1 | 10.9 | 0 | 2016-05-15 | 2.9 | 15.1 | 0 | 7.69 | 0
2025-05-15 | 14.7 | 3.3 | 0 | 2024-05-15 | 12.2 | 5.8 | 0 | 2023-05-15 | 8.7 | 9.3 | 0 | 2022-05-15 | 17.6 | 0.4 | 0 | 2021-05-15 | 10.3 | 7.7 | 0 | 2020-05-15 | 11 | 7 | 0 | 2019-05-15 | 9.9 | 8.1 | 0 | 2018-05-15 | 16.9 | 1.1 | 0 | 2017-05-15 | 8.3 | 9.7 | 0 | 2016-05-15 | 2.9 | 15.1 | 0 | 6.75 | 0
2025-05-15 | 15.7 | 2.3 | 0 | 2024-05-15 | 12.9 | 5.1 | 0 | 2023-05-15 | 11.8 | 6.2 | 0 | 2022-05-15 | 19.7 | 0 | 1.7 | 2021-05-15 | 14.2 | 3.8 | 0 | 2020-05-15 | 10.8 | 7.2 | 0 | 2019-05-15 | 11 | 7 | 0 | 2018-05-15 | 15.4 | 2.6 | 0 | 2017-05-15 | 9.8 | 8.2 | 0 | 2016-05-15 | 2.7 | 15.3 | 0 | 5.77 | 0.17
2025-05-15 | 17.5 | 0.5 | 0 | 2024-05-15 | 14.5 | 3.5 | 0 | 2023-05-15 | 14.9 | 3.1 | 0 | 2022-05-15 | 21.7 | 0 | 3.7 | 2021-05-15 | 16.6 | 1.4 | 0 | 2020-05-15 | 9.1 | 8.9 | 0 | 2019-05-15 | 14.3 | 3.7 | 0 | 2018-05-15 | 15.1 | 2.9 | 0 | 2017-05-15 | 11.4 | 6.6 | 0 | 2016-05-15 | 3.1 | 14.9 | 0 | 4.55 | 0.37
2025-05-15 | 18.7 | 0 | 0.7 | 2024-05-15 | 16.3 | 1.7 | 0 | 2023-05-15 | 17.4 | 0.6 | 0 | 2022-05-15 | 22.8 | 0 | 4.8 | 2021-05-15 | 19.1 | 0 | 1.1 | 2020-05-15 | 9.2 | 8.8 | 0 | 2019-05-15 | 17.7 | 0.3 | 0 | 2018-05-15 | 15.6 | 2.4 | 0 | 2017-05-15 | 12.9 | 5.1 | 0 | 2016-05-15 | 4.3 | 13.7 | 0 | 3.26 | 0.66
2025-05-15 | 19.9 | 0 | 1.9 | 2024-05-15 | 17 | 1 | 0 | 2023-05-15 | 18.8 | 0 | 0.8 | 2022-05-15 | 24.8 | 0 | 6.8 | 2021-05-15 | 20.3 | 0 | 2.3 | 2020-05-15 | 10.7 | 7.3 | 0 | 2019-05-15 | 19.9 | 0 | 1.9 | 2018-05-15 | 16.6 | 1.4 | 0 | 2017-05-15 | 15 | 3 | 0 | 2016-05-15 | 6.2 | 11.8 | 0 | 2.45 | 1.37
2025-05-15 | 19.2 | 0 | 1.2 | 2024-05-15 | 17.5 | 0.5 | 0 | 2023-05-15 | 19.6 | 0 | 1.6 | 2022-05-15 | 25.7 | 0 | 7.7 | 2021-05-15 | 21.3 | 0 | 3.3 | 2020-05-15 | 15.4 | 2.6 | 0 | 2019-05-15 | 19.4 | 0 | 1.4 | 2018-05-15 | 16.5 | 1.5 | 0 | 2017-05-15 | 15.9 | 2.1 | 0 | 2016-05-15 | 7.2 | 10.8 | 0 | 1.75 | 1.52
2025-05-15 | 20.2 | 0 | 2.2 | 2024-05-15 | 18 | 0 | 0 | 2023-05-15 | 20.9 | 0 | 2.9 | 2022-05-15 | 26.8 | 0 | 8.8 | 2021-05-15 | 20 | 0 | 2 | 2020-05-15 | 17.6 | 0.4 | 0 | 2019-05-15 | 18.8 | 0 | 0.8 | 2018-05-15 | 17.6 | 0.4 | 0 | 2017-05-15 | 17.2 | 0.8 | 0 | 2016-05-15 | 7.3 | 10.7 | 0 | 1.23 | 1.67
2025-05-15 | 21.4 | 0 | 3.4 | 2024-05-15 | 19.1 | 0 | 1.1 | 2023-05-15 | 21.6 | 0 | 3.6 | 2022-05-15 | 26 | 0 | 8 | 2021-05-15 | 19.7 | 0 | 1.7 | 2020-05-15 | 18.5 | 0 | 0.5 | 2019-05-15 | 17.5 | 0.5 | 0 | 2018-05-15 | 17.9 | 0.1 | 0 | 2017-05-15 | 17.9 | 0.1 | 0 | 2016-05-15 | 6.6 | 11.4 | 0 | 1.21 | 1.83
2025-05-15 | 21.6 | 0 | 3.6 | 2024-05-15 | 19.9 | 0 | 1.9 | 2023-05-15 | 22.1 | 0 | 4.1 | 2022-05-15 | 27.1 | 0 | 9.1 | 2021-05-15 | 20.1 | 0 | 2.1 | 2020-05-15 | 18.8 | 0 | 0.8 | 2019-05-15 | 16.6 | 1.4 | 0 | 2018-05-15 | 20 | 0 | 2 | 2017-05-15 | 18.2 | 0 | 0.2 | 2016-05-15 | 4.3 | 13.7 | 0 | 1.51 | 2.38
2025-05-15 | 23.1 | 0 | 5.1 | 2024-05-15 | 17.7 | 0.3 | 0 | 2023-05-15 | 22.5 | 0 | 4.5 | 2022-05-15 | 28.5 | 0 | 10.5 | 2021-05-15 | 20.2 | 0 | 2.2 | 2020-05-15 | 14.4 | 3.6 | 0 | 2019-05-15 | 15.4 | 2.6 | 0 | 2018-05-15 | 21 | 0 | 3 | 2017-05-15 | 19.6 | 0 | 1.6 | 2016-05-15 | 7.7 | 10.3 | 0 | 1.68 | 2.69
2025-05-15 | 22.4 | 0 | 4.4 | 2024-05-15 | 18.8 | 0 | 0.8 | 2023-05-15 | 22.2 | 0 | 4.2 | 2022-05-15 | 28.9 | 0 | 10.9 | 2021-05-15 | 20.3 | 0 | 2.3 | 2020-05-15 | 14.4 | 3.6 | 0 | 2019-05-15 | 16.6 | 1.4 | 0 | 2018-05-15 | 20.6 | 0 | 2.6 | 2017-05-15 | 19.1 | 0 | 1.1 | 2016-05-15 | 7.2 | 10.8 | 0 | 1.58 | 2.63
2025-05-15 | 21.6 | 0 | 3.6 | 2024-05-15 | 19.5 | 0 | 1.5 | 2023-05-15 | 21.7 | 0 | 3.7 | 2022-05-15 | 28.9 | 0 | 10.9 | 2021-05-15 | 20.6 | 0 | 2.6 | 2020-05-15 | 14.4 | 3.6 | 0 | 2019-05-15 | 18.1 | 0 | 0.1 | 2018-05-15 | 19.6 | 0 | 1.6 | 2017-05-15 | 18.6 | 0 | 0.6 | 2016-05-15 | 7.1 | 10.9 | 0 | 1.45 | 2.46
2025-05-15 | 20.9 | 0 | 2.9 | 2024-05-15 | 18.4 | 0 | 0.4 | 2023-05-15 | 20.6 | 0 | 2.6 | 2022-05-15 | 27.8 | 0 | 9.8 | 2021-05-15 | 19.5 | 0 | 1.5 | 2020-05-15 | 15.4 | 2.6 | 0 | 2019-05-15 | 16.5 | 1.5 | 0 | 2018-05-15 | 18.7 | 0 | 0.7 | 2017-05-15 | 17.7 | 0.3 | 0 | 2016-05-15 | 6.3 | 11.7 | 0 | 1.61 | 1.79
2025-05-15 | 18.6 | 0 | 0.6 | 2024-05-15 | 17.2 | 0.8 | 0 | 2023-05-15 | 18.6 | 0 | 0.6 | 2022-05-15 | 25 | 0 | 7 | 2021-05-15 | 18.4 | 0 | 0.4 | 2020-05-15 | 14.5 | 3.5 | 0 | 2019-05-15 | 17 | 1 | 0 | 2018-05-15 | 17.5 | 0.5 | 0 | 2017-05-15 | 16.5 | 1.5 | 0 | 2016-05-15 | 5.6 | 12.4 | 0 | 1.97 | 0.86
2025-05-15 | 18.1 | 0 | 0.1 | 2024-05-15 | 16.6 | 1.4 | 0 | 2023-05-15 | 16.4 | 1.6 | 0 | 2022-05-15 | 24.3 | 0 | 6.3 | 2021-05-15 | 16.3 | 1.7 | 0 | 2020-05-15 | 12.7 | 5.3 | 0 | 2019-05-15 | 13.3 | 4.7 | 0 | 2018-05-15 | 16 | 2 | 0 | 2017-05-15 | 15.3 | 2.7 | 0 | 2016-05-15 | 5.2 | 12.8 | 0 | 3.22 | 0.64
2025-05-15 | 17.4 | 0.6 | 0 | 2024-05-15 | 15.2 | 2.8 | 0 | 2023-05-15 | 14.4 | 3.6 | 0 | 2022-05-15 | 22.9 | 0 | 4.9 | 2021-05-15 | 15.8 | 2.2 | 0 | 2020-05-15 | 12 | 6 | 0 | 2019-05-15 | 12.3 | 5.7 | 0 | 2018-05-15 | 14.3 | 3.7 | 0 | 2017-05-15 | 14.4 | 3.6 | 0 | 2016-05-15 | 4.1 | 13.9 | 0 | 4.21 | 0.49
2025-05-15 | 16.7 | 1.3 | 0 | 2024-05-15 | 15 | 3 | 0 | 2023-05-15 | 13 | 5 | 0 | 2022-05-15 | 21.8 | 0 | 3.8 | 2021-05-15 | 13.9 | 4.1 | 0 | 2020-05-15 | 10.6 | 7.4 | 0 | 2019-05-15 | 14.2 | 3.8 | 0 | 2018-05-15 | 13.1 | 4.9 | 0 | 2017-05-15 | 13 | 5 | 0 | 2016-05-15 | 3.5 | 14.5 | 0 | 4.9 | 0.38
2025-05-15 | 16.2 | 1.8 | 0 | 2024-05-15 | 14.6 | 3.4 | 0 | 2023-05-15 | 13.2 | 4.8 | 0 | 2022-05-15 | 21.1 | 0 | 3.1 | 2021-05-15 | 14.6 | 3.4 | 0 | 2020-05-15 | 9.8 | 8.2 | 0 | 2019-05-15 | 12.6 | 5.4 | 0 | 2018-05-15 | 11.7 | 6.3 | 0 | 2017-05-15 | 12.7 | 5.3 | 0 | 2016-05-15 | 3 | 15 | 0 | 5.36 | 0.31
2025-05-16 | 16 | 2 | 0 | 2024-05-16 | 14 | 4 | 0 | 2023-05-16 | 11.1 | 6.9 | 0 | 2022-05-16 | 20.1 | 0 | 2.1 | 2021-05-16 | 14.1 | 3.9 | 0 | 2020-05-16 | 9 | 9 | 0 | 2019-05-16 | 10.9 | 7.1 | 0 | 2018-05-16 | 11.6 | 6.4 | 0 | 2017-05-16 | 11.3 | 6.7 | 0 | 2016-05-16 | 2.5 | 15.5 | 0 | 6.15 | 0.21
2025-05-16 | 15.8 | 2.2 | 0 | 2024-05-16 | 12.3 | 5.7 | 0 | 2023-05-16 | 12.6 | 5.4 | 0 | 2022-05-16 | 19.3 | 0 | 1.3 | 2021-05-16 | 10.8 | 7.2 | 0 | 2020-05-16 | 8.7 | 9.3 | 0 | 2019-05-16 | 10.4 | 7.6 | 0 | 2018-05-16 | 11.1 | 6.9 | 0 | 2017-05-16 | 11.7 | 6.3 | 0 | 2016-05-16 | 2 | 16 | 0 | 6.66 | 0.13
2025-05-16 | 15.9 | 2.1 | 0 | 2024-05-16 | 12.3 | 5.7 | 0 | 2023-05-16 | 12.5 | 5.5 | 0 | 2022-05-16 | 18.4 | 0 | 0.4 | 2021-05-16 | 11.6 | 6.4 | 0 | 2020-05-16 | 8.6 | 9.4 | 0 | 2019-05-16 | 9.8 | 8.2 | 0 | 2018-05-16 | 10.8 | 7.2 | 0 | 2017-05-16 | 10.9 | 7.1 | 0 | 2016-05-16 | 1.1 | 16.9 | 0 | 6.85 | 0.04
2025-05-16 | 15.7 | 2.3 | 0 | 2024-05-16 | 12.1 | 5.9 | 0 | 2023-05-16 | 11.2 | 6.8 | 0 | 2022-05-16 | 17.7 | 0.3 | 0 | 2021-05-16 | 11.4 | 6.6 | 0 | 2020-05-16 | 8.7 | 9.3 | 0 | 2019-05-16 | 8.9 | 9.1 | 0 | 2018-05-16 | 9.5 | 8.5 | 0 | 2017-05-16 | 9.7 | 8.3 | 0 | 2016-05-16 | 1.2 | 16.8 | 0 | 7.39 | 0
2025-05-16 | 15.6 | 2.4 | 0 | 2024-05-16 | 11.3 | 6.7 | 0 | 2023-05-16 | 10.1 | 7.9 | 0 | 2022-05-16 | 16.1 | 1.9 | 0 | 2021-05-16 | 9.5 | 8.5 | 0 | 2020-05-16 | 9.4 | 8.6 | 0 | 2019-05-16 | 7.9 | 10.1 | 0 | 2018-05-16 | 9 | 9 | 0 | 2017-05-16 | 10.2 | 7.8 | 0 | 2016-05-16 | 0.6 | 17.4 | 0 | 8.03 | 0
2025-05-16 | 14.8 | 3.2 | 0 | 2024-05-16 | 10.6 | 7.4 | 0 | 2023-05-16 | 9.6 | 8.4 | 0 | 2022-05-16 | 14.5 | 3.5 | 0 | 2021-05-16 | 9.8 | 8.2 | 0 | 2020-05-16 | 8.8 | 9.2 | 0 | 2019-05-16 | 7.7 | 10.3 | 0 | 2018-05-16 | 8.1 | 9.9 | 0 | 2017-05-16 | 9.7 | 8.3 | 0 | 2016-05-16 | 0.2 | 17.8 | 0 | 8.62 | 0
2025-05-16 | 14.9 | 3.1 | 0 | 2024-05-16 | 12.3 | 5.7 | 0 | 2023-05-16 | 9.7 | 8.3 | 0 | 2022-05-16 | 13.7 | 4.3 | 0 | 2021-05-16 | 11.2 | 6.8 | 0 | 2020-05-16 | 8.7 | 9.3 | 0 | 2019-05-16 | 8.3 | 9.7 | 0 | 2018-05-16 | 10 | 8 | 0 | 2017-05-16 | 10.5 | 7.5 | 0 | 2016-05-16 | 3 | 15 | 0 | 7.77 | 0
2025-05-16 | 14.2 | 3.8 | 0 | 2024-05-16 | 14.8 | 3.2 | 0 | 2023-05-16 | 12.2 | 5.8 | 0 | 2022-05-16 | 14 | 4 | 0 | 2021-05-16 | 13.6 | 4.4 | 0 | 2020-05-16 | 9.7 | 8.3 | 0 | 2019-05-16 | 9.9 | 8.1 | 0 | 2018-05-16 | 11.6 | 6.4 | 0 | 2017-05-16 | 11.7 | 6.3 | 0 | 2016-05-16 | 5.1 | 12.9 | 0 | 6.32 | 0
2025-05-16 | 16.7 | 1.3 | 0 | 2024-05-16 | 17.2 | 0.8 | 0 | 2023-05-16 | 15.3 | 2.7 | 0 | 2022-05-16 | 13 | 5 | 0 | 2021-05-16 | 16.8 | 1.2 | 0 | 2020-05-16 | 11 | 7 | 0 | 2019-05-16 | 11.8 | 6.2 | 0 | 2018-05-16 | 12.9 | 5.1 | 0 | 2017-05-16 | 12.4 | 5.6 | 0 | 2016-05-16 | 7.6 | 10.4 | 0 | 4.53 | 0
2025-05-16 | 20 | 0 | 2 | 2024-05-16 | 18.8 | 0 | 0.8 | 2023-05-16 | 18.2 | 0 | 0.2 | 2022-05-16 | 13.5 | 4.5 | 0 | 2021-05-16 | 19 | 0 | 1 | 2020-05-16 | 13.1 | 4.9 | 0 | 2019-05-16 | 12.6 | 5.4 | 0 | 2018-05-16 | 13.6 | 4.4 | 0 | 2017-05-16 | 12.8 | 5.2 | 0 | 2016-05-16 | 9.4 | 8.6 | 0 | 3.3 | 0.4
2025-05-16 | 22.6 | 0 | 4.6 | 2024-05-16 | 19.9 | 0 | 1.9 | 2023-05-16 | 20 | 0 | 2 | 2022-05-16 | 13.1 | 4.9 | 0 | 2021-05-16 | 20.1 | 0 | 2.1 | 2020-05-16 | 14.4 | 3.6 | 0 | 2019-05-16 | 12.5 | 5.5 | 0 | 2018-05-16 | 14.8 | 3.2 | 0 | 2017-05-16 | 14.2 | 3.8 | 0 | 2016-05-16 | 11.1 | 6.9 | 0 | 2.79 | 1.06
2025-05-16 | 24.3 | 0 | 6.3 | 2024-05-16 | 19.8 | 0 | 1.8 | 2023-05-16 | 21.2 | 0 | 3.2 | 2022-05-16 | 12.6 | 5.4 | 0 | 2021-05-16 | 21.1 | 0 | 3.1 | 2020-05-16 | 15.9 | 2.1 | 0 | 2019-05-16 | 12.1 | 5.9 | 0 | 2018-05-16 | 16 | 2 | 0 | 2017-05-16 | 13 | 5 | 0 | 2016-05-16 | 12.4 | 5.6 | 0 | 2.6 | 1.44
2025-05-16 | 25.4 | 0 | 7.4 | 2024-05-16 | 20.2 | 0 | 2.2 | 2023-05-16 | 22.1 | 0 | 4.1 | 2022-05-16 | 12 | 6 | 0 | 2021-05-16 | 20.8 | 0 | 2.8 | 2020-05-16 | 15.5 | 2.5 | 0 | 2019-05-16 | 13.4 | 4.6 | 0 | 2018-05-16 | 15.5 | 2.5 | 0 | 2017-05-16 | 13.9 | 4.1 | 0 | 2016-05-16 | 14.4 | 3.6 | 0 | 2.33 | 1.65
2025-05-16 | 25.5 | 0 | 7.5 | 2024-05-16 | 20.3 | 0 | 2.3 | 2023-05-16 | 23.1 | 0 | 5.1 | 2022-05-16 | 12.3 | 5.7 | 0 | 2021-05-16 | 21.7 | 0 | 3.7 | 2020-05-16 | 14.7 | 3.3 | 0 | 2019-05-16 | 13 | 5 | 0 | 2018-05-16 | 16.4 | 1.6 | 0 | 2017-05-16 | 12.8 | 5.2 | 0 | 2016-05-16 | 16.4 | 1.6 | 0 | 2.24 | 1.86
2025-05-16 | 27.1 | 0 | 9.1 | 2024-05-16 | 19.9 | 0 | 1.9 | 2023-05-16 | 23.9 | 0 | 5.9 | 2022-05-16 | 14.6 | 3.4 | 0 | 2021-05-16 | 21.9 | 0 | 3.9 | 2020-05-16 | 15.4 | 2.6 | 0 | 2019-05-16 | 13.7 | 4.3 | 0 | 2018-05-16 | 18 | 0 | 0 | 2017-05-16 | 13.7 | 4.3 | 0 | 2016-05-16 | 17.4 | 0.6 | 0 | 1.52 | 2.08
2025-05-16 | 27.2 | 0 | 9.2 | 2024-05-16 | 20.1 | 0 | 2.1 | 2023-05-16 | 19.6 | 0 | 1.6 | 2022-05-16 | 15 | 3 | 0 | 2021-05-16 | 22 | 0 | 4 | 2020-05-16 | 16 | 2 | 0 | 2019-05-16 | 14.3 | 3.7 | 0 | 2018-05-16 | 19.5 | 0 | 1.5 | 2017-05-16 | 15.3 | 2.7 | 0 | 2016-05-16 | 17.2 | 0.8 | 0 | 1.22 | 1.84
2025-05-16 | 27 | 0 | 9 | 2024-05-16 | 20.7 | 0 | 2.7 | 2023-05-16 | 18.3 | 0 | 0.3 | 2022-05-16 | 17.2 | 0.8 | 0 | 2021-05-16 | 20 | 0 | 2 | 2020-05-16 | 15.6 | 2.4 | 0 | 2019-05-16 | 13.6 | 4.4 | 0 | 2018-05-16 | 18.4 | 0 | 0.4 | 2017-05-16 | 15.1 | 2.9 | 0 | 2016-05-16 | 13.2 | 4.8 | 0 | 1.53 | 1.44
2025-05-16 | 26.6 | 0 | 8.6 | 2024-05-16 | 19.9 | 0 | 1.9 | 2023-05-16 | 16.8 | 1.2 | 0 | 2022-05-16 | 17.8 | 0.2 | 0 | 2021-05-16 | 20.4 | 0 | 2.4 | 2020-05-16 | 15.8 | 2.2 | 0 | 2019-05-16 | 13.1 | 4.9 | 0 | 2018-05-16 | 19.5 | 0 | 1.5 | 2017-05-16 | 15.6 | 2.4 | 0 | 2016-05-16 | 13.9 | 4.1 | 0 | 1.5 | 1.44
2025-05-16 | 25.4 | 0 | 7.4 | 2024-05-16 | 19.2 | 0 | 1.2 | 2023-05-16 | 15.7 | 2.3 | 0 | 2022-05-16 | 17.3 | 0.7 | 0 | 2021-05-16 | 19.7 | 0 | 1.7 | 2020-05-16 | 13.7 | 4.3 | 0 | 2019-05-16 | 13.9 | 4.1 | 0 | 2018-05-16 | 16.4 | 1.6 | 0 | 2017-05-16 | 15.7 | 2.3 | 0 | 2016-05-16 | 15.2 | 2.8 | 0 | 1.81 | 1.03
2025-05-16 | 24.5 | 0 | 6.5 | 2024-05-16 | 18.7 | 0 | 0.7 | 2023-05-16 | 13.5 | 4.5 | 0 | 2022-05-16 | 16.7 | 1.3 | 0 | 2021-05-16 | 18.6 | 0 | 0.6 | 2020-05-16 | 12.8 | 5.2 | 0 | 2019-05-16 | 12.2 | 5.8 | 0 | 2018-05-16 | 14.3 | 3.7 | 0 | 2017-05-16 | 15.1 | 2.9 | 0 | 2016-05-16 | 10.4 | 7.6 | 0 | 3.1 | 0.78
2025-05-16 | 22.6 | 0 | 4.6 | 2024-05-16 | 18.1 | 0 | 0.1 | 2023-05-16 | 10.9 | 7.1 | 0 | 2022-05-16 | 14.4 | 3.6 | 0 | 2021-05-16 | 16.6 | 1.4 | 0 | 2020-05-16 | 12.2 | 5.8 | 0 | 2019-05-16 | 11.2 | 6.8 | 0 | 2018-05-16 | 13.3 | 4.7 | 0 | 2017-05-16 | 14.6 | 3.4 | 0 | 2016-05-16 | 9.9 | 8.1 | 0 | 4.09 | 0.47
2025-05-16 | 23.2 | 0 | 5.2 | 2024-05-16 | 16.1 | 1.9 | 0 | 2023-05-16 | 9.3 | 8.7 | 0 | 2022-05-16 | 14.8 | 3.2 | 0 | 2021-05-16 | 16.3 | 1.7 | 0 | 2020-05-16 | 11.8 | 6.2 | 0 | 2019-05-16 | 11.3 | 6.7 | 0 | 2018-05-16 | 12.9 | 5.1 | 0 | 2017-05-16 | 13.4 | 4.6 | 0 | 2016-05-16 | 9.9 | 8.1 | 0 | 4.62 | 0.52
2025-05-16 | 21.3 | 0 | 3.3 | 2024-05-16 | 14.7 | 3.3 | 0 | 2023-05-16 | 8.4 | 9.6 | 0 | 2022-05-16 | 15.1 | 2.9 | 0 | 2021-05-16 | 15.7 | 2.3 | 0 | 2020-05-16 | 10.8 | 7.2 | 0 | 2019-05-16 | 11.4 | 6.6 | 0 | 2018-05-16 | 13.3 | 4.7 | 0 | 2017-05-16 | 12.7 | 5.3 | 0 | 2016-05-16 | 9.9 | 8.1 | 0 | 5 | 0.33
2025-05-16 | 19.8 | 0 | 1.8 | 2024-05-16 | 15.2 | 2.8 | 0 | 2023-05-16 | 7.2 | 10.8 | 0 | 2022-05-16 | 14.8 | 3.2 | 0 | 2021-05-16 | 13.9 | 4.1 | 0 | 2020-05-16 | 10.7 | 7.3 | 0 | 2019-05-16 | 11.4 | 6.6 | 0 | 2018-05-16 | 13.9 | 4.1 | 0 | 2017-05-16 | 12.2 | 5.8 | 0 | 2016-05-16 | 8.7 | 9.3 | 0 | 5.4 | 0.18
2025-05-17 | 17.6 | 0.4 | 0 | 2024-05-17 | 15.8 | 2.2 | 0 | 2023-05-17 | 5.9 | 12.1 | 0 | 2022-05-17 | 13.5 | 4.5 | 0 | 2021-05-17 | 13 | 5 | 0 | 2020-05-17 | 10 | 8 | 0 | 2019-05-17 | 11.8 | 6.2 | 0 | 2018-05-17 | 14.2 | 3.8 | 0 | 2017-05-17 | 12.1 | 5.9 | 0 | 2016-05-17 | 7.9 | 10.1 | 0 | 5.82 | 0
2025-05-17 | 17.4 | 0.6 | 0 | 2024-05-17 | 15.6 | 2.4 | 0 | 2023-05-17 | 5.1 | 12.9 | 0 | 2022-05-17 | 12.5 | 5.5 | 0 | 2021-05-17 | 13.1 | 4.9 | 0 | 2020-05-17 | 10 | 8 | 0 | 2019-05-17 | 11 | 7 | 0 | 2018-05-17 | 13.6 | 4.4 | 0 | 2017-05-17 | 11.1 | 6.9 | 0 | 2016-05-17 | 7.8 | 10.2 | 0 | 6.28 | 0
2025-05-17 | 15.5 | 2.5 | 0 | 2024-05-17 | 15.2 | 2.8 | 0 | 2023-05-17 | 3.8 | 14.2 | 0 | 2022-05-17 | 11.6 | 6.4 | 0 | 2021-05-17 | 12.3 | 5.7 | 0 | 2020-05-17 | 9.3 | 8.7 | 0 | 2019-05-17 | 10.5 | 7.5 | 0 | 2018-05-17 | 13.3 | 4.7 | 0 | 2017-05-17 | 10.9 | 7.1 | 0 | 2016-05-17 | 7.1 | 10.9 | 0 | 7.05 | 0
2025-05-17 | 15.1 | 2.9 | 0 | 2024-05-17 | 15.6 | 2.4 | 0 | 2023-05-17 | 2.7 | 15.3 | 0 | 2022-05-17 | 9.5 | 8.5 | 0 | 2021-05-17 | 10.5 | 7.5 | 0 | 2020-05-17 | 8.2 | 9.8 | 0 | 2019-05-17 | 11 | 7 | 0 | 2018-05-17 | 12.8 | 5.2 | 0 | 2017-05-17 | 10.9 | 7.1 | 0 | 2016-05-17 | 6.3 | 11.7 | 0 | 7.74 | 0
2025-05-17 | 15.2 | 2.8 | 0 | 2024-05-17 | 15.5 | 2.5 | 0 | 2023-05-17 | 1.7 | 16.3 | 0 | 2022-05-17 | 7.9 | 10.1 | 0 | 2021-05-17 | 10.2 | 7.8 | 0 | 2020-05-17 | 8.8 | 9.2 | 0 | 2019-05-17 | 12 | 6 | 0 | 2018-05-17 | 12.8 | 5.2 | 0 | 2017-05-17 | 10.1 | 7.9 | 0 | 2016-05-17 | 5.3 | 12.7 | 0 | 8.05 | 0
2025-05-17 | 15.2 | 2.8 | 0 | 2024-05-17 | 15.1 | 2.9 | 0 | 2023-05-17 | 1.1 | 16.9 | 0 | 2022-05-17 | 7 | 11 | 0 | 2021-05-17 | 10.1 | 7.9 | 0 | 2020-05-17 | 7.6 | 10.4 | 0 | 2019-05-17 | 11.3 | 6.7 | 0 | 2018-05-17 | 13 | 5 | 0 | 2017-05-17 | 9.8 | 8.2 | 0 | 2016-05-17 | 5.1 | 12.9 | 0 | 8.47 | 0
2025-05-17 | 15.7 | 2.3 | 0 | 2024-05-17 | 15.6 | 2.4 | 0 | 2023-05-17 | 1.8 | 16.2 | 0 | 2022-05-17 | 7.7 | 10.3 | 0 | 2021-05-17 | 9.2 | 8.8 | 0 | 2020-05-17 | 9.4 | 8.6 | 0 | 2019-05-17 | 12.3 | 5.7 | 0 | 2018-05-17 | 14.5 | 3.5 | 0 | 2017-05-17 | 12 | 6 | 0 | 2016-05-17 | 5.8 | 12.2 | 0 | 7.6 | 0
2025-05-17 | 16.9 | 1.1 | 0 | 2024-05-17 | 16.5 | 1.5 | 0 | 2023-05-17 | 3 | 15 | 0 | 2022-05-17 | 9.4 | 8.6 | 0 | 2021-05-17 | 13.9 | 4.1 | 0 | 2020-05-17 | 11.9 | 6.1 | 0 | 2019-05-17 | 13.2 | 4.8 | 0 | 2018-05-17 | 16.9 | 1.1 | 0 | 2017-05-17 | 14.6 | 3.4 | 0 | 2016-05-17 | 6.5 | 11.5 | 0 | 5.72 | 0
2025-05-17 | 16.4 | 1.6 | 0 | 2024-05-17 | 17.6 | 0.4 | 0 | 2023-05-17 | 3.8 | 14.2 | 0 | 2022-05-17 | 11.3 | 6.7 | 0 | 2021-05-17 | 15.8 | 2.2 | 0 | 2020-05-17 | 13.9 | 4.1 | 0 | 2019-05-17 | 13.3 | 4.7 | 0 | 2018-05-17 | 18.5 | 0 | 0.5 | 2017-05-17 | 19.7 | 0 | 1.7 | 2016-05-17 | 7.9 | 10.1 | 0 | 4.4 | 0.22
2025-05-17 | 19 | 0 | 1 | 2024-05-17 | 18 | 0 | 0 | 2023-05-17 | 5.3 | 12.7 | 0 | 2022-05-17 | 12.7 | 5.3 | 0 | 2021-05-17 | 17.6 | 0.4 | 0 | 2020-05-17 | 14.4 | 3.6 | 0 | 2019-05-17 | 13.8 | 4.2 | 0 | 2018-05-17 | 19.2 | 0 | 1.2 | 2017-05-17 | 25 | 0 | 7 | 2016-05-17 | 9.9 | 8.1 | 0 | 3.43 | 0.92
2025-05-17 | 20.2 | 0 | 2.2 | 2024-05-17 | 18.2 | 0 | 0.2 | 2023-05-17 | 6.3 | 11.7 | 0 | 2022-05-17 | 13.8 | 4.2 | 0 | 2021-05-17 | 19.9 | 0 | 1.9 | 2020-05-17 | 15.7 | 2.3 | 0 | 2019-05-17 | 15.1 | 2.9 | 0 | 2018-05-17 | 19.6 | 0 | 1.6 | 2017-05-17 | 26.6 | 0 | 8.6 | 2016-05-17 | 11.4 | 6.6 | 0 | 2.77 | 1.45
2025-05-17 | 19.2 | 0 | 1.2 | 2024-05-17 | 18.3 | 0 | 0.3 | 2023-05-17 | 7 | 11 | 0 | 2022-05-17 | 14.8 | 3.2 | 0 | 2021-05-17 | 21.1 | 0 | 3.1 | 2020-05-17 | 15.1 | 2.9 | 0 | 2019-05-17 | 15 | 3 | 0 | 2018-05-17 | 21 | 0 | 3 | 2017-05-17 | 28 | 0 | 10 | 2016-05-17 | 13.3 | 4.7 | 0 | 2.48 | 1.76
2025-05-17 | 15.4 | 2.6 | 0 | 2024-05-17 | 18.8 | 0 | 0.8 | 2023-05-17 | 8.2 | 9.8 | 0 | 2022-05-17 | 14.2 | 3.8 | 0 | 2021-05-17 | 21.6 | 0 | 3.6 | 2020-05-17 | 15.4 | 2.6 | 0 | 2019-05-17 | 16.1 | 1.9 | 0 | 2018-05-17 | 22.1 | 0 | 4.1 | 2017-05-17 | 27.5 | 0 | 9.5 | 2016-05-17 | 14.7 | 3.3 | 0 | 2.4 | 1.8
2025-05-17 | 17.4 | 0.6 | 0 | 2024-05-17 | 18.3 | 0 | 0.3 | 2023-05-17 | 10.7 | 7.3 | 0 | 2022-05-17 | 14.8 | 3.2 | 0 | 2021-05-17 | 22.3 | 0 | 4.3 | 2020-05-17 | 15.7 | 2.3 | 0 | 2019-05-17 | 17.3 | 0.7 | 0 | 2018-05-17 | 23.1 | 0 | 5.1 | 2017-05-17 | 27.6 | 0 | 9.6 | 2016-05-17 | 14.1 | 3.9 | 0 | 1.8 | 1.93
2025-05-17 | 16.1 | 1.9 | 0 | 2024-05-17 | 17.8 | 0.2 | 0 | 2023-05-17 | 10.6 | 7.4 | 0 | 2022-05-17 | 15.3 | 2.7 | 0 | 2021-05-17 | 22.9 | 0 | 4.9 | 2020-05-17 | 16 | 2 | 0 | 2019-05-17 | 17.2 | 0.8 | 0 | 2018-05-17 | 23.4 | 0 | 5.4 | 2017-05-17 | 29.6 | 0 | 11.6 | 2016-05-17 | 15.6 | 2.4 | 0 | 1.74 | 2.19
2025-05-17 | 16.6 | 1.4 | 0 | 2024-05-17 | 17.6 | 0.4 | 0 | 2023-05-17 | 10.8 | 7.2 | 0 | 2022-05-17 | 15.7 | 2.3 | 0 | 2021-05-17 | 23.1 | 0 | 5.1 | 2020-05-17 | 15.2 | 2.8 | 0 | 2019-05-17 | 17.9 | 0.1 | 0 | 2018-05-17 | 23.8 | 0 | 5.8 | 2017-05-17 | 29.5 | 0 | 11.5 | 2016-05-17 | 13.9 | 4.1 | 0 | 1.83 | 2.24
2025-05-17 | 16 | 2 | 0 | 2024-05-17 | 17.7 | 0.3 | 0 | 2023-05-17 | 11 | 7 | 0 | 2022-05-17 | 15.6 | 2.4 | 0 | 2021-05-17 | 22.2 | 0 | 4.2 | 2020-05-17 | 15.2 | 2.8 | 0 | 2019-05-17 | 18.3 | 0 | 0.3 | 2018-05-17 | 23.3 | 0 | 5.3 | 2017-05-17 | 29.2 | 0 | 11.2 | 2016-05-17 | 13.6 | 4.4 | 0 | 1.89 | 2.1
2025-05-17 | 15.2 | 2.8 | 0 | 2024-05-17 | 17.1 | 0.9 | 0 | 2023-05-17 | 10.7 | 7.3 | 0 | 2022-05-17 | 16.3 | 1.7 | 0 | 2021-05-17 | 22.5 | 0 | 4.5 | 2020-05-17 | 14.1 | 3.9 | 0 | 2019-05-17 | 16.9 | 1.1 | 0 | 2018-05-17 | 22 | 0 | 4 | 2017-05-17 | 28.9 | 0 | 10.9 | 2016-05-17 | 13.8 | 4.2 | 0 | 2.19 | 1.94
2025-05-17 | 15.2 | 2.8 | 0 | 2024-05-17 | 17 | 1 | 0 | 2023-05-17 | 10.3 | 7.7 | 0 | 2022-05-17 | 15.2 | 2.8 | 0 | 2021-05-17 | 21.2 | 0 | 3.2 | 2020-05-17 | 14.1 | 3.9 | 0 | 2019-05-17 | 15.9 | 2.1 | 0 | 2018-05-17 | 20.3 | 0 | 2.3 | 2017-05-17 | 28.3 | 0 | 10.3 | 2016-05-17 | 14.5 | 3.5 | 0 | 2.38 | 1.58
2025-05-17 | 14.3 | 3.7 | 0 | 2024-05-17 | 15.5 | 2.5 | 0 | 2023-05-17 | 8.8 | 9.2 | 0 | 2022-05-17 | 14.1 | 3.9 | 0 | 2021-05-17 | 19.1 | 0 | 1.1 | 2020-05-17 | 14.4 | 3.6 | 0 | 2019-05-17 | 14.3 | 3.7 | 0 | 2018-05-17 | 18.1 | 0 | 0.1 | 2017-05-17 | 27.5 | 0 | 9.5 | 2016-05-17 | 13.2 | 4.8 | 0 | 3.14 | 1.07
2025-05-17 | 13.8 | 4.2 | 0 | 2024-05-17 | 14.7 | 3.3 | 0 | 2023-05-17 | 7.5 | 10.5 | 0 | 2022-05-17 | 12.6 | 5.4 | 0 | 2021-05-17 | 17.9 | 0.1 | 0 | 2020-05-17 | 13.9 | 4.1 | 0 | 2019-05-17 | 12.8 | 5.2 | 0 | 2018-05-17 | 15.8 | 2.2 | 0 | 2017-05-17 | 26.4 | 0 | 8.4 | 2016-05-17 | 12 | 6 | 0 | 4.1 | 0.84
2025-05-17 | 13.5 | 4.5 | 0 | 2024-05-17 | 14.9 | 3.1 | 0 | 2023-05-17 | 6.5 | 11.5 | 0 | 2022-05-17 | 11.6 | 6.4 | 0 | 2021-05-17 | 16.7 | 1.3 | 0 | 2020-05-17 | 14.3 | 3.7 | 0 | 2019-05-17 | 11.8 | 6.2 | 0 | 2018-05-17 | 14.5 | 3.5 | 0 | 2017-05-17 | 25.4 | 0 | 7.4 | 2016-05-17 | 10.4 | 7.6 | 0 | 4.78 | 0.74
2025-05-17 | 13.1 | 4.9 | 0 | 2024-05-17 | 15.2 | 2.8 | 0 | 2023-05-17 | 5.2 | 12.8 | 0 | 2022-05-17 | 10.8 | 7.2 | 0 | 2021-05-17 | 16.2 | 1.8 | 0 | 2020-05-17 | 13.3 | 4.7 | 0 | 2019-05-17 | 10.9 | 7.1 | 0 | 2018-05-17 | 13.3 | 4.7 | 0 | 2017-05-17 | 24.4 | 0 | 6.4 | 2016-05-17 | 9.8 | 8.2 | 0 | 5.42 | 0.64
2025-05-17 | 12.7 | 5.3 | 0 | 2024-05-17 | 15.7 | 2.3 | 0 | 2023-05-17 | 4.2 | 13.8 | 0 | 2022-05-17 | 9.4 | 8.6 | 0 | 2021-05-17 | 16 | 2 | 0 | 2020-05-17 | 13.4 | 4.6 | 0 | 2019-05-17 | 10.3 | 7.7 | 0 | 2018-05-17 | 12.5 | 5.5 | 0 | 2017-05-17 | 23.9 | 0 | 5.9 | 2016-05-17 | 8.7 | 9.3 | 0 | 5.91 | 0.59
2025-05-18 | 12.3 | 5.7 | 0 | 2024-05-18 | 15.4 | 2.6 | 0 | 2023-05-18 | 3.2 | 14.8 | 0 | 2022-05-18 | 7.6 | 10.4 | 0 | 2021-05-18 | 12.8 | 5.2 | 0 | 2020-05-18 | 11.9 | 6.1 | 0 | 2019-05-18 | 9.4 | 8.6 | 0 | 2018-05-18 | 12.2 | 5.8 | 0 | 2017-05-18 | 23.1 | 0 | 5.1 | 2016-05-18 | 8.2 | 9.8 | 0 | 6.9 | 0.51
2025-05-18 | 12.8 | 5.2 | 0 | 2024-05-18 | 15.4 | 2.6 | 0 | 2023-05-18 | 3.1 | 14.9 | 0 | 2022-05-18 | 6.6 | 11.4 | 0 | 2021-05-18 | 14 | 4 | 0 | 2020-05-18 | 11.6 | 6.4 | 0 | 2019-05-18 | 8.9 | 9.1 | 0 | 2018-05-18 | 13.8 | 4.2 | 0 | 2017-05-18 | 22.9 | 0 | 4.9 | 2016-05-18 | 7.3 | 10.7 | 0 | 6.85 | 0.49
2025-05-18 | 13.2 | 4.8 | 0 | 2024-05-18 | 15.5 | 2.5 | 0 | 2023-05-18 | 2.6 | 15.4 | 0 | 2022-05-18 | 6.5 | 11.5 | 0 | 2021-05-18 | 14 | 4 | 0 | 2020-05-18 | 11.2 | 6.8 | 0 | 2019-05-18 | 8.2 | 9.8 | 0 | 2018-05-18 | 13.2 | 4.8 | 0 | 2017-05-18 | 22.2 | 0 | 4.2 | 2016-05-18 | 6.6 | 11.4 | 0 | 7.1 | 0.42
2025-05-18 | 13.1 | 4.9 | 0 | 2024-05-18 | 15.4 | 2.6 | 0 | 2023-05-18 | 2.1 | 15.9 | 0 | 2022-05-18 | 6.9 | 11.1 | 0 | 2021-05-18 | 13.7 | 4.3 | 0 | 2020-05-18 | 11.3 | 6.7 | 0 | 2019-05-18 | 7.6 | 10.4 | 0 | 2018-05-18 | 12.2 | 5.8 | 0 | 2017-05-18 | 21.5 | 0 | 3.5 | 2016-05-18 | 5.9 | 12.1 | 0 | 7.38 | 0.35
2025-05-18 | 13.4 | 4.6 | 0 | 2024-05-18 | 15.3 | 2.7 | 0 | 2023-05-18 | 1.5 | 16.5 | 0 | 2022-05-18 | 6.2 | 11.8 | 0 | 2021-05-18 | 12.8 | 5.2 | 0 | 2020-05-18 | 11.4 | 6.6 | 0 | 2019-05-18 | 6.7 | 11.3 | 0 | 2018-05-18 | 10.8 | 7.2 | 0 | 2017-05-18 | 21.5 | 0 | 3.5 | 2016-05-18 | 5.2 | 12.8 | 0 | 7.87 | 0.35
2025-05-18 | 13.3 | 4.7 | 0 | 2024-05-18 | 15.3 | 2.7 | 0 | 2023-05-18 | 2.3 | 15.7 | 0 | 2022-05-18 | 6.2 | 11.8 | 0 | 2021-05-18 | 12.7 | 5.3 | 0 | 2020-05-18 | 11.3 | 6.7 | 0 | 2019-05-18 | 6.3 | 11.7 | 0 | 2018-05-18 | 10.1 | 7.9 | 0 | 2017-05-18 | 20.3 | 0 | 2.3 | 2016-05-18 | 4.4 | 13.6 | 0 | 8.01 | 0.23
2025-05-18 | 13.4 | 4.6 | 0 | 2024-05-18 | 15.5 | 2.5 | 0 | 2023-05-18 | 3.5 | 14.5 | 0 | 2022-05-18 | 8 | 10 | 0 | 2021-05-18 | 13.8 | 4.2 | 0 | 2020-05-18 | 11.2 | 6.8 | 0 | 2019-05-18 | 7.5 | 10.5 | 0 | 2018-05-18 | 10.2 | 7.8 | 0 | 2017-05-18 | 19.9 | 0 | 1.9 | 2016-05-18 | 6.7 | 11.3 | 0 | 7.22 | 0.19
2025-05-18 | 14.3 | 3.7 | 0 | 2024-05-18 | 16.4 | 1.6 | 0 | 2023-05-18 | 5.5 | 12.5 | 0 | 2022-05-18 | 9.5 | 8.5 | 0 | 2021-05-18 | 17.1 | 0.9 | 0 | 2020-05-18 | 11.6 | 6.4 | 0 | 2019-05-18 | 9.5 | 8.5 | 0 | 2018-05-18 | 11.5 | 6.5 | 0 | 2017-05-18 | 23.2 | 0 | 5.2 | 2016-05-18 | 9.1 | 8.9 | 0 | 5.75 | 0.52
2025-05-18 | 13.5 | 4.5 | 0 | 2024-05-18 | 17.4 | 0.6 | 0 | 2023-05-18 | 8.3 | 9.7 | 0 | 2022-05-18 | 12.2 | 5.8 | 0 | 2021-05-18 | 20.4 | 0 | 2.4 | 2020-05-18 | 11.9 | 6.1 | 0 | 2019-05-18 | 11.2 | 6.8 | 0 | 2018-05-18 | 12.7 | 5.3 | 0 | 2017-05-18 | 24.8 | 0 | 6.8 | 2016-05-18 | 10.7 | 7.3 | 0 | 4.61 | 0.92
2025-05-18 | 13.4 | 4.6 | 0 | 2024-05-18 | 18.5 | 0 | 0.5 | 2023-05-18 | 10.2 | 7.8 | 0 | 2022-05-18 | 13.1 | 4.9 | 0 | 2021-05-18 | 23.7 | 0 | 5.7 | 2020-05-18 | 12.2 | 5.8 | 0 | 2019-05-18 | 11.8 | 6.2 | 0 | 2018-05-18 | 13.5 | 4.5 | 0 | 2017-05-18 | 26.3 | 0 | 8.3 | 2016-05-18 | 12 | 6 | 0 | 3.98 | 1.45
2025-05-18 | 14.7 | 3.3 | 0 | 2024-05-18 | 19.1 | 0 | 1.1 | 2023-05-18 | 11.7 | 6.3 | 0 | 2022-05-18 | 13.5 | 4.5 | 0 | 2021-05-18 | 24.8 | 0 | 6.8 | 2020-05-18 | 12.3 | 5.7 | 0 | 2019-05-18 | 12.1 | 5.9 | 0 | 2018-05-18 | 14.3 | 3.7 | 0 | 2017-05-18 | 27.2 | 0 | 9.2 | 2016-05-18 | 11.9 | 6.1 | 0 | 3.55 | 1.71
2025-05-18 | 14.9 | 3.1 | 0 | 2024-05-18 | 19.4 | 0 | 1.4 | 2023-05-18 | 11.1 | 6.9 | 0 | 2022-05-18 | 13.3 | 4.7 | 0 | 2021-05-18 | 25 | 0 | 7 | 2020-05-18 | 12.8 | 5.2 | 0 | 2019-05-18 | 12.3 | 5.7 | 0 | 2018-05-18 | 15.2 | 2.8 | 0 | 2017-05-18 | 28.4 | 0 | 10.4 | 2016-05-18 | 12.4 | 5.6 | 0 | 3.4 | 1.88
2025-05-18 | 15.9 | 2.1 | 0 | 2024-05-18 | 18.4 | 0 | 0.4 | 2023-05-18 | 12.6 | 5.4 | 0 | 2022-05-18 | 13.4 | 4.6 | 0 | 2021-05-18 | 25.1 | 0 | 7.1 | 2020-05-18 | 12.9 | 5.1 | 0 | 2019-05-18 | 11.2 | 6.8 | 0 | 2018-05-18 | 15 | 3 | 0 | 2017-05-18 | 29.1 | 0 | 11.1 | 2016-05-18 | 13.4 | 4.6 | 0 | 3.16 | 1.86
2025-05-18 | 15.8 | 2.2 | 0 | 2024-05-18 | 19.5 | 0 | 1.5 | 2023-05-18 | 12.9 | 5.1 | 0 | 2022-05-18 | 13.7 | 4.3 | 0 | 2021-05-18 | 25.7 | 0 | 7.7 | 2020-05-18 | 13 | 5 | 0 | 2019-05-18 | 12.6 | 5.4 | 0 | 2018-05-18 | 15.4 | 2.6 | 0 | 2017-05-18 | 29.5 | 0 | 11.5 | 2016-05-18 | 14.1 | 3.9 | 0 | 2.85 | 2.07
2025-05-18 | 15.8 | 2.2 | 0 | 2024-05-18 | 19.3 | 0 | 1.3 | 2023-05-18 | 13.2 | 4.8 | 0 | 2022-05-18 | 12.5 | 5.5 | 0 | 2021-05-18 | 25.9 | 0 | 7.9 | 2020-05-18 | 13 | 5 | 0 | 2019-05-18 | 14.1 | 3.9 | 0 | 2018-05-18 | 15.8 | 2.2 | 0 | 2017-05-18 | 29.6 | 0 | 11.6 | 2016-05-18 | 15.2 | 2.8 | 0 | 2.64 | 2.08
2025-05-18 | 16.6 | 1.4 | 0 | 2024-05-18 | 20.1 | 0 | 2.1 | 2023-05-18 | 13.9 | 4.1 | 0 | 2022-05-18 | 11.8 | 6.2 | 0 | 2021-05-18 | 25.7 | 0 | 7.7 | 2020-05-18 | 12.3 | 5.7 | 0 | 2019-05-18 | 15.2 | 2.8 | 0 | 2018-05-18 | 16.1 | 1.9 | 0 | 2017-05-18 | 29.2 | 0 | 11.2 | 2016-05-18 | 15.7 | 2.3 | 0 | 2.44 | 2.1
2025-05-18 | 13 | 5 | 0 | 2024-05-18 | 21 | 0 | 3 | 2023-05-18 | 13.5 | 4.5 | 0 | 2022-05-18 | 12.1 | 5.9 | 0 | 2021-05-18 | 25.5 | 0 | 7.5 | 2020-05-18 | 12.7 | 5.3 | 0 | 2019-05-18 | 15.4 | 2.6 | 0 | 2018-05-18 | 16.4 | 1.6 | 0 | 2017-05-18 | 29.1 | 0 | 11.1 | 2016-05-18 | 14.4 | 3.6 | 0 | 2.85 | 2.16
2025-05-18 | 11.9 | 6.1 | 0 | 2024-05-18 | 20.3 | 0 | 2.3 | 2023-05-18 | 13.6 | 4.4 | 0 | 2022-05-18 | 11.3 | 6.7 | 0 | 2021-05-18 | 26.9 | 0 | 8.9 | 2020-05-18 | 12.9 | 5.1 | 0 | 2019-05-18 | 14.7 | 3.3 | 0 | 2018-05-18 | 16.4 | 1.6 | 0 | 2017-05-18 | 29 | 0 | 11 | 2016-05-18 | 14 | 4 | 0 | 3.12 | 2.22
2025-05-18 | 11.2 | 6.8 | 0 | 2024-05-18 | 19.4 | 0 | 1.4 | 2023-05-18 | 11.9 | 6.1 | 0 | 2022-05-18 | 10.7 | 7.3 | 0 | 2021-05-18 | 25.9 | 0 | 7.9 | 2020-05-18 | 12.6 | 5.4 | 0 | 2019-05-18 | 13.8 | 4.2 | 0 | 2018-05-18 | 15.8 | 2.2 | 0 | 2017-05-18 | 23.4 | 0 | 5.4 | 2016-05-18 | 13.8 | 4.2 | 0 | 3.62 | 1.47
2025-05-18 | 10.8 | 7.2 | 0 | 2024-05-18 | 17.9 | 0.1 | 0 | 2023-05-18 | 10.4 | 7.6 | 0 | 2022-05-18 | 10.7 | 7.3 | 0 | 2021-05-18 | 24.4 | 0 | 6.4 | 2020-05-18 | 13.2 | 4.8 | 0 | 2019-05-18 | 13.1 | 4.9 | 0 | 2018-05-18 | 15.1 | 2.9 | 0 | 2017-05-18 | 23.6 | 0 | 5.6 | 2016-05-18 | 13.5 | 4.5 | 0 | 3.93 | 1.2
2025-05-18 | 10.7 | 7.3 | 0 | 2024-05-18 | 15.4 | 2.6 | 0 | 2023-05-18 | 9.4 | 8.6 | 0 | 2022-05-18 | 10.8 | 7.2 | 0 | 2021-05-18 | 22.5 | 0 | 4.5 | 2020-05-18 | 13.8 | 4.2 | 0 | 2019-05-18 | 12.7 | 5.3 | 0 | 2018-05-18 | 14.3 | 3.7 | 0 | 2017-05-18 | 23 | 0 | 5 | 2016-05-18 | 13.6 | 4.4 | 0 | 4.33 | 0.95
2025-05-18 | 10.8 | 7.2 | 0 | 2024-05-18 | 14.2 | 3.8 | 0 | 2023-05-18 | 8.9 | 9.1 | 0 | 2022-05-18 | 10.8 | 7.2 | 0 | 2021-05-18 | 20.7 | 0 | 2.7 | 2020-05-18 | 14 | 4 | 0 | 2019-05-18 | 11.4 | 6.6 | 0 | 2018-05-18 | 14.1 | 3.9 | 0 | 2017-05-18 | 21.6 | 0 | 3.6 | 2016-05-18 | 12.9 | 5.1 | 0 | 4.69 | 0.63
2025-05-18 | 10.7 | 7.3 | 0 | 2024-05-18 | 14.8 | 3.2 | 0 | 2023-05-18 | 8.9 | 9.1 | 0 | 2022-05-18 | 10.3 | 7.7 | 0 | 2021-05-18 | 19.3 | 0 | 1.3 | 2020-05-18 | 13.7 | 4.3 | 0 | 2019-05-18 | 10.4 | 7.6 | 0 | 2018-05-18 | 14.1 | 3.9 | 0 | 2017-05-18 | 20.2 | 0 | 2.2 | 2016-05-18 | 12.5 | 5.5 | 0 | 4.86 | 0.35
2025-05-18 | 10.6 | 7.4 | 0 | 2024-05-18 | 15.2 | 2.8 | 0 | 2023-05-18 | 8.7 | 9.3 | 0 | 2022-05-18 | 10.6 | 7.4 | 0 | 2021-05-18 | 16.8 | 1.2 | 0 | 2020-05-18 | 13.8 | 4.2 | 0 | 2019-05-18 | 11.1 | 6.9 | 0 | 2018-05-18 | 13.7 | 4.3 | 0 | 2017-05-18 | 19.9 | 0 | 1.9 | 2016-05-18 | 11.6 | 6.4 | 0 | 4.99 | 0.19
2025-05-19 | 10.1 | 7.9 | 0 | 2024-05-19 | 14.4 | 3.6 | 0 | 2023-05-19 | 8.6 | 9.4 | 0 | 2022-05-19 | 10.2 | 7.8 | 0 | 2021-05-19 | 17.6 | 0.4 | 0 | 2020-05-19 | 14.8 | 3.2 | 0 | 2019-05-19 | 11.6 | 6.4 | 0 | 2018-05-19 | 13.4 | 4.6 | 0 | 2017-05-19 | 18.4 | 0 | 0.4 | 2016-05-19 | 11.7 | 6.3 | 0 | 4.96 | 0.04
2025-05-19 | 9.9 | 8.1 | 0 | 2024-05-19 | 13.5 | 4.5 | 0 | 2023-05-19 | 8 | 10 | 0 | 2022-05-19 | 10.3 | 7.7 | 0 | 2021-05-19 | 15.2 | 2.8 | 0 | 2020-05-19 | 15.1 | 2.9 | 0 | 2019-05-19 | 11.1 | 6.9 | 0 | 2018-05-19 | 14.1 | 3.9 | 0 | 2017-05-19 | 17 | 1 | 0 | 2016-05-19 | 10.7 | 7.3 | 0 | 5.51 | 0
2025-05-19 | 9.8 | 8.2 | 0 | 2024-05-19 | 14.2 | 3.8 | 0 | 2023-05-19 | 7.9 | 10.1 | 0 | 2022-05-19 | 10.4 | 7.6 | 0 | 2021-05-19 | 15.9 | 2.1 | 0 | 2020-05-19 | 14.8 | 3.2 | 0 | 2019-05-19 | 10.4 | 7.6 | 0 | 2018-05-19 | 13.7 | 4.3 | 0 | 2017-05-19 | 15.3 | 2.7 | 0 | 2016-05-19 | 9.8 | 8.2 | 0 | 5.78 | 0
2025-05-19 | 9.7 | 8.3 | 0 | 2024-05-19 | 13.2 | 4.8 | 0 | 2023-05-19 | 7.3 | 10.7 | 0 | 2022-05-19 | 10.4 | 7.6 | 0 | 2021-05-19 | 14.4 | 3.6 | 0 | 2020-05-19 | 14.6 | 3.4 | 0 | 2019-05-19 | 10.4 | 7.6 | 0 | 2018-05-19 | 13.1 | 4.9 | 0 | 2017-05-19 | 12.1 | 5.9 | 0 | 2016-05-19 | 9.1 | 8.9 | 0 | 6.57 | 0
2025-05-19 | 9.7 | 8.3 | 0 | 2024-05-19 | 12.8 | 5.2 | 0 | 2023-05-19 | 7.8 | 10.2 | 0 | 2022-05-19 | 9.9 | 8.1 | 0 | 2021-05-19 | 15.4 | 2.6 | 0 | 2020-05-19 | 13.9 | 4.1 | 0 | 2019-05-19 | 9.9 | 8.1 | 0 | 2018-05-19 | 12.6 | 5.4 | 0 | 2017-05-19 | 11.6 | 6.4 | 0 | 2016-05-19 | 9.2 | 8.8 | 0 | 6.72 | 0
2025-05-19 | 9.2 | 8.8 | 0 | 2024-05-19 | 12.5 | 5.5 | 0 | 2023-05-19 | 8 | 10 | 0 | 2022-05-19 | 10 | 8 | 0 | 2021-05-19 | 14.4 | 3.6 | 0 | 2020-05-19 | 13.4 | 4.6 | 0 | 2019-05-19 | 9.8 | 8.2 | 0 | 2018-05-19 | 10.5 | 7.5 | 0 | 2017-05-19 | 10.6 | 7.4 | 0 | 2016-05-19 | 9.4 | 8.6 | 0 | 7.22 | 0
2025-05-19 | 9 | 9 | 0 | 2024-05-19 | 14.4 | 3.6 | 0 | 2023-05-19 | 8.1 | 9.9 | 0 | 2022-05-19 | 9.6 | 8.4 | 0 | 2021-05-19 | 14.1 | 3.9 | 0 | 2020-05-19 | 13 | 5 | 0 | 2019-05-19 | 10.7 | 7.3 | 0 | 2018-05-19 | 10 | 8 | 0 | 2017-05-19 | 9.5 | 8.5 | 0 | 2016-05-19 | 10.2 | 7.8 | 0 | 7.14 | 0
2025-05-19 | 9.2 | 8.8 | 0 | 2024-05-19 | 15.6 | 2.4 | 0 | 2023-05-19 | 9.4 | 8.6 | 0 | 2022-05-19 | 9.7 | 8.3 | 0 | 2021-05-19 | 18.5 | 0 | 0.5 | 2020-05-19 | 12.6 | 5.4 | 0 | 2019-05-19 | 12.4 | 5.6 | 0 | 2018-05-19 | 11.6 | 6.4 | 0 | 2017-05-19 | 9.2 | 8.8 | 0 | 2016-05-19 | 10.5 | 7.5 | 0 | 6.18 | 0.05
2025-05-19 | 8.6 | 9.4 | 0 | 2024-05-19 | 16.8 | 1.2 | 0 | 2023-05-19 | 12.1 | 5.9 | 0 | 2022-05-19 | 10.2 | 7.8 | 0 | 2021-05-19 | 21 | 0 | 3 | 2020-05-19 | 12.7 | 5.3 | 0 | 2019-05-19 | 14.3 | 3.7 | 0 | 2018-05-19 | 12.2 | 5.8 | 0 | 2017-05-19 | 9.2 | 8.8 | 0 | 2016-05-19 | 12 | 6 | 0 | 5.39 | 0.3
2025-05-19 | 9.2 | 8.8 | 0 | 2024-05-19 | 18.4 | 0 | 0.4 | 2023-05-19 | 15.4 | 2.6 | 0 | 2022-05-19 | 11.4 | 6.6 | 0 | 2021-05-19 | 23.2 | 0 | 5.2 | 2020-05-19 | 12.6 | 5.4 | 0 | 2019-05-19 | 14.7 | 3.3 | 0 | 2018-05-19 | 12.8 | 5.2 | 0 | 2017-05-19 | 10.1 | 7.9 | 0 | 2016-05-19 | 14.7 | 3.3 | 0 | 4.31 | 0.56
2025-05-19 | 10.3 | 7.7 | 0 | 2024-05-19 | 18.8 | 0 | 0.8 | 2023-05-19 | 17 | 1 | 0 | 2022-05-19 | 13 | 5 | 0 | 2021-05-19 | 24.4 | 0 | 6.4 | 2020-05-19 | 13.9 | 4.1 | 0 | 2019-05-19 | 16.1 | 1.9 | 0 | 2018-05-19 | 12 | 6 | 0 | 2017-05-19 | 12.1 | 5.9 | 0 | 2016-05-19 | 16.3 | 1.7 | 0 | 3.33 | 0.72
2025-05-19 | 11.1 | 6.9 | 0 | 2024-05-19 | 19.8 | 0 | 1.8 | 2023-05-19 | 17.6 | 0.4 | 0 | 2022-05-19 | 14.1 | 3.9 | 0 | 2021-05-19 | 24.6 | 0 | 6.6 | 2020-05-19 | 15.9 | 2.1 | 0 | 2019-05-19 | 18 | 0 | 0 | 2018-05-19 | 12.2 | 5.8 | 0 | 2017-05-19 | 10.1 | 7.9 | 0 | 2016-05-19 | 17.6 | 0.4 | 0 | 2.74 | 0.84
2025-05-19 | 12.9 | 5.1 | 0 | 2024-05-19 | 20.2 | 0 | 2.2 | 2023-05-19 | 18.5 | 0 | 0.5 | 2022-05-19 | 15.3 | 2.7 | 0 | 2021-05-19 | 25.6 | 0 | 7.6 | 2020-05-19 | 16.6 | 1.4 | 0 | 2019-05-19 | 17.1 | 0.9 | 0 | 2018-05-19 | 11.5 | 6.5 | 0 | 2017-05-19 | 10.5 | 7.5 | 0 | 2016-05-19 | 18.4 | 0 | 0.4 | 2.41 | 1.07
2025-05-19 | 13.2 | 4.8 | 0 | 2024-05-19 | 21.6 | 0 | 3.6 | 2023-05-19 | 20 | 0 | 2 | 2022-05-19 | 19.1 | 0 | 1.1 | 2021-05-19 | 26.9 | 0 | 8.9 | 2020-05-19 | 16.3 | 1.7 | 0 | 2019-05-19 | 18.1 | 0 | 0.1 | 2018-05-19 | 11.6 | 6.4 | 0 | 2017-05-19 | 11.3 | 6.7 | 0 | 2016-05-19 | 18.1 | 0 | 0.1 | 1.96 | 1.58
2025-05-19 | 12.8 | 5.2 | 0 | 2024-05-19 | 22.5 | 0 | 4.5 | 2023-05-19 | 20.9 | 0 | 2.9 | 2022-05-19 | 19.9 | 0 | 1.9 | 2021-05-19 | 27.4 | 0 | 9.4 | 2020-05-19 | 16.4 | 1.6 | 0 | 2019-05-19 | 18.7 | 0 | 0.7 | 2018-05-19 | 12.7 | 5.3 | 0 | 2017-05-19 | 12.7 | 5.3 | 0 | 2016-05-19 | 18 | 0 | 0 | 1.74 | 1.94
2025-05-19 | 13.4 | 4.6 | 0 | 2024-05-19 | 23.7 | 0 | 5.7 | 2023-05-19 | 21.6 | 0 | 3.6 | 2022-05-19 | 20.9 | 0 | 2.9 | 2021-05-19 | 26.8 | 0 | 8.8 | 2020-05-19 | 15.9 | 2.1 | 0 | 2019-05-19 | 20.2 | 0 | 2.2 | 2018-05-19 | 14.8 | 3.2 | 0 | 2017-05-19 | 13.1 | 4.9 | 0 | 2016-05-19 | 19.5 | 0 | 1.5 | 1.48 | 2.47
2025-05-19 | 13.4 | 4.6 | 0 | 2024-05-19 | 23.7 | 0 | 5.7 | 2023-05-19 | 21.5 | 0 | 3.5 | 2022-05-19 | 22.1 | 0 | 4.1 | 2021-05-19 | 26.2 | 0 | 8.2 | 2020-05-19 | 16.7 | 1.3 | 0 | 2019-05-19 | 21.4 | 0 | 3.4 | 2018-05-19 | 16.4 | 1.6 | 0 | 2017-05-19 | 13.3 | 4.7 | 0 | 2016-05-19 | 19.7 | 0 | 1.7 | 1.22 | 2.66
2025-05-19 | 12.6 | 5.4 | 0 | 2024-05-19 | 22.8 | 0 | 4.8 | 2023-05-19 | 20.3 | 0 | 2.3 | 2022-05-19 | 22.1 | 0 | 4.1 | 2021-05-19 | 25.6 | 0 | 7.6 | 2020-05-19 | 16.8 | 1.2 | 0 | 2019-05-19 | 20.1 | 0 | 2.1 | 2018-05-19 | 15.9 | 2.1 | 0 | 2017-05-19 | 13.4 | 4.6 | 0 | 2016-05-19 | 18.9 | 0 | 0.9 | 1.33 | 2.18
2025-05-19 | 11.5 | 6.5 | 0 | 2024-05-19 | 21 | 0 | 3 | 2023-05-19 | 20.3 | 0 | 2.3 | 2022-05-19 | 21.1 | 0 | 3.1 | 2021-05-19 | 25.4 | 0 | 7.4 | 2020-05-19 | 16.6 | 1.4 | 0 | 2019-05-19 | 18.8 | 0 | 0.8 | 2018-05-19 | 14.4 | 3.6 | 0 | 2017-05-19 | 14.2 | 3.8 | 0 | 2016-05-19 | 18.6 | 0 | 0.6 | 1.53 | 1.72
2025-05-19 | 10.1 | 7.9 | 0 | 2024-05-19 | 19.2 | 0 | 1.2 | 2023-05-19 | 20 | 0 | 2 | 2022-05-19 | 18.5 | 0 | 0.5 | 2021-05-19 | 22.5 | 0 | 4.5 | 2020-05-19 | 16.8 | 1.2 | 0 | 2019-05-19 | 17.8 | 0.2 | 0 | 2018-05-19 | 13.5 | 4.5 | 0 | 2017-05-19 | 12.7 | 5.3 | 0 | 2016-05-19 | 18.2 | 0 | 0.2 | 1.91 | 0.84
2025-05-19 | 9 | 9 | 0 | 2024-05-19 | 18.8 | 0 | 0.8 | 2023-05-19 | 18.8 | 0 | 0.8 | 2022-05-19 | 17.7 | 0.3 | 0 | 2021-05-19 | 19.7 | 0 | 1.7 | 2020-05-19 | 16.8 | 1.2 | 0 | 2019-05-19 | 16.9 | 1.1 | 0 | 2018-05-19 | 13.1 | 4.9 | 0 | 2017-05-19 | 11.8 | 6.2 | 0 | 2016-05-19 | 17.2 | 0.8 | 0 | 2.35 | 0.33
2025-05-19 | 8 | 10 | 0 | 2024-05-19 | 18.5 | 0 | 0.5 | 2023-05-19 | 18.2 | 0 | 0.2 | 2022-05-19 | 16.5 | 1.5 | 0 | 2021-05-19 | 18.6 | 0 | 0.6 | 2020-05-19 | 16.7 | 1.3 | 0 | 2019-05-19 | 16.4 | 1.6 | 0 | 2018-05-19 | 12.5 | 5.5 | 0 | 2017-05-19 | 11.5 | 6.5 | 0 | 2016-05-19 | 16.6 | 1.4 | 0 | 2.78 | 0.13
2025-05-19 | 7.2 | 10.8 | 0 | 2024-05-19 | 18.5 | 0 | 0.5 | 2023-05-19 | 16.3 | 1.7 | 0 | 2022-05-19 | 15.8 | 2.2 | 0 | 2021-05-19 | 19 | 0 | 1 | 2020-05-19 | 16.6 | 1.4 | 0 | 2019-05-19 | 15.8 | 2.2 | 0 | 2018-05-19 | 11.8 | 6.2 | 0 | 2017-05-19 | 10.8 | 7.2 | 0 | 2016-05-19 | 15.6 | 2.4 | 0 | 3.41 | 0.15
2025-05-19 | 6.3 | 11.7 | 0 | 2024-05-19 | 18.3 | 0 | 0.3 | 2023-05-19 | 15.5 | 2.5 | 0 | 2022-05-19 | 14 | 4 | 0 | 2021-05-19 | 19 | 0 | 1 | 2020-05-19 | 16.6 | 1.4 | 0 | 2019-05-19 | 15.8 | 2.2 | 0 | 2018-05-19 | 12.6 | 5.4 | 0 | 2017-05-19 | 10.5 | 7.5 | 0 | 2016-05-19 | 14.5 | 3.5 | 0 | 3.82 | 0.13
2025-05-20 | 5.7 | 12.3 | 0 | 2024-05-20 | 18.9 | 0 | 0.9 | 2023-05-20 | 15.6 | 2.4 | 0 | 2022-05-20 | 13.4 | 4.6 | 0 | 2021-05-20 | 18.6 | 0 | 0.6 | 2020-05-20 | 16.2 | 1.8 | 0 | 2019-05-20 | 15.8 | 2.2 | 0 | 2018-05-20 | 13.5 | 4.5 | 0 | 2017-05-20 | 10.3 | 7.7 | 0 | 2016-05-20 | 13.3 | 4.7 | 0 | 4.02 | 0.15
2025-05-20 | 5.2 | 12.8 | 0 | 2024-05-20 | 18.6 | 0 | 0.6 | 2023-05-20 | 15.5 | 2.5 | 0 | 2022-05-20 | 13 | 5 | 0 | 2021-05-20 | 19.1 | 0 | 1.1 | 2020-05-20 | 14.7 | 3.3 | 0 | 2019-05-20 | 15.8 | 2.2 | 0 | 2018-05-20 | 15.1 | 2.9 | 0 | 2017-05-20 | 10.2 | 7.8 | 0 | 2016-05-20 | 12.4 | 5.6 | 0 | 4.21 | 0.17
2025-05-20 | 4.4 | 13.6 | 0 | 2024-05-20 | 17.5 | 0.5 | 0 | 2023-05-20 | 15.3 | 2.7 | 0 | 2022-05-20 | 12.1 | 5.9 | 0 | 2021-05-20 | 19.3 | 0 | 1.3 | 2020-05-20 | 12.6 | 5.4 | 0 | 2019-05-20 | 15.6 | 2.4 | 0 | 2018-05-20 | 16.1 | 1.9 | 0 | 2017-05-20 | 10.2 | 7.8 | 0 | 2016-05-20 | 11.1 | 6.9 | 0 | 4.71 | 0.13
2025-05-20 | 3.8 | 14.2 | 0 | 2024-05-20 | 15.6 | 2.4 | 0 | 2023-05-20 | 14.2 | 3.8 | 0 | 2022-05-20 | 12.1 | 5.9 | 0 | 2021-05-20 | 17.2 | 0.8 | 0 | 2020-05-20 | 11.2 | 6.8 | 0 | 2019-05-20 | 14.4 | 3.6 | 0 | 2018-05-20 | 14.7 | 3.3 | 0 | 2017-05-20 | 9.2 | 8.8 | 0 | 2016-05-20 | 10.2 | 7.8 | 0 | 5.74 | 0
2025-05-20 | 3.7 | 14.3 | 0 | 2024-05-20 | 16.1 | 1.9 | 0 | 2023-05-20 | 14.1 | 3.9 | 0 | 2022-05-20 | 12 | 6 | 0 | 2021-05-20 | 17.8 | 0.2 | 0 | 2020-05-20 | 10.5 | 7.5 | 0 | 2019-05-20 | 14.9 | 3.1 | 0 | 2018-05-20 | 14.2 | 3.8 | 0 | 2017-05-20 | 8.3 | 9.7 | 0 | 2016-05-20 | 9.4 | 8.6 | 0 | 5.9 | 0
2025-05-20 | 3.2 | 14.8 | 0 | 2024-05-20 | 15.2 | 2.8 | 0 | 2023-05-20 | 13.7 | 4.3 | 0 | 2022-05-20 | 11.7 | 6.3 | 0 | 2021-05-20 | 18 | 0 | 0 | 2020-05-20 | 9.8 | 8.2 | 0 | 2019-05-20 | 14.7 | 3.3 | 0 | 2018-05-20 | 13.6 | 4.4 | 0 | 2017-05-20 | 7.6 | 10.4 | 0 | 2016-05-20 | 9.6 | 8.4 | 0 | 6.29 | 0
2025-05-20 | 4.7 | 13.3 | 0 | 2024-05-20 | 16.8 | 1.2 | 0 | 2023-05-20 | 14.1 | 3.9 | 0 | 2022-05-20 | 12.5 | 5.5 | 0 | 2021-05-20 | 17.8 | 0.2 | 0 | 2020-05-20 | 11.4 | 6.6 | 0 | 2019-05-20 | 16.1 | 1.9 | 0 | 2018-05-20 | 13.5 | 4.5 | 0 | 2017-05-20 | 8.2 | 9.8 | 0 | 2016-05-20 | 10.6 | 7.4 | 0 | 5.43 | 0
2025-05-20 | 7 | 11 | 0 | 2024-05-20 | 17.7 | 0.3 | 0 | 2023-05-20 | 14.3 | 3.7 | 0 | 2022-05-20 | 14.4 | 3.6 | 0 | 2021-05-20 | 20.1 | 0 | 2.1 | 2020-05-20 | 14 | 4 | 0 | 2019-05-20 | 17 | 1 | 0 | 2018-05-20 | 13.9 | 4.1 | 0 | 2017-05-20 | 9.2 | 8.8 | 0 | 2016-05-20 | 13.5 | 4.5 | 0 | 4.1 | 0.21
2025-05-20 | 9.1 | 8.9 | 0 | 2024-05-20 | 20.4 | 0 | 2.4 | 2023-05-20 | 14.3 | 3.7 | 0 | 2022-05-20 | 15.5 | 2.5 | 0 | 2021-05-20 | 22.2 | 0 | 4.2 | 2020-05-20 | 14.9 | 3.1 | 0 | 2019-05-20 | 16.6 | 1.4 | 0 | 2018-05-20 | 14.4 | 3.6 | 0 | 2017-05-20 | 10.3 | 7.7 | 0 | 2016-05-20 | 17.1 | 0.9 | 0 | 3.18 | 0.66
2025-05-20 | 10.6 | 7.4 | 0 | 2024-05-20 | 21.6 | 0 | 3.6 | 2023-05-20 | 14.5 | 3.5 | 0 | 2022-05-20 | 14.6 | 3.4 | 0 | 2021-05-20 | 22.8 | 0 | 4.8 | 2020-05-20 | 15.4 | 2.6 | 0 | 2019-05-20 | 16.2 | 1.8 | 0 | 2018-05-20 | 15.2 | 2.8 | 0 | 2017-05-20 | 11.4 | 6.6 | 0 | 2016-05-20 | 18.7 | 0 | 0.7 | 2.81 | 0.91
2025-05-20 | 11.9 | 6.1 | 0 | 2024-05-20 | 23.2 | 0 | 5.2 | 2023-05-20 | 14 | 4 | 0 | 2022-05-20 | 16.4 | 1.6 | 0 | 2021-05-20 | 23 | 0 | 5 | 2020-05-20 | 16 | 2 | 0 | 2019-05-20 | 17.6 | 0.4 | 0 | 2018-05-20 | 16.5 | 1.5 | 0 | 2017-05-20 | 11.9 | 6.1 | 0 | 2016-05-20 | 19.6 | 0 | 1.6 | 2.17 | 1.18
2025-05-20 | 13.2 | 4.8 | 0 | 2024-05-20 | 24.3 | 0 | 6.3 | 2023-05-20 | 14.1 | 3.9 | 0 | 2022-05-20 | 20.1 | 0 | 2.1 | 2021-05-20 | 23.3 | 0 | 5.3 | 2020-05-20 | 17 | 1 | 0 | 2019-05-20 | 15.2 | 2.8 | 0 | 2018-05-20 | 17.5 | 0.5 | 0 | 2017-05-20 | 12.3 | 5.7 | 0 | 2016-05-20 | 20 | 0 | 2 | 1.87 | 1.57
2025-05-20 | 12.8 | 5.2 | 0 | 2024-05-20 | 23.9 | 0 | 5.9 | 2023-05-20 | 14.8 | 3.2 | 0 | 2022-05-20 | 20.1 | 0 | 2.1 | 2021-05-20 | 25.5 | 0 | 7.5 | 2020-05-20 | 17.2 | 0.8 | 0 | 2019-05-20 | 14.1 | 3.9 | 0 | 2018-05-20 | 18.1 | 0 | 0.1 | 2017-05-20 | 13.2 | 4.8 | 0 | 2016-05-20 | 20.4 | 0 | 2.4 | 1.79 | 1.8
2025-05-20 | 12.2 | 5.8 | 0 | 2024-05-20 | 26.1 | 0 | 8.1 | 2023-05-20 | 15.1 | 2.9 | 0 | 2022-05-20 | 23.6 | 0 | 5.6 | 2021-05-20 | 28.3 | 0 | 10.3 | 2020-05-20 | 18.4 | 0 | 0.4 | 2019-05-20 | 12.8 | 5.2 | 0 | 2018-05-20 | 18.5 | 0 | 0.5 | 2017-05-20 | 14.2 | 3.8 | 0 | 2016-05-20 | 21.1 | 0 | 3.1 | 1.77 | 2.8
2025-05-20 | 13.1 | 4.9 | 0 | 2024-05-20 | 27.2 | 0 | 9.2 | 2023-05-20 | 16.1 | 1.9 | 0 | 2022-05-20 | 22.8 | 0 | 4.8 | 2021-05-20 | 28.9 | 0 | 10.9 | 2020-05-20 | 18.3 | 0 | 0.3 | 2019-05-20 | 14.8 | 3.2 | 0 | 2018-05-20 | 19.2 | 0 | 1.2 | 2017-05-20 | 15.1 | 2.9 | 0 | 2016-05-20 | 21.3 | 0 | 3.3 | 1.29 | 2.97
2025-05-20 | 12.8 | 5.2 | 0 | 2024-05-20 | 27.6 | 0 | 9.6 | 2023-05-20 | 15.3 | 2.7 | 0 | 2022-05-20 | 23.4 | 0 | 5.4 | 2021-05-20 | 29.3 | 0 | 11.3 | 2020-05-20 | 18.6 | 0 | 0.6 | 2019-05-20 | 12.9 | 5.1 | 0 | 2018-05-20 | 19.2 | 0 | 1.2 | 2017-05-20 | 14.9 | 3.1 | 0 | 2016-05-20 | 21.4 | 0 | 3.4 | 1.61 | 3.15
2025-05-20 | 13.8 | 4.2 | 0 | 2024-05-20 | 26.8 | 0 | 8.8 | 2023-05-20 | 14 | 4 | 0 | 2022-05-20 | 23 | 0 | 5 | 2021-05-20 | 27.4 | 0 | 9.4 | 2020-05-20 | 18.6 | 0 | 0.6 | 2019-05-20 | 11.7 | 6.3 | 0 | 2018-05-20 | 19.4 | 0 | 1.4 | 2017-05-20 | 15.4 | 2.6 | 0 | 2016-05-20 | 21.8 | 0 | 3.8 | 1.71 | 2.9
2025-05-20 | 12.8 | 5.2 | 0 | 2024-05-20 | 23.9 | 0 | 5.9 | 2023-05-20 | 13.5 | 4.5 | 0 | 2022-05-20 | 22.8 | 0 | 4.8 | 2021-05-20 | 27 | 0 | 9 | 2020-05-20 | 18.8 | 0 | 0.8 | 2019-05-20 | 11.8 | 6.2 | 0 | 2018-05-20 | 18.6 | 0 | 0.6 | 2017-05-20 | 14.8 | 3.2 | 0 | 2016-05-20 | 21.2 | 0 | 3.2 | 1.91 | 2.43
2025-05-20 | 12.3 | 5.7 | 0 | 2024-05-20 | 21.1 | 0 | 3.1 | 2023-05-20 | 12.3 | 5.7 | 0 | 2022-05-20 | 22.4 | 0 | 4.4 | 2021-05-20 | 25.6 | 0 | 7.6 | 2020-05-20 | 18.8 | 0 | 0.8 | 2019-05-20 | 10.5 | 7.5 | 0 | 2018-05-20 | 18 | 0 | 0 | 2017-05-20 | 13.7 | 4.3 | 0 | 2016-05-20 | 20.2 | 0 | 2.2 | 2.32 | 1.81
2025-05-20 | 11.2 | 6.8 | 0 | 2024-05-20 | 21.5 | 0 | 3.5 | 2023-05-20 | 11.7 | 6.3 | 0 | 2022-05-20 | 22.1 | 0 | 4.1 | 2021-05-20 | 23.6 | 0 | 5.6 | 2020-05-20 | 17.9 | 0.1 | 0 | 2019-05-20 | 9.9 | 8.1 | 0 | 2018-05-20 | 15.9 | 2.1 | 0 | 2017-05-20 | 13.3 | 4.7 | 0 | 2016-05-20 | 19.8 | 0 | 1.8 | 2.81 | 1.5
2025-05-20 | 10.1 | 7.9 | 0 | 2024-05-20 | 21.2 | 0 | 3.2 | 2023-05-20 | 11.6 | 6.4 | 0 | 2022-05-20 | 21.5 | 0 | 3.5 | 2021-05-20 | 22.4 | 0 | 4.4 | 2020-05-20 | 15.8 | 2.2 | 0 | 2019-05-20 | 9.1 | 8.9 | 0 | 2018-05-20 | 13.9 | 4.1 | 0 | 2017-05-20 | 12.7 | 5.3 | 0 | 2016-05-20 | 18.9 | 0 | 0.9 | 3.48 | 1.2
2025-05-20 | 9.7 | 8.3 | 0 | 2024-05-20 | 19.8 | 0 | 1.8 | 2023-05-20 | 11.1 | 6.9 | 0 | 2022-05-20 | 21 | 0 | 3 | 2021-05-20 | 20.8 | 0 | 2.8 | 2020-05-20 | 15.1 | 2.9 | 0 | 2019-05-20 | 9 | 9 | 0 | 2018-05-20 | 12.4 | 5.6 | 0 | 2017-05-20 | 12.7 | 5.3 | 0 | 2016-05-20 | 18.8 | 0 | 0.8 | 3.8 | 0.84
2025-05-20 | 9.7 | 8.3 | 0 | 2024-05-20 | 19.6 | 0 | 1.6 | 2023-05-20 | 11.2 | 6.8 | 0 | 2022-05-20 | 19.7 | 0 | 1.7 | 2021-05-20 | 19.7 | 0 | 1.7 | 2020-05-20 | 15.1 | 2.9 | 0 | 2019-05-20 | 8.2 | 9.8 | 0 | 2018-05-20 | 11 | 7 | 0 | 2017-05-20 | 13.2 | 4.8 | 0 | 2016-05-20 | 15.3 | 2.7 | 0 | 4.23 | 0.5
2025-05-20 | 9.3 | 8.7 | 0 | 2024-05-20 | 19.2 | 0 | 1.2 | 2023-05-20 | 11.2 | 6.8 | 0 | 2022-05-20 | 18.9 | 0 | 0.9 | 2021-05-20 | 20.4 | 0 | 2.4 | 2020-05-20 | 14.4 | 3.6 | 0 | 2019-05-20 | 7.6 | 10.4 | 0 | 2018-05-20 | 9.7 | 8.3 | 0 | 2017-05-20 | 13.4 | 4.6 | 0 | 2016-05-20 | 15.5 | 2.5 | 0 | 4.49 | 0.45
2025-05-21 | 9 | 9 | 0 | 2024-05-21 | 18.5 | 0 | 0.5 | 2023-05-21 | 12 | 6 | 0 | 2022-05-21 | 19.1 | 0 | 1.1 | 2021-05-21 | 20.6 | 0 | 2.6 | 2020-05-21 | 12.8 | 5.2 | 0 | 2019-05-21 | 6.7 | 11.3 | 0 | 2018-05-21 | 9.2 | 8.8 | 0 | 2017-05-21 | 13.4 | 4.6 | 0 | 2016-05-21 | 15.1 | 2.9 | 0 | 4.78 | 0.42
2025-05-21 | 8.9 | 9.1 | 0 | 2024-05-21 | 18.4 | 0 | 0.4 | 2023-05-21 | 11.7 | 6.3 | 0 | 2022-05-21 | 21.8 | 0 | 3.8 | 2021-05-21 | 18 | 0 | 0 | 2020-05-21 | 11.7 | 6.3 | 0 | 2019-05-21 | 5.5 | 12.5 | 0 | 2018-05-21 | 9.2 | 8.8 | 0 | 2017-05-21 | 12.7 | 5.3 | 0 | 2016-05-21 | 14.7 | 3.3 | 0 | 5.16 | 0.42
2025-05-21 | 9 | 9 | 0 | 2024-05-21 | 18.4 | 0 | 0.4 | 2023-05-21 | 10.5 | 7.5 | 0 | 2022-05-21 | 22.5 | 0 | 4.5 | 2021-05-21 | 19 | 0 | 1 | 2020-05-21 | 10.8 | 7.2 | 0 | 2019-05-21 | 5.2 | 12.8 | 0 | 2018-05-21 | 8.7 | 9.3 | 0 | 2017-05-21 | 12.7 | 5.3 | 0 | 2016-05-21 | 13.6 | 4.4 | 0 | 5.55 | 0.59
2025-05-21 | 9.3 | 8.7 | 0 | 2024-05-21 | 19 | 0 | 1 | 2023-05-21 | 10 | 8 | 0 | 2022-05-21 | 22.3 | 0 | 4.3 | 2021-05-21 | 19.2 | 0 | 1.2 | 2020-05-21 | 10.7 | 7.3 | 0 | 2019-05-21 | 5.3 | 12.7 | 0 | 2018-05-21 | 7.5 | 10.5 | 0 | 2017-05-21 | 11.5 | 6.5 | 0 | 2016-05-21 | 13.4 | 4.6 | 0 | 5.83 | 0.65
2025-05-21 | 9.2 | 8.8 | 0 | 2024-05-21 | 19.1 | 0 | 1.1 | 2023-05-21 | 9.4 | 8.6 | 0 | 2022-05-21 | 22.7 | 0 | 4.7 | 2021-05-21 | 17 | 1 | 0 | 2020-05-21 | 11.2 | 6.8 | 0 | 2019-05-21 | 5 | 13 | 0 | 2018-05-21 | 7.4 | 10.6 | 0 | 2017-05-21 | 11.3 | 6.7 | 0 | 2016-05-21 | 13 | 5 | 0 | 6.05 | 0.58
2025-05-21 | 9.3 | 8.7 | 0 | 2024-05-21 | 18.1 | 0 | 0.1 | 2023-05-21 | 10.3 | 7.7 | 0 | 2022-05-21 | 22.8 | 0 | 4.8 | 2021-05-21 | 17.2 | 0.8 | 0 | 2020-05-21 | 9.2 | 8.8 | 0 | 2019-05-21 | 5.8 | 12.2 | 0 | 2018-05-21 | 8.2 | 9.8 | 0 | 2017-05-21 | 11.3 | 6.7 | 0 | 2016-05-21 | 12.5 | 5.5 | 0 | 6.02 | 0.49
2025-05-21 | 9.6 | 8.4 | 0 | 2024-05-21 | 18.4 | 0 | 0.4 | 2023-05-21 | 12.1 | 5.9 | 0 | 2022-05-21 | 23.3 | 0 | 5.3 | 2021-05-21 | 19.6 | 0 | 1.6 | 2020-05-21 | 10.3 | 7.7 | 0 | 2019-05-21 | 8 | 10 | 0 | 2018-05-21 | 9.5 | 8.5 | 0 | 2017-05-21 | 10.7 | 7.3 | 0 | 2016-05-21 | 12.5 | 5.5 | 0 | 5.33 | 0.73
2025-05-21 | 9.9 | 8.1 | 0 | 2024-05-21 | 18.9 | 0 | 0.9 | 2023-05-21 | 13.6 | 4.4 | 0 | 2022-05-21 | 24.1 | 0 | 6.1 | 2021-05-21 | 19.6 | 0 | 1.6 | 2020-05-21 | 13.3 | 4.7 | 0 | 2019-05-21 | 10.6 | 7.4 | 0 | 2018-05-21 | 11.5 | 6.5 | 0 | 2017-05-21 | 10.3 | 7.7 | 0 | 2016-05-21 | 14.4 | 3.6 | 0 | 4.24 | 0.86
2025-05-21 | 10 | 8 | 0 | 2024-05-21 | 21.2 | 0 | 3.2 | 2023-05-21 | 15.2 | 2.8 | 0 | 2022-05-21 | 23.8 | 0 | 5.8 | 2021-05-21 | 21.7 | 0 | 3.7 | 2020-05-21 | 15.1 | 2.9 | 0 | 2019-05-21 | 11.6 | 6.4 | 0 | 2018-05-21 | 13.3 | 4.7 | 0 | 2017-05-21 | 10.9 | 7.1 | 0 | 2016-05-21 | 15.9 | 2.1 | 0 | 3.4 | 1.27
2025-05-21 | 9.7 | 8.3 | 0 | 2024-05-21 | 23.4 | 0 | 5.4 | 2023-05-21 | 17 | 1 | 0 | 2022-05-21 | 25.8 | 0 | 7.8 | 2021-05-21 | 25.8 | 0 | 7.8 | 2020-05-21 | 16.1 | 1.9 | 0 | 2019-05-21 | 13.2 | 4.8 | 0 | 2018-05-21 | 15.6 | 2.4 | 0 | 2017-05-21 | 11.1 | 6.9 | 0 | 2016-05-21 | 17.4 | 0.6 | 0 | 2.59 | 2.1
2025-05-21 | 10.1 | 7.9 | 0 | 2024-05-21 | 23.2 | 0 | 5.2 | 2023-05-21 | 19.1 | 0 | 1.1 | 2022-05-21 | 28.1 | 0 | 10.1 | 2021-05-21 | 28.5 | 0 | 10.5 | 2020-05-21 | 17 | 1 | 0 | 2019-05-21 | 14 | 4 | 0 | 2018-05-21 | 17.4 | 0.6 | 0 | 2017-05-21 | 11.3 | 6.7 | 0 | 2016-05-21 | 19.1 | 0 | 1.1 | 2.02 | 2.8
2025-05-21 | 10 | 8 | 0 | 2024-05-21 | 24.3 | 0 | 6.3 | 2023-05-21 | 20.5 | 0 | 2.5 | 2022-05-21 | 29.3 | 0 | 11.3 | 2021-05-21 | 28.5 | 0 | 10.5 | 2020-05-21 | 16.1 | 1.9 | 0 | 2019-05-21 | 15.1 | 2.9 | 0 | 2018-05-21 | 18.4 | 0 | 0.4 | 2017-05-21 | 12.5 | 5.5 | 0 | 2016-05-21 | 19 | 0 | 1 | 1.83 | 3.2
2025-05-21 | 9.2 | 8.8 | 0 | 2024-05-21 | 25.9 | 0 | 7.9 | 2023-05-21 | 21.3 | 0 | 3.3 | 2022-05-21 | 17 | 1 | 0 | 2021-05-21 | 30.5 | 0 | 12.5 | 2020-05-21 | 16.5 | 1.5 | 0 | 2019-05-21 | 16.2 | 1.8 | 0 | 2018-05-21 | 18.9 | 0 | 0.9 | 2017-05-21 | 13.2 | 4.8 | 0 | 2016-05-21 | 20.1 | 0 | 2.1 | 1.79 | 2.67
2025-05-21 | 9.5 | 8.5 | 0 | 2024-05-21 | 26.7 | 0 | 8.7 | 2023-05-21 | 22.5 | 0 | 4.5 | 2022-05-21 | 21.3 | 0 | 3.3 | 2021-05-21 | 30.9 | 0 | 12.9 | 2020-05-21 | 17.6 | 0.4 | 0 | 2019-05-21 | 17 | 1 | 0 | 2018-05-21 | 19.4 | 0 | 1.4 | 2017-05-21 | 12.9 | 5.1 | 0 | 2016-05-21 | 21.6 | 0 | 3.6 | 1.5 | 3.44
2025-05-21 | 9.6 | 8.4 | 0 | 2024-05-21 | 26.8 | 0 | 8.8 | 2023-05-21 | 23.2 | 0 | 5.2 | 2022-05-21 | 22.4 | 0 | 4.4 | 2021-05-21 | 31.5 | 0 | 13.5 | 2020-05-21 | 18.3 | 0 | 0.3 | 2019-05-21 | 17.6 | 0.4 | 0 | 2018-05-21 | 20.7 | 0 | 2.7 | 2017-05-21 | 12.9 | 5.1 | 0 | 2016-05-21 | 22.1 | 0 | 4.1 | 1.39 | 3.9
2025-05-21 | 9.6 | 8.4 | 0 | 2024-05-21 | 29.1 | 0 | 11.1 | 2023-05-21 | 23.5 | 0 | 5.5 | 2022-05-21 | 25.9 | 0 | 7.9 | 2021-05-21 | 30.7 | 0 | 12.7 | 2020-05-21 | 19.4 | 0 | 1.4 | 2019-05-21 | 18 | 0 | 0 | 2018-05-21 | 20.1 | 0 | 2.1 | 2017-05-21 | 13.2 | 4.8 | 0 | 2016-05-21 | 21.7 | 0 | 3.7 | 1.32 | 4.44
2025-05-21 | 9.6 | 8.4 | 0 | 2024-05-21 | 28.2 | 0 | 10.2 | 2023-05-21 | 23.9 | 0 | 5.9 | 2022-05-21 | 24.5 | 0 | 6.5 | 2021-05-21 | 30.6 | 0 | 12.6 | 2020-05-21 | 20.2 | 0 | 2.2 | 2019-05-21 | 18 | 0 | 0 | 2018-05-21 | 20.3 | 0 | 2.3 | 2017-05-21 | 13.2 | 4.8 | 0 | 2016-05-21 | 19.9 | 0 | 1.9 | 1.32 | 4.16
2025-05-21 | 9.6 | 8.4 | 0 | 2024-05-21 | 27.7 | 0 | 9.7 | 2023-05-21 | 23.4 | 0 | 5.4 | 2022-05-21 | 24 | 0 | 6 | 2021-05-21 | 30 | 0 | 12 | 2020-05-21 | 20.3 | 0 | 2.3 | 2019-05-21 | 17.3 | 0.7 | 0 | 2018-05-21 | 20.3 | 0 | 2.3 | 2017-05-21 | 12.2 | 5.8 | 0 | 2016-05-21 | 18.5 | 0 | 0.5 | 1.49 | 3.82
2025-05-21 | 9.7 | 8.3 | 0 | 2024-05-21 | 26.5 | 0 | 8.5 | 2023-05-21 | 21 | 0 | 3 | 2022-05-21 | 21.2 | 0 | 3.2 | 2021-05-21 | 29.9 | 0 | 11.9 | 2020-05-21 | 18.5 | 0 | 0.5 | 2019-05-21 | 16.5 | 1.5 | 0 | 2018-05-21 | 20.1 | 0 | 2.1 | 2017-05-21 | 11.8 | 6.2 | 0 | 2016-05-21 | 17.9 | 0.1 | 0 | 1.61 | 2.92
2025-05-21 | 9.6 | 8.4 | 0 | 2024-05-21 | 25.1 | 0 | 7.1 | 2023-05-21 | 17.8 | 0.2 | 0 | 2022-05-21 | 19.4 | 0 | 1.4 | 2021-05-21 | 28 | 0 | 10 | 2020-05-21 | 14.3 | 3.7 | 0 | 2019-05-21 | 15.7 | 2.3 | 0 | 2018-05-21 | 20.1 | 0 | 2.1 | 2017-05-21 | 12.5 | 5.5 | 0 | 2016-05-21 | 18.1 | 0 | 0.1 | 2.01 | 2.07
2025-05-21 | 9.4 | 8.6 | 0 | 2024-05-21 | 23.9 | 0 | 5.9 | 2023-05-21 | 15.5 | 2.5 | 0 | 2022-05-21 | 18.8 | 0 | 0.8 | 2021-05-21 | 27.3 | 0 | 9.3 | 2020-05-21 | 13.2 | 4.8 | 0 | 2019-05-21 | 14.6 | 3.4 | 0 | 2018-05-21 | 19.1 | 0 | 1.1 | 2017-05-21 | 12.3 | 5.7 | 0 | 2016-05-21 | 16.7 | 1.3 | 0 | 2.63 | 1.71
2025-05-21 | 8.9 | 9.1 | 0 | 2024-05-21 | 22.6 | 0 | 4.6 | 2023-05-21 | 14.5 | 3.5 | 0 | 2022-05-21 | 18.7 | 0 | 0.7 | 2021-05-21 | 25.9 | 0 | 7.9 | 2020-05-21 | 12.4 | 5.6 | 0 | 2019-05-21 | 13.3 | 4.7 | 0 | 2018-05-21 | 19.1 | 0 | 1.1 | 2017-05-21 | 12.2 | 5.8 | 0 | 2016-05-21 | 16.4 | 1.6 | 0 | 3.03 | 1.43
2025-05-21 | 8.6 | 9.4 | 0 | 2024-05-21 | 21.1 | 0 | 3.1 | 2023-05-21 | 13.3 | 4.7 | 0 | 2022-05-21 | 18.9 | 0 | 0.9 | 2021-05-21 | 24.6 | 0 | 6.6 | 2020-05-21 | 11.9 | 6.1 | 0 | 2019-05-21 | 12.4 | 5.6 | 0 | 2018-05-21 | 18.2 | 0 | 0.2 | 2017-05-21 | 12.1 | 5.9 | 0 | 2016-05-21 | 15.4 | 2.6 | 0 | 3.43 | 1.08
2025-05-21 | 8.3 | 9.7 | 0 | 2024-05-21 | 21.2 | 0 | 3.2 | 2023-05-21 | 12.2 | 5.8 | 0 | 2022-05-21 | 16.4 | 1.6 | 0 | 2021-05-21 | 23.3 | 0 | 5.3 | 2020-05-21 | 12.5 | 5.5 | 0 | 2019-05-21 | 12 | 6 | 0 | 2018-05-21 | 15.9 | 2.1 | 0 | 2017-05-21 | 12.3 | 5.7 | 0 | 2016-05-21 | 15 | 3 | 0 | 3.94 | 0.85
2025-05-22 | 7.8 | 10.2 | 0 | 2024-05-22 | 20.6 | 0 | 2.6 | 2023-05-22 | 11.5 | 6.5 | 0 | 2022-05-22 | 16.7 | 1.3 | 0 | 2021-05-22 | 22 | 0 | 4 | 2020-05-22 | 12.2 | 5.8 | 0 | 2019-05-22 | 11.4 | 6.6 | 0 | 2018-05-22 | 14.1 | 3.9 | 0 | 2017-05-22 | 12.2 | 5.8 | 0 | 2016-05-22 | 12.9 | 5.1 | 0 | 4.52 | 0.66
2025-05-22 | 7.9 | 10.1 | 0 | 2024-05-22 | 19.6 | 0 | 1.6 | 2023-05-22 | 11.1 | 6.9 | 0 | 2022-05-22 | 17.7 | 0.3 | 0 | 2021-05-22 | 21.8 | 0 | 3.8 | 2020-05-22 | 11.9 | 6.1 | 0 | 2019-05-22 | 11 | 7 | 0 | 2018-05-22 | 13.8 | 4.2 | 0 | 2017-05-22 | 12.5 | 5.5 | 0 | 2016-05-22 | 13.4 | 4.6 | 0 | 4.47 | 0.54
2025-05-22 | 7.5 | 10.5 | 0 | 2024-05-22 | 19.3 | 0 | 1.3 | 2023-05-22 | 10.4 | 7.6 | 0 | 2022-05-22 | 16.4 | 1.6 | 0 | 2021-05-22 | 21 | 0 | 3 | 2020-05-22 | 12 | 6 | 0 | 2019-05-22 | 9.2 | 8.8 | 0 | 2018-05-22 | 13.7 | 4.3 | 0 | 2017-05-22 | 12.7 | 5.3 | 0 | 2016-05-22 | 13.2 | 4.8 | 0 | 4.89 | 0.43
2025-05-22 | 7.4 | 10.6 | 0 | 2024-05-22 | 18.8 | 0 | 0.8 | 2023-05-22 | 9.6 | 8.4 | 0 | 2022-05-22 | 15.9 | 2.1 | 0 | 2021-05-22 | 20.3 | 0 | 2.3 | 2020-05-22 | 10.7 | 7.3 | 0 | 2019-05-22 | 8.3 | 9.7 | 0 | 2018-05-22 | 12.9 | 5.1 | 0 | 2017-05-22 | 12.3 | 5.7 | 0 | 2016-05-22 | 13.1 | 4.9 | 0 | 5.38 | 0.31
2025-05-22 | 7.4 | 10.6 | 0 | 2024-05-22 | 17.9 | 0.1 | 0 | 2023-05-22 | 9.3 | 8.7 | 0 | 2022-05-22 | 15.5 | 2.5 | 0 | 2021-05-22 | 20.1 | 0 | 2.1 | 2020-05-22 | 9.9 | 8.1 | 0 | 2019-05-22 | 8.1 | 9.9 | 0 | 2018-05-22 | 11.5 | 6.5 | 0 | 2017-05-22 | 11.7 | 6.3 | 0 | 2016-05-22 | 12.7 | 5.3 | 0 | 5.8 | 0.21
2025-05-22 | 7.3 | 10.7 | 0 | 2024-05-22 | 18.3 | 0 | 0.3 | 2023-05-22 | 8.9 | 9.1 | 0 | 2022-05-22 | 15.6 | 2.4 | 0 | 2021-05-22 | 20.8 | 0 | 2.8 | 2020-05-22 | 10.3 | 7.7 | 0 | 2019-05-22 | 9.3 | 8.7 | 0 | 2018-05-22 | 11.5 | 6.5 | 0 | 2017-05-22 | 12.2 | 5.8 | 0 | 2016-05-22 | 12.8 | 5.2 | 0 | 5.61 | 0.31
2025-05-22 | 7.4 | 10.6 | 0 | 2024-05-22 | 19.6 | 0 | 1.6 | 2023-05-22 | 10 | 8 | 0 | 2022-05-22 | 15.6 | 2.4 | 0 | 2021-05-22 | 20.5 | 0 | 2.5 | 2020-05-22 | 12 | 6 | 0 | 2019-05-22 | 10.3 | 7.7 | 0 | 2018-05-22 | 11.8 | 6.2 | 0 | 2017-05-22 | 12.5 | 5.5 | 0 | 2016-05-22 | 12.9 | 5.1 | 0 | 5.15 | 0.41
2025-05-22 | 7.4 | 10.6 | 0 | 2024-05-22 | 21.5 | 0 | 3.5 | 2023-05-22 | 11.5 | 6.5 | 0 | 2022-05-22 | 14.3 | 3.7 | 0 | 2021-05-22 | 21.3 | 0 | 3.3 | 2020-05-22 | 15.3 | 2.7 | 0 | 2019-05-22 | 11.8 | 6.2 | 0 | 2018-05-22 | 11.4 | 6.6 | 0 | 2017-05-22 | 13.4 | 4.6 | 0 | 2016-05-22 | 14.1 | 3.9 | 0 | 4.48 | 0.68
2025-05-22 | 8 | 10 | 0 | 2024-05-22 | 24 | 0 | 6 | 2023-05-22 | 12.7 | 5.3 | 0 | 2022-05-22 | 14.2 | 3.8 | 0 | 2021-05-22 | 22.9 | 0 | 4.9 | 2020-05-22 | 17.8 | 0.2 | 0 | 2019-05-22 | 13.4 | 4.6 | 0 | 2018-05-22 | 12.3 | 5.7 | 0 | 2017-05-22 | 13.5 | 4.5 | 0 | 2016-05-22 | 16 | 2 | 0 | 3.61 | 1.09
2025-05-22 | 8.6 | 9.4 | 0 | 2024-05-22 | 26.1 | 0 | 8.1 | 2023-05-22 | 14.1 | 3.9 | 0 | 2022-05-22 | 13.4 | 4.6 | 0 | 2021-05-22 | 25.4 | 0 | 7.4 | 2020-05-22 | 20 | 0 | 2 | 2019-05-22 | 14.2 | 3.8 | 0 | 2018-05-22 | 12.9 | 5.1 | 0 | 2017-05-22 | 15.2 | 2.8 | 0 | 2016-05-22 | 16.1 | 1.9 | 0 | 3.15 | 1.75
2025-05-22 | 8.8 | 9.2 | 0 | 2024-05-22 | 26.8 | 0 | 8.8 | 2023-05-22 | 14.7 | 3.3 | 0 | 2022-05-22 | 10.3 | 7.7 | 0 | 2021-05-22 | 26.6 | 0 | 8.6 | 2020-05-22 | 21.8 | 0 | 3.8 | 2019-05-22 | 13.7 | 4.3 | 0 | 2018-05-22 | 13.2 | 4.8 | 0 | 2017-05-22 | 14.9 | 3.1 | 0 | 2016-05-22 | 17.8 | 0.2 | 0 | 3.26 | 2.12
2025-05-22 | 9.2 | 8.8 | 0 | 2024-05-22 | 29.2 | 0 | 11.2 | 2023-05-22 | 14.6 | 3.4 | 0 | 2022-05-22 | 11.1 | 6.9 | 0 | 2021-05-22 | 25.3 | 0 | 7.3 | 2020-05-22 | 22.5 | 0 | 4.5 | 2019-05-22 | 14.7 | 3.3 | 0 | 2018-05-22 | 13.8 | 4.2 | 0 | 2017-05-22 | 14.7 | 3.3 | 0 | 2016-05-22 | 19.5 | 0 | 1.5 | 2.99 | 2.45
2025-05-22 | 9.5 | 8.5 | 0 | 2024-05-22 | 29.1 | 0 | 11.1 | 2023-05-22 | 15.4 | 2.6 | 0 | 2022-05-22 | 11.7 | 6.3 | 0 | 2021-05-22 | 25.1 | 0 | 7.1 | 2020-05-22 | 21.7 | 0 | 3.7 | 2019-05-22 | 14.5 | 3.5 | 0 | 2018-05-22 | 13.7 | 4.3 | 0 | 2017-05-22 | 14.4 | 3.6 | 0 | 2016-05-22 | 20.1 | 0 | 2.1 | 2.88 | 2.4
2025-05-22 | 10.1 | 7.9 | 0 | 2024-05-22 | 29 | 0 | 11 | 2023-05-22 | 15.2 | 2.8 | 0 | 2022-05-22 | 12.5 | 5.5 | 0 | 2021-05-22 | 24.1 | 0 | 6.1 | 2020-05-22 | 22 | 0 | 4 | 2019-05-22 | 13.4 | 4.6 | 0 | 2018-05-22 | 14.6 | 3.4 | 0 | 2017-05-22 | 15.5 | 2.5 | 0 | 2016-05-22 | 20.8 | 0 | 2.8 | 2.67 | 2.39
2025-05-22 | 9.7 | 8.3 | 0 | 2024-05-22 | 28.5 | 0 | 10.5 | 2023-05-22 | 15.7 | 2.3 | 0 | 2022-05-22 | 14 | 4 | 0 | 2021-05-22 | 23.8 | 0 | 5.8 | 2020-05-22 | 22.5 | 0 | 4.5 | 2019-05-22 | 15.1 | 2.9 | 0 | 2018-05-22 | 15.7 | 2.3 | 0 | 2017-05-22 | 15 | 3 | 0 | 2016-05-22 | 21.9 | 0 | 3.9 | 2.28 | 2.47
2025-05-22 | 9.2 | 8.8 | 0 | 2024-05-22 | 25.9 | 0 | 7.9 | 2023-05-22 | 16.4 | 1.6 | 0 | 2022-05-22 | 15.7 | 2.3 | 0 | 2021-05-22 | 24 | 0 | 6 | 2020-05-22 | 23.2 | 0 | 5.2 | 2019-05-22 | 12.8 | 5.2 | 0 | 2018-05-22 | 16.5 | 1.5 | 0 | 2017-05-22 | 16 | 2 | 0 | 2016-05-22 | 22.1 | 0 | 4.1 | 2.14 | 2.32
2025-05-22 | 9.9 | 8.1 | 0 | 2024-05-22 | 26.2 | 0 | 8.2 | 2023-05-22 | 15.8 | 2.2 | 0 | 2022-05-22 | 16 | 2 | 0 | 2021-05-22 | 23.9 | 0 | 5.9 | 2020-05-22 | 23 | 0 | 5 | 2019-05-22 | 13.4 | 4.6 | 0 | 2018-05-22 | 17.4 | 0.6 | 0 | 2017-05-22 | 16.5 | 1.5 | 0 | 2016-05-22 | 22.4 | 0 | 4.4 | 1.9 | 2.35
2025-05-22 | 9.5 | 8.5 | 0 | 2024-05-22 | 26.6 | 0 | 8.6 | 2023-05-22 | 15.3 | 2.7 | 0 | 2022-05-22 | 15.2 | 2.8 | 0 | 2021-05-22 | 24.8 | 0 | 6.8 | 2020-05-22 | 22.7 | 0 | 4.7 | 2019-05-22 | 13.9 | 4.1 | 0 | 2018-05-22 | 16.6 | 1.4 | 0 | 2017-05-22 | 16.5 | 1.5 | 0 | 2016-05-22 | 21.7 | 0 | 3.7 | 2.1 | 2.38
2025-05-22 | 8.9 | 9.1 | 0 | 2024-05-22 | 26.9 | 0 | 8.9 | 2023-05-22 | 14.9 | 3.1 | 0 | 2022-05-22 | 14.9 | 3.1 | 0 | 2021-05-22 | 24.8 | 0 | 6.8 | 2020-05-22 | 20.5 | 0 | 2.5 | 2019-05-22 | 13.2 | 4.8 | 0 | 2018-05-22 | 16.2 | 1.8 | 0 | 2017-05-22 | 17 | 1 | 0 | 2016-05-22 | 21 | 0 | 3 | 2.29 | 2.12
2025-05-22 | 8.9 | 9.1 | 0 | 2024-05-22 | 26.7 | 0 | 8.7 | 2023-05-22 | 14.1 | 3.9 | 0 | 2022-05-22 | 13.2 | 4.8 | 0 | 2021-05-22 | 24 | 0 | 6 | 2020-05-22 | 19.6 | 0 | 1.6 | 2019-05-22 | 13 | 5 | 0 | 2018-05-22 | 14.7 | 3.3 | 0 | 2017-05-22 | 16.6 | 1.4 | 0 | 2016-05-22 | 19.5 | 0 | 1.5 | 2.75 | 1.78
2025-05-22 | 8.6 | 9.4 | 0 | 2024-05-22 | 26.1 | 0 | 8.1 | 2023-05-22 | 13.4 | 4.6 | 0 | 2022-05-22 | 12.5 | 5.5 | 0 | 2021-05-22 | 22.6 | 0 | 4.6 | 2020-05-22 | 19 | 0 | 1 | 2019-05-22 | 12.8 | 5.2 | 0 | 2018-05-22 | 14.5 | 3.5 | 0 | 2017-05-22 | 14.2 | 3.8 | 0 | 2016-05-22 | 17.3 | 0.7 | 0 | 3.27 | 1.37
2025-05-22 | 8.7 | 9.3 | 0 | 2024-05-22 | 25.2 | 0 | 7.2 | 2023-05-22 | 13.1 | 4.9 | 0 | 2022-05-22 | 11.9 | 6.1 | 0 | 2021-05-22 | 20.5 | 0 | 2.5 | 2020-05-22 | 18.5 | 0 | 0.5 | 2019-05-22 | 12.1 | 5.9 | 0 | 2018-05-22 | 14.9 | 3.1 | 0 | 2017-05-22 | 13.9 | 4.1 | 0 | 2016-05-22 | 16 | 2 | 0 | 3.54 | 1.02
2025-05-22 | 8.9 | 9.1 | 0 | 2024-05-22 | 24.7 | 0 | 6.7 | 2023-05-22 | 12.8 | 5.2 | 0 | 2022-05-22 | 10.9 | 7.1 | 0 | 2021-05-22 | 20.3 | 0 | 2.3 | 2020-05-22 | 17.9 | 0.1 | 0 | 2019-05-22 | 11.2 | 6.8 | 0 | 2018-05-22 | 15.3 | 2.7 | 0 | 2017-05-22 | 12.8 | 5.2 | 0 | 2016-05-22 | 14.8 | 3.2 | 0 | 3.94 | 0.9
2025-05-22 | 9 | 9 | 0 | 2024-05-22 | 20.6 | 0 | 2.6 | 2023-05-22 | 12.7 | 5.3 | 0 | 2022-05-22 | 9.9 | 8.1 | 0 | 2021-05-22 | 19.7 | 0 | 1.7 | 2020-05-22 | 17.3 | 0.7 | 0 | 2019-05-22 | 10.5 | 7.5 | 0 | 2018-05-22 | 15.1 | 2.9 | 0 | 2017-05-22 | 10.8 | 7.2 | 0 | 2016-05-22 | 14.4 | 3.6 | 0 | 4.43 | 0.43
2025-05-23 | 9.3 | 8.7 | 0 | 2024-05-23 | 19.1 | 0 | 1.1 | 2023-05-23 | 12.1 | 5.9 | 0 | 2022-05-23 | 9.3 | 8.7 | 0 | 2021-05-23 | 19.9 | 0 | 1.9 | 2020-05-23 | 15.8 | 2.2 | 0 | 2019-05-23 | 9.6 | 8.4 | 0 | 2018-05-23 | 14.8 | 3.2 | 0 | 2017-05-23 | 11.1 | 6.9 | 0 | 2016-05-23 | 13.7 | 4.3 | 0 | 4.83 | 0.3
2025-05-23 | 9.7 | 8.3 | 0 | 2024-05-23 | 18.5 | 0 | 0.5 | 2023-05-23 | 11.4 | 6.6 | 0 | 2022-05-23 | 8.6 | 9.4 | 0 | 2021-05-23 | 19.9 | 0 | 1.9 | 2020-05-23 | 16.6 | 1.4 | 0 | 2019-05-23 | 9.2 | 8.8 | 0 | 2018-05-23 | 14 | 4 | 0 | 2017-05-23 | 10.6 | 7.4 | 0 | 2016-05-23 | 13.2 | 4.8 | 0 | 5.07 | 0.24
2025-05-23 | 8.8 | 9.2 | 0 | 2024-05-23 | 17.8 | 0.2 | 0 | 2023-05-23 | 10.7 | 7.3 | 0 | 2022-05-23 | 8.8 | 9.2 | 0 | 2021-05-23 | 19.4 | 0 | 1.4 | 2020-05-23 | 16.6 | 1.4 | 0 | 2019-05-23 | 8.6 | 9.4 | 0 | 2018-05-23 | 13.6 | 4.4 | 0 | 2017-05-23 | 10.3 | 7.7 | 0 | 2016-05-23 | 12.4 | 5.6 | 0 | 5.44 | 0.14
2025-05-23 | 8.8 | 9.2 | 0 | 2024-05-23 | 17 | 1 | 0 | 2023-05-23 | 10.2 | 7.8 | 0 | 2022-05-23 | 8.8 | 9.2 | 0 | 2021-05-23 | 19.5 | 0 | 1.5 | 2020-05-23 | 15.7 | 2.3 | 0 | 2019-05-23 | 8.8 | 9.2 | 0 | 2018-05-23 | 12.8 | 5.2 | 0 | 2017-05-23 | 9.6 | 8.4 | 0 | 2016-05-23 | 11.9 | 6.1 | 0 | 5.84 | 0.15
2025-05-23 | 8.6 | 9.4 | 0 | 2024-05-23 | 14.5 | 3.5 | 0 | 2023-05-23 | 9.1 | 8.9 | 0 | 2022-05-23 | 8.1 | 9.9 | 0 | 2021-05-23 | 18.7 | 0 | 0.7 | 2020-05-23 | 15.1 | 2.9 | 0 | 2019-05-23 | 8.9 | 9.1 | 0 | 2018-05-23 | 11.6 | 6.4 | 0 | 2017-05-23 | 10.4 | 7.6 | 0 | 2016-05-23 | 11.6 | 6.4 | 0 | 6.41 | 0.07
2025-05-23 | 8.3 | 9.7 | 0 | 2024-05-23 | 14.4 | 3.6 | 0 | 2023-05-23 | 9.2 | 8.8 | 0 | 2022-05-23 | 7.2 | 10.8 | 0 | 2021-05-23 | 19.4 | 0 | 1.4 | 2020-05-23 | 13.8 | 4.2 | 0 | 2019-05-23 | 10.1 | 7.9 | 0 | 2018-05-23 | 10.3 | 7.7 | 0 | 2017-05-23 | 10.1 | 7.9 | 0 | 2016-05-23 | 11.4 | 6.6 | 0 | 6.72 | 0.14
2025-05-23 | 8.2 | 9.8 | 0 | 2024-05-23 | 16.3 | 1.7 | 0 | 2023-05-23 | 10.3 | 7.7 | 0 | 2022-05-23 | 8.5 | 9.5 | 0 | 2021-05-23 | 20.6 | 0 | 2.6 | 2020-05-23 | 15.9 | 2.1 | 0 | 2019-05-23 | 10.6 | 7.4 | 0 | 2018-05-23 | 11.9 | 6.1 | 0 | 2017-05-23 | 11.2 | 6.8 | 0 | 2016-05-23 | 12.5 | 5.5 | 0 | 5.66 | 0.26
2025-05-23 | 8.8 | 9.2 | 0 | 2024-05-23 | 18.3 | 0 | 0.3 | 2023-05-23 | 12.5 | 5.5 | 0 | 2022-05-23 | 9.7 | 8.3 | 0 | 2021-05-23 | 23.2 | 0 | 5.2 | 2020-05-23 | 17.5 | 0.5 | 0 | 2019-05-23 | 11.8 | 6.2 | 0 | 2018-05-23 | 14.8 | 3.2 | 0 | 2017-05-23 | 13 | 5 | 0 | 2016-05-23 | 14.6 | 3.4 | 0 | 4.13 | 0.55
2025-05-23 | 9.2 | 8.8 | 0 | 2024-05-23 | 19.7 | 0 | 1.7 | 2023-05-23 | 14.8 | 3.2 | 0 | 2022-05-23 | 11.1 | 6.9 | 0 | 2021-05-23 | 24.9 | 0 | 6.9 | 2020-05-23 | 19.2 | 0 | 1.2 | 2019-05-23 | 11.2 | 6.8 | 0 | 2018-05-23 | 17.9 | 0.1 | 0 | 2017-05-23 | 15.1 | 2.9 | 0 | 2016-05-23 | 17.1 | 0.9 | 0 | 2.96 | 0.98
2025-05-23 | 10.7 | 7.3 | 0 | 2024-05-23 | 21.6 | 0 | 3.6 | 2023-05-23 | 16.9 | 1.1 | 0 | 2022-05-23 | 12.1 | 5.9 | 0 | 2021-05-23 | 24.5 | 0 | 6.5 | 2020-05-23 | 22.1 | 0 | 4.1 | 2019-05-23 | 10.9 | 7.1 | 0 | 2018-05-23 | 19.7 | 0 | 1.7 | 2017-05-23 | 18.5 | 0 | 0.5 | 2016-05-23 | 19.5 | 0 | 1.5 | 2.14 | 1.79
2025-05-23 | 11.1 | 6.9 | 0 | 2024-05-23 | 22.2 | 0 | 4.2 | 2023-05-23 | 17.7 | 0.3 | 0 | 2022-05-23 | 13.8 | 4.2 | 0 | 2021-05-23 | 22 | 0 | 4 | 2020-05-23 | 20.9 | 0 | 2.9 | 2019-05-23 | 10.9 | 7.1 | 0 | 2018-05-23 | 21.6 | 0 | 3.6 | 2017-05-23 | 19 | 0 | 1 | 2016-05-23 | 21.3 | 0 | 3.3 | 1.85 | 1.9
2025-05-23 | 11.4 | 6.6 | 0 | 2024-05-23 | 23.5 | 0 | 5.5 | 2023-05-23 | 18.8 | 0 | 0.8 | 2022-05-23 | 14.5 | 3.5 | 0 | 2021-05-23 | 22.6 | 0 | 4.6 | 2020-05-23 | 22.9 | 0 | 4.9 | 2019-05-23 | 10.7 | 7.3 | 0 | 2018-05-23 | 23.4 | 0 | 5.4 | 2017-05-23 | 20.7 | 0 | 2.7 | 2016-05-23 | 23.3 | 0 | 5.3 | 1.74 | 2.92
2025-05-23 | 11.7 | 6.3 | 0 | 2024-05-23 | 24.8 | 0 | 6.8 | 2023-05-23 | 20.1 | 0 | 2.1 | 2022-05-23 | 15.5 | 2.5 | 0 | 2021-05-23 | 20.6 | 0 | 2.6 | 2020-05-23 | 24.1 | 0 | 6.1 | 2019-05-23 | 13.5 | 4.5 | 0 | 2018-05-23 | 25.1 | 0 | 7.1 | 2017-05-23 | 21.4 | 0 | 3.4 | 2016-05-23 | 24.1 | 0 | 6.1 | 1.33 | 3.42
2025-05-23 | 12.1 | 5.9 | 0 | 2024-05-23 | 24.9 | 0 | 6.9 | 2023-05-23 | 19.7 | 0 | 1.7 | 2022-05-23 | 15.8 | 2.2 | 0 | 2021-05-23 | 20.6 | 0 | 2.6 | 2020-05-23 | 24.3 | 0 | 6.3 | 2019-05-23 | 16.5 | 1.5 | 0 | 2018-05-23 | 25.2 | 0 | 7.2 | 2017-05-23 | 21.2 | 0 | 3.2 | 2016-05-23 | 24.1 | 0 | 6.1 | 0.96 | 3.4
2025-05-23 | 11.8 | 6.2 | 0 | 2024-05-23 | 25.7 | 0 | 7.7 | 2023-05-23 | 19.9 | 0 | 1.9 | 2022-05-23 | 14.5 | 3.5 | 0 | 2021-05-23 | 21.7 | 0 | 3.7 | 2020-05-23 | 24.1 | 0 | 6.1 | 2019-05-23 | 20.6 | 0 | 2.6 | 2018-05-23 | 24.8 | 0 | 6.8 | 2017-05-23 | 21.8 | 0 | 3.8 | 2016-05-23 | 24.6 | 0 | 6.6 | 0.97 | 3.92
2025-05-23 | 11.7 | 6.3 | 0 | 2024-05-23 | 25.2 | 0 | 7.2 | 2023-05-23 | 20.2 | 0 | 2.2 | 2022-05-23 | 15.7 | 2.3 | 0 | 2021-05-23 | 22.8 | 0 | 4.8 | 2020-05-23 | 24 | 0 | 6 | 2019-05-23 | 26.1 | 0 | 8.1 | 2018-05-23 | 25.2 | 0 | 7.2 | 2017-05-23 | 21.8 | 0 | 3.8 | 2016-05-23 | 25.1 | 0 | 7.1 | 0.86 | 4.64
2025-05-23 | 11.6 | 6.4 | 0 | 2024-05-23 | 23.9 | 0 | 5.9 | 2023-05-23 | 18.6 | 0 | 0.6 | 2022-05-23 | 16.2 | 1.8 | 0 | 2021-05-23 | 22.7 | 0 | 4.7 | 2020-05-23 | 22.7 | 0 | 4.7 | 2019-05-23 | 24.6 | 0 | 6.6 | 2018-05-23 | 25 | 0 | 7 | 2017-05-23 | 18.9 | 0 | 0.9 | 2016-05-23 | 25.3 | 0 | 7.3 | 0.82 | 3.77
2025-05-23 | 11.2 | 6.8 | 0 | 2024-05-23 | 24.4 | 0 | 6.4 | 2023-05-23 | 18 | 0 | 0 | 2022-05-23 | 15.4 | 2.6 | 0 | 2021-05-23 | 21.8 | 0 | 3.8 | 2020-05-23 | 22.6 | 0 | 4.6 | 2019-05-23 | 23.7 | 0 | 5.7 | 2018-05-23 | 24.6 | 0 | 6.6 | 2017-05-23 | 18.7 | 0 | 0.7 | 2016-05-23 | 24.9 | 0 | 6.9 | 0.94 | 3.47
2025-05-23 | 11.2 | 6.8 | 0 | 2024-05-23 | 24.2 | 0 | 6.2 | 2023-05-23 | 16.8 | 1.2 | 0 | 2022-05-23 | 15.2 | 2.8 | 0 | 2021-05-23 | 20.7 | 0 | 2.7 | 2020-05-23 | 22.6 | 0 | 4.6 | 2019-05-23 | 22.3 | 0 | 4.3 | 2018-05-23 | 24 | 0 | 6 | 2017-05-23 | 17.9 | 0.1 | 0 | 2016-05-23 | 24 | 0 | 6 | 1.09 | 2.98
2025-05-23 | 11.2 | 6.8 | 0 | 2024-05-23 | 22.9 | 0 | 4.9 | 2023-05-23 | 15.8 | 2.2 | 0 | 2022-05-23 | 13.9 | 4.1 | 0 | 2021-05-23 | 19.7 | 0 | 1.7 | 2020-05-23 | 21.5 | 0 | 3.5 | 2019-05-23 | 21.7 | 0 | 3.7 | 2018-05-23 | 22.3 | 0 | 4.3 | 2017-05-23 | 18.5 | 0 | 0.5 | 2016-05-23 | 22.7 | 0 | 4.7 | 1.31 | 2.33
2025-05-23 | 9.9 | 8.1 | 0 | 2024-05-23 | 21.2 | 0 | 3.2 | 2023-05-23 | 14.9 | 3.1 | 0 | 2022-05-23 | 13.3 | 4.7 | 0 | 2021-05-23 | 17.9 | 0.1 | 0 | 2020-05-23 | 20.4 | 0 | 2.4 | 2019-05-23 | 18.1 | 0 | 0.1 | 2018-05-23 | 21.2 | 0 | 3.2 | 2017-05-23 | 18.3 | 0 | 0.3 | 2016-05-23 | 21.6 | 0 | 3.6 | 1.6 | 1.28
2025-05-23 | 9.7 | 8.3 | 0 | 2024-05-23 | 20 | 0 | 2 | 2023-05-23 | 14.2 | 3.8 | 0 | 2022-05-23 | 12.9 | 5.1 | 0 | 2021-05-23 | 16.4 | 1.6 | 0 | 2020-05-23 | 20.2 | 0 | 2.2 | 2019-05-23 | 16.4 | 1.6 | 0 | 2018-05-23 | 19.7 | 0 | 1.7 | 2017-05-23 | 17.5 | 0.5 | 0 | 2016-05-23 | 20 | 0 | 2 | 2.09 | 0.79
2025-05-23 | 9.7 | 8.3 | 0 | 2024-05-23 | 17.5 | 0.5 | 0 | 2023-05-23 | 14.6 | 3.4 | 0 | 2022-05-23 | 13.2 | 4.8 | 0 | 2021-05-23 | 15.1 | 2.9 | 0 | 2020-05-23 | 19.4 | 0 | 1.4 | 2019-05-23 | 15.1 | 2.9 | 0 | 2018-05-23 | 18.7 | 0 | 0.7 | 2017-05-23 | 17.5 | 0.5 | 0 | 2016-05-23 | 18.4 | 0 | 0.4 | 2.33 | 0.25
2025-05-23 | 9.9 | 8.1 | 0 | 2024-05-23 | 15.9 | 2.1 | 0 | 2023-05-23 | 13.9 | 4.1 | 0 | 2022-05-23 | 10.4 | 7.6 | 0 | 2021-05-23 | 15.2 | 2.8 | 0 | 2020-05-23 | 18.4 | 0 | 0.4 | 2019-05-23 | 14.1 | 3.9 | 0 | 2018-05-23 | 17.2 | 0.8 | 0 | 2017-05-23 | 14 | 4 | 0 | 2016-05-23 | 17.1 | 0.9 | 0 | 3.43 | 0.04
2025-05-24 | 9.9 | 8.1 | 0 | 2024-05-24 | 15.5 | 2.5 | 0 | 2023-05-24 | 14.8 | 3.2 | 0 | 2022-05-24 | 9.8 | 8.2 | 0 | 2021-05-24 | 15.5 | 2.5 | 0 | 2020-05-24 | 17.3 | 0.7 | 0 | 2019-05-24 | 14 | 4 | 0 | 2018-05-24 | 16.5 | 1.5 | 0 | 2017-05-24 | 12.6 | 5.4 | 0 | 2016-05-24 | 16.4 | 1.6 | 0 | 3.77 | 0
2025-05-24 | 9.1 | 8.9 | 0 | 2024-05-24 | 15.2 | 2.8 | 0 | 2023-05-24 | 14.9 | 3.1 | 0 | 2022-05-24 | 8.6 | 9.4 | 0 | 2021-05-24 | 14.8 | 3.2 | 0 | 2020-05-24 | 16.7 | 1.3 | 0 | 2019-05-24 | 13.3 | 4.7 | 0 | 2018-05-24 | 13.7 | 4.3 | 0 | 2017-05-24 | 14.1 | 3.9 | 0 | 2016-05-24 | 15.7 | 2.3 | 0 | 4.39 | 0
2025-05-24 | 8.7 | 9.3 | 0 | 2024-05-24 | 16.1 | 1.9 | 0 | 2023-05-24 | 13.6 | 4.4 | 0 | 2022-05-24 | 7.6 | 10.4 | 0 | 2021-05-24 | 14.2 | 3.8 | 0 | 2020-05-24 | 16.9 | 1.1 | 0 | 2019-05-24 | 13.1 | 4.9 | 0 | 2018-05-24 | 14.3 | 3.7 | 0 | 2017-05-24 | 14.5 | 3.5 | 0 | 2016-05-24 | 15.2 | 2.8 | 0 | 4.58 | 0
2025-05-24 | 8.8 | 9.2 | 0 | 2024-05-24 | 14.5 | 3.5 | 0 | 2023-05-24 | 15 | 3 | 0 | 2022-05-24 | 6.9 | 11.1 | 0 | 2021-05-24 | 13.7 | 4.3 | 0 | 2020-05-24 | 16.6 | 1.4 | 0 | 2019-05-24 | 12.4 | 5.6 | 0 | 2018-05-24 | 12.9 | 5.1 | 0 | 2017-05-24 | 14 | 4 | 0 | 2016-05-24 | 14.1 | 3.9 | 0 | 5.11 | 0
2025-05-24 | 9.1 | 8.9 | 0 | 2024-05-24 | 15.7 | 2.3 | 0 | 2023-05-24 | 14.3 | 3.7 | 0 | 2022-05-24 | 6.9 | 11.1 | 0 | 2021-05-24 | 13.3 | 4.7 | 0 | 2020-05-24 | 15.6 | 2.4 | 0 | 2019-05-24 | 11.9 | 6.1 | 0 | 2018-05-24 | 14.4 | 3.6 | 0 | 2017-05-24 | 13.4 | 4.6 | 0 | 2016-05-24 | 13.4 | 4.6 | 0 | 5.2 | 0
2025-05-24 | 9.2 | 8.8 | 0 | 2024-05-24 | 13.6 | 4.4 | 0 | 2023-05-24 | 14 | 4 | 0 | 2022-05-24 | 6.9 | 11.1 | 0 | 2021-05-24 | 12.7 | 5.3 | 0 | 2020-05-24 | 15.5 | 2.5 | 0 | 2019-05-24 | 12.1 | 5.9 | 0 | 2018-05-24 | 13 | 5 | 0 | 2017-05-24 | 13.4 | 4.6 | 0 | 2016-05-24 | 12.9 | 5.1 | 0 | 5.67 | 0
2025-05-24 | 9.7 | 8.3 | 0 | 2024-05-24 | 14.6 | 3.4 | 0 | 2023-05-24 | 13.8 | 4.2 | 0 | 2022-05-24 | 9 | 9 | 0 | 2021-05-24 | 13.2 | 4.8 | 0 | 2020-05-24 | 15.7 | 2.3 | 0 | 2019-05-24 | 12.6 | 5.4 | 0 | 2018-05-24 | 15.3 | 2.7 | 0 | 2017-05-24 | 14.1 | 3.9 | 0 | 2016-05-24 | 14.5 | 3.5 | 0 | 4.75 | 0
2025-05-24 | 10.3 | 7.7 | 0 | 2024-05-24 | 16 | 2 | 0 | 2023-05-24 | 14.5 | 3.5 | 0 | 2022-05-24 | 11.3 | 6.7 | 0 | 2021-05-24 | 14.4 | 3.6 | 0 | 2020-05-24 | 17.6 | 0.4 | 0 | 2019-05-24 | 14.3 | 3.7 | 0 | 2018-05-24 | 17.6 | 0.4 | 0 | 2017-05-24 | 16.5 | 1.5 | 0 | 2016-05-24 | 17.1 | 0.9 | 0 | 3.04 | 0
2025-05-24 | 11.3 | 6.7 | 0 | 2024-05-24 | 17.8 | 0.2 | 0 | 2023-05-24 | 13.3 | 4.7 | 0 | 2022-05-24 | 14.5 | 3.5 | 0 | 2021-05-24 | 15.2 | 2.8 | 0 | 2020-05-24 | 19.1 | 0 | 1.1 | 2019-05-24 | 15.1 | 2.9 | 0 | 2018-05-24 | 18.9 | 0 | 0.9 | 2017-05-24 | 16.8 | 1.2 | 0 | 2016-05-24 | 19.2 | 0 | 1.2 | 2.2 | 0.32
2025-05-24 | 12.1 | 5.9 | 0 | 2024-05-24 | 19.9 | 0 | 1.9 | 2023-05-24 | 13.3 | 4.7 | 0 | 2022-05-24 | 15.2 | 2.8 | 0 | 2021-05-24 | 16.4 | 1.6 | 0 | 2020-05-24 | 19.9 | 0 | 1.9 | 2019-05-24 | 16.5 | 1.5 | 0 | 2018-05-24 | 20.4 | 0 | 2.4 | 2017-05-24 | 18.8 | 0 | 0.8 | 2016-05-24 | 22.1 | 0 | 4.1 | 1.65 | 1.11
2025-05-24 | 12.4 | 5.6 | 0 | 2024-05-24 | 21.8 | 0 | 3.8 | 2023-05-24 | 11.7 | 6.3 | 0 | 2022-05-24 | 16 | 2 | 0 | 2021-05-24 | 17.7 | 0.3 | 0 | 2020-05-24 | 20.9 | 0 | 2.9 | 2019-05-24 | 16.3 | 1.7 | 0 | 2018-05-24 | 21.7 | 0 | 3.7 | 2017-05-24 | 19.7 | 0 | 1.7 | 2016-05-24 | 25 | 0 | 7 | 1.59 | 1.91
2025-05-24 | 12.3 | 5.7 | 0 | 2024-05-24 | 23.9 | 0 | 5.9 | 2023-05-24 | 13.2 | 4.8 | 0 | 2022-05-24 | 17.3 | 0.7 | 0 | 2021-05-24 | 18.7 | 0 | 0.7 | 2020-05-24 | 23.2 | 0 | 5.2 | 2019-05-24 | 17 | 1 | 0 | 2018-05-24 | 23.1 | 0 | 5.1 | 2017-05-24 | 20 | 0 | 2 | 2016-05-24 | 25.2 | 0 | 7.2 | 1.22 | 2.61
2025-05-24 | 13 | 5 | 0 | 2024-05-24 | 25.1 | 0 | 7.1 | 2023-05-24 | 14.4 | 3.6 | 0 | 2022-05-24 | 17.6 | 0.4 | 0 | 2021-05-24 | 19.1 | 0 | 1.1 | 2020-05-24 | 24 | 0 | 6 | 2019-05-24 | 17.9 | 0.1 | 0 | 2018-05-24 | 24.1 | 0 | 6.1 | 2017-05-24 | 22.3 | 0 | 4.3 | 2016-05-24 | 26.3 | 0 | 8.3 | 0.91 | 3.29
2025-05-24 | 14.2 | 3.8 | 0 | 2024-05-24 | 25.6 | 0 | 7.6 | 2023-05-24 | 14 | 4 | 0 | 2022-05-24 | 18.9 | 0 | 0.9 | 2021-05-24 | 20.5 | 0 | 2.5 | 2020-05-24 | 24.6 | 0 | 6.6 | 2019-05-24 | 18.3 | 0 | 0.3 | 2018-05-24 | 25.2 | 0 | 7.2 | 2017-05-24 | 21.4 | 0 | 3.4 | 2016-05-24 | 27 | 0 | 9 | 0.78 | 3.75
2025-05-24 | 15.6 | 2.4 | 0 | 2024-05-24 | 26.1 | 0 | 8.1 | 2023-05-24 | 15.7 | 2.3 | 0 | 2022-05-24 | 18.2 | 0 | 0.2 | 2021-05-24 | 20.6 | 0 | 2.6 | 2020-05-24 | 24.9 | 0 | 6.9 | 2019-05-24 | 19.9 | 0 | 1.9 | 2018-05-24 | 25.9 | 0 | 7.9 | 2017-05-24 | 21.6 | 0 | 3.6 | 2016-05-24 | 28.9 | 0 | 10.9 | 0.47 | 4.21
2025-05-24 | 15.7 | 2.3 | 0 | 2024-05-24 | 25.4 | 0 | 7.4 | 2023-05-24 | 16.2 | 1.8 | 0 | 2022-05-24 | 18.2 | 0 | 0.2 | 2021-05-24 | 20.7 | 0 | 2.7 | 2020-05-24 | 25.7 | 0 | 7.7 | 2019-05-24 | 20.5 | 0 | 2.5 | 2018-05-24 | 27.7 | 0 | 9.7 | 2017-05-24 | 21.8 | 0 | 3.8 | 2016-05-24 | 29.1 | 0 | 11.1 | 0.41 | 4.51
2025-05-24 | 15.7 | 2.3 | 0 | 2024-05-24 | 25.7 | 0 | 7.7 | 2023-05-24 | 15.5 | 2.5 | 0 | 2022-05-24 | 17.5 | 0.5 | 0 | 2021-05-24 | 20.5 | 0 | 2.5 | 2020-05-24 | 23.9 | 0 | 5.9 | 2019-05-24 | 20.8 | 0 | 2.8 | 2018-05-24 | 28.4 | 0 | 10.4 | 2017-05-24 | 20.9 | 0 | 2.9 | 2016-05-24 | 29 | 0 | 11 | 0.53 | 4.32
2025-05-24 | 12.7 | 5.3 | 0 | 2024-05-24 | 24.7 | 0 | 6.7 | 2023-05-24 | 15.1 | 2.9 | 0 | 2022-05-24 | 17.6 | 0.4 | 0 | 2021-05-24 | 18.6 | 0 | 0.6 | 2020-05-24 | 23.8 | 0 | 5.8 | 2019-05-24 | 20.1 | 0 | 2.1 | 2018-05-24 | 26.6 | 0 | 8.6 | 2017-05-24 | 20.3 | 0 | 2.3 | 2016-05-24 | 28.8 | 0 | 10.8 | 0.86 | 3.69
2025-05-24 | 12.7 | 5.3 | 0 | 2024-05-24 | 23.2 | 0 | 5.2 | 2023-05-24 | 13.7 | 4.3 | 0 | 2022-05-24 | 18.1 | 0 | 0.1 | 2021-05-24 | 17.4 | 0.6 | 0 | 2020-05-24 | 22.1 | 0 | 4.1 | 2019-05-24 | 18.5 | 0 | 0.5 | 2018-05-24 | 26.6 | 0 | 8.6 | 2017-05-24 | 20 | 0 | 2 | 2016-05-24 | 27.5 | 0 | 9.5 | 1.02 | 3
2025-05-24 | 12.5 | 5.5 | 0 | 2024-05-24 | 21.6 | 0 | 3.6 | 2023-05-24 | 12.1 | 5.9 | 0 | 2022-05-24 | 17.1 | 0.9 | 0 | 2021-05-24 | 16 | 2 | 0 | 2020-05-24 | 21.3 | 0 | 3.3 | 2019-05-24 | 17.7 | 0.3 | 0 | 2018-05-24 | 25.3 | 0 | 7.3 | 2017-05-24 | 19.7 | 0 | 1.7 | 2016-05-24 | 25.8 | 0 | 7.8 | 1.46 | 2.37
2025-05-24 | 11.5 | 6.5 | 0 | 2024-05-24 | 19.3 | 0 | 1.3 | 2023-05-24 | 10.2 | 7.8 | 0 | 2022-05-24 | 15.1 | 2.9 | 0 | 2021-05-24 | 14.9 | 3.1 | 0 | 2020-05-24 | 19.1 | 0 | 1.1 | 2019-05-24 | 16.9 | 1.1 | 0 | 2018-05-24 | 22.2 | 0 | 4.2 | 2017-05-24 | 18.8 | 0 | 0.8 | 2016-05-24 | 23.9 | 0 | 5.9 | 2.14 | 1.33
2025-05-24 | 10.1 | 7.9 | 0 | 2024-05-24 | 16.4 | 1.6 | 0 | 2023-05-24 | 8.8 | 9.2 | 0 | 2022-05-24 | 13.5 | 4.5 | 0 | 2021-05-24 | 14.7 | 3.3 | 0 | 2020-05-24 | 18.5 | 0 | 0.5 | 2019-05-24 | 16.1 | 1.9 | 0 | 2018-05-24 | 22.2 | 0 | 4.2 | 2017-05-24 | 17.2 | 0.8 | 0 | 2016-05-24 | 22 | 0 | 4 | 2.92 | 0.87
2025-05-24 | 8.2 | 9.8 | 0 | 2024-05-24 | 15.4 | 2.6 | 0 | 2023-05-24 | 7.8 | 10.2 | 0 | 2022-05-24 | 12.8 | 5.2 | 0 | 2021-05-24 | 14.6 | 3.4 | 0 | 2020-05-24 | 18.4 | 0 | 0.4 | 2019-05-24 | 15.6 | 2.4 | 0 | 2018-05-24 | 20.3 | 0 | 2.3 | 2017-05-24 | 15.6 | 2.4 | 0 | 2016-05-24 | 20.8 | 0 | 2.8 | 3.6 | 0.55
2025-05-24 | 6.8 | 11.2 | 0 | 2024-05-24 | 14.6 | 3.4 | 0 | 2023-05-24 | 7.6 | 10.4 | 0 | 2022-05-24 | 13.3 | 4.7 | 0 | 2021-05-24 | 15.2 | 2.8 | 0 | 2020-05-24 | 19 | 0 | 1 | 2019-05-24 | 14.6 | 3.4 | 0 | 2018-05-24 | 18.7 | 0 | 0.7 | 2017-05-24 | 15.2 | 2.8 | 0 | 2016-05-24 | 19.9 | 0 | 1.9 | 3.87 | 0.36
2025-05-25 | 7.7 | 10.3 | 0 | 2024-05-25 | 14.2 | 3.8 | 0 | 2023-05-25 | 6.2 | 11.8 | 0 | 2022-05-25 | 12.3 | 5.7 | 0 | 2021-05-25 | 15.7 | 2.3 | 0 | 2020-05-25 | 20.7 | 0 | 2.7 | 2019-05-25 | 13.8 | 4.2 | 0 | 2018-05-25 | 17.3 | 0.7 | 0 | 2017-05-25 | 14.7 | 3.3 | 0 | 2016-05-25 | 18.3 | 0 | 0.3 | 4.21 | 0.3
2025-05-25 | 6.8 | 11.2 | 0 | 2024-05-25 | 13.3 | 4.7 | 0 | 2023-05-25 | 5.3 | 12.7 | 0 | 2022-05-25 | 11.8 | 6.2 | 0 | 2021-05-25 | 15.8 | 2.2 | 0 | 2020-05-25 | 19.4 | 0 | 1.4 | 2019-05-25 | 12.6 | 5.4 | 0 | 2018-05-25 | 17 | 1 | 0 | 2017-05-25 | 15.5 | 2.5 | 0 | 2016-05-25 | 18.1 | 0 | 0.1 | 4.59 | 0.15
2025-05-25 | 8 | 10 | 0 | 2024-05-25 | 12.8 | 5.2 | 0 | 2023-05-25 | 4.8 | 13.2 | 0 | 2022-05-25 | 11.8 | 6.2 | 0 | 2021-05-25 | 15.4 | 2.6 | 0 | 2020-05-25 | 21 | 0 | 3 | 2019-05-25 | 11.6 | 6.4 | 0 | 2018-05-25 | 16.7 | 1.3 | 0 | 2017-05-25 | 12.7 | 5.3 | 0 | 2016-05-25 | 18.6 | 0 | 0.6 | 5.02 | 0.36
2025-05-25 | 8.1 | 9.9 | 0 | 2024-05-25 | 12.8 | 5.2 | 0 | 2023-05-25 | 4.6 | 13.4 | 0 | 2022-05-25 | 11.1 | 6.9 | 0 | 2021-05-25 | 14.3 | 3.7 | 0 | 2020-05-25 | 20.4 | 0 | 2.4 | 2019-05-25 | 11.2 | 6.8 | 0 | 2018-05-25 | 17.8 | 0.2 | 0 | 2017-05-25 | 13.4 | 4.6 | 0 | 2016-05-25 | 17.5 | 0.5 | 0 | 5.12 | 0.24
2025-05-25 | 7.2 | 10.8 | 0 | 2024-05-25 | 13.7 | 4.3 | 0 | 2023-05-25 | 4.2 | 13.8 | 0 | 2022-05-25 | 10.7 | 7.3 | 0 | 2021-05-25 | 14 | 4 | 0 | 2020-05-25 | 20.8 | 0 | 2.8 | 2019-05-25 | 11.2 | 6.8 | 0 | 2018-05-25 | 16.2 | 1.8 | 0 | 2017-05-25 | 13.6 | 4.4 | 0 | 2016-05-25 | 16.7 | 1.3 | 0 | 5.45 | 0.28
2025-05-25 | 7.7 | 10.3 | 0 | 2024-05-25 | 14 | 4 | 0 | 2023-05-25 | 4.2 | 13.8 | 0 | 2022-05-25 | 10.7 | 7.3 | 0 | 2021-05-25 | 15.3 | 2.7 | 0 | 2020-05-25 | 20.4 | 0 | 2.4 | 2019-05-25 | 10.9 | 7.1 | 0 | 2018-05-25 | 17.2 | 0.8 | 0 | 2017-05-25 | 13.1 | 4.9 | 0 | 2016-05-25 | 17.8 | 0.2 | 0 | 5.11 | 0.24
2025-05-25 | 9.3 | 8.7 | 0 | 2024-05-25 | 14.6 | 3.4 | 0 | 2023-05-25 | 5.3 | 12.7 | 0 | 2022-05-25 | 12.2 | 5.8 | 0 | 2021-05-25 | 15 | 3 | 0 | 2020-05-25 | 20.7 | 0 | 2.7 | 2019-05-25 | 11.6 | 6.4 | 0 | 2018-05-25 | 18.1 | 0 | 0.1 | 2017-05-25 | 12.7 | 5.3 | 0 | 2016-05-25 | 18.6 | 0 | 0.6 | 4.53 | 0.34
2025-05-25 | 11.1 | 6.9 | 0 | 2024-05-25 | 15 | 3 | 0 | 2023-05-25 | 7.3 | 10.7 | 0 | 2022-05-25 | 14.8 | 3.2 | 0 | 2021-05-25 | 17.4 | 0.6 | 0 | 2020-05-25 | 22.4 | 0 | 4.4 | 2019-05-25 | 11.5 | 6.5 | 0 | 2018-05-25 | 20.8 | 0 | 2.8 | 2017-05-25 | 12.5 | 5.5 | 0 | 2016-05-25 | 19.2 | 0 | 1.2 | 3.64 | 0.84
2025-05-25 | 12.8 | 5.2 | 0 | 2024-05-25 | 14.9 | 3.1 | 0 | 2023-05-25 | 8.8 | 9.2 | 0 | 2022-05-25 | 16.4 | 1.6 | 0 | 2021-05-25 | 20.6 | 0 | 2.6 | 2020-05-25 | 24.2 | 0 | 6.2 | 2019-05-25 | 11.5 | 6.5 | 0 | 2018-05-25 | 22.9 | 0 | 4.9 | 2017-05-25 | 12.2 | 5.8 | 0 | 2016-05-25 | 20.1 | 0 | 2.1 | 3.14 | 1.58
2025-05-25 | 14.9 | 3.1 | 0 | 2024-05-25 | 14 | 4 | 0 | 2023-05-25 | 10.1 | 7.9 | 0 | 2022-05-25 | 16.7 | 1.3 | 0 | 2021-05-25 | 23.9 | 0 | 5.9 | 2020-05-25 | 26.2 | 0 | 8.2 | 2019-05-25 | 11.6 | 6.4 | 0 | 2018-05-25 | 25.1 | 0 | 7.1 | 2017-05-25 | 12.2 | 5.8 | 0 | 2016-05-25 | 23.3 | 0 | 5.3 | 2.85 | 2.65
2025-05-25 | 16.4 | 1.6 | 0 | 2024-05-25 | 13.8 | 4.2 | 0 | 2023-05-25 | 11.9 | 6.1 | 0 | 2022-05-25 | 16.6 | 1.4 | 0 | 2021-05-25 | 24.9 | 0 | 6.9 | 2020-05-25 | 27.5 | 0 | 9.5 | 2019-05-25 | 12 | 6 | 0 | 2018-05-25 | 25.9 | 0 | 7.9 | 2017-05-25 | 12.3 | 5.7 | 0 | 2016-05-25 | 25.7 | 0 | 7.7 | 2.5 | 3.2
2025-05-25 | 17.8 | 0.2 | 0 | 2024-05-25 | 13.1 | 4.9 | 0 | 2023-05-25 | 13.3 | 4.7 | 0 | 2022-05-25 | 18.7 | 0 | 0.7 | 2021-05-25 | 27.5 | 0 | 9.5 | 2020-05-25 | 29.9 | 0 | 11.9 | 2019-05-25 | 13.2 | 4.8 | 0 | 2018-05-25 | 27.5 | 0 | 9.5 | 2017-05-25 | 11.9 | 6.1 | 0 | 2016-05-25 | 26.4 | 0 | 8.4 | 2.07 | 4
2025-05-25 | 16.9 | 1.1 | 0 | 2024-05-25 | 13.3 | 4.7 | 0 | 2023-05-25 | 13.9 | 4.1 | 0 | 2022-05-25 | 19.2 | 0 | 1.2 | 2021-05-25 | 30.8 | 0 | 12.8 | 2020-05-25 | 28.8 | 0 | 10.8 | 2019-05-25 | 15.7 | 2.3 | 0 | 2018-05-25 | 28 | 0 | 10 | 2017-05-25 | 11.4 | 6.6 | 0 | 2016-05-25 | 27 | 0 | 9 | 1.88 | 4.38
2025-05-25 | 14.4 | 3.6 | 0 | 2024-05-25 | 14.4 | 3.6 | 0 | 2023-05-25 | 13.5 | 4.5 | 0 | 2022-05-25 | 19.5 | 0 | 1.5 | 2021-05-25 | 31.6 | 0 | 13.6 | 2020-05-25 | 29.5 | 0 | 11.5 | 2019-05-25 | 17.6 | 0.4 | 0 | 2018-05-25 | 28.7 | 0 | 10.7 | 2017-05-25 | 11 | 7 | 0 | 2016-05-25 | 28.6 | 0 | 10.6 | 1.91 | 4.79
2025-05-25 | 12.9 | 5.1 | 0 | 2024-05-25 | 15.8 | 2.2 | 0 | 2023-05-25 | 14.5 | 3.5 | 0 | 2022-05-25 | 18.6 | 0 | 0.6 | 2021-05-25 | 31.6 | 0 | 13.6 | 2020-05-25 | 29.2 | 0 | 11.2 | 2019-05-25 | 17.5 | 0.5 | 0 | 2018-05-25 | 29.2 | 0 | 11.2 | 2017-05-25 | 10.9 | 7.1 | 0 | 2016-05-25 | 28 | 0 | 10 | 1.84 | 4.66
2025-05-25 | 12.1 | 5.9 | 0 | 2024-05-25 | 16.9 | 1.1 | 0 | 2023-05-25 | 14.9 | 3.1 | 0 | 2022-05-25 | 17.9 | 0.1 | 0 | 2021-05-25 | 31.4 | 0 | 13.4 | 2020-05-25 | 28.7 | 0 | 10.7 | 2019-05-25 | 18.6 | 0 | 0.6 | 2018-05-25 | 30.1 | 0 | 12.1 | 2017-05-25 | 11.2 | 6.8 | 0 | 2016-05-25 | 29.1 | 0 | 11.1 | 1.7 | 4.79
2025-05-25 | 12.1 | 5.9 | 0 | 2024-05-25 | 18.7 | 0 | 0.7 | 2023-05-25 | 15.7 | 2.3 | 0 | 2022-05-25 | 17.7 | 0.3 | 0 | 2021-05-25 | 31.3 | 0 | 13.3 | 2020-05-25 | 28 | 0 | 10 | 2019-05-25 | 19.9 | 0 | 1.9 | 2018-05-25 | 30.2 | 0 | 12.2 | 2017-05-25 | 11.1 | 6.9 | 0 | 2016-05-25 | 29.5 | 0 | 11.5 | 1.54 | 4.96
2025-05-25 | 15 | 3 | 0 | 2024-05-25 | 19.5 | 0 | 1.5 | 2023-05-25 | 14.9 | 3.1 | 0 | 2022-05-25 | 17.5 | 0.5 | 0 | 2021-05-25 | 30.1 | 0 | 12.1 | 2020-05-25 | 26.4 | 0 | 8.4 | 2019-05-25 | 18.5 | 0 | 0.5 | 2018-05-25 | 30 | 0 | 12 | 2017-05-25 | 11.4 | 6.6 | 0 | 2016-05-25 | 29.2 | 0 | 11.2 | 1.32 | 4.57
2025-05-25 | 14.5 | 3.5 | 0 | 2024-05-25 | 19.6 | 0 | 1.6 | 2023-05-25 | 14.7 | 3.3 | 0 | 2022-05-25 | 17.3 | 0.7 | 0 | 2021-05-25 | 28.9 | 0 | 10.9 | 2020-05-25 | 28 | 0 | 10 | 2019-05-25 | 18.9 | 0 | 0.9 | 2018-05-25 | 28.4 | 0 | 10.4 | 2017-05-25 | 11.7 | 6.3 | 0 | 2016-05-25 | 27.9 | 0 | 9.9 | 1.38 | 4.37
2025-05-25 | 14.5 | 3.5 | 0 | 2024-05-25 | 18 | 0 | 0 | 2023-05-25 | 13.6 | 4.4 | 0 | 2022-05-25 | 17.2 | 0.8 | 0 | 2021-05-25 | 28.3 | 0 | 10.3 | 2020-05-25 | 27 | 0 | 9 | 2019-05-25 | 16 | 2 | 0 | 2018-05-25 | 27 | 0 | 9 | 2017-05-25 | 12.1 | 5.9 | 0 | 2016-05-25 | 25.8 | 0 | 7.8 | 1.66 | 3.61
2025-05-25 | 13.2 | 4.8 | 0 | 2024-05-25 | 15.5 | 2.5 | 0 | 2023-05-25 | 12.2 | 5.8 | 0 | 2022-05-25 | 16.4 | 1.6 | 0 | 2021-05-25 | 27.2 | 0 | 9.2 | 2020-05-25 | 23.6 | 0 | 5.6 | 2019-05-25 | 17.3 | 0.7 | 0 | 2018-05-25 | 25.5 | 0 | 7.5 | 2017-05-25 | 12.1 | 5.9 | 0 | 2016-05-25 | 24.3 | 0 | 6.3 | 2.13 | 2.86
2025-05-25 | 12.8 | 5.2 | 0 | 2024-05-25 | 14.4 | 3.6 | 0 | 2023-05-25 | 11.7 | 6.3 | 0 | 2022-05-25 | 16.6 | 1.4 | 0 | 2021-05-25 | 26.2 | 0 | 8.2 | 2020-05-25 | 23.5 | 0 | 5.5 | 2019-05-25 | 18.4 | 0 | 0.4 | 2018-05-25 | 24.5 | 0 | 6.5 | 2017-05-25 | 12.3 | 5.7 | 0 | 2016-05-25 | 22.7 | 0 | 4.7 | 2.22 | 2.53
2025-05-25 | 11.8 | 6.2 | 0 | 2024-05-25 | 14.2 | 3.8 | 0 | 2023-05-25 | 11 | 7 | 0 | 2022-05-25 | 16.1 | 1.9 | 0 | 2021-05-25 | 25.8 | 0 | 7.8 | 2020-05-25 | 21.2 | 0 | 3.2 | 2019-05-25 | 18.9 | 0 | 0.9 | 2018-05-25 | 23.6 | 0 | 5.6 | 2017-05-25 | 12.2 | 5.8 | 0 | 2016-05-25 | 21.5 | 0 | 3.5 | 2.47 | 2.1
2025-05-25 | 11.3 | 6.7 | 0 | 2024-05-25 | 13.9 | 4.1 | 0 | 2023-05-25 | 9.9 | 8.1 | 0 | 2022-05-25 | 15.2 | 2.8 | 0 | 2021-05-25 | 25.4 | 0 | 7.4 | 2020-05-25 | 20.5 | 0 | 2.5 | 2019-05-25 | 18.6 | 0 | 0.6 | 2018-05-25 | 22.6 | 0 | 4.6 | 2017-05-25 | 12.1 | 5.9 | 0 | 2016-05-25 | 21.2 | 0 | 3.2 | 2.76 | 1.83
2025-05-26 | 9.4 | 8.6 | 0 | 2024-05-26 | 13.4 | 4.6 | 0 | 2023-05-26 | 9.6 | 8.4 | 0 | 2022-05-26 | 14.2 | 3.8 | 0 | 2021-05-26 | 24.1 | 0 | 6.1 | 2020-05-26 | 19.8 | 0 | 1.8 | 2019-05-26 | 18.8 | 0 | 0.8 | 2018-05-26 | 20.7 | 0 | 2.7 | 2017-05-26 | 12.3 | 5.7 | 0 | 2016-05-26 | 19.6 | 0 | 1.6 | 3.11 | 1.3
2025-05-26 | 9.4 | 8.6 | 0 | 2024-05-26 | 13 | 5 | 0 | 2023-05-26 | 8.8 | 9.2 | 0 | 2022-05-26 | 13.8 | 4.2 | 0 | 2021-05-26 | 24 | 0 | 6 | 2020-05-26 | 18.6 | 0 | 0.6 | 2019-05-26 | 19 | 0 | 1 | 2018-05-26 | 21.4 | 0 | 3.4 | 2017-05-26 | 12.1 | 5.9 | 0 | 2016-05-26 | 18.6 | 0 | 0.6 | 3.29 | 1.16
2025-05-26 | 9 | 9 | 0 | 2024-05-26 | 13.1 | 4.9 | 0 | 2023-05-26 | 8.4 | 9.6 | 0 | 2022-05-26 | 14.2 | 3.8 | 0 | 2021-05-26 | 23.7 | 0 | 5.7 | 2020-05-26 | 19.5 | 0 | 1.5 | 2019-05-26 | 18.5 | 0 | 0.5 | 2018-05-26 | 21.6 | 0 | 3.6 | 2017-05-26 | 12.8 | 5.2 | 0 | 2016-05-26 | 19.3 | 0 | 1.3 | 3.25 | 1.26
2025-05-26 | 7.6 | 10.4 | 0 | 2024-05-26 | 13.3 | 4.7 | 0 | 2023-05-26 | 7.2 | 10.8 | 0 | 2022-05-26 | 14.7 | 3.3 | 0 | 2021-05-26 | 23.4 | 0 | 5.4 | 2020-05-26 | 19.9 | 0 | 1.9 | 2019-05-26 | 17.6 | 0.4 | 0 | 2018-05-26 | 20.7 | 0 | 2.7 | 2017-05-26 | 12.8 | 5.2 | 0 | 2016-05-26 | 18.9 | 0 | 0.9 | 3.48 | 1.09
2025-05-26 | 7.8 | 10.2 | 0 | 2024-05-26 | 12.5 | 5.5 | 0 | 2023-05-26 | 7 | 11 | 0 | 2022-05-26 | 15.3 | 2.7 | 0 | 2021-05-26 | 23.4 | 0 | 5.4 | 2020-05-26 | 16.8 | 1.2 | 0 | 2019-05-26 | 17 | 1 | 0 | 2018-05-26 | 18.5 | 0 | 0.5 | 2017-05-26 | 12.8 | 5.2 | 0 | 2016-05-26 | 17.7 | 0.3 | 0 | 3.71 | 0.59
2025-05-26 | 7.4 | 10.6 | 0 | 2024-05-26 | 12.7 | 5.3 | 0 | 2023-05-26 | 7.2 | 10.8 | 0 | 2022-05-26 | 15.1 | 2.9 | 0 | 2021-05-26 | 22.7 | 0 | 4.7 | 2020-05-26 | 16.7 | 1.3 | 0 | 2019-05-26 | 16.6 | 1.4 | 0 | 2018-05-26 | 17.9 | 0.1 | 0 | 2017-05-26 | 12.8 | 5.2 | 0 | 2016-05-26 | 18.5 | 0 | 0.5 | 3.76 | 0.52
2025-05-26 | 9.5 | 8.5 | 0 | 2024-05-26 | 12.6 | 5.4 | 0 | 2023-05-26 | 8.6 | 9.4 | 0 | 2022-05-26 | 15.6 | 2.4 | 0 | 2021-05-26 | 22.9 | 0 | 4.9 | 2020-05-26 | 18.7 | 0 | 0.7 | 2019-05-26 | 18 | 0 | 0 | 2018-05-26 | 20.8 | 0 | 2.8 | 2017-05-26 | 13.2 | 4.8 | 0 | 2016-05-26 | 17.3 | 0.7 | 0 | 3.12 | 0.84
2025-05-26 | 11.7 | 6.3 | 0 | 2024-05-26 | 14.5 | 3.5 | 0 | 2023-05-26 | 10.9 | 7.1 | 0 | 2022-05-26 | 16.8 | 1.2 | 0 | 2021-05-26 | 23.2 | 0 | 5.2 | 2020-05-26 | 21.3 | 0 | 3.3 | 2019-05-26 | 19.2 | 0 | 1.2 | 2018-05-26 | 22 | 0 | 4 | 2017-05-26 | 13.7 | 4.3 | 0 | 2016-05-26 | 17.6 | 0.4 | 0 | 2.28 | 1.37
2025-05-26 | 13.9 | 4.1 | 0 | 2024-05-26 | 15.8 | 2.2 | 0 | 2023-05-26 | 13.3 | 4.7 | 0 | 2022-05-26 | 17.2 | 0.8 | 0 | 2021-05-26 | 25.1 | 0 | 7.1 | 2020-05-26 | 23.1 | 0 | 5.1 | 2019-05-26 | 19.4 | 0 | 1.4 | 2018-05-26 | 22.2 | 0 | 4.2 | 2017-05-26 | 14.5 | 3.5 | 0 | 2016-05-26 | 18.5 | 0 | 0.5 | 1.53 | 1.83
2025-05-26 | 15.8 | 2.2 | 0 | 2024-05-26 | 17.1 | 0.9 | 0 | 2023-05-26 | 15.8 | 2.2 | 0 | 2022-05-26 | 18 | 0 | 0 | 2021-05-26 | 23.8 | 0 | 5.8 | 2020-05-26 | 25.5 | 0 | 7.5 | 2019-05-26 | 20.3 | 0 | 2.3 | 2018-05-26 | 23.8 | 0 | 5.8 | 2017-05-26 | 16.1 | 1.9 | 0 | 2016-05-26 | 19.9 | 0 | 1.9 | 0.72 | 2.33
2025-05-26 | 18 | 0 | 0 | 2024-05-26 | 18.8 | 0 | 0.8 | 2023-05-26 | 17.9 | 0.1 | 0 | 2022-05-26 | 21.8 | 0 | 3.8 | 2021-05-26 | 21.8 | 0 | 3.8 | 2020-05-26 | 25.9 | 0 | 7.9 | 2019-05-26 | 21.4 | 0 | 3.4 | 2018-05-26 | 24.8 | 0 | 6.8 | 2017-05-26 | 17.1 | 0.9 | 0 | 2016-05-26 | 21 | 0 | 3 | 0.1 | 2.95
2025-05-26 | 19 | 0 | 1 | 2024-05-26 | 19.2 | 0 | 1.2 | 2023-05-26 | 18.6 | 0 | 0.6 | 2022-05-26 | 24.1 | 0 | 6.1 | 2021-05-26 | 19.8 | 0 | 1.8 | 2020-05-26 | 26.9 | 0 | 8.9 | 2019-05-26 | 23 | 0 | 5 | 2018-05-26 | 25.3 | 0 | 7.3 | 2017-05-26 | 17.6 | 0.4 | 0 | 2016-05-26 | 21.7 | 0 | 3.7 | 0.04 | 3.56
2025-05-26 | 20.5 | 0 | 2.5 | 2024-05-26 | 18.9 | 0 | 0.9 | 2023-05-26 | 19.6 | 0 | 1.6 | 2022-05-26 | 26 | 0 | 8 | 2021-05-26 | 20.8 | 0 | 2.8 | 2020-05-26 | 28.2 | 0 | 10.2 | 2019-05-26 | 22 | 0 | 4 | 2018-05-26 | 25.8 | 0 | 7.8 | 2017-05-26 | 17.5 | 0.5 | 0 | 2016-05-26 | 18.5 | 0 | 0.5 | 0.05 | 3.83
2025-05-26 | 20.2 | 0 | 2.2 | 2024-05-26 | 19 | 0 | 1 | 2023-05-26 | 19 | 0 | 1 | 2022-05-26 | 26.3 | 0 | 8.3 | 2021-05-26 | 22.2 | 0 | 4.2 | 2020-05-26 | 29.7 | 0 | 11.7 | 2019-05-26 | 22.5 | 0 | 4.5 | 2018-05-26 | 25.5 | 0 | 7.5 | 2017-05-26 | 17.5 | 0.5 | 0 | 2016-05-26 | 19.1 | 0 | 1.1 | 0.05 | 4.15
2025-05-26 | 21.1 | 0 | 3.1 | 2024-05-26 | 20.4 | 0 | 2.4 | 2023-05-26 | 19.6 | 0 | 1.6 | 2022-05-26 | 25.9 | 0 | 7.9 | 2021-05-26 | 23.1 | 0 | 5.1 | 2020-05-26 | 30.4 | 0 | 12.4 | 2019-05-26 | 22.2 | 0 | 4.2 | 2018-05-26 | 26.5 | 0 | 8.5 | 2017-05-26 | 15.9 | 2.1 | 0 | 2016-05-26 | 21.7 | 0 | 3.7 | 0.21 | 4.89
2025-05-26 | 20 | 0 | 2 | 2024-05-26 | 21.1 | 0 | 3.1 | 2023-05-26 | 19.3 | 0 | 1.3 | 2022-05-26 | 26.6 | 0 | 8.6 | 2021-05-26 | 23.7 | 0 | 5.7 | 2020-05-26 | 30.6 | 0 | 12.6 | 2019-05-26 | 21.3 | 0 | 3.3 | 2018-05-26 | 26.9 | 0 | 8.9 | 2017-05-26 | 16.5 | 1.5 | 0 | 2016-05-26 | 23.1 | 0 | 5.1 | 0.15 | 5.06
2025-05-26 | 18.2 | 0 | 0.2 | 2024-05-26 | 21.9 | 0 | 3.9 | 2023-05-26 | 19.6 | 0 | 1.6 | 2022-05-26 | 26.6 | 0 | 8.6 | 2021-05-26 | 22.9 | 0 | 4.9 | 2020-05-26 | 30 | 0 | 12 | 2019-05-26 | 20.9 | 0 | 2.9 | 2018-05-26 | 26.9 | 0 | 8.9 | 2017-05-26 | 17.5 | 0.5 | 0 | 2016-05-26 | 24 | 0 | 6 | 0.05 | 4.9
2025-05-26 | 20 | 0 | 2 | 2024-05-26 | 21.2 | 0 | 3.2 | 2023-05-26 | 19.1 | 0 | 1.1 | 2022-05-26 | 26.3 | 0 | 8.3 | 2021-05-26 | 23.9 | 0 | 5.9 | 2020-05-26 | 29.8 | 0 | 11.8 | 2019-05-26 | 20.4 | 0 | 2.4 | 2018-05-26 | 23.7 | 0 | 5.7 | 2017-05-26 | 16 | 2 | 0 | 2016-05-26 | 23.5 | 0 | 5.5 | 0.2 | 4.59
2025-05-26 | 19.6 | 0 | 1.6 | 2024-05-26 | 19.9 | 0 | 1.9 | 2023-05-26 | 18.2 | 0 | 0.2 | 2022-05-26 | 25.1 | 0 | 7.1 | 2021-05-26 | 22.4 | 0 | 4.4 | 2020-05-26 | 27.7 | 0 | 9.7 | 2019-05-26 | 20.3 | 0 | 2.3 | 2018-05-26 | 22.9 | 0 | 4.9 | 2017-05-26 | 16.7 | 1.3 | 0 | 2016-05-26 | 21.3 | 0 | 3.3 | 0.13 | 3.54
2025-05-26 | 18.7 | 0 | 0.7 | 2024-05-26 | 19.1 | 0 | 1.1 | 2023-05-26 | 17.5 | 0.5 | 0 | 2022-05-26 | 22.3 | 0 | 4.3 | 2021-05-26 | 22.3 | 0 | 4.3 | 2020-05-26 | 23.7 | 0 | 5.7 | 2019-05-26 | 19.2 | 0 | 1.2 | 2018-05-26 | 23.2 | 0 | 5.2 | 2017-05-26 | 15.5 | 2.5 | 0 | 2016-05-26 | 20.6 | 0 | 2.6 | 0.3 | 2.51
2025-05-26 | 18.4 | 0 | 0.4 | 2024-05-26 | 18.8 | 0 | 0.8 | 2023-05-26 | 16.6 | 1.4 | 0 | 2022-05-26 | 22.3 | 0 | 4.3 | 2021-05-26 | 18.9 | 0 | 0.9 | 2020-05-26 | 23.8 | 0 | 5.8 | 2019-05-26 | 17.4 | 0.6 | 0 | 2018-05-26 | 22.2 | 0 | 4.2 | 2017-05-26 | 15.1 | 2.9 | 0 | 2016-05-26 | 19.3 | 0 | 1.3 | 0.49 | 1.77
2025-05-26 | 17.5 | 0.5 | 0 | 2024-05-26 | 18.9 | 0 | 0.9 | 2023-05-26 | 15.9 | 2.1 | 0 | 2022-05-26 | 21.7 | 0 | 3.7 | 2021-05-26 | 16.4 | 1.6 | 0 | 2020-05-26 | 23 | 0 | 5 | 2019-05-26 | 16 | 2 | 0 | 2018-05-26 | 20.4 | 0 | 2.4 | 2017-05-26 | 15.3 | 2.7 | 0 | 2016-05-26 | 18.9 | 0 | 0.9 | 0.89 | 1.29
2025-05-26 | 16.4 | 1.6 | 0 | 2024-05-26 | 18.5 | 0 | 0.5 | 2023-05-26 | 15.7 | 2.3 | 0 | 2022-05-26 | 21.7 | 0 | 3.7 | 2021-05-26 | 14.5 | 3.5 | 0 | 2020-05-26 | 23.3 | 0 | 5.3 | 2019-05-26 | 14.9 | 3.1 | 0 | 2018-05-26 | 18.6 | 0 | 0.6 | 2017-05-26 | 14.9 | 3.1 | 0 | 2016-05-26 | 18.4 | 0 | 0.4 | 1.36 | 1.05
2025-05-26 | 14.2 | 3.8 | 0 | 2024-05-26 | 18.9 | 0 | 0.9 | 2023-05-26 | 14.3 | 3.7 | 0 | 2022-05-26 | 20.8 | 0 | 2.8 | 2021-05-26 | 12.8 | 5.2 | 0 | 2020-05-26 | 22.3 | 0 | 4.3 | 2019-05-26 | 13.9 | 4.1 | 0 | 2018-05-26 | 17.2 | 0.8 | 0 | 2017-05-26 | 15 | 3 | 0 | 2016-05-26 | 17.9 | 0.1 | 0 | 2.07 | 0.8
2025-05-27 | 13.1 | 4.9 | 0 | 2024-05-27 | 16.8 | 1.2 | 0 | 2023-05-27 | 12.1 | 5.9 | 0 | 2022-05-27 | 19.9 | 0 | 1.9 | 2021-05-27 | 11.3 | 6.7 | 0 | 2020-05-27 | 21.5 | 0 | 3.5 | 2019-05-27 | 13 | 5 | 0 | 2018-05-27 | 17.4 | 0.6 | 0 | 2017-05-27 | 14.7 | 3.3 | 0 | 2016-05-27 | 17.5 | 0.5 | 0 | 2.81 | 0.54
2025-05-27 | 13.1 | 4.9 | 0 | 2024-05-27 | 15.7 | 2.3 | 0 | 2023-05-27 | 12.8 | 5.2 | 0 | 2022-05-27 | 19.6 | 0 | 1.6 | 2021-05-27 | 10 | 8 | 0 | 2020-05-27 | 21.9 | 0 | 3.9 | 2019-05-27 | 12.4 | 5.6 | 0 | 2018-05-27 | 18 | 0 | 0 | 2017-05-27 | 14.3 | 3.7 | 0 | 2016-05-27 | 17.2 | 0.8 | 0 | 3.05 | 0.55
2025-05-27 | 12.3 | 5.7 | 0 | 2024-05-27 | 16.4 | 1.6 | 0 | 2023-05-27 | 11.4 | 6.6 | 0 | 2022-05-27 | 20.1 | 0 | 2.1 | 2021-05-27 | 9.4 | 8.6 | 0 | 2020-05-27 | 21.2 | 0 | 3.2 | 2019-05-27 | 11.8 | 6.2 | 0 | 2018-05-27 | 17.6 | 0.4 | 0 | 2017-05-27 | 14.3 | 3.7 | 0 | 2016-05-27 | 17.3 | 0.7 | 0 | 3.35 | 0.53
2025-05-27 | 11.4 | 6.6 | 0 | 2024-05-27 | 17 | 1 | 0 | 2023-05-27 | 9.9 | 8.1 | 0 | 2022-05-27 | 19 | 0 | 1 | 2021-05-27 | 8.7 | 9.3 | 0 | 2020-05-27 | 21 | 0 | 3 | 2019-05-27 | 11.2 | 6.8 | 0 | 2018-05-27 | 17.2 | 0.8 | 0 | 2017-05-27 | 13.9 | 4.1 | 0 | 2016-05-27 | 17.3 | 0.7 | 0 | 3.74 | 0.4
2025-05-27 | 11.3 | 6.7 | 0 | 2024-05-27 | 17.2 | 0.8 | 0 | 2023-05-27 | 8.7 | 9.3 | 0 | 2022-05-27 | 18.2 | 0 | 0.2 | 2021-05-27 | 8.2 | 9.8 | 0 | 2020-05-27 | 19.7 | 0 | 1.7 | 2019-05-27 | 11.8 | 6.2 | 0 | 2018-05-27 | 16.7 | 1.3 | 0 | 2017-05-27 | 13.7 | 4.3 | 0 | 2016-05-27 | 17 | 1 | 0 | 3.94 | 0.19
2025-05-27 | 11.1 | 6.9 | 0 | 2024-05-27 | 18.6 | 0 | 0.6 | 2023-05-27 | 9.5 | 8.5 | 0 | 2022-05-27 | 17.8 | 0.2 | 0 | 2021-05-27 | 8.4 | 9.6 | 0 | 2020-05-27 | 19.2 | 0 | 1.2 | 2019-05-27 | 12.1 | 5.9 | 0 | 2018-05-27 | 16.9 | 1.1 | 0 | 2017-05-27 | 14.1 | 3.9 | 0 | 2016-05-27 | 16.6 | 1.4 | 0 | 3.75 | 0.18
2025-05-27 | 12.7 | 5.3 | 0 | 2024-05-27 | 18.6 | 0 | 0.6 | 2023-05-27 | 12.3 | 5.7 | 0 | 2022-05-27 | 17.7 | 0.3 | 0 | 2021-05-27 | 9.2 | 8.8 | 0 | 2020-05-27 | 21.6 | 0 | 3.6 | 2019-05-27 | 13.8 | 4.2 | 0 | 2018-05-27 | 17.5 | 0.5 | 0 | 2017-05-27 | 14.4 | 3.6 | 0 | 2016-05-27 | 19.3 | 0 | 1.3 | 2.84 | 0.55
2025-05-27 | 15.6 | 2.4 | 0 | 2024-05-27 | 18.8 | 0 | 0.8 | 2023-05-27 | 14.3 | 3.7 | 0 | 2022-05-27 | 17.8 | 0.2 | 0 | 2021-05-27 | 10.9 | 7.1 | 0 | 2020-05-27 | 24.9 | 0 | 6.9 | 2019-05-27 | 15.8 | 2.2 | 0 | 2018-05-27 | 18.5 | 0 | 0.5 | 2017-05-27 | 14.9 | 3.1 | 0 | 2016-05-27 | 21.9 | 0 | 3.9 | 1.87 | 1.21
2025-05-27 | 17.2 | 0.8 | 0 | 2024-05-27 | 18.6 | 0 | 0.6 | 2023-05-27 | 16.6 | 1.4 | 0 | 2022-05-27 | 18.2 | 0 | 0.2 | 2021-05-27 | 12.5 | 5.5 | 0 | 2020-05-27 | 25.4 | 0 | 7.4 | 2019-05-27 | 17.3 | 0.7 | 0 | 2018-05-27 | 19.7 | 0 | 1.7 | 2017-05-27 | 15.5 | 2.5 | 0 | 2016-05-27 | 23.9 | 0 | 5.9 | 1.09 | 1.58
2025-05-27 | 18.8 | 0 | 0.8 | 2024-05-27 | 17.3 | 0.7 | 0 | 2023-05-27 | 19.1 | 0 | 1.1 | 2022-05-27 | 18.6 | 0 | 0.6 | 2021-05-27 | 13.2 | 4.8 | 0 | 2020-05-27 | 25.7 | 0 | 7.7 | 2019-05-27 | 18.3 | 0 | 0.3 | 2018-05-27 | 21.9 | 0 | 3.9 | 2017-05-27 | 16.8 | 1.2 | 0 | 2016-05-27 | 25.7 | 0 | 7.7 | 0.67 | 2.21
2025-05-27 | 19.9 | 0 | 1.9 | 2024-05-27 | 17.6 | 0.4 | 0 | 2023-05-27 | 20.1 | 0 | 2.1 | 2022-05-27 | 19.5 | 0 | 1.5 | 2021-05-27 | 13.7 | 4.3 | 0 | 2020-05-27 | 26.2 | 0 | 8.2 | 2019-05-27 | 19.7 | 0 | 1.7 | 2018-05-27 | 23.5 | 0 | 5.5 | 2017-05-27 | 18 | 0 | 0 | 2016-05-27 | 25.6 | 0 | 7.6 | 0.47 | 2.85
2025-05-27 | 20.2 | 0 | 2.2 | 2024-05-27 | 18.6 | 0 | 0.6 | 2023-05-27 | 21.3 | 0 | 3.3 | 2022-05-27 | 20.3 | 0 | 2.3 | 2021-05-27 | 14.6 | 3.4 | 0 | 2020-05-27 | 26.3 | 0 | 8.3 | 2019-05-27 | 21.1 | 0 | 3.1 | 2018-05-27 | 23.2 | 0 | 5.2 | 2017-05-27 | 17.8 | 0.2 | 0 | 2016-05-27 | 26.2 | 0 | 8.2 | 0.36 | 3.32
2025-05-27 | 20.3 | 0 | 2.3 | 2024-05-27 | 19.3 | 0 | 1.3 | 2023-05-27 | 21.7 | 0 | 3.7 | 2022-05-27 | 21.1 | 0 | 3.1 | 2021-05-27 | 15.7 | 2.3 | 0 | 2020-05-27 | 26.1 | 0 | 8.1 | 2019-05-27 | 21.6 | 0 | 3.6 | 2018-05-27 | 24.8 | 0 | 6.8 | 2017-05-27 | 16.1 | 1.9 | 0 | 2016-05-27 | 27.5 | 0 | 9.5 | 0.42 | 3.84
2025-05-27 | 21 | 0 | 3 | 2024-05-27 | 21.8 | 0 | 3.8 | 2023-05-27 | 22.4 | 0 | 4.4 | 2022-05-27 | 20.3 | 0 | 2.3 | 2021-05-27 | 16.5 | 1.5 | 0 | 2020-05-27 | 26.5 | 0 | 8.5 | 2019-05-27 | 21.4 | 0 | 3.4 | 2018-05-27 | 25.1 | 0 | 7.1 | 2017-05-27 | 16.8 | 1.2 | 0 | 2016-05-27 | 26.9 | 0 | 8.9 | 0.27 | 4.14
2025-05-27 | 20.9 | 0 | 2.9 | 2024-05-27 | 24.1 | 0 | 6.1 | 2023-05-27 | 22.6 | 0 | 4.6 | 2022-05-27 | 20.7 | 0 | 2.7 | 2021-05-27 | 17.8 | 0.2 | 0 | 2020-05-27 | 27.1 | 0 | 9.1 | 2019-05-27 | 22.5 | 0 | 4.5 | 2018-05-27 | 25.6 | 0 | 7.6 | 2017-05-27 | 17.8 | 0.2 | 0 | 2016-05-27 | 27.1 | 0 | 9.1 | 0.04 | 4.66
2025-05-27 | 20.9 | 0 | 2.9 | 2024-05-27 | 24.4 | 0 | 6.4 | 2023-05-27 | 23.5 | 0 | 5.5 | 2022-05-27 | 23.4 | 0 | 5.4 | 2021-05-27 | 17.7 | 0.3 | 0 | 2020-05-27 | 27 | 0 | 9 | 2019-05-27 | 21.9 | 0 | 3.9 | 2018-05-27 | 26.3 | 0 | 8.3 | 2017-05-27 | 18.8 | 0 | 0.8 | 2016-05-27 | 28.7 | 0 | 10.7 | 0.03 | 5.29
2025-05-27 | 21.3 | 0 | 3.3 | 2024-05-27 | 23.9 | 0 | 5.9 | 2023-05-27 | 22.8 | 0 | 4.8 | 2022-05-27 | 22.6 | 0 | 4.6 | 2021-05-27 | 16.2 | 1.8 | 0 | 2020-05-27 | 28.3 | 0 | 10.3 | 2019-05-27 | 21.5 | 0 | 3.5 | 2018-05-27 | 24.1 | 0 | 6.1 | 2017-05-27 | 18.7 | 0 | 0.7 | 2016-05-27 | 28.9 | 0 | 10.9 | 0.18 | 5.01
2025-05-27 | 20.9 | 0 | 2.9 | 2024-05-27 | 23.2 | 0 | 5.2 | 2023-05-27 | 22.8 | 0 | 4.8 | 2022-05-27 | 22.2 | 0 | 4.2 | 2021-05-27 | 14 | 4 | 0 | 2020-05-27 | 28 | 0 | 10 | 2019-05-27 | 20.9 | 0 | 2.9 | 2018-05-27 | 21.4 | 0 | 3.4 | 2017-05-27 | 16.7 | 1.3 | 0 | 2016-05-27 | 28.8 | 0 | 10.8 | 0.53 | 4.42
2025-05-27 | 20.7 | 0 | 2.7 | 2024-05-27 | 21.1 | 0 | 3.1 | 2023-05-27 | 22 | 0 | 4 | 2022-05-27 | 22.2 | 0 | 4.2 | 2021-05-27 | 12.9 | 5.1 | 0 | 2020-05-27 | 27.2 | 0 | 9.2 | 2019-05-27 | 19.6 | 0 | 1.6 | 2018-05-27 | 22.2 | 0 | 4.2 | 2017-05-27 | 16.7 | 1.3 | 0 | 2016-05-27 | 28.6 | 0 | 10.6 | 0.64 | 3.96
2025-05-27 | 19.9 | 0 | 1.9 | 2024-05-27 | 18.6 | 0 | 0.6 | 2023-05-27 | 21 | 0 | 3 | 2022-05-27 | 18.1 | 0 | 0.1 | 2021-05-27 | 11.7 | 6.3 | 0 | 2020-05-27 | 24.5 | 0 | 6.5 | 2019-05-27 | 17.7 | 0.3 | 0 | 2018-05-27 | 21.9 | 0 | 3.9 | 2017-05-27 | 16.2 | 1.8 | 0 | 2016-05-27 | 27.5 | 0 | 9.5 | 0.84 | 2.55
2025-05-27 | 15.8 | 2.2 | 0 | 2024-05-27 | 17.6 | 0.4 | 0 | 2023-05-27 | 20.1 | 0 | 2.1 | 2022-05-27 | 18.7 | 0 | 0.7 | 2021-05-27 | 10.2 | 7.8 | 0 | 2020-05-27 | 22.1 | 0 | 4.1 | 2019-05-27 | 16.4 | 1.6 | 0 | 2018-05-27 | 20.9 | 0 | 2.9 | 2017-05-27 | 15.1 | 2.9 | 0 | 2016-05-27 | 26.7 | 0 | 8.7 | 1.49 | 1.85
2025-05-27 | 15.5 | 2.5 | 0 | 2024-05-27 | 16.7 | 1.3 | 0 | 2023-05-27 | 18.1 | 0 | 0.1 | 2022-05-27 | 16 | 2 | 0 | 2021-05-27 | 9.4 | 8.6 | 0 | 2020-05-27 | 21.3 | 0 | 3.3 | 2019-05-27 | 16.2 | 1.8 | 0 | 2018-05-27 | 20.1 | 0 | 2.1 | 2017-05-27 | 14 | 4 | 0 | 2016-05-27 | 25.7 | 0 | 7.7 | 2.02 | 1.32
2025-05-27 | 14.7 | 3.3 | 0 | 2024-05-27 | 16.6 | 1.4 | 0 | 2023-05-27 | 17.7 | 0.3 | 0 | 2022-05-27 | 15.7 | 2.3 | 0 | 2021-05-27 | 8.5 | 9.5 | 0 | 2020-05-27 | 21.4 | 0 | 3.4 | 2019-05-27 | 14.4 | 3.6 | 0 | 2018-05-27 | 18.8 | 0 | 0.8 | 2017-05-27 | 13 | 5 | 0 | 2016-05-27 | 23.4 | 0 | 5.4 | 2.54 | 0.96
2025-05-27 | 12.9 | 5.1 | 0 | 2024-05-27 | 16.3 | 1.7 | 0 | 2023-05-27 | 16.5 | 1.5 | 0 | 2022-05-27 | 15.4 | 2.6 | 0 | 2021-05-27 | 8.4 | 9.6 | 0 | 2020-05-27 | 20.8 | 0 | 2.8 | 2019-05-27 | 15.5 | 2.5 | 0 | 2018-05-27 | 19 | 0 | 1 | 2017-05-27 | 13.9 | 4.1 | 0 | 2016-05-27 | 22.1 | 0 | 4.1 | 2.71 | 0.79
2025-05-28 | 13.9 | 4.1 | 0 | 2024-05-28 | 15.9 | 2.1 | 0 | 2023-05-28 | 15.2 | 2.8 | 0 | 2022-05-28 | 15.3 | 2.7 | 0 | 2021-05-28 | 8.5 | 9.5 | 0 | 2020-05-28 | 20.5 | 0 | 2.5 | 2019-05-28 | 14.3 | 3.7 | 0 | 2018-05-28 | 17.9 | 0.1 | 0 | 2017-05-28 | 13.5 | 4.5 | 0 | 2016-05-28 | 21.6 | 0 | 3.6 | 2.95 | 0.61
2025-05-28 | 13.4 | 4.6 | 0 | 2024-05-28 | 15.6 | 2.4 | 0 | 2023-05-28 | 14.6 | 3.4 | 0 | 2022-05-28 | 15.2 | 2.8 | 0 | 2021-05-28 | 8.7 | 9.3 | 0 | 2020-05-28 | 20.1 | 0 | 2.1 | 2019-05-28 | 13 | 5 | 0 | 2018-05-28 | 16.5 | 1.5 | 0 | 2017-05-28 | 11.9 | 6.1 | 0 | 2016-05-28 | 19.5 | 0 | 1.5 | 3.51 | 0.36
2025-05-28 | 12.4 | 5.6 | 0 | 2024-05-28 | 15.6 | 2.4 | 0 | 2023-05-28 | 14.3 | 3.7 | 0 | 2022-05-28 | 15 | 3 | 0 | 2021-05-28 | 9.8 | 8.2 | 0 | 2020-05-28 | 20.3 | 0 | 2.3 | 2019-05-28 | 12.2 | 5.8 | 0 | 2018-05-28 | 15.8 | 2.2 | 0 | 2017-05-28 | 12.6 | 5.4 | 0 | 2016-05-28 | 20.6 | 0 | 2.6 | 3.63 | 0.49
2025-05-28 | 12.2 | 5.8 | 0 | 2024-05-28 | 14.7 | 3.3 | 0 | 2023-05-28 | 13.2 | 4.8 | 0 | 2022-05-28 | 14.8 | 3.2 | 0 | 2021-05-28 | 9.7 | 8.3 | 0 | 2020-05-28 | 19.9 | 0 | 1.9 | 2019-05-28 | 11.7 | 6.3 | 0 | 2018-05-28 | 15.3 | 2.7 | 0 | 2017-05-28 | 12.9 | 5.1 | 0 | 2016-05-28 | 20.2 | 0 | 2.2 | 3.95 | 0.41
2025-05-28 | 11.2 | 6.8 | 0 | 2024-05-28 | 14.8 | 3.2 | 0 | 2023-05-28 | 12.6 | 5.4 | 0 | 2022-05-28 | 14.2 | 3.8 | 0 | 2021-05-28 | 9 | 9 | 0 | 2020-05-28 | 19.6 | 0 | 1.6 | 2019-05-28 | 11.1 | 6.9 | 0 | 2018-05-28 | 15.3 | 2.7 | 0 | 2017-05-28 | 12.5 | 5.5 | 0 | 2016-05-28 | 20 | 0 | 2 | 4.33 | 0.36
2025-05-28 | 10.5 | 7.5 | 0 | 2024-05-28 | 15.3 | 2.7 | 0 | 2023-05-28 | 13 | 5 | 0 | 2022-05-28 | 13.4 | 4.6 | 0 | 2021-05-28 | 8.4 | 9.6 | 0 | 2020-05-28 | 19.5 | 0 | 1.5 | 2019-05-28 | 11 | 7 | 0 | 2018-05-28 | 15.7 | 2.3 | 0 | 2017-05-28 | 12.1 | 5.9 | 0 | 2016-05-28 | 19.9 | 0 | 1.9 | 4.46 | 0.34
2025-05-28 | 12.5 | 5.5 | 0 | 2024-05-28 | 15.3 | 2.7 | 0 | 2023-05-28 | 14.8 | 3.2 | 0 | 2022-05-28 | 13.3 | 4.7 | 0 | 2021-05-28 | 7.5 | 10.5 | 0 | 2020-05-28 | 19.9 | 0 | 1.9 | 2019-05-28 | 9.8 | 8.2 | 0 | 2018-05-28 | 17.7 | 0.3 | 0 | 2017-05-28 | 11.6 | 6.4 | 0 | 2016-05-28 | 21.1 | 0 | 3.1 | 4.15 | 0.5
2025-05-28 | 15.6 | 2.4 | 0 | 2024-05-28 | 15.9 | 2.1 | 0 | 2023-05-28 | 17.5 | 0.5 | 0 | 2022-05-28 | 13.8 | 4.2 | 0 | 2021-05-28 | 3.8 | 14.2 | 0 | 2020-05-28 | 20.6 | 0 | 2.6 | 2019-05-28 | 9.6 | 8.4 | 0 | 2018-05-28 | 20.2 | 0 | 2.2 | 2017-05-28 | 12.6 | 5.4 | 0 | 2016-05-28 | 22.3 | 0 | 4.3 | 3.72 | 0.91
2025-05-28 | 16.2 | 1.8 | 0 | 2024-05-28 | 17 | 1 | 0 | 2023-05-28 | 19.9 | 0 | 1.9 | 2022-05-28 | 14.3 | 3.7 | 0 | 2021-05-28 | 3.7 | 14.3 | 0 | 2020-05-28 | 19.6 | 0 | 1.6 | 2019-05-28 | 9.6 | 8.4 | 0 | 2018-05-28 | 24.6 | 0 | 6.6 | 2017-05-28 | 15.4 | 2.6 | 0 | 2016-05-28 | 24.9 | 0 | 6.9 | 3.18 | 1.7
2025-05-28 | 16.5 | 1.5 | 0 | 2024-05-28 | 17.2 | 0.8 | 0 | 2023-05-28 | 22.1 | 0 | 4.1 | 2022-05-28 | 15.8 | 2.2 | 0 | 2021-05-28 | 3.2 | 14.8 | 0 | 2020-05-28 | 20.3 | 0 | 2.3 | 2019-05-28 | 9.7 | 8.3 | 0 | 2018-05-28 | 26.7 | 0 | 8.7 | 2017-05-28 | 17.6 | 0.4 | 0 | 2016-05-28 | 27.3 | 0 | 9.3 | 2.8 | 2.44
2025-05-28 | 17.1 | 0.9 | 0 | 2024-05-28 | 17.7 | 0.3 | 0 | 2023-05-28 | 23.8 | 0 | 5.8 | 2022-05-28 | 17.7 | 0.3 | 0 | 2021-05-28 | 2.9 | 15.1 | 0 | 2020-05-28 | 21.1 | 0 | 3.1 | 2019-05-28 | 10.2 | 7.8 | 0 | 2018-05-28 | 28.2 | 0 | 10.2 | 2017-05-28 | 19.4 | 0 | 1.4 | 2016-05-28 | 27 | 0 | 9 | 2.44 | 2.95
2025-05-28 | 15.6 | 2.4 | 0 | 2024-05-28 | 18.3 | 0 | 0.3 | 2023-05-28 | 24.7 | 0 | 6.7 | 2022-05-28 | 18.7 | 0 | 0.7 | 2021-05-28 | 2.4 | 15.6 | 0 | 2020-05-28 | 22.2 | 0 | 4.2 | 2019-05-28 | 10.4 | 7.6 | 0 | 2018-05-28 | 29.7 | 0 | 11.7 | 2017-05-28 | 20.2 | 0 | 2.2 | 2016-05-28 | 27.6 | 0 | 9.6 | 2.56 | 3.54
2025-05-28 | 13.8 | 4.2 | 0 | 2024-05-28 | 19.4 | 0 | 1.4 | 2023-05-28 | 25.8 | 0 | 7.8 | 2022-05-28 | 18.6 | 0 | 0.6 | 2021-05-28 | 2.7 | 15.3 | 0 | 2020-05-28 | 22 | 0 | 4 | 2019-05-28 | 11 | 7 | 0 | 2018-05-28 | 30 | 0 | 12 | 2017-05-28 | 20.4 | 0 | 2.4 | 2016-05-28 | 27.7 | 0 | 9.7 | 2.65 | 3.79
2025-05-28 | 15.6 | 2.4 | 0 | 2024-05-28 | 17.1 | 0.9 | 0 | 2023-05-28 | 26.5 | 0 | 8.5 | 2022-05-28 | 20.2 | 0 | 2.2 | 2021-05-28 | 3.7 | 14.3 | 0 | 2020-05-28 | 20.6 | 0 | 2.6 | 2019-05-28 | 11.2 | 6.8 | 0 | 2018-05-28 | 30.7 | 0 | 12.7 | 2017-05-28 | 20.5 | 0 | 2.5 | 2016-05-28 | 28.7 | 0 | 10.7 | 2.44 | 3.92
2025-05-28 | 15.5 | 2.5 | 0 | 2024-05-28 | 17.8 | 0.2 | 0 | 2023-05-28 | 26.7 | 0 | 8.7 | 2022-05-28 | 20.1 | 0 | 2.1 | 2021-05-28 | 4.3 | 13.7 | 0 | 2020-05-28 | 20.4 | 0 | 2.4 | 2019-05-28 | 11.7 | 6.3 | 0 | 2018-05-28 | 29.4 | 0 | 11.4 | 2017-05-28 | 20.8 | 0 | 2.8 | 2016-05-28 | 31.1 | 0 | 13.1 | 2.27 | 4.05
2025-05-28 | 13.2 | 4.8 | 0 | 2024-05-28 | 19.9 | 0 | 1.9 | 2023-05-28 | 26.6 | 0 | 8.6 | 2022-05-28 | 21.4 | 0 | 3.4 | 2021-05-28 | 4.8 | 13.2 | 0 | 2020-05-28 | 20.1 | 0 | 2.1 | 2019-05-28 | 12.3 | 5.7 | 0 | 2018-05-28 | 30.4 | 0 | 12.4 | 2017-05-28 | 20.9 | 0 | 2.9 | 2016-05-28 | 29.8 | 0 | 11.8 | 2.37 | 4.31
2025-05-28 | 12.9 | 5.1 | 0 | 2024-05-28 | 18.8 | 0 | 0.8 | 2023-05-28 | 27.6 | 0 | 9.6 | 2022-05-28 | 22.2 | 0 | 4.2 | 2021-05-28 | 5.5 | 12.5 | 0 | 2020-05-28 | 19.2 | 0 | 1.2 | 2019-05-28 | 12.5 | 5.5 | 0 | 2018-05-28 | 30.5 | 0 | 12.5 | 2017-05-28 | 20.7 | 0 | 2.7 | 2016-05-28 | 29.7 | 0 | 11.7 | 2.31 | 4.27
2025-05-28 | 12.9 | 5.1 | 0 | 2024-05-28 | 15.8 | 2.2 | 0 | 2023-05-28 | 27 | 0 | 9 | 2022-05-28 | 21.6 | 0 | 3.6 | 2021-05-28 | 6.2 | 11.8 | 0 | 2020-05-28 | 19.5 | 0 | 1.5 | 2019-05-28 | 12.4 | 5.6 | 0 | 2018-05-28 | 30.5 | 0 | 12.5 | 2017-05-28 | 20.4 | 0 | 2.4 | 2016-05-28 | 27.5 | 0 | 9.5 | 2.47 | 3.85
2025-05-28 | 13 | 5 | 0 | 2024-05-28 | 15.9 | 2.1 | 0 | 2023-05-28 | 25.8 | 0 | 7.8 | 2022-05-28 | 20.7 | 0 | 2.7 | 2021-05-28 | 7.6 | 10.4 | 0 | 2020-05-28 | 19.7 | 0 | 1.7 | 2019-05-28 | 12.5 | 5.5 | 0 | 2018-05-28 | 29 | 0 | 11 | 2017-05-28 | 19.8 | 0 | 1.8 | 2016-05-28 | 26 | 0 | 8 | 2.3 | 3.3
2025-05-28 | 12.7 | 5.3 | 0 | 2024-05-28 | 16.9 | 1.1 | 0 | 2023-05-28 | 23.9 | 0 | 5.9 | 2022-05-28 | 19 | 0 | 1 | 2021-05-28 | 7.8 | 10.2 | 0 | 2020-05-28 | 19.8 | 0 | 1.8 | 2019-05-28 | 12.4 | 5.6 | 0 | 2018-05-28 | 28.3 | 0 | 10.3 | 2017-05-28 | 18.7 | 0 | 0.7 | 2016-05-28 | 25.4 | 0 | 7.4 | 2.22 | 2.71
2025-05-28 | 12.5 | 5.5 | 0 | 2024-05-28 | 16.6 | 1.4 | 0 | 2023-05-28 | 22 | 0 | 4 | 2022-05-28 | 18.2 | 0 | 0.2 | 2021-05-28 | 6.3 | 11.7 | 0 | 2020-05-28 | 19 | 0 | 1 | 2019-05-28 | 11.5 | 6.5 | 0 | 2018-05-28 | 26.1 | 0 | 8.1 | 2017-05-28 | 18.2 | 0 | 0.2 | 2016-05-28 | 23.1 | 0 | 5.1 | 2.51 | 1.86
2025-05-28 | 12.3 | 5.7 | 0 | 2024-05-28 | 15.8 | 2.2 | 0 | 2023-05-28 | 20.4 | 0 | 2.4 | 2022-05-28 | 17.8 | 0.2 | 0 | 2021-05-28 | 5.4 | 12.6 | 0 | 2020-05-28 | 18.3 | 0 | 0.3 | 2019-05-28 | 11.2 | 6.8 | 0 | 2018-05-28 | 25 | 0 | 7 | 2017-05-28 | 18 | 0 | 0 | 2016-05-28 | 21.9 | 0 | 3.9 | 2.75 | 1.36
2025-05-28 | 12.6 | 5.4 | 0 | 2024-05-28 | 15.5 | 2.5 | 0 | 2023-05-28 | 18.8 | 0 | 0.8 | 2022-05-28 | 16.9 | 1.1 | 0 | 2021-05-28 | 4.6 | 13.4 | 0 | 2020-05-28 | 18.5 | 0 | 0.5 | 2019-05-28 | 11.2 | 6.8 | 0 | 2018-05-28 | 24.4 | 0 | 6.4 | 2017-05-28 | 18.1 | 0 | 0.1 | 2016-05-28 | 22.3 | 0 | 4.3 | 2.92 | 1.21
2025-05-28 | 12.6 | 5.4 | 0 | 2024-05-28 | 14.7 | 3.3 | 0 | 2023-05-28 | 17.8 | 0.2 | 0 | 2022-05-28 | 16 | 2 | 0 | 2021-05-28 | 4.5 | 13.5 | 0 | 2020-05-28 | 18.3 | 0 | 0.3 | 2019-05-28 | 11 | 7 | 0 | 2018-05-28 | 23.6 | 0 | 5.6 | 2017-05-28 | 16.2 | 1.8 | 0 | 2016-05-28 | 22.5 | 0 | 4.5 | 3.32 | 1.04
2025-05-29 | 12.4 | 5.6 | 0 | 2024-05-29 | 14.7 | 3.3 | 0 | 2023-05-29 | 16.9 | 1.1 | 0 | 2022-05-29 | 15.6 | 2.4 | 0 | 2021-05-29 | 4.9 | 13.1 | 0 | 2020-05-29 | 18.1 | 0 | 0.1 | 2019-05-29 | 10.8 | 7.2 | 0 | 2018-05-29 | 22.8 | 0 | 4.8 | 2017-05-29 | 15.1 | 2.9 | 0 | 2016-05-29 | 23.8 | 0 | 5.8 | 3.56 | 1.07
2025-05-29 | 12.4 | 5.6 | 0 | 2024-05-29 | 14.2 | 3.8 | 0 | 2023-05-29 | 16 | 2 | 0 | 2022-05-29 | 15.4 | 2.6 | 0 | 2021-05-29 | 5.3 | 12.7 | 0 | 2020-05-29 | 19.6 | 0 | 1.6 | 2019-05-29 | 10.8 | 7.2 | 0 | 2018-05-29 | 21.4 | 0 | 3.4 | 2017-05-29 | 15.2 | 2.8 | 0 | 2016-05-29 | 22.3 | 0 | 4.3 | 3.67 | 0.93
2025-05-29 | 12.5 | 5.5 | 0 | 2024-05-29 | 13.4 | 4.6 | 0 | 2023-05-29 | 16 | 2 | 0 | 2022-05-29 | 15.1 | 2.9 | 0 | 2021-05-29 | 4.6 | 13.4 | 0 | 2020-05-29 | 19.5 | 0 | 1.5 | 2019-05-29 | 11 | 7 | 0 | 2018-05-29 | 20.3 | 0 | 2.3 | 2017-05-29 | 14.1 | 3.9 | 0 | 2016-05-29 | 22.3 | 0 | 4.3 | 3.93 | 0.81
2025-05-29 | 12.2 | 5.8 | 0 | 2024-05-29 | 13.8 | 4.2 | 0 | 2023-05-29 | 15.3 | 2.7 | 0 | 2022-05-29 | 14.8 | 3.2 | 0 | 2021-05-29 | 4 | 14 | 0 | 2020-05-29 | 19.4 | 0 | 1.4 | 2019-05-29 | 11.1 | 6.9 | 0 | 2018-05-29 | 20 | 0 | 2 | 2017-05-29 | 15.3 | 2.7 | 0 | 2016-05-29 | 21.7 | 0 | 3.7 | 3.95 | 0.71
2025-05-29 | 12 | 6 | 0 | 2024-05-29 | 13.5 | 4.5 | 0 | 2023-05-29 | 14.9 | 3.1 | 0 | 2022-05-29 | 14.3 | 3.7 | 0 | 2021-05-29 | 4.1 | 13.9 | 0 | 2020-05-29 | 19.5 | 0 | 1.5 | 2019-05-29 | 11.1 | 6.9 | 0 | 2018-05-29 | 19.4 | 0 | 1.4 | 2017-05-29 | 15.3 | 2.7 | 0 | 2016-05-29 | 21.4 | 0 | 3.4 | 4.08 | 0.63
2025-05-29 | 11.8 | 6.2 | 0 | 2024-05-29 | 13.2 | 4.8 | 0 | 2023-05-29 | 13.9 | 4.1 | 0 | 2022-05-29 | 13.9 | 4.1 | 0 | 2021-05-29 | 4.3 | 13.7 | 0 | 2020-05-29 | 19.1 | 0 | 1.1 | 2019-05-29 | 11.1 | 6.9 | 0 | 2018-05-29 | 18.9 | 0 | 0.9 | 2017-05-29 | 15.8 | 2.2 | 0 | 2016-05-29 | 20.6 | 0 | 2.6 | 4.2 | 0.46
2025-05-29 | 12.4 | 5.6 | 0 | 2024-05-29 | 13.6 | 4.4 | 0 | 2023-05-29 | 15.3 | 2.7 | 0 | 2022-05-29 | 15.3 | 2.7 | 0 | 2021-05-29 | 5.7 | 12.3 | 0 | 2020-05-29 | 19.6 | 0 | 1.6 | 2019-05-29 | 10.9 | 7.1 | 0 | 2018-05-29 | 19.8 | 0 | 1.8 | 2017-05-29 | 16.3 | 1.7 | 0 | 2016-05-29 | 22.2 | 0 | 4.2 | 3.65 | 0.76
2025-05-29 | 14 | 4 | 0 | 2024-05-29 | 14.4 | 3.6 | 0 | 2023-05-29 | 18.3 | 0 | 0.3 | 2022-05-29 | 17 | 1 | 0 | 2021-05-29 | 9 | 9 | 0 | 2020-05-29 | 21.2 | 0 | 3.2 | 2019-05-29 | 11.1 | 6.9 | 0 | 2018-05-29 | 21.9 | 0 | 3.9 | 2017-05-29 | 16.9 | 1.1 | 0 | 2016-05-29 | 23.9 | 0 | 5.9 | 2.56 | 1.33
2025-05-29 | 15.4 | 2.6 | 0 | 2024-05-29 | 15.1 | 2.9 | 0 | 2023-05-29 | 21.4 | 0 | 3.4 | 2022-05-29 | 18.7 | 0 | 0.7 | 2021-05-29 | 10.1 | 7.9 | 0 | 2020-05-29 | 21.8 | 0 | 3.8 | 2019-05-29 | 10.9 | 7.1 | 0 | 2018-05-29 | 23.6 | 0 | 5.6 | 2017-05-29 | 18.5 | 0 | 0.5 | 2016-05-29 | 25.9 | 0 | 7.9 | 2.05 | 2.19
2025-05-29 | 16.4 | 1.6 | 0 | 2024-05-29 | 16.5 | 1.5 | 0 | 2023-05-29 | 21.9 | 0 | 3.9 | 2022-05-29 | 20.5 | 0 | 2.5 | 2021-05-29 | 12 | 6 | 0 | 2020-05-29 | 23.1 | 0 | 5.1 | 2019-05-29 | 10.5 | 7.5 | 0 | 2018-05-29 | 24.9 | 0 | 6.9 | 2017-05-29 | 19.1 | 0 | 1.1 | 2016-05-29 | 27.3 | 0 | 9.3 | 1.66 | 2.88
2025-05-29 | 16.7 | 1.3 | 0 | 2024-05-29 | 17.1 | 0.9 | 0 | 2023-05-29 | 22.3 | 0 | 4.3 | 2022-05-29 | 20.9 | 0 | 2.9 | 2021-05-29 | 13.4 | 4.6 | 0 | 2020-05-29 | 21.1 | 0 | 3.1 | 2019-05-29 | 11.7 | 6.3 | 0 | 2018-05-29 | 25.3 | 0 | 7.3 | 2017-05-29 | 21.5 | 0 | 3.5 | 2016-05-29 | 28.4 | 0 | 10.4 | 1.31 | 3.15
2025-05-29 | 16.8 | 1.2 | 0 | 2024-05-29 | 18.2 | 0 | 0.2 | 2023-05-29 | 23.3 | 0 | 5.3 | 2022-05-29 | 21.5 | 0 | 3.5 | 2021-05-29 | 14.2 | 3.8 | 0 | 2020-05-29 | 21.3 | 0 | 3.3 | 2019-05-29 | 12.6 | 5.4 | 0 | 2018-05-29 | 25.3 | 0 | 7.3 | 2017-05-29 | 23.7 | 0 | 5.7 | 2016-05-29 | 29.1 | 0 | 11.1 | 1.04 | 3.64
2025-05-29 | 17.9 | 0.1 | 0 | 2024-05-29 | 17.9 | 0.1 | 0 | 2023-05-29 | 23.5 | 0 | 5.5 | 2022-05-29 | 22.4 | 0 | 4.4 | 2021-05-29 | 15.1 | 2.9 | 0 | 2020-05-29 | 23.1 | 0 | 5.1 | 2019-05-29 | 14.2 | 3.8 | 0 | 2018-05-29 | 25.5 | 0 | 7.5 | 2017-05-29 | 23.8 | 0 | 5.8 | 2016-05-29 | 30.2 | 0 | 12.2 | 0.69 | 4.05
2025-05-29 | 17.3 | 0.7 | 0 | 2024-05-29 | 18.8 | 0 | 0.8 | 2023-05-29 | 23.3 | 0 | 5.3 | 2022-05-29 | 22.4 | 0 | 4.4 | 2021-05-29 | 14.6 | 3.4 | 0 | 2020-05-29 | 24.2 | 0 | 6.2 | 2019-05-29 | 14.2 | 3.8 | 0 | 2018-05-29 | 25.2 | 0 | 7.2 | 2017-05-29 | 24.9 | 0 | 6.9 | 2016-05-29 | 30.2 | 0 | 12.2 | 0.79 | 4.3
2025-05-29 | 17.7 | 0.3 | 0 | 2024-05-29 | 19.2 | 0 | 1.2 | 2023-05-29 | 23.7 | 0 | 5.7 | 2022-05-29 | 23.7 | 0 | 5.7 | 2021-05-29 | 13.6 | 4.4 | 0 | 2020-05-29 | 25.1 | 0 | 7.1 | 2019-05-29 | 14.7 | 3.3 | 0 | 2018-05-29 | 26.3 | 0 | 8.3 | 2017-05-29 | 24.9 | 0 | 6.9 | 2016-05-29 | 29.9 | 0 | 11.9 | 0.8 | 4.68
2025-05-29 | 17.9 | 0.1 | 0 | 2024-05-29 | 18.9 | 0 | 0.9 | 2023-05-29 | 24.3 | 0 | 6.3 | 2022-05-29 | 24.2 | 0 | 6.2 | 2021-05-29 | 14.5 | 3.5 | 0 | 2020-05-29 | 20.1 | 0 | 2.1 | 2019-05-29 | 13.4 | 4.6 | 0 | 2018-05-29 | 26.6 | 0 | 8.6 | 2017-05-29 | 25.1 | 0 | 7.1 | 2016-05-29 | 29 | 0 | 11 | 0.82 | 4.22
2025-05-29 | 18 | 0 | 0 | 2024-05-29 | 17.9 | 0.1 | 0 | 2023-05-29 | 23.9 | 0 | 5.9 | 2022-05-29 | 23.7 | 0 | 5.7 | 2021-05-29 | 14 | 4 | 0 | 2020-05-29 | 18.5 | 0 | 0.5 | 2019-05-29 | 13.8 | 4.2 | 0 | 2018-05-29 | 26.2 | 0 | 8.2 | 2017-05-29 | 25 | 0 | 7 | 2016-05-29 | 28 | 0 | 10 | 0.83 | 3.73
2025-05-29 | 17.4 | 0.6 | 0 | 2024-05-29 | 17.9 | 0.1 | 0 | 2023-05-29 | 23.6 | 0 | 5.6 | 2022-05-29 | 23.1 | 0 | 5.1 | 2021-05-29 | 14.1 | 3.9 | 0 | 2020-05-29 | 17.2 | 0.8 | 0 | 2019-05-29 | 14 | 4 | 0 | 2018-05-29 | 26.4 | 0 | 8.4 | 2017-05-29 | 24 | 0 | 6 | 2016-05-29 | 27.3 | 0 | 9.3 | 0.94 | 3.44
2025-05-29 | 16.8 | 1.2 | 0 | 2024-05-29 | 16.7 | 1.3 | 0 | 2023-05-29 | 23.8 | 0 | 5.8 | 2022-05-29 | 21.6 | 0 | 3.6 | 2021-05-29 | 13.2 | 4.8 | 0 | 2020-05-29 | 16.5 | 1.5 | 0 | 2019-05-29 | 14.4 | 3.6 | 0 | 2018-05-29 | 25.4 | 0 | 7.4 | 2017-05-29 | 19.3 | 0 | 1.3 | 2016-05-29 | 26.5 | 0 | 8.5 | 1.24 | 2.66
2025-05-29 | 16.3 | 1.7 | 0 | 2024-05-29 | 15.2 | 2.8 | 0 | 2023-05-29 | 22 | 0 | 4 | 2022-05-29 | 19.8 | 0 | 1.8 | 2021-05-29 | 12.7 | 5.3 | 0 | 2020-05-29 | 16.5 | 1.5 | 0 | 2019-05-29 | 13.5 | 4.5 | 0 | 2018-05-29 | 23.4 | 0 | 5.4 | 2017-05-29 | 17.9 | 0.1 | 0 | 2016-05-29 | 25.9 | 0 | 7.9 | 1.59 | 1.91
2025-05-29 | 15.9 | 2.1 | 0 | 2024-05-29 | 14 | 4 | 0 | 2023-05-29 | 20.6 | 0 | 2.6 | 2022-05-29 | 18.6 | 0 | 0.6 | 2021-05-29 | 12.4 | 5.6 | 0 | 2020-05-29 | 16.2 | 1.8 | 0 | 2019-05-29 | 12.9 | 5.1 | 0 | 2018-05-29 | 21.9 | 0 | 3.9 | 2017-05-29 | 17.3 | 0.7 | 0 | 2016-05-29 | 25.3 | 0 | 7.3 | 1.93 | 1.44
2025-05-29 | 15.4 | 2.6 | 0 | 2024-05-29 | 12.9 | 5.1 | 0 | 2023-05-29 | 19.8 | 0 | 1.8 | 2022-05-29 | 17.8 | 0.2 | 0 | 2021-05-29 | 10.8 | 7.2 | 0 | 2020-05-29 | 15.2 | 2.8 | 0 | 2019-05-29 | 13 | 5 | 0 | 2018-05-29 | 20.6 | 0 | 2.6 | 2017-05-29 | 16.6 | 1.4 | 0 | 2016-05-29 | 22.8 | 0 | 4.8 | 2.43 | 0.92
2025-05-29 | 14.1 | 3.9 | 0 | 2024-05-29 | 12.5 | 5.5 | 0 | 2023-05-29 | 18.8 | 0 | 0.8 | 2022-05-29 | 17.7 | 0.3 | 0 | 2021-05-29 | 9.9 | 8.1 | 0 | 2020-05-29 | 13.8 | 4.2 | 0 | 2019-05-29 | 13.1 | 4.9 | 0 | 2018-05-29 | 20.1 | 0 | 2.1 | 2017-05-29 | 16.2 | 1.8 | 0 | 2016-05-29 | 23.6 | 0 | 5.6 | 2.87 | 0.85
2025-05-29 | 14.9 | 3.1 | 0 | 2024-05-29 | 11.5 | 6.5 | 0 | 2023-05-29 | 18.3 | 0 | 0.3 | 2022-05-29 | 17.6 | 0.4 | 0 | 2021-05-29 | 9.6 | 8.4 | 0 | 2020-05-29 | 13.1 | 4.9 | 0 | 2019-05-29 | 12.6 | 5.4 | 0 | 2018-05-29 | 19.9 | 0 | 1.9 | 2017-05-29 | 15.7 | 2.3 | 0 | 2016-05-29 | 22.6 | 0 | 4.6 | 3.1 | 0.68
2025-05-30 | 14.9 | 3.1 | 0 | 2024-05-30 | 10.8 | 7.2 | 0 | 2023-05-30 | 17.6 | 0.4 | 0 | 2022-05-30 | 17.4 | 0.6 | 0 | 2021-05-30 | 9.1 | 8.9 | 0 | 2020-05-30 | 12.3 | 5.7 | 0 | 2019-05-30 | 12.9 | 5.1 | 0 | 2018-05-30 | 20 | 0 | 2 | 2017-05-30 | 14.6 | 3.4 | 0 | 2016-05-30 | 21.5 | 0 | 3.5 | 3.44 | 0.55
2025-05-30 | 14.4 | 3.6 | 0 | 2024-05-30 | 9.9 | 8.1 | 0 | 2023-05-30 | 17.2 | 0.8 | 0 | 2022-05-30 | 17.4 | 0.6 | 0 | 2021-05-30 | 8.3 | 9.7 | 0 | 2020-05-30 | 11.5 | 6.5 | 0 | 2019-05-30 | 12.6 | 5.4 | 0 | 2018-05-30 | 19.5 | 0 | 1.5 | 2017-05-30 | 14.9 | 3.1 | 0 | 2016-05-30 | 21.5 | 0 | 3.5 | 3.78 | 0.5
2025-05-30 | 14.3 | 3.7 | 0 | 2024-05-30 | 9.3 | 8.7 | 0 | 2023-05-30 | 16.8 | 1.2 | 0 | 2022-05-30 | 17.2 | 0.8 | 0 | 2021-05-30 | 8.2 | 9.8 | 0 | 2020-05-30 | 12.1 | 5.9 | 0 | 2019-05-30 | 12.3 | 5.7 | 0 | 2018-05-30 | 19.1 | 0 | 1.1 | 2017-05-30 | 14.5 | 3.5 | 0 | 2016-05-30 | 20.1 | 0 | 2.1 | 3.93 | 0.32
2025-05-30 | 13.8 | 4.2 | 0 | 2024-05-30 | 9 | 9 | 0 | 2023-05-30 | 16.3 | 1.7 | 0 | 2022-05-30 | 16.9 | 1.1 | 0 | 2021-05-30 | 7.1 | 10.9 | 0 | 2020-05-30 | 10.8 | 7.2 | 0 | 2019-05-30 | 12.6 | 5.4 | 0 | 2018-05-30 | 18.4 | 0 | 0.4 | 2017-05-30 | 14.6 | 3.4 | 0 | 2016-05-30 | 19.5 | 0 | 1.5 | 4.29 | 0.19
2025-05-30 | 13.9 | 4.1 | 0 | 2024-05-30 | 8.6 | 9.4 | 0 | 2023-05-30 | 15.9 | 2.1 | 0 | 2022-05-30 | 17.2 | 0.8 | 0 | 2021-05-30 | 6.6 | 11.4 | 0 | 2020-05-30 | 11.7 | 6.3 | 0 | 2019-05-30 | 11.4 | 6.6 | 0 | 2018-05-30 | 18.8 | 0 | 0.8 | 2017-05-30 | 14.2 | 3.8 | 0 | 2016-05-30 | 18.2 | 0 | 0.2 | 4.45 | 0.1
2025-05-30 | 13.6 | 4.4 | 0 | 2024-05-30 | 8 | 10 | 0 | 2023-05-30 | 15.2 | 2.8 | 0 | 2022-05-30 | 17 | 1 | 0 | 2021-05-30 | 6.4 | 11.6 | 0 | 2020-05-30 | 11.9 | 6.1 | 0 | 2019-05-30 | 12 | 6 | 0 | 2018-05-30 | 19.3 | 0 | 1.3 | 2017-05-30 | 13.8 | 4.2 | 0 | 2016-05-30 | 17 | 1 | 0 | 4.71 | 0.13
2025-05-30 | 14.5 | 3.5 | 0 | 2024-05-30 | 9.5 | 8.5 | 0 | 2023-05-30 | 16.3 | 1.7 | 0 | 2022-05-30 | 17.3 | 0.7 | 0 | 2021-05-30 | 6.9 | 11.1 | 0 | 2020-05-30 | 13.1 | 4.9 | 0 | 2019-05-30 | 12.7 | 5.3 | 0 | 2018-05-30 | 19.3 | 0 | 1.3 | 2017-05-30 | 15.2 | 2.8 | 0 | 2016-05-30 | 19.7 | 0 | 1.7 | 3.85 | 0.3
2025-05-30 | 16 | 2 | 0 | 2024-05-30 | 11.8 | 6.2 | 0 | 2023-05-30 | 18.5 | 0 | 0.5 | 2022-05-30 | 18.2 | 0 | 0.2 | 2021-05-30 | 10.1 | 7.9 | 0 | 2020-05-30 | 14.3 | 3.7 | 0 | 2019-05-30 | 13.3 | 4.7 | 0 | 2018-05-30 | 20.2 | 0 | 2.2 | 2017-05-30 | 15.6 | 2.4 | 0 | 2016-05-30 | 21.1 | 0 | 3.1 | 2.69 | 0.6
2025-05-30 | 18.4 | 0 | 0.4 | 2024-05-30 | 13.5 | 4.5 | 0 | 2023-05-30 | 20.3 | 0 | 2.3 | 2022-05-30 | 19.4 | 0 | 1.4 | 2021-05-30 | 13.1 | 4.9 | 0 | 2020-05-30 | 15.7 | 2.3 | 0 | 2019-05-30 | 14.5 | 3.5 | 0 | 2018-05-30 | 21.6 | 0 | 3.6 | 2017-05-30 | 17 | 1 | 0 | 2016-05-30 | 25.8 | 0 | 7.8 | 1.62 | 1.55
2025-05-30 | 19 | 0 | 1 | 2024-05-30 | 15.2 | 2.8 | 0 | 2023-05-30 | 21.2 | 0 | 3.2 | 2022-05-30 | 21.4 | 0 | 3.4 | 2021-05-30 | 15.2 | 2.8 | 0 | 2020-05-30 | 17 | 1 | 0 | 2019-05-30 | 17 | 1 | 0 | 2018-05-30 | 23.1 | 0 | 5.1 | 2017-05-30 | 19.9 | 0 | 1.9 | 2016-05-30 | 23.7 | 0 | 5.7 | 0.76 | 2.03
2025-05-30 | 20.4 | 0 | 2.4 | 2024-05-30 | 15.8 | 2.2 | 0 | 2023-05-30 | 23.1 | 0 | 5.1 | 2022-05-30 | 24.6 | 0 | 6.6 | 2021-05-30 | 15.5 | 2.5 | 0 | 2020-05-30 | 17.6 | 0.4 | 0 | 2019-05-30 | 17.8 | 0.2 | 0 | 2018-05-30 | 25 | 0 | 7 | 2017-05-30 | 21.4 | 0 | 3.4 | 2016-05-30 | 25.3 | 0 | 7.3 | 0.53 | 3.18
2025-05-30 | 21.4 | 0 | 3.4 | 2024-05-30 | 16.5 | 1.5 | 0 | 2023-05-30 | 24 | 0 | 6 | 2022-05-30 | 27.2 | 0 | 9.2 | 2021-05-30 | 16.2 | 1.8 | 0 | 2020-05-30 | 17.9 | 0.1 | 0 | 2019-05-30 | 17.1 | 0.9 | 0 | 2018-05-30 | 25.8 | 0 | 7.8 | 2017-05-30 | 21.6 | 0 | 3.6 | 2016-05-30 | 26 | 0 | 8 | 0.43 | 3.8
2025-05-30 | 23.1 | 0 | 5.1 | 2024-05-30 | 16.8 | 1.2 | 0 | 2023-05-30 | 24.6 | 0 | 6.6 | 2022-05-30 | 28.7 | 0 | 10.7 | 2021-05-30 | 16.9 | 1.1 | 0 | 2020-05-30 | 18.1 | 0 | 0.1 | 2019-05-30 | 19.3 | 0 | 1.3 | 2018-05-30 | 27 | 0 | 9 | 2017-05-30 | 23 | 0 | 5 | 2016-05-30 | 26 | 0 | 8 | 0.23 | 4.58
2025-05-30 | 22.6 | 0 | 4.6 | 2024-05-30 | 17.9 | 0.1 | 0 | 2023-05-30 | 26.3 | 0 | 8.3 | 2022-05-30 | 28.8 | 0 | 10.8 | 2021-05-30 | 17.7 | 0.3 | 0 | 2020-05-30 | 17.3 | 0.7 | 0 | 2019-05-30 | 20.5 | 0 | 2.5 | 2018-05-30 | 27.9 | 0 | 9.9 | 2017-05-30 | 21.2 | 0 | 3.2 | 2016-05-30 | 26.8 | 0 | 8.8 | 0.11 | 4.81
2025-05-30 | 23.4 | 0 | 5.4 | 2024-05-30 | 18 | 0 | 0 | 2023-05-30 | 26.6 | 0 | 8.6 | 2022-05-30 | 31.1 | 0 | 13.1 | 2021-05-30 | 18.2 | 0 | 0.2 | 2020-05-30 | 15.5 | 2.5 | 0 | 2019-05-30 | 21.1 | 0 | 3.1 | 2018-05-30 | 27.8 | 0 | 9.8 | 2017-05-30 | 19.1 | 0 | 1.1 | 2016-05-30 | 27.2 | 0 | 9.2 | 0.25 | 5.05
2025-05-30 | 24.4 | 0 | 6.4 | 2024-05-30 | 18.3 | 0 | 0.3 | 2023-05-30 | 26.9 | 0 | 8.9 | 2022-05-30 | 30.9 | 0 | 12.9 | 2021-05-30 | 18 | 0 | 0 | 2020-05-30 | 15.1 | 2.9 | 0 | 2019-05-30 | 21.5 | 0 | 3.5 | 2018-05-30 | 28.9 | 0 | 10.9 | 2017-05-30 | 17.6 | 0.4 | 0 | 2016-05-30 | 27.2 | 0 | 9.2 | 0.33 | 5.21
2025-05-30 | 23.3 | 0 | 5.3 | 2024-05-30 | 18.4 | 0 | 0.4 | 2023-05-30 | 26.1 | 0 | 8.1 | 2022-05-30 | 30.8 | 0 | 12.8 | 2021-05-30 | 17.8 | 0.2 | 0 | 2020-05-30 | 15.9 | 2.1 | 0 | 2019-05-30 | 21.5 | 0 | 3.5 | 2018-05-30 | 28.8 | 0 | 10.8 | 2017-05-30 | 17.2 | 0.8 | 0 | 2016-05-30 | 26.2 | 0 | 8.2 | 0.31 | 4.91
2025-05-30 | 22.3 | 0 | 4.3 | 2024-05-30 | 18.2 | 0 | 0.2 | 2023-05-30 | 26.2 | 0 | 8.2 | 2022-05-30 | 29.9 | 0 | 11.9 | 2021-05-30 | 17.6 | 0.4 | 0 | 2020-05-30 | 16 | 2 | 0 | 2019-05-30 | 21.1 | 0 | 3.1 | 2018-05-30 | 28.4 | 0 | 10.4 | 2017-05-30 | 18.4 | 0 | 0.4 | 2016-05-30 | 25.9 | 0 | 7.9 | 0.24 | 4.64
2025-05-30 | 21.9 | 0 | 3.9 | 2024-05-30 | 18 | 0 | 0 | 2023-05-30 | 24.8 | 0 | 6.8 | 2022-05-30 | 29.3 | 0 | 11.3 | 2021-05-30 | 16.9 | 1.1 | 0 | 2020-05-30 | 14.4 | 3.6 | 0 | 2019-05-30 | 20.2 | 0 | 2.2 | 2018-05-30 | 27.1 | 0 | 9.1 | 2017-05-30 | 19.1 | 0 | 1.1 | 2016-05-30 | 25 | 0 | 7 | 0.47 | 4.14
2025-05-30 | 21.1 | 0 | 3.1 | 2024-05-30 | 16.5 | 1.5 | 0 | 2023-05-30 | 24.1 | 0 | 6.1 | 2022-05-30 | 28.4 | 0 | 10.4 | 2021-05-30 | 15.6 | 2.4 | 0 | 2020-05-30 | 14 | 4 | 0 | 2019-05-30 | 19.8 | 0 | 1.8 | 2018-05-30 | 26.4 | 0 | 8.4 | 2017-05-30 | 18.4 | 0 | 0.4 | 2016-05-30 | 24 | 0 | 6 | 0.79 | 3.62
2025-05-30 | 19.1 | 0 | 1.1 | 2024-05-30 | 15.7 | 2.3 | 0 | 2023-05-30 | 19 | 0 | 1 | 2022-05-30 | 27.3 | 0 | 9.3 | 2021-05-30 | 14 | 4 | 0 | 2020-05-30 | 12.4 | 5.6 | 0 | 2019-05-30 | 18.6 | 0 | 0.6 | 2018-05-30 | 22.1 | 0 | 4.1 | 2017-05-30 | 15.1 | 2.9 | 0 | 2016-05-30 | 21.8 | 0 | 3.8 | 1.48 | 1.99
2025-05-30 | 17.1 | 0.9 | 0 | 2024-05-30 | 14.6 | 3.4 | 0 | 2023-05-30 | 18.6 | 0 | 0.6 | 2022-05-30 | 26.5 | 0 | 8.5 | 2021-05-30 | 13.6 | 4.4 | 0 | 2020-05-30 | 10.9 | 7.1 | 0 | 2019-05-30 | 18.2 | 0 | 0.2 | 2018-05-30 | 20.9 | 0 | 2.9 | 2017-05-30 | 15.7 | 2.3 | 0 | 2016-05-30 | 21 | 0 | 3 | 1.81 | 1.52
2025-05-30 | 15.9 | 2.1 | 0 | 2024-05-30 | 13 | 5 | 0 | 2023-05-30 | 18.7 | 0 | 0.7 | 2022-05-30 | 25.6 | 0 | 7.6 | 2021-05-30 | 12.7 | 5.3 | 0 | 2020-05-30 | 10.3 | 7.7 | 0 | 2019-05-30 | 17.5 | 0.5 | 0 | 2018-05-30 | 21 | 0 | 3 | 2017-05-30 | 13.8 | 4.2 | 0 | 2016-05-30 | 20.3 | 0 | 2.3 | 2.48 | 1.36
2025-05-30 | 14.8 | 3.2 | 0 | 2024-05-30 | 12.4 | 5.6 | 0 | 2023-05-30 | 19.3 | 0 | 1.3 | 2022-05-30 | 24.4 | 0 | 6.4 | 2021-05-30 | 12.3 | 5.7 | 0 | 2020-05-30 | 10.1 | 7.9 | 0 | 2019-05-30 | 16.4 | 1.6 | 0 | 2018-05-30 | 20.9 | 0 | 2.9 | 2017-05-30 | 14.2 | 3.8 | 0 | 2016-05-30 | 19.6 | 0 | 1.6 | 2.78 | 1.22
2025-05-31 | 13.9 | 4.1 | 0 | 2024-05-31 | 11.8 | 6.2 | 0 | 2023-05-31 | 18.4 | 0 | 0.4 | 2022-05-31 | 22.9 | 0 | 4.9 | 2021-05-31 | 10.9 | 7.1 | 0 | 2020-05-31 | 9.3 | 8.7 | 0 | 2019-05-31 | 15.3 | 2.7 | 0 | 2018-05-31 | 21.1 | 0 | 3.1 | 2017-05-31 | 14 | 4 | 0 | 2016-05-31 | 19.1 | 0 | 1.1 | 3.28 | 0.95
2025-05-31 | 12.9 | 5.1 | 0 | 2024-05-31 | 10.5 | 7.5 | 0 | 2023-05-31 | 18.1 | 0 | 0.1 | 2022-05-31 | 22.7 | 0 | 4.7 | 2021-05-31 | 10.9 | 7.1 | 0 | 2020-05-31 | 8 | 10 | 0 | 2019-05-31 | 13.5 | 4.5 | 0 | 2018-05-31 | 21.6 | 0 | 3.6 | 2017-05-31 | 11.9 | 6.1 | 0 | 2016-05-31 | 18.1 | 0 | 0.1 | 4.03 | 0.85
2025-05-31 | 12.8 | 5.2 | 0 | 2024-05-31 | 9.6 | 8.4 | 0 | 2023-05-31 | 19 | 0 | 1 | 2022-05-31 | 21.9 | 0 | 3.9 | 2021-05-31 | 9.7 | 8.3 | 0 | 2020-05-31 | 8.1 | 9.9 | 0 | 2019-05-31 | 11.8 | 6.2 | 0 | 2018-05-31 | 21.6 | 0 | 3.6 | 2017-05-31 | 12.3 | 5.7 | 0 | 2016-05-31 | 17.4 | 0.6 | 0 | 4.43 | 0.85
2025-05-31 | 12.3 | 5.7 | 0 | 2024-05-31 | 10.1 | 7.9 | 0 | 2023-05-31 | 18.7 | 0 | 0.7 | 2022-05-31 | 21.5 | 0 | 3.5 | 2021-05-31 | 8.6 | 9.4 | 0 | 2020-05-31 | 6.8 | 11.2 | 0 | 2019-05-31 | 10.3 | 7.7 | 0 | 2018-05-31 | 21.7 | 0 | 3.7 | 2017-05-31 | 11.8 | 6.2 | 0 | 2016-05-31 | 16.7 | 1.3 | 0 | 4.94 | 0.79
2025-05-31 | 10.3 | 7.7 | 0 | 2024-05-31 | 9.8 | 8.2 | 0 | 2023-05-31 | 17.6 | 0.4 | 0 | 2022-05-31 | 21.5 | 0 | 3.5 | 2021-05-31 | 8.2 | 9.8 | 0 | 2020-05-31 | 6.6 | 11.4 | 0 | 2019-05-31 | 10.7 | 7.3 | 0 | 2018-05-31 | 21.9 | 0 | 3.9 | 2017-05-31 | 11.4 | 6.6 | 0 | 2016-05-31 | 16.6 | 1.4 | 0 | 5.28 | 0.74
2025-05-31 | 9.8 | 8.2 | 0 | 2024-05-31 | 8.3 | 9.7 | 0 | 2023-05-31 | 17.7 | 0.3 | 0 | 2022-05-31 | 21.1 | 0 | 3.1 | 2021-05-31 | 8.5 | 9.5 | 0 | 2020-05-31 | 7.4 | 10.6 | 0 | 2019-05-31 | 9.6 | 8.4 | 0 | 2018-05-31 | 20.7 | 0 | 2.7 | 2017-05-31 | 12.9 | 5.1 | 0 | 2016-05-31 | 16.7 | 1.3 | 0 | 5.31 | 0.58
2025-05-31 | 9.3 | 8.7 | 0 | 2024-05-31 | 11.1 | 6.9 | 0 | 2023-05-31 | 18.7 | 0 | 0.7 | 2022-05-31 | 22.6 | 0 | 4.6 | 2021-05-31 | 10 | 8 | 0 | 2020-05-31 | 8.1 | 9.9 | 0 | 2019-05-31 | 10.3 | 7.7 | 0 | 2018-05-31 | 21 | 0 | 3 | 2017-05-31 | 12.9 | 5.1 | 0 | 2016-05-31 | 18 | 0 | 0 | 4.63 | 0.83
2025-05-31 | 9.2 | 8.8 | 0 | 2024-05-31 | 13.9 | 4.1 | 0 | 2023-05-31 | 20.4 | 0 | 2.4 | 2022-05-31 | 24.4 | 0 | 6.4 | 2021-05-31 | 13.2 | 4.8 | 0 | 2020-05-31 | 9.4 | 8.6 | 0 | 2019-05-31 | 11.5 | 6.5 | 0 | 2018-05-31 | 21.8 | 0 | 3.8 | 2017-05-31 | 14.1 | 3.9 | 0 | 2016-05-31 | 20 | 0 | 2 | 3.67 | 1.46
2025-05-31 | 9.2 | 8.8 | 0 | 2024-05-31 | 17.7 | 0.3 | 0 | 2023-05-31 | 22.3 | 0 | 4.3 | 2022-05-31 | 26.5 | 0 | 8.5 | 2021-05-31 | 15.8 | 2.2 | 0 | 2020-05-31 | 10.8 | 7.2 | 0 | 2019-05-31 | 13.6 | 4.4 | 0 | 2018-05-31 | 22.7 | 0 | 4.7 | 2017-05-31 | 16.5 | 1.5 | 0 | 2016-05-31 | 23.4 | 0 | 5.4 | 2.44 | 2.29
2025-05-31 | 9.1 | 8.9 | 0 | 2024-05-31 | 19.4 | 0 | 1.4 | 2023-05-31 | 25.1 | 0 | 7.1 | 2022-05-31 | 27.6 | 0 | 9.6 | 2021-05-31 | 17.6 | 0.4 | 0 | 2020-05-31 | 11.8 | 6.2 | 0 | 2019-05-31 | 15.3 | 2.7 | 0 | 2018-05-31 | 24.2 | 0 | 6.2 | 2017-05-31 | 18.4 | 0 | 0.4 | 2016-05-31 | 24 | 0 | 6 | 1.82 | 3.07
2025-05-31 | 9.6 | 8.4 | 0 | 2024-05-31 | 20.1 | 0 | 2.1 | 2023-05-31 | 27.4 | 0 | 9.4 | 2022-05-31 | 29.4 | 0 | 11.4 | 2021-05-31 | 19.3 | 0 | 1.3 | 2020-05-31 | 12.5 | 5.5 | 0 | 2019-05-31 | 15.4 | 2.6 | 0 | 2018-05-31 | 25 | 0 | 7 | 2017-05-31 | 19.9 | 0 | 1.9 | 2016-05-31 | 25.6 | 0 | 7.6 | 1.65 | 4.07
2025-05-31 | 10.1 | 7.9 | 0 | 2024-05-31 | 20.8 | 0 | 2.8 | 2023-05-31 | 27.3 | 0 | 9.3 | 2022-05-31 | 30.4 | 0 | 12.4 | 2021-05-31 | 20.6 | 0 | 2.6 | 2020-05-31 | 13.8 | 4.2 | 0 | 2019-05-31 | 15.8 | 2.2 | 0 | 2018-05-31 | 26.5 | 0 | 8.5 | 2017-05-31 | 20 | 0 | 2 | 2016-05-31 | 25.5 | 0 | 7.5 | 1.43 | 4.51
2025-05-31 | 10.7 | 7.3 | 0 | 2024-05-31 | 21.5 | 0 | 3.5 | 2023-05-31 | 28.4 | 0 | 10.4 | 2022-05-31 | 30.4 | 0 | 12.4 | 2021-05-31 | 20.1 | 0 | 2.1 | 2020-05-31 | 14 | 4 | 0 | 2019-05-31 | 15.8 | 2.2 | 0 | 2018-05-31 | 28.3 | 0 | 10.3 | 2017-05-31 | 21.5 | 0 | 3.5 | 2016-05-31 | 25.7 | 0 | 7.7 | 1.35 | 4.99
2025-05-31 | 11.1 | 6.9 | 0 | 2024-05-31 | 22.8 | 0 | 4.8 | 2023-05-31 | 29.5 | 0 | 11.5 | 2022-05-31 | 32.1 | 0 | 14.1 | 2021-05-31 | 21 | 0 | 3 | 2020-05-31 | 13.7 | 4.3 | 0 | 2019-05-31 | 15.7 | 2.3 | 0 | 2018-05-31 | 29.2 | 0 | 11.2 | 2017-05-31 | 21.8 | 0 | 3.8 | 2016-05-31 | 26.1 | 0 | 8.1 | 1.35 | 5.65
2025-05-31 | 12.7 | 5.3 | 0 | 2024-05-31 | 23.2 | 0 | 5.2 | 2023-05-31 | 29.8 | 0 | 11.8 | 2022-05-31 | 32.2 | 0 | 14.2 | 2021-05-31 | 22.1 | 0 | 4.1 | 2020-05-31 | 14.4 | 3.6 | 0 | 2019-05-31 | 16.4 | 1.6 | 0 | 2018-05-31 | 30.1 | 0 | 12.1 | 2017-05-31 | 20.8 | 0 | 2.8 | 2016-05-31 | 26.5 | 0 | 8.5 | 1.05 | 5.87
2025-05-31 | 12.7 | 5.3 | 0 | 2024-05-31 | 23.9 | 0 | 5.9 | 2023-05-31 | 29.9 | 0 | 11.9 | 2022-05-31 | 30.3 | 0 | 12.3 | 2021-05-31 | 22.1 | 0 | 4.1 | 2020-05-31 | 15.3 | 2.7 | 0 | 2019-05-31 | 16.9 | 1.1 | 0 | 2018-05-31 | 28.7 | 0 | 10.7 | 2017-05-31 | 21.8 | 0 | 3.8 | 2016-05-31 | 25.1 | 0 | 7.1 | 0.91 | 5.58
2025-05-31 | 13.3 | 4.7 | 0 | 2024-05-31 | 24.1 | 0 | 6.1 | 2023-05-31 | 29.3 | 0 | 11.3 | 2022-05-31 | 32.2 | 0 | 14.2 | 2021-05-31 | 23.3 | 0 | 5.3 | 2020-05-31 | 15 | 3 | 0 | 2019-05-31 | 17.5 | 0.5 | 0 | 2018-05-31 | 29.1 | 0 | 11.1 | 2017-05-31 | 21.8 | 0 | 3.8 | 2016-05-31 | 23.7 | 0 | 5.7 | 0.82 | 5.75
2025-05-31 | 13.4 | 4.6 | 0 | 2024-05-31 | 24 | 0 | 6 | 2023-05-31 | 29.5 | 0 | 11.5 | 2022-05-31 | 30.8 | 0 | 12.8 | 2021-05-31 | 23.2 | 0 | 5.2 | 2020-05-31 | 14.3 | 3.7 | 0 | 2019-05-31 | 17.4 | 0.6 | 0 | 2018-05-31 | 30.7 | 0 | 12.7 | 2017-05-31 | 21.3 | 0 | 3.3 | 2016-05-31 | 21.7 | 0 | 3.7 | 0.89 | 5.52
2025-05-31 | 13.5 | 4.5 | 0 | 2024-05-31 | 23.3 | 0 | 5.3 | 2023-05-31 | 28.4 | 0 | 10.4 | 2022-05-31 | 30.4 | 0 | 12.4 | 2021-05-31 | 22.5 | 0 | 4.5 | 2020-05-31 | 14.3 | 3.7 | 0 | 2019-05-31 | 15.5 | 2.5 | 0 | 2018-05-31 | 29.5 | 0 | 11.5 | 2017-05-31 | 19.8 | 0 | 1.8 | 2016-05-31 | 20.8 | 0 | 2.8 | 1.07 | 4.87
2025-05-31 | 13.1 | 4.9 | 0 | 2024-05-31 | 21.9 | 0 | 3.9 | 2023-05-31 | 27.4 | 0 | 9.4 | 2022-05-31 | 29.6 | 0 | 11.6 | 2021-05-31 | 20.6 | 0 | 2.6 | 2020-05-31 | 13.6 | 4.4 | 0 | 2019-05-31 | 14.2 | 3.8 | 0 | 2018-05-31 | 23.6 | 0 | 5.6 | 2017-05-31 | 18.8 | 0 | 0.8 | 2016-05-31 | 19.5 | 0 | 1.5 | 1.31 | 3.54
2025-05-31 | 12.1 | 5.9 | 0 | 2024-05-31 | 19.1 | 0 | 1.1 | 2023-05-31 | 26.6 | 0 | 8.6 | 2022-05-31 | 28.6 | 0 | 10.6 | 2021-05-31 | 18.8 | 0 | 0.8 | 2020-05-31 | 13.1 | 4.9 | 0 | 2019-05-31 | 12.9 | 5.1 | 0 | 2018-05-31 | 22.9 | 0 | 4.9 | 2017-05-31 | 17.5 | 0.5 | 0 | 2016-05-31 | 18.1 | 0 | 0.1 | 1.64 | 2.61
2025-05-31 | 10.5 | 7.5 | 0 | 2024-05-31 | 17.6 | 0.4 | 0 | 2023-05-31 | 26 | 0 | 8 | 2022-05-31 | 27.4 | 0 | 9.4 | 2021-05-31 | 17.6 | 0.4 | 0 | 2020-05-31 | 12.6 | 5.4 | 0 | 2019-05-31 | 13 | 5 | 0 | 2018-05-31 | 22.1 | 0 | 4.1 | 2017-05-31 | 16.2 | 1.8 | 0 | 2016-05-31 | 17.1 | 0.9 | 0 | 2.14 | 2.15
2025-05-31 | 8.9 | 9.1 | 0 | 2024-05-31 | 16.3 | 1.7 | 0 | 2023-05-31 | 25.2 | 0 | 7.2 | 2022-05-31 | 26.8 | 0 | 8.8 | 2021-05-31 | 16.6 | 1.4 | 0 | 2020-05-31 | 11.9 | 6.1 | 0 | 2019-05-31 | 12.7 | 5.3 | 0 | 2018-05-31 | 22.2 | 0 | 4.2 | 2017-05-31 | 14.6 | 3.4 | 0 | 2016-05-31 | 15.5 | 2.5 | 0 | 2.95 | 2.02
2025-05-31 | 9.3 | 8.7 | 0 | 2024-05-31 | 14.6 | 3.4 | 0 | 2023-05-31 | 23.9 | 0 | 5.9 | 2022-05-31 | 25.4 | 0 | 7.4 | 2021-05-31 | 16.1 | 1.9 | 0 | 2020-05-31 | 11.4 | 6.6 | 0 | 2019-05-31 | 12.9 | 5.1 | 0 | 2018-05-31 | 22.4 | 0 | 4.4 | 2017-05-31 | 14.2 | 3.8 | 0 | 2016-05-31 | 14.6 | 3.4 | 0 | 3.29 | 1.77
2025-06-01 | 8.1 | 9.9 | 0 | 2024-06-01 | 14.4 | 3.6 | 0 | 2023-06-01 | 22.6 | 0 | 4.6 | 2022-06-01 | 24.4 | 0 | 6.4 | 2021-06-01 | 15.6 | 2.4 | 0 | 2020-06-01 | 9.8 | 8.2 | 0 | 2019-06-01 | 12.6 | 5.4 | 0 | 2018-06-01 | 21.7 | 0 | 3.7 | 2017-06-01 | 13.6 | 4.4 | 0 | 2016-06-01 | 13.9 | 4.1 | 0 | 3.8 | 1.47
2025-06-01 | 7.3 | 10.7 | 0 | 2024-06-01 | 12.4 | 5.6 | 0 | 2023-06-01 | 21.1 | 0 | 3.1 | 2022-06-01 | 24.2 | 0 | 6.2 | 2021-06-01 | 16 | 2 | 0 | 2020-06-01 | 8.9 | 9.1 | 0 | 2019-06-01 | 12.7 | 5.3 | 0 | 2018-06-01 | 20.5 | 0 | 2.5 | 2017-06-01 | 12.6 | 5.4 | 0 | 2016-06-01 | 12.8 | 5.2 | 0 | 4.33 | 1.18
2025-06-01 | 8.6 | 9.4 | 0 | 2024-06-01 | 12.1 | 5.9 | 0 | 2023-06-01 | 21.2 | 0 | 3.2 | 2022-06-01 | 24.5 | 0 | 6.5 | 2021-06-01 | 15.5 | 2.5 | 0 | 2020-06-01 | 8.5 | 9.5 | 0 | 2019-06-01 | 12.9 | 5.1 | 0 | 2018-06-01 | 20.2 | 0 | 2.2 | 2017-06-01 | 12.5 | 5.5 | 0 | 2016-06-01 | 14.3 | 3.7 | 0 | 4.16 | 1.19
2025-06-01 | 6.2 | 11.8 | 0 | 2024-06-01 | 12.5 | 5.5 | 0 | 2023-06-01 | 19.3 | 0 | 1.3 | 2022-06-01 | 24.6 | 0 | 6.6 | 2021-06-01 | 15.2 | 2.8 | 0 | 2020-06-01 | 9 | 9 | 0 | 2019-06-01 | 12.5 | 5.5 | 0 | 2018-06-01 | 19.1 | 0 | 1.1 | 2017-06-01 | 11.3 | 6.7 | 0 | 2016-06-01 | 14.4 | 3.6 | 0 | 4.49 | 0.9
2025-06-01 | 5 | 13 | 0 | 2024-06-01 | 12.2 | 5.8 | 0 | 2023-06-01 | 20 | 0 | 2 | 2022-06-01 | 24.5 | 0 | 6.5 | 2021-06-01 | 15.5 | 2.5 | 0 | 2020-06-01 | 9 | 9 | 0 | 2019-06-01 | 11.9 | 6.1 | 0 | 2018-06-01 | 19 | 0 | 1 | 2017-06-01 | 10.1 | 7.9 | 0 | 2016-06-01 | 13.6 | 4.4 | 0 | 4.87 | 0.95
2025-06-01 | 6.2 | 11.8 | 0 | 2024-06-01 | 11.8 | 6.2 | 0 | 2023-06-01 | 19.5 | 0 | 1.5 | 2022-06-01 | 23 | 0 | 5 | 2021-06-01 | 15.5 | 2.5 | 0 | 2020-06-01 | 8.4 | 9.6 | 0 | 2019-06-01 | 12.2 | 5.8 | 0 | 2018-06-01 | 19.3 | 0 | 1.3 | 2017-06-01 | 9.2 | 8.8 | 0 | 2016-06-01 | 13.2 | 4.8 | 0 | 4.95 | 0.78
2025-06-01 | 8.5 | 9.5 | 0 | 2024-06-01 | 14.4 | 3.6 | 0 | 2023-06-01 | 20.2 | 0 | 2.2 | 2022-06-01 | 24.6 | 0 | 6.6 | 2021-06-01 | 16.2 | 1.8 | 0 | 2020-06-01 | 9.5 | 8.5 | 0 | 2019-06-01 | 12.5 | 5.5 | 0 | 2018-06-01 | 20.1 | 0 | 2.1 | 2017-06-01 | 10.4 | 7.6 | 0 | 2016-06-01 | 13.5 | 4.5 | 0 | 4.1 | 1.09
2025-06-01 | 10.8 | 7.2 | 0 | 2024-06-01 | 16.1 | 1.9 | 0 | 2023-06-01 | 22.7 | 0 | 4.7 | 2022-06-01 | 25.1 | 0 | 7.1 | 2021-06-01 | 18.2 | 0 | 0.2 | 2020-06-01 | 12.3 | 5.7 | 0 | 2019-06-01 | 13.6 | 4.4 | 0 | 2018-06-01 | 21.4 | 0 | 3.4 | 2017-06-01 | 11.6 | 6.4 | 0 | 2016-06-01 | 14.1 | 3.9 | 0 | 2.95 | 1.54
2025-06-01 | 12.7 | 5.3 | 0 | 2024-06-01 | 18.3 | 0 | 0.3 | 2023-06-01 | 25.2 | 0 | 7.2 | 2022-06-01 | 25.5 | 0 | 7.5 | 2021-06-01 | 20 | 0 | 2 | 2020-06-01 | 15 | 3 | 0 | 2019-06-01 | 15.1 | 2.9 | 0 | 2018-06-01 | 23.2 | 0 | 5.2 | 2017-06-01 | 12.9 | 5.1 | 0 | 2016-06-01 | 15.5 | 2.5 | 0 | 1.88 | 2.22
2025-06-01 | 13.9 | 4.1 | 0 | 2024-06-01 | 20.8 | 0 | 2.8 | 2023-06-01 | 27.2 | 0 | 9.2 | 2022-06-01 | 21.1 | 0 | 3.1 | 2021-06-01 | 22 | 0 | 4 | 2020-06-01 | 16.5 | 1.5 | 0 | 2019-06-01 | 16.8 | 1.2 | 0 | 2018-06-01 | 24.5 | 0 | 6.5 | 2017-06-01 | 14.5 | 3.5 | 0 | 2016-06-01 | 16.3 | 1.7 | 0 | 1.2 | 2.56
2025-06-01 | 14.5 | 3.5 | 0 | 2024-06-01 | 21.6 | 0 | 3.6 | 2023-06-01 | 28.2 | 0 | 10.2 | 2022-06-01 | 17.1 | 0.9 | 0 | 2021-06-01 | 22.2 | 0 | 4.2 | 2020-06-01 | 19.5 | 0 | 1.5 | 2019-06-01 | 18.2 | 0 | 0.2 | 2018-06-01 | 24.3 | 0 | 6.3 | 2017-06-01 | 15.1 | 2.9 | 0 | 2016-06-01 | 17.6 | 0.4 | 0 | 0.77 | 2.6
2025-06-01 | 14.8 | 3.2 | 0 | 2024-06-01 | 21.3 | 0 | 3.3 | 2023-06-01 | 29 | 0 | 11 | 2022-06-01 | 17.8 | 0.2 | 0 | 2021-06-01 | 22.9 | 0 | 4.9 | 2020-06-01 | 19.6 | 0 | 1.6 | 2019-06-01 | 19.6 | 0 | 1.6 | 2018-06-01 | 25.3 | 0 | 7.3 | 2017-06-01 | 16.2 | 1.8 | 0 | 2016-06-01 | 17.9 | 0.1 | 0 | 0.53 | 2.97
2025-06-01 | 14.2 | 3.8 | 0 | 2024-06-01 | 22.4 | 0 | 4.4 | 2023-06-01 | 30.3 | 0 | 12.3 | 2022-06-01 | 20 | 0 | 2 | 2021-06-01 | 24.2 | 0 | 6.2 | 2020-06-01 | 20.9 | 0 | 2.9 | 2019-06-01 | 15 | 3 | 0 | 2018-06-01 | 25 | 0 | 7 | 2017-06-01 | 16.6 | 1.4 | 0 | 2016-06-01 | 18.3 | 0 | 0.3 | 0.82 | 3.51
2025-06-01 | 15.4 | 2.6 | 0 | 2024-06-01 | 22.2 | 0 | 4.2 | 2023-06-01 | 29.9 | 0 | 11.9 | 2022-06-01 | 23 | 0 | 5 | 2021-06-01 | 22.6 | 0 | 4.6 | 2020-06-01 | 22 | 0 | 4 | 2019-06-01 | 16.7 | 1.3 | 0 | 2018-06-01 | 25 | 0 | 7 | 2017-06-01 | 16.9 | 1.1 | 0 | 2016-06-01 | 18.7 | 0 | 0.7 | 0.5 | 3.74
2025-06-01 | 15.6 | 2.4 | 0 | 2024-06-01 | 23.3 | 0 | 5.3 | 2023-06-01 | 30.6 | 0 | 12.6 | 2022-06-01 | 23.1 | 0 | 5.1 | 2021-06-01 | 24.5 | 0 | 6.5 | 2020-06-01 | 22.9 | 0 | 4.9 | 2019-06-01 | 18.4 | 0 | 0.4 | 2018-06-01 | 25.9 | 0 | 7.9 | 2017-06-01 | 18.1 | 0 | 0.1 | 2016-06-01 | 19.4 | 0 | 1.4 | 0.24 | 4.42
2025-06-01 | 16.2 | 1.8 | 0 | 2024-06-01 | 22.8 | 0 | 4.8 | 2023-06-01 | 30.7 | 0 | 12.7 | 2022-06-01 | 21 | 0 | 3 | 2021-06-01 | 25.3 | 0 | 7.3 | 2020-06-01 | 23.2 | 0 | 5.2 | 2019-06-01 | 19 | 0 | 1 | 2018-06-01 | 26.7 | 0 | 8.7 | 2017-06-01 | 16.9 | 1.1 | 0 | 2016-06-01 | 19.3 | 0 | 1.3 | 0.29 | 4.4
2025-06-01 | 15.2 | 2.8 | 0 | 2024-06-01 | 22.7 | 0 | 4.7 | 2023-06-01 | 30.3 | 0 | 12.3 | 2022-06-01 | 21.1 | 0 | 3.1 | 2021-06-01 | 24.7 | 0 | 6.7 | 2020-06-01 | 23.3 | 0 | 5.3 | 2019-06-01 | 19.3 | 0 | 1.3 | 2018-06-01 | 26.2 | 0 | 8.2 | 2017-06-01 | 16.7 | 1.3 | 0 | 2016-06-01 | 19.1 | 0 | 1.1 | 0.41 | 4.27
2025-06-01 | 14.8 | 3.2 | 0 | 2024-06-01 | 22 | 0 | 4 | 2023-06-01 | 29.9 | 0 | 11.9 | 2022-06-01 | 24.6 | 0 | 6.6 | 2021-06-01 | 24.9 | 0 | 6.9 | 2020-06-01 | 23 | 0 | 5 | 2019-06-01 | 15.2 | 2.8 | 0 | 2018-06-01 | 25.2 | 0 | 7.2 | 2017-06-01 | 17.7 | 0.3 | 0 | 2016-06-01 | 19.5 | 0 | 1.5 | 0.63 | 4.31
2025-06-01 | 14.9 | 3.1 | 0 | 2024-06-01 | 21.2 | 0 | 3.2 | 2023-06-01 | 28.8 | 0 | 10.8 | 2022-06-01 | 21.3 | 0 | 3.3 | 2021-06-01 | 24.1 | 0 | 6.1 | 2020-06-01 | 21.8 | 0 | 3.8 | 2019-06-01 | 17.6 | 0.4 | 0 | 2018-06-01 | 24 | 0 | 6 | 2017-06-01 | 17 | 1 | 0 | 2016-06-01 | 19.1 | 0 | 1.1 | 0.45 | 3.43
2025-06-01 | 14.4 | 3.6 | 0 | 2024-06-01 | 19.9 | 0 | 1.9 | 2023-06-01 | 27.9 | 0 | 9.9 | 2022-06-01 | 20.5 | 0 | 2.5 | 2021-06-01 | 23.1 | 0 | 5.1 | 2020-06-01 | 20.6 | 0 | 2.6 | 2019-06-01 | 18.2 | 0 | 0.2 | 2018-06-01 | 22.6 | 0 | 4.6 | 2017-06-01 | 16.7 | 1.3 | 0 | 2016-06-01 | 18.4 | 0 | 0.4 | 0.49 | 2.72
2025-06-01 | 13 | 5 | 0 | 2024-06-01 | 18.1 | 0 | 0.1 | 2023-06-01 | 27.6 | 0 | 9.6 | 2022-06-01 | 19.7 | 0 | 1.7 | 2021-06-01 | 21.4 | 0 | 3.4 | 2020-06-01 | 17.4 | 0.6 | 0 | 2019-06-01 | 16.8 | 1.2 | 0 | 2018-06-01 | 20.7 | 0 | 2.7 | 2017-06-01 | 11.7 | 6.3 | 0 | 2016-06-01 | 17.3 | 0.7 | 0 | 1.38 | 1.75
2025-06-01 | 12.1 | 5.9 | 0 | 2024-06-01 | 17.7 | 0.3 | 0 | 2023-06-01 | 25.6 | 0 | 7.6 | 2022-06-01 | 18.5 | 0 | 0.5 | 2021-06-01 | 17.7 | 0.3 | 0 | 2020-06-01 | 17.8 | 0.2 | 0 | 2019-06-01 | 16.2 | 1.8 | 0 | 2018-06-01 | 19.8 | 0 | 1.8 | 2017-06-01 | 12.2 | 5.8 | 0 | 2016-06-01 | 16 | 2 | 0 | 1.63 | 0.99
2025-06-01 | 10.3 | 7.7 | 0 | 2024-06-01 | 17.4 | 0.6 | 0 | 2023-06-01 | 24.4 | 0 | 6.4 | 2022-06-01 | 17.3 | 0.7 | 0 | 2021-06-01 | 17.3 | 0.7 | 0 | 2020-06-01 | 17.1 | 0.9 | 0 | 2019-06-01 | 16.2 | 1.8 | 0 | 2018-06-01 | 18.3 | 0 | 0.3 | 2017-06-01 | 11.7 | 6.3 | 0 | 2016-06-01 | 16.4 | 1.6 | 0 | 2.03 | 0.67
2025-06-01 | 8.8 | 9.2 | 0 | 2024-06-01 | 17.3 | 0.7 | 0 | 2023-06-01 | 23.1 | 0 | 5.1 | 2022-06-01 | 14.9 | 3.1 | 0 | 2021-06-01 | 17.4 | 0.6 | 0 | 2020-06-01 | 16.9 | 1.1 | 0 | 2019-06-01 | 15.6 | 2.4 | 0 | 2018-06-01 | 17.3 | 0.7 | 0 | 2017-06-01 | 11.8 | 6.2 | 0 | 2016-06-01 | 16.4 | 1.6 | 0 | 2.56 | 0.51
2025-06-02 | 7.5 | 10.5 | 0 | 2024-06-02 | 17.1 | 0.9 | 0 | 2023-06-02 | 22.3 | 0 | 4.3 | 2022-06-02 | 13.2 | 4.8 | 0 | 2021-06-02 | 16.1 | 1.9 | 0 | 2020-06-02 | 16.9 | 1.1 | 0 | 2019-06-02 | 15.9 | 2.1 | 0 | 2018-06-02 | 16.2 | 1.8 | 0 | 2017-06-02 | 11.2 | 6.8 | 0 | 2016-06-02 | 16 | 2 | 0 | 3.19 | 0.43
2025-06-02 | 7.3 | 10.7 | 0 | 2024-06-02 | 16.9 | 1.1 | 0 | 2023-06-02 | 21.8 | 0 | 3.8 | 2022-06-02 | 12.4 | 5.6 | 0 | 2021-06-02 | 16.2 | 1.8 | 0 | 2020-06-02 | 16.6 | 1.4 | 0 | 2019-06-02 | 15.7 | 2.3 | 0 | 2018-06-02 | 15.1 | 2.9 | 0 | 2017-06-02 | 11.3 | 6.7 | 0 | 2016-06-02 | 16.7 | 1.3 | 0 | 3.38 | 0.38
2025-06-02 | 7.7 | 10.3 | 0 | 2024-06-02 | 17.1 | 0.9 | 0 | 2023-06-02 | 21.2 | 0 | 3.2 | 2022-06-02 | 11.8 | 6.2 | 0 | 2021-06-02 | 15.8 | 2.2 | 0 | 2020-06-02 | 16.5 | 1.5 | 0 | 2019-06-02 | 15.3 | 2.7 | 0 | 2018-06-02 | 14.3 | 3.7 | 0 | 2017-06-02 | 11 | 7 | 0 | 2016-06-02 | 16.8 | 1.2 | 0 | 3.57 | 0.32
2025-06-02 | 8.1 | 9.9 | 0 | 2024-06-02 | 17.1 | 0.9 | 0 | 2023-06-02 | 20.4 | 0 | 2.4 | 2022-06-02 | 11.7 | 6.3 | 0 | 2021-06-02 | 14.2 | 3.8 | 0 | 2020-06-02 | 14.1 | 3.9 | 0 | 2019-06-02 | 15 | 3 | 0 | 2018-06-02 | 14 | 4 | 0 | 2017-06-02 | 9.3 | 8.7 | 0 | 2016-06-02 | 16.9 | 1.1 | 0 | 4.16 | 0.24
2025-06-02 | 7.5 | 10.5 | 0 | 2024-06-02 | 16.6 | 1.4 | 0 | 2023-06-02 | 20.4 | 0 | 2.4 | 2022-06-02 | 11.4 | 6.6 | 0 | 2021-06-02 | 13 | 5 | 0 | 2020-06-02 | 13.3 | 4.7 | 0 | 2019-06-02 | 13.6 | 4.4 | 0 | 2018-06-02 | 14.4 | 3.6 | 0 | 2017-06-02 | 9.9 | 8.1 | 0 | 2016-06-02 | 16.7 | 1.3 | 0 | 4.56 | 0.24
2025-06-02 | 7 | 11 | 0 | 2024-06-02 | 16 | 2 | 0 | 2023-06-02 | 20.9 | 0 | 2.9 | 2022-06-02 | 9.9 | 8.1 | 0 | 2021-06-02 | 13.9 | 4.1 | 0 | 2020-06-02 | 13.1 | 4.9 | 0 | 2019-06-02 | 13.2 | 4.8 | 0 | 2018-06-02 | 14.6 | 3.4 | 0 | 2017-06-02 | 9.7 | 8.3 | 0 | 2016-06-02 | 16.9 | 1.1 | 0 | 4.77 | 0.29
2025-06-02 | 8.9 | 9.1 | 0 | 2024-06-02 | 16.1 | 1.9 | 0 | 2023-06-02 | 20.3 | 0 | 2.3 | 2022-06-02 | 11.9 | 6.1 | 0 | 2021-06-02 | 15.3 | 2.7 | 0 | 2020-06-02 | 13.3 | 4.7 | 0 | 2019-06-02 | 13.5 | 4.5 | 0 | 2018-06-02 | 14.1 | 3.9 | 0 | 2017-06-02 | 10.5 | 7.5 | 0 | 2016-06-02 | 17 | 1 | 0 | 4.14 | 0.23
2025-06-02 | 11.3 | 6.7 | 0 | 2024-06-02 | 14.8 | 3.2 | 0 | 2023-06-02 | 22.4 | 0 | 4.4 | 2022-06-02 | 13.8 | 4.2 | 0 | 2021-06-02 | 17.8 | 0.2 | 0 | 2020-06-02 | 13.8 | 4.2 | 0 | 2019-06-02 | 13.5 | 4.5 | 0 | 2018-06-02 | 13.5 | 4.5 | 0 | 2017-06-02 | 12.8 | 5.2 | 0 | 2016-06-02 | 17.7 | 0.3 | 0 | 3.3 | 0.44
2025-06-02 | 14.8 | 3.2 | 0 | 2024-06-02 | 14.7 | 3.3 | 0 | 2023-06-02 | 25.4 | 0 | 7.4 | 2022-06-02 | 15.8 | 2.2 | 0 | 2021-06-02 | 19.7 | 0 | 1.7 | 2020-06-02 | 14.2 | 3.8 | 0 | 2019-06-02 | 12.5 | 5.5 | 0 | 2018-06-02 | 14.1 | 3.9 | 0 | 2017-06-02 | 14.8 | 3.2 | 0 | 2016-06-02 | 18 | 0 | 0 | 2.51 | 0.91
2025-06-02 | 16.8 | 1.2 | 0 | 2024-06-02 | 15 | 3 | 0 | 2023-06-02 | 27.2 | 0 | 9.2 | 2022-06-02 | 17.2 | 0.8 | 0 | 2021-06-02 | 21.2 | 0 | 3.2 | 2020-06-02 | 15.2 | 2.8 | 0 | 2019-06-02 | 14.7 | 3.3 | 0 | 2018-06-02 | 14.8 | 3.2 | 0 | 2017-06-02 | 16.1 | 1.9 | 0 | 2016-06-02 | 19.2 | 0 | 1.2 | 1.62 | 1.36
2025-06-02 | 18.9 | 0 | 0.9 | 2024-06-02 | 15.4 | 2.6 | 0 | 2023-06-02 | 30.1 | 0 | 12.1 | 2022-06-02 | 18.7 | 0 | 0.7 | 2021-06-02 | 22.4 | 0 | 4.4 | 2020-06-02 | 17.2 | 0.8 | 0 | 2019-06-02 | 16.9 | 1.1 | 0 | 2018-06-02 | 15.7 | 2.3 | 0 | 2017-06-02 | 16.8 | 1.2 | 0 | 2016-06-02 | 22.6 | 0 | 4.6 | 0.8 | 2.27
2025-06-02 | 20.5 | 0 | 2.5 | 2024-06-02 | 17.1 | 0.9 | 0 | 2023-06-02 | 31.6 | 0 | 13.6 | 2022-06-02 | 20.7 | 0 | 2.7 | 2021-06-02 | 23.2 | 0 | 5.2 | 2020-06-02 | 20 | 0 | 2 | 2019-06-02 | 17.2 | 0.8 | 0 | 2018-06-02 | 16.6 | 1.4 | 0 | 2017-06-02 | 17.4 | 0.6 | 0 | 2016-06-02 | 24.9 | 0 | 6.9 | 0.37 | 3.29
2025-06-02 | 21.8 | 0 | 3.8 | 2024-06-02 | 17.1 | 0.9 | 0 | 2023-06-02 | 31.6 | 0 | 13.6 | 2022-06-02 | 21.5 | 0 | 3.5 | 2021-06-02 | 23.2 | 0 | 5.2 | 2020-06-02 | 22.8 | 0 | 4.8 | 2019-06-02 | 18 | 0 | 0 | 2018-06-02 | 18.2 | 0 | 0.2 | 2017-06-02 | 18.7 | 0 | 0.7 | 2016-06-02 | 26 | 0 | 8 | 0.09 | 3.98
2025-06-02 | 22 | 0 | 4 | 2024-06-02 | 15.4 | 2.6 | 0 | 2023-06-02 | 30 | 0 | 12 | 2022-06-02 | 21.2 | 0 | 3.2 | 2021-06-02 | 23.7 | 0 | 5.7 | 2020-06-02 | 23.1 | 0 | 5.1 | 2019-06-02 | 19.1 | 0 | 1.1 | 2018-06-02 | 18.9 | 0 | 0.9 | 2017-06-02 | 19.2 | 0 | 1.2 | 2016-06-02 | 26.3 | 0 | 8.3 | 0.26 | 4.15
2025-06-02 | 22.6 | 0 | 4.6 | 2024-06-02 | 15.9 | 2.1 | 0 | 2023-06-02 | 31.2 | 0 | 13.2 | 2022-06-02 | 19.8 | 0 | 1.8 | 2021-06-02 | 23.9 | 0 | 5.9 | 2020-06-02 | 25.4 | 0 | 7.4 | 2019-06-02 | 19.2 | 0 | 1.2 | 2018-06-02 | 19.4 | 0 | 1.4 | 2017-06-02 | 20.1 | 0 | 2.1 | 2016-06-02 | 26.8 | 0 | 8.8 | 0.21 | 4.64
2025-06-02 | 22.8 | 0 | 4.8 | 2024-06-02 | 17.2 | 0.8 | 0 | 2023-06-02 | 31.5 | 0 | 13.5 | 2022-06-02 | 18.7 | 0 | 0.7 | 2021-06-02 | 25 | 0 | 7 | 2020-06-02 | 24.6 | 0 | 6.6 | 2019-06-02 | 18.9 | 0 | 0.9 | 2018-06-02 | 20.8 | 0 | 2.8 | 2017-06-02 | 20.5 | 0 | 2.5 | 2016-06-02 | 29.6 | 0 | 11.6 | 0.08 | 5.04
2025-06-02 | 23.1 | 0 | 5.1 | 2024-06-02 | 17.6 | 0.4 | 0 | 2023-06-02 | 31.4 | 0 | 13.4 | 2022-06-02 | 17.8 | 0.2 | 0 | 2021-06-02 | 24.5 | 0 | 6.5 | 2020-06-02 | 23.8 | 0 | 5.8 | 2019-06-02 | 18.3 | 0 | 0.3 | 2018-06-02 | 19.6 | 0 | 1.6 | 2017-06-02 | 20.6 | 0 | 2.6 | 2016-06-02 | 29.6 | 0 | 11.6 | 0.06 | 4.69
2025-06-02 | 23 | 0 | 5 | 2024-06-02 | 17.1 | 0.9 | 0 | 2023-06-02 | 31.1 | 0 | 13.1 | 2022-06-02 | 18.5 | 0 | 0.5 | 2021-06-02 | 22.1 | 0 | 4.1 | 2020-06-02 | 22.6 | 0 | 4.6 | 2019-06-02 | 17.6 | 0.4 | 0 | 2018-06-02 | 18.4 | 0 | 0.4 | 2017-06-02 | 20.6 | 0 | 2.6 | 2016-06-02 | 28.3 | 0 | 10.3 | 0.13 | 4.06
2025-06-02 | 21.9 | 0 | 3.9 | 2024-06-02 | 16.4 | 1.6 | 0 | 2023-06-02 | 29.6 | 0 | 11.6 | 2022-06-02 | 18.3 | 0 | 0.3 | 2021-06-02 | 18.3 | 0 | 0.3 | 2020-06-02 | 23.6 | 0 | 5.6 | 2019-06-02 | 15.7 | 2.3 | 0 | 2018-06-02 | 17.8 | 0.2 | 0 | 2017-06-02 | 19.1 | 0 | 1.1 | 2016-06-02 | 27.1 | 0 | 9.1 | 0.41 | 3.19
2025-06-02 | 21.2 | 0 | 3.2 | 2024-06-02 | 15.6 | 2.4 | 0 | 2023-06-02 | 25.8 | 0 | 7.8 | 2022-06-02 | 17.8 | 0.2 | 0 | 2021-06-02 | 17.7 | 0.3 | 0 | 2020-06-02 | 26.6 | 0 | 8.6 | 2019-06-02 | 14.9 | 3.1 | 0 | 2018-06-02 | 17.3 | 0.7 | 0 | 2017-06-02 | 17.3 | 0.7 | 0 | 2016-06-02 | 25.3 | 0 | 7.3 | 0.74 | 2.69
2025-06-02 | 19.7 | 0 | 1.7 | 2024-06-02 | 15.7 | 2.3 | 0 | 2023-06-02 | 26 | 0 | 8 | 2022-06-02 | 17.5 | 0.5 | 0 | 2021-06-02 | 17.8 | 0.2 | 0 | 2020-06-02 | 20.6 | 0 | 2.6 | 2019-06-02 | 12.7 | 5.3 | 0 | 2018-06-02 | 16.9 | 1.1 | 0 | 2017-06-02 | 15.8 | 2.2 | 0 | 2016-06-02 | 22.6 | 0 | 4.6 | 1.16 | 1.69
2025-06-02 | 19.9 | 0 | 1.9 | 2024-06-02 | 15.7 | 2.3 | 0 | 2023-06-02 | 24.7 | 0 | 6.7 | 2022-06-02 | 14.9 | 3.1 | 0 | 2021-06-02 | 18.1 | 0 | 0.1 | 2020-06-02 | 22.1 | 0 | 4.1 | 2019-06-02 | 10.9 | 7.1 | 0 | 2018-06-02 | 17 | 1 | 0 | 2017-06-02 | 14.9 | 3.1 | 0 | 2016-06-02 | 20.3 | 0 | 2.3 | 1.66 | 1.51
2025-06-02 | 17 | 1 | 0 | 2024-06-02 | 15.7 | 2.3 | 0 | 2023-06-02 | 23.6 | 0 | 5.6 | 2022-06-02 | 15.4 | 2.6 | 0 | 2021-06-02 | 17.4 | 0.6 | 0 | 2020-06-02 | 17.9 | 0.1 | 0 | 2019-06-02 | 9.8 | 8.2 | 0 | 2018-06-02 | 16.7 | 1.3 | 0 | 2017-06-02 | 13.9 | 4.1 | 0 | 2016-06-02 | 19.5 | 0 | 1.5 | 2.02 | 0.71
2025-06-02 | 16.2 | 1.8 | 0 | 2024-06-02 | 15.7 | 2.3 | 0 | 2023-06-02 | 22.3 | 0 | 4.3 | 2022-06-02 | 13.7 | 4.3 | 0 | 2021-06-02 | 15.5 | 2.5 | 0 | 2020-06-02 | 16.1 | 1.9 | 0 | 2019-06-02 | 9.5 | 8.5 | 0 | 2018-06-02 | 16.9 | 1.1 | 0 | 2017-06-02 | 13.4 | 4.6 | 0 | 2016-06-02 | 18.4 | 0 | 0.4 | 2.7 | 0.47
2025-06-03 | 15.7 | 2.3 | 0 | 2024-06-03 | 15.8 | 2.2 | 0 | 2023-06-03 | 22.2 | 0 | 4.2 | 2022-06-03 | 12.4 | 5.6 | 0 | 2021-06-03 | 15.3 | 2.7 | 0 | 2020-06-03 | 15.4 | 2.6 | 0 | 2019-06-03 | 8.1 | 9.9 | 0 | 2018-06-03 | 16.8 | 1.2 | 0 | 2017-06-03 | 13 | 5 | 0 | 2016-06-03 | 18.1 | 0 | 0.1 | 3.15 | 0.43
2025-06-03 | 14.8 | 3.2 | 0 | 2024-06-03 | 15.8 | 2.2 | 0 | 2023-06-03 | 21.2 | 0 | 3.2 | 2022-06-03 | 11.5 | 6.5 | 0 | 2021-06-03 | 15.2 | 2.8 | 0 | 2020-06-03 | 14.7 | 3.3 | 0 | 2019-06-03 | 7.7 | 10.3 | 0 | 2018-06-03 | 15.8 | 2.2 | 0 | 2017-06-03 | 13.3 | 4.7 | 0 | 2016-06-03 | 16.9 | 1.1 | 0 | 3.63 | 0.32
2025-06-03 | 15.2 | 2.8 | 0 | 2024-06-03 | 15.9 | 2.1 | 0 | 2023-06-03 | 20.5 | 0 | 2.5 | 2022-06-03 | 10.2 | 7.8 | 0 | 2021-06-03 | 15.3 | 2.7 | 0 | 2020-06-03 | 14.4 | 3.6 | 0 | 2019-06-03 | 7.6 | 10.4 | 0 | 2018-06-03 | 15.6 | 2.4 | 0 | 2017-06-03 | 13.1 | 4.9 | 0 | 2016-06-03 | 16.4 | 1.6 | 0 | 3.83 | 0.25
2025-06-03 | 16.5 | 1.5 | 0 | 2024-06-03 | 15.8 | 2.2 | 0 | 2023-06-03 | 19.8 | 0 | 1.8 | 2022-06-03 | 8.5 | 9.5 | 0 | 2021-06-03 | 15.3 | 2.7 | 0 | 2020-06-03 | 15 | 3 | 0 | 2019-06-03 | 7.4 | 10.6 | 0 | 2018-06-03 | 14.6 | 3.4 | 0 | 2017-06-03 | 12.9 | 5.1 | 0 | 2016-06-03 | 16.1 | 1.9 | 0 | 3.99 | 0.18
2025-06-03 | 15.7 | 2.3 | 0 | 2024-06-03 | 15.9 | 2.1 | 0 | 2023-06-03 | 20.7 | 0 | 2.7 | 2022-06-03 | 8.5 | 9.5 | 0 | 2021-06-03 | 15.2 | 2.8 | 0 | 2020-06-03 | 15.3 | 2.7 | 0 | 2019-06-03 | 6.8 | 11.2 | 0 | 2018-06-03 | 14.8 | 3.2 | 0 | 2017-06-03 | 10.6 | 7.4 | 0 | 2016-06-03 | 15.3 | 2.7 | 0 | 4.39 | 0.27
2025-06-03 | 14.5 | 3.5 | 0 | 2024-06-03 | 15.9 | 2.1 | 0 | 2023-06-03 | 19.2 | 0 | 1.2 | 2022-06-03 | 9.1 | 8.9 | 0 | 2021-06-03 | 14.9 | 3.1 | 0 | 2020-06-03 | 16.8 | 1.2 | 0 | 2019-06-03 | 6.6 | 11.4 | 0 | 2018-06-03 | 15.8 | 2.2 | 0 | 2017-06-03 | 11.1 | 6.9 | 0 | 2016-06-03 | 15.2 | 2.8 | 0 | 4.21 | 0.12
2025-06-03 | 14.5 | 3.5 | 0 | 2024-06-03 | 15.8 | 2.2 | 0 | 2023-06-03 | 20 | 0 | 2 | 2022-06-03 | 12 | 6 | 0 | 2021-06-03 | 14.9 | 3.1 | 0 | 2020-06-03 | 17.9 | 0.1 | 0 | 2019-06-03 | 7.9 | 10.1 | 0 | 2018-06-03 | 16.9 | 1.1 | 0 | 2017-06-03 | 12.3 | 5.7 | 0 | 2016-06-03 | 16.6 | 1.4 | 0 | 3.32 | 0.2
2025-06-03 | 15.7 | 2.3 | 0 | 2024-06-03 | 16 | 2 | 0 | 2023-06-03 | 20.8 | 0 | 2.8 | 2022-06-03 | 15.3 | 2.7 | 0 | 2021-06-03 | 15.3 | 2.7 | 0 | 2020-06-03 | 17.8 | 0.2 | 0 | 2019-06-03 | 8.8 | 9.2 | 0 | 2018-06-03 | 16.4 | 1.6 | 0 | 2017-06-03 | 13.4 | 4.6 | 0 | 2016-06-03 | 17.8 | 0.2 | 0 | 2.55 | 0.28
2025-06-03 | 17.2 | 0.8 | 0 | 2024-06-03 | 16.2 | 1.8 | 0 | 2023-06-03 | 21.5 | 0 | 3.5 | 2022-06-03 | 18.1 | 0 | 0.1 | 2021-06-03 | 15.3 | 2.7 | 0 | 2020-06-03 | 18.3 | 0 | 0.3 | 2019-06-03 | 9.2 | 8.8 | 0 | 2018-06-03 | 16.4 | 1.6 | 0 | 2017-06-03 | 15.6 | 2.4 | 0 | 2016-06-03 | 19.3 | 0 | 1.3 | 1.81 | 0.52
2025-06-03 | 19.1 | 0 | 1.1 | 2024-06-03 | 17 | 1 | 0 | 2023-06-03 | 20.1 | 0 | 2.1 | 2022-06-03 | 20.6 | 0 | 2.6 | 2021-06-03 | 16 | 2 | 0 | 2020-06-03 | 19.2 | 0 | 1.2 | 2019-06-03 | 10.2 | 7.8 | 0 | 2018-06-03 | 16.7 | 1.3 | 0 | 2017-06-03 | 17 | 1 | 0 | 2016-06-03 | 20.8 | 0 | 2.8 | 1.31 | 0.98
2025-06-03 | 22 | 0 | 4 | 2024-06-03 | 18.9 | 0 | 0.9 | 2023-06-03 | 18.8 | 0 | 0.8 | 2022-06-03 | 21.8 | 0 | 3.8 | 2021-06-03 | 17.3 | 0.7 | 0 | 2020-06-03 | 21.8 | 0 | 3.8 | 2019-06-03 | 11.5 | 6.5 | 0 | 2018-06-03 | 18 | 0 | 0 | 2017-06-03 | 18.3 | 0 | 0.3 | 2016-06-03 | 22.2 | 0 | 4.2 | 0.72 | 1.78
2025-06-03 | 23.4 | 0 | 5.4 | 2024-06-03 | 20.2 | 0 | 2.2 | 2023-06-03 | 19.2 | 0 | 1.2 | 2022-06-03 | 22.6 | 0 | 4.6 | 2021-06-03 | 17.9 | 0.1 | 0 | 2020-06-03 | 23.2 | 0 | 5.2 | 2019-06-03 | 12.8 | 5.2 | 0 | 2018-06-03 | 18.1 | 0 | 0.1 | 2017-06-03 | 18.8 | 0 | 0.8 | 2016-06-03 | 23.1 | 0 | 5.1 | 0.53 | 2.46
2025-06-03 | 23.6 | 0 | 5.6 | 2024-06-03 | 21.4 | 0 | 3.4 | 2023-06-03 | 20 | 0 | 2 | 2022-06-03 | 23.2 | 0 | 5.2 | 2021-06-03 | 19.4 | 0 | 1.4 | 2020-06-03 | 24.6 | 0 | 6.6 | 2019-06-03 | 14.6 | 3.4 | 0 | 2018-06-03 | 18.7 | 0 | 0.7 | 2017-06-03 | 19.9 | 0 | 1.9 | 2016-06-03 | 23.9 | 0 | 5.9 | 0.34 | 3.27
2025-06-03 | 24.8 | 0 | 6.8 | 2024-06-03 | 21.8 | 0 | 3.8 | 2023-06-03 | 20.7 | 0 | 2.7 | 2022-06-03 | 24.6 | 0 | 6.6 | 2021-06-03 | 20.9 | 0 | 2.9 | 2020-06-03 | 25 | 0 | 7 | 2019-06-03 | 15.8 | 2.2 | 0 | 2018-06-03 | 19.9 | 0 | 1.9 | 2017-06-03 | 21.2 | 0 | 3.2 | 2016-06-03 | 23.7 | 0 | 5.7 | 0.22 | 4.06
2025-06-03 | 25.2 | 0 | 7.2 | 2024-06-03 | 23.2 | 0 | 5.2 | 2023-06-03 | 21 | 0 | 3 | 2022-06-03 | 23.8 | 0 | 5.8 | 2021-06-03 | 18.7 | 0 | 0.7 | 2020-06-03 | 26.7 | 0 | 8.7 | 2019-06-03 | 16.3 | 1.7 | 0 | 2018-06-03 | 20.5 | 0 | 2.5 | 2017-06-03 | 21.8 | 0 | 3.8 | 2016-06-03 | 24.2 | 0 | 6.2 | 0.17 | 4.31
2025-06-03 | 26.1 | 0 | 8.1 | 2024-06-03 | 23.2 | 0 | 5.2 | 2023-06-03 | 21.9 | 0 | 3.9 | 2022-06-03 | 20.9 | 0 | 2.9 | 2021-06-03 | 20.5 | 0 | 2.5 | 2020-06-03 | 27.1 | 0 | 9.1 | 2019-06-03 | 16.5 | 1.5 | 0 | 2018-06-03 | 20.3 | 0 | 2.3 | 2017-06-03 | 21.4 | 0 | 3.4 | 2016-06-03 | 23.8 | 0 | 5.8 | 0.15 | 4.32
2025-06-03 | 27.9 | 0 | 9.9 | 2024-06-03 | 21.5 | 0 | 3.5 | 2023-06-03 | 21.4 | 0 | 3.4 | 2022-06-03 | 22.7 | 0 | 4.7 | 2021-06-03 | 22 | 0 | 4 | 2020-06-03 | 27 | 0 | 9 | 2019-06-03 | 16.2 | 1.8 | 0 | 2018-06-03 | 19 | 0 | 1 | 2017-06-03 | 21.4 | 0 | 3.4 | 2016-06-03 | 24.8 | 0 | 6.8 | 0.18 | 4.57
2025-06-03 | 27.1 | 0 | 9.1 | 2024-06-03 | 21.1 | 0 | 3.1 | 2023-06-03 | 20.9 | 0 | 2.9 | 2022-06-03 | 20.7 | 0 | 2.7 | 2021-06-03 | 21.2 | 0 | 3.2 | 2020-06-03 | 27 | 0 | 9 | 2019-06-03 | 15.8 | 2.2 | 0 | 2018-06-03 | 17.6 | 0.4 | 0 | 2017-06-03 | 21.7 | 0 | 3.7 | 2016-06-03 | 24 | 0 | 6 | 0.26 | 3.97
2025-06-03 | 26.7 | 0 | 8.7 | 2024-06-03 | 20.7 | 0 | 2.7 | 2023-06-03 | 20.5 | 0 | 2.5 | 2022-06-03 | 21.5 | 0 | 3.5 | 2021-06-03 | 21.3 | 0 | 3.3 | 2020-06-03 | 25.8 | 0 | 7.8 | 2019-06-03 | 15.3 | 2.7 | 0 | 2018-06-03 | 18.7 | 0 | 0.7 | 2017-06-03 | 20.4 | 0 | 2.4 | 2016-06-03 | 22.1 | 0 | 4.1 | 0.27 | 3.57
2025-06-03 | 26 | 0 | 8 | 2024-06-03 | 19.8 | 0 | 1.8 | 2023-06-03 | 19.8 | 0 | 1.8 | 2022-06-03 | 21.1 | 0 | 3.1 | 2021-06-03 | 21.4 | 0 | 3.4 | 2020-06-03 | 23.4 | 0 | 5.4 | 2019-06-03 | 14.3 | 3.7 | 0 | 2018-06-03 | 19.1 | 0 | 1.1 | 2017-06-03 | 19.1 | 0 | 1.1 | 2016-06-03 | 22.3 | 0 | 4.3 | 0.37 | 3
2025-06-03 | 23.4 | 0 | 5.4 | 2024-06-03 | 18.1 | 0 | 0.1 | 2023-06-03 | 18.1 | 0 | 0.1 | 2022-06-03 | 19.7 | 0 | 1.7 | 2021-06-03 | 21 | 0 | 3 | 2020-06-03 | 22.1 | 0 | 4.1 | 2019-06-03 | 12.7 | 5.3 | 0 | 2018-06-03 | 17.9 | 0.1 | 0 | 2017-06-03 | 16.7 | 1.3 | 0 | 2016-06-03 | 21.5 | 0 | 3.5 | 0.67 | 1.79
2025-06-03 | 20.8 | 0 | 2.8 | 2024-06-03 | 17.3 | 0.7 | 0 | 2023-06-03 | 16.9 | 1.1 | 0 | 2022-06-03 | 19.1 | 0 | 1.1 | 2021-06-03 | 19.7 | 0 | 1.7 | 2020-06-03 | 21 | 0 | 3 | 2019-06-03 | 11.1 | 6.9 | 0 | 2018-06-03 | 17.5 | 0.5 | 0 | 2017-06-03 | 15.8 | 2.2 | 0 | 2016-06-03 | 20.1 | 0 | 2.1 | 1.14 | 1.07
2025-06-03 | 18.6 | 0 | 0.6 | 2024-06-03 | 17.4 | 0.6 | 0 | 2023-06-03 | 16.4 | 1.6 | 0 | 2022-06-03 | 17.8 | 0.2 | 0 | 2021-06-03 | 18.9 | 0 | 0.9 | 2020-06-03 | 18.3 | 0 | 0.3 | 2019-06-03 | 11.6 | 6.4 | 0 | 2018-06-03 | 17.4 | 0.6 | 0 | 2017-06-03 | 16.7 | 1.3 | 0 | 2016-06-03 | 19 | 0 | 1 | 1.07 | 0.28
2025-06-03 | 17.8 | 0.2 | 0 | 2024-06-03 | 17.4 | 0.6 | 0 | 2023-06-03 | 16.1 | 1.9 | 0 | 2022-06-03 | 15.5 | 2.5 | 0 | 2021-06-03 | 18.8 | 0 | 0.8 | 2020-06-03 | 17.1 | 0.9 | 0 | 2019-06-03 | 8.5 | 9.5 | 0 | 2018-06-03 | 17 | 1 | 0 | 2017-06-03 | 15.7 | 2.3 | 0 | 2016-06-03 | 18 | 0 | 0 | 1.89 | 0.08
2025-06-04 | 16.8 | 1.2 | 0 | 2024-06-04 | 17.1 | 0.9 | 0 | 2023-06-04 | 16.1 | 1.9 | 0 | 2022-06-04 | 14.1 | 3.9 | 0 | 2021-06-04 | 17.2 | 0.8 | 0 | 2020-06-04 | 15.9 | 2.1 | 0 | 2019-06-04 | 8.1 | 9.9 | 0 | 2018-06-04 | 16.7 | 1.3 | 0 | 2017-06-04 | 15.2 | 2.8 | 0 | 2016-06-04 | 17.6 | 0.4 | 0 | 2.52 | 0
2025-06-04 | 16 | 2 | 0 | 2024-06-04 | 16.7 | 1.3 | 0 | 2023-06-04 | 15.2 | 2.8 | 0 | 2022-06-04 | 12.6 | 5.4 | 0 | 2021-06-04 | 15.9 | 2.1 | 0 | 2020-06-04 | 16.9 | 1.1 | 0 | 2019-06-04 | 7.5 | 10.5 | 0 | 2018-06-04 | 16.8 | 1.2 | 0 | 2017-06-04 | 15.1 | 2.9 | 0 | 2016-06-04 | 17.1 | 0.9 | 0 | 3.02 | 0
2025-06-04 | 16 | 2 | 0 | 2024-06-04 | 16.7 | 1.3 | 0 | 2023-06-04 | 14.4 | 3.6 | 0 | 2022-06-04 | 11.1 | 6.9 | 0 | 2021-06-04 | 16.7 | 1.3 | 0 | 2020-06-04 | 17.1 | 0.9 | 0 | 2019-06-04 | 8.5 | 9.5 | 0 | 2018-06-04 | 16.6 | 1.4 | 0 | 2017-06-04 | 14.7 | 3.3 | 0 | 2016-06-04 | 15.9 | 2.1 | 0 | 3.23 | 0
2025-06-04 | 15.7 | 2.3 | 0 | 2024-06-04 | 16.3 | 1.7 | 0 | 2023-06-04 | 13.9 | 4.1 | 0 | 2022-06-04 | 9.8 | 8.2 | 0 | 2021-06-04 | 16 | 2 | 0 | 2020-06-04 | 17.5 | 0.5 | 0 | 2019-06-04 | 7.8 | 10.2 | 0 | 2018-06-04 | 15.6 | 2.4 | 0 | 2017-06-04 | 14.8 | 3.2 | 0 | 2016-06-04 | 15.7 | 2.3 | 0 | 3.69 | 0
2025-06-04 | 16 | 2 | 0 | 2024-06-04 | 15.8 | 2.2 | 0 | 2023-06-04 | 12.4 | 5.6 | 0 | 2022-06-04 | 9.3 | 8.7 | 0 | 2021-06-04 | 16.3 | 1.7 | 0 | 2020-06-04 | 15.8 | 2.2 | 0 | 2019-06-04 | 7.8 | 10.2 | 0 | 2018-06-04 | 15.1 | 2.9 | 0 | 2017-06-04 | 13.8 | 4.2 | 0 | 2016-06-04 | 15 | 3 | 0 | 4.27 | 0
2025-06-04 | 17 | 1 | 0 | 2024-06-04 | 15.3 | 2.7 | 0 | 2023-06-04 | 13 | 5 | 0 | 2022-06-04 | 7.6 | 10.4 | 0 | 2021-06-04 | 15.8 | 2.2 | 0 | 2020-06-04 | 16.5 | 1.5 | 0 | 2019-06-04 | 8 | 10 | 0 | 2018-06-04 | 15 | 3 | 0 | 2017-06-04 | 13.2 | 4.8 | 0 | 2016-06-04 | 14.9 | 3.1 | 0 | 4.37 | 0
2025-06-04 | 18.1 | 0 | 0.1 | 2024-06-04 | 17.2 | 0.8 | 0 | 2023-06-04 | 13.7 | 4.3 | 0 | 2022-06-04 | 9.3 | 8.7 | 0 | 2021-06-04 | 17 | 1 | 0 | 2020-06-04 | 18.9 | 0 | 0.9 | 2019-06-04 | 10.3 | 7.7 | 0 | 2018-06-04 | 15.2 | 2.8 | 0 | 2017-06-04 | 12.7 | 5.3 | 0 | 2016-06-04 | 16.1 | 1.9 | 0 | 3.25 | 0.1
2025-06-04 | 21.7 | 0 | 3.7 | 2024-06-04 | 19.1 | 0 | 1.1 | 2023-06-04 | 15.4 | 2.6 | 0 | 2022-06-04 | 10.9 | 7.1 | 0 | 2021-06-04 | 18.7 | 0 | 0.7 | 2020-06-04 | 21 | 0 | 3 | 2019-06-04 | 12.1 | 5.9 | 0 | 2018-06-04 | 14.6 | 3.4 | 0 | 2017-06-04 | 12.1 | 5.9 | 0 | 2016-06-04 | 17.1 | 0.9 | 0 | 2.58 | 0.85
2025-06-04 | 24.2 | 0 | 6.2 | 2024-06-04 | 19.9 | 0 | 1.9 | 2023-06-04 | 17 | 1 | 0 | 2022-06-04 | 13.1 | 4.9 | 0 | 2021-06-04 | 21.2 | 0 | 3.2 | 2020-06-04 | 22.9 | 0 | 4.9 | 2019-06-04 | 12.1 | 5.9 | 0 | 2018-06-04 | 14.8 | 3.2 | 0 | 2017-06-04 | 11.9 | 6.1 | 0 | 2016-06-04 | 19 | 0 | 1 | 2.11 | 1.72
2025-06-04 | 26 | 0 | 8 | 2024-06-04 | 21.8 | 0 | 3.8 | 2023-06-04 | 18.6 | 0 | 0.6 | 2022-06-04 | 15.6 | 2.4 | 0 | 2021-06-04 | 22.1 | 0 | 4.1 | 2020-06-04 | 26 | 0 | 8 | 2019-06-04 | 12.7 | 5.3 | 0 | 2018-06-04 | 15.9 | 2.1 | 0 | 2017-06-04 | 12.3 | 5.7 | 0 | 2016-06-04 | 21 | 0 | 3 | 1.55 | 2.75
2025-06-04 | 27.7 | 0 | 9.7 | 2024-06-04 | 22.9 | 0 | 4.9 | 2023-06-04 | 20 | 0 | 2 | 2022-06-04 | 17.1 | 0.9 | 0 | 2021-06-04 | 21.5 | 0 | 3.5 | 2020-06-04 | 27.6 | 0 | 9.6 | 2019-06-04 | 15.2 | 2.8 | 0 | 2018-06-04 | 17.3 | 0.7 | 0 | 2017-06-04 | 13.5 | 4.5 | 0 | 2016-06-04 | 22.5 | 0 | 4.5 | 0.89 | 3.42
2025-06-04 | 29.6 | 0 | 11.6 | 2024-06-04 | 23 | 0 | 5 | 2023-06-04 | 19.1 | 0 | 1.1 | 2022-06-04 | 18.6 | 0 | 0.6 | 2021-06-04 | 22.1 | 0 | 4.1 | 2020-06-04 | 28.5 | 0 | 10.5 | 2019-06-04 | 14.4 | 3.6 | 0 | 2018-06-04 | 18.6 | 0 | 0.6 | 2017-06-04 | 15.5 | 2.5 | 0 | 2016-06-04 | 23.3 | 0 | 5.3 | 0.61 | 3.88
2025-06-04 | 29.8 | 0 | 11.8 | 2024-06-04 | 23.1 | 0 | 5.1 | 2023-06-04 | 19 | 0 | 1 | 2022-06-04 | 19.1 | 0 | 1.1 | 2021-06-04 | 24.5 | 0 | 6.5 | 2020-06-04 | 28.6 | 0 | 10.6 | 2019-06-04 | 14.7 | 3.3 | 0 | 2018-06-04 | 19.2 | 0 | 1.2 | 2017-06-04 | 16.3 | 1.7 | 0 | 2016-06-04 | 24.5 | 0 | 6.5 | 0.5 | 4.38
2025-06-04 | 30.9 | 0 | 12.9 | 2024-06-04 | 25.5 | 0 | 7.5 | 2023-06-04 | 19.1 | 0 | 1.1 | 2022-06-04 | 19.6 | 0 | 1.6 | 2021-06-04 | 26.3 | 0 | 8.3 | 2020-06-04 | 29.5 | 0 | 11.5 | 2019-06-04 | 16.1 | 1.9 | 0 | 2018-06-04 | 18 | 0 | 0 | 2017-06-04 | 18.6 | 0 | 0.6 | 2016-06-04 | 24.4 | 0 | 6.4 | 0.19 | 4.99
2025-06-04 | 30.6 | 0 | 12.6 | 2024-06-04 | 26.6 | 0 | 8.6 | 2023-06-04 | 19.8 | 0 | 1.8 | 2022-06-04 | 20 | 0 | 2 | 2021-06-04 | 24.5 | 0 | 6.5 | 2020-06-04 | 29.6 | 0 | 11.6 | 2019-06-04 | 16.1 | 1.9 | 0 | 2018-06-04 | 17.9 | 0.1 | 0 | 2017-06-04 | 19.5 | 0 | 1.5 | 2016-06-04 | 25 | 0 | 7 | 0.2 | 5.16
2025-06-04 | 30.1 | 0 | 12.1 | 2024-06-04 | 26.4 | 0 | 8.4 | 2023-06-04 | 19.9 | 0 | 1.9 | 2022-06-04 | 20.8 | 0 | 2.8 | 2021-06-04 | 28.2 | 0 | 10.2 | 2020-06-04 | 29.3 | 0 | 11.3 | 2019-06-04 | 16.8 | 1.2 | 0 | 2018-06-04 | 16.9 | 1.1 | 0 | 2017-06-04 | 19.8 | 0 | 1.8 | 2016-06-04 | 25.2 | 0 | 7.2 | 0.23 | 5.57
2025-06-04 | 30.1 | 0 | 12.1 | 2024-06-04 | 25.8 | 0 | 7.8 | 2023-06-04 | 19.1 | 0 | 1.1 | 2022-06-04 | 20.7 | 0 | 2.7 | 2021-06-04 | 25.9 | 0 | 7.9 | 2020-06-04 | 29.1 | 0 | 11.1 | 2019-06-04 | 15.9 | 2.1 | 0 | 2018-06-04 | 17.4 | 0.6 | 0 | 2017-06-04 | 19 | 0 | 1 | 2016-06-04 | 25.8 | 0 | 7.8 | 0.27 | 5.15
2025-06-04 | 29.1 | 0 | 11.1 | 2024-06-04 | 25.9 | 0 | 7.9 | 2023-06-04 | 19 | 0 | 1 | 2022-06-04 | 20.1 | 0 | 2.1 | 2021-06-04 | 26.9 | 0 | 8.9 | 2020-06-04 | 27.9 | 0 | 9.9 | 2019-06-04 | 15.9 | 2.1 | 0 | 2018-06-04 | 18.5 | 0 | 0.5 | 2017-06-04 | 17 | 1 | 0 | 2016-06-04 | 25.7 | 0 | 7.7 | 0.31 | 4.91
2025-06-04 | 23.1 | 0 | 5.1 | 2024-06-04 | 24.4 | 0 | 6.4 | 2023-06-04 | 18.9 | 0 | 0.9 | 2022-06-04 | 19.5 | 0 | 1.5 | 2021-06-04 | 27.4 | 0 | 9.4 | 2020-06-04 | 27.4 | 0 | 9.4 | 2019-06-04 | 15.3 | 2.7 | 0 | 2018-06-04 | 18.1 | 0 | 0.1 | 2017-06-04 | 16 | 2 | 0 | 2016-06-04 | 22.9 | 0 | 4.9 | 0.47 | 3.77
2025-06-04 | 22.5 | 0 | 4.5 | 2024-06-04 | 23 | 0 | 5 | 2023-06-04 | 18.4 | 0 | 0.4 | 2022-06-04 | 18.7 | 0 | 0.7 | 2021-06-04 | 26 | 0 | 8 | 2020-06-04 | 26.5 | 0 | 8.5 | 2019-06-04 | 14.1 | 3.9 | 0 | 2018-06-04 | 17.5 | 0.5 | 0 | 2017-06-04 | 14.9 | 3.1 | 0 | 2016-06-04 | 21.6 | 0 | 3.6 | 0.75 | 3.07
2025-06-04 | 22.7 | 0 | 4.7 | 2024-06-04 | 21.9 | 0 | 3.9 | 2023-06-04 | 17.5 | 0.5 | 0 | 2022-06-04 | 17.2 | 0.8 | 0 | 2021-06-04 | 24.9 | 0 | 6.9 | 2020-06-04 | 25 | 0 | 7 | 2019-06-04 | 12.8 | 5.2 | 0 | 2018-06-04 | 16.9 | 1.1 | 0 | 2017-06-04 | 13.7 | 4.3 | 0 | 2016-06-04 | 21.1 | 0 | 3.1 | 1.19 | 2.56
2025-06-04 | 21.9 | 0 | 3.9 | 2024-06-04 | 21.6 | 0 | 3.6 | 2023-06-04 | 16.4 | 1.6 | 0 | 2022-06-04 | 15.6 | 2.4 | 0 | 2021-06-04 | 23.6 | 0 | 5.6 | 2020-06-04 | 23.5 | 0 | 5.5 | 2019-06-04 | 13.3 | 4.7 | 0 | 2018-06-04 | 14.9 | 3.1 | 0 | 2017-06-04 | 12.6 | 5.4 | 0 | 2016-06-04 | 20.7 | 0 | 2.7 | 1.72 | 2.13
2025-06-04 | 21.5 | 0 | 3.5 | 2024-06-04 | 21.2 | 0 | 3.2 | 2023-06-04 | 16 | 2 | 0 | 2022-06-04 | 15.3 | 2.7 | 0 | 2021-06-04 | 22.1 | 0 | 4.1 | 2020-06-04 | 23 | 0 | 5 | 2019-06-04 | 13 | 5 | 0 | 2018-06-04 | 13.8 | 4.2 | 0 | 2017-06-04 | 12.4 | 5.6 | 0 | 2016-06-04 | 21 | 0 | 3 | 1.95 | 1.88
2025-06-04 | 19.8 | 0 | 1.8 | 2024-06-04 | 20.8 | 0 | 2.8 | 2023-06-04 | 15.9 | 2.1 | 0 | 2022-06-04 | 14.4 | 3.6 | 0 | 2021-06-04 | 21.3 | 0 | 3.3 | 2020-06-04 | 21.5 | 0 | 3.5 | 2019-06-04 | 12.6 | 5.4 | 0 | 2018-06-04 | 12.5 | 5.5 | 0 | 2017-06-04 | 12.4 | 5.6 | 0 | 2016-06-04 | 18.4 | 0 | 0.4 | 2.22 | 1.18
2025-06-05 | 19.4 | 0 | 1.4 | 2024-06-05 | 20.2 | 0 | 2.2 | 2023-06-05 | 15.4 | 2.6 | 0 | 2022-06-05 | 14.4 | 3.6 | 0 | 2021-06-05 | 20.3 | 0 | 2.3 | 2020-06-05 | 20.2 | 0 | 2.2 | 2019-06-05 | 11.3 | 6.7 | 0 | 2018-06-05 | 12.2 | 5.8 | 0 | 2017-06-05 | 12.1 | 5.9 | 0 | 2016-06-05 | 16.4 | 1.6 | 0 | 2.62 | 0.81
2025-06-05 | 17.4 | 0.6 | 0 | 2024-06-05 | 19.5 | 0 | 1.5 | 2023-06-05 | 15.6 | 2.4 | 0 | 2022-06-05 | 11.1 | 6.9 | 0 | 2021-06-05 | 20.2 | 0 | 2.2 | 2020-06-05 | 19.9 | 0 | 1.9 | 2019-06-05 | 12.4 | 5.6 | 0 | 2018-06-05 | 12.2 | 5.8 | 0 | 2017-06-05 | 12.5 | 5.5 | 0 | 2016-06-05 | 16.7 | 1.3 | 0 | 2.81 | 0.56
2025-06-05 | 17.1 | 0.9 | 0 | 2024-06-05 | 18.5 | 0 | 0.5 | 2023-06-05 | 15.2 | 2.8 | 0 | 2022-06-05 | 11.8 | 6.2 | 0 | 2021-06-05 | 19.9 | 0 | 1.9 | 2020-06-05 | 18.8 | 0 | 0.8 | 2019-06-05 | 12.1 | 5.9 | 0 | 2018-06-05 | 11.1 | 6.9 | 0 | 2017-06-05 | 12.2 | 5.8 | 0 | 2016-06-05 | 16.6 | 1.4 | 0 | 2.99 | 0.32
2025-06-05 | 16.6 | 1.4 | 0 | 2024-06-05 | 18.2 | 0 | 0.2 | 2023-06-05 | 14.4 | 3.6 | 0 | 2022-06-05 | 12 | 6 | 0 | 2021-06-05 | 20.3 | 0 | 2.3 | 2020-06-05 | 18.2 | 0 | 0.2 | 2019-06-05 | 12.4 | 5.6 | 0 | 2018-06-05 | 10.7 | 7.3 | 0 | 2017-06-05 | 12.5 | 5.5 | 0 | 2016-06-05 | 16.6 | 1.4 | 0 | 3.08 | 0.27
2025-06-05 | 16.2 | 1.8 | 0 | 2024-06-05 | 19 | 0 | 1 | 2023-06-05 | 13.7 | 4.3 | 0 | 2022-06-05 | 11.8 | 6.2 | 0 | 2021-06-05 | 20.6 | 0 | 2.6 | 2020-06-05 | 19 | 0 | 1 | 2019-06-05 | 13.7 | 4.3 | 0 | 2018-06-05 | 10.8 | 7.2 | 0 | 2017-06-05 | 12.6 | 5.4 | 0 | 2016-06-05 | 16.7 | 1.3 | 0 | 3.05 | 0.46
2025-06-05 | 16.1 | 1.9 | 0 | 2024-06-05 | 18.9 | 0 | 0.9 | 2023-06-05 | 14.6 | 3.4 | 0 | 2022-06-05 | 12.4 | 5.6 | 0 | 2021-06-05 | 21.4 | 0 | 3.4 | 2020-06-05 | 18.6 | 0 | 0.6 | 2019-06-05 | 14 | 4 | 0 | 2018-06-05 | 10.8 | 7.2 | 0 | 2017-06-05 | 12.8 | 5.2 | 0 | 2016-06-05 | 17.4 | 0.6 | 0 | 2.79 | 0.49
2025-06-05 | 16.1 | 1.9 | 0 | 2024-06-05 | 19.4 | 0 | 1.4 | 2023-06-05 | 15.7 | 2.3 | 0 | 2022-06-05 | 13.1 | 4.9 | 0 | 2021-06-05 | 22.5 | 0 | 4.5 | 2020-06-05 | 19.6 | 0 | 1.6 | 2019-06-05 | 13.1 | 4.9 | 0 | 2018-06-05 | 10.9 | 7.1 | 0 | 2017-06-05 | 13.1 | 4.9 | 0 | 2016-06-05 | 18 | 0 | 0 | 2.6 | 0.75
2025-06-05 | 16.3 | 1.7 | 0 | 2024-06-05 | 21.6 | 0 | 3.6 | 2023-06-05 | 17 | 1 | 0 | 2022-06-05 | 15 | 3 | 0 | 2021-06-05 | 23.6 | 0 | 5.6 | 2020-06-05 | 20.9 | 0 | 2.9 | 2019-06-05 | 13.1 | 4.9 | 0 | 2018-06-05 | 12 | 6 | 0 | 2017-06-05 | 13.5 | 4.5 | 0 | 2016-06-05 | 18.9 | 0 | 0.9 | 2.11 | 1.3
2025-06-05 | 16.5 | 1.5 | 0 | 2024-06-05 | 22.1 | 0 | 4.1 | 2023-06-05 | 17.6 | 0.4 | 0 | 2022-06-05 | 18 | 0 | 0 | 2021-06-05 | 26.1 | 0 | 8.1 | 2020-06-05 | 23 | 0 | 5 | 2019-06-05 | 15.1 | 2.9 | 0 | 2018-06-05 | 12.9 | 5.1 | 0 | 2017-06-05 | 13.8 | 4.2 | 0 | 2016-06-05 | 20.1 | 0 | 2.1 | 1.41 | 1.93
2025-06-05 | 17.4 | 0.6 | 0 | 2024-06-05 | 22.6 | 0 | 4.6 | 2023-06-05 | 18.9 | 0 | 0.9 | 2022-06-05 | 20.4 | 0 | 2.4 | 2021-06-05 | 27.6 | 0 | 9.6 | 2020-06-05 | 24 | 0 | 6 | 2019-06-05 | 16.5 | 1.5 | 0 | 2018-06-05 | 12.9 | 5.1 | 0 | 2017-06-05 | 14.2 | 3.8 | 0 | 2016-06-05 | 21 | 0 | 3 | 1.1 | 2.65
2025-06-05 | 18.7 | 0 | 0.7 | 2024-06-05 | 23.2 | 0 | 5.2 | 2023-06-05 | 19.9 | 0 | 1.9 | 2022-06-05 | 21.8 | 0 | 3.8 | 2021-06-05 | 29 | 0 | 11 | 2020-06-05 | 24.6 | 0 | 6.6 | 2019-06-05 | 16.7 | 1.3 | 0 | 2018-06-05 | 13.3 | 4.7 | 0 | 2017-06-05 | 14.3 | 3.7 | 0 | 2016-06-05 | 20.5 | 0 | 2.5 | 0.97 | 3.17
2025-06-05 | 19.3 | 0 | 1.3 | 2024-06-05 | 23.9 | 0 | 5.9 | 2023-06-05 | 22.1 | 0 | 4.1 | 2022-06-05 | 23 | 0 | 5 | 2021-06-05 | 29.5 | 0 | 11.5 | 2020-06-05 | 25.8 | 0 | 7.8 | 2019-06-05 | 17 | 1 | 0 | 2018-06-05 | 13.8 | 4.2 | 0 | 2017-06-05 | 15.2 | 2.8 | 0 | 2016-06-05 | 20.7 | 0 | 2.7 | 0.8 | 3.83
2025-06-05 | 20.8 | 0 | 2.8 | 2024-06-05 | 23.3 | 0 | 5.3 | 2023-06-05 | 22.7 | 0 | 4.7 | 2022-06-05 | 24.8 | 0 | 6.8 | 2021-06-05 | 30.2 | 0 | 12.2 | 2020-06-05 | 27.6 | 0 | 9.6 | 2019-06-05 | 16 | 2 | 0 | 2018-06-05 | 14.4 | 3.6 | 0 | 2017-06-05 | 15.7 | 2.3 | 0 | 2016-06-05 | 22.9 | 0 | 4.9 | 0.79 | 4.63
2025-06-05 | 20.2 | 0 | 2.2 | 2024-06-05 | 22.8 | 0 | 4.8 | 2023-06-05 | 23.8 | 0 | 5.8 | 2022-06-05 | 23.7 | 0 | 5.7 | 2021-06-05 | 31 | 0 | 13 | 2020-06-05 | 26 | 0 | 8 | 2019-06-05 | 16.1 | 1.9 | 0 | 2018-06-05 | 14.4 | 3.6 | 0 | 2017-06-05 | 15.1 | 2.9 | 0 | 2016-06-05 | 24.7 | 0 | 6.7 | 0.84 | 4.62
2025-06-05 | 20.2 | 0 | 2.2 | 2024-06-05 | 23.4 | 0 | 5.4 | 2023-06-05 | 23.7 | 0 | 5.7 | 2022-06-05 | 24.2 | 0 | 6.2 | 2021-06-05 | 31.3 | 0 | 13.3 | 2020-06-05 | 24.4 | 0 | 6.4 | 2019-06-05 | 14.8 | 3.2 | 0 | 2018-06-05 | 15 | 3 | 0 | 2017-06-05 | 15.8 | 2.2 | 0 | 2016-06-05 | 20.8 | 0 | 2.8 | 0.84 | 4.2
2025-06-05 | 20 | 0 | 2 | 2024-06-05 | 24.9 | 0 | 6.9 | 2023-06-05 | 23.8 | 0 | 5.8 | 2022-06-05 | 23.3 | 0 | 5.3 | 2021-06-05 | 30.6 | 0 | 12.6 | 2020-06-05 | 25.4 | 0 | 7.4 | 2019-06-05 | 14.1 | 3.9 | 0 | 2018-06-05 | 13.5 | 4.5 | 0 | 2017-06-05 | 15.7 | 2.3 | 0 | 2016-06-05 | 20.5 | 0 | 2.5 | 1.07 | 4.25
2025-06-05 | 20.4 | 0 | 2.4 | 2024-06-05 | 25.3 | 0 | 7.3 | 2023-06-05 | 24.3 | 0 | 6.3 | 2022-06-05 | 22.7 | 0 | 4.7 | 2021-06-05 | 31 | 0 | 13 | 2020-06-05 | 24.5 | 0 | 6.5 | 2019-06-05 | 14 | 4 | 0 | 2018-06-05 | 12.4 | 5.6 | 0 | 2017-06-05 | 16.4 | 1.6 | 0 | 2016-06-05 | 21.8 | 0 | 3.8 | 1.12 | 4.4
2025-06-05 | 21.1 | 0 | 3.1 | 2024-06-05 | 24.9 | 0 | 6.9 | 2023-06-05 | 23.3 | 0 | 5.3 | 2022-06-05 | 21.1 | 0 | 3.1 | 2021-06-05 | 29.9 | 0 | 11.9 | 2020-06-05 | 24.5 | 0 | 6.5 | 2019-06-05 | 14.2 | 3.8 | 0 | 2018-06-05 | 11.8 | 6.2 | 0 | 2017-06-05 | 16.1 | 1.9 | 0 | 2016-06-05 | 21.5 | 0 | 3.5 | 1.19 | 4.03
2025-06-05 | 21.1 | 0 | 3.1 | 2024-06-05 | 23.5 | 0 | 5.5 | 2023-06-05 | 22.3 | 0 | 4.3 | 2022-06-05 | 20.4 | 0 | 2.4 | 2021-06-05 | 28.5 | 0 | 10.5 | 2020-06-05 | 24.9 | 0 | 6.9 | 2019-06-05 | 14 | 4 | 0 | 2018-06-05 | 12.7 | 5.3 | 0 | 2017-06-05 | 16.3 | 1.7 | 0 | 2016-06-05 | 20.6 | 0 | 2.6 | 1.1 | 3.53
2025-06-05 | 20.3 | 0 | 2.3 | 2024-06-05 | 22.8 | 0 | 4.8 | 2023-06-05 | 21.6 | 0 | 3.6 | 2022-06-05 | 19.2 | 0 | 1.2 | 2021-06-05 | 27.4 | 0 | 9.4 | 2020-06-05 | 22.4 | 0 | 4.4 | 2019-06-05 | 13.8 | 4.2 | 0 | 2018-06-05 | 12.3 | 5.7 | 0 | 2017-06-05 | 15.7 | 2.3 | 0 | 2016-06-05 | 20.8 | 0 | 2.8 | 1.22 | 2.85
2025-06-05 | 19.9 | 0 | 1.9 | 2024-06-05 | 23 | 0 | 5 | 2023-06-05 | 20.2 | 0 | 2.2 | 2022-06-05 | 18.6 | 0 | 0.6 | 2021-06-05 | 26.4 | 0 | 8.4 | 2020-06-05 | 24.4 | 0 | 6.4 | 2019-06-05 | 13.7 | 4.3 | 0 | 2018-06-05 | 12.3 | 5.7 | 0 | 2017-06-05 | 15 | 3 | 0 | 2016-06-05 | 19.8 | 0 | 1.8 | 1.3 | 2.63
2025-06-05 | 19 | 0 | 1 | 2024-06-05 | 20.8 | 0 | 2.8 | 2023-06-05 | 19.9 | 0 | 1.9 | 2022-06-05 | 19 | 0 | 1 | 2021-06-05 | 25.6 | 0 | 7.6 | 2020-06-05 | 23.4 | 0 | 5.4 | 2019-06-05 | 13.8 | 4.2 | 0 | 2018-06-05 | 12 | 6 | 0 | 2017-06-05 | 14.8 | 3.2 | 0 | 2016-06-05 | 17.9 | 0.1 | 0 | 1.35 | 1.97
2025-06-05 | 18.7 | 0 | 0.7 | 2024-06-05 | 19.5 | 0 | 1.5 | 2023-06-05 | 19.4 | 0 | 1.4 | 2022-06-05 | 17.6 | 0.4 | 0 | 2021-06-05 | 24.6 | 0 | 6.6 | 2020-06-05 | 22 | 0 | 4 | 2019-06-05 | 14 | 4 | 0 | 2018-06-05 | 11.5 | 6.5 | 0 | 2017-06-05 | 14.4 | 3.6 | 0 | 2016-06-05 | 18.2 | 0 | 0.2 | 1.45 | 1.44
2025-06-05 | 18.1 | 0 | 0.1 | 2024-06-05 | 19.1 | 0 | 1.1 | 2023-06-05 | 19.1 | 0 | 1.1 | 2022-06-05 | 16.5 | 1.5 | 0 | 2021-06-05 | 23.4 | 0 | 5.4 | 2020-06-05 | 20.5 | 0 | 2.5 | 2019-06-05 | 14.2 | 3.8 | 0 | 2018-06-05 | 11.4 | 6.6 | 0 | 2017-06-05 | 14.1 | 3.9 | 0 | 2016-06-05 | 17.5 | 0.5 | 0 | 1.63 | 1.02
2025-06-06 | 17.6 | 0.4 | 0 | 2024-06-06 | 19.2 | 0 | 1.2 | 2023-06-06 | 18 | 0 | 0 | 2022-06-06 | 14.7 | 3.3 | 0 | 2021-06-06 | 23.4 | 0 | 5.4 | 2020-06-06 | 19.7 | 0 | 1.7 | 2019-06-06 | 14.4 | 3.6 | 0 | 2018-06-06 | 11.4 | 6.6 | 0 | 2017-06-06 | 14 | 4 | 0 | 2016-06-06 | 17.2 | 0.8 | 0 | 1.87 | 0.83
2025-06-06 | 16.5 | 1.5 | 0 | 2024-06-06 | 19.1 | 0 | 1.1 | 2023-06-06 | 17 | 1 | 0 | 2022-06-06 | 14 | 4 | 0 | 2021-06-06 | 21.9 | 0 | 3.9 | 2020-06-06 | 19.1 | 0 | 1.1 | 2019-06-06 | 14.5 | 3.5 | 0 | 2018-06-06 | 11 | 7 | 0 | 2017-06-06 | 14.1 | 3.9 | 0 | 2016-06-06 | 16.9 | 1.1 | 0 | 2.2 | 0.61
2025-06-06 | 16 | 2 | 0 | 2024-06-06 | 19.1 | 0 | 1.1 | 2023-06-06 | 16.9 | 1.1 | 0 | 2022-06-06 | 14 | 4 | 0 | 2021-06-06 | 21.1 | 0 | 3.1 | 2020-06-06 | 18.8 | 0 | 0.8 | 2019-06-06 | 14.8 | 3.2 | 0 | 2018-06-06 | 10.8 | 7.2 | 0 | 2017-06-06 | 14.1 | 3.9 | 0 | 2016-06-06 | 15.8 | 2.2 | 0 | 2.36 | 0.5
2025-06-06 | 15.3 | 2.7 | 0 | 2024-06-06 | 19 | 0 | 1 | 2023-06-06 | 16.4 | 1.6 | 0 | 2022-06-06 | 14.3 | 3.7 | 0 | 2021-06-06 | 21.1 | 0 | 3.1 | 2020-06-06 | 17.8 | 0.2 | 0 | 2019-06-06 | 14.8 | 3.2 | 0 | 2018-06-06 | 10.3 | 7.7 | 0 | 2017-06-06 | 13.9 | 4.1 | 0 | 2016-06-06 | 14.8 | 3.2 | 0 | 2.64 | 0.41
2025-06-06 | 14.5 | 3.5 | 0 | 2024-06-06 | 18.8 | 0 | 0.8 | 2023-06-06 | 15.7 | 2.3 | 0 | 2022-06-06 | 14.3 | 3.7 | 0 | 2021-06-06 | 19.9 | 0 | 1.9 | 2020-06-06 | 17.2 | 0.8 | 0 | 2019-06-06 | 14.8 | 3.2 | 0 | 2018-06-06 | 10.6 | 7.4 | 0 | 2017-06-06 | 13.8 | 4.2 | 0 | 2016-06-06 | 15.6 | 2.4 | 0 | 2.75 | 0.27
2025-06-06 | 14.1 | 3.9 | 0 | 2024-06-06 | 18.8 | 0 | 0.8 | 2023-06-06 | 15.4 | 2.6 | 0 | 2022-06-06 | 14.8 | 3.2 | 0 | 2021-06-06 | 20.9 | 0 | 2.9 | 2020-06-06 | 17 | 1 | 0 | 2019-06-06 | 15 | 3 | 0 | 2018-06-06 | 10.2 | 7.8 | 0 | 2017-06-06 | 13.4 | 4.6 | 0 | 2016-06-06 | 15.9 | 2.1 | 0 | 2.82 | 0.37
2025-06-06 | 14.6 | 3.4 | 0 | 2024-06-06 | 18.4 | 0 | 0.4 | 2023-06-06 | 15.5 | 2.5 | 0 | 2022-06-06 | 14.6 | 3.4 | 0 | 2021-06-06 | 21.9 | 0 | 3.9 | 2020-06-06 | 16.6 | 1.4 | 0 | 2019-06-06 | 14.5 | 3.5 | 0 | 2018-06-06 | 10.4 | 7.6 | 0 | 2017-06-06 | 13.4 | 4.6 | 0 | 2016-06-06 | 16.8 | 1.2 | 0 | 2.76 | 0.43
2025-06-06 | 16.5 | 1.5 | 0 | 2024-06-06 | 19.9 | 0 | 1.9 | 2023-06-06 | 16.4 | 1.6 | 0 | 2022-06-06 | 15.4 | 2.6 | 0 | 2021-06-06 | 23.5 | 0 | 5.5 | 2020-06-06 | 18.9 | 0 | 0.9 | 2019-06-06 | 14.8 | 3.2 | 0 | 2018-06-06 | 10.6 | 7.4 | 0 | 2017-06-06 | 13.6 | 4.4 | 0 | 2016-06-06 | 18.1 | 0 | 0.1 | 2.07 | 0.84
2025-06-06 | 18.4 | 0 | 0.4 | 2024-06-06 | 21.4 | 0 | 3.4 | 2023-06-06 | 17.8 | 0.2 | 0 | 2022-06-06 | 15.6 | 2.4 | 0 | 2021-06-06 | 26.3 | 0 | 8.3 | 2020-06-06 | 21.1 | 0 | 3.1 | 2019-06-06 | 15.5 | 2.5 | 0 | 2018-06-06 | 11 | 7 | 0 | 2017-06-06 | 14.6 | 3.4 | 0 | 2016-06-06 | 18 | 0 | 0 | 1.55 | 1.52
2025-06-06 | 21.4 | 0 | 3.4 | 2024-06-06 | 23.1 | 0 | 5.1 | 2023-06-06 | 18.7 | 0 | 0.7 | 2022-06-06 | 17.2 | 0.8 | 0 | 2021-06-06 | 28.3 | 0 | 10.3 | 2020-06-06 | 22.3 | 0 | 4.3 | 2019-06-06 | 17.6 | 0.4 | 0 | 2018-06-06 | 11.5 | 6.5 | 0 | 2017-06-06 | 15.4 | 2.6 | 0 | 2016-06-06 | 19.1 | 0 | 1.1 | 1.03 | 2.49
2025-06-06 | 22.4 | 0 | 4.4 | 2024-06-06 | 22.5 | 0 | 4.5 | 2023-06-06 | 20.2 | 0 | 2.2 | 2022-06-06 | 19 | 0 | 1 | 2021-06-06 | 30.3 | 0 | 12.3 | 2020-06-06 | 23.1 | 0 | 5.1 | 2019-06-06 | 19.4 | 0 | 1.4 | 2018-06-06 | 11.9 | 6.1 | 0 | 2017-06-06 | 15.7 | 2.3 | 0 | 2016-06-06 | 20.8 | 0 | 2.8 | 0.84 | 3.37
2025-06-06 | 22.3 | 0 | 4.3 | 2024-06-06 | 22.8 | 0 | 4.8 | 2023-06-06 | 20.8 | 0 | 2.8 | 2022-06-06 | 19.7 | 0 | 1.7 | 2021-06-06 | 30.9 | 0 | 12.9 | 2020-06-06 | 23.8 | 0 | 5.8 | 2019-06-06 | 20.2 | 0 | 2.2 | 2018-06-06 | 12.9 | 5.1 | 0 | 2017-06-06 | 16.1 | 1.9 | 0 | 2016-06-06 | 20.9 | 0 | 2.9 | 0.7 | 3.74
2025-06-06 | 22.9 | 0 | 4.9 | 2024-06-06 | 24.5 | 0 | 6.5 | 2023-06-06 | 21.2 | 0 | 3.2 | 2022-06-06 | 20.5 | 0 | 2.5 | 2021-06-06 | 32.5 | 0 | 14.5 | 2020-06-06 | 23.9 | 0 | 5.9 | 2019-06-06 | 21.3 | 0 | 3.3 | 2018-06-06 | 13.6 | 4.4 | 0 | 2017-06-06 | 16.4 | 1.6 | 0 | 2016-06-06 | 22.8 | 0 | 4.8 | 0.6 | 4.56
2025-06-06 | 24 | 0 | 6 | 2024-06-06 | 25.6 | 0 | 7.6 | 2023-06-06 | 22.1 | 0 | 4.1 | 2022-06-06 | 20.1 | 0 | 2.1 | 2021-06-06 | 32.8 | 0 | 14.8 | 2020-06-06 | 24.7 | 0 | 6.7 | 2019-06-06 | 21.7 | 0 | 3.7 | 2018-06-06 | 14.3 | 3.7 | 0 | 2017-06-06 | 15.2 | 2.8 | 0 | 2016-06-06 | 23.9 | 0 | 5.9 | 0.65 | 5.09
2025-06-06 | 23.5 | 0 | 5.5 | 2024-06-06 | 24.4 | 0 | 6.4 | 2023-06-06 | 23 | 0 | 5 | 2022-06-06 | 19.6 | 0 | 1.6 | 2021-06-06 | 32 | 0 | 14 | 2020-06-06 | 22.8 | 0 | 4.8 | 2019-06-06 | 22.4 | 0 | 4.4 | 2018-06-06 | 15.4 | 2.6 | 0 | 2017-06-06 | 13.9 | 4.1 | 0 | 2016-06-06 | 23.7 | 0 | 5.7 | 0.67 | 4.74
2025-06-06 | 23.4 | 0 | 5.4 | 2024-06-06 | 25.2 | 0 | 7.2 | 2023-06-06 | 22.4 | 0 | 4.4 | 2022-06-06 | 19.2 | 0 | 1.2 | 2021-06-06 | 33.5 | 0 | 15.5 | 2020-06-06 | 22.5 | 0 | 4.5 | 2019-06-06 | 21.9 | 0 | 3.9 | 2018-06-06 | 15.5 | 2.5 | 0 | 2017-06-06 | 14 | 4 | 0 | 2016-06-06 | 24.5 | 0 | 6.5 | 0.65 | 4.86
2025-06-06 | 23 | 0 | 5 | 2024-06-06 | 25.4 | 0 | 7.4 | 2023-06-06 | 22.2 | 0 | 4.2 | 2022-06-06 | 18.6 | 0 | 0.6 | 2021-06-06 | 33.1 | 0 | 15.1 | 2020-06-06 | 22.9 | 0 | 4.9 | 2019-06-06 | 21.9 | 0 | 3.9 | 2018-06-06 | 15.8 | 2.2 | 0 | 2017-06-06 | 14.5 | 3.5 | 0 | 2016-06-06 | 24.8 | 0 | 6.8 | 0.57 | 4.79
2025-06-06 | 21.9 | 0 | 3.9 | 2024-06-06 | 24.6 | 0 | 6.6 | 2023-06-06 | 21.6 | 0 | 3.6 | 2022-06-06 | 16.2 | 1.8 | 0 | 2021-06-06 | 31.3 | 0 | 13.3 | 2020-06-06 | 22.2 | 0 | 4.2 | 2019-06-06 | 22 | 0 | 4 | 2018-06-06 | 16 | 2 | 0 | 2017-06-06 | 14.6 | 3.4 | 0 | 2016-06-06 | 23.9 | 0 | 5.9 | 0.72 | 4.15
2025-06-06 | 21.1 | 0 | 3.1 | 2024-06-06 | 23.7 | 0 | 5.7 | 2023-06-06 | 20.3 | 0 | 2.3 | 2022-06-06 | 16 | 2 | 0 | 2021-06-06 | 30.1 | 0 | 12.1 | 2020-06-06 | 21.4 | 0 | 3.4 | 2019-06-06 | 21.6 | 0 | 3.6 | 2018-06-06 | 15.6 | 2.4 | 0 | 2017-06-06 | 13.4 | 4.6 | 0 | 2016-06-06 | 17.7 | 0.3 | 0 | 0.93 | 3.02
2025-06-06 | 20.9 | 0 | 2.9 | 2024-06-06 | 22.5 | 0 | 4.5 | 2023-06-06 | 19.6 | 0 | 1.6 | 2022-06-06 | 15.7 | 2.3 | 0 | 2021-06-06 | 28.6 | 0 | 10.6 | 2020-06-06 | 19.8 | 0 | 1.8 | 2019-06-06 | 20.4 | 0 | 2.4 | 2018-06-06 | 14.2 | 3.8 | 0 | 2017-06-06 | 13 | 5 | 0 | 2016-06-06 | 16 | 2 | 0 | 1.31 | 2.38
2025-06-06 | 20.9 | 0 | 2.9 | 2024-06-06 | 21.3 | 0 | 3.3 | 2023-06-06 | 18.3 | 0 | 0.3 | 2022-06-06 | 15.6 | 2.4 | 0 | 2021-06-06 | 27.9 | 0 | 9.9 | 2020-06-06 | 18.6 | 0 | 0.6 | 2019-06-06 | 19.8 | 0 | 1.8 | 2018-06-06 | 13.6 | 4.4 | 0 | 2017-06-06 | 12.7 | 5.3 | 0 | 2016-06-06 | 15.9 | 2.1 | 0 | 1.42 | 1.88
2025-06-06 | 19.9 | 0 | 1.9 | 2024-06-06 | 18 | 0 | 0 | 2023-06-06 | 17.1 | 0.9 | 0 | 2022-06-06 | 15.9 | 2.1 | 0 | 2021-06-06 | 26.8 | 0 | 8.8 | 2020-06-06 | 17.5 | 0.5 | 0 | 2019-06-06 | 18.6 | 0 | 0.6 | 2018-06-06 | 13.4 | 4.6 | 0 | 2017-06-06 | 12.7 | 5.3 | 0 | 2016-06-06 | 16 | 2 | 0 | 1.54 | 1.13
2025-06-06 | 18.8 | 0 | 0.8 | 2024-06-06 | 18.1 | 0 | 0.1 | 2023-06-06 | 16.1 | 1.9 | 0 | 2022-06-06 | 16.3 | 1.7 | 0 | 2021-06-06 | 25.6 | 0 | 7.6 | 2020-06-06 | 16.5 | 1.5 | 0 | 2019-06-06 | 16.8 | 1.2 | 0 | 2018-06-06 | 13.1 | 4.9 | 0 | 2017-06-06 | 12.5 | 5.5 | 0 | 2016-06-06 | 15.9 | 2.1 | 0 | 1.88 | 0.85
2025-06-06 | 18.1 | 0 | 0.1 | 2024-06-06 | 16.1 | 1.9 | 0 | 2023-06-06 | 15.2 | 2.8 | 0 | 2022-06-06 | 15.6 | 2.4 | 0 | 2021-06-06 | 24.2 | 0 | 6.2 | 2020-06-06 | 15.7 | 2.3 | 0 | 2019-06-06 | 15.7 | 2.3 | 0 | 2018-06-06 | 12.2 | 5.8 | 0 | 2017-06-06 | 12.3 | 5.7 | 0 | 2016-06-06 | 15.2 | 2.8 | 0 | 2.6 | 0.63
2025-06-07 | 17.2 | 0.8 | 0 | 2024-06-07 | 16.5 | 1.5 | 0 | 2023-06-07 | 14.4 | 3.6 | 0 | 2022-06-07 | 15 | 3 | 0 | 2021-06-07 | 23.2 | 0 | 5.2 | 2020-06-07 | 15.2 | 2.8 | 0 | 2019-06-07 | 15 | 3 | 0 | 2018-06-07 | 12.3 | 5.7 | 0 | 2017-06-07 | 11.4 | 6.6 | 0 | 2016-06-07 | 15.9 | 2.1 | 0 | 2.91 | 0.52
2025-06-07 | 16.9 | 1.1 | 0 | 2024-06-07 | 16.4 | 1.6 | 0 | 2023-06-07 | 13.8 | 4.2 | 0 | 2022-06-07 | 15.4 | 2.6 | 0 | 2021-06-07 | 22.4 | 0 | 4.4 | 2020-06-07 | 14 | 4 | 0 | 2019-06-07 | 15 | 3 | 0 | 2018-06-07 | 11.5 | 6.5 | 0 | 2017-06-07 | 10.8 | 7.2 | 0 | 2016-06-07 | 14.9 | 3.1 | 0 | 3.33 | 0.44
2025-06-07 | 16.7 | 1.3 | 0 | 2024-06-07 | 15.9 | 2.1 | 0 | 2023-06-07 | 13.1 | 4.9 | 0 | 2022-06-07 | 15.8 | 2.2 | 0 | 2021-06-07 | 20.9 | 0 | 2.9 | 2020-06-07 | 13.4 | 4.6 | 0 | 2019-06-07 | 14 | 4 | 0 | 2018-06-07 | 12.2 | 5.8 | 0 | 2017-06-07 | 9.4 | 8.6 | 0 | 2016-06-07 | 15.5 | 2.5 | 0 | 3.6 | 0.29
2025-06-07 | 16.3 | 1.7 | 0 | 2024-06-07 | 15.3 | 2.7 | 0 | 2023-06-07 | 12.5 | 5.5 | 0 | 2022-06-07 | 16.1 | 1.9 | 0 | 2021-06-07 | 20.5 | 0 | 2.5 | 2020-06-07 | 12.8 | 5.2 | 0 | 2019-06-07 | 13.1 | 4.9 | 0 | 2018-06-07 | 12.7 | 5.3 | 0 | 2017-06-07 | 9 | 9 | 0 | 2016-06-07 | 15.2 | 2.8 | 0 | 3.9 | 0.25
2025-06-07 | 15.9 | 2.1 | 0 | 2024-06-07 | 14.8 | 3.2 | 0 | 2023-06-07 | 12.1 | 5.9 | 0 | 2022-06-07 | 16.6 | 1.4 | 0 | 2021-06-07 | 20.6 | 0 | 2.6 | 2020-06-07 | 12.1 | 5.9 | 0 | 2019-06-07 | 12.7 | 5.3 | 0 | 2018-06-07 | 13.2 | 4.8 | 0 | 2017-06-07 | 8.6 | 9.4 | 0 | 2016-06-07 | 14.8 | 3.2 | 0 | 4.12 | 0.26
2025-06-07 | 15.1 | 2.9 | 0 | 2024-06-07 | 14.8 | 3.2 | 0 | 2023-06-07 | 12.2 | 5.8 | 0 | 2022-06-07 | 16.4 | 1.6 | 0 | 2021-06-07 | 21.6 | 0 | 3.6 | 2020-06-07 | 11.3 | 6.7 | 0 | 2019-06-07 | 12.7 | 5.3 | 0 | 2018-06-07 | 12.3 | 5.7 | 0 | 2017-06-07 | 8.9 | 9.1 | 0 | 2016-06-07 | 13.4 | 4.6 | 0 | 4.49 | 0.36
2025-06-07 | 15.6 | 2.4 | 0 | 2024-06-07 | 15.4 | 2.6 | 0 | 2023-06-07 | 12.7 | 5.3 | 0 | 2022-06-07 | 16.8 | 1.2 | 0 | 2021-06-07 | 23.1 | 0 | 5.1 | 2020-06-07 | 12 | 6 | 0 | 2019-06-07 | 15.1 | 2.9 | 0 | 2018-06-07 | 12.9 | 5.1 | 0 | 2017-06-07 | 10.1 | 7.9 | 0 | 2016-06-07 | 14.1 | 3.9 | 0 | 3.73 | 0.51
2025-06-07 | 17.4 | 0.6 | 0 | 2024-06-07 | 16.1 | 1.9 | 0 | 2023-06-07 | 13.7 | 4.3 | 0 | 2022-06-07 | 16.9 | 1.1 | 0 | 2021-06-07 | 24.7 | 0 | 6.7 | 2020-06-07 | 12.9 | 5.1 | 0 | 2019-06-07 | 17.4 | 0.6 | 0 | 2018-06-07 | 14.3 | 3.7 | 0 | 2017-06-07 | 11.5 | 6.5 | 0 | 2016-06-07 | 14.1 | 3.9 | 0 | 2.77 | 0.67
2025-06-07 | 19.6 | 0 | 1.6 | 2024-06-07 | 16.6 | 1.4 | 0 | 2023-06-07 | 15.1 | 2.9 | 0 | 2022-06-07 | 16.9 | 1.1 | 0 | 2021-06-07 | 25.3 | 0 | 7.3 | 2020-06-07 | 14.5 | 3.5 | 0 | 2019-06-07 | 19.8 | 0 | 1.8 | 2018-06-07 | 15.4 | 2.6 | 0 | 2017-06-07 | 13.4 | 4.6 | 0 | 2016-06-07 | 16.2 | 1.8 | 0 | 1.79 | 1.07
2025-06-07 | 22.1 | 0 | 4.1 | 2024-06-07 | 17.3 | 0.7 | 0 | 2023-06-07 | 16.2 | 1.8 | 0 | 2022-06-07 | 17.4 | 0.6 | 0 | 2021-06-07 | 26.9 | 0 | 8.9 | 2020-06-07 | 16.3 | 1.7 | 0 | 2019-06-07 | 21.5 | 0 | 3.5 | 2018-06-07 | 17.8 | 0.2 | 0 | 2017-06-07 | 15.7 | 2.3 | 0 | 2016-06-07 | 17 | 1 | 0 | 0.83 | 1.65
2025-06-07 | 22.6 | 0 | 4.6 | 2024-06-07 | 18.5 | 0 | 0.5 | 2023-06-07 | 17.7 | 0.3 | 0 | 2022-06-07 | 18.2 | 0 | 0.2 | 2021-06-07 | 29.6 | 0 | 11.6 | 2020-06-07 | 17.9 | 0.1 | 0 | 2019-06-07 | 22 | 0 | 4 | 2018-06-07 | 19.4 | 0 | 1.4 | 2017-06-07 | 16.9 | 1.1 | 0 | 2016-06-07 | 16.3 | 1.7 | 0 | 0.32 | 2.23
2025-06-07 | 23.4 | 0 | 5.4 | 2024-06-07 | 14.4 | 3.6 | 0 | 2023-06-07 | 19.5 | 0 | 1.5 | 2022-06-07 | 19.3 | 0 | 1.3 | 2021-06-07 | 29.9 | 0 | 11.9 | 2020-06-07 | 18.8 | 0 | 0.8 | 2019-06-07 | 22.9 | 0 | 4.9 | 2018-06-07 | 19.6 | 0 | 1.6 | 2017-06-07 | 17.3 | 0.7 | 0 | 2016-06-07 | 17.8 | 0.2 | 0 | 0.45 | 2.74
2025-06-07 | 24.1 | 0 | 6.1 | 2024-06-07 | 16.4 | 1.6 | 0 | 2023-06-07 | 19.6 | 0 | 1.6 | 2022-06-07 | 21.1 | 0 | 3.1 | 2021-06-07 | 31.1 | 0 | 13.1 | 2020-06-07 | 19.1 | 0 | 1.1 | 2019-06-07 | 23.7 | 0 | 5.7 | 2018-06-07 | 22.1 | 0 | 4.1 | 2017-06-07 | 18 | 0 | 0 | 2016-06-07 | 19.1 | 0 | 1.1 | 0.16 | 3.59
2025-06-07 | 24.9 | 0 | 6.9 | 2024-06-07 | 17.7 | 0.3 | 0 | 2023-06-07 | 20.5 | 0 | 2.5 | 2022-06-07 | 22.7 | 0 | 4.7 | 2021-06-07 | 31 | 0 | 13 | 2020-06-07 | 19.8 | 0 | 1.8 | 2019-06-07 | 24.5 | 0 | 6.5 | 2018-06-07 | 21.8 | 0 | 3.8 | 2017-06-07 | 18.7 | 0 | 0.7 | 2016-06-07 | 20.1 | 0 | 2.1 | 0.03 | 4.2
2025-06-07 | 25.3 | 0 | 7.3 | 2024-06-07 | 18.3 | 0 | 0.3 | 2023-06-07 | 20.6 | 0 | 2.6 | 2022-06-07 | 21.2 | 0 | 3.2 | 2021-06-07 | 31 | 0 | 13 | 2020-06-07 | 19.7 | 0 | 1.7 | 2019-06-07 | 25.2 | 0 | 7.2 | 2018-06-07 | 21.1 | 0 | 3.1 | 2017-06-07 | 19.9 | 0 | 1.9 | 2016-06-07 | 18.5 | 0 | 0.5 | 0 | 4.08
2025-06-07 | 25 | 0 | 7 | 2024-06-07 | 18.7 | 0 | 0.7 | 2023-06-07 | 20.7 | 0 | 2.7 | 2022-06-07 | 18.2 | 0 | 0.2 | 2021-06-07 | 31.1 | 0 | 13.1 | 2020-06-07 | 20.4 | 0 | 2.4 | 2019-06-07 | 25.6 | 0 | 7.6 | 2018-06-07 | 21.6 | 0 | 3.6 | 2017-06-07 | 20.1 | 0 | 2.1 | 2016-06-07 | 19.1 | 0 | 1.1 | 0 | 4.05
2025-06-07 | 25.1 | 0 | 7.1 | 2024-06-07 | 17.3 | 0.7 | 0 | 2023-06-07 | 20.2 | 0 | 2.2 | 2022-06-07 | 20.3 | 0 | 2.3 | 2021-06-07 | 30.5 | 0 | 12.5 | 2020-06-07 | 20.4 | 0 | 2.4 | 2019-06-07 | 25.8 | 0 | 7.8 | 2018-06-07 | 21.4 | 0 | 3.4 | 2017-06-07 | 19.7 | 0 | 1.7 | 2016-06-07 | 16.9 | 1.1 | 0 | 0.18 | 3.94
2025-06-07 | 24.8 | 0 | 6.8 | 2024-06-07 | 17.7 | 0.3 | 0 | 2023-06-07 | 19.4 | 0 | 1.4 | 2022-06-07 | 17.2 | 0.8 | 0 | 2021-06-07 | 30.3 | 0 | 12.3 | 2020-06-07 | 20.1 | 0 | 2.1 | 2019-06-07 | 25.1 | 0 | 7.1 | 2018-06-07 | 21.4 | 0 | 3.4 | 2017-06-07 | 20 | 0 | 2 | 2016-06-07 | 15.8 | 2.2 | 0 | 0.33 | 3.51
2025-06-07 | 23.6 | 0 | 5.6 | 2024-06-07 | 17.6 | 0.4 | 0 | 2023-06-07 | 19.1 | 0 | 1.1 | 2022-06-07 | 16.4 | 1.6 | 0 | 2021-06-07 | 28.7 | 0 | 10.7 | 2020-06-07 | 19.4 | 0 | 1.4 | 2019-06-07 | 24.3 | 0 | 6.3 | 2018-06-07 | 22.4 | 0 | 4.4 | 2017-06-07 | 20 | 0 | 2 | 2016-06-07 | 16.2 | 1.8 | 0 | 0.38 | 3.15
2025-06-07 | 21.4 | 0 | 3.4 | 2024-06-07 | 17.3 | 0.7 | 0 | 2023-06-07 | 18.4 | 0 | 0.4 | 2022-06-07 | 15.8 | 2.2 | 0 | 2021-06-07 | 28.1 | 0 | 10.1 | 2020-06-07 | 18.2 | 0 | 0.2 | 2019-06-07 | 23.1 | 0 | 5.1 | 2018-06-07 | 22.5 | 0 | 4.5 | 2017-06-07 | 19.4 | 0 | 1.4 | 2016-06-07 | 15.2 | 2.8 | 0 | 0.57 | 2.51
2025-06-07 | 19.9 | 0 | 1.9 | 2024-06-07 | 16.1 | 1.9 | 0 | 2023-06-07 | 17.6 | 0.4 | 0 | 2022-06-07 | 15.2 | 2.8 | 0 | 2021-06-07 | 27.1 | 0 | 9.1 | 2020-06-07 | 16.3 | 1.7 | 0 | 2019-06-07 | 21.2 | 0 | 3.2 | 2018-06-07 | 20.8 | 0 | 2.8 | 2017-06-07 | 18 | 0 | 0 | 2016-06-07 | 14.2 | 3.8 | 0 | 1.06 | 1.7
2025-06-07 | 18.5 | 0 | 0.5 | 2024-06-07 | 15.7 | 2.3 | 0 | 2023-06-07 | 16.8 | 1.2 | 0 | 2022-06-07 | 14.4 | 3.6 | 0 | 2021-06-07 | 26.6 | 0 | 8.6 | 2020-06-07 | 14.6 | 3.4 | 0 | 2019-06-07 | 19.3 | 0 | 1.3 | 2018-06-07 | 18.5 | 0 | 0.5 | 2017-06-07 | 16.7 | 1.3 | 0 | 2016-06-07 | 12.9 | 5.1 | 0 | 1.69 | 1.09
2025-06-07 | 17.3 | 0.7 | 0 | 2024-06-07 | 15.2 | 2.8 | 0 | 2023-06-07 | 16.1 | 1.9 | 0 | 2022-06-07 | 13.9 | 4.1 | 0 | 2021-06-07 | 25.9 | 0 | 7.9 | 2020-06-07 | 13.5 | 4.5 | 0 | 2019-06-07 | 17.9 | 0.1 | 0 | 2018-06-07 | 17.6 | 0.4 | 0 | 2017-06-07 | 16 | 2 | 0 | 2016-06-07 | 11.8 | 6.2 | 0 | 2.27 | 0.79
2025-06-07 | 16.1 | 1.9 | 0 | 2024-06-07 | 15.1 | 2.9 | 0 | 2023-06-07 | 15.3 | 2.7 | 0 | 2022-06-07 | 12.4 | 5.6 | 0 | 2021-06-07 | 25 | 0 | 7 | 2020-06-07 | 12.6 | 5.4 | 0 | 2019-06-07 | 17.5 | 0.5 | 0 | 2018-06-07 | 16.5 | 1.5 | 0 | 2017-06-07 | 15.7 | 2.3 | 0 | 2016-06-07 | 11.2 | 6.8 | 0 | 2.96 | 0.7
2025-06-08 | 15.2 | 2.8 | 0 | 2024-06-08 | 15 | 3 | 0 | 2023-06-08 | 15.3 | 2.7 | 0 | 2022-06-08 | 12.3 | 5.7 | 0 | 2021-06-08 | 24.4 | 0 | 6.4 | 2020-06-08 | 11.6 | 6.4 | 0 | 2019-06-08 | 16.6 | 1.4 | 0 | 2018-06-08 | 15.5 | 2.5 | 0 | 2017-06-08 | 15.3 | 2.7 | 0 | 2016-06-08 | 10.9 | 7.1 | 0 | 3.43 | 0.64
2025-06-08 | 14.3 | 3.7 | 0 | 2024-06-08 | 13.8 | 4.2 | 0 | 2023-06-08 | 15.4 | 2.6 | 0 | 2022-06-08 | 12.2 | 5.8 | 0 | 2021-06-08 | 24.1 | 0 | 6.1 | 2020-06-08 | 11.4 | 6.6 | 0 | 2019-06-08 | 15.5 | 2.5 | 0 | 2018-06-08 | 15.4 | 2.6 | 0 | 2017-06-08 | 14.7 | 3.3 | 0 | 2016-06-08 | 10.4 | 7.6 | 0 | 3.89 | 0.61
2025-06-08 | 14.2 | 3.8 | 0 | 2024-06-08 | 13.2 | 4.8 | 0 | 2023-06-08 | 14.9 | 3.1 | 0 | 2022-06-08 | 11.4 | 6.6 | 0 | 2021-06-08 | 23.1 | 0 | 5.1 | 2020-06-08 | 11.5 | 6.5 | 0 | 2019-06-08 | 14.5 | 3.5 | 0 | 2018-06-08 | 14.6 | 3.4 | 0 | 2017-06-08 | 12.7 | 5.3 | 0 | 2016-06-08 | 10.2 | 7.8 | 0 | 4.48 | 0.51
2025-06-08 | 13.5 | 4.5 | 0 | 2024-06-08 | 12.7 | 5.3 | 0 | 2023-06-08 | 14.7 | 3.3 | 0 | 2022-06-08 | 11.3 | 6.7 | 0 | 2021-06-08 | 23.1 | 0 | 5.1 | 2020-06-08 | 11.4 | 6.6 | 0 | 2019-06-08 | 13.7 | 4.3 | 0 | 2018-06-08 | 13.9 | 4.1 | 0 | 2017-06-08 | 13 | 5 | 0 | 2016-06-08 | 8.7 | 9.3 | 0 | 4.91 | 0.51
2025-06-08 | 13.1 | 4.9 | 0 | 2024-06-08 | 12.1 | 5.9 | 0 | 2023-06-08 | 14.4 | 3.6 | 0 | 2022-06-08 | 11.1 | 6.9 | 0 | 2021-06-08 | 22.4 | 0 | 4.4 | 2020-06-08 | 10.4 | 7.6 | 0 | 2019-06-08 | 13.8 | 4.2 | 0 | 2018-06-08 | 12.9 | 5.1 | 0 | 2017-06-08 | 11.9 | 6.1 | 0 | 2016-06-08 | 7.8 | 10.2 | 0 | 5.45 | 0.44
2025-06-08 | 12.6 | 5.4 | 0 | 2024-06-08 | 12.1 | 5.9 | 0 | 2023-06-08 | 14.4 | 3.6 | 0 | 2022-06-08 | 11.2 | 6.8 | 0 | 2021-06-08 | 21 | 0 | 3 | 2020-06-08 | 10.4 | 7.6 | 0 | 2019-06-08 | 15.3 | 2.7 | 0 | 2018-06-08 | 12.8 | 5.2 | 0 | 2017-06-08 | 11.7 | 6.3 | 0 | 2016-06-08 | 7.6 | 10.4 | 0 | 5.39 | 0.3
2025-06-08 | 14.2 | 3.8 | 0 | 2024-06-08 | 13.8 | 4.2 | 0 | 2023-06-08 | 14.4 | 3.6 | 0 | 2022-06-08 | 13.5 | 4.5 | 0 | 2021-06-08 | 21.2 | 0 | 3.2 | 2020-06-08 | 11.5 | 6.5 | 0 | 2019-06-08 | 17.7 | 0.3 | 0 | 2018-06-08 | 13.6 | 4.4 | 0 | 2017-06-08 | 13.7 | 4.3 | 0 | 2016-06-08 | 9.2 | 8.8 | 0 | 4.04 | 0.32
2025-06-08 | 15.6 | 2.4 | 0 | 2024-06-08 | 15.7 | 2.3 | 0 | 2023-06-08 | 14.8 | 3.2 | 0 | 2022-06-08 | 15.3 | 2.7 | 0 | 2021-06-08 | 21.9 | 0 | 3.9 | 2020-06-08 | 13.8 | 4.2 | 0 | 2019-06-08 | 18.3 | 0 | 0.3 | 2018-06-08 | 15.6 | 2.4 | 0 | 2017-06-08 | 16.9 | 1.1 | 0 | 2016-06-08 | 10.7 | 7.3 | 0 | 2.56 | 0.42
2025-06-08 | 18.1 | 0 | 0.1 | 2024-06-08 | 17.8 | 0.2 | 0 | 2023-06-08 | 15.4 | 2.6 | 0 | 2022-06-08 | 17.3 | 0.7 | 0 | 2021-06-08 | 22.3 | 0 | 4.3 | 2020-06-08 | 15.9 | 2.1 | 0 | 2019-06-08 | 19.7 | 0 | 1.7 | 2018-06-08 | 18.8 | 0 | 0.8 | 2017-06-08 | 18.6 | 0 | 0.6 | 2016-06-08 | 12.1 | 5.9 | 0 | 1.15 | 0.75
2025-06-08 | 19.6 | 0 | 1.6 | 2024-06-08 | 19 | 0 | 1 | 2023-06-08 | 16.5 | 1.5 | 0 | 2022-06-08 | 19.1 | 0 | 1.1 | 2021-06-08 | 21.8 | 0 | 3.8 | 2020-06-08 | 18.1 | 0 | 0.1 | 2019-06-08 | 20.9 | 0 | 2.9 | 2018-06-08 | 19.9 | 0 | 1.9 | 2017-06-08 | 20.5 | 0 | 2.5 | 2016-06-08 | 13.6 | 4.4 | 0 | 0.59 | 1.49
2025-06-08 | 20 | 0 | 2 | 2024-06-08 | 20.3 | 0 | 2.3 | 2023-06-08 | 16.8 | 1.2 | 0 | 2022-06-08 | 20 | 0 | 2 | 2021-06-08 | 21.5 | 0 | 3.5 | 2020-06-08 | 19.1 | 0 | 1.1 | 2019-06-08 | 21.8 | 0 | 3.8 | 2018-06-08 | 20.4 | 0 | 2.4 | 2017-06-08 | 21.6 | 0 | 3.6 | 2016-06-08 | 12.9 | 5.1 | 0 | 0.63 | 2.07
2025-06-08 | 20.1 | 0 | 2.1 | 2024-06-08 | 20.5 | 0 | 2.5 | 2023-06-08 | 17.4 | 0.6 | 0 | 2022-06-08 | 22.2 | 0 | 4.2 | 2021-06-08 | 22.7 | 0 | 4.7 | 2020-06-08 | 19.5 | 0 | 1.5 | 2019-06-08 | 21.9 | 0 | 3.9 | 2018-06-08 | 20.7 | 0 | 2.7 | 2017-06-08 | 22.5 | 0 | 4.5 | 2016-06-08 | 12.5 | 5.5 | 0 | 0.61 | 2.61
2025-06-08 | 19.1 | 0 | 1.1 | 2024-06-08 | 20.6 | 0 | 2.6 | 2023-06-08 | 19 | 0 | 1 | 2022-06-08 | 21.1 | 0 | 3.1 | 2021-06-08 | 24.5 | 0 | 6.5 | 2020-06-08 | 19.5 | 0 | 1.5 | 2019-06-08 | 22.3 | 0 | 4.3 | 2018-06-08 | 20.7 | 0 | 2.7 | 2017-06-08 | 22.7 | 0 | 4.7 | 2016-06-08 | 12.2 | 5.8 | 0 | 0.58 | 2.75
2025-06-08 | 20.1 | 0 | 2.1 | 2024-06-08 | 20.1 | 0 | 2.1 | 2023-06-08 | 17.7 | 0.3 | 0 | 2022-06-08 | 21.4 | 0 | 3.4 | 2021-06-08 | 24.2 | 0 | 6.2 | 2020-06-08 | 20.4 | 0 | 2.4 | 2019-06-08 | 22.5 | 0 | 4.5 | 2018-06-08 | 19.6 | 0 | 1.6 | 2017-06-08 | 23.4 | 0 | 5.4 | 2016-06-08 | 12.7 | 5.3 | 0 | 0.56 | 2.77
2025-06-08 | 21.8 | 0 | 3.8 | 2024-06-08 | 19.5 | 0 | 1.5 | 2023-06-08 | 17.5 | 0.5 | 0 | 2022-06-08 | 21.7 | 0 | 3.7 | 2021-06-08 | 25.7 | 0 | 7.7 | 2020-06-08 | 21.6 | 0 | 3.6 | 2019-06-08 | 23.3 | 0 | 5.3 | 2018-06-08 | 20.6 | 0 | 2.6 | 2017-06-08 | 23.4 | 0 | 5.4 | 2016-06-08 | 13.5 | 4.5 | 0 | 0.5 | 3.36
2025-06-08 | 22.8 | 0 | 4.8 | 2024-06-08 | 19.4 | 0 | 1.4 | 2023-06-08 | 16.8 | 1.2 | 0 | 2022-06-08 | 22 | 0 | 4 | 2021-06-08 | 25.6 | 0 | 7.6 | 2020-06-08 | 22.1 | 0 | 4.1 | 2019-06-08 | 23.8 | 0 | 5.8 | 2018-06-08 | 21.1 | 0 | 3.1 | 2017-06-08 | 23 | 0 | 5 | 2016-06-08 | 13.3 | 4.7 | 0 | 0.59 | 3.58
2025-06-08 | 23.2 | 0 | 5.2 | 2024-06-08 | 19.2 | 0 | 1.2 | 2023-06-08 | 14 | 4 | 0 | 2022-06-08 | 20.8 | 0 | 2.8 | 2021-06-08 | 24.3 | 0 | 6.3 | 2020-06-08 | 22.4 | 0 | 4.4 | 2019-06-08 | 23 | 0 | 5 | 2018-06-08 | 21.9 | 0 | 3.9 | 2017-06-08 | 23.1 | 0 | 5.1 | 2016-06-08 | 13.2 | 4.8 | 0 | 0.88 | 3.39
2025-06-08 | 21.9 | 0 | 3.9 | 2024-06-08 | 18.7 | 0 | 0.7 | 2023-06-08 | 14.2 | 3.8 | 0 | 2022-06-08 | 20.1 | 0 | 2.1 | 2021-06-08 | 24.1 | 0 | 6.1 | 2020-06-08 | 22.6 | 0 | 4.6 | 2019-06-08 | 22.5 | 0 | 4.5 | 2018-06-08 | 21.9 | 0 | 3.9 | 2017-06-08 | 23.2 | 0 | 5.2 | 2016-06-08 | 13.1 | 4.9 | 0 | 0.87 | 3.1
2025-06-08 | 21.1 | 0 | 3.1 | 2024-06-08 | 15.8 | 2.2 | 0 | 2023-06-08 | 14.6 | 3.4 | 0 | 2022-06-08 | 20 | 0 | 2 | 2021-06-08 | 24.6 | 0 | 6.6 | 2020-06-08 | 20.6 | 0 | 2.6 | 2019-06-08 | 22.1 | 0 | 4.1 | 2018-06-08 | 21 | 0 | 3 | 2017-06-08 | 22.2 | 0 | 4.2 | 2016-06-08 | 13.5 | 4.5 | 0 | 1.01 | 2.56
2025-06-08 | 18.3 | 0 | 0.3 | 2024-06-08 | 15.6 | 2.4 | 0 | 2023-06-08 | 14.6 | 3.4 | 0 | 2022-06-08 | 19.3 | 0 | 1.3 | 2021-06-08 | 24.6 | 0 | 6.6 | 2020-06-08 | 19.6 | 0 | 1.6 | 2019-06-08 | 21.3 | 0 | 3.3 | 2018-06-08 | 20.1 | 0 | 2.1 | 2017-06-08 | 21.1 | 0 | 3.1 | 2016-06-08 | 13.4 | 4.6 | 0 | 1.04 | 1.83
2025-06-08 | 17.5 | 0.5 | 0 | 2024-06-08 | 14.8 | 3.2 | 0 | 2023-06-08 | 15.2 | 2.8 | 0 | 2022-06-08 | 18.7 | 0 | 0.7 | 2021-06-08 | 23.7 | 0 | 5.7 | 2020-06-08 | 18.6 | 0 | 0.6 | 2019-06-08 | 19.3 | 0 | 1.3 | 2018-06-08 | 18.9 | 0 | 0.9 | 2017-06-08 | 19.3 | 0 | 1.3 | 2016-06-08 | 12.1 | 5.9 | 0 | 1.24 | 1.05
2025-06-08 | 17.5 | 0.5 | 0 | 2024-06-08 | 14.2 | 3.8 | 0 | 2023-06-08 | 14.7 | 3.3 | 0 | 2022-06-08 | 17.4 | 0.6 | 0 | 2021-06-08 | 23 | 0 | 5 | 2020-06-08 | 17.8 | 0.2 | 0 | 2019-06-08 | 18.4 | 0 | 0.4 | 2018-06-08 | 19.2 | 0 | 1.2 | 2017-06-08 | 18.5 | 0 | 0.5 | 2016-06-08 | 10.6 | 7.4 | 0 | 1.58 | 0.71
2025-06-08 | 18 | 0 | 0 | 2024-06-08 | 13.6 | 4.4 | 0 | 2023-06-08 | 14.1 | 3.9 | 0 | 2022-06-08 | 16.6 | 1.4 | 0 | 2021-06-08 | 23.5 | 0 | 5.5 | 2020-06-08 | 17.9 | 0.1 | 0 | 2019-06-08 | 17.3 | 0.7 | 0 | 2018-06-08 | 17.9 | 0.1 | 0 | 2017-06-08 | 17.6 | 0.4 | 0 | 2016-06-08 | 8.8 | 9.2 | 0 | 2.02 | 0.55
2025-06-08 | 18 | 0 | 0 | 2024-06-08 | 13.4 | 4.6 | 0 | 2023-06-08 | 13.9 | 4.1 | 0 | 2022-06-08 | 14.9 | 3.1 | 0 | 2021-06-08 | 22.6 | 0 | 4.6 | 2020-06-08 | 17.9 | 0.1 | 0 | 2019-06-08 | 17.1 | 0.9 | 0 | 2018-06-08 | 16.6 | 1.4 | 0 | 2017-06-08 | 16.8 | 1.2 | 0 | 2016-06-08 | 9.6 | 8.4 | 0 | 2.38 | 0.46
2025-06-09 | 17.1 | 0.9 | 0 | 2024-06-09 | 13 | 5 | 0 | 2023-06-09 | 14 | 4 | 0 | 2022-06-09 | 14.7 | 3.3 | 0 | 2021-06-09 | 22.9 | 0 | 4.9 | 2020-06-09 | 17.4 | 0.6 | 0 | 2019-06-09 | 16.8 | 1.2 | 0 | 2018-06-09 | 15.1 | 2.9 | 0 | 2017-06-09 | 16.3 | 1.7 | 0 | 2016-06-09 | 8.9 | 9.1 | 0 | 2.87 | 0.49
2025-06-09 | 16.3 | 1.7 | 0 | 2024-06-09 | 12.6 | 5.4 | 0 | 2023-06-09 | 13.4 | 4.6 | 0 | 2022-06-09 | 14.7 | 3.3 | 0 | 2021-06-09 | 22.5 | 0 | 4.5 | 2020-06-09 | 17.3 | 0.7 | 0 | 2019-06-09 | 16.5 | 1.5 | 0 | 2018-06-09 | 14.5 | 3.5 | 0 | 2017-06-09 | 15.6 | 2.4 | 0 | 2016-06-09 | 7.8 | 10.2 | 0 | 3.33 | 0.45
2025-06-09 | 16.7 | 1.3 | 0 | 2024-06-09 | 12.5 | 5.5 | 0 | 2023-06-09 | 12.7 | 5.3 | 0 | 2022-06-09 | 14.2 | 3.8 | 0 | 2021-06-09 | 22.6 | 0 | 4.6 | 2020-06-09 | 16.6 | 1.4 | 0 | 2019-06-09 | 16.3 | 1.7 | 0 | 2018-06-09 | 13.5 | 4.5 | 0 | 2017-06-09 | 14.4 | 3.6 | 0 | 2016-06-09 | 8.7 | 9.3 | 0 | 3.64 | 0.46
2025-06-09 | 16.1 | 1.9 | 0 | 2024-06-09 | 11.7 | 6.3 | 0 | 2023-06-09 | 12.5 | 5.5 | 0 | 2022-06-09 | 13.6 | 4.4 | 0 | 2021-06-09 | 21.6 | 0 | 3.6 | 2020-06-09 | 16.9 | 1.1 | 0 | 2019-06-09 | 14 | 4 | 0 | 2018-06-09 | 13.5 | 4.5 | 0 | 2017-06-09 | 14.5 | 3.5 | 0 | 2016-06-09 | 8.1 | 9.9 | 0 | 4.11 | 0.36
2025-06-09 | 16.3 | 1.7 | 0 | 2024-06-09 | 11.2 | 6.8 | 0 | 2023-06-09 | 11.4 | 6.6 | 0 | 2022-06-09 | 13.5 | 4.5 | 0 | 2021-06-09 | 21 | 0 | 3 | 2020-06-09 | 16.6 | 1.4 | 0 | 2019-06-09 | 13.8 | 4.2 | 0 | 2018-06-09 | 13.2 | 4.8 | 0 | 2017-06-09 | 14 | 4 | 0 | 2016-06-09 | 8 | 10 | 0 | 4.4 | 0.3
2025-06-09 | 16.7 | 1.3 | 0 | 2024-06-09 | 11.1 | 6.9 | 0 | 2023-06-09 | 11.3 | 6.7 | 0 | 2022-06-09 | 13.3 | 4.7 | 0 | 2021-06-09 | 20.8 | 0 | 2.8 | 2020-06-09 | 16.6 | 1.4 | 0 | 2019-06-09 | 14.8 | 3.2 | 0 | 2018-06-09 | 13.9 | 4.1 | 0 | 2017-06-09 | 14 | 4 | 0 | 2016-06-09 | 8.5 | 9.5 | 0 | 4.18 | 0.28
2025-06-09 | 17.6 | 0.4 | 0 | 2024-06-09 | 13.5 | 4.5 | 0 | 2023-06-09 | 12.1 | 5.9 | 0 | 2022-06-09 | 13.7 | 4.3 | 0 | 2021-06-09 | 22.6 | 0 | 4.6 | 2020-06-09 | 18.3 | 0 | 0.3 | 2019-06-09 | 15.5 | 2.5 | 0 | 2018-06-09 | 14.8 | 3.2 | 0 | 2017-06-09 | 16.3 | 1.7 | 0 | 2016-06-09 | 9.3 | 8.7 | 0 | 3.12 | 0.49
2025-06-09 | 17.1 | 0.9 | 0 | 2024-06-09 | 15.2 | 2.8 | 0 | 2023-06-09 | 12 | 6 | 0 | 2022-06-09 | 14.2 | 3.8 | 0 | 2021-06-09 | 24.3 | 0 | 6.3 | 2020-06-09 | 21.6 | 0 | 3.6 | 2019-06-09 | 18 | 0 | 0 | 2018-06-09 | 16.2 | 1.8 | 0 | 2017-06-09 | 17.9 | 0.1 | 0 | 2016-06-09 | 11.1 | 6.9 | 0 | 2.23 | 0.99
2025-06-09 | 17.4 | 0.6 | 0 | 2024-06-09 | 16.5 | 1.5 | 0 | 2023-06-09 | 13.1 | 4.9 | 0 | 2022-06-09 | 14.5 | 3.5 | 0 | 2021-06-09 | 25.6 | 0 | 7.6 | 2020-06-09 | 24 | 0 | 6 | 2019-06-09 | 20.1 | 0 | 2.1 | 2018-06-09 | 17.6 | 0.4 | 0 | 2017-06-09 | 20.1 | 0 | 2.1 | 2016-06-09 | 13.1 | 4.9 | 0 | 1.58 | 1.78
2025-06-09 | 17.9 | 0.1 | 0 | 2024-06-09 | 17.9 | 0.1 | 0 | 2023-06-09 | 13.9 | 4.1 | 0 | 2022-06-09 | 15.7 | 2.3 | 0 | 2021-06-09 | 26.9 | 0 | 8.9 | 2020-06-09 | 25.8 | 0 | 7.8 | 2019-06-09 | 21.4 | 0 | 3.4 | 2018-06-09 | 19.2 | 0 | 1.2 | 2017-06-09 | 22.1 | 0 | 4.1 | 2016-06-09 | 14.8 | 3.2 | 0 | 0.98 | 2.54
2025-06-09 | 18.7 | 0 | 0.7 | 2024-06-09 | 16.7 | 1.3 | 0 | 2023-06-09 | 14.6 | 3.4 | 0 | 2022-06-09 | 17.6 | 0.4 | 0 | 2021-06-09 | 28 | 0 | 10 | 2020-06-09 | 28.7 | 0 | 10.7 | 2019-06-09 | 22.4 | 0 | 4.4 | 2018-06-09 | 21.1 | 0 | 3.1 | 2017-06-09 | 23.3 | 0 | 5.3 | 2016-06-09 | 16.6 | 1.4 | 0 | 0.65 | 3.42
2025-06-09 | 19.3 | 0 | 1.3 | 2024-06-09 | 18.2 | 0 | 0.2 | 2023-06-09 | 14.7 | 3.3 | 0 | 2022-06-09 | 18.1 | 0 | 0.1 | 2021-06-09 | 27.9 | 0 | 9.9 | 2020-06-09 | 28.3 | 0 | 10.3 | 2019-06-09 | 22.9 | 0 | 4.9 | 2018-06-09 | 20.4 | 0 | 2.4 | 2017-06-09 | 24.4 | 0 | 6.4 | 2016-06-09 | 18.1 | 0 | 0.1 | 0.33 | 3.56
2025-06-09 | 18.8 | 0 | 0.8 | 2024-06-09 | 17.4 | 0.6 | 0 | 2023-06-09 | 16.7 | 1.3 | 0 | 2022-06-09 | 19.2 | 0 | 1.2 | 2021-06-09 | 27.6 | 0 | 9.6 | 2020-06-09 | 29.5 | 0 | 11.5 | 2019-06-09 | 24.1 | 0 | 6.1 | 2018-06-09 | 21.5 | 0 | 3.5 | 2017-06-09 | 25.6 | 0 | 7.6 | 2016-06-09 | 19.2 | 0 | 1.2 | 0.19 | 4.15
2025-06-09 | 19.1 | 0 | 1.1 | 2024-06-09 | 16.5 | 1.5 | 0 | 2023-06-09 | 18.6 | 0 | 0.6 | 2022-06-09 | 19.3 | 0 | 1.3 | 2021-06-09 | 26.8 | 0 | 8.8 | 2020-06-09 | 30.4 | 0 | 12.4 | 2019-06-09 | 24.7 | 0 | 6.7 | 2018-06-09 | 22.1 | 0 | 4.1 | 2017-06-09 | 26.3 | 0 | 8.3 | 2016-06-09 | 18.6 | 0 | 0.6 | 0.15 | 4.39
2025-06-09 | 20.2 | 0 | 2.2 | 2024-06-09 | 15.1 | 2.9 | 0 | 2023-06-09 | 19.8 | 0 | 1.8 | 2022-06-09 | 21.2 | 0 | 3.2 | 2021-06-09 | 28.1 | 0 | 10.1 | 2020-06-09 | 31.1 | 0 | 13.1 | 2019-06-09 | 25.5 | 0 | 7.5 | 2018-06-09 | 22.6 | 0 | 4.6 | 2017-06-09 | 27.6 | 0 | 9.6 | 2016-06-09 | 19.7 | 0 | 1.7 | 0.29 | 5.38
2025-06-09 | 22.1 | 0 | 4.1 | 2024-06-09 | 15.8 | 2.2 | 0 | 2023-06-09 | 20.4 | 0 | 2.4 | 2022-06-09 | 20.4 | 0 | 2.4 | 2021-06-09 | 27.8 | 0 | 9.8 | 2020-06-09 | 31 | 0 | 13 | 2019-06-09 | 25.7 | 0 | 7.7 | 2018-06-09 | 23 | 0 | 5 | 2017-06-09 | 25.1 | 0 | 7.1 | 2016-06-09 | 19.2 | 0 | 1.2 | 0.22 | 5.27
2025-06-09 | 22.7 | 0 | 4.7 | 2024-06-09 | 17.3 | 0.7 | 0 | 2023-06-09 | 20.6 | 0 | 2.6 | 2022-06-09 | 21.2 | 0 | 3.2 | 2021-06-09 | 27.6 | 0 | 9.6 | 2020-06-09 | 30.1 | 0 | 12.1 | 2019-06-09 | 25.5 | 0 | 7.5 | 2018-06-09 | 22.8 | 0 | 4.8 | 2017-06-09 | 24.6 | 0 | 6.6 | 2016-06-09 | 19.7 | 0 | 1.7 | 0.07 | 5.28
2025-06-09 | 20.9 | 0 | 2.9 | 2024-06-09 | 17.6 | 0.4 | 0 | 2023-06-09 | 21 | 0 | 3 | 2022-06-09 | 21.9 | 0 | 3.9 | 2021-06-09 | 27.2 | 0 | 9.2 | 2020-06-09 | 30.3 | 0 | 12.3 | 2019-06-09 | 25 | 0 | 7 | 2018-06-09 | 22.1 | 0 | 4.1 | 2017-06-09 | 24.6 | 0 | 6.6 | 2016-06-09 | 20 | 0 | 2 | 0.04 | 5.1
2025-06-09 | 21.5 | 0 | 3.5 | 2024-06-09 | 16.6 | 1.4 | 0 | 2023-06-09 | 21 | 0 | 3 | 2022-06-09 | 20.9 | 0 | 2.9 | 2021-06-09 | 26.8 | 0 | 8.8 | 2020-06-09 | 29.7 | 0 | 11.7 | 2019-06-09 | 23.5 | 0 | 5.5 | 2018-06-09 | 21.5 | 0 | 3.5 | 2017-06-09 | 24.1 | 0 | 6.1 | 2016-06-09 | 19.1 | 0 | 1.1 | 0.14 | 4.61
2025-06-09 | 20.2 | 0 | 2.2 | 2024-06-09 | 16.3 | 1.7 | 0 | 2023-06-09 | 20.5 | 0 | 2.5 | 2022-06-09 | 19.7 | 0 | 1.7 | 2021-06-09 | 25.6 | 0 | 7.6 | 2020-06-09 | 27.7 | 0 | 9.7 | 2019-06-09 | 22.4 | 0 | 4.4 | 2018-06-09 | 21.5 | 0 | 3.5 | 2017-06-09 | 23.2 | 0 | 5.2 | 2016-06-09 | 17.2 | 0.8 | 0 | 0.25 | 3.68
2025-06-09 | 18.9 | 0 | 0.9 | 2024-06-09 | 14.6 | 3.4 | 0 | 2023-06-09 | 18.8 | 0 | 0.8 | 2022-06-09 | 15.4 | 2.6 | 0 | 2021-06-09 | 25 | 0 | 7 | 2020-06-09 | 25.2 | 0 | 7.2 | 2019-06-09 | 21.1 | 0 | 3.1 | 2018-06-09 | 20.3 | 0 | 2.3 | 2017-06-09 | 21.9 | 0 | 3.9 | 2016-06-09 | 16 | 2 | 0 | 0.8 | 2.52
2025-06-09 | 18.2 | 0 | 0.2 | 2024-06-09 | 13.3 | 4.7 | 0 | 2023-06-09 | 18.1 | 0 | 0.1 | 2022-06-09 | 15.2 | 2.8 | 0 | 2021-06-09 | 24.2 | 0 | 6.2 | 2020-06-09 | 23.9 | 0 | 5.9 | 2019-06-09 | 19.7 | 0 | 1.7 | 2018-06-09 | 20 | 0 | 2 | 2017-06-09 | 21.1 | 0 | 3.1 | 2016-06-09 | 15.7 | 2.3 | 0 | 0.98 | 1.92
2025-06-09 | 16.5 | 1.5 | 0 | 2024-06-09 | 12.2 | 5.8 | 0 | 2023-06-09 | 18.1 | 0 | 0.1 | 2022-06-09 | 13.1 | 4.9 | 0 | 2021-06-09 | 24.1 | 0 | 6.1 | 2020-06-09 | 23.2 | 0 | 5.2 | 2019-06-09 | 18.9 | 0 | 0.9 | 2018-06-09 | 19.3 | 0 | 1.3 | 2017-06-09 | 20.6 | 0 | 2.6 | 2016-06-09 | 14.1 | 3.9 | 0 | 1.61 | 1.62
2025-06-09 | 17.5 | 0.5 | 0 | 2024-06-09 | 11.7 | 6.3 | 0 | 2023-06-09 | 17.9 | 0.1 | 0 | 2022-06-09 | 12.6 | 5.4 | 0 | 2021-06-09 | 23.2 | 0 | 5.2 | 2020-06-09 | 21.7 | 0 | 3.7 | 2019-06-09 | 19.2 | 0 | 1.2 | 2018-06-09 | 19.1 | 0 | 1.1 | 2017-06-09 | 19.4 | 0 | 1.4 | 2016-06-09 | 11.6 | 6.4 | 0 | 1.87 | 1.26
2025-06-10 | 17.3 | 0.7 | 0 | 2024-06-10 | 11.9 | 6.1 | 0 | 2023-06-10 | 15.9 | 2.1 | 0 | 2022-06-10 | 13.1 | 4.9 | 0 | 2021-06-10 | 22.4 | 0 | 4.4 | 2020-06-10 | 21.1 | 0 | 3.1 | 2019-06-10 | 19 | 0 | 1 | 2018-06-10 | 17.8 | 0.2 | 0 | 2017-06-10 | 18.2 | 0 | 0.2 | 2016-06-10 | 11.1 | 6.9 | 0 | 2.09 | 0.87
2025-06-10 | 16.7 | 1.3 | 0 | 2024-06-10 | 12.1 | 5.9 | 0 | 2023-06-10 | 13.7 | 4.3 | 0 | 2022-06-10 | 13.2 | 4.8 | 0 | 2021-06-10 | 22 | 0 | 4 | 2020-06-10 | 20.4 | 0 | 2.4 | 2019-06-10 | 18.8 | 0 | 0.8 | 2018-06-10 | 16.6 | 1.4 | 0 | 2017-06-10 | 17.8 | 0.2 | 0 | 2016-06-10 | 10.4 | 7.6 | 0 | 2.55 | 0.72
2025-06-10 | 15.3 | 2.7 | 0 | 2024-06-10 | 11.8 | 6.2 | 0 | 2023-06-10 | 13.9 | 4.1 | 0 | 2022-06-10 | 12.5 | 5.5 | 0 | 2021-06-10 | 21.3 | 0 | 3.3 | 2020-06-10 | 19.8 | 0 | 1.8 | 2019-06-10 | 18.6 | 0 | 0.6 | 2018-06-10 | 16.3 | 1.7 | 0 | 2017-06-10 | 18.5 | 0 | 0.5 | 2016-06-10 | 9.9 | 8.1 | 0 | 2.83 | 0.62
2025-06-10 | 14.9 | 3.1 | 0 | 2024-06-10 | 11.3 | 6.7 | 0 | 2023-06-10 | 13.2 | 4.8 | 0 | 2022-06-10 | 12.4 | 5.6 | 0 | 2021-06-10 | 20.8 | 0 | 2.8 | 2020-06-10 | 19.2 | 0 | 1.2 | 2019-06-10 | 18.7 | 0 | 0.7 | 2018-06-10 | 17.2 | 0.8 | 0 | 2017-06-10 | 17.7 | 0.3 | 0 | 2016-06-10 | 8.9 | 9.1 | 0 | 3.04 | 0.47
2025-06-10 | 13.6 | 4.4 | 0 | 2024-06-10 | 11.6 | 6.4 | 0 | 2023-06-10 | 12.1 | 5.9 | 0 | 2022-06-10 | 12.4 | 5.6 | 0 | 2021-06-10 | 20.8 | 0 | 2.8 | 2020-06-10 | 19.1 | 0 | 1.1 | 2019-06-10 | 17.7 | 0.3 | 0 | 2018-06-10 | 16.9 | 1.1 | 0 | 2017-06-10 | 16.2 | 1.8 | 0 | 2016-06-10 | 9.8 | 8.2 | 0 | 3.37 | 0.39
2025-06-10 | 13.1 | 4.9 | 0 | 2024-06-10 | 12.1 | 5.9 | 0 | 2023-06-10 | 12.7 | 5.3 | 0 | 2022-06-10 | 11.7 | 6.3 | 0 | 2021-06-10 | 20 | 0 | 2 | 2020-06-10 | 16.9 | 1.1 | 0 | 2019-06-10 | 16 | 2 | 0 | 2018-06-10 | 16.9 | 1.1 | 0 | 2017-06-10 | 15.2 | 2.8 | 0 | 2016-06-10 | 9.9 | 8.1 | 0 | 3.75 | 0.2
2025-06-10 | 14.1 | 3.9 | 0 | 2024-06-10 | 11.9 | 6.1 | 0 | 2023-06-10 | 15.5 | 2.5 | 0 | 2022-06-10 | 13.8 | 4.2 | 0 | 2021-06-10 | 20.2 | 0 | 2.2 | 2020-06-10 | 17.8 | 0.2 | 0 | 2019-06-10 | 15.3 | 2.7 | 0 | 2018-06-10 | 17.1 | 0.9 | 0 | 2017-06-10 | 16.8 | 1.2 | 0 | 2016-06-10 | 11.6 | 6.4 | 0 | 2.81 | 0.22
2025-06-10 | 16.3 | 1.7 | 0 | 2024-06-10 | 12.4 | 5.6 | 0 | 2023-06-10 | 17.3 | 0.7 | 0 | 2022-06-10 | 15.4 | 2.6 | 0 | 2021-06-10 | 21.1 | 0 | 3.1 | 2020-06-10 | 19.1 | 0 | 1.1 | 2019-06-10 | 15.3 | 2.7 | 0 | 2018-06-10 | 17.7 | 0.3 | 0 | 2017-06-10 | 19 | 0 | 1 | 2016-06-10 | 14.4 | 3.6 | 0 | 1.72 | 0.52
2025-06-10 | 17.9 | 0.1 | 0 | 2024-06-10 | 12.1 | 5.9 | 0 | 2023-06-10 | 20.2 | 0 | 2.2 | 2022-06-10 | 17.1 | 0.9 | 0 | 2021-06-10 | 21.5 | 0 | 3.5 | 2020-06-10 | 20.9 | 0 | 2.9 | 2019-06-10 | 15.6 | 2.4 | 0 | 2018-06-10 | 18.8 | 0 | 0.8 | 2017-06-10 | 21.8 | 0 | 3.8 | 2016-06-10 | 16.3 | 1.7 | 0 | 1.1 | 1.32
2025-06-10 | 19.8 | 0 | 1.8 | 2024-06-10 | 12.1 | 5.9 | 0 | 2023-06-10 | 22.8 | 0 | 4.8 | 2022-06-10 | 18.4 | 0 | 0.4 | 2021-06-10 | 22 | 0 | 4 | 2020-06-10 | 22.8 | 0 | 4.8 | 2019-06-10 | 15.7 | 2.3 | 0 | 2018-06-10 | 20.3 | 0 | 2.3 | 2017-06-10 | 22.9 | 0 | 4.9 | 2016-06-10 | 18.4 | 0 | 0.4 | 0.82 | 2.34
2025-06-10 | 20.8 | 0 | 2.8 | 2024-06-10 | 11.9 | 6.1 | 0 | 2023-06-10 | 24.1 | 0 | 6.1 | 2022-06-10 | 19.4 | 0 | 1.4 | 2021-06-10 | 22.6 | 0 | 4.6 | 2020-06-10 | 24.2 | 0 | 6.2 | 2019-06-10 | 16.1 | 1.9 | 0 | 2018-06-10 | 21.1 | 0 | 3.1 | 2017-06-10 | 23.9 | 0 | 5.9 | 2016-06-10 | 19.9 | 0 | 1.9 | 0.8 | 3.2
2025-06-10 | 19.4 | 0 | 1.4 | 2024-06-10 | 12 | 6 | 0 | 2023-06-10 | 22.9 | 0 | 4.9 | 2022-06-10 | 20.6 | 0 | 2.6 | 2021-06-10 | 23 | 0 | 5 | 2020-06-10 | 25.7 | 0 | 7.7 | 2019-06-10 | 16.4 | 1.6 | 0 | 2018-06-10 | 21.1 | 0 | 3.1 | 2017-06-10 | 23.9 | 0 | 5.9 | 2016-06-10 | 20.9 | 0 | 2.9 | 0.76 | 3.35
2025-06-10 | 21.7 | 0 | 3.7 | 2024-06-10 | 13.6 | 4.4 | 0 | 2023-06-10 | 23.7 | 0 | 5.7 | 2022-06-10 | 20.9 | 0 | 2.9 | 2021-06-10 | 24.1 | 0 | 6.1 | 2020-06-10 | 26.4 | 0 | 8.4 | 2019-06-10 | 16.6 | 1.4 | 0 | 2018-06-10 | 21.3 | 0 | 3.3 | 2017-06-10 | 25.1 | 0 | 7.1 | 2016-06-10 | 20.5 | 0 | 2.5 | 0.58 | 3.97
2025-06-10 | 22.7 | 0 | 4.7 | 2024-06-10 | 14.1 | 3.9 | 0 | 2023-06-10 | 25.3 | 0 | 7.3 | 2022-06-10 | 21.3 | 0 | 3.3 | 2021-06-10 | 23 | 0 | 5 | 2020-06-10 | 28.1 | 0 | 10.1 | 2019-06-10 | 17.1 | 0.9 | 0 | 2018-06-10 | 22.1 | 0 | 4.1 | 2017-06-10 | 25.6 | 0 | 7.6 | 2016-06-10 | 21.2 | 0 | 3.2 | 0.48 | 4.53
2025-06-10 | 22.8 | 0 | 4.8 | 2024-06-10 | 15.2 | 2.8 | 0 | 2023-06-10 | 26 | 0 | 8 | 2022-06-10 | 21.6 | 0 | 3.6 | 2021-06-10 | 23.3 | 0 | 5.3 | 2020-06-10 | 30.7 | 0 | 12.7 | 2019-06-10 | 17.7 | 0.3 | 0 | 2018-06-10 | 21.9 | 0 | 3.9 | 2017-06-10 | 26.3 | 0 | 8.3 | 2016-06-10 | 22.1 | 0 | 4.1 | 0.31 | 5.07
2025-06-10 | 22.4 | 0 | 4.4 | 2024-06-10 | 16.1 | 1.9 | 0 | 2023-06-10 | 24.8 | 0 | 6.8 | 2022-06-10 | 22.7 | 0 | 4.7 | 2021-06-10 | 23.8 | 0 | 5.8 | 2020-06-10 | 31.1 | 0 | 13.1 | 2019-06-10 | 18.4 | 0 | 0.4 | 2018-06-10 | 21.9 | 0 | 3.9 | 2017-06-10 | 26.7 | 0 | 8.7 | 2016-06-10 | 22.6 | 0 | 4.6 | 0.19 | 5.24
2025-06-10 | 21.5 | 0 | 3.5 | 2024-06-10 | 15.6 | 2.4 | 0 | 2023-06-10 | 24.5 | 0 | 6.5 | 2022-06-10 | 22.6 | 0 | 4.6 | 2021-06-10 | 24.1 | 0 | 6.1 | 2020-06-10 | 31.6 | 0 | 13.6 | 2019-06-10 | 16.9 | 1.1 | 0 | 2018-06-10 | 22 | 0 | 4 | 2017-06-10 | 27.8 | 0 | 9.8 | 2016-06-10 | 22.1 | 0 | 4.1 | 0.35 | 5.22
2025-06-10 | 21.4 | 0 | 3.4 | 2024-06-10 | 14.7 | 3.3 | 0 | 2023-06-10 | 23.3 | 0 | 5.3 | 2022-06-10 | 22.5 | 0 | 4.5 | 2021-06-10 | 24.4 | 0 | 6.4 | 2020-06-10 | 31.1 | 0 | 13.1 | 2019-06-10 | 16.4 | 1.6 | 0 | 2018-06-10 | 20.8 | 0 | 2.8 | 2017-06-10 | 29.2 | 0 | 11.2 | 2016-06-10 | 22 | 0 | 4 | 0.49 | 5.07
2025-06-10 | 19.5 | 0 | 1.5 | 2024-06-10 | 13.7 | 4.3 | 0 | 2023-06-10 | 23.2 | 0 | 5.2 | 2022-06-10 | 22.2 | 0 | 4.2 | 2021-06-10 | 23.6 | 0 | 5.6 | 2020-06-10 | 30.7 | 0 | 12.7 | 2019-06-10 | 16.5 | 1.5 | 0 | 2018-06-10 | 20.3 | 0 | 2.3 | 2017-06-10 | 28.3 | 0 | 10.3 | 2016-06-10 | 21.1 | 0 | 3.1 | 0.58 | 4.49
2025-06-10 | 19.3 | 0 | 1.3 | 2024-06-10 | 12.9 | 5.1 | 0 | 2023-06-10 | 22.9 | 0 | 4.9 | 2022-06-10 | 20.8 | 0 | 2.8 | 2021-06-10 | 22.5 | 0 | 4.5 | 2020-06-10 | 29.9 | 0 | 11.9 | 2019-06-10 | 14.1 | 3.9 | 0 | 2018-06-10 | 19.4 | 0 | 1.4 | 2017-06-10 | 28 | 0 | 10 | 2016-06-10 | 19.8 | 0 | 1.8 | 0.9 | 3.86
2025-06-10 | 17.8 | 0.2 | 0 | 2024-06-10 | 12.7 | 5.3 | 0 | 2023-06-10 | 23.3 | 0 | 5.3 | 2022-06-10 | 18.3 | 0 | 0.3 | 2021-06-10 | 21 | 0 | 3 | 2020-06-10 | 20.8 | 0 | 2.8 | 2019-06-10 | 13.9 | 4.1 | 0 | 2018-06-10 | 17.9 | 0.1 | 0 | 2017-06-10 | 26.8 | 0 | 8.8 | 2016-06-10 | 17.7 | 0.3 | 0 | 1 | 2.02
2025-06-10 | 17.3 | 0.7 | 0 | 2024-06-10 | 12.6 | 5.4 | 0 | 2023-06-10 | 22.8 | 0 | 4.8 | 2022-06-10 | 18 | 0 | 0 | 2021-06-10 | 19.8 | 0 | 1.8 | 2020-06-10 | 20.3 | 0 | 2.3 | 2019-06-10 | 13.8 | 4.2 | 0 | 2018-06-10 | 16.6 | 1.4 | 0 | 2017-06-10 | 25.9 | 0 | 7.9 | 2016-06-10 | 17.1 | 0.9 | 0 | 1.26 | 1.68
2025-06-10 | 16.2 | 1.8 | 0 | 2024-06-10 | 12.6 | 5.4 | 0 | 2023-06-10 | 21.4 | 0 | 3.4 | 2022-06-10 | 17.5 | 0.5 | 0 | 2021-06-10 | 18.9 | 0 | 0.9 | 2020-06-10 | 19.2 | 0 | 1.2 | 2019-06-10 | 13.7 | 4.3 | 0 | 2018-06-10 | 15.8 | 2.2 | 0 | 2017-06-10 | 25.5 | 0 | 7.5 | 2016-06-10 | 16.4 | 1.6 | 0 | 1.58 | 1.3
2025-06-10 | 15.8 | 2.2 | 0 | 2024-06-10 | 12.4 | 5.6 | 0 | 2023-06-10 | 20.4 | 0 | 2.4 | 2022-06-10 | 16.2 | 1.8 | 0 | 2021-06-10 | 18.6 | 0 | 0.6 | 2020-06-10 | 18.8 | 0 | 0.8 | 2019-06-10 | 12.8 | 5.2 | 0 | 2018-06-10 | 15.1 | 2.9 | 0 | 2017-06-10 | 24.8 | 0 | 6.8 | 2016-06-10 | 15.9 | 2.1 | 0 | 1.98 | 1.06
2025-06-11 | 14.9 | 3.1 | 0 | 2024-06-11 | 12.1 | 5.9 | 0 | 2023-06-11 | 19.7 | 0 | 1.7 | 2022-06-11 | 16.2 | 1.8 | 0 | 2021-06-11 | 18 | 0 | 0 | 2020-06-11 | 18.4 | 0 | 0.4 | 2019-06-11 | 12.5 | 5.5 | 0 | 2018-06-11 | 15 | 3 | 0 | 2017-06-11 | 24.1 | 0 | 6.1 | 2016-06-11 | 16.2 | 1.8 | 0 | 2.11 | 0.82
2025-06-11 | 16.2 | 1.8 | 0 | 2024-06-11 | 12 | 6 | 0 | 2023-06-11 | 18.8 | 0 | 0.8 | 2022-06-11 | 16.2 | 1.8 | 0 | 2021-06-11 | 17.8 | 0.2 | 0 | 2020-06-11 | 17.7 | 0.3 | 0 | 2019-06-11 | 12.5 | 5.5 | 0 | 2018-06-11 | 14.7 | 3.3 | 0 | 2017-06-11 | 23.5 | 0 | 5.5 | 2016-06-11 | 16.4 | 1.6 | 0 | 2.05 | 0.63
2025-06-11 | 16.7 | 1.3 | 0 | 2024-06-11 | 11.7 | 6.3 | 0 | 2023-06-11 | 19.3 | 0 | 1.3 | 2022-06-11 | 16.9 | 1.1 | 0 | 2021-06-11 | 17.4 | 0.6 | 0 | 2020-06-11 | 18.8 | 0 | 0.8 | 2019-06-11 | 12.2 | 5.8 | 0 | 2018-06-11 | 14.1 | 3.9 | 0 | 2017-06-11 | 22.8 | 0 | 4.8 | 2016-06-11 | 16.6 | 1.4 | 0 | 2.04 | 0.69
2025-06-11 | 13.9 | 4.1 | 0 | 2024-06-11 | 11.1 | 6.9 | 0 | 2023-06-11 | 19 | 0 | 1 | 2022-06-11 | 16.5 | 1.5 | 0 | 2021-06-11 | 18 | 0 | 0 | 2020-06-11 | 19.2 | 0 | 1.2 | 2019-06-11 | 12.9 | 5.1 | 0 | 2018-06-11 | 12.7 | 5.3 | 0 | 2017-06-11 | 22.4 | 0 | 4.4 | 2016-06-11 | 16 | 2 | 0 | 2.49 | 0.66
2025-06-11 | 14 | 4 | 0 | 2024-06-11 | 10.8 | 7.2 | 0 | 2023-06-11 | 17.4 | 0.6 | 0 | 2022-06-11 | 15.4 | 2.6 | 0 | 2021-06-11 | 17.7 | 0.3 | 0 | 2020-06-11 | 18.8 | 0 | 0.8 | 2019-06-11 | 12.1 | 5.9 | 0 | 2018-06-11 | 12.5 | 5.5 | 0 | 2017-06-11 | 22.2 | 0 | 4.2 | 2016-06-11 | 13.4 | 4.6 | 0 | 3.07 | 0.5
2025-06-11 | 14.7 | 3.3 | 0 | 2024-06-11 | 11.1 | 6.9 | 0 | 2023-06-11 | 16.9 | 1.1 | 0 | 2022-06-11 | 15.3 | 2.7 | 0 | 2021-06-11 | 17.6 | 0.4 | 0 | 2020-06-11 | 18.8 | 0 | 0.8 | 2019-06-11 | 10.6 | 7.4 | 0 | 2018-06-11 | 12.2 | 5.8 | 0 | 2017-06-11 | 21.9 | 0 | 3.9 | 2016-06-11 | 13.5 | 4.5 | 0 | 3.21 | 0.47
2025-06-11 | 15.9 | 2.1 | 0 | 2024-06-11 | 11.3 | 6.7 | 0 | 2023-06-11 | 17.7 | 0.3 | 0 | 2022-06-11 | 15.9 | 2.1 | 0 | 2021-06-11 | 18.6 | 0 | 0.6 | 2020-06-11 | 17.4 | 0.6 | 0 | 2019-06-11 | 12.1 | 5.9 | 0 | 2018-06-11 | 14.7 | 3.3 | 0 | 2017-06-11 | 21.7 | 0 | 3.7 | 2016-06-11 | 14.2 | 3.8 | 0 | 2.48 | 0.43
2025-06-11 | 16.5 | 1.5 | 0 | 2024-06-11 | 11.8 | 6.2 | 0 | 2023-06-11 | 18.2 | 0 | 0.2 | 2022-06-11 | 17.7 | 0.3 | 0 | 2021-06-11 | 19.2 | 0 | 1.2 | 2020-06-11 | 15.9 | 2.1 | 0 | 2019-06-11 | 13.6 | 4.4 | 0 | 2018-06-11 | 16.9 | 1.1 | 0 | 2017-06-11 | 22.9 | 0 | 4.9 | 2016-06-11 | 15.8 | 2.2 | 0 | 1.78 | 0.63
2025-06-11 | 17.5 | 0.5 | 0 | 2024-06-11 | 12 | 6 | 0 | 2023-06-11 | 18.4 | 0 | 0.4 | 2022-06-11 | 20.1 | 0 | 2.1 | 2021-06-11 | 19.9 | 0 | 1.9 | 2020-06-11 | 17.6 | 0.4 | 0 | 2019-06-11 | 15.1 | 2.9 | 0 | 2018-06-11 | 19.5 | 0 | 1.5 | 2017-06-11 | 25.3 | 0 | 7.3 | 2016-06-11 | 19 | 0 | 1 | 0.98 | 1.42
2025-06-11 | 19.3 | 0 | 1.3 | 2024-06-11 | 12.9 | 5.1 | 0 | 2023-06-11 | 17.8 | 0.2 | 0 | 2022-06-11 | 20.9 | 0 | 2.9 | 2021-06-11 | 20.1 | 0 | 2.1 | 2020-06-11 | 18.3 | 0 | 0.3 | 2019-06-11 | 17.3 | 0.7 | 0 | 2018-06-11 | 20.8 | 0 | 2.8 | 2017-06-11 | 26.9 | 0 | 8.9 | 2016-06-11 | 25.2 | 0 | 7.2 | 0.6 | 2.55
2025-06-11 | 21.1 | 0 | 3.1 | 2024-06-11 | 13.4 | 4.6 | 0 | 2023-06-11 | 19.3 | 0 | 1.3 | 2022-06-11 | 22.4 | 0 | 4.4 | 2021-06-11 | 21.6 | 0 | 3.6 | 2020-06-11 | 19.4 | 0 | 1.4 | 2019-06-11 | 19.2 | 0 | 1.2 | 2018-06-11 | 21.2 | 0 | 3.2 | 2017-06-11 | 28.5 | 0 | 10.5 | 2016-06-11 | 26.2 | 0 | 8.2 | 0.46 | 3.69
2025-06-11 | 23.1 | 0 | 5.1 | 2024-06-11 | 14.6 | 3.4 | 0 | 2023-06-11 | 22 | 0 | 4 | 2022-06-11 | 22.2 | 0 | 4.2 | 2021-06-11 | 22.1 | 0 | 4.1 | 2020-06-11 | 19.8 | 0 | 1.8 | 2019-06-11 | 20 | 0 | 2 | 2018-06-11 | 21.6 | 0 | 3.6 | 2017-06-11 | 29.6 | 0 | 11.6 | 2016-06-11 | 26.9 | 0 | 8.9 | 0.34 | 4.53
2025-06-11 | 24.6 | 0 | 6.6 | 2024-06-11 | 15.6 | 2.4 | 0 | 2023-06-11 | 22.1 | 0 | 4.1 | 2022-06-11 | 20.1 | 0 | 2.1 | 2021-06-11 | 22.8 | 0 | 4.8 | 2020-06-11 | 21.4 | 0 | 3.4 | 2019-06-11 | 20.6 | 0 | 2.6 | 2018-06-11 | 22.7 | 0 | 4.7 | 2017-06-11 | 30.6 | 0 | 12.6 | 2016-06-11 | 27.1 | 0 | 9.1 | 0.24 | 5
2025-06-11 | 25.8 | 0 | 7.8 | 2024-06-11 | 16.6 | 1.4 | 0 | 2023-06-11 | 22.9 | 0 | 4.9 | 2022-06-11 | 22.1 | 0 | 4.1 | 2021-06-11 | 23.6 | 0 | 5.6 | 2020-06-11 | 21.8 | 0 | 3.8 | 2019-06-11 | 21.4 | 0 | 3.4 | 2018-06-11 | 21.7 | 0 | 3.7 | 2017-06-11 | 30.7 | 0 | 12.7 | 2016-06-11 | 27.9 | 0 | 9.9 | 0.14 | 5.59
2025-06-11 | 27.1 | 0 | 9.1 | 2024-06-11 | 18.1 | 0 | 0.1 | 2023-06-11 | 22.6 | 0 | 4.6 | 2022-06-11 | 22.7 | 0 | 4.7 | 2021-06-11 | 24.4 | 0 | 6.4 | 2020-06-11 | 22.9 | 0 | 4.9 | 2019-06-11 | 20.4 | 0 | 2.4 | 2018-06-11 | 21.7 | 0 | 3.7 | 2017-06-11 | 31.4 | 0 | 13.4 | 2016-06-11 | 29.3 | 0 | 11.3 | 0 | 6.06
2025-06-11 | 27.7 | 0 | 9.7 | 2024-06-11 | 17.3 | 0.7 | 0 | 2023-06-11 | 19.1 | 0 | 1.1 | 2022-06-11 | 22.7 | 0 | 4.7 | 2021-06-11 | 22.9 | 0 | 4.9 | 2020-06-11 | 24 | 0 | 6 | 2019-06-11 | 21.9 | 0 | 3.9 | 2018-06-11 | 21.2 | 0 | 3.2 | 2017-06-11 | 31.2 | 0 | 13.2 | 2016-06-11 | 29.9 | 0 | 11.9 | 0.07 | 5.86
2025-06-11 | 28 | 0 | 10 | 2024-06-11 | 16.7 | 1.3 | 0 | 2023-06-11 | 19.6 | 0 | 1.6 | 2022-06-11 | 23.1 | 0 | 5.1 | 2021-06-11 | 23.6 | 0 | 5.6 | 2020-06-11 | 23.3 | 0 | 5.3 | 2019-06-11 | 22.4 | 0 | 4.4 | 2018-06-11 | 21.2 | 0 | 3.2 | 2017-06-11 | 31.6 | 0 | 13.6 | 2016-06-11 | 30.2 | 0 | 12.2 | 0.13 | 6.1
2025-06-11 | 27.3 | 0 | 9.3 | 2024-06-11 | 15.8 | 2.2 | 0 | 2023-06-11 | 20.5 | 0 | 2.5 | 2022-06-11 | 20.7 | 0 | 2.7 | 2021-06-11 | 24.2 | 0 | 6.2 | 2020-06-11 | 22.4 | 0 | 4.4 | 2019-06-11 | 21 | 0 | 3 | 2018-06-11 | 20.9 | 0 | 2.9 | 2017-06-11 | 31 | 0 | 13 | 2016-06-11 | 30.3 | 0 | 12.3 | 0.22 | 5.63
2025-06-11 | 26.4 | 0 | 8.4 | 2024-06-11 | 15.1 | 2.9 | 0 | 2023-06-11 | 18.7 | 0 | 0.7 | 2022-06-11 | 20.6 | 0 | 2.6 | 2021-06-11 | 21.9 | 0 | 3.9 | 2020-06-11 | 22 | 0 | 4 | 2019-06-11 | 20.6 | 0 | 2.6 | 2018-06-11 | 20.5 | 0 | 2.5 | 2017-06-11 | 30 | 0 | 12 | 2016-06-11 | 30.2 | 0 | 12.2 | 0.29 | 4.89
2025-06-11 | 26 | 0 | 8 | 2024-06-11 | 15 | 3 | 0 | 2023-06-11 | 17.4 | 0.6 | 0 | 2022-06-11 | 19.6 | 0 | 1.6 | 2021-06-11 | 22.1 | 0 | 4.1 | 2020-06-11 | 21.2 | 0 | 3.2 | 2019-06-11 | 19.4 | 0 | 1.4 | 2018-06-11 | 20.1 | 0 | 2.1 | 2017-06-11 | 28.9 | 0 | 10.9 | 2016-06-11 | 29.6 | 0 | 11.6 | 0.36 | 4.29
2025-06-11 | 25.2 | 0 | 7.2 | 2024-06-11 | 14.1 | 3.9 | 0 | 2023-06-11 | 16.9 | 1.1 | 0 | 2022-06-11 | 18.6 | 0 | 0.6 | 2021-06-11 | 20.4 | 0 | 2.4 | 2020-06-11 | 19.7 | 0 | 1.7 | 2019-06-11 | 18 | 0 | 0 | 2018-06-11 | 18.9 | 0 | 0.9 | 2017-06-11 | 27.7 | 0 | 9.7 | 2016-06-11 | 28.7 | 0 | 10.7 | 0.5 | 3.32
2025-06-11 | 24 | 0 | 6 | 2024-06-11 | 13.4 | 4.6 | 0 | 2023-06-11 | 16.8 | 1.2 | 0 | 2022-06-11 | 17.9 | 0.1 | 0 | 2021-06-11 | 19.4 | 0 | 1.4 | 2020-06-11 | 19.2 | 0 | 1.2 | 2019-06-11 | 17 | 1 | 0 | 2018-06-11 | 17.9 | 0.1 | 0 | 2017-06-11 | 26.3 | 0 | 8.3 | 2016-06-11 | 27.1 | 0 | 9.1 | 0.7 | 2.6
2025-06-11 | 22.9 | 0 | 4.9 | 2024-06-11 | 13.2 | 4.8 | 0 | 2023-06-11 | 16.4 | 1.6 | 0 | 2022-06-11 | 17.1 | 0.9 | 0 | 2021-06-11 | 19.2 | 0 | 1.2 | 2020-06-11 | 19.5 | 0 | 1.5 | 2019-06-11 | 14.7 | 3.3 | 0 | 2018-06-11 | 17.4 | 0.6 | 0 | 2017-06-11 | 25.7 | 0 | 7.7 | 2016-06-11 | 24.9 | 0 | 6.9 | 1.12 | 2.22
2025-06-11 | 22 | 0 | 4 | 2024-06-11 | 13.7 | 4.3 | 0 | 2023-06-11 | 15.7 | 2.3 | 0 | 2022-06-11 | 16.4 | 1.6 | 0 | 2021-06-11 | 18.9 | 0 | 0.9 | 2020-06-11 | 18.9 | 0 | 0.9 | 2019-06-11 | 14 | 4 | 0 | 2018-06-11 | 16 | 2 | 0 | 2017-06-11 | 24.8 | 0 | 6.8 | 2016-06-11 | 21 | 0 | 3 | 1.42 | 1.56
2025-06-12 | 20.8 | 0 | 2.8 | 2024-06-12 | 14.2 | 3.8 | 0 | 2023-06-12 | 15.2 | 2.8 | 0 | 2022-06-12 | 15.9 | 2.1 | 0 | 2021-06-12 | 19.1 | 0 | 1.1 | 2020-06-12 | 18.2 | 0 | 0.2 | 2019-06-12 | 12.9 | 5.1 | 0 | 2018-06-12 | 16.1 | 1.9 | 0 | 2017-06-12 | 23.8 | 0 | 5.8 | 2016-06-12 | 19.5 | 0 | 1.5 | 1.57 | 1.14
2025-06-12 | 19.5 | 0 | 1.5 | 2024-06-12 | 13 | 5 | 0 | 2023-06-12 | 15.2 | 2.8 | 0 | 2022-06-12 | 15.9 | 2.1 | 0 | 2021-06-12 | 18.4 | 0 | 0.4 | 2020-06-12 | 17.9 | 0.1 | 0 | 2019-06-12 | 13.5 | 4.5 | 0 | 2018-06-12 | 15.7 | 2.3 | 0 | 2017-06-12 | 22.7 | 0 | 4.7 | 2016-06-12 | 18.4 | 0 | 0.4 | 1.68 | 0.7
2025-06-12 | 18 | 0 | 0 | 2024-06-12 | 12.6 | 5.4 | 0 | 2023-06-12 | 15.1 | 2.9 | 0 | 2022-06-12 | 16.7 | 1.3 | 0 | 2021-06-12 | 18 | 0 | 0 | 2020-06-12 | 16.7 | 1.3 | 0 | 2019-06-12 | 13.1 | 4.9 | 0 | 2018-06-12 | 14.1 | 3.9 | 0 | 2017-06-12 | 20.8 | 0 | 2.8 | 2016-06-12 | 16.8 | 1.2 | 0 | 2.09 | 0.28
2025-06-12 | 16.9 | 1.1 | 0 | 2024-06-12 | 11.3 | 6.7 | 0 | 2023-06-12 | 15.4 | 2.6 | 0 | 2022-06-12 | 16.4 | 1.6 | 0 | 2021-06-12 | 17.3 | 0.7 | 0 | 2020-06-12 | 15 | 3 | 0 | 2019-06-12 | 11.3 | 6.7 | 0 | 2018-06-12 | 11 | 7 | 0 | 2017-06-12 | 21.5 | 0 | 3.5 | 2016-06-12 | 15.8 | 2.2 | 0 | 3.16 | 0.35
2025-06-12 | 16.2 | 1.8 | 0 | 2024-06-12 | 12.1 | 5.9 | 0 | 2023-06-12 | 15.3 | 2.7 | 0 | 2022-06-12 | 16.2 | 1.8 | 0 | 2021-06-12 | 17.8 | 0.2 | 0 | 2020-06-12 | 14.2 | 3.8 | 0 | 2019-06-12 | 12.1 | 5.9 | 0 | 2018-06-12 | 12 | 6 | 0 | 2017-06-12 | 21.1 | 0 | 3.1 | 2016-06-12 | 14.6 | 3.4 | 0 | 3.15 | 0.31
2025-06-12 | 15.9 | 2.1 | 0 | 2024-06-12 | 12.1 | 5.9 | 0 | 2023-06-12 | 15.4 | 2.6 | 0 | 2022-06-12 | 16.3 | 1.7 | 0 | 2021-06-12 | 17.6 | 0.4 | 0 | 2020-06-12 | 13 | 5 | 0 | 2019-06-12 | 12.2 | 5.8 | 0 | 2018-06-12 | 12.2 | 5.8 | 0 | 2017-06-12 | 21.2 | 0 | 3.2 | 2016-06-12 | 13.4 | 4.6 | 0 | 3.39 | 0.32
2025-06-12 | 16.2 | 1.8 | 0 | 2024-06-12 | 13.1 | 4.9 | 0 | 2023-06-12 | 15.6 | 2.4 | 0 | 2022-06-12 | 16.3 | 1.7 | 0 | 2021-06-12 | 17.8 | 0.2 | 0 | 2020-06-12 | 12.8 | 5.2 | 0 | 2019-06-12 | 14.5 | 3.5 | 0 | 2018-06-12 | 14.9 | 3.1 | 0 | 2017-06-12 | 21.9 | 0 | 3.9 | 2016-06-12 | 14 | 4 | 0 | 2.68 | 0.39
2025-06-12 | 15.7 | 2.3 | 0 | 2024-06-12 | 14.6 | 3.4 | 0 | 2023-06-12 | 15.3 | 2.7 | 0 | 2022-06-12 | 17.4 | 0.6 | 0 | 2021-06-12 | 19.2 | 0 | 1.2 | 2020-06-12 | 12.7 | 5.3 | 0 | 2019-06-12 | 16 | 2 | 0 | 2018-06-12 | 16.5 | 1.5 | 0 | 2017-06-12 | 24.4 | 0 | 6.4 | 2016-06-12 | 14.8 | 3.2 | 0 | 2.1 | 0.76
2025-06-12 | 15.2 | 2.8 | 0 | 2024-06-12 | 16.7 | 1.3 | 0 | 2023-06-12 | 15.4 | 2.6 | 0 | 2022-06-12 | 17.8 | 0.2 | 0 | 2021-06-12 | 21.1 | 0 | 3.1 | 2020-06-12 | 13.7 | 4.3 | 0 | 2019-06-12 | 17.8 | 0.2 | 0 | 2018-06-12 | 18.9 | 0 | 0.9 | 2017-06-12 | 26.6 | 0 | 8.6 | 2016-06-12 | 16.5 | 1.5 | 0 | 1.29 | 1.26
2025-06-12 | 17.4 | 0.6 | 0 | 2024-06-12 | 17.8 | 0.2 | 0 | 2023-06-12 | 15.6 | 2.4 | 0 | 2022-06-12 | 18.4 | 0 | 0.4 | 2021-06-12 | 21.6 | 0 | 3.6 | 2020-06-12 | 14.4 | 3.6 | 0 | 2019-06-12 | 18.8 | 0 | 0.8 | 2018-06-12 | 21.6 | 0 | 3.6 | 2017-06-12 | 28.5 | 0 | 10.5 | 2016-06-12 | 17.4 | 0.6 | 0 | 0.74 | 1.89
2025-06-12 | 19.2 | 0 | 1.2 | 2024-06-12 | 17.4 | 0.6 | 0 | 2023-06-12 | 15.8 | 2.2 | 0 | 2022-06-12 | 18.8 | 0 | 0.8 | 2021-06-12 | 22.3 | 0 | 4.3 | 2020-06-12 | 15.6 | 2.4 | 0 | 2019-06-12 | 19 | 0 | 1 | 2018-06-12 | 21.7 | 0 | 3.7 | 2017-06-12 | 30.2 | 0 | 12.2 | 2016-06-12 | 18.1 | 0 | 0.1 | 0.52 | 2.33
2025-06-12 | 20 | 0 | 2 | 2024-06-12 | 18.7 | 0 | 0.7 | 2023-06-12 | 15.9 | 2.1 | 0 | 2022-06-12 | 19.7 | 0 | 1.7 | 2021-06-12 | 22.4 | 0 | 4.4 | 2020-06-12 | 15.8 | 2.2 | 0 | 2019-06-12 | 19.7 | 0 | 1.7 | 2018-06-12 | 21.9 | 0 | 3.9 | 2017-06-12 | 31.3 | 0 | 13.3 | 2016-06-12 | 18.8 | 0 | 0.8 | 0.43 | 2.85
2025-06-12 | 23.7 | 0 | 5.7 | 2024-06-12 | 20.1 | 0 | 2.1 | 2023-06-12 | 16.3 | 1.7 | 0 | 2022-06-12 | 20.7 | 0 | 2.7 | 2021-06-12 | 23.4 | 0 | 5.4 | 2020-06-12 | 16.1 | 1.9 | 0 | 2019-06-12 | 20.3 | 0 | 2.3 | 2018-06-12 | 23.1 | 0 | 5.1 | 2017-06-12 | 30.4 | 0 | 12.4 | 2016-06-12 | 19.9 | 0 | 1.9 | 0.36 | 3.76
2025-06-12 | 24 | 0 | 6 | 2024-06-12 | 20.8 | 0 | 2.8 | 2023-06-12 | 17.2 | 0.8 | 0 | 2022-06-12 | 22.6 | 0 | 4.6 | 2021-06-12 | 23.9 | 0 | 5.9 | 2020-06-12 | 16.8 | 1.2 | 0 | 2019-06-12 | 21.1 | 0 | 3.1 | 2018-06-12 | 24.3 | 0 | 6.3 | 2017-06-12 | 31.1 | 0 | 13.1 | 2016-06-12 | 19.3 | 0 | 1.3 | 0.2 | 4.31
2025-06-12 | 24.9 | 0 | 6.9 | 2024-06-12 | 21.6 | 0 | 3.6 | 2023-06-12 | 17.4 | 0.6 | 0 | 2022-06-12 | 22.3 | 0 | 4.3 | 2021-06-12 | 24.9 | 0 | 6.9 | 2020-06-12 | 17.4 | 0.6 | 0 | 2019-06-12 | 21.2 | 0 | 3.2 | 2018-06-12 | 24.9 | 0 | 6.9 | 2017-06-12 | 31.7 | 0 | 13.7 | 2016-06-12 | 20.6 | 0 | 2.6 | 0.12 | 4.81
2025-06-12 | 24.5 | 0 | 6.5 | 2024-06-12 | 21.8 | 0 | 3.8 | 2023-06-12 | 18.1 | 0 | 0.1 | 2022-06-12 | 22.2 | 0 | 4.2 | 2021-06-12 | 25.4 | 0 | 7.4 | 2020-06-12 | 16.6 | 1.4 | 0 | 2019-06-12 | 21.4 | 0 | 3.4 | 2018-06-12 | 25.1 | 0 | 7.1 | 2017-06-12 | 31.6 | 0 | 13.6 | 2016-06-12 | 19.8 | 0 | 1.8 | 0.14 | 4.79
2025-06-12 | 24.3 | 0 | 6.3 | 2024-06-12 | 21.6 | 0 | 3.6 | 2023-06-12 | 17.9 | 0.1 | 0 | 2022-06-12 | 24 | 0 | 6 | 2021-06-12 | 24.8 | 0 | 6.8 | 2020-06-12 | 17.1 | 0.9 | 0 | 2019-06-12 | 21.3 | 0 | 3.3 | 2018-06-12 | 25.5 | 0 | 7.5 | 2017-06-12 | 32.4 | 0 | 14.4 | 2016-06-12 | 19.6 | 0 | 1.6 | 0.1 | 4.95
2025-06-12 | 23.6 | 0 | 5.6 | 2024-06-12 | 21.3 | 0 | 3.3 | 2023-06-12 | 17.7 | 0.3 | 0 | 2022-06-12 | 24.2 | 0 | 6.2 | 2021-06-12 | 24.2 | 0 | 6.2 | 2020-06-12 | 16.6 | 1.4 | 0 | 2019-06-12 | 20.7 | 0 | 2.7 | 2018-06-12 | 24.6 | 0 | 6.6 | 2017-06-12 | 31.5 | 0 | 13.5 | 2016-06-12 | 19.1 | 0 | 1.1 | 0.17 | 4.52
2025-06-12 | 22.9 | 0 | 4.9 | 2024-06-12 | 20.6 | 0 | 2.6 | 2023-06-12 | 15.8 | 2.2 | 0 | 2022-06-12 | 23.4 | 0 | 5.4 | 2021-06-12 | 23.9 | 0 | 5.9 | 2020-06-12 | 16.2 | 1.8 | 0 | 2019-06-12 | 19 | 0 | 1 | 2018-06-12 | 24 | 0 | 6 | 2017-06-12 | 30.5 | 0 | 12.5 | 2016-06-12 | 19.1 | 0 | 1.1 | 0.4 | 3.94
2025-06-12 | 21.4 | 0 | 3.4 | 2024-06-12 | 19.7 | 0 | 1.7 | 2023-06-12 | 14.3 | 3.7 | 0 | 2022-06-12 | 20.4 | 0 | 2.4 | 2021-06-12 | 23.1 | 0 | 5.1 | 2020-06-12 | 15.4 | 2.6 | 0 | 2019-06-12 | 18.2 | 0 | 0.2 | 2018-06-12 | 21.2 | 0 | 3.2 | 2017-06-12 | 30 | 0 | 12 | 2016-06-12 | 17.9 | 0.1 | 0 | 0.64 | 2.8
2025-06-12 | 18.8 | 0 | 0.8 | 2024-06-12 | 17.9 | 0.1 | 0 | 2023-06-12 | 13.7 | 4.3 | 0 | 2022-06-12 | 18.5 | 0 | 0.5 | 2021-06-12 | 21.6 | 0 | 3.6 | 2020-06-12 | 14 | 4 | 0 | 2019-06-12 | 17.3 | 0.7 | 0 | 2018-06-12 | 19.9 | 0 | 1.9 | 2017-06-12 | 29.1 | 0 | 11.1 | 2016-06-12 | 16.3 | 1.7 | 0 | 1.08 | 1.79
2025-06-12 | 17.3 | 0.7 | 0 | 2024-06-12 | 17.6 | 0.4 | 0 | 2023-06-12 | 13.2 | 4.8 | 0 | 2022-06-12 | 17.5 | 0.5 | 0 | 2021-06-12 | 21.2 | 0 | 3.2 | 2020-06-12 | 12.4 | 5.6 | 0 | 2019-06-12 | 17 | 1 | 0 | 2018-06-12 | 19 | 0 | 1 | 2017-06-12 | 28.6 | 0 | 10.6 | 2016-06-12 | 15.6 | 2.4 | 0 | 1.54 | 1.48
2025-06-12 | 16 | 2 | 0 | 2024-06-12 | 16.9 | 1.1 | 0 | 2023-06-12 | 12.9 | 5.1 | 0 | 2022-06-12 | 16.6 | 1.4 | 0 | 2021-06-12 | 21 | 0 | 3 | 2020-06-12 | 11.4 | 6.6 | 0 | 2019-06-12 | 16.5 | 1.5 | 0 | 2018-06-12 | 19.3 | 0 | 1.3 | 2017-06-12 | 27.1 | 0 | 9.1 | 2016-06-12 | 15 | 3 | 0 | 2.07 | 1.34
2025-06-12 | 15.6 | 2.4 | 0 | 2024-06-12 | 16.4 | 1.6 | 0 | 2023-06-12 | 12.6 | 5.4 | 0 | 2022-06-12 | 15.6 | 2.4 | 0 | 2021-06-12 | 20.7 | 0 | 2.7 | 2020-06-12 | 10.5 | 7.5 | 0 | 2019-06-12 | 16.2 | 1.8 | 0 | 2018-06-12 | 19.7 | 0 | 1.7 | 2017-06-12 | 26.3 | 0 | 8.3 | 2016-06-12 | 14.3 | 3.7 | 0 | 2.48 | 1.27
2025-06-13 | 15.1 | 2.9 | 0 | 2024-06-13 | 16.6 | 1.4 | 0 | 2023-06-13 | 12 | 6 | 0 | 2022-06-13 | 14.9 | 3.1 | 0 | 2021-06-13 | 20.4 | 0 | 2.4 | 2020-06-13 | 10 | 8 | 0 | 2019-06-13 | 15.5 | 2.5 | 0 | 2018-06-13 | 20.1 | 0 | 2.1 | 2017-06-13 | 25.2 | 0 | 7.2 | 2016-06-13 | 13.8 | 4.2 | 0 | 2.81 | 1.17
2025-06-13 | 14.8 | 3.2 | 0 | 2024-06-13 | 16.6 | 1.4 | 0 | 2023-06-13 | 12.1 | 5.9 | 0 | 2022-06-13 | 13.4 | 4.6 | 0 | 2021-06-13 | 20.6 | 0 | 2.6 | 2020-06-13 | 9.2 | 8.8 | 0 | 2019-06-13 | 15.4 | 2.6 | 0 | 2018-06-13 | 20.4 | 0 | 2.4 | 2017-06-13 | 25.6 | 0 | 7.6 | 2016-06-13 | 13.1 | 4.9 | 0 | 3.14 | 1.26
2025-06-13 | 14.2 | 3.8 | 0 | 2024-06-13 | 16.5 | 1.5 | 0 | 2023-06-13 | 12.6 | 5.4 | 0 | 2022-06-13 | 12.6 | 5.4 | 0 | 2021-06-13 | 20.7 | 0 | 2.7 | 2020-06-13 | 8.5 | 9.5 | 0 | 2019-06-13 | 15.4 | 2.6 | 0 | 2018-06-13 | 21.5 | 0 | 3.5 | 2017-06-13 | 24 | 0 | 6 | 2016-06-13 | 12.2 | 5.8 | 0 | 3.4 | 1.22
2025-06-13 | 13.8 | 4.2 | 0 | 2024-06-13 | 16.6 | 1.4 | 0 | 2023-06-13 | 11.9 | 6.1 | 0 | 2022-06-13 | 11.5 | 6.5 | 0 | 2021-06-13 | 21 | 0 | 3 | 2020-06-13 | 8.3 | 9.7 | 0 | 2019-06-13 | 14.7 | 3.3 | 0 | 2018-06-13 | 20.6 | 0 | 2.6 | 2017-06-13 | 22.9 | 0 | 4.9 | 2016-06-13 | 12 | 6 | 0 | 3.72 | 1.05
2025-06-13 | 14.5 | 3.5 | 0 | 2024-06-13 | 16.6 | 1.4 | 0 | 2023-06-13 | 11.1 | 6.9 | 0 | 2022-06-13 | 11.7 | 6.3 | 0 | 2021-06-13 | 20.7 | 0 | 2.7 | 2020-06-13 | 8.8 | 9.2 | 0 | 2019-06-13 | 14.2 | 3.8 | 0 | 2018-06-13 | 19.7 | 0 | 1.7 | 2017-06-13 | 23.2 | 0 | 5.2 | 2016-06-13 | 11.3 | 6.7 | 0 | 3.78 | 0.96
2025-06-13 | 13.9 | 4.1 | 0 | 2024-06-13 | 18.4 | 0 | 0.4 | 2023-06-13 | 11.7 | 6.3 | 0 | 2022-06-13 | 11.4 | 6.6 | 0 | 2021-06-13 | 20.5 | 0 | 2.5 | 2020-06-13 | 9.1 | 8.9 | 0 | 2019-06-13 | 14.3 | 3.7 | 0 | 2018-06-13 | 19.2 | 0 | 1.2 | 2017-06-13 | 22.3 | 0 | 4.3 | 2016-06-13 | 11.4 | 6.6 | 0 | 3.62 | 0.84
2025-06-13 | 13.5 | 4.5 | 0 | 2024-06-13 | 19.7 | 0 | 1.7 | 2023-06-13 | 11.8 | 6.2 | 0 | 2022-06-13 | 13.4 | 4.6 | 0 | 2021-06-13 | 19.3 | 0 | 1.3 | 2020-06-13 | 9.7 | 8.3 | 0 | 2019-06-13 | 14.2 | 3.8 | 0 | 2018-06-13 | 19.3 | 0 | 1.3 | 2017-06-13 | 21.8 | 0 | 3.8 | 2016-06-13 | 12.5 | 5.5 | 0 | 3.29 | 0.81
2025-06-13 | 13.6 | 4.4 | 0 | 2024-06-13 | 20.7 | 0 | 2.7 | 2023-06-13 | 12.3 | 5.7 | 0 | 2022-06-13 | 15.3 | 2.7 | 0 | 2021-06-13 | 19.8 | 0 | 1.8 | 2020-06-13 | 11.5 | 6.5 | 0 | 2019-06-13 | 14.2 | 3.8 | 0 | 2018-06-13 | 18.9 | 0 | 0.9 | 2017-06-13 | 22 | 0 | 4 | 2016-06-13 | 13.8 | 4.2 | 0 | 2.73 | 0.94
2025-06-13 | 14.1 | 3.9 | 0 | 2024-06-13 | 23.4 | 0 | 5.4 | 2023-06-13 | 15.4 | 2.6 | 0 | 2022-06-13 | 17.4 | 0.6 | 0 | 2021-06-13 | 21.5 | 0 | 3.5 | 2020-06-13 | 12.6 | 5.4 | 0 | 2019-06-13 | 14.7 | 3.3 | 0 | 2018-06-13 | 20 | 0 | 2 | 2017-06-13 | 21.6 | 0 | 3.6 | 2016-06-13 | 14.4 | 3.6 | 0 | 1.94 | 1.45
2025-06-13 | 15.3 | 2.7 | 0 | 2024-06-13 | 25.6 | 0 | 7.6 | 2023-06-13 | 17 | 1 | 0 | 2022-06-13 | 19.1 | 0 | 1.1 | 2021-06-13 | 23.8 | 0 | 5.8 | 2020-06-13 | 13.2 | 4.8 | 0 | 2019-06-13 | 14.8 | 3.2 | 0 | 2018-06-13 | 21 | 0 | 3 | 2017-06-13 | 22.5 | 0 | 4.5 | 2016-06-13 | 15.4 | 2.6 | 0 | 1.43 | 2.2
2025-06-13 | 16.1 | 1.9 | 0 | 2024-06-13 | 26.9 | 0 | 8.9 | 2023-06-13 | 17.8 | 0.2 | 0 | 2022-06-13 | 20.1 | 0 | 2.1 | 2021-06-13 | 26.1 | 0 | 8.1 | 2020-06-13 | 14.6 | 3.4 | 0 | 2019-06-13 | 14.7 | 3.3 | 0 | 2018-06-13 | 22.7 | 0 | 4.7 | 2017-06-13 | 22.8 | 0 | 4.8 | 2016-06-13 | 16.2 | 1.8 | 0 | 1.06 | 2.86
2025-06-13 | 17 | 1 | 0 | 2024-06-13 | 28 | 0 | 10 | 2023-06-13 | 18.1 | 0 | 0.1 | 2022-06-13 | 21 | 0 | 3 | 2021-06-13 | 27.3 | 0 | 9.3 | 2020-06-13 | 15.6 | 2.4 | 0 | 2019-06-13 | 14.1 | 3.9 | 0 | 2018-06-13 | 26 | 0 | 8 | 2017-06-13 | 21.9 | 0 | 3.9 | 2016-06-13 | 17.2 | 0.8 | 0 | 0.81 | 3.43
2025-06-13 | 18 | 0 | 0 | 2024-06-13 | 28.3 | 0 | 10.3 | 2023-06-13 | 18.5 | 0 | 0.5 | 2022-06-13 | 21.8 | 0 | 3.8 | 2021-06-13 | 27.1 | 0 | 9.1 | 2020-06-13 | 16.6 | 1.4 | 0 | 2019-06-13 | 14.2 | 3.8 | 0 | 2018-06-13 | 27.3 | 0 | 9.3 | 2017-06-13 | 20.8 | 0 | 2.8 | 2016-06-13 | 17 | 1 | 0 | 0.62 | 3.58
2025-06-13 | 17.6 | 0.4 | 0 | 2024-06-13 | 27.7 | 0 | 9.7 | 2023-06-13 | 17.8 | 0.2 | 0 | 2022-06-13 | 21.4 | 0 | 3.4 | 2021-06-13 | 26.3 | 0 | 8.3 | 2020-06-13 | 16.7 | 1.3 | 0 | 2019-06-13 | 14.9 | 3.1 | 0 | 2018-06-13 | 28.6 | 0 | 10.6 | 2017-06-13 | 19.3 | 0 | 1.3 | 2016-06-13 | 18.4 | 0 | 0.4 | 0.5 | 3.37
2025-06-13 | 18.6 | 0 | 0.6 | 2024-06-13 | 30.1 | 0 | 12.1 | 2023-06-13 | 16.5 | 1.5 | 0 | 2022-06-13 | 21.4 | 0 | 3.4 | 2021-06-13 | 25.4 | 0 | 7.4 | 2020-06-13 | 17.5 | 0.5 | 0 | 2019-06-13 | 15.2 | 2.8 | 0 | 2018-06-13 | 28.8 | 0 | 10.8 | 2017-06-13 | 19.7 | 0 | 1.7 | 2016-06-13 | 18.9 | 0 | 0.9 | 0.48 | 3.69
2025-06-13 | 18.9 | 0 | 0.9 | 2024-06-13 | 29.7 | 0 | 11.7 | 2023-06-13 | 16.3 | 1.7 | 0 | 2022-06-13 | 21 | 0 | 3 | 2021-06-13 | 24.7 | 0 | 6.7 | 2020-06-13 | 18 | 0 | 0 | 2019-06-13 | 14.7 | 3.3 | 0 | 2018-06-13 | 29.1 | 0 | 11.1 | 2017-06-13 | 21.4 | 0 | 3.4 | 2016-06-13 | 19 | 0 | 1 | 0.5 | 3.78
2025-06-13 | 18.5 | 0 | 0.5 | 2024-06-13 | 29.6 | 0 | 11.6 | 2023-06-13 | 16.4 | 1.6 | 0 | 2022-06-13 | 20.4 | 0 | 2.4 | 2021-06-13 | 25.6 | 0 | 7.6 | 2020-06-13 | 18.3 | 0 | 0.3 | 2019-06-13 | 15.5 | 2.5 | 0 | 2018-06-13 | 24.2 | 0 | 6.2 | 2017-06-13 | 23.4 | 0 | 5.4 | 2016-06-13 | 18 | 0 | 0 | 0.41 | 3.4
2025-06-13 | 17.7 | 0.3 | 0 | 2024-06-13 | 29.7 | 0 | 11.7 | 2023-06-13 | 13.6 | 4.4 | 0 | 2022-06-13 | 19.9 | 0 | 1.9 | 2021-06-13 | 25.3 | 0 | 7.3 | 2020-06-13 | 17.1 | 0.9 | 0 | 2019-06-13 | 15.6 | 2.4 | 0 | 2018-06-13 | 24.6 | 0 | 6.6 | 2017-06-13 | 23.7 | 0 | 5.7 | 2016-06-13 | 17.7 | 0.3 | 0 | 0.83 | 3.32
2025-06-13 | 17 | 1 | 0 | 2024-06-13 | 29.1 | 0 | 11.1 | 2023-06-13 | 13 | 5 | 0 | 2022-06-13 | 19.8 | 0 | 1.8 | 2021-06-13 | 25.4 | 0 | 7.4 | 2020-06-13 | 16.1 | 1.9 | 0 | 2019-06-13 | 16.1 | 1.9 | 0 | 2018-06-13 | 23.1 | 0 | 5.1 | 2017-06-13 | 23.4 | 0 | 5.4 | 2016-06-13 | 18.1 | 0 | 0.1 | 0.98 | 3.09
2025-06-13 | 16.9 | 1.1 | 0 | 2024-06-13 | 28 | 0 | 10 | 2023-06-13 | 13.2 | 4.8 | 0 | 2022-06-13 | 19.6 | 0 | 1.6 | 2021-06-13 | 25.7 | 0 | 7.7 | 2020-06-13 | 14.5 | 3.5 | 0 | 2019-06-13 | 16.2 | 1.8 | 0 | 2018-06-13 | 21.4 | 0 | 3.4 | 2017-06-13 | 23.1 | 0 | 5.1 | 2016-06-13 | 17.2 | 0.8 | 0 | 1.2 | 2.78
2025-06-13 | 16.4 | 1.6 | 0 | 2024-06-13 | 27.3 | 0 | 9.3 | 2023-06-13 | 12.7 | 5.3 | 0 | 2022-06-13 | 19.3 | 0 | 1.3 | 2021-06-13 | 23.9 | 0 | 5.9 | 2020-06-13 | 13.8 | 4.2 | 0 | 2019-06-13 | 14.9 | 3.1 | 0 | 2018-06-13 | 19.6 | 0 | 1.6 | 2017-06-13 | 21.4 | 0 | 3.4 | 2016-06-13 | 16 | 2 | 0 | 1.62 | 2.15
2025-06-13 | 15.7 | 2.3 | 0 | 2024-06-13 | 26.3 | 0 | 8.3 | 2023-06-13 | 12.7 | 5.3 | 0 | 2022-06-13 | 19.1 | 0 | 1.1 | 2021-06-13 | 21.6 | 0 | 3.6 | 2020-06-13 | 13.4 | 4.6 | 0 | 2019-06-13 | 14.1 | 3.9 | 0 | 2018-06-13 | 18.5 | 0 | 0.5 | 2017-06-13 | 20.9 | 0 | 2.9 | 2016-06-13 | 15 | 3 | 0 | 1.91 | 1.64
2025-06-13 | 15.2 | 2.8 | 0 | 2024-06-13 | 25.2 | 0 | 7.2 | 2023-06-13 | 12.9 | 5.1 | 0 | 2022-06-13 | 19.2 | 0 | 1.2 | 2021-06-13 | 20.7 | 0 | 2.7 | 2020-06-13 | 12.4 | 5.6 | 0 | 2019-06-13 | 13.6 | 4.4 | 0 | 2018-06-13 | 18.3 | 0 | 0.3 | 2017-06-13 | 20.2 | 0 | 2.2 | 2016-06-13 | 14.1 | 3.9 | 0 | 2.18 | 1.36
2025-06-13 | 15.1 | 2.9 | 0 | 2024-06-13 | 22.4 | 0 | 4.4 | 2023-06-13 | 12.9 | 5.1 | 0 | 2022-06-13 | 19.7 | 0 | 1.7 | 2021-06-13 | 18.1 | 0 | 0.1 | 2020-06-13 | 12 | 6 | 0 | 2019-06-13 | 13.3 | 4.7 | 0 | 2018-06-13 | 17.6 | 0.4 | 0 | 2017-06-13 | 19.8 | 0 | 1.8 | 2016-06-13 | 13.8 | 4.2 | 0 | 2.33 | 0.8
2025-06-14 | 14.9 | 3.1 | 0 | 2024-06-14 | 20.8 | 0 | 2.8 | 2023-06-14 | 13.1 | 4.9 | 0 | 2022-06-14 | 19.1 | 0 | 1.1 | 2021-06-14 | 17.8 | 0.2 | 0 | 2020-06-14 | 11 | 7 | 0 | 2019-06-14 | 13.3 | 4.7 | 0 | 2018-06-14 | 16.8 | 1.2 | 0 | 2017-06-14 | 18.8 | 0 | 0.8 | 2016-06-14 | 12.9 | 5.1 | 0 | 2.62 | 0.47
2025-06-14 | 15 | 3 | 0 | 2024-06-14 | 19.8 | 0 | 1.8 | 2023-06-14 | 12.7 | 5.3 | 0 | 2022-06-14 | 19.3 | 0 | 1.3 | 2021-06-14 | 16.8 | 1.2 | 0 | 2020-06-14 | 10.5 | 7.5 | 0 | 2019-06-14 | 12.6 | 5.4 | 0 | 2018-06-14 | 15.8 | 2.2 | 0 | 2017-06-14 | 17.8 | 0.2 | 0 | 2016-06-14 | 11.8 | 6.2 | 0 | 3.1 | 0.31
2025-06-14 | 15 | 3 | 0 | 2024-06-14 | 19.3 | 0 | 1.3 | 2023-06-14 | 12.8 | 5.2 | 0 | 2022-06-14 | 19 | 0 | 1 | 2021-06-14 | 16.3 | 1.7 | 0 | 2020-06-14 | 9.8 | 8.2 | 0 | 2019-06-14 | 12.3 | 5.7 | 0 | 2018-06-14 | 15.4 | 2.6 | 0 | 2017-06-14 | 17 | 1 | 0 | 2016-06-14 | 11.1 | 6.9 | 0 | 3.43 | 0.23
2025-06-14 | 15.1 | 2.9 | 0 | 2024-06-14 | 18.3 | 0 | 0.3 | 2023-06-14 | 11.6 | 6.4 | 0 | 2022-06-14 | 18.3 | 0 | 0.3 | 2021-06-14 | 16 | 2 | 0 | 2020-06-14 | 10.2 | 7.8 | 0 | 2019-06-14 | 11.9 | 6.1 | 0 | 2018-06-14 | 15.9 | 2.1 | 0 | 2017-06-14 | 16.2 | 1.8 | 0 | 2016-06-14 | 10.5 | 7.5 | 0 | 3.66 | 0.06
2025-06-14 | 14.6 | 3.4 | 0 | 2024-06-14 | 17.7 | 0.3 | 0 | 2023-06-14 | 11.8 | 6.2 | 0 | 2022-06-14 | 17.4 | 0.6 | 0 | 2021-06-14 | 17.3 | 0.7 | 0 | 2020-06-14 | 9.2 | 8.8 | 0 | 2019-06-14 | 11.5 | 6.5 | 0 | 2018-06-14 | 15.6 | 2.4 | 0 | 2017-06-14 | 15.7 | 2.3 | 0 | 2016-06-14 | 9.7 | 8.3 | 0 | 3.95 | 0
2025-06-14 | 14.7 | 3.3 | 0 | 2024-06-14 | 17.4 | 0.6 | 0 | 2023-06-14 | 11.8 | 6.2 | 0 | 2022-06-14 | 16.7 | 1.3 | 0 | 2021-06-14 | 18.6 | 0 | 0.6 | 2020-06-14 | 8.4 | 9.6 | 0 | 2019-06-14 | 10.9 | 7.1 | 0 | 2018-06-14 | 15.5 | 2.5 | 0 | 2017-06-14 | 15.6 | 2.4 | 0 | 2016-06-14 | 9.6 | 8.4 | 0 | 4.14 | 0.06
2025-06-14 | 15.2 | 2.8 | 0 | 2024-06-14 | 18.1 | 0 | 0.1 | 2023-06-14 | 12.6 | 5.4 | 0 | 2022-06-14 | 17.7 | 0.3 | 0 | 2021-06-14 | 18.8 | 0 | 0.8 | 2020-06-14 | 10 | 8 | 0 | 2019-06-14 | 11.5 | 6.5 | 0 | 2018-06-14 | 16.6 | 1.4 | 0 | 2017-06-14 | 18.2 | 0 | 0.2 | 2016-06-14 | 10.9 | 7.1 | 0 | 3.15 | 0.11
2025-06-14 | 16.3 | 1.7 | 0 | 2024-06-14 | 19 | 0 | 1 | 2023-06-14 | 14.4 | 3.6 | 0 | 2022-06-14 | 19 | 0 | 1 | 2021-06-14 | 18.6 | 0 | 0.6 | 2020-06-14 | 12.7 | 5.3 | 0 | 2019-06-14 | 11.9 | 6.1 | 0 | 2018-06-14 | 18 | 0 | 0 | 2017-06-14 | 18.4 | 0 | 0.4 | 2016-06-14 | 13.1 | 4.9 | 0 | 2.16 | 0.3
2025-06-14 | 17.4 | 0.6 | 0 | 2024-06-14 | 20.1 | 0 | 2.1 | 2023-06-14 | 16.2 | 1.8 | 0 | 2022-06-14 | 20.7 | 0 | 2.7 | 2021-06-14 | 15.7 | 2.3 | 0 | 2020-06-14 | 14.5 | 3.5 | 0 | 2019-06-14 | 13.6 | 4.4 | 0 | 2018-06-14 | 19.4 | 0 | 1.4 | 2017-06-14 | 19.4 | 0 | 1.4 | 2016-06-14 | 14.4 | 3.6 | 0 | 1.62 | 0.76
2025-06-14 | 18 | 0 | 0 | 2024-06-14 | 20.8 | 0 | 2.8 | 2023-06-14 | 16.9 | 1.1 | 0 | 2022-06-14 | 21.8 | 0 | 3.8 | 2021-06-14 | 16.7 | 1.3 | 0 | 2020-06-14 | 15.3 | 2.7 | 0 | 2019-06-14 | 14.3 | 3.7 | 0 | 2018-06-14 | 21.1 | 0 | 3.1 | 2017-06-14 | 20 | 0 | 2 | 2016-06-14 | 15.6 | 2.4 | 0 | 1.12 | 1.17
2025-06-14 | 19.4 | 0 | 1.4 | 2024-06-14 | 22.2 | 0 | 4.2 | 2023-06-14 | 18.1 | 0 | 0.1 | 2022-06-14 | 22.8 | 0 | 4.8 | 2021-06-14 | 17.7 | 0.3 | 0 | 2020-06-14 | 15.4 | 2.6 | 0 | 2019-06-14 | 18.2 | 0 | 0.2 | 2018-06-14 | 21.9 | 0 | 3.9 | 2017-06-14 | 20.7 | 0 | 2.7 | 2016-06-14 | 17 | 1 | 0 | 0.39 | 1.73
2025-06-14 | 19.8 | 0 | 1.8 | 2024-06-14 | 22.9 | 0 | 4.9 | 2023-06-14 | 18.5 | 0 | 0.5 | 2022-06-14 | 23.1 | 0 | 5.1 | 2021-06-14 | 19.7 | 0 | 1.7 | 2020-06-14 | 16.2 | 1.8 | 0 | 2019-06-14 | 20.4 | 0 | 2.4 | 2018-06-14 | 22.3 | 0 | 4.3 | 2017-06-14 | 20.9 | 0 | 2.9 | 2016-06-14 | 18.7 | 0 | 0.7 | 0.18 | 2.43
2025-06-14 | 20.1 | 0 | 2.1 | 2024-06-14 | 23.4 | 0 | 5.4 | 2023-06-14 | 19.1 | 0 | 1.1 | 2022-06-14 | 23.7 | 0 | 5.7 | 2021-06-14 | 23.4 | 0 | 5.4 | 2020-06-14 | 16.8 | 1.2 | 0 | 2019-06-14 | 20.5 | 0 | 2.5 | 2018-06-14 | 23.3 | 0 | 5.3 | 2017-06-14 | 21.7 | 0 | 3.7 | 2016-06-14 | 19.6 | 0 | 1.6 | 0.12 | 3.28
2025-06-14 | 19.7 | 0 | 1.7 | 2024-06-14 | 23.9 | 0 | 5.9 | 2023-06-14 | 18.2 | 0 | 0.2 | 2022-06-14 | 23.7 | 0 | 5.7 | 2021-06-14 | 24 | 0 | 6 | 2020-06-14 | 16.4 | 1.6 | 0 | 2019-06-14 | 21.8 | 0 | 3.8 | 2018-06-14 | 24 | 0 | 6 | 2017-06-14 | 21.8 | 0 | 3.8 | 2016-06-14 | 19.3 | 0 | 1.3 | 0.16 | 3.44
2025-06-14 | 20.2 | 0 | 2.2 | 2024-06-14 | 23.6 | 0 | 5.6 | 2023-06-14 | 18.4 | 0 | 0.4 | 2022-06-14 | 24 | 0 | 6 | 2021-06-14 | 22.8 | 0 | 4.8 | 2020-06-14 | 17 | 1 | 0 | 2019-06-14 | 22.1 | 0 | 4.1 | 2018-06-14 | 24.4 | 0 | 6.4 | 2017-06-14 | 22.3 | 0 | 4.3 | 2016-06-14 | 19.5 | 0 | 1.5 | 0.1 | 3.53
2025-06-14 | 20.7 | 0 | 2.7 | 2024-06-14 | 23.1 | 0 | 5.1 | 2023-06-14 | 19.7 | 0 | 1.7 | 2022-06-14 | 23.5 | 0 | 5.5 | 2021-06-14 | 19.5 | 0 | 1.5 | 2020-06-14 | 17.2 | 0.8 | 0 | 2019-06-14 | 22.5 | 0 | 4.5 | 2018-06-14 | 24.9 | 0 | 6.9 | 2017-06-14 | 23.1 | 0 | 5.1 | 2016-06-14 | 20.2 | 0 | 2.2 | 0.08 | 3.52
2025-06-14 | 20.5 | 0 | 2.5 | 2024-06-14 | 23.8 | 0 | 5.8 | 2023-06-14 | 19.3 | 0 | 1.3 | 2022-06-14 | 23.5 | 0 | 5.5 | 2021-06-14 | 21.7 | 0 | 3.7 | 2020-06-14 | 17.1 | 0.9 | 0 | 2019-06-14 | 21.3 | 0 | 3.3 | 2018-06-14 | 24.3 | 0 | 6.3 | 2017-06-14 | 23.3 | 0 | 5.3 | 2016-06-14 | 20.4 | 0 | 2.4 | 0.09 | 3.61
2025-06-14 | 20.4 | 0 | 2.4 | 2024-06-14 | 22.9 | 0 | 4.9 | 2023-06-14 | 19.3 | 0 | 1.3 | 2022-06-14 | 23.6 | 0 | 5.6 | 2021-06-14 | 21.6 | 0 | 3.6 | 2020-06-14 | 17.1 | 0.9 | 0 | 2019-06-14 | 20.9 | 0 | 2.9 | 2018-06-14 | 23.9 | 0 | 5.9 | 2017-06-14 | 23.1 | 0 | 5.1 | 2016-06-14 | 20.5 | 0 | 2.5 | 0.09 | 3.42
2025-06-14 | 20.1 | 0 | 2.1 | 2024-06-14 | 22.2 | 0 | 4.2 | 2023-06-14 | 18.8 | 0 | 0.8 | 2022-06-14 | 24 | 0 | 6 | 2021-06-14 | 20.1 | 0 | 2.1 | 2020-06-14 | 16.8 | 1.2 | 0 | 2019-06-14 | 20.3 | 0 | 2.3 | 2018-06-14 | 23.2 | 0 | 5.2 | 2017-06-14 | 22.3 | 0 | 4.3 | 2016-06-14 | 20 | 0 | 2 | 0.12 | 2.9
2025-06-14 | 19.4 | 0 | 1.4 | 2024-06-14 | 20.4 | 0 | 2.4 | 2023-06-14 | 18.4 | 0 | 0.4 | 2022-06-14 | 23.4 | 0 | 5.4 | 2021-06-14 | 18.7 | 0 | 0.7 | 2020-06-14 | 16.3 | 1.7 | 0 | 2019-06-14 | 17.7 | 0.3 | 0 | 2018-06-14 | 22 | 0 | 4 | 2017-06-14 | 20.8 | 0 | 2.8 | 2016-06-14 | 19.2 | 0 | 1.2 | 0.2 | 1.83
2025-06-14 | 18.7 | 0 | 0.7 | 2024-06-14 | 19.2 | 0 | 1.2 | 2023-06-14 | 17.8 | 0.2 | 0 | 2022-06-14 | 22.2 | 0 | 4.2 | 2021-06-14 | 18.1 | 0 | 0.1 | 2020-06-14 | 14.9 | 3.1 | 0 | 2019-06-14 | 18.9 | 0 | 0.9 | 2018-06-14 | 20 | 0 | 2 | 2017-06-14 | 19.4 | 0 | 1.4 | 2016-06-14 | 18.3 | 0 | 0.3 | 0.33 | 1.08
2025-06-14 | 18 | 0 | 0 | 2024-06-14 | 18.2 | 0 | 0.2 | 2023-06-14 | 17.1 | 0.9 | 0 | 2022-06-14 | 21.6 | 0 | 3.6 | 2021-06-14 | 17.9 | 0.1 | 0 | 2020-06-14 | 14.8 | 3.2 | 0 | 2019-06-14 | 18.7 | 0 | 0.7 | 2018-06-14 | 18.9 | 0 | 0.9 | 2017-06-14 | 18.1 | 0 | 0.1 | 2016-06-14 | 17.7 | 0.3 | 0 | 0.45 | 0.55
2025-06-14 | 17.5 | 0.5 | 0 | 2024-06-14 | 17.2 | 0.8 | 0 | 2023-06-14 | 16.5 | 1.5 | 0 | 2022-06-14 | 21.4 | 0 | 3.4 | 2021-06-14 | 17.5 | 0.5 | 0 | 2020-06-14 | 13.5 | 4.5 | 0 | 2019-06-14 | 18.4 | 0 | 0.4 | 2018-06-14 | 17.9 | 0.1 | 0 | 2017-06-14 | 17.8 | 0.2 | 0 | 2016-06-14 | 17.5 | 0.5 | 0 | 0.86 | 0.38
2025-06-14 | 17 | 1 | 0 | 2024-06-14 | 16.4 | 1.6 | 0 | 2023-06-14 | 14.4 | 3.6 | 0 | 2022-06-14 | 20.4 | 0 | 2.4 | 2021-06-14 | 17.4 | 0.6 | 0 | 2020-06-14 | 13.8 | 4.2 | 0 | 2019-06-14 | 18.2 | 0 | 0.2 | 2018-06-14 | 16.8 | 1.2 | 0 | 2017-06-14 | 17 | 1 | 0 | 2016-06-14 | 17.1 | 0.9 | 0 | 1.41 | 0.26
2025-06-15 | 17 | 1 | 0 | 2024-06-15 | 15.7 | 2.3 | 0 | 2023-06-15 | 15 | 3 | 0 | 2022-06-15 | 20 | 0 | 2 | 2021-06-15 | 17 | 1 | 0 | 2020-06-15 | 13.6 | 4.4 | 0 | 2019-06-15 | 18 | 0 | 0 | 2018-06-15 | 16.5 | 1.5 | 0 | 2017-06-15 | 17.1 | 0.9 | 0 | 2016-06-15 | 16.3 | 1.7 | 0 | 1.58 | 0.2
2025-06-15 | 16.2 | 1.8 | 0 | 2024-06-15 | 14.7 | 3.3 | 0 | 2023-06-15 | 12.6 | 5.4 | 0 | 2022-06-15 | 19.1 | 0 | 1.1 | 2021-06-15 | 16.9 | 1.1 | 0 | 2020-06-15 | 10.9 | 7.1 | 0 | 2019-06-15 | 17.2 | 0.8 | 0 | 2018-06-15 | 14.3 | 3.7 | 0 | 2017-06-15 | 17 | 1 | 0 | 2016-06-15 | 15.3 | 2.7 | 0 | 2.69 | 0.11
2025-06-15 | 14.9 | 3.1 | 0 | 2024-06-15 | 14.6 | 3.4 | 0 | 2023-06-15 | 13.1 | 4.9 | 0 | 2022-06-15 | 19 | 0 | 1 | 2021-06-15 | 16.5 | 1.5 | 0 | 2020-06-15 | 10.8 | 7.2 | 0 | 2019-06-15 | 16.9 | 1.1 | 0 | 2018-06-15 | 13.8 | 4.2 | 0 | 2017-06-15 | 16.9 | 1.1 | 0 | 2016-06-15 | 13.5 | 4.5 | 0 | 3.1 | 0.1
2025-06-15 | 14.9 | 3.1 | 0 | 2024-06-15 | 14 | 4 | 0 | 2023-06-15 | 13.3 | 4.7 | 0 | 2022-06-15 | 17.6 | 0.4 | 0 | 2021-06-15 | 16.8 | 1.2 | 0 | 2020-06-15 | 10.8 | 7.2 | 0 | 2019-06-15 | 17.6 | 0.4 | 0 | 2018-06-15 | 14.3 | 3.7 | 0 | 2017-06-15 | 17 | 1 | 0 | 2016-06-15 | 12.3 | 5.7 | 0 | 3.14 | 0
2025-06-15 | 14.7 | 3.3 | 0 | 2024-06-15 | 13.2 | 4.8 | 0 | 2023-06-15 | 11.9 | 6.1 | 0 | 2022-06-15 | 18.2 | 0 | 0.2 | 2021-06-15 | 16.6 | 1.4 | 0 | 2020-06-15 | 10.4 | 7.6 | 0 | 2019-06-15 | 17.5 | 0.5 | 0 | 2018-06-15 | 13.5 | 4.5 | 0 | 2017-06-15 | 17.1 | 0.9 | 0 | 2016-06-15 | 12.5 | 5.5 | 0 | 3.46 | 0.02
2025-06-15 | 15 | 3 | 0 | 2024-06-15 | 12.7 | 5.3 | 0 | 2023-06-15 | 11.9 | 6.1 | 0 | 2022-06-15 | 17.9 | 0.1 | 0 | 2021-06-15 | 15.8 | 2.2 | 0 | 2020-06-15 | 9.7 | 8.3 | 0 | 2019-06-15 | 17.7 | 0.3 | 0 | 2018-06-15 | 13.5 | 4.5 | 0 | 2017-06-15 | 17.4 | 0.6 | 0 | 2016-06-15 | 11.3 | 6.7 | 0 | 3.71 | 0
2025-06-15 | 16 | 2 | 0 | 2024-06-15 | 13.2 | 4.8 | 0 | 2023-06-15 | 13.6 | 4.4 | 0 | 2022-06-15 | 19.4 | 0 | 1.4 | 2021-06-15 | 15.8 | 2.2 | 0 | 2020-06-15 | 11.7 | 6.3 | 0 | 2019-06-15 | 17.9 | 0.1 | 0 | 2018-06-15 | 15.6 | 2.4 | 0 | 2017-06-15 | 17.5 | 0.5 | 0 | 2016-06-15 | 13.9 | 4.1 | 0 | 2.68 | 0.14
2025-06-15 | 17.2 | 0.8 | 0 | 2024-06-15 | 14.4 | 3.6 | 0 | 2023-06-15 | 14.9 | 3.1 | 0 | 2022-06-15 | 20 | 0 | 2 | 2021-06-15 | 16.8 | 1.2 | 0 | 2020-06-15 | 15.1 | 2.9 | 0 | 2019-06-15 | 18.1 | 0 | 0.1 | 2018-06-15 | 17.7 | 0.3 | 0 | 2017-06-15 | 17.1 | 0.9 | 0 | 2016-06-15 | 17.8 | 0.2 | 0 | 1.3 | 0.21
2025-06-15 | 18.9 | 0 | 0.9 | 2024-06-15 | 15.9 | 2.1 | 0 | 2023-06-15 | 15.6 | 2.4 | 0 | 2022-06-15 | 20.8 | 0 | 2.8 | 2021-06-15 | 17.9 | 0.1 | 0 | 2020-06-15 | 17.2 | 0.8 | 0 | 2019-06-15 | 20.1 | 0 | 2.1 | 2018-06-15 | 19.6 | 0 | 1.6 | 2017-06-15 | 18 | 0 | 0 | 2016-06-15 | 19.6 | 0 | 1.6 | 0.54 | 0.9
2025-06-15 | 20.7 | 0 | 2.7 | 2024-06-15 | 16.9 | 1.1 | 0 | 2023-06-15 | 17.6 | 0.4 | 0 | 2022-06-15 | 20.3 | 0 | 2.3 | 2021-06-15 | 19.2 | 0 | 1.2 | 2020-06-15 | 18.2 | 0 | 0.2 | 2019-06-15 | 19.6 | 0 | 1.6 | 2018-06-15 | 21.3 | 0 | 3.3 | 2017-06-15 | 18.9 | 0 | 0.9 | 2016-06-15 | 21.6 | 0 | 3.6 | 0.15 | 1.58
2025-06-15 | 21.7 | 0 | 3.7 | 2024-06-15 | 17.7 | 0.3 | 0 | 2023-06-15 | 18.7 | 0 | 0.7 | 2022-06-15 | 20.8 | 0 | 2.8 | 2021-06-15 | 20.3 | 0 | 2.3 | 2020-06-15 | 19.1 | 0 | 1.1 | 2019-06-15 | 19.5 | 0 | 1.5 | 2018-06-15 | 22.1 | 0 | 4.1 | 2017-06-15 | 18.7 | 0 | 0.7 | 2016-06-15 | 22.1 | 0 | 4.1 | 0.03 | 2.1
2025-06-15 | 22.7 | 0 | 4.7 | 2024-06-15 | 19 | 0 | 1 | 2023-06-15 | 18.1 | 0 | 0.1 | 2022-06-15 | 23.9 | 0 | 5.9 | 2021-06-15 | 21.6 | 0 | 3.6 | 2020-06-15 | 19.1 | 0 | 1.1 | 2019-06-15 | 19.4 | 0 | 1.4 | 2018-06-15 | 22.4 | 0 | 4.4 | 2017-06-15 | 19.4 | 0 | 1.4 | 2016-06-15 | 23 | 0 | 5 | 0 | 2.86
2025-06-15 | 23.2 | 0 | 5.2 | 2024-06-15 | 19.7 | 0 | 1.7 | 2023-06-15 | 19.8 | 0 | 1.8 | 2022-06-15 | 24.2 | 0 | 6.2 | 2021-06-15 | 21.7 | 0 | 3.7 | 2020-06-15 | 19.6 | 0 | 1.6 | 2019-06-15 | 18.7 | 0 | 0.7 | 2018-06-15 | 23.7 | 0 | 5.7 | 2017-06-15 | 19.1 | 0 | 1.1 | 2016-06-15 | 24.1 | 0 | 6.1 | 0 | 3.38
2025-06-15 | 22.9 | 0 | 4.9 | 2024-06-15 | 20.4 | 0 | 2.4 | 2023-06-15 | 20.7 | 0 | 2.7 | 2022-06-15 | 24 | 0 | 6 | 2021-06-15 | 21.3 | 0 | 3.3 | 2020-06-15 | 19.8 | 0 | 1.8 | 2019-06-15 | 17.4 | 0.6 | 0 | 2018-06-15 | 24.4 | 0 | 6.4 | 2017-06-15 | 17.2 | 0.8 | 0 | 2016-06-15 | 24.1 | 0 | 6.1 | 0.14 | 3.36
2025-06-15 | 23.2 | 0 | 5.2 | 2024-06-15 | 21.3 | 0 | 3.3 | 2023-06-15 | 20.8 | 0 | 2.8 | 2022-06-15 | 24.4 | 0 | 6.4 | 2021-06-15 | 21.8 | 0 | 3.8 | 2020-06-15 | 19.8 | 0 | 1.8 | 2019-06-15 | 19.1 | 0 | 1.1 | 2018-06-15 | 24.1 | 0 | 6.1 | 2017-06-15 | 18.4 | 0 | 0.4 | 2016-06-15 | 24 | 0 | 6 | 0 | 3.69
2025-06-15 | 22.6 | 0 | 4.6 | 2024-06-15 | 22 | 0 | 4 | 2023-06-15 | 19.8 | 0 | 1.8 | 2022-06-15 | 24.6 | 0 | 6.6 | 2021-06-15 | 21.4 | 0 | 3.4 | 2020-06-15 | 20.5 | 0 | 2.5 | 2019-06-15 | 18.5 | 0 | 0.5 | 2018-06-15 | 24.7 | 0 | 6.7 | 2017-06-15 | 18.9 | 0 | 0.9 | 2016-06-15 | 23.8 | 0 | 5.8 | 0 | 3.68
2025-06-15 | 22.9 | 0 | 4.9 | 2024-06-15 | 22.2 | 0 | 4.2 | 2023-06-15 | 20.4 | 0 | 2.4 | 2022-06-15 | 25.4 | 0 | 7.4 | 2021-06-15 | 21.1 | 0 | 3.1 | 2020-06-15 | 20.9 | 0 | 2.9 | 2019-06-15 | 18.7 | 0 | 0.7 | 2018-06-15 | 24.6 | 0 | 6.6 | 2017-06-15 | 18.9 | 0 | 0.9 | 2016-06-15 | 23 | 0 | 5 | 0 | 3.81
2025-06-15 | 22.4 | 0 | 4.4 | 2024-06-15 | 21.3 | 0 | 3.3 | 2023-06-15 | 19.5 | 0 | 1.5 | 2022-06-15 | 26.8 | 0 | 8.8 | 2021-06-15 | 21.2 | 0 | 3.2 | 2020-06-15 | 20.3 | 0 | 2.3 | 2019-06-15 | 18.3 | 0 | 0.3 | 2018-06-15 | 24.4 | 0 | 6.4 | 2017-06-15 | 18.4 | 0 | 0.4 | 2016-06-15 | 22.4 | 0 | 4.4 | 0 | 3.5
2025-06-15 | 21.9 | 0 | 3.9 | 2024-06-15 | 19.9 | 0 | 1.9 | 2023-06-15 | 18.5 | 0 | 0.5 | 2022-06-15 | 26.6 | 0 | 8.6 | 2021-06-15 | 20.3 | 0 | 2.3 | 2020-06-15 | 19.9 | 0 | 1.9 | 2019-06-15 | 17 | 1 | 0 | 2018-06-15 | 23.7 | 0 | 5.7 | 2017-06-15 | 18.2 | 0 | 0.2 | 2016-06-15 | 20.2 | 0 | 2.2 | 0.1 | 2.72
2025-06-15 | 21.3 | 0 | 3.3 | 2024-06-15 | 18.7 | 0 | 0.7 | 2023-06-15 | 18.4 | 0 | 0.4 | 2022-06-15 | 25.1 | 0 | 7.1 | 2021-06-15 | 19.4 | 0 | 1.4 | 2020-06-15 | 19 | 0 | 1 | 2019-06-15 | 17 | 1 | 0 | 2018-06-15 | 21.9 | 0 | 3.9 | 2017-06-15 | 18.1 | 0 | 0.1 | 2016-06-15 | 18.8 | 0 | 0.8 | 0.1 | 1.87
2025-06-15 | 20.3 | 0 | 2.3 | 2024-06-15 | 17.5 | 0.5 | 0 | 2023-06-15 | 17.8 | 0.2 | 0 | 2022-06-15 | 23.1 | 0 | 5.1 | 2021-06-15 | 18.4 | 0 | 0.4 | 2020-06-15 | 17.6 | 0.4 | 0 | 2019-06-15 | 17.1 | 0.9 | 0 | 2018-06-15 | 20.7 | 0 | 2.7 | 2017-06-15 | 18.1 | 0 | 0.1 | 2016-06-15 | 18.5 | 0 | 0.5 | 0.2 | 1.11
2025-06-15 | 20 | 0 | 2 | 2024-06-15 | 17.2 | 0.8 | 0 | 2023-06-15 | 16.3 | 1.7 | 0 | 2022-06-15 | 22.2 | 0 | 4.2 | 2021-06-15 | 17.2 | 0.8 | 0 | 2020-06-15 | 17 | 1 | 0 | 2019-06-15 | 15.9 | 2.1 | 0 | 2018-06-15 | 20.4 | 0 | 2.4 | 2017-06-15 | 17.8 | 0.2 | 0 | 2016-06-15 | 18.1 | 0 | 0.1 | 0.66 | 0.87
2025-06-15 | 19.2 | 0 | 1.2 | 2024-06-15 | 16.8 | 1.2 | 0 | 2023-06-15 | 16 | 2 | 0 | 2022-06-15 | 21.8 | 0 | 3.8 | 2021-06-15 | 15.9 | 2.1 | 0 | 2020-06-15 | 16.5 | 1.5 | 0 | 2019-06-15 | 16.2 | 1.8 | 0 | 2018-06-15 | 19.9 | 0 | 1.9 | 2017-06-15 | 17.7 | 0.3 | 0 | 2016-06-15 | 18.3 | 0 | 0.3 | 0.89 | 0.72
2025-06-15 | 18.2 | 0 | 0.2 | 2024-06-15 | 17 | 1 | 0 | 2023-06-15 | 15.9 | 2.1 | 0 | 2022-06-15 | 20.6 | 0 | 2.6 | 2021-06-15 | 14.8 | 3.2 | 0 | 2020-06-15 | 15.9 | 2.1 | 0 | 2019-06-15 | 15.5 | 2.5 | 0 | 2018-06-15 | 19.3 | 0 | 1.3 | 2017-06-15 | 17.4 | 0.6 | 0 | 2016-06-15 | 17.8 | 0.2 | 0 | 1.17 | 0.41
2025-06-16 | 16.7 | 1.3 | 0 | 2024-06-16 | 14.7 | 3.3 | 0 | 2023-06-16 | 15.1 | 2.9 | 0 | 2022-06-16 | 20.9 | 0 | 2.9 | 2021-06-16 | 13.9 | 4.1 | 0 | 2020-06-16 | 14.9 | 3.1 | 0 | 2019-06-16 | 15.1 | 2.9 | 0 | 2018-06-16 | 17.9 | 0.1 | 0 | 2017-06-16 | 17.1 | 0.9 | 0 | 2016-06-16 | 17.3 | 0.7 | 0 | 1.93 | 0.29
2025-06-16 | 16.9 | 1.1 | 0 | 2024-06-16 | 14.1 | 3.9 | 0 | 2023-06-16 | 14.5 | 3.5 | 0 | 2022-06-16 | 20.7 | 0 | 2.7 | 2021-06-16 | 13.2 | 4.8 | 0 | 2020-06-16 | 14.7 | 3.3 | 0 | 2019-06-16 | 14 | 4 | 0 | 2018-06-16 | 17.4 | 0.6 | 0 | 2017-06-16 | 17.6 | 0.4 | 0 | 2016-06-16 | 17.1 | 0.9 | 0 | 2.25 | 0.27
2025-06-16 | 16.3 | 1.7 | 0 | 2024-06-16 | 13.2 | 4.8 | 0 | 2023-06-16 | 14 | 4 | 0 | 2022-06-16 | 19.7 | 0 | 1.7 | 2021-06-16 | 12.9 | 5.1 | 0 | 2020-06-16 | 12 | 6 | 0 | 2019-06-16 | 13.5 | 4.5 | 0 | 2018-06-16 | 16.3 | 1.7 | 0 | 2017-06-16 | 17 | 1 | 0 | 2016-06-16 | 17 | 1 | 0 | 2.98 | 0.17
2025-06-16 | 15.6 | 2.4 | 0 | 2024-06-16 | 12.2 | 5.8 | 0 | 2023-06-16 | 14 | 4 | 0 | 2022-06-16 | 19.6 | 0 | 1.6 | 2021-06-16 | 11.2 | 6.8 | 0 | 2020-06-16 | 13 | 5 | 0 | 2019-06-16 | 12.6 | 5.4 | 0 | 2018-06-16 | 16.5 | 1.5 | 0 | 2017-06-16 | 16.8 | 1.2 | 0 | 2016-06-16 | 17 | 1 | 0 | 3.31 | 0.16
2025-06-16 | 14.9 | 3.1 | 0 | 2024-06-16 | 12.9 | 5.1 | 0 | 2023-06-16 | 13.8 | 4.2 | 0 | 2022-06-16 | 19.4 | 0 | 1.4 | 2021-06-16 | 11.4 | 6.6 | 0 | 2020-06-16 | 10.5 | 7.5 | 0 | 2019-06-16 | 11.3 | 6.7 | 0 | 2018-06-16 | 15 | 3 | 0 | 2017-06-16 | 16.5 | 1.5 | 0 | 2016-06-16 | 17 | 1 | 0 | 3.87 | 0.14
2025-06-16 | 14.7 | 3.3 | 0 | 2024-06-16 | 13.1 | 4.9 | 0 | 2023-06-16 | 13.1 | 4.9 | 0 | 2022-06-16 | 19 | 0 | 1 | 2021-06-16 | 11.1 | 6.9 | 0 | 2020-06-16 | 11 | 7 | 0 | 2019-06-16 | 10.9 | 7.1 | 0 | 2018-06-16 | 15.8 | 2.2 | 0 | 2017-06-16 | 16.4 | 1.6 | 0 | 2016-06-16 | 16.3 | 1.7 | 0 | 3.96 | 0.1
2025-06-16 | 16.9 | 1.1 | 0 | 2024-06-16 | 14.8 | 3.2 | 0 | 2023-06-16 | 13.2 | 4.8 | 0 | 2022-06-16 | 20.3 | 0 | 2.3 | 2021-06-16 | 11.7 | 6.3 | 0 | 2020-06-16 | 13.2 | 4.8 | 0 | 2019-06-16 | 12.1 | 5.9 | 0 | 2018-06-16 | 16.2 | 1.8 | 0 | 2017-06-16 | 16.8 | 1.2 | 0 | 2016-06-16 | 17.4 | 0.6 | 0 | 2.97 | 0.23
2025-06-16 | 18.6 | 0 | 0.6 | 2024-06-16 | 16.1 | 1.9 | 0 | 2023-06-16 | 14.1 | 3.9 | 0 | 2022-06-16 | 23.3 | 0 | 5.3 | 2021-06-16 | 13.9 | 4.1 | 0 | 2020-06-16 | 16.5 | 1.5 | 0 | 2019-06-16 | 14.3 | 3.7 | 0 | 2018-06-16 | 18.1 | 0 | 0.1 | 2017-06-16 | 18.2 | 0 | 0.2 | 2016-06-16 | 18.5 | 0 | 0.5 | 1.51 | 0.67
2025-06-16 | 20.5 | 0 | 2.5 | 2024-06-16 | 18.7 | 0 | 0.7 | 2023-06-16 | 15.3 | 2.7 | 0 | 2022-06-16 | 26.5 | 0 | 8.5 | 2021-06-16 | 15.3 | 2.7 | 0 | 2020-06-16 | 19.5 | 0 | 1.5 | 2019-06-16 | 16.5 | 1.5 | 0 | 2018-06-16 | 20.1 | 0 | 2.1 | 2017-06-16 | 21.6 | 0 | 3.6 | 2016-06-16 | 20.7 | 0 | 2.7 | 0.69 | 2.16
2025-06-16 | 21.4 | 0 | 3.4 | 2024-06-16 | 19 | 0 | 1 | 2023-06-16 | 16.1 | 1.9 | 0 | 2022-06-16 | 29.3 | 0 | 11.3 | 2021-06-16 | 16.7 | 1.3 | 0 | 2020-06-16 | 20.4 | 0 | 2.4 | 2019-06-16 | 17.7 | 0.3 | 0 | 2018-06-16 | 23.7 | 0 | 5.7 | 2017-06-16 | 23.6 | 0 | 5.6 | 2016-06-16 | 22.5 | 0 | 4.5 | 0.35 | 3.39
2025-06-16 | 23.2 | 0 | 5.2 | 2024-06-16 | 20.5 | 0 | 2.5 | 2023-06-16 | 18.8 | 0 | 0.8 | 2022-06-16 | 29.7 | 0 | 11.7 | 2021-06-16 | 18.1 | 0 | 0.1 | 2020-06-16 | 21.1 | 0 | 3.1 | 2019-06-16 | 18.6 | 0 | 0.6 | 2018-06-16 | 26.3 | 0 | 8.3 | 2017-06-16 | 24.4 | 0 | 6.4 | 2016-06-16 | 22 | 0 | 4 | 0 | 4.27
2025-06-16 | 22.6 | 0 | 4.6 | 2024-06-16 | 20.8 | 0 | 2.8 | 2023-06-16 | 19.9 | 0 | 1.9 | 2022-06-16 | 31.4 | 0 | 13.4 | 2021-06-16 | 19.2 | 0 | 1.2 | 2020-06-16 | 22.1 | 0 | 4.1 | 2019-06-16 | 18 | 0 | 0 | 2018-06-16 | 27.1 | 0 | 9.1 | 2017-06-16 | 29 | 0 | 11 | 2016-06-16 | 21.7 | 0 | 3.7 | 0 | 5.18
2025-06-16 | 23.2 | 0 | 5.2 | 2024-06-16 | 21.4 | 0 | 3.4 | 2023-06-16 | 20.3 | 0 | 2.3 | 2022-06-16 | 31.2 | 0 | 13.2 | 2021-06-16 | 20.2 | 0 | 2.2 | 2020-06-16 | 21.8 | 0 | 3.8 | 2019-06-16 | 18 | 0 | 0 | 2018-06-16 | 27.4 | 0 | 9.4 | 2017-06-16 | 30 | 0 | 12 | 2016-06-16 | 23 | 0 | 5 | 0 | 5.65
2025-06-16 | 22.7 | 0 | 4.7 | 2024-06-16 | 22.5 | 0 | 4.5 | 2023-06-16 | 20.9 | 0 | 2.9 | 2022-06-16 | 32 | 0 | 14 | 2021-06-16 | 21 | 0 | 3 | 2020-06-16 | 22.6 | 0 | 4.6 | 2019-06-16 | 16.8 | 1.2 | 0 | 2018-06-16 | 27.7 | 0 | 9.7 | 2017-06-16 | 29.6 | 0 | 11.6 | 2016-06-16 | 24.3 | 0 | 6.3 | 0.12 | 6.13
2025-06-16 | 22.6 | 0 | 4.6 | 2024-06-16 | 22.3 | 0 | 4.3 | 2023-06-16 | 22 | 0 | 4 | 2022-06-16 | 31.4 | 0 | 13.4 | 2021-06-16 | 21.7 | 0 | 3.7 | 2020-06-16 | 22.8 | 0 | 4.8 | 2019-06-16 | 16.1 | 1.9 | 0 | 2018-06-16 | 28.8 | 0 | 10.8 | 2017-06-16 | 29 | 0 | 11 | 2016-06-16 | 26.4 | 0 | 8.4 | 0.19 | 6.5
2025-06-16 | 23.4 | 0 | 5.4 | 2024-06-16 | 22.7 | 0 | 4.7 | 2023-06-16 | 22.2 | 0 | 4.2 | 2022-06-16 | 32.1 | 0 | 14.1 | 2021-06-16 | 21.9 | 0 | 3.9 | 2020-06-16 | 22.9 | 0 | 4.9 | 2019-06-16 | 16.1 | 1.9 | 0 | 2018-06-16 | 29 | 0 | 11 | 2017-06-16 | 30.4 | 0 | 12.4 | 2016-06-16 | 26 | 0 | 8 | 0.19 | 6.86
2025-06-16 | 23.6 | 0 | 5.6 | 2024-06-16 | 22.5 | 0 | 4.5 | 2023-06-16 | 22.4 | 0 | 4.4 | 2022-06-16 | 32.2 | 0 | 14.2 | 2021-06-16 | 20 | 0 | 2 | 2020-06-16 | 23.3 | 0 | 5.3 | 2019-06-16 | 16.9 | 1.1 | 0 | 2018-06-16 | 29 | 0 | 11 | 2017-06-16 | 30.2 | 0 | 12.2 | 2016-06-16 | 25.3 | 0 | 7.3 | 0.11 | 6.65
2025-06-16 | 22.8 | 0 | 4.8 | 2024-06-16 | 21.6 | 0 | 3.6 | 2023-06-16 | 22.1 | 0 | 4.1 | 2022-06-16 | 31.4 | 0 | 13.4 | 2021-06-16 | 20.5 | 0 | 2.5 | 2020-06-16 | 23.8 | 0 | 5.8 | 2019-06-16 | 19 | 0 | 1 | 2018-06-16 | 28.2 | 0 | 10.2 | 2017-06-16 | 30.5 | 0 | 12.5 | 2016-06-16 | 25.1 | 0 | 7.1 | 0 | 6.5
2025-06-16 | 21.2 | 0 | 3.2 | 2024-06-16 | 21.1 | 0 | 3.1 | 2023-06-16 | 21.5 | 0 | 3.5 | 2022-06-16 | 30.4 | 0 | 12.4 | 2021-06-16 | 20.4 | 0 | 2.4 | 2020-06-16 | 22 | 0 | 4 | 2019-06-16 | 19.1 | 0 | 1.1 | 2018-06-16 | 27.4 | 0 | 9.4 | 2017-06-16 | 27.1 | 0 | 9.1 | 2016-06-16 | 25.6 | 0 | 7.6 | 0 | 5.58
2025-06-16 | 19.7 | 0 | 1.7 | 2024-06-16 | 20.2 | 0 | 2.2 | 2023-06-16 | 20.7 | 0 | 2.7 | 2022-06-16 | 29.5 | 0 | 11.5 | 2021-06-16 | 18.5 | 0 | 0.5 | 2020-06-16 | 20.3 | 0 | 2.3 | 2019-06-16 | 18.6 | 0 | 0.6 | 2018-06-16 | 26.2 | 0 | 8.2 | 2017-06-16 | 25.9 | 0 | 7.9 | 2016-06-16 | 25.2 | 0 | 7.2 | 0 | 4.48
2025-06-16 | 19.1 | 0 | 1.1 | 2024-06-16 | 18.6 | 0 | 0.6 | 2023-06-16 | 19.9 | 0 | 1.9 | 2022-06-16 | 28.7 | 0 | 10.7 | 2021-06-16 | 17 | 1 | 0 | 2020-06-16 | 18.5 | 0 | 0.5 | 2019-06-16 | 16.6 | 1.4 | 0 | 2018-06-16 | 24.9 | 0 | 6.9 | 2017-06-16 | 23.1 | 0 | 5.1 | 2016-06-16 | 24 | 0 | 6 | 0.24 | 3.28
2025-06-16 | 18.2 | 0 | 0.2 | 2024-06-16 | 17.8 | 0.2 | 0 | 2023-06-16 | 18.6 | 0 | 0.6 | 2022-06-16 | 27.5 | 0 | 9.5 | 2021-06-16 | 16.1 | 1.9 | 0 | 2020-06-16 | 17.5 | 0.5 | 0 | 2019-06-16 | 15.6 | 2.4 | 0 | 2018-06-16 | 24.7 | 0 | 6.7 | 2017-06-16 | 21.1 | 0 | 3.1 | 2016-06-16 | 23.2 | 0 | 5.2 | 0.5 | 2.53
2025-06-16 | 17.9 | 0.1 | 0 | 2024-06-16 | 18.2 | 0 | 0.2 | 2023-06-16 | 17.8 | 0.2 | 0 | 2022-06-16 | 26.4 | 0 | 8.4 | 2021-06-16 | 14.9 | 3.1 | 0 | 2020-06-16 | 17 | 1 | 0 | 2019-06-16 | 15.4 | 2.6 | 0 | 2018-06-16 | 24.1 | 0 | 6.1 | 2017-06-16 | 21.1 | 0 | 3.1 | 2016-06-16 | 21 | 0 | 3 | 0.7 | 2.08
2025-06-16 | 18 | 0 | 0 | 2024-06-16 | 17.6 | 0.4 | 0 | 2023-06-16 | 17.1 | 0.9 | 0 | 2022-06-16 | 26.1 | 0 | 8.1 | 2021-06-16 | 14.2 | 3.8 | 0 | 2020-06-16 | 16.4 | 1.6 | 0 | 2019-06-16 | 14.6 | 3.4 | 0 | 2018-06-16 | 23.3 | 0 | 5.3 | 2017-06-16 | 21.1 | 0 | 3.1 | 2016-06-16 | 21.5 | 0 | 3.5 | 1.01 | 2
2025-06-17 | 18.1 | 0 | 0.1 | 2024-06-17 | 17.9 | 0.1 | 0 | 2023-06-17 | 16 | 2 | 0 | 2022-06-17 | 25 | 0 | 7 | 2021-06-17 | 12.8 | 5.2 | 0 | 2020-06-17 | 16.5 | 1.5 | 0 | 2019-06-17 | 14.2 | 3.8 | 0 | 2018-06-17 | 21.2 | 0 | 3.2 | 2017-06-17 | 21.2 | 0 | 3.2 | 2016-06-17 | 19.1 | 0 | 1.1 | 1.26 | 1.46
2025-06-17 | 18.4 | 0 | 0.4 | 2024-06-17 | 17.2 | 0.8 | 0 | 2023-06-17 | 15.3 | 2.7 | 0 | 2022-06-17 | 24.5 | 0 | 6.5 | 2021-06-17 | 12.6 | 5.4 | 0 | 2020-06-17 | 15.9 | 2.1 | 0 | 2019-06-17 | 13.8 | 4.2 | 0 | 2018-06-17 | 20 | 0 | 2 | 2017-06-17 | 21.7 | 0 | 3.7 | 2016-06-17 | 18.3 | 0 | 0.3 | 1.52 | 1.29
2025-06-17 | 16.8 | 1.2 | 0 | 2024-06-17 | 16.4 | 1.6 | 0 | 2023-06-17 | 14.6 | 3.4 | 0 | 2022-06-17 | 23 | 0 | 5 | 2021-06-17 | 12.3 | 5.7 | 0 | 2020-06-17 | 13.7 | 4.3 | 0 | 2019-06-17 | 14 | 4 | 0 | 2018-06-17 | 19.6 | 0 | 1.6 | 2017-06-17 | 21.9 | 0 | 3.9 | 2016-06-17 | 16.4 | 1.6 | 0 | 2.18 | 1.05
2025-06-17 | 17.6 | 0.4 | 0 | 2024-06-17 | 16.1 | 1.9 | 0 | 2023-06-17 | 13.6 | 4.4 | 0 | 2022-06-17 | 20.5 | 0 | 2.5 | 2021-06-17 | 10.8 | 7.2 | 0 | 2020-06-17 | 13.4 | 4.6 | 0 | 2019-06-17 | 13.4 | 4.6 | 0 | 2018-06-17 | 20.6 | 0 | 2.6 | 2017-06-17 | 20.4 | 0 | 2.4 | 2016-06-17 | 16.5 | 1.5 | 0 | 2.46 | 0.75
2025-06-17 | 17.2 | 0.8 | 0 | 2024-06-17 | 16.3 | 1.7 | 0 | 2023-06-17 | 12.7 | 5.3 | 0 | 2022-06-17 | 19.5 | 0 | 1.5 | 2021-06-17 | 9.9 | 8.1 | 0 | 2020-06-17 | 13.3 | 4.7 | 0 | 2019-06-17 | 13.4 | 4.6 | 0 | 2018-06-17 | 19.1 | 0 | 1.1 | 2017-06-17 | 20.6 | 0 | 2.6 | 2016-06-17 | 16.4 | 1.6 | 0 | 2.68 | 0.52
2025-06-17 | 16.3 | 1.7 | 0 | 2024-06-17 | 17.1 | 0.9 | 0 | 2023-06-17 | 12.8 | 5.2 | 0 | 2022-06-17 | 19.4 | 0 | 1.4 | 2021-06-17 | 11.5 | 6.5 | 0 | 2020-06-17 | 13.8 | 4.2 | 0 | 2019-06-17 | 13.7 | 4.3 | 0 | 2018-06-17 | 17.3 | 0.7 | 0 | 2017-06-17 | 20.4 | 0 | 2.4 | 2016-06-17 | 16 | 2 | 0 | 2.55 | 0.38
2025-06-17 | 17.2 | 0.8 | 0 | 2024-06-17 | 17 | 1 | 0 | 2023-06-17 | 15.1 | 2.9 | 0 | 2022-06-17 | 20.1 | 0 | 2.1 | 2021-06-17 | 12.8 | 5.2 | 0 | 2020-06-17 | 15.5 | 2.5 | 0 | 2019-06-17 | 14.3 | 3.7 | 0 | 2018-06-17 | 20.6 | 0 | 2.6 | 2017-06-17 | 20.2 | 0 | 2.2 | 2016-06-17 | 18.3 | 0 | 0.3 | 1.61 | 0.72
2025-06-17 | 17.9 | 0.1 | 0 | 2024-06-17 | 18.2 | 0 | 0.2 | 2023-06-17 | 16.8 | 1.2 | 0 | 2022-06-17 | 21.5 | 0 | 3.5 | 2021-06-17 | 16.6 | 1.4 | 0 | 2020-06-17 | 17.8 | 0.2 | 0 | 2019-06-17 | 15.1 | 2.9 | 0 | 2018-06-17 | 22.4 | 0 | 4.4 | 2017-06-17 | 21.5 | 0 | 3.5 | 2016-06-17 | 20.9 | 0 | 2.9 | 0.58 | 1.45
2025-06-17 | 19.4 | 0 | 1.4 | 2024-06-17 | 19.3 | 0 | 1.3 | 2023-06-17 | 19 | 0 | 1 | 2022-06-17 | 22.6 | 0 | 4.6 | 2021-06-17 | 19.3 | 0 | 1.3 | 2020-06-17 | 20.2 | 0 | 2.2 | 2019-06-17 | 16.3 | 1.7 | 0 | 2018-06-17 | 25.1 | 0 | 7.1 | 2017-06-17 | 24.3 | 0 | 6.3 | 2016-06-17 | 24 | 0 | 6 | 0.17 | 3.12
2025-06-17 | 20.6 | 0 | 2.6 | 2024-06-17 | 21.3 | 0 | 3.3 | 2023-06-17 | 21.3 | 0 | 3.3 | 2022-06-17 | 23.4 | 0 | 5.4 | 2021-06-17 | 21.5 | 0 | 3.5 | 2020-06-17 | 22 | 0 | 4 | 2019-06-17 | 17.8 | 0.2 | 0 | 2018-06-17 | 25.2 | 0 | 7.2 | 2017-06-17 | 22.5 | 0 | 4.5 | 2016-06-17 | 25.9 | 0 | 7.9 | 0.02 | 4.17
2025-06-17 | 21.7 | 0 | 3.7 | 2024-06-17 | 23.2 | 0 | 5.2 | 2023-06-17 | 22.7 | 0 | 4.7 | 2022-06-17 | 23.9 | 0 | 5.9 | 2021-06-17 | 22.9 | 0 | 4.9 | 2020-06-17 | 23.1 | 0 | 5.1 | 2019-06-17 | 19.8 | 0 | 1.8 | 2018-06-17 | 25.4 | 0 | 7.4 | 2017-06-17 | 24.3 | 0 | 6.3 | 2016-06-17 | 27.5 | 0 | 9.5 | 0 | 5.45
2025-06-17 | 22.8 | 0 | 4.8 | 2024-06-17 | 24.4 | 0 | 6.4 | 2023-06-17 | 23.6 | 0 | 5.6 | 2022-06-17 | 25 | 0 | 7 | 2021-06-17 | 23 | 0 | 5 | 2020-06-17 | 23.3 | 0 | 5.3 | 2019-06-17 | 20.7 | 0 | 2.7 | 2018-06-17 | 27.4 | 0 | 9.4 | 2017-06-17 | 24.9 | 0 | 6.9 | 2016-06-17 | 28.4 | 0 | 10.4 | 0 | 6.35
2025-06-17 | 24.1 | 0 | 6.1 | 2024-06-17 | 28.8 | 0 | 10.8 | 2023-06-17 | 24 | 0 | 6 | 2022-06-17 | 26.3 | 0 | 8.3 | 2021-06-17 | 24.4 | 0 | 6.4 | 2020-06-17 | 24.4 | 0 | 6.4 | 2019-06-17 | 21 | 0 | 3 | 2018-06-17 | 28.9 | 0 | 10.9 | 2017-06-17 | 26.8 | 0 | 8.8 | 2016-06-17 | 27.1 | 0 | 9.1 | 0 | 7.58
2025-06-17 | 24.9 | 0 | 6.9 | 2024-06-17 | 29.8 | 0 | 11.8 | 2023-06-17 | 24.7 | 0 | 6.7 | 2022-06-17 | 26.5 | 0 | 8.5 | 2021-06-17 | 25 | 0 | 7 | 2020-06-17 | 24.3 | 0 | 6.3 | 2019-06-17 | 20.9 | 0 | 2.9 | 2018-06-17 | 30.1 | 0 | 12.1 | 2017-06-17 | 25.7 | 0 | 7.7 | 2016-06-17 | 27.5 | 0 | 9.5 | 0 | 7.94
2025-06-17 | 25.1 | 0 | 7.1 | 2024-06-17 | 30.1 | 0 | 12.1 | 2023-06-17 | 25.1 | 0 | 7.1 | 2022-06-17 | 26.8 | 0 | 8.8 | 2021-06-17 | 25.5 | 0 | 7.5 | 2020-06-17 | 26 | 0 | 8 | 2019-06-17 | 20.7 | 0 | 2.7 | 2018-06-17 | 30.1 | 0 | 12.1 | 2017-06-17 | 23.3 | 0 | 5.3 | 2016-06-17 | 28.1 | 0 | 10.1 | 0 | 8.08
2025-06-17 | 24.5 | 0 | 6.5 | 2024-06-17 | 28.5 | 0 | 10.5 | 2023-06-17 | 24.9 | 0 | 6.9 | 2022-06-17 | 25.6 | 0 | 7.6 | 2021-06-17 | 24.5 | 0 | 6.5 | 2020-06-17 | 26.9 | 0 | 8.9 | 2019-06-17 | 21.7 | 0 | 3.7 | 2018-06-17 | 30.3 | 0 | 12.3 | 2017-06-17 | 21.1 | 0 | 3.1 | 2016-06-17 | 28.8 | 0 | 10.8 | 0 | 7.68
2025-06-17 | 24.4 | 0 | 6.4 | 2024-06-17 | 29.2 | 0 | 11.2 | 2023-06-17 | 24.4 | 0 | 6.4 | 2022-06-17 | 24.9 | 0 | 6.9 | 2021-06-17 | 24.4 | 0 | 6.4 | 2020-06-17 | 27 | 0 | 9 | 2019-06-17 | 21.3 | 0 | 3.3 | 2018-06-17 | 31.3 | 0 | 13.3 | 2017-06-17 | 23.4 | 0 | 5.4 | 2016-06-17 | 29 | 0 | 11 | 0 | 7.93
2025-06-17 | 24.4 | 0 | 6.4 | 2024-06-17 | 29.5 | 0 | 11.5 | 2023-06-17 | 23.6 | 0 | 5.6 | 2022-06-17 | 23.9 | 0 | 5.9 | 2021-06-17 | 23.8 | 0 | 5.8 | 2020-06-17 | 26.8 | 0 | 8.8 | 2019-06-17 | 20.4 | 0 | 2.4 | 2018-06-17 | 31.3 | 0 | 13.3 | 2017-06-17 | 24.2 | 0 | 6.2 | 2016-06-17 | 29.1 | 0 | 11.1 | 0 | 7.7
2025-06-17 | 23.3 | 0 | 5.3 | 2024-06-17 | 29.5 | 0 | 11.5 | 2023-06-17 | 22.8 | 0 | 4.8 | 2022-06-17 | 22 | 0 | 4 | 2021-06-17 | 23.1 | 0 | 5.1 | 2020-06-17 | 23.4 | 0 | 5.4 | 2019-06-17 | 19.9 | 0 | 1.9 | 2018-06-17 | 30.7 | 0 | 12.7 | 2017-06-17 | 24.7 | 0 | 6.7 | 2016-06-17 | 28.5 | 0 | 10.5 | 0 | 6.79
2025-06-17 | 22.1 | 0 | 4.1 | 2024-06-17 | 29.4 | 0 | 11.4 | 2023-06-17 | 21.9 | 0 | 3.9 | 2022-06-17 | 19.6 | 0 | 1.6 | 2021-06-17 | 22.8 | 0 | 4.8 | 2020-06-17 | 21.9 | 0 | 3.9 | 2019-06-17 | 18.4 | 0 | 0.4 | 2018-06-17 | 30 | 0 | 12 | 2017-06-17 | 23.7 | 0 | 5.7 | 2016-06-17 | 28.1 | 0 | 10.1 | 0 | 5.79
2025-06-17 | 20.9 | 0 | 2.9 | 2024-06-17 | 27.7 | 0 | 9.7 | 2023-06-17 | 20.8 | 0 | 2.8 | 2022-06-17 | 17.9 | 0.1 | 0 | 2021-06-17 | 22.2 | 0 | 4.2 | 2020-06-17 | 20.7 | 0 | 2.7 | 2019-06-17 | 16.6 | 1.4 | 0 | 2018-06-17 | 29.8 | 0 | 11.8 | 2017-06-17 | 21.8 | 0 | 3.8 | 2016-06-17 | 26.2 | 0 | 8.2 | 0.15 | 4.61
2025-06-17 | 20.1 | 0 | 2.1 | 2024-06-17 | 25.6 | 0 | 7.6 | 2023-06-17 | 19.6 | 0 | 1.6 | 2022-06-17 | 17.3 | 0.7 | 0 | 2021-06-17 | 21.9 | 0 | 3.9 | 2020-06-17 | 20 | 0 | 2 | 2019-06-17 | 16.2 | 1.8 | 0 | 2018-06-17 | 28.7 | 0 | 10.7 | 2017-06-17 | 21.6 | 0 | 3.6 | 2016-06-17 | 24.5 | 0 | 6.5 | 0.25 | 3.8
2025-06-17 | 20.2 | 0 | 2.2 | 2024-06-17 | 24.2 | 0 | 6.2 | 2023-06-17 | 18.8 | 0 | 0.8 | 2022-06-17 | 16.3 | 1.7 | 0 | 2021-06-17 | 20.9 | 0 | 2.9 | 2020-06-17 | 19.1 | 0 | 1.1 | 2019-06-17 | 15.7 | 2.3 | 0 | 2018-06-17 | 27.7 | 0 | 9.7 | 2017-06-17 | 22.6 | 0 | 4.6 | 2016-06-17 | 23 | 0 | 5 | 0.4 | 3.25
2025-06-17 | 21.6 | 0 | 3.6 | 2024-06-17 | 24.2 | 0 | 6.2 | 2023-06-17 | 17.3 | 0.7 | 0 | 2022-06-17 | 14.6 | 3.4 | 0 | 2021-06-17 | 19.8 | 0 | 1.8 | 2020-06-17 | 19.7 | 0 | 1.7 | 2019-06-17 | 16.7 | 1.3 | 0 | 2018-06-17 | 27 | 0 | 9 | 2017-06-17 | 22.4 | 0 | 4.4 | 2016-06-17 | 22.1 | 0 | 4.1 | 0.54 | 3.08
2025-06-18 | 21.9 | 0 | 3.9 | 2024-06-18 | 25.7 | 0 | 7.7 | 2023-06-18 | 15.9 | 2.1 | 0 | 2022-06-18 | 13.2 | 4.8 | 0 | 2021-06-18 | 19.1 | 0 | 1.1 | 2020-06-18 | 18.9 | 0 | 0.9 | 2019-06-18 | 16.9 | 1.1 | 0 | 2018-06-18 | 26.2 | 0 | 8.2 | 2017-06-18 | 21.6 | 0 | 3.6 | 2016-06-18 | 19.4 | 0 | 1.4 | 0.8 | 2.68
2025-06-18 | 21.3 | 0 | 3.3 | 2024-06-18 | 24.8 | 0 | 6.8 | 2023-06-18 | 15.5 | 2.5 | 0 | 2022-06-18 | 12.6 | 5.4 | 0 | 2021-06-18 | 18.3 | 0 | 0.3 | 2020-06-18 | 17.4 | 0.6 | 0 | 2019-06-18 | 16.9 | 1.1 | 0 | 2018-06-18 | 26.1 | 0 | 8.1 | 2017-06-18 | 22 | 0 | 4 | 2016-06-18 | 17.4 | 0.6 | 0 | 1.02 | 2.25
2025-06-18 | 21.1 | 0 | 3.1 | 2024-06-18 | 24.3 | 0 | 6.3 | 2023-06-18 | 14.8 | 3.2 | 0 | 2022-06-18 | 11.6 | 6.4 | 0 | 2021-06-18 | 18.4 | 0 | 0.4 | 2020-06-18 | 16.9 | 1.1 | 0 | 2019-06-18 | 16.9 | 1.1 | 0 | 2018-06-18 | 25.2 | 0 | 7.2 | 2017-06-18 | 21.1 | 0 | 3.1 | 2016-06-18 | 17.7 | 0.3 | 0 | 1.21 | 2.01
2025-06-18 | 20.7 | 0 | 2.7 | 2024-06-18 | 23.6 | 0 | 5.6 | 2023-06-18 | 14.4 | 3.6 | 0 | 2022-06-18 | 11.8 | 6.2 | 0 | 2021-06-18 | 18.4 | 0 | 0.4 | 2020-06-18 | 16.5 | 1.5 | 0 | 2019-06-18 | 17.1 | 0.9 | 0 | 2018-06-18 | 25.1 | 0 | 7.1 | 2017-06-18 | 20.6 | 0 | 2.6 | 2016-06-18 | 18.6 | 0 | 0.6 | 1.22 | 1.9
2025-06-18 | 20.6 | 0 | 2.6 | 2024-06-18 | 23.8 | 0 | 5.8 | 2023-06-18 | 13.9 | 4.1 | 0 | 2022-06-18 | 11.3 | 6.7 | 0 | 2021-06-18 | 18.4 | 0 | 0.4 | 2020-06-18 | 16.7 | 1.3 | 0 | 2019-06-18 | 17.1 | 0.9 | 0 | 2018-06-18 | 24.2 | 0 | 6.2 | 2017-06-18 | 20.7 | 0 | 2.7 | 2016-06-18 | 18.8 | 0 | 0.8 | 1.3 | 1.85
2025-06-18 | 21.8 | 0 | 3.8 | 2024-06-18 | 24.7 | 0 | 6.7 | 2023-06-18 | 14 | 4 | 0 | 2022-06-18 | 10.9 | 7.1 | 0 | 2021-06-18 | 19.2 | 0 | 1.2 | 2020-06-18 | 16.4 | 1.6 | 0 | 2019-06-18 | 16.9 | 1.1 | 0 | 2018-06-18 | 24.6 | 0 | 6.6 | 2017-06-18 | 21.3 | 0 | 3.3 | 2016-06-18 | 17.6 | 0.4 | 0 | 1.42 | 2.16
2025-06-18 | 22.4 | 0 | 4.4 | 2024-06-18 | 22.2 | 0 | 4.2 | 2023-06-18 | 15.9 | 2.1 | 0 | 2022-06-18 | 10.9 | 7.1 | 0 | 2021-06-18 | 19 | 0 | 1 | 2020-06-18 | 17.2 | 0.8 | 0 | 2019-06-18 | 17.3 | 0.7 | 0 | 2018-06-18 | 26.5 | 0 | 8.5 | 2017-06-18 | 22.9 | 0 | 4.9 | 2016-06-18 | 20.1 | 0 | 2.1 | 1.07 | 2.51
2025-06-18 | 24.1 | 0 | 6.1 | 2024-06-18 | 21.8 | 0 | 3.8 | 2023-06-18 | 18 | 0 | 0 | 2022-06-18 | 12.2 | 5.8 | 0 | 2021-06-18 | 19.8 | 0 | 1.8 | 2020-06-18 | 20.6 | 0 | 2.6 | 2019-06-18 | 18 | 0 | 0 | 2018-06-18 | 28.6 | 0 | 10.6 | 2017-06-18 | 24 | 0 | 6 | 2016-06-18 | 21.7 | 0 | 3.7 | 0.58 | 3.46
2025-06-18 | 24.5 | 0 | 6.5 | 2024-06-18 | 23.1 | 0 | 5.1 | 2023-06-18 | 20 | 0 | 2 | 2022-06-18 | 13.2 | 4.8 | 0 | 2021-06-18 | 18 | 0 | 0 | 2020-06-18 | 22.6 | 0 | 4.6 | 2019-06-18 | 18.9 | 0 | 0.9 | 2018-06-18 | 29.2 | 0 | 11.2 | 2017-06-18 | 23.4 | 0 | 5.4 | 2016-06-18 | 24.6 | 0 | 6.6 | 0.48 | 4.23
2025-06-18 | 26.2 | 0 | 8.2 | 2024-06-18 | 24.6 | 0 | 6.6 | 2023-06-18 | 21.1 | 0 | 3.1 | 2022-06-18 | 14 | 4 | 0 | 2021-06-18 | 18.7 | 0 | 0.7 | 2020-06-18 | 24.7 | 0 | 6.7 | 2019-06-18 | 20.2 | 0 | 2.2 | 2018-06-18 | 30.9 | 0 | 12.9 | 2017-06-18 | 26.5 | 0 | 8.5 | 2016-06-18 | 26.7 | 0 | 8.7 | 0.4 | 5.76
2025-06-18 | 26.8 | 0 | 8.8 | 2024-06-18 | 26.5 | 0 | 8.5 | 2023-06-18 | 22.8 | 0 | 4.8 | 2022-06-18 | 14.9 | 3.1 | 0 | 2021-06-18 | 19.3 | 0 | 1.3 | 2020-06-18 | 25.5 | 0 | 7.5 | 2019-06-18 | 21.1 | 0 | 3.1 | 2018-06-18 | 32.8 | 0 | 14.8 | 2017-06-18 | 28.4 | 0 | 10.4 | 2016-06-18 | 29 | 0 | 11 | 0.31 | 7.02
2025-06-18 | 26.8 | 0 | 8.8 | 2024-06-18 | 29.2 | 0 | 11.2 | 2023-06-18 | 22.6 | 0 | 4.6 | 2022-06-18 | 15.3 | 2.7 | 0 | 2021-06-18 | 19.4 | 0 | 1.4 | 2020-06-18 | 26.3 | 0 | 8.3 | 2019-06-18 | 22.3 | 0 | 4.3 | 2018-06-18 | 28.5 | 0 | 10.5 | 2017-06-18 | 29.1 | 0 | 11.1 | 2016-06-18 | 30.3 | 0 | 12.3 | 0.27 | 7.25
2025-06-18 | 24.7 | 0 | 6.7 | 2024-06-18 | 30.3 | 0 | 12.3 | 2023-06-18 | 23.3 | 0 | 5.3 | 2022-06-18 | 16.5 | 1.5 | 0 | 2021-06-18 | 19.7 | 0 | 1.7 | 2020-06-18 | 27.4 | 0 | 9.4 | 2019-06-18 | 22.6 | 0 | 4.6 | 2018-06-18 | 30.2 | 0 | 12.2 | 2017-06-18 | 28.6 | 0 | 10.6 | 2016-06-18 | 30.8 | 0 | 12.8 | 0.15 | 7.56
2025-06-18 | 25.9 | 0 | 7.9 | 2024-06-18 | 31.4 | 0 | 13.4 | 2023-06-18 | 24.1 | 0 | 6.1 | 2022-06-18 | 17.2 | 0.8 | 0 | 2021-06-18 | 20.2 | 0 | 2.2 | 2020-06-18 | 27.6 | 0 | 9.6 | 2019-06-18 | 23.1 | 0 | 5.1 | 2018-06-18 | 29.4 | 0 | 11.4 | 2017-06-18 | 29.7 | 0 | 11.7 | 2016-06-18 | 30.5 | 0 | 12.5 | 0.08 | 7.99
2025-06-18 | 24.4 | 0 | 6.4 | 2024-06-18 | 30.9 | 0 | 12.9 | 2023-06-18 | 24.3 | 0 | 6.3 | 2022-06-18 | 17.5 | 0.5 | 0 | 2021-06-18 | 21.8 | 0 | 3.8 | 2020-06-18 | 27.4 | 0 | 9.4 | 2019-06-18 | 23.5 | 0 | 5.5 | 2018-06-18 | 29.7 | 0 | 11.7 | 2017-06-18 | 28.7 | 0 | 10.7 | 2016-06-18 | 31.3 | 0 | 13.3 | 0.05 | 8
2025-06-18 | 20.8 | 0 | 2.8 | 2024-06-18 | 32.1 | 0 | 14.1 | 2023-06-18 | 24.2 | 0 | 6.2 | 2022-06-18 | 19 | 0 | 1 | 2021-06-18 | 23.5 | 0 | 5.5 | 2020-06-18 | 28.2 | 0 | 10.2 | 2019-06-18 | 24.2 | 0 | 6.2 | 2018-06-18 | 25.2 | 0 | 7.2 | 2017-06-18 | 27.8 | 0 | 9.8 | 2016-06-18 | 30.5 | 0 | 12.5 | 0 | 7.55
2025-06-18 | 22.4 | 0 | 4.4 | 2024-06-18 | 30 | 0 | 12 | 2023-06-18 | 24.1 | 0 | 6.1 | 2022-06-18 | 19 | 0 | 1 | 2021-06-18 | 23.5 | 0 | 5.5 | 2020-06-18 | 28.6 | 0 | 10.6 | 2019-06-18 | 23.7 | 0 | 5.7 | 2018-06-18 | 27 | 0 | 9 | 2017-06-18 | 26.3 | 0 | 8.3 | 2016-06-18 | 29.9 | 0 | 11.9 | 0 | 7.45
2025-06-18 | 23.2 | 0 | 5.2 | 2024-06-18 | 28.6 | 0 | 10.6 | 2023-06-18 | 24.2 | 0 | 6.2 | 2022-06-18 | 19.3 | 0 | 1.3 | 2021-06-18 | 22.6 | 0 | 4.6 | 2020-06-18 | 28.1 | 0 | 10.1 | 2019-06-18 | 23 | 0 | 5 | 2018-06-18 | 28.4 | 0 | 10.4 | 2017-06-18 | 23.4 | 0 | 5.4 | 2016-06-18 | 30.5 | 0 | 12.5 | 0 | 7.13
2025-06-18 | 23.3 | 0 | 5.3 | 2024-06-18 | 26.1 | 0 | 8.1 | 2023-06-18 | 23.2 | 0 | 5.2 | 2022-06-18 | 19.5 | 0 | 1.5 | 2021-06-18 | 21.9 | 0 | 3.9 | 2020-06-18 | 27.5 | 0 | 9.5 | 2019-06-18 | 22.1 | 0 | 4.1 | 2018-06-18 | 28.6 | 0 | 10.6 | 2017-06-18 | 24.9 | 0 | 6.9 | 2016-06-18 | 29.2 | 0 | 11.2 | 0 | 6.63
2025-06-18 | 23.1 | 0 | 5.1 | 2024-06-18 | 25.5 | 0 | 7.5 | 2023-06-18 | 22.6 | 0 | 4.6 | 2022-06-18 | 18.9 | 0 | 0.9 | 2021-06-18 | 22.4 | 0 | 4.4 | 2020-06-18 | 26.5 | 0 | 8.5 | 2019-06-18 | 20.6 | 0 | 2.6 | 2018-06-18 | 27.8 | 0 | 9.8 | 2017-06-18 | 24.3 | 0 | 6.3 | 2016-06-18 | 27 | 0 | 9 | 0 | 5.87
2025-06-18 | 22.2 | 0 | 4.2 | 2024-06-18 | 24.6 | 0 | 6.6 | 2023-06-18 | 20.6 | 0 | 2.6 | 2022-06-18 | 18.1 | 0 | 0.1 | 2021-06-18 | 21.6 | 0 | 3.6 | 2020-06-18 | 25.2 | 0 | 7.2 | 2019-06-18 | 19.5 | 0 | 1.5 | 2018-06-18 | 25.5 | 0 | 7.5 | 2017-06-18 | 23.8 | 0 | 5.8 | 2016-06-18 | 25.8 | 0 | 7.8 | 0 | 4.69
2025-06-18 | 21.6 | 0 | 3.6 | 2024-06-18 | 22.9 | 0 | 4.9 | 2023-06-18 | 19.3 | 0 | 1.3 | 2022-06-18 | 16.7 | 1.3 | 0 | 2021-06-18 | 22.4 | 0 | 4.4 | 2020-06-18 | 24.1 | 0 | 6.1 | 2019-06-18 | 18.9 | 0 | 0.9 | 2018-06-18 | 23 | 0 | 5 | 2017-06-18 | 21.6 | 0 | 3.6 | 2016-06-18 | 25.1 | 0 | 7.1 | 0.13 | 3.69
2025-06-18 | 21.1 | 0 | 3.1 | 2024-06-18 | 23.7 | 0 | 5.7 | 2023-06-18 | 18.6 | 0 | 0.6 | 2022-06-18 | 14.9 | 3.1 | 0 | 2021-06-18 | 21.5 | 0 | 3.5 | 2020-06-18 | 22.9 | 0 | 4.9 | 2019-06-18 | 19.5 | 0 | 1.5 | 2018-06-18 | 22.5 | 0 | 4.5 | 2017-06-18 | 21.1 | 0 | 3.1 | 2016-06-18 | 24.6 | 0 | 6.6 | 0.31 | 3.35
2025-06-18 | 20.9 | 0 | 2.9 | 2024-06-18 | 23.6 | 0 | 5.6 | 2023-06-18 | 17.4 | 0.6 | 0 | 2022-06-18 | 14.1 | 3.9 | 0 | 2021-06-18 | 21.4 | 0 | 3.4 | 2020-06-18 | 22.8 | 0 | 4.8 | 2019-06-18 | 19.5 | 0 | 1.5 | 2018-06-18 | 20.1 | 0 | 2.1 | 2017-06-18 | 20 | 0 | 2 | 2016-06-18 | 22.1 | 0 | 4.1 | 0.45 | 2.64
2025-06-19 | 19.9 | 0 | 1.9 | 2024-06-19 | 23.2 | 0 | 5.2 | 2023-06-19 | 17 | 1 | 0 | 2022-06-19 | 13.3 | 4.7 | 0 | 2021-06-19 | 20.9 | 0 | 2.9 | 2020-06-19 | 22.7 | 0 | 4.7 | 2019-06-19 | 18.8 | 0 | 0.8 | 2018-06-19 | 18.6 | 0 | 0.6 | 2017-06-19 | 19.8 | 0 | 1.8 | 2016-06-19 | 22.2 | 0 | 4.2 | 0.57 | 2.21
2025-06-19 | 19.7 | 0 | 1.7 | 2024-06-19 | 24.2 | 0 | 6.2 | 2023-06-19 | 16.1 | 1.9 | 0 | 2022-06-19 | 13 | 5 | 0 | 2021-06-19 | 19.4 | 0 | 1.4 | 2020-06-19 | 21.9 | 0 | 3.9 | 2019-06-19 | 18.4 | 0 | 0.4 | 2018-06-19 | 17.7 | 0.3 | 0 | 2017-06-19 | 19.2 | 0 | 1.2 | 2016-06-19 | 19.7 | 0 | 1.7 | 0.72 | 1.65
2025-06-19 | 19.2 | 0 | 1.2 | 2024-06-19 | 24.3 | 0 | 6.3 | 2023-06-19 | 15.9 | 2.1 | 0 | 2022-06-19 | 11.6 | 6.4 | 0 | 2021-06-19 | 18.6 | 0 | 0.6 | 2020-06-19 | 21.3 | 0 | 3.3 | 2019-06-19 | 18.3 | 0 | 0.3 | 2018-06-19 | 17.3 | 0.7 | 0 | 2017-06-19 | 18.6 | 0 | 0.6 | 2016-06-19 | 20.6 | 0 | 2.6 | 0.92 | 1.49
2025-06-19 | 19.6 | 0 | 1.6 | 2024-06-19 | 23.6 | 0 | 5.6 | 2023-06-19 | 15.9 | 2.1 | 0 | 2022-06-19 | 10.7 | 7.3 | 0 | 2021-06-19 | 17.9 | 0.1 | 0 | 2020-06-19 | 19.5 | 0 | 1.5 | 2019-06-19 | 18 | 0 | 0 | 2018-06-19 | 16.9 | 1.1 | 0 | 2017-06-19 | 17.1 | 0.9 | 0 | 2016-06-19 | 21 | 0 | 3 | 1.15 | 1.17
2025-06-19 | 19.2 | 0 | 1.2 | 2024-06-19 | 23.3 | 0 | 5.3 | 2023-06-19 | 15.3 | 2.7 | 0 | 2022-06-19 | 10.7 | 7.3 | 0 | 2021-06-19 | 15.5 | 2.5 | 0 | 2020-06-19 | 19.5 | 0 | 1.5 | 2019-06-19 | 17.3 | 0.7 | 0 | 2018-06-19 | 16.7 | 1.3 | 0 | 2017-06-19 | 17.6 | 0.4 | 0 | 2016-06-19 | 19.6 | 0 | 1.6 | 1.49 | 0.96
2025-06-19 | 19.7 | 0 | 1.7 | 2024-06-19 | 23.1 | 0 | 5.1 | 2023-06-19 | 15 | 3 | 0 | 2022-06-19 | 10.8 | 7.2 | 0 | 2021-06-19 | 16.9 | 1.1 | 0 | 2020-06-19 | 17.9 | 0.1 | 0 | 2019-06-19 | 16.5 | 1.5 | 0 | 2018-06-19 | 16.9 | 1.1 | 0 | 2017-06-19 | 17.1 | 0.9 | 0 | 2016-06-19 | 18.6 | 0 | 0.6 | 1.49 | 0.74
2025-06-19 | 19.6 | 0 | 1.6 | 2024-06-19 | 24.4 | 0 | 6.4 | 2023-06-19 | 16.4 | 1.6 | 0 | 2022-06-19 | 11.6 | 6.4 | 0 | 2021-06-19 | 18.9 | 0 | 0.9 | 2020-06-19 | 20.3 | 0 | 2.3 | 2019-06-19 | 17 | 1 | 0 | 2018-06-19 | 17.4 | 0.6 | 0 | 2017-06-19 | 17.7 | 0.3 | 0 | 2016-06-19 | 20.2 | 0 | 2.2 | 0.99 | 1.34
2025-06-19 | 20 | 0 | 2 | 2024-06-19 | 23.3 | 0 | 5.3 | 2023-06-19 | 18 | 0 | 0 | 2022-06-19 | 13.2 | 4.8 | 0 | 2021-06-19 | 21.5 | 0 | 3.5 | 2020-06-19 | 21.9 | 0 | 3.9 | 2019-06-19 | 19.5 | 0 | 1.5 | 2018-06-19 | 18.3 | 0 | 0.3 | 2017-06-19 | 19.7 | 0 | 1.7 | 2016-06-19 | 22.9 | 0 | 4.9 | 0.48 | 2.31
2025-06-19 | 20.3 | 0 | 2.3 | 2024-06-19 | 25.1 | 0 | 7.1 | 2023-06-19 | 20.2 | 0 | 2.2 | 2022-06-19 | 14.9 | 3.1 | 0 | 2021-06-19 | 24.6 | 0 | 6.6 | 2020-06-19 | 24.2 | 0 | 6.2 | 2019-06-19 | 20.2 | 0 | 2.2 | 2018-06-19 | 19.9 | 0 | 1.9 | 2017-06-19 | 21.1 | 0 | 3.1 | 2016-06-19 | 26.1 | 0 | 8.1 | 0.31 | 3.97
2025-06-19 | 21.2 | 0 | 3.2 | 2024-06-19 | 26 | 0 | 8 | 2023-06-19 | 21.9 | 0 | 3.9 | 2022-06-19 | 15.9 | 2.1 | 0 | 2021-06-19 | 27.1 | 0 | 9.1 | 2020-06-19 | 26 | 0 | 8 | 2019-06-19 | 21.6 | 0 | 3.6 | 2018-06-19 | 20.4 | 0 | 2.4 | 2017-06-19 | 22.6 | 0 | 4.6 | 2016-06-19 | 28.4 | 0 | 10.4 | 0.21 | 5.32
2025-06-19 | 22.6 | 0 | 4.6 | 2024-06-19 | 27.4 | 0 | 9.4 | 2023-06-19 | 23.3 | 0 | 5.3 | 2022-06-19 | 17.7 | 0.3 | 0 | 2021-06-19 | 28.8 | 0 | 10.8 | 2020-06-19 | 26.3 | 0 | 8.3 | 2019-06-19 | 23.7 | 0 | 5.7 | 2018-06-19 | 21.6 | 0 | 3.6 | 2017-06-19 | 23.9 | 0 | 5.9 | 2016-06-19 | 30.1 | 0 | 12.1 | 0.03 | 6.57
2025-06-19 | 23 | 0 | 5 | 2024-06-19 | 28.3 | 0 | 10.3 | 2023-06-19 | 23.4 | 0 | 5.4 | 2022-06-19 | 18.8 | 0 | 0.8 | 2021-06-19 | 29.8 | 0 | 11.8 | 2020-06-19 | 27.3 | 0 | 9.3 | 2019-06-19 | 23.4 | 0 | 5.4 | 2018-06-19 | 21.8 | 0 | 3.8 | 2017-06-19 | 24.4 | 0 | 6.4 | 2016-06-19 | 29.9 | 0 | 11.9 | 0 | 7.01
2025-06-19 | 24.2 | 0 | 6.2 | 2024-06-19 | 30.5 | 0 | 12.5 | 2023-06-19 | 24.1 | 0 | 6.1 | 2022-06-19 | 20.2 | 0 | 2.2 | 2021-06-19 | 29.9 | 0 | 11.9 | 2020-06-19 | 27.6 | 0 | 9.6 | 2019-06-19 | 24 | 0 | 6 | 2018-06-19 | 21.7 | 0 | 3.7 | 2017-06-19 | 25.5 | 0 | 7.5 | 2016-06-19 | 30.9 | 0 | 12.9 | 0 | 7.86
2025-06-19 | 24.4 | 0 | 6.4 | 2024-06-19 | 33.6 | 0 | 15.6 | 2023-06-19 | 24 | 0 | 6 | 2022-06-19 | 21.7 | 0 | 3.7 | 2021-06-19 | 30.3 | 0 | 12.3 | 2020-06-19 | 28 | 0 | 10 | 2019-06-19 | 24.3 | 0 | 6.3 | 2018-06-19 | 21.7 | 0 | 3.7 | 2017-06-19 | 25.3 | 0 | 7.3 | 2016-06-19 | 31.4 | 0 | 13.4 | 0 | 8.47
2025-06-19 | 20.7 | 0 | 2.7 | 2024-06-19 | 34.4 | 0 | 16.4 | 2023-06-19 | 24.1 | 0 | 6.1 | 2022-06-19 | 21.6 | 0 | 3.6 | 2021-06-19 | 29.3 | 0 | 11.3 | 2020-06-19 | 28.5 | 0 | 10.5 | 2019-06-19 | 24.7 | 0 | 6.7 | 2018-06-19 | 22.4 | 0 | 4.4 | 2017-06-19 | 25.5 | 0 | 7.5 | 2016-06-19 | 31.2 | 0 | 13.2 | 0 | 8.24
2025-06-19 | 20.9 | 0 | 2.9 | 2024-06-19 | 34.3 | 0 | 16.3 | 2023-06-19 | 24.1 | 0 | 6.1 | 2022-06-19 | 21.7 | 0 | 3.7 | 2021-06-19 | 27.8 | 0 | 9.8 | 2020-06-19 | 28.8 | 0 | 10.8 | 2019-06-19 | 24.6 | 0 | 6.6 | 2018-06-19 | 22.4 | 0 | 4.4 | 2017-06-19 | 25.8 | 0 | 7.8 | 2016-06-19 | 32.1 | 0 | 14.1 | 0 | 8.25
2025-06-19 | 20.9 | 0 | 2.9 | 2024-06-19 | 34 | 0 | 16 | 2023-06-19 | 23.9 | 0 | 5.9 | 2022-06-19 | 21.3 | 0 | 3.3 | 2021-06-19 | 25.2 | 0 | 7.2 | 2020-06-19 | 29.1 | 0 | 11.1 | 2019-06-19 | 24.8 | 0 | 6.8 | 2018-06-19 | 22.4 | 0 | 4.4 | 2017-06-19 | 24.9 | 0 | 6.9 | 2016-06-19 | 32 | 0 | 14 | 0 | 7.85
2025-06-19 | 19.4 | 0 | 1.4 | 2024-06-19 | 32.2 | 0 | 14.2 | 2023-06-19 | 23.4 | 0 | 5.4 | 2022-06-19 | 20.2 | 0 | 2.2 | 2021-06-19 | 24.4 | 0 | 6.4 | 2020-06-19 | 26.7 | 0 | 8.7 | 2019-06-19 | 25 | 0 | 7 | 2018-06-19 | 20.7 | 0 | 2.7 | 2017-06-19 | 24.6 | 0 | 6.6 | 2016-06-19 | 32.5 | 0 | 14.5 | 0 | 6.91
2025-06-19 | 19.3 | 0 | 1.3 | 2024-06-19 | 31.6 | 0 | 13.6 | 2023-06-19 | 23.1 | 0 | 5.1 | 2022-06-19 | 18.3 | 0 | 0.3 | 2021-06-19 | 26.1 | 0 | 8.1 | 2020-06-19 | 25.8 | 0 | 7.8 | 2019-06-19 | 23.2 | 0 | 5.2 | 2018-06-19 | 20.3 | 0 | 2.3 | 2017-06-19 | 24.2 | 0 | 6.2 | 2016-06-19 | 32 | 0 | 14 | 0 | 6.39
2025-06-19 | 19.4 | 0 | 1.4 | 2024-06-19 | 30.9 | 0 | 12.9 | 2023-06-19 | 22.1 | 0 | 4.1 | 2022-06-19 | 17.7 | 0.3 | 0 | 2021-06-19 | 25 | 0 | 7 | 2020-06-19 | 25.1 | 0 | 7.1 | 2019-06-19 | 21.9 | 0 | 3.9 | 2018-06-19 | 20.1 | 0 | 2.1 | 2017-06-19 | 23.3 | 0 | 5.3 | 2016-06-19 | 29.9 | 0 | 11.9 | 0.03 | 5.57
2025-06-19 | 18.8 | 0 | 0.8 | 2024-06-19 | 24.8 | 0 | 6.8 | 2023-06-19 | 21.3 | 0 | 3.3 | 2022-06-19 | 17 | 1 | 0 | 2021-06-19 | 23 | 0 | 5 | 2020-06-19 | 23.2 | 0 | 5.2 | 2019-06-19 | 18.9 | 0 | 0.9 | 2018-06-19 | 19.4 | 0 | 1.4 | 2017-06-19 | 21.6 | 0 | 3.6 | 2016-06-19 | 28.2 | 0 | 10.2 | 0.1 | 3.72
2025-06-19 | 18.2 | 0 | 0.2 | 2024-06-19 | 26.8 | 0 | 8.8 | 2023-06-19 | 20.4 | 0 | 2.4 | 2022-06-19 | 16.7 | 1.3 | 0 | 2021-06-19 | 21.5 | 0 | 3.5 | 2020-06-19 | 22.1 | 0 | 4.1 | 2019-06-19 | 18.8 | 0 | 0.8 | 2018-06-19 | 19.3 | 0 | 1.3 | 2017-06-19 | 20.4 | 0 | 2.4 | 2016-06-19 | 27 | 0 | 9 | 0.13 | 3.25
2025-06-19 | 17.8 | 0.2 | 0 | 2024-06-19 | 25.1 | 0 | 7.1 | 2023-06-19 | 19.7 | 0 | 1.7 | 2022-06-19 | 16.2 | 1.8 | 0 | 2021-06-19 | 20.6 | 0 | 2.6 | 2020-06-19 | 21.8 | 0 | 3.8 | 2019-06-19 | 18.6 | 0 | 0.6 | 2018-06-19 | 19.5 | 0 | 1.5 | 2017-06-19 | 20.1 | 0 | 2.1 | 2016-06-19 | 26.2 | 0 | 8.2 | 0.2 | 2.76
2025-06-19 | 17.8 | 0.2 | 0 | 2024-06-19 | 25.4 | 0 | 7.4 | 2023-06-19 | 19.3 | 0 | 1.3 | 2022-06-19 | 15.8 | 2.2 | 0 | 2021-06-19 | 19.1 | 0 | 1.1 | 2020-06-19 | 21.1 | 0 | 3.1 | 2019-06-19 | 19.3 | 0 | 1.3 | 2018-06-19 | 17.9 | 0.1 | 0 | 2017-06-19 | 18.2 | 0 | 0.2 | 2016-06-19 | 25.1 | 0 | 7.1 | 0.25 | 2.15
2025-06-20 | 16.5 | 1.5 | 0 | 2024-06-20 | 25.1 | 0 | 7.1 | 2023-06-20 | 19.2 | 0 | 1.2 | 2022-06-20 | 15.6 | 2.4 | 0 | 2021-06-20 | 17.7 | 0.3 | 0 | 2020-06-20 | 21.5 | 0 | 3.5 | 2019-06-20 | 18.7 | 0 | 0.7 | 2018-06-20 | 17.4 | 0.6 | 0 | 2017-06-20 | 17.4 | 0.6 | 0 | 2016-06-20 | 23.2 | 0 | 5.2 | 0.54 | 1.77
2025-06-20 | 15.6 | 2.4 | 0 | 2024-06-20 | 24.9 | 0 | 6.9 | 2023-06-20 | 20 | 0 | 2 | 2022-06-20 | 15.4 | 2.6 | 0 | 2021-06-20 | 16.8 | 1.2 | 0 | 2020-06-20 | 20.2 | 0 | 2.2 | 2019-06-20 | 18.4 | 0 | 0.4 | 2018-06-20 | 16 | 2 | 0 | 2017-06-20 | 16.8 | 1.2 | 0 | 2016-06-20 | 23.6 | 0 | 5.6 | 0.94 | 1.71
2025-06-20 | 15.1 | 2.9 | 0 | 2024-06-20 | 24.2 | 0 | 6.2 | 2023-06-20 | 19.8 | 0 | 1.8 | 2022-06-20 | 15.2 | 2.8 | 0 | 2021-06-20 | 16.5 | 1.5 | 0 | 2020-06-20 | 21 | 0 | 3 | 2019-06-20 | 18.1 | 0 | 0.1 | 2018-06-20 | 15.6 | 2.4 | 0 | 2017-06-20 | 16.7 | 1.3 | 0 | 2016-06-20 | 22.6 | 0 | 4.6 | 1.09 | 1.57
2025-06-20 | 15.2 | 2.8 | 0 | 2024-06-20 | 22.5 | 0 | 4.5 | 2023-06-20 | 19.3 | 0 | 1.3 | 2022-06-20 | 15 | 3 | 0 | 2021-06-20 | 15.1 | 2.9 | 0 | 2020-06-20 | 20.6 | 0 | 2.6 | 2019-06-20 | 17.7 | 0.3 | 0 | 2018-06-20 | 15.6 | 2.4 | 0 | 2017-06-20 | 16.7 | 1.3 | 0 | 2016-06-20 | 22 | 0 | 4 | 1.27 | 1.24
2025-06-20 | 14.6 | 3.4 | 0 | 2024-06-20 | 21.7 | 0 | 3.7 | 2023-06-20 | 18.4 | 0 | 0.4 | 2022-06-20 | 15.1 | 2.9 | 0 | 2021-06-20 | 14.1 | 3.9 | 0 | 2020-06-20 | 19.6 | 0 | 1.6 | 2019-06-20 | 17.6 | 0.4 | 0 | 2018-06-20 | 15.4 | 2.6 | 0 | 2017-06-20 | 16.6 | 1.4 | 0 | 2016-06-20 | 21.8 | 0 | 3.8 | 1.46 | 0.95
2025-06-20 | 14.9 | 3.1 | 0 | 2024-06-20 | 22.2 | 0 | 4.2 | 2023-06-20 | 18 | 0 | 0 | 2022-06-20 | 14.9 | 3.1 | 0 | 2021-06-20 | 15.5 | 2.5 | 0 | 2020-06-20 | 20 | 0 | 2 | 2019-06-20 | 17.5 | 0.5 | 0 | 2018-06-20 | 15.6 | 2.4 | 0 | 2017-06-20 | 16.4 | 1.6 | 0 | 2016-06-20 | 21.8 | 0 | 3.8 | 1.32 | 1
2025-06-20 | 15.8 | 2.2 | 0 | 2024-06-20 | 22.8 | 0 | 4.8 | 2023-06-20 | 19.7 | 0 | 1.7 | 2022-06-20 | 15.5 | 2.5 | 0 | 2021-06-20 | 16.5 | 1.5 | 0 | 2020-06-20 | 21.1 | 0 | 3.1 | 2019-06-20 | 17 | 1 | 0 | 2018-06-20 | 16.3 | 1.7 | 0 | 2017-06-20 | 16.6 | 1.4 | 0 | 2016-06-20 | 22.1 | 0 | 4.1 | 1.03 | 1.37
2025-06-20 | 17.6 | 0.4 | 0 | 2024-06-20 | 24.2 | 0 | 6.2 | 2023-06-20 | 20.9 | 0 | 2.9 | 2022-06-20 | 16.4 | 1.6 | 0 | 2021-06-20 | 19.3 | 0 | 1.3 | 2020-06-20 | 21.6 | 0 | 3.6 | 2019-06-20 | 17 | 1 | 0 | 2018-06-20 | 16.5 | 1.5 | 0 | 2017-06-20 | 17.1 | 0.9 | 0 | 2016-06-20 | 22.9 | 0 | 4.9 | 0.54 | 1.89
2025-06-20 | 19.6 | 0 | 1.6 | 2024-06-20 | 25.9 | 0 | 7.9 | 2023-06-20 | 21.5 | 0 | 3.5 | 2022-06-20 | 18 | 0 | 0 | 2021-06-20 | 21.2 | 0 | 3.2 | 2020-06-20 | 25.2 | 0 | 7.2 | 2019-06-20 | 17.4 | 0.6 | 0 | 2018-06-20 | 17.8 | 0.2 | 0 | 2017-06-20 | 17.8 | 0.2 | 0 | 2016-06-20 | 25.6 | 0 | 7.6 | 0.1 | 3.1
2025-06-20 | 20.5 | 0 | 2.5 | 2024-06-20 | 27.9 | 0 | 9.9 | 2023-06-20 | 22.3 | 0 | 4.3 | 2022-06-20 | 19.6 | 0 | 1.6 | 2021-06-20 | 22.6 | 0 | 4.6 | 2020-06-20 | 27.3 | 0 | 9.3 | 2019-06-20 | 18.4 | 0 | 0.4 | 2018-06-20 | 18.9 | 0 | 0.9 | 2017-06-20 | 17.7 | 0.3 | 0 | 2016-06-20 | 27.8 | 0 | 9.8 | 0.03 | 4.33
2025-06-20 | 22.9 | 0 | 4.9 | 2024-06-20 | 29.3 | 0 | 11.3 | 2023-06-20 | 23.2 | 0 | 5.2 | 2022-06-20 | 21.2 | 0 | 3.2 | 2021-06-20 | 23.1 | 0 | 5.1 | 2020-06-20 | 27.6 | 0 | 9.6 | 2019-06-20 | 19.4 | 0 | 1.4 | 2018-06-20 | 19.8 | 0 | 1.8 | 2017-06-20 | 18.8 | 0 | 0.8 | 2016-06-20 | 29.5 | 0 | 11.5 | 0 | 5.48
2025-06-20 | 23.9 | 0 | 5.9 | 2024-06-20 | 29.7 | 0 | 11.7 | 2023-06-20 | 23.6 | 0 | 5.6 | 2022-06-20 | 21.9 | 0 | 3.9 | 2021-06-20 | 24.1 | 0 | 6.1 | 2020-06-20 | 28.4 | 0 | 10.4 | 2019-06-20 | 20.2 | 0 | 2.2 | 2018-06-20 | 20.4 | 0 | 2.4 | 2017-06-20 | 22.1 | 0 | 4.1 | 2016-06-20 | 31.3 | 0 | 13.3 | 0 | 6.56
2025-06-20 | 25.4 | 0 | 7.4 | 2024-06-20 | 28.1 | 0 | 10.1 | 2023-06-20 | 24.5 | 0 | 6.5 | 2022-06-20 | 22.6 | 0 | 4.6 | 2021-06-20 | 24.3 | 0 | 6.3 | 2020-06-20 | 29.5 | 0 | 11.5 | 2019-06-20 | 20.5 | 0 | 2.5 | 2018-06-20 | 22.3 | 0 | 4.3 | 2017-06-20 | 22.7 | 0 | 4.7 | 2016-06-20 | 31.2 | 0 | 13.2 | 0 | 7.11
2025-06-20 | 26.2 | 0 | 8.2 | 2024-06-20 | 29.9 | 0 | 11.9 | 2023-06-20 | 24.9 | 0 | 6.9 | 2022-06-20 | 25.1 | 0 | 7.1 | 2021-06-20 | 25.6 | 0 | 7.6 | 2020-06-20 | 29.7 | 0 | 11.7 | 2019-06-20 | 20.7 | 0 | 2.7 | 2018-06-20 | 23.7 | 0 | 5.7 | 2017-06-20 | 22.9 | 0 | 4.9 | 2016-06-20 | 33.7 | 0 | 15.7 | 0 | 8.24
2025-06-20 | 26.2 | 0 | 8.2 | 2024-06-20 | 29.7 | 0 | 11.7 | 2023-06-20 | 25.2 | 0 | 7.2 | 2022-06-20 | 21.8 | 0 | 3.8 | 2021-06-20 | 26 | 0 | 8 | 2020-06-20 | 30.4 | 0 | 12.4 | 2019-06-20 | 21.7 | 0 | 3.7 | 2018-06-20 | 25.2 | 0 | 7.2 | 2017-06-20 | 23.2 | 0 | 5.2 | 2016-06-20 | 33.6 | 0 | 15.6 | 0 | 8.3
2025-06-20 | 25.6 | 0 | 7.6 | 2024-06-20 | 28.9 | 0 | 10.9 | 2023-06-20 | 25.3 | 0 | 7.3 | 2022-06-20 | 22.3 | 0 | 4.3 | 2021-06-20 | 25.5 | 0 | 7.5 | 2020-06-20 | 30 | 0 | 12 | 2019-06-20 | 20.7 | 0 | 2.7 | 2018-06-20 | 24.2 | 0 | 6.2 | 2017-06-20 | 22.9 | 0 | 4.9 | 2016-06-20 | 34 | 0 | 16 | 0 | 7.94
2025-06-20 | 25.2 | 0 | 7.2 | 2024-06-20 | 28.2 | 0 | 10.2 | 2023-06-20 | 25.5 | 0 | 7.5 | 2022-06-20 | 21.4 | 0 | 3.4 | 2021-06-20 | 26.1 | 0 | 8.1 | 2020-06-20 | 28.5 | 0 | 10.5 | 2019-06-20 | 19.4 | 0 | 1.4 | 2018-06-20 | 24.3 | 0 | 6.3 | 2017-06-20 | 22.9 | 0 | 4.9 | 2016-06-20 | 32.3 | 0 | 14.3 | 0 | 7.38
2025-06-20 | 25.1 | 0 | 7.1 | 2024-06-20 | 23.1 | 0 | 5.1 | 2023-06-20 | 25.3 | 0 | 7.3 | 2022-06-20 | 21.9 | 0 | 3.9 | 2021-06-20 | 25 | 0 | 7 | 2020-06-20 | 28.1 | 0 | 10.1 | 2019-06-20 | 18.8 | 0 | 0.8 | 2018-06-20 | 24.1 | 0 | 6.1 | 2017-06-20 | 21.9 | 0 | 3.9 | 2016-06-20 | 31.7 | 0 | 13.7 | 0 | 6.5
2025-06-20 | 24.6 | 0 | 6.6 | 2024-06-20 | 22.3 | 0 | 4.3 | 2023-06-20 | 25.2 | 0 | 7.2 | 2022-06-20 | 21.7 | 0 | 3.7 | 2021-06-20 | 23.6 | 0 | 5.6 | 2020-06-20 | 27.7 | 0 | 9.7 | 2019-06-20 | 17.8 | 0.2 | 0 | 2018-06-20 | 23.6 | 0 | 5.6 | 2017-06-20 | 21.4 | 0 | 3.4 | 2016-06-20 | 31.9 | 0 | 13.9 | 0.02 | 6
2025-06-20 | 22.9 | 0 | 4.9 | 2024-06-20 | 21.5 | 0 | 3.5 | 2023-06-20 | 24 | 0 | 6 | 2022-06-20 | 21.4 | 0 | 3.4 | 2021-06-20 | 22.8 | 0 | 4.8 | 2020-06-20 | 27.3 | 0 | 9.3 | 2019-06-20 | 17.3 | 0.7 | 0 | 2018-06-20 | 21.9 | 0 | 3.9 | 2017-06-20 | 18.5 | 0 | 0.5 | 2016-06-20 | 30.3 | 0 | 12.3 | 0.07 | 4.86
2025-06-20 | 21.9 | 0 | 3.9 | 2024-06-20 | 23.1 | 0 | 5.1 | 2023-06-20 | 22.6 | 0 | 4.6 | 2022-06-20 | 20.2 | 0 | 2.2 | 2021-06-20 | 21.8 | 0 | 3.8 | 2020-06-20 | 26.4 | 0 | 8.4 | 2019-06-20 | 17.1 | 0.9 | 0 | 2018-06-20 | 21 | 0 | 3 | 2017-06-20 | 15 | 3 | 0 | 2016-06-20 | 28.7 | 0 | 10.7 | 0.39 | 4.17
2025-06-20 | 21.6 | 0 | 3.6 | 2024-06-20 | 22.6 | 0 | 4.6 | 2023-06-20 | 21.7 | 0 | 3.7 | 2022-06-20 | 19.6 | 0 | 1.6 | 2021-06-20 | 21.5 | 0 | 3.5 | 2020-06-20 | 25.3 | 0 | 7.3 | 2019-06-20 | 16.9 | 1.1 | 0 | 2018-06-20 | 20.5 | 0 | 2.5 | 2017-06-20 | 14.5 | 3.5 | 0 | 2016-06-20 | 24.8 | 0 | 6.8 | 0.46 | 3.36
2025-06-20 | 20.9 | 0 | 2.9 | 2024-06-20 | 22.9 | 0 | 4.9 | 2023-06-20 | 21.3 | 0 | 3.3 | 2022-06-20 | 18.9 | 0 | 0.9 | 2021-06-20 | 21.9 | 0 | 3.9 | 2020-06-20 | 24 | 0 | 6 | 2019-06-20 | 16.9 | 1.1 | 0 | 2018-06-20 | 20.4 | 0 | 2.4 | 2017-06-20 | 14.2 | 3.8 | 0 | 2016-06-20 | 22.5 | 0 | 4.5 | 0.49 | 2.88
2025-06-20 | 20.8 | 0 | 2.8 | 2024-06-20 | 22.4 | 0 | 4.4 | 2023-06-20 | 20.5 | 0 | 2.5 | 2022-06-20 | 18.7 | 0 | 0.7 | 2021-06-20 | 21.1 | 0 | 3.1 | 2020-06-20 | 23.1 | 0 | 5.1 | 2019-06-20 | 16.8 | 1.2 | 0 | 2018-06-20 | 21.1 | 0 | 3.1 | 2017-06-20 | 13.8 | 4.2 | 0 | 2016-06-20 | 20.6 | 0 | 2.6 | 0.54 | 2.43
2025-06-21 | 19.6 | 0 | 1.6 | 2024-06-21 | 21.7 | 0 | 3.7 | 2023-06-21 | 20.1 | 0 | 2.1 | 2022-06-21 | 18.5 | 0 | 0.5 | 2021-06-21 | 20.4 | 0 | 2.4 | 2020-06-21 | 23.4 | 0 | 5.4 | 2019-06-21 | 16.3 | 1.7 | 0 | 2018-06-21 | 19.8 | 0 | 1.8 | 2017-06-21 | 13.3 | 4.7 | 0 | 2016-06-21 | 19.2 | 0 | 1.2 | 0.64 | 1.87
2025-06-21 | 20.9 | 0 | 2.9 | 2024-06-21 | 21.5 | 0 | 3.5 | 2023-06-21 | 19.2 | 0 | 1.2 | 2022-06-21 | 18.5 | 0 | 0.5 | 2021-06-21 | 19.6 | 0 | 1.6 | 2020-06-21 | 22.6 | 0 | 4.6 | 2019-06-21 | 16 | 2 | 0 | 2018-06-21 | 18.5 | 0 | 0.5 | 2017-06-21 | 13.5 | 4.5 | 0 | 2016-06-21 | 18.3 | 0 | 0.3 | 0.65 | 1.51
2025-06-21 | 20.6 | 0 | 2.6 | 2024-06-21 | 21.3 | 0 | 3.3 | 2023-06-21 | 17.6 | 0.4 | 0 | 2022-06-21 | 18.6 | 0 | 0.6 | 2021-06-21 | 20.1 | 0 | 2.1 | 2020-06-21 | 21.4 | 0 | 3.4 | 2019-06-21 | 15.6 | 2.4 | 0 | 2018-06-21 | 17.2 | 0.8 | 0 | 2017-06-21 | 13.4 | 4.6 | 0 | 2016-06-21 | 17.6 | 0.4 | 0 | 0.86 | 1.2
2025-06-21 | 20.2 | 0 | 2.2 | 2024-06-21 | 21.1 | 0 | 3.1 | 2023-06-21 | 17.1 | 0.9 | 0 | 2022-06-21 | 18.6 | 0 | 0.6 | 2021-06-21 | 19.5 | 0 | 1.5 | 2020-06-21 | 19.6 | 0 | 1.6 | 2019-06-21 | 15.4 | 2.6 | 0 | 2018-06-21 | 16.3 | 1.7 | 0 | 2017-06-21 | 12.2 | 5.8 | 0 | 2016-06-21 | 16.4 | 1.6 | 0 | 1.26 | 0.9
2025-06-21 | 18.7 | 0 | 0.7 | 2024-06-21 | 21.3 | 0 | 3.3 | 2023-06-21 | 16.6 | 1.4 | 0 | 2022-06-21 | 17.7 | 0.3 | 0 | 2021-06-21 | 19.5 | 0 | 1.5 | 2020-06-21 | 21 | 0 | 3 | 2019-06-21 | 14.8 | 3.2 | 0 | 2018-06-21 | 15.4 | 2.6 | 0 | 2017-06-21 | 12.7 | 5.3 | 0 | 2016-06-21 | 14.5 | 3.5 | 0 | 1.63 | 0.85
2025-06-21 | 18.2 | 0 | 0.2 | 2024-06-21 | 21.2 | 0 | 3.2 | 2023-06-21 | 16.8 | 1.2 | 0 | 2022-06-21 | 17.3 | 0.7 | 0 | 2021-06-21 | 20 | 0 | 2 | 2020-06-21 | 20.3 | 0 | 2.3 | 2019-06-21 | 14.8 | 3.2 | 0 | 2018-06-21 | 15.2 | 2.8 | 0 | 2017-06-21 | 13 | 5 | 0 | 2016-06-21 | 14 | 4 | 0 | 1.69 | 0.77
2025-06-21 | 18.8 | 0 | 0.8 | 2024-06-21 | 22.4 | 0 | 4.4 | 2023-06-21 | 18.9 | 0 | 0.9 | 2022-06-21 | 17.3 | 0.7 | 0 | 2021-06-21 | 19.5 | 0 | 1.5 | 2020-06-21 | 21.1 | 0 | 3.1 | 2019-06-21 | 15.3 | 2.7 | 0 | 2018-06-21 | 16.2 | 1.8 | 0 | 2017-06-21 | 14.2 | 3.8 | 0 | 2016-06-21 | 17 | 1 | 0 | 1 | 1.07
2025-06-21 | 19.6 | 0 | 1.6 | 2024-06-21 | 22.8 | 0 | 4.8 | 2023-06-21 | 20.5 | 0 | 2.5 | 2022-06-21 | 19.1 | 0 | 1.1 | 2021-06-21 | 19.3 | 0 | 1.3 | 2020-06-21 | 23.3 | 0 | 5.3 | 2019-06-21 | 15.6 | 2.4 | 0 | 2018-06-21 | 17.8 | 0.2 | 0 | 2017-06-21 | 15.7 | 2.3 | 0 | 2016-06-21 | 19.2 | 0 | 1.2 | 0.49 | 1.78
2025-06-21 | 20.6 | 0 | 2.6 | 2024-06-21 | 23.1 | 0 | 5.1 | 2023-06-21 | 22.1 | 0 | 4.1 | 2022-06-21 | 21.2 | 0 | 3.2 | 2021-06-21 | 19.7 | 0 | 1.7 | 2020-06-21 | 24.8 | 0 | 6.8 | 2019-06-21 | 17.6 | 0.4 | 0 | 2018-06-21 | 18.9 | 0 | 0.9 | 2017-06-21 | 16.9 | 1.1 | 0 | 2016-06-21 | 23.4 | 0 | 5.4 | 0.15 | 2.98
2025-06-21 | 21.9 | 0 | 3.9 | 2024-06-21 | 22.6 | 0 | 4.6 | 2023-06-21 | 23.6 | 0 | 5.6 | 2022-06-21 | 22.7 | 0 | 4.7 | 2021-06-21 | 22 | 0 | 4 | 2020-06-21 | 25.6 | 0 | 7.6 | 2019-06-21 | 18.9 | 0 | 0.9 | 2018-06-21 | 19.9 | 0 | 1.9 | 2017-06-21 | 18.1 | 0 | 0.1 | 2016-06-21 | 21.3 | 0 | 3.3 | 0 | 3.66
2025-06-21 | 22.9 | 0 | 4.9 | 2024-06-21 | 23.1 | 0 | 5.1 | 2023-06-21 | 24.3 | 0 | 6.3 | 2022-06-21 | 24.2 | 0 | 6.2 | 2021-06-21 | 25.6 | 0 | 7.6 | 2020-06-21 | 26.7 | 0 | 8.7 | 2019-06-21 | 20.3 | 0 | 2.3 | 2018-06-21 | 20.3 | 0 | 2.3 | 2017-06-21 | 19.4 | 0 | 1.4 | 2016-06-21 | 22.6 | 0 | 4.6 | 0 | 4.94
2025-06-21 | 23.2 | 0 | 5.2 | 2024-06-21 | 24.1 | 0 | 6.1 | 2023-06-21 | 26 | 0 | 8 | 2022-06-21 | 26.2 | 0 | 8.2 | 2021-06-21 | 27.5 | 0 | 9.5 | 2020-06-21 | 27.4 | 0 | 9.4 | 2019-06-21 | 21.6 | 0 | 3.6 | 2018-06-21 | 20.4 | 0 | 2.4 | 2017-06-21 | 20.1 | 0 | 2.1 | 2016-06-21 | 23.8 | 0 | 5.8 | 0 | 6.03
2025-06-21 | 24.1 | 0 | 6.1 | 2024-06-21 | 24.2 | 0 | 6.2 | 2023-06-21 | 26.3 | 0 | 8.3 | 2022-06-21 | 28.1 | 0 | 10.1 | 2021-06-21 | 26.7 | 0 | 8.7 | 2020-06-21 | 28.5 | 0 | 10.5 | 2019-06-21 | 22.3 | 0 | 4.3 | 2018-06-21 | 20.6 | 0 | 2.6 | 2017-06-21 | 21.2 | 0 | 3.2 | 2016-06-21 | 24.3 | 0 | 6.3 | 0 | 6.63
2025-06-21 | 24 | 0 | 6 | 2024-06-21 | 24.8 | 0 | 6.8 | 2023-06-21 | 26.5 | 0 | 8.5 | 2022-06-21 | 30.4 | 0 | 12.4 | 2021-06-21 | 27.4 | 0 | 9.4 | 2020-06-21 | 29.7 | 0 | 11.7 | 2019-06-21 | 22.6 | 0 | 4.6 | 2018-06-21 | 20.3 | 0 | 2.3 | 2017-06-21 | 21.7 | 0 | 3.7 | 2016-06-21 | 24.6 | 0 | 6.6 | 0 | 7.2
2025-06-21 | 20.9 | 0 | 2.9 | 2024-06-21 | 22.7 | 0 | 4.7 | 2023-06-21 | 26.6 | 0 | 8.6 | 2022-06-21 | 30.7 | 0 | 12.7 | 2021-06-21 | 27.8 | 0 | 9.8 | 2020-06-21 | 30 | 0 | 12 | 2019-06-21 | 22.2 | 0 | 4.2 | 2018-06-21 | 19.9 | 0 | 1.9 | 2017-06-21 | 21.9 | 0 | 3.9 | 2016-06-21 | 24.4 | 0 | 6.4 | 0 | 6.71
2025-06-21 | 23.3 | 0 | 5.3 | 2024-06-21 | 23.1 | 0 | 5.1 | 2023-06-21 | 26.8 | 0 | 8.8 | 2022-06-21 | 30.5 | 0 | 12.5 | 2021-06-21 | 29.2 | 0 | 11.2 | 2020-06-21 | 29.4 | 0 | 11.4 | 2019-06-21 | 22.1 | 0 | 4.1 | 2018-06-21 | 19.7 | 0 | 1.7 | 2017-06-21 | 22.3 | 0 | 4.3 | 2016-06-21 | 26.4 | 0 | 8.4 | 0 | 7.28
2025-06-21 | 25.1 | 0 | 7.1 | 2024-06-21 | 24.4 | 0 | 6.4 | 2023-06-21 | 26.6 | 0 | 8.6 | 2022-06-21 | 31.5 | 0 | 13.5 | 2021-06-21 | 24.2 | 0 | 6.2 | 2020-06-21 | 27.6 | 0 | 9.6 | 2019-06-21 | 22.8 | 0 | 4.8 | 2018-06-21 | 20.4 | 0 | 2.4 | 2017-06-21 | 23 | 0 | 5 | 2016-06-21 | 25.1 | 0 | 7.1 | 0 | 7.07
2025-06-21 | 24.6 | 0 | 6.6 | 2024-06-21 | 23.1 | 0 | 5.1 | 2023-06-21 | 26.1 | 0 | 8.1 | 2022-06-21 | 30.5 | 0 | 12.5 | 2021-06-21 | 22.2 | 0 | 4.2 | 2020-06-21 | 27.5 | 0 | 9.5 | 2019-06-21 | 22 | 0 | 4 | 2018-06-21 | 20.2 | 0 | 2.2 | 2017-06-21 | 22.4 | 0 | 4.4 | 2016-06-21 | 25.5 | 0 | 7.5 | 0 | 6.41
2025-06-21 | 25.8 | 0 | 7.8 | 2024-06-21 | 21.2 | 0 | 3.2 | 2023-06-21 | 25.2 | 0 | 7.2 | 2022-06-21 | 34.7 | 0 | 16.7 | 2021-06-21 | 20.4 | 0 | 2.4 | 2020-06-21 | 26.6 | 0 | 8.6 | 2019-06-21 | 21.2 | 0 | 3.2 | 2018-06-21 | 19.8 | 0 | 1.8 | 2017-06-21 | 22 | 0 | 4 | 2016-06-21 | 24.7 | 0 | 6.7 | 0 | 6.16
2025-06-21 | 28 | 0 | 10 | 2024-06-21 | 21.6 | 0 | 3.6 | 2023-06-21 | 24.1 | 0 | 6.1 | 2022-06-21 | 32.7 | 0 | 14.7 | 2021-06-21 | 18.9 | 0 | 0.9 | 2020-06-21 | 25.9 | 0 | 7.9 | 2019-06-21 | 20.4 | 0 | 2.4 | 2018-06-21 | 19 | 0 | 1 | 2017-06-21 | 21.6 | 0 | 3.6 | 2016-06-21 | 23.5 | 0 | 5.5 | 0 | 5.57
2025-06-21 | 27.8 | 0 | 9.8 | 2024-06-21 | 21.2 | 0 | 3.2 | 2023-06-21 | 23.2 | 0 | 5.2 | 2022-06-21 | 29.1 | 0 | 11.1 | 2021-06-21 | 16 | 2 | 0 | 2020-06-21 | 25.2 | 0 | 7.2 | 2019-06-21 | 19 | 0 | 1 | 2018-06-21 | 17.5 | 0.5 | 0 | 2017-06-21 | 20.9 | 0 | 2.9 | 2016-06-21 | 22.5 | 0 | 4.5 | 0.25 | 4.49
2025-06-21 | 27.4 | 0 | 9.4 | 2024-06-21 | 21.3 | 0 | 3.3 | 2023-06-21 | 22.6 | 0 | 4.6 | 2022-06-21 | 27.4 | 0 | 9.4 | 2021-06-21 | 14.9 | 3.1 | 0 | 2020-06-21 | 24.9 | 0 | 6.9 | 2019-06-21 | 18.2 | 0 | 0.2 | 2018-06-21 | 17.5 | 0.5 | 0 | 2017-06-21 | 20.1 | 0 | 2.1 | 2016-06-21 | 22 | 0 | 4 | 0.36 | 3.99
2025-06-21 | 26.8 | 0 | 8.8 | 2024-06-21 | 21.7 | 0 | 3.7 | 2023-06-21 | 21.2 | 0 | 3.2 | 2022-06-21 | 28.7 | 0 | 10.7 | 2021-06-21 | 12.9 | 5.1 | 0 | 2020-06-21 | 24.1 | 0 | 6.1 | 2019-06-21 | 17.4 | 0.6 | 0 | 2018-06-21 | 16.8 | 1.2 | 0 | 2017-06-21 | 18.9 | 0 | 0.9 | 2016-06-21 | 19.2 | 0 | 1.2 | 0.69 | 3.46
2025-06-21 | 26.7 | 0 | 8.7 | 2024-06-21 | 21.7 | 0 | 3.7 | 2023-06-21 | 21.1 | 0 | 3.1 | 2022-06-21 | 25.7 | 0 | 7.7 | 2021-06-21 | 12.1 | 5.9 | 0 | 2020-06-21 | 23.2 | 0 | 5.2 | 2019-06-21 | 16.6 | 1.4 | 0 | 2018-06-21 | 16.5 | 1.5 | 0 | 2017-06-21 | 18.4 | 0 | 0.4 | 2016-06-21 | 18.8 | 0 | 0.8 | 0.88 | 2.96
2025-06-22 | 26.6 | 0 | 8.6 | 2024-06-22 | 21.2 | 0 | 3.2 | 2023-06-22 | 20.8 | 0 | 2.8 | 2022-06-22 | 23.8 | 0 | 5.8 | 2021-06-22 | 12.1 | 5.9 | 0 | 2020-06-22 | 22.2 | 0 | 4.2 | 2019-06-22 | 15.7 | 2.3 | 0 | 2018-06-22 | 16 | 2 | 0 | 2017-06-22 | 16.5 | 1.5 | 0 | 2016-06-22 | 18.7 | 0 | 0.7 | 1.17 | 2.53
2025-06-22 | 26.9 | 0 | 8.9 | 2024-06-22 | 21.1 | 0 | 3.1 | 2023-06-22 | 19.6 | 0 | 1.6 | 2022-06-22 | 22.8 | 0 | 4.8 | 2021-06-22 | 11.7 | 6.3 | 0 | 2020-06-22 | 22.1 | 0 | 4.1 | 2019-06-22 | 15.2 | 2.8 | 0 | 2018-06-22 | 14.4 | 3.6 | 0 | 2017-06-22 | 15.4 | 2.6 | 0 | 2016-06-22 | 19.3 | 0 | 1.3 | 1.53 | 2.38
2025-06-22 | 26.9 | 0 | 8.9 | 2024-06-22 | 21 | 0 | 3 | 2023-06-22 | 18.9 | 0 | 0.9 | 2022-06-22 | 22.6 | 0 | 4.6 | 2021-06-22 | 11.3 | 6.7 | 0 | 2020-06-22 | 21.9 | 0 | 3.9 | 2019-06-22 | 14.7 | 3.3 | 0 | 2018-06-22 | 14.5 | 3.5 | 0 | 2017-06-22 | 14.2 | 3.8 | 0 | 2016-06-22 | 17.9 | 0.1 | 0 | 1.74 | 2.13
2025-06-22 | 26.5 | 0 | 8.5 | 2024-06-22 | 21.2 | 0 | 3.2 | 2023-06-22 | 17.9 | 0.1 | 0 | 2022-06-22 | 22.7 | 0 | 4.7 | 2021-06-22 | 10.7 | 7.3 | 0 | 2020-06-22 | 21.8 | 0 | 3.8 | 2019-06-22 | 14.2 | 3.8 | 0 | 2018-06-22 | 13.8 | 4.2 | 0 | 2017-06-22 | 14 | 4 | 0 | 2016-06-22 | 17.4 | 0.6 | 0 | 2 | 2.02
2025-06-22 | 25.6 | 0 | 7.6 | 2024-06-22 | 20.7 | 0 | 2.7 | 2023-06-22 | 17 | 1 | 0 | 2022-06-22 | 23 | 0 | 5 | 2021-06-22 | 10.7 | 7.3 | 0 | 2020-06-22 | 21.5 | 0 | 3.5 | 2019-06-22 | 14.3 | 3.7 | 0 | 2018-06-22 | 13.6 | 4.4 | 0 | 2017-06-22 | 14.5 | 3.5 | 0 | 2016-06-22 | 16.4 | 1.6 | 0 | 2.15 | 1.88
2025-06-22 | 24.9 | 0 | 6.9 | 2024-06-22 | 20.6 | 0 | 2.6 | 2023-06-22 | 16.6 | 1.4 | 0 | 2022-06-22 | 23.6 | 0 | 5.6 | 2021-06-22 | 11 | 7 | 0 | 2020-06-22 | 20.5 | 0 | 2.5 | 2019-06-22 | 14 | 4 | 0 | 2018-06-22 | 13.6 | 4.4 | 0 | 2017-06-22 | 14.8 | 3.2 | 0 | 2016-06-22 | 15.9 | 2.1 | 0 | 2.21 | 1.76
2025-06-22 | 25.3 | 0 | 7.3 | 2024-06-22 | 21.3 | 0 | 3.3 | 2023-06-22 | 19 | 0 | 1 | 2022-06-22 | 26.8 | 0 | 8.8 | 2021-06-22 | 10.7 | 7.3 | 0 | 2020-06-22 | 22.4 | 0 | 4.4 | 2019-06-22 | 14.6 | 3.4 | 0 | 2018-06-22 | 15.4 | 2.6 | 0 | 2017-06-22 | 16.1 | 1.9 | 0 | 2016-06-22 | 16.7 | 1.3 | 0 | 1.65 | 2.48
2025-06-22 | 26.6 | 0 | 8.6 | 2024-06-22 | 21.2 | 0 | 3.2 | 2023-06-22 | 20 | 0 | 2 | 2022-06-22 | 28.4 | 0 | 10.4 | 2021-06-22 | 11.1 | 6.9 | 0 | 2020-06-22 | 22.6 | 0 | 4.6 | 2019-06-22 | 16.5 | 1.5 | 0 | 2018-06-22 | 17.2 | 0.8 | 0 | 2017-06-22 | 18.4 | 0 | 0.4 | 2016-06-22 | 18.2 | 0 | 0.2 | 0.92 | 2.94
2025-06-22 | 28.1 | 0 | 10.1 | 2024-06-22 | 22.5 | 0 | 4.5 | 2023-06-22 | 21.8 | 0 | 3.8 | 2022-06-22 | 30.1 | 0 | 12.1 | 2021-06-22 | 12.9 | 5.1 | 0 | 2020-06-22 | 23.1 | 0 | 5.1 | 2019-06-22 | 17.9 | 0.1 | 0 | 2018-06-22 | 18.8 | 0 | 0.8 | 2017-06-22 | 19.5 | 0 | 1.5 | 2016-06-22 | 19.9 | 0 | 1.9 | 0.52 | 3.98
2025-06-22 | 29.8 | 0 | 11.8 | 2024-06-22 | 23.5 | 0 | 5.5 | 2023-06-22 | 22.4 | 0 | 4.4 | 2022-06-22 | 31.2 | 0 | 13.2 | 2021-06-22 | 14 | 4 | 0 | 2020-06-22 | 24.2 | 0 | 6.2 | 2019-06-22 | 19.8 | 0 | 1.8 | 2018-06-22 | 18.6 | 0 | 0.6 | 2017-06-22 | 19.2 | 0 | 1.2 | 2016-06-22 | 20.8 | 0 | 2.8 | 0.4 | 4.75
2025-06-22 | 31.6 | 0 | 13.6 | 2024-06-22 | 23.9 | 0 | 5.9 | 2023-06-22 | 23 | 0 | 5 | 2022-06-22 | 33.5 | 0 | 15.5 | 2021-06-22 | 14.4 | 3.6 | 0 | 2020-06-22 | 26.5 | 0 | 8.5 | 2019-06-22 | 21.3 | 0 | 3.3 | 2018-06-22 | 20.2 | 0 | 2.2 | 2017-06-22 | 19.4 | 0 | 1.4 | 2016-06-22 | 21.6 | 0 | 3.6 | 0.36 | 5.9
2025-06-22 | 32.1 | 0 | 14.1 | 2024-06-22 | 24 | 0 | 6 | 2023-06-22 | 23.7 | 0 | 5.7 | 2022-06-22 | 33.1 | 0 | 15.1 | 2021-06-22 | 16.4 | 1.6 | 0 | 2020-06-22 | 28 | 0 | 10 | 2019-06-22 | 22.4 | 0 | 4.4 | 2018-06-22 | 20.4 | 0 | 2.4 | 2017-06-22 | 17.7 | 0.3 | 0 | 2016-06-22 | 23.1 | 0 | 5.1 | 0.19 | 6.28
2025-06-22 | 32.6 | 0 | 14.6 | 2024-06-22 | 24.3 | 0 | 6.3 | 2023-06-22 | 23.8 | 0 | 5.8 | 2022-06-22 | 34.6 | 0 | 16.6 | 2021-06-22 | 17.1 | 0.9 | 0 | 2020-06-22 | 28.5 | 0 | 10.5 | 2019-06-22 | 23 | 0 | 5 | 2018-06-22 | 20.8 | 0 | 2.8 | 2017-06-22 | 18.3 | 0 | 0.3 | 2016-06-22 | 23.4 | 0 | 5.4 | 0.09 | 6.73
2025-06-22 | 32.7 | 0 | 14.7 | 2024-06-22 | 22.1 | 0 | 4.1 | 2023-06-22 | 24.8 | 0 | 6.8 | 2022-06-22 | 34.6 | 0 | 16.6 | 2021-06-22 | 17.5 | 0.5 | 0 | 2020-06-22 | 29.3 | 0 | 11.3 | 2019-06-22 | 22.8 | 0 | 4.8 | 2018-06-22 | 21.3 | 0 | 3.3 | 2017-06-22 | 20.8 | 0 | 2.8 | 2016-06-22 | 23.9 | 0 | 5.9 | 0.05 | 7.03
2025-06-22 | 33.6 | 0 | 15.6 | 2024-06-22 | 22.6 | 0 | 4.6 | 2023-06-22 | 24.1 | 0 | 6.1 | 2022-06-22 | 34.6 | 0 | 16.6 | 2021-06-22 | 17.7 | 0.3 | 0 | 2020-06-22 | 29.7 | 0 | 11.7 | 2019-06-22 | 23.1 | 0 | 5.1 | 2018-06-22 | 22.3 | 0 | 4.3 | 2017-06-22 | 23.1 | 0 | 5.1 | 2016-06-22 | 24.9 | 0 | 6.9 | 0.03 | 7.6
2025-06-22 | 34.2 | 0 | 16.2 | 2024-06-22 | 23.3 | 0 | 5.3 | 2023-06-22 | 23.9 | 0 | 5.9 | 2022-06-22 | 33.7 | 0 | 15.7 | 2021-06-22 | 17.6 | 0.4 | 0 | 2020-06-22 | 29.2 | 0 | 11.2 | 2019-06-22 | 23.8 | 0 | 5.8 | 2018-06-22 | 21.5 | 0 | 3.5 | 2017-06-22 | 24.4 | 0 | 6.4 | 2016-06-22 | 25 | 0 | 7 | 0.04 | 7.7
2025-06-22 | 34.5 | 0 | 16.5 | 2024-06-22 | 22.4 | 0 | 4.4 | 2023-06-22 | 24 | 0 | 6 | 2022-06-22 | 31.9 | 0 | 13.9 | 2021-06-22 | 17.9 | 0.1 | 0 | 2020-06-22 | 27.7 | 0 | 9.7 | 2019-06-22 | 24 | 0 | 6 | 2018-06-22 | 21 | 0 | 3 | 2017-06-22 | 22.4 | 0 | 4.4 | 2016-06-22 | 25.7 | 0 | 7.7 | 0.01 | 7.16
2025-06-22 | 34 | 0 | 16 | 2024-06-22 | 21.6 | 0 | 3.6 | 2023-06-22 | 23.8 | 0 | 5.8 | 2022-06-22 | 30.1 | 0 | 12.1 | 2021-06-22 | 17.9 | 0.1 | 0 | 2020-06-22 | 28.5 | 0 | 10.5 | 2019-06-22 | 23.8 | 0 | 5.8 | 2018-06-22 | 19.9 | 0 | 1.9 | 2017-06-22 | 21.8 | 0 | 3.8 | 2016-06-22 | 24.6 | 0 | 6.6 | 0.01 | 6.61
2025-06-22 | 33.6 | 0 | 15.6 | 2024-06-22 | 21.3 | 0 | 3.3 | 2023-06-22 | 23.8 | 0 | 5.8 | 2022-06-22 | 29.2 | 0 | 11.2 | 2021-06-22 | 17.8 | 0.2 | 0 | 2020-06-22 | 26.7 | 0 | 8.7 | 2019-06-22 | 23.3 | 0 | 5.3 | 2018-06-22 | 19.7 | 0 | 1.7 | 2017-06-22 | 21.9 | 0 | 3.9 | 2016-06-22 | 23.4 | 0 | 5.4 | 0.02 | 6.09
2025-06-22 | 32.3 | 0 | 14.3 | 2024-06-22 | 20.7 | 0 | 2.7 | 2023-06-22 | 22.5 | 0 | 4.5 | 2022-06-22 | 27.6 | 0 | 9.6 | 2021-06-22 | 17.4 | 0.6 | 0 | 2020-06-22 | 24.5 | 0 | 6.5 | 2019-06-22 | 22.4 | 0 | 4.4 | 2018-06-22 | 19.8 | 0 | 1.8 | 2017-06-22 | 21.2 | 0 | 3.2 | 2016-06-22 | 22 | 0 | 4 | 0.06 | 5.1
2025-06-22 | 31.1 | 0 | 13.1 | 2024-06-22 | 20.9 | 0 | 2.9 | 2023-06-22 | 21.6 | 0 | 3.6 | 2022-06-22 | 25.9 | 0 | 7.9 | 2021-06-22 | 15.6 | 2.4 | 0 | 2020-06-22 | 24 | 0 | 6 | 2019-06-22 | 20.9 | 0 | 2.9 | 2018-06-22 | 19.7 | 0 | 1.7 | 2017-06-22 | 20.3 | 0 | 2.3 | 2016-06-22 | 20.4 | 0 | 2.4 | 0.24 | 4.28
2025-06-22 | 29.7 | 0 | 11.7 | 2024-06-22 | 21 | 0 | 3 | 2023-06-22 | 21.4 | 0 | 3.4 | 2022-06-22 | 24.4 | 0 | 6.4 | 2021-06-22 | 15.9 | 2.1 | 0 | 2020-06-22 | 22.6 | 0 | 4.6 | 2019-06-22 | 19.2 | 0 | 1.2 | 2018-06-22 | 18.6 | 0 | 0.6 | 2017-06-22 | 19.4 | 0 | 1.4 | 2016-06-22 | 19.8 | 0 | 1.8 | 0.21 | 3.41
2025-06-22 | 29.1 | 0 | 11.1 | 2024-06-22 | 20.2 | 0 | 2.2 | 2023-06-22 | 21.4 | 0 | 3.4 | 2022-06-22 | 22.6 | 0 | 4.6 | 2021-06-22 | 14.6 | 3.4 | 0 | 2020-06-22 | 22.9 | 0 | 4.9 | 2019-06-22 | 18.6 | 0 | 0.6 | 2018-06-22 | 17.2 | 0.8 | 0 | 2017-06-22 | 19.4 | 0 | 1.4 | 2016-06-22 | 18.8 | 0 | 0.8 | 0.42 | 2.9
2025-06-22 | 28.3 | 0 | 10.3 | 2024-06-22 | 20.3 | 0 | 2.3 | 2023-06-22 | 21.1 | 0 | 3.1 | 2022-06-22 | 20.4 | 0 | 2.4 | 2021-06-22 | 13.1 | 4.9 | 0 | 2020-06-22 | 22.3 | 0 | 4.3 | 2019-06-22 | 17.2 | 0.8 | 0 | 2018-06-22 | 17.1 | 0.9 | 0 | 2017-06-22 | 22 | 0 | 4 | 2016-06-22 | 18 | 0 | 0 | 0.66 | 2.64
2025-06-23 | 27.4 | 0 | 9.4 | 2024-06-23 | 20.2 | 0 | 2.2 | 2023-06-23 | 20.8 | 0 | 2.8 | 2022-06-23 | 18.9 | 0 | 0.9 | 2021-06-23 | 12.6 | 5.4 | 0 | 2020-06-23 | 21.9 | 0 | 3.9 | 2019-06-23 | 16.4 | 1.6 | 0 | 2018-06-23 | 16.9 | 1.1 | 0 | 2017-06-23 | 21.8 | 0 | 3.8 | 2016-06-23 | 15.9 | 2.1 | 0 | 1.02 | 2.3
2025-06-23 | 26.6 | 0 | 8.6 | 2024-06-23 | 20.2 | 0 | 2.2 | 2023-06-23 | 20.6 | 0 | 2.6 | 2022-06-23 | 17.8 | 0.2 | 0 | 2021-06-23 | 12 | 6 | 0 | 2020-06-23 | 21.6 | 0 | 3.6 | 2019-06-23 | 12.9 | 5.1 | 0 | 2018-06-23 | 17.1 | 0.9 | 0 | 2017-06-23 | 21.4 | 0 | 3.4 | 2016-06-23 | 16.6 | 1.4 | 0 | 1.36 | 2.04
2025-06-23 | 24.9 | 0 | 6.9 | 2024-06-23 | 20.1 | 0 | 2.1 | 2023-06-23 | 20.3 | 0 | 2.3 | 2022-06-23 | 17 | 1 | 0 | 2021-06-23 | 10.2 | 7.8 | 0 | 2020-06-23 | 21.4 | 0 | 3.4 | 2019-06-23 | 15.1 | 2.9 | 0 | 2018-06-23 | 17.3 | 0.7 | 0 | 2017-06-23 | 20.6 | 0 | 2.6 | 2016-06-23 | 15.6 | 2.4 | 0 | 1.48 | 1.73
2025-06-23 | 23.8 | 0 | 5.8 | 2024-06-23 | 19.6 | 0 | 1.6 | 2023-06-23 | 19.7 | 0 | 1.7 | 2022-06-23 | 16.2 | 1.8 | 0 | 2021-06-23 | 9.9 | 8.1 | 0 | 2020-06-23 | 20.8 | 0 | 2.8 | 2019-06-23 | 14 | 4 | 0 | 2018-06-23 | 17.2 | 0.8 | 0 | 2017-06-23 | 20.2 | 0 | 2.2 | 2016-06-23 | 14.2 | 3.8 | 0 | 1.85 | 1.41
2025-06-23 | 23 | 0 | 5 | 2024-06-23 | 19.8 | 0 | 1.8 | 2023-06-23 | 20.4 | 0 | 2.4 | 2022-06-23 | 16.2 | 1.8 | 0 | 2021-06-23 | 10.2 | 7.8 | 0 | 2020-06-23 | 20.8 | 0 | 2.8 | 2019-06-23 | 13.7 | 4.3 | 0 | 2018-06-23 | 17.1 | 0.9 | 0 | 2017-06-23 | 20.3 | 0 | 2.3 | 2016-06-23 | 13.3 | 4.7 | 0 | 1.95 | 1.43
2025-06-23 | 23.1 | 0 | 5.1 | 2024-06-23 | 20.4 | 0 | 2.4 | 2023-06-23 | 20 | 0 | 2 | 2022-06-23 | 16 | 2 | 0 | 2021-06-23 | 9.4 | 8.6 | 0 | 2020-06-23 | 21 | 0 | 3 | 2019-06-23 | 13.2 | 4.8 | 0 | 2018-06-23 | 17.2 | 0.8 | 0 | 2017-06-23 | 20.4 | 0 | 2.4 | 2016-06-23 | 13.2 | 4.8 | 0 | 2.1 | 1.49
2025-06-23 | 24.7 | 0 | 6.7 | 2024-06-23 | 21.8 | 0 | 3.8 | 2023-06-23 | 20.2 | 0 | 2.2 | 2022-06-23 | 16.9 | 1.1 | 0 | 2021-06-23 | 11.6 | 6.4 | 0 | 2020-06-23 | 21.4 | 0 | 3.4 | 2019-06-23 | 14.7 | 3.3 | 0 | 2018-06-23 | 17.6 | 0.4 | 0 | 2017-06-23 | 20.2 | 0 | 2.2 | 2016-06-23 | 14.9 | 3.1 | 0 | 1.43 | 1.83
2025-06-23 | 26.9 | 0 | 8.9 | 2024-06-23 | 23.4 | 0 | 5.4 | 2023-06-23 | 21 | 0 | 3 | 2022-06-23 | 18.7 | 0 | 0.7 | 2021-06-23 | 13.3 | 4.7 | 0 | 2020-06-23 | 22.1 | 0 | 4.1 | 2019-06-23 | 17.6 | 0.4 | 0 | 2018-06-23 | 18.1 | 0 | 0.1 | 2017-06-23 | 20.3 | 0 | 2.3 | 2016-06-23 | 16.9 | 1.1 | 0 | 0.62 | 2.45
2025-06-23 | 28.4 | 0 | 10.4 | 2024-06-23 | 23.6 | 0 | 5.6 | 2023-06-23 | 21.2 | 0 | 3.2 | 2022-06-23 | 20.9 | 0 | 2.9 | 2021-06-23 | 15.9 | 2.1 | 0 | 2020-06-23 | 23.4 | 0 | 5.4 | 2019-06-23 | 19.5 | 0 | 1.5 | 2018-06-23 | 17.2 | 0.8 | 0 | 2017-06-23 | 20.1 | 0 | 2.1 | 2016-06-23 | 18.7 | 0 | 0.7 | 0.29 | 3.18
2025-06-23 | 31.1 | 0 | 13.1 | 2024-06-23 | 24.2 | 0 | 6.2 | 2023-06-23 | 22.8 | 0 | 4.8 | 2022-06-23 | 23.4 | 0 | 5.4 | 2021-06-23 | 19 | 0 | 1 | 2020-06-23 | 23.7 | 0 | 5.7 | 2019-06-23 | 21.1 | 0 | 3.1 | 2018-06-23 | 16.7 | 1.3 | 0 | 2017-06-23 | 20.6 | 0 | 2.6 | 2016-06-23 | 20 | 0 | 2 | 0.13 | 4.39
2025-06-23 | 32 | 0 | 14 | 2024-06-23 | 26 | 0 | 8 | 2023-06-23 | 23.9 | 0 | 5.9 | 2022-06-23 | 25.2 | 0 | 7.2 | 2021-06-23 | 19.9 | 0 | 1.9 | 2020-06-23 | 23.7 | 0 | 5.7 | 2019-06-23 | 23 | 0 | 5 | 2018-06-23 | 16.6 | 1.4 | 0 | 2017-06-23 | 20.2 | 0 | 2.2 | 2016-06-23 | 21.9 | 0 | 3.9 | 0.14 | 5.38
2025-06-23 | 33.2 | 0 | 15.2 | 2024-06-23 | 24.4 | 0 | 6.4 | 2023-06-23 | 23.9 | 0 | 5.9 | 2022-06-23 | 26.1 | 0 | 8.1 | 2021-06-23 | 19.5 | 0 | 1.5 | 2020-06-23 | 22.9 | 0 | 4.9 | 2019-06-23 | 23.5 | 0 | 5.5 | 2018-06-23 | 16.7 | 1.3 | 0 | 2017-06-23 | 19.9 | 0 | 1.9 | 2016-06-23 | 20.8 | 0 | 2.8 | 0.13 | 5.22
2025-06-23 | 34.4 | 0 | 16.4 | 2024-06-23 | 24.1 | 0 | 6.1 | 2023-06-23 | 23.6 | 0 | 5.6 | 2022-06-23 | 27.7 | 0 | 9.7 | 2021-06-23 | 21.1 | 0 | 3.1 | 2020-06-23 | 22.4 | 0 | 4.4 | 2019-06-23 | 23.8 | 0 | 5.8 | 2018-06-23 | 17.3 | 0.7 | 0 | 2017-06-23 | 22.1 | 0 | 4.1 | 2016-06-23 | 21.5 | 0 | 3.5 | 0.07 | 5.87
2025-06-23 | 34.8 | 0 | 16.8 | 2024-06-23 | 25.7 | 0 | 7.7 | 2023-06-23 | 20.9 | 0 | 2.9 | 2022-06-23 | 27.4 | 0 | 9.4 | 2021-06-23 | 21.6 | 0 | 3.6 | 2020-06-23 | 22 | 0 | 4 | 2019-06-23 | 24.5 | 0 | 6.5 | 2018-06-23 | 17.7 | 0.3 | 0 | 2017-06-23 | 22.4 | 0 | 4.4 | 2016-06-23 | 22.1 | 0 | 4.1 | 0.03 | 5.94
2025-06-23 | 35.2 | 0 | 17.2 | 2024-06-23 | 26.1 | 0 | 8.1 | 2023-06-23 | 19.7 | 0 | 1.7 | 2022-06-23 | 27.9 | 0 | 9.9 | 2021-06-23 | 22.6 | 0 | 4.6 | 2020-06-23 | 22.3 | 0 | 4.3 | 2019-06-23 | 24.9 | 0 | 6.9 | 2018-06-23 | 17.8 | 0.2 | 0 | 2017-06-23 | 22.4 | 0 | 4.4 | 2016-06-23 | 21.6 | 0 | 3.6 | 0.02 | 6.07
2025-06-23 | 35.7 | 0 | 17.7 | 2024-06-23 | 24.6 | 0 | 6.6 | 2023-06-23 | 20 | 0 | 2 | 2022-06-23 | 28 | 0 | 10 | 2021-06-23 | 22.9 | 0 | 4.9 | 2020-06-23 | 21.8 | 0 | 3.8 | 2019-06-23 | 25.4 | 0 | 7.4 | 2018-06-23 | 18.4 | 0 | 0.4 | 2017-06-23 | 24.7 | 0 | 6.7 | 2016-06-23 | 22 | 0 | 4 | 0 | 6.35
2025-06-23 | 35.8 | 0 | 17.8 | 2024-06-23 | 24.3 | 0 | 6.3 | 2023-06-23 | 20.2 | 0 | 2.2 | 2022-06-23 | 27.2 | 0 | 9.2 | 2021-06-23 | 22.5 | 0 | 4.5 | 2020-06-23 | 21.5 | 0 | 3.5 | 2019-06-23 | 25 | 0 | 7 | 2018-06-23 | 18.8 | 0 | 0.8 | 2017-06-23 | 25 | 0 | 7 | 2016-06-23 | 22.6 | 0 | 4.6 | 0 | 6.29
2025-06-23 | 35.2 | 0 | 17.2 | 2024-06-23 | 22.8 | 0 | 4.8 | 2023-06-23 | 19.4 | 0 | 1.4 | 2022-06-23 | 26.9 | 0 | 8.9 | 2021-06-23 | 22.6 | 0 | 4.6 | 2020-06-23 | 23.9 | 0 | 5.9 | 2019-06-23 | 24.7 | 0 | 6.7 | 2018-06-23 | 19.3 | 0 | 1.3 | 2017-06-23 | 24.9 | 0 | 6.9 | 2016-06-23 | 23.2 | 0 | 5.2 | 0 | 6.29
2025-06-23 | 33.6 | 0 | 15.6 | 2024-06-23 | 22 | 0 | 4 | 2023-06-23 | 19.4 | 0 | 1.4 | 2022-06-23 | 26.1 | 0 | 8.1 | 2021-06-23 | 22.1 | 0 | 4.1 | 2020-06-23 | 25.3 | 0 | 7.3 | 2019-06-23 | 24.1 | 0 | 6.1 | 2018-06-23 | 19.2 | 0 | 1.2 | 2017-06-23 | 24.3 | 0 | 6.3 | 2016-06-23 | 23.2 | 0 | 5.2 | 0 | 5.93
2025-06-23 | 32.5 | 0 | 14.5 | 2024-06-23 | 20.9 | 0 | 2.9 | 2023-06-23 | 19.6 | 0 | 1.6 | 2022-06-23 | 24.4 | 0 | 6.4 | 2021-06-23 | 21.6 | 0 | 3.6 | 2020-06-23 | 24.4 | 0 | 6.4 | 2019-06-23 | 23.7 | 0 | 5.7 | 2018-06-23 | 18.7 | 0 | 0.7 | 2017-06-23 | 23.5 | 0 | 5.5 | 2016-06-23 | 21.3 | 0 | 3.3 | 0 | 5.06
2025-06-23 | 30.9 | 0 | 12.9 | 2024-06-23 | 20.3 | 0 | 2.3 | 2023-06-23 | 19.2 | 0 | 1.2 | 2022-06-23 | 22.6 | 0 | 4.6 | 2021-06-23 | 21.3 | 0 | 3.3 | 2020-06-23 | 23.4 | 0 | 5.4 | 2019-06-23 | 22.8 | 0 | 4.8 | 2018-06-23 | 18.1 | 0 | 0.1 | 2017-06-23 | 22.5 | 0 | 4.5 | 2016-06-23 | 19.8 | 0 | 1.8 | 0 | 4.09
2025-06-23 | 29.6 | 0 | 11.6 | 2024-06-23 | 19.7 | 0 | 1.7 | 2023-06-23 | 19.1 | 0 | 1.1 | 2022-06-23 | 20.9 | 0 | 2.9 | 2021-06-23 | 20.5 | 0 | 2.5 | 2020-06-23 | 19 | 0 | 1 | 2019-06-23 | 22.1 | 0 | 4.1 | 2018-06-23 | 17.7 | 0.3 | 0 | 2017-06-23 | 21.8 | 0 | 3.8 | 2016-06-23 | 20.2 | 0 | 2.2 | 0.03 | 3.09
2025-06-23 | 28.7 | 0 | 10.7 | 2024-06-23 | 19.2 | 0 | 1.2 | 2023-06-23 | 19.4 | 0 | 1.4 | 2022-06-23 | 20 | 0 | 2 | 2021-06-23 | 19.5 | 0 | 1.5 | 2020-06-23 | 17.9 | 0.1 | 0 | 2019-06-23 | 21.3 | 0 | 3.3 | 2018-06-23 | 17.4 | 0.6 | 0 | 2017-06-23 | 21.3 | 0 | 3.3 | 2016-06-23 | 19 | 0 | 1 | 0.07 | 2.44
2025-06-23 | 27.2 | 0 | 9.2 | 2024-06-23 | 18.6 | 0 | 0.6 | 2023-06-23 | 19.1 | 0 | 1.1 | 2022-06-23 | 18.9 | 0 | 0.9 | 2021-06-23 | 19.3 | 0 | 1.3 | 2020-06-23 | 18.1 | 0 | 0.1 | 2019-06-23 | 20.9 | 0 | 2.9 | 2018-06-23 | 17.3 | 0.7 | 0 | 2017-06-23 | 20.2 | 0 | 2.2 | 2016-06-23 | 17.7 | 0.3 | 0 | 0.1 | 1.83
2025-06-24 | 26.9 | 0 | 8.9 | 2024-06-24 | 18.5 | 0 | 0.5 | 2023-06-24 | 19.3 | 0 | 1.3 | 2022-06-24 | 18.1 | 0 | 0.1 | 2021-06-24 | 17.3 | 0.7 | 0 | 2020-06-24 | 18 | 0 | 0 | 2019-06-24 | 20.1 | 0 | 2.1 | 2018-06-24 | 17.2 | 0.8 | 0 | 2017-06-24 | 19.2 | 0 | 1.2 | 2016-06-24 | 17.2 | 0.8 | 0 | 0.23 | 1.41
2025-06-24 | 26.5 | 0 | 8.5 | 2024-06-24 | 17.7 | 0.3 | 0 | 2023-06-24 | 19.6 | 0 | 1.6 | 2022-06-24 | 16 | 2 | 0 | 2021-06-24 | 17.4 | 0.6 | 0 | 2020-06-24 | 17.5 | 0.5 | 0 | 2019-06-24 | 18.4 | 0 | 0.4 | 2018-06-24 | 17.3 | 0.7 | 0 | 2017-06-24 | 18.2 | 0 | 0.2 | 2016-06-24 | 16 | 2 | 0 | 0.61 | 1.07
2025-06-24 | 25.3 | 0 | 7.3 | 2024-06-24 | 17.5 | 0.5 | 0 | 2023-06-24 | 19.7 | 0 | 1.7 | 2022-06-24 | 15.8 | 2.2 | 0 | 2021-06-24 | 17.5 | 0.5 | 0 | 2020-06-24 | 16.9 | 1.1 | 0 | 2019-06-24 | 16.4 | 1.6 | 0 | 2018-06-24 | 17.2 | 0.8 | 0 | 2017-06-24 | 17.7 | 0.3 | 0 | 2016-06-24 | 15.2 | 2.8 | 0 | 0.98 | 0.9
2025-06-24 | 25.9 | 0 | 7.9 | 2024-06-24 | 17.4 | 0.6 | 0 | 2023-06-24 | 19.8 | 0 | 1.8 | 2022-06-24 | 15.7 | 2.3 | 0 | 2021-06-24 | 17.5 | 0.5 | 0 | 2020-06-24 | 16.4 | 1.6 | 0 | 2019-06-24 | 16.5 | 1.5 | 0 | 2018-06-24 | 17.3 | 0.7 | 0 | 2017-06-24 | 17.7 | 0.3 | 0 | 2016-06-24 | 15 | 3 | 0 | 1.05 | 0.97
2025-06-24 | 25.2 | 0 | 7.2 | 2024-06-24 | 17.5 | 0.5 | 0 | 2023-06-24 | 19.9 | 0 | 1.9 | 2022-06-24 | 14.9 | 3.1 | 0 | 2021-06-24 | 16.5 | 1.5 | 0 | 2020-06-24 | 16.2 | 1.8 | 0 | 2019-06-24 | 16.5 | 1.5 | 0 | 2018-06-24 | 17.4 | 0.6 | 0 | 2017-06-24 | 16.9 | 1.1 | 0 | 2016-06-24 | 14.4 | 3.6 | 0 | 1.37 | 0.91
2025-06-24 | 25.3 | 0 | 7.3 | 2024-06-24 | 17.6 | 0.4 | 0 | 2023-06-24 | 19.8 | 0 | 1.8 | 2022-06-24 | 14.6 | 3.4 | 0 | 2021-06-24 | 16.1 | 1.9 | 0 | 2020-06-24 | 16.1 | 1.9 | 0 | 2019-06-24 | 16.9 | 1.1 | 0 | 2018-06-24 | 17.3 | 0.7 | 0 | 2017-06-24 | 16 | 2 | 0 | 2016-06-24 | 15 | 3 | 0 | 1.44 | 0.91
2025-06-24 | 26.5 | 0 | 8.5 | 2024-06-24 | 18.6 | 0 | 0.6 | 2023-06-24 | 20 | 0 | 2 | 2022-06-24 | 17.1 | 0.9 | 0 | 2021-06-24 | 17 | 1 | 0 | 2020-06-24 | 16.2 | 1.8 | 0 | 2019-06-24 | 17.2 | 0.8 | 0 | 2018-06-24 | 17.5 | 0.5 | 0 | 2017-06-24 | 17.5 | 0.5 | 0 | 2016-06-24 | 16.1 | 1.9 | 0 | 0.74 | 1.11
2025-06-24 | 28.8 | 0 | 10.8 | 2024-06-24 | 19.2 | 0 | 1.2 | 2023-06-24 | 20.1 | 0 | 2.1 | 2022-06-24 | 19.3 | 0 | 1.3 | 2021-06-24 | 19 | 0 | 1 | 2020-06-24 | 16.6 | 1.4 | 0 | 2019-06-24 | 17.9 | 0.1 | 0 | 2018-06-24 | 17.5 | 0.5 | 0 | 2017-06-24 | 18.9 | 0 | 0.9 | 2016-06-24 | 18.4 | 0 | 0.4 | 0.2 | 1.77
2025-06-24 | 30.6 | 0 | 12.6 | 2024-06-24 | 21.1 | 0 | 3.1 | 2023-06-24 | 20.2 | 0 | 2.2 | 2022-06-24 | 21.1 | 0 | 3.1 | 2021-06-24 | 21 | 0 | 3 | 2020-06-24 | 17 | 1 | 0 | 2019-06-24 | 19.4 | 0 | 1.4 | 2018-06-24 | 17.5 | 0.5 | 0 | 2017-06-24 | 20.4 | 0 | 2.4 | 2016-06-24 | 20.9 | 0 | 2.9 | 0.15 | 3.07
2025-06-24 | 31.9 | 0 | 13.9 | 2024-06-24 | 22.9 | 0 | 4.9 | 2023-06-24 | 21 | 0 | 3 | 2022-06-24 | 23.1 | 0 | 5.1 | 2021-06-24 | 22.6 | 0 | 4.6 | 2020-06-24 | 17.8 | 0.2 | 0 | 2019-06-24 | 20.9 | 0 | 2.9 | 2018-06-24 | 17.4 | 0.6 | 0 | 2017-06-24 | 21.7 | 0 | 3.7 | 2016-06-24 | 23.7 | 0 | 5.7 | 0.08 | 4.38
2025-06-24 | 32.8 | 0 | 14.8 | 2024-06-24 | 24.5 | 0 | 6.5 | 2023-06-24 | 21.6 | 0 | 3.6 | 2022-06-24 | 24.7 | 0 | 6.7 | 2021-06-24 | 24.6 | 0 | 6.6 | 2020-06-24 | 18.6 | 0 | 0.6 | 2019-06-24 | 20 | 0 | 2 | 2018-06-24 | 17.1 | 0.9 | 0 | 2017-06-24 | 22.4 | 0 | 4.4 | 2016-06-24 | 24.5 | 0 | 6.5 | 0.09 | 5.17
2025-06-24 | 33.7 | 0 | 15.7 | 2024-06-24 | 26.6 | 0 | 8.6 | 2023-06-24 | 22.5 | 0 | 4.5 | 2022-06-24 | 25.9 | 0 | 7.9 | 2021-06-24 | 24.3 | 0 | 6.3 | 2020-06-24 | 18.4 | 0 | 0.4 | 2019-06-24 | 19.8 | 0 | 1.8 | 2018-06-24 | 17.4 | 0.6 | 0 | 2017-06-24 | 23 | 0 | 5 | 2016-06-24 | 25 | 0 | 7 | 0.06 | 5.72
2025-06-24 | 34.4 | 0 | 16.4 | 2024-06-24 | 27 | 0 | 9 | 2023-06-24 | 23.4 | 0 | 5.4 | 2022-06-24 | 26.1 | 0 | 8.1 | 2021-06-24 | 25.4 | 0 | 7.4 | 2020-06-24 | 21.2 | 0 | 3.2 | 2019-06-24 | 22.2 | 0 | 4.2 | 2018-06-24 | 17.9 | 0.1 | 0 | 2017-06-24 | 23.4 | 0 | 5.4 | 2016-06-24 | 26.2 | 0 | 8.2 | 0.01 | 6.73
2025-06-24 | 34.7 | 0 | 16.7 | 2024-06-24 | 27.6 | 0 | 9.6 | 2023-06-24 | 24 | 0 | 6 | 2022-06-24 | 27.1 | 0 | 9.1 | 2021-06-24 | 26.8 | 0 | 8.8 | 2020-06-24 | 21.1 | 0 | 3.1 | 2019-06-24 | 23.9 | 0 | 5.9 | 2018-06-24 | 18.6 | 0 | 0.6 | 2017-06-24 | 22.8 | 0 | 4.8 | 2016-06-24 | 26 | 0 | 8 | 0 | 7.26
2025-06-24 | 34 | 0 | 16 | 2024-06-24 | 27.6 | 0 | 9.6 | 2023-06-24 | 24.9 | 0 | 6.9 | 2022-06-24 | 27 | 0 | 9 | 2021-06-24 | 27.4 | 0 | 9.4 | 2020-06-24 | 20.2 | 0 | 2.2 | 2019-06-24 | 24.2 | 0 | 6.2 | 2018-06-24 | 19.2 | 0 | 1.2 | 2017-06-24 | 23.9 | 0 | 5.9 | 2016-06-24 | 26.3 | 0 | 8.3 | 0 | 7.47
2025-06-24 | 34.8 | 0 | 16.8 | 2024-06-24 | 28.1 | 0 | 10.1 | 2023-06-24 | 25.2 | 0 | 7.2 | 2022-06-24 | 27.5 | 0 | 9.5 | 2021-06-24 | 28.1 | 0 | 10.1 | 2020-06-24 | 21.9 | 0 | 3.9 | 2019-06-24 | 24.9 | 0 | 6.9 | 2018-06-24 | 19.4 | 0 | 1.4 | 2017-06-24 | 23.6 | 0 | 5.6 | 2016-06-24 | 26.6 | 0 | 8.6 | 0 | 8.01
2025-06-24 | 34.3 | 0 | 16.3 | 2024-06-24 | 27.8 | 0 | 9.8 | 2023-06-24 | 26 | 0 | 8 | 2022-06-24 | 28.2 | 0 | 10.2 | 2021-06-24 | 27.7 | 0 | 9.7 | 2020-06-24 | 23.2 | 0 | 5.2 | 2019-06-24 | 25.3 | 0 | 7.3 | 2018-06-24 | 20.1 | 0 | 2.1 | 2017-06-24 | 23.7 | 0 | 5.7 | 2016-06-24 | 27 | 0 | 9 | 0 | 8.33
2025-06-24 | 33.7 | 0 | 15.7 | 2024-06-24 | 27.5 | 0 | 9.5 | 2023-06-24 | 26.4 | 0 | 8.4 | 2022-06-24 | 28 | 0 | 10 | 2021-06-24 | 26.8 | 0 | 8.8 | 2020-06-24 | 20.9 | 0 | 2.9 | 2019-06-24 | 24.6 | 0 | 6.6 | 2018-06-24 | 20.6 | 0 | 2.6 | 2017-06-24 | 22.8 | 0 | 4.8 | 2016-06-24 | 26.7 | 0 | 8.7 | 0 | 7.8
2025-06-24 | 32.4 | 0 | 14.4 | 2024-06-24 | 26.9 | 0 | 8.9 | 2023-06-24 | 23.9 | 0 | 5.9 | 2022-06-24 | 26.6 | 0 | 8.6 | 2021-06-24 | 26.8 | 0 | 8.8 | 2020-06-24 | 20.9 | 0 | 2.9 | 2019-06-24 | 23.4 | 0 | 5.4 | 2018-06-24 | 20.4 | 0 | 2.4 | 2017-06-24 | 22.2 | 0 | 4.2 | 2016-06-24 | 26.1 | 0 | 8.1 | 0 | 6.96
2025-06-24 | 31.2 | 0 | 13.2 | 2024-06-24 | 25.6 | 0 | 7.6 | 2023-06-24 | 24.3 | 0 | 6.3 | 2022-06-24 | 25.4 | 0 | 7.4 | 2021-06-24 | 26.1 | 0 | 8.1 | 2020-06-24 | 19.7 | 0 | 1.7 | 2019-06-24 | 22.8 | 0 | 4.8 | 2018-06-24 | 20.9 | 0 | 2.9 | 2017-06-24 | 21.6 | 0 | 3.6 | 2016-06-24 | 23.4 | 0 | 5.4 | 0 | 6.1
2025-06-24 | 29.9 | 0 | 11.9 | 2024-06-24 | 24.2 | 0 | 6.2 | 2023-06-24 | 23.7 | 0 | 5.7 | 2022-06-24 | 23.7 | 0 | 5.7 | 2021-06-24 | 24.6 | 0 | 6.6 | 2020-06-24 | 19.3 | 0 | 1.3 | 2019-06-24 | 21.3 | 0 | 3.3 | 2018-06-24 | 19.1 | 0 | 1.1 | 2017-06-24 | 20.3 | 0 | 2.3 | 2016-06-24 | 20.1 | 0 | 2.1 | 0 | 4.62
2025-06-24 | 27.4 | 0 | 9.4 | 2024-06-24 | 23.1 | 0 | 5.1 | 2023-06-24 | 23.1 | 0 | 5.1 | 2022-06-24 | 22.9 | 0 | 4.9 | 2021-06-24 | 23.3 | 0 | 5.3 | 2020-06-24 | 18.4 | 0 | 0.4 | 2019-06-24 | 20.7 | 0 | 2.7 | 2018-06-24 | 17.6 | 0.4 | 0 | 2017-06-24 | 18.3 | 0 | 0.3 | 2016-06-24 | 20 | 0 | 2 | 0.04 | 3.52
2025-06-24 | 26.4 | 0 | 8.4 | 2024-06-24 | 22.6 | 0 | 4.6 | 2023-06-24 | 23.2 | 0 | 5.2 | 2022-06-24 | 21.8 | 0 | 3.8 | 2021-06-24 | 22.3 | 0 | 4.3 | 2020-06-24 | 17.5 | 0.5 | 0 | 2019-06-24 | 20.2 | 0 | 2.2 | 2018-06-24 | 16.6 | 1.4 | 0 | 2017-06-24 | 17 | 1 | 0 | 2016-06-24 | 19.7 | 0 | 1.7 | 0.29 | 3.02
2025-06-24 | 26.2 | 0 | 8.2 | 2024-06-24 | 21.6 | 0 | 3.6 | 2023-06-24 | 22.6 | 0 | 4.6 | 2022-06-24 | 20.9 | 0 | 2.9 | 2021-06-24 | 22 | 0 | 4 | 2020-06-24 | 15.8 | 2.2 | 0 | 2019-06-24 | 18.5 | 0 | 0.5 | 2018-06-24 | 15.2 | 2.8 | 0 | 2017-06-24 | 16.4 | 1.6 | 0 | 2016-06-24 | 20 | 0 | 2 | 0.66 | 2.58
2025-06-25 | 26.3 | 0 | 8.3 | 2024-06-25 | 20.8 | 0 | 2.8 | 2023-06-25 | 21.1 | 0 | 3.1 | 2022-06-25 | 20.7 | 0 | 2.7 | 2021-06-25 | 21.2 | 0 | 3.2 | 2020-06-25 | 15.6 | 2.4 | 0 | 2019-06-25 | 17.6 | 0.4 | 0 | 2018-06-25 | 15.3 | 2.7 | 0 | 2017-06-25 | 16.6 | 1.4 | 0 | 2016-06-25 | 20 | 0 | 2 | 0.69 | 2.21
2025-06-25 | 26.3 | 0 | 8.3 | 2024-06-25 | 19.4 | 0 | 1.4 | 2023-06-25 | 20.5 | 0 | 2.5 | 2022-06-25 | 20.4 | 0 | 2.4 | 2021-06-25 | 21.8 | 0 | 3.8 | 2020-06-25 | 15.9 | 2.1 | 0 | 2019-06-25 | 17.2 | 0.8 | 0 | 2018-06-25 | 14.8 | 3.2 | 0 | 2017-06-25 | 15.8 | 2.2 | 0 | 2016-06-25 | 18.9 | 0 | 0.9 | 0.83 | 1.93
2025-06-25 | 25.5 | 0 | 7.5 | 2024-06-25 | 18.5 | 0 | 0.5 | 2023-06-25 | 19.9 | 0 | 1.9 | 2022-06-25 | 20.2 | 0 | 2.2 | 2021-06-25 | 21.6 | 0 | 3.6 | 2020-06-25 | 15.2 | 2.8 | 0 | 2019-06-25 | 17.9 | 0.1 | 0 | 2018-06-25 | 14 | 4 | 0 | 2017-06-25 | 14.9 | 3.1 | 0 | 2016-06-25 | 18.2 | 0 | 0.2 | 1 | 1.59
2025-06-25 | 24.8 | 0 | 6.8 | 2024-06-25 | 18.1 | 0 | 0.1 | 2023-06-25 | 19.6 | 0 | 1.6 | 2022-06-25 | 20 | 0 | 2 | 2021-06-25 | 21.6 | 0 | 3.6 | 2020-06-25 | 13.6 | 4.4 | 0 | 2019-06-25 | 17.9 | 0.1 | 0 | 2018-06-25 | 13.9 | 4.1 | 0 | 2017-06-25 | 14.2 | 3.8 | 0 | 2016-06-25 | 17.4 | 0.6 | 0 | 1.3 | 1.41
2025-06-25 | 24.1 | 0 | 6.1 | 2024-06-25 | 18.3 | 0 | 0.3 | 2023-06-25 | 18.9 | 0 | 0.9 | 2022-06-25 | 19.8 | 0 | 1.8 | 2021-06-25 | 20.7 | 0 | 2.7 | 2020-06-25 | 12.5 | 5.5 | 0 | 2019-06-25 | 18.4 | 0 | 0.4 | 2018-06-25 | 13.3 | 4.7 | 0 | 2017-06-25 | 14 | 4 | 0 | 2016-06-25 | 16.6 | 1.4 | 0 | 1.56 | 1.22
2025-06-25 | 23.6 | 0 | 5.6 | 2024-06-25 | 18.6 | 0 | 0.6 | 2023-06-25 | 18.5 | 0 | 0.5 | 2022-06-25 | 19.4 | 0 | 1.4 | 2021-06-25 | 20.7 | 0 | 2.7 | 2020-06-25 | 11.8 | 6.2 | 0 | 2019-06-25 | 18 | 0 | 0 | 2018-06-25 | 13 | 5 | 0 | 2017-06-25 | 14.1 | 3.9 | 0 | 2016-06-25 | 16.7 | 1.3 | 0 | 1.64 | 1.08
2025-06-25 | 23.1 | 0 | 5.1 | 2024-06-25 | 19 | 0 | 1 | 2023-06-25 | 20.4 | 0 | 2.4 | 2022-06-25 | 20.7 | 0 | 2.7 | 2021-06-25 | 21.1 | 0 | 3.1 | 2020-06-25 | 15.2 | 2.8 | 0 | 2019-06-25 | 19.9 | 0 | 1.9 | 2018-06-25 | 14 | 4 | 0 | 2017-06-25 | 15.6 | 2.4 | 0 | 2016-06-25 | 18.8 | 0 | 0.8 | 0.92 | 1.7
2025-06-25 | 23.5 | 0 | 5.5 | 2024-06-25 | 20 | 0 | 2 | 2023-06-25 | 21.4 | 0 | 3.4 | 2022-06-25 | 22.2 | 0 | 4.2 | 2021-06-25 | 20.5 | 0 | 2.5 | 2020-06-25 | 17.6 | 0.4 | 0 | 2019-06-25 | 20.9 | 0 | 2.9 | 2018-06-25 | 15.6 | 2.4 | 0 | 2017-06-25 | 17.3 | 0.7 | 0 | 2016-06-25 | 20.6 | 0 | 2.6 | 0.35 | 2.31
2025-06-25 | 25 | 0 | 7 | 2024-06-25 | 21.6 | 0 | 3.6 | 2023-06-25 | 23 | 0 | 5 | 2022-06-25 | 24.2 | 0 | 6.2 | 2021-06-25 | 20.3 | 0 | 2.3 | 2020-06-25 | 19.1 | 0 | 1.1 | 2019-06-25 | 21.6 | 0 | 3.6 | 2018-06-25 | 16.8 | 1.2 | 0 | 2017-06-25 | 18.7 | 0 | 0.7 | 2016-06-25 | 23.2 | 0 | 5.2 | 0.12 | 3.47
2025-06-25 | 25.5 | 0 | 7.5 | 2024-06-25 | 23 | 0 | 5 | 2023-06-25 | 24.7 | 0 | 6.7 | 2022-06-25 | 26.3 | 0 | 8.3 | 2021-06-25 | 21.4 | 0 | 3.4 | 2020-06-25 | 19.9 | 0 | 1.9 | 2019-06-25 | 22.1 | 0 | 4.1 | 2018-06-25 | 18.2 | 0 | 0.2 | 2017-06-25 | 20.6 | 0 | 2.6 | 2016-06-25 | 25 | 0 | 7 | 0 | 4.67
2025-06-25 | 27 | 0 | 9 | 2024-06-25 | 22.7 | 0 | 4.7 | 2023-06-25 | 25.6 | 0 | 7.6 | 2022-06-25 | 26.7 | 0 | 8.7 | 2021-06-25 | 24.3 | 0 | 6.3 | 2020-06-25 | 22.2 | 0 | 4.2 | 2019-06-25 | 22.5 | 0 | 4.5 | 2018-06-25 | 19.2 | 0 | 1.2 | 2017-06-25 | 20.5 | 0 | 2.5 | 2016-06-25 | 25.4 | 0 | 7.4 | 0 | 5.61
2025-06-25 | 28.1 | 0 | 10.1 | 2024-06-25 | 23.7 | 0 | 5.7 | 2023-06-25 | 26.1 | 0 | 8.1 | 2022-06-25 | 28.4 | 0 | 10.4 | 2021-06-25 | 24.4 | 0 | 6.4 | 2020-06-25 | 23.2 | 0 | 5.2 | 2019-06-25 | 22.8 | 0 | 4.8 | 2018-06-25 | 19.8 | 0 | 1.8 | 2017-06-25 | 16.9 | 1.1 | 0 | 2016-06-25 | 25.5 | 0 | 7.5 | 0.11 | 6
2025-06-25 | 27.5 | 0 | 9.5 | 2024-06-25 | 23.1 | 0 | 5.1 | 2023-06-25 | 26.4 | 0 | 8.4 | 2022-06-25 | 28.9 | 0 | 10.9 | 2021-06-25 | 24.7 | 0 | 6.7 | 2020-06-25 | 24.4 | 0 | 6.4 | 2019-06-25 | 23.1 | 0 | 5.1 | 2018-06-25 | 20.6 | 0 | 2.6 | 2017-06-25 | 17.1 | 0.9 | 0 | 2016-06-25 | 26.2 | 0 | 8.2 | 0.09 | 6.29
2025-06-25 | 27.3 | 0 | 9.3 | 2024-06-25 | 25.2 | 0 | 7.2 | 2023-06-25 | 26.9 | 0 | 8.9 | 2022-06-25 | 30 | 0 | 12 | 2021-06-25 | 23.8 | 0 | 5.8 | 2020-06-25 | 25.2 | 0 | 7.2 | 2019-06-25 | 22.8 | 0 | 4.8 | 2018-06-25 | 21.6 | 0 | 3.6 | 2017-06-25 | 19 | 0 | 1 | 2016-06-25 | 27.2 | 0 | 9.2 | 0 | 6.9
2025-06-25 | 28.6 | 0 | 10.6 | 2024-06-25 | 24.8 | 0 | 6.8 | 2023-06-25 | 27.2 | 0 | 9.2 | 2022-06-25 | 29.6 | 0 | 11.6 | 2021-06-25 | 22 | 0 | 4 | 2020-06-25 | 25.2 | 0 | 7.2 | 2019-06-25 | 24 | 0 | 6 | 2018-06-25 | 21.9 | 0 | 3.9 | 2017-06-25 | 21 | 0 | 3 | 2016-06-25 | 28.1 | 0 | 10.1 | 0 | 7.24
2025-06-25 | 29 | 0 | 11 | 2024-06-25 | 24.5 | 0 | 6.5 | 2023-06-25 | 27.3 | 0 | 9.3 | 2022-06-25 | 29.5 | 0 | 11.5 | 2021-06-25 | 22.2 | 0 | 4.2 | 2020-06-25 | 25.5 | 0 | 7.5 | 2019-06-25 | 23.4 | 0 | 5.4 | 2018-06-25 | 22.9 | 0 | 4.9 | 2017-06-25 | 20 | 0 | 2 | 2016-06-25 | 27.6 | 0 | 9.6 | 0 | 7.19
2025-06-25 | 28.8 | 0 | 10.8 | 2024-06-25 | 26.7 | 0 | 8.7 | 2023-06-25 | 27.5 | 0 | 9.5 | 2022-06-25 | 29.4 | 0 | 11.4 | 2021-06-25 | 21 | 0 | 3 | 2020-06-25 | 26.3 | 0 | 8.3 | 2019-06-25 | 24.2 | 0 | 6.2 | 2018-06-25 | 23.1 | 0 | 5.1 | 2017-06-25 | 19.8 | 0 | 1.8 | 2016-06-25 | 27.8 | 0 | 9.8 | 0 | 7.46
2025-06-25 | 29.8 | 0 | 11.8 | 2024-06-25 | 26.1 | 0 | 8.1 | 2023-06-25 | 25.9 | 0 | 7.9 | 2022-06-25 | 28 | 0 | 10 | 2021-06-25 | 20.9 | 0 | 2.9 | 2020-06-25 | 25.1 | 0 | 7.1 | 2019-06-25 | 24.7 | 0 | 6.7 | 2018-06-25 | 21.5 | 0 | 3.5 | 2017-06-25 | 20.2 | 0 | 2.2 | 2016-06-25 | 28.4 | 0 | 10.4 | 0 | 7.06
2025-06-25 | 28.4 | 0 | 10.4 | 2024-06-25 | 25.4 | 0 | 7.4 | 2023-06-25 | 24.7 | 0 | 6.7 | 2022-06-25 | 27.1 | 0 | 9.1 | 2021-06-25 | 19.7 | 0 | 1.7 | 2020-06-25 | 24.1 | 0 | 6.1 | 2019-06-25 | 24.6 | 0 | 6.6 | 2018-06-25 | 21.1 | 0 | 3.1 | 2017-06-25 | 20.1 | 0 | 2.1 | 2016-06-25 | 26.4 | 0 | 8.4 | 0 | 6.16
2025-06-25 | 27.4 | 0 | 9.4 | 2024-06-25 | 24.7 | 0 | 6.7 | 2023-06-25 | 23.7 | 0 | 5.7 | 2022-06-25 | 26.1 | 0 | 8.1 | 2021-06-25 | 18.9 | 0 | 0.9 | 2020-06-25 | 23.9 | 0 | 5.9 | 2019-06-25 | 23.7 | 0 | 5.7 | 2018-06-25 | 20.5 | 0 | 2.5 | 2017-06-25 | 19 | 0 | 1 | 2016-06-25 | 23.7 | 0 | 5.7 | 0 | 5.16
2025-06-25 | 25.7 | 0 | 7.7 | 2024-06-25 | 23.9 | 0 | 5.9 | 2023-06-25 | 22.9 | 0 | 4.9 | 2022-06-25 | 24.6 | 0 | 6.6 | 2021-06-25 | 19.2 | 0 | 1.2 | 2020-06-25 | 21.1 | 0 | 3.1 | 2019-06-25 | 22.3 | 0 | 4.3 | 2018-06-25 | 19.5 | 0 | 1.5 | 2017-06-25 | 17.4 | 0.6 | 0 | 2016-06-25 | 22 | 0 | 4 | 0.06 | 3.92
2025-06-25 | 26.4 | 0 | 8.4 | 2024-06-25 | 23.2 | 0 | 5.2 | 2023-06-25 | 22.4 | 0 | 4.4 | 2022-06-25 | 23.8 | 0 | 5.8 | 2021-06-25 | 19.4 | 0 | 1.4 | 2020-06-25 | 20 | 0 | 2 | 2019-06-25 | 22.8 | 0 | 4.8 | 2018-06-25 | 18 | 0 | 0 | 2017-06-25 | 16.3 | 1.7 | 0 | 2016-06-25 | 21.4 | 0 | 3.4 | 0.17 | 3.54
2025-06-25 | 25 | 0 | 7 | 2024-06-25 | 22.7 | 0 | 4.7 | 2023-06-25 | 22.9 | 0 | 4.9 | 2022-06-25 | 22.9 | 0 | 4.9 | 2021-06-25 | 19.2 | 0 | 1.2 | 2020-06-25 | 19.9 | 0 | 1.9 | 2019-06-25 | 22 | 0 | 4 | 2018-06-25 | 17.1 | 0.9 | 0 | 2017-06-25 | 16.8 | 1.2 | 0 | 2016-06-25 | 20.9 | 0 | 2.9 | 0.21 | 3.15
2025-06-25 | 24.1 | 0 | 6.1 | 2024-06-25 | 22.4 | 0 | 4.4 | 2023-06-25 | 21.7 | 0 | 3.7 | 2022-06-25 | 22.3 | 0 | 4.3 | 2021-06-25 | 19.2 | 0 | 1.2 | 2020-06-25 | 19.1 | 0 | 1.1 | 2019-06-25 | 21.6 | 0 | 3.6 | 2018-06-25 | 15.5 | 2.5 | 0 | 2017-06-25 | 16.2 | 1.8 | 0 | 2016-06-25 | 20.6 | 0 | 2.6 | 0.43 | 2.7
2025-06-26 | 23.4 | 0 | 5.4 | 2024-06-26 | 22.2 | 0 | 4.2 | 2023-06-26 | 20.9 | 0 | 2.9 | 2022-06-26 | 22.2 | 0 | 4.2 | 2021-06-26 | 18.9 | 0 | 0.9 | 2020-06-26 | 19.2 | 0 | 1.2 | 2019-06-26 | 20.7 | 0 | 2.7 | 2018-06-26 | 14.3 | 3.7 | 0 | 2017-06-26 | 14.9 | 3.1 | 0 | 2016-06-26 | 20.2 | 0 | 2.2 | 0.68 | 2.37
2025-06-26 | 22.9 | 0 | 4.9 | 2024-06-26 | 22.2 | 0 | 4.2 | 2023-06-26 | 20.6 | 0 | 2.6 | 2022-06-26 | 22.1 | 0 | 4.1 | 2021-06-26 | 19.1 | 0 | 1.1 | 2020-06-26 | 18.2 | 0 | 0.2 | 2019-06-26 | 20.4 | 0 | 2.4 | 2018-06-26 | 13.3 | 4.7 | 0 | 2017-06-26 | 14.4 | 3.6 | 0 | 2016-06-26 | 20 | 0 | 2 | 0.83 | 2.15
2025-06-26 | 23.5 | 0 | 5.5 | 2024-06-26 | 21.1 | 0 | 3.1 | 2023-06-26 | 20.3 | 0 | 2.3 | 2022-06-26 | 21.3 | 0 | 3.3 | 2021-06-26 | 19.1 | 0 | 1.1 | 2020-06-26 | 18 | 0 | 0 | 2019-06-26 | 20.2 | 0 | 2.2 | 2018-06-26 | 12.8 | 5.2 | 0 | 2017-06-26 | 13.5 | 4.5 | 0 | 2016-06-26 | 19.9 | 0 | 1.9 | 0.97 | 1.94
2025-06-26 | 20.8 | 0 | 2.8 | 2024-06-26 | 20.4 | 0 | 2.4 | 2023-06-26 | 20.1 | 0 | 2.1 | 2022-06-26 | 20.7 | 0 | 2.7 | 2021-06-26 | 20.9 | 0 | 2.9 | 2020-06-26 | 17.2 | 0.8 | 0 | 2019-06-26 | 20 | 0 | 2 | 2018-06-26 | 11.8 | 6.2 | 0 | 2017-06-26 | 13.4 | 4.6 | 0 | 2016-06-26 | 19 | 0 | 1 | 1.16 | 1.59
2025-06-26 | 18.5 | 0 | 0.5 | 2024-06-26 | 19.4 | 0 | 1.4 | 2023-06-26 | 20 | 0 | 2 | 2022-06-26 | 20.2 | 0 | 2.2 | 2021-06-26 | 20.9 | 0 | 2.9 | 2020-06-26 | 16.2 | 1.8 | 0 | 2019-06-26 | 19 | 0 | 1 | 2018-06-26 | 11.7 | 6.3 | 0 | 2017-06-26 | 13.8 | 4.2 | 0 | 2016-06-26 | 18.7 | 0 | 0.7 | 1.23 | 1.07
2025-06-26 | 17.8 | 0.2 | 0 | 2024-06-26 | 18.5 | 0 | 0.5 | 2023-06-26 | 20 | 0 | 2 | 2022-06-26 | 19.8 | 0 | 1.8 | 2021-06-26 | 21.5 | 0 | 3.5 | 2020-06-26 | 15.3 | 2.7 | 0 | 2019-06-26 | 18.5 | 0 | 0.5 | 2018-06-26 | 11.5 | 6.5 | 0 | 2017-06-26 | 13.7 | 4.3 | 0 | 2016-06-26 | 18 | 0 | 0 | 1.37 | 0.83
2025-06-26 | 17.9 | 0.1 | 0 | 2024-06-26 | 21.3 | 0 | 3.3 | 2023-06-26 | 20.1 | 0 | 2.1 | 2022-06-26 | 20 | 0 | 2 | 2021-06-26 | 21.8 | 0 | 3.8 | 2020-06-26 | 18.4 | 0 | 0.4 | 2019-06-26 | 19.6 | 0 | 1.6 | 2018-06-26 | 13.8 | 4.2 | 0 | 2017-06-26 | 15 | 3 | 0 | 2016-06-26 | 19.1 | 0 | 1.1 | 0.73 | 1.43
2025-06-26 | 19.6 | 0 | 1.6 | 2024-06-26 | 23 | 0 | 5 | 2023-06-26 | 20.5 | 0 | 2.5 | 2022-06-26 | 21.7 | 0 | 3.7 | 2021-06-26 | 22 | 0 | 4 | 2020-06-26 | 21 | 0 | 3 | 2019-06-26 | 22.1 | 0 | 4.1 | 2018-06-26 | 15.8 | 2.2 | 0 | 2017-06-26 | 15.5 | 2.5 | 0 | 2016-06-26 | 21.3 | 0 | 3.3 | 0.47 | 2.72
2025-06-26 | 18.7 | 0 | 0.7 | 2024-06-26 | 25.2 | 0 | 7.2 | 2023-06-26 | 21 | 0 | 3 | 2022-06-26 | 23.7 | 0 | 5.7 | 2021-06-26 | 22.4 | 0 | 4.4 | 2020-06-26 | 24.6 | 0 | 6.6 | 2019-06-26 | 24 | 0 | 6 | 2018-06-26 | 17.6 | 0.4 | 0 | 2017-06-26 | 16.4 | 1.6 | 0 | 2016-06-26 | 24.1 | 0 | 6.1 | 0.2 | 3.97
2025-06-26 | 19.1 | 0 | 1.1 | 2024-06-26 | 26.9 | 0 | 8.9 | 2023-06-26 | 20.2 | 0 | 2.2 | 2022-06-26 | 23.2 | 0 | 5.2 | 2021-06-26 | 23.2 | 0 | 5.2 | 2020-06-26 | 25.9 | 0 | 7.9 | 2019-06-26 | 25.3 | 0 | 7.3 | 2018-06-26 | 19.8 | 0 | 1.8 | 2017-06-26 | 17.9 | 0.1 | 0 | 2016-06-26 | 25.8 | 0 | 7.8 | 0.01 | 4.74
2025-06-26 | 19.6 | 0 | 1.6 | 2024-06-26 | 27.9 | 0 | 9.9 | 2023-06-26 | 21.7 | 0 | 3.7 | 2022-06-26 | 24.5 | 0 | 6.5 | 2021-06-26 | 23.3 | 0 | 5.3 | 2020-06-26 | 26.4 | 0 | 8.4 | 2019-06-26 | 26 | 0 | 8 | 2018-06-26 | 20.7 | 0 | 2.7 | 2017-06-26 | 19.2 | 0 | 1.2 | 2016-06-26 | 27.7 | 0 | 9.7 | 0 | 5.7
2025-06-26 | 18.8 | 0 | 0.8 | 2024-06-26 | 28.5 | 0 | 10.5 | 2023-06-26 | 23.1 | 0 | 5.1 | 2022-06-26 | 26.1 | 0 | 8.1 | 2021-06-26 | 23.6 | 0 | 5.6 | 2020-06-26 | 27.9 | 0 | 9.9 | 2019-06-26 | 27 | 0 | 9 | 2018-06-26 | 22.1 | 0 | 4.1 | 2017-06-26 | 19.6 | 0 | 1.6 | 2016-06-26 | 28.8 | 0 | 10.8 | 0 | 6.55
2025-06-26 | 16.6 | 1.4 | 0 | 2024-06-26 | 27.9 | 0 | 9.9 | 2023-06-26 | 22.5 | 0 | 4.5 | 2022-06-26 | 25.1 | 0 | 7.1 | 2021-06-26 | 25 | 0 | 7 | 2020-06-26 | 28 | 0 | 10 | 2019-06-26 | 27.7 | 0 | 9.7 | 2018-06-26 | 21.5 | 0 | 3.5 | 2017-06-26 | 19.9 | 0 | 1.9 | 2016-06-26 | 30.1 | 0 | 12.1 | 0.14 | 6.57
2025-06-26 | 16.9 | 1.1 | 0 | 2024-06-26 | 27.3 | 0 | 9.3 | 2023-06-26 | 21.1 | 0 | 3.1 | 2022-06-26 | 26.1 | 0 | 8.1 | 2021-06-26 | 25.4 | 0 | 7.4 | 2020-06-26 | 29.3 | 0 | 11.3 | 2019-06-26 | 28.2 | 0 | 10.2 | 2018-06-26 | 21.8 | 0 | 3.8 | 2017-06-26 | 21.2 | 0 | 3.2 | 2016-06-26 | 32.6 | 0 | 14.6 | 0.11 | 7.1
2025-06-26 | 16.7 | 1.3 | 0 | 2024-06-26 | 26.3 | 0 | 8.3 | 2023-06-26 | 21.2 | 0 | 3.2 | 2022-06-26 | 28.6 | 0 | 10.6 | 2021-06-26 | 26.2 | 0 | 8.2 | 2020-06-26 | 29.5 | 0 | 11.5 | 2019-06-26 | 27.3 | 0 | 9.3 | 2018-06-26 | 21.8 | 0 | 3.8 | 2017-06-26 | 17.8 | 0.2 | 0 | 2016-06-26 | 31.7 | 0 | 13.7 | 0.15 | 6.86
2025-06-26 | 16.9 | 1.1 | 0 | 2024-06-26 | 21.9 | 0 | 3.9 | 2023-06-26 | 21.5 | 0 | 3.5 | 2022-06-26 | 29 | 0 | 11 | 2021-06-26 | 26.6 | 0 | 8.6 | 2020-06-26 | 29.1 | 0 | 11.1 | 2019-06-26 | 28.3 | 0 | 10.3 | 2018-06-26 | 22.6 | 0 | 4.6 | 2017-06-26 | 15.6 | 2.4 | 0 | 2016-06-26 | 30.9 | 0 | 12.9 | 0.35 | 6.59
2025-06-26 | 17.1 | 0.9 | 0 | 2024-06-26 | 19.1 | 0 | 1.1 | 2023-06-26 | 22.5 | 0 | 4.5 | 2022-06-26 | 30.7 | 0 | 12.7 | 2021-06-26 | 27.3 | 0 | 9.3 | 2020-06-26 | 29.4 | 0 | 11.4 | 2019-06-26 | 27.8 | 0 | 9.8 | 2018-06-26 | 22.8 | 0 | 4.8 | 2017-06-26 | 17.1 | 0.9 | 0 | 2016-06-26 | 30.8 | 0 | 12.8 | 0.18 | 6.64
2025-06-26 | 17.3 | 0.7 | 0 | 2024-06-26 | 19.1 | 0 | 1.1 | 2023-06-26 | 22.4 | 0 | 4.4 | 2022-06-26 | 30 | 0 | 12 | 2021-06-26 | 27 | 0 | 9 | 2020-06-26 | 27.8 | 0 | 9.8 | 2019-06-26 | 27.3 | 0 | 9.3 | 2018-06-26 | 22.8 | 0 | 4.8 | 2017-06-26 | 17.4 | 0.6 | 0 | 2016-06-26 | 30.8 | 0 | 12.8 | 0.13 | 6.32
2025-06-26 | 17.7 | 0.3 | 0 | 2024-06-26 | 19.7 | 0 | 1.7 | 2023-06-26 | 21.6 | 0 | 3.6 | 2022-06-26 | 29 | 0 | 11 | 2021-06-26 | 27.3 | 0 | 9.3 | 2020-06-26 | 28.1 | 0 | 10.1 | 2019-06-26 | 26.9 | 0 | 8.9 | 2018-06-26 | 21.5 | 0 | 3.5 | 2017-06-26 | 16.1 | 1.9 | 0 | 2016-06-26 | 29.9 | 0 | 11.9 | 0.22 | 6
2025-06-26 | 18.5 | 0 | 0.5 | 2024-06-26 | 19.2 | 0 | 1.2 | 2023-06-26 | 21.8 | 0 | 3.8 | 2022-06-26 | 27.7 | 0 | 9.7 | 2021-06-26 | 27.5 | 0 | 9.5 | 2020-06-26 | 26.5 | 0 | 8.5 | 2019-06-26 | 26.2 | 0 | 8.2 | 2018-06-26 | 20.1 | 0 | 2.1 | 2017-06-26 | 15.1 | 2.9 | 0 | 2016-06-26 | 29.6 | 0 | 11.6 | 0.29 | 5.51
2025-06-26 | 18.5 | 0 | 0.5 | 2024-06-26 | 18.9 | 0 | 0.9 | 2023-06-26 | 21.5 | 0 | 3.5 | 2022-06-26 | 25.9 | 0 | 7.9 | 2021-06-26 | 26.9 | 0 | 8.9 | 2020-06-26 | 25 | 0 | 7 | 2019-06-26 | 25.1 | 0 | 7.1 | 2018-06-26 | 19 | 0 | 1 | 2017-06-26 | 14.8 | 3.2 | 0 | 2016-06-26 | 29.3 | 0 | 11.3 | 0.32 | 4.81
2025-06-26 | 18.4 | 0 | 0.4 | 2024-06-26 | 17.6 | 0.4 | 0 | 2023-06-26 | 21 | 0 | 3 | 2022-06-26 | 24.3 | 0 | 6.3 | 2021-06-26 | 26.6 | 0 | 8.6 | 2020-06-26 | 24.2 | 0 | 6.2 | 2019-06-26 | 23.8 | 0 | 5.8 | 2018-06-26 | 18.6 | 0 | 0.6 | 2017-06-26 | 14.8 | 3.2 | 0 | 2016-06-26 | 25.4 | 0 | 7.4 | 0.36 | 3.83
2025-06-26 | 18.5 | 0 | 0.5 | 2024-06-26 | 18.5 | 0 | 0.5 | 2023-06-26 | 20.9 | 0 | 2.9 | 2022-06-26 | 23.3 | 0 | 5.3 | 2021-06-26 | 26.3 | 0 | 8.3 | 2020-06-26 | 23.8 | 0 | 5.8 | 2019-06-26 | 22.8 | 0 | 4.8 | 2018-06-26 | 18.5 | 0 | 0.5 | 2017-06-26 | 13.1 | 4.9 | 0 | 2016-06-26 | 22.8 | 0 | 4.8 | 0.49 | 3.34
2025-06-26 | 18.5 | 0 | 0.5 | 2024-06-26 | 17.8 | 0.2 | 0 | 2023-06-26 | 20 | 0 | 2 | 2022-06-26 | 20.9 | 0 | 2.9 | 2021-06-26 | 26.4 | 0 | 8.4 | 2020-06-26 | 22.9 | 0 | 4.9 | 2019-06-26 | 22.1 | 0 | 4.1 | 2018-06-26 | 18.7 | 0 | 0.7 | 2017-06-26 | 12.7 | 5.3 | 0 | 2016-06-26 | 23.5 | 0 | 5.5 | 0.55 | 2.9
2025-06-27 | 18.2 | 0 | 0.2 | 2024-06-27 | 16.6 | 1.4 | 0 | 2023-06-27 | 19.7 | 0 | 1.7 | 2022-06-27 | 20.6 | 0 | 2.6 | 2021-06-27 | 26.1 | 0 | 8.1 | 2020-06-27 | 20.5 | 0 | 2.5 | 2019-06-27 | 21.7 | 0 | 3.7 | 2018-06-27 | 18.8 | 0 | 0.8 | 2017-06-27 | 11.9 | 6.1 | 0 | 2016-06-27 | 23.1 | 0 | 5.1 | 0.75 | 2.47
2025-06-27 | 18 | 0 | 0 | 2024-06-27 | 16.1 | 1.9 | 0 | 2023-06-27 | 19.3 | 0 | 1.3 | 2022-06-27 | 19.9 | 0 | 1.9 | 2021-06-27 | 25.2 | 0 | 7.2 | 2020-06-27 | 20.8 | 0 | 2.8 | 2019-06-27 | 19.8 | 0 | 1.8 | 2018-06-27 | 18.4 | 0 | 0.4 | 2017-06-27 | 11.5 | 6.5 | 0 | 2016-06-27 | 22.9 | 0 | 4.9 | 0.84 | 2.03
2025-06-27 | 17.8 | 0.2 | 0 | 2024-06-27 | 15.5 | 2.5 | 0 | 2023-06-27 | 19 | 0 | 1 | 2022-06-27 | 19 | 0 | 1 | 2021-06-27 | 24.9 | 0 | 6.9 | 2020-06-27 | 20.3 | 0 | 2.3 | 2019-06-27 | 19.9 | 0 | 1.9 | 2018-06-27 | 18.1 | 0 | 0.1 | 2017-06-27 | 11.9 | 6.1 | 0 | 2016-06-27 | 22.6 | 0 | 4.6 | 0.88 | 1.78
2025-06-27 | 17.2 | 0.8 | 0 | 2024-06-27 | 14.8 | 3.2 | 0 | 2023-06-27 | 19.3 | 0 | 1.3 | 2022-06-27 | 17.9 | 0.1 | 0 | 2021-06-27 | 24.6 | 0 | 6.6 | 2020-06-27 | 20.3 | 0 | 2.3 | 2019-06-27 | 20.3 | 0 | 2.3 | 2018-06-27 | 18.5 | 0 | 0.5 | 2017-06-27 | 12.3 | 5.7 | 0 | 2016-06-27 | 22.5 | 0 | 4.5 | 0.98 | 1.75
2025-06-27 | 16.5 | 1.5 | 0 | 2024-06-27 | 14.3 | 3.7 | 0 | 2023-06-27 | 19.1 | 0 | 1.1 | 2022-06-27 | 17 | 1 | 0 | 2021-06-27 | 24.1 | 0 | 6.1 | 2020-06-27 | 19.4 | 0 | 1.4 | 2019-06-27 | 17.6 | 0.4 | 0 | 2018-06-27 | 17.2 | 0.8 | 0 | 2017-06-27 | 12.2 | 5.8 | 0 | 2016-06-27 | 21.9 | 0 | 3.9 | 1.32 | 1.25
2025-06-27 | 16.8 | 1.2 | 0 | 2024-06-27 | 14.1 | 3.9 | 0 | 2023-06-27 | 19.4 | 0 | 1.4 | 2022-06-27 | 15.9 | 2.1 | 0 | 2021-06-27 | 23.8 | 0 | 5.8 | 2020-06-27 | 19.2 | 0 | 1.2 | 2019-06-27 | 18.9 | 0 | 0.9 | 2018-06-27 | 16.7 | 1.3 | 0 | 2017-06-27 | 12.1 | 5.9 | 0 | 2016-06-27 | 21.6 | 0 | 3.6 | 1.44 | 1.29
2025-06-27 | 17.1 | 0.9 | 0 | 2024-06-27 | 14.8 | 3.2 | 0 | 2023-06-27 | 19.6 | 0 | 1.6 | 2022-06-27 | 16.5 | 1.5 | 0 | 2021-06-27 | 24.4 | 0 | 6.4 | 2020-06-27 | 19.9 | 0 | 1.9 | 2019-06-27 | 19.9 | 0 | 1.9 | 2018-06-27 | 17.2 | 0.8 | 0 | 2017-06-27 | 12.3 | 5.7 | 0 | 2016-06-27 | 22.8 | 0 | 4.8 | 1.21 | 1.66
2025-06-27 | 17.4 | 0.6 | 0 | 2024-06-27 | 16.1 | 1.9 | 0 | 2023-06-27 | 19.6 | 0 | 1.6 | 2022-06-27 | 17.3 | 0.7 | 0 | 2021-06-27 | 25.7 | 0 | 7.7 | 2020-06-27 | 21.7 | 0 | 3.7 | 2019-06-27 | 22 | 0 | 4 | 2018-06-27 | 18 | 0 | 0 | 2017-06-27 | 12.5 | 5.5 | 0 | 2016-06-27 | 23.8 | 0 | 5.8 | 0.87 | 2.28
2025-06-27 | 17.8 | 0.2 | 0 | 2024-06-27 | 17.1 | 0.9 | 0 | 2023-06-27 | 19.9 | 0 | 1.9 | 2022-06-27 | 18.5 | 0 | 0.5 | 2021-06-27 | 26.9 | 0 | 8.9 | 2020-06-27 | 22.7 | 0 | 4.7 | 2019-06-27 | 23.7 | 0 | 5.7 | 2018-06-27 | 18.7 | 0 | 0.7 | 2017-06-27 | 13 | 5 | 0 | 2016-06-27 | 25.2 | 0 | 7.2 | 0.61 | 2.96
2025-06-27 | 19.3 | 0 | 1.3 | 2024-06-27 | 17.9 | 0.1 | 0 | 2023-06-27 | 20.3 | 0 | 2.3 | 2022-06-27 | 19.1 | 0 | 1.1 | 2021-06-27 | 27.5 | 0 | 9.5 | 2020-06-27 | 24.2 | 0 | 6.2 | 2019-06-27 | 25.4 | 0 | 7.4 | 2018-06-27 | 18.8 | 0 | 0.8 | 2017-06-27 | 15.5 | 2.5 | 0 | 2016-06-27 | 27.2 | 0 | 9.2 | 0.26 | 3.78
2025-06-27 | 19.6 | 0 | 1.6 | 2024-06-27 | 18.9 | 0 | 0.9 | 2023-06-27 | 21.4 | 0 | 3.4 | 2022-06-27 | 19.6 | 0 | 1.6 | 2021-06-27 | 28.7 | 0 | 10.7 | 2020-06-27 | 24.6 | 0 | 6.6 | 2019-06-27 | 26.9 | 0 | 8.9 | 2018-06-27 | 19.2 | 0 | 1.2 | 2017-06-27 | 17.1 | 0.9 | 0 | 2016-06-27 | 29 | 0 | 11 | 0.09 | 4.59
2025-06-27 | 20.9 | 0 | 2.9 | 2024-06-27 | 18.5 | 0 | 0.5 | 2023-06-27 | 22 | 0 | 4 | 2022-06-27 | 19.9 | 0 | 1.9 | 2021-06-27 | 28.6 | 0 | 10.6 | 2020-06-27 | 26 | 0 | 8 | 2019-06-27 | 27.4 | 0 | 9.4 | 2018-06-27 | 19.5 | 0 | 1.5 | 2017-06-27 | 18.1 | 0 | 0.1 | 2016-06-27 | 29.8 | 0 | 11.8 | 0 | 5.07
2025-06-27 | 21.9 | 0 | 3.9 | 2024-06-27 | 20 | 0 | 2 | 2023-06-27 | 22.3 | 0 | 4.3 | 2022-06-27 | 21.2 | 0 | 3.2 | 2021-06-27 | 30.3 | 0 | 12.3 | 2020-06-27 | 28.1 | 0 | 10.1 | 2019-06-27 | 27.3 | 0 | 9.3 | 2018-06-27 | 20.9 | 0 | 2.9 | 2017-06-27 | 18 | 0 | 0 | 2016-06-27 | 30.3 | 0 | 12.3 | 0 | 6.03
2025-06-27 | 23.1 | 0 | 5.1 | 2024-06-27 | 20.5 | 0 | 2.5 | 2023-06-27 | 21 | 0 | 3 | 2022-06-27 | 20.3 | 0 | 2.3 | 2021-06-27 | 29.9 | 0 | 11.9 | 2020-06-27 | 28.9 | 0 | 10.9 | 2019-06-27 | 28 | 0 | 10 | 2018-06-27 | 21 | 0 | 3 | 2017-06-27 | 15.2 | 2.8 | 0 | 2016-06-27 | 31.4 | 0 | 13.4 | 0.28 | 6.21
2025-06-27 | 22.8 | 0 | 4.8 | 2024-06-27 | 20.8 | 0 | 2.8 | 2023-06-27 | 22.3 | 0 | 4.3 | 2022-06-27 | 20.1 | 0 | 2.1 | 2021-06-27 | 30.4 | 0 | 12.4 | 2020-06-27 | 28.1 | 0 | 10.1 | 2019-06-27 | 28 | 0 | 10 | 2018-06-27 | 21.3 | 0 | 3.3 | 2017-06-27 | 15 | 3 | 0 | 2016-06-27 | 32.1 | 0 | 14.1 | 0.3 | 6.39
2025-06-27 | 22.2 | 0 | 4.2 | 2024-06-27 | 21.3 | 0 | 3.3 | 2023-06-27 | 20.4 | 0 | 2.4 | 2022-06-27 | 19.6 | 0 | 1.6 | 2021-06-27 | 30.7 | 0 | 12.7 | 2020-06-27 | 29 | 0 | 11 | 2019-06-27 | 27.8 | 0 | 9.8 | 2018-06-27 | 21.7 | 0 | 3.7 | 2017-06-27 | 17.9 | 0.1 | 0 | 2016-06-27 | 32.5 | 0 | 14.5 | 0.01 | 6.32
2025-06-27 | 24.4 | 0 | 6.4 | 2024-06-27 | 21.6 | 0 | 3.6 | 2023-06-27 | 21.9 | 0 | 3.9 | 2022-06-27 | 18.9 | 0 | 0.9 | 2021-06-27 | 30.4 | 0 | 12.4 | 2020-06-27 | 29.3 | 0 | 11.3 | 2019-06-27 | 28.9 | 0 | 10.9 | 2018-06-27 | 21.4 | 0 | 3.4 | 2017-06-27 | 19.8 | 0 | 1.8 | 2016-06-27 | 32.2 | 0 | 14.2 | 0 | 6.88
2025-06-27 | 24.8 | 0 | 6.8 | 2024-06-27 | 21.3 | 0 | 3.3 | 2023-06-27 | 22.3 | 0 | 4.3 | 2022-06-27 | 18.3 | 0 | 0.3 | 2021-06-27 | 30.6 | 0 | 12.6 | 2020-06-27 | 28.7 | 0 | 10.7 | 2019-06-27 | 29 | 0 | 11 | 2018-06-27 | 20.6 | 0 | 2.6 | 2017-06-27 | 20.4 | 0 | 2.4 | 2016-06-27 | 32 | 0 | 14 | 0 | 6.8
2025-06-27 | 22.3 | 0 | 4.3 | 2024-06-27 | 20.2 | 0 | 2.2 | 2023-06-27 | 21.1 | 0 | 3.1 | 2022-06-27 | 18.2 | 0 | 0.2 | 2021-06-27 | 29.9 | 0 | 11.9 | 2020-06-27 | 27.8 | 0 | 9.8 | 2019-06-27 | 28.6 | 0 | 10.6 | 2018-06-27 | 20.2 | 0 | 2.2 | 2017-06-27 | 20.2 | 0 | 2.2 | 2016-06-27 | 31.4 | 0 | 13.4 | 0 | 5.99
2025-06-27 | 20.1 | 0 | 2.1 | 2024-06-27 | 19.1 | 0 | 1.1 | 2023-06-27 | 19.4 | 0 | 1.4 | 2022-06-27 | 18.1 | 0 | 0.1 | 2021-06-27 | 29.3 | 0 | 11.3 | 2020-06-27 | 26.3 | 0 | 8.3 | 2019-06-27 | 27.4 | 0 | 9.4 | 2018-06-27 | 20.4 | 0 | 2.4 | 2017-06-27 | 19 | 0 | 1 | 2016-06-27 | 26.7 | 0 | 8.7 | 0 | 4.58
2025-06-27 | 19.4 | 0 | 1.4 | 2024-06-27 | 17.5 | 0.5 | 0 | 2023-06-27 | 18.4 | 0 | 0.4 | 2022-06-27 | 17.1 | 0.9 | 0 | 2021-06-27 | 27.7 | 0 | 9.7 | 2020-06-27 | 25 | 0 | 7 | 2019-06-27 | 26.6 | 0 | 8.6 | 2018-06-27 | 20.2 | 0 | 2.2 | 2017-06-27 | 17.5 | 0.5 | 0 | 2016-06-27 | 24 | 0 | 6 | 0.19 | 3.53
2025-06-27 | 20.7 | 0 | 2.7 | 2024-06-27 | 16.3 | 1.7 | 0 | 2023-06-27 | 17.7 | 0.3 | 0 | 2022-06-27 | 16.3 | 1.7 | 0 | 2021-06-27 | 26.4 | 0 | 8.4 | 2020-06-27 | 25 | 0 | 7 | 2019-06-27 | 25.9 | 0 | 7.9 | 2018-06-27 | 20.1 | 0 | 2.1 | 2017-06-27 | 15.5 | 2.5 | 0 | 2016-06-27 | 22.8 | 0 | 4.8 | 0.62 | 3.29
2025-06-27 | 23.1 | 0 | 5.1 | 2024-06-27 | 14.7 | 3.3 | 0 | 2023-06-27 | 17.1 | 0.9 | 0 | 2022-06-27 | 14.7 | 3.3 | 0 | 2021-06-27 | 25.9 | 0 | 7.9 | 2020-06-27 | 20.7 | 0 | 2.7 | 2019-06-27 | 23.2 | 0 | 5.2 | 2018-06-27 | 19.8 | 0 | 1.8 | 2017-06-27 | 15.2 | 2.8 | 0 | 2016-06-27 | 22 | 0 | 4 | 1.03 | 2.67
2025-06-27 | 21.7 | 0 | 3.7 | 2024-06-27 | 15 | 3 | 0 | 2023-06-27 | 16.9 | 1.1 | 0 | 2022-06-27 | 13.6 | 4.4 | 0 | 2021-06-27 | 25.5 | 0 | 7.5 | 2020-06-27 | 21 | 0 | 3 | 2019-06-27 | 24.2 | 0 | 6.2 | 2018-06-27 | 19.7 | 0 | 1.7 | 2017-06-27 | 13.1 | 4.9 | 0 | 2016-06-27 | 21.4 | 0 | 3.4 | 1.34 | 2.55
2025-06-28 | 21.9 | 0 | 3.9 | 2024-06-28 | 14.7 | 3.3 | 0 | 2023-06-28 | 16.4 | 1.6 | 0 | 2022-06-28 | 12.8 | 5.2 | 0 | 2021-06-28 | 25.2 | 0 | 7.2 | 2020-06-28 | 20.7 | 0 | 2.7 | 2019-06-28 | 22.9 | 0 | 4.9 | 2018-06-28 | 19.7 | 0 | 1.7 | 2017-06-28 | 12.9 | 5.1 | 0 | 2016-06-28 | 20.8 | 0 | 2.8 | 1.52 | 2.32
2025-06-28 | 21.8 | 0 | 3.8 | 2024-06-28 | 13.9 | 4.1 | 0 | 2023-06-28 | 16 | 2 | 0 | 2022-06-28 | 12.5 | 5.5 | 0 | 2021-06-28 | 24.5 | 0 | 6.5 | 2020-06-28 | 20.1 | 0 | 2.1 | 2019-06-28 | 20.3 | 0 | 2.3 | 2018-06-28 | 19.9 | 0 | 1.9 | 2017-06-28 | 13 | 5 | 0 | 2016-06-28 | 20.3 | 0 | 2.3 | 1.66 | 1.89
2025-06-28 | 22.5 | 0 | 4.5 | 2024-06-28 | 12.6 | 5.4 | 0 | 2023-06-28 | 15.5 | 2.5 | 0 | 2022-06-28 | 11.9 | 6.1 | 0 | 2021-06-28 | 23.9 | 0 | 5.9 | 2020-06-28 | 18.8 | 0 | 0.8 | 2019-06-28 | 20.5 | 0 | 2.5 | 2018-06-28 | 20.1 | 0 | 2.1 | 2017-06-28 | 13.1 | 4.9 | 0 | 2016-06-28 | 19.3 | 0 | 1.3 | 1.89 | 1.71
2025-06-28 | 22.2 | 0 | 4.2 | 2024-06-28 | 12.2 | 5.8 | 0 | 2023-06-28 | 15.3 | 2.7 | 0 | 2022-06-28 | 11.5 | 6.5 | 0 | 2021-06-28 | 23.9 | 0 | 5.9 | 2020-06-28 | 17.9 | 0.1 | 0 | 2019-06-28 | 19.7 | 0 | 1.7 | 2018-06-28 | 19.8 | 0 | 1.8 | 2017-06-28 | 12 | 6 | 0 | 2016-06-28 | 18 | 0 | 0 | 2.11 | 1.36
2025-06-28 | 21.7 | 0 | 3.7 | 2024-06-28 | 12 | 6 | 0 | 2023-06-28 | 15 | 3 | 0 | 2022-06-28 | 11.3 | 6.7 | 0 | 2021-06-28 | 23.3 | 0 | 5.3 | 2020-06-28 | 18 | 0 | 0 | 2019-06-28 | 20.5 | 0 | 2.5 | 2018-06-28 | 20.1 | 0 | 2.1 | 2017-06-28 | 11.9 | 6.1 | 0 | 2016-06-28 | 16.3 | 1.7 | 0 | 2.35 | 1.36
2025-06-28 | 22.1 | 0 | 4.1 | 2024-06-28 | 12 | 6 | 0 | 2023-06-28 | 14.8 | 3.2 | 0 | 2022-06-28 | 11.8 | 6.2 | 0 | 2021-06-28 | 23.3 | 0 | 5.3 | 2020-06-28 | 17.5 | 0.5 | 0 | 2019-06-28 | 20 | 0 | 2 | 2018-06-28 | 19.8 | 0 | 1.8 | 2017-06-28 | 11.9 | 6.1 | 0 | 2016-06-28 | 16.2 | 1.8 | 0 | 2.38 | 1.32
2025-06-28 | 23 | 0 | 5 | 2024-06-28 | 14 | 4 | 0 | 2023-06-28 | 14.8 | 3.2 | 0 | 2022-06-28 | 13.3 | 4.7 | 0 | 2021-06-28 | 24.3 | 0 | 6.3 | 2020-06-28 | 18.4 | 0 | 0.4 | 2019-06-28 | 21.7 | 0 | 3.7 | 2018-06-28 | 20.1 | 0 | 2.1 | 2017-06-28 | 14.2 | 3.8 | 0 | 2016-06-28 | 17.3 | 0.7 | 0 | 1.64 | 1.75
2025-06-28 | 24.3 | 0 | 6.3 | 2024-06-28 | 16.6 | 1.4 | 0 | 2023-06-28 | 15.6 | 2.4 | 0 | 2022-06-28 | 14.8 | 3.2 | 0 | 2021-06-28 | 25.8 | 0 | 7.8 | 2020-06-28 | 20 | 0 | 2 | 2019-06-28 | 23.1 | 0 | 5.1 | 2018-06-28 | 21.1 | 0 | 3.1 | 2017-06-28 | 16.4 | 1.6 | 0 | 2016-06-28 | 18.2 | 0 | 0.2 | 0.86 | 2.45
2025-06-28 | 25.6 | 0 | 7.6 | 2024-06-28 | 18.1 | 0 | 0.1 | 2023-06-28 | 16.2 | 1.8 | 0 | 2022-06-28 | 16.7 | 1.3 | 0 | 2021-06-28 | 27 | 0 | 9 | 2020-06-28 | 21.6 | 0 | 3.6 | 2019-06-28 | 24.9 | 0 | 6.9 | 2018-06-28 | 21.7 | 0 | 3.7 | 2017-06-28 | 19 | 0 | 1 | 2016-06-28 | 18.5 | 0 | 0.5 | 0.31 | 3.24
2025-06-28 | 26 | 0 | 8 | 2024-06-28 | 19.2 | 0 | 1.2 | 2023-06-28 | 16.9 | 1.1 | 0 | 2022-06-28 | 19 | 0 | 1 | 2021-06-28 | 28.3 | 0 | 10.3 | 2020-06-28 | 23.2 | 0 | 5.2 | 2019-06-28 | 25.8 | 0 | 7.8 | 2018-06-28 | 22.3 | 0 | 4.3 | 2017-06-28 | 20.7 | 0 | 2.7 | 2016-06-28 | 19.4 | 0 | 1.4 | 0.11 | 4.19
2025-06-28 | 25.5 | 0 | 7.5 | 2024-06-28 | 20.1 | 0 | 2.1 | 2023-06-28 | 17.7 | 0.3 | 0 | 2022-06-28 | 20.1 | 0 | 2.1 | 2021-06-28 | 29.5 | 0 | 11.5 | 2020-06-28 | 23.9 | 0 | 5.9 | 2019-06-28 | 26.1 | 0 | 8.1 | 2018-06-28 | 23.6 | 0 | 5.6 | 2017-06-28 | 22 | 0 | 4 | 2016-06-28 | 20.5 | 0 | 2.5 | 0.03 | 4.93
2025-06-28 | 25.9 | 0 | 7.9 | 2024-06-28 | 21.2 | 0 | 3.2 | 2023-06-28 | 19.4 | 0 | 1.4 | 2022-06-28 | 21.1 | 0 | 3.1 | 2021-06-28 | 29.5 | 0 | 11.5 | 2020-06-28 | 25.1 | 0 | 7.1 | 2019-06-28 | 28.7 | 0 | 10.7 | 2018-06-28 | 24.9 | 0 | 6.9 | 2017-06-28 | 22.5 | 0 | 4.5 | 2016-06-28 | 21.5 | 0 | 3.5 | 0 | 5.98
2025-06-28 | 26 | 0 | 8 | 2024-06-28 | 20.9 | 0 | 2.9 | 2023-06-28 | 20.7 | 0 | 2.7 | 2022-06-28 | 21.2 | 0 | 3.2 | 2021-06-28 | 30.7 | 0 | 12.7 | 2020-06-28 | 27.1 | 0 | 9.1 | 2019-06-28 | 29 | 0 | 11 | 2018-06-28 | 26.6 | 0 | 8.6 | 2017-06-28 | 23.5 | 0 | 5.5 | 2016-06-28 | 20.6 | 0 | 2.6 | 0 | 6.63
2025-06-28 | 25.1 | 0 | 7.1 | 2024-06-28 | 21.3 | 0 | 3.3 | 2023-06-28 | 22.6 | 0 | 4.6 | 2022-06-28 | 21.9 | 0 | 3.9 | 2021-06-28 | 31.1 | 0 | 13.1 | 2020-06-28 | 28.3 | 0 | 10.3 | 2019-06-28 | 28.4 | 0 | 10.4 | 2018-06-28 | 27.5 | 0 | 9.5 | 2017-06-28 | 22.7 | 0 | 4.7 | 2016-06-28 | 22.3 | 0 | 4.3 | 0 | 7.12
2025-06-28 | 24.3 | 0 | 6.3 | 2024-06-28 | 21 | 0 | 3 | 2023-06-28 | 23.5 | 0 | 5.5 | 2022-06-28 | 22.6 | 0 | 4.6 | 2021-06-28 | 31.1 | 0 | 13.1 | 2020-06-28 | 28 | 0 | 10 | 2019-06-28 | 22.4 | 0 | 4.4 | 2018-06-28 | 29 | 0 | 11 | 2017-06-28 | 24 | 0 | 6 | 2016-06-28 | 21.5 | 0 | 3.5 | 0 | 6.74
2025-06-28 | 23.6 | 0 | 5.6 | 2024-06-28 | 20.4 | 0 | 2.4 | 2023-06-28 | 23.4 | 0 | 5.4 | 2022-06-28 | 23.2 | 0 | 5.2 | 2021-06-28 | 31.6 | 0 | 13.6 | 2020-06-28 | 29 | 0 | 11 | 2019-06-28 | 23.5 | 0 | 5.5 | 2018-06-28 | 28 | 0 | 10 | 2017-06-28 | 25 | 0 | 7 | 2016-06-28 | 21.6 | 0 | 3.6 | 0 | 6.93
2025-06-28 | 22.6 | 0 | 4.6 | 2024-06-28 | 20.2 | 0 | 2.2 | 2023-06-28 | 22.9 | 0 | 4.9 | 2022-06-28 | 23.9 | 0 | 5.9 | 2021-06-28 | 30.9 | 0 | 12.9 | 2020-06-28 | 28.7 | 0 | 10.7 | 2019-06-28 | 22.3 | 0 | 4.3 | 2018-06-28 | 29.4 | 0 | 11.4 | 2017-06-28 | 23.7 | 0 | 5.7 | 2016-06-28 | 20.1 | 0 | 2.1 | 0 | 6.47
2025-06-28 | 22.6 | 0 | 4.6 | 2024-06-28 | 19.9 | 0 | 1.9 | 2023-06-28 | 22.8 | 0 | 4.8 | 2022-06-28 | 23 | 0 | 5 | 2021-06-28 | 30.7 | 0 | 12.7 | 2020-06-28 | 28.3 | 0 | 10.3 | 2019-06-28 | 24.2 | 0 | 6.2 | 2018-06-28 | 28.9 | 0 | 10.9 | 2017-06-28 | 23.2 | 0 | 5.2 | 2016-06-28 | 19.4 | 0 | 1.4 | 0 | 6.3
2025-06-28 | 22.1 | 0 | 4.1 | 2024-06-28 | 19.8 | 0 | 1.8 | 2023-06-28 | 22.3 | 0 | 4.3 | 2022-06-28 | 23.1 | 0 | 5.1 | 2021-06-28 | 30.2 | 0 | 12.2 | 2020-06-28 | 27.6 | 0 | 9.6 | 2019-06-28 | 24.3 | 0 | 6.3 | 2018-06-28 | 28.6 | 0 | 10.6 | 2017-06-28 | 22.6 | 0 | 4.6 | 2016-06-28 | 19.5 | 0 | 1.5 | 0 | 6.01
2025-06-28 | 21.5 | 0 | 3.5 | 2024-06-28 | 19.5 | 0 | 1.5 | 2023-06-28 | 20.9 | 0 | 2.9 | 2022-06-28 | 21.8 | 0 | 3.8 | 2021-06-28 | 29 | 0 | 11 | 2020-06-28 | 26.1 | 0 | 8.1 | 2019-06-28 | 23.8 | 0 | 5.8 | 2018-06-28 | 27.4 | 0 | 9.4 | 2017-06-28 | 21.5 | 0 | 3.5 | 2016-06-28 | 18.2 | 0 | 0.2 | 0 | 4.97
2025-06-28 | 20.8 | 0 | 2.8 | 2024-06-28 | 18.8 | 0 | 0.8 | 2023-06-28 | 19.1 | 0 | 1.1 | 2022-06-28 | 20.6 | 0 | 2.6 | 2021-06-28 | 27.7 | 0 | 9.7 | 2020-06-28 | 24.6 | 0 | 6.6 | 2019-06-28 | 21.9 | 0 | 3.9 | 2018-06-28 | 25.9 | 0 | 7.9 | 2017-06-28 | 20.9 | 0 | 2.9 | 2016-06-28 | 17.2 | 0.8 | 0 | 0.08 | 3.83
2025-06-28 | 20.1 | 0 | 2.1 | 2024-06-28 | 18.6 | 0 | 0.6 | 2023-06-28 | 17.8 | 0.2 | 0 | 2022-06-28 | 19.4 | 0 | 1.4 | 2021-06-28 | 26.5 | 0 | 8.5 | 2020-06-28 | 23.3 | 0 | 5.3 | 2019-06-28 | 21.3 | 0 | 3.3 | 2018-06-28 | 24.2 | 0 | 6.2 | 2017-06-28 | 20.4 | 0 | 2.4 | 2016-06-28 | 17 | 1 | 0 | 0.12 | 2.98
2025-06-28 | 18.4 | 0 | 0.4 | 2024-06-28 | 18.9 | 0 | 0.9 | 2023-06-28 | 16.8 | 1.2 | 0 | 2022-06-28 | 18.7 | 0 | 0.7 | 2021-06-28 | 26.3 | 0 | 8.3 | 2020-06-28 | 22.3 | 0 | 4.3 | 2019-06-28 | 21.4 | 0 | 3.4 | 2018-06-28 | 22.9 | 0 | 4.9 | 2017-06-28 | 20.2 | 0 | 2.2 | 2016-06-28 | 16.4 | 1.6 | 0 | 0.28 | 2.51
2025-06-28 | 18.2 | 0 | 0.2 | 2024-06-28 | 18.3 | 0 | 0.3 | 2023-06-28 | 16 | 2 | 0 | 2022-06-28 | 18 | 0 | 0 | 2021-06-28 | 25.4 | 0 | 7.4 | 2020-06-28 | 21.4 | 0 | 3.4 | 2019-06-28 | 21 | 0 | 3 | 2018-06-28 | 22.6 | 0 | 4.6 | 2017-06-28 | 18.9 | 0 | 0.9 | 2016-06-28 | 15.8 | 2.2 | 0 | 0.42 | 1.98
2025-06-29 | 16.9 | 1.1 | 0 | 2024-06-29 | 18.5 | 0 | 0.5 | 2023-06-29 | 15.2 | 2.8 | 0 | 2022-06-29 | 17.2 | 0.8 | 0 | 2021-06-29 | 24.1 | 0 | 6.1 | 2020-06-29 | 20.7 | 0 | 2.7 | 2019-06-29 | 21.1 | 0 | 3.1 | 2018-06-29 | 21.2 | 0 | 3.2 | 2017-06-29 | 17 | 1 | 0 | 2016-06-29 | 15.6 | 2.4 | 0 | 0.81 | 1.56
2025-06-29 | 16.4 | 1.6 | 0 | 2024-06-29 | 18.6 | 0 | 0.6 | 2023-06-29 | 14.6 | 3.4 | 0 | 2022-06-29 | 16.5 | 1.5 | 0 | 2021-06-29 | 21.7 | 0 | 3.7 | 2020-06-29 | 19.9 | 0 | 1.9 | 2019-06-29 | 21.2 | 0 | 3.2 | 2018-06-29 | 19.9 | 0 | 1.9 | 2017-06-29 | 16.1 | 1.9 | 0 | 2016-06-29 | 15.2 | 2.8 | 0 | 1.12 | 1.13
2025-06-29 | 16.4 | 1.6 | 0 | 2024-06-29 | 18.3 | 0 | 0.3 | 2023-06-29 | 13.7 | 4.3 | 0 | 2022-06-29 | 16.4 | 1.6 | 0 | 2021-06-29 | 21.6 | 0 | 3.6 | 2020-06-29 | 19.6 | 0 | 1.6 | 2019-06-29 | 20.8 | 0 | 2.8 | 2018-06-29 | 19.9 | 0 | 1.9 | 2017-06-29 | 15.7 | 2.3 | 0 | 2016-06-29 | 14.7 | 3.3 | 0 | 1.31 | 1.02
2025-06-29 | 15.6 | 2.4 | 0 | 2024-06-29 | 18.3 | 0 | 0.3 | 2023-06-29 | 13.4 | 4.6 | 0 | 2022-06-29 | 15.5 | 2.5 | 0 | 2021-06-29 | 21.7 | 0 | 3.7 | 2020-06-29 | 19.5 | 0 | 1.5 | 2019-06-29 | 20.4 | 0 | 2.4 | 2018-06-29 | 20.1 | 0 | 2.1 | 2017-06-29 | 15.2 | 2.8 | 0 | 2016-06-29 | 15.1 | 2.9 | 0 | 1.52 | 1
2025-06-29 | 14.4 | 3.6 | 0 | 2024-06-29 | 18.6 | 0 | 0.6 | 2023-06-29 | 14 | 4 | 0 | 2022-06-29 | 15.5 | 2.5 | 0 | 2021-06-29 | 22.1 | 0 | 4.1 | 2020-06-29 | 19.1 | 0 | 1.1 | 2019-06-29 | 19.2 | 0 | 1.2 | 2018-06-29 | 20.3 | 0 | 2.3 | 2017-06-29 | 14.7 | 3.3 | 0 | 2016-06-29 | 14.6 | 3.4 | 0 | 1.68 | 0.93
2025-06-29 | 14.9 | 3.1 | 0 | 2024-06-29 | 19.1 | 0 | 1.1 | 2023-06-29 | 14.2 | 3.8 | 0 | 2022-06-29 | 15.8 | 2.2 | 0 | 2021-06-29 | 22.2 | 0 | 4.2 | 2020-06-29 | 18.9 | 0 | 0.9 | 2019-06-29 | 19.5 | 0 | 1.5 | 2018-06-29 | 19.4 | 0 | 1.4 | 2017-06-29 | 15.1 | 2.9 | 0 | 2016-06-29 | 14.4 | 3.6 | 0 | 1.56 | 0.91
2025-06-29 | 16.6 | 1.4 | 0 | 2024-06-29 | 18.5 | 0 | 0.5 | 2023-06-29 | 15.2 | 2.8 | 0 | 2022-06-29 | 17.1 | 0.9 | 0 | 2021-06-29 | 22.7 | 0 | 4.7 | 2020-06-29 | 20.2 | 0 | 2.2 | 2019-06-29 | 20.7 | 0 | 2.7 | 2018-06-29 | 21.1 | 0 | 3.1 | 2017-06-29 | 16.3 | 1.7 | 0 | 2016-06-29 | 15.5 | 2.5 | 0 | 0.93 | 1.32
2025-06-29 | 18.9 | 0 | 0.9 | 2024-06-29 | 18.6 | 0 | 0.6 | 2023-06-29 | 17.3 | 0.7 | 0 | 2022-06-29 | 18.3 | 0 | 0.3 | 2021-06-29 | 23.7 | 0 | 5.7 | 2020-06-29 | 22.4 | 0 | 4.4 | 2019-06-29 | 22.5 | 0 | 4.5 | 2018-06-29 | 23.5 | 0 | 5.5 | 2017-06-29 | 16.5 | 1.5 | 0 | 2016-06-29 | 17.4 | 0.6 | 0 | 0.28 | 2.19
2025-06-29 | 20.6 | 0 | 2.6 | 2024-06-29 | 19.1 | 0 | 1.1 | 2023-06-29 | 19.2 | 0 | 1.2 | 2022-06-29 | 18.8 | 0 | 0.8 | 2021-06-29 | 25.8 | 0 | 7.8 | 2020-06-29 | 24.9 | 0 | 6.9 | 2019-06-29 | 23.7 | 0 | 5.7 | 2018-06-29 | 25.9 | 0 | 7.9 | 2017-06-29 | 17 | 1 | 0 | 2016-06-29 | 18.9 | 0 | 0.9 | 0.1 | 3.49
2025-06-29 | 21.3 | 0 | 3.3 | 2024-06-29 | 20 | 0 | 2 | 2023-06-29 | 20.9 | 0 | 2.9 | 2022-06-29 | 17 | 1 | 0 | 2021-06-29 | 28.2 | 0 | 10.2 | 2020-06-29 | 26.6 | 0 | 8.6 | 2019-06-29 | 24.6 | 0 | 6.6 | 2018-06-29 | 28.1 | 0 | 10.1 | 2017-06-29 | 17.8 | 0.2 | 0 | 2016-06-29 | 21 | 0 | 3 | 0.12 | 4.67
2025-06-29 | 21.9 | 0 | 3.9 | 2024-06-29 | 20.8 | 0 | 2.8 | 2023-06-29 | 22.3 | 0 | 4.3 | 2022-06-29 | 16.4 | 1.6 | 0 | 2021-06-29 | 28.8 | 0 | 10.8 | 2020-06-29 | 28 | 0 | 10 | 2019-06-29 | 24.9 | 0 | 6.9 | 2018-06-29 | 28.7 | 0 | 10.7 | 2017-06-29 | 18.2 | 0 | 0.2 | 2016-06-29 | 23 | 0 | 5 | 0.16 | 5.46
2025-06-29 | 23.6 | 0 | 5.6 | 2024-06-29 | 22.6 | 0 | 4.6 | 2023-06-29 | 23.1 | 0 | 5.1 | 2022-06-29 | 18.3 | 0 | 0.3 | 2021-06-29 | 31.4 | 0 | 13.4 | 2020-06-29 | 30.1 | 0 | 12.1 | 2019-06-29 | 25.3 | 0 | 7.3 | 2018-06-29 | 29.8 | 0 | 11.8 | 2017-06-29 | 18.4 | 0 | 0.4 | 2016-06-29 | 22.6 | 0 | 4.6 | 0 | 6.52
2025-06-29 | 24.6 | 0 | 6.6 | 2024-06-29 | 22.7 | 0 | 4.7 | 2023-06-29 | 23.7 | 0 | 5.7 | 2022-06-29 | 20.2 | 0 | 2.2 | 2021-06-29 | 30.4 | 0 | 12.4 | 2020-06-29 | 29.5 | 0 | 11.5 | 2019-06-29 | 26.8 | 0 | 8.8 | 2018-06-29 | 30.5 | 0 | 12.5 | 2017-06-29 | 19.5 | 0 | 1.5 | 2016-06-29 | 24.2 | 0 | 6.2 | 0 | 7.21
2025-06-29 | 25.4 | 0 | 7.4 | 2024-06-29 | 22.7 | 0 | 4.7 | 2023-06-29 | 24.2 | 0 | 6.2 | 2022-06-29 | 22.4 | 0 | 4.4 | 2021-06-29 | 30 | 0 | 12 | 2020-06-29 | 29.5 | 0 | 11.5 | 2019-06-29 | 27.7 | 0 | 9.7 | 2018-06-29 | 30.1 | 0 | 12.1 | 2017-06-29 | 21.6 | 0 | 3.6 | 2016-06-29 | 25.3 | 0 | 7.3 | 0 | 7.89
2025-06-29 | 25.9 | 0 | 7.9 | 2024-06-29 | 24.1 | 0 | 6.1 | 2023-06-29 | 24.7 | 0 | 6.7 | 2022-06-29 | 20.4 | 0 | 2.4 | 2021-06-29 | 24 | 0 | 6 | 2020-06-29 | 30.4 | 0 | 12.4 | 2019-06-29 | 28.4 | 0 | 10.4 | 2018-06-29 | 30.5 | 0 | 12.5 | 2017-06-29 | 21.1 | 0 | 3.1 | 2016-06-29 | 25.1 | 0 | 7.1 | 0 | 7.46
2025-06-29 | 26.6 | 0 | 8.6 | 2024-06-29 | 25.8 | 0 | 7.8 | 2023-06-29 | 25.1 | 0 | 7.1 | 2022-06-29 | 20.8 | 0 | 2.8 | 2021-06-29 | 24.5 | 0 | 6.5 | 2020-06-29 | 31.2 | 0 | 13.2 | 2019-06-29 | 28.5 | 0 | 10.5 | 2018-06-29 | 31 | 0 | 13 | 2017-06-29 | 25.3 | 0 | 7.3 | 2016-06-29 | 26 | 0 | 8 | 0 | 8.48
2025-06-29 | 26.1 | 0 | 8.1 | 2024-06-29 | 27.1 | 0 | 9.1 | 2023-06-29 | 25.4 | 0 | 7.4 | 2022-06-29 | 22.2 | 0 | 4.2 | 2021-06-29 | 25.1 | 0 | 7.1 | 2020-06-29 | 30.3 | 0 | 12.3 | 2019-06-29 | 28.4 | 0 | 10.4 | 2018-06-29 | 30.5 | 0 | 12.5 | 2017-06-29 | 27.6 | 0 | 9.6 | 2016-06-29 | 25.6 | 0 | 7.6 | 0 | 8.83
2025-06-29 | 24.5 | 0 | 6.5 | 2024-06-29 | 26.5 | 0 | 8.5 | 2023-06-29 | 24.9 | 0 | 6.9 | 2022-06-29 | 23.7 | 0 | 5.7 | 2021-06-29 | 25.2 | 0 | 7.2 | 2020-06-29 | 31 | 0 | 13 | 2019-06-29 | 27.5 | 0 | 9.5 | 2018-06-29 | 30.6 | 0 | 12.6 | 2017-06-29 | 27 | 0 | 9 | 2016-06-29 | 26.1 | 0 | 8.1 | 0 | 8.7
2025-06-29 | 24.5 | 0 | 6.5 | 2024-06-29 | 26.8 | 0 | 8.8 | 2023-06-29 | 23.7 | 0 | 5.7 | 2022-06-29 | 23.9 | 0 | 5.9 | 2021-06-29 | 22.5 | 0 | 4.5 | 2020-06-29 | 30 | 0 | 12 | 2019-06-29 | 27.5 | 0 | 9.5 | 2018-06-29 | 30.5 | 0 | 12.5 | 2017-06-29 | 26.1 | 0 | 8.1 | 2016-06-29 | 25.7 | 0 | 7.7 | 0 | 8.12
2025-06-29 | 24.3 | 0 | 6.3 | 2024-06-29 | 27.1 | 0 | 9.1 | 2023-06-29 | 22.2 | 0 | 4.2 | 2022-06-29 | 22 | 0 | 4 | 2021-06-29 | 23.2 | 0 | 5.2 | 2020-06-29 | 28.5 | 0 | 10.5 | 2019-06-29 | 26.2 | 0 | 8.2 | 2018-06-29 | 29.6 | 0 | 11.6 | 2017-06-29 | 26.2 | 0 | 8.2 | 2016-06-29 | 23.7 | 0 | 5.7 | 0 | 7.3
2025-06-29 | 23.8 | 0 | 5.8 | 2024-06-29 | 25.3 | 0 | 7.3 | 2023-06-29 | 21.1 | 0 | 3.1 | 2022-06-29 | 20.7 | 0 | 2.7 | 2021-06-29 | 22.5 | 0 | 4.5 | 2020-06-29 | 26.9 | 0 | 8.9 | 2019-06-29 | 25 | 0 | 7 | 2018-06-29 | 28.1 | 0 | 10.1 | 2017-06-29 | 25.4 | 0 | 7.4 | 2016-06-29 | 22 | 0 | 4 | 0 | 6.08
2025-06-29 | 22.6 | 0 | 4.6 | 2024-06-29 | 25.2 | 0 | 7.2 | 2023-06-29 | 20 | 0 | 2 | 2022-06-29 | 19.1 | 0 | 1.1 | 2021-06-29 | 21.6 | 0 | 3.6 | 2020-06-29 | 25.5 | 0 | 7.5 | 2019-06-29 | 22.6 | 0 | 4.6 | 2018-06-29 | 26.8 | 0 | 8.8 | 2017-06-29 | 24.6 | 0 | 6.6 | 2016-06-29 | 20.3 | 0 | 2.3 | 0 | 4.83
2025-06-29 | 21.4 | 0 | 3.4 | 2024-06-29 | 24.8 | 0 | 6.8 | 2023-06-29 | 19.8 | 0 | 1.8 | 2022-06-29 | 17.9 | 0.1 | 0 | 2021-06-29 | 21.1 | 0 | 3.1 | 2020-06-29 | 24.2 | 0 | 6.2 | 2019-06-29 | 20.9 | 0 | 2.9 | 2018-06-29 | 26.1 | 0 | 8.1 | 2017-06-29 | 24 | 0 | 6 | 2016-06-29 | 19.1 | 0 | 1.1 | 0.01 | 3.94
2025-06-29 | 20.7 | 0 | 2.7 | 2024-06-29 | 23.3 | 0 | 5.3 | 2023-06-29 | 20.2 | 0 | 2.2 | 2022-06-29 | 17.3 | 0.7 | 0 | 2021-06-29 | 21.7 | 0 | 3.7 | 2020-06-29 | 23 | 0 | 5 | 2019-06-29 | 19.9 | 0 | 1.9 | 2018-06-29 | 25.4 | 0 | 7.4 | 2017-06-29 | 23.1 | 0 | 5.1 | 2016-06-29 | 18.1 | 0 | 0.1 | 0.07 | 3.34
2025-06-30 | 20.7 | 0 | 2.7 | 2024-06-30 | 22.3 | 0 | 4.3 | 2023-06-30 | 20.3 | 0 | 2.3 | 2022-06-30 | 17.1 | 0.9 | 0 | 2021-06-30 | 21.9 | 0 | 3.9 | 2020-06-30 | 21.9 | 0 | 3.9 | 2019-06-30 | 18.9 | 0 | 0.9 | 2018-06-30 | 24.5 | 0 | 6.5 | 2017-06-30 | 22.1 | 0 | 4.1 | 2016-06-30 | 16.6 | 1.4 | 0 | 0.23 | 2.86
2025-06-30 | 20.3 | 0 | 2.3 | 2024-06-30 | 22.1 | 0 | 4.1 | 2023-06-30 | 20.1 | 0 | 2.1 | 2022-06-30 | 16.2 | 1.8 | 0 | 2021-06-30 | 22.1 | 0 | 4.1 | 2020-06-30 | 21.2 | 0 | 3.2 | 2019-06-30 | 18.4 | 0 | 0.4 | 2018-06-30 | 24 | 0 | 6 | 2017-06-30 | 20.7 | 0 | 2.7 | 2016-06-30 | 16.4 | 1.6 | 0 | 0.34 | 2.49
2025-06-30 | 20.1 | 0 | 2.1 | 2024-06-30 | 21.5 | 0 | 3.5 | 2023-06-30 | 19.8 | 0 | 1.8 | 2022-06-30 | 14 | 4 | 0 | 2021-06-30 | 21.8 | 0 | 3.8 | 2020-06-30 | 20.5 | 0 | 2.5 | 2019-06-30 | 20 | 0 | 2 | 2018-06-30 | 23.7 | 0 | 5.7 | 2017-06-30 | 20.7 | 0 | 2.7 | 2016-06-30 | 15.2 | 2.8 | 0 | 0.68 | 2.41
2025-06-30 | 19.1 | 0 | 1.1 | 2024-06-30 | 21.3 | 0 | 3.3 | 2023-06-30 | 19.9 | 0 | 1.9 | 2022-06-30 | 15.4 | 2.6 | 0 | 2021-06-30 | 21.9 | 0 | 3.9 | 2020-06-30 | 20.3 | 0 | 2.3 | 2019-06-30 | 18.8 | 0 | 0.8 | 2018-06-30 | 22.4 | 0 | 4.4 | 2017-06-30 | 20.7 | 0 | 2.7 | 2016-06-30 | 14.7 | 3.3 | 0 | 0.59 | 2.04
2025-06-30 | 18.6 | 0 | 0.6 | 2024-06-30 | 19.6 | 0 | 1.6 | 2023-06-30 | 19.7 | 0 | 1.7 | 2022-06-30 | 15 | 3 | 0 | 2021-06-30 | 21.9 | 0 | 3.9 | 2020-06-30 | 19.8 | 0 | 1.8 | 2019-06-30 | 18.1 | 0 | 0.1 | 2018-06-30 | 22.2 | 0 | 4.2 | 2017-06-30 | 20.5 | 0 | 2.5 | 2016-06-30 | 12.8 | 5.2 | 0 | 0.82 | 1.64
2025-06-30 | 18.6 | 0 | 0.6 | 2024-06-30 | 19 | 0 | 1 | 2023-06-30 | 18.9 | 0 | 0.9 | 2022-06-30 | 15.4 | 2.6 | 0 | 2021-06-30 | 21.8 | 0 | 3.8 | 2020-06-30 | 19.8 | 0 | 1.8 | 2019-06-30 | 17.9 | 0.1 | 0 | 2018-06-30 | 23.2 | 0 | 5.2 | 2017-06-30 | 20.4 | 0 | 2.4 | 2016-06-30 | 13.1 | 4.9 | 0 | 0.76 | 1.57
2025-06-30 | 20.3 | 0 | 2.3 | 2024-06-30 | 17.8 | 0.2 | 0 | 2023-06-30 | 19.2 | 0 | 1.2 | 2022-06-30 | 17.1 | 0.9 | 0 | 2021-06-30 | 22.3 | 0 | 4.3 | 2020-06-30 | 21.2 | 0 | 3.2 | 2019-06-30 | 18.2 | 0 | 0.2 | 2018-06-30 | 23.6 | 0 | 5.6 | 2017-06-30 | 20.3 | 0 | 2.3 | 2016-06-30 | 15 | 3 | 0 | 0.41 | 1.91
2025-06-30 | 21.9 | 0 | 3.9 | 2024-06-30 | 18.2 | 0 | 0.2 | 2023-06-30 | 20.1 | 0 | 2.1 | 2022-06-30 | 17.7 | 0.3 | 0 | 2021-06-30 | 23.1 | 0 | 5.1 | 2020-06-30 | 22.6 | 0 | 4.6 | 2019-06-30 | 19 | 0 | 1 | 2018-06-30 | 24.1 | 0 | 6.1 | 2017-06-30 | 20.8 | 0 | 2.8 | 2016-06-30 | 17.7 | 0.3 | 0 | 0.06 | 2.58
2025-06-30 | 23.4 | 0 | 5.4 | 2024-06-30 | 16.7 | 1.3 | 0 | 2023-06-30 | 21.4 | 0 | 3.4 | 2022-06-30 | 19.4 | 0 | 1.4 | 2021-06-30 | 23.9 | 0 | 5.9 | 2020-06-30 | 24.1 | 0 | 6.1 | 2019-06-30 | 19.5 | 0 | 1.5 | 2018-06-30 | 25.5 | 0 | 7.5 | 2017-06-30 | 20.9 | 0 | 2.9 | 2016-06-30 | 20.5 | 0 | 2.5 | 0.13 | 3.66
2025-06-30 | 24.9 | 0 | 6.9 | 2024-06-30 | 16.1 | 1.9 | 0 | 2023-06-30 | 21.8 | 0 | 3.8 | 2022-06-30 | 20.6 | 0 | 2.6 | 2021-06-30 | 24.5 | 0 | 6.5 | 2020-06-30 | 24.5 | 0 | 6.5 | 2019-06-30 | 20 | 0 | 2 | 2018-06-30 | 28 | 0 | 10 | 2017-06-30 | 21.4 | 0 | 3.4 | 2016-06-30 | 22.9 | 0 | 4.9 | 0.19 | 4.66
2025-06-30 | 25.8 | 0 | 7.8 | 2024-06-30 | 16.8 | 1.2 | 0 | 2023-06-30 | 21.9 | 0 | 3.9 | 2022-06-30 | 21 | 0 | 3 | 2021-06-30 | 25.6 | 0 | 7.6 | 2020-06-30 | 25.6 | 0 | 7.6 | 2019-06-30 | 21.1 | 0 | 3.1 | 2018-06-30 | 30.2 | 0 | 12.2 | 2017-06-30 | 22.4 | 0 | 4.4 | 2016-06-30 | 24 | 0 | 6 | 0.12 | 5.56
2025-06-30 | 25.8 | 0 | 7.8 | 2024-06-30 | 17.5 | 0.5 | 0 | 2023-06-30 | 22.5 | 0 | 4.5 | 2022-06-30 | 21.7 | 0 | 3.7 | 2021-06-30 | 26.1 | 0 | 8.1 | 2020-06-30 | 25.6 | 0 | 7.6 | 2019-06-30 | 21.4 | 0 | 3.4 | 2018-06-30 | 31.7 | 0 | 13.7 | 2017-06-30 | 23.3 | 0 | 5.3 | 2016-06-30 | 25 | 0 | 7 | 0.05 | 6.11
2025-06-30 | 25.3 | 0 | 7.3 | 2024-06-30 | 18.9 | 0 | 0.9 | 2023-06-30 | 22.5 | 0 | 4.5 | 2022-06-30 | 23.8 | 0 | 5.8 | 2021-06-30 | 27.1 | 0 | 9.1 | 2020-06-30 | 25.3 | 0 | 7.3 | 2019-06-30 | 21.7 | 0 | 3.7 | 2018-06-30 | 32.7 | 0 | 14.7 | 2017-06-30 | 24 | 0 | 6 | 2016-06-30 | 25.5 | 0 | 7.5 | 0 | 6.68
2025-06-30 | 23.2 | 0 | 5.2 | 2024-06-30 | 19.5 | 0 | 1.5 | 2023-06-30 | 24.4 | 0 | 6.4 | 2022-06-30 | 25.1 | 0 | 7.1 | 2021-06-30 | 27.6 | 0 | 9.6 | 2020-06-30 | 25.9 | 0 | 7.9 | 2019-06-30 | 22.5 | 0 | 4.5 | 2018-06-30 | 34 | 0 | 16 | 2017-06-30 | 26.4 | 0 | 8.4 | 2016-06-30 | 25.2 | 0 | 7.2 | 0 | 7.38
2025-06-30 | 21.1 | 0 | 3.1 | 2024-06-30 | 16.3 | 1.7 | 0 | 2023-06-30 | 24.6 | 0 | 6.6 | 2022-06-30 | 25.7 | 0 | 7.7 | 2021-06-30 | 27.3 | 0 | 9.3 | 2020-06-30 | 25.8 | 0 | 7.8 | 2019-06-30 | 22.9 | 0 | 4.9 | 2018-06-30 | 34.4 | 0 | 16.4 | 2017-06-30 | 26.8 | 0 | 8.8 | 2016-06-30 | 26.5 | 0 | 8.5 | 0.17 | 7.31
2025-06-30 | 22.4 | 0 | 4.4 | 2024-06-30 | 17.2 | 0.8 | 0 | 2023-06-30 | 25.2 | 0 | 7.2 | 2022-06-30 | 25.5 | 0 | 7.5 | 2021-06-30 | 27.5 | 0 | 9.5 | 2020-06-30 | 26.5 | 0 | 8.5 | 2019-06-30 | 23.2 | 0 | 5.2 | 2018-06-30 | 34.8 | 0 | 16.8 | 2017-06-30 | 27.9 | 0 | 9.9 | 2016-06-30 | 26.8 | 0 | 8.8 | 0.08 | 7.78
2025-06-30 | 21.8 | 0 | 3.8 | 2024-06-30 | 16.5 | 1.5 | 0 | 2023-06-30 | 25 | 0 | 7 | 2022-06-30 | 25.5 | 0 | 7.5 | 2021-06-30 | 25.9 | 0 | 7.9 | 2020-06-30 | 25.9 | 0 | 7.9 | 2019-06-30 | 23.2 | 0 | 5.2 | 2018-06-30 | 34.7 | 0 | 16.7 | 2017-06-30 | 27.7 | 0 | 9.7 | 2016-06-30 | 25.5 | 0 | 7.5 | 0.15 | 7.32
2025-06-30 | 21.1 | 0 | 3.1 | 2024-06-30 | 16.3 | 1.7 | 0 | 2023-06-30 | 24.9 | 0 | 6.9 | 2022-06-30 | 25.1 | 0 | 7.1 | 2021-06-30 | 25.9 | 0 | 7.9 | 2020-06-30 | 26.5 | 0 | 8.5 | 2019-06-30 | 23.3 | 0 | 5.3 | 2018-06-30 | 33.2 | 0 | 15.2 | 2017-06-30 | 26.8 | 0 | 8.8 | 2016-06-30 | 25.8 | 0 | 7.8 | 0.17 | 7.06
2025-06-30 | 21.9 | 0 | 3.9 | 2024-06-30 | 16.4 | 1.6 | 0 | 2023-06-30 | 24.3 | 0 | 6.3 | 2022-06-30 | 25.3 | 0 | 7.3 | 2021-06-30 | 25.1 | 0 | 7.1 | 2020-06-30 | 25.3 | 0 | 7.3 | 2019-06-30 | 22.8 | 0 | 4.8 | 2018-06-30 | 32 | 0 | 14 | 2017-06-30 | 26.4 | 0 | 8.4 | 2016-06-30 | 25.7 | 0 | 7.7 | 0.16 | 6.68
2025-06-30 | 21.6 | 0 | 3.6 | 2024-06-30 | 16.5 | 1.5 | 0 | 2023-06-30 | 23.4 | 0 | 5.4 | 2022-06-30 | 26.1 | 0 | 8.1 | 2021-06-30 | 23.4 | 0 | 5.4 | 2020-06-30 | 24 | 0 | 6 | 2019-06-30 | 22 | 0 | 4 | 2018-06-30 | 30.8 | 0 | 12.8 | 2017-06-30 | 26.4 | 0 | 8.4 | 2016-06-30 | 25.2 | 0 | 7.2 | 0.15 | 6.09
2025-06-30 | 21.3 | 0 | 3.3 | 2024-06-30 | 16.2 | 1.8 | 0 | 2023-06-30 | 21.7 | 0 | 3.7 | 2022-06-30 | 26.3 | 0 | 8.3 | 2021-06-30 | 22.9 | 0 | 4.9 | 2020-06-30 | 23.1 | 0 | 5.1 | 2019-06-30 | 20.9 | 0 | 2.9 | 2018-06-30 | 29.4 | 0 | 11.4 | 2017-06-30 | 25.6 | 0 | 7.6 | 2016-06-30 | 24.4 | 0 | 6.4 | 0.18 | 5.36
2025-06-30 | 21.4 | 0 | 3.4 | 2024-06-30 | 16.1 | 1.9 | 0 | 2023-06-30 | 20.9 | 0 | 2.9 | 2022-06-30 | 24.9 | 0 | 6.9 | 2021-06-30 | 22.2 | 0 | 4.2 | 2020-06-30 | 22.6 | 0 | 4.6 | 2019-06-30 | 20.2 | 0 | 2.2 | 2018-06-30 | 28.4 | 0 | 10.4 | 2017-06-30 | 24.6 | 0 | 6.6 | 2016-06-30 | 23 | 0 | 5 | 0.19 | 4.62
2025-06-30 | 21.3 | 0 | 3.3 | 2024-06-30 | 15.9 | 2.1 | 0 | 2023-06-30 | 21 | 0 | 3 | 2022-06-30 | 24.6 | 0 | 6.6 | 2021-06-30 | 21 | 0 | 3 | 2020-06-30 | 21.9 | 0 | 3.9 | 2019-06-30 | 18.8 | 0 | 0.8 | 2018-06-30 | 27.1 | 0 | 9.1 | 2017-06-30 | 24.1 | 0 | 6.1 | 2016-06-30 | 21.7 | 0 | 3.7 | 0.21 | 3.95
2025-06-30 | 20.9 | 0 | 2.9 | 2024-06-30 | 14.8 | 3.2 | 0 | 2023-06-30 | 20.7 | 0 | 2.7 | 2022-06-30 | 23.6 | 0 | 5.6 | 2021-06-30 | 21 | 0 | 3 | 2020-06-30 | 21.6 | 0 | 3.6 | 2019-06-30 | 17.7 | 0.3 | 0 | 2018-06-30 | 27.1 | 0 | 9.1 | 2017-06-30 | 22.8 | 0 | 4.8 | 2016-06-30 | 20.5 | 0 | 2.5 | 0.35 | 3.42
2025-07-01 | 21.7 | 0 | 3.7 | 2024-07-01 | 13.8 | 4.2 | 0 | 2023-07-01 | 20.6 | 0 | 2.6 | 2022-07-01 | 23.3 | 0 | 5.3 | 2021-07-01 | 20.8 | 0 | 2.8 | 2020-07-01 | 21.4 | 0 | 3.4 | 2019-07-01 | 16.6 | 1.4 | 0 | 2018-07-01 | 26.3 | 0 | 8.3 | 2017-07-01 | 22.2 | 0 | 4.2 | 2016-07-01 | 19.6 | 0 | 1.6 | 0.56 | 3.19
2025-07-01 | 21.3 | 0 | 3.3 | 2024-07-01 | 13 | 5 | 0 | 2023-07-01 | 19.9 | 0 | 1.9 | 2022-07-01 | 23.2 | 0 | 5.2 | 2021-07-01 | 18.9 | 0 | 0.9 | 2020-07-01 | 21.1 | 0 | 3.1 | 2019-07-01 | 15.7 | 2.3 | 0 | 2018-07-01 | 25.7 | 0 | 7.7 | 2017-07-01 | 20.4 | 0 | 2.4 | 2016-07-01 | 18.8 | 0 | 0.8 | 0.73 | 2.53
2025-07-01 | 21.1 | 0 | 3.1 | 2024-07-01 | 12.1 | 5.9 | 0 | 2023-07-01 | 19.7 | 0 | 1.7 | 2022-07-01 | 23.1 | 0 | 5.1 | 2021-07-01 | 19.2 | 0 | 1.2 | 2020-07-01 | 21.2 | 0 | 3.2 | 2019-07-01 | 14.9 | 3.1 | 0 | 2018-07-01 | 25.7 | 0 | 7.7 | 2017-07-01 | 19.8 | 0 | 1.8 | 2016-07-01 | 17.6 | 0.4 | 0 | 0.94 | 2.38
2025-07-01 | 21.1 | 0 | 3.1 | 2024-07-01 | 11.1 | 6.9 | 0 | 2023-07-01 | 18.5 | 0 | 0.5 | 2022-07-01 | 22.6 | 0 | 4.6 | 2021-07-01 | 19.3 | 0 | 1.3 | 2020-07-01 | 20.1 | 0 | 2.1 | 2019-07-01 | 14.8 | 3.2 | 0 | 2018-07-01 | 25.5 | 0 | 7.5 | 2017-07-01 | 20.9 | 0 | 2.9 | 2016-07-01 | 17.2 | 0.8 | 0 | 1.09 | 2.2
2025-07-01 | 21.5 | 0 | 3.5 | 2024-07-01 | 11.7 | 6.3 | 0 | 2023-07-01 | 19.8 | 0 | 1.8 | 2022-07-01 | 22.5 | 0 | 4.5 | 2021-07-01 | 19.2 | 0 | 1.2 | 2020-07-01 | 20.2 | 0 | 2.2 | 2019-07-01 | 14.4 | 3.6 | 0 | 2018-07-01 | 24.4 | 0 | 6.4 | 2017-07-01 | 20.3 | 0 | 2.3 | 2016-07-01 | 17.9 | 0.1 | 0 | 1 | 2.19
2025-07-01 | 21.2 | 0 | 3.2 | 2024-07-01 | 11.5 | 6.5 | 0 | 2023-07-01 | 19.6 | 0 | 1.6 | 2022-07-01 | 21.8 | 0 | 3.8 | 2021-07-01 | 18.7 | 0 | 0.7 | 2020-07-01 | 19.4 | 0 | 1.4 | 2019-07-01 | 14.6 | 3.4 | 0 | 2018-07-01 | 24 | 0 | 6 | 2017-07-01 | 19.9 | 0 | 1.9 | 2016-07-01 | 17.9 | 0.1 | 0 | 1 | 1.86
2025-07-01 | 22.2 | 0 | 4.2 | 2024-07-01 | 12.6 | 5.4 | 0 | 2023-07-01 | 20.8 | 0 | 2.8 | 2022-07-01 | 21.9 | 0 | 3.9 | 2021-07-01 | 18.5 | 0 | 0.5 | 2020-07-01 | 20.7 | 0 | 2.7 | 2019-07-01 | 16.1 | 1.9 | 0 | 2018-07-01 | 24.5 | 0 | 6.5 | 2017-07-01 | 20 | 0 | 2 | 2016-07-01 | 18.2 | 0 | 0.2 | 0.73 | 2.28
2025-07-01 | 23.9 | 0 | 5.9 | 2024-07-01 | 15.2 | 2.8 | 0 | 2023-07-01 | 21.4 | 0 | 3.4 | 2022-07-01 | 22.9 | 0 | 4.9 | 2021-07-01 | 19.2 | 0 | 1.2 | 2020-07-01 | 22.5 | 0 | 4.5 | 2019-07-01 | 18.3 | 0 | 0.3 | 2018-07-01 | 25.9 | 0 | 7.9 | 2017-07-01 | 20.2 | 0 | 2.2 | 2016-07-01 | 18.5 | 0 | 0.5 | 0.28 | 3.08
2025-07-01 | 25.2 | 0 | 7.2 | 2024-07-01 | 17.4 | 0.6 | 0 | 2023-07-01 | 23.2 | 0 | 5.2 | 2022-07-01 | 23.9 | 0 | 5.9 | 2021-07-01 | 20.1 | 0 | 2.1 | 2020-07-01 | 24.6 | 0 | 6.6 | 2019-07-01 | 20.5 | 0 | 2.5 | 2018-07-01 | 27.9 | 0 | 9.9 | 2017-07-01 | 21.1 | 0 | 3.1 | 2016-07-01 | 17.4 | 0.6 | 0 | 0.12 | 4.25
2025-07-01 | 25.9 | 0 | 7.9 | 2024-07-01 | 19.5 | 0 | 1.5 | 2023-07-01 | 24.3 | 0 | 6.3 | 2022-07-01 | 25.5 | 0 | 7.5 | 2021-07-01 | 21.3 | 0 | 3.3 | 2020-07-01 | 26.3 | 0 | 8.3 | 2019-07-01 | 21.6 | 0 | 3.6 | 2018-07-01 | 30 | 0 | 12 | 2017-07-01 | 22.1 | 0 | 4.1 | 2016-07-01 | 16.7 | 1.3 | 0 | 0.13 | 5.45
2025-07-01 | 25.5 | 0 | 7.5 | 2024-07-01 | 20.9 | 0 | 2.9 | 2023-07-01 | 25.1 | 0 | 7.1 | 2022-07-01 | 24.9 | 0 | 6.9 | 2021-07-01 | 23 | 0 | 5 | 2020-07-01 | 26.7 | 0 | 8.7 | 2019-07-01 | 23.3 | 0 | 5.3 | 2018-07-01 | 31.3 | 0 | 13.3 | 2017-07-01 | 23.2 | 0 | 5.2 | 2016-07-01 | 18.1 | 0 | 0.1 | 0 | 6.2
2025-07-01 | 26.5 | 0 | 8.5 | 2024-07-01 | 21.4 | 0 | 3.4 | 2023-07-01 | 25.9 | 0 | 7.9 | 2022-07-01 | 23.3 | 0 | 5.3 | 2021-07-01 | 24 | 0 | 6 | 2020-07-01 | 26.9 | 0 | 8.9 | 2019-07-01 | 23.9 | 0 | 5.9 | 2018-07-01 | 32.4 | 0 | 14.4 | 2017-07-01 | 23.9 | 0 | 5.9 | 2016-07-01 | 20 | 0 | 2 | 0 | 6.82
2025-07-01 | 28.5 | 0 | 10.5 | 2024-07-01 | 21.9 | 0 | 3.9 | 2023-07-01 | 27.5 | 0 | 9.5 | 2022-07-01 | 25.5 | 0 | 7.5 | 2021-07-01 | 24.8 | 0 | 6.8 | 2020-07-01 | 28 | 0 | 10 | 2019-07-01 | 25 | 0 | 7 | 2018-07-01 | 33 | 0 | 15 | 2017-07-01 | 25.9 | 0 | 7.9 | 2016-07-01 | 20.3 | 0 | 2.3 | 0 | 8.04
2025-07-01 | 28.3 | 0 | 10.3 | 2024-07-01 | 23 | 0 | 5 | 2023-07-01 | 28 | 0 | 10 | 2022-07-01 | 27.5 | 0 | 9.5 | 2021-07-01 | 25.4 | 0 | 7.4 | 2020-07-01 | 28.3 | 0 | 10.3 | 2019-07-01 | 25.5 | 0 | 7.5 | 2018-07-01 | 33.5 | 0 | 15.5 | 2017-07-01 | 24.9 | 0 | 6.9 | 2016-07-01 | 18.7 | 0 | 0.7 | 0 | 8.31
2025-07-01 | 29.2 | 0 | 11.2 | 2024-07-01 | 23.9 | 0 | 5.9 | 2023-07-01 | 26.4 | 0 | 8.4 | 2022-07-01 | 28.3 | 0 | 10.3 | 2021-07-01 | 24.8 | 0 | 6.8 | 2020-07-01 | 29.1 | 0 | 11.1 | 2019-07-01 | 26.5 | 0 | 8.5 | 2018-07-01 | 34.1 | 0 | 16.1 | 2017-07-01 | 24.2 | 0 | 6.2 | 2016-07-01 | 21.4 | 0 | 3.4 | 0 | 8.79
2025-07-01 | 30.1 | 0 | 12.1 | 2024-07-01 | 23.2 | 0 | 5.2 | 2023-07-01 | 27.7 | 0 | 9.7 | 2022-07-01 | 29 | 0 | 11 | 2021-07-01 | 25.6 | 0 | 7.6 | 2020-07-01 | 28.6 | 0 | 10.6 | 2019-07-01 | 25.9 | 0 | 7.9 | 2018-07-01 | 33.7 | 0 | 15.7 | 2017-07-01 | 21.2 | 0 | 3.2 | 2016-07-01 | 22.8 | 0 | 4.8 | 0 | 8.78
2025-07-01 | 29.6 | 0 | 11.6 | 2024-07-01 | 23.4 | 0 | 5.4 | 2023-07-01 | 27.5 | 0 | 9.5 | 2022-07-01 | 28.7 | 0 | 10.7 | 2021-07-01 | 24.3 | 0 | 6.3 | 2020-07-01 | 27.7 | 0 | 9.7 | 2019-07-01 | 26.1 | 0 | 8.1 | 2018-07-01 | 33.2 | 0 | 15.2 | 2017-07-01 | 20.6 | 0 | 2.6 | 2016-07-01 | 21.7 | 0 | 3.7 | 0 | 8.28
2025-07-01 | 27.8 | 0 | 9.8 | 2024-07-01 | 23.3 | 0 | 5.3 | 2023-07-01 | 24.6 | 0 | 6.6 | 2022-07-01 | 28.1 | 0 | 10.1 | 2021-07-01 | 23.4 | 0 | 5.4 | 2020-07-01 | 28.6 | 0 | 10.6 | 2019-07-01 | 26.6 | 0 | 8.6 | 2018-07-01 | 33.4 | 0 | 15.4 | 2017-07-01 | 22 | 0 | 4 | 2016-07-01 | 20.2 | 0 | 2.2 | 0 | 7.8
2025-07-01 | 27.4 | 0 | 9.4 | 2024-07-01 | 22.4 | 0 | 4.4 | 2023-07-01 | 22.5 | 0 | 4.5 | 2022-07-01 | 27.4 | 0 | 9.4 | 2021-07-01 | 22.9 | 0 | 4.9 | 2020-07-01 | 28.4 | 0 | 10.4 | 2019-07-01 | 26.5 | 0 | 8.5 | 2018-07-01 | 32.7 | 0 | 14.7 | 2017-07-01 | 23 | 0 | 5 | 2016-07-01 | 19.8 | 0 | 1.8 | 0 | 7.3
2025-07-01 | 26 | 0 | 8 | 2024-07-01 | 21.9 | 0 | 3.9 | 2023-07-01 | 24.3 | 0 | 6.3 | 2022-07-01 | 26.4 | 0 | 8.4 | 2021-07-01 | 21 | 0 | 3 | 2020-07-01 | 29.3 | 0 | 11.3 | 2019-07-01 | 25.2 | 0 | 7.2 | 2018-07-01 | 31.5 | 0 | 13.5 | 2017-07-01 | 22.8 | 0 | 4.8 | 2016-07-01 | 18.4 | 0 | 0.4 | 0 | 6.68
2025-07-01 | 24.4 | 0 | 6.4 | 2024-07-01 | 20.7 | 0 | 2.7 | 2023-07-01 | 23.9 | 0 | 5.9 | 2022-07-01 | 25.4 | 0 | 7.4 | 2021-07-01 | 19.3 | 0 | 1.3 | 2020-07-01 | 27.4 | 0 | 9.4 | 2019-07-01 | 24.8 | 0 | 6.8 | 2018-07-01 | 30.8 | 0 | 12.8 | 2017-07-01 | 22 | 0 | 4 | 2016-07-01 | 17.2 | 0.8 | 0 | 0.08 | 5.67
2025-07-01 | 22.5 | 0 | 4.5 | 2024-07-01 | 20.6 | 0 | 2.6 | 2023-07-01 | 23.2 | 0 | 5.2 | 2022-07-01 | 24.6 | 0 | 6.6 | 2021-07-01 | 18.2 | 0 | 0.2 | 2020-07-01 | 26.4 | 0 | 8.4 | 2019-07-01 | 24.2 | 0 | 6.2 | 2018-07-01 | 29.9 | 0 | 11.9 | 2017-07-01 | 21.6 | 0 | 3.6 | 2016-07-01 | 16 | 2 | 0 | 0.2 | 4.92
2025-07-01 | 21.9 | 0 | 3.9 | 2024-07-01 | 20 | 0 | 2 | 2023-07-01 | 22.7 | 0 | 4.7 | 2022-07-01 | 24.7 | 0 | 6.7 | 2021-07-01 | 17.6 | 0.4 | 0 | 2020-07-01 | 25.6 | 0 | 7.6 | 2019-07-01 | 24 | 0 | 6 | 2018-07-01 | 28.6 | 0 | 10.6 | 2017-07-01 | 19.1 | 0 | 1.1 | 2016-07-01 | 15.6 | 2.4 | 0 | 0.28 | 4.26
2025-07-01 | 20.9 | 0 | 2.9 | 2024-07-01 | 18.7 | 0 | 0.7 | 2023-07-01 | 23.1 | 0 | 5.1 | 2022-07-01 | 21.9 | 0 | 3.9 | 2021-07-01 | 17.3 | 0.7 | 0 | 2020-07-01 | 24.4 | 0 | 6.4 | 2019-07-01 | 24.1 | 0 | 6.1 | 2018-07-01 | 27.2 | 0 | 9.2 | 2017-07-01 | 18.1 | 0 | 0.1 | 2016-07-01 | 14.8 | 3.2 | 0 | 0.39 | 3.44
2025-07-02 | 20 | 0 | 2 | 2024-07-02 | 18.2 | 0 | 0.2 | 2023-07-02 | 23.2 | 0 | 5.2 | 2022-07-02 | 21.3 | 0 | 3.3 | 2021-07-02 | 17.1 | 0.9 | 0 | 2020-07-02 | 23.2 | 0 | 5.2 | 2019-07-02 | 23.2 | 0 | 5.2 | 2018-07-02 | 26.7 | 0 | 8.7 | 2017-07-02 | 15.9 | 2.1 | 0 | 2016-07-02 | 14.8 | 3.2 | 0 | 0.62 | 2.98
2025-07-02 | 19.4 | 0 | 1.4 | 2024-07-02 | 17.9 | 0.1 | 0 | 2023-07-02 | 22.8 | 0 | 4.8 | 2022-07-02 | 20.4 | 0 | 2.4 | 2021-07-02 | 16.3 | 1.7 | 0 | 2020-07-02 | 22.6 | 0 | 4.6 | 2019-07-02 | 22.7 | 0 | 4.7 | 2018-07-02 | 25.8 | 0 | 7.8 | 2017-07-02 | 16.4 | 1.6 | 0 | 2016-07-02 | 13.3 | 4.7 | 0 | 0.81 | 2.57
2025-07-02 | 18.9 | 0 | 0.9 | 2024-07-02 | 16.1 | 1.9 | 0 | 2023-07-02 | 22.3 | 0 | 4.3 | 2022-07-02 | 19.4 | 0 | 1.4 | 2021-07-02 | 16 | 2 | 0 | 2020-07-02 | 21.7 | 0 | 3.7 | 2019-07-02 | 22.2 | 0 | 4.2 | 2018-07-02 | 25.1 | 0 | 7.1 | 2017-07-02 | 15 | 3 | 0 | 2016-07-02 | 12.8 | 5.2 | 0 | 1.21 | 2.16
2025-07-02 | 18.1 | 0 | 0.1 | 2024-07-02 | 15.3 | 2.7 | 0 | 2023-07-02 | 22.7 | 0 | 4.7 | 2022-07-02 | 17.4 | 0.6 | 0 | 2021-07-02 | 16.3 | 1.7 | 0 | 2020-07-02 | 21.6 | 0 | 3.6 | 2019-07-02 | 22.7 | 0 | 4.7 | 2018-07-02 | 25 | 0 | 7 | 2017-07-02 | 14.2 | 3.8 | 0 | 2016-07-02 | 12.7 | 5.3 | 0 | 1.41 | 2.01
2025-07-02 | 17.9 | 0.1 | 0 | 2024-07-02 | 14.8 | 3.2 | 0 | 2023-07-02 | 21.9 | 0 | 3.9 | 2022-07-02 | 15.7 | 2.3 | 0 | 2021-07-02 | 16.4 | 1.6 | 0 | 2020-07-02 | 21.2 | 0 | 3.2 | 2019-07-02 | 21.4 | 0 | 3.4 | 2018-07-02 | 24.5 | 0 | 6.5 | 2017-07-02 | 15.4 | 2.6 | 0 | 2016-07-02 | 13.2 | 4.8 | 0 | 1.46 | 1.7
2025-07-02 | 17.9 | 0.1 | 0 | 2024-07-02 | 14.4 | 3.6 | 0 | 2023-07-02 | 21.7 | 0 | 3.7 | 2022-07-02 | 14.4 | 3.6 | 0 | 2021-07-02 | 16.4 | 1.6 | 0 | 2020-07-02 | 21.6 | 0 | 3.6 | 2019-07-02 | 21.6 | 0 | 3.6 | 2018-07-02 | 26.1 | 0 | 8.1 | 2017-07-02 | 14.6 | 3.4 | 0 | 2016-07-02 | 12.6 | 5.4 | 0 | 1.77 | 1.9
2025-07-02 | 19.2 | 0 | 1.2 | 2024-07-02 | 16.4 | 1.6 | 0 | 2023-07-02 | 21.6 | 0 | 3.6 | 2022-07-02 | 16.5 | 1.5 | 0 | 2021-07-02 | 16.8 | 1.2 | 0 | 2020-07-02 | 22.8 | 0 | 4.8 | 2019-07-02 | 21.6 | 0 | 3.6 | 2018-07-02 | 26.3 | 0 | 8.3 | 2017-07-02 | 16.4 | 1.6 | 0 | 2016-07-02 | 13.8 | 4.2 | 0 | 1.01 | 2.15
2025-07-02 | 20.9 | 0 | 2.9 | 2024-07-02 | 19.3 | 0 | 1.3 | 2023-07-02 | 22 | 0 | 4 | 2022-07-02 | 19.4 | 0 | 1.4 | 2021-07-02 | 18 | 0 | 0 | 2020-07-02 | 25.5 | 0 | 7.5 | 2019-07-02 | 21.6 | 0 | 3.6 | 2018-07-02 | 27.4 | 0 | 9.4 | 2017-07-02 | 17.8 | 0.2 | 0 | 2016-07-02 | 16.5 | 1.5 | 0 | 0.17 | 3.01
2025-07-02 | 24.2 | 0 | 6.2 | 2024-07-02 | 20.9 | 0 | 2.9 | 2023-07-02 | 22.4 | 0 | 4.4 | 2022-07-02 | 22.9 | 0 | 4.9 | 2021-07-02 | 18.6 | 0 | 0.6 | 2020-07-02 | 27.8 | 0 | 9.8 | 2019-07-02 | 22.3 | 0 | 4.3 | 2018-07-02 | 28.7 | 0 | 10.7 | 2017-07-02 | 18.3 | 0 | 0.3 | 2016-07-02 | 18.6 | 0 | 0.6 | 0 | 4.47
2025-07-02 | 26.5 | 0 | 8.5 | 2024-07-02 | 21.6 | 0 | 3.6 | 2023-07-02 | 22.9 | 0 | 4.9 | 2022-07-02 | 24.5 | 0 | 6.5 | 2021-07-02 | 19.8 | 0 | 1.8 | 2020-07-02 | 30.2 | 0 | 12.2 | 2019-07-02 | 22.8 | 0 | 4.8 | 2018-07-02 | 29.9 | 0 | 11.9 | 2017-07-02 | 20.4 | 0 | 2.4 | 2016-07-02 | 20.9 | 0 | 2.9 | 0 | 5.95
2025-07-02 | 27.7 | 0 | 9.7 | 2024-07-02 | 22 | 0 | 4 | 2023-07-02 | 23.2 | 0 | 5.2 | 2022-07-02 | 24.9 | 0 | 6.9 | 2021-07-02 | 21 | 0 | 3 | 2020-07-02 | 31.7 | 0 | 13.7 | 2019-07-02 | 23.5 | 0 | 5.5 | 2018-07-02 | 31.1 | 0 | 13.1 | 2017-07-02 | 21.6 | 0 | 3.6 | 2016-07-02 | 22.3 | 0 | 4.3 | 0 | 6.9
2025-07-02 | 29.3 | 0 | 11.3 | 2024-07-02 | 22.4 | 0 | 4.4 | 2023-07-02 | 23.4 | 0 | 5.4 | 2022-07-02 | 26.9 | 0 | 8.9 | 2021-07-02 | 21.4 | 0 | 3.4 | 2020-07-02 | 33.2 | 0 | 15.2 | 2019-07-02 | 23.9 | 0 | 5.9 | 2018-07-02 | 32 | 0 | 14 | 2017-07-02 | 22.9 | 0 | 4.9 | 2016-07-02 | 23.9 | 0 | 5.9 | 0 | 7.93
2025-07-02 | 30 | 0 | 12 | 2024-07-02 | 22.9 | 0 | 4.9 | 2023-07-02 | 22.7 | 0 | 4.7 | 2022-07-02 | 27.8 | 0 | 9.8 | 2021-07-02 | 22.6 | 0 | 4.6 | 2020-07-02 | 33.7 | 0 | 15.7 | 2019-07-02 | 24.3 | 0 | 6.3 | 2018-07-02 | 32.9 | 0 | 14.9 | 2017-07-02 | 23.3 | 0 | 5.3 | 2016-07-02 | 24.4 | 0 | 6.4 | 0 | 8.46
2025-07-02 | 29.9 | 0 | 11.9 | 2024-07-02 | 23.2 | 0 | 5.2 | 2023-07-02 | 22 | 0 | 4 | 2022-07-02 | 27.5 | 0 | 9.5 | 2021-07-02 | 22.4 | 0 | 4.4 | 2020-07-02 | 34.1 | 0 | 16.1 | 2019-07-02 | 25.1 | 0 | 7.1 | 2018-07-02 | 32.8 | 0 | 14.8 | 2017-07-02 | 22.1 | 0 | 4.1 | 2016-07-02 | 25.5 | 0 | 7.5 | 0 | 8.46
2025-07-02 | 30.8 | 0 | 12.8 | 2024-07-02 | 23.4 | 0 | 5.4 | 2023-07-02 | 22 | 0 | 4 | 2022-07-02 | 27.8 | 0 | 9.8 | 2021-07-02 | 23.1 | 0 | 5.1 | 2020-07-02 | 34.6 | 0 | 16.6 | 2019-07-02 | 25.7 | 0 | 7.7 | 2018-07-02 | 33.1 | 0 | 15.1 | 2017-07-02 | 27.1 | 0 | 9.1 | 2016-07-02 | 26 | 0 | 8 | 0 | 9.36
2025-07-02 | 30.1 | 0 | 12.1 | 2024-07-02 | 22.2 | 0 | 4.2 | 2023-07-02 | 22.1 | 0 | 4.1 | 2022-07-02 | 28.6 | 0 | 10.6 | 2021-07-02 | 21.7 | 0 | 3.7 | 2020-07-02 | 34.3 | 0 | 16.3 | 2019-07-02 | 26 | 0 | 8 | 2018-07-02 | 32.8 | 0 | 14.8 | 2017-07-02 | 27 | 0 | 9 | 2016-07-02 | 25 | 0 | 7 | 0 | 8.98
2025-07-02 | 29.8 | 0 | 11.8 | 2024-07-02 | 22.1 | 0 | 4.1 | 2023-07-02 | 22.6 | 0 | 4.6 | 2022-07-02 | 27.5 | 0 | 9.5 | 2021-07-02 | 16 | 2 | 0 | 2020-07-02 | 33.4 | 0 | 15.4 | 2019-07-02 | 26 | 0 | 8 | 2018-07-02 | 32.3 | 0 | 14.3 | 2017-07-02 | 27.1 | 0 | 9.1 | 2016-07-02 | 25.6 | 0 | 7.6 | 0.2 | 8.44
2025-07-02 | 29.7 | 0 | 11.7 | 2024-07-02 | 21.8 | 0 | 3.8 | 2023-07-02 | 22.7 | 0 | 4.7 | 2022-07-02 | 27.2 | 0 | 9.2 | 2021-07-02 | 19 | 0 | 1 | 2020-07-02 | 33.7 | 0 | 15.7 | 2019-07-02 | 25.8 | 0 | 7.8 | 2018-07-02 | 31.3 | 0 | 13.3 | 2017-07-02 | 26.4 | 0 | 8.4 | 2016-07-02 | 25.1 | 0 | 7.1 | 0 | 8.27
2025-07-02 | 29.2 | 0 | 11.2 | 2024-07-02 | 21.5 | 0 | 3.5 | 2023-07-02 | 22.2 | 0 | 4.2 | 2022-07-02 | 26.2 | 0 | 8.2 | 2021-07-02 | 20.2 | 0 | 2.2 | 2020-07-02 | 32 | 0 | 14 | 2019-07-02 | 25.7 | 0 | 7.7 | 2018-07-02 | 30.8 | 0 | 12.8 | 2017-07-02 | 25.4 | 0 | 7.4 | 2016-07-02 | 24.5 | 0 | 6.5 | 0 | 7.77
2025-07-02 | 27.6 | 0 | 9.6 | 2024-07-02 | 21.4 | 0 | 3.4 | 2023-07-02 | 21.6 | 0 | 3.6 | 2022-07-02 | 24.9 | 0 | 6.9 | 2021-07-02 | 19.4 | 0 | 1.4 | 2020-07-02 | 31 | 0 | 13 | 2019-07-02 | 25 | 0 | 7 | 2018-07-02 | 29.3 | 0 | 11.3 | 2017-07-02 | 25.5 | 0 | 7.5 | 2016-07-02 | 23.5 | 0 | 5.5 | 0 | 6.92
2025-07-02 | 27.4 | 0 | 9.4 | 2024-07-02 | 21.1 | 0 | 3.1 | 2023-07-02 | 21.3 | 0 | 3.3 | 2022-07-02 | 23.5 | 0 | 5.5 | 2021-07-02 | 18.6 | 0 | 0.6 | 2020-07-02 | 30 | 0 | 12 | 2019-07-02 | 23.5 | 0 | 5.5 | 2018-07-02 | 27.2 | 0 | 9.2 | 2017-07-02 | 20.1 | 0 | 2.1 | 2016-07-02 | 21.9 | 0 | 3.9 | 0 | 5.46
2025-07-02 | 24 | 0 | 6 | 2024-07-02 | 20.3 | 0 | 2.3 | 2023-07-02 | 20.9 | 0 | 2.9 | 2022-07-02 | 22.6 | 0 | 4.6 | 2021-07-02 | 18.5 | 0 | 0.5 | 2020-07-02 | 28.4 | 0 | 10.4 | 2019-07-02 | 22.3 | 0 | 4.3 | 2018-07-02 | 25 | 0 | 7 | 2017-07-02 | 19.6 | 0 | 1.6 | 2016-07-02 | 21.1 | 0 | 3.1 | 0 | 4.27
2025-07-02 | 23.9 | 0 | 5.9 | 2024-07-02 | 20.3 | 0 | 2.3 | 2023-07-02 | 20.6 | 0 | 2.6 | 2022-07-02 | 21 | 0 | 3 | 2021-07-02 | 17.7 | 0.3 | 0 | 2020-07-02 | 26 | 0 | 8 | 2019-07-02 | 22.1 | 0 | 4.1 | 2018-07-02 | 23 | 0 | 5 | 2017-07-02 | 18.9 | 0 | 0.9 | 2016-07-02 | 18.2 | 0 | 0.2 | 0.03 | 3.2
2025-07-02 | 23.4 | 0 | 5.4 | 2024-07-02 | 20 | 0 | 2 | 2023-07-02 | 20.4 | 0 | 2.4 | 2022-07-02 | 19.5 | 0 | 1.5 | 2021-07-02 | 17.2 | 0.8 | 0 | 2020-07-02 | 25.8 | 0 | 7.8 | 2019-07-02 | 22.3 | 0 | 4.3 | 2018-07-02 | 22.1 | 0 | 4.1 | 2017-07-02 | 18.2 | 0 | 0.2 | 2016-07-02 | 18.2 | 0 | 0.2 | 0.08 | 2.79
2025-07-03 | 23 | 0 | 5 | 2024-07-03 | 20.1 | 0 | 2.1 | 2023-07-03 | 20.7 | 0 | 2.7 | 2022-07-03 | 18.3 | 0 | 0.3 | 2021-07-03 | 16.9 | 1.1 | 0 | 2020-07-03 | 24 | 0 | 6 | 2019-07-03 | 21.3 | 0 | 3.3 | 2018-07-03 | 20.7 | 0 | 2.7 | 2017-07-03 | 17 | 1 | 0 | 2016-07-03 | 16.3 | 1.7 | 0 | 0.38 | 2.21
2025-07-03 | 22.9 | 0 | 4.9 | 2024-07-03 | 19.8 | 0 | 1.8 | 2023-07-03 | 20.6 | 0 | 2.6 | 2022-07-03 | 17.4 | 0.6 | 0 | 2021-07-03 | 16.5 | 1.5 | 0 | 2020-07-03 | 23.3 | 0 | 5.3 | 2019-07-03 | 20.2 | 0 | 2.2 | 2018-07-03 | 20.4 | 0 | 2.4 | 2017-07-03 | 18 | 0 | 0 | 2016-07-03 | 15.8 | 2.2 | 0 | 0.43 | 1.92
2025-07-03 | 21.2 | 0 | 3.2 | 2024-07-03 | 20.2 | 0 | 2.2 | 2023-07-03 | 20.7 | 0 | 2.7 | 2022-07-03 | 15.9 | 2.1 | 0 | 2021-07-03 | 15.3 | 2.7 | 0 | 2020-07-03 | 24.1 | 0 | 6.1 | 2019-07-03 | 19.8 | 0 | 1.8 | 2018-07-03 | 20.4 | 0 | 2.4 | 2017-07-03 | 18 | 0 | 0 | 2016-07-03 | 14.4 | 3.6 | 0 | 0.84 | 1.84
2025-07-03 | 20 | 0 | 2 | 2024-07-03 | 20 | 0 | 2 | 2023-07-03 | 20.5 | 0 | 2.5 | 2022-07-03 | 14.1 | 3.9 | 0 | 2021-07-03 | 15.4 | 2.6 | 0 | 2020-07-03 | 24.2 | 0 | 6.2 | 2019-07-03 | 19.6 | 0 | 1.6 | 2018-07-03 | 19.4 | 0 | 1.4 | 2017-07-03 | 16.4 | 1.6 | 0 | 2016-07-03 | 14.2 | 3.8 | 0 | 1.19 | 1.57
2025-07-03 | 19.7 | 0 | 1.7 | 2024-07-03 | 19.6 | 0 | 1.6 | 2023-07-03 | 20.2 | 0 | 2.2 | 2022-07-03 | 13.9 | 4.1 | 0 | 2021-07-03 | 14.8 | 3.2 | 0 | 2020-07-03 | 22.3 | 0 | 4.3 | 2019-07-03 | 19 | 0 | 1 | 2018-07-03 | 19.6 | 0 | 1.6 | 2017-07-03 | 16 | 2 | 0 | 2016-07-03 | 14.7 | 3.3 | 0 | 1.26 | 1.24
2025-07-03 | 21 | 0 | 3 | 2024-07-03 | 20 | 0 | 2 | 2023-07-03 | 20.2 | 0 | 2.2 | 2022-07-03 | 14.3 | 3.7 | 0 | 2021-07-03 | 15.2 | 2.8 | 0 | 2020-07-03 | 23.1 | 0 | 5.1 | 2019-07-03 | 19.1 | 0 | 1.1 | 2018-07-03 | 19.3 | 0 | 1.3 | 2017-07-03 | 15.5 | 2.5 | 0 | 2016-07-03 | 14.6 | 3.4 | 0 | 1.24 | 1.47
2025-07-03 | 21 | 0 | 3 | 2024-07-03 | 20.9 | 0 | 2.9 | 2023-07-03 | 20.1 | 0 | 2.1 | 2022-07-03 | 15.2 | 2.8 | 0 | 2021-07-03 | 15.7 | 2.3 | 0 | 2020-07-03 | 23.2 | 0 | 5.2 | 2019-07-03 | 19.5 | 0 | 1.5 | 2018-07-03 | 20.7 | 0 | 2.7 | 2017-07-03 | 17 | 1 | 0 | 2016-07-03 | 17 | 1 | 0 | 0.71 | 1.74
2025-07-03 | 20.6 | 0 | 2.6 | 2024-07-03 | 22.3 | 0 | 4.3 | 2023-07-03 | 20 | 0 | 2 | 2022-07-03 | 16.9 | 1.1 | 0 | 2021-07-03 | 17.5 | 0.5 | 0 | 2020-07-03 | 24 | 0 | 6 | 2019-07-03 | 20.4 | 0 | 2.4 | 2018-07-03 | 22.9 | 0 | 4.9 | 2017-07-03 | 18.2 | 0 | 0.2 | 2016-07-03 | 20 | 0 | 2 | 0.16 | 2.44
2025-07-03 | 21.1 | 0 | 3.1 | 2024-07-03 | 23.7 | 0 | 5.7 | 2023-07-03 | 21.1 | 0 | 3.1 | 2022-07-03 | 19.1 | 0 | 1.1 | 2021-07-03 | 18.6 | 0 | 0.6 | 2020-07-03 | 26.1 | 0 | 8.1 | 2019-07-03 | 22 | 0 | 4 | 2018-07-03 | 25.8 | 0 | 7.8 | 2017-07-03 | 19.9 | 0 | 1.9 | 2016-07-03 | 22.6 | 0 | 4.6 | 0 | 4
2025-07-03 | 22.2 | 0 | 4.2 | 2024-07-03 | 25.1 | 0 | 7.1 | 2023-07-03 | 21.4 | 0 | 3.4 | 2022-07-03 | 20.3 | 0 | 2.3 | 2021-07-03 | 20.6 | 0 | 2.6 | 2020-07-03 | 27.9 | 0 | 9.9 | 2019-07-03 | 23.3 | 0 | 5.3 | 2018-07-03 | 27.7 | 0 | 9.7 | 2017-07-03 | 21.1 | 0 | 3.1 | 2016-07-03 | 24 | 0 | 6 | 0 | 5.36
2025-07-03 | 25.6 | 0 | 7.6 | 2024-07-03 | 27.1 | 0 | 9.1 | 2023-07-03 | 22.3 | 0 | 4.3 | 2022-07-03 | 22 | 0 | 4 | 2021-07-03 | 21.3 | 0 | 3.3 | 2020-07-03 | 29.1 | 0 | 11.1 | 2019-07-03 | 25.1 | 0 | 7.1 | 2018-07-03 | 27.2 | 0 | 9.2 | 2017-07-03 | 22.3 | 0 | 4.3 | 2016-07-03 | 24.6 | 0 | 6.6 | 0 | 6.66
2025-07-03 | 27.1 | 0 | 9.1 | 2024-07-03 | 28.4 | 0 | 10.4 | 2023-07-03 | 22.1 | 0 | 4.1 | 2022-07-03 | 23.3 | 0 | 5.3 | 2021-07-03 | 21.6 | 0 | 3.6 | 2020-07-03 | 29.9 | 0 | 11.9 | 2019-07-03 | 26.2 | 0 | 8.2 | 2018-07-03 | 26.9 | 0 | 8.9 | 2017-07-03 | 22.8 | 0 | 4.8 | 2016-07-03 | 25.4 | 0 | 7.4 | 0 | 7.37
2025-07-03 | 26.9 | 0 | 8.9 | 2024-07-03 | 29 | 0 | 11 | 2023-07-03 | 23.4 | 0 | 5.4 | 2022-07-03 | 24.3 | 0 | 6.3 | 2021-07-03 | 23.6 | 0 | 5.6 | 2020-07-03 | 31.5 | 0 | 13.5 | 2019-07-03 | 27.8 | 0 | 9.8 | 2018-07-03 | 27.3 | 0 | 9.3 | 2017-07-03 | 23.8 | 0 | 5.8 | 2016-07-03 | 26.2 | 0 | 8.2 | 0 | 8.38
2025-07-03 | 25.3 | 0 | 7.3 | 2024-07-03 | 29.4 | 0 | 11.4 | 2023-07-03 | 24.1 | 0 | 6.1 | 2022-07-03 | 24.4 | 0 | 6.4 | 2021-07-03 | 22.8 | 0 | 4.8 | 2020-07-03 | 31.5 | 0 | 13.5 | 2019-07-03 | 27.9 | 0 | 9.9 | 2018-07-03 | 28.2 | 0 | 10.2 | 2017-07-03 | 24.1 | 0 | 6.1 | 2016-07-03 | 27.1 | 0 | 9.1 | 0 | 8.48
2025-07-03 | 26.7 | 0 | 8.7 | 2024-07-03 | 28.8 | 0 | 10.8 | 2023-07-03 | 24 | 0 | 6 | 2022-07-03 | 24.5 | 0 | 6.5 | 2021-07-03 | 24.3 | 0 | 6.3 | 2020-07-03 | 31.2 | 0 | 13.2 | 2019-07-03 | 28.6 | 0 | 10.6 | 2018-07-03 | 30 | 0 | 12 | 2017-07-03 | 23.8 | 0 | 5.8 | 2016-07-03 | 26.2 | 0 | 8.2 | 0 | 8.81
2025-07-03 | 25.5 | 0 | 7.5 | 2024-07-03 | 28.8 | 0 | 10.8 | 2023-07-03 | 24.7 | 0 | 6.7 | 2022-07-03 | 27.1 | 0 | 9.1 | 2021-07-03 | 24.3 | 0 | 6.3 | 2020-07-03 | 31.4 | 0 | 13.4 | 2019-07-03 | 28.4 | 0 | 10.4 | 2018-07-03 | 29.7 | 0 | 11.7 | 2017-07-03 | 24.9 | 0 | 6.9 | 2016-07-03 | 28.2 | 0 | 10.2 | 0 | 9.3
2025-07-03 | 24.9 | 0 | 6.9 | 2024-07-03 | 27.9 | 0 | 9.9 | 2023-07-03 | 24.8 | 0 | 6.8 | 2022-07-03 | 26.2 | 0 | 8.2 | 2021-07-03 | 24.4 | 0 | 6.4 | 2020-07-03 | 32.1 | 0 | 14.1 | 2019-07-03 | 28.5 | 0 | 10.5 | 2018-07-03 | 30.2 | 0 | 12.2 | 2017-07-03 | 24.2 | 0 | 6.2 | 2016-07-03 | 26.7 | 0 | 8.7 | 0 | 8.99
2025-07-03 | 24.4 | 0 | 6.4 | 2024-07-03 | 28.5 | 0 | 10.5 | 2023-07-03 | 25.7 | 0 | 7.7 | 2022-07-03 | 27.1 | 0 | 9.1 | 2021-07-03 | 24.6 | 0 | 6.6 | 2020-07-03 | 31.6 | 0 | 13.6 | 2019-07-03 | 27.9 | 0 | 9.9 | 2018-07-03 | 29.9 | 0 | 11.9 | 2017-07-03 | 23.5 | 0 | 5.5 | 2016-07-03 | 26.1 | 0 | 8.1 | 0 | 8.93
2025-07-03 | 23.3 | 0 | 5.3 | 2024-07-03 | 28.3 | 0 | 10.3 | 2023-07-03 | 25.6 | 0 | 7.6 | 2022-07-03 | 26.1 | 0 | 8.1 | 2021-07-03 | 25.5 | 0 | 7.5 | 2020-07-03 | 30.3 | 0 | 12.3 | 2019-07-03 | 27.5 | 0 | 9.5 | 2018-07-03 | 29.9 | 0 | 11.9 | 2017-07-03 | 23.7 | 0 | 5.7 | 2016-07-03 | 26.8 | 0 | 8.8 | 0 | 8.7
2025-07-03 | 22.4 | 0 | 4.4 | 2024-07-03 | 27.7 | 0 | 9.7 | 2023-07-03 | 24.4 | 0 | 6.4 | 2022-07-03 | 24.2 | 0 | 6.2 | 2021-07-03 | 23.8 | 0 | 5.8 | 2020-07-03 | 28.6 | 0 | 10.6 | 2019-07-03 | 26.7 | 0 | 8.7 | 2018-07-03 | 28.4 | 0 | 10.4 | 2017-07-03 | 22.6 | 0 | 4.6 | 2016-07-03 | 25.7 | 0 | 7.7 | 0 | 7.45
2025-07-03 | 20.8 | 0 | 2.8 | 2024-07-03 | 26.8 | 0 | 8.8 | 2023-07-03 | 23.2 | 0 | 5.2 | 2022-07-03 | 22 | 0 | 4 | 2021-07-03 | 21.7 | 0 | 3.7 | 2020-07-03 | 27.3 | 0 | 9.3 | 2019-07-03 | 26.5 | 0 | 8.5 | 2018-07-03 | 26.7 | 0 | 8.7 | 2017-07-03 | 21.4 | 0 | 3.4 | 2016-07-03 | 24.4 | 0 | 6.4 | 0 | 6.08
2025-07-03 | 19.9 | 0 | 1.9 | 2024-07-03 | 25.3 | 0 | 7.3 | 2023-07-03 | 21.8 | 0 | 3.8 | 2022-07-03 | 20.7 | 0 | 2.7 | 2021-07-03 | 20.9 | 0 | 2.9 | 2020-07-03 | 26.3 | 0 | 8.3 | 2019-07-03 | 25.8 | 0 | 7.8 | 2018-07-03 | 25.7 | 0 | 7.7 | 2017-07-03 | 20.2 | 0 | 2.2 | 2016-07-03 | 22.8 | 0 | 4.8 | 0 | 4.94
2025-07-03 | 19.1 | 0 | 1.1 | 2024-07-03 | 24.5 | 0 | 6.5 | 2023-07-03 | 21.3 | 0 | 3.3 | 2022-07-03 | 19.8 | 0 | 1.8 | 2021-07-03 | 20.1 | 0 | 2.1 | 2020-07-03 | 25.3 | 0 | 7.3 | 2019-07-03 | 25.4 | 0 | 7.4 | 2018-07-03 | 25.1 | 0 | 7.1 | 2017-07-03 | 19 | 0 | 1 | 2016-07-03 | 21.2 | 0 | 3.2 | 0 | 4.08
2025-07-03 | 18.2 | 0 | 0.2 | 2024-07-03 | 23.6 | 0 | 5.6 | 2023-07-03 | 20.1 | 0 | 2.1 | 2022-07-03 | 19 | 0 | 1 | 2021-07-03 | 18.7 | 0 | 0.7 | 2020-07-03 | 24.7 | 0 | 6.7 | 2019-07-03 | 24.1 | 0 | 6.1 | 2018-07-03 | 24.5 | 0 | 6.5 | 2017-07-03 | 18.1 | 0 | 0.1 | 2016-07-03 | 20.9 | 0 | 2.9 | 0 | 3.19
2025-07-04 | 16.6 | 1.4 | 0 | 2024-07-04 | 23.1 | 0 | 5.1 | 2023-07-04 | 21.4 | 0 | 3.4 | 2022-07-04 | 18.2 | 0 | 0.2 | 2021-07-04 | 19.2 | 0 | 1.2 | 2020-07-04 | 23.6 | 0 | 5.6 | 2019-07-04 | 22.1 | 0 | 4.1 | 2018-07-04 | 23.8 | 0 | 5.8 | 2017-07-04 | 17 | 1 | 0 | 2016-07-04 | 19.7 | 0 | 1.7 | 0.24 | 2.71
2025-07-04 | 15.9 | 2.1 | 0 | 2024-07-04 | 22.2 | 0 | 4.2 | 2023-07-04 | 19.6 | 0 | 1.6 | 2022-07-04 | 17.5 | 0.5 | 0 | 2021-07-04 | 18.6 | 0 | 0.6 | 2020-07-04 | 22.8 | 0 | 4.8 | 2019-07-04 | 21.5 | 0 | 3.5 | 2018-07-04 | 23 | 0 | 5 | 2017-07-04 | 16.4 | 1.6 | 0 | 2016-07-04 | 18.4 | 0 | 0.4 | 0.42 | 2.01
2025-07-04 | 15.8 | 2.2 | 0 | 2024-07-04 | 21.4 | 0 | 3.4 | 2023-07-04 | 19.3 | 0 | 1.3 | 2022-07-04 | 17 | 1 | 0 | 2021-07-04 | 17.4 | 0.6 | 0 | 2020-07-04 | 21.9 | 0 | 3.9 | 2019-07-04 | 20.1 | 0 | 2.1 | 2018-07-04 | 21.7 | 0 | 3.7 | 2017-07-04 | 15.9 | 2.1 | 0 | 2016-07-04 | 16.7 | 1.3 | 0 | 0.72 | 1.44
2025-07-04 | 15.4 | 2.6 | 0 | 2024-07-04 | 20.7 | 0 | 2.7 | 2023-07-04 | 18.4 | 0 | 0.4 | 2022-07-04 | 17 | 1 | 0 | 2021-07-04 | 17.1 | 0.9 | 0 | 2020-07-04 | 21.5 | 0 | 3.5 | 2019-07-04 | 19.4 | 0 | 1.4 | 2018-07-04 | 19.7 | 0 | 1.7 | 2017-07-04 | 15.3 | 2.7 | 0 | 2016-07-04 | 16.2 | 1.8 | 0 | 0.9 | 0.97
2025-07-04 | 14.7 | 3.3 | 0 | 2024-07-04 | 19.9 | 0 | 1.9 | 2023-07-04 | 19.6 | 0 | 1.6 | 2022-07-04 | 16.9 | 1.1 | 0 | 2021-07-04 | 16.5 | 1.5 | 0 | 2020-07-04 | 20.8 | 0 | 2.8 | 2019-07-04 | 18.7 | 0 | 0.7 | 2018-07-04 | 20.5 | 0 | 2.5 | 2017-07-04 | 15 | 3 | 0 | 2016-07-04 | 15.5 | 2.5 | 0 | 1.14 | 0.95
2025-07-04 | 14.5 | 3.5 | 0 | 2024-07-04 | 19.6 | 0 | 1.6 | 2023-07-04 | 19.2 | 0 | 1.2 | 2022-07-04 | 16.5 | 1.5 | 0 | 2021-07-04 | 16.9 | 1.1 | 0 | 2020-07-04 | 20.4 | 0 | 2.4 | 2019-07-04 | 18.7 | 0 | 0.7 | 2018-07-04 | 20.5 | 0 | 2.5 | 2017-07-04 | 14.9 | 3.1 | 0 | 2016-07-04 | 15.8 | 2.2 | 0 | 1.14 | 0.84
2025-07-04 | 16.1 | 1.9 | 0 | 2024-07-04 | 21.5 | 0 | 3.5 | 2023-07-04 | 20.8 | 0 | 2.8 | 2022-07-04 | 18.1 | 0 | 0.1 | 2021-07-04 | 17.6 | 0.4 | 0 | 2020-07-04 | 21.2 | 0 | 3.2 | 2019-07-04 | 20.8 | 0 | 2.8 | 2018-07-04 | 21.7 | 0 | 3.7 | 2017-07-04 | 16.2 | 1.8 | 0 | 2016-07-04 | 16.9 | 1.1 | 0 | 0.52 | 1.61
2025-07-04 | 18.5 | 0 | 0.5 | 2024-07-04 | 23.4 | 0 | 5.4 | 2023-07-04 | 22.8 | 0 | 4.8 | 2022-07-04 | 19.7 | 0 | 1.7 | 2021-07-04 | 18.8 | 0 | 0.8 | 2020-07-04 | 22.5 | 0 | 4.5 | 2019-07-04 | 22.3 | 0 | 4.3 | 2018-07-04 | 24.5 | 0 | 6.5 | 2017-07-04 | 18.2 | 0 | 0.2 | 2016-07-04 | 20 | 0 | 2 | 0 | 3.07
2025-07-04 | 21.1 | 0 | 3.1 | 2024-07-04 | 25.7 | 0 | 7.7 | 2023-07-04 | 25.4 | 0 | 7.4 | 2022-07-04 | 21.8 | 0 | 3.8 | 2021-07-04 | 20.4 | 0 | 2.4 | 2020-07-04 | 24.4 | 0 | 6.4 | 2019-07-04 | 24.7 | 0 | 6.7 | 2018-07-04 | 26.3 | 0 | 8.3 | 2017-07-04 | 20.1 | 0 | 2.1 | 2016-07-04 | 22.5 | 0 | 4.5 | 0 | 5.24
2025-07-04 | 22.4 | 0 | 4.4 | 2024-07-04 | 26.2 | 0 | 8.2 | 2023-07-04 | 27.1 | 0 | 9.1 | 2022-07-04 | 22.6 | 0 | 4.6 | 2021-07-04 | 20.6 | 0 | 2.6 | 2020-07-04 | 26.9 | 0 | 8.9 | 2019-07-04 | 26.5 | 0 | 8.5 | 2018-07-04 | 28.1 | 0 | 10.1 | 2017-07-04 | 22.5 | 0 | 4.5 | 2016-07-04 | 24.6 | 0 | 6.6 | 0 | 6.75
2025-07-04 | 23.6 | 0 | 5.6 | 2024-07-04 | 27.5 | 0 | 9.5 | 2023-07-04 | 28.4 | 0 | 10.4 | 2022-07-04 | 23.8 | 0 | 5.8 | 2021-07-04 | 21.3 | 0 | 3.3 | 2020-07-04 | 28.4 | 0 | 10.4 | 2019-07-04 | 27.6 | 0 | 9.6 | 2018-07-04 | 28.8 | 0 | 10.8 | 2017-07-04 | 23.7 | 0 | 5.7 | 2016-07-04 | 25.4 | 0 | 7.4 | 0 | 7.85
2025-07-04 | 24 | 0 | 6 | 2024-07-04 | 27.4 | 0 | 9.4 | 2023-07-04 | 28.8 | 0 | 10.8 | 2022-07-04 | 24.3 | 0 | 6.3 | 2021-07-04 | 21.4 | 0 | 3.4 | 2020-07-04 | 29.6 | 0 | 11.6 | 2019-07-04 | 28.1 | 0 | 10.1 | 2018-07-04 | 29.3 | 0 | 11.3 | 2017-07-04 | 22.7 | 0 | 4.7 | 2016-07-04 | 26.4 | 0 | 8.4 | 0 | 8.2
2025-07-04 | 24.6 | 0 | 6.6 | 2024-07-04 | 28.2 | 0 | 10.2 | 2023-07-04 | 29.6 | 0 | 11.6 | 2022-07-04 | 24.8 | 0 | 6.8 | 2021-07-04 | 22.2 | 0 | 4.2 | 2020-07-04 | 29.4 | 0 | 11.4 | 2019-07-04 | 27.9 | 0 | 9.9 | 2018-07-04 | 30.4 | 0 | 12.4 | 2017-07-04 | 24.5 | 0 | 6.5 | 2016-07-04 | 26.8 | 0 | 8.8 | 0 | 8.84
2025-07-04 | 25.3 | 0 | 7.3 | 2024-07-04 | 29.4 | 0 | 11.4 | 2023-07-04 | 28.9 | 0 | 10.9 | 2022-07-04 | 25.1 | 0 | 7.1 | 2021-07-04 | 23.4 | 0 | 5.4 | 2020-07-04 | 29.8 | 0 | 11.8 | 2019-07-04 | 27.9 | 0 | 9.9 | 2018-07-04 | 31.3 | 0 | 13.3 | 2017-07-04 | 24.3 | 0 | 6.3 | 2016-07-04 | 27.4 | 0 | 9.4 | 0 | 9.28
2025-07-04 | 25.5 | 0 | 7.5 | 2024-07-04 | 28.6 | 0 | 10.6 | 2023-07-04 | 27 | 0 | 9 | 2022-07-04 | 25.8 | 0 | 7.8 | 2021-07-04 | 23.5 | 0 | 5.5 | 2020-07-04 | 30.5 | 0 | 12.5 | 2019-07-04 | 28.6 | 0 | 10.6 | 2018-07-04 | 31.6 | 0 | 13.6 | 2017-07-04 | 25.7 | 0 | 7.7 | 2016-07-04 | 27.1 | 0 | 9.1 | 0 | 9.39
2025-07-04 | 26.2 | 0 | 8.2 | 2024-07-04 | 29.3 | 0 | 11.3 | 2023-07-04 | 28.9 | 0 | 10.9 | 2022-07-04 | 23.8 | 0 | 5.8 | 2021-07-04 | 24.9 | 0 | 6.9 | 2020-07-04 | 29.8 | 0 | 11.8 | 2019-07-04 | 28.4 | 0 | 10.4 | 2018-07-04 | 32 | 0 | 14 | 2017-07-04 | 25.2 | 0 | 7.2 | 2016-07-04 | 27.8 | 0 | 9.8 | 0 | 9.63
2025-07-04 | 25.7 | 0 | 7.7 | 2024-07-04 | 28.8 | 0 | 10.8 | 2023-07-04 | 30.6 | 0 | 12.6 | 2022-07-04 | 24.3 | 0 | 6.3 | 2021-07-04 | 24.2 | 0 | 6.2 | 2020-07-04 | 31.5 | 0 | 13.5 | 2019-07-04 | 28.8 | 0 | 10.8 | 2018-07-04 | 32.7 | 0 | 14.7 | 2017-07-04 | 24.9 | 0 | 6.9 | 2016-07-04 | 27.8 | 0 | 9.8 | 0 | 9.93
2025-07-04 | 25.6 | 0 | 7.6 | 2024-07-04 | 28.6 | 0 | 10.6 | 2023-07-04 | 30.5 | 0 | 12.5 | 2022-07-04 | 23.5 | 0 | 5.5 | 2021-07-04 | 23.7 | 0 | 5.7 | 2020-07-04 | 30 | 0 | 12 | 2019-07-04 | 28.3 | 0 | 10.3 | 2018-07-04 | 30.8 | 0 | 12.8 | 2017-07-04 | 24.5 | 0 | 6.5 | 2016-07-04 | 26.4 | 0 | 8.4 | 0 | 9.19
2025-07-04 | 24.2 | 0 | 6.2 | 2024-07-04 | 27.7 | 0 | 9.7 | 2023-07-04 | 29.8 | 0 | 11.8 | 2022-07-04 | 23.2 | 0 | 5.2 | 2021-07-04 | 22.6 | 0 | 4.6 | 2020-07-04 | 29.2 | 0 | 11.2 | 2019-07-04 | 27.5 | 0 | 9.5 | 2018-07-04 | 28.7 | 0 | 10.7 | 2017-07-04 | 24.3 | 0 | 6.3 | 2016-07-04 | 25 | 0 | 7 | 0 | 8.22
2025-07-04 | 23.4 | 0 | 5.4 | 2024-07-04 | 27.1 | 0 | 9.1 | 2023-07-04 | 27.9 | 0 | 9.9 | 2022-07-04 | 22.7 | 0 | 4.7 | 2021-07-04 | 21.4 | 0 | 3.4 | 2020-07-04 | 28.6 | 0 | 10.6 | 2019-07-04 | 27.5 | 0 | 9.5 | 2018-07-04 | 27.1 | 0 | 9.1 | 2017-07-04 | 23.3 | 0 | 5.3 | 2016-07-04 | 23.2 | 0 | 5.2 | 0 | 7.22
2025-07-04 | 22.5 | 0 | 4.5 | 2024-07-04 | 25 | 0 | 7 | 2023-07-04 | 26.6 | 0 | 8.6 | 2022-07-04 | 22.1 | 0 | 4.1 | 2021-07-04 | 20.5 | 0 | 2.5 | 2020-07-04 | 26 | 0 | 8 | 2019-07-04 | 26.2 | 0 | 8.2 | 2018-07-04 | 25.5 | 0 | 7.5 | 2017-07-04 | 22.2 | 0 | 4.2 | 2016-07-04 | 21.5 | 0 | 3.5 | 0 | 5.81
2025-07-04 | 21.6 | 0 | 3.6 | 2024-07-04 | 24.6 | 0 | 6.6 | 2023-07-04 | 25.1 | 0 | 7.1 | 2022-07-04 | 22.3 | 0 | 4.3 | 2021-07-04 | 20.3 | 0 | 2.3 | 2020-07-04 | 24.8 | 0 | 6.8 | 2019-07-04 | 25.6 | 0 | 7.6 | 2018-07-04 | 25.1 | 0 | 7.1 | 2017-07-04 | 22 | 0 | 4 | 2016-07-04 | 20.5 | 0 | 2.5 | 0 | 5.19
2025-07-04 | 21.3 | 0 | 3.3 | 2024-07-04 | 23.8 | 0 | 5.8 | 2023-07-04 | 24.7 | 0 | 6.7 | 2022-07-04 | 22 | 0 | 4 | 2021-07-04 | 20.6 | 0 | 2.6 | 2020-07-04 | 23.4 | 0 | 5.4 | 2019-07-04 | 25.1 | 0 | 7.1 | 2018-07-04 | 24.8 | 0 | 6.8 | 2017-07-04 | 21 | 0 | 3 | 2016-07-04 | 20.5 | 0 | 2.5 | 0 | 4.72
2025-07-04 | 21.1 | 0 | 3.1 | 2024-07-04 | 23.7 | 0 | 5.7 | 2023-07-04 | 25.8 | 0 | 7.8 | 2022-07-04 | 21.9 | 0 | 3.9 | 2021-07-04 | 20 | 0 | 2 | 2020-07-04 | 21.9 | 0 | 3.9 | 2019-07-04 | 24.5 | 0 | 6.5 | 2018-07-04 | 25.1 | 0 | 7.1 | 2017-07-04 | 20.8 | 0 | 2.8 | 2016-07-04 | 21.1 | 0 | 3.1 | 0 | 4.59
2025-07-05 | 20.5 | 0 | 2.5 | 2024-07-05 | 23.1 | 0 | 5.1 | 2023-07-05 | 25.7 | 0 | 7.7 | 2022-07-05 | 21.4 | 0 | 3.4 | 2021-07-05 | 20 | 0 | 2 | 2020-07-05 | 21.5 | 0 | 3.5 | 2019-07-05 | 24.3 | 0 | 6.3 | 2018-07-05 | 25.4 | 0 | 7.4 | 2017-07-05 | 19.4 | 0 | 1.4 | 2016-07-05 | 21.1 | 0 | 3.1 | 0 | 4.24
2025-07-05 | 20.2 | 0 | 2.2 | 2024-07-05 | 21.6 | 0 | 3.6 | 2023-07-05 | 25.1 | 0 | 7.1 | 2022-07-05 | 21.2 | 0 | 3.2 | 2021-07-05 | 19.3 | 0 | 1.3 | 2020-07-05 | 21 | 0 | 3 | 2019-07-05 | 23.8 | 0 | 5.8 | 2018-07-05 | 24.8 | 0 | 6.8 | 2017-07-05 | 18.6 | 0 | 0.6 | 2016-07-05 | 21.7 | 0 | 3.7 | 0 | 3.73
2025-07-05 | 20.6 | 0 | 2.6 | 2024-07-05 | 21.8 | 0 | 3.8 | 2023-07-05 | 24.2 | 0 | 6.2 | 2022-07-05 | 21 | 0 | 3 | 2021-07-05 | 19 | 0 | 1 | 2020-07-05 | 20 | 0 | 2 | 2019-07-05 | 23.4 | 0 | 5.4 | 2018-07-05 | 24.4 | 0 | 6.4 | 2017-07-05 | 17.2 | 0.8 | 0 | 2016-07-05 | 21.9 | 0 | 3.9 | 0.08 | 3.43
2025-07-05 | 20.1 | 0 | 2.1 | 2024-07-05 | 21.1 | 0 | 3.1 | 2023-07-05 | 23.4 | 0 | 5.4 | 2022-07-05 | 20.7 | 0 | 2.7 | 2021-07-05 | 18.7 | 0 | 0.7 | 2020-07-05 | 20.1 | 0 | 2.1 | 2019-07-05 | 22.2 | 0 | 4.2 | 2018-07-05 | 24.1 | 0 | 6.1 | 2017-07-05 | 15.8 | 2.2 | 0 | 2016-07-05 | 21 | 0 | 3 | 0.22 | 2.94
2025-07-05 | 20.2 | 0 | 2.2 | 2024-07-05 | 21.4 | 0 | 3.4 | 2023-07-05 | 21.4 | 0 | 3.4 | 2022-07-05 | 20.5 | 0 | 2.5 | 2021-07-05 | 19.3 | 0 | 1.3 | 2020-07-05 | 19.4 | 0 | 1.4 | 2019-07-05 | 21.4 | 0 | 3.4 | 2018-07-05 | 24.3 | 0 | 6.3 | 2017-07-05 | 14.9 | 3.1 | 0 | 2016-07-05 | 20.2 | 0 | 2.2 | 0.31 | 2.61
2025-07-05 | 19.7 | 0 | 1.7 | 2024-07-05 | 21 | 0 | 3 | 2023-07-05 | 21.8 | 0 | 3.8 | 2022-07-05 | 20.3 | 0 | 2.3 | 2021-07-05 | 19.5 | 0 | 1.5 | 2020-07-05 | 18.7 | 0 | 0.7 | 2019-07-05 | 22.1 | 0 | 4.1 | 2018-07-05 | 23.4 | 0 | 5.4 | 2017-07-05 | 14.5 | 3.5 | 0 | 2016-07-05 | 20.4 | 0 | 2.4 | 0.35 | 2.49
2025-07-05 | 20.2 | 0 | 2.2 | 2024-07-05 | 21.9 | 0 | 3.9 | 2023-07-05 | 22.8 | 0 | 4.8 | 2022-07-05 | 20.3 | 0 | 2.3 | 2021-07-05 | 19.3 | 0 | 1.3 | 2020-07-05 | 21 | 0 | 3 | 2019-07-05 | 22 | 0 | 4 | 2018-07-05 | 24.6 | 0 | 6.6 | 2017-07-05 | 17 | 1 | 0 | 2016-07-05 | 21.4 | 0 | 3.4 | 0.1 | 3.15
2025-07-05 | 21.6 | 0 | 3.6 | 2024-07-05 | 23.2 | 0 | 5.2 | 2023-07-05 | 25.7 | 0 | 7.7 | 2022-07-05 | 20.1 | 0 | 2.1 | 2021-07-05 | 20.1 | 0 | 2.1 | 2020-07-05 | 22.5 | 0 | 4.5 | 2019-07-05 | 23.2 | 0 | 5.2 | 2018-07-05 | 25.9 | 0 | 7.9 | 2017-07-05 | 19.5 | 0 | 1.5 | 2016-07-05 | 22.6 | 0 | 4.6 | 0 | 4.44
2025-07-05 | 23.2 | 0 | 5.2 | 2024-07-05 | 24.9 | 0 | 6.9 | 2023-07-05 | 27.1 | 0 | 9.1 | 2022-07-05 | 20.1 | 0 | 2.1 | 2021-07-05 | 21.8 | 0 | 3.8 | 2020-07-05 | 25.4 | 0 | 7.4 | 2019-07-05 | 25.3 | 0 | 7.3 | 2018-07-05 | 27.9 | 0 | 9.9 | 2017-07-05 | 22.4 | 0 | 4.4 | 2016-07-05 | 25 | 0 | 7 | 0 | 6.31
2025-07-05 | 25.4 | 0 | 7.4 | 2024-07-05 | 26.3 | 0 | 8.3 | 2023-07-05 | 28.2 | 0 | 10.2 | 2022-07-05 | 19.7 | 0 | 1.7 | 2021-07-05 | 23.2 | 0 | 5.2 | 2020-07-05 | 27.5 | 0 | 9.5 | 2019-07-05 | 27.7 | 0 | 9.7 | 2018-07-05 | 29.4 | 0 | 11.4 | 2017-07-05 | 23.7 | 0 | 5.7 | 2016-07-05 | 27.1 | 0 | 9.1 | 0 | 7.82
2025-07-05 | 26.6 | 0 | 8.6 | 2024-07-05 | 27.2 | 0 | 9.2 | 2023-07-05 | 29.3 | 0 | 11.3 | 2022-07-05 | 18.7 | 0 | 0.7 | 2021-07-05 | 24.6 | 0 | 6.6 | 2020-07-05 | 28.9 | 0 | 10.9 | 2019-07-05 | 28.4 | 0 | 10.4 | 2018-07-05 | 29.6 | 0 | 11.6 | 2017-07-05 | 24.3 | 0 | 6.3 | 2016-07-05 | 28.5 | 0 | 10.5 | 0 | 8.61
2025-07-05 | 27.6 | 0 | 9.6 | 2024-07-05 | 27.4 | 0 | 9.4 | 2023-07-05 | 29.9 | 0 | 11.9 | 2022-07-05 | 18.6 | 0 | 0.6 | 2021-07-05 | 25.8 | 0 | 7.8 | 2020-07-05 | 30.8 | 0 | 12.8 | 2019-07-05 | 29.9 | 0 | 11.9 | 2018-07-05 | 31 | 0 | 13 | 2017-07-05 | 24.4 | 0 | 6.4 | 2016-07-05 | 29.5 | 0 | 11.5 | 0 | 9.49
2025-07-05 | 29.1 | 0 | 11.1 | 2024-07-05 | 27.7 | 0 | 9.7 | 2023-07-05 | 29.9 | 0 | 11.9 | 2022-07-05 | 18.9 | 0 | 0.9 | 2021-07-05 | 26 | 0 | 8 | 2020-07-05 | 31.3 | 0 | 13.3 | 2019-07-05 | 28.7 | 0 | 10.7 | 2018-07-05 | 32.7 | 0 | 14.7 | 2017-07-05 | 24.9 | 0 | 6.9 | 2016-07-05 | 29.5 | 0 | 11.5 | 0 | 9.87
2025-07-05 | 29 | 0 | 11 | 2024-07-05 | 26.1 | 0 | 8.1 | 2023-07-05 | 30 | 0 | 12 | 2022-07-05 | 19.6 | 0 | 1.6 | 2021-07-05 | 27.5 | 0 | 9.5 | 2020-07-05 | 32.2 | 0 | 14.2 | 2019-07-05 | 28.4 | 0 | 10.4 | 2018-07-05 | 33.1 | 0 | 15.1 | 2017-07-05 | 25.7 | 0 | 7.7 | 2016-07-05 | 30.2 | 0 | 12.2 | 0 | 10.18
2025-07-05 | 29.6 | 0 | 11.6 | 2024-07-05 | 25.1 | 0 | 7.1 | 2023-07-05 | 30.5 | 0 | 12.5 | 2022-07-05 | 21.2 | 0 | 3.2 | 2021-07-05 | 28.9 | 0 | 10.9 | 2020-07-05 | 31.9 | 0 | 13.9 | 2019-07-05 | 26.8 | 0 | 8.8 | 2018-07-05 | 33 | 0 | 15 | 2017-07-05 | 26.1 | 0 | 8.1 | 2016-07-05 | 32 | 0 | 14 | 0 | 10.51
2025-07-05 | 29.2 | 0 | 11.2 | 2024-07-05 | 25.2 | 0 | 7.2 | 2023-07-05 | 30.8 | 0 | 12.8 | 2022-07-05 | 24.6 | 0 | 6.6 | 2021-07-05 | 28.9 | 0 | 10.9 | 2020-07-05 | 32.8 | 0 | 14.8 | 2019-07-05 | 28.2 | 0 | 10.2 | 2018-07-05 | 33.2 | 0 | 15.2 | 2017-07-05 | 26.6 | 0 | 8.6 | 2016-07-05 | 31.4 | 0 | 13.4 | 0 | 11.09
2025-07-05 | 27.8 | 0 | 9.8 | 2024-07-05 | 25.5 | 0 | 7.5 | 2023-07-05 | 30.5 | 0 | 12.5 | 2022-07-05 | 26.6 | 0 | 8.6 | 2021-07-05 | 31.4 | 0 | 13.4 | 2020-07-05 | 33 | 0 | 15 | 2019-07-05 | 30.2 | 0 | 12.2 | 2018-07-05 | 31.1 | 0 | 13.1 | 2017-07-05 | 26.9 | 0 | 8.9 | 2016-07-05 | 32.1 | 0 | 14.1 | 0 | 11.51
2025-07-05 | 29 | 0 | 11 | 2024-07-05 | 24 | 0 | 6 | 2023-07-05 | 30.5 | 0 | 12.5 | 2022-07-05 | 27.1 | 0 | 9.1 | 2021-07-05 | 30.9 | 0 | 12.9 | 2020-07-05 | 31.6 | 0 | 13.6 | 2019-07-05 | 30.7 | 0 | 12.7 | 2018-07-05 | 27.4 | 0 | 9.4 | 2017-07-05 | 26.4 | 0 | 8.4 | 2016-07-05 | 30.4 | 0 | 12.4 | 0 | 10.8
2025-07-05 | 24.8 | 0 | 6.8 | 2024-07-05 | 20.5 | 0 | 2.5 | 2023-07-05 | 30.6 | 0 | 12.6 | 2022-07-05 | 25.9 | 0 | 7.9 | 2021-07-05 | 29.2 | 0 | 11.2 | 2020-07-05 | 30.9 | 0 | 12.9 | 2019-07-05 | 29.2 | 0 | 11.2 | 2018-07-05 | 27.6 | 0 | 9.6 | 2017-07-05 | 25 | 0 | 7 | 2016-07-05 | 29.4 | 0 | 11.4 | 0 | 9.31
2025-07-05 | 27.2 | 0 | 9.2 | 2024-07-05 | 21.1 | 0 | 3.1 | 2023-07-05 | 29.5 | 0 | 11.5 | 2022-07-05 | 23.6 | 0 | 5.6 | 2021-07-05 | 28.6 | 0 | 10.6 | 2020-07-05 | 29.4 | 0 | 11.4 | 2019-07-05 | 27.4 | 0 | 9.4 | 2018-07-05 | 25.1 | 0 | 7.1 | 2017-07-05 | 23.4 | 0 | 5.4 | 2016-07-05 | 28.1 | 0 | 10.1 | 0 | 8.34
2025-07-05 | 27.1 | 0 | 9.1 | 2024-07-05 | 21.7 | 0 | 3.7 | 2023-07-05 | 28.2 | 0 | 10.2 | 2022-07-05 | 21.9 | 0 | 3.9 | 2021-07-05 | 24.4 | 0 | 6.4 | 2020-07-05 | 27.8 | 0 | 9.8 | 2019-07-05 | 26.9 | 0 | 8.9 | 2018-07-05 | 22.6 | 0 | 4.6 | 2017-07-05 | 22.1 | 0 | 4.1 | 2016-07-05 | 26.9 | 0 | 8.9 | 0 | 6.96
2025-07-05 | 26.9 | 0 | 8.9 | 2024-07-05 | 22.1 | 0 | 4.1 | 2023-07-05 | 27.3 | 0 | 9.3 | 2022-07-05 | 21.5 | 0 | 3.5 | 2021-07-05 | 24.4 | 0 | 6.4 | 2020-07-05 | 26.6 | 0 | 8.6 | 2019-07-05 | 25.7 | 0 | 7.7 | 2018-07-05 | 22.7 | 0 | 4.7 | 2017-07-05 | 21.7 | 0 | 3.7 | 2016-07-05 | 26 | 0 | 8 | 0 | 6.49
2025-07-05 | 25.9 | 0 | 7.9 | 2024-07-05 | 21.4 | 0 | 3.4 | 2023-07-05 | 27.2 | 0 | 9.2 | 2022-07-05 | 20.3 | 0 | 2.3 | 2021-07-05 | 24.4 | 0 | 6.4 | 2020-07-05 | 26.3 | 0 | 8.3 | 2019-07-05 | 25.1 | 0 | 7.1 | 2018-07-05 | 23.2 | 0 | 5.2 | 2017-07-05 | 21.4 | 0 | 3.4 | 2016-07-05 | 25 | 0 | 7 | 0 | 6.02
2025-07-05 | 25.5 | 0 | 7.5 | 2024-07-05 | 21.4 | 0 | 3.4 | 2023-07-05 | 24.9 | 0 | 6.9 | 2022-07-05 | 19.9 | 0 | 1.9 | 2021-07-05 | 24.9 | 0 | 6.9 | 2020-07-05 | 25.7 | 0 | 7.7 | 2019-07-05 | 25.2 | 0 | 7.2 | 2018-07-05 | 23.9 | 0 | 5.9 | 2017-07-05 | 20.8 | 0 | 2.8 | 2016-07-05 | 23.6 | 0 | 5.6 | 0 | 5.58
2025-07-06 | 25.1 | 0 | 7.1 | 2024-07-06 | 21 | 0 | 3 | 2023-07-06 | 24.4 | 0 | 6.4 | 2022-07-06 | 19.3 | 0 | 1.3 | 2021-07-06 | 25.2 | 0 | 7.2 | 2020-07-06 | 24.8 | 0 | 6.8 | 2019-07-06 | 25.4 | 0 | 7.4 | 2018-07-06 | 22.4 | 0 | 4.4 | 2017-07-06 | 20.3 | 0 | 2.3 | 2016-07-06 | 21.5 | 0 | 3.5 | 0 | 4.94
2025-07-06 | 24.7 | 0 | 6.7 | 2024-07-06 | 20.6 | 0 | 2.6 | 2023-07-06 | 24.2 | 0 | 6.2 | 2022-07-06 | 18.6 | 0 | 0.6 | 2021-07-06 | 24.2 | 0 | 6.2 | 2020-07-06 | 23.5 | 0 | 5.5 | 2019-07-06 | 24.3 | 0 | 6.3 | 2018-07-06 | 20.7 | 0 | 2.7 | 2017-07-06 | 18.2 | 0 | 0.2 | 2016-07-06 | 20.8 | 0 | 2.8 | 0 | 3.98
2025-07-06 | 23.2 | 0 | 5.2 | 2024-07-06 | 19.8 | 0 | 1.8 | 2023-07-06 | 23.1 | 0 | 5.1 | 2022-07-06 | 18.3 | 0 | 0.3 | 2021-07-06 | 23.3 | 0 | 5.3 | 2020-07-06 | 23 | 0 | 5 | 2019-07-06 | 24.4 | 0 | 6.4 | 2018-07-06 | 18.8 | 0 | 0.8 | 2017-07-06 | 18.5 | 0 | 0.5 | 2016-07-06 | 21.4 | 0 | 3.4 | 0 | 3.38
2025-07-06 | 24.2 | 0 | 6.2 | 2024-07-06 | 18.9 | 0 | 0.9 | 2023-07-06 | 21.5 | 0 | 3.5 | 2022-07-06 | 19.2 | 0 | 1.2 | 2021-07-06 | 23.4 | 0 | 5.4 | 2020-07-06 | 22.4 | 0 | 4.4 | 2019-07-06 | 24.6 | 0 | 6.6 | 2018-07-06 | 18 | 0 | 0 | 2017-07-06 | 17.5 | 0.5 | 0 | 2016-07-06 | 20 | 0 | 2 | 0.05 | 3.02
2025-07-06 | 22.6 | 0 | 4.6 | 2024-07-06 | 19.9 | 0 | 1.9 | 2023-07-06 | 22 | 0 | 4 | 2022-07-06 | 19.1 | 0 | 1.1 | 2021-07-06 | 23.4 | 0 | 5.4 | 2020-07-06 | 21.2 | 0 | 3.2 | 2019-07-06 | 24.2 | 0 | 6.2 | 2018-07-06 | 17.3 | 0.7 | 0 | 2017-07-06 | 17.1 | 0.9 | 0 | 2016-07-06 | 20.5 | 0 | 2.5 | 0.16 | 2.89
2025-07-06 | 23.6 | 0 | 5.6 | 2024-07-06 | 19.7 | 0 | 1.7 | 2023-07-06 | 22.4 | 0 | 4.4 | 2022-07-06 | 18.9 | 0 | 0.9 | 2021-07-06 | 23.7 | 0 | 5.7 | 2020-07-06 | 22.4 | 0 | 4.4 | 2019-07-06 | 23.6 | 0 | 5.6 | 2018-07-06 | 17.3 | 0.7 | 0 | 2017-07-06 | 17.6 | 0.4 | 0 | 2016-07-06 | 19.3 | 0 | 1.3 | 0.11 | 2.96
2025-07-06 | 24.7 | 0 | 6.7 | 2024-07-06 | 20.6 | 0 | 2.6 | 2023-07-06 | 23.6 | 0 | 5.6 | 2022-07-06 | 18.6 | 0 | 0.6 | 2021-07-06 | 24.1 | 0 | 6.1 | 2020-07-06 | 23.8 | 0 | 5.8 | 2019-07-06 | 24.7 | 0 | 6.7 | 2018-07-06 | 18.2 | 0 | 0.2 | 2017-07-06 | 19.2 | 0 | 1.2 | 2016-07-06 | 21.5 | 0 | 3.5 | 0 | 3.9
2025-07-06 | 25.6 | 0 | 7.6 | 2024-07-06 | 22 | 0 | 4 | 2023-07-06 | 25.4 | 0 | 7.4 | 2022-07-06 | 18.7 | 0 | 0.7 | 2021-07-06 | 25.4 | 0 | 7.4 | 2020-07-06 | 25 | 0 | 7 | 2019-07-06 | 25.1 | 0 | 7.1 | 2018-07-06 | 19.4 | 0 | 1.4 | 2017-07-06 | 20.7 | 0 | 2.7 | 2016-07-06 | 24.8 | 0 | 6.8 | 0 | 5.21
2025-07-06 | 27.8 | 0 | 9.8 | 2024-07-06 | 22.9 | 0 | 4.9 | 2023-07-06 | 26.3 | 0 | 8.3 | 2022-07-06 | 19.2 | 0 | 1.2 | 2021-07-06 | 27 | 0 | 9 | 2020-07-06 | 26.1 | 0 | 8.1 | 2019-07-06 | 25.4 | 0 | 7.4 | 2018-07-06 | 20.4 | 0 | 2.4 | 2017-07-06 | 23.9 | 0 | 5.9 | 2016-07-06 | 27.1 | 0 | 9.1 | 0 | 6.61
2025-07-06 | 30 | 0 | 12 | 2024-07-06 | 25.1 | 0 | 7.1 | 2023-07-06 | 26.4 | 0 | 8.4 | 2022-07-06 | 19.9 | 0 | 1.9 | 2021-07-06 | 28.2 | 0 | 10.2 | 2020-07-06 | 27.3 | 0 | 9.3 | 2019-07-06 | 26.6 | 0 | 8.6 | 2018-07-06 | 20.2 | 0 | 2.2 | 2017-07-06 | 25.5 | 0 | 7.5 | 2016-07-06 | 28.6 | 0 | 10.6 | 0 | 7.78
2025-07-06 | 31.8 | 0 | 13.8 | 2024-07-06 | 25.6 | 0 | 7.6 | 2023-07-06 | 27.1 | 0 | 9.1 | 2022-07-06 | 20.2 | 0 | 2.2 | 2021-07-06 | 29.1 | 0 | 11.1 | 2020-07-06 | 28.4 | 0 | 10.4 | 2019-07-06 | 27.3 | 0 | 9.3 | 2018-07-06 | 21.4 | 0 | 3.4 | 2017-07-06 | 26.4 | 0 | 8.4 | 2016-07-06 | 29.1 | 0 | 11.1 | 0 | 8.64
2025-07-06 | 32.3 | 0 | 14.3 | 2024-07-06 | 26.4 | 0 | 8.4 | 2023-07-06 | 27.9 | 0 | 9.9 | 2022-07-06 | 20.6 | 0 | 2.6 | 2021-07-06 | 30.3 | 0 | 12.3 | 2020-07-06 | 29.2 | 0 | 11.2 | 2019-07-06 | 28.2 | 0 | 10.2 | 2018-07-06 | 22 | 0 | 4 | 2017-07-06 | 26.4 | 0 | 8.4 | 2016-07-06 | 29 | 0 | 11 | 0 | 9.23
2025-07-06 | 32.4 | 0 | 14.4 | 2024-07-06 | 27 | 0 | 9 | 2023-07-06 | 28.9 | 0 | 10.9 | 2022-07-06 | 22.6 | 0 | 4.6 | 2021-07-06 | 31 | 0 | 13 | 2020-07-06 | 30 | 0 | 12 | 2019-07-06 | 28.9 | 0 | 10.9 | 2018-07-06 | 22 | 0 | 4 | 2017-07-06 | 28.3 | 0 | 10.3 | 2016-07-06 | 29.5 | 0 | 11.5 | 0 | 10.06
2025-07-06 | 33.4 | 0 | 15.4 | 2024-07-06 | 25.2 | 0 | 7.2 | 2023-07-06 | 29.4 | 0 | 11.4 | 2022-07-06 | 22 | 0 | 4 | 2021-07-06 | 31.7 | 0 | 13.7 | 2020-07-06 | 30.4 | 0 | 12.4 | 2019-07-06 | 29 | 0 | 11 | 2018-07-06 | 22.1 | 0 | 4.1 | 2017-07-06 | 28.2 | 0 | 10.2 | 2016-07-06 | 30.9 | 0 | 12.9 | 0 | 10.23
2025-07-06 | 34 | 0 | 16 | 2024-07-06 | 25.3 | 0 | 7.3 | 2023-07-06 | 21.5 | 0 | 3.5 | 2022-07-06 | 23.3 | 0 | 5.3 | 2021-07-06 | 31.6 | 0 | 13.6 | 2020-07-06 | 30.9 | 0 | 12.9 | 2019-07-06 | 30.2 | 0 | 12.2 | 2018-07-06 | 22.5 | 0 | 4.5 | 2017-07-06 | 28.4 | 0 | 10.4 | 2016-07-06 | 31.4 | 0 | 13.4 | 0 | 9.91
2025-07-06 | 33.9 | 0 | 15.9 | 2024-07-06 | 25.4 | 0 | 7.4 | 2023-07-06 | 23.1 | 0 | 5.1 | 2022-07-06 | 22.7 | 0 | 4.7 | 2021-07-06 | 31 | 0 | 13 | 2020-07-06 | 30.4 | 0 | 12.4 | 2019-07-06 | 30.7 | 0 | 12.7 | 2018-07-06 | 22.8 | 0 | 4.8 | 2017-07-06 | 28.9 | 0 | 10.9 | 2016-07-06 | 30.9 | 0 | 12.9 | 0 | 9.98
2025-07-06 | 34.3 | 0 | 16.3 | 2024-07-06 | 26 | 0 | 8 | 2023-07-06 | 22 | 0 | 4 | 2022-07-06 | 21.7 | 0 | 3.7 | 2021-07-06 | 31.5 | 0 | 13.5 | 2020-07-06 | 30.4 | 0 | 12.4 | 2019-07-06 | 30.8 | 0 | 12.8 | 2018-07-06 | 22.7 | 0 | 4.7 | 2017-07-06 | 29.6 | 0 | 11.6 | 2016-07-06 | 30.4 | 0 | 12.4 | 0 | 9.94
2025-07-06 | 33.2 | 0 | 15.2 | 2024-07-06 | 26.8 | 0 | 8.8 | 2023-07-06 | 23.4 | 0 | 5.4 | 2022-07-06 | 21.9 | 0 | 3.9 | 2021-07-06 | 31 | 0 | 13 | 2020-07-06 | 30.1 | 0 | 12.1 | 2019-07-06 | 27.8 | 0 | 9.8 | 2018-07-06 | 22.4 | 0 | 4.4 | 2017-07-06 | 28.8 | 0 | 10.8 | 2016-07-06 | 30.1 | 0 | 12.1 | 0 | 9.55
2025-07-06 | 32.3 | 0 | 14.3 | 2024-07-06 | 25.3 | 0 | 7.3 | 2023-07-06 | 23.5 | 0 | 5.5 | 2022-07-06 | 21.4 | 0 | 3.4 | 2021-07-06 | 30.6 | 0 | 12.6 | 2020-07-06 | 28.8 | 0 | 10.8 | 2019-07-06 | 28.2 | 0 | 10.2 | 2018-07-06 | 21.6 | 0 | 3.6 | 2017-07-06 | 28.2 | 0 | 10.2 | 2016-07-06 | 29.9 | 0 | 11.9 | 0 | 8.98
2025-07-06 | 31.6 | 0 | 13.6 | 2024-07-06 | 25 | 0 | 7 | 2023-07-06 | 23.1 | 0 | 5.1 | 2022-07-06 | 20.5 | 0 | 2.5 | 2021-07-06 | 29.4 | 0 | 11.4 | 2020-07-06 | 26.7 | 0 | 8.7 | 2019-07-06 | 28.8 | 0 | 10.8 | 2018-07-06 | 20.8 | 0 | 2.8 | 2017-07-06 | 28 | 0 | 10 | 2016-07-06 | 28.8 | 0 | 10.8 | 0 | 8.27
2025-07-06 | 30.4 | 0 | 12.4 | 2024-07-06 | 23.9 | 0 | 5.9 | 2023-07-06 | 22.8 | 0 | 4.8 | 2022-07-06 | 20.6 | 0 | 2.6 | 2021-07-06 | 28 | 0 | 10 | 2020-07-06 | 25.5 | 0 | 7.5 | 2019-07-06 | 26 | 0 | 8 | 2018-07-06 | 19.7 | 0 | 1.7 | 2017-07-06 | 26.8 | 0 | 8.8 | 2016-07-06 | 27.5 | 0 | 9.5 | 0 | 7.12
2025-07-06 | 29.9 | 0 | 11.9 | 2024-07-06 | 21.8 | 0 | 3.8 | 2023-07-06 | 23 | 0 | 5 | 2022-07-06 | 19.9 | 0 | 1.9 | 2021-07-06 | 26.6 | 0 | 8.6 | 2020-07-06 | 25.4 | 0 | 7.4 | 2019-07-06 | 25.2 | 0 | 7.2 | 2018-07-06 | 19.2 | 0 | 1.2 | 2017-07-06 | 25.7 | 0 | 7.7 | 2016-07-06 | 27 | 0 | 9 | 0 | 6.37
2025-07-06 | 29 | 0 | 11 | 2024-07-06 | 21 | 0 | 3 | 2023-07-06 | 22.8 | 0 | 4.8 | 2022-07-06 | 18.9 | 0 | 0.9 | 2021-07-06 | 25.7 | 0 | 7.7 | 2020-07-06 | 25.2 | 0 | 7.2 | 2019-07-06 | 25.5 | 0 | 7.5 | 2018-07-06 | 18.1 | 0 | 0.1 | 2017-07-06 | 24.4 | 0 | 6.4 | 2016-07-06 | 26.3 | 0 | 8.3 | 0 | 5.69
2025-07-06 | 28.1 | 0 | 10.1 | 2024-07-06 | 20.9 | 0 | 2.9 | 2023-07-06 | 22.4 | 0 | 4.4 | 2022-07-06 | 17.7 | 0.3 | 0 | 2021-07-06 | 24.7 | 0 | 6.7 | 2020-07-06 | 24.6 | 0 | 6.6 | 2019-07-06 | 25 | 0 | 7 | 2018-07-06 | 17.5 | 0.5 | 0 | 2017-07-06 | 22.9 | 0 | 4.9 | 2016-07-06 | 25.8 | 0 | 7.8 | 0.08 | 5.04
2025-07-07 | 27.4 | 0 | 9.4 | 2024-07-07 | 20.4 | 0 | 2.4 | 2023-07-07 | 22.3 | 0 | 4.3 | 2022-07-07 | 16.8 | 1.2 | 0 | 2021-07-07 | 24.6 | 0 | 6.6 | 2020-07-07 | 24.5 | 0 | 6.5 | 2019-07-07 | 24 | 0 | 6 | 2018-07-07 | 16.1 | 1.9 | 0 | 2017-07-07 | 22 | 0 | 4 | 2016-07-07 | 24.8 | 0 | 6.8 | 0.31 | 4.6
2025-07-07 | 27.2 | 0 | 9.2 | 2024-07-07 | 19.8 | 0 | 1.8 | 2023-07-07 | 21.7 | 0 | 3.7 | 2022-07-07 | 16 | 2 | 0 | 2021-07-07 | 24.3 | 0 | 6.3 | 2020-07-07 | 24.1 | 0 | 6.1 | 2019-07-07 | 21.9 | 0 | 3.9 | 2018-07-07 | 16.8 | 1.2 | 0 | 2017-07-07 | 22.4 | 0 | 4.4 | 2016-07-07 | 24.5 | 0 | 6.5 | 0.32 | 4.19
2025-07-07 | 27 | 0 | 9 | 2024-07-07 | 19.1 | 0 | 1.1 | 2023-07-07 | 21.2 | 0 | 3.2 | 2022-07-07 | 15.4 | 2.6 | 0 | 2021-07-07 | 22.8 | 0 | 4.8 | 2020-07-07 | 23.8 | 0 | 5.8 | 2019-07-07 | 20.4 | 0 | 2.4 | 2018-07-07 | 15 | 3 | 0 | 2017-07-07 | 21.7 | 0 | 3.7 | 2016-07-07 | 23.1 | 0 | 5.1 | 0.56 | 3.51
2025-07-07 | 26.6 | 0 | 8.6 | 2024-07-07 | 18.4 | 0 | 0.4 | 2023-07-07 | 20.4 | 0 | 2.4 | 2022-07-07 | 15.1 | 2.9 | 0 | 2021-07-07 | 20.4 | 0 | 2.4 | 2020-07-07 | 23.1 | 0 | 5.1 | 2019-07-07 | 20 | 0 | 2 | 2018-07-07 | 14.7 | 3.3 | 0 | 2017-07-07 | 21.4 | 0 | 3.4 | 2016-07-07 | 22.3 | 0 | 4.3 | 0.62 | 2.86
2025-07-07 | 25.6 | 0 | 7.6 | 2024-07-07 | 18.2 | 0 | 0.2 | 2023-07-07 | 20.2 | 0 | 2.2 | 2022-07-07 | 14.8 | 3.2 | 0 | 2021-07-07 | 19.7 | 0 | 1.7 | 2020-07-07 | 23.1 | 0 | 5.1 | 2019-07-07 | 19.5 | 0 | 1.5 | 2018-07-07 | 14.6 | 3.4 | 0 | 2017-07-07 | 21.5 | 0 | 3.5 | 2016-07-07 | 21.6 | 0 | 3.6 | 0.66 | 2.54
2025-07-07 | 24.8 | 0 | 6.8 | 2024-07-07 | 18.1 | 0 | 0.1 | 2023-07-07 | 19.5 | 0 | 1.5 | 2022-07-07 | 14.8 | 3.2 | 0 | 2021-07-07 | 19.9 | 0 | 1.9 | 2020-07-07 | 22.2 | 0 | 4.2 | 2019-07-07 | 19.8 | 0 | 1.8 | 2018-07-07 | 14.8 | 3.2 | 0 | 2017-07-07 | 21.3 | 0 | 3.3 | 2016-07-07 | 21.9 | 0 | 3.9 | 0.64 | 2.35
2025-07-07 | 25.1 | 0 | 7.1 | 2024-07-07 | 19.1 | 0 | 1.1 | 2023-07-07 | 20 | 0 | 2 | 2022-07-07 | 16 | 2 | 0 | 2021-07-07 | 20.4 | 0 | 2.4 | 2020-07-07 | 23.1 | 0 | 5.1 | 2019-07-07 | 20.1 | 0 | 2.1 | 2018-07-07 | 16.2 | 1.8 | 0 | 2017-07-07 | 21.7 | 0 | 3.7 | 2016-07-07 | 22.9 | 0 | 4.9 | 0.38 | 2.84
2025-07-07 | 26.4 | 0 | 8.4 | 2024-07-07 | 20.8 | 0 | 2.8 | 2023-07-07 | 20.1 | 0 | 2.1 | 2022-07-07 | 17.8 | 0.2 | 0 | 2021-07-07 | 20.6 | 0 | 2.6 | 2020-07-07 | 24.7 | 0 | 6.7 | 2019-07-07 | 19.8 | 0 | 1.8 | 2018-07-07 | 18.5 | 0 | 0.5 | 2017-07-07 | 22.3 | 0 | 4.3 | 2016-07-07 | 23.9 | 0 | 5.9 | 0.02 | 3.51
2025-07-07 | 26.5 | 0 | 8.5 | 2024-07-07 | 22.3 | 0 | 4.3 | 2023-07-07 | 20.7 | 0 | 2.7 | 2022-07-07 | 19.6 | 0 | 1.6 | 2021-07-07 | 19.6 | 0 | 1.6 | 2020-07-07 | 26.6 | 0 | 8.6 | 2019-07-07 | 20.5 | 0 | 2.5 | 2018-07-07 | 20.8 | 0 | 2.8 | 2017-07-07 | 23.5 | 0 | 5.5 | 2016-07-07 | 25.1 | 0 | 7.1 | 0 | 4.52
2025-07-07 | 28.1 | 0 | 10.1 | 2024-07-07 | 23.4 | 0 | 5.4 | 2023-07-07 | 22.5 | 0 | 4.5 | 2022-07-07 | 21.6 | 0 | 3.6 | 2021-07-07 | 19.8 | 0 | 1.8 | 2020-07-07 | 28.7 | 0 | 10.7 | 2019-07-07 | 21.8 | 0 | 3.8 | 2018-07-07 | 22.7 | 0 | 4.7 | 2017-07-07 | 23.9 | 0 | 5.9 | 2016-07-07 | 26.9 | 0 | 8.9 | 0 | 5.94
2025-07-07 | 28.6 | 0 | 10.6 | 2024-07-07 | 24.6 | 0 | 6.6 | 2023-07-07 | 23.6 | 0 | 5.6 | 2022-07-07 | 23.4 | 0 | 5.4 | 2021-07-07 | 19.9 | 0 | 1.9 | 2020-07-07 | 30.4 | 0 | 12.4 | 2019-07-07 | 22.9 | 0 | 4.9 | 2018-07-07 | 23.2 | 0 | 5.2 | 2017-07-07 | 24.2 | 0 | 6.2 | 2016-07-07 | 27.5 | 0 | 9.5 | 0 | 6.83
2025-07-07 | 28.5 | 0 | 10.5 | 2024-07-07 | 25.7 | 0 | 7.7 | 2023-07-07 | 24.6 | 0 | 6.6 | 2022-07-07 | 23.8 | 0 | 5.8 | 2021-07-07 | 20 | 0 | 2 | 2020-07-07 | 31.1 | 0 | 13.1 | 2019-07-07 | 23.4 | 0 | 5.4 | 2018-07-07 | 23.4 | 0 | 5.4 | 2017-07-07 | 24.5 | 0 | 6.5 | 2016-07-07 | 28.8 | 0 | 10.8 | 0 | 7.38
2025-07-07 | 28 | 0 | 10 | 2024-07-07 | 25.5 | 0 | 7.5 | 2023-07-07 | 25.6 | 0 | 7.6 | 2022-07-07 | 24.3 | 0 | 6.3 | 2021-07-07 | 19.7 | 0 | 1.7 | 2020-07-07 | 31.8 | 0 | 13.8 | 2019-07-07 | 22.9 | 0 | 4.9 | 2018-07-07 | 24.5 | 0 | 6.5 | 2017-07-07 | 24.2 | 0 | 6.2 | 2016-07-07 | 28.5 | 0 | 10.5 | 0 | 7.5
2025-07-07 | 28.7 | 0 | 10.7 | 2024-07-07 | 26.8 | 0 | 8.8 | 2023-07-07 | 25.5 | 0 | 7.5 | 2022-07-07 | 24.4 | 0 | 6.4 | 2021-07-07 | 19.3 | 0 | 1.3 | 2020-07-07 | 33.5 | 0 | 15.5 | 2019-07-07 | 22.7 | 0 | 4.7 | 2018-07-07 | 24.9 | 0 | 6.9 | 2017-07-07 | 25.6 | 0 | 7.6 | 2016-07-07 | 25.6 | 0 | 7.6 | 0 | 7.7
2025-07-07 | 28.8 | 0 | 10.8 | 2024-07-07 | 27 | 0 | 9 | 2023-07-07 | 25.7 | 0 | 7.7 | 2022-07-07 | 25 | 0 | 7 | 2021-07-07 | 19.7 | 0 | 1.7 | 2020-07-07 | 33.5 | 0 | 15.5 | 2019-07-07 | 23 | 0 | 5 | 2018-07-07 | 25.1 | 0 | 7.1 | 2017-07-07 | 26.8 | 0 | 8.8 | 2016-07-07 | 27.2 | 0 | 9.2 | 0 | 8.18
2025-07-07 | 28 | 0 | 10 | 2024-07-07 | 27.1 | 0 | 9.1 | 2023-07-07 | 25.7 | 0 | 7.7 | 2022-07-07 | 24.3 | 0 | 6.3 | 2021-07-07 | 19.9 | 0 | 1.9 | 2020-07-07 | 33.7 | 0 | 15.7 | 2019-07-07 | 22.7 | 0 | 4.7 | 2018-07-07 | 25.2 | 0 | 7.2 | 2017-07-07 | 27.2 | 0 | 9.2 | 2016-07-07 | 29.2 | 0 | 11.2 | 0 | 8.3
2025-07-07 | 26.1 | 0 | 8.1 | 2024-07-07 | 27 | 0 | 9 | 2023-07-07 | 25.4 | 0 | 7.4 | 2022-07-07 | 24.8 | 0 | 6.8 | 2021-07-07 | 19.2 | 0 | 1.2 | 2020-07-07 | 33.2 | 0 | 15.2 | 2019-07-07 | 22.9 | 0 | 4.9 | 2018-07-07 | 25.3 | 0 | 7.3 | 2017-07-07 | 27.7 | 0 | 9.7 | 2016-07-07 | 30.9 | 0 | 12.9 | 0 | 8.25
2025-07-07 | 25.7 | 0 | 7.7 | 2024-07-07 | 26.7 | 0 | 8.7 | 2023-07-07 | 25.2 | 0 | 7.2 | 2022-07-07 | 24.6 | 0 | 6.6 | 2021-07-07 | 18.9 | 0 | 0.9 | 2020-07-07 | 30.6 | 0 | 12.6 | 2019-07-07 | 22.4 | 0 | 4.4 | 2018-07-07 | 25.2 | 0 | 7.2 | 2017-07-07 | 26.7 | 0 | 8.7 | 2016-07-07 | 31.4 | 0 | 13.4 | 0 | 7.74
2025-07-07 | 24.6 | 0 | 6.6 | 2024-07-07 | 25.9 | 0 | 7.9 | 2023-07-07 | 24 | 0 | 6 | 2022-07-07 | 23.6 | 0 | 5.6 | 2021-07-07 | 18.4 | 0 | 0.4 | 2020-07-07 | 32.5 | 0 | 14.5 | 2019-07-07 | 21.8 | 0 | 3.8 | 2018-07-07 | 24.4 | 0 | 6.4 | 2017-07-07 | 25.2 | 0 | 7.2 | 2016-07-07 | 29.9 | 0 | 11.9 | 0 | 7.03
2025-07-07 | 23.3 | 0 | 5.3 | 2024-07-07 | 25.3 | 0 | 7.3 | 2023-07-07 | 22.9 | 0 | 4.9 | 2022-07-07 | 23.7 | 0 | 5.7 | 2021-07-07 | 17.9 | 0.1 | 0 | 2020-07-07 | 30.9 | 0 | 12.9 | 2019-07-07 | 21.3 | 0 | 3.3 | 2018-07-07 | 23.5 | 0 | 5.5 | 2017-07-07 | 23.2 | 0 | 5.2 | 2016-07-07 | 27.9 | 0 | 9.9 | 0.01 | 6
2025-07-07 | 21.9 | 0 | 3.9 | 2024-07-07 | 24.2 | 0 | 6.2 | 2023-07-07 | 21.6 | 0 | 3.6 | 2022-07-07 | 23.4 | 0 | 5.4 | 2021-07-07 | 17.6 | 0.4 | 0 | 2020-07-07 | 29.7 | 0 | 11.7 | 2019-07-07 | 20.7 | 0 | 2.7 | 2018-07-07 | 22 | 0 | 4 | 2017-07-07 | 22 | 0 | 4 | 2016-07-07 | 26.6 | 0 | 8.6 | 0.04 | 5.01
2025-07-07 | 21.3 | 0 | 3.3 | 2024-07-07 | 22.9 | 0 | 4.9 | 2023-07-07 | 20.6 | 0 | 2.6 | 2022-07-07 | 22.5 | 0 | 4.5 | 2021-07-07 | 17.2 | 0.8 | 0 | 2020-07-07 | 29.9 | 0 | 11.9 | 2019-07-07 | 20.3 | 0 | 2.3 | 2018-07-07 | 21.1 | 0 | 3.1 | 2017-07-07 | 22 | 0 | 4 | 2016-07-07 | 25.6 | 0 | 7.6 | 0.08 | 4.42
2025-07-07 | 20.9 | 0 | 2.9 | 2024-07-07 | 22.5 | 0 | 4.5 | 2023-07-07 | 19.5 | 0 | 1.5 | 2022-07-07 | 20.7 | 0 | 2.7 | 2021-07-07 | 17.1 | 0.9 | 0 | 2020-07-07 | 29 | 0 | 11 | 2019-07-07 | 20.3 | 0 | 2.3 | 2018-07-07 | 20.5 | 0 | 2.5 | 2017-07-07 | 21.8 | 0 | 3.8 | 2016-07-07 | 23.8 | 0 | 5.8 | 0.09 | 3.7
2025-07-07 | 20.7 | 0 | 2.7 | 2024-07-07 | 21.9 | 0 | 3.9 | 2023-07-07 | 19 | 0 | 1 | 2022-07-07 | 20.1 | 0 | 2.1 | 2021-07-07 | 17 | 1 | 0 | 2020-07-07 | 28.1 | 0 | 10.1 | 2019-07-07 | 18.7 | 0 | 0.7 | 2018-07-07 | 20.3 | 0 | 2.3 | 2017-07-07 | 21.6 | 0 | 3.6 | 2016-07-07 | 23.2 | 0 | 5.2 | 0.1 | 3.16
2025-07-08 | 20.4 | 0 | 2.4 | 2024-07-08 | 21 | 0 | 3 | 2023-07-08 | 16.7 | 1.3 | 0 | 2022-07-08 | 19.5 | 0 | 1.5 | 2021-07-08 | 16.7 | 1.3 | 0 | 2020-07-08 | 27.1 | 0 | 9.1 | 2019-07-08 | 17.7 | 0.3 | 0 | 2018-07-08 | 19.5 | 0 | 1.5 | 2017-07-08 | 20.5 | 0 | 2.5 | 2016-07-08 | 22.2 | 0 | 4.2 | 0.29 | 2.42
2025-07-08 | 20.3 | 0 | 2.3 | 2024-07-08 | 19.8 | 0 | 1.8 | 2023-07-08 | 16.7 | 1.3 | 0 | 2022-07-08 | 19.6 | 0 | 1.6 | 2021-07-08 | 16.3 | 1.7 | 0 | 2020-07-08 | 26.1 | 0 | 8.1 | 2019-07-08 | 16.7 | 1.3 | 0 | 2018-07-08 | 19.6 | 0 | 1.6 | 2017-07-08 | 20.1 | 0 | 2.1 | 2016-07-08 | 21.4 | 0 | 3.4 | 0.43 | 2.09
2025-07-08 | 20.3 | 0 | 2.3 | 2024-07-08 | 19.7 | 0 | 1.7 | 2023-07-08 | 14.3 | 3.7 | 0 | 2022-07-08 | 17.8 | 0.2 | 0 | 2021-07-08 | 15.9 | 2.1 | 0 | 2020-07-08 | 25.6 | 0 | 7.6 | 2019-07-08 | 16.1 | 1.9 | 0 | 2018-07-08 | 18.4 | 0 | 0.4 | 2017-07-08 | 19.2 | 0 | 1.2 | 2016-07-08 | 20.9 | 0 | 2.9 | 0.79 | 1.61
2025-07-08 | 19.9 | 0 | 1.9 | 2024-07-08 | 19 | 0 | 1 | 2023-07-08 | 14.9 | 3.1 | 0 | 2022-07-08 | 17.4 | 0.6 | 0 | 2021-07-08 | 15.7 | 2.3 | 0 | 2020-07-08 | 25.5 | 0 | 7.5 | 2019-07-08 | 16 | 2 | 0 | 2018-07-08 | 16.4 | 1.6 | 0 | 2017-07-08 | 18.6 | 0 | 0.6 | 2016-07-08 | 20.4 | 0 | 2.4 | 0.96 | 1.34
2025-07-08 | 19.5 | 0 | 1.5 | 2024-07-08 | 19.9 | 0 | 1.9 | 2023-07-08 | 15 | 3 | 0 | 2022-07-08 | 18.9 | 0 | 0.9 | 2021-07-08 | 15.9 | 2.1 | 0 | 2020-07-08 | 23.1 | 0 | 5.1 | 2019-07-08 | 15.3 | 2.7 | 0 | 2018-07-08 | 16 | 2 | 0 | 2017-07-08 | 18.1 | 0 | 0.1 | 2016-07-08 | 20.7 | 0 | 2.7 | 0.98 | 1.22
2025-07-08 | 19.3 | 0 | 1.3 | 2024-07-08 | 19.1 | 0 | 1.1 | 2023-07-08 | 14.6 | 3.4 | 0 | 2022-07-08 | 19.2 | 0 | 1.2 | 2021-07-08 | 16 | 2 | 0 | 2020-07-08 | 23.6 | 0 | 5.6 | 2019-07-08 | 15.3 | 2.7 | 0 | 2018-07-08 | 15.8 | 2.2 | 0 | 2017-07-08 | 17.5 | 0.5 | 0 | 2016-07-08 | 20.7 | 0 | 2.7 | 1.08 | 1.19
2025-07-08 | 19.9 | 0 | 1.9 | 2024-07-08 | 20.1 | 0 | 2.1 | 2023-07-08 | 15.9 | 2.1 | 0 | 2022-07-08 | 20.6 | 0 | 2.6 | 2021-07-08 | 15.8 | 2.2 | 0 | 2020-07-08 | 24.8 | 0 | 6.8 | 2019-07-08 | 16 | 2 | 0 | 2018-07-08 | 17.5 | 0.5 | 0 | 2017-07-08 | 17.5 | 0.5 | 0 | 2016-07-08 | 20.8 | 0 | 2.8 | 0.73 | 1.62
2025-07-08 | 20.1 | 0 | 2.1 | 2024-07-08 | 22.9 | 0 | 4.9 | 2023-07-08 | 17.3 | 0.7 | 0 | 2022-07-08 | 21.9 | 0 | 3.9 | 2021-07-08 | 15.9 | 2.1 | 0 | 2020-07-08 | 27 | 0 | 9 | 2019-07-08 | 17.6 | 0.4 | 0 | 2018-07-08 | 20.5 | 0 | 2.5 | 2017-07-08 | 18 | 0 | 0 | 2016-07-08 | 21 | 0 | 3 | 0.32 | 2.54
2025-07-08 | 21 | 0 | 3 | 2024-07-08 | 24.8 | 0 | 6.8 | 2023-07-08 | 19 | 0 | 1 | 2022-07-08 | 23.7 | 0 | 5.7 | 2021-07-08 | 15.4 | 2.6 | 0 | 2020-07-08 | 28.3 | 0 | 10.3 | 2019-07-08 | 20.1 | 0 | 2.1 | 2018-07-08 | 22.4 | 0 | 4.4 | 2017-07-08 | 19.6 | 0 | 1.6 | 2016-07-08 | 21.5 | 0 | 3.5 | 0.26 | 3.84
2025-07-08 | 21.4 | 0 | 3.4 | 2024-07-08 | 26 | 0 | 8 | 2023-07-08 | 21.8 | 0 | 3.8 | 2022-07-08 | 24.3 | 0 | 6.3 | 2021-07-08 | 15.1 | 2.9 | 0 | 2020-07-08 | 29.9 | 0 | 11.9 | 2019-07-08 | 21.7 | 0 | 3.7 | 2018-07-08 | 23.9 | 0 | 5.9 | 2017-07-08 | 20.8 | 0 | 2.8 | 2016-07-08 | 22.4 | 0 | 4.4 | 0.29 | 5.02
2025-07-08 | 22.2 | 0 | 4.2 | 2024-07-08 | 27.5 | 0 | 9.5 | 2023-07-08 | 23.5 | 0 | 5.5 | 2022-07-08 | 25.2 | 0 | 7.2 | 2021-07-08 | 15.9 | 2.1 | 0 | 2020-07-08 | 30.6 | 0 | 12.6 | 2019-07-08 | 22.8 | 0 | 4.8 | 2018-07-08 | 24.7 | 0 | 6.7 | 2017-07-08 | 21.4 | 0 | 3.4 | 2016-07-08 | 24 | 0 | 6 | 0.21 | 5.99
2025-07-08 | 22.6 | 0 | 4.6 | 2024-07-08 | 26.3 | 0 | 8.3 | 2023-07-08 | 24.6 | 0 | 6.6 | 2022-07-08 | 25.5 | 0 | 7.5 | 2021-07-08 | 15.7 | 2.3 | 0 | 2020-07-08 | 31.2 | 0 | 13.2 | 2019-07-08 | 24.7 | 0 | 6.7 | 2018-07-08 | 25.5 | 0 | 7.5 | 2017-07-08 | 22.4 | 0 | 4.4 | 2016-07-08 | 24 | 0 | 6 | 0.23 | 6.48
2025-07-08 | 23.4 | 0 | 5.4 | 2024-07-08 | 27.2 | 0 | 9.2 | 2023-07-08 | 24.8 | 0 | 6.8 | 2022-07-08 | 25.1 | 0 | 7.1 | 2021-07-08 | 15.5 | 2.5 | 0 | 2020-07-08 | 31.3 | 0 | 13.3 | 2019-07-08 | 24.5 | 0 | 6.5 | 2018-07-08 | 25.9 | 0 | 7.9 | 2017-07-08 | 23.2 | 0 | 5.2 | 2016-07-08 | 25 | 0 | 7 | 0.25 | 6.84
2025-07-08 | 23.9 | 0 | 5.9 | 2024-07-08 | 27.5 | 0 | 9.5 | 2023-07-08 | 23.3 | 0 | 5.3 | 2022-07-08 | 25 | 0 | 7 | 2021-07-08 | 16.7 | 1.3 | 0 | 2020-07-08 | 32.1 | 0 | 14.1 | 2019-07-08 | 24.8 | 0 | 6.8 | 2018-07-08 | 26.7 | 0 | 8.7 | 2017-07-08 | 23 | 0 | 5 | 2016-07-08 | 26.6 | 0 | 8.6 | 0.13 | 7.09
2025-07-08 | 25.1 | 0 | 7.1 | 2024-07-08 | 28.7 | 0 | 10.7 | 2023-07-08 | 23.8 | 0 | 5.8 | 2022-07-08 | 26.4 | 0 | 8.4 | 2021-07-08 | 16.6 | 1.4 | 0 | 2020-07-08 | 23.8 | 0 | 5.8 | 2019-07-08 | 24.4 | 0 | 6.4 | 2018-07-08 | 27.5 | 0 | 9.5 | 2017-07-08 | 23.3 | 0 | 5.3 | 2016-07-08 | 27 | 0 | 9 | 0.14 | 6.8
2025-07-08 | 25.6 | 0 | 7.6 | 2024-07-08 | 28.9 | 0 | 10.9 | 2023-07-08 | 23.4 | 0 | 5.4 | 2022-07-08 | 25.4 | 0 | 7.4 | 2021-07-08 | 16.9 | 1.1 | 0 | 2020-07-08 | 26.5 | 0 | 8.5 | 2019-07-08 | 24.8 | 0 | 6.8 | 2018-07-08 | 28.1 | 0 | 10.1 | 2017-07-08 | 23.8 | 0 | 5.8 | 2016-07-08 | 25.9 | 0 | 7.9 | 0.11 | 7.04
2025-07-08 | 25.1 | 0 | 7.1 | 2024-07-08 | 28.6 | 0 | 10.6 | 2023-07-08 | 21.9 | 0 | 3.9 | 2022-07-08 | 25.6 | 0 | 7.6 | 2021-07-08 | 17.5 | 0.5 | 0 | 2020-07-08 | 30.2 | 0 | 12.2 | 2019-07-08 | 24 | 0 | 6 | 2018-07-08 | 27.7 | 0 | 9.7 | 2017-07-08 | 23.6 | 0 | 5.6 | 2016-07-08 | 27 | 0 | 9 | 0.05 | 7.17
2025-07-08 | 23.8 | 0 | 5.8 | 2024-07-08 | 28.2 | 0 | 10.2 | 2023-07-08 | 20.5 | 0 | 2.5 | 2022-07-08 | 25.1 | 0 | 7.1 | 2021-07-08 | 18.5 | 0 | 0.5 | 2020-07-08 | 31.4 | 0 | 13.4 | 2019-07-08 | 23.6 | 0 | 5.6 | 2018-07-08 | 27.6 | 0 | 9.6 | 2017-07-08 | 23.2 | 0 | 5.2 | 2016-07-08 | 26.7 | 0 | 8.7 | 0 | 6.86
2025-07-08 | 23.8 | 0 | 5.8 | 2024-07-08 | 27.9 | 0 | 9.9 | 2023-07-08 | 20.6 | 0 | 2.6 | 2022-07-08 | 24.3 | 0 | 6.3 | 2021-07-08 | 18.6 | 0 | 0.6 | 2020-07-08 | 30.3 | 0 | 12.3 | 2019-07-08 | 23.2 | 0 | 5.2 | 2018-07-08 | 27.3 | 0 | 9.3 | 2017-07-08 | 23.5 | 0 | 5.5 | 2016-07-08 | 24.9 | 0 | 6.9 | 0 | 6.44
2025-07-08 | 22.8 | 0 | 4.8 | 2024-07-08 | 27.2 | 0 | 9.2 | 2023-07-08 | 18.9 | 0 | 0.9 | 2022-07-08 | 22.9 | 0 | 4.9 | 2021-07-08 | 18.5 | 0 | 0.5 | 2020-07-08 | 29.9 | 0 | 11.9 | 2019-07-08 | 22.7 | 0 | 4.7 | 2018-07-08 | 26.6 | 0 | 8.6 | 2017-07-08 | 22.4 | 0 | 4.4 | 2016-07-08 | 23.7 | 0 | 5.7 | 0 | 5.56
2025-07-08 | 22.4 | 0 | 4.4 | 2024-07-08 | 25.6 | 0 | 7.6 | 2023-07-08 | 17.8 | 0.2 | 0 | 2022-07-08 | 21.1 | 0 | 3.1 | 2021-07-08 | 18.2 | 0 | 0.2 | 2020-07-08 | 28.4 | 0 | 10.4 | 2019-07-08 | 22.1 | 0 | 4.1 | 2018-07-08 | 25.6 | 0 | 7.6 | 2017-07-08 | 21 | 0 | 3 | 2016-07-08 | 22.7 | 0 | 4.7 | 0.02 | 4.51
2025-07-08 | 22.2 | 0 | 4.2 | 2024-07-08 | 24.6 | 0 | 6.6 | 2023-07-08 | 17.7 | 0.3 | 0 | 2022-07-08 | 19.8 | 0 | 1.8 | 2021-07-08 | 18 | 0 | 0 | 2020-07-08 | 28 | 0 | 10 | 2019-07-08 | 22.2 | 0 | 4.2 | 2018-07-08 | 24.7 | 0 | 6.7 | 2017-07-08 | 20 | 0 | 2 | 2016-07-08 | 22.1 | 0 | 4.1 | 0.03 | 3.96
2025-07-08 | 22.1 | 0 | 4.1 | 2024-07-08 | 23.4 | 0 | 5.4 | 2023-07-08 | 17.7 | 0.3 | 0 | 2022-07-08 | 18.4 | 0 | 0.4 | 2021-07-08 | 17.9 | 0.1 | 0 | 2020-07-08 | 27.2 | 0 | 9.2 | 2019-07-08 | 19.5 | 0 | 1.5 | 2018-07-08 | 23.4 | 0 | 5.4 | 2017-07-08 | 17.1 | 0.9 | 0 | 2016-07-08 | 22.5 | 0 | 4.5 | 0.13 | 3.05
2025-07-08 | 21.5 | 0 | 3.5 | 2024-07-08 | 23.9 | 0 | 5.9 | 2023-07-08 | 17.8 | 0.2 | 0 | 2022-07-08 | 17.1 | 0.9 | 0 | 2021-07-08 | 18 | 0 | 0 | 2020-07-08 | 25.7 | 0 | 7.7 | 2019-07-08 | 19.7 | 0 | 1.7 | 2018-07-08 | 20.8 | 0 | 2.8 | 2017-07-08 | 16.2 | 1.8 | 0 | 2016-07-08 | 22 | 0 | 4 | 0.29 | 2.56
2025-07-09 | 21.5 | 0 | 3.5 | 2024-07-09 | 23.5 | 0 | 5.5 | 2023-07-09 | 17 | 1 | 0 | 2022-07-09 | 16.4 | 1.6 | 0 | 2021-07-09 | 17.9 | 0.1 | 0 | 2020-07-09 | 25.4 | 0 | 7.4 | 2019-07-09 | 19.2 | 0 | 1.2 | 2018-07-09 | 18.1 | 0 | 0.1 | 2017-07-09 | 16.1 | 1.9 | 0 | 2016-07-09 | 21.1 | 0 | 3.1 | 0.46 | 2.08
2025-07-09 | 20.6 | 0 | 2.6 | 2024-07-09 | 22.4 | 0 | 4.4 | 2023-07-09 | 16.8 | 1.2 | 0 | 2022-07-09 | 15.8 | 2.2 | 0 | 2021-07-09 | 18 | 0 | 0 | 2020-07-09 | 24.8 | 0 | 6.8 | 2019-07-09 | 18.2 | 0 | 0.2 | 2018-07-09 | 17.3 | 0.7 | 0 | 2017-07-09 | 15.6 | 2.4 | 0 | 2016-07-09 | 21.1 | 0 | 3.1 | 0.65 | 1.71
2025-07-09 | 20.2 | 0 | 2.2 | 2024-07-09 | 20.8 | 0 | 2.8 | 2023-07-09 | 16.5 | 1.5 | 0 | 2022-07-09 | 15.7 | 2.3 | 0 | 2021-07-09 | 18 | 0 | 0 | 2020-07-09 | 24 | 0 | 6 | 2019-07-09 | 17.2 | 0.8 | 0 | 2018-07-09 | 17.3 | 0.7 | 0 | 2017-07-09 | 15.4 | 2.6 | 0 | 2016-07-09 | 20.8 | 0 | 2.8 | 0.79 | 1.38
2025-07-09 | 19.5 | 0 | 1.5 | 2024-07-09 | 21.8 | 0 | 3.8 | 2023-07-09 | 16.2 | 1.8 | 0 | 2022-07-09 | 15.7 | 2.3 | 0 | 2021-07-09 | 18.2 | 0 | 0.2 | 2020-07-09 | 23.7 | 0 | 5.7 | 2019-07-09 | 16.9 | 1.1 | 0 | 2018-07-09 | 16.4 | 1.6 | 0 | 2017-07-09 | 16 | 2 | 0 | 2016-07-09 | 20.2 | 0 | 2.2 | 0.88 | 1.34
2025-07-09 | 19.1 | 0 | 1.1 | 2024-07-09 | 21.6 | 0 | 3.6 | 2023-07-09 | 15.7 | 2.3 | 0 | 2022-07-09 | 14.5 | 3.5 | 0 | 2021-07-09 | 18.2 | 0 | 0.2 | 2020-07-09 | 23.1 | 0 | 5.1 | 2019-07-09 | 16.5 | 1.5 | 0 | 2018-07-09 | 16.4 | 1.6 | 0 | 2017-07-09 | 16.5 | 1.5 | 0 | 2016-07-09 | 19.6 | 0 | 1.6 | 1.04 | 1.16
2025-07-09 | 19 | 0 | 1 | 2024-07-09 | 22 | 0 | 4 | 2023-07-09 | 16 | 2 | 0 | 2022-07-09 | 13.4 | 4.6 | 0 | 2021-07-09 | 17.8 | 0.2 | 0 | 2020-07-09 | 22.7 | 0 | 4.7 | 2019-07-09 | 16.4 | 1.6 | 0 | 2018-07-09 | 14.8 | 3.2 | 0 | 2017-07-09 | 16 | 2 | 0 | 2016-07-09 | 19.4 | 0 | 1.4 | 1.36 | 1.11
2025-07-09 | 19.9 | 0 | 1.9 | 2024-07-09 | 22.5 | 0 | 4.5 | 2023-07-09 | 16.7 | 1.3 | 0 | 2022-07-09 | 14.3 | 3.7 | 0 | 2021-07-09 | 18.3 | 0 | 0.3 | 2020-07-09 | 24 | 0 | 6 | 2019-07-09 | 17.2 | 0.8 | 0 | 2018-07-09 | 18.4 | 0 | 0.4 | 2017-07-09 | 17.3 | 0.7 | 0 | 2016-07-09 | 19.7 | 0 | 1.7 | 0.65 | 1.48
2025-07-09 | 21.5 | 0 | 3.5 | 2024-07-09 | 22.9 | 0 | 4.9 | 2023-07-09 | 18.3 | 0 | 0.3 | 2022-07-09 | 15.8 | 2.2 | 0 | 2021-07-09 | 18.4 | 0 | 0.4 | 2020-07-09 | 26.1 | 0 | 8.1 | 2019-07-09 | 18.5 | 0 | 0.5 | 2018-07-09 | 21 | 0 | 3 | 2017-07-09 | 18.3 | 0 | 0.3 | 2016-07-09 | 20.4 | 0 | 2.4 | 0.22 | 2.34
2025-07-09 | 23.9 | 0 | 5.9 | 2024-07-09 | 24.4 | 0 | 6.4 | 2023-07-09 | 19.9 | 0 | 1.9 | 2022-07-09 | 17.7 | 0.3 | 0 | 2021-07-09 | 18.8 | 0 | 0.8 | 2020-07-09 | 28 | 0 | 10 | 2019-07-09 | 20.4 | 0 | 2.4 | 2018-07-09 | 23.7 | 0 | 5.7 | 2017-07-09 | 18.9 | 0 | 0.9 | 2016-07-09 | 22.3 | 0 | 4.3 | 0.03 | 3.83
2025-07-09 | 24.7 | 0 | 6.7 | 2024-07-09 | 25.4 | 0 | 7.4 | 2023-07-09 | 21.2 | 0 | 3.2 | 2022-07-09 | 19.1 | 0 | 1.1 | 2021-07-09 | 19.1 | 0 | 1.1 | 2020-07-09 | 29.4 | 0 | 11.4 | 2019-07-09 | 23.2 | 0 | 5.2 | 2018-07-09 | 26 | 0 | 8 | 2017-07-09 | 19.8 | 0 | 1.8 | 2016-07-09 | 23.8 | 0 | 5.8 | 0 | 5.17
2025-07-09 | 24.8 | 0 | 6.8 | 2024-07-09 | 26.9 | 0 | 8.9 | 2023-07-09 | 22.6 | 0 | 4.6 | 2022-07-09 | 20.4 | 0 | 2.4 | 2021-07-09 | 19.2 | 0 | 1.2 | 2020-07-09 | 30 | 0 | 12 | 2019-07-09 | 24.6 | 0 | 6.6 | 2018-07-09 | 28.1 | 0 | 10.1 | 2017-07-09 | 22.4 | 0 | 4.4 | 2016-07-09 | 24.8 | 0 | 6.8 | 0 | 6.38
2025-07-09 | 25.1 | 0 | 7.1 | 2024-07-09 | 26.8 | 0 | 8.8 | 2023-07-09 | 22.9 | 0 | 4.9 | 2022-07-09 | 21.3 | 0 | 3.3 | 2021-07-09 | 18.3 | 0 | 0.3 | 2020-07-09 | 32.8 | 0 | 14.8 | 2019-07-09 | 25.3 | 0 | 7.3 | 2018-07-09 | 29.4 | 0 | 11.4 | 2017-07-09 | 25.6 | 0 | 7.6 | 2016-07-09 | 24 | 0 | 6 | 0 | 7.15
2025-07-09 | 24.6 | 0 | 6.6 | 2024-07-09 | 27.1 | 0 | 9.1 | 2023-07-09 | 23.2 | 0 | 5.2 | 2022-07-09 | 23.2 | 0 | 5.2 | 2021-07-09 | 18.6 | 0 | 0.6 | 2020-07-09 | 33.6 | 0 | 15.6 | 2019-07-09 | 25.9 | 0 | 7.9 | 2018-07-09 | 30.5 | 0 | 12.5 | 2017-07-09 | 25.2 | 0 | 7.2 | 2016-07-09 | 23.5 | 0 | 5.5 | 0 | 7.54
2025-07-09 | 24.6 | 0 | 6.6 | 2024-07-09 | 29 | 0 | 11 | 2023-07-09 | 23.8 | 0 | 5.8 | 2022-07-09 | 21.4 | 0 | 3.4 | 2021-07-09 | 18.8 | 0 | 0.8 | 2020-07-09 | 33.3 | 0 | 15.3 | 2019-07-09 | 26.2 | 0 | 8.2 | 2018-07-09 | 31.1 | 0 | 13.1 | 2017-07-09 | 26 | 0 | 8 | 2016-07-09 | 23 | 0 | 5 | 0 | 7.72
2025-07-09 | 25.8 | 0 | 7.8 | 2024-07-09 | 28.8 | 0 | 10.8 | 2023-07-09 | 23.9 | 0 | 5.9 | 2022-07-09 | 21.7 | 0 | 3.7 | 2021-07-09 | 18.7 | 0 | 0.7 | 2020-07-09 | 33.9 | 0 | 15.9 | 2019-07-09 | 26.4 | 0 | 8.4 | 2018-07-09 | 31.6 | 0 | 13.6 | 2017-07-09 | 27.1 | 0 | 9.1 | 2016-07-09 | 26 | 0 | 8 | 0 | 8.39
2025-07-09 | 26.1 | 0 | 8.1 | 2024-07-09 | 28.1 | 0 | 10.1 | 2023-07-09 | 24.4 | 0 | 6.4 | 2022-07-09 | 21.8 | 0 | 3.8 | 2021-07-09 | 18.2 | 0 | 0.2 | 2020-07-09 | 34 | 0 | 16 | 2019-07-09 | 26.3 | 0 | 8.3 | 2018-07-09 | 32.2 | 0 | 14.2 | 2017-07-09 | 26.2 | 0 | 8.2 | 2016-07-09 | 26.4 | 0 | 8.4 | 0 | 8.37
2025-07-09 | 24.9 | 0 | 6.9 | 2024-07-09 | 28.4 | 0 | 10.4 | 2023-07-09 | 24.3 | 0 | 6.3 | 2022-07-09 | 22.1 | 0 | 4.1 | 2021-07-09 | 17.8 | 0.2 | 0 | 2020-07-09 | 33.4 | 0 | 15.4 | 2019-07-09 | 26.1 | 0 | 8.1 | 2018-07-09 | 32.2 | 0 | 14.2 | 2017-07-09 | 25.8 | 0 | 7.8 | 2016-07-09 | 25.2 | 0 | 7.2 | 0.02 | 8.04
2025-07-09 | 25 | 0 | 7 | 2024-07-09 | 28.6 | 0 | 10.6 | 2023-07-09 | 24.9 | 0 | 6.9 | 2022-07-09 | 22.4 | 0 | 4.4 | 2021-07-09 | 17.6 | 0.4 | 0 | 2020-07-09 | 33.1 | 0 | 15.1 | 2019-07-09 | 26.2 | 0 | 8.2 | 2018-07-09 | 31.6 | 0 | 13.6 | 2017-07-09 | 25.2 | 0 | 7.2 | 2016-07-09 | 21.6 | 0 | 3.6 | 0.04 | 7.66
2025-07-09 | 23.2 | 0 | 5.2 | 2024-07-09 | 28.1 | 0 | 10.1 | 2023-07-09 | 24.7 | 0 | 6.7 | 2022-07-09 | 21.9 | 0 | 3.9 | 2021-07-09 | 17.7 | 0.3 | 0 | 2020-07-09 | 31.7 | 0 | 13.7 | 2019-07-09 | 26.3 | 0 | 8.3 | 2018-07-09 | 30 | 0 | 12 | 2017-07-09 | 25.2 | 0 | 7.2 | 2016-07-09 | 20.4 | 0 | 2.4 | 0.03 | 6.95
2025-07-09 | 20.2 | 0 | 2.2 | 2024-07-09 | 27.4 | 0 | 9.4 | 2023-07-09 | 22.8 | 0 | 4.8 | 2022-07-09 | 21 | 0 | 3 | 2021-07-09 | 17.3 | 0.7 | 0 | 2020-07-09 | 29 | 0 | 11 | 2019-07-09 | 25.2 | 0 | 7.2 | 2018-07-09 | 28.4 | 0 | 10.4 | 2017-07-09 | 24.4 | 0 | 6.4 | 2016-07-09 | 21.6 | 0 | 3.6 | 0.07 | 5.8
2025-07-09 | 20.9 | 0 | 2.9 | 2024-07-09 | 26.4 | 0 | 8.4 | 2023-07-09 | 22.9 | 0 | 4.9 | 2022-07-09 | 19.5 | 0 | 1.5 | 2021-07-09 | 17.3 | 0.7 | 0 | 2020-07-09 | 28 | 0 | 10 | 2019-07-09 | 23.6 | 0 | 5.6 | 2018-07-09 | 27 | 0 | 9 | 2017-07-09 | 23.5 | 0 | 5.5 | 2016-07-09 | 21.7 | 0 | 3.7 | 0.07 | 5.15
2025-07-09 | 21.2 | 0 | 3.2 | 2024-07-09 | 25.7 | 0 | 7.7 | 2023-07-09 | 21.6 | 0 | 3.6 | 2022-07-09 | 19.1 | 0 | 1.1 | 2021-07-09 | 17.3 | 0.7 | 0 | 2020-07-09 | 27.8 | 0 | 9.8 | 2019-07-09 | 23.1 | 0 | 5.1 | 2018-07-09 | 25.7 | 0 | 7.7 | 2017-07-09 | 22.7 | 0 | 4.7 | 2016-07-09 | 20.6 | 0 | 2.6 | 0.07 | 4.55
2025-07-09 | 20.1 | 0 | 2.1 | 2024-07-09 | 24.5 | 0 | 6.5 | 2023-07-09 | 20.8 | 0 | 2.8 | 2022-07-09 | 19.4 | 0 | 1.4 | 2021-07-09 | 17.1 | 0.9 | 0 | 2020-07-09 | 27.3 | 0 | 9.3 | 2019-07-09 | 21.9 | 0 | 3.9 | 2018-07-09 | 24.9 | 0 | 6.9 | 2017-07-09 | 19.9 | 0 | 1.9 | 2016-07-09 | 20.3 | 0 | 2.3 | 0.09 | 3.71
2025-07-09 | 19.9 | 0 | 1.9 | 2024-07-09 | 24 | 0 | 6 | 2023-07-09 | 19.9 | 0 | 1.9 | 2022-07-09 | 18.3 | 0 | 0.3 | 2021-07-09 | 16.9 | 1.1 | 0 | 2020-07-09 | 27 | 0 | 9 | 2019-07-09 | 20.4 | 0 | 2.4 | 2018-07-09 | 24.1 | 0 | 6.1 | 2017-07-09 | 19.5 | 0 | 1.5 | 2016-07-09 | 19.9 | 0 | 1.9 | 0.11 | 3.1
2025-07-10 | 20 | 0 | 2 | 2024-07-10 | 23.2 | 0 | 5.2 | 2023-07-10 | 19.1 | 0 | 1.1 | 2022-07-10 | 16.7 | 1.3 | 0 | 2021-07-10 | 16.5 | 1.5 | 0 | 2020-07-10 | 25.8 | 0 | 7.8 | 2019-07-10 | 20.2 | 0 | 2.2 | 2018-07-10 | 23.1 | 0 | 5.1 | 2017-07-10 | 19.1 | 0 | 1.1 | 2016-07-10 | 19.2 | 0 | 1.2 | 0.28 | 2.57
2025-07-10 | 19.4 | 0 | 1.4 | 2024-07-10 | 23.4 | 0 | 5.4 | 2023-07-10 | 18.6 | 0 | 0.6 | 2022-07-10 | 15.7 | 2.3 | 0 | 2021-07-10 | 15.9 | 2.1 | 0 | 2020-07-10 | 25.3 | 0 | 7.3 | 2019-07-10 | 19.8 | 0 | 1.8 | 2018-07-10 | 22.7 | 0 | 4.7 | 2017-07-10 | 19 | 0 | 1 | 2016-07-10 | 18.5 | 0 | 0.5 | 0.44 | 2.27
2025-07-10 | 19.1 | 0 | 1.1 | 2024-07-10 | 22.6 | 0 | 4.6 | 2023-07-10 | 18.2 | 0 | 0.2 | 2022-07-10 | 15.8 | 2.2 | 0 | 2021-07-10 | 15.4 | 2.6 | 0 | 2020-07-10 | 25.4 | 0 | 7.4 | 2019-07-10 | 19.1 | 0 | 1.1 | 2018-07-10 | 23 | 0 | 5 | 2017-07-10 | 18.2 | 0 | 0.2 | 2016-07-10 | 17.9 | 0.1 | 0 | 0.49 | 1.96
2025-07-10 | 18.3 | 0 | 0.3 | 2024-07-10 | 22.7 | 0 | 4.7 | 2023-07-10 | 17.1 | 0.9 | 0 | 2022-07-10 | 15.4 | 2.6 | 0 | 2021-07-10 | 14.7 | 3.3 | 0 | 2020-07-10 | 24.5 | 0 | 6.5 | 2019-07-10 | 17.7 | 0.3 | 0 | 2018-07-10 | 23 | 0 | 5 | 2017-07-10 | 18.3 | 0 | 0.3 | 2016-07-10 | 17.4 | 0.6 | 0 | 0.77 | 1.68
2025-07-10 | 18.9 | 0 | 0.9 | 2024-07-10 | 22.6 | 0 | 4.6 | 2023-07-10 | 16.6 | 1.4 | 0 | 2022-07-10 | 14.6 | 3.4 | 0 | 2021-07-10 | 14.4 | 3.6 | 0 | 2020-07-10 | 23.7 | 0 | 5.7 | 2019-07-10 | 16.9 | 1.1 | 0 | 2018-07-10 | 23.1 | 0 | 5.1 | 2017-07-10 | 19 | 0 | 1 | 2016-07-10 | 17 | 1 | 0 | 1.05 | 1.73
2025-07-10 | 18.6 | 0 | 0.6 | 2024-07-10 | 21.1 | 0 | 3.1 | 2023-07-10 | 14.8 | 3.2 | 0 | 2022-07-10 | 14.4 | 3.6 | 0 | 2021-07-10 | 14.3 | 3.7 | 0 | 2020-07-10 | 24.2 | 0 | 6.2 | 2019-07-10 | 16.9 | 1.1 | 0 | 2018-07-10 | 22.5 | 0 | 4.5 | 2017-07-10 | 19 | 0 | 1 | 2016-07-10 | 16.8 | 1.2 | 0 | 1.28 | 1.54
2025-07-10 | 20.1 | 0 | 2.1 | 2024-07-10 | 19.1 | 0 | 1.1 | 2023-07-10 | 16.6 | 1.4 | 0 | 2022-07-10 | 16.6 | 1.4 | 0 | 2021-07-10 | 15 | 3 | 0 | 2020-07-10 | 24.4 | 0 | 6.4 | 2019-07-10 | 17.5 | 0.5 | 0 | 2018-07-10 | 23.3 | 0 | 5.3 | 2017-07-10 | 19.7 | 0 | 1.7 | 2016-07-10 | 17.5 | 0.5 | 0 | 0.68 | 1.66
2025-07-10 | 21 | 0 | 3 | 2024-07-10 | 18.4 | 0 | 0.4 | 2023-07-10 | 19.8 | 0 | 1.8 | 2022-07-10 | 18.8 | 0 | 0.8 | 2021-07-10 | 16.8 | 1.2 | 0 | 2020-07-10 | 26.4 | 0 | 8.4 | 2019-07-10 | 20.2 | 0 | 2.2 | 2018-07-10 | 21.8 | 0 | 3.8 | 2017-07-10 | 20 | 0 | 2 | 2016-07-10 | 18.9 | 0 | 0.9 | 0.12 | 2.33
2025-07-10 | 22.1 | 0 | 4.1 | 2024-07-10 | 18.1 | 0 | 0.1 | 2023-07-10 | 22.7 | 0 | 4.7 | 2022-07-10 | 20.7 | 0 | 2.7 | 2021-07-10 | 18.9 | 0 | 0.9 | 2020-07-10 | 27.1 | 0 | 9.1 | 2019-07-10 | 23.3 | 0 | 5.3 | 2018-07-10 | 24.9 | 0 | 6.9 | 2017-07-10 | 21.2 | 0 | 3.2 | 2016-07-10 | 21 | 0 | 3 | 0 | 4
2025-07-10 | 24.1 | 0 | 6.1 | 2024-07-10 | 18.6 | 0 | 0.6 | 2023-07-10 | 25.2 | 0 | 7.2 | 2022-07-10 | 22.5 | 0 | 4.5 | 2021-07-10 | 20.6 | 0 | 2.6 | 2020-07-10 | 28.1 | 0 | 10.1 | 2019-07-10 | 25 | 0 | 7 | 2018-07-10 | 26.9 | 0 | 8.9 | 2017-07-10 | 24.3 | 0 | 6.3 | 2016-07-10 | 22.9 | 0 | 4.9 | 0 | 5.82
2025-07-10 | 26 | 0 | 8 | 2024-07-10 | 19.5 | 0 | 1.5 | 2023-07-10 | 25.7 | 0 | 7.7 | 2022-07-10 | 24.1 | 0 | 6.1 | 2021-07-10 | 21.8 | 0 | 3.8 | 2020-07-10 | 29.2 | 0 | 11.2 | 2019-07-10 | 25.5 | 0 | 7.5 | 2018-07-10 | 27.6 | 0 | 9.6 | 2017-07-10 | 24.2 | 0 | 6.2 | 2016-07-10 | 24.4 | 0 | 6.4 | 0 | 6.8
2025-07-10 | 27 | 0 | 9 | 2024-07-10 | 20.5 | 0 | 2.5 | 2023-07-10 | 26.3 | 0 | 8.3 | 2022-07-10 | 25.6 | 0 | 7.6 | 2021-07-10 | 23.2 | 0 | 5.2 | 2020-07-10 | 29.4 | 0 | 11.4 | 2019-07-10 | 26.4 | 0 | 8.4 | 2018-07-10 | 28.2 | 0 | 10.2 | 2017-07-10 | 25.4 | 0 | 7.4 | 2016-07-10 | 26 | 0 | 8 | 0 | 7.8
2025-07-10 | 26.5 | 0 | 8.5 | 2024-07-10 | 20.6 | 0 | 2.6 | 2023-07-10 | 26 | 0 | 8 | 2022-07-10 | 25.9 | 0 | 7.9 | 2021-07-10 | 22.7 | 0 | 4.7 | 2020-07-10 | 30.6 | 0 | 12.6 | 2019-07-10 | 26.6 | 0 | 8.6 | 2018-07-10 | 28.8 | 0 | 10.8 | 2017-07-10 | 24.8 | 0 | 6.8 | 2016-07-10 | 26.2 | 0 | 8.2 | 0 | 7.87
2025-07-10 | 27.1 | 0 | 9.1 | 2024-07-10 | 19.4 | 0 | 1.4 | 2023-07-10 | 27.2 | 0 | 9.2 | 2022-07-10 | 26.7 | 0 | 8.7 | 2021-07-10 | 23 | 0 | 5 | 2020-07-10 | 31.2 | 0 | 13.2 | 2019-07-10 | 27.3 | 0 | 9.3 | 2018-07-10 | 28.9 | 0 | 10.9 | 2017-07-10 | 24.5 | 0 | 6.5 | 2016-07-10 | 27.1 | 0 | 9.1 | 0 | 8.24
2025-07-10 | 22.4 | 0 | 4.4 | 2024-07-10 | 21.4 | 0 | 3.4 | 2023-07-10 | 28.1 | 0 | 10.1 | 2022-07-10 | 26.7 | 0 | 8.7 | 2021-07-10 | 23 | 0 | 5 | 2020-07-10 | 31.9 | 0 | 13.9 | 2019-07-10 | 28.4 | 0 | 10.4 | 2018-07-10 | 28.5 | 0 | 10.5 | 2017-07-10 | 24.2 | 0 | 6.2 | 2016-07-10 | 27.6 | 0 | 9.6 | 0 | 8.22
2025-07-10 | 26.5 | 0 | 8.5 | 2024-07-10 | 22.1 | 0 | 4.1 | 2023-07-10 | 28.4 | 0 | 10.4 | 2022-07-10 | 27.2 | 0 | 9.2 | 2021-07-10 | 23.2 | 0 | 5.2 | 2020-07-10 | 31.3 | 0 | 13.3 | 2019-07-10 | 28.9 | 0 | 10.9 | 2018-07-10 | 27.6 | 0 | 9.6 | 2017-07-10 | 23.7 | 0 | 5.7 | 2016-07-10 | 27.4 | 0 | 9.4 | 0 | 8.63
2025-07-10 | 26.9 | 0 | 8.9 | 2024-07-10 | 21.8 | 0 | 3.8 | 2023-07-10 | 28.4 | 0 | 10.4 | 2022-07-10 | 27.8 | 0 | 9.8 | 2021-07-10 | 23 | 0 | 5 | 2020-07-10 | 31.7 | 0 | 13.7 | 2019-07-10 | 27.9 | 0 | 9.9 | 2018-07-10 | 27.9 | 0 | 9.9 | 2017-07-10 | 24 | 0 | 6 | 2016-07-10 | 28.2 | 0 | 10.2 | 0 | 8.76
2025-07-10 | 27.8 | 0 | 9.8 | 2024-07-10 | 21.6 | 0 | 3.6 | 2023-07-10 | 27.2 | 0 | 9.2 | 2022-07-10 | 27.4 | 0 | 9.4 | 2021-07-10 | 23.1 | 0 | 5.1 | 2020-07-10 | 31.6 | 0 | 13.6 | 2019-07-10 | 26.2 | 0 | 8.2 | 2018-07-10 | 26.9 | 0 | 8.9 | 2017-07-10 | 22.8 | 0 | 4.8 | 2016-07-10 | 27.3 | 0 | 9.3 | 0 | 8.19
2025-07-10 | 26.7 | 0 | 8.7 | 2024-07-10 | 20.7 | 0 | 2.7 | 2023-07-10 | 27.6 | 0 | 9.6 | 2022-07-10 | 27 | 0 | 9 | 2021-07-10 | 22.3 | 0 | 4.3 | 2020-07-10 | 31 | 0 | 13 | 2019-07-10 | 25.6 | 0 | 7.6 | 2018-07-10 | 25.7 | 0 | 7.7 | 2017-07-10 | 23.1 | 0 | 5.1 | 2016-07-10 | 26.2 | 0 | 8.2 | 0 | 7.59
2025-07-10 | 27 | 0 | 9 | 2024-07-10 | 20.3 | 0 | 2.3 | 2023-07-10 | 26.4 | 0 | 8.4 | 2022-07-10 | 25.7 | 0 | 7.7 | 2021-07-10 | 21.5 | 0 | 3.5 | 2020-07-10 | 29.8 | 0 | 11.8 | 2019-07-10 | 24.7 | 0 | 6.7 | 2018-07-10 | 24.3 | 0 | 6.3 | 2017-07-10 | 22.7 | 0 | 4.7 | 2016-07-10 | 25.4 | 0 | 7.4 | 0 | 6.78
2025-07-10 | 25.7 | 0 | 7.7 | 2024-07-10 | 20.1 | 0 | 2.1 | 2023-07-10 | 25.3 | 0 | 7.3 | 2022-07-10 | 24.3 | 0 | 6.3 | 2021-07-10 | 21 | 0 | 3 | 2020-07-10 | 25.9 | 0 | 7.9 | 2019-07-10 | 23.9 | 0 | 5.9 | 2018-07-10 | 23 | 0 | 5 | 2017-07-10 | 22.1 | 0 | 4.1 | 2016-07-10 | 23.9 | 0 | 5.9 | 0 | 5.52
2025-07-10 | 24.5 | 0 | 6.5 | 2024-07-10 | 19.8 | 0 | 1.8 | 2023-07-10 | 24.3 | 0 | 6.3 | 2022-07-10 | 23.1 | 0 | 5.1 | 2021-07-10 | 20.8 | 0 | 2.8 | 2020-07-10 | 22.9 | 0 | 4.9 | 2019-07-10 | 23.4 | 0 | 5.4 | 2018-07-10 | 21.9 | 0 | 3.9 | 2017-07-10 | 21.4 | 0 | 3.4 | 2016-07-10 | 23 | 0 | 5 | 0 | 4.51
2025-07-10 | 24.3 | 0 | 6.3 | 2024-07-10 | 18.9 | 0 | 0.9 | 2023-07-10 | 23.5 | 0 | 5.5 | 2022-07-10 | 23.2 | 0 | 5.2 | 2021-07-10 | 19.9 | 0 | 1.9 | 2020-07-10 | 22.9 | 0 | 4.9 | 2019-07-10 | 23.9 | 0 | 5.9 | 2018-07-10 | 21.1 | 0 | 3.1 | 2017-07-10 | 19.9 | 0 | 1.9 | 2016-07-10 | 21.2 | 0 | 3.2 | 0 | 3.88
2025-07-10 | 22.8 | 0 | 4.8 | 2024-07-10 | 18.9 | 0 | 0.9 | 2023-07-10 | 21.8 | 0 | 3.8 | 2022-07-10 | 21 | 0 | 3 | 2021-07-10 | 19.1 | 0 | 1.1 | 2020-07-10 | 21.3 | 0 | 3.3 | 2019-07-10 | 22.5 | 0 | 4.5 | 2018-07-10 | 20.3 | 0 | 2.3 | 2017-07-10 | 18.9 | 0 | 0.9 | 2016-07-10 | 20.8 | 0 | 2.8 | 0 | 2.74
2025-07-11 | 22.1 | 0 | 4.1 | 2024-07-11 | 18.8 | 0 | 0.8 | 2023-07-11 | 21.7 | 0 | 3.7 | 2022-07-11 | 20.1 | 0 | 2.1 | 2021-07-11 | 18.2 | 0 | 0.2 | 2020-07-11 | 21.4 | 0 | 3.4 | 2019-07-11 | 22.6 | 0 | 4.6 | 2018-07-11 | 19.4 | 0 | 1.4 | 2017-07-11 | 18.9 | 0 | 0.9 | 2016-07-11 | 19.7 | 0 | 1.7 | 0 | 2.29
2025-07-11 | 22.3 | 0 | 4.3 | 2024-07-11 | 18.7 | 0 | 0.7 | 2023-07-11 | 21 | 0 | 3 | 2022-07-11 | 19.8 | 0 | 1.8 | 2021-07-11 | 18.2 | 0 | 0.2 | 2020-07-11 | 22.1 | 0 | 4.1 | 2019-07-11 | 23 | 0 | 5 | 2018-07-11 | 18.8 | 0 | 0.8 | 2017-07-11 | 18.4 | 0 | 0.4 | 2016-07-11 | 19.2 | 0 | 1.2 | 0 | 2.15
2025-07-11 | 21.2 | 0 | 3.2 | 2024-07-11 | 18.7 | 0 | 0.7 | 2023-07-11 | 21.1 | 0 | 3.1 | 2022-07-11 | 18.2 | 0 | 0.2 | 2021-07-11 | 18.3 | 0 | 0.3 | 2020-07-11 | 21.9 | 0 | 3.9 | 2019-07-11 | 22.5 | 0 | 4.5 | 2018-07-11 | 18.5 | 0 | 0.5 | 2017-07-11 | 18 | 0 | 0 | 2016-07-11 | 19.1 | 0 | 1.1 | 0 | 1.75
2025-07-11 | 20.6 | 0 | 2.6 | 2024-07-11 | 18.6 | 0 | 0.6 | 2023-07-11 | 19.8 | 0 | 1.8 | 2022-07-11 | 18.5 | 0 | 0.5 | 2021-07-11 | 16.9 | 1.1 | 0 | 2020-07-11 | 22 | 0 | 4 | 2019-07-11 | 22.4 | 0 | 4.4 | 2018-07-11 | 17.9 | 0.1 | 0 | 2017-07-11 | 17.9 | 0.1 | 0 | 2016-07-11 | 18.2 | 0 | 0.2 | 0.13 | 1.41
2025-07-11 | 20.3 | 0 | 2.3 | 2024-07-11 | 18.4 | 0 | 0.4 | 2023-07-11 | 20.6 | 0 | 2.6 | 2022-07-11 | 16.4 | 1.6 | 0 | 2021-07-11 | 16.3 | 1.7 | 0 | 2020-07-11 | 22.4 | 0 | 4.4 | 2019-07-11 | 22.5 | 0 | 4.5 | 2018-07-11 | 17.5 | 0.5 | 0 | 2017-07-11 | 17.6 | 0.4 | 0 | 2016-07-11 | 18 | 0 | 0 | 0.42 | 1.42
2025-07-11 | 19.8 | 0 | 1.8 | 2024-07-11 | 18.5 | 0 | 0.5 | 2023-07-11 | 19.9 | 0 | 1.9 | 2022-07-11 | 17.4 | 0.6 | 0 | 2021-07-11 | 16.4 | 1.6 | 0 | 2020-07-11 | 22.3 | 0 | 4.3 | 2019-07-11 | 22 | 0 | 4 | 2018-07-11 | 17.1 | 0.9 | 0 | 2017-07-11 | 17.9 | 0.1 | 0 | 2016-07-11 | 17.9 | 0.1 | 0 | 0.33 | 1.25
2025-07-11 | 20.6 | 0 | 2.6 | 2024-07-11 | 18.8 | 0 | 0.8 | 2023-07-11 | 20.6 | 0 | 2.6 | 2022-07-11 | 18.7 | 0 | 0.7 | 2021-07-11 | 17.3 | 0.7 | 0 | 2020-07-11 | 22.4 | 0 | 4.4 | 2019-07-11 | 22.3 | 0 | 4.3 | 2018-07-11 | 18.1 | 0 | 0.1 | 2017-07-11 | 18.7 | 0 | 0.7 | 2016-07-11 | 18.6 | 0 | 0.6 | 0.07 | 1.68
2025-07-11 | 21.5 | 0 | 3.5 | 2024-07-11 | 19.3 | 0 | 1.3 | 2023-07-11 | 22.6 | 0 | 4.6 | 2022-07-11 | 20.9 | 0 | 2.9 | 2021-07-11 | 17.7 | 0.3 | 0 | 2020-07-11 | 22.1 | 0 | 4.1 | 2019-07-11 | 23.2 | 0 | 5.2 | 2018-07-11 | 19.8 | 0 | 1.8 | 2017-07-11 | 20.3 | 0 | 2.3 | 2016-07-11 | 19.6 | 0 | 1.6 | 0.03 | 2.73
2025-07-11 | 23.5 | 0 | 5.5 | 2024-07-11 | 20.1 | 0 | 2.1 | 2023-07-11 | 24.7 | 0 | 6.7 | 2022-07-11 | 24.5 | 0 | 6.5 | 2021-07-11 | 19.1 | 0 | 1.1 | 2020-07-11 | 22.2 | 0 | 4.2 | 2019-07-11 | 24.4 | 0 | 6.4 | 2018-07-11 | 22.1 | 0 | 4.1 | 2017-07-11 | 21.6 | 0 | 3.6 | 2016-07-11 | 21.1 | 0 | 3.1 | 0 | 4.33
2025-07-11 | 25.5 | 0 | 7.5 | 2024-07-11 | 20.6 | 0 | 2.6 | 2023-07-11 | 26.5 | 0 | 8.5 | 2022-07-11 | 26 | 0 | 8 | 2021-07-11 | 19.9 | 0 | 1.9 | 2020-07-11 | 22.1 | 0 | 4.1 | 2019-07-11 | 25.5 | 0 | 7.5 | 2018-07-11 | 23.8 | 0 | 5.8 | 2017-07-11 | 22.2 | 0 | 4.2 | 2016-07-11 | 22.4 | 0 | 4.4 | 0 | 5.45
2025-07-11 | 26.6 | 0 | 8.6 | 2024-07-11 | 21.4 | 0 | 3.4 | 2023-07-11 | 28.5 | 0 | 10.5 | 2022-07-11 | 27.5 | 0 | 9.5 | 2021-07-11 | 20.4 | 0 | 2.4 | 2020-07-11 | 22.4 | 0 | 4.4 | 2019-07-11 | 24.4 | 0 | 6.4 | 2018-07-11 | 25.1 | 0 | 7.1 | 2017-07-11 | 24.1 | 0 | 6.1 | 2016-07-11 | 23.3 | 0 | 5.3 | 0 | 6.37
2025-07-11 | 26.9 | 0 | 8.9 | 2024-07-11 | 22.8 | 0 | 4.8 | 2023-07-11 | 28.8 | 0 | 10.8 | 2022-07-11 | 28.1 | 0 | 10.1 | 2021-07-11 | 20.6 | 0 | 2.6 | 2020-07-11 | 23.9 | 0 | 5.9 | 2019-07-11 | 27.2 | 0 | 9.2 | 2018-07-11 | 24.8 | 0 | 6.8 | 2017-07-11 | 24.9 | 0 | 6.9 | 2016-07-11 | 25.1 | 0 | 7.1 | 0 | 7.31
2025-07-11 | 28 | 0 | 10 | 2024-07-11 | 22.9 | 0 | 4.9 | 2023-07-11 | 29.3 | 0 | 11.3 | 2022-07-11 | 29 | 0 | 11 | 2021-07-11 | 20.1 | 0 | 2.1 | 2020-07-11 | 26.7 | 0 | 8.7 | 2019-07-11 | 29.4 | 0 | 11.4 | 2018-07-11 | 26 | 0 | 8 | 2017-07-11 | 25.6 | 0 | 7.6 | 2016-07-11 | 26.3 | 0 | 8.3 | 0 | 8.33
2025-07-11 | 28.4 | 0 | 10.4 | 2024-07-11 | 25.5 | 0 | 7.5 | 2023-07-11 | 30.1 | 0 | 12.1 | 2022-07-11 | 29.5 | 0 | 11.5 | 2021-07-11 | 19.9 | 0 | 1.9 | 2020-07-11 | 26.9 | 0 | 8.9 | 2019-07-11 | 28.2 | 0 | 10.2 | 2018-07-11 | 25.9 | 0 | 7.9 | 2017-07-11 | 26.1 | 0 | 8.1 | 2016-07-11 | 24.9 | 0 | 6.9 | 0 | 8.54
2025-07-11 | 29.6 | 0 | 11.6 | 2024-07-11 | 25.7 | 0 | 7.7 | 2023-07-11 | 28.6 | 0 | 10.6 | 2022-07-11 | 30.4 | 0 | 12.4 | 2021-07-11 | 20.2 | 0 | 2.2 | 2020-07-11 | 24.6 | 0 | 6.6 | 2019-07-11 | 26 | 0 | 8 | 2018-07-11 | 26 | 0 | 8 | 2017-07-11 | 26.6 | 0 | 8.6 | 2016-07-11 | 24.8 | 0 | 6.8 | 0 | 8.25
2025-07-11 | 30.4 | 0 | 12.4 | 2024-07-11 | 25.4 | 0 | 7.4 | 2023-07-11 | 28.2 | 0 | 10.2 | 2022-07-11 | 30.8 | 0 | 12.8 | 2021-07-11 | 20.2 | 0 | 2.2 | 2020-07-11 | 23.1 | 0 | 5.1 | 2019-07-11 | 29.8 | 0 | 11.8 | 2018-07-11 | 24.9 | 0 | 6.9 | 2017-07-11 | 27.9 | 0 | 9.9 | 2016-07-11 | 26 | 0 | 8 | 0 | 8.67
2025-07-11 | 31 | 0 | 13 | 2024-07-11 | 26.5 | 0 | 8.5 | 2023-07-11 | 26.5 | 0 | 8.5 | 2022-07-11 | 30.2 | 0 | 12.2 | 2021-07-11 | 20.6 | 0 | 2.6 | 2020-07-11 | 23.3 | 0 | 5.3 | 2019-07-11 | 28.6 | 0 | 10.6 | 2018-07-11 | 24.1 | 0 | 6.1 | 2017-07-11 | 28.9 | 0 | 10.9 | 2016-07-11 | 26.1 | 0 | 8.1 | 0 | 8.58
2025-07-11 | 30.5 | 0 | 12.5 | 2024-07-11 | 26.2 | 0 | 8.2 | 2023-07-11 | 22 | 0 | 4 | 2022-07-11 | 29.1 | 0 | 11.1 | 2021-07-11 | 20.7 | 0 | 2.7 | 2020-07-11 | 23.2 | 0 | 5.2 | 2019-07-11 | 25.9 | 0 | 7.9 | 2018-07-11 | 25.6 | 0 | 7.6 | 2017-07-11 | 26.6 | 0 | 8.6 | 2016-07-11 | 25.2 | 0 | 7.2 | 0 | 7.5
2025-07-11 | 28.5 | 0 | 10.5 | 2024-07-11 | 25.2 | 0 | 7.2 | 2023-07-11 | 22 | 0 | 4 | 2022-07-11 | 28.3 | 0 | 10.3 | 2021-07-11 | 20.8 | 0 | 2.8 | 2020-07-11 | 24.4 | 0 | 6.4 | 2019-07-11 | 24.6 | 0 | 6.6 | 2018-07-11 | 25.1 | 0 | 7.1 | 2017-07-11 | 26.2 | 0 | 8.2 | 2016-07-11 | 24.1 | 0 | 6.1 | 0 | 6.92
2025-07-11 | 28.3 | 0 | 10.3 | 2024-07-11 | 25.3 | 0 | 7.3 | 2023-07-11 | 22.6 | 0 | 4.6 | 2022-07-11 | 27.5 | 0 | 9.5 | 2021-07-11 | 20.7 | 0 | 2.7 | 2020-07-11 | 24.5 | 0 | 6.5 | 2019-07-11 | 23.3 | 0 | 5.3 | 2018-07-11 | 24 | 0 | 6 | 2017-07-11 | 25.8 | 0 | 7.8 | 2016-07-11 | 23 | 0 | 5 | 0 | 6.5
2025-07-11 | 26.9 | 0 | 8.9 | 2024-07-11 | 23 | 0 | 5 | 2023-07-11 | 21.7 | 0 | 3.7 | 2022-07-11 | 25.4 | 0 | 7.4 | 2021-07-11 | 20.2 | 0 | 2.2 | 2020-07-11 | 23.9 | 0 | 5.9 | 2019-07-11 | 21.3 | 0 | 3.3 | 2018-07-11 | 23.1 | 0 | 5.1 | 2017-07-11 | 25 | 0 | 7 | 2016-07-11 | 21.9 | 0 | 3.9 | 0 | 5.24
2025-07-11 | 26.3 | 0 | 8.3 | 2024-07-11 | 22.9 | 0 | 4.9 | 2023-07-11 | 21.9 | 0 | 3.9 | 2022-07-11 | 23.9 | 0 | 5.9 | 2021-07-11 | 20.2 | 0 | 2.2 | 2020-07-11 | 23.3 | 0 | 5.3 | 2019-07-11 | 19.7 | 0 | 1.7 | 2018-07-11 | 22.5 | 0 | 4.5 | 2017-07-11 | 24.2 | 0 | 6.2 | 2016-07-11 | 21 | 0 | 3 | 0 | 4.59
2025-07-11 | 25.8 | 0 | 7.8 | 2024-07-11 | 22.6 | 0 | 4.6 | 2023-07-11 | 21.4 | 0 | 3.4 | 2022-07-11 | 22.9 | 0 | 4.9 | 2021-07-11 | 19.7 | 0 | 1.7 | 2020-07-11 | 22.4 | 0 | 4.4 | 2019-07-11 | 18.5 | 0 | 0.5 | 2018-07-11 | 21.6 | 0 | 3.6 | 2017-07-11 | 23.9 | 0 | 5.9 | 2016-07-11 | 20.5 | 0 | 2.5 | 0 | 3.93
2025-07-11 | 25.1 | 0 | 7.1 | 2024-07-11 | 22 | 0 | 4 | 2023-07-11 | 20.2 | 0 | 2.2 | 2022-07-11 | 23.1 | 0 | 5.1 | 2021-07-11 | 19.7 | 0 | 1.7 | 2020-07-11 | 22.3 | 0 | 4.3 | 2019-07-11 | 17.6 | 0.4 | 0 | 2018-07-11 | 21.2 | 0 | 3.2 | 2017-07-11 | 23.6 | 0 | 5.6 | 2016-07-11 | 19.9 | 0 | 1.9 | 0.04 | 3.51
2025-07-12 | 24.8 | 0 | 6.8 | 2024-07-12 | 19.5 | 0 | 1.5 | 2023-07-12 | 18.2 | 0 | 0.2 | 2022-07-12 | 23.9 | 0 | 5.9 | 2021-07-12 | 19.7 | 0 | 1.7 | 2020-07-12 | 21.1 | 0 | 3.1 | 2019-07-12 | 17 | 1 | 0 | 2018-07-12 | 19.7 | 0 | 1.7 | 2017-07-12 | 22.6 | 0 | 4.6 | 2016-07-12 | 19.8 | 0 | 1.8 | 0.1 | 2.73
2025-07-12 | 25.4 | 0 | 7.4 | 2024-07-12 | 18.9 | 0 | 0.9 | 2023-07-12 | 17 | 1 | 0 | 2022-07-12 | 24 | 0 | 6 | 2021-07-12 | 19.5 | 0 | 1.5 | 2020-07-12 | 20.2 | 0 | 2.2 | 2019-07-12 | 17.5 | 0.5 | 0 | 2018-07-12 | 19.4 | 0 | 1.4 | 2017-07-12 | 21.9 | 0 | 3.9 | 2016-07-12 | 20.5 | 0 | 2.5 | 0.15 | 2.58
2025-07-12 | 23.9 | 0 | 5.9 | 2024-07-12 | 19.3 | 0 | 1.3 | 2023-07-12 | 16 | 2 | 0 | 2022-07-12 | 23.5 | 0 | 5.5 | 2021-07-12 | 19.4 | 0 | 1.4 | 2020-07-12 | 20 | 0 | 2 | 2019-07-12 | 18.1 | 0 | 0.1 | 2018-07-12 | 18.6 | 0 | 0.6 | 2017-07-12 | 21.1 | 0 | 3.1 | 2016-07-12 | 20.3 | 0 | 2.3 | 0.2 | 2.22
2025-07-12 | 23.9 | 0 | 5.9 | 2024-07-12 | 18.1 | 0 | 0.1 | 2023-07-12 | 15.2 | 2.8 | 0 | 2022-07-12 | 22.8 | 0 | 4.8 | 2021-07-12 | 19.2 | 0 | 1.2 | 2020-07-12 | 19.8 | 0 | 1.8 | 2019-07-12 | 18 | 0 | 0 | 2018-07-12 | 18.1 | 0 | 0.1 | 2017-07-12 | 20.4 | 0 | 2.4 | 2016-07-12 | 20.2 | 0 | 2.2 | 0.28 | 1.85
2025-07-12 | 23.7 | 0 | 5.7 | 2024-07-12 | 19.3 | 0 | 1.3 | 2023-07-12 | 14.5 | 3.5 | 0 | 2022-07-12 | 21.6 | 0 | 3.6 | 2021-07-12 | 19.1 | 0 | 1.1 | 2020-07-12 | 19 | 0 | 1 | 2019-07-12 | 18.7 | 0 | 0.7 | 2018-07-12 | 17.5 | 0.5 | 0 | 2017-07-12 | 20.4 | 0 | 2.4 | 2016-07-12 | 20.5 | 0 | 2.5 | 0.4 | 1.83
2025-07-12 | 23.2 | 0 | 5.2 | 2024-07-12 | 18 | 0 | 0 | 2023-07-12 | 14.7 | 3.3 | 0 | 2022-07-12 | 20.4 | 0 | 2.4 | 2021-07-12 | 19.2 | 0 | 1.2 | 2020-07-12 | 18.5 | 0 | 0.5 | 2019-07-12 | 18.8 | 0 | 0.8 | 2018-07-12 | 17.8 | 0.2 | 0 | 2017-07-12 | 20.3 | 0 | 2.3 | 2016-07-12 | 20.6 | 0 | 2.6 | 0.35 | 1.5
2025-07-12 | 22.7 | 0 | 4.7 | 2024-07-12 | 20.2 | 0 | 2.2 | 2023-07-12 | 15.7 | 2.3 | 0 | 2022-07-12 | 21.7 | 0 | 3.7 | 2021-07-12 | 19.2 | 0 | 1.2 | 2020-07-12 | 18.7 | 0 | 0.7 | 2019-07-12 | 19 | 0 | 1 | 2018-07-12 | 19.1 | 0 | 1.1 | 2017-07-12 | 20.4 | 0 | 2.4 | 2016-07-12 | 20.8 | 0 | 2.8 | 0.23 | 1.98
2025-07-12 | 24.2 | 0 | 6.2 | 2024-07-12 | 21.4 | 0 | 3.4 | 2023-07-12 | 16.4 | 1.6 | 0 | 2022-07-12 | 23 | 0 | 5 | 2021-07-12 | 20.6 | 0 | 2.6 | 2020-07-12 | 21 | 0 | 3 | 2019-07-12 | 19.2 | 0 | 1.2 | 2018-07-12 | 20.5 | 0 | 2.5 | 2017-07-12 | 22.7 | 0 | 4.7 | 2016-07-12 | 21.5 | 0 | 3.5 | 0.16 | 3.21
2025-07-12 | 26.8 | 0 | 8.8 | 2024-07-12 | 23.5 | 0 | 5.5 | 2023-07-12 | 17.1 | 0.9 | 0 | 2022-07-12 | 23.7 | 0 | 5.7 | 2021-07-12 | 21.2 | 0 | 3.2 | 2020-07-12 | 22.4 | 0 | 4.4 | 2019-07-12 | 20.8 | 0 | 2.8 | 2018-07-12 | 23.2 | 0 | 5.2 | 2017-07-12 | 23.6 | 0 | 5.6 | 2016-07-12 | 22.1 | 0 | 4.1 | 0.09 | 4.53
2025-07-12 | 27.4 | 0 | 9.4 | 2024-07-12 | 25.1 | 0 | 7.1 | 2023-07-12 | 18.8 | 0 | 0.8 | 2022-07-12 | 25.5 | 0 | 7.5 | 2021-07-12 | 21.5 | 0 | 3.5 | 2020-07-12 | 24.1 | 0 | 6.1 | 2019-07-12 | 20.8 | 0 | 2.8 | 2018-07-12 | 25.5 | 0 | 7.5 | 2017-07-12 | 24.9 | 0 | 6.9 | 2016-07-12 | 24 | 0 | 6 | 0 | 5.76
2025-07-12 | 28.2 | 0 | 10.2 | 2024-07-12 | 26 | 0 | 8 | 2023-07-12 | 20.4 | 0 | 2.4 | 2022-07-12 | 26.1 | 0 | 8.1 | 2021-07-12 | 22.1 | 0 | 4.1 | 2020-07-12 | 24.2 | 0 | 6.2 | 2019-07-12 | 20.2 | 0 | 2.2 | 2018-07-12 | 26.8 | 0 | 8.8 | 2017-07-12 | 25.9 | 0 | 7.9 | 2016-07-12 | 25.3 | 0 | 7.3 | 0 | 6.52
2025-07-12 | 29 | 0 | 11 | 2024-07-12 | 26.7 | 0 | 8.7 | 2023-07-12 | 21.4 | 0 | 3.4 | 2022-07-12 | 23.7 | 0 | 5.7 | 2021-07-12 | 23.9 | 0 | 5.9 | 2020-07-12 | 25.1 | 0 | 7.1 | 2019-07-12 | 20.2 | 0 | 2.2 | 2018-07-12 | 27.8 | 0 | 9.8 | 2017-07-12 | 26.2 | 0 | 8.2 | 2016-07-12 | 27.5 | 0 | 9.5 | 0 | 7.15
2025-07-12 | 30.1 | 0 | 12.1 | 2024-07-12 | 26.9 | 0 | 8.9 | 2023-07-12 | 22.2 | 0 | 4.2 | 2022-07-12 | 26.3 | 0 | 8.3 | 2021-07-12 | 23.7 | 0 | 5.7 | 2020-07-12 | 25.9 | 0 | 7.9 | 2019-07-12 | 20.7 | 0 | 2.7 | 2018-07-12 | 27.2 | 0 | 9.2 | 2017-07-12 | 25.8 | 0 | 7.8 | 2016-07-12 | 28.6 | 0 | 10.6 | 0 | 7.74
2025-07-12 | 30.9 | 0 | 12.9 | 2024-07-12 | 27.1 | 0 | 9.1 | 2023-07-12 | 23.9 | 0 | 5.9 | 2022-07-12 | 22.3 | 0 | 4.3 | 2021-07-12 | 23.3 | 0 | 5.3 | 2020-07-12 | 26.6 | 0 | 8.6 | 2019-07-12 | 21.1 | 0 | 3.1 | 2018-07-12 | 28.8 | 0 | 10.8 | 2017-07-12 | 24.4 | 0 | 6.4 | 2016-07-12 | 30.4 | 0 | 12.4 | 0 | 7.88
2025-07-12 | 30.7 | 0 | 12.7 | 2024-07-12 | 27.5 | 0 | 9.5 | 2023-07-12 | 24.8 | 0 | 6.8 | 2022-07-12 | 24.8 | 0 | 6.8 | 2021-07-12 | 23.6 | 0 | 5.6 | 2020-07-12 | 26.5 | 0 | 8.5 | 2019-07-12 | 21.9 | 0 | 3.9 | 2018-07-12 | 28.8 | 0 | 10.8 | 2017-07-12 | 25.2 | 0 | 7.2 | 2016-07-12 | 30.4 | 0 | 12.4 | 0 | 8.42
2025-07-12 | 31.2 | 0 | 13.2 | 2024-07-12 | 24.8 | 0 | 6.8 | 2023-07-12 | 25.6 | 0 | 7.6 | 2022-07-12 | 25.7 | 0 | 7.7 | 2021-07-12 | 23.5 | 0 | 5.5 | 2020-07-12 | 26.9 | 0 | 8.9 | 2019-07-12 | 22.6 | 0 | 4.6 | 2018-07-12 | 28.4 | 0 | 10.4 | 2017-07-12 | 23.2 | 0 | 5.2 | 2016-07-12 | 30.4 | 0 | 12.4 | 0 | 8.23
2025-07-12 | 33.7 | 0 | 15.7 | 2024-07-12 | 23.5 | 0 | 5.5 | 2023-07-12 | 25.4 | 0 | 7.4 | 2022-07-12 | 24.8 | 0 | 6.8 | 2021-07-12 | 24.3 | 0 | 6.3 | 2020-07-12 | 24.6 | 0 | 6.6 | 2019-07-12 | 23.5 | 0 | 5.5 | 2018-07-12 | 28.4 | 0 | 10.4 | 2017-07-12 | 23.5 | 0 | 5.5 | 2016-07-12 | 29.3 | 0 | 11.3 | 0 | 8.1
2025-07-12 | 32.8 | 0 | 14.8 | 2024-07-12 | 22 | 0 | 4 | 2023-07-12 | 23.9 | 0 | 5.9 | 2022-07-12 | 24.9 | 0 | 6.9 | 2021-07-12 | 23.9 | 0 | 5.9 | 2020-07-12 | 24.2 | 0 | 6.2 | 2019-07-12 | 24.1 | 0 | 6.1 | 2018-07-12 | 28 | 0 | 10 | 2017-07-12 | 23.3 | 0 | 5.3 | 2016-07-12 | 30.4 | 0 | 12.4 | 0 | 7.75
2025-07-12 | 32.4 | 0 | 14.4 | 2024-07-12 | 22.1 | 0 | 4.1 | 2023-07-12 | 23 | 0 | 5 | 2022-07-12 | 24.1 | 0 | 6.1 | 2021-07-12 | 23.1 | 0 | 5.1 | 2020-07-12 | 23.9 | 0 | 5.9 | 2019-07-12 | 22.7 | 0 | 4.7 | 2018-07-12 | 27.2 | 0 | 9.2 | 2017-07-12 | 24.4 | 0 | 6.4 | 2016-07-12 | 28.8 | 0 | 10.8 | 0 | 7.17
2025-07-12 | 31.4 | 0 | 13.4 | 2024-07-12 | 21.5 | 0 | 3.5 | 2023-07-12 | 21.7 | 0 | 3.7 | 2022-07-12 | 23.2 | 0 | 5.2 | 2021-07-12 | 22.2 | 0 | 4.2 | 2020-07-12 | 23.6 | 0 | 5.6 | 2019-07-12 | 22 | 0 | 4 | 2018-07-12 | 26.6 | 0 | 8.6 | 2017-07-12 | 24.5 | 0 | 6.5 | 2016-07-12 | 27.8 | 0 | 9.8 | 0 | 6.45
2025-07-12 | 30.9 | 0 | 12.9 | 2024-07-12 | 21.1 | 0 | 3.1 | 2023-07-12 | 21.4 | 0 | 3.4 | 2022-07-12 | 22.6 | 0 | 4.6 | 2021-07-12 | 21.5 | 0 | 3.5 | 2020-07-12 | 22.9 | 0 | 4.9 | 2019-07-12 | 21.5 | 0 | 3.5 | 2018-07-12 | 25.9 | 0 | 7.9 | 2017-07-12 | 24.1 | 0 | 6.1 | 2016-07-12 | 26.2 | 0 | 8.2 | 0 | 5.81
2025-07-12 | 30.2 | 0 | 12.2 | 2024-07-12 | 20.5 | 0 | 2.5 | 2023-07-12 | 21.5 | 0 | 3.5 | 2022-07-12 | 20.6 | 0 | 2.6 | 2021-07-12 | 20.9 | 0 | 2.9 | 2020-07-12 | 21.7 | 0 | 3.7 | 2019-07-12 | 19.7 | 0 | 1.7 | 2018-07-12 | 25.7 | 0 | 7.7 | 2017-07-12 | 24.7 | 0 | 6.7 | 2016-07-12 | 25.8 | 0 | 7.8 | 0 | 5.13
2025-07-12 | 29.2 | 0 | 11.2 | 2024-07-12 | 20.4 | 0 | 2.4 | 2023-07-12 | 20.9 | 0 | 2.9 | 2022-07-12 | 20 | 0 | 2 | 2021-07-12 | 20.8 | 0 | 2.8 | 2020-07-12 | 20.8 | 0 | 2.8 | 2019-07-12 | 18.1 | 0 | 0.1 | 2018-07-12 | 25.2 | 0 | 7.2 | 2017-07-12 | 23.4 | 0 | 5.4 | 2016-07-12 | 24.8 | 0 | 6.8 | 0 | 4.36
2025-07-12 | 27.9 | 0 | 9.9 | 2024-07-12 | 19.6 | 0 | 1.6 | 2023-07-12 | 20.4 | 0 | 2.4 | 2022-07-12 | 19.7 | 0 | 1.7 | 2021-07-12 | 20.6 | 0 | 2.6 | 2020-07-12 | 20.3 | 0 | 2.3 | 2019-07-12 | 17.8 | 0.2 | 0 | 2018-07-12 | 24.2 | 0 | 6.2 | 2017-07-12 | 22.6 | 0 | 4.6 | 2016-07-12 | 24 | 0 | 6 | 0.02 | 3.73
2025-07-13 | 27.1 | 0 | 9.1 | 2024-07-13 | 20.2 | 0 | 2.2 | 2023-07-13 | 20.6 | 0 | 2.6 | 2022-07-13 | 18.8 | 0 | 0.8 | 2021-07-13 | 20.3 | 0 | 2.3 | 2020-07-13 | 19.7 | 0 | 1.7 | 2019-07-13 | 16.9 | 1.1 | 0 | 2018-07-13 | 24 | 0 | 6 | 2017-07-13 | 22.3 | 0 | 4.3 | 2016-07-13 | 23.9 | 0 | 5.9 | 0.11 | 3.49
2025-07-13 | 25.8 | 0 | 7.8 | 2024-07-13 | 18.6 | 0 | 0.6 | 2023-07-13 | 20.1 | 0 | 2.1 | 2022-07-13 | 18.7 | 0 | 0.7 | 2021-07-13 | 20.2 | 0 | 2.2 | 2020-07-13 | 19.8 | 0 | 1.8 | 2019-07-13 | 16.9 | 1.1 | 0 | 2018-07-13 | 23.3 | 0 | 5.3 | 2017-07-13 | 21.7 | 0 | 3.7 | 2016-07-13 | 23.2 | 0 | 5.2 | 0.11 | 2.94
2025-07-13 | 24.4 | 0 | 6.4 | 2024-07-13 | 18.5 | 0 | 0.5 | 2023-07-13 | 18.2 | 0 | 0.2 | 2022-07-13 | 18 | 0 | 0 | 2021-07-13 | 20 | 0 | 2 | 2020-07-13 | 18.9 | 0 | 0.9 | 2019-07-13 | 16.3 | 1.7 | 0 | 2018-07-13 | 23 | 0 | 5 | 2017-07-13 | 20.4 | 0 | 2.4 | 2016-07-13 | 22.8 | 0 | 4.8 | 0.17 | 2.22
2025-07-13 | 24.5 | 0 | 6.5 | 2024-07-13 | 18.6 | 0 | 0.6 | 2023-07-13 | 18.2 | 0 | 0.2 | 2022-07-13 | 17.4 | 0.6 | 0 | 2021-07-13 | 20.1 | 0 | 2.1 | 2020-07-13 | 18.4 | 0 | 0.4 | 2019-07-13 | 16.4 | 1.6 | 0 | 2018-07-13 | 23.7 | 0 | 5.7 | 2017-07-13 | 18.8 | 0 | 0.8 | 2016-07-13 | 21.7 | 0 | 3.7 | 0.22 | 2
2025-07-13 | 24.1 | 0 | 6.1 | 2024-07-13 | 17.2 | 0.8 | 0 | 2023-07-13 | 18.3 | 0 | 0.3 | 2022-07-13 | 17 | 1 | 0 | 2021-07-13 | 20.3 | 0 | 2.3 | 2020-07-13 | 18.2 | 0 | 0.2 | 2019-07-13 | 17 | 1 | 0 | 2018-07-13 | 21.9 | 0 | 3.9 | 2017-07-13 | 18.4 | 0 | 0.4 | 2016-07-13 | 23.4 | 0 | 5.4 | 0.28 | 1.86
2025-07-13 | 24.6 | 0 | 6.6 | 2024-07-13 | 18 | 0 | 0 | 2023-07-13 | 18.4 | 0 | 0.4 | 2022-07-13 | 16.9 | 1.1 | 0 | 2021-07-13 | 20.1 | 0 | 2.1 | 2020-07-13 | 18.8 | 0 | 0.8 | 2019-07-13 | 16.3 | 1.7 | 0 | 2018-07-13 | 23.5 | 0 | 5.5 | 2017-07-13 | 18.1 | 0 | 0.1 | 2016-07-13 | 23.5 | 0 | 5.5 | 0.28 | 2.1
2025-07-13 | 24.4 | 0 | 6.4 | 2024-07-13 | 18.5 | 0 | 0.5 | 2023-07-13 | 20 | 0 | 2 | 2022-07-13 | 17.9 | 0.1 | 0 | 2021-07-13 | 20.5 | 0 | 2.5 | 2020-07-13 | 19.4 | 0 | 1.4 | 2019-07-13 | 18.1 | 0 | 0.1 | 2018-07-13 | 23 | 0 | 5 | 2017-07-13 | 17.6 | 0.4 | 0 | 2016-07-13 | 24.4 | 0 | 6.4 | 0.05 | 2.43
2025-07-13 | 25.3 | 0 | 7.3 | 2024-07-13 | 20.5 | 0 | 2.5 | 2023-07-13 | 21.2 | 0 | 3.2 | 2022-07-13 | 19.4 | 0 | 1.4 | 2021-07-13 | 20.7 | 0 | 2.7 | 2020-07-13 | 19.6 | 0 | 1.6 | 2019-07-13 | 21.1 | 0 | 3.1 | 2018-07-13 | 24.4 | 0 | 6.4 | 2017-07-13 | 17.1 | 0.9 | 0 | 2016-07-13 | 27 | 0 | 9 | 0.09 | 3.72
2025-07-13 | 24.9 | 0 | 6.9 | 2024-07-13 | 22.4 | 0 | 4.4 | 2023-07-13 | 18.2 | 0 | 0.2 | 2022-07-13 | 21 | 0 | 3 | 2021-07-13 | 21.7 | 0 | 3.7 | 2020-07-13 | 20.5 | 0 | 2.5 | 2019-07-13 | 23.5 | 0 | 5.5 | 2018-07-13 | 24.9 | 0 | 6.9 | 2017-07-13 | 15.9 | 2.1 | 0 | 2016-07-13 | 26.9 | 0 | 8.9 | 0.21 | 4.2
2025-07-13 | 24.5 | 0 | 6.5 | 2024-07-13 | 24.5 | 0 | 6.5 | 2023-07-13 | 19.7 | 0 | 1.7 | 2022-07-13 | 21.4 | 0 | 3.4 | 2021-07-13 | 23.2 | 0 | 5.2 | 2020-07-13 | 21.6 | 0 | 3.6 | 2019-07-13 | 25.7 | 0 | 7.7 | 2018-07-13 | 26.2 | 0 | 8.2 | 2017-07-13 | 16 | 2 | 0 | 2016-07-13 | 28.4 | 0 | 10.4 | 0.2 | 5.32
2025-07-13 | 21.9 | 0 | 3.9 | 2024-07-13 | 25.8 | 0 | 7.8 | 2023-07-13 | 20.3 | 0 | 2.3 | 2022-07-13 | 22.2 | 0 | 4.2 | 2021-07-13 | 24.1 | 0 | 6.1 | 2020-07-13 | 22.5 | 0 | 4.5 | 2019-07-13 | 26.8 | 0 | 8.8 | 2018-07-13 | 27.7 | 0 | 9.7 | 2017-07-13 | 16.3 | 1.7 | 0 | 2016-07-13 | 30 | 0 | 12 | 0.17 | 5.93
2025-07-13 | 26.2 | 0 | 8.2 | 2024-07-13 | 26.7 | 0 | 8.7 | 2023-07-13 | 21.9 | 0 | 3.9 | 2022-07-13 | 23.1 | 0 | 5.1 | 2021-07-13 | 24.4 | 0 | 6.4 | 2020-07-13 | 20.6 | 0 | 2.6 | 2019-07-13 | 28 | 0 | 10 | 2018-07-13 | 27.6 | 0 | 9.6 | 2017-07-13 | 16.6 | 1.4 | 0 | 2016-07-13 | 30.9 | 0 | 12.9 | 0.14 | 6.74
2025-07-13 | 28.6 | 0 | 10.6 | 2024-07-13 | 27.8 | 0 | 9.8 | 2023-07-13 | 22.6 | 0 | 4.6 | 2022-07-13 | 23.4 | 0 | 5.4 | 2021-07-13 | 26.3 | 0 | 8.3 | 2020-07-13 | 22.4 | 0 | 4.4 | 2019-07-13 | 28.8 | 0 | 10.8 | 2018-07-13 | 28.4 | 0 | 10.4 | 2017-07-13 | 16.5 | 1.5 | 0 | 2016-07-13 | 32.3 | 0 | 14.3 | 0.15 | 7.86
2025-07-13 | 30 | 0 | 12 | 2024-07-13 | 27.7 | 0 | 9.7 | 2023-07-13 | 23.1 | 0 | 5.1 | 2022-07-13 | 22.4 | 0 | 4.4 | 2021-07-13 | 26.6 | 0 | 8.6 | 2020-07-13 | 23.9 | 0 | 5.9 | 2019-07-13 | 29.7 | 0 | 11.7 | 2018-07-13 | 29.2 | 0 | 11.2 | 2017-07-13 | 16.6 | 1.4 | 0 | 2016-07-13 | 34.4 | 0 | 16.4 | 0.14 | 8.5
2025-07-13 | 30.9 | 0 | 12.9 | 2024-07-13 | 28.3 | 0 | 10.3 | 2023-07-13 | 22.9 | 0 | 4.9 | 2022-07-13 | 22.3 | 0 | 4.3 | 2021-07-13 | 24.8 | 0 | 6.8 | 2020-07-13 | 21.1 | 0 | 3.1 | 2019-07-13 | 28.8 | 0 | 10.8 | 2018-07-13 | 28.9 | 0 | 10.9 | 2017-07-13 | 16.6 | 1.4 | 0 | 2016-07-13 | 34.5 | 0 | 16.5 | 0.14 | 8.05
2025-07-13 | 28.9 | 0 | 10.9 | 2024-07-13 | 27.7 | 0 | 9.7 | 2023-07-13 | 22.6 | 0 | 4.6 | 2022-07-13 | 22.8 | 0 | 4.8 | 2021-07-13 | 25 | 0 | 7 | 2020-07-13 | 22.6 | 0 | 4.6 | 2019-07-13 | 22.5 | 0 | 4.5 | 2018-07-13 | 28.3 | 0 | 10.3 | 2017-07-13 | 16.9 | 1.1 | 0 | 2016-07-13 | 34.9 | 0 | 16.9 | 0.11 | 7.33
2025-07-13 | 31.4 | 0 | 13.4 | 2024-07-13 | 28.4 | 0 | 10.4 | 2023-07-13 | 22.2 | 0 | 4.2 | 2022-07-13 | 23 | 0 | 5 | 2021-07-13 | 24.7 | 0 | 6.7 | 2020-07-13 | 23.6 | 0 | 5.6 | 2019-07-13 | 25 | 0 | 7 | 2018-07-13 | 28.9 | 0 | 10.9 | 2017-07-13 | 16.8 | 1.2 | 0 | 2016-07-13 | 35 | 0 | 17 | 0.12 | 8.02
2025-07-13 | 30.1 | 0 | 12.1 | 2024-07-13 | 27.7 | 0 | 9.7 | 2023-07-13 | 22.7 | 0 | 4.7 | 2022-07-13 | 21.7 | 0 | 3.7 | 2021-07-13 | 25.6 | 0 | 7.6 | 2020-07-13 | 24.3 | 0 | 6.3 | 2019-07-13 | 27.9 | 0 | 9.9 | 2018-07-13 | 29.5 | 0 | 11.5 | 2017-07-13 | 16.9 | 1.1 | 0 | 2016-07-13 | 34.7 | 0 | 16.7 | 0.11 | 8.22
2025-07-13 | 29.8 | 0 | 11.8 | 2024-07-13 | 27 | 0 | 9 | 2023-07-13 | 21.8 | 0 | 3.8 | 2022-07-13 | 20.4 | 0 | 2.4 | 2021-07-13 | 25.5 | 0 | 7.5 | 2020-07-13 | 22.9 | 0 | 4.9 | 2019-07-13 | 28 | 0 | 10 | 2018-07-13 | 28.9 | 0 | 10.9 | 2017-07-13 | 17.4 | 0.6 | 0 | 2016-07-13 | 34.1 | 0 | 16.1 | 0.06 | 7.64
2025-07-13 | 29.1 | 0 | 11.1 | 2024-07-13 | 26.8 | 0 | 8.8 | 2023-07-13 | 20.8 | 0 | 2.8 | 2022-07-13 | 21 | 0 | 3 | 2021-07-13 | 25.1 | 0 | 7.1 | 2020-07-13 | 22.1 | 0 | 4.1 | 2019-07-13 | 27.4 | 0 | 9.4 | 2018-07-13 | 29 | 0 | 11 | 2017-07-13 | 17.1 | 0.9 | 0 | 2016-07-13 | 31.2 | 0 | 13.2 | 0.09 | 7.05
2025-07-13 | 27.4 | 0 | 9.4 | 2024-07-13 | 26 | 0 | 8 | 2023-07-13 | 21 | 0 | 3 | 2022-07-13 | 19.5 | 0 | 1.5 | 2021-07-13 | 23.8 | 0 | 5.8 | 2020-07-13 | 21.1 | 0 | 3.1 | 2019-07-13 | 26.3 | 0 | 8.3 | 2018-07-13 | 28.1 | 0 | 10.1 | 2017-07-13 | 17.2 | 0.8 | 0 | 2016-07-13 | 29.8 | 0 | 11.8 | 0.08 | 6.1
2025-07-13 | 26.1 | 0 | 8.1 | 2024-07-13 | 25 | 0 | 7 | 2023-07-13 | 19 | 0 | 1 | 2022-07-13 | 19.4 | 0 | 1.4 | 2021-07-13 | 23.2 | 0 | 5.2 | 2020-07-13 | 20 | 0 | 2 | 2019-07-13 | 24.8 | 0 | 6.8 | 2018-07-13 | 27 | 0 | 9 | 2017-07-13 | 17.2 | 0.8 | 0 | 2016-07-13 | 29.1 | 0 | 11.1 | 0.08 | 5.16
2025-07-13 | 24.1 | 0 | 6.1 | 2024-07-13 | 24 | 0 | 6 | 2023-07-13 | 18.2 | 0 | 0.2 | 2022-07-13 | 18.9 | 0 | 0.9 | 2021-07-13 | 22.1 | 0 | 4.1 | 2020-07-13 | 19.4 | 0 | 1.4 | 2019-07-13 | 23.6 | 0 | 5.6 | 2018-07-13 | 26.7 | 0 | 8.7 | 2017-07-13 | 17.6 | 0.4 | 0 | 2016-07-13 | 28.6 | 0 | 10.6 | 0.04 | 4.36
2025-07-13 | 24.1 | 0 | 6.1 | 2024-07-13 | 23.6 | 0 | 5.6 | 2023-07-13 | 17.8 | 0.2 | 0 | 2022-07-13 | 18.3 | 0 | 0.3 | 2021-07-13 | 21.8 | 0 | 3.8 | 2020-07-13 | 18.9 | 0 | 0.9 | 2019-07-13 | 22.1 | 0 | 4.1 | 2018-07-13 | 25.9 | 0 | 7.9 | 2017-07-13 | 18.1 | 0 | 0.1 | 2016-07-13 | 28.7 | 0 | 10.7 | 0.02 | 3.95
2025-07-14 | 23.5 | 0 | 5.5 | 2024-07-14 | 22.9 | 0 | 4.9 | 2023-07-14 | 16 | 2 | 0 | 2022-07-14 | 17.5 | 0.5 | 0 | 2021-07-14 | 20.7 | 0 | 2.7 | 2020-07-14 | 18.3 | 0 | 0.3 | 2019-07-14 | 20.8 | 0 | 2.8 | 2018-07-14 | 24.1 | 0 | 6.1 | 2017-07-14 | 17.4 | 0.6 | 0 | 2016-07-14 | 21.2 | 0 | 3.2 | 0.31 | 2.55
2025-07-14 | 22.9 | 0 | 4.9 | 2024-07-14 | 21.1 | 0 | 3.1 | 2023-07-14 | 16.4 | 1.6 | 0 | 2022-07-14 | 16.7 | 1.3 | 0 | 2021-07-14 | 20.9 | 0 | 2.9 | 2020-07-14 | 18.2 | 0 | 0.2 | 2019-07-14 | 19.4 | 0 | 1.4 | 2018-07-14 | 24.3 | 0 | 6.3 | 2017-07-14 | 17.4 | 0.6 | 0 | 2016-07-14 | 21.4 | 0 | 3.4 | 0.35 | 2.22
2025-07-14 | 22.7 | 0 | 4.7 | 2024-07-14 | 20.3 | 0 | 2.3 | 2023-07-14 | 16.4 | 1.6 | 0 | 2022-07-14 | 15.8 | 2.2 | 0 | 2021-07-14 | 20.5 | 0 | 2.5 | 2020-07-14 | 18 | 0 | 0 | 2019-07-14 | 18.2 | 0 | 0.2 | 2018-07-14 | 23.2 | 0 | 5.2 | 2017-07-14 | 17.5 | 0.5 | 0 | 2016-07-14 | 21.4 | 0 | 3.4 | 0.43 | 1.83
2025-07-14 | 22.2 | 0 | 4.2 | 2024-07-14 | 20.8 | 0 | 2.8 | 2023-07-14 | 15.7 | 2.3 | 0 | 2022-07-14 | 15.2 | 2.8 | 0 | 2021-07-14 | 20.4 | 0 | 2.4 | 2020-07-14 | 17.7 | 0.3 | 0 | 2019-07-14 | 17.8 | 0.2 | 0 | 2018-07-14 | 22.6 | 0 | 4.6 | 2017-07-14 | 17.8 | 0.2 | 0 | 2016-07-14 | 21.5 | 0 | 3.5 | 0.58 | 1.75
2025-07-14 | 22.4 | 0 | 4.4 | 2024-07-14 | 20.1 | 0 | 2.1 | 2023-07-14 | 13.9 | 4.1 | 0 | 2022-07-14 | 15.5 | 2.5 | 0 | 2021-07-14 | 19.8 | 0 | 1.8 | 2020-07-14 | 17.7 | 0.3 | 0 | 2019-07-14 | 16.9 | 1.1 | 0 | 2018-07-14 | 22 | 0 | 4 | 2017-07-14 | 17.8 | 0.2 | 0 | 2016-07-14 | 21.3 | 0 | 3.3 | 0.82 | 1.56
2025-07-14 | 22.2 | 0 | 4.2 | 2024-07-14 | 20.7 | 0 | 2.7 | 2023-07-14 | 15.6 | 2.4 | 0 | 2022-07-14 | 15.2 | 2.8 | 0 | 2021-07-14 | 19.5 | 0 | 1.5 | 2020-07-14 | 18.2 | 0 | 0.2 | 2019-07-14 | 17.2 | 0.8 | 0 | 2018-07-14 | 22.2 | 0 | 4.2 | 2017-07-14 | 17.8 | 0.2 | 0 | 2016-07-14 | 22 | 0 | 4 | 0.62 | 1.68
2025-07-14 | 22 | 0 | 4 | 2024-07-14 | 20.8 | 0 | 2.8 | 2023-07-14 | 16.4 | 1.6 | 0 | 2022-07-14 | 16.1 | 1.9 | 0 | 2021-07-14 | 20.1 | 0 | 2.1 | 2020-07-14 | 18.6 | 0 | 0.6 | 2019-07-14 | 17.9 | 0.1 | 0 | 2018-07-14 | 22.3 | 0 | 4.3 | 2017-07-14 | 18 | 0 | 0 | 2016-07-14 | 22 | 0 | 4 | 0.36 | 1.78
2025-07-14 | 22.6 | 0 | 4.6 | 2024-07-14 | 22.9 | 0 | 4.9 | 2023-07-14 | 18.7 | 0 | 0.7 | 2022-07-14 | 17.6 | 0.4 | 0 | 2021-07-14 | 21.7 | 0 | 3.7 | 2020-07-14 | 19.4 | 0 | 1.4 | 2019-07-14 | 19.3 | 0 | 1.3 | 2018-07-14 | 23.8 | 0 | 5.8 | 2017-07-14 | 18.3 | 0 | 0.3 | 2016-07-14 | 22.3 | 0 | 4.3 | 0.04 | 2.7
2025-07-14 | 24.4 | 0 | 6.4 | 2024-07-14 | 24.6 | 0 | 6.6 | 2023-07-14 | 20.5 | 0 | 2.5 | 2022-07-14 | 20 | 0 | 2 | 2021-07-14 | 22 | 0 | 4 | 2020-07-14 | 20.7 | 0 | 2.7 | 2019-07-14 | 20.7 | 0 | 2.7 | 2018-07-14 | 25.7 | 0 | 7.7 | 2017-07-14 | 18.5 | 0 | 0.5 | 2016-07-14 | 22.5 | 0 | 4.5 | 0 | 3.96
2025-07-14 | 24.8 | 0 | 6.8 | 2024-07-14 | 25.6 | 0 | 7.6 | 2023-07-14 | 22.2 | 0 | 4.2 | 2022-07-14 | 22.4 | 0 | 4.4 | 2021-07-14 | 23.8 | 0 | 5.8 | 2020-07-14 | 22.6 | 0 | 4.6 | 2019-07-14 | 21.9 | 0 | 3.9 | 2018-07-14 | 25.9 | 0 | 7.9 | 2017-07-14 | 19.2 | 0 | 1.2 | 2016-07-14 | 23.5 | 0 | 5.5 | 0 | 5.19
2025-07-14 | 26.5 | 0 | 8.5 | 2024-07-14 | 26.4 | 0 | 8.4 | 2023-07-14 | 22.7 | 0 | 4.7 | 2022-07-14 | 23.6 | 0 | 5.6 | 2021-07-14 | 25.1 | 0 | 7.1 | 2020-07-14 | 23.5 | 0 | 5.5 | 2019-07-14 | 23.3 | 0 | 5.3 | 2018-07-14 | 27.3 | 0 | 9.3 | 2017-07-14 | 20.1 | 0 | 2.1 | 2016-07-14 | 24.2 | 0 | 6.2 | 0 | 6.27
2025-07-14 | 27.8 | 0 | 9.8 | 2024-07-14 | 26.7 | 0 | 8.7 | 2023-07-14 | 23.5 | 0 | 5.5 | 2022-07-14 | 24.3 | 0 | 6.3 | 2021-07-14 | 26.3 | 0 | 8.3 | 2020-07-14 | 24.7 | 0 | 6.7 | 2019-07-14 | 24.3 | 0 | 6.3 | 2018-07-14 | 27.6 | 0 | 9.6 | 2017-07-14 | 21.2 | 0 | 3.2 | 2016-07-14 | 25.2 | 0 | 7.2 | 0 | 7.16
2025-07-14 | 28.3 | 0 | 10.3 | 2024-07-14 | 27.6 | 0 | 9.6 | 2023-07-14 | 24.2 | 0 | 6.2 | 2022-07-14 | 25.9 | 0 | 7.9 | 2021-07-14 | 26.8 | 0 | 8.8 | 2020-07-14 | 25.4 | 0 | 7.4 | 2019-07-14 | 24.2 | 0 | 6.2 | 2018-07-14 | 27 | 0 | 9 | 2017-07-14 | 23.1 | 0 | 5.1 | 2016-07-14 | 25.1 | 0 | 7.1 | 0 | 7.76
2025-07-14 | 28.1 | 0 | 10.1 | 2024-07-14 | 25 | 0 | 7 | 2023-07-14 | 24.4 | 0 | 6.4 | 2022-07-14 | 25.7 | 0 | 7.7 | 2021-07-14 | 28.1 | 0 | 10.1 | 2020-07-14 | 25.1 | 0 | 7.1 | 2019-07-14 | 25.4 | 0 | 7.4 | 2018-07-14 | 26.7 | 0 | 8.7 | 2017-07-14 | 26.1 | 0 | 8.1 | 2016-07-14 | 27.8 | 0 | 9.8 | 0 | 8.24
2025-07-14 | 28.5 | 0 | 10.5 | 2024-07-14 | 21.7 | 0 | 3.7 | 2023-07-14 | 24.5 | 0 | 6.5 | 2022-07-14 | 24.6 | 0 | 6.6 | 2021-07-14 | 29.2 | 0 | 11.2 | 2020-07-14 | 25.6 | 0 | 7.6 | 2019-07-14 | 26 | 0 | 8 | 2018-07-14 | 27.2 | 0 | 9.2 | 2017-07-14 | 27.1 | 0 | 9.1 | 2016-07-14 | 29.3 | 0 | 11.3 | 0 | 8.37
2025-07-14 | 28.3 | 0 | 10.3 | 2024-07-14 | 23.3 | 0 | 5.3 | 2023-07-14 | 24.2 | 0 | 6.2 | 2022-07-14 | 24.1 | 0 | 6.1 | 2021-07-14 | 28.5 | 0 | 10.5 | 2020-07-14 | 26.2 | 0 | 8.2 | 2019-07-14 | 26.6 | 0 | 8.6 | 2018-07-14 | 27.7 | 0 | 9.7 | 2017-07-14 | 27 | 0 | 9 | 2016-07-14 | 30.8 | 0 | 12.8 | 0 | 8.67
2025-07-14 | 27.5 | 0 | 9.5 | 2024-07-14 | 24.5 | 0 | 6.5 | 2023-07-14 | 25 | 0 | 7 | 2022-07-14 | 24.2 | 0 | 6.2 | 2021-07-14 | 27.8 | 0 | 9.8 | 2020-07-14 | 26.3 | 0 | 8.3 | 2019-07-14 | 27 | 0 | 9 | 2018-07-14 | 27.5 | 0 | 9.5 | 2017-07-14 | 26.1 | 0 | 8.1 | 2016-07-14 | 30.1 | 0 | 12.1 | 0 | 8.6
2025-07-14 | 27.4 | 0 | 9.4 | 2024-07-14 | 25.1 | 0 | 7.1 | 2023-07-14 | 24.1 | 0 | 6.1 | 2022-07-14 | 24.4 | 0 | 6.4 | 2021-07-14 | 26.1 | 0 | 8.1 | 2020-07-14 | 26.1 | 0 | 8.1 | 2019-07-14 | 26.8 | 0 | 8.8 | 2018-07-14 | 27.3 | 0 | 9.3 | 2017-07-14 | 24.9 | 0 | 6.9 | 2016-07-14 | 30.4 | 0 | 12.4 | 0 | 8.26
2025-07-14 | 27.5 | 0 | 9.5 | 2024-07-14 | 25.6 | 0 | 7.6 | 2023-07-14 | 23.6 | 0 | 5.6 | 2022-07-14 | 25.2 | 0 | 7.2 | 2021-07-14 | 26.7 | 0 | 8.7 | 2020-07-14 | 25.5 | 0 | 7.5 | 2019-07-14 | 25.3 | 0 | 7.3 | 2018-07-14 | 26.2 | 0 | 8.2 | 2017-07-14 | 23.6 | 0 | 5.6 | 2016-07-14 | 27.8 | 0 | 9.8 | 0 | 7.7
2025-07-14 | 27.2 | 0 | 9.2 | 2024-07-14 | 25.9 | 0 | 7.9 | 2023-07-14 | 22.7 | 0 | 4.7 | 2022-07-14 | 24.6 | 0 | 6.6 | 2021-07-14 | 27 | 0 | 9 | 2020-07-14 | 25 | 0 | 7 | 2019-07-14 | 24.3 | 0 | 6.3 | 2018-07-14 | 25.6 | 0 | 7.6 | 2017-07-14 | 21.9 | 0 | 3.9 | 2016-07-14 | 26.2 | 0 | 8.2 | 0 | 7.04
2025-07-14 | 25.8 | 0 | 7.8 | 2024-07-14 | 26.3 | 0 | 8.3 | 2023-07-14 | 21.8 | 0 | 3.8 | 2022-07-14 | 23 | 0 | 5 | 2021-07-14 | 25.1 | 0 | 7.1 | 2020-07-14 | 24.5 | 0 | 6.5 | 2019-07-14 | 22.5 | 0 | 4.5 | 2018-07-14 | 25.3 | 0 | 7.3 | 2017-07-14 | 21.2 | 0 | 3.2 | 2016-07-14 | 23.2 | 0 | 5.2 | 0 | 5.87
2025-07-14 | 27.6 | 0 | 9.6 | 2024-07-14 | 25.1 | 0 | 7.1 | 2023-07-14 | 21.3 | 0 | 3.3 | 2022-07-14 | 22.2 | 0 | 4.2 | 2021-07-14 | 24.3 | 0 | 6.3 | 2020-07-14 | 23.4 | 0 | 5.4 | 2019-07-14 | 21.1 | 0 | 3.1 | 2018-07-14 | 24.5 | 0 | 6.5 | 2017-07-14 | 21 | 0 | 3 | 2016-07-14 | 21.2 | 0 | 3.2 | 0 | 5.17
2025-07-14 | 25.5 | 0 | 7.5 | 2024-07-14 | 23.9 | 0 | 5.9 | 2023-07-14 | 21 | 0 | 3 | 2022-07-14 | 20.6 | 0 | 2.6 | 2021-07-14 | 23.8 | 0 | 5.8 | 2020-07-14 | 22.4 | 0 | 4.4 | 2019-07-14 | 20.1 | 0 | 2.1 | 2018-07-14 | 23.7 | 0 | 5.7 | 2017-07-14 | 19.4 | 0 | 1.4 | 2016-07-14 | 21.6 | 0 | 3.6 | 0 | 4.2
2025-07-14 | 23.8 | 0 | 5.8 | 2024-07-14 | 23.8 | 0 | 5.8 | 2023-07-14 | 21 | 0 | 3 | 2022-07-14 | 19.3 | 0 | 1.3 | 2021-07-14 | 22.3 | 0 | 4.3 | 2020-07-14 | 21.2 | 0 | 3.2 | 2019-07-14 | 19.1 | 0 | 1.1 | 2018-07-14 | 23.1 | 0 | 5.1 | 2017-07-14 | 18.2 | 0 | 0.2 | 2016-07-14 | 21.2 | 0 | 3.2 | 0 | 3.3
2025-07-15 | 22.9 | 0 | 4.9 | 2024-07-15 | 23.2 | 0 | 5.2 | 2023-07-15 | 20.7 | 0 | 2.7 | 2022-07-15 | 18.5 | 0 | 0.5 | 2021-07-15 | 21.8 | 0 | 3.8 | 2020-07-15 | 21.5 | 0 | 3.5 | 2019-07-15 | 18.1 | 0 | 0.1 | 2018-07-15 | 22.8 | 0 | 4.8 | 2017-07-15 | 18.6 | 0 | 0.6 | 2016-07-15 | 21 | 0 | 3 | 0 | 2.91
2025-07-15 | 22.3 | 0 | 4.3 | 2024-07-15 | 22.7 | 0 | 4.7 | 2023-07-15 | 20.6 | 0 | 2.6 | 2022-07-15 | 17.6 | 0.4 | 0 | 2021-07-15 | 21.6 | 0 | 3.6 | 2020-07-15 | 21.3 | 0 | 3.3 | 2019-07-15 | 17.9 | 0.1 | 0 | 2018-07-15 | 22.4 | 0 | 4.4 | 2017-07-15 | 18.4 | 0 | 0.4 | 2016-07-15 | 20.3 | 0 | 2.3 | 0.05 | 2.56
2025-07-15 | 21.5 | 0 | 3.5 | 2024-07-15 | 22.9 | 0 | 4.9 | 2023-07-15 | 20.2 | 0 | 2.2 | 2022-07-15 | 16.5 | 1.5 | 0 | 2021-07-15 | 21.6 | 0 | 3.6 | 2020-07-15 | 20.9 | 0 | 2.9 | 2019-07-15 | 16.5 | 1.5 | 0 | 2018-07-15 | 22.2 | 0 | 4.2 | 2017-07-15 | 18.3 | 0 | 0.3 | 2016-07-15 | 19.6 | 0 | 1.6 | 0.3 | 2.32
2025-07-15 | 19.8 | 0 | 1.8 | 2024-07-15 | 22.3 | 0 | 4.3 | 2023-07-15 | 19.8 | 0 | 1.8 | 2022-07-15 | 16.2 | 1.8 | 0 | 2021-07-15 | 20.9 | 0 | 2.9 | 2020-07-15 | 19.7 | 0 | 1.7 | 2019-07-15 | 16 | 2 | 0 | 2018-07-15 | 21.8 | 0 | 3.8 | 2017-07-15 | 18.2 | 0 | 0.2 | 2016-07-15 | 19.6 | 0 | 1.6 | 0.38 | 1.81
2025-07-15 | 20.8 | 0 | 2.8 | 2024-07-15 | 21.8 | 0 | 3.8 | 2023-07-15 | 20 | 0 | 2 | 2022-07-15 | 15.5 | 2.5 | 0 | 2021-07-15 | 20.8 | 0 | 2.8 | 2020-07-15 | 19.9 | 0 | 1.9 | 2019-07-15 | 16.1 | 1.9 | 0 | 2018-07-15 | 21.6 | 0 | 3.6 | 2017-07-15 | 18.3 | 0 | 0.3 | 2016-07-15 | 19 | 0 | 1 | 0.44 | 1.82
2025-07-15 | 19.9 | 0 | 1.9 | 2024-07-15 | 22.4 | 0 | 4.4 | 2023-07-15 | 19.7 | 0 | 1.7 | 2022-07-15 | 15.4 | 2.6 | 0 | 2021-07-15 | 20.9 | 0 | 2.9 | 2020-07-15 | 18.5 | 0 | 0.5 | 2019-07-15 | 15.5 | 2.5 | 0 | 2018-07-15 | 21.5 | 0 | 3.5 | 2017-07-15 | 18.4 | 0 | 0.4 | 2016-07-15 | 18.7 | 0 | 0.7 | 0.51 | 1.6
2025-07-15 | 21.3 | 0 | 3.3 | 2024-07-15 | 22.8 | 0 | 4.8 | 2023-07-15 | 20.5 | 0 | 2.5 | 2022-07-15 | 16.7 | 1.3 | 0 | 2021-07-15 | 21.4 | 0 | 3.4 | 2020-07-15 | 20.2 | 0 | 2.2 | 2019-07-15 | 16.9 | 1.1 | 0 | 2018-07-15 | 22.4 | 0 | 4.4 | 2017-07-15 | 18.6 | 0 | 0.6 | 2016-07-15 | 20.3 | 0 | 2.3 | 0.24 | 2.35
2025-07-15 | 23.4 | 0 | 5.4 | 2024-07-15 | 24.3 | 0 | 6.3 | 2023-07-15 | 21.4 | 0 | 3.4 | 2022-07-15 | 18.8 | 0 | 0.8 | 2021-07-15 | 23 | 0 | 5 | 2020-07-15 | 22.2 | 0 | 4.2 | 2019-07-15 | 18.2 | 0 | 0.2 | 2018-07-15 | 23.5 | 0 | 5.5 | 2017-07-15 | 19.4 | 0 | 1.4 | 2016-07-15 | 22.1 | 0 | 4.1 | 0 | 3.63
2025-07-15 | 24.9 | 0 | 6.9 | 2024-07-15 | 24.1 | 0 | 6.1 | 2023-07-15 | 21.8 | 0 | 3.8 | 2022-07-15 | 20.9 | 0 | 2.9 | 2021-07-15 | 23.3 | 0 | 5.3 | 2020-07-15 | 23.7 | 0 | 5.7 | 2019-07-15 | 20.8 | 0 | 2.8 | 2018-07-15 | 25.3 | 0 | 7.3 | 2017-07-15 | 20.6 | 0 | 2.6 | 2016-07-15 | 23.9 | 0 | 5.9 | 0 | 4.93
2025-07-15 | 27.3 | 0 | 9.3 | 2024-07-15 | 24.2 | 0 | 6.2 | 2023-07-15 | 22.2 | 0 | 4.2 | 2022-07-15 | 23 | 0 | 5 | 2021-07-15 | 24.3 | 0 | 6.3 | 2020-07-15 | 24.8 | 0 | 6.8 | 2019-07-15 | 21.5 | 0 | 3.5 | 2018-07-15 | 26.6 | 0 | 8.6 | 2017-07-15 | 21.5 | 0 | 3.5 | 2016-07-15 | 25.7 | 0 | 7.7 | 0 | 6.11
2025-07-15 | 28.5 | 0 | 10.5 | 2024-07-15 | 23.4 | 0 | 5.4 | 2023-07-15 | 22.2 | 0 | 4.2 | 2022-07-15 | 24.1 | 0 | 6.1 | 2021-07-15 | 26.4 | 0 | 8.4 | 2020-07-15 | 25.5 | 0 | 7.5 | 2019-07-15 | 22.5 | 0 | 4.5 | 2018-07-15 | 26.8 | 0 | 8.8 | 2017-07-15 | 23.1 | 0 | 5.1 | 2016-07-15 | 26.4 | 0 | 8.4 | 0 | 6.89
2025-07-15 | 29.3 | 0 | 11.3 | 2024-07-15 | 23.3 | 0 | 5.3 | 2023-07-15 | 22.6 | 0 | 4.6 | 2022-07-15 | 25.4 | 0 | 7.4 | 2021-07-15 | 27.2 | 0 | 9.2 | 2020-07-15 | 25.9 | 0 | 7.9 | 2019-07-15 | 23.4 | 0 | 5.4 | 2018-07-15 | 28.1 | 0 | 10.1 | 2017-07-15 | 24.5 | 0 | 6.5 | 2016-07-15 | 26.5 | 0 | 8.5 | 0 | 7.62
2025-07-15 | 28.8 | 0 | 10.8 | 2024-07-15 | 22.3 | 0 | 4.3 | 2023-07-15 | 22.6 | 0 | 4.6 | 2022-07-15 | 25.8 | 0 | 7.8 | 2021-07-15 | 27 | 0 | 9 | 2020-07-15 | 26.4 | 0 | 8.4 | 2019-07-15 | 24.3 | 0 | 6.3 | 2018-07-15 | 27.8 | 0 | 9.8 | 2017-07-15 | 25.6 | 0 | 7.6 | 2016-07-15 | 22.5 | 0 | 4.5 | 0 | 7.31
2025-07-15 | 30.1 | 0 | 12.1 | 2024-07-15 | 22.7 | 0 | 4.7 | 2023-07-15 | 23.4 | 0 | 5.4 | 2022-07-15 | 26.1 | 0 | 8.1 | 2021-07-15 | 28.1 | 0 | 10.1 | 2020-07-15 | 26.9 | 0 | 8.9 | 2019-07-15 | 25.2 | 0 | 7.2 | 2018-07-15 | 28.7 | 0 | 10.7 | 2017-07-15 | 25.9 | 0 | 7.9 | 2016-07-15 | 22.7 | 0 | 4.7 | 0 | 7.98
2025-07-15 | 30.9 | 0 | 12.9 | 2024-07-15 | 23.4 | 0 | 5.4 | 2023-07-15 | 24.4 | 0 | 6.4 | 2022-07-15 | 26.2 | 0 | 8.2 | 2021-07-15 | 29.3 | 0 | 11.3 | 2020-07-15 | 27.1 | 0 | 9.1 | 2019-07-15 | 26.1 | 0 | 8.1 | 2018-07-15 | 29.2 | 0 | 11.2 | 2017-07-15 | 27 | 0 | 9 | 2016-07-15 | 25.3 | 0 | 7.3 | 0 | 8.89
2025-07-15 | 31.3 | 0 | 13.3 | 2024-07-15 | 21.2 | 0 | 3.2 | 2023-07-15 | 24.1 | 0 | 6.1 | 2022-07-15 | 26.5 | 0 | 8.5 | 2021-07-15 | 28.6 | 0 | 10.6 | 2020-07-15 | 27.7 | 0 | 9.7 | 2019-07-15 | 25.8 | 0 | 7.8 | 2018-07-15 | 29.9 | 0 | 11.9 | 2017-07-15 | 26.1 | 0 | 8.1 | 2016-07-15 | 24.5 | 0 | 6.5 | 0 | 8.57
2025-07-15 | 31.5 | 0 | 13.5 | 2024-07-15 | 23.6 | 0 | 5.6 | 2023-07-15 | 24.1 | 0 | 6.1 | 2022-07-15 | 26 | 0 | 8 | 2021-07-15 | 29 | 0 | 11 | 2020-07-15 | 27.4 | 0 | 9.4 | 2019-07-15 | 26.3 | 0 | 8.3 | 2018-07-15 | 29.9 | 0 | 11.9 | 2017-07-15 | 27.6 | 0 | 9.6 | 2016-07-15 | 25.5 | 0 | 7.5 | 0 | 9.09
2025-07-15 | 31.5 | 0 | 13.5 | 2024-07-15 | 26.3 | 0 | 8.3 | 2023-07-15 | 25 | 0 | 7 | 2022-07-15 | 25.8 | 0 | 7.8 | 2021-07-15 | 28.2 | 0 | 10.2 | 2020-07-15 | 27.3 | 0 | 9.3 | 2019-07-15 | 25.6 | 0 | 7.6 | 2018-07-15 | 29.2 | 0 | 11.2 | 2017-07-15 | 27 | 0 | 9 | 2016-07-15 | 23.7 | 0 | 5.7 | 0 | 8.96
2025-07-15 | 30.6 | 0 | 12.6 | 2024-07-15 | 26.7 | 0 | 8.7 | 2023-07-15 | 22.9 | 0 | 4.9 | 2022-07-15 | 24.4 | 0 | 6.4 | 2021-07-15 | 27.7 | 0 | 9.7 | 2020-07-15 | 26.1 | 0 | 8.1 | 2019-07-15 | 24.8 | 0 | 6.8 | 2018-07-15 | 28.4 | 0 | 10.4 | 2017-07-15 | 26.6 | 0 | 8.6 | 2016-07-15 | 21.8 | 0 | 3.8 | 0 | 8
2025-07-15 | 29.4 | 0 | 11.4 | 2024-07-15 | 26.3 | 0 | 8.3 | 2023-07-15 | 22.3 | 0 | 4.3 | 2022-07-15 | 23.4 | 0 | 5.4 | 2021-07-15 | 23.8 | 0 | 5.8 | 2020-07-15 | 25.5 | 0 | 7.5 | 2019-07-15 | 24 | 0 | 6 | 2018-07-15 | 28.1 | 0 | 10.1 | 2017-07-15 | 25.4 | 0 | 7.4 | 2016-07-15 | 21.2 | 0 | 3.2 | 0 | 6.94
2025-07-15 | 28.2 | 0 | 10.2 | 2024-07-15 | 22.7 | 0 | 4.7 | 2023-07-15 | 22 | 0 | 4 | 2022-07-15 | 22.5 | 0 | 4.5 | 2021-07-15 | 21.8 | 0 | 3.8 | 2020-07-15 | 24.5 | 0 | 6.5 | 2019-07-15 | 24.1 | 0 | 6.1 | 2018-07-15 | 26.8 | 0 | 8.8 | 2017-07-15 | 23.5 | 0 | 5.5 | 2016-07-15 | 19.9 | 0 | 1.9 | 0 | 5.6
2025-07-15 | 27.1 | 0 | 9.1 | 2024-07-15 | 22.1 | 0 | 4.1 | 2023-07-15 | 20.8 | 0 | 2.8 | 2022-07-15 | 22.1 | 0 | 4.1 | 2021-07-15 | 22.5 | 0 | 4.5 | 2020-07-15 | 23.6 | 0 | 5.6 | 2019-07-15 | 24.9 | 0 | 6.9 | 2018-07-15 | 25.7 | 0 | 7.7 | 2017-07-15 | 21.1 | 0 | 3.1 | 2016-07-15 | 19 | 0 | 1 | 0 | 4.89
2025-07-15 | 26.1 | 0 | 8.1 | 2024-07-15 | 22.5 | 0 | 4.5 | 2023-07-15 | 20.5 | 0 | 2.5 | 2022-07-15 | 21.7 | 0 | 3.7 | 2021-07-15 | 21.6 | 0 | 3.6 | 2020-07-15 | 23.3 | 0 | 5.3 | 2019-07-15 | 24.9 | 0 | 6.9 | 2018-07-15 | 24.8 | 0 | 6.8 | 2017-07-15 | 20 | 0 | 2 | 2016-07-15 | 16.8 | 1.2 | 0 | 0.12 | 4.34
2025-07-15 | 25.4 | 0 | 7.4 | 2024-07-15 | 21.8 | 0 | 3.8 | 2023-07-15 | 19.9 | 0 | 1.9 | 2022-07-15 | 21.6 | 0 | 3.6 | 2021-07-15 | 20.6 | 0 | 2.6 | 2020-07-15 | 23.2 | 0 | 5.2 | 2019-07-15 | 23.3 | 0 | 5.3 | 2018-07-15 | 24.4 | 0 | 6.4 | 2017-07-15 | 19.7 | 0 | 1.7 | 2016-07-15 | 16.8 | 1.2 | 0 | 0.12 | 3.79
2025-07-16 | 24.2 | 0 | 6.2 | 2024-07-16 | 21.1 | 0 | 3.1 | 2023-07-16 | 19.9 | 0 | 1.9 | 2022-07-16 | 21.5 | 0 | 3.5 | 2021-07-16 | 19.7 | 0 | 1.7 | 2020-07-16 | 23.1 | 0 | 5.1 | 2019-07-16 | 22.2 | 0 | 4.2 | 2018-07-16 | 24 | 0 | 6 | 2017-07-16 | 18.7 | 0 | 0.7 | 2016-07-16 | 16.3 | 1.7 | 0 | 0.17 | 3.24
2025-07-16 | 23.5 | 0 | 5.5 | 2024-07-16 | 21.5 | 0 | 3.5 | 2023-07-16 | 19.7 | 0 | 1.7 | 2022-07-16 | 20.8 | 0 | 2.8 | 2021-07-16 | 20 | 0 | 2 | 2020-07-16 | 22 | 0 | 4 | 2019-07-16 | 21.4 | 0 | 3.4 | 2018-07-16 | 24.2 | 0 | 6.2 | 2017-07-16 | 19.1 | 0 | 1.1 | 2016-07-16 | 16.5 | 1.5 | 0 | 0.15 | 3.02
2025-07-16 | 21.5 | 0 | 3.5 | 2024-07-16 | 21.9 | 0 | 3.9 | 2023-07-16 | 19.7 | 0 | 1.7 | 2022-07-16 | 20.5 | 0 | 2.5 | 2021-07-16 | 19.6 | 0 | 1.6 | 2020-07-16 | 22.3 | 0 | 4.3 | 2019-07-16 | 18.8 | 0 | 0.8 | 2018-07-16 | 23.7 | 0 | 5.7 | 2017-07-16 | 17.6 | 0.4 | 0 | 2016-07-16 | 16.1 | 1.9 | 0 | 0.23 | 2.4
2025-07-16 | 21.9 | 0 | 3.9 | 2024-07-16 | 21.9 | 0 | 3.9 | 2023-07-16 | 19.8 | 0 | 1.8 | 2022-07-16 | 18.9 | 0 | 0.9 | 2021-07-16 | 19.4 | 0 | 1.4 | 2020-07-16 | 21.9 | 0 | 3.9 | 2019-07-16 | 19.4 | 0 | 1.4 | 2018-07-16 | 23.4 | 0 | 5.4 | 2017-07-16 | 18.1 | 0 | 0.1 | 2016-07-16 | 15.9 | 2.1 | 0 | 0.21 | 2.27
2025-07-16 | 21.5 | 0 | 3.5 | 2024-07-16 | 21.4 | 0 | 3.4 | 2023-07-16 | 20 | 0 | 2 | 2022-07-16 | 18.9 | 0 | 0.9 | 2021-07-16 | 19.2 | 0 | 1.2 | 2020-07-16 | 21.7 | 0 | 3.7 | 2019-07-16 | 19.4 | 0 | 1.4 | 2018-07-16 | 23.1 | 0 | 5.1 | 2017-07-16 | 17.4 | 0.6 | 0 | 2016-07-16 | 15.6 | 2.4 | 0 | 0.3 | 2.12
2025-07-16 | 20.4 | 0 | 2.4 | 2024-07-16 | 21.6 | 0 | 3.6 | 2023-07-16 | 19.6 | 0 | 1.6 | 2022-07-16 | 17.7 | 0.3 | 0 | 2021-07-16 | 18.8 | 0 | 0.8 | 2020-07-16 | 22.5 | 0 | 4.5 | 2019-07-16 | 19.1 | 0 | 1.1 | 2018-07-16 | 23.2 | 0 | 5.2 | 2017-07-16 | 17.6 | 0.4 | 0 | 2016-07-16 | 15.4 | 2.6 | 0 | 0.33 | 1.92
2025-07-16 | 22.1 | 0 | 4.1 | 2024-07-16 | 21.7 | 0 | 3.7 | 2023-07-16 | 20 | 0 | 2 | 2022-07-16 | 19.4 | 0 | 1.4 | 2021-07-16 | 18.8 | 0 | 0.8 | 2020-07-16 | 22.9 | 0 | 4.9 | 2019-07-16 | 19.9 | 0 | 1.9 | 2018-07-16 | 23.7 | 0 | 5.7 | 2017-07-16 | 19 | 0 | 1 | 2016-07-16 | 14.9 | 3.1 | 0 | 0.31 | 2.55
2025-07-16 | 24.1 | 0 | 6.1 | 2024-07-16 | 21.6 | 0 | 3.6 | 2023-07-16 | 20.6 | 0 | 2.6 | 2022-07-16 | 21.8 | 0 | 3.8 | 2021-07-16 | 19.2 | 0 | 1.2 | 2020-07-16 | 23.6 | 0 | 5.6 | 2019-07-16 | 21.7 | 0 | 3.7 | 2018-07-16 | 25.3 | 0 | 7.3 | 2017-07-16 | 20.3 | 0 | 2.3 | 2016-07-16 | 15.5 | 2.5 | 0 | 0.25 | 3.62
2025-07-16 | 25.4 | 0 | 7.4 | 2024-07-16 | 22.1 | 0 | 4.1 | 2023-07-16 | 21.8 | 0 | 3.8 | 2022-07-16 | 24.2 | 0 | 6.2 | 2021-07-16 | 20.1 | 0 | 2.1 | 2020-07-16 | 24.2 | 0 | 6.2 | 2019-07-16 | 26.4 | 0 | 8.4 | 2018-07-16 | 27.3 | 0 | 9.3 | 2017-07-16 | 22.3 | 0 | 4.3 | 2016-07-16 | 16.9 | 1.1 | 0 | 0.11 | 5.18
2025-07-16 | 27.9 | 0 | 9.9 | 2024-07-16 | 20.4 | 0 | 2.4 | 2023-07-16 | 21.9 | 0 | 3.9 | 2022-07-16 | 25.8 | 0 | 7.8 | 2021-07-16 | 20.5 | 0 | 2.5 | 2020-07-16 | 24.1 | 0 | 6.1 | 2019-07-16 | 28.6 | 0 | 10.6 | 2018-07-16 | 29.1 | 0 | 11.1 | 2017-07-16 | 25 | 0 | 7 | 2016-07-16 | 17.8 | 0.2 | 0 | 0.02 | 6.13
2025-07-16 | 30.2 | 0 | 12.2 | 2024-07-16 | 19.9 | 0 | 1.9 | 2023-07-16 | 21.7 | 0 | 3.7 | 2022-07-16 | 26.3 | 0 | 8.3 | 2021-07-16 | 21.1 | 0 | 3.1 | 2020-07-16 | 24.8 | 0 | 6.8 | 2019-07-16 | 30.2 | 0 | 12.2 | 2018-07-16 | 28.4 | 0 | 10.4 | 2017-07-16 | 25.2 | 0 | 7.2 | 2016-07-16 | 18.6 | 0 | 0.6 | 0 | 6.64
2025-07-16 | 30 | 0 | 12 | 2024-07-16 | 19.9 | 0 | 1.9 | 2023-07-16 | 22.8 | 0 | 4.8 | 2022-07-16 | 27.7 | 0 | 9.7 | 2021-07-16 | 22.3 | 0 | 4.3 | 2020-07-16 | 25.4 | 0 | 7.4 | 2019-07-16 | 30.9 | 0 | 12.9 | 2018-07-16 | 30.8 | 0 | 12.8 | 2017-07-16 | 25.6 | 0 | 7.6 | 2016-07-16 | 20 | 0 | 2 | 0 | 7.54
2025-07-16 | 29.6 | 0 | 11.6 | 2024-07-16 | 22.3 | 0 | 4.3 | 2023-07-16 | 24 | 0 | 6 | 2022-07-16 | 28.1 | 0 | 10.1 | 2021-07-16 | 22.6 | 0 | 4.6 | 2020-07-16 | 24.4 | 0 | 6.4 | 2019-07-16 | 30.7 | 0 | 12.7 | 2018-07-16 | 31.5 | 0 | 13.5 | 2017-07-16 | 26 | 0 | 8 | 2016-07-16 | 19.6 | 0 | 1.6 | 0 | 7.88
2025-07-16 | 31.2 | 0 | 13.2 | 2024-07-16 | 25.8 | 0 | 7.8 | 2023-07-16 | 25.6 | 0 | 7.6 | 2022-07-16 | 27.7 | 0 | 9.7 | 2021-07-16 | 23.6 | 0 | 5.6 | 2020-07-16 | 24.6 | 0 | 6.6 | 2019-07-16 | 30.3 | 0 | 12.3 | 2018-07-16 | 27.9 | 0 | 9.9 | 2017-07-16 | 25.8 | 0 | 7.8 | 2016-07-16 | 20.8 | 0 | 2.8 | 0 | 8.33
2025-07-16 | 32.4 | 0 | 14.4 | 2024-07-16 | 27.4 | 0 | 9.4 | 2023-07-16 | 26.4 | 0 | 8.4 | 2022-07-16 | 29 | 0 | 11 | 2021-07-16 | 24 | 0 | 6 | 2020-07-16 | 24.1 | 0 | 6.1 | 2019-07-16 | 29 | 0 | 11 | 2018-07-16 | 26.5 | 0 | 8.5 | 2017-07-16 | 25.8 | 0 | 7.8 | 2016-07-16 | 22.3 | 0 | 4.3 | 0 | 8.69
2025-07-16 | 30.9 | 0 | 12.9 | 2024-07-16 | 28.1 | 0 | 10.1 | 2023-07-16 | 27 | 0 | 9 | 2022-07-16 | 28.7 | 0 | 10.7 | 2021-07-16 | 22.9 | 0 | 4.9 | 2020-07-16 | 24.6 | 0 | 6.6 | 2019-07-16 | 25.2 | 0 | 7.2 | 2018-07-16 | 23.7 | 0 | 5.7 | 2017-07-16 | 25.1 | 0 | 7.1 | 2016-07-16 | 20.5 | 0 | 2.5 | 0 | 7.67
2025-07-16 | 31.3 | 0 | 13.3 | 2024-07-16 | 27.6 | 0 | 9.6 | 2023-07-16 | 24.7 | 0 | 6.7 | 2022-07-16 | 28.3 | 0 | 10.3 | 2021-07-16 | 22.6 | 0 | 4.6 | 2020-07-16 | 24.9 | 0 | 6.9 | 2019-07-16 | 26.9 | 0 | 8.9 | 2018-07-16 | 25.3 | 0 | 7.3 | 2017-07-16 | 24.2 | 0 | 6.2 | 2016-07-16 | 20.9 | 0 | 2.9 | 0 | 7.67
2025-07-16 | 29.4 | 0 | 11.4 | 2024-07-16 | 27.6 | 0 | 9.6 | 2023-07-16 | 25.5 | 0 | 7.5 | 2022-07-16 | 27.7 | 0 | 9.7 | 2021-07-16 | 21.7 | 0 | 3.7 | 2020-07-16 | 24.3 | 0 | 6.3 | 2019-07-16 | 26.2 | 0 | 8.2 | 2018-07-16 | 25.3 | 0 | 7.3 | 2017-07-16 | 23.4 | 0 | 5.4 | 2016-07-16 | 22.1 | 0 | 4.1 | 0 | 7.32
2025-07-16 | 28.7 | 0 | 10.7 | 2024-07-16 | 26.9 | 0 | 8.9 | 2023-07-16 | 25.8 | 0 | 7.8 | 2022-07-16 | 26.1 | 0 | 8.1 | 2021-07-16 | 21 | 0 | 3 | 2020-07-16 | 23.7 | 0 | 5.7 | 2019-07-16 | 26.1 | 0 | 8.1 | 2018-07-16 | 21.4 | 0 | 3.4 | 2017-07-16 | 22.9 | 0 | 4.9 | 2016-07-16 | 22.6 | 0 | 4.6 | 0 | 6.52
2025-07-16 | 28.2 | 0 | 10.2 | 2024-07-16 | 24.1 | 0 | 6.1 | 2023-07-16 | 25 | 0 | 7 | 2022-07-16 | 24.9 | 0 | 6.9 | 2021-07-16 | 21.1 | 0 | 3.1 | 2020-07-16 | 23.1 | 0 | 5.1 | 2019-07-16 | 25.8 | 0 | 7.8 | 2018-07-16 | 21.8 | 0 | 3.8 | 2017-07-16 | 22.7 | 0 | 4.7 | 2016-07-16 | 19.7 | 0 | 1.7 | 0 | 5.64
2025-07-16 | 27.5 | 0 | 9.5 | 2024-07-16 | 23.5 | 0 | 5.5 | 2023-07-16 | 23.9 | 0 | 5.9 | 2022-07-16 | 23.4 | 0 | 5.4 | 2021-07-16 | 20.7 | 0 | 2.7 | 2020-07-16 | 23.1 | 0 | 5.1 | 2019-07-16 | 25.1 | 0 | 7.1 | 2018-07-16 | 22.8 | 0 | 4.8 | 2017-07-16 | 22.1 | 0 | 4.1 | 2016-07-16 | 18.9 | 0 | 0.9 | 0 | 5.1
2025-07-16 | 27.3 | 0 | 9.3 | 2024-07-16 | 23.2 | 0 | 5.2 | 2023-07-16 | 22.8 | 0 | 4.8 | 2022-07-16 | 22.4 | 0 | 4.4 | 2021-07-16 | 20.9 | 0 | 2.9 | 2020-07-16 | 23.5 | 0 | 5.5 | 2019-07-16 | 24.2 | 0 | 6.2 | 2018-07-16 | 22.3 | 0 | 4.3 | 2017-07-16 | 20.7 | 0 | 2.7 | 2016-07-16 | 18.8 | 0 | 0.8 | 0 | 4.61
2025-07-16 | 25.4 | 0 | 7.4 | 2024-07-16 | 22.7 | 0 | 4.7 | 2023-07-16 | 22.4 | 0 | 4.4 | 2022-07-16 | 22 | 0 | 4 | 2021-07-16 | 20.4 | 0 | 2.4 | 2020-07-16 | 23.4 | 0 | 5.4 | 2019-07-16 | 24.5 | 0 | 6.5 | 2018-07-16 | 21.7 | 0 | 3.7 | 2017-07-16 | 20.5 | 0 | 2.5 | 2016-07-16 | 18.6 | 0 | 0.6 | 0 | 4.16
2025-07-16 | 24.8 | 0 | 6.8 | 2024-07-16 | 22.7 | 0 | 4.7 | 2023-07-16 | 21.7 | 0 | 3.7 | 2022-07-16 | 21.4 | 0 | 3.4 | 2021-07-16 | 20.5 | 0 | 2.5 | 2020-07-16 | 22.6 | 0 | 4.6 | 2019-07-16 | 24.3 | 0 | 6.3 | 2018-07-16 | 22.2 | 0 | 4.2 | 2017-07-16 | 20.4 | 0 | 2.4 | 2016-07-16 | 18.4 | 0 | 0.4 | 0 | 3.9
2025-07-17 | 24.9 | 0 | 6.9 | 2024-07-17 | 22.6 | 0 | 4.6 | 2023-07-17 | 20.6 | 0 | 2.6 | 2022-07-17 | 21.8 | 0 | 3.8 | 2021-07-17 | 20.2 | 0 | 2.2 | 2020-07-17 | 22.1 | 0 | 4.1 | 2019-07-17 | 24 | 0 | 6 | 2018-07-17 | 22.4 | 0 | 4.4 | 2017-07-17 | 20.3 | 0 | 2.3 | 2016-07-17 | 18 | 0 | 0 | 0 | 3.69
2025-07-17 | 24.4 | 0 | 6.4 | 2024-07-17 | 22.2 | 0 | 4.2 | 2023-07-17 | 19.6 | 0 | 1.6 | 2022-07-17 | 19.4 | 0 | 1.4 | 2021-07-17 | 20.4 | 0 | 2.4 | 2020-07-17 | 21.9 | 0 | 3.9 | 2019-07-17 | 23.5 | 0 | 5.5 | 2018-07-17 | 22.1 | 0 | 4.1 | 2017-07-17 | 20.1 | 0 | 2.1 | 2016-07-17 | 16.8 | 1.2 | 0 | 0.12 | 3.16
2025-07-17 | 24.3 | 0 | 6.3 | 2024-07-17 | 22.1 | 0 | 4.1 | 2023-07-17 | 19.1 | 0 | 1.1 | 2022-07-17 | 20.1 | 0 | 2.1 | 2021-07-17 | 20.3 | 0 | 2.3 | 2020-07-17 | 22.4 | 0 | 4.4 | 2019-07-17 | 23.3 | 0 | 5.3 | 2018-07-17 | 21.2 | 0 | 3.2 | 2017-07-17 | 20.1 | 0 | 2.1 | 2016-07-17 | 15.8 | 2.2 | 0 | 0.22 | 3.09
2025-07-17 | 24.3 | 0 | 6.3 | 2024-07-17 | 21 | 0 | 3 | 2023-07-17 | 18.2 | 0 | 0.2 | 2022-07-17 | 19.8 | 0 | 1.8 | 2021-07-17 | 19.7 | 0 | 1.7 | 2020-07-17 | 21.8 | 0 | 3.8 | 2019-07-17 | 23.2 | 0 | 5.2 | 2018-07-17 | 20.9 | 0 | 2.9 | 2017-07-17 | 20.1 | 0 | 2.1 | 2016-07-17 | 14.8 | 3.2 | 0 | 0.32 | 2.7
2025-07-17 | 24.4 | 0 | 6.4 | 2024-07-17 | 20.4 | 0 | 2.4 | 2023-07-17 | 17.8 | 0.2 | 0 | 2022-07-17 | 19.4 | 0 | 1.4 | 2021-07-17 | 19.8 | 0 | 1.8 | 2020-07-17 | 21.4 | 0 | 3.4 | 2019-07-17 | 23.3 | 0 | 5.3 | 2018-07-17 | 20.4 | 0 | 2.4 | 2017-07-17 | 20 | 0 | 2 | 2016-07-17 | 14.2 | 3.8 | 0 | 0.4 | 2.51
2025-07-17 | 24.9 | 0 | 6.9 | 2024-07-17 | 20.3 | 0 | 2.3 | 2023-07-17 | 17.8 | 0.2 | 0 | 2022-07-17 | 18.9 | 0 | 0.9 | 2021-07-17 | 19.4 | 0 | 1.4 | 2020-07-17 | 20.5 | 0 | 2.5 | 2019-07-17 | 23.2 | 0 | 5.2 | 2018-07-17 | 21 | 0 | 3 | 2017-07-17 | 19.9 | 0 | 1.9 | 2016-07-17 | 14.4 | 3.6 | 0 | 0.38 | 2.41
2025-07-17 | 25.3 | 0 | 7.3 | 2024-07-17 | 20.1 | 0 | 2.1 | 2023-07-17 | 18.1 | 0 | 0.1 | 2022-07-17 | 19.9 | 0 | 1.9 | 2021-07-17 | 19 | 0 | 1 | 2020-07-17 | 20.3 | 0 | 2.3 | 2019-07-17 | 22.5 | 0 | 4.5 | 2018-07-17 | 20.9 | 0 | 2.9 | 2017-07-17 | 20 | 0 | 2 | 2016-07-17 | 16.3 | 1.7 | 0 | 0.17 | 2.41
2025-07-17 | 26 | 0 | 8 | 2024-07-17 | 20.9 | 0 | 2.9 | 2023-07-17 | 19.6 | 0 | 1.6 | 2022-07-17 | 22.3 | 0 | 4.3 | 2021-07-17 | 19.1 | 0 | 1.1 | 2020-07-17 | 21.6 | 0 | 3.6 | 2019-07-17 | 22.9 | 0 | 4.9 | 2018-07-17 | 22.2 | 0 | 4.2 | 2017-07-17 | 20.4 | 0 | 2.4 | 2016-07-17 | 17.9 | 0.1 | 0 | 0.01 | 3.3
2025-07-17 | 26.6 | 0 | 8.6 | 2024-07-17 | 21.5 | 0 | 3.5 | 2023-07-17 | 21.1 | 0 | 3.1 | 2022-07-17 | 24.4 | 0 | 6.4 | 2021-07-17 | 19.1 | 0 | 1.1 | 2020-07-17 | 23.3 | 0 | 5.3 | 2019-07-17 | 23.2 | 0 | 5.2 | 2018-07-17 | 23.1 | 0 | 5.1 | 2017-07-17 | 20.9 | 0 | 2.9 | 2016-07-17 | 20.7 | 0 | 2.7 | 0 | 4.39
2025-07-17 | 26.4 | 0 | 8.4 | 2024-07-17 | 22.8 | 0 | 4.8 | 2023-07-17 | 23.8 | 0 | 5.8 | 2022-07-17 | 25.6 | 0 | 7.6 | 2021-07-17 | 19.1 | 0 | 1.1 | 2020-07-17 | 24.8 | 0 | 6.8 | 2019-07-17 | 22.5 | 0 | 4.5 | 2018-07-17 | 24.3 | 0 | 6.3 | 2017-07-17 | 21.7 | 0 | 3.7 | 2016-07-17 | 22.8 | 0 | 4.8 | 0 | 5.38
2025-07-17 | 26.9 | 0 | 8.9 | 2024-07-17 | 24.5 | 0 | 6.5 | 2023-07-17 | 24.8 | 0 | 6.8 | 2022-07-17 | 27.2 | 0 | 9.2 | 2021-07-17 | 19.5 | 0 | 1.5 | 2020-07-17 | 27 | 0 | 9 | 2019-07-17 | 22.1 | 0 | 4.1 | 2018-07-17 | 25.3 | 0 | 7.3 | 2017-07-17 | 22.2 | 0 | 4.2 | 2016-07-17 | 23.9 | 0 | 5.9 | 0 | 6.34
2025-07-17 | 27.1 | 0 | 9.1 | 2024-07-17 | 24.6 | 0 | 6.6 | 2023-07-17 | 25.5 | 0 | 7.5 | 2022-07-17 | 27.4 | 0 | 9.4 | 2021-07-17 | 19.5 | 0 | 1.5 | 2020-07-17 | 27.4 | 0 | 9.4 | 2019-07-17 | 23.5 | 0 | 5.5 | 2018-07-17 | 25.4 | 0 | 7.4 | 2017-07-17 | 24.1 | 0 | 6.1 | 2016-07-17 | 24.2 | 0 | 6.2 | 0 | 6.87
2025-07-17 | 28.5 | 0 | 10.5 | 2024-07-17 | 26.3 | 0 | 8.3 | 2023-07-17 | 25.9 | 0 | 7.9 | 2022-07-17 | 27.5 | 0 | 9.5 | 2021-07-17 | 19.6 | 0 | 1.6 | 2020-07-17 | 28.5 | 0 | 10.5 | 2019-07-17 | 25.5 | 0 | 7.5 | 2018-07-17 | 25.8 | 0 | 7.8 | 2017-07-17 | 24 | 0 | 6 | 2016-07-17 | 24.9 | 0 | 6.9 | 0 | 7.65
2025-07-17 | 27.8 | 0 | 9.8 | 2024-07-17 | 27.2 | 0 | 9.2 | 2023-07-17 | 26.6 | 0 | 8.6 | 2022-07-17 | 27.6 | 0 | 9.6 | 2021-07-17 | 20.1 | 0 | 2.1 | 2020-07-17 | 29.1 | 0 | 11.1 | 2019-07-17 | 25.5 | 0 | 7.5 | 2018-07-17 | 25.9 | 0 | 7.9 | 2017-07-17 | 24.7 | 0 | 6.7 | 2016-07-17 | 24.9 | 0 | 6.9 | 0 | 7.94
2025-07-17 | 26.6 | 0 | 8.6 | 2024-07-17 | 27.4 | 0 | 9.4 | 2023-07-17 | 26.1 | 0 | 8.1 | 2022-07-17 | 29.2 | 0 | 11.2 | 2021-07-17 | 20.8 | 0 | 2.8 | 2020-07-17 | 30.4 | 0 | 12.4 | 2019-07-17 | 26.9 | 0 | 8.9 | 2018-07-17 | 26.4 | 0 | 8.4 | 2017-07-17 | 25.6 | 0 | 7.6 | 2016-07-17 | 25.9 | 0 | 7.9 | 0 | 8.53
2025-07-17 | 25.5 | 0 | 7.5 | 2024-07-17 | 27.1 | 0 | 9.1 | 2023-07-17 | 26.2 | 0 | 8.2 | 2022-07-17 | 27.8 | 0 | 9.8 | 2021-07-17 | 20.8 | 0 | 2.8 | 2020-07-17 | 30.6 | 0 | 12.6 | 2019-07-17 | 27.3 | 0 | 9.3 | 2018-07-17 | 26.5 | 0 | 8.5 | 2017-07-17 | 23.9 | 0 | 5.9 | 2016-07-17 | 25.1 | 0 | 7.1 | 0 | 8.08
2025-07-17 | 22.9 | 0 | 4.9 | 2024-07-17 | 25.7 | 0 | 7.7 | 2023-07-17 | 25.2 | 0 | 7.2 | 2022-07-17 | 28.9 | 0 | 10.9 | 2021-07-17 | 20.9 | 0 | 2.9 | 2020-07-17 | 30.4 | 0 | 12.4 | 2019-07-17 | 27.6 | 0 | 9.6 | 2018-07-17 | 27 | 0 | 9 | 2017-07-17 | 23.8 | 0 | 5.8 | 2016-07-17 | 23.9 | 0 | 5.9 | 0 | 7.63
2025-07-17 | 21.9 | 0 | 3.9 | 2024-07-17 | 25.8 | 0 | 7.8 | 2023-07-17 | 23.1 | 0 | 5.1 | 2022-07-17 | 27.6 | 0 | 9.6 | 2021-07-17 | 20.9 | 0 | 2.9 | 2020-07-17 | 31 | 0 | 13 | 2019-07-17 | 25.8 | 0 | 7.8 | 2018-07-17 | 24.9 | 0 | 6.9 | 2017-07-17 | 23.2 | 0 | 5.2 | 2016-07-17 | 23.6 | 0 | 5.6 | 0 | 6.78
2025-07-17 | 21.3 | 0 | 3.3 | 2024-07-17 | 25.1 | 0 | 7.1 | 2023-07-17 | 24.1 | 0 | 6.1 | 2022-07-17 | 26.3 | 0 | 8.3 | 2021-07-17 | 21.5 | 0 | 3.5 | 2020-07-17 | 30.4 | 0 | 12.4 | 2019-07-17 | 25.6 | 0 | 7.6 | 2018-07-17 | 24.4 | 0 | 6.4 | 2017-07-17 | 23.1 | 0 | 5.1 | 2016-07-17 | 23.2 | 0 | 5.2 | 0 | 6.5
2025-07-17 | 20.3 | 0 | 2.3 | 2024-07-17 | 24.4 | 0 | 6.4 | 2023-07-17 | 23.7 | 0 | 5.7 | 2022-07-17 | 25.6 | 0 | 7.6 | 2021-07-17 | 21.6 | 0 | 3.6 | 2020-07-17 | 29.2 | 0 | 11.2 | 2019-07-17 | 24.9 | 0 | 6.9 | 2018-07-17 | 22.7 | 0 | 4.7 | 2017-07-17 | 22.7 | 0 | 4.7 | 2016-07-17 | 22.6 | 0 | 4.6 | 0 | 5.77
2025-07-17 | 17.6 | 0.4 | 0 | 2024-07-17 | 23 | 0 | 5 | 2023-07-17 | 20.3 | 0 | 2.3 | 2022-07-17 | 24.2 | 0 | 6.2 | 2021-07-17 | 21.7 | 0 | 3.7 | 2020-07-17 | 27.5 | 0 | 9.5 | 2019-07-17 | 24.9 | 0 | 6.9 | 2018-07-17 | 21.4 | 0 | 3.4 | 2017-07-17 | 21.6 | 0 | 3.6 | 2016-07-17 | 22.7 | 0 | 4.7 | 0.04 | 4.53
2025-07-17 | 17.5 | 0.5 | 0 | 2024-07-17 | 21.7 | 0 | 3.7 | 2023-07-17 | 20.8 | 0 | 2.8 | 2022-07-17 | 23.1 | 0 | 5.1 | 2021-07-17 | 20.8 | 0 | 2.8 | 2020-07-17 | 25.5 | 0 | 7.5 | 2019-07-17 | 24.9 | 0 | 6.9 | 2018-07-17 | 20.8 | 0 | 2.8 | 2017-07-17 | 21.9 | 0 | 3.9 | 2016-07-17 | 22.8 | 0 | 4.8 | 0.05 | 4.03
2025-07-17 | 16.8 | 1.2 | 0 | 2024-07-17 | 20.4 | 0 | 2.4 | 2023-07-17 | 20.7 | 0 | 2.7 | 2022-07-17 | 22.7 | 0 | 4.7 | 2021-07-17 | 20.9 | 0 | 2.9 | 2020-07-17 | 24.7 | 0 | 6.7 | 2019-07-17 | 24.4 | 0 | 6.4 | 2018-07-17 | 19.9 | 0 | 1.9 | 2017-07-17 | 21.3 | 0 | 3.3 | 2016-07-17 | 22.7 | 0 | 4.7 | 0.12 | 3.57
2025-07-17 | 15.9 | 2.1 | 0 | 2024-07-17 | 19 | 0 | 1 | 2023-07-17 | 19.9 | 0 | 1.9 | 2022-07-17 | 22.8 | 0 | 4.8 | 2021-07-17 | 20.7 | 0 | 2.7 | 2020-07-17 | 24.7 | 0 | 6.7 | 2019-07-17 | 22.6 | 0 | 4.6 | 2018-07-17 | 19 | 0 | 1 | 2017-07-17 | 20.9 | 0 | 2.9 | 2016-07-17 | 23.3 | 0 | 5.3 | 0.21 | 3.09
2025-07-18 | 15.3 | 2.7 | 0 | 2024-07-18 | 17.8 | 0.2 | 0 | 2023-07-18 | 19.2 | 0 | 1.2 | 2022-07-18 | 22 | 0 | 4 | 2021-07-18 | 19.9 | 0 | 1.9 | 2020-07-18 | 23.8 | 0 | 5.8 | 2019-07-18 | 22.2 | 0 | 4.2 | 2018-07-18 | 18.6 | 0 | 0.6 | 2017-07-18 | 20.1 | 0 | 2.1 | 2016-07-18 | 23.4 | 0 | 5.4 | 0.29 | 2.52
2025-07-18 | 14.6 | 3.4 | 0 | 2024-07-18 | 16.9 | 1.1 | 0 | 2023-07-18 | 18.3 | 0 | 0.3 | 2022-07-18 | 20.9 | 0 | 2.9 | 2021-07-18 | 19.9 | 0 | 1.9 | 2020-07-18 | 22.6 | 0 | 4.6 | 2019-07-18 | 21.8 | 0 | 3.8 | 2018-07-18 | 17.8 | 0.2 | 0 | 2017-07-18 | 19.5 | 0 | 1.5 | 2016-07-18 | 23.4 | 0 | 5.4 | 0.47 | 2.04
2025-07-18 | 14.3 | 3.7 | 0 | 2024-07-18 | 16.8 | 1.2 | 0 | 2023-07-18 | 18.5 | 0 | 0.5 | 2022-07-18 | 20.2 | 0 | 2.2 | 2021-07-18 | 19.7 | 0 | 1.7 | 2020-07-18 | 22.1 | 0 | 4.1 | 2019-07-18 | 21.8 | 0 | 3.8 | 2018-07-18 | 17.4 | 0.6 | 0 | 2017-07-18 | 18.9 | 0 | 0.9 | 2016-07-18 | 23.9 | 0 | 5.9 | 0.55 | 1.91
2025-07-18 | 14.2 | 3.8 | 0 | 2024-07-18 | 16.7 | 1.3 | 0 | 2023-07-18 | 17.5 | 0.5 | 0 | 2022-07-18 | 19.9 | 0 | 1.9 | 2021-07-18 | 19.2 | 0 | 1.2 | 2020-07-18 | 22.2 | 0 | 4.2 | 2019-07-18 | 21.9 | 0 | 3.9 | 2018-07-18 | 16.7 | 1.3 | 0 | 2017-07-18 | 18.5 | 0 | 0.5 | 2016-07-18 | 24.4 | 0 | 6.4 | 0.69 | 1.81
2025-07-18 | 13.8 | 4.2 | 0 | 2024-07-18 | 16.5 | 1.5 | 0 | 2023-07-18 | 18.2 | 0 | 0.2 | 2022-07-18 | 19.7 | 0 | 1.7 | 2021-07-18 | 18.9 | 0 | 0.9 | 2020-07-18 | 21.3 | 0 | 3.3 | 2019-07-18 | 21.4 | 0 | 3.4 | 2018-07-18 | 16.2 | 1.8 | 0 | 2017-07-18 | 17.9 | 0.1 | 0 | 2016-07-18 | 24.3 | 0 | 6.3 | 0.76 | 1.58
2025-07-18 | 13.6 | 4.4 | 0 | 2024-07-18 | 15.8 | 2.2 | 0 | 2023-07-18 | 18 | 0 | 0 | 2022-07-18 | 19.7 | 0 | 1.7 | 2021-07-18 | 18.3 | 0 | 0.3 | 2020-07-18 | 20.6 | 0 | 2.6 | 2019-07-18 | 21.8 | 0 | 3.8 | 2018-07-18 | 15.9 | 2.1 | 0 | 2017-07-18 | 17.5 | 0.5 | 0 | 2016-07-18 | 24 | 0 | 6 | 0.92 | 1.44
2025-07-18 | 15 | 3 | 0 | 2024-07-18 | 16.6 | 1.4 | 0 | 2023-07-18 | 17.9 | 0.1 | 0 | 2022-07-18 | 19.8 | 0 | 1.8 | 2021-07-18 | 19.4 | 0 | 1.4 | 2020-07-18 | 22.2 | 0 | 4.2 | 2019-07-18 | 22 | 0 | 4 | 2018-07-18 | 16.6 | 1.4 | 0 | 2017-07-18 | 18.8 | 0 | 0.8 | 2016-07-18 | 24.6 | 0 | 6.6 | 0.59 | 1.88
2025-07-18 | 16.4 | 1.6 | 0 | 2024-07-18 | 17.8 | 0.2 | 0 | 2023-07-18 | 19.4 | 0 | 1.4 | 2022-07-18 | 20.1 | 0 | 2.1 | 2021-07-18 | 19.9 | 0 | 1.9 | 2020-07-18 | 24.2 | 0 | 6.2 | 2019-07-18 | 22.3 | 0 | 4.3 | 2018-07-18 | 17.6 | 0.4 | 0 | 2017-07-18 | 20.3 | 0 | 2.3 | 2016-07-18 | 26.2 | 0 | 8.2 | 0.22 | 2.64
2025-07-18 | 18.6 | 0 | 0.6 | 2024-07-18 | 18.5 | 0 | 0.5 | 2023-07-18 | 21.7 | 0 | 3.7 | 2022-07-18 | 20.8 | 0 | 2.8 | 2021-07-18 | 20.9 | 0 | 2.9 | 2020-07-18 | 26.5 | 0 | 8.5 | 2019-07-18 | 23 | 0 | 5 | 2018-07-18 | 18.9 | 0 | 0.9 | 2017-07-18 | 21.9 | 0 | 3.9 | 2016-07-18 | 27.6 | 0 | 9.6 | 0 | 3.84
2025-07-18 | 20.2 | 0 | 2.2 | 2024-07-18 | 19.8 | 0 | 1.8 | 2023-07-18 | 23.5 | 0 | 5.5 | 2022-07-18 | 21.2 | 0 | 3.2 | 2021-07-18 | 21.7 | 0 | 3.7 | 2020-07-18 | 28.1 | 0 | 10.1 | 2019-07-18 | 23.6 | 0 | 5.6 | 2018-07-18 | 20.5 | 0 | 2.5 | 2017-07-18 | 23.5 | 0 | 5.5 | 2016-07-18 | 28.1 | 0 | 10.1 | 0 | 5.02
2025-07-18 | 21.5 | 0 | 3.5 | 2024-07-18 | 19.4 | 0 | 1.4 | 2023-07-18 | 23.8 | 0 | 5.8 | 2022-07-18 | 21 | 0 | 3 | 2021-07-18 | 23 | 0 | 5 | 2020-07-18 | 29.5 | 0 | 11.5 | 2019-07-18 | 23.6 | 0 | 5.6 | 2018-07-18 | 20.4 | 0 | 2.4 | 2017-07-18 | 24.2 | 0 | 6.2 | 2016-07-18 | 29 | 0 | 11 | 0 | 5.54
2025-07-18 | 21.7 | 0 | 3.7 | 2024-07-18 | 20 | 0 | 2 | 2023-07-18 | 23.3 | 0 | 5.3 | 2022-07-18 | 22.6 | 0 | 4.6 | 2021-07-18 | 25.9 | 0 | 7.9 | 2020-07-18 | 29.9 | 0 | 11.9 | 2019-07-18 | 23.4 | 0 | 5.4 | 2018-07-18 | 21.9 | 0 | 3.9 | 2017-07-18 | 24.1 | 0 | 6.1 | 2016-07-18 | 29.6 | 0 | 11.6 | 0 | 6.24
2025-07-18 | 22 | 0 | 4 | 2024-07-18 | 21.3 | 0 | 3.3 | 2023-07-18 | 25 | 0 | 7 | 2022-07-18 | 24.3 | 0 | 6.3 | 2021-07-18 | 28.4 | 0 | 10.4 | 2020-07-18 | 31.2 | 0 | 13.2 | 2019-07-18 | 23.6 | 0 | 5.6 | 2018-07-18 | 21.8 | 0 | 3.8 | 2017-07-18 | 25.7 | 0 | 7.7 | 2016-07-18 | 29.5 | 0 | 11.5 | 0 | 7.28
2025-07-18 | 21.8 | 0 | 3.8 | 2024-07-18 | 20.7 | 0 | 2.7 | 2023-07-18 | 24.3 | 0 | 6.3 | 2022-07-18 | 23.8 | 0 | 5.8 | 2021-07-18 | 29.1 | 0 | 11.1 | 2020-07-18 | 31.8 | 0 | 13.8 | 2019-07-18 | 26.2 | 0 | 8.2 | 2018-07-18 | 22.3 | 0 | 4.3 | 2017-07-18 | 26.3 | 0 | 8.3 | 2016-07-18 | 29.4 | 0 | 11.4 | 0 | 7.57
2025-07-18 | 22.1 | 0 | 4.1 | 2024-07-18 | 21.3 | 0 | 3.3 | 2023-07-18 | 24.9 | 0 | 6.9 | 2022-07-18 | 25 | 0 | 7 | 2021-07-18 | 28.5 | 0 | 10.5 | 2020-07-18 | 32.8 | 0 | 14.8 | 2019-07-18 | 27.8 | 0 | 9.8 | 2018-07-18 | 23 | 0 | 5 | 2017-07-18 | 26.9 | 0 | 8.9 | 2016-07-18 | 29.2 | 0 | 11.2 | 0 | 8.15
2025-07-18 | 22.4 | 0 | 4.4 | 2024-07-18 | 21.6 | 0 | 3.6 | 2023-07-18 | 25.8 | 0 | 7.8 | 2022-07-18 | 26.2 | 0 | 8.2 | 2021-07-18 | 28.8 | 0 | 10.8 | 2020-07-18 | 32.5 | 0 | 14.5 | 2019-07-18 | 27.5 | 0 | 9.5 | 2018-07-18 | 23.6 | 0 | 5.6 | 2017-07-18 | 27 | 0 | 9 | 2016-07-18 | 29.2 | 0 | 11.2 | 0 | 8.46
2025-07-18 | 22.1 | 0 | 4.1 | 2024-07-18 | 20.9 | 0 | 2.9 | 2023-07-18 | 24.7 | 0 | 6.7 | 2022-07-18 | 27.2 | 0 | 9.2 | 2021-07-18 | 28.9 | 0 | 10.9 | 2020-07-18 | 32.5 | 0 | 14.5 | 2019-07-18 | 26.9 | 0 | 8.9 | 2018-07-18 | 22.8 | 0 | 4.8 | 2017-07-18 | 27 | 0 | 9 | 2016-07-18 | 27.8 | 0 | 9.8 | 0 | 8.08
2025-07-18 | 22.3 | 0 | 4.3 | 2024-07-18 | 21.3 | 0 | 3.3 | 2023-07-18 | 24.8 | 0 | 6.8 | 2022-07-18 | 27.5 | 0 | 9.5 | 2021-07-18 | 27.6 | 0 | 9.6 | 2020-07-18 | 32.1 | 0 | 14.1 | 2019-07-18 | 25.5 | 0 | 7.5 | 2018-07-18 | 23.4 | 0 | 5.4 | 2017-07-18 | 27.7 | 0 | 9.7 | 2016-07-18 | 26.8 | 0 | 8.8 | 0 | 7.9
2025-07-18 | 22.1 | 0 | 4.1 | 2024-07-18 | 20.6 | 0 | 2.6 | 2023-07-18 | 24.9 | 0 | 6.9 | 2022-07-18 | 27.6 | 0 | 9.6 | 2021-07-18 | 27.1 | 0 | 9.1 | 2020-07-18 | 31.2 | 0 | 13.2 | 2019-07-18 | 25.3 | 0 | 7.3 | 2018-07-18 | 23.3 | 0 | 5.3 | 2017-07-18 | 27.7 | 0 | 9.7 | 2016-07-18 | 25.5 | 0 | 7.5 | 0 | 7.53
2025-07-18 | 21.5 | 0 | 3.5 | 2024-07-18 | 20.2 | 0 | 2.2 | 2023-07-18 | 23.2 | 0 | 5.2 | 2022-07-18 | 26.8 | 0 | 8.8 | 2021-07-18 | 26 | 0 | 8 | 2020-07-18 | 29.8 | 0 | 11.8 | 2019-07-18 | 24.6 | 0 | 6.6 | 2018-07-18 | 22.2 | 0 | 4.2 | 2017-07-18 | 26.4 | 0 | 8.4 | 2016-07-18 | 24.6 | 0 | 6.6 | 0 | 6.53
2025-07-18 | 20.6 | 0 | 2.6 | 2024-07-18 | 18.8 | 0 | 0.8 | 2023-07-18 | 21.6 | 0 | 3.6 | 2022-07-18 | 25.8 | 0 | 7.8 | 2021-07-18 | 24.6 | 0 | 6.6 | 2020-07-18 | 28.6 | 0 | 10.6 | 2019-07-18 | 23.8 | 0 | 5.8 | 2018-07-18 | 21 | 0 | 3 | 2017-07-18 | 24.5 | 0 | 6.5 | 2016-07-18 | 22.8 | 0 | 4.8 | 0 | 5.21
2025-07-18 | 20 | 0 | 2 | 2024-07-18 | 18.1 | 0 | 0.1 | 2023-07-18 | 20.8 | 0 | 2.8 | 2022-07-18 | 25.8 | 0 | 7.8 | 2021-07-18 | 23.8 | 0 | 5.8 | 2020-07-18 | 27.9 | 0 | 9.9 | 2019-07-18 | 23.1 | 0 | 5.1 | 2018-07-18 | 20.6 | 0 | 2.6 | 2017-07-18 | 24.1 | 0 | 6.1 | 2016-07-18 | 21.6 | 0 | 3.6 | 0 | 4.58
2025-07-18 | 19.7 | 0 | 1.7 | 2024-07-18 | 17.9 | 0.1 | 0 | 2023-07-18 | 19.6 | 0 | 1.6 | 2022-07-18 | 23.5 | 0 | 5.5 | 2021-07-18 | 23 | 0 | 5 | 2020-07-18 | 27.3 | 0 | 9.3 | 2019-07-18 | 23 | 0 | 5 | 2018-07-18 | 19 | 0 | 1 | 2017-07-18 | 22.6 | 0 | 4.6 | 2016-07-18 | 20.5 | 0 | 2.5 | 0.01 | 3.62
2025-07-18 | 19.3 | 0 | 1.3 | 2024-07-18 | 16.6 | 1.4 | 0 | 2023-07-18 | 19 | 0 | 1 | 2022-07-18 | 21.4 | 0 | 3.4 | 2021-07-18 | 21.9 | 0 | 3.9 | 2020-07-18 | 26.2 | 0 | 8.2 | 2019-07-18 | 23.7 | 0 | 5.7 | 2018-07-18 | 18 | 0 | 0 | 2017-07-18 | 20.8 | 0 | 2.8 | 2016-07-18 | 19.4 | 0 | 1.4 | 0.14 | 2.77
2025-07-19 | 17.9 | 0.1 | 0 | 2024-07-19 | 15.8 | 2.2 | 0 | 2023-07-19 | 17.9 | 0.1 | 0 | 2022-07-19 | 20.2 | 0 | 2.2 | 2021-07-19 | 20.7 | 0 | 2.7 | 2020-07-19 | 25.5 | 0 | 7.5 | 2019-07-19 | 23.9 | 0 | 5.9 | 2018-07-19 | 17.2 | 0.8 | 0 | 2017-07-19 | 20.4 | 0 | 2.4 | 2016-07-19 | 18.8 | 0 | 0.8 | 0.32 | 2.15
2025-07-19 | 17.3 | 0.7 | 0 | 2024-07-19 | 14.5 | 3.5 | 0 | 2023-07-19 | 17.5 | 0.5 | 0 | 2022-07-19 | 20.4 | 0 | 2.4 | 2021-07-19 | 20.7 | 0 | 2.7 | 2020-07-19 | 25.1 | 0 | 7.1 | 2019-07-19 | 23.8 | 0 | 5.8 | 2018-07-19 | 16.2 | 1.8 | 0 | 2017-07-19 | 20.5 | 0 | 2.5 | 2016-07-19 | 17.7 | 0.3 | 0 | 0.68 | 2.05
2025-07-19 | 17.3 | 0.7 | 0 | 2024-07-19 | 15 | 3 | 0 | 2023-07-19 | 16.3 | 1.7 | 0 | 2022-07-19 | 20.2 | 0 | 2.2 | 2021-07-19 | 19.7 | 0 | 1.7 | 2020-07-19 | 25.1 | 0 | 7.1 | 2019-07-19 | 23.5 | 0 | 5.5 | 2018-07-19 | 15.6 | 2.4 | 0 | 2017-07-19 | 19.3 | 0 | 1.3 | 2016-07-19 | 16.7 | 1.3 | 0 | 0.91 | 1.78
2025-07-19 | 15.8 | 2.2 | 0 | 2024-07-19 | 12.9 | 5.1 | 0 | 2023-07-19 | 16.2 | 1.8 | 0 | 2022-07-19 | 20.2 | 0 | 2.2 | 2021-07-19 | 19.5 | 0 | 1.5 | 2020-07-19 | 24.9 | 0 | 6.9 | 2019-07-19 | 22.9 | 0 | 4.9 | 2018-07-19 | 15.2 | 2.8 | 0 | 2017-07-19 | 19.9 | 0 | 1.9 | 2016-07-19 | 16.4 | 1.6 | 0 | 1.35 | 1.74
2025-07-19 | 15.2 | 2.8 | 0 | 2024-07-19 | 14.2 | 3.8 | 0 | 2023-07-19 | 16.3 | 1.7 | 0 | 2022-07-19 | 20.7 | 0 | 2.7 | 2021-07-19 | 19.9 | 0 | 1.9 | 2020-07-19 | 24 | 0 | 6 | 2019-07-19 | 22.7 | 0 | 4.7 | 2018-07-19 | 14.9 | 3.1 | 0 | 2017-07-19 | 19.8 | 0 | 1.8 | 2016-07-19 | 15.7 | 2.3 | 0 | 1.37 | 1.71
2025-07-19 | 15.2 | 2.8 | 0 | 2024-07-19 | 13.4 | 4.6 | 0 | 2023-07-19 | 15.8 | 2.2 | 0 | 2022-07-19 | 20.7 | 0 | 2.7 | 2021-07-19 | 20 | 0 | 2 | 2020-07-19 | 24.1 | 0 | 6.1 | 2019-07-19 | 22.5 | 0 | 4.5 | 2018-07-19 | 14.7 | 3.3 | 0 | 2017-07-19 | 20.6 | 0 | 2.6 | 2016-07-19 | 13.7 | 4.3 | 0 | 1.72 | 1.79
2025-07-19 | 16.4 | 1.6 | 0 | 2024-07-19 | 14.7 | 3.3 | 0 | 2023-07-19 | 16.9 | 1.1 | 0 | 2022-07-19 | 22 | 0 | 4 | 2021-07-19 | 20.5 | 0 | 2.5 | 2020-07-19 | 24.8 | 0 | 6.8 | 2019-07-19 | 23.8 | 0 | 5.8 | 2018-07-19 | 15.2 | 2.8 | 0 | 2017-07-19 | 20.2 | 0 | 2.2 | 2016-07-19 | 16.6 | 1.4 | 0 | 1.02 | 2.13
2025-07-19 | 18.6 | 0 | 0.6 | 2024-07-19 | 17 | 1 | 0 | 2023-07-19 | 18.5 | 0 | 0.5 | 2022-07-19 | 24.2 | 0 | 6.2 | 2021-07-19 | 21.7 | 0 | 3.7 | 2020-07-19 | 26.6 | 0 | 8.6 | 2019-07-19 | 25.1 | 0 | 7.1 | 2018-07-19 | 18 | 0 | 0 | 2017-07-19 | 21.6 | 0 | 3.6 | 2016-07-19 | 19.2 | 0 | 1.2 | 0.1 | 3.15
2025-07-19 | 20.9 | 0 | 2.9 | 2024-07-19 | 19.4 | 0 | 1.4 | 2023-07-19 | 20.4 | 0 | 2.4 | 2022-07-19 | 26.4 | 0 | 8.4 | 2021-07-19 | 23.4 | 0 | 5.4 | 2020-07-19 | 28.1 | 0 | 10.1 | 2019-07-19 | 27.1 | 0 | 9.1 | 2018-07-19 | 20.5 | 0 | 2.5 | 2017-07-19 | 22.8 | 0 | 4.8 | 2016-07-19 | 20.8 | 0 | 2.8 | 0 | 4.98
2025-07-19 | 22.5 | 0 | 4.5 | 2024-07-19 | 21.1 | 0 | 3.1 | 2023-07-19 | 22.1 | 0 | 4.1 | 2022-07-19 | 28 | 0 | 10 | 2021-07-19 | 25.2 | 0 | 7.2 | 2020-07-19 | 28.7 | 0 | 10.7 | 2019-07-19 | 28.1 | 0 | 10.1 | 2018-07-19 | 21.7 | 0 | 3.7 | 2017-07-19 | 25.2 | 0 | 7.2 | 2016-07-19 | 22.7 | 0 | 4.7 | 0 | 6.53
2025-07-19 | 23.2 | 0 | 5.2 | 2024-07-19 | 21.6 | 0 | 3.6 | 2023-07-19 | 22.8 | 0 | 4.8 | 2022-07-19 | 29.6 | 0 | 11.6 | 2021-07-19 | 26.4 | 0 | 8.4 | 2020-07-19 | 30.4 | 0 | 12.4 | 2019-07-19 | 29.5 | 0 | 11.5 | 2018-07-19 | 23.2 | 0 | 5.2 | 2017-07-19 | 27.2 | 0 | 9.2 | 2016-07-19 | 23.8 | 0 | 5.8 | 0 | 7.77
2025-07-19 | 23.6 | 0 | 5.6 | 2024-07-19 | 22.6 | 0 | 4.6 | 2023-07-19 | 22.8 | 0 | 4.8 | 2022-07-19 | 30.8 | 0 | 12.8 | 2021-07-19 | 27.4 | 0 | 9.4 | 2020-07-19 | 30.2 | 0 | 12.2 | 2019-07-19 | 30.4 | 0 | 12.4 | 2018-07-19 | 24 | 0 | 6 | 2017-07-19 | 28.2 | 0 | 10.2 | 2016-07-19 | 24.2 | 0 | 6.2 | 0 | 8.42
2025-07-19 | 23.6 | 0 | 5.6 | 2024-07-19 | 23.1 | 0 | 5.1 | 2023-07-19 | 23.2 | 0 | 5.2 | 2022-07-19 | 31.3 | 0 | 13.3 | 2021-07-19 | 28.3 | 0 | 10.3 | 2020-07-19 | 24.9 | 0 | 6.9 | 2019-07-19 | 29 | 0 | 11 | 2018-07-19 | 24.7 | 0 | 6.7 | 2017-07-19 | 27.7 | 0 | 9.7 | 2016-07-19 | 23.6 | 0 | 5.6 | 0 | 7.94
2025-07-19 | 23.9 | 0 | 5.9 | 2024-07-19 | 22.9 | 0 | 4.9 | 2023-07-19 | 23.5 | 0 | 5.5 | 2022-07-19 | 32.3 | 0 | 14.3 | 2021-07-19 | 28.7 | 0 | 10.7 | 2020-07-19 | 22.5 | 0 | 4.5 | 2019-07-19 | 27.2 | 0 | 9.2 | 2018-07-19 | 26.3 | 0 | 8.3 | 2017-07-19 | 29.4 | 0 | 11.4 | 2016-07-19 | 24.1 | 0 | 6.1 | 0 | 8.08
2025-07-19 | 25.5 | 0 | 7.5 | 2024-07-19 | 23.3 | 0 | 5.3 | 2023-07-19 | 24.5 | 0 | 6.5 | 2022-07-19 | 32.7 | 0 | 14.7 | 2021-07-19 | 28.9 | 0 | 10.9 | 2020-07-19 | 24.7 | 0 | 6.7 | 2019-07-19 | 27.8 | 0 | 9.8 | 2018-07-19 | 26.8 | 0 | 8.8 | 2017-07-19 | 30.4 | 0 | 12.4 | 2016-07-19 | 23.9 | 0 | 5.9 | 0 | 8.85
2025-07-19 | 26.7 | 0 | 8.7 | 2024-07-19 | 23.2 | 0 | 5.2 | 2023-07-19 | 23.9 | 0 | 5.9 | 2022-07-19 | 33 | 0 | 15 | 2021-07-19 | 28.5 | 0 | 10.5 | 2020-07-19 | 27.2 | 0 | 9.2 | 2019-07-19 | 28.7 | 0 | 10.7 | 2018-07-19 | 26.4 | 0 | 8.4 | 2017-07-19 | 31.4 | 0 | 13.4 | 2016-07-19 | 24.6 | 0 | 6.6 | 0 | 9.36
2025-07-19 | 25.1 | 0 | 7.1 | 2024-07-19 | 23.8 | 0 | 5.8 | 2023-07-19 | 24.4 | 0 | 6.4 | 2022-07-19 | 34.2 | 0 | 16.2 | 2021-07-19 | 27.8 | 0 | 9.8 | 2020-07-19 | 26.7 | 0 | 8.7 | 2019-07-19 | 28.9 | 0 | 10.9 | 2018-07-19 | 26.7 | 0 | 8.7 | 2017-07-19 | 31.5 | 0 | 13.5 | 2016-07-19 | 24.6 | 0 | 6.6 | 0 | 9.37
2025-07-19 | 24.4 | 0 | 6.4 | 2024-07-19 | 25.3 | 0 | 7.3 | 2023-07-19 | 25.1 | 0 | 7.1 | 2022-07-19 | 33.8 | 0 | 15.8 | 2021-07-19 | 27.7 | 0 | 9.7 | 2020-07-19 | 26.6 | 0 | 8.6 | 2019-07-19 | 30.1 | 0 | 12.1 | 2018-07-19 | 26.7 | 0 | 8.7 | 2017-07-19 | 30.4 | 0 | 12.4 | 2016-07-19 | 24.3 | 0 | 6.3 | 0 | 9.44
2025-07-19 | 24.1 | 0 | 6.1 | 2024-07-19 | 24.4 | 0 | 6.4 | 2023-07-19 | 24.3 | 0 | 6.3 | 2022-07-19 | 33.4 | 0 | 15.4 | 2021-07-19 | 27.8 | 0 | 9.8 | 2020-07-19 | 25.8 | 0 | 7.8 | 2019-07-19 | 30.1 | 0 | 12.1 | 2018-07-19 | 26.2 | 0 | 8.2 | 2017-07-19 | 29.2 | 0 | 11.2 | 2016-07-19 | 23.9 | 0 | 5.9 | 0 | 8.92
2025-07-19 | 23.2 | 0 | 5.2 | 2024-07-19 | 23.2 | 0 | 5.2 | 2023-07-19 | 23.8 | 0 | 5.8 | 2022-07-19 | 31.7 | 0 | 13.7 | 2021-07-19 | 26.7 | 0 | 8.7 | 2020-07-19 | 25.1 | 0 | 7.1 | 2019-07-19 | 28.9 | 0 | 10.9 | 2018-07-19 | 24.7 | 0 | 6.7 | 2017-07-19 | 27.4 | 0 | 9.4 | 2016-07-19 | 22.4 | 0 | 4.4 | 0 | 7.71
2025-07-19 | 22.6 | 0 | 4.6 | 2024-07-19 | 20.7 | 0 | 2.7 | 2023-07-19 | 22.4 | 0 | 4.4 | 2022-07-19 | 30.6 | 0 | 12.6 | 2021-07-19 | 26 | 0 | 8 | 2020-07-19 | 24.4 | 0 | 6.4 | 2019-07-19 | 28.3 | 0 | 10.3 | 2018-07-19 | 23.2 | 0 | 5.2 | 2017-07-19 | 26.1 | 0 | 8.1 | 2016-07-19 | 20.9 | 0 | 2.9 | 0 | 6.52
2025-07-19 | 22.6 | 0 | 4.6 | 2024-07-19 | 21.1 | 0 | 3.1 | 2023-07-19 | 21.6 | 0 | 3.6 | 2022-07-19 | 29.1 | 0 | 11.1 | 2021-07-19 | 25.2 | 0 | 7.2 | 2020-07-19 | 24.2 | 0 | 6.2 | 2019-07-19 | 27.5 | 0 | 9.5 | 2018-07-19 | 21.9 | 0 | 3.9 | 2017-07-19 | 24.3 | 0 | 6.3 | 2016-07-19 | 19.8 | 0 | 1.8 | 0 | 5.73
2025-07-19 | 22.8 | 0 | 4.8 | 2024-07-19 | 19.8 | 0 | 1.8 | 2023-07-19 | 21.2 | 0 | 3.2 | 2022-07-19 | 28.1 | 0 | 10.1 | 2021-07-19 | 24.5 | 0 | 6.5 | 2020-07-19 | 23.6 | 0 | 5.6 | 2019-07-19 | 26.3 | 0 | 8.3 | 2018-07-19 | 21.3 | 0 | 3.3 | 2017-07-19 | 23 | 0 | 5 | 2016-07-19 | 19 | 0 | 1 | 0 | 4.96
2025-07-19 | 23 | 0 | 5 | 2024-07-19 | 18.1 | 0 | 0.1 | 2023-07-19 | 20.8 | 0 | 2.8 | 2022-07-19 | 27 | 0 | 9 | 2021-07-19 | 24.3 | 0 | 6.3 | 2020-07-19 | 24.4 | 0 | 6.4 | 2019-07-19 | 25.5 | 0 | 7.5 | 2018-07-19 | 20.8 | 0 | 2.8 | 2017-07-19 | 21.2 | 0 | 3.2 | 2016-07-19 | 17.9 | 0.1 | 0 | 0.01 | 4.31
2025-07-20 | 22.9 | 0 | 4.9 | 2024-07-20 | 18 | 0 | 0 | 2023-07-20 | 20.6 | 0 | 2.6 | 2022-07-20 | 26.3 | 0 | 8.3 | 2021-07-20 | 22.5 | 0 | 4.5 | 2020-07-20 | 23.9 | 0 | 5.9 | 2019-07-20 | 25.3 | 0 | 7.3 | 2018-07-20 | 20.5 | 0 | 2.5 | 2017-07-20 | 19.8 | 0 | 1.8 | 2016-07-20 | 16.3 | 1.7 | 0 | 0.17 | 3.78
2025-07-20 | 23 | 0 | 5 | 2024-07-20 | 15.7 | 2.3 | 0 | 2023-07-20 | 20.3 | 0 | 2.3 | 2022-07-20 | 26.2 | 0 | 8.2 | 2021-07-20 | 21.6 | 0 | 3.6 | 2020-07-20 | 23.1 | 0 | 5.1 | 2019-07-20 | 25.5 | 0 | 7.5 | 2018-07-20 | 20.1 | 0 | 2.1 | 2017-07-20 | 19.3 | 0 | 1.3 | 2016-07-20 | 16.4 | 1.6 | 0 | 0.39 | 3.51
2025-07-20 | 22.1 | 0 | 4.1 | 2024-07-20 | 17.4 | 0.6 | 0 | 2023-07-20 | 20 | 0 | 2 | 2022-07-20 | 25.8 | 0 | 7.8 | 2021-07-20 | 20.4 | 0 | 2.4 | 2020-07-20 | 21.8 | 0 | 3.8 | 2019-07-20 | 25.6 | 0 | 7.6 | 2018-07-20 | 19.6 | 0 | 1.6 | 2017-07-20 | 18.4 | 0 | 0.4 | 2016-07-20 | 16 | 2 | 0 | 0.26 | 2.97
2025-07-20 | 19.2 | 0 | 1.2 | 2024-07-20 | 15.7 | 2.3 | 0 | 2023-07-20 | 19.1 | 0 | 1.1 | 2022-07-20 | 25.6 | 0 | 7.6 | 2021-07-20 | 20.3 | 0 | 2.3 | 2020-07-20 | 21.7 | 0 | 3.7 | 2019-07-20 | 25.8 | 0 | 7.8 | 2018-07-20 | 19.1 | 0 | 1.1 | 2017-07-20 | 17.3 | 0.7 | 0 | 2016-07-20 | 15.4 | 2.6 | 0 | 0.56 | 2.48
2025-07-20 | 19.2 | 0 | 1.2 | 2024-07-20 | 15.7 | 2.3 | 0 | 2023-07-20 | 18.9 | 0 | 0.9 | 2022-07-20 | 24.9 | 0 | 6.9 | 2021-07-20 | 20.3 | 0 | 2.3 | 2020-07-20 | 21.4 | 0 | 3.4 | 2019-07-20 | 25.4 | 0 | 7.4 | 2018-07-20 | 18.6 | 0 | 0.6 | 2017-07-20 | 17.4 | 0.6 | 0 | 2016-07-20 | 15.6 | 2.4 | 0 | 0.53 | 2.27
2025-07-20 | 19.1 | 0 | 1.1 | 2024-07-20 | 14.4 | 3.6 | 0 | 2023-07-20 | 18.5 | 0 | 0.5 | 2022-07-20 | 24.9 | 0 | 6.9 | 2021-07-20 | 19.3 | 0 | 1.3 | 2020-07-20 | 20.7 | 0 | 2.7 | 2019-07-20 | 25 | 0 | 7 | 2018-07-20 | 18.7 | 0 | 0.7 | 2017-07-20 | 18.6 | 0 | 0.6 | 2016-07-20 | 14.7 | 3.3 | 0 | 0.69 | 2.08
2025-07-20 | 20.7 | 0 | 2.7 | 2024-07-20 | 17.2 | 0.8 | 0 | 2023-07-20 | 19.6 | 0 | 1.6 | 2022-07-20 | 25.1 | 0 | 7.1 | 2021-07-20 | 19.7 | 0 | 1.7 | 2020-07-20 | 21.3 | 0 | 3.3 | 2019-07-20 | 25.8 | 0 | 7.8 | 2018-07-20 | 19.5 | 0 | 1.5 | 2017-07-20 | 18.7 | 0 | 0.7 | 2016-07-20 | 15.9 | 2.1 | 0 | 0.29 | 2.64
2025-07-20 | 21.9 | 0 | 3.9 | 2024-07-20 | 19.5 | 0 | 1.5 | 2023-07-20 | 21.8 | 0 | 3.8 | 2022-07-20 | 25.6 | 0 | 7.6 | 2021-07-20 | 21.7 | 0 | 3.7 | 2020-07-20 | 23.1 | 0 | 5.1 | 2019-07-20 | 26.1 | 0 | 8.1 | 2018-07-20 | 21.9 | 0 | 3.9 | 2017-07-20 | 19.9 | 0 | 1.9 | 2016-07-20 | 17.5 | 0.5 | 0 | 0.05 | 3.95
2025-07-20 | 22.7 | 0 | 4.7 | 2024-07-20 | 22.5 | 0 | 4.5 | 2023-07-20 | 23.6 | 0 | 5.6 | 2022-07-20 | 27.7 | 0 | 9.7 | 2021-07-20 | 22.8 | 0 | 4.8 | 2020-07-20 | 24.5 | 0 | 6.5 | 2019-07-20 | 26.8 | 0 | 8.8 | 2018-07-20 | 24.1 | 0 | 6.1 | 2017-07-20 | 21.1 | 0 | 3.1 | 2016-07-20 | 19.8 | 0 | 1.8 | 0 | 5.56
2025-07-20 | 22.7 | 0 | 4.7 | 2024-07-20 | 24.2 | 0 | 6.2 | 2023-07-20 | 24.1 | 0 | 6.1 | 2022-07-20 | 28.7 | 0 | 10.7 | 2021-07-20 | 25.2 | 0 | 7.2 | 2020-07-20 | 25.6 | 0 | 7.6 | 2019-07-20 | 27 | 0 | 9 | 2018-07-20 | 25 | 0 | 7 | 2017-07-20 | 22.6 | 0 | 4.6 | 2016-07-20 | 21.4 | 0 | 3.4 | 0 | 6.65
2025-07-20 | 24.6 | 0 | 6.6 | 2024-07-20 | 25.3 | 0 | 7.3 | 2023-07-20 | 24.4 | 0 | 6.4 | 2022-07-20 | 30.1 | 0 | 12.1 | 2021-07-20 | 26.7 | 0 | 8.7 | 2020-07-20 | 26.3 | 0 | 8.3 | 2019-07-20 | 29.1 | 0 | 11.1 | 2018-07-20 | 26.2 | 0 | 8.2 | 2017-07-20 | 18.4 | 0 | 0.4 | 2016-07-20 | 23.1 | 0 | 5.1 | 0 | 7.42
2025-07-20 | 25.2 | 0 | 7.2 | 2024-07-20 | 25.9 | 0 | 7.9 | 2023-07-20 | 24.9 | 0 | 6.9 | 2022-07-20 | 30.1 | 0 | 12.1 | 2021-07-20 | 28 | 0 | 10 | 2020-07-20 | 27.7 | 0 | 9.7 | 2019-07-20 | 30.1 | 0 | 12.1 | 2018-07-20 | 27.4 | 0 | 9.4 | 2017-07-20 | 15.9 | 2.1 | 0 | 2016-07-20 | 24.3 | 0 | 6.3 | 0.21 | 8.16
2025-07-20 | 24.7 | 0 | 6.7 | 2024-07-20 | 25.8 | 0 | 7.8 | 2023-07-20 | 25.8 | 0 | 7.8 | 2022-07-20 | 30.6 | 0 | 12.6 | 2021-07-20 | 28.5 | 0 | 10.5 | 2020-07-20 | 28.7 | 0 | 10.7 | 2019-07-20 | 31.5 | 0 | 13.5 | 2018-07-20 | 28.3 | 0 | 10.3 | 2017-07-20 | 17.1 | 0.9 | 0 | 2016-07-20 | 25.4 | 0 | 7.4 | 0.09 | 8.73
2025-07-20 | 26.2 | 0 | 8.2 | 2024-07-20 | 26.2 | 0 | 8.2 | 2023-07-20 | 26.6 | 0 | 8.6 | 2022-07-20 | 30.5 | 0 | 12.5 | 2021-07-20 | 29.5 | 0 | 11.5 | 2020-07-20 | 27.2 | 0 | 9.2 | 2019-07-20 | 32.3 | 0 | 14.3 | 2018-07-20 | 29 | 0 | 11 | 2017-07-20 | 18.9 | 0 | 0.9 | 2016-07-20 | 26.8 | 0 | 8.8 | 0 | 9.32
2025-07-20 | 26.7 | 0 | 8.7 | 2024-07-20 | 26.8 | 0 | 8.8 | 2023-07-20 | 26.7 | 0 | 8.7 | 2022-07-20 | 30.2 | 0 | 12.2 | 2021-07-20 | 29.1 | 0 | 11.1 | 2020-07-20 | 28.5 | 0 | 10.5 | 2019-07-20 | 32 | 0 | 14 | 2018-07-20 | 29.2 | 0 | 11.2 | 2017-07-20 | 20.4 | 0 | 2.4 | 2016-07-20 | 26.8 | 0 | 8.8 | 0 | 9.64
2025-07-20 | 27.5 | 0 | 9.5 | 2024-07-20 | 27.2 | 0 | 9.2 | 2023-07-20 | 27 | 0 | 9 | 2022-07-20 | 30.8 | 0 | 12.8 | 2021-07-20 | 29.4 | 0 | 11.4 | 2020-07-20 | 29.1 | 0 | 11.1 | 2019-07-20 | 31.5 | 0 | 13.5 | 2018-07-20 | 29.1 | 0 | 11.1 | 2017-07-20 | 21.3 | 0 | 3.3 | 2016-07-20 | 27.4 | 0 | 9.4 | 0 | 10.03
2025-07-20 | 26.8 | 0 | 8.8 | 2024-07-20 | 27.4 | 0 | 9.4 | 2023-07-20 | 26.6 | 0 | 8.6 | 2022-07-20 | 30.7 | 0 | 12.7 | 2021-07-20 | 24.1 | 0 | 6.1 | 2020-07-20 | 28.1 | 0 | 10.1 | 2019-07-20 | 32.4 | 0 | 14.4 | 2018-07-20 | 28.9 | 0 | 10.9 | 2017-07-20 | 22.6 | 0 | 4.6 | 2016-07-20 | 27.4 | 0 | 9.4 | 0 | 9.5
2025-07-20 | 26.2 | 0 | 8.2 | 2024-07-20 | 26.8 | 0 | 8.8 | 2023-07-20 | 25.3 | 0 | 7.3 | 2022-07-20 | 30.3 | 0 | 12.3 | 2021-07-20 | 20.2 | 0 | 2.2 | 2020-07-20 | 26.6 | 0 | 8.6 | 2019-07-20 | 32 | 0 | 14 | 2018-07-20 | 28.9 | 0 | 10.9 | 2017-07-20 | 24.1 | 0 | 6.1 | 2016-07-20 | 27 | 0 | 9 | 0 | 8.74
2025-07-20 | 25.5 | 0 | 7.5 | 2024-07-20 | 26.8 | 0 | 8.8 | 2023-07-20 | 22.7 | 0 | 4.7 | 2022-07-20 | 30 | 0 | 12 | 2021-07-20 | 20.6 | 0 | 2.6 | 2020-07-20 | 26.1 | 0 | 8.1 | 2019-07-20 | 30.7 | 0 | 12.7 | 2018-07-20 | 28.1 | 0 | 10.1 | 2017-07-20 | 24.6 | 0 | 6.6 | 2016-07-20 | 26.6 | 0 | 8.6 | 0 | 8.17
2025-07-20 | 24 | 0 | 6 | 2024-07-20 | 25.8 | 0 | 7.8 | 2023-07-20 | 22.4 | 0 | 4.4 | 2022-07-20 | 29.5 | 0 | 11.5 | 2021-07-20 | 20.1 | 0 | 2.1 | 2020-07-20 | 24.2 | 0 | 6.2 | 2019-07-20 | 30.1 | 0 | 12.1 | 2018-07-20 | 27.1 | 0 | 9.1 | 2017-07-20 | 23.1 | 0 | 5.1 | 2016-07-20 | 25.8 | 0 | 7.8 | 0 | 7.21
2025-07-20 | 22.3 | 0 | 4.3 | 2024-07-20 | 24.8 | 0 | 6.8 | 2023-07-20 | 19.6 | 0 | 1.6 | 2022-07-20 | 28.7 | 0 | 10.7 | 2021-07-20 | 20.2 | 0 | 2.2 | 2020-07-20 | 23.1 | 0 | 5.1 | 2019-07-20 | 29.5 | 0 | 11.5 | 2018-07-20 | 25.5 | 0 | 7.5 | 2017-07-20 | 22.1 | 0 | 4.1 | 2016-07-20 | 23.5 | 0 | 5.5 | 0 | 5.93
2025-07-20 | 21.5 | 0 | 3.5 | 2024-07-20 | 22.9 | 0 | 4.9 | 2023-07-20 | 19.1 | 0 | 1.1 | 2022-07-20 | 26.6 | 0 | 8.6 | 2021-07-20 | 19.6 | 0 | 1.6 | 2020-07-20 | 21.8 | 0 | 3.8 | 2019-07-20 | 23.2 | 0 | 5.2 | 2018-07-20 | 25.7 | 0 | 7.7 | 2017-07-20 | 21.2 | 0 | 3.2 | 2016-07-20 | 22.4 | 0 | 4.4 | 0 | 4.4
2025-07-20 | 20.5 | 0 | 2.5 | 2024-07-20 | 21.4 | 0 | 3.4 | 2023-07-20 | 19.1 | 0 | 1.1 | 2022-07-20 | 24.7 | 0 | 6.7 | 2021-07-20 | 19.1 | 0 | 1.1 | 2020-07-20 | 20.7 | 0 | 2.7 | 2019-07-20 | 22.8 | 0 | 4.8 | 2018-07-20 | 26.1 | 0 | 8.1 | 2017-07-20 | 20.1 | 0 | 2.1 | 2016-07-20 | 22.2 | 0 | 4.2 | 0 | 3.67
2025-07-20 | 20.2 | 0 | 2.2 | 2024-07-20 | 20.9 | 0 | 2.9 | 2023-07-20 | 17.9 | 0.1 | 0 | 2022-07-20 | 24.2 | 0 | 6.2 | 2021-07-20 | 19.2 | 0 | 1.2 | 2020-07-20 | 19.6 | 0 | 1.6 | 2019-07-20 | 22.2 | 0 | 4.2 | 2018-07-20 | 26.1 | 0 | 8.1 | 2017-07-20 | 21.7 | 0 | 3.7 | 2016-07-20 | 22.1 | 0 | 4.1 | 0.01 | 3.42
2025-07-21 | 19.1 | 0 | 1.1 | 2024-07-21 | 20.3 | 0 | 2.3 | 2023-07-21 | 17.8 | 0.2 | 0 | 2022-07-21 | 23.7 | 0 | 5.7 | 2021-07-21 | 18.9 | 0 | 0.9 | 2020-07-21 | 18.6 | 0 | 0.6 | 2019-07-21 | 22.8 | 0 | 4.8 | 2018-07-21 | 24.9 | 0 | 6.9 | 2017-07-21 | 21.9 | 0 | 3.9 | 2016-07-21 | 21.4 | 0 | 3.4 | 0.02 | 2.96
2025-07-21 | 18.5 | 0 | 0.5 | 2024-07-21 | 18.9 | 0 | 0.9 | 2023-07-21 | 18.1 | 0 | 0.1 | 2022-07-21 | 23.4 | 0 | 5.4 | 2021-07-21 | 18.4 | 0 | 0.4 | 2020-07-21 | 17.8 | 0.2 | 0 | 2019-07-21 | 23.1 | 0 | 5.1 | 2018-07-21 | 23.2 | 0 | 5.2 | 2017-07-21 | 21.2 | 0 | 3.2 | 2016-07-21 | 20.2 | 0 | 2.2 | 0.02 | 2.3
2025-07-21 | 18.1 | 0 | 0.1 | 2024-07-21 | 20.2 | 0 | 2.2 | 2023-07-21 | 17.7 | 0.3 | 0 | 2022-07-21 | 22.7 | 0 | 4.7 | 2021-07-21 | 17.4 | 0.6 | 0 | 2020-07-21 | 17.8 | 0.2 | 0 | 2019-07-21 | 22.9 | 0 | 4.9 | 2018-07-21 | 23 | 0 | 5 | 2017-07-21 | 19.4 | 0 | 1.4 | 2016-07-21 | 19.6 | 0 | 1.6 | 0.11 | 1.99
2025-07-21 | 17.5 | 0.5 | 0 | 2024-07-21 | 20 | 0 | 2 | 2023-07-21 | 18.4 | 0 | 0.4 | 2022-07-21 | 22.1 | 0 | 4.1 | 2021-07-21 | 17.3 | 0.7 | 0 | 2020-07-21 | 16.7 | 1.3 | 0 | 2019-07-21 | 22.2 | 0 | 4.2 | 2018-07-21 | 22.9 | 0 | 4.9 | 2017-07-21 | 20.6 | 0 | 2.6 | 2016-07-21 | 19.5 | 0 | 1.5 | 0.25 | 1.97
2025-07-21 | 16.8 | 1.2 | 0 | 2024-07-21 | 19.4 | 0 | 1.4 | 2023-07-21 | 18.6 | 0 | 0.6 | 2022-07-21 | 22.5 | 0 | 4.5 | 2021-07-21 | 15.8 | 2.2 | 0 | 2020-07-21 | 16 | 2 | 0 | 2019-07-21 | 21.8 | 0 | 3.8 | 2018-07-21 | 22.1 | 0 | 4.1 | 2017-07-21 | 20.2 | 0 | 2.2 | 2016-07-21 | 19.3 | 0 | 1.3 | 0.54 | 1.79
2025-07-21 | 16.1 | 1.9 | 0 | 2024-07-21 | 20.1 | 0 | 2.1 | 2023-07-21 | 18.9 | 0 | 0.9 | 2022-07-21 | 21.5 | 0 | 3.5 | 2021-07-21 | 15 | 3 | 0 | 2020-07-21 | 15.6 | 2.4 | 0 | 2019-07-21 | 22.1 | 0 | 4.1 | 2018-07-21 | 21.8 | 0 | 3.8 | 2017-07-21 | 19.8 | 0 | 1.8 | 2016-07-21 | 19.5 | 0 | 1.5 | 0.73 | 1.77
2025-07-21 | 16.5 | 1.5 | 0 | 2024-07-21 | 20 | 0 | 2 | 2023-07-21 | 19.1 | 0 | 1.1 | 2022-07-21 | 22.4 | 0 | 4.4 | 2021-07-21 | 15.3 | 2.7 | 0 | 2020-07-21 | 17 | 1 | 0 | 2019-07-21 | 22.2 | 0 | 4.2 | 2018-07-21 | 21.9 | 0 | 3.9 | 2017-07-21 | 20.5 | 0 | 2.5 | 2016-07-21 | 20.5 | 0 | 2.5 | 0.52 | 2.06
2025-07-21 | 17.2 | 0.8 | 0 | 2024-07-21 | 20.2 | 0 | 2.2 | 2023-07-21 | 20.1 | 0 | 2.1 | 2022-07-21 | 23.6 | 0 | 5.6 | 2021-07-21 | 16.7 | 1.3 | 0 | 2020-07-21 | 18 | 0 | 0 | 2019-07-21 | 23.7 | 0 | 5.7 | 2018-07-21 | 22.6 | 0 | 4.6 | 2017-07-21 | 22.5 | 0 | 4.5 | 2016-07-21 | 22.2 | 0 | 4.2 | 0.21 | 2.89
2025-07-21 | 18.3 | 0 | 0.3 | 2024-07-21 | 22 | 0 | 4 | 2023-07-21 | 20.9 | 0 | 2.9 | 2022-07-21 | 24.9 | 0 | 6.9 | 2021-07-21 | 18.6 | 0 | 0.6 | 2020-07-21 | 19.5 | 0 | 1.5 | 2019-07-21 | 23.6 | 0 | 5.6 | 2018-07-21 | 23.2 | 0 | 5.2 | 2017-07-21 | 23.6 | 0 | 5.6 | 2016-07-21 | 25.4 | 0 | 7.4 | 0 | 4
2025-07-21 | 19.5 | 0 | 1.5 | 2024-07-21 | 23.8 | 0 | 5.8 | 2023-07-21 | 22.3 | 0 | 4.3 | 2022-07-21 | 26.4 | 0 | 8.4 | 2021-07-21 | 20.1 | 0 | 2.1 | 2020-07-21 | 21.1 | 0 | 3.1 | 2019-07-21 | 24.6 | 0 | 6.6 | 2018-07-21 | 23.8 | 0 | 5.8 | 2017-07-21 | 25.1 | 0 | 7.1 | 2016-07-21 | 27.6 | 0 | 9.6 | 0 | 5.43
2025-07-21 | 20.1 | 0 | 2.1 | 2024-07-21 | 23.8 | 0 | 5.8 | 2023-07-21 | 21.7 | 0 | 3.7 | 2022-07-21 | 26.2 | 0 | 8.2 | 2021-07-21 | 21.3 | 0 | 3.3 | 2020-07-21 | 21.5 | 0 | 3.5 | 2019-07-21 | 25 | 0 | 7 | 2018-07-21 | 25.7 | 0 | 7.7 | 2017-07-21 | 26.8 | 0 | 8.8 | 2016-07-21 | 28.9 | 0 | 10.9 | 0 | 6.1
2025-07-21 | 20.6 | 0 | 2.6 | 2024-07-21 | 24.7 | 0 | 6.7 | 2023-07-21 | 23.5 | 0 | 5.5 | 2022-07-21 | 28.2 | 0 | 10.2 | 2021-07-21 | 21.9 | 0 | 3.9 | 2020-07-21 | 22.5 | 0 | 4.5 | 2019-07-21 | 26.5 | 0 | 8.5 | 2018-07-21 | 24.3 | 0 | 6.3 | 2017-07-21 | 27.2 | 0 | 9.2 | 2016-07-21 | 30.5 | 0 | 12.5 | 0 | 6.99
2025-07-21 | 21.3 | 0 | 3.3 | 2024-07-21 | 26 | 0 | 8 | 2023-07-21 | 23.8 | 0 | 5.8 | 2022-07-21 | 29.4 | 0 | 11.4 | 2021-07-21 | 23.1 | 0 | 5.1 | 2020-07-21 | 22.7 | 0 | 4.7 | 2019-07-21 | 26.8 | 0 | 8.8 | 2018-07-21 | 24.7 | 0 | 6.7 | 2017-07-21 | 27.9 | 0 | 9.9 | 2016-07-21 | 31.5 | 0 | 13.5 | 0 | 7.72
2025-07-21 | 21.7 | 0 | 3.7 | 2024-07-21 | 26.1 | 0 | 8.1 | 2023-07-21 | 24.7 | 0 | 6.7 | 2022-07-21 | 29.9 | 0 | 11.9 | 2021-07-21 | 22.5 | 0 | 4.5 | 2020-07-21 | 23.9 | 0 | 5.9 | 2019-07-21 | 27.5 | 0 | 9.5 | 2018-07-21 | 23.1 | 0 | 5.1 | 2017-07-21 | 28.5 | 0 | 10.5 | 2016-07-21 | 33 | 0 | 15 | 0 | 8.09
2025-07-21 | 22.9 | 0 | 4.9 | 2024-07-21 | 25.9 | 0 | 7.9 | 2023-07-21 | 25.3 | 0 | 7.3 | 2022-07-21 | 31 | 0 | 13 | 2021-07-21 | 23.8 | 0 | 5.8 | 2020-07-21 | 24.6 | 0 | 6.6 | 2019-07-21 | 28.5 | 0 | 10.5 | 2018-07-21 | 24.5 | 0 | 6.5 | 2017-07-21 | 28.7 | 0 | 10.7 | 2016-07-21 | 32.3 | 0 | 14.3 | 0 | 8.75
2025-07-21 | 23.2 | 0 | 5.2 | 2024-07-21 | 27.1 | 0 | 9.1 | 2023-07-21 | 25 | 0 | 7 | 2022-07-21 | 30.9 | 0 | 12.9 | 2021-07-21 | 24.3 | 0 | 6.3 | 2020-07-21 | 25.9 | 0 | 7.9 | 2019-07-21 | 28.4 | 0 | 10.4 | 2018-07-21 | 24.9 | 0 | 6.9 | 2017-07-21 | 29.4 | 0 | 11.4 | 2016-07-21 | 32.6 | 0 | 14.6 | 0 | 9.17
2025-07-21 | 23.1 | 0 | 5.1 | 2024-07-21 | 26.3 | 0 | 8.3 | 2023-07-21 | 25.2 | 0 | 7.2 | 2022-07-21 | 30.2 | 0 | 12.2 | 2021-07-21 | 23.1 | 0 | 5.1 | 2020-07-21 | 25 | 0 | 7 | 2019-07-21 | 27.9 | 0 | 9.9 | 2018-07-21 | 25.6 | 0 | 7.6 | 2017-07-21 | 28.8 | 0 | 10.8 | 2016-07-21 | 32.4 | 0 | 14.4 | 0 | 8.76
2025-07-21 | 22.3 | 0 | 4.3 | 2024-07-21 | 25.1 | 0 | 7.1 | 2023-07-21 | 25.1 | 0 | 7.1 | 2022-07-21 | 30.3 | 0 | 12.3 | 2021-07-21 | 23.5 | 0 | 5.5 | 2020-07-21 | 24 | 0 | 6 | 2019-07-21 | 27.6 | 0 | 9.6 | 2018-07-21 | 25.4 | 0 | 7.4 | 2017-07-21 | 28.6 | 0 | 10.6 | 2016-07-21 | 31.4 | 0 | 13.4 | 0 | 8.33
2025-07-21 | 20.7 | 0 | 2.7 | 2024-07-21 | 24.4 | 0 | 6.4 | 2023-07-21 | 24.6 | 0 | 6.6 | 2022-07-21 | 29.7 | 0 | 11.7 | 2021-07-21 | 22.5 | 0 | 4.5 | 2020-07-21 | 23.9 | 0 | 5.9 | 2019-07-21 | 27.5 | 0 | 9.5 | 2018-07-21 | 24.4 | 0 | 6.4 | 2017-07-21 | 27.7 | 0 | 9.7 | 2016-07-21 | 30.2 | 0 | 12.2 | 0 | 7.56
2025-07-21 | 20.8 | 0 | 2.8 | 2024-07-21 | 24.3 | 0 | 6.3 | 2023-07-21 | 23.6 | 0 | 5.6 | 2022-07-21 | 28.7 | 0 | 10.7 | 2021-07-21 | 21 | 0 | 3 | 2020-07-21 | 22.8 | 0 | 4.8 | 2019-07-21 | 26 | 0 | 8 | 2018-07-21 | 24 | 0 | 6 | 2017-07-21 | 26.6 | 0 | 8.6 | 2016-07-21 | 29.5 | 0 | 11.5 | 0 | 6.73
2025-07-21 | 20 | 0 | 2 | 2024-07-21 | 23.5 | 0 | 5.5 | 2023-07-21 | 22.4 | 0 | 4.4 | 2022-07-21 | 27.3 | 0 | 9.3 | 2021-07-21 | 20.1 | 0 | 2.1 | 2020-07-21 | 22.1 | 0 | 4.1 | 2019-07-21 | 25.1 | 0 | 7.1 | 2018-07-21 | 23.8 | 0 | 5.8 | 2017-07-21 | 24.6 | 0 | 6.6 | 2016-07-21 | 28.8 | 0 | 10.8 | 0 | 5.77
2025-07-21 | 18.7 | 0 | 0.7 | 2024-07-21 | 22.5 | 0 | 4.5 | 2023-07-21 | 21.9 | 0 | 3.9 | 2022-07-21 | 27 | 0 | 9 | 2021-07-21 | 19.3 | 0 | 1.3 | 2020-07-21 | 21.5 | 0 | 3.5 | 2019-07-21 | 24 | 0 | 6 | 2018-07-21 | 23.5 | 0 | 5.5 | 2017-07-21 | 23.8 | 0 | 5.8 | 2016-07-21 | 28 | 0 | 10 | 0 | 5.02
2025-07-21 | 17.2 | 0.8 | 0 | 2024-07-21 | 20.6 | 0 | 2.6 | 2023-07-21 | 21 | 0 | 3 | 2022-07-21 | 25.8 | 0 | 7.8 | 2021-07-21 | 18.3 | 0 | 0.3 | 2020-07-21 | 21.4 | 0 | 3.4 | 2019-07-21 | 22.8 | 0 | 4.8 | 2018-07-21 | 22.3 | 0 | 4.3 | 2017-07-21 | 23 | 0 | 5 | 2016-07-21 | 27.4 | 0 | 9.4 | 0.08 | 4.06
2025-07-21 | 16.7 | 1.3 | 0 | 2024-07-21 | 19.6 | 0 | 1.6 | 2023-07-21 | 19.8 | 0 | 1.8 | 2022-07-21 | 24.6 | 0 | 6.6 | 2021-07-21 | 17.6 | 0.4 | 0 | 2020-07-21 | 21.1 | 0 | 3.1 | 2019-07-21 | 21.5 | 0 | 3.5 | 2018-07-21 | 21.4 | 0 | 3.4 | 2017-07-21 | 22 | 0 | 4 | 2016-07-21 | 26.9 | 0 | 8.9 | 0.17 | 3.29
2025-07-22 | 16.1 | 1.9 | 0 | 2024-07-22 | 18.7 | 0 | 0.7 | 2023-07-22 | 18 | 0 | 0 | 2022-07-22 | 24.5 | 0 | 6.5 | 2021-07-22 | 16.8 | 1.2 | 0 | 2020-07-22 | 21.3 | 0 | 3.3 | 2019-07-22 | 20.5 | 0 | 2.5 | 2018-07-22 | 19.9 | 0 | 1.9 | 2017-07-22 | 21.1 | 0 | 3.1 | 2016-07-22 | 25.8 | 0 | 7.8 | 0.31 | 2.58
2025-07-22 | 15.6 | 2.4 | 0 | 2024-07-22 | 18.1 | 0 | 0.1 | 2023-07-22 | 18.6 | 0 | 0.6 | 2022-07-22 | 23.4 | 0 | 5.4 | 2021-07-22 | 16.5 | 1.5 | 0 | 2020-07-22 | 21.1 | 0 | 3.1 | 2019-07-22 | 20.4 | 0 | 2.4 | 2018-07-22 | 17.9 | 0.1 | 0 | 2017-07-22 | 21.9 | 0 | 3.9 | 2016-07-22 | 25.1 | 0 | 7.1 | 0.4 | 2.26
2025-07-22 | 15.3 | 2.7 | 0 | 2024-07-22 | 17.9 | 0.1 | 0 | 2023-07-22 | 18.1 | 0 | 0.1 | 2022-07-22 | 21.8 | 0 | 3.8 | 2021-07-22 | 15.9 | 2.1 | 0 | 2020-07-22 | 21 | 0 | 3 | 2019-07-22 | 19.7 | 0 | 1.7 | 2018-07-22 | 18 | 0 | 0 | 2017-07-22 | 21.3 | 0 | 3.3 | 2016-07-22 | 23.8 | 0 | 5.8 | 0.49 | 1.77
2025-07-22 | 14.6 | 3.4 | 0 | 2024-07-22 | 17.3 | 0.7 | 0 | 2023-07-22 | 17.8 | 0.2 | 0 | 2022-07-22 | 20.7 | 0 | 2.7 | 2021-07-22 | 15.6 | 2.4 | 0 | 2020-07-22 | 20.9 | 0 | 2.9 | 2019-07-22 | 19.1 | 0 | 1.1 | 2018-07-22 | 18.2 | 0 | 0.2 | 2017-07-22 | 21.4 | 0 | 3.4 | 2016-07-22 | 24 | 0 | 6 | 0.67 | 1.63
2025-07-22 | 15.5 | 2.5 | 0 | 2024-07-22 | 16.8 | 1.2 | 0 | 2023-07-22 | 17 | 1 | 0 | 2022-07-22 | 20.3 | 0 | 2.3 | 2021-07-22 | 15.1 | 2.9 | 0 | 2020-07-22 | 20.5 | 0 | 2.5 | 2019-07-22 | 19.5 | 0 | 1.5 | 2018-07-22 | 17.3 | 0.7 | 0 | 2017-07-22 | 21.8 | 0 | 3.8 | 2016-07-22 | 23.3 | 0 | 5.3 | 0.83 | 1.54
2025-07-22 | 15.3 | 2.7 | 0 | 2024-07-22 | 16.9 | 1.1 | 0 | 2023-07-22 | 17.6 | 0.4 | 0 | 2022-07-22 | 20.1 | 0 | 2.1 | 2021-07-22 | 13.5 | 4.5 | 0 | 2020-07-22 | 21 | 0 | 3 | 2019-07-22 | 19.5 | 0 | 1.5 | 2018-07-22 | 17.1 | 0.9 | 0 | 2017-07-22 | 21.3 | 0 | 3.3 | 2016-07-22 | 23 | 0 | 5 | 0.96 | 1.49
2025-07-22 | 16.1 | 1.9 | 0 | 2024-07-22 | 17.3 | 0.7 | 0 | 2023-07-22 | 17.9 | 0.1 | 0 | 2022-07-22 | 21.2 | 0 | 3.2 | 2021-07-22 | 14.5 | 3.5 | 0 | 2020-07-22 | 21 | 0 | 3 | 2019-07-22 | 19 | 0 | 1 | 2018-07-22 | 17.4 | 0.6 | 0 | 2017-07-22 | 22 | 0 | 4 | 2016-07-22 | 23.7 | 0 | 5.7 | 0.68 | 1.69
2025-07-22 | 17.5 | 0.5 | 0 | 2024-07-22 | 18.4 | 0 | 0.4 | 2023-07-22 | 20.1 | 0 | 2.1 | 2022-07-22 | 23.6 | 0 | 5.6 | 2021-07-22 | 17.6 | 0.4 | 0 | 2020-07-22 | 21.1 | 0 | 3.1 | 2019-07-22 | 19.4 | 0 | 1.4 | 2018-07-22 | 17.6 | 0.4 | 0 | 2017-07-22 | 22.1 | 0 | 4.1 | 2016-07-22 | 25.1 | 0 | 7.1 | 0.13 | 2.38
2025-07-22 | 19.3 | 0 | 1.3 | 2024-07-22 | 20.4 | 0 | 2.4 | 2023-07-22 | 21.3 | 0 | 3.3 | 2022-07-22 | 24.5 | 0 | 6.5 | 2021-07-22 | 20.1 | 0 | 2.1 | 2020-07-22 | 21.4 | 0 | 3.4 | 2019-07-22 | 20.6 | 0 | 2.6 | 2018-07-22 | 17.2 | 0.8 | 0 | 2017-07-22 | 22.1 | 0 | 4.1 | 2016-07-22 | 27.1 | 0 | 9.1 | 0.08 | 3.48
2025-07-22 | 20.7 | 0 | 2.7 | 2024-07-22 | 22.7 | 0 | 4.7 | 2023-07-22 | 22.9 | 0 | 4.9 | 2022-07-22 | 26.5 | 0 | 8.5 | 2021-07-22 | 22.1 | 0 | 4.1 | 2020-07-22 | 21 | 0 | 3 | 2019-07-22 | 21.4 | 0 | 3.4 | 2018-07-22 | 17.4 | 0.6 | 0 | 2017-07-22 | 22.7 | 0 | 4.7 | 2016-07-22 | 29.2 | 0 | 11.2 | 0.06 | 4.72
2025-07-22 | 21 | 0 | 3 | 2024-07-22 | 24.4 | 0 | 6.4 | 2023-07-22 | 25.2 | 0 | 7.2 | 2022-07-22 | 27.7 | 0 | 9.7 | 2021-07-22 | 23.5 | 0 | 5.5 | 2020-07-22 | 22.1 | 0 | 4.1 | 2019-07-22 | 22.1 | 0 | 4.1 | 2018-07-22 | 17.5 | 0.5 | 0 | 2017-07-22 | 22.7 | 0 | 4.7 | 2016-07-22 | 30.8 | 0 | 12.8 | 0.05 | 5.75
2025-07-22 | 22.4 | 0 | 4.4 | 2024-07-22 | 25.8 | 0 | 7.8 | 2023-07-22 | 26.2 | 0 | 8.2 | 2022-07-22 | 29.3 | 0 | 11.3 | 2021-07-22 | 24.3 | 0 | 6.3 | 2020-07-22 | 23.7 | 0 | 5.7 | 2019-07-22 | 23.1 | 0 | 5.1 | 2018-07-22 | 18.5 | 0 | 0.5 | 2017-07-22 | 22.5 | 0 | 4.5 | 2016-07-22 | 32.4 | 0 | 14.4 | 0 | 6.82
2025-07-22 | 22.1 | 0 | 4.1 | 2024-07-22 | 26.1 | 0 | 8.1 | 2023-07-22 | 25.9 | 0 | 7.9 | 2022-07-22 | 27.4 | 0 | 9.4 | 2021-07-22 | 23.9 | 0 | 5.9 | 2020-07-22 | 24.4 | 0 | 6.4 | 2019-07-22 | 22.9 | 0 | 4.9 | 2018-07-22 | 19.3 | 0 | 1.3 | 2017-07-22 | 22.7 | 0 | 4.7 | 2016-07-22 | 31.7 | 0 | 13.7 | 0 | 6.64
2025-07-22 | 23.3 | 0 | 5.3 | 2024-07-22 | 25.9 | 0 | 7.9 | 2023-07-22 | 27 | 0 | 9 | 2022-07-22 | 28.4 | 0 | 10.4 | 2021-07-22 | 24.3 | 0 | 6.3 | 2020-07-22 | 25.5 | 0 | 7.5 | 2019-07-22 | 22.3 | 0 | 4.3 | 2018-07-22 | 20.2 | 0 | 2.2 | 2017-07-22 | 23 | 0 | 5 | 2016-07-22 | 33.7 | 0 | 15.7 | 0 | 7.36
2025-07-22 | 23.1 | 0 | 5.1 | 2024-07-22 | 27.1 | 0 | 9.1 | 2023-07-22 | 26.9 | 0 | 8.9 | 2022-07-22 | 29.3 | 0 | 11.3 | 2021-07-22 | 25.3 | 0 | 7.3 | 2020-07-22 | 25.5 | 0 | 7.5 | 2019-07-22 | 23 | 0 | 5 | 2018-07-22 | 21.4 | 0 | 3.4 | 2017-07-22 | 23.4 | 0 | 5.4 | 2016-07-22 | 35.1 | 0 | 17.1 | 0 | 8.01
2025-07-22 | 23.7 | 0 | 5.7 | 2024-07-22 | 25.6 | 0 | 7.6 | 2023-07-22 | 27.9 | 0 | 9.9 | 2022-07-22 | 28.5 | 0 | 10.5 | 2021-07-22 | 24.8 | 0 | 6.8 | 2020-07-22 | 22.7 | 0 | 4.7 | 2019-07-22 | 22.4 | 0 | 4.4 | 2018-07-22 | 21.9 | 0 | 3.9 | 2017-07-22 | 23.7 | 0 | 5.7 | 2016-07-22 | 33.4 | 0 | 15.4 | 0 | 7.46
2025-07-22 | 23.2 | 0 | 5.2 | 2024-07-22 | 24.4 | 0 | 6.4 | 2023-07-22 | 28 | 0 | 10 | 2022-07-22 | 32.6 | 0 | 14.6 | 2021-07-22 | 23.9 | 0 | 5.9 | 2020-07-22 | 22.9 | 0 | 4.9 | 2019-07-22 | 21.3 | 0 | 3.3 | 2018-07-22 | 21.6 | 0 | 3.6 | 2017-07-22 | 22.3 | 0 | 4.3 | 2016-07-22 | 34.1 | 0 | 16.1 | 0 | 7.43
2025-07-22 | 22.9 | 0 | 4.9 | 2024-07-22 | 24.8 | 0 | 6.8 | 2023-07-22 | 26.9 | 0 | 8.9 | 2022-07-22 | 31.2 | 0 | 13.2 | 2021-07-22 | 24.5 | 0 | 6.5 | 2020-07-22 | 23.6 | 0 | 5.6 | 2019-07-22 | 21.3 | 0 | 3.3 | 2018-07-22 | 23.5 | 0 | 5.5 | 2017-07-22 | 22.4 | 0 | 4.4 | 2016-07-22 | 33.7 | 0 | 15.7 | 0 | 7.48
2025-07-22 | 22.2 | 0 | 4.2 | 2024-07-22 | 25.1 | 0 | 7.1 | 2023-07-22 | 26 | 0 | 8 | 2022-07-22 | 30.4 | 0 | 12.4 | 2021-07-22 | 24 | 0 | 6 | 2020-07-22 | 24.1 | 0 | 6.1 | 2019-07-22 | 21.3 | 0 | 3.3 | 2018-07-22 | 22.6 | 0 | 4.6 | 2017-07-22 | 22.6 | 0 | 4.6 | 2016-07-22 | 32.1 | 0 | 14.1 | 0 | 7.04
2025-07-22 | 21.3 | 0 | 3.3 | 2024-07-22 | 25.2 | 0 | 7.2 | 2023-07-22 | 24.4 | 0 | 6.4 | 2022-07-22 | 28.9 | 0 | 10.9 | 2021-07-22 | 22.8 | 0 | 4.8 | 2020-07-22 | 24.2 | 0 | 6.2 | 2019-07-22 | 19.8 | 0 | 1.8 | 2018-07-22 | 22.3 | 0 | 4.3 | 2017-07-22 | 22.3 | 0 | 4.3 | 2016-07-22 | 31 | 0 | 13 | 0 | 6.22
2025-07-22 | 20.1 | 0 | 2.1 | 2024-07-22 | 24.2 | 0 | 6.2 | 2023-07-22 | 21.7 | 0 | 3.7 | 2022-07-22 | 27.4 | 0 | 9.4 | 2021-07-22 | 21.7 | 0 | 3.7 | 2020-07-22 | 23.9 | 0 | 5.9 | 2019-07-22 | 18.9 | 0 | 0.9 | 2018-07-22 | 21.6 | 0 | 3.6 | 2017-07-22 | 21.9 | 0 | 3.9 | 2016-07-22 | 29.5 | 0 | 11.5 | 0 | 5.09
2025-07-22 | 19.6 | 0 | 1.6 | 2024-07-22 | 23 | 0 | 5 | 2023-07-22 | 22.3 | 0 | 4.3 | 2022-07-22 | 26.2 | 0 | 8.2 | 2021-07-22 | 21.4 | 0 | 3.4 | 2020-07-22 | 23.4 | 0 | 5.4 | 2019-07-22 | 19.7 | 0 | 1.7 | 2018-07-22 | 21.3 | 0 | 3.3 | 2017-07-22 | 21.2 | 0 | 3.2 | 2016-07-22 | 28 | 0 | 10 | 0 | 4.61
2025-07-22 | 19.8 | 0 | 1.8 | 2024-07-22 | 22.9 | 0 | 4.9 | 2023-07-22 | 21.2 | 0 | 3.2 | 2022-07-22 | 24.3 | 0 | 6.3 | 2021-07-22 | 20.3 | 0 | 2.3 | 2020-07-22 | 22 | 0 | 4 | 2019-07-22 | 19.2 | 0 | 1.2 | 2018-07-22 | 20.7 | 0 | 2.7 | 2017-07-22 | 21 | 0 | 3 | 2016-07-22 | 26.8 | 0 | 8.8 | 0 | 3.82
2025-07-22 | 19.7 | 0 | 1.7 | 2024-07-22 | 21.9 | 0 | 3.9 | 2023-07-22 | 20.9 | 0 | 2.9 | 2022-07-22 | 24.9 | 0 | 6.9 | 2021-07-22 | 19.1 | 0 | 1.1 | 2020-07-22 | 21.1 | 0 | 3.1 | 2019-07-22 | 19 | 0 | 1 | 2018-07-22 | 20.6 | 0 | 2.6 | 2017-07-22 | 20.9 | 0 | 2.9 | 2016-07-22 | 25.6 | 0 | 7.6 | 0 | 3.37
2025-07-23 | 19.2 | 0 | 1.2 | 2024-07-23 | 21.5 | 0 | 3.5 | 2023-07-23 | 19.5 | 0 | 1.5 | 2022-07-23 | 24.3 | 0 | 6.3 | 2021-07-23 | 18.4 | 0 | 0.4 | 2020-07-23 | 20.5 | 0 | 2.5 | 2019-07-23 | 18 | 0 | 0 | 2018-07-23 | 20.7 | 0 | 2.7 | 2017-07-23 | 20.9 | 0 | 2.9 | 2016-07-23 | 24 | 0 | 6 | 0 | 2.7
2025-07-23 | 19.1 | 0 | 1.1 | 2024-07-23 | 20.5 | 0 | 2.5 | 2023-07-23 | 18.1 | 0 | 0.1 | 2022-07-23 | 22.9 | 0 | 4.9 | 2021-07-23 | 17.8 | 0.2 | 0 | 2020-07-23 | 20.2 | 0 | 2.2 | 2019-07-23 | 17.6 | 0.4 | 0 | 2018-07-23 | 20.8 | 0 | 2.8 | 2017-07-23 | 20.6 | 0 | 2.6 | 2016-07-23 | 23.7 | 0 | 5.7 | 0.06 | 2.19
2025-07-23 | 18.4 | 0 | 0.4 | 2024-07-23 | 20.5 | 0 | 2.5 | 2023-07-23 | 17.5 | 0.5 | 0 | 2022-07-23 | 25 | 0 | 7 | 2021-07-23 | 17.4 | 0.6 | 0 | 2020-07-23 | 20 | 0 | 2 | 2019-07-23 | 16.6 | 1.4 | 0 | 2018-07-23 | 20.6 | 0 | 2.6 | 2017-07-23 | 20.3 | 0 | 2.3 | 2016-07-23 | 24 | 0 | 6 | 0.25 | 2.28
2025-07-23 | 17.5 | 0.5 | 0 | 2024-07-23 | 20 | 0 | 2 | 2023-07-23 | 16.6 | 1.4 | 0 | 2022-07-23 | 24.3 | 0 | 6.3 | 2021-07-23 | 16.1 | 1.9 | 0 | 2020-07-23 | 19.6 | 0 | 1.6 | 2019-07-23 | 16.5 | 1.5 | 0 | 2018-07-23 | 21.3 | 0 | 3.3 | 2017-07-23 | 20.5 | 0 | 2.5 | 2016-07-23 | 22 | 0 | 4 | 0.53 | 1.97
2025-07-23 | 15.9 | 2.1 | 0 | 2024-07-23 | 20.2 | 0 | 2.2 | 2023-07-23 | 17.1 | 0.9 | 0 | 2022-07-23 | 23.4 | 0 | 5.4 | 2021-07-23 | 15.4 | 2.6 | 0 | 2020-07-23 | 19.1 | 0 | 1.1 | 2019-07-23 | 16 | 2 | 0 | 2018-07-23 | 21.1 | 0 | 3.1 | 2017-07-23 | 20.3 | 0 | 2.3 | 2016-07-23 | 24 | 0 | 6 | 0.76 | 2.01
2025-07-23 | 17.1 | 0.9 | 0 | 2024-07-23 | 20 | 0 | 2 | 2023-07-23 | 17 | 1 | 0 | 2022-07-23 | 22.9 | 0 | 4.9 | 2021-07-23 | 15 | 3 | 0 | 2020-07-23 | 18.8 | 0 | 0.8 | 2019-07-23 | 15.6 | 2.4 | 0 | 2018-07-23 | 20.8 | 0 | 2.8 | 2017-07-23 | 20.5 | 0 | 2.5 | 2016-07-23 | 23.1 | 0 | 5.1 | 0.73 | 1.81
2025-07-23 | 18 | 0 | 0 | 2024-07-23 | 20 | 0 | 2 | 2023-07-23 | 18.3 | 0 | 0.3 | 2022-07-23 | 22.8 | 0 | 4.8 | 2021-07-23 | 16.3 | 1.7 | 0 | 2020-07-23 | 19.5 | 0 | 1.5 | 2019-07-23 | 16.5 | 1.5 | 0 | 2018-07-23 | 21.1 | 0 | 3.1 | 2017-07-23 | 20.4 | 0 | 2.4 | 2016-07-23 | 23.3 | 0 | 5.3 | 0.32 | 1.94
2025-07-23 | 20 | 0 | 2 | 2024-07-23 | 20.8 | 0 | 2.8 | 2023-07-23 | 19.4 | 0 | 1.4 | 2022-07-23 | 25.6 | 0 | 7.6 | 2021-07-23 | 18.3 | 0 | 0.3 | 2020-07-23 | 19.9 | 0 | 1.9 | 2019-07-23 | 18.3 | 0 | 0.3 | 2018-07-23 | 22.3 | 0 | 4.3 | 2017-07-23 | 21 | 0 | 3 | 2016-07-23 | 25.5 | 0 | 7.5 | 0 | 3.11
2025-07-23 | 21.6 | 0 | 3.6 | 2024-07-23 | 21.8 | 0 | 3.8 | 2023-07-23 | 22.1 | 0 | 4.1 | 2022-07-23 | 25.8 | 0 | 7.8 | 2021-07-23 | 19.9 | 0 | 1.9 | 2020-07-23 | 20.8 | 0 | 2.8 | 2019-07-23 | 20.1 | 0 | 2.1 | 2018-07-23 | 23.6 | 0 | 5.6 | 2017-07-23 | 21.5 | 0 | 3.5 | 2016-07-23 | 27 | 0 | 9 | 0 | 4.42
2025-07-23 | 23.2 | 0 | 5.2 | 2024-07-23 | 24.2 | 0 | 6.2 | 2023-07-23 | 23.7 | 0 | 5.7 | 2022-07-23 | 28.3 | 0 | 10.3 | 2021-07-23 | 22 | 0 | 4 | 2020-07-23 | 21.3 | 0 | 3.3 | 2019-07-23 | 21.5 | 0 | 3.5 | 2018-07-23 | 25.1 | 0 | 7.1 | 2017-07-23 | 21.6 | 0 | 3.6 | 2016-07-23 | 29.1 | 0 | 11.1 | 0 | 6
2025-07-23 | 23.4 | 0 | 5.4 | 2024-07-23 | 24.8 | 0 | 6.8 | 2023-07-23 | 24.9 | 0 | 6.9 | 2022-07-23 | 30.6 | 0 | 12.6 | 2021-07-23 | 22.9 | 0 | 4.9 | 2020-07-23 | 22.2 | 0 | 4.2 | 2019-07-23 | 22.9 | 0 | 4.9 | 2018-07-23 | 25.6 | 0 | 7.6 | 2017-07-23 | 22.3 | 0 | 4.3 | 2016-07-23 | 30.3 | 0 | 12.3 | 0 | 6.99
2025-07-23 | 24.2 | 0 | 6.2 | 2024-07-23 | 25.3 | 0 | 7.3 | 2023-07-23 | 24.7 | 0 | 6.7 | 2022-07-23 | 30.3 | 0 | 12.3 | 2021-07-23 | 23.8 | 0 | 5.8 | 2020-07-23 | 23.7 | 0 | 5.7 | 2019-07-23 | 24 | 0 | 6 | 2018-07-23 | 25 | 0 | 7 | 2017-07-23 | 23.1 | 0 | 5.1 | 2016-07-23 | 31.6 | 0 | 13.6 | 0 | 7.57
2025-07-23 | 25.5 | 0 | 7.5 | 2024-07-23 | 26.2 | 0 | 8.2 | 2023-07-23 | 25.2 | 0 | 7.2 | 2022-07-23 | 31.6 | 0 | 13.6 | 2021-07-23 | 24.4 | 0 | 6.4 | 2020-07-23 | 25.5 | 0 | 7.5 | 2019-07-23 | 24.8 | 0 | 6.8 | 2018-07-23 | 25.9 | 0 | 7.9 | 2017-07-23 | 23.4 | 0 | 5.4 | 2016-07-23 | 32.4 | 0 | 14.4 | 0 | 8.49
2025-07-23 | 26.2 | 0 | 8.2 | 2024-07-23 | 26.5 | 0 | 8.5 | 2023-07-23 | 24.4 | 0 | 6.4 | 2022-07-23 | 32.5 | 0 | 14.5 | 2021-07-23 | 24.8 | 0 | 6.8 | 2020-07-23 | 25.5 | 0 | 7.5 | 2019-07-23 | 25.3 | 0 | 7.3 | 2018-07-23 | 26.7 | 0 | 8.7 | 2017-07-23 | 23.2 | 0 | 5.2 | 2016-07-23 | 33.1 | 0 | 15.1 | 0 | 8.82
2025-07-23 | 27 | 0 | 9 | 2024-07-23 | 26.8 | 0 | 8.8 | 2023-07-23 | 24.2 | 0 | 6.2 | 2022-07-23 | 31.2 | 0 | 13.2 | 2021-07-23 | 24.9 | 0 | 6.9 | 2020-07-23 | 26.8 | 0 | 8.8 | 2019-07-23 | 25.7 | 0 | 7.7 | 2018-07-23 | 27.1 | 0 | 9.1 | 2017-07-23 | 23.9 | 0 | 5.9 | 2016-07-23 | 32.4 | 0 | 14.4 | 0 | 9
2025-07-23 | 27.4 | 0 | 9.4 | 2024-07-23 | 27.2 | 0 | 9.2 | 2023-07-23 | 23.1 | 0 | 5.1 | 2022-07-23 | 31.4 | 0 | 13.4 | 2021-07-23 | 25.7 | 0 | 7.7 | 2020-07-23 | 26 | 0 | 8 | 2019-07-23 | 25.6 | 0 | 7.6 | 2018-07-23 | 25.7 | 0 | 7.7 | 2017-07-23 | 23.4 | 0 | 5.4 | 2016-07-23 | 33.7 | 0 | 15.7 | 0 | 8.92
2025-07-23 | 26.6 | 0 | 8.6 | 2024-07-23 | 27.7 | 0 | 9.7 | 2023-07-23 | 21.3 | 0 | 3.3 | 2022-07-23 | 32.6 | 0 | 14.6 | 2021-07-23 | 25.5 | 0 | 7.5 | 2020-07-23 | 27.1 | 0 | 9.1 | 2019-07-23 | 25.4 | 0 | 7.4 | 2018-07-23 | 25.7 | 0 | 7.7 | 2017-07-23 | 23 | 0 | 5 | 2016-07-23 | 32.9 | 0 | 14.9 | 0 | 8.78
2025-07-23 | 25.6 | 0 | 7.6 | 2024-07-23 | 27.2 | 0 | 9.2 | 2023-07-23 | 20.4 | 0 | 2.4 | 2022-07-23 | 31.4 | 0 | 13.4 | 2021-07-23 | 25.2 | 0 | 7.2 | 2020-07-23 | 26.5 | 0 | 8.5 | 2019-07-23 | 25 | 0 | 7 | 2018-07-23 | 25.7 | 0 | 7.7 | 2017-07-23 | 22.8 | 0 | 4.8 | 2016-07-23 | 32.2 | 0 | 14.2 | 0 | 8.2
2025-07-23 | 24.4 | 0 | 6.4 | 2024-07-23 | 26.5 | 0 | 8.5 | 2023-07-23 | 21.3 | 0 | 3.3 | 2022-07-23 | 31.4 | 0 | 13.4 | 2021-07-23 | 24 | 0 | 6 | 2020-07-23 | 25.4 | 0 | 7.4 | 2019-07-23 | 24 | 0 | 6 | 2018-07-23 | 26 | 0 | 8 | 2017-07-23 | 22.8 | 0 | 4.8 | 2016-07-23 | 30.3 | 0 | 12.3 | 0 | 7.61
2025-07-23 | 23.6 | 0 | 5.6 | 2024-07-23 | 24.6 | 0 | 6.6 | 2023-07-23 | 20.7 | 0 | 2.7 | 2022-07-23 | 30.1 | 0 | 12.1 | 2021-07-23 | 23.1 | 0 | 5.1 | 2020-07-23 | 24.3 | 0 | 6.3 | 2019-07-23 | 23.3 | 0 | 5.3 | 2018-07-23 | 24.2 | 0 | 6.2 | 2017-07-23 | 22.5 | 0 | 4.5 | 2016-07-23 | 28.7 | 0 | 10.7 | 0 | 6.51
2025-07-23 | 22.3 | 0 | 4.3 | 2024-07-23 | 23.8 | 0 | 5.8 | 2023-07-23 | 19.7 | 0 | 1.7 | 2022-07-23 | 28.6 | 0 | 10.6 | 2021-07-23 | 22.4 | 0 | 4.4 | 2020-07-23 | 22.3 | 0 | 4.3 | 2019-07-23 | 22 | 0 | 4 | 2018-07-23 | 23.6 | 0 | 5.6 | 2017-07-23 | 22.1 | 0 | 4.1 | 2016-07-23 | 27.1 | 0 | 9.1 | 0 | 5.39
2025-07-23 | 22 | 0 | 4 | 2024-07-23 | 23.5 | 0 | 5.5 | 2023-07-23 | 19.7 | 0 | 1.7 | 2022-07-23 | 27.1 | 0 | 9.1 | 2021-07-23 | 21.6 | 0 | 3.6 | 2020-07-23 | 21.2 | 0 | 3.2 | 2019-07-23 | 20.9 | 0 | 2.9 | 2018-07-23 | 23.6 | 0 | 5.6 | 2017-07-23 | 21.6 | 0 | 3.6 | 2016-07-23 | 26 | 0 | 8 | 0 | 4.72
2025-07-23 | 21.6 | 0 | 3.6 | 2024-07-23 | 23.1 | 0 | 5.1 | 2023-07-23 | 19.1 | 0 | 1.1 | 2022-07-23 | 25.6 | 0 | 7.6 | 2021-07-23 | 21.7 | 0 | 3.7 | 2020-07-23 | 20.1 | 0 | 2.1 | 2019-07-23 | 19.6 | 0 | 1.6 | 2018-07-23 | 23.1 | 0 | 5.1 | 2017-07-23 | 21.3 | 0 | 3.3 | 2016-07-23 | 24.8 | 0 | 6.8 | 0 | 4
2025-07-23 | 20.8 | 0 | 2.8 | 2024-07-23 | 22.6 | 0 | 4.6 | 2023-07-23 | 18.8 | 0 | 0.8 | 2022-07-23 | 24.8 | 0 | 6.8 | 2021-07-23 | 21.2 | 0 | 3.2 | 2020-07-23 | 19.5 | 0 | 1.5 | 2019-07-23 | 19.3 | 0 | 1.3 | 2018-07-23 | 22.8 | 0 | 4.8 | 2017-07-23 | 20.8 | 0 | 2.8 | 2016-07-23 | 23.9 | 0 | 5.9 | 0 | 3.45
2025-07-24 | 21 | 0 | 3 | 2024-07-24 | 22.4 | 0 | 4.4 | 2023-07-24 | 18.3 | 0 | 0.3 | 2022-07-24 | 24.1 | 0 | 6.1 | 2021-07-24 | 20.8 | 0 | 2.8 | 2020-07-24 | 19 | 0 | 1 | 2019-07-24 | 18.1 | 0 | 0.1 | 2018-07-24 | 22.3 | 0 | 4.3 | 2017-07-24 | 20.4 | 0 | 2.4 | 2016-07-24 | 23 | 0 | 5 | 0 | 2.94
2025-07-24 | 20.8 | 0 | 2.8 | 2024-07-24 | 22 | 0 | 4 | 2023-07-24 | 18.3 | 0 | 0.3 | 2022-07-24 | 22.9 | 0 | 4.9 | 2021-07-24 | 20.2 | 0 | 2.2 | 2020-07-24 | 18.5 | 0 | 0.5 | 2019-07-24 | 17.9 | 0.1 | 0 | 2018-07-24 | 22.1 | 0 | 4.1 | 2017-07-24 | 20.2 | 0 | 2.2 | 2016-07-24 | 22.6 | 0 | 4.6 | 0.01 | 2.56
2025-07-24 | 20.5 | 0 | 2.5 | 2024-07-24 | 22.2 | 0 | 4.2 | 2023-07-24 | 18.6 | 0 | 0.6 | 2022-07-24 | 22.4 | 0 | 4.4 | 2021-07-24 | 18.4 | 0 | 0.4 | 2020-07-24 | 18.4 | 0 | 0.4 | 2019-07-24 | 17.1 | 0.9 | 0 | 2018-07-24 | 22.1 | 0 | 4.1 | 2017-07-24 | 20 | 0 | 2 | 2016-07-24 | 21.8 | 0 | 3.8 | 0.09 | 2.24
2025-07-24 | 20.6 | 0 | 2.6 | 2024-07-24 | 21.9 | 0 | 3.9 | 2023-07-24 | 18.6 | 0 | 0.6 | 2022-07-24 | 21.6 | 0 | 3.6 | 2021-07-24 | 18.4 | 0 | 0.4 | 2020-07-24 | 18.3 | 0 | 0.3 | 2019-07-24 | 16.6 | 1.4 | 0 | 2018-07-24 | 22.3 | 0 | 4.3 | 2017-07-24 | 19.9 | 0 | 1.9 | 2016-07-24 | 21 | 0 | 3 | 0.14 | 2.06
2025-07-24 | 20.2 | 0 | 2.2 | 2024-07-24 | 21.8 | 0 | 3.8 | 2023-07-24 | 17.5 | 0.5 | 0 | 2022-07-24 | 21.6 | 0 | 3.6 | 2021-07-24 | 18.4 | 0 | 0.4 | 2020-07-24 | 17.8 | 0.2 | 0 | 2019-07-24 | 16.6 | 1.4 | 0 | 2018-07-24 | 21.8 | 0 | 3.8 | 2017-07-24 | 19.5 | 0 | 1.5 | 2016-07-24 | 20.5 | 0 | 2.5 | 0.21 | 1.78
2025-07-24 | 19.2 | 0 | 1.2 | 2024-07-24 | 22.1 | 0 | 4.1 | 2023-07-24 | 19 | 0 | 1 | 2022-07-24 | 21.4 | 0 | 3.4 | 2021-07-24 | 18.6 | 0 | 0.6 | 2020-07-24 | 17.7 | 0.3 | 0 | 2019-07-24 | 16.1 | 1.9 | 0 | 2018-07-24 | 21.8 | 0 | 3.8 | 2017-07-24 | 19.7 | 0 | 1.7 | 2016-07-24 | 20.4 | 0 | 2.4 | 0.22 | 1.82
2025-07-24 | 22.2 | 0 | 4.2 | 2024-07-24 | 22 | 0 | 4 | 2023-07-24 | 19.4 | 0 | 1.4 | 2022-07-24 | 22.3 | 0 | 4.3 | 2021-07-24 | 19.1 | 0 | 1.1 | 2020-07-24 | 18.5 | 0 | 0.5 | 2019-07-24 | 16.6 | 1.4 | 0 | 2018-07-24 | 22.2 | 0 | 4.2 | 2017-07-24 | 19.3 | 0 | 1.3 | 2016-07-24 | 21.6 | 0 | 3.6 | 0.14 | 2.46
2025-07-24 | 24.1 | 0 | 6.1 | 2024-07-24 | 22.3 | 0 | 4.3 | 2023-07-24 | 21.1 | 0 | 3.1 | 2022-07-24 | 23.1 | 0 | 5.1 | 2021-07-24 | 20.1 | 0 | 2.1 | 2020-07-24 | 19.9 | 0 | 1.9 | 2019-07-24 | 17.8 | 0.2 | 0 | 2018-07-24 | 23.6 | 0 | 5.6 | 2017-07-24 | 19.6 | 0 | 1.6 | 2016-07-24 | 24.2 | 0 | 6.2 | 0.02 | 3.6
2025-07-24 | 25.8 | 0 | 7.8 | 2024-07-24 | 23.8 | 0 | 5.8 | 2023-07-24 | 22.2 | 0 | 4.2 | 2022-07-24 | 23.6 | 0 | 5.6 | 2021-07-24 | 21.2 | 0 | 3.2 | 2020-07-24 | 22 | 0 | 4 | 2019-07-24 | 19.7 | 0 | 1.7 | 2018-07-24 | 25.1 | 0 | 7.1 | 2017-07-24 | 20.9 | 0 | 2.9 | 2016-07-24 | 24.2 | 0 | 6.2 | 0 | 4.85
2025-07-24 | 28.4 | 0 | 10.4 | 2024-07-24 | 25 | 0 | 7 | 2023-07-24 | 22.6 | 0 | 4.6 | 2022-07-24 | 23.9 | 0 | 5.9 | 2021-07-24 | 21.8 | 0 | 3.8 | 2020-07-24 | 23.7 | 0 | 5.7 | 2019-07-24 | 21.2 | 0 | 3.2 | 2018-07-24 | 25.5 | 0 | 7.5 | 2017-07-24 | 20.8 | 0 | 2.8 | 2016-07-24 | 23.8 | 0 | 5.8 | 0 | 5.67
2025-07-24 | 29.2 | 0 | 11.2 | 2024-07-24 | 24.5 | 0 | 6.5 | 2023-07-24 | 23.4 | 0 | 5.4 | 2022-07-24 | 24 | 0 | 6 | 2021-07-24 | 22.4 | 0 | 4.4 | 2020-07-24 | 25.1 | 0 | 7.1 | 2019-07-24 | 22.7 | 0 | 4.7 | 2018-07-24 | 25.7 | 0 | 7.7 | 2017-07-24 | 20.8 | 0 | 2.8 | 2016-07-24 | 23.8 | 0 | 5.8 | 0 | 6.16
2025-07-24 | 30.9 | 0 | 12.9 | 2024-07-24 | 23.6 | 0 | 5.6 | 2023-07-24 | 25.4 | 0 | 7.4 | 2022-07-24 | 23.4 | 0 | 5.4 | 2021-07-24 | 21.9 | 0 | 3.9 | 2020-07-24 | 24.8 | 0 | 6.8 | 2019-07-24 | 23.5 | 0 | 5.5 | 2018-07-24 | 26.5 | 0 | 8.5 | 2017-07-24 | 20.4 | 0 | 2.4 | 2016-07-24 | 25.5 | 0 | 7.5 | 0 | 6.59
2025-07-24 | 31.6 | 0 | 13.6 | 2024-07-24 | 25.1 | 0 | 7.1 | 2023-07-24 | 25.3 | 0 | 7.3 | 2022-07-24 | 24.7 | 0 | 6.7 | 2021-07-24 | 22.4 | 0 | 4.4 | 2020-07-24 | 25.3 | 0 | 7.3 | 2019-07-24 | 24.5 | 0 | 6.5 | 2018-07-24 | 27.6 | 0 | 9.6 | 2017-07-24 | 20.3 | 0 | 2.3 | 2016-07-24 | 26.6 | 0 | 8.6 | 0 | 7.34
2025-07-24 | 31.7 | 0 | 13.7 | 2024-07-24 | 20.5 | 0 | 2.5 | 2023-07-24 | 27 | 0 | 9 | 2022-07-24 | 26.3 | 0 | 8.3 | 2021-07-24 | 22.5 | 0 | 4.5 | 2020-07-24 | 25.9 | 0 | 7.9 | 2019-07-24 | 24.6 | 0 | 6.6 | 2018-07-24 | 28.5 | 0 | 10.5 | 2017-07-24 | 20.9 | 0 | 2.9 | 2016-07-24 | 26.1 | 0 | 8.1 | 0 | 7.4
2025-07-24 | 32 | 0 | 14 | 2024-07-24 | 26.6 | 0 | 8.6 | 2023-07-24 | 26.1 | 0 | 8.1 | 2022-07-24 | 27.4 | 0 | 9.4 | 2021-07-24 | 22.2 | 0 | 4.2 | 2020-07-24 | 26.4 | 0 | 8.4 | 2019-07-24 | 25.6 | 0 | 7.6 | 2018-07-24 | 28.8 | 0 | 10.8 | 2017-07-24 | 21.9 | 0 | 3.9 | 2016-07-24 | 25.9 | 0 | 7.9 | 0 | 8.29
2025-07-24 | 32.3 | 0 | 14.3 | 2024-07-24 | 26.5 | 0 | 8.5 | 2023-07-24 | 27.9 | 0 | 9.9 | 2022-07-24 | 29.7 | 0 | 11.7 | 2021-07-24 | 20.6 | 0 | 2.6 | 2020-07-24 | 26.7 | 0 | 8.7 | 2019-07-24 | 25.4 | 0 | 7.4 | 2018-07-24 | 29.5 | 0 | 11.5 | 2017-07-24 | 19.5 | 0 | 1.5 | 2016-07-24 | 26.6 | 0 | 8.6 | 0 | 8.47
2025-07-24 | 33.2 | 0 | 15.2 | 2024-07-24 | 23.6 | 0 | 5.6 | 2023-07-24 | 23.9 | 0 | 5.9 | 2022-07-24 | 30.5 | 0 | 12.5 | 2021-07-24 | 21.3 | 0 | 3.3 | 2020-07-24 | 27.1 | 0 | 9.1 | 2019-07-24 | 25.5 | 0 | 7.5 | 2018-07-24 | 29 | 0 | 11 | 2017-07-24 | 19 | 0 | 1 | 2016-07-24 | 26.2 | 0 | 8.2 | 0 | 7.93
2025-07-24 | 32.7 | 0 | 14.7 | 2024-07-24 | 24.7 | 0 | 6.7 | 2023-07-24 | 23.1 | 0 | 5.1 | 2022-07-24 | 29.9 | 0 | 11.9 | 2021-07-24 | 21.7 | 0 | 3.7 | 2020-07-24 | 26.6 | 0 | 8.6 | 2019-07-24 | 25.2 | 0 | 7.2 | 2018-07-24 | 28.1 | 0 | 10.1 | 2017-07-24 | 19 | 0 | 1 | 2016-07-24 | 25.5 | 0 | 7.5 | 0 | 7.65
2025-07-24 | 31.5 | 0 | 13.5 | 2024-07-24 | 24 | 0 | 6 | 2023-07-24 | 23.8 | 0 | 5.8 | 2022-07-24 | 29.1 | 0 | 11.1 | 2021-07-24 | 22.3 | 0 | 4.3 | 2020-07-24 | 25.9 | 0 | 7.9 | 2019-07-24 | 24.1 | 0 | 6.1 | 2018-07-24 | 26.7 | 0 | 8.7 | 2017-07-24 | 18.2 | 0 | 0.2 | 2016-07-24 | 24.5 | 0 | 6.5 | 0 | 7.01
2025-07-24 | 30.6 | 0 | 12.6 | 2024-07-24 | 22.9 | 0 | 4.9 | 2023-07-24 | 22.8 | 0 | 4.8 | 2022-07-24 | 28.7 | 0 | 10.7 | 2021-07-24 | 21.7 | 0 | 3.7 | 2020-07-24 | 24.7 | 0 | 6.7 | 2019-07-24 | 23.2 | 0 | 5.2 | 2018-07-24 | 22.7 | 0 | 4.7 | 2017-07-24 | 17.4 | 0.6 | 0 | 2016-07-24 | 24.7 | 0 | 6.7 | 0.06 | 6
2025-07-24 | 24.2 | 0 | 6.2 | 2024-07-24 | 21.1 | 0 | 3.1 | 2023-07-24 | 21.1 | 0 | 3.1 | 2022-07-24 | 28.1 | 0 | 10.1 | 2021-07-24 | 21.8 | 0 | 3.8 | 2020-07-24 | 23.7 | 0 | 5.7 | 2019-07-24 | 22.6 | 0 | 4.6 | 2018-07-24 | 22.8 | 0 | 4.8 | 2017-07-24 | 17.4 | 0.6 | 0 | 2016-07-24 | 23.8 | 0 | 5.8 | 0.06 | 4.72
2025-07-24 | 23.3 | 0 | 5.3 | 2024-07-24 | 20.3 | 0 | 2.3 | 2023-07-24 | 20.7 | 0 | 2.7 | 2022-07-24 | 22.3 | 0 | 4.3 | 2021-07-24 | 22.4 | 0 | 4.4 | 2020-07-24 | 23.9 | 0 | 5.9 | 2019-07-24 | 21.3 | 0 | 3.3 | 2018-07-24 | 22.2 | 0 | 4.2 | 2017-07-24 | 16.4 | 1.6 | 0 | 2016-07-24 | 22.5 | 0 | 4.5 | 0.16 | 3.69
2025-07-24 | 23 | 0 | 5 | 2024-07-24 | 18.8 | 0 | 0.8 | 2023-07-24 | 21 | 0 | 3 | 2022-07-24 | 23.4 | 0 | 5.4 | 2021-07-24 | 21 | 0 | 3 | 2020-07-24 | 23.4 | 0 | 5.4 | 2019-07-24 | 20.8 | 0 | 2.8 | 2018-07-24 | 22.6 | 0 | 4.6 | 2017-07-24 | 16 | 2 | 0 | 2016-07-24 | 22.1 | 0 | 4.1 | 0.2 | 3.41
2025-07-24 | 22.9 | 0 | 4.9 | 2024-07-24 | 18.1 | 0 | 0.1 | 2023-07-24 | 20.7 | 0 | 2.7 | 2022-07-24 | 23.4 | 0 | 5.4 | 2021-07-24 | 21.3 | 0 | 3.3 | 2020-07-24 | 23 | 0 | 5 | 2019-07-24 | 19.8 | 0 | 1.8 | 2018-07-24 | 22.5 | 0 | 4.5 | 2017-07-24 | 16.8 | 1.2 | 0 | 2016-07-24 | 21.8 | 0 | 3.8 | 0.12 | 3.15
2025-07-25 | 22.8 | 0 | 4.8 | 2024-07-25 | 17.3 | 0.7 | 0 | 2023-07-25 | 20.6 | 0 | 2.6 | 2022-07-25 | 22.4 | 0 | 4.4 | 2021-07-25 | 20.8 | 0 | 2.8 | 2020-07-25 | 22 | 0 | 4 | 2019-07-25 | 18.1 | 0 | 0.1 | 2018-07-25 | 22.4 | 0 | 4.4 | 2017-07-25 | 16.6 | 1.4 | 0 | 2016-07-25 | 21.7 | 0 | 3.7 | 0.21 | 2.68
2025-07-25 | 23.5 | 0 | 5.5 | 2024-07-25 | 16.4 | 1.6 | 0 | 2023-07-25 | 19.7 | 0 | 1.7 | 2022-07-25 | 21.3 | 0 | 3.3 | 2021-07-25 | 20.3 | 0 | 2.3 | 2020-07-25 | 20.7 | 0 | 2.7 | 2019-07-25 | 17.6 | 0.4 | 0 | 2018-07-25 | 22.4 | 0 | 4.4 | 2017-07-25 | 16.5 | 1.5 | 0 | 2016-07-25 | 22.5 | 0 | 4.5 | 0.35 | 2.44
2025-07-25 | 23 | 0 | 5 | 2024-07-25 | 16.4 | 1.6 | 0 | 2023-07-25 | 18.9 | 0 | 0.9 | 2022-07-25 | 20.2 | 0 | 2.2 | 2021-07-25 | 19.4 | 0 | 1.4 | 2020-07-25 | 20 | 0 | 2 | 2019-07-25 | 18.2 | 0 | 0.2 | 2018-07-25 | 21.8 | 0 | 3.8 | 2017-07-25 | 16.4 | 1.6 | 0 | 2016-07-25 | 23 | 0 | 5 | 0.32 | 2.05
2025-07-25 | 22.8 | 0 | 4.8 | 2024-07-25 | 16 | 2 | 0 | 2023-07-25 | 19.4 | 0 | 1.4 | 2022-07-25 | 19.1 | 0 | 1.1 | 2021-07-25 | 18.9 | 0 | 0.9 | 2020-07-25 | 19.2 | 0 | 1.2 | 2019-07-25 | 17.9 | 0.1 | 0 | 2018-07-25 | 21.5 | 0 | 3.5 | 2017-07-25 | 16.4 | 1.6 | 0 | 2016-07-25 | 23.5 | 0 | 5.5 | 0.37 | 1.84
2025-07-25 | 22.8 | 0 | 4.8 | 2024-07-25 | 16.2 | 1.8 | 0 | 2023-07-25 | 18.3 | 0 | 0.3 | 2022-07-25 | 18.9 | 0 | 0.9 | 2021-07-25 | 18.4 | 0 | 0.4 | 2020-07-25 | 18.9 | 0 | 0.9 | 2019-07-25 | 16.3 | 1.7 | 0 | 2018-07-25 | 21.3 | 0 | 3.3 | 2017-07-25 | 16.5 | 1.5 | 0 | 2016-07-25 | 23.3 | 0 | 5.3 | 0.5 | 1.59
2025-07-25 | 22.8 | 0 | 4.8 | 2024-07-25 | 16.2 | 1.8 | 0 | 2023-07-25 | 18.2 | 0 | 0.2 | 2022-07-25 | 18.6 | 0 | 0.6 | 2021-07-25 | 18.6 | 0 | 0.6 | 2020-07-25 | 18.8 | 0 | 0.8 | 2019-07-25 | 17.1 | 0.9 | 0 | 2018-07-25 | 21.3 | 0 | 3.3 | 2017-07-25 | 16.4 | 1.6 | 0 | 2016-07-25 | 22.6 | 0 | 4.6 | 0.43 | 1.49
2025-07-25 | 23.2 | 0 | 5.2 | 2024-07-25 | 16.4 | 1.6 | 0 | 2023-07-25 | 19.2 | 0 | 1.2 | 2022-07-25 | 18.4 | 0 | 0.4 | 2021-07-25 | 19.6 | 0 | 1.6 | 2020-07-25 | 19.2 | 0 | 1.2 | 2019-07-25 | 17.3 | 0.7 | 0 | 2018-07-25 | 20.9 | 0 | 2.9 | 2017-07-25 | 16.5 | 1.5 | 0 | 2016-07-25 | 22.7 | 0 | 4.7 | 0.38 | 1.72
2025-07-25 | 23.3 | 0 | 5.3 | 2024-07-25 | 18 | 0 | 0 | 2023-07-25 | 20.3 | 0 | 2.3 | 2022-07-25 | 19.1 | 0 | 1.1 | 2021-07-25 | 21 | 0 | 3 | 2020-07-25 | 21 | 0 | 3 | 2019-07-25 | 19.5 | 0 | 1.5 | 2018-07-25 | 21.4 | 0 | 3.4 | 2017-07-25 | 16.7 | 1.3 | 0 | 2016-07-25 | 22.7 | 0 | 4.7 | 0.13 | 2.43
2025-07-25 | 23.9 | 0 | 5.9 | 2024-07-25 | 19.8 | 0 | 1.8 | 2023-07-25 | 18.8 | 0 | 0.8 | 2022-07-25 | 19.8 | 0 | 1.8 | 2021-07-25 | 22 | 0 | 4 | 2020-07-25 | 23.9 | 0 | 5.9 | 2019-07-25 | 21.8 | 0 | 3.8 | 2018-07-25 | 22 | 0 | 4 | 2017-07-25 | 17.5 | 0.5 | 0 | 2016-07-25 | 22.6 | 0 | 4.6 | 0.05 | 3.26
2025-07-25 | 25.1 | 0 | 7.1 | 2024-07-25 | 21.1 | 0 | 3.1 | 2023-07-25 | 20.9 | 0 | 2.9 | 2022-07-25 | 20.1 | 0 | 2.1 | 2021-07-25 | 23.1 | 0 | 5.1 | 2020-07-25 | 25.8 | 0 | 7.8 | 2019-07-25 | 23.8 | 0 | 5.8 | 2018-07-25 | 24 | 0 | 6 | 2017-07-25 | 18.3 | 0 | 0.3 | 2016-07-25 | 23.6 | 0 | 5.6 | 0 | 4.58
2025-07-25 | 26.1 | 0 | 8.1 | 2024-07-25 | 22.4 | 0 | 4.4 | 2023-07-25 | 22.5 | 0 | 4.5 | 2022-07-25 | 20.4 | 0 | 2.4 | 2021-07-25 | 24.6 | 0 | 6.6 | 2020-07-25 | 27.1 | 0 | 9.1 | 2019-07-25 | 25 | 0 | 7 | 2018-07-25 | 24.2 | 0 | 6.2 | 2017-07-25 | 19.6 | 0 | 1.6 | 2016-07-25 | 24.7 | 0 | 6.7 | 0 | 5.66
2025-07-25 | 26.7 | 0 | 8.7 | 2024-07-25 | 22.8 | 0 | 4.8 | 2023-07-25 | 24.4 | 0 | 6.4 | 2022-07-25 | 21.7 | 0 | 3.7 | 2021-07-25 | 26.6 | 0 | 8.6 | 2020-07-25 | 27.6 | 0 | 9.6 | 2019-07-25 | 25.9 | 0 | 7.9 | 2018-07-25 | 25.2 | 0 | 7.2 | 2017-07-25 | 20.3 | 0 | 2.3 | 2016-07-25 | 26 | 0 | 8 | 0 | 6.72
2025-07-25 | 27.6 | 0 | 9.6 | 2024-07-25 | 23 | 0 | 5 | 2023-07-25 | 24.9 | 0 | 6.9 | 2022-07-25 | 21.9 | 0 | 3.9 | 2021-07-25 | 28.1 | 0 | 10.1 | 2020-07-25 | 28.2 | 0 | 10.2 | 2019-07-25 | 26.7 | 0 | 8.7 | 2018-07-25 | 26.4 | 0 | 8.4 | 2017-07-25 | 21.9 | 0 | 3.9 | 2016-07-25 | 27.1 | 0 | 9.1 | 0 | 7.58
2025-07-25 | 28.2 | 0 | 10.2 | 2024-07-25 | 24.1 | 0 | 6.1 | 2023-07-25 | 26.1 | 0 | 8.1 | 2022-07-25 | 22.1 | 0 | 4.1 | 2021-07-25 | 29.3 | 0 | 11.3 | 2020-07-25 | 28.6 | 0 | 10.6 | 2019-07-25 | 27 | 0 | 9 | 2018-07-25 | 27.3 | 0 | 9.3 | 2017-07-25 | 22 | 0 | 4 | 2016-07-25 | 29.4 | 0 | 11.4 | 0 | 8.41
2025-07-25 | 28.8 | 0 | 10.8 | 2024-07-25 | 23.9 | 0 | 5.9 | 2023-07-25 | 24.5 | 0 | 6.5 | 2022-07-25 | 22 | 0 | 4 | 2021-07-25 | 29.2 | 0 | 11.2 | 2020-07-25 | 29.3 | 0 | 11.3 | 2019-07-25 | 28.1 | 0 | 10.1 | 2018-07-25 | 27.8 | 0 | 9.8 | 2017-07-25 | 22.2 | 0 | 4.2 | 2016-07-25 | 31.4 | 0 | 13.4 | 0 | 8.72
2025-07-25 | 29.2 | 0 | 11.2 | 2024-07-25 | 24 | 0 | 6 | 2023-07-25 | 25.9 | 0 | 7.9 | 2022-07-25 | 22.1 | 0 | 4.1 | 2021-07-25 | 28.7 | 0 | 10.7 | 2020-07-25 | 29.5 | 0 | 11.5 | 2019-07-25 | 27.9 | 0 | 9.9 | 2018-07-25 | 30 | 0 | 12 | 2017-07-25 | 22 | 0 | 4 | 2016-07-25 | 31.5 | 0 | 13.5 | 0 | 9.08
2025-07-25 | 29.4 | 0 | 11.4 | 2024-07-25 | 24 | 0 | 6 | 2023-07-25 | 26.6 | 0 | 8.6 | 2022-07-25 | 22.6 | 0 | 4.6 | 2021-07-25 | 29.4 | 0 | 11.4 | 2020-07-25 | 29 | 0 | 11 | 2019-07-25 | 24 | 0 | 6 | 2018-07-25 | 29 | 0 | 11 | 2017-07-25 | 22.3 | 0 | 4.3 | 2016-07-25 | 31 | 0 | 13 | 0 | 8.73
2025-07-25 | 29.2 | 0 | 11.2 | 2024-07-25 | 23.6 | 0 | 5.6 | 2023-07-25 | 26.5 | 0 | 8.5 | 2022-07-25 | 22.3 | 0 | 4.3 | 2021-07-25 | 29.1 | 0 | 11.1 | 2020-07-25 | 29.9 | 0 | 11.9 | 2019-07-25 | 24.3 | 0 | 6.3 | 2018-07-25 | 28.1 | 0 | 10.1 | 2017-07-25 | 21.7 | 0 | 3.7 | 2016-07-25 | 30.8 | 0 | 12.8 | 0 | 8.55
2025-07-25 | 28.1 | 0 | 10.1 | 2024-07-25 | 22.9 | 0 | 4.9 | 2023-07-25 | 26.2 | 0 | 8.2 | 2022-07-25 | 22.3 | 0 | 4.3 | 2021-07-25 | 28.6 | 0 | 10.6 | 2020-07-25 | 28.9 | 0 | 10.9 | 2019-07-25 | 26 | 0 | 8 | 2018-07-25 | 27.2 | 0 | 9.2 | 2017-07-25 | 21.1 | 0 | 3.1 | 2016-07-25 | 29.6 | 0 | 11.6 | 0 | 8.09
2025-07-25 | 26.7 | 0 | 8.7 | 2024-07-25 | 21.9 | 0 | 3.9 | 2023-07-25 | 25.4 | 0 | 7.4 | 2022-07-25 | 21.2 | 0 | 3.2 | 2021-07-25 | 26.9 | 0 | 8.9 | 2020-07-25 | 28.3 | 0 | 10.3 | 2019-07-25 | 25.3 | 0 | 7.3 | 2018-07-25 | 26 | 0 | 8 | 2017-07-25 | 20.5 | 0 | 2.5 | 2016-07-25 | 28.4 | 0 | 10.4 | 0 | 7.06
2025-07-25 | 25.3 | 0 | 7.3 | 2024-07-25 | 20.4 | 0 | 2.4 | 2023-07-25 | 24.1 | 0 | 6.1 | 2022-07-25 | 20.1 | 0 | 2.1 | 2021-07-25 | 24 | 0 | 6 | 2020-07-25 | 26.4 | 0 | 8.4 | 2019-07-25 | 23.6 | 0 | 5.6 | 2018-07-25 | 24.4 | 0 | 6.4 | 2017-07-25 | 19.4 | 0 | 1.4 | 2016-07-25 | 26.5 | 0 | 8.5 | 0 | 5.42
2025-07-25 | 24.8 | 0 | 6.8 | 2024-07-25 | 20.2 | 0 | 2.2 | 2023-07-25 | 23.4 | 0 | 5.4 | 2022-07-25 | 18.1 | 0 | 0.1 | 2021-07-25 | 22.5 | 0 | 4.5 | 2020-07-25 | 24.3 | 0 | 6.3 | 2019-07-25 | 24.5 | 0 | 6.5 | 2018-07-25 | 23.1 | 0 | 5.1 | 2017-07-25 | 18.6 | 0 | 0.6 | 2016-07-25 | 23.9 | 0 | 5.9 | 0 | 4.34
2025-07-25 | 22.9 | 0 | 4.9 | 2024-07-25 | 18.5 | 0 | 0.5 | 2023-07-25 | 22.6 | 0 | 4.6 | 2022-07-25 | 16.9 | 1.1 | 0 | 2021-07-25 | 21.2 | 0 | 3.2 | 2020-07-25 | 23.3 | 0 | 5.3 | 2019-07-25 | 23.4 | 0 | 5.4 | 2018-07-25 | 22.6 | 0 | 4.6 | 2017-07-25 | 18.1 | 0 | 0.1 | 2016-07-25 | 24.5 | 0 | 6.5 | 0.11 | 3.51
2025-07-25 | 22 | 0 | 4 | 2024-07-25 | 17.9 | 0.1 | 0 | 2023-07-25 | 21.6 | 0 | 3.6 | 2022-07-25 | 16.9 | 1.1 | 0 | 2021-07-25 | 20.5 | 0 | 2.5 | 2020-07-25 | 21.8 | 0 | 3.8 | 2019-07-25 | 22.7 | 0 | 4.7 | 2018-07-25 | 21.4 | 0 | 3.4 | 2017-07-25 | 18.4 | 0 | 0.4 | 2016-07-25 | 23.1 | 0 | 5.1 | 0.12 | 2.75
2025-07-26 | 21.6 | 0 | 3.6 | 2024-07-26 | 17.3 | 0.7 | 0 | 2023-07-26 | 20.7 | 0 | 2.7 | 2022-07-26 | 15.9 | 2.1 | 0 | 2021-07-26 | 20.1 | 0 | 2.1 | 2020-07-26 | 20.4 | 0 | 2.4 | 2019-07-26 | 21.5 | 0 | 3.5 | 2018-07-26 | 19.3 | 0 | 1.3 | 2017-07-26 | 17.7 | 0.3 | 0 | 2016-07-26 | 21.8 | 0 | 3.8 | 0.31 | 1.94
2025-07-26 | 20.8 | 0 | 2.8 | 2024-07-26 | 16.5 | 1.5 | 0 | 2023-07-26 | 21.6 | 0 | 3.6 | 2022-07-26 | 16.3 | 1.7 | 0 | 2021-07-26 | 21.2 | 0 | 3.2 | 2020-07-26 | 19.7 | 0 | 1.7 | 2019-07-26 | 19.4 | 0 | 1.4 | 2018-07-26 | 19.2 | 0 | 1.2 | 2017-07-26 | 15.6 | 2.4 | 0 | 2016-07-26 | 21.2 | 0 | 3.2 | 0.56 | 1.71
2025-07-26 | 20.6 | 0 | 2.6 | 2024-07-26 | 16.2 | 1.8 | 0 | 2023-07-26 | 21.1 | 0 | 3.1 | 2022-07-26 | 16.1 | 1.9 | 0 | 2021-07-26 | 19.2 | 0 | 1.2 | 2020-07-26 | 20.6 | 0 | 2.6 | 2019-07-26 | 19.1 | 0 | 1.1 | 2018-07-26 | 18.3 | 0 | 0.3 | 2017-07-26 | 16 | 2 | 0 | 2016-07-26 | 20.1 | 0 | 2.1 | 0.57 | 1.3
2025-07-26 | 20.2 | 0 | 2.2 | 2024-07-26 | 15.7 | 2.3 | 0 | 2023-07-26 | 21.5 | 0 | 3.5 | 2022-07-26 | 16.1 | 1.9 | 0 | 2021-07-26 | 18.6 | 0 | 0.6 | 2020-07-26 | 20.7 | 0 | 2.7 | 2019-07-26 | 18.7 | 0 | 0.7 | 2018-07-26 | 18.3 | 0 | 0.3 | 2017-07-26 | 15 | 3 | 0 | 2016-07-26 | 19.3 | 0 | 1.3 | 0.72 | 1.13
2025-07-26 | 19.8 | 0 | 1.8 | 2024-07-26 | 15.9 | 2.1 | 0 | 2023-07-26 | 22.2 | 0 | 4.2 | 2022-07-26 | 14.5 | 3.5 | 0 | 2021-07-26 | 17.7 | 0.3 | 0 | 2020-07-26 | 21 | 0 | 3 | 2019-07-26 | 18.4 | 0 | 0.4 | 2018-07-26 | 17.2 | 0.8 | 0 | 2017-07-26 | 15.1 | 2.9 | 0 | 2016-07-26 | 18.2 | 0 | 0.2 | 0.96 | 0.96
2025-07-26 | 19.6 | 0 | 1.6 | 2024-07-26 | 16.1 | 1.9 | 0 | 2023-07-26 | 21.4 | 0 | 3.4 | 2022-07-26 | 14.5 | 3.5 | 0 | 2021-07-26 | 16.6 | 1.4 | 0 | 2020-07-26 | 20.8 | 0 | 2.8 | 2019-07-26 | 18.9 | 0 | 0.9 | 2018-07-26 | 18.7 | 0 | 0.7 | 2017-07-26 | 16.2 | 1.8 | 0 | 2016-07-26 | 17.8 | 0.2 | 0 | 0.88 | 0.94
2025-07-26 | 19.7 | 0 | 1.7 | 2024-07-26 | 16.8 | 1.2 | 0 | 2023-07-26 | 21.7 | 0 | 3.7 | 2022-07-26 | 16.5 | 1.5 | 0 | 2021-07-26 | 19.3 | 0 | 1.3 | 2020-07-26 | 21.4 | 0 | 3.4 | 2019-07-26 | 19.4 | 0 | 1.4 | 2018-07-26 | 19.1 | 0 | 1.1 | 2017-07-26 | 16.2 | 1.8 | 0 | 2016-07-26 | 18.8 | 0 | 0.8 | 0.45 | 1.34
2025-07-26 | 21.8 | 0 | 3.8 | 2024-07-26 | 19 | 0 | 1 | 2023-07-26 | 23 | 0 | 5 | 2022-07-26 | 17.9 | 0.1 | 0 | 2021-07-26 | 21 | 0 | 3 | 2020-07-26 | 23.6 | 0 | 5.6 | 2019-07-26 | 21.5 | 0 | 3.5 | 2018-07-26 | 21.4 | 0 | 3.4 | 2017-07-26 | 17.9 | 0.1 | 0 | 2016-07-26 | 20.9 | 0 | 2.9 | 0.02 | 2.82
2025-07-26 | 23.6 | 0 | 5.6 | 2024-07-26 | 20.5 | 0 | 2.5 | 2023-07-26 | 24.5 | 0 | 6.5 | 2022-07-26 | 19.9 | 0 | 1.9 | 2021-07-26 | 24.1 | 0 | 6.1 | 2020-07-26 | 25.9 | 0 | 7.9 | 2019-07-26 | 23.9 | 0 | 5.9 | 2018-07-26 | 24.8 | 0 | 6.8 | 2017-07-26 | 19.3 | 0 | 1.3 | 2016-07-26 | 22.9 | 0 | 4.9 | 0 | 4.94
2025-07-26 | 25.4 | 0 | 7.4 | 2024-07-26 | 22.6 | 0 | 4.6 | 2023-07-26 | 26.1 | 0 | 8.1 | 2022-07-26 | 20.8 | 0 | 2.8 | 2021-07-26 | 26.3 | 0 | 8.3 | 2020-07-26 | 27.9 | 0 | 9.9 | 2019-07-26 | 24.8 | 0 | 6.8 | 2018-07-26 | 25.7 | 0 | 7.7 | 2017-07-26 | 20.6 | 0 | 2.6 | 2016-07-26 | 24.4 | 0 | 6.4 | 0 | 6.46
2025-07-26 | 25.9 | 0 | 7.9 | 2024-07-26 | 23.9 | 0 | 5.9 | 2023-07-26 | 27.8 | 0 | 9.8 | 2022-07-26 | 21.7 | 0 | 3.7 | 2021-07-26 | 27.8 | 0 | 9.8 | 2020-07-26 | 29.7 | 0 | 11.7 | 2019-07-26 | 25.4 | 0 | 7.4 | 2018-07-26 | 25.8 | 0 | 7.8 | 2017-07-26 | 20.2 | 0 | 2.2 | 2016-07-26 | 26.2 | 0 | 8.2 | 0 | 7.44
2025-07-26 | 26.3 | 0 | 8.3 | 2024-07-26 | 25 | 0 | 7 | 2023-07-26 | 29.2 | 0 | 11.2 | 2022-07-26 | 22.1 | 0 | 4.1 | 2021-07-26 | 29.2 | 0 | 11.2 | 2020-07-26 | 30.6 | 0 | 12.6 | 2019-07-26 | 26.2 | 0 | 8.2 | 2018-07-26 | 26.9 | 0 | 8.9 | 2017-07-26 | 20.6 | 0 | 2.6 | 2016-07-26 | 27.4 | 0 | 9.4 | 0 | 8.35
2025-07-26 | 27.6 | 0 | 9.6 | 2024-07-26 | 25.1 | 0 | 7.1 | 2023-07-26 | 29.8 | 0 | 11.8 | 2022-07-26 | 21.5 | 0 | 3.5 | 2021-07-26 | 30.1 | 0 | 12.1 | 2020-07-26 | 31.7 | 0 | 13.7 | 2019-07-26 | 26.8 | 0 | 8.8 | 2018-07-26 | 26.9 | 0 | 8.9 | 2017-07-26 | 20.9 | 0 | 2.9 | 2016-07-26 | 28 | 0 | 10 | 0 | 8.84
2025-07-26 | 28.5 | 0 | 10.5 | 2024-07-26 | 25.5 | 0 | 7.5 | 2023-07-26 | 29.4 | 0 | 11.4 | 2022-07-26 | 22.1 | 0 | 4.1 | 2021-07-26 | 29.9 | 0 | 11.9 | 2020-07-26 | 31.8 | 0 | 13.8 | 2019-07-26 | 27.6 | 0 | 9.6 | 2018-07-26 | 27.5 | 0 | 9.5 | 2017-07-26 | 20.2 | 0 | 2.2 | 2016-07-26 | 28 | 0 | 10 | 0 | 9.05
2025-07-26 | 28.2 | 0 | 10.2 | 2024-07-26 | 26 | 0 | 8 | 2023-07-26 | 30.1 | 0 | 12.1 | 2022-07-26 | 22.5 | 0 | 4.5 | 2021-07-26 | 28.6 | 0 | 10.6 | 2020-07-26 | 32.3 | 0 | 14.3 | 2019-07-26 | 29.1 | 0 | 11.1 | 2018-07-26 | 28.3 | 0 | 10.3 | 2017-07-26 | 21.2 | 0 | 3.2 | 2016-07-26 | 27.2 | 0 | 9.2 | 0 | 9.35
2025-07-26 | 27.8 | 0 | 9.8 | 2024-07-26 | 26.8 | 0 | 8.8 | 2023-07-26 | 29.8 | 0 | 11.8 | 2022-07-26 | 22.6 | 0 | 4.6 | 2021-07-26 | 28.8 | 0 | 10.8 | 2020-07-26 | 33.3 | 0 | 15.3 | 2019-07-26 | 28 | 0 | 10 | 2018-07-26 | 20.7 | 0 | 2.7 | 2017-07-26 | 20.9 | 0 | 2.9 | 2016-07-26 | 27.8 | 0 | 9.8 | 0 | 8.65
2025-07-26 | 26.1 | 0 | 8.1 | 2024-07-26 | 25.9 | 0 | 7.9 | 2023-07-26 | 29.5 | 0 | 11.5 | 2022-07-26 | 22.9 | 0 | 4.9 | 2021-07-26 | 28.8 | 0 | 10.8 | 2020-07-26 | 33.1 | 0 | 15.1 | 2019-07-26 | 28.5 | 0 | 10.5 | 2018-07-26 | 21.5 | 0 | 3.5 | 2017-07-26 | 21.5 | 0 | 3.5 | 2016-07-26 | 28.6 | 0 | 10.6 | 0 | 8.64
2025-07-26 | 24.6 | 0 | 6.6 | 2024-07-26 | 25.8 | 0 | 7.8 | 2023-07-26 | 28.9 | 0 | 10.9 | 2022-07-26 | 22.9 | 0 | 4.9 | 2021-07-26 | 28.3 | 0 | 10.3 | 2020-07-26 | 32.4 | 0 | 14.4 | 2019-07-26 | 28 | 0 | 10 | 2018-07-26 | 25.2 | 0 | 7.2 | 2017-07-26 | 21 | 0 | 3 | 2016-07-26 | 30 | 0 | 12 | 0 | 8.71
2025-07-26 | 23.4 | 0 | 5.4 | 2024-07-26 | 25.1 | 0 | 7.1 | 2023-07-26 | 28.5 | 0 | 10.5 | 2022-07-26 | 23.2 | 0 | 5.2 | 2021-07-26 | 29.3 | 0 | 11.3 | 2020-07-26 | 31.8 | 0 | 13.8 | 2019-07-26 | 27.7 | 0 | 9.7 | 2018-07-26 | 23.5 | 0 | 5.5 | 2017-07-26 | 20.8 | 0 | 2.8 | 2016-07-26 | 29.6 | 0 | 11.6 | 0 | 8.29
2025-07-26 | 23.2 | 0 | 5.2 | 2024-07-26 | 23.7 | 0 | 5.7 | 2023-07-26 | 24.4 | 0 | 6.4 | 2022-07-26 | 22.2 | 0 | 4.2 | 2021-07-26 | 28.4 | 0 | 10.4 | 2020-07-26 | 30.9 | 0 | 12.9 | 2019-07-26 | 26.8 | 0 | 8.8 | 2018-07-26 | 23.1 | 0 | 5.1 | 2017-07-26 | 18.9 | 0 | 0.9 | 2016-07-26 | 28 | 0 | 10 | 0 | 6.96
2025-07-26 | 23.1 | 0 | 5.1 | 2024-07-26 | 22.7 | 0 | 4.7 | 2023-07-26 | 22.1 | 0 | 4.1 | 2022-07-26 | 21.5 | 0 | 3.5 | 2021-07-26 | 26.9 | 0 | 8.9 | 2020-07-26 | 28.8 | 0 | 10.8 | 2019-07-26 | 26.2 | 0 | 8.2 | 2018-07-26 | 22.4 | 0 | 4.4 | 2017-07-26 | 18.5 | 0 | 0.5 | 2016-07-26 | 26.6 | 0 | 8.6 | 0 | 5.88
2025-07-26 | 23.1 | 0 | 5.1 | 2024-07-26 | 21.7 | 0 | 3.7 | 2023-07-26 | 21.2 | 0 | 3.2 | 2022-07-26 | 21.2 | 0 | 3.2 | 2021-07-26 | 24.6 | 0 | 6.6 | 2020-07-26 | 27.3 | 0 | 9.3 | 2019-07-26 | 25.1 | 0 | 7.1 | 2018-07-26 | 22.7 | 0 | 4.7 | 2017-07-26 | 19 | 0 | 1 | 2016-07-26 | 25.7 | 0 | 7.7 | 0 | 5.16
2025-07-26 | 23.1 | 0 | 5.1 | 2024-07-26 | 20.5 | 0 | 2.5 | 2023-07-26 | 21.4 | 0 | 3.4 | 2022-07-26 | 20.7 | 0 | 2.7 | 2021-07-26 | 23.2 | 0 | 5.2 | 2020-07-26 | 26.6 | 0 | 8.6 | 2019-07-26 | 23.8 | 0 | 5.8 | 2018-07-26 | 21.2 | 0 | 3.2 | 2017-07-26 | 19 | 0 | 1 | 2016-07-26 | 24.1 | 0 | 6.1 | 0 | 4.36
2025-07-26 | 23.5 | 0 | 5.5 | 2024-07-26 | 19.8 | 0 | 1.8 | 2023-07-26 | 21.5 | 0 | 3.5 | 2022-07-26 | 20.3 | 0 | 2.3 | 2021-07-26 | 21.6 | 0 | 3.6 | 2020-07-26 | 26.1 | 0 | 8.1 | 2019-07-26 | 23 | 0 | 5 | 2018-07-26 | 21.2 | 0 | 3.2 | 2017-07-26 | 19.6 | 0 | 1.6 | 2016-07-26 | 23.2 | 0 | 5.2 | 0 | 3.98
2025-07-27 | 23.7 | 0 | 5.7 | 2024-07-27 | 19.3 | 0 | 1.3 | 2023-07-27 | 21.5 | 0 | 3.5 | 2022-07-27 | 19.8 | 0 | 1.8 | 2021-07-27 | 20.3 | 0 | 2.3 | 2020-07-27 | 25.7 | 0 | 7.7 | 2019-07-27 | 21.7 | 0 | 3.7 | 2018-07-27 | 20 | 0 | 2 | 2017-07-27 | 19.1 | 0 | 1.1 | 2016-07-27 | 22.6 | 0 | 4.6 | 0 | 3.37
2025-07-27 | 23.7 | 0 | 5.7 | 2024-07-27 | 18.4 | 0 | 0.4 | 2023-07-27 | 21.2 | 0 | 3.2 | 2022-07-27 | 19.2 | 0 | 1.2 | 2021-07-27 | 20.6 | 0 | 2.6 | 2020-07-27 | 25.2 | 0 | 7.2 | 2019-07-27 | 21.3 | 0 | 3.3 | 2018-07-27 | 19.8 | 0 | 1.8 | 2017-07-27 | 19 | 0 | 1 | 2016-07-27 | 21.9 | 0 | 3.9 | 0 | 3.03
2025-07-27 | 23.7 | 0 | 5.7 | 2024-07-27 | 18.2 | 0 | 0.2 | 2023-07-27 | 20.8 | 0 | 2.8 | 2022-07-27 | 18.3 | 0 | 0.3 | 2021-07-27 | 19.1 | 0 | 1.1 | 2020-07-27 | 24.8 | 0 | 6.8 | 2019-07-27 | 20.8 | 0 | 2.8 | 2018-07-27 | 19 | 0 | 1 | 2017-07-27 | 18.8 | 0 | 0.8 | 2016-07-27 | 20.1 | 0 | 2.1 | 0 | 2.36
2025-07-27 | 23.6 | 0 | 5.6 | 2024-07-27 | 17.4 | 0.6 | 0 | 2023-07-27 | 20.5 | 0 | 2.5 | 2022-07-27 | 17 | 1 | 0 | 2021-07-27 | 19.1 | 0 | 1.1 | 2020-07-27 | 24.7 | 0 | 6.7 | 2019-07-27 | 20.5 | 0 | 2.5 | 2018-07-27 | 18.6 | 0 | 0.6 | 2017-07-27 | 18.8 | 0 | 0.8 | 2016-07-27 | 19.4 | 0 | 1.4 | 0.16 | 2.12
2025-07-27 | 23.3 | 0 | 5.3 | 2024-07-27 | 16.4 | 1.6 | 0 | 2023-07-27 | 21 | 0 | 3 | 2022-07-27 | 16.6 | 1.4 | 0 | 2021-07-27 | 19 | 0 | 1 | 2020-07-27 | 24.9 | 0 | 6.9 | 2019-07-27 | 18.9 | 0 | 0.9 | 2018-07-27 | 18.1 | 0 | 0.1 | 2017-07-27 | 19 | 0 | 1 | 2016-07-27 | 19.6 | 0 | 1.6 | 0.3 | 1.98
2025-07-27 | 22.8 | 0 | 4.8 | 2024-07-27 | 17.3 | 0.7 | 0 | 2023-07-27 | 21.1 | 0 | 3.1 | 2022-07-27 | 16.3 | 1.7 | 0 | 2021-07-27 | 18 | 0 | 0 | 2020-07-27 | 24.8 | 0 | 6.8 | 2019-07-27 | 19.7 | 0 | 1.7 | 2018-07-27 | 18.1 | 0 | 0.1 | 2017-07-27 | 19.4 | 0 | 1.4 | 2016-07-27 | 19.7 | 0 | 1.7 | 0.24 | 1.96
2025-07-27 | 23.6 | 0 | 5.6 | 2024-07-27 | 17 | 1 | 0 | 2023-07-27 | 21.5 | 0 | 3.5 | 2022-07-27 | 17.6 | 0.4 | 0 | 2021-07-27 | 20 | 0 | 2 | 2020-07-27 | 25.2 | 0 | 7.2 | 2019-07-27 | 20.3 | 0 | 2.3 | 2018-07-27 | 18.4 | 0 | 0.4 | 2017-07-27 | 19.5 | 0 | 1.5 | 2016-07-27 | 20.8 | 0 | 2.8 | 0.14 | 2.53
2025-07-27 | 24.5 | 0 | 6.5 | 2024-07-27 | 19.2 | 0 | 1.2 | 2023-07-27 | 22.1 | 0 | 4.1 | 2022-07-27 | 19.4 | 0 | 1.4 | 2021-07-27 | 21 | 0 | 3 | 2020-07-27 | 27.1 | 0 | 9.1 | 2019-07-27 | 21.9 | 0 | 3.9 | 2018-07-27 | 19.4 | 0 | 1.4 | 2017-07-27 | 20.3 | 0 | 2.3 | 2016-07-27 | 23.3 | 0 | 5.3 | 0 | 3.82
2025-07-27 | 25.6 | 0 | 7.6 | 2024-07-27 | 21.5 | 0 | 3.5 | 2023-07-27 | 23.4 | 0 | 5.4 | 2022-07-27 | 21.6 | 0 | 3.6 | 2021-07-27 | 21.1 | 0 | 3.1 | 2020-07-27 | 28.5 | 0 | 10.5 | 2019-07-27 | 24.1 | 0 | 6.1 | 2018-07-27 | 21.3 | 0 | 3.3 | 2017-07-27 | 19.8 | 0 | 1.8 | 2016-07-27 | 25.7 | 0 | 7.7 | 0 | 5.26
2025-07-27 | 26.4 | 0 | 8.4 | 2024-07-27 | 23.2 | 0 | 5.2 | 2023-07-27 | 24.5 | 0 | 6.5 | 2022-07-27 | 22.7 | 0 | 4.7 | 2021-07-27 | 20 | 0 | 2 | 2020-07-27 | 29.5 | 0 | 11.5 | 2019-07-27 | 24.9 | 0 | 6.9 | 2018-07-27 | 21.9 | 0 | 3.9 | 2017-07-27 | 19.7 | 0 | 1.7 | 2016-07-27 | 28.4 | 0 | 10.4 | 0 | 6.12
2025-07-27 | 28.1 | 0 | 10.1 | 2024-07-27 | 24.2 | 0 | 6.2 | 2023-07-27 | 26 | 0 | 8 | 2022-07-27 | 22.4 | 0 | 4.4 | 2021-07-27 | 19.2 | 0 | 1.2 | 2020-07-27 | 29.1 | 0 | 11.1 | 2019-07-27 | 27.2 | 0 | 9.2 | 2018-07-27 | 23.7 | 0 | 5.7 | 2017-07-27 | 20.9 | 0 | 2.9 | 2016-07-27 | 30.5 | 0 | 12.5 | 0 | 7.13
2025-07-27 | 29.1 | 0 | 11.1 | 2024-07-27 | 25.6 | 0 | 7.6 | 2023-07-27 | 27.5 | 0 | 9.5 | 2022-07-27 | 23.7 | 0 | 5.7 | 2021-07-27 | 19.7 | 0 | 1.7 | 2020-07-27 | 31.3 | 0 | 13.3 | 2019-07-27 | 27.4 | 0 | 9.4 | 2018-07-27 | 23.5 | 0 | 5.5 | 2017-07-27 | 23.3 | 0 | 5.3 | 2016-07-27 | 31.6 | 0 | 13.6 | 0 | 8.27
2025-07-27 | 29.8 | 0 | 11.8 | 2024-07-27 | 25.7 | 0 | 7.7 | 2023-07-27 | 25.7 | 0 | 7.7 | 2022-07-27 | 24.5 | 0 | 6.5 | 2021-07-27 | 21.4 | 0 | 3.4 | 2020-07-27 | 25.4 | 0 | 7.4 | 2019-07-27 | 26.2 | 0 | 8.2 | 2018-07-27 | 24.7 | 0 | 6.7 | 2017-07-27 | 24.1 | 0 | 6.1 | 2016-07-27 | 32.4 | 0 | 14.4 | 0 | 7.99
2025-07-27 | 30.5 | 0 | 12.5 | 2024-07-27 | 25.7 | 0 | 7.7 | 2023-07-27 | 27.4 | 0 | 9.4 | 2022-07-27 | 25.5 | 0 | 7.5 | 2021-07-27 | 23.7 | 0 | 5.7 | 2020-07-27 | 29 | 0 | 11 | 2019-07-27 | 28.8 | 0 | 10.8 | 2018-07-27 | 24.6 | 0 | 6.6 | 2017-07-27 | 23.6 | 0 | 5.6 | 2016-07-27 | 33 | 0 | 15 | 0 | 9.18
2025-07-27 | 31.3 | 0 | 13.3 | 2024-07-27 | 26.5 | 0 | 8.5 | 2023-07-27 | 29 | 0 | 11 | 2022-07-27 | 25.3 | 0 | 7.3 | 2021-07-27 | 24.4 | 0 | 6.4 | 2020-07-27 | 30.9 | 0 | 12.9 | 2019-07-27 | 30.1 | 0 | 12.1 | 2018-07-27 | 25.4 | 0 | 7.4 | 2017-07-27 | 24.4 | 0 | 6.4 | 2016-07-27 | 33.4 | 0 | 15.4 | 0 | 10.07
2025-07-27 | 31.9 | 0 | 13.9 | 2024-07-27 | 26.4 | 0 | 8.4 | 2023-07-27 | 28.6 | 0 | 10.6 | 2022-07-27 | 25.2 | 0 | 7.2 | 2021-07-27 | 22.5 | 0 | 4.5 | 2020-07-27 | 31.1 | 0 | 13.1 | 2019-07-27 | 28.4 | 0 | 10.4 | 2018-07-27 | 25.9 | 0 | 7.9 | 2017-07-27 | 24.8 | 0 | 6.8 | 2016-07-27 | 33.7 | 0 | 15.7 | 0 | 9.85
2025-07-27 | 32 | 0 | 14 | 2024-07-27 | 26.5 | 0 | 8.5 | 2023-07-27 | 28.9 | 0 | 10.9 | 2022-07-27 | 24.9 | 0 | 6.9 | 2021-07-27 | 22.9 | 0 | 4.9 | 2020-07-27 | 30.4 | 0 | 12.4 | 2019-07-27 | 29.4 | 0 | 11.4 | 2018-07-27 | 24.9 | 0 | 6.9 | 2017-07-27 | 25.8 | 0 | 7.8 | 2016-07-27 | 32.9 | 0 | 14.9 | 0 | 9.86
2025-07-27 | 31.6 | 0 | 13.6 | 2024-07-27 | 26.5 | 0 | 8.5 | 2023-07-27 | 28.9 | 0 | 10.9 | 2022-07-27 | 24.6 | 0 | 6.6 | 2021-07-27 | 23.6 | 0 | 5.6 | 2020-07-27 | 31.4 | 0 | 13.4 | 2019-07-27 | 28.2 | 0 | 10.2 | 2018-07-27 | 22.5 | 0 | 4.5 | 2017-07-27 | 27 | 0 | 9 | 2016-07-27 | 32 | 0 | 14 | 0 | 9.63
2025-07-27 | 30.9 | 0 | 12.9 | 2024-07-27 | 26 | 0 | 8 | 2023-07-27 | 28.2 | 0 | 10.2 | 2022-07-27 | 24.8 | 0 | 6.8 | 2021-07-27 | 23.9 | 0 | 5.9 | 2020-07-27 | 29.8 | 0 | 11.8 | 2019-07-27 | 27.9 | 0 | 9.9 | 2018-07-27 | 22.6 | 0 | 4.6 | 2017-07-27 | 26 | 0 | 8 | 2016-07-27 | 31.2 | 0 | 13.2 | 0 | 9.13
2025-07-27 | 28.4 | 0 | 10.4 | 2024-07-27 | 24.9 | 0 | 6.9 | 2023-07-27 | 27.4 | 0 | 9.4 | 2022-07-27 | 23.9 | 0 | 5.9 | 2021-07-27 | 23.4 | 0 | 5.4 | 2020-07-27 | 29 | 0 | 11 | 2019-07-27 | 26.6 | 0 | 8.6 | 2018-07-27 | 22 | 0 | 4 | 2017-07-27 | 24.2 | 0 | 6.2 | 2016-07-27 | 26.2 | 0 | 8.2 | 0 | 7.6
2025-07-27 | 26.5 | 0 | 8.5 | 2024-07-27 | 23.6 | 0 | 5.6 | 2023-07-27 | 26.6 | 0 | 8.6 | 2022-07-27 | 22.9 | 0 | 4.9 | 2021-07-27 | 22.3 | 0 | 4.3 | 2020-07-27 | 28.1 | 0 | 10.1 | 2019-07-27 | 26 | 0 | 8 | 2018-07-27 | 21 | 0 | 3 | 2017-07-27 | 22.2 | 0 | 4.2 | 2016-07-27 | 24.4 | 0 | 6.4 | 0 | 6.36
2025-07-27 | 25.1 | 0 | 7.1 | 2024-07-27 | 22.3 | 0 | 4.3 | 2023-07-27 | 26.1 | 0 | 8.1 | 2022-07-27 | 22.5 | 0 | 4.5 | 2021-07-27 | 20.9 | 0 | 2.9 | 2020-07-27 | 24.1 | 0 | 6.1 | 2019-07-27 | 25.8 | 0 | 7.8 | 2018-07-27 | 20.4 | 0 | 2.4 | 2017-07-27 | 20.8 | 0 | 2.8 | 2016-07-27 | 24.5 | 0 | 6.5 | 0 | 5.25
2025-07-27 | 24.3 | 0 | 6.3 | 2024-07-27 | 22 | 0 | 4 | 2023-07-27 | 24.4 | 0 | 6.4 | 2022-07-27 | 22 | 0 | 4 | 2021-07-27 | 19.7 | 0 | 1.7 | 2020-07-27 | 23.4 | 0 | 5.4 | 2019-07-27 | 24.8 | 0 | 6.8 | 2018-07-27 | 17.5 | 0.5 | 0 | 2017-07-27 | 19.7 | 0 | 1.7 | 2016-07-27 | 24.9 | 0 | 6.9 | 0.05 | 4.32
2025-07-27 | 23.6 | 0 | 5.6 | 2024-07-27 | 21.6 | 0 | 3.6 | 2023-07-27 | 24.6 | 0 | 6.6 | 2022-07-27 | 21.8 | 0 | 3.8 | 2021-07-27 | 19.2 | 0 | 1.2 | 2020-07-27 | 23.3 | 0 | 5.3 | 2019-07-27 | 24.9 | 0 | 6.9 | 2018-07-27 | 17.7 | 0.3 | 0 | 2017-07-27 | 18.8 | 0 | 0.8 | 2016-07-27 | 24.7 | 0 | 6.7 | 0.03 | 4.05
2025-07-28 | 23.7 | 0 | 5.7 | 2024-07-28 | 21.2 | 0 | 3.2 | 2023-07-28 | 22.6 | 0 | 4.6 | 2022-07-28 | 21.4 | 0 | 3.4 | 2021-07-28 | 18.5 | 0 | 0.5 | 2020-07-28 | 22.7 | 0 | 4.7 | 2019-07-28 | 24.2 | 0 | 6.2 | 2018-07-28 | 18.2 | 0 | 0.2 | 2017-07-28 | 18.2 | 0 | 0.2 | 2016-07-28 | 24.9 | 0 | 6.9 | 0 | 3.56
2025-07-28 | 22.6 | 0 | 4.6 | 2024-07-28 | 20.2 | 0 | 2.2 | 2023-07-28 | 22.2 | 0 | 4.2 | 2022-07-28 | 21.1 | 0 | 3.1 | 2021-07-28 | 17.9 | 0.1 | 0 | 2020-07-28 | 22 | 0 | 4 | 2019-07-28 | 23.7 | 0 | 5.7 | 2018-07-28 | 16.8 | 1.2 | 0 | 2017-07-28 | 18 | 0 | 0 | 2016-07-28 | 24.5 | 0 | 6.5 | 0.13 | 3.03
2025-07-28 | 21.9 | 0 | 3.9 | 2024-07-28 | 20.1 | 0 | 2.1 | 2023-07-28 | 21.6 | 0 | 3.6 | 2022-07-28 | 21.3 | 0 | 3.3 | 2021-07-28 | 17.4 | 0.6 | 0 | 2020-07-28 | 19.7 | 0 | 1.7 | 2019-07-28 | 23.8 | 0 | 5.8 | 2018-07-28 | 16.2 | 1.8 | 0 | 2017-07-28 | 18 | 0 | 0 | 2016-07-28 | 24.6 | 0 | 6.6 | 0.24 | 2.7
2025-07-28 | 20.9 | 0 | 2.9 | 2024-07-28 | 19 | 0 | 1 | 2023-07-28 | 21.4 | 0 | 3.4 | 2022-07-28 | 21.1 | 0 | 3.1 | 2021-07-28 | 17.7 | 0.3 | 0 | 2020-07-28 | 18.8 | 0 | 0.8 | 2019-07-28 | 23 | 0 | 5 | 2018-07-28 | 16.6 | 1.4 | 0 | 2017-07-28 | 18.3 | 0 | 0.3 | 2016-07-28 | 23.1 | 0 | 5.1 | 0.17 | 2.16
2025-07-28 | 21.3 | 0 | 3.3 | 2024-07-28 | 19.1 | 0 | 1.1 | 2023-07-28 | 20.7 | 0 | 2.7 | 2022-07-28 | 20.6 | 0 | 2.6 | 2021-07-28 | 18.2 | 0 | 0.2 | 2020-07-28 | 19.1 | 0 | 1.1 | 2019-07-28 | 22.9 | 0 | 4.9 | 2018-07-28 | 15.7 | 2.3 | 0 | 2017-07-28 | 17.8 | 0.2 | 0 | 2016-07-28 | 23.5 | 0 | 5.5 | 0.25 | 2.14
2025-07-28 | 20.6 | 0 | 2.6 | 2024-07-28 | 17.6 | 0.4 | 0 | 2023-07-28 | 21.4 | 0 | 3.4 | 2022-07-28 | 20.9 | 0 | 2.9 | 2021-07-28 | 18.5 | 0 | 0.5 | 2020-07-28 | 18.4 | 0 | 0.4 | 2019-07-28 | 22.8 | 0 | 4.8 | 2018-07-28 | 15.6 | 2.4 | 0 | 2017-07-28 | 17.5 | 0.5 | 0 | 2016-07-28 | 22.7 | 0 | 4.7 | 0.33 | 1.93
2025-07-28 | 22.5 | 0 | 4.5 | 2024-07-28 | 18 | 0 | 0 | 2023-07-28 | 21.4 | 0 | 3.4 | 2022-07-28 | 21.3 | 0 | 3.3 | 2021-07-28 | 18.6 | 0 | 0.6 | 2020-07-28 | 19 | 0 | 1 | 2019-07-28 | 22.7 | 0 | 4.7 | 2018-07-28 | 15.6 | 2.4 | 0 | 2017-07-28 | 17.4 | 0.6 | 0 | 2016-07-28 | 22.8 | 0 | 4.8 | 0.3 | 2.23
2025-07-28 | 24.5 | 0 | 6.5 | 2024-07-28 | 20.6 | 0 | 2.6 | 2023-07-28 | 23 | 0 | 5 | 2022-07-28 | 21.5 | 0 | 3.5 | 2021-07-28 | 19.2 | 0 | 1.2 | 2020-07-28 | 21 | 0 | 3 | 2019-07-28 | 22.6 | 0 | 4.6 | 2018-07-28 | 17.2 | 0.8 | 0 | 2017-07-28 | 17.7 | 0.3 | 0 | 2016-07-28 | 24.1 | 0 | 6.1 | 0.11 | 3.25
2025-07-28 | 26.6 | 0 | 8.6 | 2024-07-28 | 22.5 | 0 | 4.5 | 2023-07-28 | 25 | 0 | 7 | 2022-07-28 | 23.4 | 0 | 5.4 | 2021-07-28 | 20.1 | 0 | 2.1 | 2020-07-28 | 23.5 | 0 | 5.5 | 2019-07-28 | 24.7 | 0 | 6.7 | 2018-07-28 | 17.8 | 0.2 | 0 | 2017-07-28 | 18.3 | 0 | 0.3 | 2016-07-28 | 24.5 | 0 | 6.5 | 0.02 | 4.66
2025-07-28 | 28.4 | 0 | 10.4 | 2024-07-28 | 23.8 | 0 | 5.8 | 2023-07-28 | 25.6 | 0 | 7.6 | 2022-07-28 | 26.1 | 0 | 8.1 | 2021-07-28 | 21.8 | 0 | 3.8 | 2020-07-28 | 25.8 | 0 | 7.8 | 2019-07-28 | 25.4 | 0 | 7.4 | 2018-07-28 | 20.3 | 0 | 2.3 | 2017-07-28 | 19.1 | 0 | 1.1 | 2016-07-28 | 26.4 | 0 | 8.4 | 0 | 6.27
2025-07-28 | 29.2 | 0 | 11.2 | 2024-07-28 | 24.7 | 0 | 6.7 | 2023-07-28 | 25.1 | 0 | 7.1 | 2022-07-28 | 27.6 | 0 | 9.6 | 2021-07-28 | 21.9 | 0 | 3.9 | 2020-07-28 | 25.8 | 0 | 7.8 | 2019-07-28 | 26.9 | 0 | 8.9 | 2018-07-28 | 21.1 | 0 | 3.1 | 2017-07-28 | 20 | 0 | 2 | 2016-07-28 | 27.3 | 0 | 9.3 | 0 | 6.96
2025-07-28 | 30.4 | 0 | 12.4 | 2024-07-28 | 26 | 0 | 8 | 2023-07-28 | 27.2 | 0 | 9.2 | 2022-07-28 | 27.2 | 0 | 9.2 | 2021-07-28 | 22.6 | 0 | 4.6 | 2020-07-28 | 26.6 | 0 | 8.6 | 2019-07-28 | 28.5 | 0 | 10.5 | 2018-07-28 | 21.1 | 0 | 3.1 | 2017-07-28 | 20.4 | 0 | 2.4 | 2016-07-28 | 27.7 | 0 | 9.7 | 0 | 7.77
2025-07-28 | 31.2 | 0 | 13.2 | 2024-07-28 | 26.8 | 0 | 8.8 | 2023-07-28 | 28.6 | 0 | 10.6 | 2022-07-28 | 23.1 | 0 | 5.1 | 2021-07-28 | 22.6 | 0 | 4.6 | 2020-07-28 | 28.7 | 0 | 10.7 | 2019-07-28 | 29 | 0 | 11 | 2018-07-28 | 21.1 | 0 | 3.1 | 2017-07-28 | 21.2 | 0 | 3.2 | 2016-07-28 | 27.6 | 0 | 9.6 | 0 | 7.99
2025-07-28 | 32.5 | 0 | 14.5 | 2024-07-28 | 27.4 | 0 | 9.4 | 2023-07-28 | 29.4 | 0 | 11.4 | 2022-07-28 | 27.5 | 0 | 9.5 | 2021-07-28 | 23.5 | 0 | 5.5 | 2020-07-28 | 29.5 | 0 | 11.5 | 2019-07-28 | 29.4 | 0 | 11.4 | 2018-07-28 | 23.1 | 0 | 5.1 | 2017-07-28 | 21.9 | 0 | 3.9 | 2016-07-28 | 28.2 | 0 | 10.2 | 0 | 9.24
2025-07-28 | 31.7 | 0 | 13.7 | 2024-07-28 | 27.9 | 0 | 9.9 | 2023-07-28 | 29.9 | 0 | 11.9 | 2022-07-28 | 28.7 | 0 | 10.7 | 2021-07-28 | 23.2 | 0 | 5.2 | 2020-07-28 | 30.3 | 0 | 12.3 | 2019-07-28 | 28.9 | 0 | 10.9 | 2018-07-28 | 22.4 | 0 | 4.4 | 2017-07-28 | 21.9 | 0 | 3.9 | 2016-07-28 | 29.1 | 0 | 11.1 | 0 | 9.4
2025-07-28 | 32.9 | 0 | 14.9 | 2024-07-28 | 28.4 | 0 | 10.4 | 2023-07-28 | 29.3 | 0 | 11.3 | 2022-07-28 | 28.3 | 0 | 10.3 | 2021-07-28 | 23.2 | 0 | 5.2 | 2020-07-28 | 30.6 | 0 | 12.6 | 2019-07-28 | 30.5 | 0 | 12.5 | 2018-07-28 | 21.1 | 0 | 3.1 | 2017-07-28 | 22 | 0 | 4 | 2016-07-28 | 29.3 | 0 | 11.3 | 0 | 9.56
2025-07-28 | 32.8 | 0 | 14.8 | 2024-07-28 | 28.1 | 0 | 10.1 | 2023-07-28 | 30.9 | 0 | 12.9 | 2022-07-28 | 27.9 | 0 | 9.9 | 2021-07-28 | 23.2 | 0 | 5.2 | 2020-07-28 | 29.8 | 0 | 11.8 | 2019-07-28 | 30.2 | 0 | 12.2 | 2018-07-28 | 20.8 | 0 | 2.8 | 2017-07-28 | 22 | 0 | 4 | 2016-07-28 | 28.5 | 0 | 10.5 | 0 | 9.42
2025-07-28 | 32.1 | 0 | 14.1 | 2024-07-28 | 26.8 | 0 | 8.8 | 2023-07-28 | 28.5 | 0 | 10.5 | 2022-07-28 | 27.3 | 0 | 9.3 | 2021-07-28 | 23.3 | 0 | 5.3 | 2020-07-28 | 29.4 | 0 | 11.4 | 2019-07-28 | 30.1 | 0 | 12.1 | 2018-07-28 | 20.8 | 0 | 2.8 | 2017-07-28 | 22.4 | 0 | 4.4 | 2016-07-28 | 28.1 | 0 | 10.1 | 0 | 8.88
2025-07-28 | 32 | 0 | 14 | 2024-07-28 | 26 | 0 | 8 | 2023-07-28 | 28.8 | 0 | 10.8 | 2022-07-28 | 27.6 | 0 | 9.6 | 2021-07-28 | 22.5 | 0 | 4.5 | 2020-07-28 | 28.5 | 0 | 10.5 | 2019-07-28 | 29.2 | 0 | 11.2 | 2018-07-28 | 20.8 | 0 | 2.8 | 2017-07-28 | 21.9 | 0 | 3.9 | 2016-07-28 | 27.6 | 0 | 9.6 | 0 | 8.49
2025-07-28 | 30.8 | 0 | 12.8 | 2024-07-28 | 24.5 | 0 | 6.5 | 2023-07-28 | 28.5 | 0 | 10.5 | 2022-07-28 | 26.2 | 0 | 8.2 | 2021-07-28 | 21.6 | 0 | 3.6 | 2020-07-28 | 27.2 | 0 | 9.2 | 2019-07-28 | 29.1 | 0 | 11.1 | 2018-07-28 | 20.3 | 0 | 2.3 | 2017-07-28 | 20.6 | 0 | 2.6 | 2016-07-28 | 27 | 0 | 9 | 0 | 7.58
2025-07-28 | 29.3 | 0 | 11.3 | 2024-07-28 | 23.5 | 0 | 5.5 | 2023-07-28 | 28 | 0 | 10 | 2022-07-28 | 24.3 | 0 | 6.3 | 2021-07-28 | 20.7 | 0 | 2.7 | 2020-07-28 | 25.4 | 0 | 7.4 | 2019-07-28 | 27.4 | 0 | 9.4 | 2018-07-28 | 20 | 0 | 2 | 2017-07-28 | 19.4 | 0 | 1.4 | 2016-07-28 | 26.5 | 0 | 8.5 | 0 | 6.45
2025-07-28 | 28.3 | 0 | 10.3 | 2024-07-28 | 23.4 | 0 | 5.4 | 2023-07-28 | 27.3 | 0 | 9.3 | 2022-07-28 | 23.9 | 0 | 5.9 | 2021-07-28 | 20.8 | 0 | 2.8 | 2020-07-28 | 23.8 | 0 | 5.8 | 2019-07-28 | 26.1 | 0 | 8.1 | 2018-07-28 | 18.6 | 0 | 0.6 | 2017-07-28 | 18.3 | 0 | 0.3 | 2016-07-28 | 26.4 | 0 | 8.4 | 0 | 5.69
2025-07-28 | 26.8 | 0 | 8.8 | 2024-07-28 | 22.8 | 0 | 4.8 | 2023-07-28 | 26.7 | 0 | 8.7 | 2022-07-28 | 22.1 | 0 | 4.1 | 2021-07-28 | 20.4 | 0 | 2.4 | 2020-07-28 | 24.3 | 0 | 6.3 | 2019-07-28 | 24 | 0 | 6 | 2018-07-28 | 17.9 | 0.1 | 0 | 2017-07-28 | 17.5 | 0.5 | 0 | 2016-07-28 | 22.9 | 0 | 4.9 | 0.06 | 4.6
2025-07-28 | 25.2 | 0 | 7.2 | 2024-07-28 | 22.8 | 0 | 4.8 | 2023-07-28 | 24.8 | 0 | 6.8 | 2022-07-28 | 21.1 | 0 | 3.1 | 2021-07-28 | 20.4 | 0 | 2.4 | 2020-07-28 | 24.2 | 0 | 6.2 | 2019-07-28 | 22.9 | 0 | 4.9 | 2018-07-28 | 17.1 | 0.9 | 0 | 2017-07-28 | 17.4 | 0.6 | 0 | 2016-07-28 | 21.3 | 0 | 3.3 | 0.15 | 3.87
2025-07-29 | 25.4 | 0 | 7.4 | 2024-07-29 | 22.4 | 0 | 4.4 | 2023-07-29 | 24.8 | 0 | 6.8 | 2022-07-29 | 20.6 | 0 | 2.6 | 2021-07-29 | 19.8 | 0 | 1.8 | 2020-07-29 | 22.9 | 0 | 4.9 | 2019-07-29 | 23.2 | 0 | 5.2 | 2018-07-29 | 16.2 | 1.8 | 0 | 2017-07-29 | 16.3 | 1.7 | 0 | 2016-07-29 | 21.5 | 0 | 3.5 | 0.35 | 3.66
2025-07-29 | 25.3 | 0 | 7.3 | 2024-07-29 | 22.2 | 0 | 4.2 | 2023-07-29 | 24.5 | 0 | 6.5 | 2022-07-29 | 18.9 | 0 | 0.9 | 2021-07-29 | 19.7 | 0 | 1.7 | 2020-07-29 | 22.1 | 0 | 4.1 | 2019-07-29 | 22.7 | 0 | 4.7 | 2018-07-29 | 15.1 | 2.9 | 0 | 2017-07-29 | 15.9 | 2.1 | 0 | 2016-07-29 | 21.6 | 0 | 3.6 | 0.5 | 3.3
2025-07-29 | 24.3 | 0 | 6.3 | 2024-07-29 | 20.5 | 0 | 2.5 | 2023-07-29 | 23.9 | 0 | 5.9 | 2022-07-29 | 18.1 | 0 | 0.1 | 2021-07-29 | 19.6 | 0 | 1.6 | 2020-07-29 | 21.9 | 0 | 3.9 | 2019-07-29 | 22.8 | 0 | 4.8 | 2018-07-29 | 14.9 | 3.1 | 0 | 2017-07-29 | 15.8 | 2.2 | 0 | 2016-07-29 | 20.8 | 0 | 2.8 | 0.53 | 2.79
2025-07-29 | 24.1 | 0 | 6.1 | 2024-07-29 | 20.1 | 0 | 2.1 | 2023-07-29 | 22.9 | 0 | 4.9 | 2022-07-29 | 17.6 | 0.4 | 0 | 2021-07-29 | 19.9 | 0 | 1.9 | 2020-07-29 | 21.2 | 0 | 3.2 | 2019-07-29 | 22.2 | 0 | 4.2 | 2018-07-29 | 14.3 | 3.7 | 0 | 2017-07-29 | 15.8 | 2.2 | 0 | 2016-07-29 | 20.7 | 0 | 2.7 | 0.63 | 2.51
2025-07-29 | 23.1 | 0 | 5.1 | 2024-07-29 | 19.3 | 0 | 1.3 | 2023-07-29 | 22.6 | 0 | 4.6 | 2022-07-29 | 15.5 | 2.5 | 0 | 2021-07-29 | 19.6 | 0 | 1.6 | 2020-07-29 | 22.1 | 0 | 4.1 | 2019-07-29 | 21.8 | 0 | 3.8 | 2018-07-29 | 14.9 | 3.1 | 0 | 2017-07-29 | 15.7 | 2.3 | 0 | 2016-07-29 | 20.2 | 0 | 2.2 | 0.79 | 2.27
2025-07-29 | 22.1 | 0 | 4.1 | 2024-07-29 | 19.5 | 0 | 1.5 | 2023-07-29 | 23.1 | 0 | 5.1 | 2022-07-29 | 15 | 3 | 0 | 2021-07-29 | 19.8 | 0 | 1.8 | 2020-07-29 | 20.9 | 0 | 2.9 | 2019-07-29 | 21.8 | 0 | 3.8 | 2018-07-29 | 15.5 | 2.5 | 0 | 2017-07-29 | 15.5 | 2.5 | 0 | 2016-07-29 | 19.8 | 0 | 1.8 | 0.8 | 2.1
2025-07-29 | 22.1 | 0 | 4.1 | 2024-07-29 | 20.3 | 0 | 2.3 | 2023-07-29 | 22.4 | 0 | 4.4 | 2022-07-29 | 16.3 | 1.7 | 0 | 2021-07-29 | 20.3 | 0 | 2.3 | 2020-07-29 | 19.6 | 0 | 1.6 | 2019-07-29 | 23.2 | 0 | 5.2 | 2018-07-29 | 16.4 | 1.6 | 0 | 2017-07-29 | 16.1 | 1.9 | 0 | 2016-07-29 | 19.5 | 0 | 1.5 | 0.52 | 2.14
2025-07-29 | 22.9 | 0 | 4.9 | 2024-07-29 | 22.2 | 0 | 4.2 | 2023-07-29 | 22.2 | 0 | 4.2 | 2022-07-29 | 19.1 | 0 | 1.1 | 2021-07-29 | 19.7 | 0 | 1.7 | 2020-07-29 | 20.8 | 0 | 2.8 | 2019-07-29 | 24.5 | 0 | 6.5 | 2018-07-29 | 17.9 | 0.1 | 0 | 2017-07-29 | 17.6 | 0.4 | 0 | 2016-07-29 | 19.7 | 0 | 1.7 | 0.05 | 2.71
2025-07-29 | 24.6 | 0 | 6.6 | 2024-07-29 | 24.3 | 0 | 6.3 | 2023-07-29 | 21.4 | 0 | 3.4 | 2022-07-29 | 21.7 | 0 | 3.7 | 2021-07-29 | 19.1 | 0 | 1.1 | 2020-07-29 | 22.4 | 0 | 4.4 | 2019-07-29 | 26.6 | 0 | 8.6 | 2018-07-29 | 20.6 | 0 | 2.6 | 2017-07-29 | 20.8 | 0 | 2.8 | 2016-07-29 | 20.1 | 0 | 2.1 | 0 | 4.16
2025-07-29 | 26.7 | 0 | 8.7 | 2024-07-29 | 26.1 | 0 | 8.1 | 2023-07-29 | 21.1 | 0 | 3.1 | 2022-07-29 | 23.7 | 0 | 5.7 | 2021-07-29 | 19.4 | 0 | 1.4 | 2020-07-29 | 22.8 | 0 | 4.8 | 2019-07-29 | 28.3 | 0 | 10.3 | 2018-07-29 | 22.6 | 0 | 4.6 | 2017-07-29 | 22.8 | 0 | 4.8 | 2016-07-29 | 21.2 | 0 | 3.2 | 0 | 5.47
2025-07-29 | 28.2 | 0 | 10.2 | 2024-07-29 | 25.9 | 0 | 7.9 | 2023-07-29 | 20.8 | 0 | 2.8 | 2022-07-29 | 25.2 | 0 | 7.2 | 2021-07-29 | 19.9 | 0 | 1.9 | 2020-07-29 | 25.2 | 0 | 7.2 | 2019-07-29 | 29.7 | 0 | 11.7 | 2018-07-29 | 23.6 | 0 | 5.6 | 2017-07-29 | 24.1 | 0 | 6.1 | 2016-07-29 | 22.5 | 0 | 4.5 | 0 | 6.51
2025-07-29 | 29.2 | 0 | 11.2 | 2024-07-29 | 26.6 | 0 | 8.6 | 2023-07-29 | 20.5 | 0 | 2.5 | 2022-07-29 | 25.4 | 0 | 7.4 | 2021-07-29 | 21.2 | 0 | 3.2 | 2020-07-29 | 25.8 | 0 | 7.8 | 2019-07-29 | 29.1 | 0 | 11.1 | 2018-07-29 | 23.3 | 0 | 5.3 | 2017-07-29 | 24.7 | 0 | 6.7 | 2016-07-29 | 24 | 0 | 6 | 0 | 6.98
2025-07-29 | 30.4 | 0 | 12.4 | 2024-07-29 | 27.3 | 0 | 9.3 | 2023-07-29 | 18.3 | 0 | 0.3 | 2022-07-29 | 27 | 0 | 9 | 2021-07-29 | 23.7 | 0 | 5.7 | 2020-07-29 | 27.5 | 0 | 9.5 | 2019-07-29 | 30.8 | 0 | 12.8 | 2018-07-29 | 23.9 | 0 | 5.9 | 2017-07-29 | 25.3 | 0 | 7.3 | 2016-07-29 | 24.8 | 0 | 6.8 | 0 | 7.9
2025-07-29 | 30.7 | 0 | 12.7 | 2024-07-29 | 27.3 | 0 | 9.3 | 2023-07-29 | 18.9 | 0 | 0.9 | 2022-07-29 | 27.4 | 0 | 9.4 | 2021-07-29 | 25.8 | 0 | 7.8 | 2020-07-29 | 29 | 0 | 11 | 2019-07-29 | 30 | 0 | 12 | 2018-07-29 | 25.1 | 0 | 7.1 | 2017-07-29 | 25.3 | 0 | 7.3 | 2016-07-29 | 25.4 | 0 | 7.4 | 0 | 8.49
2025-07-29 | 30.5 | 0 | 12.5 | 2024-07-29 | 27.7 | 0 | 9.7 | 2023-07-29 | 19.5 | 0 | 1.5 | 2022-07-29 | 27.9 | 0 | 9.9 | 2021-07-29 | 26.5 | 0 | 8.5 | 2020-07-29 | 30 | 0 | 12 | 2019-07-29 | 30.7 | 0 | 12.7 | 2018-07-29 | 25.6 | 0 | 7.6 | 2017-07-29 | 25.8 | 0 | 7.8 | 2016-07-29 | 26.7 | 0 | 8.7 | 0 | 9.09
2025-07-29 | 30.7 | 0 | 12.7 | 2024-07-29 | 28.1 | 0 | 10.1 | 2023-07-29 | 20.4 | 0 | 2.4 | 2022-07-29 | 26.7 | 0 | 8.7 | 2021-07-29 | 26.5 | 0 | 8.5 | 2020-07-29 | 29 | 0 | 11 | 2019-07-29 | 31.4 | 0 | 13.4 | 2018-07-29 | 23.5 | 0 | 5.5 | 2017-07-29 | 26.3 | 0 | 8.3 | 2016-07-29 | 27.3 | 0 | 9.3 | 0 | 8.99
2025-07-29 | 31.7 | 0 | 13.7 | 2024-07-29 | 27.7 | 0 | 9.7 | 2023-07-29 | 21.5 | 0 | 3.5 | 2022-07-29 | 27.4 | 0 | 9.4 | 2021-07-29 | 25.4 | 0 | 7.4 | 2020-07-29 | 29.1 | 0 | 11.1 | 2019-07-29 | 30 | 0 | 12 | 2018-07-29 | 23.4 | 0 | 5.4 | 2017-07-29 | 27 | 0 | 9 | 2016-07-29 | 26.9 | 0 | 8.9 | 0 | 9.01
2025-07-29 | 32.5 | 0 | 14.5 | 2024-07-29 | 27.3 | 0 | 9.3 | 2023-07-29 | 22.1 | 0 | 4.1 | 2022-07-29 | 25.6 | 0 | 7.6 | 2021-07-29 | 24.6 | 0 | 6.6 | 2020-07-29 | 29.7 | 0 | 11.7 | 2019-07-29 | 29.4 | 0 | 11.4 | 2018-07-29 | 25 | 0 | 7 | 2017-07-29 | 27 | 0 | 9 | 2016-07-29 | 26.2 | 0 | 8.2 | 0 | 8.94
2025-07-29 | 30 | 0 | 12 | 2024-07-29 | 27 | 0 | 9 | 2023-07-29 | 21.7 | 0 | 3.7 | 2022-07-29 | 25.7 | 0 | 7.7 | 2021-07-29 | 23.6 | 0 | 5.6 | 2020-07-29 | 28.7 | 0 | 10.7 | 2019-07-29 | 28.5 | 0 | 10.5 | 2018-07-29 | 21.8 | 0 | 3.8 | 2017-07-29 | 26.4 | 0 | 8.4 | 2016-07-29 | 25.5 | 0 | 7.5 | 0 | 7.89
2025-07-29 | 27.9 | 0 | 9.9 | 2024-07-29 | 25.8 | 0 | 7.8 | 2023-07-29 | 20.9 | 0 | 2.9 | 2022-07-29 | 24.5 | 0 | 6.5 | 2021-07-29 | 23.4 | 0 | 5.4 | 2020-07-29 | 26.8 | 0 | 8.8 | 2019-07-29 | 28 | 0 | 10 | 2018-07-29 | 21.4 | 0 | 3.4 | 2017-07-29 | 25.3 | 0 | 7.3 | 2016-07-29 | 24.4 | 0 | 6.4 | 0 | 6.84
2025-07-29 | 26 | 0 | 8 | 2024-07-29 | 24.5 | 0 | 6.5 | 2023-07-29 | 19.7 | 0 | 1.7 | 2022-07-29 | 23.4 | 0 | 5.4 | 2021-07-29 | 22.1 | 0 | 4.1 | 2020-07-29 | 25.7 | 0 | 7.7 | 2019-07-29 | 25 | 0 | 7 | 2018-07-29 | 20.5 | 0 | 2.5 | 2017-07-29 | 24.2 | 0 | 6.2 | 2016-07-29 | 24 | 0 | 6 | 0 | 5.51
2025-07-29 | 25.2 | 0 | 7.2 | 2024-07-29 | 24 | 0 | 6 | 2023-07-29 | 18.7 | 0 | 0.7 | 2022-07-29 | 23 | 0 | 5 | 2021-07-29 | 20.9 | 0 | 2.9 | 2020-07-29 | 24.1 | 0 | 6.1 | 2019-07-29 | 23.6 | 0 | 5.6 | 2018-07-29 | 20 | 0 | 2 | 2017-07-29 | 23 | 0 | 5 | 2016-07-29 | 23 | 0 | 5 | 0 | 4.55
2025-07-29 | 24.4 | 0 | 6.4 | 2024-07-29 | 24.4 | 0 | 6.4 | 2023-07-29 | 18.1 | 0 | 0.1 | 2022-07-29 | 21.6 | 0 | 3.6 | 2021-07-29 | 19.9 | 0 | 1.9 | 2020-07-29 | 23.5 | 0 | 5.5 | 2019-07-29 | 22.4 | 0 | 4.4 | 2018-07-29 | 19.8 | 0 | 1.8 | 2017-07-29 | 22 | 0 | 4 | 2016-07-29 | 22.3 | 0 | 4.3 | 0 | 3.84
2025-07-29 | 23.7 | 0 | 5.7 | 2024-07-29 | 24.1 | 0 | 6.1 | 2023-07-29 | 17.4 | 0.6 | 0 | 2022-07-29 | 20.9 | 0 | 2.9 | 2021-07-29 | 18.8 | 0 | 0.8 | 2020-07-29 | 22.6 | 0 | 4.6 | 2019-07-29 | 22.6 | 0 | 4.6 | 2018-07-29 | 19.9 | 0 | 1.9 | 2017-07-29 | 21.1 | 0 | 3.1 | 2016-07-29 | 21.7 | 0 | 3.7 | 0.06 | 3.34
2025-07-30 | 23.2 | 0 | 5.2 | 2024-07-30 | 23.9 | 0 | 5.9 | 2023-07-30 | 15.7 | 2.3 | 0 | 2022-07-30 | 19.3 | 0 | 1.3 | 2021-07-30 | 19.3 | 0 | 1.3 | 2020-07-30 | 21.7 | 0 | 3.7 | 2019-07-30 | 22.1 | 0 | 4.1 | 2018-07-30 | 19.7 | 0 | 1.7 | 2017-07-30 | 20.6 | 0 | 2.6 | 2016-07-30 | 21 | 0 | 3 | 0.23 | 2.88
2025-07-30 | 22.5 | 0 | 4.5 | 2024-07-30 | 23.4 | 0 | 5.4 | 2023-07-30 | 14.3 | 3.7 | 0 | 2022-07-30 | 18.7 | 0 | 0.7 | 2021-07-30 | 19.3 | 0 | 1.3 | 2020-07-30 | 20.6 | 0 | 2.6 | 2019-07-30 | 22.2 | 0 | 4.2 | 2018-07-30 | 18.7 | 0 | 0.7 | 2017-07-30 | 20.6 | 0 | 2.6 | 2016-07-30 | 20.9 | 0 | 2.9 | 0.37 | 2.49
2025-07-30 | 21.9 | 0 | 3.9 | 2024-07-30 | 23.3 | 0 | 5.3 | 2023-07-30 | 13.8 | 4.2 | 0 | 2022-07-30 | 17.2 | 0.8 | 0 | 2021-07-30 | 17.9 | 0.1 | 0 | 2020-07-30 | 19.5 | 0 | 1.5 | 2019-07-30 | 21.6 | 0 | 3.6 | 2018-07-30 | 18.8 | 0 | 0.8 | 2017-07-30 | 20.4 | 0 | 2.4 | 2016-07-30 | 20.3 | 0 | 2.3 | 0.51 | 1.98
2025-07-30 | 21 | 0 | 3 | 2024-07-30 | 23.2 | 0 | 5.2 | 2023-07-30 | 13.9 | 4.1 | 0 | 2022-07-30 | 16.6 | 1.4 | 0 | 2021-07-30 | 17.4 | 0.6 | 0 | 2020-07-30 | 18.9 | 0 | 0.9 | 2019-07-30 | 21.4 | 0 | 3.4 | 2018-07-30 | 18.4 | 0 | 0.4 | 2017-07-30 | 19.8 | 0 | 1.8 | 2016-07-30 | 19.9 | 0 | 1.9 | 0.61 | 1.66
2025-07-30 | 21.5 | 0 | 3.5 | 2024-07-30 | 23.1 | 0 | 5.1 | 2023-07-30 | 14.1 | 3.9 | 0 | 2022-07-30 | 15.8 | 2.2 | 0 | 2021-07-30 | 16.7 | 1.3 | 0 | 2020-07-30 | 18.3 | 0 | 0.3 | 2019-07-30 | 20.7 | 0 | 2.7 | 2018-07-30 | 18.4 | 0 | 0.4 | 2017-07-30 | 19.6 | 0 | 1.6 | 2016-07-30 | 19.9 | 0 | 1.9 | 0.74 | 1.55
2025-07-30 | 21.4 | 0 | 3.4 | 2024-07-30 | 23.1 | 0 | 5.1 | 2023-07-30 | 14.9 | 3.1 | 0 | 2022-07-30 | 15.7 | 2.3 | 0 | 2021-07-30 | 15.9 | 2.1 | 0 | 2020-07-30 | 17.4 | 0.6 | 0 | 2019-07-30 | 20.5 | 0 | 2.5 | 2018-07-30 | 17.7 | 0.3 | 0 | 2017-07-30 | 19.2 | 0 | 1.2 | 2016-07-30 | 19.6 | 0 | 1.6 | 0.84 | 1.38
2025-07-30 | 22.3 | 0 | 4.3 | 2024-07-30 | 23.6 | 0 | 5.6 | 2023-07-30 | 15.7 | 2.3 | 0 | 2022-07-30 | 17.3 | 0.7 | 0 | 2021-07-30 | 15.8 | 2.2 | 0 | 2020-07-30 | 18.3 | 0 | 0.3 | 2019-07-30 | 20.4 | 0 | 2.4 | 2018-07-30 | 18.3 | 0 | 0.3 | 2017-07-30 | 20.1 | 0 | 2.1 | 2016-07-30 | 19.5 | 0 | 1.5 | 0.52 | 1.65
2025-07-30 | 22.9 | 0 | 4.9 | 2024-07-30 | 24.3 | 0 | 6.3 | 2023-07-30 | 17.4 | 0.6 | 0 | 2022-07-30 | 18.8 | 0 | 0.8 | 2021-07-30 | 16.3 | 1.7 | 0 | 2020-07-30 | 20 | 0 | 2 | 2019-07-30 | 20.6 | 0 | 2.6 | 2018-07-30 | 20 | 0 | 2 | 2017-07-30 | 21.3 | 0 | 3.3 | 2016-07-30 | 18.6 | 0 | 0.6 | 0.23 | 2.25
2025-07-30 | 24.4 | 0 | 6.4 | 2024-07-30 | 24.9 | 0 | 6.9 | 2023-07-30 | 19.6 | 0 | 1.6 | 2022-07-30 | 20.4 | 0 | 2.4 | 2021-07-30 | 17.4 | 0.6 | 0 | 2020-07-30 | 22.1 | 0 | 4.1 | 2019-07-30 | 21.2 | 0 | 3.2 | 2018-07-30 | 21.7 | 0 | 3.7 | 2017-07-30 | 23.3 | 0 | 5.3 | 2016-07-30 | 18.8 | 0 | 0.8 | 0.06 | 3.44
2025-07-30 | 25.6 | 0 | 7.6 | 2024-07-30 | 25.9 | 0 | 7.9 | 2023-07-30 | 20.9 | 0 | 2.9 | 2022-07-30 | 21.3 | 0 | 3.3 | 2021-07-30 | 18 | 0 | 0 | 2020-07-30 | 23.3 | 0 | 5.3 | 2019-07-30 | 22.5 | 0 | 4.5 | 2018-07-30 | 23 | 0 | 5 | 2017-07-30 | 23.8 | 0 | 5.8 | 2016-07-30 | 19.5 | 0 | 1.5 | 0 | 4.38
2025-07-30 | 26 | 0 | 8 | 2024-07-30 | 26.3 | 0 | 8.3 | 2023-07-30 | 22.4 | 0 | 4.4 | 2022-07-30 | 22.3 | 0 | 4.3 | 2021-07-30 | 18 | 0 | 0 | 2020-07-30 | 24.8 | 0 | 6.8 | 2019-07-30 | 23.9 | 0 | 5.9 | 2018-07-30 | 23.8 | 0 | 5.8 | 2017-07-30 | 27.1 | 0 | 9.1 | 2016-07-30 | 20.8 | 0 | 2.8 | 0 | 5.54
2025-07-30 | 27.7 | 0 | 9.7 | 2024-07-30 | 27.1 | 0 | 9.1 | 2023-07-30 | 21.5 | 0 | 3.5 | 2022-07-30 | 22.7 | 0 | 4.7 | 2021-07-30 | 18.3 | 0 | 0.3 | 2020-07-30 | 25.2 | 0 | 7.2 | 2019-07-30 | 25.2 | 0 | 7.2 | 2018-07-30 | 25 | 0 | 7 | 2017-07-30 | 27.6 | 0 | 9.6 | 2016-07-30 | 24.1 | 0 | 6.1 | 0 | 6.44
2025-07-30 | 29.3 | 0 | 11.3 | 2024-07-30 | 27.2 | 0 | 9.2 | 2023-07-30 | 21.7 | 0 | 3.7 | 2022-07-30 | 23.8 | 0 | 5.8 | 2021-07-30 | 18.9 | 0 | 0.9 | 2020-07-30 | 27.1 | 0 | 9.1 | 2019-07-30 | 27.3 | 0 | 9.3 | 2018-07-30 | 25.7 | 0 | 7.7 | 2017-07-30 | 28.6 | 0 | 10.6 | 2016-07-30 | 24.1 | 0 | 6.1 | 0 | 7.37
2025-07-30 | 28.7 | 0 | 10.7 | 2024-07-30 | 27.9 | 0 | 9.9 | 2023-07-30 | 23.2 | 0 | 5.2 | 2022-07-30 | 24.9 | 0 | 6.9 | 2021-07-30 | 19.7 | 0 | 1.7 | 2020-07-30 | 27.2 | 0 | 9.2 | 2019-07-30 | 28.2 | 0 | 10.2 | 2018-07-30 | 24.4 | 0 | 6.4 | 2017-07-30 | 29 | 0 | 11 | 2016-07-30 | 25.7 | 0 | 7.7 | 0 | 7.89
2025-07-30 | 28.8 | 0 | 10.8 | 2024-07-30 | 28.7 | 0 | 10.7 | 2023-07-30 | 23.2 | 0 | 5.2 | 2022-07-30 | 25.2 | 0 | 7.2 | 2021-07-30 | 19.9 | 0 | 1.9 | 2020-07-30 | 26.1 | 0 | 8.1 | 2019-07-30 | 28.4 | 0 | 10.4 | 2018-07-30 | 26 | 0 | 8 | 2017-07-30 | 29.8 | 0 | 11.8 | 2016-07-30 | 25.9 | 0 | 7.9 | 0 | 8.2
2025-07-30 | 29.6 | 0 | 11.6 | 2024-07-30 | 27.5 | 0 | 9.5 | 2023-07-30 | 22.4 | 0 | 4.4 | 2022-07-30 | 26.2 | 0 | 8.2 | 2021-07-30 | 19.6 | 0 | 1.6 | 2020-07-30 | 25.9 | 0 | 7.9 | 2019-07-30 | 27.8 | 0 | 9.8 | 2018-07-30 | 26 | 0 | 8 | 2017-07-30 | 29.7 | 0 | 11.7 | 2016-07-30 | 25.6 | 0 | 7.6 | 0 | 8.03
2025-07-30 | 29.6 | 0 | 11.6 | 2024-07-30 | 26.3 | 0 | 8.3 | 2023-07-30 | 22.7 | 0 | 4.7 | 2022-07-30 | 26.5 | 0 | 8.5 | 2021-07-30 | 19.3 | 0 | 1.3 | 2020-07-30 | 26.8 | 0 | 8.8 | 2019-07-30 | 27.8 | 0 | 9.8 | 2018-07-30 | 24.6 | 0 | 6.6 | 2017-07-30 | 29.8 | 0 | 11.8 | 2016-07-30 | 24.9 | 0 | 6.9 | 0 | 7.83
2025-07-30 | 27.8 | 0 | 9.8 | 2024-07-30 | 24.5 | 0 | 6.5 | 2023-07-30 | 23 | 0 | 5 | 2022-07-30 | 26.6 | 0 | 8.6 | 2021-07-30 | 18.9 | 0 | 0.9 | 2020-07-30 | 27.1 | 0 | 9.1 | 2019-07-30 | 26.1 | 0 | 8.1 | 2018-07-30 | 24.1 | 0 | 6.1 | 2017-07-30 | 28.6 | 0 | 10.6 | 2016-07-30 | 25.7 | 0 | 7.7 | 0 | 7.24
2025-07-30 | 26.5 | 0 | 8.5 | 2024-07-30 | 25.6 | 0 | 7.6 | 2023-07-30 | 21.9 | 0 | 3.9 | 2022-07-30 | 25.5 | 0 | 7.5 | 2021-07-30 | 18.8 | 0 | 0.8 | 2020-07-30 | 26.1 | 0 | 8.1 | 2019-07-30 | 25.2 | 0 | 7.2 | 2018-07-30 | 22.6 | 0 | 4.6 | 2017-07-30 | 28 | 0 | 10 | 2016-07-30 | 24.9 | 0 | 6.9 | 0 | 6.51
2025-07-30 | 24.1 | 0 | 6.1 | 2024-07-30 | 24.7 | 0 | 6.7 | 2023-07-30 | 21.5 | 0 | 3.5 | 2022-07-30 | 24.4 | 0 | 6.4 | 2021-07-30 | 17.3 | 0.7 | 0 | 2020-07-30 | 24.7 | 0 | 6.7 | 2019-07-30 | 24.4 | 0 | 6.4 | 2018-07-30 | 22.2 | 0 | 4.2 | 2017-07-30 | 26.5 | 0 | 8.5 | 2016-07-30 | 24.3 | 0 | 6.3 | 0.07 | 5.48
2025-07-30 | 23.2 | 0 | 5.2 | 2024-07-30 | 24.2 | 0 | 6.2 | 2023-07-30 | 20.8 | 0 | 2.8 | 2022-07-30 | 23.3 | 0 | 5.3 | 2021-07-30 | 16.2 | 1.8 | 0 | 2020-07-30 | 23.4 | 0 | 5.4 | 2019-07-30 | 23.4 | 0 | 5.4 | 2018-07-30 | 21.6 | 0 | 3.6 | 2017-07-30 | 24.9 | 0 | 6.9 | 2016-07-30 | 23.6 | 0 | 5.6 | 0.18 | 4.64
2025-07-30 | 22.9 | 0 | 4.9 | 2024-07-30 | 23.8 | 0 | 5.8 | 2023-07-30 | 19.8 | 0 | 1.8 | 2022-07-30 | 22.7 | 0 | 4.7 | 2021-07-30 | 15.4 | 2.6 | 0 | 2020-07-30 | 22.2 | 0 | 4.2 | 2019-07-30 | 22.4 | 0 | 4.4 | 2018-07-30 | 21.6 | 0 | 3.6 | 2017-07-30 | 23.5 | 0 | 5.5 | 2016-07-30 | 22.9 | 0 | 4.9 | 0.26 | 3.98
2025-07-30 | 22.4 | 0 | 4.4 | 2024-07-30 | 24 | 0 | 6 | 2023-07-30 | 19.1 | 0 | 1.1 | 2022-07-30 | 22.1 | 0 | 4.1 | 2021-07-30 | 15.3 | 2.7 | 0 | 2020-07-30 | 21.3 | 0 | 3.3 | 2019-07-30 | 21.2 | 0 | 3.2 | 2018-07-30 | 21.1 | 0 | 3.1 | 2017-07-30 | 21.9 | 0 | 3.9 | 2016-07-30 | 22.5 | 0 | 4.5 | 0.27 | 3.36
2025-07-30 | 21.8 | 0 | 3.8 | 2024-07-30 | 24.2 | 0 | 6.2 | 2023-07-30 | 18.6 | 0 | 0.6 | 2022-07-30 | 20.6 | 0 | 2.6 | 2021-07-30 | 14.2 | 3.8 | 0 | 2020-07-30 | 20.5 | 0 | 2.5 | 2019-07-30 | 20 | 0 | 2 | 2018-07-30 | 20.9 | 0 | 2.9 | 2017-07-30 | 20.1 | 0 | 2.1 | 2016-07-30 | 22 | 0 | 4 | 0.38 | 2.67
2025-07-31 | 20.8 | 0 | 2.8 | 2024-07-31 | 23.4 | 0 | 5.4 | 2023-07-31 | 16.9 | 1.1 | 0 | 2022-07-31 | 20 | 0 | 2 | 2021-07-31 | 13.7 | 4.3 | 0 | 2020-07-31 | 20.2 | 0 | 2.2 | 2019-07-31 | 20 | 0 | 2 | 2018-07-31 | 20.7 | 0 | 2.7 | 2017-07-31 | 19 | 0 | 1 | 2016-07-31 | 21.4 | 0 | 3.4 | 0.54 | 2.15
2025-07-31 | 18.7 | 0 | 0.7 | 2024-07-31 | 23 | 0 | 5 | 2023-07-31 | 16.4 | 1.6 | 0 | 2022-07-31 | 18.6 | 0 | 0.6 | 2021-07-31 | 13.5 | 4.5 | 0 | 2020-07-31 | 19.6 | 0 | 1.6 | 2019-07-31 | 19.6 | 0 | 1.6 | 2018-07-31 | 19.8 | 0 | 1.8 | 2017-07-31 | 19.4 | 0 | 1.4 | 2016-07-31 | 21.7 | 0 | 3.7 | 0.61 | 1.64
2025-07-31 | 17.5 | 0.5 | 0 | 2024-07-31 | 23.5 | 0 | 5.5 | 2023-07-31 | 15.7 | 2.3 | 0 | 2022-07-31 | 18.4 | 0 | 0.4 | 2021-07-31 | 12.7 | 5.3 | 0 | 2020-07-31 | 19.1 | 0 | 1.1 | 2019-07-31 | 18.4 | 0 | 0.4 | 2018-07-31 | 19.9 | 0 | 1.9 | 2017-07-31 | 18.8 | 0 | 0.8 | 2016-07-31 | 21.5 | 0 | 3.5 | 0.81 | 1.36
2025-07-31 | 17.1 | 0.9 | 0 | 2024-07-31 | 23 | 0 | 5 | 2023-07-31 | 15 | 3 | 0 | 2022-07-31 | 17.1 | 0.9 | 0 | 2021-07-31 | 11.2 | 6.8 | 0 | 2020-07-31 | 18.7 | 0 | 0.7 | 2019-07-31 | 17.9 | 0.1 | 0 | 2018-07-31 | 19.1 | 0 | 1.1 | 2017-07-31 | 18.9 | 0 | 0.9 | 2016-07-31 | 21.4 | 0 | 3.4 | 1.17 | 1.11
2025-07-31 | 17.3 | 0.7 | 0 | 2024-07-31 | 22.7 | 0 | 4.7 | 2023-07-31 | 15.6 | 2.4 | 0 | 2022-07-31 | 17.6 | 0.4 | 0 | 2021-07-31 | 12.4 | 5.6 | 0 | 2020-07-31 | 18.6 | 0 | 0.6 | 2019-07-31 | 17.1 | 0.9 | 0 | 2018-07-31 | 18.7 | 0 | 0.7 | 2017-07-31 | 17.8 | 0.2 | 0 | 2016-07-31 | 21.3 | 0 | 3.3 | 1.02 | 0.93
2025-07-31 | 17.7 | 0.3 | 0 | 2024-07-31 | 22.4 | 0 | 4.4 | 2023-07-31 | 14.9 | 3.1 | 0 | 2022-07-31 | 17.7 | 0.3 | 0 | 2021-07-31 | 11.6 | 6.4 | 0 | 2020-07-31 | 18.4 | 0 | 0.4 | 2019-07-31 | 16.4 | 1.6 | 0 | 2018-07-31 | 18.4 | 0 | 0.4 | 2017-07-31 | 17.9 | 0.1 | 0 | 2016-07-31 | 21.1 | 0 | 3.1 | 1.18 | 0.83
2025-07-31 | 18.4 | 0 | 0.4 | 2024-07-31 | 22.6 | 0 | 4.6 | 2023-07-31 | 15.8 | 2.2 | 0 | 2022-07-31 | 18.9 | 0 | 0.9 | 2021-07-31 | 12.9 | 5.1 | 0 | 2020-07-31 | 18.7 | 0 | 0.7 | 2019-07-31 | 17.5 | 0.5 | 0 | 2018-07-31 | 19.2 | 0 | 1.2 | 2017-07-31 | 19 | 0 | 1 | 2016-07-31 | 21.4 | 0 | 3.4 | 0.78 | 1.22
2025-07-31 | 19.5 | 0 | 1.5 | 2024-07-31 | 23.4 | 0 | 5.4 | 2023-07-31 | 18 | 0 | 0 | 2022-07-31 | 21.6 | 0 | 3.6 | 2021-07-31 | 13.8 | 4.2 | 0 | 2020-07-31 | 20.2 | 0 | 2.2 | 2019-07-31 | 18.8 | 0 | 0.8 | 2018-07-31 | 20.6 | 0 | 2.6 | 2017-07-31 | 20.9 | 0 | 2.9 | 2016-07-31 | 21.7 | 0 | 3.7 | 0.42 | 2.27
2025-07-31 | 19.5 | 0 | 1.5 | 2024-07-31 | 24.4 | 0 | 6.4 | 2023-07-31 | 20.1 | 0 | 2.1 | 2022-07-31 | 23.6 | 0 | 5.6 | 2021-07-31 | 15.9 | 2.1 | 0 | 2020-07-31 | 22.4 | 0 | 4.4 | 2019-07-31 | 20 | 0 | 2 | 2018-07-31 | 22.4 | 0 | 4.4 | 2017-07-31 | 21.9 | 0 | 3.9 | 2016-07-31 | 22.2 | 0 | 4.2 | 0.21 | 3.45
2025-07-31 | 19.6 | 0 | 1.6 | 2024-07-31 | 25.4 | 0 | 7.4 | 2023-07-31 | 21.3 | 0 | 3.3 | 2022-07-31 | 23.4 | 0 | 5.4 | 2021-07-31 | 18.4 | 0 | 0.4 | 2020-07-31 | 24.5 | 0 | 6.5 | 2019-07-31 | 19.7 | 0 | 1.7 | 2018-07-31 | 23 | 0 | 5 | 2017-07-31 | 25.6 | 0 | 7.6 | 2016-07-31 | 22 | 0 | 4 | 0 | 4.29
2025-07-31 | 19.7 | 0 | 1.7 | 2024-07-31 | 26.8 | 0 | 8.8 | 2023-07-31 | 21.3 | 0 | 3.3 | 2022-07-31 | 24.4 | 0 | 6.4 | 2021-07-31 | 19 | 0 | 1 | 2020-07-31 | 26.3 | 0 | 8.3 | 2019-07-31 | 20.5 | 0 | 2.5 | 2018-07-31 | 24.3 | 0 | 6.3 | 2017-07-31 | 27.3 | 0 | 9.3 | 2016-07-31 | 22 | 0 | 4 | 0 | 5.16
2025-07-31 | 20.5 | 0 | 2.5 | 2024-07-31 | 27.9 | 0 | 9.9 | 2023-07-31 | 21.4 | 0 | 3.4 | 2022-07-31 | 26.4 | 0 | 8.4 | 2021-07-31 | 19.7 | 0 | 1.7 | 2020-07-31 | 26.6 | 0 | 8.6 | 2019-07-31 | 22.8 | 0 | 4.8 | 2018-07-31 | 24.4 | 0 | 6.4 | 2017-07-31 | 28.6 | 0 | 10.6 | 2016-07-31 | 22.6 | 0 | 4.6 | 0 | 6.09
2025-07-31 | 21.5 | 0 | 3.5 | 2024-07-31 | 29.1 | 0 | 11.1 | 2023-07-31 | 21.4 | 0 | 3.4 | 2022-07-31 | 26.4 | 0 | 8.4 | 2021-07-31 | 20.1 | 0 | 2.1 | 2020-07-31 | 26.5 | 0 | 8.5 | 2019-07-31 | 24.4 | 0 | 6.4 | 2018-07-31 | 25.3 | 0 | 7.3 | 2017-07-31 | 29.2 | 0 | 11.2 | 2016-07-31 | 22 | 0 | 4 | 0 | 6.59
2025-07-31 | 21.8 | 0 | 3.8 | 2024-07-31 | 29.7 | 0 | 11.7 | 2023-07-31 | 22.9 | 0 | 4.9 | 2022-07-31 | 27.6 | 0 | 9.6 | 2021-07-31 | 20.2 | 0 | 2.2 | 2020-07-31 | 27 | 0 | 9 | 2019-07-31 | 25.6 | 0 | 7.6 | 2018-07-31 | 25.4 | 0 | 7.4 | 2017-07-31 | 30.8 | 0 | 12.8 | 2016-07-31 | 22 | 0 | 4 | 0 | 7.3
2025-07-31 | 22.5 | 0 | 4.5 | 2024-07-31 | 30.3 | 0 | 12.3 | 2023-07-31 | 23.1 | 0 | 5.1 | 2022-07-31 | 27 | 0 | 9 | 2021-07-31 | 19.9 | 0 | 1.9 | 2020-07-31 | 27.5 | 0 | 9.5 | 2019-07-31 | 26.1 | 0 | 8.1 | 2018-07-31 | 25.2 | 0 | 7.2 | 2017-07-31 | 23.7 | 0 | 5.7 | 2016-07-31 | 23.7 | 0 | 5.7 | 0 | 6.9
2025-07-31 | 23.6 | 0 | 5.6 | 2024-07-31 | 30 | 0 | 12 | 2023-07-31 | 23.8 | 0 | 5.8 | 2022-07-31 | 27.7 | 0 | 9.7 | 2021-07-31 | 18.9 | 0 | 0.9 | 2020-07-31 | 28.5 | 0 | 10.5 | 2019-07-31 | 27.2 | 0 | 9.2 | 2018-07-31 | 25.3 | 0 | 7.3 | 2017-07-31 | 24.9 | 0 | 6.9 | 2016-07-31 | 22.3 | 0 | 4.3 | 0 | 7.22
2025-07-31 | 23.5 | 0 | 5.5 | 2024-07-31 | 31.2 | 0 | 13.2 | 2023-07-31 | 23.4 | 0 | 5.4 | 2022-07-31 | 27.3 | 0 | 9.3 | 2021-07-31 | 21.2 | 0 | 3.2 | 2020-07-31 | 27 | 0 | 9 | 2019-07-31 | 25.5 | 0 | 7.5 | 2018-07-31 | 25.3 | 0 | 7.3 | 2017-07-31 | 25.7 | 0 | 7.7 | 2016-07-31 | 24.4 | 0 | 6.4 | 0 | 7.45
2025-07-31 | 22.9 | 0 | 4.9 | 2024-07-31 | 30.7 | 0 | 12.7 | 2023-07-31 | 22.8 | 0 | 4.8 | 2022-07-31 | 27.4 | 0 | 9.4 | 2021-07-31 | 20.9 | 0 | 2.9 | 2020-07-31 | 27.2 | 0 | 9.2 | 2019-07-31 | 26.2 | 0 | 8.2 | 2018-07-31 | 24.1 | 0 | 6.1 | 2017-07-31 | 28 | 0 | 10 | 2016-07-31 | 25 | 0 | 7 | 0 | 7.52
2025-07-31 | 21.9 | 0 | 3.9 | 2024-07-31 | 29.7 | 0 | 11.7 | 2023-07-31 | 21.8 | 0 | 3.8 | 2022-07-31 | 26.8 | 0 | 8.8 | 2021-07-31 | 20 | 0 | 2 | 2020-07-31 | 26.4 | 0 | 8.4 | 2019-07-31 | 25.2 | 0 | 7.2 | 2018-07-31 | 23.9 | 0 | 5.9 | 2017-07-31 | 26.9 | 0 | 8.9 | 2016-07-31 | 23.7 | 0 | 5.7 | 0 | 6.63
2025-07-31 | 21.3 | 0 | 3.3 | 2024-07-31 | 28.5 | 0 | 10.5 | 2023-07-31 | 20.8 | 0 | 2.8 | 2022-07-31 | 25.6 | 0 | 7.6 | 2021-07-31 | 19.3 | 0 | 1.3 | 2020-07-31 | 25.7 | 0 | 7.7 | 2019-07-31 | 23.4 | 0 | 5.4 | 2018-07-31 | 23.5 | 0 | 5.5 | 2017-07-31 | 24.2 | 0 | 6.2 | 2016-07-31 | 22.9 | 0 | 4.9 | 0 | 5.52
2025-07-31 | 20.1 | 0 | 2.1 | 2024-07-31 | 27.2 | 0 | 9.2 | 2023-07-31 | 19.8 | 0 | 1.8 | 2022-07-31 | 24.2 | 0 | 6.2 | 2021-07-31 | 19.1 | 0 | 1.1 | 2020-07-31 | 24.8 | 0 | 6.8 | 2019-07-31 | 21.6 | 0 | 3.6 | 2018-07-31 | 22.9 | 0 | 4.9 | 2017-07-31 | 23.7 | 0 | 5.7 | 2016-07-31 | 22.5 | 0 | 4.5 | 0 | 4.59
2025-07-31 | 19.9 | 0 | 1.9 | 2024-07-31 | 26.6 | 0 | 8.6 | 2023-07-31 | 18.9 | 0 | 0.9 | 2022-07-31 | 24.3 | 0 | 6.3 | 2021-07-31 | 19.3 | 0 | 1.3 | 2020-07-31 | 23.6 | 0 | 5.6 | 2019-07-31 | 20.4 | 0 | 2.4 | 2018-07-31 | 22.9 | 0 | 4.9 | 2017-07-31 | 24.2 | 0 | 6.2 | 2016-07-31 | 22.3 | 0 | 4.3 | 0 | 4.24
2025-07-31 | 19.4 | 0 | 1.4 | 2024-07-31 | 26.4 | 0 | 8.4 | 2023-07-31 | 17.9 | 0.1 | 0 | 2022-07-31 | 23.4 | 0 | 5.4 | 2021-07-31 | 19.1 | 0 | 1.1 | 2020-07-31 | 22.2 | 0 | 4.2 | 2019-07-31 | 19.1 | 0 | 1.1 | 2018-07-31 | 22.5 | 0 | 4.5 | 2017-07-31 | 22.4 | 0 | 4.4 | 2016-07-31 | 22.7 | 0 | 4.7 | 0.01 | 3.52
2025-07-31 | 18.6 | 0 | 0.6 | 2024-07-31 | 24.8 | 0 | 6.8 | 2023-07-31 | 16.3 | 1.7 | 0 | 2022-07-31 | 22.3 | 0 | 4.3 | 2021-07-31 | 18.9 | 0 | 0.9 | 2020-07-31 | 21.3 | 0 | 3.3 | 2019-07-31 | 18.3 | 0 | 0.3 | 2018-07-31 | 22.1 | 0 | 4.1 | 2017-07-31 | 22.1 | 0 | 4.1 | 2016-07-31 | 22.1 | 0 | 4.1 | 0.17 | 2.85
2025-08-01 | 18.8 | 0 | 0.8 | 2024-08-01 | 24 | 0 | 6 | 2023-08-01 | 15.6 | 2.4 | 0 | 2022-08-01 | 22 | 0 | 4 | 2021-08-01 | 19 | 0 | 1 | 2020-08-01 | 20.7 | 0 | 2.7 | 2019-08-01 | 17.6 | 0.4 | 0 | 2018-08-01 | 22.3 | 0 | 4.3 | 2017-08-01 | 21.2 | 0 | 3.2 | 2016-08-01 | 21.3 | 0 | 3.3 | 0.28 | 2.53
2025-08-01 | 17.1 | 0.9 | 0 | 2024-08-01 | 23.7 | 0 | 5.7 | 2023-08-01 | 15.1 | 2.9 | 0 | 2022-08-01 | 20.2 | 0 | 2.2 | 2021-08-01 | 17.7 | 0.3 | 0 | 2020-08-01 | 20.3 | 0 | 2.3 | 2019-08-01 | 17.5 | 0.5 | 0 | 2018-08-01 | 22.7 | 0 | 4.7 | 2017-08-01 | 20.6 | 0 | 2.6 | 2016-08-01 | 20.9 | 0 | 2.9 | 0.46 | 2.04
2025-08-01 | 16.2 | 1.8 | 0 | 2024-08-01 | 23.2 | 0 | 5.2 | 2023-08-01 | 14.8 | 3.2 | 0 | 2022-08-01 | 18.9 | 0 | 0.9 | 2021-08-01 | 16.7 | 1.3 | 0 | 2020-08-01 | 19.8 | 0 | 1.8 | 2019-08-01 | 16.8 | 1.2 | 0 | 2018-08-01 | 22.5 | 0 | 4.5 | 2017-08-01 | 19.7 | 0 | 1.7 | 2016-08-01 | 20.3 | 0 | 2.3 | 0.75 | 1.64
2025-08-01 | 15.8 | 2.2 | 0 | 2024-08-01 | 22.4 | 0 | 4.4 | 2023-08-01 | 14.7 | 3.3 | 0 | 2022-08-01 | 19.4 | 0 | 1.4 | 2021-08-01 | 17.2 | 0.8 | 0 | 2020-08-01 | 19.6 | 0 | 1.6 | 2019-08-01 | 16.3 | 1.7 | 0 | 2018-08-01 | 22.3 | 0 | 4.3 | 2017-08-01 | 19.3 | 0 | 1.3 | 2016-08-01 | 19.8 | 0 | 1.8 | 0.8 | 1.48
2025-08-01 | 16.4 | 1.6 | 0 | 2024-08-01 | 22.1 | 0 | 4.1 | 2023-08-01 | 14.5 | 3.5 | 0 | 2022-08-01 | 18.9 | 0 | 0.9 | 2021-08-01 | 16.5 | 1.5 | 0 | 2020-08-01 | 19.1 | 0 | 1.1 | 2019-08-01 | 15.9 | 2.1 | 0 | 2018-08-01 | 22.3 | 0 | 4.3 | 2017-08-01 | 19.4 | 0 | 1.4 | 2016-08-01 | 19.6 | 0 | 1.6 | 0.87 | 1.34
2025-08-01 | 15.7 | 2.3 | 0 | 2024-08-01 | 22.4 | 0 | 4.4 | 2023-08-01 | 14.5 | 3.5 | 0 | 2022-08-01 | 19.1 | 0 | 1.1 | 2021-08-01 | 15.6 | 2.4 | 0 | 2020-08-01 | 18.9 | 0 | 0.9 | 2019-08-01 | 15.9 | 2.1 | 0 | 2018-08-01 | 22 | 0 | 4 | 2017-08-01 | 19 | 0 | 1 | 2016-08-01 | 19.6 | 0 | 1.6 | 1.03 | 1.3
2025-08-01 | 16.2 | 1.8 | 0 | 2024-08-01 | 22.9 | 0 | 4.9 | 2023-08-01 | 14.1 | 3.9 | 0 | 2022-08-01 | 19.6 | 0 | 1.6 | 2021-08-01 | 16.1 | 1.9 | 0 | 2020-08-01 | 19.4 | 0 | 1.4 | 2019-08-01 | 16.4 | 1.6 | 0 | 2018-08-01 | 22.3 | 0 | 4.3 | 2017-08-01 | 19.8 | 0 | 1.8 | 2016-08-01 | 19.9 | 0 | 1.9 | 0.92 | 1.59
2025-08-01 | 17.2 | 0.8 | 0 | 2024-08-01 | 24 | 0 | 6 | 2023-08-01 | 16.4 | 1.6 | 0 | 2022-08-01 | 20.9 | 0 | 2.9 | 2021-08-01 | 17 | 1 | 0 | 2020-08-01 | 21.1 | 0 | 3.1 | 2019-08-01 | 18 | 0 | 0 | 2018-08-01 | 22.8 | 0 | 4.8 | 2017-08-01 | 21.6 | 0 | 3.6 | 2016-08-01 | 20.7 | 0 | 2.7 | 0.34 | 2.31
2025-08-01 | 19.1 | 0 | 1.1 | 2024-08-01 | 24.7 | 0 | 6.7 | 2023-08-01 | 18.8 | 0 | 0.8 | 2022-08-01 | 23.3 | 0 | 5.3 | 2021-08-01 | 17.4 | 0.6 | 0 | 2020-08-01 | 23.1 | 0 | 5.1 | 2019-08-01 | 20.6 | 0 | 2.6 | 2018-08-01 | 23.6 | 0 | 5.6 | 2017-08-01 | 23.4 | 0 | 5.4 | 2016-08-01 | 22.4 | 0 | 4.4 | 0.06 | 3.7
2025-08-01 | 20.9 | 0 | 2.9 | 2024-08-01 | 25.6 | 0 | 7.6 | 2023-08-01 | 20.4 | 0 | 2.4 | 2022-08-01 | 25.7 | 0 | 7.7 | 2021-08-01 | 17.9 | 0.1 | 0 | 2020-08-01 | 25.5 | 0 | 7.5 | 2019-08-01 | 22.6 | 0 | 4.6 | 2018-08-01 | 24.1 | 0 | 6.1 | 2017-08-01 | 24.9 | 0 | 6.9 | 2016-08-01 | 23.8 | 0 | 5.8 | 0.01 | 5.15
2025-08-01 | 22.9 | 0 | 4.9 | 2024-08-01 | 23.9 | 0 | 5.9 | 2023-08-01 | 21.3 | 0 | 3.3 | 2022-08-01 | 26.2 | 0 | 8.2 | 2021-08-01 | 17.1 | 0.9 | 0 | 2020-08-01 | 26.2 | 0 | 8.2 | 2019-08-01 | 23.9 | 0 | 5.9 | 2018-08-01 | 25.2 | 0 | 7.2 | 2017-08-01 | 26.4 | 0 | 8.4 | 2016-08-01 | 24.6 | 0 | 6.6 | 0.09 | 5.86
2025-08-01 | 21.7 | 0 | 3.7 | 2024-08-01 | 25 | 0 | 7 | 2023-08-01 | 22.9 | 0 | 4.9 | 2022-08-01 | 25.8 | 0 | 7.8 | 2021-08-01 | 17.9 | 0.1 | 0 | 2020-08-01 | 27.3 | 0 | 9.3 | 2019-08-01 | 24.1 | 0 | 6.1 | 2018-08-01 | 25.4 | 0 | 7.4 | 2017-08-01 | 27.6 | 0 | 9.6 | 2016-08-01 | 25.2 | 0 | 7.2 | 0.01 | 6.3
2025-08-01 | 22.5 | 0 | 4.5 | 2024-08-01 | 26.6 | 0 | 8.6 | 2023-08-01 | 23.2 | 0 | 5.2 | 2022-08-01 | 27.5 | 0 | 9.5 | 2021-08-01 | 18.8 | 0 | 0.8 | 2020-08-01 | 28.6 | 0 | 10.6 | 2019-08-01 | 23.7 | 0 | 5.7 | 2018-08-01 | 25.3 | 0 | 7.3 | 2017-08-01 | 27.9 | 0 | 9.9 | 2016-08-01 | 23.4 | 0 | 5.4 | 0 | 6.75
2025-08-01 | 22.3 | 0 | 4.3 | 2024-08-01 | 28.3 | 0 | 10.3 | 2023-08-01 | 22.8 | 0 | 4.8 | 2022-08-01 | 28.8 | 0 | 10.8 | 2021-08-01 | 20.6 | 0 | 2.6 | 2020-08-01 | 29.2 | 0 | 11.2 | 2019-08-01 | 25 | 0 | 7 | 2018-08-01 | 25.6 | 0 | 7.6 | 2017-08-01 | 28.5 | 0 | 10.5 | 2016-08-01 | 25.6 | 0 | 7.6 | 0 | 7.67
2025-08-01 | 24 | 0 | 6 | 2024-08-01 | 29.1 | 0 | 11.1 | 2023-08-01 | 23.1 | 0 | 5.1 | 2022-08-01 | 28.5 | 0 | 10.5 | 2021-08-01 | 19.9 | 0 | 1.9 | 2020-08-01 | 28.7 | 0 | 10.7 | 2019-08-01 | 25.1 | 0 | 7.1 | 2018-08-01 | 25.8 | 0 | 7.8 | 2017-08-01 | 26.4 | 0 | 8.4 | 2016-08-01 | 27 | 0 | 9 | 0 | 7.76
2025-08-01 | 24.2 | 0 | 6.2 | 2024-08-01 | 29.2 | 0 | 11.2 | 2023-08-01 | 22.2 | 0 | 4.2 | 2022-08-01 | 28.5 | 0 | 10.5 | 2021-08-01 | 20.7 | 0 | 2.7 | 2020-08-01 | 29 | 0 | 11 | 2019-08-01 | 25 | 0 | 7 | 2018-08-01 | 26.4 | 0 | 8.4 | 2017-08-01 | 19.2 | 0 | 1.2 | 2016-08-01 | 26.2 | 0 | 8.2 | 0 | 7.06
2025-08-01 | 24.7 | 0 | 6.7 | 2024-08-01 | 29 | 0 | 11 | 2023-08-01 | 23 | 0 | 5 | 2022-08-01 | 27.8 | 0 | 9.8 | 2021-08-01 | 19.5 | 0 | 1.5 | 2020-08-01 | 27.6 | 0 | 9.6 | 2019-08-01 | 25.4 | 0 | 7.4 | 2018-08-01 | 26.4 | 0 | 8.4 | 2017-08-01 | 23.2 | 0 | 5.2 | 2016-08-01 | 26.3 | 0 | 8.3 | 0 | 7.29
2025-08-01 | 24.1 | 0 | 6.1 | 2024-08-01 | 27.8 | 0 | 9.8 | 2023-08-01 | 22.3 | 0 | 4.3 | 2022-08-01 | 26.3 | 0 | 8.3 | 2021-08-01 | 19.6 | 0 | 1.6 | 2020-08-01 | 27 | 0 | 9 | 2019-08-01 | 25.1 | 0 | 7.1 | 2018-08-01 | 25.7 | 0 | 7.7 | 2017-08-01 | 25.9 | 0 | 7.9 | 2016-08-01 | 26.5 | 0 | 8.5 | 0 | 7.03
2025-08-01 | 23.4 | 0 | 5.4 | 2024-08-01 | 27.2 | 0 | 9.2 | 2023-08-01 | 21.3 | 0 | 3.3 | 2022-08-01 | 25.6 | 0 | 7.6 | 2021-08-01 | 18.2 | 0 | 0.2 | 2020-08-01 | 26.8 | 0 | 8.8 | 2019-08-01 | 24.5 | 0 | 6.5 | 2018-08-01 | 22.4 | 0 | 4.4 | 2017-08-01 | 23.9 | 0 | 5.9 | 2016-08-01 | 27.5 | 0 | 9.5 | 0 | 6.08
2025-08-01 | 22.6 | 0 | 4.6 | 2024-08-01 | 26.2 | 0 | 8.2 | 2023-08-01 | 21 | 0 | 3 | 2022-08-01 | 24.5 | 0 | 6.5 | 2021-08-01 | 17.1 | 0.9 | 0 | 2020-08-01 | 25.9 | 0 | 7.9 | 2019-08-01 | 23.6 | 0 | 5.6 | 2018-08-01 | 22.3 | 0 | 4.3 | 2017-08-01 | 23.1 | 0 | 5.1 | 2016-08-01 | 26.9 | 0 | 8.9 | 0.09 | 5.41
2025-08-01 | 21.1 | 0 | 3.1 | 2024-08-01 | 26.2 | 0 | 8.2 | 2023-08-01 | 21.1 | 0 | 3.1 | 2022-08-01 | 24.2 | 0 | 6.2 | 2021-08-01 | 16.4 | 1.6 | 0 | 2020-08-01 | 24.6 | 0 | 6.6 | 2019-08-01 | 22.3 | 0 | 4.3 | 2018-08-01 | 22.1 | 0 | 4.1 | 2017-08-01 | 23.7 | 0 | 5.7 | 2016-08-01 | 24.8 | 0 | 6.8 | 0.16 | 4.81
2025-08-01 | 20.1 | 0 | 2.1 | 2024-08-01 | 25.9 | 0 | 7.9 | 2023-08-01 | 20.8 | 0 | 2.8 | 2022-08-01 | 23.5 | 0 | 5.5 | 2021-08-01 | 16.2 | 1.8 | 0 | 2020-08-01 | 24.1 | 0 | 6.1 | 2019-08-01 | 21.6 | 0 | 3.6 | 2018-08-01 | 21.8 | 0 | 3.8 | 2017-08-01 | 22.8 | 0 | 4.8 | 2016-08-01 | 24.1 | 0 | 6.1 | 0.18 | 4.27
2025-08-01 | 18.8 | 0 | 0.8 | 2024-08-01 | 25.3 | 0 | 7.3 | 2023-08-01 | 20 | 0 | 2 | 2022-08-01 | 22.4 | 0 | 4.4 | 2021-08-01 | 16 | 2 | 0 | 2020-08-01 | 24.9 | 0 | 6.9 | 2019-08-01 | 22.1 | 0 | 4.1 | 2018-08-01 | 21.2 | 0 | 3.2 | 2017-08-01 | 22.7 | 0 | 4.7 | 2016-08-01 | 23.5 | 0 | 5.5 | 0.2 | 3.89
2025-08-01 | 17.7 | 0.3 | 0 | 2024-08-01 | 25.4 | 0 | 7.4 | 2023-08-01 | 19.9 | 0 | 1.9 | 2022-08-01 | 22.3 | 0 | 4.3 | 2021-08-01 | 15.8 | 2.2 | 0 | 2020-08-01 | 23.6 | 0 | 5.6 | 2019-08-01 | 20.2 | 0 | 2.2 | 2018-08-01 | 20.9 | 0 | 2.9 | 2017-08-01 | 22.4 | 0 | 4.4 | 2016-08-01 | 22.8 | 0 | 4.8 | 0.25 | 3.35
2025-08-02 | 17 | 1 | 0 | 2024-08-02 | 25.1 | 0 | 7.1 | 2023-08-02 | 18.8 | 0 | 0.8 | 2022-08-02 | 21.8 | 0 | 3.8 | 2021-08-02 | 15.2 | 2.8 | 0 | 2020-08-02 | 23.1 | 0 | 5.1 | 2019-08-02 | 18.8 | 0 | 0.8 | 2018-08-02 | 20.3 | 0 | 2.3 | 2017-08-02 | 22 | 0 | 4 | 2016-08-02 | 22.2 | 0 | 4.2 | 0.38 | 2.81
2025-08-02 | 16.6 | 1.4 | 0 | 2024-08-02 | 25 | 0 | 7 | 2023-08-02 | 17.3 | 0.7 | 0 | 2022-08-02 | 22.5 | 0 | 4.5 | 2021-08-02 | 14.3 | 3.7 | 0 | 2020-08-02 | 20.3 | 0 | 2.3 | 2019-08-02 | 18.2 | 0 | 0.2 | 2018-08-02 | 20.5 | 0 | 2.5 | 2017-08-02 | 21.4 | 0 | 3.4 | 2016-08-02 | 21 | 0 | 3 | 0.58 | 2.29
2025-08-02 | 15.9 | 2.1 | 0 | 2024-08-02 | 24.2 | 0 | 6.2 | 2023-08-02 | 16.5 | 1.5 | 0 | 2022-08-02 | 22.1 | 0 | 4.1 | 2021-08-02 | 14.1 | 3.9 | 0 | 2020-08-02 | 20.7 | 0 | 2.7 | 2019-08-02 | 17.4 | 0.6 | 0 | 2018-08-02 | 19.8 | 0 | 1.8 | 2017-08-02 | 20.4 | 0 | 2.4 | 2016-08-02 | 20.4 | 0 | 2.4 | 0.81 | 1.96
2025-08-02 | 15 | 3 | 0 | 2024-08-02 | 24.1 | 0 | 6.1 | 2023-08-02 | 15.8 | 2.2 | 0 | 2022-08-02 | 20.7 | 0 | 2.7 | 2021-08-02 | 14.1 | 3.9 | 0 | 2020-08-02 | 20.6 | 0 | 2.6 | 2019-08-02 | 17.2 | 0.8 | 0 | 2018-08-02 | 19.5 | 0 | 1.5 | 2017-08-02 | 19.6 | 0 | 1.6 | 2016-08-02 | 20.3 | 0 | 2.3 | 0.99 | 1.68
2025-08-02 | 14.9 | 3.1 | 0 | 2024-08-02 | 24.3 | 0 | 6.3 | 2023-08-02 | 15.9 | 2.1 | 0 | 2022-08-02 | 20 | 0 | 2 | 2021-08-02 | 14 | 4 | 0 | 2020-08-02 | 20.5 | 0 | 2.5 | 2019-08-02 | 16.4 | 1.6 | 0 | 2018-08-02 | 19.5 | 0 | 1.5 | 2017-08-02 | 19.6 | 0 | 1.6 | 2016-08-02 | 19.8 | 0 | 1.8 | 1.08 | 1.57
2025-08-02 | 14.5 | 3.5 | 0 | 2024-08-02 | 24.1 | 0 | 6.1 | 2023-08-02 | 15.8 | 2.2 | 0 | 2022-08-02 | 19.4 | 0 | 1.4 | 2021-08-02 | 13.2 | 4.8 | 0 | 2020-08-02 | 20.4 | 0 | 2.4 | 2019-08-02 | 15.9 | 2.1 | 0 | 2018-08-02 | 18.5 | 0 | 0.5 | 2017-08-02 | 19.1 | 0 | 1.1 | 2016-08-02 | 19.3 | 0 | 1.3 | 1.26 | 1.28
2025-08-02 | 15.3 | 2.7 | 0 | 2024-08-02 | 24 | 0 | 6 | 2023-08-02 | 17.1 | 0.9 | 0 | 2022-08-02 | 19.1 | 0 | 1.1 | 2021-08-02 | 14.6 | 3.4 | 0 | 2020-08-02 | 20.4 | 0 | 2.4 | 2019-08-02 | 17.4 | 0.6 | 0 | 2018-08-02 | 19 | 0 | 1 | 2017-08-02 | 19.9 | 0 | 1.9 | 2016-08-02 | 19.6 | 0 | 1.6 | 0.76 | 1.4
2025-08-02 | 17.4 | 0.6 | 0 | 2024-08-02 | 24.5 | 0 | 6.5 | 2023-08-02 | 17.8 | 0.2 | 0 | 2022-08-02 | 19.8 | 0 | 1.8 | 2021-08-02 | 16.2 | 1.8 | 0 | 2020-08-02 | 20.3 | 0 | 2.3 | 2019-08-02 | 19 | 0 | 1 | 2018-08-02 | 20.3 | 0 | 2.3 | 2017-08-02 | 21.7 | 0 | 3.7 | 2016-08-02 | 21.3 | 0 | 3.3 | 0.26 | 2.09
2025-08-02 | 20.2 | 0 | 2.2 | 2024-08-02 | 25.1 | 0 | 7.1 | 2023-08-02 | 20.2 | 0 | 2.2 | 2022-08-02 | 20.3 | 0 | 2.3 | 2021-08-02 | 18.4 | 0 | 0.4 | 2020-08-02 | 21 | 0 | 3 | 2019-08-02 | 21.3 | 0 | 3.3 | 2018-08-02 | 22 | 0 | 4 | 2017-08-02 | 23.4 | 0 | 5.4 | 2016-08-02 | 23.4 | 0 | 5.4 | 0 | 3.53
2025-08-02 | 22.5 | 0 | 4.5 | 2024-08-02 | 25.4 | 0 | 7.4 | 2023-08-02 | 19.9 | 0 | 1.9 | 2022-08-02 | 22.2 | 0 | 4.2 | 2021-08-02 | 19.8 | 0 | 1.8 | 2020-08-02 | 21.8 | 0 | 3.8 | 2019-08-02 | 23.8 | 0 | 5.8 | 2018-08-02 | 24 | 0 | 6 | 2017-08-02 | 25.1 | 0 | 7.1 | 2016-08-02 | 25 | 0 | 7 | 0 | 4.95
2025-08-02 | 23.3 | 0 | 5.3 | 2024-08-02 | 25.3 | 0 | 7.3 | 2023-08-02 | 20.9 | 0 | 2.9 | 2022-08-02 | 22.9 | 0 | 4.9 | 2021-08-02 | 21.3 | 0 | 3.3 | 2020-08-02 | 24.3 | 0 | 6.3 | 2019-08-02 | 25.2 | 0 | 7.2 | 2018-08-02 | 26.2 | 0 | 8.2 | 2017-08-02 | 27.1 | 0 | 9.1 | 2016-08-02 | 26 | 0 | 8 | 0 | 6.25
2025-08-02 | 23.9 | 0 | 5.9 | 2024-08-02 | 25.6 | 0 | 7.6 | 2023-08-02 | 21.8 | 0 | 3.8 | 2022-08-02 | 24.2 | 0 | 6.2 | 2021-08-02 | 22.3 | 0 | 4.3 | 2020-08-02 | 25.6 | 0 | 7.6 | 2019-08-02 | 25.7 | 0 | 7.7 | 2018-08-02 | 27.1 | 0 | 9.1 | 2017-08-02 | 27.6 | 0 | 9.6 | 2016-08-02 | 26.5 | 0 | 8.5 | 0 | 7.03
2025-08-02 | 25.6 | 0 | 7.6 | 2024-08-02 | 26.3 | 0 | 8.3 | 2023-08-02 | 22.6 | 0 | 4.6 | 2022-08-02 | 24.4 | 0 | 6.4 | 2021-08-02 | 21.5 | 0 | 3.5 | 2020-08-02 | 25.1 | 0 | 7.1 | 2019-08-02 | 25.8 | 0 | 7.8 | 2018-08-02 | 28.8 | 0 | 10.8 | 2017-08-02 | 28 | 0 | 10 | 2016-08-02 | 27.7 | 0 | 9.7 | 0 | 7.58
2025-08-02 | 25.1 | 0 | 7.1 | 2024-08-02 | 27.6 | 0 | 9.6 | 2023-08-02 | 23.6 | 0 | 5.6 | 2022-08-02 | 25.3 | 0 | 7.3 | 2021-08-02 | 23.1 | 0 | 5.1 | 2020-08-02 | 26.6 | 0 | 8.6 | 2019-08-02 | 26.1 | 0 | 8.1 | 2018-08-02 | 28.3 | 0 | 10.3 | 2017-08-02 | 28.9 | 0 | 10.9 | 2016-08-02 | 27.6 | 0 | 9.6 | 0 | 8.22
2025-08-02 | 25 | 0 | 7 | 2024-08-02 | 27.2 | 0 | 9.2 | 2023-08-02 | 23.2 | 0 | 5.2 | 2022-08-02 | 25.6 | 0 | 7.6 | 2021-08-02 | 23.8 | 0 | 5.8 | 2020-08-02 | 27.6 | 0 | 9.6 | 2019-08-02 | 26.9 | 0 | 8.9 | 2018-08-02 | 28.9 | 0 | 10.9 | 2017-08-02 | 28.8 | 0 | 10.8 | 2016-08-02 | 28.6 | 0 | 10.6 | 0 | 8.56
2025-08-02 | 26.2 | 0 | 8.2 | 2024-08-02 | 27.4 | 0 | 9.4 | 2023-08-02 | 23.7 | 0 | 5.7 | 2022-08-02 | 24.8 | 0 | 6.8 | 2021-08-02 | 24.9 | 0 | 6.9 | 2020-08-02 | 27.8 | 0 | 9.8 | 2019-08-02 | 26.5 | 0 | 8.5 | 2018-08-02 | 29.6 | 0 | 11.6 | 2017-08-02 | 28.6 | 0 | 10.6 | 2016-08-02 | 28 | 0 | 10 | 0 | 8.75
2025-08-02 | 26.5 | 0 | 8.5 | 2024-08-02 | 27.4 | 0 | 9.4 | 2023-08-02 | 24.1 | 0 | 6.1 | 2022-08-02 | 25.7 | 0 | 7.7 | 2021-08-02 | 23.4 | 0 | 5.4 | 2020-08-02 | 27 | 0 | 9 | 2019-08-02 | 26.7 | 0 | 8.7 | 2018-08-02 | 27.7 | 0 | 9.7 | 2017-08-02 | 29 | 0 | 11 | 2016-08-02 | 28.3 | 0 | 10.3 | 0 | 8.58
2025-08-02 | 26.2 | 0 | 8.2 | 2024-08-02 | 28.2 | 0 | 10.2 | 2023-08-02 | 24.2 | 0 | 6.2 | 2022-08-02 | 25.5 | 0 | 7.5 | 2021-08-02 | 23.8 | 0 | 5.8 | 2020-08-02 | 25.6 | 0 | 7.6 | 2019-08-02 | 26.3 | 0 | 8.3 | 2018-08-02 | 27.2 | 0 | 9.2 | 2017-08-02 | 24.9 | 0 | 6.9 | 2016-08-02 | 27.9 | 0 | 9.9 | 0 | 7.98
2025-08-02 | 25.4 | 0 | 7.4 | 2024-08-02 | 27.3 | 0 | 9.3 | 2023-08-02 | 24.5 | 0 | 6.5 | 2022-08-02 | 25.6 | 0 | 7.6 | 2021-08-02 | 22.4 | 0 | 4.4 | 2020-08-02 | 25.1 | 0 | 7.1 | 2019-08-02 | 25.6 | 0 | 7.6 | 2018-08-02 | 26.9 | 0 | 8.9 | 2017-08-02 | 24.9 | 0 | 6.9 | 2016-08-02 | 27.7 | 0 | 9.7 | 0 | 7.54
2025-08-02 | 24.6 | 0 | 6.6 | 2024-08-02 | 25.8 | 0 | 7.8 | 2023-08-02 | 23.4 | 0 | 5.4 | 2022-08-02 | 23.6 | 0 | 5.6 | 2021-08-02 | 22.4 | 0 | 4.4 | 2020-08-02 | 24.6 | 0 | 6.6 | 2019-08-02 | 23.9 | 0 | 5.9 | 2018-08-02 | 25.7 | 0 | 7.7 | 2017-08-02 | 24.6 | 0 | 6.6 | 2016-08-02 | 26.3 | 0 | 8.3 | 0 | 6.49
2025-08-02 | 23.2 | 0 | 5.2 | 2024-08-02 | 25.9 | 0 | 7.9 | 2023-08-02 | 22.7 | 0 | 4.7 | 2022-08-02 | 20.7 | 0 | 2.7 | 2021-08-02 | 21.6 | 0 | 3.6 | 2020-08-02 | 20.9 | 0 | 2.9 | 2019-08-02 | 22.4 | 0 | 4.4 | 2018-08-02 | 24.5 | 0 | 6.5 | 2017-08-02 | 22.9 | 0 | 4.9 | 2016-08-02 | 24.2 | 0 | 6.2 | 0 | 4.9
2025-08-02 | 22.4 | 0 | 4.4 | 2024-08-02 | 23.6 | 0 | 5.6 | 2023-08-02 | 22.5 | 0 | 4.5 | 2022-08-02 | 19.7 | 0 | 1.7 | 2021-08-02 | 20.9 | 0 | 2.9 | 2020-08-02 | 20.3 | 0 | 2.3 | 2019-08-02 | 22.9 | 0 | 4.9 | 2018-08-02 | 23.9 | 0 | 5.9 | 2017-08-02 | 22.9 | 0 | 4.9 | 2016-08-02 | 23.9 | 0 | 5.9 | 0 | 4.3
2025-08-02 | 21.4 | 0 | 3.4 | 2024-08-02 | 24.2 | 0 | 6.2 | 2023-08-02 | 22.2 | 0 | 4.2 | 2022-08-02 | 19 | 0 | 1 | 2021-08-02 | 19.5 | 0 | 1.5 | 2020-08-02 | 19.6 | 0 | 1.6 | 2019-08-02 | 21.6 | 0 | 3.6 | 2018-08-02 | 23.9 | 0 | 5.9 | 2017-08-02 | 22.5 | 0 | 4.5 | 2016-08-02 | 23.7 | 0 | 5.7 | 0 | 3.76
2025-08-02 | 20.6 | 0 | 2.6 | 2024-08-02 | 24.5 | 0 | 6.5 | 2023-08-02 | 21.9 | 0 | 3.9 | 2022-08-02 | 17.9 | 0.1 | 0 | 2021-08-02 | 18.4 | 0 | 0.4 | 2020-08-02 | 20.1 | 0 | 2.1 | 2019-08-02 | 21 | 0 | 3 | 2018-08-02 | 22.3 | 0 | 4.3 | 2017-08-02 | 21.6 | 0 | 3.6 | 2016-08-02 | 23.2 | 0 | 5.2 | 0.01 | 3.16
2025-08-03 | 19.9 | 0 | 1.9 | 2024-08-03 | 23.6 | 0 | 5.6 | 2023-08-03 | 21.2 | 0 | 3.2 | 2022-08-03 | 17.9 | 0.1 | 0 | 2021-08-03 | 16.2 | 1.8 | 0 | 2020-08-03 | 19.9 | 0 | 1.9 | 2019-08-03 | 20 | 0 | 2 | 2018-08-03 | 21.7 | 0 | 3.7 | 2017-08-03 | 21.5 | 0 | 3.5 | 2016-08-03 | 22.5 | 0 | 4.5 | 0.19 | 2.63
2025-08-03 | 17.9 | 0.1 | 0 | 2024-08-03 | 22.9 | 0 | 4.9 | 2023-08-03 | 20.2 | 0 | 2.2 | 2022-08-03 | 17.3 | 0.7 | 0 | 2021-08-03 | 15.3 | 2.7 | 0 | 2020-08-03 | 19.8 | 0 | 1.8 | 2019-08-03 | 18.5 | 0 | 0.5 | 2018-08-03 | 22.4 | 0 | 4.4 | 2017-08-03 | 20.2 | 0 | 2.2 | 2016-08-03 | 21.8 | 0 | 3.8 | 0.35 | 1.98
2025-08-03 | 18.7 | 0 | 0.7 | 2024-08-03 | 23.4 | 0 | 5.4 | 2023-08-03 | 19.8 | 0 | 1.8 | 2022-08-03 | 16.7 | 1.3 | 0 | 2021-08-03 | 14.3 | 3.7 | 0 | 2020-08-03 | 19.3 | 0 | 1.3 | 2019-08-03 | 18.5 | 0 | 0.5 | 2018-08-03 | 21.1 | 0 | 3.1 | 2017-08-03 | 19.1 | 0 | 1.1 | 2016-08-03 | 20.9 | 0 | 2.9 | 0.5 | 1.68
2025-08-03 | 17.5 | 0.5 | 0 | 2024-08-03 | 22.7 | 0 | 4.7 | 2023-08-03 | 19.4 | 0 | 1.4 | 2022-08-03 | 16.3 | 1.7 | 0 | 2021-08-03 | 14.6 | 3.4 | 0 | 2020-08-03 | 18.9 | 0 | 0.9 | 2019-08-03 | 17.9 | 0.1 | 0 | 2018-08-03 | 20.7 | 0 | 2.7 | 2017-08-03 | 18.9 | 0 | 0.9 | 2016-08-03 | 20.4 | 0 | 2.4 | 0.57 | 1.3
2025-08-03 | 16.5 | 1.5 | 0 | 2024-08-03 | 23.6 | 0 | 5.6 | 2023-08-03 | 18.9 | 0 | 0.9 | 2022-08-03 | 15.9 | 2.1 | 0 | 2021-08-03 | 14.5 | 3.5 | 0 | 2020-08-03 | 18.8 | 0 | 0.8 | 2019-08-03 | 17.8 | 0.2 | 0 | 2018-08-03 | 20.5 | 0 | 2.5 | 2017-08-03 | 19.2 | 0 | 1.2 | 2016-08-03 | 19.8 | 0 | 1.8 | 0.73 | 1.28
2025-08-03 | 16.4 | 1.6 | 0 | 2024-08-03 | 23.2 | 0 | 5.2 | 2023-08-03 | 19.8 | 0 | 1.8 | 2022-08-03 | 16.4 | 1.6 | 0 | 2021-08-03 | 14.3 | 3.7 | 0 | 2020-08-03 | 17.8 | 0.2 | 0 | 2019-08-03 | 17.3 | 0.7 | 0 | 2018-08-03 | 20.8 | 0 | 2.8 | 2017-08-03 | 19.6 | 0 | 1.6 | 2016-08-03 | 18.7 | 0 | 0.7 | 0.78 | 1.21
2025-08-03 | 17.4 | 0.6 | 0 | 2024-08-03 | 23.6 | 0 | 5.6 | 2023-08-03 | 19.9 | 0 | 1.9 | 2022-08-03 | 17 | 1 | 0 | 2021-08-03 | 16.3 | 1.7 | 0 | 2020-08-03 | 18.3 | 0 | 0.3 | 2019-08-03 | 17.7 | 0.3 | 0 | 2018-08-03 | 20.5 | 0 | 2.5 | 2017-08-03 | 18.4 | 0 | 0.4 | 2016-08-03 | 19.8 | 0 | 1.8 | 0.36 | 1.25
2025-08-03 | 19.4 | 0 | 1.4 | 2024-08-03 | 23.8 | 0 | 5.8 | 2023-08-03 | 20.2 | 0 | 2.2 | 2022-08-03 | 18.4 | 0 | 0.4 | 2021-08-03 | 18.4 | 0 | 0.4 | 2020-08-03 | 20 | 0 | 2 | 2019-08-03 | 19.1 | 0 | 1.1 | 2018-08-03 | 22.4 | 0 | 4.4 | 2017-08-03 | 19.8 | 0 | 1.8 | 2016-08-03 | 22.1 | 0 | 4.1 | 0 | 2.36
2025-08-03 | 21.7 | 0 | 3.7 | 2024-08-03 | 24.6 | 0 | 6.6 | 2023-08-03 | 22.5 | 0 | 4.5 | 2022-08-03 | 20.7 | 0 | 2.7 | 2021-08-03 | 21.3 | 0 | 3.3 | 2020-08-03 | 20.4 | 0 | 2.4 | 2019-08-03 | 23.4 | 0 | 5.4 | 2018-08-03 | 23.2 | 0 | 5.2 | 2017-08-03 | 20.6 | 0 | 2.6 | 2016-08-03 | 24.1 | 0 | 6.1 | 0 | 4.25
2025-08-03 | 23.8 | 0 | 5.8 | 2024-08-03 | 26.1 | 0 | 8.1 | 2023-08-03 | 24.4 | 0 | 6.4 | 2022-08-03 | 21.9 | 0 | 3.9 | 2021-08-03 | 22.7 | 0 | 4.7 | 2020-08-03 | 21.4 | 0 | 3.4 | 2019-08-03 | 24.9 | 0 | 6.9 | 2018-08-03 | 24.6 | 0 | 6.6 | 2017-08-03 | 22.5 | 0 | 4.5 | 2016-08-03 | 26.3 | 0 | 8.3 | 0 | 5.86
2025-08-03 | 25.6 | 0 | 7.6 | 2024-08-03 | 26.7 | 0 | 8.7 | 2023-08-03 | 25.9 | 0 | 7.9 | 2022-08-03 | 23.2 | 0 | 5.2 | 2021-08-03 | 23.9 | 0 | 5.9 | 2020-08-03 | 22.4 | 0 | 4.4 | 2019-08-03 | 25.9 | 0 | 7.9 | 2018-08-03 | 25.6 | 0 | 7.6 | 2017-08-03 | 23.7 | 0 | 5.7 | 2016-08-03 | 27.7 | 0 | 9.7 | 0 | 7.06
2025-08-03 | 25.8 | 0 | 7.8 | 2024-08-03 | 27 | 0 | 9 | 2023-08-03 | 27.1 | 0 | 9.1 | 2022-08-03 | 24 | 0 | 6 | 2021-08-03 | 24.2 | 0 | 6.2 | 2020-08-03 | 23.8 | 0 | 5.8 | 2019-08-03 | 27.2 | 0 | 9.2 | 2018-08-03 | 26 | 0 | 8 | 2017-08-03 | 24.8 | 0 | 6.8 | 2016-08-03 | 27 | 0 | 9 | 0 | 7.69
2025-08-03 | 27.3 | 0 | 9.3 | 2024-08-03 | 27.2 | 0 | 9.2 | 2023-08-03 | 27.9 | 0 | 9.9 | 2022-08-03 | 23.7 | 0 | 5.7 | 2021-08-03 | 25.8 | 0 | 7.8 | 2020-08-03 | 23.8 | 0 | 5.8 | 2019-08-03 | 28.5 | 0 | 10.5 | 2018-08-03 | 27.4 | 0 | 9.4 | 2017-08-03 | 25.7 | 0 | 7.7 | 2016-08-03 | 27.4 | 0 | 9.4 | 0 | 8.47
2025-08-03 | 28 | 0 | 10 | 2024-08-03 | 27.7 | 0 | 9.7 | 2023-08-03 | 27.8 | 0 | 9.8 | 2022-08-03 | 26.2 | 0 | 8.2 | 2021-08-03 | 26.7 | 0 | 8.7 | 2020-08-03 | 23.6 | 0 | 5.6 | 2019-08-03 | 27.5 | 0 | 9.5 | 2018-08-03 | 27.5 | 0 | 9.5 | 2017-08-03 | 26.8 | 0 | 8.8 | 2016-08-03 | 27.8 | 0 | 9.8 | 0 | 8.96
2025-08-03 | 28.6 | 0 | 10.6 | 2024-08-03 | 27.8 | 0 | 9.8 | 2023-08-03 | 28.5 | 0 | 10.5 | 2022-08-03 | 29.4 | 0 | 11.4 | 2021-08-03 | 25.2 | 0 | 7.2 | 2020-08-03 | 23.1 | 0 | 5.1 | 2019-08-03 | 26.9 | 0 | 8.9 | 2018-08-03 | 28.5 | 0 | 10.5 | 2017-08-03 | 26.4 | 0 | 8.4 | 2016-08-03 | 28.9 | 0 | 10.9 | 0 | 9.33
2025-08-03 | 28.4 | 0 | 10.4 | 2024-08-03 | 29.4 | 0 | 11.4 | 2023-08-03 | 29.1 | 0 | 11.1 | 2022-08-03 | 29.6 | 0 | 11.6 | 2021-08-03 | 25.7 | 0 | 7.7 | 2020-08-03 | 23.1 | 0 | 5.1 | 2019-08-03 | 26.8 | 0 | 8.8 | 2018-08-03 | 28.4 | 0 | 10.4 | 2017-08-03 | 25.6 | 0 | 7.6 | 2016-08-03 | 28.7 | 0 | 10.7 | 0 | 9.48
2025-08-03 | 28.4 | 0 | 10.4 | 2024-08-03 | 29 | 0 | 11 | 2023-08-03 | 28.1 | 0 | 10.1 | 2022-08-03 | 29.4 | 0 | 11.4 | 2021-08-03 | 26.7 | 0 | 8.7 | 2020-08-03 | 18.5 | 0 | 0.5 | 2019-08-03 | 26.6 | 0 | 8.6 | 2018-08-03 | 27.3 | 0 | 9.3 | 2017-08-03 | 26.2 | 0 | 8.2 | 2016-08-03 | 28.6 | 0 | 10.6 | 0 | 8.88
2025-08-03 | 27.5 | 0 | 9.5 | 2024-08-03 | 29.9 | 0 | 11.9 | 2023-08-03 | 28.2 | 0 | 10.2 | 2022-08-03 | 29.3 | 0 | 11.3 | 2021-08-03 | 25.4 | 0 | 7.4 | 2020-08-03 | 19.8 | 0 | 1.8 | 2019-08-03 | 25.6 | 0 | 7.6 | 2018-08-03 | 26.9 | 0 | 8.9 | 2017-08-03 | 26 | 0 | 8 | 2016-08-03 | 28.2 | 0 | 10.2 | 0 | 8.68
2025-08-03 | 27.5 | 0 | 9.5 | 2024-08-03 | 29.6 | 0 | 11.6 | 2023-08-03 | 27.5 | 0 | 9.5 | 2022-08-03 | 28.9 | 0 | 10.9 | 2021-08-03 | 24.8 | 0 | 6.8 | 2020-08-03 | 20.2 | 0 | 2.2 | 2019-08-03 | 26.1 | 0 | 8.1 | 2018-08-03 | 25.2 | 0 | 7.2 | 2017-08-03 | 25.1 | 0 | 7.1 | 2016-08-03 | 27.5 | 0 | 9.5 | 0 | 8.24
2025-08-03 | 26.1 | 0 | 8.1 | 2024-08-03 | 28.4 | 0 | 10.4 | 2023-08-03 | 26.2 | 0 | 8.2 | 2022-08-03 | 24.3 | 0 | 6.3 | 2021-08-03 | 24.2 | 0 | 6.2 | 2020-08-03 | 19.9 | 0 | 1.9 | 2019-08-03 | 27.5 | 0 | 9.5 | 2018-08-03 | 24.5 | 0 | 6.5 | 2017-08-03 | 24 | 0 | 6 | 2016-08-03 | 26.6 | 0 | 8.6 | 0 | 7.17
2025-08-03 | 24.7 | 0 | 6.7 | 2024-08-03 | 27.2 | 0 | 9.2 | 2023-08-03 | 25.5 | 0 | 7.5 | 2022-08-03 | 22.9 | 0 | 4.9 | 2021-08-03 | 23.4 | 0 | 5.4 | 2020-08-03 | 20 | 0 | 2 | 2019-08-03 | 25 | 0 | 7 | 2018-08-03 | 23.5 | 0 | 5.5 | 2017-08-03 | 23.1 | 0 | 5.1 | 2016-08-03 | 26.1 | 0 | 8.1 | 0 | 6.14
2025-08-03 | 24 | 0 | 6 | 2024-08-03 | 26.4 | 0 | 8.4 | 2023-08-03 | 19.2 | 0 | 1.2 | 2022-08-03 | 22.3 | 0 | 4.3 | 2021-08-03 | 21.9 | 0 | 3.9 | 2020-08-03 | 19.8 | 0 | 1.8 | 2019-08-03 | 23.5 | 0 | 5.5 | 2018-08-03 | 23.1 | 0 | 5.1 | 2017-08-03 | 22.7 | 0 | 4.7 | 2016-08-03 | 24.9 | 0 | 6.9 | 0 | 4.78
2025-08-03 | 23.4 | 0 | 5.4 | 2024-08-03 | 25.1 | 0 | 7.1 | 2023-08-03 | 19.2 | 0 | 1.2 | 2022-08-03 | 22.1 | 0 | 4.1 | 2021-08-03 | 20.4 | 0 | 2.4 | 2020-08-03 | 19.8 | 0 | 1.8 | 2019-08-03 | 22.7 | 0 | 4.7 | 2018-08-03 | 22.6 | 0 | 4.6 | 2017-08-03 | 22 | 0 | 4 | 2016-08-03 | 23.5 | 0 | 5.5 | 0 | 4.08
2025-08-03 | 22.2 | 0 | 4.2 | 2024-08-03 | 23.6 | 0 | 5.6 | 2023-08-03 | 19.2 | 0 | 1.2 | 2022-08-03 | 22.4 | 0 | 4.4 | 2021-08-03 | 18.8 | 0 | 0.8 | 2020-08-03 | 19.5 | 0 | 1.5 | 2019-08-03 | 21.7 | 0 | 3.7 | 2018-08-03 | 22.3 | 0 | 4.3 | 2017-08-03 | 21.4 | 0 | 3.4 | 2016-08-03 | 22.8 | 0 | 4.8 | 0 | 3.39
2025-08-04 | 20.6 | 0 | 2.6 | 2024-08-04 | 22.6 | 0 | 4.6 | 2023-08-04 | 18.7 | 0 | 0.7 | 2022-08-04 | 22.1 | 0 | 4.1 | 2021-08-04 | 19.1 | 0 | 1.1 | 2020-08-04 | 19.6 | 0 | 1.6 | 2019-08-04 | 21.1 | 0 | 3.1 | 2018-08-04 | 22.3 | 0 | 4.3 | 2017-08-04 | 21.4 | 0 | 3.4 | 2016-08-04 | 22.4 | 0 | 4.4 | 0 | 2.99
2025-08-04 | 19.8 | 0 | 1.8 | 2024-08-04 | 21.1 | 0 | 3.1 | 2023-08-04 | 18.4 | 0 | 0.4 | 2022-08-04 | 21.8 | 0 | 3.8 | 2021-08-04 | 18.8 | 0 | 0.8 | 2020-08-04 | 19.6 | 0 | 1.6 | 2019-08-04 | 20.4 | 0 | 2.4 | 2018-08-04 | 21.6 | 0 | 3.6 | 2017-08-04 | 20.9 | 0 | 2.9 | 2016-08-04 | 21.9 | 0 | 3.9 | 0 | 2.43
2025-08-04 | 18.9 | 0 | 0.9 | 2024-08-04 | 20.4 | 0 | 2.4 | 2023-08-04 | 17.9 | 0.1 | 0 | 2022-08-04 | 21.8 | 0 | 3.8 | 2021-08-04 | 17.8 | 0.2 | 0 | 2020-08-04 | 19.7 | 0 | 1.7 | 2019-08-04 | 20 | 0 | 2 | 2018-08-04 | 20.4 | 0 | 2.4 | 2017-08-04 | 20.8 | 0 | 2.8 | 2016-08-04 | 21.9 | 0 | 3.9 | 0.03 | 1.99
2025-08-04 | 18 | 0 | 0 | 2024-08-04 | 19.7 | 0 | 1.7 | 2023-08-04 | 17.4 | 0.6 | 0 | 2022-08-04 | 21.7 | 0 | 3.7 | 2021-08-04 | 17.4 | 0.6 | 0 | 2020-08-04 | 19.7 | 0 | 1.7 | 2019-08-04 | 19.7 | 0 | 1.7 | 2018-08-04 | 20.1 | 0 | 2.1 | 2017-08-04 | 20.4 | 0 | 2.4 | 2016-08-04 | 21.9 | 0 | 3.9 | 0.12 | 1.72
2025-08-04 | 18.5 | 0 | 0.5 | 2024-08-04 | 19.2 | 0 | 1.2 | 2023-08-04 | 17.5 | 0.5 | 0 | 2022-08-04 | 21.7 | 0 | 3.7 | 2021-08-04 | 16.8 | 1.2 | 0 | 2020-08-04 | 19.7 | 0 | 1.7 | 2019-08-04 | 19.6 | 0 | 1.6 | 2018-08-04 | 20.2 | 0 | 2.2 | 2017-08-04 | 20.6 | 0 | 2.6 | 2016-08-04 | 21.2 | 0 | 3.2 | 0.17 | 1.67
2025-08-04 | 16.3 | 1.7 | 0 | 2024-08-04 | 19.3 | 0 | 1.3 | 2023-08-04 | 17 | 1 | 0 | 2022-08-04 | 21.8 | 0 | 3.8 | 2021-08-04 | 15.8 | 2.2 | 0 | 2020-08-04 | 19.7 | 0 | 1.7 | 2019-08-04 | 19.3 | 0 | 1.3 | 2018-08-04 | 19.6 | 0 | 1.6 | 2017-08-04 | 20.6 | 0 | 2.6 | 2016-08-04 | 20.3 | 0 | 2.3 | 0.49 | 1.46
2025-08-04 | 17.4 | 0.6 | 0 | 2024-08-04 | 20.2 | 0 | 2.2 | 2023-08-04 | 18.1 | 0 | 0.1 | 2022-08-04 | 22.3 | 0 | 4.3 | 2021-08-04 | 16.1 | 1.9 | 0 | 2020-08-04 | 19.4 | 0 | 1.4 | 2019-08-04 | 19.5 | 0 | 1.5 | 2018-08-04 | 19.9 | 0 | 1.9 | 2017-08-04 | 20.8 | 0 | 2.8 | 2016-08-04 | 21.4 | 0 | 3.4 | 0.25 | 1.76
2025-08-04 | 20.1 | 0 | 2.1 | 2024-08-04 | 22.8 | 0 | 4.8 | 2023-08-04 | 19.4 | 0 | 1.4 | 2022-08-04 | 23.3 | 0 | 5.3 | 2021-08-04 | 17.3 | 0.7 | 0 | 2020-08-04 | 20 | 0 | 2 | 2019-08-04 | 20.2 | 0 | 2.2 | 2018-08-04 | 21.7 | 0 | 3.7 | 2017-08-04 | 20.7 | 0 | 2.7 | 2016-08-04 | 23.3 | 0 | 5.3 | 0.07 | 2.95
2025-08-04 | 22.1 | 0 | 4.1 | 2024-08-04 | 24.9 | 0 | 6.9 | 2023-08-04 | 20 | 0 | 2 | 2022-08-04 | 23.7 | 0 | 5.7 | 2021-08-04 | 19.2 | 0 | 1.2 | 2020-08-04 | 20.4 | 0 | 2.4 | 2019-08-04 | 21.5 | 0 | 3.5 | 2018-08-04 | 23.6 | 0 | 5.6 | 2017-08-04 | 21.5 | 0 | 3.5 | 2016-08-04 | 25.8 | 0 | 7.8 | 0 | 4.27
2025-08-04 | 24.5 | 0 | 6.5 | 2024-08-04 | 26.8 | 0 | 8.8 | 2023-08-04 | 21.4 | 0 | 3.4 | 2022-08-04 | 24.5 | 0 | 6.5 | 2021-08-04 | 21.9 | 0 | 3.9 | 2020-08-04 | 21.4 | 0 | 3.4 | 2019-08-04 | 22.6 | 0 | 4.6 | 2018-08-04 | 25.9 | 0 | 7.9 | 2017-08-04 | 23.6 | 0 | 5.6 | 2016-08-04 | 28.1 | 0 | 10.1 | 0 | 6.07
2025-08-04 | 26.3 | 0 | 8.3 | 2024-08-04 | 28.2 | 0 | 10.2 | 2023-08-04 | 22.6 | 0 | 4.6 | 2022-08-04 | 25.7 | 0 | 7.7 | 2021-08-04 | 24.3 | 0 | 6.3 | 2020-08-04 | 21.5 | 0 | 3.5 | 2019-08-04 | 23.8 | 0 | 5.8 | 2018-08-04 | 27.2 | 0 | 9.2 | 2017-08-04 | 24.3 | 0 | 6.3 | 2016-08-04 | 30 | 0 | 12 | 0 | 7.39
2025-08-04 | 27 | 0 | 9 | 2024-08-04 | 26.8 | 0 | 8.8 | 2023-08-04 | 23.9 | 0 | 5.9 | 2022-08-04 | 27.2 | 0 | 9.2 | 2021-08-04 | 24.9 | 0 | 6.9 | 2020-08-04 | 22.1 | 0 | 4.1 | 2019-08-04 | 24.5 | 0 | 6.5 | 2018-08-04 | 27.2 | 0 | 9.2 | 2017-08-04 | 25.1 | 0 | 7.1 | 2016-08-04 | 29.8 | 0 | 11.8 | 0 | 7.85
2025-08-04 | 28 | 0 | 10 | 2024-08-04 | 26 | 0 | 8 | 2023-08-04 | 25.2 | 0 | 7.2 | 2022-08-04 | 27.6 | 0 | 9.6 | 2021-08-04 | 25.8 | 0 | 7.8 | 2020-08-04 | 22.7 | 0 | 4.7 | 2019-08-04 | 24.4 | 0 | 6.4 | 2018-08-04 | 28.2 | 0 | 10.2 | 2017-08-04 | 25.3 | 0 | 7.3 | 2016-08-04 | 31.1 | 0 | 13.1 | 0 | 8.43
2025-08-04 | 28.7 | 0 | 10.7 | 2024-08-04 | 25.2 | 0 | 7.2 | 2023-08-04 | 25.6 | 0 | 7.6 | 2022-08-04 | 27.4 | 0 | 9.4 | 2021-08-04 | 26.9 | 0 | 8.9 | 2020-08-04 | 21.8 | 0 | 3.8 | 2019-08-04 | 24.4 | 0 | 6.4 | 2018-08-04 | 28.6 | 0 | 10.6 | 2017-08-04 | 25.8 | 0 | 7.8 | 2016-08-04 | 30.9 | 0 | 12.9 | 0 | 8.53
2025-08-04 | 27.9 | 0 | 9.9 | 2024-08-04 | 27.4 | 0 | 9.4 | 2023-08-04 | 26.6 | 0 | 8.6 | 2022-08-04 | 23.1 | 0 | 5.1 | 2021-08-04 | 26 | 0 | 8 | 2020-08-04 | 22.6 | 0 | 4.6 | 2019-08-04 | 24.1 | 0 | 6.1 | 2018-08-04 | 28.7 | 0 | 10.7 | 2017-08-04 | 26 | 0 | 8 | 2016-08-04 | 31.9 | 0 | 13.9 | 0 | 8.43
2025-08-04 | 27.5 | 0 | 9.5 | 2024-08-04 | 27.6 | 0 | 9.6 | 2023-08-04 | 26.7 | 0 | 8.7 | 2022-08-04 | 25.6 | 0 | 7.6 | 2021-08-04 | 26.6 | 0 | 8.6 | 2020-08-04 | 23.1 | 0 | 5.1 | 2019-08-04 | 25.1 | 0 | 7.1 | 2018-08-04 | 31.5 | 0 | 13.5 | 2017-08-04 | 23.3 | 0 | 5.3 | 2016-08-04 | 31.8 | 0 | 13.8 | 0 | 8.88
2025-08-04 | 27.3 | 0 | 9.3 | 2024-08-04 | 28.7 | 0 | 10.7 | 2023-08-04 | 26.5 | 0 | 8.5 | 2022-08-04 | 23.8 | 0 | 5.8 | 2021-08-04 | 27 | 0 | 9 | 2020-08-04 | 24.2 | 0 | 6.2 | 2019-08-04 | 24.8 | 0 | 6.8 | 2018-08-04 | 31.1 | 0 | 13.1 | 2017-08-04 | 19.1 | 0 | 1.1 | 2016-08-04 | 31.3 | 0 | 13.3 | 0 | 8.38
2025-08-04 | 26.5 | 0 | 8.5 | 2024-08-04 | 29.2 | 0 | 11.2 | 2023-08-04 | 25.8 | 0 | 7.8 | 2022-08-04 | 25.6 | 0 | 7.6 | 2021-08-04 | 26.3 | 0 | 8.3 | 2020-08-04 | 19.1 | 0 | 1.1 | 2019-08-04 | 24.8 | 0 | 6.8 | 2018-08-04 | 30.7 | 0 | 12.7 | 2017-08-04 | 19 | 0 | 1 | 2016-08-04 | 31.1 | 0 | 13.1 | 0 | 7.81
2025-08-04 | 26.1 | 0 | 8.1 | 2024-08-04 | 28.1 | 0 | 10.1 | 2023-08-04 | 24.3 | 0 | 6.3 | 2022-08-04 | 25.4 | 0 | 7.4 | 2021-08-04 | 25.8 | 0 | 7.8 | 2020-08-04 | 20.9 | 0 | 2.9 | 2019-08-04 | 23.8 | 0 | 5.8 | 2018-08-04 | 30.1 | 0 | 12.1 | 2017-08-04 | 19.5 | 0 | 1.5 | 2016-08-04 | 30 | 0 | 12 | 0 | 7.4
2025-08-04 | 25.5 | 0 | 7.5 | 2024-08-04 | 26.8 | 0 | 8.8 | 2023-08-04 | 22.8 | 0 | 4.8 | 2022-08-04 | 25.1 | 0 | 7.1 | 2021-08-04 | 24.5 | 0 | 6.5 | 2020-08-04 | 21 | 0 | 3 | 2019-08-04 | 22.7 | 0 | 4.7 | 2018-08-04 | 28.4 | 0 | 10.4 | 2017-08-04 | 20.1 | 0 | 2.1 | 2016-08-04 | 27.4 | 0 | 9.4 | 0 | 6.43
2025-08-04 | 24.8 | 0 | 6.8 | 2024-08-04 | 25.7 | 0 | 7.7 | 2023-08-04 | 21.7 | 0 | 3.7 | 2022-08-04 | 25.2 | 0 | 7.2 | 2021-08-04 | 22.8 | 0 | 4.8 | 2020-08-04 | 20.1 | 0 | 2.1 | 2019-08-04 | 21.5 | 0 | 3.5 | 2018-08-04 | 26.9 | 0 | 8.9 | 2017-08-04 | 19.8 | 0 | 1.8 | 2016-08-04 | 25.5 | 0 | 7.5 | 0 | 5.4
2025-08-04 | 24.5 | 0 | 6.5 | 2024-08-04 | 25.2 | 0 | 7.2 | 2023-08-04 | 21 | 0 | 3 | 2022-08-04 | 24.2 | 0 | 6.2 | 2021-08-04 | 21.8 | 0 | 3.8 | 2020-08-04 | 19.1 | 0 | 1.1 | 2019-08-04 | 21.8 | 0 | 3.8 | 2018-08-04 | 26.3 | 0 | 8.3 | 2017-08-04 | 18.7 | 0 | 0.7 | 2016-08-04 | 24.7 | 0 | 6.7 | 0 | 4.73
2025-08-04 | 23.1 | 0 | 5.1 | 2024-08-04 | 23.8 | 0 | 5.8 | 2023-08-04 | 20.4 | 0 | 2.4 | 2022-08-04 | 24.2 | 0 | 6.2 | 2021-08-04 | 21 | 0 | 3 | 2020-08-04 | 18.9 | 0 | 0.9 | 2019-08-04 | 20.6 | 0 | 2.6 | 2018-08-04 | 25.2 | 0 | 7.2 | 2017-08-04 | 17.7 | 0.3 | 0 | 2016-08-04 | 24.7 | 0 | 6.7 | 0.03 | 3.99
2025-08-04 | 22.2 | 0 | 4.2 | 2024-08-04 | 23.6 | 0 | 5.6 | 2023-08-04 | 19.8 | 0 | 1.8 | 2022-08-04 | 22.9 | 0 | 4.9 | 2021-08-04 | 20.4 | 0 | 2.4 | 2020-08-04 | 18.5 | 0 | 0.5 | 2019-08-04 | 19.9 | 0 | 1.9 | 2018-08-04 | 22.7 | 0 | 4.7 | 2017-08-04 | 16.6 | 1.4 | 0 | 2016-08-04 | 25 | 0 | 7 | 0.14 | 3.3
2025-08-05 | 21.1 | 0 | 3.1 | 2024-08-05 | 23.1 | 0 | 5.1 | 2023-08-05 | 19.2 | 0 | 1.2 | 2022-08-05 | 22.1 | 0 | 4.1 | 2021-08-05 | 20.2 | 0 | 2.2 | 2020-08-05 | 18 | 0 | 0 | 2019-08-05 | 19.6 | 0 | 1.6 | 2018-08-05 | 22 | 0 | 4 | 2017-08-05 | 16.1 | 1.9 | 0 | 2016-08-05 | 24.8 | 0 | 6.8 | 0.19 | 2.81
2025-08-05 | 19.9 | 0 | 1.9 | 2024-08-05 | 22.9 | 0 | 4.9 | 2023-08-05 | 18.8 | 0 | 0.8 | 2022-08-05 | 21.4 | 0 | 3.4 | 2021-08-05 | 19.4 | 0 | 1.4 | 2020-08-05 | 17.7 | 0.3 | 0 | 2019-08-05 | 18.9 | 0 | 0.9 | 2018-08-05 | 21.7 | 0 | 3.7 | 2017-08-05 | 15.7 | 2.3 | 0 | 2016-08-05 | 24.7 | 0 | 6.7 | 0.26 | 2.37
2025-08-05 | 19.4 | 0 | 1.4 | 2024-08-05 | 22.9 | 0 | 4.9 | 2023-08-05 | 18.2 | 0 | 0.2 | 2022-08-05 | 20.7 | 0 | 2.7 | 2021-08-05 | 18.6 | 0 | 0.6 | 2020-08-05 | 16.9 | 1.1 | 0 | 2019-08-05 | 18.4 | 0 | 0.4 | 2018-08-05 | 21.8 | 0 | 3.8 | 2017-08-05 | 15.6 | 2.4 | 0 | 2016-08-05 | 24.7 | 0 | 6.7 | 0.35 | 2.07
2025-08-05 | 19.1 | 0 | 1.1 | 2024-08-05 | 22.2 | 0 | 4.2 | 2023-08-05 | 18.4 | 0 | 0.4 | 2022-08-05 | 20.8 | 0 | 2.8 | 2021-08-05 | 17.8 | 0.2 | 0 | 2020-08-05 | 16.2 | 1.8 | 0 | 2019-08-05 | 17.8 | 0.2 | 0 | 2018-08-05 | 20.1 | 0 | 2.1 | 2017-08-05 | 15.3 | 2.7 | 0 | 2016-08-05 | 24.5 | 0 | 6.5 | 0.49 | 1.71
2025-08-05 | 19.6 | 0 | 1.6 | 2024-08-05 | 21.7 | 0 | 3.7 | 2023-08-05 | 17.5 | 0.5 | 0 | 2022-08-05 | 20.5 | 0 | 2.5 | 2021-08-05 | 16.6 | 1.4 | 0 | 2020-08-05 | 15.5 | 2.5 | 0 | 2019-08-05 | 17.2 | 0.8 | 0 | 2018-08-05 | 19.6 | 0 | 1.6 | 2017-08-05 | 15.7 | 2.3 | 0 | 2016-08-05 | 24.2 | 0 | 6.2 | 0.75 | 1.56
2025-08-05 | 20.3 | 0 | 2.3 | 2024-08-05 | 22.1 | 0 | 4.1 | 2023-08-05 | 17.9 | 0.1 | 0 | 2022-08-05 | 20.2 | 0 | 2.2 | 2021-08-05 | 15 | 3 | 0 | 2020-08-05 | 14.9 | 3.1 | 0 | 2019-08-05 | 16.8 | 1.2 | 0 | 2018-08-05 | 19.4 | 0 | 1.4 | 2017-08-05 | 15.2 | 2.8 | 0 | 2016-08-05 | 24 | 0 | 6 | 1.02 | 1.6
2025-08-05 | 20.5 | 0 | 2.5 | 2024-08-05 | 21.3 | 0 | 3.3 | 2023-08-05 | 17.5 | 0.5 | 0 | 2022-08-05 | 20.3 | 0 | 2.3 | 2021-08-05 | 17.2 | 0.8 | 0 | 2020-08-05 | 15.4 | 2.6 | 0 | 2019-08-05 | 16.6 | 1.4 | 0 | 2018-08-05 | 20 | 0 | 2 | 2017-08-05 | 15.3 | 2.7 | 0 | 2016-08-05 | 24.2 | 0 | 6.2 | 0.8 | 1.63
2025-08-05 | 21.1 | 0 | 3.1 | 2024-08-05 | 19.3 | 0 | 1.3 | 2023-08-05 | 18.1 | 0 | 0.1 | 2022-08-05 | 20.7 | 0 | 2.7 | 2021-08-05 | 19.6 | 0 | 1.6 | 2020-08-05 | 16.9 | 1.1 | 0 | 2019-08-05 | 19.9 | 0 | 1.9 | 2018-08-05 | 22.7 | 0 | 4.7 | 2017-08-05 | 16.1 | 1.9 | 0 | 2016-08-05 | 25.2 | 0 | 7.2 | 0.3 | 2.26
2025-08-05 | 22.2 | 0 | 4.2 | 2024-08-05 | 20 | 0 | 2 | 2023-08-05 | 19.7 | 0 | 1.7 | 2022-08-05 | 21.5 | 0 | 3.5 | 2021-08-05 | 22.1 | 0 | 4.1 | 2020-08-05 | 18.6 | 0 | 0.6 | 2019-08-05 | 22.6 | 0 | 4.6 | 2018-08-05 | 25.6 | 0 | 7.6 | 2017-08-05 | 16.6 | 1.4 | 0 | 2016-08-05 | 26.8 | 0 | 8.8 | 0.14 | 3.71
2025-08-05 | 23.6 | 0 | 5.6 | 2024-08-05 | 21.1 | 0 | 3.1 | 2023-08-05 | 20.2 | 0 | 2.2 | 2022-08-05 | 22.2 | 0 | 4.2 | 2021-08-05 | 24.3 | 0 | 6.3 | 2020-08-05 | 19.9 | 0 | 1.9 | 2019-08-05 | 24.8 | 0 | 6.8 | 2018-08-05 | 28.1 | 0 | 10.1 | 2017-08-05 | 18.1 | 0 | 0.1 | 2016-08-05 | 28.3 | 0 | 10.3 | 0 | 5.06
2025-08-05 | 24.9 | 0 | 6.9 | 2024-08-05 | 22.2 | 0 | 4.2 | 2023-08-05 | 21.8 | 0 | 3.8 | 2022-08-05 | 25 | 0 | 7 | 2021-08-05 | 25.1 | 0 | 7.1 | 2020-08-05 | 20.6 | 0 | 2.6 | 2019-08-05 | 26.8 | 0 | 8.8 | 2018-08-05 | 30 | 0 | 12 | 2017-08-05 | 18.1 | 0 | 0.1 | 2016-08-05 | 30 | 0 | 12 | 0 | 6.45
2025-08-05 | 26 | 0 | 8 | 2024-08-05 | 22.7 | 0 | 4.7 | 2023-08-05 | 22.8 | 0 | 4.8 | 2022-08-05 | 26.5 | 0 | 8.5 | 2021-08-05 | 27.1 | 0 | 9.1 | 2020-08-05 | 20.7 | 0 | 2.7 | 2019-08-05 | 25.7 | 0 | 7.7 | 2018-08-05 | 30.4 | 0 | 12.4 | 2017-08-05 | 18.1 | 0 | 0.1 | 2016-08-05 | 32 | 0 | 14 | 0 | 7.2
2025-08-05 | 27 | 0 | 9 | 2024-08-05 | 24.2 | 0 | 6.2 | 2023-08-05 | 23.1 | 0 | 5.1 | 2022-08-05 | 28.3 | 0 | 10.3 | 2021-08-05 | 26.4 | 0 | 8.4 | 2020-08-05 | 21.6 | 0 | 3.6 | 2019-08-05 | 27.7 | 0 | 9.7 | 2018-08-05 | 30.5 | 0 | 12.5 | 2017-08-05 | 20.5 | 0 | 2.5 | 2016-08-05 | 31.8 | 0 | 13.8 | 0 | 8.11
2025-08-05 | 27.2 | 0 | 9.2 | 2024-08-05 | 26 | 0 | 8 | 2023-08-05 | 24.4 | 0 | 6.4 | 2022-08-05 | 27.4 | 0 | 9.4 | 2021-08-05 | 26.5 | 0 | 8.5 | 2020-08-05 | 23.4 | 0 | 5.4 | 2019-08-05 | 28.1 | 0 | 10.1 | 2018-08-05 | 31.5 | 0 | 13.5 | 2017-08-05 | 20.3 | 0 | 2.3 | 2016-08-05 | 33.3 | 0 | 15.3 | 0 | 8.81
2025-08-05 | 27.9 | 0 | 9.9 | 2024-08-05 | 26.3 | 0 | 8.3 | 2023-08-05 | 23.8 | 0 | 5.8 | 2022-08-05 | 28.4 | 0 | 10.4 | 2021-08-05 | 26.8 | 0 | 8.8 | 2020-08-05 | 22.9 | 0 | 4.9 | 2019-08-05 | 27.9 | 0 | 9.9 | 2018-08-05 | 33.8 | 0 | 15.8 | 2017-08-05 | 20.7 | 0 | 2.7 | 2016-08-05 | 31.5 | 0 | 13.5 | 0 | 9
2025-08-05 | 27.9 | 0 | 9.9 | 2024-08-05 | 23.5 | 0 | 5.5 | 2023-08-05 | 24 | 0 | 6 | 2022-08-05 | 28.9 | 0 | 10.9 | 2021-08-05 | 27.2 | 0 | 9.2 | 2020-08-05 | 22.4 | 0 | 4.4 | 2019-08-05 | 28.1 | 0 | 10.1 | 2018-08-05 | 34.3 | 0 | 16.3 | 2017-08-05 | 20.4 | 0 | 2.4 | 2016-08-05 | 29.9 | 0 | 11.9 | 0 | 8.66
2025-08-05 | 27.6 | 0 | 9.6 | 2024-08-05 | 24.2 | 0 | 6.2 | 2023-08-05 | 23.2 | 0 | 5.2 | 2022-08-05 | 28.5 | 0 | 10.5 | 2021-08-05 | 27.3 | 0 | 9.3 | 2020-08-05 | 22.5 | 0 | 4.5 | 2019-08-05 | 27.6 | 0 | 9.6 | 2018-08-05 | 34.2 | 0 | 16.2 | 2017-08-05 | 20.6 | 0 | 2.6 | 2016-08-05 | 31.4 | 0 | 13.4 | 0 | 8.71
2025-08-05 | 27.5 | 0 | 9.5 | 2024-08-05 | 22.9 | 0 | 4.9 | 2023-08-05 | 22.8 | 0 | 4.8 | 2022-08-05 | 28 | 0 | 10 | 2021-08-05 | 27.3 | 0 | 9.3 | 2020-08-05 | 22.3 | 0 | 4.3 | 2019-08-05 | 27.4 | 0 | 9.4 | 2018-08-05 | 33.1 | 0 | 15.1 | 2017-08-05 | 20.4 | 0 | 2.4 | 2016-08-05 | 29 | 0 | 11 | 0 | 8.07
2025-08-05 | 26.6 | 0 | 8.6 | 2024-08-05 | 22.9 | 0 | 4.9 | 2023-08-05 | 22.5 | 0 | 4.5 | 2022-08-05 | 27.7 | 0 | 9.7 | 2021-08-05 | 25.8 | 0 | 7.8 | 2020-08-05 | 20.9 | 0 | 2.9 | 2019-08-05 | 26 | 0 | 8 | 2018-08-05 | 32 | 0 | 14 | 2017-08-05 | 19.7 | 0 | 1.7 | 2016-08-05 | 29.9 | 0 | 11.9 | 0 | 7.4
2025-08-05 | 25.1 | 0 | 7.1 | 2024-08-05 | 23.2 | 0 | 5.2 | 2023-08-05 | 21.8 | 0 | 3.8 | 2022-08-05 | 26.4 | 0 | 8.4 | 2021-08-05 | 24.3 | 0 | 6.3 | 2020-08-05 | 19.6 | 0 | 1.6 | 2019-08-05 | 25.5 | 0 | 7.5 | 2018-08-05 | 30.6 | 0 | 12.6 | 2017-08-05 | 19.1 | 0 | 1.1 | 2016-08-05 | 28.7 | 0 | 10.7 | 0 | 6.43
2025-08-05 | 23.9 | 0 | 5.9 | 2024-08-05 | 22.9 | 0 | 4.9 | 2023-08-05 | 21.1 | 0 | 3.1 | 2022-08-05 | 24.9 | 0 | 6.9 | 2021-08-05 | 22.9 | 0 | 4.9 | 2020-08-05 | 18 | 0 | 0 | 2019-08-05 | 25.1 | 0 | 7.1 | 2018-08-05 | 29 | 0 | 11 | 2017-08-05 | 17.4 | 0.6 | 0 | 2016-08-05 | 27.5 | 0 | 9.5 | 0.06 | 5.33
2025-08-05 | 23.2 | 0 | 5.2 | 2024-08-05 | 22.7 | 0 | 4.7 | 2023-08-05 | 20.6 | 0 | 2.6 | 2022-08-05 | 24 | 0 | 6 | 2021-08-05 | 22.4 | 0 | 4.4 | 2020-08-05 | 16.4 | 1.6 | 0 | 2019-08-05 | 24.9 | 0 | 6.9 | 2018-08-05 | 27.9 | 0 | 9.9 | 2017-08-05 | 16.2 | 1.8 | 0 | 2016-08-05 | 25.8 | 0 | 7.8 | 0.34 | 4.75
2025-08-05 | 22.9 | 0 | 4.9 | 2024-08-05 | 21.9 | 0 | 3.9 | 2023-08-05 | 20.1 | 0 | 2.1 | 2022-08-05 | 24.3 | 0 | 6.3 | 2021-08-05 | 22.2 | 0 | 4.2 | 2020-08-05 | 16.7 | 1.3 | 0 | 2019-08-05 | 23.6 | 0 | 5.6 | 2018-08-05 | 26.9 | 0 | 8.9 | 2017-08-05 | 15.8 | 2.2 | 0 | 2016-08-05 | 24.3 | 0 | 6.3 | 0.35 | 4.22
2025-08-05 | 22.6 | 0 | 4.6 | 2024-08-05 | 21.4 | 0 | 3.4 | 2023-08-05 | 18.4 | 0 | 0.4 | 2022-08-05 | 24.2 | 0 | 6.2 | 2021-08-05 | 22.3 | 0 | 4.3 | 2020-08-05 | 17 | 1 | 0 | 2019-08-05 | 23.5 | 0 | 5.5 | 2018-08-05 | 26.1 | 0 | 8.1 | 2017-08-05 | 14.1 | 3.9 | 0 | 2016-08-05 | 24.5 | 0 | 6.5 | 0.49 | 3.9
2025-08-06 | 22.5 | 0 | 4.5 | 2024-08-06 | 21 | 0 | 3 | 2023-08-06 | 17.7 | 0.3 | 0 | 2022-08-06 | 23.3 | 0 | 5.3 | 2021-08-06 | 20 | 0 | 2 | 2020-08-06 | 15.4 | 2.6 | 0 | 2019-08-06 | 22.8 | 0 | 4.8 | 2018-08-06 | 26 | 0 | 8 | 2017-08-06 | 13 | 5 | 0 | 2016-08-06 | 22.9 | 0 | 4.9 | 0.79 | 3.25
2025-08-06 | 22 | 0 | 4 | 2024-08-06 | 20.3 | 0 | 2.3 | 2023-08-06 | 17.1 | 0.9 | 0 | 2022-08-06 | 22.4 | 0 | 4.4 | 2021-08-06 | 20.3 | 0 | 2.3 | 2020-08-06 | 14.8 | 3.2 | 0 | 2019-08-06 | 21.8 | 0 | 3.8 | 2018-08-06 | 25.5 | 0 | 7.5 | 2017-08-06 | 13.6 | 4.4 | 0 | 2016-08-06 | 22 | 0 | 4 | 0.85 | 2.83
2025-08-06 | 21.4 | 0 | 3.4 | 2024-08-06 | 20 | 0 | 2 | 2023-08-06 | 16.1 | 1.9 | 0 | 2022-08-06 | 22.8 | 0 | 4.8 | 2021-08-06 | 20 | 0 | 2 | 2020-08-06 | 14.5 | 3.5 | 0 | 2019-08-06 | 20.8 | 0 | 2.8 | 2018-08-06 | 25 | 0 | 7 | 2017-08-06 | 12.8 | 5.2 | 0 | 2016-08-06 | 21.5 | 0 | 3.5 | 1.06 | 2.55
2025-08-06 | 21 | 0 | 3 | 2024-08-06 | 19.7 | 0 | 1.7 | 2023-08-06 | 15.7 | 2.3 | 0 | 2022-08-06 | 22.4 | 0 | 4.4 | 2021-08-06 | 20.1 | 0 | 2.1 | 2020-08-06 | 14.8 | 3.2 | 0 | 2019-08-06 | 21.5 | 0 | 3.5 | 2018-08-06 | 24.3 | 0 | 6.3 | 2017-08-06 | 12.7 | 5.3 | 0 | 2016-08-06 | 20.1 | 0 | 2.1 | 1.08 | 2.31
2025-08-06 | 20.4 | 0 | 2.4 | 2024-08-06 | 19.4 | 0 | 1.4 | 2023-08-06 | 15.5 | 2.5 | 0 | 2022-08-06 | 21.9 | 0 | 3.9 | 2021-08-06 | 19.4 | 0 | 1.4 | 2020-08-06 | 13.4 | 4.6 | 0 | 2019-08-06 | 21.3 | 0 | 3.3 | 2018-08-06 | 24.3 | 0 | 6.3 | 2017-08-06 | 12.1 | 5.9 | 0 | 2016-08-06 | 19.5 | 0 | 1.5 | 1.3 | 2.02
2025-08-06 | 20.7 | 0 | 2.7 | 2024-08-06 | 19 | 0 | 1 | 2023-08-06 | 15.4 | 2.6 | 0 | 2022-08-06 | 21.4 | 0 | 3.4 | 2021-08-06 | 18.9 | 0 | 0.9 | 2020-08-06 | 13.9 | 4.1 | 0 | 2019-08-06 | 20.8 | 0 | 2.8 | 2018-08-06 | 24.1 | 0 | 6.1 | 2017-08-06 | 13.3 | 4.7 | 0 | 2016-08-06 | 19 | 0 | 1 | 1.14 | 1.79
2025-08-06 | 20.7 | 0 | 2.7 | 2024-08-06 | 18.4 | 0 | 0.4 | 2023-08-06 | 16 | 2 | 0 | 2022-08-06 | 21.8 | 0 | 3.8 | 2021-08-06 | 19.9 | 0 | 1.9 | 2020-08-06 | 14.9 | 3.1 | 0 | 2019-08-06 | 21.7 | 0 | 3.7 | 2018-08-06 | 24.2 | 0 | 6.2 | 2017-08-06 | 13.3 | 4.7 | 0 | 2016-08-06 | 19.2 | 0 | 1.2 | 0.98 | 1.99
2025-08-06 | 20.8 | 0 | 2.8 | 2024-08-06 | 18.5 | 0 | 0.5 | 2023-08-06 | 17.7 | 0.3 | 0 | 2022-08-06 | 23.4 | 0 | 5.4 | 2021-08-06 | 20.8 | 0 | 2.8 | 2020-08-06 | 16.5 | 1.5 | 0 | 2019-08-06 | 23.7 | 0 | 5.7 | 2018-08-06 | 25.9 | 0 | 7.9 | 2017-08-06 | 16 | 2 | 0 | 2016-08-06 | 20.5 | 0 | 2.5 | 0.38 | 2.76
2025-08-06 | 21.4 | 0 | 3.4 | 2024-08-06 | 18.2 | 0 | 0.2 | 2023-08-06 | 20.7 | 0 | 2.7 | 2022-08-06 | 25.4 | 0 | 7.4 | 2021-08-06 | 22.6 | 0 | 4.6 | 2020-08-06 | 19 | 0 | 1 | 2019-08-06 | 23.8 | 0 | 5.8 | 2018-08-06 | 27.8 | 0 | 9.8 | 2017-08-06 | 18.9 | 0 | 0.9 | 2016-08-06 | 22.2 | 0 | 4.2 | 0 | 4
2025-08-06 | 22.4 | 0 | 4.4 | 2024-08-06 | 17.9 | 0.1 | 0 | 2023-08-06 | 22.4 | 0 | 4.4 | 2022-08-06 | 27.4 | 0 | 9.4 | 2021-08-06 | 25 | 0 | 7 | 2020-08-06 | 21.1 | 0 | 3.1 | 2019-08-06 | 24.2 | 0 | 6.2 | 2018-08-06 | 29.8 | 0 | 11.8 | 2017-08-06 | 21.3 | 0 | 3.3 | 2016-08-06 | 23.7 | 0 | 5.7 | 0.01 | 5.53
2025-08-06 | 24.2 | 0 | 6.2 | 2024-08-06 | 18.2 | 0 | 0.2 | 2023-08-06 | 22.9 | 0 | 4.9 | 2022-08-06 | 28.6 | 0 | 10.6 | 2021-08-06 | 26.2 | 0 | 8.2 | 2020-08-06 | 21.7 | 0 | 3.7 | 2019-08-06 | 21.2 | 0 | 3.2 | 2018-08-06 | 31.2 | 0 | 13.2 | 2017-08-06 | 22.6 | 0 | 4.6 | 2016-08-06 | 25.1 | 0 | 7.1 | 0 | 6.19
2025-08-06 | 23.5 | 0 | 5.5 | 2024-08-06 | 18.8 | 0 | 0.8 | 2023-08-06 | 23.5 | 0 | 5.5 | 2022-08-06 | 27.9 | 0 | 9.9 | 2021-08-06 | 26.6 | 0 | 8.6 | 2020-08-06 | 22.9 | 0 | 4.9 | 2019-08-06 | 21.8 | 0 | 3.8 | 2018-08-06 | 33 | 0 | 15 | 2017-08-06 | 23.4 | 0 | 5.4 | 2016-08-06 | 27 | 0 | 9 | 0 | 6.84
2025-08-06 | 24.4 | 0 | 6.4 | 2024-08-06 | 19.4 | 0 | 1.4 | 2023-08-06 | 25 | 0 | 7 | 2022-08-06 | 29.3 | 0 | 11.3 | 2021-08-06 | 28.1 | 0 | 10.1 | 2020-08-06 | 23.3 | 0 | 5.3 | 2019-08-06 | 24 | 0 | 6 | 2018-08-06 | 32.9 | 0 | 14.9 | 2017-08-06 | 23.8 | 0 | 5.8 | 2016-08-06 | 27.1 | 0 | 9.1 | 0 | 7.73
2025-08-06 | 25.4 | 0 | 7.4 | 2024-08-06 | 19.8 | 0 | 1.8 | 2023-08-06 | 24.1 | 0 | 6.1 | 2022-08-06 | 30.2 | 0 | 12.2 | 2021-08-06 | 27.9 | 0 | 9.9 | 2020-08-06 | 22.8 | 0 | 4.8 | 2019-08-06 | 26 | 0 | 8 | 2018-08-06 | 32.3 | 0 | 14.3 | 2017-08-06 | 24 | 0 | 6 | 2016-08-06 | 28.4 | 0 | 10.4 | 0 | 8.09
2025-08-06 | 27 | 0 | 9 | 2024-08-06 | 20.1 | 0 | 2.1 | 2023-08-06 | 23.2 | 0 | 5.2 | 2022-08-06 | 30 | 0 | 12 | 2021-08-06 | 27.9 | 0 | 9.9 | 2020-08-06 | 23.5 | 0 | 5.5 | 2019-08-06 | 26.8 | 0 | 8.8 | 2018-08-06 | 24.6 | 0 | 6.6 | 2017-08-06 | 25.1 | 0 | 7.1 | 2016-08-06 | 27.5 | 0 | 9.5 | 0 | 7.57
2025-08-06 | 27.7 | 0 | 9.7 | 2024-08-06 | 20.1 | 0 | 2.1 | 2023-08-06 | 22.9 | 0 | 4.9 | 2022-08-06 | 31.1 | 0 | 13.1 | 2021-08-06 | 28 | 0 | 10 | 2020-08-06 | 23.1 | 0 | 5.1 | 2019-08-06 | 27.7 | 0 | 9.7 | 2018-08-06 | 22.5 | 0 | 4.5 | 2017-08-06 | 24.4 | 0 | 6.4 | 2016-08-06 | 28.5 | 0 | 10.5 | 0 | 7.6
2025-08-06 | 28 | 0 | 10 | 2024-08-06 | 20.1 | 0 | 2.1 | 2023-08-06 | 22.6 | 0 | 4.6 | 2022-08-06 | 31 | 0 | 13 | 2021-08-06 | 28.7 | 0 | 10.7 | 2020-08-06 | 22.8 | 0 | 4.8 | 2019-08-06 | 26.1 | 0 | 8.1 | 2018-08-06 | 25 | 0 | 7 | 2017-08-06 | 24.3 | 0 | 6.3 | 2016-08-06 | 29 | 0 | 11 | 0 | 7.76
2025-08-06 | 27.2 | 0 | 9.2 | 2024-08-06 | 20.2 | 0 | 2.2 | 2023-08-06 | 21.6 | 0 | 3.6 | 2022-08-06 | 31.1 | 0 | 13.1 | 2021-08-06 | 28.4 | 0 | 10.4 | 2020-08-06 | 23.2 | 0 | 5.2 | 2019-08-06 | 26.2 | 0 | 8.2 | 2018-08-06 | 26.7 | 0 | 8.7 | 2017-08-06 | 24.2 | 0 | 6.2 | 2016-08-06 | 27.5 | 0 | 9.5 | 0 | 7.63
2025-08-06 | 26.4 | 0 | 8.4 | 2024-08-06 | 21.1 | 0 | 3.1 | 2023-08-06 | 22.3 | 0 | 4.3 | 2022-08-06 | 30.5 | 0 | 12.5 | 2021-08-06 | 27.8 | 0 | 9.8 | 2020-08-06 | 22.5 | 0 | 4.5 | 2019-08-06 | 25.6 | 0 | 7.6 | 2018-08-06 | 26.1 | 0 | 8.1 | 2017-08-06 | 23.1 | 0 | 5.1 | 2016-08-06 | 27.5 | 0 | 9.5 | 0 | 7.29
2025-08-06 | 23.8 | 0 | 5.8 | 2024-08-06 | 20.1 | 0 | 2.1 | 2023-08-06 | 22.7 | 0 | 4.7 | 2022-08-06 | 29.5 | 0 | 11.5 | 2021-08-06 | 27.2 | 0 | 9.2 | 2020-08-06 | 21.6 | 0 | 3.6 | 2019-08-06 | 25.4 | 0 | 7.4 | 2018-08-06 | 24.8 | 0 | 6.8 | 2017-08-06 | 22.8 | 0 | 4.8 | 2016-08-06 | 26.3 | 0 | 8.3 | 0 | 6.42
2025-08-06 | 23.4 | 0 | 5.4 | 2024-08-06 | 18.6 | 0 | 0.6 | 2023-08-06 | 20.3 | 0 | 2.3 | 2022-08-06 | 28.2 | 0 | 10.2 | 2021-08-06 | 26 | 0 | 8 | 2020-08-06 | 20.3 | 0 | 2.3 | 2019-08-06 | 23.9 | 0 | 5.9 | 2018-08-06 | 24.6 | 0 | 6.6 | 2017-08-06 | 21 | 0 | 3 | 2016-08-06 | 24.5 | 0 | 6.5 | 0 | 5.08
2025-08-06 | 23.6 | 0 | 5.6 | 2024-08-06 | 18 | 0 | 0 | 2023-08-06 | 20.5 | 0 | 2.5 | 2022-08-06 | 27.6 | 0 | 9.6 | 2021-08-06 | 25.4 | 0 | 7.4 | 2020-08-06 | 20.1 | 0 | 2.1 | 2019-08-06 | 23.1 | 0 | 5.1 | 2018-08-06 | 24.7 | 0 | 6.7 | 2017-08-06 | 20.7 | 0 | 2.7 | 2016-08-06 | 24 | 0 | 6 | 0 | 4.77
2025-08-06 | 23.4 | 0 | 5.4 | 2024-08-06 | 17.7 | 0.3 | 0 | 2023-08-06 | 18.6 | 0 | 0.6 | 2022-08-06 | 27 | 0 | 9 | 2021-08-06 | 24.5 | 0 | 6.5 | 2020-08-06 | 19.6 | 0 | 1.6 | 2019-08-06 | 22.7 | 0 | 4.7 | 2018-08-06 | 24.6 | 0 | 6.6 | 2017-08-06 | 20.1 | 0 | 2.1 | 2016-08-06 | 22.6 | 0 | 4.6 | 0.03 | 4.11
2025-08-06 | 22.6 | 0 | 4.6 | 2024-08-06 | 16.8 | 1.2 | 0 | 2023-08-06 | 18.7 | 0 | 0.7 | 2022-08-06 | 26.3 | 0 | 8.3 | 2021-08-06 | 23.4 | 0 | 5.4 | 2020-08-06 | 19.1 | 0 | 1.1 | 2019-08-06 | 22.4 | 0 | 4.4 | 2018-08-06 | 22.7 | 0 | 4.7 | 2017-08-06 | 18.8 | 0 | 0.8 | 2016-08-06 | 21.5 | 0 | 3.5 | 0.12 | 3.35
2025-08-07 | 22.4 | 0 | 4.4 | 2024-08-07 | 16 | 2 | 0 | 2023-08-07 | 19.8 | 0 | 1.8 | 2022-08-07 | 25.4 | 0 | 7.4 | 2021-08-07 | 22.7 | 0 | 4.7 | 2020-08-07 | 18 | 0 | 0 | 2019-08-07 | 22.2 | 0 | 4.2 | 2018-08-07 | 22.3 | 0 | 4.3 | 2017-08-07 | 18.2 | 0 | 0.2 | 2016-08-07 | 19.8 | 0 | 1.8 | 0.2 | 2.88
2025-08-07 | 22 | 0 | 4 | 2024-08-07 | 15.6 | 2.4 | 0 | 2023-08-07 | 19.9 | 0 | 1.9 | 2022-08-07 | 24.7 | 0 | 6.7 | 2021-08-07 | 21.6 | 0 | 3.6 | 2020-08-07 | 18 | 0 | 0 | 2019-08-07 | 21.4 | 0 | 3.4 | 2018-08-07 | 22 | 0 | 4 | 2017-08-07 | 17.4 | 0.6 | 0 | 2016-08-07 | 19.7 | 0 | 1.7 | 0.3 | 2.53
2025-08-07 | 21.4 | 0 | 3.4 | 2024-08-07 | 14.9 | 3.1 | 0 | 2023-08-07 | 20.2 | 0 | 2.2 | 2022-08-07 | 24.3 | 0 | 6.3 | 2021-08-07 | 21.3 | 0 | 3.3 | 2020-08-07 | 17.4 | 0.6 | 0 | 2019-08-07 | 21.1 | 0 | 3.1 | 2018-08-07 | 21.8 | 0 | 3.8 | 2017-08-07 | 17.4 | 0.6 | 0 | 2016-08-07 | 20.1 | 0 | 2.1 | 0.43 | 2.42
2025-08-07 | 21 | 0 | 3 | 2024-08-07 | 14.6 | 3.4 | 0 | 2023-08-07 | 20 | 0 | 2 | 2022-08-07 | 23.5 | 0 | 5.5 | 2021-08-07 | 20.5 | 0 | 2.5 | 2020-08-07 | 16.2 | 1.8 | 0 | 2019-08-07 | 20.9 | 0 | 2.9 | 2018-08-07 | 21.6 | 0 | 3.6 | 2017-08-07 | 17.6 | 0.4 | 0 | 2016-08-07 | 19.7 | 0 | 1.7 | 0.56 | 2.12
2025-08-07 | 21.1 | 0 | 3.1 | 2024-08-07 | 14.1 | 3.9 | 0 | 2023-08-07 | 20.3 | 0 | 2.3 | 2022-08-07 | 23.6 | 0 | 5.6 | 2021-08-07 | 19.8 | 0 | 1.8 | 2020-08-07 | 16.5 | 1.5 | 0 | 2019-08-07 | 20.9 | 0 | 2.9 | 2018-08-07 | 21.4 | 0 | 3.4 | 2017-08-07 | 17.8 | 0.2 | 0 | 2016-08-07 | 18.7 | 0 | 0.7 | 0.56 | 1.98
2025-08-07 | 21.3 | 0 | 3.3 | 2024-08-07 | 14.2 | 3.8 | 0 | 2023-08-07 | 20.7 | 0 | 2.7 | 2022-08-07 | 23.1 | 0 | 5.1 | 2021-08-07 | 20.5 | 0 | 2.5 | 2020-08-07 | 15.4 | 2.6 | 0 | 2019-08-07 | 20.6 | 0 | 2.6 | 2018-08-07 | 21.4 | 0 | 3.4 | 2017-08-07 | 18 | 0 | 0 | 2016-08-07 | 17.9 | 0.1 | 0 | 0.65 | 1.96
2025-08-07 | 21.2 | 0 | 3.2 | 2024-08-07 | 15.1 | 2.9 | 0 | 2023-08-07 | 20.5 | 0 | 2.5 | 2022-08-07 | 23.8 | 0 | 5.8 | 2021-08-07 | 20.9 | 0 | 2.9 | 2020-08-07 | 16.1 | 1.9 | 0 | 2019-08-07 | 20.5 | 0 | 2.5 | 2018-08-07 | 21.6 | 0 | 3.6 | 2017-08-07 | 17.8 | 0.2 | 0 | 2016-08-07 | 18.3 | 0 | 0.3 | 0.5 | 2.08
2025-08-07 | 22.7 | 0 | 4.7 | 2024-08-07 | 17.5 | 0.5 | 0 | 2023-08-07 | 20.9 | 0 | 2.9 | 2022-08-07 | 25.8 | 0 | 7.8 | 2021-08-07 | 22.5 | 0 | 4.5 | 2020-08-07 | 18.2 | 0 | 0.2 | 2019-08-07 | 20.9 | 0 | 2.9 | 2018-08-07 | 21.9 | 0 | 3.9 | 2017-08-07 | 17.9 | 0.1 | 0 | 2016-08-07 | 20.1 | 0 | 2.1 | 0.06 | 2.9
2025-08-07 | 23.6 | 0 | 5.6 | 2024-08-07 | 20.1 | 0 | 2.1 | 2023-08-07 | 20.9 | 0 | 2.9 | 2022-08-07 | 26.9 | 0 | 8.9 | 2021-08-07 | 22.2 | 0 | 4.2 | 2020-08-07 | 20.5 | 0 | 2.5 | 2019-08-07 | 21.7 | 0 | 3.7 | 2018-08-07 | 22.9 | 0 | 4.9 | 2017-08-07 | 18.7 | 0 | 0.7 | 2016-08-07 | 21.7 | 0 | 3.7 | 0 | 3.92
2025-08-07 | 24.1 | 0 | 6.1 | 2024-08-07 | 21.6 | 0 | 3.6 | 2023-08-07 | 21.1 | 0 | 3.1 | 2022-08-07 | 29.8 | 0 | 11.8 | 2021-08-07 | 22.5 | 0 | 4.5 | 2020-08-07 | 22.2 | 0 | 4.2 | 2019-08-07 | 23.3 | 0 | 5.3 | 2018-08-07 | 23.5 | 0 | 5.5 | 2017-08-07 | 18.9 | 0 | 0.9 | 2016-08-07 | 23.4 | 0 | 5.4 | 0 | 5.04
2025-08-07 | 24.4 | 0 | 6.4 | 2024-08-07 | 22.6 | 0 | 4.6 | 2023-08-07 | 22.4 | 0 | 4.4 | 2022-08-07 | 31.2 | 0 | 13.2 | 2021-08-07 | 23.7 | 0 | 5.7 | 2020-08-07 | 23.5 | 0 | 5.5 | 2019-08-07 | 24 | 0 | 6 | 2018-08-07 | 24.8 | 0 | 6.8 | 2017-08-07 | 19.5 | 0 | 1.5 | 2016-08-07 | 23.9 | 0 | 5.9 | 0 | 6
2025-08-07 | 25.4 | 0 | 7.4 | 2024-08-07 | 23.3 | 0 | 5.3 | 2023-08-07 | 22.9 | 0 | 4.9 | 2022-08-07 | 31.4 | 0 | 13.4 | 2021-08-07 | 26.7 | 0 | 8.7 | 2020-08-07 | 23.8 | 0 | 5.8 | 2019-08-07 | 25.4 | 0 | 7.4 | 2018-08-07 | 25.4 | 0 | 7.4 | 2017-08-07 | 20.5 | 0 | 2.5 | 2016-08-07 | 26.3 | 0 | 8.3 | 0 | 7.11
2025-08-07 | 26.5 | 0 | 8.5 | 2024-08-07 | 23.2 | 0 | 5.2 | 2023-08-07 | 23.6 | 0 | 5.6 | 2022-08-07 | 31.6 | 0 | 13.6 | 2021-08-07 | 27.3 | 0 | 9.3 | 2020-08-07 | 24.5 | 0 | 6.5 | 2019-08-07 | 26.5 | 0 | 8.5 | 2018-08-07 | 26.6 | 0 | 8.6 | 2017-08-07 | 20.4 | 0 | 2.4 | 2016-08-07 | 27.1 | 0 | 9.1 | 0 | 7.73
2025-08-07 | 26.6 | 0 | 8.6 | 2024-08-07 | 23.8 | 0 | 5.8 | 2023-08-07 | 24.3 | 0 | 6.3 | 2022-08-07 | 31.7 | 0 | 13.7 | 2021-08-07 | 24 | 0 | 6 | 2020-08-07 | 24.3 | 0 | 6.3 | 2019-08-07 | 25.9 | 0 | 7.9 | 2018-08-07 | 26.4 | 0 | 8.4 | 2017-08-07 | 20.1 | 0 | 2.1 | 2016-08-07 | 26.6 | 0 | 8.6 | 0 | 7.37
2025-08-07 | 27.3 | 0 | 9.3 | 2024-08-07 | 23.9 | 0 | 5.9 | 2023-08-07 | 24.7 | 0 | 6.7 | 2022-08-07 | 31.6 | 0 | 13.6 | 2021-08-07 | 23.7 | 0 | 5.7 | 2020-08-07 | 24.9 | 0 | 6.9 | 2019-08-07 | 25.7 | 0 | 7.7 | 2018-08-07 | 27.5 | 0 | 9.5 | 2017-08-07 | 20.1 | 0 | 2.1 | 2016-08-07 | 27.6 | 0 | 9.6 | 0 | 7.7
2025-08-07 | 28.3 | 0 | 10.3 | 2024-08-07 | 23.9 | 0 | 5.9 | 2023-08-07 | 24.8 | 0 | 6.8 | 2022-08-07 | 33 | 0 | 15 | 2021-08-07 | 22.9 | 0 | 4.9 | 2020-08-07 | 25.3 | 0 | 7.3 | 2019-08-07 | 25.9 | 0 | 7.9 | 2018-08-07 | 26.8 | 0 | 8.8 | 2017-08-07 | 20 | 0 | 2 | 2016-08-07 | 28.4 | 0 | 10.4 | 0 | 7.93
2025-08-07 | 27.6 | 0 | 9.6 | 2024-08-07 | 24.1 | 0 | 6.1 | 2023-08-07 | 24.8 | 0 | 6.8 | 2022-08-07 | 31.8 | 0 | 13.8 | 2021-08-07 | 20.9 | 0 | 2.9 | 2020-08-07 | 24.9 | 0 | 6.9 | 2019-08-07 | 27.7 | 0 | 9.7 | 2018-08-07 | 27.3 | 0 | 9.3 | 2017-08-07 | 20.1 | 0 | 2.1 | 2016-08-07 | 27.8 | 0 | 9.8 | 0 | 7.7
2025-08-07 | 26 | 0 | 8 | 2024-08-07 | 23.9 | 0 | 5.9 | 2023-08-07 | 24 | 0 | 6 | 2022-08-07 | 31.9 | 0 | 13.9 | 2021-08-07 | 22.5 | 0 | 4.5 | 2020-08-07 | 24.2 | 0 | 6.2 | 2019-08-07 | 26.2 | 0 | 8.2 | 2018-08-07 | 26.6 | 0 | 8.6 | 2017-08-07 | 21.4 | 0 | 3.4 | 2016-08-07 | 27.1 | 0 | 9.1 | 0 | 7.38
2025-08-07 | 25.4 | 0 | 7.4 | 2024-08-07 | 23.2 | 0 | 5.2 | 2023-08-07 | 22.4 | 0 | 4.4 | 2022-08-07 | 31 | 0 | 13 | 2021-08-07 | 22.7 | 0 | 4.7 | 2020-08-07 | 23.7 | 0 | 5.7 | 2019-08-07 | 25.3 | 0 | 7.3 | 2018-08-07 | 26.2 | 0 | 8.2 | 2017-08-07 | 21.2 | 0 | 3.2 | 2016-08-07 | 25.4 | 0 | 7.4 | 0 | 6.65
2025-08-07 | 23.9 | 0 | 5.9 | 2024-08-07 | 22.1 | 0 | 4.1 | 2023-08-07 | 22.3 | 0 | 4.3 | 2022-08-07 | 30.2 | 0 | 12.2 | 2021-08-07 | 22.5 | 0 | 4.5 | 2020-08-07 | 22.6 | 0 | 4.6 | 2019-08-07 | 24.7 | 0 | 6.7 | 2018-08-07 | 25.1 | 0 | 7.1 | 2017-08-07 | 19.8 | 0 | 1.8 | 2016-08-07 | 24 | 0 | 6 | 0 | 5.72
2025-08-07 | 23.3 | 0 | 5.3 | 2024-08-07 | 21 | 0 | 3 | 2023-08-07 | 21.2 | 0 | 3.2 | 2022-08-07 | 28.9 | 0 | 10.9 | 2021-08-07 | 21.9 | 0 | 3.9 | 2020-08-07 | 21.5 | 0 | 3.5 | 2019-08-07 | 23.5 | 0 | 5.5 | 2018-08-07 | 23.5 | 0 | 5.5 | 2017-08-07 | 18.2 | 0 | 0.2 | 2016-08-07 | 22.5 | 0 | 4.5 | 0 | 4.55
2025-08-07 | 22.9 | 0 | 4.9 | 2024-08-07 | 20.6 | 0 | 2.6 | 2023-08-07 | 20.2 | 0 | 2.2 | 2022-08-07 | 27.8 | 0 | 9.8 | 2021-08-07 | 21.8 | 0 | 3.8 | 2020-08-07 | 21.3 | 0 | 3.3 | 2019-08-07 | 24.4 | 0 | 6.4 | 2018-08-07 | 21.1 | 0 | 3.1 | 2017-08-07 | 17.6 | 0.4 | 0 | 2016-08-07 | 21.2 | 0 | 3.2 | 0.04 | 3.93
2025-08-07 | 22.5 | 0 | 4.5 | 2024-08-07 | 20.1 | 0 | 2.1 | 2023-08-07 | 19.3 | 0 | 1.3 | 2022-08-07 | 27.1 | 0 | 9.1 | 2021-08-07 | 21.6 | 0 | 3.6 | 2020-08-07 | 21.2 | 0 | 3.2 | 2019-08-07 | 22.7 | 0 | 4.7 | 2018-08-07 | 20.8 | 0 | 2.8 | 2017-08-07 | 16.4 | 1.6 | 0 | 2016-08-07 | 20.3 | 0 | 2.3 | 0.16 | 3.36
2025-08-07 | 22.2 | 0 | 4.2 | 2024-08-07 | 19.8 | 0 | 1.8 | 2023-08-07 | 19.9 | 0 | 1.9 | 2022-08-07 | 26.7 | 0 | 8.7 | 2021-08-07 | 21.3 | 0 | 3.3 | 2020-08-07 | 20.6 | 0 | 2.6 | 2019-08-07 | 21.7 | 0 | 3.7 | 2018-08-07 | 20.9 | 0 | 2.9 | 2017-08-07 | 16.1 | 1.9 | 0 | 2016-08-07 | 19.6 | 0 | 1.6 | 0.19 | 3.07
2025-08-08 | 22.1 | 0 | 4.1 | 2024-08-08 | 19.6 | 0 | 1.6 | 2023-08-08 | 18.9 | 0 | 0.9 | 2022-08-08 | 26 | 0 | 8 | 2021-08-08 | 20.9 | 0 | 2.9 | 2020-08-08 | 19.5 | 0 | 1.5 | 2019-08-08 | 19.9 | 0 | 1.9 | 2018-08-08 | 21.4 | 0 | 3.4 | 2017-08-08 | 15.6 | 2.4 | 0 | 2016-08-08 | 19 | 0 | 1 | 0.24 | 2.53
2025-08-08 | 21.5 | 0 | 3.5 | 2024-08-08 | 18.2 | 0 | 0.2 | 2023-08-08 | 18.4 | 0 | 0.4 | 2022-08-08 | 25.2 | 0 | 7.2 | 2021-08-08 | 21.1 | 0 | 3.1 | 2020-08-08 | 18 | 0 | 0 | 2019-08-08 | 19.4 | 0 | 1.4 | 2018-08-08 | 21.1 | 0 | 3.1 | 2017-08-08 | 15.6 | 2.4 | 0 | 2016-08-08 | 18.6 | 0 | 0.6 | 0.24 | 1.95
2025-08-08 | 21.4 | 0 | 3.4 | 2024-08-08 | 19 | 0 | 1 | 2023-08-08 | 18.1 | 0 | 0.1 | 2022-08-08 | 24.8 | 0 | 6.8 | 2021-08-08 | 20.6 | 0 | 2.6 | 2020-08-08 | 17.8 | 0.2 | 0 | 2019-08-08 | 19.3 | 0 | 1.3 | 2018-08-08 | 21.7 | 0 | 3.7 | 2017-08-08 | 15.1 | 2.9 | 0 | 2016-08-08 | 17.7 | 0.3 | 0 | 0.34 | 1.89
2025-08-08 | 21.5 | 0 | 3.5 | 2024-08-08 | 18.6 | 0 | 0.6 | 2023-08-08 | 17.6 | 0.4 | 0 | 2022-08-08 | 24.1 | 0 | 6.1 | 2021-08-08 | 20.3 | 0 | 2.3 | 2020-08-08 | 17.7 | 0.3 | 0 | 2019-08-08 | 18.7 | 0 | 0.7 | 2018-08-08 | 21.3 | 0 | 3.3 | 2017-08-08 | 14.6 | 3.4 | 0 | 2016-08-08 | 17.2 | 0.8 | 0 | 0.49 | 1.65
2025-08-08 | 21.5 | 0 | 3.5 | 2024-08-08 | 18.3 | 0 | 0.3 | 2023-08-08 | 17.9 | 0.1 | 0 | 2022-08-08 | 23.8 | 0 | 5.8 | 2021-08-08 | 20 | 0 | 2 | 2020-08-08 | 17.6 | 0.4 | 0 | 2019-08-08 | 19 | 0 | 1 | 2018-08-08 | 21.7 | 0 | 3.7 | 2017-08-08 | 13.8 | 4.2 | 0 | 2016-08-08 | 17 | 1 | 0 | 0.57 | 1.63
2025-08-08 | 21.2 | 0 | 3.2 | 2024-08-08 | 18.6 | 0 | 0.6 | 2023-08-08 | 17.8 | 0.2 | 0 | 2022-08-08 | 23.5 | 0 | 5.5 | 2021-08-08 | 19.1 | 0 | 1.1 | 2020-08-08 | 17.6 | 0.4 | 0 | 2019-08-08 | 18.4 | 0 | 0.4 | 2018-08-08 | 21.8 | 0 | 3.8 | 2017-08-08 | 13.8 | 4.2 | 0 | 2016-08-08 | 16.6 | 1.4 | 0 | 0.62 | 1.46
2025-08-08 | 21.2 | 0 | 3.2 | 2024-08-08 | 19.1 | 0 | 1.1 | 2023-08-08 | 18.1 | 0 | 0.1 | 2022-08-08 | 24 | 0 | 6 | 2021-08-08 | 20.9 | 0 | 2.9 | 2020-08-08 | 17.1 | 0.9 | 0 | 2019-08-08 | 20 | 0 | 2 | 2018-08-08 | 22.1 | 0 | 4.1 | 2017-08-08 | 14.8 | 3.2 | 0 | 2016-08-08 | 17.3 | 0.7 | 0 | 0.48 | 1.94
2025-08-08 | 22.6 | 0 | 4.6 | 2024-08-08 | 20.3 | 0 | 2.3 | 2023-08-08 | 18.1 | 0 | 0.1 | 2022-08-08 | 25.7 | 0 | 7.7 | 2021-08-08 | 21.4 | 0 | 3.4 | 2020-08-08 | 19.5 | 0 | 1.5 | 2019-08-08 | 22.1 | 0 | 4.1 | 2018-08-08 | 21.7 | 0 | 3.7 | 2017-08-08 | 16.5 | 1.5 | 0 | 2016-08-08 | 19.5 | 0 | 1.5 | 0.15 | 2.89
2025-08-08 | 24.2 | 0 | 6.2 | 2024-08-08 | 21.2 | 0 | 3.2 | 2023-08-08 | 17.9 | 0.1 | 0 | 2022-08-08 | 25.4 | 0 | 7.4 | 2021-08-08 | 23.1 | 0 | 5.1 | 2020-08-08 | 21.7 | 0 | 3.7 | 2019-08-08 | 23.1 | 0 | 5.1 | 2018-08-08 | 22.3 | 0 | 4.3 | 2017-08-08 | 18.5 | 0 | 0.5 | 2016-08-08 | 21.7 | 0 | 3.7 | 0.01 | 3.92
2025-08-08 | 25.1 | 0 | 7.1 | 2024-08-08 | 21.5 | 0 | 3.5 | 2023-08-08 | 19.2 | 0 | 1.2 | 2022-08-08 | 24.7 | 0 | 6.7 | 2021-08-08 | 24.2 | 0 | 6.2 | 2020-08-08 | 23.9 | 0 | 5.9 | 2019-08-08 | 21.7 | 0 | 3.7 | 2018-08-08 | 22.1 | 0 | 4.1 | 2017-08-08 | 20.2 | 0 | 2.2 | 2016-08-08 | 24.8 | 0 | 6.8 | 0 | 4.74
2025-08-08 | 25.6 | 0 | 7.6 | 2024-08-08 | 22.5 | 0 | 4.5 | 2023-08-08 | 21 | 0 | 3 | 2022-08-08 | 25.8 | 0 | 7.8 | 2021-08-08 | 25.6 | 0 | 7.6 | 2020-08-08 | 25 | 0 | 7 | 2019-08-08 | 21.5 | 0 | 3.5 | 2018-08-08 | 22.7 | 0 | 4.7 | 2017-08-08 | 21.7 | 0 | 3.7 | 2016-08-08 | 25.5 | 0 | 7.5 | 0 | 5.69
2025-08-08 | 27.3 | 0 | 9.3 | 2024-08-08 | 22.9 | 0 | 4.9 | 2023-08-08 | 21.4 | 0 | 3.4 | 2022-08-08 | 27.2 | 0 | 9.2 | 2021-08-08 | 26.7 | 0 | 8.7 | 2020-08-08 | 26 | 0 | 8 | 2019-08-08 | 22.6 | 0 | 4.6 | 2018-08-08 | 23.6 | 0 | 5.6 | 2017-08-08 | 22.9 | 0 | 4.9 | 2016-08-08 | 26.2 | 0 | 8.2 | 0 | 6.68
2025-08-08 | 29.2 | 0 | 11.2 | 2024-08-08 | 23.1 | 0 | 5.1 | 2023-08-08 | 22.8 | 0 | 4.8 | 2022-08-08 | 27.6 | 0 | 9.6 | 2021-08-08 | 27 | 0 | 9 | 2020-08-08 | 25 | 0 | 7 | 2019-08-08 | 24.1 | 0 | 6.1 | 2018-08-08 | 24.6 | 0 | 6.6 | 2017-08-08 | 24.1 | 0 | 6.1 | 2016-08-08 | 27.2 | 0 | 9.2 | 0 | 7.47
2025-08-08 | 29.1 | 0 | 11.1 | 2024-08-08 | 23.2 | 0 | 5.2 | 2023-08-08 | 24.3 | 0 | 6.3 | 2022-08-08 | 30.6 | 0 | 12.6 | 2021-08-08 | 25.9 | 0 | 7.9 | 2020-08-08 | 25.4 | 0 | 7.4 | 2019-08-08 | 23 | 0 | 5 | 2018-08-08 | 24 | 0 | 6 | 2017-08-08 | 24.7 | 0 | 6.7 | 2016-08-08 | 27.4 | 0 | 9.4 | 0 | 7.76
2025-08-08 | 28.7 | 0 | 10.7 | 2024-08-08 | 23.5 | 0 | 5.5 | 2023-08-08 | 25.8 | 0 | 7.8 | 2022-08-08 | 30.9 | 0 | 12.9 | 2021-08-08 | 26.1 | 0 | 8.1 | 2020-08-08 | 26.2 | 0 | 8.2 | 2019-08-08 | 23.3 | 0 | 5.3 | 2018-08-08 | 22.6 | 0 | 4.6 | 2017-08-08 | 24.4 | 0 | 6.4 | 2016-08-08 | 27.7 | 0 | 9.7 | 0 | 7.92
2025-08-08 | 28.7 | 0 | 10.7 | 2024-08-08 | 24.8 | 0 | 6.8 | 2023-08-08 | 25.2 | 0 | 7.2 | 2022-08-08 | 30.8 | 0 | 12.8 | 2021-08-08 | 25.3 | 0 | 7.3 | 2020-08-08 | 25.6 | 0 | 7.6 | 2019-08-08 | 26.1 | 0 | 8.1 | 2018-08-08 | 23.4 | 0 | 5.4 | 2017-08-08 | 25.1 | 0 | 7.1 | 2016-08-08 | 27.7 | 0 | 9.7 | 0 | 8.27
2025-08-08 | 28.4 | 0 | 10.4 | 2024-08-08 | 24.3 | 0 | 6.3 | 2023-08-08 | 25.3 | 0 | 7.3 | 2022-08-08 | 26.6 | 0 | 8.6 | 2021-08-08 | 25.7 | 0 | 7.7 | 2020-08-08 | 25.6 | 0 | 7.6 | 2019-08-08 | 26.3 | 0 | 8.3 | 2018-08-08 | 24.1 | 0 | 6.1 | 2017-08-08 | 24.7 | 0 | 6.7 | 2016-08-08 | 27.8 | 0 | 9.8 | 0 | 7.88
2025-08-08 | 28.6 | 0 | 10.6 | 2024-08-08 | 24.3 | 0 | 6.3 | 2023-08-08 | 24 | 0 | 6 | 2022-08-08 | 27.2 | 0 | 9.2 | 2021-08-08 | 25.9 | 0 | 7.9 | 2020-08-08 | 26.5 | 0 | 8.5 | 2019-08-08 | 25.5 | 0 | 7.5 | 2018-08-08 | 25.2 | 0 | 7.2 | 2017-08-08 | 25.2 | 0 | 7.2 | 2016-08-08 | 27.2 | 0 | 9.2 | 0 | 7.96
2025-08-08 | 27.9 | 0 | 9.9 | 2024-08-08 | 24.1 | 0 | 6.1 | 2023-08-08 | 23.8 | 0 | 5.8 | 2022-08-08 | 26 | 0 | 8 | 2021-08-08 | 25.8 | 0 | 7.8 | 2020-08-08 | 25.9 | 0 | 7.9 | 2019-08-08 | 24.8 | 0 | 6.8 | 2018-08-08 | 24 | 0 | 6 | 2017-08-08 | 25.3 | 0 | 7.3 | 2016-08-08 | 26.7 | 0 | 8.7 | 0 | 7.43
2025-08-08 | 27.3 | 0 | 9.3 | 2024-08-08 | 23.3 | 0 | 5.3 | 2023-08-08 | 23.2 | 0 | 5.2 | 2022-08-08 | 25 | 0 | 7 | 2021-08-08 | 25.3 | 0 | 7.3 | 2020-08-08 | 25.3 | 0 | 7.3 | 2019-08-08 | 23.7 | 0 | 5.7 | 2018-08-08 | 22 | 0 | 4 | 2017-08-08 | 23.6 | 0 | 5.6 | 2016-08-08 | 25.9 | 0 | 7.9 | 0 | 6.46
2025-08-08 | 24.9 | 0 | 6.9 | 2024-08-08 | 23.2 | 0 | 5.2 | 2023-08-08 | 22.2 | 0 | 4.2 | 2022-08-08 | 24.4 | 0 | 6.4 | 2021-08-08 | 24.2 | 0 | 6.2 | 2020-08-08 | 24.4 | 0 | 6.4 | 2019-08-08 | 22.1 | 0 | 4.1 | 2018-08-08 | 22.4 | 0 | 4.4 | 2017-08-08 | 21.9 | 0 | 3.9 | 2016-08-08 | 24.5 | 0 | 6.5 | 0 | 5.42
2025-08-08 | 24.4 | 0 | 6.4 | 2024-08-08 | 22.7 | 0 | 4.7 | 2023-08-08 | 20.5 | 0 | 2.5 | 2022-08-08 | 24.5 | 0 | 6.5 | 2021-08-08 | 23.5 | 0 | 5.5 | 2020-08-08 | 23.3 | 0 | 5.3 | 2019-08-08 | 21.8 | 0 | 3.8 | 2018-08-08 | 22.3 | 0 | 4.3 | 2017-08-08 | 20.1 | 0 | 2.1 | 2016-08-08 | 22.9 | 0 | 4.9 | 0 | 4.6
2025-08-08 | 24 | 0 | 6 | 2024-08-08 | 22.6 | 0 | 4.6 | 2023-08-08 | 19.3 | 0 | 1.3 | 2022-08-08 | 23.7 | 0 | 5.7 | 2021-08-08 | 23.2 | 0 | 5.2 | 2020-08-08 | 21.6 | 0 | 3.6 | 2019-08-08 | 20.5 | 0 | 2.5 | 2018-08-08 | 21.7 | 0 | 3.7 | 2017-08-08 | 19.9 | 0 | 1.9 | 2016-08-08 | 22.5 | 0 | 4.5 | 0 | 3.9
2025-08-08 | 23.8 | 0 | 5.8 | 2024-08-08 | 22.3 | 0 | 4.3 | 2023-08-08 | 18.6 | 0 | 0.6 | 2022-08-08 | 21.9 | 0 | 3.9 | 2021-08-08 | 23.1 | 0 | 5.1 | 2020-08-08 | 21.8 | 0 | 3.8 | 2019-08-08 | 19.4 | 0 | 1.4 | 2018-08-08 | 21.4 | 0 | 3.4 | 2017-08-08 | 18.8 | 0 | 0.8 | 2016-08-08 | 22.2 | 0 | 4.2 | 0 | 3.33
2025-08-09 | 23.6 | 0 | 5.6 | 2024-08-09 | 22.6 | 0 | 4.6 | 2023-08-09 | 17 | 1 | 0 | 2022-08-09 | 20.8 | 0 | 2.8 | 2021-08-09 | 22.7 | 0 | 4.7 | 2020-08-09 | 21.2 | 0 | 3.2 | 2019-08-09 | 17.5 | 0.5 | 0 | 2018-08-09 | 19.9 | 0 | 1.9 | 2017-08-09 | 18.6 | 0 | 0.6 | 2016-08-09 | 21.4 | 0 | 3.4 | 0.15 | 2.68
2025-08-09 | 23.1 | 0 | 5.1 | 2024-08-09 | 22.7 | 0 | 4.7 | 2023-08-09 | 16.5 | 1.5 | 0 | 2022-08-09 | 19.7 | 0 | 1.7 | 2021-08-09 | 22.5 | 0 | 4.5 | 2020-08-09 | 20.5 | 0 | 2.5 | 2019-08-09 | 16.7 | 1.3 | 0 | 2018-08-09 | 17.4 | 0.6 | 0 | 2017-08-09 | 17.7 | 0.3 | 0 | 2016-08-09 | 19.6 | 0 | 1.6 | 0.37 | 2.01
2025-08-09 | 22.1 | 0 | 4.1 | 2024-08-09 | 22.9 | 0 | 4.9 | 2023-08-09 | 16.9 | 1.1 | 0 | 2022-08-09 | 19.1 | 0 | 1.1 | 2021-08-09 | 22.4 | 0 | 4.4 | 2020-08-09 | 20.9 | 0 | 2.9 | 2019-08-09 | 17 | 1 | 0 | 2018-08-09 | 17.8 | 0.2 | 0 | 2017-08-09 | 18.6 | 0 | 0.6 | 2016-08-09 | 18.5 | 0 | 0.5 | 0.23 | 1.85
2025-08-09 | 22.4 | 0 | 4.4 | 2024-08-09 | 22.9 | 0 | 4.9 | 2023-08-09 | 17.5 | 0.5 | 0 | 2022-08-09 | 18.2 | 0 | 0.2 | 2021-08-09 | 22.3 | 0 | 4.3 | 2020-08-09 | 21.8 | 0 | 3.8 | 2019-08-09 | 16.9 | 1.1 | 0 | 2018-08-09 | 17.4 | 0.6 | 0 | 2017-08-09 | 18.5 | 0 | 0.5 | 2016-08-09 | 18.1 | 0 | 0.1 | 0.22 | 1.82
2025-08-09 | 22.1 | 0 | 4.1 | 2024-08-09 | 22.5 | 0 | 4.5 | 2023-08-09 | 16.3 | 1.7 | 0 | 2022-08-09 | 17.8 | 0.2 | 0 | 2021-08-09 | 22.3 | 0 | 4.3 | 2020-08-09 | 21.4 | 0 | 3.4 | 2019-08-09 | 15.1 | 2.9 | 0 | 2018-08-09 | 17.2 | 0.8 | 0 | 2017-08-09 | 17.9 | 0.1 | 0 | 2016-08-09 | 17.9 | 0.1 | 0 | 0.58 | 1.63
2025-08-09 | 22 | 0 | 4 | 2024-08-09 | 22.1 | 0 | 4.1 | 2023-08-09 | 17.6 | 0.4 | 0 | 2022-08-09 | 18.1 | 0 | 0.1 | 2021-08-09 | 22.5 | 0 | 4.5 | 2020-08-09 | 20.9 | 0 | 2.9 | 2019-08-09 | 14.5 | 3.5 | 0 | 2018-08-09 | 17.3 | 0.7 | 0 | 2017-08-09 | 16.2 | 1.8 | 0 | 2016-08-09 | 17.7 | 0.3 | 0 | 0.67 | 1.56
2025-08-09 | 22.3 | 0 | 4.3 | 2024-08-09 | 22.2 | 0 | 4.2 | 2023-08-09 | 18.3 | 0 | 0.3 | 2022-08-09 | 18.2 | 0 | 0.2 | 2021-08-09 | 22.7 | 0 | 4.7 | 2020-08-09 | 20.7 | 0 | 2.7 | 2019-08-09 | 14.9 | 3.1 | 0 | 2018-08-09 | 18.4 | 0 | 0.4 | 2017-08-09 | 17.6 | 0.4 | 0 | 2016-08-09 | 17.5 | 0.5 | 0 | 0.4 | 1.68
2025-08-09 | 23.7 | 0 | 5.7 | 2024-08-09 | 22.3 | 0 | 4.3 | 2023-08-09 | 19.7 | 0 | 1.7 | 2022-08-09 | 18.3 | 0 | 0.3 | 2021-08-09 | 23.2 | 0 | 5.2 | 2020-08-09 | 22.1 | 0 | 4.1 | 2019-08-09 | 17 | 1 | 0 | 2018-08-09 | 19.9 | 0 | 1.9 | 2017-08-09 | 19.2 | 0 | 1.2 | 2016-08-09 | 21.2 | 0 | 3.2 | 0.1 | 2.76
2025-08-09 | 24.9 | 0 | 6.9 | 2024-08-09 | 22.6 | 0 | 4.6 | 2023-08-09 | 21.8 | 0 | 3.8 | 2022-08-09 | 19.2 | 0 | 1.2 | 2021-08-09 | 24.5 | 0 | 6.5 | 2020-08-09 | 24 | 0 | 6 | 2019-08-09 | 19.6 | 0 | 1.6 | 2018-08-09 | 23 | 0 | 5 | 2017-08-09 | 21.6 | 0 | 3.6 | 2016-08-09 | 23.7 | 0 | 5.7 | 0 | 4.49
2025-08-09 | 26.7 | 0 | 8.7 | 2024-08-09 | 21.8 | 0 | 3.8 | 2023-08-09 | 23.8 | 0 | 5.8 | 2022-08-09 | 19.3 | 0 | 1.3 | 2021-08-09 | 26.1 | 0 | 8.1 | 2020-08-09 | 25.3 | 0 | 7.3 | 2019-08-09 | 22.3 | 0 | 4.3 | 2018-08-09 | 24.7 | 0 | 6.7 | 2017-08-09 | 24.3 | 0 | 6.3 | 2016-08-09 | 25.7 | 0 | 7.7 | 0 | 6
2025-08-09 | 28.8 | 0 | 10.8 | 2024-08-09 | 21.4 | 0 | 3.4 | 2023-08-09 | 25.2 | 0 | 7.2 | 2022-08-09 | 20.3 | 0 | 2.3 | 2021-08-09 | 27.6 | 0 | 9.6 | 2020-08-09 | 26 | 0 | 8 | 2019-08-09 | 23.2 | 0 | 5.2 | 2018-08-09 | 25.8 | 0 | 7.8 | 2017-08-09 | 26.2 | 0 | 8.2 | 2016-08-09 | 27.1 | 0 | 9.1 | 0 | 7.16
2025-08-09 | 29.2 | 0 | 11.2 | 2024-08-09 | 22.7 | 0 | 4.7 | 2023-08-09 | 26.2 | 0 | 8.2 | 2022-08-09 | 20.1 | 0 | 2.1 | 2021-08-09 | 29.5 | 0 | 11.5 | 2020-08-09 | 27 | 0 | 9 | 2019-08-09 | 24.4 | 0 | 6.4 | 2018-08-09 | 26.9 | 0 | 8.9 | 2017-08-09 | 26.9 | 0 | 8.9 | 2016-08-09 | 28.7 | 0 | 10.7 | 0 | 8.16
2025-08-09 | 30.2 | 0 | 12.2 | 2024-08-09 | 23.7 | 0 | 5.7 | 2023-08-09 | 27.7 | 0 | 9.7 | 2022-08-09 | 20.4 | 0 | 2.4 | 2021-08-09 | 29.7 | 0 | 11.7 | 2020-08-09 | 29.2 | 0 | 11.2 | 2019-08-09 | 24.9 | 0 | 6.9 | 2018-08-09 | 28.3 | 0 | 10.3 | 2017-08-09 | 27.3 | 0 | 9.3 | 2016-08-09 | 29.8 | 0 | 11.8 | 0 | 9.12
2025-08-09 | 30.8 | 0 | 12.8 | 2024-08-09 | 26.3 | 0 | 8.3 | 2023-08-09 | 28.2 | 0 | 10.2 | 2022-08-09 | 21.5 | 0 | 3.5 | 2021-08-09 | 30.1 | 0 | 12.1 | 2020-08-09 | 29.8 | 0 | 11.8 | 2019-08-09 | 25.2 | 0 | 7.2 | 2018-08-09 | 28.9 | 0 | 10.9 | 2017-08-09 | 26.5 | 0 | 8.5 | 2016-08-09 | 30.8 | 0 | 12.8 | 0 | 9.81
2025-08-09 | 31.2 | 0 | 13.2 | 2024-08-09 | 27.3 | 0 | 9.3 | 2023-08-09 | 27 | 0 | 9 | 2022-08-09 | 21.4 | 0 | 3.4 | 2021-08-09 | 30.6 | 0 | 12.6 | 2020-08-09 | 29.8 | 0 | 11.8 | 2019-08-09 | 24.8 | 0 | 6.8 | 2018-08-09 | 28.4 | 0 | 10.4 | 2017-08-09 | 28.7 | 0 | 10.7 | 2016-08-09 | 31.3 | 0 | 13.3 | 0 | 10.05
2025-08-09 | 30.9 | 0 | 12.9 | 2024-08-09 | 27.3 | 0 | 9.3 | 2023-08-09 | 28.2 | 0 | 10.2 | 2022-08-09 | 22 | 0 | 4 | 2021-08-09 | 30.1 | 0 | 12.1 | 2020-08-09 | 30.4 | 0 | 12.4 | 2019-08-09 | 25 | 0 | 7 | 2018-08-09 | 29.3 | 0 | 11.3 | 2017-08-09 | 28.2 | 0 | 10.2 | 2016-08-09 | 30.2 | 0 | 12.2 | 0 | 10.16
2025-08-09 | 30.8 | 0 | 12.8 | 2024-08-09 | 27.4 | 0 | 9.4 | 2023-08-09 | 28.4 | 0 | 10.4 | 2022-08-09 | 22.1 | 0 | 4.1 | 2021-08-09 | 29.7 | 0 | 11.7 | 2020-08-09 | 29.4 | 0 | 11.4 | 2019-08-09 | 25.5 | 0 | 7.5 | 2018-08-09 | 28.5 | 0 | 10.5 | 2017-08-09 | 27.1 | 0 | 9.1 | 2016-08-09 | 29.4 | 0 | 11.4 | 0 | 9.83
2025-08-09 | 32 | 0 | 14 | 2024-08-09 | 26.3 | 0 | 8.3 | 2023-08-09 | 28 | 0 | 10 | 2022-08-09 | 22 | 0 | 4 | 2021-08-09 | 29.2 | 0 | 11.2 | 2020-08-09 | 29.2 | 0 | 11.2 | 2019-08-09 | 24.4 | 0 | 6.4 | 2018-08-09 | 28.6 | 0 | 10.6 | 2017-08-09 | 27.8 | 0 | 9.8 | 2016-08-09 | 28.4 | 0 | 10.4 | 0 | 9.59
2025-08-09 | 30.7 | 0 | 12.7 | 2024-08-09 | 25.1 | 0 | 7.1 | 2023-08-09 | 26.4 | 0 | 8.4 | 2022-08-09 | 22.1 | 0 | 4.1 | 2021-08-09 | 28.4 | 0 | 10.4 | 2020-08-09 | 28.3 | 0 | 10.3 | 2019-08-09 | 23.7 | 0 | 5.7 | 2018-08-09 | 26.9 | 0 | 8.9 | 2017-08-09 | 26.9 | 0 | 8.9 | 2016-08-09 | 27.4 | 0 | 9.4 | 0 | 8.59
2025-08-09 | 29.2 | 0 | 11.2 | 2024-08-09 | 22.9 | 0 | 4.9 | 2023-08-09 | 25 | 0 | 7 | 2022-08-09 | 20.9 | 0 | 2.9 | 2021-08-09 | 26.8 | 0 | 8.8 | 2020-08-09 | 26.3 | 0 | 8.3 | 2019-08-09 | 22.7 | 0 | 4.7 | 2018-08-09 | 25.5 | 0 | 7.5 | 2017-08-09 | 25.2 | 0 | 7.2 | 2016-08-09 | 26.9 | 0 | 8.9 | 0 | 7.14
2025-08-09 | 28.8 | 0 | 10.8 | 2024-08-09 | 21.4 | 0 | 3.4 | 2023-08-09 | 23.4 | 0 | 5.4 | 2022-08-09 | 19.5 | 0 | 1.5 | 2021-08-09 | 26.4 | 0 | 8.4 | 2020-08-09 | 26.1 | 0 | 8.1 | 2019-08-09 | 21.4 | 0 | 3.4 | 2018-08-09 | 23.9 | 0 | 5.9 | 2017-08-09 | 24.9 | 0 | 6.9 | 2016-08-09 | 26.1 | 0 | 8.1 | 0 | 6.19
2025-08-09 | 27.2 | 0 | 9.2 | 2024-08-09 | 20.1 | 0 | 2.1 | 2023-08-09 | 22.5 | 0 | 4.5 | 2022-08-09 | 20 | 0 | 2 | 2021-08-09 | 26 | 0 | 8 | 2020-08-09 | 25.6 | 0 | 7.6 | 2019-08-09 | 20.2 | 0 | 2.2 | 2018-08-09 | 22.1 | 0 | 4.1 | 2017-08-09 | 23.6 | 0 | 5.6 | 2016-08-09 | 25.6 | 0 | 7.6 | 0 | 5.29
2025-08-09 | 26.7 | 0 | 8.7 | 2024-08-09 | 17.1 | 0.9 | 0 | 2023-08-09 | 21.9 | 0 | 3.9 | 2022-08-09 | 19.7 | 0 | 1.7 | 2021-08-09 | 25.9 | 0 | 7.9 | 2020-08-09 | 24.9 | 0 | 6.9 | 2019-08-09 | 18.7 | 0 | 0.7 | 2018-08-09 | 22.1 | 0 | 4.1 | 2017-08-09 | 22.1 | 0 | 4.1 | 2016-08-09 | 25.1 | 0 | 7.1 | 0.09 | 4.51
2025-08-09 | 26 | 0 | 8 | 2024-08-09 | 17.7 | 0.3 | 0 | 2023-08-09 | 21.1 | 0 | 3.1 | 2022-08-09 | 18.7 | 0 | 0.7 | 2021-08-09 | 25.6 | 0 | 7.6 | 2020-08-09 | 24 | 0 | 6 | 2019-08-09 | 18.1 | 0 | 0.1 | 2018-08-09 | 21.6 | 0 | 3.6 | 2017-08-09 | 21.9 | 0 | 3.9 | 2016-08-09 | 24.9 | 0 | 6.9 | 0.03 | 3.99
2025-08-10 | 25.5 | 0 | 7.5 | 2024-08-10 | 16 | 2 | 0 | 2023-08-10 | 20.7 | 0 | 2.7 | 2022-08-10 | 17.8 | 0.2 | 0 | 2021-08-10 | 25 | 0 | 7 | 2020-08-10 | 23.2 | 0 | 5.2 | 2019-08-10 | 16.8 | 1.2 | 0 | 2018-08-10 | 21.1 | 0 | 3.1 | 2017-08-10 | 19.9 | 0 | 1.9 | 2016-08-10 | 24.8 | 0 | 6.8 | 0.34 | 3.42
2025-08-10 | 24.5 | 0 | 6.5 | 2024-08-10 | 15.4 | 2.6 | 0 | 2023-08-10 | 21 | 0 | 3 | 2022-08-10 | 18 | 0 | 0 | 2021-08-10 | 24.4 | 0 | 6.4 | 2020-08-10 | 22.9 | 0 | 4.9 | 2019-08-10 | 16.4 | 1.6 | 0 | 2018-08-10 | 20.4 | 0 | 2.4 | 2017-08-10 | 19.1 | 0 | 1.1 | 2016-08-10 | 24.2 | 0 | 6.2 | 0.42 | 3.05
2025-08-10 | 23.8 | 0 | 5.8 | 2024-08-10 | 16.1 | 1.9 | 0 | 2023-08-10 | 20.5 | 0 | 2.5 | 2022-08-10 | 16.7 | 1.3 | 0 | 2021-08-10 | 24.5 | 0 | 6.5 | 2020-08-10 | 23.7 | 0 | 5.7 | 2019-08-10 | 16.3 | 1.7 | 0 | 2018-08-10 | 19.7 | 0 | 1.7 | 2017-08-10 | 19.2 | 0 | 1.2 | 2016-08-10 | 24.1 | 0 | 6.1 | 0.49 | 2.95
2025-08-10 | 22.6 | 0 | 4.6 | 2024-08-10 | 16.3 | 1.7 | 0 | 2023-08-10 | 20.1 | 0 | 2.1 | 2022-08-10 | 16.3 | 1.7 | 0 | 2021-08-10 | 24.8 | 0 | 6.8 | 2020-08-10 | 22.9 | 0 | 4.9 | 2019-08-10 | 15.9 | 2.1 | 0 | 2018-08-10 | 18.8 | 0 | 0.8 | 2017-08-10 | 19.1 | 0 | 1.1 | 2016-08-10 | 24.2 | 0 | 6.2 | 0.55 | 2.65
2025-08-10 | 22.4 | 0 | 4.4 | 2024-08-10 | 15.7 | 2.3 | 0 | 2023-08-10 | 20.2 | 0 | 2.2 | 2022-08-10 | 16 | 2 | 0 | 2021-08-10 | 24.2 | 0 | 6.2 | 2020-08-10 | 22.5 | 0 | 4.5 | 2019-08-10 | 14.7 | 3.3 | 0 | 2018-08-10 | 18 | 0 | 0 | 2017-08-10 | 18.2 | 0 | 0.2 | 2016-08-10 | 23.6 | 0 | 5.6 | 0.76 | 2.31
2025-08-10 | 21.2 | 0 | 3.2 | 2024-08-10 | 14.8 | 3.2 | 0 | 2023-08-10 | 20 | 0 | 2 | 2022-08-10 | 15.2 | 2.8 | 0 | 2021-08-10 | 24.5 | 0 | 6.5 | 2020-08-10 | 22.1 | 0 | 4.1 | 2019-08-10 | 14.6 | 3.4 | 0 | 2018-08-10 | 17.3 | 0.7 | 0 | 2017-08-10 | 18 | 0 | 0 | 2016-08-10 | 22.5 | 0 | 4.5 | 1.01 | 2.03
2025-08-10 | 23.2 | 0 | 5.2 | 2024-08-10 | 15.3 | 2.7 | 0 | 2023-08-10 | 19.8 | 0 | 1.8 | 2022-08-10 | 16.2 | 1.8 | 0 | 2021-08-10 | 24.1 | 0 | 6.1 | 2020-08-10 | 22.6 | 0 | 4.6 | 2019-08-10 | 14.8 | 3.2 | 0 | 2018-08-10 | 17.6 | 0.4 | 0 | 2017-08-10 | 18.8 | 0 | 0.8 | 2016-08-10 | 23.6 | 0 | 5.6 | 0.81 | 2.41
2025-08-10 | 24.7 | 0 | 6.7 | 2024-08-10 | 17.4 | 0.6 | 0 | 2023-08-10 | 20.7 | 0 | 2.7 | 2022-08-10 | 17.2 | 0.8 | 0 | 2021-08-10 | 24.3 | 0 | 6.3 | 2020-08-10 | 24.7 | 0 | 6.7 | 2019-08-10 | 16.9 | 1.1 | 0 | 2018-08-10 | 19.1 | 0 | 1.1 | 2017-08-10 | 20.3 | 0 | 2.3 | 2016-08-10 | 25 | 0 | 7 | 0.25 | 3.28
2025-08-10 | 26.7 | 0 | 8.7 | 2024-08-10 | 19 | 0 | 1 | 2023-08-10 | 22.6 | 0 | 4.6 | 2022-08-10 | 19.6 | 0 | 1.6 | 2021-08-10 | 24.8 | 0 | 6.8 | 2020-08-10 | 26.2 | 0 | 8.2 | 2019-08-10 | 18.7 | 0 | 0.7 | 2018-08-10 | 21.1 | 0 | 3.1 | 2017-08-10 | 21.7 | 0 | 3.7 | 2016-08-10 | 26.8 | 0 | 8.8 | 0 | 4.72
2025-08-10 | 27.7 | 0 | 9.7 | 2024-08-10 | 19.8 | 0 | 1.8 | 2023-08-10 | 23.9 | 0 | 5.9 | 2022-08-10 | 21.7 | 0 | 3.7 | 2021-08-10 | 25.9 | 0 | 7.9 | 2020-08-10 | 27.8 | 0 | 9.8 | 2019-08-10 | 20.6 | 0 | 2.6 | 2018-08-10 | 22.4 | 0 | 4.4 | 2017-08-10 | 23 | 0 | 5 | 2016-08-10 | 28.5 | 0 | 10.5 | 0 | 6.13
2025-08-10 | 28.7 | 0 | 10.7 | 2024-08-10 | 21.7 | 0 | 3.7 | 2023-08-10 | 24.8 | 0 | 6.8 | 2022-08-10 | 23 | 0 | 5 | 2021-08-10 | 26.7 | 0 | 8.7 | 2020-08-10 | 29.5 | 0 | 11.5 | 2019-08-10 | 22.3 | 0 | 4.3 | 2018-08-10 | 23.1 | 0 | 5.1 | 2017-08-10 | 24.5 | 0 | 6.5 | 2016-08-10 | 30.6 | 0 | 12.6 | 0 | 7.49
2025-08-10 | 29.1 | 0 | 11.1 | 2024-08-10 | 22.7 | 0 | 4.7 | 2023-08-10 | 24.1 | 0 | 6.1 | 2022-08-10 | 24.2 | 0 | 6.2 | 2021-08-10 | 26.3 | 0 | 8.3 | 2020-08-10 | 29.3 | 0 | 11.3 | 2019-08-10 | 23.4 | 0 | 5.4 | 2018-08-10 | 24.3 | 0 | 6.3 | 2017-08-10 | 24.3 | 0 | 6.3 | 2016-08-10 | 32.2 | 0 | 14.2 | 0 | 7.99
2025-08-10 | 30.7 | 0 | 12.7 | 2024-08-10 | 22.8 | 0 | 4.8 | 2023-08-10 | 20.8 | 0 | 2.8 | 2022-08-10 | 24.9 | 0 | 6.9 | 2021-08-10 | 25.3 | 0 | 7.3 | 2020-08-10 | 30.8 | 0 | 12.8 | 2019-08-10 | 23.3 | 0 | 5.3 | 2018-08-10 | 24.1 | 0 | 6.1 | 2017-08-10 | 25.4 | 0 | 7.4 | 2016-08-10 | 32.3 | 0 | 14.3 | 0 | 8.04
2025-08-10 | 31.8 | 0 | 13.8 | 2024-08-10 | 22.7 | 0 | 4.7 | 2023-08-10 | 20 | 0 | 2 | 2022-08-10 | 25.1 | 0 | 7.1 | 2021-08-10 | 26.2 | 0 | 8.2 | 2020-08-10 | 30.6 | 0 | 12.6 | 2019-08-10 | 24.3 | 0 | 6.3 | 2018-08-10 | 23.9 | 0 | 5.9 | 2017-08-10 | 26 | 0 | 8 | 2016-08-10 | 33 | 0 | 15 | 0 | 8.36
2025-08-10 | 32 | 0 | 14 | 2024-08-10 | 23.5 | 0 | 5.5 | 2023-08-10 | 22.6 | 0 | 4.6 | 2022-08-10 | 25 | 0 | 7 | 2021-08-10 | 25.8 | 0 | 7.8 | 2020-08-10 | 31.8 | 0 | 13.8 | 2019-08-10 | 24.8 | 0 | 6.8 | 2018-08-10 | 24.4 | 0 | 6.4 | 2017-08-10 | 26.3 | 0 | 8.3 | 2016-08-10 | 34.6 | 0 | 16.6 | 0 | 9.08
2025-08-10 | 31.3 | 0 | 13.3 | 2024-08-10 | 22.7 | 0 | 4.7 | 2023-08-10 | 24.3 | 0 | 6.3 | 2022-08-10 | 26.1 | 0 | 8.1 | 2021-08-10 | 25.1 | 0 | 7.1 | 2020-08-10 | 31.9 | 0 | 13.9 | 2019-08-10 | 25.1 | 0 | 7.1 | 2018-08-10 | 24.3 | 0 | 6.3 | 2017-08-10 | 26.7 | 0 | 8.7 | 2016-08-10 | 34.8 | 0 | 16.8 | 0 | 9.23
2025-08-10 | 32 | 0 | 14 | 2024-08-10 | 21.2 | 0 | 3.2 | 2023-08-10 | 25.1 | 0 | 7.1 | 2022-08-10 | 26.3 | 0 | 8.3 | 2021-08-10 | 27.7 | 0 | 9.7 | 2020-08-10 | 31.2 | 0 | 13.2 | 2019-08-10 | 24.9 | 0 | 6.9 | 2018-08-10 | 23.9 | 0 | 5.9 | 2017-08-10 | 26.1 | 0 | 8.1 | 2016-08-10 | 34.7 | 0 | 16.7 | 0 | 9.31
2025-08-10 | 31.4 | 0 | 13.4 | 2024-08-10 | 20.4 | 0 | 2.4 | 2023-08-10 | 25.3 | 0 | 7.3 | 2022-08-10 | 25.6 | 0 | 7.6 | 2021-08-10 | 26.1 | 0 | 8.1 | 2020-08-10 | 30.9 | 0 | 12.9 | 2019-08-10 | 24.2 | 0 | 6.2 | 2018-08-10 | 24.2 | 0 | 6.2 | 2017-08-10 | 24.4 | 0 | 6.4 | 2016-08-10 | 33.9 | 0 | 15.9 | 0 | 8.64
2025-08-10 | 30.2 | 0 | 12.2 | 2024-08-10 | 20.1 | 0 | 2.1 | 2023-08-10 | 24.6 | 0 | 6.6 | 2022-08-10 | 25.2 | 0 | 7.2 | 2021-08-10 | 26.5 | 0 | 8.5 | 2020-08-10 | 30.3 | 0 | 12.3 | 2019-08-10 | 22.6 | 0 | 4.6 | 2018-08-10 | 23.9 | 0 | 5.9 | 2017-08-10 | 24.1 | 0 | 6.1 | 2016-08-10 | 33.4 | 0 | 15.4 | 0 | 8.09
2025-08-10 | 29.3 | 0 | 11.3 | 2024-08-10 | 19.8 | 0 | 1.8 | 2023-08-10 | 23.7 | 0 | 5.7 | 2022-08-10 | 24.5 | 0 | 6.5 | 2021-08-10 | 26.5 | 0 | 8.5 | 2020-08-10 | 29.3 | 0 | 11.3 | 2019-08-10 | 21.7 | 0 | 3.7 | 2018-08-10 | 22.9 | 0 | 4.9 | 2017-08-10 | 22.7 | 0 | 4.7 | 2016-08-10 | 31.9 | 0 | 13.9 | 0 | 7.23
2025-08-10 | 28.5 | 0 | 10.5 | 2024-08-10 | 19.1 | 0 | 1.1 | 2023-08-10 | 22 | 0 | 4 | 2022-08-10 | 23.7 | 0 | 5.7 | 2021-08-10 | 25.5 | 0 | 7.5 | 2020-08-10 | 28 | 0 | 10 | 2019-08-10 | 21.1 | 0 | 3.1 | 2018-08-10 | 22 | 0 | 4 | 2017-08-10 | 22.2 | 0 | 4.2 | 2016-08-10 | 30.5 | 0 | 12.5 | 0 | 6.26
2025-08-10 | 27.6 | 0 | 9.6 | 2024-08-10 | 18.5 | 0 | 0.5 | 2023-08-10 | 20.9 | 0 | 2.9 | 2022-08-10 | 23.6 | 0 | 5.6 | 2021-08-10 | 25.6 | 0 | 7.6 | 2020-08-10 | 27.5 | 0 | 9.5 | 2019-08-10 | 19.7 | 0 | 1.7 | 2018-08-10 | 21.6 | 0 | 3.6 | 2017-08-10 | 22.2 | 0 | 4.2 | 2016-08-10 | 28.9 | 0 | 10.9 | 0 | 5.61
2025-08-10 | 27.1 | 0 | 9.1 | 2024-08-10 | 18.2 | 0 | 0.2 | 2023-08-10 | 20.6 | 0 | 2.6 | 2022-08-10 | 21.5 | 0 | 3.5 | 2021-08-10 | 25.3 | 0 | 7.3 | 2020-08-10 | 27.1 | 0 | 9.1 | 2019-08-10 | 18.7 | 0 | 0.7 | 2018-08-10 | 21 | 0 | 3 | 2017-08-10 | 21.7 | 0 | 3.7 | 2016-08-10 | 27.4 | 0 | 9.4 | 0 | 4.86
2025-08-10 | 25.8 | 0 | 7.8 | 2024-08-10 | 18.6 | 0 | 0.6 | 2023-08-10 | 20.6 | 0 | 2.6 | 2022-08-10 | 21 | 0 | 3 | 2021-08-10 | 24.7 | 0 | 6.7 | 2020-08-10 | 25.1 | 0 | 7.1 | 2019-08-10 | 16.9 | 1.1 | 0 | 2018-08-10 | 21.1 | 0 | 3.1 | 2017-08-10 | 21 | 0 | 3 | 2016-08-10 | 27 | 0 | 9 | 0.11 | 4.29
2025-08-11 | 25.3 | 0 | 7.3 | 2024-08-11 | 17.9 | 0.1 | 0 | 2023-08-11 | 19.6 | 0 | 1.6 | 2022-08-11 | 21.8 | 0 | 3.8 | 2021-08-11 | 23.9 | 0 | 5.9 | 2020-08-11 | 23.7 | 0 | 5.7 | 2019-08-11 | 16.3 | 1.7 | 0 | 2018-08-11 | 21.5 | 0 | 3.5 | 2017-08-11 | 20.8 | 0 | 2.8 | 2016-08-11 | 26.5 | 0 | 8.5 | 0.18 | 3.91
2025-08-11 | 24.9 | 0 | 6.9 | 2024-08-11 | 16.5 | 1.5 | 0 | 2023-08-11 | 19.4 | 0 | 1.4 | 2022-08-11 | 20.7 | 0 | 2.7 | 2021-08-11 | 23.4 | 0 | 5.4 | 2020-08-11 | 22.8 | 0 | 4.8 | 2019-08-11 | 15.6 | 2.4 | 0 | 2018-08-11 | 19.2 | 0 | 1.2 | 2017-08-11 | 20.6 | 0 | 2.6 | 2016-08-11 | 25.4 | 0 | 7.4 | 0.39 | 3.24
2025-08-11 | 22.7 | 0 | 4.7 | 2024-08-11 | 15.7 | 2.3 | 0 | 2023-08-11 | 18 | 0 | 0 | 2022-08-11 | 21.2 | 0 | 3.2 | 2021-08-11 | 23.5 | 0 | 5.5 | 2020-08-11 | 22.7 | 0 | 4.7 | 2019-08-11 | 15.5 | 2.5 | 0 | 2018-08-11 | 18.8 | 0 | 0.8 | 2017-08-11 | 19.9 | 0 | 1.9 | 2016-08-11 | 24.4 | 0 | 6.4 | 0.48 | 2.72
2025-08-11 | 22.4 | 0 | 4.4 | 2024-08-11 | 15 | 3 | 0 | 2023-08-11 | 16.4 | 1.6 | 0 | 2022-08-11 | 21.6 | 0 | 3.6 | 2021-08-11 | 23 | 0 | 5 | 2020-08-11 | 22.9 | 0 | 4.9 | 2019-08-11 | 14.9 | 3.1 | 0 | 2018-08-11 | 16.9 | 1.1 | 0 | 2017-08-11 | 19.7 | 0 | 1.7 | 2016-08-11 | 22.9 | 0 | 4.9 | 0.88 | 2.45
2025-08-11 | 22.5 | 0 | 4.5 | 2024-08-11 | 15.4 | 2.6 | 0 | 2023-08-11 | 15.9 | 2.1 | 0 | 2022-08-11 | 19.7 | 0 | 1.7 | 2021-08-11 | 23.4 | 0 | 5.4 | 2020-08-11 | 22.9 | 0 | 4.9 | 2019-08-11 | 14.6 | 3.4 | 0 | 2018-08-11 | 16.8 | 1.2 | 0 | 2017-08-11 | 19.9 | 0 | 1.9 | 2016-08-11 | 23.2 | 0 | 5.2 | 0.93 | 2.36
2025-08-11 | 23.4 | 0 | 5.4 | 2024-08-11 | 15.2 | 2.8 | 0 | 2023-08-11 | 15.2 | 2.8 | 0 | 2022-08-11 | 17.9 | 0.1 | 0 | 2021-08-11 | 23.8 | 0 | 5.8 | 2020-08-11 | 23 | 0 | 5 | 2019-08-11 | 14.8 | 3.2 | 0 | 2018-08-11 | 16 | 2 | 0 | 2017-08-11 | 20.6 | 0 | 2.6 | 2016-08-11 | 22.1 | 0 | 4.1 | 1.09 | 2.29
2025-08-11 | 23.4 | 0 | 5.4 | 2024-08-11 | 15.6 | 2.4 | 0 | 2023-08-11 | 16.1 | 1.9 | 0 | 2022-08-11 | 17.6 | 0.4 | 0 | 2021-08-11 | 23.5 | 0 | 5.5 | 2020-08-11 | 23.6 | 0 | 5.6 | 2019-08-11 | 15.1 | 2.9 | 0 | 2018-08-11 | 17.8 | 0.2 | 0 | 2017-08-11 | 20.9 | 0 | 2.9 | 2016-08-11 | 23.4 | 0 | 5.4 | 0.78 | 2.48
2025-08-11 | 24.6 | 0 | 6.6 | 2024-08-11 | 16.7 | 1.3 | 0 | 2023-08-11 | 17.7 | 0.3 | 0 | 2022-08-11 | 19.3 | 0 | 1.3 | 2021-08-11 | 23.3 | 0 | 5.3 | 2020-08-11 | 25.5 | 0 | 7.5 | 2019-08-11 | 18.3 | 0 | 0.3 | 2018-08-11 | 19.7 | 0 | 1.7 | 2017-08-11 | 21.2 | 0 | 3.2 | 2016-08-11 | 25.8 | 0 | 7.8 | 0.16 | 3.37
2025-08-11 | 26.6 | 0 | 8.6 | 2024-08-11 | 18.8 | 0 | 0.8 | 2023-08-11 | 19.3 | 0 | 1.3 | 2022-08-11 | 21.2 | 0 | 3.2 | 2021-08-11 | 24 | 0 | 6 | 2020-08-11 | 25 | 0 | 7 | 2019-08-11 | 21.2 | 0 | 3.2 | 2018-08-11 | 21.9 | 0 | 3.9 | 2017-08-11 | 21.9 | 0 | 3.9 | 2016-08-11 | 27.8 | 0 | 9.8 | 0 | 4.77
2025-08-11 | 28.6 | 0 | 10.6 | 2024-08-11 | 19.1 | 0 | 1.1 | 2023-08-11 | 20.5 | 0 | 2.5 | 2022-08-11 | 22.2 | 0 | 4.2 | 2021-08-11 | 24.6 | 0 | 6.6 | 2020-08-11 | 26.6 | 0 | 8.6 | 2019-08-11 | 24 | 0 | 6 | 2018-08-11 | 23.4 | 0 | 5.4 | 2017-08-11 | 22.6 | 0 | 4.6 | 2016-08-11 | 29 | 0 | 11 | 0 | 6.06
2025-08-11 | 29.9 | 0 | 11.9 | 2024-08-11 | 16.1 | 1.9 | 0 | 2023-08-11 | 21.2 | 0 | 3.2 | 2022-08-11 | 23 | 0 | 5 | 2021-08-11 | 27.1 | 0 | 9.1 | 2020-08-11 | 27 | 0 | 9 | 2019-08-11 | 25.2 | 0 | 7.2 | 2018-08-11 | 24.9 | 0 | 6.9 | 2017-08-11 | 23.3 | 0 | 5.3 | 2016-08-11 | 30.2 | 0 | 12.2 | 0.19 | 6.98
2025-08-11 | 30.1 | 0 | 12.1 | 2024-08-11 | 18.5 | 0 | 0.5 | 2023-08-11 | 22.9 | 0 | 4.9 | 2022-08-11 | 24.6 | 0 | 6.6 | 2021-08-11 | 29 | 0 | 11 | 2020-08-11 | 26.4 | 0 | 8.4 | 2019-08-11 | 25.4 | 0 | 7.4 | 2018-08-11 | 25.5 | 0 | 7.5 | 2017-08-11 | 23.2 | 0 | 5.2 | 2016-08-11 | 31.2 | 0 | 13.2 | 0 | 7.68
2025-08-11 | 30 | 0 | 12 | 2024-08-11 | 17.1 | 0.9 | 0 | 2023-08-11 | 23.4 | 0 | 5.4 | 2022-08-11 | 25.1 | 0 | 7.1 | 2021-08-11 | 30.4 | 0 | 12.4 | 2020-08-11 | 28.3 | 0 | 10.3 | 2019-08-11 | 26.2 | 0 | 8.2 | 2018-08-11 | 25.7 | 0 | 7.7 | 2017-08-11 | 22.7 | 0 | 4.7 | 2016-08-11 | 31.9 | 0 | 13.9 | 0.09 | 8.17
2025-08-11 | 31.6 | 0 | 13.6 | 2024-08-11 | 18.6 | 0 | 0.6 | 2023-08-11 | 24.1 | 0 | 6.1 | 2022-08-11 | 25.8 | 0 | 7.8 | 2021-08-11 | 31 | 0 | 13 | 2020-08-11 | 27.7 | 0 | 9.7 | 2019-08-11 | 27.3 | 0 | 9.3 | 2018-08-11 | 25.8 | 0 | 7.8 | 2017-08-11 | 23.5 | 0 | 5.5 | 2016-08-11 | 32.2 | 0 | 14.2 | 0 | 8.76
2025-08-11 | 32.3 | 0 | 14.3 | 2024-08-11 | 19.8 | 0 | 1.8 | 2023-08-11 | 24.2 | 0 | 6.2 | 2022-08-11 | 24.8 | 0 | 6.8 | 2021-08-11 | 31.4 | 0 | 13.4 | 2020-08-11 | 27.8 | 0 | 9.8 | 2019-08-11 | 27 | 0 | 9 | 2018-08-11 | 26.2 | 0 | 8.2 | 2017-08-11 | 22.9 | 0 | 4.9 | 2016-08-11 | 32.8 | 0 | 14.8 | 0 | 8.92
2025-08-11 | 31.1 | 0 | 13.1 | 2024-08-11 | 21.5 | 0 | 3.5 | 2023-08-11 | 25.5 | 0 | 7.5 | 2022-08-11 | 24.8 | 0 | 6.8 | 2021-08-11 | 31.2 | 0 | 13.2 | 2020-08-11 | 27.1 | 0 | 9.1 | 2019-08-11 | 26.8 | 0 | 8.8 | 2018-08-11 | 26.4 | 0 | 8.4 | 2017-08-11 | 24.4 | 0 | 6.4 | 2016-08-11 | 31.6 | 0 | 13.6 | 0 | 9.04
2025-08-11 | 31.8 | 0 | 13.8 | 2024-08-11 | 21.2 | 0 | 3.2 | 2023-08-11 | 24.6 | 0 | 6.6 | 2022-08-11 | 24.2 | 0 | 6.2 | 2021-08-11 | 30.8 | 0 | 12.8 | 2020-08-11 | 28.1 | 0 | 10.1 | 2019-08-11 | 28.3 | 0 | 10.3 | 2018-08-11 | 25.1 | 0 | 7.1 | 2017-08-11 | 24.5 | 0 | 6.5 | 2016-08-11 | 30.9 | 0 | 12.9 | 0 | 8.95
2025-08-11 | 32.2 | 0 | 14.2 | 2024-08-11 | 20.7 | 0 | 2.7 | 2023-08-11 | 24.4 | 0 | 6.4 | 2022-08-11 | 23.2 | 0 | 5.2 | 2021-08-11 | 29.5 | 0 | 11.5 | 2020-08-11 | 27.1 | 0 | 9.1 | 2019-08-11 | 27.8 | 0 | 9.8 | 2018-08-11 | 25.3 | 0 | 7.3 | 2017-08-11 | 22.8 | 0 | 4.8 | 2016-08-11 | 29.1 | 0 | 11.1 | 0 | 8.21
2025-08-11 | 31.4 | 0 | 13.4 | 2024-08-11 | 19.9 | 0 | 1.9 | 2023-08-11 | 23.1 | 0 | 5.1 | 2022-08-11 | 21.9 | 0 | 3.9 | 2021-08-11 | 28.3 | 0 | 10.3 | 2020-08-11 | 26.6 | 0 | 8.6 | 2019-08-11 | 26.9 | 0 | 8.9 | 2018-08-11 | 24.1 | 0 | 6.1 | 2017-08-11 | 23.5 | 0 | 5.5 | 2016-08-11 | 29.1 | 0 | 11.1 | 0 | 7.48
2025-08-11 | 30.5 | 0 | 12.5 | 2024-08-11 | 19.2 | 0 | 1.2 | 2023-08-11 | 22.9 | 0 | 4.9 | 2022-08-11 | 20.4 | 0 | 2.4 | 2021-08-11 | 26.7 | 0 | 8.7 | 2020-08-11 | 25.2 | 0 | 7.2 | 2019-08-11 | 26.1 | 0 | 8.1 | 2018-08-11 | 23.6 | 0 | 5.6 | 2017-08-11 | 22.6 | 0 | 4.6 | 2016-08-11 | 27.1 | 0 | 9.1 | 0 | 6.43
2025-08-11 | 29.4 | 0 | 11.4 | 2024-08-11 | 17.9 | 0.1 | 0 | 2023-08-11 | 22.3 | 0 | 4.3 | 2022-08-11 | 19.5 | 0 | 1.5 | 2021-08-11 | 25.1 | 0 | 7.1 | 2020-08-11 | 23.7 | 0 | 5.7 | 2019-08-11 | 24.1 | 0 | 6.1 | 2018-08-11 | 19.1 | 0 | 1.1 | 2017-08-11 | 21.8 | 0 | 3.8 | 2016-08-11 | 26.8 | 0 | 8.8 | 0.01 | 4.98
2025-08-11 | 28.8 | 0 | 10.8 | 2024-08-11 | 15.8 | 2.2 | 0 | 2023-08-11 | 21.8 | 0 | 3.8 | 2022-08-11 | 18.6 | 0 | 0.6 | 2021-08-11 | 24.5 | 0 | 6.5 | 2020-08-11 | 22.7 | 0 | 4.7 | 2019-08-11 | 22.8 | 0 | 4.8 | 2018-08-11 | 19.7 | 0 | 1.7 | 2017-08-11 | 20.1 | 0 | 2.1 | 2016-08-11 | 27.5 | 0 | 9.5 | 0.22 | 4.45
2025-08-11 | 27.9 | 0 | 9.9 | 2024-08-11 | 17.1 | 0.9 | 0 | 2023-08-11 | 21.3 | 0 | 3.3 | 2022-08-11 | 18.1 | 0 | 0.1 | 2021-08-11 | 24.5 | 0 | 6.5 | 2020-08-11 | 21.5 | 0 | 3.5 | 2019-08-11 | 20.9 | 0 | 2.9 | 2018-08-11 | 20.1 | 0 | 2.1 | 2017-08-11 | 20.3 | 0 | 2.3 | 2016-08-11 | 27.1 | 0 | 9.1 | 0.09 | 3.97
2025-08-11 | 26.8 | 0 | 8.8 | 2024-08-11 | 17.2 | 0.8 | 0 | 2023-08-11 | 20.9 | 0 | 2.9 | 2022-08-11 | 17.5 | 0.5 | 0 | 2021-08-11 | 23.2 | 0 | 5.2 | 2020-08-11 | 18.7 | 0 | 0.7 | 2019-08-11 | 20.2 | 0 | 2.2 | 2018-08-11 | 20.2 | 0 | 2.2 | 2017-08-11 | 19.4 | 0 | 1.4 | 2016-08-11 | 26.5 | 0 | 8.5 | 0.13 | 3.19
2025-08-12 | 26.2 | 0 | 8.2 | 2024-08-12 | 16.4 | 1.6 | 0 | 2023-08-12 | 20.9 | 0 | 2.9 | 2022-08-12 | 16.8 | 1.2 | 0 | 2021-08-12 | 22.6 | 0 | 4.6 | 2020-08-12 | 17.3 | 0.7 | 0 | 2019-08-12 | 20.5 | 0 | 2.5 | 2018-08-12 | 20 | 0 | 2 | 2017-08-12 | 18.6 | 0 | 0.6 | 2016-08-12 | 26.1 | 0 | 8.1 | 0.35 | 2.89
2025-08-12 | 25.4 | 0 | 7.4 | 2024-08-12 | 14.5 | 3.5 | 0 | 2023-08-12 | 20.6 | 0 | 2.6 | 2022-08-12 | 16.3 | 1.7 | 0 | 2021-08-12 | 22.6 | 0 | 4.6 | 2020-08-12 | 16.2 | 1.8 | 0 | 2019-08-12 | 20.4 | 0 | 2.4 | 2018-08-12 | 19.8 | 0 | 1.8 | 2017-08-12 | 17.2 | 0.8 | 0 | 2016-08-12 | 25.7 | 0 | 7.7 | 0.78 | 2.65
2025-08-12 | 24.9 | 0 | 6.9 | 2024-08-12 | 14.8 | 3.2 | 0 | 2023-08-12 | 20.3 | 0 | 2.3 | 2022-08-12 | 15.7 | 2.3 | 0 | 2021-08-12 | 22 | 0 | 4 | 2020-08-12 | 17.4 | 0.6 | 0 | 2019-08-12 | 20.5 | 0 | 2.5 | 2018-08-12 | 19.7 | 0 | 1.7 | 2017-08-12 | 17.1 | 0.9 | 0 | 2016-08-12 | 25.5 | 0 | 7.5 | 0.7 | 2.49
2025-08-12 | 24.7 | 0 | 6.7 | 2024-08-12 | 14.5 | 3.5 | 0 | 2023-08-12 | 19.3 | 0 | 1.3 | 2022-08-12 | 14.3 | 3.7 | 0 | 2021-08-12 | 22.8 | 0 | 4.8 | 2020-08-12 | 16.5 | 1.5 | 0 | 2019-08-12 | 20.4 | 0 | 2.4 | 2018-08-12 | 19.8 | 0 | 1.8 | 2017-08-12 | 16.7 | 1.3 | 0 | 2016-08-12 | 25.5 | 0 | 7.5 | 1 | 2.45
2025-08-12 | 24.7 | 0 | 6.7 | 2024-08-12 | 14.2 | 3.8 | 0 | 2023-08-12 | 19.4 | 0 | 1.4 | 2022-08-12 | 14.3 | 3.7 | 0 | 2021-08-12 | 23.5 | 0 | 5.5 | 2020-08-12 | 17.1 | 0.9 | 0 | 2019-08-12 | 20.5 | 0 | 2.5 | 2018-08-12 | 18.6 | 0 | 0.6 | 2017-08-12 | 17.1 | 0.9 | 0 | 2016-08-12 | 25 | 0 | 7 | 0.93 | 2.37
2025-08-12 | 24.2 | 0 | 6.2 | 2024-08-12 | 13.8 | 4.2 | 0 | 2023-08-12 | 19.7 | 0 | 1.7 | 2022-08-12 | 14 | 4 | 0 | 2021-08-12 | 23.3 | 0 | 5.3 | 2020-08-12 | 16.3 | 1.7 | 0 | 2019-08-12 | 20.7 | 0 | 2.7 | 2018-08-12 | 18.9 | 0 | 0.9 | 2017-08-12 | 16.9 | 1.1 | 0 | 2016-08-12 | 25.3 | 0 | 7.3 | 1.1 | 2.41
2025-08-12 | 24.5 | 0 | 6.5 | 2024-08-12 | 14.9 | 3.1 | 0 | 2023-08-12 | 20 | 0 | 2 | 2022-08-12 | 14.7 | 3.3 | 0 | 2021-08-12 | 22.8 | 0 | 4.8 | 2020-08-12 | 17.5 | 0.5 | 0 | 2019-08-12 | 19.6 | 0 | 1.6 | 2018-08-12 | 19 | 0 | 1 | 2017-08-12 | 18.4 | 0 | 0.4 | 2016-08-12 | 26 | 0 | 8 | 0.69 | 2.43
2025-08-12 | 26.4 | 0 | 8.4 | 2024-08-12 | 16.5 | 1.5 | 0 | 2023-08-12 | 20.6 | 0 | 2.6 | 2022-08-12 | 16.5 | 1.5 | 0 | 2021-08-12 | 22.6 | 0 | 4.6 | 2020-08-12 | 19.7 | 0 | 1.7 | 2019-08-12 | 19.3 | 0 | 1.3 | 2018-08-12 | 19.8 | 0 | 1.8 | 2017-08-12 | 19.3 | 0 | 1.3 | 2016-08-12 | 27 | 0 | 9 | 0.3 | 3.07
2025-08-12 | 27.8 | 0 | 9.8 | 2024-08-12 | 17.5 | 0.5 | 0 | 2023-08-12 | 20.8 | 0 | 2.8 | 2022-08-12 | 19.1 | 0 | 1.1 | 2021-08-12 | 22.8 | 0 | 4.8 | 2020-08-12 | 22.7 | 0 | 4.7 | 2019-08-12 | 20.5 | 0 | 2.5 | 2018-08-12 | 22.1 | 0 | 4.1 | 2017-08-12 | 20.1 | 0 | 2.1 | 2016-08-12 | 28.5 | 0 | 10.5 | 0.05 | 4.24
2025-08-12 | 29.8 | 0 | 11.8 | 2024-08-12 | 18.9 | 0 | 0.9 | 2023-08-12 | 20.9 | 0 | 2.9 | 2022-08-12 | 22 | 0 | 4 | 2021-08-12 | 23.6 | 0 | 5.6 | 2020-08-12 | 25 | 0 | 7 | 2019-08-12 | 22.3 | 0 | 4.3 | 2018-08-12 | 23.9 | 0 | 5.9 | 2017-08-12 | 22.3 | 0 | 4.3 | 2016-08-12 | 30.3 | 0 | 12.3 | 0 | 5.9
2025-08-12 | 28.9 | 0 | 10.9 | 2024-08-12 | 19.6 | 0 | 1.6 | 2023-08-12 | 20.8 | 0 | 2.8 | 2022-08-12 | 22.7 | 0 | 4.7 | 2021-08-12 | 24.1 | 0 | 6.1 | 2020-08-12 | 26.5 | 0 | 8.5 | 2019-08-12 | 23.2 | 0 | 5.2 | 2018-08-12 | 25.3 | 0 | 7.3 | 2017-08-12 | 23.4 | 0 | 5.4 | 2016-08-12 | 31 | 0 | 13 | 0 | 6.55
2025-08-12 | 29.9 | 0 | 11.9 | 2024-08-12 | 21 | 0 | 3 | 2023-08-12 | 22.9 | 0 | 4.9 | 2022-08-12 | 23.5 | 0 | 5.5 | 2021-08-12 | 24.5 | 0 | 6.5 | 2020-08-12 | 26.9 | 0 | 8.9 | 2019-08-12 | 26.6 | 0 | 8.6 | 2018-08-12 | 26.7 | 0 | 8.7 | 2017-08-12 | 24 | 0 | 6 | 2016-08-12 | 31.2 | 0 | 13.2 | 0 | 7.72
2025-08-12 | 32 | 0 | 14 | 2024-08-12 | 22.6 | 0 | 4.6 | 2023-08-12 | 26.5 | 0 | 8.5 | 2022-08-12 | 24.3 | 0 | 6.3 | 2021-08-12 | 27.2 | 0 | 9.2 | 2020-08-12 | 26.7 | 0 | 8.7 | 2019-08-12 | 27.7 | 0 | 9.7 | 2018-08-12 | 27 | 0 | 9 | 2017-08-12 | 23.6 | 0 | 5.6 | 2016-08-12 | 32.8 | 0 | 14.8 | 0 | 9.04
2025-08-12 | 33.8 | 0 | 15.8 | 2024-08-12 | 24.1 | 0 | 6.1 | 2023-08-12 | 28.3 | 0 | 10.3 | 2022-08-12 | 25.1 | 0 | 7.1 | 2021-08-12 | 28.3 | 0 | 10.3 | 2020-08-12 | 27.1 | 0 | 9.1 | 2019-08-12 | 28.7 | 0 | 10.7 | 2018-08-12 | 27.1 | 0 | 9.1 | 2017-08-12 | 25.2 | 0 | 7.2 | 2016-08-12 | 32.5 | 0 | 14.5 | 0 | 10.02
2025-08-12 | 32.2 | 0 | 14.2 | 2024-08-12 | 21.1 | 0 | 3.1 | 2023-08-12 | 28.3 | 0 | 10.3 | 2022-08-12 | 25.2 | 0 | 7.2 | 2021-08-12 | 29.5 | 0 | 11.5 | 2020-08-12 | 28.6 | 0 | 10.6 | 2019-08-12 | 27.5 | 0 | 9.5 | 2018-08-12 | 27.2 | 0 | 9.2 | 2017-08-12 | 22.2 | 0 | 4.2 | 2016-08-12 | 35 | 0 | 17 | 0 | 9.68
2025-08-12 | 25.7 | 0 | 7.7 | 2024-08-12 | 23.1 | 0 | 5.1 | 2023-08-12 | 28.2 | 0 | 10.2 | 2022-08-12 | 25.3 | 0 | 7.3 | 2021-08-12 | 29.2 | 0 | 11.2 | 2020-08-12 | 29.1 | 0 | 11.1 | 2019-08-12 | 28.7 | 0 | 10.7 | 2018-08-12 | 26.7 | 0 | 8.7 | 2017-08-12 | 21 | 0 | 3 | 2016-08-12 | 35.2 | 0 | 17.2 | 0 | 9.22
2025-08-12 | 24.2 | 0 | 6.2 | 2024-08-12 | 23.4 | 0 | 5.4 | 2023-08-12 | 28.3 | 0 | 10.3 | 2022-08-12 | 25.4 | 0 | 7.4 | 2021-08-12 | 29.4 | 0 | 11.4 | 2020-08-12 | 29.1 | 0 | 11.1 | 2019-08-12 | 28.4 | 0 | 10.4 | 2018-08-12 | 26.6 | 0 | 8.6 | 2017-08-12 | 22.9 | 0 | 4.9 | 2016-08-12 | 33.9 | 0 | 15.9 | 0 | 9.16
2025-08-12 | 27.4 | 0 | 9.4 | 2024-08-12 | 23.5 | 0 | 5.5 | 2023-08-12 | 27.3 | 0 | 9.3 | 2022-08-12 | 24.7 | 0 | 6.7 | 2021-08-12 | 28.7 | 0 | 10.7 | 2020-08-12 | 28.7 | 0 | 10.7 | 2019-08-12 | 27.7 | 0 | 9.7 | 2018-08-12 | 26.1 | 0 | 8.1 | 2017-08-12 | 23.4 | 0 | 5.4 | 2016-08-12 | 32.8 | 0 | 14.8 | 0 | 9.03
2025-08-12 | 27.5 | 0 | 9.5 | 2024-08-12 | 22.7 | 0 | 4.7 | 2023-08-12 | 26.5 | 0 | 8.5 | 2022-08-12 | 23.1 | 0 | 5.1 | 2021-08-12 | 28.1 | 0 | 10.1 | 2020-08-12 | 27.2 | 0 | 9.2 | 2019-08-12 | 26.9 | 0 | 8.9 | 2018-08-12 | 25.3 | 0 | 7.3 | 2017-08-12 | 22.4 | 0 | 4.4 | 2016-08-12 | 32.5 | 0 | 14.5 | 0 | 8.22
2025-08-12 | 26.2 | 0 | 8.2 | 2024-08-12 | 21.2 | 0 | 3.2 | 2023-08-12 | 25.3 | 0 | 7.3 | 2022-08-12 | 21.6 | 0 | 3.6 | 2021-08-12 | 26.8 | 0 | 8.8 | 2020-08-12 | 25.9 | 0 | 7.9 | 2019-08-12 | 23.9 | 0 | 5.9 | 2018-08-12 | 24.6 | 0 | 6.6 | 2017-08-12 | 21 | 0 | 3 | 2016-08-12 | 30.9 | 0 | 12.9 | 0 | 6.74
2025-08-12 | 24.9 | 0 | 6.9 | 2024-08-12 | 20.3 | 0 | 2.3 | 2023-08-12 | 23.5 | 0 | 5.5 | 2022-08-12 | 20.4 | 0 | 2.4 | 2021-08-12 | 26.1 | 0 | 8.1 | 2020-08-12 | 25.4 | 0 | 7.4 | 2019-08-12 | 23.7 | 0 | 5.7 | 2018-08-12 | 24.6 | 0 | 6.6 | 2017-08-12 | 19.9 | 0 | 1.9 | 2016-08-12 | 28.1 | 0 | 10.1 | 0 | 5.69
2025-08-12 | 25.9 | 0 | 7.9 | 2024-08-12 | 19.4 | 0 | 1.4 | 2023-08-12 | 23.6 | 0 | 5.6 | 2022-08-12 | 19.1 | 0 | 1.1 | 2021-08-12 | 26.1 | 0 | 8.1 | 2020-08-12 | 24.8 | 0 | 6.8 | 2019-08-12 | 22.4 | 0 | 4.4 | 2018-08-12 | 24.2 | 0 | 6.2 | 2017-08-12 | 19.4 | 0 | 1.4 | 2016-08-12 | 26.9 | 0 | 8.9 | 0 | 5.18
2025-08-12 | 25.8 | 0 | 7.8 | 2024-08-12 | 18.8 | 0 | 0.8 | 2023-08-12 | 22.6 | 0 | 4.6 | 2022-08-12 | 17.8 | 0.2 | 0 | 2021-08-12 | 24.4 | 0 | 6.4 | 2020-08-12 | 24.3 | 0 | 6.3 | 2019-08-12 | 22.3 | 0 | 4.3 | 2018-08-12 | 23.2 | 0 | 5.2 | 2017-08-12 | 18.5 | 0 | 0.5 | 2016-08-12 | 26.6 | 0 | 8.6 | 0.02 | 4.45
2025-08-12 | 25.3 | 0 | 7.3 | 2024-08-12 | 17.3 | 0.7 | 0 | 2023-08-12 | 20.5 | 0 | 2.5 | 2022-08-12 | 17.2 | 0.8 | 0 | 2021-08-12 | 24.6 | 0 | 6.6 | 2020-08-12 | 23.2 | 0 | 5.2 | 2019-08-12 | 22.6 | 0 | 4.6 | 2018-08-12 | 21.7 | 0 | 3.7 | 2017-08-12 | 18 | 0 | 0 | 2016-08-12 | 26.2 | 0 | 8.2 | 0.15 | 3.81
2025-08-13 | 24.8 | 0 | 6.8 | 2024-08-13 | 17.9 | 0.1 | 0 | 2023-08-13 | 20.1 | 0 | 2.1 | 2022-08-13 | 16.6 | 1.4 | 0 | 2021-08-13 | 24.2 | 0 | 6.2 | 2020-08-13 | 22.2 | 0 | 4.2 | 2019-08-13 | 21.6 | 0 | 3.6 | 2018-08-13 | 21.2 | 0 | 3.2 | 2017-08-13 | 17.4 | 0.6 | 0 | 2016-08-13 | 26 | 0 | 8 | 0.21 | 3.41
2025-08-13 | 24.3 | 0 | 6.3 | 2024-08-13 | 17.2 | 0.8 | 0 | 2023-08-13 | 19.4 | 0 | 1.4 | 2022-08-13 | 15.9 | 2.1 | 0 | 2021-08-13 | 23.9 | 0 | 5.9 | 2020-08-13 | 21.3 | 0 | 3.3 | 2019-08-13 | 21.7 | 0 | 3.7 | 2018-08-13 | 20.8 | 0 | 2.8 | 2017-08-13 | 17.2 | 0.8 | 0 | 2016-08-13 | 25.4 | 0 | 7.4 | 0.37 | 3.08
2025-08-13 | 23.1 | 0 | 5.1 | 2024-08-13 | 16.7 | 1.3 | 0 | 2023-08-13 | 16.9 | 1.1 | 0 | 2022-08-13 | 15.2 | 2.8 | 0 | 2021-08-13 | 23 | 0 | 5 | 2020-08-13 | 20.6 | 0 | 2.6 | 2019-08-13 | 20.6 | 0 | 2.6 | 2018-08-13 | 20.4 | 0 | 2.4 | 2017-08-13 | 16.8 | 1.2 | 0 | 2016-08-13 | 24 | 0 | 6 | 0.64 | 2.37
2025-08-13 | 21.1 | 0 | 3.1 | 2024-08-13 | 15.4 | 2.6 | 0 | 2023-08-13 | 16.7 | 1.3 | 0 | 2022-08-13 | 15.2 | 2.8 | 0 | 2021-08-13 | 22.7 | 0 | 4.7 | 2020-08-13 | 20.1 | 0 | 2.1 | 2019-08-13 | 20.1 | 0 | 2.1 | 2018-08-13 | 19.9 | 0 | 1.9 | 2017-08-13 | 16 | 2 | 0 | 2016-08-13 | 23.8 | 0 | 5.8 | 0.87 | 1.97
2025-08-13 | 21.5 | 0 | 3.5 | 2024-08-13 | 15.2 | 2.8 | 0 | 2023-08-13 | 16.1 | 1.9 | 0 | 2022-08-13 | 14.1 | 3.9 | 0 | 2021-08-13 | 23.1 | 0 | 5.1 | 2020-08-13 | 19.8 | 0 | 1.8 | 2019-08-13 | 19.1 | 0 | 1.1 | 2018-08-13 | 19.6 | 0 | 1.6 | 2017-08-13 | 15.6 | 2.4 | 0 | 2016-08-13 | 23.8 | 0 | 5.8 | 1.1 | 1.89
2025-08-13 | 20.9 | 0 | 2.9 | 2024-08-13 | 15.1 | 2.9 | 0 | 2023-08-13 | 16.1 | 1.9 | 0 | 2022-08-13 | 13.6 | 4.4 | 0 | 2021-08-13 | 23.2 | 0 | 5.2 | 2020-08-13 | 19.3 | 0 | 1.3 | 2019-08-13 | 19.2 | 0 | 1.2 | 2018-08-13 | 19.3 | 0 | 1.3 | 2017-08-13 | 13.5 | 4.5 | 0 | 2016-08-13 | 23.4 | 0 | 5.4 | 1.37 | 1.73
2025-08-13 | 21.4 | 0 | 3.4 | 2024-08-13 | 16.1 | 1.9 | 0 | 2023-08-13 | 17 | 1 | 0 | 2022-08-13 | 15.4 | 2.6 | 0 | 2021-08-13 | 23.3 | 0 | 5.3 | 2020-08-13 | 19.6 | 0 | 1.6 | 2019-08-13 | 19.5 | 0 | 1.5 | 2018-08-13 | 19.5 | 0 | 1.5 | 2017-08-13 | 14.7 | 3.3 | 0 | 2016-08-13 | 23.6 | 0 | 5.6 | 0.88 | 1.89
2025-08-13 | 21.7 | 0 | 3.7 | 2024-08-13 | 18.1 | 0 | 0.1 | 2023-08-13 | 18 | 0 | 0 | 2022-08-13 | 16.3 | 1.7 | 0 | 2021-08-13 | 23.9 | 0 | 5.9 | 2020-08-13 | 20.9 | 0 | 2.9 | 2019-08-13 | 20.5 | 0 | 2.5 | 2018-08-13 | 20.6 | 0 | 2.6 | 2017-08-13 | 17.7 | 0.3 | 0 | 2016-08-13 | 24 | 0 | 6 | 0.2 | 2.37
2025-08-13 | 22.3 | 0 | 4.3 | 2024-08-13 | 20.1 | 0 | 2.1 | 2023-08-13 | 20 | 0 | 2 | 2022-08-13 | 18.3 | 0 | 0.3 | 2021-08-13 | 24.8 | 0 | 6.8 | 2020-08-13 | 23.1 | 0 | 5.1 | 2019-08-13 | 21.7 | 0 | 3.7 | 2018-08-13 | 23.1 | 0 | 5.1 | 2017-08-13 | 20 | 0 | 2 | 2016-08-13 | 24.9 | 0 | 6.9 | 0 | 3.83
2025-08-13 | 22.9 | 0 | 4.9 | 2024-08-13 | 22.3 | 0 | 4.3 | 2023-08-13 | 21.4 | 0 | 3.4 | 2022-08-13 | 21 | 0 | 3 | 2021-08-13 | 26.9 | 0 | 8.9 | 2020-08-13 | 25 | 0 | 7 | 2019-08-13 | 22.7 | 0 | 4.7 | 2018-08-13 | 25 | 0 | 7 | 2017-08-13 | 22.4 | 0 | 4.4 | 2016-08-13 | 25.5 | 0 | 7.5 | 0 | 5.51
2025-08-13 | 24.5 | 0 | 6.5 | 2024-08-13 | 23.4 | 0 | 5.4 | 2023-08-13 | 22.1 | 0 | 4.1 | 2022-08-13 | 22.4 | 0 | 4.4 | 2021-08-13 | 27.9 | 0 | 9.9 | 2020-08-13 | 26.9 | 0 | 8.9 | 2019-08-13 | 24.8 | 0 | 6.8 | 2018-08-13 | 26.6 | 0 | 8.6 | 2017-08-13 | 23.6 | 0 | 5.6 | 2016-08-13 | 26.5 | 0 | 8.5 | 0 | 6.87
2025-08-13 | 26.2 | 0 | 8.2 | 2024-08-13 | 24.5 | 0 | 6.5 | 2023-08-13 | 22.5 | 0 | 4.5 | 2022-08-13 | 23.8 | 0 | 5.8 | 2021-08-13 | 28.9 | 0 | 10.9 | 2020-08-13 | 27.2 | 0 | 9.2 | 2019-08-13 | 25.7 | 0 | 7.7 | 2018-08-13 | 25.5 | 0 | 7.5 | 2017-08-13 | 23 | 0 | 5 | 2016-08-13 | 28.9 | 0 | 10.9 | 0 | 7.62
2025-08-13 | 27.1 | 0 | 9.1 | 2024-08-13 | 25.1 | 0 | 7.1 | 2023-08-13 | 23 | 0 | 5 | 2022-08-13 | 24.6 | 0 | 6.6 | 2021-08-13 | 29.4 | 0 | 11.4 | 2020-08-13 | 28.2 | 0 | 10.2 | 2019-08-13 | 26.1 | 0 | 8.1 | 2018-08-13 | 26.1 | 0 | 8.1 | 2017-08-13 | 24.7 | 0 | 6.7 | 2016-08-13 | 28.9 | 0 | 10.9 | 0 | 8.32
2025-08-13 | 28.3 | 0 | 10.3 | 2024-08-13 | 26 | 0 | 8 | 2023-08-13 | 24.3 | 0 | 6.3 | 2022-08-13 | 25.3 | 0 | 7.3 | 2021-08-13 | 28.4 | 0 | 10.4 | 2020-08-13 | 28.5 | 0 | 10.5 | 2019-08-13 | 26.8 | 0 | 8.8 | 2018-08-13 | 26.7 | 0 | 8.7 | 2017-08-13 | 25.3 | 0 | 7.3 | 2016-08-13 | 22.9 | 0 | 4.9 | 0 | 8.25
2025-08-13 | 29.6 | 0 | 11.6 | 2024-08-13 | 25.3 | 0 | 7.3 | 2023-08-13 | 24.9 | 0 | 6.9 | 2022-08-13 | 23.9 | 0 | 5.9 | 2021-08-13 | 28.7 | 0 | 10.7 | 2020-08-13 | 28.7 | 0 | 10.7 | 2019-08-13 | 28.1 | 0 | 10.1 | 2018-08-13 | 26.6 | 0 | 8.6 | 2017-08-13 | 25.5 | 0 | 7.5 | 2016-08-13 | 23.5 | 0 | 5.5 | 0 | 8.48
2025-08-13 | 30.1 | 0 | 12.1 | 2024-08-13 | 26 | 0 | 8 | 2023-08-13 | 24.6 | 0 | 6.6 | 2022-08-13 | 25.2 | 0 | 7.2 | 2021-08-13 | 29.4 | 0 | 11.4 | 2020-08-13 | 28.7 | 0 | 10.7 | 2019-08-13 | 27.8 | 0 | 9.8 | 2018-08-13 | 25.9 | 0 | 7.9 | 2017-08-13 | 24.1 | 0 | 6.1 | 2016-08-13 | 25.1 | 0 | 7.1 | 0 | 8.69
2025-08-13 | 29.4 | 0 | 11.4 | 2024-08-13 | 25.2 | 0 | 7.2 | 2023-08-13 | 24.8 | 0 | 6.8 | 2022-08-13 | 24.5 | 0 | 6.5 | 2021-08-13 | 28 | 0 | 10 | 2020-08-13 | 27.7 | 0 | 9.7 | 2019-08-13 | 27.4 | 0 | 9.4 | 2018-08-13 | 25.5 | 0 | 7.5 | 2017-08-13 | 25 | 0 | 7 | 2016-08-13 | 28.9 | 0 | 10.9 | 0 | 8.64
2025-08-13 | 28.3 | 0 | 10.3 | 2024-08-13 | 25.5 | 0 | 7.5 | 2023-08-13 | 23.7 | 0 | 5.7 | 2022-08-13 | 24.8 | 0 | 6.8 | 2021-08-13 | 27.6 | 0 | 9.6 | 2020-08-13 | 27.5 | 0 | 9.5 | 2019-08-13 | 26.3 | 0 | 8.3 | 2018-08-13 | 25.2 | 0 | 7.2 | 2017-08-13 | 25 | 0 | 7 | 2016-08-13 | 28.2 | 0 | 10.2 | 0 | 8.21
2025-08-13 | 27.2 | 0 | 9.2 | 2024-08-13 | 24.3 | 0 | 6.3 | 2023-08-13 | 21.9 | 0 | 3.9 | 2022-08-13 | 23.7 | 0 | 5.7 | 2021-08-13 | 25.9 | 0 | 7.9 | 2020-08-13 | 27.4 | 0 | 9.4 | 2019-08-13 | 24.9 | 0 | 6.9 | 2018-08-13 | 25.2 | 0 | 7.2 | 2017-08-13 | 23.8 | 0 | 5.8 | 2016-08-13 | 26.8 | 0 | 8.8 | 0 | 7.11
2025-08-13 | 25.9 | 0 | 7.9 | 2024-08-13 | 23.5 | 0 | 5.5 | 2023-08-13 | 20.9 | 0 | 2.9 | 2022-08-13 | 22.6 | 0 | 4.6 | 2021-08-13 | 23.9 | 0 | 5.9 | 2020-08-13 | 26.8 | 0 | 8.8 | 2019-08-13 | 24.3 | 0 | 6.3 | 2018-08-13 | 24.7 | 0 | 6.7 | 2017-08-13 | 22.9 | 0 | 4.9 | 2016-08-13 | 23.9 | 0 | 5.9 | 0 | 5.94
2025-08-13 | 24.7 | 0 | 6.7 | 2024-08-13 | 22.6 | 0 | 4.6 | 2023-08-13 | 20.5 | 0 | 2.5 | 2022-08-13 | 21.1 | 0 | 3.1 | 2021-08-13 | 22.5 | 0 | 4.5 | 2020-08-13 | 25.9 | 0 | 7.9 | 2019-08-13 | 24 | 0 | 6 | 2018-08-13 | 23.4 | 0 | 5.4 | 2017-08-13 | 21.5 | 0 | 3.5 | 2016-08-13 | 23.2 | 0 | 5.2 | 0 | 4.94
2025-08-13 | 23.4 | 0 | 5.4 | 2024-08-13 | 21.3 | 0 | 3.3 | 2023-08-13 | 19.8 | 0 | 1.8 | 2022-08-13 | 20.1 | 0 | 2.1 | 2021-08-13 | 21.1 | 0 | 3.1 | 2020-08-13 | 24.9 | 0 | 6.9 | 2019-08-13 | 23.3 | 0 | 5.3 | 2018-08-13 | 23.8 | 0 | 5.8 | 2017-08-13 | 21.2 | 0 | 3.2 | 2016-08-13 | 23.6 | 0 | 5.6 | 0 | 4.25
2025-08-13 | 22.5 | 0 | 4.5 | 2024-08-13 | 20.7 | 0 | 2.7 | 2023-08-13 | 19.4 | 0 | 1.4 | 2022-08-13 | 19.5 | 0 | 1.5 | 2021-08-13 | 20.4 | 0 | 2.4 | 2020-08-13 | 24.3 | 0 | 6.3 | 2019-08-13 | 22.1 | 0 | 4.1 | 2018-08-13 | 24.6 | 0 | 6.6 | 2017-08-13 | 21.1 | 0 | 3.1 | 2016-08-13 | 23.6 | 0 | 5.6 | 0 | 3.82
2025-08-13 | 21.6 | 0 | 3.6 | 2024-08-13 | 19.9 | 0 | 1.9 | 2023-08-13 | 19.4 | 0 | 1.4 | 2022-08-13 | 19.8 | 0 | 1.8 | 2021-08-13 | 20.1 | 0 | 2.1 | 2020-08-13 | 23.5 | 0 | 5.5 | 2019-08-13 | 20.6 | 0 | 2.6 | 2018-08-13 | 24 | 0 | 6 | 2017-08-13 | 17.8 | 0.2 | 0 | 2016-08-13 | 23.5 | 0 | 5.5 | 0.02 | 3.04
2025-08-14 | 20.8 | 0 | 2.8 | 2024-08-14 | 19 | 0 | 1 | 2023-08-14 | 18.9 | 0 | 0.9 | 2022-08-14 | 19.1 | 0 | 1.1 | 2021-08-14 | 19.9 | 0 | 1.9 | 2020-08-14 | 22.9 | 0 | 4.9 | 2019-08-14 | 19.9 | 0 | 1.9 | 2018-08-14 | 23.2 | 0 | 5.2 | 2017-08-14 | 19 | 0 | 1 | 2016-08-14 | 23.6 | 0 | 5.6 | 0 | 2.63
2025-08-14 | 20 | 0 | 2 | 2024-08-14 | 18.9 | 0 | 0.9 | 2023-08-14 | 17.9 | 0.1 | 0 | 2022-08-14 | 17.8 | 0.2 | 0 | 2021-08-14 | 19.9 | 0 | 1.9 | 2020-08-14 | 22.5 | 0 | 4.5 | 2019-08-14 | 19.3 | 0 | 1.3 | 2018-08-14 | 23 | 0 | 5 | 2017-08-14 | 18.6 | 0 | 0.6 | 2016-08-14 | 22.4 | 0 | 4.4 | 0.03 | 2.06
2025-08-14 | 19.5 | 0 | 1.5 | 2024-08-14 | 17.9 | 0.1 | 0 | 2023-08-14 | 16.5 | 1.5 | 0 | 2022-08-14 | 17.4 | 0.6 | 0 | 2021-08-14 | 17.8 | 0.2 | 0 | 2020-08-14 | 22.7 | 0 | 4.7 | 2019-08-14 | 19 | 0 | 1 | 2018-08-14 | 23 | 0 | 5 | 2017-08-14 | 18.3 | 0 | 0.3 | 2016-08-14 | 21.6 | 0 | 3.6 | 0.24 | 1.61
2025-08-14 | 19.3 | 0 | 1.3 | 2024-08-14 | 17.7 | 0.3 | 0 | 2023-08-14 | 15.4 | 2.6 | 0 | 2022-08-14 | 17.3 | 0.7 | 0 | 2021-08-14 | 17 | 1 | 0 | 2020-08-14 | 22.3 | 0 | 4.3 | 2019-08-14 | 18.3 | 0 | 0.3 | 2018-08-14 | 21.8 | 0 | 3.8 | 2017-08-14 | 17.6 | 0.4 | 0 | 2016-08-14 | 21.7 | 0 | 3.7 | 0.5 | 1.34
2025-08-14 | 18.8 | 0 | 0.8 | 2024-08-14 | 15.8 | 2.2 | 0 | 2023-08-14 | 15.1 | 2.9 | 0 | 2022-08-14 | 16.3 | 1.7 | 0 | 2021-08-14 | 17.3 | 0.7 | 0 | 2020-08-14 | 22.4 | 0 | 4.4 | 2019-08-14 | 17.7 | 0.3 | 0 | 2018-08-14 | 21.4 | 0 | 3.4 | 2017-08-14 | 17.6 | 0.4 | 0 | 2016-08-14 | 21.5 | 0 | 3.5 | 0.82 | 1.21
2025-08-14 | 18.7 | 0 | 0.7 | 2024-08-14 | 16.3 | 1.7 | 0 | 2023-08-14 | 15.9 | 2.1 | 0 | 2022-08-14 | 16.4 | 1.6 | 0 | 2021-08-14 | 16.8 | 1.2 | 0 | 2020-08-14 | 22.4 | 0 | 4.4 | 2019-08-14 | 17 | 1 | 0 | 2018-08-14 | 21.2 | 0 | 3.2 | 2017-08-14 | 17.6 | 0.4 | 0 | 2016-08-14 | 21.5 | 0 | 3.5 | 0.8 | 1.18
2025-08-14 | 19.4 | 0 | 1.4 | 2024-08-14 | 16.5 | 1.5 | 0 | 2023-08-14 | 16.3 | 1.7 | 0 | 2022-08-14 | 17.9 | 0.1 | 0 | 2021-08-14 | 17 | 1 | 0 | 2020-08-14 | 22.3 | 0 | 4.3 | 2019-08-14 | 17.6 | 0.4 | 0 | 2018-08-14 | 20.6 | 0 | 2.6 | 2017-08-14 | 17.2 | 0.8 | 0 | 2016-08-14 | 21.3 | 0 | 3.3 | 0.55 | 1.16
2025-08-14 | 20.5 | 0 | 2.5 | 2024-08-14 | 18 | 0 | 0 | 2023-08-14 | 17.9 | 0.1 | 0 | 2022-08-14 | 18.5 | 0 | 0.5 | 2021-08-14 | 18.9 | 0 | 0.9 | 2020-08-14 | 23.1 | 0 | 5.1 | 2019-08-14 | 18.9 | 0 | 0.9 | 2018-08-14 | 21.4 | 0 | 3.4 | 2017-08-14 | 17.7 | 0.3 | 0 | 2016-08-14 | 22.1 | 0 | 4.1 | 0.04 | 1.74
2025-08-14 | 22.4 | 0 | 4.4 | 2024-08-14 | 20.3 | 0 | 2.3 | 2023-08-14 | 19.6 | 0 | 1.6 | 2022-08-14 | 21.3 | 0 | 3.3 | 2021-08-14 | 19.8 | 0 | 1.8 | 2020-08-14 | 24.8 | 0 | 6.8 | 2019-08-14 | 20.3 | 0 | 2.3 | 2018-08-14 | 22.1 | 0 | 4.1 | 2017-08-14 | 20.1 | 0 | 2.1 | 2016-08-14 | 22.7 | 0 | 4.7 | 0 | 3.34
2025-08-14 | 24.2 | 0 | 6.2 | 2024-08-14 | 22.9 | 0 | 4.9 | 2023-08-14 | 20.6 | 0 | 2.6 | 2022-08-14 | 22.7 | 0 | 4.7 | 2021-08-14 | 21.2 | 0 | 3.2 | 2020-08-14 | 26.1 | 0 | 8.1 | 2019-08-14 | 21.5 | 0 | 3.5 | 2018-08-14 | 22.9 | 0 | 4.9 | 2017-08-14 | 21.8 | 0 | 3.8 | 2016-08-14 | 24.6 | 0 | 6.6 | 0 | 4.85
2025-08-14 | 25.4 | 0 | 7.4 | 2024-08-14 | 24.6 | 0 | 6.6 | 2023-08-14 | 22.1 | 0 | 4.1 | 2022-08-14 | 23.8 | 0 | 5.8 | 2021-08-14 | 21.8 | 0 | 3.8 | 2020-08-14 | 27.2 | 0 | 9.2 | 2019-08-14 | 22.9 | 0 | 4.9 | 2018-08-14 | 25.1 | 0 | 7.1 | 2017-08-14 | 23.5 | 0 | 5.5 | 2016-08-14 | 25.5 | 0 | 7.5 | 0 | 6.19
2025-08-14 | 26.2 | 0 | 8.2 | 2024-08-14 | 25.3 | 0 | 7.3 | 2023-08-14 | 22.1 | 0 | 4.1 | 2022-08-14 | 23.9 | 0 | 5.9 | 2021-08-14 | 22.9 | 0 | 4.9 | 2020-08-14 | 27.1 | 0 | 9.1 | 2019-08-14 | 23.4 | 0 | 5.4 | 2018-08-14 | 27.1 | 0 | 9.1 | 2017-08-14 | 24.4 | 0 | 6.4 | 2016-08-14 | 26.3 | 0 | 8.3 | 0 | 6.87
2025-08-14 | 27.1 | 0 | 9.1 | 2024-08-14 | 26.2 | 0 | 8.2 | 2023-08-14 | 22.9 | 0 | 4.9 | 2022-08-14 | 24.7 | 0 | 6.7 | 2021-08-14 | 23.6 | 0 | 5.6 | 2020-08-14 | 27.7 | 0 | 9.7 | 2019-08-14 | 24.2 | 0 | 6.2 | 2018-08-14 | 29.1 | 0 | 11.1 | 2017-08-14 | 24.1 | 0 | 6.1 | 2016-08-14 | 27.2 | 0 | 9.2 | 0 | 7.68
2025-08-14 | 26.9 | 0 | 8.9 | 2024-08-14 | 26.9 | 0 | 8.9 | 2023-08-14 | 23 | 0 | 5 | 2022-08-14 | 25.6 | 0 | 7.6 | 2021-08-14 | 24.4 | 0 | 6.4 | 2020-08-14 | 28 | 0 | 10 | 2019-08-14 | 24.8 | 0 | 6.8 | 2018-08-14 | 29.6 | 0 | 11.6 | 2017-08-14 | 25.3 | 0 | 7.3 | 2016-08-14 | 29.3 | 0 | 11.3 | 0 | 8.38
2025-08-14 | 27 | 0 | 9 | 2024-08-14 | 27.6 | 0 | 9.6 | 2023-08-14 | 23.4 | 0 | 5.4 | 2022-08-14 | 26.2 | 0 | 8.2 | 2021-08-14 | 24.6 | 0 | 6.6 | 2020-08-14 | 28 | 0 | 10 | 2019-08-14 | 25.3 | 0 | 7.3 | 2018-08-14 | 30.1 | 0 | 12.1 | 2017-08-14 | 25.4 | 0 | 7.4 | 2016-08-14 | 27.6 | 0 | 9.6 | 0 | 8.52
2025-08-14 | 27.3 | 0 | 9.3 | 2024-08-14 | 27 | 0 | 9 | 2023-08-14 | 23.3 | 0 | 5.3 | 2022-08-14 | 24.7 | 0 | 6.7 | 2021-08-14 | 25.1 | 0 | 7.1 | 2020-08-14 | 28 | 0 | 10 | 2019-08-14 | 25 | 0 | 7 | 2018-08-14 | 29.6 | 0 | 11.6 | 2017-08-14 | 25.7 | 0 | 7.7 | 2016-08-14 | 28.5 | 0 | 10.5 | 0 | 8.42
2025-08-14 | 27 | 0 | 9 | 2024-08-14 | 27.3 | 0 | 9.3 | 2023-08-14 | 23 | 0 | 5 | 2022-08-14 | 25.8 | 0 | 7.8 | 2021-08-14 | 24.8 | 0 | 6.8 | 2020-08-14 | 27.1 | 0 | 9.1 | 2019-08-14 | 24.7 | 0 | 6.7 | 2018-08-14 | 30.8 | 0 | 12.8 | 2017-08-14 | 25 | 0 | 7 | 2016-08-14 | 27.7 | 0 | 9.7 | 0 | 8.32
2025-08-14 | 26.8 | 0 | 8.8 | 2024-08-14 | 26.6 | 0 | 8.6 | 2023-08-14 | 21.8 | 0 | 3.8 | 2022-08-14 | 24.5 | 0 | 6.5 | 2021-08-14 | 24.1 | 0 | 6.1 | 2020-08-14 | 27 | 0 | 9 | 2019-08-14 | 23.6 | 0 | 5.6 | 2018-08-14 | 30.4 | 0 | 12.4 | 2017-08-14 | 24.5 | 0 | 6.5 | 2016-08-14 | 26.4 | 0 | 8.4 | 0 | 7.57
2025-08-14 | 26.2 | 0 | 8.2 | 2024-08-14 | 25.6 | 0 | 7.6 | 2023-08-14 | 21.2 | 0 | 3.2 | 2022-08-14 | 24.6 | 0 | 6.6 | 2021-08-14 | 23.3 | 0 | 5.3 | 2020-08-14 | 26.3 | 0 | 8.3 | 2019-08-14 | 22.9 | 0 | 4.9 | 2018-08-14 | 29.5 | 0 | 11.5 | 2017-08-14 | 22.7 | 0 | 4.7 | 2016-08-14 | 25.5 | 0 | 7.5 | 0 | 6.78
2025-08-14 | 25.6 | 0 | 7.6 | 2024-08-14 | 24.6 | 0 | 6.6 | 2023-08-14 | 21 | 0 | 3 | 2022-08-14 | 22.7 | 0 | 4.7 | 2021-08-14 | 21.1 | 0 | 3.1 | 2020-08-14 | 25.2 | 0 | 7.2 | 2019-08-14 | 22.3 | 0 | 4.3 | 2018-08-14 | 28.2 | 0 | 10.2 | 2017-08-14 | 22 | 0 | 4 | 2016-08-14 | 24.5 | 0 | 6.5 | 0 | 5.72
2025-08-14 | 24 | 0 | 6 | 2024-08-14 | 24.3 | 0 | 6.3 | 2023-08-14 | 20.7 | 0 | 2.7 | 2022-08-14 | 21.7 | 0 | 3.7 | 2021-08-14 | 19 | 0 | 1 | 2020-08-14 | 24.6 | 0 | 6.6 | 2019-08-14 | 21.4 | 0 | 3.4 | 2018-08-14 | 26.4 | 0 | 8.4 | 2017-08-14 | 21.1 | 0 | 3.1 | 2016-08-14 | 23.9 | 0 | 5.9 | 0 | 4.71
2025-08-14 | 23.5 | 0 | 5.5 | 2024-08-14 | 23.6 | 0 | 5.6 | 2023-08-14 | 20.7 | 0 | 2.7 | 2022-08-14 | 21.1 | 0 | 3.1 | 2021-08-14 | 18.1 | 0 | 0.1 | 2020-08-14 | 23.9 | 0 | 5.9 | 2019-08-14 | 19.3 | 0 | 1.3 | 2018-08-14 | 24.2 | 0 | 6.2 | 2017-08-14 | 20.5 | 0 | 2.5 | 2016-08-14 | 23 | 0 | 5 | 0 | 3.79
2025-08-14 | 23 | 0 | 5 | 2024-08-14 | 21.7 | 0 | 3.7 | 2023-08-14 | 20.6 | 0 | 2.6 | 2022-08-14 | 20.6 | 0 | 2.6 | 2021-08-14 | 17.2 | 0.8 | 0 | 2020-08-14 | 23 | 0 | 5 | 2019-08-14 | 18.4 | 0 | 0.4 | 2018-08-14 | 23.2 | 0 | 5.2 | 2017-08-14 | 20.2 | 0 | 2.2 | 2016-08-14 | 21 | 0 | 3 | 0.08 | 2.97
2025-08-14 | 22.8 | 0 | 4.8 | 2024-08-14 | 20.7 | 0 | 2.7 | 2023-08-14 | 20.4 | 0 | 2.4 | 2022-08-14 | 21.1 | 0 | 3.1 | 2021-08-14 | 16.9 | 1.1 | 0 | 2020-08-14 | 22.4 | 0 | 4.4 | 2019-08-14 | 17.6 | 0.4 | 0 | 2018-08-14 | 22.9 | 0 | 4.9 | 2017-08-14 | 20 | 0 | 2 | 2016-08-14 | 19.9 | 0 | 1.9 | 0.15 | 2.62
2025-08-15 | 22.9 | 0 | 4.9 | 2024-08-15 | 19.6 | 0 | 1.6 | 2023-08-15 | 20.3 | 0 | 2.3 | 2022-08-15 | 20.4 | 0 | 2.4 | 2021-08-15 | 16.2 | 1.8 | 0 | 2020-08-15 | 22.2 | 0 | 4.2 | 2019-08-15 | 17.4 | 0.6 | 0 | 2018-08-15 | 22 | 0 | 4 | 2017-08-15 | 19 | 0 | 1 | 2016-08-15 | 19.5 | 0 | 1.5 | 0.24 | 2.19
2025-08-15 | 21 | 0 | 3 | 2024-08-15 | 19.1 | 0 | 1.1 | 2023-08-15 | 19.2 | 0 | 1.2 | 2022-08-15 | 20.4 | 0 | 2.4 | 2021-08-15 | 15.6 | 2.4 | 0 | 2020-08-15 | 20.9 | 0 | 2.9 | 2019-08-15 | 16.9 | 1.1 | 0 | 2018-08-15 | 21.9 | 0 | 3.9 | 2017-08-15 | 18.1 | 0 | 0.1 | 2016-08-15 | 19.4 | 0 | 1.4 | 0.35 | 1.6
2025-08-15 | 21.4 | 0 | 3.4 | 2024-08-15 | 18.6 | 0 | 0.6 | 2023-08-15 | 19.6 | 0 | 1.6 | 2022-08-15 | 19.9 | 0 | 1.9 | 2021-08-15 | 14.7 | 3.3 | 0 | 2020-08-15 | 20.6 | 0 | 2.6 | 2019-08-15 | 16.7 | 1.3 | 0 | 2018-08-15 | 20.6 | 0 | 2.6 | 2017-08-15 | 17.8 | 0.2 | 0 | 2016-08-15 | 19.1 | 0 | 1.1 | 0.48 | 1.38
2025-08-15 | 20.7 | 0 | 2.7 | 2024-08-15 | 18.1 | 0 | 0.1 | 2023-08-15 | 19.5 | 0 | 1.5 | 2022-08-15 | 18.7 | 0 | 0.7 | 2021-08-15 | 14.2 | 3.8 | 0 | 2020-08-15 | 18.9 | 0 | 0.9 | 2019-08-15 | 16.1 | 1.9 | 0 | 2018-08-15 | 20.5 | 0 | 2.5 | 2017-08-15 | 18.1 | 0 | 0.1 | 2016-08-15 | 19.1 | 0 | 1.1 | 0.57 | 0.96
2025-08-15 | 20.3 | 0 | 2.3 | 2024-08-15 | 17.9 | 0.1 | 0 | 2023-08-15 | 19.3 | 0 | 1.3 | 2022-08-15 | 18.2 | 0 | 0.2 | 2021-08-15 | 13.3 | 4.7 | 0 | 2020-08-15 | 19.1 | 0 | 1.1 | 2019-08-15 | 15.3 | 2.7 | 0 | 2018-08-15 | 20.5 | 0 | 2.5 | 2017-08-15 | 17.2 | 0.8 | 0 | 2016-08-15 | 18.5 | 0 | 0.5 | 0.83 | 0.79
2025-08-15 | 20.3 | 0 | 2.3 | 2024-08-15 | 17.2 | 0.8 | 0 | 2023-08-15 | 18.2 | 0 | 0.2 | 2022-08-15 | 17.2 | 0.8 | 0 | 2021-08-15 | 13.3 | 4.7 | 0 | 2020-08-15 | 17.8 | 0.2 | 0 | 2019-08-15 | 15.8 | 2.2 | 0 | 2018-08-15 | 20.7 | 0 | 2.7 | 2017-08-15 | 17.3 | 0.7 | 0 | 2016-08-15 | 18.2 | 0 | 0.2 | 0.94 | 0.54
2025-08-15 | 20.1 | 0 | 2.1 | 2024-08-15 | 18.4 | 0 | 0.4 | 2023-08-15 | 18.5 | 0 | 0.5 | 2022-08-15 | 17.7 | 0.3 | 0 | 2021-08-15 | 13.9 | 4.1 | 0 | 2020-08-15 | 17.9 | 0.1 | 0 | 2019-08-15 | 16.3 | 1.7 | 0 | 2018-08-15 | 21.7 | 0 | 3.7 | 2017-08-15 | 16.8 | 1.2 | 0 | 2016-08-15 | 18.7 | 0 | 0.7 | 0.74 | 0.74
2025-08-15 | 22.7 | 0 | 4.7 | 2024-08-15 | 19.4 | 0 | 1.4 | 2023-08-15 | 19.2 | 0 | 1.2 | 2022-08-15 | 19.4 | 0 | 1.4 | 2021-08-15 | 15.7 | 2.3 | 0 | 2020-08-15 | 19.8 | 0 | 1.8 | 2019-08-15 | 18.2 | 0 | 0.2 | 2018-08-15 | 24.1 | 0 | 6.1 | 2017-08-15 | 18.6 | 0 | 0.6 | 2016-08-15 | 20 | 0 | 2 | 0.23 | 1.94
2025-08-15 | 23.8 | 0 | 5.8 | 2024-08-15 | 21.8 | 0 | 3.8 | 2023-08-15 | 19.7 | 0 | 1.7 | 2022-08-15 | 21.4 | 0 | 3.4 | 2021-08-15 | 19 | 0 | 1 | 2020-08-15 | 21.5 | 0 | 3.5 | 2019-08-15 | 19.8 | 0 | 1.8 | 2018-08-15 | 26.1 | 0 | 8.1 | 2017-08-15 | 20.4 | 0 | 2.4 | 2016-08-15 | 21.2 | 0 | 3.2 | 0 | 3.47
2025-08-15 | 24.9 | 0 | 6.9 | 2024-08-15 | 24.2 | 0 | 6.2 | 2023-08-15 | 20.2 | 0 | 2.2 | 2022-08-15 | 23.5 | 0 | 5.5 | 2021-08-15 | 20.3 | 0 | 2.3 | 2020-08-15 | 22.8 | 0 | 4.8 | 2019-08-15 | 20.8 | 0 | 2.8 | 2018-08-15 | 27.8 | 0 | 9.8 | 2017-08-15 | 21.1 | 0 | 3.1 | 2016-08-15 | 22.5 | 0 | 4.5 | 0 | 4.81
2025-08-15 | 25.9 | 0 | 7.9 | 2024-08-15 | 26.1 | 0 | 8.1 | 2023-08-15 | 20.6 | 0 | 2.6 | 2022-08-15 | 24.8 | 0 | 6.8 | 2021-08-15 | 21.4 | 0 | 3.4 | 2020-08-15 | 24.6 | 0 | 6.6 | 2019-08-15 | 23.1 | 0 | 5.1 | 2018-08-15 | 29.5 | 0 | 11.5 | 2017-08-15 | 21.5 | 0 | 3.5 | 2016-08-15 | 24.7 | 0 | 6.7 | 0 | 6.22
2025-08-15 | 26.8 | 0 | 8.8 | 2024-08-15 | 26.5 | 0 | 8.5 | 2023-08-15 | 21.3 | 0 | 3.3 | 2022-08-15 | 25.8 | 0 | 7.8 | 2021-08-15 | 21.9 | 0 | 3.9 | 2020-08-15 | 25.5 | 0 | 7.5 | 2019-08-15 | 22.9 | 0 | 4.9 | 2018-08-15 | 30.4 | 0 | 12.4 | 2017-08-15 | 23.4 | 0 | 5.4 | 2016-08-15 | 25 | 0 | 7 | 0 | 6.95
2025-08-15 | 27.3 | 0 | 9.3 | 2024-08-15 | 27.2 | 0 | 9.2 | 2023-08-15 | 22 | 0 | 4 | 2022-08-15 | 26.2 | 0 | 8.2 | 2021-08-15 | 22.5 | 0 | 4.5 | 2020-08-15 | 26.8 | 0 | 8.8 | 2019-08-15 | 23.4 | 0 | 5.4 | 2018-08-15 | 30.4 | 0 | 12.4 | 2017-08-15 | 24.7 | 0 | 6.7 | 2016-08-15 | 24 | 0 | 6 | 0 | 7.45
2025-08-15 | 28.8 | 0 | 10.8 | 2024-08-15 | 27.7 | 0 | 9.7 | 2023-08-15 | 22.1 | 0 | 4.1 | 2022-08-15 | 26.4 | 0 | 8.4 | 2021-08-15 | 23 | 0 | 5 | 2020-08-15 | 26.7 | 0 | 8.7 | 2019-08-15 | 23.1 | 0 | 5.1 | 2018-08-15 | 30.9 | 0 | 12.9 | 2017-08-15 | 24.7 | 0 | 6.7 | 2016-08-15 | 24.1 | 0 | 6.1 | 0 | 7.75
2025-08-15 | 28.7 | 0 | 10.7 | 2024-08-15 | 27.4 | 0 | 9.4 | 2023-08-15 | 22.4 | 0 | 4.4 | 2022-08-15 | 26.5 | 0 | 8.5 | 2021-08-15 | 22.5 | 0 | 4.5 | 2020-08-15 | 26.6 | 0 | 8.6 | 2019-08-15 | 21.3 | 0 | 3.3 | 2018-08-15 | 30.4 | 0 | 12.4 | 2017-08-15 | 26 | 0 | 8 | 2016-08-15 | 25 | 0 | 7 | 0 | 7.68
2025-08-15 | 28.9 | 0 | 10.9 | 2024-08-15 | 27.4 | 0 | 9.4 | 2023-08-15 | 21.4 | 0 | 3.4 | 2022-08-15 | 27.1 | 0 | 9.1 | 2021-08-15 | 22.7 | 0 | 4.7 | 2020-08-15 | 27.6 | 0 | 9.6 | 2019-08-15 | 18.3 | 0 | 0.3 | 2018-08-15 | 30.8 | 0 | 12.8 | 2017-08-15 | 25.2 | 0 | 7.2 | 2016-08-15 | 26.1 | 0 | 8.1 | 0 | 7.55
2025-08-15 | 28.8 | 0 | 10.8 | 2024-08-15 | 27.7 | 0 | 9.7 | 2023-08-15 | 21.5 | 0 | 3.5 | 2022-08-15 | 26.1 | 0 | 8.1 | 2021-08-15 | 22.6 | 0 | 4.6 | 2020-08-15 | 26.4 | 0 | 8.4 | 2019-08-15 | 19.4 | 0 | 1.4 | 2018-08-15 | 29.9 | 0 | 11.9 | 2017-08-15 | 27.2 | 0 | 9.2 | 2016-08-15 | 26.2 | 0 | 8.2 | 0 | 7.58
2025-08-15 | 27.9 | 0 | 9.9 | 2024-08-15 | 27.4 | 0 | 9.4 | 2023-08-15 | 21.3 | 0 | 3.3 | 2022-08-15 | 26.1 | 0 | 8.1 | 2021-08-15 | 22.4 | 0 | 4.4 | 2020-08-15 | 25.7 | 0 | 7.7 | 2019-08-15 | 20.1 | 0 | 2.1 | 2018-08-15 | 29.1 | 0 | 11.1 | 2017-08-15 | 25.6 | 0 | 7.6 | 2016-08-15 | 25.7 | 0 | 7.7 | 0 | 7.13
2025-08-15 | 26.7 | 0 | 8.7 | 2024-08-15 | 26.6 | 0 | 8.6 | 2023-08-15 | 19 | 0 | 1 | 2022-08-15 | 25.4 | 0 | 7.4 | 2021-08-15 | 22 | 0 | 4 | 2020-08-15 | 24.7 | 0 | 6.7 | 2019-08-15 | 20.4 | 0 | 2.4 | 2018-08-15 | 28.5 | 0 | 10.5 | 2017-08-15 | 25.1 | 0 | 7.1 | 2016-08-15 | 24.9 | 0 | 6.9 | 0 | 6.33
2025-08-15 | 25 | 0 | 7 | 2024-08-15 | 25 | 0 | 7 | 2023-08-15 | 18.1 | 0 | 0.1 | 2022-08-15 | 24.2 | 0 | 6.2 | 2021-08-15 | 20.8 | 0 | 2.8 | 2020-08-15 | 23.7 | 0 | 5.7 | 2019-08-15 | 20.2 | 0 | 2.2 | 2018-08-15 | 27.6 | 0 | 9.6 | 2017-08-15 | 23.6 | 0 | 5.6 | 2016-08-15 | 24.1 | 0 | 6.1 | 0 | 5.23
2025-08-15 | 23.9 | 0 | 5.9 | 2024-08-15 | 23.5 | 0 | 5.5 | 2023-08-15 | 18.4 | 0 | 0.4 | 2022-08-15 | 23.3 | 0 | 5.3 | 2021-08-15 | 19.8 | 0 | 1.8 | 2020-08-15 | 23.1 | 0 | 5.1 | 2019-08-15 | 19.9 | 0 | 1.9 | 2018-08-15 | 26.4 | 0 | 8.4 | 2017-08-15 | 22.2 | 0 | 4.2 | 2016-08-15 | 23.9 | 0 | 5.9 | 0 | 4.44
2025-08-15 | 23.7 | 0 | 5.7 | 2024-08-15 | 22.7 | 0 | 4.7 | 2023-08-15 | 19.2 | 0 | 1.2 | 2022-08-15 | 22.8 | 0 | 4.8 | 2021-08-15 | 19.6 | 0 | 1.6 | 2020-08-15 | 23.1 | 0 | 5.1 | 2019-08-15 | 19.6 | 0 | 1.6 | 2018-08-15 | 24.4 | 0 | 6.4 | 2017-08-15 | 21.1 | 0 | 3.1 | 2016-08-15 | 23.2 | 0 | 5.2 | 0 | 3.94
2025-08-15 | 23.5 | 0 | 5.5 | 2024-08-15 | 22.1 | 0 | 4.1 | 2023-08-15 | 19.4 | 0 | 1.4 | 2022-08-15 | 21.4 | 0 | 3.4 | 2021-08-15 | 19.1 | 0 | 1.1 | 2020-08-15 | 23 | 0 | 5 | 2019-08-15 | 19.2 | 0 | 1.2 | 2018-08-15 | 23.4 | 0 | 5.4 | 2017-08-15 | 20 | 0 | 2 | 2016-08-15 | 23 | 0 | 5 | 0 | 3.41
2025-08-15 | 23.8 | 0 | 5.8 | 2024-08-15 | 21.6 | 0 | 3.6 | 2023-08-15 | 19.1 | 0 | 1.1 | 2022-08-15 | 20.4 | 0 | 2.4 | 2021-08-15 | 19 | 0 | 1 | 2020-08-15 | 22.4 | 0 | 4.4 | 2019-08-15 | 18.6 | 0 | 0.6 | 2018-08-15 | 22.7 | 0 | 4.7 | 2017-08-15 | 19.2 | 0 | 1.2 | 2016-08-15 | 22.9 | 0 | 4.9 | 0 | 2.97
2025-08-16 | 21.9 | 0 | 3.9 | 2024-08-16 | 21.3 | 0 | 3.3 | 2023-08-16 | 19.1 | 0 | 1.1 | 2022-08-16 | 19.6 | 0 | 1.6 | 2021-08-16 | 18.3 | 0 | 0.3 | 2020-08-16 | 22.1 | 0 | 4.1 | 2019-08-16 | 18.6 | 0 | 0.6 | 2018-08-16 | 21.8 | 0 | 3.8 | 2017-08-16 | 18.4 | 0 | 0.4 | 2016-08-16 | 22.7 | 0 | 4.7 | 0 | 2.38
2025-08-16 | 22.2 | 0 | 4.2 | 2024-08-16 | 21.3 | 0 | 3.3 | 2023-08-16 | 19.2 | 0 | 1.2 | 2022-08-16 | 18.7 | 0 | 0.7 | 2021-08-16 | 18 | 0 | 0 | 2020-08-16 | 21.8 | 0 | 3.8 | 2019-08-16 | 18.5 | 0 | 0.5 | 2018-08-16 | 22 | 0 | 4 | 2017-08-16 | 18.2 | 0 | 0.2 | 2016-08-16 | 22.5 | 0 | 4.5 | 0 | 2.24
2025-08-16 | 21.5 | 0 | 3.5 | 2024-08-16 | 20.9 | 0 | 2.9 | 2023-08-16 | 18.6 | 0 | 0.6 | 2022-08-16 | 18.3 | 0 | 0.3 | 2021-08-16 | 16.8 | 1.2 | 0 | 2020-08-16 | 21.1 | 0 | 3.1 | 2019-08-16 | 17.4 | 0.6 | 0 | 2018-08-16 | 20.6 | 0 | 2.6 | 2017-08-16 | 17.8 | 0.2 | 0 | 2016-08-16 | 22.3 | 0 | 4.3 | 0.2 | 1.73
2025-08-16 | 21.3 | 0 | 3.3 | 2024-08-16 | 20.5 | 0 | 2.5 | 2023-08-16 | 18.4 | 0 | 0.4 | 2022-08-16 | 17.6 | 0.4 | 0 | 2021-08-16 | 15.7 | 2.3 | 0 | 2020-08-16 | 21.3 | 0 | 3.3 | 2019-08-16 | 17.4 | 0.6 | 0 | 2018-08-16 | 22.4 | 0 | 4.4 | 2017-08-16 | 17.3 | 0.7 | 0 | 2016-08-16 | 21.9 | 0 | 3.9 | 0.4 | 1.78
2025-08-16 | 20.4 | 0 | 2.4 | 2024-08-16 | 19.1 | 0 | 1.1 | 2023-08-16 | 18.3 | 0 | 0.3 | 2022-08-16 | 17.8 | 0.2 | 0 | 2021-08-16 | 15.2 | 2.8 | 0 | 2020-08-16 | 20.5 | 0 | 2.5 | 2019-08-16 | 16.5 | 1.5 | 0 | 2018-08-16 | 21.8 | 0 | 3.8 | 2017-08-16 | 16.9 | 1.1 | 0 | 2016-08-16 | 22 | 0 | 4 | 0.56 | 1.41
2025-08-16 | 20.6 | 0 | 2.6 | 2024-08-16 | 18.9 | 0 | 0.9 | 2023-08-16 | 18.4 | 0 | 0.4 | 2022-08-16 | 17.7 | 0.3 | 0 | 2021-08-16 | 15.4 | 2.6 | 0 | 2020-08-16 | 20 | 0 | 2 | 2019-08-16 | 16.3 | 1.7 | 0 | 2018-08-16 | 21.1 | 0 | 3.1 | 2017-08-16 | 16.5 | 1.5 | 0 | 2016-08-16 | 21.9 | 0 | 3.9 | 0.61 | 1.29
2025-08-16 | 20.7 | 0 | 2.7 | 2024-08-16 | 19 | 0 | 1 | 2023-08-16 | 18.5 | 0 | 0.5 | 2022-08-16 | 17.5 | 0.5 | 0 | 2021-08-16 | 15.8 | 2.2 | 0 | 2020-08-16 | 19.6 | 0 | 1.6 | 2019-08-16 | 16.7 | 1.3 | 0 | 2018-08-16 | 21.8 | 0 | 3.8 | 2017-08-16 | 16.6 | 1.4 | 0 | 2016-08-16 | 21.8 | 0 | 3.8 | 0.54 | 1.34
2025-08-16 | 22 | 0 | 4 | 2024-08-16 | 20.3 | 0 | 2.3 | 2023-08-16 | 19.4 | 0 | 1.4 | 2022-08-16 | 19.4 | 0 | 1.4 | 2021-08-16 | 17.4 | 0.6 | 0 | 2020-08-16 | 21.6 | 0 | 3.6 | 2019-08-16 | 18.6 | 0 | 0.6 | 2018-08-16 | 23 | 0 | 5 | 2017-08-16 | 17.8 | 0.2 | 0 | 2016-08-16 | 22.1 | 0 | 4.1 | 0.08 | 2.24
2025-08-16 | 24.4 | 0 | 6.4 | 2024-08-16 | 22.6 | 0 | 4.6 | 2023-08-16 | 20.8 | 0 | 2.8 | 2022-08-16 | 21.6 | 0 | 3.6 | 2021-08-16 | 20.6 | 0 | 2.6 | 2020-08-16 | 22.6 | 0 | 4.6 | 2019-08-16 | 20.5 | 0 | 2.5 | 2018-08-16 | 24.3 | 0 | 6.3 | 2017-08-16 | 19.6 | 0 | 1.6 | 2016-08-16 | 22.1 | 0 | 4.1 | 0 | 3.91
2025-08-16 | 25.9 | 0 | 7.9 | 2024-08-16 | 23.8 | 0 | 5.8 | 2023-08-16 | 22.7 | 0 | 4.7 | 2022-08-16 | 24.4 | 0 | 6.4 | 2021-08-16 | 22 | 0 | 4 | 2020-08-16 | 22.9 | 0 | 4.9 | 2019-08-16 | 21.6 | 0 | 3.6 | 2018-08-16 | 26.2 | 0 | 8.2 | 2017-08-16 | 20.2 | 0 | 2.2 | 2016-08-16 | 21.2 | 0 | 3.2 | 0 | 5.09
2025-08-16 | 27.8 | 0 | 9.8 | 2024-08-16 | 24.6 | 0 | 6.6 | 2023-08-16 | 24.2 | 0 | 6.2 | 2022-08-16 | 25.4 | 0 | 7.4 | 2021-08-16 | 23.1 | 0 | 5.1 | 2020-08-16 | 22.9 | 0 | 4.9 | 2019-08-16 | 22.7 | 0 | 4.7 | 2018-08-16 | 26.9 | 0 | 8.9 | 2017-08-16 | 20.2 | 0 | 2.2 | 2016-08-16 | 21.6 | 0 | 3.6 | 0 | 5.94
2025-08-16 | 28.8 | 0 | 10.8 | 2024-08-16 | 24.9 | 0 | 6.9 | 2023-08-16 | 24.9 | 0 | 6.9 | 2022-08-16 | 26.6 | 0 | 8.6 | 2021-08-16 | 23.8 | 0 | 5.8 | 2020-08-16 | 23.3 | 0 | 5.3 | 2019-08-16 | 24 | 0 | 6 | 2018-08-16 | 28.1 | 0 | 10.1 | 2017-08-16 | 21.6 | 0 | 3.6 | 2016-08-16 | 22.6 | 0 | 4.6 | 0 | 6.86
2025-08-16 | 29.4 | 0 | 11.4 | 2024-08-16 | 25.1 | 0 | 7.1 | 2023-08-16 | 25.6 | 0 | 7.6 | 2022-08-16 | 24.9 | 0 | 6.9 | 2021-08-16 | 23.8 | 0 | 5.8 | 2020-08-16 | 21.4 | 0 | 3.4 | 2019-08-16 | 24.6 | 0 | 6.6 | 2018-08-16 | 29.1 | 0 | 11.1 | 2017-08-16 | 22.8 | 0 | 4.8 | 2016-08-16 | 25.6 | 0 | 7.6 | 0 | 7.23
2025-08-16 | 30.2 | 0 | 12.2 | 2024-08-16 | 25.1 | 0 | 7.1 | 2023-08-16 | 26.3 | 0 | 8.3 | 2022-08-16 | 26.3 | 0 | 8.3 | 2021-08-16 | 23.9 | 0 | 5.9 | 2020-08-16 | 22 | 0 | 4 | 2019-08-16 | 25.3 | 0 | 7.3 | 2018-08-16 | 26.9 | 0 | 8.9 | 2017-08-16 | 23.6 | 0 | 5.6 | 2016-08-16 | 26.3 | 0 | 8.3 | 0 | 7.59
2025-08-16 | 29.9 | 0 | 11.9 | 2024-08-16 | 25.1 | 0 | 7.1 | 2023-08-16 | 26.1 | 0 | 8.1 | 2022-08-16 | 26.5 | 0 | 8.5 | 2021-08-16 | 23.8 | 0 | 5.8 | 2020-08-16 | 21.9 | 0 | 3.9 | 2019-08-16 | 24.5 | 0 | 6.5 | 2018-08-16 | 28.1 | 0 | 10.1 | 2017-08-16 | 22.5 | 0 | 4.5 | 2016-08-16 | 27.8 | 0 | 9.8 | 0 | 7.62
2025-08-16 | 29.6 | 0 | 11.6 | 2024-08-16 | 24.7 | 0 | 6.7 | 2023-08-16 | 25.7 | 0 | 7.7 | 2022-08-16 | 27.4 | 0 | 9.4 | 2021-08-16 | 23.1 | 0 | 5.1 | 2020-08-16 | 22.4 | 0 | 4.4 | 2019-08-16 | 25.4 | 0 | 7.4 | 2018-08-16 | 27.9 | 0 | 9.9 | 2017-08-16 | 22.9 | 0 | 4.9 | 2016-08-16 | 28.8 | 0 | 10.8 | 0 | 7.79
2025-08-16 | 29.6 | 0 | 11.6 | 2024-08-16 | 23.9 | 0 | 5.9 | 2023-08-16 | 26.5 | 0 | 8.5 | 2022-08-16 | 26.6 | 0 | 8.6 | 2021-08-16 | 22.9 | 0 | 4.9 | 2020-08-16 | 23.6 | 0 | 5.6 | 2019-08-16 | 25.3 | 0 | 7.3 | 2018-08-16 | 23.8 | 0 | 5.8 | 2017-08-16 | 22.2 | 0 | 4.2 | 2016-08-16 | 27.8 | 0 | 9.8 | 0 | 7.22
2025-08-16 | 29.2 | 0 | 11.2 | 2024-08-16 | 24.9 | 0 | 6.9 | 2023-08-16 | 26.7 | 0 | 8.7 | 2022-08-16 | 25.9 | 0 | 7.9 | 2021-08-16 | 22.4 | 0 | 4.4 | 2020-08-16 | 24.4 | 0 | 6.4 | 2019-08-16 | 24.1 | 0 | 6.1 | 2018-08-16 | 24.9 | 0 | 6.9 | 2017-08-16 | 22.3 | 0 | 4.3 | 2016-08-16 | 24.8 | 0 | 6.8 | 0 | 6.96
2025-08-16 | 28.6 | 0 | 10.6 | 2024-08-16 | 24.4 | 0 | 6.4 | 2023-08-16 | 25.8 | 0 | 7.8 | 2022-08-16 | 25.3 | 0 | 7.3 | 2021-08-16 | 22.1 | 0 | 4.1 | 2020-08-16 | 24.1 | 0 | 6.1 | 2019-08-16 | 22.9 | 0 | 4.9 | 2018-08-16 | 25.2 | 0 | 7.2 | 2017-08-16 | 21.9 | 0 | 3.9 | 2016-08-16 | 23.1 | 0 | 5.1 | 0 | 6.34
2025-08-16 | 28.1 | 0 | 10.1 | 2024-08-16 | 22.5 | 0 | 4.5 | 2023-08-16 | 25.1 | 0 | 7.1 | 2022-08-16 | 23.1 | 0 | 5.1 | 2021-08-16 | 21.9 | 0 | 3.9 | 2020-08-16 | 23.1 | 0 | 5.1 | 2019-08-16 | 21.3 | 0 | 3.3 | 2018-08-16 | 24.7 | 0 | 6.7 | 2017-08-16 | 20.9 | 0 | 2.9 | 2016-08-16 | 21.2 | 0 | 3.2 | 0 | 5.19
2025-08-16 | 27.6 | 0 | 9.6 | 2024-08-16 | 21.1 | 0 | 3.1 | 2023-08-16 | 22.8 | 0 | 4.8 | 2022-08-16 | 21.8 | 0 | 3.8 | 2021-08-16 | 21.8 | 0 | 3.8 | 2020-08-16 | 22 | 0 | 4 | 2019-08-16 | 20.5 | 0 | 2.5 | 2018-08-16 | 24.6 | 0 | 6.6 | 2017-08-16 | 19.9 | 0 | 1.9 | 2016-08-16 | 21 | 0 | 3 | 0 | 4.31
2025-08-16 | 25.6 | 0 | 7.6 | 2024-08-16 | 21.1 | 0 | 3.1 | 2023-08-16 | 22.6 | 0 | 4.6 | 2022-08-16 | 21.3 | 0 | 3.3 | 2021-08-16 | 21.7 | 0 | 3.7 | 2020-08-16 | 21.1 | 0 | 3.1 | 2019-08-16 | 20.1 | 0 | 2.1 | 2018-08-16 | 24.6 | 0 | 6.6 | 2017-08-16 | 19.5 | 0 | 1.5 | 2016-08-16 | 20.4 | 0 | 2.4 | 0 | 3.8
2025-08-16 | 23.9 | 0 | 5.9 | 2024-08-16 | 21.2 | 0 | 3.2 | 2023-08-16 | 20.9 | 0 | 2.9 | 2022-08-16 | 20.5 | 0 | 2.5 | 2021-08-16 | 21.6 | 0 | 3.6 | 2020-08-16 | 20.4 | 0 | 2.4 | 2019-08-16 | 20.3 | 0 | 2.3 | 2018-08-16 | 24.6 | 0 | 6.6 | 2017-08-16 | 19.6 | 0 | 1.6 | 2016-08-16 | 19.6 | 0 | 1.6 | 0 | 3.26
2025-08-16 | 23.7 | 0 | 5.7 | 2024-08-16 | 21.3 | 0 | 3.3 | 2023-08-16 | 20.4 | 0 | 2.4 | 2022-08-16 | 19.5 | 0 | 1.5 | 2021-08-16 | 21.7 | 0 | 3.7 | 2020-08-16 | 19.5 | 0 | 1.5 | 2019-08-16 | 19.9 | 0 | 1.9 | 2018-08-16 | 24.3 | 0 | 6.3 | 2017-08-16 | 19.5 | 0 | 1.5 | 2016-08-16 | 19.1 | 0 | 1.1 | 0 | 2.89
2025-08-17 | 23.8 | 0 | 5.8 | 2024-08-17 | 21.6 | 0 | 3.6 | 2023-08-17 | 20.4 | 0 | 2.4 | 2022-08-17 | 19.1 | 0 | 1.1 | 2021-08-17 | 21.8 | 0 | 3.8 | 2020-08-17 | 18.8 | 0 | 0.8 | 2019-08-17 | 19.7 | 0 | 1.7 | 2018-08-17 | 23.7 | 0 | 5.7 | 2017-08-17 | 19.2 | 0 | 1.2 | 2016-08-17 | 19.4 | 0 | 1.4 | 0 | 2.75
2025-08-17 | 23.6 | 0 | 5.6 | 2024-08-17 | 21.2 | 0 | 3.2 | 2023-08-17 | 19.1 | 0 | 1.1 | 2022-08-17 | 18.9 | 0 | 0.9 | 2021-08-17 | 21.8 | 0 | 3.8 | 2020-08-17 | 18.6 | 0 | 0.6 | 2019-08-17 | 19.2 | 0 | 1.2 | 2018-08-17 | 23 | 0 | 5 | 2017-08-17 | 18.5 | 0 | 0.5 | 2016-08-17 | 18.3 | 0 | 0.3 | 0 | 2.22
2025-08-17 | 24 | 0 | 6 | 2024-08-17 | 21.1 | 0 | 3.1 | 2023-08-17 | 18.1 | 0 | 0.1 | 2022-08-17 | 18.6 | 0 | 0.6 | 2021-08-17 | 21.1 | 0 | 3.1 | 2020-08-17 | 18.2 | 0 | 0.2 | 2019-08-17 | 18.9 | 0 | 0.9 | 2018-08-17 | 22.7 | 0 | 4.7 | 2017-08-17 | 18.3 | 0 | 0.3 | 2016-08-17 | 18.3 | 0 | 0.3 | 0 | 1.93
2025-08-17 | 21.5 | 0 | 3.5 | 2024-08-17 | 21.3 | 0 | 3.3 | 2023-08-17 | 18.2 | 0 | 0.2 | 2022-08-17 | 18.1 | 0 | 0.1 | 2021-08-17 | 21.1 | 0 | 3.1 | 2020-08-17 | 17.1 | 0.9 | 0 | 2019-08-17 | 18.6 | 0 | 0.6 | 2018-08-17 | 22.6 | 0 | 4.6 | 2017-08-17 | 18.1 | 0 | 0.1 | 2016-08-17 | 17.5 | 0.5 | 0 | 0.14 | 1.55
2025-08-17 | 21.3 | 0 | 3.3 | 2024-08-17 | 21.2 | 0 | 3.2 | 2023-08-17 | 18.3 | 0 | 0.3 | 2022-08-17 | 17.8 | 0.2 | 0 | 2021-08-17 | 20.9 | 0 | 2.9 | 2020-08-17 | 16.1 | 1.9 | 0 | 2019-08-17 | 18.6 | 0 | 0.6 | 2018-08-17 | 22.6 | 0 | 4.6 | 2017-08-17 | 17.8 | 0.2 | 0 | 2016-08-17 | 17.2 | 0.8 | 0 | 0.31 | 1.49
2025-08-17 | 21 | 0 | 3 | 2024-08-17 | 21.6 | 0 | 3.6 | 2023-08-17 | 18.3 | 0 | 0.3 | 2022-08-17 | 17.5 | 0.5 | 0 | 2021-08-17 | 21.1 | 0 | 3.1 | 2020-08-17 | 15.5 | 2.5 | 0 | 2019-08-17 | 18.9 | 0 | 0.9 | 2018-08-17 | 22.8 | 0 | 4.8 | 2017-08-17 | 17.5 | 0.5 | 0 | 2016-08-17 | 16.2 | 1.8 | 0 | 0.53 | 1.57
2025-08-17 | 20.8 | 0 | 2.8 | 2024-08-17 | 21.6 | 0 | 3.6 | 2023-08-17 | 18.4 | 0 | 0.4 | 2022-08-17 | 17.9 | 0.1 | 0 | 2021-08-17 | 21.2 | 0 | 3.2 | 2020-08-17 | 15.2 | 2.8 | 0 | 2019-08-17 | 19.3 | 0 | 1.3 | 2018-08-17 | 23 | 0 | 5 | 2017-08-17 | 17.5 | 0.5 | 0 | 2016-08-17 | 17.2 | 0.8 | 0 | 0.42 | 1.63
2025-08-17 | 21.9 | 0 | 3.9 | 2024-08-17 | 21.9 | 0 | 3.9 | 2023-08-17 | 19.9 | 0 | 1.9 | 2022-08-17 | 19.8 | 0 | 1.8 | 2021-08-17 | 21.7 | 0 | 3.7 | 2020-08-17 | 17.6 | 0.4 | 0 | 2019-08-17 | 19.3 | 0 | 1.3 | 2018-08-17 | 23.1 | 0 | 5.1 | 2017-08-17 | 19.2 | 0 | 1.2 | 2016-08-17 | 19.2 | 0 | 1.2 | 0.04 | 2.4
2025-08-17 | 22.2 | 0 | 4.2 | 2024-08-17 | 22.1 | 0 | 4.1 | 2023-08-17 | 21 | 0 | 3 | 2022-08-17 | 21.6 | 0 | 3.6 | 2021-08-17 | 22.2 | 0 | 4.2 | 2020-08-17 | 19.9 | 0 | 1.9 | 2019-08-17 | 19.4 | 0 | 1.4 | 2018-08-17 | 23.8 | 0 | 5.8 | 2017-08-17 | 21.2 | 0 | 3.2 | 2016-08-17 | 20.9 | 0 | 2.9 | 0 | 3.43
2025-08-17 | 22.9 | 0 | 4.9 | 2024-08-17 | 23.4 | 0 | 5.4 | 2023-08-17 | 23.3 | 0 | 5.3 | 2022-08-17 | 23.6 | 0 | 5.6 | 2021-08-17 | 23.2 | 0 | 5.2 | 2020-08-17 | 22.9 | 0 | 4.9 | 2019-08-17 | 19.6 | 0 | 1.6 | 2018-08-17 | 24.9 | 0 | 6.9 | 2017-08-17 | 23 | 0 | 5 | 2016-08-17 | 21 | 0 | 3 | 0 | 4.78
2025-08-17 | 24.6 | 0 | 6.6 | 2024-08-17 | 24 | 0 | 6 | 2023-08-17 | 23.5 | 0 | 5.5 | 2022-08-17 | 25.4 | 0 | 7.4 | 2021-08-17 | 24.3 | 0 | 6.3 | 2020-08-17 | 24.9 | 0 | 6.9 | 2019-08-17 | 21.3 | 0 | 3.3 | 2018-08-17 | 26.1 | 0 | 8.1 | 2017-08-17 | 23.5 | 0 | 5.5 | 2016-08-17 | 21 | 0 | 3 | 0 | 5.86
2025-08-17 | 25.2 | 0 | 7.2 | 2024-08-17 | 25.2 | 0 | 7.2 | 2023-08-17 | 23.8 | 0 | 5.8 | 2022-08-17 | 26.5 | 0 | 8.5 | 2021-08-17 | 25.7 | 0 | 7.7 | 2020-08-17 | 25.1 | 0 | 7.1 | 2019-08-17 | 21.7 | 0 | 3.7 | 2018-08-17 | 26 | 0 | 8 | 2017-08-17 | 22.7 | 0 | 4.7 | 2016-08-17 | 23.2 | 0 | 5.2 | 0 | 6.51
2025-08-17 | 24.3 | 0 | 6.3 | 2024-08-17 | 19.3 | 0 | 1.3 | 2023-08-17 | 24.5 | 0 | 6.5 | 2022-08-17 | 26.4 | 0 | 8.4 | 2021-08-17 | 25.6 | 0 | 7.6 | 2020-08-17 | 25.9 | 0 | 7.9 | 2019-08-17 | 23.6 | 0 | 5.6 | 2018-08-17 | 26.1 | 0 | 8.1 | 2017-08-17 | 23.1 | 0 | 5.1 | 2016-08-17 | 24.3 | 0 | 6.3 | 0 | 6.31
2025-08-17 | 23.8 | 0 | 5.8 | 2024-08-17 | 20.6 | 0 | 2.6 | 2023-08-17 | 25.6 | 0 | 7.6 | 2022-08-17 | 21 | 0 | 3 | 2021-08-17 | 26.8 | 0 | 8.8 | 2020-08-17 | 26.6 | 0 | 8.6 | 2019-08-17 | 25.4 | 0 | 7.4 | 2018-08-17 | 28.8 | 0 | 10.8 | 2017-08-17 | 22 | 0 | 4 | 2016-08-17 | 25.2 | 0 | 7.2 | 0 | 6.58
2025-08-17 | 22.5 | 0 | 4.5 | 2024-08-17 | 21.3 | 0 | 3.3 | 2023-08-17 | 25.8 | 0 | 7.8 | 2022-08-17 | 20.2 | 0 | 2.2 | 2021-08-17 | 26.1 | 0 | 8.1 | 2020-08-17 | 23.4 | 0 | 5.4 | 2019-08-17 | 21.3 | 0 | 3.3 | 2018-08-17 | 26.3 | 0 | 8.3 | 2017-08-17 | 20.9 | 0 | 2.9 | 2016-08-17 | 25.6 | 0 | 7.6 | 0 | 5.34
2025-08-17 | 21.7 | 0 | 3.7 | 2024-08-17 | 21.7 | 0 | 3.7 | 2023-08-17 | 25.8 | 0 | 7.8 | 2022-08-17 | 20.8 | 0 | 2.8 | 2021-08-17 | 25.2 | 0 | 7.2 | 2020-08-17 | 21.6 | 0 | 3.6 | 2019-08-17 | 24.7 | 0 | 6.7 | 2018-08-17 | 26.9 | 0 | 8.9 | 2017-08-17 | 19.2 | 0 | 1.2 | 2016-08-17 | 26.3 | 0 | 8.3 | 0 | 5.39
2025-08-17 | 21.4 | 0 | 3.4 | 2024-08-17 | 22.6 | 0 | 4.6 | 2023-08-17 | 25.8 | 0 | 7.8 | 2022-08-17 | 23 | 0 | 5 | 2021-08-17 | 26.8 | 0 | 8.8 | 2020-08-17 | 19.4 | 0 | 1.4 | 2019-08-17 | 27.6 | 0 | 9.6 | 2018-08-17 | 24.8 | 0 | 6.8 | 2017-08-17 | 18.6 | 0 | 0.6 | 2016-08-17 | 26.9 | 0 | 8.9 | 0 | 5.69
2025-08-17 | 22.7 | 0 | 4.7 | 2024-08-17 | 23.6 | 0 | 5.6 | 2023-08-17 | 24.8 | 0 | 6.8 | 2022-08-17 | 25.1 | 0 | 7.1 | 2021-08-17 | 26.6 | 0 | 8.6 | 2020-08-17 | 20.8 | 0 | 2.8 | 2019-08-17 | 27.9 | 0 | 9.9 | 2018-08-17 | 24.2 | 0 | 6.2 | 2017-08-17 | 18.4 | 0 | 0.4 | 2016-08-17 | 25.4 | 0 | 7.4 | 0 | 5.95
2025-08-17 | 23.3 | 0 | 5.3 | 2024-08-17 | 24.1 | 0 | 6.1 | 2023-08-17 | 24 | 0 | 6 | 2022-08-17 | 24.8 | 0 | 6.8 | 2021-08-17 | 25.4 | 0 | 7.4 | 2020-08-17 | 21 | 0 | 3 | 2019-08-17 | 26.8 | 0 | 8.8 | 2018-08-17 | 22.3 | 0 | 4.3 | 2017-08-17 | 18.7 | 0 | 0.7 | 2016-08-17 | 23.8 | 0 | 5.8 | 0 | 5.42
2025-08-17 | 22 | 0 | 4 | 2024-08-17 | 23.8 | 0 | 5.8 | 2023-08-17 | 23.2 | 0 | 5.2 | 2022-08-17 | 23.5 | 0 | 5.5 | 2021-08-17 | 24.4 | 0 | 6.4 | 2020-08-17 | 20.1 | 0 | 2.1 | 2019-08-17 | 25 | 0 | 7 | 2018-08-17 | 21.8 | 0 | 3.8 | 2017-08-17 | 19.1 | 0 | 1.1 | 2016-08-17 | 23 | 0 | 5 | 0 | 4.59
2025-08-17 | 20.5 | 0 | 2.5 | 2024-08-17 | 23.4 | 0 | 5.4 | 2023-08-17 | 22.7 | 0 | 4.7 | 2022-08-17 | 22.4 | 0 | 4.4 | 2021-08-17 | 23.5 | 0 | 5.5 | 2020-08-17 | 20.3 | 0 | 2.3 | 2019-08-17 | 24 | 0 | 6 | 2018-08-17 | 21.6 | 0 | 3.6 | 2017-08-17 | 19.4 | 0 | 1.4 | 2016-08-17 | 23.2 | 0 | 5.2 | 0 | 4.1
2025-08-17 | 19.6 | 0 | 1.6 | 2024-08-17 | 22.9 | 0 | 4.9 | 2023-08-17 | 18.7 | 0 | 0.7 | 2022-08-17 | 21.6 | 0 | 3.6 | 2021-08-17 | 23.4 | 0 | 5.4 | 2020-08-17 | 19 | 0 | 1 | 2019-08-17 | 23.4 | 0 | 5.4 | 2018-08-17 | 22 | 0 | 4 | 2017-08-17 | 19.5 | 0 | 1.5 | 2016-08-17 | 23 | 0 | 5 | 0 | 3.31
2025-08-17 | 18.2 | 0 | 0.2 | 2024-08-17 | 22.7 | 0 | 4.7 | 2023-08-17 | 18.4 | 0 | 0.4 | 2022-08-17 | 21.2 | 0 | 3.2 | 2021-08-17 | 23.1 | 0 | 5.1 | 2020-08-17 | 19.2 | 0 | 1.2 | 2019-08-17 | 21.4 | 0 | 3.4 | 2018-08-17 | 21.9 | 0 | 3.9 | 2017-08-17 | 19.9 | 0 | 1.9 | 2016-08-17 | 22 | 0 | 4 | 0 | 2.8
2025-08-17 | 19.1 | 0 | 1.1 | 2024-08-17 | 22.4 | 0 | 4.4 | 2023-08-17 | 18.3 | 0 | 0.3 | 2022-08-17 | 20.2 | 0 | 2.2 | 2021-08-17 | 22.7 | 0 | 4.7 | 2020-08-17 | 18.8 | 0 | 0.8 | 2019-08-17 | 22 | 0 | 4 | 2018-08-17 | 21.9 | 0 | 3.9 | 2017-08-17 | 20.7 | 0 | 2.7 | 2016-08-17 | 22.1 | 0 | 4.1 | 0 | 2.82
2025-08-18 | 18.2 | 0 | 0.2 | 2024-08-18 | 21.7 | 0 | 3.7 | 2023-08-18 | 18 | 0 | 0 | 2022-08-18 | 19.2 | 0 | 1.2 | 2021-08-18 | 22.1 | 0 | 4.1 | 2020-08-18 | 18.1 | 0 | 0.1 | 2019-08-18 | 20.8 | 0 | 2.8 | 2018-08-18 | 21.6 | 0 | 3.6 | 2017-08-18 | 21.1 | 0 | 3.1 | 2016-08-18 | 21.2 | 0 | 3.2 | 0 | 2.2
2025-08-18 | 16.9 | 1.1 | 0 | 2024-08-18 | 21.3 | 0 | 3.3 | 2023-08-18 | 17.2 | 0.8 | 0 | 2022-08-18 | 18.7 | 0 | 0.7 | 2021-08-18 | 21.5 | 0 | 3.5 | 2020-08-18 | 16.5 | 1.5 | 0 | 2019-08-18 | 20.3 | 0 | 2.3 | 2018-08-18 | 21.2 | 0 | 3.2 | 2017-08-18 | 21.4 | 0 | 3.4 | 2016-08-18 | 21.1 | 0 | 3.1 | 0.34 | 1.95
2025-08-18 | 15.6 | 2.4 | 0 | 2024-08-18 | 21.6 | 0 | 3.6 | 2023-08-18 | 16.4 | 1.6 | 0 | 2022-08-18 | 18.2 | 0 | 0.2 | 2021-08-18 | 20.9 | 0 | 2.9 | 2020-08-18 | 16.9 | 1.1 | 0 | 2019-08-18 | 19.7 | 0 | 1.7 | 2018-08-18 | 21 | 0 | 3 | 2017-08-18 | 21.3 | 0 | 3.3 | 2016-08-18 | 21.2 | 0 | 3.2 | 0.51 | 1.79
2025-08-18 | 14.9 | 3.1 | 0 | 2024-08-18 | 21.3 | 0 | 3.3 | 2023-08-18 | 15.1 | 2.9 | 0 | 2022-08-18 | 17.6 | 0.4 | 0 | 2021-08-18 | 20.9 | 0 | 2.9 | 2020-08-18 | 16 | 2 | 0 | 2019-08-18 | 19.6 | 0 | 1.6 | 2018-08-18 | 20.8 | 0 | 2.8 | 2017-08-18 | 21.1 | 0 | 3.1 | 2016-08-18 | 21.2 | 0 | 3.2 | 0.84 | 1.69
2025-08-18 | 14 | 4 | 0 | 2024-08-18 | 21.2 | 0 | 3.2 | 2023-08-18 | 14.7 | 3.3 | 0 | 2022-08-18 | 17.9 | 0.1 | 0 | 2021-08-18 | 20.4 | 0 | 2.4 | 2020-08-18 | 15.5 | 2.5 | 0 | 2019-08-18 | 19.9 | 0 | 1.9 | 2018-08-18 | 20.6 | 0 | 2.6 | 2017-08-18 | 20.6 | 0 | 2.6 | 2016-08-18 | 20.5 | 0 | 2.5 | 0.99 | 1.52
2025-08-18 | 13.4 | 4.6 | 0 | 2024-08-18 | 21.2 | 0 | 3.2 | 2023-08-18 | 14.1 | 3.9 | 0 | 2022-08-18 | 17.6 | 0.4 | 0 | 2021-08-18 | 20.6 | 0 | 2.6 | 2020-08-18 | 15.7 | 2.3 | 0 | 2019-08-18 | 19.8 | 0 | 1.8 | 2018-08-18 | 19.9 | 0 | 1.9 | 2017-08-18 | 20.9 | 0 | 2.9 | 2016-08-18 | 19.7 | 0 | 1.7 | 1.12 | 1.41
2025-08-18 | 13.6 | 4.4 | 0 | 2024-08-18 | 21.2 | 0 | 3.2 | 2023-08-18 | 14.4 | 3.6 | 0 | 2022-08-18 | 17.3 | 0.7 | 0 | 2021-08-18 | 20.5 | 0 | 2.5 | 2020-08-18 | 16.3 | 1.7 | 0 | 2019-08-18 | 19.7 | 0 | 1.7 | 2018-08-18 | 19.1 | 0 | 1.1 | 2017-08-18 | 21.3 | 0 | 3.3 | 2016-08-18 | 19.7 | 0 | 1.7 | 1.04 | 1.35
2025-08-18 | 15.2 | 2.8 | 0 | 2024-08-18 | 21.3 | 0 | 3.3 | 2023-08-18 | 16 | 2 | 0 | 2022-08-18 | 19.8 | 0 | 1.8 | 2021-08-18 | 21 | 0 | 3 | 2020-08-18 | 17.6 | 0.4 | 0 | 2019-08-18 | 20.1 | 0 | 2.1 | 2018-08-18 | 20.3 | 0 | 2.3 | 2017-08-18 | 22.3 | 0 | 4.3 | 2016-08-18 | 20.9 | 0 | 2.9 | 0.52 | 1.97
2025-08-18 | 16.4 | 1.6 | 0 | 2024-08-18 | 21.9 | 0 | 3.9 | 2023-08-18 | 16.1 | 1.9 | 0 | 2022-08-18 | 22 | 0 | 4 | 2021-08-18 | 21.6 | 0 | 3.6 | 2020-08-18 | 19.4 | 0 | 1.4 | 2019-08-18 | 20.9 | 0 | 2.9 | 2018-08-18 | 21.2 | 0 | 3.2 | 2017-08-18 | 23.6 | 0 | 5.6 | 2016-08-18 | 22.3 | 0 | 4.3 | 0.35 | 2.89
2025-08-18 | 17.9 | 0.1 | 0 | 2024-08-18 | 22.6 | 0 | 4.6 | 2023-08-18 | 17 | 1 | 0 | 2022-08-18 | 24.4 | 0 | 6.4 | 2021-08-18 | 22.9 | 0 | 4.9 | 2020-08-18 | 21.1 | 0 | 3.1 | 2019-08-18 | 20.9 | 0 | 2.9 | 2018-08-18 | 22.1 | 0 | 4.1 | 2017-08-18 | 24.9 | 0 | 6.9 | 2016-08-18 | 23.5 | 0 | 5.5 | 0.11 | 3.84
2025-08-18 | 19.5 | 0 | 1.5 | 2024-08-18 | 23.4 | 0 | 5.4 | 2023-08-18 | 17 | 1 | 0 | 2022-08-18 | 25.7 | 0 | 7.7 | 2021-08-18 | 23.7 | 0 | 5.7 | 2020-08-18 | 22.5 | 0 | 4.5 | 2019-08-18 | 23.9 | 0 | 5.9 | 2018-08-18 | 22.9 | 0 | 4.9 | 2017-08-18 | 25.2 | 0 | 7.2 | 2016-08-18 | 24 | 0 | 6 | 0.1 | 4.88
2025-08-18 | 20 | 0 | 2 | 2024-08-18 | 25.2 | 0 | 7.2 | 2023-08-18 | 18.5 | 0 | 0.5 | 2022-08-18 | 26.8 | 0 | 8.8 | 2021-08-18 | 24.7 | 0 | 6.7 | 2020-08-18 | 23.8 | 0 | 5.8 | 2019-08-18 | 23.9 | 0 | 5.9 | 2018-08-18 | 23.4 | 0 | 5.4 | 2017-08-18 | 25.6 | 0 | 7.6 | 2016-08-18 | 24.7 | 0 | 6.7 | 0 | 5.66
2025-08-18 | 20.1 | 0 | 2.1 | 2024-08-18 | 25.8 | 0 | 7.8 | 2023-08-18 | 18.4 | 0 | 0.4 | 2022-08-18 | 27.4 | 0 | 9.4 | 2021-08-18 | 24.8 | 0 | 6.8 | 2020-08-18 | 22.2 | 0 | 4.2 | 2019-08-18 | 24.1 | 0 | 6.1 | 2018-08-18 | 24.2 | 0 | 6.2 | 2017-08-18 | 25.7 | 0 | 7.7 | 2016-08-18 | 26 | 0 | 8 | 0 | 5.87
2025-08-18 | 20.6 | 0 | 2.6 | 2024-08-18 | 25.6 | 0 | 7.6 | 2023-08-18 | 19.2 | 0 | 1.2 | 2022-08-18 | 27.2 | 0 | 9.2 | 2021-08-18 | 25.2 | 0 | 7.2 | 2020-08-18 | 20.9 | 0 | 2.9 | 2019-08-18 | 25.7 | 0 | 7.7 | 2018-08-18 | 24.5 | 0 | 6.5 | 2017-08-18 | 24.4 | 0 | 6.4 | 2016-08-18 | 27.1 | 0 | 9.1 | 0 | 6.04
2025-08-18 | 20.9 | 0 | 2.9 | 2024-08-18 | 22.4 | 0 | 4.4 | 2023-08-18 | 17.5 | 0.5 | 0 | 2022-08-18 | 26.7 | 0 | 8.7 | 2021-08-18 | 26.4 | 0 | 8.4 | 2020-08-18 | 23.3 | 0 | 5.3 | 2019-08-18 | 26.6 | 0 | 8.6 | 2018-08-18 | 24 | 0 | 6 | 2017-08-18 | 25.5 | 0 | 7.5 | 2016-08-18 | 27.5 | 0 | 9.5 | 0.05 | 6.13
2025-08-18 | 20.7 | 0 | 2.7 | 2024-08-18 | 19.4 | 0 | 1.4 | 2023-08-18 | 17.7 | 0.3 | 0 | 2022-08-18 | 25.6 | 0 | 7.6 | 2021-08-18 | 27.2 | 0 | 9.2 | 2020-08-18 | 21.3 | 0 | 3.3 | 2019-08-18 | 26.2 | 0 | 8.2 | 2018-08-18 | 23.2 | 0 | 5.2 | 2017-08-18 | 24.6 | 0 | 6.6 | 2016-08-18 | 27.1 | 0 | 9.1 | 0.03 | 5.33
2025-08-18 | 20.2 | 0 | 2.2 | 2024-08-18 | 21.1 | 0 | 3.1 | 2023-08-18 | 17.2 | 0.8 | 0 | 2022-08-18 | 22.8 | 0 | 4.8 | 2021-08-18 | 27 | 0 | 9 | 2020-08-18 | 22.3 | 0 | 4.3 | 2019-08-18 | 25.8 | 0 | 7.8 | 2018-08-18 | 23.1 | 0 | 5.1 | 2017-08-18 | 23.7 | 0 | 5.7 | 2016-08-18 | 25.9 | 0 | 7.9 | 0.08 | 4.99
2025-08-18 | 20.2 | 0 | 2.2 | 2024-08-18 | 22.1 | 0 | 4.1 | 2023-08-18 | 17.4 | 0.6 | 0 | 2022-08-18 | 26.6 | 0 | 8.6 | 2021-08-18 | 27.6 | 0 | 9.6 | 2020-08-18 | 21.6 | 0 | 3.6 | 2019-08-18 | 22.9 | 0 | 4.9 | 2018-08-18 | 23.4 | 0 | 5.4 | 2017-08-18 | 23.7 | 0 | 5.7 | 2016-08-18 | 25.8 | 0 | 7.8 | 0.06 | 5.19
2025-08-18 | 19.1 | 0 | 1.1 | 2024-08-18 | 21.8 | 0 | 3.8 | 2023-08-18 | 17.3 | 0.7 | 0 | 2022-08-18 | 26.5 | 0 | 8.5 | 2021-08-18 | 26.2 | 0 | 8.2 | 2020-08-18 | 20.8 | 0 | 2.8 | 2019-08-18 | 21.1 | 0 | 3.1 | 2018-08-18 | 22.8 | 0 | 4.8 | 2017-08-18 | 23.6 | 0 | 5.6 | 2016-08-18 | 25.6 | 0 | 7.6 | 0.07 | 4.55
2025-08-18 | 18.5 | 0 | 0.5 | 2024-08-18 | 21 | 0 | 3 | 2023-08-18 | 16.4 | 1.6 | 0 | 2022-08-18 | 26 | 0 | 8 | 2021-08-18 | 24.5 | 0 | 6.5 | 2020-08-18 | 19.2 | 0 | 1.2 | 2019-08-18 | 21.8 | 0 | 3.8 | 2018-08-18 | 22.1 | 0 | 4.1 | 2017-08-18 | 22.6 | 0 | 4.6 | 2016-08-18 | 24.7 | 0 | 6.7 | 0.16 | 3.84
2025-08-18 | 18 | 0 | 0 | 2024-08-18 | 20.9 | 0 | 2.9 | 2023-08-18 | 16.2 | 1.8 | 0 | 2022-08-18 | 24.7 | 0 | 6.7 | 2021-08-18 | 23.6 | 0 | 5.6 | 2020-08-18 | 18.1 | 0 | 0.1 | 2019-08-18 | 22.1 | 0 | 4.1 | 2018-08-18 | 21.4 | 0 | 3.4 | 2017-08-18 | 22.2 | 0 | 4.2 | 2016-08-18 | 23.6 | 0 | 5.6 | 0.18 | 3.26
2025-08-18 | 17.8 | 0.2 | 0 | 2024-08-18 | 19.5 | 0 | 1.5 | 2023-08-18 | 16.1 | 1.9 | 0 | 2022-08-18 | 23.7 | 0 | 5.7 | 2021-08-18 | 23.1 | 0 | 5.1 | 2020-08-18 | 17.4 | 0.6 | 0 | 2019-08-18 | 22.1 | 0 | 4.1 | 2018-08-18 | 20.9 | 0 | 2.9 | 2017-08-18 | 20.4 | 0 | 2.4 | 2016-08-18 | 24 | 0 | 6 | 0.27 | 2.77
2025-08-18 | 17.6 | 0.4 | 0 | 2024-08-18 | 18.6 | 0 | 0.6 | 2023-08-18 | 14.8 | 3.2 | 0 | 2022-08-18 | 22.9 | 0 | 4.9 | 2021-08-18 | 22.8 | 0 | 4.8 | 2020-08-18 | 16.4 | 1.6 | 0 | 2019-08-18 | 22.4 | 0 | 4.4 | 2018-08-18 | 20.8 | 0 | 2.8 | 2017-08-18 | 20.4 | 0 | 2.4 | 2016-08-18 | 23 | 0 | 5 | 0.52 | 2.49
2025-08-18 | 18 | 0 | 0 | 2024-08-18 | 17.8 | 0.2 | 0 | 2023-08-18 | 14.1 | 3.9 | 0 | 2022-08-18 | 22.5 | 0 | 4.5 | 2021-08-18 | 22.7 | 0 | 4.7 | 2020-08-18 | 15.8 | 2.2 | 0 | 2019-08-18 | 22.3 | 0 | 4.3 | 2018-08-18 | 20 | 0 | 2 | 2017-08-18 | 20.4 | 0 | 2.4 | 2016-08-18 | 23.1 | 0 | 5.1 | 0.63 | 2.3
2025-08-19 | 18.6 | 0 | 0.6 | 2024-08-19 | 16.8 | 1.2 | 0 | 2023-08-19 | 12.8 | 5.2 | 0 | 2022-08-19 | 20.9 | 0 | 2.9 | 2021-08-19 | 22.8 | 0 | 4.8 | 2020-08-19 | 14.8 | 3.2 | 0 | 2019-08-19 | 21.4 | 0 | 3.4 | 2018-08-19 | 20.3 | 0 | 2.3 | 2017-08-19 | 20.2 | 0 | 2.2 | 2016-08-19 | 22.8 | 0 | 4.8 | 0.96 | 2.1
2025-08-19 | 18.5 | 0 | 0.5 | 2024-08-19 | 16.5 | 1.5 | 0 | 2023-08-19 | 14.1 | 3.9 | 0 | 2022-08-19 | 19.7 | 0 | 1.7 | 2021-08-19 | 22 | 0 | 4 | 2020-08-19 | 14.2 | 3.8 | 0 | 2019-08-19 | 20.6 | 0 | 2.6 | 2018-08-19 | 19.2 | 0 | 1.2 | 2017-08-19 | 19.9 | 0 | 1.9 | 2016-08-19 | 21.6 | 0 | 3.6 | 0.92 | 1.55
2025-08-19 | 18.8 | 0 | 0.8 | 2024-08-19 | 16.3 | 1.7 | 0 | 2023-08-19 | 13.7 | 4.3 | 0 | 2022-08-19 | 18 | 0 | 0 | 2021-08-19 | 20.9 | 0 | 2.9 | 2020-08-19 | 14.2 | 3.8 | 0 | 2019-08-19 | 20.3 | 0 | 2.3 | 2018-08-19 | 18.8 | 0 | 0.8 | 2017-08-19 | 19.2 | 0 | 1.2 | 2016-08-19 | 20.6 | 0 | 2.6 | 0.98 | 1.06
2025-08-19 | 18.6 | 0 | 0.6 | 2024-08-19 | 16.2 | 1.8 | 0 | 2023-08-19 | 13.4 | 4.6 | 0 | 2022-08-19 | 17.2 | 0.8 | 0 | 2021-08-19 | 20.7 | 0 | 2.7 | 2020-08-19 | 14.1 | 3.9 | 0 | 2019-08-19 | 20.5 | 0 | 2.5 | 2018-08-19 | 17.9 | 0.1 | 0 | 2017-08-19 | 19 | 0 | 1 | 2016-08-19 | 20.2 | 0 | 2.2 | 1.12 | 0.9
2025-08-19 | 17.3 | 0.7 | 0 | 2024-08-19 | 15.8 | 2.2 | 0 | 2023-08-19 | 13.6 | 4.4 | 0 | 2022-08-19 | 17.5 | 0.5 | 0 | 2021-08-19 | 20.6 | 0 | 2.6 | 2020-08-19 | 13.1 | 4.9 | 0 | 2019-08-19 | 20.4 | 0 | 2.4 | 2018-08-19 | 17.8 | 0.2 | 0 | 2017-08-19 | 18.1 | 0 | 0.1 | 2016-08-19 | 20 | 0 | 2 | 1.29 | 0.71
2025-08-19 | 17.3 | 0.7 | 0 | 2024-08-19 | 15.4 | 2.6 | 0 | 2023-08-19 | 13.7 | 4.3 | 0 | 2022-08-19 | 16.3 | 1.7 | 0 | 2021-08-19 | 20.7 | 0 | 2.7 | 2020-08-19 | 11.7 | 6.3 | 0 | 2019-08-19 | 19.8 | 0 | 1.8 | 2018-08-19 | 17.4 | 0.6 | 0 | 2017-08-19 | 18.1 | 0 | 0.1 | 2016-08-19 | 18.8 | 0 | 0.8 | 1.62 | 0.54
2025-08-19 | 17.2 | 0.8 | 0 | 2024-08-19 | 14.9 | 3.1 | 0 | 2023-08-19 | 14.8 | 3.2 | 0 | 2022-08-19 | 17.7 | 0.3 | 0 | 2021-08-19 | 20.9 | 0 | 2.9 | 2020-08-19 | 13.7 | 4.3 | 0 | 2019-08-19 | 20.4 | 0 | 2.4 | 2018-08-19 | 17.4 | 0.6 | 0 | 2017-08-19 | 17 | 1 | 0 | 2016-08-19 | 20.1 | 0 | 2.1 | 1.33 | 0.74
2025-08-19 | 18.2 | 0 | 0.2 | 2024-08-19 | 14.6 | 3.4 | 0 | 2023-08-19 | 16.2 | 1.8 | 0 | 2022-08-19 | 19.8 | 0 | 1.8 | 2021-08-19 | 21.9 | 0 | 3.9 | 2020-08-19 | 15.4 | 2.6 | 0 | 2019-08-19 | 22.1 | 0 | 4.1 | 2018-08-19 | 18.3 | 0 | 0.3 | 2017-08-19 | 18.8 | 0 | 0.8 | 2016-08-19 | 21.9 | 0 | 3.9 | 0.78 | 1.5
2025-08-19 | 18.6 | 0 | 0.6 | 2024-08-19 | 14.6 | 3.4 | 0 | 2023-08-19 | 18.1 | 0 | 0.1 | 2022-08-19 | 23.1 | 0 | 5.1 | 2021-08-19 | 23.4 | 0 | 5.4 | 2020-08-19 | 17.8 | 0.2 | 0 | 2019-08-19 | 23.4 | 0 | 5.4 | 2018-08-19 | 19.9 | 0 | 1.9 | 2017-08-19 | 20.1 | 0 | 2.1 | 2016-08-19 | 24.1 | 0 | 6.1 | 0.36 | 2.67
2025-08-19 | 19.9 | 0 | 1.9 | 2024-08-19 | 15 | 3 | 0 | 2023-08-19 | 20.4 | 0 | 2.4 | 2022-08-19 | 24.9 | 0 | 6.9 | 2021-08-19 | 24.7 | 0 | 6.7 | 2020-08-19 | 19.6 | 0 | 1.6 | 2019-08-19 | 24.8 | 0 | 6.8 | 2018-08-19 | 21.8 | 0 | 3.8 | 2017-08-19 | 21 | 0 | 3 | 2016-08-19 | 25.9 | 0 | 7.9 | 0.3 | 4.1
2025-08-19 | 20.1 | 0 | 2.1 | 2024-08-19 | 14.9 | 3.1 | 0 | 2023-08-19 | 22 | 0 | 4 | 2022-08-19 | 26.6 | 0 | 8.6 | 2021-08-19 | 27.3 | 0 | 9.3 | 2020-08-19 | 20.1 | 0 | 2.1 | 2019-08-19 | 24.8 | 0 | 6.8 | 2018-08-19 | 23.4 | 0 | 5.4 | 2017-08-19 | 21.3 | 0 | 3.3 | 2016-08-19 | 27.3 | 0 | 9.3 | 0.31 | 5.09
2025-08-19 | 20.8 | 0 | 2.8 | 2024-08-19 | 15.9 | 2.1 | 0 | 2023-08-19 | 22.9 | 0 | 4.9 | 2022-08-19 | 25.8 | 0 | 7.8 | 2021-08-19 | 28.1 | 0 | 10.1 | 2020-08-19 | 21 | 0 | 3 | 2019-08-19 | 25.9 | 0 | 7.9 | 2018-08-19 | 23.5 | 0 | 5.5 | 2017-08-19 | 23.8 | 0 | 5.8 | 2016-08-19 | 27.7 | 0 | 9.7 | 0.21 | 5.75
2025-08-19 | 21.5 | 0 | 3.5 | 2024-08-19 | 15.6 | 2.4 | 0 | 2023-08-19 | 23.8 | 0 | 5.8 | 2022-08-19 | 26.8 | 0 | 8.8 | 2021-08-19 | 29 | 0 | 11 | 2020-08-19 | 21.4 | 0 | 3.4 | 2019-08-19 | 25.8 | 0 | 7.8 | 2018-08-19 | 24.5 | 0 | 6.5 | 2017-08-19 | 23.7 | 0 | 5.7 | 2016-08-19 | 27.5 | 0 | 9.5 | 0.24 | 6.2
2025-08-19 | 21.4 | 0 | 3.4 | 2024-08-19 | 15.6 | 2.4 | 0 | 2023-08-19 | 23.7 | 0 | 5.7 | 2022-08-19 | 26.5 | 0 | 8.5 | 2021-08-19 | 29.4 | 0 | 11.4 | 2020-08-19 | 22.6 | 0 | 4.6 | 2019-08-19 | 27 | 0 | 9 | 2018-08-19 | 23.8 | 0 | 5.8 | 2017-08-19 | 22.7 | 0 | 4.7 | 2016-08-19 | 28.4 | 0 | 10.4 | 0.24 | 6.35
2025-08-19 | 21 | 0 | 3 | 2024-08-19 | 16 | 2 | 0 | 2023-08-19 | 24.6 | 0 | 6.6 | 2022-08-19 | 23.6 | 0 | 5.6 | 2021-08-19 | 30.1 | 0 | 12.1 | 2020-08-19 | 22.9 | 0 | 4.9 | 2019-08-19 | 27.4 | 0 | 9.4 | 2018-08-19 | 24 | 0 | 6 | 2017-08-19 | 23.5 | 0 | 5.5 | 2016-08-19 | 29 | 0 | 11 | 0.2 | 6.41
2025-08-19 | 20.6 | 0 | 2.6 | 2024-08-19 | 16.3 | 1.7 | 0 | 2023-08-19 | 24.8 | 0 | 6.8 | 2022-08-19 | 23.8 | 0 | 5.8 | 2021-08-19 | 30.7 | 0 | 12.7 | 2020-08-19 | 22.7 | 0 | 4.7 | 2019-08-19 | 27 | 0 | 9 | 2018-08-19 | 24.4 | 0 | 6.4 | 2017-08-19 | 23.5 | 0 | 5.5 | 2016-08-19 | 29.3 | 0 | 11.3 | 0.17 | 6.48
2025-08-19 | 20.2 | 0 | 2.2 | 2024-08-19 | 17.5 | 0.5 | 0 | 2023-08-19 | 24.5 | 0 | 6.5 | 2022-08-19 | 23 | 0 | 5 | 2021-08-19 | 30.8 | 0 | 12.8 | 2020-08-19 | 22.6 | 0 | 4.6 | 2019-08-19 | 26.7 | 0 | 8.7 | 2018-08-19 | 23.9 | 0 | 5.9 | 2017-08-19 | 22.5 | 0 | 4.5 | 2016-08-19 | 28.7 | 0 | 10.7 | 0.05 | 6.09
2025-08-19 | 20 | 0 | 2 | 2024-08-19 | 17.2 | 0.8 | 0 | 2023-08-19 | 24.1 | 0 | 6.1 | 2022-08-19 | 24.8 | 0 | 6.8 | 2021-08-19 | 29.6 | 0 | 11.6 | 2020-08-19 | 21.8 | 0 | 3.8 | 2019-08-19 | 26.6 | 0 | 8.6 | 2018-08-19 | 23.4 | 0 | 5.4 | 2017-08-19 | 21.5 | 0 | 3.5 | 2016-08-19 | 27.6 | 0 | 9.6 | 0.08 | 5.74
2025-08-19 | 20.4 | 0 | 2.4 | 2024-08-19 | 16.6 | 1.4 | 0 | 2023-08-19 | 23.5 | 0 | 5.5 | 2022-08-19 | 25.9 | 0 | 7.9 | 2021-08-19 | 28.4 | 0 | 10.4 | 2020-08-19 | 21.1 | 0 | 3.1 | 2019-08-19 | 25.7 | 0 | 7.7 | 2018-08-19 | 22.5 | 0 | 4.5 | 2017-08-19 | 21.2 | 0 | 3.2 | 2016-08-19 | 25.8 | 0 | 7.8 | 0.14 | 5.25
2025-08-19 | 20.7 | 0 | 2.7 | 2024-08-19 | 15.6 | 2.4 | 0 | 2023-08-19 | 22.2 | 0 | 4.2 | 2022-08-19 | 25.5 | 0 | 7.5 | 2021-08-19 | 27.3 | 0 | 9.3 | 2020-08-19 | 19.2 | 0 | 1.2 | 2019-08-19 | 24.5 | 0 | 6.5 | 2018-08-19 | 21.7 | 0 | 3.7 | 2017-08-19 | 20.6 | 0 | 2.6 | 2016-08-19 | 24.5 | 0 | 6.5 | 0.24 | 4.42
2025-08-19 | 20.1 | 0 | 2.1 | 2024-08-19 | 14.3 | 3.7 | 0 | 2023-08-19 | 21 | 0 | 3 | 2022-08-19 | 24.6 | 0 | 6.6 | 2021-08-19 | 25.7 | 0 | 7.7 | 2020-08-19 | 18.5 | 0 | 0.5 | 2019-08-19 | 23.3 | 0 | 5.3 | 2018-08-19 | 20.8 | 0 | 2.8 | 2017-08-19 | 19.7 | 0 | 1.7 | 2016-08-19 | 23.8 | 0 | 5.8 | 0.37 | 3.55
2025-08-19 | 19.9 | 0 | 1.9 | 2024-08-19 | 14.4 | 3.6 | 0 | 2023-08-19 | 19.8 | 0 | 1.8 | 2022-08-19 | 23.9 | 0 | 5.9 | 2021-08-19 | 24.5 | 0 | 6.5 | 2020-08-19 | 17.7 | 0.3 | 0 | 2019-08-19 | 20.8 | 0 | 2.8 | 2018-08-19 | 20.7 | 0 | 2.7 | 2017-08-19 | 18.2 | 0 | 0.2 | 2016-08-19 | 23.5 | 0 | 5.5 | 0.39 | 2.73
2025-08-19 | 19.7 | 0 | 1.7 | 2024-08-19 | 13.4 | 4.6 | 0 | 2023-08-19 | 18.2 | 0 | 0.2 | 2022-08-19 | 22.6 | 0 | 4.6 | 2021-08-19 | 23.2 | 0 | 5.2 | 2020-08-19 | 16.9 | 1.1 | 0 | 2019-08-19 | 20 | 0 | 2 | 2018-08-19 | 20.5 | 0 | 2.5 | 2017-08-19 | 18 | 0 | 0 | 2016-08-19 | 23.3 | 0 | 5.3 | 0.57 | 2.15
2025-08-19 | 19.4 | 0 | 1.4 | 2024-08-19 | 12.8 | 5.2 | 0 | 2023-08-19 | 17.4 | 0.6 | 0 | 2022-08-19 | 21.8 | 0 | 3.8 | 2021-08-19 | 22.2 | 0 | 4.2 | 2020-08-19 | 17.4 | 0.6 | 0 | 2019-08-19 | 19.6 | 0 | 1.6 | 2018-08-19 | 20.2 | 0 | 2.2 | 2017-08-19 | 17.3 | 0.7 | 0 | 2016-08-19 | 23.1 | 0 | 5.1 | 0.71 | 1.83
2025-08-20 | 19.4 | 0 | 1.4 | 2024-08-20 | 12.3 | 5.7 | 0 | 2023-08-20 | 17.1 | 0.9 | 0 | 2022-08-20 | 20.6 | 0 | 2.6 | 2021-08-20 | 21.1 | 0 | 3.1 | 2020-08-20 | 16.3 | 1.7 | 0 | 2019-08-20 | 19.3 | 0 | 1.3 | 2018-08-20 | 20.1 | 0 | 2.1 | 2017-08-20 | 16.6 | 1.4 | 0 | 2016-08-20 | 23.3 | 0 | 5.3 | 0.97 | 1.58
2025-08-20 | 18.9 | 0 | 0.9 | 2024-08-20 | 11.8 | 6.2 | 0 | 2023-08-20 | 17.3 | 0.7 | 0 | 2022-08-20 | 20.8 | 0 | 2.8 | 2021-08-20 | 20.4 | 0 | 2.4 | 2020-08-20 | 14.9 | 3.1 | 0 | 2019-08-20 | 19 | 0 | 1 | 2018-08-20 | 19.8 | 0 | 1.8 | 2017-08-20 | 16.5 | 1.5 | 0 | 2016-08-20 | 23.2 | 0 | 5.2 | 1.15 | 1.41
2025-08-20 | 18.5 | 0 | 0.5 | 2024-08-20 | 11.9 | 6.1 | 0 | 2023-08-20 | 15.7 | 2.3 | 0 | 2022-08-20 | 19.6 | 0 | 1.6 | 2021-08-20 | 19.6 | 0 | 1.6 | 2020-08-20 | 14.6 | 3.4 | 0 | 2019-08-20 | 18.7 | 0 | 0.7 | 2018-08-20 | 19 | 0 | 1 | 2017-08-20 | 16.7 | 1.3 | 0 | 2016-08-20 | 21.8 | 0 | 3.8 | 1.31 | 0.92
2025-08-20 | 18.3 | 0 | 0.3 | 2024-08-20 | 12.2 | 5.8 | 0 | 2023-08-20 | 16.5 | 1.5 | 0 | 2022-08-20 | 19 | 0 | 1 | 2021-08-20 | 18.9 | 0 | 0.9 | 2020-08-20 | 14.5 | 3.5 | 0 | 2019-08-20 | 17.8 | 0.2 | 0 | 2018-08-20 | 18.7 | 0 | 0.7 | 2017-08-20 | 17 | 1 | 0 | 2016-08-20 | 21.5 | 0 | 3.5 | 1.2 | 0.64
2025-08-20 | 18.4 | 0 | 0.4 | 2024-08-20 | 11.9 | 6.1 | 0 | 2023-08-20 | 15.7 | 2.3 | 0 | 2022-08-20 | 18.8 | 0 | 0.8 | 2021-08-20 | 19.4 | 0 | 1.4 | 2020-08-20 | 14 | 4 | 0 | 2019-08-20 | 17.5 | 0.5 | 0 | 2018-08-20 | 18.2 | 0 | 0.2 | 2017-08-20 | 17.2 | 0.8 | 0 | 2016-08-20 | 21.3 | 0 | 3.3 | 1.37 | 0.61
2025-08-20 | 18.2 | 0 | 0.2 | 2024-08-20 | 11.4 | 6.6 | 0 | 2023-08-20 | 15.8 | 2.2 | 0 | 2022-08-20 | 18.1 | 0 | 0.1 | 2021-08-20 | 19.7 | 0 | 1.7 | 2020-08-20 | 13.7 | 4.3 | 0 | 2019-08-20 | 17.2 | 0.8 | 0 | 2018-08-20 | 18 | 0 | 0 | 2017-08-20 | 16.1 | 1.9 | 0 | 2016-08-20 | 21.3 | 0 | 3.3 | 1.58 | 0.53
2025-08-20 | 18.1 | 0 | 0.1 | 2024-08-20 | 11.7 | 6.3 | 0 | 2023-08-20 | 16.2 | 1.8 | 0 | 2022-08-20 | 18.1 | 0 | 0.1 | 2021-08-20 | 19.5 | 0 | 1.5 | 2020-08-20 | 12.8 | 5.2 | 0 | 2019-08-20 | 18 | 0 | 0 | 2018-08-20 | 18.7 | 0 | 0.7 | 2017-08-20 | 15.6 | 2.4 | 0 | 2016-08-20 | 21 | 0 | 3 | 1.57 | 0.54
2025-08-20 | 18.1 | 0 | 0.1 | 2024-08-20 | 12.5 | 5.5 | 0 | 2023-08-20 | 17.8 | 0.2 | 0 | 2022-08-20 | 20.1 | 0 | 2.1 | 2021-08-20 | 20.9 | 0 | 2.9 | 2020-08-20 | 15.5 | 2.5 | 0 | 2019-08-20 | 20 | 0 | 2 | 2018-08-20 | 20 | 0 | 2 | 2017-08-20 | 18.2 | 0 | 0.2 | 2016-08-20 | 22 | 0 | 4 | 0.82 | 1.33
2025-08-20 | 18.7 | 0 | 0.7 | 2024-08-20 | 13.8 | 4.2 | 0 | 2023-08-20 | 19.7 | 0 | 1.7 | 2022-08-20 | 23.2 | 0 | 5.2 | 2021-08-20 | 23 | 0 | 5 | 2020-08-20 | 19.3 | 0 | 1.3 | 2019-08-20 | 22 | 0 | 4 | 2018-08-20 | 21.5 | 0 | 3.5 | 2017-08-20 | 20.6 | 0 | 2.6 | 2016-08-20 | 23.7 | 0 | 5.7 | 0.42 | 2.97
2025-08-20 | 19.1 | 0 | 1.1 | 2024-08-20 | 15.4 | 2.6 | 0 | 2023-08-20 | 22.3 | 0 | 4.3 | 2022-08-20 | 25.6 | 0 | 7.6 | 2021-08-20 | 25 | 0 | 7 | 2020-08-20 | 21.5 | 0 | 3.5 | 2019-08-20 | 23 | 0 | 5 | 2018-08-20 | 22.7 | 0 | 4.7 | 2017-08-20 | 23 | 0 | 5 | 2016-08-20 | 25.8 | 0 | 7.8 | 0.26 | 4.6
2025-08-20 | 19.1 | 0 | 1.1 | 2024-08-20 | 16.9 | 1.1 | 0 | 2023-08-20 | 25.1 | 0 | 7.1 | 2022-08-20 | 27.8 | 0 | 9.8 | 2021-08-20 | 26.9 | 0 | 8.9 | 2020-08-20 | 23.1 | 0 | 5.1 | 2019-08-20 | 23.5 | 0 | 5.5 | 2018-08-20 | 23.4 | 0 | 5.4 | 2017-08-20 | 25.3 | 0 | 7.3 | 2016-08-20 | 27.2 | 0 | 9.2 | 0.11 | 5.94
2025-08-20 | 19.6 | 0 | 1.6 | 2024-08-20 | 18.1 | 0 | 0.1 | 2023-08-20 | 25.6 | 0 | 7.6 | 2022-08-20 | 27.3 | 0 | 9.3 | 2021-08-20 | 27.9 | 0 | 9.9 | 2020-08-20 | 24.6 | 0 | 6.6 | 2019-08-20 | 24.4 | 0 | 6.4 | 2018-08-20 | 24.5 | 0 | 6.5 | 2017-08-20 | 26.1 | 0 | 8.1 | 2016-08-20 | 28.7 | 0 | 10.7 | 0 | 6.68
2025-08-20 | 20.3 | 0 | 2.3 | 2024-08-20 | 18.4 | 0 | 0.4 | 2023-08-20 | 26.8 | 0 | 8.8 | 2022-08-20 | 27.9 | 0 | 9.9 | 2021-08-20 | 29 | 0 | 11 | 2020-08-20 | 25.7 | 0 | 7.7 | 2019-08-20 | 25.4 | 0 | 7.4 | 2018-08-20 | 24.8 | 0 | 6.8 | 2017-08-20 | 26.5 | 0 | 8.5 | 2016-08-20 | 28.4 | 0 | 10.4 | 0 | 7.32
2025-08-20 | 20.7 | 0 | 2.7 | 2024-08-20 | 19.6 | 0 | 1.6 | 2023-08-20 | 28.6 | 0 | 10.6 | 2022-08-20 | 27.6 | 0 | 9.6 | 2021-08-20 | 29.1 | 0 | 11.1 | 2020-08-20 | 26.3 | 0 | 8.3 | 2019-08-20 | 27 | 0 | 9 | 2018-08-20 | 24.5 | 0 | 6.5 | 2017-08-20 | 27.6 | 0 | 9.6 | 2016-08-20 | 29.5 | 0 | 11.5 | 0 | 8.05
2025-08-20 | 20.9 | 0 | 2.9 | 2024-08-20 | 19.9 | 0 | 1.9 | 2023-08-20 | 27.9 | 0 | 9.9 | 2022-08-20 | 28.7 | 0 | 10.7 | 2021-08-20 | 30.4 | 0 | 12.4 | 2020-08-20 | 26.6 | 0 | 8.6 | 2019-08-20 | 26.1 | 0 | 8.1 | 2018-08-20 | 25 | 0 | 7 | 2017-08-20 | 27.4 | 0 | 9.4 | 2016-08-20 | 30.7 | 0 | 12.7 | 0 | 8.36
2025-08-20 | 20.3 | 0 | 2.3 | 2024-08-20 | 18.9 | 0 | 0.9 | 2023-08-20 | 26.6 | 0 | 8.6 | 2022-08-20 | 27.8 | 0 | 9.8 | 2021-08-20 | 29.7 | 0 | 11.7 | 2020-08-20 | 27.1 | 0 | 9.1 | 2019-08-20 | 25.4 | 0 | 7.4 | 2018-08-20 | 25 | 0 | 7 | 2017-08-20 | 28.5 | 0 | 10.5 | 2016-08-20 | 30.3 | 0 | 12.3 | 0 | 7.96
2025-08-20 | 19.7 | 0 | 1.7 | 2024-08-20 | 19.1 | 0 | 1.1 | 2023-08-20 | 26.9 | 0 | 8.9 | 2022-08-20 | 28.2 | 0 | 10.2 | 2021-08-20 | 29.3 | 0 | 11.3 | 2020-08-20 | 27.1 | 0 | 9.1 | 2019-08-20 | 26.6 | 0 | 8.6 | 2018-08-20 | 24.4 | 0 | 6.4 | 2017-08-20 | 27.7 | 0 | 9.7 | 2016-08-20 | 29.5 | 0 | 11.5 | 0 | 7.85
2025-08-20 | 19.8 | 0 | 1.8 | 2024-08-20 | 18.1 | 0 | 0.1 | 2023-08-20 | 27.8 | 0 | 9.8 | 2022-08-20 | 27 | 0 | 9 | 2021-08-20 | 28.1 | 0 | 10.1 | 2020-08-20 | 25.5 | 0 | 7.5 | 2019-08-20 | 25.6 | 0 | 7.6 | 2018-08-20 | 24 | 0 | 6 | 2017-08-20 | 27.4 | 0 | 9.4 | 2016-08-20 | 28.7 | 0 | 10.7 | 0 | 7.2
2025-08-20 | 19.6 | 0 | 1.6 | 2024-08-20 | 17.5 | 0.5 | 0 | 2023-08-20 | 26.9 | 0 | 8.9 | 2022-08-20 | 26.2 | 0 | 8.2 | 2021-08-20 | 28 | 0 | 10 | 2020-08-20 | 24.8 | 0 | 6.8 | 2019-08-20 | 24.6 | 0 | 6.6 | 2018-08-20 | 23.3 | 0 | 5.3 | 2017-08-20 | 26.5 | 0 | 8.5 | 2016-08-20 | 26.7 | 0 | 8.7 | 0.05 | 6.46
2025-08-20 | 19.6 | 0 | 1.6 | 2024-08-20 | 17.1 | 0.9 | 0 | 2023-08-20 | 26.5 | 0 | 8.5 | 2022-08-20 | 25.9 | 0 | 7.9 | 2021-08-20 | 27.2 | 0 | 9.2 | 2020-08-20 | 23.5 | 0 | 5.5 | 2019-08-20 | 23.5 | 0 | 5.5 | 2018-08-20 | 23.1 | 0 | 5.1 | 2017-08-20 | 24 | 0 | 6 | 2016-08-20 | 25.6 | 0 | 7.6 | 0.09 | 5.69
2025-08-20 | 19.3 | 0 | 1.3 | 2024-08-20 | 17 | 1 | 0 | 2023-08-20 | 26.1 | 0 | 8.1 | 2022-08-20 | 24.8 | 0 | 6.8 | 2021-08-20 | 26.6 | 0 | 8.6 | 2020-08-20 | 21.9 | 0 | 3.9 | 2019-08-20 | 22.9 | 0 | 4.9 | 2018-08-20 | 22.9 | 0 | 4.9 | 2017-08-20 | 23.5 | 0 | 5.5 | 2016-08-20 | 25.7 | 0 | 7.7 | 0.1 | 5.17
2025-08-20 | 19.1 | 0 | 1.1 | 2024-08-20 | 16.2 | 1.8 | 0 | 2023-08-20 | 25.1 | 0 | 7.1 | 2022-08-20 | 24 | 0 | 6 | 2021-08-20 | 26.9 | 0 | 8.9 | 2020-08-20 | 21.5 | 0 | 3.5 | 2019-08-20 | 22.8 | 0 | 4.8 | 2018-08-20 | 22.7 | 0 | 4.7 | 2017-08-20 | 21.5 | 0 | 3.5 | 2016-08-20 | 25.2 | 0 | 7.2 | 0.18 | 4.68
2025-08-20 | 19.1 | 0 | 1.1 | 2024-08-20 | 15.3 | 2.7 | 0 | 2023-08-20 | 24.3 | 0 | 6.3 | 2022-08-20 | 23.1 | 0 | 5.1 | 2021-08-20 | 25.6 | 0 | 7.6 | 2020-08-20 | 21.1 | 0 | 3.1 | 2019-08-20 | 23.1 | 0 | 5.1 | 2018-08-20 | 23 | 0 | 5 | 2017-08-20 | 20.6 | 0 | 2.6 | 2016-08-20 | 25.9 | 0 | 7.9 | 0.27 | 4.38
2025-08-20 | 19 | 0 | 1 | 2024-08-20 | 13.7 | 4.3 | 0 | 2023-08-20 | 23.7 | 0 | 5.7 | 2022-08-20 | 23.2 | 0 | 5.2 | 2021-08-20 | 24.7 | 0 | 6.7 | 2020-08-20 | 20.2 | 0 | 2.2 | 2019-08-20 | 23.2 | 0 | 5.2 | 2018-08-20 | 22.6 | 0 | 4.6 | 2017-08-20 | 21.1 | 0 | 3.1 | 2016-08-20 | 26 | 0 | 8 | 0.43 | 4.17
2025-08-21 | 18.3 | 0 | 0.3 | 2024-08-21 | 13.9 | 4.1 | 0 | 2023-08-21 | 22.6 | 0 | 4.6 | 2022-08-21 | 23.6 | 0 | 5.6 | 2021-08-21 | 24 | 0 | 6 | 2020-08-21 | 19.2 | 0 | 1.2 | 2019-08-21 | 22.9 | 0 | 4.9 | 2018-08-21 | 22.4 | 0 | 4.4 | 2017-08-21 | 21.5 | 0 | 3.5 | 2016-08-21 | 26 | 0 | 8 | 0.41 | 3.85
2025-08-21 | 17.7 | 0.3 | 0 | 2024-08-21 | 12.8 | 5.2 | 0 | 2023-08-21 | 22.3 | 0 | 4.3 | 2022-08-21 | 22.5 | 0 | 4.5 | 2021-08-21 | 23.5 | 0 | 5.5 | 2020-08-21 | 18.8 | 0 | 0.8 | 2019-08-21 | 23 | 0 | 5 | 2018-08-21 | 22.1 | 0 | 4.1 | 2017-08-21 | 20.6 | 0 | 2.6 | 2016-08-21 | 26.1 | 0 | 8.1 | 0.55 | 3.49
2025-08-21 | 16.9 | 1.1 | 0 | 2024-08-21 | 12.6 | 5.4 | 0 | 2023-08-21 | 21.2 | 0 | 3.2 | 2022-08-21 | 21.5 | 0 | 3.5 | 2021-08-21 | 23.1 | 0 | 5.1 | 2020-08-21 | 19.2 | 0 | 1.2 | 2019-08-21 | 21.4 | 0 | 3.4 | 2018-08-21 | 21.9 | 0 | 3.9 | 2017-08-21 | 20.7 | 0 | 2.7 | 2016-08-21 | 25.8 | 0 | 7.8 | 0.65 | 3.08
2025-08-21 | 15.8 | 2.2 | 0 | 2024-08-21 | 12.7 | 5.3 | 0 | 2023-08-21 | 21.1 | 0 | 3.1 | 2022-08-21 | 18.9 | 0 | 0.9 | 2021-08-21 | 22.8 | 0 | 4.8 | 2020-08-21 | 18 | 0 | 0 | 2019-08-21 | 21.2 | 0 | 3.2 | 2018-08-21 | 21.6 | 0 | 3.6 | 2017-08-21 | 19.8 | 0 | 1.8 | 2016-08-21 | 25.8 | 0 | 7.8 | 0.75 | 2.52
2025-08-21 | 16.8 | 1.2 | 0 | 2024-08-21 | 11.9 | 6.1 | 0 | 2023-08-21 | 20.8 | 0 | 2.8 | 2022-08-21 | 19.3 | 0 | 1.3 | 2021-08-21 | 22.8 | 0 | 4.8 | 2020-08-21 | 18.6 | 0 | 0.6 | 2019-08-21 | 20.7 | 0 | 2.7 | 2018-08-21 | 21.4 | 0 | 3.4 | 2017-08-21 | 19.2 | 0 | 1.2 | 2016-08-21 | 24.4 | 0 | 6.4 | 0.73 | 2.32
2025-08-21 | 16.4 | 1.6 | 0 | 2024-08-21 | 12 | 6 | 0 | 2023-08-21 | 20.4 | 0 | 2.4 | 2022-08-21 | 19.1 | 0 | 1.1 | 2021-08-21 | 22.5 | 0 | 4.5 | 2020-08-21 | 18.6 | 0 | 0.6 | 2019-08-21 | 20.5 | 0 | 2.5 | 2018-08-21 | 21.5 | 0 | 3.5 | 2017-08-21 | 18.9 | 0 | 0.9 | 2016-08-21 | 23.8 | 0 | 5.8 | 0.76 | 2.13
2025-08-21 | 15.9 | 2.1 | 0 | 2024-08-21 | 12.6 | 5.4 | 0 | 2023-08-21 | 20.9 | 0 | 2.9 | 2022-08-21 | 19.4 | 0 | 1.4 | 2021-08-21 | 23 | 0 | 5 | 2020-08-21 | 18.4 | 0 | 0.4 | 2019-08-21 | 20.3 | 0 | 2.3 | 2018-08-21 | 21.6 | 0 | 3.6 | 2017-08-21 | 19.6 | 0 | 1.6 | 2016-08-21 | 23.5 | 0 | 5.5 | 0.75 | 2.27
2025-08-21 | 17.2 | 0.8 | 0 | 2024-08-21 | 14.3 | 3.7 | 0 | 2023-08-21 | 20.9 | 0 | 2.9 | 2022-08-21 | 20.1 | 0 | 2.1 | 2021-08-21 | 23.3 | 0 | 5.3 | 2020-08-21 | 19.1 | 0 | 1.1 | 2019-08-21 | 21.5 | 0 | 3.5 | 2018-08-21 | 20.8 | 0 | 2.8 | 2017-08-21 | 20.8 | 0 | 2.8 | 2016-08-21 | 20.3 | 0 | 2.3 | 0.45 | 2.28
2025-08-21 | 18.6 | 0 | 0.6 | 2024-08-21 | 15.7 | 2.3 | 0 | 2023-08-21 | 20.1 | 0 | 2.1 | 2022-08-21 | 20.5 | 0 | 2.5 | 2021-08-21 | 24.8 | 0 | 6.8 | 2020-08-21 | 20.6 | 0 | 2.6 | 2019-08-21 | 23.1 | 0 | 5.1 | 2018-08-21 | 20.6 | 0 | 2.6 | 2017-08-21 | 22.9 | 0 | 4.9 | 2016-08-21 | 21.4 | 0 | 3.4 | 0.23 | 3.06
2025-08-21 | 19.8 | 0 | 1.8 | 2024-08-21 | 18 | 0 | 0 | 2023-08-21 | 20.7 | 0 | 2.7 | 2022-08-21 | 21.6 | 0 | 3.6 | 2021-08-21 | 25.9 | 0 | 7.9 | 2020-08-21 | 21.3 | 0 | 3.3 | 2019-08-21 | 24.3 | 0 | 6.3 | 2018-08-21 | 20.9 | 0 | 2.9 | 2017-08-21 | 25.2 | 0 | 7.2 | 2016-08-21 | 22 | 0 | 4 | 0 | 3.97
2025-08-21 | 20.9 | 0 | 2.9 | 2024-08-21 | 19.3 | 0 | 1.3 | 2023-08-21 | 22 | 0 | 4 | 2022-08-21 | 22.6 | 0 | 4.6 | 2021-08-21 | 27.4 | 0 | 9.4 | 2020-08-21 | 25 | 0 | 7 | 2019-08-21 | 25.6 | 0 | 7.6 | 2018-08-21 | 20.9 | 0 | 2.9 | 2017-08-21 | 26.9 | 0 | 8.9 | 2016-08-21 | 23.7 | 0 | 5.7 | 0 | 5.43
2025-08-21 | 22.1 | 0 | 4.1 | 2024-08-21 | 20.1 | 0 | 2.1 | 2023-08-21 | 22.5 | 0 | 4.5 | 2022-08-21 | 24 | 0 | 6 | 2021-08-21 | 28.4 | 0 | 10.4 | 2020-08-21 | 25.6 | 0 | 7.6 | 2019-08-21 | 26.8 | 0 | 8.8 | 2018-08-21 | 21.4 | 0 | 3.4 | 2017-08-21 | 28.6 | 0 | 10.6 | 2016-08-21 | 24.6 | 0 | 6.6 | 0 | 6.41
2025-08-21 | 22.4 | 0 | 4.4 | 2024-08-21 | 21.1 | 0 | 3.1 | 2023-08-21 | 23.9 | 0 | 5.9 | 2022-08-21 | 23 | 0 | 5 | 2021-08-21 | 28 | 0 | 10 | 2020-08-21 | 27.4 | 0 | 9.4 | 2019-08-21 | 27.1 | 0 | 9.1 | 2018-08-21 | 22.2 | 0 | 4.2 | 2017-08-21 | 28.6 | 0 | 10.6 | 2016-08-21 | 25 | 0 | 7 | 0 | 6.87
2025-08-21 | 22.6 | 0 | 4.6 | 2024-08-21 | 20.7 | 0 | 2.7 | 2023-08-21 | 23.9 | 0 | 5.9 | 2022-08-21 | 23.6 | 0 | 5.6 | 2021-08-21 | 29 | 0 | 11 | 2020-08-21 | 29.1 | 0 | 11.1 | 2019-08-21 | 28.6 | 0 | 10.6 | 2018-08-21 | 23.4 | 0 | 5.4 | 2017-08-21 | 29.2 | 0 | 11.2 | 2016-08-21 | 25.8 | 0 | 7.8 | 0 | 7.59
2025-08-21 | 22.2 | 0 | 4.2 | 2024-08-21 | 19 | 0 | 1 | 2023-08-21 | 24 | 0 | 6 | 2022-08-21 | 25 | 0 | 7 | 2021-08-21 | 28.8 | 0 | 10.8 | 2020-08-21 | 29.5 | 0 | 11.5 | 2019-08-21 | 29.2 | 0 | 11.2 | 2018-08-21 | 23.6 | 0 | 5.6 | 2017-08-21 | 28.5 | 0 | 10.5 | 2016-08-21 | 26.2 | 0 | 8.2 | 0 | 7.6
2025-08-21 | 22.2 | 0 | 4.2 | 2024-08-21 | 19.9 | 0 | 1.9 | 2023-08-21 | 23.7 | 0 | 5.7 | 2022-08-21 | 24.9 | 0 | 6.9 | 2021-08-21 | 28.1 | 0 | 10.1 | 2020-08-21 | 30 | 0 | 12 | 2019-08-21 | 30.2 | 0 | 12.2 | 2018-08-21 | 25.6 | 0 | 7.6 | 2017-08-21 | 29.5 | 0 | 11.5 | 2016-08-21 | 25.4 | 0 | 7.4 | 0 | 7.95
2025-08-21 | 22.1 | 0 | 4.1 | 2024-08-21 | 20.5 | 0 | 2.5 | 2023-08-21 | 23.5 | 0 | 5.5 | 2022-08-21 | 24.3 | 0 | 6.3 | 2021-08-21 | 28.9 | 0 | 10.9 | 2020-08-21 | 28.7 | 0 | 10.7 | 2019-08-21 | 29.2 | 0 | 11.2 | 2018-08-21 | 25.8 | 0 | 7.8 | 2017-08-21 | 30 | 0 | 12 | 2016-08-21 | 22.8 | 0 | 4.8 | 0 | 7.58
2025-08-21 | 21.7 | 0 | 3.7 | 2024-08-21 | 20 | 0 | 2 | 2023-08-21 | 22.6 | 0 | 4.6 | 2022-08-21 | 23.9 | 0 | 5.9 | 2021-08-21 | 28.4 | 0 | 10.4 | 2020-08-21 | 28.6 | 0 | 10.6 | 2019-08-21 | 28.6 | 0 | 10.6 | 2018-08-21 | 23.5 | 0 | 5.5 | 2017-08-21 | 28.9 | 0 | 10.9 | 2016-08-21 | 19.6 | 0 | 1.6 | 0 | 6.58
2025-08-21 | 21.8 | 0 | 3.8 | 2024-08-21 | 19.3 | 0 | 1.3 | 2023-08-21 | 21 | 0 | 3 | 2022-08-21 | 23.2 | 0 | 5.2 | 2021-08-21 | 28 | 0 | 10 | 2020-08-21 | 28.5 | 0 | 10.5 | 2019-08-21 | 27.7 | 0 | 9.7 | 2018-08-21 | 23.6 | 0 | 5.6 | 2017-08-21 | 28.4 | 0 | 10.4 | 2016-08-21 | 20.3 | 0 | 2.3 | 0 | 6.18
2025-08-21 | 20.7 | 0 | 2.7 | 2024-08-21 | 18.1 | 0 | 0.1 | 2023-08-21 | 20.4 | 0 | 2.4 | 2022-08-21 | 18.5 | 0 | 0.5 | 2021-08-21 | 26.5 | 0 | 8.5 | 2020-08-21 | 27.1 | 0 | 9.1 | 2019-08-21 | 26.6 | 0 | 8.6 | 2018-08-21 | 23.3 | 0 | 5.3 | 2017-08-21 | 27.8 | 0 | 9.8 | 2016-08-21 | 20.6 | 0 | 2.6 | 0 | 4.96
2025-08-21 | 19.9 | 0 | 1.9 | 2024-08-21 | 17.5 | 0.5 | 0 | 2023-08-21 | 19.6 | 0 | 1.6 | 2022-08-21 | 19.9 | 0 | 1.9 | 2021-08-21 | 25.8 | 0 | 7.8 | 2020-08-21 | 25.7 | 0 | 7.7 | 2019-08-21 | 25.1 | 0 | 7.1 | 2018-08-21 | 22.8 | 0 | 4.8 | 2017-08-21 | 26.1 | 0 | 8.1 | 2016-08-21 | 19.6 | 0 | 1.6 | 0.05 | 4.25
2025-08-21 | 19.1 | 0 | 1.1 | 2024-08-21 | 16.5 | 1.5 | 0 | 2023-08-21 | 19 | 0 | 1 | 2022-08-21 | 20.7 | 0 | 2.7 | 2021-08-21 | 25.6 | 0 | 7.6 | 2020-08-21 | 24.4 | 0 | 6.4 | 2019-08-21 | 24.4 | 0 | 6.4 | 2018-08-21 | 22.7 | 0 | 4.7 | 2017-08-21 | 26 | 0 | 8 | 2016-08-21 | 19 | 0 | 1 | 0.15 | 3.89
2025-08-21 | 18.4 | 0 | 0.4 | 2024-08-21 | 16.1 | 1.9 | 0 | 2023-08-21 | 18.7 | 0 | 0.7 | 2022-08-21 | 19.8 | 0 | 1.8 | 2021-08-21 | 24.5 | 0 | 6.5 | 2020-08-21 | 23.6 | 0 | 5.6 | 2019-08-21 | 23.9 | 0 | 5.9 | 2018-08-21 | 21.9 | 0 | 3.9 | 2017-08-21 | 24.9 | 0 | 6.9 | 2016-08-21 | 18.2 | 0 | 0.2 | 0.19 | 3.19
2025-08-21 | 18.5 | 0 | 0.5 | 2024-08-21 | 15.5 | 2.5 | 0 | 2023-08-21 | 17.8 | 0.2 | 0 | 2022-08-21 | 20.2 | 0 | 2.2 | 2021-08-21 | 24.6 | 0 | 6.6 | 2020-08-21 | 21.8 | 0 | 3.8 | 2019-08-21 | 22.4 | 0 | 4.4 | 2018-08-21 | 20.1 | 0 | 2.1 | 2017-08-21 | 24.2 | 0 | 6.2 | 2016-08-21 | 17.7 | 0.3 | 0 | 0.3 | 2.58
2025-08-22 | 17.8 | 0.2 | 0 | 2024-08-22 | 14.6 | 3.4 | 0 | 2023-08-22 | 16.8 | 1.2 | 0 | 2022-08-22 | 19.8 | 0 | 1.8 | 2021-08-22 | 24 | 0 | 6 | 2020-08-22 | 20.5 | 0 | 2.5 | 2019-08-22 | 20.1 | 0 | 2.1 | 2018-08-22 | 20 | 0 | 2 | 2017-08-22 | 23.4 | 0 | 5.4 | 2016-08-22 | 17.1 | 0.9 | 0 | 0.57 | 1.98
2025-08-22 | 17.3 | 0.7 | 0 | 2024-08-22 | 14.1 | 3.9 | 0 | 2023-08-22 | 16.4 | 1.6 | 0 | 2022-08-22 | 19.4 | 0 | 1.4 | 2021-08-22 | 23 | 0 | 5 | 2020-08-22 | 19.7 | 0 | 1.7 | 2019-08-22 | 19.4 | 0 | 1.4 | 2018-08-22 | 19.7 | 0 | 1.7 | 2017-08-22 | 22.6 | 0 | 4.6 | 2016-08-22 | 16.6 | 1.4 | 0 | 0.76 | 1.58
2025-08-22 | 17.7 | 0.3 | 0 | 2024-08-22 | 13.2 | 4.8 | 0 | 2023-08-22 | 15.7 | 2.3 | 0 | 2022-08-22 | 19.5 | 0 | 1.5 | 2021-08-22 | 22 | 0 | 4 | 2020-08-22 | 19.8 | 0 | 1.8 | 2019-08-22 | 19.3 | 0 | 1.3 | 2018-08-22 | 18.9 | 0 | 0.9 | 2017-08-22 | 22.2 | 0 | 4.2 | 2016-08-22 | 15.7 | 2.3 | 0 | 0.97 | 1.37
2025-08-22 | 17 | 1 | 0 | 2024-08-22 | 11.8 | 6.2 | 0 | 2023-08-22 | 14.9 | 3.1 | 0 | 2022-08-22 | 19.4 | 0 | 1.4 | 2021-08-22 | 21.9 | 0 | 3.9 | 2020-08-22 | 20.3 | 0 | 2.3 | 2019-08-22 | 19.2 | 0 | 1.2 | 2018-08-22 | 18.8 | 0 | 0.8 | 2017-08-22 | 22 | 0 | 4 | 2016-08-22 | 15.5 | 2.5 | 0 | 1.28 | 1.36
2025-08-22 | 17.3 | 0.7 | 0 | 2024-08-22 | 11.3 | 6.7 | 0 | 2023-08-22 | 14.4 | 3.6 | 0 | 2022-08-22 | 19.3 | 0 | 1.3 | 2021-08-22 | 21 | 0 | 3 | 2020-08-22 | 20.2 | 0 | 2.2 | 2019-08-22 | 17.6 | 0.4 | 0 | 2018-08-22 | 18.9 | 0 | 0.9 | 2017-08-22 | 22.7 | 0 | 4.7 | 2016-08-22 | 14.7 | 3.3 | 0 | 1.47 | 1.21
2025-08-22 | 17.1 | 0.9 | 0 | 2024-08-22 | 11.6 | 6.4 | 0 | 2023-08-22 | 14.2 | 3.8 | 0 | 2022-08-22 | 19.1 | 0 | 1.1 | 2021-08-22 | 21.6 | 0 | 3.6 | 2020-08-22 | 19.5 | 0 | 1.5 | 2019-08-22 | 17.2 | 0.8 | 0 | 2018-08-22 | 18.6 | 0 | 0.6 | 2017-08-22 | 23.5 | 0 | 5.5 | 2016-08-22 | 13.6 | 4.4 | 0 | 1.63 | 1.23
2025-08-22 | 16.8 | 1.2 | 0 | 2024-08-22 | 13.3 | 4.7 | 0 | 2023-08-22 | 14.2 | 3.8 | 0 | 2022-08-22 | 19.4 | 0 | 1.4 | 2021-08-22 | 20.9 | 0 | 2.9 | 2020-08-22 | 20.2 | 0 | 2.2 | 2019-08-22 | 17.5 | 0.5 | 0 | 2018-08-22 | 18.6 | 0 | 0.6 | 2017-08-22 | 23.4 | 0 | 5.4 | 2016-08-22 | 13.8 | 4.2 | 0 | 1.44 | 1.25
2025-08-22 | 18.8 | 0 | 0.8 | 2024-08-22 | 15.7 | 2.3 | 0 | 2023-08-22 | 15.9 | 2.1 | 0 | 2022-08-22 | 19.6 | 0 | 1.6 | 2021-08-22 | 23.4 | 0 | 5.4 | 2020-08-22 | 21.1 | 0 | 3.1 | 2019-08-22 | 17.7 | 0.3 | 0 | 2018-08-22 | 19 | 0 | 1 | 2017-08-22 | 24.3 | 0 | 6.3 | 2016-08-22 | 15.5 | 2.5 | 0 | 0.72 | 1.82
2025-08-22 | 20.5 | 0 | 2.5 | 2024-08-22 | 18.5 | 0 | 0.5 | 2023-08-22 | 18.2 | 0 | 0.2 | 2022-08-22 | 19.8 | 0 | 1.8 | 2021-08-22 | 25.6 | 0 | 7.6 | 2020-08-22 | 22.2 | 0 | 4.2 | 2019-08-22 | 18.5 | 0 | 0.5 | 2018-08-22 | 19.2 | 0 | 1.2 | 2017-08-22 | 24.7 | 0 | 6.7 | 2016-08-22 | 17.5 | 0.5 | 0 | 0.05 | 2.52
2025-08-22 | 22.9 | 0 | 4.9 | 2024-08-22 | 20.3 | 0 | 2.3 | 2023-08-22 | 19.9 | 0 | 1.9 | 2022-08-22 | 19.9 | 0 | 1.9 | 2021-08-22 | 26.9 | 0 | 8.9 | 2020-08-22 | 24.3 | 0 | 6.3 | 2019-08-22 | 20.2 | 0 | 2.2 | 2018-08-22 | 20.4 | 0 | 2.4 | 2017-08-22 | 22.6 | 0 | 4.6 | 2016-08-22 | 17.8 | 0.2 | 0 | 0.02 | 3.54
2025-08-22 | 24.1 | 0 | 6.1 | 2024-08-22 | 21.7 | 0 | 3.7 | 2023-08-22 | 21.4 | 0 | 3.4 | 2022-08-22 | 20.4 | 0 | 2.4 | 2021-08-22 | 28.6 | 0 | 10.6 | 2020-08-22 | 26.6 | 0 | 8.6 | 2019-08-22 | 21.2 | 0 | 3.2 | 2018-08-22 | 19 | 0 | 1 | 2017-08-22 | 24.4 | 0 | 6.4 | 2016-08-22 | 20.7 | 0 | 2.7 | 0 | 4.81
2025-08-22 | 24.8 | 0 | 6.8 | 2024-08-22 | 22.6 | 0 | 4.6 | 2023-08-22 | 22.3 | 0 | 4.3 | 2022-08-22 | 21 | 0 | 3 | 2021-08-22 | 29.4 | 0 | 11.4 | 2020-08-22 | 28.2 | 0 | 10.2 | 2019-08-22 | 21.7 | 0 | 3.7 | 2018-08-22 | 20 | 0 | 2 | 2017-08-22 | 25.1 | 0 | 7.1 | 2016-08-22 | 21.5 | 0 | 3.5 | 0 | 5.66
2025-08-22 | 25.5 | 0 | 7.5 | 2024-08-22 | 23.3 | 0 | 5.3 | 2023-08-22 | 23.2 | 0 | 5.2 | 2022-08-22 | 22.1 | 0 | 4.1 | 2021-08-22 | 30.8 | 0 | 12.8 | 2020-08-22 | 28.4 | 0 | 10.4 | 2019-08-22 | 22.9 | 0 | 4.9 | 2018-08-22 | 21.2 | 0 | 3.2 | 2017-08-22 | 25.8 | 0 | 7.8 | 2016-08-22 | 21.8 | 0 | 3.8 | 0 | 6.5
2025-08-22 | 25.9 | 0 | 7.9 | 2024-08-22 | 23.6 | 0 | 5.6 | 2023-08-22 | 23.5 | 0 | 5.5 | 2022-08-22 | 23.6 | 0 | 5.6 | 2021-08-22 | 30 | 0 | 12 | 2020-08-22 | 29.1 | 0 | 11.1 | 2019-08-22 | 22.7 | 0 | 4.7 | 2018-08-22 | 21.1 | 0 | 3.1 | 2017-08-22 | 21.6 | 0 | 3.6 | 2016-08-22 | 21.9 | 0 | 3.9 | 0 | 6.3
2025-08-22 | 25.9 | 0 | 7.9 | 2024-08-22 | 23.3 | 0 | 5.3 | 2023-08-22 | 23.6 | 0 | 5.6 | 2022-08-22 | 23.7 | 0 | 5.7 | 2021-08-22 | 27.8 | 0 | 9.8 | 2020-08-22 | 30.8 | 0 | 12.8 | 2019-08-22 | 23.2 | 0 | 5.2 | 2018-08-22 | 20 | 0 | 2 | 2017-08-22 | 24.6 | 0 | 6.6 | 2016-08-22 | 23.6 | 0 | 5.6 | 0 | 6.65
2025-08-22 | 25.9 | 0 | 7.9 | 2024-08-22 | 24 | 0 | 6 | 2023-08-22 | 23.8 | 0 | 5.8 | 2022-08-22 | 24.7 | 0 | 6.7 | 2021-08-22 | 28.1 | 0 | 10.1 | 2020-08-22 | 28.4 | 0 | 10.4 | 2019-08-22 | 23.4 | 0 | 5.4 | 2018-08-22 | 19.9 | 0 | 1.9 | 2017-08-22 | 25.4 | 0 | 7.4 | 2016-08-22 | 24.1 | 0 | 6.1 | 0 | 6.77
2025-08-22 | 25.6 | 0 | 7.6 | 2024-08-22 | 23 | 0 | 5 | 2023-08-22 | 22.9 | 0 | 4.9 | 2022-08-22 | 24.7 | 0 | 6.7 | 2021-08-22 | 28.2 | 0 | 10.2 | 2020-08-22 | 29.8 | 0 | 11.8 | 2019-08-22 | 22.8 | 0 | 4.8 | 2018-08-22 | 20.8 | 0 | 2.8 | 2017-08-22 | 25.1 | 0 | 7.1 | 2016-08-22 | 24.1 | 0 | 6.1 | 0 | 6.7
2025-08-22 | 25.7 | 0 | 7.7 | 2024-08-22 | 23.1 | 0 | 5.1 | 2023-08-22 | 22.5 | 0 | 4.5 | 2022-08-22 | 22.9 | 0 | 4.9 | 2021-08-22 | 28.6 | 0 | 10.6 | 2020-08-22 | 28.9 | 0 | 10.9 | 2019-08-22 | 22.6 | 0 | 4.6 | 2018-08-22 | 20 | 0 | 2 | 2017-08-22 | 25.2 | 0 | 7.2 | 2016-08-22 | 23.8 | 0 | 5.8 | 0 | 6.33
2025-08-22 | 25.4 | 0 | 7.4 | 2024-08-22 | 22 | 0 | 4 | 2023-08-22 | 21.9 | 0 | 3.9 | 2022-08-22 | 22.1 | 0 | 4.1 | 2021-08-22 | 28.2 | 0 | 10.2 | 2020-08-22 | 27.9 | 0 | 9.9 | 2019-08-22 | 20.9 | 0 | 2.9 | 2018-08-22 | 19.8 | 0 | 1.8 | 2017-08-22 | 22.3 | 0 | 4.3 | 2016-08-22 | 22.6 | 0 | 4.6 | 0 | 5.31
2025-08-22 | 23.4 | 0 | 5.4 | 2024-08-22 | 22.7 | 0 | 4.7 | 2023-08-22 | 21 | 0 | 3 | 2022-08-22 | 21.5 | 0 | 3.5 | 2021-08-22 | 26.9 | 0 | 8.9 | 2020-08-22 | 26.4 | 0 | 8.4 | 2019-08-22 | 19.6 | 0 | 1.6 | 2018-08-22 | 18.6 | 0 | 0.6 | 2017-08-22 | 20.9 | 0 | 2.9 | 2016-08-22 | 21.2 | 0 | 3.2 | 0 | 4.22
2025-08-22 | 22.8 | 0 | 4.8 | 2024-08-22 | 21.2 | 0 | 3.2 | 2023-08-22 | 20.9 | 0 | 2.9 | 2022-08-22 | 21.1 | 0 | 3.1 | 2021-08-22 | 27.3 | 0 | 9.3 | 2020-08-22 | 25.8 | 0 | 7.8 | 2019-08-22 | 18.8 | 0 | 0.8 | 2018-08-22 | 17.2 | 0.8 | 0 | 2017-08-22 | 19.4 | 0 | 1.4 | 2016-08-22 | 19.9 | 0 | 1.9 | 0.08 | 3.52
2025-08-22 | 23.1 | 0 | 5.1 | 2024-08-22 | 18.7 | 0 | 0.7 | 2023-08-22 | 20.7 | 0 | 2.7 | 2022-08-22 | 20.6 | 0 | 2.6 | 2021-08-22 | 25.9 | 0 | 7.9 | 2020-08-22 | 23.9 | 0 | 5.9 | 2019-08-22 | 17.6 | 0.4 | 0 | 2018-08-22 | 17 | 1 | 0 | 2017-08-22 | 18.5 | 0 | 0.5 | 2016-08-22 | 18.6 | 0 | 0.6 | 0.14 | 2.6
2025-08-22 | 22 | 0 | 4 | 2024-08-22 | 16.6 | 1.4 | 0 | 2023-08-22 | 20.7 | 0 | 2.7 | 2022-08-22 | 20.5 | 0 | 2.5 | 2021-08-22 | 24.9 | 0 | 6.9 | 2020-08-22 | 22.9 | 0 | 4.9 | 2019-08-22 | 17 | 1 | 0 | 2018-08-22 | 15.8 | 2.2 | 0 | 2017-08-22 | 17.2 | 0.8 | 0 | 2016-08-22 | 18.1 | 0 | 0.1 | 0.54 | 2.11
2025-08-22 | 21 | 0 | 3 | 2024-08-22 | 17.4 | 0.6 | 0 | 2023-08-22 | 20 | 0 | 2 | 2022-08-22 | 20.4 | 0 | 2.4 | 2021-08-22 | 24 | 0 | 6 | 2020-08-22 | 22.4 | 0 | 4.4 | 2019-08-22 | 16.6 | 1.4 | 0 | 2018-08-22 | 16 | 2 | 0 | 2017-08-22 | 15.9 | 2.1 | 0 | 2016-08-22 | 18 | 0 | 0 | 0.61 | 1.78
2025-08-23 | 20.4 | 0 | 2.4 | 2024-08-23 | 14.4 | 3.6 | 0 | 2023-08-23 | 20 | 0 | 2 | 2022-08-23 | 20.2 | 0 | 2.2 | 2021-08-23 | 23.5 | 0 | 5.5 | 2020-08-23 | 22.2 | 0 | 4.2 | 2019-08-23 | 16.1 | 1.9 | 0 | 2018-08-23 | 15.7 | 2.3 | 0 | 2017-08-23 | 14.6 | 3.4 | 0 | 2016-08-23 | 16.6 | 1.4 | 0 | 1.26 | 1.63
2025-08-23 | 19.8 | 0 | 1.8 | 2024-08-23 | 14.9 | 3.1 | 0 | 2023-08-23 | 20 | 0 | 2 | 2022-08-23 | 20 | 0 | 2 | 2021-08-23 | 23.4 | 0 | 5.4 | 2020-08-23 | 21.5 | 0 | 3.5 | 2019-08-23 | 15.6 | 2.4 | 0 | 2018-08-23 | 15.4 | 2.6 | 0 | 2017-08-23 | 14.8 | 3.2 | 0 | 2016-08-23 | 15.6 | 2.4 | 0 | 1.37 | 1.47
2025-08-23 | 20.2 | 0 | 2.2 | 2024-08-23 | 14.2 | 3.8 | 0 | 2023-08-23 | 19.9 | 0 | 1.9 | 2022-08-23 | 19.9 | 0 | 1.9 | 2021-08-23 | 23 | 0 | 5 | 2020-08-23 | 21.1 | 0 | 3.1 | 2019-08-23 | 15 | 3 | 0 | 2018-08-23 | 15.7 | 2.3 | 0 | 2017-08-23 | 14.5 | 3.5 | 0 | 2016-08-23 | 15.9 | 2.1 | 0 | 1.47 | 1.41
2025-08-23 | 19.4 | 0 | 1.4 | 2024-08-23 | 13.9 | 4.1 | 0 | 2023-08-23 | 19.9 | 0 | 1.9 | 2022-08-23 | 19.8 | 0 | 1.8 | 2021-08-23 | 22.7 | 0 | 4.7 | 2020-08-23 | 21 | 0 | 3 | 2019-08-23 | 14.3 | 3.7 | 0 | 2018-08-23 | 15.7 | 2.3 | 0 | 2017-08-23 | 14.5 | 3.5 | 0 | 2016-08-23 | 16 | 2 | 0 | 1.56 | 1.28
2025-08-23 | 18.9 | 0 | 0.9 | 2024-08-23 | 14.9 | 3.1 | 0 | 2023-08-23 | 18.2 | 0 | 0.2 | 2022-08-23 | 19.6 | 0 | 1.6 | 2021-08-23 | 22.6 | 0 | 4.6 | 2020-08-23 | 21 | 0 | 3 | 2019-08-23 | 14.3 | 3.7 | 0 | 2018-08-23 | 15.1 | 2.9 | 0 | 2017-08-23 | 14.3 | 3.7 | 0 | 2016-08-23 | 16 | 2 | 0 | 1.54 | 1.03
2025-08-23 | 18.7 | 0 | 0.7 | 2024-08-23 | 14.4 | 3.6 | 0 | 2023-08-23 | 18.4 | 0 | 0.4 | 2022-08-23 | 19.4 | 0 | 1.4 | 2021-08-23 | 22.4 | 0 | 4.4 | 2020-08-23 | 18.4 | 0 | 0.4 | 2019-08-23 | 14 | 4 | 0 | 2018-08-23 | 15.5 | 2.5 | 0 | 2017-08-23 | 14 | 4 | 0 | 2016-08-23 | 15.7 | 2.3 | 0 | 1.64 | 0.73
2025-08-23 | 18.8 | 0 | 0.8 | 2024-08-23 | 14.9 | 3.1 | 0 | 2023-08-23 | 16.5 | 1.5 | 0 | 2022-08-23 | 19.5 | 0 | 1.5 | 2021-08-23 | 22.5 | 0 | 4.5 | 2020-08-23 | 19.6 | 0 | 1.6 | 2019-08-23 | 14.3 | 3.7 | 0 | 2018-08-23 | 16.3 | 1.7 | 0 | 2017-08-23 | 13.7 | 4.3 | 0 | 2016-08-23 | 15.4 | 2.6 | 0 | 1.69 | 0.84
2025-08-23 | 20.1 | 0 | 2.1 | 2024-08-23 | 16.9 | 1.1 | 0 | 2023-08-23 | 16.8 | 1.2 | 0 | 2022-08-23 | 20.5 | 0 | 2.5 | 2021-08-23 | 23.7 | 0 | 5.7 | 2020-08-23 | 22 | 0 | 4 | 2019-08-23 | 15.5 | 2.5 | 0 | 2018-08-23 | 18 | 0 | 0 | 2017-08-23 | 15.3 | 2.7 | 0 | 2016-08-23 | 18.4 | 0 | 0.4 | 0.75 | 1.47
2025-08-23 | 22.8 | 0 | 4.8 | 2024-08-23 | 19.6 | 0 | 1.6 | 2023-08-23 | 16.2 | 1.8 | 0 | 2022-08-23 | 21.2 | 0 | 3.2 | 2021-08-23 | 25.3 | 0 | 7.3 | 2020-08-23 | 24.2 | 0 | 6.2 | 2019-08-23 | 17.6 | 0.4 | 0 | 2018-08-23 | 20.1 | 0 | 2.1 | 2017-08-23 | 17.9 | 0.1 | 0 | 2016-08-23 | 21.3 | 0 | 3.3 | 0.23 | 2.85
2025-08-23 | 23.7 | 0 | 5.7 | 2024-08-23 | 22.2 | 0 | 4.2 | 2023-08-23 | 16.4 | 1.6 | 0 | 2022-08-23 | 22.9 | 0 | 4.9 | 2021-08-23 | 27 | 0 | 9 | 2020-08-23 | 27.1 | 0 | 9.1 | 2019-08-23 | 19.3 | 0 | 1.3 | 2018-08-23 | 22 | 0 | 4 | 2017-08-23 | 19.7 | 0 | 1.7 | 2016-08-23 | 23.6 | 0 | 5.6 | 0.16 | 4.55
2025-08-23 | 24.8 | 0 | 6.8 | 2024-08-23 | 23.2 | 0 | 5.2 | 2023-08-23 | 16.8 | 1.2 | 0 | 2022-08-23 | 25.4 | 0 | 7.4 | 2021-08-23 | 28.6 | 0 | 10.6 | 2020-08-23 | 28.5 | 0 | 10.5 | 2019-08-23 | 20.6 | 0 | 2.6 | 2018-08-23 | 23.1 | 0 | 5.1 | 2017-08-23 | 21.4 | 0 | 3.4 | 2016-08-23 | 25.1 | 0 | 7.1 | 0.12 | 5.87
2025-08-23 | 25.1 | 0 | 7.1 | 2024-08-23 | 24.8 | 0 | 6.8 | 2023-08-23 | 15.8 | 2.2 | 0 | 2022-08-23 | 26.4 | 0 | 8.4 | 2021-08-23 | 30.4 | 0 | 12.4 | 2020-08-23 | 30 | 0 | 12 | 2019-08-23 | 21.4 | 0 | 3.4 | 2018-08-23 | 24.3 | 0 | 6.3 | 2017-08-23 | 21.2 | 0 | 3.2 | 2016-08-23 | 25.8 | 0 | 7.8 | 0.22 | 6.74
2025-08-23 | 24.9 | 0 | 6.9 | 2024-08-23 | 24.8 | 0 | 6.8 | 2023-08-23 | 16.5 | 1.5 | 0 | 2022-08-23 | 27.4 | 0 | 9.4 | 2021-08-23 | 31.3 | 0 | 13.3 | 2020-08-23 | 29.4 | 0 | 11.4 | 2019-08-23 | 21.8 | 0 | 3.8 | 2018-08-23 | 25.3 | 0 | 7.3 | 2017-08-23 | 23 | 0 | 5 | 2016-08-23 | 26.9 | 0 | 8.9 | 0.15 | 7.28
2025-08-23 | 24.8 | 0 | 6.8 | 2024-08-23 | 25.2 | 0 | 7.2 | 2023-08-23 | 17.2 | 0.8 | 0 | 2022-08-23 | 28 | 0 | 10 | 2021-08-23 | 30.9 | 0 | 12.9 | 2020-08-23 | 29.6 | 0 | 11.6 | 2019-08-23 | 22.4 | 0 | 4.4 | 2018-08-23 | 25.9 | 0 | 7.9 | 2017-08-23 | 22.4 | 0 | 4.4 | 2016-08-23 | 27.6 | 0 | 9.6 | 0.08 | 7.48
2025-08-23 | 24.4 | 0 | 6.4 | 2024-08-23 | 24.6 | 0 | 6.6 | 2023-08-23 | 17.8 | 0.2 | 0 | 2022-08-23 | 28.1 | 0 | 10.1 | 2021-08-23 | 30.6 | 0 | 12.6 | 2020-08-23 | 31.3 | 0 | 13.3 | 2019-08-23 | 22.1 | 0 | 4.1 | 2018-08-23 | 25.4 | 0 | 7.4 | 2017-08-23 | 21.8 | 0 | 3.8 | 2016-08-23 | 27.8 | 0 | 9.8 | 0.02 | 7.41
2025-08-23 | 25.9 | 0 | 7.9 | 2024-08-23 | 25.9 | 0 | 7.9 | 2023-08-23 | 17.8 | 0.2 | 0 | 2022-08-23 | 27.7 | 0 | 9.7 | 2021-08-23 | 31.9 | 0 | 13.9 | 2020-08-23 | 30.1 | 0 | 12.1 | 2019-08-23 | 22.7 | 0 | 4.7 | 2018-08-23 | 26.3 | 0 | 8.3 | 2017-08-23 | 23.1 | 0 | 5.1 | 2016-08-23 | 28.3 | 0 | 10.3 | 0.02 | 7.99
2025-08-23 | 25.5 | 0 | 7.5 | 2024-08-23 | 25.2 | 0 | 7.2 | 2023-08-23 | 17.7 | 0.3 | 0 | 2022-08-23 | 27.7 | 0 | 9.7 | 2021-08-23 | 31.5 | 0 | 13.5 | 2020-08-23 | 30.6 | 0 | 12.6 | 2019-08-23 | 22.2 | 0 | 4.2 | 2018-08-23 | 26 | 0 | 8 | 2017-08-23 | 21.9 | 0 | 3.9 | 2016-08-23 | 28.7 | 0 | 10.7 | 0.03 | 7.73
2025-08-23 | 25.5 | 0 | 7.5 | 2024-08-23 | 24 | 0 | 6 | 2023-08-23 | 17.7 | 0.3 | 0 | 2022-08-23 | 27.2 | 0 | 9.2 | 2021-08-23 | 31.3 | 0 | 13.3 | 2020-08-23 | 30.1 | 0 | 12.1 | 2019-08-23 | 21.9 | 0 | 3.9 | 2018-08-23 | 25.4 | 0 | 7.4 | 2017-08-23 | 20.9 | 0 | 2.9 | 2016-08-23 | 27.5 | 0 | 9.5 | 0.03 | 7.18
2025-08-23 | 24.6 | 0 | 6.6 | 2024-08-23 | 23.5 | 0 | 5.5 | 2023-08-23 | 17.4 | 0.6 | 0 | 2022-08-23 | 26.2 | 0 | 8.2 | 2021-08-23 | 28.9 | 0 | 10.9 | 2020-08-23 | 28.4 | 0 | 10.4 | 2019-08-23 | 20.4 | 0 | 2.4 | 2018-08-23 | 24.2 | 0 | 6.2 | 2017-08-23 | 19.7 | 0 | 1.7 | 2016-08-23 | 26.6 | 0 | 8.6 | 0.06 | 6.05
2025-08-23 | 24 | 0 | 6 | 2024-08-23 | 22.4 | 0 | 4.4 | 2023-08-23 | 17.6 | 0.4 | 0 | 2022-08-23 | 24.9 | 0 | 6.9 | 2021-08-23 | 27.4 | 0 | 9.4 | 2020-08-23 | 23.3 | 0 | 5.3 | 2019-08-23 | 18.8 | 0 | 0.8 | 2018-08-23 | 22.8 | 0 | 4.8 | 2017-08-23 | 18.2 | 0 | 0.2 | 2016-08-23 | 25.2 | 0 | 7.2 | 0.04 | 4.5
2025-08-23 | 23.2 | 0 | 5.2 | 2024-08-23 | 20.9 | 0 | 2.9 | 2023-08-23 | 17.9 | 0.1 | 0 | 2022-08-23 | 24.1 | 0 | 6.1 | 2021-08-23 | 26 | 0 | 8 | 2020-08-23 | 23.8 | 0 | 5.8 | 2019-08-23 | 17.6 | 0.4 | 0 | 2018-08-23 | 20.7 | 0 | 2.7 | 2017-08-23 | 17.2 | 0.8 | 0 | 2016-08-23 | 23.8 | 0 | 5.8 | 0.13 | 3.65
2025-08-23 | 22.8 | 0 | 4.8 | 2024-08-23 | 20.5 | 0 | 2.5 | 2023-08-23 | 18.3 | 0 | 0.3 | 2022-08-23 | 23 | 0 | 5 | 2021-08-23 | 24.8 | 0 | 6.8 | 2020-08-23 | 25 | 0 | 7 | 2019-08-23 | 16.9 | 1.1 | 0 | 2018-08-23 | 20.7 | 0 | 2.7 | 2017-08-23 | 15.6 | 2.4 | 0 | 2016-08-23 | 22.9 | 0 | 4.9 | 0.35 | 3.4
2025-08-23 | 22.6 | 0 | 4.6 | 2024-08-23 | 18.4 | 0 | 0.4 | 2023-08-23 | 18.5 | 0 | 0.5 | 2022-08-23 | 21.7 | 0 | 3.7 | 2021-08-23 | 23.8 | 0 | 5.8 | 2020-08-23 | 23.4 | 0 | 5.4 | 2019-08-23 | 16.2 | 1.8 | 0 | 2018-08-23 | 20.8 | 0 | 2.8 | 2017-08-23 | 15.6 | 2.4 | 0 | 2016-08-23 | 21.8 | 0 | 3.8 | 0.42 | 2.7
2025-08-23 | 22.2 | 0 | 4.2 | 2024-08-23 | 17.8 | 0.2 | 0 | 2023-08-23 | 18.8 | 0 | 0.8 | 2022-08-23 | 21.2 | 0 | 3.2 | 2021-08-23 | 23.3 | 0 | 5.3 | 2020-08-23 | 22.3 | 0 | 4.3 | 2019-08-23 | 15.3 | 2.7 | 0 | 2018-08-23 | 19.8 | 0 | 1.8 | 2017-08-23 | 13.9 | 4.1 | 0 | 2016-08-23 | 21.2 | 0 | 3.2 | 0.7 | 2.28
2025-08-24 | 21.1 | 0 | 3.1 | 2024-08-24 | 16.7 | 1.3 | 0 | 2023-08-24 | 18.8 | 0 | 0.8 | 2022-08-24 | 19.9 | 0 | 1.9 | 2021-08-24 | 22.4 | 0 | 4.4 | 2020-08-24 | 22.5 | 0 | 4.5 | 2019-08-24 | 14.6 | 3.4 | 0 | 2018-08-24 | 19.1 | 0 | 1.1 | 2017-08-24 | 11.9 | 6.1 | 0 | 2016-08-24 | 19.5 | 0 | 1.5 | 1.08 | 1.73
2025-08-24 | 19.7 | 0 | 1.7 | 2024-08-24 | 17 | 1 | 0 | 2023-08-24 | 18.5 | 0 | 0.5 | 2022-08-24 | 17.2 | 0.8 | 0 | 2021-08-24 | 21.2 | 0 | 3.2 | 2020-08-24 | 21.9 | 0 | 3.9 | 2019-08-24 | 14 | 4 | 0 | 2018-08-24 | 18.1 | 0 | 0.1 | 2017-08-24 | 11.7 | 6.3 | 0 | 2016-08-24 | 18.7 | 0 | 0.7 | 1.21 | 1.01
2025-08-24 | 18.5 | 0 | 0.5 | 2024-08-24 | 16.6 | 1.4 | 0 | 2023-08-24 | 18.4 | 0 | 0.4 | 2022-08-24 | 16.9 | 1.1 | 0 | 2021-08-24 | 20.6 | 0 | 2.6 | 2020-08-24 | 21.7 | 0 | 3.7 | 2019-08-24 | 13.6 | 4.4 | 0 | 2018-08-24 | 17.1 | 0.9 | 0 | 2017-08-24 | 11.5 | 6.5 | 0 | 2016-08-24 | 18.4 | 0 | 0.4 | 1.43 | 0.76
2025-08-24 | 18.3 | 0 | 0.3 | 2024-08-24 | 15.7 | 2.3 | 0 | 2023-08-24 | 18.3 | 0 | 0.3 | 2022-08-24 | 16.6 | 1.4 | 0 | 2021-08-24 | 19.8 | 0 | 1.8 | 2020-08-24 | 22 | 0 | 4 | 2019-08-24 | 12.7 | 5.3 | 0 | 2018-08-24 | 17.4 | 0.6 | 0 | 2017-08-24 | 11.4 | 6.6 | 0 | 2016-08-24 | 18 | 0 | 0 | 1.62 | 0.64
2025-08-24 | 17.4 | 0.6 | 0 | 2024-08-24 | 16.5 | 1.5 | 0 | 2023-08-24 | 18.5 | 0 | 0.5 | 2022-08-24 | 16.7 | 1.3 | 0 | 2021-08-24 | 19.5 | 0 | 1.5 | 2020-08-24 | 21.6 | 0 | 3.6 | 2019-08-24 | 12.6 | 5.4 | 0 | 2018-08-24 | 14.8 | 3.2 | 0 | 2017-08-24 | 11.3 | 6.7 | 0 | 2016-08-24 | 17.4 | 0.6 | 0 | 1.93 | 0.56
2025-08-24 | 16.6 | 1.4 | 0 | 2024-08-24 | 15.4 | 2.6 | 0 | 2023-08-24 | 18.6 | 0 | 0.6 | 2022-08-24 | 16.6 | 1.4 | 0 | 2021-08-24 | 20 | 0 | 2 | 2020-08-24 | 21.3 | 0 | 3.3 | 2019-08-24 | 12.3 | 5.7 | 0 | 2018-08-24 | 16 | 2 | 0 | 2017-08-24 | 11.4 | 6.6 | 0 | 2016-08-24 | 17.1 | 0.9 | 0 | 2.06 | 0.59
2025-08-24 | 16.9 | 1.1 | 0 | 2024-08-24 | 15.7 | 2.3 | 0 | 2023-08-24 | 18.4 | 0 | 0.4 | 2022-08-24 | 16.9 | 1.1 | 0 | 2021-08-24 | 20.1 | 0 | 2.1 | 2020-08-24 | 20.9 | 0 | 2.9 | 2019-08-24 | 12.5 | 5.5 | 0 | 2018-08-24 | 16.1 | 1.9 | 0 | 2017-08-24 | 12.9 | 5.1 | 0 | 2016-08-24 | 18.6 | 0 | 0.6 | 1.7 | 0.6
2025-08-24 | 18.1 | 0 | 0.1 | 2024-08-24 | 17.9 | 0.1 | 0 | 2023-08-24 | 19 | 0 | 1 | 2022-08-24 | 19.8 | 0 | 1.8 | 2021-08-24 | 21.9 | 0 | 3.9 | 2020-08-24 | 22.7 | 0 | 4.7 | 2019-08-24 | 14 | 4 | 0 | 2018-08-24 | 18.4 | 0 | 0.4 | 2017-08-24 | 14.4 | 3.6 | 0 | 2016-08-24 | 19.9 | 0 | 1.9 | 0.77 | 1.38
2025-08-24 | 19.7 | 0 | 1.7 | 2024-08-24 | 20 | 0 | 2 | 2023-08-24 | 19.6 | 0 | 1.6 | 2022-08-24 | 22.7 | 0 | 4.7 | 2021-08-24 | 24.2 | 0 | 6.2 | 2020-08-24 | 24.9 | 0 | 6.9 | 2019-08-24 | 16.4 | 1.6 | 0 | 2018-08-24 | 20.8 | 0 | 2.8 | 2017-08-24 | 15.5 | 2.5 | 0 | 2016-08-24 | 22.7 | 0 | 4.7 | 0.41 | 3.06
2025-08-24 | 21.9 | 0 | 3.9 | 2024-08-24 | 22.4 | 0 | 4.4 | 2023-08-24 | 20.1 | 0 | 2.1 | 2022-08-24 | 24.7 | 0 | 6.7 | 2021-08-24 | 26.1 | 0 | 8.1 | 2020-08-24 | 27.3 | 0 | 9.3 | 2019-08-24 | 18.4 | 0 | 0.4 | 2018-08-24 | 23 | 0 | 5 | 2017-08-24 | 16.5 | 1.5 | 0 | 2016-08-24 | 25.4 | 0 | 7.4 | 0.15 | 4.73
2025-08-24 | 21.9 | 0 | 3.9 | 2024-08-24 | 24.1 | 0 | 6.1 | 2023-08-24 | 20.1 | 0 | 2.1 | 2022-08-24 | 25.8 | 0 | 7.8 | 2021-08-24 | 28 | 0 | 10 | 2020-08-24 | 29.3 | 0 | 11.3 | 2019-08-24 | 20.1 | 0 | 2.1 | 2018-08-24 | 25.1 | 0 | 7.1 | 2017-08-24 | 18 | 0 | 0 | 2016-08-24 | 25.4 | 0 | 7.4 | 0 | 5.78
2025-08-24 | 22.4 | 0 | 4.4 | 2024-08-24 | 24.6 | 0 | 6.6 | 2023-08-24 | 21 | 0 | 3 | 2022-08-24 | 26.9 | 0 | 8.9 | 2021-08-24 | 28.8 | 0 | 10.8 | 2020-08-24 | 30.2 | 0 | 12.2 | 2019-08-24 | 21 | 0 | 3 | 2018-08-24 | 25.5 | 0 | 7.5 | 2017-08-24 | 17.7 | 0.3 | 0 | 2016-08-24 | 26.4 | 0 | 8.4 | 0.03 | 6.48
2025-08-24 | 22.9 | 0 | 4.9 | 2024-08-24 | 23.1 | 0 | 5.1 | 2023-08-24 | 21.5 | 0 | 3.5 | 2022-08-24 | 27.3 | 0 | 9.3 | 2021-08-24 | 28.8 | 0 | 10.8 | 2020-08-24 | 29.8 | 0 | 11.8 | 2019-08-24 | 21.2 | 0 | 3.2 | 2018-08-24 | 24.9 | 0 | 6.9 | 2017-08-24 | 17.3 | 0.7 | 0 | 2016-08-24 | 27.2 | 0 | 9.2 | 0.07 | 6.47
2025-08-24 | 23.7 | 0 | 5.7 | 2024-08-24 | 24.5 | 0 | 6.5 | 2023-08-24 | 21 | 0 | 3 | 2022-08-24 | 27.6 | 0 | 9.6 | 2021-08-24 | 30.1 | 0 | 12.1 | 2020-08-24 | 32.1 | 0 | 14.1 | 2019-08-24 | 21.2 | 0 | 3.2 | 2018-08-24 | 26.8 | 0 | 8.8 | 2017-08-24 | 19.1 | 0 | 1.1 | 2016-08-24 | 28 | 0 | 10 | 0 | 7.41
2025-08-24 | 23 | 0 | 5 | 2024-08-24 | 25 | 0 | 7 | 2023-08-24 | 21.5 | 0 | 3.5 | 2022-08-24 | 28.6 | 0 | 10.6 | 2021-08-24 | 30.9 | 0 | 12.9 | 2020-08-24 | 32.4 | 0 | 14.4 | 2019-08-24 | 20.6 | 0 | 2.6 | 2018-08-24 | 26.6 | 0 | 8.6 | 2017-08-24 | 19 | 0 | 1 | 2016-08-24 | 29.2 | 0 | 11.2 | 0 | 7.68
2025-08-24 | 23.9 | 0 | 5.9 | 2024-08-24 | 24 | 0 | 6 | 2023-08-24 | 22.1 | 0 | 4.1 | 2022-08-24 | 28.7 | 0 | 10.7 | 2021-08-24 | 33 | 0 | 15 | 2020-08-24 | 31 | 0 | 13 | 2019-08-24 | 20.9 | 0 | 2.9 | 2018-08-24 | 26 | 0 | 8 | 2017-08-24 | 19.7 | 0 | 1.7 | 2016-08-24 | 30.1 | 0 | 12.1 | 0 | 7.94
2025-08-24 | 25 | 0 | 7 | 2024-08-24 | 24.1 | 0 | 6.1 | 2023-08-24 | 20.9 | 0 | 2.9 | 2022-08-24 | 28.5 | 0 | 10.5 | 2021-08-24 | 33.1 | 0 | 15.1 | 2020-08-24 | 31.9 | 0 | 13.9 | 2019-08-24 | 21.9 | 0 | 3.9 | 2018-08-24 | 26 | 0 | 8 | 2017-08-24 | 19.5 | 0 | 1.5 | 2016-08-24 | 29 | 0 | 11 | 0 | 7.99
2025-08-24 | 23.5 | 0 | 5.5 | 2024-08-24 | 24.4 | 0 | 6.4 | 2023-08-24 | 20.6 | 0 | 2.6 | 2022-08-24 | 26.6 | 0 | 8.6 | 2021-08-24 | 31.6 | 0 | 13.6 | 2020-08-24 | 30.8 | 0 | 12.8 | 2019-08-24 | 21.4 | 0 | 3.4 | 2018-08-24 | 24.7 | 0 | 6.7 | 2017-08-24 | 19.5 | 0 | 1.5 | 2016-08-24 | 29 | 0 | 11 | 0 | 7.21
2025-08-24 | 22.9 | 0 | 4.9 | 2024-08-24 | 23.7 | 0 | 5.7 | 2023-08-24 | 20.4 | 0 | 2.4 | 2022-08-24 | 26.3 | 0 | 8.3 | 2021-08-24 | 31.3 | 0 | 13.3 | 2020-08-24 | 29.8 | 0 | 11.8 | 2019-08-24 | 19.9 | 0 | 1.9 | 2018-08-24 | 24.4 | 0 | 6.4 | 2017-08-24 | 18.6 | 0 | 0.6 | 2016-08-24 | 27.5 | 0 | 9.5 | 0 | 6.48
2025-08-24 | 21.2 | 0 | 3.2 | 2024-08-24 | 22.5 | 0 | 4.5 | 2023-08-24 | 20.3 | 0 | 2.3 | 2022-08-24 | 24.8 | 0 | 6.8 | 2021-08-24 | 29.2 | 0 | 11.2 | 2020-08-24 | 28.6 | 0 | 10.6 | 2019-08-24 | 19.1 | 0 | 1.1 | 2018-08-24 | 23.4 | 0 | 5.4 | 2017-08-24 | 17.7 | 0.3 | 0 | 2016-08-24 | 26.8 | 0 | 8.8 | 0.03 | 5.39
2025-08-24 | 19.5 | 0 | 1.5 | 2024-08-24 | 22.1 | 0 | 4.1 | 2023-08-24 | 19.7 | 0 | 1.7 | 2022-08-24 | 23.7 | 0 | 5.7 | 2021-08-24 | 28.5 | 0 | 10.5 | 2020-08-24 | 27.2 | 0 | 9.2 | 2019-08-24 | 18.3 | 0 | 0.3 | 2018-08-24 | 22.8 | 0 | 4.8 | 2017-08-24 | 16.6 | 1.4 | 0 | 2016-08-24 | 26.6 | 0 | 8.6 | 0.14 | 4.64
2025-08-24 | 16.9 | 1.1 | 0 | 2024-08-24 | 21.8 | 0 | 3.8 | 2023-08-24 | 19.7 | 0 | 1.7 | 2022-08-24 | 22.7 | 0 | 4.7 | 2021-08-24 | 27.2 | 0 | 9.2 | 2020-08-24 | 26.4 | 0 | 8.4 | 2019-08-24 | 18.5 | 0 | 0.5 | 2018-08-24 | 22.4 | 0 | 4.4 | 2017-08-24 | 15.8 | 2.2 | 0 | 2016-08-24 | 26.4 | 0 | 8.4 | 0.33 | 4.11
2025-08-24 | 16.2 | 1.8 | 0 | 2024-08-24 | 21.9 | 0 | 3.9 | 2023-08-24 | 19.7 | 0 | 1.7 | 2022-08-24 | 21.4 | 0 | 3.4 | 2021-08-24 | 26.2 | 0 | 8.2 | 2020-08-24 | 25.5 | 0 | 7.5 | 2019-08-24 | 18.5 | 0 | 0.5 | 2018-08-24 | 22 | 0 | 4 | 2017-08-24 | 14.6 | 3.4 | 0 | 2016-08-24 | 24.6 | 0 | 6.6 | 0.52 | 3.58
2025-08-24 | 16.6 | 1.4 | 0 | 2024-08-24 | 21.3 | 0 | 3.3 | 2023-08-24 | 19.6 | 0 | 1.6 | 2022-08-24 | 21 | 0 | 3 | 2021-08-24 | 24.7 | 0 | 6.7 | 2020-08-24 | 25.2 | 0 | 7.2 | 2019-08-24 | 16.4 | 1.6 | 0 | 2018-08-24 | 22 | 0 | 4 | 2017-08-24 | 13.7 | 4.3 | 0 | 2016-08-24 | 24 | 0 | 6 | 0.73 | 3.18
2025-08-25 | 15.8 | 2.2 | 0 | 2024-08-25 | 20 | 0 | 2 | 2023-08-25 | 19.6 | 0 | 1.6 | 2022-08-25 | 20.5 | 0 | 2.5 | 2021-08-25 | 25.4 | 0 | 7.4 | 2020-08-25 | 25.1 | 0 | 7.1 | 2019-08-25 | 17 | 1 | 0 | 2018-08-25 | 21.6 | 0 | 3.6 | 2017-08-25 | 13.2 | 4.8 | 0 | 2016-08-25 | 24.8 | 0 | 6.8 | 0.8 | 3.1
2025-08-25 | 15.3 | 2.7 | 0 | 2024-08-25 | 19.6 | 0 | 1.6 | 2023-08-25 | 19.8 | 0 | 1.8 | 2022-08-25 | 20.1 | 0 | 2.1 | 2021-08-25 | 25 | 0 | 7 | 2020-08-25 | 24.2 | 0 | 6.2 | 2019-08-25 | 16.9 | 1.1 | 0 | 2018-08-25 | 21.4 | 0 | 3.4 | 2017-08-25 | 12.3 | 5.7 | 0 | 2016-08-25 | 22.2 | 0 | 4.2 | 0.95 | 2.63
2025-08-25 | 15.1 | 2.9 | 0 | 2024-08-25 | 19.9 | 0 | 1.9 | 2023-08-25 | 20 | 0 | 2 | 2022-08-25 | 19.2 | 0 | 1.2 | 2021-08-25 | 24.7 | 0 | 6.7 | 2020-08-25 | 23.7 | 0 | 5.7 | 2019-08-25 | 15.9 | 2.1 | 0 | 2018-08-25 | 21.1 | 0 | 3.1 | 2017-08-25 | 12.3 | 5.7 | 0 | 2016-08-25 | 22 | 0 | 4 | 1.07 | 2.46
2025-08-25 | 14.5 | 3.5 | 0 | 2024-08-25 | 19.1 | 0 | 1.1 | 2023-08-25 | 19.9 | 0 | 1.9 | 2022-08-25 | 19 | 0 | 1 | 2021-08-25 | 24.1 | 0 | 6.1 | 2020-08-25 | 21.7 | 0 | 3.7 | 2019-08-25 | 14.5 | 3.5 | 0 | 2018-08-25 | 21 | 0 | 3 | 2017-08-25 | 11.3 | 6.7 | 0 | 2016-08-25 | 21.9 | 0 | 3.9 | 1.37 | 2.07
2025-08-25 | 13.3 | 4.7 | 0 | 2024-08-25 | 17.1 | 0.9 | 0 | 2023-08-25 | 19.6 | 0 | 1.6 | 2022-08-25 | 18.8 | 0 | 0.8 | 2021-08-25 | 23 | 0 | 5 | 2020-08-25 | 21.2 | 0 | 3.2 | 2019-08-25 | 15.1 | 2.9 | 0 | 2018-08-25 | 20.8 | 0 | 2.8 | 2017-08-25 | 11.4 | 6.6 | 0 | 2016-08-25 | 22 | 0 | 4 | 1.51 | 1.74
2025-08-25 | 13.4 | 4.6 | 0 | 2024-08-25 | 17.7 | 0.3 | 0 | 2023-08-25 | 19.8 | 0 | 1.8 | 2022-08-25 | 18.5 | 0 | 0.5 | 2021-08-25 | 23.8 | 0 | 5.8 | 2020-08-25 | 20.4 | 0 | 2.4 | 2019-08-25 | 14.7 | 3.3 | 0 | 2018-08-25 | 20.7 | 0 | 2.7 | 2017-08-25 | 11.3 | 6.7 | 0 | 2016-08-25 | 22.4 | 0 | 4.4 | 1.49 | 1.76
2025-08-25 | 14.2 | 3.8 | 0 | 2024-08-25 | 17.4 | 0.6 | 0 | 2023-08-25 | 19.9 | 0 | 1.9 | 2022-08-25 | 18.6 | 0 | 0.6 | 2021-08-25 | 23.5 | 0 | 5.5 | 2020-08-25 | 21.9 | 0 | 3.9 | 2019-08-25 | 14.3 | 3.7 | 0 | 2018-08-25 | 20.9 | 0 | 2.9 | 2017-08-25 | 11.6 | 6.4 | 0 | 2016-08-25 | 22.8 | 0 | 4.8 | 1.45 | 1.96
2025-08-25 | 15.6 | 2.4 | 0 | 2024-08-25 | 19.4 | 0 | 1.4 | 2023-08-25 | 20.2 | 0 | 2.2 | 2022-08-25 | 19.5 | 0 | 1.5 | 2021-08-25 | 25.3 | 0 | 7.3 | 2020-08-25 | 22.6 | 0 | 4.6 | 2019-08-25 | 16.5 | 1.5 | 0 | 2018-08-25 | 22 | 0 | 4 | 2017-08-25 | 13 | 5 | 0 | 2016-08-25 | 23.9 | 0 | 5.9 | 0.89 | 2.69
2025-08-25 | 16.6 | 1.4 | 0 | 2024-08-25 | 21.7 | 0 | 3.7 | 2023-08-25 | 20.7 | 0 | 2.7 | 2022-08-25 | 20.5 | 0 | 2.5 | 2021-08-25 | 27.5 | 0 | 9.5 | 2020-08-25 | 24.5 | 0 | 6.5 | 2019-08-25 | 18.7 | 0 | 0.7 | 2018-08-25 | 22.7 | 0 | 4.7 | 2017-08-25 | 15.2 | 2.8 | 0 | 2016-08-25 | 24.7 | 0 | 6.7 | 0.42 | 3.7
2025-08-25 | 18.4 | 0 | 0.4 | 2024-08-25 | 23.3 | 0 | 5.3 | 2023-08-25 | 21.6 | 0 | 3.6 | 2022-08-25 | 19.1 | 0 | 1.1 | 2021-08-25 | 29.2 | 0 | 11.2 | 2020-08-25 | 25.3 | 0 | 7.3 | 2019-08-25 | 19.9 | 0 | 1.9 | 2018-08-25 | 23.9 | 0 | 5.9 | 2017-08-25 | 17.5 | 0.5 | 0 | 2016-08-25 | 26.2 | 0 | 8.2 | 0.05 | 4.49
2025-08-25 | 18.8 | 0 | 0.8 | 2024-08-25 | 24.7 | 0 | 6.7 | 2023-08-25 | 22.6 | 0 | 4.6 | 2022-08-25 | 19.7 | 0 | 1.7 | 2021-08-25 | 29.8 | 0 | 11.8 | 2020-08-25 | 25.9 | 0 | 7.9 | 2019-08-25 | 20.7 | 0 | 2.7 | 2018-08-25 | 24.4 | 0 | 6.4 | 2017-08-25 | 19 | 0 | 1 | 2016-08-25 | 28 | 0 | 10 | 0 | 5.36
2025-08-25 | 19.4 | 0 | 1.4 | 2024-08-25 | 25.8 | 0 | 7.8 | 2023-08-25 | 23.4 | 0 | 5.4 | 2022-08-25 | 21.5 | 0 | 3.5 | 2021-08-25 | 28.3 | 0 | 10.3 | 2020-08-25 | 26.8 | 0 | 8.8 | 2019-08-25 | 21.1 | 0 | 3.1 | 2018-08-25 | 24.9 | 0 | 6.9 | 2017-08-25 | 19.2 | 0 | 1.2 | 2016-08-25 | 29.3 | 0 | 11.3 | 0 | 5.97
2025-08-25 | 19 | 0 | 1 | 2024-08-25 | 26.5 | 0 | 8.5 | 2023-08-25 | 23.3 | 0 | 5.3 | 2022-08-25 | 23.2 | 0 | 5.2 | 2021-08-25 | 30.7 | 0 | 12.7 | 2020-08-25 | 26.8 | 0 | 8.8 | 2019-08-25 | 22 | 0 | 4 | 2018-08-25 | 24.2 | 0 | 6.2 | 2017-08-25 | 20.1 | 0 | 2.1 | 2016-08-25 | 29.7 | 0 | 11.7 | 0 | 6.55
2025-08-25 | 19.1 | 0 | 1.1 | 2024-08-25 | 26.8 | 0 | 8.8 | 2023-08-25 | 23.3 | 0 | 5.3 | 2022-08-25 | 23.5 | 0 | 5.5 | 2021-08-25 | 30.6 | 0 | 12.6 | 2020-08-25 | 27 | 0 | 9 | 2019-08-25 | 22.5 | 0 | 4.5 | 2018-08-25 | 21.9 | 0 | 3.9 | 2017-08-25 | 21 | 0 | 3 | 2016-08-25 | 29.5 | 0 | 11.5 | 0 | 6.52
2025-08-25 | 18.9 | 0 | 0.9 | 2024-08-25 | 27 | 0 | 9 | 2023-08-25 | 23.6 | 0 | 5.6 | 2022-08-25 | 23.8 | 0 | 5.8 | 2021-08-25 | 31.4 | 0 | 13.4 | 2020-08-25 | 27.5 | 0 | 9.5 | 2019-08-25 | 22.9 | 0 | 4.9 | 2018-08-25 | 20.2 | 0 | 2.2 | 2017-08-25 | 21.1 | 0 | 3.1 | 2016-08-25 | 28.3 | 0 | 10.3 | 0 | 6.47
2025-08-25 | 19.8 | 0 | 1.8 | 2024-08-25 | 26.9 | 0 | 8.9 | 2023-08-25 | 24 | 0 | 6 | 2022-08-25 | 23.7 | 0 | 5.7 | 2021-08-25 | 31.1 | 0 | 13.1 | 2020-08-25 | 26.9 | 0 | 8.9 | 2019-08-25 | 22.9 | 0 | 4.9 | 2018-08-25 | 20.3 | 0 | 2.3 | 2017-08-25 | 21.6 | 0 | 3.6 | 2016-08-25 | 28.4 | 0 | 10.4 | 0 | 6.56
2025-08-25 | 20.1 | 0 | 2.1 | 2024-08-25 | 27.1 | 0 | 9.1 | 2023-08-25 | 24.1 | 0 | 6.1 | 2022-08-25 | 23.9 | 0 | 5.9 | 2021-08-25 | 30.1 | 0 | 12.1 | 2020-08-25 | 26.4 | 0 | 8.4 | 2019-08-25 | 23.2 | 0 | 5.2 | 2018-08-25 | 21.7 | 0 | 3.7 | 2017-08-25 | 20 | 0 | 2 | 2016-08-25 | 26.2 | 0 | 8.2 | 0 | 6.28
2025-08-25 | 20.1 | 0 | 2.1 | 2024-08-25 | 26.3 | 0 | 8.3 | 2023-08-25 | 23.8 | 0 | 5.8 | 2022-08-25 | 22.6 | 0 | 4.6 | 2021-08-25 | 29.1 | 0 | 11.1 | 2020-08-25 | 25.1 | 0 | 7.1 | 2019-08-25 | 22.8 | 0 | 4.8 | 2018-08-25 | 22.8 | 0 | 4.8 | 2017-08-25 | 18.8 | 0 | 0.8 | 2016-08-25 | 22.4 | 0 | 4.4 | 0 | 5.38
2025-08-25 | 19 | 0 | 1 | 2024-08-25 | 25.2 | 0 | 7.2 | 2023-08-25 | 22.9 | 0 | 4.9 | 2022-08-25 | 20.7 | 0 | 2.7 | 2021-08-25 | 28.2 | 0 | 10.2 | 2020-08-25 | 24.1 | 0 | 6.1 | 2019-08-25 | 21.9 | 0 | 3.9 | 2018-08-25 | 23 | 0 | 5 | 2017-08-25 | 18.4 | 0 | 0.4 | 2016-08-25 | 23 | 0 | 5 | 0 | 4.64
2025-08-25 | 17.5 | 0.5 | 0 | 2024-08-25 | 24.3 | 0 | 6.3 | 2023-08-25 | 21.5 | 0 | 3.5 | 2022-08-25 | 20.7 | 0 | 2.7 | 2021-08-25 | 27.2 | 0 | 9.2 | 2020-08-25 | 22.4 | 0 | 4.4 | 2019-08-25 | 20.6 | 0 | 2.6 | 2018-08-25 | 22.3 | 0 | 4.3 | 2017-08-25 | 17.6 | 0.4 | 0 | 2016-08-25 | 23 | 0 | 5 | 0.09 | 3.8
2025-08-25 | 17.3 | 0.7 | 0 | 2024-08-25 | 23.1 | 0 | 5.1 | 2023-08-25 | 21.3 | 0 | 3.3 | 2022-08-25 | 21.1 | 0 | 3.1 | 2021-08-25 | 26.3 | 0 | 8.3 | 2020-08-25 | 21.9 | 0 | 3.9 | 2019-08-25 | 19.8 | 0 | 1.8 | 2018-08-25 | 22.1 | 0 | 4.1 | 2017-08-25 | 16.5 | 1.5 | 0 | 2016-08-25 | 23.1 | 0 | 5.1 | 0.22 | 3.47
2025-08-25 | 16.5 | 1.5 | 0 | 2024-08-25 | 22.6 | 0 | 4.6 | 2023-08-25 | 20.6 | 0 | 2.6 | 2022-08-25 | 20.4 | 0 | 2.4 | 2021-08-25 | 25.9 | 0 | 7.9 | 2020-08-25 | 20.7 | 0 | 2.7 | 2019-08-25 | 19.1 | 0 | 1.1 | 2018-08-25 | 22.2 | 0 | 4.2 | 2017-08-25 | 15.4 | 2.6 | 0 | 2016-08-25 | 23.1 | 0 | 5.1 | 0.41 | 3.06
2025-08-25 | 14.8 | 3.2 | 0 | 2024-08-25 | 22.5 | 0 | 4.5 | 2023-08-25 | 20.6 | 0 | 2.6 | 2022-08-25 | 20.1 | 0 | 2.1 | 2021-08-25 | 24.5 | 0 | 6.5 | 2020-08-25 | 19.5 | 0 | 1.5 | 2019-08-25 | 18.8 | 0 | 0.8 | 2018-08-25 | 22 | 0 | 4 | 2017-08-25 | 14.8 | 3.2 | 0 | 2016-08-25 | 23.7 | 0 | 5.7 | 0.64 | 2.77
2025-08-25 | 14.5 | 3.5 | 0 | 2024-08-25 | 21.8 | 0 | 3.8 | 2023-08-25 | 20.8 | 0 | 2.8 | 2022-08-25 | 20 | 0 | 2 | 2021-08-25 | 24.1 | 0 | 6.1 | 2020-08-25 | 18.6 | 0 | 0.6 | 2019-08-25 | 18.6 | 0 | 0.6 | 2018-08-25 | 21 | 0 | 3 | 2017-08-25 | 14.6 | 3.4 | 0 | 2016-08-25 | 23.4 | 0 | 5.4 | 0.69 | 2.43
2025-08-26 | 14.3 | 3.7 | 0 | 2024-08-26 | 19.5 | 0 | 1.5 | 2023-08-26 | 19.5 | 0 | 1.5 | 2022-08-26 | 19.9 | 0 | 1.9 | 2021-08-26 | 23.9 | 0 | 5.9 | 2020-08-26 | 18.1 | 0 | 0.1 | 2019-08-26 | 18.7 | 0 | 0.7 | 2018-08-26 | 20.9 | 0 | 2.9 | 2017-08-26 | 13.7 | 4.3 | 0 | 2016-08-26 | 22.2 | 0 | 4.2 | 0.8 | 1.87
2025-08-26 | 14.6 | 3.4 | 0 | 2024-08-26 | 19.2 | 0 | 1.2 | 2023-08-26 | 18.7 | 0 | 0.7 | 2022-08-26 | 21.2 | 0 | 3.2 | 2021-08-26 | 22.7 | 0 | 4.7 | 2020-08-26 | 17.2 | 0.8 | 0 | 2019-08-26 | 18.7 | 0 | 0.7 | 2018-08-26 | 20.9 | 0 | 2.9 | 2017-08-26 | 12.3 | 5.7 | 0 | 2016-08-26 | 21.5 | 0 | 3.5 | 0.99 | 1.69
2025-08-26 | 13.5 | 4.5 | 0 | 2024-08-26 | 19.9 | 0 | 1.9 | 2023-08-26 | 18 | 0 | 0 | 2022-08-26 | 20.9 | 0 | 2.9 | 2021-08-26 | 22.6 | 0 | 4.6 | 2020-08-26 | 16.4 | 1.6 | 0 | 2019-08-26 | 18 | 0 | 0 | 2018-08-26 | 21.1 | 0 | 3.1 | 2017-08-26 | 12.1 | 5.9 | 0 | 2016-08-26 | 21.2 | 0 | 3.2 | 1.2 | 1.57
2025-08-26 | 13.2 | 4.8 | 0 | 2024-08-26 | 20.5 | 0 | 2.5 | 2023-08-26 | 16.9 | 1.1 | 0 | 2022-08-26 | 20.8 | 0 | 2.8 | 2021-08-26 | 22.8 | 0 | 4.8 | 2020-08-26 | 15.6 | 2.4 | 0 | 2019-08-26 | 17.5 | 0.5 | 0 | 2018-08-26 | 20.9 | 0 | 2.9 | 2017-08-26 | 11.5 | 6.5 | 0 | 2016-08-26 | 20.7 | 0 | 2.7 | 1.53 | 1.57
2025-08-26 | 12.3 | 5.7 | 0 | 2024-08-26 | 18.4 | 0 | 0.4 | 2023-08-26 | 16.6 | 1.4 | 0 | 2022-08-26 | 20.2 | 0 | 2.2 | 2021-08-26 | 21.7 | 0 | 3.7 | 2020-08-26 | 14.4 | 3.6 | 0 | 2019-08-26 | 17.3 | 0.7 | 0 | 2018-08-26 | 20.7 | 0 | 2.7 | 2017-08-26 | 11.6 | 6.4 | 0 | 2016-08-26 | 20.7 | 0 | 2.7 | 1.78 | 1.17
2025-08-26 | 11.6 | 6.4 | 0 | 2024-08-26 | 19.4 | 0 | 1.4 | 2023-08-26 | 16.4 | 1.6 | 0 | 2022-08-26 | 19.9 | 0 | 1.9 | 2021-08-26 | 21.9 | 0 | 3.9 | 2020-08-26 | 14.4 | 3.6 | 0 | 2019-08-26 | 16.6 | 1.4 | 0 | 2018-08-26 | 20.4 | 0 | 2.4 | 2017-08-26 | 10.8 | 7.2 | 0 | 2016-08-26 | 19.5 | 0 | 1.5 | 2.02 | 1.11
2025-08-26 | 11.9 | 6.1 | 0 | 2024-08-26 | 19.1 | 0 | 1.1 | 2023-08-26 | 17.2 | 0.8 | 0 | 2022-08-26 | 20.1 | 0 | 2.1 | 2021-08-26 | 22.9 | 0 | 4.9 | 2020-08-26 | 14.5 | 3.5 | 0 | 2019-08-26 | 17.6 | 0.4 | 0 | 2018-08-26 | 20.6 | 0 | 2.6 | 2017-08-26 | 11.1 | 6.9 | 0 | 2016-08-26 | 19.3 | 0 | 1.3 | 1.77 | 1.2
2025-08-26 | 13.9 | 4.1 | 0 | 2024-08-26 | 20.4 | 0 | 2.4 | 2023-08-26 | 18.8 | 0 | 0.8 | 2022-08-26 | 20.5 | 0 | 2.5 | 2021-08-26 | 24.1 | 0 | 6.1 | 2020-08-26 | 14.9 | 3.1 | 0 | 2019-08-26 | 18.7 | 0 | 0.7 | 2018-08-26 | 21.8 | 0 | 3.8 | 2017-08-26 | 12.6 | 5.4 | 0 | 2016-08-26 | 20.9 | 0 | 2.9 | 1.26 | 1.92
2025-08-26 | 16.2 | 1.8 | 0 | 2024-08-26 | 22.6 | 0 | 4.6 | 2023-08-26 | 20.8 | 0 | 2.8 | 2022-08-26 | 21.7 | 0 | 3.7 | 2021-08-26 | 25.2 | 0 | 7.2 | 2020-08-26 | 16.7 | 1.3 | 0 | 2019-08-26 | 20.4 | 0 | 2.4 | 2018-08-26 | 23.1 | 0 | 5.1 | 2017-08-26 | 14.7 | 3.3 | 0 | 2016-08-26 | 22.9 | 0 | 4.9 | 0.64 | 3.07
2025-08-26 | 18 | 0 | 0 | 2024-08-26 | 24.8 | 0 | 6.8 | 2023-08-26 | 21.6 | 0 | 3.6 | 2022-08-26 | 22.4 | 0 | 4.4 | 2021-08-26 | 27 | 0 | 9 | 2020-08-26 | 17.1 | 0.9 | 0 | 2019-08-26 | 21.8 | 0 | 3.8 | 2018-08-26 | 24.4 | 0 | 6.4 | 2017-08-26 | 17 | 1 | 0 | 2016-08-26 | 23.9 | 0 | 5.9 | 0.19 | 3.99
2025-08-26 | 18 | 0 | 0 | 2024-08-26 | 26.1 | 0 | 8.1 | 2023-08-26 | 22 | 0 | 4 | 2022-08-26 | 23 | 0 | 5 | 2021-08-26 | 29.2 | 0 | 11.2 | 2020-08-26 | 18.4 | 0 | 0.4 | 2019-08-26 | 22.4 | 0 | 4.4 | 2018-08-26 | 24.9 | 0 | 6.9 | 2017-08-26 | 18.7 | 0 | 0.7 | 2016-08-26 | 25.2 | 0 | 7.2 | 0 | 4.79
2025-08-26 | 19.7 | 0 | 1.7 | 2024-08-26 | 27 | 0 | 9 | 2023-08-26 | 22.9 | 0 | 4.9 | 2022-08-26 | 24.1 | 0 | 6.1 | 2021-08-26 | 29.8 | 0 | 11.8 | 2020-08-26 | 19.1 | 0 | 1.1 | 2019-08-26 | 22.7 | 0 | 4.7 | 2018-08-26 | 25.7 | 0 | 7.7 | 2017-08-26 | 19.9 | 0 | 1.9 | 2016-08-26 | 26.1 | 0 | 8.1 | 0 | 5.7
2025-08-26 | 19.2 | 0 | 1.2 | 2024-08-26 | 27.4 | 0 | 9.4 | 2023-08-26 | 23.6 | 0 | 5.6 | 2022-08-26 | 24.2 | 0 | 6.2 | 2021-08-26 | 30.9 | 0 | 12.9 | 2020-08-26 | 20.3 | 0 | 2.3 | 2019-08-26 | 23.5 | 0 | 5.5 | 2018-08-26 | 26.6 | 0 | 8.6 | 2017-08-26 | 20.3 | 0 | 2.3 | 2016-08-26 | 27.1 | 0 | 9.1 | 0 | 6.31
2025-08-26 | 20.3 | 0 | 2.3 | 2024-08-26 | 27.9 | 0 | 9.9 | 2023-08-26 | 19.2 | 0 | 1.2 | 2022-08-26 | 24.5 | 0 | 6.5 | 2021-08-26 | 30.8 | 0 | 12.8 | 2020-08-26 | 20 | 0 | 2 | 2019-08-26 | 23.5 | 0 | 5.5 | 2018-08-26 | 27.1 | 0 | 9.1 | 2017-08-26 | 21.7 | 0 | 3.7 | 2016-08-26 | 28.2 | 0 | 10.2 | 0 | 6.32
2025-08-26 | 19.3 | 0 | 1.3 | 2024-08-26 | 28.4 | 0 | 10.4 | 2023-08-26 | 21.9 | 0 | 3.9 | 2022-08-26 | 25.8 | 0 | 7.8 | 2021-08-26 | 31.4 | 0 | 13.4 | 2020-08-26 | 19.7 | 0 | 1.7 | 2019-08-26 | 23.5 | 0 | 5.5 | 2018-08-26 | 27.5 | 0 | 9.5 | 2017-08-26 | 21.9 | 0 | 3.9 | 2016-08-26 | 28.8 | 0 | 10.8 | 0 | 6.82
2025-08-26 | 17.3 | 0.7 | 0 | 2024-08-26 | 28.2 | 0 | 10.2 | 2023-08-26 | 21.4 | 0 | 3.4 | 2022-08-26 | 23.9 | 0 | 5.9 | 2021-08-26 | 30.9 | 0 | 12.9 | 2020-08-26 | 20 | 0 | 2 | 2019-08-26 | 22.6 | 0 | 4.6 | 2018-08-26 | 28.6 | 0 | 10.6 | 2017-08-26 | 21.6 | 0 | 3.6 | 2016-08-26 | 29.3 | 0 | 11.3 | 0.07 | 6.45
2025-08-26 | 16.9 | 1.1 | 0 | 2024-08-26 | 27.6 | 0 | 9.6 | 2023-08-26 | 22.5 | 0 | 4.5 | 2022-08-26 | 23.8 | 0 | 5.8 | 2021-08-26 | 23 | 0 | 5 | 2020-08-26 | 19.9 | 0 | 1.9 | 2019-08-26 | 22.8 | 0 | 4.8 | 2018-08-26 | 28.3 | 0 | 10.3 | 2017-08-26 | 20.9 | 0 | 2.9 | 2016-08-26 | 28.9 | 0 | 10.9 | 0.11 | 5.57
2025-08-26 | 16.9 | 1.1 | 0 | 2024-08-26 | 27.5 | 0 | 9.5 | 2023-08-26 | 21.1 | 0 | 3.1 | 2022-08-26 | 22.3 | 0 | 4.3 | 2021-08-26 | 24 | 0 | 6 | 2020-08-26 | 19.9 | 0 | 1.9 | 2019-08-26 | 22.3 | 0 | 4.3 | 2018-08-26 | 27.6 | 0 | 9.6 | 2017-08-26 | 20.1 | 0 | 2.1 | 2016-08-26 | 28.4 | 0 | 10.4 | 0.11 | 5.12
2025-08-26 | 16.6 | 1.4 | 0 | 2024-08-26 | 26.8 | 0 | 8.8 | 2023-08-26 | 21.1 | 0 | 3.1 | 2022-08-26 | 21 | 0 | 3 | 2021-08-26 | 26 | 0 | 8 | 2020-08-26 | 19.3 | 0 | 1.3 | 2019-08-26 | 20.8 | 0 | 2.8 | 2018-08-26 | 26.6 | 0 | 8.6 | 2017-08-26 | 19.2 | 0 | 1.2 | 2016-08-26 | 27.3 | 0 | 9.3 | 0.14 | 4.61
2025-08-26 | 16.5 | 1.5 | 0 | 2024-08-26 | 25.7 | 0 | 7.7 | 2023-08-26 | 19.6 | 0 | 1.6 | 2022-08-26 | 19.4 | 0 | 1.4 | 2021-08-26 | 25 | 0 | 7 | 2020-08-26 | 18.8 | 0 | 0.8 | 2019-08-26 | 20.3 | 0 | 2.3 | 2018-08-26 | 24.7 | 0 | 6.7 | 2017-08-26 | 18.1 | 0 | 0.1 | 2016-08-26 | 25.5 | 0 | 7.5 | 0.15 | 3.51
2025-08-26 | 16.3 | 1.7 | 0 | 2024-08-26 | 25.2 | 0 | 7.2 | 2023-08-26 | 18.1 | 0 | 0.1 | 2022-08-26 | 18.5 | 0 | 0.5 | 2021-08-26 | 23.8 | 0 | 5.8 | 2020-08-26 | 18.9 | 0 | 0.9 | 2019-08-26 | 20.6 | 0 | 2.6 | 2018-08-26 | 23.5 | 0 | 5.5 | 2017-08-26 | 17.8 | 0.2 | 0 | 2016-08-26 | 23.7 | 0 | 5.7 | 0.19 | 2.83
2025-08-26 | 15.1 | 2.9 | 0 | 2024-08-26 | 24.6 | 0 | 6.6 | 2023-08-26 | 17.3 | 0.7 | 0 | 2022-08-26 | 18 | 0 | 0 | 2021-08-26 | 24.7 | 0 | 6.7 | 2020-08-26 | 19.2 | 0 | 1.2 | 2019-08-26 | 20.8 | 0 | 2.8 | 2018-08-26 | 23.2 | 0 | 5.2 | 2017-08-26 | 17.3 | 0.7 | 0 | 2016-08-26 | 22.1 | 0 | 4.1 | 0.43 | 2.66
2025-08-26 | 14.1 | 3.9 | 0 | 2024-08-26 | 23.3 | 0 | 5.3 | 2023-08-26 | 16.2 | 1.8 | 0 | 2022-08-26 | 17.4 | 0.6 | 0 | 2021-08-26 | 23.5 | 0 | 5.5 | 2020-08-26 | 19 | 0 | 1 | 2019-08-26 | 21 | 0 | 3 | 2018-08-26 | 22.6 | 0 | 4.6 | 2017-08-26 | 16.5 | 1.5 | 0 | 2016-08-26 | 21.1 | 0 | 3.1 | 0.78 | 2.25
2025-08-26 | 13.8 | 4.2 | 0 | 2024-08-26 | 22.6 | 0 | 4.6 | 2023-08-26 | 15.2 | 2.8 | 0 | 2022-08-26 | 16.3 | 1.7 | 0 | 2021-08-26 | 22.7 | 0 | 4.7 | 2020-08-26 | 18.6 | 0 | 0.6 | 2019-08-26 | 20.3 | 0 | 2.3 | 2018-08-26 | 20.8 | 0 | 2.8 | 2017-08-26 | 16.6 | 1.4 | 0 | 2016-08-26 | 20.8 | 0 | 2.8 | 1.01 | 1.78
2025-08-27 | 13.4 | 4.6 | 0 | 2024-08-27 | 22.1 | 0 | 4.1 | 2023-08-27 | 14.4 | 3.6 | 0 | 2022-08-27 | 15.9 | 2.1 | 0 | 2021-08-27 | 22.3 | 0 | 4.3 | 2020-08-27 | 18.8 | 0 | 0.8 | 2019-08-27 | 20.4 | 0 | 2.4 | 2018-08-27 | 21 | 0 | 3 | 2017-08-27 | 14.6 | 3.4 | 0 | 2016-08-27 | 20.2 | 0 | 2.2 | 1.37 | 1.68
2025-08-27 | 12.1 | 5.9 | 0 | 2024-08-27 | 22.2 | 0 | 4.2 | 2023-08-27 | 13.7 | 4.3 | 0 | 2022-08-27 | 15.1 | 2.9 | 0 | 2021-08-27 | 22.1 | 0 | 4.1 | 2020-08-27 | 19 | 0 | 1 | 2019-08-27 | 20.2 | 0 | 2.2 | 2018-08-27 | 21.2 | 0 | 3.2 | 2017-08-27 | 14.4 | 3.6 | 0 | 2016-08-27 | 20 | 0 | 2 | 1.67 | 1.67
2025-08-27 | 12.4 | 5.6 | 0 | 2024-08-27 | 21.3 | 0 | 3.3 | 2023-08-27 | 12.9 | 5.1 | 0 | 2022-08-27 | 14.7 | 3.3 | 0 | 2021-08-27 | 22.1 | 0 | 4.1 | 2020-08-27 | 19.3 | 0 | 1.3 | 2019-08-27 | 19.9 | 0 | 1.9 | 2018-08-27 | 21.1 | 0 | 3.1 | 2017-08-27 | 11.6 | 6.4 | 0 | 2016-08-27 | 18.7 | 0 | 0.7 | 2.04 | 1.44
2025-08-27 | 12 | 6 | 0 | 2024-08-27 | 21.9 | 0 | 3.9 | 2023-08-27 | 12.4 | 5.6 | 0 | 2022-08-27 | 14.4 | 3.6 | 0 | 2021-08-27 | 21.5 | 0 | 3.5 | 2020-08-27 | 19.5 | 0 | 1.5 | 2019-08-27 | 19.9 | 0 | 1.9 | 2018-08-27 | 21 | 0 | 3 | 2017-08-27 | 12.3 | 5.7 | 0 | 2016-08-27 | 18.5 | 0 | 0.5 | 2.09 | 1.43
2025-08-27 | 10.8 | 7.2 | 0 | 2024-08-27 | 21.7 | 0 | 3.7 | 2023-08-27 | 12.1 | 5.9 | 0 | 2022-08-27 | 13.6 | 4.4 | 0 | 2021-08-27 | 20.7 | 0 | 2.7 | 2020-08-27 | 19.6 | 0 | 1.6 | 2019-08-27 | 19.8 | 0 | 1.8 | 2018-08-27 | 20.3 | 0 | 2.3 | 2017-08-27 | 11.6 | 6.4 | 0 | 2016-08-27 | 16.8 | 1.2 | 0 | 2.51 | 1.21
2025-08-27 | 12.7 | 5.3 | 0 | 2024-08-27 | 21.1 | 0 | 3.1 | 2023-08-27 | 11.8 | 6.2 | 0 | 2022-08-27 | 13.3 | 4.7 | 0 | 2021-08-27 | 20.2 | 0 | 2.2 | 2020-08-27 | 20.1 | 0 | 2.1 | 2019-08-27 | 18.7 | 0 | 0.7 | 2018-08-27 | 21.1 | 0 | 3.1 | 2017-08-27 | 11.9 | 6.1 | 0 | 2016-08-27 | 18.4 | 0 | 0.4 | 2.23 | 1.16
2025-08-27 | 13 | 5 | 0 | 2024-08-27 | 22 | 0 | 4 | 2023-08-27 | 11.7 | 6.3 | 0 | 2022-08-27 | 14.1 | 3.9 | 0 | 2021-08-27 | 21.1 | 0 | 3.1 | 2020-08-27 | 20.3 | 0 | 2.3 | 2019-08-27 | 18.1 | 0 | 0.1 | 2018-08-27 | 21.7 | 0 | 3.7 | 2017-08-27 | 10.9 | 7.1 | 0 | 2016-08-27 | 17.4 | 0.6 | 0 | 2.29 | 1.32
2025-08-27 | 13.8 | 4.2 | 0 | 2024-08-27 | 23.1 | 0 | 5.1 | 2023-08-27 | 13.3 | 4.7 | 0 | 2022-08-27 | 15 | 3 | 0 | 2021-08-27 | 21.6 | 0 | 3.6 | 2020-08-27 | 21.9 | 0 | 3.9 | 2019-08-27 | 18.4 | 0 | 0.4 | 2018-08-27 | 21.6 | 0 | 3.6 | 2017-08-27 | 13.8 | 4.2 | 0 | 2016-08-27 | 19.6 | 0 | 1.6 | 1.61 | 1.82
2025-08-27 | 16.6 | 1.4 | 0 | 2024-08-27 | 24.4 | 0 | 6.4 | 2023-08-27 | 15.4 | 2.6 | 0 | 2022-08-27 | 16.8 | 1.2 | 0 | 2021-08-27 | 22.2 | 0 | 4.2 | 2020-08-27 | 23.8 | 0 | 5.8 | 2019-08-27 | 18.7 | 0 | 0.7 | 2018-08-27 | 21.8 | 0 | 3.8 | 2017-08-27 | 16.9 | 1.1 | 0 | 2016-08-27 | 21.4 | 0 | 3.4 | 0.63 | 2.43
2025-08-27 | 17.7 | 0.3 | 0 | 2024-08-27 | 25 | 0 | 7 | 2023-08-27 | 17.6 | 0.4 | 0 | 2022-08-27 | 18.3 | 0 | 0.3 | 2021-08-27 | 23.4 | 0 | 5.4 | 2020-08-27 | 25.8 | 0 | 7.8 | 2019-08-27 | 18.7 | 0 | 0.7 | 2018-08-27 | 22.1 | 0 | 4.1 | 2017-08-27 | 19.4 | 0 | 1.4 | 2016-08-27 | 23.3 | 0 | 5.3 | 0.07 | 3.2
2025-08-27 | 18.5 | 0 | 0.5 | 2024-08-27 | 24.9 | 0 | 6.9 | 2023-08-27 | 18.8 | 0 | 0.8 | 2022-08-27 | 19.8 | 0 | 1.8 | 2021-08-27 | 23.5 | 0 | 5.5 | 2020-08-27 | 27.9 | 0 | 9.9 | 2019-08-27 | 19.1 | 0 | 1.1 | 2018-08-27 | 23.8 | 0 | 5.8 | 2017-08-27 | 20.1 | 0 | 2.1 | 2016-08-27 | 23.5 | 0 | 5.5 | 0 | 3.99
2025-08-27 | 19.9 | 0 | 1.9 | 2024-08-27 | 26.6 | 0 | 8.6 | 2023-08-27 | 20 | 0 | 2 | 2022-08-27 | 20.9 | 0 | 2.9 | 2021-08-27 | 24.1 | 0 | 6.1 | 2020-08-27 | 27.9 | 0 | 9.9 | 2019-08-27 | 19.9 | 0 | 1.9 | 2018-08-27 | 23.8 | 0 | 5.8 | 2017-08-27 | 20.8 | 0 | 2.8 | 2016-08-27 | 24.4 | 0 | 6.4 | 0 | 4.83
2025-08-27 | 21.5 | 0 | 3.5 | 2024-08-27 | 26.7 | 0 | 8.7 | 2023-08-27 | 19.7 | 0 | 1.7 | 2022-08-27 | 21.5 | 0 | 3.5 | 2021-08-27 | 24.9 | 0 | 6.9 | 2020-08-27 | 28.2 | 0 | 10.2 | 2019-08-27 | 20 | 0 | 2 | 2018-08-27 | 23.9 | 0 | 5.9 | 2017-08-27 | 21.4 | 0 | 3.4 | 2016-08-27 | 24.7 | 0 | 6.7 | 0 | 5.25
2025-08-27 | 21.1 | 0 | 3.1 | 2024-08-27 | 29 | 0 | 11 | 2023-08-27 | 21.3 | 0 | 3.3 | 2022-08-27 | 22.1 | 0 | 4.1 | 2021-08-27 | 25.5 | 0 | 7.5 | 2020-08-27 | 29.1 | 0 | 11.1 | 2019-08-27 | 20 | 0 | 2 | 2018-08-27 | 24.2 | 0 | 6.2 | 2017-08-27 | 21.9 | 0 | 3.9 | 2016-08-27 | 24.8 | 0 | 6.8 | 0 | 5.9
2025-08-27 | 22.5 | 0 | 4.5 | 2024-08-27 | 29.5 | 0 | 11.5 | 2023-08-27 | 22.1 | 0 | 4.1 | 2022-08-27 | 22.7 | 0 | 4.7 | 2021-08-27 | 26.4 | 0 | 8.4 | 2020-08-27 | 29 | 0 | 11 | 2019-08-27 | 20.6 | 0 | 2.6 | 2018-08-27 | 25.4 | 0 | 7.4 | 2017-08-27 | 21.7 | 0 | 3.7 | 2016-08-27 | 25.6 | 0 | 7.6 | 0 | 6.55
2025-08-27 | 23.3 | 0 | 5.3 | 2024-08-27 | 31.1 | 0 | 13.1 | 2023-08-27 | 21.6 | 0 | 3.6 | 2022-08-27 | 22.9 | 0 | 4.9 | 2021-08-27 | 26.2 | 0 | 8.2 | 2020-08-27 | 27.5 | 0 | 9.5 | 2019-08-27 | 20.7 | 0 | 2.7 | 2018-08-27 | 26.4 | 0 | 8.4 | 2017-08-27 | 21.1 | 0 | 3.1 | 2016-08-27 | 26.2 | 0 | 8.2 | 0 | 6.7
2025-08-27 | 21.3 | 0 | 3.3 | 2024-08-27 | 30.4 | 0 | 12.4 | 2023-08-27 | 19.8 | 0 | 1.8 | 2022-08-27 | 23 | 0 | 5 | 2021-08-27 | 25.1 | 0 | 7.1 | 2020-08-27 | 27.6 | 0 | 9.6 | 2019-08-27 | 20.9 | 0 | 2.9 | 2018-08-27 | 27.9 | 0 | 9.9 | 2017-08-27 | 20.7 | 0 | 2.7 | 2016-08-27 | 26 | 0 | 8 | 0 | 6.27
2025-08-27 | 22.3 | 0 | 4.3 | 2024-08-27 | 29.9 | 0 | 11.9 | 2023-08-27 | 20.2 | 0 | 2.2 | 2022-08-27 | 22.6 | 0 | 4.6 | 2021-08-27 | 24.1 | 0 | 6.1 | 2020-08-27 | 27.9 | 0 | 9.9 | 2019-08-27 | 21.4 | 0 | 3.4 | 2018-08-27 | 28.3 | 0 | 10.3 | 2017-08-27 | 20.4 | 0 | 2.4 | 2016-08-27 | 26.1 | 0 | 8.1 | 0 | 6.32
2025-08-27 | 20.6 | 0 | 2.6 | 2024-08-27 | 28.8 | 0 | 10.8 | 2023-08-27 | 19.4 | 0 | 1.4 | 2022-08-27 | 21.4 | 0 | 3.4 | 2021-08-27 | 23.9 | 0 | 5.9 | 2020-08-27 | 26.5 | 0 | 8.5 | 2019-08-27 | 21.8 | 0 | 3.8 | 2018-08-27 | 28.2 | 0 | 10.2 | 2017-08-27 | 19.1 | 0 | 1.1 | 2016-08-27 | 25 | 0 | 7 | 0 | 5.47
2025-08-27 | 18.8 | 0 | 0.8 | 2024-08-27 | 27.4 | 0 | 9.4 | 2023-08-27 | 18.3 | 0 | 0.3 | 2022-08-27 | 20.3 | 0 | 2.3 | 2021-08-27 | 23.6 | 0 | 5.6 | 2020-08-27 | 24.2 | 0 | 6.2 | 2019-08-27 | 21.8 | 0 | 3.8 | 2018-08-27 | 27.4 | 0 | 9.4 | 2017-08-27 | 18.1 | 0 | 0.1 | 2016-08-27 | 24.8 | 0 | 6.8 | 0 | 4.47
2025-08-27 | 16.6 | 1.4 | 0 | 2024-08-27 | 27.3 | 0 | 9.3 | 2023-08-27 | 17.6 | 0.4 | 0 | 2022-08-27 | 19.9 | 0 | 1.9 | 2021-08-27 | 23.3 | 0 | 5.3 | 2020-08-27 | 22.3 | 0 | 4.3 | 2019-08-27 | 21.6 | 0 | 3.6 | 2018-08-27 | 26.9 | 0 | 8.9 | 2017-08-27 | 17.6 | 0.4 | 0 | 2016-08-27 | 24.1 | 0 | 6.1 | 0.22 | 3.94
2025-08-27 | 16.3 | 1.7 | 0 | 2024-08-27 | 26.8 | 0 | 8.8 | 2023-08-27 | 17.6 | 0.4 | 0 | 2022-08-27 | 19.4 | 0 | 1.4 | 2021-08-27 | 23.2 | 0 | 5.2 | 2020-08-27 | 21.2 | 0 | 3.2 | 2019-08-27 | 21.5 | 0 | 3.5 | 2018-08-27 | 26.7 | 0 | 8.7 | 2017-08-27 | 17.3 | 0.7 | 0 | 2016-08-27 | 22.8 | 0 | 4.8 | 0.28 | 3.56
2025-08-27 | 16.5 | 1.5 | 0 | 2024-08-27 | 25.4 | 0 | 7.4 | 2023-08-27 | 16.9 | 1.1 | 0 | 2022-08-27 | 19.1 | 0 | 1.1 | 2021-08-27 | 23 | 0 | 5 | 2020-08-27 | 19.8 | 0 | 1.8 | 2019-08-27 | 21.9 | 0 | 3.9 | 2018-08-27 | 26.4 | 0 | 8.4 | 2017-08-27 | 17 | 1 | 0 | 2016-08-27 | 22.5 | 0 | 4.5 | 0.36 | 3.21
2025-08-27 | 16 | 2 | 0 | 2024-08-27 | 24.2 | 0 | 6.2 | 2023-08-27 | 16 | 2 | 0 | 2022-08-27 | 18.7 | 0 | 0.7 | 2021-08-27 | 22.6 | 0 | 4.6 | 2020-08-27 | 18.6 | 0 | 0.6 | 2019-08-27 | 21.7 | 0 | 3.7 | 2018-08-27 | 26.6 | 0 | 8.6 | 2017-08-27 | 17 | 1 | 0 | 2016-08-27 | 22.4 | 0 | 4.4 | 0.5 | 2.88
2025-08-28 | 16.1 | 1.9 | 0 | 2024-08-28 | 23.8 | 0 | 5.8 | 2023-08-28 | 15.4 | 2.6 | 0 | 2022-08-28 | 18.3 | 0 | 0.3 | 2021-08-28 | 22.6 | 0 | 4.6 | 2020-08-28 | 18.9 | 0 | 0.9 | 2019-08-28 | 20.9 | 0 | 2.9 | 2018-08-28 | 26.4 | 0 | 8.4 | 2017-08-28 | 16.1 | 1.9 | 0 | 2016-08-28 | 22.6 | 0 | 4.6 | 0.64 | 2.75
2025-08-28 | 15.4 | 2.6 | 0 | 2024-08-28 | 24.2 | 0 | 6.2 | 2023-08-28 | 15 | 3 | 0 | 2022-08-28 | 18.2 | 0 | 0.2 | 2021-08-28 | 22 | 0 | 4 | 2020-08-28 | 18.7 | 0 | 0.7 | 2019-08-28 | 20.7 | 0 | 2.7 | 2018-08-28 | 25.8 | 0 | 7.8 | 2017-08-28 | 17.9 | 0.1 | 0 | 2016-08-28 | 22.8 | 0 | 4.8 | 0.57 | 2.64
2025-08-28 | 15.2 | 2.8 | 0 | 2024-08-28 | 23.5 | 0 | 5.5 | 2023-08-28 | 14.9 | 3.1 | 0 | 2022-08-28 | 17.8 | 0.2 | 0 | 2021-08-28 | 21.6 | 0 | 3.6 | 2020-08-28 | 19.2 | 0 | 1.2 | 2019-08-28 | 20.1 | 0 | 2.1 | 2018-08-28 | 25.5 | 0 | 7.5 | 2017-08-28 | 17.4 | 0.6 | 0 | 2016-08-28 | 22.7 | 0 | 4.7 | 0.67 | 2.46
2025-08-28 | 14.4 | 3.6 | 0 | 2024-08-28 | 22.7 | 0 | 4.7 | 2023-08-28 | 14.7 | 3.3 | 0 | 2022-08-28 | 17.8 | 0.2 | 0 | 2021-08-28 | 21.4 | 0 | 3.4 | 2020-08-28 | 18.7 | 0 | 0.7 | 2019-08-28 | 19.8 | 0 | 1.8 | 2018-08-28 | 24.6 | 0 | 6.6 | 2017-08-28 | 16.6 | 1.4 | 0 | 2016-08-28 | 22.6 | 0 | 4.6 | 0.85 | 2.18
2025-08-28 | 14.7 | 3.3 | 0 | 2024-08-28 | 21.6 | 0 | 3.6 | 2023-08-28 | 14.6 | 3.4 | 0 | 2022-08-28 | 16.8 | 1.2 | 0 | 2021-08-28 | 20.4 | 0 | 2.4 | 2020-08-28 | 18.6 | 0 | 0.6 | 2019-08-28 | 19.4 | 0 | 1.4 | 2018-08-28 | 24.3 | 0 | 6.3 | 2017-08-28 | 16.3 | 1.7 | 0 | 2016-08-28 | 22 | 0 | 4 | 0.96 | 1.83
2025-08-28 | 13.6 | 4.4 | 0 | 2024-08-28 | 21.5 | 0 | 3.5 | 2023-08-28 | 13.8 | 4.2 | 0 | 2022-08-28 | 15.9 | 2.1 | 0 | 2021-08-28 | 19.6 | 0 | 1.6 | 2020-08-28 | 17.4 | 0.6 | 0 | 2019-08-28 | 18.3 | 0 | 0.3 | 2018-08-28 | 24.5 | 0 | 6.5 | 2017-08-28 | 15.9 | 2.1 | 0 | 2016-08-28 | 22.1 | 0 | 4.1 | 1.34 | 1.6
2025-08-28 | 14.8 | 3.2 | 0 | 2024-08-28 | 22.1 | 0 | 4.1 | 2023-08-28 | 13.9 | 4.1 | 0 | 2022-08-28 | 16.3 | 1.7 | 0 | 2021-08-28 | 19.2 | 0 | 1.2 | 2020-08-28 | 17.1 | 0.9 | 0 | 2019-08-28 | 17.4 | 0.6 | 0 | 2018-08-28 | 24.9 | 0 | 6.9 | 2017-08-28 | 16.1 | 1.9 | 0 | 2016-08-28 | 21.2 | 0 | 3.2 | 1.24 | 1.54
2025-08-28 | 16.6 | 1.4 | 0 | 2024-08-28 | 22.6 | 0 | 4.6 | 2023-08-28 | 15.9 | 2.1 | 0 | 2022-08-28 | 17.9 | 0.1 | 0 | 2021-08-28 | 20 | 0 | 2 | 2020-08-28 | 18.4 | 0 | 0.4 | 2019-08-28 | 19.4 | 0 | 1.4 | 2018-08-28 | 25.2 | 0 | 7.2 | 2017-08-28 | 17 | 1 | 0 | 2016-08-28 | 22.1 | 0 | 4.1 | 0.46 | 1.97
2025-08-28 | 18.2 | 0 | 0.2 | 2024-08-28 | 23.8 | 0 | 5.8 | 2023-08-28 | 17.6 | 0.4 | 0 | 2022-08-28 | 21.1 | 0 | 3.1 | 2021-08-28 | 21.6 | 0 | 3.6 | 2020-08-28 | 19.6 | 0 | 1.6 | 2019-08-28 | 21.5 | 0 | 3.5 | 2018-08-28 | 25.9 | 0 | 7.9 | 2017-08-28 | 18.1 | 0 | 0.1 | 2016-08-28 | 23.6 | 0 | 5.6 | 0.04 | 3.14
2025-08-28 | 18 | 0 | 0 | 2024-08-28 | 24.3 | 0 | 6.3 | 2023-08-28 | 19.6 | 0 | 1.6 | 2022-08-28 | 22.9 | 0 | 4.9 | 2021-08-28 | 22.6 | 0 | 4.6 | 2020-08-28 | 21.3 | 0 | 3.3 | 2019-08-28 | 21.6 | 0 | 3.6 | 2018-08-28 | 27 | 0 | 9 | 2017-08-28 | 19.1 | 0 | 1.1 | 2016-08-28 | 25.8 | 0 | 7.8 | 0 | 4.22
2025-08-28 | 17 | 1 | 0 | 2024-08-28 | 25.5 | 0 | 7.5 | 2023-08-28 | 21 | 0 | 3 | 2022-08-28 | 23.9 | 0 | 5.9 | 2021-08-28 | 23.6 | 0 | 5.6 | 2020-08-28 | 22.2 | 0 | 4.2 | 2019-08-28 | 24 | 0 | 6 | 2018-08-28 | 27 | 0 | 9 | 2017-08-28 | 19.6 | 0 | 1.6 | 2016-08-28 | 27.8 | 0 | 9.8 | 0.1 | 5.26
2025-08-28 | 17.4 | 0.6 | 0 | 2024-08-28 | 24.2 | 0 | 6.2 | 2023-08-28 | 21.8 | 0 | 3.8 | 2022-08-28 | 25.2 | 0 | 7.2 | 2021-08-28 | 24.5 | 0 | 6.5 | 2020-08-28 | 23.1 | 0 | 5.1 | 2019-08-28 | 24.9 | 0 | 6.9 | 2018-08-28 | 27.2 | 0 | 9.2 | 2017-08-28 | 20.1 | 0 | 2.1 | 2016-08-28 | 29.5 | 0 | 11.5 | 0.06 | 5.85
2025-08-28 | 17.5 | 0.5 | 0 | 2024-08-28 | 23.7 | 0 | 5.7 | 2023-08-28 | 21.6 | 0 | 3.6 | 2022-08-28 | 26.5 | 0 | 8.5 | 2021-08-28 | 24.8 | 0 | 6.8 | 2020-08-28 | 23.3 | 0 | 5.3 | 2019-08-28 | 25.2 | 0 | 7.2 | 2018-08-28 | 28.5 | 0 | 10.5 | 2017-08-28 | 20.2 | 0 | 2.2 | 2016-08-28 | 30 | 0 | 12 | 0.05 | 6.18
2025-08-28 | 17.3 | 0.7 | 0 | 2024-08-28 | 22.7 | 0 | 4.7 | 2023-08-28 | 21.6 | 0 | 3.6 | 2022-08-28 | 25.9 | 0 | 7.9 | 2021-08-28 | 26.4 | 0 | 8.4 | 2020-08-28 | 23.1 | 0 | 5.1 | 2019-08-28 | 26.9 | 0 | 8.9 | 2018-08-28 | 29.6 | 0 | 11.6 | 2017-08-28 | 21.8 | 0 | 3.8 | 2016-08-28 | 27.8 | 0 | 9.8 | 0.07 | 6.38
2025-08-28 | 16.5 | 1.5 | 0 | 2024-08-28 | 21.6 | 0 | 3.6 | 2023-08-28 | 21.9 | 0 | 3.9 | 2022-08-28 | 27.7 | 0 | 9.7 | 2021-08-28 | 27.8 | 0 | 9.8 | 2020-08-28 | 22.2 | 0 | 4.2 | 2019-08-28 | 26.5 | 0 | 8.5 | 2018-08-28 | 30.2 | 0 | 12.2 | 2017-08-28 | 21.9 | 0 | 3.9 | 2016-08-28 | 29.5 | 0 | 11.5 | 0.15 | 6.73
2025-08-28 | 16.6 | 1.4 | 0 | 2024-08-28 | 20.7 | 0 | 2.7 | 2023-08-28 | 22.5 | 0 | 4.5 | 2022-08-28 | 27.6 | 0 | 9.6 | 2021-08-28 | 27.5 | 0 | 9.5 | 2020-08-28 | 22.2 | 0 | 4.2 | 2019-08-28 | 26.2 | 0 | 8.2 | 2018-08-28 | 31.7 | 0 | 13.7 | 2017-08-28 | 22.8 | 0 | 4.8 | 2016-08-28 | 29.7 | 0 | 11.7 | 0.14 | 6.89
2025-08-28 | 17.4 | 0.6 | 0 | 2024-08-28 | 20 | 0 | 2 | 2023-08-28 | 21.7 | 0 | 3.7 | 2022-08-28 | 27.2 | 0 | 9.2 | 2021-08-28 | 27.4 | 0 | 9.4 | 2020-08-28 | 22 | 0 | 4 | 2019-08-28 | 25.7 | 0 | 7.7 | 2018-08-28 | 29.8 | 0 | 11.8 | 2017-08-28 | 21.6 | 0 | 3.6 | 2016-08-28 | 30.7 | 0 | 12.7 | 0.06 | 6.41
2025-08-28 | 18 | 0 | 0 | 2024-08-28 | 19.1 | 0 | 1.1 | 2023-08-28 | 21.8 | 0 | 3.8 | 2022-08-28 | 26.4 | 0 | 8.4 | 2021-08-28 | 25.6 | 0 | 7.6 | 2020-08-28 | 21.5 | 0 | 3.5 | 2019-08-28 | 24.2 | 0 | 6.2 | 2018-08-28 | 29.4 | 0 | 11.4 | 2017-08-28 | 21.1 | 0 | 3.1 | 2016-08-28 | 29.3 | 0 | 11.3 | 0 | 5.64
2025-08-28 | 17.7 | 0.3 | 0 | 2024-08-28 | 18 | 0 | 0 | 2023-08-28 | 21.3 | 0 | 3.3 | 2022-08-28 | 25.1 | 0 | 7.1 | 2021-08-28 | 20.8 | 0 | 2.8 | 2020-08-28 | 21.2 | 0 | 3.2 | 2019-08-28 | 23.6 | 0 | 5.6 | 2018-08-28 | 28.9 | 0 | 10.9 | 2017-08-28 | 20.5 | 0 | 2.5 | 2016-08-28 | 28.7 | 0 | 10.7 | 0.03 | 4.61
2025-08-28 | 15.9 | 2.1 | 0 | 2024-08-28 | 17.7 | 0.3 | 0 | 2023-08-28 | 20.2 | 0 | 2.2 | 2022-08-28 | 23.1 | 0 | 5.1 | 2021-08-28 | 21.5 | 0 | 3.5 | 2020-08-28 | 20.9 | 0 | 2.9 | 2019-08-28 | 22.2 | 0 | 4.2 | 2018-08-28 | 28 | 0 | 10 | 2017-08-28 | 19.9 | 0 | 1.9 | 2016-08-28 | 25.1 | 0 | 7.1 | 0.24 | 3.69
2025-08-28 | 14.8 | 3.2 | 0 | 2024-08-28 | 17.1 | 0.9 | 0 | 2023-08-28 | 19.8 | 0 | 1.8 | 2022-08-28 | 22.5 | 0 | 4.5 | 2021-08-28 | 22.8 | 0 | 4.8 | 2020-08-28 | 20.5 | 0 | 2.5 | 2019-08-28 | 21.8 | 0 | 3.8 | 2018-08-28 | 26.1 | 0 | 8.1 | 2017-08-28 | 19.3 | 0 | 1.3 | 2016-08-28 | 24.1 | 0 | 6.1 | 0.41 | 3.29
2025-08-28 | 13.6 | 4.4 | 0 | 2024-08-28 | 16.7 | 1.3 | 0 | 2023-08-28 | 19 | 0 | 1 | 2022-08-28 | 22.4 | 0 | 4.4 | 2021-08-28 | 22 | 0 | 4 | 2020-08-28 | 20.4 | 0 | 2.4 | 2019-08-28 | 20.3 | 0 | 2.3 | 2018-08-28 | 26.8 | 0 | 8.8 | 2017-08-28 | 19.8 | 0 | 1.8 | 2016-08-28 | 23.5 | 0 | 5.5 | 0.57 | 3.02
2025-08-28 | 12.8 | 5.2 | 0 | 2024-08-28 | 17.2 | 0.8 | 0 | 2023-08-28 | 19.4 | 0 | 1.4 | 2022-08-28 | 22.4 | 0 | 4.4 | 2021-08-28 | 22.1 | 0 | 4.1 | 2020-08-28 | 19.8 | 0 | 1.8 | 2019-08-28 | 19.3 | 0 | 1.3 | 2018-08-28 | 26.5 | 0 | 8.5 | 2017-08-28 | 19.8 | 0 | 1.8 | 2016-08-28 | 22 | 0 | 4 | 0.6 | 2.73
2025-08-28 | 12.3 | 5.7 | 0 | 2024-08-28 | 17.6 | 0.4 | 0 | 2023-08-28 | 18.4 | 0 | 0.4 | 2022-08-28 | 22.3 | 0 | 4.3 | 2021-08-28 | 22.4 | 0 | 4.4 | 2020-08-28 | 18.6 | 0 | 0.6 | 2019-08-28 | 18.2 | 0 | 0.2 | 2018-08-28 | 26.3 | 0 | 8.3 | 2017-08-28 | 19.1 | 0 | 1.1 | 2016-08-28 | 21.4 | 0 | 3.4 | 0.61 | 2.27
2025-08-29 | 11.8 | 6.2 | 0 | 2024-08-29 | 17.9 | 0.1 | 0 | 2023-08-29 | 16.1 | 1.9 | 0 | 2022-08-29 | 22.1 | 0 | 4.1 | 2021-08-29 | 22.6 | 0 | 4.6 | 2020-08-29 | 18.8 | 0 | 0.8 | 2019-08-29 | 16.9 | 1.1 | 0 | 2018-08-29 | 26.2 | 0 | 8.2 | 2017-08-29 | 18.9 | 0 | 0.9 | 2016-08-29 | 20.2 | 0 | 2.2 | 0.93 | 2.08
2025-08-29 | 11.3 | 6.7 | 0 | 2024-08-29 | 17.9 | 0.1 | 0 | 2023-08-29 | 16.1 | 1.9 | 0 | 2022-08-29 | 22.1 | 0 | 4.1 | 2021-08-29 | 22.3 | 0 | 4.3 | 2020-08-29 | 19.3 | 0 | 1.3 | 2019-08-29 | 16.7 | 1.3 | 0 | 2018-08-29 | 25.6 | 0 | 7.6 | 2017-08-29 | 18.3 | 0 | 0.3 | 2016-08-29 | 19.7 | 0 | 1.7 | 1 | 1.93
2025-08-29 | 10.4 | 7.6 | 0 | 2024-08-29 | 18.1 | 0 | 0.1 | 2023-08-29 | 14.8 | 3.2 | 0 | 2022-08-29 | 22 | 0 | 4 | 2021-08-29 | 22.6 | 0 | 4.6 | 2020-08-29 | 20 | 0 | 2 | 2019-08-29 | 15.6 | 2.4 | 0 | 2018-08-29 | 24.9 | 0 | 6.9 | 2017-08-29 | 18 | 0 | 0 | 2016-08-29 | 19 | 0 | 1 | 1.32 | 1.86
2025-08-29 | 10 | 8 | 0 | 2024-08-29 | 17.5 | 0.5 | 0 | 2023-08-29 | 14.4 | 3.6 | 0 | 2022-08-29 | 21.7 | 0 | 3.7 | 2021-08-29 | 22.3 | 0 | 4.3 | 2020-08-29 | 20.9 | 0 | 2.9 | 2019-08-29 | 16.4 | 1.6 | 0 | 2018-08-29 | 24.5 | 0 | 6.5 | 2017-08-29 | 17.8 | 0.2 | 0 | 2016-08-29 | 18.2 | 0 | 0.2 | 1.39 | 1.76
2025-08-29 | 9.7 | 8.3 | 0 | 2024-08-29 | 17 | 1 | 0 | 2023-08-29 | 13.2 | 4.8 | 0 | 2022-08-29 | 21.6 | 0 | 3.6 | 2021-08-29 | 22.8 | 0 | 4.8 | 2020-08-29 | 21.6 | 0 | 3.6 | 2019-08-29 | 15.9 | 2.1 | 0 | 2018-08-29 | 22.8 | 0 | 4.8 | 2017-08-29 | 17.6 | 0.4 | 0 | 2016-08-29 | 18.3 | 0 | 0.3 | 1.66 | 1.71
2025-08-29 | 9.2 | 8.8 | 0 | 2024-08-29 | 16.8 | 1.2 | 0 | 2023-08-29 | 13.6 | 4.4 | 0 | 2022-08-29 | 21.5 | 0 | 3.5 | 2021-08-29 | 22.7 | 0 | 4.7 | 2020-08-29 | 21.9 | 0 | 3.9 | 2019-08-29 | 15.5 | 2.5 | 0 | 2018-08-29 | 23.1 | 0 | 5.1 | 2017-08-29 | 17.2 | 0.8 | 0 | 2016-08-29 | 18.4 | 0 | 0.4 | 1.77 | 1.76
2025-08-29 | 9.5 | 8.5 | 0 | 2024-08-29 | 16.8 | 1.2 | 0 | 2023-08-29 | 14.3 | 3.7 | 0 | 2022-08-29 | 21.8 | 0 | 3.8 | 2021-08-29 | 22.5 | 0 | 4.5 | 2020-08-29 | 21.7 | 0 | 3.7 | 2019-08-29 | 15.4 | 2.6 | 0 | 2018-08-29 | 23 | 0 | 5 | 2017-08-29 | 17.1 | 0.9 | 0 | 2016-08-29 | 18.5 | 0 | 0.5 | 1.69 | 1.75
2025-08-29 | 11.3 | 6.7 | 0 | 2024-08-29 | 17 | 1 | 0 | 2023-08-29 | 16.5 | 1.5 | 0 | 2022-08-29 | 23 | 0 | 5 | 2021-08-29 | 23.2 | 0 | 5.2 | 2020-08-29 | 22 | 0 | 4 | 2019-08-29 | 16.6 | 1.4 | 0 | 2018-08-29 | 24.4 | 0 | 6.4 | 2017-08-29 | 18 | 0 | 0 | 2016-08-29 | 20 | 0 | 2 | 1.06 | 2.26
2025-08-29 | 12.8 | 5.2 | 0 | 2024-08-29 | 17.5 | 0.5 | 0 | 2023-08-29 | 19.1 | 0 | 1.1 | 2022-08-29 | 25.2 | 0 | 7.2 | 2021-08-29 | 25.1 | 0 | 7.1 | 2020-08-29 | 22.6 | 0 | 4.6 | 2019-08-29 | 17.8 | 0.2 | 0 | 2018-08-29 | 26.1 | 0 | 8.1 | 2017-08-29 | 18.4 | 0 | 0.4 | 2016-08-29 | 21.2 | 0 | 3.2 | 0.59 | 3.17
2025-08-29 | 14.4 | 3.6 | 0 | 2024-08-29 | 18.3 | 0 | 0.3 | 2023-08-29 | 20.4 | 0 | 2.4 | 2022-08-29 | 28.3 | 0 | 10.3 | 2021-08-29 | 26.7 | 0 | 8.7 | 2020-08-29 | 23.5 | 0 | 5.5 | 2019-08-29 | 19.3 | 0 | 1.3 | 2018-08-29 | 26.5 | 0 | 8.5 | 2017-08-29 | 20.4 | 0 | 2.4 | 2016-08-29 | 22.4 | 0 | 4.4 | 0.36 | 4.38
2025-08-29 | 14.9 | 3.1 | 0 | 2024-08-29 | 18.8 | 0 | 0.8 | 2023-08-29 | 21.4 | 0 | 3.4 | 2022-08-29 | 29.4 | 0 | 11.4 | 2021-08-29 | 28.9 | 0 | 10.9 | 2020-08-29 | 25.2 | 0 | 7.2 | 2019-08-29 | 21.1 | 0 | 3.1 | 2018-08-29 | 27.6 | 0 | 9.6 | 2017-08-29 | 21 | 0 | 3 | 2016-08-29 | 23.9 | 0 | 5.9 | 0.31 | 5.53
2025-08-29 | 15.6 | 2.4 | 0 | 2024-08-29 | 19.6 | 0 | 1.6 | 2023-08-29 | 21.9 | 0 | 3.9 | 2022-08-29 | 30 | 0 | 12 | 2021-08-29 | 30.6 | 0 | 12.6 | 2020-08-29 | 25.1 | 0 | 7.1 | 2019-08-29 | 21.8 | 0 | 3.8 | 2018-08-29 | 26.3 | 0 | 8.3 | 2017-08-29 | 21.7 | 0 | 3.7 | 2016-08-29 | 25 | 0 | 7 | 0.24 | 6
2025-08-29 | 15.9 | 2.1 | 0 | 2024-08-29 | 20.2 | 0 | 2.2 | 2023-08-29 | 22.5 | 0 | 4.5 | 2022-08-29 | 30 | 0 | 12 | 2021-08-29 | 29.5 | 0 | 11.5 | 2020-08-29 | 25.6 | 0 | 7.6 | 2019-08-29 | 23.6 | 0 | 5.6 | 2018-08-29 | 27.3 | 0 | 9.3 | 2017-08-29 | 21.9 | 0 | 3.9 | 2016-08-29 | 25.7 | 0 | 7.7 | 0.21 | 6.43
2025-08-29 | 16 | 2 | 0 | 2024-08-29 | 20.6 | 0 | 2.6 | 2023-08-29 | 23 | 0 | 5 | 2022-08-29 | 30.5 | 0 | 12.5 | 2021-08-29 | 29.6 | 0 | 11.6 | 2020-08-29 | 23.8 | 0 | 5.8 | 2019-08-29 | 23.3 | 0 | 5.3 | 2018-08-29 | 27.7 | 0 | 9.7 | 2017-08-29 | 22.1 | 0 | 4.1 | 2016-08-29 | 25.6 | 0 | 7.6 | 0.2 | 6.42
2025-08-29 | 16.6 | 1.4 | 0 | 2024-08-29 | 20.2 | 0 | 2.2 | 2023-08-29 | 23.4 | 0 | 5.4 | 2022-08-29 | 28.6 | 0 | 10.6 | 2021-08-29 | 28.4 | 0 | 10.4 | 2020-08-29 | 22.1 | 0 | 4.1 | 2019-08-29 | 24.7 | 0 | 6.7 | 2018-08-29 | 26.5 | 0 | 8.5 | 2017-08-29 | 21.8 | 0 | 3.8 | 2016-08-29 | 27.2 | 0 | 9.2 | 0.14 | 6.09
2025-08-29 | 17.7 | 0.3 | 0 | 2024-08-29 | 20.8 | 0 | 2.8 | 2023-08-29 | 23.6 | 0 | 5.6 | 2022-08-29 | 29.1 | 0 | 11.1 | 2021-08-29 | 30.9 | 0 | 12.9 | 2020-08-29 | 23.6 | 0 | 5.6 | 2019-08-29 | 24.8 | 0 | 6.8 | 2018-08-29 | 25.7 | 0 | 7.7 | 2017-08-29 | 21.6 | 0 | 3.6 | 2016-08-29 | 26.1 | 0 | 8.1 | 0.03 | 6.42
2025-08-29 | 17.8 | 0.2 | 0 | 2024-08-29 | 20.2 | 0 | 2.2 | 2023-08-29 | 23.4 | 0 | 5.4 | 2022-08-29 | 29.5 | 0 | 11.5 | 2021-08-29 | 30 | 0 | 12 | 2020-08-29 | 22 | 0 | 4 | 2019-08-29 | 25.2 | 0 | 7.2 | 2018-08-29 | 27.6 | 0 | 9.6 | 2017-08-29 | 21.3 | 0 | 3.3 | 2016-08-29 | 25.8 | 0 | 7.8 | 0.02 | 6.3
2025-08-29 | 16.6 | 1.4 | 0 | 2024-08-29 | 20.9 | 0 | 2.9 | 2023-08-29 | 22.9 | 0 | 4.9 | 2022-08-29 | 29.4 | 0 | 11.4 | 2021-08-29 | 29.6 | 0 | 11.6 | 2020-08-29 | 22 | 0 | 4 | 2019-08-29 | 24.2 | 0 | 6.2 | 2018-08-29 | 26.3 | 0 | 8.3 | 2017-08-29 | 20.7 | 0 | 2.7 | 2016-08-29 | 25.2 | 0 | 7.2 | 0.14 | 5.92
2025-08-29 | 16.6 | 1.4 | 0 | 2024-08-29 | 20.1 | 0 | 2.1 | 2023-08-29 | 21.7 | 0 | 3.7 | 2022-08-29 | 28.6 | 0 | 10.6 | 2021-08-29 | 30.2 | 0 | 12.2 | 2020-08-29 | 21.4 | 0 | 3.4 | 2019-08-29 | 23.4 | 0 | 5.4 | 2018-08-29 | 26 | 0 | 8 | 2017-08-29 | 19.9 | 0 | 1.9 | 2016-08-29 | 24.6 | 0 | 6.6 | 0.14 | 5.39
2025-08-29 | 15.2 | 2.8 | 0 | 2024-08-29 | 19.1 | 0 | 1.1 | 2023-08-29 | 20.6 | 0 | 2.6 | 2022-08-29 | 27.7 | 0 | 9.7 | 2021-08-29 | 29.3 | 0 | 11.3 | 2020-08-29 | 20.3 | 0 | 2.3 | 2019-08-29 | 21.9 | 0 | 3.9 | 2018-08-29 | 24 | 0 | 6 | 2017-08-29 | 19.4 | 0 | 1.4 | 2016-08-29 | 23.3 | 0 | 5.3 | 0.28 | 4.36
2025-08-29 | 14.5 | 3.5 | 0 | 2024-08-29 | 18.7 | 0 | 0.7 | 2023-08-29 | 20.5 | 0 | 2.5 | 2022-08-29 | 27 | 0 | 9 | 2021-08-29 | 26.9 | 0 | 8.9 | 2020-08-29 | 19.9 | 0 | 1.9 | 2019-08-29 | 20.9 | 0 | 2.9 | 2018-08-29 | 24.1 | 0 | 6.1 | 2017-08-29 | 18.8 | 0 | 0.8 | 2016-08-29 | 22.6 | 0 | 4.6 | 0.35 | 3.74
2025-08-29 | 13.1 | 4.9 | 0 | 2024-08-29 | 18.2 | 0 | 0.2 | 2023-08-29 | 20.9 | 0 | 2.9 | 2022-08-29 | 25.3 | 0 | 7.3 | 2021-08-29 | 23.6 | 0 | 5.6 | 2020-08-29 | 19.3 | 0 | 1.3 | 2019-08-29 | 20.4 | 0 | 2.4 | 2018-08-29 | 23.1 | 0 | 5.1 | 2017-08-29 | 18.1 | 0 | 0.1 | 2016-08-29 | 22.8 | 0 | 4.8 | 0.49 | 2.97
2025-08-29 | 12.2 | 5.8 | 0 | 2024-08-29 | 18 | 0 | 0 | 2023-08-29 | 17.6 | 0.4 | 0 | 2022-08-29 | 24.2 | 0 | 6.2 | 2021-08-29 | 21.9 | 0 | 3.9 | 2020-08-29 | 18.8 | 0 | 0.8 | 2019-08-29 | 21 | 0 | 3 | 2018-08-29 | 20.8 | 0 | 2.8 | 2017-08-29 | 17.3 | 0.7 | 0 | 2016-08-29 | 21.6 | 0 | 3.6 | 0.69 | 2.03
2025-08-29 | 11.3 | 6.7 | 0 | 2024-08-29 | 16.8 | 1.2 | 0 | 2023-08-29 | 16.9 | 1.1 | 0 | 2022-08-29 | 23.7 | 0 | 5.7 | 2021-08-29 | 21.8 | 0 | 3.8 | 2020-08-29 | 17.4 | 0.6 | 0 | 2019-08-29 | 22 | 0 | 4 | 2018-08-29 | 20 | 0 | 2 | 2017-08-29 | 16.8 | 1.2 | 0 | 2016-08-29 | 20.3 | 0 | 2.3 | 1.08 | 1.78
2025-08-30 | 10.5 | 7.5 | 0 | 2024-08-30 | 17 | 1 | 0 | 2023-08-30 | 16.3 | 1.7 | 0 | 2022-08-30 | 22 | 0 | 4 | 2021-08-30 | 21.7 | 0 | 3.7 | 2020-08-30 | 16.3 | 1.7 | 0 | 2019-08-30 | 21.3 | 0 | 3.3 | 2018-08-30 | 18.2 | 0 | 0.2 | 2017-08-30 | 15.9 | 2.1 | 0 | 2016-08-30 | 19.4 | 0 | 1.4 | 1.4 | 1.26
2025-08-30 | 10.7 | 7.3 | 0 | 2024-08-30 | 16.9 | 1.1 | 0 | 2023-08-30 | 15.3 | 2.7 | 0 | 2022-08-30 | 22.4 | 0 | 4.4 | 2021-08-30 | 21.9 | 0 | 3.9 | 2020-08-30 | 16.3 | 1.7 | 0 | 2019-08-30 | 22 | 0 | 4 | 2018-08-30 | 17.7 | 0.3 | 0 | 2017-08-30 | 15.4 | 2.6 | 0 | 2016-08-30 | 19.3 | 0 | 1.3 | 1.57 | 1.36
2025-08-30 | 10.3 | 7.7 | 0 | 2024-08-30 | 16.5 | 1.5 | 0 | 2023-08-30 | 15.4 | 2.6 | 0 | 2022-08-30 | 21.5 | 0 | 3.5 | 2021-08-30 | 21.3 | 0 | 3.3 | 2020-08-30 | 15.8 | 2.2 | 0 | 2019-08-30 | 22.4 | 0 | 4.4 | 2018-08-30 | 17.7 | 0.3 | 0 | 2017-08-30 | 14.6 | 3.4 | 0 | 2016-08-30 | 18.2 | 0 | 0.2 | 1.77 | 1.14
2025-08-30 | 10.4 | 7.6 | 0 | 2024-08-30 | 15.8 | 2.2 | 0 | 2023-08-30 | 15.1 | 2.9 | 0 | 2022-08-30 | 21.4 | 0 | 3.4 | 2021-08-30 | 21.2 | 0 | 3.2 | 2020-08-30 | 14.2 | 3.8 | 0 | 2019-08-30 | 21 | 0 | 3 | 2018-08-30 | 17.3 | 0.7 | 0 | 2017-08-30 | 13.9 | 4.1 | 0 | 2016-08-30 | 18.4 | 0 | 0.4 | 2.13 | 1
2025-08-30 | 10.6 | 7.4 | 0 | 2024-08-30 | 16.3 | 1.7 | 0 | 2023-08-30 | 15.1 | 2.9 | 0 | 2022-08-30 | 21.4 | 0 | 3.4 | 2021-08-30 | 21.1 | 0 | 3.1 | 2020-08-30 | 15.5 | 2.5 | 0 | 2019-08-30 | 18.5 | 0 | 0.5 | 2018-08-30 | 16.9 | 1.1 | 0 | 2017-08-30 | 13.3 | 4.7 | 0 | 2016-08-30 | 17.5 | 0.5 | 0 | 2.08 | 0.7
2025-08-30 | 8.8 | 9.2 | 0 | 2024-08-30 | 16.6 | 1.4 | 0 | 2023-08-30 | 16 | 2 | 0 | 2022-08-30 | 21.5 | 0 | 3.5 | 2021-08-30 | 21.2 | 0 | 3.2 | 2020-08-30 | 16 | 2 | 0 | 2019-08-30 | 17 | 1 | 0 | 2018-08-30 | 16.1 | 1.9 | 0 | 2017-08-30 | 13.9 | 4.1 | 0 | 2016-08-30 | 17.4 | 0.6 | 0 | 2.22 | 0.67
2025-08-30 | 10.9 | 7.1 | 0 | 2024-08-30 | 16.9 | 1.1 | 0 | 2023-08-30 | 16.1 | 1.9 | 0 | 2022-08-30 | 21.6 | 0 | 3.6 | 2021-08-30 | 21.1 | 0 | 3.1 | 2020-08-30 | 15.2 | 2.8 | 0 | 2019-08-30 | 15.8 | 2.2 | 0 | 2018-08-30 | 15.1 | 2.9 | 0 | 2017-08-30 | 14.5 | 3.5 | 0 | 2016-08-30 | 18.1 | 0 | 0.1 | 2.15 | 0.68
2025-08-30 | 12.9 | 5.1 | 0 | 2024-08-30 | 18.1 | 0 | 0.1 | 2023-08-30 | 15.8 | 2.2 | 0 | 2022-08-30 | 22.2 | 0 | 4.2 | 2021-08-30 | 22.2 | 0 | 4.2 | 2020-08-30 | 16.8 | 1.2 | 0 | 2019-08-30 | 17.3 | 0.7 | 0 | 2018-08-30 | 15.8 | 2.2 | 0 | 2017-08-30 | 15.8 | 2.2 | 0 | 2016-08-30 | 19.5 | 0 | 1.5 | 1.36 | 1
2025-08-30 | 15.9 | 2.1 | 0 | 2024-08-30 | 19.2 | 0 | 1.2 | 2023-08-30 | 16.4 | 1.6 | 0 | 2022-08-30 | 22.1 | 0 | 4.1 | 2021-08-30 | 24.1 | 0 | 6.1 | 2020-08-30 | 18.1 | 0 | 0.1 | 2019-08-30 | 18.5 | 0 | 0.5 | 2018-08-30 | 15.9 | 2.1 | 0 | 2017-08-30 | 17.9 | 0.1 | 0 | 2016-08-30 | 21.7 | 0 | 3.7 | 0.59 | 1.57
2025-08-30 | 17.9 | 0.1 | 0 | 2024-08-30 | 20.4 | 0 | 2.4 | 2023-08-30 | 17.5 | 0.5 | 0 | 2022-08-30 | 21.9 | 0 | 3.9 | 2021-08-30 | 25.4 | 0 | 7.4 | 2020-08-30 | 19.1 | 0 | 1.1 | 2019-08-30 | 20.4 | 0 | 2.4 | 2018-08-30 | 15.7 | 2.3 | 0 | 2017-08-30 | 20.1 | 0 | 2.1 | 2016-08-30 | 24.5 | 0 | 6.5 | 0.29 | 2.58
2025-08-30 | 18.3 | 0 | 0.3 | 2024-08-30 | 21.6 | 0 | 3.6 | 2023-08-30 | 17.4 | 0.6 | 0 | 2022-08-30 | 21.6 | 0 | 3.6 | 2021-08-30 | 26.2 | 0 | 8.2 | 2020-08-30 | 20.1 | 0 | 2.1 | 2019-08-30 | 21.5 | 0 | 3.5 | 2018-08-30 | 16.6 | 1.4 | 0 | 2017-08-30 | 21.6 | 0 | 3.6 | 2016-08-30 | 25.8 | 0 | 7.8 | 0.2 | 3.27
2025-08-30 | 18.3 | 0 | 0.3 | 2024-08-30 | 23.1 | 0 | 5.1 | 2023-08-30 | 18 | 0 | 0 | 2022-08-30 | 21.5 | 0 | 3.5 | 2021-08-30 | 26.8 | 0 | 8.8 | 2020-08-30 | 21.4 | 0 | 3.4 | 2019-08-30 | 22.8 | 0 | 4.8 | 2018-08-30 | 16.4 | 1.6 | 0 | 2017-08-30 | 23.2 | 0 | 5.2 | 2016-08-30 | 27.7 | 0 | 9.7 | 0.16 | 4.08
2025-08-30 | 20.2 | 0 | 2.2 | 2024-08-30 | 23.6 | 0 | 5.6 | 2023-08-30 | 17.1 | 0.9 | 0 | 2022-08-30 | 22 | 0 | 4 | 2021-08-30 | 27.5 | 0 | 9.5 | 2020-08-30 | 21.8 | 0 | 3.8 | 2019-08-30 | 23.5 | 0 | 5.5 | 2018-08-30 | 16.9 | 1.1 | 0 | 2017-08-30 | 23.9 | 0 | 5.9 | 2016-08-30 | 28.4 | 0 | 10.4 | 0.2 | 4.69
2025-08-30 | 20.8 | 0 | 2.8 | 2024-08-30 | 24.4 | 0 | 6.4 | 2023-08-30 | 18.9 | 0 | 0.9 | 2022-08-30 | 22.1 | 0 | 4.1 | 2021-08-30 | 28.7 | 0 | 10.7 | 2020-08-30 | 22 | 0 | 4 | 2019-08-30 | 24.1 | 0 | 6.1 | 2018-08-30 | 17.6 | 0.4 | 0 | 2017-08-30 | 21.7 | 0 | 3.7 | 2016-08-30 | 29.2 | 0 | 11.2 | 0.04 | 4.99
2025-08-30 | 21.8 | 0 | 3.8 | 2024-08-30 | 25.1 | 0 | 7.1 | 2023-08-30 | 19.3 | 0 | 1.3 | 2022-08-30 | 22.4 | 0 | 4.4 | 2021-08-30 | 26.8 | 0 | 8.8 | 2020-08-30 | 22.3 | 0 | 4.3 | 2019-08-30 | 24.6 | 0 | 6.6 | 2018-08-30 | 17.8 | 0.2 | 0 | 2017-08-30 | 21.9 | 0 | 3.9 | 2016-08-30 | 30.1 | 0 | 12.1 | 0.02 | 5.23
2025-08-30 | 21 | 0 | 3 | 2024-08-30 | 26.1 | 0 | 8.1 | 2023-08-30 | 19.2 | 0 | 1.2 | 2022-08-30 | 24.3 | 0 | 6.3 | 2021-08-30 | 27.3 | 0 | 9.3 | 2020-08-30 | 23 | 0 | 5 | 2019-08-30 | 23.7 | 0 | 5.7 | 2018-08-30 | 18.3 | 0 | 0.3 | 2017-08-30 | 23.7 | 0 | 5.7 | 2016-08-30 | 29.9 | 0 | 11.9 | 0 | 5.65
2025-08-30 | 21.2 | 0 | 3.2 | 2024-08-30 | 26 | 0 | 8 | 2023-08-30 | 17.9 | 0.1 | 0 | 2022-08-30 | 25.8 | 0 | 7.8 | 2021-08-30 | 28.2 | 0 | 10.2 | 2020-08-30 | 22.1 | 0 | 4.1 | 2019-08-30 | 23.5 | 0 | 5.5 | 2018-08-30 | 18.4 | 0 | 0.4 | 2017-08-30 | 21.7 | 0 | 3.7 | 2016-08-30 | 29.5 | 0 | 11.5 | 0.01 | 5.44
2025-08-30 | 20.4 | 0 | 2.4 | 2024-08-30 | 24 | 0 | 6 | 2023-08-30 | 16.3 | 1.7 | 0 | 2022-08-30 | 25 | 0 | 7 | 2021-08-30 | 27.2 | 0 | 9.2 | 2020-08-30 | 20.6 | 0 | 2.6 | 2019-08-30 | 22.3 | 0 | 4.3 | 2018-08-30 | 18.3 | 0 | 0.3 | 2017-08-30 | 21.6 | 0 | 3.6 | 2016-08-30 | 28.3 | 0 | 10.3 | 0.17 | 4.57
2025-08-30 | 19.6 | 0 | 1.6 | 2024-08-30 | 22.6 | 0 | 4.6 | 2023-08-30 | 15.8 | 2.2 | 0 | 2022-08-30 | 24.1 | 0 | 6.1 | 2021-08-30 | 26.3 | 0 | 8.3 | 2020-08-30 | 19.9 | 0 | 1.9 | 2019-08-30 | 21 | 0 | 3 | 2018-08-30 | 18.1 | 0 | 0.1 | 2017-08-30 | 20.9 | 0 | 2.9 | 2016-08-30 | 27.5 | 0 | 9.5 | 0.22 | 3.8
2025-08-30 | 18.1 | 0 | 0.1 | 2024-08-30 | 22.6 | 0 | 4.6 | 2023-08-30 | 15.4 | 2.6 | 0 | 2022-08-30 | 22.9 | 0 | 4.9 | 2021-08-30 | 24.9 | 0 | 6.9 | 2020-08-30 | 19.1 | 0 | 1.1 | 2019-08-30 | 19.5 | 0 | 1.5 | 2018-08-30 | 18.1 | 0 | 0.1 | 2017-08-30 | 20.9 | 0 | 2.9 | 2016-08-30 | 26.5 | 0 | 8.5 | 0.26 | 3.06
2025-08-30 | 17.2 | 0.8 | 0 | 2024-08-30 | 22.9 | 0 | 4.9 | 2023-08-30 | 15.6 | 2.4 | 0 | 2022-08-30 | 21.9 | 0 | 3.9 | 2021-08-30 | 23.2 | 0 | 5.2 | 2020-08-30 | 18.9 | 0 | 0.9 | 2019-08-30 | 18.8 | 0 | 0.8 | 2018-08-30 | 17.8 | 0.2 | 0 | 2017-08-30 | 22.4 | 0 | 4.4 | 2016-08-30 | 26.2 | 0 | 8.2 | 0.34 | 2.83
2025-08-30 | 16.4 | 1.6 | 0 | 2024-08-30 | 23.2 | 0 | 5.2 | 2023-08-30 | 14.9 | 3.1 | 0 | 2022-08-30 | 20.9 | 0 | 2.9 | 2021-08-30 | 22.1 | 0 | 4.1 | 2020-08-30 | 18.7 | 0 | 0.7 | 2019-08-30 | 17.9 | 0.1 | 0 | 2018-08-30 | 17.4 | 0.6 | 0 | 2017-08-30 | 20.8 | 0 | 2.8 | 2016-08-30 | 24.6 | 0 | 6.6 | 0.54 | 2.23
2025-08-30 | 16.3 | 1.7 | 0 | 2024-08-30 | 23.2 | 0 | 5.2 | 2023-08-30 | 14 | 4 | 0 | 2022-08-30 | 19.8 | 0 | 1.8 | 2021-08-30 | 20.3 | 0 | 2.3 | 2020-08-30 | 18.3 | 0 | 0.3 | 2019-08-30 | 16.4 | 1.6 | 0 | 2018-08-30 | 17.2 | 0.8 | 0 | 2017-08-30 | 19.2 | 0 | 1.2 | 2016-08-30 | 24.1 | 0 | 6.1 | 0.81 | 1.69
2025-08-30 | 15.2 | 2.8 | 0 | 2024-08-30 | 22.1 | 0 | 4.1 | 2023-08-30 | 13.2 | 4.8 | 0 | 2022-08-30 | 19.1 | 0 | 1.1 | 2021-08-30 | 19.6 | 0 | 1.6 | 2020-08-30 | 17.3 | 0.7 | 0 | 2019-08-30 | 15.5 | 2.5 | 0 | 2018-08-30 | 16.8 | 1.2 | 0 | 2017-08-30 | 18 | 0 | 0 | 2016-08-30 | 23.4 | 0 | 5.4 | 1.2 | 1.22
2025-08-31 | 14.2 | 3.8 | 0 | 2024-08-31 | 21.7 | 0 | 3.7 | 2023-08-31 | 12.5 | 5.5 | 0 | 2022-08-31 | 17.2 | 0.8 | 0 | 2021-08-31 | 19.4 | 0 | 1.4 | 2020-08-31 | 16.4 | 1.6 | 0 | 2019-08-31 | 15.3 | 2.7 | 0 | 2018-08-31 | 17 | 1 | 0 | 2017-08-31 | 19 | 0 | 1 | 2016-08-31 | 23.4 | 0 | 5.4 | 1.54 | 1.15
2025-08-31 | 12.2 | 5.8 | 0 | 2024-08-31 | 21.9 | 0 | 3.9 | 2023-08-31 | 11.9 | 6.1 | 0 | 2022-08-31 | 16.3 | 1.7 | 0 | 2021-08-31 | 19.1 | 0 | 1.1 | 2020-08-31 | 16.1 | 1.9 | 0 | 2019-08-31 | 15.4 | 2.6 | 0 | 2018-08-31 | 16.6 | 1.4 | 0 | 2017-08-31 | 17.8 | 0.2 | 0 | 2016-08-31 | 23.2 | 0 | 5.2 | 1.97 | 1.02
2025-08-31 | 12.8 | 5.2 | 0 | 2024-08-31 | 21.1 | 0 | 3.1 | 2023-08-31 | 11.2 | 6.8 | 0 | 2022-08-31 | 15.8 | 2.2 | 0 | 2021-08-31 | 18.7 | 0 | 0.7 | 2020-08-31 | 15.4 | 2.6 | 0 | 2019-08-31 | 14.6 | 3.4 | 0 | 2018-08-31 | 16.6 | 1.4 | 0 | 2017-08-31 | 17.7 | 0.3 | 0 | 2016-08-31 | 23.4 | 0 | 5.4 | 2.19 | 0.92
2025-08-31 | 12.2 | 5.8 | 0 | 2024-08-31 | 20.8 | 0 | 2.8 | 2023-08-31 | 10.6 | 7.4 | 0 | 2022-08-31 | 15.5 | 2.5 | 0 | 2021-08-31 | 18.7 | 0 | 0.7 | 2020-08-31 | 15.5 | 2.5 | 0 | 2019-08-31 | 13.8 | 4.2 | 0 | 2018-08-31 | 16.8 | 1.2 | 0 | 2017-08-31 | 15.7 | 2.3 | 0 | 2016-08-31 | 23 | 0 | 5 | 2.59 | 0.85
2025-08-31 | 11.8 | 6.2 | 0 | 2024-08-31 | 20.9 | 0 | 2.9 | 2023-08-31 | 10.3 | 7.7 | 0 | 2022-08-31 | 15.2 | 2.8 | 0 | 2021-08-31 | 19 | 0 | 1 | 2020-08-31 | 15.1 | 2.9 | 0 | 2019-08-31 | 13.5 | 4.5 | 0 | 2018-08-31 | 16.9 | 1.1 | 0 | 2017-08-31 | 15.2 | 2.8 | 0 | 2016-08-31 | 22.7 | 0 | 4.7 | 2.8 | 0.86
2025-08-31 | 11.3 | 6.7 | 0 | 2024-08-31 | 21.1 | 0 | 3.1 | 2023-08-31 | 10.1 | 7.9 | 0 | 2022-08-31 | 15.7 | 2.3 | 0 | 2021-08-31 | 18.6 | 0 | 0.6 | 2020-08-31 | 15.9 | 2.1 | 0 | 2019-08-31 | 12.9 | 5.1 | 0 | 2018-08-31 | 16.3 | 1.7 | 0 | 2017-08-31 | 14.3 | 3.7 | 0 | 2016-08-31 | 22.1 | 0 | 4.1 | 2.95 | 0.78
2025-08-31 | 11 | 7 | 0 | 2024-08-31 | 21.5 | 0 | 3.5 | 2023-08-31 | 10.8 | 7.2 | 0 | 2022-08-31 | 15.9 | 2.1 | 0 | 2021-08-31 | 18.4 | 0 | 0.4 | 2020-08-31 | 15.6 | 2.4 | 0 | 2019-08-31 | 12.7 | 5.3 | 0 | 2018-08-31 | 16.6 | 1.4 | 0 | 2017-08-31 | 14.2 | 3.8 | 0 | 2016-08-31 | 22.3 | 0 | 4.3 | 2.92 | 0.82
2025-08-31 | 12.9 | 5.1 | 0 | 2024-08-31 | 21.4 | 0 | 3.4 | 2023-08-31 | 12.5 | 5.5 | 0 | 2022-08-31 | 17.7 | 0.3 | 0 | 2021-08-31 | 19 | 0 | 1 | 2020-08-31 | 16.7 | 1.3 | 0 | 2019-08-31 | 14.2 | 3.8 | 0 | 2018-08-31 | 17.4 | 0.6 | 0 | 2017-08-31 | 14.9 | 3.1 | 0 | 2016-08-31 | 22.4 | 0 | 4.4 | 1.97 | 0.88
2025-08-31 | 15.8 | 2.2 | 0 | 2024-08-31 | 22.3 | 0 | 4.3 | 2023-08-31 | 14.8 | 3.2 | 0 | 2022-08-31 | 19.9 | 0 | 1.9 | 2021-08-31 | 20.1 | 0 | 2.1 | 2020-08-31 | 19.6 | 0 | 1.6 | 2019-08-31 | 16.4 | 1.6 | 0 | 2018-08-31 | 18.1 | 0 | 0.1 | 2017-08-31 | 14.9 | 3.1 | 0 | 2016-08-31 | 22.2 | 0 | 4.2 | 1.01 | 1.42
2025-08-31 | 17.9 | 0.1 | 0 | 2024-08-31 | 22.7 | 0 | 4.7 | 2023-08-31 | 17 | 1 | 0 | 2022-08-31 | 21.9 | 0 | 3.9 | 2021-08-31 | 21.6 | 0 | 3.6 | 2020-08-31 | 21 | 0 | 3 | 2019-08-31 | 17.8 | 0.2 | 0 | 2018-08-31 | 19.6 | 0 | 1.6 | 2017-08-31 | 15.3 | 2.7 | 0 | 2016-08-31 | 23.4 | 0 | 5.4 | 0.4 | 2.22
2025-08-31 | 19.8 | 0 | 1.8 | 2024-08-31 | 23.7 | 0 | 5.7 | 2023-08-31 | 18.1 | 0 | 0.1 | 2022-08-31 | 23.6 | 0 | 5.6 | 2021-08-31 | 22.9 | 0 | 4.9 | 2020-08-31 | 21.6 | 0 | 3.6 | 2019-08-31 | 18.6 | 0 | 0.6 | 2018-08-31 | 20.1 | 0 | 2.1 | 2017-08-31 | 16.7 | 1.3 | 0 | 2016-08-31 | 24.8 | 0 | 6.8 | 0.13 | 3.12
2025-08-31 | 20.6 | 0 | 2.6 | 2024-08-31 | 25.4 | 0 | 7.4 | 2023-08-31 | 18.9 | 0 | 0.9 | 2022-08-31 | 24.7 | 0 | 6.7 | 2021-08-31 | 23.5 | 0 | 5.5 | 2020-08-31 | 22.6 | 0 | 4.6 | 2019-08-31 | 20.3 | 0 | 2.3 | 2018-08-31 | 19.8 | 0 | 1.8 | 2017-08-31 | 18 | 0 | 0 | 2016-08-31 | 25.9 | 0 | 7.9 | 0 | 3.97
2025-08-31 | 21.3 | 0 | 3.3 | 2024-08-31 | 25.6 | 0 | 7.6 | 2023-08-31 | 20 | 0 | 2 | 2022-08-31 | 25 | 0 | 7 | 2021-08-31 | 23.5 | 0 | 5.5 | 2020-08-31 | 23.6 | 0 | 5.6 | 2019-08-31 | 19.4 | 0 | 1.4 | 2018-08-31 | 21.4 | 0 | 3.4 | 2017-08-31 | 16.8 | 1.2 | 0 | 2016-08-31 | 28.3 | 0 | 10.3 | 0.12 | 4.61
2025-08-31 | 22.6 | 0 | 4.6 | 2024-08-31 | 26.4 | 0 | 8.4 | 2023-08-31 | 21.3 | 0 | 3.3 | 2022-08-31 | 25.9 | 0 | 7.9 | 2021-08-31 | 24.4 | 0 | 6.4 | 2020-08-31 | 23.9 | 0 | 5.9 | 2019-08-31 | 20.6 | 0 | 2.6 | 2018-08-31 | 21.4 | 0 | 3.4 | 2017-08-31 | 18.9 | 0 | 0.9 | 2016-08-31 | 28 | 0 | 10 | 0 | 5.34
2025-08-31 | 22.6 | 0 | 4.6 | 2024-08-31 | 27.5 | 0 | 9.5 | 2023-08-31 | 21.3 | 0 | 3.3 | 2022-08-31 | 24.9 | 0 | 6.9 | 2021-08-31 | 24.5 | 0 | 6.5 | 2020-08-31 | 24.1 | 0 | 6.1 | 2019-08-31 | 22.4 | 0 | 4.4 | 2018-08-31 | 22.8 | 0 | 4.8 | 2017-08-31 | 18.6 | 0 | 0.6 | 2016-08-31 | 29 | 0 | 11 | 0 | 5.77
2025-08-31 | 22.4 | 0 | 4.4 | 2024-08-31 | 27.5 | 0 | 9.5 | 2023-08-31 | 21.6 | 0 | 3.6 | 2022-08-31 | 24.7 | 0 | 6.7 | 2021-08-31 | 24.3 | 0 | 6.3 | 2020-08-31 | 23.5 | 0 | 5.5 | 2019-08-31 | 20.8 | 0 | 2.8 | 2018-08-31 | 22.1 | 0 | 4.1 | 2017-08-31 | 18.3 | 0 | 0.3 | 2016-08-31 | 28.5 | 0 | 10.5 | 0 | 5.37
2025-08-31 | 21.9 | 0 | 3.9 | 2024-08-31 | 27.3 | 0 | 9.3 | 2023-08-31 | 21.3 | 0 | 3.3 | 2022-08-31 | 24.6 | 0 | 6.6 | 2021-08-31 | 23.6 | 0 | 5.6 | 2020-08-31 | 23.2 | 0 | 5.2 | 2019-08-31 | 21.4 | 0 | 3.4 | 2018-08-31 | 21.9 | 0 | 3.9 | 2017-08-31 | 16.8 | 1.2 | 0 | 2016-08-31 | 26.8 | 0 | 8.8 | 0.12 | 5
2025-08-31 | 21.5 | 0 | 3.5 | 2024-08-31 | 26.7 | 0 | 8.7 | 2023-08-31 | 21.2 | 0 | 3.2 | 2022-08-31 | 24.4 | 0 | 6.4 | 2021-08-31 | 22.8 | 0 | 4.8 | 2020-08-31 | 22.4 | 0 | 4.4 | 2019-08-31 | 20.7 | 0 | 2.7 | 2018-08-31 | 21.3 | 0 | 3.3 | 2017-08-31 | 16 | 2 | 0 | 2016-08-31 | 25.1 | 0 | 7.1 | 0.2 | 4.41
2025-08-31 | 21 | 0 | 3 | 2024-08-31 | 25.7 | 0 | 7.7 | 2023-08-31 | 20 | 0 | 2 | 2022-08-31 | 24.6 | 0 | 6.6 | 2021-08-31 | 21.6 | 0 | 3.6 | 2020-08-31 | 21.5 | 0 | 3.5 | 2019-08-31 | 19.1 | 0 | 1.1 | 2018-08-31 | 20.9 | 0 | 2.9 | 2017-08-31 | 15.4 | 2.6 | 0 | 2016-08-31 | 23.4 | 0 | 5.4 | 0.26 | 3.58
2025-08-31 | 19.7 | 0 | 1.7 | 2024-08-31 | 24.8 | 0 | 6.8 | 2023-08-31 | 18.7 | 0 | 0.7 | 2022-08-31 | 23.3 | 0 | 5.3 | 2021-08-31 | 20.7 | 0 | 2.7 | 2020-08-31 | 20.4 | 0 | 2.4 | 2019-08-31 | 18.6 | 0 | 0.6 | 2018-08-31 | 20.1 | 0 | 2.1 | 2017-08-31 | 14.1 | 3.9 | 0 | 2016-08-31 | 21.7 | 0 | 3.7 | 0.39 | 2.6
2025-08-31 | 19.5 | 0 | 1.5 | 2024-08-31 | 22.2 | 0 | 4.2 | 2023-08-31 | 18.3 | 0 | 0.3 | 2022-08-31 | 22.4 | 0 | 4.4 | 2021-08-31 | 19.7 | 0 | 1.7 | 2020-08-31 | 20.4 | 0 | 2.4 | 2019-08-31 | 18.4 | 0 | 0.4 | 2018-08-31 | 19.4 | 0 | 1.4 | 2017-08-31 | 13.2 | 4.8 | 0 | 2016-08-31 | 20.4 | 0 | 2.4 | 0.48 | 1.87
2025-08-31 | 18.8 | 0 | 0.8 | 2024-08-31 | 21.3 | 0 | 3.3 | 2023-08-31 | 18.3 | 0 | 0.3 | 2022-08-31 | 20.1 | 0 | 2.1 | 2021-08-31 | 19.1 | 0 | 1.1 | 2020-08-31 | 20.5 | 0 | 2.5 | 2019-08-31 | 18.2 | 0 | 0.2 | 2018-08-31 | 18.9 | 0 | 0.9 | 2017-08-31 | 12.4 | 5.6 | 0 | 2016-08-31 | 19.7 | 0 | 1.7 | 0.56 | 1.29
2025-08-31 | 17.9 | 0.1 | 0 | 2024-08-31 | 19.4 | 0 | 1.4 | 2023-08-31 | 17.1 | 0.9 | 0 | 2022-08-31 | 18.9 | 0 | 0.9 | 2021-08-31 | 18.6 | 0 | 0.6 | 2020-08-31 | 20.6 | 0 | 2.6 | 2019-08-31 | 17.4 | 0.6 | 0 | 2018-08-31 | 18.7 | 0 | 0.7 | 2017-08-31 | 11.7 | 6.3 | 0 | 2016-08-31 | 19 | 0 | 1 | 0.79 | 0.72
2025-08-31 | 15.8 | 2.2 | 0 | 2024-08-31 | 18.4 | 0 | 0.4 | 2023-08-31 | 16.8 | 1.2 | 0 | 2022-08-31 | 17.7 | 0.3 | 0 | 2021-08-31 | 17.6 | 0.4 | 0 | 2020-08-31 | 20.3 | 0 | 2.3 | 2019-08-31 | 16.7 | 1.3 | 0 | 2018-08-31 | 18.5 | 0 | 0.5 | 2017-08-31 | 10.9 | 7.1 | 0 | 2016-08-31 | 18.4 | 0 | 0.4 | 1.25 | 0.36
2025-09-01 | 15.7 | 2.3 | 0 | 2024-09-01 | 17.4 | 0.6 | 0 | 2023-09-01 | 16.4 | 1.6 | 0 | 2022-09-01 | 16.3 | 1.7 | 0 | 2021-09-01 | 17 | 1 | 0 | 2020-09-01 | 20 | 0 | 2 | 2019-09-01 | 16.6 | 1.4 | 0 | 2018-09-01 | 18.4 | 0 | 0.4 | 2017-09-01 | 10.6 | 7.4 | 0 | 2016-09-01 | 17.7 | 0.3 | 0 | 1.63 | 0.24
2025-09-01 | 14.2 | 3.8 | 0 | 2024-09-01 | 17.6 | 0.4 | 0 | 2023-09-01 | 15.6 | 2.4 | 0 | 2022-09-01 | 15.4 | 2.6 | 0 | 2021-09-01 | 16.6 | 1.4 | 0 | 2020-09-01 | 19.7 | 0 | 1.7 | 2019-09-01 | 15.6 | 2.4 | 0 | 2018-09-01 | 17.4 | 0.6 | 0 | 2017-09-01 | 9.8 | 8.2 | 0 | 2016-09-01 | 17.5 | 0.5 | 0 | 2.23 | 0.17
2025-09-01 | 14.2 | 3.8 | 0 | 2024-09-01 | 18.1 | 0 | 0.1 | 2023-09-01 | 14.1 | 3.9 | 0 | 2022-09-01 | 13.9 | 4.1 | 0 | 2021-09-01 | 16.1 | 1.9 | 0 | 2020-09-01 | 19.3 | 0 | 1.3 | 2019-09-01 | 16.2 | 1.8 | 0 | 2018-09-01 | 16.8 | 1.2 | 0 | 2017-09-01 | 9.2 | 8.8 | 0 | 2016-09-01 | 16.8 | 1.2 | 0 | 2.67 | 0.14
2025-09-01 | 14.1 | 3.9 | 0 | 2024-09-01 | 17.9 | 0.1 | 0 | 2023-09-01 | 14.6 | 3.4 | 0 | 2022-09-01 | 13.8 | 4.2 | 0 | 2021-09-01 | 16 | 2 | 0 | 2020-09-01 | 19.4 | 0 | 1.4 | 2019-09-01 | 15.7 | 2.3 | 0 | 2018-09-01 | 16.1 | 1.9 | 0 | 2017-09-01 | 9 | 9 | 0 | 2016-09-01 | 16.2 | 1.8 | 0 | 2.86 | 0.14
2025-09-01 | 13.6 | 4.4 | 0 | 2024-09-01 | 18.4 | 0 | 0.4 | 2023-09-01 | 12.5 | 5.5 | 0 | 2022-09-01 | 13.1 | 4.9 | 0 | 2021-09-01 | 15.6 | 2.4 | 0 | 2020-09-01 | 19.4 | 0 | 1.4 | 2019-09-01 | 15.4 | 2.6 | 0 | 2018-09-01 | 15.3 | 2.7 | 0 | 2017-09-01 | 8.2 | 9.8 | 0 | 2016-09-01 | 16.5 | 1.5 | 0 | 3.38 | 0.18
2025-09-01 | 12.8 | 5.2 | 0 | 2024-09-01 | 18.6 | 0 | 0.6 | 2023-09-01 | 12.7 | 5.3 | 0 | 2022-09-01 | 12.2 | 5.8 | 0 | 2021-09-01 | 15.6 | 2.4 | 0 | 2020-09-01 | 19.2 | 0 | 1.2 | 2019-09-01 | 15.6 | 2.4 | 0 | 2018-09-01 | 15.8 | 2.2 | 0 | 2017-09-01 | 7.8 | 10.2 | 0 | 2016-09-01 | 16.2 | 1.8 | 0 | 3.53 | 0.18
2025-09-01 | 13.4 | 4.6 | 0 | 2024-09-01 | 18.2 | 0 | 0.2 | 2023-09-01 | 12.5 | 5.5 | 0 | 2022-09-01 | 12.5 | 5.5 | 0 | 2021-09-01 | 16.3 | 1.7 | 0 | 2020-09-01 | 19.2 | 0 | 1.2 | 2019-09-01 | 16.4 | 1.6 | 0 | 2018-09-01 | 16.4 | 1.6 | 0 | 2017-09-01 | 8.1 | 9.9 | 0 | 2016-09-01 | 15.8 | 2.2 | 0 | 3.26 | 0.14
2025-09-01 | 15 | 3 | 0 | 2024-09-01 | 19.7 | 0 | 1.7 | 2023-09-01 | 14.4 | 3.6 | 0 | 2022-09-01 | 13.8 | 4.2 | 0 | 2021-09-01 | 17.4 | 0.6 | 0 | 2020-09-01 | 20.1 | 0 | 2.1 | 2019-09-01 | 15.6 | 2.4 | 0 | 2018-09-01 | 18.4 | 0 | 0.4 | 2017-09-01 | 9.1 | 8.9 | 0 | 2016-09-01 | 16.5 | 1.5 | 0 | 2.42 | 0.42
2025-09-01 | 17.9 | 0.1 | 0 | 2024-09-01 | 21.7 | 0 | 3.7 | 2023-09-01 | 17.3 | 0.7 | 0 | 2022-09-01 | 15.3 | 2.7 | 0 | 2021-09-01 | 18 | 0 | 0 | 2020-09-01 | 21.5 | 0 | 3.5 | 2019-09-01 | 16.8 | 1.2 | 0 | 2018-09-01 | 19.6 | 0 | 1.6 | 2017-09-01 | 10.7 | 7.3 | 0 | 2016-09-01 | 18 | 0 | 0 | 1.2 | 0.88
2025-09-01 | 20.2 | 0 | 2.2 | 2024-09-01 | 22.6 | 0 | 4.6 | 2023-09-01 | 18.8 | 0 | 0.8 | 2022-09-01 | 16.7 | 1.3 | 0 | 2021-09-01 | 19.3 | 0 | 1.3 | 2020-09-01 | 23.8 | 0 | 5.8 | 2019-09-01 | 18 | 0 | 0 | 2018-09-01 | 21.6 | 0 | 3.6 | 2017-09-01 | 12.7 | 5.3 | 0 | 2016-09-01 | 19.1 | 0 | 1.1 | 0.66 | 1.94
2025-09-01 | 22.1 | 0 | 4.1 | 2024-09-01 | 24.5 | 0 | 6.5 | 2023-09-01 | 20.7 | 0 | 2.7 | 2022-09-01 | 17.5 | 0.5 | 0 | 2021-09-01 | 19.8 | 0 | 1.8 | 2020-09-01 | 24.6 | 0 | 6.6 | 2019-09-01 | 19.2 | 0 | 1.2 | 2018-09-01 | 24.1 | 0 | 6.1 | 2017-09-01 | 14.6 | 3.4 | 0 | 2016-09-01 | 20.6 | 0 | 2.6 | 0.39 | 3.16
2025-09-01 | 22.7 | 0 | 4.7 | 2024-09-01 | 24.3 | 0 | 6.3 | 2023-09-01 | 22.2 | 0 | 4.2 | 2022-09-01 | 19.2 | 0 | 1.2 | 2021-09-01 | 21.2 | 0 | 3.2 | 2020-09-01 | 25.4 | 0 | 7.4 | 2019-09-01 | 19 | 0 | 1 | 2018-09-01 | 24.9 | 0 | 6.9 | 2017-09-01 | 14.5 | 3.5 | 0 | 2016-09-01 | 21.5 | 0 | 3.5 | 0.35 | 3.84
2025-09-01 | 23.2 | 0 | 5.2 | 2024-09-01 | 24.6 | 0 | 6.6 | 2023-09-01 | 22.4 | 0 | 4.4 | 2022-09-01 | 20.2 | 0 | 2.2 | 2021-09-01 | 21.6 | 0 | 3.6 | 2020-09-01 | 26.8 | 0 | 8.8 | 2019-09-01 | 19 | 0 | 1 | 2018-09-01 | 26.1 | 0 | 8.1 | 2017-09-01 | 15.4 | 2.6 | 0 | 2016-09-01 | 22.4 | 0 | 4.4 | 0.26 | 4.43
2025-09-01 | 23.4 | 0 | 5.4 | 2024-09-01 | 24.1 | 0 | 6.1 | 2023-09-01 | 23 | 0 | 5 | 2022-09-01 | 20.4 | 0 | 2.4 | 2021-09-01 | 22.6 | 0 | 4.6 | 2020-09-01 | 26.9 | 0 | 8.9 | 2019-09-01 | 18.6 | 0 | 0.6 | 2018-09-01 | 26.9 | 0 | 8.9 | 2017-09-01 | 16.9 | 1.1 | 0 | 2016-09-01 | 22.5 | 0 | 4.5 | 0.11 | 4.64
2025-09-01 | 24.1 | 0 | 6.1 | 2024-09-01 | 24.1 | 0 | 6.1 | 2023-09-01 | 22.8 | 0 | 4.8 | 2022-09-01 | 22.2 | 0 | 4.2 | 2021-09-01 | 23.6 | 0 | 5.6 | 2020-09-01 | 27.4 | 0 | 9.4 | 2019-09-01 | 18.4 | 0 | 0.4 | 2018-09-01 | 26.6 | 0 | 8.6 | 2017-09-01 | 17 | 1 | 0 | 2016-09-01 | 22 | 0 | 4 | 0.1 | 4.92
2025-09-01 | 23.8 | 0 | 5.8 | 2024-09-01 | 23.9 | 0 | 5.9 | 2023-09-01 | 23.1 | 0 | 5.1 | 2022-09-01 | 23.6 | 0 | 5.6 | 2021-09-01 | 23.8 | 0 | 5.8 | 2020-09-01 | 26.6 | 0 | 8.6 | 2019-09-01 | 18 | 0 | 0 | 2018-09-01 | 26.8 | 0 | 8.8 | 2017-09-01 | 17.8 | 0.2 | 0 | 2016-09-01 | 21 | 0 | 3 | 0.02 | 4.86
2025-09-01 | 23.9 | 0 | 5.9 | 2024-09-01 | 23.8 | 0 | 5.8 | 2023-09-01 | 23.1 | 0 | 5.1 | 2022-09-01 | 23.9 | 0 | 5.9 | 2021-09-01 | 23.4 | 0 | 5.4 | 2020-09-01 | 25.4 | 0 | 7.4 | 2019-09-01 | 17.7 | 0.3 | 0 | 2018-09-01 | 27.1 | 0 | 9.1 | 2017-09-01 | 16.6 | 1.4 | 0 | 2016-09-01 | 22.2 | 0 | 4.2 | 0.17 | 4.88
2025-09-01 | 22.8 | 0 | 4.8 | 2024-09-01 | 21.3 | 0 | 3.3 | 2023-09-01 | 22.9 | 0 | 4.9 | 2022-09-01 | 23.8 | 0 | 5.8 | 2021-09-01 | 23.1 | 0 | 5.1 | 2020-09-01 | 24.4 | 0 | 6.4 | 2019-09-01 | 17.7 | 0.3 | 0 | 2018-09-01 | 25.8 | 0 | 7.8 | 2017-09-01 | 16.6 | 1.4 | 0 | 2016-09-01 | 21.1 | 0 | 3.1 | 0.17 | 4.12
2025-09-01 | 21.7 | 0 | 3.7 | 2024-09-01 | 21.2 | 0 | 3.2 | 2023-09-01 | 22 | 0 | 4 | 2022-09-01 | 23.2 | 0 | 5.2 | 2021-09-01 | 22.3 | 0 | 4.3 | 2020-09-01 | 23.9 | 0 | 5.9 | 2019-09-01 | 17.6 | 0.4 | 0 | 2018-09-01 | 24.7 | 0 | 6.7 | 2017-09-01 | 15.1 | 2.9 | 0 | 2016-09-01 | 20 | 0 | 2 | 0.33 | 3.5
2025-09-01 | 20.2 | 0 | 2.2 | 2024-09-01 | 19.6 | 0 | 1.6 | 2023-09-01 | 20.8 | 0 | 2.8 | 2022-09-01 | 22.1 | 0 | 4.1 | 2021-09-01 | 20.2 | 0 | 2.2 | 2020-09-01 | 23.1 | 0 | 5.1 | 2019-09-01 | 17.6 | 0.4 | 0 | 2018-09-01 | 23.9 | 0 | 5.9 | 2017-09-01 | 14.1 | 3.9 | 0 | 2016-09-01 | 19.6 | 0 | 1.6 | 0.43 | 2.55
2025-09-01 | 19.7 | 0 | 1.7 | 2024-09-01 | 18.4 | 0 | 0.4 | 2023-09-01 | 20.2 | 0 | 2.2 | 2022-09-01 | 20 | 0 | 2 | 2021-09-01 | 19.2 | 0 | 1.2 | 2020-09-01 | 22.3 | 0 | 4.3 | 2019-09-01 | 17.3 | 0.7 | 0 | 2018-09-01 | 23.9 | 0 | 5.9 | 2017-09-01 | 13.7 | 4.3 | 0 | 2016-09-01 | 19 | 0 | 1 | 0.5 | 1.87
2025-09-01 | 19.4 | 0 | 1.4 | 2024-09-01 | 17.2 | 0.8 | 0 | 2023-09-01 | 19.3 | 0 | 1.3 | 2022-09-01 | 20.7 | 0 | 2.7 | 2021-09-01 | 18.4 | 0 | 0.4 | 2020-09-01 | 22.3 | 0 | 4.3 | 2019-09-01 | 17.7 | 0.3 | 0 | 2018-09-01 | 23.9 | 0 | 5.9 | 2017-09-01 | 13.1 | 4.9 | 0 | 2016-09-01 | 18.3 | 0 | 0.3 | 0.6 | 1.63
2025-09-01 | 19.1 | 0 | 1.1 | 2024-09-01 | 16.4 | 1.6 | 0 | 2023-09-01 | 18.4 | 0 | 0.4 | 2022-09-01 | 19.2 | 0 | 1.2 | 2021-09-01 | 17.4 | 0.6 | 0 | 2020-09-01 | 22.6 | 0 | 4.6 | 2019-09-01 | 17.8 | 0.2 | 0 | 2018-09-01 | 23.9 | 0 | 5.9 | 2017-09-01 | 12.8 | 5.2 | 0 | 2016-09-01 | 17.7 | 0.3 | 0 | 0.79 | 1.32
2025-09-01 | 18.1 | 0 | 0.1 | 2024-09-01 | 15.8 | 2.2 | 0 | 2023-09-01 | 18.3 | 0 | 0.3 | 2022-09-01 | 18.8 | 0 | 0.8 | 2021-09-01 | 16.7 | 1.3 | 0 | 2020-09-01 | 22.3 | 0 | 4.3 | 2019-09-01 | 17.6 | 0.4 | 0 | 2018-09-01 | 23.9 | 0 | 5.9 | 2017-09-01 | 11.7 | 6.3 | 0 | 2016-09-01 | 17.3 | 0.7 | 0 | 1.09 | 1.14
2025-09-02 | 17.8 | 0.2 | 0 | 2024-09-02 | 15.3 | 2.7 | 0 | 2023-09-02 | 17.6 | 0.4 | 0 | 2022-09-02 | 19 | 0 | 1 | 2021-09-02 | 16.3 | 1.7 | 0 | 2020-09-02 | 22.1 | 0 | 4.1 | 2019-09-02 | 17.2 | 0.8 | 0 | 2018-09-02 | 24 | 0 | 6 | 2017-09-02 | 9.8 | 8.2 | 0 | 2016-09-02 | 16.7 | 1.3 | 0 | 1.53 | 1.11
2025-09-02 | 15.6 | 2.4 | 0 | 2024-09-02 | 14.8 | 3.2 | 0 | 2023-09-02 | 17.5 | 0.5 | 0 | 2022-09-02 | 17.2 | 0.8 | 0 | 2021-09-02 | 15.9 | 2.1 | 0 | 2020-09-02 | 21.1 | 0 | 3.1 | 2019-09-02 | 17.4 | 0.6 | 0 | 2018-09-02 | 23.8 | 0 | 5.8 | 2017-09-02 | 8.9 | 9.1 | 0 | 2016-09-02 | 16.1 | 1.9 | 0 | 2.06 | 0.89
2025-09-02 | 15.3 | 2.7 | 0 | 2024-09-02 | 13.8 | 4.2 | 0 | 2023-09-02 | 16.9 | 1.1 | 0 | 2022-09-02 | 17.3 | 0.7 | 0 | 2021-09-02 | 14.8 | 3.2 | 0 | 2020-09-02 | 21.1 | 0 | 3.1 | 2019-09-02 | 17.3 | 0.7 | 0 | 2018-09-02 | 23.2 | 0 | 5.2 | 2017-09-02 | 9.5 | 8.5 | 0 | 2016-09-02 | 15.5 | 2.5 | 0 | 2.36 | 0.83
2025-09-02 | 14.7 | 3.3 | 0 | 2024-09-02 | 13.4 | 4.6 | 0 | 2023-09-02 | 15.7 | 2.3 | 0 | 2022-09-02 | 17.2 | 0.8 | 0 | 2021-09-02 | 13.7 | 4.3 | 0 | 2020-09-02 | 20.9 | 0 | 2.9 | 2019-09-02 | 16.8 | 1.2 | 0 | 2018-09-02 | 22.9 | 0 | 4.9 | 2017-09-02 | 8.9 | 9.1 | 0 | 2016-09-02 | 14.8 | 3.2 | 0 | 2.88 | 0.78
2025-09-02 | 15 | 3 | 0 | 2024-09-02 | 12.8 | 5.2 | 0 | 2023-09-02 | 15.8 | 2.2 | 0 | 2022-09-02 | 17.5 | 0.5 | 0 | 2021-09-02 | 13.1 | 4.9 | 0 | 2020-09-02 | 20.8 | 0 | 2.8 | 2019-09-02 | 17 | 1 | 0 | 2018-09-02 | 22.6 | 0 | 4.6 | 2017-09-02 | 8.5 | 9.5 | 0 | 2016-09-02 | 14.2 | 3.8 | 0 | 3.01 | 0.74
2025-09-02 | 13.7 | 4.3 | 0 | 2024-09-02 | 12.7 | 5.3 | 0 | 2023-09-02 | 14.1 | 3.9 | 0 | 2022-09-02 | 17.1 | 0.9 | 0 | 2021-09-02 | 12.9 | 5.1 | 0 | 2020-09-02 | 20.9 | 0 | 2.9 | 2019-09-02 | 16.6 | 1.4 | 0 | 2018-09-02 | 22.9 | 0 | 4.9 | 2017-09-02 | 8.5 | 9.5 | 0 | 2016-09-02 | 13.5 | 4.5 | 0 | 3.49 | 0.78
2025-09-02 | 14 | 4 | 0 | 2024-09-02 | 12.8 | 5.2 | 0 | 2023-09-02 | 15.4 | 2.6 | 0 | 2022-09-02 | 16.8 | 1.2 | 0 | 2021-09-02 | 12.7 | 5.3 | 0 | 2020-09-02 | 21 | 0 | 3 | 2019-09-02 | 16.6 | 1.4 | 0 | 2018-09-02 | 22.8 | 0 | 4.8 | 2017-09-02 | 7.6 | 10.4 | 0 | 2016-09-02 | 13.4 | 4.6 | 0 | 3.47 | 0.78
2025-09-02 | 15.6 | 2.4 | 0 | 2024-09-02 | 13 | 5 | 0 | 2023-09-02 | 16.6 | 1.4 | 0 | 2022-09-02 | 18 | 0 | 0 | 2021-09-02 | 14.6 | 3.4 | 0 | 2020-09-02 | 21.6 | 0 | 3.6 | 2019-09-02 | 17.1 | 0.9 | 0 | 2018-09-02 | 23.4 | 0 | 5.4 | 2017-09-02 | 10.2 | 7.8 | 0 | 2016-09-02 | 14.2 | 3.8 | 0 | 2.47 | 0.9
2025-09-02 | 18.4 | 0 | 0.4 | 2024-09-02 | 13.7 | 4.3 | 0 | 2023-09-02 | 18.6 | 0 | 0.6 | 2022-09-02 | 21.2 | 0 | 3.2 | 2021-09-02 | 16.4 | 1.6 | 0 | 2020-09-02 | 22.1 | 0 | 4.1 | 2019-09-02 | 18.2 | 0 | 0.2 | 2018-09-02 | 24.6 | 0 | 6.6 | 2017-09-02 | 13.8 | 4.2 | 0 | 2016-09-02 | 15.8 | 2.2 | 0 | 1.23 | 1.51
2025-09-02 | 20.6 | 0 | 2.6 | 2024-09-02 | 15.2 | 2.8 | 0 | 2023-09-02 | 21.6 | 0 | 3.6 | 2022-09-02 | 22.5 | 0 | 4.5 | 2021-09-02 | 17.7 | 0.3 | 0 | 2020-09-02 | 23.4 | 0 | 5.4 | 2019-09-02 | 19.1 | 0 | 1.1 | 2018-09-02 | 25.4 | 0 | 7.4 | 2017-09-02 | 16.6 | 1.4 | 0 | 2016-09-02 | 17.9 | 0.1 | 0 | 0.46 | 2.46
2025-09-02 | 22.2 | 0 | 4.2 | 2024-09-02 | 15.8 | 2.2 | 0 | 2023-09-02 | 24.1 | 0 | 6.1 | 2022-09-02 | 25.3 | 0 | 7.3 | 2021-09-02 | 17.5 | 0.5 | 0 | 2020-09-02 | 24.2 | 0 | 6.2 | 2019-09-02 | 20.3 | 0 | 2.3 | 2018-09-02 | 27 | 0 | 9 | 2017-09-02 | 17.2 | 0.8 | 0 | 2016-09-02 | 19.4 | 0 | 1.4 | 0.35 | 3.65
2025-09-02 | 23.1 | 0 | 5.1 | 2024-09-02 | 16.8 | 1.2 | 0 | 2023-09-02 | 25.4 | 0 | 7.4 | 2022-09-02 | 25.7 | 0 | 7.7 | 2021-09-02 | 19.5 | 0 | 1.5 | 2020-09-02 | 25 | 0 | 7 | 2019-09-02 | 22.3 | 0 | 4.3 | 2018-09-02 | 26.5 | 0 | 8.5 | 2017-09-02 | 18.4 | 0 | 0.4 | 2016-09-02 | 20.9 | 0 | 2.9 | 0.12 | 4.48
2025-09-02 | 23.7 | 0 | 5.7 | 2024-09-02 | 17.6 | 0.4 | 0 | 2023-09-02 | 25.5 | 0 | 7.5 | 2022-09-02 | 27 | 0 | 9 | 2021-09-02 | 19.5 | 0 | 1.5 | 2020-09-02 | 26.4 | 0 | 8.4 | 2019-09-02 | 23.4 | 0 | 5.4 | 2018-09-02 | 26.2 | 0 | 8.2 | 2017-09-02 | 18.9 | 0 | 0.9 | 2016-09-02 | 21.4 | 0 | 3.4 | 0.04 | 5
2025-09-02 | 24 | 0 | 6 | 2024-09-02 | 18.8 | 0 | 0.8 | 2023-09-02 | 24.8 | 0 | 6.8 | 2022-09-02 | 26.5 | 0 | 8.5 | 2021-09-02 | 20.4 | 0 | 2.4 | 2020-09-02 | 28.3 | 0 | 10.3 | 2019-09-02 | 22.8 | 0 | 4.8 | 2018-09-02 | 26.8 | 0 | 8.8 | 2017-09-02 | 19.2 | 0 | 1.2 | 2016-09-02 | 22.2 | 0 | 4.2 | 0 | 5.38
2025-09-02 | 24.8 | 0 | 6.8 | 2024-09-02 | 19.2 | 0 | 1.2 | 2023-09-02 | 23.4 | 0 | 5.4 | 2022-09-02 | 26.7 | 0 | 8.7 | 2021-09-02 | 20.9 | 0 | 2.9 | 2020-09-02 | 26.9 | 0 | 8.9 | 2019-09-02 | 23.4 | 0 | 5.4 | 2018-09-02 | 27.7 | 0 | 9.7 | 2017-09-02 | 20 | 0 | 2 | 2016-09-02 | 23 | 0 | 5 | 0 | 5.6
2025-09-02 | 25 | 0 | 7 | 2024-09-02 | 19.5 | 0 | 1.5 | 2023-09-02 | 22 | 0 | 4 | 2022-09-02 | 27.2 | 0 | 9.2 | 2021-09-02 | 20.2 | 0 | 2.2 | 2020-09-02 | 26.2 | 0 | 8.2 | 2019-09-02 | 23.8 | 0 | 5.8 | 2018-09-02 | 28.8 | 0 | 10.8 | 2017-09-02 | 18.1 | 0 | 0.1 | 2016-09-02 | 23.5 | 0 | 5.5 | 0 | 5.43
2025-09-02 | 24.1 | 0 | 6.1 | 2024-09-02 | 19.2 | 0 | 1.2 | 2023-09-02 | 23 | 0 | 5 | 2022-09-02 | 27.3 | 0 | 9.3 | 2021-09-02 | 19.8 | 0 | 1.8 | 2020-09-02 | 26.6 | 0 | 8.6 | 2019-09-02 | 23.2 | 0 | 5.2 | 2018-09-02 | 29.3 | 0 | 11.3 | 2017-09-02 | 17.4 | 0.6 | 0 | 2016-09-02 | 23.1 | 0 | 5.1 | 0.06 | 5.36
2025-09-02 | 22.5 | 0 | 4.5 | 2024-09-02 | 18.9 | 0 | 0.9 | 2023-09-02 | 23.9 | 0 | 5.9 | 2022-09-02 | 25.7 | 0 | 7.7 | 2021-09-02 | 17.9 | 0.1 | 0 | 2020-09-02 | 25.6 | 0 | 7.6 | 2019-09-02 | 23.4 | 0 | 5.4 | 2018-09-02 | 29.4 | 0 | 11.4 | 2017-09-02 | 17.3 | 0.7 | 0 | 2016-09-02 | 22.7 | 0 | 4.7 | 0.08 | 4.81
2025-09-02 | 21.3 | 0 | 3.3 | 2024-09-02 | 17.9 | 0.1 | 0 | 2023-09-02 | 23.4 | 0 | 5.4 | 2022-09-02 | 24.6 | 0 | 6.6 | 2021-09-02 | 16.8 | 1.2 | 0 | 2020-09-02 | 24.6 | 0 | 6.6 | 2019-09-02 | 22.3 | 0 | 4.3 | 2018-09-02 | 28.5 | 0 | 10.5 | 2017-09-02 | 17.2 | 0.8 | 0 | 2016-09-02 | 21.7 | 0 | 3.7 | 0.21 | 4.04
2025-09-02 | 20.1 | 0 | 2.1 | 2024-09-02 | 16.7 | 1.3 | 0 | 2023-09-02 | 22.3 | 0 | 4.3 | 2022-09-02 | 22.7 | 0 | 4.7 | 2021-09-02 | 15.9 | 2.1 | 0 | 2020-09-02 | 22.6 | 0 | 4.6 | 2019-09-02 | 21.7 | 0 | 3.7 | 2018-09-02 | 27.6 | 0 | 9.6 | 2017-09-02 | 17.4 | 0.6 | 0 | 2016-09-02 | 19.8 | 0 | 1.8 | 0.4 | 3.08
2025-09-02 | 19.8 | 0 | 1.8 | 2024-09-02 | 15.4 | 2.6 | 0 | 2023-09-02 | 21.9 | 0 | 3.9 | 2022-09-02 | 21.9 | 0 | 3.9 | 2021-09-02 | 16 | 2 | 0 | 2020-09-02 | 21.1 | 0 | 3.1 | 2019-09-02 | 19.6 | 0 | 1.6 | 2018-09-02 | 27.1 | 0 | 9.1 | 2017-09-02 | 16.7 | 1.3 | 0 | 2016-09-02 | 18.3 | 0 | 0.3 | 0.59 | 2.37
2025-09-02 | 19.9 | 0 | 1.9 | 2024-09-02 | 14.7 | 3.3 | 0 | 2023-09-02 | 21.2 | 0 | 3.2 | 2022-09-02 | 21.5 | 0 | 3.5 | 2021-09-02 | 15.5 | 2.5 | 0 | 2020-09-02 | 19.7 | 0 | 1.7 | 2019-09-02 | 19 | 0 | 1 | 2018-09-02 | 25.9 | 0 | 7.9 | 2017-09-02 | 16.6 | 1.4 | 0 | 2016-09-02 | 16.9 | 1.1 | 0 | 0.83 | 1.92
2025-09-02 | 19.5 | 0 | 1.5 | 2024-09-02 | 14 | 4 | 0 | 2023-09-02 | 20.4 | 0 | 2.4 | 2022-09-02 | 20.8 | 0 | 2.8 | 2021-09-02 | 14.6 | 3.4 | 0 | 2020-09-02 | 18.6 | 0 | 0.6 | 2019-09-02 | 18.3 | 0 | 0.3 | 2018-09-02 | 25.9 | 0 | 7.9 | 2017-09-02 | 16.1 | 1.9 | 0 | 2016-09-02 | 16 | 2 | 0 | 1.13 | 1.55
2025-09-02 | 18.8 | 0 | 0.8 | 2024-09-02 | 12.5 | 5.5 | 0 | 2023-09-02 | 19.9 | 0 | 1.9 | 2022-09-02 | 20.7 | 0 | 2.7 | 2021-09-02 | 14.7 | 3.3 | 0 | 2020-09-02 | 17.8 | 0.2 | 0 | 2019-09-02 | 17.6 | 0.4 | 0 | 2018-09-02 | 25.1 | 0 | 7.1 | 2017-09-02 | 16 | 2 | 0 | 2016-09-02 | 15.4 | 2.6 | 0 | 1.4 | 1.25
2025-09-03 | 17.8 | 0.2 | 0 | 2024-09-03 | 11.9 | 6.1 | 0 | 2023-09-03 | 20.1 | 0 | 2.1 | 2022-09-03 | 20.3 | 0 | 2.3 | 2021-09-03 | 15.5 | 2.5 | 0 | 2020-09-03 | 18.5 | 0 | 0.5 | 2019-09-03 | 16.4 | 1.6 | 0 | 2018-09-03 | 24.9 | 0 | 6.9 | 2017-09-03 | 16.2 | 1.8 | 0 | 2016-09-03 | 14.8 | 3.2 | 0 | 1.54 | 1.18
2025-09-03 | 15.6 | 2.4 | 0 | 2024-09-03 | 12.1 | 5.9 | 0 | 2023-09-03 | 20.3 | 0 | 2.3 | 2022-09-03 | 20 | 0 | 2 | 2021-09-03 | 14.5 | 3.5 | 0 | 2020-09-03 | 18 | 0 | 0 | 2019-09-03 | 16 | 2 | 0 | 2018-09-03 | 24.3 | 0 | 6.3 | 2017-09-03 | 15.6 | 2.4 | 0 | 2016-09-03 | 14.3 | 3.7 | 0 | 1.99 | 1.06
2025-09-03 | 15.6 | 2.4 | 0 | 2024-09-03 | 12 | 6 | 0 | 2023-09-03 | 19.4 | 0 | 1.4 | 2022-09-03 | 18.8 | 0 | 0.8 | 2021-09-03 | 14.3 | 3.7 | 0 | 2020-09-03 | 16.7 | 1.3 | 0 | 2019-09-03 | 15.2 | 2.8 | 0 | 2018-09-03 | 23.8 | 0 | 5.8 | 2017-09-03 | 14.8 | 3.2 | 0 | 2016-09-03 | 13.8 | 4.2 | 0 | 2.36 | 0.8
2025-09-03 | 14.6 | 3.4 | 0 | 2024-09-03 | 10.1 | 7.9 | 0 | 2023-09-03 | 19 | 0 | 1 | 2022-09-03 | 18.8 | 0 | 0.8 | 2021-09-03 | 13.4 | 4.6 | 0 | 2020-09-03 | 16.2 | 1.8 | 0 | 2019-09-03 | 14.7 | 3.3 | 0 | 2018-09-03 | 23.6 | 0 | 5.6 | 2017-09-03 | 14.3 | 3.7 | 0 | 2016-09-03 | 13.5 | 4.5 | 0 | 2.92 | 0.74
2025-09-03 | 15.2 | 2.8 | 0 | 2024-09-03 | 11.5 | 6.5 | 0 | 2023-09-03 | 18 | 0 | 0 | 2022-09-03 | 18.7 | 0 | 0.7 | 2021-09-03 | 12.8 | 5.2 | 0 | 2020-09-03 | 15.5 | 2.5 | 0 | 2019-09-03 | 14.1 | 3.9 | 0 | 2018-09-03 | 23.5 | 0 | 5.5 | 2017-09-03 | 14.4 | 3.6 | 0 | 2016-09-03 | 13.3 | 4.7 | 0 | 2.92 | 0.62
2025-09-03 | 14.1 | 3.9 | 0 | 2024-09-03 | 11.9 | 6.1 | 0 | 2023-09-03 | 17.7 | 0.3 | 0 | 2022-09-03 | 18.9 | 0 | 0.9 | 2021-09-03 | 12.9 | 5.1 | 0 | 2020-09-03 | 15.9 | 2.1 | 0 | 2019-09-03 | 13.6 | 4.4 | 0 | 2018-09-03 | 23.1 | 0 | 5.1 | 2017-09-03 | 14.4 | 3.6 | 0 | 2016-09-03 | 13.1 | 4.9 | 0 | 3.04 | 0.6
2025-09-03 | 14.8 | 3.2 | 0 | 2024-09-03 | 11.8 | 6.2 | 0 | 2023-09-03 | 18.2 | 0 | 0.2 | 2022-09-03 | 19.2 | 0 | 1.2 | 2021-09-03 | 13 | 5 | 0 | 2020-09-03 | 15.2 | 2.8 | 0 | 2019-09-03 | 14.5 | 3.5 | 0 | 2018-09-03 | 23.6 | 0 | 5.6 | 2017-09-03 | 14.6 | 3.4 | 0 | 2016-09-03 | 13 | 5 | 0 | 2.91 | 0.7
2025-09-03 | 16.4 | 1.6 | 0 | 2024-09-03 | 13.2 | 4.8 | 0 | 2023-09-03 | 20.1 | 0 | 2.1 | 2022-09-03 | 20 | 0 | 2 | 2021-09-03 | 14.4 | 3.6 | 0 | 2020-09-03 | 16.6 | 1.4 | 0 | 2019-09-03 | 15.6 | 2.4 | 0 | 2018-09-03 | 23.9 | 0 | 5.9 | 2017-09-03 | 14.7 | 3.3 | 0 | 2016-09-03 | 14.6 | 3.4 | 0 | 2.05 | 1
2025-09-03 | 18.8 | 0 | 0.8 | 2024-09-03 | 16.4 | 1.6 | 0 | 2023-09-03 | 21.6 | 0 | 3.6 | 2022-09-03 | 22.2 | 0 | 4.2 | 2021-09-03 | 16.4 | 1.6 | 0 | 2020-09-03 | 18.6 | 0 | 0.6 | 2019-09-03 | 17.3 | 0.7 | 0 | 2018-09-03 | 24.9 | 0 | 6.9 | 2017-09-03 | 15.1 | 2.9 | 0 | 2016-09-03 | 17.4 | 0.6 | 0 | 0.74 | 1.61
2025-09-03 | 21.1 | 0 | 3.1 | 2024-09-03 | 19.1 | 0 | 1.1 | 2023-09-03 | 23.6 | 0 | 5.6 | 2022-09-03 | 24.7 | 0 | 6.7 | 2021-09-03 | 18.2 | 0 | 0.2 | 2020-09-03 | 21.1 | 0 | 3.1 | 2019-09-03 | 19.4 | 0 | 1.4 | 2018-09-03 | 27.7 | 0 | 9.7 | 2017-09-03 | 16.1 | 1.9 | 0 | 2016-09-03 | 20 | 0 | 2 | 0.19 | 3.29
2025-09-03 | 21.6 | 0 | 3.6 | 2024-09-03 | 20.2 | 0 | 2.2 | 2023-09-03 | 26.1 | 0 | 8.1 | 2022-09-03 | 27 | 0 | 9 | 2021-09-03 | 18 | 0 | 0 | 2020-09-03 | 23.2 | 0 | 5.2 | 2019-09-03 | 19.7 | 0 | 1.7 | 2018-09-03 | 29.2 | 0 | 11.2 | 2017-09-03 | 18.3 | 0 | 0.3 | 2016-09-03 | 20.8 | 0 | 2.8 | 0 | 4.41
2025-09-03 | 22.7 | 0 | 4.7 | 2024-09-03 | 21.1 | 0 | 3.1 | 2023-09-03 | 27.6 | 0 | 9.6 | 2022-09-03 | 28.2 | 0 | 10.2 | 2021-09-03 | 19.9 | 0 | 1.9 | 2020-09-03 | 23.6 | 0 | 5.6 | 2019-09-03 | 20.9 | 0 | 2.9 | 2018-09-03 | 30.3 | 0 | 12.3 | 2017-09-03 | 18.8 | 0 | 0.8 | 2016-09-03 | 21.6 | 0 | 3.6 | 0 | 5.47
2025-09-03 | 24.1 | 0 | 6.1 | 2024-09-03 | 21.4 | 0 | 3.4 | 2023-09-03 | 29.2 | 0 | 11.2 | 2022-09-03 | 29.2 | 0 | 11.2 | 2021-09-03 | 21.1 | 0 | 3.1 | 2020-09-03 | 25.1 | 0 | 7.1 | 2019-09-03 | 20.1 | 0 | 2.1 | 2018-09-03 | 30.7 | 0 | 12.7 | 2017-09-03 | 19.9 | 0 | 1.9 | 2016-09-03 | 22.7 | 0 | 4.7 | 0 | 6.35
2025-09-03 | 24.6 | 0 | 6.6 | 2024-09-03 | 21.4 | 0 | 3.4 | 2023-09-03 | 30.8 | 0 | 12.8 | 2022-09-03 | 28.9 | 0 | 10.9 | 2021-09-03 | 21.9 | 0 | 3.9 | 2020-09-03 | 26.3 | 0 | 8.3 | 2019-09-03 | 21.6 | 0 | 3.6 | 2018-09-03 | 30.4 | 0 | 12.4 | 2017-09-03 | 17.1 | 0.9 | 0 | 2016-09-03 | 22.7 | 0 | 4.7 | 0.09 | 6.66
2025-09-03 | 24.7 | 0 | 6.7 | 2024-09-03 | 22 | 0 | 4 | 2023-09-03 | 31.1 | 0 | 13.1 | 2022-09-03 | 28.9 | 0 | 10.9 | 2021-09-03 | 23.4 | 0 | 5.4 | 2020-09-03 | 26.4 | 0 | 8.4 | 2019-09-03 | 21.9 | 0 | 3.9 | 2018-09-03 | 30.5 | 0 | 12.5 | 2017-09-03 | 20 | 0 | 2 | 2016-09-03 | 23.2 | 0 | 5.2 | 0 | 7.21
2025-09-03 | 23.8 | 0 | 5.8 | 2024-09-03 | 22.2 | 0 | 4.2 | 2023-09-03 | 29.2 | 0 | 11.2 | 2022-09-03 | 28.7 | 0 | 10.7 | 2021-09-03 | 20.5 | 0 | 2.5 | 2020-09-03 | 28.4 | 0 | 10.4 | 2019-09-03 | 21.3 | 0 | 3.3 | 2018-09-03 | 30.7 | 0 | 12.7 | 2017-09-03 | 21 | 0 | 3 | 2016-09-03 | 23.4 | 0 | 5.4 | 0 | 6.92
2025-09-03 | 26.5 | 0 | 8.5 | 2024-09-03 | 21.9 | 0 | 3.9 | 2023-09-03 | 29.1 | 0 | 11.1 | 2022-09-03 | 28.5 | 0 | 10.5 | 2021-09-03 | 20.4 | 0 | 2.4 | 2020-09-03 | 27 | 0 | 9 | 2019-09-03 | 20.8 | 0 | 2.8 | 2018-09-03 | 29.9 | 0 | 11.9 | 2017-09-03 | 21 | 0 | 3 | 2016-09-03 | 22.7 | 0 | 4.7 | 0 | 6.78
2025-09-03 | 25.7 | 0 | 7.7 | 2024-09-03 | 21.4 | 0 | 3.4 | 2023-09-03 | 28.1 | 0 | 10.1 | 2022-09-03 | 27.3 | 0 | 9.3 | 2021-09-03 | 21.1 | 0 | 3.1 | 2020-09-03 | 27.2 | 0 | 9.2 | 2019-09-03 | 22.1 | 0 | 4.1 | 2018-09-03 | 29.4 | 0 | 11.4 | 2017-09-03 | 21.2 | 0 | 3.2 | 2016-09-03 | 21.8 | 0 | 3.8 | 0 | 6.53
2025-09-03 | 25.1 | 0 | 7.1 | 2024-09-03 | 20.4 | 0 | 2.4 | 2023-09-03 | 27 | 0 | 9 | 2022-09-03 | 27.6 | 0 | 9.6 | 2021-09-03 | 20.8 | 0 | 2.8 | 2020-09-03 | 26.2 | 0 | 8.2 | 2019-09-03 | 22.2 | 0 | 4.2 | 2018-09-03 | 28.5 | 0 | 10.5 | 2017-09-03 | 19.6 | 0 | 1.6 | 2016-09-03 | 20.7 | 0 | 2.7 | 0 | 5.81
2025-09-03 | 23.9 | 0 | 5.9 | 2024-09-03 | 19.4 | 0 | 1.4 | 2023-09-03 | 26.4 | 0 | 8.4 | 2022-09-03 | 26.9 | 0 | 8.9 | 2021-09-03 | 18.8 | 0 | 0.8 | 2020-09-03 | 25.2 | 0 | 7.2 | 2019-09-03 | 21.1 | 0 | 3.1 | 2018-09-03 | 26.6 | 0 | 8.6 | 2017-09-03 | 17.3 | 0.7 | 0 | 2016-09-03 | 19.3 | 0 | 1.3 | 0.07 | 4.56
2025-09-03 | 23 | 0 | 5 | 2024-09-03 | 18.8 | 0 | 0.8 | 2023-09-03 | 25.5 | 0 | 7.5 | 2022-09-03 | 25.3 | 0 | 7.3 | 2021-09-03 | 17.9 | 0.1 | 0 | 2020-09-03 | 20.9 | 0 | 2.9 | 2019-09-03 | 21.7 | 0 | 3.7 | 2018-09-03 | 25.9 | 0 | 7.9 | 2017-09-03 | 16.4 | 1.6 | 0 | 2016-09-03 | 19.4 | 0 | 1.4 | 0.17 | 3.65
2025-09-03 | 22.2 | 0 | 4.2 | 2024-09-03 | 17.3 | 0.7 | 0 | 2023-09-03 | 25.4 | 0 | 7.4 | 2022-09-03 | 23.9 | 0 | 5.9 | 2021-09-03 | 17.4 | 0.6 | 0 | 2020-09-03 | 20.2 | 0 | 2.2 | 2019-09-03 | 20.9 | 0 | 2.9 | 2018-09-03 | 25 | 0 | 7 | 2017-09-03 | 15.7 | 2.3 | 0 | 2016-09-03 | 18.6 | 0 | 0.6 | 0.36 | 3.02
2025-09-03 | 21.1 | 0 | 3.1 | 2024-09-03 | 16 | 2 | 0 | 2023-09-03 | 24.8 | 0 | 6.8 | 2022-09-03 | 22.9 | 0 | 4.9 | 2021-09-03 | 17.2 | 0.8 | 0 | 2020-09-03 | 19.4 | 0 | 1.4 | 2019-09-03 | 22.1 | 0 | 4.1 | 2018-09-03 | 24.4 | 0 | 6.4 | 2017-09-03 | 15.4 | 2.6 | 0 | 2016-09-03 | 18.1 | 0 | 0.1 | 0.54 | 2.68
2025-09-03 | 19.3 | 0 | 1.3 | 2024-09-03 | 15.7 | 2.3 | 0 | 2023-09-03 | 24.1 | 0 | 6.1 | 2022-09-03 | 22 | 0 | 4 | 2021-09-03 | 16.6 | 1.4 | 0 | 2020-09-03 | 18 | 0 | 0 | 2019-09-03 | 22.9 | 0 | 4.9 | 2018-09-03 | 23.4 | 0 | 5.4 | 2017-09-03 | 15 | 3 | 0 | 2016-09-03 | 17.7 | 0.3 | 0 | 0.7 | 2.17
2025-09-04 | 18.2 | 0 | 0.2 | 2024-09-04 | 15.4 | 2.6 | 0 | 2023-09-04 | 23.7 | 0 | 5.7 | 2022-09-04 | 21.4 | 0 | 3.4 | 2021-09-04 | 16.2 | 1.8 | 0 | 2020-09-04 | 17.2 | 0.8 | 0 | 2019-09-04 | 22.6 | 0 | 4.6 | 2018-09-04 | 22.5 | 0 | 4.5 | 2017-09-04 | 14.7 | 3.3 | 0 | 2016-09-04 | 17.1 | 0.9 | 0 | 0.94 | 1.84
2025-09-04 | 18.5 | 0 | 0.5 | 2024-09-04 | 15 | 3 | 0 | 2023-09-04 | 23.1 | 0 | 5.1 | 2022-09-04 | 20.3 | 0 | 2.3 | 2021-09-04 | 15.8 | 2.2 | 0 | 2020-09-04 | 15.9 | 2.1 | 0 | 2019-09-04 | 21 | 0 | 3 | 2018-09-04 | 21.8 | 0 | 3.8 | 2017-09-04 | 14.7 | 3.3 | 0 | 2016-09-04 | 15.6 | 2.4 | 0 | 1.3 | 1.47
2025-09-04 | 19 | 0 | 1 | 2024-09-04 | 14.6 | 3.4 | 0 | 2023-09-04 | 22.9 | 0 | 4.9 | 2022-09-04 | 19.9 | 0 | 1.9 | 2021-09-04 | 15.7 | 2.3 | 0 | 2020-09-04 | 14.1 | 3.9 | 0 | 2019-09-04 | 20.6 | 0 | 2.6 | 2018-09-04 | 21.5 | 0 | 3.5 | 2017-09-04 | 14.7 | 3.3 | 0 | 2016-09-04 | 15.4 | 2.6 | 0 | 1.55 | 1.39
2025-09-04 | 18.7 | 0 | 0.7 | 2024-09-04 | 12.9 | 5.1 | 0 | 2023-09-04 | 22.3 | 0 | 4.3 | 2022-09-04 | 19.8 | 0 | 1.8 | 2021-09-04 | 15.5 | 2.5 | 0 | 2020-09-04 | 12.9 | 5.1 | 0 | 2019-09-04 | 20.9 | 0 | 2.9 | 2018-09-04 | 20.8 | 0 | 2.8 | 2017-09-04 | 14.7 | 3.3 | 0 | 2016-09-04 | 14.2 | 3.8 | 0 | 1.98 | 1.25
2025-09-04 | 19.1 | 0 | 1.1 | 2024-09-04 | 14 | 4 | 0 | 2023-09-04 | 21.7 | 0 | 3.7 | 2022-09-04 | 20 | 0 | 2 | 2021-09-04 | 14.1 | 3.9 | 0 | 2020-09-04 | 13 | 5 | 0 | 2019-09-04 | 20.9 | 0 | 2.9 | 2018-09-04 | 20.3 | 0 | 2.3 | 2017-09-04 | 14.9 | 3.1 | 0 | 2016-09-04 | 13.7 | 4.3 | 0 | 2.03 | 1.2
2025-09-04 | 19.2 | 0 | 1.2 | 2024-09-04 | 14.2 | 3.8 | 0 | 2023-09-04 | 21.2 | 0 | 3.2 | 2022-09-04 | 19.3 | 0 | 1.3 | 2021-09-04 | 14.5 | 3.5 | 0 | 2020-09-04 | 13.2 | 4.8 | 0 | 2019-09-04 | 18.2 | 0 | 0.2 | 2018-09-04 | 20.2 | 0 | 2.2 | 2017-09-04 | 14.8 | 3.2 | 0 | 2016-09-04 | 12.8 | 5.2 | 0 | 2.05 | 0.81
2025-09-04 | 19.1 | 0 | 1.1 | 2024-09-04 | 13.7 | 4.3 | 0 | 2023-09-04 | 20.5 | 0 | 2.5 | 2022-09-04 | 18.4 | 0 | 0.4 | 2021-09-04 | 14.4 | 3.6 | 0 | 2020-09-04 | 12.5 | 5.5 | 0 | 2019-09-04 | 17.6 | 0.4 | 0 | 2018-09-04 | 20 | 0 | 2 | 2017-09-04 | 15.5 | 2.5 | 0 | 2016-09-04 | 13.4 | 4.6 | 0 | 2.09 | 0.6
2025-09-04 | 13.3 | 4.7 | 0 | 2024-09-04 | 14.4 | 3.6 | 0 | 2023-09-04 | 22.5 | 0 | 4.5 | 2022-09-04 | 18.1 | 0 | 0.1 | 2021-09-04 | 15.8 | 2.2 | 0 | 2020-09-04 | 15.7 | 2.3 | 0 | 2019-09-04 | 18.4 | 0 | 0.4 | 2018-09-04 | 21.2 | 0 | 3.2 | 2017-09-04 | 16.6 | 1.4 | 0 | 2016-09-04 | 15.3 | 2.7 | 0 | 1.69 | 0.82
2025-09-04 | 12.7 | 5.3 | 0 | 2024-09-04 | 17 | 1 | 0 | 2023-09-04 | 24.2 | 0 | 6.2 | 2022-09-04 | 17.1 | 0.9 | 0 | 2021-09-04 | 17.2 | 0.8 | 0 | 2020-09-04 | 17.2 | 0.8 | 0 | 2019-09-04 | 18.2 | 0 | 0.2 | 2018-09-04 | 23.2 | 0 | 5.2 | 2017-09-04 | 18.4 | 0 | 0.4 | 2016-09-04 | 17.8 | 0.2 | 0 | 0.9 | 1.2
2025-09-04 | 12.4 | 5.6 | 0 | 2024-09-04 | 19.7 | 0 | 1.7 | 2023-09-04 | 26.4 | 0 | 8.4 | 2022-09-04 | 16.7 | 1.3 | 0 | 2021-09-04 | 19.4 | 0 | 1.4 | 2020-09-04 | 18.8 | 0 | 0.8 | 2019-09-04 | 17.7 | 0.3 | 0 | 2018-09-04 | 24.7 | 0 | 6.7 | 2017-09-04 | 20.3 | 0 | 2.3 | 2016-09-04 | 20.6 | 0 | 2.6 | 0.72 | 2.39
2025-09-04 | 12.9 | 5.1 | 0 | 2024-09-04 | 21.2 | 0 | 3.2 | 2023-09-04 | 28.1 | 0 | 10.1 | 2022-09-04 | 17.1 | 0.9 | 0 | 2021-09-04 | 21 | 0 | 3 | 2020-09-04 | 19 | 0 | 1 | 2019-09-04 | 17.8 | 0.2 | 0 | 2018-09-04 | 25 | 0 | 7 | 2017-09-04 | 23.6 | 0 | 5.6 | 2016-09-04 | 21.8 | 0 | 3.8 | 0.62 | 3.37
2025-09-04 | 14.1 | 3.9 | 0 | 2024-09-04 | 22 | 0 | 4 | 2023-09-04 | 29.6 | 0 | 11.6 | 2022-09-04 | 16.9 | 1.1 | 0 | 2021-09-04 | 22.4 | 0 | 4.4 | 2020-09-04 | 19.7 | 0 | 1.7 | 2019-09-04 | 17.8 | 0.2 | 0 | 2018-09-04 | 26.2 | 0 | 8.2 | 2017-09-04 | 25.2 | 0 | 7.2 | 2016-09-04 | 23 | 0 | 5 | 0.52 | 4.21
2025-09-04 | 16.1 | 1.9 | 0 | 2024-09-04 | 23.4 | 0 | 5.4 | 2023-09-04 | 30.5 | 0 | 12.5 | 2022-09-04 | 16.8 | 1.2 | 0 | 2021-09-04 | 23 | 0 | 5 | 2020-09-04 | 21.5 | 0 | 3.5 | 2019-09-04 | 18.5 | 0 | 0.5 | 2018-09-04 | 26.1 | 0 | 8.1 | 2017-09-04 | 25.7 | 0 | 7.7 | 2016-09-04 | 23.2 | 0 | 5.2 | 0.31 | 4.79
2025-09-04 | 17.7 | 0.3 | 0 | 2024-09-04 | 24.1 | 0 | 6.1 | 2023-09-04 | 32.1 | 0 | 14.1 | 2022-09-04 | 16.6 | 1.4 | 0 | 2021-09-04 | 23.3 | 0 | 5.3 | 2020-09-04 | 21 | 0 | 3 | 2019-09-04 | 19.3 | 0 | 1.3 | 2018-09-04 | 26.1 | 0 | 8.1 | 2017-09-04 | 26.6 | 0 | 8.6 | 2016-09-04 | 24 | 0 | 6 | 0.17 | 5.25
2025-09-04 | 17.9 | 0.1 | 0 | 2024-09-04 | 23.6 | 0 | 5.6 | 2023-09-04 | 33 | 0 | 15 | 2022-09-04 | 16.4 | 1.6 | 0 | 2021-09-04 | 23.6 | 0 | 5.6 | 2020-09-04 | 22.1 | 0 | 4.1 | 2019-09-04 | 19.1 | 0 | 1.1 | 2018-09-04 | 27.3 | 0 | 9.3 | 2017-09-04 | 26.6 | 0 | 8.6 | 2016-09-04 | 24.1 | 0 | 6.1 | 0.17 | 5.54
2025-09-04 | 18.8 | 0 | 0.8 | 2024-09-04 | 23.5 | 0 | 5.5 | 2023-09-04 | 33.9 | 0 | 15.9 | 2022-09-04 | 16.3 | 1.7 | 0 | 2021-09-04 | 23.6 | 0 | 5.6 | 2020-09-04 | 22 | 0 | 4 | 2019-09-04 | 19.8 | 0 | 1.8 | 2018-09-04 | 27.3 | 0 | 9.3 | 2017-09-04 | 26.6 | 0 | 8.6 | 2016-09-04 | 24.2 | 0 | 6.2 | 0.17 | 5.77
2025-09-04 | 19.1 | 0 | 1.1 | 2024-09-04 | 23.5 | 0 | 5.5 | 2023-09-04 | 33.2 | 0 | 15.2 | 2022-09-04 | 16.4 | 1.6 | 0 | 2021-09-04 | 22.8 | 0 | 4.8 | 2020-09-04 | 22.5 | 0 | 4.5 | 2019-09-04 | 19.6 | 0 | 1.6 | 2018-09-04 | 26.5 | 0 | 8.5 | 2017-09-04 | 25.8 | 0 | 7.8 | 2016-09-04 | 23.6 | 0 | 5.6 | 0.16 | 5.46
2025-09-04 | 18.9 | 0 | 0.9 | 2024-09-04 | 22.6 | 0 | 4.6 | 2023-09-04 | 31.7 | 0 | 13.7 | 2022-09-04 | 16.3 | 1.7 | 0 | 2021-09-04 | 22.2 | 0 | 4.2 | 2020-09-04 | 21.2 | 0 | 3.2 | 2019-09-04 | 18.9 | 0 | 0.9 | 2018-09-04 | 25.7 | 0 | 7.7 | 2017-09-04 | 25.5 | 0 | 7.5 | 2016-09-04 | 24.5 | 0 | 6.5 | 0.17 | 4.92
2025-09-04 | 17.5 | 0.5 | 0 | 2024-09-04 | 22 | 0 | 4 | 2023-09-04 | 30.4 | 0 | 12.4 | 2022-09-04 | 16.4 | 1.6 | 0 | 2021-09-04 | 21.9 | 0 | 3.9 | 2020-09-04 | 20.4 | 0 | 2.4 | 2019-09-04 | 19.3 | 0 | 1.3 | 2018-09-04 | 24.6 | 0 | 6.6 | 2017-09-04 | 22.3 | 0 | 4.3 | 2016-09-04 | 22.6 | 0 | 4.6 | 0.21 | 3.95
2025-09-04 | 15.2 | 2.8 | 0 | 2024-09-04 | 20.3 | 0 | 2.3 | 2023-09-04 | 28.1 | 0 | 10.1 | 2022-09-04 | 16.4 | 1.6 | 0 | 2021-09-04 | 21.5 | 0 | 3.5 | 2020-09-04 | 17.9 | 0.1 | 0 | 2019-09-04 | 17.4 | 0.6 | 0 | 2018-09-04 | 23.5 | 0 | 5.5 | 2017-09-04 | 20.1 | 0 | 2.1 | 2016-09-04 | 21 | 0 | 3 | 0.51 | 2.65
2025-09-04 | 15 | 3 | 0 | 2024-09-04 | 19.4 | 0 | 1.4 | 2023-09-04 | 26.6 | 0 | 8.6 | 2022-09-04 | 16.3 | 1.7 | 0 | 2021-09-04 | 21.7 | 0 | 3.7 | 2020-09-04 | 15.5 | 2.5 | 0 | 2019-09-04 | 16.2 | 1.8 | 0 | 2018-09-04 | 23.3 | 0 | 5.3 | 2017-09-04 | 19.2 | 0 | 1.2 | 2016-09-04 | 20 | 0 | 2 | 0.9 | 2.22
2025-09-04 | 13.6 | 4.4 | 0 | 2024-09-04 | 19.2 | 0 | 1.2 | 2023-09-04 | 26.4 | 0 | 8.4 | 2022-09-04 | 16.5 | 1.5 | 0 | 2021-09-04 | 21.7 | 0 | 3.7 | 2020-09-04 | 15.4 | 2.6 | 0 | 2019-09-04 | 15.3 | 2.7 | 0 | 2018-09-04 | 23.2 | 0 | 5.2 | 2017-09-04 | 19.8 | 0 | 1.8 | 2016-09-04 | 19.6 | 0 | 1.6 | 1.12 | 2.19
2025-09-04 | 12.3 | 5.7 | 0 | 2024-09-04 | 18.9 | 0 | 0.9 | 2023-09-04 | 25.1 | 0 | 7.1 | 2022-09-04 | 16.5 | 1.5 | 0 | 2021-09-04 | 21.4 | 0 | 3.4 | 2020-09-04 | 15.9 | 2.1 | 0 | 2019-09-04 | 15.3 | 2.7 | 0 | 2018-09-04 | 23.2 | 0 | 5.2 | 2017-09-04 | 18.3 | 0 | 0.3 | 2016-09-04 | 19.4 | 0 | 1.4 | 1.2 | 1.83
2025-09-04 | 13.1 | 4.9 | 0 | 2024-09-04 | 18.4 | 0 | 0.4 | 2023-09-04 | 24.2 | 0 | 6.2 | 2022-09-04 | 16.4 | 1.6 | 0 | 2021-09-04 | 20.8 | 0 | 2.8 | 2020-09-04 | 15.5 | 2.5 | 0 | 2019-09-04 | 14.4 | 3.6 | 0 | 2018-09-04 | 23 | 0 | 5 | 2017-09-04 | 16.1 | 1.9 | 0 | 2016-09-04 | 19.2 | 0 | 1.2 | 1.45 | 1.56
2025-09-05 | 13.3 | 4.7 | 0 | 2024-09-05 | 18.2 | 0 | 0.2 | 2023-09-05 | 22.2 | 0 | 4.2 | 2022-09-05 | 16.1 | 1.9 | 0 | 2021-09-05 | 17.1 | 0.9 | 0 | 2020-09-05 | 14.1 | 3.9 | 0 | 2019-09-05 | 12.9 | 5.1 | 0 | 2018-09-05 | 23 | 0 | 5 | 2017-09-05 | 15.7 | 2.3 | 0 | 2016-09-05 | 18.8 | 0 | 0.8 | 1.88 | 1.02
2025-09-05 | 12.6 | 5.4 | 0 | 2024-09-05 | 17.9 | 0.1 | 0 | 2023-09-05 | 22 | 0 | 4 | 2022-09-05 | 15.8 | 2.2 | 0 | 2021-09-05 | 16.8 | 1.2 | 0 | 2020-09-05 | 15.3 | 2.7 | 0 | 2019-09-05 | 12.8 | 5.2 | 0 | 2018-09-05 | 22.8 | 0 | 4.8 | 2017-09-05 | 15.9 | 2.1 | 0 | 2016-09-05 | 17.9 | 0.1 | 0 | 1.9 | 0.88
2025-09-05 | 12.4 | 5.6 | 0 | 2024-09-05 | 17.4 | 0.6 | 0 | 2023-09-05 | 20.8 | 0 | 2.8 | 2022-09-05 | 15.8 | 2.2 | 0 | 2021-09-05 | 17.8 | 0.2 | 0 | 2020-09-05 | 14.4 | 3.6 | 0 | 2019-09-05 | 12.5 | 5.5 | 0 | 2018-09-05 | 22.1 | 0 | 4.1 | 2017-09-05 | 14.6 | 3.4 | 0 | 2016-09-05 | 16.4 | 1.6 | 0 | 2.27 | 0.69
2025-09-05 | 12.5 | 5.5 | 0 | 2024-09-05 | 16.4 | 1.6 | 0 | 2023-09-05 | 20.9 | 0 | 2.9 | 2022-09-05 | 15.9 | 2.1 | 0 | 2021-09-05 | 18.1 | 0 | 0.1 | 2020-09-05 | 13.7 | 4.3 | 0 | 2019-09-05 | 10.9 | 7.1 | 0 | 2018-09-05 | 22.1 | 0 | 4.1 | 2017-09-05 | 14.5 | 3.5 | 0 | 2016-09-05 | 16 | 2 | 0 | 2.61 | 0.71
2025-09-05 | 12.8 | 5.2 | 0 | 2024-09-05 | 16.9 | 1.1 | 0 | 2023-09-05 | 21.4 | 0 | 3.4 | 2022-09-05 | 16 | 2 | 0 | 2021-09-05 | 18.6 | 0 | 0.6 | 2020-09-05 | 12.4 | 5.6 | 0 | 2019-09-05 | 11.1 | 6.9 | 0 | 2018-09-05 | 21.8 | 0 | 3.8 | 2017-09-05 | 14.4 | 3.6 | 0 | 2016-09-05 | 15.7 | 2.3 | 0 | 2.67 | 0.78
2025-09-05 | 14.8 | 3.2 | 0 | 2024-09-05 | 16.3 | 1.7 | 0 | 2023-09-05 | 21.2 | 0 | 3.2 | 2022-09-05 | 15.9 | 2.1 | 0 | 2021-09-05 | 18.7 | 0 | 0.7 | 2020-09-05 | 12.4 | 5.6 | 0 | 2019-09-05 | 11.2 | 6.8 | 0 | 2018-09-05 | 21.9 | 0 | 3.9 | 2017-09-05 | 13.8 | 4.2 | 0 | 2016-09-05 | 14.8 | 3.2 | 0 | 2.68 | 0.78
2025-09-05 | 15.6 | 2.4 | 0 | 2024-09-05 | 16.7 | 1.3 | 0 | 2023-09-05 | 21.4 | 0 | 3.4 | 2022-09-05 | 15.9 | 2.1 | 0 | 2021-09-05 | 18.9 | 0 | 0.9 | 2020-09-05 | 11.6 | 6.4 | 0 | 2019-09-05 | 11.3 | 6.7 | 0 | 2018-09-05 | 22.1 | 0 | 4.1 | 2017-09-05 | 13.7 | 4.3 | 0 | 2016-09-05 | 15.5 | 2.5 | 0 | 2.57 | 0.84
2025-09-05 | 16.3 | 1.7 | 0 | 2024-09-05 | 17.6 | 0.4 | 0 | 2023-09-05 | 23.2 | 0 | 5.2 | 2022-09-05 | 16.2 | 1.8 | 0 | 2021-09-05 | 19.2 | 0 | 1.2 | 2020-09-05 | 14.7 | 3.3 | 0 | 2019-09-05 | 12.7 | 5.3 | 0 | 2018-09-05 | 23.6 | 0 | 5.6 | 2017-09-05 | 14 | 4 | 0 | 2016-09-05 | 17.3 | 0.7 | 0 | 1.72 | 1.2
2025-09-05 | 17.2 | 0.8 | 0 | 2024-09-05 | 19.2 | 0 | 1.2 | 2023-09-05 | 26 | 0 | 8 | 2022-09-05 | 16.2 | 1.8 | 0 | 2021-09-05 | 20.2 | 0 | 2.2 | 2020-09-05 | 17.1 | 0.9 | 0 | 2019-09-05 | 15.5 | 2.5 | 0 | 2018-09-05 | 25.8 | 0 | 7.8 | 2017-09-05 | 15.3 | 2.7 | 0 | 2016-09-05 | 19.7 | 0 | 1.7 | 0.87 | 2.09
2025-09-05 | 19 | 0 | 1 | 2024-09-05 | 20.9 | 0 | 2.9 | 2023-09-05 | 28.6 | 0 | 10.6 | 2022-09-05 | 16.2 | 1.8 | 0 | 2021-09-05 | 21.8 | 0 | 3.8 | 2020-09-05 | 19.6 | 0 | 1.6 | 2019-09-05 | 17.6 | 0.4 | 0 | 2018-09-05 | 28.2 | 0 | 10.2 | 2017-09-05 | 16.8 | 1.2 | 0 | 2016-09-05 | 22 | 0 | 4 | 0.34 | 3.41
2025-09-05 | 19.4 | 0 | 1.4 | 2024-09-05 | 22.3 | 0 | 4.3 | 2023-09-05 | 30.6 | 0 | 12.6 | 2022-09-05 | 16.6 | 1.4 | 0 | 2021-09-05 | 22.7 | 0 | 4.7 | 2020-09-05 | 20.6 | 0 | 2.6 | 2019-09-05 | 18.2 | 0 | 0.2 | 2018-09-05 | 30.3 | 0 | 12.3 | 2017-09-05 | 18.6 | 0 | 0.6 | 2016-09-05 | 24.5 | 0 | 6.5 | 0.14 | 4.52
2025-09-05 | 20.1 | 0 | 2.1 | 2024-09-05 | 22.7 | 0 | 4.7 | 2023-09-05 | 30.6 | 0 | 12.6 | 2022-09-05 | 18.5 | 0 | 0.5 | 2021-09-05 | 23.4 | 0 | 5.4 | 2020-09-05 | 20.1 | 0 | 2.1 | 2019-09-05 | 19.8 | 0 | 1.8 | 2018-09-05 | 29.8 | 0 | 11.8 | 2017-09-05 | 20.8 | 0 | 2.8 | 2016-09-05 | 26.3 | 0 | 8.3 | 0 | 5.21
2025-09-05 | 21.7 | 0 | 3.7 | 2024-09-05 | 22.9 | 0 | 4.9 | 2023-09-05 | 29.3 | 0 | 11.3 | 2022-09-05 | 19.2 | 0 | 1.2 | 2021-09-05 | 24.5 | 0 | 6.5 | 2020-09-05 | 19.6 | 0 | 1.6 | 2019-09-05 | 20.2 | 0 | 2.2 | 2018-09-05 | 32.1 | 0 | 14.1 | 2017-09-05 | 20.6 | 0 | 2.6 | 2016-09-05 | 26.6 | 0 | 8.6 | 0 | 5.67
2025-09-05 | 22.1 | 0 | 4.1 | 2024-09-05 | 23.2 | 0 | 5.2 | 2023-09-05 | 30.2 | 0 | 12.2 | 2022-09-05 | 20.1 | 0 | 2.1 | 2021-09-05 | 25 | 0 | 7 | 2020-09-05 | 19.8 | 0 | 1.8 | 2019-09-05 | 21.3 | 0 | 3.3 | 2018-09-05 | 32.3 | 0 | 14.3 | 2017-09-05 | 15.3 | 2.7 | 0 | 2016-09-05 | 27.4 | 0 | 9.4 | 0.27 | 5.94
2025-09-05 | 22.4 | 0 | 4.4 | 2024-09-05 | 23.8 | 0 | 5.8 | 2023-09-05 | 31.9 | 0 | 13.9 | 2022-09-05 | 20.8 | 0 | 2.8 | 2021-09-05 | 25.2 | 0 | 7.2 | 2020-09-05 | 19.1 | 0 | 1.1 | 2019-09-05 | 21.2 | 0 | 3.2 | 2018-09-05 | 33.9 | 0 | 15.9 | 2017-09-05 | 19 | 0 | 1 | 2016-09-05 | 28 | 0 | 10 | 0 | 6.53
2025-09-05 | 22.9 | 0 | 4.9 | 2024-09-05 | 24.2 | 0 | 6.2 | 2023-09-05 | 32.2 | 0 | 14.2 | 2022-09-05 | 21.2 | 0 | 3.2 | 2021-09-05 | 24.5 | 0 | 6.5 | 2020-09-05 | 19.7 | 0 | 1.7 | 2019-09-05 | 20.8 | 0 | 2.8 | 2018-09-05 | 33.5 | 0 | 15.5 | 2017-09-05 | 20.7 | 0 | 2.7 | 2016-09-05 | 28.2 | 0 | 10.2 | 0 | 6.79
2025-09-05 | 22.8 | 0 | 4.8 | 2024-09-05 | 23.2 | 0 | 5.2 | 2023-09-05 | 31 | 0 | 13 | 2022-09-05 | 21.1 | 0 | 3.1 | 2021-09-05 | 25.6 | 0 | 7.6 | 2020-09-05 | 18.7 | 0 | 0.7 | 2019-09-05 | 20.7 | 0 | 2.7 | 2018-09-05 | 33 | 0 | 15 | 2017-09-05 | 21 | 0 | 3 | 2016-09-05 | 27.9 | 0 | 9.9 | 0 | 6.5
2025-09-05 | 22.3 | 0 | 4.3 | 2024-09-05 | 22.4 | 0 | 4.4 | 2023-09-05 | 30.1 | 0 | 12.1 | 2022-09-05 | 20 | 0 | 2 | 2021-09-05 | 24.6 | 0 | 6.6 | 2020-09-05 | 18.6 | 0 | 0.6 | 2019-09-05 | 20.4 | 0 | 2.4 | 2018-09-05 | 31.9 | 0 | 13.9 | 2017-09-05 | 20.6 | 0 | 2.6 | 2016-09-05 | 26.5 | 0 | 8.5 | 0 | 5.74
2025-09-05 | 20.5 | 0 | 2.5 | 2024-09-05 | 21.7 | 0 | 3.7 | 2023-09-05 | 29.7 | 0 | 11.7 | 2022-09-05 | 19.8 | 0 | 1.8 | 2021-09-05 | 23.6 | 0 | 5.6 | 2020-09-05 | 18.2 | 0 | 0.2 | 2019-09-05 | 19.5 | 0 | 1.5 | 2018-09-05 | 30.8 | 0 | 12.8 | 2017-09-05 | 19.3 | 0 | 1.3 | 2016-09-05 | 24.9 | 0 | 6.9 | 0 | 4.8
2025-09-05 | 17.5 | 0.5 | 0 | 2024-09-05 | 20.2 | 0 | 2.2 | 2023-09-05 | 29.2 | 0 | 11.2 | 2022-09-05 | 19.5 | 0 | 1.5 | 2021-09-05 | 21.9 | 0 | 3.9 | 2020-09-05 | 16.3 | 1.7 | 0 | 2019-09-05 | 18.4 | 0 | 0.4 | 2018-09-05 | 29.4 | 0 | 11.4 | 2017-09-05 | 17.7 | 0.3 | 0 | 2016-09-05 | 23.3 | 0 | 5.3 | 0.25 | 3.59
2025-09-05 | 16.6 | 1.4 | 0 | 2024-09-05 | 19.6 | 0 | 1.6 | 2023-09-05 | 28.1 | 0 | 10.1 | 2022-09-05 | 19.6 | 0 | 1.6 | 2021-09-05 | 20.7 | 0 | 2.7 | 2020-09-05 | 15.6 | 2.4 | 0 | 2019-09-05 | 17.8 | 0.2 | 0 | 2018-09-05 | 28.4 | 0 | 10.4 | 2017-09-05 | 16.8 | 1.2 | 0 | 2016-09-05 | 22.8 | 0 | 4.8 | 0.52 | 3.12
2025-09-05 | 14.6 | 3.4 | 0 | 2024-09-05 | 19.4 | 0 | 1.4 | 2023-09-05 | 26.6 | 0 | 8.6 | 2022-09-05 | 19.3 | 0 | 1.3 | 2021-09-05 | 21.1 | 0 | 3.1 | 2020-09-05 | 15.9 | 2.1 | 0 | 2019-09-05 | 18.3 | 0 | 0.3 | 2018-09-05 | 27.7 | 0 | 9.7 | 2017-09-05 | 15 | 3 | 0 | 2016-09-05 | 22.1 | 0 | 4.1 | 0.85 | 2.85
2025-09-05 | 13.7 | 4.3 | 0 | 2024-09-05 | 19.5 | 0 | 1.5 | 2023-09-05 | 25.6 | 0 | 7.6 | 2022-09-05 | 19.4 | 0 | 1.4 | 2021-09-05 | 18.4 | 0 | 0.4 | 2020-09-05 | 15.1 | 2.9 | 0 | 2019-09-05 | 17.3 | 0.7 | 0 | 2018-09-05 | 27.4 | 0 | 9.4 | 2017-09-05 | 15.1 | 2.9 | 0 | 2016-09-05 | 21.7 | 0 | 3.7 | 1.08 | 2.4
2025-09-05 | 13.4 | 4.6 | 0 | 2024-09-05 | 19.4 | 0 | 1.4 | 2023-09-05 | 24.5 | 0 | 6.5 | 2022-09-05 | 18.9 | 0 | 0.9 | 2021-09-05 | 18.4 | 0 | 0.4 | 2020-09-05 | 13.4 | 4.6 | 0 | 2019-09-05 | 16.3 | 1.7 | 0 | 2018-09-05 | 25.8 | 0 | 7.8 | 2017-09-05 | 14.1 | 3.9 | 0 | 2016-09-05 | 20.5 | 0 | 2.5 | 1.48 | 1.95
2025-09-06 | 13.4 | 4.6 | 0 | 2024-09-06 | 19 | 0 | 1 | 2023-09-06 | 24.2 | 0 | 6.2 | 2022-09-06 | 18.1 | 0 | 0.1 | 2021-09-06 | 17.1 | 0.9 | 0 | 2020-09-06 | 13.1 | 4.9 | 0 | 2019-09-06 | 15.8 | 2.2 | 0 | 2018-09-06 | 24.3 | 0 | 6.3 | 2017-09-06 | 13.9 | 4.1 | 0 | 2016-09-06 | 20.5 | 0 | 2.5 | 1.67 | 1.61
2025-09-06 | 12.1 | 5.9 | 0 | 2024-09-06 | 19.3 | 0 | 1.3 | 2023-09-06 | 23.9 | 0 | 5.9 | 2022-09-06 | 18.1 | 0 | 0.1 | 2021-09-06 | 15.6 | 2.4 | 0 | 2020-09-06 | 12.6 | 5.4 | 0 | 2019-09-06 | 14.9 | 3.1 | 0 | 2018-09-06 | 22.7 | 0 | 4.7 | 2017-09-06 | 13.1 | 4.9 | 0 | 2016-09-06 | 20.8 | 0 | 2.8 | 2.17 | 1.48
2025-09-06 | 10.6 | 7.4 | 0 | 2024-09-06 | 19.6 | 0 | 1.6 | 2023-09-06 | 23 | 0 | 5 | 2022-09-06 | 18 | 0 | 0 | 2021-09-06 | 15.1 | 2.9 | 0 | 2020-09-06 | 11.9 | 6.1 | 0 | 2019-09-06 | 14.4 | 3.6 | 0 | 2018-09-06 | 22.2 | 0 | 4.2 | 2017-09-06 | 12 | 6 | 0 | 2016-09-06 | 20 | 0 | 2 | 2.6 | 1.28
2025-09-06 | 12.1 | 5.9 | 0 | 2024-09-06 | 19.3 | 0 | 1.3 | 2023-09-06 | 22.8 | 0 | 4.8 | 2022-09-06 | 16.7 | 1.3 | 0 | 2021-09-06 | 14.9 | 3.1 | 0 | 2020-09-06 | 12 | 6 | 0 | 2019-09-06 | 14 | 4 | 0 | 2018-09-06 | 21.5 | 0 | 3.5 | 2017-09-06 | 11.8 | 6.2 | 0 | 2016-09-06 | 20.5 | 0 | 2.5 | 2.65 | 1.21
2025-09-06 | 12.6 | 5.4 | 0 | 2024-09-06 | 19.5 | 0 | 1.5 | 2023-09-06 | 22.3 | 0 | 4.3 | 2022-09-06 | 15.9 | 2.1 | 0 | 2021-09-06 | 15.2 | 2.8 | 0 | 2020-09-06 | 9.8 | 8.2 | 0 | 2019-09-06 | 13.5 | 4.5 | 0 | 2018-09-06 | 21.3 | 0 | 3.3 | 2017-09-06 | 11.9 | 6.1 | 0 | 2016-09-06 | 19.7 | 0 | 1.7 | 2.91 | 1.08
2025-09-06 | 12.3 | 5.7 | 0 | 2024-09-06 | 19.5 | 0 | 1.5 | 2023-09-06 | 22.8 | 0 | 4.8 | 2022-09-06 | 14.7 | 3.3 | 0 | 2021-09-06 | 15.4 | 2.6 | 0 | 2020-09-06 | 10.9 | 7.1 | 0 | 2019-09-06 | 13.3 | 4.7 | 0 | 2018-09-06 | 21 | 0 | 3 | 2017-09-06 | 11.4 | 6.6 | 0 | 2016-09-06 | 20.3 | 0 | 2.3 | 3 | 1.16
2025-09-06 | 12.7 | 5.3 | 0 | 2024-09-06 | 19.7 | 0 | 1.7 | 2023-09-06 | 22.6 | 0 | 4.6 | 2022-09-06 | 14.6 | 3.4 | 0 | 2021-09-06 | 14.2 | 3.8 | 0 | 2020-09-06 | 10.9 | 7.1 | 0 | 2019-09-06 | 13.2 | 4.8 | 0 | 2018-09-06 | 20.9 | 0 | 2.9 | 2017-09-06 | 11.4 | 6.6 | 0 | 2016-09-06 | 20.6 | 0 | 2.6 | 3.1 | 1.18
2025-09-06 | 12.8 | 5.2 | 0 | 2024-09-06 | 19.6 | 0 | 1.6 | 2023-09-06 | 23.7 | 0 | 5.7 | 2022-09-06 | 15.9 | 2.1 | 0 | 2021-09-06 | 14.7 | 3.3 | 0 | 2020-09-06 | 12.4 | 5.6 | 0 | 2019-09-06 | 15.2 | 2.8 | 0 | 2018-09-06 | 20.3 | 0 | 2.3 | 2017-09-06 | 12.7 | 5.3 | 0 | 2016-09-06 | 21 | 0 | 3 | 2.43 | 1.26
2025-09-06 | 13.4 | 4.6 | 0 | 2024-09-06 | 19.8 | 0 | 1.8 | 2023-09-06 | 25.2 | 0 | 7.2 | 2022-09-06 | 17.4 | 0.6 | 0 | 2021-09-06 | 16.9 | 1.1 | 0 | 2020-09-06 | 15.5 | 2.5 | 0 | 2019-09-06 | 17.4 | 0.6 | 0 | 2018-09-06 | 20.7 | 0 | 2.7 | 2017-09-06 | 14.6 | 3.4 | 0 | 2016-09-06 | 23.2 | 0 | 5.2 | 1.28 | 1.69
2025-09-06 | 14.8 | 3.2 | 0 | 2024-09-06 | 19.3 | 0 | 1.3 | 2023-09-06 | 26.1 | 0 | 8.1 | 2022-09-06 | 18.9 | 0 | 0.9 | 2021-09-06 | 18.7 | 0 | 0.7 | 2020-09-06 | 17.4 | 0.6 | 0 | 2019-09-06 | 18.6 | 0 | 0.6 | 2018-09-06 | 21.7 | 0 | 3.7 | 2017-09-06 | 17 | 1 | 0 | 2016-09-06 | 25.1 | 0 | 7.1 | 0.48 | 2.24
2025-09-06 | 16.1 | 1.9 | 0 | 2024-09-06 | 20.2 | 0 | 2.2 | 2023-09-06 | 28.1 | 0 | 10.1 | 2022-09-06 | 20.3 | 0 | 2.3 | 2021-09-06 | 20.1 | 0 | 2.1 | 2020-09-06 | 18.6 | 0 | 0.6 | 2019-09-06 | 19.9 | 0 | 1.9 | 2018-09-06 | 22.9 | 0 | 4.9 | 2017-09-06 | 18.4 | 0 | 0.4 | 2016-09-06 | 26.8 | 0 | 8.8 | 0.19 | 3.33
2025-09-06 | 18 | 0 | 0 | 2024-09-06 | 22.8 | 0 | 4.8 | 2023-09-06 | 30.2 | 0 | 12.2 | 2022-09-06 | 21.5 | 0 | 3.5 | 2021-09-06 | 21 | 0 | 3 | 2020-09-06 | 19.4 | 0 | 1.4 | 2019-09-06 | 20.5 | 0 | 2.5 | 2018-09-06 | 23.4 | 0 | 5.4 | 2017-09-06 | 19 | 0 | 1 | 2016-09-06 | 28.3 | 0 | 10.3 | 0 | 4.41
2025-09-06 | 19.6 | 0 | 1.6 | 2024-09-06 | 22.8 | 0 | 4.8 | 2023-09-06 | 29.5 | 0 | 11.5 | 2022-09-06 | 22.5 | 0 | 4.5 | 2021-09-06 | 21.1 | 0 | 3.1 | 2020-09-06 | 20.5 | 0 | 2.5 | 2019-09-06 | 19.1 | 0 | 1.1 | 2018-09-06 | 23.9 | 0 | 5.9 | 2017-09-06 | 20.5 | 0 | 2.5 | 2016-09-06 | 29.1 | 0 | 11.1 | 0 | 4.86
2025-09-06 | 19 | 0 | 1 | 2024-09-06 | 22.4 | 0 | 4.4 | 2023-09-06 | 30.8 | 0 | 12.8 | 2022-09-06 | 22.8 | 0 | 4.8 | 2021-09-06 | 20.4 | 0 | 2.4 | 2020-09-06 | 20.4 | 0 | 2.4 | 2019-09-06 | 18.8 | 0 | 0.8 | 2018-09-06 | 25.1 | 0 | 7.1 | 2017-09-06 | 19.2 | 0 | 1.2 | 2016-09-06 | 29.6 | 0 | 11.6 | 0 | 4.85
2025-09-06 | 18.7 | 0 | 0.7 | 2024-09-06 | 20.7 | 0 | 2.7 | 2023-09-06 | 29.9 | 0 | 11.9 | 2022-09-06 | 23.7 | 0 | 5.7 | 2021-09-06 | 21.4 | 0 | 3.4 | 2020-09-06 | 20.6 | 0 | 2.6 | 2019-09-06 | 17.9 | 0.1 | 0 | 2018-09-06 | 25.7 | 0 | 7.7 | 2017-09-06 | 20.3 | 0 | 2.3 | 2016-09-06 | 30.7 | 0 | 12.7 | 0.01 | 4.97
2025-09-06 | 18.8 | 0 | 0.8 | 2024-09-06 | 20.1 | 0 | 2.1 | 2023-09-06 | 31.6 | 0 | 13.6 | 2022-09-06 | 23.3 | 0 | 5.3 | 2021-09-06 | 22.9 | 0 | 4.9 | 2020-09-06 | 21.6 | 0 | 3.6 | 2019-09-06 | 17.3 | 0.7 | 0 | 2018-09-06 | 25.4 | 0 | 7.4 | 2017-09-06 | 19.3 | 0 | 1.3 | 2016-09-06 | 30.5 | 0 | 12.5 | 0.07 | 5.15
2025-09-06 | 18.2 | 0 | 0.2 | 2024-09-06 | 20.8 | 0 | 2.8 | 2023-09-06 | 31.2 | 0 | 13.2 | 2022-09-06 | 22.4 | 0 | 4.4 | 2021-09-06 | 22 | 0 | 4 | 2020-09-06 | 21.4 | 0 | 3.4 | 2019-09-06 | 17.3 | 0.7 | 0 | 2018-09-06 | 24.8 | 0 | 6.8 | 2017-09-06 | 19.9 | 0 | 1.9 | 2016-09-06 | 30 | 0 | 12 | 0.07 | 4.87
2025-09-06 | 17.6 | 0.4 | 0 | 2024-09-06 | 20.6 | 0 | 2.6 | 2023-09-06 | 29.1 | 0 | 11.1 | 2022-09-06 | 20.9 | 0 | 2.9 | 2021-09-06 | 21.7 | 0 | 3.7 | 2020-09-06 | 20.5 | 0 | 2.5 | 2019-09-06 | 16.8 | 1.2 | 0 | 2018-09-06 | 24.1 | 0 | 6.1 | 2017-09-06 | 19.4 | 0 | 1.4 | 2016-09-06 | 28.6 | 0 | 10.6 | 0.16 | 4.09
2025-09-06 | 16.5 | 1.5 | 0 | 2024-09-06 | 19.4 | 0 | 1.4 | 2023-09-06 | 27.6 | 0 | 9.6 | 2022-09-06 | 20.5 | 0 | 2.5 | 2021-09-06 | 20.7 | 0 | 2.7 | 2020-09-06 | 18.8 | 0 | 0.8 | 2019-09-06 | 15.9 | 2.1 | 0 | 2018-09-06 | 22.6 | 0 | 4.6 | 2017-09-06 | 18.6 | 0 | 0.6 | 2016-09-06 | 26.9 | 0 | 8.9 | 0.36 | 3.11
2025-09-06 | 16.3 | 1.7 | 0 | 2024-09-06 | 17.4 | 0.6 | 0 | 2023-09-06 | 25.7 | 0 | 7.7 | 2022-09-06 | 18.9 | 0 | 0.9 | 2021-09-06 | 19 | 0 | 1 | 2020-09-06 | 17.9 | 0.1 | 0 | 2019-09-06 | 15.1 | 2.9 | 0 | 2018-09-06 | 20.9 | 0 | 2.9 | 2017-09-06 | 17.6 | 0.4 | 0 | 2016-09-06 | 26.2 | 0 | 8.2 | 0.57 | 2.07
2025-09-06 | 15.8 | 2.2 | 0 | 2024-09-06 | 16.6 | 1.4 | 0 | 2023-09-06 | 25 | 0 | 7 | 2022-09-06 | 18.9 | 0 | 0.9 | 2021-09-06 | 17.5 | 0.5 | 0 | 2020-09-06 | 18.2 | 0 | 0.2 | 2019-09-06 | 14.7 | 3.3 | 0 | 2018-09-06 | 19.3 | 0 | 1.3 | 2017-09-06 | 16.3 | 1.7 | 0 | 2016-09-06 | 25 | 0 | 7 | 0.91 | 1.64
2025-09-06 | 15.5 | 2.5 | 0 | 2024-09-06 | 15.8 | 2.2 | 0 | 2023-09-06 | 24.8 | 0 | 6.8 | 2022-09-06 | 18.8 | 0 | 0.8 | 2021-09-06 | 16.9 | 1.1 | 0 | 2020-09-06 | 17.9 | 0.1 | 0 | 2019-09-06 | 14.3 | 3.7 | 0 | 2018-09-06 | 18.3 | 0 | 0.3 | 2017-09-06 | 15.2 | 2.8 | 0 | 2016-09-06 | 24.9 | 0 | 6.9 | 1.24 | 1.48
2025-09-06 | 15 | 3 | 0 | 2024-09-06 | 15.5 | 2.5 | 0 | 2023-09-06 | 23.8 | 0 | 5.8 | 2022-09-06 | 18.9 | 0 | 0.9 | 2021-09-06 | 14.9 | 3.1 | 0 | 2020-09-06 | 17.5 | 0.5 | 0 | 2019-09-06 | 14 | 4 | 0 | 2018-09-06 | 17.8 | 0.2 | 0 | 2017-09-06 | 14.6 | 3.4 | 0 | 2016-09-06 | 24.3 | 0 | 6.3 | 1.67 | 1.3
2025-09-06 | 14.1 | 3.9 | 0 | 2024-09-06 | 14.9 | 3.1 | 0 | 2023-09-06 | 22.8 | 0 | 4.8 | 2022-09-06 | 18.8 | 0 | 0.8 | 2021-09-06 | 14.3 | 3.7 | 0 | 2020-09-06 | 17.2 | 0.8 | 0 | 2019-09-06 | 13.6 | 4.4 | 0 | 2018-09-06 | 17.1 | 0.9 | 0 | 2017-09-06 | 14.2 | 3.8 | 0 | 2016-09-06 | 24.3 | 0 | 6.3 | 2.06 | 1.19
2025-09-07 | 14.1 | 3.9 | 0 | 2024-09-07 | 14.5 | 3.5 | 0 | 2023-09-07 | 23.1 | 0 | 5.1 | 2022-09-07 | 18.9 | 0 | 0.9 | 2021-09-07 | 14.4 | 3.6 | 0 | 2020-09-07 | 17.2 | 0.8 | 0 | 2019-09-07 | 13 | 5 | 0 | 2018-09-07 | 16.7 | 1.3 | 0 | 2017-09-07 | 13.7 | 4.3 | 0 | 2016-09-07 | 24 | 0 | 6 | 2.24 | 1.2
2025-09-07 | 13.8 | 4.2 | 0 | 2024-09-07 | 13.9 | 4.1 | 0 | 2023-09-07 | 22.6 | 0 | 4.6 | 2022-09-07 | 17.7 | 0.3 | 0 | 2021-09-07 | 13.6 | 4.4 | 0 | 2020-09-07 | 17.6 | 0.4 | 0 | 2019-09-07 | 12.6 | 5.4 | 0 | 2018-09-07 | 16.4 | 1.6 | 0 | 2017-09-07 | 13.4 | 4.6 | 0 | 2016-09-07 | 23.1 | 0 | 5.1 | 2.5 | 0.97
2025-09-07 | 13.5 | 4.5 | 0 | 2024-09-07 | 13.7 | 4.3 | 0 | 2023-09-07 | 21.9 | 0 | 3.9 | 2022-09-07 | 17.2 | 0.8 | 0 | 2021-09-07 | 12.5 | 5.5 | 0 | 2020-09-07 | 20.1 | 0 | 2.1 | 2019-09-07 | 12 | 6 | 0 | 2018-09-07 | 16 | 2 | 0 | 2017-09-07 | 12.2 | 5.8 | 0 | 2016-09-07 | 23.5 | 0 | 5.5 | 2.89 | 1.15
2025-09-07 | 12.7 | 5.3 | 0 | 2024-09-07 | 13.4 | 4.6 | 0 | 2023-09-07 | 22.1 | 0 | 4.1 | 2022-09-07 | 17.7 | 0.3 | 0 | 2021-09-07 | 14.2 | 3.8 | 0 | 2020-09-07 | 19.2 | 0 | 1.2 | 2019-09-07 | 11.9 | 6.1 | 0 | 2018-09-07 | 16.1 | 1.9 | 0 | 2017-09-07 | 11 | 7 | 0 | 2016-09-07 | 23 | 0 | 5 | 2.9 | 1.03
2025-09-07 | 11.8 | 6.2 | 0 | 2024-09-07 | 13.2 | 4.8 | 0 | 2023-09-07 | 21.8 | 0 | 3.8 | 2022-09-07 | 17.5 | 0.5 | 0 | 2021-09-07 | 13.8 | 4.2 | 0 | 2020-09-07 | 18.6 | 0 | 0.6 | 2019-09-07 | 11.1 | 6.9 | 0 | 2018-09-07 | 15.7 | 2.3 | 0 | 2017-09-07 | 10.8 | 7.2 | 0 | 2016-09-07 | 23.4 | 0 | 5.4 | 3.21 | 0.98
2025-09-07 | 11.4 | 6.6 | 0 | 2024-09-07 | 12.7 | 5.3 | 0 | 2023-09-07 | 21.7 | 0 | 3.7 | 2022-09-07 | 16.8 | 1.2 | 0 | 2021-09-07 | 13.2 | 4.8 | 0 | 2020-09-07 | 19.1 | 0 | 1.1 | 2019-09-07 | 12.1 | 5.9 | 0 | 2018-09-07 | 15.3 | 2.7 | 0 | 2017-09-07 | 10.2 | 7.8 | 0 | 2016-09-07 | 23.1 | 0 | 5.1 | 3.43 | 0.99
2025-09-07 | 12 | 6 | 0 | 2024-09-07 | 12.3 | 5.7 | 0 | 2023-09-07 | 21.4 | 0 | 3.4 | 2022-09-07 | 17 | 1 | 0 | 2021-09-07 | 13.7 | 4.3 | 0 | 2020-09-07 | 19.5 | 0 | 1.5 | 2019-09-07 | 13.3 | 4.7 | 0 | 2018-09-07 | 15.7 | 2.3 | 0 | 2017-09-07 | 10.1 | 7.9 | 0 | 2016-09-07 | 22.9 | 0 | 4.9 | 3.19 | 0.98
2025-09-07 | 11.5 | 6.5 | 0 | 2024-09-07 | 12.7 | 5.3 | 0 | 2023-09-07 | 22.2 | 0 | 4.2 | 2022-09-07 | 17.8 | 0.2 | 0 | 2021-09-07 | 16.1 | 1.9 | 0 | 2020-09-07 | 19.9 | 0 | 1.9 | 2019-09-07 | 14.3 | 3.7 | 0 | 2018-09-07 | 17 | 1 | 0 | 2017-09-07 | 12.2 | 5.8 | 0 | 2016-09-07 | 23.7 | 0 | 5.7 | 2.44 | 1.18
2025-09-07 | 12.4 | 5.6 | 0 | 2024-09-07 | 13.5 | 4.5 | 0 | 2023-09-07 | 22.9 | 0 | 4.9 | 2022-09-07 | 18.4 | 0 | 0.4 | 2021-09-07 | 17.8 | 0.2 | 0 | 2020-09-07 | 20.2 | 0 | 2.2 | 2019-09-07 | 15.2 | 2.8 | 0 | 2018-09-07 | 18.5 | 0 | 0.5 | 2017-09-07 | 14.4 | 3.6 | 0 | 2016-09-07 | 25.3 | 0 | 7.3 | 1.67 | 1.53
2025-09-07 | 14.2 | 3.8 | 0 | 2024-09-07 | 14.1 | 3.9 | 0 | 2023-09-07 | 22.9 | 0 | 4.9 | 2022-09-07 | 19.2 | 0 | 1.2 | 2021-09-07 | 19.9 | 0 | 1.9 | 2020-09-07 | 21 | 0 | 3 | 2019-09-07 | 17.2 | 0.8 | 0 | 2018-09-07 | 20.8 | 0 | 2.8 | 2017-09-07 | 16.5 | 1.5 | 0 | 2016-09-07 | 28.3 | 0 | 10.3 | 1 | 2.41
2025-09-07 | 15.8 | 2.2 | 0 | 2024-09-07 | 14.6 | 3.4 | 0 | 2023-09-07 | 23.4 | 0 | 5.4 | 2022-09-07 | 20.9 | 0 | 2.9 | 2021-09-07 | 21.3 | 0 | 3.3 | 2020-09-07 | 21.6 | 0 | 3.6 | 2019-09-07 | 18.4 | 0 | 0.4 | 2018-09-07 | 21.6 | 0 | 3.6 | 2017-09-07 | 17.5 | 0.5 | 0 | 2016-09-07 | 29.9 | 0 | 11.9 | 0.61 | 3.11
2025-09-07 | 16.7 | 1.3 | 0 | 2024-09-07 | 14.3 | 3.7 | 0 | 2023-09-07 | 25.3 | 0 | 7.3 | 2022-09-07 | 22.5 | 0 | 4.5 | 2021-09-07 | 22.4 | 0 | 4.4 | 2020-09-07 | 21.7 | 0 | 3.7 | 2019-09-07 | 18.6 | 0 | 0.6 | 2018-09-07 | 22.2 | 0 | 4.2 | 2017-09-07 | 18.5 | 0 | 0.5 | 2016-09-07 | 31.2 | 0 | 13.2 | 0.5 | 3.84
2025-09-07 | 18 | 0 | 0 | 2024-09-07 | 14.5 | 3.5 | 0 | 2023-09-07 | 27.3 | 0 | 9.3 | 2022-09-07 | 23.3 | 0 | 5.3 | 2021-09-07 | 23.2 | 0 | 5.2 | 2020-09-07 | 22.5 | 0 | 4.5 | 2019-09-07 | 19.9 | 0 | 1.9 | 2018-09-07 | 23.8 | 0 | 5.8 | 2017-09-07 | 18.9 | 0 | 0.9 | 2016-09-07 | 31.9 | 0 | 13.9 | 0.35 | 4.68
2025-09-07 | 15.8 | 2.2 | 0 | 2024-09-07 | 14.9 | 3.1 | 0 | 2023-09-07 | 27.9 | 0 | 9.9 | 2022-09-07 | 22.7 | 0 | 4.7 | 2021-09-07 | 24.5 | 0 | 6.5 | 2020-09-07 | 23.3 | 0 | 5.3 | 2019-09-07 | 19.6 | 0 | 1.6 | 2018-09-07 | 23.6 | 0 | 5.6 | 2017-09-07 | 19.9 | 0 | 1.9 | 2016-09-07 | 32.9 | 0 | 14.9 | 0.53 | 5.04
2025-09-07 | 17.4 | 0.6 | 0 | 2024-09-07 | 13.5 | 4.5 | 0 | 2023-09-07 | 22.4 | 0 | 4.4 | 2022-09-07 | 21.5 | 0 | 3.5 | 2021-09-07 | 25.4 | 0 | 7.4 | 2020-09-07 | 24.1 | 0 | 6.1 | 2019-09-07 | 20.2 | 0 | 2.2 | 2018-09-07 | 23.7 | 0 | 5.7 | 2017-09-07 | 15.1 | 2.9 | 0 | 2016-09-07 | 34.5 | 0 | 16.5 | 0.8 | 4.58
2025-09-07 | 17.8 | 0.2 | 0 | 2024-09-07 | 13.9 | 4.1 | 0 | 2023-09-07 | 26.3 | 0 | 8.3 | 2022-09-07 | 22.8 | 0 | 4.8 | 2021-09-07 | 25.3 | 0 | 7.3 | 2020-09-07 | 24.5 | 0 | 6.5 | 2019-09-07 | 22.1 | 0 | 4.1 | 2018-09-07 | 24.1 | 0 | 6.1 | 2017-09-07 | 15.4 | 2.6 | 0 | 2016-09-07 | 34.2 | 0 | 16.2 | 0.69 | 5.33
2025-09-07 | 17.9 | 0.1 | 0 | 2024-09-07 | 13 | 5 | 0 | 2023-09-07 | 27.1 | 0 | 9.1 | 2022-09-07 | 22.9 | 0 | 4.9 | 2021-09-07 | 25.5 | 0 | 7.5 | 2020-09-07 | 19.7 | 0 | 1.7 | 2019-09-07 | 21.4 | 0 | 3.4 | 2018-09-07 | 22.7 | 0 | 4.7 | 2017-09-07 | 15.5 | 2.5 | 0 | 2016-09-07 | 34 | 0 | 16 | 0.76 | 4.73
2025-09-07 | 18.6 | 0 | 0.6 | 2024-09-07 | 13 | 5 | 0 | 2023-09-07 | 26.2 | 0 | 8.2 | 2022-09-07 | 22.6 | 0 | 4.6 | 2021-09-07 | 25.1 | 0 | 7.1 | 2020-09-07 | 20 | 0 | 2 | 2019-09-07 | 21.8 | 0 | 3.8 | 2018-09-07 | 22 | 0 | 4 | 2017-09-07 | 14.9 | 3.1 | 0 | 2016-09-07 | 32.9 | 0 | 14.9 | 0.81 | 4.52
2025-09-07 | 16.9 | 1.1 | 0 | 2024-09-07 | 12.7 | 5.3 | 0 | 2023-09-07 | 23.7 | 0 | 5.7 | 2022-09-07 | 21.4 | 0 | 3.4 | 2021-09-07 | 17.1 | 0.9 | 0 | 2020-09-07 | 19.8 | 0 | 1.8 | 2019-09-07 | 20.7 | 0 | 2.7 | 2018-09-07 | 21.1 | 0 | 3.1 | 2017-09-07 | 14.4 | 3.6 | 0 | 2016-09-07 | 31.8 | 0 | 13.8 | 1.09 | 3.05
2025-09-07 | 15.6 | 2.4 | 0 | 2024-09-07 | 11.1 | 6.9 | 0 | 2023-09-07 | 20.5 | 0 | 2.5 | 2022-09-07 | 20.4 | 0 | 2.4 | 2021-09-07 | 16.9 | 1.1 | 0 | 2020-09-07 | 19.7 | 0 | 1.7 | 2019-09-07 | 18.5 | 0 | 0.5 | 2018-09-07 | 19.8 | 0 | 1.8 | 2017-09-07 | 13.5 | 4.5 | 0 | 2016-09-07 | 26.9 | 0 | 8.9 | 1.49 | 1.78
2025-09-07 | 14.8 | 3.2 | 0 | 2024-09-07 | 10.7 | 7.3 | 0 | 2023-09-07 | 18.8 | 0 | 0.8 | 2022-09-07 | 19.6 | 0 | 1.6 | 2021-09-07 | 17.1 | 0.9 | 0 | 2020-09-07 | 19.2 | 0 | 1.2 | 2019-09-07 | 17 | 1 | 0 | 2018-09-07 | 18.9 | 0 | 0.9 | 2017-09-07 | 12.9 | 5.1 | 0 | 2016-09-07 | 26.4 | 0 | 8.4 | 1.75 | 1.29
2025-09-07 | 13.7 | 4.3 | 0 | 2024-09-07 | 9.7 | 8.3 | 0 | 2023-09-07 | 18.1 | 0 | 0.1 | 2022-09-07 | 19.2 | 0 | 1.2 | 2021-09-07 | 17 | 1 | 0 | 2020-09-07 | 18.8 | 0 | 0.8 | 2019-09-07 | 16.4 | 1.6 | 0 | 2018-09-07 | 17.9 | 0.1 | 0 | 2017-09-07 | 11.7 | 6.3 | 0 | 2016-09-07 | 25.7 | 0 | 7.7 | 2.16 | 0.98
2025-09-07 | 13.2 | 4.8 | 0 | 2024-09-07 | 9.7 | 8.3 | 0 | 2023-09-07 | 18 | 0 | 0 | 2022-09-07 | 18.6 | 0 | 0.6 | 2021-09-07 | 16.6 | 1.4 | 0 | 2020-09-07 | 18.1 | 0 | 0.1 | 2019-09-07 | 15.6 | 2.4 | 0 | 2018-09-07 | 17.4 | 0.6 | 0 | 2017-09-07 | 10.8 | 7.2 | 0 | 2016-09-07 | 22.4 | 0 | 4.4 | 2.47 | 0.51
2025-09-07 | 11.9 | 6.1 | 0 | 2024-09-07 | 8.9 | 9.1 | 0 | 2023-09-07 | 17.6 | 0.4 | 0 | 2022-09-07 | 18.2 | 0 | 0.2 | 2021-09-07 | 16.9 | 1.1 | 0 | 2020-09-07 | 16.6 | 1.4 | 0 | 2019-09-07 | 14.6 | 3.4 | 0 | 2018-09-07 | 16.6 | 1.4 | 0 | 2017-09-07 | 10.8 | 7.2 | 0 | 2016-09-07 | 23.5 | 0 | 5.5 | 3.01 | 0.57
2025-09-08 | 10.4 | 7.6 | 0 | 2024-09-08 | 8.1 | 9.9 | 0 | 2023-09-08 | 17.3 | 0.7 | 0 | 2022-09-08 | 17.5 | 0.5 | 0 | 2021-09-08 | 17.7 | 0.3 | 0 | 2020-09-08 | 16 | 2 | 0 | 2019-09-08 | 14.4 | 3.6 | 0 | 2018-09-08 | 16.1 | 1.9 | 0 | 2017-09-08 | 11 | 7 | 0 | 2016-09-08 | 23.2 | 0 | 5.2 | 3.35 | 0.52
2025-09-08 | 9.5 | 8.5 | 0 | 2024-09-08 | 8.2 | 9.8 | 0 | 2023-09-08 | 17.2 | 0.8 | 0 | 2022-09-08 | 17 | 1 | 0 | 2021-09-08 | 17.9 | 0.1 | 0 | 2020-09-08 | 15.7 | 2.3 | 0 | 2019-09-08 | 12.4 | 5.6 | 0 | 2018-09-08 | 15.7 | 2.3 | 0 | 2017-09-08 | 11.4 | 6.6 | 0 | 2016-09-08 | 23.1 | 0 | 5.1 | 3.7 | 0.51
2025-09-08 | 9.9 | 8.1 | 0 | 2024-09-08 | 9.5 | 8.5 | 0 | 2023-09-08 | 16.6 | 1.4 | 0 | 2022-09-08 | 16.2 | 1.8 | 0 | 2021-09-08 | 17 | 1 | 0 | 2020-09-08 | 15.2 | 2.8 | 0 | 2019-09-08 | 12.8 | 5.2 | 0 | 2018-09-08 | 15.8 | 2.2 | 0 | 2017-09-08 | 11.3 | 6.7 | 0 | 2016-09-08 | 23 | 0 | 5 | 3.77 | 0.5
2025-09-08 | 9.2 | 8.8 | 0 | 2024-09-08 | 8.6 | 9.4 | 0 | 2023-09-08 | 16.1 | 1.9 | 0 | 2022-09-08 | 16 | 2 | 0 | 2021-09-08 | 17.2 | 0.8 | 0 | 2020-09-08 | 15.4 | 2.6 | 0 | 2019-09-08 | 12.2 | 5.8 | 0 | 2018-09-08 | 15.5 | 2.5 | 0 | 2017-09-08 | 10.8 | 7.2 | 0 | 2016-09-08 | 22.8 | 0 | 4.8 | 4.1 | 0.48
2025-09-08 | 8.8 | 9.2 | 0 | 2024-09-08 | 7.8 | 10.2 | 0 | 2023-09-08 | 15.7 | 2.3 | 0 | 2022-09-08 | 15.8 | 2.2 | 0 | 2021-09-08 | 17.2 | 0.8 | 0 | 2020-09-08 | 15.4 | 2.6 | 0 | 2019-09-08 | 12.2 | 5.8 | 0 | 2018-09-08 | 14.6 | 3.4 | 0 | 2017-09-08 | 11.4 | 6.6 | 0 | 2016-09-08 | 22.8 | 0 | 4.8 | 4.31 | 0.48
2025-09-08 | 9.4 | 8.6 | 0 | 2024-09-08 | 6.7 | 11.3 | 0 | 2023-09-08 | 15 | 3 | 0 | 2022-09-08 | 15.2 | 2.8 | 0 | 2021-09-08 | 17.5 | 0.5 | 0 | 2020-09-08 | 15.1 | 2.9 | 0 | 2019-09-08 | 12.5 | 5.5 | 0 | 2018-09-08 | 13.6 | 4.4 | 0 | 2017-09-08 | 10.7 | 7.3 | 0 | 2016-09-08 | 22.9 | 0 | 4.9 | 4.63 | 0.49
2025-09-08 | 8.7 | 9.3 | 0 | 2024-09-08 | 6.9 | 11.1 | 0 | 2023-09-08 | 14.8 | 3.2 | 0 | 2022-09-08 | 16.4 | 1.6 | 0 | 2021-09-08 | 17.6 | 0.4 | 0 | 2020-09-08 | 15.3 | 2.7 | 0 | 2019-09-08 | 12.5 | 5.5 | 0 | 2018-09-08 | 12.9 | 5.1 | 0 | 2017-09-08 | 10.6 | 7.4 | 0 | 2016-09-08 | 23.1 | 0 | 5.1 | 4.63 | 0.51
2025-09-08 | 10.4 | 7.6 | 0 | 2024-09-08 | 9.1 | 8.9 | 0 | 2023-09-08 | 15 | 3 | 0 | 2022-09-08 | 17.2 | 0.8 | 0 | 2021-09-08 | 17.6 | 0.4 | 0 | 2020-09-08 | 15.2 | 2.8 | 0 | 2019-09-08 | 12.8 | 5.2 | 0 | 2018-09-08 | 12.8 | 5.2 | 0 | 2017-09-08 | 11.7 | 6.3 | 0 | 2016-09-08 | 23.5 | 0 | 5.5 | 4.02 | 0.55
2025-09-08 | 13.2 | 4.8 | 0 | 2024-09-08 | 11.7 | 6.3 | 0 | 2023-09-08 | 15.5 | 2.5 | 0 | 2022-09-08 | 19.7 | 0 | 1.7 | 2021-09-08 | 19.1 | 0 | 1.1 | 2020-09-08 | 14.4 | 3.6 | 0 | 2019-09-08 | 14.5 | 3.5 | 0 | 2018-09-08 | 13.8 | 4.2 | 0 | 2017-09-08 | 12.9 | 5.1 | 0 | 2016-09-08 | 25.1 | 0 | 7.1 | 3 | 0.99
2025-09-08 | 14.9 | 3.1 | 0 | 2024-09-08 | 13.6 | 4.4 | 0 | 2023-09-08 | 16.5 | 1.5 | 0 | 2022-09-08 | 21.1 | 0 | 3.1 | 2021-09-08 | 20.7 | 0 | 2.7 | 2020-09-08 | 15.4 | 2.6 | 0 | 2019-09-08 | 15.8 | 2.2 | 0 | 2018-09-08 | 13.7 | 4.3 | 0 | 2017-09-08 | 13.7 | 4.3 | 0 | 2016-09-08 | 25.5 | 0 | 7.5 | 2.24 | 1.33
2025-09-08 | 16 | 2 | 0 | 2024-09-08 | 15.4 | 2.6 | 0 | 2023-09-08 | 17.2 | 0.8 | 0 | 2022-09-08 | 23.3 | 0 | 5.3 | 2021-09-08 | 23.1 | 0 | 5.1 | 2020-09-08 | 14.5 | 3.5 | 0 | 2019-09-08 | 17.1 | 0.9 | 0 | 2018-09-08 | 14.5 | 3.5 | 0 | 2017-09-08 | 15.5 | 2.5 | 0 | 2016-09-08 | 25.6 | 0 | 7.6 | 1.58 | 1.8
2025-09-08 | 16.7 | 1.3 | 0 | 2024-09-08 | 17.2 | 0.8 | 0 | 2023-09-08 | 19.1 | 0 | 1.1 | 2022-09-08 | 24.4 | 0 | 6.4 | 2021-09-08 | 24.2 | 0 | 6.2 | 2020-09-08 | 14.9 | 3.1 | 0 | 2019-09-08 | 17.6 | 0.4 | 0 | 2018-09-08 | 14.6 | 3.4 | 0 | 2017-09-08 | 16.1 | 1.9 | 0 | 2016-09-08 | 27.5 | 0 | 9.5 | 1.09 | 2.32
2025-09-08 | 18.6 | 0 | 0.6 | 2024-09-08 | 16.7 | 1.3 | 0 | 2023-09-08 | 19.4 | 0 | 1.4 | 2022-09-08 | 24.7 | 0 | 6.7 | 2021-09-08 | 25.4 | 0 | 7.4 | 2020-09-08 | 15.8 | 2.2 | 0 | 2019-09-08 | 16.8 | 1.2 | 0 | 2018-09-08 | 15.5 | 2.5 | 0 | 2017-09-08 | 15.4 | 2.6 | 0 | 2016-09-08 | 28.3 | 0 | 10.3 | 0.98 | 2.64
2025-09-08 | 18.1 | 0 | 0.1 | 2024-09-08 | 16.9 | 1.1 | 0 | 2023-09-08 | 19 | 0 | 1 | 2022-09-08 | 26.4 | 0 | 8.4 | 2021-09-08 | 25.2 | 0 | 7.2 | 2020-09-08 | 16.1 | 1.9 | 0 | 2019-09-08 | 17.2 | 0.8 | 0 | 2018-09-08 | 16.1 | 1.9 | 0 | 2017-09-08 | 17.6 | 0.4 | 0 | 2016-09-08 | 28.3 | 0 | 10.3 | 0.61 | 2.7
2025-09-08 | 18.4 | 0 | 0.4 | 2024-09-08 | 17.1 | 0.9 | 0 | 2023-09-08 | 19.6 | 0 | 1.6 | 2022-09-08 | 25.8 | 0 | 7.8 | 2021-09-08 | 25 | 0 | 7 | 2020-09-08 | 15.7 | 2.3 | 0 | 2019-09-08 | 17.4 | 0.6 | 0 | 2018-09-08 | 16.4 | 1.6 | 0 | 2017-09-08 | 18.1 | 0 | 0.1 | 2016-09-08 | 29.2 | 0 | 11.2 | 0.54 | 2.81
2025-09-08 | 18.2 | 0 | 0.2 | 2024-09-08 | 18.9 | 0 | 0.9 | 2023-09-08 | 19.7 | 0 | 1.7 | 2022-09-08 | 24.7 | 0 | 6.7 | 2021-09-08 | 24.9 | 0 | 6.9 | 2020-09-08 | 16.2 | 1.8 | 0 | 2019-09-08 | 17.4 | 0.6 | 0 | 2018-09-08 | 16.6 | 1.4 | 0 | 2017-09-08 | 18.3 | 0 | 0.3 | 2016-09-08 | 29.1 | 0 | 11.1 | 0.38 | 2.78
2025-09-08 | 18.4 | 0 | 0.4 | 2024-09-08 | 19.1 | 0 | 1.1 | 2023-09-08 | 19.3 | 0 | 1.3 | 2022-09-08 | 24.9 | 0 | 6.9 | 2021-09-08 | 24.4 | 0 | 6.4 | 2020-09-08 | 15.8 | 2.2 | 0 | 2019-09-08 | 17.8 | 0.2 | 0 | 2018-09-08 | 16.5 | 1.5 | 0 | 2017-09-08 | 17.1 | 0.9 | 0 | 2016-09-08 | 29.2 | 0 | 11.2 | 0.48 | 2.73
2025-09-08 | 18.2 | 0 | 0.2 | 2024-09-08 | 18 | 0 | 0 | 2023-09-08 | 18.7 | 0 | 0.7 | 2022-09-08 | 23.8 | 0 | 5.8 | 2021-09-08 | 23.3 | 0 | 5.3 | 2020-09-08 | 15.6 | 2.4 | 0 | 2019-09-08 | 15.8 | 2.2 | 0 | 2018-09-08 | 15.7 | 2.3 | 0 | 2017-09-08 | 15.4 | 2.6 | 0 | 2016-09-08 | 28.9 | 0 | 10.9 | 0.95 | 2.29
2025-09-08 | 17.2 | 0.8 | 0 | 2024-09-08 | 17.3 | 0.7 | 0 | 2023-09-08 | 17.7 | 0.3 | 0 | 2022-09-08 | 23.3 | 0 | 5.3 | 2021-09-08 | 22.3 | 0 | 4.3 | 2020-09-08 | 15.4 | 2.6 | 0 | 2019-09-08 | 14.7 | 3.3 | 0 | 2018-09-08 | 15.7 | 2.3 | 0 | 2017-09-08 | 14.3 | 3.7 | 0 | 2016-09-08 | 27.4 | 0 | 9.4 | 1.37 | 1.9
2025-09-08 | 15.7 | 2.3 | 0 | 2024-09-08 | 14.4 | 3.6 | 0 | 2023-09-08 | 16.5 | 1.5 | 0 | 2022-09-08 | 21.8 | 0 | 3.8 | 2021-09-08 | 20.4 | 0 | 2.4 | 2020-09-08 | 15.2 | 2.8 | 0 | 2019-09-08 | 13.3 | 4.7 | 0 | 2018-09-08 | 14.6 | 3.4 | 0 | 2017-09-08 | 13.1 | 4.9 | 0 | 2016-09-08 | 26.5 | 0 | 8.5 | 2.32 | 1.47
2025-09-08 | 14.6 | 3.4 | 0 | 2024-09-08 | 13.8 | 4.2 | 0 | 2023-09-08 | 15.9 | 2.1 | 0 | 2022-09-08 | 20.9 | 0 | 2.9 | 2021-09-08 | 20.4 | 0 | 2.4 | 2020-09-08 | 15.2 | 2.8 | 0 | 2019-09-08 | 12.8 | 5.2 | 0 | 2018-09-08 | 14.4 | 3.6 | 0 | 2017-09-08 | 12.3 | 5.7 | 0 | 2016-09-08 | 25.5 | 0 | 7.5 | 2.7 | 1.28
2025-09-08 | 14 | 4 | 0 | 2024-09-08 | 14.5 | 3.5 | 0 | 2023-09-08 | 15.9 | 2.1 | 0 | 2022-09-08 | 20.7 | 0 | 2.7 | 2021-09-08 | 19.3 | 0 | 1.3 | 2020-09-08 | 15.2 | 2.8 | 0 | 2019-09-08 | 12.2 | 5.8 | 0 | 2018-09-08 | 13.6 | 4.4 | 0 | 2017-09-08 | 11.6 | 6.4 | 0 | 2016-09-08 | 24.8 | 0 | 6.8 | 2.9 | 1.08
2025-09-08 | 14.5 | 3.5 | 0 | 2024-09-08 | 14.8 | 3.2 | 0 | 2023-09-08 | 15.9 | 2.1 | 0 | 2022-09-08 | 20.2 | 0 | 2.2 | 2021-09-08 | 18.8 | 0 | 0.8 | 2020-09-08 | 15.2 | 2.8 | 0 | 2019-09-08 | 11.1 | 6.9 | 0 | 2018-09-08 | 13.4 | 4.6 | 0 | 2017-09-08 | 11 | 7 | 0 | 2016-09-08 | 23.9 | 0 | 5.9 | 3.01 | 0.89
2025-09-08 | 13.9 | 4.1 | 0 | 2024-09-08 | 15.1 | 2.9 | 0 | 2023-09-08 | 15.8 | 2.2 | 0 | 2022-09-08 | 18.8 | 0 | 0.8 | 2021-09-08 | 17.9 | 0.1 | 0 | 2020-09-08 | 15.2 | 2.8 | 0 | 2019-09-08 | 10.7 | 7.3 | 0 | 2018-09-08 | 12.5 | 5.5 | 0 | 2017-09-08 | 10.4 | 7.6 | 0 | 2016-09-08 | 22.8 | 0 | 4.8 | 3.25 | 0.56
2025-09-09 | 13.7 | 4.3 | 0 | 2024-09-09 | 13.9 | 4.1 | 0 | 2023-09-09 | 15.6 | 2.4 | 0 | 2022-09-09 | 18.2 | 0 | 0.2 | 2021-09-09 | 15.7 | 2.3 | 0 | 2020-09-09 | 15.2 | 2.8 | 0 | 2019-09-09 | 10.1 | 7.9 | 0 | 2018-09-09 | 13 | 5 | 0 | 2017-09-09 | 9.9 | 8.1 | 0 | 2016-09-09 | 22.5 | 0 | 4.5 | 3.69 | 0.47
2025-09-09 | 12.6 | 5.4 | 0 | 2024-09-09 | 13.8 | 4.2 | 0 | 2023-09-09 | 15.5 | 2.5 | 0 | 2022-09-09 | 18.5 | 0 | 0.5 | 2021-09-09 | 14.8 | 3.2 | 0 | 2020-09-09 | 15.2 | 2.8 | 0 | 2019-09-09 | 9.6 | 8.4 | 0 | 2018-09-09 | 12.4 | 5.6 | 0 | 2017-09-09 | 9.5 | 8.5 | 0 | 2016-09-09 | 21.5 | 0 | 3.5 | 4.06 | 0.4
2025-09-09 | 10.7 | 7.3 | 0 | 2024-09-09 | 14.2 | 3.8 | 0 | 2023-09-09 | 15.7 | 2.3 | 0 | 2022-09-09 | 18.4 | 0 | 0.4 | 2021-09-09 | 15.2 | 2.8 | 0 | 2020-09-09 | 14.9 | 3.1 | 0 | 2019-09-09 | 8.9 | 9.1 | 0 | 2018-09-09 | 12.1 | 5.9 | 0 | 2017-09-09 | 9 | 9 | 0 | 2016-09-09 | 21.3 | 0 | 3.3 | 4.33 | 0.37
2025-09-09 | 11.3 | 6.7 | 0 | 2024-09-09 | 14.2 | 3.8 | 0 | 2023-09-09 | 15.7 | 2.3 | 0 | 2022-09-09 | 17.6 | 0.4 | 0 | 2021-09-09 | 14.5 | 3.5 | 0 | 2020-09-09 | 14.6 | 3.4 | 0 | 2019-09-09 | 9.7 | 8.3 | 0 | 2018-09-09 | 11.8 | 6.2 | 0 | 2017-09-09 | 8.3 | 9.7 | 0 | 2016-09-09 | 20.8 | 0 | 2.8 | 4.43 | 0.28
2025-09-09 | 9.7 | 8.3 | 0 | 2024-09-09 | 13.8 | 4.2 | 0 | 2023-09-09 | 15.8 | 2.2 | 0 | 2022-09-09 | 16 | 2 | 0 | 2021-09-09 | 14.9 | 3.1 | 0 | 2020-09-09 | 14.4 | 3.6 | 0 | 2019-09-09 | 9.3 | 8.7 | 0 | 2018-09-09 | 11.3 | 6.7 | 0 | 2017-09-09 | 7.9 | 10.1 | 0 | 2016-09-09 | 20.4 | 0 | 2.4 | 4.89 | 0.24
2025-09-09 | 9.7 | 8.3 | 0 | 2024-09-09 | 14.2 | 3.8 | 0 | 2023-09-09 | 15.7 | 2.3 | 0 | 2022-09-09 | 16.8 | 1.2 | 0 | 2021-09-09 | 13.6 | 4.4 | 0 | 2020-09-09 | 14.4 | 3.6 | 0 | 2019-09-09 | 9.4 | 8.6 | 0 | 2018-09-09 | 10.9 | 7.1 | 0 | 2017-09-09 | 8 | 10 | 0 | 2016-09-09 | 19.8 | 0 | 1.8 | 4.93 | 0.18
2025-09-09 | 9.4 | 8.6 | 0 | 2024-09-09 | 14.3 | 3.7 | 0 | 2023-09-09 | 15.7 | 2.3 | 0 | 2022-09-09 | 17.6 | 0.4 | 0 | 2021-09-09 | 13.4 | 4.6 | 0 | 2020-09-09 | 13.7 | 4.3 | 0 | 2019-09-09 | 9.8 | 8.2 | 0 | 2018-09-09 | 10.8 | 7.2 | 0 | 2017-09-09 | 7.7 | 10.3 | 0 | 2016-09-09 | 21 | 0 | 3 | 4.96 | 0.3
2025-09-09 | 11.5 | 6.5 | 0 | 2024-09-09 | 15.2 | 2.8 | 0 | 2023-09-09 | 16.1 | 1.9 | 0 | 2022-09-09 | 18.1 | 0 | 0.1 | 2021-09-09 | 15.3 | 2.7 | 0 | 2020-09-09 | 13.8 | 4.2 | 0 | 2019-09-09 | 10.5 | 7.5 | 0 | 2018-09-09 | 11.2 | 6.8 | 0 | 2017-09-09 | 8.7 | 9.3 | 0 | 2016-09-09 | 21.1 | 0 | 3.1 | 4.17 | 0.32
2025-09-09 | 13.6 | 4.4 | 0 | 2024-09-09 | 15 | 3 | 0 | 2023-09-09 | 16.8 | 1.2 | 0 | 2022-09-09 | 20.8 | 0 | 2.8 | 2021-09-09 | 17.3 | 0.7 | 0 | 2020-09-09 | 14.2 | 3.8 | 0 | 2019-09-09 | 11.7 | 6.3 | 0 | 2018-09-09 | 11.9 | 6.1 | 0 | 2017-09-09 | 10.6 | 7.4 | 0 | 2016-09-09 | 22.6 | 0 | 4.6 | 3.29 | 0.74
2025-09-09 | 16.4 | 1.6 | 0 | 2024-09-09 | 15.5 | 2.5 | 0 | 2023-09-09 | 17.4 | 0.6 | 0 | 2022-09-09 | 22.8 | 0 | 4.8 | 2021-09-09 | 19.4 | 0 | 1.4 | 2020-09-09 | 14.6 | 3.4 | 0 | 2019-09-09 | 13.4 | 4.6 | 0 | 2018-09-09 | 12.8 | 5.2 | 0 | 2017-09-09 | 13.1 | 4.9 | 0 | 2016-09-09 | 23.4 | 0 | 5.4 | 2.28 | 1.16
2025-09-09 | 18 | 0 | 0 | 2024-09-09 | 18.1 | 0 | 0.1 | 2023-09-09 | 18.4 | 0 | 0.4 | 2022-09-09 | 23.3 | 0 | 5.3 | 2021-09-09 | 19 | 0 | 1 | 2020-09-09 | 15.3 | 2.7 | 0 | 2019-09-09 | 15.3 | 2.7 | 0 | 2018-09-09 | 13.2 | 4.8 | 0 | 2017-09-09 | 14.2 | 3.8 | 0 | 2016-09-09 | 24.9 | 0 | 6.9 | 1.4 | 1.37
2025-09-09 | 19 | 0 | 1 | 2024-09-09 | 18.5 | 0 | 0.5 | 2023-09-09 | 19.3 | 0 | 1.3 | 2022-09-09 | 24.3 | 0 | 6.3 | 2021-09-09 | 19.7 | 0 | 1.7 | 2020-09-09 | 15.8 | 2.2 | 0 | 2019-09-09 | 15.9 | 2.1 | 0 | 2018-09-09 | 14.7 | 3.3 | 0 | 2017-09-09 | 15.2 | 2.8 | 0 | 2016-09-09 | 25.6 | 0 | 7.6 | 1.04 | 1.84
2025-09-09 | 19.9 | 0 | 1.9 | 2024-09-09 | 20.3 | 0 | 2.3 | 2023-09-09 | 19.1 | 0 | 1.1 | 2022-09-09 | 25 | 0 | 7 | 2021-09-09 | 19.2 | 0 | 1.2 | 2020-09-09 | 16.3 | 1.7 | 0 | 2019-09-09 | 17.3 | 0.7 | 0 | 2018-09-09 | 15.4 | 2.6 | 0 | 2017-09-09 | 16.3 | 1.7 | 0 | 2016-09-09 | 26.5 | 0 | 8.5 | 0.67 | 2.2
2025-09-09 | 21.4 | 0 | 3.4 | 2024-09-09 | 18.8 | 0 | 0.8 | 2023-09-09 | 19.4 | 0 | 1.4 | 2022-09-09 | 25.6 | 0 | 7.6 | 2021-09-09 | 19.6 | 0 | 1.6 | 2020-09-09 | 17.1 | 0.9 | 0 | 2019-09-09 | 17.9 | 0.1 | 0 | 2018-09-09 | 15.7 | 2.3 | 0 | 2017-09-09 | 16.9 | 1.1 | 0 | 2016-09-09 | 27.2 | 0 | 9.2 | 0.44 | 2.4
2025-09-09 | 21.6 | 0 | 3.6 | 2024-09-09 | 18 | 0 | 0 | 2023-09-09 | 19.4 | 0 | 1.4 | 2022-09-09 | 26.5 | 0 | 8.5 | 2021-09-09 | 20.3 | 0 | 2.3 | 2020-09-09 | 17.5 | 0.5 | 0 | 2019-09-09 | 17.9 | 0.1 | 0 | 2018-09-09 | 15.8 | 2.2 | 0 | 2017-09-09 | 17.6 | 0.4 | 0 | 2016-09-09 | 27.7 | 0 | 9.7 | 0.32 | 2.55
2025-09-09 | 21.4 | 0 | 3.4 | 2024-09-09 | 19.1 | 0 | 1.1 | 2023-09-09 | 20 | 0 | 2 | 2022-09-09 | 26.1 | 0 | 8.1 | 2021-09-09 | 20.5 | 0 | 2.5 | 2020-09-09 | 17.8 | 0.2 | 0 | 2019-09-09 | 18.7 | 0 | 0.7 | 2018-09-09 | 15.6 | 2.4 | 0 | 2017-09-09 | 17.4 | 0.6 | 0 | 2016-09-09 | 27.3 | 0 | 9.3 | 0.32 | 2.71
2025-09-09 | 21.3 | 0 | 3.3 | 2024-09-09 | 20.9 | 0 | 2.9 | 2023-09-09 | 19.6 | 0 | 1.6 | 2022-09-09 | 25.2 | 0 | 7.2 | 2021-09-09 | 20.2 | 0 | 2.2 | 2020-09-09 | 18.2 | 0 | 0.2 | 2019-09-09 | 18.6 | 0 | 0.6 | 2018-09-09 | 15.2 | 2.8 | 0 | 2017-09-09 | 17.8 | 0.2 | 0 | 2016-09-09 | 26.9 | 0 | 8.9 | 0.3 | 2.69
2025-09-09 | 20.7 | 0 | 2.7 | 2024-09-09 | 20.6 | 0 | 2.6 | 2023-09-09 | 19.1 | 0 | 1.1 | 2022-09-09 | 24.1 | 0 | 6.1 | 2021-09-09 | 19.1 | 0 | 1.1 | 2020-09-09 | 18.5 | 0 | 0.5 | 2019-09-09 | 17.7 | 0.3 | 0 | 2018-09-09 | 15.1 | 2.9 | 0 | 2017-09-09 | 17.2 | 0.8 | 0 | 2016-09-09 | 27 | 0 | 9 | 0.4 | 2.31
2025-09-09 | 19.1 | 0 | 1.1 | 2024-09-09 | 19.8 | 0 | 1.8 | 2023-09-09 | 18.7 | 0 | 0.7 | 2022-09-09 | 23.1 | 0 | 5.1 | 2021-09-09 | 18.1 | 0 | 0.1 | 2020-09-09 | 18 | 0 | 0 | 2019-09-09 | 16.8 | 1.2 | 0 | 2018-09-09 | 14.4 | 3.6 | 0 | 2017-09-09 | 16.3 | 1.7 | 0 | 2016-09-09 | 26.3 | 0 | 8.3 | 0.65 | 1.71
2025-09-09 | 17.5 | 0.5 | 0 | 2024-09-09 | 17.6 | 0.4 | 0 | 2023-09-09 | 18.6 | 0 | 0.6 | 2022-09-09 | 21.7 | 0 | 3.7 | 2021-09-09 | 16.7 | 1.3 | 0 | 2020-09-09 | 17.4 | 0.6 | 0 | 2019-09-09 | 15.9 | 2.1 | 0 | 2018-09-09 | 14 | 4 | 0 | 2017-09-09 | 14.5 | 3.5 | 0 | 2016-09-09 | 24.6 | 0 | 6.6 | 1.24 | 1.09
2025-09-09 | 16.4 | 1.6 | 0 | 2024-09-09 | 16.6 | 1.4 | 0 | 2023-09-09 | 18.8 | 0 | 0.8 | 2022-09-09 | 21.3 | 0 | 3.3 | 2021-09-09 | 16.2 | 1.8 | 0 | 2020-09-09 | 17 | 1 | 0 | 2019-09-09 | 15.5 | 2.5 | 0 | 2018-09-09 | 13.8 | 4.2 | 0 | 2017-09-09 | 13 | 5 | 0 | 2016-09-09 | 23 | 0 | 5 | 1.75 | 0.91
2025-09-09 | 16.3 | 1.7 | 0 | 2024-09-09 | 16.1 | 1.9 | 0 | 2023-09-09 | 18.7 | 0 | 0.7 | 2022-09-09 | 21.1 | 0 | 3.1 | 2021-09-09 | 15.3 | 2.7 | 0 | 2020-09-09 | 16.6 | 1.4 | 0 | 2019-09-09 | 14.7 | 3.3 | 0 | 2018-09-09 | 13.1 | 4.9 | 0 | 2017-09-09 | 12.2 | 5.8 | 0 | 2016-09-09 | 23 | 0 | 5 | 2.17 | 0.88
2025-09-09 | 16.1 | 1.9 | 0 | 2024-09-09 | 15.5 | 2.5 | 0 | 2023-09-09 | 18.9 | 0 | 0.9 | 2022-09-09 | 20.8 | 0 | 2.8 | 2021-09-09 | 14.8 | 3.2 | 0 | 2020-09-09 | 16.5 | 1.5 | 0 | 2019-09-09 | 14.8 | 3.2 | 0 | 2018-09-09 | 13.1 | 4.9 | 0 | 2017-09-09 | 11.1 | 6.9 | 0 | 2016-09-09 | 22.2 | 0 | 4.2 | 2.41 | 0.79
2025-09-09 | 15.3 | 2.7 | 0 | 2024-09-09 | 14.8 | 3.2 | 0 | 2023-09-09 | 19 | 0 | 1 | 2022-09-09 | 20.5 | 0 | 2.5 | 2021-09-09 | 14.1 | 3.9 | 0 | 2020-09-09 | 16.5 | 1.5 | 0 | 2019-09-09 | 14.3 | 3.7 | 0 | 2018-09-09 | 14.2 | 3.8 | 0 | 2017-09-09 | 10.1 | 7.9 | 0 | 2016-09-09 | 20.8 | 0 | 2.8 | 2.67 | 0.63
2025-09-10 | 14.9 | 3.1 | 0 | 2024-09-10 | 14.2 | 3.8 | 0 | 2023-09-10 | 18.3 | 0 | 0.3 | 2022-09-10 | 20.1 | 0 | 2.1 | 2021-09-10 | 13.8 | 4.2 | 0 | 2020-09-10 | 16.5 | 1.5 | 0 | 2019-09-10 | 13.8 | 4.2 | 0 | 2018-09-10 | 15.3 | 2.7 | 0 | 2017-09-10 | 10 | 8 | 0 | 2016-09-10 | 21 | 0 | 3 | 2.75 | 0.54
2025-09-10 | 14.7 | 3.3 | 0 | 2024-09-10 | 13.1 | 4.9 | 0 | 2023-09-10 | 17.8 | 0.2 | 0 | 2022-09-10 | 20.3 | 0 | 2.3 | 2021-09-10 | 13.4 | 4.6 | 0 | 2020-09-10 | 16.6 | 1.4 | 0 | 2019-09-10 | 13.6 | 4.4 | 0 | 2018-09-10 | 15.6 | 2.4 | 0 | 2017-09-10 | 9.5 | 8.5 | 0 | 2016-09-10 | 20.4 | 0 | 2.4 | 2.97 | 0.47
2025-09-10 | 13.1 | 4.9 | 0 | 2024-09-10 | 12.8 | 5.2 | 0 | 2023-09-10 | 17.4 | 0.6 | 0 | 2022-09-10 | 19.6 | 0 | 1.6 | 2021-09-10 | 13.2 | 4.8 | 0 | 2020-09-10 | 16.6 | 1.4 | 0 | 2019-09-10 | 13.2 | 4.8 | 0 | 2018-09-10 | 15 | 3 | 0 | 2017-09-10 | 9.4 | 8.6 | 0 | 2016-09-10 | 20 | 0 | 2 | 3.33 | 0.36
2025-09-10 | 12.8 | 5.2 | 0 | 2024-09-10 | 10.6 | 7.4 | 0 | 2023-09-10 | 17.3 | 0.7 | 0 | 2022-09-10 | 19.3 | 0 | 1.3 | 2021-09-10 | 13.3 | 4.7 | 0 | 2020-09-10 | 16.5 | 1.5 | 0 | 2019-09-10 | 12.4 | 5.6 | 0 | 2018-09-10 | 13.5 | 4.5 | 0 | 2017-09-10 | 9.1 | 8.9 | 0 | 2016-09-10 | 19.7 | 0 | 1.7 | 3.85 | 0.3
2025-09-10 | 12.3 | 5.7 | 0 | 2024-09-10 | 12.3 | 5.7 | 0 | 2023-09-10 | 17.3 | 0.7 | 0 | 2022-09-10 | 19.1 | 0 | 1.1 | 2021-09-10 | 12.5 | 5.5 | 0 | 2020-09-10 | 16.6 | 1.4 | 0 | 2019-09-10 | 12.6 | 5.4 | 0 | 2018-09-10 | 13.4 | 4.6 | 0 | 2017-09-10 | 8.7 | 9.3 | 0 | 2016-09-10 | 19.2 | 0 | 1.2 | 3.83 | 0.23
2025-09-10 | 12.1 | 5.9 | 0 | 2024-09-10 | 11.5 | 6.5 | 0 | 2023-09-10 | 17.4 | 0.6 | 0 | 2022-09-10 | 18.9 | 0 | 0.9 | 2021-09-10 | 12.3 | 5.7 | 0 | 2020-09-10 | 16.6 | 1.4 | 0 | 2019-09-10 | 12.8 | 5.2 | 0 | 2018-09-10 | 13.5 | 4.5 | 0 | 2017-09-10 | 8.5 | 9.5 | 0 | 2016-09-10 | 20.5 | 0 | 2.5 | 3.93 | 0.34
2025-09-10 | 12.8 | 5.2 | 0 | 2024-09-10 | 11.6 | 6.4 | 0 | 2023-09-10 | 17.5 | 0.5 | 0 | 2022-09-10 | 19.6 | 0 | 1.6 | 2021-09-10 | 12.8 | 5.2 | 0 | 2020-09-10 | 16.5 | 1.5 | 0 | 2019-09-10 | 12.6 | 5.4 | 0 | 2018-09-10 | 13.2 | 4.8 | 0 | 2017-09-10 | 8.5 | 9.5 | 0 | 2016-09-10 | 20.7 | 0 | 2.7 | 3.85 | 0.43
2025-09-10 | 13.5 | 4.5 | 0 | 2024-09-10 | 13.1 | 4.9 | 0 | 2023-09-10 | 17.4 | 0.6 | 0 | 2022-09-10 | 20.5 | 0 | 2.5 | 2021-09-10 | 14.5 | 3.5 | 0 | 2020-09-10 | 17.3 | 0.7 | 0 | 2019-09-10 | 14.4 | 3.6 | 0 | 2018-09-10 | 13.1 | 4.9 | 0 | 2017-09-10 | 9.9 | 8.1 | 0 | 2016-09-10 | 20.9 | 0 | 2.9 | 3.08 | 0.54
2025-09-10 | 15.8 | 2.2 | 0 | 2024-09-10 | 16.1 | 1.9 | 0 | 2023-09-10 | 18.2 | 0 | 0.2 | 2022-09-10 | 21.9 | 0 | 3.9 | 2021-09-10 | 17 | 1 | 0 | 2020-09-10 | 15.3 | 2.7 | 0 | 2019-09-10 | 17.5 | 0.5 | 0 | 2018-09-10 | 13.1 | 4.9 | 0 | 2017-09-10 | 11.8 | 6.2 | 0 | 2016-09-10 | 21.5 | 0 | 3.5 | 1.94 | 0.76
2025-09-10 | 17.8 | 0.2 | 0 | 2024-09-10 | 18.3 | 0 | 0.3 | 2023-09-10 | 19.7 | 0 | 1.7 | 2022-09-10 | 24 | 0 | 6 | 2021-09-10 | 19.2 | 0 | 1.2 | 2020-09-10 | 16.7 | 1.3 | 0 | 2019-09-10 | 18.5 | 0 | 0.5 | 2018-09-10 | 12.8 | 5.2 | 0 | 2017-09-10 | 14.8 | 3.2 | 0 | 2016-09-10 | 22.7 | 0 | 4.7 | 0.99 | 1.44
2025-09-10 | 20.1 | 0 | 2.1 | 2024-09-10 | 20.5 | 0 | 2.5 | 2023-09-10 | 20.7 | 0 | 2.7 | 2022-09-10 | 25.4 | 0 | 7.4 | 2021-09-10 | 20.3 | 0 | 2.3 | 2020-09-10 | 18.5 | 0 | 0.5 | 2019-09-10 | 19.6 | 0 | 1.6 | 2018-09-10 | 12.3 | 5.7 | 0 | 2017-09-10 | 16.4 | 1.6 | 0 | 2016-09-10 | 21.8 | 0 | 3.8 | 0.73 | 2.29
2025-09-10 | 20.9 | 0 | 2.9 | 2024-09-10 | 21.2 | 0 | 3.2 | 2023-09-10 | 21.1 | 0 | 3.1 | 2022-09-10 | 24.7 | 0 | 6.7 | 2021-09-10 | 21.8 | 0 | 3.8 | 2020-09-10 | 18.1 | 0 | 0.1 | 2019-09-10 | 19.5 | 0 | 1.5 | 2018-09-10 | 12.6 | 5.4 | 0 | 2017-09-10 | 17.7 | 0.3 | 0 | 2016-09-10 | 22.9 | 0 | 4.9 | 0.57 | 2.62
2025-09-10 | 22.3 | 0 | 4.3 | 2024-09-10 | 21.9 | 0 | 3.9 | 2023-09-10 | 21.7 | 0 | 3.7 | 2022-09-10 | 26.3 | 0 | 8.3 | 2021-09-10 | 20.9 | 0 | 2.9 | 2020-09-10 | 18.9 | 0 | 0.9 | 2019-09-10 | 19.8 | 0 | 1.8 | 2018-09-10 | 12.4 | 5.6 | 0 | 2017-09-10 | 18.4 | 0 | 0.4 | 2016-09-10 | 24.6 | 0 | 6.6 | 0.56 | 3.28
2025-09-10 | 23.4 | 0 | 5.4 | 2024-09-10 | 21.9 | 0 | 3.9 | 2023-09-10 | 21.4 | 0 | 3.4 | 2022-09-10 | 26.9 | 0 | 8.9 | 2021-09-10 | 21.7 | 0 | 3.7 | 2020-09-10 | 18.6 | 0 | 0.6 | 2019-09-10 | 19.3 | 0 | 1.3 | 2018-09-10 | 12.5 | 5.5 | 0 | 2017-09-10 | 19 | 0 | 1 | 2016-09-10 | 27.8 | 0 | 9.8 | 0.55 | 3.8
2025-09-10 | 24 | 0 | 6 | 2024-09-10 | 22.1 | 0 | 4.1 | 2023-09-10 | 21.1 | 0 | 3.1 | 2022-09-10 | 26.3 | 0 | 8.3 | 2021-09-10 | 23.6 | 0 | 5.6 | 2020-09-10 | 17.9 | 0.1 | 0 | 2019-09-10 | 20.2 | 0 | 2.2 | 2018-09-10 | 12.8 | 5.2 | 0 | 2017-09-10 | 18.3 | 0 | 0.3 | 2016-09-10 | 28.6 | 0 | 10.6 | 0.53 | 4.02
2025-09-10 | 23.9 | 0 | 5.9 | 2024-09-10 | 22.8 | 0 | 4.8 | 2023-09-10 | 21 | 0 | 3 | 2022-09-10 | 25.5 | 0 | 7.5 | 2021-09-10 | 23.4 | 0 | 5.4 | 2020-09-10 | 17.9 | 0.1 | 0 | 2019-09-10 | 20.1 | 0 | 2.1 | 2018-09-10 | 13 | 5 | 0 | 2017-09-10 | 18.4 | 0 | 0.4 | 2016-09-10 | 29 | 0 | 11 | 0.51 | 4.01
2025-09-10 | 23.7 | 0 | 5.7 | 2024-09-10 | 22.2 | 0 | 4.2 | 2023-09-10 | 21.5 | 0 | 3.5 | 2022-09-10 | 25.4 | 0 | 7.4 | 2021-09-10 | 22.5 | 0 | 4.5 | 2020-09-10 | 16.7 | 1.3 | 0 | 2019-09-10 | 20.9 | 0 | 2.9 | 2018-09-10 | 13.3 | 4.7 | 0 | 2017-09-10 | 17.7 | 0.3 | 0 | 2016-09-10 | 27.7 | 0 | 9.7 | 0.63 | 3.79
2025-09-10 | 22.7 | 0 | 4.7 | 2024-09-10 | 21.6 | 0 | 3.6 | 2023-09-10 | 21 | 0 | 3 | 2022-09-10 | 24.5 | 0 | 6.5 | 2021-09-10 | 22.1 | 0 | 4.1 | 2020-09-10 | 16.2 | 1.8 | 0 | 2019-09-10 | 22 | 0 | 4 | 2018-09-10 | 13.8 | 4.2 | 0 | 2017-09-10 | 17.1 | 0.9 | 0 | 2016-09-10 | 27 | 0 | 9 | 0.69 | 3.49
2025-09-10 | 21.9 | 0 | 3.9 | 2024-09-10 | 20.4 | 0 | 2.4 | 2023-09-10 | 20.3 | 0 | 2.3 | 2022-09-10 | 23.7 | 0 | 5.7 | 2021-09-10 | 21.3 | 0 | 3.3 | 2020-09-10 | 15.4 | 2.6 | 0 | 2019-09-10 | 21.7 | 0 | 3.7 | 2018-09-10 | 13.9 | 4.1 | 0 | 2017-09-10 | 16.3 | 1.7 | 0 | 2016-09-10 | 25.9 | 0 | 7.9 | 0.84 | 2.92
2025-09-10 | 19.9 | 0 | 1.9 | 2024-09-10 | 19.5 | 0 | 1.5 | 2023-09-10 | 19.9 | 0 | 1.9 | 2022-09-10 | 22.3 | 0 | 4.3 | 2021-09-10 | 20.7 | 0 | 2.7 | 2020-09-10 | 14.5 | 3.5 | 0 | 2019-09-10 | 21.5 | 0 | 3.5 | 2018-09-10 | 14.2 | 3.8 | 0 | 2017-09-10 | 15.3 | 2.7 | 0 | 2016-09-10 | 24.1 | 0 | 6.1 | 1 | 2.19
2025-09-10 | 18.6 | 0 | 0.6 | 2024-09-10 | 18.8 | 0 | 0.8 | 2023-09-10 | 19.6 | 0 | 1.6 | 2022-09-10 | 21.9 | 0 | 3.9 | 2021-09-10 | 19 | 0 | 1 | 2020-09-10 | 14.1 | 3.9 | 0 | 2019-09-10 | 21.2 | 0 | 3.2 | 2018-09-10 | 14.7 | 3.3 | 0 | 2017-09-10 | 14.7 | 3.3 | 0 | 2016-09-10 | 23 | 0 | 5 | 1.05 | 1.61
2025-09-10 | 18.8 | 0 | 0.8 | 2024-09-10 | 18.3 | 0 | 0.3 | 2023-09-10 | 18.6 | 0 | 0.6 | 2022-09-10 | 22 | 0 | 4 | 2021-09-10 | 18.1 | 0 | 0.1 | 2020-09-10 | 13.8 | 4.2 | 0 | 2019-09-10 | 20.9 | 0 | 2.9 | 2018-09-10 | 15 | 3 | 0 | 2017-09-10 | 13.4 | 4.6 | 0 | 2016-09-10 | 22.3 | 0 | 4.3 | 1.18 | 1.3
2025-09-10 | 18.5 | 0 | 0.5 | 2024-09-10 | 17.6 | 0.4 | 0 | 2023-09-10 | 18.6 | 0 | 0.6 | 2022-09-10 | 21.6 | 0 | 3.6 | 2021-09-10 | 15.4 | 2.6 | 0 | 2020-09-10 | 13.4 | 4.6 | 0 | 2019-09-10 | 21.2 | 0 | 3.2 | 2018-09-10 | 15.2 | 2.8 | 0 | 2017-09-10 | 13.8 | 4.2 | 0 | 2016-09-10 | 21.6 | 0 | 3.6 | 1.46 | 1.15
2025-09-10 | 17.6 | 0.4 | 0 | 2024-09-10 | 16.7 | 1.3 | 0 | 2023-09-10 | 18.7 | 0 | 0.7 | 2022-09-10 | 21.4 | 0 | 3.4 | 2021-09-10 | 13.6 | 4.4 | 0 | 2020-09-10 | 13.1 | 4.9 | 0 | 2019-09-10 | 20.4 | 0 | 2.4 | 2018-09-10 | 15.5 | 2.5 | 0 | 2017-09-10 | 13.7 | 4.3 | 0 | 2016-09-10 | 20.6 | 0 | 2.6 | 1.78 | 0.91
2025-09-11 | 17.8 | 0.2 | 0 | 2024-09-11 | 16.6 | 1.4 | 0 | 2023-09-11 | 18.2 | 0 | 0.2 | 2022-09-11 | 21.4 | 0 | 3.4 | 2021-09-11 | 14.6 | 3.4 | 0 | 2020-09-11 | 13 | 5 | 0 | 2019-09-11 | 20.5 | 0 | 2.5 | 2018-09-11 | 15.7 | 2.3 | 0 | 2017-09-11 | 12.8 | 5.2 | 0 | 2016-09-11 | 19.5 | 0 | 1.5 | 1.75 | 0.76
2025-09-11 | 16.5 | 1.5 | 0 | 2024-09-11 | 15.8 | 2.2 | 0 | 2023-09-11 | 17.7 | 0.3 | 0 | 2022-09-11 | 21.3 | 0 | 3.3 | 2021-09-11 | 13.9 | 4.1 | 0 | 2020-09-11 | 13.1 | 4.9 | 0 | 2019-09-11 | 20 | 0 | 2 | 2018-09-11 | 15.6 | 2.4 | 0 | 2017-09-11 | 10.9 | 7.1 | 0 | 2016-09-11 | 19 | 0 | 1 | 2.25 | 0.63
2025-09-11 | 16.1 | 1.9 | 0 | 2024-09-11 | 15.4 | 2.6 | 0 | 2023-09-11 | 17.5 | 0.5 | 0 | 2022-09-11 | 20.9 | 0 | 2.9 | 2021-09-11 | 14.2 | 3.8 | 0 | 2020-09-11 | 12.9 | 5.1 | 0 | 2019-09-11 | 19.4 | 0 | 1.4 | 2018-09-11 | 14.8 | 3.2 | 0 | 2017-09-11 | 9.4 | 8.6 | 0 | 2016-09-11 | 18.5 | 0 | 0.5 | 2.57 | 0.48
2025-09-11 | 15.8 | 2.2 | 0 | 2024-09-11 | 14.3 | 3.7 | 0 | 2023-09-11 | 17.2 | 0.8 | 0 | 2022-09-11 | 20.3 | 0 | 2.3 | 2021-09-11 | 13.9 | 4.1 | 0 | 2020-09-11 | 12.7 | 5.3 | 0 | 2019-09-11 | 19.4 | 0 | 1.4 | 2018-09-11 | 14.6 | 3.4 | 0 | 2017-09-11 | 9.7 | 8.3 | 0 | 2016-09-11 | 17.6 | 0.4 | 0 | 2.82 | 0.37
2025-09-11 | 15.3 | 2.7 | 0 | 2024-09-11 | 14.5 | 3.5 | 0 | 2023-09-11 | 15.7 | 2.3 | 0 | 2022-09-11 | 20.4 | 0 | 2.4 | 2021-09-11 | 14.4 | 3.6 | 0 | 2020-09-11 | 12.6 | 5.4 | 0 | 2019-09-11 | 19.5 | 0 | 1.5 | 2018-09-11 | 14.5 | 3.5 | 0 | 2017-09-11 | 9 | 9 | 0 | 2016-09-11 | 17 | 1 | 0 | 3.1 | 0.39
2025-09-11 | 14.7 | 3.3 | 0 | 2024-09-11 | 14.1 | 3.9 | 0 | 2023-09-11 | 16.2 | 1.8 | 0 | 2022-09-11 | 20.3 | 0 | 2.3 | 2021-09-11 | 14.6 | 3.4 | 0 | 2020-09-11 | 12.4 | 5.6 | 0 | 2019-09-11 | 19.6 | 0 | 1.6 | 2018-09-11 | 14.4 | 3.6 | 0 | 2017-09-11 | 9.2 | 8.8 | 0 | 2016-09-11 | 15.8 | 2.2 | 0 | 3.26 | 0.39
2025-09-11 | 14.5 | 3.5 | 0 | 2024-09-11 | 13.1 | 4.9 | 0 | 2023-09-11 | 17.1 | 0.9 | 0 | 2022-09-11 | 20 | 0 | 2 | 2021-09-11 | 15.5 | 2.5 | 0 | 2020-09-11 | 12.2 | 5.8 | 0 | 2019-09-11 | 19.2 | 0 | 1.2 | 2018-09-11 | 14.5 | 3.5 | 0 | 2017-09-11 | 8.8 | 9.2 | 0 | 2016-09-11 | 14.8 | 3.2 | 0 | 3.35 | 0.32
2025-09-11 | 15.4 | 2.6 | 0 | 2024-09-11 | 15.1 | 2.9 | 0 | 2023-09-11 | 17.4 | 0.6 | 0 | 2022-09-11 | 20.4 | 0 | 2.4 | 2021-09-11 | 16.8 | 1.2 | 0 | 2020-09-11 | 12.3 | 5.7 | 0 | 2019-09-11 | 20.2 | 0 | 2.2 | 2018-09-11 | 14.7 | 3.3 | 0 | 2017-09-11 | 11.6 | 6.4 | 0 | 2016-09-11 | 15 | 3 | 0 | 2.57 | 0.46
2025-09-11 | 17.3 | 0.7 | 0 | 2024-09-11 | 17.2 | 0.8 | 0 | 2023-09-11 | 18.6 | 0 | 0.6 | 2022-09-11 | 20.7 | 0 | 2.7 | 2021-09-11 | 19.2 | 0 | 1.2 | 2020-09-11 | 12.4 | 5.6 | 0 | 2019-09-11 | 22.4 | 0 | 4.4 | 2018-09-11 | 15.2 | 2.8 | 0 | 2017-09-11 | 14.3 | 3.7 | 0 | 2016-09-11 | 16.2 | 1.8 | 0 | 1.54 | 0.89
2025-09-11 | 20.2 | 0 | 2.2 | 2024-09-11 | 19.1 | 0 | 1.1 | 2023-09-11 | 19.8 | 0 | 1.8 | 2022-09-11 | 20.9 | 0 | 2.9 | 2021-09-11 | 21.8 | 0 | 3.8 | 2020-09-11 | 12.9 | 5.1 | 0 | 2019-09-11 | 24.3 | 0 | 6.3 | 2018-09-11 | 16.9 | 1.1 | 0 | 2017-09-11 | 16.5 | 1.5 | 0 | 2016-09-11 | 18 | 0 | 0 | 0.77 | 1.81
2025-09-11 | 22.5 | 0 | 4.5 | 2024-09-11 | 20.6 | 0 | 2.6 | 2023-09-11 | 22.2 | 0 | 4.2 | 2022-09-11 | 21.9 | 0 | 3.9 | 2021-09-11 | 23 | 0 | 5 | 2020-09-11 | 13.2 | 4.8 | 0 | 2019-09-11 | 25.6 | 0 | 7.6 | 2018-09-11 | 18 | 0 | 0 | 2017-09-11 | 18.1 | 0 | 0.1 | 2016-09-11 | 19.3 | 0 | 1.3 | 0.48 | 2.92
2025-09-11 | 24.4 | 0 | 6.4 | 2024-09-11 | 21.7 | 0 | 3.7 | 2023-09-11 | 23 | 0 | 5 | 2022-09-11 | 23.7 | 0 | 5.7 | 2021-09-11 | 24.8 | 0 | 6.8 | 2020-09-11 | 15.8 | 2.2 | 0 | 2019-09-11 | 27.3 | 0 | 9.3 | 2018-09-11 | 17.9 | 0.1 | 0 | 2017-09-11 | 19.3 | 0 | 1.3 | 2016-09-11 | 20.2 | 0 | 2.2 | 0.23 | 4.04
2025-09-11 | 24.6 | 0 | 6.6 | 2024-09-11 | 22.7 | 0 | 4.7 | 2023-09-11 | 22.4 | 0 | 4.4 | 2022-09-11 | 23.1 | 0 | 5.1 | 2021-09-11 | 24.5 | 0 | 6.5 | 2020-09-11 | 16.6 | 1.4 | 0 | 2019-09-11 | 27.4 | 0 | 9.4 | 2018-09-11 | 18.4 | 0 | 0.4 | 2017-09-11 | 20.7 | 0 | 2.7 | 2016-09-11 | 20.9 | 0 | 2.9 | 0.14 | 4.27
2025-09-11 | 24.5 | 0 | 6.5 | 2024-09-11 | 22.5 | 0 | 4.5 | 2023-09-11 | 22.2 | 0 | 4.2 | 2022-09-11 | 23.9 | 0 | 5.9 | 2021-09-11 | 24.9 | 0 | 6.9 | 2020-09-11 | 16 | 2 | 0 | 2019-09-11 | 28.2 | 0 | 10.2 | 2018-09-11 | 18.9 | 0 | 0.9 | 2017-09-11 | 21.1 | 0 | 3.1 | 2016-09-11 | 20.6 | 0 | 2.6 | 0.2 | 4.48
2025-09-11 | 24.7 | 0 | 6.7 | 2024-09-11 | 22.9 | 0 | 4.9 | 2023-09-11 | 22.3 | 0 | 4.3 | 2022-09-11 | 23.3 | 0 | 5.3 | 2021-09-11 | 25.4 | 0 | 7.4 | 2020-09-11 | 16.3 | 1.7 | 0 | 2019-09-11 | 27.8 | 0 | 9.8 | 2018-09-11 | 18.9 | 0 | 0.9 | 2017-09-11 | 22.5 | 0 | 4.5 | 2016-09-11 | 22.1 | 0 | 4.1 | 0.17 | 4.79
2025-09-11 | 24.4 | 0 | 6.4 | 2024-09-11 | 22.6 | 0 | 4.6 | 2023-09-11 | 22.8 | 0 | 4.8 | 2022-09-11 | 22.5 | 0 | 4.5 | 2021-09-11 | 24.7 | 0 | 6.7 | 2020-09-11 | 15.4 | 2.6 | 0 | 2019-09-11 | 27.9 | 0 | 9.9 | 2018-09-11 | 19.9 | 0 | 1.9 | 2017-09-11 | 22 | 0 | 4 | 2016-09-11 | 22.9 | 0 | 4.9 | 0.26 | 4.77
2025-09-11 | 23.3 | 0 | 5.3 | 2024-09-11 | 21.7 | 0 | 3.7 | 2023-09-11 | 22.1 | 0 | 4.1 | 2022-09-11 | 22.4 | 0 | 4.4 | 2021-09-11 | 24.9 | 0 | 6.9 | 2020-09-11 | 15.6 | 2.4 | 0 | 2019-09-11 | 28.6 | 0 | 10.6 | 2018-09-11 | 20.3 | 0 | 2.3 | 2017-09-11 | 21.7 | 0 | 3.7 | 2016-09-11 | 22.5 | 0 | 4.5 | 0.24 | 4.55
2025-09-11 | 22.6 | 0 | 4.6 | 2024-09-11 | 21.1 | 0 | 3.1 | 2023-09-11 | 21.8 | 0 | 3.8 | 2022-09-11 | 21.9 | 0 | 3.9 | 2021-09-11 | 24.4 | 0 | 6.4 | 2020-09-11 | 15.1 | 2.9 | 0 | 2019-09-11 | 27.5 | 0 | 9.5 | 2018-09-11 | 20.3 | 0 | 2.3 | 2017-09-11 | 20.5 | 0 | 2.5 | 2016-09-11 | 22.1 | 0 | 4.1 | 0.29 | 4.02
2025-09-11 | 21.5 | 0 | 3.5 | 2024-09-11 | 20 | 0 | 2 | 2023-09-11 | 20.8 | 0 | 2.8 | 2022-09-11 | 21.2 | 0 | 3.2 | 2021-09-11 | 23.7 | 0 | 5.7 | 2020-09-11 | 14.3 | 3.7 | 0 | 2019-09-11 | 25.2 | 0 | 7.2 | 2018-09-11 | 19.5 | 0 | 1.5 | 2017-09-11 | 18.5 | 0 | 0.5 | 2016-09-11 | 21 | 0 | 3 | 0.37 | 2.94
2025-09-11 | 20.9 | 0 | 2.9 | 2024-09-11 | 18.6 | 0 | 0.6 | 2023-09-11 | 20.6 | 0 | 2.6 | 2022-09-11 | 20.9 | 0 | 2.9 | 2021-09-11 | 22.8 | 0 | 4.8 | 2020-09-11 | 13.2 | 4.8 | 0 | 2019-09-11 | 23 | 0 | 5 | 2018-09-11 | 18.1 | 0 | 0.1 | 2017-09-11 | 17.1 | 0.9 | 0 | 2016-09-11 | 19.4 | 0 | 1.4 | 0.57 | 2.03
2025-09-11 | 19.6 | 0 | 1.6 | 2024-09-11 | 18 | 0 | 0 | 2023-09-11 | 20.1 | 0 | 2.1 | 2022-09-11 | 20.7 | 0 | 2.7 | 2021-09-11 | 22.4 | 0 | 4.4 | 2020-09-11 | 13.1 | 4.9 | 0 | 2019-09-11 | 20.7 | 0 | 2.7 | 2018-09-11 | 17.7 | 0.3 | 0 | 2017-09-11 | 16.6 | 1.4 | 0 | 2016-09-11 | 17.9 | 0.1 | 0 | 0.67 | 1.35
2025-09-11 | 18.8 | 0 | 0.8 | 2024-09-11 | 17.1 | 0.9 | 0 | 2023-09-11 | 20.2 | 0 | 2.2 | 2022-09-11 | 20.4 | 0 | 2.4 | 2021-09-11 | 21.8 | 0 | 3.8 | 2020-09-11 | 13.2 | 4.8 | 0 | 2019-09-11 | 20 | 0 | 2 | 2018-09-11 | 18.1 | 0 | 0.1 | 2017-09-11 | 15.7 | 2.3 | 0 | 2016-09-11 | 17.5 | 0.5 | 0 | 0.85 | 1.13
2025-09-11 | 17.4 | 0.6 | 0 | 2024-09-11 | 17.1 | 0.9 | 0 | 2023-09-11 | 20.2 | 0 | 2.2 | 2022-09-11 | 20.3 | 0 | 2.3 | 2021-09-11 | 21.9 | 0 | 3.9 | 2020-09-11 | 12.3 | 5.7 | 0 | 2019-09-11 | 19.3 | 0 | 1.3 | 2018-09-11 | 18 | 0 | 0 | 2017-09-11 | 15.1 | 2.9 | 0 | 2016-09-11 | 17 | 1 | 0 | 1.11 | 0.97
2025-09-11 | 16.7 | 1.3 | 0 | 2024-09-11 | 16.5 | 1.5 | 0 | 2023-09-11 | 20.2 | 0 | 2.2 | 2022-09-11 | 20.4 | 0 | 2.4 | 2021-09-11 | 22.3 | 0 | 4.3 | 2020-09-11 | 12.2 | 5.8 | 0 | 2019-09-11 | 19.2 | 0 | 1.2 | 2018-09-11 | 17.6 | 0.4 | 0 | 2017-09-11 | 14.6 | 3.4 | 0 | 2016-09-11 | 15.8 | 2.2 | 0 | 1.46 | 1.01
2025-09-12 | 16.3 | 1.7 | 0 | 2024-09-12 | 16.5 | 1.5 | 0 | 2023-09-12 | 20.1 | 0 | 2.1 | 2022-09-12 | 20.1 | 0 | 2.1 | 2021-09-12 | 22.6 | 0 | 4.6 | 2020-09-12 | 12 | 6 | 0 | 2019-09-12 | 18.7 | 0 | 0.7 | 2018-09-12 | 16.8 | 1.2 | 0 | 2017-09-12 | 12.9 | 5.1 | 0 | 2016-09-12 | 14.9 | 3.1 | 0 | 1.86 | 0.95
2025-09-12 | 15.7 | 2.3 | 0 | 2024-09-12 | 16.1 | 1.9 | 0 | 2023-09-12 | 19.6 | 0 | 1.6 | 2022-09-12 | 19.8 | 0 | 1.8 | 2021-09-12 | 22.3 | 0 | 4.3 | 2020-09-12 | 11.7 | 6.3 | 0 | 2019-09-12 | 18.3 | 0 | 0.3 | 2018-09-12 | 16.3 | 1.7 | 0 | 2017-09-12 | 13.3 | 4.7 | 0 | 2016-09-12 | 15 | 3 | 0 | 1.99 | 0.8
2025-09-12 | 15.3 | 2.7 | 0 | 2024-09-12 | 16 | 2 | 0 | 2023-09-12 | 19.5 | 0 | 1.5 | 2022-09-12 | 19.8 | 0 | 1.8 | 2021-09-12 | 22.2 | 0 | 4.2 | 2020-09-12 | 11.3 | 6.7 | 0 | 2019-09-12 | 16.9 | 1.1 | 0 | 2018-09-12 | 15.4 | 2.6 | 0 | 2017-09-12 | 12.2 | 5.8 | 0 | 2016-09-12 | 14.1 | 3.9 | 0 | 2.48 | 0.75
2025-09-12 | 15.2 | 2.8 | 0 | 2024-09-12 | 14.5 | 3.5 | 0 | 2023-09-12 | 19.3 | 0 | 1.3 | 2022-09-12 | 19.7 | 0 | 1.7 | 2021-09-12 | 21.1 | 0 | 3.1 | 2020-09-12 | 10.8 | 7.2 | 0 | 2019-09-12 | 15.9 | 2.1 | 0 | 2018-09-12 | 14.9 | 3.1 | 0 | 2017-09-12 | 11.4 | 6.6 | 0 | 2016-09-12 | 12.4 | 5.6 | 0 | 3.09 | 0.61
2025-09-12 | 14.6 | 3.4 | 0 | 2024-09-12 | 14.4 | 3.6 | 0 | 2023-09-12 | 18.9 | 0 | 0.9 | 2022-09-12 | 19.4 | 0 | 1.4 | 2021-09-12 | 19.9 | 0 | 1.9 | 2020-09-12 | 11.1 | 6.9 | 0 | 2019-09-12 | 15.2 | 2.8 | 0 | 2018-09-12 | 13.4 | 4.6 | 0 | 2017-09-12 | 11.6 | 6.4 | 0 | 2016-09-12 | 12.3 | 5.7 | 0 | 3.34 | 0.42
2025-09-12 | 14 | 4 | 0 | 2024-09-12 | 14.2 | 3.8 | 0 | 2023-09-12 | 19.4 | 0 | 1.4 | 2022-09-12 | 19.5 | 0 | 1.5 | 2021-09-12 | 20.5 | 0 | 2.5 | 2020-09-12 | 11.6 | 6.4 | 0 | 2019-09-12 | 13.7 | 4.3 | 0 | 2018-09-12 | 13.5 | 4.5 | 0 | 2017-09-12 | 10.7 | 7.3 | 0 | 2016-09-12 | 12.5 | 5.5 | 0 | 3.58 | 0.54
2025-09-12 | 14.2 | 3.8 | 0 | 2024-09-12 | 14.7 | 3.3 | 0 | 2023-09-12 | 18.4 | 0 | 0.4 | 2022-09-12 | 19.5 | 0 | 1.5 | 2021-09-12 | 20.9 | 0 | 2.9 | 2020-09-12 | 11.9 | 6.1 | 0 | 2019-09-12 | 13.5 | 4.5 | 0 | 2018-09-12 | 13.7 | 4.3 | 0 | 2017-09-12 | 10.5 | 7.5 | 0 | 2016-09-12 | 12.8 | 5.2 | 0 | 3.47 | 0.48
2025-09-12 | 15.4 | 2.6 | 0 | 2024-09-12 | 15.5 | 2.5 | 0 | 2023-09-12 | 18 | 0 | 0 | 2022-09-12 | 19.5 | 0 | 1.5 | 2021-09-12 | 20.7 | 0 | 2.7 | 2020-09-12 | 13.6 | 4.4 | 0 | 2019-09-12 | 13.9 | 4.1 | 0 | 2018-09-12 | 15.2 | 2.8 | 0 | 2017-09-12 | 12.6 | 5.4 | 0 | 2016-09-12 | 13.8 | 4.2 | 0 | 2.6 | 0.42
2025-09-12 | 16.4 | 1.6 | 0 | 2024-09-12 | 18.1 | 0 | 0.1 | 2023-09-12 | 18.3 | 0 | 0.3 | 2022-09-12 | 19.8 | 0 | 1.8 | 2021-09-12 | 20.8 | 0 | 2.8 | 2020-09-12 | 15 | 3 | 0 | 2019-09-12 | 14.3 | 3.7 | 0 | 2018-09-12 | 16.7 | 1.3 | 0 | 2017-09-12 | 15.2 | 2.8 | 0 | 2016-09-12 | 16.4 | 1.6 | 0 | 1.4 | 0.5
2025-09-12 | 17.8 | 0.2 | 0 | 2024-09-12 | 19.7 | 0 | 1.7 | 2023-09-12 | 18.5 | 0 | 0.5 | 2022-09-12 | 20 | 0 | 2 | 2021-09-12 | 21.4 | 0 | 3.4 | 2020-09-12 | 16.3 | 1.7 | 0 | 2019-09-12 | 14.8 | 3.2 | 0 | 2018-09-12 | 18.9 | 0 | 0.9 | 2017-09-12 | 18.3 | 0 | 0.3 | 2016-09-12 | 19.6 | 0 | 1.6 | 0.51 | 1.04
2025-09-12 | 19.8 | 0 | 1.8 | 2024-09-12 | 21.4 | 0 | 3.4 | 2023-09-12 | 19.9 | 0 | 1.9 | 2022-09-12 | 20.3 | 0 | 2.3 | 2021-09-12 | 20.8 | 0 | 2.8 | 2020-09-12 | 18.7 | 0 | 0.7 | 2019-09-12 | 15.2 | 2.8 | 0 | 2018-09-12 | 19.8 | 0 | 1.8 | 2017-09-12 | 21.1 | 0 | 3.1 | 2016-09-12 | 20.8 | 0 | 2.8 | 0.28 | 2.06
2025-09-12 | 21.6 | 0 | 3.6 | 2024-09-12 | 22.1 | 0 | 4.1 | 2023-09-12 | 20.9 | 0 | 2.9 | 2022-09-12 | 20.7 | 0 | 2.7 | 2021-09-12 | 21.9 | 0 | 3.9 | 2020-09-12 | 19.3 | 0 | 1.3 | 2019-09-12 | 16.2 | 1.8 | 0 | 2018-09-12 | 20.9 | 0 | 2.9 | 2017-09-12 | 22.6 | 0 | 4.6 | 2016-09-12 | 21.6 | 0 | 3.6 | 0.18 | 2.96
2025-09-12 | 21 | 0 | 3 | 2024-09-12 | 23.4 | 0 | 5.4 | 2023-09-12 | 21.6 | 0 | 3.6 | 2022-09-12 | 22 | 0 | 4 | 2021-09-12 | 22.2 | 0 | 4.2 | 2020-09-12 | 19.5 | 0 | 1.5 | 2019-09-12 | 18.2 | 0 | 0.2 | 2018-09-12 | 21.2 | 0 | 3.2 | 2017-09-12 | 24.4 | 0 | 6.4 | 2016-09-12 | 21.5 | 0 | 3.5 | 0 | 3.5
2025-09-12 | 22.5 | 0 | 4.5 | 2024-09-12 | 24.2 | 0 | 6.2 | 2023-09-12 | 22.8 | 0 | 4.8 | 2022-09-12 | 22.1 | 0 | 4.1 | 2021-09-12 | 22.7 | 0 | 4.7 | 2020-09-12 | 20.1 | 0 | 2.1 | 2019-09-12 | 19.2 | 0 | 1.2 | 2018-09-12 | 22.1 | 0 | 4.1 | 2017-09-12 | 23.2 | 0 | 5.2 | 2016-09-12 | 22.1 | 0 | 4.1 | 0 | 4.1
2025-09-12 | 21.9 | 0 | 3.9 | 2024-09-12 | 24.4 | 0 | 6.4 | 2023-09-12 | 22.1 | 0 | 4.1 | 2022-09-12 | 21.8 | 0 | 3.8 | 2021-09-12 | 23.1 | 0 | 5.1 | 2020-09-12 | 19.8 | 0 | 1.8 | 2019-09-12 | 19.2 | 0 | 1.2 | 2018-09-12 | 22.4 | 0 | 4.4 | 2017-09-12 | 24.1 | 0 | 6.1 | 2016-09-12 | 22.8 | 0 | 4.8 | 0 | 4.16
2025-09-12 | 20.8 | 0 | 2.8 | 2024-09-12 | 24.3 | 0 | 6.3 | 2023-09-12 | 22.2 | 0 | 4.2 | 2022-09-12 | 21.3 | 0 | 3.3 | 2021-09-12 | 23.6 | 0 | 5.6 | 2020-09-12 | 20.3 | 0 | 2.3 | 2019-09-12 | 18.9 | 0 | 0.9 | 2018-09-12 | 22.4 | 0 | 4.4 | 2017-09-12 | 23.8 | 0 | 5.8 | 2016-09-12 | 23.9 | 0 | 5.9 | 0 | 4.15
2025-09-12 | 20.8 | 0 | 2.8 | 2024-09-12 | 22.8 | 0 | 4.8 | 2023-09-12 | 21.7 | 0 | 3.7 | 2022-09-12 | 23.7 | 0 | 5.7 | 2021-09-12 | 23.3 | 0 | 5.3 | 2020-09-12 | 21.4 | 0 | 3.4 | 2019-09-12 | 19.4 | 0 | 1.4 | 2018-09-12 | 22.8 | 0 | 4.8 | 2017-09-12 | 23.8 | 0 | 5.8 | 2016-09-12 | 23.7 | 0 | 5.7 | 0 | 4.34
2025-09-12 | 20.5 | 0 | 2.5 | 2024-09-12 | 22.4 | 0 | 4.4 | 2023-09-12 | 21.2 | 0 | 3.2 | 2022-09-12 | 23.1 | 0 | 5.1 | 2021-09-12 | 20.6 | 0 | 2.6 | 2020-09-12 | 20.2 | 0 | 2.2 | 2019-09-12 | 18.4 | 0 | 0.4 | 2018-09-12 | 22.4 | 0 | 4.4 | 2017-09-12 | 23.2 | 0 | 5.2 | 2016-09-12 | 22.7 | 0 | 4.7 | 0 | 3.47
2025-09-12 | 20.1 | 0 | 2.1 | 2024-09-12 | 21.9 | 0 | 3.9 | 2023-09-12 | 20.9 | 0 | 2.9 | 2022-09-12 | 22.3 | 0 | 4.3 | 2021-09-12 | 19.8 | 0 | 1.8 | 2020-09-12 | 19.6 | 0 | 1.6 | 2019-09-12 | 17.7 | 0.3 | 0 | 2018-09-12 | 21.5 | 0 | 3.5 | 2017-09-12 | 22 | 0 | 4 | 2016-09-12 | 21.6 | 0 | 3.6 | 0.03 | 2.77
2025-09-12 | 19.3 | 0 | 1.3 | 2024-09-12 | 20.3 | 0 | 2.3 | 2023-09-12 | 19.1 | 0 | 1.1 | 2022-09-12 | 20.7 | 0 | 2.7 | 2021-09-12 | 19.9 | 0 | 1.9 | 2020-09-12 | 19.3 | 0 | 1.3 | 2019-09-12 | 16.9 | 1.1 | 0 | 2018-09-12 | 20 | 0 | 2 | 2017-09-12 | 20.4 | 0 | 2.4 | 2016-09-12 | 20.8 | 0 | 2.8 | 0.11 | 1.78
2025-09-12 | 18.6 | 0 | 0.6 | 2024-09-12 | 19.9 | 0 | 1.9 | 2023-09-12 | 18.1 | 0 | 0.1 | 2022-09-12 | 19.6 | 0 | 1.6 | 2021-09-12 | 19.4 | 0 | 1.4 | 2020-09-12 | 19.6 | 0 | 1.6 | 2019-09-12 | 16.1 | 1.9 | 0 | 2018-09-12 | 19.3 | 0 | 1.3 | 2017-09-12 | 19.7 | 0 | 1.7 | 2016-09-12 | 20.2 | 0 | 2.2 | 0.19 | 1.24
2025-09-12 | 17.8 | 0.2 | 0 | 2024-09-12 | 19.2 | 0 | 1.2 | 2023-09-12 | 17.5 | 0.5 | 0 | 2022-09-12 | 17.6 | 0.4 | 0 | 2021-09-12 | 19.2 | 0 | 1.2 | 2020-09-12 | 19.9 | 0 | 1.9 | 2019-09-12 | 16 | 2 | 0 | 2018-09-12 | 18.8 | 0 | 0.8 | 2017-09-12 | 19.1 | 0 | 1.1 | 2016-09-12 | 19.8 | 0 | 1.8 | 0.31 | 0.8
2025-09-12 | 17.5 | 0.5 | 0 | 2024-09-12 | 19.2 | 0 | 1.2 | 2023-09-12 | 16.4 | 1.6 | 0 | 2022-09-12 | 16.9 | 1.1 | 0 | 2021-09-12 | 18.5 | 0 | 0.5 | 2020-09-12 | 19.4 | 0 | 1.4 | 2019-09-12 | 15.3 | 2.7 | 0 | 2018-09-12 | 18.5 | 0 | 0.5 | 2017-09-12 | 18.5 | 0 | 0.5 | 2016-09-12 | 19.4 | 0 | 1.4 | 0.59 | 0.55
2025-09-12 | 17.7 | 0.3 | 0 | 2024-09-12 | 18.6 | 0 | 0.6 | 2023-09-12 | 16 | 2 | 0 | 2022-09-12 | 16.1 | 1.9 | 0 | 2021-09-12 | 16.4 | 1.6 | 0 | 2020-09-12 | 18.8 | 0 | 0.8 | 2019-09-12 | 15.2 | 2.8 | 0 | 2018-09-12 | 18.3 | 0 | 0.3 | 2017-09-12 | 16.8 | 1.2 | 0 | 2016-09-12 | 18.9 | 0 | 0.9 | 0.98 | 0.26
2025-09-13 | 17.6 | 0.4 | 0 | 2024-09-13 | 17.5 | 0.5 | 0 | 2023-09-13 | 14.8 | 3.2 | 0 | 2022-09-13 | 16.2 | 1.8 | 0 | 2021-09-13 | 16.3 | 1.7 | 0 | 2020-09-13 | 18.7 | 0 | 0.7 | 2019-09-13 | 14.9 | 3.1 | 0 | 2018-09-13 | 18.1 | 0 | 0.1 | 2017-09-13 | 16.2 | 1.8 | 0 | 2016-09-13 | 17.7 | 0.3 | 0 | 1.28 | 0.08
2025-09-13 | 17.2 | 0.8 | 0 | 2024-09-13 | 17 | 1 | 0 | 2023-09-13 | 13.9 | 4.1 | 0 | 2022-09-13 | 15.5 | 2.5 | 0 | 2021-09-13 | 15.9 | 2.1 | 0 | 2020-09-13 | 18.6 | 0 | 0.6 | 2019-09-13 | 14.7 | 3.3 | 0 | 2018-09-13 | 17.2 | 0.8 | 0 | 2017-09-13 | 14.7 | 3.3 | 0 | 2016-09-13 | 17 | 1 | 0 | 1.89 | 0.06
2025-09-13 | 17.6 | 0.4 | 0 | 2024-09-13 | 16.7 | 1.3 | 0 | 2023-09-13 | 13.9 | 4.1 | 0 | 2022-09-13 | 15.2 | 2.8 | 0 | 2021-09-13 | 15.2 | 2.8 | 0 | 2020-09-13 | 18.8 | 0 | 0.8 | 2019-09-13 | 14.2 | 3.8 | 0 | 2018-09-13 | 16.8 | 1.2 | 0 | 2017-09-13 | 14.2 | 3.8 | 0 | 2016-09-13 | 17 | 1 | 0 | 2.12 | 0.08
2025-09-13 | 17 | 1 | 0 | 2024-09-13 | 16.3 | 1.7 | 0 | 2023-09-13 | 13.6 | 4.4 | 0 | 2022-09-13 | 14.3 | 3.7 | 0 | 2021-09-13 | 14.7 | 3.3 | 0 | 2020-09-13 | 18.8 | 0 | 0.8 | 2019-09-13 | 14.2 | 3.8 | 0 | 2018-09-13 | 16.7 | 1.3 | 0 | 2017-09-13 | 13 | 5 | 0 | 2016-09-13 | 16.1 | 1.9 | 0 | 2.61 | 0.08
2025-09-13 | 17.5 | 0.5 | 0 | 2024-09-13 | 15.2 | 2.8 | 0 | 2023-09-13 | 13.4 | 4.6 | 0 | 2022-09-13 | 13.3 | 4.7 | 0 | 2021-09-13 | 14 | 4 | 0 | 2020-09-13 | 19.1 | 0 | 1.1 | 2019-09-13 | 14.4 | 3.6 | 0 | 2018-09-13 | 17.1 | 0.9 | 0 | 2017-09-13 | 12.3 | 5.7 | 0 | 2016-09-13 | 15.6 | 2.4 | 0 | 2.92 | 0.11
2025-09-13 | 17.6 | 0.4 | 0 | 2024-09-13 | 14.4 | 3.6 | 0 | 2023-09-13 | 12.5 | 5.5 | 0 | 2022-09-13 | 12.6 | 5.4 | 0 | 2021-09-13 | 13.1 | 4.9 | 0 | 2020-09-13 | 19.2 | 0 | 1.2 | 2019-09-13 | 15.4 | 2.6 | 0 | 2018-09-13 | 17 | 1 | 0 | 2017-09-13 | 12.4 | 5.6 | 0 | 2016-09-13 | 15.2 | 2.8 | 0 | 3.18 | 0.12
2025-09-13 | 17.3 | 0.7 | 0 | 2024-09-13 | 14.7 | 3.3 | 0 | 2023-09-13 | 13.4 | 4.6 | 0 | 2022-09-13 | 13 | 5 | 0 | 2021-09-13 | 12.3 | 5.7 | 0 | 2020-09-13 | 19.1 | 0 | 1.1 | 2019-09-13 | 15.3 | 2.7 | 0 | 2018-09-13 | 17.3 | 0.7 | 0 | 2017-09-13 | 13 | 5 | 0 | 2016-09-13 | 15.2 | 2.8 | 0 | 3.05 | 0.11
2025-09-13 | 17.5 | 0.5 | 0 | 2024-09-13 | 16.1 | 1.9 | 0 | 2023-09-13 | 14.1 | 3.9 | 0 | 2022-09-13 | 14.9 | 3.1 | 0 | 2021-09-13 | 14.4 | 3.6 | 0 | 2020-09-13 | 20.6 | 0 | 2.6 | 2019-09-13 | 16.2 | 1.8 | 0 | 2018-09-13 | 17.6 | 0.4 | 0 | 2017-09-13 | 14.3 | 3.7 | 0 | 2016-09-13 | 16.4 | 1.6 | 0 | 2.05 | 0.26
2025-09-13 | 18.2 | 0 | 0.2 | 2024-09-13 | 18.4 | 0 | 0.4 | 2023-09-13 | 14.2 | 3.8 | 0 | 2022-09-13 | 16.6 | 1.4 | 0 | 2021-09-13 | 17.3 | 0.7 | 0 | 2020-09-13 | 20.6 | 0 | 2.6 | 2019-09-13 | 16.5 | 1.5 | 0 | 2018-09-13 | 19.1 | 0 | 1.1 | 2017-09-13 | 16.9 | 1.1 | 0 | 2016-09-13 | 18.5 | 0 | 0.5 | 0.85 | 0.48
2025-09-13 | 18.3 | 0 | 0.3 | 2024-09-13 | 21 | 0 | 3 | 2023-09-13 | 16.4 | 1.6 | 0 | 2022-09-13 | 18.5 | 0 | 0.5 | 2021-09-13 | 19 | 0 | 1 | 2020-09-13 | 20.3 | 0 | 2.3 | 2019-09-13 | 16.5 | 1.5 | 0 | 2018-09-13 | 20.7 | 0 | 2.7 | 2017-09-13 | 18.1 | 0 | 0.1 | 2016-09-13 | 22.2 | 0 | 4.2 | 0.31 | 1.41
2025-09-13 | 19.4 | 0 | 1.4 | 2024-09-13 | 22.9 | 0 | 4.9 | 2023-09-13 | 16.7 | 1.3 | 0 | 2022-09-13 | 18.5 | 0 | 0.5 | 2021-09-13 | 20.6 | 0 | 2.6 | 2020-09-13 | 20.4 | 0 | 2.4 | 2019-09-13 | 16.4 | 1.6 | 0 | 2018-09-13 | 21.5 | 0 | 3.5 | 2017-09-13 | 19.3 | 0 | 1.3 | 2016-09-13 | 24.2 | 0 | 6.2 | 0.29 | 2.28
2025-09-13 | 21.1 | 0 | 3.1 | 2024-09-13 | 24.6 | 0 | 6.6 | 2023-09-13 | 17 | 1 | 0 | 2022-09-13 | 16.9 | 1.1 | 0 | 2021-09-13 | 20.3 | 0 | 2.3 | 2020-09-13 | 22.8 | 0 | 4.8 | 2019-09-13 | 16.9 | 1.1 | 0 | 2018-09-13 | 22.6 | 0 | 4.6 | 2017-09-13 | 22.8 | 0 | 4.8 | 2016-09-13 | 24.8 | 0 | 6.8 | 0.32 | 3.3
2025-09-13 | 22 | 0 | 4 | 2024-09-13 | 25.6 | 0 | 7.6 | 2023-09-13 | 17.4 | 0.6 | 0 | 2022-09-13 | 18.5 | 0 | 0.5 | 2021-09-13 | 22.1 | 0 | 4.1 | 2020-09-13 | 24.6 | 0 | 6.6 | 2019-09-13 | 18.4 | 0 | 0.4 | 2018-09-13 | 23.9 | 0 | 5.9 | 2017-09-13 | 23.5 | 0 | 5.5 | 2016-09-13 | 26.4 | 0 | 8.4 | 0.06 | 4.3
2025-09-13 | 22.2 | 0 | 4.2 | 2024-09-13 | 25.7 | 0 | 7.7 | 2023-09-13 | 17.2 | 0.8 | 0 | 2022-09-13 | 19.6 | 0 | 1.6 | 2021-09-13 | 22.2 | 0 | 4.2 | 2020-09-13 | 25 | 0 | 7 | 2019-09-13 | 18.3 | 0 | 0.3 | 2018-09-13 | 24.4 | 0 | 6.4 | 2017-09-13 | 24.6 | 0 | 6.6 | 2016-09-13 | 26.5 | 0 | 8.5 | 0.08 | 4.65
2025-09-13 | 23.1 | 0 | 5.1 | 2024-09-13 | 24.8 | 0 | 6.8 | 2023-09-13 | 18.2 | 0 | 0.2 | 2022-09-13 | 20 | 0 | 2 | 2021-09-13 | 23.5 | 0 | 5.5 | 2020-09-13 | 24.4 | 0 | 6.4 | 2019-09-13 | 19 | 0 | 1 | 2018-09-13 | 25.1 | 0 | 7.1 | 2017-09-13 | 24.5 | 0 | 6.5 | 2016-09-13 | 27.3 | 0 | 9.3 | 0 | 4.99
2025-09-13 | 24.8 | 0 | 6.8 | 2024-09-13 | 23.7 | 0 | 5.7 | 2023-09-13 | 18.5 | 0 | 0.5 | 2022-09-13 | 20.4 | 0 | 2.4 | 2021-09-13 | 22.6 | 0 | 4.6 | 2020-09-13 | 23.9 | 0 | 5.9 | 2019-09-13 | 20.4 | 0 | 2.4 | 2018-09-13 | 25 | 0 | 7 | 2017-09-13 | 23.4 | 0 | 5.4 | 2016-09-13 | 27.8 | 0 | 9.8 | 0 | 5.05
2025-09-13 | 24.9 | 0 | 6.9 | 2024-09-13 | 24 | 0 | 6 | 2023-09-13 | 18 | 0 | 0 | 2022-09-13 | 21.1 | 0 | 3.1 | 2021-09-13 | 21.5 | 0 | 3.5 | 2020-09-13 | 23.1 | 0 | 5.1 | 2019-09-13 | 21.2 | 0 | 3.2 | 2018-09-13 | 24.9 | 0 | 6.9 | 2017-09-13 | 23.7 | 0 | 5.7 | 2016-09-13 | 27.5 | 0 | 9.5 | 0 | 4.99
2025-09-13 | 24.2 | 0 | 6.2 | 2024-09-13 | 23.9 | 0 | 5.9 | 2023-09-13 | 17.4 | 0.6 | 0 | 2022-09-13 | 21.1 | 0 | 3.1 | 2021-09-13 | 21.1 | 0 | 3.1 | 2020-09-13 | 21.8 | 0 | 3.8 | 2019-09-13 | 21.8 | 0 | 3.8 | 2018-09-13 | 24.1 | 0 | 6.1 | 2017-09-13 | 23.2 | 0 | 5.2 | 2016-09-13 | 27 | 0 | 9 | 0.06 | 4.62
2025-09-13 | 23.4 | 0 | 5.4 | 2024-09-13 | 22.5 | 0 | 4.5 | 2023-09-13 | 16.7 | 1.3 | 0 | 2022-09-13 | 20 | 0 | 2 | 2021-09-13 | 20.2 | 0 | 2.2 | 2020-09-13 | 20.6 | 0 | 2.6 | 2019-09-13 | 21 | 0 | 3 | 2018-09-13 | 23.4 | 0 | 5.4 | 2017-09-13 | 21.1 | 0 | 3.1 | 2016-09-13 | 25.4 | 0 | 7.4 | 0.13 | 3.56
2025-09-13 | 23 | 0 | 5 | 2024-09-13 | 21.6 | 0 | 3.6 | 2023-09-13 | 15.7 | 2.3 | 0 | 2022-09-13 | 19.7 | 0 | 1.7 | 2021-09-13 | 19.4 | 0 | 1.4 | 2020-09-13 | 19.6 | 0 | 1.6 | 2019-09-13 | 20.5 | 0 | 2.5 | 2018-09-13 | 22.9 | 0 | 4.9 | 2017-09-13 | 19.7 | 0 | 1.7 | 2016-09-13 | 24.3 | 0 | 6.3 | 0.23 | 2.87
2025-09-13 | 21.5 | 0 | 3.5 | 2024-09-13 | 21 | 0 | 3 | 2023-09-13 | 14.9 | 3.1 | 0 | 2022-09-13 | 17.6 | 0.4 | 0 | 2021-09-13 | 17.9 | 0.1 | 0 | 2020-09-13 | 18.6 | 0 | 0.6 | 2019-09-13 | 19.8 | 0 | 1.8 | 2018-09-13 | 22.1 | 0 | 4.1 | 2017-09-13 | 18.7 | 0 | 0.7 | 2016-09-13 | 23.4 | 0 | 5.4 | 0.36 | 1.91
2025-09-13 | 20 | 0 | 2 | 2024-09-13 | 20.6 | 0 | 2.6 | 2023-09-13 | 12.7 | 5.3 | 0 | 2022-09-13 | 18.2 | 0 | 0.2 | 2021-09-13 | 17.2 | 0.8 | 0 | 2020-09-13 | 17.3 | 0.7 | 0 | 2019-09-13 | 19.7 | 0 | 1.7 | 2018-09-13 | 21.4 | 0 | 3.4 | 2017-09-13 | 18.4 | 0 | 0.4 | 2016-09-13 | 22.6 | 0 | 4.6 | 0.68 | 1.49
2025-09-13 | 19.5 | 0 | 1.5 | 2024-09-13 | 19.6 | 0 | 1.6 | 2023-09-13 | 12.1 | 5.9 | 0 | 2022-09-13 | 16.4 | 1.6 | 0 | 2021-09-13 | 16.4 | 1.6 | 0 | 2020-09-13 | 16.5 | 1.5 | 0 | 2019-09-13 | 18.8 | 0 | 0.8 | 2018-09-13 | 21.3 | 0 | 3.3 | 2017-09-13 | 18.6 | 0 | 0.6 | 2016-09-13 | 22.3 | 0 | 4.3 | 1.06 | 1.21
2025-09-13 | 18 | 0 | 0 | 2024-09-13 | 19.5 | 0 | 1.5 | 2023-09-13 | 11.3 | 6.7 | 0 | 2022-09-13 | 16.1 | 1.9 | 0 | 2021-09-13 | 16.1 | 1.9 | 0 | 2020-09-13 | 14.5 | 3.5 | 0 | 2019-09-13 | 19.1 | 0 | 1.1 | 2018-09-13 | 20.9 | 0 | 2.9 | 2017-09-13 | 18.1 | 0 | 0.1 | 2016-09-13 | 21.5 | 0 | 3.5 | 1.4 | 0.91
2025-09-14 | 17.9 | 0.1 | 0 | 2024-09-14 | 19.2 | 0 | 1.2 | 2023-09-14 | 10.8 | 7.2 | 0 | 2022-09-14 | 13.9 | 4.1 | 0 | 2021-09-14 | 16.9 | 1.1 | 0 | 2020-09-14 | 13.9 | 4.1 | 0 | 2019-09-14 | 20 | 0 | 2 | 2018-09-14 | 20.7 | 0 | 2.7 | 2017-09-14 | 17.7 | 0.3 | 0 | 2016-09-14 | 22 | 0 | 4 | 1.69 | 0.99
2025-09-14 | 16.8 | 1.2 | 0 | 2024-09-14 | 18.6 | 0 | 0.6 | 2023-09-14 | 10.8 | 7.2 | 0 | 2022-09-14 | 14.1 | 3.9 | 0 | 2021-09-14 | 16.8 | 1.2 | 0 | 2020-09-14 | 15.2 | 2.8 | 0 | 2019-09-14 | 20 | 0 | 2 | 2018-09-14 | 20.6 | 0 | 2.6 | 2017-09-14 | 17.3 | 0.7 | 0 | 2016-09-14 | 22 | 0 | 4 | 1.7 | 0.92
2025-09-14 | 16.7 | 1.3 | 0 | 2024-09-14 | 16.4 | 1.6 | 0 | 2023-09-14 | 11.1 | 6.9 | 0 | 2022-09-14 | 13.9 | 4.1 | 0 | 2021-09-14 | 16.5 | 1.5 | 0 | 2020-09-14 | 14.3 | 3.7 | 0 | 2019-09-14 | 19.9 | 0 | 1.9 | 2018-09-14 | 20.3 | 0 | 2.3 | 2017-09-14 | 17.5 | 0.5 | 0 | 2016-09-14 | 21.8 | 0 | 3.8 | 1.96 | 0.8
2025-09-14 | 16.5 | 1.5 | 0 | 2024-09-14 | 16.1 | 1.9 | 0 | 2023-09-14 | 11.7 | 6.3 | 0 | 2022-09-14 | 13.9 | 4.1 | 0 | 2021-09-14 | 16.3 | 1.7 | 0 | 2020-09-14 | 13.6 | 4.4 | 0 | 2019-09-14 | 19.9 | 0 | 1.9 | 2018-09-14 | 20 | 0 | 2 | 2017-09-14 | 17.7 | 0.3 | 0 | 2016-09-14 | 20.5 | 0 | 2.5 | 2.02 | 0.64
2025-09-14 | 15.8 | 2.2 | 0 | 2024-09-14 | 16.4 | 1.6 | 0 | 2023-09-14 | 11.1 | 6.9 | 0 | 2022-09-14 | 14.9 | 3.1 | 0 | 2021-09-14 | 16.7 | 1.3 | 0 | 2020-09-14 | 12.3 | 5.7 | 0 | 2019-09-14 | 19 | 0 | 1 | 2018-09-14 | 20.1 | 0 | 2.1 | 2017-09-14 | 17.3 | 0.7 | 0 | 2016-09-14 | 19.6 | 0 | 1.6 | 2.15 | 0.47
2025-09-14 | 15.5 | 2.5 | 0 | 2024-09-14 | 15.8 | 2.2 | 0 | 2023-09-14 | 9.9 | 8.1 | 0 | 2022-09-14 | 15.6 | 2.4 | 0 | 2021-09-14 | 16.8 | 1.2 | 0 | 2020-09-14 | 11 | 7 | 0 | 2019-09-14 | 16.7 | 1.3 | 0 | 2018-09-14 | 20.2 | 0 | 2.2 | 2017-09-14 | 17.1 | 0.9 | 0 | 2016-09-14 | 19 | 0 | 1 | 2.56 | 0.32
2025-09-14 | 15.8 | 2.2 | 0 | 2024-09-14 | 16.1 | 1.9 | 0 | 2023-09-14 | 10.7 | 7.3 | 0 | 2022-09-14 | 16.6 | 1.4 | 0 | 2021-09-14 | 16.6 | 1.4 | 0 | 2020-09-14 | 12.3 | 5.7 | 0 | 2019-09-14 | 15.7 | 2.3 | 0 | 2018-09-14 | 19.9 | 0 | 1.9 | 2017-09-14 | 15.6 | 2.4 | 0 | 2016-09-14 | 18.2 | 0 | 0.2 | 2.46 | 0.21
2025-09-14 | 16.4 | 1.6 | 0 | 2024-09-14 | 16.8 | 1.2 | 0 | 2023-09-14 | 12 | 6 | 0 | 2022-09-14 | 17.3 | 0.7 | 0 | 2021-09-14 | 16.3 | 1.7 | 0 | 2020-09-14 | 12.8 | 5.2 | 0 | 2019-09-14 | 16.5 | 1.5 | 0 | 2018-09-14 | 20.2 | 0 | 2.2 | 2017-09-14 | 17.4 | 0.6 | 0 | 2016-09-14 | 17.8 | 0.2 | 0 | 1.87 | 0.22
2025-09-14 | 19.6 | 0 | 1.6 | 2024-09-14 | 18.4 | 0 | 0.4 | 2023-09-14 | 13.3 | 4.7 | 0 | 2022-09-14 | 19.3 | 0 | 1.3 | 2021-09-14 | 17.5 | 0.5 | 0 | 2020-09-14 | 13.6 | 4.4 | 0 | 2019-09-14 | 17.5 | 0.5 | 0 | 2018-09-14 | 21.5 | 0 | 3.5 | 2017-09-14 | 19.6 | 0 | 1.6 | 2016-09-14 | 17.4 | 0.6 | 0 | 1.07 | 0.84
2025-09-14 | 21.5 | 0 | 3.5 | 2024-09-14 | 19.2 | 0 | 1.2 | 2023-09-14 | 15 | 3 | 0 | 2022-09-14 | 21.1 | 0 | 3.1 | 2021-09-14 | 19.4 | 0 | 1.4 | 2020-09-14 | 14.3 | 3.7 | 0 | 2019-09-14 | 18.6 | 0 | 0.6 | 2018-09-14 | 23.3 | 0 | 5.3 | 2017-09-14 | 22.4 | 0 | 4.4 | 2016-09-14 | 17.6 | 0.4 | 0 | 0.71 | 1.95
2025-09-14 | 22.5 | 0 | 4.5 | 2024-09-14 | 20.5 | 0 | 2.5 | 2023-09-14 | 16.5 | 1.5 | 0 | 2022-09-14 | 21.8 | 0 | 3.8 | 2021-09-14 | 19.6 | 0 | 1.6 | 2020-09-14 | 15.1 | 2.9 | 0 | 2019-09-14 | 18.9 | 0 | 0.9 | 2018-09-14 | 25.2 | 0 | 7.2 | 2017-09-14 | 24 | 0 | 6 | 2016-09-14 | 17.2 | 0.8 | 0 | 0.52 | 2.65
2025-09-14 | 24.1 | 0 | 6.1 | 2024-09-14 | 21.6 | 0 | 3.6 | 2023-09-14 | 16.9 | 1.1 | 0 | 2022-09-14 | 22.7 | 0 | 4.7 | 2021-09-14 | 20.8 | 0 | 2.8 | 2020-09-14 | 15.6 | 2.4 | 0 | 2019-09-14 | 20.3 | 0 | 2.3 | 2018-09-14 | 25.6 | 0 | 7.6 | 2017-09-14 | 24.9 | 0 | 6.9 | 2016-09-14 | 17.4 | 0.6 | 0 | 0.41 | 3.4
2025-09-14 | 24.4 | 0 | 6.4 | 2024-09-14 | 22.9 | 0 | 4.9 | 2023-09-14 | 18.8 | 0 | 0.8 | 2022-09-14 | 23.3 | 0 | 5.3 | 2021-09-14 | 22.2 | 0 | 4.2 | 2020-09-14 | 16.1 | 1.9 | 0 | 2019-09-14 | 20.1 | 0 | 2.1 | 2018-09-14 | 26.3 | 0 | 8.3 | 2017-09-14 | 26.2 | 0 | 8.2 | 2016-09-14 | 18.7 | 0 | 0.7 | 0.19 | 4.09
2025-09-14 | 25.1 | 0 | 7.1 | 2024-09-14 | 24.1 | 0 | 6.1 | 2023-09-14 | 17.8 | 0.2 | 0 | 2022-09-14 | 24.6 | 0 | 6.6 | 2021-09-14 | 23.1 | 0 | 5.1 | 2020-09-14 | 16.8 | 1.2 | 0 | 2019-09-14 | 20.9 | 0 | 2.9 | 2018-09-14 | 27.1 | 0 | 9.1 | 2017-09-14 | 26.4 | 0 | 8.4 | 2016-09-14 | 19.6 | 0 | 1.6 | 0.14 | 4.69
2025-09-14 | 24.5 | 0 | 6.5 | 2024-09-14 | 25.2 | 0 | 7.2 | 2023-09-14 | 18.5 | 0 | 0.5 | 2022-09-14 | 23.2 | 0 | 5.2 | 2021-09-14 | 23 | 0 | 5 | 2020-09-14 | 17.2 | 0.8 | 0 | 2019-09-14 | 21.9 | 0 | 3.9 | 2018-09-14 | 27.2 | 0 | 9.2 | 2017-09-14 | 26.4 | 0 | 8.4 | 2016-09-14 | 20.7 | 0 | 2.7 | 0.08 | 4.86
2025-09-14 | 24.6 | 0 | 6.6 | 2024-09-14 | 24.8 | 0 | 6.8 | 2023-09-14 | 18.7 | 0 | 0.7 | 2022-09-14 | 22.9 | 0 | 4.9 | 2021-09-14 | 23.3 | 0 | 5.3 | 2020-09-14 | 16.9 | 1.1 | 0 | 2019-09-14 | 22.3 | 0 | 4.3 | 2018-09-14 | 27.2 | 0 | 9.2 | 2017-09-14 | 26.3 | 0 | 8.3 | 2016-09-14 | 21.2 | 0 | 3.2 | 0.11 | 4.93
2025-09-14 | 23.9 | 0 | 5.9 | 2024-09-14 | 24.2 | 0 | 6.2 | 2023-09-14 | 19.9 | 0 | 1.9 | 2022-09-14 | 21.6 | 0 | 3.6 | 2021-09-14 | 25.7 | 0 | 7.7 | 2020-09-14 | 16.5 | 1.5 | 0 | 2019-09-14 | 21.9 | 0 | 3.9 | 2018-09-14 | 26.9 | 0 | 8.9 | 2017-09-14 | 27 | 0 | 9 | 2016-09-14 | 21.1 | 0 | 3.1 | 0.15 | 5.02
2025-09-14 | 23.6 | 0 | 5.6 | 2024-09-14 | 24 | 0 | 6 | 2023-09-14 | 18.1 | 0 | 0.1 | 2022-09-14 | 19.7 | 0 | 1.7 | 2021-09-14 | 27.5 | 0 | 9.5 | 2020-09-14 | 15.4 | 2.6 | 0 | 2019-09-14 | 21.1 | 0 | 3.1 | 2018-09-14 | 25.9 | 0 | 7.9 | 2017-09-14 | 26.5 | 0 | 8.5 | 2016-09-14 | 21 | 0 | 3 | 0.26 | 4.54
2025-09-14 | 22.9 | 0 | 4.9 | 2024-09-14 | 23.2 | 0 | 5.2 | 2023-09-14 | 18.2 | 0 | 0.2 | 2022-09-14 | 18.4 | 0 | 0.4 | 2021-09-14 | 27.2 | 0 | 9.2 | 2020-09-14 | 14.2 | 3.8 | 0 | 2019-09-14 | 20.4 | 0 | 2.4 | 2018-09-14 | 24.4 | 0 | 6.4 | 2017-09-14 | 26 | 0 | 8 | 2016-09-14 | 19.7 | 0 | 1.7 | 0.38 | 3.84
2025-09-14 | 22.1 | 0 | 4.1 | 2024-09-14 | 21.8 | 0 | 3.8 | 2023-09-14 | 17.5 | 0.5 | 0 | 2022-09-14 | 16.6 | 1.4 | 0 | 2021-09-14 | 26.6 | 0 | 8.6 | 2020-09-14 | 12.7 | 5.3 | 0 | 2019-09-14 | 18.4 | 0 | 0.4 | 2018-09-14 | 23.4 | 0 | 5.4 | 2017-09-14 | 24.8 | 0 | 6.8 | 2016-09-14 | 17.7 | 0.3 | 0 | 0.75 | 2.91
2025-09-14 | 21.4 | 0 | 3.4 | 2024-09-14 | 21.5 | 0 | 3.5 | 2023-09-14 | 15 | 3 | 0 | 2022-09-14 | 15.6 | 2.4 | 0 | 2021-09-14 | 26.4 | 0 | 8.4 | 2020-09-14 | 11.4 | 6.6 | 0 | 2019-09-14 | 17.2 | 0.8 | 0 | 2018-09-14 | 23 | 0 | 5 | 2017-09-14 | 23.2 | 0 | 5.2 | 2016-09-14 | 16.2 | 1.8 | 0 | 1.46 | 2.55
2025-09-14 | 21.2 | 0 | 3.2 | 2024-09-14 | 20.9 | 0 | 2.9 | 2023-09-14 | 15.1 | 2.9 | 0 | 2022-09-14 | 14.8 | 3.2 | 0 | 2021-09-14 | 26.1 | 0 | 8.1 | 2020-09-14 | 10.4 | 7.6 | 0 | 2019-09-14 | 15.9 | 2.1 | 0 | 2018-09-14 | 22.8 | 0 | 4.8 | 2017-09-14 | 22.4 | 0 | 4.4 | 2016-09-14 | 15.1 | 2.9 | 0 | 1.87 | 2.34
2025-09-14 | 19.4 | 0 | 1.4 | 2024-09-14 | 20.1 | 0 | 2.1 | 2023-09-14 | 13.9 | 4.1 | 0 | 2022-09-14 | 13.9 | 4.1 | 0 | 2021-09-14 | 25.9 | 0 | 7.9 | 2020-09-14 | 9.8 | 8.2 | 0 | 2019-09-14 | 16.6 | 1.4 | 0 | 2018-09-14 | 22 | 0 | 4 | 2017-09-14 | 21.6 | 0 | 3.6 | 2016-09-14 | 14.4 | 3.6 | 0 | 2.14 | 1.9
2025-09-14 | 18.5 | 0 | 0.5 | 2024-09-14 | 20.1 | 0 | 2.1 | 2023-09-14 | 13 | 5 | 0 | 2022-09-14 | 12.6 | 5.4 | 0 | 2021-09-14 | 19.6 | 0 | 1.6 | 2020-09-14 | 9.2 | 8.8 | 0 | 2019-09-14 | 15.5 | 2.5 | 0 | 2018-09-14 | 21.6 | 0 | 3.6 | 2017-09-14 | 21.4 | 0 | 3.4 | 2016-09-14 | 13.5 | 4.5 | 0 | 2.62 | 1.12
2025-09-15 | 17.7 | 0.3 | 0 | 2024-09-15 | 19.6 | 0 | 1.6 | 2023-09-15 | 12 | 6 | 0 | 2022-09-15 | 12.1 | 5.9 | 0 | 2021-09-15 | 20 | 0 | 2 | 2020-09-15 | 8.1 | 9.9 | 0 | 2019-09-15 | 13.5 | 4.5 | 0 | 2018-09-15 | 21.9 | 0 | 3.9 | 2017-09-15 | 20.5 | 0 | 2.5 | 2016-09-15 | 12.7 | 5.3 | 0 | 3.19 | 1
2025-09-15 | 16.7 | 1.3 | 0 | 2024-09-15 | 19.1 | 0 | 1.1 | 2023-09-15 | 11.7 | 6.3 | 0 | 2022-09-15 | 11 | 7 | 0 | 2021-09-15 | 19.5 | 0 | 1.5 | 2020-09-15 | 8.2 | 9.8 | 0 | 2019-09-15 | 14.1 | 3.9 | 0 | 2018-09-15 | 21.1 | 0 | 3.1 | 2017-09-15 | 19.1 | 0 | 1.1 | 2016-09-15 | 12.3 | 5.7 | 0 | 3.4 | 0.68
2025-09-15 | 15.8 | 2.2 | 0 | 2024-09-15 | 18.2 | 0 | 0.2 | 2023-09-15 | 10.6 | 7.4 | 0 | 2022-09-15 | 10.7 | 7.3 | 0 | 2021-09-15 | 18.6 | 0 | 0.6 | 2020-09-15 | 8.1 | 9.9 | 0 | 2019-09-15 | 14.4 | 3.6 | 0 | 2018-09-15 | 20.9 | 0 | 2.9 | 2017-09-15 | 18.4 | 0 | 0.4 | 2016-09-15 | 12.1 | 5.9 | 0 | 3.63 | 0.41
2025-09-15 | 16.1 | 1.9 | 0 | 2024-09-15 | 17 | 1 | 0 | 2023-09-15 | 10.3 | 7.7 | 0 | 2022-09-15 | 10.1 | 7.9 | 0 | 2021-09-15 | 17.7 | 0.3 | 0 | 2020-09-15 | 6.8 | 11.2 | 0 | 2019-09-15 | 12.7 | 5.3 | 0 | 2018-09-15 | 20.7 | 0 | 2.7 | 2017-09-15 | 17.9 | 0.1 | 0 | 2016-09-15 | 11.2 | 6.8 | 0 | 4.22 | 0.27
2025-09-15 | 15.8 | 2.2 | 0 | 2024-09-15 | 16.6 | 1.4 | 0 | 2023-09-15 | 9.8 | 8.2 | 0 | 2022-09-15 | 9.2 | 8.8 | 0 | 2021-09-15 | 17.5 | 0.5 | 0 | 2020-09-15 | 6.8 | 11.2 | 0 | 2019-09-15 | 12.8 | 5.2 | 0 | 2018-09-15 | 20.5 | 0 | 2.5 | 2017-09-15 | 17.9 | 0.1 | 0 | 2016-09-15 | 11.8 | 6.2 | 0 | 4.38 | 0.25
2025-09-15 | 15.2 | 2.8 | 0 | 2024-09-15 | 16.2 | 1.8 | 0 | 2023-09-15 | 10.1 | 7.9 | 0 | 2022-09-15 | 8.9 | 9.1 | 0 | 2021-09-15 | 17 | 1 | 0 | 2020-09-15 | 7 | 11 | 0 | 2019-09-15 | 12.4 | 5.6 | 0 | 2018-09-15 | 21.1 | 0 | 3.1 | 2017-09-15 | 17.6 | 0.4 | 0 | 2016-09-15 | 11.6 | 6.4 | 0 | 4.6 | 0.31
2025-09-15 | 15.2 | 2.8 | 0 | 2024-09-15 | 16.6 | 1.4 | 0 | 2023-09-15 | 9.7 | 8.3 | 0 | 2022-09-15 | 8.8 | 9.2 | 0 | 2021-09-15 | 16.8 | 1.2 | 0 | 2020-09-15 | 6.3 | 11.7 | 0 | 2019-09-15 | 12.6 | 5.4 | 0 | 2018-09-15 | 20.6 | 0 | 2.6 | 2017-09-15 | 17.6 | 0.4 | 0 | 2016-09-15 | 11.3 | 6.7 | 0 | 4.71 | 0.26
2025-09-15 | 16.1 | 1.9 | 0 | 2024-09-15 | 17.8 | 0.2 | 0 | 2023-09-15 | 11.6 | 6.4 | 0 | 2022-09-15 | 10.2 | 7.8 | 0 | 2021-09-15 | 16.5 | 1.5 | 0 | 2020-09-15 | 7.7 | 10.3 | 0 | 2019-09-15 | 14.3 | 3.7 | 0 | 2018-09-15 | 21.3 | 0 | 3.3 | 2017-09-15 | 18.3 | 0 | 0.3 | 2016-09-15 | 11.9 | 6.1 | 0 | 3.79 | 0.36
2025-09-15 | 17.5 | 0.5 | 0 | 2024-09-15 | 19.7 | 0 | 1.7 | 2023-09-15 | 13.8 | 4.2 | 0 | 2022-09-15 | 12.3 | 5.7 | 0 | 2021-09-15 | 17.4 | 0.6 | 0 | 2020-09-15 | 9.8 | 8.2 | 0 | 2019-09-15 | 14.5 | 3.5 | 0 | 2018-09-15 | 23.1 | 0 | 5.1 | 2017-09-15 | 20 | 0 | 2 | 2016-09-15 | 13.1 | 4.9 | 0 | 2.76 | 0.88
2025-09-15 | 19.5 | 0 | 1.5 | 2024-09-15 | 21.8 | 0 | 3.8 | 2023-09-15 | 16 | 2 | 0 | 2022-09-15 | 14.2 | 3.8 | 0 | 2021-09-15 | 18.2 | 0 | 0.2 | 2020-09-15 | 12.2 | 5.8 | 0 | 2019-09-15 | 16.8 | 1.2 | 0 | 2018-09-15 | 24.7 | 0 | 6.7 | 2017-09-15 | 21.6 | 0 | 3.6 | 2016-09-15 | 15.3 | 2.7 | 0 | 1.55 | 1.58
2025-09-15 | 21.3 | 0 | 3.3 | 2024-09-15 | 24 | 0 | 6 | 2023-09-15 | 17.3 | 0.7 | 0 | 2022-09-15 | 15.5 | 2.5 | 0 | 2021-09-15 | 19 | 0 | 1 | 2020-09-15 | 15.2 | 2.8 | 0 | 2019-09-15 | 16.3 | 1.7 | 0 | 2018-09-15 | 26.2 | 0 | 8.2 | 2017-09-15 | 22.4 | 0 | 4.4 | 2016-09-15 | 16.7 | 1.3 | 0 | 0.9 | 2.29
2025-09-15 | 22.1 | 0 | 4.1 | 2024-09-15 | 25.2 | 0 | 7.2 | 2023-09-15 | 18.6 | 0 | 0.6 | 2022-09-15 | 16.8 | 1.2 | 0 | 2021-09-15 | 19.7 | 0 | 1.7 | 2020-09-15 | 16.1 | 1.9 | 0 | 2019-09-15 | 15.3 | 2.7 | 0 | 2018-09-15 | 27.2 | 0 | 9.2 | 2017-09-15 | 24.8 | 0 | 6.8 | 2016-09-15 | 16.9 | 1.1 | 0 | 0.69 | 2.96
2025-09-15 | 22.6 | 0 | 4.6 | 2024-09-15 | 25.9 | 0 | 7.9 | 2023-09-15 | 19.3 | 0 | 1.3 | 2022-09-15 | 17.6 | 0.4 | 0 | 2021-09-15 | 20.8 | 0 | 2.8 | 2020-09-15 | 17.3 | 0.7 | 0 | 2019-09-15 | 15 | 3 | 0 | 2018-09-15 | 27.9 | 0 | 9.9 | 2017-09-15 | 25.6 | 0 | 7.6 | 2016-09-15 | 18.7 | 0 | 0.7 | 0.41 | 3.48
2025-09-15 | 23.4 | 0 | 5.4 | 2024-09-15 | 26.2 | 0 | 8.2 | 2023-09-15 | 20.2 | 0 | 2.2 | 2022-09-15 | 18.4 | 0 | 0.4 | 2021-09-15 | 21.3 | 0 | 3.3 | 2020-09-15 | 17.9 | 0.1 | 0 | 2019-09-15 | 15.8 | 2.2 | 0 | 2018-09-15 | 28.7 | 0 | 10.7 | 2017-09-15 | 25.5 | 0 | 7.5 | 2016-09-15 | 19.1 | 0 | 1.1 | 0.23 | 3.88
2025-09-15 | 24.4 | 0 | 6.4 | 2024-09-15 | 26.8 | 0 | 8.8 | 2023-09-15 | 19.9 | 0 | 1.9 | 2022-09-15 | 18.4 | 0 | 0.4 | 2021-09-15 | 21.4 | 0 | 3.4 | 2020-09-15 | 18.6 | 0 | 0.6 | 2019-09-15 | 15.6 | 2.4 | 0 | 2018-09-15 | 28 | 0 | 10 | 2017-09-15 | 25.8 | 0 | 7.8 | 2016-09-15 | 18.9 | 0 | 0.9 | 0.24 | 4.02
2025-09-15 | 23.3 | 0 | 5.3 | 2024-09-15 | 27.1 | 0 | 9.1 | 2023-09-15 | 20.2 | 0 | 2.2 | 2022-09-15 | 18.1 | 0 | 0.1 | 2021-09-15 | 21.2 | 0 | 3.2 | 2020-09-15 | 19.4 | 0 | 1.4 | 2019-09-15 | 16.1 | 1.9 | 0 | 2018-09-15 | 27.7 | 0 | 9.7 | 2017-09-15 | 25.5 | 0 | 7.5 | 2016-09-15 | 19 | 0 | 1 | 0.19 | 3.95
2025-09-15 | 23.1 | 0 | 5.1 | 2024-09-15 | 26.9 | 0 | 8.9 | 2023-09-15 | 19.1 | 0 | 1.1 | 2022-09-15 | 17.4 | 0.6 | 0 | 2021-09-15 | 21.4 | 0 | 3.4 | 2020-09-15 | 19.6 | 0 | 1.6 | 2019-09-15 | 15.9 | 2.1 | 0 | 2018-09-15 | 27.1 | 0 | 9.1 | 2017-09-15 | 25.7 | 0 | 7.7 | 2016-09-15 | 19.4 | 0 | 1.4 | 0.27 | 3.83
2025-09-15 | 23.1 | 0 | 5.1 | 2024-09-15 | 26.4 | 0 | 8.4 | 2023-09-15 | 18.5 | 0 | 0.5 | 2022-09-15 | 16.5 | 1.5 | 0 | 2021-09-15 | 20.7 | 0 | 2.7 | 2020-09-15 | 18.2 | 0 | 0.2 | 2019-09-15 | 16.2 | 1.8 | 0 | 2018-09-15 | 26 | 0 | 8 | 2017-09-15 | 25 | 0 | 7 | 2016-09-15 | 18.5 | 0 | 0.5 | 0.33 | 3.24
2025-09-15 | 21.5 | 0 | 3.5 | 2024-09-15 | 24.8 | 0 | 6.8 | 2023-09-15 | 17.7 | 0.3 | 0 | 2022-09-15 | 15.8 | 2.2 | 0 | 2021-09-15 | 20.2 | 0 | 2.2 | 2020-09-15 | 17.3 | 0.7 | 0 | 2019-09-15 | 16.2 | 1.8 | 0 | 2018-09-15 | 25.5 | 0 | 7.5 | 2017-09-15 | 23.8 | 0 | 5.8 | 2016-09-15 | 17.9 | 0.1 | 0 | 0.51 | 2.58
2025-09-15 | 19.7 | 0 | 1.7 | 2024-09-15 | 22.4 | 0 | 4.4 | 2023-09-15 | 16.8 | 1.2 | 0 | 2022-09-15 | 15.8 | 2.2 | 0 | 2021-09-15 | 19.1 | 0 | 1.1 | 2020-09-15 | 16.6 | 1.4 | 0 | 2019-09-15 | 16 | 2 | 0 | 2018-09-15 | 24.9 | 0 | 6.9 | 2017-09-15 | 22.4 | 0 | 4.4 | 2016-09-15 | 16.4 | 1.6 | 0 | 0.84 | 1.85
2025-09-15 | 18.9 | 0 | 0.9 | 2024-09-15 | 21.4 | 0 | 3.4 | 2023-09-15 | 16.8 | 1.2 | 0 | 2022-09-15 | 15.3 | 2.7 | 0 | 2021-09-15 | 18.9 | 0 | 0.9 | 2020-09-15 | 16 | 2 | 0 | 2019-09-15 | 15.7 | 2.3 | 0 | 2018-09-15 | 24.7 | 0 | 6.7 | 2017-09-15 | 21.9 | 0 | 3.9 | 2016-09-15 | 16.1 | 1.9 | 0 | 1.01 | 1.58
2025-09-15 | 19.3 | 0 | 1.3 | 2024-09-15 | 21 | 0 | 3 | 2023-09-15 | 16.1 | 1.9 | 0 | 2022-09-15 | 15.4 | 2.6 | 0 | 2021-09-15 | 17.8 | 0.2 | 0 | 2020-09-15 | 15.1 | 2.9 | 0 | 2019-09-15 | 15.8 | 2.2 | 0 | 2018-09-15 | 24.4 | 0 | 6.4 | 2017-09-15 | 21.3 | 0 | 3.3 | 2016-09-15 | 14.7 | 3.3 | 0 | 1.31 | 1.4
2025-09-15 | 19.2 | 0 | 1.2 | 2024-09-15 | 20.9 | 0 | 2.9 | 2023-09-15 | 15.3 | 2.7 | 0 | 2022-09-15 | 14.3 | 3.7 | 0 | 2021-09-15 | 18.3 | 0 | 0.3 | 2020-09-15 | 14.5 | 3.5 | 0 | 2019-09-15 | 15.8 | 2.2 | 0 | 2018-09-15 | 22.5 | 0 | 4.5 | 2017-09-15 | 19.4 | 0 | 1.4 | 2016-09-15 | 14.6 | 3.4 | 0 | 1.55 | 1.03
2025-09-15 | 18.2 | 0 | 0.2 | 2024-09-15 | 20.7 | 0 | 2.7 | 2023-09-15 | 15.4 | 2.6 | 0 | 2022-09-15 | 13.3 | 4.7 | 0 | 2021-09-15 | 17.1 | 0.9 | 0 | 2020-09-15 | 14.5 | 3.5 | 0 | 2019-09-15 | 15.9 | 2.1 | 0 | 2018-09-15 | 22.9 | 0 | 4.9 | 2017-09-15 | 18.6 | 0 | 0.6 | 2016-09-15 | 14.2 | 3.8 | 0 | 1.76 | 0.84
2025-09-16 | 17.6 | 0.4 | 0 | 2024-09-16 | 20.1 | 0 | 2.1 | 2023-09-16 | 13.8 | 4.2 | 0 | 2022-09-16 | 12.5 | 5.5 | 0 | 2021-09-16 | 16.5 | 1.5 | 0 | 2020-09-16 | 14.3 | 3.7 | 0 | 2019-09-16 | 15.8 | 2.2 | 0 | 2018-09-16 | 21.9 | 0 | 3.9 | 2017-09-16 | 18.8 | 0 | 0.8 | 2016-09-16 | 13.6 | 4.4 | 0 | 2.19 | 0.68
2025-09-16 | 15.7 | 2.3 | 0 | 2024-09-16 | 18.8 | 0 | 0.8 | 2023-09-16 | 12.7 | 5.3 | 0 | 2022-09-16 | 12.5 | 5.5 | 0 | 2021-09-16 | 16 | 2 | 0 | 2020-09-16 | 14.8 | 3.2 | 0 | 2019-09-16 | 15.8 | 2.2 | 0 | 2018-09-16 | 21.4 | 0 | 3.4 | 2017-09-16 | 19.1 | 0 | 1.1 | 2016-09-16 | 13.7 | 4.3 | 0 | 2.48 | 0.53
2025-09-16 | 14.5 | 3.5 | 0 | 2024-09-16 | 17.9 | 0.1 | 0 | 2023-09-16 | 12.5 | 5.5 | 0 | 2022-09-16 | 12.7 | 5.3 | 0 | 2021-09-16 | 15.3 | 2.7 | 0 | 2020-09-16 | 14.6 | 3.4 | 0 | 2019-09-16 | 15.7 | 2.3 | 0 | 2018-09-16 | 20.8 | 0 | 2.8 | 2017-09-16 | 17.9 | 0.1 | 0 | 2016-09-16 | 12.7 | 5.3 | 0 | 2.82 | 0.28
2025-09-16 | 14.5 | 3.5 | 0 | 2024-09-16 | 16.6 | 1.4 | 0 | 2023-09-16 | 11.3 | 6.7 | 0 | 2022-09-16 | 12.7 | 5.3 | 0 | 2021-09-16 | 14.6 | 3.4 | 0 | 2020-09-16 | 14.8 | 3.2 | 0 | 2019-09-16 | 15.8 | 2.2 | 0 | 2018-09-16 | 20.6 | 0 | 2.6 | 2017-09-16 | 17.2 | 0.8 | 0 | 2016-09-16 | 11.8 | 6.2 | 0 | 3.27 | 0.26
2025-09-16 | 14.1 | 3.9 | 0 | 2024-09-16 | 17.5 | 0.5 | 0 | 2023-09-16 | 10.8 | 7.2 | 0 | 2022-09-16 | 14.4 | 3.6 | 0 | 2021-09-16 | 13.7 | 4.3 | 0 | 2020-09-16 | 14.6 | 3.4 | 0 | 2019-09-16 | 15.9 | 2.1 | 0 | 2018-09-16 | 20.5 | 0 | 2.5 | 2017-09-16 | 15.6 | 2.4 | 0 | 2016-09-16 | 11.1 | 6.9 | 0 | 3.43 | 0.25
2025-09-16 | 13.2 | 4.8 | 0 | 2024-09-16 | 16.3 | 1.7 | 0 | 2023-09-16 | 10.5 | 7.5 | 0 | 2022-09-16 | 14.8 | 3.2 | 0 | 2021-09-16 | 14.1 | 3.9 | 0 | 2020-09-16 | 15.2 | 2.8 | 0 | 2019-09-16 | 15.7 | 2.3 | 0 | 2018-09-16 | 19.8 | 0 | 1.8 | 2017-09-16 | 16 | 2 | 0 | 2016-09-16 | 11.5 | 6.5 | 0 | 3.47 | 0.18
2025-09-16 | 14.4 | 3.6 | 0 | 2024-09-16 | 16 | 2 | 0 | 2023-09-16 | 10.7 | 7.3 | 0 | 2022-09-16 | 15.2 | 2.8 | 0 | 2021-09-16 | 14.4 | 3.6 | 0 | 2020-09-16 | 15.3 | 2.7 | 0 | 2019-09-16 | 15.7 | 2.3 | 0 | 2018-09-16 | 20.3 | 0 | 2.3 | 2017-09-16 | 16.7 | 1.3 | 0 | 2016-09-16 | 11.9 | 6.1 | 0 | 3.17 | 0.23
2025-09-16 | 15.1 | 2.9 | 0 | 2024-09-16 | 17.2 | 0.8 | 0 | 2023-09-16 | 11.8 | 6.2 | 0 | 2022-09-16 | 15.4 | 2.6 | 0 | 2021-09-16 | 15.2 | 2.8 | 0 | 2020-09-16 | 15.6 | 2.4 | 0 | 2019-09-16 | 15.8 | 2.2 | 0 | 2018-09-16 | 20.9 | 0 | 2.9 | 2017-09-16 | 17.2 | 0.8 | 0 | 2016-09-16 | 13.2 | 4.8 | 0 | 2.55 | 0.29
2025-09-16 | 18.3 | 0 | 0.3 | 2024-09-16 | 20.3 | 0 | 2.3 | 2023-09-16 | 15.3 | 2.7 | 0 | 2022-09-16 | 16.2 | 1.8 | 0 | 2021-09-16 | 17.6 | 0.4 | 0 | 2020-09-16 | 17.2 | 0.8 | 0 | 2019-09-16 | 16.2 | 1.8 | 0 | 2018-09-16 | 23 | 0 | 5 | 2017-09-16 | 19.6 | 0 | 1.6 | 2016-09-16 | 16.2 | 1.8 | 0 | 0.93 | 0.92
2025-09-16 | 20.5 | 0 | 2.5 | 2024-09-16 | 22.7 | 0 | 4.7 | 2023-09-16 | 17.6 | 0.4 | 0 | 2022-09-16 | 17 | 1 | 0 | 2021-09-16 | 19.7 | 0 | 1.7 | 2020-09-16 | 19.3 | 0 | 1.3 | 2019-09-16 | 17.1 | 0.9 | 0 | 2018-09-16 | 24.4 | 0 | 6.4 | 2017-09-16 | 21.4 | 0 | 3.4 | 2016-09-16 | 18.5 | 0 | 0.5 | 0.23 | 2.05
2025-09-16 | 22.7 | 0 | 4.7 | 2024-09-16 | 24.9 | 0 | 6.9 | 2023-09-16 | 20.3 | 0 | 2.3 | 2022-09-16 | 19.8 | 0 | 1.8 | 2021-09-16 | 20.5 | 0 | 2.5 | 2020-09-16 | 20.7 | 0 | 2.7 | 2019-09-16 | 18 | 0 | 0 | 2018-09-16 | 26.2 | 0 | 8.2 | 2017-09-16 | 23.5 | 0 | 5.5 | 2016-09-16 | 19.9 | 0 | 1.9 | 0 | 3.65
2025-09-16 | 24.2 | 0 | 6.2 | 2024-09-16 | 26.8 | 0 | 8.8 | 2023-09-16 | 21.5 | 0 | 3.5 | 2022-09-16 | 21.8 | 0 | 3.8 | 2021-09-16 | 21 | 0 | 3 | 2020-09-16 | 21.8 | 0 | 3.8 | 2019-09-16 | 17.7 | 0.3 | 0 | 2018-09-16 | 26.9 | 0 | 8.9 | 2017-09-16 | 25.4 | 0 | 7.4 | 2016-09-16 | 21 | 0 | 3 | 0.03 | 4.84
2025-09-16 | 25.2 | 0 | 7.2 | 2024-09-16 | 27 | 0 | 9 | 2023-09-16 | 21.6 | 0 | 3.6 | 2022-09-16 | 24.2 | 0 | 6.2 | 2021-09-16 | 21.5 | 0 | 3.5 | 2020-09-16 | 22.9 | 0 | 4.9 | 2019-09-16 | 17.4 | 0.6 | 0 | 2018-09-16 | 27.8 | 0 | 9.8 | 2017-09-16 | 26.5 | 0 | 8.5 | 2016-09-16 | 21.6 | 0 | 3.6 | 0.06 | 5.63
2025-09-16 | 25.2 | 0 | 7.2 | 2024-09-16 | 27.2 | 0 | 9.2 | 2023-09-16 | 22.6 | 0 | 4.6 | 2022-09-16 | 22.9 | 0 | 4.9 | 2021-09-16 | 21.7 | 0 | 3.7 | 2020-09-16 | 24.2 | 0 | 6.2 | 2019-09-16 | 18.2 | 0 | 0.2 | 2018-09-16 | 27.6 | 0 | 9.6 | 2017-09-16 | 26.6 | 0 | 8.6 | 2016-09-16 | 21.6 | 0 | 3.6 | 0 | 5.78
2025-09-16 | 24.9 | 0 | 6.9 | 2024-09-16 | 28 | 0 | 10 | 2023-09-16 | 22.3 | 0 | 4.3 | 2022-09-16 | 22.2 | 0 | 4.2 | 2021-09-16 | 22.5 | 0 | 4.5 | 2020-09-16 | 24.7 | 0 | 6.7 | 2019-09-16 | 17 | 1 | 0 | 2018-09-16 | 28.3 | 0 | 10.3 | 2017-09-16 | 27 | 0 | 9 | 2016-09-16 | 22.6 | 0 | 4.6 | 0.1 | 6.05
2025-09-16 | 24.4 | 0 | 6.4 | 2024-09-16 | 27.2 | 0 | 9.2 | 2023-09-16 | 22.3 | 0 | 4.3 | 2022-09-16 | 20.5 | 0 | 2.5 | 2021-09-16 | 22.1 | 0 | 4.1 | 2020-09-16 | 24.8 | 0 | 6.8 | 2019-09-16 | 16.1 | 1.9 | 0 | 2018-09-16 | 28.1 | 0 | 10.1 | 2017-09-16 | 26.1 | 0 | 8.1 | 2016-09-16 | 22.7 | 0 | 4.7 | 0.19 | 5.62
2025-09-16 | 23.8 | 0 | 5.8 | 2024-09-16 | 26.9 | 0 | 8.9 | 2023-09-16 | 21.8 | 0 | 3.8 | 2022-09-16 | 19.5 | 0 | 1.5 | 2021-09-16 | 22 | 0 | 4 | 2020-09-16 | 24.6 | 0 | 6.6 | 2019-09-16 | 15.5 | 2.5 | 0 | 2018-09-16 | 28.1 | 0 | 10.1 | 2017-09-16 | 25.5 | 0 | 7.5 | 2016-09-16 | 22.2 | 0 | 4.2 | 0.25 | 5.24
2025-09-16 | 22.5 | 0 | 4.5 | 2024-09-16 | 25.8 | 0 | 7.8 | 2023-09-16 | 21.7 | 0 | 3.7 | 2022-09-16 | 17.8 | 0.2 | 0 | 2021-09-16 | 21 | 0 | 3 | 2020-09-16 | 23 | 0 | 5 | 2019-09-16 | 16 | 2 | 0 | 2018-09-16 | 25.5 | 0 | 7.5 | 2017-09-16 | 24.9 | 0 | 6.9 | 2016-09-16 | 21.5 | 0 | 3.5 | 0.22 | 4.19
2025-09-16 | 21.4 | 0 | 3.4 | 2024-09-16 | 24.9 | 0 | 6.9 | 2023-09-16 | 20.1 | 0 | 2.1 | 2022-09-16 | 17.4 | 0.6 | 0 | 2021-09-16 | 20.3 | 0 | 2.3 | 2020-09-16 | 21.6 | 0 | 3.6 | 2019-09-16 | 16.3 | 1.7 | 0 | 2018-09-16 | 24.2 | 0 | 6.2 | 2017-09-16 | 23.8 | 0 | 5.8 | 2016-09-16 | 20.4 | 0 | 2.4 | 0.23 | 3.27
2025-09-16 | 20.4 | 0 | 2.4 | 2024-09-16 | 23.6 | 0 | 5.6 | 2023-09-16 | 19.5 | 0 | 1.5 | 2022-09-16 | 17.3 | 0.7 | 0 | 2021-09-16 | 19.1 | 0 | 1.1 | 2020-09-16 | 20.1 | 0 | 2.1 | 2019-09-16 | 16.7 | 1.3 | 0 | 2018-09-16 | 23.2 | 0 | 5.2 | 2017-09-16 | 22.4 | 0 | 4.4 | 2016-09-16 | 19.3 | 0 | 1.3 | 0.2 | 2.36
2025-09-16 | 20 | 0 | 2 | 2024-09-16 | 22.3 | 0 | 4.3 | 2023-09-16 | 17.1 | 0.9 | 0 | 2022-09-16 | 17.4 | 0.6 | 0 | 2021-09-16 | 18.6 | 0 | 0.6 | 2020-09-16 | 19.1 | 0 | 1.1 | 2019-09-16 | 16.1 | 1.9 | 0 | 2018-09-16 | 23 | 0 | 5 | 2017-09-16 | 21.5 | 0 | 3.5 | 2016-09-16 | 18.8 | 0 | 0.8 | 0.34 | 1.73
2025-09-16 | 19.7 | 0 | 1.7 | 2024-09-16 | 21.4 | 0 | 3.4 | 2023-09-16 | 16.8 | 1.2 | 0 | 2022-09-16 | 17.4 | 0.6 | 0 | 2021-09-16 | 18.2 | 0 | 0.2 | 2020-09-16 | 18.9 | 0 | 0.9 | 2019-09-16 | 16.4 | 1.6 | 0 | 2018-09-16 | 23.1 | 0 | 5.1 | 2017-09-16 | 20.4 | 0 | 2.4 | 2016-09-16 | 19.1 | 0 | 1.1 | 0.34 | 1.48
2025-09-16 | 19.1 | 0 | 1.1 | 2024-09-16 | 21.3 | 0 | 3.3 | 2023-09-16 | 16.4 | 1.6 | 0 | 2022-09-16 | 17.1 | 0.9 | 0 | 2021-09-16 | 17.9 | 0.1 | 0 | 2020-09-16 | 18.5 | 0 | 0.5 | 2019-09-16 | 15.5 | 2.5 | 0 | 2018-09-16 | 23.5 | 0 | 5.5 | 2017-09-16 | 20.1 | 0 | 2.1 | 2016-09-16 | 19.4 | 0 | 1.4 | 0.51 | 1.39
2025-09-16 | 18.1 | 0 | 0.1 | 2024-09-16 | 20.6 | 0 | 2.6 | 2023-09-16 | 16 | 2 | 0 | 2022-09-16 | 17.1 | 0.9 | 0 | 2021-09-16 | 17.7 | 0.3 | 0 | 2020-09-16 | 18.7 | 0 | 0.7 | 2019-09-16 | 14 | 4 | 0 | 2018-09-16 | 22.5 | 0 | 4.5 | 2017-09-16 | 19.8 | 0 | 1.8 | 2016-09-16 | 19 | 0 | 1 | 0.72 | 1.07
2025-09-17 | 16.6 | 1.4 | 0 | 2024-09-17 | 20.2 | 0 | 2.2 | 2023-09-17 | 15.6 | 2.4 | 0 | 2022-09-17 | 17 | 1 | 0 | 2021-09-17 | 17.5 | 0.5 | 0 | 2020-09-17 | 17.7 | 0.3 | 0 | 2019-09-17 | 12.8 | 5.2 | 0 | 2018-09-17 | 21.9 | 0 | 3.9 | 2017-09-17 | 19.3 | 0 | 1.3 | 2016-09-17 | 19.7 | 0 | 1.7 | 1.08 | 0.91
2025-09-17 | 15.6 | 2.4 | 0 | 2024-09-17 | 18.5 | 0 | 0.5 | 2023-09-17 | 15.3 | 2.7 | 0 | 2022-09-17 | 16.4 | 1.6 | 0 | 2021-09-17 | 17.1 | 0.9 | 0 | 2020-09-17 | 17 | 1 | 0 | 2019-09-17 | 13.4 | 4.6 | 0 | 2018-09-17 | 21.4 | 0 | 3.4 | 2017-09-17 | 18.6 | 0 | 0.6 | 2016-09-17 | 19.2 | 0 | 1.2 | 1.32 | 0.57
2025-09-17 | 14.8 | 3.2 | 0 | 2024-09-17 | 17.2 | 0.8 | 0 | 2023-09-17 | 15.7 | 2.3 | 0 | 2022-09-17 | 16 | 2 | 0 | 2021-09-17 | 15.6 | 2.4 | 0 | 2020-09-17 | 16.5 | 1.5 | 0 | 2019-09-17 | 13 | 5 | 0 | 2018-09-17 | 21.1 | 0 | 3.1 | 2017-09-17 | 18.2 | 0 | 0.2 | 2016-09-17 | 19.3 | 0 | 1.3 | 1.72 | 0.46
2025-09-17 | 14.4 | 3.6 | 0 | 2024-09-17 | 17.6 | 0.4 | 0 | 2023-09-17 | 16.3 | 1.7 | 0 | 2022-09-17 | 15.8 | 2.2 | 0 | 2021-09-17 | 15.7 | 2.3 | 0 | 2020-09-17 | 15.4 | 2.6 | 0 | 2019-09-17 | 11.7 | 6.3 | 0 | 2018-09-17 | 20.9 | 0 | 2.9 | 2017-09-17 | 17.3 | 0.7 | 0 | 2016-09-17 | 19.2 | 0 | 1.2 | 1.98 | 0.41
2025-09-17 | 13.7 | 4.3 | 0 | 2024-09-17 | 15.5 | 2.5 | 0 | 2023-09-17 | 14.2 | 3.8 | 0 | 2022-09-17 | 16.1 | 1.9 | 0 | 2021-09-17 | 14.8 | 3.2 | 0 | 2020-09-17 | 14.3 | 3.7 | 0 | 2019-09-17 | 12.3 | 5.7 | 0 | 2018-09-17 | 20.4 | 0 | 2.4 | 2017-09-17 | 16.5 | 1.5 | 0 | 2016-09-17 | 19.4 | 0 | 1.4 | 2.66 | 0.38
2025-09-17 | 13.8 | 4.2 | 0 | 2024-09-17 | 16.1 | 1.9 | 0 | 2023-09-17 | 15.4 | 2.6 | 0 | 2022-09-17 | 16.2 | 1.8 | 0 | 2021-09-17 | 14.9 | 3.1 | 0 | 2020-09-17 | 13.7 | 4.3 | 0 | 2019-09-17 | 12.3 | 5.7 | 0 | 2018-09-17 | 20.4 | 0 | 2.4 | 2017-09-17 | 17 | 1 | 0 | 2016-09-17 | 19.3 | 0 | 1.3 | 2.46 | 0.37
2025-09-17 | 13.9 | 4.1 | 0 | 2024-09-17 | 16.1 | 1.9 | 0 | 2023-09-17 | 15.1 | 2.9 | 0 | 2022-09-17 | 16.4 | 1.6 | 0 | 2021-09-17 | 14.8 | 3.2 | 0 | 2020-09-17 | 13 | 5 | 0 | 2019-09-17 | 12.5 | 5.5 | 0 | 2018-09-17 | 20.1 | 0 | 2.1 | 2017-09-17 | 15.9 | 2.1 | 0 | 2016-09-17 | 19.2 | 0 | 1.2 | 2.63 | 0.33
2025-09-17 | 14.4 | 3.6 | 0 | 2024-09-17 | 16.9 | 1.1 | 0 | 2023-09-17 | 15.5 | 2.5 | 0 | 2022-09-17 | 17.1 | 0.9 | 0 | 2021-09-17 | 17.1 | 0.9 | 0 | 2020-09-17 | 13.3 | 4.7 | 0 | 2019-09-17 | 13.2 | 4.8 | 0 | 2018-09-17 | 20.3 | 0 | 2.3 | 2017-09-17 | 17 | 1 | 0 | 2016-09-17 | 19.5 | 0 | 1.5 | 1.95 | 0.38
2025-09-17 | 17.1 | 0.9 | 0 | 2024-09-17 | 20.1 | 0 | 2.1 | 2023-09-17 | 17.1 | 0.9 | 0 | 2022-09-17 | 18.6 | 0 | 0.6 | 2021-09-17 | 19.1 | 0 | 1.1 | 2020-09-17 | 14.5 | 3.5 | 0 | 2019-09-17 | 15.2 | 2.8 | 0 | 2018-09-17 | 21.2 | 0 | 3.2 | 2017-09-17 | 18.9 | 0 | 0.9 | 2016-09-17 | 20.4 | 0 | 2.4 | 0.81 | 1.03
2025-09-17 | 20.3 | 0 | 2.3 | 2024-09-17 | 21.6 | 0 | 3.6 | 2023-09-17 | 18.2 | 0 | 0.2 | 2022-09-17 | 19.5 | 0 | 1.5 | 2021-09-17 | 20.5 | 0 | 2.5 | 2020-09-17 | 16.4 | 1.6 | 0 | 2019-09-17 | 17.3 | 0.7 | 0 | 2018-09-17 | 23.4 | 0 | 5.4 | 2017-09-17 | 21 | 0 | 3 | 2016-09-17 | 21.7 | 0 | 3.7 | 0.23 | 2.22
2025-09-17 | 22.4 | 0 | 4.4 | 2024-09-17 | 23.5 | 0 | 5.5 | 2023-09-17 | 20.2 | 0 | 2.2 | 2022-09-17 | 19.5 | 0 | 1.5 | 2021-09-17 | 20.7 | 0 | 2.7 | 2020-09-17 | 16.4 | 1.6 | 0 | 2019-09-17 | 19.7 | 0 | 1.7 | 2018-09-17 | 25.2 | 0 | 7.2 | 2017-09-17 | 22.1 | 0 | 4.1 | 2016-09-17 | 22.3 | 0 | 4.3 | 0.16 | 3.36
2025-09-17 | 23.5 | 0 | 5.5 | 2024-09-17 | 25.1 | 0 | 7.1 | 2023-09-17 | 21.9 | 0 | 3.9 | 2022-09-17 | 20.3 | 0 | 2.3 | 2021-09-17 | 21.7 | 0 | 3.7 | 2020-09-17 | 17.3 | 0.7 | 0 | 2019-09-17 | 21.5 | 0 | 3.5 | 2018-09-17 | 25.9 | 0 | 7.9 | 2017-09-17 | 24.4 | 0 | 6.4 | 2016-09-17 | 22.6 | 0 | 4.6 | 0.07 | 4.49
2025-09-17 | 24.1 | 0 | 6.1 | 2024-09-17 | 25 | 0 | 7 | 2023-09-17 | 22.8 | 0 | 4.8 | 2022-09-17 | 22.2 | 0 | 4.2 | 2021-09-17 | 23.8 | 0 | 5.8 | 2020-09-17 | 17.3 | 0.7 | 0 | 2019-09-17 | 21.9 | 0 | 3.9 | 2018-09-17 | 26.3 | 0 | 8.3 | 2017-09-17 | 24.9 | 0 | 6.9 | 2016-09-17 | 21.8 | 0 | 3.8 | 0.07 | 5.08
2025-09-17 | 23.8 | 0 | 5.8 | 2024-09-17 | 24.5 | 0 | 6.5 | 2023-09-17 | 21.5 | 0 | 3.5 | 2022-09-17 | 21.6 | 0 | 3.6 | 2021-09-17 | 25.2 | 0 | 7.2 | 2020-09-17 | 17 | 1 | 0 | 2019-09-17 | 22.1 | 0 | 4.1 | 2018-09-17 | 26.2 | 0 | 8.2 | 2017-09-17 | 26.2 | 0 | 8.2 | 2016-09-17 | 21.8 | 0 | 3.8 | 0.1 | 5.09
2025-09-17 | 24.4 | 0 | 6.4 | 2024-09-17 | 24 | 0 | 6 | 2023-09-17 | 21.3 | 0 | 3.3 | 2022-09-17 | 23.3 | 0 | 5.3 | 2021-09-17 | 26 | 0 | 8 | 2020-09-17 | 18.3 | 0 | 0.3 | 2019-09-17 | 22.4 | 0 | 4.4 | 2018-09-17 | 26.1 | 0 | 8.1 | 2017-09-17 | 26.1 | 0 | 8.1 | 2016-09-17 | 21.8 | 0 | 3.8 | 0 | 5.37
2025-09-17 | 25.2 | 0 | 7.2 | 2024-09-17 | 25.1 | 0 | 7.1 | 2023-09-17 | 20.7 | 0 | 2.7 | 2022-09-17 | 23.3 | 0 | 5.3 | 2021-09-17 | 25.2 | 0 | 7.2 | 2020-09-17 | 18.4 | 0 | 0.4 | 2019-09-17 | 21.9 | 0 | 3.9 | 2018-09-17 | 26 | 0 | 8 | 2017-09-17 | 26.1 | 0 | 8.1 | 2016-09-17 | 22 | 0 | 4 | 0 | 5.39
2025-09-17 | 24.9 | 0 | 6.9 | 2024-09-17 | 23.4 | 0 | 5.4 | 2023-09-17 | 21.7 | 0 | 3.7 | 2022-09-17 | 22.3 | 0 | 4.3 | 2021-09-17 | 24.9 | 0 | 6.9 | 2020-09-17 | 18.1 | 0 | 0.1 | 2019-09-17 | 21.9 | 0 | 3.9 | 2018-09-17 | 26.1 | 0 | 8.1 | 2017-09-17 | 26 | 0 | 8 | 2016-09-17 | 21.6 | 0 | 3.6 | 0 | 5.09
2025-09-17 | 23.8 | 0 | 5.8 | 2024-09-17 | 23.3 | 0 | 5.3 | 2023-09-17 | 20.4 | 0 | 2.4 | 2022-09-17 | 20.7 | 0 | 2.7 | 2021-09-17 | 23.6 | 0 | 5.6 | 2020-09-17 | 16.7 | 1.3 | 0 | 2019-09-17 | 20.9 | 0 | 2.9 | 2018-09-17 | 25.4 | 0 | 7.4 | 2017-09-17 | 24.1 | 0 | 6.1 | 2016-09-17 | 21.6 | 0 | 3.6 | 0.13 | 4.18
2025-09-17 | 22 | 0 | 4 | 2024-09-17 | 22.7 | 0 | 4.7 | 2023-09-17 | 19.6 | 0 | 1.6 | 2022-09-17 | 20.4 | 0 | 2.4 | 2021-09-17 | 22 | 0 | 4 | 2020-09-17 | 14.3 | 3.7 | 0 | 2019-09-17 | 20 | 0 | 2 | 2018-09-17 | 24.3 | 0 | 6.3 | 2017-09-17 | 22.3 | 0 | 4.3 | 2016-09-17 | 21.6 | 0 | 3.6 | 0.37 | 3.29
2025-09-17 | 19.6 | 0 | 1.6 | 2024-09-17 | 21.6 | 0 | 3.6 | 2023-09-17 | 18.8 | 0 | 0.8 | 2022-09-17 | 20.6 | 0 | 2.6 | 2021-09-17 | 21.1 | 0 | 3.1 | 2020-09-17 | 12.3 | 5.7 | 0 | 2019-09-17 | 18.9 | 0 | 0.9 | 2018-09-17 | 23.1 | 0 | 5.1 | 2017-09-17 | 21.1 | 0 | 3.1 | 2016-09-17 | 20.3 | 0 | 2.3 | 0.57 | 2.31
2025-09-17 | 18.9 | 0 | 0.9 | 2024-09-17 | 20.1 | 0 | 2.1 | 2023-09-17 | 17.6 | 0.4 | 0 | 2022-09-17 | 21.1 | 0 | 3.1 | 2021-09-17 | 20.8 | 0 | 2.8 | 2020-09-17 | 11.1 | 6.9 | 0 | 2019-09-17 | 18.5 | 0 | 0.5 | 2018-09-17 | 22.7 | 0 | 4.7 | 2017-09-17 | 20.7 | 0 | 2.7 | 2016-09-17 | 20.2 | 0 | 2.2 | 0.73 | 1.9
2025-09-17 | 18.2 | 0 | 0.2 | 2024-09-17 | 19.7 | 0 | 1.7 | 2023-09-17 | 17.1 | 0.9 | 0 | 2022-09-17 | 20.7 | 0 | 2.7 | 2021-09-17 | 20.4 | 0 | 2.4 | 2020-09-17 | 10.2 | 7.8 | 0 | 2019-09-17 | 17.6 | 0.4 | 0 | 2018-09-17 | 22.4 | 0 | 4.4 | 2017-09-17 | 20.3 | 0 | 2.3 | 2016-09-17 | 19.7 | 0 | 1.7 | 0.91 | 1.54
2025-09-17 | 18.1 | 0 | 0.1 | 2024-09-17 | 18.7 | 0 | 0.7 | 2023-09-17 | 16.6 | 1.4 | 0 | 2022-09-17 | 20.6 | 0 | 2.6 | 2021-09-17 | 19.6 | 0 | 1.6 | 2020-09-17 | 9.6 | 8.4 | 0 | 2019-09-17 | 17.4 | 0.6 | 0 | 2018-09-17 | 22.4 | 0 | 4.4 | 2017-09-17 | 20.2 | 0 | 2.2 | 2016-09-17 | 19.2 | 0 | 1.2 | 1.04 | 1.28
2025-09-17 | 16.5 | 1.5 | 0 | 2024-09-17 | 18.6 | 0 | 0.6 | 2023-09-17 | 16 | 2 | 0 | 2022-09-17 | 20.7 | 0 | 2.7 | 2021-09-17 | 18.9 | 0 | 0.9 | 2020-09-17 | 8.7 | 9.3 | 0 | 2019-09-17 | 15.8 | 2.2 | 0 | 2018-09-17 | 21.8 | 0 | 3.8 | 2017-09-17 | 19.9 | 0 | 1.9 | 2016-09-17 | 19 | 0 | 1 | 1.5 | 1.09
2025-09-18 | 17.4 | 0.6 | 0 | 2024-09-18 | 18.1 | 0 | 0.1 | 2023-09-18 | 15.3 | 2.7 | 0 | 2022-09-18 | 20.7 | 0 | 2.7 | 2021-09-18 | 19.8 | 0 | 1.8 | 2020-09-18 | 8.1 | 9.9 | 0 | 2019-09-18 | 15.1 | 2.9 | 0 | 2018-09-18 | 21 | 0 | 3 | 2017-09-18 | 19.2 | 0 | 1.2 | 2016-09-18 | 19 | 0 | 1 | 1.61 | 0.98
2025-09-18 | 17.3 | 0.7 | 0 | 2024-09-18 | 17.4 | 0.6 | 0 | 2023-09-18 | 15.2 | 2.8 | 0 | 2022-09-18 | 20.3 | 0 | 2.3 | 2021-09-18 | 19.2 | 0 | 1.2 | 2020-09-18 | 7.9 | 10.1 | 0 | 2019-09-18 | 14.9 | 3.1 | 0 | 2018-09-18 | 20.2 | 0 | 2.2 | 2017-09-18 | 19.2 | 0 | 1.2 | 2016-09-18 | 19.2 | 0 | 1.2 | 1.73 | 0.81
2025-09-18 | 13.7 | 4.3 | 0 | 2024-09-18 | 16.6 | 1.4 | 0 | 2023-09-18 | 15 | 3 | 0 | 2022-09-18 | 20.7 | 0 | 2.7 | 2021-09-18 | 19.2 | 0 | 1.2 | 2020-09-18 | 7.1 | 10.9 | 0 | 2019-09-18 | 15.2 | 2.8 | 0 | 2018-09-18 | 19.9 | 0 | 1.9 | 2017-09-18 | 18.4 | 0 | 0.4 | 2016-09-18 | 18.8 | 0 | 0.8 | 2.24 | 0.7
2025-09-18 | 15.4 | 2.6 | 0 | 2024-09-18 | 15.6 | 2.4 | 0 | 2023-09-18 | 14.7 | 3.3 | 0 | 2022-09-18 | 20.4 | 0 | 2.4 | 2021-09-18 | 20 | 0 | 2 | 2020-09-18 | 6.9 | 11.1 | 0 | 2019-09-18 | 13.6 | 4.4 | 0 | 2018-09-18 | 19.9 | 0 | 1.9 | 2017-09-18 | 17.7 | 0.3 | 0 | 2016-09-18 | 18.3 | 0 | 0.3 | 2.41 | 0.66
2025-09-18 | 14.6 | 3.4 | 0 | 2024-09-18 | 15.5 | 2.5 | 0 | 2023-09-18 | 14.2 | 3.8 | 0 | 2022-09-18 | 20.4 | 0 | 2.4 | 2021-09-18 | 20.2 | 0 | 2.2 | 2020-09-18 | 6.5 | 11.5 | 0 | 2019-09-18 | 13.7 | 4.3 | 0 | 2018-09-18 | 20.2 | 0 | 2.2 | 2017-09-18 | 17.3 | 0.7 | 0 | 2016-09-18 | 17.9 | 0.1 | 0 | 2.63 | 0.68
2025-09-18 | 15.2 | 2.8 | 0 | 2024-09-18 | 15.1 | 2.9 | 0 | 2023-09-18 | 12.8 | 5.2 | 0 | 2022-09-18 | 20.2 | 0 | 2.2 | 2021-09-18 | 18.9 | 0 | 0.9 | 2020-09-18 | 5.8 | 12.2 | 0 | 2019-09-18 | 13.7 | 4.3 | 0 | 2018-09-18 | 20.2 | 0 | 2.2 | 2017-09-18 | 17.6 | 0.4 | 0 | 2016-09-18 | 17.8 | 0.2 | 0 | 2.8 | 0.53
2025-09-18 | 15 | 3 | 0 | 2024-09-18 | 14.9 | 3.1 | 0 | 2023-09-18 | 13.5 | 4.5 | 0 | 2022-09-18 | 20.7 | 0 | 2.7 | 2021-09-18 | 18.2 | 0 | 0.2 | 2020-09-18 | 5.7 | 12.3 | 0 | 2019-09-18 | 13.7 | 4.3 | 0 | 2018-09-18 | 20.1 | 0 | 2.1 | 2017-09-18 | 17.3 | 0.7 | 0 | 2016-09-18 | 17.5 | 0.5 | 0 | 2.84 | 0.5
2025-09-18 | 15.8 | 2.2 | 0 | 2024-09-18 | 16.4 | 1.6 | 0 | 2023-09-18 | 14.2 | 3.8 | 0 | 2022-09-18 | 21 | 0 | 3 | 2021-09-18 | 17.7 | 0.3 | 0 | 2020-09-18 | 7.3 | 10.7 | 0 | 2019-09-18 | 15.1 | 2.9 | 0 | 2018-09-18 | 20.9 | 0 | 2.9 | 2017-09-18 | 17.5 | 0.5 | 0 | 2016-09-18 | 18 | 0 | 0 | 2.2 | 0.59
2025-09-18 | 18.9 | 0 | 0.9 | 2024-09-18 | 18.4 | 0 | 0.4 | 2023-09-18 | 15.8 | 2.2 | 0 | 2022-09-18 | 21.4 | 0 | 3.4 | 2021-09-18 | 18.1 | 0 | 0.1 | 2020-09-18 | 9.6 | 8.4 | 0 | 2019-09-18 | 17.5 | 0.5 | 0 | 2018-09-18 | 22.4 | 0 | 4.4 | 2017-09-18 | 20.5 | 0 | 2.5 | 2016-09-18 | 19.3 | 0 | 1.3 | 1.11 | 1.3
2025-09-18 | 23.8 | 0 | 5.8 | 2024-09-18 | 21.4 | 0 | 3.4 | 2023-09-18 | 17.4 | 0.6 | 0 | 2022-09-18 | 23.4 | 0 | 5.4 | 2021-09-18 | 18.5 | 0 | 0.5 | 2020-09-18 | 12.4 | 5.6 | 0 | 2019-09-18 | 19.8 | 0 | 1.8 | 2018-09-18 | 23.3 | 0 | 5.3 | 2017-09-18 | 22.6 | 0 | 4.6 | 2016-09-18 | 20.6 | 0 | 2.6 | 0.62 | 2.94
2025-09-18 | 24.7 | 0 | 6.7 | 2024-09-18 | 21.8 | 0 | 3.8 | 2023-09-18 | 18.4 | 0 | 0.4 | 2022-09-18 | 25.5 | 0 | 7.5 | 2021-09-18 | 20.3 | 0 | 2.3 | 2020-09-18 | 13.3 | 4.7 | 0 | 2019-09-18 | 20.7 | 0 | 2.7 | 2018-09-18 | 23.8 | 0 | 5.8 | 2017-09-18 | 23.7 | 0 | 5.7 | 2016-09-18 | 21.4 | 0 | 3.4 | 0.47 | 3.83
2025-09-18 | 26.5 | 0 | 8.5 | 2024-09-18 | 22.9 | 0 | 4.9 | 2023-09-18 | 20.3 | 0 | 2.3 | 2022-09-18 | 26.4 | 0 | 8.4 | 2021-09-18 | 21.4 | 0 | 3.4 | 2020-09-18 | 14.5 | 3.5 | 0 | 2019-09-18 | 20.6 | 0 | 2.6 | 2018-09-18 | 24.4 | 0 | 6.4 | 2017-09-18 | 24 | 0 | 6 | 2016-09-18 | 22.2 | 0 | 4.2 | 0.35 | 4.67
2025-09-18 | 27.2 | 0 | 9.2 | 2024-09-18 | 24 | 0 | 6 | 2023-09-18 | 20.4 | 0 | 2.4 | 2022-09-18 | 27.6 | 0 | 9.6 | 2021-09-18 | 22.1 | 0 | 4.1 | 2020-09-18 | 14.1 | 3.9 | 0 | 2019-09-18 | 21.4 | 0 | 3.4 | 2018-09-18 | 25.7 | 0 | 7.7 | 2017-09-18 | 24.4 | 0 | 6.4 | 2016-09-18 | 23.6 | 0 | 5.6 | 0.39 | 5.44
2025-09-18 | 27.9 | 0 | 9.9 | 2024-09-18 | 23.8 | 0 | 5.8 | 2023-09-18 | 21.5 | 0 | 3.5 | 2022-09-18 | 24.5 | 0 | 6.5 | 2021-09-18 | 23.2 | 0 | 5.2 | 2020-09-18 | 14.2 | 3.8 | 0 | 2019-09-18 | 22.3 | 0 | 4.3 | 2018-09-18 | 26.3 | 0 | 8.3 | 2017-09-18 | 24.8 | 0 | 6.8 | 2016-09-18 | 25.3 | 0 | 7.3 | 0.38 | 5.76
2025-09-18 | 29.2 | 0 | 11.2 | 2024-09-18 | 23.6 | 0 | 5.6 | 2023-09-18 | 20 | 0 | 2 | 2022-09-18 | 21.9 | 0 | 3.9 | 2021-09-18 | 23.2 | 0 | 5.2 | 2020-09-18 | 14.1 | 3.9 | 0 | 2019-09-18 | 21.7 | 0 | 3.7 | 2018-09-18 | 26.9 | 0 | 8.9 | 2017-09-18 | 25.6 | 0 | 7.6 | 2016-09-18 | 26 | 0 | 8 | 0.39 | 5.61
2025-09-18 | 29.4 | 0 | 11.4 | 2024-09-18 | 24.8 | 0 | 6.8 | 2023-09-18 | 20.4 | 0 | 2.4 | 2022-09-18 | 24.3 | 0 | 6.3 | 2021-09-18 | 23.1 | 0 | 5.1 | 2020-09-18 | 14.6 | 3.4 | 0 | 2019-09-18 | 21.8 | 0 | 3.8 | 2018-09-18 | 26.8 | 0 | 8.8 | 2017-09-18 | 27.3 | 0 | 9.3 | 2016-09-18 | 25.6 | 0 | 7.6 | 0.34 | 6.15
2025-09-18 | 28.6 | 0 | 10.6 | 2024-09-18 | 24.3 | 0 | 6.3 | 2023-09-18 | 20 | 0 | 2 | 2022-09-18 | 25.1 | 0 | 7.1 | 2021-09-18 | 22.4 | 0 | 4.4 | 2020-09-18 | 14.6 | 3.4 | 0 | 2019-09-18 | 21.9 | 0 | 3.9 | 2018-09-18 | 25.8 | 0 | 7.8 | 2017-09-18 | 26.5 | 0 | 8.5 | 2016-09-18 | 26.4 | 0 | 8.4 | 0.34 | 5.9
2025-09-18 | 26.5 | 0 | 8.5 | 2024-09-18 | 23.9 | 0 | 5.9 | 2023-09-18 | 18.1 | 0 | 0.1 | 2022-09-18 | 24.9 | 0 | 6.9 | 2021-09-18 | 21.2 | 0 | 3.2 | 2020-09-18 | 13.2 | 4.8 | 0 | 2019-09-18 | 20.7 | 0 | 2.7 | 2018-09-18 | 23.8 | 0 | 5.8 | 2017-09-18 | 24.9 | 0 | 6.9 | 2016-09-18 | 24.9 | 0 | 6.9 | 0.48 | 4.69
2025-09-18 | 24.4 | 0 | 6.4 | 2024-09-18 | 22.6 | 0 | 4.6 | 2023-09-18 | 16.7 | 1.3 | 0 | 2022-09-18 | 24.4 | 0 | 6.4 | 2021-09-18 | 19.6 | 0 | 1.6 | 2020-09-18 | 11.7 | 6.3 | 0 | 2019-09-18 | 19.7 | 0 | 1.7 | 2018-09-18 | 21.2 | 0 | 3.2 | 2017-09-18 | 23 | 0 | 5 | 2016-09-18 | 24 | 0 | 6 | 0.76 | 3.49
2025-09-18 | 22.6 | 0 | 4.6 | 2024-09-18 | 21.3 | 0 | 3.3 | 2023-09-18 | 15.8 | 2.2 | 0 | 2022-09-18 | 23.5 | 0 | 5.5 | 2021-09-18 | 17.6 | 0.4 | 0 | 2020-09-18 | 10.3 | 7.7 | 0 | 2019-09-18 | 18.3 | 0 | 0.3 | 2018-09-18 | 18.2 | 0 | 0.2 | 2017-09-18 | 21.6 | 0 | 3.6 | 2016-09-18 | 23 | 0 | 5 | 1.03 | 2.25
2025-09-18 | 21.1 | 0 | 3.1 | 2024-09-18 | 20.6 | 0 | 2.6 | 2023-09-18 | 15.3 | 2.7 | 0 | 2022-09-18 | 22.9 | 0 | 4.9 | 2021-09-18 | 15.8 | 2.2 | 0 | 2020-09-18 | 9.2 | 8.8 | 0 | 2019-09-18 | 17.5 | 0.5 | 0 | 2018-09-18 | 16.6 | 1.4 | 0 | 2017-09-18 | 21.4 | 0 | 3.4 | 2016-09-18 | 20.8 | 0 | 2.8 | 1.56 | 1.68
2025-09-18 | 19.8 | 0 | 1.8 | 2024-09-18 | 19.7 | 0 | 1.7 | 2023-09-18 | 14.3 | 3.7 | 0 | 2022-09-18 | 22.8 | 0 | 4.8 | 2021-09-18 | 15.2 | 2.8 | 0 | 2020-09-18 | 8.4 | 9.6 | 0 | 2019-09-18 | 17.3 | 0.7 | 0 | 2018-09-18 | 15.8 | 2.2 | 0 | 2017-09-18 | 21.1 | 0 | 3.1 | 2016-09-18 | 20.4 | 0 | 2.4 | 1.9 | 1.38
2025-09-18 | 18.9 | 0 | 0.9 | 2024-09-18 | 19.1 | 0 | 1.1 | 2023-09-18 | 13.3 | 4.7 | 0 | 2022-09-18 | 22.1 | 0 | 4.1 | 2021-09-18 | 14.5 | 3.5 | 0 | 2020-09-18 | 7.7 | 10.3 | 0 | 2019-09-18 | 17.3 | 0.7 | 0 | 2018-09-18 | 15.5 | 2.5 | 0 | 2017-09-18 | 20.6 | 0 | 2.6 | 2016-09-18 | 19.8 | 0 | 1.8 | 2.17 | 1.05
2025-09-18 | 18.1 | 0 | 0.1 | 2024-09-18 | 18 | 0 | 0 | 2023-09-18 | 13.4 | 4.6 | 0 | 2022-09-18 | 21.6 | 0 | 3.6 | 2021-09-18 | 13.5 | 4.5 | 0 | 2020-09-18 | 6.9 | 11.1 | 0 | 2019-09-18 | 17.3 | 0.7 | 0 | 2018-09-18 | 15.4 | 2.6 | 0 | 2017-09-18 | 20.1 | 0 | 2.1 | 2016-09-18 | 19.1 | 0 | 1.1 | 2.35 | 0.69
2025-09-19 | 17 | 1 | 0 | 2024-09-19 | 17.9 | 0.1 | 0 | 2023-09-19 | 12.4 | 5.6 | 0 | 2022-09-19 | 22.1 | 0 | 4.1 | 2021-09-19 | 12.6 | 5.4 | 0 | 2020-09-19 | 6 | 12 | 0 | 2019-09-19 | 17.2 | 0.8 | 0 | 2018-09-19 | 15.8 | 2.2 | 0 | 2017-09-19 | 19.9 | 0 | 1.9 | 2016-09-19 | 18.4 | 0 | 0.4 | 2.71 | 0.64
2025-09-19 | 16.4 | 1.6 | 0 | 2024-09-19 | 16.8 | 1.2 | 0 | 2023-09-19 | 12.7 | 5.3 | 0 | 2022-09-19 | 21.3 | 0 | 3.3 | 2021-09-19 | 12.4 | 5.6 | 0 | 2020-09-19 | 5.3 | 12.7 | 0 | 2019-09-19 | 17 | 1 | 0 | 2018-09-19 | 15.9 | 2.1 | 0 | 2017-09-19 | 19.5 | 0 | 1.5 | 2016-09-19 | 17.8 | 0.2 | 0 | 2.97 | 0.48
2025-09-19 | 16.2 | 1.8 | 0 | 2024-09-19 | 17.3 | 0.7 | 0 | 2023-09-19 | 11.8 | 6.2 | 0 | 2022-09-19 | 20.9 | 0 | 2.9 | 2021-09-19 | 11.9 | 6.1 | 0 | 2020-09-19 | 4.6 | 13.4 | 0 | 2019-09-19 | 16.2 | 1.8 | 0 | 2018-09-19 | 15.9 | 2.1 | 0 | 2017-09-19 | 19.3 | 0 | 1.3 | 2016-09-19 | 17.4 | 0.6 | 0 | 3.27 | 0.42
2025-09-19 | 15.7 | 2.3 | 0 | 2024-09-19 | 16.5 | 1.5 | 0 | 2023-09-19 | 11.4 | 6.6 | 0 | 2022-09-19 | 20.5 | 0 | 2.5 | 2021-09-19 | 11.4 | 6.6 | 0 | 2020-09-19 | 4.8 | 13.2 | 0 | 2019-09-19 | 16.4 | 1.6 | 0 | 2018-09-19 | 15.6 | 2.4 | 0 | 2017-09-19 | 19.1 | 0 | 1.1 | 2016-09-19 | 16.4 | 1.6 | 0 | 3.58 | 0.36
2025-09-19 | 15.8 | 2.2 | 0 | 2024-09-19 | 16.2 | 1.8 | 0 | 2023-09-19 | 11.4 | 6.6 | 0 | 2022-09-19 | 20.3 | 0 | 2.3 | 2021-09-19 | 11.3 | 6.7 | 0 | 2020-09-19 | 3.9 | 14.1 | 0 | 2019-09-19 | 15.8 | 2.2 | 0 | 2018-09-19 | 14.6 | 3.4 | 0 | 2017-09-19 | 18.9 | 0 | 0.9 | 2016-09-19 | 16.6 | 1.4 | 0 | 3.84 | 0.32
2025-09-19 | 15.9 | 2.1 | 0 | 2024-09-19 | 16 | 2 | 0 | 2023-09-19 | 9.6 | 8.4 | 0 | 2022-09-19 | 20.4 | 0 | 2.4 | 2021-09-19 | 11.2 | 6.8 | 0 | 2020-09-19 | 4.1 | 13.9 | 0 | 2019-09-19 | 16.3 | 1.7 | 0 | 2018-09-19 | 13.8 | 4.2 | 0 | 2017-09-19 | 18.6 | 0 | 0.6 | 2016-09-19 | 16.4 | 1.6 | 0 | 4.07 | 0.3
2025-09-19 | 15.9 | 2.1 | 0 | 2024-09-19 | 15.9 | 2.1 | 0 | 2023-09-19 | 10.9 | 7.1 | 0 | 2022-09-19 | 20.2 | 0 | 2.2 | 2021-09-19 | 11 | 7 | 0 | 2020-09-19 | 4.1 | 13.9 | 0 | 2019-09-19 | 16.1 | 1.9 | 0 | 2018-09-19 | 13.5 | 4.5 | 0 | 2017-09-19 | 19 | 0 | 1 | 2016-09-19 | 16.7 | 1.3 | 0 | 3.99 | 0.32
2025-09-19 | 16.1 | 1.9 | 0 | 2024-09-19 | 16.7 | 1.3 | 0 | 2023-09-19 | 11.8 | 6.2 | 0 | 2022-09-19 | 20.8 | 0 | 2.8 | 2021-09-19 | 12.6 | 5.4 | 0 | 2020-09-19 | 5.6 | 12.4 | 0 | 2019-09-19 | 16 | 2 | 0 | 2018-09-19 | 13.6 | 4.4 | 0 | 2017-09-19 | 19.6 | 0 | 1.6 | 2016-09-19 | 16.7 | 1.3 | 0 | 3.49 | 0.44
2025-09-19 | 16.4 | 1.6 | 0 | 2024-09-19 | 19.1 | 0 | 1.1 | 2023-09-19 | 14 | 4 | 0 | 2022-09-19 | 20.9 | 0 | 2.9 | 2021-09-19 | 14.9 | 3.1 | 0 | 2020-09-19 | 7.8 | 10.2 | 0 | 2019-09-19 | 18.1 | 0 | 0.1 | 2018-09-19 | 14.3 | 3.7 | 0 | 2017-09-19 | 20.7 | 0 | 2.7 | 2016-09-19 | 19.5 | 0 | 1.5 | 2.26 | 0.83
2025-09-19 | 17.2 | 0.8 | 0 | 2024-09-19 | 21.1 | 0 | 3.1 | 2023-09-19 | 15.3 | 2.7 | 0 | 2022-09-19 | 20.6 | 0 | 2.6 | 2021-09-19 | 17.9 | 0.1 | 0 | 2020-09-19 | 10.1 | 7.9 | 0 | 2019-09-19 | 19.2 | 0 | 1.2 | 2018-09-19 | 15.5 | 2.5 | 0 | 2017-09-19 | 22 | 0 | 4 | 2016-09-19 | 21.4 | 0 | 3.4 | 1.4 | 1.43
2025-09-19 | 18.6 | 0 | 0.6 | 2024-09-19 | 23.1 | 0 | 5.1 | 2023-09-19 | 17.2 | 0.8 | 0 | 2022-09-19 | 21.9 | 0 | 3.9 | 2021-09-19 | 19.1 | 0 | 1.1 | 2020-09-19 | 11.9 | 6.1 | 0 | 2019-09-19 | 20.2 | 0 | 2.2 | 2018-09-19 | 16.7 | 1.3 | 0 | 2017-09-19 | 24.2 | 0 | 6.2 | 2016-09-19 | 23.1 | 0 | 5.1 | 0.82 | 2.42
2025-09-19 | 19.5 | 0 | 1.5 | 2024-09-19 | 24.7 | 0 | 6.7 | 2023-09-19 | 18.3 | 0 | 0.3 | 2022-09-19 | 23.6 | 0 | 5.6 | 2021-09-19 | 20 | 0 | 2 | 2020-09-19 | 13.2 | 4.8 | 0 | 2019-09-19 | 21.1 | 0 | 3.1 | 2018-09-19 | 17.7 | 0.3 | 0 | 2017-09-19 | 24.6 | 0 | 6.6 | 2016-09-19 | 25.1 | 0 | 7.1 | 0.51 | 3.29
2025-09-19 | 20.9 | 0 | 2.9 | 2024-09-19 | 25 | 0 | 7 | 2023-09-19 | 19.1 | 0 | 1.1 | 2022-09-19 | 26.9 | 0 | 8.9 | 2021-09-19 | 20.3 | 0 | 2.3 | 2020-09-19 | 12.9 | 5.1 | 0 | 2019-09-19 | 21.7 | 0 | 3.7 | 2018-09-19 | 19 | 0 | 1 | 2017-09-19 | 25.9 | 0 | 7.9 | 2016-09-19 | 25.4 | 0 | 7.4 | 0.51 | 4.22
2025-09-19 | 20.6 | 0 | 2.6 | 2024-09-19 | 25.4 | 0 | 7.4 | 2023-09-19 | 19.9 | 0 | 1.9 | 2022-09-19 | 27.5 | 0 | 9.5 | 2021-09-19 | 20.1 | 0 | 2.1 | 2020-09-19 | 13.5 | 4.5 | 0 | 2019-09-19 | 22.4 | 0 | 4.4 | 2018-09-19 | 20 | 0 | 2 | 2017-09-19 | 25.7 | 0 | 7.7 | 2016-09-19 | 25.2 | 0 | 7.2 | 0.45 | 4.48
2025-09-19 | 20.8 | 0 | 2.8 | 2024-09-19 | 25.1 | 0 | 7.1 | 2023-09-19 | 20.1 | 0 | 2.1 | 2022-09-19 | 26.4 | 0 | 8.4 | 2021-09-19 | 20.1 | 0 | 2.1 | 2020-09-19 | 13.6 | 4.4 | 0 | 2019-09-19 | 22.5 | 0 | 4.5 | 2018-09-19 | 21.2 | 0 | 3.2 | 2017-09-19 | 26.8 | 0 | 8.8 | 2016-09-19 | 25.5 | 0 | 7.5 | 0.44 | 4.65
2025-09-19 | 20 | 0 | 2 | 2024-09-19 | 24.8 | 0 | 6.8 | 2023-09-19 | 20.4 | 0 | 2.4 | 2022-09-19 | 25.3 | 0 | 7.3 | 2021-09-19 | 20 | 0 | 2 | 2020-09-19 | 12.8 | 5.2 | 0 | 2019-09-19 | 22.3 | 0 | 4.3 | 2018-09-19 | 21.6 | 0 | 3.6 | 2017-09-19 | 25.9 | 0 | 7.9 | 2016-09-19 | 25.4 | 0 | 7.4 | 0.52 | 4.37
2025-09-19 | 20.3 | 0 | 2.3 | 2024-09-19 | 25.2 | 0 | 7.2 | 2023-09-19 | 20.2 | 0 | 2.2 | 2022-09-19 | 24.5 | 0 | 6.5 | 2021-09-19 | 20.9 | 0 | 2.9 | 2020-09-19 | 12.4 | 5.6 | 0 | 2019-09-19 | 21.9 | 0 | 3.9 | 2018-09-19 | 21.4 | 0 | 3.4 | 2017-09-19 | 25.5 | 0 | 7.5 | 2016-09-19 | 25.6 | 0 | 7.6 | 0.56 | 4.35
2025-09-19 | 19 | 0 | 1 | 2024-09-19 | 24.6 | 0 | 6.6 | 2023-09-19 | 19.4 | 0 | 1.4 | 2022-09-19 | 23.1 | 0 | 5.1 | 2021-09-19 | 20.2 | 0 | 2.2 | 2020-09-19 | 12.2 | 5.8 | 0 | 2019-09-19 | 20.5 | 0 | 2.5 | 2018-09-19 | 19.7 | 0 | 1.7 | 2017-09-19 | 24.5 | 0 | 6.5 | 2016-09-19 | 24.7 | 0 | 6.7 | 0.58 | 3.37
2025-09-19 | 18.1 | 0 | 0.1 | 2024-09-19 | 22.9 | 0 | 4.9 | 2023-09-19 | 18.5 | 0 | 0.5 | 2022-09-19 | 21.5 | 0 | 3.5 | 2021-09-19 | 19.2 | 0 | 1.2 | 2020-09-19 | 12.1 | 5.9 | 0 | 2019-09-19 | 19.4 | 0 | 1.4 | 2018-09-19 | 18.4 | 0 | 0.4 | 2017-09-19 | 23.5 | 0 | 5.5 | 2016-09-19 | 24 | 0 | 6 | 0.59 | 2.35
2025-09-19 | 17.3 | 0.7 | 0 | 2024-09-19 | 21.9 | 0 | 3.9 | 2023-09-19 | 15.9 | 2.1 | 0 | 2022-09-19 | 19.9 | 0 | 1.9 | 2021-09-19 | 17.8 | 0.2 | 0 | 2020-09-19 | 11.6 | 6.4 | 0 | 2019-09-19 | 17.9 | 0.1 | 0 | 2018-09-19 | 17.6 | 0.4 | 0 | 2017-09-19 | 23.3 | 0 | 5.3 | 2016-09-19 | 22.7 | 0 | 4.7 | 0.99 | 1.58
2025-09-19 | 16.8 | 1.2 | 0 | 2024-09-19 | 21.8 | 0 | 3.8 | 2023-09-19 | 14.7 | 3.3 | 0 | 2022-09-19 | 19 | 0 | 1 | 2021-09-19 | 16.5 | 1.5 | 0 | 2020-09-19 | 11 | 7 | 0 | 2019-09-19 | 17.2 | 0.8 | 0 | 2018-09-19 | 17.2 | 0.8 | 0 | 2017-09-19 | 23.1 | 0 | 5.1 | 2016-09-19 | 21.3 | 0 | 3.3 | 1.46 | 1.32
2025-09-19 | 15.2 | 2.8 | 0 | 2024-09-19 | 21.1 | 0 | 3.1 | 2023-09-19 | 13.1 | 4.9 | 0 | 2022-09-19 | 18.1 | 0 | 0.1 | 2021-09-19 | 16.4 | 1.6 | 0 | 2020-09-19 | 11.2 | 6.8 | 0 | 2019-09-19 | 17.1 | 0.9 | 0 | 2018-09-19 | 17.3 | 0.7 | 0 | 2017-09-19 | 22.1 | 0 | 4.1 | 2016-09-19 | 21.5 | 0 | 3.5 | 1.77 | 1.08
2025-09-19 | 14.9 | 3.1 | 0 | 2024-09-19 | 20.3 | 0 | 2.3 | 2023-09-19 | 12.4 | 5.6 | 0 | 2022-09-19 | 17.9 | 0.1 | 0 | 2021-09-19 | 16.2 | 1.8 | 0 | 2020-09-19 | 11.1 | 6.9 | 0 | 2019-09-19 | 16.6 | 1.4 | 0 | 2018-09-19 | 16.9 | 1.1 | 0 | 2017-09-19 | 21.3 | 0 | 3.3 | 2016-09-19 | 21.1 | 0 | 3.1 | 2 | 0.87
2025-09-19 | 13.8 | 4.2 | 0 | 2024-09-19 | 19.7 | 0 | 1.7 | 2023-09-19 | 11.7 | 6.3 | 0 | 2022-09-19 | 16.9 | 1.1 | 0 | 2021-09-19 | 15.4 | 2.6 | 0 | 2020-09-19 | 11.4 | 6.6 | 0 | 2019-09-19 | 16.8 | 1.2 | 0 | 2018-09-19 | 16.7 | 1.3 | 0 | 2017-09-19 | 20.6 | 0 | 2.6 | 2016-09-19 | 19.8 | 0 | 1.8 | 2.33 | 0.61
2025-09-20 | 12.7 | 5.3 | 0 | 2024-09-20 | 17.9 | 0.1 | 0 | 2023-09-20 | 10.7 | 7.3 | 0 | 2022-09-20 | 16.4 | 1.6 | 0 | 2021-09-20 | 14.6 | 3.4 | 0 | 2020-09-20 | 11.2 | 6.8 | 0 | 2019-09-20 | 15.6 | 2.4 | 0 | 2018-09-20 | 16.4 | 1.6 | 0 | 2017-09-20 | 20.2 | 0 | 2.2 | 2016-09-20 | 19.2 | 0 | 1.2 | 2.85 | 0.34
2025-09-20 | 14.1 | 3.9 | 0 | 2024-09-20 | 18 | 0 | 0 | 2023-09-20 | 11.1 | 6.9 | 0 | 2022-09-20 | 16.3 | 1.7 | 0 | 2021-09-20 | 14.7 | 3.3 | 0 | 2020-09-20 | 11.5 | 6.5 | 0 | 2019-09-20 | 15.7 | 2.3 | 0 | 2018-09-20 | 15.9 | 2.1 | 0 | 2017-09-20 | 20.3 | 0 | 2.3 | 2016-09-20 | 19.2 | 0 | 1.2 | 2.67 | 0.35
2025-09-20 | 13.8 | 4.2 | 0 | 2024-09-20 | 15.4 | 2.6 | 0 | 2023-09-20 | 9.2 | 8.8 | 0 | 2022-09-20 | 15.6 | 2.4 | 0 | 2021-09-20 | 14.5 | 3.5 | 0 | 2020-09-20 | 11.2 | 6.8 | 0 | 2019-09-20 | 13.9 | 4.1 | 0 | 2018-09-20 | 15.9 | 2.1 | 0 | 2017-09-20 | 19.5 | 0 | 1.5 | 2016-09-20 | 19 | 0 | 1 | 3.45 | 0.25
2025-09-20 | 13.1 | 4.9 | 0 | 2024-09-20 | 15.3 | 2.7 | 0 | 2023-09-20 | 8.9 | 9.1 | 0 | 2022-09-20 | 15.8 | 2.2 | 0 | 2021-09-20 | 13.2 | 4.8 | 0 | 2020-09-20 | 10.7 | 7.3 | 0 | 2019-09-20 | 13.2 | 4.8 | 0 | 2018-09-20 | 15.8 | 2.2 | 0 | 2017-09-20 | 19 | 0 | 1 | 2016-09-20 | 19.9 | 0 | 1.9 | 3.8 | 0.29
2025-09-20 | 12.1 | 5.9 | 0 | 2024-09-20 | 16.1 | 1.9 | 0 | 2023-09-20 | 8.1 | 9.9 | 0 | 2022-09-20 | 15.7 | 2.3 | 0 | 2021-09-20 | 12.7 | 5.3 | 0 | 2020-09-20 | 10.3 | 7.7 | 0 | 2019-09-20 | 13.3 | 4.7 | 0 | 2018-09-20 | 15.7 | 2.3 | 0 | 2017-09-20 | 18.6 | 0 | 0.6 | 2016-09-20 | 20.2 | 0 | 2.2 | 4 | 0.28
2025-09-20 | 11.3 | 6.7 | 0 | 2024-09-20 | 15.2 | 2.8 | 0 | 2023-09-20 | 8.2 | 9.8 | 0 | 2022-09-20 | 15.9 | 2.1 | 0 | 2021-09-20 | 12.3 | 5.7 | 0 | 2020-09-20 | 9.7 | 8.3 | 0 | 2019-09-20 | 13.9 | 4.1 | 0 | 2018-09-20 | 15.4 | 2.6 | 0 | 2017-09-20 | 18.6 | 0 | 0.6 | 2016-09-20 | 20.6 | 0 | 2.6 | 4.21 | 0.32
2025-09-20 | 10.6 | 7.4 | 0 | 2024-09-20 | 16.2 | 1.8 | 0 | 2023-09-20 | 8 | 10 | 0 | 2022-09-20 | 16.1 | 1.9 | 0 | 2021-09-20 | 12.8 | 5.2 | 0 | 2020-09-20 | 9.8 | 8.2 | 0 | 2019-09-20 | 14.1 | 3.9 | 0 | 2018-09-20 | 15.3 | 2.7 | 0 | 2017-09-20 | 18.2 | 0 | 0.2 | 2016-09-20 | 20.4 | 0 | 2.4 | 4.11 | 0.26
2025-09-20 | 11.3 | 6.7 | 0 | 2024-09-20 | 16.3 | 1.7 | 0 | 2023-09-20 | 9.3 | 8.7 | 0 | 2022-09-20 | 17 | 1 | 0 | 2021-09-20 | 12.5 | 5.5 | 0 | 2020-09-20 | 10.2 | 7.8 | 0 | 2019-09-20 | 15 | 3 | 0 | 2018-09-20 | 16 | 2 | 0 | 2017-09-20 | 19.1 | 0 | 1.1 | 2016-09-20 | 20.5 | 0 | 2.5 | 3.64 | 0.36
2025-09-20 | 12.9 | 5.1 | 0 | 2024-09-20 | 19.4 | 0 | 1.4 | 2023-09-20 | 12.2 | 5.8 | 0 | 2022-09-20 | 19.3 | 0 | 1.3 | 2021-09-20 | 17.6 | 0.4 | 0 | 2020-09-20 | 12.4 | 5.6 | 0 | 2019-09-20 | 17.7 | 0.3 | 0 | 2018-09-20 | 17.3 | 0.7 | 0 | 2017-09-20 | 19.4 | 0 | 1.4 | 2016-09-20 | 20.9 | 0 | 2.9 | 1.79 | 0.7
2025-09-20 | 14.6 | 3.4 | 0 | 2024-09-20 | 21.7 | 0 | 3.7 | 2023-09-20 | 14.7 | 3.3 | 0 | 2022-09-20 | 20.9 | 0 | 2.9 | 2021-09-20 | 19.3 | 0 | 1.3 | 2020-09-20 | 13.5 | 4.5 | 0 | 2019-09-20 | 19.6 | 0 | 1.6 | 2018-09-20 | 17.5 | 0.5 | 0 | 2017-09-20 | 20.6 | 0 | 2.6 | 2016-09-20 | 23 | 0 | 5 | 1.17 | 1.71
2025-09-20 | 15.8 | 2.2 | 0 | 2024-09-20 | 23.9 | 0 | 5.9 | 2023-09-20 | 16 | 2 | 0 | 2022-09-20 | 22.1 | 0 | 4.1 | 2021-09-20 | 20.8 | 0 | 2.8 | 2020-09-20 | 14.8 | 3.2 | 0 | 2019-09-20 | 21.4 | 0 | 3.4 | 2018-09-20 | 18.3 | 0 | 0.3 | 2017-09-20 | 22.6 | 0 | 4.6 | 2016-09-20 | 24.3 | 0 | 6.3 | 0.74 | 2.74
2025-09-20 | 17 | 1 | 0 | 2024-09-20 | 24.9 | 0 | 6.9 | 2023-09-20 | 17.6 | 0.4 | 0 | 2022-09-20 | 22.9 | 0 | 4.9 | 2021-09-20 | 21.7 | 0 | 3.7 | 2020-09-20 | 15.5 | 2.5 | 0 | 2019-09-20 | 22.3 | 0 | 4.3 | 2018-09-20 | 18.8 | 0 | 0.8 | 2017-09-20 | 24.3 | 0 | 6.3 | 2016-09-20 | 24.8 | 0 | 6.8 | 0.39 | 3.37
2025-09-20 | 17.8 | 0.2 | 0 | 2024-09-20 | 24.8 | 0 | 6.8 | 2023-09-20 | 18.3 | 0 | 0.3 | 2022-09-20 | 24.5 | 0 | 6.5 | 2021-09-20 | 21.7 | 0 | 3.7 | 2020-09-20 | 15.9 | 2.1 | 0 | 2019-09-20 | 22.6 | 0 | 4.6 | 2018-09-20 | 18.9 | 0 | 0.9 | 2017-09-20 | 25 | 0 | 7 | 2016-09-20 | 26.9 | 0 | 8.9 | 0.23 | 3.87
2025-09-20 | 17.5 | 0.5 | 0 | 2024-09-20 | 24.7 | 0 | 6.7 | 2023-09-20 | 19.6 | 0 | 1.6 | 2022-09-20 | 24.2 | 0 | 6.2 | 2021-09-20 | 22.8 | 0 | 4.8 | 2020-09-20 | 15.6 | 2.4 | 0 | 2019-09-20 | 22.7 | 0 | 4.7 | 2018-09-20 | 18.6 | 0 | 0.6 | 2017-09-20 | 25.1 | 0 | 7.1 | 2016-09-20 | 27.6 | 0 | 9.6 | 0.29 | 4.13
2025-09-20 | 18.1 | 0 | 0.1 | 2024-09-20 | 24.2 | 0 | 6.2 | 2023-09-20 | 20.6 | 0 | 2.6 | 2022-09-20 | 25.6 | 0 | 7.6 | 2021-09-20 | 22.1 | 0 | 4.1 | 2020-09-20 | 15.6 | 2.4 | 0 | 2019-09-20 | 24.1 | 0 | 6.1 | 2018-09-20 | 18.4 | 0 | 0.4 | 2017-09-20 | 24.7 | 0 | 6.7 | 2016-09-20 | 28.2 | 0 | 10.2 | 0.24 | 4.4
2025-09-20 | 18.1 | 0 | 0.1 | 2024-09-20 | 23.5 | 0 | 5.5 | 2023-09-20 | 19 | 0 | 1 | 2022-09-20 | 25.6 | 0 | 7.6 | 2021-09-20 | 22.9 | 0 | 4.9 | 2020-09-20 | 15.3 | 2.7 | 0 | 2019-09-20 | 24.4 | 0 | 6.4 | 2018-09-20 | 18 | 0 | 0 | 2017-09-20 | 24.3 | 0 | 6.3 | 2016-09-20 | 27.5 | 0 | 9.5 | 0.27 | 4.13
2025-09-20 | 18.1 | 0 | 0.1 | 2024-09-20 | 23.4 | 0 | 5.4 | 2023-09-20 | 18.8 | 0 | 0.8 | 2022-09-20 | 25.5 | 0 | 7.5 | 2021-09-20 | 22.7 | 0 | 4.7 | 2020-09-20 | 15.6 | 2.4 | 0 | 2019-09-20 | 23.8 | 0 | 5.8 | 2018-09-20 | 17.9 | 0.1 | 0 | 2017-09-20 | 24 | 0 | 6 | 2016-09-20 | 26.9 | 0 | 8.9 | 0.25 | 3.92
2025-09-20 | 17.2 | 0.8 | 0 | 2024-09-20 | 22.8 | 0 | 4.8 | 2023-09-20 | 18.2 | 0 | 0.2 | 2022-09-20 | 25.2 | 0 | 7.2 | 2021-09-20 | 21.6 | 0 | 3.6 | 2020-09-20 | 14.9 | 3.1 | 0 | 2019-09-20 | 22.7 | 0 | 4.7 | 2018-09-20 | 17.9 | 0.1 | 0 | 2017-09-20 | 24.1 | 0 | 6.1 | 2016-09-20 | 25.8 | 0 | 7.8 | 0.4 | 3.44
2025-09-20 | 16.1 | 1.9 | 0 | 2024-09-20 | 22.4 | 0 | 4.4 | 2023-09-20 | 17.3 | 0.7 | 0 | 2022-09-20 | 24.1 | 0 | 6.1 | 2021-09-20 | 20.6 | 0 | 2.6 | 2020-09-20 | 13.9 | 4.1 | 0 | 2019-09-20 | 21 | 0 | 3 | 2018-09-20 | 18 | 0 | 0 | 2017-09-20 | 23.4 | 0 | 5.4 | 2016-09-20 | 24.2 | 0 | 6.2 | 0.67 | 2.77
2025-09-20 | 15.3 | 2.7 | 0 | 2024-09-20 | 21.5 | 0 | 3.5 | 2023-09-20 | 16.9 | 1.1 | 0 | 2022-09-20 | 21.9 | 0 | 3.9 | 2021-09-20 | 20.3 | 0 | 2.3 | 2020-09-20 | 12.9 | 5.1 | 0 | 2019-09-20 | 19.8 | 0 | 1.8 | 2018-09-20 | 18.1 | 0 | 0.1 | 2017-09-20 | 22.9 | 0 | 4.9 | 2016-09-20 | 22.6 | 0 | 4.6 | 0.89 | 2.11
2025-09-20 | 15.1 | 2.9 | 0 | 2024-09-20 | 20.6 | 0 | 2.6 | 2023-09-20 | 16.3 | 1.7 | 0 | 2022-09-20 | 21.7 | 0 | 3.7 | 2021-09-20 | 20.4 | 0 | 2.4 | 2020-09-20 | 12.3 | 5.7 | 0 | 2019-09-20 | 19.9 | 0 | 1.9 | 2018-09-20 | 18 | 0 | 0 | 2017-09-20 | 22.1 | 0 | 4.1 | 2016-09-20 | 21.1 | 0 | 3.1 | 1.03 | 1.78
2025-09-20 | 15 | 3 | 0 | 2024-09-20 | 19.8 | 0 | 1.8 | 2023-09-20 | 16.4 | 1.6 | 0 | 2022-09-20 | 21.3 | 0 | 3.3 | 2021-09-20 | 20.5 | 0 | 2.5 | 2020-09-20 | 11.4 | 6.6 | 0 | 2019-09-20 | 19.9 | 0 | 1.9 | 2018-09-20 | 18.1 | 0 | 0.1 | 2017-09-20 | 21.8 | 0 | 3.8 | 2016-09-20 | 20.5 | 0 | 2.5 | 1.12 | 1.59
2025-09-20 | 15 | 3 | 0 | 2024-09-20 | 20 | 0 | 2 | 2023-09-20 | 16.3 | 1.7 | 0 | 2022-09-20 | 20.5 | 0 | 2.5 | 2021-09-20 | 21 | 0 | 3 | 2020-09-20 | 11.5 | 6.5 | 0 | 2019-09-20 | 19.7 | 0 | 1.7 | 2018-09-20 | 18 | 0 | 0 | 2017-09-20 | 21.8 | 0 | 3.8 | 2016-09-20 | 17.2 | 0.8 | 0 | 1.2 | 1.3
2025-09-20 | 15.4 | 2.6 | 0 | 2024-09-20 | 19.6 | 0 | 1.6 | 2023-09-20 | 16.2 | 1.8 | 0 | 2022-09-20 | 19.1 | 0 | 1.1 | 2021-09-20 | 21.5 | 0 | 3.5 | 2020-09-20 | 11 | 7 | 0 | 2019-09-20 | 19.1 | 0 | 1.1 | 2018-09-20 | 18 | 0 | 0 | 2017-09-20 | 20.6 | 0 | 2.6 | 2016-09-20 | 17.9 | 0.1 | 0 | 1.15 | 0.99
2025-09-21 | 15.6 | 2.4 | 0 | 2024-09-21 | 19 | 0 | 1 | 2023-09-21 | 15.5 | 2.5 | 0 | 2022-09-21 | 18.6 | 0 | 0.6 | 2021-09-21 | 21.4 | 0 | 3.4 | 2020-09-21 | 10.6 | 7.4 | 0 | 2019-09-21 | 19 | 0 | 1 | 2018-09-21 | 18.4 | 0 | 0.4 | 2017-09-21 | 19.6 | 0 | 1.6 | 2016-09-21 | 16.8 | 1.2 | 0 | 1.35 | 0.8
2025-09-21 | 15.4 | 2.6 | 0 | 2024-09-21 | 18.5 | 0 | 0.5 | 2023-09-21 | 15.4 | 2.6 | 0 | 2022-09-21 | 18.4 | 0 | 0.4 | 2021-09-21 | 21.7 | 0 | 3.7 | 2020-09-21 | 9.6 | 8.4 | 0 | 2019-09-21 | 18.4 | 0 | 0.4 | 2018-09-21 | 18.6 | 0 | 0.6 | 2017-09-21 | 19.5 | 0 | 1.5 | 2016-09-21 | 16.1 | 1.9 | 0 | 1.55 | 0.71
2025-09-21 | 12.8 | 5.2 | 0 | 2024-09-21 | 19 | 0 | 1 | 2023-09-21 | 15.2 | 2.8 | 0 | 2022-09-21 | 17.6 | 0.4 | 0 | 2021-09-21 | 21.6 | 0 | 3.6 | 2020-09-21 | 8.4 | 9.6 | 0 | 2019-09-21 | 18.9 | 0 | 0.9 | 2018-09-21 | 18.9 | 0 | 0.9 | 2017-09-21 | 17.6 | 0.4 | 0 | 2016-09-21 | 15.4 | 2.6 | 0 | 2.1 | 0.64
2025-09-21 | 12.5 | 5.5 | 0 | 2024-09-21 | 18.3 | 0 | 0.3 | 2023-09-21 | 14.3 | 3.7 | 0 | 2022-09-21 | 17.3 | 0.7 | 0 | 2021-09-21 | 21.5 | 0 | 3.5 | 2020-09-21 | 7.5 | 10.5 | 0 | 2019-09-21 | 18.2 | 0 | 0.2 | 2018-09-21 | 18.8 | 0 | 0.8 | 2017-09-21 | 18.1 | 0 | 0.1 | 2016-09-21 | 15.4 | 2.6 | 0 | 2.3 | 0.49
2025-09-21 | 12.5 | 5.5 | 0 | 2024-09-21 | 18 | 0 | 0 | 2023-09-21 | 14.2 | 3.8 | 0 | 2022-09-21 | 17 | 1 | 0 | 2021-09-21 | 21.2 | 0 | 3.2 | 2020-09-21 | 6.7 | 11.3 | 0 | 2019-09-21 | 17.2 | 0.8 | 0 | 2018-09-21 | 19.4 | 0 | 1.4 | 2017-09-21 | 17.6 | 0.4 | 0 | 2016-09-21 | 16.1 | 1.9 | 0 | 2.47 | 0.46
2025-09-21 | 12.1 | 5.9 | 0 | 2024-09-21 | 17.8 | 0.2 | 0 | 2023-09-21 | 13.8 | 4.2 | 0 | 2022-09-21 | 17 | 1 | 0 | 2021-09-21 | 20.5 | 0 | 2.5 | 2020-09-21 | 6.8 | 11.2 | 0 | 2019-09-21 | 17.6 | 0.4 | 0 | 2018-09-21 | 19.6 | 0 | 1.6 | 2017-09-21 | 17.8 | 0.2 | 0 | 2016-09-21 | 14.5 | 3.5 | 0 | 2.66 | 0.41
2025-09-21 | 12.4 | 5.6 | 0 | 2024-09-21 | 18.4 | 0 | 0.4 | 2023-09-21 | 15.4 | 2.6 | 0 | 2022-09-21 | 17.3 | 0.7 | 0 | 2021-09-21 | 20.1 | 0 | 2.1 | 2020-09-21 | 5.9 | 12.1 | 0 | 2019-09-21 | 17.5 | 0.5 | 0 | 2018-09-21 | 20 | 0 | 2 | 2017-09-21 | 17.3 | 0.7 | 0 | 2016-09-21 | 15.9 | 2.1 | 0 | 2.43 | 0.45
2025-09-21 | 13.5 | 4.5 | 0 | 2024-09-21 | 19.1 | 0 | 1.1 | 2023-09-21 | 16.2 | 1.8 | 0 | 2022-09-21 | 18 | 0 | 0 | 2021-09-21 | 20 | 0 | 2 | 2020-09-21 | 7.9 | 10.1 | 0 | 2019-09-21 | 17.9 | 0.1 | 0 | 2018-09-21 | 23.7 | 0 | 5.7 | 2017-09-21 | 18.1 | 0 | 0.1 | 2016-09-21 | 16.3 | 1.7 | 0 | 1.82 | 0.89
2025-09-21 | 16.1 | 1.9 | 0 | 2024-09-21 | 19.8 | 0 | 1.8 | 2023-09-21 | 17.1 | 0.9 | 0 | 2022-09-21 | 19.6 | 0 | 1.6 | 2021-09-21 | 20.1 | 0 | 2.1 | 2020-09-21 | 12.1 | 5.9 | 0 | 2019-09-21 | 19.6 | 0 | 1.6 | 2018-09-21 | 25.6 | 0 | 7.6 | 2017-09-21 | 20.9 | 0 | 2.9 | 2016-09-21 | 20.1 | 0 | 2.1 | 0.87 | 1.97
2025-09-21 | 18.6 | 0 | 0.6 | 2024-09-21 | 20.6 | 0 | 2.6 | 2023-09-21 | 18.5 | 0 | 0.5 | 2022-09-21 | 22.5 | 0 | 4.5 | 2021-09-21 | 20.8 | 0 | 2.8 | 2020-09-21 | 14.9 | 3.1 | 0 | 2019-09-21 | 21.9 | 0 | 3.9 | 2018-09-21 | 27.1 | 0 | 9.1 | 2017-09-21 | 23.4 | 0 | 5.4 | 2016-09-21 | 23.3 | 0 | 5.3 | 0.31 | 3.47
2025-09-21 | 21 | 0 | 3 | 2024-09-21 | 22.2 | 0 | 4.2 | 2023-09-21 | 20 | 0 | 2 | 2022-09-21 | 24.2 | 0 | 6.2 | 2021-09-21 | 21.8 | 0 | 3.8 | 2020-09-21 | 16.1 | 1.9 | 0 | 2019-09-21 | 24.1 | 0 | 6.1 | 2018-09-21 | 29 | 0 | 11 | 2017-09-21 | 24.8 | 0 | 6.8 | 2016-09-21 | 25.2 | 0 | 7.2 | 0.19 | 5.03
2025-09-21 | 21.9 | 0 | 3.9 | 2024-09-21 | 22.6 | 0 | 4.6 | 2023-09-21 | 20.2 | 0 | 2.2 | 2022-09-21 | 26.5 | 0 | 8.5 | 2021-09-21 | 22.6 | 0 | 4.6 | 2020-09-21 | 17.2 | 0.8 | 0 | 2019-09-21 | 25.2 | 0 | 7.2 | 2018-09-21 | 31 | 0 | 13 | 2017-09-21 | 25.3 | 0 | 7.3 | 2016-09-21 | 26.4 | 0 | 8.4 | 0.08 | 5.97
2025-09-21 | 23 | 0 | 5 | 2024-09-21 | 23.6 | 0 | 5.6 | 2023-09-21 | 20.8 | 0 | 2.8 | 2022-09-21 | 24.9 | 0 | 6.9 | 2021-09-21 | 24.4 | 0 | 6.4 | 2020-09-21 | 18.5 | 0 | 0.5 | 2019-09-21 | 25.2 | 0 | 7.2 | 2018-09-21 | 31.7 | 0 | 13.7 | 2017-09-21 | 25.7 | 0 | 7.7 | 2016-09-21 | 26.6 | 0 | 8.6 | 0 | 6.44
2025-09-21 | 24.2 | 0 | 6.2 | 2024-09-21 | 24.4 | 0 | 6.4 | 2023-09-21 | 21.3 | 0 | 3.3 | 2022-09-21 | 22.9 | 0 | 4.9 | 2021-09-21 | 24.3 | 0 | 6.3 | 2020-09-21 | 18.7 | 0 | 0.7 | 2019-09-21 | 25.8 | 0 | 7.8 | 2018-09-21 | 31.9 | 0 | 13.9 | 2017-09-21 | 25.9 | 0 | 7.9 | 2016-09-21 | 25.8 | 0 | 7.8 | 0 | 6.52
2025-09-21 | 23.7 | 0 | 5.7 | 2024-09-21 | 25.3 | 0 | 7.3 | 2023-09-21 | 21.7 | 0 | 3.7 | 2022-09-21 | 25.2 | 0 | 7.2 | 2021-09-21 | 24.4 | 0 | 6.4 | 2020-09-21 | 18.9 | 0 | 0.9 | 2019-09-21 | 26.5 | 0 | 8.5 | 2018-09-21 | 30 | 0 | 12 | 2017-09-21 | 26.5 | 0 | 8.5 | 2016-09-21 | 25.6 | 0 | 7.6 | 0 | 6.78
2025-09-21 | 24.3 | 0 | 6.3 | 2024-09-21 | 25.2 | 0 | 7.2 | 2023-09-21 | 21.6 | 0 | 3.6 | 2022-09-21 | 28.3 | 0 | 10.3 | 2021-09-21 | 23.6 | 0 | 5.6 | 2020-09-21 | 19.1 | 0 | 1.1 | 2019-09-21 | 26.4 | 0 | 8.4 | 2018-09-21 | 29.8 | 0 | 11.8 | 2017-09-21 | 26.9 | 0 | 8.9 | 2016-09-21 | 27.1 | 0 | 9.1 | 0 | 7.23
2025-09-21 | 24.3 | 0 | 6.3 | 2024-09-21 | 23.3 | 0 | 5.3 | 2023-09-21 | 20.8 | 0 | 2.8 | 2022-09-21 | 28.3 | 0 | 10.3 | 2021-09-21 | 23 | 0 | 5 | 2020-09-21 | 18.1 | 0 | 0.1 | 2019-09-21 | 25.7 | 0 | 7.7 | 2018-09-21 | 28.3 | 0 | 10.3 | 2017-09-21 | 26.5 | 0 | 8.5 | 2016-09-21 | 26.9 | 0 | 8.9 | 0 | 6.52
2025-09-21 | 22.4 | 0 | 4.4 | 2024-09-21 | 22.6 | 0 | 4.6 | 2023-09-21 | 20.3 | 0 | 2.3 | 2022-09-21 | 27.1 | 0 | 9.1 | 2021-09-21 | 22.9 | 0 | 4.9 | 2020-09-21 | 17 | 1 | 0 | 2019-09-21 | 23.9 | 0 | 5.9 | 2018-09-21 | 24.2 | 0 | 6.2 | 2017-09-21 | 25.8 | 0 | 7.8 | 2016-09-21 | 26.5 | 0 | 8.5 | 0.1 | 5.37
2025-09-21 | 21.2 | 0 | 3.2 | 2024-09-21 | 19.2 | 0 | 1.2 | 2023-09-21 | 19.3 | 0 | 1.3 | 2022-09-21 | 25.2 | 0 | 7.2 | 2021-09-21 | 21.4 | 0 | 3.4 | 2020-09-21 | 15.4 | 2.6 | 0 | 2019-09-21 | 22.7 | 0 | 4.7 | 2018-09-21 | 24.5 | 0 | 6.5 | 2017-09-21 | 24.7 | 0 | 6.7 | 2016-09-21 | 24 | 0 | 6 | 0.26 | 4.02
2025-09-21 | 20.8 | 0 | 2.8 | 2024-09-21 | 19.1 | 0 | 1.1 | 2023-09-21 | 18.1 | 0 | 0.1 | 2022-09-21 | 24.7 | 0 | 6.7 | 2021-09-21 | 21.2 | 0 | 3.2 | 2020-09-21 | 14.5 | 3.5 | 0 | 2019-09-21 | 22 | 0 | 4 | 2018-09-21 | 24 | 0 | 6 | 2017-09-21 | 23.1 | 0 | 5.1 | 2016-09-21 | 23 | 0 | 5 | 0.35 | 3.4
2025-09-21 | 18.9 | 0 | 0.9 | 2024-09-21 | 18.6 | 0 | 0.6 | 2023-09-21 | 17.9 | 0.1 | 0 | 2022-09-21 | 23.9 | 0 | 5.9 | 2021-09-21 | 21 | 0 | 3 | 2020-09-21 | 13.7 | 4.3 | 0 | 2019-09-21 | 21.6 | 0 | 3.6 | 2018-09-21 | 21.6 | 0 | 3.6 | 2017-09-21 | 22.3 | 0 | 4.3 | 2016-09-21 | 21.7 | 0 | 3.7 | 0.44 | 2.56
2025-09-21 | 18.5 | 0 | 0.5 | 2024-09-21 | 18.8 | 0 | 0.8 | 2023-09-21 | 17.9 | 0.1 | 0 | 2022-09-21 | 23.8 | 0 | 5.8 | 2021-09-21 | 20.2 | 0 | 2.2 | 2020-09-21 | 13.5 | 4.5 | 0 | 2019-09-21 | 21.3 | 0 | 3.3 | 2018-09-21 | 19.7 | 0 | 1.7 | 2017-09-21 | 21.9 | 0 | 3.9 | 2016-09-21 | 21.3 | 0 | 3.3 | 0.46 | 2.15
2025-09-21 | 17.8 | 0.2 | 0 | 2024-09-21 | 18.7 | 0 | 0.7 | 2023-09-21 | 17.7 | 0.3 | 0 | 2022-09-21 | 21 | 0 | 3 | 2021-09-21 | 19.5 | 0 | 1.5 | 2020-09-21 | 13.1 | 4.9 | 0 | 2019-09-21 | 21.1 | 0 | 3.1 | 2018-09-21 | 17.3 | 0.7 | 0 | 2017-09-21 | 21.4 | 0 | 3.4 | 2016-09-21 | 21.2 | 0 | 3.2 | 0.61 | 1.49
2025-09-21 | 17.8 | 0.2 | 0 | 2024-09-21 | 18.7 | 0 | 0.7 | 2023-09-21 | 17.3 | 0.7 | 0 | 2022-09-21 | 19.4 | 0 | 1.4 | 2021-09-21 | 19.3 | 0 | 1.3 | 2020-09-21 | 12.4 | 5.6 | 0 | 2019-09-21 | 20.9 | 0 | 2.9 | 2018-09-21 | 15.4 | 2.6 | 0 | 2017-09-21 | 20.8 | 0 | 2.8 | 2016-09-21 | 20.5 | 0 | 2.5 | 0.91 | 1.16
2025-09-22 | 17.9 | 0.1 | 0 | 2024-09-22 | 17.8 | 0.2 | 0 | 2023-09-22 | 16.5 | 1.5 | 0 | 2022-09-22 | 18.2 | 0 | 0.2 | 2021-09-22 | 19.3 | 0 | 1.3 | 2020-09-22 | 12.4 | 5.6 | 0 | 2019-09-22 | 21.1 | 0 | 3.1 | 2018-09-22 | 14 | 4 | 0 | 2017-09-22 | 20.9 | 0 | 2.9 | 2016-09-22 | 18.7 | 0 | 0.7 | 1.14 | 0.82
2025-09-22 | 17.6 | 0.4 | 0 | 2024-09-22 | 17.6 | 0.4 | 0 | 2023-09-22 | 16.3 | 1.7 | 0 | 2022-09-22 | 17.4 | 0.6 | 0 | 2021-09-22 | 19.1 | 0 | 1.1 | 2020-09-22 | 11.7 | 6.3 | 0 | 2019-09-22 | 21.4 | 0 | 3.4 | 2018-09-22 | 12.6 | 5.4 | 0 | 2017-09-22 | 19.8 | 0 | 1.8 | 2016-09-22 | 17.6 | 0.4 | 0 | 1.52 | 0.63
2025-09-22 | 17.7 | 0.3 | 0 | 2024-09-22 | 16.8 | 1.2 | 0 | 2023-09-22 | 15.9 | 2.1 | 0 | 2022-09-22 | 16.6 | 1.4 | 0 | 2021-09-22 | 19.1 | 0 | 1.1 | 2020-09-22 | 9.4 | 8.6 | 0 | 2019-09-22 | 21.5 | 0 | 3.5 | 2018-09-22 | 12.8 | 5.2 | 0 | 2017-09-22 | 19.4 | 0 | 1.4 | 2016-09-22 | 17.1 | 0.9 | 0 | 1.97 | 0.6
2025-09-22 | 17.7 | 0.3 | 0 | 2024-09-22 | 16.8 | 1.2 | 0 | 2023-09-22 | 15.1 | 2.9 | 0 | 2022-09-22 | 16.1 | 1.9 | 0 | 2021-09-22 | 19.3 | 0 | 1.3 | 2020-09-22 | 8.7 | 9.3 | 0 | 2019-09-22 | 21.8 | 0 | 3.8 | 2018-09-22 | 12.1 | 5.9 | 0 | 2017-09-22 | 18.8 | 0 | 0.8 | 2016-09-22 | 16.3 | 1.7 | 0 | 2.32 | 0.59
2025-09-22 | 17.8 | 0.2 | 0 | 2024-09-22 | 16.6 | 1.4 | 0 | 2023-09-22 | 14.1 | 3.9 | 0 | 2022-09-22 | 15.8 | 2.2 | 0 | 2021-09-22 | 17 | 1 | 0 | 2020-09-22 | 8.7 | 9.3 | 0 | 2019-09-22 | 21.4 | 0 | 3.4 | 2018-09-22 | 11.9 | 6.1 | 0 | 2017-09-22 | 17.4 | 0.6 | 0 | 2016-09-22 | 14.9 | 3.1 | 0 | 2.78 | 0.34
2025-09-22 | 18 | 0 | 0 | 2024-09-22 | 16.1 | 1.9 | 0 | 2023-09-22 | 13.9 | 4.1 | 0 | 2022-09-22 | 14.6 | 3.4 | 0 | 2021-09-22 | 15.8 | 2.2 | 0 | 2020-09-22 | 6.9 | 11.1 | 0 | 2019-09-22 | 21.6 | 0 | 3.6 | 2018-09-22 | 11 | 7 | 0 | 2017-09-22 | 16.9 | 1.1 | 0 | 2016-09-22 | 15.6 | 2.4 | 0 | 3.32 | 0.36
2025-09-22 | 18 | 0 | 0 | 2024-09-22 | 15.1 | 2.9 | 0 | 2023-09-22 | 13.8 | 4.2 | 0 | 2022-09-22 | 13.6 | 4.4 | 0 | 2021-09-22 | 15.6 | 2.4 | 0 | 2020-09-22 | 8.2 | 9.8 | 0 | 2019-09-22 | 22 | 0 | 4 | 2018-09-22 | 10.1 | 7.9 | 0 | 2017-09-22 | 17.8 | 0.2 | 0 | 2016-09-22 | 16 | 2 | 0 | 3.38 | 0.4
2025-09-22 | 18.4 | 0 | 0.4 | 2024-09-22 | 17.5 | 0.5 | 0 | 2023-09-22 | 14.8 | 3.2 | 0 | 2022-09-22 | 13.3 | 4.7 | 0 | 2021-09-22 | 15.6 | 2.4 | 0 | 2020-09-22 | 8.8 | 9.2 | 0 | 2019-09-22 | 21.7 | 0 | 3.7 | 2018-09-22 | 10.3 | 7.7 | 0 | 2017-09-22 | 18.1 | 0 | 0.1 | 2016-09-22 | 16.6 | 1.4 | 0 | 2.91 | 0.42
2025-09-22 | 19.2 | 0 | 1.2 | 2024-09-22 | 18.7 | 0 | 0.7 | 2023-09-22 | 17.2 | 0.8 | 0 | 2022-09-22 | 13.9 | 4.1 | 0 | 2021-09-22 | 15.9 | 2.1 | 0 | 2020-09-22 | 11.4 | 6.6 | 0 | 2019-09-22 | 21.9 | 0 | 3.9 | 2018-09-22 | 10.7 | 7.3 | 0 | 2017-09-22 | 21.2 | 0 | 3.2 | 2016-09-22 | 19.8 | 0 | 1.8 | 2.09 | 1.08
2025-09-22 | 17.9 | 0.1 | 0 | 2024-09-22 | 20 | 0 | 2 | 2023-09-22 | 19.1 | 0 | 1.1 | 2022-09-22 | 14.8 | 3.2 | 0 | 2021-09-22 | 16.1 | 1.9 | 0 | 2020-09-22 | 14 | 4 | 0 | 2019-09-22 | 23.2 | 0 | 5.2 | 2018-09-22 | 11.9 | 6.1 | 0 | 2017-09-22 | 23.7 | 0 | 5.7 | 2016-09-22 | 23.2 | 0 | 5.2 | 1.53 | 1.92
2025-09-22 | 18.4 | 0 | 0.4 | 2024-09-22 | 20.5 | 0 | 2.5 | 2023-09-22 | 20.1 | 0 | 2.1 | 2022-09-22 | 14.7 | 3.3 | 0 | 2021-09-22 | 15.4 | 2.6 | 0 | 2020-09-22 | 18.3 | 0 | 0.3 | 2019-09-22 | 26.4 | 0 | 8.4 | 2018-09-22 | 12.3 | 5.7 | 0 | 2017-09-22 | 25 | 0 | 7 | 2016-09-22 | 24.4 | 0 | 6.4 | 1.16 | 2.71
2025-09-22 | 20.2 | 0 | 2.2 | 2024-09-22 | 21 | 0 | 3 | 2023-09-22 | 20.8 | 0 | 2.8 | 2022-09-22 | 15.1 | 2.9 | 0 | 2021-09-22 | 15.3 | 2.7 | 0 | 2020-09-22 | 18.9 | 0 | 0.9 | 2019-09-22 | 28.3 | 0 | 10.3 | 2018-09-22 | 13.1 | 4.9 | 0 | 2017-09-22 | 25.8 | 0 | 7.8 | 2016-09-22 | 25.9 | 0 | 7.9 | 1.05 | 3.49
2025-09-22 | 22 | 0 | 4 | 2024-09-22 | 21.9 | 0 | 3.9 | 2023-09-22 | 21.6 | 0 | 3.6 | 2022-09-22 | 14.7 | 3.3 | 0 | 2021-09-22 | 15.4 | 2.6 | 0 | 2020-09-22 | 19.1 | 0 | 1.1 | 2019-09-22 | 30 | 0 | 12 | 2018-09-22 | 14.2 | 3.8 | 0 | 2017-09-22 | 27 | 0 | 9 | 2016-09-22 | 26.8 | 0 | 8.8 | 0.97 | 4.24
2025-09-22 | 23.5 | 0 | 5.5 | 2024-09-22 | 22.9 | 0 | 4.9 | 2023-09-22 | 21.2 | 0 | 3.2 | 2022-09-22 | 15.1 | 2.9 | 0 | 2021-09-22 | 15.4 | 2.6 | 0 | 2020-09-22 | 19.9 | 0 | 1.9 | 2019-09-22 | 30.7 | 0 | 12.7 | 2018-09-22 | 15.7 | 2.3 | 0 | 2017-09-22 | 26.5 | 0 | 8.5 | 2016-09-22 | 27.4 | 0 | 9.4 | 0.78 | 4.61
2025-09-22 | 23 | 0 | 5 | 2024-09-22 | 23.3 | 0 | 5.3 | 2023-09-22 | 22 | 0 | 4 | 2022-09-22 | 14.1 | 3.9 | 0 | 2021-09-22 | 14.9 | 3.1 | 0 | 2020-09-22 | 19.9 | 0 | 1.9 | 2019-09-22 | 30.5 | 0 | 12.5 | 2018-09-22 | 15.6 | 2.4 | 0 | 2017-09-22 | 26.5 | 0 | 8.5 | 2016-09-22 | 29.4 | 0 | 11.4 | 0.94 | 4.86
2025-09-22 | 22.9 | 0 | 4.9 | 2024-09-22 | 22.6 | 0 | 4.6 | 2023-09-22 | 21.5 | 0 | 3.5 | 2022-09-22 | 14.5 | 3.5 | 0 | 2021-09-22 | 14.1 | 3.9 | 0 | 2020-09-22 | 20.9 | 0 | 2.9 | 2019-09-22 | 30.4 | 0 | 12.4 | 2018-09-22 | 15.5 | 2.5 | 0 | 2017-09-22 | 25.8 | 0 | 7.8 | 2016-09-22 | 28.3 | 0 | 10.3 | 0.99 | 4.64
2025-09-22 | 23.5 | 0 | 5.5 | 2024-09-22 | 22.3 | 0 | 4.3 | 2023-09-22 | 20.8 | 0 | 2.8 | 2022-09-22 | 13.6 | 4.4 | 0 | 2021-09-22 | 14.2 | 3.8 | 0 | 2020-09-22 | 20.1 | 0 | 2.1 | 2019-09-22 | 29.7 | 0 | 11.7 | 2018-09-22 | 15.2 | 2.8 | 0 | 2017-09-22 | 26 | 0 | 8 | 2016-09-22 | 26 | 0 | 8 | 1.1 | 4.24
2025-09-22 | 22.4 | 0 | 4.4 | 2024-09-22 | 21.7 | 0 | 3.7 | 2023-09-22 | 19.7 | 0 | 1.7 | 2022-09-22 | 12.3 | 5.7 | 0 | 2021-09-22 | 14.2 | 3.8 | 0 | 2020-09-22 | 20.2 | 0 | 2.2 | 2019-09-22 | 28.3 | 0 | 10.3 | 2018-09-22 | 14.1 | 3.9 | 0 | 2017-09-22 | 24.6 | 0 | 6.6 | 2016-09-22 | 25.5 | 0 | 7.5 | 1.34 | 3.64
2025-09-22 | 21.3 | 0 | 3.3 | 2024-09-22 | 21.1 | 0 | 3.1 | 2023-09-22 | 18.4 | 0 | 0.4 | 2022-09-22 | 12.1 | 5.9 | 0 | 2021-09-22 | 14.2 | 3.8 | 0 | 2020-09-22 | 18.9 | 0 | 0.9 | 2019-09-22 | 27.4 | 0 | 9.4 | 2018-09-22 | 13.7 | 4.3 | 0 | 2017-09-22 | 23.3 | 0 | 5.3 | 2016-09-22 | 25.5 | 0 | 7.5 | 1.4 | 2.99
2025-09-22 | 20.4 | 0 | 2.4 | 2024-09-22 | 20.6 | 0 | 2.6 | 2023-09-22 | 17.4 | 0.6 | 0 | 2022-09-22 | 11.9 | 6.1 | 0 | 2021-09-22 | 13.4 | 4.6 | 0 | 2020-09-22 | 18.2 | 0 | 0.2 | 2019-09-22 | 26.5 | 0 | 8.5 | 2018-09-22 | 12.9 | 5.1 | 0 | 2017-09-22 | 22.6 | 0 | 4.6 | 2016-09-22 | 25 | 0 | 7 | 1.64 | 2.53
2025-09-22 | 20.4 | 0 | 2.4 | 2024-09-22 | 20.4 | 0 | 2.4 | 2023-09-22 | 17 | 1 | 0 | 2022-09-22 | 11.3 | 6.7 | 0 | 2021-09-22 | 13.2 | 4.8 | 0 | 2020-09-22 | 17.9 | 0.1 | 0 | 2019-09-22 | 25.6 | 0 | 7.6 | 2018-09-22 | 13.1 | 4.9 | 0 | 2017-09-22 | 22.1 | 0 | 4.1 | 2016-09-22 | 25.3 | 0 | 7.3 | 1.75 | 2.38
2025-09-22 | 21.1 | 0 | 3.1 | 2024-09-22 | 20.3 | 0 | 2.3 | 2023-09-22 | 16.6 | 1.4 | 0 | 2022-09-22 | 11 | 7 | 0 | 2021-09-22 | 12.6 | 5.4 | 0 | 2020-09-22 | 14.8 | 3.2 | 0 | 2019-09-22 | 25.5 | 0 | 7.5 | 2018-09-22 | 13 | 5 | 0 | 2017-09-22 | 21.8 | 0 | 3.8 | 2016-09-22 | 24.8 | 0 | 6.8 | 2.2 | 2.35
2025-09-22 | 21 | 0 | 3 | 2024-09-22 | 20.3 | 0 | 2.3 | 2023-09-22 | 16.4 | 1.6 | 0 | 2022-09-22 | 9.9 | 8.1 | 0 | 2021-09-22 | 12.3 | 5.7 | 0 | 2020-09-22 | 14.3 | 3.7 | 0 | 2019-09-22 | 25.9 | 0 | 7.9 | 2018-09-22 | 11.4 | 6.6 | 0 | 2017-09-22 | 22.2 | 0 | 4.2 | 2016-09-22 | 24.1 | 0 | 6.1 | 2.57 | 2.35
2025-09-22 | 20.8 | 0 | 2.8 | 2024-09-22 | 20.1 | 0 | 2.1 | 2023-09-22 | 16.3 | 1.7 | 0 | 2022-09-22 | 9.6 | 8.4 | 0 | 2021-09-22 | 12.3 | 5.7 | 0 | 2020-09-22 | 14.1 | 3.9 | 0 | 2019-09-22 | 25.2 | 0 | 7.2 | 2018-09-22 | 10.5 | 7.5 | 0 | 2017-09-22 | 20.6 | 0 | 2.6 | 2016-09-22 | 24.3 | 0 | 6.3 | 2.72 | 2.1
2025-09-23 | 20.4 | 0 | 2.4 | 2024-09-23 | 20 | 0 | 2 | 2023-09-23 | 15.9 | 2.1 | 0 | 2022-09-23 | 8.3 | 9.7 | 0 | 2021-09-23 | 12.2 | 5.8 | 0 | 2020-09-23 | 16 | 2 | 0 | 2019-09-23 | 24.2 | 0 | 6.2 | 2018-09-23 | 11.4 | 6.6 | 0 | 2017-09-23 | 20.1 | 0 | 2.1 | 2016-09-23 | 23.4 | 0 | 5.4 | 2.62 | 1.81
2025-09-23 | 20 | 0 | 2 | 2024-09-23 | 19.9 | 0 | 1.9 | 2023-09-23 | 15.6 | 2.4 | 0 | 2022-09-23 | 7.7 | 10.3 | 0 | 2021-09-23 | 12.2 | 5.8 | 0 | 2020-09-23 | 15.4 | 2.6 | 0 | 2019-09-23 | 24.3 | 0 | 6.3 | 2018-09-23 | 10.4 | 7.6 | 0 | 2017-09-23 | 19.6 | 0 | 1.6 | 2016-09-23 | 21.8 | 0 | 3.8 | 2.87 | 1.56
2025-09-23 | 19.6 | 0 | 1.6 | 2024-09-23 | 19.7 | 0 | 1.7 | 2023-09-23 | 14.3 | 3.7 | 0 | 2022-09-23 | 6.7 | 11.3 | 0 | 2021-09-23 | 12.1 | 5.9 | 0 | 2020-09-23 | 16.2 | 1.8 | 0 | 2019-09-23 | 23.6 | 0 | 5.6 | 2018-09-23 | 9.6 | 8.4 | 0 | 2017-09-23 | 20.1 | 0 | 2.1 | 2016-09-23 | 21.1 | 0 | 3.1 | 3.11 | 1.41
2025-09-23 | 19.3 | 0 | 1.3 | 2024-09-23 | 18.9 | 0 | 0.9 | 2023-09-23 | 13.8 | 4.2 | 0 | 2022-09-23 | 6.4 | 11.6 | 0 | 2021-09-23 | 12.2 | 5.8 | 0 | 2020-09-23 | 14.7 | 3.3 | 0 | 2019-09-23 | 23 | 0 | 5 | 2018-09-23 | 8.3 | 9.7 | 0 | 2017-09-23 | 18.8 | 0 | 0.8 | 2016-09-23 | 20.7 | 0 | 2.7 | 3.46 | 1.07
2025-09-23 | 19 | 0 | 1 | 2024-09-23 | 18.6 | 0 | 0.6 | 2023-09-23 | 13.2 | 4.8 | 0 | 2022-09-23 | 6 | 12 | 0 | 2021-09-23 | 12.6 | 5.4 | 0 | 2020-09-23 | 15.1 | 2.9 | 0 | 2019-09-23 | 22.3 | 0 | 4.3 | 2018-09-23 | 8.1 | 9.9 | 0 | 2017-09-23 | 17.8 | 0.2 | 0 | 2016-09-23 | 20.6 | 0 | 2.6 | 3.52 | 0.85
2025-09-23 | 19 | 0 | 1 | 2024-09-23 | 17.4 | 0.6 | 0 | 2023-09-23 | 12.8 | 5.2 | 0 | 2022-09-23 | 5.2 | 12.8 | 0 | 2021-09-23 | 12.7 | 5.3 | 0 | 2020-09-23 | 12.9 | 5.1 | 0 | 2019-09-23 | 21.9 | 0 | 3.9 | 2018-09-23 | 7.9 | 10.1 | 0 | 2017-09-23 | 18.5 | 0 | 0.5 | 2016-09-23 | 20.3 | 0 | 2.3 | 3.91 | 0.77
2025-09-23 | 18.4 | 0 | 0.4 | 2024-09-23 | 16.9 | 1.1 | 0 | 2023-09-23 | 12.8 | 5.2 | 0 | 2022-09-23 | 5.7 | 12.3 | 0 | 2021-09-23 | 13 | 5 | 0 | 2020-09-23 | 12.4 | 5.6 | 0 | 2019-09-23 | 21.9 | 0 | 3.9 | 2018-09-23 | 7.3 | 10.7 | 0 | 2017-09-23 | 17.9 | 0.1 | 0 | 2016-09-23 | 20.7 | 0 | 2.7 | 4 | 0.7
2025-09-23 | 19 | 0 | 1 | 2024-09-23 | 17.6 | 0.4 | 0 | 2023-09-23 | 12.1 | 5.9 | 0 | 2022-09-23 | 6.3 | 11.7 | 0 | 2021-09-23 | 13.9 | 4.1 | 0 | 2020-09-23 | 13.5 | 4.5 | 0 | 2019-09-23 | 22.4 | 0 | 4.4 | 2018-09-23 | 8.2 | 9.8 | 0 | 2017-09-23 | 19.4 | 0 | 1.4 | 2016-09-23 | 20.6 | 0 | 2.6 | 3.64 | 0.94
2025-09-23 | 19.5 | 0 | 1.5 | 2024-09-23 | 17.7 | 0.3 | 0 | 2023-09-23 | 14.1 | 3.9 | 0 | 2022-09-23 | 8.2 | 9.8 | 0 | 2021-09-23 | 14.6 | 3.4 | 0 | 2020-09-23 | 16.8 | 1.2 | 0 | 2019-09-23 | 23.1 | 0 | 5.1 | 2018-09-23 | 11.3 | 6.7 | 0 | 2017-09-23 | 23.6 | 0 | 5.6 | 2016-09-23 | 20 | 0 | 2 | 2.53 | 1.42
2025-09-23 | 20.9 | 0 | 2.9 | 2024-09-23 | 18.6 | 0 | 0.6 | 2023-09-23 | 17.8 | 0.2 | 0 | 2022-09-23 | 10.1 | 7.9 | 0 | 2021-09-23 | 16.9 | 1.1 | 0 | 2020-09-23 | 19.1 | 0 | 1.1 | 2019-09-23 | 23.8 | 0 | 5.8 | 2018-09-23 | 13.5 | 4.5 | 0 | 2017-09-23 | 25.8 | 0 | 7.8 | 2016-09-23 | 16.8 | 1.2 | 0 | 1.49 | 1.82
2025-09-23 | 22.1 | 0 | 4.1 | 2024-09-23 | 19.3 | 0 | 1.3 | 2023-09-23 | 20 | 0 | 2 | 2022-09-23 | 11.2 | 6.8 | 0 | 2021-09-23 | 18.6 | 0 | 0.6 | 2020-09-23 | 21.3 | 0 | 3.3 | 2019-09-23 | 24.2 | 0 | 6.2 | 2018-09-23 | 15.6 | 2.4 | 0 | 2017-09-23 | 28 | 0 | 10 | 2016-09-23 | 15.7 | 2.3 | 0 | 1.15 | 2.75
2025-09-23 | 23.7 | 0 | 5.7 | 2024-09-23 | 20.2 | 0 | 2.2 | 2023-09-23 | 19.8 | 0 | 1.8 | 2022-09-23 | 12.3 | 5.7 | 0 | 2021-09-23 | 18.2 | 0 | 0.2 | 2020-09-23 | 23.5 | 0 | 5.5 | 2019-09-23 | 23.1 | 0 | 5.1 | 2018-09-23 | 16.6 | 1.4 | 0 | 2017-09-23 | 30.8 | 0 | 12.8 | 2016-09-23 | 15.2 | 2.8 | 0 | 0.99 | 3.33
2025-09-23 | 24.9 | 0 | 6.9 | 2024-09-23 | 19.7 | 0 | 1.7 | 2023-09-23 | 20.7 | 0 | 2.7 | 2022-09-23 | 13.9 | 4.1 | 0 | 2021-09-23 | 18.7 | 0 | 0.7 | 2020-09-23 | 25.7 | 0 | 7.7 | 2019-09-23 | 22.7 | 0 | 4.7 | 2018-09-23 | 18.1 | 0 | 0.1 | 2017-09-23 | 31.4 | 0 | 13.4 | 2016-09-23 | 13.6 | 4.4 | 0 | 0.85 | 3.79
2025-09-23 | 25 | 0 | 7 | 2024-09-23 | 19.9 | 0 | 1.9 | 2023-09-23 | 22.1 | 0 | 4.1 | 2022-09-23 | 15.2 | 2.8 | 0 | 2021-09-23 | 17.6 | 0.4 | 0 | 2020-09-23 | 26.2 | 0 | 8.2 | 2019-09-23 | 22.7 | 0 | 4.7 | 2018-09-23 | 18.5 | 0 | 0.5 | 2017-09-23 | 31.2 | 0 | 13.2 | 2016-09-23 | 13.9 | 4.1 | 0 | 0.73 | 3.96
2025-09-23 | 24.3 | 0 | 6.3 | 2024-09-23 | 20.5 | 0 | 2.5 | 2023-09-23 | 21.4 | 0 | 3.4 | 2022-09-23 | 15.7 | 2.3 | 0 | 2021-09-23 | 17.2 | 0.8 | 0 | 2020-09-23 | 27 | 0 | 9 | 2019-09-23 | 24.3 | 0 | 6.3 | 2018-09-23 | 18.7 | 0 | 0.7 | 2017-09-23 | 32.5 | 0 | 14.5 | 2016-09-23 | 15.1 | 2.9 | 0 | 0.6 | 4.27
2025-09-23 | 23.6 | 0 | 5.6 | 2024-09-23 | 21 | 0 | 3 | 2023-09-23 | 21.1 | 0 | 3.1 | 2022-09-23 | 16 | 2 | 0 | 2021-09-23 | 16.2 | 1.8 | 0 | 2020-09-23 | 26.7 | 0 | 8.7 | 2019-09-23 | 24 | 0 | 6 | 2018-09-23 | 18.1 | 0 | 0.1 | 2017-09-23 | 32.5 | 0 | 14.5 | 2016-09-23 | 16 | 2 | 0 | 0.58 | 4.1
2025-09-23 | 23.9 | 0 | 5.9 | 2024-09-23 | 20.9 | 0 | 2.9 | 2023-09-23 | 20.4 | 0 | 2.4 | 2022-09-23 | 15.8 | 2.2 | 0 | 2021-09-23 | 15.8 | 2.2 | 0 | 2020-09-23 | 26.4 | 0 | 8.4 | 2019-09-23 | 20.7 | 0 | 2.7 | 2018-09-23 | 17.1 | 0.9 | 0 | 2017-09-23 | 31.4 | 0 | 13.4 | 2016-09-23 | 16.4 | 1.6 | 0 | 0.69 | 3.57
2025-09-23 | 23.1 | 0 | 5.1 | 2024-09-23 | 20 | 0 | 2 | 2023-09-23 | 20.3 | 0 | 2.3 | 2022-09-23 | 15.2 | 2.8 | 0 | 2021-09-23 | 15 | 3 | 0 | 2020-09-23 | 25.5 | 0 | 7.5 | 2019-09-23 | 21.6 | 0 | 3.6 | 2018-09-23 | 17.1 | 0.9 | 0 | 2017-09-23 | 30.2 | 0 | 12.2 | 2016-09-23 | 16.8 | 1.2 | 0 | 0.79 | 3.27
2025-09-23 | 22.4 | 0 | 4.4 | 2024-09-23 | 19.3 | 0 | 1.3 | 2023-09-23 | 19 | 0 | 1 | 2022-09-23 | 13.6 | 4.4 | 0 | 2021-09-23 | 14.7 | 3.3 | 0 | 2020-09-23 | 23.8 | 0 | 5.8 | 2019-09-23 | 20.1 | 0 | 2.1 | 2018-09-23 | 16.6 | 1.4 | 0 | 2017-09-23 | 29.6 | 0 | 11.6 | 2016-09-23 | 16.7 | 1.3 | 0 | 1.04 | 2.62
2025-09-23 | 19.1 | 0 | 1.1 | 2024-09-23 | 19 | 0 | 1 | 2023-09-23 | 18 | 0 | 0 | 2022-09-23 | 12.7 | 5.3 | 0 | 2021-09-23 | 14.2 | 3.8 | 0 | 2020-09-23 | 22.6 | 0 | 4.6 | 2019-09-23 | 18.4 | 0 | 0.4 | 2018-09-23 | 15.5 | 2.5 | 0 | 2017-09-23 | 28.4 | 0 | 10.4 | 2016-09-23 | 16.5 | 1.5 | 0 | 1.31 | 1.75
2025-09-23 | 18.8 | 0 | 0.8 | 2024-09-23 | 18.5 | 0 | 0.5 | 2023-09-23 | 17.1 | 0.9 | 0 | 2022-09-23 | 12.2 | 5.8 | 0 | 2021-09-23 | 13.3 | 4.7 | 0 | 2020-09-23 | 21.2 | 0 | 3.2 | 2019-09-23 | 17.1 | 0.9 | 0 | 2018-09-23 | 15.2 | 2.8 | 0 | 2017-09-23 | 27.7 | 0 | 9.7 | 2016-09-23 | 15.1 | 2.9 | 0 | 1.8 | 1.42
2025-09-23 | 18.7 | 0 | 0.7 | 2024-09-23 | 17.9 | 0.1 | 0 | 2023-09-23 | 16.4 | 1.6 | 0 | 2022-09-23 | 11.6 | 6.4 | 0 | 2021-09-23 | 13 | 5 | 0 | 2020-09-23 | 17.9 | 0.1 | 0 | 2019-09-23 | 16.1 | 1.9 | 0 | 2018-09-23 | 14 | 4 | 0 | 2017-09-23 | 26.2 | 0 | 8.2 | 2016-09-23 | 14.2 | 3.8 | 0 | 2.29 | 0.89
2025-09-23 | 19 | 0 | 1 | 2024-09-23 | 17.4 | 0.6 | 0 | 2023-09-23 | 15.6 | 2.4 | 0 | 2022-09-23 | 9.8 | 8.2 | 0 | 2021-09-23 | 12.9 | 5.1 | 0 | 2020-09-23 | 16.6 | 1.4 | 0 | 2019-09-23 | 16 | 2 | 0 | 2018-09-23 | 14.4 | 3.6 | 0 | 2017-09-23 | 25.3 | 0 | 7.3 | 2016-09-23 | 13.7 | 4.3 | 0 | 2.76 | 0.83
2025-09-23 | 18.9 | 0 | 0.9 | 2024-09-23 | 17.2 | 0.8 | 0 | 2023-09-23 | 15.2 | 2.8 | 0 | 2022-09-23 | 10.4 | 7.6 | 0 | 2021-09-23 | 13.1 | 4.9 | 0 | 2020-09-23 | 16.5 | 1.5 | 0 | 2019-09-23 | 15.6 | 2.4 | 0 | 2018-09-23 | 13.3 | 4.7 | 0 | 2017-09-23 | 24.9 | 0 | 6.9 | 2016-09-23 | 12.6 | 5.4 | 0 | 3.01 | 0.78
2025-09-24 | 18.8 | 0 | 0.8 | 2024-09-24 | 16.9 | 1.1 | 0 | 2023-09-24 | 14.5 | 3.5 | 0 | 2022-09-24 | 8.3 | 9.7 | 0 | 2021-09-24 | 12.7 | 5.3 | 0 | 2020-09-24 | 16 | 2 | 0 | 2019-09-24 | 15.1 | 2.9 | 0 | 2018-09-24 | 13.2 | 4.8 | 0 | 2017-09-24 | 23.1 | 0 | 5.1 | 2016-09-24 | 11.7 | 6.3 | 0 | 3.56 | 0.59
2025-09-24 | 18.8 | 0 | 0.8 | 2024-09-24 | 17.1 | 0.9 | 0 | 2023-09-24 | 14.4 | 3.6 | 0 | 2022-09-24 | 7.4 | 10.6 | 0 | 2021-09-24 | 12.8 | 5.2 | 0 | 2020-09-24 | 15.5 | 2.5 | 0 | 2019-09-24 | 15.6 | 2.4 | 0 | 2018-09-24 | 13 | 5 | 0 | 2017-09-24 | 22.9 | 0 | 4.9 | 2016-09-24 | 11.1 | 6.9 | 0 | 3.71 | 0.57
2025-09-24 | 18.4 | 0 | 0.4 | 2024-09-24 | 17.1 | 0.9 | 0 | 2023-09-24 | 13.6 | 4.4 | 0 | 2022-09-24 | 8.1 | 9.9 | 0 | 2021-09-24 | 12.3 | 5.7 | 0 | 2020-09-24 | 14.8 | 3.2 | 0 | 2019-09-24 | 15.5 | 2.5 | 0 | 2018-09-24 | 12.6 | 5.4 | 0 | 2017-09-24 | 22.6 | 0 | 4.6 | 2016-09-24 | 10 | 8 | 0 | 4 | 0.5
2025-09-24 | 18.3 | 0 | 0.3 | 2024-09-24 | 17.3 | 0.7 | 0 | 2023-09-24 | 12.8 | 5.2 | 0 | 2022-09-24 | 7.1 | 10.9 | 0 | 2021-09-24 | 11.4 | 6.6 | 0 | 2020-09-24 | 15 | 3 | 0 | 2019-09-24 | 15.2 | 2.8 | 0 | 2018-09-24 | 12.2 | 5.8 | 0 | 2017-09-24 | 21.9 | 0 | 3.9 | 2016-09-24 | 9.8 | 8.2 | 0 | 4.32 | 0.42
2025-09-24 | 18.6 | 0 | 0.6 | 2024-09-24 | 17.2 | 0.8 | 0 | 2023-09-24 | 12.1 | 5.9 | 0 | 2022-09-24 | 6.3 | 11.7 | 0 | 2021-09-24 | 10.8 | 7.2 | 0 | 2020-09-24 | 14.1 | 3.9 | 0 | 2019-09-24 | 14.7 | 3.3 | 0 | 2018-09-24 | 10.9 | 7.1 | 0 | 2017-09-24 | 21 | 0 | 3 | 2016-09-24 | 9.2 | 8.8 | 0 | 4.87 | 0.36
2025-09-24 | 18.5 | 0 | 0.5 | 2024-09-24 | 17.2 | 0.8 | 0 | 2023-09-24 | 12.1 | 5.9 | 0 | 2022-09-24 | 7.4 | 10.6 | 0 | 2021-09-24 | 11.3 | 6.7 | 0 | 2020-09-24 | 12.8 | 5.2 | 0 | 2019-09-24 | 13.8 | 4.2 | 0 | 2018-09-24 | 10.6 | 7.4 | 0 | 2017-09-24 | 19.7 | 0 | 1.7 | 2016-09-24 | 8.6 | 9.4 | 0 | 5.02 | 0.22
2025-09-24 | 18.5 | 0 | 0.5 | 2024-09-24 | 17.3 | 0.7 | 0 | 2023-09-24 | 12.8 | 5.2 | 0 | 2022-09-24 | 6.4 | 11.6 | 0 | 2021-09-24 | 11.7 | 6.3 | 0 | 2020-09-24 | 13.6 | 4.4 | 0 | 2019-09-24 | 13.4 | 4.6 | 0 | 2018-09-24 | 10.3 | 7.7 | 0 | 2017-09-24 | 21.5 | 0 | 3.5 | 2016-09-24 | 8.5 | 9.5 | 0 | 5 | 0.4
2025-09-24 | 18.7 | 0 | 0.7 | 2024-09-24 | 17.4 | 0.6 | 0 | 2023-09-24 | 12.5 | 5.5 | 0 | 2022-09-24 | 9.1 | 8.9 | 0 | 2021-09-24 | 11.9 | 6.1 | 0 | 2020-09-24 | 12.8 | 5.2 | 0 | 2019-09-24 | 14.2 | 3.8 | 0 | 2018-09-24 | 10.3 | 7.7 | 0 | 2017-09-24 | 21.3 | 0 | 3.3 | 2016-09-24 | 9.1 | 8.9 | 0 | 4.67 | 0.4
2025-09-24 | 19.5 | 0 | 1.5 | 2024-09-24 | 17.6 | 0.4 | 0 | 2023-09-24 | 14.6 | 3.4 | 0 | 2022-09-24 | 11.3 | 6.7 | 0 | 2021-09-24 | 12.2 | 5.8 | 0 | 2020-09-24 | 16.8 | 1.2 | 0 | 2019-09-24 | 16.1 | 1.9 | 0 | 2018-09-24 | 10.7 | 7.3 | 0 | 2017-09-24 | 24.7 | 0 | 6.7 | 2016-09-24 | 11.2 | 6.8 | 0 | 3.35 | 0.82
2025-09-24 | 19.8 | 0 | 1.8 | 2024-09-24 | 17.8 | 0.2 | 0 | 2023-09-24 | 18.1 | 0 | 0.1 | 2022-09-24 | 13.1 | 4.9 | 0 | 2021-09-24 | 13.2 | 4.8 | 0 | 2020-09-24 | 19.1 | 0 | 1.1 | 2019-09-24 | 17.9 | 0.1 | 0 | 2018-09-24 | 11.1 | 6.9 | 0 | 2017-09-24 | 27 | 0 | 9 | 2016-09-24 | 13 | 5 | 0 | 2.19 | 1.2
2025-09-24 | 20.3 | 0 | 2.3 | 2024-09-24 | 17.8 | 0.2 | 0 | 2023-09-24 | 20.4 | 0 | 2.4 | 2022-09-24 | 14.5 | 3.5 | 0 | 2021-09-24 | 14 | 4 | 0 | 2020-09-24 | 20.7 | 0 | 2.7 | 2019-09-24 | 18.5 | 0 | 0.5 | 2018-09-24 | 12.6 | 5.4 | 0 | 2017-09-24 | 29.4 | 0 | 11.4 | 2016-09-24 | 15.1 | 2.9 | 0 | 1.6 | 1.93
2025-09-24 | 20.3 | 0 | 2.3 | 2024-09-24 | 17.9 | 0.1 | 0 | 2023-09-24 | 22.2 | 0 | 4.2 | 2022-09-24 | 16.1 | 1.9 | 0 | 2021-09-24 | 14.7 | 3.3 | 0 | 2020-09-24 | 23 | 0 | 5 | 2019-09-24 | 20.2 | 0 | 2.2 | 2018-09-24 | 15.2 | 2.8 | 0 | 2017-09-24 | 30.9 | 0 | 12.9 | 2016-09-24 | 15.9 | 2.1 | 0 | 1.02 | 2.66
2025-09-24 | 20.6 | 0 | 2.6 | 2024-09-24 | 18.1 | 0 | 0.1 | 2023-09-24 | 22 | 0 | 4 | 2022-09-24 | 17.7 | 0.3 | 0 | 2021-09-24 | 15 | 3 | 0 | 2020-09-24 | 23.5 | 0 | 5.5 | 2019-09-24 | 21.1 | 0 | 3.1 | 2018-09-24 | 16.6 | 1.4 | 0 | 2017-09-24 | 32.1 | 0 | 14.1 | 2016-09-24 | 17.2 | 0.8 | 0 | 0.55 | 2.94
2025-09-24 | 21 | 0 | 3 | 2024-09-24 | 18.1 | 0 | 0.1 | 2023-09-24 | 22.3 | 0 | 4.3 | 2022-09-24 | 16.7 | 1.3 | 0 | 2021-09-24 | 15.2 | 2.8 | 0 | 2020-09-24 | 23.8 | 0 | 5.8 | 2019-09-24 | 21 | 0 | 3 | 2018-09-24 | 17.5 | 0.5 | 0 | 2017-09-24 | 32.4 | 0 | 14.4 | 2016-09-24 | 17.3 | 0.7 | 0 | 0.53 | 3.06
2025-09-24 | 21.1 | 0 | 3.1 | 2024-09-24 | 18.5 | 0 | 0.5 | 2023-09-24 | 21.4 | 0 | 3.4 | 2022-09-24 | 17 | 1 | 0 | 2021-09-24 | 15.6 | 2.4 | 0 | 2020-09-24 | 22.4 | 0 | 4.4 | 2019-09-24 | 21.2 | 0 | 3.2 | 2018-09-24 | 17.6 | 0.4 | 0 | 2017-09-24 | 33.3 | 0 | 15.3 | 2016-09-24 | 18.2 | 0 | 0.2 | 0.38 | 3.01
2025-09-24 | 21.1 | 0 | 3.1 | 2024-09-24 | 18.6 | 0 | 0.6 | 2023-09-24 | 21.4 | 0 | 3.4 | 2022-09-24 | 16.1 | 1.9 | 0 | 2021-09-24 | 15.8 | 2.2 | 0 | 2020-09-24 | 21.1 | 0 | 3.1 | 2019-09-24 | 20.4 | 0 | 2.4 | 2018-09-24 | 18.1 | 0 | 0.1 | 2017-09-24 | 33.1 | 0 | 15.1 | 2016-09-24 | 18.7 | 0 | 0.7 | 0.41 | 2.85
2025-09-24 | 20.6 | 0 | 2.6 | 2024-09-24 | 18.6 | 0 | 0.6 | 2023-09-24 | 20.5 | 0 | 2.5 | 2022-09-24 | 15.6 | 2.4 | 0 | 2021-09-24 | 15.9 | 2.1 | 0 | 2020-09-24 | 22.5 | 0 | 4.5 | 2019-09-24 | 20.9 | 0 | 2.9 | 2018-09-24 | 17.3 | 0.7 | 0 | 2017-09-24 | 32.3 | 0 | 14.3 | 2016-09-24 | 18.8 | 0 | 0.8 | 0.52 | 2.82
2025-09-24 | 20.7 | 0 | 2.7 | 2024-09-24 | 18.6 | 0 | 0.6 | 2023-09-24 | 19.8 | 0 | 1.8 | 2022-09-24 | 16.1 | 1.9 | 0 | 2021-09-24 | 16.2 | 1.8 | 0 | 2020-09-24 | 20.6 | 0 | 2.6 | 2019-09-24 | 20.5 | 0 | 2.5 | 2018-09-24 | 17 | 1 | 0 | 2017-09-24 | 31.3 | 0 | 13.3 | 2016-09-24 | 18 | 0 | 0 | 0.47 | 2.35
2025-09-24 | 20.4 | 0 | 2.4 | 2024-09-24 | 18.3 | 0 | 0.3 | 2023-09-24 | 18.9 | 0 | 0.9 | 2022-09-24 | 16 | 2 | 0 | 2021-09-24 | 14.9 | 3.1 | 0 | 2020-09-24 | 19.2 | 0 | 1.2 | 2019-09-24 | 19.5 | 0 | 1.5 | 2018-09-24 | 17.3 | 0.7 | 0 | 2017-09-24 | 30 | 0 | 12 | 2016-09-24 | 16 | 2 | 0 | 0.78 | 1.83
2025-09-24 | 19.6 | 0 | 1.6 | 2024-09-24 | 18.2 | 0 | 0.2 | 2023-09-24 | 18.5 | 0 | 0.5 | 2022-09-24 | 15.2 | 2.8 | 0 | 2021-09-24 | 16.1 | 1.9 | 0 | 2020-09-24 | 18.8 | 0 | 0.8 | 2019-09-24 | 18.4 | 0 | 0.4 | 2018-09-24 | 18.3 | 0 | 0.3 | 2017-09-24 | 28.8 | 0 | 10.8 | 2016-09-24 | 14.6 | 3.4 | 0 | 0.81 | 1.46
2025-09-24 | 19.6 | 0 | 1.6 | 2024-09-24 | 17.4 | 0.6 | 0 | 2023-09-24 | 18.5 | 0 | 0.5 | 2022-09-24 | 15.2 | 2.8 | 0 | 2021-09-24 | 15.4 | 2.6 | 0 | 2020-09-24 | 17.4 | 0.6 | 0 | 2019-09-24 | 17.8 | 0.2 | 0 | 2018-09-24 | 19.4 | 0 | 1.4 | 2017-09-24 | 27.6 | 0 | 9.6 | 2016-09-24 | 14.1 | 3.9 | 0 | 1.07 | 1.31
2025-09-24 | 19.8 | 0 | 1.8 | 2024-09-24 | 17.2 | 0.8 | 0 | 2023-09-24 | 18.5 | 0 | 0.5 | 2022-09-24 | 15 | 3 | 0 | 2021-09-24 | 14.8 | 3.2 | 0 | 2020-09-24 | 17.8 | 0.2 | 0 | 2019-09-24 | 16.9 | 1.1 | 0 | 2018-09-24 | 18.9 | 0 | 0.9 | 2017-09-24 | 26.8 | 0 | 8.8 | 2016-09-24 | 13.6 | 4.4 | 0 | 1.27 | 1.2
2025-09-24 | 19.8 | 0 | 1.8 | 2024-09-24 | 16.9 | 1.1 | 0 | 2023-09-24 | 18.8 | 0 | 0.8 | 2022-09-24 | 15.1 | 2.9 | 0 | 2021-09-24 | 13.9 | 4.1 | 0 | 2020-09-24 | 18.1 | 0 | 0.1 | 2019-09-24 | 16.1 | 1.9 | 0 | 2018-09-24 | 18.6 | 0 | 0.6 | 2017-09-24 | 26.2 | 0 | 8.2 | 2016-09-24 | 12.2 | 5.8 | 0 | 1.58 | 1.15
2025-09-24 | 18.8 | 0 | 0.8 | 2024-09-24 | 17.1 | 0.9 | 0 | 2023-09-24 | 18.7 | 0 | 0.7 | 2022-09-24 | 14.8 | 3.2 | 0 | 2021-09-24 | 14.3 | 3.7 | 0 | 2020-09-24 | 18 | 0 | 0 | 2019-09-24 | 15.4 | 2.6 | 0 | 2018-09-24 | 17.2 | 0.8 | 0 | 2017-09-24 | 24.9 | 0 | 6.9 | 2016-09-24 | 11.3 | 6.7 | 0 | 1.79 | 0.84
2025-09-25 | 18.6 | 0 | 0.6 | 2024-09-25 | 16.9 | 1.1 | 0 | 2023-09-25 | 17.5 | 0.5 | 0 | 2022-09-25 | 14.8 | 3.2 | 0 | 2021-09-25 | 12.9 | 5.1 | 0 | 2020-09-25 | 17.4 | 0.6 | 0 | 2019-09-25 | 14.3 | 3.7 | 0 | 2018-09-25 | 16 | 2 | 0 | 2017-09-25 | 24.1 | 0 | 6.1 | 2016-09-25 | 10.8 | 7.2 | 0 | 2.34 | 0.67
2025-09-25 | 18.5 | 0 | 0.5 | 2024-09-25 | 17 | 1 | 0 | 2023-09-25 | 17 | 1 | 0 | 2022-09-25 | 14.6 | 3.4 | 0 | 2021-09-25 | 11.1 | 6.9 | 0 | 2020-09-25 | 17.2 | 0.8 | 0 | 2019-09-25 | 12.5 | 5.5 | 0 | 2018-09-25 | 16 | 2 | 0 | 2017-09-25 | 23.7 | 0 | 5.7 | 2016-09-25 | 10.6 | 7.4 | 0 | 2.8 | 0.62
2025-09-25 | 18.4 | 0 | 0.4 | 2024-09-25 | 17.2 | 0.8 | 0 | 2023-09-25 | 16.3 | 1.7 | 0 | 2022-09-25 | 13.8 | 4.2 | 0 | 2021-09-25 | 10.9 | 7.1 | 0 | 2020-09-25 | 16.7 | 1.3 | 0 | 2019-09-25 | 12.8 | 5.2 | 0 | 2018-09-25 | 16 | 2 | 0 | 2017-09-25 | 22.5 | 0 | 4.5 | 2016-09-25 | 9.5 | 8.5 | 0 | 3.08 | 0.49
2025-09-25 | 18.5 | 0 | 0.5 | 2024-09-25 | 17.6 | 0.4 | 0 | 2023-09-25 | 15.4 | 2.6 | 0 | 2022-09-25 | 14 | 4 | 0 | 2021-09-25 | 10.1 | 7.9 | 0 | 2020-09-25 | 16.5 | 1.5 | 0 | 2019-09-25 | 12.7 | 5.3 | 0 | 2018-09-25 | 15.6 | 2.4 | 0 | 2017-09-25 | 21.4 | 0 | 3.4 | 2016-09-25 | 9.1 | 8.9 | 0 | 3.3 | 0.39
2025-09-25 | 18.5 | 0 | 0.5 | 2024-09-25 | 17.9 | 0.1 | 0 | 2023-09-25 | 15.3 | 2.7 | 0 | 2022-09-25 | 14.5 | 3.5 | 0 | 2021-09-25 | 10 | 8 | 0 | 2020-09-25 | 16 | 2 | 0 | 2019-09-25 | 12.7 | 5.3 | 0 | 2018-09-25 | 15.9 | 2.1 | 0 | 2017-09-25 | 20.8 | 0 | 2.8 | 2016-09-25 | 9.6 | 8.4 | 0 | 3.21 | 0.33
2025-09-25 | 18.3 | 0 | 0.3 | 2024-09-25 | 18.6 | 0 | 0.6 | 2023-09-25 | 14.8 | 3.2 | 0 | 2022-09-25 | 14.2 | 3.8 | 0 | 2021-09-25 | 9.4 | 8.6 | 0 | 2020-09-25 | 15.8 | 2.2 | 0 | 2019-09-25 | 14.4 | 3.6 | 0 | 2018-09-25 | 15.9 | 2.1 | 0 | 2017-09-25 | 20.8 | 0 | 2.8 | 2016-09-25 | 8.9 | 9.1 | 0 | 3.26 | 0.37
2025-09-25 | 18 | 0 | 0 | 2024-09-25 | 18.9 | 0 | 0.9 | 2023-09-25 | 14.6 | 3.4 | 0 | 2022-09-25 | 13.8 | 4.2 | 0 | 2021-09-25 | 12.6 | 5.4 | 0 | 2020-09-25 | 14.2 | 3.8 | 0 | 2019-09-25 | 14.7 | 3.3 | 0 | 2018-09-25 | 16 | 2 | 0 | 2017-09-25 | 21.7 | 0 | 3.7 | 2016-09-25 | 8.7 | 9.3 | 0 | 3.14 | 0.46
2025-09-25 | 17.8 | 0.2 | 0 | 2024-09-25 | 19.5 | 0 | 1.5 | 2023-09-25 | 15.3 | 2.7 | 0 | 2022-09-25 | 14.5 | 3.5 | 0 | 2021-09-25 | 13.9 | 4.1 | 0 | 2020-09-25 | 16.1 | 1.9 | 0 | 2019-09-25 | 15.6 | 2.4 | 0 | 2018-09-25 | 16.1 | 1.9 | 0 | 2017-09-25 | 22.1 | 0 | 4.1 | 2016-09-25 | 9.5 | 8.5 | 0 | 2.52 | 0.56
2025-09-25 | 17.9 | 0.1 | 0 | 2024-09-25 | 20.1 | 0 | 2.1 | 2023-09-25 | 17.6 | 0.4 | 0 | 2022-09-25 | 14.8 | 3.2 | 0 | 2021-09-25 | 16.2 | 1.8 | 0 | 2020-09-25 | 16.8 | 1.2 | 0 | 2019-09-25 | 18.4 | 0 | 0.4 | 2018-09-25 | 16.5 | 1.5 | 0 | 2017-09-25 | 24.9 | 0 | 6.9 | 2016-09-25 | 11.6 | 6.4 | 0 | 1.46 | 0.94
2025-09-25 | 18.2 | 0 | 0.2 | 2024-09-25 | 20.8 | 0 | 2.8 | 2023-09-25 | 19.4 | 0 | 1.4 | 2022-09-25 | 14.9 | 3.1 | 0 | 2021-09-25 | 18.2 | 0 | 0.2 | 2020-09-25 | 17.8 | 0.2 | 0 | 2019-09-25 | 20.9 | 0 | 2.9 | 2018-09-25 | 17.2 | 0.8 | 0 | 2017-09-25 | 27.5 | 0 | 9.5 | 2016-09-25 | 14.5 | 3.5 | 0 | 0.76 | 1.7
2025-09-25 | 18.5 | 0 | 0.5 | 2024-09-25 | 21.5 | 0 | 3.5 | 2023-09-25 | 21 | 0 | 3 | 2022-09-25 | 15.3 | 2.7 | 0 | 2021-09-25 | 19.4 | 0 | 1.4 | 2020-09-25 | 19.6 | 0 | 1.6 | 2019-09-25 | 23.6 | 0 | 5.6 | 2018-09-25 | 17.9 | 0.1 | 0 | 2017-09-25 | 29.3 | 0 | 11.3 | 2016-09-25 | 15.9 | 2.1 | 0 | 0.49 | 2.69
2025-09-25 | 19.5 | 0 | 1.5 | 2024-09-25 | 21.8 | 0 | 3.8 | 2023-09-25 | 21.8 | 0 | 3.8 | 2022-09-25 | 14.5 | 3.5 | 0 | 2021-09-25 | 19.5 | 0 | 1.5 | 2020-09-25 | 21.4 | 0 | 3.4 | 2019-09-25 | 25.5 | 0 | 7.5 | 2018-09-25 | 18.7 | 0 | 0.7 | 2017-09-25 | 29.5 | 0 | 11.5 | 2016-09-25 | 17 | 1 | 0 | 0.45 | 3.37
2025-09-25 | 19.5 | 0 | 1.5 | 2024-09-25 | 21.9 | 0 | 3.9 | 2023-09-25 | 22.5 | 0 | 4.5 | 2022-09-25 | 15.8 | 2.2 | 0 | 2021-09-25 | 20.6 | 0 | 2.6 | 2020-09-25 | 21.8 | 0 | 3.8 | 2019-09-25 | 25.2 | 0 | 7.2 | 2018-09-25 | 19.6 | 0 | 1.6 | 2017-09-25 | 30.2 | 0 | 12.2 | 2016-09-25 | 17.1 | 0.9 | 0 | 0.31 | 3.73
2025-09-25 | 20.5 | 0 | 2.5 | 2024-09-25 | 21.4 | 0 | 3.4 | 2023-09-25 | 23.7 | 0 | 5.7 | 2022-09-25 | 15.9 | 2.1 | 0 | 2021-09-25 | 19.9 | 0 | 1.9 | 2020-09-25 | 23.3 | 0 | 5.3 | 2019-09-25 | 26.5 | 0 | 8.5 | 2018-09-25 | 20.1 | 0 | 2.1 | 2017-09-25 | 31 | 0 | 13 | 2016-09-25 | 16.7 | 1.3 | 0 | 0.34 | 4.24
2025-09-25 | 20.6 | 0 | 2.6 | 2024-09-25 | 22 | 0 | 4 | 2023-09-25 | 22.4 | 0 | 4.4 | 2022-09-25 | 17.6 | 0.4 | 0 | 2021-09-25 | 19.2 | 0 | 1.2 | 2020-09-25 | 23.4 | 0 | 5.4 | 2019-09-25 | 25.8 | 0 | 7.8 | 2018-09-25 | 20.1 | 0 | 2.1 | 2017-09-25 | 31.3 | 0 | 13.3 | 2016-09-25 | 17.5 | 0.5 | 0 | 0.09 | 4.08
2025-09-25 | 20.9 | 0 | 2.9 | 2024-09-25 | 23.1 | 0 | 5.1 | 2023-09-25 | 22.1 | 0 | 4.1 | 2022-09-25 | 17.2 | 0.8 | 0 | 2021-09-25 | 14.9 | 3.1 | 0 | 2020-09-25 | 24 | 0 | 6 | 2019-09-25 | 25.2 | 0 | 7.2 | 2018-09-25 | 20.4 | 0 | 2.4 | 2017-09-25 | 30.6 | 0 | 12.6 | 2016-09-25 | 17 | 1 | 0 | 0.49 | 4.03
2025-09-25 | 21.3 | 0 | 3.3 | 2024-09-25 | 23.9 | 0 | 5.9 | 2023-09-25 | 20.5 | 0 | 2.5 | 2022-09-25 | 15.8 | 2.2 | 0 | 2021-09-25 | 15.3 | 2.7 | 0 | 2020-09-25 | 23.7 | 0 | 5.7 | 2019-09-25 | 24.5 | 0 | 6.5 | 2018-09-25 | 20.4 | 0 | 2.4 | 2017-09-25 | 30.4 | 0 | 12.4 | 2016-09-25 | 16.5 | 1.5 | 0 | 0.64 | 3.87
2025-09-25 | 20.8 | 0 | 2.8 | 2024-09-25 | 23.6 | 0 | 5.6 | 2023-09-25 | 19.6 | 0 | 1.6 | 2022-09-25 | 16 | 2 | 0 | 2021-09-25 | 14.9 | 3.1 | 0 | 2020-09-25 | 22.5 | 0 | 4.5 | 2019-09-25 | 24 | 0 | 6 | 2018-09-25 | 21 | 0 | 3 | 2017-09-25 | 29.3 | 0 | 11.3 | 2016-09-25 | 15.4 | 2.6 | 0 | 0.77 | 3.48
2025-09-25 | 19.6 | 0 | 1.6 | 2024-09-25 | 22.4 | 0 | 4.4 | 2023-09-25 | 18.9 | 0 | 0.9 | 2022-09-25 | 15.9 | 2.1 | 0 | 2021-09-25 | 13.6 | 4.4 | 0 | 2020-09-25 | 20.5 | 0 | 2.5 | 2019-09-25 | 23.8 | 0 | 5.8 | 2018-09-25 | 21.2 | 0 | 3.2 | 2017-09-25 | 27.6 | 0 | 9.6 | 2016-09-25 | 14.6 | 3.4 | 0 | 0.99 | 2.8
2025-09-25 | 19.5 | 0 | 1.5 | 2024-09-25 | 21.4 | 0 | 3.4 | 2023-09-25 | 18.6 | 0 | 0.6 | 2022-09-25 | 14.8 | 3.2 | 0 | 2021-09-25 | 12.3 | 5.7 | 0 | 2020-09-25 | 18.2 | 0 | 0.2 | 2019-09-25 | 23.5 | 0 | 5.5 | 2018-09-25 | 21.2 | 0 | 3.2 | 2017-09-25 | 26.3 | 0 | 8.3 | 2016-09-25 | 14 | 4 | 0 | 1.29 | 2.27
2025-09-25 | 19.5 | 0 | 1.5 | 2024-09-25 | 19.6 | 0 | 1.6 | 2023-09-25 | 18.2 | 0 | 0.2 | 2022-09-25 | 14.3 | 3.7 | 0 | 2021-09-25 | 10.4 | 7.6 | 0 | 2020-09-25 | 17.4 | 0.6 | 0 | 2019-09-25 | 22.4 | 0 | 4.4 | 2018-09-25 | 21.4 | 0 | 3.4 | 2017-09-25 | 24.8 | 0 | 6.8 | 2016-09-25 | 13.6 | 4.4 | 0 | 1.63 | 1.79
2025-09-25 | 18.6 | 0 | 0.6 | 2024-09-25 | 18.9 | 0 | 0.9 | 2023-09-25 | 18.1 | 0 | 0.1 | 2022-09-25 | 13.9 | 4.1 | 0 | 2021-09-25 | 11.5 | 6.5 | 0 | 2020-09-25 | 16.7 | 1.3 | 0 | 2019-09-25 | 21.2 | 0 | 3.2 | 2018-09-25 | 21.6 | 0 | 3.6 | 2017-09-25 | 24 | 0 | 6 | 2016-09-25 | 13.2 | 4.8 | 0 | 1.67 | 1.44
2025-09-25 | 17.9 | 0.1 | 0 | 2024-09-25 | 17.4 | 0.6 | 0 | 2023-09-25 | 17.8 | 0.2 | 0 | 2022-09-25 | 13.8 | 4.2 | 0 | 2021-09-25 | 9.9 | 8.1 | 0 | 2020-09-25 | 16.7 | 1.3 | 0 | 2019-09-25 | 19.7 | 0 | 1.7 | 2018-09-25 | 21.1 | 0 | 3.1 | 2017-09-25 | 23.6 | 0 | 5.6 | 2016-09-25 | 13.6 | 4.4 | 0 | 1.89 | 1.04
2025-09-25 | 16.8 | 1.2 | 0 | 2024-09-25 | 17.1 | 0.9 | 0 | 2023-09-25 | 17.5 | 0.5 | 0 | 2022-09-25 | 13.4 | 4.6 | 0 | 2021-09-25 | 11.2 | 6.8 | 0 | 2020-09-25 | 16.7 | 1.3 | 0 | 2019-09-25 | 19.2 | 0 | 1.2 | 2018-09-25 | 21.2 | 0 | 3.2 | 2017-09-25 | 23.3 | 0 | 5.3 | 2016-09-25 | 13.5 | 4.5 | 0 | 1.98 | 0.97
2025-09-26 | 17.8 | 0.2 | 0 | 2024-09-26 | 17.8 | 0.2 | 0 | 2023-09-26 | 17.7 | 0.3 | 0 | 2022-09-26 | 12.7 | 5.3 | 0 | 2021-09-26 | 10.8 | 7.2 | 0 | 2020-09-26 | 16.4 | 1.6 | 0 | 2019-09-26 | 18.9 | 0 | 0.9 | 2018-09-26 | 20.8 | 0 | 2.8 | 2017-09-26 | 23.5 | 0 | 5.5 | 2016-09-26 | 14.8 | 3.2 | 0 | 1.8 | 0.92
2025-09-26 | 17.1 | 0.9 | 0 | 2024-09-26 | 17.1 | 0.9 | 0 | 2023-09-26 | 18 | 0 | 0 | 2022-09-26 | 12.4 | 5.6 | 0 | 2021-09-26 | 10.2 | 7.8 | 0 | 2020-09-26 | 16 | 2 | 0 | 2019-09-26 | 18.5 | 0 | 0.5 | 2018-09-26 | 21 | 0 | 3 | 2017-09-26 | 23 | 0 | 5 | 2016-09-26 | 14.9 | 3.1 | 0 | 2.03 | 0.85
2025-09-26 | 16.7 | 1.3 | 0 | 2024-09-26 | 17.7 | 0.3 | 0 | 2023-09-26 | 17.8 | 0.2 | 0 | 2022-09-26 | 12 | 6 | 0 | 2021-09-26 | 9.1 | 8.9 | 0 | 2020-09-26 | 15.6 | 2.4 | 0 | 2019-09-26 | 18.7 | 0 | 0.7 | 2018-09-26 | 21.7 | 0 | 3.7 | 2017-09-26 | 22.5 | 0 | 4.5 | 2016-09-26 | 14.8 | 3.2 | 0 | 2.23 | 0.89
2025-09-26 | 15.4 | 2.6 | 0 | 2024-09-26 | 17.9 | 0.1 | 0 | 2023-09-26 | 17.1 | 0.9 | 0 | 2022-09-26 | 11.5 | 6.5 | 0 | 2021-09-26 | 8.6 | 9.4 | 0 | 2020-09-26 | 15.1 | 2.9 | 0 | 2019-09-26 | 18.1 | 0 | 0.1 | 2018-09-26 | 21.9 | 0 | 3.9 | 2017-09-26 | 21.2 | 0 | 3.2 | 2016-09-26 | 14.3 | 3.7 | 0 | 2.61 | 0.72
2025-09-26 | 16.8 | 1.2 | 0 | 2024-09-26 | 17.4 | 0.6 | 0 | 2023-09-26 | 16.8 | 1.2 | 0 | 2022-09-26 | 11.6 | 6.4 | 0 | 2021-09-26 | 7.5 | 10.5 | 0 | 2020-09-26 | 13.8 | 4.2 | 0 | 2019-09-26 | 17.8 | 0.2 | 0 | 2018-09-26 | 21.8 | 0 | 3.8 | 2017-09-26 | 21.1 | 0 | 3.1 | 2016-09-26 | 13.7 | 4.3 | 0 | 2.86 | 0.69
2025-09-26 | 16.3 | 1.7 | 0 | 2024-09-26 | 15.6 | 2.4 | 0 | 2023-09-26 | 16.5 | 1.5 | 0 | 2022-09-26 | 11.2 | 6.8 | 0 | 2021-09-26 | 8.8 | 9.2 | 0 | 2020-09-26 | 13.6 | 4.4 | 0 | 2019-09-26 | 16.5 | 1.5 | 0 | 2018-09-26 | 21.9 | 0 | 3.9 | 2017-09-26 | 20.9 | 0 | 2.9 | 2016-09-26 | 13.8 | 4.2 | 0 | 3.17 | 0.68
2025-09-26 | 15.4 | 2.6 | 0 | 2024-09-26 | 16.8 | 1.2 | 0 | 2023-09-26 | 15.9 | 2.1 | 0 | 2022-09-26 | 10.7 | 7.3 | 0 | 2021-09-26 | 8.2 | 9.8 | 0 | 2020-09-26 | 12.9 | 5.1 | 0 | 2019-09-26 | 15.7 | 2.3 | 0 | 2018-09-26 | 21.6 | 0 | 3.6 | 2017-09-26 | 21.1 | 0 | 3.1 | 2016-09-26 | 14.1 | 3.9 | 0 | 3.43 | 0.67
2025-09-26 | 16.2 | 1.8 | 0 | 2024-09-26 | 16.3 | 1.7 | 0 | 2023-09-26 | 15.9 | 2.1 | 0 | 2022-09-26 | 11.1 | 6.9 | 0 | 2021-09-26 | 9.1 | 8.9 | 0 | 2020-09-26 | 13.5 | 4.5 | 0 | 2019-09-26 | 15.4 | 2.6 | 0 | 2018-09-26 | 20.9 | 0 | 2.9 | 2017-09-26 | 20.9 | 0 | 2.9 | 2016-09-26 | 15.2 | 2.8 | 0 | 3.13 | 0.58
2025-09-26 | 18.1 | 0 | 0.1 | 2024-09-26 | 17.8 | 0.2 | 0 | 2023-09-26 | 16.4 | 1.6 | 0 | 2022-09-26 | 12.9 | 5.1 | 0 | 2021-09-26 | 11.8 | 6.2 | 0 | 2020-09-26 | 16.2 | 1.8 | 0 | 2019-09-26 | 15.6 | 2.4 | 0 | 2018-09-26 | 20.7 | 0 | 2.7 | 2017-09-26 | 23.7 | 0 | 5.7 | 2016-09-26 | 16.3 | 1.7 | 0 | 1.9 | 0.85
2025-09-26 | 19.9 | 0 | 1.9 | 2024-09-26 | 18.7 | 0 | 0.7 | 2023-09-26 | 17 | 1 | 0 | 2022-09-26 | 14.1 | 3.9 | 0 | 2021-09-26 | 14.4 | 3.6 | 0 | 2020-09-26 | 17.9 | 0.1 | 0 | 2019-09-26 | 16.6 | 1.4 | 0 | 2018-09-26 | 20.9 | 0 | 2.9 | 2017-09-26 | 25.9 | 0 | 7.9 | 2016-09-26 | 17 | 1 | 0 | 1.1 | 1.34
2025-09-26 | 20.5 | 0 | 2.5 | 2024-09-26 | 20.9 | 0 | 2.9 | 2023-09-26 | 18.2 | 0 | 0.2 | 2022-09-26 | 14.7 | 3.3 | 0 | 2021-09-26 | 16.8 | 1.2 | 0 | 2020-09-26 | 21.2 | 0 | 3.2 | 2019-09-26 | 17.8 | 0.2 | 0 | 2018-09-26 | 21.2 | 0 | 3.2 | 2017-09-26 | 28.1 | 0 | 10.1 | 2016-09-26 | 17.5 | 0.5 | 0 | 0.52 | 2.21
2025-09-26 | 20.7 | 0 | 2.7 | 2024-09-26 | 21.4 | 0 | 3.4 | 2023-09-26 | 18.6 | 0 | 0.6 | 2022-09-26 | 15.1 | 2.9 | 0 | 2021-09-26 | 17.9 | 0.1 | 0 | 2020-09-26 | 22.9 | 0 | 4.9 | 2019-09-26 | 19.8 | 0 | 1.8 | 2018-09-26 | 17.9 | 0.1 | 0 | 2017-09-26 | 29.4 | 0 | 11.4 | 2016-09-26 | 15.9 | 2.1 | 0 | 0.52 | 2.48
2025-09-26 | 21.4 | 0 | 3.4 | 2024-09-26 | 22.5 | 0 | 4.5 | 2023-09-26 | 19.2 | 0 | 1.2 | 2022-09-26 | 16.1 | 1.9 | 0 | 2021-09-26 | 18.2 | 0 | 0.2 | 2020-09-26 | 24.2 | 0 | 6.2 | 2019-09-26 | 20.7 | 0 | 2.7 | 2018-09-26 | 18.1 | 0 | 0.1 | 2017-09-26 | 29.8 | 0 | 11.8 | 2016-09-26 | 15.9 | 2.1 | 0 | 0.4 | 3.01
2025-09-26 | 22.7 | 0 | 4.7 | 2024-09-26 | 23.2 | 0 | 5.2 | 2023-09-26 | 19.1 | 0 | 1.1 | 2022-09-26 | 16 | 2 | 0 | 2021-09-26 | 18.6 | 0 | 0.6 | 2020-09-26 | 24.5 | 0 | 6.5 | 2019-09-26 | 21.9 | 0 | 3.9 | 2018-09-26 | 18.8 | 0 | 0.8 | 2017-09-26 | 30.7 | 0 | 12.7 | 2016-09-26 | 16.5 | 1.5 | 0 | 0.35 | 3.55
2025-09-26 | 23.1 | 0 | 5.1 | 2024-09-26 | 24 | 0 | 6 | 2023-09-26 | 19.7 | 0 | 1.7 | 2022-09-26 | 15.1 | 2.9 | 0 | 2021-09-26 | 17.6 | 0.4 | 0 | 2020-09-26 | 24.9 | 0 | 6.9 | 2019-09-26 | 21.1 | 0 | 3.1 | 2018-09-26 | 19.3 | 0 | 1.3 | 2017-09-26 | 30.6 | 0 | 12.6 | 2016-09-26 | 17.5 | 0.5 | 0 | 0.38 | 3.67
2025-09-26 | 23.8 | 0 | 5.8 | 2024-09-26 | 23.9 | 0 | 5.9 | 2023-09-26 | 19.2 | 0 | 1.2 | 2022-09-26 | 14 | 4 | 0 | 2021-09-26 | 17.8 | 0.2 | 0 | 2020-09-26 | 25.3 | 0 | 7.3 | 2019-09-26 | 20.6 | 0 | 2.6 | 2018-09-26 | 18.8 | 0 | 0.8 | 2017-09-26 | 30.2 | 0 | 12.2 | 2016-09-26 | 17.7 | 0.3 | 0 | 0.45 | 3.58
2025-09-26 | 24.4 | 0 | 6.4 | 2024-09-26 | 23.3 | 0 | 5.3 | 2023-09-26 | 19.1 | 0 | 1.1 | 2022-09-26 | 13.2 | 4.8 | 0 | 2021-09-26 | 17.8 | 0.2 | 0 | 2020-09-26 | 25.5 | 0 | 7.5 | 2019-09-26 | 19.5 | 0 | 1.5 | 2018-09-26 | 18.2 | 0 | 0.2 | 2017-09-26 | 29.4 | 0 | 11.4 | 2016-09-26 | 18 | 0 | 0 | 0.5 | 3.34
2025-09-26 | 23.5 | 0 | 5.5 | 2024-09-26 | 22.6 | 0 | 4.6 | 2023-09-26 | 18 | 0 | 0 | 2022-09-26 | 13.5 | 4.5 | 0 | 2021-09-26 | 17.3 | 0.7 | 0 | 2020-09-26 | 24.8 | 0 | 6.8 | 2019-09-26 | 18.5 | 0 | 0.5 | 2018-09-26 | 17.8 | 0.2 | 0 | 2017-09-26 | 28.8 | 0 | 10.8 | 2016-09-26 | 14.7 | 3.3 | 0 | 0.87 | 2.82
2025-09-26 | 21.2 | 0 | 3.2 | 2024-09-26 | 20.1 | 0 | 2.1 | 2023-09-26 | 17.3 | 0.7 | 0 | 2022-09-26 | 12.8 | 5.2 | 0 | 2021-09-26 | 16.9 | 1.1 | 0 | 2020-09-26 | 23.9 | 0 | 5.9 | 2019-09-26 | 17.1 | 0.9 | 0 | 2018-09-26 | 16.8 | 1.2 | 0 | 2017-09-26 | 26.9 | 0 | 8.9 | 2016-09-26 | 15.2 | 2.8 | 0 | 1.19 | 2.01
2025-09-26 | 20.5 | 0 | 2.5 | 2024-09-26 | 19.3 | 0 | 1.3 | 2023-09-26 | 17.4 | 0.6 | 0 | 2022-09-26 | 12.9 | 5.1 | 0 | 2021-09-26 | 16.1 | 1.9 | 0 | 2020-09-26 | 22.8 | 0 | 4.8 | 2019-09-26 | 15 | 3 | 0 | 2018-09-26 | 15.1 | 2.9 | 0 | 2017-09-26 | 26.7 | 0 | 8.7 | 2016-09-26 | 13.7 | 4.3 | 0 | 1.78 | 1.73
2025-09-26 | 20.5 | 0 | 2.5 | 2024-09-26 | 18.9 | 0 | 0.9 | 2023-09-26 | 17 | 1 | 0 | 2022-09-26 | 12.6 | 5.4 | 0 | 2021-09-26 | 16.3 | 1.7 | 0 | 2020-09-26 | 22.1 | 0 | 4.1 | 2019-09-26 | 14.1 | 3.9 | 0 | 2018-09-26 | 14.1 | 3.9 | 0 | 2017-09-26 | 27 | 0 | 9 | 2016-09-26 | 14.1 | 3.9 | 0 | 1.98 | 1.65
2025-09-26 | 19.8 | 0 | 1.8 | 2024-09-26 | 18.6 | 0 | 0.6 | 2023-09-26 | 16.9 | 1.1 | 0 | 2022-09-26 | 12.9 | 5.1 | 0 | 2021-09-26 | 16.6 | 1.4 | 0 | 2020-09-26 | 21 | 0 | 3 | 2019-09-26 | 13.7 | 4.3 | 0 | 2018-09-26 | 13 | 5 | 0 | 2017-09-26 | 25.7 | 0 | 7.7 | 2016-09-26 | 13.9 | 4.1 | 0 | 2.1 | 1.31
2025-09-26 | 18.8 | 0 | 0.8 | 2024-09-26 | 17 | 1 | 0 | 2023-09-26 | 16.8 | 1.2 | 0 | 2022-09-26 | 13.2 | 4.8 | 0 | 2021-09-26 | 15.6 | 2.4 | 0 | 2020-09-26 | 19.9 | 0 | 1.9 | 2019-09-26 | 13.3 | 4.7 | 0 | 2018-09-26 | 12.6 | 5.4 | 0 | 2017-09-26 | 25.1 | 0 | 7.1 | 2016-09-26 | 13.9 | 4.1 | 0 | 2.36 | 0.98
2025-09-26 | 17.8 | 0.2 | 0 | 2024-09-26 | 16.6 | 1.4 | 0 | 2023-09-26 | 16.8 | 1.2 | 0 | 2022-09-26 | 12.8 | 5.2 | 0 | 2021-09-26 | 14.3 | 3.7 | 0 | 2020-09-26 | 19.2 | 0 | 1.2 | 2019-09-26 | 12 | 6 | 0 | 2018-09-26 | 11.8 | 6.2 | 0 | 2017-09-26 | 24.5 | 0 | 6.5 | 2016-09-26 | 12.8 | 5.2 | 0 | 2.91 | 0.77
2025-09-27 | 17.3 | 0.7 | 0 | 2024-09-27 | 15.6 | 2.4 | 0 | 2023-09-27 | 16.8 | 1.2 | 0 | 2022-09-27 | 12.4 | 5.6 | 0 | 2021-09-27 | 14.2 | 3.8 | 0 | 2020-09-27 | 19.6 | 0 | 1.6 | 2019-09-27 | 11.6 | 6.4 | 0 | 2018-09-27 | 12.1 | 5.9 | 0 | 2017-09-27 | 24.3 | 0 | 6.3 | 2016-09-27 | 12.4 | 5.6 | 0 | 3.16 | 0.79
2025-09-27 | 16.7 | 1.3 | 0 | 2024-09-27 | 14.9 | 3.1 | 0 | 2023-09-27 | 16.5 | 1.5 | 0 | 2022-09-27 | 12.5 | 5.5 | 0 | 2021-09-27 | 14.2 | 3.8 | 0 | 2020-09-27 | 19.9 | 0 | 1.9 | 2019-09-27 | 11.2 | 6.8 | 0 | 2018-09-27 | 11.3 | 6.7 | 0 | 2017-09-27 | 23.1 | 0 | 5.1 | 2016-09-27 | 11.9 | 6.1 | 0 | 3.48 | 0.7
2025-09-27 | 16.7 | 1.3 | 0 | 2024-09-27 | 14.6 | 3.4 | 0 | 2023-09-27 | 16.2 | 1.8 | 0 | 2022-09-27 | 12.6 | 5.4 | 0 | 2021-09-27 | 14.5 | 3.5 | 0 | 2020-09-27 | 20.5 | 0 | 2.5 | 2019-09-27 | 11 | 7 | 0 | 2018-09-27 | 11.3 | 6.7 | 0 | 2017-09-27 | 22 | 0 | 4 | 2016-09-27 | 11.3 | 6.7 | 0 | 3.58 | 0.65
2025-09-27 | 15.9 | 2.1 | 0 | 2024-09-27 | 13.8 | 4.2 | 0 | 2023-09-27 | 15.9 | 2.1 | 0 | 2022-09-27 | 12.1 | 5.9 | 0 | 2021-09-27 | 15.1 | 2.9 | 0 | 2020-09-27 | 20.1 | 0 | 2.1 | 2019-09-27 | 10.9 | 7.1 | 0 | 2018-09-27 | 10.6 | 7.4 | 0 | 2017-09-27 | 22.1 | 0 | 4.1 | 2016-09-27 | 11 | 7 | 0 | 3.87 | 0.62
2025-09-27 | 16.2 | 1.8 | 0 | 2024-09-27 | 13.6 | 4.4 | 0 | 2023-09-27 | 15.4 | 2.6 | 0 | 2022-09-27 | 11.4 | 6.6 | 0 | 2021-09-27 | 15.4 | 2.6 | 0 | 2020-09-27 | 19.9 | 0 | 1.9 | 2019-09-27 | 10.5 | 7.5 | 0 | 2018-09-27 | 10.3 | 7.7 | 0 | 2017-09-27 | 21.5 | 0 | 3.5 | 2016-09-27 | 9.2 | 8.8 | 0 | 4.2 | 0.54
2025-09-27 | 15.9 | 2.1 | 0 | 2024-09-27 | 13.7 | 4.3 | 0 | 2023-09-27 | 14.8 | 3.2 | 0 | 2022-09-27 | 11.6 | 6.4 | 0 | 2021-09-27 | 16.1 | 1.9 | 0 | 2020-09-27 | 19.9 | 0 | 1.9 | 2019-09-27 | 9.5 | 8.5 | 0 | 2018-09-27 | 9.5 | 8.5 | 0 | 2017-09-27 | 21.1 | 0 | 3.1 | 2016-09-27 | 10.4 | 7.6 | 0 | 4.25 | 0.5
2025-09-27 | 16.4 | 1.6 | 0 | 2024-09-27 | 14.1 | 3.9 | 0 | 2023-09-27 | 14.6 | 3.4 | 0 | 2022-09-27 | 11.8 | 6.2 | 0 | 2021-09-27 | 16.5 | 1.5 | 0 | 2020-09-27 | 19.7 | 0 | 1.7 | 2019-09-27 | 10.7 | 7.3 | 0 | 2018-09-27 | 9 | 9 | 0 | 2017-09-27 | 21 | 0 | 3 | 2016-09-27 | 10.1 | 7.9 | 0 | 4.08 | 0.47
2025-09-27 | 16 | 2 | 0 | 2024-09-27 | 14.8 | 3.2 | 0 | 2023-09-27 | 14.7 | 3.3 | 0 | 2022-09-27 | 12.1 | 5.9 | 0 | 2021-09-27 | 17 | 1 | 0 | 2020-09-27 | 19.8 | 0 | 1.8 | 2019-09-27 | 11.9 | 6.1 | 0 | 2018-09-27 | 9.1 | 8.9 | 0 | 2017-09-27 | 20.9 | 0 | 2.9 | 2016-09-27 | 11.5 | 6.5 | 0 | 3.69 | 0.47
2025-09-27 | 17.8 | 0.2 | 0 | 2024-09-27 | 16.8 | 1.2 | 0 | 2023-09-27 | 16.2 | 1.8 | 0 | 2022-09-27 | 12.9 | 5.1 | 0 | 2021-09-27 | 17.7 | 0.3 | 0 | 2020-09-27 | 20.4 | 0 | 2.4 | 2019-09-27 | 13.2 | 4.8 | 0 | 2018-09-27 | 11.1 | 6.9 | 0 | 2017-09-27 | 24.4 | 0 | 6.4 | 2016-09-27 | 13.5 | 4.5 | 0 | 2.48 | 0.88
2025-09-27 | 19.4 | 0 | 1.4 | 2024-09-27 | 19.3 | 0 | 1.3 | 2023-09-27 | 17.5 | 0.5 | 0 | 2022-09-27 | 14 | 4 | 0 | 2021-09-27 | 18.5 | 0 | 0.5 | 2020-09-27 | 21.6 | 0 | 3.6 | 2019-09-27 | 14.4 | 3.6 | 0 | 2018-09-27 | 12.7 | 5.3 | 0 | 2017-09-27 | 27.1 | 0 | 9.1 | 2016-09-27 | 16 | 2 | 0 | 1.54 | 1.59
2025-09-27 | 21.6 | 0 | 3.6 | 2024-09-27 | 20.9 | 0 | 2.9 | 2023-09-27 | 17.8 | 0.2 | 0 | 2022-09-27 | 14.8 | 3.2 | 0 | 2021-09-27 | 20.5 | 0 | 2.5 | 2020-09-27 | 23.9 | 0 | 5.9 | 2019-09-27 | 16.9 | 1.1 | 0 | 2018-09-27 | 15.5 | 2.5 | 0 | 2017-09-27 | 29.3 | 0 | 11.3 | 2016-09-27 | 18.3 | 0 | 0.3 | 0.7 | 2.65
2025-09-27 | 23.1 | 0 | 5.1 | 2024-09-27 | 21.9 | 0 | 3.9 | 2023-09-27 | 18.6 | 0 | 0.6 | 2022-09-27 | 14.4 | 3.6 | 0 | 2021-09-27 | 21.9 | 0 | 3.9 | 2020-09-27 | 24.2 | 0 | 6.2 | 2019-09-27 | 19.4 | 0 | 1.4 | 2018-09-27 | 16.4 | 1.6 | 0 | 2017-09-27 | 28.3 | 0 | 10.3 | 2016-09-27 | 19.8 | 0 | 1.8 | 0.52 | 3.32
2025-09-27 | 23.6 | 0 | 5.6 | 2024-09-27 | 22.6 | 0 | 4.6 | 2023-09-27 | 18.4 | 0 | 0.4 | 2022-09-27 | 15.5 | 2.5 | 0 | 2021-09-27 | 22.2 | 0 | 4.2 | 2020-09-27 | 25.9 | 0 | 7.9 | 2019-09-27 | 21.1 | 0 | 3.1 | 2018-09-27 | 16.3 | 1.7 | 0 | 2017-09-27 | 29.6 | 0 | 11.6 | 2016-09-27 | 20.9 | 0 | 2.9 | 0.42 | 4.03
2025-09-27 | 25.4 | 0 | 7.4 | 2024-09-27 | 22.6 | 0 | 4.6 | 2023-09-27 | 19.6 | 0 | 1.6 | 2022-09-27 | 16.5 | 1.5 | 0 | 2021-09-27 | 23 | 0 | 5 | 2020-09-27 | 26.8 | 0 | 8.8 | 2019-09-27 | 21.9 | 0 | 3.9 | 2018-09-27 | 16.6 | 1.4 | 0 | 2017-09-27 | 25.5 | 0 | 7.5 | 2016-09-27 | 21.5 | 0 | 3.5 | 0.29 | 4.23
2025-09-27 | 24.6 | 0 | 6.6 | 2024-09-27 | 22.5 | 0 | 4.5 | 2023-09-27 | 20.2 | 0 | 2.2 | 2022-09-27 | 16.4 | 1.6 | 0 | 2021-09-27 | 23 | 0 | 5 | 2020-09-27 | 26.3 | 0 | 8.3 | 2019-09-27 | 21.6 | 0 | 3.6 | 2018-09-27 | 16.7 | 1.3 | 0 | 2017-09-27 | 24 | 0 | 6 | 2016-09-27 | 20.5 | 0 | 2.5 | 0.29 | 3.87
2025-09-27 | 24.8 | 0 | 6.8 | 2024-09-27 | 21.8 | 0 | 3.8 | 2023-09-27 | 19.7 | 0 | 1.7 | 2022-09-27 | 14.8 | 3.2 | 0 | 2021-09-27 | 24.2 | 0 | 6.2 | 2020-09-27 | 25.9 | 0 | 7.9 | 2019-09-27 | 21.9 | 0 | 3.9 | 2018-09-27 | 16.4 | 1.6 | 0 | 2017-09-27 | 23.1 | 0 | 5.1 | 2016-09-27 | 21.8 | 0 | 3.8 | 0.48 | 3.92
2025-09-27 | 24.7 | 0 | 6.7 | 2024-09-27 | 21.7 | 0 | 3.7 | 2023-09-27 | 18.6 | 0 | 0.6 | 2022-09-27 | 14.6 | 3.4 | 0 | 2021-09-27 | 24.1 | 0 | 6.1 | 2020-09-27 | 24.6 | 0 | 6.6 | 2019-09-27 | 22.3 | 0 | 4.3 | 2018-09-27 | 16 | 2 | 0 | 2017-09-27 | 23.4 | 0 | 5.4 | 2016-09-27 | 20.7 | 0 | 2.7 | 0.54 | 3.61
2025-09-27 | 23.9 | 0 | 5.9 | 2024-09-27 | 20.9 | 0 | 2.9 | 2023-09-27 | 18.1 | 0 | 0.1 | 2022-09-27 | 14.3 | 3.7 | 0 | 2021-09-27 | 22.9 | 0 | 4.9 | 2020-09-27 | 23.8 | 0 | 5.8 | 2019-09-27 | 21.5 | 0 | 3.5 | 2018-09-27 | 15.7 | 2.3 | 0 | 2017-09-27 | 21.2 | 0 | 3.2 | 2016-09-27 | 20.3 | 0 | 2.3 | 0.6 | 2.86
2025-09-27 | 22.8 | 0 | 4.8 | 2024-09-27 | 20 | 0 | 2 | 2023-09-27 | 17.4 | 0.6 | 0 | 2022-09-27 | 13.9 | 4.1 | 0 | 2021-09-27 | 21.2 | 0 | 3.2 | 2020-09-27 | 22.8 | 0 | 4.8 | 2019-09-27 | 21.3 | 0 | 3.3 | 2018-09-27 | 15.4 | 2.6 | 0 | 2017-09-27 | 19.7 | 0 | 1.7 | 2016-09-27 | 18.8 | 0 | 0.8 | 0.73 | 2.06
2025-09-27 | 22.3 | 0 | 4.3 | 2024-09-27 | 19.4 | 0 | 1.4 | 2023-09-27 | 16.5 | 1.5 | 0 | 2022-09-27 | 13.6 | 4.4 | 0 | 2021-09-27 | 19.2 | 0 | 1.2 | 2020-09-27 | 22.3 | 0 | 4.3 | 2019-09-27 | 21.1 | 0 | 3.1 | 2018-09-27 | 15 | 3 | 0 | 2017-09-27 | 18.5 | 0 | 0.5 | 2016-09-27 | 17.6 | 0.4 | 0 | 0.93 | 1.48
2025-09-27 | 21.4 | 0 | 3.4 | 2024-09-27 | 19.6 | 0 | 1.6 | 2023-09-27 | 15.7 | 2.3 | 0 | 2022-09-27 | 13.1 | 4.9 | 0 | 2021-09-27 | 17.6 | 0.4 | 0 | 2020-09-27 | 22.7 | 0 | 4.7 | 2019-09-27 | 21 | 0 | 3 | 2018-09-27 | 14.9 | 3.1 | 0 | 2017-09-27 | 17.2 | 0.8 | 0 | 2016-09-27 | 17.5 | 0.5 | 0 | 1.2 | 1.27
2025-09-27 | 20.6 | 0 | 2.6 | 2024-09-27 | 19.7 | 0 | 1.7 | 2023-09-27 | 15.4 | 2.6 | 0 | 2022-09-27 | 12.8 | 5.2 | 0 | 2021-09-27 | 16.5 | 1.5 | 0 | 2020-09-27 | 22.9 | 0 | 4.9 | 2019-09-27 | 20.5 | 0 | 2.5 | 2018-09-27 | 14.8 | 3.2 | 0 | 2017-09-27 | 16.4 | 1.6 | 0 | 2016-09-27 | 16.1 | 1.9 | 0 | 1.6 | 1.17
2025-09-27 | 19.2 | 0 | 1.2 | 2024-09-27 | 19.3 | 0 | 1.3 | 2023-09-27 | 15.7 | 2.3 | 0 | 2022-09-27 | 12.8 | 5.2 | 0 | 2021-09-27 | 16.2 | 1.8 | 0 | 2020-09-27 | 22.7 | 0 | 4.7 | 2019-09-27 | 19.8 | 0 | 1.8 | 2018-09-27 | 15.1 | 2.9 | 0 | 2017-09-27 | 15.9 | 2.1 | 0 | 2016-09-27 | 15.9 | 2.1 | 0 | 1.64 | 0.9
2025-09-27 | 18.6 | 0 | 0.6 | 2024-09-27 | 18.5 | 0 | 0.5 | 2023-09-27 | 15.3 | 2.7 | 0 | 2022-09-27 | 12.4 | 5.6 | 0 | 2021-09-27 | 15.7 | 2.3 | 0 | 2020-09-27 | 21.3 | 0 | 3.3 | 2019-09-27 | 18.7 | 0 | 0.7 | 2018-09-27 | 15.4 | 2.6 | 0 | 2017-09-27 | 15.4 | 2.6 | 0 | 2016-09-27 | 16.3 | 1.7 | 0 | 1.75 | 0.51
2025-09-28 | 18.1 | 0 | 0.1 | 2024-09-28 | 18.9 | 0 | 0.9 | 2023-09-28 | 14.5 | 3.5 | 0 | 2022-09-28 | 12.1 | 5.9 | 0 | 2021-09-28 | 14.9 | 3.1 | 0 | 2020-09-28 | 20.3 | 0 | 2.3 | 2019-09-28 | 18.3 | 0 | 0.3 | 2018-09-28 | 14.7 | 3.3 | 0 | 2017-09-28 | 14.6 | 3.4 | 0 | 2016-09-28 | 16.2 | 1.8 | 0 | 2.1 | 0.36
2025-09-28 | 18 | 0 | 0 | 2024-09-28 | 18.9 | 0 | 0.9 | 2023-09-28 | 14.2 | 3.8 | 0 | 2022-09-28 | 11.8 | 6.2 | 0 | 2021-09-28 | 14.3 | 3.7 | 0 | 2020-09-28 | 20.1 | 0 | 2.1 | 2019-09-28 | 18.5 | 0 | 0.5 | 2018-09-28 | 13.3 | 4.7 | 0 | 2017-09-28 | 13.9 | 4.1 | 0 | 2016-09-28 | 15.4 | 2.6 | 0 | 2.51 | 0.35
2025-09-28 | 17.7 | 0.3 | 0 | 2024-09-28 | 19.4 | 0 | 1.4 | 2023-09-28 | 14.1 | 3.9 | 0 | 2022-09-28 | 11.3 | 6.7 | 0 | 2021-09-28 | 13.6 | 4.4 | 0 | 2020-09-28 | 19 | 0 | 1 | 2019-09-28 | 18.4 | 0 | 0.4 | 2018-09-28 | 11.4 | 6.6 | 0 | 2017-09-28 | 12.9 | 5.1 | 0 | 2016-09-28 | 14.4 | 3.6 | 0 | 3.06 | 0.28
2025-09-28 | 16.7 | 1.3 | 0 | 2024-09-28 | 18.9 | 0 | 0.9 | 2023-09-28 | 13.9 | 4.1 | 0 | 2022-09-28 | 10.7 | 7.3 | 0 | 2021-09-28 | 12.7 | 5.3 | 0 | 2020-09-28 | 18.6 | 0 | 0.6 | 2019-09-28 | 18.7 | 0 | 0.7 | 2018-09-28 | 11 | 7 | 0 | 2017-09-28 | 13 | 5 | 0 | 2016-09-28 | 14 | 4 | 0 | 3.4 | 0.22
2025-09-28 | 17.6 | 0.4 | 0 | 2024-09-28 | 19 | 0 | 1 | 2023-09-28 | 14.5 | 3.5 | 0 | 2022-09-28 | 11.2 | 6.8 | 0 | 2021-09-28 | 11.7 | 6.3 | 0 | 2020-09-28 | 18.3 | 0 | 0.3 | 2019-09-28 | 18.1 | 0 | 0.1 | 2018-09-28 | 11 | 7 | 0 | 2017-09-28 | 13 | 5 | 0 | 2016-09-28 | 13.8 | 4.2 | 0 | 3.32 | 0.14
2025-09-28 | 17.7 | 0.3 | 0 | 2024-09-28 | 18.3 | 0 | 0.3 | 2023-09-28 | 14.8 | 3.2 | 0 | 2022-09-28 | 10.9 | 7.1 | 0 | 2021-09-28 | 11.2 | 6.8 | 0 | 2020-09-28 | 17.8 | 0.2 | 0 | 2019-09-28 | 18.2 | 0 | 0.2 | 2018-09-28 | 10.5 | 7.5 | 0 | 2017-09-28 | 12.7 | 5.3 | 0 | 2016-09-28 | 14.5 | 3.5 | 0 | 3.39 | 0.05
2025-09-28 | 17.5 | 0.5 | 0 | 2024-09-28 | 18.8 | 0 | 0.8 | 2023-09-28 | 14.5 | 3.5 | 0 | 2022-09-28 | 10.7 | 7.3 | 0 | 2021-09-28 | 10.3 | 7.7 | 0 | 2020-09-28 | 17.7 | 0.3 | 0 | 2019-09-28 | 18.4 | 0 | 0.4 | 2018-09-28 | 10.2 | 7.8 | 0 | 2017-09-28 | 12.6 | 5.4 | 0 | 2016-09-28 | 15.5 | 2.5 | 0 | 3.5 | 0.12
2025-09-28 | 17.3 | 0.7 | 0 | 2024-09-28 | 19 | 0 | 1 | 2023-09-28 | 14.9 | 3.1 | 0 | 2022-09-28 | 10.7 | 7.3 | 0 | 2021-09-28 | 10.6 | 7.4 | 0 | 2020-09-28 | 18.2 | 0 | 0.2 | 2019-09-28 | 18.6 | 0 | 0.6 | 2018-09-28 | 11.2 | 6.8 | 0 | 2017-09-28 | 12.8 | 5.2 | 0 | 2016-09-28 | 16.6 | 1.4 | 0 | 3.19 | 0.18
2025-09-28 | 18.7 | 0 | 0.7 | 2024-09-28 | 19 | 0 | 1 | 2023-09-28 | 16.5 | 1.5 | 0 | 2022-09-28 | 11.3 | 6.7 | 0 | 2021-09-28 | 11.4 | 6.6 | 0 | 2020-09-28 | 19.7 | 0 | 1.7 | 2019-09-28 | 20.3 | 0 | 2.3 | 2018-09-28 | 14.3 | 3.7 | 0 | 2017-09-28 | 13.3 | 4.7 | 0 | 2016-09-28 | 16.7 | 1.3 | 0 | 2.45 | 0.57
2025-09-28 | 19.4 | 0 | 1.4 | 2024-09-28 | 19.1 | 0 | 1.1 | 2023-09-28 | 18 | 0 | 0 | 2022-09-28 | 12.4 | 5.6 | 0 | 2021-09-28 | 12.6 | 5.4 | 0 | 2020-09-28 | 21.1 | 0 | 3.1 | 2019-09-28 | 20.4 | 0 | 2.4 | 2018-09-28 | 16.4 | 1.6 | 0 | 2017-09-28 | 13.8 | 4.2 | 0 | 2016-09-28 | 17.9 | 0.1 | 0 | 1.69 | 0.8
2025-09-28 | 20.8 | 0 | 2.8 | 2024-09-28 | 19.5 | 0 | 1.5 | 2023-09-28 | 16.6 | 1.4 | 0 | 2022-09-28 | 12.2 | 5.8 | 0 | 2021-09-28 | 13.4 | 4.6 | 0 | 2020-09-28 | 22.2 | 0 | 4.2 | 2019-09-28 | 20.1 | 0 | 2.1 | 2018-09-28 | 18.3 | 0 | 0.3 | 2017-09-28 | 14.7 | 3.3 | 0 | 2016-09-28 | 18.8 | 0 | 0.8 | 1.51 | 1.17
2025-09-28 | 21.9 | 0 | 3.9 | 2024-09-28 | 20.9 | 0 | 2.9 | 2023-09-28 | 16.8 | 1.2 | 0 | 2022-09-28 | 11.7 | 6.3 | 0 | 2021-09-28 | 14.3 | 3.7 | 0 | 2020-09-28 | 24.1 | 0 | 6.1 | 2019-09-28 | 20 | 0 | 2 | 2018-09-28 | 19.8 | 0 | 1.8 | 2017-09-28 | 15.2 | 2.8 | 0 | 2016-09-28 | 19.5 | 0 | 1.5 | 1.4 | 1.82
2025-09-28 | 22.7 | 0 | 4.7 | 2024-09-28 | 21.1 | 0 | 3.1 | 2023-09-28 | 17.4 | 0.6 | 0 | 2022-09-28 | 12 | 6 | 0 | 2021-09-28 | 14.9 | 3.1 | 0 | 2020-09-28 | 24.8 | 0 | 6.8 | 2019-09-28 | 19.1 | 0 | 1.1 | 2018-09-28 | 20.8 | 0 | 2.8 | 2017-09-28 | 15 | 3 | 0 | 2016-09-28 | 20.3 | 0 | 2.3 | 1.27 | 2.08
2025-09-28 | 23.1 | 0 | 5.1 | 2024-09-28 | 21.4 | 0 | 3.4 | 2023-09-28 | 18.1 | 0 | 0.1 | 2022-09-28 | 12.5 | 5.5 | 0 | 2021-09-28 | 15.9 | 2.1 | 0 | 2020-09-28 | 24.6 | 0 | 6.6 | 2019-09-28 | 16.9 | 1.1 | 0 | 2018-09-28 | 22.2 | 0 | 4.2 | 2017-09-28 | 16.8 | 1.2 | 0 | 2016-09-28 | 21.4 | 0 | 3.4 | 0.99 | 2.28
2025-09-28 | 23.8 | 0 | 5.8 | 2024-09-28 | 21.9 | 0 | 3.9 | 2023-09-28 | 17.7 | 0.3 | 0 | 2022-09-28 | 13.2 | 4.8 | 0 | 2021-09-28 | 16.4 | 1.6 | 0 | 2020-09-28 | 25.9 | 0 | 7.9 | 2019-09-28 | 18.8 | 0 | 0.8 | 2018-09-28 | 22 | 0 | 4 | 2017-09-28 | 17 | 1 | 0 | 2016-09-28 | 21.4 | 0 | 3.4 | 0.77 | 2.58
2025-09-28 | 23.9 | 0 | 5.9 | 2024-09-28 | 21.3 | 0 | 3.3 | 2023-09-28 | 17.8 | 0.2 | 0 | 2022-09-28 | 12.4 | 5.6 | 0 | 2021-09-28 | 16.7 | 1.3 | 0 | 2020-09-28 | 25.4 | 0 | 7.4 | 2019-09-28 | 18.1 | 0 | 0.1 | 2018-09-28 | 22.1 | 0 | 4.1 | 2017-09-28 | 17.3 | 0.7 | 0 | 2016-09-28 | 21 | 0 | 3 | 0.78 | 2.38
2025-09-28 | 23.8 | 0 | 5.8 | 2024-09-28 | 21.1 | 0 | 3.1 | 2023-09-28 | 17.7 | 0.3 | 0 | 2022-09-28 | 12.7 | 5.3 | 0 | 2021-09-28 | 16.1 | 1.9 | 0 | 2020-09-28 | 25.1 | 0 | 7.1 | 2019-09-28 | 18.4 | 0 | 0.4 | 2018-09-28 | 19.1 | 0 | 1.1 | 2017-09-28 | 17.1 | 0.9 | 0 | 2016-09-28 | 20.3 | 0 | 2.3 | 0.84 | 1.98
2025-09-28 | 22.3 | 0 | 4.3 | 2024-09-28 | 21.1 | 0 | 3.1 | 2023-09-28 | 17.3 | 0.7 | 0 | 2022-09-28 | 12.8 | 5.2 | 0 | 2021-09-28 | 15.4 | 2.6 | 0 | 2020-09-28 | 24.6 | 0 | 6.6 | 2019-09-28 | 17.8 | 0.2 | 0 | 2018-09-28 | 17 | 1 | 0 | 2017-09-28 | 15.7 | 2.3 | 0 | 2016-09-28 | 19.9 | 0 | 1.9 | 1.2 | 1.59
2025-09-28 | 20.6 | 0 | 2.6 | 2024-09-28 | 20.6 | 0 | 2.6 | 2023-09-28 | 17 | 1 | 0 | 2022-09-28 | 12.2 | 5.8 | 0 | 2021-09-28 | 14.7 | 3.3 | 0 | 2020-09-28 | 23.8 | 0 | 5.8 | 2019-09-28 | 17.3 | 0.7 | 0 | 2018-09-28 | 15.3 | 2.7 | 0 | 2017-09-28 | 14.3 | 3.7 | 0 | 2016-09-28 | 19.4 | 0 | 1.4 | 1.72 | 1.24
2025-09-28 | 20.3 | 0 | 2.3 | 2024-09-28 | 18.2 | 0 | 0.2 | 2023-09-28 | 16.3 | 1.7 | 0 | 2022-09-28 | 11.9 | 6.1 | 0 | 2021-09-28 | 14 | 4 | 0 | 2020-09-28 | 22.7 | 0 | 4.7 | 2019-09-28 | 16.4 | 1.6 | 0 | 2018-09-28 | 14 | 4 | 0 | 2017-09-28 | 13.2 | 4.8 | 0 | 2016-09-28 | 19.2 | 0 | 1.2 | 2.22 | 0.84
2025-09-28 | 19.2 | 0 | 1.2 | 2024-09-28 | 19.3 | 0 | 1.3 | 2023-09-28 | 16.2 | 1.8 | 0 | 2022-09-28 | 11.7 | 6.3 | 0 | 2021-09-28 | 13.7 | 4.3 | 0 | 2020-09-28 | 19.9 | 0 | 1.9 | 2019-09-28 | 15.2 | 2.8 | 0 | 2018-09-28 | 12.4 | 5.6 | 0 | 2017-09-28 | 12.6 | 5.4 | 0 | 2016-09-28 | 19.2 | 0 | 1.2 | 2.62 | 0.56
2025-09-28 | 17.7 | 0.3 | 0 | 2024-09-28 | 19.5 | 0 | 1.5 | 2023-09-28 | 16.3 | 1.7 | 0 | 2022-09-28 | 11.6 | 6.4 | 0 | 2021-09-28 | 12.3 | 5.7 | 0 | 2020-09-28 | 19.1 | 0 | 1.1 | 2019-09-28 | 14.3 | 3.7 | 0 | 2018-09-28 | 11.3 | 6.7 | 0 | 2017-09-28 | 11.7 | 6.3 | 0 | 2016-09-28 | 18.7 | 0 | 0.7 | 3.08 | 0.33
2025-09-28 | 16.1 | 1.9 | 0 | 2024-09-28 | 19.5 | 0 | 1.5 | 2023-09-28 | 16.2 | 1.8 | 0 | 2022-09-28 | 11.2 | 6.8 | 0 | 2021-09-28 | 11.4 | 6.6 | 0 | 2020-09-28 | 19.1 | 0 | 1.1 | 2019-09-28 | 13.8 | 4.2 | 0 | 2018-09-28 | 11.3 | 6.7 | 0 | 2017-09-28 | 11.7 | 6.3 | 0 | 2016-09-28 | 18.8 | 0 | 0.8 | 3.43 | 0.34
2025-09-28 | 15.7 | 2.3 | 0 | 2024-09-28 | 19.5 | 0 | 1.5 | 2023-09-28 | 15.5 | 2.5 | 0 | 2022-09-28 | 11 | 7 | 0 | 2021-09-28 | 11.2 | 6.8 | 0 | 2020-09-28 | 16.1 | 1.9 | 0 | 2019-09-28 | 13.3 | 4.7 | 0 | 2018-09-28 | 11 | 7 | 0 | 2017-09-28 | 11 | 7 | 0 | 2016-09-28 | 18 | 0 | 0 | 3.92 | 0.15
2025-09-29 | 14.4 | 3.6 | 0 | 2024-09-29 | 19.4 | 0 | 1.4 | 2023-09-29 | 14.9 | 3.1 | 0 | 2022-09-29 | 10.8 | 7.2 | 0 | 2021-09-29 | 9.8 | 8.2 | 0 | 2020-09-29 | 15.1 | 2.9 | 0 | 2019-09-29 | 12.6 | 5.4 | 0 | 2018-09-29 | 11 | 7 | 0 | 2017-09-29 | 9.6 | 8.4 | 0 | 2016-09-29 | 17.5 | 0.5 | 0 | 4.63 | 0.14
2025-09-29 | 14.9 | 3.1 | 0 | 2024-09-29 | 19.4 | 0 | 1.4 | 2023-09-29 | 15 | 3 | 0 | 2022-09-29 | 10.4 | 7.6 | 0 | 2021-09-29 | 9.1 | 8.9 | 0 | 2020-09-29 | 14.7 | 3.3 | 0 | 2019-09-29 | 12 | 6 | 0 | 2018-09-29 | 11.2 | 6.8 | 0 | 2017-09-29 | 9.8 | 8.2 | 0 | 2016-09-29 | 17.1 | 0.9 | 0 | 4.78 | 0.14
2025-09-29 | 13.7 | 4.3 | 0 | 2024-09-29 | 19.4 | 0 | 1.4 | 2023-09-29 | 14.4 | 3.6 | 0 | 2022-09-29 | 10.4 | 7.6 | 0 | 2021-09-29 | 10.6 | 7.4 | 0 | 2020-09-29 | 13.7 | 4.3 | 0 | 2019-09-29 | 11.4 | 6.6 | 0 | 2018-09-29 | 10.8 | 7.2 | 0 | 2017-09-29 | 9.1 | 8.9 | 0 | 2016-09-29 | 16.2 | 1.8 | 0 | 5.17 | 0.14
2025-09-29 | 13.9 | 4.1 | 0 | 2024-09-29 | 19 | 0 | 1 | 2023-09-29 | 14.3 | 3.7 | 0 | 2022-09-29 | 10.1 | 7.9 | 0 | 2021-09-29 | 10.3 | 7.7 | 0 | 2020-09-29 | 13.5 | 4.5 | 0 | 2019-09-29 | 10.7 | 7.3 | 0 | 2018-09-29 | 10.1 | 7.9 | 0 | 2017-09-29 | 9.2 | 8.8 | 0 | 2016-09-29 | 16.9 | 1.1 | 0 | 5.3 | 0.1
2025-09-29 | 12 | 6 | 0 | 2024-09-29 | 18.6 | 0 | 0.6 | 2023-09-29 | 13.6 | 4.4 | 0 | 2022-09-29 | 9.9 | 8.1 | 0 | 2021-09-29 | 10 | 8 | 0 | 2020-09-29 | 13.5 | 4.5 | 0 | 2019-09-29 | 10.2 | 7.8 | 0 | 2018-09-29 | 9.2 | 8.8 | 0 | 2017-09-29 | 9.2 | 8.8 | 0 | 2016-09-29 | 16.5 | 1.5 | 0 | 5.79 | 0.06
2025-09-29 | 11.4 | 6.6 | 0 | 2024-09-29 | 18.6 | 0 | 0.6 | 2023-09-29 | 12.4 | 5.6 | 0 | 2022-09-29 | 9.1 | 8.9 | 0 | 2021-09-29 | 9.8 | 8.2 | 0 | 2020-09-29 | 13.7 | 4.3 | 0 | 2019-09-29 | 9.4 | 8.6 | 0 | 2018-09-29 | 8.4 | 9.6 | 0 | 2017-09-29 | 9.9 | 8.1 | 0 | 2016-09-29 | 16.1 | 1.9 | 0 | 6.18 | 0.06
2025-09-29 | 11 | 7 | 0 | 2024-09-29 | 17.8 | 0.2 | 0 | 2023-09-29 | 12.8 | 5.2 | 0 | 2022-09-29 | 8.9 | 9.1 | 0 | 2021-09-29 | 10.3 | 7.7 | 0 | 2020-09-29 | 12.8 | 5.2 | 0 | 2019-09-29 | 9.6 | 8.4 | 0 | 2018-09-29 | 8.3 | 9.7 | 0 | 2017-09-29 | 9.9 | 8.1 | 0 | 2016-09-29 | 16 | 2 | 0 | 6.26 | 0
2025-09-29 | 12.9 | 5.1 | 0 | 2024-09-29 | 18.2 | 0 | 0.2 | 2023-09-29 | 12.8 | 5.2 | 0 | 2022-09-29 | 8.8 | 9.2 | 0 | 2021-09-29 | 10.7 | 7.3 | 0 | 2020-09-29 | 13.1 | 4.9 | 0 | 2019-09-29 | 9.8 | 8.2 | 0 | 2018-09-29 | 8.9 | 9.1 | 0 | 2017-09-29 | 10.9 | 7.1 | 0 | 2016-09-29 | 15.2 | 2.8 | 0 | 5.89 | 0.02
2025-09-29 | 16.8 | 1.2 | 0 | 2024-09-29 | 18.8 | 0 | 0.8 | 2023-09-29 | 15.9 | 2.1 | 0 | 2022-09-29 | 10.3 | 7.7 | 0 | 2021-09-29 | 14.1 | 3.9 | 0 | 2020-09-29 | 13.7 | 4.3 | 0 | 2019-09-29 | 11.3 | 6.7 | 0 | 2018-09-29 | 10.8 | 7.2 | 0 | 2017-09-29 | 12.8 | 5.2 | 0 | 2016-09-29 | 14.6 | 3.4 | 0 | 4.17 | 0.08
2025-09-29 | 19.1 | 0 | 1.1 | 2024-09-29 | 19.7 | 0 | 1.7 | 2023-09-29 | 18.2 | 0 | 0.2 | 2022-09-29 | 11.5 | 6.5 | 0 | 2021-09-29 | 15.9 | 2.1 | 0 | 2020-09-29 | 14.8 | 3.2 | 0 | 2019-09-29 | 12.2 | 5.8 | 0 | 2018-09-29 | 12 | 6 | 0 | 2017-09-29 | 12.9 | 5.1 | 0 | 2016-09-29 | 13.9 | 4.1 | 0 | 3.28 | 0.3
2025-09-29 | 21 | 0 | 3 | 2024-09-29 | 21.4 | 0 | 3.4 | 2023-09-29 | 19.3 | 0 | 1.3 | 2022-09-29 | 12.6 | 5.4 | 0 | 2021-09-29 | 17.7 | 0.3 | 0 | 2020-09-29 | 16.7 | 1.3 | 0 | 2019-09-29 | 12.7 | 5.3 | 0 | 2018-09-29 | 13.2 | 4.8 | 0 | 2017-09-29 | 13 | 5 | 0 | 2016-09-29 | 13.4 | 4.6 | 0 | 2.67 | 0.77
2025-09-29 | 22.6 | 0 | 4.6 | 2024-09-29 | 22.9 | 0 | 4.9 | 2023-09-29 | 20.6 | 0 | 2.6 | 2022-09-29 | 13.2 | 4.8 | 0 | 2021-09-29 | 18.1 | 0 | 0.1 | 2020-09-29 | 16.7 | 1.3 | 0 | 2019-09-29 | 13.1 | 4.9 | 0 | 2018-09-29 | 14.6 | 3.4 | 0 | 2017-09-29 | 13 | 5 | 0 | 2016-09-29 | 14 | 4 | 0 | 2.34 | 1.22
2025-09-29 | 23.5 | 0 | 5.5 | 2024-09-29 | 24.6 | 0 | 6.6 | 2023-09-29 | 20.1 | 0 | 2.1 | 2022-09-29 | 13.6 | 4.4 | 0 | 2021-09-29 | 19.2 | 0 | 1.2 | 2020-09-29 | 17.2 | 0.8 | 0 | 2019-09-29 | 13.7 | 4.3 | 0 | 2018-09-29 | 15.6 | 2.4 | 0 | 2017-09-29 | 15.2 | 2.8 | 0 | 2016-09-29 | 14.4 | 3.6 | 0 | 1.83 | 1.54
2025-09-29 | 24.4 | 0 | 6.4 | 2024-09-29 | 23.6 | 0 | 5.6 | 2023-09-29 | 20.8 | 0 | 2.8 | 2022-09-29 | 15.1 | 2.9 | 0 | 2021-09-29 | 20.1 | 0 | 2.1 | 2020-09-29 | 17.8 | 0.2 | 0 | 2019-09-29 | 13.4 | 4.6 | 0 | 2018-09-29 | 16.2 | 1.8 | 0 | 2017-09-29 | 17.3 | 0.7 | 0 | 2016-09-29 | 14.2 | 3.8 | 0 | 1.4 | 1.69
2025-09-29 | 24.5 | 0 | 6.5 | 2024-09-29 | 23.5 | 0 | 5.5 | 2023-09-29 | 20.6 | 0 | 2.6 | 2022-09-29 | 15.4 | 2.6 | 0 | 2021-09-29 | 19 | 0 | 1 | 2020-09-29 | 17.4 | 0.6 | 0 | 2019-09-29 | 13.2 | 4.8 | 0 | 2018-09-29 | 16.1 | 1.9 | 0 | 2017-09-29 | 16.6 | 1.4 | 0 | 2016-09-29 | 14.5 | 3.5 | 0 | 1.48 | 1.56
2025-09-29 | 24.8 | 0 | 6.8 | 2024-09-29 | 21.8 | 0 | 3.8 | 2023-09-29 | 20.4 | 0 | 2.4 | 2022-09-29 | 15.5 | 2.5 | 0 | 2021-09-29 | 19 | 0 | 1 | 2020-09-29 | 18.7 | 0 | 0.7 | 2019-09-29 | 13.3 | 4.7 | 0 | 2018-09-29 | 16 | 2 | 0 | 2017-09-29 | 17.1 | 0.9 | 0 | 2016-09-29 | 14.6 | 3.4 | 0 | 1.35 | 1.47
2025-09-29 | 25.3 | 0 | 7.3 | 2024-09-29 | 21.9 | 0 | 3.9 | 2023-09-29 | 20.1 | 0 | 2.1 | 2022-09-29 | 15.1 | 2.9 | 0 | 2021-09-29 | 19 | 0 | 1 | 2020-09-29 | 17.8 | 0.2 | 0 | 2019-09-29 | 13.4 | 4.6 | 0 | 2018-09-29 | 15.8 | 2.2 | 0 | 2017-09-29 | 15 | 3 | 0 | 2016-09-29 | 14.6 | 3.4 | 0 | 1.63 | 1.43
2025-09-29 | 22.6 | 0 | 4.6 | 2024-09-29 | 21.1 | 0 | 3.1 | 2023-09-29 | 18.9 | 0 | 0.9 | 2022-09-29 | 13.7 | 4.3 | 0 | 2021-09-29 | 17.7 | 0.3 | 0 | 2020-09-29 | 17.3 | 0.7 | 0 | 2019-09-29 | 13.2 | 4.8 | 0 | 2018-09-29 | 14.8 | 3.2 | 0 | 2017-09-29 | 12.7 | 5.3 | 0 | 2016-09-29 | 14.5 | 3.5 | 0 | 2.21 | 0.86
2025-09-29 | 21.4 | 0 | 3.4 | 2024-09-29 | 20 | 0 | 2 | 2023-09-29 | 18.1 | 0 | 0.1 | 2022-09-29 | 12.7 | 5.3 | 0 | 2021-09-29 | 15.8 | 2.2 | 0 | 2020-09-29 | 16.5 | 1.5 | 0 | 2019-09-29 | 13 | 5 | 0 | 2018-09-29 | 13.2 | 4.8 | 0 | 2017-09-29 | 11.7 | 6.3 | 0 | 2016-09-29 | 14.5 | 3.5 | 0 | 2.86 | 0.55
2025-09-29 | 20.4 | 0 | 2.4 | 2024-09-29 | 19.5 | 0 | 1.5 | 2023-09-29 | 17.6 | 0.4 | 0 | 2022-09-29 | 11.9 | 6.1 | 0 | 2021-09-29 | 14.8 | 3.2 | 0 | 2020-09-29 | 16.4 | 1.6 | 0 | 2019-09-29 | 12.9 | 5.1 | 0 | 2018-09-29 | 12.2 | 5.8 | 0 | 2017-09-29 | 11.6 | 6.4 | 0 | 2016-09-29 | 14.5 | 3.5 | 0 | 3.21 | 0.39
2025-09-29 | 19.9 | 0 | 1.9 | 2024-09-29 | 19.3 | 0 | 1.3 | 2023-09-29 | 16.8 | 1.2 | 0 | 2022-09-29 | 11.8 | 6.2 | 0 | 2021-09-29 | 13.7 | 4.3 | 0 | 2020-09-29 | 15.7 | 2.3 | 0 | 2019-09-29 | 12.8 | 5.2 | 0 | 2018-09-29 | 12.1 | 5.9 | 0 | 2017-09-29 | 10.1 | 7.9 | 0 | 2016-09-29 | 14.7 | 3.3 | 0 | 3.63 | 0.32
2025-09-29 | 19.4 | 0 | 1.4 | 2024-09-29 | 18.9 | 0 | 0.9 | 2023-09-29 | 16.3 | 1.7 | 0 | 2022-09-29 | 11.5 | 6.5 | 0 | 2021-09-29 | 12.9 | 5.1 | 0 | 2020-09-29 | 15.8 | 2.2 | 0 | 2019-09-29 | 12.7 | 5.3 | 0 | 2018-09-29 | 11.4 | 6.6 | 0 | 2017-09-29 | 9.7 | 8.3 | 0 | 2016-09-29 | 15.4 | 2.6 | 0 | 3.83 | 0.23
2025-09-29 | 18 | 0 | 0 | 2024-09-29 | 18.8 | 0 | 0.8 | 2023-09-29 | 15.7 | 2.3 | 0 | 2022-09-29 | 11.5 | 6.5 | 0 | 2021-09-29 | 11.8 | 6.2 | 0 | 2020-09-29 | 14.6 | 3.4 | 0 | 2019-09-29 | 12.7 | 5.3 | 0 | 2018-09-29 | 11 | 7 | 0 | 2017-09-29 | 8.9 | 9.1 | 0 | 2016-09-29 | 16 | 2 | 0 | 4.18 | 0.08
2025-09-29 | 16.9 | 1.1 | 0 | 2024-09-29 | 18 | 0 | 0 | 2023-09-29 | 15.5 | 2.5 | 0 | 2022-09-29 | 10.3 | 7.7 | 0 | 2021-09-29 | 11.3 | 6.7 | 0 | 2020-09-29 | 14.9 | 3.1 | 0 | 2019-09-29 | 12.8 | 5.2 | 0 | 2018-09-29 | 10.2 | 7.8 | 0 | 2017-09-29 | 8.9 | 9.1 | 0 | 2016-09-29 | 15.6 | 2.4 | 0 | 4.56 | 0
2025-09-30 | 16 | 2 | 0 | 2024-09-30 | 17.1 | 0.9 | 0 | 2023-09-30 | 15.6 | 2.4 | 0 | 2022-09-30 | 8.5 | 9.5 | 0 | 2021-09-30 | 10.4 | 7.6 | 0 | 2020-09-30 | 14 | 4 | 0 | 2019-09-30 | 13.1 | 4.9 | 0 | 2018-09-30 | 9.3 | 8.7 | 0 | 2017-09-30 | 8.4 | 9.6 | 0 | 2016-09-30 | 15.8 | 2.2 | 0 | 5.18 | 0
2025-09-30 | 15.7 | 2.3 | 0 | 2024-09-30 | 16.5 | 1.5 | 0 | 2023-09-30 | 14.8 | 3.2 | 0 | 2022-09-30 | 8.1 | 9.9 | 0 | 2021-09-30 | 10.7 | 7.3 | 0 | 2020-09-30 | 13.6 | 4.4 | 0 | 2019-09-30 | 14 | 4 | 0 | 2018-09-30 | 9.5 | 8.5 | 0 | 2017-09-30 | 8.6 | 9.4 | 0 | 2016-09-30 | 15.6 | 2.4 | 0 | 5.29 | 0
2025-09-30 | 14.9 | 3.1 | 0 | 2024-09-30 | 17.2 | 0.8 | 0 | 2023-09-30 | 14.7 | 3.3 | 0 | 2022-09-30 | 7.2 | 10.8 | 0 | 2021-09-30 | 11.3 | 6.7 | 0 | 2020-09-30 | 13.1 | 4.9 | 0 | 2019-09-30 | 13.8 | 4.2 | 0 | 2018-09-30 | 9.7 | 8.3 | 0 | 2017-09-30 | 9 | 9 | 0 | 2016-09-30 | 15.7 | 2.3 | 0 | 5.34 | 0
2025-09-30 | 14.6 | 3.4 | 0 | 2024-09-30 | 17.6 | 0.4 | 0 | 2023-09-30 | 13.8 | 4.2 | 0 | 2022-09-30 | 7.4 | 10.6 | 0 | 2021-09-30 | 11.2 | 6.8 | 0 | 2020-09-30 | 12.8 | 5.2 | 0 | 2019-09-30 | 13.4 | 4.6 | 0 | 2018-09-30 | 9.6 | 8.4 | 0 | 2017-09-30 | 8.7 | 9.3 | 0 | 2016-09-30 | 15.7 | 2.3 | 0 | 5.52 | 0
2025-09-30 | 14.1 | 3.9 | 0 | 2024-09-30 | 16.8 | 1.2 | 0 | 2023-09-30 | 13.6 | 4.4 | 0 | 2022-09-30 | 6.7 | 11.3 | 0 | 2021-09-30 | 11 | 7 | 0 | 2020-09-30 | 11.9 | 6.1 | 0 | 2019-09-30 | 12.6 | 5.4 | 0 | 2018-09-30 | 9.8 | 8.2 | 0 | 2017-09-30 | 7.7 | 10.3 | 0 | 2016-09-30 | 15.9 | 2.1 | 0 | 5.99 | 0
2025-09-30 | 13.5 | 4.5 | 0 | 2024-09-30 | 16.7 | 1.3 | 0 | 2023-09-30 | 12.9 | 5.1 | 0 | 2022-09-30 | 6.7 | 11.3 | 0 | 2021-09-30 | 9.8 | 8.2 | 0 | 2020-09-30 | 11.2 | 6.8 | 0 | 2019-09-30 | 12.6 | 5.4 | 0 | 2018-09-30 | 9.6 | 8.4 | 0 | 2017-09-30 | 7 | 11 | 0 | 2016-09-30 | 16 | 2 | 0 | 6.4 | 0
2025-09-30 | 13.7 | 4.3 | 0 | 2024-09-30 | 16.8 | 1.2 | 0 | 2023-09-30 | 12.4 | 5.6 | 0 | 2022-09-30 | 6.6 | 11.4 | 0 | 2021-09-30 | 10.3 | 7.7 | 0 | 2020-09-30 | 10.8 | 7.2 | 0 | 2019-09-30 | 12.8 | 5.2 | 0 | 2018-09-30 | 9.9 | 8.1 | 0 | 2017-09-30 | 6.3 | 11.7 | 0 | 2016-09-30 | 16.1 | 1.9 | 0 | 6.43 | 0
2025-09-30 | 13.8 | 4.2 | 0 | 2024-09-30 | 16.7 | 1.3 | 0 | 2023-09-30 | 13.9 | 4.1 | 0 | 2022-09-30 | 7.2 | 10.8 | 0 | 2021-09-30 | 10.8 | 7.2 | 0 | 2020-09-30 | 10.8 | 7.2 | 0 | 2019-09-30 | 12.1 | 5.9 | 0 | 2018-09-30 | 10.2 | 7.8 | 0 | 2017-09-30 | 6.4 | 11.6 | 0 | 2016-09-30 | 16.3 | 1.7 | 0 | 6.18 | 0
2025-09-30 | 16.1 | 1.9 | 0 | 2024-09-30 | 18.5 | 0 | 0.5 | 2023-09-30 | 15.7 | 2.3 | 0 | 2022-09-30 | 10.3 | 7.7 | 0 | 2021-09-30 | 11.7 | 6.3 | 0 | 2020-09-30 | 12.7 | 5.3 | 0 | 2019-09-30 | 12.3 | 5.7 | 0 | 2018-09-30 | 10.3 | 7.7 | 0 | 2017-09-30 | 8 | 10 | 0 | 2016-09-30 | 16.6 | 1.4 | 0 | 4.83 | 0.05
2025-09-30 | 18.2 | 0 | 0.2 | 2024-09-30 | 20.1 | 0 | 2.1 | 2023-09-30 | 18.2 | 0 | 0.2 | 2022-09-30 | 12.8 | 5.2 | 0 | 2021-09-30 | 12.5 | 5.5 | 0 | 2020-09-30 | 13.2 | 4.8 | 0 | 2019-09-30 | 12.8 | 5.2 | 0 | 2018-09-30 | 11.4 | 6.6 | 0 | 2017-09-30 | 9.7 | 8.3 | 0 | 2016-09-30 | 16.6 | 1.4 | 0 | 3.7 | 0.25
2025-09-30 | 20.1 | 0 | 2.1 | 2024-09-30 | 21.4 | 0 | 3.4 | 2023-09-30 | 20 | 0 | 2 | 2022-09-30 | 14.9 | 3.1 | 0 | 2021-09-30 | 12.6 | 5.4 | 0 | 2020-09-30 | 14.3 | 3.7 | 0 | 2019-09-30 | 14.3 | 3.7 | 0 | 2018-09-30 | 11.4 | 6.6 | 0 | 2017-09-30 | 12.5 | 5.5 | 0 | 2016-09-30 | 17 | 1 | 0 | 2.9 | 0.75
2025-09-30 | 21.1 | 0 | 3.1 | 2024-09-30 | 22.1 | 0 | 4.1 | 2023-09-30 | 21.5 | 0 | 3.5 | 2022-09-30 | 15.5 | 2.5 | 0 | 2021-09-30 | 13.8 | 4.2 | 0 | 2020-09-30 | 15.2 | 2.8 | 0 | 2019-09-30 | 14.6 | 3.4 | 0 | 2018-09-30 | 11.6 | 6.4 | 0 | 2017-09-30 | 12.7 | 5.3 | 0 | 2016-09-30 | 16.6 | 1.4 | 0 | 2.6 | 1.07
2025-09-30 | 21.8 | 0 | 3.8 | 2024-09-30 | 22.5 | 0 | 4.5 | 2023-09-30 | 22.2 | 0 | 4.2 | 2022-09-30 | 15.7 | 2.3 | 0 | 2021-09-30 | 14.3 | 3.7 | 0 | 2020-09-30 | 17.4 | 0.6 | 0 | 2019-09-30 | 15.3 | 2.7 | 0 | 2018-09-30 | 12.1 | 5.9 | 0 | 2017-09-30 | 13.4 | 4.6 | 0 | 2016-09-30 | 17.2 | 0.8 | 0 | 2.06 | 1.25
2025-09-30 | 21.8 | 0 | 3.8 | 2024-09-30 | 21.5 | 0 | 3.5 | 2023-09-30 | 22 | 0 | 4 | 2022-09-30 | 16.4 | 1.6 | 0 | 2021-09-30 | 14.6 | 3.4 | 0 | 2020-09-30 | 18 | 0 | 0 | 2019-09-30 | 16 | 2 | 0 | 2018-09-30 | 12.1 | 5.9 | 0 | 2017-09-30 | 13.9 | 4.1 | 0 | 2016-09-30 | 18.2 | 0 | 0.2 | 1.7 | 1.15
2025-09-30 | 21.8 | 0 | 3.8 | 2024-09-30 | 22.2 | 0 | 4.2 | 2023-09-30 | 22.1 | 0 | 4.1 | 2022-09-30 | 17.1 | 0.9 | 0 | 2021-09-30 | 15.1 | 2.9 | 0 | 2020-09-30 | 17.4 | 0.6 | 0 | 2019-09-30 | 16.4 | 1.6 | 0 | 2018-09-30 | 12.3 | 5.7 | 0 | 2017-09-30 | 14.4 | 3.6 | 0 | 2016-09-30 | 17.8 | 0.2 | 0 | 1.55 | 1.21
2025-09-30 | 21 | 0 | 3 | 2024-09-30 | 21.9 | 0 | 3.9 | 2023-09-30 | 21.8 | 0 | 3.8 | 2022-09-30 | 15.9 | 2.1 | 0 | 2021-09-30 | 14.6 | 3.4 | 0 | 2020-09-30 | 16.3 | 1.7 | 0 | 2019-09-30 | 16.5 | 1.5 | 0 | 2018-09-30 | 12.6 | 5.4 | 0 | 2017-09-30 | 13.7 | 4.3 | 0 | 2016-09-30 | 18.1 | 0 | 0.1 | 1.84 | 1.08
2025-09-30 | 21.3 | 0 | 3.3 | 2024-09-30 | 21.8 | 0 | 3.8 | 2023-09-30 | 21.8 | 0 | 3.8 | 2022-09-30 | 15.5 | 2.5 | 0 | 2021-09-30 | 14.8 | 3.2 | 0 | 2020-09-30 | 11.8 | 6.2 | 0 | 2019-09-30 | 17.1 | 0.9 | 0 | 2018-09-30 | 12.5 | 5.5 | 0 | 2017-09-30 | 14.5 | 3.5 | 0 | 2016-09-30 | 16.8 | 1.2 | 0 | 2.3 | 1.09
2025-09-30 | 20 | 0 | 2 | 2024-09-30 | 21 | 0 | 3 | 2023-09-30 | 21.1 | 0 | 3.1 | 2022-09-30 | 14.6 | 3.4 | 0 | 2021-09-30 | 13.8 | 4.2 | 0 | 2020-09-30 | 12.9 | 5.1 | 0 | 2019-09-30 | 16.6 | 1.4 | 0 | 2018-09-30 | 12.2 | 5.8 | 0 | 2017-09-30 | 13.9 | 4.1 | 0 | 2016-09-30 | 16.6 | 1.4 | 0 | 2.54 | 0.81
2025-09-30 | 19.3 | 0 | 1.3 | 2024-09-30 | 19.8 | 0 | 1.8 | 2023-09-30 | 20.1 | 0 | 2.1 | 2022-09-30 | 13.6 | 4.4 | 0 | 2021-09-30 | 13.3 | 4.7 | 0 | 2020-09-30 | 12.3 | 5.7 | 0 | 2019-09-30 | 15.7 | 2.3 | 0 | 2018-09-30 | 11.9 | 6.1 | 0 | 2017-09-30 | 12.7 | 5.3 | 0 | 2016-09-30 | 16.2 | 1.8 | 0 | 3.03 | 0.52
2025-09-30 | 18.5 | 0 | 0.5 | 2024-09-30 | 18.6 | 0 | 0.6 | 2023-09-30 | 19.2 | 0 | 1.2 | 2022-09-30 | 13.2 | 4.8 | 0 | 2021-09-30 | 12.8 | 5.2 | 0 | 2020-09-30 | 12.3 | 5.7 | 0 | 2019-09-30 | 15.5 | 2.5 | 0 | 2018-09-30 | 11.6 | 6.4 | 0 | 2017-09-30 | 11.2 | 6.8 | 0 | 2016-09-30 | 16.2 | 1.8 | 0 | 3.32 | 0.23
2025-09-30 | 17.8 | 0.2 | 0 | 2024-09-30 | 17.9 | 0.1 | 0 | 2023-09-30 | 18.9 | 0 | 0.9 | 2022-09-30 | 13 | 5 | 0 | 2021-09-30 | 12.7 | 5.3 | 0 | 2020-09-30 | 11.9 | 6.1 | 0 | 2019-09-30 | 15.4 | 2.6 | 0 | 2018-09-30 | 11.2 | 6.8 | 0 | 2017-09-30 | 10.6 | 7.4 | 0 | 2016-09-30 | 15.8 | 2.2 | 0 | 3.57 | 0.09
2025-09-30 | 17.4 | 0.6 | 0 | 2024-09-30 | 17.6 | 0.4 | 0 | 2023-09-30 | 18.6 | 0 | 0.6 | 2022-09-30 | 12 | 6 | 0 | 2021-09-30 | 12.8 | 5.2 | 0 | 2020-09-30 | 11.9 | 6.1 | 0 | 2019-09-30 | 15.7 | 2.3 | 0 | 2018-09-30 | 10.7 | 7.3 | 0 | 2017-09-30 | 9.3 | 8.7 | 0 | 2016-09-30 | 15.3 | 2.7 | 0 | 3.93 | 0.06
2025-09-30 | 16.3 | 1.7 | 0 | 2024-09-30 | 17.3 | 0.7 | 0 | 2023-09-30 | 18.6 | 0 | 0.6 | 2022-09-30 | 12.1 | 5.9 | 0 | 2021-09-30 | 11.4 | 6.6 | 0 | 2020-09-30 | 12.2 | 5.8 | 0 | 2019-09-30 | 15.9 | 2.1 | 0 | 2018-09-30 | 10 | 8 | 0 | 2017-09-30 | 8.6 | 9.4 | 0 | 2016-09-30 | 14.1 | 3.9 | 0 | 4.41 | 0.06
2025-09-30 | 15.8 | 2.2 | 0 | 2024-09-30 | 17.3 | 0.7 | 0 | 2023-09-30 | 15.8 | 2.2 | 0 | 2022-09-30 | 11.9 | 6.1 | 0 | 2021-09-30 | 10.4 | 7.6 | 0 | 2020-09-30 | 11.3 | 6.7 | 0 | 2019-09-30 | 15.6 | 2.4 | 0 | 2018-09-30 | 9.9 | 8.1 | 0 | 2017-09-30 | 8.1 | 9.9 | 0 | 2016-09-30 | 13.2 | 4.8 | 0 | 5.07 | 0
2025-10-01 | 14.6 | 3.4 | 0 | 2024-10-01 | 17.6 | 0.4 | 0 | 2023-10-01 | 16 | 2 | 0 | 2022-10-01 | 10.4 | 7.6 | 0 | 2021-10-01 | 9.9 | 8.1 | 0 | 2020-10-01 | 11.2 | 6.8 | 0 | 2019-10-01 | 15.1 | 2.9 | 0 | 2018-10-01 | 10 | 8 | 0 | 2017-10-01 | 7.2 | 10.8 | 0 | 2016-10-01 | 13.5 | 4.5 | 0 | 5.45 | 0
2025-10-01 | 13.6 | 4.4 | 0 | 2024-10-01 | 17.3 | 0.7 | 0 | 2023-10-01 | 15.9 | 2.1 | 0 | 2022-10-01 | 9.9 | 8.1 | 0 | 2021-10-01 | 10.1 | 7.9 | 0 | 2020-10-01 | 11 | 7 | 0 | 2019-10-01 | 14.8 | 3.2 | 0 | 2018-10-01 | 9.7 | 8.3 | 0 | 2017-10-01 | 7.1 | 10.9 | 0 | 2016-10-01 | 13.6 | 4.4 | 0 | 5.7 | 0
2025-10-01 | 12.9 | 5.1 | 0 | 2024-10-01 | 17 | 1 | 0 | 2023-10-01 | 14.7 | 3.3 | 0 | 2022-10-01 | 9.9 | 8.1 | 0 | 2021-10-01 | 10.4 | 7.6 | 0 | 2020-10-01 | 11.1 | 6.9 | 0 | 2019-10-01 | 14.8 | 3.2 | 0 | 2018-10-01 | 9.4 | 8.6 | 0 | 2017-10-01 | 6.6 | 11.4 | 0 | 2016-10-01 | 13.5 | 4.5 | 0 | 5.97 | 0
2025-10-01 | 10.9 | 7.1 | 0 | 2024-10-01 | 16.9 | 1.1 | 0 | 2023-10-01 | 15 | 3 | 0 | 2022-10-01 | 9.5 | 8.5 | 0 | 2021-10-01 | 9.3 | 8.7 | 0 | 2020-10-01 | 11.2 | 6.8 | 0 | 2019-10-01 | 16 | 2 | 0 | 2018-10-01 | 9.2 | 8.8 | 0 | 2017-10-01 | 5.6 | 12.4 | 0 | 2016-10-01 | 13.1 | 4.9 | 0 | 6.33 | 0
2025-10-01 | 10.1 | 7.9 | 0 | 2024-10-01 | 15.3 | 2.7 | 0 | 2023-10-01 | 15.6 | 2.4 | 0 | 2022-10-01 | 9.5 | 8.5 | 0 | 2021-10-01 | 8.3 | 9.7 | 0 | 2020-10-01 | 10.2 | 7.8 | 0 | 2019-10-01 | 16.2 | 1.8 | 0 | 2018-10-01 | 8.9 | 9.1 | 0 | 2017-10-01 | 5.7 | 12.3 | 0 | 2016-10-01 | 13.2 | 4.8 | 0 | 6.7 | 0
2025-10-01 | 9.6 | 8.4 | 0 | 2024-10-01 | 16.5 | 1.5 | 0 | 2023-10-01 | 15.3 | 2.7 | 0 | 2022-10-01 | 9.2 | 8.8 | 0 | 2021-10-01 | 8.5 | 9.5 | 0 | 2020-10-01 | 10.2 | 7.8 | 0 | 2019-10-01 | 15.8 | 2.2 | 0 | 2018-10-01 | 8.7 | 9.3 | 0 | 2017-10-01 | 5.7 | 12.3 | 0 | 2016-10-01 | 12.9 | 5.1 | 0 | 6.76 | 0
2025-10-01 | 8.8 | 9.2 | 0 | 2024-10-01 | 16.8 | 1.2 | 0 | 2023-10-01 | 15.1 | 2.9 | 0 | 2022-10-01 | 10 | 8 | 0 | 2021-10-01 | 7.4 | 10.6 | 0 | 2020-10-01 | 9.4 | 8.6 | 0 | 2019-10-01 | 16.3 | 1.7 | 0 | 2018-10-01 | 8.7 | 9.3 | 0 | 2017-10-01 | 4.1 | 13.9 | 0 | 2016-10-01 | 13.1 | 4.9 | 0 | 7.03 | 0
2025-10-01 | 9.5 | 8.5 | 0 | 2024-10-01 | 17.3 | 0.7 | 0 | 2023-10-01 | 15.8 | 2.2 | 0 | 2022-10-01 | 10.3 | 7.7 | 0 | 2021-10-01 | 8.6 | 9.4 | 0 | 2020-10-01 | 10.5 | 7.5 | 0 | 2019-10-01 | 19.9 | 0 | 1.9 | 2018-10-01 | 8.6 | 9.4 | 0 | 2017-10-01 | 5.4 | 12.6 | 0 | 2016-10-01 | 13.4 | 4.6 | 0 | 6.26 | 0.19
2025-10-01 | 11.7 | 6.3 | 0 | 2024-10-01 | 18.4 | 0 | 0.4 | 2023-10-01 | 17.5 | 0.5 | 0 | 2022-10-01 | 11.1 | 6.9 | 0 | 2021-10-01 | 10.9 | 7.1 | 0 | 2020-10-01 | 12.5 | 5.5 | 0 | 2019-10-01 | 22.1 | 0 | 4.1 | 2018-10-01 | 8.4 | 9.6 | 0 | 2017-10-01 | 9.3 | 8.7 | 0 | 2016-10-01 | 13.3 | 4.7 | 0 | 4.93 | 0.45
2025-10-01 | 13.4 | 4.6 | 0 | 2024-10-01 | 19.4 | 0 | 1.4 | 2023-10-01 | 19.4 | 0 | 1.4 | 2022-10-01 | 13.3 | 4.7 | 0 | 2021-10-01 | 13.1 | 4.9 | 0 | 2020-10-01 | 13.5 | 4.5 | 0 | 2019-10-01 | 26.4 | 0 | 8.4 | 2018-10-01 | 7.8 | 10.2 | 0 | 2017-10-01 | 11.6 | 6.4 | 0 | 2016-10-01 | 13.1 | 4.9 | 0 | 4.02 | 1.12
2025-10-01 | 14.6 | 3.4 | 0 | 2024-10-01 | 20.5 | 0 | 2.5 | 2023-10-01 | 20.6 | 0 | 2.6 | 2022-10-01 | 15.4 | 2.6 | 0 | 2021-10-01 | 14.1 | 3.9 | 0 | 2020-10-01 | 15 | 3 | 0 | 2019-10-01 | 28.4 | 0 | 10.4 | 2018-10-01 | 8.3 | 9.7 | 0 | 2017-10-01 | 14.3 | 3.7 | 0 | 2016-10-01 | 13.3 | 4.7 | 0 | 3.1 | 1.55
2025-10-01 | 15.6 | 2.4 | 0 | 2024-10-01 | 21 | 0 | 3 | 2023-10-01 | 21.9 | 0 | 3.9 | 2022-10-01 | 17 | 1 | 0 | 2021-10-01 | 16.5 | 1.5 | 0 | 2020-10-01 | 15.3 | 2.7 | 0 | 2019-10-01 | 29.5 | 0 | 11.5 | 2018-10-01 | 8.7 | 9.3 | 0 | 2017-10-01 | 15.8 | 2.2 | 0 | 2016-10-01 | 13.4 | 4.6 | 0 | 2.37 | 1.84
2025-10-01 | 16.7 | 1.3 | 0 | 2024-10-01 | 20.8 | 0 | 2.8 | 2023-10-01 | 23.3 | 0 | 5.3 | 2022-10-01 | 19 | 0 | 1 | 2021-10-01 | 17.4 | 0.6 | 0 | 2020-10-01 | 16 | 2 | 0 | 2019-10-01 | 30.7 | 0 | 12.7 | 2018-10-01 | 9.1 | 8.9 | 0 | 2017-10-01 | 16.2 | 1.8 | 0 | 2016-10-01 | 13.8 | 4.2 | 0 | 1.88 | 2.18
2025-10-01 | 17.1 | 0.9 | 0 | 2024-10-01 | 21.3 | 0 | 3.3 | 2023-10-01 | 24.1 | 0 | 6.1 | 2022-10-01 | 19.4 | 0 | 1.4 | 2021-10-01 | 17.8 | 0.2 | 0 | 2020-10-01 | 14.5 | 3.5 | 0 | 2019-10-01 | 31.2 | 0 | 13.2 | 2018-10-01 | 9.8 | 8.2 | 0 | 2017-10-01 | 16.2 | 1.8 | 0 | 2016-10-01 | 14 | 4 | 0 | 1.86 | 2.4
2025-10-01 | 16.8 | 1.2 | 0 | 2024-10-01 | 20.3 | 0 | 2.3 | 2023-10-01 | 26.7 | 0 | 8.7 | 2022-10-01 | 19.3 | 0 | 1.3 | 2021-10-01 | 18.8 | 0 | 0.8 | 2020-10-01 | 17.8 | 0.2 | 0 | 2019-10-01 | 29.8 | 0 | 11.8 | 2018-10-01 | 9.9 | 8.1 | 0 | 2017-10-01 | 16.4 | 1.6 | 0 | 2016-10-01 | 14.5 | 3.5 | 0 | 1.46 | 2.49
2025-10-01 | 16.9 | 1.1 | 0 | 2024-10-01 | 20.6 | 0 | 2.6 | 2023-10-01 | 25.6 | 0 | 7.6 | 2022-10-01 | 19.8 | 0 | 1.8 | 2021-10-01 | 19.6 | 0 | 1.6 | 2020-10-01 | 17.7 | 0.3 | 0 | 2019-10-01 | 26.1 | 0 | 8.1 | 2018-10-01 | 8.9 | 9.1 | 0 | 2017-10-01 | 16.9 | 1.1 | 0 | 2016-10-01 | 14.5 | 3.5 | 0 | 1.51 | 2.17
2025-10-01 | 16.3 | 1.7 | 0 | 2024-10-01 | 19.7 | 0 | 1.7 | 2023-10-01 | 25.6 | 0 | 7.6 | 2022-10-01 | 19.5 | 0 | 1.5 | 2021-10-01 | 20.3 | 0 | 2.3 | 2020-10-01 | 16.9 | 1.1 | 0 | 2019-10-01 | 22.4 | 0 | 4.4 | 2018-10-01 | 9 | 9 | 0 | 2017-10-01 | 16.5 | 1.5 | 0 | 2016-10-01 | 14.4 | 3.6 | 0 | 1.69 | 1.75
2025-10-01 | 15.5 | 2.5 | 0 | 2024-10-01 | 20.3 | 0 | 2.3 | 2023-10-01 | 24.4 | 0 | 6.4 | 2022-10-01 | 18.7 | 0 | 0.7 | 2021-10-01 | 18 | 0 | 0 | 2020-10-01 | 15.8 | 2.2 | 0 | 2019-10-01 | 21.9 | 0 | 3.9 | 2018-10-01 | 9.2 | 8.8 | 0 | 2017-10-01 | 15.9 | 2.1 | 0 | 2016-10-01 | 14.7 | 3.3 | 0 | 1.89 | 1.33
2025-10-01 | 14.5 | 3.5 | 0 | 2024-10-01 | 20.1 | 0 | 2.1 | 2023-10-01 | 23.2 | 0 | 5.2 | 2022-10-01 | 17.5 | 0.5 | 0 | 2021-10-01 | 17.4 | 0.6 | 0 | 2020-10-01 | 12.6 | 5.4 | 0 | 2019-10-01 | 22.1 | 0 | 4.1 | 2018-10-01 | 9.3 | 8.7 | 0 | 2017-10-01 | 14.5 | 3.5 | 0 | 2016-10-01 | 15.2 | 2.8 | 0 | 2.5 | 1.14
2025-10-01 | 14.2 | 3.8 | 0 | 2024-10-01 | 19.4 | 0 | 1.4 | 2023-10-01 | 21.2 | 0 | 3.2 | 2022-10-01 | 16.7 | 1.3 | 0 | 2021-10-01 | 16.6 | 1.4 | 0 | 2020-10-01 | 12.4 | 5.6 | 0 | 2019-10-01 | 21.7 | 0 | 3.7 | 2018-10-01 | 9.7 | 8.3 | 0 | 2017-10-01 | 13.3 | 4.7 | 0 | 2016-10-01 | 15.6 | 2.4 | 0 | 2.75 | 0.83
2025-10-01 | 13.9 | 4.1 | 0 | 2024-10-01 | 15.8 | 2.2 | 0 | 2023-10-01 | 20.3 | 0 | 2.3 | 2022-10-01 | 16.4 | 1.6 | 0 | 2021-10-01 | 16.5 | 1.5 | 0 | 2020-10-01 | 11.7 | 6.3 | 0 | 2019-10-01 | 21.4 | 0 | 3.4 | 2018-10-01 | 10.1 | 7.9 | 0 | 2017-10-01 | 13.1 | 4.9 | 0 | 2016-10-01 | 15.9 | 2.1 | 0 | 3.06 | 0.57
2025-10-01 | 13.6 | 4.4 | 0 | 2024-10-01 | 14.2 | 3.8 | 0 | 2023-10-01 | 19.2 | 0 | 1.2 | 2022-10-01 | 15.6 | 2.4 | 0 | 2021-10-01 | 15.8 | 2.2 | 0 | 2020-10-01 | 10.5 | 7.5 | 0 | 2019-10-01 | 21.4 | 0 | 3.4 | 2018-10-01 | 11.4 | 6.6 | 0 | 2017-10-01 | 12.9 | 5.1 | 0 | 2016-10-01 | 15.7 | 2.3 | 0 | 3.43 | 0.46
2025-10-01 | 13.2 | 4.8 | 0 | 2024-10-01 | 13.2 | 4.8 | 0 | 2023-10-01 | 19.4 | 0 | 1.4 | 2022-10-01 | 14.4 | 3.6 | 0 | 2021-10-01 | 14.8 | 3.2 | 0 | 2020-10-01 | 10.5 | 7.5 | 0 | 2019-10-01 | 20.5 | 0 | 2.5 | 2018-10-01 | 11.9 | 6.1 | 0 | 2017-10-01 | 12.7 | 5.3 | 0 | 2016-10-01 | 15.4 | 2.6 | 0 | 3.79 | 0.39
2025-10-01 | 12.7 | 5.3 | 0 | 2024-10-01 | 13 | 5 | 0 | 2023-10-01 | 18.7 | 0 | 0.7 | 2022-10-01 | 12.9 | 5.1 | 0 | 2021-10-01 | 14.3 | 3.7 | 0 | 2020-10-01 | 9.3 | 8.7 | 0 | 2019-10-01 | 20.4 | 0 | 2.4 | 2018-10-01 | 12.3 | 5.7 | 0 | 2017-10-01 | 11.1 | 6.9 | 0 | 2016-10-01 | 15.3 | 2.7 | 0 | 4.31 | 0.31
2025-10-02 | 12.4 | 5.6 | 0 | 2024-10-02 | 11.8 | 6.2 | 0 | 2023-10-02 | 18.2 | 0 | 0.2 | 2022-10-02 | 11.6 | 6.4 | 0 | 2021-10-02 | 14.1 | 3.9 | 0 | 2020-10-02 | 9 | 9 | 0 | 2019-10-02 | 19.1 | 0 | 1.1 | 2018-10-02 | 10.4 | 7.6 | 0 | 2017-10-02 | 10.7 | 7.3 | 0 | 2016-10-02 | 15.4 | 2.6 | 0 | 4.86 | 0.13
2025-10-02 | 12 | 6 | 0 | 2024-10-02 | 12 | 6 | 0 | 2023-10-02 | 17.5 | 0.5 | 0 | 2022-10-02 | 10.9 | 7.1 | 0 | 2021-10-02 | 13.6 | 4.4 | 0 | 2020-10-02 | 9.6 | 8.4 | 0 | 2019-10-02 | 19.1 | 0 | 1.1 | 2018-10-02 | 10.4 | 7.6 | 0 | 2017-10-02 | 8.7 | 9.3 | 0 | 2016-10-02 | 15.3 | 2.7 | 0 | 5.2 | 0.11
2025-10-02 | 10.8 | 7.2 | 0 | 2024-10-02 | 12.2 | 5.8 | 0 | 2023-10-02 | 16.8 | 1.2 | 0 | 2022-10-02 | 10.6 | 7.4 | 0 | 2021-10-02 | 13.6 | 4.4 | 0 | 2020-10-02 | 10.4 | 7.6 | 0 | 2019-10-02 | 19.2 | 0 | 1.2 | 2018-10-02 | 10.2 | 7.8 | 0 | 2017-10-02 | 8.7 | 9.3 | 0 | 2016-10-02 | 15 | 3 | 0 | 5.37 | 0.12
2025-10-02 | 10.1 | 7.9 | 0 | 2024-10-02 | 12.6 | 5.4 | 0 | 2023-10-02 | 16 | 2 | 0 | 2022-10-02 | 10 | 8 | 0 | 2021-10-02 | 14 | 4 | 0 | 2020-10-02 | 10 | 8 | 0 | 2019-10-02 | 16.2 | 1.8 | 0 | 2018-10-02 | 9.5 | 8.5 | 0 | 2017-10-02 | 8.3 | 9.7 | 0 | 2016-10-02 | 15 | 3 | 0 | 5.83 | 0
2025-10-02 | 10.2 | 7.8 | 0 | 2024-10-02 | 12.1 | 5.9 | 0 | 2023-10-02 | 15.8 | 2.2 | 0 | 2022-10-02 | 9.4 | 8.6 | 0 | 2021-10-02 | 13.8 | 4.2 | 0 | 2020-10-02 | 9.3 | 8.7 | 0 | 2019-10-02 | 16 | 2 | 0 | 2018-10-02 | 9.2 | 8.8 | 0 | 2017-10-02 | 7.9 | 10.1 | 0 | 2016-10-02 | 15.1 | 2.9 | 0 | 6.12 | 0
2025-10-02 | 9.8 | 8.2 | 0 | 2024-10-02 | 11.8 | 6.2 | 0 | 2023-10-02 | 15.8 | 2.2 | 0 | 2022-10-02 | 8.8 | 9.2 | 0 | 2021-10-02 | 13.7 | 4.3 | 0 | 2020-10-02 | 8.7 | 9.3 | 0 | 2019-10-02 | 16 | 2 | 0 | 2018-10-02 | 9.2 | 8.8 | 0 | 2017-10-02 | 7.2 | 10.8 | 0 | 2016-10-02 | 15 | 3 | 0 | 6.4 | 0
2025-10-02 | 10 | 8 | 0 | 2024-10-02 | 11.3 | 6.7 | 0 | 2023-10-02 | 16.2 | 1.8 | 0 | 2022-10-02 | 7.3 | 10.7 | 0 | 2021-10-02 | 13.5 | 4.5 | 0 | 2020-10-02 | 8.1 | 9.9 | 0 | 2019-10-02 | 16 | 2 | 0 | 2018-10-02 | 9.5 | 8.5 | 0 | 2017-10-02 | 7.5 | 10.5 | 0 | 2016-10-02 | 15.1 | 2.9 | 0 | 6.55 | 0
2025-10-02 | 10.3 | 7.7 | 0 | 2024-10-02 | 11.6 | 6.4 | 0 | 2023-10-02 | 16.9 | 1.1 | 0 | 2022-10-02 | 6.9 | 11.1 | 0 | 2021-10-02 | 14.1 | 3.9 | 0 | 2020-10-02 | 8.2 | 9.8 | 0 | 2019-10-02 | 16.1 | 1.9 | 0 | 2018-10-02 | 9.8 | 8.2 | 0 | 2017-10-02 | 8.3 | 9.7 | 0 | 2016-10-02 | 15.2 | 2.8 | 0 | 6.26 | 0
2025-10-02 | 13.1 | 4.9 | 0 | 2024-10-02 | 12.9 | 5.1 | 0 | 2023-10-02 | 18.9 | 0 | 0.9 | 2022-10-02 | 7.8 | 10.2 | 0 | 2021-10-02 | 16.6 | 1.4 | 0 | 2020-10-02 | 8.8 | 9.2 | 0 | 2019-10-02 | 16.4 | 1.6 | 0 | 2018-10-02 | 10.6 | 7.4 | 0 | 2017-10-02 | 11.9 | 6.1 | 0 | 2016-10-02 | 15.9 | 2.1 | 0 | 4.8 | 0.09
2025-10-02 | 15 | 3 | 0 | 2024-10-02 | 14.2 | 3.8 | 0 | 2023-10-02 | 20.7 | 0 | 2.7 | 2022-10-02 | 9 | 9 | 0 | 2021-10-02 | 18 | 0 | 0 | 2020-10-02 | 9.8 | 8.2 | 0 | 2019-10-02 | 16.7 | 1.3 | 0 | 2018-10-02 | 10.6 | 7.4 | 0 | 2017-10-02 | 15.5 | 2.5 | 0 | 2016-10-02 | 17.3 | 0.7 | 0 | 3.59 | 0.27
2025-10-02 | 16.5 | 1.5 | 0 | 2024-10-02 | 15.1 | 2.9 | 0 | 2023-10-02 | 23 | 0 | 5 | 2022-10-02 | 10.4 | 7.6 | 0 | 2021-10-02 | 21.1 | 0 | 3.1 | 2020-10-02 | 11.2 | 6.8 | 0 | 2019-10-02 | 16 | 2 | 0 | 2018-10-02 | 10.5 | 7.5 | 0 | 2017-10-02 | 17.3 | 0.7 | 0 | 2016-10-02 | 18.6 | 0 | 0.6 | 2.9 | 0.87
2025-10-02 | 17.4 | 0.6 | 0 | 2024-10-02 | 16.1 | 1.9 | 0 | 2023-10-02 | 24.9 | 0 | 6.9 | 2022-10-02 | 12.2 | 5.8 | 0 | 2021-10-02 | 23.3 | 0 | 5.3 | 2020-10-02 | 12.4 | 5.6 | 0 | 2019-10-02 | 15.2 | 2.8 | 0 | 2018-10-02 | 11.1 | 6.9 | 0 | 2017-10-02 | 18 | 0 | 0 | 2016-10-02 | 17.3 | 0.7 | 0 | 2.43 | 1.22
2025-10-02 | 17.9 | 0.1 | 0 | 2024-10-02 | 16.1 | 1.9 | 0 | 2023-10-02 | 26.1 | 0 | 8.1 | 2022-10-02 | 13.4 | 4.6 | 0 | 2021-10-02 | 25.1 | 0 | 7.1 | 2020-10-02 | 12.8 | 5.2 | 0 | 2019-10-02 | 14.9 | 3.1 | 0 | 2018-10-02 | 11.5 | 6.5 | 0 | 2017-10-02 | 19.1 | 0 | 1.1 | 2016-10-02 | 16 | 2 | 0 | 2.34 | 1.63
2025-10-02 | 17.9 | 0.1 | 0 | 2024-10-02 | 17.1 | 0.9 | 0 | 2023-10-02 | 26.1 | 0 | 8.1 | 2022-10-02 | 14.7 | 3.3 | 0 | 2021-10-02 | 25.4 | 0 | 7.4 | 2020-10-02 | 13.6 | 4.4 | 0 | 2019-10-02 | 14.6 | 3.4 | 0 | 2018-10-02 | 12.2 | 5.8 | 0 | 2017-10-02 | 19.1 | 0 | 1.1 | 2016-10-02 | 17.9 | 0.1 | 0 | 1.8 | 1.66
2025-10-02 | 18.5 | 0 | 0.5 | 2024-10-02 | 17.6 | 0.4 | 0 | 2023-10-02 | 26 | 0 | 8 | 2022-10-02 | 15.4 | 2.6 | 0 | 2021-10-02 | 24.3 | 0 | 6.3 | 2020-10-02 | 13.6 | 4.4 | 0 | 2019-10-02 | 14.1 | 3.9 | 0 | 2018-10-02 | 12.9 | 5.1 | 0 | 2017-10-02 | 19.3 | 0 | 1.3 | 2016-10-02 | 18.4 | 0 | 0.4 | 1.64 | 1.65
2025-10-02 | 17.9 | 0.1 | 0 | 2024-10-02 | 17.8 | 0.2 | 0 | 2023-10-02 | 25.5 | 0 | 7.5 | 2022-10-02 | 15.4 | 2.6 | 0 | 2021-10-02 | 25.1 | 0 | 7.1 | 2020-10-02 | 13.1 | 4.9 | 0 | 2019-10-02 | 13.6 | 4.4 | 0 | 2018-10-02 | 12.7 | 5.3 | 0 | 2017-10-02 | 19.1 | 0 | 1.1 | 2016-10-02 | 18.3 | 0 | 0.3 | 1.75 | 1.6
2025-10-02 | 18 | 0 | 0 | 2024-10-02 | 18 | 0 | 0 | 2023-10-02 | 25.4 | 0 | 7.4 | 2022-10-02 | 15.2 | 2.8 | 0 | 2021-10-02 | 24.7 | 0 | 6.7 | 2020-10-02 | 12.3 | 5.7 | 0 | 2019-10-02 | 13.7 | 4.3 | 0 | 2018-10-02 | 12.5 | 5.5 | 0 | 2017-10-02 | 19 | 0 | 1 | 2016-10-02 | 17.7 | 0.3 | 0 | 1.86 | 1.51
2025-10-02 | 17.1 | 0.9 | 0 | 2024-10-02 | 17.2 | 0.8 | 0 | 2023-10-02 | 24 | 0 | 6 | 2022-10-02 | 14 | 4 | 0 | 2021-10-02 | 23.4 | 0 | 5.4 | 2020-10-02 | 11.6 | 6.4 | 0 | 2019-10-02 | 13.5 | 4.5 | 0 | 2018-10-02 | 11.9 | 6.1 | 0 | 2017-10-02 | 17.7 | 0.3 | 0 | 2016-10-02 | 17.5 | 0.5 | 0 | 2.35 | 1.14
2025-10-02 | 15.7 | 2.3 | 0 | 2024-10-02 | 16.2 | 1.8 | 0 | 2023-10-02 | 22.6 | 0 | 4.6 | 2022-10-02 | 12.7 | 5.3 | 0 | 2021-10-02 | 22.8 | 0 | 4.8 | 2020-10-02 | 11.2 | 6.8 | 0 | 2019-10-02 | 13.1 | 4.9 | 0 | 2018-10-02 | 11.5 | 6.5 | 0 | 2017-10-02 | 15.7 | 2.3 | 0 | 2016-10-02 | 17.4 | 0.6 | 0 | 3.05 | 0.94
2025-10-02 | 14.7 | 3.3 | 0 | 2024-10-02 | 14.9 | 3.1 | 0 | 2023-10-02 | 22.4 | 0 | 4.4 | 2022-10-02 | 11.7 | 6.3 | 0 | 2021-10-02 | 22 | 0 | 4 | 2020-10-02 | 10.4 | 7.6 | 0 | 2019-10-02 | 12.8 | 5.2 | 0 | 2018-10-02 | 11.6 | 6.4 | 0 | 2017-10-02 | 14.7 | 3.3 | 0 | 2016-10-02 | 16.5 | 1.5 | 0 | 3.67 | 0.84
2025-10-02 | 14.6 | 3.4 | 0 | 2024-10-02 | 15.2 | 2.8 | 0 | 2023-10-02 | 22.3 | 0 | 4.3 | 2022-10-02 | 10.9 | 7.1 | 0 | 2021-10-02 | 21.1 | 0 | 3.1 | 2020-10-02 | 9.6 | 8.4 | 0 | 2019-10-02 | 12.6 | 5.4 | 0 | 2018-10-02 | 11.5 | 6.5 | 0 | 2017-10-02 | 14.2 | 3.8 | 0 | 2016-10-02 | 15.9 | 2.1 | 0 | 3.95 | 0.74
2025-10-02 | 14.4 | 3.6 | 0 | 2024-10-02 | 14.7 | 3.3 | 0 | 2023-10-02 | 20.8 | 0 | 2.8 | 2022-10-02 | 10.5 | 7.5 | 0 | 2021-10-02 | 20.2 | 0 | 2.2 | 2020-10-02 | 8.8 | 9.2 | 0 | 2019-10-02 | 11.4 | 6.6 | 0 | 2018-10-02 | 11.2 | 6.8 | 0 | 2017-10-02 | 13.5 | 4.5 | 0 | 2016-10-02 | 15.9 | 2.1 | 0 | 4.36 | 0.5
2025-10-02 | 13.9 | 4.1 | 0 | 2024-10-02 | 12.4 | 5.6 | 0 | 2023-10-02 | 20.3 | 0 | 2.3 | 2022-10-02 | 9.2 | 8.8 | 0 | 2021-10-02 | 19.5 | 0 | 1.5 | 2020-10-02 | 7.9 | 10.1 | 0 | 2019-10-02 | 10.2 | 7.8 | 0 | 2018-10-02 | 11 | 7 | 0 | 2017-10-02 | 13.4 | 4.6 | 0 | 2016-10-02 | 14.9 | 3.1 | 0 | 5.11 | 0.38
2025-10-02 | 13.6 | 4.4 | 0 | 2024-10-02 | 12.2 | 5.8 | 0 | 2023-10-02 | 20.1 | 0 | 2.1 | 2022-10-02 | 8.8 | 9.2 | 0 | 2021-10-02 | 19.4 | 0 | 1.4 | 2020-10-02 | 7 | 11 | 0 | 2019-10-02 | 9.4 | 8.6 | 0 | 2018-10-02 | 10.9 | 7.1 | 0 | 2017-10-02 | 13.5 | 4.5 | 0 | 2016-10-02 | 14.5 | 3.5 | 0 | 5.41 | 0.35
2025-10-03 | 12 | 6 | 0 | 2024-10-03 | 12.1 | 5.9 | 0 | 2023-10-03 | 19.4 | 0 | 1.4 | 2022-10-03 | 8.4 | 9.6 | 0 | 2021-10-03 | 19.3 | 0 | 1.3 | 2020-10-03 | 6.5 | 11.5 | 0 | 2019-10-03 | 9.2 | 8.8 | 0 | 2018-10-03 | 11 | 7 | 0 | 2017-10-03 | 10.9 | 7.1 | 0 | 2016-10-03 | 13.6 | 4.4 | 0 | 6.03 | 0.27
2025-10-03 | 11.2 | 6.8 | 0 | 2024-10-03 | 10.3 | 7.7 | 0 | 2023-10-03 | 18.2 | 0 | 0.2 | 2022-10-03 | 6.9 | 11.1 | 0 | 2021-10-03 | 18.4 | 0 | 0.4 | 2020-10-03 | 5.9 | 12.1 | 0 | 2019-10-03 | 9.1 | 8.9 | 0 | 2018-10-03 | 11.2 | 6.8 | 0 | 2017-10-03 | 10.4 | 7.6 | 0 | 2016-10-03 | 14.3 | 3.7 | 0 | 6.47 | 0.06
2025-10-03 | 10.8 | 7.2 | 0 | 2024-10-03 | 10.9 | 7.1 | 0 | 2023-10-03 | 17.7 | 0.3 | 0 | 2022-10-03 | 5.1 | 12.9 | 0 | 2021-10-03 | 18.6 | 0 | 0.6 | 2020-10-03 | 4.6 | 13.4 | 0 | 2019-10-03 | 9.1 | 8.9 | 0 | 2018-10-03 | 11.3 | 6.7 | 0 | 2017-10-03 | 9.2 | 8.8 | 0 | 2016-10-03 | 13.8 | 4.2 | 0 | 6.95 | 0.06
2025-10-03 | 10.9 | 7.1 | 0 | 2024-10-03 | 11.1 | 6.9 | 0 | 2023-10-03 | 18.8 | 0 | 0.8 | 2022-10-03 | 4.6 | 13.4 | 0 | 2021-10-03 | 17.9 | 0.1 | 0 | 2020-10-03 | 4.4 | 13.6 | 0 | 2019-10-03 | 8.9 | 9.1 | 0 | 2018-10-03 | 11.3 | 6.7 | 0 | 2017-10-03 | 10.1 | 7.9 | 0 | 2016-10-03 | 13.8 | 4.2 | 0 | 6.9 | 0.08
2025-10-03 | 9.7 | 8.3 | 0 | 2024-10-03 | 10.2 | 7.8 | 0 | 2023-10-03 | 17.1 | 0.9 | 0 | 2022-10-03 | 3.8 | 14.2 | 0 | 2021-10-03 | 17.8 | 0.2 | 0 | 2020-10-03 | 4.3 | 13.7 | 0 | 2019-10-03 | 8.7 | 9.3 | 0 | 2018-10-03 | 11.2 | 6.8 | 0 | 2017-10-03 | 9.2 | 8.8 | 0 | 2016-10-03 | 13.4 | 4.6 | 0 | 7.46 | 0
2025-10-03 | 9.7 | 8.3 | 0 | 2024-10-03 | 10.1 | 7.9 | 0 | 2023-10-03 | 16.2 | 1.8 | 0 | 2022-10-03 | 3.8 | 14.2 | 0 | 2021-10-03 | 17 | 1 | 0 | 2020-10-03 | 4.2 | 13.8 | 0 | 2019-10-03 | 8.8 | 9.2 | 0 | 2018-10-03 | 11.1 | 6.9 | 0 | 2017-10-03 | 9.3 | 8.7 | 0 | 2016-10-03 | 14.6 | 3.4 | 0 | 7.52 | 0
2025-10-03 | 10.2 | 7.8 | 0 | 2024-10-03 | 11.6 | 6.4 | 0 | 2023-10-03 | 17.5 | 0.5 | 0 | 2022-10-03 | 3.8 | 14.2 | 0 | 2021-10-03 | 16.9 | 1.1 | 0 | 2020-10-03 | 4.4 | 13.6 | 0 | 2019-10-03 | 8.7 | 9.3 | 0 | 2018-10-03 | 11.2 | 6.8 | 0 | 2017-10-03 | 9.4 | 8.6 | 0 | 2016-10-03 | 14.4 | 3.6 | 0 | 7.19 | 0
2025-10-03 | 11 | 7 | 0 | 2024-10-03 | 12.2 | 5.8 | 0 | 2023-10-03 | 18.6 | 0 | 0.6 | 2022-10-03 | 4.7 | 13.3 | 0 | 2021-10-03 | 17 | 1 | 0 | 2020-10-03 | 3.7 | 14.3 | 0 | 2019-10-03 | 8.4 | 9.6 | 0 | 2018-10-03 | 11.5 | 6.5 | 0 | 2017-10-03 | 9.1 | 8.9 | 0 | 2016-10-03 | 14.8 | 3.2 | 0 | 6.96 | 0.06
2025-10-03 | 13.8 | 4.2 | 0 | 2024-10-03 | 13.9 | 4.1 | 0 | 2023-10-03 | 21.6 | 0 | 3.6 | 2022-10-03 | 7.3 | 10.7 | 0 | 2021-10-03 | 17.8 | 0.2 | 0 | 2020-10-03 | 6 | 12 | 0 | 2019-10-03 | 8.8 | 9.2 | 0 | 2018-10-03 | 12.1 | 5.9 | 0 | 2017-10-03 | 13.7 | 4.3 | 0 | 2016-10-03 | 15.1 | 2.9 | 0 | 5.35 | 0.36
2025-10-03 | 16.6 | 1.4 | 0 | 2024-10-03 | 16 | 2 | 0 | 2023-10-03 | 24.2 | 0 | 6.2 | 2022-10-03 | 9.9 | 8.1 | 0 | 2021-10-03 | 18.3 | 0 | 0.3 | 2020-10-03 | 7.9 | 10.1 | 0 | 2019-10-03 | 8.5 | 9.5 | 0 | 2018-10-03 | 12.8 | 5.2 | 0 | 2017-10-03 | 17 | 1 | 0 | 2016-10-03 | 15.7 | 2.3 | 0 | 3.96 | 0.65
2025-10-03 | 19.2 | 0 | 1.2 | 2024-10-03 | 18.4 | 0 | 0.4 | 2023-10-03 | 26.1 | 0 | 8.1 | 2022-10-03 | 12.5 | 5.5 | 0 | 2021-10-03 | 18.8 | 0 | 0.8 | 2020-10-03 | 9.8 | 8.2 | 0 | 2019-10-03 | 9 | 9 | 0 | 2018-10-03 | 12.9 | 5.1 | 0 | 2017-10-03 | 19.5 | 0 | 1.5 | 2016-10-03 | 16.6 | 1.4 | 0 | 2.92 | 1.2
2025-10-03 | 21.4 | 0 | 3.4 | 2024-10-03 | 19.9 | 0 | 1.9 | 2023-10-03 | 27.1 | 0 | 9.1 | 2022-10-03 | 13.6 | 4.4 | 0 | 2021-10-03 | 19.5 | 0 | 1.5 | 2020-10-03 | 11.6 | 6.4 | 0 | 2019-10-03 | 9.4 | 8.6 | 0 | 2018-10-03 | 13.4 | 4.6 | 0 | 2017-10-03 | 21.4 | 0 | 3.4 | 2016-10-03 | 17.3 | 0.7 | 0 | 2.47 | 1.93
2025-10-03 | 22.4 | 0 | 4.4 | 2024-10-03 | 21.1 | 0 | 3.1 | 2023-10-03 | 29 | 0 | 11 | 2022-10-03 | 14.2 | 3.8 | 0 | 2021-10-03 | 19.3 | 0 | 1.3 | 2020-10-03 | 11.8 | 6.2 | 0 | 2019-10-03 | 9.2 | 8.8 | 0 | 2018-10-03 | 14.3 | 3.7 | 0 | 2017-10-03 | 22.4 | 0 | 4.4 | 2016-10-03 | 17.8 | 0.2 | 0 | 2.27 | 2.42
2025-10-03 | 23.4 | 0 | 5.4 | 2024-10-03 | 22.4 | 0 | 4.4 | 2023-10-03 | 29.6 | 0 | 11.6 | 2022-10-03 | 14.1 | 3.9 | 0 | 2021-10-03 | 19.7 | 0 | 1.7 | 2020-10-03 | 11.8 | 6.2 | 0 | 2019-10-03 | 9.2 | 8.8 | 0 | 2018-10-03 | 14.4 | 3.6 | 0 | 2017-10-03 | 23.3 | 0 | 5.3 | 2016-10-03 | 18.1 | 0 | 0.1 | 2.25 | 2.85
2025-10-03 | 23.8 | 0 | 5.8 | 2024-10-03 | 22.5 | 0 | 4.5 | 2023-10-03 | 29.4 | 0 | 11.4 | 2022-10-03 | 14.8 | 3.2 | 0 | 2021-10-03 | 19.4 | 0 | 1.4 | 2020-10-03 | 12.3 | 5.7 | 0 | 2019-10-03 | 9.9 | 8.1 | 0 | 2018-10-03 | 14.6 | 3.4 | 0 | 2017-10-03 | 23.5 | 0 | 5.5 | 2016-10-03 | 18.5 | 0 | 0.5 | 2.04 | 2.91
2025-10-03 | 23.8 | 0 | 5.8 | 2024-10-03 | 22.2 | 0 | 4.2 | 2023-10-03 | 29.4 | 0 | 11.4 | 2022-10-03 | 15.4 | 2.6 | 0 | 2021-10-03 | 19.5 | 0 | 1.5 | 2020-10-03 | 12 | 6 | 0 | 2019-10-03 | 10.7 | 7.3 | 0 | 2018-10-03 | 14.6 | 3.4 | 0 | 2017-10-03 | 23.4 | 0 | 5.4 | 2016-10-03 | 18.3 | 0 | 0.3 | 1.93 | 2.86
2025-10-03 | 23.4 | 0 | 5.4 | 2024-10-03 | 22.1 | 0 | 4.1 | 2023-10-03 | 30 | 0 | 12 | 2022-10-03 | 13.4 | 4.6 | 0 | 2021-10-03 | 19.4 | 0 | 1.4 | 2020-10-03 | 11.4 | 6.6 | 0 | 2019-10-03 | 12 | 6 | 0 | 2018-10-03 | 14.9 | 3.1 | 0 | 2017-10-03 | 22.5 | 0 | 4.5 | 2016-10-03 | 17.2 | 0.8 | 0 | 2.11 | 2.74
2025-10-03 | 22.4 | 0 | 4.4 | 2024-10-03 | 20.8 | 0 | 2.8 | 2023-10-03 | 28.4 | 0 | 10.4 | 2022-10-03 | 12.9 | 5.1 | 0 | 2021-10-03 | 19.1 | 0 | 1.1 | 2020-10-03 | 11 | 7 | 0 | 2019-10-03 | 11.8 | 6.2 | 0 | 2018-10-03 | 15.1 | 2.9 | 0 | 2017-10-03 | 21.5 | 0 | 3.5 | 2016-10-03 | 17.8 | 0.2 | 0 | 2.14 | 2.22
2025-10-03 | 21 | 0 | 3 | 2024-10-03 | 19.3 | 0 | 1.3 | 2023-10-03 | 26.2 | 0 | 8.2 | 2022-10-03 | 11.6 | 6.4 | 0 | 2021-10-03 | 17.9 | 0.1 | 0 | 2020-10-03 | 10.9 | 7.1 | 0 | 2019-10-03 | 11.6 | 6.4 | 0 | 2018-10-03 | 15 | 3 | 0 | 2017-10-03 | 21.8 | 0 | 3.8 | 2016-10-03 | 17.6 | 0.4 | 0 | 2.34 | 1.63
2025-10-03 | 20.7 | 0 | 2.7 | 2024-10-03 | 18.8 | 0 | 0.8 | 2023-10-03 | 24.7 | 0 | 6.7 | 2022-10-03 | 11 | 7 | 0 | 2021-10-03 | 17.5 | 0.5 | 0 | 2020-10-03 | 10.8 | 7.2 | 0 | 2019-10-03 | 11.1 | 6.9 | 0 | 2018-10-03 | 15.4 | 2.6 | 0 | 2017-10-03 | 21.9 | 0 | 3.9 | 2016-10-03 | 17.4 | 0.6 | 0 | 2.48 | 1.41
2025-10-03 | 20.1 | 0 | 2.1 | 2024-10-03 | 17.6 | 0.4 | 0 | 2023-10-03 | 24.2 | 0 | 6.2 | 2022-10-03 | 10.8 | 7.2 | 0 | 2021-10-03 | 17 | 1 | 0 | 2020-10-03 | 10.6 | 7.4 | 0 | 2019-10-03 | 11.1 | 6.9 | 0 | 2018-10-03 | 15.9 | 2.1 | 0 | 2017-10-03 | 21.4 | 0 | 3.4 | 2016-10-03 | 16.6 | 1.4 | 0 | 2.64 | 1.17
2025-10-03 | 19.1 | 0 | 1.1 | 2024-10-03 | 14.7 | 3.3 | 0 | 2023-10-03 | 22.8 | 0 | 4.8 | 2022-10-03 | 10.2 | 7.8 | 0 | 2021-10-03 | 16.2 | 1.8 | 0 | 2020-10-03 | 9.2 | 8.8 | 0 | 2019-10-03 | 10.8 | 7.2 | 0 | 2018-10-03 | 15.9 | 2.1 | 0 | 2017-10-03 | 19.8 | 0 | 1.8 | 2016-10-03 | 15.9 | 2.1 | 0 | 3.31 | 0.77
2025-10-03 | 18 | 0 | 0 | 2024-10-03 | 15.1 | 2.9 | 0 | 2023-10-03 | 22.1 | 0 | 4.1 | 2022-10-03 | 8.7 | 9.3 | 0 | 2021-10-03 | 15.8 | 2.2 | 0 | 2020-10-03 | 8 | 10 | 0 | 2019-10-03 | 10.9 | 7.1 | 0 | 2018-10-03 | 15.9 | 2.1 | 0 | 2017-10-03 | 19.4 | 0 | 1.4 | 2016-10-03 | 15.8 | 2.2 | 0 | 3.58 | 0.55
2025-10-03 | 16.9 | 1.1 | 0 | 2024-10-03 | 15.7 | 2.3 | 0 | 2023-10-03 | 21.2 | 0 | 3.2 | 2022-10-03 | 9.2 | 8.8 | 0 | 2021-10-03 | 15.5 | 2.5 | 0 | 2020-10-03 | 7.7 | 10.3 | 0 | 2019-10-03 | 11 | 7 | 0 | 2018-10-03 | 16.4 | 1.6 | 0 | 2017-10-03 | 20.3 | 0 | 2.3 | 2016-10-03 | 16 | 2 | 0 | 3.56 | 0.55
2025-10-04 | 16.7 | 1.3 | 0 | 2024-10-04 | 14.6 | 3.4 | 0 | 2023-10-04 | 21 | 0 | 3 | 2022-10-04 | 8 | 10 | 0 | 2021-10-04 | 15.9 | 2.1 | 0 | 2020-10-04 | 7 | 11 | 0 | 2019-10-04 | 10.9 | 7.1 | 0 | 2018-10-04 | 16.2 | 1.8 | 0 | 2017-10-04 | 20.7 | 0 | 2.7 | 2016-10-04 | 15.4 | 2.6 | 0 | 3.93 | 0.57
2025-10-04 | 17.5 | 0.5 | 0 | 2024-10-04 | 13.8 | 4.2 | 0 | 2023-10-04 | 20.6 | 0 | 2.6 | 2022-10-04 | 7.6 | 10.4 | 0 | 2021-10-04 | 15.6 | 2.4 | 0 | 2020-10-04 | 5.7 | 12.3 | 0 | 2019-10-04 | 10.1 | 7.9 | 0 | 2018-10-04 | 17.4 | 0.6 | 0 | 2017-10-04 | 21 | 0 | 3 | 2016-10-04 | 15.2 | 2.8 | 0 | 4.11 | 0.56
2025-10-04 | 16.4 | 1.6 | 0 | 2024-10-04 | 13 | 5 | 0 | 2023-10-04 | 19.8 | 0 | 1.8 | 2022-10-04 | 7.3 | 10.7 | 0 | 2021-10-04 | 15.2 | 2.8 | 0 | 2020-10-04 | 7.3 | 10.7 | 0 | 2019-10-04 | 9.9 | 8.1 | 0 | 2018-10-04 | 20.2 | 0 | 2.2 | 2017-10-04 | 19.9 | 0 | 1.9 | 2016-10-04 | 15.3 | 2.7 | 0 | 4.16 | 0.59
2025-10-04 | 16.8 | 1.2 | 0 | 2024-10-04 | 12 | 6 | 0 | 2023-10-04 | 19 | 0 | 1 | 2022-10-04 | 7.2 | 10.8 | 0 | 2021-10-04 | 14.9 | 3.1 | 0 | 2020-10-04 | 7.4 | 10.6 | 0 | 2019-10-04 | 8.8 | 9.2 | 0 | 2018-10-04 | 21.4 | 0 | 3.4 | 2017-10-04 | 20.5 | 0 | 2.5 | 2016-10-04 | 15.5 | 2.5 | 0 | 4.34 | 0.69
2025-10-04 | 16.7 | 1.3 | 0 | 2024-10-04 | 11.8 | 6.2 | 0 | 2023-10-04 | 17.1 | 0.9 | 0 | 2022-10-04 | 6.7 | 11.3 | 0 | 2021-10-04 | 14.9 | 3.1 | 0 | 2020-10-04 | 6.5 | 11.5 | 0 | 2019-10-04 | 8.2 | 9.8 | 0 | 2018-10-04 | 22.5 | 0 | 4.5 | 2017-10-04 | 20.1 | 0 | 2.1 | 2016-10-04 | 15.5 | 2.5 | 0 | 4.66 | 0.66
2025-10-04 | 15.1 | 2.9 | 0 | 2024-10-04 | 11.1 | 6.9 | 0 | 2023-10-04 | 18.5 | 0 | 0.5 | 2022-10-04 | 6.5 | 11.5 | 0 | 2021-10-04 | 14.8 | 3.2 | 0 | 2020-10-04 | 6.9 | 11.1 | 0 | 2019-10-04 | 8.4 | 9.6 | 0 | 2018-10-04 | 21.4 | 0 | 3.4 | 2017-10-04 | 20.4 | 0 | 2.4 | 2016-10-04 | 15.6 | 2.4 | 0 | 4.76 | 0.63
2025-10-04 | 16.3 | 1.7 | 0 | 2024-10-04 | 11.9 | 6.1 | 0 | 2023-10-04 | 18.1 | 0 | 0.1 | 2022-10-04 | 7.2 | 10.8 | 0 | 2021-10-04 | 14.7 | 3.3 | 0 | 2020-10-04 | 7.1 | 10.9 | 0 | 2019-10-04 | 7.7 | 10.3 | 0 | 2018-10-04 | 22 | 0 | 4 | 2017-10-04 | 20.4 | 0 | 2.4 | 2016-10-04 | 14.9 | 3.1 | 0 | 4.62 | 0.65
2025-10-04 | 16.8 | 1.2 | 0 | 2024-10-04 | 11.6 | 6.4 | 0 | 2023-10-04 | 19.4 | 0 | 1.4 | 2022-10-04 | 7.1 | 10.9 | 0 | 2021-10-04 | 14.8 | 3.2 | 0 | 2020-10-04 | 7.5 | 10.5 | 0 | 2019-10-04 | 7.5 | 10.5 | 0 | 2018-10-04 | 22.1 | 0 | 4.1 | 2017-10-04 | 20.5 | 0 | 2.5 | 2016-10-04 | 15.3 | 2.7 | 0 | 4.54 | 0.8
2025-10-04 | 19 | 0 | 1 | 2024-10-04 | 14.3 | 3.7 | 0 | 2023-10-04 | 21.2 | 0 | 3.2 | 2022-10-04 | 10.3 | 7.7 | 0 | 2021-10-04 | 14.8 | 3.2 | 0 | 2020-10-04 | 8.1 | 9.9 | 0 | 2019-10-04 | 7.7 | 10.3 | 0 | 2018-10-04 | 22.2 | 0 | 4.2 | 2017-10-04 | 21.1 | 0 | 3.1 | 2016-10-04 | 16.6 | 1.4 | 0 | 3.62 | 1.15
2025-10-04 | 20.7 | 0 | 2.7 | 2024-10-04 | 16.9 | 1.1 | 0 | 2023-10-04 | 22.7 | 0 | 4.7 | 2022-10-04 | 12 | 6 | 0 | 2021-10-04 | 14.7 | 3.3 | 0 | 2020-10-04 | 8.8 | 9.2 | 0 | 2019-10-04 | 8.3 | 9.7 | 0 | 2018-10-04 | 18.9 | 0 | 0.9 | 2017-10-04 | 22.1 | 0 | 4.1 | 2016-10-04 | 17.8 | 0.2 | 0 | 2.95 | 1.24
2025-10-04 | 22.8 | 0 | 4.8 | 2024-10-04 | 19 | 0 | 1 | 2023-10-04 | 23.9 | 0 | 5.9 | 2022-10-04 | 12.6 | 5.4 | 0 | 2021-10-04 | 14.6 | 3.4 | 0 | 2020-10-04 | 9.1 | 8.9 | 0 | 2019-10-04 | 8.8 | 9.2 | 0 | 2018-10-04 | 18.5 | 0 | 0.5 | 2017-10-04 | 23.6 | 0 | 5.6 | 2016-10-04 | 18.9 | 0 | 0.9 | 2.69 | 1.87
2025-10-04 | 25.8 | 0 | 7.8 | 2024-10-04 | 19.7 | 0 | 1.7 | 2023-10-04 | 24.9 | 0 | 6.9 | 2022-10-04 | 15.1 | 2.9 | 0 | 2021-10-04 | 14.6 | 3.4 | 0 | 2020-10-04 | 9.4 | 8.6 | 0 | 2019-10-04 | 9.5 | 8.5 | 0 | 2018-10-04 | 19.1 | 0 | 1.1 | 2017-10-04 | 26.5 | 0 | 8.5 | 2016-10-04 | 19.3 | 0 | 1.3 | 2.34 | 2.73
2025-10-04 | 25.2 | 0 | 7.2 | 2024-10-04 | 21.3 | 0 | 3.3 | 2023-10-04 | 26.3 | 0 | 8.3 | 2022-10-04 | 16.5 | 1.5 | 0 | 2021-10-04 | 15 | 3 | 0 | 2020-10-04 | 10 | 8 | 0 | 2019-10-04 | 9.7 | 8.3 | 0 | 2018-10-04 | 19.3 | 0 | 1.3 | 2017-10-04 | 21.1 | 0 | 3.1 | 2016-10-04 | 19.5 | 0 | 1.5 | 2.08 | 2.47
2025-10-04 | 26.3 | 0 | 8.3 | 2024-10-04 | 20.8 | 0 | 2.8 | 2023-10-04 | 26.7 | 0 | 8.7 | 2022-10-04 | 17.7 | 0.3 | 0 | 2021-10-04 | 15.3 | 2.7 | 0 | 2020-10-04 | 11.1 | 6.9 | 0 | 2019-10-04 | 10.4 | 7.6 | 0 | 2018-10-04 | 18.3 | 0 | 0.3 | 2017-10-04 | 23.5 | 0 | 5.5 | 2016-10-04 | 19.4 | 0 | 1.4 | 1.75 | 2.7
2025-10-04 | 26.4 | 0 | 8.4 | 2024-10-04 | 18.4 | 0 | 0.4 | 2023-10-04 | 27.5 | 0 | 9.5 | 2022-10-04 | 16.9 | 1.1 | 0 | 2021-10-04 | 15.4 | 2.6 | 0 | 2020-10-04 | 11 | 7 | 0 | 2019-10-04 | 9.9 | 8.1 | 0 | 2018-10-04 | 17.4 | 0.6 | 0 | 2017-10-04 | 23.8 | 0 | 5.8 | 2016-10-04 | 18.4 | 0 | 0.4 | 1.94 | 2.45
2025-10-04 | 26.4 | 0 | 8.4 | 2024-10-04 | 18.4 | 0 | 0.4 | 2023-10-04 | 27 | 0 | 9 | 2022-10-04 | 17 | 1 | 0 | 2021-10-04 | 15.6 | 2.4 | 0 | 2020-10-04 | 10.9 | 7.1 | 0 | 2019-10-04 | 9.7 | 8.3 | 0 | 2018-10-04 | 16.3 | 1.7 | 0 | 2017-10-04 | 24.2 | 0 | 6.2 | 2016-10-04 | 19.2 | 0 | 1.2 | 2.05 | 2.52
2025-10-04 | 25.9 | 0 | 7.9 | 2024-10-04 | 17.8 | 0.2 | 0 | 2023-10-04 | 25.9 | 0 | 7.9 | 2022-10-04 | 17.2 | 0.8 | 0 | 2021-10-04 | 15.7 | 2.3 | 0 | 2020-10-04 | 10.9 | 7.1 | 0 | 2019-10-04 | 10.8 | 7.2 | 0 | 2018-10-04 | 15.1 | 2.9 | 0 | 2017-10-04 | 24.2 | 0 | 6.2 | 2016-10-04 | 18.8 | 0 | 0.8 | 2.05 | 2.28
2025-10-04 | 25.1 | 0 | 7.1 | 2024-10-04 | 16.4 | 1.6 | 0 | 2023-10-04 | 24 | 0 | 6 | 2022-10-04 | 16.5 | 1.5 | 0 | 2021-10-04 | 15.9 | 2.1 | 0 | 2020-10-04 | 10.7 | 7.3 | 0 | 2019-10-04 | 10.6 | 7.4 | 0 | 2018-10-04 | 13.6 | 4.4 | 0 | 2017-10-04 | 23.3 | 0 | 5.3 | 2016-10-04 | 17.9 | 0.1 | 0 | 2.44 | 1.84
2025-10-04 | 24.2 | 0 | 6.2 | 2024-10-04 | 16.5 | 1.5 | 0 | 2023-10-04 | 22.1 | 0 | 4.1 | 2022-10-04 | 14.6 | 3.4 | 0 | 2021-10-04 | 15.6 | 2.4 | 0 | 2020-10-04 | 10.5 | 7.5 | 0 | 2019-10-04 | 9.7 | 8.3 | 0 | 2018-10-04 | 11.8 | 6.2 | 0 | 2017-10-04 | 20.1 | 0 | 2.1 | 2016-10-04 | 16.8 | 1.2 | 0 | 3.05 | 1.24
2025-10-04 | 23.4 | 0 | 5.4 | 2024-10-04 | 14.9 | 3.1 | 0 | 2023-10-04 | 21 | 0 | 3 | 2022-10-04 | 13.7 | 4.3 | 0 | 2021-10-04 | 15.3 | 2.7 | 0 | 2020-10-04 | 10.4 | 7.6 | 0 | 2019-10-04 | 8.7 | 9.3 | 0 | 2018-10-04 | 10.8 | 7.2 | 0 | 2017-10-04 | 18.3 | 0 | 0.3 | 2016-10-04 | 16.2 | 1.8 | 0 | 3.6 | 0.87
2025-10-04 | 22.5 | 0 | 4.5 | 2024-10-04 | 15.6 | 2.4 | 0 | 2023-10-04 | 20.3 | 0 | 2.3 | 2022-10-04 | 13.1 | 4.9 | 0 | 2021-10-04 | 15.2 | 2.8 | 0 | 2020-10-04 | 10.3 | 7.7 | 0 | 2019-10-04 | 7.6 | 10.4 | 0 | 2018-10-04 | 10.3 | 7.7 | 0 | 2017-10-04 | 16.7 | 1.3 | 0 | 2016-10-04 | 16.2 | 1.8 | 0 | 3.9 | 0.68
2025-10-04 | 21.7 | 0 | 3.7 | 2024-10-04 | 14.9 | 3.1 | 0 | 2023-10-04 | 20 | 0 | 2 | 2022-10-04 | 11.9 | 6.1 | 0 | 2021-10-04 | 15.3 | 2.7 | 0 | 2020-10-04 | 9.9 | 8.1 | 0 | 2019-10-04 | 7.2 | 10.8 | 0 | 2018-10-04 | 9.4 | 8.6 | 0 | 2017-10-04 | 15.9 | 2.1 | 0 | 2016-10-04 | 16.1 | 1.9 | 0 | 4.34 | 0.57
2025-10-04 | 21.4 | 0 | 3.4 | 2024-10-04 | 13.9 | 4.1 | 0 | 2023-10-04 | 20 | 0 | 2 | 2022-10-04 | 11.2 | 6.8 | 0 | 2021-10-04 | 14.9 | 3.1 | 0 | 2020-10-04 | 9.8 | 8.2 | 0 | 2019-10-04 | 6.2 | 11.8 | 0 | 2018-10-04 | 8.6 | 9.4 | 0 | 2017-10-04 | 14.8 | 3.2 | 0 | 2016-10-04 | 16.2 | 1.8 | 0 | 4.84 | 0.54
2025-10-04 | 20.2 | 0 | 2.2 | 2024-10-04 | 12.7 | 5.3 | 0 | 2023-10-04 | 19.8 | 0 | 1.8 | 2022-10-04 | 11.4 | 6.6 | 0 | 2021-10-04 | 14.8 | 3.2 | 0 | 2020-10-04 | 9 | 9 | 0 | 2019-10-04 | 5.5 | 12.5 | 0 | 2018-10-04 | 7.9 | 10.1 | 0 | 2017-10-04 | 14.2 | 3.8 | 0 | 2016-10-04 | 15.9 | 2.1 | 0 | 5.26 | 0.4
2025-10-05 | 19.3 | 0 | 1.3 | 2024-10-05 | 11 | 7 | 0 | 2023-10-05 | 19.6 | 0 | 1.6 | 2022-10-05 | 11.2 | 6.8 | 0 | 2021-10-05 | 14.5 | 3.5 | 0 | 2020-10-05 | 8.2 | 9.8 | 0 | 2019-10-05 | 4.5 | 13.5 | 0 | 2018-10-05 | 7.4 | 10.6 | 0 | 2017-10-05 | 12.8 | 5.2 | 0 | 2016-10-05 | 15.5 | 2.5 | 0 | 5.89 | 0.29
2025-10-05 | 18.1 | 0 | 0.1 | 2024-10-05 | 10.1 | 7.9 | 0 | 2023-10-05 | 19.1 | 0 | 1.1 | 2022-10-05 | 11.2 | 6.8 | 0 | 2021-10-05 | 14.5 | 3.5 | 0 | 2020-10-05 | 8 | 10 | 0 | 2019-10-05 | 4.5 | 13.5 | 0 | 2018-10-05 | 6.5 | 11.5 | 0 | 2017-10-05 | 11.9 | 6.1 | 0 | 2016-10-05 | 14.9 | 3.1 | 0 | 6.24 | 0.12
2025-10-05 | 16.8 | 1.2 | 0 | 2024-10-05 | 9.7 | 8.3 | 0 | 2023-10-05 | 19 | 0 | 1 | 2022-10-05 | 10.2 | 7.8 | 0 | 2021-10-05 | 14.6 | 3.4 | 0 | 2020-10-05 | 7.5 | 10.5 | 0 | 2019-10-05 | 4.9 | 13.1 | 0 | 2018-10-05 | 5.8 | 12.2 | 0 | 2017-10-05 | 11.2 | 6.8 | 0 | 2016-10-05 | 14.5 | 3.5 | 0 | 6.68 | 0.1
2025-10-05 | 16.6 | 1.4 | 0 | 2024-10-05 | 8.6 | 9.4 | 0 | 2023-10-05 | 19.3 | 0 | 1.3 | 2022-10-05 | 9.9 | 8.1 | 0 | 2021-10-05 | 14.6 | 3.4 | 0 | 2020-10-05 | 9.1 | 8.9 | 0 | 2019-10-05 | 6.2 | 11.8 | 0 | 2018-10-05 | 5.6 | 12.4 | 0 | 2017-10-05 | 10.8 | 7.2 | 0 | 2016-10-05 | 14.2 | 3.8 | 0 | 6.64 | 0.13
2025-10-05 | 16.3 | 1.7 | 0 | 2024-10-05 | 8.7 | 9.3 | 0 | 2023-10-05 | 19.3 | 0 | 1.3 | 2022-10-05 | 9.9 | 8.1 | 0 | 2021-10-05 | 14.6 | 3.4 | 0 | 2020-10-05 | 9 | 9 | 0 | 2019-10-05 | 6.6 | 11.4 | 0 | 2018-10-05 | 6.3 | 11.7 | 0 | 2017-10-05 | 10.8 | 7.2 | 0 | 2016-10-05 | 14.2 | 3.8 | 0 | 6.56 | 0.13
2025-10-05 | 15.5 | 2.5 | 0 | 2024-10-05 | 8.4 | 9.6 | 0 | 2023-10-05 | 19.3 | 0 | 1.3 | 2022-10-05 | 9.3 | 8.7 | 0 | 2021-10-05 | 14.5 | 3.5 | 0 | 2020-10-05 | 8.2 | 9.8 | 0 | 2019-10-05 | 7.3 | 10.7 | 0 | 2018-10-05 | 5.4 | 12.6 | 0 | 2017-10-05 | 8.9 | 9.1 | 0 | 2016-10-05 | 14.7 | 3.3 | 0 | 6.98 | 0.13
2025-10-05 | 16.6 | 1.4 | 0 | 2024-10-05 | 9.7 | 8.3 | 0 | 2023-10-05 | 19.1 | 0 | 1.1 | 2022-10-05 | 9.2 | 8.8 | 0 | 2021-10-05 | 14.6 | 3.4 | 0 | 2020-10-05 | 8.1 | 9.9 | 0 | 2019-10-05 | 6.9 | 11.1 | 0 | 2018-10-05 | 5.4 | 12.6 | 0 | 2017-10-05 | 10.4 | 7.6 | 0 | 2016-10-05 | 14.7 | 3.3 | 0 | 6.64 | 0.11
2025-10-05 | 16.7 | 1.3 | 0 | 2024-10-05 | 9.8 | 8.2 | 0 | 2023-10-05 | 19.7 | 0 | 1.7 | 2022-10-05 | 9.4 | 8.6 | 0 | 2021-10-05 | 14.7 | 3.3 | 0 | 2020-10-05 | 8.3 | 9.7 | 0 | 2019-10-05 | 7.2 | 10.8 | 0 | 2018-10-05 | 6.1 | 11.9 | 0 | 2017-10-05 | 10.3 | 7.7 | 0 | 2016-10-05 | 15.1 | 2.9 | 0 | 6.44 | 0.17
2025-10-05 | 19 | 0 | 1 | 2024-10-05 | 11.3 | 6.7 | 0 | 2023-10-05 | 20.4 | 0 | 2.4 | 2022-10-05 | 13 | 5 | 0 | 2021-10-05 | 14.9 | 3.1 | 0 | 2020-10-05 | 10.1 | 7.9 | 0 | 2019-10-05 | 7.6 | 10.4 | 0 | 2018-10-05 | 7.6 | 10.4 | 0 | 2017-10-05 | 13.3 | 4.7 | 0 | 2016-10-05 | 16.7 | 1.3 | 0 | 4.95 | 0.34
2025-10-05 | 21.1 | 0 | 3.1 | 2024-10-05 | 13.6 | 4.4 | 0 | 2023-10-05 | 21.7 | 0 | 3.7 | 2022-10-05 | 15.4 | 2.6 | 0 | 2021-10-05 | 15.3 | 2.7 | 0 | 2020-10-05 | 11.3 | 6.7 | 0 | 2019-10-05 | 9.6 | 8.4 | 0 | 2018-10-05 | 8.8 | 9.2 | 0 | 2017-10-05 | 16 | 2 | 0 | 2016-10-05 | 17.8 | 0.2 | 0 | 3.62 | 0.68
2025-10-05 | 23.3 | 0 | 5.3 | 2024-10-05 | 15.5 | 2.5 | 0 | 2023-10-05 | 23.4 | 0 | 5.4 | 2022-10-05 | 17.8 | 0.2 | 0 | 2021-10-05 | 15.7 | 2.3 | 0 | 2020-10-05 | 11.7 | 6.3 | 0 | 2019-10-05 | 11.3 | 6.7 | 0 | 2018-10-05 | 9.7 | 8.3 | 0 | 2017-10-05 | 17.6 | 0.4 | 0 | 2016-10-05 | 18.4 | 0 | 0.4 | 2.67 | 1.11
2025-10-05 | 24.6 | 0 | 6.6 | 2024-10-05 | 16.7 | 1.3 | 0 | 2023-10-05 | 24.1 | 0 | 6.1 | 2022-10-05 | 19.6 | 0 | 1.6 | 2021-10-05 | 16.6 | 1.4 | 0 | 2020-10-05 | 12.4 | 5.6 | 0 | 2019-10-05 | 11.5 | 6.5 | 0 | 2018-10-05 | 10.1 | 7.9 | 0 | 2017-10-05 | 19.5 | 0 | 1.5 | 2016-10-05 | 18.4 | 0 | 0.4 | 2.27 | 1.62
2025-10-05 | 25.4 | 0 | 7.4 | 2024-10-05 | 17.1 | 0.9 | 0 | 2023-10-05 | 25.5 | 0 | 7.5 | 2022-10-05 | 21 | 0 | 3 | 2021-10-05 | 17.4 | 0.6 | 0 | 2020-10-05 | 14 | 4 | 0 | 2019-10-05 | 12.1 | 5.9 | 0 | 2018-10-05 | 10.8 | 7.2 | 0 | 2017-10-05 | 20.6 | 0 | 2.6 | 2016-10-05 | 19.1 | 0 | 1.1 | 1.86 | 2.16
2025-10-05 | 26.4 | 0 | 8.4 | 2024-10-05 | 18 | 0 | 0 | 2023-10-05 | 25 | 0 | 7 | 2022-10-05 | 20.4 | 0 | 2.4 | 2021-10-05 | 17.2 | 0.8 | 0 | 2020-10-05 | 13.7 | 4.3 | 0 | 2019-10-05 | 12.4 | 5.6 | 0 | 2018-10-05 | 10.4 | 7.6 | 0 | 2017-10-05 | 21.6 | 0 | 3.6 | 2016-10-05 | 18.9 | 0 | 0.9 | 1.83 | 2.23
2025-10-05 | 26.8 | 0 | 8.8 | 2024-10-05 | 17.9 | 0.1 | 0 | 2023-10-05 | 25.4 | 0 | 7.4 | 2022-10-05 | 21.6 | 0 | 3.6 | 2021-10-05 | 17.8 | 0.2 | 0 | 2020-10-05 | 14.3 | 3.7 | 0 | 2019-10-05 | 12.5 | 5.5 | 0 | 2018-10-05 | 10.3 | 7.7 | 0 | 2017-10-05 | 22.7 | 0 | 4.7 | 2016-10-05 | 19.8 | 0 | 1.8 | 1.72 | 2.63
2025-10-05 | 26.7 | 0 | 8.7 | 2024-10-05 | 18.4 | 0 | 0.4 | 2023-10-05 | 25 | 0 | 7 | 2022-10-05 | 21.4 | 0 | 3.4 | 2021-10-05 | 17.9 | 0.1 | 0 | 2020-10-05 | 13.8 | 4.2 | 0 | 2019-10-05 | 11.9 | 6.1 | 0 | 2018-10-05 | 10.2 | 7.8 | 0 | 2017-10-05 | 22.4 | 0 | 4.4 | 2016-10-05 | 20.2 | 0 | 2.2 | 1.82 | 2.61
2025-10-05 | 26.8 | 0 | 8.8 | 2024-10-05 | 17.5 | 0.5 | 0 | 2023-10-05 | 24.6 | 0 | 6.6 | 2022-10-05 | 21.2 | 0 | 3.2 | 2021-10-05 | 17.6 | 0.4 | 0 | 2020-10-05 | 14 | 4 | 0 | 2019-10-05 | 11.8 | 6.2 | 0 | 2018-10-05 | 10.6 | 7.4 | 0 | 2017-10-05 | 22.4 | 0 | 4.4 | 2016-10-05 | 19.6 | 0 | 1.6 | 1.85 | 2.46
2025-10-05 | 26.1 | 0 | 8.1 | 2024-10-05 | 16.4 | 1.6 | 0 | 2023-10-05 | 24.2 | 0 | 6.2 | 2022-10-05 | 19.9 | 0 | 1.9 | 2021-10-05 | 17.6 | 0.4 | 0 | 2020-10-05 | 13.2 | 4.8 | 0 | 2019-10-05 | 11.5 | 6.5 | 0 | 2018-10-05 | 10.8 | 7.2 | 0 | 2017-10-05 | 21.7 | 0 | 3.7 | 2016-10-05 | 19 | 0 | 1 | 2.05 | 2.09
2025-10-05 | 24.5 | 0 | 6.5 | 2024-10-05 | 15.3 | 2.7 | 0 | 2023-10-05 | 23.3 | 0 | 5.3 | 2022-10-05 | 17.7 | 0.3 | 0 | 2021-10-05 | 17.3 | 0.7 | 0 | 2020-10-05 | 13.1 | 4.9 | 0 | 2019-10-05 | 11.3 | 6.7 | 0 | 2018-10-05 | 11 | 7 | 0 | 2017-10-05 | 20.2 | 0 | 2.2 | 2016-10-05 | 17.1 | 0.9 | 0 | 2.32 | 1.4
2025-10-05 | 24 | 0 | 6 | 2024-10-05 | 14.7 | 3.3 | 0 | 2023-10-05 | 22.4 | 0 | 4.4 | 2022-10-05 | 17.8 | 0.2 | 0 | 2021-10-05 | 16.9 | 1.1 | 0 | 2020-10-05 | 12.5 | 5.5 | 0 | 2019-10-05 | 11.7 | 6.3 | 0 | 2018-10-05 | 11.2 | 6.8 | 0 | 2017-10-05 | 19.3 | 0 | 1.3 | 2016-10-05 | 16.4 | 1.6 | 0 | 2.48 | 1.17
2025-10-05 | 22.3 | 0 | 4.3 | 2024-10-05 | 14.3 | 3.7 | 0 | 2023-10-05 | 20.6 | 0 | 2.6 | 2022-10-05 | 17 | 1 | 0 | 2021-10-05 | 16.8 | 1.2 | 0 | 2020-10-05 | 11.8 | 6.2 | 0 | 2019-10-05 | 12.6 | 5.4 | 0 | 2018-10-05 | 11.3 | 6.7 | 0 | 2017-10-05 | 18.9 | 0 | 0.9 | 2016-10-05 | 16.4 | 1.6 | 0 | 2.58 | 0.78
2025-10-05 | 21.9 | 0 | 3.9 | 2024-10-05 | 14.2 | 3.8 | 0 | 2023-10-05 | 18.2 | 0 | 0.2 | 2022-10-05 | 16.7 | 1.3 | 0 | 2021-10-05 | 16.7 | 1.3 | 0 | 2020-10-05 | 10.7 | 7.3 | 0 | 2019-10-05 | 13 | 5 | 0 | 2018-10-05 | 11.7 | 6.3 | 0 | 2017-10-05 | 18 | 0 | 0 | 2016-10-05 | 16.8 | 1.2 | 0 | 2.62 | 0.41
2025-10-05 | 19.9 | 0 | 1.9 | 2024-10-05 | 13.9 | 4.1 | 0 | 2023-10-05 | 17.3 | 0.7 | 0 | 2022-10-05 | 16.6 | 1.4 | 0 | 2021-10-05 | 16.7 | 1.3 | 0 | 2020-10-05 | 9.9 | 8.1 | 0 | 2019-10-05 | 12.9 | 5.1 | 0 | 2018-10-05 | 11.9 | 6.1 | 0 | 2017-10-05 | 17 | 1 | 0 | 2016-10-05 | 16.8 | 1.2 | 0 | 2.9 | 0.19
2025-10-05 | 19.4 | 0 | 1.4 | 2024-10-05 | 13.6 | 4.4 | 0 | 2023-10-05 | 17 | 1 | 0 | 2022-10-05 | 15.7 | 2.3 | 0 | 2021-10-05 | 16.6 | 1.4 | 0 | 2020-10-05 | 9.2 | 8.8 | 0 | 2019-10-05 | 12.9 | 5.1 | 0 | 2018-10-05 | 12.1 | 5.9 | 0 | 2017-10-05 | 16.9 | 1.1 | 0 | 2016-10-05 | 16.8 | 1.2 | 0 | 3.12 | 0.14
2025-10-06 | 18.9 | 0 | 0.9 | 2024-10-06 | 12.9 | 5.1 | 0 | 2023-10-06 | 17.1 | 0.9 | 0 | 2022-10-06 | 15.2 | 2.8 | 0 | 2021-10-06 | 16.2 | 1.8 | 0 | 2020-10-06 | 8.8 | 9.2 | 0 | 2019-10-06 | 12.9 | 5.1 | 0 | 2018-10-06 | 12.3 | 5.7 | 0 | 2017-10-06 | 17.2 | 0.8 | 0 | 2016-10-06 | 16.4 | 1.6 | 0 | 3.3 | 0.09
2025-10-06 | 18.4 | 0 | 0.4 | 2024-10-06 | 12.2 | 5.8 | 0 | 2023-10-06 | 17.2 | 0.8 | 0 | 2022-10-06 | 13.7 | 4.3 | 0 | 2021-10-06 | 15.6 | 2.4 | 0 | 2020-10-06 | 8.6 | 9.4 | 0 | 2019-10-06 | 13.2 | 4.8 | 0 | 2018-10-06 | 12.4 | 5.6 | 0 | 2017-10-06 | 15.1 | 2.9 | 0 | 2016-10-06 | 16.2 | 1.8 | 0 | 3.78 | 0.04
2025-10-06 | 16.6 | 1.4 | 0 | 2024-10-06 | 10.1 | 7.9 | 0 | 2023-10-06 | 17.5 | 0.5 | 0 | 2022-10-06 | 13 | 5 | 0 | 2021-10-06 | 14.9 | 3.1 | 0 | 2020-10-06 | 8.1 | 9.9 | 0 | 2019-10-06 | 13.6 | 4.4 | 0 | 2018-10-06 | 11.1 | 6.9 | 0 | 2017-10-06 | 15.3 | 2.7 | 0 | 2016-10-06 | 16.1 | 1.9 | 0 | 4.37 | 0
2025-10-06 | 15.9 | 2.1 | 0 | 2024-10-06 | 11.3 | 6.7 | 0 | 2023-10-06 | 17.4 | 0.6 | 0 | 2022-10-06 | 15 | 3 | 0 | 2021-10-06 | 14.7 | 3.3 | 0 | 2020-10-06 | 8.2 | 9.8 | 0 | 2019-10-06 | 13.8 | 4.2 | 0 | 2018-10-06 | 10.4 | 7.6 | 0 | 2017-10-06 | 15 | 3 | 0 | 2016-10-06 | 16.5 | 1.5 | 0 | 4.18 | 0
2025-10-06 | 16.6 | 1.4 | 0 | 2024-10-06 | 14 | 4 | 0 | 2023-10-06 | 16.6 | 1.4 | 0 | 2022-10-06 | 13.7 | 4.3 | 0 | 2021-10-06 | 15.6 | 2.4 | 0 | 2020-10-06 | 8.5 | 9.5 | 0 | 2019-10-06 | 13.7 | 4.3 | 0 | 2018-10-06 | 10.2 | 7.8 | 0 | 2017-10-06 | 14.9 | 3.1 | 0 | 2016-10-06 | 16.2 | 1.8 | 0 | 4 | 0
2025-10-06 | 16.4 | 1.6 | 0 | 2024-10-06 | 14.4 | 3.6 | 0 | 2023-10-06 | 16.1 | 1.9 | 0 | 2022-10-06 | 14.6 | 3.4 | 0 | 2021-10-06 | 15.6 | 2.4 | 0 | 2020-10-06 | 9 | 9 | 0 | 2019-10-06 | 13.9 | 4.1 | 0 | 2018-10-06 | 10.3 | 7.7 | 0 | 2017-10-06 | 14.5 | 3.5 | 0 | 2016-10-06 | 15.5 | 2.5 | 0 | 3.97 | 0
2025-10-06 | 16.6 | 1.4 | 0 | 2024-10-06 | 14.4 | 3.6 | 0 | 2023-10-06 | 16.3 | 1.7 | 0 | 2022-10-06 | 14.4 | 3.6 | 0 | 2021-10-06 | 15.5 | 2.5 | 0 | 2020-10-06 | 9 | 9 | 0 | 2019-10-06 | 13.9 | 4.1 | 0 | 2018-10-06 | 10 | 8 | 0 | 2017-10-06 | 14.7 | 3.3 | 0 | 2016-10-06 | 16.4 | 1.6 | 0 | 3.88 | 0
2025-10-06 | 16.7 | 1.3 | 0 | 2024-10-06 | 14.9 | 3.1 | 0 | 2023-10-06 | 16.2 | 1.8 | 0 | 2022-10-06 | 14.7 | 3.3 | 0 | 2021-10-06 | 15.2 | 2.8 | 0 | 2020-10-06 | 9.5 | 8.5 | 0 | 2019-10-06 | 13.7 | 4.3 | 0 | 2018-10-06 | 9.5 | 8.5 | 0 | 2017-10-06 | 14.3 | 3.7 | 0 | 2016-10-06 | 16.2 | 1.8 | 0 | 3.91 | 0
2025-10-06 | 19.1 | 0 | 1.1 | 2024-10-06 | 17.2 | 0.8 | 0 | 2023-10-06 | 17.3 | 0.7 | 0 | 2022-10-06 | 15.9 | 2.1 | 0 | 2021-10-06 | 16.2 | 1.8 | 0 | 2020-10-06 | 11.9 | 6.1 | 0 | 2019-10-06 | 14.1 | 3.9 | 0 | 2018-10-06 | 10.3 | 7.7 | 0 | 2017-10-06 | 15.2 | 2.8 | 0 | 2016-10-06 | 17.6 | 0.4 | 0 | 2.63 | 0.11
2025-10-06 | 22.2 | 0 | 4.2 | 2024-10-06 | 19 | 0 | 1 | 2023-10-06 | 18.6 | 0 | 0.6 | 2022-10-06 | 18.4 | 0 | 0.4 | 2021-10-06 | 17 | 1 | 0 | 2020-10-06 | 13.1 | 4.9 | 0 | 2019-10-06 | 15.4 | 2.6 | 0 | 2018-10-06 | 11 | 7 | 0 | 2017-10-06 | 16.6 | 1.4 | 0 | 2016-10-06 | 19.1 | 0 | 1.1 | 1.69 | 0.73
2025-10-06 | 22.9 | 0 | 4.9 | 2024-10-06 | 20.5 | 0 | 2.5 | 2023-10-06 | 20 | 0 | 2 | 2022-10-06 | 20.4 | 0 | 2.4 | 2021-10-06 | 17.4 | 0.6 | 0 | 2020-10-06 | 15.1 | 2.9 | 0 | 2019-10-06 | 16.5 | 1.5 | 0 | 2018-10-06 | 11 | 7 | 0 | 2017-10-06 | 17 | 1 | 0 | 2016-10-06 | 20.1 | 0 | 2.1 | 1.3 | 1.39
2025-10-06 | 25.7 | 0 | 7.7 | 2024-10-06 | 21.9 | 0 | 3.9 | 2023-10-06 | 21.3 | 0 | 3.3 | 2022-10-06 | 21.6 | 0 | 3.6 | 2021-10-06 | 17.1 | 0.9 | 0 | 2020-10-06 | 16.9 | 1.1 | 0 | 2019-10-06 | 18.4 | 0 | 0.4 | 2018-10-06 | 11.8 | 6.2 | 0 | 2017-10-06 | 17.3 | 0.7 | 0 | 2016-10-06 | 20.5 | 0 | 2.5 | 0.89 | 2.14
2025-10-06 | 27.1 | 0 | 9.1 | 2024-10-06 | 23.1 | 0 | 5.1 | 2023-10-06 | 22.3 | 0 | 4.3 | 2022-10-06 | 22.5 | 0 | 4.5 | 2021-10-06 | 17.2 | 0.8 | 0 | 2020-10-06 | 18.3 | 0 | 0.3 | 2019-10-06 | 19.4 | 0 | 1.4 | 2018-10-06 | 12.4 | 5.6 | 0 | 2017-10-06 | 19 | 0 | 1 | 2016-10-06 | 21.4 | 0 | 3.4 | 0.64 | 2.91
2025-10-06 | 26.2 | 0 | 8.2 | 2024-10-06 | 23 | 0 | 5 | 2023-10-06 | 21.3 | 0 | 3.3 | 2022-10-06 | 22.4 | 0 | 4.4 | 2021-10-06 | 18.1 | 0 | 0.1 | 2020-10-06 | 18.4 | 0 | 0.4 | 2019-10-06 | 19 | 0 | 1 | 2018-10-06 | 13.8 | 4.2 | 0 | 2017-10-06 | 19.1 | 0 | 1.1 | 2016-10-06 | 21.6 | 0 | 3.6 | 0.42 | 2.71
2025-10-06 | 27.9 | 0 | 9.9 | 2024-10-06 | 23.3 | 0 | 5.3 | 2023-10-06 | 22.2 | 0 | 4.2 | 2022-10-06 | 22.2 | 0 | 4.2 | 2021-10-06 | 18.2 | 0 | 0.2 | 2020-10-06 | 18.5 | 0 | 0.5 | 2019-10-06 | 19.1 | 0 | 1.1 | 2018-10-06 | 13.7 | 4.3 | 0 | 2017-10-06 | 20.3 | 0 | 2.3 | 2016-10-06 | 22.3 | 0 | 4.3 | 0.43 | 3.2
2025-10-06 | 27.2 | 0 | 9.2 | 2024-10-06 | 23 | 0 | 5 | 2023-10-06 | 21.1 | 0 | 3.1 | 2022-10-06 | 23.2 | 0 | 5.2 | 2021-10-06 | 18 | 0 | 0 | 2020-10-06 | 19 | 0 | 1 | 2019-10-06 | 19.4 | 0 | 1.4 | 2018-10-06 | 14.2 | 3.8 | 0 | 2017-10-06 | 18.7 | 0 | 0.7 | 2016-10-06 | 23 | 0 | 5 | 0.38 | 3.06
2025-10-06 | 27 | 0 | 9 | 2024-10-06 | 23.4 | 0 | 5.4 | 2023-10-06 | 20.9 | 0 | 2.9 | 2022-10-06 | 23.1 | 0 | 5.1 | 2021-10-06 | 18.1 | 0 | 0.1 | 2020-10-06 | 18.3 | 0 | 0.3 | 2019-10-06 | 20.8 | 0 | 2.8 | 2018-10-06 | 14.9 | 3.1 | 0 | 2017-10-06 | 18.8 | 0 | 0.8 | 2016-10-06 | 22.4 | 0 | 4.4 | 0.31 | 3.08
2025-10-06 | 26.4 | 0 | 8.4 | 2024-10-06 | 22.4 | 0 | 4.4 | 2023-10-06 | 20.3 | 0 | 2.3 | 2022-10-06 | 22.1 | 0 | 4.1 | 2021-10-06 | 18.1 | 0 | 0.1 | 2020-10-06 | 17.6 | 0.4 | 0 | 2019-10-06 | 19.1 | 0 | 1.1 | 2018-10-06 | 16 | 2 | 0 | 2017-10-06 | 18.6 | 0 | 0.6 | 2016-10-06 | 21.3 | 0 | 3.3 | 0.24 | 2.43
2025-10-06 | 25.5 | 0 | 7.5 | 2024-10-06 | 19.6 | 0 | 1.6 | 2023-10-06 | 18.3 | 0 | 0.3 | 2022-10-06 | 21.3 | 0 | 3.3 | 2021-10-06 | 16.8 | 1.2 | 0 | 2020-10-06 | 16.9 | 1.1 | 0 | 2019-10-06 | 17.1 | 0.9 | 0 | 2018-10-06 | 15.7 | 2.3 | 0 | 2017-10-06 | 18.3 | 0 | 0.3 | 2016-10-06 | 18.7 | 0 | 0.7 | 0.55 | 1.37
2025-10-06 | 24.2 | 0 | 6.2 | 2024-10-06 | 17.5 | 0.5 | 0 | 2023-10-06 | 17.7 | 0.3 | 0 | 2022-10-06 | 20.2 | 0 | 2.2 | 2021-10-06 | 16.7 | 1.3 | 0 | 2020-10-06 | 16.7 | 1.3 | 0 | 2019-10-06 | 16.3 | 1.7 | 0 | 2018-10-06 | 16 | 2 | 0 | 2017-10-06 | 18 | 0 | 0 | 2016-10-06 | 17.6 | 0.4 | 0 | 0.75 | 0.84
2025-10-06 | 23.5 | 0 | 5.5 | 2024-10-06 | 18.4 | 0 | 0.4 | 2023-10-06 | 16.8 | 1.2 | 0 | 2022-10-06 | 18.4 | 0 | 0.4 | 2021-10-06 | 15.7 | 2.3 | 0 | 2020-10-06 | 15.8 | 2.2 | 0 | 2019-10-06 | 15.1 | 2.9 | 0 | 2018-10-06 | 16.1 | 1.9 | 0 | 2017-10-06 | 17.9 | 0.1 | 0 | 2016-10-06 | 17.5 | 0.5 | 0 | 1.11 | 0.63
2025-10-06 | 22.9 | 0 | 4.9 | 2024-10-06 | 15.9 | 2.1 | 0 | 2023-10-06 | 15.9 | 2.1 | 0 | 2022-10-06 | 17.5 | 0.5 | 0 | 2021-10-06 | 15.8 | 2.2 | 0 | 2020-10-06 | 15 | 3 | 0 | 2019-10-06 | 15 | 3 | 0 | 2018-10-06 | 15.9 | 2.1 | 0 | 2017-10-06 | 17.6 | 0.4 | 0 | 2016-10-06 | 17.2 | 0.8 | 0 | 1.62 | 0.49
2025-10-06 | 21.6 | 0 | 3.6 | 2024-10-06 | 15.4 | 2.6 | 0 | 2023-10-06 | 14.8 | 3.2 | 0 | 2022-10-06 | 16.7 | 1.3 | 0 | 2021-10-06 | 15.8 | 2.2 | 0 | 2020-10-06 | 14.1 | 3.9 | 0 | 2019-10-06 | 14 | 4 | 0 | 2018-10-06 | 16.8 | 1.2 | 0 | 2017-10-06 | 17.5 | 0.5 | 0 | 2016-10-06 | 16.5 | 1.5 | 0 | 2.04 | 0.36
2025-10-06 | 20.2 | 0 | 2.2 | 2024-10-06 | 14.8 | 3.2 | 0 | 2023-10-06 | 15 | 3 | 0 | 2022-10-06 | 16.7 | 1.3 | 0 | 2021-10-06 | 15.5 | 2.5 | 0 | 2020-10-06 | 13.8 | 4.2 | 0 | 2019-10-06 | 12.5 | 5.5 | 0 | 2018-10-06 | 16 | 2 | 0 | 2017-10-06 | 16.7 | 1.3 | 0 | 2016-10-06 | 16.1 | 1.9 | 0 | 2.49 | 0.22
2025-10-07 | 19.6 | 0 | 1.6 | 2024-10-07 | 14.9 | 3.1 | 0 | 2023-10-07 | 13 | 5 | 0 | 2022-10-07 | 15.1 | 2.9 | 0 | 2021-10-07 | 15.7 | 2.3 | 0 | 2020-10-07 | 13.6 | 4.4 | 0 | 2019-10-07 | 13.6 | 4.4 | 0 | 2018-10-07 | 15 | 3 | 0 | 2017-10-07 | 16.7 | 1.3 | 0 | 2016-10-07 | 16.3 | 1.7 | 0 | 2.81 | 0.16
2025-10-07 | 18.9 | 0 | 0.9 | 2024-10-07 | 14.8 | 3.2 | 0 | 2023-10-07 | 12.2 | 5.8 | 0 | 2022-10-07 | 13.3 | 4.7 | 0 | 2021-10-07 | 16 | 2 | 0 | 2020-10-07 | 13.6 | 4.4 | 0 | 2019-10-07 | 13.3 | 4.7 | 0 | 2018-10-07 | 14.3 | 3.7 | 0 | 2017-10-07 | 16.9 | 1.1 | 0 | 2016-10-07 | 16.2 | 1.8 | 0 | 3.14 | 0.09
2025-10-07 | 19.4 | 0 | 1.4 | 2024-10-07 | 13.9 | 4.1 | 0 | 2023-10-07 | 11.8 | 6.2 | 0 | 2022-10-07 | 13.1 | 4.9 | 0 | 2021-10-07 | 16.2 | 1.8 | 0 | 2020-10-07 | 14.1 | 3.9 | 0 | 2019-10-07 | 13.1 | 4.9 | 0 | 2018-10-07 | 13.5 | 4.5 | 0 | 2017-10-07 | 16.9 | 1.1 | 0 | 2016-10-07 | 15.8 | 2.2 | 0 | 3.36 | 0.14
2025-10-07 | 19.8 | 0 | 1.8 | 2024-10-07 | 12.4 | 5.6 | 0 | 2023-10-07 | 12 | 6 | 0 | 2022-10-07 | 12.3 | 5.7 | 0 | 2021-10-07 | 16.3 | 1.7 | 0 | 2020-10-07 | 14.7 | 3.3 | 0 | 2019-10-07 | 12.8 | 5.2 | 0 | 2018-10-07 | 13.2 | 4.8 | 0 | 2017-10-07 | 17.3 | 0.7 | 0 | 2016-10-07 | 13.8 | 4.2 | 0 | 3.72 | 0.18
2025-10-07 | 19.8 | 0 | 1.8 | 2024-10-07 | 13 | 5 | 0 | 2023-10-07 | 11.7 | 6.3 | 0 | 2022-10-07 | 11.7 | 6.3 | 0 | 2021-10-07 | 15.9 | 2.1 | 0 | 2020-10-07 | 13.8 | 4.2 | 0 | 2019-10-07 | 12.9 | 5.1 | 0 | 2018-10-07 | 13 | 5 | 0 | 2017-10-07 | 17.8 | 0.2 | 0 | 2016-10-07 | 14.5 | 3.5 | 0 | 3.77 | 0.18
2025-10-07 | 20 | 0 | 2 | 2024-10-07 | 12.6 | 5.4 | 0 | 2023-10-07 | 12.2 | 5.8 | 0 | 2022-10-07 | 10.2 | 7.8 | 0 | 2021-10-07 | 15.3 | 2.7 | 0 | 2020-10-07 | 13.2 | 4.8 | 0 | 2019-10-07 | 13.3 | 4.7 | 0 | 2018-10-07 | 13 | 5 | 0 | 2017-10-07 | 18.2 | 0 | 0.2 | 2016-10-07 | 14.2 | 3.8 | 0 | 4 | 0.22
2025-10-07 | 19.4 | 0 | 1.4 | 2024-10-07 | 11.7 | 6.3 | 0 | 2023-10-07 | 11.7 | 6.3 | 0 | 2022-10-07 | 9.4 | 8.6 | 0 | 2021-10-07 | 15.6 | 2.4 | 0 | 2020-10-07 | 13.7 | 4.3 | 0 | 2019-10-07 | 13.2 | 4.8 | 0 | 2018-10-07 | 12.6 | 5.4 | 0 | 2017-10-07 | 18.3 | 0 | 0.3 | 2016-10-07 | 14.4 | 3.6 | 0 | 4.17 | 0.17
2025-10-07 | 19.8 | 0 | 1.8 | 2024-10-07 | 11.8 | 6.2 | 0 | 2023-10-07 | 9.5 | 8.5 | 0 | 2022-10-07 | 9.1 | 8.9 | 0 | 2021-10-07 | 16.3 | 1.7 | 0 | 2020-10-07 | 13.2 | 4.8 | 0 | 2019-10-07 | 13.2 | 4.8 | 0 | 2018-10-07 | 12.5 | 5.5 | 0 | 2017-10-07 | 17.9 | 0.1 | 0 | 2016-10-07 | 13.2 | 4.8 | 0 | 4.53 | 0.18
2025-10-07 | 19.9 | 0 | 1.9 | 2024-10-07 | 12.7 | 5.3 | 0 | 2023-10-07 | 10.7 | 7.3 | 0 | 2022-10-07 | 9.2 | 8.8 | 0 | 2021-10-07 | 16.8 | 1.2 | 0 | 2020-10-07 | 13.3 | 4.7 | 0 | 2019-10-07 | 13.9 | 4.1 | 0 | 2018-10-07 | 13 | 5 | 0 | 2017-10-07 | 18.3 | 0 | 0.3 | 2016-10-07 | 17.4 | 0.6 | 0 | 3.7 | 0.22
2025-10-07 | 20.3 | 0 | 2.3 | 2024-10-07 | 13.2 | 4.8 | 0 | 2023-10-07 | 11.7 | 6.3 | 0 | 2022-10-07 | 9.3 | 8.7 | 0 | 2021-10-07 | 17.1 | 0.9 | 0 | 2020-10-07 | 15.1 | 2.9 | 0 | 2019-10-07 | 15.1 | 2.9 | 0 | 2018-10-07 | 13.3 | 4.7 | 0 | 2017-10-07 | 18.3 | 0 | 0.3 | 2016-10-07 | 19.2 | 0 | 1.2 | 3.12 | 0.38
2025-10-07 | 20.5 | 0 | 2.5 | 2024-10-07 | 13.9 | 4.1 | 0 | 2023-10-07 | 11.7 | 6.3 | 0 | 2022-10-07 | 9.2 | 8.8 | 0 | 2021-10-07 | 18.3 | 0 | 0.3 | 2020-10-07 | 15 | 3 | 0 | 2019-10-07 | 16 | 2 | 0 | 2018-10-07 | 13.1 | 4.9 | 0 | 2017-10-07 | 18.9 | 0 | 0.9 | 2016-10-07 | 19.9 | 0 | 1.9 | 2.91 | 0.56
2025-10-07 | 20.8 | 0 | 2.8 | 2024-10-07 | 14.5 | 3.5 | 0 | 2023-10-07 | 11.9 | 6.1 | 0 | 2022-10-07 | 9.2 | 8.8 | 0 | 2021-10-07 | 18.5 | 0 | 0.5 | 2020-10-07 | 13.6 | 4.4 | 0 | 2019-10-07 | 16.8 | 1.2 | 0 | 2018-10-07 | 13.4 | 4.6 | 0 | 2017-10-07 | 19 | 0 | 1 | 2016-10-07 | 20.3 | 0 | 2.3 | 2.86 | 0.66
2025-10-07 | 21.1 | 0 | 3.1 | 2024-10-07 | 14.9 | 3.1 | 0 | 2023-10-07 | 13.2 | 4.8 | 0 | 2022-10-07 | 10.1 | 7.9 | 0 | 2021-10-07 | 18.4 | 0 | 0.4 | 2020-10-07 | 16.7 | 1.3 | 0 | 2019-10-07 | 16.9 | 1.1 | 0 | 2018-10-07 | 13.8 | 4.2 | 0 | 2017-10-07 | 19.9 | 0 | 1.9 | 2016-10-07 | 20.6 | 0 | 2.6 | 2.24 | 0.8
2025-10-07 | 19.2 | 0 | 1.2 | 2024-10-07 | 15.7 | 2.3 | 0 | 2023-10-07 | 13.7 | 4.3 | 0 | 2022-10-07 | 9.7 | 8.3 | 0 | 2021-10-07 | 18.4 | 0 | 0.4 | 2020-10-07 | 17.4 | 0.6 | 0 | 2019-10-07 | 17.7 | 0.3 | 0 | 2018-10-07 | 13.8 | 4.2 | 0 | 2017-10-07 | 22 | 0 | 4 | 2016-10-07 | 21.1 | 0 | 3.1 | 2 | 0.87
2025-10-07 | 18.2 | 0 | 0.2 | 2024-10-07 | 14.9 | 3.1 | 0 | 2023-10-07 | 14.5 | 3.5 | 0 | 2022-10-07 | 9.6 | 8.4 | 0 | 2021-10-07 | 18.9 | 0 | 0.9 | 2020-10-07 | 18 | 0 | 0 | 2019-10-07 | 17.4 | 0.6 | 0 | 2018-10-07 | 12.8 | 5.2 | 0 | 2017-10-07 | 25.3 | 0 | 7.3 | 2016-10-07 | 21.8 | 0 | 3.8 | 2.08 | 1.22
2025-10-07 | 17.6 | 0.4 | 0 | 2024-10-07 | 15.7 | 2.3 | 0 | 2023-10-07 | 13.8 | 4.2 | 0 | 2022-10-07 | 9.8 | 8.2 | 0 | 2021-10-07 | 19.5 | 0 | 1.5 | 2020-10-07 | 16.2 | 1.8 | 0 | 2019-10-07 | 17.6 | 0.4 | 0 | 2018-10-07 | 13.1 | 4.9 | 0 | 2017-10-07 | 26.1 | 0 | 8.1 | 2016-10-07 | 21.3 | 0 | 3.3 | 2.22 | 1.29
2025-10-07 | 16.2 | 1.8 | 0 | 2024-10-07 | 15.8 | 2.2 | 0 | 2023-10-07 | 14.9 | 3.1 | 0 | 2022-10-07 | 9.7 | 8.3 | 0 | 2021-10-07 | 19.8 | 0 | 1.8 | 2020-10-07 | 16.1 | 1.9 | 0 | 2019-10-07 | 17.2 | 0.8 | 0 | 2018-10-07 | 12.8 | 5.2 | 0 | 2017-10-07 | 25.3 | 0 | 7.3 | 2016-10-07 | 20.4 | 0 | 2.4 | 2.33 | 1.15
2025-10-07 | 14.9 | 3.1 | 0 | 2024-10-07 | 14.4 | 3.6 | 0 | 2023-10-07 | 12.5 | 5.5 | 0 | 2022-10-07 | 8.4 | 9.6 | 0 | 2021-10-07 | 19.4 | 0 | 1.4 | 2020-10-07 | 15.2 | 2.8 | 0 | 2019-10-07 | 16.9 | 1.1 | 0 | 2018-10-07 | 12.7 | 5.3 | 0 | 2017-10-07 | 25.9 | 0 | 7.9 | 2016-10-07 | 19.8 | 0 | 1.8 | 3.1 | 1.11
2025-10-07 | 15 | 3 | 0 | 2024-10-07 | 13.4 | 4.6 | 0 | 2023-10-07 | 10.9 | 7.1 | 0 | 2022-10-07 | 7.4 | 10.6 | 0 | 2021-10-07 | 17.9 | 0.1 | 0 | 2020-10-07 | 13.7 | 4.3 | 0 | 2019-10-07 | 15.6 | 2.4 | 0 | 2018-10-07 | 12.7 | 5.3 | 0 | 2017-10-07 | 24.7 | 0 | 6.7 | 2016-10-07 | 19.2 | 0 | 1.2 | 3.74 | 0.79
2025-10-07 | 15.2 | 2.8 | 0 | 2024-10-07 | 12.2 | 5.8 | 0 | 2023-10-07 | 9.7 | 8.3 | 0 | 2022-10-07 | 6.9 | 11.1 | 0 | 2021-10-07 | 16.7 | 1.3 | 0 | 2020-10-07 | 12.9 | 5.1 | 0 | 2019-10-07 | 13.1 | 4.9 | 0 | 2018-10-07 | 12.7 | 5.3 | 0 | 2017-10-07 | 23.6 | 0 | 5.6 | 2016-10-07 | 19.8 | 0 | 1.8 | 4.46 | 0.74
2025-10-07 | 15.2 | 2.8 | 0 | 2024-10-07 | 11.5 | 6.5 | 0 | 2023-10-07 | 8.7 | 9.3 | 0 | 2022-10-07 | 6.4 | 11.6 | 0 | 2021-10-07 | 16.7 | 1.3 | 0 | 2020-10-07 | 11.7 | 6.3 | 0 | 2019-10-07 | 12.7 | 5.3 | 0 | 2018-10-07 | 12.9 | 5.1 | 0 | 2017-10-07 | 21.6 | 0 | 3.6 | 2016-10-07 | 19.3 | 0 | 1.3 | 4.82 | 0.49
2025-10-07 | 14.9 | 3.1 | 0 | 2024-10-07 | 10 | 8 | 0 | 2023-10-07 | 8.3 | 9.7 | 0 | 2022-10-07 | 6 | 12 | 0 | 2021-10-07 | 17 | 1 | 0 | 2020-10-07 | 11.1 | 6.9 | 0 | 2019-10-07 | 11.7 | 6.3 | 0 | 2018-10-07 | 12.7 | 5.3 | 0 | 2017-10-07 | 20.6 | 0 | 2.6 | 2016-10-07 | 18.6 | 0 | 0.6 | 5.23 | 0.32
2025-10-07 | 14.7 | 3.3 | 0 | 2024-10-07 | 10.7 | 7.3 | 0 | 2023-10-07 | 8.4 | 9.6 | 0 | 2022-10-07 | 4.8 | 13.2 | 0 | 2021-10-07 | 16.9 | 1.1 | 0 | 2020-10-07 | 9.9 | 8.1 | 0 | 2019-10-07 | 11.4 | 6.6 | 0 | 2018-10-07 | 12.5 | 5.5 | 0 | 2017-10-07 | 20.5 | 0 | 2.5 | 2016-10-07 | 17.6 | 0.4 | 0 | 5.51 | 0.25
2025-10-07 | 14 | 4 | 0 | 2024-10-07 | 10.4 | 7.6 | 0 | 2023-10-07 | 8.4 | 9.6 | 0 | 2022-10-07 | 3.2 | 14.8 | 0 | 2021-10-07 | 15.8 | 2.2 | 0 | 2020-10-07 | 9.6 | 8.4 | 0 | 2019-10-07 | 10.6 | 7.4 | 0 | 2018-10-07 | 12.2 | 5.8 | 0 | 2017-10-07 | 22 | 0 | 4 | 2016-10-07 | 17.4 | 0.6 | 0 | 6.04 | 0.4
2025-10-08 | 13.6 | 4.4 | 0 | 2024-10-08 | 10.1 | 7.9 | 0 | 2023-10-08 | 7.8 | 10.2 | 0 | 2022-10-08 | 2.5 | 15.5 | 0 | 2021-10-08 | 16.2 | 1.8 | 0 | 2020-10-08 | 9.6 | 8.4 | 0 | 2019-10-08 | 7.4 | 10.6 | 0 | 2018-10-08 | 11.9 | 6.1 | 0 | 2017-10-08 | 21.1 | 0 | 3.1 | 2016-10-08 | 17.5 | 0.5 | 0 | 6.54 | 0.31
2025-10-08 | 12.8 | 5.2 | 0 | 2024-10-08 | 9.9 | 8.1 | 0 | 2023-10-08 | 8.2 | 9.8 | 0 | 2022-10-08 | 2.8 | 15.2 | 0 | 2021-10-08 | 15.3 | 2.7 | 0 | 2020-10-08 | 9.9 | 8.1 | 0 | 2019-10-08 | 8.9 | 9.1 | 0 | 2018-10-08 | 11.7 | 6.3 | 0 | 2017-10-08 | 20.4 | 0 | 2.4 | 2016-10-08 | 16.9 | 1.1 | 0 | 6.56 | 0.24
2025-10-08 | 11.8 | 6.2 | 0 | 2024-10-08 | 9.6 | 8.4 | 0 | 2023-10-08 | 7.8 | 10.2 | 0 | 2022-10-08 | 2.3 | 15.7 | 0 | 2021-10-08 | 15.6 | 2.4 | 0 | 2020-10-08 | 9.2 | 8.8 | 0 | 2019-10-08 | 7.7 | 10.3 | 0 | 2018-10-08 | 11.4 | 6.6 | 0 | 2017-10-08 | 20.1 | 0 | 2.1 | 2016-10-08 | 17.7 | 0.3 | 0 | 6.89 | 0.21
2025-10-08 | 11.6 | 6.4 | 0 | 2024-10-08 | 8.7 | 9.3 | 0 | 2023-10-08 | 7.6 | 10.4 | 0 | 2022-10-08 | 2.4 | 15.6 | 0 | 2021-10-08 | 15.1 | 2.9 | 0 | 2020-10-08 | 8.6 | 9.4 | 0 | 2019-10-08 | 7.4 | 10.6 | 0 | 2018-10-08 | 11.3 | 6.7 | 0 | 2017-10-08 | 20.3 | 0 | 2.3 | 2016-10-08 | 18.2 | 0 | 0.2 | 7.13 | 0.25
2025-10-08 | 10.2 | 7.8 | 0 | 2024-10-08 | 8.9 | 9.1 | 0 | 2023-10-08 | 7.1 | 10.9 | 0 | 2022-10-08 | 1.6 | 16.4 | 0 | 2021-10-08 | 15.3 | 2.7 | 0 | 2020-10-08 | 7.4 | 10.6 | 0 | 2019-10-08 | 8.1 | 9.9 | 0 | 2018-10-08 | 11.1 | 6.9 | 0 | 2017-10-08 | 19.2 | 0 | 1.2 | 2016-10-08 | 18.1 | 0 | 0.1 | 7.43 | 0.13
2025-10-08 | 9.8 | 8.2 | 0 | 2024-10-08 | 6.4 | 11.6 | 0 | 2023-10-08 | 7.2 | 10.8 | 0 | 2022-10-08 | 2.3 | 15.7 | 0 | 2021-10-08 | 16.4 | 1.6 | 0 | 2020-10-08 | 7.3 | 10.7 | 0 | 2019-10-08 | 7.5 | 10.5 | 0 | 2018-10-08 | 11.1 | 6.9 | 0 | 2017-10-08 | 18.6 | 0 | 0.6 | 2016-10-08 | 16.2 | 1.8 | 0 | 7.78 | 0.06
2025-10-08 | 10.1 | 7.9 | 0 | 2024-10-08 | 7.3 | 10.7 | 0 | 2023-10-08 | 7.8 | 10.2 | 0 | 2022-10-08 | 3.7 | 14.3 | 0 | 2021-10-08 | 16.5 | 1.5 | 0 | 2020-10-08 | 7.1 | 10.9 | 0 | 2019-10-08 | 8.1 | 9.9 | 0 | 2018-10-08 | 11.1 | 6.9 | 0 | 2017-10-08 | 18.1 | 0 | 0.1 | 2016-10-08 | 15.2 | 2.8 | 0 | 7.51 | 0.01
2025-10-08 | 10.2 | 7.8 | 0 | 2024-10-08 | 8.4 | 9.6 | 0 | 2023-10-08 | 8.1 | 9.9 | 0 | 2022-10-08 | 4.4 | 13.6 | 0 | 2021-10-08 | 17.3 | 0.7 | 0 | 2020-10-08 | 6.1 | 11.9 | 0 | 2019-10-08 | 7.7 | 10.3 | 0 | 2018-10-08 | 11 | 7 | 0 | 2017-10-08 | 18.1 | 0 | 0.1 | 2016-10-08 | 13.8 | 4.2 | 0 | 7.5 | 0.01
2025-10-08 | 11.1 | 6.9 | 0 | 2024-10-08 | 10.4 | 7.6 | 0 | 2023-10-08 | 8.1 | 9.9 | 0 | 2022-10-08 | 5.5 | 12.5 | 0 | 2021-10-08 | 17.9 | 0.1 | 0 | 2020-10-08 | 9.1 | 8.9 | 0 | 2019-10-08 | 10.6 | 7.4 | 0 | 2018-10-08 | 11.1 | 6.9 | 0 | 2017-10-08 | 18.4 | 0 | 0.4 | 2016-10-08 | 13.7 | 4.3 | 0 | 6.45 | 0.04
2025-10-08 | 12 | 6 | 0 | 2024-10-08 | 12.3 | 5.7 | 0 | 2023-10-08 | 8.7 | 9.3 | 0 | 2022-10-08 | 7.1 | 10.9 | 0 | 2021-10-08 | 18.6 | 0 | 0.6 | 2020-10-08 | 10.7 | 7.3 | 0 | 2019-10-08 | 13.1 | 4.9 | 0 | 2018-10-08 | 11.6 | 6.4 | 0 | 2017-10-08 | 18.7 | 0 | 0.7 | 2016-10-08 | 14.9 | 3.1 | 0 | 5.36 | 0.13
2025-10-08 | 13.2 | 4.8 | 0 | 2024-10-08 | 13.9 | 4.1 | 0 | 2023-10-08 | 9.8 | 8.2 | 0 | 2022-10-08 | 9.6 | 8.4 | 0 | 2021-10-08 | 20 | 0 | 2 | 2020-10-08 | 12.3 | 5.7 | 0 | 2019-10-08 | 14.6 | 3.4 | 0 | 2018-10-08 | 12 | 6 | 0 | 2017-10-08 | 18.8 | 0 | 0.8 | 2016-10-08 | 15.6 | 2.4 | 0 | 4.3 | 0.28
2025-10-08 | 14 | 4 | 0 | 2024-10-08 | 14.9 | 3.1 | 0 | 2023-10-08 | 9.9 | 8.1 | 0 | 2022-10-08 | 8.8 | 9.2 | 0 | 2021-10-08 | 19.6 | 0 | 1.6 | 2020-10-08 | 14.3 | 3.7 | 0 | 2019-10-08 | 15.3 | 2.7 | 0 | 2018-10-08 | 12.3 | 5.7 | 0 | 2017-10-08 | 20.7 | 0 | 2.7 | 2016-10-08 | 16.7 | 1.3 | 0 | 3.78 | 0.43
2025-10-08 | 14.4 | 3.6 | 0 | 2024-10-08 | 11.9 | 6.1 | 0 | 2023-10-08 | 10.4 | 7.6 | 0 | 2022-10-08 | 9.5 | 8.5 | 0 | 2021-10-08 | 19.8 | 0 | 1.8 | 2020-10-08 | 16 | 2 | 0 | 2019-10-08 | 16.5 | 1.5 | 0 | 2018-10-08 | 13.1 | 4.9 | 0 | 2017-10-08 | 22.9 | 0 | 4.9 | 2016-10-08 | 16.9 | 1.1 | 0 | 3.53 | 0.67
2025-10-08 | 14.1 | 3.9 | 0 | 2024-10-08 | 12.9 | 5.1 | 0 | 2023-10-08 | 9.6 | 8.4 | 0 | 2022-10-08 | 9.9 | 8.1 | 0 | 2021-10-08 | 19.9 | 0 | 1.9 | 2020-10-08 | 15 | 3 | 0 | 2019-10-08 | 17 | 1 | 0 | 2018-10-08 | 13 | 5 | 0 | 2017-10-08 | 24.2 | 0 | 6.2 | 2016-10-08 | 17 | 1 | 0 | 3.55 | 0.81
2025-10-08 | 14.1 | 3.9 | 0 | 2024-10-08 | 12.3 | 5.7 | 0 | 2023-10-08 | 9.2 | 8.8 | 0 | 2022-10-08 | 10.1 | 7.9 | 0 | 2021-10-08 | 19.7 | 0 | 1.7 | 2020-10-08 | 11.2 | 6.8 | 0 | 2019-10-08 | 16.9 | 1.1 | 0 | 2018-10-08 | 13.2 | 4.8 | 0 | 2017-10-08 | 24.4 | 0 | 6.4 | 2016-10-08 | 16.7 | 1.3 | 0 | 4.03 | 0.81
2025-10-08 | 13.6 | 4.4 | 0 | 2024-10-08 | 14.1 | 3.9 | 0 | 2023-10-08 | 8 | 10 | 0 | 2022-10-08 | 10.6 | 7.4 | 0 | 2021-10-08 | 19.8 | 0 | 1.8 | 2020-10-08 | 12.9 | 5.1 | 0 | 2019-10-08 | 15.9 | 2.1 | 0 | 2018-10-08 | 13.4 | 4.6 | 0 | 2017-10-08 | 23.6 | 0 | 5.6 | 2016-10-08 | 15.2 | 2.8 | 0 | 4.03 | 0.74
2025-10-08 | 13.4 | 4.6 | 0 | 2024-10-08 | 14 | 4 | 0 | 2023-10-08 | 7.4 | 10.6 | 0 | 2022-10-08 | 11.2 | 6.8 | 0 | 2021-10-08 | 20.3 | 0 | 2.3 | 2020-10-08 | 12.1 | 5.9 | 0 | 2019-10-08 | 15.6 | 2.4 | 0 | 2018-10-08 | 13.5 | 4.5 | 0 | 2017-10-08 | 22.9 | 0 | 4.9 | 2016-10-08 | 14.9 | 3.1 | 0 | 4.19 | 0.72
2025-10-08 | 12.3 | 5.7 | 0 | 2024-10-08 | 13.2 | 4.8 | 0 | 2023-10-08 | 7.8 | 10.2 | 0 | 2022-10-08 | 10.6 | 7.4 | 0 | 2021-10-08 | 19.2 | 0 | 1.2 | 2020-10-08 | 11.9 | 6.1 | 0 | 2019-10-08 | 14.9 | 3.1 | 0 | 2018-10-08 | 13.7 | 4.3 | 0 | 2017-10-08 | 21.9 | 0 | 3.9 | 2016-10-08 | 13 | 5 | 0 | 4.66 | 0.51
2025-10-08 | 11.2 | 6.8 | 0 | 2024-10-08 | 11.8 | 6.2 | 0 | 2023-10-08 | 8.1 | 9.9 | 0 | 2022-10-08 | 10.5 | 7.5 | 0 | 2021-10-08 | 18.6 | 0 | 0.6 | 2020-10-08 | 11.9 | 6.1 | 0 | 2019-10-08 | 14 | 4 | 0 | 2018-10-08 | 13.5 | 4.5 | 0 | 2017-10-08 | 20.2 | 0 | 2.2 | 2016-10-08 | 12.1 | 5.9 | 0 | 5.09 | 0.28
2025-10-08 | 10.5 | 7.5 | 0 | 2024-10-08 | 11 | 7 | 0 | 2023-10-08 | 8.1 | 9.9 | 0 | 2022-10-08 | 10.5 | 7.5 | 0 | 2021-10-08 | 18.1 | 0 | 0.1 | 2020-10-08 | 10.3 | 7.7 | 0 | 2019-10-08 | 13.1 | 4.9 | 0 | 2018-10-08 | 13.6 | 4.4 | 0 | 2017-10-08 | 19.6 | 0 | 1.6 | 2016-10-08 | 11.7 | 6.3 | 0 | 5.52 | 0.17
2025-10-08 | 9.8 | 8.2 | 0 | 2024-10-08 | 9.9 | 8.1 | 0 | 2023-10-08 | 8.6 | 9.4 | 0 | 2022-10-08 | 9.2 | 8.8 | 0 | 2021-10-08 | 18.1 | 0 | 0.1 | 2020-10-08 | 9.7 | 8.3 | 0 | 2019-10-08 | 12.3 | 5.7 | 0 | 2018-10-08 | 13.7 | 4.3 | 0 | 2017-10-08 | 18.9 | 0 | 0.9 | 2016-10-08 | 10.9 | 7.1 | 0 | 5.99 | 0.1
2025-10-08 | 8.6 | 9.4 | 0 | 2024-10-08 | 7.8 | 10.2 | 0 | 2023-10-08 | 8.7 | 9.3 | 0 | 2022-10-08 | 8.7 | 9.3 | 0 | 2021-10-08 | 17.9 | 0.1 | 0 | 2020-10-08 | 9.3 | 8.7 | 0 | 2019-10-08 | 11.9 | 6.1 | 0 | 2018-10-08 | 13.8 | 4.2 | 0 | 2017-10-08 | 18.5 | 0 | 0.5 | 2016-10-08 | 10.2 | 7.8 | 0 | 6.51 | 0.05
2025-10-08 | 8.1 | 9.9 | 0 | 2024-10-08 | 7.2 | 10.8 | 0 | 2023-10-08 | 8.5 | 9.5 | 0 | 2022-10-08 | 8.5 | 9.5 | 0 | 2021-10-08 | 17.7 | 0.3 | 0 | 2020-10-08 | 8.1 | 9.9 | 0 | 2019-10-08 | 11.2 | 6.8 | 0 | 2018-10-08 | 13.9 | 4.1 | 0 | 2017-10-08 | 18.3 | 0 | 0.3 | 2016-10-08 | 9 | 9 | 0 | 6.98 | 0.03
2025-10-08 | 7.7 | 10.3 | 0 | 2024-10-08 | 7.3 | 10.7 | 0 | 2023-10-08 | 8.1 | 9.9 | 0 | 2022-10-08 | 8.3 | 9.7 | 0 | 2021-10-08 | 17.5 | 0.5 | 0 | 2020-10-08 | 7.4 | 10.6 | 0 | 2019-10-08 | 10.9 | 7.1 | 0 | 2018-10-08 | 13.9 | 4.1 | 0 | 2017-10-08 | 17.9 | 0.1 | 0 | 2016-10-08 | 8.4 | 9.6 | 0 | 7.26 | 0
2025-10-09 | 6.8 | 11.2 | 0 | 2024-10-09 | 5.5 | 12.5 | 0 | 2023-10-09 | 7.9 | 10.1 | 0 | 2022-10-09 | 6.9 | 11.1 | 0 | 2021-10-09 | 17.6 | 0.4 | 0 | 2020-10-09 | 8.2 | 9.8 | 0 | 2019-10-09 | 9.4 | 8.6 | 0 | 2018-10-09 | 14 | 4 | 0 | 2017-10-09 | 16.8 | 1.2 | 0 | 2016-10-09 | 7.8 | 10.2 | 0 | 7.91 | 0
2025-10-09 | 5.5 | 12.5 | 0 | 2024-10-09 | 5.2 | 12.8 | 0 | 2023-10-09 | 7.6 | 10.4 | 0 | 2022-10-09 | 6.8 | 11.2 | 0 | 2021-10-09 | 17.5 | 0.5 | 0 | 2020-10-09 | 5.9 | 12.1 | 0 | 2019-10-09 | 8.6 | 9.4 | 0 | 2018-10-09 | 13.9 | 4.1 | 0 | 2017-10-09 | 16.9 | 1.1 | 0 | 2016-10-09 | 7.8 | 10.2 | 0 | 8.43 | 0
2025-10-09 | 5.4 | 12.6 | 0 | 2024-10-09 | 4.4 | 13.6 | 0 | 2023-10-09 | 7.5 | 10.5 | 0 | 2022-10-09 | 7.3 | 10.7 | 0 | 2021-10-09 | 17.1 | 0.9 | 0 | 2020-10-09 | 6.4 | 11.6 | 0 | 2019-10-09 | 6.3 | 11.7 | 0 | 2018-10-09 | 13.9 | 4.1 | 0 | 2017-10-09 | 16.7 | 1.3 | 0 | 2016-10-09 | 7 | 11 | 0 | 8.8 | 0
2025-10-09 | 4.9 | 13.1 | 0 | 2024-10-09 | 4.1 | 13.9 | 0 | 2023-10-09 | 7.5 | 10.5 | 0 | 2022-10-09 | 7.3 | 10.7 | 0 | 2021-10-09 | 17.1 | 0.9 | 0 | 2020-10-09 | 5.5 | 12.5 | 0 | 2019-10-09 | 7.2 | 10.8 | 0 | 2018-10-09 | 14 | 4 | 0 | 2017-10-09 | 16.6 | 1.4 | 0 | 2016-10-09 | 6.5 | 11.5 | 0 | 8.93 | 0
2025-10-09 | 4.5 | 13.5 | 0 | 2024-10-09 | 5.4 | 12.6 | 0 | 2023-10-09 | 7.7 | 10.3 | 0 | 2022-10-09 | 6.9 | 11.1 | 0 | 2021-10-09 | 17.2 | 0.8 | 0 | 2020-10-09 | 6 | 12 | 0 | 2019-10-09 | 5.2 | 12.8 | 0 | 2018-10-09 | 13.8 | 4.2 | 0 | 2017-10-09 | 15.1 | 2.9 | 0 | 2016-10-09 | 7 | 11 | 0 | 9.12 | 0
2025-10-09 | 4.7 | 13.3 | 0 | 2024-10-09 | 4.7 | 13.3 | 0 | 2023-10-09 | 7.3 | 10.7 | 0 | 2022-10-09 | 6.1 | 11.9 | 0 | 2021-10-09 | 17.5 | 0.5 | 0 | 2020-10-09 | 5.5 | 12.5 | 0 | 2019-10-09 | 7.1 | 10.9 | 0 | 2018-10-09 | 13.8 | 4.2 | 0 | 2017-10-09 | 15.3 | 2.7 | 0 | 2016-10-09 | 7.6 | 10.4 | 0 | 9.04 | 0
2025-10-09 | 4.5 | 13.5 | 0 | 2024-10-09 | 4 | 14 | 0 | 2023-10-09 | 6.8 | 11.2 | 0 | 2022-10-09 | 6.3 | 11.7 | 0 | 2021-10-09 | 17.7 | 0.3 | 0 | 2020-10-09 | 4.8 | 13.2 | 0 | 2019-10-09 | 6.2 | 11.8 | 0 | 2018-10-09 | 14 | 4 | 0 | 2017-10-09 | 15.4 | 2.6 | 0 | 2016-10-09 | 8.9 | 9.1 | 0 | 9.14 | 0
2025-10-09 | 4.4 | 13.6 | 0 | 2024-10-09 | 6 | 12 | 0 | 2023-10-09 | 7.4 | 10.6 | 0 | 2022-10-09 | 6.9 | 11.1 | 0 | 2021-10-09 | 17.3 | 0.7 | 0 | 2020-10-09 | 4.5 | 13.5 | 0 | 2019-10-09 | 7.1 | 10.9 | 0 | 2018-10-09 | 14.6 | 3.4 | 0 | 2017-10-09 | 15.2 | 2.8 | 0 | 2016-10-09 | 8.8 | 9.2 | 0 | 8.78 | 0
2025-10-09 | 6.7 | 11.3 | 0 | 2024-10-09 | 8.3 | 9.7 | 0 | 2023-10-09 | 7.3 | 10.7 | 0 | 2022-10-09 | 8.3 | 9.7 | 0 | 2021-10-09 | 17.5 | 0.5 | 0 | 2020-10-09 | 7.9 | 10.1 | 0 | 2019-10-09 | 10.4 | 7.6 | 0 | 2018-10-09 | 16.1 | 1.9 | 0 | 2017-10-09 | 15.6 | 2.4 | 0 | 2016-10-09 | 9.7 | 8.3 | 0 | 7.22 | 0
2025-10-09 | 9.2 | 8.8 | 0 | 2024-10-09 | 11.3 | 6.7 | 0 | 2023-10-09 | 8.9 | 9.1 | 0 | 2022-10-09 | 10.5 | 7.5 | 0 | 2021-10-09 | 18 | 0 | 0 | 2020-10-09 | 10.7 | 7.3 | 0 | 2019-10-09 | 13.4 | 4.6 | 0 | 2018-10-09 | 17.7 | 0.3 | 0 | 2017-10-09 | 16.3 | 1.7 | 0 | 2016-10-09 | 10.2 | 7.8 | 0 | 5.38 | 0
2025-10-09 | 10.4 | 7.6 | 0 | 2024-10-09 | 11.4 | 6.6 | 0 | 2023-10-09 | 10.5 | 7.5 | 0 | 2022-10-09 | 13.6 | 4.4 | 0 | 2021-10-09 | 18.6 | 0 | 0.6 | 2020-10-09 | 12.9 | 5.1 | 0 | 2019-10-09 | 15.1 | 2.9 | 0 | 2018-10-09 | 22.2 | 0 | 4.2 | 2017-10-09 | 17.6 | 0.4 | 0 | 2016-10-09 | 11.2 | 6.8 | 0 | 4.13 | 0.48
2025-10-09 | 12 | 6 | 0 | 2024-10-09 | 13 | 5 | 0 | 2023-10-09 | 10.1 | 7.9 | 0 | 2022-10-09 | 14.3 | 3.7 | 0 | 2021-10-09 | 18.5 | 0 | 0.5 | 2020-10-09 | 14 | 4 | 0 | 2019-10-09 | 15.8 | 2.2 | 0 | 2018-10-09 | 25.6 | 0 | 7.6 | 2017-10-09 | 18.7 | 0 | 0.7 | 2016-10-09 | 12 | 6 | 0 | 3.48 | 0.88
2025-10-09 | 12 | 6 | 0 | 2024-10-09 | 9.7 | 8.3 | 0 | 2023-10-09 | 10.4 | 7.6 | 0 | 2022-10-09 | 15.1 | 2.9 | 0 | 2021-10-09 | 18.3 | 0 | 0.3 | 2020-10-09 | 15 | 3 | 0 | 2019-10-09 | 16.7 | 1.3 | 0 | 2018-10-09 | 26.9 | 0 | 8.9 | 2017-10-09 | 20 | 0 | 2 | 2016-10-09 | 11.9 | 6.1 | 0 | 3.52 | 1.12
2025-10-09 | 12.4 | 5.6 | 0 | 2024-10-09 | 12.1 | 5.9 | 0 | 2023-10-09 | 10.8 | 7.2 | 0 | 2022-10-09 | 15.1 | 2.9 | 0 | 2021-10-09 | 18.8 | 0 | 0.8 | 2020-10-09 | 15.6 | 2.4 | 0 | 2019-10-09 | 17.2 | 0.8 | 0 | 2018-10-09 | 27.3 | 0 | 9.3 | 2017-10-09 | 21.1 | 0 | 3.1 | 2016-10-09 | 12.6 | 5.4 | 0 | 3.02 | 1.32
2025-10-09 | 11.6 | 6.4 | 0 | 2024-10-09 | 12.8 | 5.2 | 0 | 2023-10-09 | 10.7 | 7.3 | 0 | 2022-10-09 | 14.4 | 3.6 | 0 | 2021-10-09 | 18.9 | 0 | 0.9 | 2020-10-09 | 16.5 | 1.5 | 0 | 2019-10-09 | 16.9 | 1.1 | 0 | 2018-10-09 | 28.6 | 0 | 10.6 | 2017-10-09 | 21.6 | 0 | 3.6 | 2016-10-09 | 12.6 | 5.4 | 0 | 3.05 | 1.51
2025-10-09 | 11.6 | 6.4 | 0 | 2024-10-09 | 12.7 | 5.3 | 0 | 2023-10-09 | 10.3 | 7.7 | 0 | 2022-10-09 | 14.8 | 3.2 | 0 | 2021-10-09 | 19.5 | 0 | 1.5 | 2020-10-09 | 15.6 | 2.4 | 0 | 2019-10-09 | 15.7 | 2.3 | 0 | 2018-10-09 | 27.4 | 0 | 9.4 | 2017-10-09 | 20.9 | 0 | 2.9 | 2016-10-09 | 11.9 | 6.1 | 0 | 3.34 | 1.38
2025-10-09 | 11.4 | 6.6 | 0 | 2024-10-09 | 11.5 | 6.5 | 0 | 2023-10-09 | 10.6 | 7.4 | 0 | 2022-10-09 | 14.9 | 3.1 | 0 | 2021-10-09 | 19.9 | 0 | 1.9 | 2020-10-09 | 14.6 | 3.4 | 0 | 2019-10-09 | 15.6 | 2.4 | 0 | 2018-10-09 | 27.9 | 0 | 9.9 | 2017-10-09 | 21.1 | 0 | 3.1 | 2016-10-09 | 11.3 | 6.7 | 0 | 3.61 | 1.49
2025-10-09 | 10.3 | 7.7 | 0 | 2024-10-09 | 10.3 | 7.7 | 0 | 2023-10-09 | 10.3 | 7.7 | 0 | 2022-10-09 | 14.8 | 3.2 | 0 | 2021-10-09 | 19.2 | 0 | 1.2 | 2020-10-09 | 14 | 4 | 0 | 2019-10-09 | 14.3 | 3.7 | 0 | 2018-10-09 | 26.6 | 0 | 8.6 | 2017-10-09 | 20.4 | 0 | 2.4 | 2016-10-09 | 10.6 | 7.4 | 0 | 4.14 | 1.22
2025-10-09 | 9.5 | 8.5 | 0 | 2024-10-09 | 9.4 | 8.6 | 0 | 2023-10-09 | 10 | 8 | 0 | 2022-10-09 | 13.9 | 4.1 | 0 | 2021-10-09 | 18.4 | 0 | 0.4 | 2020-10-09 | 13.8 | 4.2 | 0 | 2019-10-09 | 13.2 | 4.8 | 0 | 2018-10-09 | 25.3 | 0 | 7.3 | 2017-10-09 | 18.6 | 0 | 0.6 | 2016-10-09 | 9.2 | 8.8 | 0 | 4.7 | 0.83
2025-10-09 | 8.9 | 9.1 | 0 | 2024-10-09 | 8.6 | 9.4 | 0 | 2023-10-09 | 10.1 | 7.9 | 0 | 2022-10-09 | 13.3 | 4.7 | 0 | 2021-10-09 | 19 | 0 | 1 | 2020-10-09 | 13.9 | 4.1 | 0 | 2019-10-09 | 12.7 | 5.3 | 0 | 2018-10-09 | 24.5 | 0 | 6.5 | 2017-10-09 | 17.6 | 0.4 | 0 | 2016-10-09 | 8.1 | 9.9 | 0 | 5.08 | 0.75
2025-10-09 | 8.6 | 9.4 | 0 | 2024-10-09 | 8.3 | 9.7 | 0 | 2023-10-09 | 9.9 | 8.1 | 0 | 2022-10-09 | 12.6 | 5.4 | 0 | 2021-10-09 | 18.6 | 0 | 0.6 | 2020-10-09 | 13.2 | 4.8 | 0 | 2019-10-09 | 12.4 | 5.6 | 0 | 2018-10-09 | 23.8 | 0 | 5.8 | 2017-10-09 | 16.8 | 1.2 | 0 | 2016-10-09 | 7.5 | 10.5 | 0 | 5.47 | 0.64
2025-10-09 | 8.2 | 9.8 | 0 | 2024-10-09 | 8.4 | 9.6 | 0 | 2023-10-09 | 9.7 | 8.3 | 0 | 2022-10-09 | 12.1 | 5.9 | 0 | 2021-10-09 | 18.7 | 0 | 0.7 | 2020-10-09 | 16.3 | 1.7 | 0 | 2019-10-09 | 12.4 | 5.6 | 0 | 2018-10-09 | 23.3 | 0 | 5.3 | 2017-10-09 | 16.4 | 1.6 | 0 | 2016-10-09 | 7.1 | 10.9 | 0 | 5.34 | 0.6
2025-10-09 | 8.1 | 9.9 | 0 | 2024-10-09 | 8.2 | 9.8 | 0 | 2023-10-09 | 9.3 | 8.7 | 0 | 2022-10-09 | 11.2 | 6.8 | 0 | 2021-10-09 | 17.8 | 0.2 | 0 | 2020-10-09 | 17.6 | 0.4 | 0 | 2019-10-09 | 13 | 5 | 0 | 2018-10-09 | 22.1 | 0 | 4.1 | 2017-10-09 | 16.7 | 1.3 | 0 | 2016-10-09 | 6.7 | 11.3 | 0 | 5.34 | 0.41
2025-10-09 | 7.6 | 10.4 | 0 | 2024-10-09 | 4.7 | 13.3 | 0 | 2023-10-09 | 9.1 | 8.9 | 0 | 2022-10-09 | 10.2 | 7.8 | 0 | 2021-10-09 | 17.3 | 0.7 | 0 | 2020-10-09 | 17.9 | 0.1 | 0 | 2019-10-09 | 12.5 | 5.5 | 0 | 2018-10-09 | 20.8 | 0 | 2.8 | 2017-10-09 | 16 | 2 | 0 | 2016-10-09 | 5.8 | 12.2 | 0 | 6.09 | 0.28
2025-10-10 | 7 | 11 | 0 | 2024-10-10 | 6.7 | 11.3 | 0 | 2023-10-10 | 8.8 | 9.2 | 0 | 2022-10-10 | 9.8 | 8.2 | 0 | 2021-10-10 | 17 | 1 | 0 | 2020-10-10 | 18.3 | 0 | 0.3 | 2019-10-10 | 10.6 | 7.4 | 0 | 2018-10-10 | 20.6 | 0 | 2.6 | 2017-10-10 | 14.8 | 3.2 | 0 | 2016-10-10 | 4.9 | 13.1 | 0 | 6.44 | 0.29
2025-10-10 | 6.7 | 11.3 | 0 | 2024-10-10 | 5.9 | 12.1 | 0 | 2023-10-10 | 8.5 | 9.5 | 0 | 2022-10-10 | 9.4 | 8.6 | 0 | 2021-10-10 | 17.1 | 0.9 | 0 | 2020-10-10 | 18 | 0 | 0 | 2019-10-10 | 9.3 | 8.7 | 0 | 2018-10-10 | 19.6 | 0 | 1.6 | 2017-10-10 | 14.5 | 3.5 | 0 | 2016-10-10 | 4.4 | 13.6 | 0 | 6.82 | 0.16
2025-10-10 | 7.1 | 10.9 | 0 | 2024-10-10 | 6.3 | 11.7 | 0 | 2023-10-10 | 8.2 | 9.8 | 0 | 2022-10-10 | 9.2 | 8.8 | 0 | 2021-10-10 | 17.1 | 0.9 | 0 | 2020-10-10 | 18.1 | 0 | 0.1 | 2019-10-10 | 8.1 | 9.9 | 0 | 2018-10-10 | 19.5 | 0 | 1.5 | 2017-10-10 | 12.9 | 5.1 | 0 | 2016-10-10 | 3.9 | 14.1 | 0 | 7.12 | 0.16
2025-10-10 | 5.2 | 12.8 | 0 | 2024-10-10 | 5.8 | 12.2 | 0 | 2023-10-10 | 7.2 | 10.8 | 0 | 2022-10-10 | 8.7 | 9.3 | 0 | 2021-10-10 | 17.1 | 0.9 | 0 | 2020-10-10 | 17.8 | 0.2 | 0 | 2019-10-10 | 7.3 | 10.7 | 0 | 2018-10-10 | 19.4 | 0 | 1.4 | 2017-10-10 | 13.1 | 4.9 | 0 | 2016-10-10 | 3.3 | 14.7 | 0 | 7.65 | 0.14
2025-10-10 | 3.9 | 14.1 | 0 | 2024-10-10 | 6 | 12 | 0 | 2023-10-10 | 7.7 | 10.3 | 0 | 2022-10-10 | 8.8 | 9.2 | 0 | 2021-10-10 | 16.7 | 1.3 | 0 | 2020-10-10 | 17.5 | 0.5 | 0 | 2019-10-10 | 7.3 | 10.7 | 0 | 2018-10-10 | 19.6 | 0 | 1.6 | 2017-10-10 | 12 | 6 | 0 | 2016-10-10 | 3.1 | 14.9 | 0 | 7.9 | 0.16
2025-10-10 | 4.8 | 13.2 | 0 | 2024-10-10 | 6 | 12 | 0 | 2023-10-10 | 7.6 | 10.4 | 0 | 2022-10-10 | 8.4 | 9.6 | 0 | 2021-10-10 | 16.6 | 1.4 | 0 | 2020-10-10 | 17 | 1 | 0 | 2019-10-10 | 8.8 | 9.2 | 0 | 2018-10-10 | 19.2 | 0 | 1.2 | 2017-10-10 | 12.5 | 5.5 | 0 | 2016-10-10 | 2.8 | 15.2 | 0 | 7.75 | 0.12
2025-10-10 | 4.3 | 13.7 | 0 | 2024-10-10 | 5.6 | 12.4 | 0 | 2023-10-10 | 7.4 | 10.6 | 0 | 2022-10-10 | 8.2 | 9.8 | 0 | 2021-10-10 | 16.6 | 1.4 | 0 | 2020-10-10 | 16.6 | 1.4 | 0 | 2019-10-10 | 8.8 | 9.2 | 0 | 2018-10-10 | 19.5 | 0 | 1.5 | 2017-10-10 | 13.7 | 4.3 | 0 | 2016-10-10 | 2.3 | 15.7 | 0 | 7.85 | 0.15
2025-10-10 | 5 | 13 | 0 | 2024-10-10 | 5.3 | 12.7 | 0 | 2023-10-10 | 7.6 | 10.4 | 0 | 2022-10-10 | 7.8 | 10.2 | 0 | 2021-10-10 | 16.9 | 1.1 | 0 | 2020-10-10 | 17.3 | 0.7 | 0 | 2019-10-10 | 10.1 | 7.9 | 0 | 2018-10-10 | 19.2 | 0 | 1.2 | 2017-10-10 | 13.6 | 4.4 | 0 | 2016-10-10 | 2.8 | 15.2 | 0 | 7.56 | 0.12
2025-10-10 | 7.8 | 10.2 | 0 | 2024-10-10 | 7.6 | 10.4 | 0 | 2023-10-10 | 8.5 | 9.5 | 0 | 2022-10-10 | 9.1 | 8.9 | 0 | 2021-10-10 | 17.1 | 0.9 | 0 | 2020-10-10 | 18.7 | 0 | 0.7 | 2019-10-10 | 12 | 6 | 0 | 2018-10-10 | 20.1 | 0 | 2.1 | 2017-10-10 | 16 | 2 | 0 | 2016-10-10 | 4.4 | 13.6 | 0 | 6.15 | 0.28
2025-10-10 | 11.4 | 6.6 | 0 | 2024-10-10 | 9.2 | 8.8 | 0 | 2023-10-10 | 9.6 | 8.4 | 0 | 2022-10-10 | 9.7 | 8.3 | 0 | 2021-10-10 | 18.4 | 0 | 0.4 | 2020-10-10 | 19.3 | 0 | 1.3 | 2019-10-10 | 13.6 | 4.4 | 0 | 2018-10-10 | 22.4 | 0 | 4.4 | 2017-10-10 | 17.8 | 0.2 | 0 | 2016-10-10 | 5.9 | 12.1 | 0 | 4.88 | 0.61
2025-10-10 | 14 | 4 | 0 | 2024-10-10 | 10.2 | 7.8 | 0 | 2023-10-10 | 11 | 7 | 0 | 2022-10-10 | 12 | 6 | 0 | 2021-10-10 | 19.4 | 0 | 1.4 | 2020-10-10 | 20.3 | 0 | 2.3 | 2019-10-10 | 14.6 | 3.4 | 0 | 2018-10-10 | 24.3 | 0 | 6.3 | 2017-10-10 | 20.1 | 0 | 2.1 | 2016-10-10 | 7.1 | 10.9 | 0 | 3.91 | 1.21
2025-10-10 | 15.2 | 2.8 | 0 | 2024-10-10 | 11.9 | 6.1 | 0 | 2023-10-10 | 12.2 | 5.8 | 0 | 2022-10-10 | 12.9 | 5.1 | 0 | 2021-10-10 | 20 | 0 | 2 | 2020-10-10 | 21.3 | 0 | 3.3 | 2019-10-10 | 15.4 | 2.6 | 0 | 2018-10-10 | 25.4 | 0 | 7.4 | 2017-10-10 | 21.7 | 0 | 3.7 | 2016-10-10 | 9.1 | 8.9 | 0 | 3.13 | 1.64
2025-10-10 | 15.7 | 2.3 | 0 | 2024-10-10 | 11.8 | 6.2 | 0 | 2023-10-10 | 12.8 | 5.2 | 0 | 2022-10-10 | 14.1 | 3.9 | 0 | 2021-10-10 | 19.9 | 0 | 1.9 | 2020-10-10 | 21.5 | 0 | 3.5 | 2019-10-10 | 15.7 | 2.3 | 0 | 2018-10-10 | 25.3 | 0 | 7.3 | 2017-10-10 | 22.5 | 0 | 4.5 | 2016-10-10 | 9.7 | 8.3 | 0 | 2.82 | 1.72
2025-10-10 | 16.3 | 1.7 | 0 | 2024-10-10 | 12.9 | 5.1 | 0 | 2023-10-10 | 12.6 | 5.4 | 0 | 2022-10-10 | 14.8 | 3.2 | 0 | 2021-10-10 | 20.2 | 0 | 2.2 | 2020-10-10 | 21.1 | 0 | 3.1 | 2019-10-10 | 16.6 | 1.4 | 0 | 2018-10-10 | 24.4 | 0 | 6.4 | 2017-10-10 | 22.9 | 0 | 4.9 | 2016-10-10 | 11.1 | 6.9 | 0 | 2.37 | 1.66
2025-10-10 | 16.6 | 1.4 | 0 | 2024-10-10 | 13.7 | 4.3 | 0 | 2023-10-10 | 12.6 | 5.4 | 0 | 2022-10-10 | 14.4 | 3.6 | 0 | 2021-10-10 | 20.7 | 0 | 2.7 | 2020-10-10 | 20.6 | 0 | 2.6 | 2019-10-10 | 16.4 | 1.6 | 0 | 2018-10-10 | 25.4 | 0 | 7.4 | 2017-10-10 | 22.1 | 0 | 4.1 | 2016-10-10 | 12.1 | 5.9 | 0 | 2.22 | 1.68
2025-10-10 | 17.2 | 0.8 | 0 | 2024-10-10 | 14.3 | 3.7 | 0 | 2023-10-10 | 11.8 | 6.2 | 0 | 2022-10-10 | 14 | 4 | 0 | 2021-10-10 | 20.1 | 0 | 2.1 | 2020-10-10 | 18.1 | 0 | 0.1 | 2019-10-10 | 15.7 | 2.3 | 0 | 2018-10-10 | 26.1 | 0 | 8.1 | 2017-10-10 | 22.1 | 0 | 4.1 | 2016-10-10 | 13.1 | 4.9 | 0 | 2.19 | 1.44
2025-10-10 | 16.4 | 1.6 | 0 | 2024-10-10 | 14.3 | 3.7 | 0 | 2023-10-10 | 11.5 | 6.5 | 0 | 2022-10-10 | 13.7 | 4.3 | 0 | 2021-10-10 | 19.6 | 0 | 1.6 | 2020-10-10 | 18.2 | 0 | 0.2 | 2019-10-10 | 15.7 | 2.3 | 0 | 2018-10-10 | 26.1 | 0 | 8.1 | 2017-10-10 | 20.3 | 0 | 2.3 | 2016-10-10 | 12.3 | 5.7 | 0 | 2.41 | 1.22
2025-10-10 | 16.1 | 1.9 | 0 | 2024-10-10 | 13.9 | 4.1 | 0 | 2023-10-10 | 10.4 | 7.6 | 0 | 2022-10-10 | 12.5 | 5.5 | 0 | 2021-10-10 | 19.4 | 0 | 1.4 | 2020-10-10 | 17.1 | 0.9 | 0 | 2019-10-10 | 14.8 | 3.2 | 0 | 2018-10-10 | 24.7 | 0 | 6.7 | 2017-10-10 | 18.7 | 0 | 0.7 | 2016-10-10 | 11 | 7 | 0 | 3.02 | 0.88
2025-10-10 | 15.6 | 2.4 | 0 | 2024-10-10 | 11.2 | 6.8 | 0 | 2023-10-10 | 8.9 | 9.1 | 0 | 2022-10-10 | 11.3 | 6.7 | 0 | 2021-10-10 | 18.8 | 0 | 0.8 | 2020-10-10 | 15.2 | 2.8 | 0 | 2019-10-10 | 13.4 | 4.6 | 0 | 2018-10-10 | 21.9 | 0 | 3.9 | 2017-10-10 | 17.2 | 0.8 | 0 | 2016-10-10 | 9.6 | 8.4 | 0 | 4.16 | 0.47
2025-10-10 | 15.6 | 2.4 | 0 | 2024-10-10 | 10.2 | 7.8 | 0 | 2023-10-10 | 8.2 | 9.8 | 0 | 2022-10-10 | 11.2 | 6.8 | 0 | 2021-10-10 | 18.6 | 0 | 0.6 | 2020-10-10 | 13.2 | 4.8 | 0 | 2019-10-10 | 12.6 | 5.4 | 0 | 2018-10-10 | 21.1 | 0 | 3.1 | 2017-10-10 | 16.5 | 1.5 | 0 | 2016-10-10 | 9.7 | 8.3 | 0 | 4.68 | 0.37
2025-10-10 | 14.9 | 3.1 | 0 | 2024-10-10 | 10.2 | 7.8 | 0 | 2023-10-10 | 7.8 | 10.2 | 0 | 2022-10-10 | 9 | 9 | 0 | 2021-10-10 | 18.5 | 0 | 0.5 | 2020-10-10 | 12.3 | 5.7 | 0 | 2019-10-10 | 12.4 | 5.6 | 0 | 2018-10-10 | 21.2 | 0 | 3.2 | 2017-10-10 | 15.6 | 2.4 | 0 | 2016-10-10 | 9.5 | 8.5 | 0 | 5.23 | 0.37
2025-10-10 | 12.4 | 5.6 | 0 | 2024-10-10 | 9.2 | 8.8 | 0 | 2023-10-10 | 8.1 | 9.9 | 0 | 2022-10-10 | 8.6 | 9.4 | 0 | 2021-10-10 | 18.4 | 0 | 0.4 | 2020-10-10 | 12.1 | 5.9 | 0 | 2019-10-10 | 12 | 6 | 0 | 2018-10-10 | 21.3 | 0 | 3.3 | 2017-10-10 | 14.8 | 3.2 | 0 | 2016-10-10 | 9.3 | 8.7 | 0 | 5.75 | 0.37
2025-10-10 | 12.1 | 5.9 | 0 | 2024-10-10 | 8 | 10 | 0 | 2023-10-10 | 8.2 | 9.8 | 0 | 2022-10-10 | 8.8 | 9.2 | 0 | 2021-10-10 | 18.2 | 0 | 0.2 | 2020-10-10 | 11.9 | 6.1 | 0 | 2019-10-10 | 12.4 | 5.6 | 0 | 2018-10-10 | 20.9 | 0 | 2.9 | 2017-10-10 | 14 | 4 | 0 | 2016-10-10 | 8.6 | 9.4 | 0 | 6 | 0.31
2025-10-10 | 12.3 | 5.7 | 0 | 2024-10-10 | 7.5 | 10.5 | 0 | 2023-10-10 | 8.1 | 9.9 | 0 | 2022-10-10 | 6.8 | 11.2 | 0 | 2021-10-10 | 18.1 | 0 | 0.1 | 2020-10-10 | 10.7 | 7.3 | 0 | 2019-10-10 | 10.8 | 7.2 | 0 | 2018-10-10 | 21.6 | 0 | 3.6 | 2017-10-10 | 13.4 | 4.6 | 0 | 2016-10-10 | 6.6 | 11.4 | 0 | 6.78 | 0.37
2025-10-11 | 12 | 6 | 0 | 2024-10-11 | 5.6 | 12.4 | 0 | 2023-10-11 | 7.8 | 10.2 | 0 | 2022-10-11 | 7.7 | 10.3 | 0 | 2021-10-11 | 17.9 | 0.1 | 0 | 2020-10-11 | 9.4 | 8.6 | 0 | 2019-10-11 | 9.4 | 8.6 | 0 | 2018-10-11 | 22.3 | 0 | 4.3 | 2017-10-11 | 13.3 | 4.7 | 0 | 2016-10-11 | 7.5 | 10.5 | 0 | 7.14 | 0.43
2025-10-11 | 12.6 | 5.4 | 0 | 2024-10-11 | 5.8 | 12.2 | 0 | 2023-10-11 | 7.6 | 10.4 | 0 | 2022-10-11 | 6.8 | 11.2 | 0 | 2021-10-11 | 17.4 | 0.6 | 0 | 2020-10-11 | 8.6 | 9.4 | 0 | 2019-10-11 | 9 | 9 | 0 | 2018-10-11 | 22.3 | 0 | 4.3 | 2017-10-11 | 13.2 | 4.8 | 0 | 2016-10-11 | 7.6 | 10.4 | 0 | 7.34 | 0.43
2025-10-11 | 13.1 | 4.9 | 0 | 2024-10-11 | 5.4 | 12.6 | 0 | 2023-10-11 | 7.6 | 10.4 | 0 | 2022-10-11 | 5.7 | 12.3 | 0 | 2021-10-11 | 17.4 | 0.6 | 0 | 2020-10-11 | 7.4 | 10.6 | 0 | 2019-10-11 | 8.9 | 9.1 | 0 | 2018-10-11 | 21 | 0 | 3 | 2017-10-11 | 13.3 | 4.7 | 0 | 2016-10-11 | 6 | 12 | 0 | 7.72 | 0.3
2025-10-11 | 13 | 5 | 0 | 2024-10-11 | 4.9 | 13.1 | 0 | 2023-10-11 | 7.1 | 10.9 | 0 | 2022-10-11 | 5.8 | 12.2 | 0 | 2021-10-11 | 17.8 | 0.2 | 0 | 2020-10-11 | 6.7 | 11.3 | 0 | 2019-10-11 | 9.3 | 8.7 | 0 | 2018-10-11 | 21.8 | 0 | 3.8 | 2017-10-11 | 13.2 | 4.8 | 0 | 2016-10-11 | 6.3 | 11.7 | 0 | 7.79 | 0.38
2025-10-11 | 12.9 | 5.1 | 0 | 2024-10-11 | 5 | 13 | 0 | 2023-10-11 | 7.5 | 10.5 | 0 | 2022-10-11 | 7.2 | 10.8 | 0 | 2021-10-11 | 17.6 | 0.4 | 0 | 2020-10-11 | 6.2 | 11.8 | 0 | 2019-10-11 | 9 | 9 | 0 | 2018-10-11 | 21.4 | 0 | 3.4 | 2017-10-11 | 13.1 | 4.9 | 0 | 2016-10-11 | 4.8 | 13.2 | 0 | 7.87 | 0.34
2025-10-11 | 12.6 | 5.4 | 0 | 2024-10-11 | 5 | 13 | 0 | 2023-10-11 | 8.2 | 9.8 | 0 | 2022-10-11 | 7.8 | 10.2 | 0 | 2021-10-11 | 17.1 | 0.9 | 0 | 2020-10-11 | 5.6 | 12.4 | 0 | 2019-10-11 | 10.1 | 7.9 | 0 | 2018-10-11 | 21.1 | 0 | 3.1 | 2017-10-11 | 12.7 | 5.3 | 0 | 2016-10-11 | 4.3 | 13.7 | 0 | 7.86 | 0.31
2025-10-11 | 11.2 | 6.8 | 0 | 2024-10-11 | 6.4 | 11.6 | 0 | 2023-10-11 | 7.8 | 10.2 | 0 | 2022-10-11 | 7.8 | 10.2 | 0 | 2021-10-11 | 16.7 | 1.3 | 0 | 2020-10-11 | 6 | 12 | 0 | 2019-10-11 | 11.7 | 6.3 | 0 | 2018-10-11 | 21.1 | 0 | 3.1 | 2017-10-11 | 11.5 | 6.5 | 0 | 2016-10-11 | 4.7 | 13.3 | 0 | 7.82 | 0.31
2025-10-11 | 12.2 | 5.8 | 0 | 2024-10-11 | 7.8 | 10.2 | 0 | 2023-10-11 | 8.2 | 9.8 | 0 | 2022-10-11 | 8.1 | 9.9 | 0 | 2021-10-11 | 16.9 | 1.1 | 0 | 2020-10-11 | 6.1 | 11.9 | 0 | 2019-10-11 | 12.4 | 5.6 | 0 | 2018-10-11 | 20.4 | 0 | 2.4 | 2017-10-11 | 11 | 7 | 0 | 2016-10-11 | 3.9 | 14.1 | 0 | 7.54 | 0.24
2025-10-11 | 12.6 | 5.4 | 0 | 2024-10-11 | 10.2 | 7.8 | 0 | 2023-10-11 | 9.3 | 8.7 | 0 | 2022-10-11 | 10.7 | 7.3 | 0 | 2021-10-11 | 18.2 | 0 | 0.2 | 2020-10-11 | 7.4 | 10.6 | 0 | 2019-10-11 | 14.2 | 3.8 | 0 | 2018-10-11 | 21 | 0 | 3 | 2017-10-11 | 10.6 | 7.4 | 0 | 2016-10-11 | 7.7 | 10.3 | 0 | 6.13 | 0.32
2025-10-11 | 14.1 | 3.9 | 0 | 2024-10-11 | 12.9 | 5.1 | 0 | 2023-10-11 | 10.7 | 7.3 | 0 | 2022-10-11 | 13 | 5 | 0 | 2021-10-11 | 19.5 | 0 | 1.5 | 2020-10-11 | 8 | 10 | 0 | 2019-10-11 | 15.8 | 2.2 | 0 | 2018-10-11 | 20.8 | 0 | 2.8 | 2017-10-11 | 10.2 | 7.8 | 0 | 2016-10-11 | 11.5 | 6.5 | 0 | 4.78 | 0.43
2025-10-11 | 15.4 | 2.6 | 0 | 2024-10-11 | 15.7 | 2.3 | 0 | 2023-10-11 | 11.4 | 6.6 | 0 | 2022-10-11 | 15.7 | 2.3 | 0 | 2021-10-11 | 20 | 0 | 2 | 2020-10-11 | 8.3 | 9.7 | 0 | 2019-10-11 | 16.4 | 1.6 | 0 | 2018-10-11 | 19.6 | 0 | 1.6 | 2017-10-11 | 10.3 | 7.7 | 0 | 2016-10-11 | 14.1 | 3.9 | 0 | 3.67 | 0.36
2025-10-11 | 15.6 | 2.4 | 0 | 2024-10-11 | 18 | 0 | 0 | 2023-10-11 | 12.4 | 5.6 | 0 | 2022-10-11 | 18.4 | 0 | 0.4 | 2021-10-11 | 20.5 | 0 | 2.5 | 2020-10-11 | 9.4 | 8.6 | 0 | 2019-10-11 | 17.5 | 0.5 | 0 | 2018-10-11 | 18.4 | 0 | 0.4 | 2017-10-11 | 9.6 | 8.4 | 0 | 2016-10-11 | 15.3 | 2.7 | 0 | 2.82 | 0.33
2025-10-11 | 15.6 | 2.4 | 0 | 2024-10-11 | 19.7 | 0 | 1.7 | 2023-10-11 | 12.9 | 5.1 | 0 | 2022-10-11 | 19.1 | 0 | 1.1 | 2021-10-11 | 21 | 0 | 3 | 2020-10-11 | 9.9 | 8.1 | 0 | 2019-10-11 | 18.1 | 0 | 0.1 | 2018-10-11 | 17.1 | 0.9 | 0 | 2017-10-11 | 9.5 | 8.5 | 0 | 2016-10-11 | 15.4 | 2.6 | 0 | 2.76 | 0.59
2025-10-11 | 16.6 | 1.4 | 0 | 2024-10-11 | 20 | 0 | 2 | 2023-10-11 | 15.7 | 2.3 | 0 | 2022-10-11 | 21.1 | 0 | 3.1 | 2021-10-11 | 21.1 | 0 | 3.1 | 2020-10-11 | 9.8 | 8.2 | 0 | 2019-10-11 | 18.9 | 0 | 0.9 | 2018-10-11 | 15.8 | 2.2 | 0 | 2017-10-11 | 9.9 | 8.1 | 0 | 2016-10-11 | 16.5 | 1.5 | 0 | 2.37 | 0.91
2025-10-11 | 17.7 | 0.3 | 0 | 2024-10-11 | 21.7 | 0 | 3.7 | 2023-10-11 | 15 | 3 | 0 | 2022-10-11 | 21.3 | 0 | 3.3 | 2021-10-11 | 21.5 | 0 | 3.5 | 2020-10-11 | 9.8 | 8.2 | 0 | 2019-10-11 | 19.1 | 0 | 1.1 | 2018-10-11 | 15.7 | 2.3 | 0 | 2017-10-11 | 10.4 | 7.6 | 0 | 2016-10-11 | 15.8 | 2.2 | 0 | 2.36 | 1.16
2025-10-11 | 16.9 | 1.1 | 0 | 2024-10-11 | 21.4 | 0 | 3.4 | 2023-10-11 | 14.8 | 3.2 | 0 | 2022-10-11 | 19.4 | 0 | 1.4 | 2021-10-11 | 21.9 | 0 | 3.9 | 2020-10-11 | 10.9 | 7.1 | 0 | 2019-10-11 | 18.5 | 0 | 0.5 | 2018-10-11 | 14.6 | 3.4 | 0 | 2017-10-11 | 10 | 8 | 0 | 2016-10-11 | 15.2 | 2.8 | 0 | 2.56 | 0.92
2025-10-11 | 15.5 | 2.5 | 0 | 2024-10-11 | 21.1 | 0 | 3.1 | 2023-10-11 | 13.5 | 4.5 | 0 | 2022-10-11 | 19.2 | 0 | 1.2 | 2021-10-11 | 21.2 | 0 | 3.2 | 2020-10-11 | 10.8 | 7.2 | 0 | 2019-10-11 | 17.7 | 0.3 | 0 | 2018-10-11 | 13.9 | 4.1 | 0 | 2017-10-11 | 9.4 | 8.6 | 0 | 2016-10-11 | 15.2 | 2.8 | 0 | 3 | 0.75
2025-10-11 | 14.3 | 3.7 | 0 | 2024-10-11 | 20.8 | 0 | 2.8 | 2023-10-11 | 12.2 | 5.8 | 0 | 2022-10-11 | 18.5 | 0 | 0.5 | 2021-10-11 | 20.7 | 0 | 2.7 | 2020-10-11 | 10.2 | 7.8 | 0 | 2019-10-11 | 15.5 | 2.5 | 0 | 2018-10-11 | 13.1 | 4.9 | 0 | 2017-10-11 | 9 | 9 | 0 | 2016-10-11 | 14.8 | 3.2 | 0 | 3.69 | 0.6
2025-10-11 | 13.9 | 4.1 | 0 | 2024-10-11 | 19 | 0 | 1 | 2023-10-11 | 10.3 | 7.7 | 0 | 2022-10-11 | 19.8 | 0 | 1.8 | 2021-10-11 | 20.3 | 0 | 2.3 | 2020-10-11 | 9.3 | 8.7 | 0 | 2019-10-11 | 14.1 | 3.9 | 0 | 2018-10-11 | 12.5 | 5.5 | 0 | 2017-10-11 | 8 | 10 | 0 | 2016-10-11 | 14.1 | 3.9 | 0 | 4.38 | 0.51
2025-10-11 | 13.3 | 4.7 | 0 | 2024-10-11 | 17.7 | 0.3 | 0 | 2023-10-11 | 10 | 8 | 0 | 2022-10-11 | 18.4 | 0 | 0.4 | 2021-10-11 | 19.5 | 0 | 1.5 | 2020-10-11 | 9 | 9 | 0 | 2019-10-11 | 14.7 | 3.3 | 0 | 2018-10-11 | 12 | 6 | 0 | 2017-10-11 | 7.5 | 10.5 | 0 | 2016-10-11 | 13.4 | 4.6 | 0 | 4.64 | 0.19
2025-10-11 | 13.2 | 4.8 | 0 | 2024-10-11 | 17.4 | 0.6 | 0 | 2023-10-11 | 8.3 | 9.7 | 0 | 2022-10-11 | 17.5 | 0.5 | 0 | 2021-10-11 | 19.3 | 0 | 1.3 | 2020-10-11 | 9.3 | 8.7 | 0 | 2019-10-11 | 15.2 | 2.8 | 0 | 2018-10-11 | 11.6 | 6.4 | 0 | 2017-10-11 | 7.6 | 10.4 | 0 | 2016-10-11 | 13 | 5 | 0 | 4.89 | 0.13
2025-10-11 | 13.7 | 4.3 | 0 | 2024-10-11 | 17.4 | 0.6 | 0 | 2023-10-11 | 7.9 | 10.1 | 0 | 2022-10-11 | 17.2 | 0.8 | 0 | 2021-10-11 | 18.5 | 0 | 0.5 | 2020-10-11 | 9.4 | 8.6 | 0 | 2019-10-11 | 15.2 | 2.8 | 0 | 2018-10-11 | 11.1 | 6.9 | 0 | 2017-10-11 | 7.8 | 10.2 | 0 | 2016-10-11 | 12.9 | 5.1 | 0 | 4.94 | 0.05
2025-10-11 | 13.3 | 4.7 | 0 | 2024-10-11 | 15.6 | 2.4 | 0 | 2023-10-11 | 7.8 | 10.2 | 0 | 2022-10-11 | 16.9 | 1.1 | 0 | 2021-10-11 | 18.8 | 0 | 0.8 | 2020-10-11 | 9 | 9 | 0 | 2019-10-11 | 15 | 3 | 0 | 2018-10-11 | 10.6 | 7.4 | 0 | 2017-10-11 | 7.6 | 10.4 | 0 | 2016-10-11 | 12.4 | 5.6 | 0 | 5.38 | 0.08
2025-10-11 | 12.6 | 5.4 | 0 | 2024-10-11 | 17.4 | 0.6 | 0 | 2023-10-11 | 6.4 | 11.6 | 0 | 2022-10-11 | 16.5 | 1.5 | 0 | 2021-10-11 | 18.5 | 0 | 0.5 | 2020-10-11 | 8.3 | 9.7 | 0 | 2019-10-11 | 14.5 | 3.5 | 0 | 2018-10-11 | 9.6 | 8.4 | 0 | 2017-10-11 | 7.8 | 10.2 | 0 | 2016-10-11 | 11.9 | 6.1 | 0 | 5.7 | 0.05
2025-10-12 | 12.3 | 5.7 | 0 | 2024-10-12 | 16.2 | 1.8 | 0 | 2023-10-12 | 6.8 | 11.2 | 0 | 2022-10-12 | 16 | 2 | 0 | 2021-10-12 | 18 | 0 | 0 | 2020-10-12 | 7.8 | 10.2 | 0 | 2019-10-12 | 14.7 | 3.3 | 0 | 2018-10-12 | 9 | 9 | 0 | 2017-10-12 | 7.6 | 10.4 | 0 | 2016-10-12 | 12.4 | 5.6 | 0 | 5.92 | 0
2025-10-12 | 11.5 | 6.5 | 0 | 2024-10-12 | 14.7 | 3.3 | 0 | 2023-10-12 | 7 | 11 | 0 | 2022-10-12 | 15.2 | 2.8 | 0 | 2021-10-12 | 17.9 | 0.1 | 0 | 2020-10-12 | 7.6 | 10.4 | 0 | 2019-10-12 | 15.3 | 2.7 | 0 | 2018-10-12 | 7.5 | 10.5 | 0 | 2017-10-12 | 8.2 | 9.8 | 0 | 2016-10-12 | 11.6 | 6.4 | 0 | 6.35 | 0
2025-10-12 | 11 | 7 | 0 | 2024-10-12 | 14.1 | 3.9 | 0 | 2023-10-12 | 5.7 | 12.3 | 0 | 2022-10-12 | 14.6 | 3.4 | 0 | 2021-10-12 | 17.4 | 0.6 | 0 | 2020-10-12 | 8.1 | 9.9 | 0 | 2019-10-12 | 15.1 | 2.9 | 0 | 2018-10-12 | 7.7 | 10.3 | 0 | 2017-10-12 | 8.5 | 9.5 | 0 | 2016-10-12 | 11.1 | 6.9 | 0 | 6.67 | 0
2025-10-12 | 10.6 | 7.4 | 0 | 2024-10-12 | 13.1 | 4.9 | 0 | 2023-10-12 | 7.8 | 10.2 | 0 | 2022-10-12 | 14.2 | 3.8 | 0 | 2021-10-12 | 17 | 1 | 0 | 2020-10-12 | 8.8 | 9.2 | 0 | 2019-10-12 | 13.2 | 4.8 | 0 | 2018-10-12 | 7.5 | 10.5 | 0 | 2017-10-12 | 8.1 | 9.9 | 0 | 2016-10-12 | 12.3 | 5.7 | 0 | 6.74 | 0
2025-10-12 | 9.7 | 8.3 | 0 | 2024-10-12 | 12.1 | 5.9 | 0 | 2023-10-12 | 8.4 | 9.6 | 0 | 2022-10-12 | 13.9 | 4.1 | 0 | 2021-10-12 | 16.8 | 1.2 | 0 | 2020-10-12 | 8.7 | 9.3 | 0 | 2019-10-12 | 12.5 | 5.5 | 0 | 2018-10-12 | 7.3 | 10.7 | 0 | 2017-10-12 | 8.1 | 9.9 | 0 | 2016-10-12 | 11.3 | 6.7 | 0 | 7.12 | 0
2025-10-12 | 9.8 | 8.2 | 0 | 2024-10-12 | 10.5 | 7.5 | 0 | 2023-10-12 | 7.7 | 10.3 | 0 | 2022-10-12 | 14.8 | 3.2 | 0 | 2021-10-12 | 16.7 | 1.3 | 0 | 2020-10-12 | 8.8 | 9.2 | 0 | 2019-10-12 | 12.7 | 5.3 | 0 | 2018-10-12 | 6.7 | 11.3 | 0 | 2017-10-12 | 8.3 | 9.7 | 0 | 2016-10-12 | 10.4 | 7.6 | 0 | 7.36 | 0
2025-10-12 | 10.1 | 7.9 | 0 | 2024-10-12 | 9.8 | 8.2 | 0 | 2023-10-12 | 7.6 | 10.4 | 0 | 2022-10-12 | 14.6 | 3.4 | 0 | 2021-10-12 | 16.8 | 1.2 | 0 | 2020-10-12 | 9.6 | 8.4 | 0 | 2019-10-12 | 12.7 | 5.3 | 0 | 2018-10-12 | 6.2 | 11.8 | 0 | 2017-10-12 | 8.7 | 9.3 | 0 | 2016-10-12 | 10.9 | 7.1 | 0 | 7.3 | 0
2025-10-12 | 10.7 | 7.3 | 0 | 2024-10-12 | 8.8 | 9.2 | 0 | 2023-10-12 | 6.8 | 11.2 | 0 | 2022-10-12 | 14.4 | 3.6 | 0 | 2021-10-12 | 17 | 1 | 0 | 2020-10-12 | 9.9 | 8.1 | 0 | 2019-10-12 | 12.7 | 5.3 | 0 | 2018-10-12 | 6.2 | 11.8 | 0 | 2017-10-12 | 9.2 | 8.8 | 0 | 2016-10-12 | 12 | 6 | 0 | 7.23 | 0
2025-10-12 | 11.3 | 6.7 | 0 | 2024-10-12 | 9.5 | 8.5 | 0 | 2023-10-12 | 9.3 | 8.7 | 0 | 2022-10-12 | 15.2 | 2.8 | 0 | 2021-10-12 | 18.4 | 0 | 0.4 | 2020-10-12 | 10.7 | 7.3 | 0 | 2019-10-12 | 11.5 | 6.5 | 0 | 2018-10-12 | 6.9 | 11.1 | 0 | 2017-10-12 | 9.9 | 8.1 | 0 | 2016-10-12 | 13.8 | 4.2 | 0 | 6.39 | 0.04
2025-10-12 | 13.6 | 4.4 | 0 | 2024-10-12 | 10.6 | 7.4 | 0 | 2023-10-12 | 11.3 | 6.7 | 0 | 2022-10-12 | 16.7 | 1.3 | 0 | 2021-10-12 | 19.2 | 0 | 1.2 | 2020-10-12 | 12.9 | 5.1 | 0 | 2019-10-12 | 11 | 7 | 0 | 2018-10-12 | 8 | 10 | 0 | 2017-10-12 | 10.4 | 7.6 | 0 | 2016-10-12 | 16 | 2 | 0 | 5.15 | 0.12
2025-10-12 | 14 | 4 | 0 | 2024-10-12 | 11.7 | 6.3 | 0 | 2023-10-12 | 12.8 | 5.2 | 0 | 2022-10-12 | 16.4 | 1.6 | 0 | 2021-10-12 | 19.8 | 0 | 1.8 | 2020-10-12 | 14.7 | 3.3 | 0 | 2019-10-12 | 11.7 | 6.3 | 0 | 2018-10-12 | 8.2 | 9.8 | 0 | 2017-10-12 | 10.6 | 7.4 | 0 | 2016-10-12 | 18.2 | 0 | 0.2 | 4.39 | 0.2
2025-10-12 | 16.3 | 1.7 | 0 | 2024-10-12 | 13.1 | 4.9 | 0 | 2023-10-12 | 14.3 | 3.7 | 0 | 2022-10-12 | 16.3 | 1.7 | 0 | 2021-10-12 | 20.3 | 0 | 2.3 | 2020-10-12 | 15.8 | 2.2 | 0 | 2019-10-12 | 10.8 | 7.2 | 0 | 2018-10-12 | 8.3 | 9.7 | 0 | 2017-10-12 | 11.4 | 6.6 | 0 | 2016-10-12 | 18.8 | 0 | 0.8 | 3.77 | 0.31
2025-10-12 | 18 | 0 | 0 | 2024-10-12 | 13.9 | 4.1 | 0 | 2023-10-12 | 14.5 | 3.5 | 0 | 2022-10-12 | 18.5 | 0 | 0.5 | 2021-10-12 | 21 | 0 | 3 | 2020-10-12 | 15.4 | 2.6 | 0 | 2019-10-12 | 12.2 | 5.8 | 0 | 2018-10-12 | 8.9 | 9.1 | 0 | 2017-10-12 | 12.4 | 5.6 | 0 | 2016-10-12 | 20 | 0 | 2 | 3.07 | 0.55
2025-10-12 | 16.6 | 1.4 | 0 | 2024-10-12 | 14.4 | 3.6 | 0 | 2023-10-12 | 14.3 | 3.7 | 0 | 2022-10-12 | 18.9 | 0 | 0.9 | 2021-10-12 | 21.8 | 0 | 3.8 | 2020-10-12 | 15.8 | 2.2 | 0 | 2019-10-12 | 13.4 | 4.6 | 0 | 2018-10-12 | 10 | 8 | 0 | 2017-10-12 | 13.2 | 4.8 | 0 | 2016-10-12 | 20.9 | 0 | 2.9 | 2.83 | 0.76
2025-10-12 | 17.5 | 0.5 | 0 | 2024-10-12 | 15.3 | 2.7 | 0 | 2023-10-12 | 14.4 | 3.6 | 0 | 2022-10-12 | 19.2 | 0 | 1.2 | 2021-10-12 | 20.9 | 0 | 2.9 | 2020-10-12 | 15.2 | 2.8 | 0 | 2019-10-12 | 12.5 | 5.5 | 0 | 2018-10-12 | 9.7 | 8.3 | 0 | 2017-10-12 | 13.6 | 4.4 | 0 | 2016-10-12 | 22 | 0 | 4 | 2.78 | 0.81
2025-10-12 | 17.5 | 0.5 | 0 | 2024-10-12 | 15.7 | 2.3 | 0 | 2023-10-12 | 15.4 | 2.6 | 0 | 2022-10-12 | 19.8 | 0 | 1.8 | 2021-10-12 | 21.6 | 0 | 3.6 | 2020-10-12 | 15.6 | 2.4 | 0 | 2019-10-12 | 11.5 | 6.5 | 0 | 2018-10-12 | 9.5 | 8.5 | 0 | 2017-10-12 | 14.2 | 3.8 | 0 | 2016-10-12 | 21.6 | 0 | 3.6 | 2.66 | 0.9
2025-10-12 | 17.7 | 0.3 | 0 | 2024-10-12 | 15.1 | 2.9 | 0 | 2023-10-12 | 14.5 | 3.5 | 0 | 2022-10-12 | 18.9 | 0 | 0.9 | 2021-10-12 | 21.6 | 0 | 3.6 | 2020-10-12 | 15.8 | 2.2 | 0 | 2019-10-12 | 11.5 | 6.5 | 0 | 2018-10-12 | 9.6 | 8.4 | 0 | 2017-10-12 | 14.4 | 3.6 | 0 | 2016-10-12 | 22 | 0 | 4 | 2.74 | 0.85
2025-10-12 | 16.7 | 1.3 | 0 | 2024-10-12 | 13.5 | 4.5 | 0 | 2023-10-12 | 12.6 | 5.4 | 0 | 2022-10-12 | 19 | 0 | 1 | 2021-10-12 | 21.1 | 0 | 3.1 | 2020-10-12 | 15.2 | 2.8 | 0 | 2019-10-12 | 10.3 | 7.7 | 0 | 2018-10-12 | 8.7 | 9.3 | 0 | 2017-10-12 | 14.4 | 3.6 | 0 | 2016-10-12 | 21.5 | 0 | 3.5 | 3.46 | 0.76
2025-10-12 | 15.7 | 2.3 | 0 | 2024-10-12 | 11.7 | 6.3 | 0 | 2023-10-12 | 10.8 | 7.2 | 0 | 2022-10-12 | 18 | 0 | 0 | 2021-10-12 | 19.8 | 0 | 1.8 | 2020-10-12 | 15.3 | 2.7 | 0 | 2019-10-12 | 8.4 | 9.6 | 0 | 2018-10-12 | 8.2 | 9.8 | 0 | 2017-10-12 | 14.5 | 3.5 | 0 | 2016-10-12 | 20.5 | 0 | 2.5 | 4.14 | 0.43
2025-10-12 | 15.5 | 2.5 | 0 | 2024-10-12 | 11.4 | 6.6 | 0 | 2023-10-12 | 9.4 | 8.6 | 0 | 2022-10-12 | 17.6 | 0.4 | 0 | 2021-10-12 | 19.8 | 0 | 1.8 | 2020-10-12 | 16.3 | 1.7 | 0 | 2019-10-12 | 8.7 | 9.3 | 0 | 2018-10-12 | 7.5 | 10.5 | 0 | 2017-10-12 | 14.8 | 3.2 | 0 | 2016-10-12 | 19.5 | 0 | 1.5 | 4.28 | 0.33
2025-10-12 | 14.9 | 3.1 | 0 | 2024-10-12 | 10.7 | 7.3 | 0 | 2023-10-12 | 8.8 | 9.2 | 0 | 2022-10-12 | 17.3 | 0.7 | 0 | 2021-10-12 | 18.9 | 0 | 0.9 | 2020-10-12 | 15.7 | 2.3 | 0 | 2019-10-12 | 7.9 | 10.1 | 0 | 2018-10-12 | 6.7 | 11.3 | 0 | 2017-10-12 | 15 | 3 | 0 | 2016-10-12 | 19 | 0 | 1 | 4.7 | 0.19
2025-10-12 | 13.5 | 4.5 | 0 | 2024-10-12 | 10.1 | 7.9 | 0 | 2023-10-12 | 8.1 | 9.9 | 0 | 2022-10-12 | 17.5 | 0.5 | 0 | 2021-10-12 | 18.9 | 0 | 0.9 | 2020-10-12 | 15.1 | 2.9 | 0 | 2019-10-12 | 6.9 | 11.1 | 0 | 2018-10-12 | 5.8 | 12.2 | 0 | 2017-10-12 | 15 | 3 | 0 | 2016-10-12 | 19 | 0 | 1 | 5.2 | 0.19
2025-10-12 | 12.6 | 5.4 | 0 | 2024-10-12 | 9.6 | 8.4 | 0 | 2023-10-12 | 8.1 | 9.9 | 0 | 2022-10-12 | 17.1 | 0.9 | 0 | 2021-10-12 | 18.7 | 0 | 0.7 | 2020-10-12 | 14.6 | 3.4 | 0 | 2019-10-12 | 6.7 | 11.3 | 0 | 2018-10-12 | 5.8 | 12.2 | 0 | 2017-10-12 | 14.8 | 3.2 | 0 | 2016-10-12 | 19.3 | 0 | 1.3 | 5.47 | 0.2
2025-10-12 | 14 | 4 | 0 | 2024-10-12 | 10.1 | 7.9 | 0 | 2023-10-12 | 7.4 | 10.6 | 0 | 2022-10-12 | 16.4 | 1.6 | 0 | 2021-10-12 | 18.4 | 0 | 0.4 | 2020-10-12 | 14 | 4 | 0 | 2019-10-12 | 6 | 12 | 0 | 2018-10-12 | 5.5 | 12.5 | 0 | 2017-10-12 | 14.5 | 3.5 | 0 | 2016-10-12 | 19.8 | 0 | 1.8 | 5.61 | 0.22
2025-10-13 | 13.1 | 4.9 | 0 | 2024-10-13 | 10 | 8 | 0 | 2023-10-13 | 7.3 | 10.7 | 0 | 2022-10-13 | 16.1 | 1.9 | 0 | 2021-10-13 | 18.7 | 0 | 0.7 | 2020-10-13 | 13.8 | 4.2 | 0 | 2019-10-13 | 5.7 | 12.3 | 0 | 2018-10-13 | 5.5 | 12.5 | 0 | 2017-10-13 | 13.8 | 4.2 | 0 | 2016-10-13 | 20 | 0 | 2 | 5.87 | 0.27
2025-10-13 | 12.3 | 5.7 | 0 | 2024-10-13 | 9.2 | 8.8 | 0 | 2023-10-13 | 6.7 | 11.3 | 0 | 2022-10-13 | 15.3 | 2.7 | 0 | 2021-10-13 | 17.7 | 0.3 | 0 | 2020-10-13 | 14.1 | 3.9 | 0 | 2019-10-13 | 5.9 | 12.1 | 0 | 2018-10-13 | 5.5 | 12.5 | 0 | 2017-10-13 | 14.2 | 3.8 | 0 | 2016-10-13 | 19.9 | 0 | 1.9 | 6.11 | 0.19
2025-10-13 | 10.3 | 7.7 | 0 | 2024-10-13 | 8.4 | 9.6 | 0 | 2023-10-13 | 6 | 12 | 0 | 2022-10-13 | 15.4 | 2.6 | 0 | 2021-10-13 | 17.1 | 0.9 | 0 | 2020-10-13 | 12.9 | 5.1 | 0 | 2019-10-13 | 6.1 | 11.9 | 0 | 2018-10-13 | 5.2 | 12.8 | 0 | 2017-10-13 | 14.3 | 3.7 | 0 | 2016-10-13 | 17.4 | 0.6 | 0 | 6.69 | 0
2025-10-13 | 9.2 | 8.8 | 0 | 2024-10-13 | 6.6 | 11.4 | 0 | 2023-10-13 | 5.8 | 12.2 | 0 | 2022-10-13 | 15.1 | 2.9 | 0 | 2021-10-13 | 17.4 | 0.6 | 0 | 2020-10-13 | 12.6 | 5.4 | 0 | 2019-10-13 | 5 | 13 | 0 | 2018-10-13 | 5 | 13 | 0 | 2017-10-13 | 14.3 | 3.7 | 0 | 2016-10-13 | 15.5 | 2.5 | 0 | 7.35 | 0
2025-10-13 | 9.6 | 8.4 | 0 | 2024-10-13 | 7.9 | 10.1 | 0 | 2023-10-13 | 5.9 | 12.1 | 0 | 2022-10-13 | 15.1 | 2.9 | 0 | 2021-10-13 | 17.7 | 0.3 | 0 | 2020-10-13 | 12.6 | 5.4 | 0 | 2019-10-13 | 4.6 | 13.4 | 0 | 2018-10-13 | 5.1 | 12.9 | 0 | 2017-10-13 | 14.5 | 3.5 | 0 | 2016-10-13 | 14.2 | 3.8 | 0 | 7.28 | 0
2025-10-13 | 9.4 | 8.6 | 0 | 2024-10-13 | 7.3 | 10.7 | 0 | 2023-10-13 | 5.8 | 12.2 | 0 | 2022-10-13 | 14.8 | 3.2 | 0 | 2021-10-13 | 17.6 | 0.4 | 0 | 2020-10-13 | 11.7 | 6.3 | 0 | 2019-10-13 | 5.9 | 12.1 | 0 | 2018-10-13 | 5.2 | 12.8 | 0 | 2017-10-13 | 14.6 | 3.4 | 0 | 2016-10-13 | 13.4 | 4.6 | 0 | 7.43 | 0
2025-10-13 | 10.1 | 7.9 | 0 | 2024-10-13 | 6.9 | 11.1 | 0 | 2023-10-13 | 6.3 | 11.7 | 0 | 2022-10-13 | 14.8 | 3.2 | 0 | 2021-10-13 | 17.3 | 0.7 | 0 | 2020-10-13 | 10.8 | 7.2 | 0 | 2019-10-13 | 6.5 | 11.5 | 0 | 2018-10-13 | 5.2 | 12.8 | 0 | 2017-10-13 | 14.5 | 3.5 | 0 | 2016-10-13 | 12.6 | 5.4 | 0 | 7.5 | 0
2025-10-13 | 11 | 7 | 0 | 2024-10-13 | 7.5 | 10.5 | 0 | 2023-10-13 | 5.7 | 12.3 | 0 | 2022-10-13 | 13.6 | 4.4 | 0 | 2021-10-13 | 17.5 | 0.5 | 0 | 2020-10-13 | 10.2 | 7.8 | 0 | 2019-10-13 | 7.3 | 10.7 | 0 | 2018-10-13 | 5.1 | 12.9 | 0 | 2017-10-13 | 14.6 | 3.4 | 0 | 2016-10-13 | 11.7 | 6.3 | 0 | 7.58 | 0
2025-10-13 | 12.3 | 5.7 | 0 | 2024-10-13 | 8.2 | 9.8 | 0 | 2023-10-13 | 7.6 | 10.4 | 0 | 2022-10-13 | 12.6 | 5.4 | 0 | 2021-10-13 | 17.6 | 0.4 | 0 | 2020-10-13 | 11.3 | 6.7 | 0 | 2019-10-13 | 9.7 | 8.3 | 0 | 2018-10-13 | 6.3 | 11.7 | 0 | 2017-10-13 | 14.8 | 3.2 | 0 | 2016-10-13 | 11.6 | 6.4 | 0 | 6.8 | 0
2025-10-13 | 14.4 | 3.6 | 0 | 2024-10-13 | 9.1 | 8.9 | 0 | 2023-10-13 | 10.4 | 7.6 | 0 | 2022-10-13 | 12.6 | 5.4 | 0 | 2021-10-13 | 18.3 | 0 | 0.3 | 2020-10-13 | 12.7 | 5.3 | 0 | 2019-10-13 | 12.3 | 5.7 | 0 | 2018-10-13 | 7.1 | 10.9 | 0 | 2017-10-13 | 14.9 | 3.1 | 0 | 2016-10-13 | 12.2 | 5.8 | 0 | 5.63 | 0.03
2025-10-13 | 15.9 | 2.1 | 0 | 2024-10-13 | 10.2 | 7.8 | 0 | 2023-10-13 | 12.3 | 5.7 | 0 | 2022-10-13 | 11.3 | 6.7 | 0 | 2021-10-13 | 19.1 | 0 | 1.1 | 2020-10-13 | 13.9 | 4.1 | 0 | 2019-10-13 | 13.4 | 4.6 | 0 | 2018-10-13 | 8 | 10 | 0 | 2017-10-13 | 15.3 | 2.7 | 0 | 2016-10-13 | 12.6 | 5.4 | 0 | 4.91 | 0.11
2025-10-13 | 15.6 | 2.4 | 0 | 2024-10-13 | 10.7 | 7.3 | 0 | 2023-10-13 | 12.9 | 5.1 | 0 | 2022-10-13 | 11.6 | 6.4 | 0 | 2021-10-13 | 20.1 | 0 | 2.1 | 2020-10-13 | 15.5 | 2.5 | 0 | 2019-10-13 | 14.2 | 3.8 | 0 | 2018-10-13 | 7.8 | 10.2 | 0 | 2017-10-13 | 15.2 | 2.8 | 0 | 2016-10-13 | 12.8 | 5.2 | 0 | 4.57 | 0.21
2025-10-13 | 15.4 | 2.6 | 0 | 2024-10-13 | 11.5 | 6.5 | 0 | 2023-10-13 | 13.4 | 4.6 | 0 | 2022-10-13 | 12.5 | 5.5 | 0 | 2021-10-13 | 21.3 | 0 | 3.3 | 2020-10-13 | 16 | 2 | 0 | 2019-10-13 | 14.4 | 3.6 | 0 | 2018-10-13 | 8.1 | 9.9 | 0 | 2017-10-13 | 16 | 2 | 0 | 2016-10-13 | 12.6 | 5.4 | 0 | 4.21 | 0.33
2025-10-13 | 18 | 0 | 0 | 2024-10-13 | 11.3 | 6.7 | 0 | 2023-10-13 | 13.5 | 4.5 | 0 | 2022-10-13 | 14.8 | 3.2 | 0 | 2021-10-13 | 20.6 | 0 | 2.6 | 2020-10-13 | 17.1 | 0.9 | 0 | 2019-10-13 | 15.2 | 2.8 | 0 | 2018-10-13 | 8.6 | 9.4 | 0 | 2017-10-13 | 17.4 | 0.6 | 0 | 2016-10-13 | 12.9 | 5.1 | 0 | 3.32 | 0.26
2025-10-13 | 17.5 | 0.5 | 0 | 2024-10-13 | 12.2 | 5.8 | 0 | 2023-10-13 | 13.7 | 4.3 | 0 | 2022-10-13 | 13.8 | 4.2 | 0 | 2021-10-13 | 21.5 | 0 | 3.5 | 2020-10-13 | 17.6 | 0.4 | 0 | 2019-10-13 | 16.1 | 1.9 | 0 | 2018-10-13 | 8.8 | 9.2 | 0 | 2017-10-13 | 17.5 | 0.5 | 0 | 2016-10-13 | 13.6 | 4.4 | 0 | 3.12 | 0.35
2025-10-13 | 17.9 | 0.1 | 0 | 2024-10-13 | 11.6 | 6.4 | 0 | 2023-10-13 | 14.2 | 3.8 | 0 | 2022-10-13 | 12.9 | 5.1 | 0 | 2021-10-13 | 21.2 | 0 | 3.2 | 2020-10-13 | 17.8 | 0.2 | 0 | 2019-10-13 | 16.4 | 1.6 | 0 | 2018-10-13 | 9.1 | 8.9 | 0 | 2017-10-13 | 18.2 | 0 | 0.2 | 2016-10-13 | 13.3 | 4.7 | 0 | 3.08 | 0.34
2025-10-13 | 17.3 | 0.7 | 0 | 2024-10-13 | 11.1 | 6.9 | 0 | 2023-10-13 | 12.5 | 5.5 | 0 | 2022-10-13 | 13.2 | 4.8 | 0 | 2021-10-13 | 21.2 | 0 | 3.2 | 2020-10-13 | 17.2 | 0.8 | 0 | 2019-10-13 | 16.7 | 1.3 | 0 | 2018-10-13 | 8.9 | 9.1 | 0 | 2017-10-13 | 17.9 | 0.1 | 0 | 2016-10-13 | 12.8 | 5.2 | 0 | 3.44 | 0.32
2025-10-13 | 16.8 | 1.2 | 0 | 2024-10-13 | 10.7 | 7.3 | 0 | 2023-10-13 | 11.4 | 6.6 | 0 | 2022-10-13 | 12.3 | 5.7 | 0 | 2021-10-13 | 20.5 | 0 | 2.5 | 2020-10-13 | 16.4 | 1.6 | 0 | 2019-10-13 | 16.2 | 1.8 | 0 | 2018-10-13 | 8.6 | 9.4 | 0 | 2017-10-13 | 17.9 | 0.1 | 0 | 2016-10-13 | 12.1 | 5.9 | 0 | 3.96 | 0.25
2025-10-13 | 15.8 | 2.2 | 0 | 2024-10-13 | 10 | 8 | 0 | 2023-10-13 | 11.1 | 6.9 | 0 | 2022-10-13 | 11.7 | 6.3 | 0 | 2021-10-13 | 19.9 | 0 | 1.9 | 2020-10-13 | 13.8 | 4.2 | 0 | 2019-10-13 | 15.6 | 2.4 | 0 | 2018-10-13 | 7.3 | 10.7 | 0 | 2017-10-13 | 17.4 | 0.6 | 0 | 2016-10-13 | 10.1 | 7.9 | 0 | 4.92 | 0.19
2025-10-13 | 14.8 | 3.2 | 0 | 2024-10-13 | 10.2 | 7.8 | 0 | 2023-10-13 | 10.8 | 7.2 | 0 | 2022-10-13 | 10.4 | 7.6 | 0 | 2021-10-13 | 19.7 | 0 | 1.7 | 2020-10-13 | 14.7 | 3.3 | 0 | 2019-10-13 | 14.7 | 3.3 | 0 | 2018-10-13 | 6.5 | 11.5 | 0 | 2017-10-13 | 17.1 | 0.9 | 0 | 2016-10-13 | 9 | 9 | 0 | 5.38 | 0.17
2025-10-13 | 14.5 | 3.5 | 0 | 2024-10-13 | 9.8 | 8.2 | 0 | 2023-10-13 | 10.7 | 7.3 | 0 | 2022-10-13 | 9.8 | 8.2 | 0 | 2021-10-13 | 19.6 | 0 | 1.6 | 2020-10-13 | 13.5 | 4.5 | 0 | 2019-10-13 | 14.2 | 3.8 | 0 | 2018-10-13 | 6.2 | 11.8 | 0 | 2017-10-13 | 16.3 | 1.7 | 0 | 2016-10-13 | 8.6 | 9.4 | 0 | 5.84 | 0.16
2025-10-13 | 14.1 | 3.9 | 0 | 2024-10-13 | 9.4 | 8.6 | 0 | 2023-10-13 | 10.6 | 7.4 | 0 | 2022-10-13 | 8.1 | 9.9 | 0 | 2021-10-13 | 17.5 | 0.5 | 0 | 2020-10-13 | 12.9 | 5.1 | 0 | 2019-10-13 | 13.5 | 4.5 | 0 | 2018-10-13 | 5.9 | 12.1 | 0 | 2017-10-13 | 16.1 | 1.9 | 0 | 2016-10-13 | 7.9 | 10.1 | 0 | 6.4 | 0
2025-10-13 | 13.2 | 4.8 | 0 | 2024-10-13 | 9.3 | 8.7 | 0 | 2023-10-13 | 10.8 | 7.2 | 0 | 2022-10-13 | 7.4 | 10.6 | 0 | 2021-10-13 | 16.8 | 1.2 | 0 | 2020-10-13 | 12.8 | 5.2 | 0 | 2019-10-13 | 9.9 | 8.1 | 0 | 2018-10-13 | 5.1 | 12.9 | 0 | 2017-10-13 | 15.2 | 2.8 | 0 | 2016-10-13 | 7.4 | 10.6 | 0 | 7.21 | 0
2025-10-13 | 13.2 | 4.8 | 0 | 2024-10-13 | 8.8 | 9.2 | 0 | 2023-10-13 | 10.5 | 7.5 | 0 | 2022-10-13 | 7.6 | 10.4 | 0 | 2021-10-13 | 17.1 | 0.9 | 0 | 2020-10-13 | 12.6 | 5.4 | 0 | 2019-10-13 | 9.1 | 8.9 | 0 | 2018-10-13 | 4.6 | 13.4 | 0 | 2017-10-13 | 14.8 | 3.2 | 0 | 2016-10-13 | 6.5 | 11.5 | 0 | 7.52 | 0
2025-10-14 | 11.5 | 6.5 | 0 | 2024-10-14 | 8.6 | 9.4 | 0 | 2023-10-14 | 10.1 | 7.9 | 0 | 2022-10-14 | 7.2 | 10.8 | 0 | 2021-10-14 | 16.6 | 1.4 | 0 | 2020-10-14 | 12.5 | 5.5 | 0 | 2019-10-14 | 9.2 | 8.8 | 0 | 2018-10-14 | 3.4 | 14.6 | 0 | 2017-10-14 | 14.4 | 3.6 | 0 | 2016-10-14 | 5.5 | 12.5 | 0 | 8.1 | 0
2025-10-14 | 10 | 8 | 0 | 2024-10-14 | 8.3 | 9.7 | 0 | 2023-10-14 | 10.3 | 7.7 | 0 | 2022-10-14 | 8.1 | 9.9 | 0 | 2021-10-14 | 14.6 | 3.4 | 0 | 2020-10-14 | 12.3 | 5.7 | 0 | 2019-10-14 | 8.8 | 9.2 | 0 | 2018-10-14 | 4.4 | 13.6 | 0 | 2017-10-14 | 13.7 | 4.3 | 0 | 2016-10-14 | 5.8 | 12.2 | 0 | 8.37 | 0
2025-10-14 | 10.7 | 7.3 | 0 | 2024-10-14 | 7.6 | 10.4 | 0 | 2023-10-14 | 10.5 | 7.5 | 0 | 2022-10-14 | 7.7 | 10.3 | 0 | 2021-10-14 | 13.3 | 4.7 | 0 | 2020-10-14 | 10.2 | 7.8 | 0 | 2019-10-14 | 8.3 | 9.7 | 0 | 2018-10-14 | 3.9 | 14.1 | 0 | 2017-10-14 | 12.9 | 5.1 | 0 | 2016-10-14 | 5.5 | 12.5 | 0 | 8.94 | 0
2025-10-14 | 10.1 | 7.9 | 0 | 2024-10-14 | 6.9 | 11.1 | 0 | 2023-10-14 | 10 | 8 | 0 | 2022-10-14 | 7.7 | 10.3 | 0 | 2021-10-14 | 15 | 3 | 0 | 2020-10-14 | 9.2 | 8.8 | 0 | 2019-10-14 | 8 | 10 | 0 | 2018-10-14 | 4.1 | 13.9 | 0 | 2017-10-14 | 13.3 | 4.7 | 0 | 2016-10-14 | 4.9 | 13.1 | 0 | 9.08 | 0
2025-10-14 | 9.6 | 8.4 | 0 | 2024-10-14 | 6.5 | 11.5 | 0 | 2023-10-14 | 10.2 | 7.8 | 0 | 2022-10-14 | 7.2 | 10.8 | 0 | 2021-10-14 | 15 | 3 | 0 | 2020-10-14 | 10.2 | 7.8 | 0 | 2019-10-14 | 8 | 10 | 0 | 2018-10-14 | 4 | 14 | 0 | 2017-10-14 | 13.7 | 4.3 | 0 | 2016-10-14 | 6.6 | 11.4 | 0 | 8.9 | 0
2025-10-14 | 8.2 | 9.8 | 0 | 2024-10-14 | 6.1 | 11.9 | 0 | 2023-10-14 | 10 | 8 | 0 | 2022-10-14 | 6.9 | 11.1 | 0 | 2021-10-14 | 14.9 | 3.1 | 0 | 2020-10-14 | 9.2 | 8.8 | 0 | 2019-10-14 | 7.5 | 10.5 | 0 | 2018-10-14 | 3.7 | 14.3 | 0 | 2017-10-14 | 13.9 | 4.1 | 0 | 2016-10-14 | 6.1 | 11.9 | 0 | 9.35 | 0
2025-10-14 | 9.3 | 8.7 | 0 | 2024-10-14 | 5.7 | 12.3 | 0 | 2023-10-14 | 9.9 | 8.1 | 0 | 2022-10-14 | 6.4 | 11.6 | 0 | 2021-10-14 | 14.9 | 3.1 | 0 | 2020-10-14 | 8.2 | 9.8 | 0 | 2019-10-14 | 7.3 | 10.7 | 0 | 2018-10-14 | 4.7 | 13.3 | 0 | 2017-10-14 | 14.5 | 3.5 | 0 | 2016-10-14 | 7.3 | 10.7 | 0 | 9.18 | 0
2025-10-14 | 9.1 | 8.9 | 0 | 2024-10-14 | 4.9 | 13.1 | 0 | 2023-10-14 | 9.9 | 8.1 | 0 | 2022-10-14 | 6.5 | 11.5 | 0 | 2021-10-14 | 15.6 | 2.4 | 0 | 2020-10-14 | 7.5 | 10.5 | 0 | 2019-10-14 | 7.2 | 10.8 | 0 | 2018-10-14 | 5.5 | 12.5 | 0 | 2017-10-14 | 14.7 | 3.3 | 0 | 2016-10-14 | 7.7 | 10.3 | 0 | 9.14 | 0
2025-10-14 | 11.7 | 6.3 | 0 | 2024-10-14 | 4.5 | 13.5 | 0 | 2023-10-14 | 10.4 | 7.6 | 0 | 2022-10-14 | 7.6 | 10.4 | 0 | 2021-10-14 | 16 | 2 | 0 | 2020-10-14 | 10.1 | 7.9 | 0 | 2019-10-14 | 7.2 | 10.8 | 0 | 2018-10-14 | 6.9 | 11.1 | 0 | 2017-10-14 | 14.9 | 3.1 | 0 | 2016-10-14 | 9.1 | 8.9 | 0 | 8.16 | 0
2025-10-14 | 14.3 | 3.7 | 0 | 2024-10-14 | 6.2 | 11.8 | 0 | 2023-10-14 | 10.9 | 7.1 | 0 | 2022-10-14 | 8.6 | 9.4 | 0 | 2021-10-14 | 17.8 | 0.2 | 0 | 2020-10-14 | 12.6 | 5.4 | 0 | 2019-10-14 | 7.7 | 10.3 | 0 | 2018-10-14 | 9 | 9 | 0 | 2017-10-14 | 15.7 | 2.3 | 0 | 2016-10-14 | 11.1 | 6.9 | 0 | 6.61 | 0
2025-10-14 | 16.6 | 1.4 | 0 | 2024-10-14 | 6 | 12 | 0 | 2023-10-14 | 11.3 | 6.7 | 0 | 2022-10-14 | 7.3 | 10.7 | 0 | 2021-10-14 | 19.2 | 0 | 1.2 | 2020-10-14 | 14.5 | 3.5 | 0 | 2019-10-14 | 9.9 | 8.1 | 0 | 2018-10-14 | 10.2 | 7.8 | 0 | 2017-10-14 | 16.2 | 1.8 | 0 | 2016-10-14 | 12.4 | 5.6 | 0 | 5.76 | 0.12
2025-10-14 | 19.1 | 0 | 1.1 | 2024-10-14 | 8.8 | 9.2 | 0 | 2023-10-14 | 12.3 | 5.7 | 0 | 2022-10-14 | 9.9 | 8.1 | 0 | 2021-10-14 | 20 | 0 | 2 | 2020-10-14 | 16 | 2 | 0 | 2019-10-14 | 11 | 7 | 0 | 2018-10-14 | 11.9 | 6.1 | 0 | 2017-10-14 | 16.7 | 1.3 | 0 | 2016-10-14 | 13.2 | 4.8 | 0 | 4.42 | 0.31
2025-10-14 | 21.1 | 0 | 3.1 | 2024-10-14 | 9.6 | 8.4 | 0 | 2023-10-14 | 12.6 | 5.4 | 0 | 2022-10-14 | 12.6 | 5.4 | 0 | 2021-10-14 | 20.2 | 0 | 2.2 | 2020-10-14 | 16.4 | 1.6 | 0 | 2019-10-14 | 10.9 | 7.1 | 0 | 2018-10-14 | 13.1 | 4.9 | 0 | 2017-10-14 | 18 | 0 | 0 | 2016-10-14 | 13.3 | 4.7 | 0 | 3.75 | 0.53
2025-10-14 | 20.9 | 0 | 2.9 | 2024-10-14 | 8.9 | 9.1 | 0 | 2023-10-14 | 12.8 | 5.2 | 0 | 2022-10-14 | 13.9 | 4.1 | 0 | 2021-10-14 | 20.2 | 0 | 2.2 | 2020-10-14 | 16.2 | 1.8 | 0 | 2019-10-14 | 10.6 | 7.4 | 0 | 2018-10-14 | 13.8 | 4.2 | 0 | 2017-10-14 | 17.9 | 0.1 | 0 | 2016-10-14 | 13.9 | 4.1 | 0 | 3.6 | 0.51
2025-10-14 | 21.3 | 0 | 3.3 | 2024-10-14 | 9.4 | 8.6 | 0 | 2023-10-14 | 13.1 | 4.9 | 0 | 2022-10-14 | 13.6 | 4.4 | 0 | 2021-10-14 | 20.6 | 0 | 2.6 | 2020-10-14 | 17.1 | 0.9 | 0 | 2019-10-14 | 11.9 | 6.1 | 0 | 2018-10-14 | 14.6 | 3.4 | 0 | 2017-10-14 | 18.2 | 0 | 0.2 | 2016-10-14 | 14 | 4 | 0 | 3.23 | 0.61
2025-10-14 | 20.7 | 0 | 2.7 | 2024-10-14 | 9.6 | 8.4 | 0 | 2023-10-14 | 13 | 5 | 0 | 2022-10-14 | 12.7 | 5.3 | 0 | 2021-10-14 | 21.4 | 0 | 3.4 | 2020-10-14 | 16.5 | 1.5 | 0 | 2019-10-14 | 12.1 | 5.9 | 0 | 2018-10-14 | 13.3 | 4.7 | 0 | 2017-10-14 | 18.5 | 0 | 0.5 | 2016-10-14 | 14.3 | 3.7 | 0 | 3.45 | 0.66
2025-10-14 | 19.3 | 0 | 1.3 | 2024-10-14 | 9.9 | 8.1 | 0 | 2023-10-14 | 12.8 | 5.2 | 0 | 2022-10-14 | 12.8 | 5.2 | 0 | 2021-10-14 | 21.4 | 0 | 3.4 | 2020-10-14 | 16 | 2 | 0 | 2019-10-14 | 10.7 | 7.3 | 0 | 2018-10-14 | 13.9 | 4.1 | 0 | 2017-10-14 | 17.8 | 0.2 | 0 | 2016-10-14 | 13.8 | 4.2 | 0 | 3.63 | 0.47
2025-10-14 | 19.1 | 0 | 1.1 | 2024-10-14 | 9.5 | 8.5 | 0 | 2023-10-14 | 12.7 | 5.3 | 0 | 2022-10-14 | 13.2 | 4.8 | 0 | 2021-10-14 | 19.4 | 0 | 1.4 | 2020-10-14 | 14.1 | 3.9 | 0 | 2019-10-14 | 9.9 | 8.1 | 0 | 2018-10-14 | 13.5 | 4.5 | 0 | 2017-10-14 | 16.7 | 1.3 | 0 | 2016-10-14 | 13.1 | 4.9 | 0 | 4.13 | 0.25
2025-10-14 | 18.6 | 0 | 0.6 | 2024-10-14 | 8.4 | 9.6 | 0 | 2023-10-14 | 12.6 | 5.4 | 0 | 2022-10-14 | 11.4 | 6.6 | 0 | 2021-10-14 | 19 | 0 | 1 | 2020-10-14 | 14.1 | 3.9 | 0 | 2019-10-14 | 8.1 | 9.9 | 0 | 2018-10-14 | 12.5 | 5.5 | 0 | 2017-10-14 | 16.1 | 1.9 | 0 | 2016-10-14 | 12.2 | 5.8 | 0 | 4.86 | 0.16
2025-10-14 | 15.8 | 2.2 | 0 | 2024-10-14 | 7.6 | 10.4 | 0 | 2023-10-14 | 12.3 | 5.7 | 0 | 2022-10-14 | 10.2 | 7.8 | 0 | 2021-10-14 | 19 | 0 | 1 | 2020-10-14 | 13.2 | 4.8 | 0 | 2019-10-14 | 6 | 12 | 0 | 2018-10-14 | 11.8 | 6.2 | 0 | 2017-10-14 | 15.5 | 2.5 | 0 | 2016-10-14 | 12.3 | 5.7 | 0 | 5.73 | 0.1
2025-10-14 | 13.4 | 4.6 | 0 | 2024-10-14 | 6.8 | 11.2 | 0 | 2023-10-14 | 11.7 | 6.3 | 0 | 2022-10-14 | 10.6 | 7.4 | 0 | 2021-10-14 | 18.8 | 0 | 0.8 | 2020-10-14 | 12.2 | 5.8 | 0 | 2019-10-14 | 5.3 | 12.7 | 0 | 2018-10-14 | 11.6 | 6.4 | 0 | 2017-10-14 | 15.3 | 2.7 | 0 | 2016-10-14 | 12.1 | 5.9 | 0 | 6.3 | 0.08
2025-10-14 | 12.5 | 5.5 | 0 | 2024-10-14 | 6.1 | 11.9 | 0 | 2023-10-14 | 11 | 7 | 0 | 2022-10-14 | 11.1 | 6.9 | 0 | 2021-10-14 | 18.7 | 0 | 0.7 | 2020-10-14 | 12 | 6 | 0 | 2019-10-14 | 6.4 | 11.6 | 0 | 2018-10-14 | 10.9 | 7.1 | 0 | 2017-10-14 | 15.2 | 2.8 | 0 | 2016-10-14 | 12 | 6 | 0 | 6.48 | 0.07
2025-10-14 | 12.5 | 5.5 | 0 | 2024-10-14 | 6 | 12 | 0 | 2023-10-14 | 10.6 | 7.4 | 0 | 2022-10-14 | 10.8 | 7.2 | 0 | 2021-10-14 | 18.6 | 0 | 0.6 | 2020-10-14 | 12.2 | 5.8 | 0 | 2019-10-14 | 6.1 | 11.9 | 0 | 2018-10-14 | 9.8 | 8.2 | 0 | 2017-10-14 | 15.1 | 2.9 | 0 | 2016-10-14 | 12.2 | 5.8 | 0 | 6.67 | 0.06
2025-10-14 | 12.5 | 5.5 | 0 | 2024-10-14 | 5.5 | 12.5 | 0 | 2023-10-14 | 10.5 | 7.5 | 0 | 2022-10-14 | 10.9 | 7.1 | 0 | 2021-10-14 | 18.7 | 0 | 0.7 | 2020-10-14 | 12.8 | 5.2 | 0 | 2019-10-14 | 6.5 | 11.5 | 0 | 2018-10-14 | 9.5 | 8.5 | 0 | 2017-10-14 | 15.1 | 2.9 | 0 | 2016-10-14 | 11.6 | 6.4 | 0 | 6.71 | 0.07
2025-10-15 | 12.5 | 5.5 | 0 | 2024-10-15 | 5 | 13 | 0 | 2023-10-15 | 9.8 | 8.2 | 0 | 2022-10-15 | 10.4 | 7.6 | 0 | 2021-10-15 | 18.6 | 0 | 0.6 | 2020-10-15 | 12.8 | 5.2 | 0 | 2019-10-15 | 6.1 | 11.9 | 0 | 2018-10-15 | 8.8 | 9.2 | 0 | 2017-10-15 | 15 | 3 | 0 | 2016-10-15 | 10.8 | 7.2 | 0 | 7.08 | 0.06
2025-10-15 | 11.9 | 6.1 | 0 | 2024-10-15 | 4.5 | 13.5 | 0 | 2023-10-15 | 9.1 | 8.9 | 0 | 2022-10-15 | 10.4 | 7.6 | 0 | 2021-10-15 | 18.4 | 0 | 0.4 | 2020-10-15 | 13.1 | 4.9 | 0 | 2019-10-15 | 5.2 | 12.8 | 0 | 2018-10-15 | 8.4 | 9.6 | 0 | 2017-10-15 | 15.1 | 2.9 | 0 | 2016-10-15 | 10.9 | 7.1 | 0 | 7.34 | 0.04
2025-10-15 | 11.8 | 6.2 | 0 | 2024-10-15 | 4.4 | 13.6 | 0 | 2023-10-15 | 9.1 | 8.9 | 0 | 2022-10-15 | 10.8 | 7.2 | 0 | 2021-10-15 | 17.9 | 0.1 | 0 | 2020-10-15 | 13.6 | 4.4 | 0 | 2019-10-15 | 5.5 | 12.5 | 0 | 2018-10-15 | 7 | 11 | 0 | 2017-10-15 | 15.2 | 2.8 | 0 | 2016-10-15 | 10.3 | 7.7 | 0 | 7.44 | 0
2025-10-15 | 11.5 | 6.5 | 0 | 2024-10-15 | 3.8 | 14.2 | 0 | 2023-10-15 | 9 | 9 | 0 | 2022-10-15 | 11 | 7 | 0 | 2021-10-15 | 18.2 | 0 | 0.2 | 2020-10-15 | 14.5 | 3.5 | 0 | 2019-10-15 | 4.1 | 13.9 | 0 | 2018-10-15 | 7.7 | 10.3 | 0 | 2017-10-15 | 15.2 | 2.8 | 0 | 2016-10-15 | 10.1 | 7.9 | 0 | 7.51 | 0.02
2025-10-15 | 11 | 7 | 0 | 2024-10-15 | 3.5 | 14.5 | 0 | 2023-10-15 | 8.4 | 9.6 | 0 | 2022-10-15 | 11.3 | 6.7 | 0 | 2021-10-15 | 17.9 | 0.1 | 0 | 2020-10-15 | 17 | 1 | 0 | 2019-10-15 | 4.1 | 13.9 | 0 | 2018-10-15 | 8.2 | 9.8 | 0 | 2017-10-15 | 15.3 | 2.7 | 0 | 2016-10-15 | 8.9 | 9.1 | 0 | 7.44 | 0
2025-10-15 | 10.6 | 7.4 | 0 | 2024-10-15 | 3.3 | 14.7 | 0 | 2023-10-15 | 7.9 | 10.1 | 0 | 2022-10-15 | 11.8 | 6.2 | 0 | 2021-10-15 | 17.4 | 0.6 | 0 | 2020-10-15 | 17.1 | 0.9 | 0 | 2019-10-15 | 4.8 | 13.2 | 0 | 2018-10-15 | 8.9 | 9.1 | 0 | 2017-10-15 | 15.6 | 2.4 | 0 | 2016-10-15 | 8.8 | 9.2 | 0 | 7.38 | 0
2025-10-15 | 10.2 | 7.8 | 0 | 2024-10-15 | 3.4 | 14.6 | 0 | 2023-10-15 | 7.6 | 10.4 | 0 | 2022-10-15 | 12.1 | 5.9 | 0 | 2021-10-15 | 16.9 | 1.1 | 0 | 2020-10-15 | 16.2 | 1.8 | 0 | 2019-10-15 | 3.8 | 14.2 | 0 | 2018-10-15 | 9.9 | 8.1 | 0 | 2017-10-15 | 16 | 2 | 0 | 2016-10-15 | 10.2 | 7.8 | 0 | 7.37 | 0
2025-10-15 | 9.6 | 8.4 | 0 | 2024-10-15 | 3.1 | 14.9 | 0 | 2023-10-15 | 8 | 10 | 0 | 2022-10-15 | 12.3 | 5.7 | 0 | 2021-10-15 | 16.2 | 1.8 | 0 | 2020-10-15 | 14.8 | 3.2 | 0 | 2019-10-15 | 3.9 | 14.1 | 0 | 2018-10-15 | 10.8 | 7.2 | 0 | 2017-10-15 | 17.1 | 0.9 | 0 | 2016-10-15 | 9 | 9 | 0 | 7.52 | 0
2025-10-15 | 10 | 8 | 0 | 2024-10-15 | 4.6 | 13.4 | 0 | 2023-10-15 | 7.9 | 10.1 | 0 | 2022-10-15 | 13 | 5 | 0 | 2021-10-15 | 17.1 | 0.9 | 0 | 2020-10-15 | 14.6 | 3.4 | 0 | 2019-10-15 | 6.8 | 11.2 | 0 | 2018-10-15 | 11.4 | 6.6 | 0 | 2017-10-15 | 18.4 | 0 | 0.4 | 2016-10-15 | 9.8 | 8.2 | 0 | 6.68 | 0.04
2025-10-15 | 10.5 | 7.5 | 0 | 2024-10-15 | 5.9 | 12.1 | 0 | 2023-10-15 | 8.4 | 9.6 | 0 | 2022-10-15 | 12.8 | 5.2 | 0 | 2021-10-15 | 17.8 | 0.2 | 0 | 2020-10-15 | 14.6 | 3.4 | 0 | 2019-10-15 | 10.1 | 7.9 | 0 | 2018-10-15 | 11.9 | 6.1 | 0 | 2017-10-15 | 21 | 0 | 3 | 2016-10-15 | 13.7 | 4.3 | 0 | 5.63 | 0.3
2025-10-15 | 11.2 | 6.8 | 0 | 2024-10-15 | 6.7 | 11.3 | 0 | 2023-10-15 | 8.9 | 9.1 | 0 | 2022-10-15 | 9.4 | 8.6 | 0 | 2021-10-15 | 18.2 | 0 | 0.2 | 2020-10-15 | 13.7 | 4.3 | 0 | 2019-10-15 | 11.1 | 6.9 | 0 | 2018-10-15 | 12 | 6 | 0 | 2017-10-15 | 22.2 | 0 | 4.2 | 2016-10-15 | 15.4 | 2.6 | 0 | 5.56 | 0.44
2025-10-15 | 12.3 | 5.7 | 0 | 2024-10-15 | 8.2 | 9.8 | 0 | 2023-10-15 | 8.9 | 9.1 | 0 | 2022-10-15 | 10.9 | 7.1 | 0 | 2021-10-15 | 18.5 | 0 | 0.5 | 2020-10-15 | 11.9 | 6.1 | 0 | 2019-10-15 | 12.2 | 5.8 | 0 | 2018-10-15 | 11.8 | 6.2 | 0 | 2017-10-15 | 22.5 | 0 | 4.5 | 2016-10-15 | 16.6 | 1.4 | 0 | 5.12 | 0.5
2025-10-15 | 13.5 | 4.5 | 0 | 2024-10-15 | 9.2 | 8.8 | 0 | 2023-10-15 | 9.5 | 8.5 | 0 | 2022-10-15 | 11.7 | 6.3 | 0 | 2021-10-15 | 19.1 | 0 | 1.1 | 2020-10-15 | 11.6 | 6.4 | 0 | 2019-10-15 | 13.3 | 4.7 | 0 | 2018-10-15 | 13 | 5 | 0 | 2017-10-15 | 23.3 | 0 | 5.3 | 2016-10-15 | 17.4 | 0.6 | 0 | 4.48 | 0.64
2025-10-15 | 13.1 | 4.9 | 0 | 2024-10-15 | 9.9 | 8.1 | 0 | 2023-10-15 | 10.3 | 7.7 | 0 | 2022-10-15 | 9.9 | 8.1 | 0 | 2021-10-15 | 19.1 | 0 | 1.1 | 2020-10-15 | 11.2 | 6.8 | 0 | 2019-10-15 | 13.2 | 4.8 | 0 | 2018-10-15 | 13.3 | 4.7 | 0 | 2017-10-15 | 23.4 | 0 | 5.4 | 2016-10-15 | 17.7 | 0.3 | 0 | 4.54 | 0.65
2025-10-15 | 13.1 | 4.9 | 0 | 2024-10-15 | 9.9 | 8.1 | 0 | 2023-10-15 | 9.8 | 8.2 | 0 | 2022-10-15 | 11.5 | 6.5 | 0 | 2021-10-15 | 19.2 | 0 | 1.2 | 2020-10-15 | 11.1 | 6.9 | 0 | 2019-10-15 | 13.8 | 4.2 | 0 | 2018-10-15 | 12.3 | 5.7 | 0 | 2017-10-15 | 23.7 | 0 | 5.7 | 2016-10-15 | 18.3 | 0 | 0.3 | 4.45 | 0.72
2025-10-15 | 13.5 | 4.5 | 0 | 2024-10-15 | 9.9 | 8.1 | 0 | 2023-10-15 | 10 | 8 | 0 | 2022-10-15 | 10.6 | 7.4 | 0 | 2021-10-15 | 19.3 | 0 | 1.3 | 2020-10-15 | 10.5 | 7.5 | 0 | 2019-10-15 | 13.9 | 4.1 | 0 | 2018-10-15 | 11.4 | 6.6 | 0 | 2017-10-15 | 18.4 | 0 | 0.4 | 2016-10-15 | 18.6 | 0 | 0.6 | 4.62 | 0.23
2025-10-15 | 13.7 | 4.3 | 0 | 2024-10-15 | 8.7 | 9.3 | 0 | 2023-10-15 | 9.8 | 8.2 | 0 | 2022-10-15 | 10.2 | 7.8 | 0 | 2021-10-15 | 18.6 | 0 | 0.6 | 2020-10-15 | 10.4 | 7.6 | 0 | 2019-10-15 | 13.9 | 4.1 | 0 | 2018-10-15 | 9.6 | 8.4 | 0 | 2017-10-15 | 18.4 | 0 | 0.4 | 2016-10-15 | 18.6 | 0 | 0.6 | 4.97 | 0.16
2025-10-15 | 11.9 | 6.1 | 0 | 2024-10-15 | 7.8 | 10.2 | 0 | 2023-10-15 | 9.2 | 8.8 | 0 | 2022-10-15 | 9.6 | 8.4 | 0 | 2021-10-15 | 17.2 | 0.8 | 0 | 2020-10-15 | 10.3 | 7.7 | 0 | 2019-10-15 | 12.8 | 5.2 | 0 | 2018-10-15 | 9 | 9 | 0 | 2017-10-15 | 15.2 | 2.8 | 0 | 2016-10-15 | 18.2 | 0 | 0.2 | 5.9 | 0.02
2025-10-15 | 10.5 | 7.5 | 0 | 2024-10-15 | 7.6 | 10.4 | 0 | 2023-10-15 | 8.6 | 9.4 | 0 | 2022-10-15 | 8.3 | 9.7 | 0 | 2021-10-15 | 17.4 | 0.6 | 0 | 2020-10-15 | 9.6 | 8.4 | 0 | 2019-10-15 | 11.8 | 6.2 | 0 | 2018-10-15 | 7.3 | 10.7 | 0 | 2017-10-15 | 12.9 | 5.1 | 0 | 2016-10-15 | 17.1 | 0.9 | 0 | 6.89 | 0
2025-10-15 | 9.5 | 8.5 | 0 | 2024-10-15 | 7.3 | 10.7 | 0 | 2023-10-15 | 8.4 | 9.6 | 0 | 2022-10-15 | 8.4 | 9.6 | 0 | 2021-10-15 | 15.6 | 2.4 | 0 | 2020-10-15 | 9.8 | 8.2 | 0 | 2019-10-15 | 11.8 | 6.2 | 0 | 2018-10-15 | 6.5 | 11.5 | 0 | 2017-10-15 | 11.6 | 6.4 | 0 | 2016-10-15 | 15.8 | 2.2 | 0 | 7.53 | 0
2025-10-15 | 9 | 9 | 0 | 2024-10-15 | 7 | 11 | 0 | 2023-10-15 | 8.4 | 9.6 | 0 | 2022-10-15 | 7.8 | 10.2 | 0 | 2021-10-15 | 15.5 | 2.5 | 0 | 2020-10-15 | 9.3 | 8.7 | 0 | 2019-10-15 | 11.4 | 6.6 | 0 | 2018-10-15 | 5.4 | 12.6 | 0 | 2017-10-15 | 10.3 | 7.7 | 0 | 2016-10-15 | 16.2 | 1.8 | 0 | 7.97 | 0
2025-10-15 | 8.4 | 9.6 | 0 | 2024-10-15 | 6.3 | 11.7 | 0 | 2023-10-15 | 8.7 | 9.3 | 0 | 2022-10-15 | 7.8 | 10.2 | 0 | 2021-10-15 | 15.3 | 2.7 | 0 | 2020-10-15 | 8.9 | 9.1 | 0 | 2019-10-15 | 11.6 | 6.4 | 0 | 2018-10-15 | 4.8 | 13.2 | 0 | 2017-10-15 | 9.2 | 8.8 | 0 | 2016-10-15 | 16.2 | 1.8 | 0 | 8.28 | 0
2025-10-15 | 7.8 | 10.2 | 0 | 2024-10-15 | 5.8 | 12.2 | 0 | 2023-10-15 | 8.6 | 9.4 | 0 | 2022-10-15 | 7 | 11 | 0 | 2021-10-15 | 15.1 | 2.9 | 0 | 2020-10-15 | 9 | 9 | 0 | 2019-10-15 | 11.2 | 6.8 | 0 | 2018-10-15 | 4.3 | 13.7 | 0 | 2017-10-15 | 9.1 | 8.9 | 0 | 2016-10-15 | 16.3 | 1.7 | 0 | 8.58 | 0
2025-10-15 | 7.5 | 10.5 | 0 | 2024-10-15 | 6.2 | 11.8 | 0 | 2023-10-15 | 8.2 | 9.8 | 0 | 2022-10-15 | 7 | 11 | 0 | 2021-10-15 | 15.2 | 2.8 | 0 | 2020-10-15 | 8.2 | 9.8 | 0 | 2019-10-15 | 11.6 | 6.4 | 0 | 2018-10-15 | 3.7 | 14.3 | 0 | 2017-10-15 | 8.5 | 9.5 | 0 | 2016-10-15 | 17.3 | 0.7 | 0 | 8.66 | 0
2025-10-16 | 6.8 | 11.2 | 0 | 2024-10-16 | 5.1 | 12.9 | 0 | 2023-10-16 | 8.2 | 9.8 | 0 | 2022-10-16 | 6.9 | 11.1 | 0 | 2021-10-16 | 15.1 | 2.9 | 0 | 2020-10-16 | 7.6 | 10.4 | 0 | 2019-10-16 | 11.4 | 6.6 | 0 | 2018-10-16 | 2.3 | 15.7 | 0 | 2017-10-16 | 8.3 | 9.7 | 0 | 2016-10-16 | 18.4 | 0 | 0.4 | 9.03 | 0.04
2025-10-16 | 5.7 | 12.3 | 0 | 2024-10-16 | 5.3 | 12.7 | 0 | 2023-10-16 | 8.1 | 9.9 | 0 | 2022-10-16 | 6.3 | 11.7 | 0 | 2021-10-16 | 14.3 | 3.7 | 0 | 2020-10-16 | 7.1 | 10.9 | 0 | 2019-10-16 | 11.5 | 6.5 | 0 | 2018-10-16 | 3 | 15 | 0 | 2017-10-16 | 7.5 | 10.5 | 0 | 2016-10-16 | 19.2 | 0 | 1.2 | 9.32 | 0.12
2025-10-16 | 5.9 | 12.1 | 0 | 2024-10-16 | 4.7 | 13.3 | 0 | 2023-10-16 | 8 | 10 | 0 | 2022-10-16 | 6.2 | 11.8 | 0 | 2021-10-16 | 13.8 | 4.2 | 0 | 2020-10-16 | 6.9 | 11.1 | 0 | 2019-10-16 | 11.7 | 6.3 | 0 | 2018-10-16 | 2.2 | 15.8 | 0 | 2017-10-16 | 6.9 | 11.1 | 0 | 2016-10-16 | 18.8 | 0 | 0.8 | 9.57 | 0.08
2025-10-16 | 5.3 | 12.7 | 0 | 2024-10-16 | 4.1 | 13.9 | 0 | 2023-10-16 | 8 | 10 | 0 | 2022-10-16 | 6.5 | 11.5 | 0 | 2021-10-16 | 13.5 | 4.5 | 0 | 2020-10-16 | 6.2 | 11.8 | 0 | 2019-10-16 | 12.9 | 5.1 | 0 | 2018-10-16 | 2.2 | 15.8 | 0 | 2017-10-16 | 6.4 | 11.6 | 0 | 2016-10-16 | 19 | 0 | 1 | 9.69 | 0.1
2025-10-16 | 4.7 | 13.3 | 0 | 2024-10-16 | 4 | 14 | 0 | 2023-10-16 | 8.9 | 9.1 | 0 | 2022-10-16 | 7 | 11 | 0 | 2021-10-16 | 13.3 | 4.7 | 0 | 2020-10-16 | 6.2 | 11.8 | 0 | 2019-10-16 | 13 | 5 | 0 | 2018-10-16 | 2.2 | 15.8 | 0 | 2017-10-16 | 5.8 | 12.2 | 0 | 2016-10-16 | 19 | 0 | 1 | 9.69 | 0.1
2025-10-16 | 4.6 | 13.4 | 0 | 2024-10-16 | 3.5 | 14.5 | 0 | 2023-10-16 | 9.4 | 8.6 | 0 | 2022-10-16 | 6.8 | 11.2 | 0 | 2021-10-16 | 13.2 | 4.8 | 0 | 2020-10-16 | 6.4 | 11.6 | 0 | 2019-10-16 | 12 | 6 | 0 | 2018-10-16 | 1.5 | 16.5 | 0 | 2017-10-16 | 4.8 | 13.2 | 0 | 2016-10-16 | 18.9 | 0 | 0.9 | 9.98 | 0.09
2025-10-16 | 5 | 13 | 0 | 2024-10-16 | 3.9 | 14.1 | 0 | 2023-10-16 | 9.9 | 8.1 | 0 | 2022-10-16 | 6.8 | 11.2 | 0 | 2021-10-16 | 13.1 | 4.9 | 0 | 2020-10-16 | 4.8 | 13.2 | 0 | 2019-10-16 | 11.7 | 6.3 | 0 | 2018-10-16 | 2.7 | 15.3 | 0 | 2017-10-16 | 5.2 | 12.8 | 0 | 2016-10-16 | 18.8 | 0 | 0.8 | 9.89 | 0.08
2025-10-16 | 5.4 | 12.6 | 0 | 2024-10-16 | 4.3 | 13.7 | 0 | 2023-10-16 | 10.1 | 7.9 | 0 | 2022-10-16 | 7.3 | 10.7 | 0 | 2021-10-16 | 12.9 | 5.1 | 0 | 2020-10-16 | 3.3 | 14.7 | 0 | 2019-10-16 | 12.1 | 5.9 | 0 | 2018-10-16 | 2.4 | 15.6 | 0 | 2017-10-16 | 4.9 | 13.1 | 0 | 2016-10-16 | 19 | 0 | 1 | 9.93 | 0.1
2025-10-16 | 7.2 | 10.8 | 0 | 2024-10-16 | 5.6 | 12.4 | 0 | 2023-10-16 | 10.6 | 7.4 | 0 | 2022-10-16 | 8 | 10 | 0 | 2021-10-16 | 13 | 5 | 0 | 2020-10-16 | 5.8 | 12.2 | 0 | 2019-10-16 | 12.4 | 5.6 | 0 | 2018-10-16 | 3.1 | 14.9 | 0 | 2017-10-16 | 5.3 | 12.7 | 0 | 2016-10-16 | 18 | 0 | 0 | 9.1 | 0
2025-10-16 | 9.7 | 8.3 | 0 | 2024-10-16 | 6.9 | 11.1 | 0 | 2023-10-16 | 11.5 | 6.5 | 0 | 2022-10-16 | 8.5 | 9.5 | 0 | 2021-10-16 | 13.2 | 4.8 | 0 | 2020-10-16 | 7.5 | 10.5 | 0 | 2019-10-16 | 12 | 6 | 0 | 2018-10-16 | 6.5 | 11.5 | 0 | 2017-10-16 | 5.7 | 12.3 | 0 | 2016-10-16 | 18.6 | 0 | 0.6 | 8.05 | 0.06
2025-10-16 | 11.2 | 6.8 | 0 | 2024-10-16 | 8.1 | 9.9 | 0 | 2023-10-16 | 12.7 | 5.3 | 0 | 2022-10-16 | 11.7 | 6.3 | 0 | 2021-10-16 | 14.3 | 3.7 | 0 | 2020-10-16 | 8.6 | 9.4 | 0 | 2019-10-16 | 10.9 | 7.1 | 0 | 2018-10-16 | 6.4 | 11.6 | 0 | 2017-10-16 | 6.4 | 11.6 | 0 | 2016-10-16 | 20.2 | 0 | 2.2 | 7.17 | 0.22
2025-10-16 | 12.8 | 5.2 | 0 | 2024-10-16 | 8 | 10 | 0 | 2023-10-16 | 11.4 | 6.6 | 0 | 2022-10-16 | 13.7 | 4.3 | 0 | 2021-10-16 | 13.4 | 4.6 | 0 | 2020-10-16 | 9.2 | 8.8 | 0 | 2019-10-16 | 10.3 | 7.7 | 0 | 2018-10-16 | 7.8 | 10.2 | 0 | 2017-10-16 | 6.2 | 11.8 | 0 | 2016-10-16 | 20.5 | 0 | 2.5 | 6.92 | 0.25
2025-10-16 | 12.5 | 5.5 | 0 | 2024-10-16 | 9.3 | 8.7 | 0 | 2023-10-16 | 11.4 | 6.6 | 0 | 2022-10-16 | 15 | 3 | 0 | 2021-10-16 | 13.7 | 4.3 | 0 | 2020-10-16 | 10.6 | 7.4 | 0 | 2019-10-16 | 10.1 | 7.9 | 0 | 2018-10-16 | 9.1 | 8.9 | 0 | 2017-10-16 | 8.1 | 9.9 | 0 | 2016-10-16 | 20 | 0 | 2 | 6.22 | 0.2
2025-10-16 | 14 | 4 | 0 | 2024-10-16 | 9.1 | 8.9 | 0 | 2023-10-16 | 11.3 | 6.7 | 0 | 2022-10-16 | 14.4 | 3.6 | 0 | 2021-10-16 | 12.6 | 5.4 | 0 | 2020-10-16 | 11 | 7 | 0 | 2019-10-16 | 10.2 | 7.8 | 0 | 2018-10-16 | 10.4 | 7.6 | 0 | 2017-10-16 | 9 | 9 | 0 | 2016-10-16 | 19.3 | 0 | 1.3 | 6 | 0.13
2025-10-16 | 14.7 | 3.3 | 0 | 2024-10-16 | 10.1 | 7.9 | 0 | 2023-10-16 | 11.2 | 6.8 | 0 | 2022-10-16 | 16.6 | 1.4 | 0 | 2021-10-16 | 13.5 | 4.5 | 0 | 2020-10-16 | 10.1 | 7.9 | 0 | 2019-10-16 | 9.8 | 8.2 | 0 | 2018-10-16 | 11.2 | 6.8 | 0 | 2017-10-16 | 9.7 | 8.3 | 0 | 2016-10-16 | 19.7 | 0 | 1.7 | 5.51 | 0.17
2025-10-16 | 14.7 | 3.3 | 0 | 2024-10-16 | 9.4 | 8.6 | 0 | 2023-10-16 | 11.5 | 6.5 | 0 | 2022-10-16 | 14.5 | 3.5 | 0 | 2021-10-16 | 14 | 4 | 0 | 2020-10-16 | 11.3 | 6.7 | 0 | 2019-10-16 | 10.6 | 7.4 | 0 | 2018-10-16 | 11.6 | 6.4 | 0 | 2017-10-16 | 10.1 | 7.9 | 0 | 2016-10-16 | 20.1 | 0 | 2.1 | 5.43 | 0.21
2025-10-16 | 14.6 | 3.4 | 0 | 2024-10-16 | 10.3 | 7.7 | 0 | 2023-10-16 | 10.7 | 7.3 | 0 | 2022-10-16 | 13.8 | 4.2 | 0 | 2021-10-16 | 14.8 | 3.2 | 0 | 2020-10-16 | 11 | 7 | 0 | 2019-10-16 | 10.7 | 7.3 | 0 | 2018-10-16 | 12.1 | 5.9 | 0 | 2017-10-16 | 9.9 | 8.1 | 0 | 2016-10-16 | 20.4 | 0 | 2.4 | 5.41 | 0.24
2025-10-16 | 13.2 | 4.8 | 0 | 2024-10-16 | 9.4 | 8.6 | 0 | 2023-10-16 | 10.3 | 7.7 | 0 | 2022-10-16 | 13.3 | 4.7 | 0 | 2021-10-16 | 11.3 | 6.7 | 0 | 2020-10-16 | 9.3 | 8.7 | 0 | 2019-10-16 | 9.7 | 8.3 | 0 | 2018-10-16 | 11.2 | 6.8 | 0 | 2017-10-16 | 8.5 | 9.5 | 0 | 2016-10-16 | 20.1 | 0 | 2.1 | 6.58 | 0.21
2025-10-16 | 11.9 | 6.1 | 0 | 2024-10-16 | 8.5 | 9.5 | 0 | 2023-10-16 | 10.1 | 7.9 | 0 | 2022-10-16 | 12.4 | 5.6 | 0 | 2021-10-16 | 10.5 | 7.5 | 0 | 2020-10-16 | 9 | 9 | 0 | 2019-10-16 | 8.9 | 9.1 | 0 | 2018-10-16 | 10.3 | 7.7 | 0 | 2017-10-16 | 7.3 | 10.7 | 0 | 2016-10-16 | 19.3 | 0 | 1.3 | 7.31 | 0.13
2025-10-16 | 10.8 | 7.2 | 0 | 2024-10-16 | 7.5 | 10.5 | 0 | 2023-10-16 | 9.9 | 8.1 | 0 | 2022-10-16 | 12.3 | 5.7 | 0 | 2021-10-16 | 10.2 | 7.8 | 0 | 2020-10-16 | 8.6 | 9.4 | 0 | 2019-10-16 | 8.9 | 9.1 | 0 | 2018-10-16 | 9.7 | 8.3 | 0 | 2017-10-16 | 5.9 | 12.1 | 0 | 2016-10-16 | 18.3 | 0 | 0.3 | 7.82 | 0.03
2025-10-16 | 10 | 8 | 0 | 2024-10-16 | 6.5 | 11.5 | 0 | 2023-10-16 | 10.2 | 7.8 | 0 | 2022-10-16 | 11.9 | 6.1 | 0 | 2021-10-16 | 9.6 | 8.4 | 0 | 2020-10-16 | 7 | 11 | 0 | 2019-10-16 | 7 | 11 | 0 | 2018-10-16 | 9.6 | 8.4 | 0 | 2017-10-16 | 6 | 12 | 0 | 2016-10-16 | 18.2 | 0 | 0.2 | 8.42 | 0.02
2025-10-16 | 9.5 | 8.5 | 0 | 2024-10-16 | 5.3 | 12.7 | 0 | 2023-10-16 | 10.1 | 7.9 | 0 | 2022-10-16 | 10.4 | 7.6 | 0 | 2021-10-16 | 10.3 | 7.7 | 0 | 2020-10-16 | 5.4 | 12.6 | 0 | 2019-10-16 | 8.4 | 9.6 | 0 | 2018-10-16 | 9.3 | 8.7 | 0 | 2017-10-16 | 6.4 | 11.6 | 0 | 2016-10-16 | 17.7 | 0.3 | 0 | 8.72 | 0
2025-10-16 | 8.4 | 9.6 | 0 | 2024-10-16 | 4.5 | 13.5 | 0 | 2023-10-16 | 10.3 | 7.7 | 0 | 2022-10-16 | 10.4 | 7.6 | 0 | 2021-10-16 | 10.5 | 7.5 | 0 | 2020-10-16 | 5.4 | 12.6 | 0 | 2019-10-16 | 8.4 | 9.6 | 0 | 2018-10-16 | 9.1 | 8.9 | 0 | 2017-10-16 | 5.8 | 12.2 | 0 | 2016-10-16 | 17.4 | 0.6 | 0 | 8.98 | 0
2025-10-16 | 6.6 | 11.4 | 0 | 2024-10-16 | 3.8 | 14.2 | 0 | 2023-10-16 | 10.1 | 7.9 | 0 | 2022-10-16 | 10.2 | 7.8 | 0 | 2021-10-16 | 9.6 | 8.4 | 0 | 2020-10-16 | 5.8 | 12.2 | 0 | 2019-10-16 | 8.5 | 9.5 | 0 | 2018-10-16 | 8.8 | 9.2 | 0 | 2017-10-16 | 5.7 | 12.3 | 0 | 2016-10-16 | 17.8 | 0.2 | 0 | 9.31 | 0
2025-10-17 | 6.8 | 11.2 | 0 | 2024-10-17 | 2.7 | 15.3 | 0 | 2023-10-17 | 9.8 | 8.2 | 0 | 2022-10-17 | 9.8 | 8.2 | 0 | 2021-10-17 | 8.7 | 9.3 | 0 | 2020-10-17 | 4.8 | 13.2 | 0 | 2019-10-17 | 8.6 | 9.4 | 0 | 2018-10-17 | 8.8 | 9.2 | 0 | 2017-10-17 | 5.4 | 12.6 | 0 | 2016-10-17 | 17.7 | 0.3 | 0 | 9.69 | 0
2025-10-17 | 5.5 | 12.5 | 0 | 2024-10-17 | 3.5 | 14.5 | 0 | 2023-10-17 | 9.6 | 8.4 | 0 | 2022-10-17 | 9.6 | 8.4 | 0 | 2021-10-17 | 8 | 10 | 0 | 2020-10-17 | 3.3 | 14.7 | 0 | 2019-10-17 | 8.3 | 9.7 | 0 | 2018-10-17 | 8.2 | 9.8 | 0 | 2017-10-17 | 2.9 | 15.1 | 0 | 2016-10-17 | 17.6 | 0.4 | 0 | 10.35 | 0
2025-10-17 | 5.7 | 12.3 | 0 | 2024-10-17 | 2.2 | 15.8 | 0 | 2023-10-17 | 9.6 | 8.4 | 0 | 2022-10-17 | 9.5 | 8.5 | 0 | 2021-10-17 | 8.5 | 9.5 | 0 | 2020-10-17 | 3.8 | 14.2 | 0 | 2019-10-17 | 7.3 | 10.7 | 0 | 2018-10-17 | 7.5 | 10.5 | 0 | 2017-10-17 | 3.7 | 14.3 | 0 | 2016-10-17 | 17.1 | 0.9 | 0 | 10.51 | 0
2025-10-17 | 5.8 | 12.2 | 0 | 2024-10-17 | 1.9 | 16.1 | 0 | 2023-10-17 | 9.6 | 8.4 | 0 | 2022-10-17 | 9.1 | 8.9 | 0 | 2021-10-17 | 7.8 | 10.2 | 0 | 2020-10-17 | 4.8 | 13.2 | 0 | 2019-10-17 | 7.3 | 10.7 | 0 | 2018-10-17 | 6.7 | 11.3 | 0 | 2017-10-17 | 3.8 | 14.2 | 0 | 2016-10-17 | 16.8 | 1.2 | 0 | 10.64 | 0
2025-10-17 | 6.3 | 11.7 | 0 | 2024-10-17 | 2.4 | 15.6 | 0 | 2023-10-17 | 9.4 | 8.6 | 0 | 2022-10-17 | 9.2 | 8.8 | 0 | 2021-10-17 | 7.8 | 10.2 | 0 | 2020-10-17 | 3.9 | 14.1 | 0 | 2019-10-17 | 7.5 | 10.5 | 0 | 2018-10-17 | 7 | 11 | 0 | 2017-10-17 | 3.6 | 14.4 | 0 | 2016-10-17 | 16.5 | 1.5 | 0 | 10.64 | 0
2025-10-17 | 6.3 | 11.7 | 0 | 2024-10-17 | 1.8 | 16.2 | 0 | 2023-10-17 | 8.5 | 9.5 | 0 | 2022-10-17 | 9.4 | 8.6 | 0 | 2021-10-17 | 9.2 | 8.8 | 0 | 2020-10-17 | 3.9 | 14.1 | 0 | 2019-10-17 | 7.2 | 10.8 | 0 | 2018-10-17 | 7 | 11 | 0 | 2017-10-17 | 4.5 | 13.5 | 0 | 2016-10-17 | 17 | 1 | 0 | 10.52 | 0
2025-10-17 | 7.3 | 10.7 | 0 | 2024-10-17 | 2.6 | 15.4 | 0 | 2023-10-17 | 7.2 | 10.8 | 0 | 2022-10-17 | 9.2 | 8.8 | 0 | 2021-10-17 | 9.1 | 8.9 | 0 | 2020-10-17 | 4.2 | 13.8 | 0 | 2019-10-17 | 7.2 | 10.8 | 0 | 2018-10-17 | 7.1 | 10.9 | 0 | 2017-10-17 | 5.5 | 12.5 | 0 | 2016-10-17 | 17 | 1 | 0 | 10.36 | 0
2025-10-17 | 7.3 | 10.7 | 0 | 2024-10-17 | 2.4 | 15.6 | 0 | 2023-10-17 | 7.3 | 10.7 | 0 | 2022-10-17 | 8.5 | 9.5 | 0 | 2021-10-17 | 9.6 | 8.4 | 0 | 2020-10-17 | 5.5 | 12.5 | 0 | 2019-10-17 | 7.3 | 10.7 | 0 | 2018-10-17 | 7.1 | 10.9 | 0 | 2017-10-17 | 6.1 | 11.9 | 0 | 2016-10-17 | 16.7 | 1.3 | 0 | 10.22 | 0
2025-10-17 | 8.1 | 9.9 | 0 | 2024-10-17 | 5 | 13 | 0 | 2023-10-17 | 9.2 | 8.8 | 0 | 2022-10-17 | 8 | 10 | 0 | 2021-10-17 | 10.1 | 7.9 | 0 | 2020-10-17 | 7.4 | 10.6 | 0 | 2019-10-17 | 7.7 | 10.3 | 0 | 2018-10-17 | 7.2 | 10.8 | 0 | 2017-10-17 | 8.2 | 9.8 | 0 | 2016-10-17 | 16.8 | 1.2 | 0 | 9.23 | 0
2025-10-17 | 9.1 | 8.9 | 0 | 2024-10-17 | 8.1 | 9.9 | 0 | 2023-10-17 | 11.1 | 6.9 | 0 | 2022-10-17 | 8.4 | 9.6 | 0 | 2021-10-17 | 11 | 7 | 0 | 2020-10-17 | 9.4 | 8.6 | 0 | 2019-10-17 | 7.7 | 10.3 | 0 | 2018-10-17 | 7.6 | 10.4 | 0 | 2017-10-17 | 12.3 | 5.7 | 0 | 2016-10-17 | 16.2 | 1.8 | 0 | 7.91 | 0
2025-10-17 | 10.6 | 7.4 | 0 | 2024-10-17 | 10.9 | 7.1 | 0 | 2023-10-17 | 12.3 | 5.7 | 0 | 2022-10-17 | 8.7 | 9.3 | 0 | 2021-10-17 | 12.6 | 5.4 | 0 | 2020-10-17 | 10.8 | 7.2 | 0 | 2019-10-17 | 8.2 | 9.8 | 0 | 2018-10-17 | 7.4 | 10.6 | 0 | 2017-10-17 | 15 | 3 | 0 | 2016-10-17 | 16.1 | 1.9 | 0 | 6.74 | 0
2025-10-17 | 11.8 | 6.2 | 0 | 2024-10-17 | 12 | 6 | 0 | 2023-10-17 | 13.7 | 4.3 | 0 | 2022-10-17 | 8.9 | 9.1 | 0 | 2021-10-17 | 13.1 | 4.9 | 0 | 2020-10-17 | 11.9 | 6.1 | 0 | 2019-10-17 | 8.3 | 9.7 | 0 | 2018-10-17 | 7.4 | 10.6 | 0 | 2017-10-17 | 16.5 | 1.5 | 0 | 2016-10-17 | 16.3 | 1.7 | 0 | 6.01 | 0
2025-10-17 | 12.1 | 5.9 | 0 | 2024-10-17 | 12.6 | 5.4 | 0 | 2023-10-17 | 14 | 4 | 0 | 2022-10-17 | 9.1 | 8.9 | 0 | 2021-10-17 | 14.1 | 3.9 | 0 | 2020-10-17 | 12.4 | 5.6 | 0 | 2019-10-17 | 8.5 | 9.5 | 0 | 2018-10-17 | 8.5 | 9.5 | 0 | 2017-10-17 | 18.1 | 0 | 0.1 | 2016-10-17 | 16.5 | 1.5 | 0 | 5.42 | 0.01
2025-10-17 | 11.4 | 6.6 | 0 | 2024-10-17 | 13.7 | 4.3 | 0 | 2023-10-17 | 15.2 | 2.8 | 0 | 2022-10-17 | 9.2 | 8.8 | 0 | 2021-10-17 | 14.6 | 3.4 | 0 | 2020-10-17 | 13.1 | 4.9 | 0 | 2019-10-17 | 8.5 | 9.5 | 0 | 2018-10-17 | 7.9 | 10.1 | 0 | 2017-10-17 | 18 | 0 | 0 | 2016-10-17 | 16.8 | 1.2 | 0 | 5.16 | 0
2025-10-17 | 11.2 | 6.8 | 0 | 2024-10-17 | 13.6 | 4.4 | 0 | 2023-10-17 | 15.2 | 2.8 | 0 | 2022-10-17 | 9.1 | 8.9 | 0 | 2021-10-17 | 14.2 | 3.8 | 0 | 2020-10-17 | 12.9 | 5.1 | 0 | 2019-10-17 | 8 | 10 | 0 | 2018-10-17 | 7.7 | 10.3 | 0 | 2017-10-17 | 19.1 | 0 | 1.1 | 2016-10-17 | 17.7 | 0.3 | 0 | 5.24 | 0.11
2025-10-17 | 11.4 | 6.6 | 0 | 2024-10-17 | 13.7 | 4.3 | 0 | 2023-10-17 | 14.5 | 3.5 | 0 | 2022-10-17 | 7.5 | 10.5 | 0 | 2021-10-17 | 12.3 | 5.7 | 0 | 2020-10-17 | 12.7 | 5.3 | 0 | 2019-10-17 | 8.2 | 9.8 | 0 | 2018-10-17 | 6.2 | 11.8 | 0 | 2017-10-17 | 19.3 | 0 | 1.3 | 2016-10-17 | 18.8 | 0 | 0.8 | 5.75 | 0.21
2025-10-17 | 11.4 | 6.6 | 0 | 2024-10-17 | 13.7 | 4.3 | 0 | 2023-10-17 | 14.6 | 3.4 | 0 | 2022-10-17 | 7.2 | 10.8 | 0 | 2021-10-17 | 11.4 | 6.6 | 0 | 2020-10-17 | 12.1 | 5.9 | 0 | 2019-10-17 | 7.9 | 10.1 | 0 | 2018-10-17 | 4.8 | 13.2 | 0 | 2017-10-17 | 18.8 | 0 | 0.8 | 2016-10-17 | 21.1 | 0 | 3.1 | 6.09 | 0.39
2025-10-17 | 11.4 | 6.6 | 0 | 2024-10-17 | 12.7 | 5.3 | 0 | 2023-10-17 | 13.4 | 4.6 | 0 | 2022-10-17 | 6.6 | 11.4 | 0 | 2021-10-17 | 10.6 | 7.4 | 0 | 2020-10-17 | 11.5 | 6.5 | 0 | 2019-10-17 | 8.1 | 9.9 | 0 | 2018-10-17 | 4.7 | 13.3 | 0 | 2017-10-17 | 17.6 | 0.4 | 0 | 2016-10-17 | 21.1 | 0 | 3.1 | 6.54 | 0.31
2025-10-17 | 11.6 | 6.4 | 0 | 2024-10-17 | 11.8 | 6.2 | 0 | 2023-10-17 | 13 | 5 | 0 | 2022-10-17 | 5.7 | 12.3 | 0 | 2021-10-17 | 10.5 | 7.5 | 0 | 2020-10-17 | 10.3 | 7.7 | 0 | 2019-10-17 | 8.2 | 9.8 | 0 | 2018-10-17 | 4.1 | 13.9 | 0 | 2017-10-17 | 16.2 | 1.8 | 0 | 2016-10-17 | 19.1 | 0 | 1.1 | 7.06 | 0.11
2025-10-17 | 11.9 | 6.1 | 0 | 2024-10-17 | 11.4 | 6.6 | 0 | 2023-10-17 | 12.2 | 5.8 | 0 | 2022-10-17 | 5 | 13 | 0 | 2021-10-17 | 9.6 | 8.4 | 0 | 2020-10-17 | 10.1 | 7.9 | 0 | 2019-10-17 | 8 | 10 | 0 | 2018-10-17 | 3.6 | 14.4 | 0 | 2017-10-17 | 15.4 | 2.6 | 0 | 2016-10-17 | 19.2 | 0 | 1.2 | 7.48 | 0.12
2025-10-17 | 10.8 | 7.2 | 0 | 2024-10-17 | 10.7 | 7.3 | 0 | 2023-10-17 | 11.5 | 6.5 | 0 | 2022-10-17 | 4.7 | 13.3 | 0 | 2021-10-17 | 9.4 | 8.6 | 0 | 2020-10-17 | 9.7 | 8.3 | 0 | 2019-10-17 | 7.6 | 10.4 | 0 | 2018-10-17 | 2.2 | 15.8 | 0 | 2017-10-17 | 13.7 | 4.3 | 0 | 2016-10-17 | 19.5 | 0 | 1.5 | 8.17 | 0.15
2025-10-17 | 11 | 7 | 0 | 2024-10-17 | 8.9 | 9.1 | 0 | 2023-10-17 | 10.9 | 7.1 | 0 | 2022-10-17 | 4 | 14 | 0 | 2021-10-17 | 9.5 | 8.5 | 0 | 2020-10-17 | 9.7 | 8.3 | 0 | 2019-10-17 | 7.1 | 10.9 | 0 | 2018-10-17 | 1.9 | 16.1 | 0 | 2017-10-17 | 13.1 | 4.9 | 0 | 2016-10-17 | 19.2 | 0 | 1.2 | 8.59 | 0.12
2025-10-17 | 10.6 | 7.4 | 0 | 2024-10-17 | 7 | 11 | 0 | 2023-10-17 | 11.2 | 6.8 | 0 | 2022-10-17 | 3.8 | 14.2 | 0 | 2021-10-17 | 10.6 | 7.4 | 0 | 2020-10-17 | 9.4 | 8.6 | 0 | 2019-10-17 | 7.4 | 10.6 | 0 | 2018-10-17 | 2.5 | 15.5 | 0 | 2017-10-17 | 12.6 | 5.4 | 0 | 2016-10-17 | 19 | 0 | 1 | 8.69 | 0.1
2025-10-17 | 10.9 | 7.1 | 0 | 2024-10-17 | 8.3 | 9.7 | 0 | 2023-10-17 | 10.5 | 7.5 | 0 | 2022-10-17 | 4.3 | 13.7 | 0 | 2021-10-17 | 9.2 | 8.8 | 0 | 2020-10-17 | 9.6 | 8.4 | 0 | 2019-10-17 | 7.5 | 10.5 | 0 | 2018-10-17 | 2.7 | 15.3 | 0 | 2017-10-17 | 12.2 | 5.8 | 0 | 2016-10-17 | 18.9 | 0 | 0.9 | 8.68 | 0.09
2025-10-18 | 11.4 | 6.6 | 0 | 2024-10-18 | 7.3 | 10.7 | 0 | 2023-10-18 | 10.1 | 7.9 | 0 | 2022-10-18 | 4.6 | 13.4 | 0 | 2021-10-18 | 8.3 | 9.7 | 0 | 2020-10-18 | 9.8 | 8.2 | 0 | 2019-10-18 | 7.6 | 10.4 | 0 | 2018-10-18 | 2.5 | 15.5 | 0 | 2017-10-18 | 12 | 6 | 0 | 2016-10-18 | 17.9 | 0.1 | 0 | 8.85 | 0
2025-10-18 | 12 | 6 | 0 | 2024-10-18 | 5 | 13 | 0 | 2023-10-18 | 10.5 | 7.5 | 0 | 2022-10-18 | 4 | 14 | 0 | 2021-10-18 | 9.4 | 8.6 | 0 | 2020-10-18 | 9.9 | 8.1 | 0 | 2019-10-18 | 7.4 | 10.6 | 0 | 2018-10-18 | 0.9 | 17.1 | 0 | 2017-10-18 | 11.8 | 6.2 | 0 | 2016-10-18 | 18 | 0 | 0 | 9.11 | 0
2025-10-18 | 12.3 | 5.7 | 0 | 2024-10-18 | 4.8 | 13.2 | 0 | 2023-10-18 | 10 | 8 | 0 | 2022-10-18 | 3.4 | 14.6 | 0 | 2021-10-18 | 9 | 9 | 0 | 2020-10-18 | 10.2 | 7.8 | 0 | 2019-10-18 | 6.6 | 11.4 | 0 | 2018-10-18 | 0 | 18 | 0 | 2017-10-18 | 11.3 | 6.7 | 0 | 2016-10-18 | 20.7 | 0 | 2.7 | 9.44 | 0.27
2025-10-18 | 12.3 | 5.7 | 0 | 2024-10-18 | 3 | 15 | 0 | 2023-10-18 | 10.2 | 7.8 | 0 | 2022-10-18 | 2.7 | 15.3 | 0 | 2021-10-18 | 8.4 | 9.6 | 0 | 2020-10-18 | 10.7 | 7.3 | 0 | 2019-10-18 | 6.1 | 11.9 | 0 | 2018-10-18 | -0.1 | 18.1 | 0 | 2017-10-18 | 11.2 | 6.8 | 0 | 2016-10-18 | 20.6 | 0 | 2.6 | 9.75 | 0.26
2025-10-18 | 13.2 | 4.8 | 0 | 2024-10-18 | 3.9 | 14.1 | 0 | 2023-10-18 | 10.3 | 7.7 | 0 | 2022-10-18 | 1.7 | 16.3 | 0 | 2021-10-18 | 7.5 | 10.5 | 0 | 2020-10-18 | 11.3 | 6.7 | 0 | 2019-10-18 | 6.6 | 11.4 | 0 | 2018-10-18 | -0.1 | 18.1 | 0 | 2017-10-18 | 10.9 | 7.1 | 0 | 2016-10-18 | 20.3 | 0 | 2.3 | 9.67 | 0.23
2025-10-18 | 13.3 | 4.7 | 0 | 2024-10-18 | 2.9 | 15.1 | 0 | 2023-10-18 | 9.6 | 8.4 | 0 | 2022-10-18 | 1.7 | 16.3 | 0 | 2021-10-18 | 6.9 | 11.1 | 0 | 2020-10-18 | 11.6 | 6.4 | 0 | 2019-10-18 | 6.3 | 11.7 | 0 | 2018-10-18 | 0.4 | 17.6 | 0 | 2017-10-18 | 10.2 | 7.8 | 0 | 2016-10-18 | 20.8 | 0 | 2.8 | 9.91 | 0.28
2025-10-18 | 13.7 | 4.3 | 0 | 2024-10-18 | 5.9 | 12.1 | 0 | 2023-10-18 | 8.5 | 9.5 | 0 | 2022-10-18 | 1.6 | 16.4 | 0 | 2021-10-18 | 8.1 | 9.9 | 0 | 2020-10-18 | 11.6 | 6.4 | 0 | 2019-10-18 | 6.7 | 11.3 | 0 | 2018-10-18 | -0.4 | 18.4 | 0 | 2017-10-18 | 10.7 | 7.3 | 0 | 2016-10-18 | 21.6 | 0 | 3.6 | 9.56 | 0.36
2025-10-18 | 13.3 | 4.7 | 0 | 2024-10-18 | 5.9 | 12.1 | 0 | 2023-10-18 | 8.1 | 9.9 | 0 | 2022-10-18 | 2.2 | 15.8 | 0 | 2021-10-18 | 8 | 10 | 0 | 2020-10-18 | 11.8 | 6.2 | 0 | 2019-10-18 | 6.3 | 11.7 | 0 | 2018-10-18 | 0.4 | 17.6 | 0 | 2017-10-18 | 10.7 | 7.3 | 0 | 2016-10-18 | 21.8 | 0 | 3.8 | 9.53 | 0.38
2025-10-18 | 13.6 | 4.4 | 0 | 2024-10-18 | 7 | 11 | 0 | 2023-10-18 | 9 | 9 | 0 | 2022-10-18 | 4.7 | 13.3 | 0 | 2021-10-18 | 7.9 | 10.1 | 0 | 2020-10-18 | 11.6 | 6.4 | 0 | 2019-10-18 | 6.5 | 11.5 | 0 | 2018-10-18 | 1.5 | 16.5 | 0 | 2017-10-18 | 12.1 | 5.9 | 0 | 2016-10-18 | 22.5 | 0 | 4.5 | 8.81 | 0.45
2025-10-18 | 14.7 | 3.3 | 0 | 2024-10-18 | 10.7 | 7.3 | 0 | 2023-10-18 | 10.4 | 7.6 | 0 | 2022-10-18 | 5.9 | 12.1 | 0 | 2021-10-18 | 7.8 | 10.2 | 0 | 2020-10-18 | 12.4 | 5.6 | 0 | 2019-10-18 | 7.6 | 10.4 | 0 | 2018-10-18 | 2.1 | 15.9 | 0 | 2017-10-18 | 14.2 | 3.8 | 0 | 2016-10-18 | 23.3 | 0 | 5.3 | 7.62 | 0.53
2025-10-18 | 17.3 | 0.7 | 0 | 2024-10-18 | 13.2 | 4.8 | 0 | 2023-10-18 | 11.7 | 6.3 | 0 | 2022-10-18 | 6.5 | 11.5 | 0 | 2021-10-18 | 9.9 | 8.1 | 0 | 2020-10-18 | 12.8 | 5.2 | 0 | 2019-10-18 | 7.9 | 10.1 | 0 | 2018-10-18 | 3 | 15 | 0 | 2017-10-18 | 17.4 | 0.6 | 0 | 2016-10-18 | 23.9 | 0 | 5.9 | 6.23 | 0.59
2025-10-18 | 17.9 | 0.1 | 0 | 2024-10-18 | 15.6 | 2.4 | 0 | 2023-10-18 | 13.2 | 4.8 | 0 | 2022-10-18 | 7.8 | 10.2 | 0 | 2021-10-18 | 9.6 | 8.4 | 0 | 2020-10-18 | 13.1 | 4.9 | 0 | 2019-10-18 | 8.6 | 9.4 | 0 | 2018-10-18 | 4.3 | 13.7 | 0 | 2017-10-18 | 19.1 | 0 | 1.1 | 2016-10-18 | 24.8 | 0 | 6.8 | 5.39 | 0.79
2025-10-18 | 19 | 0 | 1 | 2024-10-18 | 17.1 | 0.9 | 0 | 2023-10-18 | 13.8 | 4.2 | 0 | 2022-10-18 | 7.8 | 10.2 | 0 | 2021-10-18 | 10.7 | 7.3 | 0 | 2020-10-18 | 12.9 | 5.1 | 0 | 2019-10-18 | 8.2 | 9.8 | 0 | 2018-10-18 | 5.9 | 12.1 | 0 | 2017-10-18 | 20.1 | 0 | 2.1 | 2016-10-18 | 24.7 | 0 | 6.7 | 4.96 | 0.98
2025-10-18 | 20.5 | 0 | 2.5 | 2024-10-18 | 17.6 | 0.4 | 0 | 2023-10-18 | 13.3 | 4.7 | 0 | 2022-10-18 | 7.6 | 10.4 | 0 | 2021-10-18 | 10.5 | 7.5 | 0 | 2020-10-18 | 12.7 | 5.3 | 0 | 2019-10-18 | 9.9 | 8.1 | 0 | 2018-10-18 | 6.6 | 11.4 | 0 | 2017-10-18 | 20.8 | 0 | 2.8 | 2016-10-18 | 25.2 | 0 | 7.2 | 4.78 | 1.25
2025-10-18 | 21 | 0 | 3 | 2024-10-18 | 17.9 | 0.1 | 0 | 2023-10-18 | 13.5 | 4.5 | 0 | 2022-10-18 | 6.1 | 11.9 | 0 | 2021-10-18 | 12.6 | 5.4 | 0 | 2020-10-18 | 12.8 | 5.2 | 0 | 2019-10-18 | 10.8 | 7.2 | 0 | 2018-10-18 | 7 | 11 | 0 | 2017-10-18 | 21.7 | 0 | 3.7 | 2016-10-18 | 25.1 | 0 | 7.1 | 4.53 | 1.38
2025-10-18 | 20.2 | 0 | 2.2 | 2024-10-18 | 17 | 1 | 0 | 2023-10-18 | 13.1 | 4.9 | 0 | 2022-10-18 | 5.1 | 12.9 | 0 | 2021-10-18 | 13.8 | 4.2 | 0 | 2020-10-18 | 13.2 | 4.8 | 0 | 2019-10-18 | 11.2 | 6.8 | 0 | 2018-10-18 | 8.3 | 9.7 | 0 | 2017-10-18 | 21.1 | 0 | 3.1 | 2016-10-18 | 24 | 0 | 6 | 4.43 | 1.13
2025-10-18 | 21.1 | 0 | 3.1 | 2024-10-18 | 17.1 | 0.9 | 0 | 2023-10-18 | 14.3 | 3.7 | 0 | 2022-10-18 | 5.9 | 12.1 | 0 | 2021-10-18 | 13.4 | 4.6 | 0 | 2020-10-18 | 13.8 | 4.2 | 0 | 2019-10-18 | 11 | 7 | 0 | 2018-10-18 | 8.1 | 9.9 | 0 | 2017-10-18 | 20.4 | 0 | 2.4 | 2016-10-18 | 24.5 | 0 | 6.5 | 4.24 | 1.2
2025-10-18 | 19.6 | 0 | 1.6 | 2024-10-18 | 15.9 | 2.1 | 0 | 2023-10-18 | 13.7 | 4.3 | 0 | 2022-10-18 | 5.4 | 12.6 | 0 | 2021-10-18 | 12.2 | 5.8 | 0 | 2020-10-18 | 13.8 | 4.2 | 0 | 2019-10-18 | 9.2 | 8.8 | 0 | 2018-10-18 | 6.8 | 11.2 | 0 | 2017-10-18 | 18.8 | 0 | 0.8 | 2016-10-18 | 23.7 | 0 | 5.7 | 4.9 | 0.81
2025-10-18 | 18.8 | 0 | 0.8 | 2024-10-18 | 14.2 | 3.8 | 0 | 2023-10-18 | 13.5 | 4.5 | 0 | 2022-10-18 | 5.5 | 12.5 | 0 | 2021-10-18 | 10.9 | 7.1 | 0 | 2020-10-18 | 14 | 4 | 0 | 2019-10-18 | 7.4 | 10.6 | 0 | 2018-10-18 | 5.1 | 12.9 | 0 | 2017-10-18 | 16.9 | 1.1 | 0 | 2016-10-18 | 22.7 | 0 | 4.7 | 5.65 | 0.55
2025-10-18 | 17.9 | 0.1 | 0 | 2024-10-18 | 13.5 | 4.5 | 0 | 2023-10-18 | 13.5 | 4.5 | 0 | 2022-10-18 | 5.4 | 12.6 | 0 | 2021-10-18 | 9.9 | 8.1 | 0 | 2020-10-18 | 13.3 | 4.7 | 0 | 2019-10-18 | 6.3 | 11.7 | 0 | 2018-10-18 | 4.5 | 13.5 | 0 | 2017-10-18 | 15.9 | 2.1 | 0 | 2016-10-18 | 19.4 | 0 | 1.4 | 6.18 | 0.14
2025-10-18 | 17.8 | 0.2 | 0 | 2024-10-18 | 12.6 | 5.4 | 0 | 2023-10-18 | 12.7 | 5.3 | 0 | 2022-10-18 | 5.2 | 12.8 | 0 | 2021-10-18 | 7.2 | 10.8 | 0 | 2020-10-18 | 12.5 | 5.5 | 0 | 2019-10-18 | 5.6 | 12.4 | 0 | 2018-10-18 | 5.2 | 12.8 | 0 | 2017-10-18 | 15.3 | 2.7 | 0 | 2016-10-18 | 17.9 | 0.1 | 0 | 6.8 | 0
2025-10-18 | 17.1 | 0.9 | 0 | 2024-10-18 | 12.5 | 5.5 | 0 | 2023-10-18 | 10.9 | 7.1 | 0 | 2022-10-18 | 5 | 13 | 0 | 2021-10-18 | 6.5 | 11.5 | 0 | 2020-10-18 | 11.3 | 6.7 | 0 | 2019-10-18 | 5.3 | 12.7 | 0 | 2018-10-18 | 4.6 | 13.4 | 0 | 2017-10-18 | 14.8 | 3.2 | 0 | 2016-10-18 | 15.9 | 2.1 | 0 | 7.61 | 0
2025-10-18 | 17.1 | 0.9 | 0 | 2024-10-18 | 11.4 | 6.6 | 0 | 2023-10-18 | 10.4 | 7.6 | 0 | 2022-10-18 | 4.5 | 13.5 | 0 | 2021-10-18 | 5.5 | 12.5 | 0 | 2020-10-18 | 10.6 | 7.4 | 0 | 2019-10-18 | 4.6 | 13.4 | 0 | 2018-10-18 | 4.9 | 13.1 | 0 | 2017-10-18 | 12.9 | 5.1 | 0 | 2016-10-18 | 15 | 3 | 0 | 8.31 | 0
2025-10-18 | 17.5 | 0.5 | 0 | 2024-10-18 | 10.1 | 7.9 | 0 | 2023-10-18 | 10.1 | 7.9 | 0 | 2022-10-18 | 4.5 | 13.5 | 0 | 2021-10-18 | 6 | 12 | 0 | 2020-10-18 | 10.1 | 7.9 | 0 | 2019-10-18 | 4.3 | 13.7 | 0 | 2018-10-18 | 4.8 | 13.2 | 0 | 2017-10-18 | 12.2 | 5.8 | 0 | 2016-10-18 | 14.2 | 3.8 | 0 | 8.62 | 0
2025-10-19 | 17.8 | 0.2 | 0 | 2024-10-19 | 9.2 | 8.8 | 0 | 2023-10-19 | 9.7 | 8.3 | 0 | 2022-10-19 | 4.5 | 13.5 | 0 | 2021-10-19 | 4.6 | 13.4 | 0 | 2020-10-19 | 7 | 11 | 0 | 2019-10-19 | 3.8 | 14.2 | 0 | 2018-10-19 | 5.7 | 12.3 | 0 | 2017-10-19 | 11.9 | 6.1 | 0 | 2016-10-19 | 13.1 | 4.9 | 0 | 9.27 | 0
2025-10-19 | 17.9 | 0.1 | 0 | 2024-10-19 | 6.9 | 11.1 | 0 | 2023-10-19 | 10.1 | 7.9 | 0 | 2022-10-19 | 4.1 | 13.9 | 0 | 2021-10-19 | 4.1 | 13.9 | 0 | 2020-10-19 | 6.3 | 11.7 | 0 | 2019-10-19 | 3.4 | 14.6 | 0 | 2018-10-19 | 6 | 12 | 0 | 2017-10-19 | 13.4 | 4.6 | 0 | 2016-10-19 | 12.5 | 5.5 | 0 | 9.53 | 0
2025-10-19 | 17.7 | 0.3 | 0 | 2024-10-19 | 6.5 | 11.5 | 0 | 2023-10-19 | 10.2 | 7.8 | 0 | 2022-10-19 | 4 | 14 | 0 | 2021-10-19 | 5.5 | 12.5 | 0 | 2020-10-19 | 6.3 | 11.7 | 0 | 2019-10-19 | 2.8 | 15.2 | 0 | 2018-10-19 | 6.2 | 11.8 | 0 | 2017-10-19 | 13.2 | 4.8 | 0 | 2016-10-19 | 12.3 | 5.7 | 0 | 9.53 | 0
2025-10-19 | 18.2 | 0 | 0.2 | 2024-10-19 | 6.5 | 11.5 | 0 | 2023-10-19 | 9.4 | 8.6 | 0 | 2022-10-19 | 3.7 | 14.3 | 0 | 2021-10-19 | 6.7 | 11.3 | 0 | 2020-10-19 | 6.3 | 11.7 | 0 | 2019-10-19 | 1.8 | 16.2 | 0 | 2018-10-19 | 5.7 | 12.3 | 0 | 2017-10-19 | 12.7 | 5.3 | 0 | 2016-10-19 | 12.3 | 5.7 | 0 | 9.69 | 0.02
2025-10-19 | 18.6 | 0 | 0.6 | 2024-10-19 | 4.9 | 13.1 | 0 | 2023-10-19 | 9 | 9 | 0 | 2022-10-19 | 4.1 | 13.9 | 0 | 2021-10-19 | 6.3 | 11.7 | 0 | 2020-10-19 | 6.3 | 11.7 | 0 | 2019-10-19 | 2 | 16 | 0 | 2018-10-19 | 6.1 | 11.9 | 0 | 2017-10-19 | 12.8 | 5.2 | 0 | 2016-10-19 | 11.6 | 6.4 | 0 | 9.89 | 0.06
2025-10-19 | 18.1 | 0 | 0.1 | 2024-10-19 | 4.4 | 13.6 | 0 | 2023-10-19 | 9.6 | 8.4 | 0 | 2022-10-19 | 4.3 | 13.7 | 0 | 2021-10-19 | 6.4 | 11.6 | 0 | 2020-10-19 | 6.2 | 11.8 | 0 | 2019-10-19 | 2.5 | 15.5 | 0 | 2018-10-19 | 6 | 12 | 0 | 2017-10-19 | 12.8 | 5.2 | 0 | 2016-10-19 | 10.6 | 7.4 | 0 | 9.92 | 0.01
2025-10-19 | 18.4 | 0 | 0.4 | 2024-10-19 | 6.1 | 11.9 | 0 | 2023-10-19 | 9.4 | 8.6 | 0 | 2022-10-19 | 4.1 | 13.9 | 0 | 2021-10-19 | 6.7 | 11.3 | 0 | 2020-10-19 | 6 | 12 | 0 | 2019-10-19 | 2 | 16 | 0 | 2018-10-19 | 6.1 | 11.9 | 0 | 2017-10-19 | 13.3 | 4.7 | 0 | 2016-10-19 | 11.1 | 6.9 | 0 | 9.72 | 0.04
2025-10-19 | 19.3 | 0 | 1.3 | 2024-10-19 | 6.1 | 11.9 | 0 | 2023-10-19 | 9.8 | 8.2 | 0 | 2022-10-19 | 4.3 | 13.7 | 0 | 2021-10-19 | 6.7 | 11.3 | 0 | 2020-10-19 | 6.2 | 11.8 | 0 | 2019-10-19 | 2 | 16 | 0 | 2018-10-19 | 5.9 | 12.1 | 0 | 2017-10-19 | 13.8 | 4.2 | 0 | 2016-10-19 | 11.1 | 6.9 | 0 | 9.61 | 0.13
2025-10-19 | 19.5 | 0 | 1.5 | 2024-10-19 | 8.5 | 9.5 | 0 | 2023-10-19 | 11 | 7 | 0 | 2022-10-19 | 4.7 | 13.3 | 0 | 2021-10-19 | 8.6 | 9.4 | 0 | 2020-10-19 | 6.4 | 11.6 | 0 | 2019-10-19 | 4.2 | 13.8 | 0 | 2018-10-19 | 7.2 | 10.8 | 0 | 2017-10-19 | 15 | 3 | 0 | 2016-10-19 | 13 | 5 | 0 | 8.34 | 0.15
2025-10-19 | 20.3 | 0 | 2.3 | 2024-10-19 | 11.2 | 6.8 | 0 | 2023-10-19 | 12.6 | 5.4 | 0 | 2022-10-19 | 5 | 13 | 0 | 2021-10-19 | 12.4 | 5.6 | 0 | 2020-10-19 | 6.6 | 11.4 | 0 | 2019-10-19 | 6.7 | 11.3 | 0 | 2018-10-19 | 8.7 | 9.3 | 0 | 2017-10-19 | 16.3 | 1.7 | 0 | 2016-10-19 | 14.7 | 3.3 | 0 | 6.78 | 0.23
2025-10-19 | 20.8 | 0 | 2.8 | 2024-10-19 | 14 | 4 | 0 | 2023-10-19 | 12.9 | 5.1 | 0 | 2022-10-19 | 6.2 | 11.8 | 0 | 2021-10-19 | 15.3 | 2.7 | 0 | 2020-10-19 | 6.7 | 11.3 | 0 | 2019-10-19 | 9.8 | 8.2 | 0 | 2018-10-19 | 9.5 | 8.5 | 0 | 2017-10-19 | 17.9 | 0.1 | 0 | 2016-10-19 | 16.1 | 1.9 | 0 | 5.36 | 0.28
2025-10-19 | 21.7 | 0 | 3.7 | 2024-10-19 | 16.6 | 1.4 | 0 | 2023-10-19 | 14.3 | 3.7 | 0 | 2022-10-19 | 7.4 | 10.6 | 0 | 2021-10-19 | 17.9 | 0.1 | 0 | 2020-10-19 | 6.8 | 11.2 | 0 | 2019-10-19 | 10.5 | 7.5 | 0 | 2018-10-19 | 11.2 | 6.8 | 0 | 2017-10-19 | 19.1 | 0 | 1.1 | 2016-10-19 | 17.7 | 0.3 | 0 | 4.16 | 0.48
2025-10-19 | 21.6 | 0 | 3.6 | 2024-10-19 | 18.3 | 0 | 0.3 | 2023-10-19 | 14.9 | 3.1 | 0 | 2022-10-19 | 7.5 | 10.5 | 0 | 2021-10-19 | 19.7 | 0 | 1.7 | 2020-10-19 | 7.2 | 10.8 | 0 | 2019-10-19 | 11.8 | 6.2 | 0 | 2018-10-19 | 14.2 | 3.8 | 0 | 2017-10-19 | 20.1 | 0 | 2.1 | 2016-10-19 | 18.9 | 0 | 0.9 | 3.44 | 0.86
2025-10-19 | 21.3 | 0 | 3.3 | 2024-10-19 | 17.7 | 0.3 | 0 | 2023-10-19 | 15.1 | 2.9 | 0 | 2022-10-19 | 8.4 | 9.6 | 0 | 2021-10-19 | 20.3 | 0 | 2.3 | 2020-10-19 | 7.6 | 10.4 | 0 | 2019-10-19 | 11.2 | 6.8 | 0 | 2018-10-19 | 15.6 | 2.4 | 0 | 2017-10-19 | 20.4 | 0 | 2.4 | 2016-10-19 | 20 | 0 | 2 | 3.24 | 1
2025-10-19 | 20.7 | 0 | 2.7 | 2024-10-19 | 18.8 | 0 | 0.8 | 2023-10-19 | 15.7 | 2.3 | 0 | 2022-10-19 | 8.9 | 9.1 | 0 | 2021-10-19 | 20.7 | 0 | 2.7 | 2020-10-19 | 7.7 | 10.3 | 0 | 2019-10-19 | 11.1 | 6.9 | 0 | 2018-10-19 | 14.8 | 3.2 | 0 | 2017-10-19 | 20.9 | 0 | 2.9 | 2016-10-19 | 20.6 | 0 | 2.6 | 3.18 | 1.17
2025-10-19 | 16.1 | 1.9 | 0 | 2024-10-19 | 18.6 | 0 | 0.6 | 2023-10-19 | 15.9 | 2.1 | 0 | 2022-10-19 | 7.6 | 10.4 | 0 | 2021-10-19 | 20.8 | 0 | 2.8 | 2020-10-19 | 8 | 10 | 0 | 2019-10-19 | 11.2 | 6.8 | 0 | 2018-10-19 | 14.6 | 3.4 | 0 | 2017-10-19 | 19.9 | 0 | 1.9 | 2016-10-19 | 20.1 | 0 | 2.1 | 3.46 | 0.74
2025-10-19 | 16 | 2 | 0 | 2024-10-19 | 19.1 | 0 | 1.1 | 2023-10-19 | 15.5 | 2.5 | 0 | 2022-10-19 | 6.5 | 11.5 | 0 | 2021-10-19 | 20.6 | 0 | 2.6 | 2020-10-19 | 7.7 | 10.3 | 0 | 2019-10-19 | 9.9 | 8.1 | 0 | 2018-10-19 | 13.6 | 4.4 | 0 | 2017-10-19 | 18.7 | 0 | 0.7 | 2016-10-19 | 19.9 | 0 | 1.9 | 3.88 | 0.63
2025-10-19 | 16.5 | 1.5 | 0 | 2024-10-19 | 18.1 | 0 | 0.1 | 2023-10-19 | 15 | 3 | 0 | 2022-10-19 | 5.3 | 12.7 | 0 | 2021-10-19 | 19.3 | 0 | 1.3 | 2020-10-19 | 7.7 | 10.3 | 0 | 2019-10-19 | 9.6 | 8.4 | 0 | 2018-10-19 | 12.7 | 5.3 | 0 | 2017-10-19 | 16.8 | 1.2 | 0 | 2016-10-19 | 18.1 | 0 | 0.1 | 4.24 | 0.15
2025-10-19 | 16.6 | 1.4 | 0 | 2024-10-19 | 16.3 | 1.7 | 0 | 2023-10-19 | 14.8 | 3.2 | 0 | 2022-10-19 | 4.5 | 13.5 | 0 | 2021-10-19 | 15.8 | 2.2 | 0 | 2020-10-19 | 7.7 | 10.3 | 0 | 2019-10-19 | 8.8 | 9.2 | 0 | 2018-10-19 | 12.3 | 5.7 | 0 | 2017-10-19 | 14.9 | 3.1 | 0 | 2016-10-19 | 17.1 | 0.9 | 0 | 5.12 | 0
2025-10-19 | 15.9 | 2.1 | 0 | 2024-10-19 | 15.2 | 2.8 | 0 | 2023-10-19 | 14.8 | 3.2 | 0 | 2022-10-19 | 4.4 | 13.6 | 0 | 2021-10-19 | 15.8 | 2.2 | 0 | 2020-10-19 | 7.6 | 10.4 | 0 | 2019-10-19 | 8.4 | 9.6 | 0 | 2018-10-19 | 12.2 | 5.8 | 0 | 2017-10-19 | 13.2 | 4.8 | 0 | 2016-10-19 | 16.7 | 1.3 | 0 | 5.58 | 0
2025-10-19 | 15.4 | 2.6 | 0 | 2024-10-19 | 14.4 | 3.6 | 0 | 2023-10-19 | 14.5 | 3.5 | 0 | 2022-10-19 | 4 | 14 | 0 | 2021-10-19 | 15.1 | 2.9 | 0 | 2020-10-19 | 7.1 | 10.9 | 0 | 2019-10-19 | 8 | 10 | 0 | 2018-10-19 | 11.7 | 6.3 | 0 | 2017-10-19 | 11.2 | 6.8 | 0 | 2016-10-19 | 16.9 | 1.1 | 0 | 6.17 | 0
2025-10-19 | 15 | 3 | 0 | 2024-10-19 | 12.3 | 5.7 | 0 | 2023-10-19 | 13.8 | 4.2 | 0 | 2022-10-19 | 3.4 | 14.6 | 0 | 2021-10-19 | 15 | 3 | 0 | 2020-10-19 | 6.9 | 11.1 | 0 | 2019-10-19 | 8.2 | 9.8 | 0 | 2018-10-19 | 11.2 | 6.8 | 0 | 2017-10-19 | 8.6 | 9.4 | 0 | 2016-10-19 | 16.2 | 1.8 | 0 | 6.94 | 0
2025-10-19 | 14.8 | 3.2 | 0 | 2024-10-19 | 10.3 | 7.7 | 0 | 2023-10-19 | 14 | 4 | 0 | 2022-10-19 | 3.2 | 14.8 | 0 | 2021-10-19 | 14.8 | 3.2 | 0 | 2020-10-19 | 6.5 | 11.5 | 0 | 2019-10-19 | 8 | 10 | 0 | 2018-10-19 | 10.7 | 7.3 | 0 | 2017-10-19 | 9.6 | 8.4 | 0 | 2016-10-19 | 15.8 | 2.2 | 0 | 7.23 | 0
2025-10-19 | 14.3 | 3.7 | 0 | 2024-10-19 | 12 | 6 | 0 | 2023-10-19 | 13.9 | 4.1 | 0 | 2022-10-19 | 3.4 | 14.6 | 0 | 2021-10-19 | 13.2 | 4.8 | 0 | 2020-10-19 | 6.3 | 11.7 | 0 | 2019-10-19 | 7.7 | 10.3 | 0 | 2018-10-19 | 10.2 | 7.8 | 0 | 2017-10-19 | 10.7 | 7.3 | 0 | 2016-10-19 | 15.2 | 2.8 | 0 | 7.31 | 0
2025-10-20 | 13.3 | 4.7 | 0 | 2024-10-20 | 9.9 | 8.1 | 0 | 2023-10-20 | 13.5 | 4.5 | 0 | 2022-10-20 | 3.5 | 14.5 | 0 | 2021-10-20 | 11.9 | 6.1 | 0 | 2020-10-20 | 6.2 | 11.8 | 0 | 2019-10-20 | 6.5 | 11.5 | 0 | 2018-10-20 | 9.7 | 8.3 | 0 | 2017-10-20 | 7.3 | 10.7 | 0 | 2016-10-20 | 14.5 | 3.5 | 0 | 8.37 | 0
2025-10-20 | 12.5 | 5.5 | 0 | 2024-10-20 | 10.2 | 7.8 | 0 | 2023-10-20 | 12.6 | 5.4 | 0 | 2022-10-20 | 3.5 | 14.5 | 0 | 2021-10-20 | 13.3 | 4.7 | 0 | 2020-10-20 | 6 | 12 | 0 | 2019-10-20 | 5.7 | 12.3 | 0 | 2018-10-20 | 9.6 | 8.4 | 0 | 2017-10-20 | 9.7 | 8.3 | 0 | 2016-10-20 | 14.4 | 3.6 | 0 | 8.25 | 0
2025-10-20 | 12.1 | 5.9 | 0 | 2024-10-20 | 10.3 | 7.7 | 0 | 2023-10-20 | 13.3 | 4.7 | 0 | 2022-10-20 | 3.5 | 14.5 | 0 | 2021-10-20 | 13.7 | 4.3 | 0 | 2020-10-20 | 6.2 | 11.8 | 0 | 2019-10-20 | 6 | 12 | 0 | 2018-10-20 | 9.8 | 8.2 | 0 | 2017-10-20 | 10.8 | 7.2 | 0 | 2016-10-20 | 14.8 | 3.2 | 0 | 7.95 | 0
2025-10-20 | 11.5 | 6.5 | 0 | 2024-10-20 | 8.8 | 9.2 | 0 | 2023-10-20 | 13.5 | 4.5 | 0 | 2022-10-20 | 3.6 | 14.4 | 0 | 2021-10-20 | 13 | 5 | 0 | 2020-10-20 | 6.3 | 11.7 | 0 | 2019-10-20 | 5.8 | 12.2 | 0 | 2018-10-20 | 9.5 | 8.5 | 0 | 2017-10-20 | 8.9 | 9.1 | 0 | 2016-10-20 | 13.6 | 4.4 | 0 | 8.55 | 0
2025-10-20 | 11.1 | 6.9 | 0 | 2024-10-20 | 9 | 9 | 0 | 2023-10-20 | 12.9 | 5.1 | 0 | 2022-10-20 | 3.8 | 14.2 | 0 | 2021-10-20 | 12.3 | 5.7 | 0 | 2020-10-20 | 6 | 12 | 0 | 2019-10-20 | 5.2 | 12.8 | 0 | 2018-10-20 | 8.7 | 9.3 | 0 | 2017-10-20 | 10.2 | 7.8 | 0 | 2016-10-20 | 13.5 | 4.5 | 0 | 8.73 | 0
2025-10-20 | 10.9 | 7.1 | 0 | 2024-10-20 | 8.8 | 9.2 | 0 | 2023-10-20 | 13.2 | 4.8 | 0 | 2022-10-20 | 3.6 | 14.4 | 0 | 2021-10-20 | 11.2 | 6.8 | 0 | 2020-10-20 | 6 | 12 | 0 | 2019-10-20 | 5.5 | 12.5 | 0 | 2018-10-20 | 8.2 | 9.8 | 0 | 2017-10-20 | 9.2 | 8.8 | 0 | 2016-10-20 | 14 | 4 | 0 | 8.94 | 0
2025-10-20 | 10.9 | 7.1 | 0 | 2024-10-20 | 7.8 | 10.2 | 0 | 2023-10-20 | 13.1 | 4.9 | 0 | 2022-10-20 | 3.7 | 14.3 | 0 | 2021-10-20 | 12 | 6 | 0 | 2020-10-20 | 6.1 | 11.9 | 0 | 2019-10-20 | 6.3 | 11.7 | 0 | 2018-10-20 | 7.1 | 10.9 | 0 | 2017-10-20 | 9.8 | 8.2 | 0 | 2016-10-20 | 14.1 | 3.9 | 0 | 8.91 | 0
2025-10-20 | 10.9 | 7.1 | 0 | 2024-10-20 | 5.3 | 12.7 | 0 | 2023-10-20 | 13.1 | 4.9 | 0 | 2022-10-20 | 3.9 | 14.1 | 0 | 2021-10-20 | 11.7 | 6.3 | 0 | 2020-10-20 | 6.2 | 11.8 | 0 | 2019-10-20 | 6.6 | 11.4 | 0 | 2018-10-20 | 7.1 | 10.9 | 0 | 2017-10-20 | 10 | 8 | 0 | 2016-10-20 | 14.7 | 3.3 | 0 | 9.05 | 0
2025-10-20 | 11.2 | 6.8 | 0 | 2024-10-20 | 9.8 | 8.2 | 0 | 2023-10-20 | 12.8 | 5.2 | 0 | 2022-10-20 | 4.3 | 13.7 | 0 | 2021-10-20 | 15.3 | 2.7 | 0 | 2020-10-20 | 6.7 | 11.3 | 0 | 2019-10-20 | 7.1 | 10.9 | 0 | 2018-10-20 | 8.1 | 9.9 | 0 | 2017-10-20 | 12.4 | 5.6 | 0 | 2016-10-20 | 14.5 | 3.5 | 0 | 7.78 | 0
2025-10-20 | 11.2 | 6.8 | 0 | 2024-10-20 | 13.3 | 4.7 | 0 | 2023-10-20 | 13.1 | 4.9 | 0 | 2022-10-20 | 5 | 13 | 0 | 2021-10-20 | 15.7 | 2.3 | 0 | 2020-10-20 | 8.1 | 9.9 | 0 | 2019-10-20 | 8.1 | 9.9 | 0 | 2018-10-20 | 9.8 | 8.2 | 0 | 2017-10-20 | 14.9 | 3.1 | 0 | 2016-10-20 | 14.4 | 3.6 | 0 | 6.64 | 0
2025-10-20 | 12.7 | 5.3 | 0 | 2024-10-20 | 17.2 | 0.8 | 0 | 2023-10-20 | 12.9 | 5.1 | 0 | 2022-10-20 | 6.5 | 11.5 | 0 | 2021-10-20 | 17.5 | 0.5 | 0 | 2020-10-20 | 8.7 | 9.3 | 0 | 2019-10-20 | 9.6 | 8.4 | 0 | 2018-10-20 | 11.1 | 6.9 | 0 | 2017-10-20 | 16.5 | 1.5 | 0 | 2016-10-20 | 14.1 | 3.9 | 0 | 5.32 | 0
2025-10-20 | 13.8 | 4.2 | 0 | 2024-10-20 | 19.8 | 0 | 1.8 | 2023-10-20 | 13.8 | 4.2 | 0 | 2022-10-20 | 6.8 | 11.2 | 0 | 2021-10-20 | 16.5 | 1.5 | 0 | 2020-10-20 | 9.7 | 8.3 | 0 | 2019-10-20 | 12.5 | 5.5 | 0 | 2018-10-20 | 10.5 | 7.5 | 0 | 2017-10-20 | 18.7 | 0 | 0.7 | 2016-10-20 | 13.5 | 4.5 | 0 | 4.69 | 0.25
2025-10-20 | 14.9 | 3.1 | 0 | 2024-10-20 | 21.2 | 0 | 3.2 | 2023-10-20 | 13.8 | 4.2 | 0 | 2022-10-20 | 5.1 | 12.9 | 0 | 2021-10-20 | 15.3 | 2.7 | 0 | 2020-10-20 | 10.3 | 7.7 | 0 | 2019-10-20 | 14.7 | 3.3 | 0 | 2018-10-20 | 11.1 | 6.9 | 0 | 2017-10-20 | 19.2 | 0 | 1.2 | 2016-10-20 | 13 | 5 | 0 | 4.58 | 0.44
2025-10-20 | 15.4 | 2.6 | 0 | 2024-10-20 | 22.4 | 0 | 4.4 | 2023-10-20 | 14.1 | 3.9 | 0 | 2022-10-20 | 5 | 13 | 0 | 2021-10-20 | 17.2 | 0.8 | 0 | 2020-10-20 | 10.9 | 7.1 | 0 | 2019-10-20 | 15.5 | 2.5 | 0 | 2018-10-20 | 11.3 | 6.7 | 0 | 2017-10-20 | 20 | 0 | 2 | 2016-10-20 | 12.4 | 5.6 | 0 | 4.22 | 0.64
2025-10-20 | 15.8 | 2.2 | 0 | 2024-10-20 | 22.9 | 0 | 4.9 | 2023-10-20 | 14.2 | 3.8 | 0 | 2022-10-20 | 6 | 12 | 0 | 2021-10-20 | 18.7 | 0 | 0.7 | 2020-10-20 | 10.4 | 7.6 | 0 | 2019-10-20 | 15.9 | 2.1 | 0 | 2018-10-20 | 11.4 | 6.6 | 0 | 2017-10-20 | 20.5 | 0 | 2.5 | 2016-10-20 | 12.1 | 5.9 | 0 | 4.02 | 0.81
2025-10-20 | 14.5 | 3.5 | 0 | 2024-10-20 | 22.8 | 0 | 4.8 | 2023-10-20 | 14.2 | 3.8 | 0 | 2022-10-20 | 5.9 | 12.1 | 0 | 2021-10-20 | 18.5 | 0 | 0.5 | 2020-10-20 | 10.3 | 7.7 | 0 | 2019-10-20 | 16.1 | 1.9 | 0 | 2018-10-20 | 10.5 | 7.5 | 0 | 2017-10-20 | 21.8 | 0 | 3.8 | 2016-10-20 | 12.1 | 5.9 | 0 | 4.24 | 0.91
2025-10-20 | 14.2 | 3.8 | 0 | 2024-10-20 | 22.3 | 0 | 4.3 | 2023-10-20 | 13.8 | 4.2 | 0 | 2022-10-20 | 5.6 | 12.4 | 0 | 2021-10-20 | 18.5 | 0 | 0.5 | 2020-10-20 | 10.1 | 7.9 | 0 | 2019-10-20 | 15.4 | 2.6 | 0 | 2018-10-20 | 10.7 | 7.3 | 0 | 2017-10-20 | 21.6 | 0 | 3.6 | 2016-10-20 | 11.6 | 6.4 | 0 | 4.46 | 0.84
2025-10-20 | 13.6 | 4.4 | 0 | 2024-10-20 | 20.7 | 0 | 2.7 | 2023-10-20 | 13.9 | 4.1 | 0 | 2022-10-20 | 5.2 | 12.8 | 0 | 2021-10-20 | 17.6 | 0.4 | 0 | 2020-10-20 | 10 | 8 | 0 | 2019-10-20 | 14.3 | 3.7 | 0 | 2018-10-20 | 9.7 | 8.3 | 0 | 2017-10-20 | 20.4 | 0 | 2.4 | 2016-10-20 | 11.3 | 6.7 | 0 | 4.84 | 0.51
2025-10-20 | 12.1 | 5.9 | 0 | 2024-10-20 | 19.8 | 0 | 1.8 | 2023-10-20 | 12.1 | 5.9 | 0 | 2022-10-20 | 4.5 | 13.5 | 0 | 2021-10-20 | 15.8 | 2.2 | 0 | 2020-10-20 | 9.5 | 8.5 | 0 | 2019-10-20 | 12.7 | 5.3 | 0 | 2018-10-20 | 8.3 | 9.7 | 0 | 2017-10-20 | 17.9 | 0.1 | 0 | 2016-10-20 | 11.5 | 6.5 | 0 | 5.76 | 0.18
2025-10-20 | 10.8 | 7.2 | 0 | 2024-10-20 | 18.2 | 0 | 0.2 | 2023-10-20 | 12 | 6 | 0 | 2022-10-20 | 3.5 | 14.5 | 0 | 2021-10-20 | 16.4 | 1.6 | 0 | 2020-10-20 | 8.7 | 9.3 | 0 | 2019-10-20 | 11.9 | 6.1 | 0 | 2018-10-20 | 7.2 | 10.8 | 0 | 2017-10-20 | 16.7 | 1.3 | 0 | 2016-10-20 | 11.3 | 6.7 | 0 | 6.35 | 0.02
2025-10-20 | 9.5 | 8.5 | 0 | 2024-10-20 | 16.5 | 1.5 | 0 | 2023-10-20 | 11 | 7 | 0 | 2022-10-20 | 3.6 | 14.4 | 0 | 2021-10-20 | 14.8 | 3.2 | 0 | 2020-10-20 | 8.2 | 9.8 | 0 | 2019-10-20 | 11.6 | 6.4 | 0 | 2018-10-20 | 6.4 | 11.6 | 0 | 2017-10-20 | 15 | 3 | 0 | 2016-10-20 | 11.2 | 6.8 | 0 | 7.22 | 0
2025-10-20 | 8.4 | 9.6 | 0 | 2024-10-20 | 15.9 | 2.1 | 0 | 2023-10-20 | 10.9 | 7.1 | 0 | 2022-10-20 | 2.5 | 15.5 | 0 | 2021-10-20 | 14.5 | 3.5 | 0 | 2020-10-20 | 8.3 | 9.7 | 0 | 2019-10-20 | 11.2 | 6.8 | 0 | 2018-10-20 | 6.3 | 11.7 | 0 | 2017-10-20 | 12.7 | 5.3 | 0 | 2016-10-20 | 11.4 | 6.6 | 0 | 7.79 | 0
2025-10-20 | 8.2 | 9.8 | 0 | 2024-10-20 | 15.4 | 2.6 | 0 | 2023-10-20 | 10.6 | 7.4 | 0 | 2022-10-20 | 1.8 | 16.2 | 0 | 2021-10-20 | 14.5 | 3.5 | 0 | 2020-10-20 | 9.2 | 8.8 | 0 | 2019-10-20 | 9.9 | 8.1 | 0 | 2018-10-20 | 5.5 | 12.5 | 0 | 2017-10-20 | 12.9 | 5.1 | 0 | 2016-10-20 | 11.6 | 6.4 | 0 | 8.04 | 0
2025-10-20 | 8.2 | 9.8 | 0 | 2024-10-20 | 14.9 | 3.1 | 0 | 2023-10-20 | 9.5 | 8.5 | 0 | 2022-10-20 | 1.4 | 16.6 | 0 | 2021-10-20 | 15 | 3 | 0 | 2020-10-20 | 9.1 | 8.9 | 0 | 2019-10-20 | 10.2 | 7.8 | 0 | 2018-10-20 | 4.6 | 13.4 | 0 | 2017-10-20 | 13.2 | 4.8 | 0 | 2016-10-20 | 11.3 | 6.7 | 0 | 8.26 | 0
2025-10-21 | 6.8 | 11.2 | 0 | 2024-10-21 | 15.6 | 2.4 | 0 | 2023-10-21 | 9.9 | 8.1 | 0 | 2022-10-21 | 1.5 | 16.5 | 0 | 2021-10-21 | 14.3 | 3.7 | 0 | 2020-10-21 | 9.1 | 8.9 | 0 | 2019-10-21 | 9.3 | 8.7 | 0 | 2018-10-21 | 3.4 | 14.6 | 0 | 2017-10-21 | 12.1 | 5.9 | 0 | 2016-10-21 | 11.3 | 6.7 | 0 | 8.67 | 0
2025-10-21 | 7.5 | 10.5 | 0 | 2024-10-21 | 14.6 | 3.4 | 0 | 2023-10-21 | 10.8 | 7.2 | 0 | 2022-10-21 | 1.7 | 16.3 | 0 | 2021-10-21 | 14.6 | 3.4 | 0 | 2020-10-21 | 9.4 | 8.6 | 0 | 2019-10-21 | 9.4 | 8.6 | 0 | 2018-10-21 | 2.9 | 15.1 | 0 | 2017-10-21 | 11 | 7 | 0 | 2016-10-21 | 11.3 | 6.7 | 0 | 8.68 | 0
2025-10-21 | 6.5 | 11.5 | 0 | 2024-10-21 | 16 | 2 | 0 | 2023-10-21 | 10.5 | 7.5 | 0 | 2022-10-21 | 1.1 | 16.9 | 0 | 2021-10-21 | 14.7 | 3.3 | 0 | 2020-10-21 | 9.3 | 8.7 | 0 | 2019-10-21 | 8.4 | 9.6 | 0 | 2018-10-21 | 2.1 | 15.9 | 0 | 2017-10-21 | 11.1 | 6.9 | 0 | 2016-10-21 | 11.2 | 6.8 | 0 | 8.91 | 0
2025-10-21 | 6.9 | 11.1 | 0 | 2024-10-21 | 13.9 | 4.1 | 0 | 2023-10-21 | 9.8 | 8.2 | 0 | 2022-10-21 | 0.8 | 17.2 | 0 | 2021-10-21 | 14.8 | 3.2 | 0 | 2020-10-21 | 9.3 | 8.7 | 0 | 2019-10-21 | 8.2 | 9.8 | 0 | 2018-10-21 | 1.1 | 16.9 | 0 | 2017-10-21 | 11.7 | 6.3 | 0 | 2016-10-21 | 10.9 | 7.1 | 0 | 9.26 | 0
2025-10-21 | 6.8 | 11.2 | 0 | 2024-10-21 | 14.3 | 3.7 | 0 | 2023-10-21 | 8.4 | 9.6 | 0 | 2022-10-21 | 1.6 | 16.4 | 0 | 2021-10-21 | 14 | 4 | 0 | 2020-10-21 | 9.5 | 8.5 | 0 | 2019-10-21 | 6.7 | 11.3 | 0 | 2018-10-21 | 0.8 | 17.2 | 0 | 2017-10-21 | 11.4 | 6.6 | 0 | 2016-10-21 | 10.8 | 7.2 | 0 | 9.57 | 0
2025-10-21 | 5.1 | 12.9 | 0 | 2024-10-21 | 13.6 | 4.4 | 0 | 2023-10-21 | 8.6 | 9.4 | 0 | 2022-10-21 | 2.1 | 15.9 | 0 | 2021-10-21 | 14 | 4 | 0 | 2020-10-21 | 9.8 | 8.2 | 0 | 2019-10-21 | 7.8 | 10.2 | 0 | 2018-10-21 | 1 | 17 | 0 | 2017-10-21 | 11.3 | 6.7 | 0 | 2016-10-21 | 10.9 | 7.1 | 0 | 9.58 | 0
2025-10-21 | 9.1 | 8.9 | 0 | 2024-10-21 | 12.8 | 5.2 | 0 | 2023-10-21 | 9.6 | 8.4 | 0 | 2022-10-21 | 3 | 15 | 0 | 2021-10-21 | 14.2 | 3.8 | 0 | 2020-10-21 | 10.3 | 7.7 | 0 | 2019-10-21 | 7.4 | 10.6 | 0 | 2018-10-21 | 0.8 | 17.2 | 0 | 2017-10-21 | 11.1 | 6.9 | 0 | 2016-10-21 | 11.1 | 6.9 | 0 | 9.06 | 0
2025-10-21 | 10.6 | 7.4 | 0 | 2024-10-21 | 14 | 4 | 0 | 2023-10-21 | 10.2 | 7.8 | 0 | 2022-10-21 | 3.9 | 14.1 | 0 | 2021-10-21 | 14.8 | 3.2 | 0 | 2020-10-21 | 10.9 | 7.1 | 0 | 2019-10-21 | 7.1 | 10.9 | 0 | 2018-10-21 | 0.9 | 17.1 | 0 | 2017-10-21 | 11.8 | 6.2 | 0 | 2016-10-21 | 10.8 | 7.2 | 0 | 8.5 | 0
2025-10-21 | 12.6 | 5.4 | 0 | 2024-10-21 | 16.2 | 1.8 | 0 | 2023-10-21 | 10.1 | 7.9 | 0 | 2022-10-21 | 6.2 | 11.8 | 0 | 2021-10-21 | 14.6 | 3.4 | 0 | 2020-10-21 | 13.6 | 4.4 | 0 | 2019-10-21 | 9.9 | 8.1 | 0 | 2018-10-21 | 1.7 | 16.3 | 0 | 2017-10-21 | 13.4 | 4.6 | 0 | 2016-10-21 | 10.3 | 7.7 | 0 | 7.14 | 0
2025-10-21 | 12.7 | 5.3 | 0 | 2024-10-21 | 18.7 | 0 | 0.7 | 2023-10-21 | 10.2 | 7.8 | 0 | 2022-10-21 | 8.5 | 9.5 | 0 | 2021-10-21 | 15.2 | 2.8 | 0 | 2020-10-21 | 15.2 | 2.8 | 0 | 2019-10-21 | 12.6 | 5.4 | 0 | 2018-10-21 | 2.7 | 15.3 | 0 | 2017-10-21 | 15 | 3 | 0 | 2016-10-21 | 9.5 | 8.5 | 0 | 6.04 | 0.07
2025-10-21 | 12.9 | 5.1 | 0 | 2024-10-21 | 20.6 | 0 | 2.6 | 2023-10-21 | 10.4 | 7.6 | 0 | 2022-10-21 | 11.5 | 6.5 | 0 | 2021-10-21 | 15.8 | 2.2 | 0 | 2020-10-21 | 15.3 | 2.7 | 0 | 2019-10-21 | 15.1 | 2.9 | 0 | 2018-10-21 | 3.5 | 14.5 | 0 | 2017-10-21 | 16.9 | 1.1 | 0 | 2016-10-21 | 8.4 | 9.6 | 0 | 5.22 | 0.26
2025-10-21 | 14.7 | 3.3 | 0 | 2024-10-21 | 22.5 | 0 | 4.5 | 2023-10-21 | 11.3 | 6.7 | 0 | 2022-10-21 | 13 | 5 | 0 | 2021-10-21 | 15.9 | 2.1 | 0 | 2020-10-21 | 16.5 | 1.5 | 0 | 2019-10-21 | 15.2 | 2.8 | 0 | 2018-10-21 | 4.2 | 13.8 | 0 | 2017-10-21 | 17.9 | 0.1 | 0 | 2016-10-21 | 8.1 | 9.9 | 0 | 4.52 | 0.45
2025-10-21 | 14.8 | 3.2 | 0 | 2024-10-21 | 23.9 | 0 | 5.9 | 2023-10-21 | 12 | 6 | 0 | 2022-10-21 | 14.2 | 3.8 | 0 | 2021-10-21 | 15.8 | 2.2 | 0 | 2020-10-21 | 16 | 2 | 0 | 2019-10-21 | 14.6 | 3.4 | 0 | 2018-10-21 | 4.1 | 13.9 | 0 | 2017-10-21 | 18.9 | 0 | 0.9 | 2016-10-21 | 7.9 | 10.1 | 0 | 4.46 | 0.68
2025-10-21 | 15 | 3 | 0 | 2024-10-21 | 24.9 | 0 | 6.9 | 2023-10-21 | 11.5 | 6.5 | 0 | 2022-10-21 | 15.6 | 2.4 | 0 | 2021-10-21 | 16.4 | 1.6 | 0 | 2020-10-21 | 14.3 | 3.7 | 0 | 2019-10-21 | 14.2 | 3.8 | 0 | 2018-10-21 | 4.5 | 13.5 | 0 | 2017-10-21 | 19.7 | 0 | 1.7 | 2016-10-21 | 7.7 | 10.3 | 0 | 4.48 | 0.86
2025-10-21 | 15.3 | 2.7 | 0 | 2024-10-21 | 25.8 | 0 | 7.8 | 2023-10-21 | 11.5 | 6.5 | 0 | 2022-10-21 | 16.3 | 1.7 | 0 | 2021-10-21 | 16.9 | 1.1 | 0 | 2020-10-21 | 15.1 | 2.9 | 0 | 2019-10-21 | 14.1 | 3.9 | 0 | 2018-10-21 | 5 | 13 | 0 | 2017-10-21 | 21.1 | 0 | 3.1 | 2016-10-21 | 7.4 | 10.6 | 0 | 4.24 | 1.09
2025-10-21 | 15.5 | 2.5 | 0 | 2024-10-21 | 25.9 | 0 | 7.9 | 2023-10-21 | 11.5 | 6.5 | 0 | 2022-10-21 | 17 | 1 | 0 | 2021-10-21 | 17.1 | 0.9 | 0 | 2020-10-21 | 14.2 | 3.8 | 0 | 2019-10-21 | 13.8 | 4.2 | 0 | 2018-10-21 | 5.3 | 12.7 | 0 | 2017-10-21 | 20.8 | 0 | 2.8 | 2016-10-21 | 7.3 | 10.7 | 0 | 4.23 | 1.07
2025-10-21 | 14.7 | 3.3 | 0 | 2024-10-21 | 25.4 | 0 | 7.4 | 2023-10-21 | 10.5 | 7.5 | 0 | 2022-10-21 | 17.4 | 0.6 | 0 | 2021-10-21 | 17.2 | 0.8 | 0 | 2020-10-21 | 13.8 | 4.2 | 0 | 2019-10-21 | 13 | 5 | 0 | 2018-10-21 | 4.9 | 13.1 | 0 | 2017-10-21 | 19.8 | 0 | 1.8 | 2016-10-21 | 7.6 | 10.4 | 0 | 4.49 | 0.92
2025-10-21 | 14.1 | 3.9 | 0 | 2024-10-21 | 22.8 | 0 | 4.8 | 2023-10-21 | 9.8 | 8.2 | 0 | 2022-10-21 | 17 | 1 | 0 | 2021-10-21 | 16.8 | 1.2 | 0 | 2020-10-21 | 12.4 | 5.6 | 0 | 2019-10-21 | 12.9 | 5.1 | 0 | 2018-10-21 | 4.5 | 13.5 | 0 | 2017-10-21 | 17.8 | 0.2 | 0 | 2016-10-21 | 7.8 | 10.2 | 0 | 4.89 | 0.48
2025-10-21 | 12.7 | 5.3 | 0 | 2024-10-21 | 22 | 0 | 4 | 2023-10-21 | 9.1 | 8.9 | 0 | 2022-10-21 | 15.3 | 2.7 | 0 | 2021-10-21 | 16.4 | 1.6 | 0 | 2020-10-21 | 10.4 | 7.6 | 0 | 2019-10-21 | 13 | 5 | 0 | 2018-10-21 | 3.8 | 14.2 | 0 | 2017-10-21 | 16.4 | 1.6 | 0 | 2016-10-21 | 7.7 | 10.3 | 0 | 5.72 | 0.4
2025-10-21 | 13.1 | 4.9 | 0 | 2024-10-21 | 20.5 | 0 | 2.5 | 2023-10-21 | 8.8 | 9.2 | 0 | 2022-10-21 | 14.8 | 3.2 | 0 | 2021-10-21 | 15.4 | 2.6 | 0 | 2020-10-21 | 9.9 | 8.1 | 0 | 2019-10-21 | 13.9 | 4.1 | 0 | 2018-10-21 | 3.8 | 14.2 | 0 | 2017-10-21 | 15.5 | 2.5 | 0 | 2016-10-21 | 7.4 | 10.6 | 0 | 5.94 | 0.25
2025-10-21 | 10.9 | 7.1 | 0 | 2024-10-21 | 18.4 | 0 | 0.4 | 2023-10-21 | 8.5 | 9.5 | 0 | 2022-10-21 | 13 | 5 | 0 | 2021-10-21 | 14.3 | 3.7 | 0 | 2020-10-21 | 9.3 | 8.7 | 0 | 2019-10-21 | 14.2 | 3.8 | 0 | 2018-10-21 | 3.6 | 14.4 | 0 | 2017-10-21 | 14.8 | 3.2 | 0 | 2016-10-21 | 7.1 | 10.9 | 0 | 6.63 | 0.04
2025-10-21 | 10.4 | 7.6 | 0 | 2024-10-21 | 16.6 | 1.4 | 0 | 2023-10-21 | 8.2 | 9.8 | 0 | 2022-10-21 | 13.5 | 4.5 | 0 | 2021-10-21 | 13.9 | 4.1 | 0 | 2020-10-21 | 8.8 | 9.2 | 0 | 2019-10-21 | 14.4 | 3.6 | 0 | 2018-10-21 | 3.4 | 14.6 | 0 | 2017-10-21 | 14.5 | 3.5 | 0 | 2016-10-21 | 6.7 | 11.3 | 0 | 6.96 | 0
2025-10-21 | 9 | 9 | 0 | 2024-10-21 | 16.5 | 1.5 | 0 | 2023-10-21 | 7.3 | 10.7 | 0 | 2022-10-21 | 13.9 | 4.1 | 0 | 2021-10-21 | 11.9 | 6.1 | 0 | 2020-10-21 | 9.2 | 8.8 | 0 | 2019-10-21 | 14.6 | 3.4 | 0 | 2018-10-21 | 3.4 | 14.6 | 0 | 2017-10-21 | 12.8 | 5.2 | 0 | 2016-10-21 | 6.5 | 11.5 | 0 | 7.49 | 0
2025-10-21 | 9.9 | 8.1 | 0 | 2024-10-21 | 16.8 | 1.2 | 0 | 2023-10-21 | 7 | 11 | 0 | 2022-10-21 | 14.2 | 3.8 | 0 | 2021-10-21 | 10.8 | 7.2 | 0 | 2020-10-21 | 8.5 | 9.5 | 0 | 2019-10-21 | 14.4 | 3.6 | 0 | 2018-10-21 | 3.6 | 14.4 | 0 | 2017-10-21 | 13.7 | 4.3 | 0 | 2016-10-21 | 5.8 | 12.2 | 0 | 7.53 | 0
2025-10-22 | 9.1 | 8.9 | 0 | 2024-10-22 | 15.4 | 2.6 | 0 | 2023-10-22 | 6.4 | 11.6 | 0 | 2022-10-22 | 14.2 | 3.8 | 0 | 2021-10-22 | 9.4 | 8.6 | 0 | 2020-10-22 | 8.5 | 9.5 | 0 | 2019-10-22 | 13.9 | 4.1 | 0 | 2018-10-22 | 3.5 | 14.5 | 0 | 2017-10-22 | 13.1 | 4.9 | 0 | 2016-10-22 | 5.4 | 12.6 | 0 | 8.11 | 0
2025-10-22 | 8.4 | 9.6 | 0 | 2024-10-22 | 14.1 | 3.9 | 0 | 2023-10-22 | 5.8 | 12.2 | 0 | 2022-10-22 | 14.1 | 3.9 | 0 | 2021-10-22 | 8.3 | 9.7 | 0 | 2020-10-22 | 8.7 | 9.3 | 0 | 2019-10-22 | 13 | 5 | 0 | 2018-10-22 | 3.5 | 14.5 | 0 | 2017-10-22 | 12.9 | 5.1 | 0 | 2016-10-22 | 4.8 | 13.2 | 0 | 8.64 | 0
2025-10-22 | 8.3 | 9.7 | 0 | 2024-10-22 | 15.2 | 2.8 | 0 | 2023-10-22 | 6.1 | 11.9 | 0 | 2022-10-22 | 13.8 | 4.2 | 0 | 2021-10-22 | 8.4 | 9.6 | 0 | 2020-10-22 | 9.4 | 8.6 | 0 | 2019-10-22 | 12.4 | 5.6 | 0 | 2018-10-22 | 3.6 | 14.4 | 0 | 2017-10-22 | 11.7 | 6.3 | 0 | 2016-10-22 | 4.2 | 13.8 | 0 | 8.69 | 0
2025-10-22 | 7.7 | 10.3 | 0 | 2024-10-22 | 13.2 | 4.8 | 0 | 2023-10-22 | 6 | 12 | 0 | 2022-10-22 | 13.5 | 4.5 | 0 | 2021-10-22 | 7.7 | 10.3 | 0 | 2020-10-22 | 9.5 | 8.5 | 0 | 2019-10-22 | 12.7 | 5.3 | 0 | 2018-10-22 | 3.6 | 14.4 | 0 | 2017-10-22 | 10.9 | 7.1 | 0 | 2016-10-22 | 4.3 | 13.7 | 0 | 9.09 | 0
2025-10-22 | 6.7 | 11.3 | 0 | 2024-10-22 | 14.3 | 3.7 | 0 | 2023-10-22 | 5.4 | 12.6 | 0 | 2022-10-22 | 12.8 | 5.2 | 0 | 2021-10-22 | 7 | 11 | 0 | 2020-10-22 | 9.2 | 8.8 | 0 | 2019-10-22 | 13.2 | 4.8 | 0 | 2018-10-22 | 3.6 | 14.4 | 0 | 2017-10-22 | 11.2 | 6.8 | 0 | 2016-10-22 | 4 | 14 | 0 | 9.26 | 0
2025-10-22 | 6.4 | 11.6 | 0 | 2024-10-22 | 14.5 | 3.5 | 0 | 2023-10-22 | 5 | 13 | 0 | 2022-10-22 | 12.3 | 5.7 | 0 | 2021-10-22 | 5.4 | 12.6 | 0 | 2020-10-22 | 9.3 | 8.7 | 0 | 2019-10-22 | 13.7 | 4.3 | 0 | 2018-10-22 | 4.2 | 13.8 | 0 | 2017-10-22 | 11.2 | 6.8 | 0 | 2016-10-22 | 3.8 | 14.2 | 0 | 9.42 | 0
2025-10-22 | 6 | 12 | 0 | 2024-10-22 | 13.5 | 4.5 | 0 | 2023-10-22 | 5.6 | 12.4 | 0 | 2022-10-22 | 12.1 | 5.9 | 0 | 2021-10-22 | 5.4 | 12.6 | 0 | 2020-10-22 | 9.5 | 8.5 | 0 | 2019-10-22 | 13.6 | 4.4 | 0 | 2018-10-22 | 4.4 | 13.6 | 0 | 2017-10-22 | 10.7 | 7.3 | 0 | 2016-10-22 | 3.8 | 14.2 | 0 | 9.54 | 0
2025-10-22 | 6.5 | 11.5 | 0 | 2024-10-22 | 10.8 | 7.2 | 0 | 2023-10-22 | 5.6 | 12.4 | 0 | 2022-10-22 | 11.7 | 6.3 | 0 | 2021-10-22 | 5.1 | 12.9 | 0 | 2020-10-22 | 8.6 | 9.4 | 0 | 2019-10-22 | 13.8 | 4.2 | 0 | 2018-10-22 | 4.2 | 13.8 | 0 | 2017-10-22 | 8.7 | 9.3 | 0 | 2016-10-22 | 3.4 | 14.6 | 0 | 10.16 | 0
2025-10-22 | 6.9 | 11.1 | 0 | 2024-10-22 | 14.9 | 3.1 | 0 | 2023-10-22 | 5.6 | 12.4 | 0 | 2022-10-22 | 12.6 | 5.4 | 0 | 2021-10-22 | 5.2 | 12.8 | 0 | 2020-10-22 | 8.8 | 9.2 | 0 | 2019-10-22 | 14.2 | 3.8 | 0 | 2018-10-22 | 4.9 | 13.1 | 0 | 2017-10-22 | 12 | 6 | 0 | 2016-10-22 | 4.8 | 13.2 | 0 | 9.01 | 0
2025-10-22 | 8 | 10 | 0 | 2024-10-22 | 17.6 | 0.4 | 0 | 2023-10-22 | 5.9 | 12.1 | 0 | 2022-10-22 | 15.1 | 2.9 | 0 | 2021-10-22 | 5.2 | 12.8 | 0 | 2020-10-22 | 9.3 | 8.7 | 0 | 2019-10-22 | 14.2 | 3.8 | 0 | 2018-10-22 | 7 | 11 | 0 | 2017-10-22 | 16.2 | 1.8 | 0 | 2016-10-22 | 5.2 | 12.8 | 0 | 7.63 | 0
2025-10-22 | 9.2 | 8.8 | 0 | 2024-10-22 | 20.9 | 0 | 2.9 | 2023-10-22 | 7.1 | 10.9 | 0 | 2022-10-22 | 17.3 | 0.7 | 0 | 2021-10-22 | 5.8 | 12.2 | 0 | 2020-10-22 | 9.8 | 8.2 | 0 | 2019-10-22 | 14.2 | 3.8 | 0 | 2018-10-22 | 8.1 | 9.9 | 0 | 2017-10-22 | 18.8 | 0 | 0.8 | 2016-10-22 | 6 | 12 | 0 | 6.65 | 0.37
2025-10-22 | 10.5 | 7.5 | 0 | 2024-10-22 | 21.8 | 0 | 3.8 | 2023-10-22 | 9.2 | 8.8 | 0 | 2022-10-22 | 18.8 | 0 | 0.8 | 2021-10-22 | 6.2 | 11.8 | 0 | 2020-10-22 | 10.3 | 7.7 | 0 | 2019-10-22 | 14.4 | 3.6 | 0 | 2018-10-22 | 10.1 | 7.9 | 0 | 2017-10-22 | 20.8 | 0 | 2.8 | 2016-10-22 | 6.2 | 11.8 | 0 | 5.91 | 0.74
2025-10-22 | 10.8 | 7.2 | 0 | 2024-10-22 | 20.7 | 0 | 2.7 | 2023-10-22 | 10.2 | 7.8 | 0 | 2022-10-22 | 20.5 | 0 | 2.5 | 2021-10-22 | 7.2 | 10.8 | 0 | 2020-10-22 | 10.7 | 7.3 | 0 | 2019-10-22 | 14.6 | 3.4 | 0 | 2018-10-22 | 10.5 | 7.5 | 0 | 2017-10-22 | 20.8 | 0 | 2.8 | 2016-10-22 | 7.6 | 10.4 | 0 | 5.44 | 0.8
2025-10-22 | 10.9 | 7.1 | 0 | 2024-10-22 | 22.7 | 0 | 4.7 | 2023-10-22 | 10.9 | 7.1 | 0 | 2022-10-22 | 20 | 0 | 2 | 2021-10-22 | 7.6 | 10.4 | 0 | 2020-10-22 | 11.3 | 6.7 | 0 | 2019-10-22 | 15.1 | 2.9 | 0 | 2018-10-22 | 9.3 | 8.7 | 0 | 2017-10-22 | 22.1 | 0 | 4.1 | 2016-10-22 | 8.1 | 9.9 | 0 | 5.28 | 1.08
2025-10-22 | 9.2 | 8.8 | 0 | 2024-10-22 | 23.3 | 0 | 5.3 | 2023-10-22 | 11.1 | 6.9 | 0 | 2022-10-22 | 20.6 | 0 | 2.6 | 2021-10-22 | 8.2 | 9.8 | 0 | 2020-10-22 | 11.6 | 6.4 | 0 | 2019-10-22 | 15.3 | 2.7 | 0 | 2018-10-22 | 9.7 | 8.3 | 0 | 2017-10-22 | 22.2 | 0 | 4.2 | 2016-10-22 | 8.3 | 9.7 | 0 | 5.26 | 1.21
2025-10-22 | 9.4 | 8.6 | 0 | 2024-10-22 | 23 | 0 | 5 | 2023-10-22 | 11.1 | 6.9 | 0 | 2022-10-22 | 19.6 | 0 | 1.6 | 2021-10-22 | 9.2 | 8.8 | 0 | 2020-10-22 | 12.1 | 5.9 | 0 | 2019-10-22 | 14.9 | 3.1 | 0 | 2018-10-22 | 10.1 | 7.9 | 0 | 2017-10-22 | 21.6 | 0 | 3.6 | 2016-10-22 | 7.9 | 10.1 | 0 | 5.13 | 1.02
2025-10-22 | 9.2 | 8.8 | 0 | 2024-10-22 | 22.2 | 0 | 4.2 | 2023-10-22 | 10.6 | 7.4 | 0 | 2022-10-22 | 19.3 | 0 | 1.3 | 2021-10-22 | 8.4 | 9.6 | 0 | 2020-10-22 | 12 | 6 | 0 | 2019-10-22 | 17.1 | 0.9 | 0 | 2018-10-22 | 9.8 | 8.2 | 0 | 2017-10-22 | 19.3 | 0 | 1.3 | 2016-10-22 | 7.6 | 10.4 | 0 | 5.13 | 0.68
2025-10-22 | 8.8 | 9.2 | 0 | 2024-10-22 | 21 | 0 | 3 | 2023-10-22 | 9.3 | 8.7 | 0 | 2022-10-22 | 19 | 0 | 1 | 2021-10-22 | 7.9 | 10.1 | 0 | 2020-10-22 | 11.7 | 6.3 | 0 | 2019-10-22 | 15.2 | 2.8 | 0 | 2018-10-22 | 9.4 | 8.6 | 0 | 2017-10-22 | 18.3 | 0 | 0.3 | 2016-10-22 | 6.8 | 11.2 | 0 | 5.69 | 0.43
2025-10-22 | 7.2 | 10.8 | 0 | 2024-10-22 | 20.4 | 0 | 2.4 | 2023-10-22 | 7.8 | 10.2 | 0 | 2022-10-22 | 17.1 | 0.9 | 0 | 2021-10-22 | 7.7 | 10.3 | 0 | 2020-10-22 | 11.4 | 6.6 | 0 | 2019-10-22 | 14.9 | 3.1 | 0 | 2018-10-22 | 8.4 | 9.6 | 0 | 2017-10-22 | 17.4 | 0.6 | 0 | 2016-10-22 | 6.3 | 11.7 | 0 | 6.38 | 0.24
2025-10-22 | 6.7 | 11.3 | 0 | 2024-10-22 | 19.7 | 0 | 1.7 | 2023-10-22 | 6.5 | 11.5 | 0 | 2022-10-22 | 14.1 | 3.9 | 0 | 2021-10-22 | 7.3 | 10.7 | 0 | 2020-10-22 | 11.4 | 6.6 | 0 | 2019-10-22 | 12.6 | 5.4 | 0 | 2018-10-22 | 7.7 | 10.3 | 0 | 2017-10-22 | 16.5 | 1.5 | 0 | 2016-10-22 | 5.7 | 12.3 | 0 | 7.35 | 0.17
2025-10-22 | 6.8 | 11.2 | 0 | 2024-10-22 | 18.3 | 0 | 0.3 | 2023-10-22 | 5.7 | 12.3 | 0 | 2022-10-22 | 13 | 5 | 0 | 2021-10-22 | 6.9 | 11.1 | 0 | 2020-10-22 | 11.2 | 6.8 | 0 | 2019-10-22 | 11.2 | 6.8 | 0 | 2018-10-22 | 6.8 | 11.2 | 0 | 2017-10-22 | 15.7 | 2.3 | 0 | 2016-10-22 | 5.4 | 12.6 | 0 | 7.93 | 0.03
2025-10-22 | 6.3 | 11.7 | 0 | 2024-10-22 | 16.7 | 1.3 | 0 | 2023-10-22 | 5.3 | 12.7 | 0 | 2022-10-22 | 13.3 | 4.7 | 0 | 2021-10-22 | 6.1 | 11.9 | 0 | 2020-10-22 | 11.4 | 6.6 | 0 | 2019-10-22 | 11.3 | 6.7 | 0 | 2018-10-22 | 5.4 | 12.6 | 0 | 2017-10-22 | 15.2 | 2.8 | 0 | 2016-10-22 | 4.9 | 13.1 | 0 | 8.41 | 0
2025-10-22 | 6.2 | 11.8 | 0 | 2024-10-22 | 16 | 2 | 0 | 2023-10-22 | 4.5 | 13.5 | 0 | 2022-10-22 | 12.9 | 5.1 | 0 | 2021-10-22 | 5.5 | 12.5 | 0 | 2020-10-22 | 11.4 | 6.6 | 0 | 2019-10-22 | 11.2 | 6.8 | 0 | 2018-10-22 | 5.3 | 12.7 | 0 | 2017-10-22 | 15.3 | 2.7 | 0 | 2016-10-22 | 4.7 | 13.3 | 0 | 8.7 | 0
2025-10-22 | 6.8 | 11.2 | 0 | 2024-10-22 | 15.7 | 2.3 | 0 | 2023-10-22 | 4.1 | 13.9 | 0 | 2022-10-22 | 11.5 | 6.5 | 0 | 2021-10-22 | 5.4 | 12.6 | 0 | 2020-10-22 | 11.3 | 6.7 | 0 | 2019-10-22 | 10 | 8 | 0 | 2018-10-22 | 4.3 | 13.7 | 0 | 2017-10-22 | 15.4 | 2.6 | 0 | 2016-10-22 | 4.2 | 13.8 | 0 | 9.13 | 0
2025-10-23 | 6.6 | 11.4 | 0 | 2024-10-23 | 14.4 | 3.6 | 0 | 2023-10-23 | 3.3 | 14.7 | 0 | 2022-10-23 | 11.9 | 6.1 | 0 | 2021-10-23 | 4.7 | 13.3 | 0 | 2020-10-23 | 11.4 | 6.6 | 0 | 2019-10-23 | 9.3 | 8.7 | 0 | 2018-10-23 | 3.5 | 14.5 | 0 | 2017-10-23 | 15.7 | 2.3 | 0 | 2016-10-23 | 3.6 | 14.4 | 0 | 9.56 | 0
2025-10-23 | 6.7 | 11.3 | 0 | 2024-10-23 | 13.6 | 4.4 | 0 | 2023-10-23 | 1.2 | 16.8 | 0 | 2022-10-23 | 10.8 | 7.2 | 0 | 2021-10-23 | 5.3 | 12.7 | 0 | 2020-10-23 | 11.5 | 6.5 | 0 | 2019-10-23 | 8.9 | 9.1 | 0 | 2018-10-23 | 2.4 | 15.6 | 0 | 2017-10-23 | 16 | 2 | 0 | 2016-10-23 | 3.5 | 14.5 | 0 | 10.01 | 0
2025-10-23 | 7.2 | 10.8 | 0 | 2024-10-23 | 12.8 | 5.2 | 0 | 2023-10-23 | 0.4 | 17.6 | 0 | 2022-10-23 | 9.8 | 8.2 | 0 | 2021-10-23 | 4.8 | 13.2 | 0 | 2020-10-23 | 11.6 | 6.4 | 0 | 2019-10-23 | 9.1 | 8.9 | 0 | 2018-10-23 | 3.5 | 14.5 | 0 | 2017-10-23 | 15.7 | 2.3 | 0 | 2016-10-23 | 3.2 | 14.8 | 0 | 10.19 | 0
2025-10-23 | 6.8 | 11.2 | 0 | 2024-10-23 | 13.3 | 4.7 | 0 | 2023-10-23 | 1.6 | 16.4 | 0 | 2022-10-23 | 9.7 | 8.3 | 0 | 2021-10-23 | 4.3 | 13.7 | 0 | 2020-10-23 | 11.6 | 6.4 | 0 | 2019-10-23 | 8.4 | 9.6 | 0 | 2018-10-23 | 2.6 | 15.4 | 0 | 2017-10-23 | 15.5 | 2.5 | 0 | 2016-10-23 | 4.7 | 13.3 | 0 | 10.15 | 0
2025-10-23 | 6.7 | 11.3 | 0 | 2024-10-23 | 15.4 | 2.6 | 0 | 2023-10-23 | 1.3 | 16.7 | 0 | 2022-10-23 | 8.5 | 9.5 | 0 | 2021-10-23 | 4.4 | 13.6 | 0 | 2020-10-23 | 11.6 | 6.4 | 0 | 2019-10-23 | 7.2 | 10.8 | 0 | 2018-10-23 | 3.6 | 14.4 | 0 | 2017-10-23 | 15.3 | 2.7 | 0 | 2016-10-23 | 5.5 | 12.5 | 0 | 10.05 | 0
2025-10-23 | 7 | 11 | 0 | 2024-10-23 | 15.8 | 2.2 | 0 | 2023-10-23 | 0.6 | 17.4 | 0 | 2022-10-23 | 9.1 | 8.9 | 0 | 2021-10-23 | 3.7 | 14.3 | 0 | 2020-10-23 | 11.5 | 6.5 | 0 | 2019-10-23 | 6.8 | 11.2 | 0 | 2018-10-23 | 4.3 | 13.7 | 0 | 2017-10-23 | 15.3 | 2.7 | 0 | 2016-10-23 | 6.1 | 11.9 | 0 | 9.98 | 0
2025-10-23 | 6.8 | 11.2 | 0 | 2024-10-23 | 16.3 | 1.7 | 0 | 2023-10-23 | 0.6 | 17.4 | 0 | 2022-10-23 | 8.8 | 9.2 | 0 | 2021-10-23 | 3.6 | 14.4 | 0 | 2020-10-23 | 11.4 | 6.6 | 0 | 2019-10-23 | 7.8 | 10.2 | 0 | 2018-10-23 | 3.5 | 14.5 | 0 | 2017-10-23 | 15.9 | 2.1 | 0 | 2016-10-23 | 6.4 | 11.6 | 0 | 9.89 | 0
2025-10-23 | 7.3 | 10.7 | 0 | 2024-10-23 | 16.5 | 1.5 | 0 | 2023-10-23 | 1.1 | 16.9 | 0 | 2022-10-23 | 9 | 9 | 0 | 2021-10-23 | 3.5 | 14.5 | 0 | 2020-10-23 | 10.9 | 7.1 | 0 | 2019-10-23 | 7.5 | 10.5 | 0 | 2018-10-23 | 3.6 | 14.4 | 0 | 2017-10-23 | 15.6 | 2.4 | 0 | 2016-10-23 | 5.6 | 12.4 | 0 | 9.94 | 0
2025-10-23 | 8.6 | 9.4 | 0 | 2024-10-23 | 17.3 | 0.7 | 0 | 2023-10-23 | 3.2 | 14.8 | 0 | 2022-10-23 | 11.5 | 6.5 | 0 | 2021-10-23 | 4.1 | 13.9 | 0 | 2020-10-23 | 11 | 7 | 0 | 2019-10-23 | 8.4 | 9.6 | 0 | 2018-10-23 | 5.2 | 12.8 | 0 | 2017-10-23 | 16.3 | 1.7 | 0 | 2016-10-23 | 6.8 | 11.2 | 0 | 8.76 | 0
2025-10-23 | 10.2 | 7.8 | 0 | 2024-10-23 | 17.8 | 0.2 | 0 | 2023-10-23 | 7.1 | 10.9 | 0 | 2022-10-23 | 14.1 | 3.9 | 0 | 2021-10-23 | 4.8 | 13.2 | 0 | 2020-10-23 | 11.6 | 6.4 | 0 | 2019-10-23 | 10.4 | 7.6 | 0 | 2018-10-23 | 6.3 | 11.7 | 0 | 2017-10-23 | 17 | 1 | 0 | 2016-10-23 | 8.2 | 9.8 | 0 | 7.25 | 0
2025-10-23 | 11.1 | 6.9 | 0 | 2024-10-23 | 19.3 | 0 | 1.3 | 2023-10-23 | 9.4 | 8.6 | 0 | 2022-10-23 | 15.8 | 2.2 | 0 | 2021-10-23 | 6.2 | 11.8 | 0 | 2020-10-23 | 13.2 | 4.8 | 0 | 2019-10-23 | 11.6 | 6.4 | 0 | 2018-10-23 | 8.3 | 9.7 | 0 | 2017-10-23 | 18.3 | 0 | 0.3 | 2016-10-23 | 9.2 | 8.8 | 0 | 5.92 | 0.16
2025-10-23 | 12.4 | 5.6 | 0 | 2024-10-23 | 20.1 | 0 | 2.1 | 2023-10-23 | 10.8 | 7.2 | 0 | 2022-10-23 | 16.9 | 1.1 | 0 | 2021-10-23 | 7.9 | 10.1 | 0 | 2020-10-23 | 15.6 | 2.4 | 0 | 2019-10-23 | 11.9 | 6.1 | 0 | 2018-10-23 | 7.4 | 10.6 | 0 | 2017-10-23 | 18.8 | 0 | 0.8 | 2016-10-23 | 10.4 | 7.6 | 0 | 5.07 | 0.29
2025-10-23 | 11.2 | 6.8 | 0 | 2024-10-23 | 21.2 | 0 | 3.2 | 2023-10-23 | 11.9 | 6.1 | 0 | 2022-10-23 | 17.4 | 0.6 | 0 | 2021-10-23 | 8.2 | 9.8 | 0 | 2020-10-23 | 17.4 | 0.6 | 0 | 2019-10-23 | 11.5 | 6.5 | 0 | 2018-10-23 | 8.8 | 9.2 | 0 | 2017-10-23 | 18.3 | 0 | 0.3 | 2016-10-23 | 11.7 | 6.3 | 0 | 4.59 | 0.35
2025-10-23 | 9.6 | 8.4 | 0 | 2024-10-23 | 20.2 | 0 | 2.2 | 2023-10-23 | 13.1 | 4.9 | 0 | 2022-10-23 | 18 | 0 | 0 | 2021-10-23 | 8.7 | 9.3 | 0 | 2020-10-23 | 19.8 | 0 | 1.8 | 2019-10-23 | 13.5 | 4.5 | 0 | 2018-10-23 | 9.2 | 8.8 | 0 | 2017-10-23 | 18.2 | 0 | 0.2 | 2016-10-23 | 12.7 | 5.3 | 0 | 4.12 | 0.42
2025-10-23 | 11.6 | 6.4 | 0 | 2024-10-23 | 19.9 | 0 | 1.9 | 2023-10-23 | 13.7 | 4.3 | 0 | 2022-10-23 | 18.1 | 0 | 0.1 | 2021-10-23 | 9.3 | 8.7 | 0 | 2020-10-23 | 22 | 0 | 4 | 2019-10-23 | 13.7 | 4.3 | 0 | 2018-10-23 | 9.1 | 8.9 | 0 | 2017-10-23 | 18.4 | 0 | 0.4 | 2016-10-23 | 14.6 | 3.4 | 0 | 3.6 | 0.64
2025-10-23 | 10.7 | 7.3 | 0 | 2024-10-23 | 19.5 | 0 | 1.5 | 2023-10-23 | 13.6 | 4.4 | 0 | 2022-10-23 | 18.3 | 0 | 0.3 | 2021-10-23 | 8.8 | 9.2 | 0 | 2020-10-23 | 23.8 | 0 | 5.8 | 2019-10-23 | 12.8 | 5.2 | 0 | 2018-10-23 | 8.1 | 9.9 | 0 | 2017-10-23 | 18.3 | 0 | 0.3 | 2016-10-23 | 14.1 | 3.9 | 0 | 3.99 | 0.79
2025-10-23 | 9.9 | 8.1 | 0 | 2024-10-23 | 17.3 | 0.7 | 0 | 2023-10-23 | 13 | 5 | 0 | 2022-10-23 | 18.5 | 0 | 0.5 | 2021-10-23 | 9.3 | 8.7 | 0 | 2020-10-23 | 24.3 | 0 | 6.3 | 2019-10-23 | 13 | 5 | 0 | 2018-10-23 | 7.8 | 10.2 | 0 | 2017-10-23 | 17 | 1 | 0 | 2016-10-23 | 13.5 | 4.5 | 0 | 4.32 | 0.68
2025-10-23 | 9.8 | 8.2 | 0 | 2024-10-23 | 15.8 | 2.2 | 0 | 2023-10-23 | 11.7 | 6.3 | 0 | 2022-10-23 | 16.4 | 1.6 | 0 | 2021-10-23 | 8.3 | 9.7 | 0 | 2020-10-23 | 23.7 | 0 | 5.7 | 2019-10-23 | 11.7 | 6.3 | 0 | 2018-10-23 | 7.5 | 10.5 | 0 | 2017-10-23 | 16.9 | 1.1 | 0 | 2016-10-23 | 13.2 | 4.8 | 0 | 5.07 | 0.57
2025-10-23 | 8.7 | 9.3 | 0 | 2024-10-23 | 13.6 | 4.4 | 0 | 2023-10-23 | 10.9 | 7.1 | 0 | 2022-10-23 | 14.5 | 3.5 | 0 | 2021-10-23 | 8.1 | 9.9 | 0 | 2020-10-23 | 23.1 | 0 | 5.1 | 2019-10-23 | 10.7 | 7.3 | 0 | 2018-10-23 | 6.9 | 11.1 | 0 | 2017-10-23 | 16.4 | 1.6 | 0 | 2016-10-23 | 12.3 | 5.7 | 0 | 5.99 | 0.51
2025-10-23 | 8.2 | 9.8 | 0 | 2024-10-23 | 11.4 | 6.6 | 0 | 2023-10-23 | 10.9 | 7.1 | 0 | 2022-10-23 | 13.2 | 4.8 | 0 | 2021-10-23 | 8.2 | 9.8 | 0 | 2020-10-23 | 20.1 | 0 | 2.1 | 2019-10-23 | 10.6 | 7.4 | 0 | 2018-10-23 | 6.1 | 11.9 | 0 | 2017-10-23 | 16 | 2 | 0 | 2016-10-23 | 11.7 | 6.3 | 0 | 6.57 | 0.21
2025-10-23 | 7.7 | 10.3 | 0 | 2024-10-23 | 10.9 | 7.1 | 0 | 2023-10-23 | 10.7 | 7.3 | 0 | 2022-10-23 | 12.7 | 5.3 | 0 | 2021-10-23 | 8.2 | 9.8 | 0 | 2020-10-23 | 18.6 | 0 | 0.6 | 2019-10-23 | 10.1 | 7.9 | 0 | 2018-10-23 | 5.1 | 12.9 | 0 | 2017-10-23 | 16.4 | 1.6 | 0 | 2016-10-23 | 10.6 | 7.4 | 0 | 6.96 | 0.06
2025-10-23 | 6.9 | 11.1 | 0 | 2024-10-23 | 10.2 | 7.8 | 0 | 2023-10-23 | 10 | 8 | 0 | 2022-10-23 | 12.1 | 5.9 | 0 | 2021-10-23 | 8.3 | 9.7 | 0 | 2020-10-23 | 17.7 | 0.3 | 0 | 2019-10-23 | 9.4 | 8.6 | 0 | 2018-10-23 | 5.5 | 12.5 | 0 | 2017-10-23 | 16.7 | 1.3 | 0 | 2016-10-23 | 10.6 | 7.4 | 0 | 7.26 | 0
2025-10-23 | 6.7 | 11.3 | 0 | 2024-10-23 | 9.6 | 8.4 | 0 | 2023-10-23 | 9.6 | 8.4 | 0 | 2022-10-23 | 12 | 6 | 0 | 2021-10-23 | 8.8 | 9.2 | 0 | 2020-10-23 | 14.3 | 3.7 | 0 | 2019-10-23 | 9.3 | 8.7 | 0 | 2018-10-23 | 4.8 | 13.2 | 0 | 2017-10-23 | 16.7 | 1.3 | 0 | 2016-10-23 | 9.4 | 8.6 | 0 | 7.88 | 0
2025-10-23 | 6.1 | 11.9 | 0 | 2024-10-23 | 8.9 | 9.1 | 0 | 2023-10-23 | 10 | 8 | 0 | 2022-10-23 | 11.1 | 6.9 | 0 | 2021-10-23 | 7.8 | 10.2 | 0 | 2020-10-23 | 10.5 | 7.5 | 0 | 2019-10-23 | 9 | 9 | 0 | 2018-10-23 | 4.6 | 13.4 | 0 | 2017-10-23 | 15.7 | 2.3 | 0 | 2016-10-23 | 8.4 | 9.6 | 0 | 8.79 | 0
2025-10-24 | 6.6 | 11.4 | 0 | 2024-10-24 | 7.7 | 10.3 | 0 | 2023-10-24 | 9.6 | 8.4 | 0 | 2022-10-24 | 9.1 | 8.9 | 0 | 2021-10-24 | 7 | 11 | 0 | 2020-10-24 | 9.2 | 8.8 | 0 | 2019-10-24 | 8.9 | 9.1 | 0 | 2018-10-24 | 3.9 | 14.1 | 0 | 2017-10-24 | 15.1 | 2.9 | 0 | 2016-10-24 | 7.2 | 10.8 | 0 | 9.57 | 0
2025-10-24 | 6.5 | 11.5 | 0 | 2024-10-24 | 7.1 | 10.9 | 0 | 2023-10-24 | 9.7 | 8.3 | 0 | 2022-10-24 | 8.4 | 9.6 | 0 | 2021-10-24 | 7.5 | 10.5 | 0 | 2020-10-24 | 8.2 | 9.8 | 0 | 2019-10-24 | 9.8 | 8.2 | 0 | 2018-10-24 | 3.6 | 14.4 | 0 | 2017-10-24 | 14.3 | 3.7 | 0 | 2016-10-24 | 5.9 | 12.1 | 0 | 9.9 | 0
2025-10-24 | 6.2 | 11.8 | 0 | 2024-10-24 | 6 | 12 | 0 | 2023-10-24 | 9.6 | 8.4 | 0 | 2022-10-24 | 7.6 | 10.4 | 0 | 2021-10-24 | 7.6 | 10.4 | 0 | 2020-10-24 | 8 | 10 | 0 | 2019-10-24 | 10.3 | 7.7 | 0 | 2018-10-24 | 3.5 | 14.5 | 0 | 2017-10-24 | 14.4 | 3.6 | 0 | 2016-10-24 | 6.5 | 11.5 | 0 | 10.03 | 0
2025-10-24 | 6.2 | 11.8 | 0 | 2024-10-24 | 6.1 | 11.9 | 0 | 2023-10-24 | 9.8 | 8.2 | 0 | 2022-10-24 | 7.4 | 10.6 | 0 | 2021-10-24 | 6.6 | 11.4 | 0 | 2020-10-24 | 7.1 | 10.9 | 0 | 2019-10-24 | 11.6 | 6.4 | 0 | 2018-10-24 | 3.2 | 14.8 | 0 | 2017-10-24 | 14.6 | 3.4 | 0 | 2016-10-24 | 8.4 | 9.6 | 0 | 9.9 | 0
2025-10-24 | 6 | 12 | 0 | 2024-10-24 | 5.5 | 12.5 | 0 | 2023-10-24 | 9.5 | 8.5 | 0 | 2022-10-24 | 7.2 | 10.8 | 0 | 2021-10-24 | 5.5 | 12.5 | 0 | 2020-10-24 | 6 | 12 | 0 | 2019-10-24 | 11.7 | 6.3 | 0 | 2018-10-24 | 2.9 | 15.1 | 0 | 2017-10-24 | 15.2 | 2.8 | 0 | 2016-10-24 | 7.9 | 10.1 | 0 | 10.26 | 0
2025-10-24 | 6 | 12 | 0 | 2024-10-24 | 3.9 | 14.1 | 0 | 2023-10-24 | 9.1 | 8.9 | 0 | 2022-10-24 | 5.8 | 12.2 | 0 | 2021-10-24 | 5 | 13 | 0 | 2020-10-24 | 5 | 13 | 0 | 2019-10-24 | 12.3 | 5.7 | 0 | 2018-10-24 | 2.4 | 15.6 | 0 | 2017-10-24 | 14.4 | 3.6 | 0 | 2016-10-24 | 7.3 | 10.7 | 0 | 10.88 | 0
2025-10-24 | 6.4 | 11.6 | 0 | 2024-10-24 | 4.8 | 13.2 | 0 | 2023-10-24 | 9.6 | 8.4 | 0 | 2022-10-24 | 6.2 | 11.8 | 0 | 2021-10-24 | 4.7 | 13.3 | 0 | 2020-10-24 | 4.6 | 13.4 | 0 | 2019-10-24 | 12.3 | 5.7 | 0 | 2018-10-24 | 2.5 | 15.5 | 0 | 2017-10-24 | 13.2 | 4.8 | 0 | 2016-10-24 | 7.2 | 10.8 | 0 | 10.85 | 0
2025-10-24 | 6.3 | 11.7 | 0 | 2024-10-24 | 5 | 13 | 0 | 2023-10-24 | 9.8 | 8.2 | 0 | 2022-10-24 | 7.1 | 10.9 | 0 | 2021-10-24 | 2.8 | 15.2 | 0 | 2020-10-24 | 4.5 | 13.5 | 0 | 2019-10-24 | 11 | 7 | 0 | 2018-10-24 | 2.1 | 15.9 | 0 | 2017-10-24 | 11.5 | 6.5 | 0 | 2016-10-24 | 7.1 | 10.9 | 0 | 11.28 | 0
2025-10-24 | 7.1 | 10.9 | 0 | 2024-10-24 | 7.7 | 10.3 | 0 | 2023-10-24 | 10.8 | 7.2 | 0 | 2022-10-24 | 9.6 | 8.4 | 0 | 2021-10-24 | 5.7 | 12.3 | 0 | 2020-10-24 | 4.6 | 13.4 | 0 | 2019-10-24 | 10.5 | 7.5 | 0 | 2018-10-24 | 3 | 15 | 0 | 2017-10-24 | 12.2 | 5.8 | 0 | 2016-10-24 | 7.4 | 10.6 | 0 | 10.14 | 0
2025-10-24 | 8.2 | 9.8 | 0 | 2024-10-24 | 8.5 | 9.5 | 0 | 2023-10-24 | 12.7 | 5.3 | 0 | 2022-10-24 | 11.8 | 6.2 | 0 | 2021-10-24 | 8.1 | 9.9 | 0 | 2020-10-24 | 4.8 | 13.2 | 0 | 2019-10-24 | 13.2 | 4.8 | 0 | 2018-10-24 | 4 | 14 | 0 | 2017-10-24 | 12.8 | 5.2 | 0 | 2016-10-24 | 7.8 | 10.2 | 0 | 8.81 | 0
2025-10-24 | 9.4 | 8.6 | 0 | 2024-10-24 | 9.5 | 8.5 | 0 | 2023-10-24 | 14 | 4 | 0 | 2022-10-24 | 13.8 | 4.2 | 0 | 2021-10-24 | 9.6 | 8.4 | 0 | 2020-10-24 | 5.5 | 12.5 | 0 | 2019-10-24 | 13.7 | 4.3 | 0 | 2018-10-24 | 4.3 | 13.7 | 0 | 2017-10-24 | 14.2 | 3.8 | 0 | 2016-10-24 | 8.7 | 9.3 | 0 | 7.73 | 0
2025-10-24 | 10.5 | 7.5 | 0 | 2024-10-24 | 9.7 | 8.3 | 0 | 2023-10-24 | 16.7 | 1.3 | 0 | 2022-10-24 | 15.8 | 2.2 | 0 | 2021-10-24 | 10.9 | 7.1 | 0 | 2020-10-24 | 6.5 | 11.5 | 0 | 2019-10-24 | 13.4 | 4.6 | 0 | 2018-10-24 | 5.2 | 12.8 | 0 | 2017-10-24 | 15.2 | 2.8 | 0 | 2016-10-24 | 8.7 | 9.3 | 0 | 6.74 | 0
2025-10-24 | 11 | 7 | 0 | 2024-10-24 | 10.8 | 7.2 | 0 | 2023-10-24 | 18.3 | 0 | 0.3 | 2022-10-24 | 16.6 | 1.4 | 0 | 2021-10-24 | 12 | 6 | 0 | 2020-10-24 | 7.3 | 10.7 | 0 | 2019-10-24 | 12.2 | 5.8 | 0 | 2018-10-24 | 4.6 | 13.4 | 0 | 2017-10-24 | 16.7 | 1.3 | 0 | 2016-10-24 | 9.4 | 8.6 | 0 | 6.14 | 0.03
2025-10-24 | 11.8 | 6.2 | 0 | 2024-10-24 | 10.4 | 7.6 | 0 | 2023-10-24 | 19.4 | 0 | 1.4 | 2022-10-24 | 17.4 | 0.6 | 0 | 2021-10-24 | 12 | 6 | 0 | 2020-10-24 | 6.9 | 11.1 | 0 | 2019-10-24 | 12 | 6 | 0 | 2018-10-24 | 4.5 | 13.5 | 0 | 2017-10-24 | 14.6 | 3.4 | 0 | 2016-10-24 | 10.1 | 7.9 | 0 | 6.23 | 0.14
2025-10-24 | 10.9 | 7.1 | 0 | 2024-10-24 | 11.3 | 6.7 | 0 | 2023-10-24 | 20 | 0 | 2 | 2022-10-24 | 18 | 0 | 0 | 2021-10-24 | 11 | 7 | 0 | 2020-10-24 | 7.5 | 10.5 | 0 | 2019-10-24 | 12.7 | 5.3 | 0 | 2018-10-24 | 4.2 | 13.8 | 0 | 2017-10-24 | 13.9 | 4.1 | 0 | 2016-10-24 | 9.8 | 8.2 | 0 | 6.27 | 0.2
2025-10-24 | 11.3 | 6.7 | 0 | 2024-10-24 | 10.7 | 7.3 | 0 | 2023-10-24 | 19 | 0 | 1 | 2022-10-24 | 18.6 | 0 | 0.6 | 2021-10-24 | 11.5 | 6.5 | 0 | 2020-10-24 | 7.5 | 10.5 | 0 | 2019-10-24 | 12.9 | 5.1 | 0 | 2018-10-24 | 4.4 | 13.6 | 0 | 2017-10-24 | 14.3 | 3.7 | 0 | 2016-10-24 | 9.5 | 8.5 | 0 | 6.19 | 0.16
2025-10-24 | 9.9 | 8.1 | 0 | 2024-10-24 | 10.9 | 7.1 | 0 | 2023-10-24 | 19.4 | 0 | 1.4 | 2022-10-24 | 17.7 | 0.3 | 0 | 2021-10-24 | 11.7 | 6.3 | 0 | 2020-10-24 | 7.3 | 10.7 | 0 | 2019-10-24 | 12.7 | 5.3 | 0 | 2018-10-24 | 4.4 | 13.6 | 0 | 2017-10-24 | 13.9 | 4.1 | 0 | 2016-10-24 | 8.9 | 9.1 | 0 | 6.46 | 0.14
2025-10-24 | 9.1 | 8.9 | 0 | 2024-10-24 | 9.7 | 8.3 | 0 | 2023-10-24 | 18.8 | 0 | 0.8 | 2022-10-24 | 15.7 | 2.3 | 0 | 2021-10-24 | 10.9 | 7.1 | 0 | 2020-10-24 | 6.7 | 11.3 | 0 | 2019-10-24 | 11.3 | 6.7 | 0 | 2018-10-24 | 4.3 | 13.7 | 0 | 2017-10-24 | 11 | 7 | 0 | 2016-10-24 | 7.9 | 10.1 | 0 | 7.54 | 0.08
2025-10-24 | 8.1 | 9.9 | 0 | 2024-10-24 | 9.1 | 8.9 | 0 | 2023-10-24 | 18 | 0 | 0 | 2022-10-24 | 15 | 3 | 0 | 2021-10-24 | 10.9 | 7.1 | 0 | 2020-10-24 | 5.7 | 12.3 | 0 | 2019-10-24 | 9.9 | 8.1 | 0 | 2018-10-24 | 3.8 | 14.2 | 0 | 2017-10-24 | 10.9 | 7.1 | 0 | 2016-10-24 | 7.4 | 10.6 | 0 | 8.12 | 0
2025-10-24 | 8.7 | 9.3 | 0 | 2024-10-24 | 9.3 | 8.7 | 0 | 2023-10-24 | 17.9 | 0.1 | 0 | 2022-10-24 | 13.5 | 4.5 | 0 | 2021-10-24 | 10.9 | 7.1 | 0 | 2020-10-24 | 4.5 | 13.5 | 0 | 2019-10-24 | 8.4 | 9.6 | 0 | 2018-10-24 | 3.2 | 14.8 | 0 | 2017-10-24 | 11.2 | 6.8 | 0 | 2016-10-24 | 6.8 | 11.2 | 0 | 8.56 | 0
2025-10-24 | 7.5 | 10.5 | 0 | 2024-10-24 | 8.8 | 9.2 | 0 | 2023-10-24 | 17.5 | 0.5 | 0 | 2022-10-24 | 12 | 6 | 0 | 2021-10-24 | 10.7 | 7.3 | 0 | 2020-10-24 | 3.9 | 14.1 | 0 | 2019-10-24 | 7.8 | 10.2 | 0 | 2018-10-24 | 3.2 | 14.8 | 0 | 2017-10-24 | 10.8 | 7.2 | 0 | 2016-10-24 | 5.5 | 12.5 | 0 | 9.23 | 0
2025-10-24 | 7.2 | 10.8 | 0 | 2024-10-24 | 8.6 | 9.4 | 0 | 2023-10-24 | 18.1 | 0 | 0.1 | 2022-10-24 | 12.5 | 5.5 | 0 | 2021-10-24 | 10.8 | 7.2 | 0 | 2020-10-24 | 3.6 | 14.4 | 0 | 2019-10-24 | 7 | 11 | 0 | 2018-10-24 | 3.4 | 14.6 | 0 | 2017-10-24 | 10.1 | 7.9 | 0 | 2016-10-24 | 5.5 | 12.5 | 0 | 9.33 | 0.01
2025-10-24 | 6.5 | 11.5 | 0 | 2024-10-24 | 8.2 | 9.8 | 0 | 2023-10-24 | 17.4 | 0.6 | 0 | 2022-10-24 | 12.5 | 5.5 | 0 | 2021-10-24 | 10.7 | 7.3 | 0 | 2020-10-24 | 3.1 | 14.9 | 0 | 2019-10-24 | 6.3 | 11.7 | 0 | 2018-10-24 | 2.9 | 15.1 | 0 | 2017-10-24 | 9.8 | 8.2 | 0 | 2016-10-24 | 5.4 | 12.6 | 0 | 9.72 | 0
2025-10-24 | 4.8 | 13.2 | 0 | 2024-10-24 | 7.2 | 10.8 | 0 | 2023-10-24 | 16.1 | 1.9 | 0 | 2022-10-24 | 12.2 | 5.8 | 0 | 2021-10-24 | 9.8 | 8.2 | 0 | 2020-10-24 | 3.5 | 14.5 | 0 | 2019-10-24 | 6.4 | 11.6 | 0 | 2018-10-24 | 2.8 | 15.2 | 0 | 2017-10-24 | 9.5 | 8.5 | 0 | 2016-10-24 | 5.8 | 12.2 | 0 | 10.19 | 0
2025-10-25 | 3.4 | 14.6 | 0 | 2024-10-25 | 5 | 13 | 0 | 2023-10-25 | 17.7 | 0.3 | 0 | 2022-10-25 | 10.7 | 7.3 | 0 | 2021-10-25 | 9.2 | 8.8 | 0 | 2020-10-25 | 3.2 | 14.8 | 0 | 2019-10-25 | 6.4 | 11.6 | 0 | 2018-10-25 | 2.8 | 15.2 | 0 | 2017-10-25 | 9.5 | 8.5 | 0 | 2016-10-25 | 5.6 | 12.4 | 0 | 10.65 | 0
2025-10-25 | 2.9 | 15.1 | 0 | 2024-10-25 | 5.4 | 12.6 | 0 | 2023-10-25 | 18 | 0 | 0 | 2022-10-25 | 11.4 | 6.6 | 0 | 2021-10-25 | 8.7 | 9.3 | 0 | 2020-10-25 | 3 | 15 | 0 | 2019-10-25 | 6.2 | 11.8 | 0 | 2018-10-25 | 2.8 | 15.2 | 0 | 2017-10-25 | 8.5 | 9.5 | 0 | 2016-10-25 | 4.8 | 13.2 | 0 | 10.83 | 0
2025-10-25 | 4 | 14 | 0 | 2024-10-25 | 4.2 | 13.8 | 0 | 2023-10-25 | 17.1 | 0.9 | 0 | 2022-10-25 | 11.7 | 6.3 | 0 | 2021-10-25 | 8.5 | 9.5 | 0 | 2020-10-25 | 2.8 | 15.2 | 0 | 2019-10-25 | 6.4 | 11.6 | 0 | 2018-10-25 | 2.6 | 15.4 | 0 | 2017-10-25 | 8.1 | 9.9 | 0 | 2016-10-25 | 4.9 | 13.1 | 0 | 10.97 | 0
2025-10-25 | 4.1 | 13.9 | 0 | 2024-10-25 | 4.4 | 13.6 | 0 | 2023-10-25 | 18.2 | 0 | 0.2 | 2022-10-25 | 10.5 | 7.5 | 0 | 2021-10-25 | 8.3 | 9.7 | 0 | 2020-10-25 | 2.5 | 15.5 | 0 | 2019-10-25 | 6.2 | 11.8 | 0 | 2018-10-25 | 1.9 | 16.1 | 0 | 2017-10-25 | 7.4 | 10.6 | 0 | 2016-10-25 | 4.8 | 13.2 | 0 | 11.19 | 0.02
2025-10-25 | 5.1 | 12.9 | 0 | 2024-10-25 | 3.4 | 14.6 | 0 | 2023-10-25 | 18.6 | 0 | 0.6 | 2022-10-25 | 8.4 | 9.6 | 0 | 2021-10-25 | 8.2 | 9.8 | 0 | 2020-10-25 | 2.9 | 15.1 | 0 | 2019-10-25 | 6.6 | 11.4 | 0 | 2018-10-25 | 1.8 | 16.2 | 0 | 2017-10-25 | 7.4 | 10.6 | 0 | 2016-10-25 | 5 | 13 | 0 | 11.32 | 0.06
2025-10-25 | 3.4 | 14.6 | 0 | 2024-10-25 | 3.7 | 14.3 | 0 | 2023-10-25 | 18.4 | 0 | 0.4 | 2022-10-25 | 8.8 | 9.2 | 0 | 2021-10-25 | 8.1 | 9.9 | 0 | 2020-10-25 | 2.4 | 15.6 | 0 | 2019-10-25 | 6.4 | 11.6 | 0 | 2018-10-25 | 1.6 | 16.4 | 0 | 2017-10-25 | 7.2 | 10.8 | 0 | 2016-10-25 | 5.4 | 12.6 | 0 | 11.5 | 0.04
2025-10-25 | 4 | 14 | 0 | 2024-10-25 | 4.6 | 13.4 | 0 | 2023-10-25 | 16.9 | 1.1 | 0 | 2022-10-25 | 9.4 | 8.6 | 0 | 2021-10-25 | 8.3 | 9.7 | 0 | 2020-10-25 | 2.4 | 15.6 | 0 | 2019-10-25 | 6.7 | 11.3 | 0 | 2018-10-25 | 2.7 | 15.3 | 0 | 2017-10-25 | 7 | 11 | 0 | 2016-10-25 | 3.9 | 14.1 | 0 | 11.41 | 0
2025-10-25 | 6 | 12 | 0 | 2024-10-25 | 4.2 | 13.8 | 0 | 2023-10-25 | 16.9 | 1.1 | 0 | 2022-10-25 | 8.3 | 9.7 | 0 | 2021-10-25 | 8.8 | 9.2 | 0 | 2020-10-25 | 2.2 | 15.8 | 0 | 2019-10-25 | 7.3 | 10.7 | 0 | 2018-10-25 | 2.9 | 15.1 | 0 | 2017-10-25 | 6.8 | 11.2 | 0 | 2016-10-25 | 4.1 | 13.9 | 0 | 11.25 | 0
2025-10-25 | 7.2 | 10.8 | 0 | 2024-10-25 | 6.7 | 11.3 | 0 | 2023-10-25 | 16.6 | 1.4 | 0 | 2022-10-25 | 11.9 | 6.1 | 0 | 2021-10-25 | 8.6 | 9.4 | 0 | 2020-10-25 | 2.8 | 15.2 | 0 | 2019-10-25 | 7.8 | 10.2 | 0 | 2018-10-25 | 3.6 | 14.4 | 0 | 2017-10-25 | 7 | 11 | 0 | 2016-10-25 | 4.7 | 13.3 | 0 | 10.31 | 0
2025-10-25 | 7.7 | 10.3 | 0 | 2024-10-25 | 8.6 | 9.4 | 0 | 2023-10-25 | 17.4 | 0.6 | 0 | 2022-10-25 | 12.8 | 5.2 | 0 | 2021-10-25 | 8.6 | 9.4 | 0 | 2020-10-25 | 3.6 | 14.4 | 0 | 2019-10-25 | 8.5 | 9.5 | 0 | 2018-10-25 | 4.1 | 13.9 | 0 | 2017-10-25 | 8.3 | 9.7 | 0 | 2016-10-25 | 4.4 | 13.6 | 0 | 9.6 | 0
2025-10-25 | 9.9 | 8.1 | 0 | 2024-10-25 | 10.3 | 7.7 | 0 | 2023-10-25 | 18.5 | 0 | 0.5 | 2022-10-25 | 14.1 | 3.9 | 0 | 2021-10-25 | 8.5 | 9.5 | 0 | 2020-10-25 | 4.8 | 13.2 | 0 | 2019-10-25 | 9 | 9 | 0 | 2018-10-25 | 5 | 13 | 0 | 2017-10-25 | 9.2 | 8.8 | 0 | 2016-10-25 | 5.6 | 12.4 | 0 | 8.56 | 0.05
2025-10-25 | 11.1 | 6.9 | 0 | 2024-10-25 | 10.4 | 7.6 | 0 | 2023-10-25 | 19.3 | 0 | 1.3 | 2022-10-25 | 14.4 | 3.6 | 0 | 2021-10-25 | 8.3 | 9.7 | 0 | 2020-10-25 | 5.8 | 12.2 | 0 | 2019-10-25 | 10 | 8 | 0 | 2018-10-25 | 6.1 | 11.9 | 0 | 2017-10-25 | 9.4 | 8.6 | 0 | 2016-10-25 | 6.4 | 11.6 | 0 | 8.01 | 0.13
2025-10-25 | 11.1 | 6.9 | 0 | 2024-10-25 | 10.5 | 7.5 | 0 | 2023-10-25 | 19.4 | 0 | 1.4 | 2022-10-25 | 15.8 | 2.2 | 0 | 2021-10-25 | 7.6 | 10.4 | 0 | 2020-10-25 | 5.5 | 12.5 | 0 | 2019-10-25 | 10.8 | 7.2 | 0 | 2018-10-25 | 6.3 | 11.7 | 0 | 2017-10-25 | 11.1 | 6.9 | 0 | 2016-10-25 | 6.6 | 11.4 | 0 | 7.67 | 0.14
2025-10-25 | 11.3 | 6.7 | 0 | 2024-10-25 | 10.9 | 7.1 | 0 | 2023-10-25 | 19.7 | 0 | 1.7 | 2022-10-25 | 16.1 | 1.9 | 0 | 2021-10-25 | 7.4 | 10.6 | 0 | 2020-10-25 | 6.2 | 11.8 | 0 | 2019-10-25 | 11.7 | 6.3 | 0 | 2018-10-25 | 7.2 | 10.8 | 0 | 2017-10-25 | 11.5 | 6.5 | 0 | 2016-10-25 | 6.1 | 11.9 | 0 | 7.36 | 0.17
2025-10-25 | 10.7 | 7.3 | 0 | 2024-10-25 | 10.8 | 7.2 | 0 | 2023-10-25 | 20.6 | 0 | 2.6 | 2022-10-25 | 16.6 | 1.4 | 0 | 2021-10-25 | 7.3 | 10.7 | 0 | 2020-10-25 | 5.9 | 12.1 | 0 | 2019-10-25 | 10.5 | 7.5 | 0 | 2018-10-25 | 6.5 | 11.5 | 0 | 2017-10-25 | 11.6 | 6.4 | 0 | 2016-10-25 | 7.7 | 10.3 | 0 | 7.44 | 0.26
2025-10-25 | 10.9 | 7.1 | 0 | 2024-10-25 | 11.1 | 6.9 | 0 | 2023-10-25 | 20.3 | 0 | 2.3 | 2022-10-25 | 16.8 | 1.2 | 0 | 2021-10-25 | 7.5 | 10.5 | 0 | 2020-10-25 | 6.1 | 11.9 | 0 | 2019-10-25 | 9.9 | 8.1 | 0 | 2018-10-25 | 6.6 | 11.4 | 0 | 2017-10-25 | 10.5 | 7.5 | 0 | 2016-10-25 | 7.1 | 10.9 | 0 | 7.55 | 0.23
2025-10-25 | 10.8 | 7.2 | 0 | 2024-10-25 | 11 | 7 | 0 | 2023-10-25 | 20.2 | 0 | 2.2 | 2022-10-25 | 17.3 | 0.7 | 0 | 2021-10-25 | 7.3 | 10.7 | 0 | 2020-10-25 | 5.7 | 12.3 | 0 | 2019-10-25 | 9.6 | 8.4 | 0 | 2018-10-25 | 6.4 | 11.6 | 0 | 2017-10-25 | 10.2 | 7.8 | 0 | 2016-10-25 | 6.5 | 11.5 | 0 | 7.72 | 0.22
2025-10-25 | 9.2 | 8.8 | 0 | 2024-10-25 | 11.3 | 6.7 | 0 | 2023-10-25 | 19.8 | 0 | 1.8 | 2022-10-25 | 16.5 | 1.5 | 0 | 2021-10-25 | 7 | 11 | 0 | 2020-10-25 | 5.6 | 12.4 | 0 | 2019-10-25 | 9.7 | 8.3 | 0 | 2018-10-25 | 6.2 | 11.8 | 0 | 2017-10-25 | 9.4 | 8.6 | 0 | 2016-10-25 | 5.3 | 12.7 | 0 | 8.18 | 0.18
2025-10-25 | 7.7 | 10.3 | 0 | 2024-10-25 | 11.7 | 6.3 | 0 | 2023-10-25 | 18.5 | 0 | 0.5 | 2022-10-25 | 15.8 | 2.2 | 0 | 2021-10-25 | 6.7 | 11.3 | 0 | 2020-10-25 | 6.3 | 11.7 | 0 | 2019-10-25 | 9.8 | 8.2 | 0 | 2018-10-25 | 5.7 | 12.3 | 0 | 2017-10-25 | 8.3 | 9.7 | 0 | 2016-10-25 | 4.2 | 13.8 | 0 | 8.58 | 0.05
2025-10-25 | 6.7 | 11.3 | 0 | 2024-10-25 | 11.5 | 6.5 | 0 | 2023-10-25 | 17.2 | 0.8 | 0 | 2022-10-25 | 15 | 3 | 0 | 2021-10-25 | 6.5 | 11.5 | 0 | 2020-10-25 | 6.2 | 11.8 | 0 | 2019-10-25 | 9.7 | 8.3 | 0 | 2018-10-25 | 5.5 | 12.5 | 0 | 2017-10-25 | 7.9 | 10.1 | 0 | 2016-10-25 | 3.7 | 14.3 | 0 | 9.01 | 0
2025-10-25 | 6.1 | 11.9 | 0 | 2024-10-25 | 11.3 | 6.7 | 0 | 2023-10-25 | 15.7 | 2.3 | 0 | 2022-10-25 | 14.7 | 3.3 | 0 | 2021-10-25 | 6.1 | 11.9 | 0 | 2020-10-25 | 5.3 | 12.7 | 0 | 2019-10-25 | 9.6 | 8.4 | 0 | 2018-10-25 | 5.6 | 12.4 | 0 | 2017-10-25 | 7.3 | 10.7 | 0 | 2016-10-25 | 4 | 14 | 0 | 9.43 | 0
2025-10-25 | 5.7 | 12.3 | 0 | 2024-10-25 | 10 | 8 | 0 | 2023-10-25 | 16 | 2 | 0 | 2022-10-25 | 13.6 | 4.4 | 0 | 2021-10-25 | 5.6 | 12.4 | 0 | 2020-10-25 | 5.1 | 12.9 | 0 | 2019-10-25 | 9 | 9 | 0 | 2018-10-25 | 5.4 | 12.6 | 0 | 2017-10-25 | 6.7 | 11.3 | 0 | 2016-10-25 | 4.2 | 13.8 | 0 | 9.87 | 0
2025-10-25 | 4.8 | 13.2 | 0 | 2024-10-25 | 10.1 | 7.9 | 0 | 2023-10-25 | 15.9 | 2.1 | 0 | 2022-10-25 | 14.4 | 3.6 | 0 | 2021-10-25 | 5.2 | 12.8 | 0 | 2020-10-25 | 4.9 | 13.1 | 0 | 2019-10-25 | 8.7 | 9.3 | 0 | 2018-10-25 | 5.3 | 12.7 | 0 | 2017-10-25 | 5.6 | 12.4 | 0 | 2016-10-25 | 4.1 | 13.9 | 0 | 10.1 | 0
2025-10-25 | 4.1 | 13.9 | 0 | 2024-10-25 | 9.2 | 8.8 | 0 | 2023-10-25 | 16.6 | 1.4 | 0 | 2022-10-25 | 14.2 | 3.8 | 0 | 2021-10-25 | 4.9 | 13.1 | 0 | 2020-10-25 | 4.7 | 13.3 | 0 | 2019-10-25 | 6.8 | 11.2 | 0 | 2018-10-25 | 5 | 13 | 0 | 2017-10-25 | 5.1 | 12.9 | 0 | 2016-10-25 | 3.9 | 14.1 | 0 | 10.55 | 0
2025-10-26 | 3.7 | 14.3 | 0 | 2024-10-26 | 7.7 | 10.3 | 0 | 2023-10-26 | 16 | 2 | 0 | 2022-10-26 | 12.3 | 5.7 | 0 | 2021-10-26 | 5 | 13 | 0 | 2020-10-26 | 4.9 | 13.1 | 0 | 2019-10-26 | 4.9 | 13.1 | 0 | 2018-10-26 | 4.8 | 13.2 | 0 | 2017-10-26 | 4.2 | 13.8 | 0 | 2016-10-26 | 3.9 | 14.1 | 0 | 11.26 | 0
2025-10-26 | 3 | 15 | 0 | 2024-10-26 | 6.3 | 11.7 | 0 | 2023-10-26 | 16 | 2 | 0 | 2022-10-26 | 11.4 | 6.6 | 0 | 2021-10-26 | 4.8 | 13.2 | 0 | 2020-10-26 | 5 | 13 | 0 | 2019-10-26 | 4.1 | 13.9 | 0 | 2018-10-26 | 4.8 | 13.2 | 0 | 2017-10-26 | 4.2 | 13.8 | 0 | 2016-10-26 | 3.5 | 14.5 | 0 | 11.69 | 0
2025-10-26 | 1.9 | 16.1 | 0 | 2024-10-26 | 6.4 | 11.6 | 0 | 2023-10-26 | 15.9 | 2.1 | 0 | 2022-10-26 | 11.1 | 6.9 | 0 | 2021-10-26 | 4.9 | 13.1 | 0 | 2020-10-26 | 5 | 13 | 0 | 2019-10-26 | 3.5 | 14.5 | 0 | 2018-10-26 | 4.9 | 13.1 | 0 | 2017-10-26 | 3.6 | 14.4 | 0 | 2016-10-26 | 2.4 | 15.6 | 0 | 12.04 | 0
2025-10-26 | 1.4 | 16.6 | 0 | 2024-10-26 | 6.3 | 11.7 | 0 | 2023-10-26 | 15.2 | 2.8 | 0 | 2022-10-26 | 11 | 7 | 0 | 2021-10-26 | 5.2 | 12.8 | 0 | 2020-10-26 | 4.8 | 13.2 | 0 | 2019-10-26 | 2.7 | 15.3 | 0 | 2018-10-26 | 5.1 | 12.9 | 0 | 2017-10-26 | 3.7 | 14.3 | 0 | 2016-10-26 | 1.7 | 16.3 | 0 | 12.29 | 0
2025-10-26 | 0.8 | 17.2 | 0 | 2024-10-26 | 4.7 | 13.3 | 0 | 2023-10-26 | 14.7 | 3.3 | 0 | 2022-10-26 | 12 | 6 | 0 | 2021-10-26 | 5.5 | 12.5 | 0 | 2020-10-26 | 4 | 14 | 0 | 2019-10-26 | 1.5 | 16.5 | 0 | 2018-10-26 | 4.9 | 13.1 | 0 | 2017-10-26 | 3.3 | 14.7 | 0 | 2016-10-26 | 1 | 17 | 0 | 12.76 | 0
2025-10-26 | 0.8 | 17.2 | 0 | 2024-10-26 | 5.5 | 12.5 | 0 | 2023-10-26 | 14.3 | 3.7 | 0 | 2022-10-26 | 12.3 | 5.7 | 0 | 2021-10-26 | 5.2 | 12.8 | 0 | 2020-10-26 | 3.3 | 14.7 | 0 | 2019-10-26 | 3.2 | 14.8 | 0 | 2018-10-26 | 4.8 | 13.2 | 0 | 2017-10-26 | 3.1 | 14.9 | 0 | 2016-10-26 | 0.3 | 17.7 | 0 | 12.72 | 0
2025-10-26 | 0.6 | 17.4 | 0 | 2024-10-26 | 5 | 13 | 0 | 2023-10-26 | 14.5 | 3.5 | 0 | 2022-10-26 | 12.2 | 5.8 | 0 | 2021-10-26 | 5.2 | 12.8 | 0 | 2020-10-26 | 2.4 | 15.6 | 0 | 2019-10-26 | 2.2 | 15.8 | 0 | 2018-10-26 | 5.2 | 12.8 | 0 | 2017-10-26 | 2.8 | 15.2 | 0 | 2016-10-26 | 0.8 | 17.2 | 0 | 12.91 | 0
2025-10-26 | 0.4 | 17.6 | 0 | 2024-10-26 | 5.9 | 12.1 | 0 | 2023-10-26 | 15 | 3 | 0 | 2022-10-26 | 12.1 | 5.9 | 0 | 2021-10-26 | 5 | 13 | 0 | 2020-10-26 | 2.6 | 15.4 | 0 | 2019-10-26 | 1.4 | 16.6 | 0 | 2018-10-26 | 5.3 | 12.7 | 0 | 2017-10-26 | 2 | 16 | 0 | 2016-10-26 | 0.6 | 17.4 | 0 | 12.97 | 0
2025-10-26 | 1.9 | 16.1 | 0 | 2024-10-26 | 7.9 | 10.1 | 0 | 2023-10-26 | 15.1 | 2.9 | 0 | 2022-10-26 | 12.5 | 5.5 | 0 | 2021-10-26 | 5 | 13 | 0 | 2020-10-26 | 3.1 | 14.9 | 0 | 2019-10-26 | 3.3 | 14.7 | 0 | 2018-10-26 | 5.8 | 12.2 | 0 | 2017-10-26 | 4.8 | 13.2 | 0 | 2016-10-26 | 2.1 | 15.9 | 0 | 11.85 | 0
2025-10-26 | 3.9 | 14.1 | 0 | 2024-10-26 | 9 | 9 | 0 | 2023-10-26 | 15.3 | 2.7 | 0 | 2022-10-26 | 13.5 | 4.5 | 0 | 2021-10-26 | 5.1 | 12.9 | 0 | 2020-10-26 | 4.3 | 13.7 | 0 | 2019-10-26 | 6.6 | 11.4 | 0 | 2018-10-26 | 6.6 | 11.4 | 0 | 2017-10-26 | 7 | 11 | 0 | 2016-10-26 | 2.8 | 15.2 | 0 | 10.59 | 0
2025-10-26 | 5.8 | 12.2 | 0 | 2024-10-26 | 10.3 | 7.7 | 0 | 2023-10-26 | 16.3 | 1.7 | 0 | 2022-10-26 | 14 | 4 | 0 | 2021-10-26 | 5.3 | 12.7 | 0 | 2020-10-26 | 4.7 | 13.3 | 0 | 2019-10-26 | 8.8 | 9.2 | 0 | 2018-10-26 | 6.3 | 11.7 | 0 | 2017-10-26 | 8.6 | 9.4 | 0 | 2016-10-26 | 3.5 | 14.5 | 0 | 9.64 | 0
2025-10-26 | 6.9 | 11.1 | 0 | 2024-10-26 | 10.9 | 7.1 | 0 | 2023-10-26 | 16.1 | 1.9 | 0 | 2022-10-26 | 13.2 | 4.8 | 0 | 2021-10-26 | 5.8 | 12.2 | 0 | 2020-10-26 | 5.3 | 12.7 | 0 | 2019-10-26 | 9.9 | 8.1 | 0 | 2018-10-26 | 6.7 | 11.3 | 0 | 2017-10-26 | 10.3 | 7.7 | 0 | 2016-10-26 | 4.1 | 13.9 | 0 | 9.08 | 0
2025-10-26 | 7.5 | 10.5 | 0 | 2024-10-26 | 11.3 | 6.7 | 0 | 2023-10-26 | 16.2 | 1.8 | 0 | 2022-10-26 | 13.4 | 4.6 | 0 | 2021-10-26 | 5.9 | 12.1 | 0 | 2020-10-26 | 5.7 | 12.3 | 0 | 2019-10-26 | 9.7 | 8.3 | 0 | 2018-10-26 | 7.6 | 10.4 | 0 | 2017-10-26 | 9.8 | 8.2 | 0 | 2016-10-26 | 4.4 | 13.6 | 0 | 8.85 | 0
2025-10-26 | 8.7 | 9.3 | 0 | 2024-10-26 | 11 | 7 | 0 | 2023-10-26 | 16.8 | 1.2 | 0 | 2022-10-26 | 13.2 | 4.8 | 0 | 2021-10-26 | 6.1 | 11.9 | 0 | 2020-10-26 | 6.6 | 11.4 | 0 | 2019-10-26 | 9 | 9 | 0 | 2018-10-26 | 8 | 10 | 0 | 2017-10-26 | 9.8 | 8.2 | 0 | 2016-10-26 | 4.7 | 13.3 | 0 | 8.61 | 0
2025-10-26 | 8.8 | 9.2 | 0 | 2024-10-26 | 11.7 | 6.3 | 0 | 2023-10-26 | 18.4 | 0 | 0.4 | 2022-10-26 | 12.6 | 5.4 | 0 | 2021-10-26 | 6.4 | 11.6 | 0 | 2020-10-26 | 7.2 | 10.8 | 0 | 2019-10-26 | 9.5 | 8.5 | 0 | 2018-10-26 | 7.2 | 10.8 | 0 | 2017-10-26 | 10.5 | 7.5 | 0 | 2016-10-26 | 4.8 | 13.2 | 0 | 8.33 | 0.04
2025-10-26 | 9.2 | 8.8 | 0 | 2024-10-26 | 11.2 | 6.8 | 0 | 2023-10-26 | 18.4 | 0 | 0.4 | 2022-10-26 | 12.8 | 5.2 | 0 | 2021-10-26 | 6.7 | 11.3 | 0 | 2020-10-26 | 7.8 | 10.2 | 0 | 2019-10-26 | 9.4 | 8.6 | 0 | 2018-10-26 | 6.3 | 11.7 | 0 | 2017-10-26 | 10.6 | 7.4 | 0 | 2016-10-26 | 4.8 | 13.2 | 0 | 8.32 | 0.04
2025-10-26 | 9.6 | 8.4 | 0 | 2024-10-26 | 10.2 | 7.8 | 0 | 2023-10-26 | 18.3 | 0 | 0.3 | 2022-10-26 | 13 | 5 | 0 | 2021-10-26 | 6.5 | 11.5 | 0 | 2020-10-26 | 7.7 | 10.3 | 0 | 2019-10-26 | 9.1 | 8.9 | 0 | 2018-10-26 | 5.9 | 12.1 | 0 | 2017-10-26 | 10.5 | 7.5 | 0 | 2016-10-26 | 4.6 | 13.4 | 0 | 8.49 | 0.03
2025-10-26 | 7.4 | 10.6 | 0 | 2024-10-26 | 9.2 | 8.8 | 0 | 2023-10-26 | 18 | 0 | 0 | 2022-10-26 | 14 | 4 | 0 | 2021-10-26 | 6.4 | 11.6 | 0 | 2020-10-26 | 7.7 | 10.3 | 0 | 2019-10-26 | 8.6 | 9.4 | 0 | 2018-10-26 | 5.5 | 12.5 | 0 | 2017-10-26 | 9.9 | 8.1 | 0 | 2016-10-26 | 4.3 | 13.7 | 0 | 8.9 | 0
2025-10-26 | 6.3 | 11.7 | 0 | 2024-10-26 | 8.3 | 9.7 | 0 | 2023-10-26 | 18.6 | 0 | 0.6 | 2022-10-26 | 11.1 | 6.9 | 0 | 2021-10-26 | 6.6 | 11.4 | 0 | 2020-10-26 | 7.2 | 10.8 | 0 | 2019-10-26 | 8.8 | 9.2 | 0 | 2018-10-26 | 5.4 | 12.6 | 0 | 2017-10-26 | 9 | 9 | 0 | 2016-10-26 | 4.3 | 13.7 | 0 | 9.5 | 0.06
2025-10-26 | 6.4 | 11.6 | 0 | 2024-10-26 | 7.2 | 10.8 | 0 | 2023-10-26 | 18.7 | 0 | 0.7 | 2022-10-26 | 11.1 | 6.9 | 0 | 2021-10-26 | 6.8 | 11.2 | 0 | 2020-10-26 | 7.1 | 10.9 | 0 | 2019-10-26 | 8.9 | 9.1 | 0 | 2018-10-26 | 5.5 | 12.5 | 0 | 2017-10-26 | 7.8 | 10.2 | 0 | 2016-10-26 | 4.4 | 13.6 | 0 | 9.68 | 0.07
2025-10-26 | 5.8 | 12.2 | 0 | 2024-10-26 | 6.2 | 11.8 | 0 | 2023-10-26 | 18.4 | 0 | 0.4 | 2022-10-26 | 11 | 7 | 0 | 2021-10-26 | 6.9 | 11.1 | 0 | 2020-10-26 | 6.9 | 11.1 | 0 | 2019-10-26 | 9.1 | 8.9 | 0 | 2018-10-26 | 5.4 | 12.6 | 0 | 2017-10-26 | 7 | 11 | 0 | 2016-10-26 | 4.6 | 13.4 | 0 | 9.91 | 0.04
2025-10-26 | 4.4 | 13.6 | 0 | 2024-10-26 | 5.2 | 12.8 | 0 | 2023-10-26 | 16.6 | 1.4 | 0 | 2022-10-26 | 10 | 8 | 0 | 2021-10-26 | 7.1 | 10.9 | 0 | 2020-10-26 | 7.2 | 10.8 | 0 | 2019-10-26 | 9.8 | 8.2 | 0 | 2018-10-26 | 5.1 | 12.9 | 0 | 2017-10-26 | 6.2 | 11.8 | 0 | 2016-10-26 | 4.9 | 13.1 | 0 | 10.35 | 0
2025-10-26 | 3.6 | 14.4 | 0 | 2024-10-26 | 4.7 | 13.3 | 0 | 2023-10-26 | 18 | 0 | 0 | 2022-10-26 | 9.3 | 8.7 | 0 | 2021-10-26 | 7.2 | 10.8 | 0 | 2020-10-26 | 6.7 | 11.3 | 0 | 2019-10-26 | 10.2 | 7.8 | 0 | 2018-10-26 | 5.4 | 12.6 | 0 | 2017-10-26 | 5.2 | 12.8 | 0 | 2016-10-26 | 5 | 13 | 0 | 10.47 | 0
2025-10-26 | 2.6 | 15.4 | 0 | 2024-10-26 | 4 | 14 | 0 | 2023-10-26 | 18.8 | 0 | 0.8 | 2022-10-26 | 8.5 | 9.5 | 0 | 2021-10-26 | 7.5 | 10.5 | 0 | 2020-10-26 | 6.1 | 11.9 | 0 | 2019-10-26 | 10.1 | 7.9 | 0 | 2018-10-26 | 5.3 | 12.7 | 0 | 2017-10-26 | 4.9 | 13.1 | 0 | 2016-10-26 | 5 | 13 | 0 | 10.8 | 0.08
2025-10-27 | 2.2 | 15.8 | 0 | 2024-10-27 | 2.6 | 15.4 | 0 | 2023-10-27 | 18.5 | 0 | 0.5 | 2022-10-27 | 7.2 | 10.8 | 0 | 2021-10-27 | 7.7 | 10.3 | 0 | 2020-10-27 | 6.1 | 11.9 | 0 | 2019-10-27 | 10.2 | 7.8 | 0 | 2018-10-27 | 5 | 13 | 0 | 2017-10-27 | 4.7 | 13.3 | 0 | 2016-10-27 | 4.2 | 13.8 | 0 | 11.21 | 0.05
2025-10-27 | 1.6 | 16.4 | 0 | 2024-10-27 | 2.4 | 15.6 | 0 | 2023-10-27 | 18.4 | 0 | 0.4 | 2022-10-27 | 7.4 | 10.6 | 0 | 2021-10-27 | 7.8 | 10.2 | 0 | 2020-10-27 | 6.1 | 11.9 | 0 | 2019-10-27 | 10.3 | 7.7 | 0 | 2018-10-27 | 4.6 | 13.4 | 0 | 2017-10-27 | 3.3 | 14.7 | 0 | 2016-10-27 | 3.5 | 14.5 | 0 | 11.5 | 0.04
2025-10-27 | 1.6 | 16.4 | 0 | 2024-10-27 | 0.9 | 17.1 | 0 | 2023-10-27 | 18.1 | 0 | 0.1 | 2022-10-27 | 6 | 12 | 0 | 2021-10-27 | 7.8 | 10.2 | 0 | 2020-10-27 | 5.8 | 12.2 | 0 | 2019-10-27 | 10.5 | 7.5 | 0 | 2018-10-27 | 4.7 | 13.3 | 0 | 2017-10-27 | 3.4 | 14.6 | 0 | 2016-10-27 | 2.9 | 15.1 | 0 | 11.84 | 0.01
2025-10-27 | 2.8 | 15.2 | 0 | 2024-10-27 | 0.9 | 17.1 | 0 | 2023-10-27 | 18 | 0 | 0 | 2022-10-27 | 5.4 | 12.6 | 0 | 2021-10-27 | 8.1 | 9.9 | 0 | 2020-10-27 | 5.2 | 12.8 | 0 | 2019-10-27 | 10.7 | 7.3 | 0 | 2018-10-27 | 4.6 | 13.4 | 0 | 2017-10-27 | 3.6 | 14.4 | 0 | 2016-10-27 | 3.8 | 14.2 | 0 | 11.69 | 0
2025-10-27 | 2.9 | 15.1 | 0 | 2024-10-27 | 0.5 | 17.5 | 0 | 2023-10-27 | 18.2 | 0 | 0.2 | 2022-10-27 | 4.7 | 13.3 | 0 | 2021-10-27 | 8.3 | 9.7 | 0 | 2020-10-27 | 4.9 | 13.1 | 0 | 2019-10-27 | 11.3 | 6.7 | 0 | 2018-10-27 | 4.3 | 13.7 | 0 | 2017-10-27 | 3.8 | 14.2 | 0 | 2016-10-27 | 3.7 | 14.3 | 0 | 11.76 | 0.02
2025-10-27 | 2.5 | 15.5 | 0 | 2024-10-27 | 1.1 | 16.9 | 0 | 2023-10-27 | 18.1 | 0 | 0.1 | 2022-10-27 | 5.1 | 12.9 | 0 | 2021-10-27 | 8.4 | 9.6 | 0 | 2020-10-27 | 4.7 | 13.3 | 0 | 2019-10-27 | 11.5 | 6.5 | 0 | 2018-10-27 | 2.9 | 15.1 | 0 | 2017-10-27 | 4.1 | 13.9 | 0 | 2016-10-27 | 3.6 | 14.4 | 0 | 11.81 | 0.01
2025-10-27 | 2.2 | 15.8 | 0 | 2024-10-27 | 1.6 | 16.4 | 0 | 2023-10-27 | 18.3 | 0 | 0.3 | 2022-10-27 | 4.6 | 13.4 | 0 | 2021-10-27 | 8.5 | 9.5 | 0 | 2020-10-27 | 4.6 | 13.4 | 0 | 2019-10-27 | 11.5 | 6.5 | 0 | 2018-10-27 | 1.5 | 16.5 | 0 | 2017-10-27 | 4.9 | 13.1 | 0 | 2016-10-27 | 4 | 14 | 0 | 11.86 | 0.03
2025-10-27 | 1.5 | 16.5 | 0 | 2024-10-27 | 2.5 | 15.5 | 0 | 2023-10-27 | 18 | 0 | 0 | 2022-10-27 | 4.4 | 13.6 | 0 | 2021-10-27 | 8.5 | 9.5 | 0 | 2020-10-27 | 4.6 | 13.4 | 0 | 2019-10-27 | 11.6 | 6.4 | 0 | 2018-10-27 | 1.4 | 16.6 | 0 | 2017-10-27 | 6.1 | 11.9 | 0 | 2016-10-27 | 4.7 | 13.3 | 0 | 11.67 | 0
2025-10-27 | 2.6 | 15.4 | 0 | 2024-10-27 | 4.2 | 13.8 | 0 | 2023-10-27 | 18.5 | 0 | 0.5 | 2022-10-27 | 4.8 | 13.2 | 0 | 2021-10-27 | 10 | 8 | 0 | 2020-10-27 | 5.2 | 12.8 | 0 | 2019-10-27 | 12.1 | 5.9 | 0 | 2018-10-27 | 1.4 | 16.6 | 0 | 2017-10-27 | 7.6 | 10.4 | 0 | 2016-10-27 | 5 | 13 | 0 | 10.91 | 0.05
2025-10-27 | 6.5 | 11.5 | 0 | 2024-10-27 | 7.2 | 10.8 | 0 | 2023-10-27 | 19.7 | 0 | 1.7 | 2022-10-27 | 5.5 | 12.5 | 0 | 2021-10-27 | 11.1 | 6.9 | 0 | 2020-10-27 | 5.5 | 12.5 | 0 | 2019-10-27 | 13.2 | 4.8 | 0 | 2018-10-27 | 2.5 | 15.5 | 0 | 2017-10-27 | 9.9 | 8.1 | 0 | 2016-10-27 | 4.9 | 13.1 | 0 | 9.57 | 0.17
2025-10-27 | 7.7 | 10.3 | 0 | 2024-10-27 | 8.9 | 9.1 | 0 | 2023-10-27 | 19.4 | 0 | 1.4 | 2022-10-27 | 5.9 | 12.1 | 0 | 2021-10-27 | 12 | 6 | 0 | 2020-10-27 | 6.4 | 11.6 | 0 | 2019-10-27 | 12.6 | 5.4 | 0 | 2018-10-27 | 3.5 | 14.5 | 0 | 2017-10-27 | 10.7 | 7.3 | 0 | 2016-10-27 | 5.1 | 12.9 | 0 | 8.92 | 0.14
2025-10-27 | 8.1 | 9.9 | 0 | 2024-10-27 | 10.5 | 7.5 | 0 | 2023-10-27 | 19.9 | 0 | 1.9 | 2022-10-27 | 7.6 | 10.4 | 0 | 2021-10-27 | 13.6 | 4.4 | 0 | 2020-10-27 | 7 | 11 | 0 | 2019-10-27 | 12.1 | 5.9 | 0 | 2018-10-27 | 5.1 | 12.9 | 0 | 2017-10-27 | 11.6 | 6.4 | 0 | 2016-10-27 | 5.2 | 12.8 | 0 | 8.12 | 0.19
2025-10-27 | 8.5 | 9.5 | 0 | 2024-10-27 | 10.4 | 7.6 | 0 | 2023-10-27 | 21.3 | 0 | 3.3 | 2022-10-27 | 8.5 | 9.5 | 0 | 2021-10-27 | 14.4 | 3.6 | 0 | 2020-10-27 | 7 | 11 | 0 | 2019-10-27 | 12.4 | 5.6 | 0 | 2018-10-27 | 5.9 | 12.1 | 0 | 2017-10-27 | 12.2 | 5.8 | 0 | 2016-10-27 | 4 | 14 | 0 | 7.87 | 0.33
2025-10-27 | 8.3 | 9.7 | 0 | 2024-10-27 | 11.7 | 6.3 | 0 | 2023-10-27 | 21.1 | 0 | 3.1 | 2022-10-27 | 9.6 | 8.4 | 0 | 2021-10-27 | 15 | 3 | 0 | 2020-10-27 | 6.8 | 11.2 | 0 | 2019-10-27 | 12.9 | 5.1 | 0 | 2018-10-27 | 5.9 | 12.1 | 0 | 2017-10-27 | 13.2 | 4.8 | 0 | 2016-10-27 | 3.6 | 14.4 | 0 | 7.5 | 0.31
2025-10-27 | 8.5 | 9.5 | 0 | 2024-10-27 | 12.3 | 5.7 | 0 | 2023-10-27 | 22.6 | 0 | 4.6 | 2022-10-27 | 9.3 | 8.7 | 0 | 2021-10-27 | 15.6 | 2.4 | 0 | 2020-10-27 | 6 | 12 | 0 | 2019-10-27 | 12.8 | 5.2 | 0 | 2018-10-27 | 5.3 | 12.7 | 0 | 2017-10-27 | 13.9 | 4.1 | 0 | 2016-10-27 | 2.4 | 15.6 | 0 | 7.59 | 0.46
2025-10-27 | 9.3 | 8.7 | 0 | 2024-10-27 | 12.2 | 5.8 | 0 | 2023-10-27 | 22.4 | 0 | 4.4 | 2022-10-27 | 9.9 | 8.1 | 0 | 2021-10-27 | 15.7 | 2.3 | 0 | 2020-10-27 | 5.6 | 12.4 | 0 | 2019-10-27 | 12.8 | 5.2 | 0 | 2018-10-27 | 5.1 | 12.9 | 0 | 2017-10-27 | 14.7 | 3.3 | 0 | 2016-10-27 | 1.7 | 16.3 | 0 | 7.5 | 0.44
2025-10-27 | 8.8 | 9.2 | 0 | 2024-10-27 | 11.2 | 6.8 | 0 | 2023-10-27 | 22.6 | 0 | 4.6 | 2022-10-27 | 9.3 | 8.7 | 0 | 2021-10-27 | 15.5 | 2.5 | 0 | 2020-10-27 | 4.8 | 13.2 | 0 | 2019-10-27 | 12.8 | 5.2 | 0 | 2018-10-27 | 4 | 14 | 0 | 2017-10-27 | 14.5 | 3.5 | 0 | 2016-10-27 | 1.2 | 16.8 | 0 | 7.99 | 0.46
2025-10-27 | 7.8 | 10.2 | 0 | 2024-10-27 | 10.6 | 7.4 | 0 | 2023-10-27 | 21.8 | 0 | 3.8 | 2022-10-27 | 7.8 | 10.2 | 0 | 2021-10-27 | 13.7 | 4.3 | 0 | 2020-10-27 | 4.2 | 13.8 | 0 | 2019-10-27 | 12 | 6 | 0 | 2018-10-27 | 3.1 | 14.9 | 0 | 2017-10-27 | 14.2 | 3.8 | 0 | 2016-10-27 | 0.8 | 17.2 | 0 | 8.78 | 0.38
2025-10-27 | 7 | 11 | 0 | 2024-10-27 | 10.1 | 7.9 | 0 | 2023-10-27 | 20.9 | 0 | 2.9 | 2022-10-27 | 7.6 | 10.4 | 0 | 2021-10-27 | 12.5 | 5.5 | 0 | 2020-10-27 | 3.9 | 14.1 | 0 | 2019-10-27 | 11.3 | 6.7 | 0 | 2018-10-27 | 2.3 | 15.7 | 0 | 2017-10-27 | 13.2 | 4.8 | 0 | 2016-10-27 | 1 | 17 | 0 | 9.31 | 0.29
2025-10-27 | 5.9 | 12.1 | 0 | 2024-10-27 | 9.7 | 8.3 | 0 | 2023-10-27 | 20.3 | 0 | 2.3 | 2022-10-27 | 6.9 | 11.1 | 0 | 2021-10-27 | 11.4 | 6.6 | 0 | 2020-10-27 | 3.7 | 14.3 | 0 | 2019-10-27 | 11.3 | 6.7 | 0 | 2018-10-27 | 1.5 | 16.5 | 0 | 2017-10-27 | 12.9 | 5.1 | 0 | 2016-10-27 | 1 | 17 | 0 | 9.77 | 0.23
2025-10-27 | 5.6 | 12.4 | 0 | 2024-10-27 | 10 | 8 | 0 | 2023-10-27 | 20.6 | 0 | 2.6 | 2022-10-27 | 6 | 12 | 0 | 2021-10-27 | 10.3 | 7.7 | 0 | 2020-10-27 | 3.2 | 14.8 | 0 | 2019-10-27 | 11.3 | 6.7 | 0 | 2018-10-27 | 0.9 | 17.1 | 0 | 2017-10-27 | 13.3 | 4.7 | 0 | 2016-10-27 | 0.9 | 17.1 | 0 | 10.05 | 0.26
2025-10-27 | 5.5 | 12.5 | 0 | 2024-10-27 | 9.5 | 8.5 | 0 | 2023-10-27 | 20.3 | 0 | 2.3 | 2022-10-27 | 5.3 | 12.7 | 0 | 2021-10-27 | 8.8 | 9.2 | 0 | 2020-10-27 | 3.5 | 14.5 | 0 | 2019-10-27 | 11.7 | 6.3 | 0 | 2018-10-27 | 1.1 | 16.9 | 0 | 2017-10-27 | 13.9 | 4.1 | 0 | 2016-10-27 | 0.8 | 17.2 | 0 | 10.19 | 0.23
2025-10-27 | 5.2 | 12.8 | 0 | 2024-10-27 | 9.2 | 8.8 | 0 | 2023-10-27 | 19.7 | 0 | 1.7 | 2022-10-27 | 4.7 | 13.3 | 0 | 2021-10-27 | 9.7 | 8.3 | 0 | 2020-10-27 | 3.4 | 14.6 | 0 | 2019-10-27 | 10.2 | 7.8 | 0 | 2018-10-27 | 1.1 | 16.9 | 0 | 2017-10-27 | 13.2 | 4.8 | 0 | 2016-10-27 | 0.9 | 17.1 | 0 | 10.44 | 0.17
2025-10-27 | 4.9 | 13.1 | 0 | 2024-10-27 | 9.4 | 8.6 | 0 | 2023-10-27 | 19 | 0 | 1 | 2022-10-27 | 3.6 | 14.4 | 0 | 2021-10-27 | 8.8 | 9.2 | 0 | 2020-10-27 | 2.3 | 15.7 | 0 | 2019-10-27 | 9.8 | 8.2 | 0 | 2018-10-27 | 0.7 | 17.3 | 0 | 2017-10-27 | 13 | 5 | 0 | 2016-10-27 | 1.2 | 16.8 | 0 | 10.83 | 0.1
2025-10-28 | 4.5 | 13.5 | 0 | 2024-10-28 | 9.2 | 8.8 | 0 | 2023-10-28 | 18.6 | 0 | 0.6 | 2022-10-28 | 2.2 | 15.8 | 0 | 2021-10-28 | 7.8 | 10.2 | 0 | 2020-10-28 | 3.5 | 14.5 | 0 | 2019-10-28 | 8.7 | 9.3 | 0 | 2018-10-28 | 0.6 | 17.4 | 0 | 2017-10-28 | 12.6 | 5.4 | 0 | 2016-10-28 | 1.6 | 16.4 | 0 | 11.13 | 0.06
2025-10-28 | 4.1 | 13.9 | 0 | 2024-10-28 | 8.8 | 9.2 | 0 | 2023-10-28 | 18.5 | 0 | 0.5 | 2022-10-28 | 2.2 | 15.8 | 0 | 2021-10-28 | 7.2 | 10.8 | 0 | 2020-10-28 | 3.1 | 14.9 | 0 | 2019-10-28 | 8.3 | 9.7 | 0 | 2018-10-28 | 0.9 | 17.1 | 0 | 2017-10-28 | 11.9 | 6.1 | 0 | 2016-10-28 | 2 | 16 | 0 | 11.35 | 0.05
2025-10-28 | 5.7 | 12.3 | 0 | 2024-10-28 | 8.4 | 9.6 | 0 | 2023-10-28 | 18.6 | 0 | 0.6 | 2022-10-28 | 2 | 16 | 0 | 2021-10-28 | 6.8 | 11.2 | 0 | 2020-10-28 | 2.9 | 15.1 | 0 | 2019-10-28 | 8.5 | 9.5 | 0 | 2018-10-28 | 1 | 17 | 0 | 2017-10-28 | 11.9 | 6.1 | 0 | 2016-10-28 | 1.1 | 16.9 | 0 | 11.37 | 0.06
2025-10-28 | 5.7 | 12.3 | 0 | 2024-10-28 | 8.3 | 9.7 | 0 | 2023-10-28 | 18.6 | 0 | 0.6 | 2022-10-28 | 1.6 | 16.4 | 0 | 2021-10-28 | 7.4 | 10.6 | 0 | 2020-10-28 | 3.1 | 14.9 | 0 | 2019-10-28 | 7.8 | 10.2 | 0 | 2018-10-28 | 1.1 | 16.9 | 0 | 2017-10-28 | 11.2 | 6.8 | 0 | 2016-10-28 | 1.2 | 16.8 | 0 | 11.46 | 0.06
2025-10-28 | 6.1 | 11.9 | 0 | 2024-10-28 | 7.5 | 10.5 | 0 | 2023-10-28 | 16.9 | 1.1 | 0 | 2022-10-28 | 2 | 16 | 0 | 2021-10-28 | 6.5 | 11.5 | 0 | 2020-10-28 | 3.2 | 14.8 | 0 | 2019-10-28 | 7.3 | 10.7 | 0 | 2018-10-28 | 1 | 17 | 0 | 2017-10-28 | 11.3 | 6.7 | 0 | 2016-10-28 | 1.1 | 16.9 | 0 | 11.71 | 0
2025-10-28 | 5.4 | 12.6 | 0 | 2024-10-28 | 6.6 | 11.4 | 0 | 2023-10-28 | 13.2 | 4.8 | 0 | 2022-10-28 | 2 | 16 | 0 | 2021-10-28 | 6.6 | 11.4 | 0 | 2020-10-28 | 3.4 | 14.6 | 0 | 2019-10-28 | 6.1 | 11.9 | 0 | 2018-10-28 | 1 | 17 | 0 | 2017-10-28 | 11.2 | 6.8 | 0 | 2016-10-28 | 0.6 | 17.4 | 0 | 12.39 | 0
2025-10-28 | 6 | 12 | 0 | 2024-10-28 | 6 | 12 | 0 | 2023-10-28 | 12.5 | 5.5 | 0 | 2022-10-28 | 2.8 | 15.2 | 0 | 2021-10-28 | 5.8 | 12.2 | 0 | 2020-10-28 | 3.5 | 14.5 | 0 | 2019-10-28 | 5.2 | 12.8 | 0 | 2018-10-28 | 1.2 | 16.8 | 0 | 2017-10-28 | 10.7 | 7.3 | 0 | 2016-10-28 | 1.6 | 16.4 | 0 | 12.47 | 0
2025-10-28 | 5.3 | 12.7 | 0 | 2024-10-28 | 5.5 | 12.5 | 0 | 2023-10-28 | 11.6 | 6.4 | 0 | 2022-10-28 | 2.7 | 15.3 | 0 | 2021-10-28 | 5.9 | 12.1 | 0 | 2020-10-28 | 2.8 | 15.2 | 0 | 2019-10-28 | 5.1 | 12.9 | 0 | 2018-10-28 | 1 | 17 | 0 | 2017-10-28 | 10.4 | 7.6 | 0 | 2016-10-28 | 1 | 17 | 0 | 12.87 | 0
2025-10-28 | 6 | 12 | 0 | 2024-10-28 | 5.3 | 12.7 | 0 | 2023-10-28 | 11.4 | 6.6 | 0 | 2022-10-28 | 4.9 | 13.1 | 0 | 2021-10-28 | 7.8 | 10.2 | 0 | 2020-10-28 | 4.1 | 13.9 | 0 | 2019-10-28 | 7 | 11 | 0 | 2018-10-28 | 1.5 | 16.5 | 0 | 2017-10-28 | 9.2 | 8.8 | 0 | 2016-10-28 | 1.4 | 16.6 | 0 | 12.14 | 0
2025-10-28 | 7.4 | 10.6 | 0 | 2024-10-28 | 5.8 | 12.2 | 0 | 2023-10-28 | 12.3 | 5.7 | 0 | 2022-10-28 | 8.3 | 9.7 | 0 | 2021-10-28 | 8.7 | 9.3 | 0 | 2020-10-28 | 5.1 | 12.9 | 0 | 2019-10-28 | 10.1 | 7.9 | 0 | 2018-10-28 | 2.1 | 15.9 | 0 | 2017-10-28 | 8.1 | 9.9 | 0 | 2016-10-28 | 2.9 | 15.1 | 0 | 10.92 | 0
2025-10-28 | 8.4 | 9.6 | 0 | 2024-10-28 | 6.4 | 11.6 | 0 | 2023-10-28 | 12.9 | 5.1 | 0 | 2022-10-28 | 8.4 | 9.6 | 0 | 2021-10-28 | 9.3 | 8.7 | 0 | 2020-10-28 | 7.2 | 10.8 | 0 | 2019-10-28 | 12.3 | 5.7 | 0 | 2018-10-28 | 2.6 | 15.4 | 0 | 2017-10-28 | 7.9 | 10.1 | 0 | 2016-10-28 | 4.3 | 13.7 | 0 | 10.03 | 0
2025-10-28 | 8.7 | 9.3 | 0 | 2024-10-28 | 7.5 | 10.5 | 0 | 2023-10-28 | 13 | 5 | 0 | 2022-10-28 | 8.5 | 9.5 | 0 | 2021-10-28 | 9.2 | 8.8 | 0 | 2020-10-28 | 8.3 | 9.7 | 0 | 2019-10-28 | 14.3 | 3.7 | 0 | 2018-10-28 | 3.6 | 14.4 | 0 | 2017-10-28 | 7.7 | 10.3 | 0 | 2016-10-28 | 6.2 | 11.8 | 0 | 9.3 | 0
2025-10-28 | 8.7 | 9.3 | 0 | 2024-10-28 | 7.8 | 10.2 | 0 | 2023-10-28 | 13.5 | 4.5 | 0 | 2022-10-28 | 8.8 | 9.2 | 0 | 2021-10-28 | 8.8 | 9.2 | 0 | 2020-10-28 | 9.4 | 8.6 | 0 | 2019-10-28 | 14.4 | 3.6 | 0 | 2018-10-28 | 3.8 | 14.2 | 0 | 2017-10-28 | 6.9 | 11.1 | 0 | 2016-10-28 | 7.3 | 10.7 | 0 | 9.06 | 0
2025-10-28 | 9.5 | 8.5 | 0 | 2024-10-28 | 9.5 | 8.5 | 0 | 2023-10-28 | 13.2 | 4.8 | 0 | 2022-10-28 | 10.1 | 7.9 | 0 | 2021-10-28 | 9.1 | 8.9 | 0 | 2020-10-28 | 10 | 8 | 0 | 2019-10-28 | 15.6 | 2.4 | 0 | 2018-10-28 | 4.6 | 13.4 | 0 | 2017-10-28 | 6.7 | 11.3 | 0 | 2016-10-28 | 8.8 | 9.2 | 0 | 8.29 | 0
2025-10-28 | 9.9 | 8.1 | 0 | 2024-10-28 | 9.4 | 8.6 | 0 | 2023-10-28 | 13 | 5 | 0 | 2022-10-28 | 9.7 | 8.3 | 0 | 2021-10-28 | 9.4 | 8.6 | 0 | 2020-10-28 | 10.9 | 7.1 | 0 | 2019-10-28 | 15.9 | 2.1 | 0 | 2018-10-28 | 5.8 | 12.2 | 0 | 2017-10-28 | 6.8 | 11.2 | 0 | 2016-10-28 | 9.7 | 8.3 | 0 | 7.95 | 0
2025-10-28 | 10.3 | 7.7 | 0 | 2024-10-28 | 8.9 | 9.1 | 0 | 2023-10-28 | 12.1 | 5.9 | 0 | 2022-10-28 | 9.4 | 8.6 | 0 | 2021-10-28 | 9.4 | 8.6 | 0 | 2020-10-28 | 11.3 | 6.7 | 0 | 2019-10-28 | 15.8 | 2.2 | 0 | 2018-10-28 | 5.9 | 12.1 | 0 | 2017-10-28 | 6 | 12 | 0 | 2016-10-28 | 9.3 | 8.7 | 0 | 8.16 | 0
2025-10-28 | 10.2 | 7.8 | 0 | 2024-10-28 | 8.2 | 9.8 | 0 | 2023-10-28 | 11.6 | 6.4 | 0 | 2022-10-28 | 9 | 9 | 0 | 2021-10-28 | 9 | 9 | 0 | 2020-10-28 | 11 | 7 | 0 | 2019-10-28 | 14.4 | 3.6 | 0 | 2018-10-28 | 6.2 | 11.8 | 0 | 2017-10-28 | 6.5 | 11.5 | 0 | 2016-10-28 | 10.3 | 7.7 | 0 | 8.36 | 0
2025-10-28 | 9.1 | 8.9 | 0 | 2024-10-28 | 7.7 | 10.3 | 0 | 2023-10-28 | 10.4 | 7.6 | 0 | 2022-10-28 | 7.2 | 10.8 | 0 | 2021-10-28 | 8.6 | 9.4 | 0 | 2020-10-28 | 9.2 | 8.8 | 0 | 2019-10-28 | 13 | 5 | 0 | 2018-10-28 | 5.4 | 12.6 | 0 | 2017-10-28 | 5.8 | 12.2 | 0 | 2016-10-28 | 9.1 | 8.9 | 0 | 9.45 | 0
2025-10-28 | 8.4 | 9.6 | 0 | 2024-10-28 | 7.6 | 10.4 | 0 | 2023-10-28 | 9.4 | 8.6 | 0 | 2022-10-28 | 6.7 | 11.3 | 0 | 2021-10-28 | 8.7 | 9.3 | 0 | 2020-10-28 | 7.5 | 10.5 | 0 | 2019-10-28 | 11.9 | 6.1 | 0 | 2018-10-28 | 5.2 | 12.8 | 0 | 2017-10-28 | 5.5 | 12.5 | 0 | 2016-10-28 | 8.3 | 9.7 | 0 | 10.08 | 0
2025-10-28 | 7.5 | 10.5 | 0 | 2024-10-28 | 7.5 | 10.5 | 0 | 2023-10-28 | 8.1 | 9.9 | 0 | 2022-10-28 | 6.4 | 11.6 | 0 | 2021-10-28 | 9.1 | 8.9 | 0 | 2020-10-28 | 7.9 | 10.1 | 0 | 2019-10-28 | 11 | 7 | 0 | 2018-10-28 | 5.2 | 12.8 | 0 | 2017-10-28 | 5 | 13 | 0 | 2016-10-28 | 7.8 | 10.2 | 0 | 10.45 | 0
2025-10-28 | 7 | 11 | 0 | 2024-10-28 | 7.8 | 10.2 | 0 | 2023-10-28 | 7.4 | 10.6 | 0 | 2022-10-28 | 5.8 | 12.2 | 0 | 2021-10-28 | 9.2 | 8.8 | 0 | 2020-10-28 | 7.2 | 10.8 | 0 | 2019-10-28 | 10.5 | 7.5 | 0 | 2018-10-28 | 5.2 | 12.8 | 0 | 2017-10-28 | 4.6 | 13.4 | 0 | 2016-10-28 | 8.1 | 9.9 | 0 | 10.72 | 0
2025-10-28 | 6.2 | 11.8 | 0 | 2024-10-28 | 8.8 | 9.2 | 0 | 2023-10-28 | 6.9 | 11.1 | 0 | 2022-10-28 | 5.9 | 12.1 | 0 | 2021-10-28 | 9.3 | 8.7 | 0 | 2020-10-28 | 7 | 11 | 0 | 2019-10-28 | 9.7 | 8.3 | 0 | 2018-10-28 | 5.2 | 12.8 | 0 | 2017-10-28 | 4 | 14 | 0 | 2016-10-28 | 7.9 | 10.1 | 0 | 10.91 | 0
2025-10-28 | 7.5 | 10.5 | 0 | 2024-10-28 | 9.4 | 8.6 | 0 | 2023-10-28 | 6.5 | 11.5 | 0 | 2022-10-28 | 5.8 | 12.2 | 0 | 2021-10-28 | 9.5 | 8.5 | 0 | 2020-10-28 | 7.8 | 10.2 | 0 | 2019-10-28 | 9.3 | 8.7 | 0 | 2018-10-28 | 5.3 | 12.7 | 0 | 2017-10-28 | 3.5 | 14.5 | 0 | 2016-10-28 | 8.3 | 9.7 | 0 | 10.71 | 0
2025-10-28 | 5.7 | 12.3 | 0 | 2024-10-28 | 6.8 | 11.2 | 0 | 2023-10-28 | 6.2 | 11.8 | 0 | 2022-10-28 | 5.9 | 12.1 | 0 | 2021-10-28 | 9.5 | 8.5 | 0 | 2020-10-28 | 6 | 12 | 0 | 2019-10-28 | 8.9 | 9.1 | 0 | 2018-10-28 | 5.5 | 12.5 | 0 | 2017-10-28 | 3.4 | 14.6 | 0 | 2016-10-28 | 8.4 | 9.6 | 0 | 11.37 | 0
2025-10-29 | 5.1 | 12.9 | 0 | 2024-10-29 | 5.7 | 12.3 | 0 | 2023-10-29 | 6.2 | 11.8 | 0 | 2022-10-29 | 3.1 | 14.9 | 0 | 2021-10-29 | 9.8 | 8.2 | 0 | 2020-10-29 | 5.5 | 12.5 | 0 | 2019-10-29 | 8.7 | 9.3 | 0 | 2018-10-29 | 4.7 | 13.3 | 0 | 2017-10-29 | 3.8 | 14.2 | 0 | 2016-10-29 | 9.2 | 8.8 | 0 | 11.82 | 0
2025-10-29 | 4.5 | 13.5 | 0 | 2024-10-29 | 4.3 | 13.7 | 0 | 2023-10-29 | 5.9 | 12.1 | 0 | 2022-10-29 | 3 | 15 | 0 | 2021-10-29 | 10 | 8 | 0 | 2020-10-29 | 5.1 | 12.9 | 0 | 2019-10-29 | 6.5 | 11.5 | 0 | 2018-10-29 | 4.6 | 13.4 | 0 | 2017-10-29 | 4.1 | 13.9 | 0 | 2016-10-29 | 10.5 | 7.5 | 0 | 12.15 | 0
2025-10-29 | 4.5 | 13.5 | 0 | 2024-10-29 | 3.7 | 14.3 | 0 | 2023-10-29 | 6.6 | 11.4 | 0 | 2022-10-29 | 1.3 | 16.7 | 0 | 2021-10-29 | 10.2 | 7.8 | 0 | 2020-10-29 | 5.5 | 12.5 | 0 | 2019-10-29 | 7 | 11 | 0 | 2018-10-29 | 4.4 | 13.6 | 0 | 2017-10-29 | 4.4 | 13.6 | 0 | 2016-10-29 | 10.9 | 7.1 | 0 | 12.15 | 0
2025-10-29 | 3.2 | 14.8 | 0 | 2024-10-29 | 4.2 | 13.8 | 0 | 2023-10-29 | 6.5 | 11.5 | 0 | 2022-10-29 | 1 | 17 | 0 | 2021-10-29 | 9.7 | 8.3 | 0 | 2020-10-29 | 4.8 | 13.2 | 0 | 2019-10-29 | 7.2 | 10.8 | 0 | 2018-10-29 | 4.3 | 13.7 | 0 | 2017-10-29 | 4.3 | 13.7 | 0 | 2016-10-29 | 11.2 | 6.8 | 0 | 12.36 | 0
2025-10-29 | 2.6 | 15.4 | 0 | 2024-10-29 | 4.6 | 13.4 | 0 | 2023-10-29 | 6.2 | 11.8 | 0 | 2022-10-29 | 2 | 16 | 0 | 2021-10-29 | 10.3 | 7.7 | 0 | 2020-10-29 | 5.2 | 12.8 | 0 | 2019-10-29 | 7.6 | 10.4 | 0 | 2018-10-29 | 4.5 | 13.5 | 0 | 2017-10-29 | 4.6 | 13.4 | 0 | 2016-10-29 | 10.9 | 7.1 | 0 | 12.15 | 0
2025-10-29 | 3.6 | 14.4 | 0 | 2024-10-29 | 3.2 | 14.8 | 0 | 2023-10-29 | 5.6 | 12.4 | 0 | 2022-10-29 | 1.6 | 16.4 | 0 | 2021-10-29 | 10.5 | 7.5 | 0 | 2020-10-29 | 5.8 | 12.2 | 0 | 2019-10-29 | 8.3 | 9.7 | 0 | 2018-10-29 | 4.5 | 13.5 | 0 | 2017-10-29 | 4.7 | 13.3 | 0 | 2016-10-29 | 12.1 | 5.9 | 0 | 12.01 | 0
2025-10-29 | 3.7 | 14.3 | 0 | 2024-10-29 | 5.7 | 12.3 | 0 | 2023-10-29 | 5.4 | 12.6 | 0 | 2022-10-29 | 2.2 | 15.8 | 0 | 2021-10-29 | 11.1 | 6.9 | 0 | 2020-10-29 | 5.3 | 12.7 | 0 | 2019-10-29 | 8.4 | 9.6 | 0 | 2018-10-29 | 4.8 | 13.2 | 0 | 2017-10-29 | 4.9 | 13.1 | 0 | 2016-10-29 | 13.2 | 4.8 | 0 | 11.53 | 0
2025-10-29 | 3.6 | 14.4 | 0 | 2024-10-29 | 7.9 | 10.1 | 0 | 2023-10-29 | 5.6 | 12.4 | 0 | 2022-10-29 | 1.4 | 16.6 | 0 | 2021-10-29 | 11.3 | 6.7 | 0 | 2020-10-29 | 5.6 | 12.4 | 0 | 2019-10-29 | 8.6 | 9.4 | 0 | 2018-10-29 | 5 | 13 | 0 | 2017-10-29 | 5 | 13 | 0 | 2016-10-29 | 14.7 | 3.3 | 0 | 11.13 | 0
2025-10-29 | 5.4 | 12.6 | 0 | 2024-10-29 | 9.1 | 8.9 | 0 | 2023-10-29 | 5.2 | 12.8 | 0 | 2022-10-29 | 3.3 | 14.7 | 0 | 2021-10-29 | 11.8 | 6.2 | 0 | 2020-10-29 | 5.9 | 12.1 | 0 | 2019-10-29 | 8.6 | 9.4 | 0 | 2018-10-29 | 4.9 | 13.1 | 0 | 2017-10-29 | 5.3 | 12.7 | 0 | 2016-10-29 | 15.2 | 2.8 | 0 | 10.53 | 0
2025-10-29 | 6.3 | 11.7 | 0 | 2024-10-29 | 9.2 | 8.8 | 0 | 2023-10-29 | 5.4 | 12.6 | 0 | 2022-10-29 | 7.1 | 10.9 | 0 | 2021-10-29 | 12.2 | 5.8 | 0 | 2020-10-29 | 6.8 | 11.2 | 0 | 2019-10-29 | 9.6 | 8.4 | 0 | 2018-10-29 | 5.4 | 12.6 | 0 | 2017-10-29 | 5.8 | 12.2 | 0 | 2016-10-29 | 15.6 | 2.4 | 0 | 9.66 | 0
2025-10-29 | 8.9 | 9.1 | 0 | 2024-10-29 | 10.4 | 7.6 | 0 | 2023-10-29 | 5.7 | 12.3 | 0 | 2022-10-29 | 9.4 | 8.6 | 0 | 2021-10-29 | 13 | 5 | 0 | 2020-10-29 | 8.1 | 9.9 | 0 | 2019-10-29 | 11 | 7 | 0 | 2018-10-29 | 5.3 | 12.7 | 0 | 2017-10-29 | 6.6 | 11.4 | 0 | 2016-10-29 | 16.5 | 1.5 | 0 | 8.51 | 0
2025-10-29 | 10.1 | 7.9 | 0 | 2024-10-29 | 10.7 | 7.3 | 0 | 2023-10-29 | 5.9 | 12.1 | 0 | 2022-10-29 | 11.4 | 6.6 | 0 | 2021-10-29 | 12.3 | 5.7 | 0 | 2020-10-29 | 9.2 | 8.8 | 0 | 2019-10-29 | 11.5 | 6.5 | 0 | 2018-10-29 | 5.8 | 12.2 | 0 | 2017-10-29 | 7.3 | 10.7 | 0 | 2016-10-29 | 17.4 | 0.6 | 0 | 7.84 | 0
2025-10-29 | 11 | 7 | 0 | 2024-10-29 | 11.2 | 6.8 | 0 | 2023-10-29 | 6.1 | 11.9 | 0 | 2022-10-29 | 13.4 | 4.6 | 0 | 2021-10-29 | 12.2 | 5.8 | 0 | 2020-10-29 | 10.2 | 7.8 | 0 | 2019-10-29 | 13 | 5 | 0 | 2018-10-29 | 6.6 | 11.4 | 0 | 2017-10-29 | 7.4 | 10.6 | 0 | 2016-10-29 | 18.2 | 0 | 0.2 | 7.09 | 0.02
2025-10-29 | 11.4 | 6.6 | 0 | 2024-10-29 | 12.1 | 5.9 | 0 | 2023-10-29 | 6.5 | 11.5 | 0 | 2022-10-29 | 14.2 | 3.8 | 0 | 2021-10-29 | 12.1 | 5.9 | 0 | 2020-10-29 | 10.4 | 7.6 | 0 | 2019-10-29 | 15.3 | 2.7 | 0 | 2018-10-29 | 7.6 | 10.4 | 0 | 2017-10-29 | 7.5 | 10.5 | 0 | 2016-10-29 | 19.6 | 0 | 1.6 | 6.49 | 0.16
2025-10-29 | 10.8 | 7.2 | 0 | 2024-10-29 | 13.4 | 4.6 | 0 | 2023-10-29 | 7 | 11 | 0 | 2022-10-29 | 14.9 | 3.1 | 0 | 2021-10-29 | 11.1 | 6.9 | 0 | 2020-10-29 | 9.3 | 8.7 | 0 | 2019-10-29 | 16.2 | 1.8 | 0 | 2018-10-29 | 8.4 | 9.6 | 0 | 2017-10-29 | 8.1 | 9.9 | 0 | 2016-10-29 | 19.2 | 0 | 1.2 | 6.28 | 0.12
2025-10-29 | 10.1 | 7.9 | 0 | 2024-10-29 | 13.5 | 4.5 | 0 | 2023-10-29 | 7.2 | 10.8 | 0 | 2022-10-29 | 14.3 | 3.7 | 0 | 2021-10-29 | 11 | 7 | 0 | 2020-10-29 | 7.4 | 10.6 | 0 | 2019-10-29 | 17.2 | 0.8 | 0 | 2018-10-29 | 8.5 | 9.5 | 0 | 2017-10-29 | 8.1 | 9.9 | 0 | 2016-10-29 | 19.2 | 0 | 1.2 | 6.47 | 0.12
2025-10-29 | 10.6 | 7.4 | 0 | 2024-10-29 | 14 | 4 | 0 | 2023-10-29 | 6.9 | 11.1 | 0 | 2022-10-29 | 14 | 4 | 0 | 2021-10-29 | 10.8 | 7.2 | 0 | 2020-10-29 | 6.7 | 11.3 | 0 | 2019-10-29 | 15.4 | 2.6 | 0 | 2018-10-29 | 8.3 | 9.7 | 0 | 2017-10-29 | 7.9 | 10.1 | 0 | 2016-10-29 | 19 | 0 | 1 | 6.74 | 0.1
2025-10-29 | 9.6 | 8.4 | 0 | 2024-10-29 | 13.8 | 4.2 | 0 | 2023-10-29 | 6.8 | 11.2 | 0 | 2022-10-29 | 12 | 6 | 0 | 2021-10-29 | 10.1 | 7.9 | 0 | 2020-10-29 | 5.8 | 12.2 | 0 | 2019-10-29 | 14.8 | 3.2 | 0 | 2018-10-29 | 7.4 | 10.6 | 0 | 2017-10-29 | 7.7 | 10.3 | 0 | 2016-10-29 | 17 | 1 | 0 | 7.5 | 0
2025-10-29 | 9 | 9 | 0 | 2024-10-29 | 12.3 | 5.7 | 0 | 2023-10-29 | 6.9 | 11.1 | 0 | 2022-10-29 | 10.2 | 7.8 | 0 | 2021-10-29 | 9.4 | 8.6 | 0 | 2020-10-29 | 5.3 | 12.7 | 0 | 2019-10-29 | 14.8 | 3.2 | 0 | 2018-10-29 | 6.4 | 11.6 | 0 | 2017-10-29 | 7.5 | 10.5 | 0 | 2016-10-29 | 14 | 4 | 0 | 8.42 | 0
2025-10-29 | 8.6 | 9.4 | 0 | 2024-10-29 | 12.3 | 5.7 | 0 | 2023-10-29 | 7.1 | 10.9 | 0 | 2022-10-29 | 8.3 | 9.7 | 0 | 2021-10-29 | 9.4 | 8.6 | 0 | 2020-10-29 | 4.3 | 13.7 | 0 | 2019-10-29 | 14.7 | 3.3 | 0 | 2018-10-29 | 5 | 13 | 0 | 2017-10-29 | 7.5 | 10.5 | 0 | 2016-10-29 | 13.4 | 4.6 | 0 | 8.94 | 0
2025-10-29 | 8.6 | 9.4 | 0 | 2024-10-29 | 11.8 | 6.2 | 0 | 2023-10-29 | 7.1 | 10.9 | 0 | 2022-10-29 | 7.8 | 10.2 | 0 | 2021-10-29 | 10.1 | 7.9 | 0 | 2020-10-29 | 3.2 | 14.8 | 0 | 2019-10-29 | 14.2 | 3.8 | 0 | 2018-10-29 | 4.7 | 13.3 | 0 | 2017-10-29 | 6.9 | 11.1 | 0 | 2016-10-29 | 12.9 | 5.1 | 0 | 9.27 | 0
2025-10-29 | 7.9 | 10.1 | 0 | 2024-10-29 | 11.8 | 6.2 | 0 | 2023-10-29 | 5.9 | 12.1 | 0 | 2022-10-29 | 7.4 | 10.6 | 0 | 2021-10-29 | 9.2 | 8.8 | 0 | 2020-10-29 | 3.1 | 14.9 | 0 | 2019-10-29 | 13.4 | 4.6 | 0 | 2018-10-29 | 3 | 15 | 0 | 2017-10-29 | 6.5 | 11.5 | 0 | 2016-10-29 | 12.3 | 5.7 | 0 | 9.95 | 0
2025-10-29 | 6.4 | 11.6 | 0 | 2024-10-29 | 12.4 | 5.6 | 0 | 2023-10-29 | 4.2 | 13.8 | 0 | 2022-10-29 | 7.4 | 10.6 | 0 | 2021-10-29 | 8.7 | 9.3 | 0 | 2020-10-29 | 2.6 | 15.4 | 0 | 2019-10-29 | 13.1 | 4.9 | 0 | 2018-10-29 | 1.7 | 16.3 | 0 | 2017-10-29 | 6.5 | 11.5 | 0 | 2016-10-29 | 11.9 | 6.1 | 0 | 10.51 | 0
2025-10-29 | 7 | 11 | 0 | 2024-10-29 | 13.3 | 4.7 | 0 | 2023-10-29 | 3.8 | 14.2 | 0 | 2022-10-29 | 7.5 | 10.5 | 0 | 2021-10-29 | 9.2 | 8.8 | 0 | 2020-10-29 | 2.3 | 15.7 | 0 | 2019-10-29 | 10.2 | 7.8 | 0 | 2018-10-29 | 2.1 | 15.9 | 0 | 2017-10-29 | 6.4 | 11.6 | 0 | 2016-10-29 | 11.2 | 6.8 | 0 | 10.7 | 0
2025-10-30 | 7.6 | 10.4 | 0 | 2024-10-30 | 14 | 4 | 0 | 2023-10-30 | 3.3 | 14.7 | 0 | 2022-10-30 | 6.5 | 11.5 | 0 | 2021-10-30 | 8.5 | 9.5 | 0 | 2020-10-30 | 2.2 | 15.8 | 0 | 2019-10-30 | 9.6 | 8.4 | 0 | 2018-10-30 | -0.8 | 18.8 | 0 | 2017-10-30 | 6.4 | 11.6 | 0 | 2016-10-30 | 11.2 | 6.8 | 0 | 11.15 | 0
2025-10-30 | 8.1 | 9.9 | 0 | 2024-10-30 | 14.6 | 3.4 | 0 | 2023-10-30 | 3.2 | 14.8 | 0 | 2022-10-30 | 5 | 13 | 0 | 2021-10-30 | 8.7 | 9.3 | 0 | 2020-10-30 | 2.1 | 15.9 | 0 | 2019-10-30 | 9.2 | 8.8 | 0 | 2018-10-30 | 0.2 | 17.8 | 0 | 2017-10-30 | 6.6 | 11.4 | 0 | 2016-10-30 | 11 | 7 | 0 | 11.13 | 0
2025-10-30 | 7.9 | 10.1 | 0 | 2024-10-30 | 14.6 | 3.4 | 0 | 2023-10-30 | 3 | 15 | 0 | 2022-10-30 | 5 | 13 | 0 | 2021-10-30 | 8.3 | 9.7 | 0 | 2020-10-30 | 1.9 | 16.1 | 0 | 2019-10-30 | 8.6 | 9.4 | 0 | 2018-10-30 | 0.2 | 17.8 | 0 | 2017-10-30 | 6.8 | 11.2 | 0 | 2016-10-30 | 11.4 | 6.6 | 0 | 11.23 | 0
2025-10-30 | 7.5 | 10.5 | 0 | 2024-10-30 | 14.6 | 3.4 | 0 | 2023-10-30 | 2.9 | 15.1 | 0 | 2022-10-30 | 4.2 | 13.8 | 0 | 2021-10-30 | 8.1 | 9.9 | 0 | 2020-10-30 | 1.4 | 16.6 | 0 | 2019-10-30 | 8.2 | 9.8 | 0 | 2018-10-30 | 0.3 | 17.7 | 0 | 2017-10-30 | 6.4 | 11.6 | 0 | 2016-10-30 | 10.1 | 7.9 | 0 | 11.63 | 0
2025-10-30 | 7.4 | 10.6 | 0 | 2024-10-30 | 14.6 | 3.4 | 0 | 2023-10-30 | 2.7 | 15.3 | 0 | 2022-10-30 | 2.7 | 15.3 | 0 | 2021-10-30 | 8.1 | 9.9 | 0 | 2020-10-30 | 1.1 | 16.9 | 0 | 2019-10-30 | 8 | 10 | 0 | 2018-10-30 | 0.2 | 17.8 | 0 | 2017-10-30 | 6.3 | 11.7 | 0 | 2016-10-30 | 9.2 | 8.8 | 0 | 11.97 | 0
2025-10-30 | 8.3 | 9.7 | 0 | 2024-10-30 | 14.7 | 3.3 | 0 | 2023-10-30 | 2.8 | 15.2 | 0 | 2022-10-30 | 2.5 | 15.5 | 0 | 2021-10-30 | 8 | 10 | 0 | 2020-10-30 | 0.9 | 17.1 | 0 | 2019-10-30 | 7.9 | 10.1 | 0 | 2018-10-30 | 0 | 18 | 0 | 2017-10-30 | 5.7 | 12.3 | 0 | 2016-10-30 | 8.9 | 9.1 | 0 | 12.03 | 0
2025-10-30 | 8.6 | 9.4 | 0 | 2024-10-30 | 15.1 | 2.9 | 0 | 2023-10-30 | 2.9 | 15.1 | 0 | 2022-10-30 | 3.7 | 14.3 | 0 | 2021-10-30 | 8.4 | 9.6 | 0 | 2020-10-30 | 0.6 | 17.4 | 0 | 2019-10-30 | 7.8 | 10.2 | 0 | 2018-10-30 | 0.3 | 17.7 | 0 | 2017-10-30 | 5.4 | 12.6 | 0 | 2016-10-30 | 8.6 | 9.4 | 0 | 11.86 | 0
2025-10-30 | 8.7 | 9.3 | 0 | 2024-10-30 | 14.9 | 3.1 | 0 | 2023-10-30 | 3 | 15 | 0 | 2022-10-30 | 2.7 | 15.3 | 0 | 2021-10-30 | 8.3 | 9.7 | 0 | 2020-10-30 | 0.3 | 17.7 | 0 | 2019-10-30 | 7.7 | 10.3 | 0 | 2018-10-30 | 0.8 | 17.2 | 0 | 2017-10-30 | 5.6 | 12.4 | 0 | 2016-10-30 | 8.2 | 9.8 | 0 | 11.98 | 0
2025-10-30 | 8.7 | 9.3 | 0 | 2024-10-30 | 17.9 | 0.1 | 0 | 2023-10-30 | 3.4 | 14.6 | 0 | 2022-10-30 | 3.9 | 14.1 | 0 | 2021-10-30 | 8.5 | 9.5 | 0 | 2020-10-30 | 0.4 | 17.6 | 0 | 2019-10-30 | 8.2 | 9.8 | 0 | 2018-10-30 | 2.1 | 15.9 | 0 | 2017-10-30 | 6 | 12 | 0 | 2016-10-30 | 8.1 | 9.9 | 0 | 11.28 | 0
2025-10-30 | 8.4 | 9.6 | 0 | 2024-10-30 | 19.4 | 0 | 1.4 | 2023-10-30 | 4.3 | 13.7 | 0 | 2022-10-30 | 5 | 13 | 0 | 2021-10-30 | 8.7 | 9.3 | 0 | 2020-10-30 | 0.6 | 17.4 | 0 | 2019-10-30 | 8.7 | 9.3 | 0 | 2018-10-30 | 5.5 | 12.5 | 0 | 2017-10-30 | 7.7 | 10.3 | 0 | 2016-10-30 | 7.8 | 10.2 | 0 | 10.53 | 0.14
2025-10-30 | 7.9 | 10.1 | 0 | 2024-10-30 | 20.4 | 0 | 2.4 | 2023-10-30 | 5.4 | 12.6 | 0 | 2022-10-30 | 6 | 12 | 0 | 2021-10-30 | 8.9 | 9.1 | 0 | 2020-10-30 | 0.6 | 17.4 | 0 | 2019-10-30 | 8.9 | 9.1 | 0 | 2018-10-30 | 7.7 | 10.3 | 0 | 2017-10-30 | 7.6 | 10.4 | 0 | 2016-10-30 | 7.2 | 10.8 | 0 | 10.18 | 0.24
2025-10-30 | 7.8 | 10.2 | 0 | 2024-10-30 | 21.1 | 0 | 3.1 | 2023-10-30 | 6.3 | 11.7 | 0 | 2022-10-30 | 7.8 | 10.2 | 0 | 2021-10-30 | 8.9 | 9.1 | 0 | 2020-10-30 | 0.5 | 17.5 | 0 | 2019-10-30 | 8.8 | 9.2 | 0 | 2018-10-30 | 9 | 9 | 0 | 2017-10-30 | 8.7 | 9.3 | 0 | 2016-10-30 | 6.6 | 11.4 | 0 | 9.76 | 0.31
2025-10-30 | 7.6 | 10.4 | 0 | 2024-10-30 | 22.3 | 0 | 4.3 | 2023-10-30 | 6.6 | 11.4 | 0 | 2022-10-30 | 10.1 | 7.9 | 0 | 2021-10-30 | 8.6 | 9.4 | 0 | 2020-10-30 | 1 | 17 | 0 | 2019-10-30 | 7.9 | 10.1 | 0 | 2018-10-30 | 10.1 | 7.9 | 0 | 2017-10-30 | 8 | 10 | 0 | 2016-10-30 | 6.4 | 11.6 | 0 | 9.57 | 0.43
2025-10-30 | 7.7 | 10.3 | 0 | 2024-10-30 | 22.8 | 0 | 4.8 | 2023-10-30 | 5.8 | 12.2 | 0 | 2022-10-30 | 13.2 | 4.8 | 0 | 2021-10-30 | 8.9 | 9.1 | 0 | 2020-10-30 | 1.3 | 16.7 | 0 | 2019-10-30 | 7.4 | 10.6 | 0 | 2018-10-30 | 10.6 | 7.4 | 0 | 2017-10-30 | 7.9 | 10.1 | 0 | 2016-10-30 | 6.8 | 11.2 | 0 | 9.24 | 0.48
2025-10-30 | 7.7 | 10.3 | 0 | 2024-10-30 | 23 | 0 | 5 | 2023-10-30 | 4.4 | 13.6 | 0 | 2022-10-30 | 12.8 | 5.2 | 0 | 2021-10-30 | 9.1 | 8.9 | 0 | 2020-10-30 | 2 | 16 | 0 | 2019-10-30 | 7 | 11 | 0 | 2018-10-30 | 10.6 | 7.4 | 0 | 2017-10-30 | 7.5 | 10.5 | 0 | 2016-10-30 | 6.9 | 11.1 | 0 | 9.4 | 0.5
2025-10-30 | 7.3 | 10.7 | 0 | 2024-10-30 | 21.8 | 0 | 3.8 | 2023-10-30 | 4.7 | 13.3 | 0 | 2022-10-30 | 13.7 | 4.3 | 0 | 2021-10-30 | 9.4 | 8.6 | 0 | 2020-10-30 | 2.3 | 15.7 | 0 | 2019-10-30 | 7 | 11 | 0 | 2018-10-30 | 10.4 | 7.6 | 0 | 2017-10-30 | 6.7 | 11.3 | 0 | 2016-10-30 | 7.3 | 10.7 | 0 | 9.32 | 0.38
2025-10-30 | 7 | 11 | 0 | 2024-10-30 | 21.3 | 0 | 3.3 | 2023-10-30 | 3.6 | 14.4 | 0 | 2022-10-30 | 13 | 5 | 0 | 2021-10-30 | 9.4 | 8.6 | 0 | 2020-10-30 | 1.4 | 16.6 | 0 | 2019-10-30 | 6.8 | 11.2 | 0 | 2018-10-30 | 10 | 8 | 0 | 2017-10-30 | 6.5 | 11.5 | 0 | 2016-10-30 | 7.1 | 10.9 | 0 | 9.72 | 0.33
2025-10-30 | 6.5 | 11.5 | 0 | 2024-10-30 | 20.6 | 0 | 2.6 | 2023-10-30 | 4 | 14 | 0 | 2022-10-30 | 10.3 | 7.7 | 0 | 2021-10-30 | 9 | 9 | 0 | 2020-10-30 | 1.2 | 16.8 | 0 | 2019-10-30 | 6.5 | 11.5 | 0 | 2018-10-30 | 8.7 | 9.3 | 0 | 2017-10-30 | 5.7 | 12.3 | 0 | 2016-10-30 | 6.8 | 11.2 | 0 | 10.33 | 0.26
2025-10-30 | 6.5 | 11.5 | 0 | 2024-10-30 | 20.6 | 0 | 2.6 | 2023-10-30 | 3.1 | 14.9 | 0 | 2022-10-30 | 7.9 | 10.1 | 0 | 2021-10-30 | 8.9 | 9.1 | 0 | 2020-10-30 | 0.9 | 17.1 | 0 | 2019-10-30 | 6.5 | 11.5 | 0 | 2018-10-30 | 7.1 | 10.9 | 0 | 2017-10-30 | 5.2 | 12.8 | 0 | 2016-10-30 | 6.6 | 11.4 | 0 | 10.93 | 0.26
2025-10-30 | 6.3 | 11.7 | 0 | 2024-10-30 | 20.7 | 0 | 2.7 | 2023-10-30 | 2.4 | 15.6 | 0 | 2022-10-30 | 7.3 | 10.7 | 0 | 2021-10-30 | 8.9 | 9.1 | 0 | 2020-10-30 | 0.6 | 17.4 | 0 | 2019-10-30 | 6.3 | 11.7 | 0 | 2018-10-30 | 7.4 | 10.6 | 0 | 2017-10-30 | 5.2 | 12.8 | 0 | 2016-10-30 | 6.4 | 11.6 | 0 | 11.12 | 0.27
2025-10-30 | 6 | 12 | 0 | 2024-10-30 | 20.3 | 0 | 2.3 | 2023-10-30 | 2.7 | 15.3 | 0 | 2022-10-30 | 7.5 | 10.5 | 0 | 2021-10-30 | 8.8 | 9.2 | 0 | 2020-10-30 | -0.8 | 18.8 | 0 | 2019-10-30 | 6.3 | 11.7 | 0 | 2018-10-30 | 7.5 | 10.5 | 0 | 2017-10-30 | 5.7 | 12.3 | 0 | 2016-10-30 | 5.6 | 12.4 | 0 | 11.27 | 0.23
2025-10-30 | 5.9 | 12.1 | 0 | 2024-10-30 | 19.6 | 0 | 1.6 | 2023-10-30 | 1 | 17 | 0 | 2022-10-30 | 6.8 | 11.2 | 0 | 2021-10-30 | 8.8 | 9.2 | 0 | 2020-10-30 | -1.3 | 19.3 | 0 | 2019-10-30 | 6.7 | 11.3 | 0 | 2018-10-30 | 7.7 | 10.3 | 0 | 2017-10-30 | 6 | 12 | 0 | 2016-10-30 | 5 | 13 | 0 | 11.54 | 0.16
2025-10-30 | 5.6 | 12.4 | 0 | 2024-10-30 | 19.2 | 0 | 1.2 | 2023-10-30 | 0.6 | 17.4 | 0 | 2022-10-30 | 6.9 | 11.1 | 0 | 2021-10-30 | 8.8 | 9.2 | 0 | 2020-10-30 | -2.9 | 20.9 | 0 | 2019-10-30 | 6.8 | 11.2 | 0 | 2018-10-30 | 7.7 | 10.3 | 0 | 2017-10-30 | 5.5 | 12.5 | 0 | 2016-10-30 | 4.3 | 13.7 | 0 | 11.87 | 0.12
2025-10-30 | 5.5 | 12.5 | 0 | 2024-10-30 | 18.9 | 0 | 0.9 | 2023-10-30 | 0.4 | 17.6 | 0 | 2022-10-30 | 7.4 | 10.6 | 0 | 2021-10-30 | 8.7 | 9.3 | 0 | 2020-10-30 | -3.8 | 21.8 | 0 | 2019-10-30 | 6.9 | 11.1 | 0 | 2018-10-30 | 7.4 | 10.6 | 0 | 2017-10-30 | 5.4 | 12.6 | 0 | 2016-10-30 | 3.9 | 14.1 | 0 | 12.02 | 0.09
2025-10-31 | 5.5 | 12.5 | 0 | 2024-10-31 | 18.9 | 0 | 0.9 | 2023-10-31 | -0.3 | 18.3 | 0 | 2022-10-31 | 7.8 | 10.2 | 0 | 2021-10-31 | 8.7 | 9.3 | 0 | 2020-10-31 | -3.8 | 21.8 | 0 | 2019-10-31 | 7 | 11 | 0 | 2018-10-31 | 7.6 | 10.4 | 0 | 2017-10-31 | 5 | 13 | 0 | 2016-10-31 | 2.6 | 15.4 | 0 | 12.19 | 0.09
2025-10-31 | 5.1 | 12.9 | 0 | 2024-10-31 | 19.2 | 0 | 1.2 | 2023-10-31 | -1.4 | 19.4 | 0 | 2022-10-31 | 7.5 | 10.5 | 0 | 2021-10-31 | 8.8 | 9.2 | 0 | 2020-10-31 | -3.7 | 21.7 | 0 | 2019-10-31 | 6.8 | 11.2 | 0 | 2018-10-31 | 7.9 | 10.1 | 0 | 2017-10-31 | 4.6 | 13.4 | 0 | 2016-10-31 | 1.4 | 16.6 | 0 | 12.5 | 0.12
2025-10-31 | 5.1 | 12.9 | 0 | 2024-10-31 | 18.5 | 0 | 0.5 | 2023-10-31 | -0.7 | 18.7 | 0 | 2022-10-31 | 7.5 | 10.5 | 0 | 2021-10-31 | 8.8 | 9.2 | 0 | 2020-10-31 | -3.2 | 21.2 | 0 | 2019-10-31 | 6.5 | 11.5 | 0 | 2018-10-31 | 8.1 | 9.9 | 0 | 2017-10-31 | 4.2 | 13.8 | 0 | 2016-10-31 | 1 | 17 | 0 | 12.47 | 0.05
2025-10-31 | 4.9 | 13.1 | 0 | 2024-10-31 | 18 | 0 | 0 | 2023-10-31 | -0.1 | 18.1 | 0 | 2022-10-31 | 7.4 | 10.6 | 0 | 2021-10-31 | 8.9 | 9.1 | 0 | 2020-10-31 | -2.9 | 20.9 | 0 | 2019-10-31 | 6.4 | 11.6 | 0 | 2018-10-31 | 8.1 | 9.9 | 0 | 2017-10-31 | 4 | 14 | 0 | 2016-10-31 | 1.6 | 16.4 | 0 | 12.37 | 0
2025-10-31 | 5.3 | 12.7 | 0 | 2024-10-31 | 17.1 | 0.9 | 0 | 2023-10-31 | 1.3 | 16.7 | 0 | 2022-10-31 | 6.5 | 11.5 | 0 | 2021-10-31 | 8.6 | 9.4 | 0 | 2020-10-31 | -3.5 | 21.5 | 0 | 2019-10-31 | 6.6 | 11.4 | 0 | 2018-10-31 | 8.1 | 9.9 | 0 | 2017-10-31 | 4.6 | 13.4 | 0 | 2016-10-31 | 1.6 | 16.4 | 0 | 12.38 | 0
2025-10-31 | 5.2 | 12.8 | 0 | 2024-10-31 | 17.1 | 0.9 | 0 | 2023-10-31 | 1.5 | 16.5 | 0 | 2022-10-31 | 8.1 | 9.9 | 0 | 2021-10-31 | 8.8 | 9.2 | 0 | 2020-10-31 | -3.3 | 21.3 | 0 | 2019-10-31 | 6.7 | 11.3 | 0 | 2018-10-31 | 8.2 | 9.8 | 0 | 2017-10-31 | 4.7 | 13.3 | 0 | 2016-10-31 | 1.2 | 16.8 | 0 | 12.18 | 0
2025-10-31 | 5.2 | 12.8 | 0 | 2024-10-31 | 16.9 | 1.1 | 0 | 2023-10-31 | 2.3 | 15.7 | 0 | 2022-10-31 | 8.3 | 9.7 | 0 | 2021-10-31 | 8.8 | 9.2 | 0 | 2020-10-31 | -4.8 | 22.8 | 0 | 2019-10-31 | 6.5 | 11.5 | 0 | 2018-10-31 | 8.4 | 9.6 | 0 | 2017-10-31 | 5 | 13 | 0 | 2016-10-31 | 2 | 16 | 0 | 12.14 | 0
2025-10-31 | 5.6 | 12.4 | 0 | 2024-10-31 | 16 | 2 | 0 | 2023-10-31 | 1.1 | 16.9 | 0 | 2022-10-31 | 8.3 | 9.7 | 0 | 2021-10-31 | 8.8 | 9.2 | 0 | 2020-10-31 | -4.7 | 22.7 | 0 | 2019-10-31 | 6.4 | 11.6 | 0 | 2018-10-31 | 8.5 | 9.5 | 0 | 2017-10-31 | 4.8 | 13.2 | 0 | 2016-10-31 | 1.5 | 16.5 | 0 | 12.37 | 0
2025-10-31 | 6 | 12 | 0 | 2024-10-31 | 16.3 | 1.7 | 0 | 2023-10-31 | 3 | 15 | 0 | 2022-10-31 | 8.3 | 9.7 | 0 | 2021-10-31 | 9.7 | 8.3 | 0 | 2020-10-31 | -2.4 | 20.4 | 0 | 2019-10-31 | 6.5 | 11.5 | 0 | 2018-10-31 | 8.5 | 9.5 | 0 | 2017-10-31 | 5.1 | 12.9 | 0 | 2016-10-31 | 2.1 | 15.9 | 0 | 11.69 | 0
2025-10-31 | 6.5 | 11.5 | 0 | 2024-10-31 | 19.3 | 0 | 1.3 | 2023-10-31 | 3.9 | 14.1 | 0 | 2022-10-31 | 9.1 | 8.9 | 0 | 2021-10-31 | 10.4 | 7.6 | 0 | 2020-10-31 | 0.5 | 17.5 | 0 | 2019-10-31 | 6.6 | 11.4 | 0 | 2018-10-31 | 9.1 | 8.9 | 0 | 2017-10-31 | 5.3 | 12.7 | 0 | 2016-10-31 | 3.6 | 14.4 | 0 | 10.7 | 0.13
2025-10-31 | 7 | 11 | 0 | 2024-10-31 | 20.3 | 0 | 2.3 | 2023-10-31 | 4.5 | 13.5 | 0 | 2022-10-31 | 9.6 | 8.4 | 0 | 2021-10-31 | 11.5 | 6.5 | 0 | 2020-10-31 | 2.1 | 15.9 | 0 | 2019-10-31 | 6.8 | 11.2 | 0 | 2018-10-31 | 9.4 | 8.6 | 0 | 2017-10-31 | 5.2 | 12.8 | 0 | 2016-10-31 | 4.7 | 13.3 | 0 | 10.12 | 0.23
2025-10-31 | 7.4 | 10.6 | 0 | 2024-10-31 | 21.2 | 0 | 3.2 | 2023-10-31 | 5.4 | 12.6 | 0 | 2022-10-31 | 10.3 | 7.7 | 0 | 2021-10-31 | 12.7 | 5.3 | 0 | 2020-10-31 | 4 | 14 | 0 | 2019-10-31 | 6.9 | 11.1 | 0 | 2018-10-31 | 10.1 | 7.9 | 0 | 2017-10-31 | 7 | 11 | 0 | 2016-10-31 | 5.8 | 12.2 | 0 | 9.24 | 0.32
2025-10-31 | 8.4 | 9.6 | 0 | 2024-10-31 | 21.3 | 0 | 3.3 | 2023-10-31 | 6 | 12 | 0 | 2022-10-31 | 10.4 | 7.6 | 0 | 2021-10-31 | 14.3 | 3.7 | 0 | 2020-10-31 | 4 | 14 | 0 | 2019-10-31 | 7.1 | 10.9 | 0 | 2018-10-31 | 11.4 | 6.6 | 0 | 2017-10-31 | 7.3 | 10.7 | 0 | 2016-10-31 | 6.9 | 11.1 | 0 | 8.62 | 0.33
2025-10-31 | 8.7 | 9.3 | 0 | 2024-10-31 | 21 | 0 | 3 | 2023-10-31 | 4.8 | 13.2 | 0 | 2022-10-31 | 10.5 | 7.5 | 0 | 2021-10-31 | 13.3 | 4.7 | 0 | 2020-10-31 | 4.4 | 13.6 | 0 | 2019-10-31 | 7.6 | 10.4 | 0 | 2018-10-31 | 13.5 | 4.5 | 0 | 2017-10-31 | 7.8 | 10.2 | 0 | 2016-10-31 | 7.2 | 10.8 | 0 | 8.42 | 0.3
2025-10-31 | 8.1 | 9.9 | 0 | 2024-10-31 | 21.3 | 0 | 3.3 | 2023-10-31 | 4.7 | 13.3 | 0 | 2022-10-31 | 10.9 | 7.1 | 0 | 2021-10-31 | 14.8 | 3.2 | 0 | 2020-10-31 | 4.6 | 13.4 | 0 | 2019-10-31 | 8.1 | 9.9 | 0 | 2018-10-31 | 13.1 | 4.9 | 0 | 2017-10-31 | 6.9 | 11.1 | 0 | 2016-10-31 | 8.1 | 9.9 | 0 | 8.27 | 0.33
2025-10-31 | 8.1 | 9.9 | 0 | 2024-10-31 | 21.9 | 0 | 3.9 | 2023-10-31 | 5.4 | 12.6 | 0 | 2022-10-31 | 10.8 | 7.2 | 0 | 2021-10-31 | 13.5 | 4.5 | 0 | 2020-10-31 | 5.4 | 12.6 | 0 | 2019-10-31 | 8.3 | 9.7 | 0 | 2018-10-31 | 12.3 | 5.7 | 0 | 2017-10-31 | 7.3 | 10.7 | 0 | 2016-10-31 | 7.5 | 10.5 | 0 | 8.34 | 0.39
2025-10-31 | 8 | 10 | 0 | 2024-10-31 | 22.6 | 0 | 4.6 | 2023-10-31 | 4.3 | 13.7 | 0 | 2022-10-31 | 11.1 | 6.9 | 0 | 2021-10-31 | 12.3 | 5.7 | 0 | 2020-10-31 | 4.7 | 13.3 | 0 | 2019-10-31 | 8.3 | 9.7 | 0 | 2018-10-31 | 11.6 | 6.4 | 0 | 2017-10-31 | 5.9 | 12.1 | 0 | 2016-10-31 | 6.9 | 11.1 | 0 | 8.89 | 0.46
2025-10-31 | 7.7 | 10.3 | 0 | 2024-10-31 | 22.5 | 0 | 4.5 | 2023-10-31 | 3.7 | 14.3 | 0 | 2022-10-31 | 10.7 | 7.3 | 0 | 2021-10-31 | 11.6 | 6.4 | 0 | 2020-10-31 | 5 | 13 | 0 | 2019-10-31 | 9.2 | 8.8 | 0 | 2018-10-31 | 10.8 | 7.2 | 0 | 2017-10-31 | 5 | 13 | 0 | 2016-10-31 | 6.3 | 11.7 | 0 | 9.2 | 0.45
2025-10-31 | 7.3 | 10.7 | 0 | 2024-10-31 | 21.8 | 0 | 3.8 | 2023-10-31 | 3.6 | 14.4 | 0 | 2022-10-31 | 10.7 | 7.3 | 0 | 2021-10-31 | 10.8 | 7.2 | 0 | 2020-10-31 | 5.9 | 12.1 | 0 | 2019-10-31 | 8.8 | 9.2 | 0 | 2018-10-31 | 9.7 | 8.3 | 0 | 2017-10-31 | 4.1 | 13.9 | 0 | 2016-10-31 | 6 | 12 | 0 | 9.51 | 0.38
2025-10-31 | 7 | 11 | 0 | 2024-10-31 | 21.6 | 0 | 3.6 | 2023-10-31 | 3.4 | 14.6 | 0 | 2022-10-31 | 10.6 | 7.4 | 0 | 2021-10-31 | 9.8 | 8.2 | 0 | 2020-10-31 | 5.2 | 12.8 | 0 | 2019-10-31 | 9.6 | 8.4 | 0 | 2018-10-31 | 8.6 | 9.4 | 0 | 2017-10-31 | 3.5 | 14.5 | 0 | 2016-10-31 | 5.6 | 12.4 | 0 | 9.87 | 0.36
2025-10-31 | 6 | 12 | 0 | 2024-10-31 | 20 | 0 | 2 | 2023-10-31 | 2.6 | 15.4 | 0 | 2022-10-31 | 10.7 | 7.3 | 0 | 2021-10-31 | 10.3 | 7.7 | 0 | 2020-10-31 | 4.9 | 13.1 | 0 | 2019-10-31 | 10 | 8 | 0 | 2018-10-31 | 6.9 | 11.1 | 0 | 2017-10-31 | 3.9 | 14.1 | 0 | 2016-10-31 | 5.1 | 12.9 | 0 | 10.16 | 0.2
2025-10-31 | 5.6 | 12.4 | 0 | 2024-10-31 | 18 | 0 | 0 | 2023-10-31 | 0.8 | 17.2 | 0 | 2022-10-31 | 10.8 | 7.2 | 0 | 2021-10-31 | 10.2 | 7.8 | 0 | 2020-10-31 | 5.1 | 12.9 | 0 | 2019-10-31 | 9 | 9 | 0 | 2018-10-31 | 5.6 | 12.4 | 0 | 2017-10-31 | 3.6 | 14.4 | 0 | 2016-10-31 | 5.2 | 12.8 | 0 | 10.61 | 0
2025-10-31 | 5.1 | 12.9 | 0 | 2024-10-31 | 18 | 0 | 0 | 2023-10-31 | 1.9 | 16.1 | 0 | 2022-10-31 | 10.8 | 7.2 | 0 | 2021-10-31 | 9.6 | 8.4 | 0 | 2020-10-31 | 5.1 | 12.9 | 0 | 2019-10-31 | 7.4 | 10.6 | 0 | 2018-10-31 | 5.2 | 12.8 | 0 | 2017-10-31 | 3.7 | 14.3 | 0 | 2016-10-31 | 5.2 | 12.8 | 0 | 10.8 | 0
2025-10-31 | 4.8 | 13.2 | 0 | 2024-10-31 | 17.4 | 0.6 | 0 | 2023-10-31 | 0 | 18 | 0 | 2022-10-31 | 11 | 7 | 0 | 2021-10-31 | 8.6 | 9.4 | 0 | 2020-10-31 | 5.2 | 12.8 | 0 | 2019-10-31 | 6.4 | 11.6 | 0 | 2018-10-31 | 4.7 | 13.3 | 0 | 2017-10-31 | 4.4 | 13.6 | 0 | 2016-10-31 | 6.7 | 11.3 | 0 | 11.08 | 0
2025-11-01 | 5.1 | 12.9 | 0 | 2024-11-01 | 17 | 1 | 0 | 2023-11-01 | -0.5 | 18.5 | 0 | 2022-11-01 | 11 | 7 | 0 | 2021-11-01 | 7.9 | 10.1 | 0 | 2020-11-01 | 5.4 | 12.6 | 0 | 2019-11-01 | 5.8 | 12.2 | 0 | 2018-11-01 | 5.6 | 12.4 | 0 | 2017-11-01 | 4.2 | 13.8 | 0 | 2016-11-01 | 6.5 | 11.5 | 0 | 11.2 | 0
2025-11-01 | 3.4 | 14.6 | 0 | 2024-11-01 | 16.3 | 1.7 | 0 | 2023-11-01 | -0.6 | 18.6 | 0 | 2022-11-01 | 11.3 | 6.7 | 0 | 2021-11-01 | 7 | 11 | 0 | 2020-11-01 | 6.7 | 11.3 | 0 | 2019-11-01 | 4 | 14 | 0 | 2018-11-01 | 5.5 | 12.5 | 0 | 2017-11-01 | 4.5 | 13.5 | 0 | 2016-11-01 | 6.3 | 11.7 | 0 | 11.56 | 0
2025-11-01 | 4.8 | 13.2 | 0 | 2024-11-01 | 15.8 | 2.2 | 0 | 2023-11-01 | -1.8 | 19.8 | 0 | 2022-11-01 | 11.2 | 6.8 | 0 | 2021-11-01 | 6.5 | 11.5 | 0 | 2020-11-01 | 7.6 | 10.4 | 0 | 2019-11-01 | 3.2 | 14.8 | 0 | 2018-11-01 | 5.7 | 12.3 | 0 | 2017-11-01 | 4.3 | 13.7 | 0 | 2016-11-01 | 7 | 11 | 0 | 11.57 | 0
2025-11-01 | 5.3 | 12.7 | 0 | 2024-11-01 | 14.1 | 3.9 | 0 | 2023-11-01 | -1.6 | 19.6 | 0 | 2022-11-01 | 11.5 | 6.5 | 0 | 2021-11-01 | 6.3 | 11.7 | 0 | 2020-11-01 | 8.1 | 9.9 | 0 | 2019-11-01 | 2.8 | 15.2 | 0 | 2018-11-01 | 5.5 | 12.5 | 0 | 2017-11-01 | 4.2 | 13.8 | 0 | 2016-11-01 | 6.2 | 11.8 | 0 | 11.76 | 0
2025-11-01 | 5.3 | 12.7 | 0 | 2024-11-01 | 12.8 | 5.2 | 0 | 2023-11-01 | -1.5 | 19.5 | 0 | 2022-11-01 | 11.7 | 6.3 | 0 | 2021-11-01 | 5.3 | 12.7 | 0 | 2020-11-01 | 8.8 | 9.2 | 0 | 2019-11-01 | 2.6 | 15.4 | 0 | 2018-11-01 | 6 | 12 | 0 | 2017-11-01 | 4.2 | 13.8 | 0 | 2016-11-01 | 5.9 | 12.1 | 0 | 11.89 | 0
2025-11-01 | 5 | 13 | 0 | 2024-11-01 | 11.1 | 6.9 | 0 | 2023-11-01 | -0.9 | 18.9 | 0 | 2022-11-01 | 11.7 | 6.3 | 0 | 2021-11-01 | 4.4 | 13.6 | 0 | 2020-11-01 | 9.7 | 8.3 | 0 | 2019-11-01 | 2.6 | 15.4 | 0 | 2018-11-01 | 5.9 | 12.1 | 0 | 2017-11-01 | 4.1 | 13.9 | 0 | 2016-11-01 | 6.6 | 11.4 | 0 | 11.98 | 0
2025-11-01 | 4 | 14 | 0 | 2024-11-01 | 11.1 | 6.9 | 0 | 2023-11-01 | -0.7 | 18.7 | 0 | 2022-11-01 | 12.5 | 5.5 | 0 | 2021-11-01 | 4.2 | 13.8 | 0 | 2020-11-01 | 10.2 | 7.8 | 0 | 2019-11-01 | 2.8 | 15.2 | 0 | 2018-11-01 | 6.8 | 11.2 | 0 | 2017-11-01 | 4 | 14 | 0 | 2016-11-01 | 6.6 | 11.4 | 0 | 11.85 | 0
2025-11-01 | 4.5 | 13.5 | 0 | 2024-11-01 | 10.7 | 7.3 | 0 | 2023-11-01 | -1 | 19 | 0 | 2022-11-01 | 13.3 | 4.7 | 0 | 2021-11-01 | 4 | 14 | 0 | 2020-11-01 | 10.9 | 7.1 | 0 | 2019-11-01 | 2.7 | 15.3 | 0 | 2018-11-01 | 7 | 11 | 0 | 2017-11-01 | 4.2 | 13.8 | 0 | 2016-11-01 | 7.6 | 10.4 | 0 | 11.61 | 0
2025-11-01 | 5.3 | 12.7 | 0 | 2024-11-01 | 10.1 | 7.9 | 0 | 2023-11-01 | -0.1 | 18.1 | 0 | 2022-11-01 | 13.8 | 4.2 | 0 | 2021-11-01 | 5.8 | 12.2 | 0 | 2020-11-01 | 11.1 | 6.9 | 0 | 2019-11-01 | 2.9 | 15.1 | 0 | 2018-11-01 | 7.3 | 10.7 | 0 | 2017-11-01 | 4.4 | 13.6 | 0 | 2016-11-01 | 9.1 | 8.9 | 0 | 11.03 | 0
2025-11-01 | 6.8 | 11.2 | 0 | 2024-11-01 | 10.2 | 7.8 | 0 | 2023-11-01 | 0.9 | 17.1 | 0 | 2022-11-01 | 14.3 | 3.7 | 0 | 2021-11-01 | 7.5 | 10.5 | 0 | 2020-11-01 | 9.3 | 8.7 | 0 | 2019-11-01 | 3.3 | 14.7 | 0 | 2018-11-01 | 7.7 | 10.3 | 0 | 2017-11-01 | 4.9 | 13.1 | 0 | 2016-11-01 | 11.2 | 6.8 | 0 | 10.39 | 0
2025-11-01 | 7.3 | 10.7 | 0 | 2024-11-01 | 10.8 | 7.2 | 0 | 2023-11-01 | 2.5 | 15.5 | 0 | 2022-11-01 | 13.6 | 4.4 | 0 | 2021-11-01 | 8.2 | 9.8 | 0 | 2020-11-01 | 7.2 | 10.8 | 0 | 2019-11-01 | 3.9 | 14.1 | 0 | 2018-11-01 | 7 | 11 | 0 | 2017-11-01 | 5.7 | 12.3 | 0 | 2016-11-01 | 11.8 | 6.2 | 0 | 10.2 | 0
2025-11-01 | 7.5 | 10.5 | 0 | 2024-11-01 | 10.2 | 7.8 | 0 | 2023-11-01 | 3.4 | 14.6 | 0 | 2022-11-01 | 14.1 | 3.9 | 0 | 2021-11-01 | 8.6 | 9.4 | 0 | 2020-11-01 | 7.2 | 10.8 | 0 | 2019-11-01 | 4.2 | 13.8 | 0 | 2018-11-01 | 7 | 11 | 0 | 2017-11-01 | 6.1 | 11.9 | 0 | 2016-11-01 | 11.7 | 6.3 | 0 | 10 | 0
2025-11-01 | 8.5 | 9.5 | 0 | 2024-11-01 | 12.1 | 5.9 | 0 | 2023-11-01 | 3.2 | 14.8 | 0 | 2022-11-01 | 16.9 | 1.1 | 0 | 2021-11-01 | 9.5 | 8.5 | 0 | 2020-11-01 | 7.8 | 10.2 | 0 | 2019-11-01 | 4.6 | 13.4 | 0 | 2018-11-01 | 7.7 | 10.3 | 0 | 2017-11-01 | 6.6 | 11.4 | 0 | 2016-11-01 | 12.3 | 5.7 | 0 | 9.08 | 0
2025-11-01 | 9 | 9 | 0 | 2024-11-01 | 10.2 | 7.8 | 0 | 2023-11-01 | 3.7 | 14.3 | 0 | 2022-11-01 | 19.2 | 0 | 1.2 | 2021-11-01 | 9.8 | 8.2 | 0 | 2020-11-01 | 7.7 | 10.3 | 0 | 2019-11-01 | 4.4 | 13.6 | 0 | 2018-11-01 | 7.5 | 10.5 | 0 | 2017-11-01 | 6.7 | 11.3 | 0 | 2016-11-01 | 13.1 | 4.9 | 0 | 8.99 | 0.12
2025-11-01 | 9.3 | 8.7 | 0 | 2024-11-01 | 10.1 | 7.9 | 0 | 2023-11-01 | 4.4 | 13.6 | 0 | 2022-11-01 | 19.7 | 0 | 1.7 | 2021-11-01 | 9.6 | 8.4 | 0 | 2020-11-01 | 5.4 | 12.6 | 0 | 2019-11-01 | 3.9 | 14.1 | 0 | 2018-11-01 | 7.6 | 10.4 | 0 | 2017-11-01 | 6.6 | 11.4 | 0 | 2016-11-01 | 16 | 2 | 0 | 8.91 | 0.17
2025-11-01 | 9.7 | 8.3 | 0 | 2024-11-01 | 9.6 | 8.4 | 0 | 2023-11-01 | 4.4 | 13.6 | 0 | 2022-11-01 | 19.5 | 0 | 1.5 | 2021-11-01 | 8.5 | 9.5 | 0 | 2020-11-01 | 5.2 | 12.8 | 0 | 2019-11-01 | 3.9 | 14.1 | 0 | 2018-11-01 | 7.3 | 10.7 | 0 | 2017-11-01 | 6 | 12 | 0 | 2016-11-01 | 17.2 | 0.8 | 0 | 9.02 | 0.15
2025-11-01 | 8.9 | 9.1 | 0 | 2024-11-01 | 9.1 | 8.9 | 0 | 2023-11-01 | 4.2 | 13.8 | 0 | 2022-11-01 | 18.4 | 0 | 0.4 | 2021-11-01 | 7.6 | 10.4 | 0 | 2020-11-01 | 2.3 | 15.7 | 0 | 2019-11-01 | 3.8 | 14.2 | 0 | 2018-11-01 | 7 | 11 | 0 | 2017-11-01 | 5.6 | 12.4 | 0 | 2016-11-01 | 15.7 | 2.3 | 0 | 9.78 | 0.04
2025-11-01 | 8.2 | 9.8 | 0 | 2024-11-01 | 7.7 | 10.3 | 0 | 2023-11-01 | 2.8 | 15.2 | 0 | 2022-11-01 | 16.3 | 1.7 | 0 | 2021-11-01 | 7 | 11 | 0 | 2020-11-01 | 2.4 | 15.6 | 0 | 2019-11-01 | 3.4 | 14.6 | 0 | 2018-11-01 | 6.8 | 11.2 | 0 | 2017-11-01 | 5.2 | 12.8 | 0 | 2016-11-01 | 14.5 | 3.5 | 0 | 10.57 | 0
2025-11-01 | 6.2 | 11.8 | 0 | 2024-11-01 | 7.2 | 10.8 | 0 | 2023-11-01 | 2.1 | 15.9 | 0 | 2022-11-01 | 14.4 | 3.6 | 0 | 2021-11-01 | 5.8 | 12.2 | 0 | 2020-11-01 | 1.2 | 16.8 | 0 | 2019-11-01 | 3 | 15 | 0 | 2018-11-01 | 6.6 | 11.4 | 0 | 2017-11-01 | 5.1 | 12.9 | 0 | 2016-11-01 | 14.6 | 3.4 | 0 | 11.38 | 0
2025-11-01 | 5 | 13 | 0 | 2024-11-01 | 6 | 12 | 0 | 2023-11-01 | 1.7 | 16.3 | 0 | 2022-11-01 | 13.6 | 4.4 | 0 | 2021-11-01 | 6.2 | 11.8 | 0 | 2020-11-01 | 0.8 | 17.2 | 0 | 2019-11-01 | 3 | 15 | 0 | 2018-11-01 | 6.4 | 11.6 | 0 | 2017-11-01 | 5.1 | 12.9 | 0 | 2016-11-01 | 14.9 | 3.1 | 0 | 11.73 | 0
2025-11-01 | 4.5 | 13.5 | 0 | 2024-11-01 | 6.1 | 11.9 | 0 | 2023-11-01 | 1.9 | 16.1 | 0 | 2022-11-01 | 13.6 | 4.4 | 0 | 2021-11-01 | 6.2 | 11.8 | 0 | 2020-11-01 | 1.8 | 16.2 | 0 | 2019-11-01 | 2.3 | 15.7 | 0 | 2018-11-01 | 6.4 | 11.6 | 0 | 2017-11-01 | 5.1 | 12.9 | 0 | 2016-11-01 | 15.8 | 2.2 | 0 | 11.63 | 0
2025-11-01 | 4.2 | 13.8 | 0 | 2024-11-01 | 5.4 | 12.6 | 0 | 2023-11-01 | 1.8 | 16.2 | 0 | 2022-11-01 | 11.3 | 6.7 | 0 | 2021-11-01 | 6.1 | 11.9 | 0 | 2020-11-01 | 1.2 | 16.8 | 0 | 2019-11-01 | 2.1 | 15.9 | 0 | 2018-11-01 | 6 | 12 | 0 | 2017-11-01 | 5.1 | 12.9 | 0 | 2016-11-01 | 17.5 | 0.5 | 0 | 11.93 | 0
2025-11-01 | 3.8 | 14.2 | 0 | 2024-11-01 | 4.5 | 13.5 | 0 | 2023-11-01 | 2.3 | 15.7 | 0 | 2022-11-01 | 11.2 | 6.8 | 0 | 2021-11-01 | 5 | 13 | 0 | 2020-11-01 | 1 | 17 | 0 | 2019-11-01 | 2.4 | 15.6 | 0 | 2018-11-01 | 5.8 | 12.2 | 0 | 2017-11-01 | 5.5 | 12.5 | 0 | 2016-11-01 | 16.7 | 1.3 | 0 | 12.18 | 0
2025-11-01 | 3.2 | 14.8 | 0 | 2024-11-01 | 4.1 | 13.9 | 0 | 2023-11-01 | 2.4 | 15.6 | 0 | 2022-11-01 | 10.6 | 7.4 | 0 | 2021-11-01 | 3.7 | 14.3 | 0 | 2020-11-01 | 0.8 | 17.2 | 0 | 2019-11-01 | 2.3 | 15.7 | 0 | 2018-11-01 | 5.1 | 12.9 | 0 | 2017-11-01 | 5.9 | 12.1 | 0 | 2016-11-01 | 15.1 | 2.9 | 0 | 12.68 | 0
2025-11-02 | 3.5 | 14.5 | 0 | 2024-11-02 | 4 | 14 | 0 | 2023-11-02 | 2.3 | 15.7 | 0 | 2022-11-02 | 9.8 | 8.2 | 0 | 2021-11-02 | 5.6 | 12.4 | 0 | 2020-11-02 | 0.4 | 17.6 | 0 | 2019-11-02 | 2.2 | 15.8 | 0 | 2018-11-02 | 4.8 | 13.2 | 0 | 2017-11-02 | 5.8 | 12.2 | 0 | 2016-11-02 | 14.8 | 3.2 | 0 | 12.68 | 0
2025-11-02 | 1.1 | 16.9 | 0 | 2024-11-02 | 3.3 | 14.7 | 0 | 2023-11-02 | 2.3 | 15.7 | 0 | 2022-11-02 | 9.5 | 8.5 | 0 | 2021-11-02 | 4 | 14 | 0 | 2020-11-02 | 0.3 | 17.7 | 0 | 2019-11-02 | 1.9 | 16.1 | 0 | 2018-11-02 | 4.5 | 13.5 | 0 | 2017-11-02 | 5.8 | 12.2 | 0 | 2016-11-02 | 15 | 3 | 0 | 13.23 | 0
2025-11-02 | 1 | 17 | 0 | 2024-11-02 | 2.9 | 15.1 | 0 | 2023-11-02 | 2.2 | 15.8 | 0 | 2022-11-02 | 6.9 | 11.1 | 0 | 2021-11-02 | 3.2 | 14.8 | 0 | 2020-11-02 | -0.1 | 18.1 | 0 | 2019-11-02 | 2.4 | 15.6 | 0 | 2018-11-02 | 4.3 | 13.7 | 0 | 2017-11-02 | 6 | 12 | 0 | 2016-11-02 | 14.2 | 3.8 | 0 | 13.7 | 0
2025-11-02 | 1.1 | 16.9 | 0 | 2024-11-02 | 2.2 | 15.8 | 0 | 2023-11-02 | 2.2 | 15.8 | 0 | 2022-11-02 | 8.4 | 9.6 | 0 | 2021-11-02 | 3.2 | 14.8 | 0 | 2020-11-02 | -0.2 | 18.2 | 0 | 2019-11-02 | 3 | 15 | 0 | 2018-11-02 | 4.6 | 13.4 | 0 | 2017-11-02 | 6.3 | 11.7 | 0 | 2016-11-02 | 14.3 | 3.7 | 0 | 13.49 | 0
2025-11-02 | 0.7 | 17.3 | 0 | 2024-11-02 | 2 | 16 | 0 | 2023-11-02 | 2.2 | 15.8 | 0 | 2022-11-02 | 7.2 | 10.8 | 0 | 2021-11-02 | 2.3 | 15.7 | 0 | 2020-11-02 | -1 | 19 | 0 | 2019-11-02 | 3.3 | 14.7 | 0 | 2018-11-02 | 4.8 | 13.2 | 0 | 2017-11-02 | 6.6 | 11.4 | 0 | 2016-11-02 | 15.5 | 2.5 | 0 | 13.64 | 0
2025-11-02 | -0.3 | 18.3 | 0 | 2024-11-02 | 1.7 | 16.3 | 0 | 2023-11-02 | 2.2 | 15.8 | 0 | 2022-11-02 | 7.9 | 10.1 | 0 | 2021-11-02 | 3.1 | 14.9 | 0 | 2020-11-02 | -1.5 | 19.5 | 0 | 2019-11-02 | 3.6 | 14.4 | 0 | 2018-11-02 | 4.6 | 13.4 | 0 | 2017-11-02 | 7.2 | 10.8 | 0 | 2016-11-02 | 14.5 | 3.5 | 0 | 13.7 | 0
2025-11-02 | 0 | 18 | 0 | 2024-11-02 | 3.1 | 14.9 | 0 | 2023-11-02 | 1.8 | 16.2 | 0 | 2022-11-02 | 7.1 | 10.9 | 0 | 2021-11-02 | 1.4 | 16.6 | 0 | 2020-11-02 | -1.8 | 19.8 | 0 | 2019-11-02 | 4.2 | 13.8 | 0 | 2018-11-02 | 4.2 | 13.8 | 0 | 2017-11-02 | 7.6 | 10.4 | 0 | 2016-11-02 | 14.7 | 3.3 | 0 | 13.77 | 0
2025-11-02 | -1 | 19 | 0 | 2024-11-02 | 2.8 | 15.2 | 0 | 2023-11-02 | 2.1 | 15.9 | 0 | 2022-11-02 | 5.8 | 12.2 | 0 | 2021-11-02 | 2.6 | 15.4 | 0 | 2020-11-02 | -1.6 | 19.6 | 0 | 2019-11-02 | 4.6 | 13.4 | 0 | 2018-11-02 | 3.8 | 14.2 | 0 | 2017-11-02 | 8.8 | 9.2 | 0 | 2016-11-02 | 13.8 | 4.2 | 0 | 13.83 | 0
2025-11-02 | 1.6 | 16.4 | 0 | 2024-11-02 | 3.8 | 14.2 | 0 | 2023-11-02 | 3.6 | 14.4 | 0 | 2022-11-02 | 7.8 | 10.2 | 0 | 2021-11-02 | 3.3 | 14.7 | 0 | 2020-11-02 | -1.1 | 19.1 | 0 | 2019-11-02 | 5.3 | 12.7 | 0 | 2018-11-02 | 3.7 | 14.3 | 0 | 2017-11-02 | 8.8 | 9.2 | 0 | 2016-11-02 | 15.3 | 2.7 | 0 | 12.79 | 0
2025-11-02 | 4.8 | 13.2 | 0 | 2024-11-02 | 4.4 | 13.6 | 0 | 2023-11-02 | 4.9 | 13.1 | 0 | 2022-11-02 | 10.7 | 7.3 | 0 | 2021-11-02 | 4.9 | 13.1 | 0 | 2020-11-02 | -0.8 | 18.8 | 0 | 2019-11-02 | 6.3 | 11.7 | 0 | 2018-11-02 | 4.2 | 13.8 | 0 | 2017-11-02 | 10 | 8 | 0 | 2016-11-02 | 15.3 | 2.7 | 0 | 11.53 | 0
2025-11-02 | 7.3 | 10.7 | 0 | 2024-11-02 | 4.9 | 13.1 | 0 | 2023-11-02 | 6.6 | 11.4 | 0 | 2022-11-02 | 12.7 | 5.3 | 0 | 2021-11-02 | 6.6 | 11.4 | 0 | 2020-11-02 | 0.6 | 17.4 | 0 | 2019-11-02 | 7 | 11 | 0 | 2018-11-02 | 4.4 | 13.6 | 0 | 2017-11-02 | 11.8 | 6.2 | 0 | 2016-11-02 | 15.1 | 2.9 | 0 | 10.3 | 0
2025-11-02 | 9.2 | 8.8 | 0 | 2024-11-02 | 6.2 | 11.8 | 0 | 2023-11-02 | 7.6 | 10.4 | 0 | 2022-11-02 | 14.1 | 3.9 | 0 | 2021-11-02 | 7.5 | 10.5 | 0 | 2020-11-02 | 2.4 | 15.6 | 0 | 2019-11-02 | 6.4 | 11.6 | 0 | 2018-11-02 | 4.5 | 13.5 | 0 | 2017-11-02 | 13.2 | 4.8 | 0 | 2016-11-02 | 15.8 | 2.2 | 0 | 9.31 | 0
2025-11-02 | 9.1 | 8.9 | 0 | 2024-11-02 | 6.5 | 11.5 | 0 | 2023-11-02 | 8.8 | 9.2 | 0 | 2022-11-02 | 13.8 | 4.2 | 0 | 2021-11-02 | 6.7 | 11.3 | 0 | 2020-11-02 | 3.4 | 14.6 | 0 | 2019-11-02 | 5.5 | 12.5 | 0 | 2018-11-02 | 4.7 | 13.3 | 0 | 2017-11-02 | 13.8 | 4.2 | 0 | 2016-11-02 | 17.1 | 0.9 | 0 | 9.06 | 0
2025-11-02 | 9.4 | 8.6 | 0 | 2024-11-02 | 6.2 | 11.8 | 0 | 2023-11-02 | 10.9 | 7.1 | 0 | 2022-11-02 | 12.7 | 5.3 | 0 | 2021-11-02 | 8.5 | 9.5 | 0 | 2020-11-02 | 3.9 | 14.1 | 0 | 2019-11-02 | 4.9 | 13.1 | 0 | 2018-11-02 | 4.9 | 13.1 | 0 | 2017-11-02 | 14.5 | 3.5 | 0 | 2016-11-02 | 18 | 0 | 0 | 8.61 | 0
2025-11-02 | 9.5 | 8.5 | 0 | 2024-11-02 | 7.7 | 10.3 | 0 | 2023-11-02 | 9.2 | 8.8 | 0 | 2022-11-02 | 13.3 | 4.7 | 0 | 2021-11-02 | 7.2 | 10.8 | 0 | 2020-11-02 | 4.2 | 13.8 | 0 | 2019-11-02 | 5.6 | 12.4 | 0 | 2018-11-02 | 4.7 | 13.3 | 0 | 2017-11-02 | 15.1 | 2.9 | 0 | 2016-11-02 | 17.9 | 0.1 | 0 | 8.56 | 0
2025-11-02 | 9.9 | 8.1 | 0 | 2024-11-02 | 9 | 9 | 0 | 2023-11-02 | 8.7 | 9.3 | 0 | 2022-11-02 | 13.5 | 4.5 | 0 | 2021-11-02 | 5.2 | 12.8 | 0 | 2020-11-02 | 3.9 | 14.1 | 0 | 2019-11-02 | 6.1 | 11.9 | 0 | 2018-11-02 | 5.1 | 12.9 | 0 | 2017-11-02 | 15.2 | 2.8 | 0 | 2016-11-02 | 16.1 | 1.9 | 0 | 8.73 | 0
2025-11-02 | 9.3 | 8.7 | 0 | 2024-11-02 | 7.2 | 10.8 | 0 | 2023-11-02 | 8.7 | 9.3 | 0 | 2022-11-02 | 12.4 | 5.6 | 0 | 2021-11-02 | 5.4 | 12.6 | 0 | 2020-11-02 | 4.1 | 13.9 | 0 | 2019-11-02 | 6 | 12 | 0 | 2018-11-02 | 5.2 | 12.8 | 0 | 2017-11-02 | 15.4 | 2.6 | 0 | 2016-11-02 | 14.9 | 3.1 | 0 | 9.14 | 0
2025-11-02 | 8.9 | 9.1 | 0 | 2024-11-02 | 5.9 | 12.1 | 0 | 2023-11-02 | 7.6 | 10.4 | 0 | 2022-11-02 | 9.2 | 8.8 | 0 | 2021-11-02 | 4.2 | 13.8 | 0 | 2020-11-02 | 4.4 | 13.6 | 0 | 2019-11-02 | 5 | 13 | 0 | 2018-11-02 | 5.1 | 12.9 | 0 | 2017-11-02 | 15.6 | 2.4 | 0 | 2016-11-02 | 14.3 | 3.7 | 0 | 9.98 | 0
2025-11-02 | 8.3 | 9.7 | 0 | 2024-11-02 | 6 | 12 | 0 | 2023-11-02 | 7.2 | 10.8 | 0 | 2022-11-02 | 7.7 | 10.3 | 0 | 2021-11-02 | 2.9 | 15.1 | 0 | 2020-11-02 | 4.5 | 13.5 | 0 | 2019-11-02 | 3.5 | 14.5 | 0 | 2018-11-02 | 4.9 | 13.1 | 0 | 2017-11-02 | 15.8 | 2.2 | 0 | 2016-11-02 | 13.4 | 4.6 | 0 | 10.58 | 0
2025-11-02 | 7.6 | 10.4 | 0 | 2024-11-02 | 5.6 | 12.4 | 0 | 2023-11-02 | 6.9 | 11.1 | 0 | 2022-11-02 | 7.5 | 10.5 | 0 | 2021-11-02 | 2.4 | 15.6 | 0 | 2020-11-02 | 4.9 | 13.1 | 0 | 2019-11-02 | 3.8 | 14.2 | 0 | 2018-11-02 | 4.8 | 13.2 | 0 | 2017-11-02 | 15.7 | 2.3 | 0 | 2016-11-02 | 13.6 | 4.4 | 0 | 10.72 | 0
2025-11-02 | 8.1 | 9.9 | 0 | 2024-11-02 | 5.4 | 12.6 | 0 | 2023-11-02 | 6.8 | 11.2 | 0 | 2022-11-02 | 6.8 | 11.2 | 0 | 2021-11-02 | 3 | 15 | 0 | 2020-11-02 | 5.6 | 12.4 | 0 | 2019-11-02 | 3.5 | 14.5 | 0 | 2018-11-02 | 4.7 | 13.3 | 0 | 2017-11-02 | 15.3 | 2.7 | 0 | 2016-11-02 | 13.5 | 4.5 | 0 | 10.73 | 0
2025-11-02 | 8.1 | 9.9 | 0 | 2024-11-02 | 4.2 | 13.8 | 0 | 2023-11-02 | 6.7 | 11.3 | 0 | 2022-11-02 | 7.2 | 10.8 | 0 | 2021-11-02 | 2 | 16 | 0 | 2020-11-02 | 6 | 12 | 0 | 2019-11-02 | 2 | 16 | 0 | 2018-11-02 | 4.5 | 13.5 | 0 | 2017-11-02 | 15.4 | 2.6 | 0 | 2016-11-02 | 13.3 | 4.7 | 0 | 11.06 | 0
2025-11-02 | 7 | 11 | 0 | 2024-11-02 | 5.2 | 12.8 | 0 | 2023-11-02 | 6.4 | 11.6 | 0 | 2022-11-02 | 6.9 | 11.1 | 0 | 2021-11-02 | 1.8 | 16.2 | 0 | 2020-11-02 | 6.8 | 11.2 | 0 | 2019-11-02 | 1.9 | 16.1 | 0 | 2018-11-02 | 4.4 | 13.6 | 0 | 2017-11-02 | 15.4 | 2.6 | 0 | 2016-11-02 | 13.3 | 4.7 | 0 | 11.09 | 0
2025-11-02 | 6.7 | 11.3 | 0 | 2024-11-02 | 4.8 | 13.2 | 0 | 2023-11-02 | 7.1 | 10.9 | 0 | 2022-11-02 | 6.8 | 11.2 | 0 | 2021-11-02 | 1.2 | 16.8 | 0 | 2020-11-02 | 6.8 | 11.2 | 0 | 2019-11-02 | 1.3 | 16.7 | 0 | 2018-11-02 | 4.2 | 13.8 | 0 | 2017-11-02 | 13.6 | 4.4 | 0 | 2016-11-02 | 13.1 | 4.9 | 0 | 11.44 | 0
2025-11-03 | 6.7 | 11.3 | 0 | 2024-11-03 | 4.7 | 13.3 | 0 | 2023-11-03 | 7.4 | 10.6 | 0 | 2022-11-03 | 7 | 11 | 0 | 2021-11-03 | 0.5 | 17.5 | 0 | 2020-11-03 | 7 | 11 | 0 | 2019-11-03 | 1.1 | 16.9 | 0 | 2018-11-03 | 4.3 | 13.7 | 0 | 2017-11-03 | 12.1 | 5.9 | 0 | 2016-11-03 | 12.6 | 5.4 | 0 | 11.66 | 0
2025-11-03 | 6.3 | 11.7 | 0 | 2024-11-03 | 3 | 15 | 0 | 2023-11-03 | 7.4 | 10.6 | 0 | 2022-11-03 | 6.9 | 11.1 | 0 | 2021-11-03 | 1 | 17 | 0 | 2020-11-03 | 7 | 11 | 0 | 2019-11-03 | 1.1 | 16.9 | 0 | 2018-11-03 | 4.2 | 13.8 | 0 | 2017-11-03 | 11.3 | 6.7 | 0 | 2016-11-03 | 11.9 | 6.1 | 0 | 11.99 | 0
2025-11-03 | 6.4 | 11.6 | 0 | 2024-11-03 | 2.1 | 15.9 | 0 | 2023-11-03 | 7.8 | 10.2 | 0 | 2022-11-03 | 6.8 | 11.2 | 0 | 2021-11-03 | 0.5 | 17.5 | 0 | 2020-11-03 | 6.5 | 11.5 | 0 | 2019-11-03 | 1.1 | 16.9 | 0 | 2018-11-03 | 4 | 14 | 0 | 2017-11-03 | 10.7 | 7.3 | 0 | 2016-11-03 | 11.7 | 6.3 | 0 | 12.24 | 0
2025-11-03 | 6.3 | 11.7 | 0 | 2024-11-03 | 1.3 | 16.7 | 0 | 2023-11-03 | 7.6 | 10.4 | 0 | 2022-11-03 | 6.8 | 11.2 | 0 | 2021-11-03 | 0.4 | 17.6 | 0 | 2020-11-03 | 6.2 | 11.8 | 0 | 2019-11-03 | 1.1 | 16.9 | 0 | 2018-11-03 | 3.7 | 14.3 | 0 | 2017-11-03 | 10 | 8 | 0 | 2016-11-03 | 11.2 | 6.8 | 0 | 12.54 | 0
2025-11-03 | 6.1 | 11.9 | 0 | 2024-11-03 | 1.3 | 16.7 | 0 | 2023-11-03 | 7.5 | 10.5 | 0 | 2022-11-03 | 7 | 11 | 0 | 2021-11-03 | 0.3 | 17.7 | 0 | 2020-11-03 | 5.7 | 12.3 | 0 | 2019-11-03 | 1.2 | 16.8 | 0 | 2018-11-03 | 3.6 | 14.4 | 0 | 2017-11-03 | 9.5 | 8.5 | 0 | 2016-11-03 | 10.4 | 7.6 | 0 | 12.74 | 0
2025-11-03 | 7.3 | 10.7 | 0 | 2024-11-03 | 1 | 17 | 0 | 2023-11-03 | 7.2 | 10.8 | 0 | 2022-11-03 | 7.3 | 10.7 | 0 | 2021-11-03 | 1 | 17 | 0 | 2020-11-03 | 6 | 12 | 0 | 2019-11-03 | 1.7 | 16.3 | 0 | 2018-11-03 | 3.3 | 14.7 | 0 | 2017-11-03 | 9.1 | 8.9 | 0 | 2016-11-03 | 10.2 | 7.8 | 0 | 12.59 | 0
2025-11-03 | 8 | 10 | 0 | 2024-11-03 | 0.8 | 17.2 | 0 | 2023-11-03 | 6.8 | 11.2 | 0 | 2022-11-03 | 7.4 | 10.6 | 0 | 2021-11-03 | 0.1 | 17.9 | 0 | 2020-11-03 | 6 | 12 | 0 | 2019-11-03 | 1.2 | 16.8 | 0 | 2018-11-03 | 3.2 | 14.8 | 0 | 2017-11-03 | 9 | 9 | 0 | 2016-11-03 | 9.8 | 8.2 | 0 | 12.77 | 0
2025-11-03 | 8.3 | 9.7 | 0 | 2024-11-03 | 0.3 | 17.7 | 0 | 2023-11-03 | 6.2 | 11.8 | 0 | 2022-11-03 | 7.3 | 10.7 | 0 | 2021-11-03 | 0.5 | 17.5 | 0 | 2020-11-03 | 5.5 | 12.5 | 0 | 2019-11-03 | 0.8 | 17.2 | 0 | 2018-11-03 | 3.4 | 14.6 | 0 | 2017-11-03 | 8.6 | 9.4 | 0 | 2016-11-03 | 9.3 | 8.7 | 0 | 12.98 | 0
2025-11-03 | 8.3 | 9.7 | 0 | 2024-11-03 | 2.4 | 15.6 | 0 | 2023-11-03 | 8.3 | 9.7 | 0 | 2022-11-03 | 7.2 | 10.8 | 0 | 2021-11-03 | 1.4 | 16.6 | 0 | 2020-11-03 | 4.5 | 13.5 | 0 | 2019-11-03 | 2.4 | 15.6 | 0 | 2018-11-03 | 3.8 | 14.2 | 0 | 2017-11-03 | 8.6 | 9.4 | 0 | 2016-11-03 | 9.3 | 8.7 | 0 | 12.38 | 0
2025-11-03 | 8.6 | 9.4 | 0 | 2024-11-03 | 6 | 12 | 0 | 2023-11-03 | 9.4 | 8.6 | 0 | 2022-11-03 | 7.5 | 10.5 | 0 | 2021-11-03 | 3.2 | 14.8 | 0 | 2020-11-03 | 4.4 | 13.6 | 0 | 2019-11-03 | 3.7 | 14.3 | 0 | 2018-11-03 | 4.2 | 13.8 | 0 | 2017-11-03 | 9.7 | 8.3 | 0 | 2016-11-03 | 10.3 | 7.7 | 0 | 11.3 | 0
2025-11-03 | 9.3 | 8.7 | 0 | 2024-11-03 | 7.2 | 10.8 | 0 | 2023-11-03 | 11.9 | 6.1 | 0 | 2022-11-03 | 8.1 | 9.9 | 0 | 2021-11-03 | 4.8 | 13.2 | 0 | 2020-11-03 | 4.3 | 13.7 | 0 | 2019-11-03 | 5.1 | 12.9 | 0 | 2018-11-03 | 6 | 12 | 0 | 2017-11-03 | 10.9 | 7.1 | 0 | 2016-11-03 | 10.3 | 7.7 | 0 | 10.21 | 0
2025-11-03 | 8.2 | 9.8 | 0 | 2024-11-03 | 8.8 | 9.2 | 0 | 2023-11-03 | 12.2 | 5.8 | 0 | 2022-11-03 | 8.5 | 9.5 | 0 | 2021-11-03 | 5.8 | 12.2 | 0 | 2020-11-03 | 4.9 | 13.1 | 0 | 2019-11-03 | 4.5 | 13.5 | 0 | 2018-11-03 | 5.6 | 12.4 | 0 | 2017-11-03 | 10.7 | 7.3 | 0 | 2016-11-03 | 11 | 7 | 0 | 9.98 | 0
2025-11-03 | 6.4 | 11.6 | 0 | 2024-11-03 | 9.3 | 8.7 | 0 | 2023-11-03 | 14.3 | 3.7 | 0 | 2022-11-03 | 8.8 | 9.2 | 0 | 2021-11-03 | 5.8 | 12.2 | 0 | 2020-11-03 | 4.8 | 13.2 | 0 | 2019-11-03 | 4.3 | 13.7 | 0 | 2018-11-03 | 6.3 | 11.7 | 0 | 2017-11-03 | 11 | 7 | 0 | 2016-11-03 | 12.6 | 5.4 | 0 | 9.64 | 0
2025-11-03 | 7 | 11 | 0 | 2024-11-03 | 9.3 | 8.7 | 0 | 2023-11-03 | 15.1 | 2.9 | 0 | 2022-11-03 | 8.3 | 9.7 | 0 | 2021-11-03 | 6.3 | 11.7 | 0 | 2020-11-03 | 5.2 | 12.8 | 0 | 2019-11-03 | 5.1 | 12.9 | 0 | 2018-11-03 | 5.9 | 12.1 | 0 | 2017-11-03 | 10.1 | 7.9 | 0 | 2016-11-03 | 13.4 | 4.6 | 0 | 9.43 | 0
2025-11-03 | 8.2 | 9.8 | 0 | 2024-11-03 | 9.1 | 8.9 | 0 | 2023-11-03 | 15.1 | 2.9 | 0 | 2022-11-03 | 8.9 | 9.1 | 0 | 2021-11-03 | 6.4 | 11.6 | 0 | 2020-11-03 | 5.8 | 12.2 | 0 | 2019-11-03 | 5.9 | 12.1 | 0 | 2018-11-03 | 6.1 | 11.9 | 0 | 2017-11-03 | 10.2 | 7.8 | 0 | 2016-11-03 | 13.8 | 4.2 | 0 | 9.05 | 0
2025-11-03 | 10.1 | 7.9 | 0 | 2024-11-03 | 8.6 | 9.4 | 0 | 2023-11-03 | 14.4 | 3.6 | 0 | 2022-11-03 | 10.9 | 7.1 | 0 | 2021-11-03 | 6.2 | 11.8 | 0 | 2020-11-03 | 5.8 | 12.2 | 0 | 2019-11-03 | 5.2 | 12.8 | 0 | 2018-11-03 | 6.5 | 11.5 | 0 | 2017-11-03 | 9.3 | 8.7 | 0 | 2016-11-03 | 14.2 | 3.8 | 0 | 8.88 | 0
2025-11-03 | 10.7 | 7.3 | 0 | 2024-11-03 | 8 | 10 | 0 | 2023-11-03 | 13.2 | 4.8 | 0 | 2022-11-03 | 12.3 | 5.7 | 0 | 2021-11-03 | 5.6 | 12.4 | 0 | 2020-11-03 | 5.6 | 12.4 | 0 | 2019-11-03 | 4.5 | 13.5 | 0 | 2018-11-03 | 5.9 | 12.1 | 0 | 2017-11-03 | 8.8 | 9.2 | 0 | 2016-11-03 | 13.1 | 4.9 | 0 | 9.23 | 0
2025-11-03 | 9.9 | 8.1 | 0 | 2024-11-03 | 7.8 | 10.2 | 0 | 2023-11-03 | 12.5 | 5.5 | 0 | 2022-11-03 | 12.7 | 5.3 | 0 | 2021-11-03 | 4.7 | 13.3 | 0 | 2020-11-03 | 4.9 | 13.1 | 0 | 2019-11-03 | 3.6 | 14.4 | 0 | 2018-11-03 | 5.3 | 12.7 | 0 | 2017-11-03 | 7.2 | 10.8 | 0 | 2016-11-03 | 11.3 | 6.7 | 0 | 10.01 | 0
2025-11-03 | 9.4 | 8.6 | 0 | 2024-11-03 | 7.6 | 10.4 | 0 | 2023-11-03 | 12.7 | 5.3 | 0 | 2022-11-03 | 10.6 | 7.4 | 0 | 2021-11-03 | 4.2 | 13.8 | 0 | 2020-11-03 | 4.8 | 13.2 | 0 | 2019-11-03 | 2 | 16 | 0 | 2018-11-03 | 4.3 | 13.7 | 0 | 2017-11-03 | 5.8 | 12.2 | 0 | 2016-11-03 | 10.8 | 7.2 | 0 | 10.78 | 0
2025-11-03 | 8.5 | 9.5 | 0 | 2024-11-03 | 7.9 | 10.1 | 0 | 2023-11-03 | 13 | 5 | 0 | 2022-11-03 | 10.1 | 7.9 | 0 | 2021-11-03 | 2.8 | 15.2 | 0 | 2020-11-03 | 4.9 | 13.1 | 0 | 2019-11-03 | 1.4 | 16.6 | 0 | 2018-11-03 | 3.8 | 14.2 | 0 | 2017-11-03 | 5.1 | 12.9 | 0 | 2016-11-03 | 10 | 8 | 0 | 11.25 | 0
2025-11-03 | 8.5 | 9.5 | 0 | 2024-11-03 | 8.7 | 9.3 | 0 | 2023-11-03 | 13 | 5 | 0 | 2022-11-03 | 9.3 | 8.7 | 0 | 2021-11-03 | 1.9 | 16.1 | 0 | 2020-11-03 | 5 | 13 | 0 | 2019-11-03 | 1.5 | 16.5 | 0 | 2018-11-03 | 4 | 14 | 0 | 2017-11-03 | 5.1 | 12.9 | 0 | 2016-11-03 | 9.4 | 8.6 | 0 | 11.36 | 0
2025-11-03 | 7.7 | 10.3 | 0 | 2024-11-03 | 9.1 | 8.9 | 0 | 2023-11-03 | 12.3 | 5.7 | 0 | 2022-11-03 | 7.9 | 10.1 | 0 | 2021-11-03 | 0.3 | 17.7 | 0 | 2020-11-03 | 5.3 | 12.7 | 0 | 2019-11-03 | 1.9 | 16.1 | 0 | 2018-11-03 | 4.5 | 13.5 | 0 | 2017-11-03 | 4.7 | 13.3 | 0 | 2016-11-03 | 8.7 | 9.3 | 0 | 11.76 | 0
2025-11-03 | 5.6 | 12.4 | 0 | 2024-11-03 | 9.3 | 8.7 | 0 | 2023-11-03 | 11.9 | 6.1 | 0 | 2022-11-03 | 7.8 | 10.2 | 0 | 2021-11-03 | 0.1 | 17.9 | 0 | 2020-11-03 | 5.1 | 12.9 | 0 | 2019-11-03 | 1.5 | 16.5 | 0 | 2018-11-03 | 3.6 | 14.4 | 0 | 2017-11-03 | 2.4 | 15.6 | 0 | 2016-11-03 | 8.5 | 9.5 | 0 | 12.42 | 0
2025-11-03 | 8 | 10 | 0 | 2024-11-03 | 9.9 | 8.1 | 0 | 2023-11-03 | 11.4 | 6.6 | 0 | 2022-11-03 | 7.9 | 10.1 | 0 | 2021-11-03 | 0.5 | 17.5 | 0 | 2020-11-03 | 4.6 | 13.4 | 0 | 2019-11-03 | 2.1 | 15.9 | 0 | 2018-11-03 | 0.9 | 17.1 | 0 | 2017-11-03 | 1.9 | 16.1 | 0 | 2016-11-03 | 7.7 | 10.3 | 0 | 12.51 | 0
2025-11-04 | 5.8 | 12.2 | 0 | 2024-11-04 | 9.9 | 8.1 | 0 | 2023-11-04 | 11.2 | 6.8 | 0 | 2022-11-04 | 7.8 | 10.2 | 0 | 2021-11-04 | 0 | 18 | 0 | 2020-11-04 | 4.2 | 13.8 | 0 | 2019-11-04 | 2.2 | 15.8 | 0 | 2018-11-04 | 1.3 | 16.7 | 0 | 2017-11-04 | 3 | 15 | 0 | 2016-11-04 | 6.9 | 11.1 | 0 | 12.77 | 0
2025-11-04 | 4.2 | 13.8 | 0 | 2024-11-04 | 9.9 | 8.1 | 0 | 2023-11-04 | 10.7 | 7.3 | 0 | 2022-11-04 | 7.8 | 10.2 | 0 | 2021-11-04 | -0.3 | 18.3 | 0 | 2020-11-04 | 3.9 | 14.1 | 0 | 2019-11-04 | 2.3 | 15.7 | 0 | 2018-11-04 | 0.9 | 17.1 | 0 | 2017-11-04 | 1.9 | 16.1 | 0 | 2016-11-04 | 6.2 | 11.8 | 0 | 13.25 | 0
2025-11-04 | 3.8 | 14.2 | 0 | 2024-11-04 | 9.9 | 8.1 | 0 | 2023-11-04 | 10.1 | 7.9 | 0 | 2022-11-04 | 7.8 | 10.2 | 0 | 2021-11-04 | 0 | 18 | 0 | 2020-11-04 | 4 | 14 | 0 | 2019-11-04 | 2.8 | 15.2 | 0 | 2018-11-04 | 0.1 | 17.9 | 0 | 2017-11-04 | 1.8 | 16.2 | 0 | 2016-11-04 | 5.7 | 12.3 | 0 | 13.4 | 0
2025-11-04 | 2.8 | 15.2 | 0 | 2024-11-04 | 10.4 | 7.6 | 0 | 2023-11-04 | 9.6 | 8.4 | 0 | 2022-11-04 | 8.1 | 9.9 | 0 | 2021-11-04 | 1 | 17 | 0 | 2020-11-04 | 2 | 16 | 0 | 2019-11-04 | 3.8 | 14.2 | 0 | 2018-11-04 | -0.1 | 18.1 | 0 | 2017-11-04 | 2.2 | 15.8 | 0 | 2016-11-04 | 5.4 | 12.6 | 0 | 13.48 | 0
2025-11-04 | 1.8 | 16.2 | 0 | 2024-11-04 | 10 | 8 | 0 | 2023-11-04 | 8.8 | 9.2 | 0 | 2022-11-04 | 8.4 | 9.6 | 0 | 2021-11-04 | 1.3 | 16.7 | 0 | 2020-11-04 | 4.1 | 13.9 | 0 | 2019-11-04 | 4.3 | 13.7 | 0 | 2018-11-04 | 0.4 | 17.6 | 0 | 2017-11-04 | 1.1 | 16.9 | 0 | 2016-11-04 | 4.9 | 13.1 | 0 | 13.49 | 0
2025-11-04 | 2.5 | 15.5 | 0 | 2024-11-04 | 9.8 | 8.2 | 0 | 2023-11-04 | 8.2 | 9.8 | 0 | 2022-11-04 | 8.6 | 9.4 | 0 | 2021-11-04 | 1.5 | 16.5 | 0 | 2020-11-04 | 4.4 | 13.6 | 0 | 2019-11-04 | 5.3 | 12.7 | 0 | 2018-11-04 | 1.2 | 16.8 | 0 | 2017-11-04 | 1 | 17 | 0 | 2016-11-04 | 4.6 | 13.4 | 0 | 13.29 | 0
2025-11-04 | 2.4 | 15.6 | 0 | 2024-11-04 | 9.5 | 8.5 | 0 | 2023-11-04 | 7.7 | 10.3 | 0 | 2022-11-04 | 8.6 | 9.4 | 0 | 2021-11-04 | 2.2 | 15.8 | 0 | 2020-11-04 | 5.3 | 12.7 | 0 | 2019-11-04 | 5.8 | 12.2 | 0 | 2018-11-04 | 0.3 | 17.7 | 0 | 2017-11-04 | 1.4 | 16.6 | 0 | 2016-11-04 | 3.9 | 14.1 | 0 | 13.29 | 0
2025-11-04 | 3 | 15 | 0 | 2024-11-04 | 10.2 | 7.8 | 0 | 2023-11-04 | 7.2 | 10.8 | 0 | 2022-11-04 | 8.6 | 9.4 | 0 | 2021-11-04 | 2.3 | 15.7 | 0 | 2020-11-04 | 7.9 | 10.1 | 0 | 2019-11-04 | 6.1 | 11.9 | 0 | 2018-11-04 | -0.2 | 18.2 | 0 | 2017-11-04 | 3.3 | 14.7 | 0 | 2016-11-04 | 4.3 | 13.7 | 0 | 12.73 | 0
2025-11-04 | 5.1 | 12.9 | 0 | 2024-11-04 | 10.6 | 7.4 | 0 | 2023-11-04 | 7.6 | 10.4 | 0 | 2022-11-04 | 8.9 | 9.1 | 0 | 2021-11-04 | 1.9 | 16.1 | 0 | 2020-11-04 | 9.2 | 8.8 | 0 | 2019-11-04 | 6 | 12 | 0 | 2018-11-04 | 0.4 | 17.6 | 0 | 2017-11-04 | 3.9 | 14.1 | 0 | 2016-11-04 | 4.9 | 13.1 | 0 | 12.15 | 0
2025-11-04 | 8.6 | 9.4 | 0 | 2024-11-04 | 11 | 7 | 0 | 2023-11-04 | 8.4 | 9.6 | 0 | 2022-11-04 | 9.6 | 8.4 | 0 | 2021-11-04 | 3.1 | 14.9 | 0 | 2020-11-04 | 11.6 | 6.4 | 0 | 2019-11-04 | 6.3 | 11.7 | 0 | 2018-11-04 | 3.2 | 14.8 | 0 | 2017-11-04 | 4.5 | 13.5 | 0 | 2016-11-04 | 5.3 | 12.7 | 0 | 10.84 | 0
2025-11-04 | 10.2 | 7.8 | 0 | 2024-11-04 | 11.6 | 6.4 | 0 | 2023-11-04 | 9.6 | 8.4 | 0 | 2022-11-04 | 11.2 | 6.8 | 0 | 2021-11-04 | 5.2 | 12.8 | 0 | 2020-11-04 | 13.8 | 4.2 | 0 | 2019-11-04 | 7.8 | 10.2 | 0 | 2018-11-04 | 5.3 | 12.7 | 0 | 2017-11-04 | 5 | 13 | 0 | 2016-11-04 | 6.2 | 11.8 | 0 | 9.41 | 0
2025-11-04 | 12 | 6 | 0 | 2024-11-04 | 12.7 | 5.3 | 0 | 2023-11-04 | 9.7 | 8.3 | 0 | 2022-11-04 | 14.9 | 3.1 | 0 | 2021-11-04 | 6.9 | 11.1 | 0 | 2020-11-04 | 16.2 | 1.8 | 0 | 2019-11-04 | 9.1 | 8.9 | 0 | 2018-11-04 | 6.3 | 11.7 | 0 | 2017-11-04 | 5.4 | 12.6 | 0 | 2016-11-04 | 8 | 10 | 0 | 7.88 | 0
2025-11-04 | 13.3 | 4.7 | 0 | 2024-11-04 | 12.7 | 5.3 | 0 | 2023-11-04 | 10.7 | 7.3 | 0 | 2022-11-04 | 18 | 0 | 0 | 2021-11-04 | 8.5 | 9.5 | 0 | 2020-11-04 | 17.5 | 0.5 | 0 | 2019-11-04 | 10.4 | 7.6 | 0 | 2018-11-04 | 6.6 | 11.4 | 0 | 2017-11-04 | 6 | 12 | 0 | 2016-11-04 | 9.1 | 8.9 | 0 | 6.72 | 0
2025-11-04 | 13.6 | 4.4 | 0 | 2024-11-04 | 13.7 | 4.3 | 0 | 2023-11-04 | 10.9 | 7.1 | 0 | 2022-11-04 | 17.9 | 0.1 | 0 | 2021-11-04 | 6.3 | 11.7 | 0 | 2020-11-04 | 19 | 0 | 1 | 2019-11-04 | 11.1 | 6.9 | 0 | 2018-11-04 | 6.6 | 11.4 | 0 | 2017-11-04 | 6.3 | 11.7 | 0 | 2016-11-04 | 10.4 | 7.6 | 0 | 6.52 | 0.1
2025-11-04 | 13.3 | 4.7 | 0 | 2024-11-04 | 14.2 | 3.8 | 0 | 2023-11-04 | 10.5 | 7.5 | 0 | 2022-11-04 | 17.7 | 0.3 | 0 | 2021-11-04 | 6.2 | 11.8 | 0 | 2020-11-04 | 19.3 | 0 | 1.3 | 2019-11-04 | 11.3 | 6.7 | 0 | 2018-11-04 | 5.8 | 12.2 | 0 | 2017-11-04 | 6.5 | 11.5 | 0 | 2016-11-04 | 10.9 | 7.1 | 0 | 6.56 | 0.13
2025-11-04 | 13.4 | 4.6 | 0 | 2024-11-04 | 13.9 | 4.1 | 0 | 2023-11-04 | 10.3 | 7.7 | 0 | 2022-11-04 | 20.3 | 0 | 2.3 | 2021-11-04 | 6.4 | 11.6 | 0 | 2020-11-04 | 19.2 | 0 | 1.2 | 2019-11-04 | 11.7 | 6.3 | 0 | 2018-11-04 | 5.8 | 12.2 | 0 | 2017-11-04 | 6 | 12 | 0 | 2016-11-04 | 10.7 | 7.3 | 0 | 6.58 | 0.35
2025-11-04 | 12.4 | 5.6 | 0 | 2024-11-04 | 13.7 | 4.3 | 0 | 2023-11-04 | 10.6 | 7.4 | 0 | 2022-11-04 | 20.4 | 0 | 2.4 | 2021-11-04 | 5.6 | 12.4 | 0 | 2020-11-04 | 18.5 | 0 | 0.5 | 2019-11-04 | 11.4 | 6.6 | 0 | 2018-11-04 | 5.5 | 12.5 | 0 | 2017-11-04 | 5.7 | 12.3 | 0 | 2016-11-04 | 11.7 | 6.3 | 0 | 6.74 | 0.29
2025-11-04 | 10.9 | 7.1 | 0 | 2024-11-04 | 13 | 5 | 0 | 2023-11-04 | 10.3 | 7.7 | 0 | 2022-11-04 | 19.2 | 0 | 1.2 | 2021-11-04 | 4.5 | 13.5 | 0 | 2020-11-04 | 17.3 | 0.7 | 0 | 2019-11-04 | 11 | 7 | 0 | 2018-11-04 | 5.3 | 12.7 | 0 | 2017-11-04 | 5 | 13 | 0 | 2016-11-04 | 10.4 | 7.6 | 0 | 7.43 | 0.12
2025-11-04 | 10 | 8 | 0 | 2024-11-04 | 13.4 | 4.6 | 0 | 2023-11-04 | 8.9 | 9.1 | 0 | 2022-11-04 | 18.6 | 0 | 0.6 | 2021-11-04 | 3 | 15 | 0 | 2020-11-04 | 16.7 | 1.3 | 0 | 2019-11-04 | 11.2 | 6.8 | 0 | 2018-11-04 | 5.4 | 12.6 | 0 | 2017-11-04 | 5.2 | 12.8 | 0 | 2016-11-04 | 8.9 | 9.1 | 0 | 7.93 | 0.06
2025-11-04 | 8.9 | 9.1 | 0 | 2024-11-04 | 13.4 | 4.6 | 0 | 2023-11-04 | 9.3 | 8.7 | 0 | 2022-11-04 | 18.7 | 0 | 0.7 | 2021-11-04 | 2.4 | 15.6 | 0 | 2020-11-04 | 16 | 2 | 0 | 2019-11-04 | 10.7 | 7.3 | 0 | 2018-11-04 | 5.5 | 12.5 | 0 | 2017-11-04 | 5.4 | 12.6 | 0 | 2016-11-04 | 8 | 10 | 0 | 8.24 | 0.07
2025-11-04 | 8 | 10 | 0 | 2024-11-04 | 13.9 | 4.1 | 0 | 2023-11-04 | 9.6 | 8.4 | 0 | 2022-11-04 | 18 | 0 | 0 | 2021-11-04 | 2.4 | 15.6 | 0 | 2020-11-04 | 15.3 | 2.7 | 0 | 2019-11-04 | 10.7 | 7.3 | 0 | 2018-11-04 | 5.7 | 12.3 | 0 | 2017-11-04 | 5.2 | 12.8 | 0 | 2016-11-04 | 6.5 | 11.5 | 0 | 8.47 | 0
2025-11-04 | 7.4 | 10.6 | 0 | 2024-11-04 | 13.9 | 4.1 | 0 | 2023-11-04 | 8 | 10 | 0 | 2022-11-04 | 17.9 | 0.1 | 0 | 2021-11-04 | 1.2 | 16.8 | 0 | 2020-11-04 | 14.6 | 3.4 | 0 | 2019-11-04 | 10.1 | 7.9 | 0 | 2018-11-04 | 6.2 | 11.8 | 0 | 2017-11-04 | 5.2 | 12.8 | 0 | 2016-11-04 | 6.1 | 11.9 | 0 | 8.94 | 0
2025-11-04 | 7.1 | 10.9 | 0 | 2024-11-04 | 15.7 | 2.3 | 0 | 2023-11-04 | 7.7 | 10.3 | 0 | 2022-11-04 | 17.4 | 0.6 | 0 | 2021-11-04 | 1.1 | 16.9 | 0 | 2020-11-04 | 13.8 | 4.2 | 0 | 2019-11-04 | 9.7 | 8.3 | 0 | 2018-11-04 | 6.6 | 11.4 | 0 | 2017-11-04 | 6 | 12 | 0 | 2016-11-04 | 6.4 | 11.6 | 0 | 8.85 | 0
2025-11-04 | 7.7 | 10.3 | 0 | 2024-11-04 | 15.8 | 2.2 | 0 | 2023-11-04 | 7.4 | 10.6 | 0 | 2022-11-04 | 14.9 | 3.1 | 0 | 2021-11-04 | -0.2 | 18.2 | 0 | 2020-11-04 | 13.7 | 4.3 | 0 | 2019-11-04 | 9.7 | 8.3 | 0 | 2018-11-04 | 6.6 | 11.4 | 0 | 2017-11-04 | 5.9 | 12.1 | 0 | 2016-11-04 | 6.1 | 11.9 | 0 | 9.24 | 0
2025-11-05 | 7.9 | 10.1 | 0 | 2024-11-05 | 16.9 | 1.1 | 0 | 2023-11-05 | 6.7 | 11.3 | 0 | 2022-11-05 | 13.9 | 4.1 | 0 | 2021-11-05 | 0.6 | 17.4 | 0 | 2020-11-05 | 13.5 | 4.5 | 0 | 2019-11-05 | 8.6 | 9.4 | 0 | 2018-11-05 | 6.7 | 11.3 | 0 | 2017-11-05 | 6.1 | 11.9 | 0 | 2016-11-05 | 7.1 | 10.9 | 0 | 9.2 | 0
2025-11-05 | 7.9 | 10.1 | 0 | 2024-11-05 | 16.2 | 1.8 | 0 | 2023-11-05 | 6.6 | 11.4 | 0 | 2022-11-05 | 15.5 | 2.5 | 0 | 2021-11-05 | -0.9 | 18.9 | 0 | 2020-11-05 | 13.1 | 4.9 | 0 | 2019-11-05 | 8.4 | 9.6 | 0 | 2018-11-05 | 6.6 | 11.4 | 0 | 2017-11-05 | 6.4 | 11.6 | 0 | 2016-11-05 | 7.8 | 10.2 | 0 | 9.24 | 0
2025-11-05 | 7.2 | 10.8 | 0 | 2024-11-05 | 17.1 | 0.9 | 0 | 2023-11-05 | 5.4 | 12.6 | 0 | 2022-11-05 | 13.4 | 4.6 | 0 | 2021-11-05 | 0.2 | 17.8 | 0 | 2020-11-05 | 13 | 5 | 0 | 2019-11-05 | 8.2 | 9.8 | 0 | 2018-11-05 | 6.7 | 11.3 | 0 | 2017-11-05 | 7 | 11 | 0 | 2016-11-05 | 8 | 10 | 0 | 9.38 | 0
2025-11-05 | 7.8 | 10.2 | 0 | 2024-11-05 | 16.7 | 1.3 | 0 | 2023-11-05 | 5.2 | 12.8 | 0 | 2022-11-05 | 12.8 | 5.2 | 0 | 2021-11-05 | -0.7 | 18.7 | 0 | 2020-11-05 | 13 | 5 | 0 | 2019-11-05 | 7.4 | 10.6 | 0 | 2018-11-05 | 6.6 | 11.4 | 0 | 2017-11-05 | 7.4 | 10.6 | 0 | 2016-11-05 | 8 | 10 | 0 | 9.58 | 0
2025-11-05 | 7.9 | 10.1 | 0 | 2024-11-05 | 16.2 | 1.8 | 0 | 2023-11-05 | 4 | 14 | 0 | 2022-11-05 | 13.2 | 4.8 | 0 | 2021-11-05 | -1.4 | 19.4 | 0 | 2020-11-05 | 12.2 | 5.8 | 0 | 2019-11-05 | 6.7 | 11.3 | 0 | 2018-11-05 | 6.7 | 11.3 | 0 | 2017-11-05 | 7.9 | 10.1 | 0 | 2016-11-05 | 7.9 | 10.1 | 0 | 9.87 | 0
2025-11-05 | 8.6 | 9.4 | 0 | 2024-11-05 | 16 | 2 | 0 | 2023-11-05 | 3.1 | 14.9 | 0 | 2022-11-05 | 13.6 | 4.4 | 0 | 2021-11-05 | -1.9 | 19.9 | 0 | 2020-11-05 | 11.7 | 6.3 | 0 | 2019-11-05 | 7.1 | 10.9 | 0 | 2018-11-05 | 6.6 | 11.4 | 0 | 2017-11-05 | 8.4 | 9.6 | 0 | 2016-11-05 | 7.2 | 10.8 | 0 | 9.96 | 0
2025-11-05 | 8.9 | 9.1 | 0 | 2024-11-05 | 15.2 | 2.8 | 0 | 2023-11-05 | 2.2 | 15.8 | 0 | 2022-11-05 | 13.4 | 4.6 | 0 | 2021-11-05 | -2.3 | 20.3 | 0 | 2020-11-05 | 11.7 | 6.3 | 0 | 2019-11-05 | 6.3 | 11.7 | 0 | 2018-11-05 | 6.8 | 11.2 | 0 | 2017-11-05 | 9.1 | 8.9 | 0 | 2016-11-05 | 7.7 | 10.3 | 0 | 10.1 | 0
2025-11-05 | 8.8 | 9.2 | 0 | 2024-11-05 | 15.3 | 2.7 | 0 | 2023-11-05 | 2.6 | 15.4 | 0 | 2022-11-05 | 13.7 | 4.3 | 0 | 2021-11-05 | -0.9 | 18.9 | 0 | 2020-11-05 | 12.2 | 5.8 | 0 | 2019-11-05 | 5.7 | 12.3 | 0 | 2018-11-05 | 7.2 | 10.8 | 0 | 2017-11-05 | 9.4 | 8.6 | 0 | 2016-11-05 | 7.4 | 10.6 | 0 | 9.86 | 0
2025-11-05 | 9.8 | 8.2 | 0 | 2024-11-05 | 15.9 | 2.1 | 0 | 2023-11-05 | 3.5 | 14.5 | 0 | 2022-11-05 | 15.2 | 2.8 | 0 | 2021-11-05 | 0.7 | 17.3 | 0 | 2020-11-05 | 13.1 | 4.9 | 0 | 2019-11-05 | 6.1 | 11.9 | 0 | 2018-11-05 | 7.5 | 10.5 | 0 | 2017-11-05 | 10.3 | 7.7 | 0 | 2016-11-05 | 8.9 | 9.1 | 0 | 8.9 | 0
2025-11-05 | 10.3 | 7.7 | 0 | 2024-11-05 | 17.7 | 0.3 | 0 | 2023-11-05 | 5.9 | 12.1 | 0 | 2022-11-05 | 17.2 | 0.8 | 0 | 2021-11-05 | 3.1 | 14.9 | 0 | 2020-11-05 | 13.4 | 4.6 | 0 | 2019-11-05 | 5.7 | 12.3 | 0 | 2018-11-05 | 7.6 | 10.4 | 0 | 2017-11-05 | 10.5 | 7.5 | 0 | 2016-11-05 | 10.4 | 7.6 | 0 | 7.82 | 0
2025-11-05 | 11.5 | 6.5 | 0 | 2024-11-05 | 21.2 | 0 | 3.2 | 2023-11-05 | 7.8 | 10.2 | 0 | 2022-11-05 | 18.3 | 0 | 0.3 | 2021-11-05 | 6.1 | 11.9 | 0 | 2020-11-05 | 14.3 | 3.7 | 0 | 2019-11-05 | 5.7 | 12.3 | 0 | 2018-11-05 | 7.8 | 10.2 | 0 | 2017-11-05 | 10.8 | 7.2 | 0 | 2016-11-05 | 10.8 | 7.2 | 0 | 6.92 | 0.35
2025-11-05 | 12.2 | 5.8 | 0 | 2024-11-05 | 22.5 | 0 | 4.5 | 2023-11-05 | 8.4 | 9.6 | 0 | 2022-11-05 | 19.3 | 0 | 1.3 | 2021-11-05 | 8.6 | 9.4 | 0 | 2020-11-05 | 15.2 | 2.8 | 0 | 2019-11-05 | 6.3 | 11.7 | 0 | 2018-11-05 | 8.2 | 9.8 | 0 | 2017-11-05 | 11 | 7 | 0 | 2016-11-05 | 12 | 6 | 0 | 6.21 | 0.58
2025-11-05 | 12.6 | 5.4 | 0 | 2024-11-05 | 22.7 | 0 | 4.7 | 2023-11-05 | 8.7 | 9.3 | 0 | 2022-11-05 | 20.9 | 0 | 2.9 | 2021-11-05 | 7.7 | 10.3 | 0 | 2020-11-05 | 16.5 | 1.5 | 0 | 2019-11-05 | 8.9 | 9.1 | 0 | 2018-11-05 | 9.4 | 8.6 | 0 | 2017-11-05 | 11.7 | 6.3 | 0 | 2016-11-05 | 13 | 5 | 0 | 5.55 | 0.76
2025-11-05 | 12.1 | 5.9 | 0 | 2024-11-05 | 22.9 | 0 | 4.9 | 2023-11-05 | 8.6 | 9.4 | 0 | 2022-11-05 | 23.1 | 0 | 5.1 | 2021-11-05 | 9.2 | 8.8 | 0 | 2020-11-05 | 17.4 | 0.6 | 0 | 2019-11-05 | 7.2 | 10.8 | 0 | 2018-11-05 | 9.8 | 8.2 | 0 | 2017-11-05 | 12.7 | 5.3 | 0 | 2016-11-05 | 14 | 4 | 0 | 5.3 | 1
2025-11-05 | 12.1 | 5.9 | 0 | 2024-11-05 | 23.4 | 0 | 5.4 | 2023-11-05 | 9.2 | 8.8 | 0 | 2022-11-05 | 24.1 | 0 | 6.1 | 2021-11-05 | 10 | 8 | 0 | 2020-11-05 | 18.3 | 0 | 0.3 | 2019-11-05 | 7.1 | 10.9 | 0 | 2018-11-05 | 10.9 | 7.1 | 0 | 2017-11-05 | 13.8 | 4.2 | 0 | 2016-11-05 | 15.4 | 2.6 | 0 | 4.75 | 1.18
2025-11-05 | 10.8 | 7.2 | 0 | 2024-11-05 | 22.6 | 0 | 4.6 | 2023-11-05 | 8.9 | 9.1 | 0 | 2022-11-05 | 24.8 | 0 | 6.8 | 2021-11-05 | 8.6 | 9.4 | 0 | 2020-11-05 | 17.5 | 0.5 | 0 | 2019-11-05 | 7 | 11 | 0 | 2018-11-05 | 10.5 | 7.5 | 0 | 2017-11-05 | 15 | 3 | 0 | 2016-11-05 | 15.8 | 2.2 | 0 | 4.99 | 1.14
2025-11-05 | 10.2 | 7.8 | 0 | 2024-11-05 | 22.1 | 0 | 4.1 | 2023-11-05 | 8.6 | 9.4 | 0 | 2022-11-05 | 24 | 0 | 6 | 2021-11-05 | 8.4 | 9.6 | 0 | 2020-11-05 | 17.8 | 0.2 | 0 | 2019-11-05 | 6.1 | 11.9 | 0 | 2018-11-05 | 11.1 | 6.9 | 0 | 2017-11-05 | 15.4 | 2.6 | 0 | 2016-11-05 | 15.2 | 2.8 | 0 | 5.12 | 1.01
2025-11-05 | 9.3 | 8.7 | 0 | 2024-11-05 | 21.5 | 0 | 3.5 | 2023-11-05 | 7.8 | 10.2 | 0 | 2022-11-05 | 21.9 | 0 | 3.9 | 2021-11-05 | 7.4 | 10.6 | 0 | 2020-11-05 | 17.3 | 0.7 | 0 | 2019-11-05 | 5.5 | 12.5 | 0 | 2018-11-05 | 10.8 | 7.2 | 0 | 2017-11-05 | 15.5 | 2.5 | 0 | 2016-11-05 | 13.5 | 4.5 | 0 | 5.69 | 0.74
2025-11-05 | 7.7 | 10.3 | 0 | 2024-11-05 | 20.9 | 0 | 2.9 | 2023-11-05 | 7.7 | 10.3 | 0 | 2022-11-05 | 20.5 | 0 | 2.5 | 2021-11-05 | 6.7 | 11.3 | 0 | 2020-11-05 | 16.2 | 1.8 | 0 | 2019-11-05 | 4.6 | 13.4 | 0 | 2018-11-05 | 10.4 | 7.6 | 0 | 2017-11-05 | 14.6 | 3.4 | 0 | 2016-11-05 | 12 | 6 | 0 | 6.41 | 0.54
2025-11-05 | 7.7 | 10.3 | 0 | 2024-11-05 | 20.7 | 0 | 2.7 | 2023-11-05 | 7.4 | 10.6 | 0 | 2022-11-05 | 20.1 | 0 | 2.1 | 2021-11-05 | 5.5 | 12.5 | 0 | 2020-11-05 | 15.9 | 2.1 | 0 | 2019-11-05 | 4.7 | 13.3 | 0 | 2018-11-05 | 10.2 | 7.8 | 0 | 2017-11-05 | 14.2 | 3.8 | 0 | 2016-11-05 | 11.7 | 6.3 | 0 | 6.67 | 0.48
2025-11-05 | 6.9 | 11.1 | 0 | 2024-11-05 | 19.4 | 0 | 1.4 | 2023-11-05 | 7.4 | 10.6 | 0 | 2022-11-05 | 18.6 | 0 | 0.6 | 2021-11-05 | 4.9 | 13.1 | 0 | 2020-11-05 | 15.3 | 2.7 | 0 | 2019-11-05 | 3.7 | 14.3 | 0 | 2018-11-05 | 10 | 8 | 0 | 2017-11-05 | 13.5 | 4.5 | 0 | 2016-11-05 | 11.3 | 6.7 | 0 | 7.1 | 0.2
2025-11-05 | 6 | 12 | 0 | 2024-11-05 | 19.2 | 0 | 1.2 | 2023-11-05 | 7.4 | 10.6 | 0 | 2022-11-05 | 21.2 | 0 | 3.2 | 2021-11-05 | 3.4 | 14.6 | 0 | 2020-11-05 | 14.9 | 3.1 | 0 | 2019-11-05 | 3.2 | 14.8 | 0 | 2018-11-05 | 10.2 | 7.8 | 0 | 2017-11-05 | 14.1 | 3.9 | 0 | 2016-11-05 | 10.5 | 7.5 | 0 | 7.43 | 0.44
2025-11-05 | 6.1 | 11.9 | 0 | 2024-11-05 | 19 | 0 | 1 | 2023-11-05 | 7.5 | 10.5 | 0 | 2022-11-05 | 21 | 0 | 3 | 2021-11-05 | 2.2 | 15.8 | 0 | 2020-11-05 | 14 | 4 | 0 | 2019-11-05 | 0.8 | 17.2 | 0 | 2018-11-05 | 10.4 | 7.6 | 0 | 2017-11-05 | 14.8 | 3.2 | 0 | 2016-11-05 | 10 | 8 | 0 | 7.82 | 0.4
2025-11-05 | 5.1 | 12.9 | 0 | 2024-11-05 | 17.4 | 0.6 | 0 | 2023-11-05 | 7.7 | 10.3 | 0 | 2022-11-05 | 20.4 | 0 | 2.4 | 2021-11-05 | 1.3 | 16.7 | 0 | 2020-11-05 | 13.8 | 4.2 | 0 | 2019-11-05 | 0.4 | 17.6 | 0 | 2018-11-05 | 9.7 | 8.3 | 0 | 2017-11-05 | 15 | 3 | 0 | 2016-11-05 | 9.6 | 8.4 | 0 | 8.2 | 0.24
2025-11-06 | 4.8 | 13.2 | 0 | 2024-11-06 | 18.5 | 0 | 0.5 | 2023-11-06 | 7.3 | 10.7 | 0 | 2022-11-06 | 17.6 | 0.4 | 0 | 2021-11-06 | 1.3 | 16.7 | 0 | 2020-11-06 | 12.9 | 5.1 | 0 | 2019-11-06 | 1.3 | 16.7 | 0 | 2018-11-06 | 9.2 | 8.8 | 0 | 2017-11-06 | 12.2 | 5.8 | 0 | 2016-11-06 | 8.2 | 9.8 | 0 | 8.72 | 0.05
2025-11-06 | 4.5 | 13.5 | 0 | 2024-11-06 | 18.6 | 0 | 0.6 | 2023-11-06 | 7.5 | 10.5 | 0 | 2022-11-06 | 17 | 1 | 0 | 2021-11-06 | 1.4 | 16.6 | 0 | 2020-11-06 | 12.2 | 5.8 | 0 | 2019-11-06 | 1 | 17 | 0 | 2018-11-06 | 9.5 | 8.5 | 0 | 2017-11-06 | 11.5 | 6.5 | 0 | 2016-11-06 | 8.1 | 9.9 | 0 | 8.93 | 0.06
2025-11-06 | 4 | 14 | 0 | 2024-11-06 | 20 | 0 | 2 | 2023-11-06 | 7.6 | 10.4 | 0 | 2022-11-06 | 17 | 1 | 0 | 2021-11-06 | 1.7 | 16.3 | 0 | 2020-11-06 | 11.5 | 6.5 | 0 | 2019-11-06 | 1.6 | 16.4 | 0 | 2018-11-06 | 9.8 | 8.2 | 0 | 2017-11-06 | 10.8 | 7.2 | 0 | 2016-11-06 | 7.7 | 10.3 | 0 | 9.03 | 0.2
2025-11-06 | 4 | 14 | 0 | 2024-11-06 | 20.7 | 0 | 2.7 | 2023-11-06 | 7.5 | 10.5 | 0 | 2022-11-06 | 16.7 | 1.3 | 0 | 2021-11-06 | 0.7 | 17.3 | 0 | 2020-11-06 | 10.9 | 7.1 | 0 | 2019-11-06 | -0.7 | 18.7 | 0 | 2018-11-06 | 9.5 | 8.5 | 0 | 2017-11-06 | 10 | 8 | 0 | 2016-11-06 | 7.1 | 10.9 | 0 | 9.63 | 0.27
2025-11-06 | 1 | 17 | 0 | 2024-11-06 | 20.1 | 0 | 2.1 | 2023-11-06 | 7.3 | 10.7 | 0 | 2022-11-06 | 15.8 | 2.2 | 0 | 2021-11-06 | 1.5 | 16.5 | 0 | 2020-11-06 | 10.4 | 7.6 | 0 | 2019-11-06 | -1.6 | 19.6 | 0 | 2018-11-06 | 9.4 | 8.6 | 0 | 2017-11-06 | 8.8 | 9.2 | 0 | 2016-11-06 | 7.8 | 10.2 | 0 | 10.16 | 0.21
2025-11-06 | 2.3 | 15.7 | 0 | 2024-11-06 | 17.8 | 0.2 | 0 | 2023-11-06 | 7.5 | 10.5 | 0 | 2022-11-06 | 14.2 | 3.8 | 0 | 2021-11-06 | 1.1 | 16.9 | 0 | 2020-11-06 | 10 | 8 | 0 | 2019-11-06 | -1.9 | 19.9 | 0 | 2018-11-06 | 9.1 | 8.9 | 0 | 2017-11-06 | 8 | 10 | 0 | 2016-11-06 | 6.8 | 11.2 | 0 | 10.51 | 0
2025-11-06 | 1 | 17 | 0 | 2024-11-06 | 17.2 | 0.8 | 0 | 2023-11-06 | 7.4 | 10.6 | 0 | 2022-11-06 | 13.2 | 4.8 | 0 | 2021-11-06 | 0.4 | 17.6 | 0 | 2020-11-06 | 9.9 | 8.1 | 0 | 2019-11-06 | -2 | 20 | 0 | 2018-11-06 | 9 | 9 | 0 | 2017-11-06 | 7.3 | 10.7 | 0 | 2016-11-06 | 6.4 | 11.6 | 0 | 11.02 | 0
2025-11-06 | 2.1 | 15.9 | 0 | 2024-11-06 | 16.6 | 1.4 | 0 | 2023-11-06 | 7.4 | 10.6 | 0 | 2022-11-06 | 12.8 | 5.2 | 0 | 2021-11-06 | 1.5 | 16.5 | 0 | 2020-11-06 | 9.4 | 8.6 | 0 | 2019-11-06 | -2.5 | 20.5 | 0 | 2018-11-06 | 9 | 9 | 0 | 2017-11-06 | 7 | 11 | 0 | 2016-11-06 | 6.4 | 11.6 | 0 | 11.03 | 0
2025-11-06 | 2.2 | 15.8 | 0 | 2024-11-06 | 16.3 | 1.7 | 0 | 2023-11-06 | 7.7 | 10.3 | 0 | 2022-11-06 | 13.7 | 4.3 | 0 | 2021-11-06 | 1.6 | 16.4 | 0 | 2020-11-06 | 10.6 | 7.4 | 0 | 2019-11-06 | -0.4 | 18.4 | 0 | 2018-11-06 | 9.3 | 8.7 | 0 | 2017-11-06 | 6.5 | 11.5 | 0 | 2016-11-06 | 6.5 | 11.5 | 0 | 10.6 | 0
2025-11-06 | 3.5 | 14.5 | 0 | 2024-11-06 | 16.6 | 1.4 | 0 | 2023-11-06 | 8.1 | 9.9 | 0 | 2022-11-06 | 13.3 | 4.7 | 0 | 2021-11-06 | 5.3 | 12.7 | 0 | 2020-11-06 | 13.1 | 4.9 | 0 | 2019-11-06 | 1 | 17 | 0 | 2018-11-06 | 9.3 | 8.7 | 0 | 2017-11-06 | 6.5 | 11.5 | 0 | 2016-11-06 | 7.4 | 10.6 | 0 | 9.59 | 0
2025-11-06 | 5.7 | 12.3 | 0 | 2024-11-06 | 17.6 | 0.4 | 0 | 2023-11-06 | 8.6 | 9.4 | 0 | 2022-11-06 | 14.4 | 3.6 | 0 | 2021-11-06 | 8.2 | 9.8 | 0 | 2020-11-06 | 16.2 | 1.8 | 0 | 2019-11-06 | 2.7 | 15.3 | 0 | 2018-11-06 | 9.5 | 8.5 | 0 | 2017-11-06 | 6.6 | 11.4 | 0 | 2016-11-06 | 9.1 | 8.9 | 0 | 8.14 | 0
2025-11-06 | 6.5 | 11.5 | 0 | 2024-11-06 | 17.7 | 0.3 | 0 | 2023-11-06 | 9.2 | 8.8 | 0 | 2022-11-06 | 16.4 | 1.6 | 0 | 2021-11-06 | 9.5 | 8.5 | 0 | 2020-11-06 | 16.7 | 1.3 | 0 | 2019-11-06 | 3.2 | 14.8 | 0 | 2018-11-06 | 10 | 8 | 0 | 2017-11-06 | 7.5 | 10.5 | 0 | 2016-11-06 | 10.6 | 7.4 | 0 | 7.27 | 0
2025-11-06 | 6.4 | 11.6 | 0 | 2024-11-06 | 18.1 | 0 | 0.1 | 2023-11-06 | 9 | 9 | 0 | 2022-11-06 | 17.3 | 0.7 | 0 | 2021-11-06 | 10.3 | 7.7 | 0 | 2020-11-06 | 18.2 | 0 | 0.2 | 2019-11-06 | 4.2 | 13.8 | 0 | 2018-11-06 | 14.8 | 3.2 | 0 | 2017-11-06 | 7.4 | 10.6 | 0 | 2016-11-06 | 11.3 | 6.7 | 0 | 6.33 | 0.03
2025-11-06 | 6.6 | 11.4 | 0 | 2024-11-06 | 19.2 | 0 | 1.2 | 2023-11-06 | 10.6 | 7.4 | 0 | 2022-11-06 | 17.8 | 0.2 | 0 | 2021-11-06 | 10.7 | 7.3 | 0 | 2020-11-06 | 19.4 | 0 | 1.4 | 2019-11-06 | 3.5 | 14.5 | 0 | 2018-11-06 | 15.4 | 2.6 | 0 | 2017-11-06 | 7.7 | 10.3 | 0 | 2016-11-06 | 12 | 6 | 0 | 5.97 | 0.26
2025-11-06 | 6.9 | 11.1 | 0 | 2024-11-06 | 19.3 | 0 | 1.3 | 2023-11-06 | 11.5 | 6.5 | 0 | 2022-11-06 | 17.2 | 0.8 | 0 | 2021-11-06 | 11.2 | 6.8 | 0 | 2020-11-06 | 20.3 | 0 | 2.3 | 2019-11-06 | 4.2 | 13.8 | 0 | 2018-11-06 | 14.2 | 3.8 | 0 | 2017-11-06 | 7.9 | 10.1 | 0 | 2016-11-06 | 12.2 | 5.8 | 0 | 5.87 | 0.36
2025-11-06 | 6.7 | 11.3 | 0 | 2024-11-06 | 19.1 | 0 | 1.1 | 2023-11-06 | 10.4 | 7.6 | 0 | 2022-11-06 | 17.3 | 0.7 | 0 | 2021-11-06 | 11.1 | 6.9 | 0 | 2020-11-06 | 20.7 | 0 | 2.7 | 2019-11-06 | 3.8 | 14.2 | 0 | 2018-11-06 | 13 | 5 | 0 | 2017-11-06 | 7.3 | 10.7 | 0 | 2016-11-06 | 12 | 6 | 0 | 6.24 | 0.38
2025-11-06 | 6.3 | 11.7 | 0 | 2024-11-06 | 18.5 | 0 | 0.5 | 2023-11-06 | 9.5 | 8.5 | 0 | 2022-11-06 | 16.4 | 1.6 | 0 | 2021-11-06 | 10.2 | 7.8 | 0 | 2020-11-06 | 19.7 | 0 | 1.7 | 2019-11-06 | 3.6 | 14.4 | 0 | 2018-11-06 | 11.9 | 6.1 | 0 | 2017-11-06 | 6.3 | 11.7 | 0 | 2016-11-06 | 11.3 | 6.7 | 0 | 6.85 | 0.22
2025-11-06 | 5.3 | 12.7 | 0 | 2024-11-06 | 17.3 | 0.7 | 0 | 2023-11-06 | 9.7 | 8.3 | 0 | 2022-11-06 | 15.6 | 2.4 | 0 | 2021-11-06 | 9.2 | 8.8 | 0 | 2020-11-06 | 18.6 | 0 | 0.6 | 2019-11-06 | 2.8 | 15.2 | 0 | 2018-11-06 | 11.4 | 6.6 | 0 | 2017-11-06 | 5.6 | 12.4 | 0 | 2016-11-06 | 9.8 | 8.2 | 0 | 7.53 | 0.06
2025-11-06 | 4.4 | 13.6 | 0 | 2024-11-06 | 15.8 | 2.2 | 0 | 2023-11-06 | 9.8 | 8.2 | 0 | 2022-11-06 | 14.4 | 3.6 | 0 | 2021-11-06 | 8.4 | 9.6 | 0 | 2020-11-06 | 17.2 | 0.8 | 0 | 2019-11-06 | 2.2 | 15.8 | 0 | 2018-11-06 | 10.8 | 7.2 | 0 | 2017-11-06 | 5.3 | 12.7 | 0 | 2016-11-06 | 8.9 | 9.1 | 0 | 8.28 | 0
2025-11-06 | 3.3 | 14.7 | 0 | 2024-11-06 | 15.5 | 2.5 | 0 | 2023-11-06 | 9.7 | 8.3 | 0 | 2022-11-06 | 14.4 | 3.6 | 0 | 2021-11-06 | 8.1 | 9.9 | 0 | 2020-11-06 | 15.2 | 2.8 | 0 | 2019-11-06 | 2.3 | 15.7 | 0 | 2018-11-06 | 10.3 | 7.7 | 0 | 2017-11-06 | 4.9 | 13.1 | 0 | 2016-11-06 | 9.2 | 8.8 | 0 | 8.71 | 0
2025-11-06 | 2.1 | 15.9 | 0 | 2024-11-06 | 14.8 | 3.2 | 0 | 2023-11-06 | 11.2 | 6.8 | 0 | 2022-11-06 | 13.2 | 4.8 | 0 | 2021-11-06 | 7.3 | 10.7 | 0 | 2020-11-06 | 13.6 | 4.4 | 0 | 2019-11-06 | 2.6 | 15.4 | 0 | 2018-11-06 | 10.1 | 7.9 | 0 | 2017-11-06 | 4.8 | 13.2 | 0 | 2016-11-06 | 8.9 | 9.1 | 0 | 9.14 | 0
2025-11-06 | 2.6 | 15.4 | 0 | 2024-11-06 | 14.5 | 3.5 | 0 | 2023-11-06 | 12.4 | 5.6 | 0 | 2022-11-06 | 12.9 | 5.1 | 0 | 2021-11-06 | 5.7 | 12.3 | 0 | 2020-11-06 | 11.6 | 6.4 | 0 | 2019-11-06 | 2.8 | 15.2 | 0 | 2018-11-06 | 9.8 | 8.2 | 0 | 2017-11-06 | 4.6 | 13.4 | 0 | 2016-11-06 | 7.7 | 10.3 | 0 | 9.54 | 0
2025-11-06 | 4 | 14 | 0 | 2024-11-06 | 13.7 | 4.3 | 0 | 2023-11-06 | 12.8 | 5.2 | 0 | 2022-11-06 | 12.6 | 5.4 | 0 | 2021-11-06 | 5.6 | 12.4 | 0 | 2020-11-06 | 12.2 | 5.8 | 0 | 2019-11-06 | 3.2 | 14.8 | 0 | 2018-11-06 | 9.5 | 8.5 | 0 | 2017-11-06 | 4.5 | 13.5 | 0 | 2016-11-06 | 7.2 | 10.8 | 0 | 9.47 | 0
2025-11-06 | 3.4 | 14.6 | 0 | 2024-11-06 | 11.9 | 6.1 | 0 | 2023-11-06 | 13.2 | 4.8 | 0 | 2022-11-06 | 13.3 | 4.7 | 0 | 2021-11-06 | 4.1 | 13.9 | 0 | 2020-11-06 | 13.2 | 4.8 | 0 | 2019-11-06 | 3.8 | 14.2 | 0 | 2018-11-06 | 8.7 | 9.3 | 0 | 2017-11-06 | 4.1 | 13.9 | 0 | 2016-11-06 | 6.7 | 11.3 | 0 | 9.76 | 0
2025-11-07 | 3.9 | 14.1 | 0 | 2024-11-07 | 11.7 | 6.3 | 0 | 2023-11-07 | 13.1 | 4.9 | 0 | 2022-11-07 | 12.7 | 5.3 | 0 | 2021-11-07 | 5.2 | 12.8 | 0 | 2020-11-07 | 13.5 | 4.5 | 0 | 2019-11-07 | 3.3 | 14.7 | 0 | 2018-11-07 | 8.9 | 9.1 | 0 | 2017-11-07 | 4.3 | 13.7 | 0 | 2016-11-07 | 6.5 | 11.5 | 0 | 9.69 | 0
2025-11-07 | 4 | 14 | 0 | 2024-11-07 | 11.9 | 6.1 | 0 | 2023-11-07 | 12.6 | 5.4 | 0 | 2022-11-07 | 11.4 | 6.6 | 0 | 2021-11-07 | 4.1 | 13.9 | 0 | 2020-11-07 | 12.6 | 5.4 | 0 | 2019-11-07 | 2.3 | 15.7 | 0 | 2018-11-07 | 9 | 9 | 0 | 2017-11-07 | 3.7 | 14.3 | 0 | 2016-11-07 | 4.6 | 13.4 | 0 | 10.38 | 0
2025-11-07 | 4 | 14 | 0 | 2024-11-07 | 11.7 | 6.3 | 0 | 2023-11-07 | 13 | 5 | 0 | 2022-11-07 | 12 | 6 | 0 | 2021-11-07 | 3.5 | 14.5 | 0 | 2020-11-07 | 12.6 | 5.4 | 0 | 2019-11-07 | 1.3 | 16.7 | 0 | 2018-11-07 | 7.8 | 10.2 | 0 | 2017-11-07 | 4.1 | 13.9 | 0 | 2016-11-07 | 4.5 | 13.5 | 0 | 10.55 | 0
2025-11-07 | 4.6 | 13.4 | 0 | 2024-11-07 | 11.4 | 6.6 | 0 | 2023-11-07 | 12.1 | 5.9 | 0 | 2022-11-07 | 12.3 | 5.7 | 0 | 2021-11-07 | 3.8 | 14.2 | 0 | 2020-11-07 | 11.6 | 6.4 | 0 | 2019-11-07 | 0.4 | 17.6 | 0 | 2018-11-07 | 7.8 | 10.2 | 0 | 2017-11-07 | 3.7 | 14.3 | 0 | 2016-11-07 | 3.9 | 14.1 | 0 | 10.84 | 0
2025-11-07 | 5.9 | 12.1 | 0 | 2024-11-07 | 9.4 | 8.6 | 0 | 2023-11-07 | 11.9 | 6.1 | 0 | 2022-11-07 | 11.7 | 6.3 | 0 | 2021-11-07 | 3.9 | 14.1 | 0 | 2020-11-07 | 10.2 | 7.8 | 0 | 2019-11-07 | 0.4 | 17.6 | 0 | 2018-11-07 | 7.3 | 10.7 | 0 | 2017-11-07 | 3.3 | 14.7 | 0 | 2016-11-07 | 3.8 | 14.2 | 0 | 11.22 | 0
2025-11-07 | 6.6 | 11.4 | 0 | 2024-11-07 | 8.9 | 9.1 | 0 | 2023-11-07 | 12.1 | 5.9 | 0 | 2022-11-07 | 10.6 | 7.4 | 0 | 2021-11-07 | 3.2 | 14.8 | 0 | 2020-11-07 | 10.9 | 7.1 | 0 | 2019-11-07 | 0.2 | 17.8 | 0 | 2018-11-07 | 7.5 | 10.5 | 0 | 2017-11-07 | 3.5 | 14.5 | 0 | 2016-11-07 | 2.6 | 15.4 | 0 | 11.39 | 0
2025-11-07 | 6.8 | 11.2 | 0 | 2024-11-07 | 9 | 9 | 0 | 2023-11-07 | 11.6 | 6.4 | 0 | 2022-11-07 | 9.7 | 8.3 | 0 | 2021-11-07 | 3.6 | 14.4 | 0 | 2020-11-07 | 10.1 | 7.9 | 0 | 2019-11-07 | 0 | 18 | 0 | 2018-11-07 | 7.5 | 10.5 | 0 | 2017-11-07 | 3.3 | 14.7 | 0 | 2016-11-07 | 3 | 15 | 0 | 11.54 | 0
2025-11-07 | 7 | 11 | 0 | 2024-11-07 | 7.8 | 10.2 | 0 | 2023-11-07 | 10.5 | 7.5 | 0 | 2022-11-07 | 8.6 | 9.4 | 0 | 2021-11-07 | 3.4 | 14.6 | 0 | 2020-11-07 | 9.4 | 8.6 | 0 | 2019-11-07 | -0.5 | 18.5 | 0 | 2018-11-07 | 6.4 | 11.6 | 0 | 2017-11-07 | 3.7 | 14.3 | 0 | 2016-11-07 | 1.4 | 16.6 | 0 | 12.23 | 0
2025-11-07 | 7.2 | 10.8 | 0 | 2024-11-07 | 8.8 | 9.2 | 0 | 2023-11-07 | 9.6 | 8.4 | 0 | 2022-11-07 | 9.9 | 8.1 | 0 | 2021-11-07 | 5.1 | 12.9 | 0 | 2020-11-07 | 10.6 | 7.4 | 0 | 2019-11-07 | -0.6 | 18.6 | 0 | 2018-11-07 | 6.2 | 11.8 | 0 | 2017-11-07 | 3.8 | 14.2 | 0 | 2016-11-07 | 3.6 | 14.4 | 0 | 11.58 | 0
2025-11-07 | 8.1 | 9.9 | 0 | 2024-11-07 | 10 | 8 | 0 | 2023-11-07 | 8.7 | 9.3 | 0 | 2022-11-07 | 10.9 | 7.1 | 0 | 2021-11-07 | 8 | 10 | 0 | 2020-11-07 | 13.8 | 4.2 | 0 | 2019-11-07 | -1.2 | 19.2 | 0 | 2018-11-07 | 6.5 | 11.5 | 0 | 2017-11-07 | 4.5 | 13.5 | 0 | 2016-11-07 | 8.2 | 9.8 | 0 | 10.25 | 0
2025-11-07 | 8.1 | 9.9 | 0 | 2024-11-07 | 10.6 | 7.4 | 0 | 2023-11-07 | 9.2 | 8.8 | 0 | 2022-11-07 | 11.6 | 6.4 | 0 | 2021-11-07 | 10.2 | 7.8 | 0 | 2020-11-07 | 16.1 | 1.9 | 0 | 2019-11-07 | -0.6 | 18.6 | 0 | 2018-11-07 | 6.8 | 11.2 | 0 | 2017-11-07 | 5.7 | 12.3 | 0 | 2016-11-07 | 11.1 | 6.9 | 0 | 9.12 | 0
2025-11-07 | 7 | 11 | 0 | 2024-11-07 | 11.4 | 6.6 | 0 | 2023-11-07 | 8.9 | 9.1 | 0 | 2022-11-07 | 12.5 | 5.5 | 0 | 2021-11-07 | 12.9 | 5.1 | 0 | 2020-11-07 | 18.7 | 0 | 0.7 | 2019-11-07 | -0.1 | 18.1 | 0 | 2018-11-07 | 7 | 11 | 0 | 2017-11-07 | 6 | 12 | 0 | 2016-11-07 | 13.6 | 4.4 | 0 | 8.28 | 0.07
2025-11-07 | 7.2 | 10.8 | 0 | 2024-11-07 | 11.7 | 6.3 | 0 | 2023-11-07 | 8.2 | 9.8 | 0 | 2022-11-07 | 12.3 | 5.7 | 0 | 2021-11-07 | 14.3 | 3.7 | 0 | 2020-11-07 | 19.5 | 0 | 1.5 | 2019-11-07 | 0.3 | 17.7 | 0 | 2018-11-07 | 7.2 | 10.8 | 0 | 2017-11-07 | 7 | 11 | 0 | 2016-11-07 | 14.3 | 3.7 | 0 | 7.95 | 0.15
2025-11-07 | 8.1 | 9.9 | 0 | 2024-11-07 | 12.9 | 5.1 | 0 | 2023-11-07 | 7.7 | 10.3 | 0 | 2022-11-07 | 12.4 | 5.6 | 0 | 2021-11-07 | 15.5 | 2.5 | 0 | 2020-11-07 | 20.7 | 0 | 2.7 | 2019-11-07 | 0.1 | 17.9 | 0 | 2018-11-07 | 7.3 | 10.7 | 0 | 2017-11-07 | 6.7 | 11.3 | 0 | 2016-11-07 | 14.8 | 3.2 | 0 | 7.65 | 0.27
2025-11-07 | 9 | 9 | 0 | 2024-11-07 | 13.6 | 4.4 | 0 | 2023-11-07 | 7.6 | 10.4 | 0 | 2022-11-07 | 12 | 6 | 0 | 2021-11-07 | 15.9 | 2.1 | 0 | 2020-11-07 | 20.6 | 0 | 2.6 | 2019-11-07 | 0.7 | 17.3 | 0 | 2018-11-07 | 6 | 12 | 0 | 2017-11-07 | 5.8 | 12.2 | 0 | 2016-11-07 | 14.7 | 3.3 | 0 | 7.67 | 0.26
2025-11-07 | 9.9 | 8.1 | 0 | 2024-11-07 | 13.8 | 4.2 | 0 | 2023-11-07 | 6.8 | 11.2 | 0 | 2022-11-07 | 11 | 7 | 0 | 2021-11-07 | 16.1 | 1.9 | 0 | 2020-11-07 | 20.9 | 0 | 2.9 | 2019-11-07 | 2.4 | 15.6 | 0 | 2018-11-07 | 6.1 | 11.9 | 0 | 2017-11-07 | 5.9 | 12.1 | 0 | 2016-11-07 | 14.7 | 3.3 | 0 | 7.53 | 0.29
2025-11-07 | 10.5 | 7.5 | 0 | 2024-11-07 | 13.1 | 4.9 | 0 | 2023-11-07 | 5.6 | 12.4 | 0 | 2022-11-07 | 9.7 | 8.3 | 0 | 2021-11-07 | 15.1 | 2.9 | 0 | 2020-11-07 | 19.2 | 0 | 1.2 | 2019-11-07 | 1.2 | 16.8 | 0 | 2018-11-07 | 6.2 | 11.8 | 0 | 2017-11-07 | 5.7 | 12.3 | 0 | 2016-11-07 | 14 | 4 | 0 | 8.09 | 0.12
2025-11-07 | 10.4 | 7.6 | 0 | 2024-11-07 | 11.8 | 6.2 | 0 | 2023-11-07 | 4.5 | 13.5 | 0 | 2022-11-07 | 8.4 | 9.6 | 0 | 2021-11-07 | 12.7 | 5.3 | 0 | 2020-11-07 | 19 | 0 | 1 | 2019-11-07 | 0.8 | 17.2 | 0 | 2018-11-07 | 5 | 13 | 0 | 2017-11-07 | 5.5 | 12.5 | 0 | 2016-11-07 | 12.9 | 5.1 | 0 | 9 | 0.1
2025-11-07 | 10.7 | 7.3 | 0 | 2024-11-07 | 9 | 9 | 0 | 2023-11-07 | 4.3 | 13.7 | 0 | 2022-11-07 | 7.4 | 10.6 | 0 | 2021-11-07 | 10.7 | 7.3 | 0 | 2020-11-07 | 17.3 | 0.7 | 0 | 2019-11-07 | 0.2 | 17.8 | 0 | 2018-11-07 | 4.9 | 13.1 | 0 | 2017-11-07 | 5.3 | 12.7 | 0 | 2016-11-07 | 11.7 | 6.3 | 0 | 9.85 | 0
2025-11-07 | 10.6 | 7.4 | 0 | 2024-11-07 | 9.4 | 8.6 | 0 | 2023-11-07 | 3.2 | 14.8 | 0 | 2022-11-07 | 6.7 | 11.3 | 0 | 2021-11-07 | 11.3 | 6.7 | 0 | 2020-11-07 | 16.2 | 1.8 | 0 | 2019-11-07 | -0.6 | 18.6 | 0 | 2018-11-07 | 4.7 | 13.3 | 0 | 2017-11-07 | 5 | 13 | 0 | 2016-11-07 | 11 | 7 | 0 | 10.25 | 0
2025-11-07 | 10.5 | 7.5 | 0 | 2024-11-07 | 8.4 | 9.6 | 0 | 2023-11-07 | 2.1 | 15.9 | 0 | 2022-11-07 | 6.2 | 11.8 | 0 | 2021-11-07 | 11.4 | 6.6 | 0 | 2020-11-07 | 14.4 | 3.6 | 0 | 2019-11-07 | -0.8 | 18.8 | 0 | 2018-11-07 | 4.5 | 13.5 | 0 | 2017-11-07 | 4.6 | 13.4 | 0 | 2016-11-07 | 10.8 | 7.2 | 0 | 10.79 | 0
2025-11-07 | 10.4 | 7.6 | 0 | 2024-11-07 | 8.6 | 9.4 | 0 | 2023-11-07 | 1.3 | 16.7 | 0 | 2022-11-07 | 4.6 | 13.4 | 0 | 2021-11-07 | 9.9 | 8.1 | 0 | 2020-11-07 | 12.6 | 5.4 | 0 | 2019-11-07 | -1.1 | 19.1 | 0 | 2018-11-07 | 4.3 | 13.7 | 0 | 2017-11-07 | 4 | 14 | 0 | 2016-11-07 | 10.5 | 7.5 | 0 | 11.49 | 0
2025-11-07 | 10.4 | 7.6 | 0 | 2024-11-07 | 8.9 | 9.1 | 0 | 2023-11-07 | 1.1 | 16.9 | 0 | 2022-11-07 | 3.2 | 14.8 | 0 | 2021-11-07 | 8.1 | 9.9 | 0 | 2020-11-07 | 11.8 | 6.2 | 0 | 2019-11-07 | -1.8 | 19.8 | 0 | 2018-11-07 | 4.3 | 13.7 | 0 | 2017-11-07 | 4.4 | 13.6 | 0 | 2016-11-07 | 9.9 | 8.1 | 0 | 11.97 | 0
2025-11-07 | 9.7 | 8.3 | 0 | 2024-11-07 | 7.5 | 10.5 | 0 | 2023-11-07 | 0.4 | 17.6 | 0 | 2022-11-07 | 3.3 | 14.7 | 0 | 2021-11-07 | 8.4 | 9.6 | 0 | 2020-11-07 | 13.1 | 4.9 | 0 | 2019-11-07 | -2.2 | 20.2 | 0 | 2018-11-07 | 4.3 | 13.7 | 0 | 2017-11-07 | 2.6 | 15.4 | 0 | 2016-11-07 | 8.2 | 9.8 | 0 | 12.47 | 0
2025-11-08 | 9.5 | 8.5 | 0 | 2024-11-08 | 6.5 | 11.5 | 0 | 2023-11-08 | -0.3 | 18.3 | 0 | 2022-11-08 | 5 | 13 | 0 | 2021-11-08 | 8.2 | 9.8 | 0 | 2020-11-08 | 13.1 | 4.9 | 0 | 2019-11-08 | -2.9 | 20.9 | 0 | 2018-11-08 | 4.2 | 13.8 | 0 | 2017-11-08 | 0.7 | 17.3 | 0 | 2016-11-08 | 8.3 | 9.7 | 0 | 12.77 | 0
2025-11-08 | 8.1 | 9.9 | 0 | 2024-11-08 | 7.1 | 10.9 | 0 | 2023-11-08 | -0.7 | 18.7 | 0 | 2022-11-08 | 3.7 | 14.3 | 0 | 2021-11-08 | 6.7 | 11.3 | 0 | 2020-11-08 | 12.7 | 5.3 | 0 | 2019-11-08 | -2.9 | 20.9 | 0 | 2018-11-08 | 4.2 | 13.8 | 0 | 2017-11-08 | 0 | 18 | 0 | 2016-11-08 | 5.1 | 12.9 | 0 | 13.6 | 0
2025-11-08 | 6.1 | 11.9 | 0 | 2024-11-08 | 6.3 | 11.7 | 0 | 2023-11-08 | -1.1 | 19.1 | 0 | 2022-11-08 | 4.5 | 13.5 | 0 | 2021-11-08 | 6 | 12 | 0 | 2020-11-08 | 12.2 | 5.8 | 0 | 2019-11-08 | -3.1 | 21.1 | 0 | 2018-11-08 | 4.3 | 13.7 | 0 | 2017-11-08 | 0 | 18 | 0 | 2016-11-08 | 6 | 12 | 0 | 13.88 | 0
2025-11-08 | 6.1 | 11.9 | 0 | 2024-11-08 | 6.5 | 11.5 | 0 | 2023-11-08 | -1.6 | 19.6 | 0 | 2022-11-08 | 3.6 | 14.4 | 0 | 2021-11-08 | 4.5 | 13.5 | 0 | 2020-11-08 | 9.9 | 8.1 | 0 | 2019-11-08 | -3.5 | 21.5 | 0 | 2018-11-08 | 4.1 | 13.9 | 0 | 2017-11-08 | -0.6 | 18.6 | 0 | 2016-11-08 | 6.9 | 11.1 | 0 | 14.41 | 0
2025-11-08 | 5.8 | 12.2 | 0 | 2024-11-08 | 7.1 | 10.9 | 0 | 2023-11-08 | -2.1 | 20.1 | 0 | 2022-11-08 | 3.1 | 14.9 | 0 | 2021-11-08 | 4.5 | 13.5 | 0 | 2020-11-08 | 9.8 | 8.2 | 0 | 2019-11-08 | -4.3 | 22.3 | 0 | 2018-11-08 | 3.9 | 14.1 | 0 | 2017-11-08 | 0.8 | 17.2 | 0 | 2016-11-08 | 7.3 | 10.7 | 0 | 14.41 | 0
2025-11-08 | 4.8 | 13.2 | 0 | 2024-11-08 | 8.3 | 9.7 | 0 | 2023-11-08 | -3.1 | 21.1 | 0 | 2022-11-08 | 2.7 | 15.3 | 0 | 2021-11-08 | 4 | 14 | 0 | 2020-11-08 | 9.1 | 8.9 | 0 | 2019-11-08 | -5 | 23 | 0 | 2018-11-08 | 3.9 | 14.1 | 0 | 2017-11-08 | 0.4 | 17.6 | 0 | 2016-11-08 | 7.7 | 10.3 | 0 | 14.72 | 0
2025-11-08 | 3.3 | 14.7 | 0 | 2024-11-08 | 7.2 | 10.8 | 0 | 2023-11-08 | -2.9 | 20.9 | 0 | 2022-11-08 | 3.5 | 14.5 | 0 | 2021-11-08 | 5.4 | 12.6 | 0 | 2020-11-08 | 9 | 9 | 0 | 2019-11-08 | -5.3 | 23.3 | 0 | 2018-11-08 | 3.9 | 14.1 | 0 | 2017-11-08 | -0.2 | 18.2 | 0 | 2016-11-08 | 8 | 10 | 0 | 14.81 | 0
2025-11-08 | 2.8 | 15.2 | 0 | 2024-11-08 | 7.1 | 10.9 | 0 | 2023-11-08 | -2.8 | 20.8 | 0 | 2022-11-08 | 3.2 | 14.8 | 0 | 2021-11-08 | 5.4 | 12.6 | 0 | 2020-11-08 | 7.6 | 10.4 | 0 | 2019-11-08 | -5.6 | 23.6 | 0 | 2018-11-08 | 3.9 | 14.1 | 0 | 2017-11-08 | -1 | 19 | 0 | 2016-11-08 | 8.4 | 9.6 | 0 | 15.1 | 0
2025-11-08 | 3 | 15 | 0 | 2024-11-08 | 8.9 | 9.1 | 0 | 2023-11-08 | -1.6 | 19.6 | 0 | 2022-11-08 | 3.9 | 14.1 | 0 | 2021-11-08 | 7 | 11 | 0 | 2020-11-08 | 8.2 | 9.8 | 0 | 2019-11-08 | -4.8 | 22.8 | 0 | 2018-11-08 | 4.1 | 13.9 | 0 | 2017-11-08 | 0.7 | 17.3 | 0 | 2016-11-08 | 8.9 | 9.1 | 0 | 14.17 | 0
2025-11-08 | 3.9 | 14.1 | 0 | 2024-11-08 | 10.7 | 7.3 | 0 | 2023-11-08 | -1 | 19 | 0 | 2022-11-08 | 4.8 | 13.2 | 0 | 2021-11-08 | 8.7 | 9.3 | 0 | 2020-11-08 | 11.9 | 6.1 | 0 | 2019-11-08 | -3.5 | 21.5 | 0 | 2018-11-08 | 4.3 | 13.7 | 0 | 2017-11-08 | 4.8 | 13.2 | 0 | 2016-11-08 | 9 | 9 | 0 | 12.64 | 0
2025-11-08 | 4.8 | 13.2 | 0 | 2024-11-08 | 11.4 | 6.6 | 0 | 2023-11-08 | -0.7 | 18.7 | 0 | 2022-11-08 | 6.2 | 11.8 | 0 | 2021-11-08 | 11.7 | 6.3 | 0 | 2020-11-08 | 15.2 | 2.8 | 0 | 2019-11-08 | -3 | 21 | 0 | 2018-11-08 | 4.6 | 13.4 | 0 | 2017-11-08 | 5.9 | 12.1 | 0 | 2016-11-08 | 11.8 | 6.2 | 0 | 11.21 | 0
2025-11-08 | 5.8 | 12.2 | 0 | 2024-11-08 | 11.5 | 6.5 | 0 | 2023-11-08 | -0.3 | 18.3 | 0 | 2022-11-08 | 7 | 11 | 0 | 2021-11-08 | 15.4 | 2.6 | 0 | 2020-11-08 | 17.6 | 0.4 | 0 | 2019-11-08 | -2.4 | 20.4 | 0 | 2018-11-08 | 5.4 | 12.6 | 0 | 2017-11-08 | 7.2 | 10.8 | 0 | 2016-11-08 | 14.1 | 3.9 | 0 | 9.87 | 0
2025-11-08 | 6 | 12 | 0 | 2024-11-08 | 10.9 | 7.1 | 0 | 2023-11-08 | 0.5 | 17.5 | 0 | 2022-11-08 | 7.7 | 10.3 | 0 | 2021-11-08 | 16.7 | 1.3 | 0 | 2020-11-08 | 19.9 | 0 | 1.9 | 2019-11-08 | -1.6 | 19.6 | 0 | 2018-11-08 | 4.9 | 13.1 | 0 | 2017-11-08 | 6.9 | 11.1 | 0 | 2016-11-08 | 15.1 | 2.9 | 0 | 9.49 | 0.19
2025-11-08 | 6.3 | 11.7 | 0 | 2024-11-08 | 11.4 | 6.6 | 0 | 2023-11-08 | 0.6 | 17.4 | 0 | 2022-11-08 | 8.9 | 9.1 | 0 | 2021-11-08 | 16.6 | 1.4 | 0 | 2020-11-08 | 19.1 | 0 | 1.1 | 2019-11-08 | -0.5 | 18.5 | 0 | 2018-11-08 | 4.8 | 13.2 | 0 | 2017-11-08 | 8.3 | 9.7 | 0 | 2016-11-08 | 15.8 | 2.2 | 0 | 8.98 | 0.11
2025-11-08 | 5.7 | 12.3 | 0 | 2024-11-08 | 13.1 | 4.9 | 0 | 2023-11-08 | 0.4 | 17.6 | 0 | 2022-11-08 | 9.1 | 8.9 | 0 | 2021-11-08 | 18.2 | 0 | 0.2 | 2020-11-08 | 19.6 | 0 | 1.6 | 2019-11-08 | -0.2 | 18.2 | 0 | 2018-11-08 | 5.1 | 12.9 | 0 | 2017-11-08 | 8 | 10 | 0 | 2016-11-08 | 15.8 | 2.2 | 0 | 8.7 | 0.18
2025-11-08 | 5.4 | 12.6 | 0 | 2024-11-08 | 13.1 | 4.9 | 0 | 2023-11-08 | 0.1 | 17.9 | 0 | 2022-11-08 | 8.2 | 9.8 | 0 | 2021-11-08 | 18.4 | 0 | 0.4 | 2020-11-08 | 19.9 | 0 | 1.9 | 2019-11-08 | -0.4 | 18.4 | 0 | 2018-11-08 | 5.2 | 12.8 | 0 | 2017-11-08 | 8.4 | 9.6 | 0 | 2016-11-08 | 15.7 | 2.3 | 0 | 8.83 | 0.23
2025-11-08 | 4.5 | 13.5 | 0 | 2024-11-08 | 12.1 | 5.9 | 0 | 2023-11-08 | 0 | 18 | 0 | 2022-11-08 | 7.3 | 10.7 | 0 | 2021-11-08 | 18.7 | 0 | 0.7 | 2020-11-08 | 19.4 | 0 | 1.4 | 2019-11-08 | 0 | 18 | 0 | 2018-11-08 | 4.9 | 13.1 | 0 | 2017-11-08 | 7.3 | 10.7 | 0 | 2016-11-08 | 14.7 | 3.3 | 0 | 9.32 | 0.21
2025-11-08 | 3.6 | 14.4 | 0 | 2024-11-08 | 9.5 | 8.5 | 0 | 2023-11-08 | 0.3 | 17.7 | 0 | 2022-11-08 | 5.9 | 12.1 | 0 | 2021-11-08 | 16.4 | 1.6 | 0 | 2020-11-08 | 17.6 | 0.4 | 0 | 2019-11-08 | -0.8 | 18.8 | 0 | 2018-11-08 | 4.5 | 13.5 | 0 | 2017-11-08 | 4.9 | 13.1 | 0 | 2016-11-08 | 13 | 5 | 0 | 10.51 | 0
2025-11-08 | 2.6 | 15.4 | 0 | 2024-11-08 | 8.5 | 9.5 | 0 | 2023-11-08 | 0.2 | 17.8 | 0 | 2022-11-08 | 5.5 | 12.5 | 0 | 2021-11-08 | 15.1 | 2.9 | 0 | 2020-11-08 | 16.4 | 1.6 | 0 | 2019-11-08 | -2 | 20 | 0 | 2018-11-08 | 4.3 | 13.7 | 0 | 2017-11-08 | 3.6 | 14.4 | 0 | 2016-11-08 | 12.1 | 5.9 | 0 | 11.37 | 0
2025-11-08 | 2.6 | 15.4 | 0 | 2024-11-08 | 8.1 | 9.9 | 0 | 2023-11-08 | 0.6 | 17.4 | 0 | 2022-11-08 | 5.2 | 12.8 | 0 | 2021-11-08 | 13.1 | 4.9 | 0 | 2020-11-08 | 15.3 | 2.7 | 0 | 2019-11-08 | -1.9 | 19.9 | 0 | 2018-11-08 | 3.9 | 14.1 | 0 | 2017-11-08 | 4 | 14 | 0 | 2016-11-08 | 11.7 | 6.3 | 0 | 11.74 | 0
2025-11-08 | 2.5 | 15.5 | 0 | 2024-11-08 | 7 | 11 | 0 | 2023-11-08 | 2.6 | 15.4 | 0 | 2022-11-08 | 4.7 | 13.3 | 0 | 2021-11-08 | 11.8 | 6.2 | 0 | 2020-11-08 | 14.8 | 3.2 | 0 | 2019-11-08 | -4.2 | 22.2 | 0 | 2018-11-08 | 3.7 | 14.3 | 0 | 2017-11-08 | 3.2 | 14.8 | 0 | 2016-11-08 | 11.3 | 6.7 | 0 | 12.26 | 0
2025-11-08 | 2.2 | 15.8 | 0 | 2024-11-08 | 6.6 | 11.4 | 0 | 2023-11-08 | 3.2 | 14.8 | 0 | 2022-11-08 | 4.4 | 13.6 | 0 | 2021-11-08 | 11 | 7 | 0 | 2020-11-08 | 14 | 4 | 0 | 2019-11-08 | -3.8 | 21.8 | 0 | 2018-11-08 | 3.6 | 14.4 | 0 | 2017-11-08 | 2.7 | 15.3 | 0 | 2016-11-08 | 11.2 | 6.8 | 0 | 12.49 | 0
2025-11-08 | 2 | 16 | 0 | 2024-11-08 | 5.7 | 12.3 | 0 | 2023-11-08 | 3.2 | 14.8 | 0 | 2022-11-08 | 4.2 | 13.8 | 0 | 2021-11-08 | 10.2 | 7.8 | 0 | 2020-11-08 | 12.7 | 5.3 | 0 | 2019-11-08 | -4.6 | 22.6 | 0 | 2018-11-08 | 3.5 | 14.5 | 0 | 2017-11-08 | 3 | 15 | 0 | 2016-11-08 | 11.2 | 6.8 | 0 | 12.89 | 0
2025-11-08 | 1.9 | 16.1 | 0 | 2024-11-08 | 4.8 | 13.2 | 0 | 2023-11-08 | 3.4 | 14.6 | 0 | 2022-11-08 | 4.8 | 13.2 | 0 | 2021-11-08 | 10.3 | 7.7 | 0 | 2020-11-08 | 13.1 | 4.9 | 0 | 2019-11-08 | -4.5 | 22.5 | 0 | 2018-11-08 | 3.5 | 14.5 | 0 | 2017-11-08 | 2.4 | 15.6 | 0 | 2016-11-08 | 11.2 | 6.8 | 0 | 12.91 | 0
2025-11-09 | 1.3 | 16.7 | 0 | 2024-11-09 | 3.9 | 14.1 | 0 | 2023-11-09 | 3.4 | 14.6 | 0 | 2022-11-09 | 4.8 | 13.2 | 0 | 2021-11-09 | 10.2 | 7.8 | 0 | 2020-11-09 | 12.1 | 5.9 | 0 | 2019-11-09 | -4.2 | 22.2 | 0 | 2018-11-09 | 3.2 | 14.8 | 0 | 2017-11-09 | 1.3 | 16.7 | 0 | 2016-11-09 | 10.8 | 7.2 | 0 | 13.32 | 0
2025-11-09 | 1.6 | 16.4 | 0 | 2024-11-09 | 3.3 | 14.7 | 0 | 2023-11-09 | 3.6 | 14.4 | 0 | 2022-11-09 | 4.9 | 13.1 | 0 | 2021-11-09 | 8.7 | 9.3 | 0 | 2020-11-09 | 12.3 | 5.7 | 0 | 2019-11-09 | -4.2 | 22.2 | 0 | 2018-11-09 | 2.6 | 15.4 | 0 | 2017-11-09 | 1.1 | 16.9 | 0 | 2016-11-09 | 10.8 | 7.2 | 0 | 13.53 | 0
2025-11-09 | 1 | 17 | 0 | 2024-11-09 | 2.6 | 15.4 | 0 | 2023-11-09 | 4 | 14 | 0 | 2022-11-09 | 5.3 | 12.7 | 0 | 2021-11-09 | 7 | 11 | 0 | 2020-11-09 | 10.9 | 7.1 | 0 | 2019-11-09 | -3.1 | 21.1 | 0 | 2018-11-09 | 2.6 | 15.4 | 0 | 2017-11-09 | 1.3 | 16.7 | 0 | 2016-11-09 | 10.5 | 7.5 | 0 | 13.79 | 0
2025-11-09 | 1.2 | 16.8 | 0 | 2024-11-09 | 2 | 16 | 0 | 2023-11-09 | 4.3 | 13.7 | 0 | 2022-11-09 | 5.2 | 12.8 | 0 | 2021-11-09 | 9.3 | 8.7 | 0 | 2020-11-09 | 10.7 | 7.3 | 0 | 2019-11-09 | -3.2 | 21.2 | 0 | 2018-11-09 | 2.5 | 15.5 | 0 | 2017-11-09 | 1.5 | 16.5 | 0 | 2016-11-09 | 8 | 10 | 0 | 13.85 | 0
2025-11-09 | 1 | 17 | 0 | 2024-11-09 | 1 | 17 | 0 | 2023-11-09 | 4.3 | 13.7 | 0 | 2022-11-09 | 4.4 | 13.6 | 0 | 2021-11-09 | 9.8 | 8.2 | 0 | 2020-11-09 | 9.7 | 8.3 | 0 | 2019-11-09 | -2.6 | 20.6 | 0 | 2018-11-09 | 2.7 | 15.3 | 0 | 2017-11-09 | 1.6 | 16.4 | 0 | 2016-11-09 | 7.2 | 10.8 | 0 | 14.09 | 0
2025-11-09 | 0.1 | 17.9 | 0 | 2024-11-09 | 0.8 | 17.2 | 0 | 2023-11-09 | 4.4 | 13.6 | 0 | 2022-11-09 | 4.4 | 13.6 | 0 | 2021-11-09 | 10.1 | 7.9 | 0 | 2020-11-09 | 7.9 | 10.1 | 0 | 2019-11-09 | -2.1 | 20.1 | 0 | 2018-11-09 | 2.8 | 15.2 | 0 | 2017-11-09 | 2 | 16 | 0 | 2016-11-09 | 6.4 | 11.6 | 0 | 14.32 | 0
2025-11-09 | -0.2 | 18.2 | 0 | 2024-11-09 | 0 | 18 | 0 | 2023-11-09 | 4.4 | 13.6 | 0 | 2022-11-09 | 4.4 | 13.6 | 0 | 2021-11-09 | 8.6 | 9.4 | 0 | 2020-11-09 | 7.5 | 10.5 | 0 | 2019-11-09 | -1.7 | 19.7 | 0 | 2018-11-09 | 3 | 15 | 0 | 2017-11-09 | 1.5 | 16.5 | 0 | 2016-11-09 | 6 | 12 | 0 | 14.65 | 0
2025-11-09 | -0.3 | 18.3 | 0 | 2024-11-09 | 0.3 | 17.7 | 0 | 2023-11-09 | 4.6 | 13.4 | 0 | 2022-11-09 | 4.2 | 13.8 | 0 | 2021-11-09 | 8.1 | 9.9 | 0 | 2020-11-09 | 7.9 | 10.1 | 0 | 2019-11-09 | -1.2 | 19.2 | 0 | 2018-11-09 | 2.8 | 15.2 | 0 | 2017-11-09 | 2.1 | 15.9 | 0 | 2016-11-09 | 6 | 12 | 0 | 14.55 | 0
2025-11-09 | -0.8 | 18.8 | 0 | 2024-11-09 | 1.3 | 16.7 | 0 | 2023-11-09 | 4.8 | 13.2 | 0 | 2022-11-09 | 5.5 | 12.5 | 0 | 2021-11-09 | 9.1 | 8.9 | 0 | 2020-11-09 | 10.9 | 7.1 | 0 | 2019-11-09 | -0.5 | 18.5 | 0 | 2018-11-09 | 3.8 | 14.2 | 0 | 2017-11-09 | 2.1 | 15.9 | 0 | 2016-11-09 | 6.2 | 11.8 | 0 | 13.76 | 0
2025-11-09 | -1 | 19 | 0 | 2024-11-09 | 3.1 | 14.9 | 0 | 2023-11-09 | 5.9 | 12.1 | 0 | 2022-11-09 | 6.8 | 11.2 | 0 | 2021-11-09 | 10.9 | 7.1 | 0 | 2020-11-09 | 12.5 | 5.5 | 0 | 2019-11-09 | 0.2 | 17.8 | 0 | 2018-11-09 | 3.9 | 14.1 | 0 | 2017-11-09 | 4.2 | 13.8 | 0 | 2016-11-09 | 5.9 | 12.1 | 0 | 12.76 | 0
2025-11-09 | -1.2 | 19.2 | 0 | 2024-11-09 | 5.4 | 12.6 | 0 | 2023-11-09 | 6.8 | 11.2 | 0 | 2022-11-09 | 8 | 10 | 0 | 2021-11-09 | 12.8 | 5.2 | 0 | 2020-11-09 | 15.4 | 2.6 | 0 | 2019-11-09 | 0.5 | 17.5 | 0 | 2018-11-09 | 2.8 | 15.2 | 0 | 2017-11-09 | 5.6 | 12.4 | 0 | 2016-11-09 | 5.8 | 12.2 | 0 | 11.81 | 0
2025-11-09 | -1.1 | 19.1 | 0 | 2024-11-09 | 6.3 | 11.7 | 0 | 2023-11-09 | 8 | 10 | 0 | 2022-11-09 | 8.7 | 9.3 | 0 | 2021-11-09 | 13.2 | 4.8 | 0 | 2020-11-09 | 16.8 | 1.2 | 0 | 2019-11-09 | 1.2 | 16.8 | 0 | 2018-11-09 | 1.9 | 16.1 | 0 | 2017-11-09 | 7.9 | 10.1 | 0 | 2016-11-09 | 5.8 | 12.2 | 0 | 11.13 | 0
2025-11-09 | -1.3 | 19.3 | 0 | 2024-11-09 | 6.9 | 11.1 | 0 | 2023-11-09 | 8.7 | 9.3 | 0 | 2022-11-09 | 9.7 | 8.3 | 0 | 2021-11-09 | 12.9 | 5.1 | 0 | 2020-11-09 | 17.2 | 0.8 | 0 | 2019-11-09 | 1.6 | 16.4 | 0 | 2018-11-09 | 1.6 | 16.4 | 0 | 2017-11-09 | 7.8 | 10.2 | 0 | 2016-11-09 | 5.5 | 12.5 | 0 | 10.94 | 0
2025-11-09 | -1.6 | 19.6 | 0 | 2024-11-09 | 7.9 | 10.1 | 0 | 2023-11-09 | 9.2 | 8.8 | 0 | 2022-11-09 | 10.4 | 7.6 | 0 | 2021-11-09 | 13 | 5 | 0 | 2020-11-09 | 18.3 | 0 | 0.3 | 2019-11-09 | 2.4 | 15.6 | 0 | 2018-11-09 | 1 | 17 | 0 | 2017-11-09 | 8.4 | 9.6 | 0 | 2016-11-09 | 6.7 | 11.3 | 0 | 10.46 | 0.03
2025-11-09 | -1.9 | 19.9 | 0 | 2024-11-09 | 8 | 10 | 0 | 2023-11-09 | 9.6 | 8.4 | 0 | 2022-11-09 | 11.8 | 6.2 | 0 | 2021-11-09 | 12.4 | 5.6 | 0 | 2020-11-09 | 18.9 | 0 | 0.9 | 2019-11-09 | 2.8 | 15.2 | 0 | 2018-11-09 | 2.6 | 15.4 | 0 | 2017-11-09 | 8.8 | 9.2 | 0 | 2016-11-09 | 6.7 | 11.3 | 0 | 10.12 | 0.09
2025-11-09 | -2 | 20 | 0 | 2024-11-09 | 7.3 | 10.7 | 0 | 2023-11-09 | 10.4 | 7.6 | 0 | 2022-11-09 | 11.5 | 6.5 | 0 | 2021-11-09 | 12.1 | 5.9 | 0 | 2020-11-09 | 19.3 | 0 | 1.3 | 2019-11-09 | 2.8 | 15.2 | 0 | 2018-11-09 | 2.4 | 15.6 | 0 | 2017-11-09 | 7.8 | 10.2 | 0 | 2016-11-09 | 6.6 | 11.4 | 0 | 10.31 | 0.13
2025-11-09 | -1.8 | 19.8 | 0 | 2024-11-09 | 6.8 | 11.2 | 0 | 2023-11-09 | 10 | 8 | 0 | 2022-11-09 | 10.2 | 7.8 | 0 | 2021-11-09 | 11.1 | 6.9 | 0 | 2020-11-09 | 17.5 | 0.5 | 0 | 2019-11-09 | 3 | 15 | 0 | 2018-11-09 | 2.6 | 15.4 | 0 | 2017-11-09 | 6.9 | 11.1 | 0 | 2016-11-09 | 6.2 | 11.8 | 0 | 10.75 | 0
2025-11-09 | -1.8 | 19.8 | 0 | 2024-11-09 | 5.7 | 12.3 | 0 | 2023-11-09 | 8.6 | 9.4 | 0 | 2022-11-09 | 8.3 | 9.7 | 0 | 2021-11-09 | 10.4 | 7.6 | 0 | 2020-11-09 | 14.8 | 3.2 | 0 | 2019-11-09 | 2.9 | 15.1 | 0 | 2018-11-09 | 2.8 | 15.2 | 0 | 2017-11-09 | 6.9 | 11.1 | 0 | 2016-11-09 | 5.3 | 12.7 | 0 | 11.61 | 0
2025-11-09 | -1.6 | 19.6 | 0 | 2024-11-09 | 5.6 | 12.4 | 0 | 2023-11-09 | 7.2 | 10.8 | 0 | 2022-11-09 | 7.6 | 10.4 | 0 | 2021-11-09 | 9.6 | 8.4 | 0 | 2020-11-09 | 12.7 | 5.3 | 0 | 2019-11-09 | 3 | 15 | 0 | 2018-11-09 | 3 | 15 | 0 | 2017-11-09 | 4.3 | 13.7 | 0 | 2016-11-09 | 4.5 | 13.5 | 0 | 12.41 | 0
2025-11-09 | -1.9 | 19.9 | 0 | 2024-11-09 | 5.6 | 12.4 | 0 | 2023-11-09 | 7 | 11 | 0 | 2022-11-09 | 7.4 | 10.6 | 0 | 2021-11-09 | 9.2 | 8.8 | 0 | 2020-11-09 | 12 | 6 | 0 | 2019-11-09 | 3.2 | 14.8 | 0 | 2018-11-09 | 3.2 | 14.8 | 0 | 2017-11-09 | 2.3 | 15.7 | 0 | 2016-11-09 | 4.1 | 13.9 | 0 | 12.79 | 0
2025-11-09 | -1.9 | 19.9 | 0 | 2024-11-09 | 4.9 | 13.1 | 0 | 2023-11-09 | 5.8 | 12.2 | 0 | 2022-11-09 | 7.5 | 10.5 | 0 | 2021-11-09 | 8.7 | 9.3 | 0 | 2020-11-09 | 12.2 | 5.8 | 0 | 2019-11-09 | 3.2 | 14.8 | 0 | 2018-11-09 | 3.3 | 14.7 | 0 | 2017-11-09 | 0.6 | 17.4 | 0 | 2016-11-09 | 3.8 | 14.2 | 0 | 13.19 | 0
2025-11-09 | -2 | 20 | 0 | 2024-11-09 | 4.9 | 13.1 | 0 | 2023-11-09 | 5.8 | 12.2 | 0 | 2022-11-09 | 7.2 | 10.8 | 0 | 2021-11-09 | 9.2 | 8.8 | 0 | 2020-11-09 | 11.4 | 6.6 | 0 | 2019-11-09 | 2.8 | 15.2 | 0 | 2018-11-09 | 3.2 | 14.8 | 0 | 2017-11-09 | -0.5 | 18.5 | 0 | 2016-11-09 | 2.8 | 15.2 | 0 | 13.52 | 0
2025-11-09 | -2.9 | 20.9 | 0 | 2024-11-09 | 4.9 | 13.1 | 0 | 2023-11-09 | 5.9 | 12.1 | 0 | 2022-11-09 | 7.2 | 10.8 | 0 | 2021-11-09 | 8.7 | 9.3 | 0 | 2020-11-09 | 10.8 | 7.2 | 0 | 2019-11-09 | 2.8 | 15.2 | 0 | 2018-11-09 | 3.2 | 14.8 | 0 | 2017-11-09 | -1.8 | 19.8 | 0 | 2016-11-09 | 2.2 | 15.8 | 0 | 13.9 | 0
2025-11-09 | -2.7 | 20.7 | 0 | 2024-11-09 | 4.5 | 13.5 | 0 | 2023-11-09 | 4.1 | 13.9 | 0 | 2022-11-09 | 7.8 | 10.2 | 0 | 2021-11-09 | 8.9 | 9.1 | 0 | 2020-11-09 | 10.8 | 7.2 | 0 | 2019-11-09 | 2.6 | 15.4 | 0 | 2018-11-09 | 2.3 | 15.7 | 0 | 2017-11-09 | -2.8 | 20.8 | 0 | 2016-11-09 | 1.3 | 16.7 | 0 | 14.32 | 0
2025-11-10 | -3.1 | 21.1 | 0 | 2024-11-10 | 5.2 | 12.8 | 0 | 2023-11-10 | 5.5 | 12.5 | 0 | 2022-11-10 | 9.8 | 8.2 | 0 | 2021-11-10 | 9 | 9 | 0 | 2020-11-10 | 9.9 | 8.1 | 0 | 2019-11-10 | 1.8 | 16.2 | 0 | 2018-11-10 | 1.9 | 16.1 | 0 | 2017-11-10 | -3.6 | 21.6 | 0 | 2016-11-10 | 1.2 | 16.8 | 0 | 14.24 | 0
2025-11-10 | -3.7 | 21.7 | 0 | 2024-11-10 | 5.9 | 12.1 | 0 | 2023-11-10 | 4.2 | 13.8 | 0 | 2022-11-10 | 8 | 10 | 0 | 2021-11-10 | 6.9 | 11.1 | 0 | 2020-11-10 | 8.4 | 9.6 | 0 | 2019-11-10 | 1.2 | 16.8 | 0 | 2018-11-10 | 1.2 | 16.8 | 0 | 2017-11-10 | -4.7 | 22.7 | 0 | 2016-11-10 | 1.1 | 16.9 | 0 | 15.15 | 0
2025-11-10 | -3.6 | 21.6 | 0 | 2024-11-10 | 5.6 | 12.4 | 0 | 2023-11-10 | 4.5 | 13.5 | 0 | 2022-11-10 | 8.1 | 9.9 | 0 | 2021-11-10 | 6.7 | 11.3 | 0 | 2020-11-10 | 9.9 | 8.1 | 0 | 2019-11-10 | 1.5 | 16.5 | 0 | 2018-11-10 | 0.7 | 17.3 | 0 | 2017-11-10 | -5.8 | 23.8 | 0 | 2016-11-10 | 1.3 | 16.7 | 0 | 15.11 | 0
2025-11-10 | -3.9 | 21.9 | 0 | 2024-11-10 | 6.1 | 11.9 | 0 | 2023-11-10 | 3.4 | 14.6 | 0 | 2022-11-10 | 9.1 | 8.9 | 0 | 2021-11-10 | 5 | 13 | 0 | 2020-11-10 | 9.6 | 8.4 | 0 | 2019-11-10 | 2.2 | 15.8 | 0 | 2018-11-10 | -0.4 | 18.4 | 0 | 2017-11-10 | -6.3 | 24.3 | 0 | 2016-11-10 | 0.5 | 17.5 | 0 | 15.47 | 0
2025-11-10 | -4 | 22 | 0 | 2024-11-10 | 4.8 | 13.2 | 0 | 2023-11-10 | 2.5 | 15.5 | 0 | 2022-11-10 | 10.3 | 7.7 | 0 | 2021-11-10 | 3.5 | 14.5 | 0 | 2020-11-10 | 9.9 | 8.1 | 0 | 2019-11-10 | 2.3 | 15.7 | 0 | 2018-11-10 | -1.4 | 19.4 | 0 | 2017-11-10 | -6.8 | 24.8 | 0 | 2016-11-10 | 1.2 | 16.8 | 0 | 15.77 | 0
2025-11-10 | -4 | 22 | 0 | 2024-11-10 | 4.3 | 13.7 | 0 | 2023-11-10 | 2.4 | 15.6 | 0 | 2022-11-10 | 11.5 | 6.5 | 0 | 2021-11-10 | 2.8 | 15.2 | 0 | 2020-11-10 | 9.9 | 8.1 | 0 | 2019-11-10 | 2.5 | 15.5 | 0 | 2018-11-10 | -1.7 | 19.7 | 0 | 2017-11-10 | -7.4 | 25.4 | 0 | 2016-11-10 | 1.2 | 16.8 | 0 | 15.85 | 0
2025-11-10 | -3.9 | 21.9 | 0 | 2024-11-10 | 5.4 | 12.6 | 0 | 2023-11-10 | 1.3 | 16.7 | 0 | 2022-11-10 | 10.8 | 7.2 | 0 | 2021-11-10 | 3.4 | 14.6 | 0 | 2020-11-10 | 10.7 | 7.3 | 0 | 2019-11-10 | 3.1 | 14.9 | 0 | 2018-11-10 | -2 | 20 | 0 | 2017-11-10 | -8 | 26 | 0 | 2016-11-10 | 1.8 | 16.2 | 0 | 15.74 | 0
2025-11-10 | -3.9 | 21.9 | 0 | 2024-11-10 | 5.1 | 12.9 | 0 | 2023-11-10 | 1.8 | 16.2 | 0 | 2022-11-10 | 10.4 | 7.6 | 0 | 2021-11-10 | 2.7 | 15.3 | 0 | 2020-11-10 | 11.4 | 6.6 | 0 | 2019-11-10 | 3 | 15 | 0 | 2018-11-10 | -2.3 | 20.3 | 0 | 2017-11-10 | -8.4 | 26.4 | 0 | 2016-11-10 | 2.2 | 15.8 | 0 | 15.8 | 0
2025-11-10 | -4.3 | 22.3 | 0 | 2024-11-10 | 6.8 | 11.2 | 0 | 2023-11-10 | 3.1 | 14.9 | 0 | 2022-11-10 | 10.9 | 7.1 | 0 | 2021-11-10 | 3.1 | 14.9 | 0 | 2020-11-10 | 12.4 | 5.6 | 0 | 2019-11-10 | 3.5 | 14.5 | 0 | 2018-11-10 | -2.4 | 20.4 | 0 | 2017-11-10 | -9.8 | 27.8 | 0 | 2016-11-10 | 3.3 | 14.7 | 0 | 15.34 | 0
2025-11-10 | -4.4 | 22.4 | 0 | 2024-11-10 | 7.7 | 10.3 | 0 | 2023-11-10 | 4.8 | 13.2 | 0 | 2022-11-10 | 14 | 4 | 0 | 2021-11-10 | 6.5 | 11.5 | 0 | 2020-11-10 | 14 | 4 | 0 | 2019-11-10 | 4.5 | 13.5 | 0 | 2018-11-10 | -1.7 | 19.7 | 0 | 2017-11-10 | -9.7 | 27.7 | 0 | 2016-11-10 | 7.3 | 10.7 | 0 | 13.7 | 0
2025-11-10 | -4 | 22 | 0 | 2024-11-10 | 8.9 | 9.1 | 0 | 2023-11-10 | 6.6 | 11.4 | 0 | 2022-11-10 | 15.6 | 2.4 | 0 | 2021-11-10 | 9.8 | 8.2 | 0 | 2020-11-10 | 17.2 | 0.8 | 0 | 2019-11-10 | 5.7 | 12.3 | 0 | 2018-11-10 | -0.6 | 18.6 | 0 | 2017-11-10 | -8.6 | 26.6 | 0 | 2016-11-10 | 10.1 | 7.9 | 0 | 11.93 | 0
2025-11-10 | -3.3 | 21.3 | 0 | 2024-11-10 | 9.6 | 8.4 | 0 | 2023-11-10 | 9 | 9 | 0 | 2022-11-10 | 17.3 | 0.7 | 0 | 2021-11-10 | 11 | 7 | 0 | 2020-11-10 | 20.1 | 0 | 2.1 | 2019-11-10 | 5.9 | 12.1 | 0 | 2018-11-10 | -0.2 | 18.2 | 0 | 2017-11-10 | -7.6 | 25.6 | 0 | 2016-11-10 | 12.9 | 5.1 | 0 | 10.74 | 0.21
2025-11-10 | -2.8 | 20.8 | 0 | 2024-11-10 | 8.9 | 9.1 | 0 | 2023-11-10 | 10.1 | 7.9 | 0 | 2022-11-10 | 19.1 | 0 | 1.1 | 2021-11-10 | 12 | 6 | 0 | 2020-11-10 | 22.2 | 0 | 4.2 | 2019-11-10 | 6.6 | 11.4 | 0 | 2018-11-10 | -1 | 19 | 0 | 2017-11-10 | -6.5 | 24.5 | 0 | 2016-11-10 | 14.1 | 3.9 | 0 | 10.26 | 0.53
2025-11-10 | -2.9 | 20.9 | 0 | 2024-11-10 | 8 | 10 | 0 | 2023-11-10 | 10.2 | 7.8 | 0 | 2022-11-10 | 20.2 | 0 | 2.2 | 2021-11-10 | 12.9 | 5.1 | 0 | 2020-11-10 | 23.6 | 0 | 5.6 | 2019-11-10 | 6.9 | 11.1 | 0 | 2018-11-10 | -0.4 | 18.4 | 0 | 2017-11-10 | -5.3 | 23.3 | 0 | 2016-11-10 | 15.6 | 2.4 | 0 | 9.9 | 0.78
2025-11-10 | -2.8 | 20.8 | 0 | 2024-11-10 | 8 | 10 | 0 | 2023-11-10 | 9.9 | 8.1 | 0 | 2022-11-10 | 21.1 | 0 | 3.1 | 2021-11-10 | 12.7 | 5.3 | 0 | 2020-11-10 | 24.1 | 0 | 6.1 | 2019-11-10 | 6.1 | 11.9 | 0 | 2018-11-10 | 1.3 | 16.7 | 0 | 2017-11-10 | -4.3 | 22.3 | 0 | 2016-11-10 | 16.4 | 1.6 | 0 | 9.67 | 0.92
2025-11-10 | -3.1 | 21.1 | 0 | 2024-11-10 | 8.8 | 9.2 | 0 | 2023-11-10 | 9.6 | 8.4 | 0 | 2022-11-10 | 20.3 | 0 | 2.3 | 2021-11-10 | 11.8 | 6.2 | 0 | 2020-11-10 | 23 | 0 | 5 | 2019-11-10 | 5.3 | 12.7 | 0 | 2018-11-10 | 1.3 | 16.7 | 0 | 2017-11-10 | -4 | 22 | 0 | 2016-11-10 | 16.3 | 1.7 | 0 | 9.8 | 0.73
2025-11-10 | -3.2 | 21.2 | 0 | 2024-11-10 | 9.2 | 8.8 | 0 | 2023-11-10 | 8.5 | 9.5 | 0 | 2022-11-10 | 20.1 | 0 | 2.1 | 2021-11-10 | 11 | 7 | 0 | 2020-11-10 | 21.9 | 0 | 3.9 | 2019-11-10 | 4.5 | 13.5 | 0 | 2018-11-10 | 1 | 17 | 0 | 2017-11-10 | -4 | 22 | 0 | 2016-11-10 | 14.4 | 3.6 | 0 | 10.26 | 0.6
2025-11-10 | -3.5 | 21.5 | 0 | 2024-11-10 | 9.7 | 8.3 | 0 | 2023-11-10 | 7.9 | 10.1 | 0 | 2022-11-10 | 18.5 | 0 | 0.5 | 2021-11-10 | 9.1 | 8.9 | 0 | 2020-11-10 | 20.8 | 0 | 2.8 | 2019-11-10 | 4.5 | 13.5 | 0 | 2018-11-10 | 0.7 | 17.3 | 0 | 2017-11-10 | -5.2 | 23.2 | 0 | 2016-11-10 | 12.5 | 5.5 | 0 | 10.83 | 0.33
2025-11-10 | -3.6 | 21.6 | 0 | 2024-11-10 | 10.3 | 7.7 | 0 | 2023-11-10 | 7.5 | 10.5 | 0 | 2022-11-10 | 17.3 | 0.7 | 0 | 2021-11-10 | 8.1 | 9.9 | 0 | 2020-11-10 | 20.1 | 0 | 2.1 | 2019-11-10 | 4.4 | 13.6 | 0 | 2018-11-10 | -0.4 | 18.4 | 0 | 2017-11-10 | -5.8 | 23.8 | 0 | 2016-11-10 | 11.8 | 6.2 | 0 | 11.24 | 0.21
2025-11-10 | -3.7 | 21.7 | 0 | 2024-11-10 | 11.5 | 6.5 | 0 | 2023-11-10 | 7 | 11 | 0 | 2022-11-10 | 16.4 | 1.6 | 0 | 2021-11-10 | 8 | 10 | 0 | 2020-11-10 | 19.2 | 0 | 1.2 | 2019-11-10 | 3.2 | 14.8 | 0 | 2018-11-10 | -0.8 | 18.8 | 0 | 2017-11-10 | -6.5 | 24.5 | 0 | 2016-11-10 | 11.2 | 6.8 | 0 | 11.57 | 0.12
2025-11-10 | -3.9 | 21.9 | 0 | 2024-11-10 | 12.6 | 5.4 | 0 | 2023-11-10 | 6.3 | 11.7 | 0 | 2022-11-10 | 16.2 | 1.8 | 0 | 2021-11-10 | 7.4 | 10.6 | 0 | 2020-11-10 | 18 | 0 | 0 | 2019-11-10 | 3.4 | 14.6 | 0 | 2018-11-10 | -1.3 | 19.3 | 0 | 2017-11-10 | -6.9 | 24.9 | 0 | 2016-11-10 | 11.2 | 6.8 | 0 | 11.7 | 0
2025-11-10 | -4 | 22 | 0 | 2024-11-10 | 12.9 | 5.1 | 0 | 2023-11-10 | 6.3 | 11.7 | 0 | 2022-11-10 | 15.6 | 2.4 | 0 | 2021-11-10 | 5.7 | 12.3 | 0 | 2020-11-10 | 16.3 | 1.7 | 0 | 2019-11-10 | 2 | 16 | 0 | 2018-11-10 | -0.7 | 18.7 | 0 | 2017-11-10 | -6.3 | 24.3 | 0 | 2016-11-10 | 11.4 | 6.6 | 0 | 12.08 | 0
2025-11-10 | -3.8 | 21.8 | 0 | 2024-11-10 | 12.5 | 5.5 | 0 | 2023-11-10 | 5.1 | 12.9 | 0 | 2022-11-10 | 12.9 | 5.1 | 0 | 2021-11-10 | 5.6 | 12.4 | 0 | 2020-11-10 | 16 | 2 | 0 | 2019-11-10 | 0.4 | 17.6 | 0 | 2018-11-10 | -0.8 | 18.8 | 0 | 2017-11-10 | -6.7 | 24.7 | 0 | 2016-11-10 | 11.4 | 6.6 | 0 | 12.74 | 0
2025-11-10 | -3.8 | 21.8 | 0 | 2024-11-10 | 12.9 | 5.1 | 0 | 2023-11-10 | 4 | 14 | 0 | 2022-11-10 | 14.2 | 3.8 | 0 | 2021-11-10 | 5.2 | 12.8 | 0 | 2020-11-10 | 15.7 | 2.3 | 0 | 2019-11-10 | -0.1 | 18.1 | 0 | 2018-11-10 | -0.9 | 18.9 | 0 | 2017-11-10 | -7.2 | 25.2 | 0 | 2016-11-10 | 11.6 | 6.4 | 0 | 12.84 | 0
2025-11-11 | -3.7 | 21.7 | 0 | 2024-11-11 | 11.3 | 6.7 | 0 | 2023-11-11 | 3.8 | 14.2 | 0 | 2022-11-11 | 14.8 | 3.2 | 0 | 2021-11-11 | 6.7 | 11.3 | 0 | 2020-11-11 | 15.4 | 2.6 | 0 | 2019-11-11 | -0.8 | 18.8 | 0 | 2018-11-11 | -1.4 | 19.4 | 0 | 2017-11-11 | -7.1 | 25.1 | 0 | 2016-11-11 | 10.3 | 7.7 | 0 | 13.07 | 0
2025-11-11 | -3.9 | 21.9 | 0 | 2024-11-11 | 11.1 | 6.9 | 0 | 2023-11-11 | 3 | 15 | 0 | 2022-11-11 | 14.1 | 3.9 | 0 | 2021-11-11 | 6.8 | 11.2 | 0 | 2020-11-11 | 15.7 | 2.3 | 0 | 2019-11-11 | -1.1 | 19.1 | 0 | 2018-11-11 | -0.3 | 18.3 | 0 | 2017-11-11 | -7.5 | 25.5 | 0 | 2016-11-11 | 10.5 | 7.5 | 0 | 13.16 | 0
2025-11-11 | -3.8 | 21.8 | 0 | 2024-11-11 | 11.3 | 6.7 | 0 | 2023-11-11 | 2.5 | 15.5 | 0 | 2022-11-11 | 12.5 | 5.5 | 0 | 2021-11-11 | 6.3 | 11.7 | 0 | 2020-11-11 | 16.5 | 1.5 | 0 | 2019-11-11 | -1 | 19 | 0 | 2018-11-11 | -2.2 | 20.2 | 0 | 2017-11-11 | -7 | 25 | 0 | 2016-11-11 | 11.7 | 6.3 | 0 | 13.32 | 0
2025-11-11 | -3.7 | 21.7 | 0 | 2024-11-11 | 11 | 7 | 0 | 2023-11-11 | 1.7 | 16.3 | 0 | 2022-11-11 | 13.2 | 4.8 | 0 | 2021-11-11 | 6.5 | 11.5 | 0 | 2020-11-11 | 16.4 | 1.6 | 0 | 2019-11-11 | -1.4 | 19.4 | 0 | 2018-11-11 | -2.2 | 20.2 | 0 | 2017-11-11 | -7.4 | 25.4 | 0 | 2016-11-11 | 10.1 | 7.9 | 0 | 13.58 | 0
2025-11-11 | -3.3 | 21.3 | 0 | 2024-11-11 | 11.1 | 6.9 | 0 | 2023-11-11 | 0.6 | 17.4 | 0 | 2022-11-11 | 12.5 | 5.5 | 0 | 2021-11-11 | 6.2 | 11.8 | 0 | 2020-11-11 | 18 | 0 | 0 | 2019-11-11 | -1.7 | 19.7 | 0 | 2018-11-11 | -2.2 | 20.2 | 0 | 2017-11-11 | -7.4 | 25.4 | 0 | 2016-11-11 | 9.4 | 8.6 | 0 | 13.68 | 0
2025-11-11 | -3.6 | 21.6 | 0 | 2024-11-11 | 10.8 | 7.2 | 0 | 2023-11-11 | 0.5 | 17.5 | 0 | 2022-11-11 | 12.1 | 5.9 | 0 | 2021-11-11 | 6.8 | 11.2 | 0 | 2020-11-11 | 17.9 | 0.1 | 0 | 2019-11-11 | -1.7 | 19.7 | 0 | 2018-11-11 | -1.4 | 19.4 | 0 | 2017-11-11 | -7.3 | 25.3 | 0 | 2016-11-11 | 8.6 | 9.4 | 0 | 13.73 | 0
2025-11-11 | -2.9 | 20.9 | 0 | 2024-11-11 | 10.8 | 7.2 | 0 | 2023-11-11 | 1.2 | 16.8 | 0 | 2022-11-11 | 11.4 | 6.6 | 0 | 2021-11-11 | 7.5 | 10.5 | 0 | 2020-11-11 | 17.6 | 0.4 | 0 | 2019-11-11 | -1.6 | 19.6 | 0 | 2018-11-11 | -1.5 | 19.5 | 0 | 2017-11-11 | -7.6 | 25.6 | 0 | 2016-11-11 | 7.6 | 10.4 | 0 | 13.75 | 0
2025-11-11 | -3.2 | 21.2 | 0 | 2024-11-11 | 10.8 | 7.2 | 0 | 2023-11-11 | 0.4 | 17.6 | 0 | 2022-11-11 | 11.3 | 6.7 | 0 | 2021-11-11 | 7.7 | 10.3 | 0 | 2020-11-11 | 17.1 | 0.9 | 0 | 2019-11-11 | -1.8 | 19.8 | 0 | 2018-11-11 | -2.2 | 20.2 | 0 | 2017-11-11 | -7.9 | 25.9 | 0 | 2016-11-11 | 5.9 | 12.1 | 0 | 14.19 | 0
2025-11-11 | -2.3 | 20.3 | 0 | 2024-11-11 | 10.8 | 7.2 | 0 | 2023-11-11 | 0.8 | 17.2 | 0 | 2022-11-11 | 11.7 | 6.3 | 0 | 2021-11-11 | 9.1 | 8.9 | 0 | 2020-11-11 | 17.3 | 0.7 | 0 | 2019-11-11 | -2.1 | 20.1 | 0 | 2018-11-11 | -1.4 | 19.4 | 0 | 2017-11-11 | -7 | 25 | 0 | 2016-11-11 | 5.9 | 12.1 | 0 | 13.72 | 0
2025-11-11 | -1 | 19 | 0 | 2024-11-11 | 11 | 7 | 0 | 2023-11-11 | 2.3 | 15.7 | 0 | 2022-11-11 | 12.5 | 5.5 | 0 | 2021-11-11 | 9.9 | 8.1 | 0 | 2020-11-11 | 17.5 | 0.5 | 0 | 2019-11-11 | -2.9 | 20.9 | 0 | 2018-11-11 | 0.9 | 17.1 | 0 | 2017-11-11 | -4.8 | 22.8 | 0 | 2016-11-11 | 5.6 | 12.4 | 0 | 12.9 | 0
2025-11-11 | 0.1 | 17.9 | 0 | 2024-11-11 | 11.3 | 6.7 | 0 | 2023-11-11 | 2.3 | 15.7 | 0 | 2022-11-11 | 12.9 | 5.1 | 0 | 2021-11-11 | 10.5 | 7.5 | 0 | 2020-11-11 | 17.1 | 0.9 | 0 | 2019-11-11 | -3.6 | 21.6 | 0 | 2018-11-11 | 2.4 | 15.6 | 0 | 2017-11-11 | -2.9 | 20.9 | 0 | 2016-11-11 | 5.2 | 12.8 | 0 | 12.47 | 0
2025-11-11 | 2.3 | 15.7 | 0 | 2024-11-11 | 11.4 | 6.6 | 0 | 2023-11-11 | 2.6 | 15.4 | 0 | 2022-11-11 | 13.4 | 4.6 | 0 | 2021-11-11 | 11.7 | 6.3 | 0 | 2020-11-11 | 17.2 | 0.8 | 0 | 2019-11-11 | -3.2 | 21.2 | 0 | 2018-11-11 | 2.3 | 15.7 | 0 | 2017-11-11 | -2.2 | 20.2 | 0 | 2016-11-11 | 5.9 | 12.1 | 0 | 11.86 | 0
2025-11-11 | 2.2 | 15.8 | 0 | 2024-11-11 | 11.1 | 6.9 | 0 | 2023-11-11 | 2.7 | 15.3 | 0 | 2022-11-11 | 12.6 | 5.4 | 0 | 2021-11-11 | 11.1 | 6.9 | 0 | 2020-11-11 | 16.3 | 1.7 | 0 | 2019-11-11 | -3.1 | 21.1 | 0 | 2018-11-11 | 3.4 | 14.6 | 0 | 2017-11-11 | -0.9 | 18.9 | 0 | 2016-11-11 | 5.9 | 12.1 | 0 | 11.87 | 0
2025-11-11 | 2.3 | 15.7 | 0 | 2024-11-11 | 10.9 | 7.1 | 0 | 2023-11-11 | 3 | 15 | 0 | 2022-11-11 | 12.3 | 5.7 | 0 | 2021-11-11 | 10.9 | 7.1 | 0 | 2020-11-11 | 15 | 3 | 0 | 2019-11-11 | -3.4 | 21.4 | 0 | 2018-11-11 | 3.2 | 14.8 | 0 | 2017-11-11 | -0.5 | 18.5 | 0 | 2016-11-11 | 6.1 | 11.9 | 0 | 12.02 | 0
2025-11-11 | 2.7 | 15.3 | 0 | 2024-11-11 | 11.1 | 6.9 | 0 | 2023-11-11 | 3.2 | 14.8 | 0 | 2022-11-11 | 12.6 | 5.4 | 0 | 2021-11-11 | 11.3 | 6.7 | 0 | 2020-11-11 | 14.5 | 3.5 | 0 | 2019-11-11 | -3.6 | 21.6 | 0 | 2018-11-11 | 3 | 15 | 0 | 2017-11-11 | -0.2 | 18.2 | 0 | 2016-11-11 | 5.2 | 12.8 | 0 | 12.02 | 0
2025-11-11 | 2.2 | 15.8 | 0 | 2024-11-11 | 11.7 | 6.3 | 0 | 2023-11-11 | 3.4 | 14.6 | 0 | 2022-11-11 | 12.9 | 5.1 | 0 | 2021-11-11 | 10.8 | 7.2 | 0 | 2020-11-11 | 12.8 | 5.2 | 0 | 2019-11-11 | -3.6 | 21.6 | 0 | 2018-11-11 | 3.1 | 14.9 | 0 | 2017-11-11 | 0.1 | 17.9 | 0 | 2016-11-11 | 5.1 | 12.9 | 0 | 12.15 | 0
2025-11-11 | 2.3 | 15.7 | 0 | 2024-11-11 | 9 | 9 | 0 | 2023-11-11 | 3.2 | 14.8 | 0 | 2022-11-11 | 12.3 | 5.7 | 0 | 2021-11-11 | 10.5 | 7.5 | 0 | 2020-11-11 | 10.5 | 7.5 | 0 | 2019-11-11 | -4.3 | 22.3 | 0 | 2018-11-11 | 3.1 | 14.9 | 0 | 2017-11-11 | -0.1 | 18.1 | 0 | 2016-11-11 | 3.9 | 14.1 | 0 | 12.96 | 0
2025-11-11 | 2.1 | 15.9 | 0 | 2024-11-11 | 9.8 | 8.2 | 0 | 2023-11-11 | 2.9 | 15.1 | 0 | 2022-11-11 | 12.5 | 5.5 | 0 | 2021-11-11 | 10.5 | 7.5 | 0 | 2020-11-11 | 8.1 | 9.9 | 0 | 2019-11-11 | -5.2 | 23.2 | 0 | 2018-11-11 | 2.9 | 15.1 | 0 | 2017-11-11 | -0.7 | 18.7 | 0 | 2016-11-11 | 3.5 | 14.5 | 0 | 13.36 | 0
2025-11-11 | 1.7 | 16.3 | 0 | 2024-11-11 | 7.1 | 10.9 | 0 | 2023-11-11 | 2.8 | 15.2 | 0 | 2022-11-11 | 12.6 | 5.4 | 0 | 2021-11-11 | 10.9 | 7.1 | 0 | 2020-11-11 | 6.7 | 11.3 | 0 | 2019-11-11 | -5.4 | 23.4 | 0 | 2018-11-11 | 3.1 | 14.9 | 0 | 2017-11-11 | -0.8 | 18.8 | 0 | 2016-11-11 | 2.8 | 15.2 | 0 | 13.85 | 0
2025-11-11 | 1.6 | 16.4 | 0 | 2024-11-11 | 7.3 | 10.7 | 0 | 2023-11-11 | 2.8 | 15.2 | 0 | 2022-11-11 | 12.6 | 5.4 | 0 | 2021-11-11 | 11.7 | 6.3 | 0 | 2020-11-11 | 6.3 | 11.7 | 0 | 2019-11-11 | -5.7 | 23.7 | 0 | 2018-11-11 | 2.2 | 15.8 | 0 | 2017-11-11 | -0.2 | 18.2 | 0 | 2016-11-11 | 2.4 | 15.6 | 0 | 13.9 | 0
2025-11-11 | 1.4 | 16.6 | 0 | 2024-11-11 | 6.8 | 11.2 | 0 | 2023-11-11 | 2.8 | 15.2 | 0 | 2022-11-11 | 12.7 | 5.3 | 0 | 2021-11-11 | 11.8 | 6.2 | 0 | 2020-11-11 | 5.9 | 12.1 | 0 | 2019-11-11 | -6 | 24 | 0 | 2018-11-11 | 2.2 | 15.8 | 0 | 2017-11-11 | 0 | 18 | 0 | 2016-11-11 | 1.8 | 16.2 | 0 | 14.06 | 0
2025-11-11 | 0.1 | 17.9 | 0 | 2024-11-11 | 6.3 | 11.7 | 0 | 2023-11-11 | 2.7 | 15.3 | 0 | 2022-11-11 | 12.7 | 5.3 | 0 | 2021-11-11 | 12 | 6 | 0 | 2020-11-11 | 6 | 12 | 0 | 2019-11-11 | -6.1 | 24.1 | 0 | 2018-11-11 | 1.6 | 16.4 | 0 | 2017-11-11 | 0.5 | 17.5 | 0 | 2016-11-11 | 1.4 | 16.6 | 0 | 14.28 | 0
2025-11-11 | -0.1 | 18.1 | 0 | 2024-11-11 | 7.4 | 10.6 | 0 | 2023-11-11 | 2.9 | 15.1 | 0 | 2022-11-11 | 13.1 | 4.9 | 0 | 2021-11-11 | 13 | 5 | 0 | 2020-11-11 | 6.3 | 11.7 | 0 | 2019-11-11 | -6.3 | 24.3 | 0 | 2018-11-11 | 1.6 | 16.4 | 0 | 2017-11-11 | 0.8 | 17.2 | 0 | 2016-11-11 | 1.4 | 16.6 | 0 | 13.99 | 0
2025-11-11 | 0.4 | 17.6 | 0 | 2024-11-11 | 6.2 | 11.8 | 0 | 2023-11-11 | 2.4 | 15.6 | 0 | 2022-11-11 | 13.5 | 4.5 | 0 | 2021-11-11 | 12.1 | 5.9 | 0 | 2020-11-11 | 6 | 12 | 0 | 2019-11-11 | -6.6 | 24.6 | 0 | 2018-11-11 | 1.3 | 16.7 | 0 | 2017-11-11 | 0.9 | 17.1 | 0 | 2016-11-11 | 1.1 | 16.9 | 0 | 14.27 | 0
2025-11-12 | 0.6 | 17.4 | 0 | 2024-11-12 | 4.5 | 13.5 | 0 | 2023-11-12 | 2.3 | 15.7 | 0 | 2022-11-12 | 12.7 | 5.3 | 0 | 2021-11-12 | 11.5 | 6.5 | 0 | 2020-11-12 | 5.9 | 12.1 | 0 | 2019-11-12 | -6.7 | 24.7 | 0 | 2018-11-12 | 1.3 | 16.7 | 0 | 2017-11-12 | 1 | 17 | 0 | 2016-11-12 | 0.9 | 17.1 | 0 | 14.6 | 0
2025-11-12 | 1.1 | 16.9 | 0 | 2024-11-12 | 3.3 | 14.7 | 0 | 2023-11-12 | 2.5 | 15.5 | 0 | 2022-11-12 | 11.3 | 6.7 | 0 | 2021-11-12 | 11.4 | 6.6 | 0 | 2020-11-12 | 5.6 | 12.4 | 0 | 2019-11-12 | -6.8 | 24.8 | 0 | 2018-11-12 | 1.4 | 16.6 | 0 | 2017-11-12 | 1.2 | 16.8 | 0 | 2016-11-12 | 0.9 | 17.1 | 0 | 14.81 | 0
2025-11-12 | 1.2 | 16.8 | 0 | 2024-11-12 | 2.7 | 15.3 | 0 | 2023-11-12 | 2.1 | 15.9 | 0 | 2022-11-12 | 11.1 | 6.9 | 0 | 2021-11-12 | 12.1 | 5.9 | 0 | 2020-11-12 | 5.4 | 12.6 | 0 | 2019-11-12 | -6.3 | 24.3 | 0 | 2018-11-12 | 1.4 | 16.6 | 0 | 2017-11-12 | 1.1 | 16.9 | 0 | 2016-11-12 | -1.1 | 19.1 | 0 | 15.03 | 0
2025-11-12 | 1.6 | 16.4 | 0 | 2024-11-12 | 2.5 | 15.5 | 0 | 2023-11-12 | 1.8 | 16.2 | 0 | 2022-11-12 | 10 | 8 | 0 | 2021-11-12 | 11.6 | 6.4 | 0 | 2020-11-12 | 5.5 | 12.5 | 0 | 2019-11-12 | -6.7 | 24.7 | 0 | 2018-11-12 | 1.2 | 16.8 | 0 | 2017-11-12 | 1.3 | 16.7 | 0 | 2016-11-12 | -2.1 | 20.1 | 0 | 15.33 | 0
2025-11-12 | 1.4 | 16.6 | 0 | 2024-11-12 | 2.1 | 15.9 | 0 | 2023-11-12 | 1.5 | 16.5 | 0 | 2022-11-12 | 9.4 | 8.6 | 0 | 2021-11-12 | 9.5 | 8.5 | 0 | 2020-11-12 | 5.1 | 12.9 | 0 | 2019-11-12 | -6.9 | 24.9 | 0 | 2018-11-12 | 1 | 17 | 0 | 2017-11-12 | 1.1 | 16.9 | 0 | 2016-11-12 | -1.4 | 19.4 | 0 | 15.72 | 0
2025-11-12 | 1.6 | 16.4 | 0 | 2024-11-12 | 2 | 16 | 0 | 2023-11-12 | 0.8 | 17.2 | 0 | 2022-11-12 | 8 | 10 | 0 | 2021-11-12 | 8.6 | 9.4 | 0 | 2020-11-12 | 5.4 | 12.6 | 0 | 2019-11-12 | -7.1 | 25.1 | 0 | 2018-11-12 | 1.3 | 16.7 | 0 | 2017-11-12 | 0.8 | 17.2 | 0 | 2016-11-12 | -2.2 | 20.2 | 0 | 16.08 | 0
2025-11-12 | 1.8 | 16.2 | 0 | 2024-11-12 | 1.6 | 16.4 | 0 | 2023-11-12 | 0.2 | 17.8 | 0 | 2022-11-12 | 6.8 | 11.2 | 0 | 2021-11-12 | 7.7 | 10.3 | 0 | 2020-11-12 | 5.3 | 12.7 | 0 | 2019-11-12 | -7.4 | 25.4 | 0 | 2018-11-12 | 1.5 | 16.5 | 0 | 2017-11-12 | 0.8 | 17.2 | 0 | 2016-11-12 | -2.4 | 20.4 | 0 | 16.41 | 0
2025-11-12 | 2.1 | 15.9 | 0 | 2024-11-12 | 1.3 | 16.7 | 0 | 2023-11-12 | -0.2 | 18.2 | 0 | 2022-11-12 | 5.7 | 12.3 | 0 | 2021-11-12 | 6.9 | 11.1 | 0 | 2020-11-12 | 5.2 | 12.8 | 0 | 2019-11-12 | -7.9 | 25.9 | 0 | 2018-11-12 | 1.8 | 16.2 | 0 | 2017-11-12 | 1.1 | 16.9 | 0 | 2016-11-12 | -1.8 | 19.8 | 0 | 16.58 | 0
2025-11-12 | 2.2 | 15.8 | 0 | 2024-11-12 | 1.6 | 16.4 | 0 | 2023-11-12 | -0.3 | 18.3 | 0 | 2022-11-12 | 6.5 | 11.5 | 0 | 2021-11-12 | 7.3 | 10.7 | 0 | 2020-11-12 | 4 | 14 | 0 | 2019-11-12 | -8 | 26 | 0 | 2018-11-12 | 2.2 | 15.8 | 0 | 2017-11-12 | 1.4 | 16.6 | 0 | 2016-11-12 | -1.4 | 19.4 | 0 | 16.45 | 0
2025-11-12 | 2.4 | 15.6 | 0 | 2024-11-12 | 2.6 | 15.4 | 0 | 2023-11-12 | 0.7 | 17.3 | 0 | 2022-11-12 | 7 | 11 | 0 | 2021-11-12 | 8.3 | 9.7 | 0 | 2020-11-12 | 5.9 | 12.1 | 0 | 2019-11-12 | -8.6 | 26.6 | 0 | 2018-11-12 | 3.5 | 14.5 | 0 | 2017-11-12 | 1.9 | 16.1 | 0 | 2016-11-12 | 0.3 | 17.7 | 0 | 15.6 | 0
2025-11-12 | 3 | 15 | 0 | 2024-11-12 | 3.7 | 14.3 | 0 | 2023-11-12 | 2.1 | 15.9 | 0 | 2022-11-12 | 7.5 | 10.5 | 0 | 2021-11-12 | 9.9 | 8.1 | 0 | 2020-11-12 | 6.5 | 11.5 | 0 | 2019-11-12 | -8.3 | 26.3 | 0 | 2018-11-12 | 4.8 | 13.2 | 0 | 2017-11-12 | 2.5 | 15.5 | 0 | 2016-11-12 | 4.2 | 13.8 | 0 | 14.41 | 0
2025-11-12 | 4 | 14 | 0 | 2024-11-12 | 4.9 | 13.1 | 0 | 2023-11-12 | 4 | 14 | 0 | 2022-11-12 | 7.8 | 10.2 | 0 | 2021-11-12 | 10.8 | 7.2 | 0 | 2020-11-12 | 7.2 | 10.8 | 0 | 2019-11-12 | -7.4 | 25.4 | 0 | 2018-11-12 | 5.1 | 12.9 | 0 | 2017-11-12 | 3.2 | 14.8 | 0 | 2016-11-12 | 6.4 | 11.6 | 0 | 13.4 | 0
2025-11-12 | 5 | 13 | 0 | 2024-11-12 | 5.6 | 12.4 | 0 | 2023-11-12 | 4.2 | 13.8 | 0 | 2022-11-12 | 7.9 | 10.1 | 0 | 2021-11-12 | 11.8 | 6.2 | 0 | 2020-11-12 | 8.3 | 9.7 | 0 | 2019-11-12 | -6.3 | 24.3 | 0 | 2018-11-12 | 5.7 | 12.3 | 0 | 2017-11-12 | 4 | 14 | 0 | 2016-11-12 | 8 | 10 | 0 | 12.58 | 0
2025-11-12 | 6.1 | 11.9 | 0 | 2024-11-12 | 6 | 12 | 0 | 2023-11-12 | 5.1 | 12.9 | 0 | 2022-11-12 | 7.4 | 10.6 | 0 | 2021-11-12 | 11.4 | 6.6 | 0 | 2020-11-12 | 8.6 | 9.4 | 0 | 2019-11-12 | -4.9 | 22.9 | 0 | 2018-11-12 | 6.2 | 11.8 | 0 | 2017-11-12 | 4.4 | 13.6 | 0 | 2016-11-12 | 9 | 9 | 0 | 12.07 | 0
2025-11-12 | 6.5 | 11.5 | 0 | 2024-11-12 | 6.5 | 11.5 | 0 | 2023-11-12 | 4.5 | 13.5 | 0 | 2022-11-12 | 6.7 | 11.3 | 0 | 2021-11-12 | 11.3 | 6.7 | 0 | 2020-11-12 | 9.4 | 8.6 | 0 | 2019-11-12 | -5 | 23 | 0 | 2018-11-12 | 6.2 | 11.8 | 0 | 2017-11-12 | 4.4 | 13.6 | 0 | 2016-11-12 | 9.4 | 8.6 | 0 | 12.01 | 0
2025-11-12 | 6.9 | 11.1 | 0 | 2024-11-12 | 6.7 | 11.3 | 0 | 2023-11-12 | 4.2 | 13.8 | 0 | 2022-11-12 | 6.1 | 11.9 | 0 | 2021-11-12 | 12.2 | 5.8 | 0 | 2020-11-12 | 8.1 | 9.9 | 0 | 2019-11-12 | -5.2 | 23.2 | 0 | 2018-11-12 | 5.8 | 12.2 | 0 | 2017-11-12 | 4.4 | 13.6 | 0 | 2016-11-12 | 9.5 | 8.5 | 0 | 12.13 | 0
2025-11-12 | 6.4 | 11.6 | 0 | 2024-11-12 | 6 | 12 | 0 | 2023-11-12 | 3.6 | 14.4 | 0 | 2022-11-12 | 5.3 | 12.7 | 0 | 2021-11-12 | 11.6 | 6.4 | 0 | 2020-11-12 | 7.1 | 10.9 | 0 | 2019-11-12 | -6 | 24 | 0 | 2018-11-12 | 5.5 | 12.5 | 0 | 2017-11-12 | 4.3 | 13.7 | 0 | 2016-11-12 | 8.7 | 9.3 | 0 | 12.75 | 0
2025-11-12 | 5.6 | 12.4 | 0 | 2024-11-12 | 4.9 | 13.1 | 0 | 2023-11-12 | 2.6 | 15.4 | 0 | 2022-11-12 | 4.5 | 13.5 | 0 | 2021-11-12 | 10.7 | 7.3 | 0 | 2020-11-12 | 6.4 | 11.6 | 0 | 2019-11-12 | -7.2 | 25.2 | 0 | 2018-11-12 | 5.3 | 12.7 | 0 | 2017-11-12 | 4.2 | 13.8 | 0 | 2016-11-12 | 7 | 11 | 0 | 13.6 | 0
2025-11-12 | 5.2 | 12.8 | 0 | 2024-11-12 | 4.4 | 13.6 | 0 | 2023-11-12 | 2.3 | 15.7 | 0 | 2022-11-12 | 3.3 | 14.7 | 0 | 2021-11-12 | 9.1 | 8.9 | 0 | 2020-11-12 | 5.7 | 12.3 | 0 | 2019-11-12 | -7.8 | 25.8 | 0 | 2018-11-12 | 5.1 | 12.9 | 0 | 2017-11-12 | 4.3 | 13.7 | 0 | 2016-11-12 | 6.3 | 11.7 | 0 | 14.21 | 0
2025-11-12 | 5.3 | 12.7 | 0 | 2024-11-12 | 3.2 | 14.8 | 0 | 2023-11-12 | 2.1 | 15.9 | 0 | 2022-11-12 | 2.9 | 15.1 | 0 | 2021-11-12 | 7.7 | 10.3 | 0 | 2020-11-12 | 6.2 | 11.8 | 0 | 2019-11-12 | -8.7 | 26.7 | 0 | 2018-11-12 | 4.9 | 13.1 | 0 | 2017-11-12 | 4.6 | 13.4 | 0 | 2016-11-12 | 6.2 | 11.8 | 0 | 14.56 | 0
2025-11-12 | 5.1 | 12.9 | 0 | 2024-11-12 | 2.3 | 15.7 | 0 | 2023-11-12 | 2.2 | 15.8 | 0 | 2022-11-12 | 2.6 | 15.4 | 0 | 2021-11-12 | 7.2 | 10.8 | 0 | 2020-11-12 | 5.4 | 12.6 | 0 | 2019-11-12 | -9.5 | 27.5 | 0 | 2018-11-12 | 4.7 | 13.3 | 0 | 2017-11-12 | 4.5 | 13.5 | 0 | 2016-11-12 | 6 | 12 | 0 | 14.95 | 0
2025-11-12 | 4.6 | 13.4 | 0 | 2024-11-12 | 1.4 | 16.6 | 0 | 2023-11-12 | 2 | 16 | 0 | 2022-11-12 | 2.6 | 15.4 | 0 | 2021-11-12 | 7.3 | 10.7 | 0 | 2020-11-12 | 5.3 | 12.7 | 0 | 2019-11-12 | -9.2 | 27.2 | 0 | 2018-11-12 | 4.7 | 13.3 | 0 | 2017-11-12 | 4.8 | 13.2 | 0 | 2016-11-12 | 6 | 12 | 0 | 15.05 | 0
2025-11-12 | 4.8 | 13.2 | 0 | 2024-11-12 | 0.9 | 17.1 | 0 | 2023-11-12 | 1.8 | 16.2 | 0 | 2022-11-12 | 2.8 | 15.2 | 0 | 2021-11-12 | 7.3 | 10.7 | 0 | 2020-11-12 | 4.7 | 13.3 | 0 | 2019-11-12 | -9 | 27 | 0 | 2018-11-12 | 4.4 | 13.6 | 0 | 2017-11-12 | 3.1 | 14.9 | 0 | 2016-11-12 | 5.9 | 12.1 | 0 | 15.33 | 0
2025-11-12 | 4.4 | 13.6 | 0 | 2024-11-12 | 0.4 | 17.6 | 0 | 2023-11-12 | 2 | 16 | 0 | 2022-11-12 | 2.9 | 15.1 | 0 | 2021-11-12 | 6.8 | 11.2 | 0 | 2020-11-12 | 4.9 | 13.1 | 0 | 2019-11-12 | -10.2 | 28.2 | 0 | 2018-11-12 | 3.6 | 14.4 | 0 | 2017-11-12 | 1.6 | 16.4 | 0 | 2016-11-12 | 5.2 | 12.8 | 0 | 15.84 | 0
2025-11-13 | 4.1 | 13.9 | 0 | 2024-11-13 | -0.1 | 18.1 | 0 | 2023-11-13 | 2 | 16 | 0 | 2022-11-13 | 3.4 | 14.6 | 0 | 2021-11-13 | 5.6 | 12.4 | 0 | 2020-11-13 | 5.3 | 12.7 | 0 | 2019-11-13 | -9.2 | 27.2 | 0 | 2018-11-13 | 2.3 | 15.7 | 0 | 2017-11-13 | 1.5 | 16.5 | 0 | 2016-11-13 | 5.5 | 12.5 | 0 | 15.96 | 0
2025-11-13 | 4.3 | 13.7 | 0 | 2024-11-13 | -0.9 | 18.9 | 0 | 2023-11-13 | 2.2 | 15.8 | 0 | 2022-11-13 | 3.2 | 14.8 | 0 | 2021-11-13 | 5.4 | 12.6 | 0 | 2020-11-13 | 4.8 | 13.2 | 0 | 2019-11-13 | -10 | 28 | 0 | 2018-11-13 | 1.7 | 16.3 | 0 | 2017-11-13 | 1.6 | 16.4 | 0 | 2016-11-13 | 4.9 | 13.1 | 0 | 16.28 | 0
2025-11-13 | 4.5 | 13.5 | 0 | 2024-11-13 | -1.2 | 19.2 | 0 | 2023-11-13 | 2.7 | 15.3 | 0 | 2022-11-13 | 3 | 15 | 0 | 2021-11-13 | 6 | 12 | 0 | 2020-11-13 | 5.1 | 12.9 | 0 | 2019-11-13 | -11.2 | 29.2 | 0 | 2018-11-13 | 1.3 | 16.7 | 0 | 2017-11-13 | 1.5 | 16.5 | 0 | 2016-11-13 | 4.5 | 13.5 | 0 | 16.38 | 0
2025-11-13 | 4 | 14 | 0 | 2024-11-13 | -0.8 | 18.8 | 0 | 2023-11-13 | 3.1 | 14.9 | 0 | 2022-11-13 | 2.4 | 15.6 | 0 | 2021-11-13 | 5.5 | 12.5 | 0 | 2020-11-13 | 4.8 | 13.2 | 0 | 2019-11-13 | -11.9 | 29.9 | 0 | 2018-11-13 | 0.8 | 17.2 | 0 | 2017-11-13 | 1.5 | 16.5 | 0 | 2016-11-13 | 3.3 | 14.7 | 0 | 16.73 | 0
2025-11-13 | 3.8 | 14.2 | 0 | 2024-11-13 | -0.1 | 18.1 | 0 | 2023-11-13 | 3.2 | 14.8 | 0 | 2022-11-13 | 2.4 | 15.6 | 0 | 2021-11-13 | 5.1 | 12.9 | 0 | 2020-11-13 | 5.2 | 12.8 | 0 | 2019-11-13 | -12.7 | 30.7 | 0 | 2018-11-13 | 0.9 | 17.1 | 0 | 2017-11-13 | 1.8 | 16.2 | 0 | 2016-11-13 | 3.5 | 14.5 | 0 | 16.69 | 0
2025-11-13 | 3.9 | 14.1 | 0 | 2024-11-13 | 0 | 18 | 0 | 2023-11-13 | 3.2 | 14.8 | 0 | 2022-11-13 | 1.8 | 16.2 | 0 | 2021-11-13 | 4.4 | 13.6 | 0 | 2020-11-13 | 5 | 13 | 0 | 2019-11-13 | -13.1 | 31.1 | 0 | 2018-11-13 | 1 | 17 | 0 | 2017-11-13 | 1.7 | 16.3 | 0 | 2016-11-13 | 2.2 | 15.8 | 0 | 16.99 | 0
2025-11-13 | 3.8 | 14.2 | 0 | 2024-11-13 | -0.1 | 18.1 | 0 | 2023-11-13 | 3.7 | 14.3 | 0 | 2022-11-13 | 1.9 | 16.1 | 0 | 2021-11-13 | 3.9 | 14.1 | 0 | 2020-11-13 | 4.6 | 13.4 | 0 | 2019-11-13 | -13.4 | 31.4 | 0 | 2018-11-13 | 1 | 17 | 0 | 2017-11-13 | 1.9 | 16.1 | 0 | 2016-11-13 | 1.9 | 16.1 | 0 | 17.08 | 0
2025-11-13 | 3.4 | 14.6 | 0 | 2024-11-13 | -0.4 | 18.4 | 0 | 2023-11-13 | 3.8 | 14.2 | 0 | 2022-11-13 | 1.5 | 16.5 | 0 | 2021-11-13 | 3.2 | 14.8 | 0 | 2020-11-13 | 5 | 13 | 0 | 2019-11-13 | -13.3 | 31.3 | 0 | 2018-11-13 | 1 | 17 | 0 | 2017-11-13 | 1.9 | 16.1 | 0 | 2016-11-13 | 1.3 | 16.7 | 0 | 17.26 | 0
2025-11-13 | 3.1 | 14.9 | 0 | 2024-11-13 | 0.9 | 17.1 | 0 | 2023-11-13 | 4.4 | 13.6 | 0 | 2022-11-13 | 1.2 | 16.8 | 0 | 2021-11-13 | 3.2 | 14.8 | 0 | 2020-11-13 | 4.2 | 13.8 | 0 | 2019-11-13 | -12.8 | 30.8 | 0 | 2018-11-13 | 1 | 17 | 0 | 2017-11-13 | 2.5 | 15.5 | 0 | 2016-11-13 | 1.8 | 16.2 | 0 | 17.05 | 0
2025-11-13 | 5.1 | 12.9 | 0 | 2024-11-13 | 2.2 | 15.8 | 0 | 2023-11-13 | 6.2 | 11.8 | 0 | 2022-11-13 | 1.4 | 16.6 | 0 | 2021-11-13 | 3.1 | 14.9 | 0 | 2020-11-13 | 4.5 | 13.5 | 0 | 2019-11-13 | -11.5 | 29.5 | 0 | 2018-11-13 | 0.8 | 17.2 | 0 | 2017-11-13 | 3 | 15 | 0 | 2016-11-13 | 4.7 | 13.3 | 0 | 16.05 | 0
2025-11-13 | 5.6 | 12.4 | 0 | 2024-11-13 | 3 | 15 | 0 | 2023-11-13 | 8.3 | 9.7 | 0 | 2022-11-13 | 1.5 | 16.5 | 0 | 2021-11-13 | 4.6 | 13.4 | 0 | 2020-11-13 | 5.8 | 12.2 | 0 | 2019-11-13 | -9.6 | 27.6 | 0 | 2018-11-13 | 0.3 | 17.7 | 0 | 2017-11-13 | 3.2 | 14.8 | 0 | 2016-11-13 | 7.4 | 10.6 | 0 | 14.99 | 0
2025-11-13 | 6.1 | 11.9 | 0 | 2024-11-13 | 4.4 | 13.6 | 0 | 2023-11-13 | 10.3 | 7.7 | 0 | 2022-11-13 | 1.8 | 16.2 | 0 | 2021-11-13 | 6 | 12 | 0 | 2020-11-13 | 6.7 | 11.3 | 0 | 2019-11-13 | -7.5 | 25.5 | 0 | 2018-11-13 | -0.5 | 18.5 | 0 | 2017-11-13 | 3.8 | 14.2 | 0 | 2016-11-13 | 9.3 | 8.7 | 0 | 13.96 | 0
2025-11-13 | 5.6 | 12.4 | 0 | 2024-11-13 | 5.1 | 12.9 | 0 | 2023-11-13 | 11.8 | 6.2 | 0 | 2022-11-13 | 2.5 | 15.5 | 0 | 2021-11-13 | 5.5 | 12.5 | 0 | 2020-11-13 | 7.1 | 10.9 | 0 | 2019-11-13 | -6.1 | 24.1 | 0 | 2018-11-13 | -0.3 | 18.3 | 0 | 2017-11-13 | 4.3 | 13.7 | 0 | 2016-11-13 | 10.9 | 7.1 | 0 | 13.36 | 0
2025-11-13 | 4.3 | 13.7 | 0 | 2024-11-13 | 6.3 | 11.7 | 0 | 2023-11-13 | 13.2 | 4.8 | 0 | 2022-11-13 | 3.3 | 14.7 | 0 | 2021-11-13 | 7.1 | 10.9 | 0 | 2020-11-13 | 8.2 | 9.8 | 0 | 2019-11-13 | -5.5 | 23.5 | 0 | 2018-11-13 | -0.6 | 18.6 | 0 | 2017-11-13 | 4.8 | 13.2 | 0 | 2016-11-13 | 11.6 | 6.4 | 0 | 12.73 | 0
2025-11-13 | 5.3 | 12.7 | 0 | 2024-11-13 | 6.8 | 11.2 | 0 | 2023-11-13 | 13.8 | 4.2 | 0 | 2022-11-13 | 4 | 14 | 0 | 2021-11-13 | 6.2 | 11.8 | 0 | 2020-11-13 | 8.7 | 9.3 | 0 | 2019-11-13 | -4.9 | 22.9 | 0 | 2018-11-13 | -0.4 | 18.4 | 0 | 2017-11-13 | 5 | 13 | 0 | 2016-11-13 | 12 | 6 | 0 | 12.35 | 0
2025-11-13 | 6 | 12 | 0 | 2024-11-13 | 5.6 | 12.4 | 0 | 2023-11-13 | 13.7 | 4.3 | 0 | 2022-11-13 | 3.6 | 14.4 | 0 | 2021-11-13 | 6.5 | 11.5 | 0 | 2020-11-13 | 8.5 | 9.5 | 0 | 2019-11-13 | -4.5 | 22.5 | 0 | 2018-11-13 | 0 | 18 | 0 | 2017-11-13 | 5.3 | 12.7 | 0 | 2016-11-13 | 12.4 | 5.6 | 0 | 12.29 | 0
2025-11-13 | 3.5 | 14.5 | 0 | 2024-11-13 | 5.1 | 12.9 | 0 | 2023-11-13 | 12.3 | 5.7 | 0 | 2022-11-13 | 2.5 | 15.5 | 0 | 2021-11-13 | 6.3 | 11.7 | 0 | 2020-11-13 | 8.1 | 9.9 | 0 | 2019-11-13 | -4.1 | 22.1 | 0 | 2018-11-13 | -0.1 | 18.1 | 0 | 2017-11-13 | 5.3 | 12.7 | 0 | 2016-11-13 | 11.7 | 6.3 | 0 | 12.94 | 0
2025-11-13 | 4.2 | 13.8 | 0 | 2024-11-13 | 4.8 | 13.2 | 0 | 2023-11-13 | 10.5 | 7.5 | 0 | 2022-11-13 | 1.3 | 16.7 | 0 | 2021-11-13 | 5.2 | 12.8 | 0 | 2020-11-13 | 6.4 | 11.6 | 0 | 2019-11-13 | -4 | 22 | 0 | 2018-11-13 | -0.5 | 18.5 | 0 | 2017-11-13 | 5.2 | 12.8 | 0 | 2016-11-13 | 10.3 | 7.7 | 0 | 13.66 | 0
2025-11-13 | 4.4 | 13.6 | 0 | 2024-11-13 | 5 | 13 | 0 | 2023-11-13 | 10.1 | 7.9 | 0 | 2022-11-13 | 0 | 18 | 0 | 2021-11-13 | 4 | 14 | 0 | 2020-11-13 | 5.9 | 12.1 | 0 | 2019-11-13 | -4.4 | 22.4 | 0 | 2018-11-13 | -0.7 | 18.7 | 0 | 2017-11-13 | 4.9 | 13.1 | 0 | 2016-11-13 | 9.4 | 8.6 | 0 | 14.14 | 0
2025-11-13 | 3.8 | 14.2 | 0 | 2024-11-13 | 5.5 | 12.5 | 0 | 2023-11-13 | 8.8 | 9.2 | 0 | 2022-11-13 | 0.1 | 17.9 | 0 | 2021-11-13 | 4.4 | 13.6 | 0 | 2020-11-13 | 5.4 | 12.6 | 0 | 2019-11-13 | -4.3 | 22.3 | 0 | 2018-11-13 | -1 | 19 | 0 | 2017-11-13 | 4.8 | 13.2 | 0 | 2016-11-13 | 8.5 | 9.5 | 0 | 14.4 | 0
2025-11-13 | 3.3 | 14.7 | 0 | 2024-11-13 | 5.9 | 12.1 | 0 | 2023-11-13 | 7.7 | 10.3 | 0 | 2022-11-13 | 0.2 | 17.8 | 0 | 2021-11-13 | 4 | 14 | 0 | 2020-11-13 | 4.7 | 13.3 | 0 | 2019-11-13 | -3.8 | 21.8 | 0 | 2018-11-13 | -1.1 | 19.1 | 0 | 2017-11-13 | 4.4 | 13.6 | 0 | 2016-11-13 | 7.9 | 10.1 | 0 | 14.68 | 0
2025-11-13 | 3.2 | 14.8 | 0 | 2024-11-13 | 6.6 | 11.4 | 0 | 2023-11-13 | 7 | 11 | 0 | 2022-11-13 | -0.7 | 18.7 | 0 | 2021-11-13 | 3.5 | 14.5 | 0 | 2020-11-13 | 4.9 | 13.1 | 0 | 2019-11-13 | -3.5 | 21.5 | 0 | 2018-11-13 | -2 | 20 | 0 | 2017-11-13 | 4.3 | 13.7 | 0 | 2016-11-13 | 7.4 | 10.6 | 0 | 14.93 | 0
2025-11-13 | 3.1 | 14.9 | 0 | 2024-11-13 | 7 | 11 | 0 | 2023-11-13 | 6.6 | 11.4 | 0 | 2022-11-13 | -1.2 | 19.2 | 0 | 2021-11-13 | 3.2 | 14.8 | 0 | 2020-11-13 | 4.1 | 13.9 | 0 | 2019-11-13 | -2.8 | 20.8 | 0 | 2018-11-13 | -2.2 | 20.2 | 0 | 2017-11-13 | 4.1 | 13.9 | 0 | 2016-11-13 | 7.3 | 10.7 | 0 | 15.08 | 0
2025-11-13 | 2.3 | 15.7 | 0 | 2024-11-13 | 7.1 | 10.9 | 0 | 2023-11-13 | 6.2 | 11.8 | 0 | 2022-11-13 | -1.5 | 19.5 | 0 | 2021-11-13 | 3.1 | 14.9 | 0 | 2020-11-13 | 4.3 | 13.7 | 0 | 2019-11-13 | -2.1 | 20.1 | 0 | 2018-11-13 | -2.6 | 20.6 | 0 | 2017-11-13 | 3.8 | 14.2 | 0 | 2016-11-13 | 7.2 | 10.8 | 0 | 15.22 | 0
2025-11-14 | 1.4 | 16.6 | 0 | 2024-11-14 | 7 | 11 | 0 | 2023-11-14 | 6.4 | 11.6 | 0 | 2022-11-14 | -1.3 | 19.3 | 0 | 2021-11-14 | 3.3 | 14.7 | 0 | 2020-11-14 | 4 | 14 | 0 | 2019-11-14 | -1.8 | 19.8 | 0 | 2018-11-14 | -3.2 | 21.2 | 0 | 2017-11-14 | 3.5 | 14.5 | 0 | 2016-11-14 | 7 | 11 | 0 | 15.37 | 0
2025-11-14 | 1.5 | 16.5 | 0 | 2024-11-14 | 7.4 | 10.6 | 0 | 2023-11-14 | 6 | 12 | 0 | 2022-11-14 | -0.4 | 18.4 | 0 | 2021-11-14 | 3.1 | 14.9 | 0 | 2020-11-14 | 3.3 | 14.7 | 0 | 2019-11-14 | -1.7 | 19.7 | 0 | 2018-11-14 | -4.3 | 22.3 | 0 | 2017-11-14 | 3.2 | 14.8 | 0 | 2016-11-14 | 6.4 | 11.6 | 0 | 15.55 | 0
2025-11-14 | 1.1 | 16.9 | 0 | 2024-11-14 | 7.3 | 10.7 | 0 | 2023-11-14 | 5.9 | 12.1 | 0 | 2022-11-14 | -0.8 | 18.8 | 0 | 2021-11-14 | 2.5 | 15.5 | 0 | 2020-11-14 | 2.9 | 15.1 | 0 | 2019-11-14 | -2 | 20 | 0 | 2018-11-14 | -4.8 | 22.8 | 0 | 2017-11-14 | 3.4 | 14.6 | 0 | 2016-11-14 | 6.5 | 11.5 | 0 | 15.8 | 0
2025-11-14 | 1 | 17 | 0 | 2024-11-14 | 7.1 | 10.9 | 0 | 2023-11-14 | 5 | 13 | 0 | 2022-11-14 | -0.6 | 18.6 | 0 | 2021-11-14 | 2.4 | 15.6 | 0 | 2020-11-14 | 1.6 | 16.4 | 0 | 2019-11-14 | -1.8 | 19.8 | 0 | 2018-11-14 | -5.3 | 23.3 | 0 | 2017-11-14 | 2.8 | 15.2 | 0 | 2016-11-14 | 5.4 | 12.6 | 0 | 16.24 | 0
2025-11-14 | 2.3 | 15.7 | 0 | 2024-11-14 | 7.1 | 10.9 | 0 | 2023-11-14 | 3.5 | 14.5 | 0 | 2022-11-14 | -0.8 | 18.8 | 0 | 2021-11-14 | 2.4 | 15.6 | 0 | 2020-11-14 | 1.7 | 16.3 | 0 | 2019-11-14 | -1.4 | 19.4 | 0 | 2018-11-14 | -4.3 | 22.3 | 0 | 2017-11-14 | 3.1 | 14.9 | 0 | 2016-11-14 | 4.5 | 13.5 | 0 | 16.19 | 0
2025-11-14 | 1.6 | 16.4 | 0 | 2024-11-14 | 7.1 | 10.9 | 0 | 2023-11-14 | 4.1 | 13.9 | 0 | 2022-11-14 | -0.1 | 18.1 | 0 | 2021-11-14 | 3 | 15 | 0 | 2020-11-14 | 0.9 | 17.1 | 0 | 2019-11-14 | -1 | 19 | 0 | 2018-11-14 | -3.9 | 21.9 | 0 | 2017-11-14 | 3.2 | 14.8 | 0 | 2016-11-14 | 3.6 | 14.4 | 0 | 16.15 | 0
2025-11-14 | 0.8 | 17.2 | 0 | 2024-11-14 | 7.2 | 10.8 | 0 | 2023-11-14 | 5.3 | 12.7 | 0 | 2022-11-14 | -0.2 | 18.2 | 0 | 2021-11-14 | 3.3 | 14.7 | 0 | 2020-11-14 | 0.8 | 17.2 | 0 | 2019-11-14 | -1.1 | 19.1 | 0 | 2018-11-14 | -3.6 | 21.6 | 0 | 2017-11-14 | 3.1 | 14.9 | 0 | 2016-11-14 | 4.4 | 13.6 | 0 | 16 | 0
2025-11-14 | 1.7 | 16.3 | 0 | 2024-11-14 | 6.9 | 11.1 | 0 | 2023-11-14 | 4.6 | 13.4 | 0 | 2022-11-14 | -0.3 | 18.3 | 0 | 2021-11-14 | 3.2 | 14.8 | 0 | 2020-11-14 | 1.3 | 16.7 | 0 | 2019-11-14 | -1.9 | 19.9 | 0 | 2018-11-14 | -3.5 | 21.5 | 0 | 2017-11-14 | 3.1 | 14.9 | 0 | 2016-11-14 | 4 | 14 | 0 | 16.09 | 0
2025-11-14 | 2 | 16 | 0 | 2024-11-14 | 6.8 | 11.2 | 0 | 2023-11-14 | 5.2 | 12.8 | 0 | 2022-11-14 | 0 | 18 | 0 | 2021-11-14 | 3.5 | 14.5 | 0 | 2020-11-14 | 2.1 | 15.9 | 0 | 2019-11-14 | -2.4 | 20.4 | 0 | 2018-11-14 | -3.1 | 21.1 | 0 | 2017-11-14 | 3.5 | 14.5 | 0 | 2016-11-14 | 4.4 | 13.6 | 0 | 15.8 | 0
2025-11-14 | 3.8 | 14.2 | 0 | 2024-11-14 | 7.3 | 10.7 | 0 | 2023-11-14 | 5.5 | 12.5 | 0 | 2022-11-14 | 0.8 | 17.2 | 0 | 2021-11-14 | 4.6 | 13.4 | 0 | 2020-11-14 | 3.2 | 14.8 | 0 | 2019-11-14 | -2.3 | 20.3 | 0 | 2018-11-14 | -2.4 | 20.4 | 0 | 2017-11-14 | 3.9 | 14.1 | 0 | 2016-11-14 | 6.1 | 11.9 | 0 | 14.95 | 0
2025-11-14 | 5.7 | 12.3 | 0 | 2024-11-14 | 8.3 | 9.7 | 0 | 2023-11-14 | 6 | 12 | 0 | 2022-11-14 | 1.8 | 16.2 | 0 | 2021-11-14 | 4.6 | 13.4 | 0 | 2020-11-14 | 5 | 13 | 0 | 2019-11-14 | -2.5 | 20.5 | 0 | 2018-11-14 | -2.3 | 20.3 | 0 | 2017-11-14 | 4.5 | 13.5 | 0 | 2016-11-14 | 8.4 | 9.6 | 0 | 14.05 | 0
2025-11-14 | 7.3 | 10.7 | 0 | 2024-11-14 | 8.5 | 9.5 | 0 | 2023-11-14 | 6 | 12 | 0 | 2022-11-14 | 3.1 | 14.9 | 0 | 2021-11-14 | 4.7 | 13.3 | 0 | 2020-11-14 | 6.5 | 11.5 | 0 | 2019-11-14 | -1.5 | 19.5 | 0 | 2018-11-14 | -2.1 | 20.1 | 0 | 2017-11-14 | 5.4 | 12.6 | 0 | 2016-11-14 | 10.1 | 7.9 | 0 | 13.2 | 0
2025-11-14 | 7.7 | 10.3 | 0 | 2024-11-14 | 8.6 | 9.4 | 0 | 2023-11-14 | 6.9 | 11.1 | 0 | 2022-11-14 | 4.5 | 13.5 | 0 | 2021-11-14 | 3.5 | 14.5 | 0 | 2020-11-14 | 6.8 | 11.2 | 0 | 2019-11-14 | -0.5 | 18.5 | 0 | 2018-11-14 | -0.3 | 18.3 | 0 | 2017-11-14 | 5.6 | 12.4 | 0 | 2016-11-14 | 11.6 | 6.4 | 0 | 12.56 | 0
2025-11-14 | 8.7 | 9.3 | 0 | 2024-11-14 | 8.6 | 9.4 | 0 | 2023-11-14 | 8.2 | 9.8 | 0 | 2022-11-14 | 3 | 15 | 0 | 2021-11-14 | 3.1 | 14.9 | 0 | 2020-11-14 | 7.1 | 10.9 | 0 | 2019-11-14 | 0.1 | 17.9 | 0 | 2018-11-14 | 0.3 | 17.7 | 0 | 2017-11-14 | 6.9 | 11.1 | 0 | 2016-11-14 | 12.5 | 5.5 | 0 | 12.15 | 0
2025-11-14 | 8.5 | 9.5 | 0 | 2024-11-14 | 8.3 | 9.7 | 0 | 2023-11-14 | 9.1 | 8.9 | 0 | 2022-11-14 | 3.1 | 14.9 | 0 | 2021-11-14 | 2.6 | 15.4 | 0 | 2020-11-14 | 7 | 11 | 0 | 2019-11-14 | 0.4 | 17.6 | 0 | 2018-11-14 | -0.4 | 18.4 | 0 | 2017-11-14 | 6.6 | 11.4 | 0 | 2016-11-14 | 13.4 | 4.6 | 0 | 12.14 | 0
2025-11-14 | 8.8 | 9.2 | 0 | 2024-11-14 | 8.3 | 9.7 | 0 | 2023-11-14 | 7.8 | 10.2 | 0 | 2022-11-14 | 3.1 | 14.9 | 0 | 2021-11-14 | 2.3 | 15.7 | 0 | 2020-11-14 | 7.1 | 10.9 | 0 | 2019-11-14 | 0.4 | 17.6 | 0 | 2018-11-14 | -0.6 | 18.6 | 0 | 2017-11-14 | 6.2 | 11.8 | 0 | 2016-11-14 | 13.9 | 4.1 | 0 | 12.27 | 0
2025-11-14 | 8.6 | 9.4 | 0 | 2024-11-14 | 8.8 | 9.2 | 0 | 2023-11-14 | 7.1 | 10.9 | 0 | 2022-11-14 | 2.8 | 15.2 | 0 | 2021-11-14 | 1.7 | 16.3 | 0 | 2020-11-14 | 6.1 | 11.9 | 0 | 2019-11-14 | 0 | 18 | 0 | 2018-11-14 | -1.4 | 19.4 | 0 | 2017-11-14 | 5.5 | 12.5 | 0 | 2016-11-14 | 13.9 | 4.1 | 0 | 12.69 | 0
2025-11-14 | 7.3 | 10.7 | 0 | 2024-11-14 | 9 | 9 | 0 | 2023-11-14 | 5.8 | 12.2 | 0 | 2022-11-14 | 2.6 | 15.4 | 0 | 2021-11-14 | 1.1 | 16.9 | 0 | 2020-11-14 | 5 | 13 | 0 | 2019-11-14 | 0 | 18 | 0 | 2018-11-14 | -3.2 | 21.2 | 0 | 2017-11-14 | 5 | 13 | 0 | 2016-11-14 | 11.7 | 6.3 | 0 | 13.57 | 0
2025-11-14 | 5.7 | 12.3 | 0 | 2024-11-14 | 8.8 | 9.2 | 0 | 2023-11-14 | 5.3 | 12.7 | 0 | 2022-11-14 | 2.3 | 15.7 | 0 | 2021-11-14 | 1 | 17 | 0 | 2020-11-14 | 4.5 | 13.5 | 0 | 2019-11-14 | -0.1 | 18.1 | 0 | 2018-11-14 | -4 | 22 | 0 | 2017-11-14 | 4.5 | 13.5 | 0 | 2016-11-14 | 10 | 8 | 0 | 14.2 | 0
2025-11-14 | 4.7 | 13.3 | 0 | 2024-11-14 | 7.4 | 10.6 | 0 | 2023-11-14 | 5.2 | 12.8 | 0 | 2022-11-14 | 2.1 | 15.9 | 0 | 2021-11-14 | 1.6 | 16.4 | 0 | 2020-11-14 | 3.8 | 14.2 | 0 | 2019-11-14 | 0 | 18 | 0 | 2018-11-14 | -4.3 | 22.3 | 0 | 2017-11-14 | 3.8 | 14.2 | 0 | 2016-11-14 | 10.1 | 7.9 | 0 | 14.56 | 0
2025-11-14 | 4.8 | 13.2 | 0 | 2024-11-14 | 6.2 | 11.8 | 0 | 2023-11-14 | 5 | 13 | 0 | 2022-11-14 | 1 | 17 | 0 | 2021-11-14 | 1.7 | 16.3 | 0 | 2020-11-14 | 3.8 | 14.2 | 0 | 2019-11-14 | 0.2 | 17.8 | 0 | 2018-11-14 | -4.7 | 22.7 | 0 | 2017-11-14 | 3.5 | 14.5 | 0 | 2016-11-14 | 9.1 | 8.9 | 0 | 14.94 | 0
2025-11-14 | 4.1 | 13.9 | 0 | 2024-11-14 | 5.7 | 12.3 | 0 | 2023-11-14 | 5 | 13 | 0 | 2022-11-14 | 0.6 | 17.4 | 0 | 2021-11-14 | 1.8 | 16.2 | 0 | 2020-11-14 | 3.3 | 14.7 | 0 | 2019-11-14 | 0 | 18 | 0 | 2018-11-14 | -5.1 | 23.1 | 0 | 2017-11-14 | 4 | 14 | 0 | 2016-11-14 | 7.5 | 10.5 | 0 | 15.31 | 0
2025-11-14 | 3.5 | 14.5 | 0 | 2024-11-14 | 5.8 | 12.2 | 0 | 2023-11-14 | 4.6 | 13.4 | 0 | 2022-11-14 | 0.7 | 17.3 | 0 | 2021-11-14 | 1.4 | 16.6 | 0 | 2020-11-14 | 3.4 | 14.6 | 0 | 2019-11-14 | -0.1 | 18.1 | 0 | 2018-11-14 | -5.1 | 23.1 | 0 | 2017-11-14 | 3.5 | 14.5 | 0 | 2016-11-14 | 7 | 11 | 0 | 15.53 | 0
2025-11-14 | 3.4 | 14.6 | 0 | 2024-11-14 | 5.6 | 12.4 | 0 | 2023-11-14 | 4.4 | 13.6 | 0 | 2022-11-14 | -0.2 | 18.2 | 0 | 2021-11-14 | 1.1 | 16.9 | 0 | 2020-11-14 | 3.8 | 14.2 | 0 | 2019-11-14 | -0.2 | 18.2 | 0 | 2018-11-14 | -5.1 | 23.1 | 0 | 2017-11-14 | 3 | 15 | 0 | 2016-11-14 | 5.6 | 12.4 | 0 | 15.86 | 0
2025-11-15 | 2 | 16 | 0 | 2024-11-15 | 5.5 | 12.5 | 0 | 2023-11-15 | 3.8 | 14.2 | 0 | 2022-11-15 | -0.8 | 18.8 | 0 | 2021-11-15 | 1.5 | 16.5 | 0 | 2020-11-15 | 5.2 | 12.8 | 0 | 2019-11-15 | -0.1 | 18.1 | 0 | 2018-11-15 | -4.9 | 22.9 | 0 | 2017-11-15 | 2.7 | 15.3 | 0 | 2016-11-15 | 6.5 | 11.5 | 0 | 15.86 | 0
2025-11-15 | 2 | 16 | 0 | 2024-11-15 | 5.7 | 12.3 | 0 | 2023-11-15 | 3.4 | 14.6 | 0 | 2022-11-15 | -1.9 | 19.9 | 0 | 2021-11-15 | 1.4 | 16.6 | 0 | 2020-11-15 | 5.4 | 12.6 | 0 | 2019-11-15 | -0.1 | 18.1 | 0 | 2018-11-15 | -4.8 | 22.8 | 0 | 2017-11-15 | 2.6 | 15.4 | 0 | 2016-11-15 | 6.5 | 11.5 | 0 | 15.98 | 0
2025-11-15 | 2.1 | 15.9 | 0 | 2024-11-15 | 5.8 | 12.2 | 0 | 2023-11-15 | 3.1 | 14.9 | 0 | 2022-11-15 | -1.9 | 19.9 | 0 | 2021-11-15 | 1.1 | 16.9 | 0 | 2020-11-15 | 6 | 12 | 0 | 2019-11-15 | -0.2 | 18.2 | 0 | 2018-11-15 | -4.5 | 22.5 | 0 | 2017-11-15 | 3 | 15 | 0 | 2016-11-15 | 5.7 | 12.3 | 0 | 15.98 | 0
2025-11-15 | 2.4 | 15.6 | 0 | 2024-11-15 | 6 | 12 | 0 | 2023-11-15 | 2.9 | 15.1 | 0 | 2022-11-15 | -0.6 | 18.6 | 0 | 2021-11-15 | 1.4 | 16.6 | 0 | 2020-11-15 | 5.9 | 12.1 | 0 | 2019-11-15 | 0 | 18 | 0 | 2018-11-15 | -3.8 | 21.8 | 0 | 2017-11-15 | 3 | 15 | 0 | 2016-11-15 | 4.2 | 13.8 | 0 | 15.86 | 0
2025-11-15 | 2.3 | 15.7 | 0 | 2024-11-15 | 6.2 | 11.8 | 0 | 2023-11-15 | 3.1 | 14.9 | 0 | 2022-11-15 | -0.4 | 18.4 | 0 | 2021-11-15 | 1.3 | 16.7 | 0 | 2020-11-15 | 4.8 | 13.2 | 0 | 2019-11-15 | -0.3 | 18.3 | 0 | 2018-11-15 | -3.7 | 21.7 | 0 | 2017-11-15 | 3.6 | 14.4 | 0 | 2016-11-15 | 4 | 14 | 0 | 15.91 | 0
2025-11-15 | 2.6 | 15.4 | 0 | 2024-11-15 | 6.2 | 11.8 | 0 | 2023-11-15 | 2.5 | 15.5 | 0 | 2022-11-15 | -0.5 | 18.5 | 0 | 2021-11-15 | 1.6 | 16.4 | 0 | 2020-11-15 | 4.5 | 13.5 | 0 | 2019-11-15 | -0.1 | 18.1 | 0 | 2018-11-15 | -3.6 | 21.6 | 0 | 2017-11-15 | 3.5 | 14.5 | 0 | 2016-11-15 | 3.4 | 14.6 | 0 | 15.99 | 0
2025-11-15 | 2.5 | 15.5 | 0 | 2024-11-15 | 6.6 | 11.4 | 0 | 2023-11-15 | 3.5 | 14.5 | 0 | 2022-11-15 | -0.9 | 18.9 | 0 | 2021-11-15 | 1.7 | 16.3 | 0 | 2020-11-15 | 5.3 | 12.7 | 0 | 2019-11-15 | -0.4 | 18.4 | 0 | 2018-11-15 | -2.7 | 20.7 | 0 | 2017-11-15 | 3.4 | 14.6 | 0 | 2016-11-15 | 1.5 | 16.5 | 0 | 15.95 | 0
2025-11-15 | 2.6 | 15.4 | 0 | 2024-11-15 | 6.4 | 11.6 | 0 | 2023-11-15 | 4 | 14 | 0 | 2022-11-15 | -0.9 | 18.9 | 0 | 2021-11-15 | 2.5 | 15.5 | 0 | 2020-11-15 | 6.5 | 11.5 | 0 | 2019-11-15 | -0.5 | 18.5 | 0 | 2018-11-15 | -1.6 | 19.6 | 0 | 2017-11-15 | 4 | 14 | 0 | 2016-11-15 | 3.5 | 14.5 | 0 | 15.35 | 0
2025-11-15 | 3.8 | 14.2 | 0 | 2024-11-15 | 6.1 | 11.9 | 0 | 2023-11-15 | 4.8 | 13.2 | 0 | 2022-11-15 | -0.3 | 18.3 | 0 | 2021-11-15 | 2.2 | 15.8 | 0 | 2020-11-15 | 6.5 | 11.5 | 0 | 2019-11-15 | -0.4 | 18.4 | 0 | 2018-11-15 | -1.1 | 19.1 | 0 | 2017-11-15 | 4.6 | 13.4 | 0 | 2016-11-15 | 3.5 | 14.5 | 0 | 15.03 | 0
2025-11-15 | 4.6 | 13.4 | 0 | 2024-11-15 | 6.4 | 11.6 | 0 | 2023-11-15 | 6 | 12 | 0 | 2022-11-15 | 0 | 18 | 0 | 2021-11-15 | 3.1 | 14.9 | 0 | 2020-11-15 | 6.5 | 11.5 | 0 | 2019-11-15 | -0.4 | 18.4 | 0 | 2018-11-15 | -0.7 | 18.7 | 0 | 2017-11-15 | 5.4 | 12.6 | 0 | 2016-11-15 | 6 | 12 | 0 | 14.31 | 0
2025-11-15 | 5.1 | 12.9 | 0 | 2024-11-15 | 6.7 | 11.3 | 0 | 2023-11-15 | 7.6 | 10.4 | 0 | 2022-11-15 | 0.2 | 17.8 | 0 | 2021-11-15 | 3.9 | 14.1 | 0 | 2020-11-15 | 6.6 | 11.4 | 0 | 2019-11-15 | -0.3 | 18.3 | 0 | 2018-11-15 | -0.4 | 18.4 | 0 | 2017-11-15 | 6 | 12 | 0 | 2016-11-15 | 9.3 | 8.7 | 0 | 13.53 | 0
2025-11-15 | 5.9 | 12.1 | 0 | 2024-11-15 | 7.1 | 10.9 | 0 | 2023-11-15 | 10.5 | 7.5 | 0 | 2022-11-15 | 0.2 | 17.8 | 0 | 2021-11-15 | 3.8 | 14.2 | 0 | 2020-11-15 | 7.5 | 10.5 | 0 | 2019-11-15 | 0 | 18 | 0 | 2018-11-15 | 0.2 | 17.8 | 0 | 2017-11-15 | 5.8 | 12.2 | 0 | 2016-11-15 | 10.9 | 7.1 | 0 | 12.81 | 0
2025-11-15 | 6 | 12 | 0 | 2024-11-15 | 7.4 | 10.6 | 0 | 2023-11-15 | 11.6 | 6.4 | 0 | 2022-11-15 | -1 | 19 | 0 | 2021-11-15 | 3.9 | 14.1 | 0 | 2020-11-15 | 10 | 8 | 0 | 2019-11-15 | 1 | 17 | 0 | 2018-11-15 | -0.1 | 18.1 | 0 | 2017-11-15 | 5.8 | 12.2 | 0 | 2016-11-15 | 11.7 | 6.3 | 0 | 12.37 | 0
2025-11-15 | 5 | 13 | 0 | 2024-11-15 | 7.3 | 10.7 | 0 | 2023-11-15 | 12.8 | 5.2 | 0 | 2022-11-15 | -1.3 | 19.3 | 0 | 2021-11-15 | 5 | 13 | 0 | 2020-11-15 | 11.6 | 6.4 | 0 | 2019-11-15 | 1.8 | 16.2 | 0 | 2018-11-15 | 0.1 | 17.9 | 0 | 2017-11-15 | 5.4 | 12.6 | 0 | 2016-11-15 | 12.4 | 5.6 | 0 | 11.99 | 0
2025-11-15 | 5.3 | 12.7 | 0 | 2024-11-15 | 7.7 | 10.3 | 0 | 2023-11-15 | 14.6 | 3.4 | 0 | 2022-11-15 | -1.5 | 19.5 | 0 | 2021-11-15 | 5.5 | 12.5 | 0 | 2020-11-15 | 12.1 | 5.9 | 0 | 2019-11-15 | 2.2 | 15.8 | 0 | 2018-11-15 | 0 | 18 | 0 | 2017-11-15 | 5.7 | 12.3 | 0 | 2016-11-15 | 12.8 | 5.2 | 0 | 11.56 | 0
2025-11-15 | 5.2 | 12.8 | 0 | 2024-11-15 | 7.7 | 10.3 | 0 | 2023-11-15 | 14.6 | 3.4 | 0 | 2022-11-15 | 0 | 18 | 0 | 2021-11-15 | 4.2 | 13.8 | 0 | 2020-11-15 | 12.1 | 5.9 | 0 | 2019-11-15 | 2.5 | 15.5 | 0 | 2018-11-15 | 0.1 | 17.9 | 0 | 2017-11-15 | 5.8 | 12.2 | 0 | 2016-11-15 | 12.2 | 5.8 | 0 | 11.56 | 0
2025-11-15 | 5.2 | 12.8 | 0 | 2024-11-15 | 7.7 | 10.3 | 0 | 2023-11-15 | 13.9 | 4.1 | 0 | 2022-11-15 | -0.3 | 18.3 | 0 | 2021-11-15 | 4.1 | 13.9 | 0 | 2020-11-15 | 10.4 | 7.6 | 0 | 2019-11-15 | 2.5 | 15.5 | 0 | 2018-11-15 | -1.3 | 19.3 | 0 | 2017-11-15 | 5.7 | 12.3 | 0 | 2016-11-15 | 10.3 | 7.7 | 0 | 12.18 | 0
2025-11-15 | 5.6 | 12.4 | 0 | 2024-11-15 | 7.7 | 10.3 | 0 | 2023-11-15 | 12.2 | 5.8 | 0 | 2022-11-15 | 0.7 | 17.3 | 0 | 2021-11-15 | 2.5 | 15.5 | 0 | 2020-11-15 | 8.8 | 9.2 | 0 | 2019-11-15 | 2.6 | 15.4 | 0 | 2018-11-15 | -1.3 | 19.3 | 0 | 2017-11-15 | 6 | 12 | 0 | 2016-11-15 | 9.3 | 8.7 | 0 | 12.59 | 0
2025-11-15 | 5.7 | 12.3 | 0 | 2024-11-15 | 7.5 | 10.5 | 0 | 2023-11-15 | 10.3 | 7.7 | 0 | 2022-11-15 | 0.5 | 17.5 | 0 | 2021-11-15 | 1.7 | 16.3 | 0 | 2020-11-15 | 7.1 | 10.9 | 0 | 2019-11-15 | 2 | 16 | 0 | 2018-11-15 | -0.7 | 18.7 | 0 | 2017-11-15 | 6.3 | 11.7 | 0 | 2016-11-15 | 9 | 9 | 0 | 13.06 | 0
2025-11-15 | 5.9 | 12.1 | 0 | 2024-11-15 | 7.4 | 10.6 | 0 | 2023-11-15 | 8.5 | 9.5 | 0 | 2022-11-15 | 0.2 | 17.8 | 0 | 2021-11-15 | 1.5 | 16.5 | 0 | 2020-11-15 | 7.8 | 10.2 | 0 | 2019-11-15 | 1.7 | 16.3 | 0 | 2018-11-15 | -0.6 | 18.6 | 0 | 2017-11-15 | 6.1 | 11.9 | 0 | 2016-11-15 | 7.8 | 10.2 | 0 | 13.37 | 0
2025-11-15 | 5.9 | 12.1 | 0 | 2024-11-15 | 7.1 | 10.9 | 0 | 2023-11-15 | 8.4 | 9.6 | 0 | 2022-11-15 | 0.2 | 17.8 | 0 | 2021-11-15 | 0.8 | 17.2 | 0 | 2020-11-15 | 6.7 | 11.3 | 0 | 2019-11-15 | 0.4 | 17.6 | 0 | 2018-11-15 | -0.3 | 18.3 | 0 | 2017-11-15 | 5.9 | 12.1 | 0 | 2016-11-15 | 8 | 10 | 0 | 13.69 | 0
2025-11-15 | 10.6 | 7.4 | 0 | 2024-11-15 | 7 | 11 | 0 | 2023-11-15 | 7.8 | 10.2 | 0 | 2022-11-15 | 0.1 | 17.9 | 0 | 2021-11-15 | 1.1 | 16.9 | 0 | 2020-11-15 | 5.4 | 12.6 | 0 | 2019-11-15 | -0.7 | 18.7 | 0 | 2018-11-15 | 0.1 | 17.9 | 0 | 2017-11-15 | 6.3 | 11.7 | 0 | 2016-11-15 | 6.7 | 11.3 | 0 | 13.56 | 0
2025-11-15 | 9.1 | 8.9 | 0 | 2024-11-15 | 7.3 | 10.7 | 0 | 2023-11-15 | 6.7 | 11.3 | 0 | 2022-11-15 | -0.3 | 18.3 | 0 | 2021-11-15 | 0.1 | 17.9 | 0 | 2020-11-15 | 5.5 | 12.5 | 0 | 2019-11-15 | -2.6 | 20.6 | 0 | 2018-11-15 | 0.1 | 17.9 | 0 | 2017-11-15 | 6.5 | 11.5 | 0 | 2016-11-15 | 7.1 | 10.9 | 0 | 14.05 | 0
2025-11-15 | 8.4 | 9.6 | 0 | 2024-11-15 | 6.9 | 11.1 | 0 | 2023-11-15 | 5.3 | 12.7 | 0 | 2022-11-15 | -0.6 | 18.6 | 0 | 2021-11-15 | 0.9 | 17.1 | 0 | 2020-11-15 | 5.4 | 12.6 | 0 | 2019-11-15 | -4 | 22 | 0 | 2018-11-15 | 0.1 | 17.9 | 0 | 2017-11-15 | 7.2 | 10.8 | 0 | 2016-11-15 | 5.4 | 12.6 | 0 | 14.5 | 0
2025-11-16 | 8.4 | 9.6 | 0 | 2024-11-16 | 5.9 | 12.1 | 0 | 2023-11-16 | 7.5 | 10.5 | 0 | 2022-11-16 | -0.8 | 18.8 | 0 | 2021-11-16 | 1.6 | 16.4 | 0 | 2020-11-16 | 5.2 | 12.8 | 0 | 2019-11-16 | -5.1 | 23.1 | 0 | 2018-11-16 | 0.2 | 17.8 | 0 | 2017-11-16 | 7.6 | 10.4 | 0 | 2016-11-16 | 5 | 13 | 0 | 14.45 | 0
2025-11-16 | 8.1 | 9.9 | 0 | 2024-11-16 | 5.2 | 12.8 | 0 | 2023-11-16 | 5.5 | 12.5 | 0 | 2022-11-16 | -1.1 | 19.1 | 0 | 2021-11-16 | 1.5 | 16.5 | 0 | 2020-11-16 | 3.4 | 14.6 | 0 | 2019-11-16 | -6.2 | 24.2 | 0 | 2018-11-16 | 0.2 | 17.8 | 0 | 2017-11-16 | 7.7 | 10.3 | 0 | 2016-11-16 | 4.8 | 13.2 | 0 | 15.09 | 0
2025-11-16 | 7 | 11 | 0 | 2024-11-16 | 5.1 | 12.9 | 0 | 2023-11-16 | 3.8 | 14.2 | 0 | 2022-11-16 | -1.3 | 19.3 | 0 | 2021-11-16 | 1.8 | 16.2 | 0 | 2020-11-16 | 3.6 | 14.4 | 0 | 2019-11-16 | -7 | 25 | 0 | 2018-11-16 | 0.1 | 17.9 | 0 | 2017-11-16 | 6.8 | 11.2 | 0 | 2016-11-16 | 5.1 | 12.9 | 0 | 15.5 | 0
2025-11-16 | 6.4 | 11.6 | 0 | 2024-11-16 | 5.4 | 12.6 | 0 | 2023-11-16 | 4.6 | 13.4 | 0 | 2022-11-16 | -1.4 | 19.4 | 0 | 2021-11-16 | 1.2 | 16.8 | 0 | 2020-11-16 | 3.2 | 14.8 | 0 | 2019-11-16 | -7.8 | 25.8 | 0 | 2018-11-16 | 0.1 | 17.9 | 0 | 2017-11-16 | 6.8 | 11.2 | 0 | 2016-11-16 | 5.4 | 12.6 | 0 | 15.61 | 0
2025-11-16 | 5 | 13 | 0 | 2024-11-16 | 5.5 | 12.5 | 0 | 2023-11-16 | 3.8 | 14.2 | 0 | 2022-11-16 | -1.8 | 19.8 | 0 | 2021-11-16 | 1.2 | 16.8 | 0 | 2020-11-16 | 2.8 | 15.2 | 0 | 2019-11-16 | -8.8 | 26.8 | 0 | 2018-11-16 | 0.2 | 17.8 | 0 | 2017-11-16 | 6 | 12 | 0 | 2016-11-16 | 5.4 | 12.6 | 0 | 16.07 | 0
2025-11-16 | 5 | 13 | 0 | 2024-11-16 | 4.3 | 13.7 | 0 | 2023-11-16 | 2.9 | 15.1 | 0 | 2022-11-16 | -1.8 | 19.8 | 0 | 2021-11-16 | 0.7 | 17.3 | 0 | 2020-11-16 | 3.5 | 14.5 | 0 | 2019-11-16 | -9.3 | 27.3 | 0 | 2018-11-16 | 0.2 | 17.8 | 0 | 2017-11-16 | 5.4 | 12.6 | 0 | 2016-11-16 | 5.9 | 12.1 | 0 | 16.32 | 0
2025-11-16 | 4.1 | 13.9 | 0 | 2024-11-16 | 4.9 | 13.1 | 0 | 2023-11-16 | 2.3 | 15.7 | 0 | 2022-11-16 | -1.6 | 19.6 | 0 | 2021-11-16 | 0.2 | 17.8 | 0 | 2020-11-16 | 3.8 | 14.2 | 0 | 2019-11-16 | -9.3 | 27.3 | 0 | 2018-11-16 | 0.4 | 17.6 | 0 | 2017-11-16 | 5 | 13 | 0 | 2016-11-16 | 6.3 | 11.7 | 0 | 16.39 | 0
2025-11-16 | 3.1 | 14.9 | 0 | 2024-11-16 | 5.6 | 12.4 | 0 | 2023-11-16 | 2.3 | 15.7 | 0 | 2022-11-16 | -1.4 | 19.4 | 0 | 2021-11-16 | -0.5 | 18.5 | 0 | 2020-11-16 | 3.8 | 14.2 | 0 | 2019-11-16 | -9.9 | 27.9 | 0 | 2018-11-16 | 0.8 | 17.2 | 0 | 2017-11-16 | 5.3 | 12.7 | 0 | 2016-11-16 | 6.7 | 11.3 | 0 | 16.42 | 0
2025-11-16 | 3.1 | 14.9 | 0 | 2024-11-16 | 5.7 | 12.3 | 0 | 2023-11-16 | 3.2 | 14.8 | 0 | 2022-11-16 | -1.7 | 19.7 | 0 | 2021-11-16 | 1.2 | 16.8 | 0 | 2020-11-16 | 3.6 | 14.4 | 0 | 2019-11-16 | -9.4 | 27.4 | 0 | 2018-11-16 | 0.6 | 17.4 | 0 | 2017-11-16 | 5.1 | 12.9 | 0 | 2016-11-16 | 6.9 | 11.1 | 0 | 16.17 | 0
2025-11-16 | 3.6 | 14.4 | 0 | 2024-11-16 | 6.4 | 11.6 | 0 | 2023-11-16 | 6.7 | 11.3 | 0 | 2022-11-16 | -1.7 | 19.7 | 0 | 2021-11-16 | 3.3 | 14.7 | 0 | 2020-11-16 | 3.6 | 14.4 | 0 | 2019-11-16 | -8.7 | 26.7 | 0 | 2018-11-16 | 0.4 | 17.6 | 0 | 2017-11-16 | 5.1 | 12.9 | 0 | 2016-11-16 | 7.9 | 10.1 | 0 | 15.34 | 0
2025-11-16 | 3.1 | 14.9 | 0 | 2024-11-16 | 6.8 | 11.2 | 0 | 2023-11-16 | 9.4 | 8.6 | 0 | 2022-11-16 | -1.6 | 19.6 | 0 | 2021-11-16 | 4.6 | 13.4 | 0 | 2020-11-16 | 3.7 | 14.3 | 0 | 2019-11-16 | -7.5 | 25.5 | 0 | 2018-11-16 | 0.8 | 17.2 | 0 | 2017-11-16 | 5.8 | 12.2 | 0 | 2016-11-16 | 9 | 9 | 0 | 14.59 | 0
2025-11-16 | 3.4 | 14.6 | 0 | 2024-11-16 | 7.8 | 10.2 | 0 | 2023-11-16 | 10.6 | 7.4 | 0 | 2022-11-16 | -1.3 | 19.3 | 0 | 2021-11-16 | 4.8 | 13.2 | 0 | 2020-11-16 | 4.1 | 13.9 | 0 | 2019-11-16 | -6.6 | 24.6 | 0 | 2018-11-16 | 1.2 | 16.8 | 0 | 2017-11-16 | 7.1 | 10.9 | 0 | 2016-11-16 | 10.2 | 7.8 | 0 | 13.87 | 0
2025-11-16 | 5 | 13 | 0 | 2024-11-16 | 8.8 | 9.2 | 0 | 2023-11-16 | 10.8 | 7.2 | 0 | 2022-11-16 | -0.9 | 18.9 | 0 | 2021-11-16 | 5.3 | 12.7 | 0 | 2020-11-16 | 4 | 14 | 0 | 2019-11-16 | -5.2 | 23.2 | 0 | 2018-11-16 | 1.1 | 16.9 | 0 | 2017-11-16 | 7.3 | 10.7 | 0 | 2016-11-16 | 11.1 | 6.9 | 0 | 13.27 | 0
2025-11-16 | 4.4 | 13.6 | 0 | 2024-11-16 | 8.6 | 9.4 | 0 | 2023-11-16 | 11.3 | 6.7 | 0 | 2022-11-16 | -0.2 | 18.2 | 0 | 2021-11-16 | 5.2 | 12.8 | 0 | 2020-11-16 | 3.7 | 14.3 | 0 | 2019-11-16 | -4.1 | 22.1 | 0 | 2018-11-16 | 2 | 16 | 0 | 2017-11-16 | 5.7 | 12.3 | 0 | 2016-11-16 | 11.7 | 6.3 | 0 | 13.17 | 0
2025-11-16 | 4.5 | 13.5 | 0 | 2024-11-16 | 8.4 | 9.6 | 0 | 2023-11-16 | 11.1 | 6.9 | 0 | 2022-11-16 | 0.6 | 17.4 | 0 | 2021-11-16 | 5.5 | 12.5 | 0 | 2020-11-16 | 3.2 | 14.8 | 0 | 2019-11-16 | -3.9 | 21.9 | 0 | 2018-11-16 | 1.9 | 16.1 | 0 | 2017-11-16 | 5.4 | 12.6 | 0 | 2016-11-16 | 11.9 | 6.1 | 0 | 13.14 | 0
2025-11-16 | 3.2 | 14.8 | 0 | 2024-11-16 | 8.4 | 9.6 | 0 | 2023-11-16 | 11.7 | 6.3 | 0 | 2022-11-16 | 0.9 | 17.1 | 0 | 2021-11-16 | 5 | 13 | 0 | 2020-11-16 | 3.4 | 14.6 | 0 | 2019-11-16 | -4 | 22 | 0 | 2018-11-16 | 1.5 | 16.5 | 0 | 2017-11-16 | 5.4 | 12.6 | 0 | 2016-11-16 | 11.6 | 6.4 | 0 | 13.29 | 0
2025-11-16 | 2.8 | 15.2 | 0 | 2024-11-16 | 8.3 | 9.7 | 0 | 2023-11-16 | 10.3 | 7.7 | 0 | 2022-11-16 | 1.4 | 16.6 | 0 | 2021-11-16 | 4.7 | 13.3 | 0 | 2020-11-16 | 3.2 | 14.8 | 0 | 2019-11-16 | -3.8 | 21.8 | 0 | 2018-11-16 | 1.2 | 16.8 | 0 | 2017-11-16 | 4.7 | 13.3 | 0 | 2016-11-16 | 11.3 | 6.7 | 0 | 13.59 | 0
2025-11-16 | 1.7 | 16.3 | 0 | 2024-11-16 | 8.1 | 9.9 | 0 | 2023-11-16 | 8.4 | 9.6 | 0 | 2022-11-16 | 1.5 | 16.5 | 0 | 2021-11-16 | 4.3 | 13.7 | 0 | 2020-11-16 | 3 | 15 | 0 | 2019-11-16 | -3.7 | 21.7 | 0 | 2018-11-16 | 0.9 | 17.1 | 0 | 2017-11-16 | 3.7 | 14.3 | 0 | 2016-11-16 | 10.8 | 7.2 | 0 | 14.13 | 0
2025-11-16 | 0.1 | 17.9 | 0 | 2024-11-16 | 7.5 | 10.5 | 0 | 2023-11-16 | 7.5 | 10.5 | 0 | 2022-11-16 | 1.4 | 16.6 | 0 | 2021-11-16 | 3.6 | 14.4 | 0 | 2020-11-16 | 3 | 15 | 0 | 2019-11-16 | -3.7 | 21.7 | 0 | 2018-11-16 | 0.8 | 17.2 | 0 | 2017-11-16 | 3.2 | 14.8 | 0 | 2016-11-16 | 10 | 8 | 0 | 14.66 | 0
2025-11-16 | 0.8 | 17.2 | 0 | 2024-11-16 | 6.5 | 11.5 | 0 | 2023-11-16 | 7.5 | 10.5 | 0 | 2022-11-16 | -0.4 | 18.4 | 0 | 2021-11-16 | 2.9 | 15.1 | 0 | 2020-11-16 | 3.1 | 14.9 | 0 | 2019-11-16 | -3.5 | 21.5 | 0 | 2018-11-16 | 1 | 17 | 0 | 2017-11-16 | 2.7 | 15.3 | 0 | 2016-11-16 | 8.7 | 9.3 | 0 | 15.07 | 0
2025-11-16 | 1 | 17 | 0 | 2024-11-16 | 6.2 | 11.8 | 0 | 2023-11-16 | 7.7 | 10.3 | 0 | 2022-11-16 | -1.1 | 19.1 | 0 | 2021-11-16 | 3.1 | 14.9 | 0 | 2020-11-16 | 2.9 | 15.1 | 0 | 2019-11-16 | -4.4 | 22.4 | 0 | 2018-11-16 | 1.1 | 16.9 | 0 | 2017-11-16 | 2.1 | 15.9 | 0 | 2016-11-16 | 8.3 | 9.7 | 0 | 15.31 | 0
2025-11-16 | -0.2 | 18.2 | 0 | 2024-11-16 | 6.1 | 11.9 | 0 | 2023-11-16 | 7.6 | 10.4 | 0 | 2022-11-16 | -0.2 | 18.2 | 0 | 2021-11-16 | 3.1 | 14.9 | 0 | 2020-11-16 | 2.9 | 15.1 | 0 | 2019-11-16 | -5.1 | 23.1 | 0 | 2018-11-16 | 1.3 | 16.7 | 0 | 2017-11-16 | 1.4 | 16.6 | 0 | 2016-11-16 | 7.2 | 10.8 | 0 | 15.59 | 0
2025-11-16 | -0.9 | 18.9 | 0 | 2024-11-16 | 3.3 | 14.7 | 0 | 2023-11-16 | 7.9 | 10.1 | 0 | 2022-11-16 | -0.3 | 18.3 | 0 | 2021-11-16 | 3.1 | 14.9 | 0 | 2020-11-16 | 1.3 | 16.7 | 0 | 2019-11-16 | -5.2 | 23.2 | 0 | 2018-11-16 | 1.3 | 16.7 | 0 | 2017-11-16 | 0.8 | 17.2 | 0 | 2016-11-16 | 6 | 12 | 0 | 16.27 | 0
2025-11-16 | -1.4 | 19.4 | 0 | 2024-11-16 | 4.8 | 13.2 | 0 | 2023-11-16 | 8.3 | 9.7 | 0 | 2022-11-16 | 0 | 18 | 0 | 2021-11-16 | 2.8 | 15.2 | 0 | 2020-11-16 | 1.7 | 16.3 | 0 | 2019-11-16 | -4.9 | 22.9 | 0 | 2018-11-16 | 1.7 | 16.3 | 0 | 2017-11-16 | 0.2 | 17.8 | 0 | 2016-11-16 | 6.7 | 11.3 | 0 | 16.01 | 0
2025-11-17 | -1.8 | 19.8 | 0 | 2024-11-17 | 4 | 14 | 0 | 2023-11-17 | 8 | 10 | 0 | 2022-11-17 | -0.4 | 18.4 | 0 | 2021-11-17 | 2.3 | 15.7 | 0 | 2020-11-17 | 1.7 | 16.3 | 0 | 2019-11-17 | -5.3 | 23.3 | 0 | 2018-11-17 | 2 | 16 | 0 | 2017-11-17 | 0 | 18 | 0 | 2016-11-17 | 5.6 | 12.4 | 0 | 16.39 | 0
2025-11-17 | -1.4 | 19.4 | 0 | 2024-11-17 | 2.3 | 15.7 | 0 | 2023-11-17 | 8.7 | 9.3 | 0 | 2022-11-17 | -0.7 | 18.7 | 0 | 2021-11-17 | 2.5 | 15.5 | 0 | 2020-11-17 | 1.2 | 16.8 | 0 | 2019-11-17 | -5.8 | 23.8 | 0 | 2018-11-17 | 2.2 | 15.8 | 0 | 2017-11-17 | -0.3 | 18.3 | 0 | 2016-11-17 | 5.3 | 12.7 | 0 | 16.6 | 0
2025-11-17 | -0.4 | 18.4 | 0 | 2024-11-17 | 2.5 | 15.5 | 0 | 2023-11-17 | 11.4 | 6.6 | 0 | 2022-11-17 | -1.1 | 19.1 | 0 | 2021-11-17 | 2.4 | 15.6 | 0 | 2020-11-17 | 0.9 | 17.1 | 0 | 2019-11-17 | -5.6 | 23.6 | 0 | 2018-11-17 | 2.1 | 15.9 | 0 | 2017-11-17 | -0.8 | 18.8 | 0 | 2016-11-17 | 4.8 | 13.2 | 0 | 16.38 | 0
2025-11-17 | -2 | 20 | 0 | 2024-11-17 | 1.1 | 16.9 | 0 | 2023-11-17 | 13 | 5 | 0 | 2022-11-17 | -2.6 | 20.6 | 0 | 2021-11-17 | 2.8 | 15.2 | 0 | 2020-11-17 | 0.7 | 17.3 | 0 | 2019-11-17 | -6.5 | 24.5 | 0 | 2018-11-17 | 2.1 | 15.9 | 0 | 2017-11-17 | -1 | 19 | 0 | 2016-11-17 | 4.3 | 13.7 | 0 | 16.81 | 0
2025-11-17 | -0.9 | 18.9 | 0 | 2024-11-17 | 2.9 | 15.1 | 0 | 2023-11-17 | 13.2 | 4.8 | 0 | 2022-11-17 | -2.3 | 20.3 | 0 | 2021-11-17 | 3.6 | 14.4 | 0 | 2020-11-17 | 0.7 | 17.3 | 0 | 2019-11-17 | -6.8 | 24.8 | 0 | 2018-11-17 | 2.1 | 15.9 | 0 | 2017-11-17 | -1.3 | 19.3 | 0 | 2016-11-17 | 3.9 | 14.1 | 0 | 16.49 | 0
2025-11-17 | -2.8 | 20.8 | 0 | 2024-11-17 | 3.6 | 14.4 | 0 | 2023-11-17 | 12.9 | 5.1 | 0 | 2022-11-17 | -1.9 | 19.9 | 0 | 2021-11-17 | 4.5 | 13.5 | 0 | 2020-11-17 | 0.8 | 17.2 | 0 | 2019-11-17 | -5.3 | 23.3 | 0 | 2018-11-17 | 2.3 | 15.7 | 0 | 2017-11-17 | -1.5 | 19.5 | 0 | 2016-11-17 | 3.8 | 14.2 | 0 | 16.36 | 0
2025-11-17 | -0.8 | 18.8 | 0 | 2024-11-17 | 3.6 | 14.4 | 0 | 2023-11-17 | 13.7 | 4.3 | 0 | 2022-11-17 | -1.8 | 19.8 | 0 | 2021-11-17 | 4.7 | 13.3 | 0 | 2020-11-17 | 1 | 17 | 0 | 2019-11-17 | -5.5 | 23.5 | 0 | 2018-11-17 | 1.7 | 16.3 | 0 | 2017-11-17 | -1.9 | 19.9 | 0 | 2016-11-17 | 2.8 | 15.2 | 0 | 16.25 | 0
2025-11-17 | 0 | 18 | 0 | 2024-11-17 | 4.8 | 13.2 | 0 | 2023-11-17 | 13.8 | 4.2 | 0 | 2022-11-17 | -1.9 | 19.9 | 0 | 2021-11-17 | 5.2 | 12.8 | 0 | 2020-11-17 | 1.1 | 16.9 | 0 | 2019-11-17 | -5.2 | 23.2 | 0 | 2018-11-17 | 1.5 | 16.5 | 0 | 2017-11-17 | -2 | 20 | 0 | 2016-11-17 | 3.5 | 14.5 | 0 | 15.92 | 0
2025-11-17 | 0 | 18 | 0 | 2024-11-17 | 5.4 | 12.6 | 0 | 2023-11-17 | 14.3 | 3.7 | 0 | 2022-11-17 | -2.5 | 20.5 | 0 | 2021-11-17 | 6 | 12 | 0 | 2020-11-17 | 1.6 | 16.4 | 0 | 2019-11-17 | -4.6 | 22.6 | 0 | 2018-11-17 | 1.3 | 16.7 | 0 | 2017-11-17 | -2.2 | 20.2 | 0 | 2016-11-17 | 2 | 16 | 0 | 15.87 | 0
2025-11-17 | 1.4 | 16.6 | 0 | 2024-11-17 | 6.2 | 11.8 | 0 | 2023-11-17 | 14.1 | 3.9 | 0 | 2022-11-17 | -2.3 | 20.3 | 0 | 2021-11-17 | 6.4 | 11.6 | 0 | 2020-11-17 | 1.8 | 16.2 | 0 | 2019-11-17 | -2.7 | 20.7 | 0 | 2018-11-17 | 1.3 | 16.7 | 0 | 2017-11-17 | -1.8 | 19.8 | 0 | 2016-11-17 | 5.5 | 12.5 | 0 | 15.01 | 0
2025-11-17 | 3.1 | 14.9 | 0 | 2024-11-17 | 7.7 | 10.3 | 0 | 2023-11-17 | 13.8 | 4.2 | 0 | 2022-11-17 | -2.1 | 20.1 | 0 | 2021-11-17 | 6.8 | 11.2 | 0 | 2020-11-17 | 1.5 | 16.5 | 0 | 2019-11-17 | -0.6 | 18.6 | 0 | 2018-11-17 | 1.4 | 16.6 | 0 | 2017-11-17 | -1.6 | 19.6 | 0 | 2016-11-17 | 7.8 | 10.2 | 0 | 14.22 | 0
2025-11-17 | 4 | 14 | 0 | 2024-11-17 | 8.5 | 9.5 | 0 | 2023-11-17 | 13.9 | 4.1 | 0 | 2022-11-17 | -0.9 | 18.9 | 0 | 2021-11-17 | 7.5 | 10.5 | 0 | 2020-11-17 | 1.7 | 16.3 | 0 | 2019-11-17 | 0.8 | 17.2 | 0 | 2018-11-17 | 1.3 | 16.7 | 0 | 2017-11-17 | 0 | 18 | 0 | 2016-11-17 | 10.8 | 7.2 | 0 | 13.24 | 0
2025-11-17 | 3.8 | 14.2 | 0 | 2024-11-17 | 9.4 | 8.6 | 0 | 2023-11-17 | 14.1 | 3.9 | 0 | 2022-11-17 | -0.2 | 18.2 | 0 | 2021-11-17 | 8.2 | 9.8 | 0 | 2020-11-17 | 2.5 | 15.5 | 0 | 2019-11-17 | 1.2 | 16.8 | 0 | 2018-11-17 | 1.6 | 16.4 | 0 | 2017-11-17 | 0.4 | 17.6 | 0 | 2016-11-17 | 11.3 | 6.7 | 0 | 12.77 | 0
2025-11-17 | 4.4 | 13.6 | 0 | 2024-11-17 | 9.6 | 8.4 | 0 | 2023-11-17 | 8.7 | 9.3 | 0 | 2022-11-17 | 0.5 | 17.5 | 0 | 2021-11-17 | 8.1 | 9.9 | 0 | 2020-11-17 | 0.2 | 17.8 | 0 | 2019-11-17 | 1.6 | 16.4 | 0 | 2018-11-17 | 1.9 | 16.1 | 0 | 2017-11-17 | 2.1 | 15.9 | 0 | 2016-11-17 | 11 | 7 | 0 | 13.19 | 0
2025-11-17 | 3.3 | 14.7 | 0 | 2024-11-17 | 10.1 | 7.9 | 0 | 2023-11-17 | 7.6 | 10.4 | 0 | 2022-11-17 | 0.7 | 17.3 | 0 | 2021-11-17 | 9.2 | 8.8 | 0 | 2020-11-17 | 1.2 | 16.8 | 0 | 2019-11-17 | 2 | 16 | 0 | 2018-11-17 | 1.6 | 16.4 | 0 | 2017-11-17 | 1.9 | 16.1 | 0 | 2016-11-17 | 11.2 | 6.8 | 0 | 13.12 | 0
2025-11-17 | 3.6 | 14.4 | 0 | 2024-11-17 | 9.8 | 8.2 | 0 | 2023-11-17 | 7.2 | 10.8 | 0 | 2022-11-17 | 1 | 17 | 0 | 2021-11-17 | 10 | 8 | 0 | 2020-11-17 | 0.3 | 17.7 | 0 | 2019-11-17 | 1.7 | 16.3 | 0 | 2018-11-17 | 1.2 | 16.8 | 0 | 2017-11-17 | 1.4 | 16.6 | 0 | 2016-11-17 | 11.2 | 6.8 | 0 | 13.26 | 0
2025-11-17 | 3 | 15 | 0 | 2024-11-17 | 9.3 | 8.7 | 0 | 2023-11-17 | 5.9 | 12.1 | 0 | 2022-11-17 | 0.5 | 17.5 | 0 | 2021-11-17 | 10.2 | 7.8 | 0 | 2020-11-17 | -0.2 | 18.2 | 0 | 2019-11-17 | 1.4 | 16.6 | 0 | 2018-11-17 | 1 | 17 | 0 | 2017-11-17 | 1 | 17 | 0 | 2016-11-17 | 10.5 | 7.5 | 0 | 13.74 | 0
2025-11-17 | 2.5 | 15.5 | 0 | 2024-11-17 | 9.4 | 8.6 | 0 | 2023-11-17 | 5.2 | 12.8 | 0 | 2022-11-17 | 0.7 | 17.3 | 0 | 2021-11-17 | 11 | 7 | 0 | 2020-11-17 | -0.9 | 18.9 | 0 | 2019-11-17 | 0.8 | 17.2 | 0 | 2018-11-17 | 0.4 | 17.6 | 0 | 2017-11-17 | 0.5 | 17.5 | 0 | 2016-11-17 | 9 | 9 | 0 | 14.14 | 0
2025-11-17 | 1.8 | 16.2 | 0 | 2024-11-17 | 9.2 | 8.8 | 0 | 2023-11-17 | 4.7 | 13.3 | 0 | 2022-11-17 | 0.6 | 17.4 | 0 | 2021-11-17 | 13.1 | 4.9 | 0 | 2020-11-17 | -1.6 | 19.6 | 0 | 2019-11-17 | -0.2 | 18.2 | 0 | 2018-11-17 | -0.2 | 18.2 | 0 | 2017-11-17 | 0.8 | 17.2 | 0 | 2016-11-17 | 8.7 | 9.3 | 0 | 14.31 | 0
2025-11-17 | 0 | 18 | 0 | 2024-11-17 | 9.2 | 8.8 | 0 | 2023-11-17 | 3.8 | 14.2 | 0 | 2022-11-17 | -0.2 | 18.2 | 0 | 2021-11-17 | 15.6 | 2.4 | 0 | 2020-11-17 | -1.7 | 19.7 | 0 | 2019-11-17 | 0.3 | 17.7 | 0 | 2018-11-17 | -1.6 | 19.6 | 0 | 2017-11-17 | 1.3 | 16.7 | 0 | 2016-11-17 | 8.4 | 9.6 | 0 | 14.49 | 0
2025-11-17 | -0.4 | 18.4 | 0 | 2024-11-17 | 9 | 9 | 0 | 2023-11-17 | 3 | 15 | 0 | 2022-11-17 | 0.4 | 17.6 | 0 | 2021-11-17 | 16.4 | 1.6 | 0 | 2020-11-17 | -1.6 | 19.6 | 0 | 2019-11-17 | -0.3 | 18.3 | 0 | 2018-11-17 | -1.8 | 19.8 | 0 | 2017-11-17 | 1.9 | 16.1 | 0 | 2016-11-17 | 7.9 | 10.1 | 0 | 14.55 | 0
2025-11-17 | -1.5 | 19.5 | 0 | 2024-11-17 | 9.2 | 8.8 | 0 | 2023-11-17 | 2.8 | 15.2 | 0 | 2022-11-17 | 0.4 | 17.6 | 0 | 2021-11-17 | 16.8 | 1.2 | 0 | 2020-11-17 | -1.8 | 19.8 | 0 | 2019-11-17 | -0.8 | 18.8 | 0 | 2018-11-17 | -0.9 | 18.9 | 0 | 2017-11-17 | 2.1 | 15.9 | 0 | 2016-11-17 | 8.4 | 9.6 | 0 | 14.53 | 0
2025-11-17 | -1.6 | 19.6 | 0 | 2024-11-17 | 9.1 | 8.9 | 0 | 2023-11-17 | 2 | 16 | 0 | 2022-11-17 | -0.6 | 18.6 | 0 | 2021-11-17 | 16.8 | 1.2 | 0 | 2020-11-17 | -2.4 | 20.4 | 0 | 2019-11-17 | -1.1 | 19.1 | 0 | 2018-11-17 | -2.9 | 20.9 | 0 | 2017-11-17 | 2 | 16 | 0 | 2016-11-17 | 8.6 | 9.4 | 0 | 15.01 | 0
2025-11-17 | -0.1 | 18.1 | 0 | 2024-11-17 | 9.6 | 8.4 | 0 | 2023-11-17 | 2.4 | 15.6 | 0 | 2022-11-17 | -1.1 | 19.1 | 0 | 2021-11-17 | 16.6 | 1.4 | 0 | 2020-11-17 | -3 | 21 | 0 | 2019-11-17 | -0.1 | 18.1 | 0 | 2018-11-17 | -4.1 | 22.1 | 0 | 2017-11-17 | 2.3 | 15.7 | 0 | 2016-11-17 | 7.8 | 10.2 | 0 | 14.97 | 0
2025-11-18 | 1 | 17 | 0 | 2024-11-18 | 10 | 8 | 0 | 2023-11-18 | 2.8 | 15.2 | 0 | 2022-11-18 | -1.3 | 19.3 | 0 | 2021-11-18 | 15.2 | 2.8 | 0 | 2020-11-18 | -5.3 | 23.3 | 0 | 2019-11-18 | -1.8 | 19.8 | 0 | 2018-11-18 | -4.4 | 22.4 | 0 | 2017-11-18 | 2.7 | 15.3 | 0 | 2016-11-18 | 8 | 10 | 0 | 15.31 | 0
2025-11-18 | 0.4 | 17.6 | 0 | 2024-11-18 | 10.9 | 7.1 | 0 | 2023-11-18 | 2.2 | 15.8 | 0 | 2022-11-18 | -1.8 | 19.8 | 0 | 2021-11-18 | 15.1 | 2.9 | 0 | 2020-11-18 | -5.2 | 23.2 | 0 | 2019-11-18 | -1.4 | 19.4 | 0 | 2018-11-18 | -3.2 | 21.2 | 0 | 2017-11-18 | 3.1 | 14.9 | 0 | 2016-11-18 | 8 | 10 | 0 | 15.19 | 0
2025-11-18 | 0.9 | 17.1 | 0 | 2024-11-18 | 10.1 | 7.9 | 0 | 2023-11-18 | 1.4 | 16.6 | 0 | 2022-11-18 | -2.2 | 20.2 | 0 | 2021-11-18 | 13.3 | 4.7 | 0 | 2020-11-18 | -5.6 | 23.6 | 0 | 2019-11-18 | -0.4 | 18.4 | 0 | 2018-11-18 | -5.2 | 23.2 | 0 | 2017-11-18 | 3.6 | 14.4 | 0 | 2016-11-18 | 7.4 | 10.6 | 0 | 15.67 | 0
2025-11-18 | 1.2 | 16.8 | 0 | 2024-11-18 | 7.7 | 10.3 | 0 | 2023-11-18 | 0.7 | 17.3 | 0 | 2022-11-18 | -2.2 | 20.2 | 0 | 2021-11-18 | 11.7 | 6.3 | 0 | 2020-11-18 | -5.9 | 23.9 | 0 | 2019-11-18 | 0.5 | 17.5 | 0 | 2018-11-18 | -4.4 | 22.4 | 0 | 2017-11-18 | 4 | 14 | 0 | 2016-11-18 | 7.8 | 10.2 | 0 | 15.89 | 0
2025-11-18 | 1 | 17 | 0 | 2024-11-18 | 6.8 | 11.2 | 0 | 2023-11-18 | -0.7 | 18.7 | 0 | 2022-11-18 | -2.3 | 20.3 | 0 | 2021-11-18 | 10.3 | 7.7 | 0 | 2020-11-18 | -6.2 | 24.2 | 0 | 2019-11-18 | 0.8 | 17.2 | 0 | 2018-11-18 | -3.9 | 21.9 | 0 | 2017-11-18 | 4.2 | 13.8 | 0 | 2016-11-18 | 7.6 | 10.4 | 0 | 16.24 | 0
2025-11-18 | 0.6 | 17.4 | 0 | 2024-11-18 | 7 | 11 | 0 | 2023-11-18 | -2.2 | 20.2 | 0 | 2022-11-18 | -2.1 | 20.1 | 0 | 2021-11-18 | 9.2 | 8.8 | 0 | 2020-11-18 | -5.8 | 23.8 | 0 | 2019-11-18 | 1.5 | 16.5 | 0 | 2018-11-18 | -3.1 | 21.1 | 0 | 2017-11-18 | 3.7 | 14.3 | 0 | 2016-11-18 | 6.8 | 11.2 | 0 | 16.44 | 0
2025-11-18 | 1.2 | 16.8 | 0 | 2024-11-18 | 6 | 12 | 0 | 2023-11-18 | -2.1 | 20.1 | 0 | 2022-11-18 | -2 | 20 | 0 | 2021-11-18 | 8.5 | 9.5 | 0 | 2020-11-18 | -5.7 | 23.7 | 0 | 2019-11-18 | 1.8 | 16.2 | 0 | 2018-11-18 | -2.6 | 20.6 | 0 | 2017-11-18 | 3.5 | 14.5 | 0 | 2016-11-18 | 7 | 11 | 0 | 16.44 | 0
2025-11-18 | 1.7 | 16.3 | 0 | 2024-11-18 | 5.6 | 12.4 | 0 | 2023-11-18 | -1.9 | 19.9 | 0 | 2022-11-18 | -2 | 20 | 0 | 2021-11-18 | 8 | 10 | 0 | 2020-11-18 | -5.5 | 23.5 | 0 | 2019-11-18 | 1.6 | 16.4 | 0 | 2018-11-18 | -2.4 | 20.4 | 0 | 2017-11-18 | 4 | 14 | 0 | 2016-11-18 | 7.4 | 10.6 | 0 | 16.35 | 0
2025-11-18 | 2.1 | 15.9 | 0 | 2024-11-18 | 5.1 | 12.9 | 0 | 2023-11-18 | -2 | 20 | 0 | 2022-11-18 | -1.6 | 19.6 | 0 | 2021-11-18 | 7.5 | 10.5 | 0 | 2020-11-18 | -5.3 | 23.3 | 0 | 2019-11-18 | 1.8 | 16.2 | 0 | 2018-11-18 | -1.6 | 19.6 | 0 | 2017-11-18 | 4.7 | 13.3 | 0 | 2016-11-18 | 8 | 10 | 0 | 16.13 | 0
2025-11-18 | 3 | 15 | 0 | 2024-11-18 | 9.1 | 8.9 | 0 | 2023-11-18 | 1.8 | 16.2 | 0 | 2022-11-18 | -0.8 | 18.8 | 0 | 2021-11-18 | 7.1 | 10.9 | 0 | 2020-11-18 | -4.5 | 22.5 | 0 | 2019-11-18 | 1.2 | 16.8 | 0 | 2018-11-18 | -0.7 | 18.7 | 0 | 2017-11-18 | 5.2 | 12.8 | 0 | 2016-11-18 | 9.9 | 8.1 | 0 | 14.87 | 0
2025-11-18 | 3.9 | 14.1 | 0 | 2024-11-18 | 10 | 8 | 0 | 2023-11-18 | 4 | 14 | 0 | 2022-11-18 | -0.5 | 18.5 | 0 | 2021-11-18 | 7 | 11 | 0 | 2020-11-18 | -3.4 | 21.4 | 0 | 2019-11-18 | 0.9 | 17.1 | 0 | 2018-11-18 | 0 | 18 | 0 | 2017-11-18 | 5.5 | 12.5 | 0 | 2016-11-18 | 12.1 | 5.9 | 0 | 14.05 | 0
2025-11-18 | 5.2 | 12.8 | 0 | 2024-11-18 | 11.5 | 6.5 | 0 | 2023-11-18 | 5.6 | 12.4 | 0 | 2022-11-18 | 0.1 | 17.9 | 0 | 2021-11-18 | 6.7 | 11.3 | 0 | 2020-11-18 | -2.5 | 20.5 | 0 | 2019-11-18 | 0.8 | 17.2 | 0 | 2018-11-18 | 0.7 | 17.3 | 0 | 2017-11-18 | 6.5 | 11.5 | 0 | 2016-11-18 | 13.8 | 4.2 | 0 | 13.16 | 0
2025-11-18 | 5.1 | 12.9 | 0 | 2024-11-18 | 12.8 | 5.2 | 0 | 2023-11-18 | 6.7 | 11.3 | 0 | 2022-11-18 | 0.2 | 17.8 | 0 | 2021-11-18 | 6.3 | 11.7 | 0 | 2020-11-18 | -1.3 | 19.3 | 0 | 2019-11-18 | 1.2 | 16.8 | 0 | 2018-11-18 | 0.9 | 17.1 | 0 | 2017-11-18 | 7 | 11 | 0 | 2016-11-18 | 15.2 | 2.8 | 0 | 12.59 | 0
2025-11-18 | 5.1 | 12.9 | 0 | 2024-11-18 | 13.6 | 4.4 | 0 | 2023-11-18 | 6.8 | 11.2 | 0 | 2022-11-18 | 1.3 | 16.7 | 0 | 2021-11-18 | 5.9 | 12.1 | 0 | 2020-11-18 | -0.3 | 18.3 | 0 | 2019-11-18 | 1.5 | 16.5 | 0 | 2018-11-18 | 1 | 17 | 0 | 2017-11-18 | 7.4 | 10.6 | 0 | 2016-11-18 | 16.2 | 1.8 | 0 | 12.15 | 0
2025-11-18 | 5.6 | 12.4 | 0 | 2024-11-18 | 13.2 | 4.8 | 0 | 2023-11-18 | 8.6 | 9.4 | 0 | 2022-11-18 | 0.6 | 17.4 | 0 | 2021-11-18 | 5.7 | 12.3 | 0 | 2020-11-18 | 0.2 | 17.8 | 0 | 2019-11-18 | 2 | 16 | 0 | 2018-11-18 | 1.1 | 16.9 | 0 | 2017-11-18 | 7.6 | 10.4 | 0 | 2016-11-18 | 16.2 | 1.8 | 0 | 11.92 | 0
2025-11-18 | 6 | 12 | 0 | 2024-11-18 | 12.8 | 5.2 | 0 | 2023-11-18 | 7.6 | 10.4 | 0 | 2022-11-18 | 0.5 | 17.5 | 0 | 2021-11-18 | 5.6 | 12.4 | 0 | 2020-11-18 | -0.1 | 18.1 | 0 | 2019-11-18 | 2.1 | 15.9 | 0 | 2018-11-18 | 1.2 | 16.8 | 0 | 2017-11-18 | 7.8 | 10.2 | 0 | 2016-11-18 | 14.9 | 3.1 | 0 | 12.16 | 0
2025-11-18 | 4.6 | 13.4 | 0 | 2024-11-18 | 12 | 6 | 0 | 2023-11-18 | 8.2 | 9.8 | 0 | 2022-11-18 | -0.4 | 18.4 | 0 | 2021-11-18 | 5.1 | 12.9 | 0 | 2020-11-18 | 0.1 | 17.9 | 0 | 2019-11-18 | 2.1 | 15.9 | 0 | 2018-11-18 | 1.4 | 16.6 | 0 | 2017-11-18 | 7.4 | 10.6 | 0 | 2016-11-18 | 14 | 4 | 0 | 12.55 | 0
2025-11-18 | 4.1 | 13.9 | 0 | 2024-11-18 | 9.2 | 8.8 | 0 | 2023-11-18 | 6.8 | 11.2 | 0 | 2022-11-18 | -1.2 | 19.2 | 0 | 2021-11-18 | 4.9 | 13.1 | 0 | 2020-11-18 | -0.8 | 18.8 | 0 | 2019-11-18 | 2 | 16 | 0 | 2018-11-18 | 1.6 | 16.4 | 0 | 2017-11-18 | 7.3 | 10.7 | 0 | 2016-11-18 | 13 | 5 | 0 | 13.31 | 0
2025-11-18 | 3.3 | 14.7 | 0 | 2024-11-18 | 8.6 | 9.4 | 0 | 2023-11-18 | 6.2 | 11.8 | 0 | 2022-11-18 | -1.6 | 19.6 | 0 | 2021-11-18 | 4.6 | 13.4 | 0 | 2020-11-18 | -0.4 | 18.4 | 0 | 2019-11-18 | 2.2 | 15.8 | 0 | 2018-11-18 | 1.8 | 16.2 | 0 | 2017-11-18 | 7.5 | 10.5 | 0 | 2016-11-18 | 12.7 | 5.3 | 0 | 13.51 | 0
2025-11-18 | 2.3 | 15.7 | 0 | 2024-11-18 | 7.4 | 10.6 | 0 | 2023-11-18 | 5.8 | 12.2 | 0 | 2022-11-18 | -1.4 | 19.4 | 0 | 2021-11-18 | 4.1 | 13.9 | 0 | 2020-11-18 | -0.5 | 18.5 | 0 | 2019-11-18 | 2.3 | 15.7 | 0 | 2018-11-18 | 1.9 | 16.1 | 0 | 2017-11-18 | 7.6 | 10.4 | 0 | 2016-11-18 | 12.2 | 5.8 | 0 | 13.83 | 0
2025-11-18 | 1.9 | 16.1 | 0 | 2024-11-18 | 6.8 | 11.2 | 0 | 2023-11-18 | 4.4 | 13.6 | 0 | 2022-11-18 | -1.8 | 19.8 | 0 | 2021-11-18 | 3 | 15 | 0 | 2020-11-18 | 0.2 | 17.8 | 0 | 2019-11-18 | 2.3 | 15.7 | 0 | 2018-11-18 | 1.9 | 16.1 | 0 | 2017-11-18 | 7.3 | 10.7 | 0 | 2016-11-18 | 11.6 | 6.4 | 0 | 14.24 | 0
2025-11-18 | 1.1 | 16.9 | 0 | 2024-11-18 | 6.3 | 11.7 | 0 | 2023-11-18 | 4 | 14 | 0 | 2022-11-18 | -1.9 | 19.9 | 0 | 2021-11-18 | 2.5 | 15.5 | 0 | 2020-11-18 | 0.8 | 17.2 | 0 | 2019-11-18 | 2.2 | 15.8 | 0 | 2018-11-18 | 1.1 | 16.9 | 0 | 2017-11-18 | 6.7 | 11.3 | 0 | 2016-11-18 | 11.9 | 6.1 | 0 | 14.53 | 0
2025-11-18 | 0.8 | 17.2 | 0 | 2024-11-18 | 5.2 | 12.8 | 0 | 2023-11-18 | 3.5 | 14.5 | 0 | 2022-11-18 | -1.9 | 19.9 | 0 | 2021-11-18 | 1.1 | 16.9 | 0 | 2020-11-18 | 0.5 | 17.5 | 0 | 2019-11-18 | 1.8 | 16.2 | 0 | 2018-11-18 | 1 | 17 | 0 | 2017-11-18 | 5.9 | 12.1 | 0 | 2016-11-18 | 10.7 | 7.3 | 0 | 15.14 | 0
2025-11-18 | -0.2 | 18.2 | 0 | 2024-11-18 | 4.5 | 13.5 | 0 | 2023-11-18 | 2.6 | 15.4 | 0 | 2022-11-18 | -2 | 20 | 0 | 2021-11-18 | 1.7 | 16.3 | 0 | 2020-11-18 | 0.9 | 17.1 | 0 | 2019-11-18 | 1.9 | 16.1 | 0 | 2018-11-18 | 0.2 | 17.8 | 0 | 2017-11-18 | 4.6 | 13.4 | 0 | 2016-11-18 | 12.1 | 5.9 | 0 | 15.37 | 0
2025-11-19 | -0.1 | 18.1 | 0 | 2024-11-19 | 4.3 | 13.7 | 0 | 2023-11-19 | 2.2 | 15.8 | 0 | 2022-11-19 | -2.3 | 20.3 | 0 | 2021-11-19 | 1.6 | 16.4 | 0 | 2020-11-19 | 1.2 | 16.8 | 0 | 2019-11-19 | 1.8 | 16.2 | 0 | 2018-11-19 | -1.3 | 19.3 | 0 | 2017-11-19 | 3.3 | 14.7 | 0 | 2016-11-19 | 12.3 | 5.7 | 0 | 15.7 | 0
2025-11-19 | -1.1 | 19.1 | 0 | 2024-11-19 | 3.1 | 14.9 | 0 | 2023-11-19 | 1.8 | 16.2 | 0 | 2022-11-19 | -2.7 | 20.7 | 0 | 2021-11-19 | 1.2 | 16.8 | 0 | 2020-11-19 | 1.5 | 16.5 | 0 | 2019-11-19 | 1.6 | 16.4 | 0 | 2018-11-19 | -1.4 | 19.4 | 0 | 2017-11-19 | 1.8 | 16.2 | 0 | 2016-11-19 | 11.9 | 6.1 | 0 | 16.23 | 0
2025-11-19 | -1.8 | 19.8 | 0 | 2024-11-19 | 2.9 | 15.1 | 0 | 2023-11-19 | 1.7 | 16.3 | 0 | 2022-11-19 | -3.1 | 21.1 | 0 | 2021-11-19 | 1.3 | 16.7 | 0 | 2020-11-19 | 2.4 | 15.6 | 0 | 2019-11-19 | 1.3 | 16.7 | 0 | 2018-11-19 | -2.5 | 20.5 | 0 | 2017-11-19 | 1.4 | 16.6 | 0 | 2016-11-19 | 14.5 | 3.5 | 0 | 16.19 | 0
2025-11-19 | -2.3 | 20.3 | 0 | 2024-11-19 | 2.8 | 15.2 | 0 | 2023-11-19 | 0.8 | 17.2 | 0 | 2022-11-19 | -3.6 | 21.6 | 0 | 2021-11-19 | 0.9 | 17.1 | 0 | 2020-11-19 | 2.8 | 15.2 | 0 | 2019-11-19 | 1.3 | 16.7 | 0 | 2018-11-19 | -2.2 | 20.2 | 0 | 2017-11-19 | 1.4 | 16.6 | 0 | 2016-11-19 | 12.8 | 5.2 | 0 | 16.53 | 0
2025-11-19 | -3.3 | 21.3 | 0 | 2024-11-19 | 3.7 | 14.3 | 0 | 2023-11-19 | -0.5 | 18.5 | 0 | 2022-11-19 | -4.3 | 22.3 | 0 | 2021-11-19 | 1.1 | 16.9 | 0 | 2020-11-19 | 3.2 | 14.8 | 0 | 2019-11-19 | 1.1 | 16.9 | 0 | 2018-11-19 | -2.5 | 20.5 | 0 | 2017-11-19 | 1.6 | 16.4 | 0 | 2016-11-19 | 11.9 | 6.1 | 0 | 16.8 | 0
2025-11-19 | -2.1 | 20.1 | 0 | 2024-11-19 | 5.5 | 12.5 | 0 | 2023-11-19 | -0.3 | 18.3 | 0 | 2022-11-19 | -4 | 22 | 0 | 2021-11-19 | 0.8 | 17.2 | 0 | 2020-11-19 | 4.3 | 13.7 | 0 | 2019-11-19 | 1.1 | 16.9 | 0 | 2018-11-19 | -2.6 | 20.6 | 0 | 2017-11-19 | 1.9 | 16.1 | 0 | 2016-11-19 | 13 | 5 | 0 | 16.24 | 0
2025-11-19 | -2.7 | 20.7 | 0 | 2024-11-19 | 6 | 12 | 0 | 2023-11-19 | -0.5 | 18.5 | 0 | 2022-11-19 | -4.5 | 22.5 | 0 | 2021-11-19 | 0.5 | 17.5 | 0 | 2020-11-19 | 5.1 | 12.9 | 0 | 2019-11-19 | 1.2 | 16.8 | 0 | 2018-11-19 | -2.5 | 20.5 | 0 | 2017-11-19 | 1.6 | 16.4 | 0 | 2016-11-19 | 12.4 | 5.6 | 0 | 16.34 | 0
2025-11-19 | -1.4 | 19.4 | 0 | 2024-11-19 | 6.4 | 11.6 | 0 | 2023-11-19 | 0.3 | 17.7 | 0 | 2022-11-19 | -4.6 | 22.6 | 0 | 2021-11-19 | 0.4 | 17.6 | 0 | 2020-11-19 | 5.4 | 12.6 | 0 | 2019-11-19 | 1.2 | 16.8 | 0 | 2018-11-19 | -3.5 | 21.5 | 0 | 2017-11-19 | 1.8 | 16.2 | 0 | 2016-11-19 | 11.9 | 6.1 | 0 | 16.21 | 0
2025-11-19 | -1.5 | 19.5 | 0 | 2024-11-19 | 6.6 | 11.4 | 0 | 2023-11-19 | 0.1 | 17.9 | 0 | 2022-11-19 | -4.9 | 22.9 | 0 | 2021-11-19 | 1.5 | 16.5 | 0 | 2020-11-19 | 6.1 | 11.9 | 0 | 2019-11-19 | 1.3 | 16.7 | 0 | 2018-11-19 | -2.8 | 20.8 | 0 | 2017-11-19 | 2.2 | 15.8 | 0 | 2016-11-19 | 12.6 | 5.4 | 0 | 15.88 | 0
2025-11-19 | 0.3 | 17.7 | 0 | 2024-11-19 | 8 | 10 | 0 | 2023-11-19 | 3.6 | 14.4 | 0 | 2022-11-19 | -3.9 | 21.9 | 0 | 2021-11-19 | 2.7 | 15.3 | 0 | 2020-11-19 | 6.7 | 11.3 | 0 | 2019-11-19 | 1.4 | 16.6 | 0 | 2018-11-19 | -1 | 19 | 0 | 2017-11-19 | 3 | 15 | 0 | 2016-11-19 | 11.9 | 6.1 | 0 | 14.73 | 0
2025-11-19 | 2.2 | 15.8 | 0 | 2024-11-19 | 8.5 | 9.5 | 0 | 2023-11-19 | 5.6 | 12.4 | 0 | 2022-11-19 | -3.4 | 21.4 | 0 | 2021-11-19 | 3.8 | 14.2 | 0 | 2020-11-19 | 8.4 | 9.6 | 0 | 2019-11-19 | 2 | 16 | 0 | 2018-11-19 | 0.4 | 17.6 | 0 | 2017-11-19 | 4 | 14 | 0 | 2016-11-19 | 10.7 | 7.3 | 0 | 13.78 | 0
2025-11-19 | 3.7 | 14.3 | 0 | 2024-11-19 | 8.6 | 9.4 | 0 | 2023-11-19 | 4.9 | 13.1 | 0 | 2022-11-19 | -1.9 | 19.9 | 0 | 2021-11-19 | 4.7 | 13.3 | 0 | 2020-11-19 | 9.5 | 8.5 | 0 | 2019-11-19 | 2.2 | 15.8 | 0 | 2018-11-19 | 2.1 | 15.9 | 0 | 2017-11-19 | 4.3 | 13.7 | 0 | 2016-11-19 | 9.3 | 8.7 | 0 | 13.26 | 0
2025-11-19 | 4.5 | 13.5 | 0 | 2024-11-19 | 9 | 9 | 0 | 2023-11-19 | 4.7 | 13.3 | 0 | 2022-11-19 | -2 | 20 | 0 | 2021-11-19 | 5.9 | 12.1 | 0 | 2020-11-19 | 12.1 | 5.9 | 0 | 2019-11-19 | 2.5 | 15.5 | 0 | 2018-11-19 | 2.5 | 15.5 | 0 | 2017-11-19 | 3.5 | 14.5 | 0 | 2016-11-19 | 6.3 | 11.7 | 0 | 13.1 | 0
2025-11-19 | 5 | 13 | 0 | 2024-11-19 | 9.7 | 8.3 | 0 | 2023-11-19 | 3.4 | 14.6 | 0 | 2022-11-19 | -2 | 20 | 0 | 2021-11-19 | 5.8 | 12.2 | 0 | 2020-11-19 | 13.1 | 4.9 | 0 | 2019-11-19 | 2.7 | 15.3 | 0 | 2018-11-19 | 3.4 | 14.6 | 0 | 2017-11-19 | 3.9 | 14.1 | 0 | 2016-11-19 | 4.7 | 13.3 | 0 | 13.03 | 0
2025-11-19 | 5.4 | 12.6 | 0 | 2024-11-19 | 8.2 | 9.8 | 0 | 2023-11-19 | 3.7 | 14.3 | 0 | 2022-11-19 | -2.1 | 20.1 | 0 | 2021-11-19 | 5.6 | 12.4 | 0 | 2020-11-19 | 14.1 | 3.9 | 0 | 2019-11-19 | 3 | 15 | 0 | 2018-11-19 | 3.5 | 14.5 | 0 | 2017-11-19 | 3.4 | 14.6 | 0 | 2016-11-19 | 3.3 | 14.7 | 0 | 13.19 | 0
2025-11-19 | 5.9 | 12.1 | 0 | 2024-11-19 | 8.2 | 9.8 | 0 | 2023-11-19 | 3.7 | 14.3 | 0 | 2022-11-19 | -1.7 | 19.7 | 0 | 2021-11-19 | 5.2 | 12.8 | 0 | 2020-11-19 | 14.6 | 3.4 | 0 | 2019-11-19 | 3.5 | 14.5 | 0 | 2018-11-19 | 3.8 | 14.2 | 0 | 2017-11-19 | 2.5 | 15.5 | 0 | 2016-11-19 | 3.9 | 14.1 | 0 | 13.04 | 0
2025-11-19 | 4.8 | 13.2 | 0 | 2024-11-19 | 7.7 | 10.3 | 0 | 2023-11-19 | 3.3 | 14.7 | 0 | 2022-11-19 | -2 | 20 | 0 | 2021-11-19 | 4.5 | 13.5 | 0 | 2020-11-19 | 13.7 | 4.3 | 0 | 2019-11-19 | 2.9 | 15.1 | 0 | 2018-11-19 | 2.9 | 15.1 | 0 | 2017-11-19 | 1.6 | 16.4 | 0 | 2016-11-19 | 4.4 | 13.6 | 0 | 13.62 | 0
2025-11-19 | 3.5 | 14.5 | 0 | 2024-11-19 | 7.5 | 10.5 | 0 | 2023-11-19 | 2.7 | 15.3 | 0 | 2022-11-19 | -1.6 | 19.6 | 0 | 2021-11-19 | 3.6 | 14.4 | 0 | 2020-11-19 | 14.2 | 3.8 | 0 | 2019-11-19 | 2.6 | 15.4 | 0 | 2018-11-19 | 1.6 | 16.4 | 0 | 2017-11-19 | 0.4 | 17.6 | 0 | 2016-11-19 | 4.8 | 13.2 | 0 | 14.07 | 0
2025-11-19 | 3.3 | 14.7 | 0 | 2024-11-19 | 7.6 | 10.4 | 0 | 2023-11-19 | 2 | 16 | 0 | 2022-11-19 | -1.8 | 19.8 | 0 | 2021-11-19 | 3.4 | 14.6 | 0 | 2020-11-19 | 14.1 | 3.9 | 0 | 2019-11-19 | 2.5 | 15.5 | 0 | 2018-11-19 | 2 | 16 | 0 | 2017-11-19 | -0.7 | 18.7 | 0 | 2016-11-19 | 3.6 | 14.4 | 0 | 14.4 | 0
2025-11-19 | 3.3 | 14.7 | 0 | 2024-11-19 | 8 | 10 | 0 | 2023-11-19 | 2.6 | 15.4 | 0 | 2022-11-19 | -2.5 | 20.5 | 0 | 2021-11-19 | 2.9 | 15.1 | 0 | 2020-11-19 | 14.2 | 3.8 | 0 | 2019-11-19 | 2.7 | 15.3 | 0 | 2018-11-19 | 1.6 | 16.4 | 0 | 2017-11-19 | -1.4 | 19.4 | 0 | 2016-11-19 | 3.3 | 14.7 | 0 | 14.53 | 0
2025-11-19 | 2.2 | 15.8 | 0 | 2024-11-19 | 8.4 | 9.6 | 0 | 2023-11-19 | 2.2 | 15.8 | 0 | 2022-11-19 | -2.3 | 20.3 | 0 | 2021-11-19 | 2.8 | 15.2 | 0 | 2020-11-19 | 15 | 3 | 0 | 2019-11-19 | 3 | 15 | 0 | 2018-11-19 | 1.7 | 16.3 | 0 | 2017-11-19 | -1.4 | 19.4 | 0 | 2016-11-19 | 3.1 | 14.9 | 0 | 14.53 | 0
2025-11-19 | 2.1 | 15.9 | 0 | 2024-11-19 | 8.2 | 9.8 | 0 | 2023-11-19 | 1.4 | 16.6 | 0 | 2022-11-19 | -3 | 21 | 0 | 2021-11-19 | 2.6 | 15.4 | 0 | 2020-11-19 | 14.5 | 3.5 | 0 | 2019-11-19 | 2.9 | 15.1 | 0 | 2018-11-19 | 1.8 | 16.2 | 0 | 2017-11-19 | -1.7 | 19.7 | 0 | 2016-11-19 | 2.4 | 15.6 | 0 | 14.88 | 0
2025-11-19 | 2.2 | 15.8 | 0 | 2024-11-19 | 8.4 | 9.6 | 0 | 2023-11-19 | -0.3 | 18.3 | 0 | 2022-11-19 | -3.5 | 21.5 | 0 | 2021-11-19 | 2.3 | 15.7 | 0 | 2020-11-19 | 14.4 | 3.6 | 0 | 2019-11-19 | 2.6 | 15.4 | 0 | 2018-11-19 | 0.9 | 17.1 | 0 | 2017-11-19 | -2.6 | 20.6 | 0 | 2016-11-19 | 2.1 | 15.9 | 0 | 15.35 | 0
2025-11-19 | 1.1 | 16.9 | 0 | 2024-11-19 | 8.6 | 9.4 | 0 | 2023-11-19 | -0.8 | 18.8 | 0 | 2022-11-19 | -4.1 | 22.1 | 0 | 2021-11-19 | 1.9 | 16.1 | 0 | 2020-11-19 | 14.3 | 3.7 | 0 | 2019-11-19 | 2.2 | 15.8 | 0 | 2018-11-19 | 1.7 | 16.3 | 0 | 2017-11-19 | -2 | 20 | 0 | 2016-11-19 | 1 | 17 | 0 | 15.61 | 0
2025-11-20 | 1.1 | 16.9 | 0 | 2024-11-20 | 8.9 | 9.1 | 0 | 2023-11-20 | -1.7 | 19.7 | 0 | 2022-11-20 | -4.4 | 22.4 | 0 | 2021-11-20 | 0.4 | 17.6 | 0 | 2020-11-20 | 14.2 | 3.8 | 0 | 2019-11-20 | 2.1 | 15.9 | 0 | 2018-11-20 | 1.5 | 16.5 | 0 | 2017-11-20 | -1.1 | 19.1 | 0 | 2016-11-20 | 0.2 | 17.8 | 0 | 15.88 | 0
2025-11-20 | -0.7 | 18.7 | 0 | 2024-11-20 | 8.6 | 9.4 | 0 | 2023-11-20 | -1.9 | 19.9 | 0 | 2022-11-20 | -5 | 23 | 0 | 2021-11-20 | 0.3 | 17.7 | 0 | 2020-11-20 | 13.7 | 4.3 | 0 | 2019-11-20 | 1.8 | 16.2 | 0 | 2018-11-20 | 0.7 | 17.3 | 0 | 2017-11-20 | -0.8 | 18.8 | 0 | 2016-11-20 | 0 | 18 | 0 | 16.33 | 0
2025-11-20 | -0.7 | 18.7 | 0 | 2024-11-20 | 8.8 | 9.2 | 0 | 2023-11-20 | -2.5 | 20.5 | 0 | 2022-11-20 | -5.1 | 23.1 | 0 | 2021-11-20 | 1 | 17 | 0 | 2020-11-20 | 13.2 | 4.8 | 0 | 2019-11-20 | 2.1 | 15.9 | 0 | 2018-11-20 | 0.6 | 17.4 | 0 | 2017-11-20 | -0.8 | 18.8 | 0 | 2016-11-20 | 0.2 | 17.8 | 0 | 16.32 | 0
2025-11-20 | -0.2 | 18.2 | 0 | 2024-11-20 | 8.5 | 9.5 | 0 | 2023-11-20 | -2.7 | 20.7 | 0 | 2022-11-20 | -5.1 | 23.1 | 0 | 2021-11-20 | 1.3 | 16.7 | 0 | 2020-11-20 | 13.3 | 4.7 | 0 | 2019-11-20 | 2.6 | 15.4 | 0 | 2018-11-20 | 0.5 | 17.5 | 0 | 2017-11-20 | -0.8 | 18.8 | 0 | 2016-11-20 | 0.3 | 17.7 | 0 | 16.23 | 0
2025-11-20 | -0.6 | 18.6 | 0 | 2024-11-20 | 8 | 10 | 0 | 2023-11-20 | -3.4 | 21.4 | 0 | 2022-11-20 | -5.5 | 23.5 | 0 | 2021-11-20 | 1.4 | 16.6 | 0 | 2020-11-20 | 13.5 | 4.5 | 0 | 2019-11-20 | 2.3 | 15.7 | 0 | 2018-11-20 | 0.3 | 17.7 | 0 | 2017-11-20 | -0.6 | 18.6 | 0 | 2016-11-20 | 2.3 | 15.7 | 0 | 16.23 | 0
2025-11-20 | -0.6 | 18.6 | 0 | 2024-11-20 | 8 | 10 | 0 | 2023-11-20 | -3.8 | 21.8 | 0 | 2022-11-20 | -5.9 | 23.9 | 0 | 2021-11-20 | 1.8 | 16.2 | 0 | 2020-11-20 | 13.2 | 4.8 | 0 | 2019-11-20 | 1.6 | 16.4 | 0 | 2018-11-20 | 0.2 | 17.8 | 0 | 2017-11-20 | -0.6 | 18.6 | 0 | 2016-11-20 | 1.9 | 16.1 | 0 | 16.42 | 0
2025-11-20 | -1.5 | 19.5 | 0 | 2024-11-20 | 7.9 | 10.1 | 0 | 2023-11-20 | -4.3 | 22.3 | 0 | 2022-11-20 | -6.7 | 24.7 | 0 | 2021-11-20 | 2.4 | 15.6 | 0 | 2020-11-20 | 13.1 | 4.9 | 0 | 2019-11-20 | 2.1 | 15.9 | 0 | 2018-11-20 | -0.5 | 18.5 | 0 | 2017-11-20 | -0.3 | 18.3 | 0 | 2016-11-20 | 0.8 | 17.2 | 0 | 16.7 | 0
2025-11-20 | -1.3 | 19.3 | 0 | 2024-11-20 | 7.9 | 10.1 | 0 | 2023-11-20 | -5 | 23 | 0 | 2022-11-20 | -6.3 | 24.3 | 0 | 2021-11-20 | 2.9 | 15.1 | 0 | 2020-11-20 | 12.8 | 5.2 | 0 | 2019-11-20 | 2.8 | 15.2 | 0 | 2018-11-20 | -1.1 | 19.1 | 0 | 2017-11-20 | -0.1 | 18.1 | 0 | 2016-11-20 | 0.2 | 17.8 | 0 | 16.72 | 0
2025-11-20 | -0.6 | 18.6 | 0 | 2024-11-20 | 7.9 | 10.1 | 0 | 2023-11-20 | -4.3 | 22.3 | 0 | 2022-11-20 | -6.2 | 24.2 | 0 | 2021-11-20 | 3.4 | 14.6 | 0 | 2020-11-20 | 12.5 | 5.5 | 0 | 2019-11-20 | 3.1 | 14.9 | 0 | 2018-11-20 | -1.2 | 19.2 | 0 | 2017-11-20 | -0.7 | 18.7 | 0 | 2016-11-20 | 0 | 18 | 0 | 16.61 | 0
2025-11-20 | 1.8 | 16.2 | 0 | 2024-11-20 | 8.2 | 9.8 | 0 | 2023-11-20 | -2.9 | 20.9 | 0 | 2022-11-20 | -5.1 | 23.1 | 0 | 2021-11-20 | 4.2 | 13.8 | 0 | 2020-11-20 | 13 | 5 | 0 | 2019-11-20 | 4 | 14 | 0 | 2018-11-20 | -1.4 | 19.4 | 0 | 2017-11-20 | -0.2 | 18.2 | 0 | 2016-11-20 | 0.4 | 17.6 | 0 | 15.8 | 0
2025-11-20 | 4.2 | 13.8 | 0 | 2024-11-20 | 8.4 | 9.6 | 0 | 2023-11-20 | -1.9 | 19.9 | 0 | 2022-11-20 | -5.5 | 23.5 | 0 | 2021-11-20 | 4.9 | 13.1 | 0 | 2020-11-20 | 14.4 | 3.6 | 0 | 2019-11-20 | 4.8 | 13.2 | 0 | 2018-11-20 | -0.6 | 18.6 | 0 | 2017-11-20 | 1.7 | 16.3 | 0 | 2016-11-20 | -0.1 | 18.1 | 0 | 14.97 | 0
2025-11-20 | 4.7 | 13.3 | 0 | 2024-11-20 | 8.5 | 9.5 | 0 | 2023-11-20 | -1.4 | 19.4 | 0 | 2022-11-20 | -5.4 | 23.4 | 0 | 2021-11-20 | 4.8 | 13.2 | 0 | 2020-11-20 | 15.5 | 2.5 | 0 | 2019-11-20 | 5.6 | 12.4 | 0 | 2018-11-20 | -0.6 | 18.6 | 0 | 2017-11-20 | 2 | 16 | 0 | 2016-11-20 | 0.9 | 17.1 | 0 | 14.54 | 0
2025-11-20 | 4.7 | 13.3 | 0 | 2024-11-20 | 8.4 | 9.6 | 0 | 2023-11-20 | -0.1 | 18.1 | 0 | 2022-11-20 | -4.3 | 22.3 | 0 | 2021-11-20 | 4.6 | 13.4 | 0 | 2020-11-20 | 16.4 | 1.6 | 0 | 2019-11-20 | 6.1 | 11.9 | 0 | 2018-11-20 | -0.1 | 18.1 | 0 | 2017-11-20 | 2.2 | 15.8 | 0 | 2016-11-20 | 1.4 | 16.6 | 0 | 14.07 | 0
2025-11-20 | 6.2 | 11.8 | 0 | 2024-11-20 | 8.3 | 9.7 | 0 | 2023-11-20 | 0 | 18 | 0 | 2022-11-20 | -3.6 | 21.6 | 0 | 2021-11-20 | 4.8 | 13.2 | 0 | 2020-11-20 | 16.9 | 1.1 | 0 | 2019-11-20 | 6.9 | 11.1 | 0 | 2018-11-20 | 0.2 | 17.8 | 0 | 2017-11-20 | 3.7 | 14.3 | 0 | 2016-11-20 | 0.3 | 17.7 | 0 | 13.63 | 0
2025-11-20 | 4.9 | 13.1 | 0 | 2024-11-20 | 8.4 | 9.6 | 0 | 2023-11-20 | 0.3 | 17.7 | 0 | 2022-11-20 | -4.1 | 22.1 | 0 | 2021-11-20 | 5.1 | 12.9 | 0 | 2020-11-20 | 17.2 | 0.8 | 0 | 2019-11-20 | 7.7 | 10.3 | 0 | 2018-11-20 | -0.4 | 18.4 | 0 | 2017-11-20 | 5.7 | 12.3 | 0 | 2016-11-20 | -0.2 | 18.2 | 0 | 13.54 | 0
2025-11-20 | 5.2 | 12.8 | 0 | 2024-11-20 | 8.5 | 9.5 | 0 | 2023-11-20 | -0.1 | 18.1 | 0 | 2022-11-20 | -4.6 | 22.6 | 0 | 2021-11-20 | 5.3 | 12.7 | 0 | 2020-11-20 | 16.9 | 1.1 | 0 | 2019-11-20 | 8.3 | 9.7 | 0 | 2018-11-20 | -1.9 | 19.9 | 0 | 2017-11-20 | 5.8 | 12.2 | 0 | 2016-11-20 | -0.2 | 18.2 | 0 | 13.68 | 0
2025-11-20 | 4.6 | 13.4 | 0 | 2024-11-20 | 8.8 | 9.2 | 0 | 2023-11-20 | -0.8 | 18.8 | 0 | 2022-11-20 | -4.6 | 22.6 | 0 | 2021-11-20 | 5.8 | 12.2 | 0 | 2020-11-20 | 15.7 | 2.3 | 0 | 2019-11-20 | 7.8 | 10.2 | 0 | 2018-11-20 | -2.2 | 20.2 | 0 | 2017-11-20 | 6.3 | 11.7 | 0 | 2016-11-20 | -0.4 | 18.4 | 0 | 13.9 | 0
2025-11-20 | 3.7 | 14.3 | 0 | 2024-11-20 | 9 | 9 | 0 | 2023-11-20 | -1.2 | 19.2 | 0 | 2022-11-20 | -4.9 | 22.9 | 0 | 2021-11-20 | 5.5 | 12.5 | 0 | 2020-11-20 | 14 | 4 | 0 | 2019-11-20 | 5.6 | 12.4 | 0 | 2018-11-20 | -2.4 | 20.4 | 0 | 2017-11-20 | 5.4 | 12.6 | 0 | 2016-11-20 | -0.4 | 18.4 | 0 | 14.57 | 0
2025-11-20 | 3.4 | 14.6 | 0 | 2024-11-20 | 8.8 | 9.2 | 0 | 2023-11-20 | -1.2 | 19.2 | 0 | 2022-11-20 | -5.1 | 23.1 | 0 | 2021-11-20 | 5.4 | 12.6 | 0 | 2020-11-20 | 12.9 | 5.1 | 0 | 2019-11-20 | 2.9 | 15.1 | 0 | 2018-11-20 | -3 | 21 | 0 | 2017-11-20 | 5.2 | 12.8 | 0 | 2016-11-20 | -0.8 | 18.8 | 0 | 15.15 | 0
2025-11-20 | 3.7 | 14.3 | 0 | 2024-11-20 | 9.2 | 8.8 | 0 | 2023-11-20 | -0.9 | 18.9 | 0 | 2022-11-20 | -5.6 | 23.6 | 0 | 2021-11-20 | 5.4 | 12.6 | 0 | 2020-11-20 | 12 | 6 | 0 | 2019-11-20 | 3.1 | 14.9 | 0 | 2018-11-20 | -3 | 21 | 0 | 2017-11-20 | 4.9 | 13.1 | 0 | 2016-11-20 | -1.2 | 19.2 | 0 | 15.24 | 0
2025-11-20 | 4.1 | 13.9 | 0 | 2024-11-20 | 6.8 | 11.2 | 0 | 2023-11-20 | -0.7 | 18.7 | 0 | 2022-11-20 | -5.5 | 23.5 | 0 | 2021-11-20 | 5.5 | 12.5 | 0 | 2020-11-20 | 11.1 | 6.9 | 0 | 2019-11-20 | 2.8 | 15.2 | 0 | 2018-11-20 | -3 | 21 | 0 | 2017-11-20 | 4.3 | 13.7 | 0 | 2016-11-20 | -1.4 | 19.4 | 0 | 15.6 | 0
2025-11-20 | 4.3 | 13.7 | 0 | 2024-11-20 | 6.5 | 11.5 | 0 | 2023-11-20 | -0.4 | 18.4 | 0 | 2022-11-20 | -5.5 | 23.5 | 0 | 2021-11-20 | 5.5 | 12.5 | 0 | 2020-11-20 | 9.5 | 8.5 | 0 | 2019-11-20 | 2.6 | 15.4 | 0 | 2018-11-20 | -3.3 | 21.3 | 0 | 2017-11-20 | 4.3 | 13.7 | 0 | 2016-11-20 | -2 | 20 | 0 | 15.85 | 0
2025-11-20 | 4.8 | 13.2 | 0 | 2024-11-20 | 5.6 | 12.4 | 0 | 2023-11-20 | -0.3 | 18.3 | 0 | 2022-11-20 | -5.2 | 23.2 | 0 | 2021-11-20 | 4.6 | 13.4 | 0 | 2020-11-20 | 8 | 10 | 0 | 2019-11-20 | 1.2 | 16.8 | 0 | 2018-11-20 | -3.1 | 21.1 | 0 | 2017-11-20 | 4.8 | 13.2 | 0 | 2016-11-20 | -1.9 | 19.9 | 0 | 16.15 | 0
2025-11-20 | 4.9 | 13.1 | 0 | 2024-11-20 | 4 | 14 | 0 | 2023-11-20 | -1.9 | 19.9 | 0 | 2022-11-20 | -5 | 23 | 0 | 2021-11-20 | 4.6 | 13.4 | 0 | 2020-11-20 | 7.5 | 10.5 | 0 | 2019-11-20 | 0.8 | 17.2 | 0 | 2018-11-20 | -3.1 | 21.1 | 0 | 2017-11-20 | 5.2 | 12.8 | 0 | 2016-11-20 | -2.3 | 20.3 | 0 | 16.53 | 0
2025-11-21 | 5 | 13 | 0 | 2024-11-21 | 4.3 | 13.7 | 0 | 2023-11-21 | 1.7 | 16.3 | 0 | 2022-11-21 | -5.9 | 23.9 | 0 | 2021-11-21 | 4.7 | 13.3 | 0 | 2020-11-21 | 6.5 | 11.5 | 0 | 2019-11-21 | -0.9 | 18.9 | 0 | 2018-11-21 | -2.9 | 20.9 | 0 | 2017-11-21 | 5.2 | 12.8 | 0 | 2016-11-21 | -2.6 | 20.6 | 0 | 16.49 | 0
2025-11-21 | 5.2 | 12.8 | 0 | 2024-11-21 | 4.1 | 13.9 | 0 | 2023-11-21 | 1.3 | 16.7 | 0 | 2022-11-21 | -7.3 | 25.3 | 0 | 2021-11-21 | 4.1 | 13.9 | 0 | 2020-11-21 | 6.1 | 11.9 | 0 | 2019-11-21 | 1.2 | 16.8 | 0 | 2018-11-21 | -1.9 | 19.9 | 0 | 2017-11-21 | 5.6 | 12.4 | 0 | 2016-11-21 | -2.5 | 20.5 | 0 | 16.41 | 0
2025-11-21 | 5.6 | 12.4 | 0 | 2024-11-21 | 3.7 | 14.3 | 0 | 2023-11-21 | 1 | 17 | 0 | 2022-11-21 | -7 | 25 | 0 | 2021-11-21 | 4 | 14 | 0 | 2020-11-21 | 5 | 13 | 0 | 2019-11-21 | -0.1 | 18.1 | 0 | 2018-11-21 | -0.5 | 18.5 | 0 | 2017-11-21 | 5.6 | 12.4 | 0 | 2016-11-21 | -2.6 | 20.6 | 0 | 16.53 | 0
2025-11-21 | 5.8 | 12.2 | 0 | 2024-11-21 | 3.1 | 14.9 | 0 | 2023-11-21 | 1.1 | 16.9 | 0 | 2022-11-21 | -6.6 | 24.6 | 0 | 2021-11-21 | 3.4 | 14.6 | 0 | 2020-11-21 | 4.1 | 13.9 | 0 | 2019-11-21 | -0.8 | 18.8 | 0 | 2018-11-21 | 0.3 | 17.7 | 0 | 2017-11-21 | 4.8 | 13.2 | 0 | 2016-11-21 | -2.5 | 20.5 | 0 | 16.73 | 0
2025-11-21 | 5.5 | 12.5 | 0 | 2024-11-21 | 2.8 | 15.2 | 0 | 2023-11-21 | 1.6 | 16.4 | 0 | 2022-11-21 | -5.9 | 23.9 | 0 | 2021-11-21 | 2.1 | 15.9 | 0 | 2020-11-21 | 3.5 | 14.5 | 0 | 2019-11-21 | 0.7 | 17.3 | 0 | 2018-11-21 | 0.3 | 17.7 | 0 | 2017-11-21 | 4.7 | 13.3 | 0 | 2016-11-21 | -2.8 | 20.8 | 0 | 16.75 | 0
2025-11-21 | 6 | 12 | 0 | 2024-11-21 | 2.1 | 15.9 | 0 | 2023-11-21 | 2.2 | 15.8 | 0 | 2022-11-21 | -5.5 | 23.5 | 0 | 2021-11-21 | 2.2 | 15.8 | 0 | 2020-11-21 | 3.5 | 14.5 | 0 | 2019-11-21 | 0.1 | 17.9 | 0 | 2018-11-21 | 0.3 | 17.7 | 0 | 2017-11-21 | 5.1 | 12.9 | 0 | 2016-11-21 | -2.7 | 20.7 | 0 | 16.67 | 0
2025-11-21 | 6.7 | 11.3 | 0 | 2024-11-21 | 2.3 | 15.7 | 0 | 2023-11-21 | 2.1 | 15.9 | 0 | 2022-11-21 | -4.6 | 22.6 | 0 | 2021-11-21 | 1.6 | 16.4 | 0 | 2020-11-21 | 3.7 | 14.3 | 0 | 2019-11-21 | 1.5 | 16.5 | 0 | 2018-11-21 | 1.3 | 16.7 | 0 | 2017-11-21 | 5.4 | 12.6 | 0 | 2016-11-21 | -2.7 | 20.7 | 0 | 16.27 | 0
2025-11-21 | 7.2 | 10.8 | 0 | 2024-11-21 | 2.7 | 15.3 | 0 | 2023-11-21 | 2.4 | 15.6 | 0 | 2022-11-21 | -3.2 | 21.2 | 0 | 2021-11-21 | 1.9 | 16.1 | 0 | 2020-11-21 | 3.8 | 14.2 | 0 | 2019-11-21 | 1.9 | 16.1 | 0 | 2018-11-21 | 1.1 | 16.9 | 0 | 2017-11-21 | 5.8 | 12.2 | 0 | 2016-11-21 | -2.4 | 20.4 | 0 | 15.88 | 0
2025-11-21 | 7.2 | 10.8 | 0 | 2024-11-21 | 3 | 15 | 0 | 2023-11-21 | 2.7 | 15.3 | 0 | 2022-11-21 | -2.2 | 20.2 | 0 | 2021-11-21 | 1.9 | 16.1 | 0 | 2020-11-21 | 4 | 14 | 0 | 2019-11-21 | 2.3 | 15.7 | 0 | 2018-11-21 | -0.6 | 18.6 | 0 | 2017-11-21 | 6.4 | 11.6 | 0 | 2016-11-21 | -2.2 | 20.2 | 0 | 15.75 | 0
2025-11-21 | 8.1 | 9.9 | 0 | 2024-11-21 | 3.1 | 14.9 | 0 | 2023-11-21 | 2.7 | 15.3 | 0 | 2022-11-21 | -0.4 | 18.4 | 0 | 2021-11-21 | 3.9 | 14.1 | 0 | 2020-11-21 | 4.2 | 13.8 | 0 | 2019-11-21 | 3 | 15 | 0 | 2018-11-21 | -1 | 19 | 0 | 2017-11-21 | 7.3 | 10.7 | 0 | 2016-11-21 | -1.7 | 19.7 | 0 | 15.08 | 0
2025-11-21 | 9.3 | 8.7 | 0 | 2024-11-21 | 4 | 14 | 0 | 2023-11-21 | 2.5 | 15.5 | 0 | 2022-11-21 | 1.3 | 16.7 | 0 | 2021-11-21 | 5.3 | 12.7 | 0 | 2020-11-21 | 4.3 | 13.7 | 0 | 2019-11-21 | 4.5 | 13.5 | 0 | 2018-11-21 | -1.8 | 19.8 | 0 | 2017-11-21 | 8.9 | 9.1 | 0 | 2016-11-21 | -1.3 | 19.3 | 0 | 14.3 | 0
2025-11-21 | 9.7 | 8.3 | 0 | 2024-11-21 | 4.3 | 13.7 | 0 | 2023-11-21 | 2.2 | 15.8 | 0 | 2022-11-21 | 2.7 | 15.3 | 0 | 2021-11-21 | 6.5 | 11.5 | 0 | 2020-11-21 | 5 | 13 | 0 | 2019-11-21 | 5.5 | 12.5 | 0 | 2018-11-21 | -3.4 | 21.4 | 0 | 2017-11-21 | 9.7 | 8.3 | 0 | 2016-11-21 | -0.4 | 18.4 | 0 | 13.82 | 0
2025-11-21 | 7.6 | 10.4 | 0 | 2024-11-21 | 4.5 | 13.5 | 0 | 2023-11-21 | 2.1 | 15.9 | 0 | 2022-11-21 | 4.9 | 13.1 | 0 | 2021-11-21 | 6.8 | 11.2 | 0 | 2020-11-21 | 5.2 | 12.8 | 0 | 2019-11-21 | 5.8 | 12.2 | 0 | 2018-11-21 | -3.5 | 21.5 | 0 | 2017-11-21 | 11.1 | 6.9 | 0 | 2016-11-21 | 0.8 | 17.2 | 0 | 13.47 | 0
2025-11-21 | 8.4 | 9.6 | 0 | 2024-11-21 | 5.1 | 12.9 | 0 | 2023-11-21 | 2.1 | 15.9 | 0 | 2022-11-21 | 6.2 | 11.8 | 0 | 2021-11-21 | 7.1 | 10.9 | 0 | 2020-11-21 | 4.9 | 13.1 | 0 | 2019-11-21 | 6 | 12 | 0 | 2018-11-21 | -3.7 | 21.7 | 0 | 2017-11-21 | 11.3 | 6.7 | 0 | 2016-11-21 | 1.1 | 16.9 | 0 | 13.15 | 0
2025-11-21 | 9.6 | 8.4 | 0 | 2024-11-21 | 5.3 | 12.7 | 0 | 2023-11-21 | 2.4 | 15.6 | 0 | 2022-11-21 | 7.2 | 10.8 | 0 | 2021-11-21 | 7.5 | 10.5 | 0 | 2020-11-21 | 4.9 | 13.1 | 0 | 2019-11-21 | 5.6 | 12.4 | 0 | 2018-11-21 | -4.4 | 22.4 | 0 | 2017-11-21 | 11.4 | 6.6 | 0 | 2016-11-21 | 1 | 17 | 0 | 12.95 | 0
2025-11-21 | 8.7 | 9.3 | 0 | 2024-11-21 | 5.3 | 12.7 | 0 | 2023-11-21 | 2.8 | 15.2 | 0 | 2022-11-21 | 6.3 | 11.7 | 0 | 2021-11-21 | 8 | 10 | 0 | 2020-11-21 | 4.7 | 13.3 | 0 | 2019-11-21 | 5.2 | 12.8 | 0 | 2018-11-21 | -5.2 | 23.2 | 0 | 2017-11-21 | 10.8 | 7.2 | 0 | 2016-11-21 | 0.5 | 17.5 | 0 | 13.29 | 0
2025-11-21 | 8.3 | 9.7 | 0 | 2024-11-21 | 5.2 | 12.8 | 0 | 2023-11-21 | 3.3 | 14.7 | 0 | 2022-11-21 | 4.6 | 13.4 | 0 | 2021-11-21 | 6.8 | 11.2 | 0 | 2020-11-21 | 4.6 | 13.4 | 0 | 2019-11-21 | 5.4 | 12.6 | 0 | 2018-11-21 | -6.7 | 24.7 | 0 | 2017-11-21 | 9.5 | 8.5 | 0 | 2016-11-21 | 0.3 | 17.7 | 0 | 13.87 | 0
2025-11-21 | 6.4 | 11.6 | 0 | 2024-11-21 | 4.8 | 13.2 | 0 | 2023-11-21 | 3.7 | 14.3 | 0 | 2022-11-21 | 3.6 | 14.4 | 0 | 2021-11-21 | 5.8 | 12.2 | 0 | 2020-11-21 | 4.1 | 13.9 | 0 | 2019-11-21 | 5.4 | 12.6 | 0 | 2018-11-21 | -7.6 | 25.6 | 0 | 2017-11-21 | 8.6 | 9.4 | 0 | 2016-11-21 | 0.2 | 17.8 | 0 | 14.5 | 0
2025-11-21 | 5 | 13 | 0 | 2024-11-21 | 3.9 | 14.1 | 0 | 2023-11-21 | 4 | 14 | 0 | 2022-11-21 | 3.4 | 14.6 | 0 | 2021-11-21 | 5.3 | 12.7 | 0 | 2020-11-21 | 3.7 | 14.3 | 0 | 2019-11-21 | 5.4 | 12.6 | 0 | 2018-11-21 | -8.2 | 26.2 | 0 | 2017-11-21 | 8.4 | 9.6 | 0 | 2016-11-21 | 0.3 | 17.7 | 0 | 14.88 | 0
2025-11-21 | 4.7 | 13.3 | 0 | 2024-11-21 | 3.9 | 14.1 | 0 | 2023-11-21 | 4.6 | 13.4 | 0 | 2022-11-21 | 3.4 | 14.6 | 0 | 2021-11-21 | 5.5 | 12.5 | 0 | 2020-11-21 | 3.6 | 14.4 | 0 | 2019-11-21 | 5.4 | 12.6 | 0 | 2018-11-21 | -8.8 | 26.8 | 0 | 2017-11-21 | 8.3 | 9.7 | 0 | 2016-11-21 | 0.4 | 17.6 | 0 | 14.9 | 0
2025-11-21 | 4.1 | 13.9 | 0 | 2024-11-21 | 3.9 | 14.1 | 0 | 2023-11-21 | 5 | 13 | 0 | 2022-11-21 | 3.7 | 14.3 | 0 | 2021-11-21 | 5.8 | 12.2 | 0 | 2020-11-21 | 3.4 | 14.6 | 0 | 2019-11-21 | 6.4 | 11.6 | 0 | 2018-11-21 | -9.4 | 27.4 | 0 | 2017-11-21 | 5.7 | 12.3 | 0 | 2016-11-21 | 0.4 | 17.6 | 0 | 15.1 | 0
2025-11-21 | 2.7 | 15.3 | 0 | 2024-11-21 | 4 | 14 | 0 | 2023-11-21 | 5.2 | 12.8 | 0 | 2022-11-21 | 3.5 | 14.5 | 0 | 2021-11-21 | 6 | 12 | 0 | 2020-11-21 | 3 | 15 | 0 | 2019-11-21 | 7.4 | 10.6 | 0 | 2018-11-21 | -10.1 | 28.1 | 0 | 2017-11-21 | 4.7 | 13.3 | 0 | 2016-11-21 | 0.4 | 17.6 | 0 | 15.32 | 0
2025-11-21 | 3.4 | 14.6 | 0 | 2024-11-21 | 4.1 | 13.9 | 0 | 2023-11-21 | 5.4 | 12.6 | 0 | 2022-11-21 | 3.1 | 14.9 | 0 | 2021-11-21 | 6.4 | 11.6 | 0 | 2020-11-21 | 2.8 | 15.2 | 0 | 2019-11-21 | 8.1 | 9.9 | 0 | 2018-11-21 | -11.3 | 29.3 | 0 | 2017-11-21 | 3.9 | 14.1 | 0 | 2016-11-21 | 0.2 | 17.8 | 0 | 15.39 | 0
2025-11-21 | 3.7 | 14.3 | 0 | 2024-11-21 | 4.3 | 13.7 | 0 | 2023-11-21 | 5.4 | 12.6 | 0 | 2022-11-21 | 2.6 | 15.4 | 0 | 2021-11-21 | 6.3 | 11.7 | 0 | 2020-11-21 | 2.1 | 15.9 | 0 | 2019-11-21 | 8.4 | 9.6 | 0 | 2018-11-21 | -11.5 | 29.5 | 0 | 2017-11-21 | 3.1 | 14.9 | 0 | 2016-11-21 | -0.1 | 18.1 | 0 | 15.57 | 0
2025-11-22 | 4.2 | 13.8 | 0 | 2024-11-22 | 4.3 | 13.7 | 0 | 2023-11-22 | 5.6 | 12.4 | 0 | 2022-11-22 | 2.4 | 15.6 | 0 | 2021-11-22 | 3.4 | 14.6 | 0 | 2020-11-22 | 0.6 | 17.4 | 0 | 2019-11-22 | 10.3 | 7.7 | 0 | 2018-11-22 | -12.2 | 30.2 | 0 | 2017-11-22 | 2.9 | 15.1 | 0 | 2016-11-22 | -0.5 | 18.5 | 0 | 15.9 | 0
2025-11-22 | 4 | 14 | 0 | 2024-11-22 | 4.5 | 13.5 | 0 | 2023-11-22 | 5.7 | 12.3 | 0 | 2022-11-22 | 2.4 | 15.6 | 0 | 2021-11-22 | 3.7 | 14.3 | 0 | 2020-11-22 | 0.7 | 17.3 | 0 | 2019-11-22 | 10.5 | 7.5 | 0 | 2018-11-22 | -12.9 | 30.9 | 0 | 2017-11-22 | 2.7 | 15.3 | 0 | 2016-11-22 | -1 | 19 | 0 | 15.97 | 0
2025-11-22 | 4.1 | 13.9 | 0 | 2024-11-22 | 4.4 | 13.6 | 0 | 2023-11-22 | 5.8 | 12.2 | 0 | 2022-11-22 | 2.1 | 15.9 | 0 | 2021-11-22 | 2.5 | 15.5 | 0 | 2020-11-22 | 0.7 | 17.3 | 0 | 2019-11-22 | 8.4 | 9.6 | 0 | 2018-11-22 | -12.9 | 30.9 | 0 | 2017-11-22 | 2.2 | 15.8 | 0 | 2016-11-22 | -1 | 19 | 0 | 16.37 | 0
2025-11-22 | 3.7 | 14.3 | 0 | 2024-11-22 | 4.3 | 13.7 | 0 | 2023-11-22 | 5.9 | 12.1 | 0 | 2022-11-22 | 2.1 | 15.9 | 0 | 2021-11-22 | 1.6 | 16.4 | 0 | 2020-11-22 | 0.3 | 17.7 | 0 | 2019-11-22 | 6.5 | 11.5 | 0 | 2018-11-22 | -13 | 31 | 0 | 2017-11-22 | 1.7 | 16.3 | 0 | 2016-11-22 | -1.1 | 19.1 | 0 | 16.8 | 0
2025-11-22 | 2.1 | 15.9 | 0 | 2024-11-22 | 4.2 | 13.8 | 0 | 2023-11-22 | 6.1 | 11.9 | 0 | 2022-11-22 | 1.1 | 16.9 | 0 | 2021-11-22 | 0 | 18 | 0 | 2020-11-22 | 0.4 | 17.6 | 0 | 2019-11-22 | 5.4 | 12.6 | 0 | 2018-11-22 | -13.1 | 31.1 | 0 | 2017-11-22 | 1.6 | 16.4 | 0 | 2016-11-22 | -1.3 | 19.3 | 0 | 17.35 | 0
2025-11-22 | 1.1 | 16.9 | 0 | 2024-11-22 | 4.1 | 13.9 | 0 | 2023-11-22 | 6.1 | 11.9 | 0 | 2022-11-22 | -0.3 | 18.3 | 0 | 2021-11-22 | -0.5 | 18.5 | 0 | 2020-11-22 | 0.3 | 17.7 | 0 | 2019-11-22 | 4.7 | 13.3 | 0 | 2018-11-22 | -12.9 | 30.9 | 0 | 2017-11-22 | 1.2 | 16.8 | 0 | 2016-11-22 | -1.2 | 19.2 | 0 | 17.74 | 0
2025-11-22 | 1.9 | 16.1 | 0 | 2024-11-22 | 4.1 | 13.9 | 0 | 2023-11-22 | 6.1 | 11.9 | 0 | 2022-11-22 | -1 | 19 | 0 | 2021-11-22 | -1.2 | 19.2 | 0 | 2020-11-22 | 1.1 | 16.9 | 0 | 2019-11-22 | 3.8 | 14.2 | 0 | 2018-11-22 | -12.3 | 30.3 | 0 | 2017-11-22 | 0.7 | 17.3 | 0 | 2016-11-22 | -1.3 | 19.3 | 0 | 17.81 | 0
2025-11-22 | 1.7 | 16.3 | 0 | 2024-11-22 | 4.2 | 13.8 | 0 | 2023-11-22 | 5.9 | 12.1 | 0 | 2022-11-22 | -0.7 | 18.7 | 0 | 2021-11-22 | -1.4 | 19.4 | 0 | 2020-11-22 | 1.8 | 16.2 | 0 | 2019-11-22 | 2.7 | 15.3 | 0 | 2018-11-22 | -11.9 | 29.9 | 0 | 2017-11-22 | 0 | 18 | 0 | 2016-11-22 | -1.3 | 19.3 | 0 | 17.9 | 0
2025-11-22 | 2.5 | 15.5 | 0 | 2024-11-22 | 4.3 | 13.7 | 0 | 2023-11-22 | 5.8 | 12.2 | 0 | 2022-11-22 | -1.5 | 19.5 | 0 | 2021-11-22 | -1.4 | 19.4 | 0 | 2020-11-22 | 1.6 | 16.4 | 0 | 2019-11-22 | 2.5 | 15.5 | 0 | 2018-11-22 | -10.9 | 28.9 | 0 | 2017-11-22 | -0.3 | 18.3 | 0 | 2016-11-22 | -0.9 | 18.9 | 0 | 17.83 | 0
2025-11-22 | 3.4 | 14.6 | 0 | 2024-11-22 | 4.9 | 13.1 | 0 | 2023-11-22 | 6 | 12 | 0 | 2022-11-22 | -0.4 | 18.4 | 0 | 2021-11-22 | -0.2 | 18.2 | 0 | 2020-11-22 | 1.3 | 16.7 | 0 | 2019-11-22 | 3.3 | 14.7 | 0 | 2018-11-22 | -10 | 28 | 0 | 2017-11-22 | -0.5 | 18.5 | 0 | 2016-11-22 | -0.4 | 18.4 | 0 | 17.26 | 0
2025-11-22 | 3.9 | 14.1 | 0 | 2024-11-22 | 5.2 | 12.8 | 0 | 2023-11-22 | 6 | 12 | 0 | 2022-11-22 | 1.6 | 16.4 | 0 | 2021-11-22 | 0.5 | 17.5 | 0 | 2020-11-22 | 0.2 | 17.8 | 0 | 2019-11-22 | 3.2 | 14.8 | 0 | 2018-11-22 | -9.1 | 27.1 | 0 | 2017-11-22 | -0.8 | 18.8 | 0 | 2016-11-22 | 0.1 | 17.9 | 0 | 16.92 | 0
2025-11-22 | 4.7 | 13.3 | 0 | 2024-11-22 | 5.7 | 12.3 | 0 | 2023-11-22 | 6.9 | 11.1 | 0 | 2022-11-22 | 2.7 | 15.3 | 0 | 2021-11-22 | 0.7 | 17.3 | 0 | 2020-11-22 | 0.2 | 17.8 | 0 | 2019-11-22 | 3 | 15 | 0 | 2018-11-22 | -8.7 | 26.7 | 0 | 2017-11-22 | -0.4 | 18.4 | 0 | 2016-11-22 | 0.5 | 17.5 | 0 | 16.47 | 0
2025-11-22 | 5 | 13 | 0 | 2024-11-22 | 5.8 | 12.2 | 0 | 2023-11-22 | 6.4 | 11.6 | 0 | 2022-11-22 | 3.5 | 14.5 | 0 | 2021-11-22 | 1.4 | 16.6 | 0 | 2020-11-22 | 0.2 | 17.8 | 0 | 2019-11-22 | 2.5 | 15.5 | 0 | 2018-11-22 | -7.9 | 25.9 | 0 | 2017-11-22 | -0.3 | 18.3 | 0 | 2016-11-22 | 0.9 | 17.1 | 0 | 16.25 | 0
2025-11-22 | 5.5 | 12.5 | 0 | 2024-11-22 | 6.4 | 11.6 | 0 | 2023-11-22 | 5.7 | 12.3 | 0 | 2022-11-22 | 4.3 | 13.7 | 0 | 2021-11-22 | 1.2 | 16.8 | 0 | 2020-11-22 | 0.1 | 17.9 | 0 | 2019-11-22 | 2.2 | 15.8 | 0 | 2018-11-22 | -7.2 | 25.2 | 0 | 2017-11-22 | -0.2 | 18.2 | 0 | 2016-11-22 | 1.3 | 16.7 | 0 | 16.07 | 0
2025-11-22 | 5.5 | 12.5 | 0 | 2024-11-22 | 6.5 | 11.5 | 0 | 2023-11-22 | 4.7 | 13.3 | 0 | 2022-11-22 | 4.9 | 13.1 | 0 | 2021-11-22 | 1.2 | 16.8 | 0 | 2020-11-22 | 0.2 | 17.8 | 0 | 2019-11-22 | 2.8 | 15.2 | 0 | 2018-11-22 | -6.7 | 24.7 | 0 | 2017-11-22 | -0.9 | 18.9 | 0 | 2016-11-22 | 2.1 | 15.9 | 0 | 15.97 | 0
2025-11-22 | 4.6 | 13.4 | 0 | 2024-11-22 | 6.4 | 11.6 | 0 | 2023-11-22 | 4.5 | 13.5 | 0 | 2022-11-22 | 4.5 | 13.5 | 0 | 2021-11-22 | 1.2 | 16.8 | 0 | 2020-11-22 | 0.3 | 17.7 | 0 | 2019-11-22 | 1.6 | 16.4 | 0 | 2018-11-22 | -6.6 | 24.6 | 0 | 2017-11-22 | 0.1 | 17.9 | 0 | 2016-11-22 | 2.3 | 15.7 | 0 | 16.11 | 0
2025-11-22 | 4 | 14 | 0 | 2024-11-22 | 6.8 | 11.2 | 0 | 2023-11-22 | 4 | 14 | 0 | 2022-11-22 | 3.8 | 14.2 | 0 | 2021-11-22 | 0.4 | 17.6 | 0 | 2020-11-22 | 0.3 | 17.7 | 0 | 2019-11-22 | 1.3 | 16.7 | 0 | 2018-11-22 | -6.9 | 24.9 | 0 | 2017-11-22 | -1.5 | 19.5 | 0 | 2016-11-22 | 1.9 | 16.1 | 0 | 16.59 | 0
2025-11-22 | 4 | 14 | 0 | 2024-11-22 | 6.7 | 11.3 | 0 | 2023-11-22 | 3.4 | 14.6 | 0 | 2022-11-22 | 3 | 15 | 0 | 2021-11-22 | -0.5 | 18.5 | 0 | 2020-11-22 | 0.3 | 17.7 | 0 | 2019-11-22 | 0.7 | 17.3 | 0 | 2018-11-22 | -7 | 25 | 0 | 2017-11-22 | -2.1 | 20.1 | 0 | 2016-11-22 | 0.2 | 17.8 | 0 | 17.13 | 0
2025-11-22 | 3.8 | 14.2 | 0 | 2024-11-22 | 6.6 | 11.4 | 0 | 2023-11-22 | 2.2 | 15.8 | 0 | 2022-11-22 | 1.4 | 16.6 | 0 | 2021-11-22 | -1 | 19 | 0 | 2020-11-22 | 0.3 | 17.7 | 0 | 2019-11-22 | 0.5 | 17.5 | 0 | 2018-11-22 | -7.2 | 25.2 | 0 | 2017-11-22 | -2.9 | 20.9 | 0 | 2016-11-22 | -0.4 | 18.4 | 0 | 17.67 | 0
2025-11-22 | 4 | 14 | 0 | 2024-11-22 | 6.7 | 11.3 | 0 | 2023-11-22 | 2.7 | 15.3 | 0 | 2022-11-22 | 2 | 16 | 0 | 2021-11-22 | -1.6 | 19.6 | 0 | 2020-11-22 | 0.2 | 17.8 | 0 | 2019-11-22 | 0.3 | 17.7 | 0 | 2018-11-22 | -7.5 | 25.5 | 0 | 2017-11-22 | -2.7 | 20.7 | 0 | 2016-11-22 | -0.4 | 18.4 | 0 | 17.63 | 0
2025-11-22 | 3 | 15 | 0 | 2024-11-22 | 6.4 | 11.6 | 0 | 2023-11-22 | 3.7 | 14.3 | 0 | 2022-11-22 | 2.7 | 15.3 | 0 | 2021-11-22 | -2 | 20 | 0 | 2020-11-22 | 0 | 18 | 0 | 2019-11-22 | 0.7 | 17.3 | 0 | 2018-11-22 | -7.6 | 25.6 | 0 | 2017-11-22 | -2.1 | 20.1 | 0 | 2016-11-22 | -1.2 | 19.2 | 0 | 17.64 | 0
2025-11-22 | 3.2 | 14.8 | 0 | 2024-11-22 | 5.4 | 12.6 | 0 | 2023-11-22 | 2.2 | 15.8 | 0 | 2022-11-22 | 3.4 | 14.6 | 0 | 2021-11-22 | -2 | 20 | 0 | 2020-11-22 | -0.4 | 18.4 | 0 | 2019-11-22 | 0 | 18 | 0 | 2018-11-22 | -7.3 | 25.3 | 0 | 2017-11-22 | -1.7 | 19.7 | 0 | 2016-11-22 | -1.7 | 19.7 | 0 | 17.89 | 0
2025-11-22 | 3.5 | 14.5 | 0 | 2024-11-22 | 4.9 | 13.1 | 0 | 2023-11-22 | 2.2 | 15.8 | 0 | 2022-11-22 | 2.2 | 15.8 | 0 | 2021-11-22 | -1.7 | 19.7 | 0 | 2020-11-22 | -0.4 | 18.4 | 0 | 2019-11-22 | -1.1 | 19.1 | 0 | 2018-11-22 | -7.1 | 25.1 | 0 | 2017-11-22 | -1.3 | 19.3 | 0 | 2016-11-22 | -2.5 | 20.5 | 0 | 18.13 | 0
2025-11-22 | 3.6 | 14.4 | 0 | 2024-11-22 | 4.9 | 13.1 | 0 | 2023-11-22 | 2.3 | 15.7 | 0 | 2022-11-22 | 1.4 | 16.6 | 0 | 2021-11-22 | -2.2 | 20.2 | 0 | 2020-11-22 | -0.2 | 18.2 | 0 | 2019-11-22 | -1.9 | 19.9 | 0 | 2018-11-22 | -6.8 | 24.8 | 0 | 2017-11-22 | -1.2 | 19.2 | 0 | 2016-11-22 | -4 | 22 | 0 | 18.41 | 0
2025-11-23 | 3.8 | 14.2 | 0 | 2024-11-23 | 4.3 | 13.7 | 0 | 2023-11-23 | 2.4 | 15.6 | 0 | 2022-11-23 | 0.5 | 17.5 | 0 | 2021-11-23 | -2.1 | 20.1 | 0 | 2020-11-23 | -0.1 | 18.1 | 0 | 2019-11-23 | -1.2 | 19.2 | 0 | 2018-11-23 | -6.5 | 24.5 | 0 | 2017-11-23 | -1.3 | 19.3 | 0 | 2016-11-23 | -4.5 | 22.5 | 0 | 18.47 | 0
2025-11-23 | 3.1 | 14.9 | 0 | 2024-11-23 | 4 | 14 | 0 | 2023-11-23 | 2.9 | 15.1 | 0 | 2022-11-23 | 0.3 | 17.7 | 0 | 2021-11-23 | -2.8 | 20.8 | 0 | 2020-11-23 | -0.3 | 18.3 | 0 | 2019-11-23 | -1.8 | 19.8 | 0 | 2018-11-23 | -5.9 | 23.9 | 0 | 2017-11-23 | -1.4 | 19.4 | 0 | 2016-11-23 | -2.7 | 20.7 | 0 | 18.46 | 0
2025-11-23 | 3.1 | 14.9 | 0 | 2024-11-23 | 2.9 | 15.1 | 0 | 2023-11-23 | 3.4 | 14.6 | 0 | 2022-11-23 | -0.7 | 18.7 | 0 | 2021-11-23 | -2.5 | 20.5 | 0 | 2020-11-23 | -0.2 | 18.2 | 0 | 2019-11-23 | -2.3 | 20.3 | 0 | 2018-11-23 | -5.6 | 23.6 | 0 | 2017-11-23 | -1 | 19 | 0 | 2016-11-23 | -2.6 | 20.6 | 0 | 18.55 | 0
2025-11-23 | 2.8 | 15.2 | 0 | 2024-11-23 | 4.2 | 13.8 | 0 | 2023-11-23 | 3.7 | 14.3 | 0 | 2022-11-23 | -1.8 | 19.8 | 0 | 2021-11-23 | -2.4 | 20.4 | 0 | 2020-11-23 | -1.1 | 19.1 | 0 | 2019-11-23 | -2.2 | 20.2 | 0 | 2018-11-23 | -5.2 | 23.2 | 0 | 2017-11-23 | -1 | 19 | 0 | 2016-11-23 | -2.6 | 20.6 | 0 | 18.56 | 0
2025-11-23 | 3 | 15 | 0 | 2024-11-23 | 3.7 | 14.3 | 0 | 2023-11-23 | 3.8 | 14.2 | 0 | 2022-11-23 | -1.3 | 19.3 | 0 | 2021-11-23 | -3.1 | 21.1 | 0 | 2020-11-23 | -3.6 | 21.6 | 0 | 2019-11-23 | -2.2 | 20.2 | 0 | 2018-11-23 | -5 | 23 | 0 | 2017-11-23 | -1 | 19 | 0 | 2016-11-23 | -2.4 | 20.4 | 0 | 18.81 | 0
2025-11-23 | 3.6 | 14.4 | 0 | 2024-11-23 | 2.4 | 15.6 | 0 | 2023-11-23 | 4 | 14 | 0 | 2022-11-23 | -2.7 | 20.7 | 0 | 2021-11-23 | -2.5 | 20.5 | 0 | 2020-11-23 | -2.2 | 20.2 | 0 | 2019-11-23 | -2.5 | 20.5 | 0 | 2018-11-23 | -4.8 | 22.8 | 0 | 2017-11-23 | -0.9 | 18.9 | 0 | 2016-11-23 | -2.6 | 20.6 | 0 | 18.82 | 0
2025-11-23 | 3.8 | 14.2 | 0 | 2024-11-23 | 2.8 | 15.2 | 0 | 2023-11-23 | 4.2 | 13.8 | 0 | 2022-11-23 | -2.2 | 20.2 | 0 | 2021-11-23 | -3.4 | 21.4 | 0 | 2020-11-23 | -0.4 | 18.4 | 0 | 2019-11-23 | -2.3 | 20.3 | 0 | 2018-11-23 | -4.6 | 22.6 | 0 | 2017-11-23 | -0.8 | 18.8 | 0 | 2016-11-23 | -2.4 | 20.4 | 0 | 18.53 | 0
2025-11-23 | 3.9 | 14.1 | 0 | 2024-11-23 | 3.4 | 14.6 | 0 | 2023-11-23 | 4.3 | 13.7 | 0 | 2022-11-23 | -1.5 | 19.5 | 0 | 2021-11-23 | -3.4 | 21.4 | 0 | 2020-11-23 | -0.8 | 18.8 | 0 | 2019-11-23 | -2.6 | 20.6 | 0 | 2018-11-23 | -4 | 22 | 0 | 2017-11-23 | -0.7 | 18.7 | 0 | 2016-11-23 | -3.2 | 21.2 | 0 | 18.46 | 0
2025-11-23 | 4.1 | 13.9 | 0 | 2024-11-23 | 4.5 | 13.5 | 0 | 2023-11-23 | 4.8 | 13.2 | 0 | 2022-11-23 | -0.3 | 18.3 | 0 | 2021-11-23 | -3.1 | 21.1 | 0 | 2020-11-23 | 0 | 18 | 0 | 2019-11-23 | -2 | 20 | 0 | 2018-11-23 | -3.8 | 21.8 | 0 | 2017-11-23 | -0.2 | 18.2 | 0 | 2016-11-23 | -2.5 | 20.5 | 0 | 17.85 | 0
2025-11-23 | 5 | 13 | 0 | 2024-11-23 | 5.9 | 12.1 | 0 | 2023-11-23 | 5.2 | 12.8 | 0 | 2022-11-23 | 1.6 | 16.4 | 0 | 2021-11-23 | -1.2 | 19.2 | 0 | 2020-11-23 | 0.5 | 17.5 | 0 | 2019-11-23 | -0.4 | 18.4 | 0 | 2018-11-23 | -2.8 | 20.8 | 0 | 2017-11-23 | 0.4 | 17.6 | 0 | 2016-11-23 | -2.2 | 20.2 | 0 | 16.8 | 0
2025-11-23 | 6.7 | 11.3 | 0 | 2024-11-23 | 7.3 | 10.7 | 0 | 2023-11-23 | 5.5 | 12.5 | 0 | 2022-11-23 | 3.9 | 14.1 | 0 | 2021-11-23 | 0.2 | 17.8 | 0 | 2020-11-23 | 0.9 | 17.1 | 0 | 2019-11-23 | 1.9 | 16.1 | 0 | 2018-11-23 | -1.7 | 19.7 | 0 | 2017-11-23 | 1 | 17 | 0 | 2016-11-23 | -1.6 | 19.6 | 0 | 15.59 | 0
2025-11-23 | 8.2 | 9.8 | 0 | 2024-11-23 | 8.2 | 9.8 | 0 | 2023-11-23 | 5.8 | 12.2 | 0 | 2022-11-23 | 6.1 | 11.9 | 0 | 2021-11-23 | 1.5 | 16.5 | 0 | 2020-11-23 | 1.5 | 16.5 | 0 | 2019-11-23 | 3.8 | 14.2 | 0 | 2018-11-23 | -0.3 | 18.3 | 0 | 2017-11-23 | 1.6 | 16.4 | 0 | 2016-11-23 | -1.1 | 19.1 | 0 | 14.47 | 0
2025-11-23 | 9.3 | 8.7 | 0 | 2024-11-23 | 8.4 | 9.6 | 0 | 2023-11-23 | 6 | 12 | 0 | 2022-11-23 | 7.2 | 10.8 | 0 | 2021-11-23 | 2.6 | 15.4 | 0 | 2020-11-23 | 1.9 | 16.1 | 0 | 2019-11-23 | 4.9 | 13.1 | 0 | 2018-11-23 | 0.9 | 17.1 | 0 | 2017-11-23 | 2.3 | 15.7 | 0 | 2016-11-23 | -0.8 | 18.8 | 0 | 13.73 | 0
2025-11-23 | 9.6 | 8.4 | 0 | 2024-11-23 | 8.2 | 9.8 | 0 | 2023-11-23 | 6.2 | 11.8 | 0 | 2022-11-23 | 7.5 | 10.5 | 0 | 2021-11-23 | 3.3 | 14.7 | 0 | 2020-11-23 | 1.9 | 16.1 | 0 | 2019-11-23 | 5.3 | 12.7 | 0 | 2018-11-23 | 1.4 | 16.6 | 0 | 2017-11-23 | 2.6 | 15.4 | 0 | 2016-11-23 | -0.3 | 18.3 | 0 | 13.43 | 0
2025-11-23 | 7.9 | 10.1 | 0 | 2024-11-23 | 9.3 | 8.7 | 0 | 2023-11-23 | 6.2 | 11.8 | 0 | 2022-11-23 | 7.8 | 10.2 | 0 | 2021-11-23 | 2.5 | 15.5 | 0 | 2020-11-23 | 2.4 | 15.6 | 0 | 2019-11-23 | 5.5 | 12.5 | 0 | 2018-11-23 | 1.9 | 16.1 | 0 | 2017-11-23 | 3.3 | 14.7 | 0 | 2016-11-23 | 0 | 18 | 0 | 13.32 | 0
2025-11-23 | 7.4 | 10.6 | 0 | 2024-11-23 | 7.9 | 10.1 | 0 | 2023-11-23 | 6.4 | 11.6 | 0 | 2022-11-23 | 6.4 | 11.6 | 0 | 2021-11-23 | 2.7 | 15.3 | 0 | 2020-11-23 | 2.7 | 15.3 | 0 | 2019-11-23 | 5 | 13 | 0 | 2018-11-23 | 1.6 | 16.4 | 0 | 2017-11-23 | 3.3 | 14.7 | 0 | 2016-11-23 | 0.2 | 17.8 | 0 | 13.64 | 0
2025-11-23 | 7.9 | 10.1 | 0 | 2024-11-23 | 7.6 | 10.4 | 0 | 2023-11-23 | 6.5 | 11.5 | 0 | 2022-11-23 | 5.9 | 12.1 | 0 | 2021-11-23 | 2.5 | 15.5 | 0 | 2020-11-23 | 3 | 15 | 0 | 2019-11-23 | 3.9 | 14.1 | 0 | 2018-11-23 | 1.4 | 16.6 | 0 | 2017-11-23 | 2.9 | 15.1 | 0 | 2016-11-23 | -0.1 | 18.1 | 0 | 13.85 | 0
2025-11-23 | 6.2 | 11.8 | 0 | 2024-11-23 | 6.6 | 11.4 | 0 | 2023-11-23 | 6 | 12 | 0 | 2022-11-23 | 4.8 | 13.2 | 0 | 2021-11-23 | -0.2 | 18.2 | 0 | 2020-11-23 | 3.2 | 14.8 | 0 | 2019-11-23 | 3.1 | 14.9 | 0 | 2018-11-23 | 0.2 | 17.8 | 0 | 2017-11-23 | 2.5 | 15.5 | 0 | 2016-11-23 | -0.5 | 18.5 | 0 | 14.81 | 0
2025-11-23 | 6.1 | 11.9 | 0 | 2024-11-23 | 5 | 13 | 0 | 2023-11-23 | 4.9 | 13.1 | 0 | 2022-11-23 | 4.1 | 13.9 | 0 | 2021-11-23 | 0.7 | 17.3 | 0 | 2020-11-23 | 2.9 | 15.1 | 0 | 2019-11-23 | 2.9 | 15.1 | 0 | 2018-11-23 | -0.1 | 18.1 | 0 | 2017-11-23 | 2.2 | 15.8 | 0 | 2016-11-23 | -0.5 | 18.5 | 0 | 15.18 | 0
2025-11-23 | 6.2 | 11.8 | 0 | 2024-11-23 | 5.2 | 12.8 | 0 | 2023-11-23 | 3.8 | 14.2 | 0 | 2022-11-23 | 3.3 | 14.7 | 0 | 2021-11-23 | 0.8 | 17.2 | 0 | 2020-11-23 | 2.5 | 15.5 | 0 | 2019-11-23 | 2.9 | 15.1 | 0 | 2018-11-23 | 0.2 | 17.8 | 0 | 2017-11-23 | 2.3 | 15.7 | 0 | 2016-11-23 | 0 | 18 | 0 | 15.28 | 0
2025-11-23 | 6.1 | 11.9 | 0 | 2024-11-23 | 5.2 | 12.8 | 0 | 2023-11-23 | 3 | 15 | 0 | 2022-11-23 | 3.6 | 14.4 | 0 | 2021-11-23 | -0.7 | 18.7 | 0 | 2020-11-23 | 1.5 | 16.5 | 0 | 2019-11-23 | 2.9 | 15.1 | 0 | 2018-11-23 | 0.9 | 17.1 | 0 | 2017-11-23 | 2.4 | 15.6 | 0 | 2016-11-23 | 0.3 | 17.7 | 0 | 15.48 | 0
2025-11-23 | 5.5 | 12.5 | 0 | 2024-11-23 | 3.7 | 14.3 | 0 | 2023-11-23 | 2.1 | 15.9 | 0 | 2022-11-23 | 3.7 | 14.3 | 0 | 2021-11-23 | -1.3 | 19.3 | 0 | 2020-11-23 | 1.7 | 16.3 | 0 | 2019-11-23 | 2.5 | 15.5 | 0 | 2018-11-23 | 1.1 | 16.9 | 0 | 2017-11-23 | 2.3 | 15.7 | 0 | 2016-11-23 | 0.6 | 17.4 | 0 | 15.81 | 0
2025-11-23 | 5 | 13 | 0 | 2024-11-23 | 2.8 | 15.2 | 0 | 2023-11-23 | 1.7 | 16.3 | 0 | 2022-11-23 | 3.2 | 14.8 | 0 | 2021-11-23 | -0.6 | 18.6 | 0 | 2020-11-23 | 1.7 | 16.3 | 0 | 2019-11-23 | 2.7 | 15.3 | 0 | 2018-11-23 | 1.8 | 16.2 | 0 | 2017-11-23 | 2.3 | 15.7 | 0 | 2016-11-23 | 0.4 | 17.6 | 0 | 15.9 | 0
2025-11-23 | 4.3 | 13.7 | 0 | 2024-11-23 | 2.5 | 15.5 | 0 | 2023-11-23 | 1.1 | 16.9 | 0 | 2022-11-23 | 2.4 | 15.6 | 0 | 2021-11-23 | -1.2 | 19.2 | 0 | 2020-11-23 | 2.1 | 15.9 | 0 | 2019-11-23 | 2 | 16 | 0 | 2018-11-23 | 1.5 | 16.5 | 0 | 2017-11-23 | 2.4 | 15.6 | 0 | 2016-11-23 | 1.1 | 16.9 | 0 | 16.18 | 0
2025-11-24 | 4.2 | 13.8 | 0 | 2024-11-24 | 2.8 | 15.2 | 0 | 2023-11-24 | 0.7 | 17.3 | 0 | 2022-11-24 | 1.7 | 16.3 | 0 | 2021-11-24 | -1.8 | 19.8 | 0 | 2020-11-24 | 1.3 | 16.7 | 0 | 2019-11-24 | 1.6 | 16.4 | 0 | 2018-11-24 | 1.4 | 16.6 | 0 | 2017-11-24 | 2.6 | 15.4 | 0 | 2016-11-24 | 1.2 | 16.8 | 0 | 16.43 | 0
2025-11-24 | 3.1 | 14.9 | 0 | 2024-11-24 | 2 | 16 | 0 | 2023-11-24 | 0.9 | 17.1 | 0 | 2022-11-24 | 1.1 | 16.9 | 0 | 2021-11-24 | -2.1 | 20.1 | 0 | 2020-11-24 | 1 | 17 | 0 | 2019-11-24 | 0.9 | 17.1 | 0 | 2018-11-24 | 1.5 | 16.5 | 0 | 2017-11-24 | 2.6 | 15.4 | 0 | 2016-11-24 | 1.2 | 16.8 | 0 | 16.78 | 0
2025-11-24 | 1.8 | 16.2 | 0 | 2024-11-24 | 3 | 15 | 0 | 2023-11-24 | 0.7 | 17.3 | 0 | 2022-11-24 | -1.2 | 19.2 | 0 | 2021-11-24 | -1.9 | 19.9 | 0 | 2020-11-24 | 0.9 | 17.1 | 0 | 2019-11-24 | 0.9 | 17.1 | 0 | 2018-11-24 | 0.7 | 17.3 | 0 | 2017-11-24 | 2.3 | 15.7 | 0 | 2016-11-24 | 1.8 | 16.2 | 0 | 17.1 | 0
2025-11-24 | 1.1 | 16.9 | 0 | 2024-11-24 | 2.3 | 15.7 | 0 | 2023-11-24 | 0.2 | 17.8 | 0 | 2022-11-24 | 0.4 | 17.6 | 0 | 2021-11-24 | -2 | 20 | 0 | 2020-11-24 | 0.8 | 17.2 | 0 | 2019-11-24 | -0.5 | 18.5 | 0 | 2018-11-24 | 0.7 | 17.3 | 0 | 2017-11-24 | 0.9 | 17.1 | 0 | 2016-11-24 | 2 | 16 | 0 | 17.41 | 0
2025-11-24 | 0.5 | 17.5 | 0 | 2024-11-24 | 1.9 | 16.1 | 0 | 2023-11-24 | 0 | 18 | 0 | 2022-11-24 | 1 | 17 | 0 | 2021-11-24 | -2 | 20 | 0 | 2020-11-24 | -0.1 | 18.1 | 0 | 2019-11-24 | 0 | 18 | 0 | 2018-11-24 | 1 | 17 | 0 | 2017-11-24 | 1.3 | 16.7 | 0 | 2016-11-24 | 2.4 | 15.6 | 0 | 17.4 | 0
2025-11-24 | 1.1 | 16.9 | 0 | 2024-11-24 | 2 | 16 | 0 | 2023-11-24 | -0.4 | 18.4 | 0 | 2022-11-24 | 1.4 | 16.6 | 0 | 2021-11-24 | -2.5 | 20.5 | 0 | 2020-11-24 | -1 | 19 | 0 | 2019-11-24 | -1.1 | 19.1 | 0 | 2018-11-24 | 0.8 | 17.2 | 0 | 2017-11-24 | 1.9 | 16.1 | 0 | 2016-11-24 | 2.8 | 15.2 | 0 | 17.5 | 0
2025-11-24 | 1.1 | 16.9 | 0 | 2024-11-24 | 2 | 16 | 0 | 2023-11-24 | -1.8 | 19.8 | 0 | 2022-11-24 | 1.5 | 16.5 | 0 | 2021-11-24 | -1.6 | 19.6 | 0 | 2020-11-24 | -1.1 | 19.1 | 0 | 2019-11-24 | -1.7 | 19.7 | 0 | 2018-11-24 | 1.4 | 16.6 | 0 | 2017-11-24 | 1.6 | 16.4 | 0 | 2016-11-24 | 3.2 | 14.8 | 0 | 17.54 | 0
2025-11-24 | -0.3 | 18.3 | 0 | 2024-11-24 | 2.4 | 15.6 | 0 | 2023-11-24 | -2.5 | 20.5 | 0 | 2022-11-24 | 1.3 | 16.7 | 0 | 2021-11-24 | -0.1 | 18.1 | 0 | 2020-11-24 | -1.6 | 19.6 | 0 | 2019-11-24 | -2.8 | 20.8 | 0 | 2018-11-24 | 0.7 | 17.3 | 0 | 2017-11-24 | 1.8 | 16.2 | 0 | 2016-11-24 | 3 | 15 | 0 | 17.81 | 0
2025-11-24 | 0.8 | 17.2 | 0 | 2024-11-24 | 2.9 | 15.1 | 0 | 2023-11-24 | -3.1 | 21.1 | 0 | 2022-11-24 | 1.3 | 16.7 | 0 | 2021-11-24 | 0.9 | 17.1 | 0 | 2020-11-24 | -1.3 | 19.3 | 0 | 2019-11-24 | -1.5 | 19.5 | 0 | 2018-11-24 | 1.2 | 16.8 | 0 | 2017-11-24 | 1.9 | 16.1 | 0 | 2016-11-24 | 3 | 15 | 0 | 17.39 | 0
2025-11-24 | 3.7 | 14.3 | 0 | 2024-11-24 | 4.1 | 13.9 | 0 | 2023-11-24 | -2.8 | 20.8 | 0 | 2022-11-24 | 1.2 | 16.8 | 0 | 2021-11-24 | 1.8 | 16.2 | 0 | 2020-11-24 | -1.4 | 19.4 | 0 | 2019-11-24 | 0.2 | 17.8 | 0 | 2018-11-24 | 2.2 | 15.8 | 0 | 2017-11-24 | 3.5 | 14.5 | 0 | 2016-11-24 | 3.2 | 14.8 | 0 | 16.43 | 0
2025-11-24 | 5 | 13 | 0 | 2024-11-24 | 5.2 | 12.8 | 0 | 2023-11-24 | -2.7 | 20.7 | 0 | 2022-11-24 | 1.9 | 16.1 | 0 | 2021-11-24 | 4.2 | 13.8 | 0 | 2020-11-24 | -1.3 | 19.3 | 0 | 2019-11-24 | 1.7 | 16.3 | 0 | 2018-11-24 | 3.3 | 14.7 | 0 | 2017-11-24 | 6 | 12 | 0 | 2016-11-24 | 3.3 | 14.7 | 0 | 15.34 | 0
2025-11-24 | 6.4 | 11.6 | 0 | 2024-11-24 | 5.9 | 12.1 | 0 | 2023-11-24 | -1.9 | 19.9 | 0 | 2022-11-24 | 3.1 | 14.9 | 0 | 2021-11-24 | 6.7 | 11.3 | 0 | 2020-11-24 | -1.2 | 19.2 | 0 | 2019-11-24 | 2.3 | 15.7 | 0 | 2018-11-24 | 2.5 | 15.5 | 0 | 2017-11-24 | 7.5 | 10.5 | 0 | 2016-11-24 | 3.5 | 14.5 | 0 | 14.52 | 0
2025-11-24 | 6.8 | 11.2 | 0 | 2024-11-24 | 6.4 | 11.6 | 0 | 2023-11-24 | 0.2 | 17.8 | 0 | 2022-11-24 | 4.1 | 13.9 | 0 | 2021-11-24 | 7.3 | 10.7 | 0 | 2020-11-24 | -0.8 | 18.8 | 0 | 2019-11-24 | 3.8 | 14.2 | 0 | 2018-11-24 | 2.1 | 15.9 | 0 | 2017-11-24 | 9.1 | 8.9 | 0 | 2016-11-24 | 3.7 | 14.3 | 0 | 13.73 | 0
2025-11-24 | 7 | 11 | 0 | 2024-11-24 | 4.7 | 13.3 | 0 | 2023-11-24 | -0.2 | 18.2 | 0 | 2022-11-24 | 5.5 | 12.5 | 0 | 2021-11-24 | 7.8 | 10.2 | 0 | 2020-11-24 | -0.6 | 18.6 | 0 | 2019-11-24 | 5.2 | 12.8 | 0 | 2018-11-24 | 2.6 | 15.4 | 0 | 2017-11-24 | 10.8 | 7.2 | 0 | 2016-11-24 | 3.4 | 14.6 | 0 | 13.38 | 0
2025-11-24 | 7.9 | 10.1 | 0 | 2024-11-24 | 6.4 | 11.6 | 0 | 2023-11-24 | -0.1 | 18.1 | 0 | 2022-11-24 | 7.4 | 10.6 | 0 | 2021-11-24 | 8.3 | 9.7 | 0 | 2020-11-24 | -0.2 | 18.2 | 0 | 2019-11-24 | 6.3 | 11.7 | 0 | 2018-11-24 | 2.8 | 15.2 | 0 | 2017-11-24 | 11.1 | 6.9 | 0 | 2016-11-24 | 3.3 | 14.7 | 0 | 12.68 | 0
2025-11-24 | 8 | 10 | 0 | 2024-11-24 | 6.1 | 11.9 | 0 | 2023-11-24 | -0.1 | 18.1 | 0 | 2022-11-24 | 9.2 | 8.8 | 0 | 2021-11-24 | 7.2 | 10.8 | 0 | 2020-11-24 | 0.1 | 17.9 | 0 | 2019-11-24 | 6.6 | 11.4 | 0 | 2018-11-24 | 3.5 | 14.5 | 0 | 2017-11-24 | 9.8 | 8.2 | 0 | 2016-11-24 | 3.1 | 14.9 | 0 | 12.65 | 0
2025-11-24 | 7.8 | 10.2 | 0 | 2024-11-24 | 6 | 12 | 0 | 2023-11-24 | -0.4 | 18.4 | 0 | 2022-11-24 | 6.7 | 11.3 | 0 | 2021-11-24 | 6.7 | 11.3 | 0 | 2020-11-24 | -0.2 | 18.2 | 0 | 2019-11-24 | 5.6 | 12.4 | 0 | 2018-11-24 | 4.1 | 13.9 | 0 | 2017-11-24 | 9.6 | 8.4 | 0 | 2016-11-24 | 3.2 | 14.8 | 0 | 13.09 | 0
2025-11-24 | 6.2 | 11.8 | 0 | 2024-11-24 | 5.1 | 12.9 | 0 | 2023-11-24 | -1 | 19 | 0 | 2022-11-24 | 3 | 15 | 0 | 2021-11-24 | 6.5 | 11.5 | 0 | 2020-11-24 | -0.5 | 18.5 | 0 | 2019-11-24 | 4.4 | 13.6 | 0 | 2018-11-24 | 4.5 | 13.5 | 0 | 2017-11-24 | 9 | 9 | 0 | 2016-11-24 | 3.3 | 14.7 | 0 | 13.95 | 0
2025-11-24 | 5.7 | 12.3 | 0 | 2024-11-24 | 4.3 | 13.7 | 0 | 2023-11-24 | -1.4 | 19.4 | 0 | 2022-11-24 | 2.1 | 15.9 | 0 | 2021-11-24 | 6.7 | 11.3 | 0 | 2020-11-24 | 0.1 | 17.9 | 0 | 2019-11-24 | 4.2 | 13.8 | 0 | 2018-11-24 | 4.8 | 13.2 | 0 | 2017-11-24 | 8.6 | 9.4 | 0 | 2016-11-24 | 3.2 | 14.8 | 0 | 14.17 | 0
2025-11-24 | 6.1 | 11.9 | 0 | 2024-11-24 | 3.1 | 14.9 | 0 | 2023-11-24 | -2.3 | 20.3 | 0 | 2022-11-24 | 2.3 | 15.7 | 0 | 2021-11-24 | 6.7 | 11.3 | 0 | 2020-11-24 | 0.8 | 17.2 | 0 | 2019-11-24 | 3.2 | 14.8 | 0 | 2018-11-24 | 4.9 | 13.1 | 0 | 2017-11-24 | 8.5 | 9.5 | 0 | 2016-11-24 | 3.1 | 14.9 | 0 | 14.36 | 0
2025-11-24 | 6.2 | 11.8 | 0 | 2024-11-24 | 2.5 | 15.5 | 0 | 2023-11-24 | -2.8 | 20.8 | 0 | 2022-11-24 | 3.8 | 14.2 | 0 | 2021-11-24 | 6.9 | 11.1 | 0 | 2020-11-24 | 1.1 | 16.9 | 0 | 2019-11-24 | 2.7 | 15.3 | 0 | 2018-11-24 | 4.9 | 13.1 | 0 | 2017-11-24 | 9.2 | 8.8 | 0 | 2016-11-24 | 3 | 15 | 0 | 14.25 | 0
2025-11-24 | 5.4 | 12.6 | 0 | 2024-11-24 | 1.8 | 16.2 | 0 | 2023-11-24 | -3.2 | 21.2 | 0 | 2022-11-24 | 4.6 | 13.4 | 0 | 2021-11-24 | 7 | 11 | 0 | 2020-11-24 | 1.6 | 16.4 | 0 | 2019-11-24 | 2.4 | 15.6 | 0 | 2018-11-24 | 4.8 | 13.2 | 0 | 2017-11-24 | 9.6 | 8.4 | 0 | 2016-11-24 | 3.2 | 14.8 | 0 | 14.28 | 0
2025-11-24 | 5.1 | 12.9 | 0 | 2024-11-24 | 1.7 | 16.3 | 0 | 2023-11-24 | -4 | 22 | 0 | 2022-11-24 | 6.4 | 11.6 | 0 | 2021-11-24 | 6.1 | 11.9 | 0 | 2020-11-24 | 2.1 | 15.9 | 0 | 2019-11-24 | 1.8 | 16.2 | 0 | 2018-11-24 | 5 | 13 | 0 | 2017-11-24 | 9.5 | 8.5 | 0 | 2016-11-24 | 3.4 | 14.6 | 0 | 14.29 | 0
2025-11-24 | 5.2 | 12.8 | 0 | 2024-11-24 | 0.4 | 17.6 | 0 | 2023-11-24 | -3.9 | 21.9 | 0 | 2022-11-24 | 7.4 | 10.6 | 0 | 2021-11-24 | 6.4 | 11.6 | 0 | 2020-11-24 | 1 | 17 | 0 | 2019-11-24 | 1.4 | 16.6 | 0 | 2018-11-24 | 5.4 | 12.6 | 0 | 2017-11-24 | 9 | 9 | 0 | 2016-11-24 | 3.5 | 14.5 | 0 | 14.42 | 0
2025-11-25 | 5 | 13 | 0 | 2024-11-25 | 0.6 | 17.4 | 0 | 2023-11-25 | -3.3 | 21.3 | 0 | 2022-11-25 | 6.8 | 11.2 | 0 | 2021-11-25 | 7.1 | 10.9 | 0 | 2020-11-25 | 1 | 17 | 0 | 2019-11-25 | 1.3 | 16.7 | 0 | 2018-11-25 | 5.7 | 12.3 | 0 | 2017-11-25 | 9.3 | 8.7 | 0 | 2016-11-25 | 3.6 | 14.4 | 0 | 14.29 | 0
2025-11-25 | 5 | 13 | 0 | 2024-11-25 | 0.4 | 17.6 | 0 | 2023-11-25 | -3.9 | 21.9 | 0 | 2022-11-25 | 5.8 | 12.2 | 0 | 2021-11-25 | 7 | 11 | 0 | 2020-11-25 | 1.1 | 16.9 | 0 | 2019-11-25 | 2 | 16 | 0 | 2018-11-25 | 6.3 | 11.7 | 0 | 2017-11-25 | 9.2 | 8.8 | 0 | 2016-11-25 | 3.5 | 14.5 | 0 | 14.36 | 0
2025-11-25 | 4.9 | 13.1 | 0 | 2024-11-25 | 0 | 18 | 0 | 2023-11-25 | -4.7 | 22.7 | 0 | 2022-11-25 | 7.2 | 10.8 | 0 | 2021-11-25 | 6.4 | 11.6 | 0 | 2020-11-25 | 1.5 | 16.5 | 0 | 2019-11-25 | 2 | 16 | 0 | 2018-11-25 | 6.3 | 11.7 | 0 | 2017-11-25 | 9.1 | 8.9 | 0 | 2016-11-25 | 3.5 | 14.5 | 0 | 14.38 | 0
2025-11-25 | 5.1 | 12.9 | 0 | 2024-11-25 | -0.7 | 18.7 | 0 | 2023-11-25 | -3.3 | 21.3 | 0 | 2022-11-25 | 7.2 | 10.8 | 0 | 2021-11-25 | 6 | 12 | 0 | 2020-11-25 | 2.1 | 15.9 | 0 | 2019-11-25 | 2.3 | 15.7 | 0 | 2018-11-25 | 6.3 | 11.7 | 0 | 2017-11-25 | 9.4 | 8.6 | 0 | 2016-11-25 | 3.7 | 14.3 | 0 | 14.19 | 0
2025-11-25 | 5.2 | 12.8 | 0 | 2024-11-25 | 0 | 18 | 0 | 2023-11-25 | -4 | 22 | 0 | 2022-11-25 | 7.2 | 10.8 | 0 | 2021-11-25 | 5.6 | 12.4 | 0 | 2020-11-25 | 2.2 | 15.8 | 0 | 2019-11-25 | 2.4 | 15.6 | 0 | 2018-11-25 | 6.2 | 11.8 | 0 | 2017-11-25 | 9.4 | 8.6 | 0 | 2016-11-25 | 4 | 14 | 0 | 14.18 | 0
2025-11-25 | 5.1 | 12.9 | 0 | 2024-11-25 | -2.3 | 20.3 | 0 | 2023-11-25 | -3.6 | 21.6 | 0 | 2022-11-25 | 7.6 | 10.4 | 0 | 2021-11-25 | 5.5 | 12.5 | 0 | 2020-11-25 | 2.4 | 15.6 | 0 | 2019-11-25 | 2.8 | 15.2 | 0 | 2018-11-25 | 5.8 | 12.2 | 0 | 2017-11-25 | 9.3 | 8.7 | 0 | 2016-11-25 | 4.2 | 13.8 | 0 | 14.32 | 0
2025-11-25 | 5.9 | 12.1 | 0 | 2024-11-25 | -0.9 | 18.9 | 0 | 2023-11-25 | -2.4 | 20.4 | 0 | 2022-11-25 | 6.9 | 11.1 | 0 | 2021-11-25 | 5.7 | 12.3 | 0 | 2020-11-25 | 3.2 | 14.8 | 0 | 2019-11-25 | 2.3 | 15.7 | 0 | 2018-11-25 | 5.5 | 12.5 | 0 | 2017-11-25 | 9.4 | 8.6 | 0 | 2016-11-25 | 4.2 | 13.8 | 0 | 14.02 | 0
2025-11-25 | 6.1 | 11.9 | 0 | 2024-11-25 | 0.6 | 17.4 | 0 | 2023-11-25 | -3.2 | 21.2 | 0 | 2022-11-25 | 6.8 | 11.2 | 0 | 2021-11-25 | 5.8 | 12.2 | 0 | 2020-11-25 | 3.5 | 14.5 | 0 | 2019-11-25 | 3.1 | 14.9 | 0 | 2018-11-25 | 5 | 13 | 0 | 2017-11-25 | 7.8 | 10.2 | 0 | 2016-11-25 | 4.1 | 13.9 | 0 | 14.04 | 0
2025-11-25 | 6.4 | 11.6 | 0 | 2024-11-25 | 0.8 | 17.2 | 0 | 2023-11-25 | -2.9 | 20.9 | 0 | 2022-11-25 | 5.9 | 12.1 | 0 | 2021-11-25 | 5.9 | 12.1 | 0 | 2020-11-25 | 3.6 | 14.4 | 0 | 2019-11-25 | 3.5 | 14.5 | 0 | 2018-11-25 | 5.3 | 12.7 | 0 | 2017-11-25 | 7.3 | 10.7 | 0 | 2016-11-25 | 4.2 | 13.8 | 0 | 14 | 0
2025-11-25 | 6.8 | 11.2 | 0 | 2024-11-25 | 2.4 | 15.6 | 0 | 2023-11-25 | -0.1 | 18.1 | 0 | 2022-11-25 | 5.3 | 12.7 | 0 | 2021-11-25 | 6.5 | 11.5 | 0 | 2020-11-25 | 3.7 | 14.3 | 0 | 2019-11-25 | 4.6 | 13.4 | 0 | 2018-11-25 | 5.6 | 12.4 | 0 | 2017-11-25 | 7.5 | 10.5 | 0 | 2016-11-25 | 5.2 | 12.8 | 0 | 13.25 | 0
2025-11-25 | 7.6 | 10.4 | 0 | 2024-11-25 | 3.4 | 14.6 | 0 | 2023-11-25 | 0.1 | 17.9 | 0 | 2022-11-25 | 6.6 | 11.4 | 0 | 2021-11-25 | 6.9 | 11.1 | 0 | 2020-11-25 | 3.9 | 14.1 | 0 | 2019-11-25 | 5.3 | 12.7 | 0 | 2018-11-25 | 6.2 | 11.8 | 0 | 2017-11-25 | 7.9 | 10.1 | 0 | 2016-11-25 | 5.6 | 12.4 | 0 | 12.65 | 0
2025-11-25 | 8.5 | 9.5 | 0 | 2024-11-25 | 4.7 | 13.3 | 0 | 2023-11-25 | 0.8 | 17.2 | 0 | 2022-11-25 | 6.2 | 11.8 | 0 | 2021-11-25 | 7.3 | 10.7 | 0 | 2020-11-25 | 5 | 13 | 0 | 2019-11-25 | 6.2 | 11.8 | 0 | 2018-11-25 | 7.6 | 10.4 | 0 | 2017-11-25 | 9.2 | 8.8 | 0 | 2016-11-25 | 6.3 | 11.7 | 0 | 11.82 | 0
2025-11-25 | 9.4 | 8.6 | 0 | 2024-11-25 | 4.7 | 13.3 | 0 | 2023-11-25 | 1.7 | 16.3 | 0 | 2022-11-25 | 6.3 | 11.7 | 0 | 2021-11-25 | 7.4 | 10.6 | 0 | 2020-11-25 | 5.4 | 12.6 | 0 | 2019-11-25 | 7.4 | 10.6 | 0 | 2018-11-25 | 6.2 | 11.8 | 0 | 2017-11-25 | 9.8 | 8.2 | 0 | 2016-11-25 | 7.2 | 10.8 | 0 | 11.45 | 0
2025-11-25 | 9.5 | 8.5 | 0 | 2024-11-25 | 4.8 | 13.2 | 0 | 2023-11-25 | 2.4 | 15.6 | 0 | 2022-11-25 | 6.5 | 11.5 | 0 | 2021-11-25 | 6.9 | 11.1 | 0 | 2020-11-25 | 5 | 13 | 0 | 2019-11-25 | 7.7 | 10.3 | 0 | 2018-11-25 | 6 | 12 | 0 | 2017-11-25 | 8.7 | 9.3 | 0 | 2016-11-25 | 7.1 | 10.9 | 0 | 11.54 | 0
2025-11-25 | 8.4 | 9.6 | 0 | 2024-11-25 | 4.9 | 13.1 | 0 | 2023-11-25 | 3.2 | 14.8 | 0 | 2022-11-25 | 6.1 | 11.9 | 0 | 2021-11-25 | 7 | 11 | 0 | 2020-11-25 | 5.1 | 12.9 | 0 | 2019-11-25 | 7.5 | 10.5 | 0 | 2018-11-25 | 6 | 12 | 0 | 2017-11-25 | 8.2 | 9.8 | 0 | 2016-11-25 | 6.9 | 11.1 | 0 | 11.67 | 0
2025-11-25 | 7 | 11 | 0 | 2024-11-25 | 4.4 | 13.6 | 0 | 2023-11-25 | 3.2 | 14.8 | 0 | 2022-11-25 | 5.5 | 12.5 | 0 | 2021-11-25 | 6.8 | 11.2 | 0 | 2020-11-25 | 5.1 | 12.9 | 0 | 2019-11-25 | 7.2 | 10.8 | 0 | 2018-11-25 | 5.6 | 12.4 | 0 | 2017-11-25 | 7.6 | 10.4 | 0 | 2016-11-25 | 6.7 | 11.3 | 0 | 12.09 | 0
2025-11-25 | 6.4 | 11.6 | 0 | 2024-11-25 | 4.4 | 13.6 | 0 | 2023-11-25 | 2.7 | 15.3 | 0 | 2022-11-25 | 5.1 | 12.9 | 0 | 2021-11-25 | 6.7 | 11.3 | 0 | 2020-11-25 | 5.4 | 12.6 | 0 | 2019-11-25 | 7.9 | 10.1 | 0 | 2018-11-25 | 5.1 | 12.9 | 0 | 2017-11-25 | 7.1 | 10.9 | 0 | 2016-11-25 | 6.3 | 11.7 | 0 | 12.29 | 0
2025-11-25 | 6.4 | 11.6 | 0 | 2024-11-25 | 4.7 | 13.3 | 0 | 2023-11-25 | 1.7 | 16.3 | 0 | 2022-11-25 | 4.6 | 13.4 | 0 | 2021-11-25 | 6.4 | 11.6 | 0 | 2020-11-25 | 5.8 | 12.2 | 0 | 2019-11-25 | 7.2 | 10.8 | 0 | 2018-11-25 | 4.8 | 13.2 | 0 | 2017-11-25 | 5.6 | 12.4 | 0 | 2016-11-25 | 6.1 | 11.9 | 0 | 12.67 | 0
2025-11-25 | 6.5 | 11.5 | 0 | 2024-11-25 | 5 | 13 | 0 | 2023-11-25 | 1.7 | 16.3 | 0 | 2022-11-25 | 4.3 | 13.7 | 0 | 2021-11-25 | 6.3 | 11.7 | 0 | 2020-11-25 | 5.8 | 12.2 | 0 | 2019-11-25 | 7 | 11 | 0 | 2018-11-25 | 4.3 | 13.7 | 0 | 2017-11-25 | 5.2 | 12.8 | 0 | 2016-11-25 | 5.8 | 12.2 | 0 | 12.81 | 0
2025-11-25 | 6.6 | 11.4 | 0 | 2024-11-25 | 5.1 | 12.9 | 0 | 2023-11-25 | 1.6 | 16.4 | 0 | 2022-11-25 | 4.1 | 13.9 | 0 | 2021-11-25 | 6.3 | 11.7 | 0 | 2020-11-25 | 7.2 | 10.8 | 0 | 2019-11-25 | 6.8 | 11.2 | 0 | 2018-11-25 | 3.9 | 14.1 | 0 | 2017-11-25 | 5.1 | 12.9 | 0 | 2016-11-25 | 5.6 | 12.4 | 0 | 12.77 | 0
2025-11-25 | 7 | 11 | 0 | 2024-11-25 | 5.7 | 12.3 | 0 | 2023-11-25 | 1.7 | 16.3 | 0 | 2022-11-25 | 4.2 | 13.8 | 0 | 2021-11-25 | 6 | 12 | 0 | 2020-11-25 | 7.2 | 10.8 | 0 | 2019-11-25 | 5.8 | 12.2 | 0 | 2018-11-25 | 3.9 | 14.1 | 0 | 2017-11-25 | 3.7 | 14.3 | 0 | 2016-11-25 | 5.4 | 12.6 | 0 | 12.94 | 0
2025-11-25 | 7.3 | 10.7 | 0 | 2024-11-25 | 6.1 | 11.9 | 0 | 2023-11-25 | 1.6 | 16.4 | 0 | 2022-11-25 | 3.9 | 14.1 | 0 | 2021-11-25 | 5.3 | 12.7 | 0 | 2020-11-25 | 7.6 | 10.4 | 0 | 2019-11-25 | 5 | 13 | 0 | 2018-11-25 | 3.7 | 14.3 | 0 | 2017-11-25 | 3.2 | 14.8 | 0 | 2016-11-25 | 5.2 | 12.8 | 0 | 13.11 | 0
2025-11-25 | 7.5 | 10.5 | 0 | 2024-11-25 | 6.3 | 11.7 | 0 | 2023-11-25 | 1.6 | 16.4 | 0 | 2022-11-25 | 3.8 | 14.2 | 0 | 2021-11-25 | 5.1 | 12.9 | 0 | 2020-11-25 | 8 | 10 | 0 | 2019-11-25 | 5.2 | 12.8 | 0 | 2018-11-25 | 3.9 | 14.1 | 0 | 2017-11-25 | 2.7 | 15.3 | 0 | 2016-11-25 | 4.7 | 13.3 | 0 | 13.12 | 0
2025-11-25 | 7.6 | 10.4 | 0 | 2024-11-25 | 6.4 | 11.6 | 0 | 2023-11-25 | 1.7 | 16.3 | 0 | 2022-11-25 | 3.7 | 14.3 | 0 | 2021-11-25 | 4.7 | 13.3 | 0 | 2020-11-25 | 8.2 | 9.8 | 0 | 2019-11-25 | 4.4 | 13.6 | 0 | 2018-11-25 | 3.9 | 14.1 | 0 | 2017-11-25 | 1.9 | 16.1 | 0 | 2016-11-25 | 4.5 | 13.5 | 0 | 13.3 | 0
2025-11-26 | 7.5 | 10.5 | 0 | 2024-11-26 | 6.5 | 11.5 | 0 | 2023-11-26 | 0.3 | 17.7 | 0 | 2022-11-26 | 2.5 | 15.5 | 0 | 2021-11-26 | 4.1 | 13.9 | 0 | 2020-11-26 | 8.3 | 9.7 | 0 | 2019-11-26 | 4.2 | 13.8 | 0 | 2018-11-26 | 3.6 | 14.4 | 0 | 2017-11-26 | 1 | 17 | 0 | 2016-11-26 | 4.3 | 13.7 | 0 | 13.77 | 0
2025-11-26 | 7.5 | 10.5 | 0 | 2024-11-26 | 6.6 | 11.4 | 0 | 2023-11-26 | 0.5 | 17.5 | 0 | 2022-11-26 | 0.6 | 17.4 | 0 | 2021-11-26 | 3.7 | 14.3 | 0 | 2020-11-26 | 7.9 | 10.1 | 0 | 2019-11-26 | 3.9 | 14.1 | 0 | 2018-11-26 | 3.9 | 14.1 | 0 | 2017-11-26 | 0.9 | 17.1 | 0 | 2016-11-26 | 4.1 | 13.9 | 0 | 14.04 | 0
2025-11-26 | 7.5 | 10.5 | 0 | 2024-11-26 | 7 | 11 | 0 | 2023-11-26 | 0.9 | 17.1 | 0 | 2022-11-26 | 1 | 17 | 0 | 2021-11-26 | 2.7 | 15.3 | 0 | 2020-11-26 | 7.4 | 10.6 | 0 | 2019-11-26 | 4 | 14 | 0 | 2018-11-26 | 3.7 | 14.3 | 0 | 2017-11-26 | 0.9 | 17.1 | 0 | 2016-11-26 | 3.7 | 14.3 | 0 | 14.12 | 0
2025-11-26 | 7.3 | 10.7 | 0 | 2024-11-26 | 7.1 | 10.9 | 0 | 2023-11-26 | 0.8 | 17.2 | 0 | 2022-11-26 | 1.1 | 16.9 | 0 | 2021-11-26 | 1.9 | 16.1 | 0 | 2020-11-26 | 6.9 | 11.1 | 0 | 2019-11-26 | 2.5 | 15.5 | 0 | 2018-11-26 | 3.7 | 14.3 | 0 | 2017-11-26 | 0.2 | 17.8 | 0 | 2016-11-26 | 3.2 | 14.8 | 0 | 14.53 | 0
2025-11-26 | 7.3 | 10.7 | 0 | 2024-11-26 | 7.2 | 10.8 | 0 | 2023-11-26 | -0.1 | 18.1 | 0 | 2022-11-26 | 0.7 | 17.3 | 0 | 2021-11-26 | 1.1 | 16.9 | 0 | 2020-11-26 | 6.7 | 11.3 | 0 | 2019-11-26 | 4.7 | 13.3 | 0 | 2018-11-26 | 3.7 | 14.3 | 0 | 2017-11-26 | 0.8 | 17.2 | 0 | 2016-11-26 | 2.7 | 15.3 | 0 | 14.52 | 0
2025-11-26 | 7.2 | 10.8 | 0 | 2024-11-26 | 6.9 | 11.1 | 0 | 2023-11-26 | 0.3 | 17.7 | 0 | 2022-11-26 | 0.4 | 17.6 | 0 | 2021-11-26 | 0.4 | 17.6 | 0 | 2020-11-26 | 6.9 | 11.1 | 0 | 2019-11-26 | 5.4 | 12.6 | 0 | 2018-11-26 | 3.7 | 14.3 | 0 | 2017-11-26 | 1 | 17 | 0 | 2016-11-26 | 2.6 | 15.4 | 0 | 14.52 | 0
2025-11-26 | 7.5 | 10.5 | 0 | 2024-11-26 | 6.9 | 11.1 | 0 | 2023-11-26 | -0.2 | 18.2 | 0 | 2022-11-26 | 0.2 | 17.8 | 0 | 2021-11-26 | -0.3 | 18.3 | 0 | 2020-11-26 | 7.2 | 10.8 | 0 | 2019-11-26 | 4.7 | 13.3 | 0 | 2018-11-26 | 3.7 | 14.3 | 0 | 2017-11-26 | 0.7 | 17.3 | 0 | 2016-11-26 | 2.4 | 15.6 | 0 | 14.72 | 0
2025-11-26 | 8 | 10 | 0 | 2024-11-26 | 6.6 | 11.4 | 0 | 2023-11-26 | -0.9 | 18.9 | 0 | 2022-11-26 | 0.2 | 17.8 | 0 | 2021-11-26 | -0.6 | 18.6 | 0 | 2020-11-26 | 7.4 | 10.6 | 0 | 2019-11-26 | 4.6 | 13.4 | 0 | 2018-11-26 | 3.7 | 14.3 | 0 | 2017-11-26 | 0.2 | 17.8 | 0 | 2016-11-26 | 2.5 | 15.5 | 0 | 14.83 | 0
2025-11-26 | 8.8 | 9.2 | 0 | 2024-11-26 | 6.2 | 11.8 | 0 | 2023-11-26 | -0.6 | 18.6 | 0 | 2022-11-26 | 0.9 | 17.1 | 0 | 2021-11-26 | -0.9 | 18.9 | 0 | 2020-11-26 | 7.5 | 10.5 | 0 | 2019-11-26 | 4.5 | 13.5 | 0 | 2018-11-26 | 4.3 | 13.7 | 0 | 2017-11-26 | 0 | 18 | 0 | 2016-11-26 | 2.7 | 15.3 | 0 | 14.66 | 0
2025-11-26 | 8.6 | 9.4 | 0 | 2024-11-26 | 6.4 | 11.6 | 0 | 2023-11-26 | 2.3 | 15.7 | 0 | 2022-11-26 | 3 | 15 | 0 | 2021-11-26 | -0.8 | 18.8 | 0 | 2020-11-26 | 7.9 | 10.1 | 0 | 2019-11-26 | 6.3 | 11.7 | 0 | 2018-11-26 | 4.4 | 13.6 | 0 | 2017-11-26 | 0.1 | 17.9 | 0 | 2016-11-26 | 3.5 | 14.5 | 0 | 13.83 | 0
2025-11-26 | 9.7 | 8.3 | 0 | 2024-11-26 | 6.1 | 11.9 | 0 | 2023-11-26 | 4.6 | 13.4 | 0 | 2022-11-26 | 4.7 | 13.3 | 0 | 2021-11-26 | -0.5 | 18.5 | 0 | 2020-11-26 | 8.5 | 9.5 | 0 | 2019-11-26 | 7.9 | 10.1 | 0 | 2018-11-26 | 4.7 | 13.3 | 0 | 2017-11-26 | 0.4 | 17.6 | 0 | 2016-11-26 | 4.3 | 13.7 | 0 | 12.96 | 0
2025-11-26 | 10.8 | 7.2 | 0 | 2024-11-26 | 5.8 | 12.2 | 0 | 2023-11-26 | 5.5 | 12.5 | 0 | 2022-11-26 | 7.2 | 10.8 | 0 | 2021-11-26 | -0.4 | 18.4 | 0 | 2020-11-26 | 8.4 | 9.6 | 0 | 2019-11-26 | 8.8 | 9.2 | 0 | 2018-11-26 | 5.2 | 12.8 | 0 | 2017-11-26 | 0.9 | 17.1 | 0 | 2016-11-26 | 5.1 | 12.9 | 0 | 12.27 | 0
2025-11-26 | 11.1 | 6.9 | 0 | 2024-11-26 | 5.3 | 12.7 | 0 | 2023-11-26 | 6.1 | 11.9 | 0 | 2022-11-26 | 9.7 | 8.3 | 0 | 2021-11-26 | -0.5 | 18.5 | 0 | 2020-11-26 | 8.8 | 9.2 | 0 | 2019-11-26 | 9.8 | 8.2 | 0 | 2018-11-26 | 5.1 | 12.9 | 0 | 2017-11-26 | 1.5 | 16.5 | 0 | 2016-11-26 | 5.9 | 12.1 | 0 | 11.72 | 0
2025-11-26 | 8.8 | 9.2 | 0 | 2024-11-26 | 7 | 11 | 0 | 2023-11-26 | 5.4 | 12.6 | 0 | 2022-11-26 | 11.1 | 6.9 | 0 | 2021-11-26 | -0.6 | 18.6 | 0 | 2020-11-26 | 9.8 | 8.2 | 0 | 2019-11-26 | 10.2 | 7.8 | 0 | 2018-11-26 | 5.1 | 12.9 | 0 | 2017-11-26 | 1.8 | 16.2 | 0 | 2016-11-26 | 6.3 | 11.7 | 0 | 11.51 | 0
2025-11-26 | 7.5 | 10.5 | 0 | 2024-11-26 | 5.8 | 12.2 | 0 | 2023-11-26 | 5.1 | 12.9 | 0 | 2022-11-26 | 12.6 | 5.4 | 0 | 2021-11-26 | 0.2 | 17.8 | 0 | 2020-11-26 | 11 | 7 | 0 | 2019-11-26 | 10.5 | 7.5 | 0 | 2018-11-26 | 5.3 | 12.7 | 0 | 2017-11-26 | 1.4 | 16.6 | 0 | 2016-11-26 | 6 | 12 | 0 | 11.46 | 0
2025-11-26 | 5.3 | 12.7 | 0 | 2024-11-26 | 4.8 | 13.2 | 0 | 2023-11-26 | 4.5 | 13.5 | 0 | 2022-11-26 | 13.4 | 4.6 | 0 | 2021-11-26 | -0.6 | 18.6 | 0 | 2020-11-26 | 10.7 | 7.3 | 0 | 2019-11-26 | 10.4 | 7.6 | 0 | 2018-11-26 | 5.3 | 12.7 | 0 | 2017-11-26 | 1.3 | 16.7 | 0 | 2016-11-26 | 6.1 | 11.9 | 0 | 11.88 | 0
2025-11-26 | 4.7 | 13.3 | 0 | 2024-11-26 | 4.7 | 13.3 | 0 | 2023-11-26 | 4.3 | 13.7 | 0 | 2022-11-26 | 11.8 | 6.2 | 0 | 2021-11-26 | -1.1 | 19.1 | 0 | 2020-11-26 | 9.2 | 8.8 | 0 | 2019-11-26 | 9.4 | 8.6 | 0 | 2018-11-26 | 5.5 | 12.5 | 0 | 2017-11-26 | 1.3 | 16.7 | 0 | 2016-11-26 | 5.7 | 12.3 | 0 | 12.45 | 0
2025-11-26 | 3.9 | 14.1 | 0 | 2024-11-26 | 3.8 | 14.2 | 0 | 2023-11-26 | 3.7 | 14.3 | 0 | 2022-11-26 | 9.9 | 8.1 | 0 | 2021-11-26 | -2.3 | 20.3 | 0 | 2020-11-26 | 8.5 | 9.5 | 0 | 2019-11-26 | 9 | 9 | 0 | 2018-11-26 | 3.9 | 14.1 | 0 | 2017-11-26 | 1 | 17 | 0 | 2016-11-26 | 5.2 | 12.8 | 0 | 13.34 | 0
2025-11-26 | 3.7 | 14.3 | 0 | 2024-11-26 | 3.7 | 14.3 | 0 | 2023-11-26 | 4.1 | 13.9 | 0 | 2022-11-26 | 8.6 | 9.4 | 0 | 2021-11-26 | -2.3 | 20.3 | 0 | 2020-11-26 | 7.8 | 10.2 | 0 | 2019-11-26 | 8.1 | 9.9 | 0 | 2018-11-26 | 3.5 | 14.5 | 0 | 2017-11-26 | 1 | 17 | 0 | 2016-11-26 | 4.3 | 13.7 | 0 | 13.75 | 0
2025-11-26 | 3.2 | 14.8 | 0 | 2024-11-26 | 2.6 | 15.4 | 0 | 2023-11-26 | 4.2 | 13.8 | 0 | 2022-11-26 | 7.3 | 10.7 | 0 | 2021-11-26 | -2.3 | 20.3 | 0 | 2020-11-26 | 7.5 | 10.5 | 0 | 2019-11-26 | 7.3 | 10.7 | 0 | 2018-11-26 | 2.9 | 15.1 | 0 | 2017-11-26 | 0.7 | 17.3 | 0 | 2016-11-26 | 3.7 | 14.3 | 0 | 14.29 | 0
2025-11-26 | 2.6 | 15.4 | 0 | 2024-11-26 | 3.3 | 14.7 | 0 | 2023-11-26 | 4.6 | 13.4 | 0 | 2022-11-26 | 6.3 | 11.7 | 0 | 2021-11-26 | -2.2 | 20.2 | 0 | 2020-11-26 | 7.4 | 10.6 | 0 | 2019-11-26 | 6.5 | 11.5 | 0 | 2018-11-26 | 2.5 | 15.5 | 0 | 2017-11-26 | 1.3 | 16.7 | 0 | 2016-11-26 | 3.4 | 14.6 | 0 | 14.43 | 0
2025-11-26 | 2.1 | 15.9 | 0 | 2024-11-26 | 3.1 | 14.9 | 0 | 2023-11-26 | 4.9 | 13.1 | 0 | 2022-11-26 | 5.5 | 12.5 | 0 | 2021-11-26 | -1.8 | 19.8 | 0 | 2020-11-26 | 7.4 | 10.6 | 0 | 2019-11-26 | 6.2 | 11.8 | 0 | 2018-11-26 | 2.3 | 15.7 | 0 | 2017-11-26 | 1.6 | 16.4 | 0 | 2016-11-26 | 3.3 | 14.7 | 0 | 14.54 | 0
2025-11-26 | 1.6 | 16.4 | 0 | 2024-11-26 | 3.1 | 14.9 | 0 | 2023-11-26 | 4.8 | 13.2 | 0 | 2022-11-26 | 4 | 14 | 0 | 2021-11-26 | -1.5 | 19.5 | 0 | 2020-11-26 | 7.1 | 10.9 | 0 | 2019-11-26 | 6.9 | 11.1 | 0 | 2018-11-26 | 2.1 | 15.9 | 0 | 2017-11-26 | 2 | 16 | 0 | 2016-11-26 | 3 | 15 | 0 | 14.69 | 0
2025-11-26 | 1.4 | 16.6 | 0 | 2024-11-26 | 3 | 15 | 0 | 2023-11-26 | 3.3 | 14.7 | 0 | 2022-11-26 | 5.8 | 12.2 | 0 | 2021-11-26 | -1.7 | 19.7 | 0 | 2020-11-26 | 7.2 | 10.8 | 0 | 2019-11-26 | 6.8 | 11.2 | 0 | 2018-11-26 | 2 | 16 | 0 | 2017-11-26 | 3 | 15 | 0 | 2016-11-26 | 2.9 | 15.1 | 0 | 14.63 | 0
2025-11-27 | 1.6 | 16.4 | 0 | 2024-11-27 | 2.2 | 15.8 | 0 | 2023-11-27 | 3.1 | 14.9 | 0 | 2022-11-27 | 6 | 12 | 0 | 2021-11-27 | -1.9 | 19.9 | 0 | 2020-11-27 | 7.2 | 10.8 | 0 | 2019-11-27 | 6.5 | 11.5 | 0 | 2018-11-27 | 2.1 | 15.9 | 0 | 2017-11-27 | 2.4 | 15.6 | 0 | 2016-11-27 | 3 | 15 | 0 | 14.78 | 0
2025-11-27 | 1.4 | 16.6 | 0 | 2024-11-27 | 1.9 | 16.1 | 0 | 2023-11-27 | 2.9 | 15.1 | 0 | 2022-11-27 | 5.4 | 12.6 | 0 | 2021-11-27 | -1.9 | 19.9 | 0 | 2020-11-27 | 6.9 | 11.1 | 0 | 2019-11-27 | 6.4 | 11.6 | 0 | 2018-11-27 | 2.3 | 15.7 | 0 | 2017-11-27 | 3.1 | 14.9 | 0 | 2016-11-27 | 2.9 | 15.1 | 0 | 14.87 | 0
2025-11-27 | 1.3 | 16.7 | 0 | 2024-11-27 | 1.9 | 16.1 | 0 | 2023-11-27 | 2.5 | 15.5 | 0 | 2022-11-27 | 5 | 13 | 0 | 2021-11-27 | -2 | 20 | 0 | 2020-11-27 | 6.9 | 11.1 | 0 | 2019-11-27 | 6.9 | 11.1 | 0 | 2018-11-27 | 2.1 | 15.9 | 0 | 2017-11-27 | 3.9 | 14.1 | 0 | 2016-11-27 | 2.8 | 15.2 | 0 | 14.87 | 0
2025-11-27 | 1.4 | 16.6 | 0 | 2024-11-27 | 1 | 17 | 0 | 2023-11-27 | 2.3 | 15.7 | 0 | 2022-11-27 | 5 | 13 | 0 | 2021-11-27 | -2.2 | 20.2 | 0 | 2020-11-27 | 7 | 11 | 0 | 2019-11-27 | 7.2 | 10.8 | 0 | 2018-11-27 | 1.6 | 16.4 | 0 | 2017-11-27 | 3.8 | 14.2 | 0 | 2016-11-27 | 2.7 | 15.3 | 0 | 15.02 | 0
2025-11-27 | 1.1 | 16.9 | 0 | 2024-11-27 | -0.1 | 18.1 | 0 | 2023-11-27 | 2.3 | 15.7 | 0 | 2022-11-27 | 5.1 | 12.9 | 0 | 2021-11-27 | -2.5 | 20.5 | 0 | 2020-11-27 | 6.9 | 11.1 | 0 | 2019-11-27 | 7.1 | 10.9 | 0 | 2018-11-27 | 1.4 | 16.6 | 0 | 2017-11-27 | 3.3 | 14.7 | 0 | 2016-11-27 | 2.7 | 15.3 | 0 | 15.27 | 0
2025-11-27 | 1 | 17 | 0 | 2024-11-27 | -1.4 | 19.4 | 0 | 2023-11-27 | 2.1 | 15.9 | 0 | 2022-11-27 | 5.6 | 12.4 | 0 | 2021-11-27 | -2.5 | 20.5 | 0 | 2020-11-27 | 6.5 | 11.5 | 0 | 2019-11-27 | 7 | 11 | 0 | 2018-11-27 | 0.8 | 17.2 | 0 | 2017-11-27 | 2.6 | 15.4 | 0 | 2016-11-27 | 3 | 15 | 0 | 15.53 | 0
2025-11-27 | 0.2 | 17.8 | 0 | 2024-11-27 | -0.8 | 18.8 | 0 | 2023-11-27 | 2 | 16 | 0 | 2022-11-27 | 5 | 13 | 0 | 2021-11-27 | -3.4 | 21.4 | 0 | 2020-11-27 | 6.3 | 11.7 | 0 | 2019-11-27 | 6.5 | 11.5 | 0 | 2018-11-27 | 0.7 | 17.3 | 0 | 2017-11-27 | 1.1 | 16.9 | 0 | 2016-11-27 | 2.6 | 15.4 | 0 | 15.98 | 0
2025-11-27 | 0.2 | 17.8 | 0 | 2024-11-27 | 0.2 | 17.8 | 0 | 2023-11-27 | 1.8 | 16.2 | 0 | 2022-11-27 | 4.8 | 13.2 | 0 | 2021-11-27 | -3.1 | 21.1 | 0 | 2020-11-27 | 6.3 | 11.7 | 0 | 2019-11-27 | 6.2 | 11.8 | 0 | 2018-11-27 | 0.4 | 17.6 | 0 | 2017-11-27 | 0.2 | 17.8 | 0 | 2016-11-27 | 2.4 | 15.6 | 0 | 16.06 | 0
2025-11-27 | 1.2 | 16.8 | 0 | 2024-11-27 | -0.5 | 18.5 | 0 | 2023-11-27 | 1.7 | 16.3 | 0 | 2022-11-27 | 4.9 | 13.1 | 0 | 2021-11-27 | -2.9 | 20.9 | 0 | 2020-11-27 | 6.2 | 11.8 | 0 | 2019-11-27 | 5.8 | 12.2 | 0 | 2018-11-27 | 0.2 | 17.8 | 0 | 2017-11-27 | -0.1 | 18.1 | 0 | 2016-11-27 | 1.1 | 16.9 | 0 | 16.24 | 0
2025-11-27 | 1.6 | 16.4 | 0 | 2024-11-27 | 0.7 | 17.3 | 0 | 2023-11-27 | 1.8 | 16.2 | 0 | 2022-11-27 | 5.4 | 12.6 | 0 | 2021-11-27 | -1.6 | 19.6 | 0 | 2020-11-27 | 6.5 | 11.5 | 0 | 2019-11-27 | 5.9 | 12.1 | 0 | 2018-11-27 | 0.4 | 17.6 | 0 | 2017-11-27 | 0.4 | 17.6 | 0 | 2016-11-27 | 2.8 | 15.2 | 0 | 15.61 | 0
2025-11-27 | 2.2 | 15.8 | 0 | 2024-11-27 | 1.9 | 16.1 | 0 | 2023-11-27 | 1.8 | 16.2 | 0 | 2022-11-27 | 5.7 | 12.3 | 0 | 2021-11-27 | -0.9 | 18.9 | 0 | 2020-11-27 | 6.9 | 11.1 | 0 | 2019-11-27 | 5.7 | 12.3 | 0 | 2018-11-27 | 0.8 | 17.2 | 0 | 2017-11-27 | 1.1 | 16.9 | 0 | 2016-11-27 | 4.5 | 13.5 | 0 | 15.03 | 0
2025-11-27 | 2.8 | 15.2 | 0 | 2024-11-27 | 3.1 | 14.9 | 0 | 2023-11-27 | 2.9 | 15.1 | 0 | 2022-11-27 | 6 | 12 | 0 | 2021-11-27 | -0.3 | 18.3 | 0 | 2020-11-27 | 7.2 | 10.8 | 0 | 2019-11-27 | 6.2 | 11.8 | 0 | 2018-11-27 | 1 | 17 | 0 | 2017-11-27 | 1.4 | 16.6 | 0 | 2016-11-27 | 5.6 | 12.4 | 0 | 14.41 | 0
2025-11-27 | 2.4 | 15.6 | 0 | 2024-11-27 | 4 | 14 | 0 | 2023-11-27 | 1.6 | 16.4 | 0 | 2022-11-27 | 5.6 | 12.4 | 0 | 2021-11-27 | 0.4 | 17.6 | 0 | 2020-11-27 | 7.5 | 10.5 | 0 | 2019-11-27 | 6.2 | 11.8 | 0 | 2018-11-27 | 1.1 | 16.9 | 0 | 2017-11-27 | 2.3 | 15.7 | 0 | 2016-11-27 | 6.6 | 11.4 | 0 | 14.23 | 0
2025-11-27 | 1.5 | 16.5 | 0 | 2024-11-27 | 4.3 | 13.7 | 0 | 2023-11-27 | 0.7 | 17.3 | 0 | 2022-11-27 | 5 | 13 | 0 | 2021-11-27 | 0.5 | 17.5 | 0 | 2020-11-27 | 7.3 | 10.7 | 0 | 2019-11-27 | 6.7 | 11.3 | 0 | 2018-11-27 | 1.2 | 16.8 | 0 | 2017-11-27 | 2.9 | 15.1 | 0 | 2016-11-27 | 7.1 | 10.9 | 0 | 14.28 | 0
2025-11-27 | 0.6 | 17.4 | 0 | 2024-11-27 | 4.9 | 13.1 | 0 | 2023-11-27 | 0.6 | 17.4 | 0 | 2022-11-27 | 5 | 13 | 0 | 2021-11-27 | 0.7 | 17.3 | 0 | 2020-11-27 | 7.2 | 10.8 | 0 | 2019-11-27 | 8.1 | 9.9 | 0 | 2018-11-27 | 1.1 | 16.9 | 0 | 2017-11-27 | 3 | 15 | 0 | 2016-11-27 | 7.4 | 10.6 | 0 | 14.14 | 0
2025-11-27 | 0.4 | 17.6 | 0 | 2024-11-27 | 3.5 | 14.5 | 0 | 2023-11-27 | 0.4 | 17.6 | 0 | 2022-11-27 | 5 | 13 | 0 | 2021-11-27 | 1.2 | 16.8 | 0 | 2020-11-27 | 7 | 11 | 0 | 2019-11-27 | 9.5 | 8.5 | 0 | 2018-11-27 | 0.9 | 17.1 | 0 | 2017-11-27 | 2.5 | 15.5 | 0 | 2016-11-27 | 6.9 | 11.1 | 0 | 14.27 | 0
2025-11-27 | 0.7 | 17.3 | 0 | 2024-11-27 | 2.9 | 15.1 | 0 | 2023-11-27 | -0.5 | 18.5 | 0 | 2022-11-27 | 4.9 | 13.1 | 0 | 2021-11-27 | 0.8 | 17.2 | 0 | 2020-11-27 | 6.6 | 11.4 | 0 | 2019-11-27 | 9.7 | 8.3 | 0 | 2018-11-27 | 0.5 | 17.5 | 0 | 2017-11-27 | 1.6 | 16.4 | 0 | 2016-11-27 | 7 | 11 | 0 | 14.58 | 0
2025-11-27 | 0.3 | 17.7 | 0 | 2024-11-27 | 1.8 | 16.2 | 0 | 2023-11-27 | -1 | 19 | 0 | 2022-11-27 | 4.4 | 13.6 | 0 | 2021-11-27 | -0.7 | 18.7 | 0 | 2020-11-27 | 6.3 | 11.7 | 0 | 2019-11-27 | 8.6 | 9.4 | 0 | 2018-11-27 | 0.4 | 17.6 | 0 | 2017-11-27 | 0.6 | 17.4 | 0 | 2016-11-27 | 5.7 | 12.3 | 0 | 15.36 | 0
2025-11-27 | 0 | 18 | 0 | 2024-11-27 | 2.1 | 15.9 | 0 | 2023-11-27 | -2.5 | 20.5 | 0 | 2022-11-27 | 4.8 | 13.2 | 0 | 2021-11-27 | -2.2 | 20.2 | 0 | 2020-11-27 | 6.1 | 11.9 | 0 | 2019-11-27 | 7.8 | 10.2 | 0 | 2018-11-27 | -0.1 | 18.1 | 0 | 2017-11-27 | 1.1 | 16.9 | 0 | 2016-11-27 | 6.5 | 11.5 | 0 | 15.64 | 0
2025-11-27 | -0.3 | 18.3 | 0 | 2024-11-27 | 2.1 | 15.9 | 0 | 2023-11-27 | -2.7 | 20.7 | 0 | 2022-11-27 | 4.3 | 13.7 | 0 | 2021-11-27 | -1.6 | 19.6 | 0 | 2020-11-27 | 5.9 | 12.1 | 0 | 2019-11-27 | 6.6 | 11.4 | 0 | 2018-11-27 | -0.8 | 18.8 | 0 | 2017-11-27 | 0.8 | 17.2 | 0 | 2016-11-27 | 6.4 | 11.6 | 0 | 15.93 | 0
2025-11-27 | 0.1 | 17.9 | 0 | 2024-11-27 | 1.2 | 16.8 | 0 | 2023-11-27 | -2.3 | 20.3 | 0 | 2022-11-27 | 4.2 | 13.8 | 0 | 2021-11-27 | -1.3 | 19.3 | 0 | 2020-11-27 | 5.6 | 12.4 | 0 | 2019-11-27 | 6 | 12 | 0 | 2018-11-27 | -1 | 19 | 0 | 2017-11-27 | 0.2 | 17.8 | 0 | 2016-11-27 | 6.1 | 11.9 | 0 | 16.12 | 0
2025-11-27 | -0.3 | 18.3 | 0 | 2024-11-27 | 1 | 17 | 0 | 2023-11-27 | -2.7 | 20.7 | 0 | 2022-11-27 | 3.5 | 14.5 | 0 | 2021-11-27 | -1 | 19 | 0 | 2020-11-27 | 5.5 | 12.5 | 0 | 2019-11-27 | 5.1 | 12.9 | 0 | 2018-11-27 | -1.1 | 19.1 | 0 | 2017-11-27 | -0.5 | 18.5 | 0 | 2016-11-27 | 5.9 | 12.1 | 0 | 16.46 | 0
2025-11-27 | -0.3 | 18.3 | 0 | 2024-11-27 | 1.8 | 16.2 | 0 | 2023-11-27 | -3 | 21 | 0 | 2022-11-27 | 2.8 | 15.2 | 0 | 2021-11-27 | -0.7 | 18.7 | 0 | 2020-11-27 | 5.4 | 12.6 | 0 | 2019-11-27 | 4.8 | 13.2 | 0 | 2018-11-27 | -1.2 | 19.2 | 0 | 2017-11-27 | -0.8 | 18.8 | 0 | 2016-11-27 | 4.7 | 13.3 | 0 | 16.65 | 0
2025-11-27 | -0.5 | 18.5 | 0 | 2024-11-27 | 1.9 | 16.1 | 0 | 2023-11-27 | -3.2 | 21.2 | 0 | 2022-11-27 | 3 | 15 | 0 | 2021-11-27 | -0.9 | 18.9 | 0 | 2020-11-27 | 5.6 | 12.4 | 0 | 2019-11-27 | 4.6 | 13.4 | 0 | 2018-11-27 | -1.4 | 19.4 | 0 | 2017-11-27 | 0.1 | 17.9 | 0 | 2016-11-27 | 4.2 | 13.8 | 0 | 16.66 | 0
2025-11-28 | -0.8 | 18.8 | 0 | 2024-11-28 | 1.5 | 16.5 | 0 | 2023-11-28 | -4.2 | 22.2 | 0 | 2022-11-28 | 3.4 | 14.6 | 0 | 2021-11-28 | -1.2 | 19.2 | 0 | 2020-11-28 | 5.2 | 12.8 | 0 | 2019-11-28 | 4.8 | 13.2 | 0 | 2018-11-28 | -1.6 | 19.6 | 0 | 2017-11-28 | 0.8 | 17.2 | 0 | 2016-11-28 | 3.6 | 14.4 | 0 | 16.85 | 0
2025-11-28 | -0.9 | 18.9 | 0 | 2024-11-28 | 2.1 | 15.9 | 0 | 2023-11-28 | -4.5 | 22.5 | 0 | 2022-11-28 | 3.9 | 14.1 | 0 | 2021-11-28 | -1.4 | 19.4 | 0 | 2020-11-28 | 4.9 | 13.1 | 0 | 2019-11-28 | 4.5 | 13.5 | 0 | 2018-11-28 | -1.6 | 19.6 | 0 | 2017-11-28 | 0.8 | 17.2 | 0 | 2016-11-28 | 3.3 | 14.7 | 0 | 16.89 | 0
2025-11-28 | -1.1 | 19.1 | 0 | 2024-11-28 | 1.8 | 16.2 | 0 | 2023-11-28 | -4 | 22 | 0 | 2022-11-28 | 4 | 14 | 0 | 2021-11-28 | -1.8 | 19.8 | 0 | 2020-11-28 | 4.4 | 13.6 | 0 | 2019-11-28 | 5.1 | 12.9 | 0 | 2018-11-28 | -1.5 | 19.5 | 0 | 2017-11-28 | 1.2 | 16.8 | 0 | 2016-11-28 | 3.7 | 14.3 | 0 | 16.82 | 0
2025-11-28 | -0.7 | 18.7 | 0 | 2024-11-28 | 1.7 | 16.3 | 0 | 2023-11-28 | -4.4 | 22.4 | 0 | 2022-11-28 | 3.4 | 14.6 | 0 | 2021-11-28 | -1.8 | 19.8 | 0 | 2020-11-28 | 4.8 | 13.2 | 0 | 2019-11-28 | 5.7 | 12.3 | 0 | 2018-11-28 | -1.7 | 19.7 | 0 | 2017-11-28 | 0.9 | 17.1 | 0 | 2016-11-28 | 3.7 | 14.3 | 0 | 16.84 | 0
2025-11-28 | -1.3 | 19.3 | 0 | 2024-11-28 | 1 | 17 | 0 | 2023-11-28 | -5.2 | 23.2 | 0 | 2022-11-28 | 2.8 | 15.2 | 0 | 2021-11-28 | -2 | 20 | 0 | 2020-11-28 | 4.3 | 13.7 | 0 | 2019-11-28 | 4.1 | 13.9 | 0 | 2018-11-28 | -1.3 | 19.3 | 0 | 2017-11-28 | 1.4 | 16.6 | 0 | 2016-11-28 | 3 | 15 | 0 | 17.32 | 0
2025-11-28 | -0.6 | 18.6 | 0 | 2024-11-28 | 0.8 | 17.2 | 0 | 2023-11-28 | -5.4 | 23.4 | 0 | 2022-11-28 | 2.2 | 15.8 | 0 | 2021-11-28 | -2 | 20 | 0 | 2020-11-28 | 3.4 | 14.6 | 0 | 2019-11-28 | 3.1 | 14.9 | 0 | 2018-11-28 | -1.3 | 19.3 | 0 | 2017-11-28 | 1.6 | 16.4 | 0 | 2016-11-28 | 2.9 | 15.1 | 0 | 17.53 | 0
2025-11-28 | -0.5 | 18.5 | 0 | 2024-11-28 | 0.6 | 17.4 | 0 | 2023-11-28 | -5.4 | 23.4 | 0 | 2022-11-28 | 1.4 | 16.6 | 0 | 2021-11-28 | -1.7 | 19.7 | 0 | 2020-11-28 | 3.8 | 14.2 | 0 | 2019-11-28 | 2.4 | 15.6 | 0 | 2018-11-28 | -1.2 | 19.2 | 0 | 2017-11-28 | 1.6 | 16.4 | 0 | 2016-11-28 | 3.5 | 14.5 | 0 | 17.55 | 0
2025-11-28 | -0.7 | 18.7 | 0 | 2024-11-28 | 0.6 | 17.4 | 0 | 2023-11-28 | -5.6 | 23.6 | 0 | 2022-11-28 | 0.6 | 17.4 | 0 | 2021-11-28 | -1.9 | 19.9 | 0 | 2020-11-28 | 3.3 | 14.7 | 0 | 2019-11-28 | 2 | 16 | 0 | 2018-11-28 | -1.1 | 19.1 | 0 | 2017-11-28 | 1.9 | 16.1 | 0 | 2016-11-28 | 3.9 | 14.1 | 0 | 17.7 | 0
2025-11-28 | -0.8 | 18.8 | 0 | 2024-11-28 | 1 | 17 | 0 | 2023-11-28 | -5.1 | 23.1 | 0 | 2022-11-28 | 0.4 | 17.6 | 0 | 2021-11-28 | -2 | 20 | 0 | 2020-11-28 | 1.9 | 16.1 | 0 | 2019-11-28 | 1.6 | 16.4 | 0 | 2018-11-28 | -1 | 19 | 0 | 2017-11-28 | 3 | 15 | 0 | 2016-11-28 | 3.9 | 14.1 | 0 | 17.71 | 0
2025-11-28 | -0.5 | 18.5 | 0 | 2024-11-28 | 1.6 | 16.4 | 0 | 2023-11-28 | -3.6 | 21.6 | 0 | 2022-11-28 | 1.4 | 16.6 | 0 | 2021-11-28 | -2 | 20 | 0 | 2020-11-28 | 3.5 | 14.5 | 0 | 2019-11-28 | 1.9 | 16.1 | 0 | 2018-11-28 | -0.4 | 18.4 | 0 | 2017-11-28 | 5.4 | 12.6 | 0 | 2016-11-28 | 5.2 | 12.8 | 0 | 16.75 | 0
2025-11-28 | -0.2 | 18.2 | 0 | 2024-11-28 | 1.8 | 16.2 | 0 | 2023-11-28 | -2.8 | 20.8 | 0 | 2022-11-28 | 1.6 | 16.4 | 0 | 2021-11-28 | -1.9 | 19.9 | 0 | 2020-11-28 | 4.8 | 13.2 | 0 | 2019-11-28 | 1.7 | 16.3 | 0 | 2018-11-28 | 0.4 | 17.6 | 0 | 2017-11-28 | 8.5 | 9.5 | 0 | 2016-11-28 | 6 | 12 | 0 | 16.01 | 0
2025-11-28 | 1 | 17 | 0 | 2024-11-28 | 3.3 | 14.7 | 0 | 2023-11-28 | -1.9 | 19.9 | 0 | 2022-11-28 | 1.4 | 16.6 | 0 | 2021-11-28 | -1.6 | 19.6 | 0 | 2020-11-28 | 5.5 | 12.5 | 0 | 2019-11-28 | 1.2 | 16.8 | 0 | 2018-11-28 | 1.2 | 16.8 | 0 | 2017-11-28 | 13.2 | 4.8 | 0 | 2016-11-28 | 6.7 | 11.3 | 0 | 15 | 0
2025-11-28 | 1.8 | 16.2 | 0 | 2024-11-28 | 5.6 | 12.4 | 0 | 2023-11-28 | -1.9 | 19.9 | 0 | 2022-11-28 | 1.7 | 16.3 | 0 | 2021-11-28 | -1.6 | 19.6 | 0 | 2020-11-28 | 6.1 | 11.9 | 0 | 2019-11-28 | 0.9 | 17.1 | 0 | 2018-11-28 | 1.6 | 16.4 | 0 | 2017-11-28 | 15.3 | 2.7 | 0 | 2016-11-28 | 6.8 | 11.2 | 0 | 14.37 | 0
2025-11-28 | 2 | 16 | 0 | 2024-11-28 | 5.3 | 12.7 | 0 | 2023-11-28 | -2.1 | 20.1 | 0 | 2022-11-28 | 1.8 | 16.2 | 0 | 2021-11-28 | -1.4 | 19.4 | 0 | 2020-11-28 | 6.7 | 11.3 | 0 | 2019-11-28 | 1.3 | 16.7 | 0 | 2018-11-28 | 2.3 | 15.7 | 0 | 2017-11-28 | 16.4 | 1.6 | 0 | 2016-11-28 | 7 | 11 | 0 | 14.07 | 0
2025-11-28 | 1.5 | 16.5 | 0 | 2024-11-28 | 4.6 | 13.4 | 0 | 2023-11-28 | -1.5 | 19.5 | 0 | 2022-11-28 | 1.8 | 16.2 | 0 | 2021-11-28 | -1.3 | 19.3 | 0 | 2020-11-28 | 6.9 | 11.1 | 0 | 2019-11-28 | 1.3 | 16.7 | 0 | 2018-11-28 | 2.5 | 15.5 | 0 | 2017-11-28 | 16.9 | 1.1 | 0 | 2016-11-28 | 7 | 11 | 0 | 14.03 | 0
2025-11-28 | 1.4 | 16.6 | 0 | 2024-11-28 | 4.3 | 13.7 | 0 | 2023-11-28 | -1.6 | 19.6 | 0 | 2022-11-28 | 1.9 | 16.1 | 0 | 2021-11-28 | -1.3 | 19.3 | 0 | 2020-11-28 | 6.5 | 11.5 | 0 | 2019-11-28 | 0.1 | 17.9 | 0 | 2018-11-28 | 3.3 | 14.7 | 0 | 2017-11-28 | 16.6 | 1.4 | 0 | 2016-11-28 | 6.8 | 11.2 | 0 | 14.2 | 0
2025-11-28 | 0.6 | 17.4 | 0 | 2024-11-28 | 3.9 | 14.1 | 0 | 2023-11-28 | -2.1 | 20.1 | 0 | 2022-11-28 | 1.4 | 16.6 | 0 | 2021-11-28 | -1.2 | 19.2 | 0 | 2020-11-28 | 6.2 | 11.8 | 0 | 2019-11-28 | -0.3 | 18.3 | 0 | 2018-11-28 | 2.6 | 15.4 | 0 | 2017-11-28 | 15.8 | 2.2 | 0 | 2016-11-28 | 6.8 | 11.2 | 0 | 14.63 | 0
2025-11-28 | -0.2 | 18.2 | 0 | 2024-11-28 | 3.1 | 14.9 | 0 | 2023-11-28 | -3 | 21 | 0 | 2022-11-28 | 1.4 | 16.6 | 0 | 2021-11-28 | -1.5 | 19.5 | 0 | 2020-11-28 | 5 | 13 | 0 | 2019-11-28 | -1.2 | 19.2 | 0 | 2018-11-28 | 2 | 16 | 0 | 2017-11-28 | 15.1 | 2.9 | 0 | 2016-11-28 | 7 | 11 | 0 | 15.23 | 0
2025-11-28 | -0.9 | 18.9 | 0 | 2024-11-28 | 2.8 | 15.2 | 0 | 2023-11-28 | -3.5 | 21.5 | 0 | 2022-11-28 | 1.5 | 16.5 | 0 | 2021-11-28 | -1.1 | 19.1 | 0 | 2020-11-28 | 4.4 | 13.6 | 0 | 2019-11-28 | -1.3 | 19.3 | 0 | 2018-11-28 | 1.7 | 16.3 | 0 | 2017-11-28 | 14.4 | 3.6 | 0 | 2016-11-28 | 7.5 | 10.5 | 0 | 15.45 | 0
2025-11-28 | -1.7 | 19.7 | 0 | 2024-11-28 | 2.3 | 15.7 | 0 | 2023-11-28 | -4.5 | 22.5 | 0 | 2022-11-28 | 1.2 | 16.8 | 0 | 2021-11-28 | -1.8 | 19.8 | 0 | 2020-11-28 | 4 | 14 | 0 | 2019-11-28 | -0.9 | 18.9 | 0 | 2018-11-28 | 1.5 | 16.5 | 0 | 2017-11-28 | 13.8 | 4.2 | 0 | 2016-11-28 | 7.8 | 10.2 | 0 | 15.83 | 0
2025-11-28 | -1.5 | 19.5 | 0 | 2024-11-28 | 1.9 | 16.1 | 0 | 2023-11-28 | -5.5 | 23.5 | 0 | 2022-11-28 | 1.3 | 16.7 | 0 | 2021-11-28 | -2.1 | 20.1 | 0 | 2020-11-28 | 3.3 | 14.7 | 0 | 2019-11-28 | -1.3 | 19.3 | 0 | 2018-11-28 | 1.6 | 16.4 | 0 | 2017-11-28 | 14.7 | 3.3 | 0 | 2016-11-28 | 8 | 10 | 0 | 15.96 | 0
2025-11-28 | -2 | 20 | 0 | 2024-11-28 | 1.8 | 16.2 | 0 | 2023-11-28 | -5.1 | 23.1 | 0 | 2022-11-28 | 1 | 17 | 0 | 2021-11-28 | -2.5 | 20.5 | 0 | 2020-11-28 | 3 | 15 | 0 | 2019-11-28 | -1.4 | 19.4 | 0 | 2018-11-28 | 1.5 | 16.5 | 0 | 2017-11-28 | 15 | 3 | 0 | 2016-11-28 | 7.6 | 10.4 | 0 | 16.11 | 0
2025-11-28 | -2.4 | 20.4 | 0 | 2024-11-28 | 1.6 | 16.4 | 0 | 2023-11-28 | -4.4 | 22.4 | 0 | 2022-11-28 | 0.9 | 17.1 | 0 | 2021-11-28 | -2.2 | 20.2 | 0 | 2020-11-28 | 2.6 | 15.4 | 0 | 2019-11-28 | -1.8 | 19.8 | 0 | 2018-11-28 | 1.1 | 16.9 | 0 | 2017-11-28 | 14.5 | 3.5 | 0 | 2016-11-28 | 7.2 | 10.8 | 0 | 16.29 | 0
2025-11-28 | -2.9 | 20.9 | 0 | 2024-11-28 | 1.5 | 16.5 | 0 | 2023-11-28 | -3.9 | 21.9 | 0 | 2022-11-28 | 1.1 | 16.9 | 0 | 2021-11-28 | -2.9 | 20.9 | 0 | 2020-11-28 | 2.5 | 15.5 | 0 | 2019-11-28 | -2.5 | 20.5 | 0 | 2018-11-28 | 0.4 | 17.6 | 0 | 2017-11-28 | 12.4 | 5.6 | 0 | 2016-11-28 | 7.1 | 10.9 | 0 | 16.72 | 0
2025-11-29 | -2.9 | 20.9 | 0 | 2024-11-29 | 1.2 | 16.8 | 0 | 2023-11-29 | -3.6 | 21.6 | 0 | 2022-11-29 | 1.2 | 16.8 | 0 | 2021-11-29 | -3.7 | 21.7 | 0 | 2020-11-29 | 2.3 | 15.7 | 0 | 2019-11-29 | -2.8 | 20.8 | 0 | 2018-11-29 | 0.9 | 17.1 | 0 | 2017-11-29 | 11.1 | 6.9 | 0 | 2016-11-29 | 6.1 | 11.9 | 0 | 17.02 | 0
2025-11-29 | -3.2 | 21.2 | 0 | 2024-11-29 | 0.9 | 17.1 | 0 | 2023-11-29 | -3.6 | 21.6 | 0 | 2022-11-29 | 1.3 | 16.7 | 0 | 2021-11-29 | -3.8 | 21.8 | 0 | 2020-11-29 | 2.8 | 15.2 | 0 | 2019-11-29 | -3 | 21 | 0 | 2018-11-29 | 1.1 | 16.9 | 0 | 2017-11-29 | 10.1 | 7.9 | 0 | 2016-11-29 | 6.7 | 11.3 | 0 | 17.07 | 0
2025-11-29 | -2.7 | 20.7 | 0 | 2024-11-29 | 0.3 | 17.7 | 0 | 2023-11-29 | -3.9 | 21.9 | 0 | 2022-11-29 | 1.4 | 16.6 | 0 | 2021-11-29 | -5.6 | 23.6 | 0 | 2020-11-29 | 2.9 | 15.1 | 0 | 2019-11-29 | -3.2 | 21.2 | 0 | 2018-11-29 | 1 | 17 | 0 | 2017-11-29 | 8.4 | 9.6 | 0 | 2016-11-29 | 7 | 11 | 0 | 17.44 | 0
2025-11-29 | -2.5 | 20.5 | 0 | 2024-11-29 | 0 | 18 | 0 | 2023-11-29 | -3.8 | 21.8 | 0 | 2022-11-29 | 1 | 17 | 0 | 2021-11-29 | -5.1 | 23.1 | 0 | 2020-11-29 | 1.5 | 16.5 | 0 | 2019-11-29 | -3.2 | 21.2 | 0 | 2018-11-29 | 0.7 | 17.3 | 0 | 2017-11-29 | 7.2 | 10.8 | 0 | 2016-11-29 | 6.2 | 11.8 | 0 | 17.8 | 0
2025-11-29 | -3.6 | 21.6 | 0 | 2024-11-29 | -1.4 | 19.4 | 0 | 2023-11-29 | -4.4 | 22.4 | 0 | 2022-11-29 | 1 | 17 | 0 | 2021-11-29 | -4 | 22 | 0 | 2020-11-29 | 1.7 | 16.3 | 0 | 2019-11-29 | -3.3 | 21.3 | 0 | 2018-11-29 | 1 | 17 | 0 | 2017-11-29 | 6.4 | 11.6 | 0 | 2016-11-29 | 6.3 | 11.7 | 0 | 18.03 | 0
2025-11-29 | -4.1 | 22.1 | 0 | 2024-11-29 | -2 | 20 | 0 | 2023-11-29 | -4.6 | 22.6 | 0 | 2022-11-29 | 1 | 17 | 0 | 2021-11-29 | -7.2 | 25.2 | 0 | 2020-11-29 | 1.6 | 16.4 | 0 | 2019-11-29 | -3.1 | 21.1 | 0 | 2018-11-29 | 1 | 17 | 0 | 2017-11-29 | 5.4 | 12.6 | 0 | 2016-11-29 | 7.2 | 10.8 | 0 | 18.48 | 0
2025-11-29 | -4.1 | 22.1 | 0 | 2024-11-29 | -2 | 20 | 0 | 2023-11-29 | -4.4 | 22.4 | 0 | 2022-11-29 | 1.3 | 16.7 | 0 | 2021-11-29 | -5.8 | 23.8 | 0 | 2020-11-29 | 1.2 | 16.8 | 0 | 2019-11-29 | -3.3 | 21.3 | 0 | 2018-11-29 | 0.9 | 17.1 | 0 | 2017-11-29 | 4.4 | 13.6 | 0 | 2016-11-29 | 7.6 | 10.4 | 0 | 18.42 | 0
2025-11-29 | -4.4 | 22.4 | 0 | 2024-11-29 | -0.9 | 18.9 | 0 | 2023-11-29 | -4.2 | 22.2 | 0 | 2022-11-29 | 1.9 | 16.1 | 0 | 2021-11-29 | -5.6 | 23.6 | 0 | 2020-11-29 | 1.3 | 16.7 | 0 | 2019-11-29 | -3.6 | 21.6 | 0 | 2018-11-29 | 0.4 | 17.6 | 0 | 2017-11-29 | 4.5 | 13.5 | 0 | 2016-11-29 | 7.9 | 10.1 | 0 | 18.27 | 0
2025-11-29 | -2.9 | 20.9 | 0 | 2024-11-29 | -0.4 | 18.4 | 0 | 2023-11-29 | -4.2 | 22.2 | 0 | 2022-11-29 | 2.3 | 15.7 | 0 | 2021-11-29 | -6.5 | 24.5 | 0 | 2020-11-29 | 1.9 | 16.1 | 0 | 2019-11-29 | -3.4 | 21.4 | 0 | 2018-11-29 | 0.6 | 17.4 | 0 | 2017-11-29 | 4.1 | 13.9 | 0 | 2016-11-29 | 8.4 | 9.6 | 0 | 18.01 | 0
2025-11-29 | -1.2 | 19.2 | 0 | 2024-11-29 | -0.2 | 18.2 | 0 | 2023-11-29 | -4.1 | 22.1 | 0 | 2022-11-29 | 3.4 | 14.6 | 0 | 2021-11-29 | -4.6 | 22.6 | 0 | 2020-11-29 | 3.5 | 14.5 | 0 | 2019-11-29 | -3.2 | 21.2 | 0 | 2018-11-29 | 0.1 | 17.9 | 0 | 2017-11-29 | 5.3 | 12.7 | 0 | 2016-11-29 | 9.9 | 8.1 | 0 | 17.11 | 0
2025-11-29 | -0.8 | 18.8 | 0 | 2024-11-29 | 0.2 | 17.8 | 0 | 2023-11-29 | -3.5 | 21.5 | 0 | 2022-11-29 | 3.9 | 14.1 | 0 | 2021-11-29 | -3 | 21 | 0 | 2020-11-29 | 5.3 | 12.7 | 0 | 2019-11-29 | -2.8 | 20.8 | 0 | 2018-11-29 | 0 | 18 | 0 | 2017-11-29 | 4.6 | 13.4 | 0 | 2016-11-29 | 11.7 | 6.3 | 0 | 16.44 | 0
2025-11-29 | -0.2 | 18.2 | 0 | 2024-11-29 | 0.6 | 17.4 | 0 | 2023-11-29 | -1.7 | 19.7 | 0 | 2022-11-29 | 4.4 | 13.6 | 0 | 2021-11-29 | -2.3 | 20.3 | 0 | 2020-11-29 | 7.5 | 10.5 | 0 | 2019-11-29 | -2.6 | 20.6 | 0 | 2018-11-29 | 0.6 | 17.4 | 0 | 2017-11-29 | 4 | 14 | 0 | 2016-11-29 | 12.2 | 5.8 | 0 | 15.75 | 0
2025-11-29 | 0.6 | 17.4 | 0 | 2024-11-29 | 1.8 | 16.2 | 0 | 2023-11-29 | -1.2 | 19.2 | 0 | 2022-11-29 | 5.1 | 12.9 | 0 | 2021-11-29 | -1.6 | 19.6 | 0 | 2020-11-29 | 9.2 | 8.8 | 0 | 2019-11-29 | -2.1 | 20.1 | 0 | 2018-11-29 | 1.2 | 16.8 | 0 | 2017-11-29 | 5.4 | 12.6 | 0 | 2016-11-29 | 12.8 | 5.2 | 0 | 14.88 | 0
2025-11-29 | 1.1 | 16.9 | 0 | 2024-11-29 | 0.8 | 17.2 | 0 | 2023-11-29 | -0.8 | 18.8 | 0 | 2022-11-29 | 5 | 13 | 0 | 2021-11-29 | -0.3 | 18.3 | 0 | 2020-11-29 | 9.8 | 8.2 | 0 | 2019-11-29 | -1.7 | 19.7 | 0 | 2018-11-29 | 1.6 | 16.4 | 0 | 2017-11-29 | 5.9 | 12.1 | 0 | 2016-11-29 | 13.5 | 4.5 | 0 | 14.51 | 0
2025-11-29 | 0.8 | 17.2 | 0 | 2024-11-29 | 0.6 | 17.4 | 0 | 2023-11-29 | -0.9 | 18.9 | 0 | 2022-11-29 | 5.4 | 12.6 | 0 | 2021-11-29 | -0.1 | 18.1 | 0 | 2020-11-29 | 10.6 | 7.4 | 0 | 2019-11-29 | -1.2 | 19.2 | 0 | 2018-11-29 | 2 | 16 | 0 | 2017-11-29 | 6.1 | 11.9 | 0 | 2016-11-29 | 13.4 | 4.6 | 0 | 14.33 | 0
2025-11-29 | 0.6 | 17.4 | 0 | 2024-11-29 | 0.5 | 17.5 | 0 | 2023-11-29 | -1.4 | 19.4 | 0 | 2022-11-29 | 5.8 | 12.2 | 0 | 2021-11-29 | 0.3 | 17.7 | 0 | 2020-11-29 | 10.3 | 7.7 | 0 | 2019-11-29 | -1.2 | 19.2 | 0 | 2018-11-29 | 1.5 | 16.5 | 0 | 2017-11-29 | 5.9 | 12.1 | 0 | 2016-11-29 | 13.6 | 4.4 | 0 | 14.41 | 0
2025-11-29 | 0.4 | 17.6 | 0 | 2024-11-29 | 0 | 18 | 0 | 2023-11-29 | -1 | 19 | 0 | 2022-11-29 | 5.9 | 12.1 | 0 | 2021-11-29 | -0.5 | 18.5 | 0 | 2020-11-29 | 10 | 8 | 0 | 2019-11-29 | -1.4 | 19.4 | 0 | 2018-11-29 | 1.3 | 16.7 | 0 | 2017-11-29 | 4.4 | 13.6 | 0 | 2016-11-29 | 13.1 | 4.9 | 0 | 14.78 | 0
2025-11-29 | 0 | 18 | 0 | 2024-11-29 | -0.7 | 18.7 | 0 | 2023-11-29 | -0.7 | 18.7 | 0 | 2022-11-29 | 5.9 | 12.1 | 0 | 2021-11-29 | -0.6 | 18.6 | 0 | 2020-11-29 | 9 | 9 | 0 | 2019-11-29 | -1.6 | 19.6 | 0 | 2018-11-29 | 0.7 | 17.3 | 0 | 2017-11-29 | 3.2 | 14.8 | 0 | 2016-11-29 | 12.3 | 5.7 | 0 | 15.25 | 0
2025-11-29 | -0.3 | 18.3 | 0 | 2024-11-29 | -1 | 19 | 0 | 2023-11-29 | -0.3 | 18.3 | 0 | 2022-11-29 | 6 | 12 | 0 | 2021-11-29 | -0.3 | 18.3 | 0 | 2020-11-29 | 7.6 | 10.4 | 0 | 2019-11-29 | -1.8 | 19.8 | 0 | 2018-11-29 | 0.6 | 17.4 | 0 | 2017-11-29 | 1.6 | 16.4 | 0 | 2016-11-29 | 11.6 | 6.4 | 0 | 15.63 | 0
2025-11-29 | -0.3 | 18.3 | 0 | 2024-11-29 | -1.3 | 19.3 | 0 | 2023-11-29 | -0.4 | 18.4 | 0 | 2022-11-29 | 6.3 | 11.7 | 0 | 2021-11-29 | 0 | 18 | 0 | 2020-11-29 | 7.2 | 10.8 | 0 | 2019-11-29 | -1.7 | 19.7 | 0 | 2018-11-29 | 0.5 | 17.5 | 0 | 2017-11-29 | 1 | 17 | 0 | 2016-11-29 | 10.4 | 7.6 | 0 | 15.83 | 0
2025-11-29 | -0.4 | 18.4 | 0 | 2024-11-29 | -1.3 | 19.3 | 0 | 2023-11-29 | -0.3 | 18.3 | 0 | 2022-11-29 | 6.5 | 11.5 | 0 | 2021-11-29 | 0.2 | 17.8 | 0 | 2020-11-29 | 6.8 | 11.2 | 0 | 2019-11-29 | -1.7 | 19.7 | 0 | 2018-11-29 | 0.4 | 17.6 | 0 | 2017-11-29 | 0.4 | 17.6 | 0 | 2016-11-29 | 9.6 | 8.4 | 0 | 15.98 | 0
2025-11-29 | -0.2 | 18.2 | 0 | 2024-11-29 | -1.6 | 19.6 | 0 | 2023-11-29 | -0.1 | 18.1 | 0 | 2022-11-29 | 6.4 | 11.6 | 0 | 2021-11-29 | -0.8 | 18.8 | 0 | 2020-11-29 | 6.8 | 11.2 | 0 | 2019-11-29 | -1.7 | 19.7 | 0 | 2018-11-29 | 0.2 | 17.8 | 0 | 2017-11-29 | 0.6 | 17.4 | 0 | 2016-11-29 | 9.2 | 8.8 | 0 | 16.12 | 0
2025-11-29 | 0.7 | 17.3 | 0 | 2024-11-29 | -1.9 | 19.9 | 0 | 2023-11-29 | -1.2 | 19.2 | 0 | 2022-11-29 | 6 | 12 | 0 | 2021-11-29 | -2.9 | 20.9 | 0 | 2020-11-29 | 6.2 | 11.8 | 0 | 2019-11-29 | -1.8 | 19.8 | 0 | 2018-11-29 | 0.1 | 17.9 | 0 | 2017-11-29 | 0.4 | 17.6 | 0 | 2016-11-29 | 8.6 | 9.4 | 0 | 16.58 | 0
2025-11-29 | 0.9 | 17.1 | 0 | 2024-11-29 | -2 | 20 | 0 | 2023-11-29 | -1.7 | 19.7 | 0 | 2022-11-29 | 5.7 | 12.3 | 0 | 2021-11-29 | -2.6 | 20.6 | 0 | 2020-11-29 | 3.8 | 14.2 | 0 | 2019-11-29 | -2.1 | 20.1 | 0 | 2018-11-29 | 0.2 | 17.8 | 0 | 2017-11-29 | -0.3 | 18.3 | 0 | 2016-11-29 | 7.6 | 10.4 | 0 | 17.05 | 0
2025-11-30 | 1.1 | 16.9 | 0 | 2024-11-30 | -2.6 | 20.6 | 0 | 2023-11-30 | -1.9 | 19.9 | 0 | 2022-11-30 | 5.5 | 12.5 | 0 | 2021-11-30 | -2.5 | 20.5 | 0 | 2020-11-30 | 5.5 | 12.5 | 0 | 2019-11-30 | -2.2 | 20.2 | 0 | 2018-11-30 | 0.2 | 17.8 | 0 | 2017-11-30 | 0.7 | 17.3 | 0 | 2016-11-30 | 7.4 | 10.6 | 0 | 16.88 | 0
2025-11-30 | -0.3 | 18.3 | 0 | 2024-11-30 | -2.2 | 20.2 | 0 | 2023-11-30 | -1.2 | 19.2 | 0 | 2022-11-30 | 5.9 | 12.1 | 0 | 2021-11-30 | -3.5 | 21.5 | 0 | 2020-11-30 | 5.2 | 12.8 | 0 | 2019-11-30 | -2.4 | 20.4 | 0 | 2018-11-30 | -0.1 | 18.1 | 0 | 2017-11-30 | 1.2 | 16.8 | 0 | 2016-11-30 | 7.4 | 10.6 | 0 | 17 | 0
2025-11-30 | -0.9 | 18.9 | 0 | 2024-11-30 | -2.1 | 20.1 | 0 | 2023-11-30 | -0.8 | 18.8 | 0 | 2022-11-30 | 5.3 | 12.7 | 0 | 2021-11-30 | -2.5 | 20.5 | 0 | 2020-11-30 | 4.3 | 13.7 | 0 | 2019-11-30 | -2.9 | 20.9 | 0 | 2018-11-30 | 0 | 18 | 0 | 2017-11-30 | 1.5 | 16.5 | 0 | 2016-11-30 | 7.4 | 10.6 | 0 | 17.07 | 0
2025-11-30 | -0.8 | 18.8 | 0 | 2024-11-30 | -2.2 | 20.2 | 0 | 2023-11-30 | -1 | 19 | 0 | 2022-11-30 | 5 | 13 | 0 | 2021-11-30 | -3.8 | 21.8 | 0 | 2020-11-30 | 4.6 | 13.4 | 0 | 2019-11-30 | -3.4 | 21.4 | 0 | 2018-11-30 | -0.1 | 18.1 | 0 | 2017-11-30 | 1.4 | 16.6 | 0 | 2016-11-30 | 6.9 | 11.1 | 0 | 17.34 | 0
2025-11-30 | -0.4 | 18.4 | 0 | 2024-11-30 | -2.8 | 20.8 | 0 | 2023-11-30 | -1.1 | 19.1 | 0 | 2022-11-30 | 5.2 | 12.8 | 0 | 2021-11-30 | -5 | 23 | 0 | 2020-11-30 | 3.9 | 14.1 | 0 | 2019-11-30 | -3.8 | 21.8 | 0 | 2018-11-30 | 0.1 | 17.9 | 0 | 2017-11-30 | 0.8 | 17.2 | 0 | 2016-11-30 | 6.5 | 11.5 | 0 | 17.66 | 0
2025-11-30 | -0.3 | 18.3 | 0 | 2024-11-30 | -2.7 | 20.7 | 0 | 2023-11-30 | -1 | 19 | 0 | 2022-11-30 | 5.9 | 12.1 | 0 | 2021-11-30 | -3 | 21 | 0 | 2020-11-30 | 3.6 | 14.4 | 0 | 2019-11-30 | -3.9 | 21.9 | 0 | 2018-11-30 | 0.2 | 17.8 | 0 | 2017-11-30 | -2.4 | 20.4 | 0 | 2016-11-30 | 6.7 | 11.3 | 0 | 17.69 | 0
2025-11-30 | -0.1 | 18.1 | 0 | 2024-11-30 | -2.9 | 20.9 | 0 | 2023-11-30 | -0.9 | 18.9 | 0 | 2022-11-30 | 6.2 | 11.8 | 0 | 2021-11-30 | -2 | 20 | 0 | 2020-11-30 | 3.6 | 14.4 | 0 | 2019-11-30 | -4.1 | 22.1 | 0 | 2018-11-30 | 0.3 | 17.7 | 0 | 2017-11-30 | 0.7 | 17.3 | 0 | 2016-11-30 | 7.1 | 10.9 | 0 | 17.21 | 0
2025-11-30 | -0.2 | 18.2 | 0 | 2024-11-30 | -2.6 | 20.6 | 0 | 2023-11-30 | -2 | 20 | 0 | 2022-11-30 | 6.8 | 11.2 | 0 | 2021-11-30 | -2 | 20 | 0 | 2020-11-30 | 3.7 | 14.3 | 0 | 2019-11-30 | -4 | 22 | 0 | 2018-11-30 | 0.4 | 17.6 | 0 | 2017-11-30 | 0.8 | 17.2 | 0 | 2016-11-30 | 7.5 | 10.5 | 0 | 17.16 | 0
2025-11-30 | 0.5 | 17.5 | 0 | 2024-11-30 | -2.4 | 20.4 | 0 | 2023-11-30 | -1 | 19 | 0 | 2022-11-30 | 7.3 | 10.7 | 0 | 2021-11-30 | -1.9 | 19.9 | 0 | 2020-11-30 | 4.6 | 13.4 | 0 | 2019-11-30 | -3.9 | 21.9 | 0 | 2018-11-30 | 0.7 | 17.3 | 0 | 2017-11-30 | 1.5 | 16.5 | 0 | 2016-11-30 | 7.6 | 10.4 | 0 | 16.7 | 0
2025-11-30 | 1.4 | 16.6 | 0 | 2024-11-30 | -1.6 | 19.6 | 0 | 2023-11-30 | 1.4 | 16.6 | 0 | 2022-11-30 | 7.8 | 10.2 | 0 | 2021-11-30 | -1.4 | 19.4 | 0 | 2020-11-30 | 5.1 | 12.9 | 0 | 2019-11-30 | -3.3 | 21.3 | 0 | 2018-11-30 | 0.5 | 17.5 | 0 | 2017-11-30 | 3 | 15 | 0 | 2016-11-30 | 8.8 | 9.2 | 0 | 15.83 | 0
2025-11-30 | 2.1 | 15.9 | 0 | 2024-11-30 | -1.2 | 19.2 | 0 | 2023-11-30 | 3.1 | 14.9 | 0 | 2022-11-30 | 8.9 | 9.1 | 0 | 2021-11-30 | -0.7 | 18.7 | 0 | 2020-11-30 | 4.8 | 13.2 | 0 | 2019-11-30 | -2.5 | 20.5 | 0 | 2018-11-30 | 0.6 | 17.4 | 0 | 2017-11-30 | 3.3 | 14.7 | 0 | 2016-11-30 | 9.6 | 8.4 | 0 | 15.2 | 0
2025-11-30 | 2.5 | 15.5 | 0 | 2024-11-30 | -0.9 | 18.9 | 0 | 2023-11-30 | 6 | 12 | 0 | 2022-11-30 | 6.1 | 11.9 | 0 | 2021-11-30 | -0.2 | 18.2 | 0 | 2020-11-30 | 4.3 | 13.7 | 0 | 2019-11-30 | -2.3 | 20.3 | 0 | 2018-11-30 | 0.7 | 17.3 | 0 | 2017-11-30 | 4.2 | 13.8 | 0 | 2016-11-30 | 9.7 | 8.3 | 0 | 14.99 | 0
2025-11-30 | 2.2 | 15.8 | 0 | 2024-11-30 | -0.5 | 18.5 | 0 | 2023-11-30 | 7.5 | 10.5 | 0 | 2022-11-30 | 4.2 | 13.8 | 0 | 2021-11-30 | 0.6 | 17.4 | 0 | 2020-11-30 | 3.9 | 14.1 | 0 | 2019-11-30 | -1.7 | 19.7 | 0 | 2018-11-30 | 1 | 17 | 0 | 2017-11-30 | 4.8 | 13.2 | 0 | 2016-11-30 | 10.7 | 7.3 | 0 | 14.73 | 0
2025-11-30 | 2.5 | 15.5 | 0 | 2024-11-30 | 0 | 18 | 0 | 2023-11-30 | 9.1 | 8.9 | 0 | 2022-11-30 | 3.6 | 14.4 | 0 | 2021-11-30 | 1.2 | 16.8 | 0 | 2020-11-30 | 3.8 | 14.2 | 0 | 2019-11-30 | -2.1 | 20.1 | 0 | 2018-11-30 | 1.3 | 16.7 | 0 | 2017-11-30 | 5.6 | 12.4 | 0 | 2016-11-30 | 10.8 | 7.2 | 0 | 14.42 | 0
2025-11-30 | 2.1 | 15.9 | 0 | 2024-11-30 | 0.1 | 17.9 | 0 | 2023-11-30 | 10.1 | 7.9 | 0 | 2022-11-30 | 2.4 | 15.6 | 0 | 2021-11-30 | 1.8 | 16.2 | 0 | 2020-11-30 | 3.6 | 14.4 | 0 | 2019-11-30 | -2.5 | 20.5 | 0 | 2018-11-30 | 1.3 | 16.7 | 0 | 2017-11-30 | 6 | 12 | 0 | 2016-11-30 | 10.9 | 7.1 | 0 | 14.42 | 0
2025-11-30 | 2 | 16 | 0 | 2024-11-30 | -0.9 | 18.9 | 0 | 2023-11-30 | 8.6 | 9.4 | 0 | 2022-11-30 | 0.9 | 17.1 | 0 | 2021-11-30 | 2.1 | 15.9 | 0 | 2020-11-30 | 3.6 | 14.4 | 0 | 2019-11-30 | -3 | 21 | 0 | 2018-11-30 | 1.4 | 16.6 | 0 | 2017-11-30 | 6.4 | 11.6 | 0 | 2016-11-30 | 11.3 | 6.7 | 0 | 14.76 | 0
2025-11-30 | 1.8 | 16.2 | 0 | 2024-11-30 | -1.3 | 19.3 | 0 | 2023-11-30 | 8.7 | 9.3 | 0 | 2022-11-30 | 0.4 | 17.6 | 0 | 2021-11-30 | 1.8 | 16.2 | 0 | 2020-11-30 | 2.9 | 15.1 | 0 | 2019-11-30 | -3.1 | 21.1 | 0 | 2018-11-30 | 1.5 | 16.5 | 0 | 2017-11-30 | 6.6 | 11.4 | 0 | 2016-11-30 | 10.9 | 7.1 | 0 | 14.98 | 0
2025-11-30 | 1.4 | 16.6 | 0 | 2024-11-30 | -1.9 | 19.9 | 0 | 2023-11-30 | 8.5 | 9.5 | 0 | 2022-11-30 | 0 | 18 | 0 | 2021-11-30 | 2.3 | 15.7 | 0 | 2020-11-30 | 2.7 | 15.3 | 0 | 2019-11-30 | -3.4 | 21.4 | 0 | 2018-11-30 | 1.5 | 16.5 | 0 | 2017-11-30 | 5.7 | 12.3 | 0 | 2016-11-30 | 10 | 8 | 0 | 15.32 | 0
2025-11-30 | 1.4 | 16.6 | 0 | 2024-11-30 | -2.6 | 20.6 | 0 | 2023-11-30 | 8.3 | 9.7 | 0 | 2022-11-30 | -0.4 | 18.4 | 0 | 2021-11-30 | 1.9 | 16.1 | 0 | 2020-11-30 | 2.5 | 15.5 | 0 | 2019-11-30 | -3.2 | 21.2 | 0 | 2018-11-30 | 1.6 | 16.4 | 0 | 2017-11-30 | 5.6 | 12.4 | 0 | 2016-11-30 | 10 | 8 | 0 | 15.49 | 0
2025-11-30 | 1.4 | 16.6 | 0 | 2024-11-30 | -3.3 | 21.3 | 0 | 2023-11-30 | 8.9 | 9.1 | 0 | 2022-11-30 | -0.3 | 18.3 | 0 | 2021-11-30 | 1.6 | 16.4 | 0 | 2020-11-30 | 1.9 | 16.1 | 0 | 2019-11-30 | -2.9 | 20.9 | 0 | 2018-11-30 | 1.4 | 16.6 | 0 | 2017-11-30 | 5.6 | 12.4 | 0 | 2016-11-30 | 9.9 | 8.1 | 0 | 15.58 | 0
2025-11-30 | 1.6 | 16.4 | 0 | 2024-11-30 | -3.6 | 21.6 | 0 | 2023-11-30 | 8.4 | 9.6 | 0 | 2022-11-30 | -1 | 19 | 0 | 2021-11-30 | 1.8 | 16.2 | 0 | 2020-11-30 | 1.8 | 16.2 | 0 | 2019-11-30 | -2.5 | 20.5 | 0 | 2018-11-30 | 1.4 | 16.6 | 0 | 2017-11-30 | 5.5 | 12.5 | 0 | 2016-11-30 | 9.8 | 8.2 | 0 | 15.68 | 0
2025-11-30 | 1.2 | 16.8 | 0 | 2024-11-30 | -3.6 | 21.6 | 0 | 2023-11-30 | 9.6 | 8.4 | 0 | 2022-11-30 | -1.4 | 19.4 | 0 | 2021-11-30 | 1.9 | 16.1 | 0 | 2020-11-30 | 1.3 | 16.7 | 0 | 2019-11-30 | -2.5 | 20.5 | 0 | 2018-11-30 | 1.1 | 16.9 | 0 | 2017-11-30 | 5.3 | 12.7 | 0 | 2016-11-30 | 10 | 8 | 0 | 15.71 | 0
2025-11-30 | 0.7 | 17.3 | 0 | 2024-11-30 | -4.1 | 22.1 | 0 | 2023-11-30 | 9.7 | 8.3 | 0 | 2022-11-30 | -1.8 | 19.8 | 0 | 2021-11-30 | 1.8 | 16.2 | 0 | 2020-11-30 | 0.7 | 17.3 | 0 | 2019-11-30 | -2.7 | 20.7 | 0 | 2018-11-30 | 0.7 | 17.3 | 0 | 2017-11-30 | 5 | 13 | 0 | 2016-11-30 | 9.5 | 8.5 | 0 | 16.05 | 0
2025-11-30 | -0.2 | 18.2 | 0 | 2024-11-30 | -4.6 | 22.6 | 0 | 2023-11-30 | 9.5 | 8.5 | 0 | 2022-11-30 | -2.5 | 20.5 | 0 | 2021-11-30 | 2.5 | 15.5 | 0 | 2020-11-30 | 0.3 | 17.7 | 0 | 2019-11-30 | -3.3 | 21.3 | 0 | 2018-11-30 | 1.1 | 16.9 | 0 | 2017-11-30 | 5.1 | 12.9 | 0 | 2016-11-30 | 9.2 | 8.8 | 0 | 16.29 | 0
2025-12-01 | -0.9 | 18.9 | 0 | 2024-12-01 | -4.2 | 22.2 | 0 | 2023-12-01 | 9.3 | 8.7 | 0 | 2022-12-01 | -2 | 20 | 0 | 2021-12-01 | 2.4 | 15.6 | 0 | 2020-12-01 | -0.4 | 18.4 | 0 | 2019-12-01 | -3.3 | 21.3 | 0 | 2018-12-01 | 1.1 | 16.9 | 0 | 2017-12-01 | 4.8 | 13.2 | 0 | 2016-12-01 | 8.3 | 9.7 | 0 | 16.49 | 0
2025-12-01 | -2 | 20 | 0 | 2024-12-01 | -4 | 22 | 0 | 2023-12-01 | 9 | 9 | 0 | 2022-12-01 | -2.3 | 20.3 | 0 | 2021-12-01 | 2.4 | 15.6 | 0 | 2020-12-01 | -0.8 | 18.8 | 0 | 2019-12-01 | -3 | 21 | 0 | 2018-12-01 | 0.7 | 17.3 | 0 | 2017-12-01 | 4.4 | 13.6 | 0 | 2016-12-01 | 7.7 | 10.3 | 0 | 16.79 | 0
2025-12-01 | -3 | 21 | 0 | 2024-12-01 | -3.7 | 21.7 | 0 | 2023-12-01 | 8.2 | 9.8 | 0 | 2022-12-01 | -2.5 | 20.5 | 0 | 2021-12-01 | 2.2 | 15.8 | 0 | 2020-12-01 | -1.1 | 19.1 | 0 | 2019-12-01 | -2.9 | 20.9 | 0 | 2018-12-01 | -0.1 | 18.1 | 0 | 2017-12-01 | 3.8 | 14.2 | 0 | 2016-12-01 | 5.9 | 12.1 | 0 | 17.32 | 0
2025-12-01 | -3.8 | 21.8 | 0 | 2024-12-01 | -3.5 | 21.5 | 0 | 2023-12-01 | 7 | 11 | 0 | 2022-12-01 | -2.1 | 20.1 | 0 | 2021-12-01 | 1.4 | 16.6 | 0 | 2020-12-01 | -1.4 | 19.4 | 0 | 2019-12-01 | -3.3 | 21.3 | 0 | 2018-12-01 | 0.5 | 17.5 | 0 | 2017-12-01 | 4.2 | 13.8 | 0 | 2016-12-01 | 4.8 | 13.2 | 0 | 17.62 | 0
2025-12-01 | -4.9 | 22.9 | 0 | 2024-12-01 | -3.5 | 21.5 | 0 | 2023-12-01 | 6.7 | 11.3 | 0 | 2022-12-01 | -2.1 | 20.1 | 0 | 2021-12-01 | 0.8 | 17.2 | 0 | 2020-12-01 | -1.7 | 19.7 | 0 | 2019-12-01 | -3.8 | 21.8 | 0 | 2018-12-01 | 0 | 18 | 0 | 2017-12-01 | 4 | 14 | 0 | 2016-12-01 | 4.1 | 13.9 | 0 | 18.04 | 0
2025-12-01 | -5.2 | 23.2 | 0 | 2024-12-01 | -3.3 | 21.3 | 0 | 2023-12-01 | 6 | 12 | 0 | 2022-12-01 | -2.2 | 20.2 | 0 | 2021-12-01 | 1.2 | 16.8 | 0 | 2020-12-01 | -1.9 | 19.9 | 0 | 2019-12-01 | -3.4 | 21.4 | 0 | 2018-12-01 | 0.7 | 17.3 | 0 | 2017-12-01 | 3.8 | 14.2 | 0 | 2016-12-01 | 5.2 | 12.8 | 0 | 17.91 | 0
2025-12-01 | -5.8 | 23.8 | 0 | 2024-12-01 | -3.7 | 21.7 | 0 | 2023-12-01 | 5.5 | 12.5 | 0 | 2022-12-01 | -2.2 | 20.2 | 0 | 2021-12-01 | 1.3 | 16.7 | 0 | 2020-12-01 | -1.9 | 19.9 | 0 | 2019-12-01 | -3.8 | 21.8 | 0 | 2018-12-01 | 0.4 | 17.6 | 0 | 2017-12-01 | 3.1 | 14.9 | 0 | 2016-12-01 | 4.7 | 13.3 | 0 | 18.24 | 0
2025-12-01 | -6.1 | 24.1 | 0 | 2024-12-01 | -4 | 22 | 0 | 2023-12-01 | 5.8 | 12.2 | 0 | 2022-12-01 | -2.2 | 20.2 | 0 | 2021-12-01 | 0.5 | 17.5 | 0 | 2020-12-01 | -2 | 20 | 0 | 2019-12-01 | -2.4 | 20.4 | 0 | 2018-12-01 | 0.7 | 17.3 | 0 | 2017-12-01 | 3.8 | 14.2 | 0 | 2016-12-01 | 4.5 | 13.5 | 0 | 18.14 | 0
2025-12-01 | -6.8 | 24.8 | 0 | 2024-12-01 | -3.8 | 21.8 | 0 | 2023-12-01 | 4.6 | 13.4 | 0 | 2022-12-01 | -2.2 | 20.2 | 0 | 2021-12-01 | -0.3 | 18.3 | 0 | 2020-12-01 | -2.1 | 20.1 | 0 | 2019-12-01 | -2.7 | 20.7 | 0 | 2018-12-01 | 0.5 | 17.5 | 0 | 2017-12-01 | 3.9 | 14.1 | 0 | 2016-12-01 | 4.4 | 13.6 | 0 | 18.45 | 0
2025-12-01 | -5.7 | 23.7 | 0 | 2024-12-01 | -3.2 | 21.2 | 0 | 2023-12-01 | 2.9 | 15.1 | 0 | 2022-12-01 | -1.1 | 19.1 | 0 | 2021-12-01 | 1.4 | 16.6 | 0 | 2020-12-01 | -1.8 | 19.8 | 0 | 2019-12-01 | -2.7 | 20.7 | 0 | 2018-12-01 | 1.6 | 16.4 | 0 | 2017-12-01 | 4.5 | 13.5 | 0 | 2016-12-01 | 4.2 | 13.8 | 0 | 17.99 | 0
2025-12-01 | -5.1 | 23.1 | 0 | 2024-12-01 | -1.8 | 19.8 | 0 | 2023-12-01 | 2.3 | 15.7 | 0 | 2022-12-01 | 0.2 | 17.8 | 0 | 2021-12-01 | 2 | 16 | 0 | 2020-12-01 | -1.7 | 19.7 | 0 | 2019-12-01 | -2.8 | 20.8 | 0 | 2018-12-01 | 2.2 | 15.8 | 0 | 2017-12-01 | 5.1 | 12.9 | 0 | 2016-12-01 | 4.2 | 13.8 | 0 | 17.54 | 0
2025-12-01 | -4.3 | 22.3 | 0 | 2024-12-01 | 0.4 | 17.6 | 0 | 2023-12-01 | 1.2 | 16.8 | 0 | 2022-12-01 | 1.4 | 16.6 | 0 | 2021-12-01 | 3.2 | 14.8 | 0 | 2020-12-01 | -1.1 | 19.1 | 0 | 2019-12-01 | -2.5 | 20.5 | 0 | 2018-12-01 | 3 | 15 | 0 | 2017-12-01 | 5.4 | 12.6 | 0 | 2016-12-01 | 5 | 13 | 0 | 16.83 | 0
2025-12-01 | -3.3 | 21.3 | 0 | 2024-12-01 | 0.4 | 17.6 | 0 | 2023-12-01 | 1.1 | 16.9 | 0 | 2022-12-01 | 0.9 | 17.1 | 0 | 2021-12-01 | 4 | 14 | 0 | 2020-12-01 | -0.8 | 18.8 | 0 | 2019-12-01 | -2.1 | 20.1 | 0 | 2018-12-01 | 2.7 | 15.3 | 0 | 2017-12-01 | 6.2 | 11.8 | 0 | 2016-12-01 | 5.7 | 12.3 | 0 | 16.52 | 0
2025-12-01 | -3.1 | 21.1 | 0 | 2024-12-01 | 0.5 | 17.5 | 0 | 2023-12-01 | 0.4 | 17.6 | 0 | 2022-12-01 | 0.8 | 17.2 | 0 | 2021-12-01 | 4.6 | 13.4 | 0 | 2020-12-01 | -1.1 | 19.1 | 0 | 2019-12-01 | -1.7 | 19.7 | 0 | 2018-12-01 | 3.1 | 14.9 | 0 | 2017-12-01 | 5.8 | 12.2 | 0 | 2016-12-01 | 5 | 13 | 0 | 16.57 | 0
2025-12-01 | -3.1 | 21.1 | 0 | 2024-12-01 | 0.4 | 17.6 | 0 | 2023-12-01 | 0.3 | 17.7 | 0 | 2022-12-01 | 0.9 | 17.1 | 0 | 2021-12-01 | 4.5 | 13.5 | 0 | 2020-12-01 | -0.7 | 18.7 | 0 | 2019-12-01 | -1.4 | 19.4 | 0 | 2018-12-01 | 3 | 15 | 0 | 2017-12-01 | 7.1 | 10.9 | 0 | 2016-12-01 | 5.6 | 12.4 | 0 | 16.34 | 0
2025-12-01 | -3.1 | 21.1 | 0 | 2024-12-01 | 0.4 | 17.6 | 0 | 2023-12-01 | 0.3 | 17.7 | 0 | 2022-12-01 | 0.6 | 17.4 | 0 | 2021-12-01 | 4.4 | 13.6 | 0 | 2020-12-01 | -0.6 | 18.6 | 0 | 2019-12-01 | -1.4 | 19.4 | 0 | 2018-12-01 | 2.8 | 15.2 | 0 | 2017-12-01 | 6.6 | 11.4 | 0 | 2016-12-01 | 5.1 | 12.9 | 0 | 16.49 | 0
2025-12-01 | -3.2 | 21.2 | 0 | 2024-12-01 | -0.8 | 18.8 | 0 | 2023-12-01 | 0.4 | 17.6 | 0 | 2022-12-01 | 0.4 | 17.6 | 0 | 2021-12-01 | 4.6 | 13.4 | 0 | 2020-12-01 | -0.5 | 18.5 | 0 | 2019-12-01 | -1.3 | 19.3 | 0 | 2018-12-01 | 2.8 | 15.2 | 0 | 2017-12-01 | 6 | 12 | 0 | 2016-12-01 | 4.8 | 13.2 | 0 | 16.68 | 0
2025-12-01 | -3 | 21 | 0 | 2024-12-01 | -2.1 | 20.1 | 0 | 2023-12-01 | 0.3 | 17.7 | 0 | 2022-12-01 | -0.1 | 18.1 | 0 | 2021-12-01 | 4.2 | 13.8 | 0 | 2020-12-01 | -0.5 | 18.5 | 0 | 2019-12-01 | -1.1 | 19.1 | 0 | 2018-12-01 | 2.9 | 15.1 | 0 | 2017-12-01 | 4.8 | 13.2 | 0 | 2016-12-01 | 4.8 | 13.2 | 0 | 16.98 | 0
2025-12-01 | -2.7 | 20.7 | 0 | 2024-12-01 | -3.5 | 21.5 | 0 | 2023-12-01 | 0.5 | 17.5 | 0 | 2022-12-01 | -0.4 | 18.4 | 0 | 2021-12-01 | 4 | 14 | 0 | 2020-12-01 | -0.1 | 18.1 | 0 | 2019-12-01 | -2 | 20 | 0 | 2018-12-01 | 2.8 | 15.2 | 0 | 2017-12-01 | 4 | 14 | 0 | 2016-12-01 | 4.8 | 13.2 | 0 | 17.26 | 0
2025-12-01 | -2.6 | 20.6 | 0 | 2024-12-01 | -3.3 | 21.3 | 0 | 2023-12-01 | 0.8 | 17.2 | 0 | 2022-12-01 | -0.5 | 18.5 | 0 | 2021-12-01 | 4 | 14 | 0 | 2020-12-01 | -0.3 | 18.3 | 0 | 2019-12-01 | -2.1 | 20.1 | 0 | 2018-12-01 | 2.5 | 15.5 | 0 | 2017-12-01 | 3.8 | 14.2 | 0 | 2016-12-01 | 4.9 | 13.1 | 0 | 17.28 | 0
2025-12-01 | -2.6 | 20.6 | 0 | 2024-12-01 | -3.2 | 21.2 | 0 | 2023-12-01 | 0.8 | 17.2 | 0 | 2022-12-01 | -0.8 | 18.8 | 0 | 2021-12-01 | 3.4 | 14.6 | 0 | 2020-12-01 | -0.8 | 18.8 | 0 | 2019-12-01 | -1.9 | 19.9 | 0 | 2018-12-01 | 2.5 | 15.5 | 0 | 2017-12-01 | 3.5 | 14.5 | 0 | 2016-12-01 | 4.7 | 13.3 | 0 | 17.44 | 0
2025-12-01 | -2.5 | 20.5 | 0 | 2024-12-01 | -4.4 | 22.4 | 0 | 2023-12-01 | 1 | 17 | 0 | 2022-12-01 | -2.1 | 20.1 | 0 | 2021-12-01 | 3.8 | 14.2 | 0 | 2020-12-01 | -1.7 | 19.7 | 0 | 2019-12-01 | -2 | 20 | 0 | 2018-12-01 | 2.8 | 15.2 | 0 | 2017-12-01 | 3 | 15 | 0 | 2016-12-01 | 4.7 | 13.3 | 0 | 17.74 | 0
2025-12-01 | -2.2 | 20.2 | 0 | 2024-12-01 | -3.1 | 21.1 | 0 | 2023-12-01 | 1 | 17 | 0 | 2022-12-01 | -2.3 | 20.3 | 0 | 2021-12-01 | 4.4 | 13.6 | 0 | 2020-12-01 | -2.1 | 20.1 | 0 | 2019-12-01 | -2.5 | 20.5 | 0 | 2018-12-01 | 2.8 | 15.2 | 0 | 2017-12-01 | 1.4 | 16.6 | 0 | 2016-12-01 | 4.8 | 13.2 | 0 | 17.78 | 0
2025-12-01 | -2.5 | 20.5 | 0 | 2024-12-01 | -2.5 | 20.5 | 0 | 2023-12-01 | 1.3 | 16.7 | 0 | 2022-12-01 | -2.8 | 20.8 | 0 | 2021-12-01 | 4.5 | 13.5 | 0 | 2020-12-01 | -1.3 | 19.3 | 0 | 2019-12-01 | -2.2 | 20.2 | 0 | 2018-12-01 | 2.8 | 15.2 | 0 | 2017-12-01 | 1.6 | 16.4 | 0 | 2016-12-01 | 4.4 | 13.6 | 0 | 17.67 | 0
2025-12-02 | -3.1 | 21.1 | 0 | 2024-12-02 | -2.6 | 20.6 | 0 | 2023-12-02 | 1.2 | 16.8 | 0 | 2022-12-02 | -3 | 21 | 0 | 2021-12-02 | 4.8 | 13.2 | 0 | 2020-12-02 | -1.4 | 19.4 | 0 | 2019-12-02 | -2.2 | 20.2 | 0 | 2018-12-02 | 3 | 15 | 0 | 2017-12-02 | 1.8 | 16.2 | 0 | 2016-12-02 | 4.8 | 13.2 | 0 | 17.67 | 0
2025-12-02 | -3.1 | 21.1 | 0 | 2024-12-02 | -3.1 | 21.1 | 0 | 2023-12-02 | 1.2 | 16.8 | 0 | 2022-12-02 | -3.1 | 21.1 | 0 | 2021-12-02 | 5 | 13 | 0 | 2020-12-02 | -1.2 | 19.2 | 0 | 2019-12-02 | -2.7 | 20.7 | 0 | 2018-12-02 | 3.2 | 14.8 | 0 | 2017-12-02 | 1.7 | 16.3 | 0 | 2016-12-02 | 4.2 | 13.8 | 0 | 17.79 | 0
2025-12-02 | -2.9 | 20.9 | 0 | 2024-12-02 | -4 | 22 | 0 | 2023-12-02 | 1.3 | 16.7 | 0 | 2022-12-02 | -3 | 21 | 0 | 2021-12-02 | 5.4 | 12.6 | 0 | 2020-12-02 | -1.3 | 19.3 | 0 | 2019-12-02 | -2.9 | 20.9 | 0 | 2018-12-02 | 3.4 | 14.6 | 0 | 2017-12-02 | 0.6 | 17.4 | 0 | 2016-12-02 | 4.5 | 13.5 | 0 | 17.89 | 0
2025-12-02 | -2.5 | 20.5 | 0 | 2024-12-02 | -4.9 | 22.9 | 0 | 2023-12-02 | 1.3 | 16.7 | 0 | 2022-12-02 | -3.1 | 21.1 | 0 | 2021-12-02 | 6 | 12 | 0 | 2020-12-02 | -1 | 19 | 0 | 2019-12-02 | -3.3 | 21.3 | 0 | 2018-12-02 | 3.7 | 14.3 | 0 | 2017-12-02 | 1.4 | 16.6 | 0 | 2016-12-02 | 3.7 | 14.3 | 0 | 17.87 | 0
2025-12-02 | -2.7 | 20.7 | 0 | 2024-12-02 | -4.9 | 22.9 | 0 | 2023-12-02 | 1.3 | 16.7 | 0 | 2022-12-02 | -1.7 | 19.7 | 0 | 2021-12-02 | 6.6 | 11.4 | 0 | 2020-12-02 | -0.9 | 18.9 | 0 | 2019-12-02 | -3.8 | 21.8 | 0 | 2018-12-02 | 4 | 14 | 0 | 2017-12-02 | -0.1 | 18.1 | 0 | 2016-12-02 | 3.7 | 14.3 | 0 | 17.85 | 0
2025-12-02 | -2.4 | 20.4 | 0 | 2024-12-02 | -4.6 | 22.6 | 0 | 2023-12-02 | 1.4 | 16.6 | 0 | 2022-12-02 | -0.8 | 18.8 | 0 | 2021-12-02 | 7.2 | 10.8 | 0 | 2020-12-02 | -0.1 | 18.1 | 0 | 2019-12-02 | -4 | 22 | 0 | 2018-12-02 | 4.3 | 13.7 | 0 | 2017-12-02 | -0.4 | 18.4 | 0 | 2016-12-02 | 3.4 | 14.6 | 0 | 17.6 | 0
2025-12-02 | -2.5 | 20.5 | 0 | 2024-12-02 | -5.4 | 23.4 | 0 | 2023-12-02 | 1.5 | 16.5 | 0 | 2022-12-02 | 0.2 | 17.8 | 0 | 2021-12-02 | 7.7 | 10.3 | 0 | 2020-12-02 | 0 | 18 | 0 | 2019-12-02 | -3.9 | 21.9 | 0 | 2018-12-02 | 4.5 | 13.5 | 0 | 2017-12-02 | 0.4 | 17.6 | 0 | 2016-12-02 | 3.1 | 14.9 | 0 | 17.44 | 0
2025-12-02 | -2.2 | 20.2 | 0 | 2024-12-02 | -4.9 | 22.9 | 0 | 2023-12-02 | 1.6 | 16.4 | 0 | 2022-12-02 | 1 | 17 | 0 | 2021-12-02 | 7.4 | 10.6 | 0 | 2020-12-02 | -0.6 | 18.6 | 0 | 2019-12-02 | -3.7 | 21.7 | 0 | 2018-12-02 | 4.7 | 13.3 | 0 | 2017-12-02 | 0.4 | 17.6 | 0 | 2016-12-02 | 3 | 15 | 0 | 17.33 | 0
2025-12-02 | -2.2 | 20.2 | 0 | 2024-12-02 | -4.7 | 22.7 | 0 | 2023-12-02 | 1.7 | 16.3 | 0 | 2022-12-02 | 1.4 | 16.6 | 0 | 2021-12-02 | 7.2 | 10.8 | 0 | 2020-12-02 | -0.8 | 18.8 | 0 | 2019-12-02 | -3.5 | 21.5 | 0 | 2018-12-02 | 5 | 13 | 0 | 2017-12-02 | 0.7 | 17.3 | 0 | 2016-12-02 | 2.9 | 15.1 | 0 | 17.23 | 0
2025-12-02 | -2 | 20 | 0 | 2024-12-02 | -5.4 | 23.4 | 0 | 2023-12-02 | 1.7 | 16.3 | 0 | 2022-12-02 | 2.5 | 15.5 | 0 | 2021-12-02 | 8 | 10 | 0 | 2020-12-02 | -0.9 | 18.9 | 0 | 2019-12-02 | -2.9 | 20.9 | 0 | 2018-12-02 | 5.4 | 12.6 | 0 | 2017-12-02 | 1.4 | 16.6 | 0 | 2016-12-02 | 3.9 | 14.1 | 0 | 16.83 | 0
2025-12-02 | -1.5 | 19.5 | 0 | 2024-12-02 | -1.4 | 19.4 | 0 | 2023-12-02 | 2.4 | 15.6 | 0 | 2022-12-02 | 3.3 | 14.7 | 0 | 2021-12-02 | 8.9 | 9.1 | 0 | 2020-12-02 | -0.8 | 18.8 | 0 | 2019-12-02 | -3 | 21 | 0 | 2018-12-02 | 6 | 12 | 0 | 2017-12-02 | 3.4 | 14.6 | 0 | 2016-12-02 | 4.7 | 13.3 | 0 | 15.8 | 0
2025-12-02 | -1.2 | 19.2 | 0 | 2024-12-02 | 1 | 17 | 0 | 2023-12-02 | 2.4 | 15.6 | 0 | 2022-12-02 | 3.2 | 14.8 | 0 | 2021-12-02 | 9.4 | 8.6 | 0 | 2020-12-02 | 0.8 | 17.2 | 0 | 2019-12-02 | -2.8 | 20.8 | 0 | 2018-12-02 | 6.2 | 11.8 | 0 | 2017-12-02 | 4.8 | 13.2 | 0 | 2016-12-02 | 5.3 | 12.7 | 0 | 15.09 | 0
2025-12-02 | -0.4 | 18.4 | 0 | 2024-12-02 | 2.3 | 15.7 | 0 | 2023-12-02 | 2.6 | 15.4 | 0 | 2022-12-02 | 3.7 | 14.3 | 0 | 2021-12-02 | 10 | 8 | 0 | 2020-12-02 | 2 | 16 | 0 | 2019-12-02 | -2.2 | 20.2 | 0 | 2018-12-02 | 6.4 | 11.6 | 0 | 2017-12-02 | 5.5 | 12.5 | 0 | 2016-12-02 | 4.6 | 13.4 | 0 | 14.55 | 0
2025-12-02 | -1.2 | 19.2 | 0 | 2024-12-02 | 2.2 | 15.8 | 0 | 2023-12-02 | 2.9 | 15.1 | 0 | 2022-12-02 | 5 | 13 | 0 | 2021-12-02 | 9 | 9 | 0 | 2020-12-02 | 3.2 | 14.8 | 0 | 2019-12-02 | -1.8 | 19.8 | 0 | 2018-12-02 | 6.9 | 11.1 | 0 | 2017-12-02 | 6.5 | 11.5 | 0 | 2016-12-02 | 4.5 | 13.5 | 0 | 14.28 | 0
2025-12-02 | -0.3 | 18.3 | 0 | 2024-12-02 | 2.8 | 15.2 | 0 | 2023-12-02 | 3 | 15 | 0 | 2022-12-02 | 5.6 | 12.4 | 0 | 2021-12-02 | 9.3 | 8.7 | 0 | 2020-12-02 | 3.6 | 14.4 | 0 | 2019-12-02 | -1.5 | 19.5 | 0 | 2018-12-02 | 8.6 | 9.4 | 0 | 2017-12-02 | 6.7 | 11.3 | 0 | 2016-12-02 | 4.4 | 13.6 | 0 | 13.78 | 0
2025-12-02 | -0.5 | 18.5 | 0 | 2024-12-02 | 2.6 | 15.4 | 0 | 2023-12-02 | 2.8 | 15.2 | 0 | 2022-12-02 | 5.8 | 12.2 | 0 | 2021-12-02 | 6.1 | 11.9 | 0 | 2020-12-02 | 3.7 | 14.3 | 0 | 2019-12-02 | -1.3 | 19.3 | 0 | 2018-12-02 | 10 | 8 | 0 | 2017-12-02 | 4.9 | 13.1 | 0 | 2016-12-02 | 4.4 | 13.6 | 0 | 14.15 | 0
2025-12-02 | -0.9 | 18.9 | 0 | 2024-12-02 | 1.4 | 16.6 | 0 | 2023-12-02 | 2.4 | 15.6 | 0 | 2022-12-02 | 5.7 | 12.3 | 0 | 2021-12-02 | 6.5 | 11.5 | 0 | 2020-12-02 | 3.5 | 14.5 | 0 | 2019-12-02 | -1.1 | 19.1 | 0 | 2018-12-02 | 8.8 | 9.2 | 0 | 2017-12-02 | 4.3 | 13.7 | 0 | 2016-12-02 | 2.8 | 15.2 | 0 | 14.66 | 0
2025-12-02 | -1.8 | 19.8 | 0 | 2024-12-02 | 0.8 | 17.2 | 0 | 2023-12-02 | 2.2 | 15.8 | 0 | 2022-12-02 | 5.3 | 12.7 | 0 | 2021-12-02 | 5.2 | 12.8 | 0 | 2020-12-02 | 2.5 | 15.5 | 0 | 2019-12-02 | -0.9 | 18.9 | 0 | 2018-12-02 | 7.8 | 10.2 | 0 | 2017-12-02 | 3.6 | 14.4 | 0 | 2016-12-02 | 3.1 | 14.9 | 0 | 15.22 | 0
2025-12-02 | -3.2 | 21.2 | 0 | 2024-12-02 | -0.2 | 18.2 | 0 | 2023-12-02 | 2.2 | 15.8 | 0 | 2022-12-02 | 5.1 | 12.9 | 0 | 2021-12-02 | 4.5 | 13.5 | 0 | 2020-12-02 | 1.8 | 16.2 | 0 | 2019-12-02 | -1.4 | 19.4 | 0 | 2018-12-02 | 7.5 | 10.5 | 0 | 2017-12-02 | 3.4 | 14.6 | 0 | 2016-12-02 | 3.3 | 14.7 | 0 | 15.7 | 0
2025-12-02 | -2.6 | 20.6 | 0 | 2024-12-02 | -0.7 | 18.7 | 0 | 2023-12-02 | 1.9 | 16.1 | 0 | 2022-12-02 | 5.6 | 12.4 | 0 | 2021-12-02 | 3.4 | 14.6 | 0 | 2020-12-02 | 1.4 | 16.6 | 0 | 2019-12-02 | -1.2 | 19.2 | 0 | 2018-12-02 | 7.5 | 10.5 | 0 | 2017-12-02 | 3.6 | 14.4 | 0 | 2016-12-02 | 2.7 | 15.3 | 0 | 15.84 | 0
2025-12-02 | -3.4 | 21.4 | 0 | 2024-12-02 | -1.2 | 19.2 | 0 | 2023-12-02 | 1.9 | 16.1 | 0 | 2022-12-02 | 6.3 | 11.7 | 0 | 2021-12-02 | 3.3 | 14.7 | 0 | 2020-12-02 | 1 | 17 | 0 | 2019-12-02 | -1.6 | 19.6 | 0 | 2018-12-02 | 8.1 | 9.9 | 0 | 2017-12-02 | 3.8 | 14.2 | 0 | 2016-12-02 | 2.4 | 15.6 | 0 | 15.94 | 0
2025-12-02 | -5 | 23 | 0 | 2024-12-02 | -1.3 | 19.3 | 0 | 2023-12-02 | 1.9 | 16.1 | 0 | 2022-12-02 | 6.2 | 11.8 | 0 | 2021-12-02 | 3.1 | 14.9 | 0 | 2020-12-02 | 0.6 | 17.4 | 0 | 2019-12-02 | -2 | 20 | 0 | 2018-12-02 | 8.3 | 9.7 | 0 | 2017-12-02 | 3.6 | 14.4 | 0 | 2016-12-02 | 2.5 | 15.5 | 0 | 16.21 | 0
2025-12-02 | -5.1 | 23.1 | 0 | 2024-12-02 | -2.1 | 20.1 | 0 | 2023-12-02 | 1.8 | 16.2 | 0 | 2022-12-02 | 6.5 | 11.5 | 0 | 2021-12-02 | 2.4 | 15.6 | 0 | 2020-12-02 | 0.7 | 17.3 | 0 | 2019-12-02 | -3.8 | 21.8 | 0 | 2018-12-02 | 7.7 | 10.3 | 0 | 2017-12-02 | 3.8 | 14.2 | 0 | 2016-12-02 | 2.4 | 15.6 | 0 | 16.57 | 0
2025-12-02 | -5 | 23 | 0 | 2024-12-02 | -1.9 | 19.9 | 0 | 2023-12-02 | 2 | 16 | 0 | 2022-12-02 | 6.2 | 11.8 | 0 | 2021-12-02 | 2.2 | 15.8 | 0 | 2020-12-02 | -0.1 | 18.1 | 0 | 2019-12-02 | -4.3 | 22.3 | 0 | 2018-12-02 | 7.4 | 10.6 | 0 | 2017-12-02 | 3.8 | 14.2 | 0 | 2016-12-02 | 2.9 | 15.1 | 0 | 16.68 | 0
2025-12-03 | -6.1 | 24.1 | 0 | 2024-12-03 | -1.9 | 19.9 | 0 | 2023-12-03 | 1.9 | 16.1 | 0 | 2022-12-03 | 7.1 | 10.9 | 0 | 2021-12-03 | 1.8 | 16.2 | 0 | 2020-12-03 | 0.3 | 17.7 | 0 | 2019-12-03 | -5.7 | 23.7 | 0 | 2018-12-03 | 7.3 | 10.7 | 0 | 2017-12-03 | 3.8 | 14.2 | 0 | 2016-12-03 | 2.2 | 15.8 | 0 | 16.93 | 0
2025-12-03 | -6.5 | 24.5 | 0 | 2024-12-03 | -2.2 | 20.2 | 0 | 2023-12-03 | 1.7 | 16.3 | 0 | 2022-12-03 | 7.3 | 10.7 | 0 | 2021-12-03 | 1.3 | 16.7 | 0 | 2020-12-03 | -0.4 | 18.4 | 0 | 2019-12-03 | -7.2 | 25.2 | 0 | 2018-12-03 | 7.3 | 10.7 | 0 | 2017-12-03 | 3.7 | 14.3 | 0 | 2016-12-03 | 2.5 | 15.5 | 0 | 17.25 | 0
2025-12-03 | -5.9 | 23.9 | 0 | 2024-12-03 | -1.9 | 19.9 | 0 | 2023-12-03 | 1.3 | 16.7 | 0 | 2022-12-03 | 7.7 | 10.3 | 0 | 2021-12-03 | 1.1 | 16.9 | 0 | 2020-12-03 | -0.6 | 18.6 | 0 | 2019-12-03 | -7.2 | 25.2 | 0 | 2018-12-03 | 6.6 | 11.4 | 0 | 2017-12-03 | 3.3 | 14.7 | 0 | 2016-12-03 | 1.7 | 16.3 | 0 | 17.39 | 0
2025-12-03 | -6 | 24 | 0 | 2024-12-03 | -2.1 | 20.1 | 0 | 2023-12-03 | 1.2 | 16.8 | 0 | 2022-12-03 | 8 | 10 | 0 | 2021-12-03 | 0.6 | 17.4 | 0 | 2020-12-03 | -0.3 | 18.3 | 0 | 2019-12-03 | -7 | 25 | 0 | 2018-12-03 | 5.1 | 12.9 | 0 | 2017-12-03 | 2.6 | 15.4 | 0 | 2016-12-03 | 1.7 | 16.3 | 0 | 17.62 | 0
2025-12-03 | -6.4 | 24.4 | 0 | 2024-12-03 | -2.4 | 20.4 | 0 | 2023-12-03 | 1.1 | 16.9 | 0 | 2022-12-03 | 10 | 8 | 0 | 2021-12-03 | 0.6 | 17.4 | 0 | 2020-12-03 | 0 | 18 | 0 | 2019-12-03 | -7.5 | 25.5 | 0 | 2018-12-03 | 4.6 | 13.4 | 0 | 2017-12-03 | 2.1 | 15.9 | 0 | 2016-12-03 | 1.4 | 16.6 | 0 | 17.65 | 0
2025-12-03 | -6 | 24 | 0 | 2024-12-03 | -2.9 | 20.9 | 0 | 2023-12-03 | 0.8 | 17.2 | 0 | 2022-12-03 | 9.4 | 8.6 | 0 | 2021-12-03 | 0.4 | 17.6 | 0 | 2020-12-03 | -0.4 | 18.4 | 0 | 2019-12-03 | -7.5 | 25.5 | 0 | 2018-12-03 | 4.6 | 13.4 | 0 | 2017-12-03 | 2 | 16 | 0 | 2016-12-03 | 1 | 17 | 0 | 17.86 | 0
2025-12-03 | -5 | 23 | 0 | 2024-12-03 | -4.1 | 22.1 | 0 | 2023-12-03 | 0.9 | 17.1 | 0 | 2022-12-03 | 9.3 | 8.7 | 0 | 2021-12-03 | 0.6 | 17.4 | 0 | 2020-12-03 | -1 | 19 | 0 | 2019-12-03 | -8.7 | 26.7 | 0 | 2018-12-03 | 4.5 | 13.5 | 0 | 2017-12-03 | -1 | 19 | 0 | 2016-12-03 | 1.6 | 16.4 | 0 | 18.29 | 0
2025-12-03 | -3.3 | 21.3 | 0 | 2024-12-03 | -3.3 | 21.3 | 0 | 2023-12-03 | 0.8 | 17.2 | 0 | 2022-12-03 | 8.8 | 9.2 | 0 | 2021-12-03 | 0.5 | 17.5 | 0 | 2020-12-03 | -0.3 | 18.3 | 0 | 2019-12-03 | -7.6 | 25.6 | 0 | 2018-12-03 | 4.1 | 13.9 | 0 | 2017-12-03 | -0.5 | 18.5 | 0 | 2016-12-03 | 1.3 | 16.7 | 0 | 17.95 | 0
2025-12-03 | -3 | 21 | 0 | 2024-12-03 | -3.5 | 21.5 | 0 | 2023-12-03 | 0.9 | 17.1 | 0 | 2022-12-03 | 9.2 | 8.8 | 0 | 2021-12-03 | 0 | 18 | 0 | 2020-12-03 | -0.1 | 18.1 | 0 | 2019-12-03 | -6.6 | 24.6 | 0 | 2018-12-03 | 2.7 | 15.3 | 0 | 2017-12-03 | -0.2 | 18.2 | 0 | 2016-12-03 | 1.7 | 16.3 | 0 | 17.89 | 0
2025-12-03 | -2.7 | 20.7 | 0 | 2024-12-03 | -2.2 | 20.2 | 0 | 2023-12-03 | 1.3 | 16.7 | 0 | 2022-12-03 | 9.7 | 8.3 | 0 | 2021-12-03 | -0.1 | 18.1 | 0 | 2020-12-03 | 0.6 | 17.4 | 0 | 2019-12-03 | -6.4 | 24.4 | 0 | 2018-12-03 | 1.9 | 16.1 | 0 | 2017-12-03 | 0.1 | 17.9 | 0 | 2016-12-03 | 2.7 | 15.3 | 0 | 17.51 | 0
2025-12-03 | -1.6 | 19.6 | 0 | 2024-12-03 | -1.4 | 19.4 | 0 | 2023-12-03 | 1.5 | 16.5 | 0 | 2022-12-03 | 9.8 | 8.2 | 0 | 2021-12-03 | 0.4 | 17.6 | 0 | 2020-12-03 | 1.9 | 16.1 | 0 | 2019-12-03 | -3.6 | 21.6 | 0 | 2018-12-03 | 1.5 | 16.5 | 0 | 2017-12-03 | 1.7 | 16.3 | 0 | 2016-12-03 | 4 | 14 | 0 | 16.58 | 0
2025-12-03 | -0.7 | 18.7 | 0 | 2024-12-03 | 0.1 | 17.9 | 0 | 2023-12-03 | 1.8 | 16.2 | 0 | 2022-12-03 | 6.6 | 11.4 | 0 | 2021-12-03 | 0.7 | 17.3 | 0 | 2020-12-03 | 2.5 | 15.5 | 0 | 2019-12-03 | -2 | 20 | 0 | 2018-12-03 | 0.7 | 17.3 | 0 | 2017-12-03 | 2.9 | 15.1 | 0 | 2016-12-03 | 5.1 | 12.9 | 0 | 16.23 | 0
2025-12-03 | 0.4 | 17.6 | 0 | 2024-12-03 | 1.3 | 16.7 | 0 | 2023-12-03 | 2.1 | 15.9 | 0 | 2022-12-03 | 5.4 | 12.6 | 0 | 2021-12-03 | 0.8 | 17.2 | 0 | 2020-12-03 | 3.9 | 14.1 | 0 | 2019-12-03 | -0.6 | 18.6 | 0 | 2018-12-03 | 0.6 | 17.4 | 0 | 2017-12-03 | 3.7 | 14.3 | 0 | 2016-12-03 | 5.7 | 12.3 | 0 | 15.67 | 0
2025-12-03 | 1.8 | 16.2 | 0 | 2024-12-03 | 2 | 16 | 0 | 2023-12-03 | 2.2 | 15.8 | 0 | 2022-12-03 | 5.1 | 12.9 | 0 | 2021-12-03 | 1.3 | 16.7 | 0 | 2020-12-03 | 3.5 | 14.5 | 0 | 2019-12-03 | 0.9 | 17.1 | 0 | 2018-12-03 | 0.7 | 17.3 | 0 | 2017-12-03 | 5 | 13 | 0 | 2016-12-03 | 5.4 | 12.6 | 0 | 15.21 | 0
2025-12-03 | 0.9 | 17.1 | 0 | 2024-12-03 | 1.5 | 16.5 | 0 | 2023-12-03 | 2.3 | 15.7 | 0 | 2022-12-03 | 4.1 | 13.9 | 0 | 2021-12-03 | 1.1 | 16.9 | 0 | 2020-12-03 | 3.5 | 14.5 | 0 | 2019-12-03 | 0.7 | 17.3 | 0 | 2018-12-03 | 0.8 | 17.2 | 0 | 2017-12-03 | 7.7 | 10.3 | 0 | 2016-12-03 | 4.8 | 13.2 | 0 | 15.26 | 0
2025-12-03 | 0.1 | 17.9 | 0 | 2024-12-03 | 1.9 | 16.1 | 0 | 2023-12-03 | 2.5 | 15.5 | 0 | 2022-12-03 | 2.6 | 15.4 | 0 | 2021-12-03 | 1.1 | 16.9 | 0 | 2020-12-03 | 3.4 | 14.6 | 0 | 2019-12-03 | 0.3 | 17.7 | 0 | 2018-12-03 | 0.6 | 17.4 | 0 | 2017-12-03 | 7.2 | 10.8 | 0 | 2016-12-03 | 4.4 | 13.6 | 0 | 15.59 | 0
2025-12-03 | -0.2 | 18.2 | 0 | 2024-12-03 | 0.8 | 17.2 | 0 | 2023-12-03 | 2.5 | 15.5 | 0 | 2022-12-03 | 2.3 | 15.7 | 0 | 2021-12-03 | 0.9 | 17.1 | 0 | 2020-12-03 | 3.4 | 14.6 | 0 | 2019-12-03 | -0.1 | 18.1 | 0 | 2018-12-03 | 0.1 | 17.9 | 0 | 2017-12-03 | 6.4 | 11.6 | 0 | 2016-12-03 | 4.2 | 13.8 | 0 | 15.97 | 0
2025-12-03 | -0.5 | 18.5 | 0 | 2024-12-03 | -0.2 | 18.2 | 0 | 2023-12-03 | 2.5 | 15.5 | 0 | 2022-12-03 | 2.1 | 15.9 | 0 | 2021-12-03 | 0.4 | 17.6 | 0 | 2020-12-03 | 3.2 | 14.8 | 0 | 2019-12-03 | -0.3 | 18.3 | 0 | 2018-12-03 | 0.2 | 17.8 | 0 | 2017-12-03 | 5.7 | 12.3 | 0 | 2016-12-03 | 4 | 14 | 0 | 16.29 | 0
2025-12-03 | -1 | 19 | 0 | 2024-12-03 | -1.6 | 19.6 | 0 | 2023-12-03 | 2.2 | 15.8 | 0 | 2022-12-03 | 1.9 | 16.1 | 0 | 2021-12-03 | 0.2 | 17.8 | 0 | 2020-12-03 | 3.8 | 14.2 | 0 | 2019-12-03 | -0.7 | 18.7 | 0 | 2018-12-03 | 0.3 | 17.7 | 0 | 2017-12-03 | 4.5 | 13.5 | 0 | 2016-12-03 | 3.6 | 14.4 | 0 | 16.68 | 0
2025-12-03 | -1.2 | 19.2 | 0 | 2024-12-03 | -1.5 | 19.5 | 0 | 2023-12-03 | 1.6 | 16.4 | 0 | 2022-12-03 | 1.6 | 16.4 | 0 | 2021-12-03 | 0 | 18 | 0 | 2020-12-03 | 3.7 | 14.3 | 0 | 2019-12-03 | -1 | 19 | 0 | 2018-12-03 | 0.2 | 17.8 | 0 | 2017-12-03 | 3.3 | 14.7 | 0 | 2016-12-03 | 3.5 | 14.5 | 0 | 16.98 | 0
2025-12-03 | -1.4 | 19.4 | 0 | 2024-12-03 | -1.2 | 19.2 | 0 | 2023-12-03 | 1.5 | 16.5 | 0 | 2022-12-03 | 1.1 | 16.9 | 0 | 2021-12-03 | 0.1 | 17.9 | 0 | 2020-12-03 | 3.6 | 14.4 | 0 | 2019-12-03 | -1.2 | 19.2 | 0 | 2018-12-03 | -0.3 | 18.3 | 0 | 2017-12-03 | 2.7 | 15.3 | 0 | 2016-12-03 | 3.1 | 14.9 | 0 | 17.2 | 0
2025-12-03 | -1.9 | 19.9 | 0 | 2024-12-03 | -1.3 | 19.3 | 0 | 2023-12-03 | 1.3 | 16.7 | 0 | 2022-12-03 | 0.8 | 17.2 | 0 | 2021-12-03 | 0.1 | 17.9 | 0 | 2020-12-03 | 3.5 | 14.5 | 0 | 2019-12-03 | -0.5 | 18.5 | 0 | 2018-12-03 | -0.7 | 18.7 | 0 | 2017-12-03 | 2.7 | 15.3 | 0 | 2016-12-03 | 2.9 | 15.1 | 0 | 17.31 | 0
2025-12-03 | -2 | 20 | 0 | 2024-12-03 | -1.1 | 19.1 | 0 | 2023-12-03 | 1.6 | 16.4 | 0 | 2022-12-03 | 0.6 | 17.4 | 0 | 2021-12-03 | 0 | 18 | 0 | 2020-12-03 | 3.5 | 14.5 | 0 | 2019-12-03 | -0.5 | 18.5 | 0 | 2018-12-03 | -0.9 | 18.9 | 0 | 2017-12-03 | 2.9 | 15.1 | 0 | 2016-12-03 | 2.8 | 15.2 | 0 | 17.31 | 0
2025-12-03 | -2.2 | 20.2 | 0 | 2024-12-03 | -1.5 | 19.5 | 0 | 2023-12-03 | 2.4 | 15.6 | 0 | 2022-12-03 | 0.4 | 17.6 | 0 | 2021-12-03 | 0 | 18 | 0 | 2020-12-03 | 3.5 | 14.5 | 0 | 2019-12-03 | 0 | 18 | 0 | 2018-12-03 | -1.5 | 19.5 | 0 | 2017-12-03 | 1.4 | 16.6 | 0 | 2016-12-03 | 2.5 | 15.5 | 0 | 17.5 | 0
2025-12-04 | -2.2 | 20.2 | 0 | 2024-12-04 | -1.5 | 19.5 | 0 | 2023-12-04 | 3 | 15 | 0 | 2022-12-04 | 0.2 | 17.8 | 0 | 2021-12-04 | -0.2 | 18.2 | 0 | 2020-12-04 | 3.6 | 14.4 | 0 | 2019-12-04 | 0 | 18 | 0 | 2018-12-04 | -1.7 | 19.7 | 0 | 2017-12-04 | 1.1 | 16.9 | 0 | 2016-12-04 | 2.1 | 15.9 | 0 | 17.56 | 0
2025-12-04 | -1.9 | 19.9 | 0 | 2024-12-04 | -1.8 | 19.8 | 0 | 2023-12-04 | 2.6 | 15.4 | 0 | 2022-12-04 | -0.1 | 18.1 | 0 | 2021-12-04 | -0.3 | 18.3 | 0 | 2020-12-04 | 3.4 | 14.6 | 0 | 2019-12-04 | -0.2 | 18.2 | 0 | 2018-12-04 | -1.7 | 19.7 | 0 | 2017-12-04 | 1.5 | 16.5 | 0 | 2016-12-04 | 1.4 | 16.6 | 0 | 17.71 | 0
2025-12-04 | -1.5 | 19.5 | 0 | 2024-12-04 | -1.3 | 19.3 | 0 | 2023-12-04 | 2.3 | 15.7 | 0 | 2022-12-04 | -0.6 | 18.6 | 0 | 2021-12-04 | -0.1 | 18.1 | 0 | 2020-12-04 | 3.2 | 14.8 | 0 | 2019-12-04 | 0 | 18 | 0 | 2018-12-04 | -2 | 20 | 0 | 2017-12-04 | 0.1 | 17.9 | 0 | 2016-12-04 | 1.6 | 16.4 | 0 | 17.83 | 0
2025-12-04 | -2.4 | 20.4 | 0 | 2024-12-04 | -0.9 | 18.9 | 0 | 2023-12-04 | 2.2 | 15.8 | 0 | 2022-12-04 | -0.6 | 18.6 | 0 | 2021-12-04 | 0.3 | 17.7 | 0 | 2020-12-04 | 2.5 | 15.5 | 0 | 2019-12-04 | 0.2 | 17.8 | 0 | 2018-12-04 | -2.2 | 20.2 | 0 | 2017-12-04 | -0.8 | 18.8 | 0 | 2016-12-04 | 1.5 | 16.5 | 0 | 18.02 | 0
2025-12-04 | -2.5 | 20.5 | 0 | 2024-12-04 | -0.4 | 18.4 | 0 | 2023-12-04 | 2.3 | 15.7 | 0 | 2022-12-04 | -2.8 | 20.8 | 0 | 2021-12-04 | 0.5 | 17.5 | 0 | 2020-12-04 | 2.2 | 15.8 | 0 | 2019-12-04 | 0.1 | 17.9 | 0 | 2018-12-04 | -2.9 | 20.9 | 0 | 2017-12-04 | -1.2 | 19.2 | 0 | 2016-12-04 | 1.4 | 16.6 | 0 | 18.33 | 0
2025-12-04 | -2.6 | 20.6 | 0 | 2024-12-04 | -0.6 | 18.6 | 0 | 2023-12-04 | 2.1 | 15.9 | 0 | 2022-12-04 | -2.7 | 20.7 | 0 | 2021-12-04 | 1 | 17 | 0 | 2020-12-04 | 1.4 | 16.6 | 0 | 2019-12-04 | 0.5 | 17.5 | 0 | 2018-12-04 | -3.5 | 21.5 | 0 | 2017-12-04 | -0.8 | 18.8 | 0 | 2016-12-04 | 1.2 | 16.8 | 0 | 18.4 | 0
2025-12-04 | -3.5 | 21.5 | 0 | 2024-12-04 | -0.2 | 18.2 | 0 | 2023-12-04 | 1.9 | 16.1 | 0 | 2022-12-04 | -3.5 | 21.5 | 0 | 2021-12-04 | 1.3 | 16.7 | 0 | 2020-12-04 | 1.8 | 16.2 | 0 | 2019-12-04 | 0.6 | 17.4 | 0 | 2018-12-04 | -3.6 | 21.6 | 0 | 2017-12-04 | -2.3 | 20.3 | 0 | 2016-12-04 | 0.8 | 17.2 | 0 | 18.67 | 0
2025-12-04 | -4.7 | 22.7 | 0 | 2024-12-04 | -0.8 | 18.8 | 0 | 2023-12-04 | 1.4 | 16.6 | 0 | 2022-12-04 | -3.8 | 21.8 | 0 | 2021-12-04 | 0.9 | 17.1 | 0 | 2020-12-04 | 2.2 | 15.8 | 0 | 2019-12-04 | 0.9 | 17.1 | 0 | 2018-12-04 | -3.6 | 21.6 | 0 | 2017-12-04 | -1 | 19 | 0 | 2016-12-04 | 0.9 | 17.1 | 0 | 18.76 | 0
2025-12-04 | -5.3 | 23.3 | 0 | 2024-12-04 | -1.4 | 19.4 | 0 | 2023-12-04 | 1.1 | 16.9 | 0 | 2022-12-04 | -3.5 | 21.5 | 0 | 2021-12-04 | 1.1 | 16.9 | 0 | 2020-12-04 | 1.9 | 16.1 | 0 | 2019-12-04 | 1.1 | 16.9 | 0 | 2018-12-04 | -4 | 22 | 0 | 2017-12-04 | 0.4 | 17.6 | 0 | 2016-12-04 | 0.8 | 17.2 | 0 | 18.78 | 0
2025-12-04 | -5.5 | 23.5 | 0 | 2024-12-04 | -1.3 | 19.3 | 0 | 2023-12-04 | 1.1 | 16.9 | 0 | 2022-12-04 | -2.8 | 20.8 | 0 | 2021-12-04 | 2.3 | 15.7 | 0 | 2020-12-04 | 1.1 | 16.9 | 0 | 2019-12-04 | 1.3 | 16.7 | 0 | 2018-12-04 | -4 | 22 | 0 | 2017-12-04 | 3.2 | 14.8 | 0 | 2016-12-04 | 1 | 17 | 0 | 18.36 | 0
2025-12-04 | -5 | 23 | 0 | 2024-12-04 | -1.4 | 19.4 | 0 | 2023-12-04 | 1.2 | 16.8 | 0 | 2022-12-04 | -1.9 | 19.9 | 0 | 2021-12-04 | 4.2 | 13.8 | 0 | 2020-12-04 | 0.9 | 17.1 | 0 | 2019-12-04 | 1.8 | 16.2 | 0 | 2018-12-04 | -3.7 | 21.7 | 0 | 2017-12-04 | 4.2 | 13.8 | 0 | 2016-12-04 | 1 | 17 | 0 | 17.87 | 0
2025-12-04 | -4.8 | 22.8 | 0 | 2024-12-04 | -0.8 | 18.8 | 0 | 2023-12-04 | 1.8 | 16.2 | 0 | 2022-12-04 | -0.9 | 18.9 | 0 | 2021-12-04 | 4.3 | 13.7 | 0 | 2020-12-04 | 1.1 | 16.9 | 0 | 2019-12-04 | 2.1 | 15.9 | 0 | 2018-12-04 | -2.9 | 20.9 | 0 | 2017-12-04 | 5.7 | 12.3 | 0 | 2016-12-04 | 1.4 | 16.6 | 0 | 17.3 | 0
2025-12-04 | -5.3 | 23.3 | 0 | 2024-12-04 | -0.7 | 18.7 | 0 | 2023-12-04 | 1.8 | 16.2 | 0 | 2022-12-04 | 0.4 | 17.6 | 0 | 2021-12-04 | 4 | 14 | 0 | 2020-12-04 | 1.8 | 16.2 | 0 | 2019-12-04 | 2.5 | 15.5 | 0 | 2018-12-04 | -1.9 | 19.9 | 0 | 2017-12-04 | 6.9 | 11.1 | 0 | 2016-12-04 | 1.8 | 16.2 | 0 | 16.87 | 0
2025-12-04 | -7.9 | 25.9 | 0 | 2024-12-04 | -0.6 | 18.6 | 0 | 2023-12-04 | 3 | 15 | 0 | 2022-12-04 | 1.1 | 16.9 | 0 | 2021-12-04 | 3.6 | 14.4 | 0 | 2020-12-04 | 2.2 | 15.8 | 0 | 2019-12-04 | 2.6 | 15.4 | 0 | 2018-12-04 | -0.9 | 18.9 | 0 | 2017-12-04 | 6.8 | 11.2 | 0 | 2016-12-04 | 1.7 | 16.3 | 0 | 16.84 | 0
2025-12-04 | -7.6 | 25.6 | 0 | 2024-12-04 | -0.8 | 18.8 | 0 | 2023-12-04 | 2.6 | 15.4 | 0 | 2022-12-04 | 1.7 | 16.3 | 0 | 2021-12-04 | 3.3 | 14.7 | 0 | 2020-12-04 | 2.6 | 15.4 | 0 | 2019-12-04 | 2.7 | 15.3 | 0 | 2018-12-04 | -0.4 | 18.4 | 0 | 2017-12-04 | 6.4 | 11.6 | 0 | 2016-12-04 | 1.9 | 16.1 | 0 | 16.76 | 0
2025-12-04 | -7 | 25 | 0 | 2024-12-04 | -0.5 | 18.5 | 0 | 2023-12-04 | 2.3 | 15.7 | 0 | 2022-12-04 | 1.7 | 16.3 | 0 | 2021-12-04 | 2.9 | 15.1 | 0 | 2020-12-04 | 2.6 | 15.4 | 0 | 2019-12-04 | 2.4 | 15.6 | 0 | 2018-12-04 | -0.2 | 18.2 | 0 | 2017-12-04 | 6.7 | 11.3 | 0 | 2016-12-04 | 1.7 | 16.3 | 0 | 16.74 | 0
2025-12-04 | -7.9 | 25.9 | 0 | 2024-12-04 | -0.4 | 18.4 | 0 | 2023-12-04 | 2.3 | 15.7 | 0 | 2022-12-04 | 1.4 | 16.6 | 0 | 2021-12-04 | 2.7 | 15.3 | 0 | 2020-12-04 | 2.6 | 15.4 | 0 | 2019-12-04 | 2.1 | 15.9 | 0 | 2018-12-04 | -0.5 | 18.5 | 0 | 2017-12-04 | 6.7 | 11.3 | 0 | 2016-12-04 | 1.5 | 16.5 | 0 | 16.95 | 0
2025-12-04 | -8.9 | 26.9 | 0 | 2024-12-04 | -0.4 | 18.4 | 0 | 2023-12-04 | 2.1 | 15.9 | 0 | 2022-12-04 | 0.2 | 17.8 | 0 | 2021-12-04 | 2.1 | 15.9 | 0 | 2020-12-04 | 2.4 | 15.6 | 0 | 2019-12-04 | 1.7 | 16.3 | 0 | 2018-12-04 | -1.8 | 19.8 | 0 | 2017-12-04 | 6.9 | 11.1 | 0 | 2016-12-04 | 1.5 | 16.5 | 0 | 17.42 | 0
2025-12-04 | -9.4 | 27.4 | 0 | 2024-12-04 | -0.3 | 18.3 | 0 | 2023-12-04 | 1.8 | 16.2 | 0 | 2022-12-04 | 0.4 | 17.6 | 0 | 2021-12-04 | 2 | 16 | 0 | 2020-12-04 | 2.6 | 15.4 | 0 | 2019-12-04 | 1.8 | 16.2 | 0 | 2018-12-04 | -2.3 | 20.3 | 0 | 2017-12-04 | 7.8 | 10.2 | 0 | 2016-12-04 | 1.6 | 16.4 | 0 | 17.4 | 0
2025-12-04 | -10.2 | 28.2 | 0 | 2024-12-04 | -0.3 | 18.3 | 0 | 2023-12-04 | 1.8 | 16.2 | 0 | 2022-12-04 | -0.1 | 18.1 | 0 | 2021-12-04 | 1.7 | 16.3 | 0 | 2020-12-04 | 2.2 | 15.8 | 0 | 2019-12-04 | 1.7 | 16.3 | 0 | 2018-12-04 | -2.4 | 20.4 | 0 | 2017-12-04 | 8.1 | 9.9 | 0 | 2016-12-04 | 1.8 | 16.2 | 0 | 17.57 | 0
2025-12-04 | -10.8 | 28.8 | 0 | 2024-12-04 | -0.1 | 18.1 | 0 | 2023-12-04 | 1.4 | 16.6 | 0 | 2022-12-04 | -0.6 | 18.6 | 0 | 2021-12-04 | 1.4 | 16.6 | 0 | 2020-12-04 | 2 | 16 | 0 | 2019-12-04 | 2 | 16 | 0 | 2018-12-04 | -2.8 | 20.8 | 0 | 2017-12-04 | 8 | 10 | 0 | 2016-12-04 | 2 | 16 | 0 | 17.75 | 0
2025-12-04 | -10 | 28 | 0 | 2024-12-04 | 0.1 | 17.9 | 0 | 2023-12-04 | 1.1 | 16.9 | 0 | 2022-12-04 | -0.8 | 18.8 | 0 | 2021-12-04 | 0.9 | 17.1 | 0 | 2020-12-04 | 1.4 | 16.6 | 0 | 2019-12-04 | 1.6 | 16.4 | 0 | 2018-12-04 | -3.1 | 21.1 | 0 | 2017-12-04 | 8.1 | 9.9 | 0 | 2016-12-04 | 2.7 | 15.3 | 0 | 17.8 | 0
2025-12-04 | -10.3 | 28.3 | 0 | 2024-12-04 | 0.3 | 17.7 | 0 | 2023-12-04 | 1.1 | 16.9 | 0 | 2022-12-04 | -0.5 | 18.5 | 0 | 2021-12-04 | 0.4 | 17.6 | 0 | 2020-12-04 | 1.6 | 16.4 | 0 | 2019-12-04 | 1.6 | 16.4 | 0 | 2018-12-04 | -3.5 | 21.5 | 0 | 2017-12-04 | 8.9 | 9.1 | 0 | 2016-12-04 | 1.9 | 16.1 | 0 | 17.85 | 0
2025-12-04 | -11 | 29 | 0 | 2024-12-04 | 0.8 | 17.2 | 0 | 2023-12-04 | 0.4 | 17.6 | 0 | 2022-12-04 | -0.3 | 18.3 | 0 | 2021-12-04 | -0.4 | 18.4 | 0 | 2020-12-04 | 1.1 | 16.9 | 0 | 2019-12-04 | 0.8 | 17.2 | 0 | 2018-12-04 | -4.7 | 22.7 | 0 | 2017-12-04 | 7.7 | 10.3 | 0 | 2016-12-04 | 0.4 | 17.6 | 0 | 18.52 | 0
2025-12-05 | -10.8 | 28.8 | 0 | 2024-12-05 | -0.1 | 18.1 | 0 | 2023-12-05 | 0.7 | 17.3 | 0 | 2022-12-05 | -0.4 | 18.4 | 0 | 2021-12-05 | -0.1 | 18.1 | 0 | 2020-12-05 | 0.5 | 17.5 | 0 | 2019-12-05 | 0.7 | 17.3 | 0 | 2018-12-05 | -4.8 | 22.8 | 0 | 2017-12-05 | 8.1 | 9.9 | 0 | 2016-12-05 | 0.5 | 17.5 | 0 | 18.57 | 0
2025-12-05 | -10.7 | 28.7 | 0 | 2024-12-05 | -0.7 | 18.7 | 0 | 2023-12-05 | 0.9 | 17.1 | 0 | 2022-12-05 | -0.3 | 18.3 | 0 | 2021-12-05 | -0.1 | 18.1 | 0 | 2020-12-05 | 0.9 | 17.1 | 0 | 2019-12-05 | 0.4 | 17.6 | 0 | 2018-12-05 | -6.2 | 24.2 | 0 | 2017-12-05 | 8.1 | 9.9 | 0 | 2016-12-05 | 0.6 | 17.4 | 0 | 18.71 | 0
2025-12-05 | -11 | 29 | 0 | 2024-12-05 | -1.1 | 19.1 | 0 | 2023-12-05 | 0.8 | 17.2 | 0 | 2022-12-05 | -0.3 | 18.3 | 0 | 2021-12-05 | 0 | 18 | 0 | 2020-12-05 | 0.9 | 17.1 | 0 | 2019-12-05 | 0.1 | 17.9 | 0 | 2018-12-05 | -5.2 | 23.2 | 0 | 2017-12-05 | 7.9 | 10.1 | 0 | 2016-12-05 | 1.1 | 16.9 | 0 | 18.68 | 0
2025-12-05 | -10.8 | 28.8 | 0 | 2024-12-05 | -1.5 | 19.5 | 0 | 2023-12-05 | 0.8 | 17.2 | 0 | 2022-12-05 | -0.3 | 18.3 | 0 | 2021-12-05 | -1.8 | 19.8 | 0 | 2020-12-05 | 1.6 | 16.4 | 0 | 2019-12-05 | -0.2 | 18.2 | 0 | 2018-12-05 | -5.7 | 23.7 | 0 | 2017-12-05 | 7.6 | 10.4 | 0 | 2016-12-05 | 0.8 | 17.2 | 0 | 18.95 | 0
2025-12-05 | -10.3 | 28.3 | 0 | 2024-12-05 | -1 | 19 | 0 | 2023-12-05 | 0.7 | 17.3 | 0 | 2022-12-05 | -0.3 | 18.3 | 0 | 2021-12-05 | -2.2 | 20.2 | 0 | 2020-12-05 | 1 | 17 | 0 | 2019-12-05 | -0.4 | 18.4 | 0 | 2018-12-05 | -6.3 | 24.3 | 0 | 2017-12-05 | 7.5 | 10.5 | 0 | 2016-12-05 | 0.8 | 17.2 | 0 | 19.05 | 0
2025-12-05 | -9.7 | 27.7 | 0 | 2024-12-05 | -0.9 | 18.9 | 0 | 2023-12-05 | 0.5 | 17.5 | 0 | 2022-12-05 | -0.2 | 18.2 | 0 | 2021-12-05 | -2.4 | 20.4 | 0 | 2020-12-05 | 0.6 | 17.4 | 0 | 2019-12-05 | -0.4 | 18.4 | 0 | 2018-12-05 | -7.5 | 25.5 | 0 | 2017-12-05 | 8.5 | 9.5 | 0 | 2016-12-05 | 0.8 | 17.2 | 0 | 19.07 | 0
2025-12-05 | -8.9 | 26.9 | 0 | 2024-12-05 | -0.5 | 18.5 | 0 | 2023-12-05 | 0.8 | 17.2 | 0 | 2022-12-05 | 0 | 18 | 0 | 2021-12-05 | -1.8 | 19.8 | 0 | 2020-12-05 | 0.4 | 17.6 | 0 | 2019-12-05 | -0.3 | 18.3 | 0 | 2018-12-05 | -6.9 | 24.9 | 0 | 2017-12-05 | 8.4 | 9.6 | 0 | 2016-12-05 | 0.8 | 17.2 | 0 | 18.8 | 0
2025-12-05 | -7.1 | 25.1 | 0 | 2024-12-05 | -0.6 | 18.6 | 0 | 2023-12-05 | 1.4 | 16.6 | 0 | 2022-12-05 | 0 | 18 | 0 | 2021-12-05 | -1.2 | 19.2 | 0 | 2020-12-05 | 0.5 | 17.5 | 0 | 2019-12-05 | -1.5 | 19.5 | 0 | 2018-12-05 | -5.7 | 23.7 | 0 | 2017-12-05 | 8.4 | 9.6 | 0 | 2016-12-05 | 0.7 | 17.3 | 0 | 18.51 | 0
2025-12-05 | -5.1 | 23.1 | 0 | 2024-12-05 | -1.3 | 19.3 | 0 | 2023-12-05 | 0.9 | 17.1 | 0 | 2022-12-05 | 0.2 | 17.8 | 0 | 2021-12-05 | -1 | 19 | 0 | 2020-12-05 | 0.3 | 17.7 | 0 | 2019-12-05 | -0.9 | 18.9 | 0 | 2018-12-05 | -5.6 | 23.6 | 0 | 2017-12-05 | 8.8 | 9.2 | 0 | 2016-12-05 | 1.5 | 16.5 | 0 | 18.22 | 0
2025-12-05 | -4.4 | 22.4 | 0 | 2024-12-05 | -1 | 19 | 0 | 2023-12-05 | 1.2 | 16.8 | 0 | 2022-12-05 | 1.2 | 16.8 | 0 | 2021-12-05 | 0.1 | 17.9 | 0 | 2020-12-05 | 0.1 | 17.9 | 0 | 2019-12-05 | -1.2 | 19.2 | 0 | 2018-12-05 | -4.1 | 22.1 | 0 | 2017-12-05 | 10.1 | 7.9 | 0 | 2016-12-05 | 2.6 | 15.4 | 0 | 17.54 | 0
2025-12-05 | -3 | 21 | 0 | 2024-12-05 | -0.7 | 18.7 | 0 | 2023-12-05 | 1.2 | 16.8 | 0 | 2022-12-05 | 2.4 | 15.6 | 0 | 2021-12-05 | 0.7 | 17.3 | 0 | 2020-12-05 | 0.1 | 17.9 | 0 | 2019-12-05 | -1.5 | 19.5 | 0 | 2018-12-05 | -2.3 | 20.3 | 0 | 2017-12-05 | 10.8 | 7.2 | 0 | 2016-12-05 | 3.8 | 14.2 | 0 | 16.85 | 0
2025-12-05 | -3 | 21 | 0 | 2024-12-05 | 0.1 | 17.9 | 0 | 2023-12-05 | 1.8 | 16.2 | 0 | 2022-12-05 | 4.4 | 13.6 | 0 | 2021-12-05 | 1.3 | 16.7 | 0 | 2020-12-05 | 0.2 | 17.8 | 0 | 2019-12-05 | 0 | 18 | 0 | 2018-12-05 | -0.6 | 18.6 | 0 | 2017-12-05 | 11.2 | 6.8 | 0 | 2016-12-05 | 4.1 | 13.9 | 0 | 16.05 | 0
2025-12-05 | -2.4 | 20.4 | 0 | 2024-12-05 | 0 | 18 | 0 | 2023-12-05 | 2.2 | 15.8 | 0 | 2022-12-05 | 5.1 | 12.9 | 0 | 2021-12-05 | 1.6 | 16.4 | 0 | 2020-12-05 | 0.3 | 17.7 | 0 | 2019-12-05 | 0 | 18 | 0 | 2018-12-05 | 0.6 | 17.4 | 0 | 2017-12-05 | 11.6 | 6.4 | 0 | 2016-12-05 | 4.7 | 13.3 | 0 | 15.63 | 0
2025-12-05 | -1.5 | 19.5 | 0 | 2024-12-05 | -0.5 | 18.5 | 0 | 2023-12-05 | 2.3 | 15.7 | 0 | 2022-12-05 | 5.2 | 12.8 | 0 | 2021-12-05 | 1.8 | 16.2 | 0 | 2020-12-05 | -0.3 | 18.3 | 0 | 2019-12-05 | 0.5 | 17.5 | 0 | 2018-12-05 | 1.1 | 16.9 | 0 | 2017-12-05 | 9.8 | 8.2 | 0 | 2016-12-05 | 5.2 | 12.8 | 0 | 15.64 | 0
2025-12-05 | -0.8 | 18.8 | 0 | 2024-12-05 | -0.7 | 18.7 | 0 | 2023-12-05 | 2 | 16 | 0 | 2022-12-05 | 5.1 | 12.9 | 0 | 2021-12-05 | 0.1 | 17.9 | 0 | 2020-12-05 | 0.1 | 17.9 | 0 | 2019-12-05 | 0.2 | 17.8 | 0 | 2018-12-05 | 1.4 | 16.6 | 0 | 2017-12-05 | 8.8 | 9.2 | 0 | 2016-12-05 | 5.4 | 12.6 | 0 | 15.84 | 0
2025-12-05 | -1 | 19 | 0 | 2024-12-05 | -1.7 | 19.7 | 0 | 2023-12-05 | 1.5 | 16.5 | 0 | 2022-12-05 | 5 | 13 | 0 | 2021-12-05 | -0.2 | 18.2 | 0 | 2020-12-05 | -0.2 | 18.2 | 0 | 2019-12-05 | 0.3 | 17.7 | 0 | 2018-12-05 | 0.9 | 17.1 | 0 | 2017-12-05 | 8.4 | 9.6 | 0 | 2016-12-05 | 4.9 | 13.1 | 0 | 16.21 | 0
2025-12-05 | -0.9 | 18.9 | 0 | 2024-12-05 | -1.9 | 19.9 | 0 | 2023-12-05 | 1.1 | 16.9 | 0 | 2022-12-05 | 4.5 | 13.5 | 0 | 2021-12-05 | 0.5 | 17.5 | 0 | 2020-12-05 | -1.5 | 19.5 | 0 | 2019-12-05 | -0.2 | 18.2 | 0 | 2018-12-05 | 0.6 | 17.4 | 0 | 2017-12-05 | 7.2 | 10.8 | 0 | 2016-12-05 | 4.8 | 13.2 | 0 | 16.58 | 0
2025-12-05 | -1.5 | 19.5 | 0 | 2024-12-05 | -2.9 | 20.9 | 0 | 2023-12-05 | 1.1 | 16.9 | 0 | 2022-12-05 | 4.5 | 13.5 | 0 | 2021-12-05 | 0.9 | 17.1 | 0 | 2020-12-05 | -2.1 | 20.1 | 0 | 2019-12-05 | -1.3 | 19.3 | 0 | 2018-12-05 | -0.7 | 18.7 | 0 | 2017-12-05 | 6.2 | 11.8 | 0 | 2016-12-05 | 3.5 | 14.5 | 0 | 17.23 | 0
2025-12-05 | -2 | 20 | 0 | 2024-12-05 | -3.3 | 21.3 | 0 | 2023-12-05 | 1 | 17 | 0 | 2022-12-05 | 4.6 | 13.4 | 0 | 2021-12-05 | 1.3 | 16.7 | 0 | 2020-12-05 | -1.9 | 19.9 | 0 | 2019-12-05 | -2 | 20 | 0 | 2018-12-05 | 0 | 18 | 0 | 2017-12-05 | 5.5 | 12.5 | 0 | 2016-12-05 | 3.6 | 14.4 | 0 | 17.32 | 0
2025-12-05 | -1.8 | 19.8 | 0 | 2024-12-05 | -3.5 | 21.5 | 0 | 2023-12-05 | 1.1 | 16.9 | 0 | 2022-12-05 | 4.7 | 13.3 | 0 | 2021-12-05 | 0.5 | 17.5 | 0 | 2020-12-05 | -2.5 | 20.5 | 0 | 2019-12-05 | -1.5 | 19.5 | 0 | 2018-12-05 | -0.2 | 18.2 | 0 | 2017-12-05 | 4.5 | 13.5 | 0 | 2016-12-05 | 3.8 | 14.2 | 0 | 17.49 | 0
2025-12-05 | -1.9 | 19.9 | 0 | 2024-12-05 | -3.8 | 21.8 | 0 | 2023-12-05 | 0.7 | 17.3 | 0 | 2022-12-05 | 4.6 | 13.4 | 0 | 2021-12-05 | 0.9 | 17.1 | 0 | 2020-12-05 | -2.4 | 20.4 | 0 | 2019-12-05 | -1.4 | 19.4 | 0 | 2018-12-05 | -0.5 | 18.5 | 0 | 2017-12-05 | 3.7 | 14.3 | 0 | 2016-12-05 | 4 | 14 | 0 | 17.61 | 0
2025-12-05 | -1.8 | 19.8 | 0 | 2024-12-05 | -4.4 | 22.4 | 0 | 2023-12-05 | 0.5 | 17.5 | 0 | 2022-12-05 | 4.7 | 13.3 | 0 | 2021-12-05 | 2.2 | 15.8 | 0 | 2020-12-05 | -2.7 | 20.7 | 0 | 2019-12-05 | -0.9 | 18.9 | 0 | 2018-12-05 | -0.2 | 18.2 | 0 | 2017-12-05 | 1.8 | 16.2 | 0 | 2016-12-05 | 3.8 | 14.2 | 0 | 17.7 | 0
2025-12-05 | -1.5 | 19.5 | 0 | 2024-12-05 | -4.9 | 22.9 | 0 | 2023-12-05 | 0.2 | 17.8 | 0 | 2022-12-05 | 5.1 | 12.9 | 0 | 2021-12-05 | 2.8 | 15.2 | 0 | 2020-12-05 | -3.7 | 21.7 | 0 | 2019-12-05 | -0.6 | 18.6 | 0 | 2018-12-05 | -0.3 | 18.3 | 0 | 2017-12-05 | 0.8 | 17.2 | 0 | 2016-12-05 | 3.3 | 14.7 | 0 | 17.88 | 0
2025-12-05 | -1 | 19 | 0 | 2024-12-05 | -5.2 | 23.2 | 0 | 2023-12-05 | 0.2 | 17.8 | 0 | 2022-12-05 | 5.2 | 12.8 | 0 | 2021-12-05 | 3.1 | 14.9 | 0 | 2020-12-05 | -3.9 | 21.9 | 0 | 2019-12-05 | -0.3 | 18.3 | 0 | 2018-12-05 | -0.4 | 18.4 | 0 | 2017-12-05 | 0.4 | 17.6 | 0 | 2016-12-05 | 3 | 15 | 0 | 17.89 | 0
2025-12-06 | -0.8 | 18.8 | 0 | 2024-12-06 | -5.8 | 23.8 | 0 | 2023-12-06 | 0 | 18 | 0 | 2022-12-06 | 4.7 | 13.3 | 0 | 2021-12-06 | 3.5 | 14.5 | 0 | 2020-12-06 | -4.1 | 22.1 | 0 | 2019-12-06 | -0.5 | 18.5 | 0 | 2018-12-06 | -0.5 | 18.5 | 0 | 2017-12-06 | -0.5 | 18.5 | 0 | 2016-12-06 | 1.6 | 16.4 | 0 | 18.24 | 0
2025-12-06 | -0.6 | 18.6 | 0 | 2024-12-06 | -5.9 | 23.9 | 0 | 2023-12-06 | -0.2 | 18.2 | 0 | 2022-12-06 | 4.9 | 13.1 | 0 | 2021-12-06 | 4.1 | 13.9 | 0 | 2020-12-06 | -4.5 | 22.5 | 0 | 2019-12-06 | -0.6 | 18.6 | 0 | 2018-12-06 | -0.7 | 18.7 | 0 | 2017-12-06 | -0.6 | 18.6 | 0 | 2016-12-06 | 0.5 | 17.5 | 0 | 18.36 | 0
2025-12-06 | -0.4 | 18.4 | 0 | 2024-12-06 | -6.2 | 24.2 | 0 | 2023-12-06 | -0.3 | 18.3 | 0 | 2022-12-06 | 5.3 | 12.7 | 0 | 2021-12-06 | 4.5 | 13.5 | 0 | 2020-12-06 | -5.1 | 23.1 | 0 | 2019-12-06 | -0.6 | 18.6 | 0 | 2018-12-06 | -1.2 | 19.2 | 0 | 2017-12-06 | -0.5 | 18.5 | 0 | 2016-12-06 | 0.6 | 17.4 | 0 | 18.39 | 0
2025-12-06 | -0.4 | 18.4 | 0 | 2024-12-06 | -7 | 25 | 0 | 2023-12-06 | -0.2 | 18.2 | 0 | 2022-12-06 | 5.5 | 12.5 | 0 | 2021-12-06 | 5.4 | 12.6 | 0 | 2020-12-06 | -5.1 | 23.1 | 0 | 2019-12-06 | -1.1 | 19.1 | 0 | 2018-12-06 | -1.1 | 19.1 | 0 | 2017-12-06 | -0.6 | 18.6 | 0 | 2016-12-06 | 0 | 18 | 0 | 18.46 | 0
2025-12-06 | -1.3 | 19.3 | 0 | 2024-12-06 | -8 | 26 | 0 | 2023-12-06 | -0.6 | 18.6 | 0 | 2022-12-06 | 5.4 | 12.6 | 0 | 2021-12-06 | 6.8 | 11.2 | 0 | 2020-12-06 | -5 | 23 | 0 | 2019-12-06 | -1 | 19 | 0 | 2018-12-06 | -1.4 | 19.4 | 0 | 2017-12-06 | -0.9 | 18.9 | 0 | 2016-12-06 | 0.2 | 17.8 | 0 | 18.58 | 0
2025-12-06 | -1.1 | 19.1 | 0 | 2024-12-06 | -10.1 | 28.1 | 0 | 2023-12-06 | -0.7 | 18.7 | 0 | 2022-12-06 | 5.5 | 12.5 | 0 | 2021-12-06 | 8.9 | 9.1 | 0 | 2020-12-06 | -4.6 | 22.6 | 0 | 2019-12-06 | -1.2 | 19.2 | 0 | 2018-12-06 | -1.7 | 19.7 | 0 | 2017-12-06 | -1.3 | 19.3 | 0 | 2016-12-06 | 0.3 | 17.7 | 0 | 18.6 | 0
2025-12-06 | -0.5 | 18.5 | 0 | 2024-12-06 | -10.6 | 28.6 | 0 | 2023-12-06 | -1.2 | 19.2 | 0 | 2022-12-06 | 4.9 | 13.1 | 0 | 2021-12-06 | 10 | 8 | 0 | 2020-12-06 | -4.2 | 22.2 | 0 | 2019-12-06 | -1.2 | 19.2 | 0 | 2018-12-06 | -2.3 | 20.3 | 0 | 2017-12-06 | -2 | 20 | 0 | 2016-12-06 | -0.1 | 18.1 | 0 | 18.72 | 0
2025-12-06 | -0.1 | 18.1 | 0 | 2024-12-06 | -9.1 | 27.1 | 0 | 2023-12-06 | -1.7 | 19.7 | 0 | 2022-12-06 | 5.3 | 12.7 | 0 | 2021-12-06 | 10.7 | 7.3 | 0 | 2020-12-06 | -4.3 | 22.3 | 0 | 2019-12-06 | -0.8 | 18.8 | 0 | 2018-12-06 | -2.3 | 20.3 | 0 | 2017-12-06 | -2.2 | 20.2 | 0 | 2016-12-06 | 0.1 | 17.9 | 0 | 18.44 | 0
2025-12-06 | -0.1 | 18.1 | 0 | 2024-12-06 | -9 | 27 | 0 | 2023-12-06 | -1.9 | 19.9 | 0 | 2022-12-06 | 5.6 | 12.4 | 0 | 2021-12-06 | 10.9 | 7.1 | 0 | 2020-12-06 | -4.9 | 22.9 | 0 | 2019-12-06 | -1.1 | 19.1 | 0 | 2018-12-06 | -2.3 | 20.3 | 0 | 2017-12-06 | -1.8 | 19.8 | 0 | 2016-12-06 | 1.3 | 16.7 | 0 | 18.33 | 0
2025-12-06 | -0.6 | 18.6 | 0 | 2024-12-06 | -6.8 | 24.8 | 0 | 2023-12-06 | -1.8 | 19.8 | 0 | 2022-12-06 | 5.9 | 12.1 | 0 | 2021-12-06 | 11 | 7 | 0 | 2020-12-06 | -4 | 22 | 0 | 2019-12-06 | -0.7 | 18.7 | 0 | 2018-12-06 | -1.3 | 19.3 | 0 | 2017-12-06 | -0.8 | 18.8 | 0 | 2016-12-06 | 2.4 | 15.6 | 0 | 17.67 | 0
2025-12-06 | -0.5 | 18.5 | 0 | 2024-12-06 | -5.5 | 23.5 | 0 | 2023-12-06 | -1.4 | 19.4 | 0 | 2022-12-06 | 6.1 | 11.9 | 0 | 2021-12-06 | 8.4 | 9.6 | 0 | 2020-12-06 | -2.7 | 20.7 | 0 | 2019-12-06 | -0.9 | 18.9 | 0 | 2018-12-06 | 1 | 17 | 0 | 2017-12-06 | 0.2 | 17.8 | 0 | 2016-12-06 | 4 | 14 | 0 | 17.13 | 0
2025-12-06 | -0.1 | 18.1 | 0 | 2024-12-06 | -4.3 | 22.3 | 0 | 2023-12-06 | -1.2 | 19.2 | 0 | 2022-12-06 | 6 | 12 | 0 | 2021-12-06 | 7.2 | 10.8 | 0 | 2020-12-06 | -1.2 | 19.2 | 0 | 2019-12-06 | -1 | 19 | 0 | 2018-12-06 | 1.3 | 16.7 | 0 | 2017-12-06 | 1.1 | 16.9 | 0 | 2016-12-06 | 4.7 | 13.3 | 0 | 16.75 | 0
2025-12-06 | 0.4 | 17.6 | 0 | 2024-12-06 | -3.2 | 21.2 | 0 | 2023-12-06 | -0.9 | 18.9 | 0 | 2022-12-06 | 5.7 | 12.3 | 0 | 2021-12-06 | 5.4 | 12.6 | 0 | 2020-12-06 | -0.4 | 18.4 | 0 | 2019-12-06 | -1.2 | 19.2 | 0 | 2018-12-06 | 1.9 | 16.1 | 0 | 2017-12-06 | 1.8 | 16.2 | 0 | 2016-12-06 | 5.1 | 12.9 | 0 | 16.54 | 0
2025-12-06 | 0.9 | 17.1 | 0 | 2024-12-06 | -2 | 20 | 0 | 2023-12-06 | 0.1 | 17.9 | 0 | 2022-12-06 | 5.5 | 12.5 | 0 | 2021-12-06 | 6 | 12 | 0 | 2020-12-06 | 0.4 | 17.6 | 0 | 2019-12-06 | -0.6 | 18.6 | 0 | 2018-12-06 | 2 | 16 | 0 | 2017-12-06 | 2.5 | 15.5 | 0 | 2016-12-06 | 5 | 13 | 0 | 16.02 | 0
2025-12-06 | 0.7 | 17.3 | 0 | 2024-12-06 | -1.9 | 19.9 | 0 | 2023-12-06 | -0.1 | 18.1 | 0 | 2022-12-06 | 5.5 | 12.5 | 0 | 2021-12-06 | 3.2 | 14.8 | 0 | 2020-12-06 | 0.2 | 17.8 | 0 | 2019-12-06 | -0.2 | 18.2 | 0 | 2018-12-06 | 1.5 | 16.5 | 0 | 2017-12-06 | 3 | 15 | 0 | 2016-12-06 | 5 | 13 | 0 | 16.31 | 0
2025-12-06 | 0.8 | 17.2 | 0 | 2024-12-06 | -2.1 | 20.1 | 0 | 2023-12-06 | 0.2 | 17.8 | 0 | 2022-12-06 | 5.8 | 12.2 | 0 | 2021-12-06 | 3.8 | 14.2 | 0 | 2020-12-06 | 0.5 | 17.5 | 0 | 2019-12-06 | -0.2 | 18.2 | 0 | 2018-12-06 | 0.4 | 17.6 | 0 | 2017-12-06 | 2.2 | 15.8 | 0 | 2016-12-06 | 4.8 | 13.2 | 0 | 16.38 | 0
2025-12-06 | 0.7 | 17.3 | 0 | 2024-12-06 | -2.5 | 20.5 | 0 | 2023-12-06 | -1.1 | 19.1 | 0 | 2022-12-06 | 5.7 | 12.3 | 0 | 2021-12-06 | 2.2 | 15.8 | 0 | 2020-12-06 | -0.5 | 18.5 | 0 | 2019-12-06 | -0.4 | 18.4 | 0 | 2018-12-06 | 0.6 | 17.4 | 0 | 2017-12-06 | 2.2 | 15.8 | 0 | 2016-12-06 | 4.7 | 13.3 | 0 | 16.84 | 0
2025-12-06 | 0.4 | 17.6 | 0 | 2024-12-06 | -3.1 | 21.1 | 0 | 2023-12-06 | -1.4 | 19.4 | 0 | 2022-12-06 | 5.5 | 12.5 | 0 | 2021-12-06 | 0.7 | 17.3 | 0 | 2020-12-06 | -1.4 | 19.4 | 0 | 2019-12-06 | -1.8 | 19.8 | 0 | 2018-12-06 | 0.1 | 17.9 | 0 | 2017-12-06 | 2.2 | 15.8 | 0 | 2016-12-06 | 4.8 | 13.2 | 0 | 17.4 | 0
2025-12-06 | 0.1 | 17.9 | 0 | 2024-12-06 | -3.1 | 21.1 | 0 | 2023-12-06 | -2.8 | 20.8 | 0 | 2022-12-06 | 5.3 | 12.7 | 0 | 2021-12-06 | 0.8 | 17.2 | 0 | 2020-12-06 | -2 | 20 | 0 | 2019-12-06 | -2.2 | 20.2 | 0 | 2018-12-06 | -0.3 | 18.3 | 0 | 2017-12-06 | 2.1 | 15.9 | 0 | 2016-12-06 | 2.5 | 15.5 | 0 | 17.96 | 0
2025-12-06 | 0 | 18 | 0 | 2024-12-06 | -2.9 | 20.9 | 0 | 2023-12-06 | -2.8 | 20.8 | 0 | 2022-12-06 | 5 | 13 | 0 | 2021-12-06 | -0.2 | 18.2 | 0 | 2020-12-06 | -2.9 | 20.9 | 0 | 2019-12-06 | -1.4 | 19.4 | 0 | 2018-12-06 | -0.6 | 18.6 | 0 | 2017-12-06 | 2.1 | 15.9 | 0 | 2016-12-06 | 1.6 | 16.4 | 0 | 18.21 | 0
2025-12-06 | 0 | 18 | 0 | 2024-12-06 | -2.8 | 20.8 | 0 | 2023-12-06 | -2.7 | 20.7 | 0 | 2022-12-06 | 4.8 | 13.2 | 0 | 2021-12-06 | -0.4 | 18.4 | 0 | 2020-12-06 | -3.7 | 21.7 | 0 | 2019-12-06 | -1.3 | 19.3 | 0 | 2018-12-06 | -1.4 | 19.4 | 0 | 2017-12-06 | 1.9 | 16.1 | 0 | 2016-12-06 | 2.2 | 15.8 | 0 | 18.34 | 0
2025-12-06 | -0.2 | 18.2 | 0 | 2024-12-06 | -2.6 | 20.6 | 0 | 2023-12-06 | -1.9 | 19.9 | 0 | 2022-12-06 | 4.9 | 13.1 | 0 | 2021-12-06 | 0 | 18 | 0 | 2020-12-06 | -3.3 | 21.3 | 0 | 2019-12-06 | -2.1 | 20.1 | 0 | 2018-12-06 | -2.4 | 20.4 | 0 | 2017-12-06 | 1.1 | 16.9 | 0 | 2016-12-06 | 2.3 | 15.7 | 0 | 18.42 | 0
2025-12-06 | -1 | 19 | 0 | 2024-12-06 | -2.7 | 20.7 | 0 | 2023-12-06 | -1.9 | 19.9 | 0 | 2022-12-06 | 5.1 | 12.9 | 0 | 2021-12-06 | -0.6 | 18.6 | 0 | 2020-12-06 | -3.6 | 21.6 | 0 | 2019-12-06 | -3.7 | 21.7 | 0 | 2018-12-06 | -2.7 | 20.7 | 0 | 2017-12-06 | 0.5 | 17.5 | 0 | 2016-12-06 | 2.6 | 15.4 | 0 | 18.8 | 0
2025-12-06 | -1.6 | 19.6 | 0 | 2024-12-06 | -2.5 | 20.5 | 0 | 2023-12-06 | -1.5 | 19.5 | 0 | 2022-12-06 | 5.1 | 12.9 | 0 | 2021-12-06 | -1.4 | 19.4 | 0 | 2020-12-06 | -4.5 | 22.5 | 0 | 2019-12-06 | -5.3 | 23.3 | 0 | 2018-12-06 | -3.6 | 21.6 | 0 | 2017-12-06 | 0.2 | 17.8 | 0 | 2016-12-06 | 2.3 | 15.7 | 0 | 19.28 | 0
2025-12-07 | -1.5 | 19.5 | 0 | 2024-12-07 | -2.7 | 20.7 | 0 | 2023-12-07 | -0.7 | 18.7 | 0 | 2022-12-07 | 5.2 | 12.8 | 0 | 2021-12-07 | -1.7 | 19.7 | 0 | 2020-12-07 | -4.7 | 22.7 | 0 | 2019-12-07 | -5.3 | 23.3 | 0 | 2018-12-07 | -3.6 | 21.6 | 0 | 2017-12-07 | -0.3 | 18.3 | 0 | 2016-12-07 | 2.3 | 15.7 | 0 | 19.3 | 0
2025-12-07 | -1.5 | 19.5 | 0 | 2024-12-07 | -2.6 | 20.6 | 0 | 2023-12-07 | -0.1 | 18.1 | 0 | 2022-12-07 | 5.3 | 12.7 | 0 | 2021-12-07 | -2.4 | 20.4 | 0 | 2020-12-07 | -5.2 | 23.2 | 0 | 2019-12-07 | -4.1 | 22.1 | 0 | 2018-12-07 | -3.5 | 21.5 | 0 | 2017-12-07 | -0.8 | 18.8 | 0 | 2016-12-07 | 2.5 | 15.5 | 0 | 19.24 | 0
2025-12-07 | -1.2 | 19.2 | 0 | 2024-12-07 | -2.8 | 20.8 | 0 | 2023-12-07 | -0.8 | 18.8 | 0 | 2022-12-07 | 5.2 | 12.8 | 0 | 2021-12-07 | -1.8 | 19.8 | 0 | 2020-12-07 | -4.7 | 22.7 | 0 | 2019-12-07 | -3.3 | 21.3 | 0 | 2018-12-07 | -4.6 | 22.6 | 0 | 2017-12-07 | -1.1 | 19.1 | 0 | 2016-12-07 | 2.6 | 15.4 | 0 | 19.25 | 0
2025-12-07 | -1.2 | 19.2 | 0 | 2024-12-07 | -3 | 21 | 0 | 2023-12-07 | -0.2 | 18.2 | 0 | 2022-12-07 | 5.3 | 12.7 | 0 | 2021-12-07 | -2.6 | 20.6 | 0 | 2020-12-07 | -5.1 | 23.1 | 0 | 2019-12-07 | -3.7 | 21.7 | 0 | 2018-12-07 | -5.2 | 23.2 | 0 | 2017-12-07 | -1.1 | 19.1 | 0 | 2016-12-07 | 2.5 | 15.5 | 0 | 19.43 | 0
2025-12-07 | -1.7 | 19.7 | 0 | 2024-12-07 | -2.5 | 20.5 | 0 | 2023-12-07 | -0.3 | 18.3 | 0 | 2022-12-07 | 5 | 13 | 0 | 2021-12-07 | -2.5 | 20.5 | 0 | 2020-12-07 | -5.2 | 23.2 | 0 | 2019-12-07 | -3.9 | 21.9 | 0 | 2018-12-07 | -6 | 24 | 0 | 2017-12-07 | -1.1 | 19.1 | 0 | 2016-12-07 | 2.6 | 15.4 | 0 | 19.56 | 0
2025-12-07 | -1.6 | 19.6 | 0 | 2024-12-07 | -2.3 | 20.3 | 0 | 2023-12-07 | 0.4 | 17.6 | 0 | 2022-12-07 | 4.8 | 13.2 | 0 | 2021-12-07 | -2.9 | 20.9 | 0 | 2020-12-07 | -5.8 | 23.8 | 0 | 2019-12-07 | -5.5 | 23.5 | 0 | 2018-12-07 | -7.7 | 25.7 | 0 | 2017-12-07 | -1.4 | 19.4 | 0 | 2016-12-07 | 2.5 | 15.5 | 0 | 19.95 | 0
2025-12-07 | -1.8 | 19.8 | 0 | 2024-12-07 | -2.1 | 20.1 | 0 | 2023-12-07 | 0.8 | 17.2 | 0 | 2022-12-07 | 4.6 | 13.4 | 0 | 2021-12-07 | -4.3 | 22.3 | 0 | 2020-12-07 | -6.1 | 24.1 | 0 | 2019-12-07 | -5.8 | 23.8 | 0 | 2018-12-07 | -8.7 | 26.7 | 0 | 2017-12-07 | -1.4 | 19.4 | 0 | 2016-12-07 | 2.4 | 15.6 | 0 | 20.24 | 0
2025-12-07 | -1.4 | 19.4 | 0 | 2024-12-07 | -1.8 | 19.8 | 0 | 2023-12-07 | 1.2 | 16.8 | 0 | 2022-12-07 | 4.9 | 13.1 | 0 | 2021-12-07 | -4.7 | 22.7 | 0 | 2020-12-07 | -6.1 | 24.1 | 0 | 2019-12-07 | -4.9 | 22.9 | 0 | 2018-12-07 | -9.2 | 27.2 | 0 | 2017-12-07 | -1.6 | 19.6 | 0 | 2016-12-07 | 1.9 | 16.1 | 0 | 20.17 | 0
2025-12-07 | -2.5 | 20.5 | 0 | 2024-12-07 | -1.9 | 19.9 | 0 | 2023-12-07 | 1.2 | 16.8 | 0 | 2022-12-07 | 4.9 | 13.1 | 0 | 2021-12-07 | -4 | 22 | 0 | 2020-12-07 | -6.1 | 24.1 | 0 | 2019-12-07 | -5.5 | 23.5 | 0 | 2018-12-07 | -8.7 | 26.7 | 0 | 2017-12-07 | -1.6 | 19.6 | 0 | 2016-12-07 | 1.5 | 16.5 | 0 | 20.27 | 0
2025-12-07 | -2.5 | 20.5 | 0 | 2024-12-07 | -1.9 | 19.9 | 0 | 2023-12-07 | 1.5 | 16.5 | 0 | 2022-12-07 | 5.4 | 12.6 | 0 | 2021-12-07 | -3.4 | 21.4 | 0 | 2020-12-07 | -3.7 | 21.7 | 0 | 2019-12-07 | -4.9 | 22.9 | 0 | 2018-12-07 | -8.4 | 26.4 | 0 | 2017-12-07 | -1.3 | 19.3 | 0 | 2016-12-07 | 1.7 | 16.3 | 0 | 19.75 | 0
2025-12-07 | -2.3 | 20.3 | 0 | 2024-12-07 | -1.9 | 19.9 | 0 | 2023-12-07 | 1.8 | 16.2 | 0 | 2022-12-07 | 6 | 12 | 0 | 2021-12-07 | -3 | 21 | 0 | 2020-12-07 | -2.2 | 20.2 | 0 | 2019-12-07 | -4.8 | 22.8 | 0 | 2018-12-07 | -7.4 | 25.4 | 0 | 2017-12-07 | -1.2 | 19.2 | 0 | 2016-12-07 | 1.6 | 16.4 | 0 | 19.34 | 0
2025-12-07 | -1.4 | 19.4 | 0 | 2024-12-07 | -1.4 | 19.4 | 0 | 2023-12-07 | 2.7 | 15.3 | 0 | 2022-12-07 | 6.4 | 11.6 | 0 | 2021-12-07 | -2.6 | 20.6 | 0 | 2020-12-07 | -0.7 | 18.7 | 0 | 2019-12-07 | -3.3 | 21.3 | 0 | 2018-12-07 | -5.9 | 23.9 | 0 | 2017-12-07 | -0.7 | 18.7 | 0 | 2016-12-07 | 1.8 | 16.2 | 0 | 18.51 | 0
2025-12-07 | -1.1 | 19.1 | 0 | 2024-12-07 | -1.5 | 19.5 | 0 | 2023-12-07 | 3.4 | 14.6 | 0 | 2022-12-07 | 6.5 | 11.5 | 0 | 2021-12-07 | -2.9 | 20.9 | 0 | 2020-12-07 | 0.6 | 17.4 | 0 | 2019-12-07 | -3.1 | 21.1 | 0 | 2018-12-07 | -4.9 | 22.9 | 0 | 2017-12-07 | 0.1 | 17.9 | 0 | 2016-12-07 | 1.9 | 16.1 | 0 | 18.1 | 0
2025-12-07 | -0.6 | 18.6 | 0 | 2024-12-07 | -1.4 | 19.4 | 0 | 2023-12-07 | 3.5 | 14.5 | 0 | 2022-12-07 | 6.9 | 11.1 | 0 | 2021-12-07 | -2.3 | 20.3 | 0 | 2020-12-07 | 0.9 | 17.1 | 0 | 2019-12-07 | -2.4 | 20.4 | 0 | 2018-12-07 | -4.5 | 22.5 | 0 | 2017-12-07 | 0 | 18 | 0 | 2016-12-07 | 1.8 | 16.2 | 0 | 17.81 | 0
2025-12-07 | -1 | 19 | 0 | 2024-12-07 | -1.2 | 19.2 | 0 | 2023-12-07 | 3.6 | 14.4 | 0 | 2022-12-07 | 7.3 | 10.7 | 0 | 2021-12-07 | -2.8 | 20.8 | 0 | 2020-12-07 | -0.5 | 18.5 | 0 | 2019-12-07 | -1.8 | 19.8 | 0 | 2018-12-07 | -4.4 | 22.4 | 0 | 2017-12-07 | -0.3 | 18.3 | 0 | 2016-12-07 | 2.4 | 15.6 | 0 | 17.87 | 0
2025-12-07 | -1.1 | 19.1 | 0 | 2024-12-07 | -0.8 | 18.8 | 0 | 2023-12-07 | 3.9 | 14.1 | 0 | 2022-12-07 | 7.7 | 10.3 | 0 | 2021-12-07 | -3.3 | 21.3 | 0 | 2020-12-07 | -2 | 20 | 0 | 2019-12-07 | -1.1 | 19.1 | 0 | 2018-12-07 | -4 | 22 | 0 | 2017-12-07 | -0.8 | 18.8 | 0 | 2016-12-07 | 2.8 | 15.2 | 0 | 17.87 | 0
2025-12-07 | -1.9 | 19.9 | 0 | 2024-12-07 | -0.8 | 18.8 | 0 | 2023-12-07 | 3.9 | 14.1 | 0 | 2022-12-07 | 7.5 | 10.5 | 0 | 2021-12-07 | -3.4 | 21.4 | 0 | 2020-12-07 | -2.9 | 20.9 | 0 | 2019-12-07 | -1.6 | 19.6 | 0 | 2018-12-07 | -4.2 | 22.2 | 0 | 2017-12-07 | -1.5 | 19.5 | 0 | 2016-12-07 | 2.2 | 15.8 | 0 | 18.27 | 0
2025-12-07 | -2.3 | 20.3 | 0 | 2024-12-07 | -0.3 | 18.3 | 0 | 2023-12-07 | 3.7 | 14.3 | 0 | 2022-12-07 | 7.5 | 10.5 | 0 | 2021-12-07 | -4 | 22 | 0 | 2020-12-07 | -3.2 | 21.2 | 0 | 2019-12-07 | -1.7 | 19.7 | 0 | 2018-12-07 | -4.5 | 22.5 | 0 | 2017-12-07 | -2.2 | 20.2 | 0 | 2016-12-07 | 1.8 | 16.2 | 0 | 18.52 | 0
2025-12-07 | -3.4 | 21.4 | 0 | 2024-12-07 | 0.4 | 17.6 | 0 | 2023-12-07 | 3.7 | 14.3 | 0 | 2022-12-07 | 7.1 | 10.9 | 0 | 2021-12-07 | -4.5 | 22.5 | 0 | 2020-12-07 | -2.5 | 20.5 | 0 | 2019-12-07 | -2 | 20 | 0 | 2018-12-07 | -4.7 | 22.7 | 0 | 2017-12-07 | -2.9 | 20.9 | 0 | 2016-12-07 | 1.3 | 16.7 | 0 | 18.75 | 0
2025-12-07 | -3.3 | 21.3 | 0 | 2024-12-07 | 1.7 | 16.3 | 0 | 2023-12-07 | 3.7 | 14.3 | 0 | 2022-12-07 | 7.5 | 10.5 | 0 | 2021-12-07 | -5.2 | 23.2 | 0 | 2020-12-07 | -2.1 | 20.1 | 0 | 2019-12-07 | -2.3 | 20.3 | 0 | 2018-12-07 | -4.6 | 22.6 | 0 | 2017-12-07 | -2.6 | 20.6 | 0 | 2016-12-07 | 0.8 | 17.2 | 0 | 18.64 | 0
2025-12-07 | -4.4 | 22.4 | 0 | 2024-12-07 | 2.2 | 15.8 | 0 | 2023-12-07 | 3.8 | 14.2 | 0 | 2022-12-07 | 7 | 11 | 0 | 2021-12-07 | -6.2 | 24.2 | 0 | 2020-12-07 | -2.1 | 20.1 | 0 | 2019-12-07 | -2.6 | 20.6 | 0 | 2018-12-07 | -4.3 | 22.3 | 0 | 2017-12-07 | -3.9 | 21.9 | 0 | 2016-12-07 | 0.3 | 17.7 | 0 | 19.02 | 0
2025-12-07 | -5.1 | 23.1 | 0 | 2024-12-07 | 2.1 | 15.9 | 0 | 2023-12-07 | 3.9 | 14.1 | 0 | 2022-12-07 | 6.3 | 11.7 | 0 | 2021-12-07 | -5.8 | 23.8 | 0 | 2020-12-07 | -3.2 | 21.2 | 0 | 2019-12-07 | -2.5 | 20.5 | 0 | 2018-12-07 | -4.1 | 22.1 | 0 | 2017-12-07 | -3.6 | 21.6 | 0 | 2016-12-07 | -0.2 | 18.2 | 0 | 19.22 | 0
2025-12-07 | -6 | 24 | 0 | 2024-12-07 | 1.4 | 16.6 | 0 | 2023-12-07 | 4.2 | 13.8 | 0 | 2022-12-07 | 6.1 | 11.9 | 0 | 2021-12-07 | -6.7 | 24.7 | 0 | 2020-12-07 | -3.9 | 21.9 | 0 | 2019-12-07 | -2.4 | 20.4 | 0 | 2018-12-07 | -4.2 | 22.2 | 0 | 2017-12-07 | -3.5 | 21.5 | 0 | 2016-12-07 | -0.4 | 18.4 | 0 | 19.54 | 0
2025-12-07 | -7.1 | 25.1 | 0 | 2024-12-07 | 2.6 | 15.4 | 0 | 2023-12-07 | 4.1 | 13.9 | 0 | 2022-12-07 | 6 | 12 | 0 | 2021-12-07 | -6.8 | 24.8 | 0 | 2020-12-07 | -3.8 | 21.8 | 0 | 2019-12-07 | -2.7 | 20.7 | 0 | 2018-12-07 | -3.9 | 21.9 | 0 | 2017-12-07 | -3.2 | 21.2 | 0 | 2016-12-07 | 0 | 18 | 0 | 19.48 | 0
2025-12-08 | -7.1 | 25.1 | 0 | 2024-12-08 | 3.8 | 14.2 | 0 | 2023-12-08 | 4.2 | 13.8 | 0 | 2022-12-08 | 3.8 | 14.2 | 0 | 2021-12-08 | -6.4 | 24.4 | 0 | 2020-12-08 | -4.4 | 22.4 | 0 | 2019-12-08 | -2.8 | 20.8 | 0 | 2018-12-08 | -3.6 | 21.6 | 0 | 2017-12-08 | -3.3 | 21.3 | 0 | 2016-12-08 | -0.8 | 18.8 | 0 | 19.66 | 0
2025-12-08 | -8.1 | 26.1 | 0 | 2024-12-08 | 3.9 | 14.1 | 0 | 2023-12-08 | 4.4 | 13.6 | 0 | 2022-12-08 | 4.9 | 13.1 | 0 | 2021-12-08 | -6.1 | 24.1 | 0 | 2020-12-08 | -4.8 | 22.8 | 0 | 2019-12-08 | -2.9 | 20.9 | 0 | 2018-12-08 | -3.2 | 21.2 | 0 | 2017-12-08 | -2.8 | 20.8 | 0 | 2016-12-08 | -1 | 19 | 0 | 19.57 | 0
2025-12-08 | -9.1 | 27.1 | 0 | 2024-12-08 | 3.9 | 14.1 | 0 | 2023-12-08 | 4.2 | 13.8 | 0 | 2022-12-08 | 4.8 | 13.2 | 0 | 2021-12-08 | -5.8 | 23.8 | 0 | 2020-12-08 | -5.3 | 23.3 | 0 | 2019-12-08 | -2.6 | 20.6 | 0 | 2018-12-08 | -3.3 | 21.3 | 0 | 2017-12-08 | -3 | 21 | 0 | 2016-12-08 | -0.8 | 18.8 | 0 | 19.7 | 0
2025-12-08 | -10.5 | 28.5 | 0 | 2024-12-08 | 3.4 | 14.6 | 0 | 2023-12-08 | 4.2 | 13.8 | 0 | 2022-12-08 | 4.5 | 13.5 | 0 | 2021-12-08 | -5.8 | 23.8 | 0 | 2020-12-08 | -5.5 | 23.5 | 0 | 2019-12-08 | -2.5 | 20.5 | 0 | 2018-12-08 | -3.4 | 21.4 | 0 | 2017-12-08 | -3.3 | 21.3 | 0 | 2016-12-08 | -1.4 | 19.4 | 0 | 20.03 | 0
2025-12-08 | -11.3 | 29.3 | 0 | 2024-12-08 | 3.5 | 14.5 | 0 | 2023-12-08 | 3.4 | 14.6 | 0 | 2022-12-08 | 4.2 | 13.8 | 0 | 2021-12-08 | -6.5 | 24.5 | 0 | 2020-12-08 | -5.5 | 23.5 | 0 | 2019-12-08 | -1.7 | 19.7 | 0 | 2018-12-08 | -3.9 | 21.9 | 0 | 2017-12-08 | -3.6 | 21.6 | 0 | 2016-12-08 | -1.7 | 19.7 | 0 | 20.31 | 0
2025-12-08 | -12 | 30 | 0 | 2024-12-08 | 3.4 | 14.6 | 0 | 2023-12-08 | 3.6 | 14.4 | 0 | 2022-12-08 | 4.2 | 13.8 | 0 | 2021-12-08 | -6.5 | 24.5 | 0 | 2020-12-08 | -5.5 | 23.5 | 0 | 2019-12-08 | -1 | 19 | 0 | 2018-12-08 | -4.1 | 22.1 | 0 | 2017-12-08 | -3.5 | 21.5 | 0 | 2016-12-08 | -1.2 | 19.2 | 0 | 20.26 | 0
2025-12-08 | -12.3 | 30.3 | 0 | 2024-12-08 | 3.4 | 14.6 | 0 | 2023-12-08 | 3.7 | 14.3 | 0 | 2022-12-08 | 4 | 14 | 0 | 2021-12-08 | -6.3 | 24.3 | 0 | 2020-12-08 | -6.3 | 24.3 | 0 | 2019-12-08 | -0.7 | 18.7 | 0 | 2018-12-08 | -4.1 | 22.1 | 0 | 2017-12-08 | -3.5 | 21.5 | 0 | 2016-12-08 | -0.4 | 18.4 | 0 | 20.25 | 0
2025-12-08 | -12.2 | 30.2 | 0 | 2024-12-08 | 3.7 | 14.3 | 0 | 2023-12-08 | 4 | 14 | 0 | 2022-12-08 | 4 | 14 | 0 | 2021-12-08 | -5.8 | 23.8 | 0 | 2020-12-08 | -6.5 | 24.5 | 0 | 2019-12-08 | -0.7 | 18.7 | 0 | 2018-12-08 | -5.4 | 23.4 | 0 | 2017-12-08 | -3.4 | 21.4 | 0 | 2016-12-08 | -0.5 | 18.5 | 0 | 20.28 | 0
2025-12-08 | -12.7 | 30.7 | 0 | 2024-12-08 | 4 | 14 | 0 | 2023-12-08 | 4.2 | 13.8 | 0 | 2022-12-08 | 3.7 | 14.3 | 0 | 2021-12-08 | -5.2 | 23.2 | 0 | 2020-12-08 | -6.2 | 24.2 | 0 | 2019-12-08 | 0.3 | 17.7 | 0 | 2018-12-08 | -5 | 23 | 0 | 2017-12-08 | -3.2 | 21.2 | 0 | 2016-12-08 | -0.2 | 18.2 | 0 | 20.03 | 0
2025-12-08 | -10.9 | 28.9 | 0 | 2024-12-08 | 4.2 | 13.8 | 0 | 2023-12-08 | 4.5 | 13.5 | 0 | 2022-12-08 | 3.2 | 14.8 | 0 | 2021-12-08 | -4.4 | 22.4 | 0 | 2020-12-08 | -5.3 | 23.3 | 0 | 2019-12-08 | 1.5 | 16.5 | 0 | 2018-12-08 | -3.1 | 21.1 | 0 | 2017-12-08 | -2.4 | 20.4 | 0 | 2016-12-08 | -0.4 | 18.4 | 0 | 19.31 | 0
2025-12-08 | -8.9 | 26.9 | 0 | 2024-12-08 | 5 | 13 | 0 | 2023-12-08 | 5 | 13 | 0 | 2022-12-08 | 3.8 | 14.2 | 0 | 2021-12-08 | -3.9 | 21.9 | 0 | 2020-12-08 | -3.1 | 21.1 | 0 | 2019-12-08 | 2.3 | 15.7 | 0 | 2018-12-08 | -2.2 | 20.2 | 0 | 2017-12-08 | -1.5 | 19.5 | 0 | 2016-12-08 | -0.7 | 18.7 | 0 | 18.42 | 0
2025-12-08 | -6.8 | 24.8 | 0 | 2024-12-08 | 5.8 | 12.2 | 0 | 2023-12-08 | 6 | 12 | 0 | 2022-12-08 | 4.4 | 13.6 | 0 | 2021-12-08 | -3.2 | 21.2 | 0 | 2020-12-08 | -1 | 19 | 0 | 2019-12-08 | 3.2 | 14.8 | 0 | 2018-12-08 | -0.8 | 18.8 | 0 | 2017-12-08 | -0.3 | 18.3 | 0 | 2016-12-08 | -1 | 19 | 0 | 17.37 | 0
2025-12-08 | -4.6 | 22.6 | 0 | 2024-12-08 | 6.4 | 11.6 | 0 | 2023-12-08 | 6 | 12 | 0 | 2022-12-08 | 4.5 | 13.5 | 0 | 2021-12-08 | -2.4 | 20.4 | 0 | 2020-12-08 | 0.2 | 17.8 | 0 | 2019-12-08 | 4.2 | 13.8 | 0 | 2018-12-08 | -1.5 | 19.5 | 0 | 2017-12-08 | -0.4 | 18.4 | 0 | 2016-12-08 | -1.1 | 19.1 | 0 | 16.87 | 0
2025-12-08 | -3.8 | 21.8 | 0 | 2024-12-08 | 6.5 | 11.5 | 0 | 2023-12-08 | 6.7 | 11.3 | 0 | 2022-12-08 | 4.8 | 13.2 | 0 | 2021-12-08 | -2.1 | 20.1 | 0 | 2020-12-08 | 0.7 | 17.3 | 0 | 2019-12-08 | 4.6 | 13.4 | 0 | 2018-12-08 | -0.2 | 18.2 | 0 | 2017-12-08 | 0.6 | 17.4 | 0 | 2016-12-08 | -0.9 | 18.9 | 0 | 16.31 | 0
2025-12-08 | -4 | 22 | 0 | 2024-12-08 | 6 | 12 | 0 | 2023-12-08 | 7.1 | 10.9 | 0 | 2022-12-08 | 3.8 | 14.2 | 0 | 2021-12-08 | -2.2 | 20.2 | 0 | 2020-12-08 | 1 | 17 | 0 | 2019-12-08 | 5.1 | 12.9 | 0 | 2018-12-08 | -0.5 | 18.5 | 0 | 2017-12-08 | 0.4 | 17.6 | 0 | 2016-12-08 | -0.8 | 18.8 | 0 | 16.41 | 0
2025-12-08 | -4 | 22 | 0 | 2024-12-08 | 6 | 12 | 0 | 2023-12-08 | 6 | 12 | 0 | 2022-12-08 | 3.3 | 14.7 | 0 | 2021-12-08 | -2 | 20 | 0 | 2020-12-08 | 1.7 | 16.3 | 0 | 2019-12-08 | 4.8 | 13.2 | 0 | 2018-12-08 | -0.7 | 18.7 | 0 | 2017-12-08 | 0.4 | 17.6 | 0 | 2016-12-08 | -1.1 | 19.1 | 0 | 16.56 | 0
2025-12-08 | -4.3 | 22.3 | 0 | 2024-12-08 | 5.5 | 12.5 | 0 | 2023-12-08 | 5.3 | 12.7 | 0 | 2022-12-08 | 2.1 | 15.9 | 0 | 2021-12-08 | -2.6 | 20.6 | 0 | 2020-12-08 | 0.9 | 17.1 | 0 | 2019-12-08 | 5 | 13 | 0 | 2018-12-08 | -1.1 | 19.1 | 0 | 2017-12-08 | 0.1 | 17.9 | 0 | 2016-12-08 | -1.3 | 19.3 | 0 | 17.04 | 0
2025-12-08 | -4.5 | 22.5 | 0 | 2024-12-08 | 4.7 | 13.3 | 0 | 2023-12-08 | 5.3 | 12.7 | 0 | 2022-12-08 | 0.5 | 17.5 | 0 | 2021-12-08 | -3.1 | 21.1 | 0 | 2020-12-08 | 0.5 | 17.5 | 0 | 2019-12-08 | 5 | 13 | 0 | 2018-12-08 | -1.4 | 19.4 | 0 | 2017-12-08 | -0.5 | 18.5 | 0 | 2016-12-08 | -1.8 | 19.8 | 0 | 17.53 | 0
2025-12-08 | -4.9 | 22.9 | 0 | 2024-12-08 | 4.5 | 13.5 | 0 | 2023-12-08 | 5.7 | 12.3 | 0 | 2022-12-08 | 0.3 | 17.7 | 0 | 2021-12-08 | -4.6 | 22.6 | 0 | 2020-12-08 | 0.9 | 17.1 | 0 | 2019-12-08 | 5.2 | 12.8 | 0 | 2018-12-08 | -1.9 | 19.9 | 0 | 2017-12-08 | -1.4 | 19.4 | 0 | 2016-12-08 | -2 | 20 | 0 | 17.82 | 0
2025-12-08 | -6 | 24 | 0 | 2024-12-08 | 2.8 | 15.2 | 0 | 2023-12-08 | 6.3 | 11.7 | 0 | 2022-12-08 | 0 | 18 | 0 | 2021-12-08 | -5.8 | 23.8 | 0 | 2020-12-08 | 1.2 | 16.8 | 0 | 2019-12-08 | 6 | 12 | 0 | 2018-12-08 | -3 | 21 | 0 | 2017-12-08 | -1.7 | 19.7 | 0 | 2016-12-08 | -2 | 20 | 0 | 18.22 | 0
2025-12-08 | -6.5 | 24.5 | 0 | 2024-12-08 | 2.7 | 15.3 | 0 | 2023-12-08 | 6.6 | 11.4 | 0 | 2022-12-08 | -0.6 | 18.6 | 0 | 2021-12-08 | -4.1 | 22.1 | 0 | 2020-12-08 | 1.3 | 16.7 | 0 | 2019-12-08 | 6 | 12 | 0 | 2018-12-08 | -3.2 | 21.2 | 0 | 2017-12-08 | -2.1 | 20.1 | 0 | 2016-12-08 | -1.9 | 19.9 | 0 | 18.18 | 0
2025-12-08 | -7.2 | 25.2 | 0 | 2024-12-08 | 2.5 | 15.5 | 0 | 2023-12-08 | 6.7 | 11.3 | 0 | 2022-12-08 | -0.5 | 18.5 | 0 | 2021-12-08 | -3.5 | 21.5 | 0 | 2020-12-08 | 1 | 17 | 0 | 2019-12-08 | 6.1 | 11.9 | 0 | 2018-12-08 | -2.3 | 20.3 | 0 | 2017-12-08 | -1.6 | 19.6 | 0 | 2016-12-08 | -1.8 | 19.8 | 0 | 18.06 | 0
2025-12-08 | -8.1 | 26.1 | 0 | 2024-12-08 | 2.5 | 15.5 | 0 | 2023-12-08 | 6.9 | 11.1 | 0 | 2022-12-08 | -0.6 | 18.6 | 0 | 2021-12-08 | -4.1 | 22.1 | 0 | 2020-12-08 | 1.2 | 16.8 | 0 | 2019-12-08 | 6.1 | 11.9 | 0 | 2018-12-08 | -2.1 | 20.1 | 0 | 2017-12-08 | -1.3 | 19.3 | 0 | 2016-12-08 | -2 | 20 | 0 | 18.15 | 0
2025-12-08 | -8.1 | 26.1 | 0 | 2024-12-08 | 2.4 | 15.6 | 0 | 2023-12-08 | 7.2 | 10.8 | 0 | 2022-12-08 | -0.9 | 18.9 | 0 | 2021-12-08 | -6.2 | 24.2 | 0 | 2020-12-08 | 1.4 | 16.6 | 0 | 2019-12-08 | 6 | 12 | 0 | 2018-12-08 | -2.3 | 20.3 | 0 | 2017-12-08 | -1 | 19 | 0 | 2016-12-08 | -2.4 | 20.4 | 0 | 18.39 | 0
2025-12-09 | -8.4 | 26.4 | 0 | 2024-12-09 | 2.8 | 15.2 | 0 | 2023-12-09 | 7.2 | 10.8 | 0 | 2022-12-09 | -1.8 | 19.8 | 0 | 2021-12-09 | -4.4 | 22.4 | 0 | 2020-12-09 | 1.6 | 16.4 | 0 | 2019-12-09 | 6.3 | 11.7 | 0 | 2018-12-09 | -2.5 | 20.5 | 0 | 2017-12-09 | -1 | 19 | 0 | 2016-12-09 | -3.7 | 21.7 | 0 | 18.39 | 0
2025-12-09 | -8.6 | 26.6 | 0 | 2024-12-09 | 2.8 | 15.2 | 0 | 2023-12-09 | 7.2 | 10.8 | 0 | 2022-12-09 | -1.6 | 19.6 | 0 | 2021-12-09 | -5.2 | 23.2 | 0 | 2020-12-09 | 1.4 | 16.6 | 0 | 2019-12-09 | 6.6 | 11.4 | 0 | 2018-12-09 | -2.7 | 20.7 | 0 | 2017-12-09 | -0.9 | 18.9 | 0 | 2016-12-09 | -4.4 | 22.4 | 0 | 18.54 | 0
2025-12-09 | -8.1 | 26.1 | 0 | 2024-12-09 | 3.4 | 14.6 | 0 | 2023-12-09 | 7 | 11 | 0 | 2022-12-09 | -1.4 | 19.4 | 0 | 2021-12-09 | -5.3 | 23.3 | 0 | 2020-12-09 | 1.3 | 16.7 | 0 | 2019-12-09 | 6.6 | 11.4 | 0 | 2018-12-09 | -3 | 21 | 0 | 2017-12-09 | -0.9 | 18.9 | 0 | 2016-12-09 | -3.9 | 21.9 | 0 | 18.43 | 0
2025-12-09 | -8.6 | 26.6 | 0 | 2024-12-09 | 3.2 | 14.8 | 0 | 2023-12-09 | 7.2 | 10.8 | 0 | 2022-12-09 | -1.2 | 19.2 | 0 | 2021-12-09 | -4.8 | 22.8 | 0 | 2020-12-09 | 0.6 | 17.4 | 0 | 2019-12-09 | 6.4 | 11.6 | 0 | 2018-12-09 | -3.3 | 21.3 | 0 | 2017-12-09 | -1 | 19 | 0 | 2016-12-09 | -4.9 | 22.9 | 0 | 18.64 | 0
2025-12-09 | -8.3 | 26.3 | 0 | 2024-12-09 | 2.5 | 15.5 | 0 | 2023-12-09 | 7.5 | 10.5 | 0 | 2022-12-09 | -1.3 | 19.3 | 0 | 2021-12-09 | -4.9 | 22.9 | 0 | 2020-12-09 | 0.1 | 17.9 | 0 | 2019-12-09 | 5.7 | 12.3 | 0 | 2018-12-09 | -3.5 | 21.5 | 0 | 2017-12-09 | -1.5 | 19.5 | 0 | 2016-12-09 | -4.9 | 22.9 | 0 | 18.86 | 0
2025-12-09 | -8.4 | 26.4 | 0 | 2024-12-09 | 2.5 | 15.5 | 0 | 2023-12-09 | 7.8 | 10.2 | 0 | 2022-12-09 | -1.4 | 19.4 | 0 | 2021-12-09 | -4.2 | 22.2 | 0 | 2020-12-09 | 0.3 | 17.7 | 0 | 2019-12-09 | 5.8 | 12.2 | 0 | 2018-12-09 | -5.6 | 23.6 | 0 | 2017-12-09 | -1.9 | 19.9 | 0 | 2016-12-09 | -5.8 | 23.8 | 0 | 19.09 | 0
2025-12-09 | -7.3 | 25.3 | 0 | 2024-12-09 | 2.2 | 15.8 | 0 | 2023-12-09 | 8.2 | 9.8 | 0 | 2022-12-09 | -1.4 | 19.4 | 0 | 2021-12-09 | -4.3 | 22.3 | 0 | 2020-12-09 | 0.9 | 17.1 | 0 | 2019-12-09 | 5.3 | 12.7 | 0 | 2018-12-09 | -6 | 24 | 0 | 2017-12-09 | -1.3 | 19.3 | 0 | 2016-12-09 | -5.8 | 23.8 | 0 | 18.95 | 0
2025-12-09 | -6.5 | 24.5 | 0 | 2024-12-09 | 1.2 | 16.8 | 0 | 2023-12-09 | 8.4 | 9.6 | 0 | 2022-12-09 | -1.2 | 19.2 | 0 | 2021-12-09 | -4.8 | 22.8 | 0 | 2020-12-09 | 0.7 | 17.3 | 0 | 2019-12-09 | 5.6 | 12.4 | 0 | 2018-12-09 | -5.9 | 23.9 | 0 | 2017-12-09 | -0.7 | 18.7 | 0 | 2016-12-09 | -5.9 | 23.9 | 0 | 18.91 | 0
2025-12-09 | -4.7 | 22.7 | 0 | 2024-12-09 | 0.4 | 17.6 | 0 | 2023-12-09 | 8.8 | 9.2 | 0 | 2022-12-09 | -0.9 | 18.9 | 0 | 2021-12-09 | -5 | 23 | 0 | 2020-12-09 | 0.9 | 17.1 | 0 | 2019-12-09 | 5.6 | 12.4 | 0 | 2018-12-09 | -6.3 | 24.3 | 0 | 2017-12-09 | -0.5 | 18.5 | 0 | 2016-12-09 | -5.8 | 23.8 | 0 | 18.75 | 0
2025-12-09 | -4.3 | 22.3 | 0 | 2024-12-09 | 0 | 18 | 0 | 2023-12-09 | 9.7 | 8.3 | 0 | 2022-12-09 | -0.3 | 18.3 | 0 | 2021-12-09 | -4.3 | 22.3 | 0 | 2020-12-09 | 1.3 | 16.7 | 0 | 2019-12-09 | 6 | 12 | 0 | 2018-12-09 | -4.7 | 22.7 | 0 | 2017-12-09 | 0.1 | 17.9 | 0 | 2016-12-09 | -5.8 | 23.8 | 0 | 18.23 | 0
2025-12-09 | -3.8 | 21.8 | 0 | 2024-12-09 | 0 | 18 | 0 | 2023-12-09 | 10 | 8 | 0 | 2022-12-09 | 0.3 | 17.7 | 0 | 2021-12-09 | -3.8 | 21.8 | 0 | 2020-12-09 | 1.2 | 16.8 | 0 | 2019-12-09 | 5.9 | 12.1 | 0 | 2018-12-09 | -2.4 | 20.4 | 0 | 2017-12-09 | 0.3 | 17.7 | 0 | 2016-12-09 | -4.7 | 22.7 | 0 | 17.7 | 0
2025-12-09 | -3 | 21 | 0 | 2024-12-09 | 0.2 | 17.8 | 0 | 2023-12-09 | 11.2 | 6.8 | 0 | 2022-12-09 | 0.5 | 17.5 | 0 | 2021-12-09 | -3.4 | 21.4 | 0 | 2020-12-09 | 1.3 | 16.7 | 0 | 2019-12-09 | 5.2 | 12.8 | 0 | 2018-12-09 | -1 | 19 | 0 | 2017-12-09 | 0.4 | 17.6 | 0 | 2016-12-09 | -3.4 | 21.4 | 0 | 17.2 | 0
2025-12-09 | -2.7 | 20.7 | 0 | 2024-12-09 | 0.5 | 17.5 | 0 | 2023-12-09 | 11 | 7 | 0 | 2022-12-09 | 0.2 | 17.8 | 0 | 2021-12-09 | -2.9 | 20.9 | 0 | 2020-12-09 | 1.7 | 16.3 | 0 | 2019-12-09 | 5 | 13 | 0 | 2018-12-09 | 0 | 18 | 0 | 2017-12-09 | 0.7 | 17.3 | 0 | 2016-12-09 | -2 | 20 | 0 | 16.85 | 0
2025-12-09 | -3 | 21 | 0 | 2024-12-09 | 1.2 | 16.8 | 0 | 2023-12-09 | 11.7 | 6.3 | 0 | 2022-12-09 | 0 | 18 | 0 | 2021-12-09 | -3 | 21 | 0 | 2020-12-09 | 2.4 | 15.6 | 0 | 2019-12-09 | 5.6 | 12.4 | 0 | 2018-12-09 | 0.3 | 17.7 | 0 | 2017-12-09 | 0.5 | 17.5 | 0 | 2016-12-09 | -1.4 | 19.4 | 0 | 16.57 | 0
2025-12-09 | -3.5 | 21.5 | 0 | 2024-12-09 | 1.6 | 16.4 | 0 | 2023-12-09 | 12.1 | 5.9 | 0 | 2022-12-09 | -0.1 | 18.1 | 0 | 2021-12-09 | -2.7 | 20.7 | 0 | 2020-12-09 | 3.3 | 14.7 | 0 | 2019-12-09 | 5.7 | 12.3 | 0 | 2018-12-09 | 0.8 | 17.2 | 0 | 2017-12-09 | 0.7 | 17.3 | 0 | 2016-12-09 | -1.6 | 19.6 | 0 | 16.37 | 0
2025-12-09 | -3.1 | 21.1 | 0 | 2024-12-09 | 1.7 | 16.3 | 0 | 2023-12-09 | 12.2 | 5.8 | 0 | 2022-12-09 | -0.2 | 18.2 | 0 | 2021-12-09 | -2.1 | 20.1 | 0 | 2020-12-09 | 4.3 | 13.7 | 0 | 2019-12-09 | 6 | 12 | 0 | 2018-12-09 | 0 | 18 | 0 | 2017-12-09 | 0.4 | 17.6 | 0 | 2016-12-09 | -1.8 | 19.8 | 0 | 16.26 | 0
2025-12-09 | -2.3 | 20.3 | 0 | 2024-12-09 | 1.8 | 16.2 | 0 | 2023-12-09 | 12.8 | 5.2 | 0 | 2022-12-09 | -0.4 | 18.4 | 0 | 2021-12-09 | -1.5 | 19.5 | 0 | 2020-12-09 | 3.8 | 14.2 | 0 | 2019-12-09 | 6.2 | 11.8 | 0 | 2018-12-09 | -1 | 19 | 0 | 2017-12-09 | -0.2 | 18.2 | 0 | 2016-12-09 | -1.9 | 19.9 | 0 | 16.27 | 0
2025-12-09 | -2.2 | 20.2 | 0 | 2024-12-09 | 2 | 16 | 0 | 2023-12-09 | 13.1 | 4.9 | 0 | 2022-12-09 | -1.1 | 19.1 | 0 | 2021-12-09 | -1.2 | 19.2 | 0 | 2020-12-09 | 3.4 | 14.6 | 0 | 2019-12-09 | 6.6 | 11.4 | 0 | 2018-12-09 | -1.9 | 19.9 | 0 | 2017-12-09 | -0.6 | 18.6 | 0 | 2016-12-09 | -3.5 | 21.5 | 0 | 16.54 | 0
2025-12-09 | -1.8 | 19.8 | 0 | 2024-12-09 | 2.2 | 15.8 | 0 | 2023-12-09 | 12.3 | 5.7 | 0 | 2022-12-09 | -1.9 | 19.9 | 0 | 2021-12-09 | -0.7 | 18.7 | 0 | 2020-12-09 | 3.4 | 14.6 | 0 | 2019-12-09 | 8.5 | 9.5 | 0 | 2018-12-09 | -1.7 | 19.7 | 0 | 2017-12-09 | -0.5 | 18.5 | 0 | 2016-12-09 | -4.6 | 22.6 | 0 | 16.48 | 0
2025-12-09 | -1.1 | 19.1 | 0 | 2024-12-09 | 2.5 | 15.5 | 0 | 2023-12-09 | 12.3 | 5.7 | 0 | 2022-12-09 | -2.5 | 20.5 | 0 | 2021-12-09 | -0.3 | 18.3 | 0 | 2020-12-09 | 3.4 | 14.6 | 0 | 2019-12-09 | 9.3 | 8.7 | 0 | 2018-12-09 | -1.9 | 19.9 | 0 | 2017-12-09 | -1.2 | 19.2 | 0 | 2016-12-09 | -5.2 | 23.2 | 0 | 16.47 | 0
2025-12-09 | -0.1 | 18.1 | 0 | 2024-12-09 | 2.6 | 15.4 | 0 | 2023-12-09 | 11.7 | 6.3 | 0 | 2022-12-09 | -3.1 | 21.1 | 0 | 2021-12-09 | -0.1 | 18.1 | 0 | 2020-12-09 | 3.7 | 14.3 | 0 | 2019-12-09 | 9.6 | 8.4 | 0 | 2018-12-09 | -1.8 | 19.8 | 0 | 2017-12-09 | -2.4 | 20.4 | 0 | 2016-12-09 | -5.4 | 23.4 | 0 | 16.53 | 0
2025-12-09 | 0.2 | 17.8 | 0 | 2024-12-09 | 2.8 | 15.2 | 0 | 2023-12-09 | 10.9 | 7.1 | 0 | 2022-12-09 | -2 | 20 | 0 | 2021-12-09 | -0.6 | 18.6 | 0 | 2020-12-09 | 2.9 | 15.1 | 0 | 2019-12-09 | 9.7 | 8.3 | 0 | 2018-12-09 | -1.4 | 19.4 | 0 | 2017-12-09 | -3.7 | 21.7 | 0 | 2016-12-09 | -6.1 | 24.1 | 0 | 16.73 | 0
2025-12-09 | 0.3 | 17.7 | 0 | 2024-12-09 | 2.9 | 15.1 | 0 | 2023-12-09 | 10.4 | 7.6 | 0 | 2022-12-09 | -1.9 | 19.9 | 0 | 2021-12-09 | -0.4 | 18.4 | 0 | 2020-12-09 | 3.6 | 14.4 | 0 | 2019-12-09 | 9.7 | 8.3 | 0 | 2018-12-09 | -1.1 | 19.1 | 0 | 2017-12-09 | -3.7 | 21.7 | 0 | 2016-12-09 | -6.2 | 24.2 | 0 | 16.64 | 0
2025-12-09 | 0.4 | 17.6 | 0 | 2024-12-09 | 3.2 | 14.8 | 0 | 2023-12-09 | 9.7 | 8.3 | 0 | 2022-12-09 | -2.2 | 20.2 | 0 | 2021-12-09 | 0.1 | 17.9 | 0 | 2020-12-09 | 3.2 | 14.8 | 0 | 2019-12-09 | 9.9 | 8.1 | 0 | 2018-12-09 | -0.9 | 18.9 | 0 | 2017-12-09 | -2.7 | 20.7 | 0 | 2016-12-09 | -6.1 | 24.1 | 0 | 16.54 | 0
2025-12-10 | 0.4 | 17.6 | 0 | 2024-12-10 | 3.4 | 14.6 | 0 | 2023-12-10 | 9.9 | 8.1 | 0 | 2022-12-10 | -2.5 | 20.5 | 0 | 2021-12-10 | 0.7 | 17.3 | 0 | 2020-12-10 | 3.3 | 14.7 | 0 | 2019-12-10 | 9.9 | 8.1 | 0 | 2018-12-10 | -0.8 | 18.8 | 0 | 2017-12-10 | -2.7 | 20.7 | 0 | 2016-12-10 | -6.3 | 24.3 | 0 | 16.47 | 0
2025-12-10 | 0.5 | 17.5 | 0 | 2024-12-10 | 3.8 | 14.2 | 0 | 2023-12-10 | 9.7 | 8.3 | 0 | 2022-12-10 | -2.8 | 20.8 | 0 | 2021-12-10 | 1.3 | 16.7 | 0 | 2020-12-10 | 3.3 | 14.7 | 0 | 2019-12-10 | 10.1 | 7.9 | 0 | 2018-12-10 | -0.9 | 18.9 | 0 | 2017-12-10 | -2.7 | 20.7 | 0 | 2016-12-10 | -7.1 | 25.1 | 0 | 16.48 | 0
2025-12-10 | 0.6 | 17.4 | 0 | 2024-12-10 | 4.1 | 13.9 | 0 | 2023-12-10 | 8.2 | 9.8 | 0 | 2022-12-10 | -3.1 | 21.1 | 0 | 2021-12-10 | 1.5 | 16.5 | 0 | 2020-12-10 | 3 | 15 | 0 | 2019-12-10 | 9.6 | 8.4 | 0 | 2018-12-10 | -1 | 19 | 0 | 2017-12-10 | -2.1 | 20.1 | 0 | 2016-12-10 | -6.8 | 24.8 | 0 | 16.6 | 0
2025-12-10 | 0.4 | 17.6 | 0 | 2024-12-10 | 4.4 | 13.6 | 0 | 2023-12-10 | 7.9 | 10.1 | 0 | 2022-12-10 | -3.3 | 21.3 | 0 | 2021-12-10 | 1.4 | 16.6 | 0 | 2020-12-10 | 1.4 | 16.6 | 0 | 2019-12-10 | 7.3 | 10.7 | 0 | 2018-12-10 | -0.8 | 18.8 | 0 | 2017-12-10 | -2 | 20 | 0 | 2016-12-10 | -6.5 | 24.5 | 0 | 16.98 | 0
2025-12-10 | 0.1 | 17.9 | 0 | 2024-12-10 | 4.4 | 13.6 | 0 | 2023-12-10 | 6.7 | 11.3 | 0 | 2022-12-10 | -3.5 | 21.5 | 0 | 2021-12-10 | 1.2 | 16.8 | 0 | 2020-12-10 | 0.9 | 17.1 | 0 | 2019-12-10 | 5.4 | 12.6 | 0 | 2018-12-10 | -0.7 | 18.7 | 0 | 2017-12-10 | -3 | 21 | 0 | 2016-12-10 | -6.3 | 24.3 | 0 | 17.48 | 0
2025-12-10 | 0.1 | 17.9 | 0 | 2024-12-10 | 4.7 | 13.3 | 0 | 2023-12-10 | 5 | 13 | 0 | 2022-12-10 | -3.8 | 21.8 | 0 | 2021-12-10 | 1.4 | 16.6 | 0 | 2020-12-10 | 2.1 | 15.9 | 0 | 2019-12-10 | 4.5 | 13.5 | 0 | 2018-12-10 | -0.8 | 18.8 | 0 | 2017-12-10 | -3.6 | 21.6 | 0 | 2016-12-10 | -5.8 | 23.8 | 0 | 17.62 | 0
2025-12-10 | 0.1 | 17.9 | 0 | 2024-12-10 | 4.9 | 13.1 | 0 | 2023-12-10 | 3.8 | 14.2 | 0 | 2022-12-10 | -4.2 | 22.2 | 0 | 2021-12-10 | 1.3 | 16.7 | 0 | 2020-12-10 | 2.8 | 15.2 | 0 | 2019-12-10 | 2.6 | 15.4 | 0 | 2018-12-10 | -0.7 | 18.7 | 0 | 2017-12-10 | -3.7 | 21.7 | 0 | 2016-12-10 | -5.7 | 23.7 | 0 | 17.88 | 0
2025-12-10 | 0 | 18 | 0 | 2024-12-10 | 4.9 | 13.1 | 0 | 2023-12-10 | 4.1 | 13.9 | 0 | 2022-12-10 | -4.5 | 22.5 | 0 | 2021-12-10 | 2 | 16 | 0 | 2020-12-10 | 1.6 | 16.4 | 0 | 2019-12-10 | 2.2 | 15.8 | 0 | 2018-12-10 | -0.4 | 18.4 | 0 | 2017-12-10 | -2.8 | 20.8 | 0 | 2016-12-10 | -5 | 23 | 0 | 17.79 | 0
2025-12-10 | 0.1 | 17.9 | 0 | 2024-12-10 | 4.7 | 13.3 | 0 | 2023-12-10 | 4.2 | 13.8 | 0 | 2022-12-10 | -4.8 | 22.8 | 0 | 2021-12-10 | 2.1 | 15.9 | 0 | 2020-12-10 | 2.9 | 15.1 | 0 | 2019-12-10 | 1.5 | 16.5 | 0 | 2018-12-10 | -0.3 | 18.3 | 0 | 2017-12-10 | -3.4 | 21.4 | 0 | 2016-12-10 | -5 | 23 | 0 | 17.8 | 0
2025-12-10 | 0.3 | 17.7 | 0 | 2024-12-10 | 4.8 | 13.2 | 0 | 2023-12-10 | 4.3 | 13.7 | 0 | 2022-12-10 | -4.8 | 22.8 | 0 | 2021-12-10 | 2.1 | 15.9 | 0 | 2020-12-10 | 3.5 | 14.5 | 0 | 2019-12-10 | 1.2 | 16.8 | 0 | 2018-12-10 | 0 | 18 | 0 | 2017-12-10 | -3.1 | 21.1 | 0 | 2016-12-10 | -4.8 | 22.8 | 0 | 17.65 | 0
2025-12-10 | 0.3 | 17.7 | 0 | 2024-12-10 | 5.4 | 12.6 | 0 | 2023-12-10 | 5 | 13 | 0 | 2022-12-10 | -4.4 | 22.4 | 0 | 2021-12-10 | 2.6 | 15.4 | 0 | 2020-12-10 | 4.2 | 13.8 | 0 | 2019-12-10 | 1.3 | 16.7 | 0 | 2018-12-10 | 0.4 | 17.6 | 0 | 2017-12-10 | -2.6 | 20.6 | 0 | 2016-12-10 | -4.6 | 22.6 | 0 | 17.24 | 0
2025-12-10 | 0.5 | 17.5 | 0 | 2024-12-10 | 5.4 | 12.6 | 0 | 2023-12-10 | 5.3 | 12.7 | 0 | 2022-12-10 | -3.5 | 21.5 | 0 | 2021-12-10 | 3.3 | 14.7 | 0 | 2020-12-10 | 5 | 13 | 0 | 2019-12-10 | 0.9 | 17.1 | 0 | 2018-12-10 | 0.9 | 17.1 | 0 | 2017-12-10 | -2.9 | 20.9 | 0 | 2016-12-10 | -4.4 | 22.4 | 0 | 16.95 | 0
2025-12-10 | 0.7 | 17.3 | 0 | 2024-12-10 | 6.1 | 11.9 | 0 | 2023-12-10 | 5 | 13 | 0 | 2022-12-10 | -2.9 | 20.9 | 0 | 2021-12-10 | 3.6 | 14.4 | 0 | 2020-12-10 | 5.1 | 12.9 | 0 | 2019-12-10 | 0.4 | 17.6 | 0 | 2018-12-10 | 0.7 | 17.3 | 0 | 2017-12-10 | -2.5 | 20.5 | 0 | 2016-12-10 | -2.9 | 20.9 | 0 | 16.67 | 0
2025-12-10 | 1 | 17 | 0 | 2024-12-10 | 7.4 | 10.6 | 0 | 2023-12-10 | 5 | 13 | 0 | 2022-12-10 | -2.5 | 20.5 | 0 | 2021-12-10 | 4.5 | 13.5 | 0 | 2020-12-10 | 5.6 | 12.4 | 0 | 2019-12-10 | 0.3 | 17.7 | 0 | 2018-12-10 | 1.2 | 16.8 | 0 | 2017-12-10 | -1.7 | 19.7 | 0 | 2016-12-10 | -2.3 | 20.3 | 0 | 16.15 | 0
2025-12-10 | 1.1 | 16.9 | 0 | 2024-12-10 | 8.2 | 9.8 | 0 | 2023-12-10 | 4.8 | 13.2 | 0 | 2022-12-10 | -2.4 | 20.4 | 0 | 2021-12-10 | 4.9 | 13.1 | 0 | 2020-12-10 | 5.7 | 12.3 | 0 | 2019-12-10 | -0.5 | 18.5 | 0 | 2018-12-10 | 0.8 | 17.2 | 0 | 2017-12-10 | -1.6 | 19.6 | 0 | 2016-12-10 | -1.6 | 19.6 | 0 | 16.06 | 0
2025-12-10 | 0.6 | 17.4 | 0 | 2024-12-10 | 8.1 | 9.9 | 0 | 2023-12-10 | 4.8 | 13.2 | 0 | 2022-12-10 | -2.3 | 20.3 | 0 | 2021-12-10 | 4.9 | 13.1 | 0 | 2020-12-10 | 5.3 | 12.7 | 0 | 2019-12-10 | -1.3 | 19.3 | 0 | 2018-12-10 | 0.6 | 17.4 | 0 | 2017-12-10 | -2.1 | 20.1 | 0 | 2016-12-10 | -1.9 | 19.9 | 0 | 16.33 | 0
2025-12-10 | 0.1 | 17.9 | 0 | 2024-12-10 | 7.9 | 10.1 | 0 | 2023-12-10 | 4.6 | 13.4 | 0 | 2022-12-10 | -2.2 | 20.2 | 0 | 2021-12-10 | 4.8 | 13.2 | 0 | 2020-12-10 | 5 | 13 | 0 | 2019-12-10 | -2.5 | 20.5 | 0 | 2018-12-10 | 0.4 | 17.6 | 0 | 2017-12-10 | -2 | 20 | 0 | 2016-12-10 | -3.4 | 21.4 | 0 | 16.73 | 0
2025-12-10 | -0.3 | 18.3 | 0 | 2024-12-10 | 6.6 | 11.4 | 0 | 2023-12-10 | 4.3 | 13.7 | 0 | 2022-12-10 | -1.8 | 19.8 | 0 | 2021-12-10 | 3.9 | 14.1 | 0 | 2020-12-10 | 4.4 | 13.6 | 0 | 2019-12-10 | -3.2 | 21.2 | 0 | 2018-12-10 | 0.2 | 17.8 | 0 | 2017-12-10 | -2.2 | 20.2 | 0 | 2016-12-10 | -4.2 | 22.2 | 0 | 17.23 | 0
2025-12-10 | -0.7 | 18.7 | 0 | 2024-12-10 | 6.6 | 11.4 | 0 | 2023-12-10 | 4 | 14 | 0 | 2022-12-10 | -1.4 | 19.4 | 0 | 2021-12-10 | 3.2 | 14.8 | 0 | 2020-12-10 | 3.9 | 14.1 | 0 | 2019-12-10 | -4.5 | 22.5 | 0 | 2018-12-10 | 0.6 | 17.4 | 0 | 2017-12-10 | -2.5 | 20.5 | 0 | 2016-12-10 | -4.9 | 22.9 | 0 | 17.57 | 0
2025-12-10 | -1.7 | 19.7 | 0 | 2024-12-10 | 6.5 | 11.5 | 0 | 2023-12-10 | 3.9 | 14.1 | 0 | 2022-12-10 | -1 | 19 | 0 | 2021-12-10 | 3.5 | 14.5 | 0 | 2020-12-10 | 4.1 | 13.9 | 0 | 2019-12-10 | -5.2 | 23.2 | 0 | 2018-12-10 | 0.1 | 17.9 | 0 | 2017-12-10 | -2.7 | 20.7 | 0 | 2016-12-10 | -5.4 | 23.4 | 0 | 17.79 | 0
2025-12-10 | -2.8 | 20.8 | 0 | 2024-12-10 | 6.4 | 11.6 | 0 | 2023-12-10 | 3.7 | 14.3 | 0 | 2022-12-10 | -1.1 | 19.1 | 0 | 2021-12-10 | 3.9 | 14.1 | 0 | 2020-12-10 | 3.5 | 14.5 | 0 | 2019-12-10 | -5.6 | 23.6 | 0 | 2018-12-10 | 0.2 | 17.8 | 0 | 2017-12-10 | -2.9 | 20.9 | 0 | 2016-12-10 | -5.3 | 23.3 | 0 | 18 | 0
2025-12-10 | -3.2 | 21.2 | 0 | 2024-12-10 | 6.2 | 11.8 | 0 | 2023-12-10 | 3.2 | 14.8 | 0 | 2022-12-10 | -1.4 | 19.4 | 0 | 2021-12-10 | 3.8 | 14.2 | 0 | 2020-12-10 | 3 | 15 | 0 | 2019-12-10 | -6 | 24 | 0 | 2018-12-10 | 0.1 | 17.9 | 0 | 2017-12-10 | -3.2 | 21.2 | 0 | 2016-12-10 | -5.8 | 23.8 | 0 | 18.33 | 0
2025-12-10 | -4.1 | 22.1 | 0 | 2024-12-10 | 5.9 | 12.1 | 0 | 2023-12-10 | 2.6 | 15.4 | 0 | 2022-12-10 | -1.7 | 19.7 | 0 | 2021-12-10 | 4 | 14 | 0 | 2020-12-10 | 2.5 | 15.5 | 0 | 2019-12-10 | -6 | 24 | 0 | 2018-12-10 | -0.3 | 18.3 | 0 | 2017-12-10 | -3.1 | 21.1 | 0 | 2016-12-10 | -6 | 24 | 0 | 18.62 | 0
2025-12-10 | -4.9 | 22.9 | 0 | 2024-12-10 | 5.6 | 12.4 | 0 | 2023-12-10 | 1.8 | 16.2 | 0 | 2022-12-10 | -2.2 | 20.2 | 0 | 2021-12-10 | 4.1 | 13.9 | 0 | 2020-12-10 | 2.4 | 15.6 | 0 | 2019-12-10 | -6.6 | 24.6 | 0 | 2018-12-10 | -0.6 | 18.6 | 0 | 2017-12-10 | -3.5 | 21.5 | 0 | 2016-12-10 | -5.9 | 23.9 | 0 | 18.98 | 0
2025-12-11 | -5.8 | 23.8 | 0 | 2024-12-11 | 5.2 | 12.8 | 0 | 2023-12-11 | 1.5 | 16.5 | 0 | 2022-12-11 | -2.8 | 20.8 | 0 | 2021-12-11 | 4.4 | 13.6 | 0 | 2020-12-11 | 2.4 | 15.6 | 0 | 2019-12-11 | -6.3 | 24.3 | 0 | 2018-12-11 | -0.6 | 18.6 | 0 | 2017-12-11 | -3.2 | 21.2 | 0 | 2016-12-11 | -5.7 | 23.7 | 0 | 19.09 | 0
2025-12-11 | -7.2 | 25.2 | 0 | 2024-12-11 | 4.9 | 13.1 | 0 | 2023-12-11 | 1.8 | 16.2 | 0 | 2022-12-11 | -3.3 | 21.3 | 0 | 2021-12-11 | 4.9 | 13.1 | 0 | 2020-12-11 | 2.4 | 15.6 | 0 | 2019-12-11 | -6.1 | 24.1 | 0 | 2018-12-11 | -1.4 | 19.4 | 0 | 2017-12-11 | -4 | 22 | 0 | 2016-12-11 | -6 | 24 | 0 | 19.4 | 0
2025-12-11 | -7.9 | 25.9 | 0 | 2024-12-11 | 5.3 | 12.7 | 0 | 2023-12-11 | 0.4 | 17.6 | 0 | 2022-12-11 | -3.4 | 21.4 | 0 | 2021-12-11 | 4.8 | 13.2 | 0 | 2020-12-11 | 2.6 | 15.4 | 0 | 2019-12-11 | -5.9 | 23.9 | 0 | 2018-12-11 | -2.3 | 20.3 | 0 | 2017-12-11 | -5.2 | 23.2 | 0 | 2016-12-11 | -6.9 | 24.9 | 0 | 19.85 | 0
2025-12-11 | -9 | 27 | 0 | 2024-12-11 | 5.2 | 12.8 | 0 | 2023-12-11 | 0.6 | 17.4 | 0 | 2022-12-11 | -3.1 | 21.1 | 0 | 2021-12-11 | 5.2 | 12.8 | 0 | 2020-12-11 | 2.5 | 15.5 | 0 | 2019-12-11 | -5.5 | 23.5 | 0 | 2018-12-11 | -3 | 21 | 0 | 2017-12-11 | -5.8 | 23.8 | 0 | 2016-12-11 | -6.2 | 24.2 | 0 | 19.91 | 0
2025-12-11 | -9.7 | 27.7 | 0 | 2024-12-11 | 5.2 | 12.8 | 0 | 2023-12-11 | 1.3 | 16.7 | 0 | 2022-12-11 | -2.9 | 20.9 | 0 | 2021-12-11 | 5.2 | 12.8 | 0 | 2020-12-11 | 2.4 | 15.6 | 0 | 2019-12-11 | -6 | 24 | 0 | 2018-12-11 | -3.3 | 21.3 | 0 | 2017-12-11 | -6.5 | 24.5 | 0 | 2016-12-11 | -6 | 24 | 0 | 20.03 | 0
2025-12-11 | -9.4 | 27.4 | 0 | 2024-12-11 | 5.1 | 12.9 | 0 | 2023-12-11 | 1.2 | 16.8 | 0 | 2022-12-11 | -2.8 | 20.8 | 0 | 2021-12-11 | 5.3 | 12.7 | 0 | 2020-12-11 | 2 | 16 | 0 | 2019-12-11 | -6.4 | 24.4 | 0 | 2018-12-11 | -3 | 21 | 0 | 2017-12-11 | -6.8 | 24.8 | 0 | 2016-12-11 | -5.6 | 23.6 | 0 | 20.04 | 0
2025-12-11 | -8.8 | 26.8 | 0 | 2024-12-11 | 4.7 | 13.3 | 0 | 2023-12-11 | 0.6 | 17.4 | 0 | 2022-12-11 | -2.5 | 20.5 | 0 | 2021-12-11 | 5.5 | 12.5 | 0 | 2020-12-11 | 2.4 | 15.6 | 0 | 2019-12-11 | -5.5 | 23.5 | 0 | 2018-12-11 | -2.6 | 20.6 | 0 | 2017-12-11 | -6.8 | 24.8 | 0 | 2016-12-11 | -5.5 | 23.5 | 0 | 19.85 | 0
2025-12-11 | -9.1 | 27.1 | 0 | 2024-12-11 | 4.2 | 13.8 | 0 | 2023-12-11 | -0.2 | 18.2 | 0 | 2022-12-11 | -2.2 | 20.2 | 0 | 2021-12-11 | 7.1 | 10.9 | 0 | 2020-12-11 | 2.9 | 15.1 | 0 | 2019-12-11 | -5.1 | 23.1 | 0 | 2018-12-11 | -2.4 | 20.4 | 0 | 2017-12-11 | -7.1 | 25.1 | 0 | 2016-12-11 | -5.6 | 23.6 | 0 | 19.75 | 0
2025-12-11 | -10.3 | 28.3 | 0 | 2024-12-11 | 3.6 | 14.4 | 0 | 2023-12-11 | -0.4 | 18.4 | 0 | 2022-12-11 | -3.2 | 21.2 | 0 | 2021-12-11 | 7.4 | 10.6 | 0 | 2020-12-11 | 1 | 17 | 0 | 2019-12-11 | -5 | 23 | 0 | 2018-12-11 | -1.9 | 19.9 | 0 | 2017-12-11 | -7.1 | 25.1 | 0 | 2016-12-11 | -5 | 23 | 0 | 20.09 | 0
2025-12-11 | -9.9 | 27.9 | 0 | 2024-12-11 | 4 | 14 | 0 | 2023-12-11 | 0 | 18 | 0 | 2022-12-11 | -3.7 | 21.7 | 0 | 2021-12-11 | 8.6 | 9.4 | 0 | 2020-12-11 | 2.9 | 15.1 | 0 | 2019-12-11 | -4.4 | 22.4 | 0 | 2018-12-11 | -1.9 | 19.9 | 0 | 2017-12-11 | -6.9 | 24.9 | 0 | 2016-12-11 | -4.5 | 22.5 | 0 | 19.58 | 0
2025-12-11 | -7.8 | 25.8 | 0 | 2024-12-11 | 4 | 14 | 0 | 2023-12-11 | 0.5 | 17.5 | 0 | 2022-12-11 | -3.5 | 21.5 | 0 | 2021-12-11 | 11.3 | 6.7 | 0 | 2020-12-11 | 4.8 | 13.2 | 0 | 2019-12-11 | -3.7 | 21.7 | 0 | 2018-12-11 | -1.8 | 19.8 | 0 | 2017-12-11 | -6.8 | 24.8 | 0 | 2016-12-11 | -4.3 | 22.3 | 0 | 18.73 | 0
2025-12-11 | -6.8 | 24.8 | 0 | 2024-12-11 | 3.9 | 14.1 | 0 | 2023-12-11 | 0.9 | 17.1 | 0 | 2022-12-11 | -3.4 | 21.4 | 0 | 2021-12-11 | 15.2 | 2.8 | 0 | 2020-12-11 | 6.2 | 11.8 | 0 | 2019-12-11 | -4.2 | 22.2 | 0 | 2018-12-11 | -1.8 | 19.8 | 0 | 2017-12-11 | -6.4 | 24.4 | 0 | 2016-12-11 | -3.4 | 21.4 | 0 | 17.98 | 0
2025-12-11 | -6.4 | 24.4 | 0 | 2024-12-11 | 4.2 | 13.8 | 0 | 2023-12-11 | 1.6 | 16.4 | 0 | 2022-12-11 | -2.8 | 20.8 | 0 | 2021-12-11 | 16.7 | 1.3 | 0 | 2020-12-11 | 7.6 | 10.4 | 0 | 2019-12-11 | -3.2 | 21.2 | 0 | 2018-12-11 | -1.5 | 19.5 | 0 | 2017-12-11 | -5.7 | 23.7 | 0 | 2016-12-11 | -3 | 21 | 0 | 17.25 | 0
2025-12-11 | -6.1 | 24.1 | 0 | 2024-12-11 | 3.5 | 14.5 | 0 | 2023-12-11 | 1.5 | 16.5 | 0 | 2022-12-11 | -2.5 | 20.5 | 0 | 2021-12-11 | 17.6 | 0.4 | 0 | 2020-12-11 | 8.5 | 9.5 | 0 | 2019-12-11 | -3 | 21 | 0 | 2018-12-11 | -1.4 | 19.4 | 0 | 2017-12-11 | -4.7 | 22.7 | 0 | 2016-12-11 | -2.8 | 20.8 | 0 | 16.94 | 0
2025-12-11 | -6.2 | 24.2 | 0 | 2024-12-11 | 3.2 | 14.8 | 0 | 2023-12-11 | 1.5 | 16.5 | 0 | 2022-12-11 | -1.8 | 19.8 | 0 | 2021-12-11 | 17.7 | 0.3 | 0 | 2020-12-11 | 9.1 | 8.9 | 0 | 2019-12-11 | -3.4 | 21.4 | 0 | 2018-12-11 | -1.4 | 19.4 | 0 | 2017-12-11 | -4.4 | 22.4 | 0 | 2016-12-11 | -2.3 | 20.3 | 0 | 16.8 | 0
2025-12-11 | -6.2 | 24.2 | 0 | 2024-12-11 | 2.5 | 15.5 | 0 | 2023-12-11 | 1.1 | 16.9 | 0 | 2022-12-11 | -1.6 | 19.6 | 0 | 2021-12-11 | 15.5 | 2.5 | 0 | 2020-12-11 | 8.8 | 9.2 | 0 | 2019-12-11 | -4.5 | 22.5 | 0 | 2018-12-11 | -1.5 | 19.5 | 0 | 2017-12-11 | -4.2 | 22.2 | 0 | 2016-12-11 | -2 | 20 | 0 | 17.21 | 0
2025-12-11 | -6.5 | 24.5 | 0 | 2024-12-11 | 2.3 | 15.7 | 0 | 2023-12-11 | 0.8 | 17.2 | 0 | 2022-12-11 | -1.2 | 19.2 | 0 | 2021-12-11 | 10.2 | 7.8 | 0 | 2020-12-11 | 7.2 | 10.8 | 0 | 2019-12-11 | -5.6 | 23.6 | 0 | 2018-12-11 | -1.4 | 19.4 | 0 | 2017-12-11 | -4.1 | 22.1 | 0 | 2016-12-11 | -2.1 | 20.1 | 0 | 18.04 | 0
2025-12-11 | -6.8 | 24.8 | 0 | 2024-12-11 | 1.6 | 16.4 | 0 | 2023-12-11 | 0.7 | 17.3 | 0 | 2022-12-11 | -1.2 | 19.2 | 0 | 2021-12-11 | 6.4 | 11.6 | 0 | 2020-12-11 | 6.6 | 11.4 | 0 | 2019-12-11 | -7.3 | 25.3 | 0 | 2018-12-11 | -1.5 | 19.5 | 0 | 2017-12-11 | -4.1 | 22.1 | 0 | 2016-12-11 | -2.3 | 20.3 | 0 | 18.79 | 0
2025-12-11 | -7.5 | 25.5 | 0 | 2024-12-11 | 1.3 | 16.7 | 0 | 2023-12-11 | 0.5 | 17.5 | 0 | 2022-12-11 | -1.4 | 19.4 | 0 | 2021-12-11 | 5 | 13 | 0 | 2020-12-11 | 5.9 | 12.1 | 0 | 2019-12-11 | -7.4 | 25.4 | 0 | 2018-12-11 | -1.3 | 19.3 | 0 | 2017-12-11 | -3.5 | 21.5 | 0 | 2016-12-11 | -2 | 20 | 0 | 19.04 | 0
2025-12-11 | -8.2 | 26.2 | 0 | 2024-12-11 | 1 | 17 | 0 | 2023-12-11 | 0.4 | 17.6 | 0 | 2022-12-11 | -1.4 | 19.4 | 0 | 2021-12-11 | 3.3 | 14.7 | 0 | 2020-12-11 | 5.2 | 12.8 | 0 | 2019-12-11 | -7.5 | 25.5 | 0 | 2018-12-11 | -1.1 | 19.1 | 0 | 2017-12-11 | -4.2 | 22.2 | 0 | 2016-12-11 | -1.5 | 19.5 | 0 | 19.4 | 0
2025-12-11 | -8.8 | 26.8 | 0 | 2024-12-11 | -0.4 | 18.4 | 0 | 2023-12-11 | 0.2 | 17.8 | 0 | 2022-12-11 | -1.6 | 19.6 | 0 | 2021-12-11 | 2.4 | 15.6 | 0 | 2020-12-11 | 4.3 | 13.7 | 0 | 2019-12-11 | -7.7 | 25.7 | 0 | 2018-12-11 | -0.9 | 18.9 | 0 | 2017-12-11 | -3.9 | 21.9 | 0 | 2016-12-11 | -1.2 | 19.2 | 0 | 19.76 | 0
2025-12-11 | -10.7 | 28.7 | 0 | 2024-12-11 | 0 | 18 | 0 | 2023-12-11 | 0.5 | 17.5 | 0 | 2022-12-11 | -1.7 | 19.7 | 0 | 2021-12-11 | 2.7 | 15.3 | 0 | 2020-12-11 | 4 | 14 | 0 | 2019-12-11 | -7.3 | 25.3 | 0 | 2018-12-11 | -0.7 | 18.7 | 0 | 2017-12-11 | -3.4 | 21.4 | 0 | 2016-12-11 | -0.9 | 18.9 | 0 | 19.75 | 0
2025-12-11 | -10.2 | 28.2 | 0 | 2024-12-11 | -0.6 | 18.6 | 0 | 2023-12-11 | 0.7 | 17.3 | 0 | 2022-12-11 | -1.8 | 19.8 | 0 | 2021-12-11 | 2.9 | 15.1 | 0 | 2020-12-11 | 4.8 | 13.2 | 0 | 2019-12-11 | -7.2 | 25.2 | 0 | 2018-12-11 | -0.6 | 18.6 | 0 | 2017-12-11 | -3 | 21 | 0 | 2016-12-11 | -0.2 | 18.2 | 0 | 19.52 | 0
2025-12-11 | -11.6 | 29.6 | 0 | 2024-12-11 | -0.7 | 18.7 | 0 | 2023-12-11 | 0.5 | 17.5 | 0 | 2022-12-11 | -1.8 | 19.8 | 0 | 2021-12-11 | 2.9 | 15.1 | 0 | 2020-12-11 | 4.2 | 13.8 | 0 | 2019-12-11 | -7.6 | 25.6 | 0 | 2018-12-11 | -0.4 | 18.4 | 0 | 2017-12-11 | -2.9 | 20.9 | 0 | 2016-12-11 | -0.3 | 18.3 | 0 | 19.77 | 0
2025-12-12 | -10.2 | 28.2 | 0 | 2024-12-12 | -0.9 | 18.9 | 0 | 2023-12-12 | 0.4 | 17.6 | 0 | 2022-12-12 | -1.9 | 19.9 | 0 | 2021-12-12 | 2.2 | 15.8 | 0 | 2020-12-12 | 3.9 | 14.1 | 0 | 2019-12-12 | -7.4 | 25.4 | 0 | 2018-12-12 | -0.6 | 18.6 | 0 | 2017-12-12 | -2.9 | 20.9 | 0 | 2016-12-12 | -0.2 | 18.2 | 0 | 19.76 | 0
2025-12-12 | -11.6 | 29.6 | 0 | 2024-12-12 | -1.4 | 19.4 | 0 | 2023-12-12 | 0.2 | 17.8 | 0 | 2022-12-12 | -1.9 | 19.9 | 0 | 2021-12-12 | 1.2 | 16.8 | 0 | 2020-12-12 | 4.1 | 13.9 | 0 | 2019-12-12 | -8.7 | 26.7 | 0 | 2018-12-12 | -0.2 | 18.2 | 0 | 2017-12-12 | -2.9 | 20.9 | 0 | 2016-12-12 | -0.1 | 18.1 | 0 | 20.13 | 0
2025-12-12 | -12.1 | 30.1 | 0 | 2024-12-12 | -1.9 | 19.9 | 0 | 2023-12-12 | 0 | 18 | 0 | 2022-12-12 | -1.9 | 19.9 | 0 | 2021-12-12 | 1.2 | 16.8 | 0 | 2020-12-12 | 4.2 | 13.8 | 0 | 2019-12-12 | -7.9 | 25.9 | 0 | 2018-12-12 | 0 | 18 | 0 | 2017-12-12 | -3.4 | 21.4 | 0 | 2016-12-12 | 0 | 18 | 0 | 20.18 | 0
2025-12-12 | -10.6 | 28.6 | 0 | 2024-12-12 | -2.4 | 20.4 | 0 | 2023-12-12 | -0.1 | 18.1 | 0 | 2022-12-12 | -2.5 | 20.5 | 0 | 2021-12-12 | 1.3 | 16.7 | 0 | 2020-12-12 | 4 | 14 | 0 | 2019-12-12 | -8.1 | 26.1 | 0 | 2018-12-12 | 0.2 | 17.8 | 0 | 2017-12-12 | -3.2 | 21.2 | 0 | 2016-12-12 | 0 | 18 | 0 | 20.14 | 0
2025-12-12 | -10.7 | 28.7 | 0 | 2024-12-12 | -2.4 | 20.4 | 0 | 2023-12-12 | -1.1 | 19.1 | 0 | 2022-12-12 | -2.6 | 20.6 | 0 | 2021-12-12 | 0.8 | 17.2 | 0 | 2020-12-12 | 3.9 | 14.1 | 0 | 2019-12-12 | -8.9 | 26.9 | 0 | 2018-12-12 | 0.1 | 17.9 | 0 | 2017-12-12 | -3 | 21 | 0 | 2016-12-12 | 0.1 | 17.9 | 0 | 20.38 | 0
2025-12-12 | -10.4 | 28.4 | 0 | 2024-12-12 | -4.1 | 22.1 | 0 | 2023-12-12 | -0.9 | 18.9 | 0 | 2022-12-12 | -3.1 | 21.1 | 0 | 2021-12-12 | 0.8 | 17.2 | 0 | 2020-12-12 | 3.7 | 14.3 | 0 | 2019-12-12 | -9.1 | 27.1 | 0 | 2018-12-12 | -0.2 | 18.2 | 0 | 2017-12-12 | -3.1 | 21.1 | 0 | 2016-12-12 | 0.3 | 17.7 | 0 | 20.61 | 0
2025-12-12 | -9.3 | 27.3 | 0 | 2024-12-12 | -5.2 | 23.2 | 0 | 2023-12-12 | -1.3 | 19.3 | 0 | 2022-12-12 | -3.3 | 21.3 | 0 | 2021-12-12 | 0.1 | 17.9 | 0 | 2020-12-12 | 3.5 | 14.5 | 0 | 2019-12-12 | -8.7 | 26.7 | 0 | 2018-12-12 | -0.5 | 18.5 | 0 | 2017-12-12 | -3.3 | 21.3 | 0 | 2016-12-12 | -0.5 | 18.5 | 0 | 20.85 | 0
2025-12-12 | -9.1 | 27.1 | 0 | 2024-12-12 | -5.9 | 23.9 | 0 | 2023-12-12 | -1.1 | 19.1 | 0 | 2022-12-12 | -3.6 | 21.6 | 0 | 2021-12-12 | -0.2 | 18.2 | 0 | 2020-12-12 | 3.5 | 14.5 | 0 | 2019-12-12 | -8.7 | 26.7 | 0 | 2018-12-12 | -0.8 | 18.8 | 0 | 2017-12-12 | -3.2 | 21.2 | 0 | 2016-12-12 | -0.9 | 18.9 | 0 | 21 | 0
2025-12-12 | -9.1 | 27.1 | 0 | 2024-12-12 | -6.4 | 24.4 | 0 | 2023-12-12 | 0.1 | 17.9 | 0 | 2022-12-12 | -4.3 | 22.3 | 0 | 2021-12-12 | -0.4 | 18.4 | 0 | 2020-12-12 | 3.5 | 14.5 | 0 | 2019-12-12 | -8.4 | 26.4 | 0 | 2018-12-12 | -0.5 | 18.5 | 0 | 2017-12-12 | -3 | 21 | 0 | 2016-12-12 | 0.6 | 17.4 | 0 | 20.79 | 0
2025-12-12 | -5.7 | 23.7 | 0 | 2024-12-12 | -6.4 | 24.4 | 0 | 2023-12-12 | 2.1 | 15.9 | 0 | 2022-12-12 | -3.8 | 21.8 | 0 | 2021-12-12 | 1 | 17 | 0 | 2020-12-12 | 3.5 | 14.5 | 0 | 2019-12-12 | -7.3 | 25.3 | 0 | 2018-12-12 | -0.4 | 18.4 | 0 | 2017-12-12 | -3 | 21 | 0 | 2016-12-12 | 1 | 17 | 0 | 19.9 | 0
2025-12-12 | -3.5 | 21.5 | 0 | 2024-12-12 | -7 | 25 | 0 | 2023-12-12 | 3.8 | 14.2 | 0 | 2022-12-12 | -3.1 | 21.1 | 0 | 2021-12-12 | 2.5 | 15.5 | 0 | 2020-12-12 | 3.6 | 14.4 | 0 | 2019-12-12 | -6.4 | 24.4 | 0 | 2018-12-12 | -0.2 | 18.2 | 0 | 2017-12-12 | -3.5 | 21.5 | 0 | 2016-12-12 | 1.1 | 16.9 | 0 | 19.27 | 0
2025-12-12 | -2.3 | 20.3 | 0 | 2024-12-12 | -6 | 24 | 0 | 2023-12-12 | 5.2 | 12.8 | 0 | 2022-12-12 | -2.8 | 20.8 | 0 | 2021-12-12 | 4.3 | 13.7 | 0 | 2020-12-12 | 3.6 | 14.4 | 0 | 2019-12-12 | -5 | 23 | 0 | 2018-12-12 | 0.3 | 17.7 | 0 | 2017-12-12 | -4 | 22 | 0 | 2016-12-12 | 1.2 | 16.8 | 0 | 18.55 | 0
2025-12-12 | -1.4 | 19.4 | 0 | 2024-12-12 | -5.7 | 23.7 | 0 | 2023-12-12 | 5 | 13 | 0 | 2022-12-12 | -2.6 | 20.6 | 0 | 2021-12-12 | 5.5 | 12.5 | 0 | 2020-12-12 | 3.8 | 14.2 | 0 | 2019-12-12 | -4.9 | 22.9 | 0 | 2018-12-12 | 0 | 18 | 0 | 2017-12-12 | -4.3 | 22.3 | 0 | 2016-12-12 | 2.3 | 15.7 | 0 | 18.23 | 0
2025-12-12 | -1.1 | 19.1 | 0 | 2024-12-12 | -5.6 | 23.6 | 0 | 2023-12-12 | 4.7 | 13.3 | 0 | 2022-12-12 | -2.2 | 20.2 | 0 | 2021-12-12 | 6.5 | 11.5 | 0 | 2020-12-12 | 4.4 | 13.6 | 0 | 2019-12-12 | -4.4 | 22.4 | 0 | 2018-12-12 | 0 | 18 | 0 | 2017-12-12 | -5.5 | 23.5 | 0 | 2016-12-12 | 1.4 | 16.6 | 0 | 18.18 | 0
2025-12-12 | -1.1 | 19.1 | 0 | 2024-12-12 | -4.9 | 22.9 | 0 | 2023-12-12 | 4.6 | 13.4 | 0 | 2022-12-12 | -2 | 20 | 0 | 2021-12-12 | 6.7 | 11.3 | 0 | 2020-12-12 | 4.7 | 13.3 | 0 | 2019-12-12 | -3.5 | 21.5 | 0 | 2018-12-12 | 0.8 | 17.2 | 0 | 2017-12-12 | -6.1 | 24.1 | 0 | 2016-12-12 | 0.9 | 17.1 | 0 | 17.99 | 0
2025-12-12 | -1.4 | 19.4 | 0 | 2024-12-12 | -4.8 | 22.8 | 0 | 2023-12-12 | 4.5 | 13.5 | 0 | 2022-12-12 | -2.1 | 20.1 | 0 | 2021-12-12 | 6.7 | 11.3 | 0 | 2020-12-12 | 4.9 | 13.1 | 0 | 2019-12-12 | -3.1 | 21.1 | 0 | 2018-12-12 | 0.9 | 17.1 | 0 | 2017-12-12 | -7.1 | 25.1 | 0 | 2016-12-12 | 0.6 | 17.4 | 0 | 18.09 | 0
2025-12-12 | -1.4 | 19.4 | 0 | 2024-12-12 | -4.7 | 22.7 | 0 | 2023-12-12 | 4.3 | 13.7 | 0 | 2022-12-12 | -2.4 | 20.4 | 0 | 2021-12-12 | 6.3 | 11.7 | 0 | 2020-12-12 | 5.5 | 12.5 | 0 | 2019-12-12 | -2.7 | 20.7 | 0 | 2018-12-12 | 1 | 17 | 0 | 2017-12-12 | -7.7 | 25.7 | 0 | 2016-12-12 | 0.3 | 17.7 | 0 | 18.15 | 0
2025-12-12 | -1.9 | 19.9 | 0 | 2024-12-12 | -5.7 | 23.7 | 0 | 2023-12-12 | 3 | 15 | 0 | 2022-12-12 | -2.6 | 20.6 | 0 | 2021-12-12 | 5.4 | 12.6 | 0 | 2020-12-12 | 6.3 | 11.7 | 0 | 2019-12-12 | -1.9 | 19.9 | 0 | 2018-12-12 | 1.1 | 16.9 | 0 | 2017-12-12 | -8.9 | 26.9 | 0 | 2016-12-12 | -0.3 | 18.3 | 0 | 18.55 | 0
2025-12-12 | -2.4 | 20.4 | 0 | 2024-12-12 | -6.7 | 24.7 | 0 | 2023-12-12 | 2.2 | 15.8 | 0 | 2022-12-12 | -2.6 | 20.6 | 0 | 2021-12-12 | 4.7 | 13.3 | 0 | 2020-12-12 | 6.6 | 11.4 | 0 | 2019-12-12 | -1 | 19 | 0 | 2018-12-12 | 1.1 | 16.9 | 0 | 2017-12-12 | -9.8 | 27.8 | 0 | 2016-12-12 | -0.3 | 18.3 | 0 | 18.82 | 0
2025-12-12 | -2.4 | 20.4 | 0 | 2024-12-12 | -7.2 | 25.2 | 0 | 2023-12-12 | 1.4 | 16.6 | 0 | 2022-12-12 | -2.8 | 20.8 | 0 | 2021-12-12 | 4.6 | 13.4 | 0 | 2020-12-12 | 7.2 | 10.8 | 0 | 2019-12-12 | -0.8 | 18.8 | 0 | 2018-12-12 | 1 | 17 | 0 | 2017-12-12 | -10.1 | 28.1 | 0 | 2016-12-12 | -0.1 | 18.1 | 0 | 18.92 | 0
2025-12-12 | -2.2 | 20.2 | 0 | 2024-12-12 | -7.4 | 25.4 | 0 | 2023-12-12 | 1.6 | 16.4 | 0 | 2022-12-12 | -3.3 | 21.3 | 0 | 2021-12-12 | 4.9 | 13.1 | 0 | 2020-12-12 | 7.6 | 10.4 | 0 | 2019-12-12 | -0.3 | 18.3 | 0 | 2018-12-12 | 0.8 | 17.2 | 0 | 2017-12-12 | -10.1 | 28.1 | 0 | 2016-12-12 | -0.3 | 18.3 | 0 | 18.87 | 0
2025-12-12 | -2.8 | 20.8 | 0 | 2024-12-12 | -7.8 | 25.8 | 0 | 2023-12-12 | 1.5 | 16.5 | 0 | 2022-12-12 | -4.8 | 22.8 | 0 | 2021-12-12 | 4.8 | 13.2 | 0 | 2020-12-12 | 9 | 9 | 0 | 2019-12-12 | -0.6 | 18.6 | 0 | 2018-12-12 | 0.8 | 17.2 | 0 | 2017-12-12 | -10.8 | 28.8 | 0 | 2016-12-12 | -0.5 | 18.5 | 0 | 19.12 | 0
2025-12-12 | -3.5 | 21.5 | 0 | 2024-12-12 | -8 | 26 | 0 | 2023-12-12 | 1.3 | 16.7 | 0 | 2022-12-12 | -5.2 | 23.2 | 0 | 2021-12-12 | 5 | 13 | 0 | 2020-12-12 | 8.4 | 9.6 | 0 | 2019-12-12 | -0.8 | 18.8 | 0 | 2018-12-12 | 0.9 | 17.1 | 0 | 2017-12-12 | -10.6 | 28.6 | 0 | 2016-12-12 | -0.6 | 18.6 | 0 | 19.31 | 0
2025-12-12 | -3.5 | 21.5 | 0 | 2024-12-12 | -8.5 | 26.5 | 0 | 2023-12-12 | 0.3 | 17.7 | 0 | 2022-12-12 | -5.5 | 23.5 | 0 | 2021-12-12 | 4.2 | 13.8 | 0 | 2020-12-12 | 8.6 | 9.4 | 0 | 2019-12-12 | -0.8 | 18.8 | 0 | 2018-12-12 | 1 | 17 | 0 | 2017-12-12 | -11.2 | 29.2 | 0 | 2016-12-12 | -1.4 | 19.4 | 0 | 19.68 | 0
2025-12-13 | -3.1 | 21.1 | 0 | 2024-12-13 | -8.9 | 26.9 | 0 | 2023-12-13 | 1 | 17 | 0 | 2022-12-13 | -6.7 | 24.7 | 0 | 2021-12-13 | 4.7 | 13.3 | 0 | 2020-12-13 | 6.7 | 11.3 | 0 | 2019-12-13 | -0.5 | 18.5 | 0 | 2018-12-13 | 0.2 | 17.8 | 0 | 2017-12-13 | -11.4 | 29.4 | 0 | 2016-12-13 | -2.3 | 20.3 | 0 | 20.03 | 0
2025-12-13 | -3.5 | 21.5 | 0 | 2024-12-13 | -8.8 | 26.8 | 0 | 2023-12-13 | 0.8 | 17.2 | 0 | 2022-12-13 | -7.6 | 25.6 | 0 | 2021-12-13 | 4.6 | 13.4 | 0 | 2020-12-13 | 5.6 | 12.4 | 0 | 2019-12-13 | -0.5 | 18.5 | 0 | 2018-12-13 | 0.1 | 17.9 | 0 | 2017-12-13 | -11.7 | 29.7 | 0 | 2016-12-13 | -2.7 | 20.7 | 0 | 20.37 | 0
2025-12-13 | -3.5 | 21.5 | 0 | 2024-12-13 | -8.9 | 26.9 | 0 | 2023-12-13 | -0.2 | 18.2 | 0 | 2022-12-13 | -7.5 | 25.5 | 0 | 2021-12-13 | 4.4 | 13.6 | 0 | 2020-12-13 | 4.6 | 13.4 | 0 | 2019-12-13 | -0.3 | 18.3 | 0 | 2018-12-13 | -0.1 | 18.1 | 0 | 2017-12-13 | -12.2 | 30.2 | 0 | 2016-12-13 | -2.9 | 20.9 | 0 | 20.66 | 0
2025-12-13 | -3.6 | 21.6 | 0 | 2024-12-13 | -8.6 | 26.6 | 0 | 2023-12-13 | -1 | 19 | 0 | 2022-12-13 | -7.9 | 25.9 | 0 | 2021-12-13 | 4.3 | 13.7 | 0 | 2020-12-13 | 3.4 | 14.6 | 0 | 2019-12-13 | -0.6 | 18.6 | 0 | 2018-12-13 | -0.2 | 18.2 | 0 | 2017-12-13 | -11.8 | 29.8 | 0 | 2016-12-13 | -2.8 | 20.8 | 0 | 20.88 | 0
2025-12-13 | -3.4 | 21.4 | 0 | 2024-12-13 | -9 | 27 | 0 | 2023-12-13 | -1.5 | 19.5 | 0 | 2022-12-13 | -8.3 | 26.3 | 0 | 2021-12-13 | 4.3 | 13.7 | 0 | 2020-12-13 | 2.3 | 15.7 | 0 | 2019-12-13 | -0.7 | 18.7 | 0 | 2018-12-13 | 0 | 18 | 0 | 2017-12-13 | -11.9 | 29.9 | 0 | 2016-12-13 | -2.7 | 20.7 | 0 | 21.09 | 0
2025-12-13 | -3.5 | 21.5 | 0 | 2024-12-13 | -9.2 | 27.2 | 0 | 2023-12-13 | -1.7 | 19.7 | 0 | 2022-12-13 | -8 | 26 | 0 | 2021-12-13 | 4 | 14 | 0 | 2020-12-13 | 1.8 | 16.2 | 0 | 2019-12-13 | -0.2 | 18.2 | 0 | 2018-12-13 | 0.1 | 17.9 | 0 | 2017-12-13 | -12.1 | 30.1 | 0 | 2016-12-13 | -2.1 | 20.1 | 0 | 21.09 | 0
2025-12-13 | -3.2 | 21.2 | 0 | 2024-12-13 | -8.9 | 26.9 | 0 | 2023-12-13 | -2.2 | 20.2 | 0 | 2022-12-13 | -7.8 | 25.8 | 0 | 2021-12-13 | 3.9 | 14.1 | 0 | 2020-12-13 | 1.2 | 16.8 | 0 | 2019-12-13 | -0.4 | 18.4 | 0 | 2018-12-13 | 0.2 | 17.8 | 0 | 2017-12-13 | -12.4 | 30.4 | 0 | 2016-12-13 | -1.9 | 19.9 | 0 | 21.15 | 0
2025-12-13 | -2.2 | 20.2 | 0 | 2024-12-13 | -8.8 | 26.8 | 0 | 2023-12-13 | -2.3 | 20.3 | 0 | 2022-12-13 | -7.9 | 25.9 | 0 | 2021-12-13 | 3.5 | 14.5 | 0 | 2020-12-13 | 0.9 | 17.1 | 0 | 2019-12-13 | 0.3 | 17.7 | 0 | 2018-12-13 | 0.2 | 17.8 | 0 | 2017-12-13 | -12.2 | 30.2 | 0 | 2016-12-13 | -2.3 | 20.3 | 0 | 21.08 | 0
2025-12-13 | -1.8 | 19.8 | 0 | 2024-12-13 | -8.3 | 26.3 | 0 | 2023-12-13 | -1.8 | 19.8 | 0 | 2022-12-13 | -7.4 | 25.4 | 0 | 2021-12-13 | 3 | 15 | 0 | 2020-12-13 | -0.1 | 18.1 | 0 | 2019-12-13 | 0.3 | 17.7 | 0 | 2018-12-13 | -0.6 | 18.6 | 0 | 2017-12-13 | -12.3 | 30.3 | 0 | 2016-12-13 | -2.2 | 20.2 | 0 | 21.12 | 0
2025-12-13 | -2.1 | 20.1 | 0 | 2024-12-13 | -6.9 | 24.9 | 0 | 2023-12-13 | -0.2 | 18.2 | 0 | 2022-12-13 | -6.9 | 24.9 | 0 | 2021-12-13 | 3.9 | 14.1 | 0 | 2020-12-13 | -0.6 | 18.6 | 0 | 2019-12-13 | 1.6 | 16.4 | 0 | 2018-12-13 | -0.8 | 18.8 | 0 | 2017-12-13 | -11.4 | 29.4 | 0 | 2016-12-13 | -2.4 | 20.4 | 0 | 20.58 | 0
2025-12-13 | -3.2 | 21.2 | 0 | 2024-12-13 | -5.8 | 23.8 | 0 | 2023-12-13 | 0.8 | 17.2 | 0 | 2022-12-13 | -4.7 | 22.7 | 0 | 2021-12-13 | 5.4 | 12.6 | 0 | 2020-12-13 | -0.3 | 18.3 | 0 | 2019-12-13 | 3.3 | 14.7 | 0 | 2018-12-13 | -0.1 | 18.1 | 0 | 2017-12-13 | -10.7 | 28.7 | 0 | 2016-12-13 | -2.7 | 20.7 | 0 | 19.8 | 0
2025-12-13 | -3.1 | 21.1 | 0 | 2024-12-13 | -4.2 | 22.2 | 0 | 2023-12-13 | 1.7 | 16.3 | 0 | 2022-12-13 | -3.2 | 21.2 | 0 | 2021-12-13 | 6.7 | 11.3 | 0 | 2020-12-13 | 0.1 | 17.9 | 0 | 2019-12-13 | 5.1 | 12.9 | 0 | 2018-12-13 | 0.2 | 17.8 | 0 | 2017-12-13 | -9 | 27 | 0 | 2016-12-13 | -2.8 | 20.8 | 0 | 18.85 | 0
2025-12-13 | -3.1 | 21.1 | 0 | 2024-12-13 | -3.4 | 21.4 | 0 | 2023-12-13 | 2.3 | 15.7 | 0 | 2022-12-13 | -1.9 | 19.9 | 0 | 2021-12-13 | 7.8 | 10.2 | 0 | 2020-12-13 | 0.7 | 17.3 | 0 | 2019-12-13 | 4.9 | 13.1 | 0 | 2018-12-13 | 0.4 | 17.6 | 0 | 2017-12-13 | -8.2 | 26.2 | 0 | 2016-12-13 | -3 | 21 | 0 | 18.35 | 0
2025-12-13 | -3 | 21 | 0 | 2024-12-13 | -3.3 | 21.3 | 0 | 2023-12-13 | 2.7 | 15.3 | 0 | 2022-12-13 | -1.4 | 19.4 | 0 | 2021-12-13 | 8.8 | 9.2 | 0 | 2020-12-13 | 0.8 | 17.2 | 0 | 2019-12-13 | 5.4 | 12.6 | 0 | 2018-12-13 | 0.6 | 17.4 | 0 | 2017-12-13 | -7.5 | 25.5 | 0 | 2016-12-13 | -2.4 | 20.4 | 0 | 17.93 | 0
2025-12-13 | -2.8 | 20.8 | 0 | 2024-12-13 | -2.8 | 20.8 | 0 | 2023-12-13 | 3 | 15 | 0 | 2022-12-13 | -0.9 | 18.9 | 0 | 2021-12-13 | 9 | 9 | 0 | 2020-12-13 | 1.1 | 16.9 | 0 | 2019-12-13 | 4.8 | 13.2 | 0 | 2018-12-13 | 1.3 | 16.7 | 0 | 2017-12-13 | -7.7 | 25.7 | 0 | 2016-12-13 | -1.4 | 19.4 | 0 | 17.64 | 0
2025-12-13 | -4.5 | 22.5 | 0 | 2024-12-13 | -2.9 | 20.9 | 0 | 2023-12-13 | 1.5 | 16.5 | 0 | 2022-12-13 | -0.9 | 18.9 | 0 | 2021-12-13 | 9.2 | 8.8 | 0 | 2020-12-13 | 1.1 | 16.9 | 0 | 2019-12-13 | 5.1 | 12.9 | 0 | 2018-12-13 | 1.6 | 16.4 | 0 | 2017-12-13 | -7.7 | 25.7 | 0 | 2016-12-13 | -1.4 | 19.4 | 0 | 17.89 | 0
2025-12-13 | -5.3 | 23.3 | 0 | 2024-12-13 | -4 | 22 | 0 | 2023-12-13 | 1.2 | 16.8 | 0 | 2022-12-13 | -2 | 20 | 0 | 2021-12-13 | 7.9 | 10.1 | 0 | 2020-12-13 | 1.1 | 16.9 | 0 | 2019-12-13 | 4.2 | 13.8 | 0 | 2018-12-13 | 1.8 | 16.2 | 0 | 2017-12-13 | -8 | 26 | 0 | 2016-12-13 | -1.6 | 19.6 | 0 | 18.47 | 0
2025-12-13 | -5.8 | 23.8 | 0 | 2024-12-13 | -5.5 | 23.5 | 0 | 2023-12-13 | 0.1 | 17.9 | 0 | 2022-12-13 | -3.1 | 21.1 | 0 | 2021-12-13 | 5.2 | 12.8 | 0 | 2020-12-13 | 1 | 17 | 0 | 2019-12-13 | 3.8 | 14.2 | 0 | 2018-12-13 | 1.6 | 16.4 | 0 | 2017-12-13 | -8.7 | 26.7 | 0 | 2016-12-13 | -2 | 20 | 0 | 19.34 | 0
2025-12-13 | -6.3 | 24.3 | 0 | 2024-12-13 | -6.7 | 24.7 | 0 | 2023-12-13 | -0.4 | 18.4 | 0 | 2022-12-13 | -3.4 | 21.4 | 0 | 2021-12-13 | 5.7 | 12.3 | 0 | 2020-12-13 | 0.7 | 17.3 | 0 | 2019-12-13 | 3.3 | 14.7 | 0 | 2018-12-13 | 1.8 | 16.2 | 0 | 2017-12-13 | -8.8 | 26.8 | 0 | 2016-12-13 | -2.2 | 20.2 | 0 | 19.63 | 0
2025-12-13 | -6.7 | 24.7 | 0 | 2024-12-13 | -7.9 | 25.9 | 0 | 2023-12-13 | -0.8 | 18.8 | 0 | 2022-12-13 | -3.5 | 21.5 | 0 | 2021-12-13 | 4.2 | 13.8 | 0 | 2020-12-13 | 0.5 | 17.5 | 0 | 2019-12-13 | 2.7 | 15.3 | 0 | 2018-12-13 | 2.1 | 15.9 | 0 | 2017-12-13 | -8.6 | 26.6 | 0 | 2016-12-13 | -2.6 | 20.6 | 0 | 20.06 | 0
2025-12-13 | -7.1 | 25.1 | 0 | 2024-12-13 | -9.1 | 27.1 | 0 | 2023-12-13 | -0.8 | 18.8 | 0 | 2022-12-13 | -4 | 22 | 0 | 2021-12-13 | 4.8 | 13.2 | 0 | 2020-12-13 | 0.4 | 17.6 | 0 | 2019-12-13 | 3.1 | 14.9 | 0 | 2018-12-13 | 2.1 | 15.9 | 0 | 2017-12-13 | -8.8 | 26.8 | 0 | 2016-12-13 | -2.8 | 20.8 | 0 | 20.22 | 0
2025-12-13 | -7.5 | 25.5 | 0 | 2024-12-13 | -8.7 | 26.7 | 0 | 2023-12-13 | -1.7 | 19.7 | 0 | 2022-12-13 | -4 | 22 | 0 | 2021-12-13 | 4 | 14 | 0 | 2020-12-13 | 0.4 | 17.6 | 0 | 2019-12-13 | 2.6 | 15.4 | 0 | 2018-12-13 | 2 | 16 | 0 | 2017-12-13 | -9.4 | 27.4 | 0 | 2016-12-13 | -3.1 | 21.1 | 0 | 20.54 | 0
2025-12-13 | -7.8 | 25.8 | 0 | 2024-12-13 | -9.5 | 27.5 | 0 | 2023-12-13 | -3.7 | 21.7 | 0 | 2022-12-13 | -4.4 | 22.4 | 0 | 2021-12-13 | 4.1 | 13.9 | 0 | 2020-12-13 | 0.2 | 17.8 | 0 | 2019-12-13 | 3.1 | 14.9 | 0 | 2018-12-13 | 2.3 | 15.7 | 0 | 2017-12-13 | -9.7 | 27.7 | 0 | 2016-12-13 | -3.7 | 21.7 | 0 | 20.91 | 0
2025-12-13 | -8.1 | 26.1 | 0 | 2024-12-13 | -9.4 | 27.4 | 0 | 2023-12-13 | -3.7 | 21.7 | 0 | 2022-12-13 | -4.3 | 22.3 | 0 | 2021-12-13 | 3.6 | 14.4 | 0 | 2020-12-13 | 0 | 18 | 0 | 2019-12-13 | 3.3 | 14.7 | 0 | 2018-12-13 | 2.2 | 15.8 | 0 | 2017-12-13 | -9.7 | 27.7 | 0 | 2016-12-13 | -5.6 | 23.6 | 0 | 21.17 | 0
2025-12-14 | -8.6 | 26.6 | 0 | 2024-12-14 | -9.7 | 27.7 | 0 | 2023-12-14 | -2.6 | 20.6 | 0 | 2022-12-14 | -4.3 | 22.3 | 0 | 2021-12-14 | 3 | 15 | 0 | 2020-12-14 | 0.1 | 17.9 | 0 | 2019-12-14 | 3.4 | 14.6 | 0 | 2018-12-14 | 1.2 | 16.8 | 0 | 2017-12-14 | -10.2 | 28.2 | 0 | 2016-12-14 | -6 | 24 | 0 | 21.37 | 0
2025-12-14 | -9.7 | 27.7 | 0 | 2024-12-14 | -9.8 | 27.8 | 0 | 2023-12-14 | -3.2 | 21.2 | 0 | 2022-12-14 | -4.8 | 22.8 | 0 | 2021-12-14 | 2.6 | 15.4 | 0 | 2020-12-14 | 0 | 18 | 0 | 2019-12-14 | 2.2 | 15.8 | 0 | 2018-12-14 | 1.3 | 16.7 | 0 | 2017-12-14 | -10.8 | 28.8 | 0 | 2016-12-14 | -6.6 | 24.6 | 0 | 21.88 | 0
2025-12-14 | -10.5 | 28.5 | 0 | 2024-12-14 | -9.7 | 27.7 | 0 | 2023-12-14 | -3.4 | 21.4 | 0 | 2022-12-14 | -5.2 | 23.2 | 0 | 2021-12-14 | 2.4 | 15.6 | 0 | 2020-12-14 | 0 | 18 | 0 | 2019-12-14 | 1.9 | 16.1 | 0 | 2018-12-14 | 1.2 | 16.8 | 0 | 2017-12-14 | -11.2 | 29.2 | 0 | 2016-12-14 | -7.8 | 25.8 | 0 | 22.23 | 0
2025-12-14 | -11.1 | 29.1 | 0 | 2024-12-14 | -10.1 | 28.1 | 0 | 2023-12-14 | -4.2 | 22.2 | 0 | 2022-12-14 | -5.7 | 23.7 | 0 | 2021-12-14 | 2.4 | 15.6 | 0 | 2020-12-14 | -0.2 | 18.2 | 0 | 2019-12-14 | 2.7 | 15.3 | 0 | 2018-12-14 | 1.3 | 16.7 | 0 | 2017-12-14 | -12.4 | 30.4 | 0 | 2016-12-14 | -8.2 | 26.2 | 0 | 22.55 | 0
2025-12-14 | -11.6 | 29.6 | 0 | 2024-12-14 | -10.5 | 28.5 | 0 | 2023-12-14 | -4.8 | 22.8 | 0 | 2022-12-14 | -6.2 | 24.2 | 0 | 2021-12-14 | 1.4 | 16.6 | 0 | 2020-12-14 | -0.2 | 18.2 | 0 | 2019-12-14 | 1.9 | 16.1 | 0 | 2018-12-14 | -0.9 | 18.9 | 0 | 2017-12-14 | -13.9 | 31.9 | 0 | 2016-12-14 | -8.5 | 26.5 | 0 | 23.33 | 0
2025-12-14 | -11.9 | 29.9 | 0 | 2024-12-14 | -10.3 | 28.3 | 0 | 2023-12-14 | -3.2 | 21.2 | 0 | 2022-12-14 | -6.4 | 24.4 | 0 | 2021-12-14 | 2 | 16 | 0 | 2020-12-14 | -0.2 | 18.2 | 0 | 2019-12-14 | 1.7 | 16.3 | 0 | 2018-12-14 | 0.1 | 17.9 | 0 | 2017-12-14 | -15.4 | 33.4 | 0 | 2016-12-14 | -9.5 | 27.5 | 0 | 23.31 | 0
2025-12-14 | -12.3 | 30.3 | 0 | 2024-12-14 | -10.4 | 28.4 | 0 | 2023-12-14 | -3.1 | 21.1 | 0 | 2022-12-14 | -7.5 | 25.5 | 0 | 2021-12-14 | 1.6 | 16.4 | 0 | 2020-12-14 | -0.1 | 18.1 | 0 | 2019-12-14 | 1.7 | 16.3 | 0 | 2018-12-14 | 0.6 | 17.4 | 0 | 2017-12-14 | -15.6 | 33.6 | 0 | 2016-12-14 | -9.6 | 27.6 | 0 | 23.47 | 0
2025-12-14 | -11.9 | 29.9 | 0 | 2024-12-14 | -10.4 | 28.4 | 0 | 2023-12-14 | -3 | 21 | 0 | 2022-12-14 | -6.2 | 24.2 | 0 | 2021-12-14 | 1.6 | 16.4 | 0 | 2020-12-14 | 0.4 | 17.6 | 0 | 2019-12-14 | 1.5 | 16.5 | 0 | 2018-12-14 | 1.6 | 16.4 | 0 | 2017-12-14 | -14.9 | 32.9 | 0 | 2016-12-14 | -10 | 28 | 0 | 23.13 | 0
2025-12-14 | -11.5 | 29.5 | 0 | 2024-12-14 | -10.4 | 28.4 | 0 | 2023-12-14 | -2.1 | 20.1 | 0 | 2022-12-14 | -6.4 | 24.4 | 0 | 2021-12-14 | 1 | 17 | 0 | 2020-12-14 | 0.5 | 17.5 | 0 | 2019-12-14 | 1.4 | 16.6 | 0 | 2018-12-14 | 2.5 | 15.5 | 0 | 2017-12-14 | -15.4 | 33.4 | 0 | 2016-12-14 | -10.6 | 28.6 | 0 | 23.1 | 0
2025-12-14 | -11.2 | 29.2 | 0 | 2024-12-14 | -7.3 | 25.3 | 0 | 2023-12-14 | -0.2 | 18.2 | 0 | 2022-12-14 | -5.7 | 23.7 | 0 | 2021-12-14 | 1.6 | 16.4 | 0 | 2020-12-14 | 0.7 | 17.3 | 0 | 2019-12-14 | 1.5 | 16.5 | 0 | 2018-12-14 | 3 | 15 | 0 | 2017-12-14 | -15 | 33 | 0 | 2016-12-14 | -9.7 | 27.7 | 0 | 22.23 | 0
2025-12-14 | -10.2 | 28.2 | 0 | 2024-12-14 | -4.6 | 22.6 | 0 | 2023-12-14 | 1.6 | 16.4 | 0 | 2022-12-14 | -4.8 | 22.8 | 0 | 2021-12-14 | 3.5 | 14.5 | 0 | 2020-12-14 | 1 | 17 | 0 | 2019-12-14 | 1.4 | 16.6 | 0 | 2018-12-14 | 3.2 | 14.8 | 0 | 2017-12-14 | -13.5 | 31.5 | 0 | 2016-12-14 | -8.5 | 26.5 | 0 | 21.09 | 0
2025-12-14 | -8.8 | 26.8 | 0 | 2024-12-14 | -1.3 | 19.3 | 0 | 2023-12-14 | 3.1 | 14.9 | 0 | 2022-12-14 | -3.9 | 21.9 | 0 | 2021-12-14 | 4.4 | 13.6 | 0 | 2020-12-14 | 1.3 | 16.7 | 0 | 2019-12-14 | 0.6 | 17.4 | 0 | 2018-12-14 | 3.2 | 14.8 | 0 | 2017-12-14 | -11.6 | 29.6 | 0 | 2016-12-14 | -7.1 | 25.1 | 0 | 20.01 | 0
2025-12-14 | -7.8 | 25.8 | 0 | 2024-12-14 | -1 | 19 | 0 | 2023-12-14 | 3.6 | 14.4 | 0 | 2022-12-14 | -2.9 | 20.9 | 0 | 2021-12-14 | 5.5 | 12.5 | 0 | 2020-12-14 | 1.1 | 16.9 | 0 | 2019-12-14 | 0.7 | 17.3 | 0 | 2018-12-14 | 3.7 | 14.3 | 0 | 2017-12-14 | -9.8 | 27.8 | 0 | 2016-12-14 | -6.4 | 24.4 | 0 | 19.33 | 0
2025-12-14 | -7.8 | 25.8 | 0 | 2024-12-14 | -0.2 | 18.2 | 0 | 2023-12-14 | 4.3 | 13.7 | 0 | 2022-12-14 | -2.7 | 20.7 | 0 | 2021-12-14 | 6.7 | 11.3 | 0 | 2020-12-14 | 1.1 | 16.9 | 0 | 2019-12-14 | 0.5 | 17.5 | 0 | 2018-12-14 | 4 | 14 | 0 | 2017-12-14 | -7.7 | 25.7 | 0 | 2016-12-14 | -5.2 | 23.2 | 0 | 18.7 | 0
2025-12-14 | -7.5 | 25.5 | 0 | 2024-12-14 | -1 | 19 | 0 | 2023-12-14 | 4.8 | 13.2 | 0 | 2022-12-14 | -2.1 | 20.1 | 0 | 2021-12-14 | 5.3 | 12.7 | 0 | 2020-12-14 | 0.7 | 17.3 | 0 | 2019-12-14 | 0.4 | 17.6 | 0 | 2018-12-14 | 4.2 | 13.8 | 0 | 2017-12-14 | -7.1 | 25.1 | 0 | 2016-12-14 | -5.5 | 23.5 | 0 | 18.78 | 0
2025-12-14 | -7.8 | 25.8 | 0 | 2024-12-14 | -0.8 | 18.8 | 0 | 2023-12-14 | 5.4 | 12.6 | 0 | 2022-12-14 | -1.8 | 19.8 | 0 | 2021-12-14 | 4.4 | 13.6 | 0 | 2020-12-14 | 0.7 | 17.3 | 0 | 2019-12-14 | 0.6 | 17.4 | 0 | 2018-12-14 | 4.6 | 13.4 | 0 | 2017-12-14 | -6.7 | 24.7 | 0 | 2016-12-14 | -6.1 | 24.1 | 0 | 18.75 | 0
2025-12-14 | -8.8 | 26.8 | 0 | 2024-12-14 | -0.9 | 18.9 | 0 | 2023-12-14 | 4.9 | 13.1 | 0 | 2022-12-14 | -2.4 | 20.4 | 0 | 2021-12-14 | 3.6 | 14.4 | 0 | 2020-12-14 | 0.1 | 17.9 | 0 | 2019-12-14 | 0.8 | 17.2 | 0 | 2018-12-14 | 4.7 | 13.3 | 0 | 2017-12-14 | -7 | 25 | 0 | 2016-12-14 | -6.3 | 24.3 | 0 | 19.13 | 0
2025-12-14 | -9.4 | 27.4 | 0 | 2024-12-14 | -1.6 | 19.6 | 0 | 2023-12-14 | 4.7 | 13.3 | 0 | 2022-12-14 | -2.9 | 20.9 | 0 | 2021-12-14 | 2.8 | 15.2 | 0 | 2020-12-14 | -0.4 | 18.4 | 0 | 2019-12-14 | 1.4 | 16.6 | 0 | 2018-12-14 | 4.8 | 13.2 | 0 | 2017-12-14 | -8.5 | 26.5 | 0 | 2016-12-14 | -6.9 | 24.9 | 0 | 19.6 | 0
2025-12-14 | -9.7 | 27.7 | 0 | 2024-12-14 | -1.6 | 19.6 | 0 | 2023-12-14 | 4 | 14 | 0 | 2022-12-14 | -3.5 | 21.5 | 0 | 2021-12-14 | 2.8 | 15.2 | 0 | 2020-12-14 | -1.3 | 19.3 | 0 | 2019-12-14 | 1.7 | 16.3 | 0 | 2018-12-14 | 4.9 | 13.1 | 0 | 2017-12-14 | -9.3 | 27.3 | 0 | 2016-12-14 | -7.3 | 25.3 | 0 | 19.93 | 0
2025-12-14 | -10.3 | 28.3 | 0 | 2024-12-14 | -1.1 | 19.1 | 0 | 2023-12-14 | 4.1 | 13.9 | 0 | 2022-12-14 | -3.8 | 21.8 | 0 | 2021-12-14 | 3 | 15 | 0 | 2020-12-14 | -1.8 | 19.8 | 0 | 2019-12-14 | 2.4 | 15.6 | 0 | 2018-12-14 | 5 | 13 | 0 | 2017-12-14 | -10.5 | 28.5 | 0 | 2016-12-14 | -7.6 | 25.6 | 0 | 20.06 | 0
2025-12-14 | -10.4 | 28.4 | 0 | 2024-12-14 | -0.9 | 18.9 | 0 | 2023-12-14 | 3.4 | 14.6 | 0 | 2022-12-14 | -4.2 | 22.2 | 0 | 2021-12-14 | 3 | 15 | 0 | 2020-12-14 | -1.9 | 19.9 | 0 | 2019-12-14 | 2.5 | 15.5 | 0 | 2018-12-14 | 3 | 15 | 0 | 2017-12-14 | -11.5 | 29.5 | 0 | 2016-12-14 | -8.4 | 26.4 | 0 | 20.54 | 0
2025-12-14 | -10.2 | 28.2 | 0 | 2024-12-14 | -0.8 | 18.8 | 0 | 2023-12-14 | 2.6 | 15.4 | 0 | 2022-12-14 | -4.7 | 22.7 | 0 | 2021-12-14 | 3.2 | 14.8 | 0 | 2020-12-14 | -2.1 | 20.1 | 0 | 2019-12-14 | 2.2 | 15.8 | 0 | 2018-12-14 | 4.7 | 13.3 | 0 | 2017-12-14 | -10.7 | 28.7 | 0 | 2016-12-14 | -8.3 | 26.3 | 0 | 20.41 | 0
2025-12-14 | -10.3 | 28.3 | 0 | 2024-12-14 | -1 | 19 | 0 | 2023-12-14 | 2.5 | 15.5 | 0 | 2022-12-14 | -3.8 | 21.8 | 0 | 2021-12-14 | 3.2 | 14.8 | 0 | 2020-12-14 | -2.2 | 20.2 | 0 | 2019-12-14 | 2.2 | 15.8 | 0 | 2018-12-14 | 3.8 | 14.2 | 0 | 2017-12-14 | -10.3 | 28.3 | 0 | 2016-12-14 | -8.4 | 26.4 | 0 | 20.43 | 0
2025-12-14 | -9.9 | 27.9 | 0 | 2024-12-14 | -1 | 19 | 0 | 2023-12-14 | 4.4 | 13.6 | 0 | 2022-12-14 | -2.2 | 20.2 | 0 | 2021-12-14 | 3.3 | 14.7 | 0 | 2020-12-14 | -1.9 | 19.9 | 0 | 2019-12-14 | 2.1 | 15.9 | 0 | 2018-12-14 | 2 | 16 | 0 | 2017-12-14 | -10.9 | 28.9 | 0 | 2016-12-14 | -9.9 | 27.9 | 0 | 20.4 | 0
2025-12-15 | -9.7 | 27.7 | 0 | 2024-12-15 | -1.1 | 19.1 | 0 | 2023-12-15 | 4.3 | 13.7 | 0 | 2022-12-15 | -1.4 | 19.4 | 0 | 2021-12-15 | 3.3 | 14.7 | 0 | 2020-12-15 | -2 | 20 | 0 | 2019-12-15 | 2 | 16 | 0 | 2018-12-15 | 0.5 | 17.5 | 0 | 2017-12-15 | -11.9 | 29.9 | 0 | 2016-12-15 | -10.4 | 28.4 | 0 | 20.64 | 0
2025-12-15 | -11.1 | 29.1 | 0 | 2024-12-15 | -1.5 | 19.5 | 0 | 2023-12-15 | 3.8 | 14.2 | 0 | 2022-12-15 | -1.1 | 19.1 | 0 | 2021-12-15 | 3.8 | 14.2 | 0 | 2020-12-15 | -1.9 | 19.9 | 0 | 2019-12-15 | 1.5 | 16.5 | 0 | 2018-12-15 | 1.1 | 16.9 | 0 | 2017-12-15 | -11.2 | 29.2 | 0 | 2016-12-15 | -10.5 | 28.5 | 0 | 20.71 | 0
2025-12-15 | -12.9 | 30.9 | 0 | 2024-12-15 | -1.2 | 19.2 | 0 | 2023-12-15 | 4.3 | 13.7 | 0 | 2022-12-15 | -1.2 | 19.2 | 0 | 2021-12-15 | 3.8 | 14.2 | 0 | 2020-12-15 | -2.7 | 20.7 | 0 | 2019-12-15 | 1.5 | 16.5 | 0 | 2018-12-15 | 0.8 | 17.2 | 0 | 2017-12-15 | -11.3 | 29.3 | 0 | 2016-12-15 | -10.5 | 28.5 | 0 | 20.94 | 0
2025-12-15 | -10.2 | 28.2 | 0 | 2024-12-15 | -1.4 | 19.4 | 0 | 2023-12-15 | 4.1 | 13.9 | 0 | 2022-12-15 | 0.2 | 17.8 | 0 | 2021-12-15 | 3.9 | 14.1 | 0 | 2020-12-15 | -2.9 | 20.9 | 0 | 2019-12-15 | 1.4 | 16.6 | 0 | 2018-12-15 | 0.5 | 17.5 | 0 | 2017-12-15 | -11 | 29 | 0 | 2016-12-15 | -10.6 | 28.6 | 0 | 20.6 | 0
2025-12-15 | -8.4 | 26.4 | 0 | 2024-12-15 | -1.7 | 19.7 | 0 | 2023-12-15 | 3.9 | 14.1 | 0 | 2022-12-15 | 0 | 18 | 0 | 2021-12-15 | 4.1 | 13.9 | 0 | 2020-12-15 | -2.9 | 20.9 | 0 | 2019-12-15 | 1 | 17 | 0 | 2018-12-15 | 0.5 | 17.5 | 0 | 2017-12-15 | -11 | 29 | 0 | 2016-12-15 | -10.3 | 28.3 | 0 | 20.48 | 0
2025-12-15 | -8.3 | 26.3 | 0 | 2024-12-15 | -1.9 | 19.9 | 0 | 2023-12-15 | 3.6 | 14.4 | 0 | 2022-12-15 | 0.5 | 17.5 | 0 | 2021-12-15 | 4.2 | 13.8 | 0 | 2020-12-15 | -3.2 | 21.2 | 0 | 2019-12-15 | 0.7 | 17.3 | 0 | 2018-12-15 | 0.4 | 17.6 | 0 | 2017-12-15 | -10.9 | 28.9 | 0 | 2016-12-15 | -11 | 29 | 0 | 20.59 | 0
2025-12-15 | -8.3 | 26.3 | 0 | 2024-12-15 | -1.4 | 19.4 | 0 | 2023-12-15 | 3.8 | 14.2 | 0 | 2022-12-15 | 0.8 | 17.2 | 0 | 2021-12-15 | 4.5 | 13.5 | 0 | 2020-12-15 | -3.4 | 21.4 | 0 | 2019-12-15 | 0.5 | 17.5 | 0 | 2018-12-15 | 0.8 | 17.2 | 0 | 2017-12-15 | -10.1 | 28.1 | 0 | 2016-12-15 | -11.2 | 29.2 | 0 | 20.4 | 0
2025-12-15 | -7.7 | 25.7 | 0 | 2024-12-15 | -1 | 19 | 0 | 2023-12-15 | 3 | 15 | 0 | 2022-12-15 | 1.1 | 16.9 | 0 | 2021-12-15 | 4.7 | 13.3 | 0 | 2020-12-15 | -3.7 | 21.7 | 0 | 2019-12-15 | 0.4 | 17.6 | 0 | 2018-12-15 | 0.2 | 17.8 | 0 | 2017-12-15 | -8.9 | 26.9 | 0 | 2016-12-15 | -11.2 | 29.2 | 0 | 20.31 | 0
2025-12-15 | -6.8 | 24.8 | 0 | 2024-12-15 | -0.8 | 18.8 | 0 | 2023-12-15 | 3.7 | 14.3 | 0 | 2022-12-15 | 1.2 | 16.8 | 0 | 2021-12-15 | 4.2 | 13.8 | 0 | 2020-12-15 | -3.7 | 21.7 | 0 | 2019-12-15 | 0 | 18 | 0 | 2018-12-15 | 0.2 | 17.8 | 0 | 2017-12-15 | -7.8 | 25.8 | 0 | 2016-12-15 | -12.6 | 30.6 | 0 | 20.24 | 0
2025-12-15 | -5.8 | 23.8 | 0 | 2024-12-15 | 0 | 18 | 0 | 2023-12-15 | 5.9 | 12.1 | 0 | 2022-12-15 | 1 | 17 | 0 | 2021-12-15 | 4 | 14 | 0 | 2020-12-15 | -3.8 | 21.8 | 0 | 2019-12-15 | -0.4 | 18.4 | 0 | 2018-12-15 | 1.3 | 16.7 | 0 | 2017-12-15 | -7.4 | 25.4 | 0 | 2016-12-15 | -12.1 | 30.1 | 0 | 19.73 | 0
2025-12-15 | -5.1 | 23.1 | 0 | 2024-12-15 | 0.7 | 17.3 | 0 | 2023-12-15 | 8.2 | 9.8 | 0 | 2022-12-15 | 0.8 | 17.2 | 0 | 2021-12-15 | 4.9 | 13.1 | 0 | 2020-12-15 | -3.7 | 21.7 | 0 | 2019-12-15 | -0.4 | 18.4 | 0 | 2018-12-15 | 2.5 | 15.5 | 0 | 2017-12-15 | -6.9 | 24.9 | 0 | 2016-12-15 | -10.4 | 28.4 | 0 | 18.94 | 0
2025-12-15 | -4.6 | 22.6 | 0 | 2024-12-15 | 1.4 | 16.6 | 0 | 2023-12-15 | 9.9 | 8.1 | 0 | 2022-12-15 | 0.7 | 17.3 | 0 | 2021-12-15 | 5.2 | 12.8 | 0 | 2020-12-15 | -2.6 | 20.6 | 0 | 2019-12-15 | -1.1 | 19.1 | 0 | 2018-12-15 | 3.1 | 14.9 | 0 | 2017-12-15 | -5.8 | 23.8 | 0 | 2016-12-15 | -9.7 | 27.7 | 0 | 18.35 | 0
2025-12-15 | -4.9 | 22.9 | 0 | 2024-12-15 | 1.4 | 16.6 | 0 | 2023-12-15 | 11.6 | 6.4 | 0 | 2022-12-15 | 0.6 | 17.4 | 0 | 2021-12-15 | 5 | 13 | 0 | 2020-12-15 | -3.8 | 21.8 | 0 | 2019-12-15 | -1 | 19 | 0 | 2018-12-15 | 3.4 | 14.6 | 0 | 2017-12-15 | -5.4 | 23.4 | 0 | 2016-12-15 | -9.1 | 27.1 | 0 | 18.22 | 0
2025-12-15 | -5.7 | 23.7 | 0 | 2024-12-15 | 1.5 | 16.5 | 0 | 2023-12-15 | 12.5 | 5.5 | 0 | 2022-12-15 | 0.6 | 17.4 | 0 | 2021-12-15 | 5.8 | 12.2 | 0 | 2020-12-15 | -3.8 | 21.8 | 0 | 2019-12-15 | -1 | 19 | 0 | 2018-12-15 | 3.8 | 14.2 | 0 | 2017-12-15 | -5 | 23 | 0 | 2016-12-15 | -8.4 | 26.4 | 0 | 17.97 | 0
2025-12-15 | -5.7 | 23.7 | 0 | 2024-12-15 | 1.8 | 16.2 | 0 | 2023-12-15 | 12.2 | 5.8 | 0 | 2022-12-15 | 0.7 | 17.3 | 0 | 2021-12-15 | 6.7 | 11.3 | 0 | 2020-12-15 | -3.3 | 21.3 | 0 | 2019-12-15 | -1.3 | 19.3 | 0 | 2018-12-15 | 3.8 | 14.2 | 0 | 2017-12-15 | -4.6 | 22.6 | 0 | 2016-12-15 | -8.1 | 26.1 | 0 | 17.78 | 0
2025-12-15 | -5.6 | 23.6 | 0 | 2024-12-15 | 1.8 | 16.2 | 0 | 2023-12-15 | 11.3 | 6.7 | 0 | 2022-12-15 | 0.7 | 17.3 | 0 | 2021-12-15 | 6.4 | 11.6 | 0 | 2020-12-15 | -3.6 | 21.6 | 0 | 2019-12-15 | -2.2 | 20.2 | 0 | 2018-12-15 | 3.5 | 14.5 | 0 | 2017-12-15 | -4.5 | 22.5 | 0 | 2016-12-15 | -8.3 | 26.3 | 0 | 18.05 | 0
2025-12-15 | -5.4 | 23.4 | 0 | 2024-12-15 | 1.3 | 16.7 | 0 | 2023-12-15 | 10 | 8 | 0 | 2022-12-15 | 1.1 | 16.9 | 0 | 2021-12-15 | 6.3 | 11.7 | 0 | 2020-12-15 | -4.2 | 22.2 | 0 | 2019-12-15 | -3 | 21 | 0 | 2018-12-15 | 3.3 | 14.7 | 0 | 2017-12-15 | -4.5 | 22.5 | 0 | 2016-12-15 | -8.4 | 26.4 | 0 | 18.35 | 0
2025-12-15 | -5.4 | 23.4 | 0 | 2024-12-15 | 1 | 17 | 0 | 2023-12-15 | 7.6 | 10.4 | 0 | 2022-12-15 | 1 | 17 | 0 | 2021-12-15 | 6.1 | 11.9 | 0 | 2020-12-15 | -5.1 | 23.1 | 0 | 2019-12-15 | -3.3 | 21.3 | 0 | 2018-12-15 | 2.9 | 15.1 | 0 | 2017-12-15 | -4.4 | 22.4 | 0 | 2016-12-15 | -8.9 | 26.9 | 0 | 18.85 | 0
2025-12-15 | -5.1 | 23.1 | 0 | 2024-12-15 | 1.5 | 16.5 | 0 | 2023-12-15 | 7.5 | 10.5 | 0 | 2022-12-15 | 0.5 | 17.5 | 0 | 2021-12-15 | 6.5 | 11.5 | 0 | 2020-12-15 | -5.6 | 23.6 | 0 | 2019-12-15 | -3.7 | 21.7 | 0 | 2018-12-15 | 2.8 | 15.2 | 0 | 2017-12-15 | -4.6 | 22.6 | 0 | 2016-12-15 | -8.8 | 26.8 | 0 | 18.9 | 0
2025-12-15 | -5.7 | 23.7 | 0 | 2024-12-15 | 2 | 16 | 0 | 2023-12-15 | 7.2 | 10.8 | 0 | 2022-12-15 | 0.5 | 17.5 | 0 | 2021-12-15 | 7.2 | 10.8 | 0 | 2020-12-15 | -6.2 | 24.2 | 0 | 2019-12-15 | -5.1 | 23.1 | 0 | 2018-12-15 | 2.8 | 15.2 | 0 | 2017-12-15 | -4.5 | 22.5 | 0 | 2016-12-15 | -9.2 | 27.2 | 0 | 19.1 | 0
2025-12-15 | -6.4 | 24.4 | 0 | 2024-12-15 | 2.7 | 15.3 | 0 | 2023-12-15 | 6.1 | 11.9 | 0 | 2022-12-15 | 0.7 | 17.3 | 0 | 2021-12-15 | 7.6 | 10.4 | 0 | 2020-12-15 | -6.6 | 24.6 | 0 | 2019-12-15 | -5.1 | 23.1 | 0 | 2018-12-15 | 1.7 | 16.3 | 0 | 2017-12-15 | -4 | 22 | 0 | 2016-12-15 | -10.3 | 28.3 | 0 | 19.36 | 0
2025-12-15 | -6.8 | 24.8 | 0 | 2024-12-15 | 2.7 | 15.3 | 0 | 2023-12-15 | 5.5 | 12.5 | 0 | 2022-12-15 | 1.2 | 16.8 | 0 | 2021-12-15 | 7.8 | 10.2 | 0 | 2020-12-15 | -6.5 | 24.5 | 0 | 2019-12-15 | -6.2 | 24.2 | 0 | 2018-12-15 | 2 | 16 | 0 | 2017-12-15 | -4.2 | 22.2 | 0 | 2016-12-15 | -10.7 | 28.7 | 0 | 19.52 | 0
2025-12-15 | -6.9 | 24.9 | 0 | 2024-12-15 | 2.8 | 15.2 | 0 | 2023-12-15 | 6.1 | 11.9 | 0 | 2022-12-15 | 1.4 | 16.6 | 0 | 2021-12-15 | 8 | 10 | 0 | 2020-12-15 | -6.5 | 24.5 | 0 | 2019-12-15 | -4.9 | 22.9 | 0 | 2018-12-15 | 1 | 17 | 0 | 2017-12-15 | -4.9 | 22.9 | 0 | 2016-12-15 | -11.2 | 29.2 | 0 | 19.51 | 0
2025-12-15 | -7 | 25 | 0 | 2024-12-15 | 2.9 | 15.1 | 0 | 2023-12-15 | 4.7 | 13.3 | 0 | 2022-12-15 | 1 | 17 | 0 | 2021-12-15 | 10.9 | 7.1 | 0 | 2020-12-15 | -7.1 | 25.1 | 0 | 2019-12-15 | -4.6 | 22.6 | 0 | 2018-12-15 | 1.3 | 16.7 | 0 | 2017-12-15 | -4.8 | 22.8 | 0 | 2016-12-15 | -9.5 | 27.5 | 0 | 19.22 | 0
2025-12-16 | -7 | 25 | 0 | 2024-12-16 | 3 | 15 | 0 | 2023-12-16 | 4.4 | 13.6 | 0 | 2022-12-16 | 1.6 | 16.4 | 0 | 2021-12-16 | 12.5 | 5.5 | 0 | 2020-12-16 | -7.3 | 25.3 | 0 | 2019-12-16 | -5.1 | 23.1 | 0 | 2018-12-16 | 1.3 | 16.7 | 0 | 2017-12-16 | -5.3 | 23.3 | 0 | 2016-12-16 | -10.2 | 28.2 | 0 | 19.21 | 0
2025-12-16 | -7.1 | 25.1 | 0 | 2024-12-16 | 3.2 | 14.8 | 0 | 2023-12-16 | 4.7 | 13.3 | 0 | 2022-12-16 | 1.6 | 16.4 | 0 | 2021-12-16 | 12.8 | 5.2 | 0 | 2020-12-16 | -7.5 | 25.5 | 0 | 2019-12-16 | -6 | 24 | 0 | 2018-12-16 | 0.7 | 17.3 | 0 | 2017-12-16 | -6.1 | 24.1 | 0 | 2016-12-16 | -9.9 | 27.9 | 0 | 19.36 | 0
2025-12-16 | -7 | 25 | 0 | 2024-12-16 | 3.5 | 14.5 | 0 | 2023-12-16 | 4.8 | 13.2 | 0 | 2022-12-16 | 1.4 | 16.6 | 0 | 2021-12-16 | 12.9 | 5.1 | 0 | 2020-12-16 | -7.6 | 25.6 | 0 | 2019-12-16 | -5.1 | 23.1 | 0 | 2018-12-16 | 0.3 | 17.7 | 0 | 2017-12-16 | -6.3 | 24.3 | 0 | 2016-12-16 | -9.5 | 27.5 | 0 | 19.26 | 0
2025-12-16 | -6.8 | 24.8 | 0 | 2024-12-16 | 3.7 | 14.3 | 0 | 2023-12-16 | 4.1 | 13.9 | 0 | 2022-12-16 | 1.4 | 16.6 | 0 | 2021-12-16 | 12.4 | 5.6 | 0 | 2020-12-16 | -7.6 | 25.6 | 0 | 2019-12-16 | -4.5 | 22.5 | 0 | 2018-12-16 | 0.7 | 17.3 | 0 | 2017-12-16 | -6.1 | 24.1 | 0 | 2016-12-16 | -9.7 | 27.7 | 0 | 19.24 | 0
2025-12-16 | -6.7 | 24.7 | 0 | 2024-12-16 | 3.9 | 14.1 | 0 | 2023-12-16 | 4.5 | 13.5 | 0 | 2022-12-16 | 1.6 | 16.4 | 0 | 2021-12-16 | 12.6 | 5.4 | 0 | 2020-12-16 | -7.6 | 25.6 | 0 | 2019-12-16 | -4.2 | 22.2 | 0 | 2018-12-16 | 0.4 | 17.6 | 0 | 2017-12-16 | -6.3 | 24.3 | 0 | 2016-12-16 | -11.2 | 29.2 | 0 | 19.3 | 0
2025-12-16 | -6.5 | 24.5 | 0 | 2024-12-16 | 4 | 14 | 0 | 2023-12-16 | 4.9 | 13.1 | 0 | 2022-12-16 | 1.7 | 16.3 | 0 | 2021-12-16 | 13.3 | 4.7 | 0 | 2020-12-16 | -7.8 | 25.8 | 0 | 2019-12-16 | -4.3 | 22.3 | 0 | 2018-12-16 | -0.2 | 18.2 | 0 | 2017-12-16 | -6.5 | 24.5 | 0 | 2016-12-16 | -9.5 | 27.5 | 0 | 19.09 | 0
2025-12-16 | -6.4 | 24.4 | 0 | 2024-12-16 | 4 | 14 | 0 | 2023-12-16 | 4 | 14 | 0 | 2022-12-16 | 1.8 | 16.2 | 0 | 2021-12-16 | 13.9 | 4.1 | 0 | 2020-12-16 | -8 | 26 | 0 | 2019-12-16 | -4.2 | 22.2 | 0 | 2018-12-16 | -0.4 | 18.4 | 0 | 2017-12-16 | -5.7 | 23.7 | 0 | 2016-12-16 | -9.7 | 27.7 | 0 | 19.07 | 0
2025-12-16 | -6 | 24 | 0 | 2024-12-16 | 4.2 | 13.8 | 0 | 2023-12-16 | 5.1 | 12.9 | 0 | 2022-12-16 | 1.7 | 16.3 | 0 | 2021-12-16 | 13.2 | 4.8 | 0 | 2020-12-16 | -8.4 | 26.4 | 0 | 2019-12-16 | -3.8 | 21.8 | 0 | 2018-12-16 | -0.2 | 18.2 | 0 | 2017-12-16 | -5.1 | 23.1 | 0 | 2016-12-16 | -9.2 | 27.2 | 0 | 18.85 | 0
2025-12-16 | -5.7 | 23.7 | 0 | 2024-12-16 | 4.2 | 13.8 | 0 | 2023-12-16 | 5.5 | 12.5 | 0 | 2022-12-16 | 1.8 | 16.2 | 0 | 2021-12-16 | 12.4 | 5.6 | 0 | 2020-12-16 | -7.8 | 25.8 | 0 | 2019-12-16 | -3.4 | 21.4 | 0 | 2018-12-16 | -0.2 | 18.2 | 0 | 2017-12-16 | -4.8 | 22.8 | 0 | 2016-12-16 | -9.6 | 27.6 | 0 | 18.76 | 0
2025-12-16 | -5.2 | 23.2 | 0 | 2024-12-16 | 4.4 | 13.6 | 0 | 2023-12-16 | 5.6 | 12.4 | 0 | 2022-12-16 | 1.8 | 16.2 | 0 | 2021-12-16 | 15.3 | 2.7 | 0 | 2020-12-16 | -8.4 | 26.4 | 0 | 2019-12-16 | -1.9 | 19.9 | 0 | 2018-12-16 | 0 | 18 | 0 | 2017-12-16 | -4.4 | 22.4 | 0 | 2016-12-16 | -9.6 | 27.6 | 0 | 18.24 | 0
2025-12-16 | -4.8 | 22.8 | 0 | 2024-12-16 | 4.7 | 13.3 | 0 | 2023-12-16 | 6.2 | 11.8 | 0 | 2022-12-16 | 2 | 16 | 0 | 2021-12-16 | 16.4 | 1.6 | 0 | 2020-12-16 | -8.6 | 26.6 | 0 | 2019-12-16 | -1.2 | 19.2 | 0 | 2018-12-16 | 0.7 | 17.3 | 0 | 2017-12-16 | -4.1 | 22.1 | 0 | 2016-12-16 | -9.1 | 27.1 | 0 | 17.78 | 0
2025-12-16 | -4.6 | 22.6 | 0 | 2024-12-16 | 4.9 | 13.1 | 0 | 2023-12-16 | 6.5 | 11.5 | 0 | 2022-12-16 | 2.4 | 15.6 | 0 | 2021-12-16 | 17 | 1 | 0 | 2020-12-16 | -8.2 | 26.2 | 0 | 2019-12-16 | -0.4 | 18.4 | 0 | 2018-12-16 | 0.4 | 17.6 | 0 | 2017-12-16 | -5.7 | 23.7 | 0 | 2016-12-16 | -8.5 | 26.5 | 0 | 17.62 | 0
2025-12-16 | -4.8 | 22.8 | 0 | 2024-12-16 | 5.2 | 12.8 | 0 | 2023-12-16 | 5.9 | 12.1 | 0 | 2022-12-16 | 2.3 | 15.7 | 0 | 2021-12-16 | 16.7 | 1.3 | 0 | 2020-12-16 | -8.2 | 26.2 | 0 | 2019-12-16 | 0.4 | 17.6 | 0 | 2018-12-16 | 1.4 | 16.6 | 0 | 2017-12-16 | -6 | 24 | 0 | 2016-12-16 | -7.3 | 25.3 | 0 | 17.44 | 0
2025-12-16 | -4.5 | 22.5 | 0 | 2024-12-16 | 6.3 | 11.7 | 0 | 2023-12-16 | 5 | 13 | 0 | 2022-12-16 | 3.1 | 14.9 | 0 | 2021-12-16 | 16.4 | 1.6 | 0 | 2020-12-16 | -7.2 | 25.2 | 0 | 2019-12-16 | 0.4 | 17.6 | 0 | 2018-12-16 | 3 | 15 | 0 | 2017-12-16 | -5.8 | 23.8 | 0 | 2016-12-16 | -7 | 25 | 0 | 17.03 | 0
2025-12-16 | -4 | 22 | 0 | 2024-12-16 | 6.8 | 11.2 | 0 | 2023-12-16 | 5.1 | 12.9 | 0 | 2022-12-16 | 3.6 | 14.4 | 0 | 2021-12-16 | 15.9 | 2.1 | 0 | 2020-12-16 | -7 | 25 | 0 | 2019-12-16 | 0.8 | 17.2 | 0 | 2018-12-16 | 3.8 | 14.2 | 0 | 2017-12-16 | -5.7 | 23.7 | 0 | 2016-12-16 | -6.8 | 24.8 | 0 | 16.75 | 0
2025-12-16 | -3.3 | 21.3 | 0 | 2024-12-16 | 6.8 | 11.2 | 0 | 2023-12-16 | 5.3 | 12.7 | 0 | 2022-12-16 | 3 | 15 | 0 | 2021-12-16 | 15.8 | 2.2 | 0 | 2020-12-16 | -7 | 25 | 0 | 2019-12-16 | 0.5 | 17.5 | 0 | 2018-12-16 | 3.4 | 14.6 | 0 | 2017-12-16 | -6 | 24 | 0 | 2016-12-16 | -7.6 | 25.6 | 0 | 16.91 | 0
2025-12-16 | -2.8 | 20.8 | 0 | 2024-12-16 | 7 | 11 | 0 | 2023-12-16 | 4.9 | 13.1 | 0 | 2022-12-16 | 2.5 | 15.5 | 0 | 2021-12-16 | 15.8 | 2.2 | 0 | 2020-12-16 | -6.8 | 24.8 | 0 | 2019-12-16 | 0.3 | 17.7 | 0 | 2018-12-16 | 3.1 | 14.9 | 0 | 2017-12-16 | -6.7 | 24.7 | 0 | 2016-12-16 | -7.7 | 25.7 | 0 | 17.04 | 0
2025-12-16 | -2.6 | 20.6 | 0 | 2024-12-16 | 6.2 | 11.8 | 0 | 2023-12-16 | 4.7 | 13.3 | 0 | 2022-12-16 | 2 | 16 | 0 | 2021-12-16 | 14.6 | 3.4 | 0 | 2020-12-16 | -6.6 | 24.6 | 0 | 2019-12-16 | 0 | 18 | 0 | 2018-12-16 | 2.1 | 15.9 | 0 | 2017-12-16 | -7.2 | 25.2 | 0 | 2016-12-16 | -7.4 | 25.4 | 0 | 17.42 | 0
2025-12-16 | -2.1 | 20.1 | 0 | 2024-12-16 | 5.8 | 12.2 | 0 | 2023-12-16 | 4.2 | 13.8 | 0 | 2022-12-16 | 1.5 | 16.5 | 0 | 2021-12-16 | 13.6 | 4.4 | 0 | 2020-12-16 | -6.6 | 24.6 | 0 | 2019-12-16 | 0.2 | 17.8 | 0 | 2018-12-16 | 1.9 | 16.1 | 0 | 2017-12-16 | -7.4 | 25.4 | 0 | 2016-12-16 | -7.2 | 25.2 | 0 | 17.61 | 0
2025-12-16 | -1.2 | 19.2 | 0 | 2024-12-16 | 5.8 | 12.2 | 0 | 2023-12-16 | 4.7 | 13.3 | 0 | 2022-12-16 | 1.6 | 16.4 | 0 | 2021-12-16 | 13.2 | 4.8 | 0 | 2020-12-16 | -6.5 | 24.5 | 0 | 2019-12-16 | -0.4 | 18.4 | 0 | 2018-12-16 | 1.9 | 16.1 | 0 | 2017-12-16 | -7.5 | 25.5 | 0 | 2016-12-16 | -7.3 | 25.3 | 0 | 17.57 | 0
2025-12-16 | -0.3 | 18.3 | 0 | 2024-12-16 | 5.6 | 12.4 | 0 | 2023-12-16 | 5 | 13 | 0 | 2022-12-16 | 0.9 | 17.1 | 0 | 2021-12-16 | 11.3 | 6.7 | 0 | 2020-12-16 | -5.9 | 23.9 | 0 | 2019-12-16 | -0.3 | 18.3 | 0 | 2018-12-16 | 1.4 | 16.6 | 0 | 2017-12-16 | -8.5 | 26.5 | 0 | 2016-12-16 | -7.4 | 25.4 | 0 | 17.82 | 0
2025-12-16 | 0.2 | 17.8 | 0 | 2024-12-16 | 6.4 | 11.6 | 0 | 2023-12-16 | 5.1 | 12.9 | 0 | 2022-12-16 | 0.5 | 17.5 | 0 | 2021-12-16 | 8.2 | 9.8 | 0 | 2020-12-16 | -6.3 | 24.3 | 0 | 2019-12-16 | -1.1 | 19.1 | 0 | 2018-12-16 | 1.7 | 16.3 | 0 | 2017-12-16 | -8.7 | 26.7 | 0 | 2016-12-16 | -7.6 | 25.6 | 0 | 18.16 | 0
2025-12-16 | 1 | 17 | 0 | 2024-12-16 | 6.6 | 11.4 | 0 | 2023-12-16 | 4.9 | 13.1 | 0 | 2022-12-16 | 0.3 | 17.7 | 0 | 2021-12-16 | 5.9 | 12.1 | 0 | 2020-12-16 | -6.7 | 24.7 | 0 | 2019-12-16 | -2.4 | 20.4 | 0 | 2018-12-16 | 1.7 | 16.3 | 0 | 2017-12-16 | -8.9 | 26.9 | 0 | 2016-12-16 | -7.3 | 25.3 | 0 | 18.49 | 0
2025-12-16 | 1.3 | 16.7 | 0 | 2024-12-16 | 7.6 | 10.4 | 0 | 2023-12-16 | 4.3 | 13.7 | 0 | 2022-12-16 | -1.1 | 19.1 | 0 | 2021-12-16 | 4.9 | 13.1 | 0 | 2020-12-16 | -6.9 | 24.9 | 0 | 2019-12-16 | -2.2 | 20.2 | 0 | 2018-12-16 | 1.6 | 16.4 | 0 | 2017-12-16 | -8.9 | 26.9 | 0 | 2016-12-16 | -6.7 | 24.7 | 0 | 18.61 | 0
2025-12-17 | 1.6 | 16.4 | 0 | 2024-12-17 | 9.1 | 8.9 | 0 | 2023-12-17 | 4.6 | 13.4 | 0 | 2022-12-17 | -1.9 | 19.9 | 0 | 2021-12-17 | 4.5 | 13.5 | 0 | 2020-12-17 | -7.1 | 25.1 | 0 | 2019-12-17 | -2.9 | 20.9 | 0 | 2018-12-17 | 1.4 | 16.6 | 0 | 2017-12-17 | -9.9 | 27.9 | 0 | 2016-12-17 | -6 | 24 | 0 | 18.66 | 0
2025-12-17 | 2.2 | 15.8 | 0 | 2024-12-17 | 9.2 | 8.8 | 0 | 2023-12-17 | 4.5 | 13.5 | 0 | 2022-12-17 | -1.2 | 19.2 | 0 | 2021-12-17 | 4 | 14 | 0 | 2020-12-17 | -7.9 | 25.9 | 0 | 2019-12-17 | -3 | 21 | 0 | 2018-12-17 | 0.8 | 17.2 | 0 | 2017-12-17 | -10 | 28 | 0 | 2016-12-17 | -6.2 | 24.2 | 0 | 18.76 | 0
2025-12-17 | 2.7 | 15.3 | 0 | 2024-12-17 | 8 | 10 | 0 | 2023-12-17 | 4.5 | 13.5 | 0 | 2022-12-17 | -1.3 | 19.3 | 0 | 2021-12-17 | 3.8 | 14.2 | 0 | 2020-12-17 | -7.8 | 25.8 | 0 | 2019-12-17 | -3.2 | 21.2 | 0 | 2018-12-17 | 0.3 | 17.7 | 0 | 2017-12-17 | -11 | 29 | 0 | 2016-12-17 | -6.2 | 24.2 | 0 | 19.02 | 0
2025-12-17 | 2.7 | 15.3 | 0 | 2024-12-17 | 7.5 | 10.5 | 0 | 2023-12-17 | 4.6 | 13.4 | 0 | 2022-12-17 | -1.2 | 19.2 | 0 | 2021-12-17 | 3.4 | 14.6 | 0 | 2020-12-17 | -7.7 | 25.7 | 0 | 2019-12-17 | -3.7 | 21.7 | 0 | 2018-12-17 | 0.9 | 17.1 | 0 | 2017-12-17 | -11.4 | 29.4 | 0 | 2016-12-17 | -6.1 | 24.1 | 0 | 19.1 | 0
2025-12-17 | 2.7 | 15.3 | 0 | 2024-12-17 | 6.5 | 11.5 | 0 | 2023-12-17 | 4.9 | 13.1 | 0 | 2022-12-17 | -0.9 | 18.9 | 0 | 2021-12-17 | 3.1 | 14.9 | 0 | 2020-12-17 | -7.6 | 25.6 | 0 | 2019-12-17 | -3.5 | 21.5 | 0 | 2018-12-17 | 1.7 | 16.3 | 0 | 2017-12-17 | -11.4 | 29.4 | 0 | 2016-12-17 | -5 | 23 | 0 | 18.95 | 0
2025-12-17 | 3 | 15 | 0 | 2024-12-17 | 6 | 12 | 0 | 2023-12-17 | 6.2 | 11.8 | 0 | 2022-12-17 | -0.8 | 18.8 | 0 | 2021-12-17 | 2 | 16 | 0 | 2020-12-17 | -7.3 | 25.3 | 0 | 2019-12-17 | -3 | 21 | 0 | 2018-12-17 | 1.3 | 16.7 | 0 | 2017-12-17 | -11.9 | 29.9 | 0 | 2016-12-17 | -4.5 | 22.5 | 0 | 18.9 | 0
2025-12-17 | 3.1 | 14.9 | 0 | 2024-12-17 | 5.7 | 12.3 | 0 | 2023-12-17 | 6.6 | 11.4 | 0 | 2022-12-17 | -0.8 | 18.8 | 0 | 2021-12-17 | 1.9 | 16.1 | 0 | 2020-12-17 | -7.5 | 25.5 | 0 | 2019-12-17 | -2.9 | 20.9 | 0 | 2018-12-17 | 0.7 | 17.3 | 0 | 2017-12-17 | -12 | 30 | 0 | 2016-12-17 | -4.3 | 22.3 | 0 | 18.95 | 0
2025-12-17 | 3.3 | 14.7 | 0 | 2024-12-17 | 5.4 | 12.6 | 0 | 2023-12-17 | 7 | 11 | 0 | 2022-12-17 | -0.7 | 18.7 | 0 | 2021-12-17 | 1.1 | 16.9 | 0 | 2020-12-17 | -7.2 | 25.2 | 0 | 2019-12-17 | -2.6 | 20.6 | 0 | 2018-12-17 | 0.8 | 17.2 | 0 | 2017-12-17 | -12.2 | 30.2 | 0 | 2016-12-17 | -4 | 22 | 0 | 18.91 | 0
2025-12-17 | 2.8 | 15.2 | 0 | 2024-12-17 | 5.4 | 12.6 | 0 | 2023-12-17 | 6.6 | 11.4 | 0 | 2022-12-17 | -0.8 | 18.8 | 0 | 2021-12-17 | 1.1 | 16.9 | 0 | 2020-12-17 | -7.1 | 25.1 | 0 | 2019-12-17 | -2.1 | 20.1 | 0 | 2018-12-17 | 1.4 | 16.6 | 0 | 2017-12-17 | -13.4 | 31.4 | 0 | 2016-12-17 | -3.5 | 21.5 | 0 | 18.96 | 0
2025-12-17 | 2.8 | 15.2 | 0 | 2024-12-17 | 5.6 | 12.4 | 0 | 2023-12-17 | 5.7 | 12.3 | 0 | 2022-12-17 | -0.6 | 18.6 | 0 | 2021-12-17 | 2 | 16 | 0 | 2020-12-17 | -7 | 25 | 0 | 2019-12-17 | -1.9 | 19.9 | 0 | 2018-12-17 | 2 | 16 | 0 | 2017-12-17 | -12.5 | 30.5 | 0 | 2016-12-17 | -3.2 | 21.2 | 0 | 18.71 | 0
2025-12-17 | 3.1 | 14.9 | 0 | 2024-12-17 | 5.7 | 12.3 | 0 | 2023-12-17 | 5.4 | 12.6 | 0 | 2022-12-17 | 0 | 18 | 0 | 2021-12-17 | 3.1 | 14.9 | 0 | 2020-12-17 | -6.3 | 24.3 | 0 | 2019-12-17 | -1.8 | 19.8 | 0 | 2018-12-17 | 2.6 | 15.4 | 0 | 2017-12-17 | -12 | 30 | 0 | 2016-12-17 | -2.8 | 20.8 | 0 | 18.3 | 0
2025-12-17 | 3.6 | 14.4 | 0 | 2024-12-17 | 5.9 | 12.1 | 0 | 2023-12-17 | 5.4 | 12.6 | 0 | 2022-12-17 | -0.3 | 18.3 | 0 | 2021-12-17 | 4.1 | 13.9 | 0 | 2020-12-17 | -6 | 24 | 0 | 2019-12-17 | -1.3 | 19.3 | 0 | 2018-12-17 | 2.6 | 15.4 | 0 | 2017-12-17 | -10.8 | 28.8 | 0 | 2016-12-17 | -2.1 | 20.1 | 0 | 17.89 | 0
2025-12-17 | 3.5 | 14.5 | 0 | 2024-12-17 | 5 | 13 | 0 | 2023-12-17 | 5.5 | 12.5 | 0 | 2022-12-17 | -0.6 | 18.6 | 0 | 2021-12-17 | 4.8 | 13.2 | 0 | 2020-12-17 | -5.4 | 23.4 | 0 | 2019-12-17 | -0.5 | 18.5 | 0 | 2018-12-17 | 2.3 | 15.7 | 0 | 2017-12-17 | -9.5 | 27.5 | 0 | 2016-12-17 | -1.7 | 19.7 | 0 | 17.66 | 0
2025-12-17 | 3.8 | 14.2 | 0 | 2024-12-17 | 5.4 | 12.6 | 0 | 2023-12-17 | 5.9 | 12.1 | 0 | 2022-12-17 | 0.7 | 17.3 | 0 | 2021-12-17 | 5.2 | 12.8 | 0 | 2020-12-17 | -4 | 22 | 0 | 2019-12-17 | 0.3 | 17.7 | 0 | 2018-12-17 | 2.4 | 15.6 | 0 | 2017-12-17 | -8.6 | 26.6 | 0 | 2016-12-17 | -1 | 19 | 0 | 16.99 | 0
2025-12-17 | 4.2 | 13.8 | 0 | 2024-12-17 | 5.3 | 12.7 | 0 | 2023-12-17 | 5.8 | 12.2 | 0 | 2022-12-17 | 0.4 | 17.6 | 0 | 2021-12-17 | 4.7 | 13.3 | 0 | 2020-12-17 | -3 | 21 | 0 | 2019-12-17 | 0.9 | 17.1 | 0 | 2018-12-17 | 2.4 | 15.6 | 0 | 2017-12-17 | -7.7 | 25.7 | 0 | 2016-12-17 | -0.7 | 18.7 | 0 | 16.77 | 0
2025-12-17 | 3.7 | 14.3 | 0 | 2024-12-17 | 4.8 | 13.2 | 0 | 2023-12-17 | 5.5 | 12.5 | 0 | 2022-12-17 | -0.3 | 18.3 | 0 | 2021-12-17 | 4.1 | 13.9 | 0 | 2020-12-17 | -3.2 | 21.2 | 0 | 2019-12-17 | 1.2 | 16.8 | 0 | 2018-12-17 | 2.3 | 15.7 | 0 | 2017-12-17 | -7.2 | 25.2 | 0 | 2016-12-17 | -0.6 | 18.6 | 0 | 16.97 | 0
2025-12-17 | 3.2 | 14.8 | 0 | 2024-12-17 | 4.2 | 13.8 | 0 | 2023-12-17 | 5.5 | 12.5 | 0 | 2022-12-17 | -0.5 | 18.5 | 0 | 2021-12-17 | 2 | 16 | 0 | 2020-12-17 | -4 | 22 | 0 | 2019-12-17 | 0.7 | 17.3 | 0 | 2018-12-17 | 2.2 | 15.8 | 0 | 2017-12-17 | -6.9 | 24.9 | 0 | 2016-12-17 | -0.7 | 18.7 | 0 | 17.43 | 0
2025-12-17 | 2.9 | 15.1 | 0 | 2024-12-17 | 3.8 | 14.2 | 0 | 2023-12-17 | 5.6 | 12.4 | 0 | 2022-12-17 | -0.9 | 18.9 | 0 | 2021-12-17 | 1.2 | 16.8 | 0 | 2020-12-17 | -4.5 | 22.5 | 0 | 2019-12-17 | 0.2 | 17.8 | 0 | 2018-12-17 | 1.6 | 16.4 | 0 | 2017-12-17 | -6.8 | 24.8 | 0 | 2016-12-17 | -0.6 | 18.6 | 0 | 17.75 | 0
2025-12-17 | 2.5 | 15.5 | 0 | 2024-12-17 | 3.6 | 14.4 | 0 | 2023-12-17 | 5.8 | 12.2 | 0 | 2022-12-17 | -1.3 | 19.3 | 0 | 2021-12-17 | 1.2 | 16.8 | 0 | 2020-12-17 | -4.9 | 22.9 | 0 | 2019-12-17 | -0.8 | 18.8 | 0 | 2018-12-17 | 1.2 | 16.8 | 0 | 2017-12-17 | -6.7 | 24.7 | 0 | 2016-12-17 | -0.5 | 18.5 | 0 | 17.99 | 0
2025-12-17 | 2.8 | 15.2 | 0 | 2024-12-17 | 3.4 | 14.6 | 0 | 2023-12-17 | 6.1 | 11.9 | 0 | 2022-12-17 | -2.3 | 20.3 | 0 | 2021-12-17 | 0.4 | 17.6 | 0 | 2020-12-17 | -5.3 | 23.3 | 0 | 2019-12-17 | -1.1 | 19.1 | 0 | 2018-12-17 | 0.8 | 17.2 | 0 | 2017-12-17 | -6.5 | 24.5 | 0 | 2016-12-17 | -0.4 | 18.4 | 0 | 18.21 | 0
2025-12-17 | 2 | 16 | 0 | 2024-12-17 | 3.1 | 14.9 | 0 | 2023-12-17 | 6.6 | 11.4 | 0 | 2022-12-17 | -1.6 | 19.6 | 0 | 2021-12-17 | 0.3 | 17.7 | 0 | 2020-12-17 | -6.3 | 24.3 | 0 | 2019-12-17 | -2.5 | 20.5 | 0 | 2018-12-17 | 0.6 | 17.4 | 0 | 2017-12-17 | -6.5 | 24.5 | 0 | 2016-12-17 | -0.4 | 18.4 | 0 | 18.47 | 0
2025-12-17 | 1.3 | 16.7 | 0 | 2024-12-17 | 3 | 15 | 0 | 2023-12-17 | 6.6 | 11.4 | 0 | 2022-12-17 | -1.9 | 19.9 | 0 | 2021-12-17 | -0.1 | 18.1 | 0 | 2020-12-17 | -6.5 | 24.5 | 0 | 2019-12-17 | -3.2 | 21.2 | 0 | 2018-12-17 | 0.3 | 17.7 | 0 | 2017-12-17 | -6.7 | 24.7 | 0 | 2016-12-17 | -0.6 | 18.6 | 0 | 18.78 | 0
2025-12-17 | 1 | 17 | 0 | 2024-12-17 | 2.8 | 15.2 | 0 | 2023-12-17 | 6.6 | 11.4 | 0 | 2022-12-17 | -2.3 | 20.3 | 0 | 2021-12-17 | 0 | 18 | 0 | 2020-12-17 | -6.9 | 24.9 | 0 | 2019-12-17 | -3.7 | 21.7 | 0 | 2018-12-17 | -0.4 | 18.4 | 0 | 2017-12-17 | -7.1 | 25.1 | 0 | 2016-12-17 | -0.6 | 18.6 | 0 | 19.06 | 0
2025-12-17 | 1.7 | 16.3 | 0 | 2024-12-17 | 2.7 | 15.3 | 0 | 2023-12-17 | 7 | 11 | 0 | 2022-12-17 | -1.8 | 19.8 | 0 | 2021-12-17 | -0.2 | 18.2 | 0 | 2020-12-17 | -7.1 | 25.1 | 0 | 2019-12-17 | -2.8 | 20.8 | 0 | 2018-12-17 | -0.2 | 18.2 | 0 | 2017-12-17 | -7.4 | 25.4 | 0 | 2016-12-17 | -0.6 | 18.6 | 0 | 18.87 | 0
2025-12-18 | 1 | 17 | 0 | 2024-12-18 | 2.8 | 15.2 | 0 | 2023-12-18 | 6.4 | 11.6 | 0 | 2022-12-18 | -1.8 | 19.8 | 0 | 2021-12-18 | -0.1 | 18.1 | 0 | 2020-12-18 | -7.1 | 25.1 | 0 | 2019-12-18 | -3.7 | 21.7 | 0 | 2018-12-18 | -0.3 | 18.3 | 0 | 2017-12-18 | -7.2 | 25.2 | 0 | 2016-12-18 | -0.9 | 18.9 | 0 | 19.09 | 0
2025-12-18 | 0.2 | 17.8 | 0 | 2024-12-18 | 2.5 | 15.5 | 0 | 2023-12-18 | 6.4 | 11.6 | 0 | 2022-12-18 | -1.7 | 19.7 | 0 | 2021-12-18 | 0 | 18 | 0 | 2020-12-18 | -5.8 | 23.8 | 0 | 2019-12-18 | -3.6 | 21.6 | 0 | 2018-12-18 | -1 | 19 | 0 | 2017-12-18 | -7.2 | 25.2 | 0 | 2016-12-18 | -1.1 | 19.1 | 0 | 19.13 | 0
2025-12-18 | 1 | 17 | 0 | 2024-12-18 | 2.7 | 15.3 | 0 | 2023-12-18 | 6.1 | 11.9 | 0 | 2022-12-18 | -1.9 | 19.9 | 0 | 2021-12-18 | -0.1 | 18.1 | 0 | 2020-12-18 | -7.9 | 25.9 | 0 | 2019-12-18 | -2.9 | 20.9 | 0 | 2018-12-18 | -2.3 | 20.3 | 0 | 2017-12-18 | -6.7 | 24.7 | 0 | 2016-12-18 | -1.6 | 19.6 | 0 | 19.36 | 0
2025-12-18 | 0.3 | 17.7 | 0 | 2024-12-18 | 2.7 | 15.3 | 0 | 2023-12-18 | 6.1 | 11.9 | 0 | 2022-12-18 | -2.1 | 20.1 | 0 | 2021-12-18 | 0.2 | 17.8 | 0 | 2020-12-18 | -8.1 | 26.1 | 0 | 2019-12-18 | -2.9 | 20.9 | 0 | 2018-12-18 | -2.8 | 20.8 | 0 | 2017-12-18 | -6.2 | 24.2 | 0 | 2016-12-18 | -2 | 20 | 0 | 19.48 | 0
2025-12-18 | 1.4 | 16.6 | 0 | 2024-12-18 | 2.5 | 15.5 | 0 | 2023-12-18 | 6 | 12 | 0 | 2022-12-18 | -2.5 | 20.5 | 0 | 2021-12-18 | 0.1 | 17.9 | 0 | 2020-12-18 | -8.8 | 26.8 | 0 | 2019-12-18 | -3.1 | 21.1 | 0 | 2018-12-18 | -3.8 | 21.8 | 0 | 2017-12-18 | -5.6 | 23.6 | 0 | 2016-12-18 | -2.1 | 20.1 | 0 | 19.59 | 0
2025-12-18 | 1 | 17 | 0 | 2024-12-18 | 2.1 | 15.9 | 0 | 2023-12-18 | 5.6 | 12.4 | 0 | 2022-12-18 | -2.2 | 20.2 | 0 | 2021-12-18 | -0.2 | 18.2 | 0 | 2020-12-18 | -8.4 | 26.4 | 0 | 2019-12-18 | -3.6 | 21.6 | 0 | 2018-12-18 | -4.6 | 22.6 | 0 | 2017-12-18 | -5.2 | 23.2 | 0 | 2016-12-18 | -2.7 | 20.7 | 0 | 19.82 | 0
2025-12-18 | 1.1 | 16.9 | 0 | 2024-12-18 | 2.4 | 15.6 | 0 | 2023-12-18 | 5.6 | 12.4 | 0 | 2022-12-18 | -2.5 | 20.5 | 0 | 2021-12-18 | -1.1 | 19.1 | 0 | 2020-12-18 | -9.3 | 27.3 | 0 | 2019-12-18 | -4.1 | 22.1 | 0 | 2018-12-18 | -5.3 | 23.3 | 0 | 2017-12-18 | -5.4 | 23.4 | 0 | 2016-12-18 | -2.4 | 20.4 | 0 | 20.1 | 0
2025-12-18 | 1.2 | 16.8 | 0 | 2024-12-18 | 2.7 | 15.3 | 0 | 2023-12-18 | 5.7 | 12.3 | 0 | 2022-12-18 | -2.7 | 20.7 | 0 | 2021-12-18 | -0.9 | 18.9 | 0 | 2020-12-18 | -9.4 | 27.4 | 0 | 2019-12-18 | -4.8 | 22.8 | 0 | 2018-12-18 | -6 | 24 | 0 | 2017-12-18 | -4.3 | 22.3 | 0 | 2016-12-18 | -3.2 | 21.2 | 0 | 20.17 | 0
2025-12-18 | 1.6 | 16.4 | 0 | 2024-12-18 | 2.6 | 15.4 | 0 | 2023-12-18 | 5.3 | 12.7 | 0 | 2022-12-18 | -2.8 | 20.8 | 0 | 2021-12-18 | -0.3 | 18.3 | 0 | 2020-12-18 | -9.3 | 27.3 | 0 | 2019-12-18 | -5.6 | 23.6 | 0 | 2018-12-18 | -5.9 | 23.9 | 0 | 2017-12-18 | -4.2 | 22.2 | 0 | 2016-12-18 | -3.7 | 21.7 | 0 | 20.23 | 0
2025-12-18 | 2.2 | 15.8 | 0 | 2024-12-18 | 2.5 | 15.5 | 0 | 2023-12-18 | 5.4 | 12.6 | 0 | 2022-12-18 | -2.2 | 20.2 | 0 | 2021-12-18 | -0.8 | 18.8 | 0 | 2020-12-18 | -7.8 | 25.8 | 0 | 2019-12-18 | -5.1 | 23.1 | 0 | 2018-12-18 | -5.5 | 23.5 | 0 | 2017-12-18 | -2.8 | 20.8 | 0 | 2016-12-18 | -4.3 | 22.3 | 0 | 19.84 | 0
2025-12-18 | 3.1 | 14.9 | 0 | 2024-12-18 | 2.6 | 15.4 | 0 | 2023-12-18 | 5.4 | 12.6 | 0 | 2022-12-18 | -0.8 | 18.8 | 0 | 2021-12-18 | -1 | 19 | 0 | 2020-12-18 | -6.2 | 24.2 | 0 | 2019-12-18 | -7.3 | 25.3 | 0 | 2018-12-18 | -4.8 | 22.8 | 0 | 2017-12-18 | -1.3 | 19.3 | 0 | 2016-12-18 | -4.7 | 22.7 | 0 | 19.5 | 0
2025-12-18 | 4.5 | 13.5 | 0 | 2024-12-18 | 2.5 | 15.5 | 0 | 2023-12-18 | 5.3 | 12.7 | 0 | 2022-12-18 | -0.4 | 18.4 | 0 | 2021-12-18 | -1.1 | 19.1 | 0 | 2020-12-18 | -4.7 | 22.7 | 0 | 2019-12-18 | -8.2 | 26.2 | 0 | 2018-12-18 | -3.8 | 21.8 | 0 | 2017-12-18 | 0.2 | 17.8 | 0 | 2016-12-18 | -4.8 | 22.8 | 0 | 19.05 | 0
2025-12-18 | 5.8 | 12.2 | 0 | 2024-12-18 | 2.7 | 15.3 | 0 | 2023-12-18 | 5.2 | 12.8 | 0 | 2022-12-18 | -0.6 | 18.6 | 0 | 2021-12-18 | -1.2 | 19.2 | 0 | 2020-12-18 | -3.6 | 21.6 | 0 | 2019-12-18 | -8.5 | 26.5 | 0 | 2018-12-18 | -2.6 | 20.6 | 0 | 2017-12-18 | 1.3 | 16.7 | 0 | 2016-12-18 | -4.9 | 22.9 | 0 | 18.64 | 0
2025-12-18 | 5.6 | 12.4 | 0 | 2024-12-18 | 2.5 | 15.5 | 0 | 2023-12-18 | 5.3 | 12.7 | 0 | 2022-12-18 | -0.5 | 18.5 | 0 | 2021-12-18 | -1.2 | 19.2 | 0 | 2020-12-18 | -2.8 | 20.8 | 0 | 2019-12-18 | -9.3 | 27.3 | 0 | 2018-12-18 | -1.9 | 19.9 | 0 | 2017-12-18 | 2.3 | 15.7 | 0 | 2016-12-18 | -5.7 | 23.7 | 0 | 18.57 | 0
2025-12-18 | 6 | 12 | 0 | 2024-12-18 | 1.7 | 16.3 | 0 | 2023-12-18 | 5.4 | 12.6 | 0 | 2022-12-18 | -0.3 | 18.3 | 0 | 2021-12-18 | -1.3 | 19.3 | 0 | 2020-12-18 | -1.9 | 19.9 | 0 | 2019-12-18 | -9.7 | 27.7 | 0 | 2018-12-18 | -0.8 | 18.8 | 0 | 2017-12-18 | 2.6 | 15.4 | 0 | 2016-12-18 | -6.8 | 24.8 | 0 | 18.51 | 0
2025-12-18 | 6.6 | 11.4 | 0 | 2024-12-18 | 1.6 | 16.4 | 0 | 2023-12-18 | 4.9 | 13.1 | 0 | 2022-12-18 | -0.3 | 18.3 | 0 | 2021-12-18 | -1.7 | 19.7 | 0 | 2020-12-18 | -1.7 | 19.7 | 0 | 2019-12-18 | -9.3 | 27.3 | 0 | 2018-12-18 | 0.2 | 17.8 | 0 | 2017-12-18 | 2.7 | 15.3 | 0 | 2016-12-18 | -7.8 | 25.8 | 0 | 18.48 | 0
2025-12-18 | 6.4 | 11.6 | 0 | 2024-12-18 | 1.9 | 16.1 | 0 | 2023-12-18 | 4.5 | 13.5 | 0 | 2022-12-18 | -0.5 | 18.5 | 0 | 2021-12-18 | -2 | 20 | 0 | 2020-12-18 | -2.7 | 20.7 | 0 | 2019-12-18 | -10.2 | 28.2 | 0 | 2018-12-18 | -1.3 | 19.3 | 0 | 2017-12-18 | 2.7 | 15.3 | 0 | 2016-12-18 | -8.8 | 26.8 | 0 | 19 | 0
2025-12-18 | 6.5 | 11.5 | 0 | 2024-12-18 | 1.9 | 16.1 | 0 | 2023-12-18 | 3.8 | 14.2 | 0 | 2022-12-18 | -0.8 | 18.8 | 0 | 2021-12-18 | -2.5 | 20.5 | 0 | 2020-12-18 | -3.5 | 21.5 | 0 | 2019-12-18 | -11.9 | 29.9 | 0 | 2018-12-18 | -2 | 20 | 0 | 2017-12-18 | 2.8 | 15.2 | 0 | 2016-12-18 | -10 | 28 | 0 | 19.57 | 0
2025-12-18 | 7.7 | 10.3 | 0 | 2024-12-18 | 1.6 | 16.4 | 0 | 2023-12-18 | 3.5 | 14.5 | 0 | 2022-12-18 | -0.1 | 18.1 | 0 | 2021-12-18 | -2.8 | 20.8 | 0 | 2020-12-18 | -3.6 | 21.6 | 0 | 2019-12-18 | -12.5 | 30.5 | 0 | 2018-12-18 | -2.3 | 20.3 | 0 | 2017-12-18 | 2.8 | 15.2 | 0 | 2016-12-18 | -10.7 | 28.7 | 0 | 19.64 | 0
2025-12-18 | 7.6 | 10.4 | 0 | 2024-12-18 | 1.8 | 16.2 | 0 | 2023-12-18 | 2.5 | 15.5 | 0 | 2022-12-18 | -0.4 | 18.4 | 0 | 2021-12-18 | -2.7 | 20.7 | 0 | 2020-12-18 | -3.4 | 21.4 | 0 | 2019-12-18 | -12.9 | 30.9 | 0 | 2018-12-18 | -2.2 | 20.2 | 0 | 2017-12-18 | 3.1 | 14.9 | 0 | 2016-12-18 | -11.2 | 29.2 | 0 | 19.78 | 0
2025-12-18 | 7.7 | 10.3 | 0 | 2024-12-18 | 1.2 | 16.8 | 0 | 2023-12-18 | 1.2 | 16.8 | 0 | 2022-12-18 | -1.1 | 19.1 | 0 | 2021-12-18 | -2.9 | 20.9 | 0 | 2020-12-18 | -3.1 | 21.1 | 0 | 2019-12-18 | -13.1 | 31.1 | 0 | 2018-12-18 | -1.9 | 19.9 | 0 | 2017-12-18 | 3.2 | 14.8 | 0 | 2016-12-18 | -11.9 | 29.9 | 0 | 20.07 | 0
2025-12-18 | 7.4 | 10.6 | 0 | 2024-12-18 | 1.9 | 16.1 | 0 | 2023-12-18 | 0 | 18 | 0 | 2022-12-18 | -1.6 | 19.6 | 0 | 2021-12-18 | -3 | 21 | 0 | 2020-12-18 | -3.1 | 21.1 | 0 | 2019-12-18 | -13.2 | 31.2 | 0 | 2018-12-18 | -2.3 | 20.3 | 0 | 2017-12-18 | 3.4 | 14.6 | 0 | 2016-12-18 | -12.7 | 30.7 | 0 | 20.32 | 0
2025-12-18 | 8 | 10 | 0 | 2024-12-18 | 1.1 | 16.9 | 0 | 2023-12-18 | -0.8 | 18.8 | 0 | 2022-12-18 | -1.3 | 19.3 | 0 | 2021-12-18 | -3.1 | 21.1 | 0 | 2020-12-18 | -3.1 | 21.1 | 0 | 2019-12-18 | -12.9 | 30.9 | 0 | 2018-12-18 | -2.4 | 20.4 | 0 | 2017-12-18 | 3.2 | 14.8 | 0 | 2016-12-18 | -11.3 | 29.3 | 0 | 20.26 | 0
2025-12-18 | 8.1 | 9.9 | 0 | 2024-12-18 | 0.8 | 17.2 | 0 | 2023-12-18 | -1.4 | 19.4 | 0 | 2022-12-18 | -1.6 | 19.6 | 0 | 2021-12-18 | -3.3 | 21.3 | 0 | 2020-12-18 | -3 | 21 | 0 | 2019-12-18 | -13.6 | 31.6 | 0 | 2018-12-18 | -2.4 | 20.4 | 0 | 2017-12-18 | 3.2 | 14.8 | 0 | 2016-12-18 | -10.8 | 28.8 | 0 | 20.4 | 0
2025-12-19 | 8.8 | 9.2 | 0 | 2024-12-19 | 0.8 | 17.2 | 0 | 2023-12-19 | -2.1 | 20.1 | 0 | 2022-12-19 | -2 | 20 | 0 | 2021-12-19 | -3.2 | 21.2 | 0 | 2020-12-19 | -2.7 | 20.7 | 0 | 2019-12-19 | -14.6 | 32.6 | 0 | 2018-12-19 | -2.6 | 20.6 | 0 | 2017-12-19 | 3.6 | 14.4 | 0 | 2016-12-19 | -9.8 | 27.8 | 0 | 20.38 | 0
2025-12-19 | 9 | 9 | 0 | 2024-12-19 | 0.5 | 17.5 | 0 | 2023-12-19 | -2.6 | 20.6 | 0 | 2022-12-19 | -1.7 | 19.7 | 0 | 2021-12-19 | -3 | 21 | 0 | 2020-12-19 | -2.1 | 20.1 | 0 | 2019-12-19 | -15.4 | 33.4 | 0 | 2018-12-19 | -2.6 | 20.6 | 0 | 2017-12-19 | 3.6 | 14.4 | 0 | 2016-12-19 | -8.7 | 26.7 | 0 | 20.3 | 0
2025-12-19 | 8.7 | 9.3 | 0 | 2024-12-19 | -0.5 | 18.5 | 0 | 2023-12-19 | -3.4 | 21.4 | 0 | 2022-12-19 | -1.8 | 19.8 | 0 | 2021-12-19 | -2.7 | 20.7 | 0 | 2020-12-19 | -1.9 | 19.9 | 0 | 2019-12-19 | -16.1 | 34.1 | 0 | 2018-12-19 | -2.6 | 20.6 | 0 | 2017-12-19 | 3.9 | 14.1 | 0 | 2016-12-19 | -8.4 | 26.4 | 0 | 20.48 | 0
2025-12-19 | 9 | 9 | 0 | 2024-12-19 | -0.8 | 18.8 | 0 | 2023-12-19 | -3.5 | 21.5 | 0 | 2022-12-19 | -2.2 | 20.2 | 0 | 2021-12-19 | -2.5 | 20.5 | 0 | 2020-12-19 | -2 | 20 | 0 | 2019-12-19 | -16.2 | 34.2 | 0 | 2018-12-19 | -2 | 20 | 0 | 2017-12-19 | 4.2 | 13.8 | 0 | 2016-12-19 | -8.9 | 26.9 | 0 | 20.49 | 0
2025-12-19 | 8.2 | 9.8 | 0 | 2024-12-19 | -0.9 | 18.9 | 0 | 2023-12-19 | -3.4 | 21.4 | 0 | 2022-12-19 | -1.8 | 19.8 | 0 | 2021-12-19 | -2.7 | 20.7 | 0 | 2020-12-19 | -1.7 | 19.7 | 0 | 2019-12-19 | -16.5 | 34.5 | 0 | 2018-12-19 | -1.9 | 19.9 | 0 | 2017-12-19 | 4.3 | 13.7 | 0 | 2016-12-19 | -9.4 | 27.4 | 0 | 20.58 | 0
2025-12-19 | 3.8 | 14.2 | 0 | 2024-12-19 | -1.1 | 19.1 | 0 | 2023-12-19 | -3.5 | 21.5 | 0 | 2022-12-19 | -1.8 | 19.8 | 0 | 2021-12-19 | -3.5 | 21.5 | 0 | 2020-12-19 | -0.7 | 18.7 | 0 | 2019-12-19 | -16.3 | 34.3 | 0 | 2018-12-19 | -1.8 | 19.8 | 0 | 2017-12-19 | 4.4 | 13.6 | 0 | 2016-12-19 | -9.4 | 27.4 | 0 | 20.99 | 0
2025-12-19 | 2.8 | 15.2 | 0 | 2024-12-19 | -1.4 | 19.4 | 0 | 2023-12-19 | -4 | 22 | 0 | 2022-12-19 | -2.2 | 20.2 | 0 | 2021-12-19 | -4.2 | 22.2 | 0 | 2020-12-19 | -0.8 | 18.8 | 0 | 2019-12-19 | -15.6 | 33.6 | 0 | 2018-12-19 | -1.5 | 19.5 | 0 | 2017-12-19 | 4.9 | 13.1 | 0 | 2016-12-19 | -10.6 | 28.6 | 0 | 21.26 | 0
2025-12-19 | 1.6 | 16.4 | 0 | 2024-12-19 | -1.3 | 19.3 | 0 | 2023-12-19 | -3.8 | 21.8 | 0 | 2022-12-19 | -2.7 | 20.7 | 0 | 2021-12-19 | -5 | 23 | 0 | 2020-12-19 | -0.4 | 18.4 | 0 | 2019-12-19 | -14.9 | 32.9 | 0 | 2018-12-19 | -1.3 | 19.3 | 0 | 2017-12-19 | 4.9 | 13.1 | 0 | 2016-12-19 | -11.6 | 29.6 | 0 | 21.45 | 0
2025-12-19 | 2.1 | 15.9 | 0 | 2024-12-19 | -2.7 | 20.7 | 0 | 2023-12-19 | -4.2 | 22.2 | 0 | 2022-12-19 | -2 | 20 | 0 | 2021-12-19 | -5.4 | 23.4 | 0 | 2020-12-19 | -0.2 | 18.2 | 0 | 2019-12-19 | -14.2 | 32.2 | 0 | 2018-12-19 | -0.8 | 18.8 | 0 | 2017-12-19 | 4.6 | 13.4 | 0 | 2016-12-19 | -12.6 | 30.6 | 0 | 21.54 | 0
2025-12-19 | 1.9 | 16.1 | 0 | 2024-12-19 | -2.3 | 20.3 | 0 | 2023-12-19 | -4.2 | 22.2 | 0 | 2022-12-19 | -1.5 | 19.5 | 0 | 2021-12-19 | -5 | 23 | 0 | 2020-12-19 | 0.4 | 17.6 | 0 | 2019-12-19 | -13.2 | 31.2 | 0 | 2018-12-19 | 0.7 | 17.3 | 0 | 2017-12-19 | 5 | 13 | 0 | 2016-12-19 | -11 | 29 | 0 | 20.92 | 0
2025-12-19 | 1.3 | 16.7 | 0 | 2024-12-19 | -1.8 | 19.8 | 0 | 2023-12-19 | -3.6 | 21.6 | 0 | 2022-12-19 | -0.6 | 18.6 | 0 | 2021-12-19 | -4.9 | 22.9 | 0 | 2020-12-19 | 1.7 | 16.3 | 0 | 2019-12-19 | -12.5 | 30.5 | 0 | 2018-12-19 | 2 | 16 | 0 | 2017-12-19 | 5.5 | 12.5 | 0 | 2016-12-19 | -9.8 | 27.8 | 0 | 20.27 | 0
2025-12-19 | -1 | 19 | 0 | 2024-12-19 | -0.7 | 18.7 | 0 | 2023-12-19 | -3.2 | 21.2 | 0 | 2022-12-19 | -0.4 | 18.4 | 0 | 2021-12-19 | -4.6 | 22.6 | 0 | 2020-12-19 | 1.8 | 16.2 | 0 | 2019-12-19 | -11.6 | 29.6 | 0 | 2018-12-19 | 2.8 | 15.2 | 0 | 2017-12-19 | 6.1 | 11.9 | 0 | 2016-12-19 | -9.3 | 27.3 | 0 | 20.01 | 0
2025-12-19 | -1.6 | 19.6 | 0 | 2024-12-19 | -1 | 19 | 0 | 2023-12-19 | -3.6 | 21.6 | 0 | 2022-12-19 | 0.5 | 17.5 | 0 | 2021-12-19 | -4 | 22 | 0 | 2020-12-19 | 2.1 | 15.9 | 0 | 2019-12-19 | -10.9 | 28.9 | 0 | 2018-12-19 | 3.8 | 14.2 | 0 | 2017-12-19 | 6.7 | 11.3 | 0 | 2016-12-19 | -8.7 | 26.7 | 0 | 19.67 | 0
2025-12-19 | -1.5 | 19.5 | 0 | 2024-12-19 | -2.1 | 20.1 | 0 | 2023-12-19 | -1.9 | 19.9 | 0 | 2022-12-19 | 0.8 | 17.2 | 0 | 2021-12-19 | -3.4 | 21.4 | 0 | 2020-12-19 | 2.4 | 15.6 | 0 | 2019-12-19 | -9.6 | 27.6 | 0 | 2018-12-19 | 5.9 | 12.1 | 0 | 2017-12-19 | 6.2 | 11.8 | 0 | 2016-12-19 | -8.3 | 26.3 | 0 | 19.15 | 0
2025-12-19 | -1.7 | 19.7 | 0 | 2024-12-19 | -2 | 20 | 0 | 2023-12-19 | -1.1 | 19.1 | 0 | 2022-12-19 | 0.7 | 17.3 | 0 | 2021-12-19 | -3.6 | 21.6 | 0 | 2020-12-19 | 1.2 | 16.8 | 0 | 2019-12-19 | -9 | 27 | 0 | 2018-12-19 | 4.8 | 13.2 | 0 | 2017-12-19 | 6.1 | 11.9 | 0 | 2016-12-19 | -8 | 26 | 0 | 19.26 | 0
2025-12-19 | -2 | 20 | 0 | 2024-12-19 | -1.9 | 19.9 | 0 | 2023-12-19 | -0.9 | 18.9 | 0 | 2022-12-19 | 0.1 | 17.9 | 0 | 2021-12-19 | -3.9 | 21.9 | 0 | 2020-12-19 | 1.2 | 16.8 | 0 | 2019-12-19 | -8.6 | 26.6 | 0 | 2018-12-19 | 5.5 | 12.5 | 0 | 2017-12-19 | 5.5 | 12.5 | 0 | 2016-12-19 | -7.8 | 25.8 | 0 | 19.28 | 0
2025-12-19 | -3.3 | 21.3 | 0 | 2024-12-19 | -1.8 | 19.8 | 0 | 2023-12-19 | -1.2 | 19.2 | 0 | 2022-12-19 | -0.3 | 18.3 | 0 | 2021-12-19 | -4.4 | 22.4 | 0 | 2020-12-19 | 1.2 | 16.8 | 0 | 2019-12-19 | -7.8 | 25.8 | 0 | 2018-12-19 | 4.8 | 13.2 | 0 | 2017-12-19 | 5.2 | 12.8 | 0 | 2016-12-19 | -8 | 26 | 0 | 19.56 | 0
2025-12-19 | -4 | 22 | 0 | 2024-12-19 | -2.3 | 20.3 | 0 | 2023-12-19 | -2.2 | 20.2 | 0 | 2022-12-19 | -0.3 | 18.3 | 0 | 2021-12-19 | -4.8 | 22.8 | 0 | 2020-12-19 | 1.6 | 16.4 | 0 | 2019-12-19 | -7.5 | 25.5 | 0 | 2018-12-19 | 3.8 | 14.2 | 0 | 2017-12-19 | 4.5 | 13.5 | 0 | 2016-12-19 | -8.6 | 26.6 | 0 | 19.98 | 0
2025-12-19 | -4.3 | 22.3 | 0 | 2024-12-19 | -2.2 | 20.2 | 0 | 2023-12-19 | -2.7 | 20.7 | 0 | 2022-12-19 | -0.7 | 18.7 | 0 | 2021-12-19 | -5.5 | 23.5 | 0 | 2020-12-19 | 1.4 | 16.6 | 0 | 2019-12-19 | -6.9 | 24.9 | 0 | 2018-12-19 | 3.1 | 14.9 | 0 | 2017-12-19 | 3.8 | 14.2 | 0 | 2016-12-19 | -9.3 | 27.3 | 0 | 20.33 | 0
2025-12-19 | -4.3 | 22.3 | 0 | 2024-12-19 | -2.5 | 20.5 | 0 | 2023-12-19 | -3.9 | 21.9 | 0 | 2022-12-19 | -0.8 | 18.8 | 0 | 2021-12-19 | -6.3 | 24.3 | 0 | 2020-12-19 | 1.5 | 16.5 | 0 | 2019-12-19 | -6.4 | 24.4 | 0 | 2018-12-19 | 2.5 | 15.5 | 0 | 2017-12-19 | 2.8 | 15.2 | 0 | 2016-12-19 | -9.4 | 27.4 | 0 | 20.68 | 0
2025-12-19 | -4.2 | 22.2 | 0 | 2024-12-19 | -2.7 | 20.7 | 0 | 2023-12-19 | -3 | 21 | 0 | 2022-12-19 | -0.9 | 18.9 | 0 | 2021-12-19 | -6.3 | 24.3 | 0 | 2020-12-19 | 1.2 | 16.8 | 0 | 2019-12-19 | -6.3 | 24.3 | 0 | 2018-12-19 | 2.1 | 15.9 | 0 | 2017-12-19 | 3.2 | 14.8 | 0 | 2016-12-19 | -9.3 | 27.3 | 0 | 20.62 | 0
2025-12-19 | -4.2 | 22.2 | 0 | 2024-12-19 | -2.8 | 20.8 | 0 | 2023-12-19 | -3.2 | 21.2 | 0 | 2022-12-19 | -1.2 | 19.2 | 0 | 2021-12-19 | -6.5 | 24.5 | 0 | 2020-12-19 | 1.3 | 16.7 | 0 | 2019-12-19 | -6.1 | 24.1 | 0 | 2018-12-19 | 2.5 | 15.5 | 0 | 2017-12-19 | 3 | 15 | 0 | 2016-12-19 | -9.7 | 27.7 | 0 | 20.69 | 0
2025-12-19 | -4 | 22 | 0 | 2024-12-19 | -2.9 | 20.9 | 0 | 2023-12-19 | -3.4 | 21.4 | 0 | 2022-12-19 | -1.3 | 19.3 | 0 | 2021-12-19 | -6.8 | 24.8 | 0 | 2020-12-19 | 1.2 | 16.8 | 0 | 2019-12-19 | -6.7 | 24.7 | 0 | 2018-12-19 | 1.8 | 16.2 | 0 | 2017-12-19 | 2.7 | 15.3 | 0 | 2016-12-19 | -9.4 | 27.4 | 0 | 20.88 | 0
2025-12-19 | -3.6 | 21.6 | 0 | 2024-12-19 | -2.9 | 20.9 | 0 | 2023-12-19 | -3.1 | 21.1 | 0 | 2022-12-19 | -1.5 | 19.5 | 0 | 2021-12-19 | -6.7 | 24.7 | 0 | 2020-12-19 | 1.2 | 16.8 | 0 | 2019-12-19 | -6.7 | 24.7 | 0 | 2018-12-19 | 1.1 | 16.9 | 0 | 2017-12-19 | 2.5 | 15.5 | 0 | 2016-12-19 | -9.2 | 27.2 | 0 | 20.89 | 0
2025-12-20 | -4.3 | 22.3 | 0 | 2024-12-20 | -3.1 | 21.1 | 0 | 2023-12-20 | -2.6 | 20.6 | 0 | 2022-12-20 | -1.4 | 19.4 | 0 | 2021-12-20 | -6.8 | 24.8 | 0 | 2020-12-20 | 0.7 | 17.3 | 0 | 2019-12-20 | -7 | 25 | 0 | 2018-12-20 | 1 | 17 | 0 | 2017-12-20 | 2.5 | 15.5 | 0 | 2016-12-20 | -9.6 | 27.6 | 0 | 21.06 | 0
2025-12-20 | -4.4 | 22.4 | 0 | 2024-12-20 | -3.8 | 21.8 | 0 | 2023-12-20 | -1.4 | 19.4 | 0 | 2022-12-20 | -1.7 | 19.7 | 0 | 2021-12-20 | -7.7 | 25.7 | 0 | 2020-12-20 | 0.7 | 17.3 | 0 | 2019-12-20 | -7.3 | 25.3 | 0 | 2018-12-20 | 0.6 | 17.4 | 0 | 2017-12-20 | 0.8 | 17.2 | 0 | 2016-12-20 | -9.6 | 27.6 | 0 | 21.38 | 0
2025-12-20 | -3.6 | 21.6 | 0 | 2024-12-20 | -4.3 | 22.3 | 0 | 2023-12-20 | -1.2 | 19.2 | 0 | 2022-12-20 | -1.8 | 19.8 | 0 | 2021-12-20 | -7.8 | 25.8 | 0 | 2020-12-20 | 1.1 | 16.9 | 0 | 2019-12-20 | -8.7 | 26.7 | 0 | 2018-12-20 | 0.5 | 17.5 | 0 | 2017-12-20 | 0.7 | 17.3 | 0 | 2016-12-20 | -9.3 | 27.3 | 0 | 21.44 | 0
2025-12-20 | -3.7 | 21.7 | 0 | 2024-12-20 | -3.7 | 21.7 | 0 | 2023-12-20 | -0.6 | 18.6 | 0 | 2022-12-20 | -1.6 | 19.6 | 0 | 2021-12-20 | -6 | 24 | 0 | 2020-12-20 | 1.4 | 16.6 | 0 | 2019-12-20 | -8 | 26 | 0 | 2018-12-20 | 0.6 | 17.4 | 0 | 2017-12-20 | 0.5 | 17.5 | 0 | 2016-12-20 | -9.8 | 27.8 | 0 | 21.09 | 0
2025-12-20 | -3.6 | 21.6 | 0 | 2024-12-20 | -3.3 | 21.3 | 0 | 2023-12-20 | 0 | 18 | 0 | 2022-12-20 | -1.6 | 19.6 | 0 | 2021-12-20 | -5.2 | 23.2 | 0 | 2020-12-20 | 1.7 | 16.3 | 0 | 2019-12-20 | -8.1 | 26.1 | 0 | 2018-12-20 | 0.8 | 17.2 | 0 | 2017-12-20 | 0 | 18 | 0 | 2016-12-20 | -9.8 | 27.8 | 0 | 20.91 | 0
2025-12-20 | -3.8 | 21.8 | 0 | 2024-12-20 | -3.5 | 21.5 | 0 | 2023-12-20 | 0.5 | 17.5 | 0 | 2022-12-20 | -1.5 | 19.5 | 0 | 2021-12-20 | -4.8 | 22.8 | 0 | 2020-12-20 | 1.8 | 16.2 | 0 | 2019-12-20 | -8.7 | 26.7 | 0 | 2018-12-20 | 0.2 | 17.8 | 0 | 2017-12-20 | -0.2 | 18.2 | 0 | 2016-12-20 | -9.7 | 27.7 | 0 | 20.97 | 0
2025-12-20 | -4.3 | 22.3 | 0 | 2024-12-20 | -3.9 | 21.9 | 0 | 2023-12-20 | 0.6 | 17.4 | 0 | 2022-12-20 | -1.4 | 19.4 | 0 | 2021-12-20 | -4.3 | 22.3 | 0 | 2020-12-20 | 1.8 | 16.2 | 0 | 2019-12-20 | -9.4 | 27.4 | 0 | 2018-12-20 | 1.6 | 16.4 | 0 | 2017-12-20 | -0.9 | 18.9 | 0 | 2016-12-20 | -8.6 | 26.6 | 0 | 20.88 | 0
2025-12-20 | -4.3 | 22.3 | 0 | 2024-12-20 | -4 | 22 | 0 | 2023-12-20 | 0.7 | 17.3 | 0 | 2022-12-20 | -1.5 | 19.5 | 0 | 2021-12-20 | -3.5 | 21.5 | 0 | 2020-12-20 | 2.1 | 15.9 | 0 | 2019-12-20 | -10.3 | 28.3 | 0 | 2018-12-20 | 1.8 | 16.2 | 0 | 2017-12-20 | -0.4 | 18.4 | 0 | 2016-12-20 | -7.8 | 25.8 | 0 | 20.72 | 0
2025-12-20 | -4.2 | 22.2 | 0 | 2024-12-20 | -4 | 22 | 0 | 2023-12-20 | 0.7 | 17.3 | 0 | 2022-12-20 | -1.5 | 19.5 | 0 | 2021-12-20 | -2.8 | 20.8 | 0 | 2020-12-20 | 2.3 | 15.7 | 0 | 2019-12-20 | -10.3 | 28.3 | 0 | 2018-12-20 | 2.1 | 15.9 | 0 | 2017-12-20 | -0.6 | 18.6 | 0 | 2016-12-20 | -7.9 | 25.9 | 0 | 20.62 | 0
2025-12-20 | -3.4 | 21.4 | 0 | 2024-12-20 | -4.1 | 22.1 | 0 | 2023-12-20 | 0.8 | 17.2 | 0 | 2022-12-20 | -1.5 | 19.5 | 0 | 2021-12-20 | -1.8 | 19.8 | 0 | 2020-12-20 | 2.5 | 15.5 | 0 | 2019-12-20 | -9.6 | 27.6 | 0 | 2018-12-20 | 2.6 | 15.4 | 0 | 2017-12-20 | -0.8 | 18.8 | 0 | 2016-12-20 | -7.2 | 25.2 | 0 | 20.25 | 0
2025-12-20 | -2.5 | 20.5 | 0 | 2024-12-20 | -4.4 | 22.4 | 0 | 2023-12-20 | 1.1 | 16.9 | 0 | 2022-12-20 | -0.9 | 18.9 | 0 | 2021-12-20 | -1.3 | 19.3 | 0 | 2020-12-20 | 2.8 | 15.2 | 0 | 2019-12-20 | -8.4 | 26.4 | 0 | 2018-12-20 | 3.7 | 14.3 | 0 | 2017-12-20 | -0.5 | 18.5 | 0 | 2016-12-20 | -5.7 | 23.7 | 0 | 19.61 | 0
2025-12-20 | -2.3 | 20.3 | 0 | 2024-12-20 | -3.5 | 21.5 | 0 | 2023-12-20 | 1.5 | 16.5 | 0 | 2022-12-20 | -0.8 | 18.8 | 0 | 2021-12-20 | -0.3 | 18.3 | 0 | 2020-12-20 | 2.9 | 15.1 | 0 | 2019-12-20 | -6.9 | 24.9 | 0 | 2018-12-20 | 4.2 | 13.8 | 0 | 2017-12-20 | -0.4 | 18.4 | 0 | 2016-12-20 | -3.4 | 21.4 | 0 | 18.9 | 0
2025-12-20 | -2 | 20 | 0 | 2024-12-20 | -3.4 | 21.4 | 0 | 2023-12-20 | 2.4 | 15.6 | 0 | 2022-12-20 | -0.4 | 18.4 | 0 | 2021-12-20 | 1 | 17 | 0 | 2020-12-20 | 3.3 | 14.7 | 0 | 2019-12-20 | -5.7 | 23.7 | 0 | 2018-12-20 | 4.6 | 13.4 | 0 | 2017-12-20 | -0.1 | 18.1 | 0 | 2016-12-20 | -2.2 | 20.2 | 0 | 18.25 | 0
2025-12-20 | -1 | 19 | 0 | 2024-12-20 | -3.4 | 21.4 | 0 | 2023-12-20 | 3.1 | 14.9 | 0 | 2022-12-20 | -0.3 | 18.3 | 0 | 2021-12-20 | 2.8 | 15.2 | 0 | 2020-12-20 | 4.3 | 13.7 | 0 | 2019-12-20 | -5.1 | 23.1 | 0 | 2018-12-20 | 4.3 | 13.7 | 0 | 2017-12-20 | -0.6 | 18.6 | 0 | 2016-12-20 | -1.2 | 19.2 | 0 | 17.71 | 0
2025-12-20 | -0.1 | 18.1 | 0 | 2024-12-20 | -3.2 | 21.2 | 0 | 2023-12-20 | 3.4 | 14.6 | 0 | 2022-12-20 | -0.3 | 18.3 | 0 | 2021-12-20 | 3.3 | 14.7 | 0 | 2020-12-20 | 4.8 | 13.2 | 0 | 2019-12-20 | -4.6 | 22.6 | 0 | 2018-12-20 | 5.1 | 12.9 | 0 | 2017-12-20 | -0.6 | 18.6 | 0 | 2016-12-20 | -0.7 | 18.7 | 0 | 17.29 | 0
2025-12-20 | 1 | 17 | 0 | 2024-12-20 | -3.7 | 21.7 | 0 | 2023-12-20 | 2.9 | 15.1 | 0 | 2022-12-20 | 0.1 | 17.9 | 0 | 2021-12-20 | 3.7 | 14.3 | 0 | 2020-12-20 | 4.5 | 13.5 | 0 | 2019-12-20 | -4.4 | 22.4 | 0 | 2018-12-20 | 5.1 | 12.9 | 0 | 2017-12-20 | -0.6 | 18.6 | 0 | 2016-12-20 | -0.5 | 18.5 | 0 | 17.19 | 0
2025-12-20 | 1.8 | 16.2 | 0 | 2024-12-20 | -3.8 | 21.8 | 0 | 2023-12-20 | 2.1 | 15.9 | 0 | 2022-12-20 | 0 | 18 | 0 | 2021-12-20 | 3.3 | 14.7 | 0 | 2020-12-20 | 4.2 | 13.8 | 0 | 2019-12-20 | -4.8 | 22.8 | 0 | 2018-12-20 | 4.9 | 13.1 | 0 | 2017-12-20 | -0.9 | 18.9 | 0 | 2016-12-20 | -0.3 | 18.3 | 0 | 17.35 | 0
2025-12-20 | 2.8 | 15.2 | 0 | 2024-12-20 | -3.8 | 21.8 | 0 | 2023-12-20 | 2.5 | 15.5 | 0 | 2022-12-20 | -0.8 | 18.8 | 0 | 2021-12-20 | 2.4 | 15.6 | 0 | 2020-12-20 | 4 | 14 | 0 | 2019-12-20 | -5.5 | 23.5 | 0 | 2018-12-20 | 4.5 | 13.5 | 0 | 2017-12-20 | -1.6 | 19.6 | 0 | 2016-12-20 | -0.6 | 18.6 | 0 | 17.61 | 0
2025-12-20 | 3.7 | 14.3 | 0 | 2024-12-20 | -4.1 | 22.1 | 0 | 2023-12-20 | 2.6 | 15.4 | 0 | 2022-12-20 | -0.4 | 18.4 | 0 | 2021-12-20 | 2.2 | 15.8 | 0 | 2020-12-20 | 4 | 14 | 0 | 2019-12-20 | -5.9 | 23.9 | 0 | 2018-12-20 | 4.1 | 13.9 | 0 | 2017-12-20 | -1.9 | 19.9 | 0 | 2016-12-20 | -0.1 | 18.1 | 0 | 17.58 | 0
2025-12-20 | 4.1 | 13.9 | 0 | 2024-12-20 | -4.3 | 22.3 | 0 | 2023-12-20 | 2.5 | 15.5 | 0 | 2022-12-20 | -0.5 | 18.5 | 0 | 2021-12-20 | 1.9 | 16.1 | 0 | 2020-12-20 | 4 | 14 | 0 | 2019-12-20 | -6.4 | 24.4 | 0 | 2018-12-20 | 3.7 | 14.3 | 0 | 2017-12-20 | -2.6 | 20.6 | 0 | 2016-12-20 | -1 | 19 | 0 | 17.86 | 0
2025-12-20 | 4.2 | 13.8 | 0 | 2024-12-20 | -4.8 | 22.8 | 0 | 2023-12-20 | 2.4 | 15.6 | 0 | 2022-12-20 | -0.7 | 18.7 | 0 | 2021-12-20 | 1.7 | 16.3 | 0 | 2020-12-20 | 3.7 | 14.3 | 0 | 2019-12-20 | -7 | 25 | 0 | 2018-12-20 | 3.4 | 14.6 | 0 | 2017-12-20 | -2.7 | 20.7 | 0 | 2016-12-20 | -1.8 | 19.8 | 0 | 18.16 | 0
2025-12-20 | 3.6 | 14.4 | 0 | 2024-12-20 | -4.9 | 22.9 | 0 | 2023-12-20 | 2.4 | 15.6 | 0 | 2022-12-20 | -1.3 | 19.3 | 0 | 2021-12-20 | 1.9 | 16.1 | 0 | 2020-12-20 | 3 | 15 | 0 | 2019-12-20 | -6.5 | 24.5 | 0 | 2018-12-20 | 3.3 | 14.7 | 0 | 2017-12-20 | -3.3 | 21.3 | 0 | 2016-12-20 | -2.3 | 20.3 | 0 | 18.41 | 0
2025-12-20 | 3.1 | 14.9 | 0 | 2024-12-20 | -5.3 | 23.3 | 0 | 2023-12-20 | 2.5 | 15.5 | 0 | 2022-12-20 | -1.8 | 19.8 | 0 | 2021-12-20 | 2.2 | 15.8 | 0 | 2020-12-20 | 2.1 | 15.9 | 0 | 2019-12-20 | -6.9 | 24.9 | 0 | 2018-12-20 | 2.9 | 15.1 | 0 | 2017-12-20 | -3.4 | 21.4 | 0 | 2016-12-20 | -2.9 | 20.9 | 0 | 18.75 | 0
2025-12-20 | 2.7 | 15.3 | 0 | 2024-12-20 | -5.4 | 23.4 | 0 | 2023-12-20 | 2.6 | 15.4 | 0 | 2022-12-20 | -2.1 | 20.1 | 0 | 2021-12-20 | 2.4 | 15.6 | 0 | 2020-12-20 | 1.7 | 16.3 | 0 | 2019-12-20 | -5.5 | 23.5 | 0 | 2018-12-20 | 3 | 15 | 0 | 2017-12-20 | -3.4 | 21.4 | 0 | 2016-12-20 | -3.7 | 21.7 | 0 | 18.77 | 0
2025-12-21 | 2.7 | 15.3 | 0 | 2024-12-21 | -5.6 | 23.6 | 0 | 2023-12-21 | 2.4 | 15.6 | 0 | 2022-12-21 | -2.3 | 20.3 | 0 | 2021-12-21 | 2.4 | 15.6 | 0 | 2020-12-21 | 0.6 | 17.4 | 0 | 2019-12-21 | -4.1 | 22.1 | 0 | 2018-12-21 | 3 | 15 | 0 | 2017-12-21 | -3.5 | 21.5 | 0 | 2016-12-21 | -4.2 | 22.2 | 0 | 18.86 | 0
2025-12-21 | 2.6 | 15.4 | 0 | 2024-12-21 | -6.3 | 24.3 | 0 | 2023-12-21 | 2.2 | 15.8 | 0 | 2022-12-21 | -2.7 | 20.7 | 0 | 2021-12-21 | 2.3 | 15.7 | 0 | 2020-12-21 | -0.4 | 18.4 | 0 | 2019-12-21 | -6.9 | 24.9 | 0 | 2018-12-21 | 3.1 | 14.9 | 0 | 2017-12-21 | -3.9 | 21.9 | 0 | 2016-12-21 | -4.3 | 22.3 | 0 | 19.43 | 0
2025-12-21 | 0 | 18 | 0 | 2024-12-21 | -7.5 | 25.5 | 0 | 2023-12-21 | 2 | 16 | 0 | 2022-12-21 | -3 | 21 | 0 | 2021-12-21 | 1.9 | 16.1 | 0 | 2020-12-21 | -0.8 | 18.8 | 0 | 2019-12-21 | -7.2 | 25.2 | 0 | 2018-12-21 | 3.5 | 14.5 | 0 | 2017-12-21 | -3.3 | 21.3 | 0 | 2016-12-21 | -5.3 | 23.3 | 0 | 19.97 | 0
2025-12-21 | -2.2 | 20.2 | 0 | 2024-12-21 | -8.4 | 26.4 | 0 | 2023-12-21 | 1.8 | 16.2 | 0 | 2022-12-21 | -3.6 | 21.6 | 0 | 2021-12-21 | 1 | 17 | 0 | 2020-12-21 | -0.8 | 18.8 | 0 | 2019-12-21 | -6.9 | 24.9 | 0 | 2018-12-21 | 3.8 | 14.2 | 0 | 2017-12-21 | -3.3 | 21.3 | 0 | 2016-12-21 | -5.1 | 23.1 | 0 | 20.37 | 0
2025-12-21 | -4 | 22 | 0 | 2024-12-21 | -9.5 | 27.5 | 0 | 2023-12-21 | 1.4 | 16.6 | 0 | 2022-12-21 | -3.8 | 21.8 | 0 | 2021-12-21 | 0.6 | 17.4 | 0 | 2020-12-21 | -1.1 | 19.1 | 0 | 2019-12-21 | -5.8 | 23.8 | 0 | 2018-12-21 | 3.6 | 14.4 | 0 | 2017-12-21 | -3.2 | 21.2 | 0 | 2016-12-21 | -5.2 | 23.2 | 0 | 20.7 | 0
2025-12-21 | -4.9 | 22.9 | 0 | 2024-12-21 | -10.1 | 28.1 | 0 | 2023-12-21 | 0.8 | 17.2 | 0 | 2022-12-21 | -3.5 | 21.5 | 0 | 2021-12-21 | -0.4 | 18.4 | 0 | 2020-12-21 | -0.8 | 18.8 | 0 | 2019-12-21 | -5.3 | 23.3 | 0 | 2018-12-21 | 3 | 15 | 0 | 2017-12-21 | -3.3 | 21.3 | 0 | 2016-12-21 | -5.6 | 23.6 | 0 | 21.01 | 0
2025-12-21 | -4.9 | 22.9 | 0 | 2024-12-21 | -10.5 | 28.5 | 0 | 2023-12-21 | 0.4 | 17.6 | 0 | 2022-12-21 | -3.4 | 21.4 | 0 | 2021-12-21 | 0.2 | 17.8 | 0 | 2020-12-21 | -0.2 | 18.2 | 0 | 2019-12-21 | -5 | 23 | 0 | 2018-12-21 | 2.9 | 15.1 | 0 | 2017-12-21 | -3.2 | 21.2 | 0 | 2016-12-21 | -7.9 | 25.9 | 0 | 21.16 | 0
2025-12-21 | -5.1 | 23.1 | 0 | 2024-12-21 | -11.2 | 29.2 | 0 | 2023-12-21 | -0.2 | 18.2 | 0 | 2022-12-21 | -4.4 | 22.4 | 0 | 2021-12-21 | 0.4 | 17.6 | 0 | 2020-12-21 | 0.7 | 17.3 | 0 | 2019-12-21 | -4.9 | 22.9 | 0 | 2018-12-21 | 2.9 | 15.1 | 0 | 2017-12-21 | -3.5 | 21.5 | 0 | 2016-12-21 | -5.6 | 23.6 | 0 | 21.09 | 0
2025-12-21 | -4.7 | 22.7 | 0 | 2024-12-21 | -11.9 | 29.9 | 0 | 2023-12-21 | -0.9 | 18.9 | 0 | 2022-12-21 | -4.3 | 22.3 | 0 | 2021-12-21 | -0.2 | 18.2 | 0 | 2020-12-21 | 1 | 17 | 0 | 2019-12-21 | -4 | 22 | 0 | 2018-12-21 | 2.8 | 15.2 | 0 | 2017-12-21 | -4.6 | 22.6 | 0 | 2016-12-21 | -7 | 25 | 0 | 21.38 | 0
2025-12-21 | -4.3 | 22.3 | 0 | 2024-12-21 | -11.7 | 29.7 | 0 | 2023-12-21 | -1.4 | 19.4 | 0 | 2022-12-21 | -3.2 | 21.2 | 0 | 2021-12-21 | -0.5 | 18.5 | 0 | 2020-12-21 | 1.6 | 16.4 | 0 | 2019-12-21 | -3 | 21 | 0 | 2018-12-21 | 2.8 | 15.2 | 0 | 2017-12-21 | -4.8 | 22.8 | 0 | 2016-12-21 | -4.8 | 22.8 | 0 | 20.93 | 0
2025-12-21 | -3.8 | 21.8 | 0 | 2024-12-21 | -10.8 | 28.8 | 0 | 2023-12-21 | -2 | 20 | 0 | 2022-12-21 | -2.4 | 20.4 | 0 | 2021-12-21 | 0.4 | 17.6 | 0 | 2020-12-21 | 2.5 | 15.5 | 0 | 2019-12-21 | -1.9 | 19.9 | 0 | 2018-12-21 | 3.1 | 14.9 | 0 | 2017-12-21 | -4.6 | 22.6 | 0 | 2016-12-21 | -3.7 | 21.7 | 0 | 20.32 | 0
2025-12-21 | -3.8 | 21.8 | 0 | 2024-12-21 | -9.9 | 27.9 | 0 | 2023-12-21 | -1.2 | 19.2 | 0 | 2022-12-21 | -1.7 | 19.7 | 0 | 2021-12-21 | 0.9 | 17.1 | 0 | 2020-12-21 | 3 | 15 | 0 | 2019-12-21 | -0.7 | 18.7 | 0 | 2018-12-21 | 3.7 | 14.3 | 0 | 2017-12-21 | -4.1 | 22.1 | 0 | 2016-12-21 | -3.1 | 21.1 | 0 | 19.69 | 0
2025-12-21 | -4.2 | 22.2 | 0 | 2024-12-21 | -8.8 | 26.8 | 0 | 2023-12-21 | -2.2 | 20.2 | 0 | 2022-12-21 | -0.9 | 18.9 | 0 | 2021-12-21 | 1.6 | 16.4 | 0 | 2020-12-21 | 3.8 | 14.2 | 0 | 2019-12-21 | 0.2 | 17.8 | 0 | 2018-12-21 | 4 | 14 | 0 | 2017-12-21 | -3.7 | 21.7 | 0 | 2016-12-21 | -1.6 | 19.6 | 0 | 19.18 | 0
2025-12-21 | -4.3 | 22.3 | 0 | 2024-12-21 | -7.7 | 25.7 | 0 | 2023-12-21 | -3.3 | 21.3 | 0 | 2022-12-21 | -0.5 | 18.5 | 0 | 2021-12-21 | 1.3 | 16.7 | 0 | 2020-12-21 | 4 | 14 | 0 | 2019-12-21 | 0.9 | 17.1 | 0 | 2018-12-21 | 4.9 | 13.1 | 0 | 2017-12-21 | -3.5 | 21.5 | 0 | 2016-12-21 | -1.2 | 19.2 | 0 | 18.94 | 0
2025-12-21 | -3.3 | 21.3 | 0 | 2024-12-21 | -7.9 | 25.9 | 0 | 2023-12-21 | -3.4 | 21.4 | 0 | 2022-12-21 | -0.4 | 18.4 | 0 | 2021-12-21 | 1.1 | 16.9 | 0 | 2020-12-21 | 4.1 | 13.9 | 0 | 2019-12-21 | 1.7 | 16.3 | 0 | 2018-12-21 | 4.8 | 13.2 | 0 | 2017-12-21 | -2.9 | 20.9 | 0 | 2016-12-21 | -1.2 | 19.2 | 0 | 18.74 | 0
2025-12-21 | -2.2 | 20.2 | 0 | 2024-12-21 | -8.2 | 26.2 | 0 | 2023-12-21 | -3.5 | 21.5 | 0 | 2022-12-21 | -0.5 | 18.5 | 0 | 2021-12-21 | 1.1 | 16.9 | 0 | 2020-12-21 | 4.2 | 13.8 | 0 | 2019-12-21 | 1.5 | 16.5 | 0 | 2018-12-21 | 4.6 | 13.4 | 0 | 2017-12-21 | -2.9 | 20.9 | 0 | 2016-12-21 | -1.1 | 19.1 | 0 | 18.7 | 0
2025-12-21 | -3.1 | 21.1 | 0 | 2024-12-21 | -9 | 27 | 0 | 2023-12-21 | -3.5 | 21.5 | 0 | 2022-12-21 | -1.7 | 19.7 | 0 | 2021-12-21 | 1.1 | 16.9 | 0 | 2020-12-21 | 4.1 | 13.9 | 0 | 2019-12-21 | 1.2 | 16.8 | 0 | 2018-12-21 | 3.8 | 14.2 | 0 | 2017-12-21 | -3.3 | 21.3 | 0 | 2016-12-21 | -1.1 | 19.1 | 0 | 19.15 | 0
2025-12-21 | -3.6 | 21.6 | 0 | 2024-12-21 | -9.8 | 27.8 | 0 | 2023-12-21 | -3.9 | 21.9 | 0 | 2022-12-21 | -2.4 | 20.4 | 0 | 2021-12-21 | 1.4 | 16.6 | 0 | 2020-12-21 | 3.9 | 14.1 | 0 | 2019-12-21 | 0.3 | 17.7 | 0 | 2018-12-21 | 3.4 | 14.6 | 0 | 2017-12-21 | -3.8 | 21.8 | 0 | 2016-12-21 | -1 | 19 | 0 | 19.55 | 0
2025-12-21 | -3.9 | 21.9 | 0 | 2024-12-21 | -10.2 | 28.2 | 0 | 2023-12-21 | -3.3 | 21.3 | 0 | 2022-12-21 | -3.1 | 21.1 | 0 | 2021-12-21 | 1.8 | 16.2 | 0 | 2020-12-21 | 3.6 | 14.4 | 0 | 2019-12-21 | 0.1 | 17.9 | 0 | 2018-12-21 | 2.8 | 15.2 | 0 | 2017-12-21 | -3.7 | 21.7 | 0 | 2016-12-21 | -1.3 | 19.3 | 0 | 19.72 | 0
2025-12-21 | -3.5 | 21.5 | 0 | 2024-12-21 | -10.1 | 28.1 | 0 | 2023-12-21 | -2.8 | 20.8 | 0 | 2022-12-21 | -3.4 | 21.4 | 0 | 2021-12-21 | 1.8 | 16.2 | 0 | 2020-12-21 | 3 | 15 | 0 | 2019-12-21 | 0.2 | 17.8 | 0 | 2018-12-21 | 2.4 | 15.6 | 0 | 2017-12-21 | -3.5 | 21.5 | 0 | 2016-12-21 | -1.4 | 19.4 | 0 | 19.73 | 0
2025-12-21 | -3.9 | 21.9 | 0 | 2024-12-21 | -9.8 | 27.8 | 0 | 2023-12-21 | -3.6 | 21.6 | 0 | 2022-12-21 | -3.8 | 21.8 | 0 | 2021-12-21 | 1.9 | 16.1 | 0 | 2020-12-21 | 2.5 | 15.5 | 0 | 2019-12-21 | 0.5 | 17.5 | 0 | 2018-12-21 | 1.7 | 16.3 | 0 | 2017-12-21 | -3.4 | 21.4 | 0 | 2016-12-21 | -1.1 | 19.1 | 0 | 19.9 | 0
2025-12-21 | -4 | 22 | 0 | 2024-12-21 | -10.7 | 28.7 | 0 | 2023-12-21 | -4.4 | 22.4 | 0 | 2022-12-21 | -3.8 | 21.8 | 0 | 2021-12-21 | 1.5 | 16.5 | 0 | 2020-12-21 | 1.8 | 16.2 | 0 | 2019-12-21 | -0.1 | 18.1 | 0 | 2018-12-21 | 0.6 | 17.4 | 0 | 2017-12-21 | -2.8 | 20.8 | 0 | 2016-12-21 | -0.7 | 18.7 | 0 | 20.26 | 0
2025-12-21 | -3.9 | 21.9 | 0 | 2024-12-21 | -12.2 | 30.2 | 0 | 2023-12-21 | -4.7 | 22.7 | 0 | 2022-12-21 | -3.8 | 21.8 | 0 | 2021-12-21 | 1.8 | 16.2 | 0 | 2020-12-21 | 1.6 | 16.4 | 0 | 2019-12-21 | 0.7 | 17.3 | 0 | 2018-12-21 | 0.4 | 17.6 | 0 | 2017-12-21 | -3.4 | 21.4 | 0 | 2016-12-21 | -0.9 | 18.9 | 0 | 20.44 | 0
2025-12-21 | -4.1 | 22.1 | 0 | 2024-12-21 | -13.8 | 31.8 | 0 | 2023-12-21 | -4.6 | 22.6 | 0 | 2022-12-21 | -2.7 | 20.7 | 0 | 2021-12-21 | 2.9 | 15.1 | 0 | 2020-12-21 | 1.7 | 16.3 | 0 | 2019-12-21 | 1 | 17 | 0 | 2018-12-21 | -0.3 | 18.3 | 0 | 2017-12-21 | -4.2 | 22.2 | 0 | 2016-12-21 | -0.8 | 18.8 | 0 | 20.49 | 0
2025-12-22 | -4.2 | 22.2 | 0 | 2024-12-22 | -15.7 | 33.7 | 0 | 2023-12-22 | -4.5 | 22.5 | 0 | 2022-12-22 | -2.4 | 20.4 | 0 | 2021-12-22 | 3.2 | 14.8 | 0 | 2020-12-22 | 1.4 | 16.6 | 0 | 2019-12-22 | 0.3 | 17.7 | 0 | 2018-12-22 | -0.6 | 18.6 | 0 | 2017-12-22 | -4.2 | 22.2 | 0 | 2016-12-22 | -0.6 | 18.6 | 0 | 20.73 | 0
2025-12-22 | -5.2 | 23.2 | 0 | 2024-12-22 | -17 | 35 | 0 | 2023-12-22 | -4.4 | 22.4 | 0 | 2022-12-22 | -2.4 | 20.4 | 0 | 2021-12-22 | 3.3 | 14.7 | 0 | 2020-12-22 | 1.2 | 16.8 | 0 | 2019-12-22 | -0.8 | 18.8 | 0 | 2018-12-22 | -1 | 19 | 0 | 2017-12-22 | -4.1 | 22.1 | 0 | 2016-12-22 | -0.7 | 18.7 | 0 | 21.11 | 0
2025-12-22 | -6.3 | 24.3 | 0 | 2024-12-22 | -17.3 | 35.3 | 0 | 2023-12-22 | -4.6 | 22.6 | 0 | 2022-12-22 | -2.2 | 20.2 | 0 | 2021-12-22 | 3.2 | 14.8 | 0 | 2020-12-22 | 0.7 | 17.3 | 0 | 2019-12-22 | 0.3 | 17.7 | 0 | 2018-12-22 | -1.2 | 19.2 | 0 | 2017-12-22 | -4.7 | 22.7 | 0 | 2016-12-22 | 0.3 | 17.7 | 0 | 21.18 | 0
2025-12-22 | -5.8 | 23.8 | 0 | 2024-12-22 | -17.4 | 35.4 | 0 | 2023-12-22 | -4.8 | 22.8 | 0 | 2022-12-22 | -2 | 20 | 0 | 2021-12-22 | 2.4 | 15.6 | 0 | 2020-12-22 | 0.3 | 17.7 | 0 | 2019-12-22 | -0.1 | 18.1 | 0 | 2018-12-22 | -1.3 | 19.3 | 0 | 2017-12-22 | -4.5 | 22.5 | 0 | 2016-12-22 | 0.8 | 17.2 | 0 | 21.24 | 0
2025-12-22 | -6.3 | 24.3 | 0 | 2024-12-22 | -17.6 | 35.6 | 0 | 2023-12-22 | -4.7 | 22.7 | 0 | 2022-12-22 | -1 | 19 | 0 | 2021-12-22 | 1.1 | 16.9 | 0 | 2020-12-22 | 0 | 18 | 0 | 2019-12-22 | -0.2 | 18.2 | 0 | 2018-12-22 | -1.5 | 19.5 | 0 | 2017-12-22 | -4.4 | 22.4 | 0 | 2016-12-22 | 0.7 | 17.3 | 0 | 21.39 | 0
2025-12-22 | -6.8 | 24.8 | 0 | 2024-12-22 | -17.7 | 35.7 | 0 | 2023-12-22 | -4.7 | 22.7 | 0 | 2022-12-22 | 0 | 18 | 0 | 2021-12-22 | -0.4 | 18.4 | 0 | 2020-12-22 | 0.4 | 17.6 | 0 | 2019-12-22 | -0.3 | 18.3 | 0 | 2018-12-22 | -1.7 | 19.7 | 0 | 2017-12-22 | -3.6 | 21.6 | 0 | 2016-12-22 | 0.5 | 17.5 | 0 | 21.43 | 0
2025-12-22 | -6.4 | 24.4 | 0 | 2024-12-22 | -17.7 | 35.7 | 0 | 2023-12-22 | -4.4 | 22.4 | 0 | 2022-12-22 | 0.3 | 17.7 | 0 | 2021-12-22 | -1.9 | 19.9 | 0 | 2020-12-22 | -0.3 | 18.3 | 0 | 2019-12-22 | -0.6 | 18.6 | 0 | 2018-12-22 | -2 | 20 | 0 | 2017-12-22 | -4.7 | 22.7 | 0 | 2016-12-22 | 0.2 | 17.8 | 0 | 21.75 | 0
2025-12-22 | -6.6 | 24.6 | 0 | 2024-12-22 | -17.5 | 35.5 | 0 | 2023-12-22 | -4.4 | 22.4 | 0 | 2022-12-22 | 0.8 | 17.2 | 0 | 2021-12-22 | -2.8 | 20.8 | 0 | 2020-12-22 | -0.6 | 18.6 | 0 | 2019-12-22 | -0.8 | 18.8 | 0 | 2018-12-22 | -1.9 | 19.9 | 0 | 2017-12-22 | -5.5 | 23.5 | 0 | 2016-12-22 | -0.1 | 18.1 | 0 | 21.94 | 0
2025-12-22 | -6.3 | 24.3 | 0 | 2024-12-22 | -17.5 | 35.5 | 0 | 2023-12-22 | -4.5 | 22.5 | 0 | 2022-12-22 | 1.2 | 16.8 | 0 | 2021-12-22 | -3 | 21 | 0 | 2020-12-22 | -0.4 | 18.4 | 0 | 2019-12-22 | 0 | 18 | 0 | 2018-12-22 | -2 | 20 | 0 | 2017-12-22 | -5.7 | 23.7 | 0 | 2016-12-22 | -0.1 | 18.1 | 0 | 21.83 | 0
2025-12-22 | -4.9 | 22.9 | 0 | 2024-12-22 | -16.6 | 34.6 | 0 | 2023-12-22 | -4.2 | 22.2 | 0 | 2022-12-22 | 2.4 | 15.6 | 0 | 2021-12-22 | -3 | 21 | 0 | 2020-12-22 | 1 | 17 | 0 | 2019-12-22 | 1.2 | 16.8 | 0 | 2018-12-22 | -2.1 | 20.1 | 0 | 2017-12-22 | -5.8 | 23.8 | 0 | 2016-12-22 | 0.1 | 17.9 | 0 | 21.19 | 0
2025-12-22 | -3.1 | 21.1 | 0 | 2024-12-22 | -14.8 | 32.8 | 0 | 2023-12-22 | -3.8 | 21.8 | 0 | 2022-12-22 | 3.5 | 14.5 | 0 | 2021-12-22 | -2 | 20 | 0 | 2020-12-22 | 1.2 | 16.8 | 0 | 2019-12-22 | 2.9 | 15.1 | 0 | 2018-12-22 | -1.7 | 19.7 | 0 | 2017-12-22 | -6 | 24 | 0 | 2016-12-22 | 0.4 | 17.6 | 0 | 20.34 | 0
2025-12-22 | -0.2 | 18.2 | 0 | 2024-12-22 | -13.3 | 31.3 | 0 | 2023-12-22 | -3.1 | 21.1 | 0 | 2022-12-22 | 3.6 | 14.4 | 0 | 2021-12-22 | -1.3 | 19.3 | 0 | 2020-12-22 | 2.6 | 15.4 | 0 | 2019-12-22 | 3.9 | 14.1 | 0 | 2018-12-22 | -1.3 | 19.3 | 0 | 2017-12-22 | -5.8 | 23.8 | 0 | 2016-12-22 | 0.9 | 17.1 | 0 | 19.4 | 0
2025-12-22 | 0.4 | 17.6 | 0 | 2024-12-22 | -12.6 | 30.6 | 0 | 2023-12-22 | -1.9 | 19.9 | 0 | 2022-12-22 | 3.8 | 14.2 | 0 | 2021-12-22 | -0.7 | 18.7 | 0 | 2020-12-22 | 1.8 | 16.2 | 0 | 2019-12-22 | 4.5 | 13.5 | 0 | 2018-12-22 | -1.1 | 19.1 | 0 | 2017-12-22 | -5.9 | 23.9 | 0 | 2016-12-22 | 1.7 | 16.3 | 0 | 19 | 0
2025-12-22 | 2 | 16 | 0 | 2024-12-22 | -10.6 | 28.6 | 0 | 2023-12-22 | -0.9 | 18.9 | 0 | 2022-12-22 | 3.3 | 14.7 | 0 | 2021-12-22 | -1 | 19 | 0 | 2020-12-22 | 2 | 16 | 0 | 2019-12-22 | 6.1 | 11.9 | 0 | 2018-12-22 | -0.7 | 18.7 | 0 | 2017-12-22 | -5.7 | 23.7 | 0 | 2016-12-22 | 2 | 16 | 0 | 18.35 | 0
2025-12-22 | 3 | 15 | 0 | 2024-12-22 | -11.1 | 29.1 | 0 | 2023-12-22 | -0.9 | 18.9 | 0 | 2022-12-22 | 3.8 | 14.2 | 0 | 2021-12-22 | -0.9 | 18.9 | 0 | 2020-12-22 | 2.1 | 15.9 | 0 | 2019-12-22 | 6.9 | 11.1 | 0 | 2018-12-22 | -0.3 | 18.3 | 0 | 2017-12-22 | -5.2 | 23.2 | 0 | 2016-12-22 | 3 | 15 | 0 | 17.96 | 0
2025-12-22 | 3.4 | 14.6 | 0 | 2024-12-22 | -10.5 | 28.5 | 0 | 2023-12-22 | -0.2 | 18.2 | 0 | 2022-12-22 | 3.8 | 14.2 | 0 | 2021-12-22 | -1.4 | 19.4 | 0 | 2020-12-22 | 2.1 | 15.9 | 0 | 2019-12-22 | 7.1 | 10.9 | 0 | 2018-12-22 | -0.6 | 18.6 | 0 | 2017-12-22 | -5 | 23 | 0 | 2016-12-22 | 3.1 | 14.9 | 0 | 17.82 | 0
2025-12-22 | 3.4 | 14.6 | 0 | 2024-12-22 | -10.6 | 28.6 | 0 | 2023-12-22 | -0.1 | 18.1 | 0 | 2022-12-22 | 4 | 14 | 0 | 2021-12-22 | -2.4 | 20.4 | 0 | 2020-12-22 | 2 | 16 | 0 | 2019-12-22 | 6.4 | 11.6 | 0 | 2018-12-22 | -0.8 | 18.8 | 0 | 2017-12-22 | -4.8 | 22.8 | 0 | 2016-12-22 | 2.6 | 15.4 | 0 | 18.03 | 0
2025-12-22 | 3 | 15 | 0 | 2024-12-22 | -10.8 | 28.8 | 0 | 2023-12-22 | -0.1 | 18.1 | 0 | 2022-12-22 | 3.8 | 14.2 | 0 | 2021-12-22 | -3 | 21 | 0 | 2020-12-22 | 1.8 | 16.2 | 0 | 2019-12-22 | 5.1 | 12.9 | 0 | 2018-12-22 | -1.4 | 19.4 | 0 | 2017-12-22 | -4.7 | 22.7 | 0 | 2016-12-22 | 2.7 | 15.3 | 0 | 18.36 | 0
2025-12-22 | 3.3 | 14.7 | 0 | 2024-12-22 | -11.1 | 29.1 | 0 | 2023-12-22 | 0.1 | 17.9 | 0 | 2022-12-22 | 4 | 14 | 0 | 2021-12-22 | -3.6 | 21.6 | 0 | 2020-12-22 | 1.4 | 16.6 | 0 | 2019-12-22 | 3.8 | 14.2 | 0 | 2018-12-22 | -1.8 | 19.8 | 0 | 2017-12-22 | -5 | 23 | 0 | 2016-12-22 | 1.9 | 16.1 | 0 | 18.7 | 0
2025-12-22 | 2.7 | 15.3 | 0 | 2024-12-22 | -11.3 | 29.3 | 0 | 2023-12-22 | 0.1 | 17.9 | 0 | 2022-12-22 | 3.8 | 14.2 | 0 | 2021-12-22 | -3.2 | 21.2 | 0 | 2020-12-22 | 0.9 | 17.1 | 0 | 2019-12-22 | 3.4 | 14.6 | 0 | 2018-12-22 | -1.7 | 19.7 | 0 | 2017-12-22 | -5 | 23 | 0 | 2016-12-22 | 1.6 | 16.4 | 0 | 18.87 | 0
2025-12-22 | 2.2 | 15.8 | 0 | 2024-12-22 | -10.2 | 28.2 | 0 | 2023-12-22 | 0.4 | 17.6 | 0 | 2022-12-22 | 3.5 | 14.5 | 0 | 2021-12-22 | -3.4 | 21.4 | 0 | 2020-12-22 | 0.6 | 17.4 | 0 | 2019-12-22 | 2.8 | 15.2 | 0 | 2018-12-22 | -1.8 | 19.8 | 0 | 2017-12-22 | -5.1 | 23.1 | 0 | 2016-12-22 | 1.6 | 16.4 | 0 | 18.94 | 0
2025-12-22 | 1.9 | 16.1 | 0 | 2024-12-22 | -9.3 | 27.3 | 0 | 2023-12-22 | 0.5 | 17.5 | 0 | 2022-12-22 | 3 | 15 | 0 | 2021-12-22 | -3.3 | 21.3 | 0 | 2020-12-22 | 0.9 | 17.1 | 0 | 2019-12-22 | 2.5 | 15.5 | 0 | 2018-12-22 | -1.8 | 19.8 | 0 | 2017-12-22 | -5.1 | 23.1 | 0 | 2016-12-22 | 1.3 | 16.7 | 0 | 18.94 | 0
2025-12-22 | 1.6 | 16.4 | 0 | 2024-12-22 | -8.8 | 26.8 | 0 | 2023-12-22 | 0.1 | 17.9 | 0 | 2022-12-22 | 2.7 | 15.3 | 0 | 2021-12-22 | -3.4 | 21.4 | 0 | 2020-12-22 | 0.9 | 17.1 | 0 | 2019-12-22 | 2.6 | 15.4 | 0 | 2018-12-22 | -1.8 | 19.8 | 0 | 2017-12-22 | -4.8 | 22.8 | 0 | 2016-12-22 | 1.5 | 16.5 | 0 | 18.94 | 0
2025-12-22 | 1.4 | 16.6 | 0 | 2024-12-22 | -8.7 | 26.7 | 0 | 2023-12-22 | -0.2 | 18.2 | 0 | 2022-12-22 | 3 | 15 | 0 | 2021-12-22 | -3.5 | 21.5 | 0 | 2020-12-22 | 0.4 | 17.6 | 0 | 2019-12-22 | 2.6 | 15.4 | 0 | 2018-12-22 | -1.9 | 19.9 | 0 | 2017-12-22 | -4.7 | 22.7 | 0 | 2016-12-22 | 1.3 | 16.7 | 0 | 19.03 | 0
2025-12-23 | 1.2 | 16.8 | 0 | 2024-12-23 | -7.9 | 25.9 | 0 | 2023-12-23 | -0.6 | 18.6 | 0 | 2022-12-23 | 3.5 | 14.5 | 0 | 2021-12-23 | -4.1 | 22.1 | 0 | 2020-12-23 | 0.7 | 17.3 | 0 | 2019-12-23 | 2.8 | 15.2 | 0 | 2018-12-23 | -1.9 | 19.9 | 0 | 2017-12-23 | -4.4 | 22.4 | 0 | 2016-12-23 | 0.7 | 17.3 | 0 | 19 | 0
2025-12-23 | 0.5 | 17.5 | 0 | 2024-12-23 | -7.7 | 25.7 | 0 | 2023-12-23 | -0.5 | 18.5 | 0 | 2022-12-23 | 3.4 | 14.6 | 0 | 2021-12-23 | -4 | 22 | 0 | 2020-12-23 | 0.8 | 17.2 | 0 | 2019-12-23 | 2.8 | 15.2 | 0 | 2018-12-23 | -1.7 | 19.7 | 0 | 2017-12-23 | -4.4 | 22.4 | 0 | 2016-12-23 | -0.1 | 18.1 | 0 | 19.09 | 0
2025-12-23 | 0.2 | 17.8 | 0 | 2024-12-23 | -7.2 | 25.2 | 0 | 2023-12-23 | -0.1 | 18.1 | 0 | 2022-12-23 | 3.5 | 14.5 | 0 | 2021-12-23 | -4.3 | 22.3 | 0 | 2020-12-23 | 0.7 | 17.3 | 0 | 2019-12-23 | 2.4 | 15.6 | 0 | 2018-12-23 | -1.7 | 19.7 | 0 | 2017-12-23 | -4.6 | 22.6 | 0 | 2016-12-23 | -0.3 | 18.3 | 0 | 19.14 | 0
2025-12-23 | 0.1 | 17.9 | 0 | 2024-12-23 | -6.5 | 24.5 | 0 | 2023-12-23 | 0.2 | 17.8 | 0 | 2022-12-23 | 3.5 | 14.5 | 0 | 2021-12-23 | -4.8 | 22.8 | 0 | 2020-12-23 | 0.7 | 17.3 | 0 | 2019-12-23 | 1.9 | 16.1 | 0 | 2018-12-23 | -1.5 | 19.5 | 0 | 2017-12-23 | -4.9 | 22.9 | 0 | 2016-12-23 | -0.9 | 18.9 | 0 | 19.22 | 0
2025-12-23 | 0 | 18 | 0 | 2024-12-23 | -5.5 | 23.5 | 0 | 2023-12-23 | 0.4 | 17.6 | 0 | 2022-12-23 | 3.6 | 14.4 | 0 | 2021-12-23 | -5.2 | 23.2 | 0 | 2020-12-23 | 0.7 | 17.3 | 0 | 2019-12-23 | 2.2 | 15.8 | 0 | 2018-12-23 | -1.3 | 19.3 | 0 | 2017-12-23 | -5 | 23 | 0 | 2016-12-23 | -1.7 | 19.7 | 0 | 19.18 | 0
2025-12-23 | 0.1 | 17.9 | 0 | 2024-12-23 | -4.7 | 22.7 | 0 | 2023-12-23 | 0.4 | 17.6 | 0 | 2022-12-23 | 3.7 | 14.3 | 0 | 2021-12-23 | -5.7 | 23.7 | 0 | 2020-12-23 | 0.9 | 17.1 | 0 | 2019-12-23 | 2 | 16 | 0 | 2018-12-23 | -1.4 | 19.4 | 0 | 2017-12-23 | -5.1 | 23.1 | 0 | 2016-12-23 | -1.9 | 19.9 | 0 | 19.17 | 0
2025-12-23 | 0.2 | 17.8 | 0 | 2024-12-23 | -4 | 22 | 0 | 2023-12-23 | 0.5 | 17.5 | 0 | 2022-12-23 | 3.4 | 14.6 | 0 | 2021-12-23 | -6 | 24 | 0 | 2020-12-23 | 1.1 | 16.9 | 0 | 2019-12-23 | 2.1 | 15.9 | 0 | 2018-12-23 | -1.3 | 19.3 | 0 | 2017-12-23 | -5 | 23 | 0 | 2016-12-23 | -2.1 | 20.1 | 0 | 19.11 | 0
2025-12-23 | 0.6 | 17.4 | 0 | 2024-12-23 | -3.8 | 21.8 | 0 | 2023-12-23 | 0.6 | 17.4 | 0 | 2022-12-23 | 3.2 | 14.8 | 0 | 2021-12-23 | -5.6 | 23.6 | 0 | 2020-12-23 | 1.4 | 16.6 | 0 | 2019-12-23 | 2 | 16 | 0 | 2018-12-23 | -1.1 | 19.1 | 0 | 2017-12-23 | -4.8 | 22.8 | 0 | 2016-12-23 | -2.5 | 20.5 | 0 | 19 | 0
2025-12-23 | 1.3 | 16.7 | 0 | 2024-12-23 | -3.5 | 21.5 | 0 | 2023-12-23 | 1 | 17 | 0 | 2022-12-23 | 3.1 | 14.9 | 0 | 2021-12-23 | -5.5 | 23.5 | 0 | 2020-12-23 | 1.8 | 16.2 | 0 | 2019-12-23 | 2.6 | 15.4 | 0 | 2018-12-23 | -1.2 | 19.2 | 0 | 2017-12-23 | -4.6 | 22.6 | 0 | 2016-12-23 | -2.2 | 20.2 | 0 | 18.72 | 0
2025-12-23 | 1.2 | 16.8 | 0 | 2024-12-23 | -2.8 | 20.8 | 0 | 2023-12-23 | 1.5 | 16.5 | 0 | 2022-12-23 | 1.4 | 16.6 | 0 | 2021-12-23 | -5.3 | 23.3 | 0 | 2020-12-23 | 2.4 | 15.6 | 0 | 2019-12-23 | 3.3 | 14.7 | 0 | 2018-12-23 | -0.8 | 18.8 | 0 | 2017-12-23 | -4.5 | 22.5 | 0 | 2016-12-23 | -0.6 | 18.6 | 0 | 18.42 | 0
2025-12-23 | 1.3 | 16.7 | 0 | 2024-12-23 | -2.2 | 20.2 | 0 | 2023-12-23 | 2.1 | 15.9 | 0 | 2022-12-23 | -3 | 21 | 0 | 2021-12-23 | -4.2 | 22.2 | 0 | 2020-12-23 | 2.7 | 15.3 | 0 | 2019-12-23 | 4.1 | 13.9 | 0 | 2018-12-23 | -0.6 | 18.6 | 0 | 2017-12-23 | -3.8 | 21.8 | 0 | 2016-12-23 | 0.1 | 17.9 | 0 | 18.35 | 0
2025-12-23 | 1.4 | 16.6 | 0 | 2024-12-23 | -1.9 | 19.9 | 0 | 2023-12-23 | 3.3 | 14.7 | 0 | 2022-12-23 | -5.8 | 23.8 | 0 | 2021-12-23 | -3.3 | 21.3 | 0 | 2020-12-23 | 3.2 | 14.8 | 0 | 2019-12-23 | 7.1 | 10.9 | 0 | 2018-12-23 | -0.3 | 18.3 | 0 | 2017-12-23 | -3.2 | 21.2 | 0 | 2016-12-23 | 1 | 17 | 0 | 17.85 | 0
2025-12-23 | 1.5 | 16.5 | 0 | 2024-12-23 | -2.8 | 20.8 | 0 | 2023-12-23 | 3.7 | 14.3 | 0 | 2022-12-23 | -7.6 | 25.6 | 0 | 2021-12-23 | -2.7 | 20.7 | 0 | 2020-12-23 | 3.4 | 14.6 | 0 | 2019-12-23 | 8.6 | 9.4 | 0 | 2018-12-23 | -0.1 | 18.1 | 0 | 2017-12-23 | -2.3 | 20.3 | 0 | 2016-12-23 | 1.6 | 16.4 | 0 | 17.67 | 0
2025-12-23 | 1.6 | 16.4 | 0 | 2024-12-23 | -2.5 | 20.5 | 0 | 2023-12-23 | 4 | 14 | 0 | 2022-12-23 | -9.4 | 27.4 | 0 | 2021-12-23 | -2.3 | 20.3 | 0 | 2020-12-23 | 3.8 | 14.2 | 0 | 2019-12-23 | 8.5 | 9.5 | 0 | 2018-12-23 | 0.1 | 17.9 | 0 | 2017-12-23 | -1.2 | 19.2 | 0 | 2016-12-23 | 2 | 16 | 0 | 17.54 | 0
2025-12-23 | 1.5 | 16.5 | 0 | 2024-12-23 | -1.5 | 19.5 | 0 | 2023-12-23 | 3.9 | 14.1 | 0 | 2022-12-23 | -10.4 | 28.4 | 0 | 2021-12-23 | -1.9 | 19.9 | 0 | 2020-12-23 | 4.2 | 13.8 | 0 | 2019-12-23 | 8.6 | 9.4 | 0 | 2018-12-23 | 0 | 18 | 0 | 2017-12-23 | 0.5 | 17.5 | 0 | 2016-12-23 | 2.5 | 15.5 | 0 | 17.26 | 0
2025-12-23 | 1.9 | 16.1 | 0 | 2024-12-23 | -1 | 19 | 0 | 2023-12-23 | 4.2 | 13.8 | 0 | 2022-12-23 | -11.1 | 29.1 | 0 | 2021-12-23 | -1.7 | 19.7 | 0 | 2020-12-23 | 5.3 | 12.7 | 0 | 2019-12-23 | 7.9 | 10.1 | 0 | 2018-12-23 | 0 | 18 | 0 | 2017-12-23 | 1.1 | 16.9 | 0 | 2016-12-23 | 2.6 | 15.4 | 0 | 17.08 | 0
2025-12-23 | 2.5 | 15.5 | 0 | 2024-12-23 | -0.6 | 18.6 | 0 | 2023-12-23 | 4 | 14 | 0 | 2022-12-23 | -13.4 | 31.4 | 0 | 2021-12-23 | -1.5 | 19.5 | 0 | 2020-12-23 | 4.2 | 13.8 | 0 | 2019-12-23 | 6.9 | 11.1 | 0 | 2018-12-23 | -0.1 | 18.1 | 0 | 2017-12-23 | 0.8 | 17.2 | 0 | 2016-12-23 | 2.2 | 15.8 | 0 | 17.5 | 0
2025-12-23 | 2.7 | 15.3 | 0 | 2024-12-23 | -1.6 | 19.6 | 0 | 2023-12-23 | 3.8 | 14.2 | 0 | 2022-12-23 | -13.3 | 31.3 | 0 | 2021-12-23 | -1.3 | 19.3 | 0 | 2020-12-23 | 4.2 | 13.8 | 0 | 2019-12-23 | 4.8 | 13.2 | 0 | 2018-12-23 | 0 | 18 | 0 | 2017-12-23 | -0.6 | 18.6 | 0 | 2016-12-23 | 2 | 16 | 0 | 17.93 | 0
2025-12-23 | 3 | 15 | 0 | 2024-12-23 | -1.5 | 19.5 | 0 | 2023-12-23 | 3.8 | 14.2 | 0 | 2022-12-23 | -12.8 | 30.8 | 0 | 2021-12-23 | -1.6 | 19.6 | 0 | 2020-12-23 | 4.8 | 13.2 | 0 | 2019-12-23 | 3.9 | 14.1 | 0 | 2018-12-23 | 0.2 | 17.8 | 0 | 2017-12-23 | -1.5 | 19.5 | 0 | 2016-12-23 | 2 | 16 | 0 | 17.97 | 0
2025-12-23 | 3.5 | 14.5 | 0 | 2024-12-23 | -0.9 | 18.9 | 0 | 2023-12-23 | 3.8 | 14.2 | 0 | 2022-12-23 | -12.6 | 30.6 | 0 | 2021-12-23 | -1.4 | 19.4 | 0 | 2020-12-23 | 5.6 | 12.4 | 0 | 2019-12-23 | 4.2 | 13.8 | 0 | 2018-12-23 | 0.1 | 17.9 | 0 | 2017-12-23 | -0.8 | 18.8 | 0 | 2016-12-23 | 1.8 | 16.2 | 0 | 17.67 | 0
2025-12-23 | 3.9 | 14.1 | 0 | 2024-12-23 | -0.4 | 18.4 | 0 | 2023-12-23 | 4 | 14 | 0 | 2022-12-23 | -12.8 | 30.8 | 0 | 2021-12-23 | -1.7 | 19.7 | 0 | 2020-12-23 | 6.2 | 11.8 | 0 | 2019-12-23 | 4.4 | 13.6 | 0 | 2018-12-23 | 0.3 | 17.7 | 0 | 2017-12-23 | -1.1 | 19.1 | 0 | 2016-12-23 | 1.7 | 16.3 | 0 | 17.55 | 0
2025-12-23 | 3.4 | 14.6 | 0 | 2024-12-23 | -0.2 | 18.2 | 0 | 2023-12-23 | 4 | 14 | 0 | 2022-12-23 | -12.8 | 30.8 | 0 | 2021-12-23 | -1.6 | 19.6 | 0 | 2020-12-23 | 6.2 | 11.8 | 0 | 2019-12-23 | 3.6 | 14.4 | 0 | 2018-12-23 | 0.5 | 17.5 | 0 | 2017-12-23 | -1.7 | 19.7 | 0 | 2016-12-23 | 1.6 | 16.4 | 0 | 17.7 | 0
2025-12-23 | 3.3 | 14.7 | 0 | 2024-12-23 | 0 | 18 | 0 | 2023-12-23 | 3.9 | 14.1 | 0 | 2022-12-23 | -12.7 | 30.7 | 0 | 2021-12-23 | -1.2 | 19.2 | 0 | 2020-12-23 | 5.8 | 12.2 | 0 | 2019-12-23 | 3.3 | 14.7 | 0 | 2018-12-23 | 0.5 | 17.5 | 0 | 2017-12-23 | -2.2 | 20.2 | 0 | 2016-12-23 | 1.5 | 16.5 | 0 | 17.78 | 0
2025-12-23 | 3.4 | 14.6 | 0 | 2024-12-23 | 0.2 | 17.8 | 0 | 2023-12-23 | 3.9 | 14.1 | 0 | 2022-12-23 | -12.9 | 30.9 | 0 | 2021-12-23 | -1 | 19 | 0 | 2020-12-23 | 6.2 | 11.8 | 0 | 2019-12-23 | 2 | 16 | 0 | 2018-12-23 | 0.2 | 17.8 | 0 | 2017-12-23 | -1.9 | 19.9 | 0 | 2016-12-23 | 1.3 | 16.7 | 0 | 17.86 | 0
2025-12-24 | 3.2 | 14.8 | 0 | 2024-12-24 | 0.1 | 17.9 | 0 | 2023-12-24 | 3.9 | 14.1 | 0 | 2022-12-24 | -13.2 | 31.2 | 0 | 2021-12-24 | -0.7 | 18.7 | 0 | 2020-12-24 | 5.8 | 12.2 | 0 | 2019-12-24 | 0.9 | 17.1 | 0 | 2018-12-24 | 0.2 | 17.8 | 0 | 2017-12-24 | -4.7 | 22.7 | 0 | 2016-12-24 | 1.2 | 16.8 | 0 | 18.33 | 0
2025-12-24 | 3 | 15 | 0 | 2024-12-24 | 0.2 | 17.8 | 0 | 2023-12-24 | 2.9 | 15.1 | 0 | 2022-12-24 | -13.6 | 31.6 | 0 | 2021-12-24 | -0.6 | 18.6 | 0 | 2020-12-24 | 5.4 | 12.6 | 0 | 2019-12-24 | 0 | 18 | 0 | 2018-12-24 | 0 | 18 | 0 | 2017-12-24 | -5.2 | 23.2 | 0 | 2016-12-24 | 1.4 | 16.6 | 0 | 18.65 | 0
2025-12-24 | 2.7 | 15.3 | 0 | 2024-12-24 | 0.1 | 17.9 | 0 | 2023-12-24 | 2.6 | 15.4 | 0 | 2022-12-24 | -14.7 | 32.7 | 0 | 2021-12-24 | -0.6 | 18.6 | 0 | 2020-12-24 | 5.4 | 12.6 | 0 | 2019-12-24 | -0.4 | 18.4 | 0 | 2018-12-24 | -0.3 | 18.3 | 0 | 2017-12-24 | -3.4 | 21.4 | 0 | 2016-12-24 | 1.5 | 16.5 | 0 | 18.71 | 0
2025-12-24 | 2 | 16 | 0 | 2024-12-24 | 0.1 | 17.9 | 0 | 2023-12-24 | 2.5 | 15.5 | 0 | 2022-12-24 | -14.2 | 32.2 | 0 | 2021-12-24 | -0.5 | 18.5 | 0 | 2020-12-24 | 5.5 | 12.5 | 0 | 2019-12-24 | -1.1 | 19.1 | 0 | 2018-12-24 | -0.3 | 18.3 | 0 | 2017-12-24 | -3.5 | 21.5 | 0 | 2016-12-24 | 1.1 | 16.9 | 0 | 18.84 | 0
2025-12-24 | 1.7 | 16.3 | 0 | 2024-12-24 | 0 | 18 | 0 | 2023-12-24 | 2.2 | 15.8 | 0 | 2022-12-24 | -14.2 | 32.2 | 0 | 2021-12-24 | -0.3 | 18.3 | 0 | 2020-12-24 | 5.5 | 12.5 | 0 | 2019-12-24 | -1.8 | 19.8 | 0 | 2018-12-24 | -0.3 | 18.3 | 0 | 2017-12-24 | -3.8 | 21.8 | 0 | 2016-12-24 | 0.9 | 17.1 | 0 | 19.01 | 0
2025-12-24 | 1 | 17 | 0 | 2024-12-24 | -0.2 | 18.2 | 0 | 2023-12-24 | 2.1 | 15.9 | 0 | 2022-12-24 | -14.1 | 32.1 | 0 | 2021-12-24 | -0.1 | 18.1 | 0 | 2020-12-24 | 5.5 | 12.5 | 0 | 2019-12-24 | -2.8 | 20.8 | 0 | 2018-12-24 | -0.1 | 18.1 | 0 | 2017-12-24 | -7 | 25 | 0 | 2016-12-24 | 1.2 | 16.8 | 0 | 19.45 | 0
2025-12-24 | 0.2 | 17.8 | 0 | 2024-12-24 | 0.4 | 17.6 | 0 | 2023-12-24 | 2.2 | 15.8 | 0 | 2022-12-24 | -13.8 | 31.8 | 0 | 2021-12-24 | 0 | 18 | 0 | 2020-12-24 | 5.8 | 12.2 | 0 | 2019-12-24 | -2.7 | 20.7 | 0 | 2018-12-24 | 0.2 | 17.8 | 0 | 2017-12-24 | -7.6 | 25.6 | 0 | 2016-12-24 | 1.1 | 16.9 | 0 | 19.42 | 0
2025-12-24 | -0.6 | 18.6 | 0 | 2024-12-24 | 0.8 | 17.2 | 0 | 2023-12-24 | 2.1 | 15.9 | 0 | 2022-12-24 | -13.3 | 31.3 | 0 | 2021-12-24 | 0 | 18 | 0 | 2020-12-24 | 7 | 11 | 0 | 2019-12-24 | -3.5 | 21.5 | 0 | 2018-12-24 | 0.2 | 17.8 | 0 | 2017-12-24 | -6.7 | 24.7 | 0 | 2016-12-24 | 1.4 | 16.6 | 0 | 19.26 | 0
2025-12-24 | -1.6 | 19.6 | 0 | 2024-12-24 | 1.2 | 16.8 | 0 | 2023-12-24 | 2.2 | 15.8 | 0 | 2022-12-24 | -13.1 | 31.1 | 0 | 2021-12-24 | 0.1 | 17.9 | 0 | 2020-12-24 | 7.3 | 10.7 | 0 | 2019-12-24 | -3.3 | 21.3 | 0 | 2018-12-24 | 0.1 | 17.9 | 0 | 2017-12-24 | -8.5 | 26.5 | 0 | 2016-12-24 | 1.7 | 16.3 | 0 | 19.39 | 0
2025-12-24 | -1.8 | 19.8 | 0 | 2024-12-24 | 1.4 | 16.6 | 0 | 2023-12-24 | 2.4 | 15.6 | 0 | 2022-12-24 | -12.8 | 30.8 | 0 | 2021-12-24 | 0.4 | 17.6 | 0 | 2020-12-24 | 8.6 | 9.4 | 0 | 2019-12-24 | -1.9 | 19.9 | 0 | 2018-12-24 | 0.3 | 17.7 | 0 | 2017-12-24 | -8.1 | 26.1 | 0 | 2016-12-24 | 2.5 | 15.5 | 0 | 18.9 | 0
2025-12-24 | -1.8 | 19.8 | 0 | 2024-12-24 | 0.9 | 17.1 | 0 | 2023-12-24 | 2.7 | 15.3 | 0 | 2022-12-24 | -12.3 | 30.3 | 0 | 2021-12-24 | 0.9 | 17.1 | 0 | 2020-12-24 | 8.5 | 9.5 | 0 | 2019-12-24 | -0.3 | 18.3 | 0 | 2018-12-24 | 0.6 | 17.4 | 0 | 2017-12-24 | -5.8 | 23.8 | 0 | 2016-12-24 | 2.2 | 15.8 | 0 | 18.44 | 0
2025-12-24 | -1.5 | 19.5 | 0 | 2024-12-24 | 0.5 | 17.5 | 0 | 2023-12-24 | 3 | 15 | 0 | 2022-12-24 | -11.3 | 29.3 | 0 | 2021-12-24 | 1.1 | 16.9 | 0 | 2020-12-24 | 9.1 | 8.9 | 0 | 2019-12-24 | 0.4 | 17.6 | 0 | 2018-12-24 | 1.2 | 16.8 | 0 | 2017-12-24 | -4.4 | 22.4 | 0 | 2016-12-24 | 2.8 | 15.2 | 0 | 17.91 | 0
2025-12-24 | -0.8 | 18.8 | 0 | 2024-12-24 | 0.1 | 17.9 | 0 | 2023-12-24 | 3.6 | 14.4 | 0 | 2022-12-24 | -10.8 | 28.8 | 0 | 2021-12-24 | 1.7 | 16.3 | 0 | 2020-12-24 | 7.8 | 10.2 | 0 | 2019-12-24 | 0.4 | 17.6 | 0 | 2018-12-24 | 1.3 | 16.7 | 0 | 2017-12-24 | -2.9 | 20.9 | 0 | 2016-12-24 | 3.2 | 14.8 | 0 | 17.64 | 0
2025-12-24 | 0.2 | 17.8 | 0 | 2024-12-24 | -0.2 | 18.2 | 0 | 2023-12-24 | 4 | 14 | 0 | 2022-12-24 | -10.3 | 28.3 | 0 | 2021-12-24 | 1.8 | 16.2 | 0 | 2020-12-24 | 3.5 | 14.5 | 0 | 2019-12-24 | 0.2 | 17.8 | 0 | 2018-12-24 | 1 | 17 | 0 | 2017-12-24 | -2.3 | 20.3 | 0 | 2016-12-24 | 2.8 | 15.2 | 0 | 17.93 | 0
2025-12-24 | 0.8 | 17.2 | 0 | 2024-12-24 | -0.6 | 18.6 | 0 | 2023-12-24 | 4.3 | 13.7 | 0 | 2022-12-24 | -10.4 | 28.4 | 0 | 2021-12-24 | 2.2 | 15.8 | 0 | 2020-12-24 | 3.1 | 14.9 | 0 | 2019-12-24 | 0.4 | 17.6 | 0 | 2018-12-24 | 0.6 | 17.4 | 0 | 2017-12-24 | -2.1 | 20.1 | 0 | 2016-12-24 | 2.6 | 15.4 | 0 | 17.91 | 0
2025-12-24 | 1.1 | 16.9 | 0 | 2024-12-24 | -0.4 | 18.4 | 0 | 2023-12-24 | 4.5 | 13.5 | 0 | 2022-12-24 | -9.8 | 27.8 | 0 | 2021-12-24 | 2.2 | 15.8 | 0 | 2020-12-24 | 2.1 | 15.9 | 0 | 2019-12-24 | 0.6 | 17.4 | 0 | 2018-12-24 | 1.5 | 16.5 | 0 | 2017-12-24 | -2.2 | 20.2 | 0 | 2016-12-24 | 2.8 | 15.2 | 0 | 17.76 | 0
2025-12-24 | 0.4 | 17.6 | 0 | 2024-12-24 | -0.6 | 18.6 | 0 | 2023-12-24 | 4.6 | 13.4 | 0 | 2022-12-24 | -10.1 | 28.1 | 0 | 2021-12-24 | 2.2 | 15.8 | 0 | 2020-12-24 | 1.5 | 16.5 | 0 | 2019-12-24 | 0.5 | 17.5 | 0 | 2018-12-24 | 1 | 17 | 0 | 2017-12-24 | -2.6 | 20.6 | 0 | 2016-12-24 | 2.6 | 15.4 | 0 | 18.05 | 0
2025-12-24 | 0.2 | 17.8 | 0 | 2024-12-24 | -0.9 | 18.9 | 0 | 2023-12-24 | 4.2 | 13.8 | 0 | 2022-12-24 | -10.1 | 28.1 | 0 | 2021-12-24 | 2.4 | 15.6 | 0 | 2020-12-24 | 0.4 | 17.6 | 0 | 2019-12-24 | 0.5 | 17.5 | 0 | 2018-12-24 | 0.8 | 17.2 | 0 | 2017-12-24 | -3.6 | 21.6 | 0 | 2016-12-24 | 2.7 | 15.3 | 0 | 18.34 | 0
2025-12-24 | 0 | 18 | 0 | 2024-12-24 | -1.1 | 19.1 | 0 | 2023-12-24 | 3.9 | 14.1 | 0 | 2022-12-24 | -10.4 | 28.4 | 0 | 2021-12-24 | 2.4 | 15.6 | 0 | 2020-12-24 | 0.2 | 17.8 | 0 | 2019-12-24 | 0 | 18 | 0 | 2018-12-24 | 0.6 | 17.4 | 0 | 2017-12-24 | -3.9 | 21.9 | 0 | 2016-12-24 | 2.2 | 15.8 | 0 | 18.61 | 0
2025-12-24 | -0.6 | 18.6 | 0 | 2024-12-24 | -1 | 19 | 0 | 2023-12-24 | 3.6 | 14.4 | 0 | 2022-12-24 | -10.5 | 28.5 | 0 | 2021-12-24 | 2.5 | 15.5 | 0 | 2020-12-24 | -0.4 | 18.4 | 0 | 2019-12-24 | 0 | 18 | 0 | 2018-12-24 | 0.8 | 17.2 | 0 | 2017-12-24 | -4.1 | 22.1 | 0 | 2016-12-24 | 2.6 | 15.4 | 0 | 18.71 | 0
2025-12-24 | -0.6 | 18.6 | 0 | 2024-12-24 | -1.2 | 19.2 | 0 | 2023-12-24 | 3.5 | 14.5 | 0 | 2022-12-24 | -10.3 | 28.3 | 0 | 2021-12-24 | 2.3 | 15.7 | 0 | 2020-12-24 | -0.9 | 18.9 | 0 | 2019-12-24 | 0.2 | 17.8 | 0 | 2018-12-24 | -1 | 19 | 0 | 2017-12-24 | -4.6 | 22.6 | 0 | 2016-12-24 | 2.5 | 15.5 | 0 | 19.01 | 0
2025-12-24 | -0.4 | 18.4 | 0 | 2024-12-24 | -1.3 | 19.3 | 0 | 2023-12-24 | 3.6 | 14.4 | 0 | 2022-12-24 | -9.6 | 27.6 | 0 | 2021-12-24 | 2.1 | 15.9 | 0 | 2020-12-24 | -1.5 | 19.5 | 0 | 2019-12-24 | 0.4 | 17.6 | 0 | 2018-12-24 | -0.4 | 18.4 | 0 | 2017-12-24 | -4.5 | 22.5 | 0 | 2016-12-24 | 2.4 | 15.6 | 0 | 18.92 | 0
2025-12-24 | -0.1 | 18.1 | 0 | 2024-12-24 | -1.7 | 19.7 | 0 | 2023-12-24 | 3.7 | 14.3 | 0 | 2022-12-24 | -9.4 | 27.4 | 0 | 2021-12-24 | 2.1 | 15.9 | 0 | 2020-12-24 | -2 | 20 | 0 | 2019-12-24 | 0.6 | 17.4 | 0 | 2018-12-24 | -0.7 | 18.7 | 0 | 2017-12-24 | -4.5 | 22.5 | 0 | 2016-12-24 | 2.2 | 15.8 | 0 | 18.98 | 0
2025-12-24 | 0 | 18 | 0 | 2024-12-24 | -1.7 | 19.7 | 0 | 2023-12-24 | 3.8 | 14.2 | 0 | 2022-12-24 | -9.2 | 27.2 | 0 | 2021-12-24 | 2.6 | 15.4 | 0 | 2020-12-24 | -2.7 | 20.7 | 0 | 2019-12-24 | 0.8 | 17.2 | 0 | 2018-12-24 | -1 | 19 | 0 | 2017-12-24 | -4.4 | 22.4 | 0 | 2016-12-24 | 2.3 | 15.7 | 0 | 18.95 | 0
2025-12-25 | 0.1 | 17.9 | 0 | 2024-12-25 | -2 | 20 | 0 | 2023-12-25 | 3.8 | 14.2 | 0 | 2022-12-25 | -9.3 | 27.3 | 0 | 2021-12-25 | 2.7 | 15.3 | 0 | 2020-12-25 | -2.6 | 20.6 | 0 | 2019-12-25 | 1.1 | 16.9 | 0 | 2018-12-25 | -3 | 21 | 0 | 2017-12-25 | -4.5 | 22.5 | 0 | 2016-12-25 | 2 | 16 | 0 | 19.17 | 0
2025-12-25 | 0.3 | 17.7 | 0 | 2024-12-25 | -2.2 | 20.2 | 0 | 2023-12-25 | 3.8 | 14.2 | 0 | 2022-12-25 | -9.1 | 27.1 | 0 | 2021-12-25 | 2.8 | 15.2 | 0 | 2020-12-25 | -2.6 | 20.6 | 0 | 2019-12-25 | 0.6 | 17.4 | 0 | 2018-12-25 | -1.8 | 19.8 | 0 | 2017-12-25 | -4.5 | 22.5 | 0 | 2016-12-25 | 1.8 | 16.2 | 0 | 19.09 | 0
2025-12-25 | 0 | 18 | 0 | 2024-12-25 | -2.5 | 20.5 | 0 | 2023-12-25 | 3.9 | 14.1 | 0 | 2022-12-25 | -8.9 | 26.9 | 0 | 2021-12-25 | 2.5 | 15.5 | 0 | 2020-12-25 | -2.4 | 20.4 | 0 | 2019-12-25 | -0.2 | 18.2 | 0 | 2018-12-25 | -1.6 | 19.6 | 0 | 2017-12-25 | -5.2 | 23.2 | 0 | 2016-12-25 | 1.7 | 16.3 | 0 | 19.27 | 0
2025-12-25 | -0.1 | 18.1 | 0 | 2024-12-25 | -2.4 | 20.4 | 0 | 2023-12-25 | 3.8 | 14.2 | 0 | 2022-12-25 | -8.5 | 26.5 | 0 | 2021-12-25 | 2.5 | 15.5 | 0 | 2020-12-25 | -2.3 | 20.3 | 0 | 2019-12-25 | 0.2 | 17.8 | 0 | 2018-12-25 | -1.6 | 19.6 | 0 | 2017-12-25 | -5.6 | 23.6 | 0 | 2016-12-25 | 1.7 | 16.3 | 0 | 19.23 | 0
2025-12-25 | 0.1 | 17.9 | 0 | 2024-12-25 | -2.9 | 20.9 | 0 | 2023-12-25 | 3.8 | 14.2 | 0 | 2022-12-25 | -8.5 | 26.5 | 0 | 2021-12-25 | 2.6 | 15.4 | 0 | 2020-12-25 | -2.2 | 20.2 | 0 | 2019-12-25 | -0.6 | 18.6 | 0 | 2018-12-25 | -1.5 | 19.5 | 0 | 2017-12-25 | -5.6 | 23.6 | 0 | 2016-12-25 | 2.2 | 15.8 | 0 | 19.26 | 0
2025-12-25 | -1.1 | 19.1 | 0 | 2024-12-25 | -2.7 | 20.7 | 0 | 2023-12-25 | 3.5 | 14.5 | 0 | 2022-12-25 | -8 | 26 | 0 | 2021-12-25 | 2.4 | 15.6 | 0 | 2020-12-25 | -2.2 | 20.2 | 0 | 2019-12-25 | -0.8 | 18.8 | 0 | 2018-12-25 | -1.8 | 19.8 | 0 | 2017-12-25 | -6 | 24 | 0 | 2016-12-25 | 2.2 | 15.8 | 0 | 19.45 | 0
2025-12-25 | 0 | 18 | 0 | 2024-12-25 | -2.6 | 20.6 | 0 | 2023-12-25 | 3.5 | 14.5 | 0 | 2022-12-25 | -8.3 | 26.3 | 0 | 2021-12-25 | 2.5 | 15.5 | 0 | 2020-12-25 | -1.7 | 19.7 | 0 | 2019-12-25 | -0.4 | 18.4 | 0 | 2018-12-25 | -1.8 | 19.8 | 0 | 2017-12-25 | -5.5 | 23.5 | 0 | 2016-12-25 | 2 | 16 | 0 | 19.23 | 0
2025-12-25 | 0.5 | 17.5 | 0 | 2024-12-25 | -2.6 | 20.6 | 0 | 2023-12-25 | 3.7 | 14.3 | 0 | 2022-12-25 | -8.4 | 26.4 | 0 | 2021-12-25 | 2.6 | 15.4 | 0 | 2020-12-25 | -1.9 | 19.9 | 0 | 2019-12-25 | -0.4 | 18.4 | 0 | 2018-12-25 | -2 | 20 | 0 | 2017-12-25 | -5.5 | 23.5 | 0 | 2016-12-25 | 1.8 | 16.2 | 0 | 19.22 | 0
2025-12-25 | 1.7 | 16.3 | 0 | 2024-12-25 | -2.7 | 20.7 | 0 | 2023-12-25 | 3.9 | 14.1 | 0 | 2022-12-25 | -8.1 | 26.1 | 0 | 2021-12-25 | 2.3 | 15.7 | 0 | 2020-12-25 | -2 | 20 | 0 | 2019-12-25 | -0.6 | 18.6 | 0 | 2018-12-25 | -2.4 | 20.4 | 0 | 2017-12-25 | -4.4 | 22.4 | 0 | 2016-12-25 | 1.9 | 16.1 | 0 | 19.04 | 0
2025-12-25 | 2.1 | 15.9 | 0 | 2024-12-25 | -2.4 | 20.4 | 0 | 2023-12-25 | 4.3 | 13.7 | 0 | 2022-12-25 | -7.4 | 25.4 | 0 | 2021-12-25 | 2.6 | 15.4 | 0 | 2020-12-25 | -2.1 | 20.1 | 0 | 2019-12-25 | 0.2 | 17.8 | 0 | 2018-12-25 | -2.1 | 20.1 | 0 | 2017-12-25 | -4.5 | 22.5 | 0 | 2016-12-25 | 1 | 17 | 0 | 18.83 | 0
2025-12-25 | 1.1 | 16.9 | 0 | 2024-12-25 | -2.4 | 20.4 | 0 | 2023-12-25 | 4.5 | 13.5 | 0 | 2022-12-25 | -6.5 | 24.5 | 0 | 2021-12-25 | 3.3 | 14.7 | 0 | 2020-12-25 | -1.9 | 19.9 | 0 | 2019-12-25 | 0.1 | 17.9 | 0 | 2018-12-25 | -1.5 | 19.5 | 0 | 2017-12-25 | -5.2 | 23.2 | 0 | 2016-12-25 | 0.5 | 17.5 | 0 | 18.8 | 0
2025-12-25 | -0.6 | 18.6 | 0 | 2024-12-25 | -2.3 | 20.3 | 0 | 2023-12-25 | 4.8 | 13.2 | 0 | 2022-12-25 | -5.8 | 23.8 | 0 | 2021-12-25 | 4.1 | 13.9 | 0 | 2020-12-25 | -1.3 | 19.3 | 0 | 2019-12-25 | 0.1 | 17.9 | 0 | 2018-12-25 | -0.8 | 18.8 | 0 | 2017-12-25 | -4.4 | 22.4 | 0 | 2016-12-25 | 0 | 18 | 0 | 18.62 | 0
2025-12-25 | -0.8 | 18.8 | 0 | 2024-12-25 | -2.2 | 20.2 | 0 | 2023-12-25 | 5.2 | 12.8 | 0 | 2022-12-25 | -5.2 | 23.2 | 0 | 2021-12-25 | 5 | 13 | 0 | 2020-12-25 | -0.8 | 18.8 | 0 | 2019-12-25 | 0.7 | 17.3 | 0 | 2018-12-25 | -0.1 | 18.1 | 0 | 2017-12-25 | -4.9 | 22.9 | 0 | 2016-12-25 | 0.3 | 17.7 | 0 | 18.28 | 0
2025-12-25 | -1.1 | 19.1 | 0 | 2024-12-25 | -2 | 20 | 0 | 2023-12-25 | 5.9 | 12.1 | 0 | 2022-12-25 | -5.2 | 23.2 | 0 | 2021-12-25 | 5.9 | 12.1 | 0 | 2020-12-25 | -0.9 | 18.9 | 0 | 2019-12-25 | 1.5 | 16.5 | 0 | 2018-12-25 | 0 | 18 | 0 | 2017-12-25 | -4.8 | 22.8 | 0 | 2016-12-25 | 0 | 18 | 0 | 18.07 | 0
2025-12-25 | -1.6 | 19.6 | 0 | 2024-12-25 | -1.6 | 19.6 | 0 | 2023-12-25 | 6.6 | 11.4 | 0 | 2022-12-25 | -5.1 | 23.1 | 0 | 2021-12-25 | 6.3 | 11.7 | 0 | 2020-12-25 | -0.6 | 18.6 | 0 | 2019-12-25 | 2.4 | 15.6 | 0 | 2018-12-25 | -0.4 | 18.4 | 0 | 2017-12-25 | -5 | 23 | 0 | 2016-12-25 | 0.2 | 17.8 | 0 | 17.88 | 0
2025-12-25 | -1.6 | 19.6 | 0 | 2024-12-25 | -1.4 | 19.4 | 0 | 2023-12-25 | 6.1 | 11.9 | 0 | 2022-12-25 | -5.8 | 23.8 | 0 | 2021-12-25 | 6.8 | 11.2 | 0 | 2020-12-25 | -1.1 | 19.1 | 0 | 2019-12-25 | 2.7 | 15.3 | 0 | 2018-12-25 | -0.6 | 18.6 | 0 | 2017-12-25 | -5.5 | 23.5 | 0 | 2016-12-25 | -0.5 | 18.5 | 0 | 18.09 | 0
2025-12-25 | -2.7 | 20.7 | 0 | 2024-12-25 | -1.3 | 19.3 | 0 | 2023-12-25 | 5.9 | 12.1 | 0 | 2022-12-25 | -6.4 | 24.4 | 0 | 2021-12-25 | 6.7 | 11.3 | 0 | 2020-12-25 | -1.9 | 19.9 | 0 | 2019-12-25 | 2.2 | 15.8 | 0 | 2018-12-25 | -0.5 | 18.5 | 0 | 2017-12-25 | -6.4 | 24.4 | 0 | 2016-12-25 | -1 | 19 | 0 | 18.54 | 0
2025-12-25 | -3.8 | 21.8 | 0 | 2024-12-25 | -1.7 | 19.7 | 0 | 2023-12-25 | 5.6 | 12.4 | 0 | 2022-12-25 | -7.3 | 25.3 | 0 | 2021-12-25 | 5.7 | 12.3 | 0 | 2020-12-25 | -2.9 | 20.9 | 0 | 2019-12-25 | 2.1 | 15.9 | 0 | 2018-12-25 | -0.6 | 18.6 | 0 | 2017-12-25 | -7.1 | 25.1 | 0 | 2016-12-25 | -1.1 | 19.1 | 0 | 19.11 | 0
2025-12-25 | -4.7 | 22.7 | 0 | 2024-12-25 | -1.9 | 19.9 | 0 | 2023-12-25 | 5.7 | 12.3 | 0 | 2022-12-25 | -7.6 | 25.6 | 0 | 2021-12-25 | 4.8 | 13.2 | 0 | 2020-12-25 | -3.8 | 21.8 | 0 | 2019-12-25 | 2.2 | 15.8 | 0 | 2018-12-25 | -0.5 | 18.5 | 0 | 2017-12-25 | -7.4 | 25.4 | 0 | 2016-12-25 | -1.5 | 19.5 | 0 | 19.47 | 0
2025-12-25 | -5.2 | 23.2 | 0 | 2024-12-25 | -1.8 | 19.8 | 0 | 2023-12-25 | 5.1 | 12.9 | 0 | 2022-12-25 | -8.1 | 26.1 | 0 | 2021-12-25 | 4.7 | 13.3 | 0 | 2020-12-25 | -4.1 | 22.1 | 0 | 2019-12-25 | 2.1 | 15.9 | 0 | 2018-12-25 | -0.5 | 18.5 | 0 | 2017-12-25 | -8.4 | 26.4 | 0 | 2016-12-25 | -1.6 | 19.6 | 0 | 19.78 | 0
2025-12-25 | -5.8 | 23.8 | 0 | 2024-12-25 | -1.9 | 19.9 | 0 | 2023-12-25 | 5.2 | 12.8 | 0 | 2022-12-25 | -8.3 | 26.3 | 0 | 2021-12-25 | 4.4 | 13.6 | 0 | 2020-12-25 | -4.3 | 22.3 | 0 | 2019-12-25 | 1.1 | 16.9 | 0 | 2018-12-25 | -1.3 | 19.3 | 0 | 2017-12-25 | -9 | 27 | 0 | 2016-12-25 | -1.6 | 19.6 | 0 | 20.15 | 0
2025-12-25 | -6.8 | 24.8 | 0 | 2024-12-25 | -2 | 20 | 0 | 2023-12-25 | 4.7 | 13.3 | 0 | 2022-12-25 | -8.6 | 26.6 | 0 | 2021-12-25 | 4.2 | 13.8 | 0 | 2020-12-25 | -5 | 23 | 0 | 2019-12-25 | 1.3 | 16.7 | 0 | 2018-12-25 | -0.8 | 18.8 | 0 | 2017-12-25 | -9.4 | 27.4 | 0 | 2016-12-25 | -1.8 | 19.8 | 0 | 20.42 | 0
2025-12-25 | -7.3 | 25.3 | 0 | 2024-12-25 | -2 | 20 | 0 | 2023-12-25 | 4.4 | 13.6 | 0 | 2022-12-25 | -8.4 | 26.4 | 0 | 2021-12-25 | 3.8 | 14.2 | 0 | 2020-12-25 | -5.2 | 23.2 | 0 | 2019-12-25 | 1.3 | 16.7 | 0 | 2018-12-25 | -1.2 | 19.2 | 0 | 2017-12-25 | -10.2 | 28.2 | 0 | 2016-12-25 | -2.3 | 20.3 | 0 | 20.71 | 0
2025-12-25 | -7.3 | 25.3 | 0 | 2024-12-25 | -2.4 | 20.4 | 0 | 2023-12-25 | 4.5 | 13.5 | 0 | 2022-12-25 | -8.5 | 26.5 | 0 | 2021-12-25 | 3.3 | 14.7 | 0 | 2020-12-25 | -5.4 | 23.4 | 0 | 2019-12-25 | 1 | 17 | 0 | 2018-12-25 | -3.1 | 21.1 | 0 | 2017-12-25 | -10.8 | 28.8 | 0 | 2016-12-25 | -2.5 | 20.5 | 0 | 21.12 | 0
2025-12-26 | -7.6 | 25.6 | 0 | 2024-12-26 | -2.5 | 20.5 | 0 | 2023-12-26 | 3.9 | 14.1 | 0 | 2022-12-26 | -8.3 | 26.3 | 0 | 2021-12-26 | 2.7 | 15.3 | 0 | 2020-12-26 | -5 | 23 | 0 | 2019-12-26 | 1.2 | 16.8 | 0 | 2018-12-26 | -2.1 | 20.1 | 0 | 2017-12-26 | -11.4 | 29.4 | 0 | 2016-12-26 | -2.8 | 20.8 | 0 | 21.19 | 0
2025-12-26 | -7.5 | 25.5 | 0 | 2024-12-26 | -2.7 | 20.7 | 0 | 2023-12-26 | 4 | 14 | 0 | 2022-12-26 | -8.8 | 26.8 | 0 | 2021-12-26 | 2.5 | 15.5 | 0 | 2020-12-26 | -4.8 | 22.8 | 0 | 2019-12-26 | 1.3 | 16.7 | 0 | 2018-12-26 | -1.6 | 19.6 | 0 | 2017-12-26 | -12.1 | 30.1 | 0 | 2016-12-26 | -2.9 | 20.9 | 0 | 21.26 | 0
2025-12-26 | -7.7 | 25.7 | 0 | 2024-12-26 | -2.7 | 20.7 | 0 | 2023-12-26 | 4 | 14 | 0 | 2022-12-26 | -9 | 27 | 0 | 2021-12-26 | 2.1 | 15.9 | 0 | 2020-12-26 | -4.9 | 22.9 | 0 | 2019-12-26 | 1.4 | 16.6 | 0 | 2018-12-26 | -2.2 | 20.2 | 0 | 2017-12-26 | -12.2 | 30.2 | 0 | 2016-12-26 | -2.5 | 20.5 | 0 | 21.37 | 0
2025-12-26 | -7.6 | 25.6 | 0 | 2024-12-26 | -2.7 | 20.7 | 0 | 2023-12-26 | 4 | 14 | 0 | 2022-12-26 | -8.7 | 26.7 | 0 | 2021-12-26 | 2 | 16 | 0 | 2020-12-26 | -5 | 23 | 0 | 2019-12-26 | 1.4 | 16.6 | 0 | 2018-12-26 | -3 | 21 | 0 | 2017-12-26 | -12.9 | 30.9 | 0 | 2016-12-26 | -2.8 | 20.8 | 0 | 21.53 | 0
2025-12-26 | -7.3 | 25.3 | 0 | 2024-12-26 | -2.6 | 20.6 | 0 | 2023-12-26 | 3.9 | 14.1 | 0 | 2022-12-26 | -8.1 | 26.1 | 0 | 2021-12-26 | 2.1 | 15.9 | 0 | 2020-12-26 | -5.1 | 23.1 | 0 | 2019-12-26 | 1.6 | 16.4 | 0 | 2018-12-26 | -1.9 | 19.9 | 0 | 2017-12-26 | -13.2 | 31.2 | 0 | 2016-12-26 | -3.5 | 21.5 | 0 | 21.41 | 0
2025-12-26 | -6.1 | 24.1 | 0 | 2024-12-26 | -2.6 | 20.6 | 0 | 2023-12-26 | 3.7 | 14.3 | 0 | 2022-12-26 | -8.2 | 26.2 | 0 | 2021-12-26 | 1.4 | 16.6 | 0 | 2020-12-26 | -5 | 23 | 0 | 2019-12-26 | 1.4 | 16.6 | 0 | 2018-12-26 | -1.5 | 19.5 | 0 | 2017-12-26 | -14.5 | 32.5 | 0 | 2016-12-26 | -1.3 | 19.3 | 0 | 21.27 | 0
2025-12-26 | -5.6 | 23.6 | 0 | 2024-12-26 | -2.3 | 20.3 | 0 | 2023-12-26 | 3.1 | 14.9 | 0 | 2022-12-26 | -8.3 | 26.3 | 0 | 2021-12-26 | 1.9 | 16.1 | 0 | 2020-12-26 | -5 | 23 | 0 | 2019-12-26 | 1.1 | 16.9 | 0 | 2018-12-26 | -1.3 | 19.3 | 0 | 2017-12-26 | -15.1 | 33.1 | 0 | 2016-12-26 | -2.1 | 20.1 | 0 | 21.36 | 0
2025-12-26 | -5.3 | 23.3 | 0 | 2024-12-26 | -1.6 | 19.6 | 0 | 2023-12-26 | 4.2 | 13.8 | 0 | 2022-12-26 | -8.2 | 26.2 | 0 | 2021-12-26 | 1.9 | 16.1 | 0 | 2020-12-26 | -5.1 | 23.1 | 0 | 2019-12-26 | 1.2 | 16.8 | 0 | 2018-12-26 | -1.2 | 19.2 | 0 | 2017-12-26 | -15.7 | 33.7 | 0 | 2016-12-26 | 0.1 | 17.9 | 0 | 20.97 | 0
2025-12-26 | -5 | 23 | 0 | 2024-12-26 | -1.3 | 19.3 | 0 | 2023-12-26 | 4.2 | 13.8 | 0 | 2022-12-26 | -8.3 | 26.3 | 0 | 2021-12-26 | 1.7 | 16.3 | 0 | 2020-12-26 | -4.9 | 22.9 | 0 | 2019-12-26 | 1.2 | 16.8 | 0 | 2018-12-26 | -1.4 | 19.4 | 0 | 2017-12-26 | -15.3 | 33.3 | 0 | 2016-12-26 | 0.4 | 17.6 | 0 | 20.87 | 0
2025-12-26 | -4.9 | 22.9 | 0 | 2024-12-26 | -0.8 | 18.8 | 0 | 2023-12-26 | 5.1 | 12.9 | 0 | 2022-12-26 | -8.1 | 26.1 | 0 | 2021-12-26 | 2.1 | 15.9 | 0 | 2020-12-26 | -5 | 23 | 0 | 2019-12-26 | 1.5 | 16.5 | 0 | 2018-12-26 | -0.8 | 18.8 | 0 | 2017-12-26 | -14.4 | 32.4 | 0 | 2016-12-26 | 0.9 | 17.1 | 0 | 20.44 | 0
2025-12-26 | -4.5 | 22.5 | 0 | 2024-12-26 | -0.4 | 18.4 | 0 | 2023-12-26 | 6 | 12 | 0 | 2022-12-26 | -7.1 | 25.1 | 0 | 2021-12-26 | 2.7 | 15.3 | 0 | 2020-12-26 | -4.7 | 22.7 | 0 | 2019-12-26 | 1.7 | 16.3 | 0 | 2018-12-26 | -0.2 | 18.2 | 0 | 2017-12-26 | -13.5 | 31.5 | 0 | 2016-12-26 | 1.7 | 16.3 | 0 | 19.83 | 0
2025-12-26 | -4.7 | 22.7 | 0 | 2024-12-26 | -0.2 | 18.2 | 0 | 2023-12-26 | 6.5 | 11.5 | 0 | 2022-12-26 | -6.9 | 24.9 | 0 | 2021-12-26 | 2.6 | 15.4 | 0 | 2020-12-26 | -4.1 | 22.1 | 0 | 2019-12-26 | 1.9 | 16.1 | 0 | 2018-12-26 | 0.6 | 17.4 | 0 | 2017-12-26 | -12.5 | 30.5 | 0 | 2016-12-26 | 2.5 | 15.5 | 0 | 19.43 | 0
2025-12-26 | -4.9 | 22.9 | 0 | 2024-12-26 | -0.1 | 18.1 | 0 | 2023-12-26 | 6.7 | 11.3 | 0 | 2022-12-26 | -6.1 | 24.1 | 0 | 2021-12-26 | 2.8 | 15.2 | 0 | 2020-12-26 | -3.6 | 21.6 | 0 | 2019-12-26 | 1.9 | 16.1 | 0 | 2018-12-26 | 1.1 | 16.9 | 0 | 2017-12-26 | -12 | 30 | 0 | 2016-12-26 | 2.5 | 15.5 | 0 | 19.17 | 0
2025-12-26 | -4.5 | 22.5 | 0 | 2024-12-26 | -0.1 | 18.1 | 0 | 2023-12-26 | 6.8 | 11.2 | 0 | 2022-12-26 | -5.9 | 23.9 | 0 | 2021-12-26 | 3 | 15 | 0 | 2020-12-26 | -3.6 | 21.6 | 0 | 2019-12-26 | 2 | 16 | 0 | 2018-12-26 | 1.7 | 16.3 | 0 | 2017-12-26 | -11.6 | 29.6 | 0 | 2016-12-26 | 2.8 | 15.2 | 0 | 18.94 | 0
2025-12-26 | -4 | 22 | 0 | 2024-12-26 | 0.1 | 17.9 | 0 | 2023-12-26 | 7.1 | 10.9 | 0 | 2022-12-26 | -5.8 | 23.8 | 0 | 2021-12-26 | 2.6 | 15.4 | 0 | 2020-12-26 | -3.3 | 21.3 | 0 | 2019-12-26 | 2.2 | 15.8 | 0 | 2018-12-26 | 1.9 | 16.1 | 0 | 2017-12-26 | -11.9 | 29.9 | 0 | 2016-12-26 | 3 | 15 | 0 | 18.81 | 0
2025-12-26 | -3.4 | 21.4 | 0 | 2024-12-26 | -0.2 | 18.2 | 0 | 2023-12-26 | 7.3 | 10.7 | 0 | 2022-12-26 | -6 | 24 | 0 | 2021-12-26 | 2.1 | 15.9 | 0 | 2020-12-26 | -3 | 21 | 0 | 2019-12-26 | 2.7 | 15.3 | 0 | 2018-12-26 | 2.1 | 15.9 | 0 | 2017-12-26 | -12.2 | 30.2 | 0 | 2016-12-26 | 3.5 | 14.5 | 0 | 18.71 | 0
2025-12-26 | -2.8 | 20.8 | 0 | 2024-12-26 | -0.1 | 18.1 | 0 | 2023-12-26 | 7.4 | 10.6 | 0 | 2022-12-26 | -5.8 | 23.8 | 0 | 2021-12-26 | 1.5 | 16.5 | 0 | 2020-12-26 | -2.7 | 20.7 | 0 | 2019-12-26 | 2.9 | 15.1 | 0 | 2018-12-26 | 1.8 | 16.2 | 0 | 2017-12-26 | -12.9 | 30.9 | 0 | 2016-12-26 | 5.2 | 12.8 | 0 | 18.55 | 0
2025-12-26 | -2.6 | 20.6 | 0 | 2024-12-26 | -0.4 | 18.4 | 0 | 2023-12-26 | 7.2 | 10.8 | 0 | 2022-12-26 | -5.9 | 23.9 | 0 | 2021-12-26 | 0.4 | 17.6 | 0 | 2020-12-26 | -2.8 | 20.8 | 0 | 2019-12-26 | 2.7 | 15.3 | 0 | 2018-12-26 | -0.2 | 18.2 | 0 | 2017-12-26 | -13.8 | 31.8 | 0 | 2016-12-26 | 6.3 | 11.7 | 0 | 18.91 | 0
2025-12-26 | -4 | 22 | 0 | 2024-12-26 | -0.4 | 18.4 | 0 | 2023-12-26 | 7 | 11 | 0 | 2022-12-26 | -6.1 | 24.1 | 0 | 2021-12-26 | -0.3 | 18.3 | 0 | 2020-12-26 | -2.9 | 20.9 | 0 | 2019-12-26 | 2.6 | 15.4 | 0 | 2018-12-26 | -0.7 | 18.7 | 0 | 2017-12-26 | -14.7 | 32.7 | 0 | 2016-12-26 | 9 | 9 | 0 | 19.05 | 0
2025-12-26 | -5.3 | 23.3 | 0 | 2024-12-26 | 0.2 | 17.8 | 0 | 2023-12-26 | 7 | 11 | 0 | 2022-12-26 | -6.3 | 24.3 | 0 | 2021-12-26 | -1.2 | 19.2 | 0 | 2020-12-26 | -3.2 | 21.2 | 0 | 2019-12-26 | 2.5 | 15.5 | 0 | 2018-12-26 | -1.1 | 19.1 | 0 | 2017-12-26 | -15.1 | 33.1 | 0 | 2016-12-26 | 9.5 | 8.5 | 0 | 19.3 | 0
2025-12-26 | -5.3 | 23.3 | 0 | 2024-12-26 | 0.3 | 17.7 | 0 | 2023-12-26 | 6.8 | 11.2 | 0 | 2022-12-26 | -6.2 | 24.2 | 0 | 2021-12-26 | -1.5 | 19.5 | 0 | 2020-12-26 | -3.3 | 21.3 | 0 | 2019-12-26 | 2.6 | 15.4 | 0 | 2018-12-26 | -1.6 | 19.6 | 0 | 2017-12-26 | -15.5 | 33.5 | 0 | 2016-12-26 | 8.7 | 9.3 | 0 | 19.5 | 0
2025-12-26 | -8 | 26 | 0 | 2024-12-26 | 0.4 | 17.6 | 0 | 2023-12-26 | 6.7 | 11.3 | 0 | 2022-12-26 | -6.2 | 24.2 | 0 | 2021-12-26 | -1.7 | 19.7 | 0 | 2020-12-26 | -3.2 | 21.2 | 0 | 2019-12-26 | 3 | 15 | 0 | 2018-12-26 | -2 | 20 | 0 | 2017-12-26 | -16.2 | 34.2 | 0 | 2016-12-26 | 9.4 | 8.6 | 0 | 19.78 | 0
2025-12-26 | -8.1 | 26.1 | 0 | 2024-12-26 | 0.2 | 17.8 | 0 | 2023-12-26 | 6.9 | 11.1 | 0 | 2022-12-26 | -6.1 | 24.1 | 0 | 2021-12-26 | -3.8 | 21.8 | 0 | 2020-12-26 | -4.9 | 22.9 | 0 | 2019-12-26 | 3 | 15 | 0 | 2018-12-26 | -2.3 | 20.3 | 0 | 2017-12-26 | -16.2 | 34.2 | 0 | 2016-12-26 | 8.6 | 9.4 | 0 | 20.27 | 0
2025-12-26 | -8.3 | 26.3 | 0 | 2024-12-26 | 0.3 | 17.7 | 0 | 2023-12-26 | 7.1 | 10.9 | 0 | 2022-12-26 | -6 | 24 | 0 | 2021-12-26 | -5.3 | 23.3 | 0 | 2020-12-26 | -2.8 | 20.8 | 0 | 2019-12-26 | 3.6 | 14.4 | 0 | 2018-12-26 | -3.2 | 21.2 | 0 | 2017-12-26 | -16.6 | 34.6 | 0 | 2016-12-26 | 7.7 | 10.3 | 0 | 20.35 | 0
2025-12-27 | -8.7 | 26.7 | 0 | 2024-12-27 | 0.4 | 17.6 | 0 | 2023-12-27 | 7 | 11 | 0 | 2022-12-27 | -6.1 | 24.1 | 0 | 2021-12-27 | -5.3 | 23.3 | 0 | 2020-12-27 | -3 | 21 | 0 | 2019-12-27 | 3.4 | 14.6 | 0 | 2018-12-27 | -4.8 | 22.8 | 0 | 2017-12-27 | -17.1 | 35.1 | 0 | 2016-12-27 | 7.1 | 10.9 | 0 | 20.71 | 0
2025-12-27 | -9 | 27 | 0 | 2024-12-27 | 0.3 | 17.7 | 0 | 2023-12-27 | 7.2 | 10.8 | 0 | 2022-12-27 | -6.3 | 24.3 | 0 | 2021-12-27 | -5.5 | 23.5 | 0 | 2020-12-27 | -3.4 | 21.4 | 0 | 2019-12-27 | 3.5 | 14.5 | 0 | 2018-12-27 | -6 | 24 | 0 | 2017-12-27 | -17.3 | 35.3 | 0 | 2016-12-27 | 6.5 | 11.5 | 0 | 21 | 0
2025-12-27 | -9.2 | 27.2 | 0 | 2024-12-27 | 0.2 | 17.8 | 0 | 2023-12-27 | 7.3 | 10.7 | 0 | 2022-12-27 | -6.6 | 24.6 | 0 | 2021-12-27 | -6 | 24 | 0 | 2020-12-27 | -3.7 | 21.7 | 0 | 2019-12-27 | 3.8 | 14.2 | 0 | 2018-12-27 | -6.2 | 24.2 | 0 | 2017-12-27 | -17.4 | 35.4 | 0 | 2016-12-27 | 4.5 | 13.5 | 0 | 21.33 | 0
2025-12-27 | -9.2 | 27.2 | 0 | 2024-12-27 | 0.3 | 17.7 | 0 | 2023-12-27 | 7.3 | 10.7 | 0 | 2022-12-27 | -6.7 | 24.7 | 0 | 2021-12-27 | -6 | 24 | 0 | 2020-12-27 | -3.2 | 21.2 | 0 | 2019-12-27 | 3.9 | 14.1 | 0 | 2018-12-27 | -6.9 | 24.9 | 0 | 2017-12-27 | -17.6 | 35.6 | 0 | 2016-12-27 | 2.8 | 15.2 | 0 | 21.53 | 0
2025-12-27 | -9 | 27 | 0 | 2024-12-27 | 0.4 | 17.6 | 0 | 2023-12-27 | 7.3 | 10.7 | 0 | 2022-12-27 | -6.6 | 24.6 | 0 | 2021-12-27 | -5.7 | 23.7 | 0 | 2020-12-27 | -3 | 21 | 0 | 2019-12-27 | 4.2 | 13.8 | 0 | 2018-12-27 | -6.9 | 24.9 | 0 | 2017-12-27 | -17.8 | 35.8 | 0 | 2016-12-27 | 2.4 | 15.6 | 0 | 21.47 | 0
2025-12-27 | -9 | 27 | 0 | 2024-12-27 | 0.4 | 17.6 | 0 | 2023-12-27 | 7.4 | 10.6 | 0 | 2022-12-27 | -6.3 | 24.3 | 0 | 2021-12-27 | -5.1 | 23.1 | 0 | 2020-12-27 | -2.9 | 20.9 | 0 | 2019-12-27 | 4.3 | 13.7 | 0 | 2018-12-27 | -6.9 | 24.9 | 0 | 2017-12-27 | -17.6 | 35.6 | 0 | 2016-12-27 | 1.5 | 16.5 | 0 | 21.42 | 0
2025-12-27 | -8.7 | 26.7 | 0 | 2024-12-27 | 0.4 | 17.6 | 0 | 2023-12-27 | 7.5 | 10.5 | 0 | 2022-12-27 | -6 | 24 | 0 | 2021-12-27 | -4.7 | 22.7 | 0 | 2020-12-27 | -2.8 | 20.8 | 0 | 2019-12-27 | 4.6 | 13.4 | 0 | 2018-12-27 | -6.8 | 24.8 | 0 | 2017-12-27 | -17.5 | 35.5 | 0 | 2016-12-27 | 1.1 | 16.9 | 0 | 21.29 | 0
2025-12-27 | -8.6 | 26.6 | 0 | 2024-12-27 | 0.4 | 17.6 | 0 | 2023-12-27 | 7.5 | 10.5 | 0 | 2022-12-27 | -5.7 | 23.7 | 0 | 2021-12-27 | -4.6 | 22.6 | 0 | 2020-12-27 | -2.6 | 20.6 | 0 | 2019-12-27 | 5.2 | 12.8 | 0 | 2018-12-27 | -6.3 | 24.3 | 0 | 2017-12-27 | -14.8 | 32.8 | 0 | 2016-12-27 | 0.7 | 17.3 | 0 | 20.88 | 0
2025-12-27 | -8.4 | 26.4 | 0 | 2024-12-27 | 0.5 | 17.5 | 0 | 2023-12-27 | 7.6 | 10.4 | 0 | 2022-12-27 | -5.4 | 23.4 | 0 | 2021-12-27 | -4.9 | 22.9 | 0 | 2020-12-27 | -2.6 | 20.6 | 0 | 2019-12-27 | 5.7 | 12.3 | 0 | 2018-12-27 | -6.2 | 24.2 | 0 | 2017-12-27 | -15 | 33 | 0 | 2016-12-27 | 0.2 | 17.8 | 0 | 20.85 | 0
2025-12-27 | -8.1 | 26.1 | 0 | 2024-12-27 | 1.2 | 16.8 | 0 | 2023-12-27 | 7.5 | 10.5 | 0 | 2022-12-27 | -5.4 | 23.4 | 0 | 2021-12-27 | -3.5 | 21.5 | 0 | 2020-12-27 | -2.3 | 20.3 | 0 | 2019-12-27 | 6.5 | 11.5 | 0 | 2018-12-27 | -5.2 | 23.2 | 0 | 2017-12-27 | -15 | 33 | 0 | 2016-12-27 | -0.1 | 18.1 | 0 | 20.44 | 0
2025-12-27 | -7.7 | 25.7 | 0 | 2024-12-27 | 1.2 | 16.8 | 0 | 2023-12-27 | 7.9 | 10.1 | 0 | 2022-12-27 | -4.7 | 22.7 | 0 | 2021-12-27 | -2.9 | 20.9 | 0 | 2020-12-27 | -1.8 | 19.8 | 0 | 2019-12-27 | 8.1 | 9.9 | 0 | 2018-12-27 | -3.9 | 21.9 | 0 | 2017-12-27 | -13.6 | 31.6 | 0 | 2016-12-27 | -0.1 | 18.1 | 0 | 19.75 | 0
2025-12-27 | -7.7 | 25.7 | 0 | 2024-12-27 | 1.1 | 16.9 | 0 | 2023-12-27 | 8 | 10 | 0 | 2022-12-27 | -4.5 | 22.5 | 0 | 2021-12-27 | -3 | 21 | 0 | 2020-12-27 | -1.4 | 19.4 | 0 | 2019-12-27 | 10.8 | 7.2 | 0 | 2018-12-27 | -3 | 21 | 0 | 2017-12-27 | -13.1 | 31.1 | 0 | 2016-12-27 | -0.3 | 18.3 | 0 | 19.31 | 0
2025-12-27 | -7.1 | 25.1 | 0 | 2024-12-27 | 1.7 | 16.3 | 0 | 2023-12-27 | 7.8 | 10.2 | 0 | 2022-12-27 | -4.7 | 22.7 | 0 | 2021-12-27 | -3.7 | 21.7 | 0 | 2020-12-27 | -0.9 | 18.9 | 0 | 2019-12-27 | 8.9 | 9.1 | 0 | 2018-12-27 | -0.2 | 18.2 | 0 | 2017-12-27 | -11.8 | 29.8 | 0 | 2016-12-27 | -0.5 | 18.5 | 0 | 19.05 | 0
2025-12-27 | -6.6 | 24.6 | 0 | 2024-12-27 | 1.8 | 16.2 | 0 | 2023-12-27 | 7.8 | 10.2 | 0 | 2022-12-27 | -3.4 | 21.4 | 0 | 2021-12-27 | -3.7 | 21.7 | 0 | 2020-12-27 | -0.2 | 18.2 | 0 | 2019-12-27 | 7.2 | 10.8 | 0 | 2018-12-27 | -0.2 | 18.2 | 0 | 2017-12-27 | -11.6 | 29.6 | 0 | 2016-12-27 | -0.4 | 18.4 | 0 | 18.93 | 0
2025-12-27 | -5.9 | 23.9 | 0 | 2024-12-27 | 2 | 16 | 0 | 2023-12-27 | 8.1 | 9.9 | 0 | 2022-12-27 | -2.7 | 20.7 | 0 | 2021-12-27 | -2.8 | 20.8 | 0 | 2020-12-27 | 0.1 | 17.9 | 0 | 2019-12-27 | 5.3 | 12.7 | 0 | 2018-12-27 | -0.9 | 18.9 | 0 | 2017-12-27 | -11.7 | 29.7 | 0 | 2016-12-27 | -0.6 | 18.6 | 0 | 18.91 | 0
2025-12-27 | -6.2 | 24.2 | 0 | 2024-12-27 | 1.4 | 16.6 | 0 | 2023-12-27 | 8 | 10 | 0 | 2022-12-27 | -2.8 | 20.8 | 0 | 2021-12-27 | -2.7 | 20.7 | 0 | 2020-12-27 | 0.1 | 17.9 | 0 | 2019-12-27 | 4.7 | 13.3 | 0 | 2018-12-27 | -0.7 | 18.7 | 0 | 2017-12-27 | -11.6 | 29.6 | 0 | 2016-12-27 | -0.5 | 18.5 | 0 | 19.03 | 0
2025-12-27 | -6.2 | 24.2 | 0 | 2024-12-27 | 1.5 | 16.5 | 0 | 2023-12-27 | 7.9 | 10.1 | 0 | 2022-12-27 | -3 | 21 | 0 | 2021-12-27 | -2.4 | 20.4 | 0 | 2020-12-27 | 0 | 18 | 0 | 2019-12-27 | 4.3 | 13.7 | 0 | 2018-12-27 | -0.6 | 18.6 | 0 | 2017-12-27 | -12.9 | 30.9 | 0 | 2016-12-27 | -0.5 | 18.5 | 0 | 19.19 | 0
2025-12-27 | -5.9 | 23.9 | 0 | 2024-12-27 | 1.6 | 16.4 | 0 | 2023-12-27 | 7.8 | 10.2 | 0 | 2022-12-27 | -3.4 | 21.4 | 0 | 2021-12-27 | -1.3 | 19.3 | 0 | 2020-12-27 | 0.1 | 17.9 | 0 | 2019-12-27 | 3.8 | 14.2 | 0 | 2018-12-27 | -0.2 | 18.2 | 0 | 2017-12-27 | -14 | 32 | 0 | 2016-12-27 | -0.7 | 18.7 | 0 | 19.22 | 0
2025-12-27 | -5.8 | 23.8 | 0 | 2024-12-27 | 1.7 | 16.3 | 0 | 2023-12-27 | 7.8 | 10.2 | 0 | 2022-12-27 | -3.4 | 21.4 | 0 | 2021-12-27 | -0.1 | 18.1 | 0 | 2020-12-27 | 0.2 | 17.8 | 0 | 2019-12-27 | 3.5 | 14.5 | 0 | 2018-12-27 | 0.5 | 17.5 | 0 | 2017-12-27 | -14.7 | 32.7 | 0 | 2016-12-27 | -1.1 | 19.1 | 0 | 19.14 | 0
2025-12-27 | -5.7 | 23.7 | 0 | 2024-12-27 | 1.5 | 16.5 | 0 | 2023-12-27 | 7.6 | 10.4 | 0 | 2022-12-27 | -3 | 21 | 0 | 2021-12-27 | 0.1 | 17.9 | 0 | 2020-12-27 | 0.8 | 17.2 | 0 | 2019-12-27 | 3.4 | 14.6 | 0 | 2018-12-27 | 1.2 | 16.8 | 0 | 2017-12-27 | -15.7 | 33.7 | 0 | 2016-12-27 | -1.6 | 19.6 | 0 | 19.14 | 0
2025-12-27 | -5.5 | 23.5 | 0 | 2024-12-27 | 1.2 | 16.8 | 0 | 2023-12-27 | 7.5 | 10.5 | 0 | 2022-12-27 | -2.6 | 20.6 | 0 | 2021-12-27 | -0.5 | 18.5 | 0 | 2020-12-27 | 1.2 | 16.8 | 0 | 2019-12-27 | 3.2 | 14.8 | 0 | 2018-12-27 | 1.9 | 16.1 | 0 | 2017-12-27 | -15.2 | 33.2 | 0 | 2016-12-27 | -1.7 | 19.7 | 0 | 19.05 | 0
2025-12-27 | -4.5 | 22.5 | 0 | 2024-12-27 | 1.1 | 16.9 | 0 | 2023-12-27 | 7.1 | 10.9 | 0 | 2022-12-27 | -2.5 | 20.5 | 0 | 2021-12-27 | -1 | 19 | 0 | 2020-12-27 | 1.5 | 16.5 | 0 | 2019-12-27 | 2.9 | 15.1 | 0 | 2018-12-27 | 2.3 | 15.7 | 0 | 2017-12-27 | -15.9 | 33.9 | 0 | 2016-12-27 | -1.7 | 19.7 | 0 | 19.07 | 0
2025-12-27 | -3.7 | 21.7 | 0 | 2024-12-27 | 1.2 | 16.8 | 0 | 2023-12-27 | 7 | 11 | 0 | 2022-12-27 | -2.1 | 20.1 | 0 | 2021-12-27 | -0.6 | 18.6 | 0 | 2020-12-27 | 1.5 | 16.5 | 0 | 2019-12-27 | 2.7 | 15.3 | 0 | 2018-12-27 | 2.5 | 15.5 | 0 | 2017-12-27 | -16.7 | 34.7 | 0 | 2016-12-27 | -1.9 | 19.9 | 0 | 19.01 | 0
2025-12-27 | -3.4 | 21.4 | 0 | 2024-12-27 | 1.3 | 16.7 | 0 | 2023-12-27 | 7 | 11 | 0 | 2022-12-27 | -1.8 | 19.8 | 0 | 2021-12-27 | -0.5 | 18.5 | 0 | 2020-12-27 | 1.7 | 16.3 | 0 | 2019-12-27 | 2.6 | 15.4 | 0 | 2018-12-27 | 2.5 | 15.5 | 0 | 2017-12-27 | -18 | 36 | 0 | 2016-12-27 | -2.2 | 20.2 | 0 | 19.08 | 0
2025-12-28 | -3.1 | 21.1 | 0 | 2024-12-28 | 1.3 | 16.7 | 0 | 2023-12-28 | 6.6 | 11.4 | 0 | 2022-12-28 | -1.6 | 19.6 | 0 | 2021-12-28 | -0.7 | 18.7 | 0 | 2020-12-28 | 2.2 | 15.8 | 0 | 2019-12-28 | 2.8 | 15.2 | 0 | 2018-12-28 | 2.7 | 15.3 | 0 | 2017-12-28 | -18.6 | 36.6 | 0 | 2016-12-28 | -2.9 | 20.9 | 0 | 19.13 | 0
2025-12-28 | -3 | 21 | 0 | 2024-12-28 | 1.3 | 16.7 | 0 | 2023-12-28 | 6.3 | 11.7 | 0 | 2022-12-28 | -1.4 | 19.4 | 0 | 2021-12-28 | -0.2 | 18.2 | 0 | 2020-12-28 | 2.5 | 15.5 | 0 | 2019-12-28 | 2.8 | 15.2 | 0 | 2018-12-28 | 2.8 | 15.2 | 0 | 2017-12-28 | -19.7 | 37.7 | 0 | 2016-12-28 | -3.1 | 21.1 | 0 | 19.17 | 0
2025-12-28 | -2.9 | 20.9 | 0 | 2024-12-28 | 1.5 | 16.5 | 0 | 2023-12-28 | 6.2 | 11.8 | 0 | 2022-12-28 | -1.2 | 19.2 | 0 | 2021-12-28 | 0.3 | 17.7 | 0 | 2020-12-28 | 2.8 | 15.2 | 0 | 2019-12-28 | 2.6 | 15.4 | 0 | 2018-12-28 | 3.4 | 14.6 | 0 | 2017-12-28 | -20.8 | 38.8 | 0 | 2016-12-28 | -2.8 | 20.8 | 0 | 19.09 | 0
2025-12-28 | -2.5 | 20.5 | 0 | 2024-12-28 | 1.6 | 16.4 | 0 | 2023-12-28 | 6 | 12 | 0 | 2022-12-28 | -0.9 | 18.9 | 0 | 2021-12-28 | 1.3 | 16.7 | 0 | 2020-12-28 | 3.5 | 14.5 | 0 | 2019-12-28 | 2.6 | 15.4 | 0 | 2018-12-28 | 4.1 | 13.9 | 0 | 2017-12-28 | -21.1 | 39.1 | 0 | 2016-12-28 | -2.7 | 20.7 | 0 | 18.81 | 0
2025-12-28 | -2.4 | 20.4 | 0 | 2024-12-28 | 1.9 | 16.1 | 0 | 2023-12-28 | 5.9 | 12.1 | 0 | 2022-12-28 | -0.6 | 18.6 | 0 | 2021-12-28 | 1.7 | 16.3 | 0 | 2020-12-28 | 3.5 | 14.5 | 0 | 2019-12-28 | 2.5 | 15.5 | 0 | 2018-12-28 | 4.8 | 13.2 | 0 | 2017-12-28 | -21.8 | 39.8 | 0 | 2016-12-28 | -3.1 | 21.1 | 0 | 18.76 | 0
2025-12-28 | -2.3 | 20.3 | 0 | 2024-12-28 | 2.2 | 15.8 | 0 | 2023-12-28 | 5.9 | 12.1 | 0 | 2022-12-28 | -0.4 | 18.4 | 0 | 2021-12-28 | 2.2 | 15.8 | 0 | 2020-12-28 | 3.9 | 14.1 | 0 | 2019-12-28 | 2.3 | 15.7 | 0 | 2018-12-28 | 5.4 | 12.6 | 0 | 2017-12-28 | -22 | 40 | 0 | 2016-12-28 | -3.4 | 21.4 | 0 | 18.62 | 0
2025-12-28 | -2.2 | 20.2 | 0 | 2024-12-28 | 2.3 | 15.7 | 0 | 2023-12-28 | 5.8 | 12.2 | 0 | 2022-12-28 | 0.1 | 17.9 | 0 | 2021-12-28 | 2 | 16 | 0 | 2020-12-28 | 4.1 | 13.9 | 0 | 2019-12-28 | 2.2 | 15.8 | 0 | 2018-12-28 | 6.8 | 11.2 | 0 | 2017-12-28 | -22 | 40 | 0 | 2016-12-28 | -3.1 | 21.1 | 0 | 18.4 | 0
2025-12-28 | -2.1 | 20.1 | 0 | 2024-12-28 | 2.6 | 15.4 | 0 | 2023-12-28 | 5.9 | 12.1 | 0 | 2022-12-28 | 0.3 | 17.7 | 0 | 2021-12-28 | 1.2 | 16.8 | 0 | 2020-12-28 | 4.3 | 13.7 | 0 | 2019-12-28 | 2 | 16 | 0 | 2018-12-28 | 8.1 | 9.9 | 0 | 2017-12-28 | -20.2 | 38.2 | 0 | 2016-12-28 | -3 | 21 | 0 | 18.09 | 0
2025-12-28 | -1.9 | 19.9 | 0 | 2024-12-28 | 3.2 | 14.8 | 0 | 2023-12-28 | 6 | 12 | 0 | 2022-12-28 | 0.6 | 17.4 | 0 | 2021-12-28 | 0 | 18 | 0 | 2020-12-28 | 3.9 | 14.1 | 0 | 2019-12-28 | 1.6 | 16.4 | 0 | 2018-12-28 | 8.8 | 9.2 | 0 | 2017-12-28 | -21.3 | 39.3 | 0 | 2016-12-28 | -3.5 | 21.5 | 0 | 18.26 | 0
2025-12-28 | -2 | 20 | 0 | 2024-12-28 | 3.8 | 14.2 | 0 | 2023-12-28 | 6.4 | 11.6 | 0 | 2022-12-28 | 1 | 17 | 0 | 2021-12-28 | 1.1 | 16.9 | 0 | 2020-12-28 | 2.3 | 15.7 | 0 | 2019-12-28 | 2 | 16 | 0 | 2018-12-28 | 8 | 10 | 0 | 2017-12-28 | -20.1 | 38.1 | 0 | 2016-12-28 | -2.3 | 20.3 | 0 | 17.98 | 0
2025-12-28 | -1.9 | 19.9 | 0 | 2024-12-28 | 4.7 | 13.3 | 0 | 2023-12-28 | 6.8 | 11.2 | 0 | 2022-12-28 | 1.7 | 16.3 | 0 | 2021-12-28 | 1.2 | 16.8 | 0 | 2020-12-28 | 1.8 | 16.2 | 0 | 2019-12-28 | 2.2 | 15.8 | 0 | 2018-12-28 | 7.9 | 10.1 | 0 | 2017-12-28 | -18.8 | 36.8 | 0 | 2016-12-28 | -2 | 20 | 0 | 17.64 | 0
2025-12-28 | -1.4 | 19.4 | 0 | 2024-12-28 | 5.4 | 12.6 | 0 | 2023-12-28 | 6.7 | 11.3 | 0 | 2022-12-28 | 2.3 | 15.7 | 0 | 2021-12-28 | 1.4 | 16.6 | 0 | 2020-12-28 | 2.2 | 15.8 | 0 | 2019-12-28 | 2.2 | 15.8 | 0 | 2018-12-28 | 8.6 | 9.4 | 0 | 2017-12-28 | -17 | 35 | 0 | 2016-12-28 | -2 | 20 | 0 | 17.16 | 0
2025-12-28 | -1.1 | 19.1 | 0 | 2024-12-28 | 7.5 | 10.5 | 0 | 2023-12-28 | 6.8 | 11.2 | 0 | 2022-12-28 | 2.7 | 15.3 | 0 | 2021-12-28 | 1.2 | 16.8 | 0 | 2020-12-28 | 2.2 | 15.8 | 0 | 2019-12-28 | 3.2 | 14.8 | 0 | 2018-12-28 | 11 | 7 | 0 | 2017-12-28 | -15.8 | 33.8 | 0 | 2016-12-28 | -1.9 | 19.9 | 0 | 16.42 | 0
2025-12-28 | -0.7 | 18.7 | 0 | 2024-12-28 | 9.3 | 8.7 | 0 | 2023-12-28 | 7.2 | 10.8 | 0 | 2022-12-28 | 3.4 | 14.6 | 0 | 2021-12-28 | 1.3 | 16.7 | 0 | 2020-12-28 | 2 | 16 | 0 | 2019-12-28 | 3.8 | 14.2 | 0 | 2018-12-28 | 11.6 | 6.4 | 0 | 2017-12-28 | -14.2 | 32.2 | 0 | 2016-12-28 | -1.9 | 19.9 | 0 | 15.82 | 0
2025-12-28 | -0.4 | 18.4 | 0 | 2024-12-28 | 9.1 | 8.9 | 0 | 2023-12-28 | 7.5 | 10.5 | 0 | 2022-12-28 | 3.8 | 14.2 | 0 | 2021-12-28 | 1.2 | 16.8 | 0 | 2020-12-28 | 1.8 | 16.2 | 0 | 2019-12-28 | 4.7 | 13.3 | 0 | 2018-12-28 | 12.1 | 5.9 | 0 | 2017-12-28 | -13.4 | 31.4 | 0 | 2016-12-28 | -1.8 | 19.8 | 0 | 15.54 | 0
2025-12-28 | 0 | 18 | 0 | 2024-12-28 | 8.5 | 9.5 | 0 | 2023-12-28 | 7.5 | 10.5 | 0 | 2022-12-28 | 3.7 | 14.3 | 0 | 2021-12-28 | 0.9 | 17.1 | 0 | 2020-12-28 | 1 | 17 | 0 | 2019-12-28 | 4.6 | 13.4 | 0 | 2018-12-28 | 12.4 | 5.6 | 0 | 2017-12-28 | -12.8 | 30.8 | 0 | 2016-12-28 | -1.8 | 19.8 | 0 | 15.6 | 0
2025-12-28 | 0.3 | 17.7 | 0 | 2024-12-28 | 8.2 | 9.8 | 0 | 2023-12-28 | 7.5 | 10.5 | 0 | 2022-12-28 | 3.6 | 14.4 | 0 | 2021-12-28 | 1.2 | 16.8 | 0 | 2020-12-28 | 0.7 | 17.3 | 0 | 2019-12-28 | 3.2 | 14.8 | 0 | 2018-12-28 | 12.1 | 5.9 | 0 | 2017-12-28 | -12.8 | 30.8 | 0 | 2016-12-28 | -1.8 | 19.8 | 0 | 15.78 | 0
2025-12-28 | 0.5 | 17.5 | 0 | 2024-12-28 | 7.4 | 10.6 | 0 | 2023-12-28 | 7.2 | 10.8 | 0 | 2022-12-28 | 3.6 | 14.4 | 0 | 2021-12-28 | 1.2 | 16.8 | 0 | 2020-12-28 | -0.1 | 18.1 | 0 | 2019-12-28 | 1.7 | 16.3 | 0 | 2018-12-28 | 11.4 | 6.6 | 0 | 2017-12-28 | -13.2 | 31.2 | 0 | 2016-12-28 | -1.8 | 19.8 | 0 | 16.21 | 0
2025-12-28 | 0.6 | 17.4 | 0 | 2024-12-28 | 7.2 | 10.8 | 0 | 2023-12-28 | 7 | 11 | 0 | 2022-12-28 | 3.1 | 14.9 | 0 | 2021-12-28 | 1.1 | 16.9 | 0 | 2020-12-28 | -1 | 19 | 0 | 2019-12-28 | 1.8 | 16.2 | 0 | 2018-12-28 | 11.3 | 6.7 | 0 | 2017-12-28 | -13.9 | 31.9 | 0 | 2016-12-28 | -1.4 | 19.4 | 0 | 16.42 | 0
2025-12-28 | 0.4 | 17.6 | 0 | 2024-12-28 | 8.4 | 9.6 | 0 | 2023-12-28 | 6.9 | 11.1 | 0 | 2022-12-28 | 3.7 | 14.3 | 0 | 2021-12-28 | 1.1 | 16.9 | 0 | 2020-12-28 | -0.9 | 18.9 | 0 | 2019-12-28 | 2.1 | 15.9 | 0 | 2018-12-28 | 10 | 8 | 0 | 2017-12-28 | -14.3 | 32.3 | 0 | 2016-12-28 | -1.3 | 19.3 | 0 | 16.39 | 0
2025-12-28 | 0.4 | 17.6 | 0 | 2024-12-28 | 8.4 | 9.6 | 0 | 2023-12-28 | 6.6 | 11.4 | 0 | 2022-12-28 | 4.4 | 13.6 | 0 | 2021-12-28 | 0.7 | 17.3 | 0 | 2020-12-28 | -1.9 | 19.9 | 0 | 2019-12-28 | 1.7 | 16.3 | 0 | 2018-12-28 | 9.8 | 8.2 | 0 | 2017-12-28 | -14.4 | 32.4 | 0 | 2016-12-28 | -1.2 | 19.2 | 0 | 16.55 | 0
2025-12-28 | 0.6 | 17.4 | 0 | 2024-12-28 | 8.1 | 9.9 | 0 | 2023-12-28 | 6.5 | 11.5 | 0 | 2022-12-28 | 4.5 | 13.5 | 0 | 2021-12-28 | 0.7 | 17.3 | 0 | 2020-12-28 | -1.6 | 19.6 | 0 | 2019-12-28 | 1.8 | 16.2 | 0 | 2018-12-28 | 8.8 | 9.2 | 0 | 2017-12-28 | -14.6 | 32.6 | 0 | 2016-12-28 | -0.6 | 18.6 | 0 | 16.58 | 0
2025-12-28 | 1.4 | 16.6 | 0 | 2024-12-28 | 7.8 | 10.2 | 0 | 2023-12-28 | 6.6 | 11.4 | 0 | 2022-12-28 | 3.7 | 14.3 | 0 | 2021-12-28 | -0.1 | 18.1 | 0 | 2020-12-28 | -2.1 | 20.1 | 0 | 2019-12-28 | 1.7 | 16.3 | 0 | 2018-12-28 | 5.8 | 12.2 | 0 | 2017-12-28 | -14.5 | 32.5 | 0 | 2016-12-28 | -0.2 | 18.2 | 0 | 16.99 | 0
2025-12-28 | 1.3 | 16.7 | 0 | 2024-12-28 | 5.6 | 12.4 | 0 | 2023-12-28 | 6.4 | 11.6 | 0 | 2022-12-28 | 3.4 | 14.6 | 0 | 2021-12-28 | -0.6 | 18.6 | 0 | 2020-12-28 | -2.3 | 20.3 | 0 | 2019-12-28 | 1.8 | 16.2 | 0 | 2018-12-28 | 4.7 | 13.3 | 0 | 2017-12-28 | -15.2 | 33.2 | 0 | 2016-12-28 | 0.1 | 17.9 | 0 | 17.48 | 0
2025-12-29 | 2.1 | 15.9 | 0 | 2024-12-29 | 5.7 | 12.3 | 0 | 2023-12-29 | 6.3 | 11.7 | 0 | 2022-12-29 | 3.4 | 14.6 | 0 | 2021-12-29 | -0.4 | 18.4 | 0 | 2020-12-29 | -2.9 | 20.9 | 0 | 2019-12-29 | 1.5 | 16.5 | 0 | 2018-12-29 | 3.6 | 14.4 | 0 | 2017-12-29 | -14.8 | 32.8 | 0 | 2016-12-29 | 0.4 | 17.6 | 0 | 17.51 | 0
2025-12-29 | 2.3 | 15.7 | 0 | 2024-12-29 | 6.1 | 11.9 | 0 | 2023-12-29 | 6 | 12 | 0 | 2022-12-29 | 3 | 15 | 0 | 2021-12-29 | -0.2 | 18.2 | 0 | 2020-12-29 | -3.4 | 21.4 | 0 | 2019-12-29 | 1.1 | 16.9 | 0 | 2018-12-29 | 2.7 | 15.3 | 0 | 2017-12-29 | -15.7 | 33.7 | 0 | 2016-12-29 | 0.6 | 17.4 | 0 | 17.75 | 0
2025-12-29 | 1.6 | 16.4 | 0 | 2024-12-29 | 3.8 | 14.2 | 0 | 2023-12-29 | 6 | 12 | 0 | 2022-12-29 | 2.7 | 15.3 | 0 | 2021-12-29 | -0.2 | 18.2 | 0 | 2020-12-29 | -3.3 | 21.3 | 0 | 2019-12-29 | 1 | 17 | 0 | 2018-12-29 | 2.1 | 15.9 | 0 | 2017-12-29 | -15.5 | 33.5 | 0 | 2016-12-29 | 0.7 | 17.3 | 0 | 18.11 | 0
2025-12-29 | 2 | 16 | 0 | 2024-12-29 | 4.9 | 13.1 | 0 | 2023-12-29 | 6.2 | 11.8 | 0 | 2022-12-29 | 2.4 | 15.6 | 0 | 2021-12-29 | 0.1 | 17.9 | 0 | 2020-12-29 | -3.7 | 21.7 | 0 | 2019-12-29 | 0.7 | 17.3 | 0 | 2018-12-29 | 1.9 | 16.1 | 0 | 2017-12-29 | -15 | 33 | 0 | 2016-12-29 | -0.1 | 18.1 | 0 | 18.06 | 0
2025-12-29 | 4.4 | 13.6 | 0 | 2024-12-29 | 3.3 | 14.7 | 0 | 2023-12-29 | 6.4 | 11.6 | 0 | 2022-12-29 | 2.2 | 15.8 | 0 | 2021-12-29 | 0.4 | 17.6 | 0 | 2020-12-29 | -3.8 | 21.8 | 0 | 2019-12-29 | 0.4 | 17.6 | 0 | 2018-12-29 | 1.5 | 16.5 | 0 | 2017-12-29 | -14.2 | 32.2 | 0 | 2016-12-29 | 0.1 | 17.9 | 0 | 17.93 | 0
2025-12-29 | 4.6 | 13.4 | 0 | 2024-12-29 | 3.7 | 14.3 | 0 | 2023-12-29 | 6.4 | 11.6 | 0 | 2022-12-29 | 2.3 | 15.7 | 0 | 2021-12-29 | 0 | 18 | 0 | 2020-12-29 | -4.3 | 22.3 | 0 | 2019-12-29 | 0.8 | 17.2 | 0 | 2018-12-29 | 0.7 | 17.3 | 0 | 2017-12-29 | -14.1 | 32.1 | 0 | 2016-12-29 | 0 | 18 | 0 | 17.99 | 0
2025-12-29 | 5.1 | 12.9 | 0 | 2024-12-29 | 2.5 | 15.5 | 0 | 2023-12-29 | 6.3 | 11.7 | 0 | 2022-12-29 | 2.7 | 15.3 | 0 | 2021-12-29 | 0 | 18 | 0 | 2020-12-29 | -5 | 23 | 0 | 2019-12-29 | 0.6 | 17.4 | 0 | 2018-12-29 | -0.2 | 18.2 | 0 | 2017-12-29 | -14.2 | 32.2 | 0 | 2016-12-29 | 0.1 | 17.9 | 0 | 18.21 | 0
2025-12-29 | 3.6 | 14.4 | 0 | 2024-12-29 | 3.1 | 14.9 | 0 | 2023-12-29 | 6.2 | 11.8 | 0 | 2022-12-29 | 3 | 15 | 0 | 2021-12-29 | 0.1 | 17.9 | 0 | 2020-12-29 | -5.3 | 23.3 | 0 | 2019-12-29 | 1.3 | 16.7 | 0 | 2018-12-29 | -1.3 | 19.3 | 0 | 2017-12-29 | -14.6 | 32.6 | 0 | 2016-12-29 | 0.1 | 17.9 | 0 | 18.38 | 0
2025-12-29 | 3.2 | 14.8 | 0 | 2024-12-29 | 3.2 | 14.8 | 0 | 2023-12-29 | 6 | 12 | 0 | 2022-12-29 | 3 | 15 | 0 | 2021-12-29 | 0.6 | 17.4 | 0 | 2020-12-29 | -5.3 | 23.3 | 0 | 2019-12-29 | 1.6 | 16.4 | 0 | 2018-12-29 | -2 | 20 | 0 | 2017-12-29 | -14.5 | 32.5 | 0 | 2016-12-29 | 0.1 | 17.9 | 0 | 18.41 | 0
2025-12-29 | 1.7 | 16.3 | 0 | 2024-12-29 | 4.3 | 13.7 | 0 | 2023-12-29 | 6 | 12 | 0 | 2022-12-29 | 4.3 | 13.7 | 0 | 2021-12-29 | 0.9 | 17.1 | 0 | 2020-12-29 | -4.2 | 22.2 | 0 | 2019-12-29 | 1.7 | 16.3 | 0 | 2018-12-29 | -2.8 | 20.8 | 0 | 2017-12-29 | -14.6 | 32.6 | 0 | 2016-12-29 | 0.3 | 17.7 | 0 | 18.24 | 0
2025-12-29 | -0.2 | 18.2 | 0 | 2024-12-29 | 5.3 | 12.7 | 0 | 2023-12-29 | 6 | 12 | 0 | 2022-12-29 | 6.9 | 11.1 | 0 | 2021-12-29 | 1.2 | 16.8 | 0 | 2020-12-29 | -3.2 | 21.2 | 0 | 2019-12-29 | 1.8 | 16.2 | 0 | 2018-12-29 | -3.4 | 21.4 | 0 | 2017-12-29 | -14.2 | 32.2 | 0 | 2016-12-29 | 0.9 | 17.1 | 0 | 17.89 | 0
2025-12-29 | -1.4 | 19.4 | 0 | 2024-12-29 | 6.2 | 11.8 | 0 | 2023-12-29 | 5.7 | 12.3 | 0 | 2022-12-29 | 8.6 | 9.4 | 0 | 2021-12-29 | 1.7 | 16.3 | 0 | 2020-12-29 | -2.4 | 20.4 | 0 | 2019-12-29 | 1.8 | 16.2 | 0 | 2018-12-29 | -3.6 | 21.6 | 0 | 2017-12-29 | -13.1 | 31.1 | 0 | 2016-12-29 | 1.6 | 16.4 | 0 | 17.49 | 0
2025-12-29 | -1.7 | 19.7 | 0 | 2024-12-29 | 6.8 | 11.2 | 0 | 2023-12-29 | 5.6 | 12.4 | 0 | 2022-12-29 | 9.1 | 8.9 | 0 | 2021-12-29 | 1.9 | 16.1 | 0 | 2020-12-29 | -2 | 20 | 0 | 2019-12-29 | 1.6 | 16.4 | 0 | 2018-12-29 | -2.9 | 20.9 | 0 | 2017-12-29 | -11.6 | 29.6 | 0 | 2016-12-29 | 1.8 | 16.2 | 0 | 17.14 | 0
2025-12-29 | -2.4 | 20.4 | 0 | 2024-12-29 | 5.5 | 12.5 | 0 | 2023-12-29 | 5.4 | 12.6 | 0 | 2022-12-29 | 9.2 | 8.8 | 0 | 2021-12-29 | 1.6 | 16.4 | 0 | 2020-12-29 | -1.8 | 19.8 | 0 | 2019-12-29 | 1.4 | 16.6 | 0 | 2018-12-29 | -3.4 | 21.4 | 0 | 2017-12-29 | -9.6 | 27.6 | 0 | 2016-12-29 | 1.9 | 16.1 | 0 | 17.22 | 0
2025-12-29 | -3.1 | 21.1 | 0 | 2024-12-29 | 5.3 | 12.7 | 0 | 2023-12-29 | 4.9 | 13.1 | 0 | 2022-12-29 | 9 | 9 | 0 | 2021-12-29 | 1.1 | 16.9 | 0 | 2020-12-29 | -1.8 | 19.8 | 0 | 2019-12-29 | 1 | 17 | 0 | 2018-12-29 | -3.2 | 21.2 | 0 | 2017-12-29 | -9 | 27 | 0 | 2016-12-29 | 1.6 | 16.4 | 0 | 17.42 | 0
2025-12-29 | -3.2 | 21.2 | 0 | 2024-12-29 | 5.5 | 12.5 | 0 | 2023-12-29 | 4.8 | 13.2 | 0 | 2022-12-29 | 9 | 9 | 0 | 2021-12-29 | 1 | 17 | 0 | 2020-12-29 | -2 | 20 | 0 | 2019-12-29 | 1.1 | 16.9 | 0 | 2018-12-29 | -2.9 | 20.9 | 0 | 2017-12-29 | -8.5 | 26.5 | 0 | 2016-12-29 | 1.6 | 16.4 | 0 | 17.36 | 0
2025-12-29 | -4.4 | 22.4 | 0 | 2024-12-29 | 5.9 | 12.1 | 0 | 2023-12-29 | 4.5 | 13.5 | 0 | 2022-12-29 | 8.9 | 9.1 | 0 | 2021-12-29 | 1 | 17 | 0 | 2020-12-29 | -2.1 | 20.1 | 0 | 2019-12-29 | 0.9 | 17.1 | 0 | 2018-12-29 | -3.5 | 21.5 | 0 | 2017-12-29 | -9 | 27 | 0 | 2016-12-29 | 1.5 | 16.5 | 0 | 17.63 | 0
2025-12-29 | -5.6 | 23.6 | 0 | 2024-12-29 | 6.9 | 11.1 | 0 | 2023-12-29 | 4.3 | 13.7 | 0 | 2022-12-29 | 8.9 | 9.1 | 0 | 2021-12-29 | 1.1 | 16.9 | 0 | 2020-12-29 | -3.4 | 21.4 | 0 | 2019-12-29 | 1 | 17 | 0 | 2018-12-29 | -4.8 | 22.8 | 0 | 2017-12-29 | -9.6 | 27.6 | 0 | 2016-12-29 | 1.5 | 16.5 | 0 | 17.97 | 0
2025-12-29 | -6.8 | 24.8 | 0 | 2024-12-29 | 7.7 | 10.3 | 0 | 2023-12-29 | 3.8 | 14.2 | 0 | 2022-12-29 | 8.7 | 9.3 | 0 | 2021-12-29 | 1.5 | 16.5 | 0 | 2020-12-29 | -4.8 | 22.8 | 0 | 2019-12-29 | 0.8 | 17.2 | 0 | 2018-12-29 | -5.9 | 23.9 | 0 | 2017-12-29 | -11.3 | 29.3 | 0 | 2016-12-29 | 1.2 | 16.8 | 0 | 18.51 | 0
2025-12-29 | -7 | 25 | 0 | 2024-12-29 | 7.1 | 10.9 | 0 | 2023-12-29 | 3.2 | 14.8 | 0 | 2022-12-29 | 8.8 | 9.2 | 0 | 2021-12-29 | 1.8 | 16.2 | 0 | 2020-12-29 | -4.8 | 22.8 | 0 | 2019-12-29 | 0.7 | 17.3 | 0 | 2018-12-29 | -6.5 | 24.5 | 0 | 2017-12-29 | -12.7 | 30.7 | 0 | 2016-12-29 | 0.8 | 17.2 | 0 | 18.86 | 0
2025-12-29 | -7.6 | 25.6 | 0 | 2024-12-29 | 7 | 11 | 0 | 2023-12-29 | 3 | 15 | 0 | 2022-12-29 | 9.2 | 8.8 | 0 | 2021-12-29 | 2 | 16 | 0 | 2020-12-29 | -5.2 | 23.2 | 0 | 2019-12-29 | 0.6 | 17.4 | 0 | 2018-12-29 | -7 | 25 | 0 | 2017-12-29 | -13.2 | 31.2 | 0 | 2016-12-29 | -0.2 | 18.2 | 0 | 19.14 | 0
2025-12-29 | -8.1 | 26.1 | 0 | 2024-12-29 | 7.5 | 10.5 | 0 | 2023-12-29 | 3.2 | 14.8 | 0 | 2022-12-29 | 9 | 9 | 0 | 2021-12-29 | 2.2 | 15.8 | 0 | 2020-12-29 | -5.1 | 23.1 | 0 | 2019-12-29 | 0.6 | 17.4 | 0 | 2018-12-29 | -6.7 | 24.7 | 0 | 2017-12-29 | -13.1 | 31.1 | 0 | 2016-12-29 | 0.2 | 17.8 | 0 | 19.03 | 0
2025-12-29 | -7.9 | 25.9 | 0 | 2024-12-29 | 9 | 9 | 0 | 2023-12-29 | 3 | 15 | 0 | 2022-12-29 | 9.1 | 8.9 | 0 | 2021-12-29 | 1.9 | 16.1 | 0 | 2020-12-29 | -4.9 | 22.9 | 0 | 2019-12-29 | 0.8 | 17.2 | 0 | 2018-12-29 | -6.6 | 24.6 | 0 | 2017-12-29 | -12.4 | 30.4 | 0 | 2016-12-29 | -0.3 | 18.3 | 0 | 18.83 | 0
2025-12-29 | -7.9 | 25.9 | 0 | 2024-12-29 | 10.1 | 7.9 | 0 | 2023-12-29 | 2.3 | 15.7 | 0 | 2022-12-29 | 8.6 | 9.4 | 0 | 2021-12-29 | 1.8 | 16.2 | 0 | 2020-12-29 | -4.1 | 22.1 | 0 | 2019-12-29 | 0.8 | 17.2 | 0 | 2018-12-29 | -6.4 | 24.4 | 0 | 2017-12-29 | -11.3 | 29.3 | 0 | 2016-12-29 | -0.6 | 18.6 | 0 | 18.67 | 0
2025-12-30 | -8 | 26 | 0 | 2024-12-30 | 9.9 | 8.1 | 0 | 2023-12-30 | 1.7 | 16.3 | 0 | 2022-12-30 | 8.6 | 9.4 | 0 | 2021-12-30 | 1.8 | 16.2 | 0 | 2020-12-30 | -4 | 22 | 0 | 2019-12-30 | 1 | 17 | 0 | 2018-12-30 | -6.1 | 24.1 | 0 | 2017-12-30 | -11.4 | 29.4 | 0 | 2016-12-30 | -1.3 | 19.3 | 0 | 18.78 | 0
2025-12-30 | -8.1 | 26.1 | 0 | 2024-12-30 | 9.5 | 8.5 | 0 | 2023-12-30 | 1.3 | 16.7 | 0 | 2022-12-30 | 8.6 | 9.4 | 0 | 2021-12-30 | 1.2 | 16.8 | 0 | 2020-12-30 | -3.6 | 21.6 | 0 | 2019-12-30 | 1.1 | 16.9 | 0 | 2018-12-30 | -5.6 | 23.6 | 0 | 2017-12-30 | -11.5 | 29.5 | 0 | 2016-12-30 | -0.8 | 18.8 | 0 | 18.79 | 0
2025-12-30 | -8 | 26 | 0 | 2024-12-30 | 8.3 | 9.7 | 0 | 2023-12-30 | 0.5 | 17.5 | 0 | 2022-12-30 | 8.5 | 9.5 | 0 | 2021-12-30 | 1 | 17 | 0 | 2020-12-30 | -3.4 | 21.4 | 0 | 2019-12-30 | 1.3 | 16.7 | 0 | 2018-12-30 | -5.8 | 23.8 | 0 | 2017-12-30 | -11 | 29 | 0 | 2016-12-30 | -0.1 | 18.1 | 0 | 18.87 | 0
2025-12-30 | -7.5 | 25.5 | 0 | 2024-12-30 | 7 | 11 | 0 | 2023-12-30 | 0.3 | 17.7 | 0 | 2022-12-30 | 8.4 | 9.6 | 0 | 2021-12-30 | 1.4 | 16.6 | 0 | 2020-12-30 | -1.6 | 19.6 | 0 | 2019-12-30 | 1.4 | 16.6 | 0 | 2018-12-30 | -5.7 | 23.7 | 0 | 2017-12-30 | -10.8 | 28.8 | 0 | 2016-12-30 | -0.5 | 18.5 | 0 | 18.76 | 0
2025-12-30 | -7.6 | 25.6 | 0 | 2024-12-30 | 6 | 12 | 0 | 2023-12-30 | -0.1 | 18.1 | 0 | 2022-12-30 | 8.3 | 9.7 | 0 | 2021-12-30 | 0.7 | 17.3 | 0 | 2020-12-30 | -1.3 | 19.3 | 0 | 2019-12-30 | 1.2 | 16.8 | 0 | 2018-12-30 | -5.7 | 23.7 | 0 | 2017-12-30 | -10.4 | 28.4 | 0 | 2016-12-30 | -1.2 | 19.2 | 0 | 19.01 | 0
2025-12-30 | -7.4 | 25.4 | 0 | 2024-12-30 | 4.4 | 13.6 | 0 | 2023-12-30 | -0.3 | 18.3 | 0 | 2022-12-30 | 8.5 | 9.5 | 0 | 2021-12-30 | 0.3 | 17.7 | 0 | 2020-12-30 | -2.6 | 20.6 | 0 | 2019-12-30 | 1.1 | 16.9 | 0 | 2018-12-30 | -6.4 | 24.4 | 0 | 2017-12-30 | -10.6 | 28.6 | 0 | 2016-12-30 | -1 | 19 | 0 | 19.4 | 0
2025-12-30 | -7.6 | 25.6 | 0 | 2024-12-30 | 4 | 14 | 0 | 2023-12-30 | -0.5 | 18.5 | 0 | 2022-12-30 | 8.9 | 9.1 | 0 | 2021-12-30 | 0.9 | 17.1 | 0 | 2020-12-30 | -2.6 | 20.6 | 0 | 2019-12-30 | 1 | 17 | 0 | 2018-12-30 | -4.5 | 22.5 | 0 | 2017-12-30 | -10.4 | 28.4 | 0 | 2016-12-30 | -1.7 | 19.7 | 0 | 19.25 | 0
2025-12-30 | -7.3 | 25.3 | 0 | 2024-12-30 | 3.2 | 14.8 | 0 | 2023-12-30 | -0.7 | 18.7 | 0 | 2022-12-30 | 9.8 | 8.2 | 0 | 2021-12-30 | 0.6 | 17.4 | 0 | 2020-12-30 | -2.5 | 20.5 | 0 | 2019-12-30 | 1.3 | 16.7 | 0 | 2018-12-30 | -3.7 | 21.7 | 0 | 2017-12-30 | -10.6 | 28.6 | 0 | 2016-12-30 | -2.2 | 20.2 | 0 | 19.21 | 0
2025-12-30 | -7.4 | 25.4 | 0 | 2024-12-30 | 2.4 | 15.6 | 0 | 2023-12-30 | -0.6 | 18.6 | 0 | 2022-12-30 | 11.1 | 6.9 | 0 | 2021-12-30 | 0.5 | 17.5 | 0 | 2020-12-30 | -2.2 | 20.2 | 0 | 2019-12-30 | 2.1 | 15.9 | 0 | 2018-12-30 | -3.2 | 21.2 | 0 | 2017-12-30 | -11.1 | 29.1 | 0 | 2016-12-30 | -2.9 | 20.9 | 0 | 19.13 | 0
2025-12-30 | -7.1 | 25.1 | 0 | 2024-12-30 | 2.4 | 15.6 | 0 | 2023-12-30 | -0.7 | 18.7 | 0 | 2022-12-30 | 10.8 | 7.2 | 0 | 2021-12-30 | 0.9 | 17.1 | 0 | 2020-12-30 | -1.4 | 19.4 | 0 | 2019-12-30 | 2.9 | 15.1 | 0 | 2018-12-30 | -2.7 | 20.7 | 0 | 2017-12-30 | -10.7 | 28.7 | 0 | 2016-12-30 | -3 | 21 | 0 | 18.86 | 0
2025-12-30 | -6 | 24 | 0 | 2024-12-30 | 3.2 | 14.8 | 0 | 2023-12-30 | -0.4 | 18.4 | 0 | 2022-12-30 | 12.2 | 5.8 | 0 | 2021-12-30 | 1.1 | 16.9 | 0 | 2020-12-30 | -0.1 | 18.1 | 0 | 2019-12-30 | 5.8 | 12.2 | 0 | 2018-12-30 | -2.4 | 20.4 | 0 | 2017-12-30 | -10.2 | 28.2 | 0 | 2016-12-30 | -2.5 | 20.5 | 0 | 17.93 | 0
2025-12-30 | -5.3 | 23.3 | 0 | 2024-12-30 | 4.1 | 13.9 | 0 | 2023-12-30 | -0.4 | 18.4 | 0 | 2022-12-30 | 12.7 | 5.3 | 0 | 2021-12-30 | 1.4 | 16.6 | 0 | 2020-12-30 | 0.2 | 17.8 | 0 | 2019-12-30 | 5.6 | 12.4 | 0 | 2018-12-30 | -1.2 | 19.2 | 0 | 2017-12-30 | -9.8 | 27.8 | 0 | 2016-12-30 | -2.2 | 20.2 | 0 | 17.49 | 0
2025-12-30 | -5.1 | 23.1 | 0 | 2024-12-30 | 4.6 | 13.4 | 0 | 2023-12-30 | -0.2 | 18.2 | 0 | 2022-12-30 | 12.9 | 5.1 | 0 | 2021-12-30 | 1.8 | 16.2 | 0 | 2020-12-30 | 1.3 | 16.7 | 0 | 2019-12-30 | 7.5 | 10.5 | 0 | 2018-12-30 | -0.5 | 18.5 | 0 | 2017-12-30 | -8.7 | 26.7 | 0 | 2016-12-30 | -2 | 20 | 0 | 16.84 | 0
2025-12-30 | -4.5 | 22.5 | 0 | 2024-12-30 | 4.8 | 13.2 | 0 | 2023-12-30 | -0.1 | 18.1 | 0 | 2022-12-30 | 12.9 | 5.1 | 0 | 2021-12-30 | 1.8 | 16.2 | 0 | 2020-12-30 | 2.3 | 15.7 | 0 | 2019-12-30 | 9.7 | 8.3 | 0 | 2018-12-30 | 0.2 | 17.8 | 0 | 2017-12-30 | -7.9 | 25.9 | 0 | 2016-12-30 | -2 | 20 | 0 | 16.28 | 0
2025-12-30 | -3.9 | 21.9 | 0 | 2024-12-30 | 5.2 | 12.8 | 0 | 2023-12-30 | 0.2 | 17.8 | 0 | 2022-12-30 | 12.9 | 5.1 | 0 | 2021-12-30 | 2.1 | 15.9 | 0 | 2020-12-30 | 3.4 | 14.6 | 0 | 2019-12-30 | 8.1 | 9.9 | 0 | 2018-12-30 | 0.6 | 17.4 | 0 | 2017-12-30 | -8.1 | 26.1 | 0 | 2016-12-30 | -1.8 | 19.8 | 0 | 16.13 | 0
2025-12-30 | -4.4 | 22.4 | 0 | 2024-12-30 | 5 | 13 | 0 | 2023-12-30 | 0.1 | 17.9 | 0 | 2022-12-30 | 12.8 | 5.2 | 0 | 2021-12-30 | 2.1 | 15.9 | 0 | 2020-12-30 | 3.8 | 14.2 | 0 | 2019-12-30 | 7.2 | 10.8 | 0 | 2018-12-30 | 0.4 | 17.6 | 0 | 2017-12-30 | -8.2 | 26.2 | 0 | 2016-12-30 | -2.2 | 20.2 | 0 | 16.34 | 0
2025-12-30 | -4.7 | 22.7 | 0 | 2024-12-30 | 5 | 13 | 0 | 2023-12-30 | -0.1 | 18.1 | 0 | 2022-12-30 | 12.1 | 5.9 | 0 | 2021-12-30 | 2 | 16 | 0 | 2020-12-30 | 4.5 | 13.5 | 0 | 2019-12-30 | 6.2 | 11.8 | 0 | 2018-12-30 | 0.4 | 17.6 | 0 | 2017-12-30 | -9.4 | 27.4 | 0 | 2016-12-30 | -2.4 | 20.4 | 0 | 16.64 | 0
2025-12-30 | -5.2 | 23.2 | 0 | 2024-12-30 | 4.9 | 13.1 | 0 | 2023-12-30 | -0.2 | 18.2 | 0 | 2022-12-30 | 11.4 | 6.6 | 0 | 2021-12-30 | 1.9 | 16.1 | 0 | 2020-12-30 | 4.7 | 13.3 | 0 | 2019-12-30 | 5.4 | 12.6 | 0 | 2018-12-30 | -0.2 | 18.2 | 0 | 2017-12-30 | -10.5 | 28.5 | 0 | 2016-12-30 | -3.1 | 21.1 | 0 | 17.09 | 0
2025-12-30 | -5.7 | 23.7 | 0 | 2024-12-30 | 4.4 | 13.6 | 0 | 2023-12-30 | -0.2 | 18.2 | 0 | 2022-12-30 | 11 | 7 | 0 | 2021-12-30 | 1.4 | 16.6 | 0 | 2020-12-30 | 5.1 | 12.9 | 0 | 2019-12-30 | 4.8 | 13.2 | 0 | 2018-12-30 | -0.6 | 18.6 | 0 | 2017-12-30 | -11.5 | 29.5 | 0 | 2016-12-30 | -3.6 | 21.6 | 0 | 17.49 | 0
2025-12-30 | -5.1 | 23.1 | 0 | 2024-12-30 | 4.3 | 13.7 | 0 | 2023-12-30 | -0.6 | 18.6 | 0 | 2022-12-30 | 10.5 | 7.5 | 0 | 2021-12-30 | 1.2 | 16.8 | 0 | 2020-12-30 | 4.9 | 13.1 | 0 | 2019-12-30 | 4.3 | 13.7 | 0 | 2018-12-30 | -0.6 | 18.6 | 0 | 2017-12-30 | -13.3 | 31.3 | 0 | 2016-12-30 | -3.2 | 21.2 | 0 | 17.76 | 0
2025-12-30 | -4.8 | 22.8 | 0 | 2024-12-30 | 4.2 | 13.8 | 0 | 2023-12-30 | -0.7 | 18.7 | 0 | 2022-12-30 | 10.2 | 7.8 | 0 | 2021-12-30 | 1.3 | 16.7 | 0 | 2020-12-30 | 4.5 | 13.5 | 0 | 2019-12-30 | 3.8 | 14.2 | 0 | 2018-12-30 | -0.6 | 18.6 | 0 | 2017-12-30 | -14.8 | 32.8 | 0 | 2016-12-30 | -3.2 | 21.2 | 0 | 18.01 | 0
2025-12-30 | -4.8 | 22.8 | 0 | 2024-12-30 | 4.3 | 13.7 | 0 | 2023-12-30 | -0.8 | 18.8 | 0 | 2022-12-30 | 10.4 | 7.6 | 0 | 2021-12-30 | 1.5 | 16.5 | 0 | 2020-12-30 | 3.7 | 14.3 | 0 | 2019-12-30 | 3.3 | 14.7 | 0 | 2018-12-30 | -0.6 | 18.6 | 0 | 2017-12-30 | -16.2 | 34.2 | 0 | 2016-12-30 | -3.1 | 21.1 | 0 | 18.23 | 0
2025-12-30 | -5 | 23 | 0 | 2024-12-30 | 4.3 | 13.7 | 0 | 2023-12-30 | -0.8 | 18.8 | 0 | 2022-12-30 | 10.5 | 7.5 | 0 | 2021-12-30 | 1.7 | 16.3 | 0 | 2020-12-30 | 2.9 | 15.1 | 0 | 2019-12-30 | 3 | 15 | 0 | 2018-12-30 | -1.8 | 19.8 | 0 | 2017-12-30 | -17.2 | 35.2 | 0 | 2016-12-30 | -3 | 21 | 0 | 18.54 | 0
2025-12-30 | -5.2 | 23.2 | 0 | 2024-12-30 | 3.1 | 14.9 | 0 | 2023-12-30 | -0.7 | 18.7 | 0 | 2022-12-30 | 10.2 | 7.8 | 0 | 2021-12-30 | 1.9 | 16.1 | 0 | 2020-12-30 | 2.1 | 15.9 | 0 | 2019-12-30 | 2.5 | 15.5 | 0 | 2018-12-30 | -1.4 | 19.4 | 0 | 2017-12-30 | -18 | 36 | 0 | 2016-12-30 | -3 | 21 | 0 | 18.85 | 0
2025-12-31 | -5.5 | 23.5 | 0 | 2024-12-31 | 3.1 | 14.9 | 0 | 2023-12-31 | -0.9 | 18.9 | 0 | 2022-12-31 | 10.3 | 7.7 | 0 | 2021-12-31 | 1.8 | 16.2 | 0 | 2020-12-31 | 2 | 16 | 0 | 2019-12-31 | 2.3 | 15.7 | 0 | 2018-12-31 | -1.5 | 19.5 | 0 | 2017-12-31 | -18.6 | 36.6 | 0 | 2016-12-31 | -3 | 21 | 0 | 19 | 0
2025-12-31 | -6.2 | 24.2 | 0 | 2024-12-31 | 2.2 | 15.8 | 0 | 2023-12-31 | -0.9 | 18.9 | 0 | 2022-12-31 | 9.3 | 8.7 | 0 | 2021-12-31 | 2.1 | 15.9 | 0 | 2020-12-31 | 1 | 17 | 0 | 2019-12-31 | 2.3 | 15.7 | 0 | 2018-12-31 | -1.3 | 19.3 | 0 | 2017-12-31 | -19.2 | 37.2 | 0 | 2016-12-31 | -2.9 | 20.9 | 0 | 19.36 | 0
2025-12-31 | -5.5 | 23.5 | 0 | 2024-12-31 | 0.8 | 17.2 | 0 | 2023-12-31 | -0.8 | 18.8 | 0 | 2022-12-31 | 9.6 | 8.4 | 0 | 2021-12-31 | 2 | 16 | 0 | 2020-12-31 | 0.6 | 17.4 | 0 | 2019-12-31 | 1.8 | 16.2 | 0 | 2018-12-31 | -1.8 | 19.8 | 0 | 2017-12-31 | -19.6 | 37.6 | 0 | 2016-12-31 | -3 | 21 | 0 | 19.59 | 0
2025-12-31 | -5.3 | 23.3 | 0 | 2024-12-31 | 0.8 | 17.2 | 0 | 2023-12-31 | -0.5 | 18.5 | 0 | 2022-12-31 | 9.2 | 8.8 | 0 | 2021-12-31 | 1.9 | 16.1 | 0 | 2020-12-31 | 0.4 | 17.6 | 0 | 2019-12-31 | 1.9 | 16.1 | 0 | 2018-12-31 | -1.5 | 19.5 | 0 | 2017-12-31 | -20.6 | 38.6 | 0 | 2016-12-31 | -2.7 | 20.7 | 0 | 19.64 | 0
2025-12-31 | -5.2 | 23.2 | 0 | 2024-12-31 | 0.1 | 17.9 | 0 | 2023-12-31 | -0.4 | 18.4 | 0 | 2022-12-31 | 8.6 | 9.4 | 0 | 2021-12-31 | 2.1 | 15.9 | 0 | 2020-12-31 | 0 | 18 | 0 | 2019-12-31 | 1.3 | 16.7 | 0 | 2018-12-31 | -1.6 | 19.6 | 0 | 2017-12-31 | -21.3 | 39.3 | 0 | 2016-12-31 | -2.6 | 20.6 | 0 | 19.9 | 0
2025-12-31 | -5.3 | 23.3 | 0 | 2024-12-31 | 0 | 18 | 0 | 2023-12-31 | -0.3 | 18.3 | 0 | 2022-12-31 | 8.2 | 9.8 | 0 | 2021-12-31 | 2.1 | 15.9 | 0 | 2020-12-31 | -0.2 | 18.2 | 0 | 2019-12-31 | 1 | 17 | 0 | 2018-12-31 | -2 | 20 | 0 | 2017-12-31 | -20.9 | 38.9 | 0 | 2016-12-31 | -3.2 | 21.2 | 0 | 20.06 | 0
2025-12-31 | -5.8 | 23.8 | 0 | 2024-12-31 | -0.8 | 18.8 | 0 | 2023-12-31 | -0.2 | 18.2 | 0 | 2022-12-31 | 7.9 | 10.1 | 0 | 2021-12-31 | 3 | 15 | 0 | 2020-12-31 | -0.4 | 18.4 | 0 | 2019-12-31 | 1.3 | 16.7 | 0 | 2018-12-31 | -1.4 | 19.4 | 0 | 2017-12-31 | -21.6 | 39.6 | 0 | 2016-12-31 | -3.4 | 21.4 | 0 | 20.14 | 0
2025-12-31 | -6 | 24 | 0 | 2024-12-31 | -0.1 | 18.1 | 0 | 2023-12-31 | 0 | 18 | 0 | 2022-12-31 | 7.6 | 10.4 | 0 | 2021-12-31 | 3.1 | 14.9 | 0 | 2020-12-31 | -0.5 | 18.5 | 0 | 2019-12-31 | 1.1 | 16.9 | 0 | 2018-12-31 | -1.3 | 19.3 | 0 | 2017-12-31 | -21.4 | 39.4 | 0 | 2016-12-31 | -1.2 | 19.2 | 0 | 19.87 | 0
2025-12-31 | -6 | 24 | 0 | 2024-12-31 | 0.1 | 17.9 | 0 | 2023-12-31 | 0.2 | 17.8 | 0 | 2022-12-31 | 7.7 | 10.3 | 0 | 2021-12-31 | 3.3 | 14.7 | 0 | 2020-12-31 | -0.8 | 18.8 | 0 | 2019-12-31 | 1 | 17 | 0 | 2018-12-31 | -1.2 | 19.2 | 0 | 2017-12-31 | -21.7 | 39.7 | 0 | 2016-12-31 | -0.4 | 18.4 | 0 | 19.78 | 0
2025-12-31 | -5.7 | 23.7 | 0 | 2024-12-31 | 0.7 | 17.3 | 0 | 2023-12-31 | 0.4 | 17.6 | 0 | 2022-12-31 | 8 | 10 | 0 | 2021-12-31 | 3.6 | 14.4 | 0 | 2020-12-31 | -0.5 | 18.5 | 0 | 2019-12-31 | 0.6 | 17.4 | 0 | 2018-12-31 | 0.8 | 17.2 | 0 | 2017-12-31 | -20.8 | 38.8 | 0 | 2016-12-31 | 0.3 | 17.7 | 0 | 19.26 | 0
2025-12-31 | -5.5 | 23.5 | 0 | 2024-12-31 | 1.7 | 16.3 | 0 | 2023-12-31 | 0.9 | 17.1 | 0 | 2022-12-31 | 8 | 10 | 0 | 2021-12-31 | 3.8 | 14.2 | 0 | 2020-12-31 | -0.2 | 18.2 | 0 | 2019-12-31 | 0.5 | 17.5 | 0 | 2018-12-31 | 1.9 | 16.1 | 0 | 2017-12-31 | -19.7 | 37.7 | 0 | 2016-12-31 | 1.2 | 16.8 | 0 | 18.74 | 0
2025-12-31 | -5.1 | 23.1 | 0 | 2024-12-31 | 3.2 | 14.8 | 0 | 2023-12-31 | 1.3 | 16.7 | 0 | 2022-12-31 | 8.3 | 9.7 | 0 | 2021-12-31 | 3.9 | 14.1 | 0 | 2020-12-31 | 0.1 | 17.9 | 0 | 2019-12-31 | -0.2 | 18.2 | 0 | 2018-12-31 | 2.6 | 15.4 | 0 | 2017-12-31 | -18.1 | 36.1 | 0 | 2016-12-31 | 2.4 | 15.6 | 0 | 18.16 | 0
2025-12-31 | -4.6 | 22.6 | 0 | 2024-12-31 | 3.2 | 14.8 | 0 | 2023-12-31 | 1.3 | 16.7 | 0 | 2022-12-31 | 8.4 | 9.6 | 0 | 2021-12-31 | 4.8 | 13.2 | 0 | 2020-12-31 | 0.7 | 17.3 | 0 | 2019-12-31 | 0 | 18 | 0 | 2018-12-31 | 3.5 | 14.5 | 0 | 2017-12-31 | -17 | 35 | 0 | 2016-12-31 | 2.7 | 15.3 | 0 | 17.7 | 0
2025-12-31 | -4.6 | 22.6 | 0 | 2024-12-31 | 3.7 | 14.3 | 0 | 2023-12-31 | 1 | 17 | 0 | 2022-12-31 | 8.4 | 9.6 | 0 | 2021-12-31 | 5.5 | 12.5 | 0 | 2020-12-31 | 1.1 | 16.9 | 0 | 2019-12-31 | -0.2 | 18.2 | 0 | 2018-12-31 | 3.5 | 14.5 | 0 | 2017-12-31 | -16.1 | 34.1 | 0 | 2016-12-31 | 3.3 | 14.7 | 0 | 17.44 | 0
2025-12-31 | -4.2 | 22.2 | 0 | 2024-12-31 | 4 | 14 | 0 | 2023-12-31 | 0.9 | 17.1 | 0 | 2022-12-31 | 9.2 | 8.8 | 0 | 2021-12-31 | 5.9 | 12.1 | 0 | 2020-12-31 | 1.3 | 16.7 | 0 | 2019-12-31 | 0 | 18 | 0 | 2018-12-31 | 3.1 | 14.9 | 0 | 2017-12-31 | -15 | 33 | 0 | 2016-12-31 | 3.5 | 14.5 | 0 | 17.13 | 0
2025-12-31 | -4.6 | 22.6 | 0 | 2024-12-31 | 3.7 | 14.3 | 0 | 2023-12-31 | 1.1 | 16.9 | 0 | 2022-12-31 | 8.9 | 9.1 | 0 | 2021-12-31 | 6.7 | 11.3 | 0 | 2020-12-31 | 1.5 | 16.5 | 0 | 2019-12-31 | -0.1 | 18.1 | 0 | 2018-12-31 | 2.8 | 15.2 | 0 | 2017-12-31 | -14.9 | 32.9 | 0 | 2016-12-31 | 3.6 | 14.4 | 0 | 17.13 | 0
2025-12-31 | -5.2 | 23.2 | 0 | 2024-12-31 | 3.9 | 14.1 | 0 | 2023-12-31 | 0.7 | 17.3 | 0 | 2022-12-31 | 8 | 10 | 0 | 2021-12-31 | 6.1 | 11.9 | 0 | 2020-12-31 | 1.2 | 16.8 | 0 | 2019-12-31 | -0.5 | 18.5 | 0 | 2018-12-31 | 2.3 | 15.7 | 0 | 2017-12-31 | -14.8 | 32.8 | 0 | 2016-12-31 | 3.6 | 14.4 | 0 | 17.47 | 0
2025-12-31 | -5.5 | 23.5 | 0 | 2024-12-31 | 3.7 | 14.3 | 0 | 2023-12-31 | 0.6 | 17.4 | 0 | 2022-12-31 | 6.9 | 11.1 | 0 | 2021-12-31 | 6 | 12 | 0 | 2020-12-31 | 0.8 | 17.2 | 0 | 2019-12-31 | -0.8 | 18.8 | 0 | 2018-12-31 | 2.2 | 15.8 | 0 | 2017-12-31 | -14.8 | 32.8 | 0 | 2016-12-31 | 2.5 | 15.5 | 0 | 17.84 | 0
2025-12-31 | -5.3 | 23.3 | 0 | 2024-12-31 | 3.9 | 14.1 | 0 | 2023-12-31 | 0.2 | 17.8 | 0 | 2022-12-31 | 5.8 | 12.2 | 0 | 2021-12-31 | 5.4 | 12.6 | 0 | 2020-12-31 | 0.4 | 17.6 | 0 | 2019-12-31 | -0.7 | 18.7 | 0 | 2018-12-31 | 2.4 | 15.6 | 0 | 2017-12-31 | -15 | 33 | 0 | 2016-12-31 | 1.6 | 16.4 | 0 | 18.13 | 0
2025-12-31 | -5.1 | 23.1 | 0 | 2024-12-31 | 3.1 | 14.9 | 0 | 2023-12-31 | -0.1 | 18.1 | 0 | 2022-12-31 | 5.2 | 12.8 | 0 | 2021-12-31 | 4.9 | 13.1 | 0 | 2020-12-31 | 0.2 | 17.8 | 0 | 2019-12-31 | -0.8 | 18.8 | 0 | 2018-12-31 | 2.5 | 15.5 | 0 | 2017-12-31 | -16.3 | 34.3 | 0 | 2016-12-31 | 1.7 | 16.3 | 0 | 18.47 | 0
2025-12-31 | -5.5 | 23.5 | 0 | 2024-12-31 | 3.1 | 14.9 | 0 | 2023-12-31 | -0.4 | 18.4 | 0 | 2022-12-31 | 4.6 | 13.4 | 0 | 2021-12-31 | 5 | 13 | 0 | 2020-12-31 | -0.2 | 18.2 | 0 | 2019-12-31 | -1 | 19 | 0 | 2018-12-31 | 2.9 | 15.1 | 0 | 2017-12-31 | -16.9 | 34.9 | 0 | 2016-12-31 | 2 | 16 | 0 | 18.64 | 0
2025-12-31 | -7 | 25 | 0 | 2024-12-31 | 3 | 15 | 0 | 2023-12-31 | -0.6 | 18.6 | 0 | 2022-12-31 | 4 | 14 | 0 | 2021-12-31 | 4.5 | 13.5 | 0 | 2020-12-31 | -3 | 21 | 0 | 2019-12-31 | -1.1 | 19.1 | 0 | 2018-12-31 | 3.7 | 14.3 | 0 | 2017-12-31 | -18.4 | 36.4 | 0 | 2016-12-31 | 2 | 16 | 0 | 19.29 | 0
2025-12-31 | -7.8 | 25.8 | 0 | 2024-12-31 | 2.7 | 15.3 | 0 | 2023-12-31 | -0.8 | 18.8 | 0 | 2022-12-31 | 4 | 14 | 0 | 2021-12-31 | 4.2 | 13.8 | 0 | 2020-12-31 | -0.8 | 18.8 | 0 | 2019-12-31 | -1.5 | 19.5 | 0 | 2018-12-31 | 4 | 14 | 0 | 2017-12-31 | -17.8 | 35.8 | 0 | 2016-12-31 | 1.4 | 16.6 | 0 | 19.24 | 0
2025-12-31 | -9 | 27 | 0 | 2024-12-31 | 2.4 | 15.6 | 0 | 2023-12-31 | -1.1 | 19.1 | 0 | 2022-12-31 | 3.7 | 14.3 | 0 | 2021-12-31 | 4 | 14 | 0 | 2020-12-31 | -2.1 | 20.1 | 0 | 2019-12-31 | -1.2 | 19.2 | 0 | 2018-12-31 | 4.3 | 13.7 | 0 | 2017-12-31 | -17.7 | 35.7 | 0 | 2016-12-31 | 0.9 | 17.1 | 0 | 19.58 | 0

## RES_Model_Actual
Date | Res Load | Actual HDD | Actual CDD | Weekend | H0 | H1 | H2 | H3 | H4 | H5 | H6 | H7 | H8 | H9 | H10 | H11 | H12 | H13 | H14 | H15 | H16 | H17 | H18 | H19 | H20 | H21 | H22 | H23 | Res Predicted | H23 | H22 | H21 | H20 | H19 | H18 | H17 | H16 | H15 | H14 | H13 | H12 | H11 | H10 | H9 | H8 | H7 | H6 | H5 | H4 | H3 | H2 | H1 | H0 | Weekend | CDD | HDD | Intercept | <- Hidden Col | Intercept | 4910.2814
2025-01-01 | 7675.516 | 16.4 | 0 | 0 | 1 | 0 | 0 | 0 | 0 | 0 | 0 | 0 | 0 | 0 | 0 | 0 | 0 | 0 | 0 | 0 | 0 | 0 | 0 | 0 | 0 | 0 | 0 | 0 | 7677.3377 | 679.5748 | 1689.482 | 2852.867 | 3826.9105 | 4206.1121 | 4296.567 | 4315.2043 | 3823.4161 | 2791.5046 | 2098.8588 | 1913.4824 | 1991.4329 | 2081.6462 | 1971.057 | 1899.6165 | 1786.4824 | 1443.5924 | 775.9531 | 0 | -537.5725 | -718.3099 | -673.0317 | -444.3708 | -24.7823 | 483.1313 | 571.4449 | 170.2341 | 4910.2814 |  | HDD | 170.2341
2025-01-01 | 7042.017 | 16.4 | 0 | 0 | 0 | 1 | 0 | 0 | 0 | 0 | 0 | 0 | 0 | 0 | 0 | 0 | 0 | 0 | 0 | 0 | 0 | 0 | 0 | 0 | 0 | 0 | 0 | 0 | 7257.7491 | 88.1265 | 88.1426 | 88.1696 | 88.2036 | 88.2818 | 88.391 | 88.5226 | 88.6124 | 88.63 | 88.6288 | 88.5971 | 88.5181 | 88.4184 | 88.3155 | 88.2129 | 88.1407 | 88.1112 | 88.103 | 0 | 88.1023 | 88.1032 | 88.1057 | 88.1101 | 88.1173 | 28.189 | 5.0473 | 1.5664 | 65.8841 |  | CDD | 571.4449
2025-01-01 | 6693.287 | 16.6 | 0 | 0 | 0 | 0 | 1 | 0 | 0 | 0 | 0 | 0 | 0 | 0 | 0 | 0 | 0 | 0 | 0 | 0 | 0 | 0 | 0 | 0 | 0 | 0 | 0 | 0 | 7063.1351 | 0.80697 | 1190.1957 | #N/A | #N/A | #N/A | #N/A | #N/A | #N/A | #N/A | #N/A | #N/A | #N/A | #N/A | #N/A | #N/A | #N/A | #N/A | #N/A | #N/A | #N/A | #N/A | #N/A | #N/A | #N/A | #N/A | #N/A | #N/A | #N/A |  | Weekend | 483.1313
2025-01-01 | 6450.792 | 17.2 | 0 | 0 | 0 | 0 | 0 | 1 | 0 | 0 | 0 | 0 | 0 | 0 | 0 | 0 | 0 | 0 | 0 | 0 | 0 | 0 | 0 | 0 | 0 | 0 | 0 | 0 | 7119.9972 | 1404.2051 | 8733 | #N/A | #N/A | #N/A | #N/A | #N/A | #N/A | #N/A | #N/A | #N/A | #N/A | #N/A | #N/A | #N/A | #N/A | #N/A | #N/A | #N/A | #N/A | #N/A | #N/A | #N/A | #N/A | #N/A | #N/A | #N/A | #N/A |  | H0 | -24.7823
2025-01-01 | 6410.128 | 16.6 | 0 | 0 | 0 | 0 | 0 | 0 | 1 | 0 | 0 | 0 | 0 | 0 | 0 | 0 | 0 | 0 | 0 | 0 | 0 | 0 | 0 | 0 | 0 | 0 | 0 | 0 | 7198.5943 | 51717875626.5749 | 12370870116.3952 | #N/A | #N/A | #N/A | #N/A | #N/A | #N/A | #N/A | #N/A | #N/A | #N/A | #N/A | #N/A | #N/A | #N/A | #N/A | #N/A | #N/A | #N/A | #N/A | #N/A | #N/A | #N/A | #N/A | #N/A | #N/A | #N/A |  | H1 | -444.3708
2025-01-01 | 6572.33 | 17 | 0 | 0 | 0 | 0 | 0 | 0 | 0 | 1 | 0 | 0 | 0 | 0 | 0 | 0 | 0 | 0 | 0 | 0 | 0 | 0 | 0 | 0 | 0 | 0 | 0 | 0 | 7804.2604 | [29 empty] | H2 | -673.0317
2025-01-01 | 6866.646 | 16.5 | 0 | 0 | 0 | 0 | 0 | 0 | 0 | 0 | 1 | 0 | 0 | 0 | 0 | 0 | 0 | 0 | 0 | 0 | 0 | 0 | 0 | 0 | 0 | 0 | 0 | 0 | 8495.0965 | [29 empty] | H3 | -718.3099
2025-01-01 | 7322.288 | 16.1 | 0 | 0 | 0 | 0 | 0 | 0 | 0 | 0 | 0 | 1 | 0 | 0 | 0 | 0 | 0 | 0 | 0 | 0 | 0 | 0 | 0 | 0 | 0 | 0 | 0 | 0 | 9094.6421 | [29 empty] | H4 | -537.5725
2025-01-01 | 8217.649 | 16 | 0 | 0 | 0 | 0 | 0 | 0 | 0 | 0 | 0 | 0 | 1 | 0 | 0 | 0 | 0 | 0 | 0 | 0 | 0 | 0 | 0 | 0 | 0 | 0 | 0 | 0 | 9420.5087 | [29 empty] | H5 | 0
2025-01-01 | 9037.364 | 15.8 | 0 | 0 | 0 | 0 | 0 | 0 | 0 | 0 | 0 | 0 | 0 | 1 | 0 | 0 | 0 | 0 | 0 | 0 | 0 | 0 | 0 | 0 | 0 | 0 | 0 | 0 | 9499.596 | [29 empty] | H6 | 775.9531
2025-01-01 | 9959.343 | 15.3 | 0 | 0 | 0 | 0 | 0 | 0 | 0 | 0 | 0 | 0 | 0 | 0 | 1 | 0 | 0 | 0 | 0 | 0 | 0 | 0 | 0 | 0 | 0 | 0 | 0 | 0 | 9485.9195 | [29 empty] | H7 | 1443.5924
2025-01-01 | 10724.41 | 15.5 | 0 | 0 | 0 | 0 | 0 | 0 | 0 | 0 | 0 | 0 | 0 | 0 | 0 | 1 | 0 | 0 | 0 | 0 | 0 | 0 | 0 | 0 | 0 | 0 | 0 | 0 | 9630.5555 | [29 empty] | H8 | 1786.4824
2025-01-01 | 11012.83 | 15.4 | 0 | 0 | 0 | 0 | 0 | 0 | 0 | 0 | 0 | 0 | 0 | 0 | 0 | 0 | 1 | 0 | 0 | 0 | 0 | 0 | 0 | 0 | 0 | 0 | 0 | 0 | 9523.3188 | [29 empty] | H9 | 1899.6165
2025-01-01 | 11045.793 | 15.8 | 0 | 0 | 0 | 0 | 0 | 0 | 0 | 0 | 0 | 0 | 0 | 0 | 0 | 0 | 0 | 1 | 0 | 0 | 0 | 0 | 0 | 0 | 0 | 0 | 0 | 0 | 9513.4619 | [29 empty] | H10 | 1971.057
2025-01-01 | 11004.477 | 15.6 | 0 | 0 | 0 | 0 | 0 | 0 | 0 | 0 | 0 | 0 | 0 | 0 | 0 | 0 | 0 | 0 | 1 | 0 | 0 | 0 | 0 | 0 | 0 | 0 | 0 | 0 | 9664.7915 | [29 empty] | H11 | 2081.6462
2025-01-01 | 11166.295 | 15.5 | 0 | 0 | 0 | 0 | 0 | 0 | 0 | 0 | 0 | 0 | 0 | 0 | 0 | 0 | 0 | 0 | 0 | 1 | 0 | 0 | 0 | 0 | 0 | 0 | 0 | 0 | 10340.4139 | [29 empty] | H12 | 1991.4329
2025-01-01 | 12392.658 | 15.3 | 0 | 0 | 0 | 0 | 0 | 0 | 0 | 0 | 0 | 0 | 0 | 0 | 0 | 0 | 0 | 0 | 0 | 0 | 1 | 0 | 0 | 0 | 0 | 0 | 0 | 0 | 11338.2786 | [29 empty] | H13 | 1913.4824
2025-01-01 | 13475.66 | 15.9 | 0 | 0 | 0 | 0 | 0 | 0 | 0 | 0 | 0 | 0 | 0 | 0 | 0 | 0 | 0 | 0 | 0 | 0 | 0 | 1 | 0 | 0 | 0 | 0 | 0 | 0 | 11932.2072 | [29 empty] | H14 | 2098.8588
2025-01-01 | 12554.41 | 16.8 | 0 | 0 | 0 | 0 | 0 | 0 | 0 | 0 | 0 | 0 | 0 | 0 | 0 | 0 | 0 | 0 | 0 | 0 | 0 | 0 | 1 | 0 | 0 | 0 | 0 | 0 | 12066.7805 | [29 empty] | H15 | 2791.5046
2025-01-01 | 11967.093 | 16.8 | 0 | 0 | 0 | 0 | 0 | 0 | 0 | 0 | 0 | 0 | 0 | 0 | 0 | 0 | 0 | 0 | 0 | 0 | 0 | 0 | 0 | 1 | 0 | 0 | 0 | 0 | 11976.3257 | [29 empty] | H16 | 3823.4161
2025-01-01 | 11378.502 | 16.7 | 0 | 0 | 0 | 0 | 0 | 0 | 0 | 0 | 0 | 0 | 0 | 0 | 0 | 0 | 0 | 0 | 0 | 0 | 0 | 0 | 0 | 0 | 1 | 0 | 0 | 0 | 11580.1007 | [29 empty] | H17 | 4315.2043
2025-01-01 | 10650.122 | 17 | 0 | 0 | 0 | 0 | 0 | 0 | 0 | 0 | 0 | 0 | 0 | 0 | 0 | 0 | 0 | 0 | 0 | 0 | 0 | 0 | 0 | 0 | 0 | 1 | 0 | 0 | 10657.1274 | [29 empty] | H18 | 4296.567
2025-01-01 | 9542.553 | 17.6 | 0 | 0 | 0 | 0 | 0 | 0 | 0 | 0 | 0 | 0 | 0 | 0 | 0 | 0 | 0 | 0 | 0 | 0 | 0 | 0 | 0 | 0 | 0 | 0 | 1 | 0 | 9595.8828 | [29 empty] | H19 | 4206.1121
2025-01-01 | 8479.163 | 18 | 0 | 0 | 0 | 0 | 0 | 0 | 0 | 0 | 0 | 0 | 0 | 0 | 0 | 0 | 0 | 0 | 0 | 0 | 0 | 0 | 0 | 0 | 0 | 0 | 0 | 1 | 8654.0693 | [29 empty] | H20 | 3826.9105
2025-01-02 | 7696.438 | 17.8 | 0 | 0 | 1 | 0 | 0 | 0 | 0 | 0 | 0 | 0 | 0 | 0 | 0 | 0 | 0 | 0 | 0 | 0 | 0 | 0 | 0 | 0 | 0 | 0 | 0 | 0 | 7915.6654 | [29 empty] | H21 | 2852.867
2025-01-02 | 7172.707 | 18.1 | 0 | 0 | 0 | 1 | 0 | 0 | 0 | 0 | 0 | 0 | 0 | 0 | 0 | 0 | 0 | 0 | 0 | 0 | 0 | 0 | 0 | 0 | 0 | 0 | 0 | 0 | 7547.147 | [29 empty] | H22 | 1689.482
2025-01-02 | 6946.248 | 18.2 | 0 | 0 | 0 | 0 | 1 | 0 | 0 | 0 | 0 | 0 | 0 | 0 | 0 | 0 | 0 | 0 | 0 | 0 | 0 | 0 | 0 | 0 | 0 | 0 | 0 | 0 | 7335.5096 | [29 empty] | H23 | 679.5748
2025-01-02 | 6942.424 | 18.2 | 0 | 0 | 0 | 0 | 0 | 1 | 0 | 0 | 0 | 0 | 0 | 0 | 0 | 0 | 0 | 0 | 0 | 0 | 0 | 0 | 0 | 0 | 0 | 0 | 0 | 0 | 7290.2313
2025-01-02 | 7046.724 | 17.7 | 0 | 0 | 0 | 0 | 0 | 0 | 1 | 0 | 0 | 0 | 0 | 0 | 0 | 0 | 0 | 0 | 0 | 0 | 0 | 0 | 0 | 0 | 0 | 0 | 0 | 0 | 7385.8517
2025-01-02 | 7485.009 | 17.9 | 0 | 0 | 0 | 0 | 0 | 0 | 0 | 1 | 0 | 0 | 0 | 0 | 0 | 0 | 0 | 0 | 0 | 0 | 0 | 0 | 0 | 0 | 0 | 0 | 0 | 0 | 7957.471 | [29 empty] | H5 | The regression includes a full set of 24 hourly indicator variables.
2025-01-02 | 8012.54 | 18.8 | 0 | 0 | 0 | 0 | 0 | 0 | 0 | 0 | 1 | 0 | 0 | 0 | 0 | 0 | 0 | 0 | 0 | 0 | 0 | 0 | 0 | 0 | 0 | 0 | 0 | 0 | 8886.6348 | [30 empty] | Because those indicators sum to one in every observation, including a separate intercept would create perfect multicollinearity.
2025-01-02 | 8589.184 | 18.9 | 0 | 0 | 0 | 0 | 0 | 0 | 0 | 0 | 0 | 1 | 0 | 0 | 0 | 0 | 0 | 0 | 0 | 0 | 0 | 0 | 0 | 0 | 0 | 0 | 0 | 0 | 9571.2975 | [30 empty] | Accordingly, the model is estimated without an intercept so that each hourly coefficient represents the average load in that hour.
2025-01-02 | 9342.301 | 18.8 | 0 | 0 | 0 | 0 | 0 | 0 | 0 | 0 | 0 | 0 | 1 | 0 | 0 | 0 | 0 | 0 | 0 | 0 | 0 | 0 | 0 | 0 | 0 | 0 | 0 | 0 | 9897.1641 | [30 empty] | For this reason, H5 is zero
2025-01-02 | 9628.586 | 18.6 | 0 | 0 | 0 | 0 | 0 | 0 | 0 | 0 | 0 | 0 | 0 | 1 | 0 | 0 | 0 | 0 | 0 | 0 | 0 | 0 | 0 | 0 | 0 | 0 | 0 | 0 | 9976.2514
2025-01-02 | 9848 | 18.9 | 0 | 0 | 0 | 0 | 0 | 0 | 0 | 0 | 0 | 0 | 0 | 0 | 1 | 0 | 0 | 0 | 0 | 0 | 0 | 0 | 0 | 0 | 0 | 0 | 0 | 0 | 10098.7621
2025-01-02 | 9974.529 | 19.7 | 0 | 0 | 0 | 0 | 0 | 0 | 0 | 0 | 0 | 0 | 0 | 0 | 0 | 1 | 0 | 0 | 0 | 0 | 0 | 0 | 0 | 0 | 0 | 0 | 0 | 0 | 10345.5385
2025-01-02 | 10185.25 | 19.4 | 0 | 0 | 0 | 0 | 0 | 0 | 0 | 0 | 0 | 0 | 0 | 0 | 0 | 0 | 1 | 0 | 0 | 0 | 0 | 0 | 0 | 0 | 0 | 0 | 0 | 0 | 10204.255
2025-01-02 | 9991.471 | 18.8 | 0 | 0 | 0 | 0 | 0 | 0 | 0 | 0 | 0 | 0 | 0 | 0 | 0 | 0 | 0 | 1 | 0 | 0 | 0 | 0 | 0 | 0 | 0 | 0 | 0 | 0 | 10024.1641
2025-01-02 | 9886.872 | 18.6 | 0 | 0 | 0 | 0 | 0 | 0 | 0 | 0 | 0 | 0 | 0 | 0 | 0 | 0 | 0 | 0 | 1 | 0 | 0 | 0 | 0 | 0 | 0 | 0 | 0 | 0 | 10175.4937
2025-01-02 | 10222.101 | 19.3 | 0 | 0 | 0 | 0 | 0 | 0 | 0 | 0 | 0 | 0 | 0 | 0 | 0 | 0 | 0 | 0 | 0 | 1 | 0 | 0 | 0 | 0 | 0 | 0 | 0 | 0 | 10987.3033
2025-01-02 | 11334.025 | 20.1 | 0 | 0 | 0 | 0 | 0 | 0 | 0 | 0 | 0 | 0 | 0 | 0 | 0 | 0 | 0 | 0 | 0 | 0 | 1 | 0 | 0 | 0 | 0 | 0 | 0 | 0 | 12155.4021
2025-01-02 | 12823.861 | 21 | 0 | 0 | 0 | 0 | 0 | 0 | 0 | 0 | 0 | 0 | 0 | 0 | 0 | 0 | 0 | 0 | 0 | 0 | 0 | 1 | 0 | 0 | 0 | 0 | 0 | 0 | 12800.4009
2025-01-02 | 12586.179 | 21.2 | 0 | 0 | 0 | 0 | 0 | 0 | 0 | 0 | 0 | 0 | 0 | 0 | 0 | 0 | 0 | 0 | 0 | 0 | 0 | 0 | 1 | 0 | 0 | 0 | 0 | 0 | 12815.8104
2025-01-02 | 12450.303 | 21.2 | 0 | 0 | 0 | 0 | 0 | 0 | 0 | 0 | 0 | 0 | 0 | 0 | 0 | 0 | 0 | 0 | 0 | 0 | 0 | 0 | 0 | 1 | 0 | 0 | 0 | 0 | 12725.3556
2025-01-02 | 12166.24 | 21.1 | 0 | 0 | 0 | 0 | 0 | 0 | 0 | 0 | 0 | 0 | 0 | 0 | 0 | 0 | 0 | 0 | 0 | 0 | 0 | 0 | 0 | 0 | 1 | 0 | 0 | 0 | 12329.1306
2025-01-02 | 11341.997 | 21.1 | 0 | 0 | 0 | 0 | 0 | 0 | 0 | 0 | 0 | 0 | 0 | 0 | 0 | 0 | 0 | 0 | 0 | 0 | 0 | 0 | 0 | 0 | 0 | 1 | 0 | 0 | 11355.087
2025-01-02 | 10255.276 | 20.9 | 0 | 0 | 0 | 0 | 0 | 0 | 0 | 0 | 0 | 0 | 0 | 0 | 0 | 0 | 0 | 0 | 0 | 0 | 0 | 0 | 0 | 0 | 0 | 0 | 1 | 0 | 10157.6552
2025-01-02 | 9210.632 | 20.7 | 0 | 0 | 0 | 0 | 0 | 0 | 0 | 0 | 0 | 0 | 0 | 0 | 0 | 0 | 0 | 0 | 0 | 0 | 0 | 0 | 0 | 0 | 0 | 0 | 0 | 1 | 9113.7012
2025-01-03 | 8347.498 | 21.4 | 0 | 0 | 1 | 0 | 0 | 0 | 0 | 0 | 0 | 0 | 0 | 0 | 0 | 0 | 0 | 0 | 0 | 0 | 0 | 0 | 0 | 0 | 0 | 0 | 0 | 0 | 8528.508
2025-01-03 | 7788.315 | 21 | 0 | 0 | 0 | 1 | 0 | 0 | 0 | 0 | 0 | 0 | 0 | 0 | 0 | 0 | 0 | 0 | 0 | 0 | 0 | 0 | 0 | 0 | 0 | 0 | 0 | 0 | 8040.8258
2025-01-03 | 7525.756 | 20.8 | 0 | 0 | 0 | 0 | 1 | 0 | 0 | 0 | 0 | 0 | 0 | 0 | 0 | 0 | 0 | 0 | 0 | 0 | 0 | 0 | 0 | 0 | 0 | 0 | 0 | 0 | 7778.1181
2025-01-03 | 7521.94 | 20.8 | 0 | 0 | 0 | 0 | 0 | 1 | 0 | 0 | 0 | 0 | 0 | 0 | 0 | 0 | 0 | 0 | 0 | 0 | 0 | 0 | 0 | 0 | 0 | 0 | 0 | 0 | 7732.8399
2025-01-03 | 7621.215 | 21 | 0 | 0 | 0 | 0 | 0 | 0 | 1 | 0 | 0 | 0 | 0 | 0 | 0 | 0 | 0 | 0 | 0 | 0 | 0 | 0 | 0 | 0 | 0 | 0 | 0 | 0 | 7947.6241
2025-01-03 | 7972.679 | 21.1 | 0 | 0 | 0 | 0 | 0 | 0 | 0 | 1 | 0 | 0 | 0 | 0 | 0 | 0 | 0 | 0 | 0 | 0 | 0 | 0 | 0 | 0 | 0 | 0 | 0 | 0 | 8502.22
2025-01-03 | 8469.202 | 21.8 | 0 | 0 | 0 | 0 | 0 | 0 | 0 | 0 | 1 | 0 | 0 | 0 | 0 | 0 | 0 | 0 | 0 | 0 | 0 | 0 | 0 | 0 | 0 | 0 | 0 | 0 | 9397.337
2025-01-03 | 9030.736 | 21.5 | 0 | 0 | 0 | 0 | 0 | 0 | 0 | 0 | 0 | 1 | 0 | 0 | 0 | 0 | 0 | 0 | 0 | 0 | 0 | 0 | 0 | 0 | 0 | 0 | 0 | 0 | 10013.906
2025-01-03 | 9787.565 | 21.4 | 0 | 0 | 0 | 0 | 0 | 0 | 0 | 0 | 0 | 0 | 1 | 0 | 0 | 0 | 0 | 0 | 0 | 0 | 0 | 0 | 0 | 0 | 0 | 0 | 0 | 0 | 10339.7726
2025-01-03 | 9801.184 | 21.1 | 0 | 0 | 0 | 0 | 0 | 0 | 0 | 0 | 0 | 0 | 0 | 1 | 0 | 0 | 0 | 0 | 0 | 0 | 0 | 0 | 0 | 0 | 0 | 0 | 0 | 0 | 10401.8365
2025-01-03 | 9687.32 | 20.2 | 0 | 0 | 0 | 0 | 0 | 0 | 0 | 0 | 0 | 0 | 0 | 0 | 1 | 0 | 0 | 0 | 0 | 0 | 0 | 0 | 0 | 0 | 0 | 0 | 0 | 0 | 10320.0664
2025-01-03 | 10123.681 | 19.2 | 0 | 0 | 0 | 0 | 0 | 0 | 0 | 0 | 0 | 0 | 0 | 0 | 0 | 1 | 0 | 0 | 0 | 0 | 0 | 0 | 0 | 0 | 0 | 0 | 0 | 0 | 10260.4215
2025-01-03 | 10013.339 | 18.5 | 0 | 0 | 0 | 0 | 0 | 0 | 0 | 0 | 0 | 0 | 0 | 0 | 0 | 0 | 1 | 0 | 0 | 0 | 0 | 0 | 0 | 0 | 0 | 0 | 0 | 0 | 10051.0444
2025-01-03 | 9501.853 | 19.4 | 0 | 0 | 0 | 0 | 0 | 0 | 0 | 0 | 0 | 0 | 0 | 0 | 0 | 0 | 0 | 1 | 0 | 0 | 0 | 0 | 0 | 0 | 0 | 0 | 0 | 0 | 10126.3045
2025-01-03 | 9457.501 | 19 | 0 | 0 | 0 | 0 | 0 | 0 | 0 | 0 | 0 | 0 | 0 | 0 | 0 | 0 | 0 | 0 | 1 | 0 | 0 | 0 | 0 | 0 | 0 | 0 | 0 | 0 | 10243.5873
2025-01-03 | 10149.054 | 20.2 | 0 | 0 | 0 | 0 | 0 | 0 | 0 | 0 | 0 | 0 | 0 | 0 | 0 | 0 | 0 | 0 | 0 | 1 | 0 | 0 | 0 | 0 | 0 | 0 | 0 | 0 | 11140.514
2025-01-03 | 11402.711 | 21 | 0 | 0 | 0 | 0 | 0 | 0 | 0 | 0 | 0 | 0 | 0 | 0 | 0 | 0 | 0 | 0 | 0 | 0 | 1 | 0 | 0 | 0 | 0 | 0 | 0 | 0 | 12308.6128
2025-01-03 | 12883.893 | 21.6 | 0 | 0 | 0 | 0 | 0 | 0 | 0 | 0 | 0 | 0 | 0 | 0 | 0 | 0 | 0 | 0 | 0 | 0 | 0 | 1 | 0 | 0 | 0 | 0 | 0 | 0 | 12902.5413
2025-01-03 | 12784.536 | 21.6 | 0 | 0 | 0 | 0 | 0 | 0 | 0 | 0 | 0 | 0 | 0 | 0 | 0 | 0 | 0 | 0 | 0 | 0 | 0 | 0 | 1 | 0 | 0 | 0 | 0 | 0 | 12883.904
2025-01-03 | 12502.979 | 22.1 | 0 | 0 | 0 | 0 | 0 | 0 | 0 | 0 | 0 | 0 | 0 | 0 | 0 | 0 | 0 | 0 | 0 | 0 | 0 | 0 | 0 | 1 | 0 | 0 | 0 | 0 | 12878.5662
2025-01-03 | 12339.355 | 22.2 | 0 | 0 | 0 | 0 | 0 | 0 | 0 | 0 | 0 | 0 | 0 | 0 | 0 | 0 | 0 | 0 | 0 | 0 | 0 | 0 | 0 | 0 | 1 | 0 | 0 | 0 | 12516.388
2025-01-03 | 11721.161 | 22.2 | 0 | 0 | 0 | 0 | 0 | 0 | 0 | 0 | 0 | 0 | 0 | 0 | 0 | 0 | 0 | 0 | 0 | 0 | 0 | 0 | 0 | 0 | 0 | 1 | 0 | 0 | 11542.3445
2025-01-03 | 10639.107 | 22.3 | 0 | 0 | 0 | 0 | 0 | 0 | 0 | 0 | 0 | 0 | 0 | 0 | 0 | 0 | 0 | 0 | 0 | 0 | 0 | 0 | 0 | 0 | 0 | 0 | 1 | 0 | 10395.9829
2025-01-03 | 9766.876 | 22.2 | 0 | 0 | 0 | 0 | 0 | 0 | 0 | 0 | 0 | 0 | 0 | 0 | 0 | 0 | 0 | 0 | 0 | 0 | 0 | 0 | 0 | 0 | 0 | 0 | 0 | 1 | 9369.0523
2025-01-04 | 8992.217 | 22.8 | 0 | 1 | 1 | 0 | 0 | 0 | 0 | 0 | 0 | 0 | 0 | 0 | 0 | 0 | 0 | 0 | 0 | 0 | 0 | 0 | 0 | 0 | 0 | 0 | 0 | 0 | 9249.967
2025-01-04 | 8544.321 | 23.1 | 0 | 1 | 0 | 1 | 0 | 0 | 0 | 0 | 0 | 0 | 0 | 0 | 0 | 0 | 0 | 0 | 0 | 0 | 0 | 0 | 0 | 0 | 0 | 0 | 0 | 0 | 8881.4487
2025-01-04 | 8358.054 | 23.3 | 0 | 1 | 0 | 0 | 1 | 0 | 0 | 0 | 0 | 0 | 0 | 0 | 0 | 0 | 0 | 0 | 0 | 0 | 0 | 0 | 0 | 0 | 0 | 0 | 0 | 0 | 8686.8346
2025-01-04 | 8197.777 | 23.6 | 0 | 1 | 0 | 0 | 0 | 1 | 0 | 0 | 0 | 0 | 0 | 0 | 0 | 0 | 0 | 0 | 0 | 0 | 0 | 0 | 0 | 0 | 0 | 0 | 0 | 0 | 8692.6266
2025-01-04 | 8342.244 | 24.1 | 0 | 1 | 0 | 0 | 0 | 0 | 1 | 0 | 0 | 0 | 0 | 0 | 0 | 0 | 0 | 0 | 0 | 0 | 0 | 0 | 0 | 0 | 0 | 0 | 0 | 0 | 8958.481
2025-01-04 | 8502.033 | 24.5 | 0 | 1 | 0 | 0 | 0 | 0 | 0 | 1 | 0 | 0 | 0 | 0 | 0 | 0 | 0 | 0 | 0 | 0 | 0 | 0 | 0 | 0 | 0 | 0 | 0 | 0 | 9564.1472
2025-01-04 | 8899.858 | 24.3 | 0 | 1 | 0 | 0 | 0 | 0 | 0 | 0 | 1 | 0 | 0 | 0 | 0 | 0 | 0 | 0 | 0 | 0 | 0 | 0 | 0 | 0 | 0 | 0 | 0 | 0 | 10306.0534
2025-01-04 | 9712.684 | 23.6 | 0 | 1 | 0 | 0 | 0 | 0 | 0 | 0 | 0 | 1 | 0 | 0 | 0 | 0 | 0 | 0 | 0 | 0 | 0 | 0 | 0 | 0 | 0 | 0 | 0 | 0 | 10854.5289
2025-01-04 | 10757.117 | 24 | 0 | 1 | 0 | 0 | 0 | 0 | 0 | 0 | 0 | 0 | 1 | 0 | 0 | 0 | 0 | 0 | 0 | 0 | 0 | 0 | 0 | 0 | 0 | 0 | 0 | 0 | 11265.5125
2025-01-04 | 11227.363 | 23.3 | 0 | 1 | 0 | 0 | 0 | 0 | 0 | 0 | 0 | 0 | 0 | 1 | 0 | 0 | 0 | 0 | 0 | 0 | 0 | 0 | 0 | 0 | 0 | 0 | 0 | 0 | 11259.4828
2025-01-04 | 11609.205 | 22 | 0 | 1 | 0 | 0 | 0 | 0 | 0 | 0 | 0 | 0 | 0 | 0 | 1 | 0 | 0 | 0 | 0 | 0 | 0 | 0 | 0 | 0 | 0 | 0 | 0 | 0 | 11109.619
2025-01-04 | 12206.423 | 21 | 0 | 1 | 0 | 0 | 0 | 0 | 0 | 0 | 0 | 0 | 0 | 0 | 0 | 1 | 0 | 0 | 0 | 0 | 0 | 0 | 0 | 0 | 0 | 0 | 0 | 0 | 11049.9741
2025-01-04 | 12410.841 | 20.6 | 0 | 1 | 0 | 0 | 0 | 0 | 0 | 0 | 0 | 0 | 0 | 0 | 0 | 0 | 1 | 0 | 0 | 0 | 0 | 0 | 0 | 0 | 0 | 0 | 0 | 0 | 10891.6672
2025-01-04 | 12414.151 | 20.2 | 0 | 1 | 0 | 0 | 0 | 0 | 0 | 0 | 0 | 0 | 0 | 0 | 0 | 0 | 0 | 1 | 0 | 0 | 0 | 0 | 0 | 0 | 0 | 0 | 0 | 0 | 10745.6231
2025-01-04 | 12369.238 | 21 | 0 | 1 | 0 | 0 | 0 | 0 | 0 | 0 | 0 | 0 | 0 | 0 | 0 | 0 | 0 | 0 | 1 | 0 | 0 | 0 | 0 | 0 | 0 | 0 | 0 | 0 | 11067.1868
2025-01-04 | 12388.556 | 21 | 0 | 1 | 0 | 0 | 0 | 0 | 0 | 0 | 0 | 0 | 0 | 0 | 0 | 0 | 0 | 0 | 0 | 1 | 0 | 0 | 0 | 0 | 0 | 0 | 0 | 0 | 11759.8325
2025-01-04 | 13333.374 | 21.4 | 0 | 1 | 0 | 0 | 0 | 0 | 0 | 0 | 0 | 0 | 0 | 0 | 0 | 0 | 0 | 0 | 0 | 0 | 1 | 0 | 0 | 0 | 0 | 0 | 0 | 0 | 12859.8377
2025-01-04 | 14270.847 | 22.6 | 0 | 1 | 0 | 0 | 0 | 0 | 0 | 0 | 0 | 0 | 0 | 0 | 0 | 0 | 0 | 0 | 0 | 0 | 0 | 1 | 0 | 0 | 0 | 0 | 0 | 0 | 13555.9067
2025-01-04 | 13698.763 | 23.2 | 0 | 1 | 0 | 0 | 0 | 0 | 0 | 0 | 0 | 0 | 0 | 0 | 0 | 0 | 0 | 0 | 0 | 0 | 0 | 0 | 1 | 0 | 0 | 0 | 0 | 0 | 13639.4099
2025-01-04 | 13102.245 | 22.8 | 0 | 1 | 0 | 0 | 0 | 0 | 0 | 0 | 0 | 0 | 0 | 0 | 0 | 0 | 0 | 0 | 0 | 0 | 0 | 0 | 0 | 1 | 0 | 0 | 0 | 0 | 13480.8614
2025-01-04 | 12451.979 | 22.7 | 0 | 1 | 0 | 0 | 0 | 0 | 0 | 0 | 0 | 0 | 0 | 0 | 0 | 0 | 0 | 0 | 0 | 0 | 0 | 0 | 0 | 0 | 1 | 0 | 0 | 0 | 13084.6364
2025-01-04 | 11889.934 | 22.8 | 0 | 1 | 0 | 0 | 0 | 0 | 0 | 0 | 0 | 0 | 0 | 0 | 0 | 0 | 0 | 0 | 0 | 0 | 0 | 0 | 0 | 0 | 0 | 1 | 0 | 0 | 12127.6163
2025-01-04 | 10777.515 | 23.2 | 0 | 1 | 0 | 0 | 0 | 0 | 0 | 0 | 0 | 0 | 0 | 0 | 0 | 0 | 0 | 0 | 0 | 0 | 0 | 0 | 0 | 0 | 0 | 0 | 1 | 0 | 11032.3249
2025-01-04 | 9760.616 | 23.3 | 0 | 1 | 0 | 0 | 0 | 0 | 0 | 0 | 0 | 0 | 0 | 0 | 0 | 0 | 0 | 0 | 0 | 0 | 0 | 0 | 0 | 0 | 0 | 0 | 0 | 1 | 10039.4411
2025-01-05 | 8988.879 | 23.4 | 0 | 1 | 1 | 0 | 0 | 0 | 0 | 0 | 0 | 0 | 0 | 0 | 0 | 0 | 0 | 0 | 0 | 0 | 0 | 0 | 0 | 0 | 0 | 0 | 0 | 0 | 9352.1074
2025-01-05 | 8441.74 | 23.5 | 0 | 1 | 0 | 1 | 0 | 0 | 0 | 0 | 0 | 0 | 0 | 0 | 0 | 0 | 0 | 0 | 0 | 0 | 0 | 0 | 0 | 0 | 0 | 0 | 0 | 0 | 8949.5423
2025-01-05 | 8131.008 | 23.7 | 0 | 1 | 0 | 0 | 1 | 0 | 0 | 0 | 0 | 0 | 0 | 0 | 0 | 0 | 0 | 0 | 0 | 0 | 0 | 0 | 0 | 0 | 0 | 0 | 0 | 0 | 8754.9282
2025-01-05 | 8016.27 | 23.7 | 0 | 1 | 0 | 0 | 0 | 1 | 0 | 0 | 0 | 0 | 0 | 0 | 0 | 0 | 0 | 0 | 0 | 0 | 0 | 0 | 0 | 0 | 0 | 0 | 0 | 0 | 8709.65
2025-01-05 | 8006.609 | 23.6 | 0 | 1 | 0 | 0 | 0 | 0 | 1 | 0 | 0 | 0 | 0 | 0 | 0 | 0 | 0 | 0 | 0 | 0 | 0 | 0 | 0 | 0 | 0 | 0 | 0 | 0 | 8873.364
2025-01-05 | 8224.156 | 23.6 | 0 | 1 | 0 | 0 | 0 | 0 | 0 | 1 | 0 | 0 | 0 | 0 | 0 | 0 | 0 | 0 | 0 | 0 | 0 | 0 | 0 | 0 | 0 | 0 | 0 | 0 | 9410.9365
2025-01-05 | 8621.462 | 23.7 | 0 | 1 | 0 | 0 | 0 | 0 | 0 | 0 | 1 | 0 | 0 | 0 | 0 | 0 | 0 | 0 | 0 | 0 | 0 | 0 | 0 | 0 | 0 | 0 | 0 | 0 | 10203.913
2025-01-05 | 9150.278 | 24.4 | 0 | 1 | 0 | 0 | 0 | 0 | 0 | 0 | 0 | 1 | 0 | 0 | 0 | 0 | 0 | 0 | 0 | 0 | 0 | 0 | 0 | 0 | 0 | 0 | 0 | 0 | 10990.7162
2025-01-05 | 10326.179 | 24 | 0 | 1 | 0 | 0 | 0 | 0 | 0 | 0 | 0 | 0 | 1 | 0 | 0 | 0 | 0 | 0 | 0 | 0 | 0 | 0 | 0 | 0 | 0 | 0 | 0 | 0 | 11265.5125
2025-01-05 | 11251.919 | 22.7 | 0 | 1 | 0 | 0 | 0 | 0 | 0 | 0 | 0 | 0 | 0 | 1 | 0 | 0 | 0 | 0 | 0 | 0 | 0 | 0 | 0 | 0 | 0 | 0 | 0 | 0 | 11157.3424
2025-01-05 | 11914.941 | 21.5 | 0 | 1 | 0 | 0 | 0 | 0 | 0 | 0 | 0 | 0 | 0 | 0 | 1 | 0 | 0 | 0 | 0 | 0 | 0 | 0 | 0 | 0 | 0 | 0 | 0 | 0 | 11024.502
2025-01-05 | 12288.399 | 20.9 | 0 | 1 | 0 | 0 | 0 | 0 | 0 | 0 | 0 | 0 | 0 | 0 | 0 | 1 | 0 | 0 | 0 | 0 | 0 | 0 | 0 | 0 | 0 | 0 | 0 | 0 | 11032.9507
2025-01-05 | 12562.696 | 19.9 | 0 | 1 | 0 | 0 | 0 | 0 | 0 | 0 | 0 | 0 | 0 | 0 | 0 | 0 | 1 | 0 | 0 | 0 | 0 | 0 | 0 | 0 | 0 | 0 | 0 | 0 | 10772.5034
2025-01-05 | 12154.083 | 19 | 0 | 1 | 0 | 0 | 0 | 0 | 0 | 0 | 0 | 0 | 0 | 0 | 0 | 0 | 0 | 1 | 0 | 0 | 0 | 0 | 0 | 0 | 0 | 0 | 0 | 0 | 10541.3422
2025-01-05 | 12213.283 | 19.2 | 0 | 1 | 0 | 0 | 0 | 0 | 0 | 0 | 0 | 0 | 0 | 0 | 0 | 0 | 0 | 0 | 1 | 0 | 0 | 0 | 0 | 0 | 0 | 0 | 0 | 0 | 10760.7655
2025-01-05 | 12167.281 | 19.5 | 0 | 1 | 0 | 0 | 0 | 0 | 0 | 0 | 0 | 0 | 0 | 0 | 0 | 0 | 0 | 0 | 0 | 1 | 0 | 0 | 0 | 0 | 0 | 0 | 0 | 0 | 11504.4815
2025-01-05 | 13615.461 | 21.1 | 0 | 1 | 0 | 0 | 0 | 0 | 0 | 0 | 0 | 0 | 0 | 0 | 0 | 0 | 0 | 0 | 0 | 0 | 1 | 0 | 0 | 0 | 0 | 0 | 0 | 0 | 12808.7675
2025-01-05 | 14651.673 | 21.2 | 0 | 1 | 0 | 0 | 0 | 0 | 0 | 0 | 0 | 0 | 0 | 0 | 0 | 0 | 0 | 0 | 0 | 0 | 0 | 1 | 0 | 0 | 0 | 0 | 0 | 0 | 13317.579
2025-01-05 | 14162.581 | 21.5 | 0 | 1 | 0 | 0 | 0 | 0 | 0 | 0 | 0 | 0 | 0 | 0 | 0 | 0 | 0 | 0 | 0 | 0 | 0 | 0 | 1 | 0 | 0 | 0 | 0 | 0 | 13350.012
2025-01-05 | 13634.996 | 21.2 | 0 | 1 | 0 | 0 | 0 | 0 | 0 | 0 | 0 | 0 | 0 | 0 | 0 | 0 | 0 | 0 | 0 | 0 | 0 | 0 | 0 | 1 | 0 | 0 | 0 | 0 | 13208.4869
2025-01-05 | 12913.586 | 21.4 | 0 | 1 | 0 | 0 | 0 | 0 | 0 | 0 | 0 | 0 | 0 | 0 | 0 | 0 | 0 | 0 | 0 | 0 | 0 | 0 | 0 | 0 | 1 | 0 | 0 | 0 | 12863.3321
2025-01-05 | 11736.662 | 21.3 | 0 | 1 | 0 | 0 | 0 | 0 | 0 | 0 | 0 | 0 | 0 | 0 | 0 | 0 | 0 | 0 | 0 | 0 | 0 | 0 | 0 | 0 | 0 | 1 | 0 | 0 | 11872.2652
2025-01-05 | 10433.198 | 21.7 | 0 | 1 | 0 | 0 | 0 | 0 | 0 | 0 | 0 | 0 | 0 | 0 | 0 | 0 | 0 | 0 | 0 | 0 | 0 | 0 | 0 | 0 | 0 | 0 | 1 | 0 | 10776.9738
2025-01-05 | 9121.28 | 22.1 | 0 | 1 | 0 | 0 | 0 | 0 | 0 | 0 | 0 | 0 | 0 | 0 | 0 | 0 | 0 | 0 | 0 | 0 | 0 | 0 | 0 | 0 | 0 | 0 | 0 | 1 | 9835.1603
2025-01-06 | 8258.466 | 22 | 0 | 0 | 1 | 0 | 0 | 0 | 0 | 0 | 0 | 0 | 0 | 0 | 0 | 0 | 0 | 0 | 0 | 0 | 0 | 0 | 0 | 0 | 0 | 0 | 0 | 0 | 8630.6484
2025-01-06 | 7937.524 | 21.6 | 0 | 0 | 0 | 1 | 0 | 0 | 0 | 0 | 0 | 0 | 0 | 0 | 0 | 0 | 0 | 0 | 0 | 0 | 0 | 0 | 0 | 0 | 0 | 0 | 0 | 0 | 8142.9662
2025-01-06 | 7921.575 | 22.2 | 0 | 0 | 0 | 0 | 1 | 0 | 0 | 0 | 0 | 0 | 0 | 0 | 0 | 0 | 0 | 0 | 0 | 0 | 0 | 0 | 0 | 0 | 0 | 0 | 0 | 0 | 8016.4458
2025-01-06 | 7991.379 | 22.9 | 0 | 0 | 0 | 0 | 0 | 1 | 0 | 0 | 0 | 0 | 0 | 0 | 0 | 0 | 0 | 0 | 0 | 0 | 0 | 0 | 0 | 0 | 0 | 0 | 0 | 0 | 8090.3314
2025-01-06 | 8262.228 | 24.3 | 0 | 0 | 0 | 0 | 0 | 0 | 1 | 0 | 0 | 0 | 0 | 0 | 0 | 0 | 0 | 0 | 0 | 0 | 0 | 0 | 0 | 0 | 0 | 0 | 0 | 0 | 8509.3965
2025-01-06 | 8774.138 | 24.8 | 0 | 0 | 0 | 0 | 0 | 0 | 0 | 1 | 0 | 0 | 0 | 0 | 0 | 0 | 0 | 0 | 0 | 0 | 0 | 0 | 0 | 0 | 0 | 0 | 0 | 0 | 9132.086
2025-01-06 | 9528.873 | 25 | 0 | 0 | 0 | 0 | 0 | 0 | 0 | 0 | 1 | 0 | 0 | 0 | 0 | 0 | 0 | 0 | 0 | 0 | 0 | 0 | 0 | 0 | 0 | 0 | 0 | 0 | 9942.0859
2025-01-06 | 10641.214 | 25.5 | 0 | 0 | 0 | 0 | 0 | 0 | 0 | 0 | 0 | 1 | 0 | 0 | 0 | 0 | 0 | 0 | 0 | 0 | 0 | 0 | 0 | 0 | 0 | 0 | 0 | 0 | 10694.8423
2025-01-06 | 10898.252 | 26.4 | 0 | 0 | 0 | 0 | 0 | 0 | 0 | 0 | 0 | 0 | 1 | 0 | 0 | 0 | 0 | 0 | 0 | 0 | 0 | 0 | 0 | 0 | 0 | 0 | 0 | 0 | 11190.9429
2025-01-06 | 10803.047 | 27 | 0 | 0 | 0 | 0 | 0 | 0 | 0 | 0 | 0 | 0 | 0 | 1 | 0 | 0 | 0 | 0 | 0 | 0 | 0 | 0 | 0 | 0 | 0 | 0 | 0 | 0 | 11406.2175
2025-01-06 | 10838.067 | 26.9 | 0 | 0 | 0 | 0 | 0 | 0 | 0 | 0 | 0 | 0 | 0 | 0 | 1 | 0 | 0 | 0 | 0 | 0 | 0 | 0 | 0 | 0 | 0 | 0 | 0 | 0 | 11460.6346
2025-01-06 | 10867.333 | 27.1 | 0 | 0 | 0 | 0 | 0 | 0 | 0 | 0 | 0 | 0 | 0 | 0 | 0 | 1 | 0 | 0 | 0 | 0 | 0 | 0 | 0 | 0 | 0 | 0 | 0 | 0 | 11605.2705
2025-01-06 | 10718.584 | 27.1 | 0 | 0 | 0 | 0 | 0 | 0 | 0 | 0 | 0 | 0 | 0 | 0 | 0 | 0 | 1 | 0 | 0 | 0 | 0 | 0 | 0 | 0 | 0 | 0 | 0 | 0 | 11515.0573
2025-01-06 | 10290.52 | 26.4 | 0 | 0 | 0 | 0 | 0 | 0 | 0 | 0 | 0 | 0 | 0 | 0 | 0 | 0 | 0 | 1 | 0 | 0 | 0 | 0 | 0 | 0 | 0 | 0 | 0 | 0 | 11317.9429
2025-01-06 | 10204.968 | 26.6 | 0 | 0 | 0 | 0 | 0 | 0 | 0 | 0 | 0 | 0 | 0 | 0 | 0 | 0 | 0 | 0 | 1 | 0 | 0 | 0 | 0 | 0 | 0 | 0 | 0 | 0 | 11537.3662
2025-01-06 | 10538.829 | 26.4 | 0 | 0 | 0 | 0 | 0 | 0 | 0 | 0 | 0 | 0 | 0 | 0 | 0 | 0 | 0 | 0 | 0 | 1 | 0 | 0 | 0 | 0 | 0 | 0 | 0 | 0 | 12195.9651
2025-01-06 | 12071.39 | 26.9 | 0 | 0 | 0 | 0 | 0 | 0 | 0 | 0 | 0 | 0 | 0 | 0 | 0 | 0 | 0 | 0 | 0 | 0 | 1 | 0 | 0 | 0 | 0 | 0 | 0 | 0 | 13312.9937
2025-01-06 | 13882.105 | 27.7 | 0 | 0 | 0 | 0 | 0 | 0 | 0 | 0 | 0 | 0 | 0 | 0 | 0 | 0 | 0 | 0 | 0 | 0 | 0 | 1 | 0 | 0 | 0 | 0 | 0 | 0 | 13940.9691
2025-01-06 | 13687.081 | 27.7 | 0 | 0 | 0 | 0 | 0 | 0 | 0 | 0 | 0 | 0 | 0 | 0 | 0 | 0 | 0 | 0 | 0 | 0 | 0 | 0 | 1 | 0 | 0 | 0 | 0 | 0 | 13922.3318
2025-01-06 | 13620.774 | 27.4 | 0 | 0 | 0 | 0 | 0 | 0 | 0 | 0 | 0 | 0 | 0 | 0 | 0 | 0 | 0 | 0 | 0 | 0 | 0 | 0 | 0 | 1 | 0 | 0 | 0 | 0 | 13780.8067
2025-01-06 | 13149.471 | 27 | 0 | 0 | 0 | 0 | 0 | 0 | 0 | 0 | 0 | 0 | 0 | 0 | 0 | 0 | 0 | 0 | 0 | 0 | 0 | 0 | 0 | 0 | 1 | 0 | 0 | 0 | 13333.5115
2025-01-06 | 12173.552 | 26.5 | 0 | 0 | 0 | 0 | 0 | 0 | 0 | 0 | 0 | 0 | 0 | 0 | 0 | 0 | 0 | 0 | 0 | 0 | 0 | 0 | 0 | 0 | 0 | 1 | 0 | 0 | 12274.351
2025-01-06 | 11001.893 | 26.4 | 0 | 0 | 0 | 0 | 0 | 0 | 0 | 0 | 0 | 0 | 0 | 0 | 0 | 0 | 0 | 0 | 0 | 0 | 0 | 0 | 0 | 0 | 0 | 0 | 1 | 0 | 11093.9425
2025-01-06 | 9953.583 | 26.3 | 0 | 0 | 0 | 0 | 0 | 0 | 0 | 0 | 0 | 0 | 0 | 0 | 0 | 0 | 0 | 0 | 0 | 0 | 0 | 0 | 0 | 0 | 0 | 0 | 0 | 1 | 10067.012
2025-01-07 | 9178.881 | 26.7 | 0 | 0 | 1 | 0 | 0 | 0 | 0 | 0 | 0 | 0 | 0 | 0 | 0 | 0 | 0 | 0 | 0 | 0 | 0 | 0 | 0 | 0 | 0 | 0 | 0 | 0 | 9430.7485
2025-01-07 | 8809.271 | 26.6 | 0 | 0 | 0 | 1 | 0 | 0 | 0 | 0 | 0 | 0 | 0 | 0 | 0 | 0 | 0 | 0 | 0 | 0 | 0 | 0 | 0 | 0 | 0 | 0 | 0 | 0 | 8994.1365
2025-01-07 | 8671.668 | 26.6 | 0 | 0 | 0 | 0 | 1 | 0 | 0 | 0 | 0 | 0 | 0 | 0 | 0 | 0 | 0 | 0 | 0 | 0 | 0 | 0 | 0 | 0 | 0 | 0 | 0 | 0 | 8765.4757
2025-01-07 | 8662.894 | 26.1 | 0 | 0 | 0 | 0 | 0 | 1 | 0 | 0 | 0 | 0 | 0 | 0 | 0 | 0 | 0 | 0 | 0 | 0 | 0 | 0 | 0 | 0 | 0 | 0 | 0 | 0 | 8635.0804
2025-01-07 | 8869.879 | 25.9 | 0 | 0 | 0 | 0 | 0 | 0 | 1 | 0 | 0 | 0 | 0 | 0 | 0 | 0 | 0 | 0 | 0 | 0 | 0 | 0 | 0 | 0 | 0 | 0 | 0 | 0 | 8781.771
2025-01-07 | 9318.455 | 26.3 | 0 | 0 | 0 | 0 | 0 | 0 | 0 | 1 | 0 | 0 | 0 | 0 | 0 | 0 | 0 | 0 | 0 | 0 | 0 | 0 | 0 | 0 | 0 | 0 | 0 | 0 | 9387.4371
2025-01-07 | 10094.391 | 26.1 | 0 | 0 | 0 | 0 | 0 | 0 | 0 | 0 | 1 | 0 | 0 | 0 | 0 | 0 | 0 | 0 | 0 | 0 | 0 | 0 | 0 | 0 | 0 | 0 | 0 | 0 | 10129.3434
2025-01-07 | 10966.985 | 25.7 | 0 | 0 | 0 | 0 | 0 | 0 | 0 | 0 | 0 | 1 | 0 | 0 | 0 | 0 | 0 | 0 | 0 | 0 | 0 | 0 | 0 | 0 | 0 | 0 | 0 | 0 | 10728.8891
2025-01-07 | 11127.913 | 25.9 | 0 | 0 | 0 | 0 | 0 | 0 | 0 | 0 | 0 | 0 | 1 | 0 | 0 | 0 | 0 | 0 | 0 | 0 | 0 | 0 | 0 | 0 | 0 | 0 | 0 | 0 | 11105.8259
2025-01-07 | 10656.566 | 26.2 | 0 | 0 | 0 | 0 | 0 | 0 | 0 | 0 | 0 | 0 | 0 | 1 | 0 | 0 | 0 | 0 | 0 | 0 | 0 | 0 | 0 | 0 | 0 | 0 | 0 | 0 | 11270.0302
2025-01-07 | 10451.455 | 25.9 | 0 | 0 | 0 | 0 | 0 | 0 | 0 | 0 | 0 | 0 | 0 | 0 | 1 | 0 | 0 | 0 | 0 | 0 | 0 | 0 | 0 | 0 | 0 | 0 | 0 | 0 | 11290.4005
2025-01-07 | 10345.71 | 25.6 | 0 | 0 | 0 | 0 | 0 | 0 | 0 | 0 | 0 | 0 | 0 | 0 | 0 | 1 | 0 | 0 | 0 | 0 | 0 | 0 | 0 | 0 | 0 | 0 | 0 | 0 | 11349.9195
2025-01-07 | 10168.738 | 24.6 | 0 | 0 | 0 | 0 | 0 | 0 | 0 | 0 | 0 | 0 | 0 | 0 | 0 | 0 | 1 | 0 | 0 | 0 | 0 | 0 | 0 | 0 | 0 | 0 | 0 | 0 | 11089.4721
2025-01-07 | 9911.591 | 24.2 | 0 | 0 | 0 | 0 | 0 | 0 | 0 | 0 | 0 | 0 | 0 | 0 | 0 | 0 | 0 | 1 | 0 | 0 | 0 | 0 | 0 | 0 | 0 | 0 | 0 | 0 | 10943.428
2025-01-07 | 9894.046 | 22.4 | 0 | 0 | 0 | 0 | 0 | 0 | 0 | 0 | 0 | 0 | 0 | 0 | 0 | 0 | 0 | 0 | 1 | 0 | 0 | 0 | 0 | 0 | 0 | 0 | 0 | 0 | 10822.3831
2025-01-07 | 10497.037 | 22.9 | 0 | 0 | 0 | 0 | 0 | 0 | 0 | 0 | 0 | 0 | 0 | 0 | 0 | 0 | 0 | 0 | 0 | 1 | 0 | 0 | 0 | 0 | 0 | 0 | 0 | 0 | 11600.1459
2025-01-07 | 11947.631 | 23.6 | 0 | 0 | 0 | 0 | 0 | 0 | 0 | 0 | 0 | 0 | 0 | 0 | 0 | 0 | 0 | 0 | 0 | 0 | 1 | 0 | 0 | 0 | 0 | 0 | 0 | 0 | 12751.2213
2025-01-07 | 13657.773 | 24.2 | 0 | 0 | 0 | 0 | 0 | 0 | 0 | 0 | 0 | 0 | 0 | 0 | 0 | 0 | 0 | 0 | 0 | 0 | 0 | 1 | 0 | 0 | 0 | 0 | 0 | 0 | 13345.1499
2025-01-07 | 13552.016 | 24.8 | 0 | 0 | 0 | 0 | 0 | 0 | 0 | 0 | 0 | 0 | 0 | 0 | 0 | 0 | 0 | 0 | 0 | 0 | 0 | 0 | 1 | 0 | 0 | 0 | 0 | 0 | 13428.653
2025-01-07 | 13420.053 | 25.1 | 0 | 0 | 0 | 0 | 0 | 0 | 0 | 0 | 0 | 0 | 0 | 0 | 0 | 0 | 0 | 0 | 0 | 0 | 0 | 0 | 0 | 1 | 0 | 0 | 0 | 0 | 13389.2684
2025-01-07 | 13160.179 | 25.3 | 0 | 0 | 0 | 0 | 0 | 0 | 0 | 0 | 0 | 0 | 0 | 0 | 0 | 0 | 0 | 0 | 0 | 0 | 0 | 0 | 0 | 0 | 1 | 0 | 0 | 0 | 13044.1136
2025-01-07 | 12408.056 | 25.4 | 0 | 0 | 0 | 0 | 0 | 0 | 0 | 0 | 0 | 0 | 0 | 0 | 0 | 0 | 0 | 0 | 0 | 0 | 0 | 0 | 0 | 0 | 0 | 1 | 0 | 0 | 12087.0935
2025-01-07 | 11070.2 | 24.6 | 0 | 0 | 0 | 0 | 0 | 0 | 0 | 0 | 0 | 0 | 0 | 0 | 0 | 0 | 0 | 0 | 0 | 0 | 0 | 0 | 0 | 0 | 0 | 0 | 1 | 0 | 10787.5212
2025-01-07 | 10019.187 | 24.8 | 0 | 0 | 0 | 0 | 0 | 0 | 0 | 0 | 0 | 0 | 0 | 0 | 0 | 0 | 0 | 0 | 0 | 0 | 0 | 0 | 0 | 0 | 0 | 0 | 0 | 1 | 9811.6609
2025-01-08 | 9352.088 | 24.8 | 0 | 0 | 1 | 0 | 0 | 0 | 0 | 0 | 0 | 0 | 0 | 0 | 0 | 0 | 0 | 0 | 0 | 0 | 0 | 0 | 0 | 0 | 0 | 0 | 0 | 0 | 9107.3038
2025-01-08 | 9035.587 | 25.3 | 0 | 0 | 0 | 1 | 0 | 0 | 0 | 0 | 0 | 0 | 0 | 0 | 0 | 0 | 0 | 0 | 0 | 0 | 0 | 0 | 0 | 0 | 0 | 0 | 0 | 0 | 8772.8322
2025-01-08 | 9010.018 | 26.7 | 0 | 0 | 0 | 0 | 1 | 0 | 0 | 0 | 0 | 0 | 0 | 0 | 0 | 0 | 0 | 0 | 0 | 0 | 0 | 0 | 0 | 0 | 0 | 0 | 0 | 0 | 8782.4991
2025-01-08 | 9028.803 | 27.1 | 0 | 0 | 0 | 0 | 0 | 1 | 0 | 0 | 0 | 0 | 0 | 0 | 0 | 0 | 0 | 0 | 0 | 0 | 0 | 0 | 0 | 0 | 0 | 0 | 0 | 0 | 8805.3144
2025-01-08 | 9216.959 | 27.1 | 0 | 0 | 0 | 0 | 0 | 0 | 1 | 0 | 0 | 0 | 0 | 0 | 0 | 0 | 0 | 0 | 0 | 0 | 0 | 0 | 0 | 0 | 0 | 0 | 0 | 0 | 8986.0519
2025-01-08 | 9715.134 | 27.3 | 0 | 0 | 0 | 0 | 0 | 0 | 0 | 1 | 0 | 0 | 0 | 0 | 0 | 0 | 0 | 0 | 0 | 0 | 0 | 0 | 0 | 0 | 0 | 0 | 0 | 0 | 9557.6712
2025-01-08 | 10657.331 | 30 | 0 | 0 | 0 | 0 | 0 | 0 | 0 | 0 | 1 | 0 | 0 | 0 | 0 | 0 | 0 | 0 | 0 | 0 | 0 | 0 | 0 | 0 | 0 | 0 | 0 | 0 | 10793.2562
2025-01-08 | 11644.756 | 30.9 | 0 | 0 | 0 | 0 | 0 | 0 | 0 | 0 | 0 | 1 | 0 | 0 | 0 | 0 | 0 | 0 | 0 | 0 | 0 | 0 | 0 | 0 | 0 | 0 | 0 | 0 | 11614.1062
2025-01-08 | 11839.353 | 30.6 | 0 | 0 | 0 | 0 | 0 | 0 | 0 | 0 | 0 | 0 | 1 | 0 | 0 | 0 | 0 | 0 | 0 | 0 | 0 | 0 | 0 | 0 | 0 | 0 | 0 | 0 | 11905.926
2025-01-08 | 11423.24 | 30.2 | 0 | 0 | 0 | 0 | 0 | 0 | 0 | 0 | 0 | 0 | 0 | 1 | 0 | 0 | 0 | 0 | 0 | 0 | 0 | 0 | 0 | 0 | 0 | 0 | 0 | 0 | 11950.9665
2025-01-08 | 11190.87 | 28.9 | 0 | 0 | 0 | 0 | 0 | 0 | 0 | 0 | 0 | 0 | 0 | 0 | 1 | 0 | 0 | 0 | 0 | 0 | 0 | 0 | 0 | 0 | 0 | 0 | 0 | 0 | 11801.1027
2025-01-08 | 11218.745 | 27.9 | 0 | 0 | 0 | 0 | 0 | 0 | 0 | 0 | 0 | 0 | 0 | 0 | 0 | 1 | 0 | 0 | 0 | 0 | 0 | 0 | 0 | 0 | 0 | 0 | 0 | 0 | 11741.4578
2025-01-08 | 11149.44 | 26.2 | 0 | 0 | 0 | 0 | 0 | 0 | 0 | 0 | 0 | 0 | 0 | 0 | 0 | 0 | 1 | 0 | 0 | 0 | 0 | 0 | 0 | 0 | 0 | 0 | 0 | 0 | 11361.8466
2025-01-08 | 10734.811 | 25.8 | 0 | 0 | 0 | 0 | 0 | 0 | 0 | 0 | 0 | 0 | 0 | 0 | 0 | 0 | 0 | 1 | 0 | 0 | 0 | 0 | 0 | 0 | 0 | 0 | 0 | 0 | 11215.8025
2025-01-08 | 10383.102 | 24.6 | 0 | 0 | 0 | 0 | 0 | 0 | 0 | 0 | 0 | 0 | 0 | 0 | 0 | 0 | 0 | 0 | 1 | 0 | 0 | 0 | 0 | 0 | 0 | 0 | 0 | 0 | 11196.898
2025-01-08 | 10919.173 | 25.3 | 0 | 0 | 0 | 0 | 0 | 0 | 0 | 0 | 0 | 0 | 0 | 0 | 0 | 0 | 0 | 0 | 0 | 1 | 0 | 0 | 0 | 0 | 0 | 0 | 0 | 0 | 12008.7076
2025-01-08 | 12509.053 | 25.8 | 0 | 0 | 0 | 0 | 0 | 0 | 0 | 0 | 0 | 0 | 0 | 0 | 0 | 0 | 0 | 0 | 0 | 0 | 1 | 0 | 0 | 0 | 0 | 0 | 0 | 0 | 13125.7362
2025-01-08 | 14248.415 | 26.1 | 0 | 0 | 0 | 0 | 0 | 0 | 0 | 0 | 0 | 0 | 0 | 0 | 0 | 0 | 0 | 0 | 0 | 0 | 0 | 1 | 0 | 0 | 0 | 0 | 0 | 0 | 13668.5946
2025-01-08 | 14287.973 | 26.3 | 0 | 0 | 0 | 0 | 0 | 0 | 0 | 0 | 0 | 0 | 0 | 0 | 0 | 0 | 0 | 0 | 0 | 0 | 0 | 0 | 1 | 0 | 0 | 0 | 0 | 0 | 13684.0041
2025-01-08 | 14188.015 | 26.5 | 0 | 0 | 0 | 0 | 0 | 0 | 0 | 0 | 0 | 0 | 0 | 0 | 0 | 0 | 0 | 0 | 0 | 0 | 0 | 0 | 0 | 1 | 0 | 0 | 0 | 0 | 13627.5961
2025-01-08 | 13918.191 | 26.4 | 0 | 0 | 0 | 0 | 0 | 0 | 0 | 0 | 0 | 0 | 0 | 0 | 0 | 0 | 0 | 0 | 0 | 0 | 0 | 0 | 0 | 0 | 1 | 0 | 0 | 0 | 13231.3711
2025-01-08 | 12937.645 | 26.8 | 0 | 0 | 0 | 0 | 0 | 0 | 0 | 0 | 0 | 0 | 0 | 0 | 0 | 0 | 0 | 0 | 0 | 0 | 0 | 0 | 0 | 0 | 0 | 1 | 0 | 0 | 12325.4212
2025-01-08 | 11554.775 | 27.5 | 0 | 0 | 0 | 0 | 0 | 0 | 0 | 0 | 0 | 0 | 0 | 0 | 0 | 0 | 0 | 0 | 0 | 0 | 0 | 0 | 0 | 0 | 0 | 0 | 1 | 0 | 11281.2
2025-01-08 | 10411.896 | 28.1 | 0 | 0 | 0 | 0 | 0 | 0 | 0 | 0 | 0 | 0 | 0 | 0 | 0 | 0 | 0 | 0 | 0 | 0 | 0 | 0 | 0 | 0 | 0 | 0 | 0 | 1 | 10373.4333
2025-01-09 | 9679.368 | 28.2 | 0 | 0 | 1 | 0 | 0 | 0 | 0 | 0 | 0 | 0 | 0 | 0 | 0 | 0 | 0 | 0 | 0 | 0 | 0 | 0 | 0 | 0 | 0 | 0 | 0 | 0 | 9686.0996
2025-01-09 | 9262.387 | 28.5 | 0 | 0 | 0 | 1 | 0 | 0 | 0 | 0 | 0 | 0 | 0 | 0 | 0 | 0 | 0 | 0 | 0 | 0 | 0 | 0 | 0 | 0 | 0 | 0 | 0 | 0 | 9317.5812
2025-01-09 | 9194.183 | 28.4 | 0 | 0 | 0 | 0 | 1 | 0 | 0 | 0 | 0 | 0 | 0 | 0 | 0 | 0 | 0 | 0 | 0 | 0 | 0 | 0 | 0 | 0 | 0 | 0 | 0 | 0 | 9071.897
2025-01-09 | 9170.378 | 29.5 | 0 | 0 | 0 | 0 | 0 | 1 | 0 | 0 | 0 | 0 | 0 | 0 | 0 | 0 | 0 | 0 | 0 | 0 | 0 | 0 | 0 | 0 | 0 | 0 | 0 | 0 | 9213.8762
2025-01-09 | 9421.052 | 30 | 0 | 0 | 0 | 0 | 0 | 0 | 1 | 0 | 0 | 0 | 0 | 0 | 0 | 0 | 0 | 0 | 0 | 0 | 0 | 0 | 0 | 0 | 0 | 0 | 0 | 0 | 9479.7306
2025-01-09 | 9839.714 | 30.4 | 0 | 0 | 0 | 0 | 0 | 0 | 0 | 1 | 0 | 0 | 0 | 0 | 0 | 0 | 0 | 0 | 0 | 0 | 0 | 0 | 0 | 0 | 0 | 0 | 0 | 0 | 10085.3968
2025-01-09 | 10744.485 | 29.9 | 0 | 0 | 0 | 0 | 0 | 0 | 0 | 0 | 1 | 0 | 0 | 0 | 0 | 0 | 0 | 0 | 0 | 0 | 0 | 0 | 0 | 0 | 0 | 0 | 0 | 0 | 10776.2328
2025-01-09 | 11608.025 | 30.6 | 0 | 0 | 0 | 0 | 0 | 0 | 0 | 0 | 0 | 1 | 0 | 0 | 0 | 0 | 0 | 0 | 0 | 0 | 0 | 0 | 0 | 0 | 0 | 0 | 0 | 0 | 11563.036
2025-01-09 | 11804.563 | 30.7 | 0 | 0 | 0 | 0 | 0 | 0 | 0 | 0 | 0 | 0 | 1 | 0 | 0 | 0 | 0 | 0 | 0 | 0 | 0 | 0 | 0 | 0 | 0 | 0 | 0 | 0 | 11922.9494
2025-01-09 | 11380.667 | 29.4 | 0 | 0 | 0 | 0 | 0 | 0 | 0 | 0 | 0 | 0 | 0 | 1 | 0 | 0 | 0 | 0 | 0 | 0 | 0 | 0 | 0 | 0 | 0 | 0 | 0 | 0 | 11814.7792
2025-01-09 | 10788.062 | 27.7 | 0 | 0 | 0 | 0 | 0 | 0 | 0 | 0 | 0 | 0 | 0 | 0 | 1 | 0 | 0 | 0 | 0 | 0 | 0 | 0 | 0 | 0 | 0 | 0 | 0 | 0 | 11596.8218
2025-01-09 | 10742.054 | 25.8 | 0 | 0 | 0 | 0 | 0 | 0 | 0 | 0 | 0 | 0 | 0 | 0 | 0 | 1 | 0 | 0 | 0 | 0 | 0 | 0 | 0 | 0 | 0 | 0 | 0 | 0 | 11383.9663
2025-01-09 | 10703.041 | 24.2 | 0 | 0 | 0 | 0 | 0 | 0 | 0 | 0 | 0 | 0 | 0 | 0 | 0 | 0 | 1 | 0 | 0 | 0 | 0 | 0 | 0 | 0 | 0 | 0 | 0 | 0 | 11021.3785
2025-01-09 | 10396.756 | 23.4 | 0 | 0 | 0 | 0 | 0 | 0 | 0 | 0 | 0 | 0 | 0 | 0 | 0 | 0 | 0 | 1 | 0 | 0 | 0 | 0 | 0 | 0 | 0 | 0 | 0 | 0 | 10807.2407
2025-01-09 | 10177.831 | 22.3 | 0 | 0 | 0 | 0 | 0 | 0 | 0 | 0 | 0 | 0 | 0 | 0 | 0 | 0 | 0 | 0 | 1 | 0 | 0 | 0 | 0 | 0 | 0 | 0 | 0 | 0 | 10805.3597
2025-01-09 | 10605.529 | 22.8 | 0 | 0 | 0 | 0 | 0 | 0 | 0 | 0 | 0 | 0 | 0 | 0 | 0 | 0 | 0 | 0 | 0 | 1 | 0 | 0 | 0 | 0 | 0 | 0 | 0 | 0 | 11583.1225
2025-01-09 | 12209.628 | 23.6 | 0 | 0 | 0 | 0 | 0 | 0 | 0 | 0 | 0 | 0 | 0 | 0 | 0 | 0 | 0 | 0 | 0 | 0 | 1 | 0 | 0 | 0 | 0 | 0 | 0 | 0 | 12751.2213
2025-01-09 | 13933.322 | 24.6 | 0 | 0 | 0 | 0 | 0 | 0 | 0 | 0 | 0 | 0 | 0 | 0 | 0 | 0 | 0 | 0 | 0 | 0 | 0 | 1 | 0 | 0 | 0 | 0 | 0 | 0 | 13413.2435
2025-01-09 | 13888.479 | 25.3 | 0 | 0 | 0 | 0 | 0 | 0 | 0 | 0 | 0 | 0 | 0 | 0 | 0 | 0 | 0 | 0 | 0 | 0 | 0 | 0 | 1 | 0 | 0 | 0 | 0 | 0 | 13513.77
2025-01-09 | 13814.948 | 25.8 | 0 | 0 | 0 | 0 | 0 | 0 | 0 | 0 | 0 | 0 | 0 | 0 | 0 | 0 | 0 | 0 | 0 | 0 | 0 | 0 | 0 | 1 | 0 | 0 | 0 | 0 | 13508.4322
2025-01-09 | 13562.106 | 27.4 | 0 | 0 | 0 | 0 | 0 | 0 | 0 | 0 | 0 | 0 | 0 | 0 | 0 | 0 | 0 | 0 | 0 | 0 | 0 | 0 | 0 | 0 | 1 | 0 | 0 | 0 | 13401.6051
2025-01-09 | 12732.835 | 27.4 | 0 | 0 | 0 | 0 | 0 | 0 | 0 | 0 | 0 | 0 | 0 | 0 | 0 | 0 | 0 | 0 | 0 | 0 | 0 | 0 | 0 | 0 | 0 | 1 | 0 | 0 | 12427.5616
2025-01-09 | 11478.89 | 28.4 | 0 | 0 | 0 | 0 | 0 | 0 | 0 | 0 | 0 | 0 | 0 | 0 | 0 | 0 | 0 | 0 | 0 | 0 | 0 | 0 | 0 | 0 | 0 | 0 | 1 | 0 | 11434.4107
2025-01-09 | 10467.024 | 27.7 | 0 | 0 | 0 | 0 | 0 | 0 | 0 | 0 | 0 | 0 | 0 | 0 | 0 | 0 | 0 | 0 | 0 | 0 | 0 | 0 | 0 | 0 | 0 | 0 | 0 | 1 | 10305.3396
2025-01-10 | 9652.966 | 26.8 | 0 | 0 | 1 | 0 | 0 | 0 | 0 | 0 | 0 | 0 | 0 | 0 | 0 | 0 | 0 | 0 | 0 | 0 | 0 | 0 | 0 | 0 | 0 | 0 | 0 | 0 | 9447.7719
2025-01-10 | 9180.868 | 27.9 | 0 | 0 | 0 | 1 | 0 | 0 | 0 | 0 | 0 | 0 | 0 | 0 | 0 | 0 | 0 | 0 | 0 | 0 | 0 | 0 | 0 | 0 | 0 | 0 | 0 | 0 | 9215.4408
2025-01-10 | 9007.932 | 28.4 | 0 | 0 | 0 | 0 | 1 | 0 | 0 | 0 | 0 | 0 | 0 | 0 | 0 | 0 | 0 | 0 | 0 | 0 | 0 | 0 | 0 | 0 | 0 | 0 | 0 | 0 | 9071.897
2025-01-10 | 8902.59 | 29.2 | 0 | 0 | 0 | 0 | 0 | 1 | 0 | 0 | 0 | 0 | 0 | 0 | 0 | 0 | 0 | 0 | 0 | 0 | 0 | 0 | 0 | 0 | 0 | 0 | 0 | 0 | 9162.8059
2025-01-10 | 9019.312 | 29.3 | 0 | 0 | 0 | 0 | 0 | 0 | 1 | 0 | 0 | 0 | 0 | 0 | 0 | 0 | 0 | 0 | 0 | 0 | 0 | 0 | 0 | 0 | 0 | 0 | 0 | 0 | 9360.5668
2025-01-10 | 9461.176 | 29.2 | 0 | 0 | 0 | 0 | 0 | 0 | 0 | 1 | 0 | 0 | 0 | 0 | 0 | 0 | 0 | 0 | 0 | 0 | 0 | 0 | 0 | 0 | 0 | 0 | 0 | 0 | 9881.1159
2025-01-10 | 10221.455 | 29.2 | 0 | 0 | 0 | 0 | 0 | 0 | 0 | 0 | 1 | 0 | 0 | 0 | 0 | 0 | 0 | 0 | 0 | 0 | 0 | 0 | 0 | 0 | 0 | 0 | 0 | 0 | 10657.069
2025-01-10 | 11141.018 | 28.7 | 0 | 0 | 0 | 0 | 0 | 0 | 0 | 0 | 0 | 1 | 0 | 0 | 0 | 0 | 0 | 0 | 0 | 0 | 0 | 0 | 0 | 0 | 0 | 0 | 0 | 0 | 11239.5913
2025-01-10 | 11476.126 | 28.6 | 0 | 0 | 0 | 0 | 0 | 0 | 0 | 0 | 0 | 0 | 1 | 0 | 0 | 0 | 0 | 0 | 0 | 0 | 0 | 0 | 0 | 0 | 0 | 0 | 0 | 0 | 11565.4579
2025-01-10 | 10992.22 | 26.8 | 0 | 0 | 0 | 0 | 0 | 0 | 0 | 0 | 0 | 0 | 0 | 1 | 0 | 0 | 0 | 0 | 0 | 0 | 0 | 0 | 0 | 0 | 0 | 0 | 0 | 0 | 11372.1707
2025-01-10 | 10462.34 | 25.4 | 0 | 0 | 0 | 0 | 0 | 0 | 0 | 0 | 0 | 0 | 0 | 0 | 1 | 0 | 0 | 0 | 0 | 0 | 0 | 0 | 0 | 0 | 0 | 0 | 0 | 0 | 11205.2835
2025-01-10 | 10225.737 | 23 | 0 | 0 | 0 | 0 | 0 | 0 | 0 | 0 | 0 | 0 | 0 | 0 | 0 | 1 | 0 | 0 | 0 | 0 | 0 | 0 | 0 | 0 | 0 | 0 | 0 | 0 | 10907.3109
2025-01-10 | 10068.982 | 22.4 | 0 | 0 | 0 | 0 | 0 | 0 | 0 | 0 | 0 | 0 | 0 | 0 | 0 | 0 | 1 | 0 | 0 | 0 | 0 | 0 | 0 | 0 | 0 | 0 | 0 | 0 | 10714.9572
2025-01-10 | 9690.769 | 21.1 | 0 | 0 | 0 | 0 | 0 | 0 | 0 | 0 | 0 | 0 | 0 | 0 | 0 | 0 | 0 | 1 | 0 | 0 | 0 | 0 | 0 | 0 | 0 | 0 | 0 | 0 | 10415.7024
2025-01-10 | 9898.04 | 21.1 | 0 | 0 | 0 | 0 | 0 | 0 | 0 | 0 | 0 | 0 | 0 | 0 | 0 | 0 | 0 | 0 | 1 | 0 | 0 | 0 | 0 | 0 | 0 | 0 | 0 | 0 | 10601.0788
2025-01-10 | 10488.402 | 21 | 0 | 0 | 0 | 0 | 0 | 0 | 0 | 0 | 0 | 0 | 0 | 0 | 0 | 0 | 0 | 0 | 0 | 1 | 0 | 0 | 0 | 0 | 0 | 0 | 0 | 0 | 11276.7012
2025-01-10 | 11696.405 | 21.1 | 0 | 0 | 0 | 0 | 0 | 0 | 0 | 0 | 0 | 0 | 0 | 0 | 0 | 0 | 0 | 0 | 0 | 0 | 1 | 0 | 0 | 0 | 0 | 0 | 0 | 0 | 12325.6362
2025-01-10 | 12716.075 | 20.9 | 0 | 0 | 0 | 0 | 0 | 0 | 0 | 0 | 0 | 0 | 0 | 0 | 0 | 0 | 0 | 0 | 0 | 0 | 0 | 1 | 0 | 0 | 0 | 0 | 0 | 0 | 12783.3775
2025-01-10 | 12512.448 | 21.1 | 0 | 0 | 0 | 0 | 0 | 0 | 0 | 0 | 0 | 0 | 0 | 0 | 0 | 0 | 0 | 0 | 0 | 0 | 0 | 0 | 1 | 0 | 0 | 0 | 0 | 0 | 12798.787
2025-01-10 | 12398.066 | 21.2 | 0 | 0 | 0 | 0 | 0 | 0 | 0 | 0 | 0 | 0 | 0 | 0 | 0 | 0 | 0 | 0 | 0 | 0 | 0 | 0 | 0 | 1 | 0 | 0 | 0 | 0 | 12725.3556
2025-01-10 | 12086.689 | 22.5 | 0 | 0 | 0 | 0 | 0 | 0 | 0 | 0 | 0 | 0 | 0 | 0 | 0 | 0 | 0 | 0 | 0 | 0 | 0 | 0 | 0 | 0 | 1 | 0 | 0 | 0 | 12567.4582
2025-01-10 | 11431.411 | 22.8 | 0 | 0 | 0 | 0 | 0 | 0 | 0 | 0 | 0 | 0 | 0 | 0 | 0 | 0 | 0 | 0 | 0 | 0 | 0 | 0 | 0 | 0 | 0 | 1 | 0 | 0 | 11644.4849
2025-01-10 | 10335.26 | 23.1 | 0 | 0 | 0 | 0 | 0 | 0 | 0 | 0 | 0 | 0 | 0 | 0 | 0 | 0 | 0 | 0 | 0 | 0 | 0 | 0 | 0 | 0 | 0 | 0 | 1 | 0 | 10532.1702
2025-01-10 | 9285.827 | 23.2 | 0 | 0 | 0 | 0 | 0 | 0 | 0 | 0 | 0 | 0 | 0 | 0 | 0 | 0 | 0 | 0 | 0 | 0 | 0 | 0 | 0 | 0 | 0 | 0 | 0 | 1 | 9539.2864
2025-01-11 | 8526.401 | 23.3 | 0 | 1 | 1 | 0 | 0 | 0 | 0 | 0 | 0 | 0 | 0 | 0 | 0 | 0 | 0 | 0 | 0 | 0 | 0 | 0 | 0 | 0 | 0 | 0 | 0 | 0 | 9335.084
2025-01-11 | 8062.948 | 23.3 | 0 | 1 | 0 | 1 | 0 | 0 | 0 | 0 | 0 | 0 | 0 | 0 | 0 | 0 | 0 | 0 | 0 | 0 | 0 | 0 | 0 | 0 | 0 | 0 | 0 | 0 | 8915.4955
2025-01-11 | 7752.929 | 23.1 | 0 | 1 | 0 | 0 | 1 | 0 | 0 | 0 | 0 | 0 | 0 | 0 | 0 | 0 | 0 | 0 | 0 | 0 | 0 | 0 | 0 | 0 | 0 | 0 | 0 | 0 | 8652.7878
2025-01-11 | 7669.344 | 23 | 0 | 1 | 0 | 0 | 0 | 1 | 0 | 0 | 0 | 0 | 0 | 0 | 0 | 0 | 0 | 0 | 0 | 0 | 0 | 0 | 0 | 0 | 0 | 0 | 0 | 0 | 8590.4861
2025-01-11 | 7646.122 | 23.5 | 0 | 1 | 0 | 0 | 0 | 0 | 1 | 0 | 0 | 0 | 0 | 0 | 0 | 0 | 0 | 0 | 0 | 0 | 0 | 0 | 0 | 0 | 0 | 0 | 0 | 0 | 8856.3406
2025-01-11 | 7935.882 | 23.3 | 0 | 1 | 0 | 0 | 0 | 0 | 0 | 1 | 0 | 0 | 0 | 0 | 0 | 0 | 0 | 0 | 0 | 0 | 0 | 0 | 0 | 0 | 0 | 0 | 0 | 0 | 9359.8663
2025-01-11 | 8335.19 | 23.1 | 0 | 1 | 0 | 0 | 0 | 0 | 0 | 0 | 1 | 0 | 0 | 0 | 0 | 0 | 0 | 0 | 0 | 0 | 0 | 0 | 0 | 0 | 0 | 0 | 0 | 0 | 10101.7726
2025-01-11 | 9181.825 | 23 | 0 | 1 | 0 | 0 | 0 | 0 | 0 | 0 | 0 | 1 | 0 | 0 | 0 | 0 | 0 | 0 | 0 | 0 | 0 | 0 | 0 | 0 | 0 | 0 | 0 | 0 | 10752.3885
2025-01-11 | 10319.569 | 23.3 | 0 | 1 | 0 | 0 | 0 | 0 | 0 | 0 | 0 | 0 | 1 | 0 | 0 | 0 | 0 | 0 | 0 | 0 | 0 | 0 | 0 | 0 | 0 | 0 | 0 | 0 | 11146.3487
2025-01-11 | 10928.838 | 23.8 | 0 | 1 | 0 | 0 | 0 | 0 | 0 | 0 | 0 | 0 | 0 | 1 | 0 | 0 | 0 | 0 | 0 | 0 | 0 | 0 | 0 | 0 | 0 | 0 | 0 | 0 | 11344.5998
2025-01-11 | 11153.035 | 22.5 | 0 | 1 | 0 | 0 | 0 | 0 | 0 | 0 | 0 | 0 | 0 | 0 | 1 | 0 | 0 | 0 | 0 | 0 | 0 | 0 | 0 | 0 | 0 | 0 | 0 | 0 | 11194.7361
2025-01-11 | 11312.401 | 21.6 | 0 | 1 | 0 | 0 | 0 | 0 | 0 | 0 | 0 | 0 | 0 | 0 | 0 | 1 | 0 | 0 | 0 | 0 | 0 | 0 | 0 | 0 | 0 | 0 | 0 | 0 | 11152.1146
2025-01-11 | 11356.841 | 20.1 | 0 | 1 | 0 | 0 | 0 | 0 | 0 | 0 | 0 | 0 | 0 | 0 | 0 | 0 | 1 | 0 | 0 | 0 | 0 | 0 | 0 | 0 | 0 | 0 | 0 | 0 | 10806.5502
2025-01-11 | 10874.079 | 19.3 | 0 | 1 | 0 | 0 | 0 | 0 | 0 | 0 | 0 | 0 | 0 | 0 | 0 | 0 | 0 | 1 | 0 | 0 | 0 | 0 | 0 | 0 | 0 | 0 | 0 | 0 | 10592.4125
2025-01-11 | 11029.514 | 18.5 | 0 | 1 | 0 | 0 | 0 | 0 | 0 | 0 | 0 | 0 | 0 | 0 | 0 | 0 | 0 | 0 | 1 | 0 | 0 | 0 | 0 | 0 | 0 | 0 | 0 | 0 | 10641.6016
2025-01-11 | 11030.463 | 18.2 | 0 | 1 | 0 | 0 | 0 | 0 | 0 | 0 | 0 | 0 | 0 | 0 | 0 | 0 | 0 | 0 | 0 | 1 | 0 | 0 | 0 | 0 | 0 | 0 | 0 | 0 | 11283.1772
2025-01-11 | 12073.122 | 18 | 0 | 1 | 0 | 0 | 0 | 0 | 0 | 0 | 0 | 0 | 0 | 0 | 0 | 0 | 0 | 0 | 0 | 0 | 1 | 0 | 0 | 0 | 0 | 0 | 0 | 0 | 12281.0419
2025-01-11 | 13372.291 | 18.8 | 0 | 1 | 0 | 0 | 0 | 0 | 0 | 0 | 0 | 0 | 0 | 0 | 0 | 0 | 0 | 0 | 0 | 0 | 0 | 1 | 0 | 0 | 0 | 0 | 0 | 0 | 12909.0173
2025-01-11 | 12959.027 | 19.3 | 0 | 1 | 0 | 0 | 0 | 0 | 0 | 0 | 0 | 0 | 0 | 0 | 0 | 0 | 0 | 0 | 0 | 0 | 0 | 0 | 1 | 0 | 0 | 0 | 0 | 0 | 12975.497
2025-01-11 | 12221.019 | 19.6 | 0 | 1 | 0 | 0 | 0 | 0 | 0 | 0 | 0 | 0 | 0 | 0 | 0 | 0 | 0 | 0 | 0 | 0 | 0 | 0 | 0 | 1 | 0 | 0 | 0 | 0 | 12936.1124
2025-01-11 | 11830.475 | 19.7 | 0 | 1 | 0 | 0 | 0 | 0 | 0 | 0 | 0 | 0 | 0 | 0 | 0 | 0 | 0 | 0 | 0 | 0 | 0 | 0 | 0 | 0 | 1 | 0 | 0 | 0 | 12573.9342
2025-01-11 | 10978.734 | 19.6 | 0 | 1 | 0 | 0 | 0 | 0 | 0 | 0 | 0 | 0 | 0 | 0 | 0 | 0 | 0 | 0 | 0 | 0 | 0 | 0 | 0 | 0 | 0 | 1 | 0 | 0 | 11582.8673
2025-01-11 | 10027.426 | 19.4 | 0 | 1 | 0 | 0 | 0 | 0 | 0 | 0 | 0 | 0 | 0 | 0 | 0 | 0 | 0 | 0 | 0 | 0 | 0 | 0 | 0 | 0 | 0 | 0 | 1 | 0 | 10385.4355
2025-01-11 | 9006.233 | 19.2 | 0 | 1 | 0 | 0 | 0 | 0 | 0 | 0 | 0 | 0 | 0 | 0 | 0 | 0 | 0 | 0 | 0 | 0 | 0 | 0 | 0 | 0 | 0 | 0 | 0 | 1 | 9341.4815
2025-01-12 | 8277.642 | 19.5 | 0 | 1 | 1 | 0 | 0 | 0 | 0 | 0 | 0 | 0 | 0 | 0 | 0 | 0 | 0 | 0 | 0 | 0 | 0 | 0 | 0 | 0 | 0 | 0 | 0 | 0 | 8688.1946
2025-01-12 | 7820.434 | 21.7 | 0 | 1 | 0 | 1 | 0 | 0 | 0 | 0 | 0 | 0 | 0 | 0 | 0 | 0 | 0 | 0 | 0 | 0 | 0 | 0 | 0 | 0 | 0 | 0 | 0 | 0 | 8643.121
2025-01-12 | 7555.707 | 20.1 | 0 | 1 | 0 | 0 | 1 | 0 | 0 | 0 | 0 | 0 | 0 | 0 | 0 | 0 | 0 | 0 | 0 | 0 | 0 | 0 | 0 | 0 | 0 | 0 | 0 | 0 | 8142.0856
2025-01-12 | 7408.244 | 21.5 | 0 | 1 | 0 | 0 | 0 | 1 | 0 | 0 | 0 | 0 | 0 | 0 | 0 | 0 | 0 | 0 | 0 | 0 | 0 | 0 | 0 | 0 | 0 | 0 | 0 | 0 | 8335.135
2025-01-12 | 7484.647 | 20.7 | 0 | 1 | 0 | 0 | 0 | 0 | 1 | 0 | 0 | 0 | 0 | 0 | 0 | 0 | 0 | 0 | 0 | 0 | 0 | 0 | 0 | 0 | 0 | 0 | 0 | 0 | 8379.6852
2025-01-12 | 7763.439 | 20.8 | 0 | 1 | 0 | 0 | 0 | 0 | 0 | 1 | 0 | 0 | 0 | 0 | 0 | 0 | 0 | 0 | 0 | 0 | 0 | 0 | 0 | 0 | 0 | 0 | 0 | 0 | 8934.2811
2025-01-12 | 8130.396 | 20.8 | 0 | 1 | 0 | 0 | 0 | 0 | 0 | 0 | 1 | 0 | 0 | 0 | 0 | 0 | 0 | 0 | 0 | 0 | 0 | 0 | 0 | 0 | 0 | 0 | 0 | 0 | 9710.2342
2025-01-12 | 8813.281 | 20.2 | 0 | 1 | 0 | 0 | 0 | 0 | 0 | 0 | 0 | 1 | 0 | 0 | 0 | 0 | 0 | 0 | 0 | 0 | 0 | 0 | 0 | 0 | 0 | 0 | 0 | 0 | 10275.7331
2025-01-12 | 9999.806 | 20.3 | 0 | 1 | 0 | 0 | 0 | 0 | 0 | 0 | 0 | 0 | 1 | 0 | 0 | 0 | 0 | 0 | 0 | 0 | 0 | 0 | 0 | 0 | 0 | 0 | 0 | 0 | 10635.6465
2025-01-12 | 10866.412 | 19.6 | 0 | 1 | 0 | 0 | 0 | 0 | 0 | 0 | 0 | 0 | 0 | 1 | 0 | 0 | 0 | 0 | 0 | 0 | 0 | 0 | 0 | 0 | 0 | 0 | 0 | 0 | 10629.6168
2025-01-12 | 11474.713 | 19 | 0 | 1 | 0 | 0 | 0 | 0 | 0 | 0 | 0 | 0 | 0 | 0 | 1 | 0 | 0 | 0 | 0 | 0 | 0 | 0 | 0 | 0 | 0 | 0 | 0 | 0 | 10598.9169
2025-01-12 | 11614.404 | 17.4 | 0 | 1 | 0 | 0 | 0 | 0 | 0 | 0 | 0 | 0 | 0 | 0 | 0 | 1 | 0 | 0 | 0 | 0 | 0 | 0 | 0 | 0 | 0 | 0 | 0 | 0 | 10437.1315
2025-01-12 | 11743.919 | 16.6 | 0 | 1 | 0 | 0 | 0 | 0 | 0 | 0 | 0 | 0 | 0 | 0 | 0 | 0 | 1 | 0 | 0 | 0 | 0 | 0 | 0 | 0 | 0 | 0 | 0 | 0 | 10210.731
2025-01-12 | 11834.154 | 17.2 | 0 | 1 | 0 | 0 | 0 | 0 | 0 | 0 | 0 | 0 | 0 | 0 | 0 | 0 | 0 | 1 | 0 | 0 | 0 | 0 | 0 | 0 | 0 | 0 | 0 | 0 | 10234.9209
2025-01-12 | 12014.674 | 16.9 | 0 | 1 | 0 | 0 | 0 | 0 | 0 | 0 | 0 | 0 | 0 | 0 | 0 | 0 | 0 | 0 | 1 | 0 | 0 | 0 | 0 | 0 | 0 | 0 | 0 | 0 | 10369.2271
2025-01-12 | 12112.402 | 17.2 | 0 | 1 | 0 | 0 | 0 | 0 | 0 | 0 | 0 | 0 | 0 | 0 | 0 | 0 | 0 | 0 | 0 | 1 | 0 | 0 | 0 | 0 | 0 | 0 | 0 | 0 | 11112.9431
2025-01-12 | 13376.996 | 17.5 | 0 | 1 | 0 | 0 | 0 | 0 | 0 | 0 | 0 | 0 | 0 | 0 | 0 | 0 | 0 | 0 | 0 | 0 | 1 | 0 | 0 | 0 | 0 | 0 | 0 | 0 | 12195.9249
2025-01-12 | 14221.905 | 18 | 0 | 1 | 0 | 0 | 0 | 0 | 0 | 0 | 0 | 0 | 0 | 0 | 0 | 0 | 0 | 0 | 0 | 0 | 0 | 1 | 0 | 0 | 0 | 0 | 0 | 0 | 12772.83
2025-01-12 | 13607.484 | 18.3 | 0 | 1 | 0 | 0 | 0 | 0 | 0 | 0 | 0 | 0 | 0 | 0 | 0 | 0 | 0 | 0 | 0 | 0 | 0 | 0 | 1 | 0 | 0 | 0 | 0 | 0 | 12805.263
2025-01-12 | 12800.732 | 18.3 | 0 | 1 | 0 | 0 | 0 | 0 | 0 | 0 | 0 | 0 | 0 | 0 | 0 | 0 | 0 | 0 | 0 | 0 | 0 | 0 | 0 | 1 | 0 | 0 | 0 | 0 | 12714.8081
2025-01-12 | 12260.355 | 17.9 | 0 | 1 | 0 | 0 | 0 | 0 | 0 | 0 | 0 | 0 | 0 | 0 | 0 | 0 | 0 | 0 | 0 | 0 | 0 | 0 | 0 | 0 | 1 | 0 | 0 | 0 | 12267.5129
2025-01-12 | 11113.568 | 17.9 | 0 | 1 | 0 | 0 | 0 | 0 | 0 | 0 | 0 | 0 | 0 | 0 | 0 | 0 | 0 | 0 | 0 | 0 | 0 | 0 | 0 | 0 | 0 | 1 | 0 | 0 | 11293.4694
2025-01-12 | 9717.316 | 19 | 0 | 1 | 0 | 0 | 0 | 0 | 0 | 0 | 0 | 0 | 0 | 0 | 0 | 0 | 0 | 0 | 0 | 0 | 0 | 0 | 0 | 0 | 0 | 0 | 1 | 0 | 10317.3419
2025-01-12 | 8598.442 | 18.7 | 0 | 1 | 0 | 0 | 0 | 0 | 0 | 0 | 0 | 0 | 0 | 0 | 0 | 0 | 0 | 0 | 0 | 0 | 0 | 0 | 0 | 0 | 0 | 0 | 0 | 1 | 9256.3645
2025-01-13 | 7821.622 | 18.4 | 0 | 0 | 1 | 0 | 0 | 0 | 0 | 0 | 0 | 0 | 0 | 0 | 0 | 0 | 0 | 0 | 0 | 0 | 0 | 0 | 0 | 0 | 0 | 0 | 0 | 0 | 8017.8058
2025-01-13 | 7328.374 | 18.3 | 0 | 0 | 0 | 1 | 0 | 0 | 0 | 0 | 0 | 0 | 0 | 0 | 0 | 0 | 0 | 0 | 0 | 0 | 0 | 0 | 0 | 0 | 0 | 0 | 0 | 0 | 7581.1938
2025-01-13 | 7104.256 | 17.9 | 0 | 0 | 0 | 0 | 1 | 0 | 0 | 0 | 0 | 0 | 0 | 0 | 0 | 0 | 0 | 0 | 0 | 0 | 0 | 0 | 0 | 0 | 0 | 0 | 0 | 0 | 7284.4394
2025-01-13 | 7021.82 | 17.4 | 0 | 0 | 0 | 0 | 0 | 1 | 0 | 0 | 0 | 0 | 0 | 0 | 0 | 0 | 0 | 0 | 0 | 0 | 0 | 0 | 0 | 0 | 0 | 0 | 0 | 0 | 7154.0441
2025-01-13 | 7209.756 | 17.3 | 0 | 0 | 0 | 0 | 0 | 0 | 1 | 0 | 0 | 0 | 0 | 0 | 0 | 0 | 0 | 0 | 0 | 0 | 0 | 0 | 0 | 0 | 0 | 0 | 0 | 0 | 7317.7581
2025-01-13 | 7678.804 | 16.9 | 0 | 0 | 0 | 0 | 0 | 0 | 0 | 1 | 0 | 0 | 0 | 0 | 0 | 0 | 0 | 0 | 0 | 0 | 0 | 0 | 0 | 0 | 0 | 0 | 0 | 0 | 7787.237
2025-01-13 | 8366.152 | 16.9 | 0 | 0 | 0 | 0 | 0 | 0 | 0 | 0 | 1 | 0 | 0 | 0 | 0 | 0 | 0 | 0 | 0 | 0 | 0 | 0 | 0 | 0 | 0 | 0 | 0 | 0 | 8563.1901
2025-01-13 | 9172.585 | 17.7 | 0 | 0 | 0 | 0 | 0 | 0 | 0 | 0 | 0 | 1 | 0 | 0 | 0 | 0 | 0 | 0 | 0 | 0 | 0 | 0 | 0 | 0 | 0 | 0 | 0 | 0 | 9367.0166
2025-01-13 | 9618.731 | 18.9 | 0 | 0 | 0 | 0 | 0 | 0 | 0 | 0 | 0 | 0 | 1 | 0 | 0 | 0 | 0 | 0 | 0 | 0 | 0 | 0 | 0 | 0 | 0 | 0 | 0 | 0 | 9914.1875
2025-01-13 | 9580.14 | 18.9 | 0 | 0 | 0 | 0 | 0 | 0 | 0 | 0 | 0 | 0 | 0 | 1 | 0 | 0 | 0 | 0 | 0 | 0 | 0 | 0 | 0 | 0 | 0 | 0 | 0 | 0 | 10027.3216
2025-01-13 | 9559.311 | 18.9 | 0 | 0 | 0 | 0 | 0 | 0 | 0 | 0 | 0 | 0 | 0 | 0 | 1 | 0 | 0 | 0 | 0 | 0 | 0 | 0 | 0 | 0 | 0 | 0 | 0 | 0 | 10098.7621
2025-01-13 | 9645.483 | 19.1 | 0 | 0 | 0 | 0 | 0 | 0 | 0 | 0 | 0 | 0 | 0 | 0 | 0 | 1 | 0 | 0 | 0 | 0 | 0 | 0 | 0 | 0 | 0 | 0 | 0 | 0 | 10243.3981
2025-01-13 | 9606.294 | 19.9 | 0 | 0 | 0 | 0 | 0 | 0 | 0 | 0 | 0 | 0 | 0 | 0 | 0 | 0 | 1 | 0 | 0 | 0 | 0 | 0 | 0 | 0 | 0 | 0 | 0 | 0 | 10289.3721
2025-01-13 | 9752.986 | 19.9 | 0 | 0 | 0 | 0 | 0 | 0 | 0 | 0 | 0 | 0 | 0 | 0 | 0 | 0 | 0 | 1 | 0 | 0 | 0 | 0 | 0 | 0 | 0 | 0 | 0 | 0 | 10211.4215
2025-01-13 | 9895.402 | 20 | 0 | 0 | 0 | 0 | 0 | 0 | 0 | 0 | 0 | 0 | 0 | 0 | 0 | 0 | 0 | 0 | 1 | 0 | 0 | 0 | 0 | 0 | 0 | 0 | 0 | 0 | 10413.8214
2025-01-13 | 10293.668 | 20.1 | 0 | 0 | 0 | 0 | 0 | 0 | 0 | 0 | 0 | 0 | 0 | 0 | 0 | 0 | 0 | 0 | 0 | 1 | 0 | 0 | 0 | 0 | 0 | 0 | 0 | 0 | 11123.4905
2025-01-13 | 11430.039 | 20.4 | 0 | 0 | 0 | 0 | 0 | 0 | 0 | 0 | 0 | 0 | 0 | 0 | 0 | 0 | 0 | 0 | 0 | 0 | 1 | 0 | 0 | 0 | 0 | 0 | 0 | 0 | 12206.4723
2025-01-13 | 13033.533 | 21.1 | 0 | 0 | 0 | 0 | 0 | 0 | 0 | 0 | 0 | 0 | 0 | 0 | 0 | 0 | 0 | 0 | 0 | 0 | 0 | 1 | 0 | 0 | 0 | 0 | 0 | 0 | 12817.4243
2025-01-13 | 12750.26 | 21.5 | 0 | 0 | 0 | 0 | 0 | 0 | 0 | 0 | 0 | 0 | 0 | 0 | 0 | 0 | 0 | 0 | 0 | 0 | 0 | 0 | 1 | 0 | 0 | 0 | 0 | 0 | 12866.8806
2025-01-13 | 12457.489 | 22.1 | 0 | 0 | 0 | 0 | 0 | 0 | 0 | 0 | 0 | 0 | 0 | 0 | 0 | 0 | 0 | 0 | 0 | 0 | 0 | 0 | 0 | 1 | 0 | 0 | 0 | 0 | 12878.5662
2025-01-13 | 12155.731 | 22.3 | 0 | 0 | 0 | 0 | 0 | 0 | 0 | 0 | 0 | 0 | 0 | 0 | 0 | 0 | 0 | 0 | 0 | 0 | 0 | 0 | 0 | 0 | 1 | 0 | 0 | 0 | 12533.4114
2025-01-13 | 11286.878 | 22.7 | 0 | 0 | 0 | 0 | 0 | 0 | 0 | 0 | 0 | 0 | 0 | 0 | 0 | 0 | 0 | 0 | 0 | 0 | 0 | 0 | 0 | 0 | 0 | 1 | 0 | 0 | 11627.4615
2025-01-13 | 10115.116 | 23.7 | 0 | 0 | 0 | 0 | 0 | 0 | 0 | 0 | 0 | 0 | 0 | 0 | 0 | 0 | 0 | 0 | 0 | 0 | 0 | 0 | 0 | 0 | 0 | 0 | 1 | 0 | 10634.3106
2025-01-13 | 9129.413 | 24.4 | 0 | 0 | 0 | 0 | 0 | 0 | 0 | 0 | 0 | 0 | 0 | 0 | 0 | 0 | 0 | 0 | 0 | 0 | 0 | 0 | 0 | 0 | 0 | 0 | 0 | 1 | 9743.5673
2025-01-14 | 8429.085 | 25.5 | 0 | 0 | 1 | 0 | 0 | 0 | 0 | 0 | 0 | 0 | 0 | 0 | 0 | 0 | 0 | 0 | 0 | 0 | 0 | 0 | 0 | 0 | 0 | 0 | 0 | 0 | 9226.4676
2025-01-14 | 8097.182 | 26.2 | 0 | 0 | 0 | 1 | 0 | 0 | 0 | 0 | 0 | 0 | 0 | 0 | 0 | 0 | 0 | 0 | 0 | 0 | 0 | 0 | 0 | 0 | 0 | 0 | 0 | 0 | 8926.0429
2025-01-14 | 8035.004 | 25.9 | 0 | 0 | 0 | 0 | 1 | 0 | 0 | 0 | 0 | 0 | 0 | 0 | 0 | 0 | 0 | 0 | 0 | 0 | 0 | 0 | 0 | 0 | 0 | 0 | 0 | 0 | 8646.3118
2025-01-14 | 8027.612 | 25.8 | 0 | 0 | 0 | 0 | 0 | 1 | 0 | 0 | 0 | 0 | 0 | 0 | 0 | 0 | 0 | 0 | 0 | 0 | 0 | 0 | 0 | 0 | 0 | 0 | 0 | 0 | 8584.0101
2025-01-14 | 8325.813 | 25.7 | 0 | 0 | 0 | 0 | 0 | 0 | 1 | 0 | 0 | 0 | 0 | 0 | 0 | 0 | 0 | 0 | 0 | 0 | 0 | 0 | 0 | 0 | 0 | 0 | 0 | 0 | 8747.7242
2025-01-14 | 8894.884 | 25.8 | 0 | 0 | 0 | 0 | 0 | 0 | 0 | 1 | 0 | 0 | 0 | 0 | 0 | 0 | 0 | 0 | 0 | 0 | 0 | 0 | 0 | 0 | 0 | 0 | 0 | 0 | 9302.3201
2025-01-14 | 9661.178 | 25.6 | 0 | 0 | 0 | 0 | 0 | 0 | 0 | 0 | 1 | 0 | 0 | 0 | 0 | 0 | 0 | 0 | 0 | 0 | 0 | 0 | 0 | 0 | 0 | 0 | 0 | 0 | 10044.2264
2025-01-14 | 10601.311 | 25.8 | 0 | 0 | 0 | 0 | 0 | 0 | 0 | 0 | 0 | 1 | 0 | 0 | 0 | 0 | 0 | 0 | 0 | 0 | 0 | 0 | 0 | 0 | 0 | 0 | 0 | 0 | 10745.9125
2025-01-14 | 10812.301 | 25.8 | 0 | 0 | 0 | 0 | 0 | 0 | 0 | 0 | 0 | 0 | 1 | 0 | 0 | 0 | 0 | 0 | 0 | 0 | 0 | 0 | 0 | 0 | 0 | 0 | 0 | 0 | 11088.8025
2025-01-14 | 10352.396 | 25.8 | 0 | 0 | 0 | 0 | 0 | 0 | 0 | 0 | 0 | 0 | 0 | 1 | 0 | 0 | 0 | 0 | 0 | 0 | 0 | 0 | 0 | 0 | 0 | 0 | 0 | 0 | 11201.9366
2025-01-14 | 9917.001 | 25.5 | 0 | 0 | 0 | 0 | 0 | 0 | 0 | 0 | 0 | 0 | 0 | 0 | 1 | 0 | 0 | 0 | 0 | 0 | 0 | 0 | 0 | 0 | 0 | 0 | 0 | 0 | 11222.3069
2025-01-14 | 9947.536 | 24.8 | 0 | 0 | 0 | 0 | 0 | 0 | 0 | 0 | 0 | 0 | 0 | 0 | 0 | 1 | 0 | 0 | 0 | 0 | 0 | 0 | 0 | 0 | 0 | 0 | 0 | 0 | 11213.7322
2025-01-14 | 9785.133 | 24.7 | 0 | 0 | 0 | 0 | 0 | 0 | 0 | 0 | 0 | 0 | 0 | 0 | 0 | 0 | 1 | 0 | 0 | 0 | 0 | 0 | 0 | 0 | 0 | 0 | 0 | 0 | 11106.4955
2025-01-14 | 9346.643 | 24.2 | 0 | 0 | 0 | 0 | 0 | 0 | 0 | 0 | 0 | 0 | 0 | 0 | 0 | 0 | 0 | 1 | 0 | 0 | 0 | 0 | 0 | 0 | 0 | 0 | 0 | 0 | 10943.428
2025-01-14 | 9319.302 | 24.4 | 0 | 0 | 0 | 0 | 0 | 0 | 0 | 0 | 0 | 0 | 0 | 0 | 0 | 0 | 0 | 0 | 1 | 0 | 0 | 0 | 0 | 0 | 0 | 0 | 0 | 0 | 11162.8512
2025-01-14 | 9899.383 | 24.8 | 0 | 0 | 0 | 0 | 0 | 0 | 0 | 0 | 0 | 0 | 0 | 0 | 0 | 0 | 0 | 0 | 0 | 1 | 0 | 0 | 0 | 0 | 0 | 0 | 0 | 0 | 11923.5906
2025-01-14 | 11427.821 | 25.3 | 0 | 0 | 0 | 0 | 0 | 0 | 0 | 0 | 0 | 0 | 0 | 0 | 0 | 0 | 0 | 0 | 0 | 0 | 1 | 0 | 0 | 0 | 0 | 0 | 0 | 0 | 13040.6192
2025-01-14 | 13284.459 | 26.1 | 0 | 0 | 0 | 0 | 0 | 0 | 0 | 0 | 0 | 0 | 0 | 0 | 0 | 0 | 0 | 0 | 0 | 0 | 0 | 1 | 0 | 0 | 0 | 0 | 0 | 0 | 13668.5946
2025-01-14 | 13200.79 | 26.8 | 0 | 0 | 0 | 0 | 0 | 0 | 0 | 0 | 0 | 0 | 0 | 0 | 0 | 0 | 0 | 0 | 0 | 0 | 0 | 0 | 1 | 0 | 0 | 0 | 0 | 0 | 13769.1211
2025-01-14 | 13235.439 | 27.2 | 0 | 0 | 0 | 0 | 0 | 0 | 0 | 0 | 0 | 0 | 0 | 0 | 0 | 0 | 0 | 0 | 0 | 0 | 0 | 0 | 0 | 1 | 0 | 0 | 0 | 0 | 13746.7599
2025-01-14 | 12983.789 | 26.5 | 0 | 0 | 0 | 0 | 0 | 0 | 0 | 0 | 0 | 0 | 0 | 0 | 0 | 0 | 0 | 0 | 0 | 0 | 0 | 0 | 0 | 0 | 1 | 0 | 0 | 0 | 13248.3945
2025-01-14 | 12057.922 | 26.5 | 0 | 0 | 0 | 0 | 0 | 0 | 0 | 0 | 0 | 0 | 0 | 0 | 0 | 0 | 0 | 0 | 0 | 0 | 0 | 0 | 0 | 0 | 0 | 1 | 0 | 0 | 12274.351
2025-01-14 | 10888.832 | 26.5 | 0 | 0 | 0 | 0 | 0 | 0 | 0 | 0 | 0 | 0 | 0 | 0 | 0 | 0 | 0 | 0 | 0 | 0 | 0 | 0 | 0 | 0 | 0 | 0 | 1 | 0 | 11110.966
2025-01-14 | 9741.908 | 26 | 0 | 0 | 0 | 0 | 0 | 0 | 0 | 0 | 0 | 0 | 0 | 0 | 0 | 0 | 0 | 0 | 0 | 0 | 0 | 0 | 0 | 0 | 0 | 0 | 0 | 1 | 10015.9417
2025-01-15 | 9034.012 | 25.9 | 0 | 0 | 1 | 0 | 0 | 0 | 0 | 0 | 0 | 0 | 0 | 0 | 0 | 0 | 0 | 0 | 0 | 0 | 0 | 0 | 0 | 0 | 0 | 0 | 0 | 0 | 9294.5612
2025-01-15 | 8761.462 | 26.1 | 0 | 0 | 0 | 1 | 0 | 0 | 0 | 0 | 0 | 0 | 0 | 0 | 0 | 0 | 0 | 0 | 0 | 0 | 0 | 0 | 0 | 0 | 0 | 0 | 0 | 0 | 8909.0195
2025-01-15 | 8604.563 | 26.2 | 0 | 0 | 0 | 0 | 1 | 0 | 0 | 0 | 0 | 0 | 0 | 0 | 0 | 0 | 0 | 0 | 0 | 0 | 0 | 0 | 0 | 0 | 0 | 0 | 0 | 0 | 8697.3821
2025-01-15 | 8653.795 | 26.9 | 0 | 0 | 0 | 0 | 0 | 1 | 0 | 0 | 0 | 0 | 0 | 0 | 0 | 0 | 0 | 0 | 0 | 0 | 0 | 0 | 0 | 0 | 0 | 0 | 0 | 0 | 8771.2676
2025-01-15 | 8795.138 | 28 | 0 | 0 | 0 | 0 | 0 | 0 | 1 | 0 | 0 | 0 | 0 | 0 | 0 | 0 | 0 | 0 | 0 | 0 | 0 | 0 | 0 | 0 | 0 | 0 | 0 | 0 | 9139.2625
2025-01-15 | 9369.69 | 28.2 | 0 | 0 | 0 | 0 | 0 | 0 | 0 | 1 | 0 | 0 | 0 | 0 | 0 | 0 | 0 | 0 | 0 | 0 | 0 | 0 | 0 | 0 | 0 | 0 | 0 | 0 | 9710.8818
2025-01-15 | 10174.392 | 28.6 | 0 | 0 | 0 | 0 | 0 | 0 | 0 | 0 | 1 | 0 | 0 | 0 | 0 | 0 | 0 | 0 | 0 | 0 | 0 | 0 | 0 | 0 | 0 | 0 | 0 | 0 | 10554.9285
2025-01-15 | 10976.128 | 27.5 | 0 | 0 | 0 | 0 | 0 | 0 | 0 | 0 | 0 | 1 | 0 | 0 | 0 | 0 | 0 | 0 | 0 | 0 | 0 | 0 | 0 | 0 | 0 | 0 | 0 | 0 | 11035.3104
2025-01-15 | 11187.531 | 27.8 | 0 | 0 | 0 | 0 | 0 | 0 | 0 | 0 | 0 | 0 | 1 | 0 | 0 | 0 | 0 | 0 | 0 | 0 | 0 | 0 | 0 | 0 | 0 | 0 | 0 | 0 | 11429.2706
2025-01-15 | 10696.607 | 25.9 | 0 | 0 | 0 | 0 | 0 | 0 | 0 | 0 | 0 | 0 | 0 | 1 | 0 | 0 | 0 | 0 | 0 | 0 | 0 | 0 | 0 | 0 | 0 | 0 | 0 | 0 | 11218.96
2025-01-15 | 10288.755 | 24.2 | 0 | 0 | 0 | 0 | 0 | 0 | 0 | 0 | 0 | 0 | 0 | 0 | 1 | 0 | 0 | 0 | 0 | 0 | 0 | 0 | 0 | 0 | 0 | 0 | 0 | 0 | 11001.0026
2025-01-15 | 10463.993 | 23.3 | 0 | 0 | 0 | 0 | 0 | 0 | 0 | 0 | 0 | 0 | 0 | 0 | 0 | 1 | 0 | 0 | 0 | 0 | 0 | 0 | 0 | 0 | 0 | 0 | 0 | 0 | 10958.3811
2025-01-15 | 10337.919 | 22.8 | 0 | 0 | 0 | 0 | 0 | 0 | 0 | 0 | 0 | 0 | 0 | 0 | 0 | 0 | 1 | 0 | 0 | 0 | 0 | 0 | 0 | 0 | 0 | 0 | 0 | 0 | 10783.0508
2025-01-15 | 9889.757 | 22 | 0 | 0 | 0 | 0 | 0 | 0 | 0 | 0 | 0 | 0 | 0 | 0 | 0 | 0 | 0 | 1 | 0 | 0 | 0 | 0 | 0 | 0 | 0 | 0 | 0 | 0 | 10568.9131
2025-01-15 | 9993.089 | 21.8 | 0 | 0 | 0 | 0 | 0 | 0 | 0 | 0 | 0 | 0 | 0 | 0 | 0 | 0 | 0 | 0 | 1 | 0 | 0 | 0 | 0 | 0 | 0 | 0 | 0 | 0 | 10720.2427
2025-01-15 | 10516.733 | 22.4 | 0 | 0 | 0 | 0 | 0 | 0 | 0 | 0 | 0 | 0 | 0 | 0 | 0 | 0 | 0 | 0 | 0 | 1 | 0 | 0 | 0 | 0 | 0 | 0 | 0 | 0 | 11515.0289
2025-01-15 | 11743.619 | 22.4 | 0 | 0 | 0 | 0 | 0 | 0 | 0 | 0 | 0 | 0 | 0 | 0 | 0 | 0 | 0 | 0 | 0 | 0 | 1 | 0 | 0 | 0 | 0 | 0 | 0 | 0 | 12546.9404
2025-01-15 | 13242.23 | 23.2 | 0 | 0 | 0 | 0 | 0 | 0 | 0 | 0 | 0 | 0 | 0 | 0 | 0 | 0 | 0 | 0 | 0 | 0 | 0 | 1 | 0 | 0 | 0 | 0 | 0 | 0 | 13174.9158
2025-01-15 | 13037.156 | 23.5 | 0 | 0 | 0 | 0 | 0 | 0 | 0 | 0 | 0 | 0 | 0 | 0 | 0 | 0 | 0 | 0 | 0 | 0 | 0 | 0 | 1 | 0 | 0 | 0 | 0 | 0 | 13207.3487
2025-01-15 | 12807.272 | 24 | 0 | 0 | 0 | 0 | 0 | 0 | 0 | 0 | 0 | 0 | 0 | 0 | 0 | 0 | 0 | 0 | 0 | 0 | 0 | 0 | 0 | 1 | 0 | 0 | 0 | 0 | 13202.0109
2025-01-15 | 12606.65 | 24.5 | 0 | 0 | 0 | 0 | 0 | 0 | 0 | 0 | 0 | 0 | 0 | 0 | 0 | 0 | 0 | 0 | 0 | 0 | 0 | 0 | 0 | 0 | 1 | 0 | 0 | 0 | 12907.9264
2025-01-15 | 11901.703 | 24.6 | 0 | 0 | 0 | 0 | 0 | 0 | 0 | 0 | 0 | 0 | 0 | 0 | 0 | 0 | 0 | 0 | 0 | 0 | 0 | 0 | 0 | 0 | 0 | 1 | 0 | 0 | 11950.9063
2025-01-15 | 10654.704 | 24.9 | 0 | 0 | 0 | 0 | 0 | 0 | 0 | 0 | 0 | 0 | 0 | 0 | 0 | 0 | 0 | 0 | 0 | 0 | 0 | 0 | 0 | 0 | 0 | 0 | 1 | 0 | 10838.5915
2025-01-15 | 9590.602 | 24.8 | 0 | 0 | 0 | 0 | 0 | 0 | 0 | 0 | 0 | 0 | 0 | 0 | 0 | 0 | 0 | 0 | 0 | 0 | 0 | 0 | 0 | 0 | 0 | 0 | 0 | 1 | 9811.6609
2025-01-16 | 8794.484 | 25.3 | 0 | 0 | 1 | 0 | 0 | 0 | 0 | 0 | 0 | 0 | 0 | 0 | 0 | 0 | 0 | 0 | 0 | 0 | 0 | 0 | 0 | 0 | 0 | 0 | 0 | 0 | 9192.4208
2025-01-16 | 8265.46 | 25.7 | 0 | 0 | 0 | 1 | 0 | 0 | 0 | 0 | 0 | 0 | 0 | 0 | 0 | 0 | 0 | 0 | 0 | 0 | 0 | 0 | 0 | 0 | 0 | 0 | 0 | 0 | 8840.9259
2025-01-16 | 8164.981 | 25.7 | 0 | 0 | 0 | 0 | 1 | 0 | 0 | 0 | 0 | 0 | 0 | 0 | 0 | 0 | 0 | 0 | 0 | 0 | 0 | 0 | 0 | 0 | 0 | 0 | 0 | 0 | 8612.265
2025-01-16 | 8071.143 | 25.5 | 0 | 0 | 0 | 0 | 0 | 1 | 0 | 0 | 0 | 0 | 0 | 0 | 0 | 0 | 0 | 0 | 0 | 0 | 0 | 0 | 0 | 0 | 0 | 0 | 0 | 0 | 8532.9399
2025-01-16 | 8193.716 | 24.4 | 0 | 0 | 0 | 0 | 0 | 0 | 1 | 0 | 0 | 0 | 0 | 0 | 0 | 0 | 0 | 0 | 0 | 0 | 0 | 0 | 0 | 0 | 0 | 0 | 0 | 0 | 8526.4199
2025-01-16 | 8763.694 | 24.6 | 0 | 0 | 0 | 0 | 0 | 0 | 0 | 1 | 0 | 0 | 0 | 0 | 0 | 0 | 0 | 0 | 0 | 0 | 0 | 0 | 0 | 0 | 0 | 0 | 0 | 0 | 9098.0392
2025-01-16 | 9581.528 | 24 | 0 | 0 | 0 | 0 | 0 | 0 | 0 | 0 | 1 | 0 | 0 | 0 | 0 | 0 | 0 | 0 | 0 | 0 | 0 | 0 | 0 | 0 | 0 | 0 | 0 | 0 | 9771.8519
2025-01-16 | 10381.703 | 23 | 0 | 0 | 0 | 0 | 0 | 0 | 0 | 0 | 0 | 1 | 0 | 0 | 0 | 0 | 0 | 0 | 0 | 0 | 0 | 0 | 0 | 0 | 0 | 0 | 0 | 0 | 10269.2571
2025-01-16 | 10583.226 | 23.6 | 0 | 0 | 0 | 0 | 0 | 0 | 0 | 0 | 0 | 0 | 1 | 0 | 0 | 0 | 0 | 0 | 0 | 0 | 0 | 0 | 0 | 0 | 0 | 0 | 0 | 0 | 10714.2876
2025-01-16 | 10599.183 | 23.9 | 0 | 0 | 0 | 0 | 0 | 0 | 0 | 0 | 0 | 0 | 0 | 1 | 0 | 0 | 0 | 0 | 0 | 0 | 0 | 0 | 0 | 0 | 0 | 0 | 0 | 0 | 10878.4919
2025-01-16 | 10413.028 | 24.2 | 0 | 0 | 0 | 0 | 0 | 0 | 0 | 0 | 0 | 0 | 0 | 0 | 1 | 0 | 0 | 0 | 0 | 0 | 0 | 0 | 0 | 0 | 0 | 0 | 0 | 0 | 11001.0026
2025-01-16 | 10617.834 | 22.9 | 0 | 0 | 0 | 0 | 0 | 0 | 0 | 0 | 0 | 0 | 0 | 0 | 0 | 1 | 0 | 0 | 0 | 0 | 0 | 0 | 0 | 0 | 0 | 0 | 0 | 0 | 10890.2875
2025-01-16 | 10556.97 | 23 | 0 | 0 | 0 | 0 | 0 | 0 | 0 | 0 | 0 | 0 | 0 | 0 | 0 | 0 | 1 | 0 | 0 | 0 | 0 | 0 | 0 | 0 | 0 | 0 | 0 | 0 | 10817.0976
2025-01-16 | 10270.848 | 23.5 | 0 | 0 | 0 | 0 | 0 | 0 | 0 | 0 | 0 | 0 | 0 | 0 | 0 | 0 | 0 | 1 | 0 | 0 | 0 | 0 | 0 | 0 | 0 | 0 | 0 | 0 | 10824.2642
2025-01-16 | 10068.221 | 23.3 | 0 | 0 | 0 | 0 | 0 | 0 | 0 | 0 | 0 | 0 | 0 | 0 | 0 | 0 | 0 | 0 | 1 | 0 | 0 | 0 | 0 | 0 | 0 | 0 | 0 | 0 | 10975.5938
2025-01-16 | 10377.894 | 23.3 | 0 | 0 | 0 | 0 | 0 | 0 | 0 | 0 | 0 | 0 | 0 | 0 | 0 | 0 | 0 | 0 | 0 | 1 | 0 | 0 | 0 | 0 | 0 | 0 | 0 | 0 | 11668.2395
2025-01-16 | 11458.087 | 23.1 | 0 | 0 | 0 | 0 | 0 | 0 | 0 | 0 | 0 | 0 | 0 | 0 | 0 | 0 | 0 | 0 | 0 | 0 | 1 | 0 | 0 | 0 | 0 | 0 | 0 | 0 | 12666.1043
2025-01-16 | 12935.458 | 23.2 | 0 | 0 | 0 | 0 | 0 | 0 | 0 | 0 | 0 | 0 | 0 | 0 | 0 | 0 | 0 | 0 | 0 | 0 | 0 | 1 | 0 | 0 | 0 | 0 | 0 | 0 | 13174.9158
2025-01-16 | 12852.695 | 23 | 0 | 0 | 0 | 0 | 0 | 0 | 0 | 0 | 0 | 0 | 0 | 0 | 0 | 0 | 0 | 0 | 0 | 0 | 0 | 0 | 1 | 0 | 0 | 0 | 0 | 0 | 13122.2317
2025-01-16 | 12898.668 | 22.6 | 0 | 0 | 0 | 0 | 0 | 0 | 0 | 0 | 0 | 0 | 0 | 0 | 0 | 0 | 0 | 0 | 0 | 0 | 0 | 0 | 0 | 1 | 0 | 0 | 0 | 0 | 12963.6833
2025-01-16 | 12561.327 | 22.4 | 0 | 0 | 0 | 0 | 0 | 0 | 0 | 0 | 0 | 0 | 0 | 0 | 0 | 0 | 0 | 0 | 0 | 0 | 0 | 0 | 0 | 0 | 1 | 0 | 0 | 0 | 12550.4348
2025-01-16 | 11721.34 | 21.5 | 0 | 0 | 0 | 0 | 0 | 0 | 0 | 0 | 0 | 0 | 0 | 0 | 0 | 0 | 0 | 0 | 0 | 0 | 0 | 0 | 0 | 0 | 0 | 1 | 0 | 0 | 11423.1807
2025-01-16 | 10395.12 | 21.3 | 0 | 0 | 0 | 0 | 0 | 0 | 0 | 0 | 0 | 0 | 0 | 0 | 0 | 0 | 0 | 0 | 0 | 0 | 0 | 0 | 0 | 0 | 0 | 0 | 1 | 0 | 10225.7489
2025-01-16 | 9164.164 | 20.5 | 0 | 0 | 0 | 0 | 0 | 0 | 0 | 0 | 0 | 0 | 0 | 0 | 0 | 0 | 0 | 0 | 0 | 0 | 0 | 0 | 0 | 0 | 0 | 0 | 0 | 1 | 9079.6544
2025-01-17 | 8435.006 | 20.2 | 0 | 0 | 1 | 0 | 0 | 0 | 0 | 0 | 0 | 0 | 0 | 0 | 0 | 0 | 0 | 0 | 0 | 0 | 0 | 0 | 0 | 0 | 0 | 0 | 0 | 0 | 8324.2271
2025-01-17 | 7916.237 | 19.7 | 0 | 0 | 0 | 1 | 0 | 0 | 0 | 0 | 0 | 0 | 0 | 0 | 0 | 0 | 0 | 0 | 0 | 0 | 0 | 0 | 0 | 0 | 0 | 0 | 0 | 0 | 7819.5215
2025-01-17 | 7699.84 | 19.8 | 0 | 0 | 0 | 0 | 1 | 0 | 0 | 0 | 0 | 0 | 0 | 0 | 0 | 0 | 0 | 0 | 0 | 0 | 0 | 0 | 0 | 0 | 0 | 0 | 0 | 0 | 7607.8841
2025-01-17 | 7618.588 | 19.6 | 0 | 0 | 0 | 0 | 0 | 1 | 0 | 0 | 0 | 0 | 0 | 0 | 0 | 0 | 0 | 0 | 0 | 0 | 0 | 0 | 0 | 0 | 0 | 0 | 0 | 0 | 7528.559
2025-01-17 | 7800.25 | 19.9 | 0 | 0 | 0 | 0 | 0 | 0 | 1 | 0 | 0 | 0 | 0 | 0 | 0 | 0 | 0 | 0 | 0 | 0 | 0 | 0 | 0 | 0 | 0 | 0 | 0 | 0 | 7760.3666
2025-01-17 | 8212.202 | 19.5 | 0 | 0 | 0 | 0 | 0 | 0 | 0 | 1 | 0 | 0 | 0 | 0 | 0 | 0 | 0 | 0 | 0 | 0 | 0 | 0 | 0 | 0 | 0 | 0 | 0 | 0 | 8229.8455
2025-01-17 | 8980.926 | 19.6 | 0 | 0 | 0 | 0 | 0 | 0 | 0 | 0 | 1 | 0 | 0 | 0 | 0 | 0 | 0 | 0 | 0 | 0 | 0 | 0 | 0 | 0 | 0 | 0 | 0 | 0 | 9022.822
2025-01-17 | 9846.149 | 19.8 | 0 | 0 | 0 | 0 | 0 | 0 | 0 | 0 | 0 | 1 | 0 | 0 | 0 | 0 | 0 | 0 | 0 | 0 | 0 | 0 | 0 | 0 | 0 | 0 | 0 | 0 | 9724.5082
2025-01-17 | 10052.688 | 19.9 | 0 | 0 | 0 | 0 | 0 | 0 | 0 | 0 | 0 | 0 | 1 | 0 | 0 | 0 | 0 | 0 | 0 | 0 | 0 | 0 | 0 | 0 | 0 | 0 | 0 | 0 | 10084.4216
2025-01-17 | 9357.582 | 19.8 | 0 | 0 | 0 | 0 | 0 | 0 | 0 | 0 | 0 | 0 | 0 | 1 | 0 | 0 | 0 | 0 | 0 | 0 | 0 | 0 | 0 | 0 | 0 | 0 | 0 | 0 | 10180.5323
2025-01-17 | 8952.037 | 19.7 | 0 | 0 | 0 | 0 | 0 | 0 | 0 | 0 | 0 | 0 | 0 | 0 | 1 | 0 | 0 | 0 | 0 | 0 | 0 | 0 | 0 | 0 | 0 | 0 | 0 | 0 | 10234.9494
2025-01-17 | 9302.217 | 18.7 | 0 | 0 | 0 | 0 | 0 | 0 | 0 | 0 | 0 | 0 | 0 | 0 | 0 | 1 | 0 | 0 | 0 | 0 | 0 | 0 | 0 | 0 | 0 | 0 | 0 | 0 | 10175.3045
2025-01-17 | 9537.335 | 17.6 | 0 | 0 | 0 | 0 | 0 | 0 | 0 | 0 | 0 | 0 | 0 | 0 | 0 | 0 | 1 | 0 | 0 | 0 | 0 | 0 | 0 | 0 | 0 | 0 | 0 | 0 | 9897.8337
2025-01-17 | 9146.499 | 16.6 | 0 | 0 | 0 | 0 | 0 | 0 | 0 | 0 | 0 | 0 | 0 | 0 | 0 | 0 | 0 | 1 | 0 | 0 | 0 | 0 | 0 | 0 | 0 | 0 | 0 | 0 | 9649.6492
2025-01-17 | 9313.3 | 16.1 | 0 | 0 | 0 | 0 | 0 | 0 | 0 | 0 | 0 | 0 | 0 | 0 | 0 | 0 | 0 | 0 | 1 | 0 | 0 | 0 | 0 | 0 | 0 | 0 | 0 | 0 | 9749.9086
2025-01-17 | 9641.592 | 16 | 0 | 0 | 0 | 0 | 0 | 0 | 0 | 0 | 0 | 0 | 0 | 0 | 0 | 0 | 0 | 0 | 0 | 1 | 0 | 0 | 0 | 0 | 0 | 0 | 0 | 0 | 10425.5309
2025-01-17 | 10582.649 | 16 | 0 | 0 | 0 | 0 | 0 | 0 | 0 | 0 | 0 | 0 | 0 | 0 | 0 | 0 | 0 | 0 | 0 | 0 | 1 | 0 | 0 | 0 | 0 | 0 | 0 | 0 | 11457.4425
2025-01-17 | 11906.674 | 16 | 0 | 0 | 0 | 0 | 0 | 0 | 0 | 0 | 0 | 0 | 0 | 0 | 0 | 0 | 0 | 0 | 0 | 0 | 0 | 1 | 0 | 0 | 0 | 0 | 0 | 0 | 11949.2306
2025-01-17 | 11880.672 | 16.2 | 0 | 0 | 0 | 0 | 0 | 0 | 0 | 0 | 0 | 0 | 0 | 0 | 0 | 0 | 0 | 0 | 0 | 0 | 0 | 0 | 1 | 0 | 0 | 0 | 0 | 0 | 11964.6401
2025-01-17 | 11673.412 | 16.1 | 0 | 0 | 0 | 0 | 0 | 0 | 0 | 0 | 0 | 0 | 0 | 0 | 0 | 0 | 0 | 0 | 0 | 0 | 0 | 0 | 0 | 1 | 0 | 0 | 0 | 0 | 11857.1619
2025-01-17 | 11391.929 | 16 | 0 | 0 | 0 | 0 | 0 | 0 | 0 | 0 | 0 | 0 | 0 | 0 | 0 | 0 | 0 | 0 | 0 | 0 | 0 | 0 | 0 | 0 | 1 | 0 | 0 | 0 | 11460.9369
2025-01-17 | 10666.114 | 15.8 | 0 | 0 | 0 | 0 | 0 | 0 | 0 | 0 | 0 | 0 | 0 | 0 | 0 | 0 | 0 | 0 | 0 | 0 | 0 | 0 | 0 | 0 | 0 | 1 | 0 | 0 | 10452.8465
2025-01-17 | 9716.19 | 15.7 | 0 | 0 | 0 | 0 | 0 | 0 | 0 | 0 | 0 | 0 | 0 | 0 | 0 | 0 | 0 | 0 | 0 | 0 | 0 | 0 | 0 | 0 | 0 | 0 | 1 | 0 | 9272.4381
2025-01-17 | 8724.466 | 15.6 | 0 | 0 | 0 | 0 | 0 | 0 | 0 | 0 | 0 | 0 | 0 | 0 | 0 | 0 | 0 | 0 | 0 | 0 | 0 | 0 | 0 | 0 | 0 | 0 | 0 | 1 | 8245.5076
2025-01-18 | 7912.458 | 15.7 | 0 | 1 | 1 | 0 | 0 | 0 | 0 | 0 | 0 | 0 | 0 | 0 | 0 | 0 | 0 | 0 | 0 | 0 | 0 | 0 | 0 | 0 | 0 | 0 | 0 | 0 | 8041.3052
2025-01-18 | 7400.974 | 16 | 0 | 1 | 0 | 1 | 0 | 0 | 0 | 0 | 0 | 0 | 0 | 0 | 0 | 0 | 0 | 0 | 0 | 0 | 0 | 0 | 0 | 0 | 0 | 0 | 0 | 0 | 7672.7869
2025-01-18 | 7050.938 | 15.6 | 0 | 1 | 0 | 0 | 1 | 0 | 0 | 0 | 0 | 0 | 0 | 0 | 0 | 0 | 0 | 0 | 0 | 0 | 0 | 0 | 0 | 0 | 0 | 0 | 0 | 0 | 7376.0324
2025-01-18 | 6874.618 | 15.6 | 0 | 1 | 0 | 0 | 0 | 1 | 0 | 0 | 0 | 0 | 0 | 0 | 0 | 0 | 0 | 0 | 0 | 0 | 0 | 0 | 0 | 0 | 0 | 0 | 0 | 0 | 7330.7541
2025-01-18 | 6934.039 | 15.3 | 0 | 1 | 0 | 0 | 0 | 0 | 1 | 0 | 0 | 0 | 0 | 0 | 0 | 0 | 0 | 0 | 0 | 0 | 0 | 0 | 0 | 0 | 0 | 0 | 0 | 0 | 7460.4213
2025-01-18 | 7263.331 | 14.5 | 0 | 1 | 0 | 0 | 0 | 0 | 0 | 1 | 0 | 0 | 0 | 0 | 0 | 0 | 0 | 0 | 0 | 0 | 0 | 0 | 0 | 0 | 0 | 0 | 0 | 0 | 7861.8066
2025-01-18 | 7669.619 | 14.1 | 0 | 1 | 0 | 0 | 0 | 0 | 0 | 0 | 1 | 0 | 0 | 0 | 0 | 0 | 0 | 0 | 0 | 0 | 0 | 0 | 0 | 0 | 0 | 0 | 0 | 0 | 8569.6661
2025-01-18 | 8498.731 | 14.7 | 0 | 1 | 0 | 0 | 0 | 0 | 0 | 0 | 0 | 1 | 0 | 0 | 0 | 0 | 0 | 0 | 0 | 0 | 0 | 0 | 0 | 0 | 0 | 0 | 0 | 0 | 9339.4458
2025-01-18 | 9730.165 | 15.5 | 0 | 1 | 0 | 0 | 0 | 0 | 0 | 0 | 0 | 0 | 1 | 0 | 0 | 0 | 0 | 0 | 0 | 0 | 0 | 0 | 0 | 0 | 0 | 0 | 0 | 0 | 9818.5231
2025-01-18 | 10531.9 | 15.6 | 0 | 1 | 0 | 0 | 0 | 0 | 0 | 0 | 0 | 0 | 0 | 1 | 0 | 0 | 0 | 0 | 0 | 0 | 0 | 0 | 0 | 0 | 0 | 0 | 0 | 0 | 9948.6806
2025-01-18 | 11102.203 | 15.6 | 0 | 1 | 0 | 0 | 0 | 0 | 0 | 0 | 0 | 0 | 0 | 0 | 1 | 0 | 0 | 0 | 0 | 0 | 0 | 0 | 0 | 0 | 0 | 0 | 0 | 0 | 10020.1211
2025-01-18 | 11501.494 | 15.4 | 0 | 1 | 0 | 0 | 0 | 0 | 0 | 0 | 0 | 0 | 0 | 0 | 0 | 1 | 0 | 0 | 0 | 0 | 0 | 0 | 0 | 0 | 0 | 0 | 0 | 0 | 10096.6634
2025-01-18 | 11889.547 | 15.5 | 0 | 1 | 0 | 0 | 0 | 0 | 0 | 0 | 0 | 0 | 0 | 0 | 0 | 0 | 1 | 0 | 0 | 0 | 0 | 0 | 0 | 0 | 0 | 0 | 0 | 0 | 10023.4735
2025-01-18 | 11622.254 | 16.6 | 0 | 1 | 0 | 0 | 0 | 0 | 0 | 0 | 0 | 0 | 0 | 0 | 0 | 0 | 0 | 1 | 0 | 0 | 0 | 0 | 0 | 0 | 0 | 0 | 0 | 0 | 10132.7805
2025-01-18 | 11199.121 | 17.8 | 0 | 1 | 0 | 0 | 0 | 0 | 0 | 0 | 0 | 0 | 0 | 0 | 0 | 0 | 0 | 0 | 1 | 0 | 0 | 0 | 0 | 0 | 0 | 0 | 0 | 0 | 10522.4378
2025-01-18 | 11228.387 | 19.1 | 0 | 1 | 0 | 0 | 0 | 0 | 0 | 0 | 0 | 0 | 0 | 0 | 0 | 0 | 0 | 0 | 0 | 1 | 0 | 0 | 0 | 0 | 0 | 0 | 0 | 0 | 11436.3878
2025-01-18 | 11844.761 | 19.4 | 0 | 1 | 0 | 0 | 0 | 0 | 0 | 0 | 0 | 0 | 0 | 0 | 0 | 0 | 0 | 0 | 0 | 0 | 1 | 0 | 0 | 0 | 0 | 0 | 0 | 0 | 12519.3696
2025-01-18 | 12900.188 | 20.3 | 0 | 1 | 0 | 0 | 0 | 0 | 0 | 0 | 0 | 0 | 0 | 0 | 0 | 0 | 0 | 0 | 0 | 0 | 0 | 1 | 0 | 0 | 0 | 0 | 0 | 0 | 13164.3684
2025-01-18 | 12698.677 | 21.6 | 0 | 1 | 0 | 0 | 0 | 0 | 0 | 0 | 0 | 0 | 0 | 0 | 0 | 0 | 0 | 0 | 0 | 0 | 0 | 0 | 1 | 0 | 0 | 0 | 0 | 0 | 13367.0354
2025-01-18 | 12090.006 | 22.6 | 0 | 1 | 0 | 0 | 0 | 0 | 0 | 0 | 0 | 0 | 0 | 0 | 0 | 0 | 0 | 0 | 0 | 0 | 0 | 0 | 0 | 1 | 0 | 0 | 0 | 0 | 13446.8146
2025-01-18 | 11732.51 | 23.1 | 0 | 1 | 0 | 0 | 0 | 0 | 0 | 0 | 0 | 0 | 0 | 0 | 0 | 0 | 0 | 0 | 0 | 0 | 0 | 0 | 0 | 0 | 1 | 0 | 0 | 0 | 13152.73
2025-01-18 | 10980.573 | 23 | 0 | 1 | 0 | 0 | 0 | 0 | 0 | 0 | 0 | 0 | 0 | 0 | 0 | 0 | 0 | 0 | 0 | 0 | 0 | 0 | 0 | 0 | 0 | 1 | 0 | 0 | 12161.6631
2025-01-18 | 10099.721 | 23.5 | 0 | 1 | 0 | 0 | 0 | 0 | 0 | 0 | 0 | 0 | 0 | 0 | 0 | 0 | 0 | 0 | 0 | 0 | 0 | 0 | 0 | 0 | 0 | 0 | 1 | 0 | 11083.3951
2025-01-18 | 9262.413 | 23.9 | 0 | 1 | 0 | 0 | 0 | 0 | 0 | 0 | 0 | 0 | 0 | 0 | 0 | 0 | 0 | 0 | 0 | 0 | 0 | 0 | 0 | 0 | 0 | 0 | 0 | 1 | 10141.5816
2025-01-19 | 8656.96 | 24 | 0 | 1 | 1 | 0 | 0 | 0 | 0 | 0 | 0 | 0 | 0 | 0 | 0 | 0 | 0 | 0 | 0 | 0 | 0 | 0 | 0 | 0 | 0 | 0 | 0 | 0 | 9454.2479
2025-01-19 | 8354.521 | 24.5 | 0 | 1 | 0 | 1 | 0 | 0 | 0 | 0 | 0 | 0 | 0 | 0 | 0 | 0 | 0 | 0 | 0 | 0 | 0 | 0 | 0 | 0 | 0 | 0 | 0 | 0 | 9119.7763
2025-01-19 | 8051.369 | 25.9 | 0 | 1 | 0 | 0 | 1 | 0 | 0 | 0 | 0 | 0 | 0 | 0 | 0 | 0 | 0 | 0 | 0 | 0 | 0 | 0 | 0 | 0 | 0 | 0 | 0 | 0 | 9129.4432
2025-01-19 | 8013.732 | 26.1 | 0 | 1 | 0 | 0 | 0 | 1 | 0 | 0 | 0 | 0 | 0 | 0 | 0 | 0 | 0 | 0 | 0 | 0 | 0 | 0 | 0 | 0 | 0 | 0 | 0 | 0 | 9118.2117
2025-01-19 | 8110.949 | 26.4 | 0 | 1 | 0 | 0 | 0 | 0 | 1 | 0 | 0 | 0 | 0 | 0 | 0 | 0 | 0 | 0 | 0 | 0 | 0 | 0 | 0 | 0 | 0 | 0 | 0 | 0 | 9350.0194
2025-01-19 | 8513.944 | 25.6 | 0 | 1 | 0 | 0 | 0 | 0 | 0 | 1 | 0 | 0 | 0 | 0 | 0 | 0 | 0 | 0 | 0 | 0 | 0 | 0 | 0 | 0 | 0 | 0 | 0 | 0 | 9751.4046
2025-01-19 | 9038.619 | 25.8 | 0 | 1 | 0 | 0 | 0 | 0 | 0 | 0 | 1 | 0 | 0 | 0 | 0 | 0 | 0 | 0 | 0 | 0 | 0 | 0 | 0 | 0 | 0 | 0 | 0 | 0 | 10561.4045
2025-01-19 | 9941.387 | 26.2 | 0 | 1 | 0 | 0 | 0 | 0 | 0 | 0 | 0 | 1 | 0 | 0 | 0 | 0 | 0 | 0 | 0 | 0 | 0 | 0 | 0 | 0 | 0 | 0 | 0 | 0 | 11297.1375
2025-01-19 | 11075.667 | 26.4 | 0 | 1 | 0 | 0 | 0 | 0 | 0 | 0 | 0 | 0 | 1 | 0 | 0 | 0 | 0 | 0 | 0 | 0 | 0 | 0 | 0 | 0 | 0 | 0 | 0 | 0 | 11674.0743
2025-01-19 | 11835.079 | 26.3 | 0 | 1 | 0 | 0 | 0 | 0 | 0 | 0 | 0 | 0 | 0 | 1 | 0 | 0 | 0 | 0 | 0 | 0 | 0 | 0 | 0 | 0 | 0 | 0 | 0 | 0 | 11770.185
2025-01-19 | 12383.521 | 26.2 | 0 | 1 | 0 | 0 | 0 | 0 | 0 | 0 | 0 | 0 | 0 | 0 | 1 | 0 | 0 | 0 | 0 | 0 | 0 | 0 | 0 | 0 | 0 | 0 | 0 | 0 | 11824.6021
2025-01-19 | 12643.177 | 25.8 | 0 | 1 | 0 | 0 | 0 | 0 | 0 | 0 | 0 | 0 | 0 | 0 | 0 | 1 | 0 | 0 | 0 | 0 | 0 | 0 | 0 | 0 | 0 | 0 | 0 | 0 | 11867.0976
2025-01-19 | 12993.851 | 25.3 | 0 | 1 | 0 | 0 | 0 | 0 | 0 | 0 | 0 | 0 | 0 | 0 | 0 | 0 | 1 | 0 | 0 | 0 | 0 | 0 | 0 | 0 | 0 | 0 | 0 | 0 | 11691.7673
2025-01-19 | 12799.527 | 24.8 | 0 | 1 | 0 | 0 | 0 | 0 | 0 | 0 | 0 | 0 | 0 | 0 | 0 | 0 | 0 | 1 | 0 | 0 | 0 | 0 | 0 | 0 | 0 | 0 | 0 | 0 | 11528.6998
2025-01-19 | 12758.451 | 24.3 | 0 | 1 | 0 | 0 | 0 | 0 | 0 | 0 | 0 | 0 | 0 | 0 | 0 | 0 | 0 | 0 | 1 | 0 | 0 | 0 | 0 | 0 | 0 | 0 | 0 | 0 | 11628.9592
2025-01-19 | 12927.868 | 24 | 0 | 1 | 0 | 0 | 0 | 0 | 0 | 0 | 0 | 0 | 0 | 0 | 0 | 0 | 0 | 0 | 0 | 1 | 0 | 0 | 0 | 0 | 0 | 0 | 0 | 0 | 12270.5347
2025-01-19 | 14172.476 | 24.1 | 0 | 1 | 0 | 0 | 0 | 0 | 0 | 0 | 0 | 0 | 0 | 0 | 0 | 0 | 0 | 0 | 0 | 0 | 1 | 0 | 0 | 0 | 0 | 0 | 0 | 0 | 13319.4697
2025-01-19 | 15246.111 | 24.6 | 0 | 1 | 0 | 0 | 0 | 0 | 0 | 0 | 0 | 0 | 0 | 0 | 0 | 0 | 0 | 0 | 0 | 0 | 0 | 1 | 0 | 0 | 0 | 0 | 0 | 0 | 13896.3748
2025-01-19 | 14870.304 | 25 | 0 | 1 | 0 | 0 | 0 | 0 | 0 | 0 | 0 | 0 | 0 | 0 | 0 | 0 | 0 | 0 | 0 | 0 | 0 | 0 | 1 | 0 | 0 | 0 | 0 | 0 | 13945.8312
2025-01-19 | 14209.033 | 24.9 | 0 | 1 | 0 | 0 | 0 | 0 | 0 | 0 | 0 | 0 | 0 | 0 | 0 | 0 | 0 | 0 | 0 | 0 | 0 | 0 | 0 | 1 | 0 | 0 | 0 | 0 | 13838.3529
2025-01-19 | 13385.865 | 24.8 | 0 | 1 | 0 | 0 | 0 | 0 | 0 | 0 | 0 | 0 | 0 | 0 | 0 | 0 | 0 | 0 | 0 | 0 | 0 | 0 | 0 | 0 | 1 | 0 | 0 | 0 | 13442.1279
2025-01-19 | 12306.289 | 25.2 | 0 | 1 | 0 | 0 | 0 | 0 | 0 | 0 | 0 | 0 | 0 | 0 | 0 | 0 | 0 | 0 | 0 | 0 | 0 | 0 | 0 | 0 | 0 | 1 | 0 | 0 | 12536.178
2025-01-19 | 10989.064 | 26.4 | 0 | 1 | 0 | 0 | 0 | 0 | 0 | 0 | 0 | 0 | 0 | 0 | 0 | 0 | 0 | 0 | 0 | 0 | 0 | 0 | 0 | 0 | 0 | 0 | 1 | 0 | 11577.0739
2025-01-19 | 9744.017 | 27.2 | 0 | 1 | 0 | 0 | 0 | 0 | 0 | 0 | 0 | 0 | 0 | 0 | 0 | 0 | 0 | 0 | 0 | 0 | 0 | 0 | 0 | 0 | 0 | 0 | 0 | 1 | 10703.354
2025-01-20 | 8889.295 | 28.2 | 0 | 0 | 1 | 0 | 0 | 0 | 0 | 0 | 0 | 0 | 0 | 0 | 0 | 0 | 0 | 0 | 0 | 0 | 0 | 0 | 0 | 0 | 0 | 0 | 0 | 0 | 9686.0996
2025-01-20 | 8649.518 | 29.1 | 0 | 0 | 0 | 1 | 0 | 0 | 0 | 0 | 0 | 0 | 0 | 0 | 0 | 0 | 0 | 0 | 0 | 0 | 0 | 0 | 0 | 0 | 0 | 0 | 0 | 0 | 9419.7217
2025-01-20 | 8518.077 | 29.7 | 0 | 0 | 0 | 0 | 1 | 0 | 0 | 0 | 0 | 0 | 0 | 0 | 0 | 0 | 0 | 0 | 0 | 0 | 0 | 0 | 0 | 0 | 0 | 0 | 0 | 0 | 9293.2013
2025-01-20 | 8510.368 | 30.6 | 0 | 0 | 0 | 0 | 0 | 1 | 0 | 0 | 0 | 0 | 0 | 0 | 0 | 0 | 0 | 0 | 0 | 0 | 0 | 0 | 0 | 0 | 0 | 0 | 0 | 0 | 9401.1336
2025-01-20 | 8754.582 | 30.6 | 0 | 0 | 0 | 0 | 0 | 0 | 1 | 0 | 0 | 0 | 0 | 0 | 0 | 0 | 0 | 0 | 0 | 0 | 0 | 0 | 0 | 0 | 0 | 0 | 0 | 0 | 9581.8711
2025-01-20 | 9324.998 | 31 | 0 | 0 | 0 | 0 | 0 | 0 | 0 | 1 | 0 | 0 | 0 | 0 | 0 | 0 | 0 | 0 | 0 | 0 | 0 | 0 | 0 | 0 | 0 | 0 | 0 | 0 | 10187.5372
2025-01-20 | 10161.481 | 31.3 | 0 | 0 | 0 | 0 | 0 | 0 | 0 | 0 | 1 | 0 | 0 | 0 | 0 | 0 | 0 | 0 | 0 | 0 | 0 | 0 | 0 | 0 | 0 | 0 | 0 | 0 | 11014.5605
2025-01-20 | 11167.877 | 31.6 | 0 | 0 | 0 | 0 | 0 | 0 | 0 | 0 | 0 | 1 | 0 | 0 | 0 | 0 | 0 | 0 | 0 | 0 | 0 | 0 | 0 | 0 | 0 | 0 | 0 | 0 | 11733.27
2025-01-20 | 11498.709 | 31.5 | 0 | 0 | 0 | 0 | 0 | 0 | 0 | 0 | 0 | 0 | 1 | 0 | 0 | 0 | 0 | 0 | 0 | 0 | 0 | 0 | 0 | 0 | 0 | 0 | 0 | 0 | 12059.1366
2025-01-20 | 11308.945 | 30.8 | 0 | 0 | 0 | 0 | 0 | 0 | 0 | 0 | 0 | 0 | 0 | 1 | 0 | 0 | 0 | 0 | 0 | 0 | 0 | 0 | 0 | 0 | 0 | 0 | 0 | 0 | 12053.1069
2025-01-20 | 10931.873 | 30 | 0 | 0 | 0 | 0 | 0 | 0 | 0 | 0 | 0 | 0 | 0 | 0 | 1 | 0 | 0 | 0 | 0 | 0 | 0 | 0 | 0 | 0 | 0 | 0 | 0 | 0 | 11988.3602
2025-01-20 | 10913.364 | 28.7 | 0 | 0 | 0 | 0 | 0 | 0 | 0 | 0 | 0 | 0 | 0 | 0 | 0 | 1 | 0 | 0 | 0 | 0 | 0 | 0 | 0 | 0 | 0 | 0 | 0 | 0 | 11877.645
2025-01-20 | 10855.839 | 28.2 | 0 | 0 | 0 | 0 | 0 | 0 | 0 | 0 | 0 | 0 | 0 | 0 | 0 | 0 | 1 | 0 | 0 | 0 | 0 | 0 | 0 | 0 | 0 | 0 | 0 | 0 | 11702.3147
2025-01-20 | 10597.57 | 28.1 | 0 | 0 | 0 | 0 | 0 | 0 | 0 | 0 | 0 | 0 | 0 | 0 | 0 | 0 | 0 | 1 | 0 | 0 | 0 | 0 | 0 | 0 | 0 | 0 | 0 | 0 | 11607.3408
2025-01-20 | 11076.497 | 28.1 | 0 | 0 | 0 | 0 | 0 | 0 | 0 | 0 | 0 | 0 | 0 | 0 | 0 | 0 | 0 | 0 | 1 | 0 | 0 | 0 | 0 | 0 | 0 | 0 | 0 | 0 | 11792.7172
2025-01-20 | 11668.816 | 29.4 | 0 | 0 | 0 | 0 | 0 | 0 | 0 | 0 | 0 | 0 | 0 | 0 | 0 | 0 | 0 | 0 | 0 | 1 | 0 | 0 | 0 | 0 | 0 | 0 | 0 | 0 | 12706.6673
2025-01-20 | 12594.575 | 29.8 | 0 | 0 | 0 | 0 | 0 | 0 | 0 | 0 | 0 | 0 | 0 | 0 | 0 | 0 | 0 | 0 | 0 | 0 | 1 | 0 | 0 | 0 | 0 | 0 | 0 | 0 | 13806.6725
2025-01-20 | 14260.553 | 30.8 | 0 | 0 | 0 | 0 | 0 | 0 | 0 | 0 | 0 | 0 | 0 | 0 | 0 | 0 | 0 | 0 | 0 | 0 | 0 | 1 | 0 | 0 | 0 | 0 | 0 | 0 | 14468.6946
2025-01-20 | 14309.364 | 31.2 | 0 | 0 | 0 | 0 | 0 | 0 | 0 | 0 | 0 | 0 | 0 | 0 | 0 | 0 | 0 | 0 | 0 | 0 | 0 | 0 | 1 | 0 | 0 | 0 | 0 | 0 | 14518.151
2025-01-20 | 14316.708 | 31.5 | 0 | 0 | 0 | 0 | 0 | 0 | 0 | 0 | 0 | 0 | 0 | 0 | 0 | 0 | 0 | 0 | 0 | 0 | 0 | 0 | 0 | 1 | 0 | 0 | 0 | 0 | 14478.7664
2025-01-20 | 14051.809 | 31.6 | 0 | 0 | 0 | 0 | 0 | 0 | 0 | 0 | 0 | 0 | 0 | 0 | 0 | 0 | 0 | 0 | 0 | 0 | 0 | 0 | 0 | 0 | 1 | 0 | 0 | 0 | 14116.5882
2025-01-20 | 13273.13 | 31.8 | 0 | 0 | 0 | 0 | 0 | 0 | 0 | 0 | 0 | 0 | 0 | 0 | 0 | 0 | 0 | 0 | 0 | 0 | 0 | 0 | 0 | 0 | 0 | 1 | 0 | 0 | 13176.5915
2025-01-20 | 11912.335 | 31.9 | 0 | 0 | 0 | 0 | 0 | 0 | 0 | 0 | 0 | 0 | 0 | 0 | 0 | 0 | 0 | 0 | 0 | 0 | 0 | 0 | 0 | 0 | 0 | 0 | 1 | 0 | 12030.2299
2025-01-20 | 10721.75 | 31.7 | 0 | 0 | 0 | 0 | 0 | 0 | 0 | 0 | 0 | 0 | 0 | 0 | 0 | 0 | 0 | 0 | 0 | 0 | 0 | 0 | 0 | 0 | 0 | 0 | 0 | 1 | 10986.2759
2025-01-21 | 9998.329 | 32 | 0 | 0 | 1 | 0 | 0 | 0 | 0 | 0 | 0 | 0 | 0 | 0 | 0 | 0 | 0 | 0 | 0 | 0 | 0 | 0 | 0 | 0 | 0 | 0 | 0 | 0 | 10332.989
2025-01-21 | 9749.706 | 31.9 | 0 | 0 | 0 | 1 | 0 | 0 | 0 | 0 | 0 | 0 | 0 | 0 | 0 | 0 | 0 | 0 | 0 | 0 | 0 | 0 | 0 | 0 | 0 | 0 | 0 | 0 | 9896.377
2025-01-21 | 9499.937 | 32.2 | 0 | 0 | 0 | 0 | 1 | 0 | 0 | 0 | 0 | 0 | 0 | 0 | 0 | 0 | 0 | 0 | 0 | 0 | 0 | 0 | 0 | 0 | 0 | 0 | 0 | 0 | 9718.7864
2025-01-21 | 9653.614 | 32.6 | 0 | 0 | 0 | 0 | 0 | 1 | 0 | 0 | 0 | 0 | 0 | 0 | 0 | 0 | 0 | 0 | 0 | 0 | 0 | 0 | 0 | 0 | 0 | 0 | 0 | 0 | 9741.6017
2025-01-21 | 9822.85 | 32.9 | 0 | 0 | 0 | 0 | 0 | 0 | 1 | 0 | 0 | 0 | 0 | 0 | 0 | 0 | 0 | 0 | 0 | 0 | 0 | 0 | 0 | 0 | 0 | 0 | 0 | 0 | 9973.4094
2025-01-21 | 10261.325 | 33.2 | 0 | 0 | 0 | 0 | 0 | 0 | 0 | 1 | 0 | 0 | 0 | 0 | 0 | 0 | 0 | 0 | 0 | 0 | 0 | 0 | 0 | 0 | 0 | 0 | 0 | 0 | 10562.0521
2025-01-21 | 10961.958 | 33.6 | 0 | 0 | 0 | 0 | 0 | 0 | 0 | 0 | 1 | 0 | 0 | 0 | 0 | 0 | 0 | 0 | 0 | 0 | 0 | 0 | 0 | 0 | 0 | 0 | 0 | 0 | 11406.0988
2025-01-21 | 11910.947 | 33.8 | 0 | 0 | 0 | 0 | 0 | 0 | 0 | 0 | 0 | 1 | 0 | 0 | 0 | 0 | 0 | 0 | 0 | 0 | 0 | 0 | 0 | 0 | 0 | 0 | 0 | 0 | 12107.785
2025-01-21 | 12136.814 | 33.8 | 0 | 0 | 0 | 0 | 0 | 0 | 0 | 0 | 0 | 0 | 1 | 0 | 0 | 0 | 0 | 0 | 0 | 0 | 0 | 0 | 0 | 0 | 0 | 0 | 0 | 0 | 12450.675
2025-01-21 | 11359.757 | 32.5 | 0 | 0 | 0 | 0 | 0 | 0 | 0 | 0 | 0 | 0 | 0 | 1 | 0 | 0 | 0 | 0 | 0 | 0 | 0 | 0 | 0 | 0 | 0 | 0 | 0 | 0 | 12342.5048
2025-01-21 | 11259.02 | 31.2 | 0 | 0 | 0 | 0 | 0 | 0 | 0 | 0 | 0 | 0 | 0 | 0 | 1 | 0 | 0 | 0 | 0 | 0 | 0 | 0 | 0 | 0 | 0 | 0 | 0 | 0 | 12192.641
2025-01-21 | 11048.219 | 29.7 | 0 | 0 | 0 | 0 | 0 | 0 | 0 | 0 | 0 | 0 | 0 | 0 | 0 | 1 | 0 | 0 | 0 | 0 | 0 | 0 | 0 | 0 | 0 | 0 | 0 | 0 | 12047.8791
2025-01-21 | 11019.996 | 29.1 | 0 | 0 | 0 | 0 | 0 | 0 | 0 | 0 | 0 | 0 | 0 | 0 | 0 | 0 | 1 | 0 | 0 | 0 | 0 | 0 | 0 | 0 | 0 | 0 | 0 | 0 | 11855.5254
2025-01-21 | 10827.307 | 29.6 | 0 | 0 | 0 | 0 | 0 | 0 | 0 | 0 | 0 | 0 | 0 | 0 | 0 | 0 | 0 | 1 | 0 | 0 | 0 | 0 | 0 | 0 | 0 | 0 | 0 | 0 | 11862.6919
2025-01-21 | 11281.546 | 29.1 | 0 | 0 | 0 | 0 | 0 | 0 | 0 | 0 | 0 | 0 | 0 | 0 | 0 | 0 | 0 | 0 | 1 | 0 | 0 | 0 | 0 | 0 | 0 | 0 | 0 | 0 | 11962.9513
2025-01-21 | 11830.08 | 29.5 | 0 | 0 | 0 | 0 | 0 | 0 | 0 | 0 | 0 | 0 | 0 | 0 | 0 | 0 | 0 | 0 | 0 | 1 | 0 | 0 | 0 | 0 | 0 | 0 | 0 | 0 | 12723.6907
2025-01-21 | 13172.568 | 30 | 0 | 0 | 0 | 0 | 0 | 0 | 0 | 0 | 0 | 0 | 0 | 0 | 0 | 0 | 0 | 0 | 0 | 0 | 1 | 0 | 0 | 0 | 0 | 0 | 0 | 0 | 13840.7193
2025-01-21 | 14620.588 | 30.9 | 0 | 0 | 0 | 0 | 0 | 0 | 0 | 0 | 0 | 0 | 0 | 0 | 0 | 0 | 0 | 0 | 0 | 0 | 0 | 1 | 0 | 0 | 0 | 0 | 0 | 0 | 14485.718
2025-01-21 | 14496.613 | 31.8 | 0 | 0 | 0 | 0 | 0 | 0 | 0 | 0 | 0 | 0 | 0 | 0 | 0 | 0 | 0 | 0 | 0 | 0 | 0 | 0 | 1 | 0 | 0 | 0 | 0 | 0 | 14620.2914
2025-01-21 | 14346.713 | 32.4 | 0 | 0 | 0 | 0 | 0 | 0 | 0 | 0 | 0 | 0 | 0 | 0 | 0 | 0 | 0 | 0 | 0 | 0 | 0 | 0 | 0 | 1 | 0 | 0 | 0 | 0 | 14631.977
2025-01-21 | 14122.39 | 33 | 0 | 0 | 0 | 0 | 0 | 0 | 0 | 0 | 0 | 0 | 0 | 0 | 0 | 0 | 0 | 0 | 0 | 0 | 0 | 0 | 0 | 0 | 1 | 0 | 0 | 0 | 14354.9158
2025-01-21 | 13338.423 | 33.7 | 0 | 0 | 0 | 0 | 0 | 0 | 0 | 0 | 0 | 0 | 0 | 0 | 0 | 0 | 0 | 0 | 0 | 0 | 0 | 0 | 0 | 0 | 0 | 1 | 0 | 0 | 13500.0362
2025-01-21 | 12067.134 | 34.1 | 0 | 0 | 0 | 0 | 0 | 0 | 0 | 0 | 0 | 0 | 0 | 0 | 0 | 0 | 0 | 0 | 0 | 0 | 0 | 0 | 0 | 0 | 0 | 0 | 1 | 0 | 12404.7448
2025-01-21 | 11023.176 | 34.3 | 0 | 0 | 0 | 0 | 0 | 0 | 0 | 0 | 0 | 0 | 0 | 0 | 0 | 0 | 0 | 0 | 0 | 0 | 0 | 0 | 0 | 0 | 0 | 0 | 0 | 1 | 11428.8844
2025-01-22 | 10307.104 | 34.5 | 0 | 0 | 1 | 0 | 0 | 0 | 0 | 0 | 0 | 0 | 0 | 0 | 0 | 0 | 0 | 0 | 0 | 0 | 0 | 0 | 0 | 0 | 0 | 0 | 0 | 0 | 10758.5741
2025-01-22 | 9973.392 | 35.1 | 0 | 0 | 0 | 1 | 0 | 0 | 0 | 0 | 0 | 0 | 0 | 0 | 0 | 0 | 0 | 0 | 0 | 0 | 0 | 0 | 0 | 0 | 0 | 0 | 0 | 0 | 10441.126
2025-01-22 | 9816.475 | 35.3 | 0 | 0 | 0 | 0 | 1 | 0 | 0 | 0 | 0 | 0 | 0 | 0 | 0 | 0 | 0 | 0 | 0 | 0 | 0 | 0 | 0 | 0 | 0 | 0 | 0 | 0 | 10246.512
2025-01-22 | 9814.838 | 35.4 | 0 | 0 | 0 | 0 | 0 | 1 | 0 | 0 | 0 | 0 | 0 | 0 | 0 | 0 | 0 | 0 | 0 | 0 | 0 | 0 | 0 | 0 | 0 | 0 | 0 | 0 | 10218.2571
2025-01-22 | 9961.205 | 35.6 | 0 | 0 | 0 | 0 | 0 | 0 | 1 | 0 | 0 | 0 | 0 | 0 | 0 | 0 | 0 | 0 | 0 | 0 | 0 | 0 | 0 | 0 | 0 | 0 | 0 | 0 | 10433.0413
2025-01-22 | 10496.995 | 36 | 0 | 0 | 0 | 0 | 0 | 0 | 0 | 1 | 0 | 0 | 0 | 0 | 0 | 0 | 0 | 0 | 0 | 0 | 0 | 0 | 0 | 0 | 0 | 0 | 0 | 0 | 11038.7075
2025-01-22 | 11323.269 | 36.2 | 0 | 0 | 0 | 0 | 0 | 0 | 0 | 0 | 1 | 0 | 0 | 0 | 0 | 0 | 0 | 0 | 0 | 0 | 0 | 0 | 0 | 0 | 0 | 0 | 0 | 0 | 11848.7074
2025-01-22 | 12287.093 | 36.2 | 0 | 0 | 0 | 0 | 0 | 0 | 0 | 0 | 0 | 1 | 0 | 0 | 0 | 0 | 0 | 0 | 0 | 0 | 0 | 0 | 0 | 0 | 0 | 0 | 0 | 0 | 12516.3467
2025-01-22 | 12518.751 | 36 | 0 | 0 | 0 | 0 | 0 | 0 | 0 | 0 | 0 | 0 | 1 | 0 | 0 | 0 | 0 | 0 | 0 | 0 | 0 | 0 | 0 | 0 | 0 | 0 | 0 | 0 | 12825.1899
2025-01-22 | 12397.61 | 34.5 | 0 | 0 | 0 | 0 | 0 | 0 | 0 | 0 | 0 | 0 | 0 | 1 | 0 | 0 | 0 | 0 | 0 | 0 | 0 | 0 | 0 | 0 | 0 | 0 | 0 | 0 | 12682.9729
2025-01-22 | 12114.673 | 32.6 | 0 | 0 | 0 | 0 | 0 | 0 | 0 | 0 | 0 | 0 | 0 | 0 | 1 | 0 | 0 | 0 | 0 | 0 | 0 | 0 | 0 | 0 | 0 | 0 | 0 | 0 | 12430.9687
2025-01-22 | 12250.735 | 31.1 | 0 | 0 | 0 | 0 | 0 | 0 | 0 | 0 | 0 | 0 | 0 | 0 | 0 | 1 | 0 | 0 | 0 | 0 | 0 | 0 | 0 | 0 | 0 | 0 | 0 | 0 | 12286.2068
2025-01-22 | 12448.319 | 30.6 | 0 | 0 | 0 | 0 | 0 | 0 | 0 | 0 | 0 | 0 | 0 | 0 | 0 | 0 | 1 | 0 | 0 | 0 | 0 | 0 | 0 | 0 | 0 | 0 | 0 | 0 | 12110.8765
2025-01-22 | 12155.504 | 30.2 | 0 | 0 | 0 | 0 | 0 | 0 | 0 | 0 | 0 | 0 | 0 | 0 | 0 | 0 | 0 | 1 | 0 | 0 | 0 | 0 | 0 | 0 | 0 | 0 | 0 | 0 | 11964.8323
2025-01-22 | 11946.617 | 30.2 | 0 | 0 | 0 | 0 | 0 | 0 | 0 | 0 | 0 | 0 | 0 | 0 | 0 | 0 | 0 | 0 | 1 | 0 | 0 | 0 | 0 | 0 | 0 | 0 | 0 | 0 | 12150.2088
2025-01-22 | 12219.754 | 30 | 0 | 0 | 0 | 0 | 0 | 0 | 0 | 0 | 0 | 0 | 0 | 0 | 0 | 0 | 0 | 0 | 0 | 1 | 0 | 0 | 0 | 0 | 0 | 0 | 0 | 0 | 12808.8077
2025-01-22 | 13263.155 | 30.2 | 0 | 0 | 0 | 0 | 0 | 0 | 0 | 0 | 0 | 0 | 0 | 0 | 0 | 0 | 0 | 0 | 0 | 0 | 1 | 0 | 0 | 0 | 0 | 0 | 0 | 0 | 13874.7661
2025-01-22 | 14863.917 | 29.9 | 0 | 0 | 0 | 0 | 0 | 0 | 0 | 0 | 0 | 0 | 0 | 0 | 0 | 0 | 0 | 0 | 0 | 0 | 0 | 1 | 0 | 0 | 0 | 0 | 0 | 0 | 14315.484
2025-01-22 | 14728.437 | 29.7 | 0 | 0 | 0 | 0 | 0 | 0 | 0 | 0 | 0 | 0 | 0 | 0 | 0 | 0 | 0 | 0 | 0 | 0 | 0 | 0 | 1 | 0 | 0 | 0 | 0 | 0 | 14262.7999
2025-01-22 | 14575.844 | 28.9 | 0 | 0 | 0 | 0 | 0 | 0 | 0 | 0 | 0 | 0 | 0 | 0 | 0 | 0 | 0 | 0 | 0 | 0 | 0 | 0 | 0 | 1 | 0 | 0 | 0 | 0 | 14036.1578
2025-01-22 | 14140.472 | 28.6 | 0 | 0 | 0 | 0 | 0 | 0 | 0 | 0 | 0 | 0 | 0 | 0 | 0 | 0 | 0 | 0 | 0 | 0 | 0 | 0 | 0 | 0 | 1 | 0 | 0 | 0 | 13605.886
2025-01-22 | 13196.191 | 28.5 | 0 | 0 | 0 | 0 | 0 | 0 | 0 | 0 | 0 | 0 | 0 | 0 | 0 | 0 | 0 | 0 | 0 | 0 | 0 | 0 | 0 | 0 | 0 | 1 | 0 | 0 | 12614.8191
2025-01-22 | 11771.249 | 28.5 | 0 | 0 | 0 | 0 | 0 | 0 | 0 | 0 | 0 | 0 | 0 | 0 | 0 | 0 | 0 | 0 | 0 | 0 | 0 | 0 | 0 | 0 | 0 | 0 | 1 | 0 | 11451.4341
2025-01-22 | 10587.452 | 28.5 | 0 | 0 | 0 | 0 | 0 | 0 | 0 | 0 | 0 | 0 | 0 | 0 | 0 | 0 | 0 | 0 | 0 | 0 | 0 | 0 | 0 | 0 | 0 | 0 | 0 | 1 | 10441.5269
2025-01-23 | 9763.179 | 27.6 | 0 | 0 | 1 | 0 | 0 | 0 | 0 | 0 | 0 | 0 | 0 | 0 | 0 | 0 | 0 | 0 | 0 | 0 | 0 | 0 | 0 | 0 | 0 | 0 | 0 | 0 | 9583.9591
2025-01-23 | 9310.547 | 27.4 | 0 | 0 | 0 | 1 | 0 | 0 | 0 | 0 | 0 | 0 | 0 | 0 | 0 | 0 | 0 | 0 | 0 | 0 | 0 | 0 | 0 | 0 | 0 | 0 | 0 | 0 | 9130.3238
2025-01-23 | 9091.723 | 27 | 0 | 0 | 0 | 0 | 1 | 0 | 0 | 0 | 0 | 0 | 0 | 0 | 0 | 0 | 0 | 0 | 0 | 0 | 0 | 0 | 0 | 0 | 0 | 0 | 0 | 0 | 8833.5693
2025-01-23 | 8911.621 | 26.6 | 0 | 0 | 0 | 0 | 0 | 1 | 0 | 0 | 0 | 0 | 0 | 0 | 0 | 0 | 0 | 0 | 0 | 0 | 0 | 0 | 0 | 0 | 0 | 0 | 0 | 0 | 8720.1974
2025-01-23 | 9036.327 | 26.9 | 0 | 0 | 0 | 0 | 0 | 0 | 1 | 0 | 0 | 0 | 0 | 0 | 0 | 0 | 0 | 0 | 0 | 0 | 0 | 0 | 0 | 0 | 0 | 0 | 0 | 0 | 8952.005
2025-01-23 | 9587.452 | 27.3 | 0 | 0 | 0 | 0 | 0 | 0 | 0 | 1 | 0 | 0 | 0 | 0 | 0 | 0 | 0 | 0 | 0 | 0 | 0 | 0 | 0 | 0 | 0 | 0 | 0 | 0 | 9557.6712
2025-01-23 | 10233.102 | 27.1 | 0 | 0 | 0 | 0 | 0 | 0 | 0 | 0 | 1 | 0 | 0 | 0 | 0 | 0 | 0 | 0 | 0 | 0 | 0 | 0 | 0 | 0 | 0 | 0 | 0 | 0 | 10299.5775
2025-01-23 | 10875.891 | 26.7 | 0 | 0 | 0 | 0 | 0 | 0 | 0 | 0 | 0 | 1 | 0 | 0 | 0 | 0 | 0 | 0 | 0 | 0 | 0 | 0 | 0 | 0 | 0 | 0 | 0 | 0 | 10899.1231
2025-01-23 | 11252.636 | 26.3 | 0 | 0 | 0 | 0 | 0 | 0 | 0 | 0 | 0 | 0 | 1 | 0 | 0 | 0 | 0 | 0 | 0 | 0 | 0 | 0 | 0 | 0 | 0 | 0 | 0 | 0 | 11173.9195
2025-01-23 | 11244.117 | 25.2 | 0 | 0 | 0 | 0 | 0 | 0 | 0 | 0 | 0 | 0 | 0 | 1 | 0 | 0 | 0 | 0 | 0 | 0 | 0 | 0 | 0 | 0 | 0 | 0 | 0 | 0 | 11099.7962
2025-01-23 | 11191.971 | 24.2 | 0 | 0 | 0 | 0 | 0 | 0 | 0 | 0 | 0 | 0 | 0 | 0 | 1 | 0 | 0 | 0 | 0 | 0 | 0 | 0 | 0 | 0 | 0 | 0 | 0 | 0 | 11001.0026
2025-01-23 | 11245.745 | 23.7 | 0 | 0 | 0 | 0 | 0 | 0 | 0 | 0 | 0 | 0 | 0 | 0 | 0 | 1 | 0 | 0 | 0 | 0 | 0 | 0 | 0 | 0 | 0 | 0 | 0 | 0 | 11026.4748
2025-01-23 | 11286.227 | 23 | 0 | 0 | 0 | 0 | 0 | 0 | 0 | 0 | 0 | 0 | 0 | 0 | 0 | 0 | 1 | 0 | 0 | 0 | 0 | 0 | 0 | 0 | 0 | 0 | 0 | 0 | 10817.0976
2025-01-23 | 10980.455 | 22.4 | 0 | 0 | 0 | 0 | 0 | 0 | 0 | 0 | 0 | 0 | 0 | 0 | 0 | 0 | 0 | 1 | 0 | 0 | 0 | 0 | 0 | 0 | 0 | 0 | 0 | 0 | 10637.0067
2025-01-23 | 10626.036 | 22.1 | 0 | 0 | 0 | 0 | 0 | 0 | 0 | 0 | 0 | 0 | 0 | 0 | 0 | 0 | 0 | 0 | 1 | 0 | 0 | 0 | 0 | 0 | 0 | 0 | 0 | 0 | 10771.3129
2025-01-23 | 10798.18 | 22 | 0 | 0 | 0 | 0 | 0 | 0 | 0 | 0 | 0 | 0 | 0 | 0 | 0 | 0 | 0 | 0 | 0 | 1 | 0 | 0 | 0 | 0 | 0 | 0 | 0 | 0 | 11446.9353
2025-01-23 | 11850.434 | 22.3 | 0 | 0 | 0 | 0 | 0 | 0 | 0 | 0 | 0 | 0 | 0 | 0 | 0 | 0 | 0 | 0 | 0 | 0 | 1 | 0 | 0 | 0 | 0 | 0 | 0 | 0 | 12529.917
2025-01-23 | 13324.765 | 22.9 | 0 | 0 | 0 | 0 | 0 | 0 | 0 | 0 | 0 | 0 | 0 | 0 | 0 | 0 | 0 | 0 | 0 | 0 | 0 | 1 | 0 | 0 | 0 | 0 | 0 | 0 | 13123.8456
2025-01-23 | 13311.857 | 23.7 | 0 | 0 | 0 | 0 | 0 | 0 | 0 | 0 | 0 | 0 | 0 | 0 | 0 | 0 | 0 | 0 | 0 | 0 | 0 | 0 | 1 | 0 | 0 | 0 | 0 | 0 | 13241.3955
2025-01-23 | 13159.721 | 23.8 | 0 | 0 | 0 | 0 | 0 | 0 | 0 | 0 | 0 | 0 | 0 | 0 | 0 | 0 | 0 | 0 | 0 | 0 | 0 | 0 | 0 | 1 | 0 | 0 | 0 | 0 | 13167.9641
2025-01-23 | 12918.815 | 24 | 0 | 0 | 0 | 0 | 0 | 0 | 0 | 0 | 0 | 0 | 0 | 0 | 0 | 0 | 0 | 0 | 0 | 0 | 0 | 0 | 0 | 0 | 1 | 0 | 0 | 0 | 12822.8093
2025-01-23 | 11946.046 | 24.1 | 0 | 0 | 0 | 0 | 0 | 0 | 0 | 0 | 0 | 0 | 0 | 0 | 0 | 0 | 0 | 0 | 0 | 0 | 0 | 0 | 0 | 0 | 0 | 1 | 0 | 0 | 11865.7892
2025-01-23 | 10761.561 | 23.9 | 0 | 0 | 0 | 0 | 0 | 0 | 0 | 0 | 0 | 0 | 0 | 0 | 0 | 0 | 0 | 0 | 0 | 0 | 0 | 0 | 0 | 0 | 0 | 0 | 1 | 0 | 10668.3574
2025-01-23 | 9713.377 | 24.6 | 0 | 0 | 0 | 0 | 0 | 0 | 0 | 0 | 0 | 0 | 0 | 0 | 0 | 0 | 0 | 0 | 0 | 0 | 0 | 0 | 0 | 0 | 0 | 0 | 0 | 1 | 9777.6141
2025-01-24 | 8877.872 | 25.2 | 0 | 0 | 1 | 0 | 0 | 0 | 0 | 0 | 0 | 0 | 0 | 0 | 0 | 0 | 0 | 0 | 0 | 0 | 0 | 0 | 0 | 0 | 0 | 0 | 0 | 0 | 9175.3974
2025-01-24 | 8438.603 | 26 | 0 | 0 | 0 | 1 | 0 | 0 | 0 | 0 | 0 | 0 | 0 | 0 | 0 | 0 | 0 | 0 | 0 | 0 | 0 | 0 | 0 | 0 | 0 | 0 | 0 | 0 | 8891.9961
2025-01-24 | 8326.828 | 26 | 0 | 0 | 0 | 0 | 1 | 0 | 0 | 0 | 0 | 0 | 0 | 0 | 0 | 0 | 0 | 0 | 0 | 0 | 0 | 0 | 0 | 0 | 0 | 0 | 0 | 0 | 8663.3352
2025-01-24 | 8319.743 | 26 | 0 | 0 | 0 | 0 | 0 | 1 | 0 | 0 | 0 | 0 | 0 | 0 | 0 | 0 | 0 | 0 | 0 | 0 | 0 | 0 | 0 | 0 | 0 | 0 | 0 | 0 | 8618.057
2025-01-24 | 8472.166 | 26.9 | 0 | 0 | 0 | 0 | 0 | 0 | 1 | 0 | 0 | 0 | 0 | 0 | 0 | 0 | 0 | 0 | 0 | 0 | 0 | 0 | 0 | 0 | 0 | 0 | 0 | 0 | 8952.005
2025-01-24 | 8930.088 | 26.5 | 0 | 0 | 0 | 0 | 0 | 0 | 0 | 1 | 0 | 0 | 0 | 0 | 0 | 0 | 0 | 0 | 0 | 0 | 0 | 0 | 0 | 0 | 0 | 0 | 0 | 0 | 9421.4839
2025-01-24 | 9842.497 | 27 | 0 | 0 | 0 | 0 | 0 | 0 | 0 | 0 | 1 | 0 | 0 | 0 | 0 | 0 | 0 | 0 | 0 | 0 | 0 | 0 | 0 | 0 | 0 | 0 | 0 | 0 | 10282.5541
2025-01-24 | 10856.005 | 27.1 | 0 | 0 | 0 | 0 | 0 | 0 | 0 | 0 | 0 | 1 | 0 | 0 | 0 | 0 | 0 | 0 | 0 | 0 | 0 | 0 | 0 | 0 | 0 | 0 | 0 | 0 | 10967.2168
2025-01-24 | 11137.548 | 27.6 | 0 | 0 | 0 | 0 | 0 | 0 | 0 | 0 | 0 | 0 | 1 | 0 | 0 | 0 | 0 | 0 | 0 | 0 | 0 | 0 | 0 | 0 | 0 | 0 | 0 | 0 | 11395.2238
2025-01-24 | 10646.525 | 25.9 | 0 | 0 | 0 | 0 | 0 | 0 | 0 | 0 | 0 | 0 | 0 | 1 | 0 | 0 | 0 | 0 | 0 | 0 | 0 | 0 | 0 | 0 | 0 | 0 | 0 | 0 | 11218.96
2025-01-24 | 10052.668 | 25.8 | 0 | 0 | 0 | 0 | 0 | 0 | 0 | 0 | 0 | 0 | 0 | 0 | 1 | 0 | 0 | 0 | 0 | 0 | 0 | 0 | 0 | 0 | 0 | 0 | 0 | 0 | 11273.3771
2025-01-24 | 10068.613 | 24.3 | 0 | 0 | 0 | 0 | 0 | 0 | 0 | 0 | 0 | 0 | 0 | 0 | 0 | 1 | 0 | 0 | 0 | 0 | 0 | 0 | 0 | 0 | 0 | 0 | 0 | 0 | 11128.6152
2025-01-24 | 9962.051 | 23.8 | 0 | 0 | 0 | 0 | 0 | 0 | 0 | 0 | 0 | 0 | 0 | 0 | 0 | 0 | 1 | 0 | 0 | 0 | 0 | 0 | 0 | 0 | 0 | 0 | 0 | 0 | 10953.2849
2025-01-24 | 9555.707 | 23.1 | 0 | 0 | 0 | 0 | 0 | 0 | 0 | 0 | 0 | 0 | 0 | 0 | 0 | 0 | 0 | 1 | 0 | 0 | 0 | 0 | 0 | 0 | 0 | 0 | 0 | 0 | 10756.1705
2025-01-24 | 9494.545 | 22.8 | 0 | 0 | 0 | 0 | 0 | 0 | 0 | 0 | 0 | 0 | 0 | 0 | 0 | 0 | 0 | 0 | 1 | 0 | 0 | 0 | 0 | 0 | 0 | 0 | 0 | 0 | 10890.4767
2025-01-24 | 10027.675 | 23.2 | 0 | 0 | 0 | 0 | 0 | 0 | 0 | 0 | 0 | 0 | 0 | 0 | 0 | 0 | 0 | 0 | 0 | 1 | 0 | 0 | 0 | 0 | 0 | 0 | 0 | 0 | 11651.2161
2025-01-24 | 11251.21 | 23.7 | 0 | 0 | 0 | 0 | 0 | 0 | 0 | 0 | 0 | 0 | 0 | 0 | 0 | 0 | 0 | 0 | 0 | 0 | 1 | 0 | 0 | 0 | 0 | 0 | 0 | 0 | 12768.2447
2025-01-24 | 12678.748 | 24.7 | 0 | 0 | 0 | 0 | 0 | 0 | 0 | 0 | 0 | 0 | 0 | 0 | 0 | 0 | 0 | 0 | 0 | 0 | 0 | 1 | 0 | 0 | 0 | 0 | 0 | 0 | 13430.2669
2025-01-24 | 12805.034 | 25 | 0 | 0 | 0 | 0 | 0 | 0 | 0 | 0 | 0 | 0 | 0 | 0 | 0 | 0 | 0 | 0 | 0 | 0 | 0 | 0 | 1 | 0 | 0 | 0 | 0 | 0 | 13462.6998
2025-01-24 | 12695.635 | 25.2 | 0 | 0 | 0 | 0 | 0 | 0 | 0 | 0 | 0 | 0 | 0 | 0 | 0 | 0 | 0 | 0 | 0 | 0 | 0 | 0 | 0 | 1 | 0 | 0 | 0 | 0 | 13406.2918
2025-01-24 | 12428.814 | 25.6 | 0 | 0 | 0 | 0 | 0 | 0 | 0 | 0 | 0 | 0 | 0 | 0 | 0 | 0 | 0 | 0 | 0 | 0 | 0 | 0 | 0 | 0 | 1 | 0 | 0 | 0 | 13095.1838
2025-01-24 | 11857.291 | 25.7 | 0 | 0 | 0 | 0 | 0 | 0 | 0 | 0 | 0 | 0 | 0 | 0 | 0 | 0 | 0 | 0 | 0 | 0 | 0 | 0 | 0 | 0 | 0 | 1 | 0 | 0 | 12138.1637
2025-01-24 | 11000.734 | 26 | 0 | 0 | 0 | 0 | 0 | 0 | 0 | 0 | 0 | 0 | 0 | 0 | 0 | 0 | 0 | 0 | 0 | 0 | 0 | 0 | 0 | 0 | 0 | 0 | 1 | 0 | 11025.8489
2025-01-24 | 9910.728 | 25.7 | 0 | 0 | 0 | 0 | 0 | 0 | 0 | 0 | 0 | 0 | 0 | 0 | 0 | 0 | 0 | 0 | 0 | 0 | 0 | 0 | 0 | 0 | 0 | 0 | 0 | 1 | 9964.8715
2025-01-25 | 9172.555 | 25.9 | 0 | 1 | 1 | 0 | 0 | 0 | 0 | 0 | 0 | 0 | 0 | 0 | 0 | 0 | 0 | 0 | 0 | 0 | 0 | 0 | 0 | 0 | 0 | 0 | 0 | 0 | 9777.6926
2025-01-25 | 8678.773 | 26.3 | 0 | 1 | 0 | 1 | 0 | 0 | 0 | 0 | 0 | 0 | 0 | 0 | 0 | 0 | 0 | 0 | 0 | 0 | 0 | 0 | 0 | 0 | 0 | 0 | 0 | 0 | 9426.1976
2025-01-25 | 8453.86 | 26.6 | 0 | 1 | 0 | 0 | 1 | 0 | 0 | 0 | 0 | 0 | 0 | 0 | 0 | 0 | 0 | 0 | 0 | 0 | 0 | 0 | 0 | 0 | 0 | 0 | 0 | 0 | 9248.607
2025-01-25 | 8318.387 | 26.1 | 0 | 1 | 0 | 0 | 0 | 1 | 0 | 0 | 0 | 0 | 0 | 0 | 0 | 0 | 0 | 0 | 0 | 0 | 0 | 0 | 0 | 0 | 0 | 0 | 0 | 0 | 9118.2117
2025-01-25 | 8425.53 | 26.8 | 0 | 1 | 0 | 0 | 0 | 0 | 1 | 0 | 0 | 0 | 0 | 0 | 0 | 0 | 0 | 0 | 0 | 0 | 0 | 0 | 0 | 0 | 0 | 0 | 0 | 0 | 9418.113
2025-01-25 | 8701.805 | 26.9 | 0 | 1 | 0 | 0 | 0 | 0 | 0 | 1 | 0 | 0 | 0 | 0 | 0 | 0 | 0 | 0 | 0 | 0 | 0 | 0 | 0 | 0 | 0 | 0 | 0 | 0 | 9972.7089
2025-01-25 | 9215.332 | 26.7 | 0 | 1 | 0 | 0 | 0 | 0 | 0 | 0 | 1 | 0 | 0 | 0 | 0 | 0 | 0 | 0 | 0 | 0 | 0 | 0 | 0 | 0 | 0 | 0 | 0 | 0 | 10714.6152
2025-01-25 | 10010.247 | 26.3 | 0 | 1 | 0 | 0 | 0 | 0 | 0 | 0 | 0 | 1 | 0 | 0 | 0 | 0 | 0 | 0 | 0 | 0 | 0 | 0 | 0 | 0 | 0 | 0 | 0 | 0 | 11314.1609
2025-01-25 | 11220.622 | 26 | 0 | 1 | 0 | 0 | 0 | 0 | 0 | 0 | 0 | 0 | 1 | 0 | 0 | 0 | 0 | 0 | 0 | 0 | 0 | 0 | 0 | 0 | 0 | 0 | 0 | 0 | 11605.9807
2025-01-25 | 12111.187 | 25.3 | 0 | 1 | 0 | 0 | 0 | 0 | 0 | 0 | 0 | 0 | 0 | 1 | 0 | 0 | 0 | 0 | 0 | 0 | 0 | 0 | 0 | 0 | 0 | 0 | 0 | 0 | 11599.9509
2025-01-25 | 12509.832 | 24.8 | 0 | 1 | 0 | 0 | 0 | 0 | 0 | 0 | 0 | 0 | 0 | 0 | 1 | 0 | 0 | 0 | 0 | 0 | 0 | 0 | 0 | 0 | 0 | 0 | 0 | 0 | 11586.2744
2025-01-25 | 12820.384 | 23.8 | 0 | 1 | 0 | 0 | 0 | 0 | 0 | 0 | 0 | 0 | 0 | 0 | 0 | 1 | 0 | 0 | 0 | 0 | 0 | 0 | 0 | 0 | 0 | 0 | 0 | 0 | 11526.6295
2025-01-25 | 13006.163 | 22.4 | 0 | 1 | 0 | 0 | 0 | 0 | 0 | 0 | 0 | 0 | 0 | 0 | 0 | 0 | 1 | 0 | 0 | 0 | 0 | 0 | 0 | 0 | 0 | 0 | 0 | 0 | 11198.0885
2025-01-25 | 12644.06 | 21.1 | 0 | 1 | 0 | 0 | 0 | 0 | 0 | 0 | 0 | 0 | 0 | 0 | 0 | 0 | 0 | 1 | 0 | 0 | 0 | 0 | 0 | 0 | 0 | 0 | 0 | 0 | 10898.8338
2025-01-25 | 12456.126 | 20.9 | 0 | 1 | 0 | 0 | 0 | 0 | 0 | 0 | 0 | 0 | 0 | 0 | 0 | 0 | 0 | 0 | 1 | 0 | 0 | 0 | 0 | 0 | 0 | 0 | 0 | 0 | 11050.1634
2025-01-25 | 12588.277 | 20.3 | 0 | 1 | 0 | 0 | 0 | 0 | 0 | 0 | 0 | 0 | 0 | 0 | 0 | 0 | 0 | 0 | 0 | 1 | 0 | 0 | 0 | 0 | 0 | 0 | 0 | 0 | 11640.6687
2025-01-25 | 13240.215 | 20 | 0 | 1 | 0 | 0 | 0 | 0 | 0 | 0 | 0 | 0 | 0 | 0 | 0 | 0 | 0 | 0 | 0 | 0 | 1 | 0 | 0 | 0 | 0 | 0 | 0 | 0 | 12621.51
2025-01-25 | 13915.523 | 20.2 | 0 | 1 | 0 | 0 | 0 | 0 | 0 | 0 | 0 | 0 | 0 | 0 | 0 | 0 | 0 | 0 | 0 | 0 | 0 | 1 | 0 | 0 | 0 | 0 | 0 | 0 | 13147.345
2025-01-25 | 13394.704 | 20.5 | 0 | 1 | 0 | 0 | 0 | 0 | 0 | 0 | 0 | 0 | 0 | 0 | 0 | 0 | 0 | 0 | 0 | 0 | 0 | 0 | 1 | 0 | 0 | 0 | 0 | 0 | 13179.7779
2025-01-25 | 12630.01 | 21.3 | 0 | 1 | 0 | 0 | 0 | 0 | 0 | 0 | 0 | 0 | 0 | 0 | 0 | 0 | 0 | 0 | 0 | 0 | 0 | 0 | 0 | 1 | 0 | 0 | 0 | 0 | 13225.5103
2025-01-25 | 12253.654 | 22 | 0 | 1 | 0 | 0 | 0 | 0 | 0 | 0 | 0 | 0 | 0 | 0 | 0 | 0 | 0 | 0 | 0 | 0 | 0 | 0 | 0 | 0 | 1 | 0 | 0 | 0 | 12965.4725
2025-01-25 | 11444.59 | 21.5 | 0 | 1 | 0 | 0 | 0 | 0 | 0 | 0 | 0 | 0 | 0 | 0 | 0 | 0 | 0 | 0 | 0 | 0 | 0 | 0 | 0 | 0 | 0 | 1 | 0 | 0 | 11906.312
2025-01-25 | 10404.607 | 19.8 | 0 | 1 | 0 | 0 | 0 | 0 | 0 | 0 | 0 | 0 | 0 | 0 | 0 | 0 | 0 | 0 | 0 | 0 | 0 | 0 | 0 | 0 | 0 | 0 | 1 | 0 | 10453.5291
2025-01-25 | 9366.332 | 19 | 0 | 1 | 0 | 0 | 0 | 0 | 0 | 0 | 0 | 0 | 0 | 0 | 0 | 0 | 0 | 0 | 0 | 0 | 0 | 0 | 0 | 0 | 0 | 0 | 0 | 1 | 9307.4347
2025-01-26 | 8627.097 | 19.4 | 0 | 1 | 1 | 0 | 0 | 0 | 0 | 0 | 0 | 0 | 0 | 0 | 0 | 0 | 0 | 0 | 0 | 0 | 0 | 0 | 0 | 0 | 0 | 0 | 0 | 0 | 8671.1712
2025-01-26 | 8162.457 | 19.5 | 0 | 1 | 0 | 1 | 0 | 0 | 0 | 0 | 0 | 0 | 0 | 0 | 0 | 0 | 0 | 0 | 0 | 0 | 0 | 0 | 0 | 0 | 0 | 0 | 0 | 0 | 8268.6061
2025-01-26 | 7831.32 | 19.3 | 0 | 1 | 0 | 0 | 1 | 0 | 0 | 0 | 0 | 0 | 0 | 0 | 0 | 0 | 0 | 0 | 0 | 0 | 0 | 0 | 0 | 0 | 0 | 0 | 0 | 0 | 8005.8984
2025-01-26 | 7716.492 | 19.4 | 0 | 1 | 0 | 0 | 0 | 1 | 0 | 0 | 0 | 0 | 0 | 0 | 0 | 0 | 0 | 0 | 0 | 0 | 0 | 0 | 0 | 0 | 0 | 0 | 0 | 0 | 7977.6435
2025-01-26 | 7821.098 | 19.5 | 0 | 1 | 0 | 0 | 0 | 0 | 1 | 0 | 0 | 0 | 0 | 0 | 0 | 0 | 0 | 0 | 0 | 0 | 0 | 0 | 0 | 0 | 0 | 0 | 0 | 0 | 8175.4044
2025-01-26 | 7990.346 | 19.6 | 0 | 1 | 0 | 0 | 0 | 0 | 0 | 1 | 0 | 0 | 0 | 0 | 0 | 0 | 0 | 0 | 0 | 0 | 0 | 0 | 0 | 0 | 0 | 0 | 0 | 0 | 8730.0003
2025-01-26 | 8521.886 | 20.3 | 0 | 1 | 0 | 0 | 0 | 0 | 0 | 0 | 1 | 0 | 0 | 0 | 0 | 0 | 0 | 0 | 0 | 0 | 0 | 0 | 0 | 0 | 0 | 0 | 0 | 0 | 9625.1172
2025-01-26 | 9228.214 | 20.6 | 0 | 1 | 0 | 0 | 0 | 0 | 0 | 0 | 0 | 1 | 0 | 0 | 0 | 0 | 0 | 0 | 0 | 0 | 0 | 0 | 0 | 0 | 0 | 0 | 0 | 0 | 10343.8267
2025-01-26 | 10224.825 | 20.5 | 0 | 1 | 0 | 0 | 0 | 0 | 0 | 0 | 0 | 0 | 1 | 0 | 0 | 0 | 0 | 0 | 0 | 0 | 0 | 0 | 0 | 0 | 0 | 0 | 0 | 0 | 10669.6933
2025-01-26 | 10719.48 | 19.7 | 0 | 1 | 0 | 0 | 0 | 0 | 0 | 0 | 0 | 0 | 0 | 1 | 0 | 0 | 0 | 0 | 0 | 0 | 0 | 0 | 0 | 0 | 0 | 0 | 0 | 0 | 10646.6402
2025-01-26 | 11088.84 | 19.3 | 0 | 1 | 0 | 0 | 0 | 0 | 0 | 0 | 0 | 0 | 0 | 0 | 1 | 0 | 0 | 0 | 0 | 0 | 0 | 0 | 0 | 0 | 0 | 0 | 0 | 0 | 10649.9871
2025-01-26 | 11557.347 | 17.8 | 0 | 1 | 0 | 0 | 0 | 0 | 0 | 0 | 0 | 0 | 0 | 0 | 0 | 1 | 0 | 0 | 0 | 0 | 0 | 0 | 0 | 0 | 0 | 0 | 0 | 0 | 10505.2252
2025-01-26 | 11722.722 | 18.4 | 0 | 1 | 0 | 0 | 0 | 0 | 0 | 0 | 0 | 0 | 0 | 0 | 0 | 0 | 1 | 0 | 0 | 0 | 0 | 0 | 0 | 0 | 0 | 0 | 0 | 0 | 10517.1523
2025-01-26 | 11694.259 | 18.6 | 0 | 1 | 0 | 0 | 0 | 0 | 0 | 0 | 0 | 0 | 0 | 0 | 0 | 0 | 0 | 1 | 0 | 0 | 0 | 0 | 0 | 0 | 0 | 0 | 0 | 0 | 10473.2486
2025-01-26 | 11564.915 | 18.9 | 0 | 1 | 0 | 0 | 0 | 0 | 0 | 0 | 0 | 0 | 0 | 0 | 0 | 0 | 0 | 0 | 1 | 0 | 0 | 0 | 0 | 0 | 0 | 0 | 0 | 0 | 10709.6953
2025-01-26 | 11759.095 | 19.6 | 0 | 1 | 0 | 0 | 0 | 0 | 0 | 0 | 0 | 0 | 0 | 0 | 0 | 0 | 0 | 0 | 0 | 1 | 0 | 0 | 0 | 0 | 0 | 0 | 0 | 0 | 11521.5049
2025-01-26 | 12890.406 | 19.5 | 0 | 1 | 0 | 0 | 0 | 0 | 0 | 0 | 0 | 0 | 0 | 0 | 0 | 0 | 0 | 0 | 0 | 0 | 1 | 0 | 0 | 0 | 0 | 0 | 0 | 0 | 12536.393
2025-01-26 | 14162.68 | 20.5 | 0 | 1 | 0 | 0 | 0 | 0 | 0 | 0 | 0 | 0 | 0 | 0 | 0 | 0 | 0 | 0 | 0 | 0 | 0 | 1 | 0 | 0 | 0 | 0 | 0 | 0 | 13198.4152
2025-01-26 | 13854.869 | 20.7 | 0 | 1 | 0 | 0 | 0 | 0 | 0 | 0 | 0 | 0 | 0 | 0 | 0 | 0 | 0 | 0 | 0 | 0 | 0 | 0 | 1 | 0 | 0 | 0 | 0 | 0 | 13213.8247
2025-01-26 | 13181.754 | 20.9 | 0 | 1 | 0 | 0 | 0 | 0 | 0 | 0 | 0 | 0 | 0 | 0 | 0 | 0 | 0 | 0 | 0 | 0 | 0 | 0 | 0 | 1 | 0 | 0 | 0 | 0 | 13157.4167
2025-01-26 | 12685.447 | 20.8 | 0 | 1 | 0 | 0 | 0 | 0 | 0 | 0 | 0 | 0 | 0 | 0 | 0 | 0 | 0 | 0 | 0 | 0 | 0 | 0 | 0 | 0 | 1 | 0 | 0 | 0 | 12761.1917
2025-01-26 | 11641.639 | 21.3 | 0 | 1 | 0 | 0 | 0 | 0 | 0 | 0 | 0 | 0 | 0 | 0 | 0 | 0 | 0 | 0 | 0 | 0 | 0 | 0 | 0 | 0 | 0 | 1 | 0 | 0 | 11872.2652
2025-01-26 | 10356.926 | 22 | 0 | 1 | 0 | 0 | 0 | 0 | 0 | 0 | 0 | 0 | 0 | 0 | 0 | 0 | 0 | 0 | 0 | 0 | 0 | 0 | 0 | 0 | 0 | 0 | 1 | 0 | 10828.044
2025-01-26 | 9031.09 | 22.7 | 0 | 1 | 0 | 0 | 0 | 0 | 0 | 0 | 0 | 0 | 0 | 0 | 0 | 0 | 0 | 0 | 0 | 0 | 0 | 0 | 0 | 0 | 0 | 0 | 0 | 1 | 9937.3007
2025-01-27 | 8324.312 | 23.8 | 0 | 0 | 1 | 0 | 0 | 0 | 0 | 0 | 0 | 0 | 0 | 0 | 0 | 0 | 0 | 0 | 0 | 0 | 0 | 0 | 0 | 0 | 0 | 0 | 0 | 0 | 8937.0697
2025-01-27 | 7884.109 | 24.2 | 0 | 0 | 0 | 1 | 0 | 0 | 0 | 0 | 0 | 0 | 0 | 0 | 0 | 0 | 0 | 0 | 0 | 0 | 0 | 0 | 0 | 0 | 0 | 0 | 0 | 0 | 8585.5748
2025-01-27 | 7740.856 | 24.1 | 0 | 0 | 0 | 0 | 1 | 0 | 0 | 0 | 0 | 0 | 0 | 0 | 0 | 0 | 0 | 0 | 0 | 0 | 0 | 0 | 0 | 0 | 0 | 0 | 0 | 0 | 8339.8905
2025-01-27 | 7718.409 | 23.3 | 0 | 0 | 0 | 0 | 0 | 1 | 0 | 0 | 0 | 0 | 0 | 0 | 0 | 0 | 0 | 0 | 0 | 0 | 0 | 0 | 0 | 0 | 0 | 0 | 0 | 0 | 8158.425
2025-01-27 | 7914.168 | 23.8 | 0 | 0 | 0 | 0 | 0 | 0 | 1 | 0 | 0 | 0 | 0 | 0 | 0 | 0 | 0 | 0 | 0 | 0 | 0 | 0 | 0 | 0 | 0 | 0 | 0 | 0 | 8424.2795
2025-01-27 | 8391.602 | 23 | 0 | 0 | 0 | 0 | 0 | 0 | 0 | 1 | 0 | 0 | 0 | 0 | 0 | 0 | 0 | 0 | 0 | 0 | 0 | 0 | 0 | 0 | 0 | 0 | 0 | 0 | 8825.6647
2025-01-27 | 9335.117 | 22.7 | 0 | 0 | 0 | 0 | 0 | 0 | 0 | 0 | 1 | 0 | 0 | 0 | 0 | 0 | 0 | 0 | 0 | 0 | 0 | 0 | 0 | 0 | 0 | 0 | 0 | 0 | 9550.5476
2025-01-27 | 10089.062 | 23 | 0 | 0 | 0 | 0 | 0 | 0 | 0 | 0 | 0 | 1 | 0 | 0 | 0 | 0 | 0 | 0 | 0 | 0 | 0 | 0 | 0 | 0 | 0 | 0 | 0 | 0 | 10269.2571
2025-01-27 | 10265.906 | 22.5 | 0 | 0 | 0 | 0 | 0 | 0 | 0 | 0 | 0 | 0 | 1 | 0 | 0 | 0 | 0 | 0 | 0 | 0 | 0 | 0 | 0 | 0 | 0 | 0 | 0 | 0 | 10527.0301
2025-01-27 | 9805.889 | 21 | 0 | 0 | 0 | 0 | 0 | 0 | 0 | 0 | 0 | 0 | 0 | 1 | 0 | 0 | 0 | 0 | 0 | 0 | 0 | 0 | 0 | 0 | 0 | 0 | 0 | 0 | 10384.8131
2025-01-27 | 9694.298 | 19.4 | 0 | 0 | 0 | 0 | 0 | 0 | 0 | 0 | 0 | 0 | 0 | 0 | 1 | 0 | 0 | 0 | 0 | 0 | 0 | 0 | 0 | 0 | 0 | 0 | 0 | 0 | 10183.8792
2025-01-27 | 9803.986 | 18.1 | 0 | 0 | 0 | 0 | 0 | 0 | 0 | 0 | 0 | 0 | 0 | 0 | 0 | 1 | 0 | 0 | 0 | 0 | 0 | 0 | 0 | 0 | 0 | 0 | 0 | 0 | 10073.164
2025-01-27 | 9921.322 | 17.2 | 0 | 0 | 0 | 0 | 0 | 0 | 0 | 0 | 0 | 0 | 0 | 0 | 0 | 0 | 1 | 0 | 0 | 0 | 0 | 0 | 0 | 0 | 0 | 0 | 0 | 0 | 9829.7401
2025-01-27 | 9954.895 | 17 | 0 | 0 | 0 | 0 | 0 | 0 | 0 | 0 | 0 | 0 | 0 | 0 | 0 | 0 | 0 | 1 | 0 | 0 | 0 | 0 | 0 | 0 | 0 | 0 | 0 | 0 | 9717.7428
2025-01-27 | 9811.723 | 16.8 | 0 | 0 | 0 | 0 | 0 | 0 | 0 | 0 | 0 | 0 | 0 | 0 | 0 | 0 | 0 | 0 | 1 | 0 | 0 | 0 | 0 | 0 | 0 | 0 | 0 | 0 | 9869.0724
2025-01-27 | 10128.875 | 17.3 | 0 | 0 | 0 | 0 | 0 | 0 | 0 | 0 | 0 | 0 | 0 | 0 | 0 | 0 | 0 | 0 | 0 | 1 | 0 | 0 | 0 | 0 | 0 | 0 | 0 | 0 | 10646.8352
2025-01-27 | 11912.685 | 18.6 | 0 | 0 | 0 | 0 | 0 | 0 | 0 | 0 | 0 | 0 | 0 | 0 | 0 | 0 | 0 | 0 | 0 | 0 | 1 | 0 | 0 | 0 | 0 | 0 | 0 | 0 | 11900.051
2025-01-27 | 13470.821 | 19.2 | 0 | 0 | 0 | 0 | 0 | 0 | 0 | 0 | 0 | 0 | 0 | 0 | 0 | 0 | 0 | 0 | 0 | 0 | 0 | 1 | 0 | 0 | 0 | 0 | 0 | 0 | 12493.9796
2025-01-27 | 13361.42 | 19.1 | 0 | 0 | 0 | 0 | 0 | 0 | 0 | 0 | 0 | 0 | 0 | 0 | 0 | 0 | 0 | 0 | 0 | 0 | 0 | 0 | 1 | 0 | 0 | 0 | 0 | 0 | 12458.3189
2025-01-27 | 13023.114 | 18.5 | 0 | 0 | 0 | 0 | 0 | 0 | 0 | 0 | 0 | 0 | 0 | 0 | 0 | 0 | 0 | 0 | 0 | 0 | 0 | 0 | 0 | 1 | 0 | 0 | 0 | 0 | 12265.7236
2025-01-27 | 12464.509 | 18.3 | 0 | 0 | 0 | 0 | 0 | 0 | 0 | 0 | 0 | 0 | 0 | 0 | 0 | 0 | 0 | 0 | 0 | 0 | 0 | 0 | 0 | 0 | 1 | 0 | 0 | 0 | 11852.4752
2025-01-27 | 11572.02 | 19.6 | 0 | 0 | 0 | 0 | 0 | 0 | 0 | 0 | 0 | 0 | 0 | 0 | 0 | 0 | 0 | 0 | 0 | 0 | 0 | 0 | 0 | 0 | 0 | 1 | 0 | 0 | 11099.736
2025-01-27 | 10383.956 | 19.3 | 0 | 0 | 0 | 0 | 0 | 0 | 0 | 0 | 0 | 0 | 0 | 0 | 0 | 0 | 0 | 0 | 0 | 0 | 0 | 0 | 0 | 0 | 0 | 0 | 1 | 0 | 9885.2807
2025-01-27 | 9304.574 | 19.3 | 0 | 0 | 0 | 0 | 0 | 0 | 0 | 0 | 0 | 0 | 0 | 0 | 0 | 0 | 0 | 0 | 0 | 0 | 0 | 0 | 0 | 0 | 0 | 0 | 0 | 1 | 8875.3736
2025-01-28 | 8553.181 | 19 | 0 | 0 | 1 | 0 | 0 | 0 | 0 | 0 | 0 | 0 | 0 | 0 | 0 | 0 | 0 | 0 | 0 | 0 | 0 | 0 | 0 | 0 | 0 | 0 | 0 | 0 | 8119.9462
2025-01-28 | 8008.302 | 19.1 | 0 | 0 | 0 | 1 | 0 | 0 | 0 | 0 | 0 | 0 | 0 | 0 | 0 | 0 | 0 | 0 | 0 | 0 | 0 | 0 | 0 | 0 | 0 | 0 | 0 | 0 | 7717.3811
2025-01-28 | 7731.19 | 20 | 0 | 0 | 0 | 0 | 1 | 0 | 0 | 0 | 0 | 0 | 0 | 0 | 0 | 0 | 0 | 0 | 0 | 0 | 0 | 0 | 0 | 0 | 0 | 0 | 0 | 0 | 7641.9309
2025-01-28 | 7654.643 | 22.7 | 0 | 0 | 0 | 0 | 0 | 1 | 0 | 0 | 0 | 0 | 0 | 0 | 0 | 0 | 0 | 0 | 0 | 0 | 0 | 0 | 0 | 0 | 0 | 0 | 0 | 0 | 8056.2846
2025-01-28 | 8032.081 | 24 | 0 | 0 | 0 | 0 | 0 | 0 | 1 | 0 | 0 | 0 | 0 | 0 | 0 | 0 | 0 | 0 | 0 | 0 | 0 | 0 | 0 | 0 | 0 | 0 | 0 | 0 | 8458.3263
2025-01-28 | 8759.425 | 25.3 | 0 | 0 | 0 | 0 | 0 | 0 | 0 | 1 | 0 | 0 | 0 | 0 | 0 | 0 | 0 | 0 | 0 | 0 | 0 | 0 | 0 | 0 | 0 | 0 | 0 | 0 | 9217.2031
2025-01-28 | 9685.485 | 26.5 | 0 | 0 | 0 | 0 | 0 | 0 | 0 | 0 | 1 | 0 | 0 | 0 | 0 | 0 | 0 | 0 | 0 | 0 | 0 | 0 | 0 | 0 | 0 | 0 | 0 | 0 | 10197.437
2025-01-28 | 10520.906 | 28.7 | 0 | 0 | 0 | 0 | 0 | 0 | 0 | 0 | 0 | 1 | 0 | 0 | 0 | 0 | 0 | 0 | 0 | 0 | 0 | 0 | 0 | 0 | 0 | 0 | 0 | 0 | 11239.5913
2025-01-28 | 10758.678 | 29.7 | 0 | 0 | 0 | 0 | 0 | 0 | 0 | 0 | 0 | 0 | 1 | 0 | 0 | 0 | 0 | 0 | 0 | 0 | 0 | 0 | 0 | 0 | 0 | 0 | 0 | 0 | 11752.7153
2025-01-28 | 10411.045 | 28.5 | 0 | 0 | 0 | 0 | 0 | 0 | 0 | 0 | 0 | 0 | 0 | 1 | 0 | 0 | 0 | 0 | 0 | 0 | 0 | 0 | 0 | 0 | 0 | 0 | 0 | 0 | 11661.5686
2025-01-28 | 10093.536 | 26.4 | 0 | 0 | 0 | 0 | 0 | 0 | 0 | 0 | 0 | 0 | 0 | 0 | 1 | 0 | 0 | 0 | 0 | 0 | 0 | 0 | 0 | 0 | 0 | 0 | 0 | 0 | 11375.5176
2025-01-28 | 10290.937 | 25.8 | 0 | 0 | 0 | 0 | 0 | 0 | 0 | 0 | 0 | 0 | 0 | 0 | 0 | 1 | 0 | 0 | 0 | 0 | 0 | 0 | 0 | 0 | 0 | 0 | 0 | 0 | 11383.9663
2025-01-28 | 10330.555 | 25.5 | 0 | 0 | 0 | 0 | 0 | 0 | 0 | 0 | 0 | 0 | 0 | 0 | 0 | 0 | 1 | 0 | 0 | 0 | 0 | 0 | 0 | 0 | 0 | 0 | 0 | 0 | 11242.6828
2025-01-28 | 9809.661 | 25 | 0 | 0 | 0 | 0 | 0 | 0 | 0 | 0 | 0 | 0 | 0 | 0 | 0 | 0 | 0 | 1 | 0 | 0 | 0 | 0 | 0 | 0 | 0 | 0 | 0 | 0 | 11079.6152
2025-01-28 | 10061.87 | 24 | 0 | 0 | 0 | 0 | 0 | 0 | 0 | 0 | 0 | 0 | 0 | 0 | 0 | 0 | 0 | 0 | 1 | 0 | 0 | 0 | 0 | 0 | 0 | 0 | 0 | 0 | 11094.7576
2025-01-28 | 10581.688 | 23.2 | 0 | 0 | 0 | 0 | 0 | 0 | 0 | 0 | 0 | 0 | 0 | 0 | 0 | 0 | 0 | 0 | 0 | 1 | 0 | 0 | 0 | 0 | 0 | 0 | 0 | 0 | 11651.2161
2025-01-28 | 11970.722 | 23.2 | 0 | 0 | 0 | 0 | 0 | 0 | 0 | 0 | 0 | 0 | 0 | 0 | 0 | 0 | 0 | 0 | 0 | 0 | 1 | 0 | 0 | 0 | 0 | 0 | 0 | 0 | 12683.1277
2025-01-28 | 13655.194 | 23.4 | 0 | 0 | 0 | 0 | 0 | 0 | 0 | 0 | 0 | 0 | 0 | 0 | 0 | 0 | 0 | 0 | 0 | 0 | 0 | 1 | 0 | 0 | 0 | 0 | 0 | 0 | 13208.9626
2025-01-28 | 13386.203 | 23.9 | 0 | 0 | 0 | 0 | 0 | 0 | 0 | 0 | 0 | 0 | 0 | 0 | 0 | 0 | 0 | 0 | 0 | 0 | 0 | 0 | 1 | 0 | 0 | 0 | 0 | 0 | 13275.4424
2025-01-28 | 13228.078 | 22.8 | 0 | 0 | 0 | 0 | 0 | 0 | 0 | 0 | 0 | 0 | 0 | 0 | 0 | 0 | 0 | 0 | 0 | 0 | 0 | 0 | 0 | 1 | 0 | 0 | 0 | 0 | 12997.7301
2025-01-28 | 12860.909 | 22 | 0 | 0 | 0 | 0 | 0 | 0 | 0 | 0 | 0 | 0 | 0 | 0 | 0 | 0 | 0 | 0 | 0 | 0 | 0 | 0 | 0 | 0 | 1 | 0 | 0 | 0 | 12482.3412
2025-01-28 | 11912.831 | 21.3 | 0 | 0 | 0 | 0 | 0 | 0 | 0 | 0 | 0 | 0 | 0 | 0 | 0 | 0 | 0 | 0 | 0 | 0 | 0 | 0 | 0 | 0 | 0 | 1 | 0 | 0 | 11389.1339
2025-01-28 | 10549.11 | 20.5 | 0 | 0 | 0 | 0 | 0 | 0 | 0 | 0 | 0 | 0 | 0 | 0 | 0 | 0 | 0 | 0 | 0 | 0 | 0 | 0 | 0 | 0 | 0 | 0 | 1 | 0 | 10089.5616
2025-01-28 | 9316.855 | 19.2 | 0 | 0 | 0 | 0 | 0 | 0 | 0 | 0 | 0 | 0 | 0 | 0 | 0 | 0 | 0 | 0 | 0 | 0 | 0 | 0 | 0 | 0 | 0 | 0 | 0 | 1 | 8858.3502
2025-01-29 | 8464.242 | 15.8 | 0 | 0 | 1 | 0 | 0 | 0 | 0 | 0 | 0 | 0 | 0 | 0 | 0 | 0 | 0 | 0 | 0 | 0 | 0 | 0 | 0 | 0 | 0 | 0 | 0 | 0 | 7575.1973
2025-01-29 | 8002.221 | 15.9 | 0 | 0 | 0 | 1 | 0 | 0 | 0 | 0 | 0 | 0 | 0 | 0 | 0 | 0 | 0 | 0 | 0 | 0 | 0 | 0 | 0 | 0 | 0 | 0 | 0 | 0 | 7172.6321
2025-01-29 | 7722.15 | 15.9 | 0 | 0 | 0 | 0 | 1 | 0 | 0 | 0 | 0 | 0 | 0 | 0 | 0 | 0 | 0 | 0 | 0 | 0 | 0 | 0 | 0 | 0 | 0 | 0 | 0 | 0 | 6943.9713
2025-01-29 | 7648.516 | 16.3 | 0 | 0 | 0 | 0 | 0 | 1 | 0 | 0 | 0 | 0 | 0 | 0 | 0 | 0 | 0 | 0 | 0 | 0 | 0 | 0 | 0 | 0 | 0 | 0 | 0 | 0 | 6966.7866
2025-01-29 | 7670.386 | 16.6 | 0 | 0 | 0 | 0 | 0 | 0 | 1 | 0 | 0 | 0 | 0 | 0 | 0 | 0 | 0 | 0 | 0 | 0 | 0 | 0 | 0 | 0 | 0 | 0 | 0 | 0 | 7198.5943
2025-01-29 | 8143.433 | 16.5 | 0 | 0 | 0 | 0 | 0 | 0 | 0 | 1 | 0 | 0 | 0 | 0 | 0 | 0 | 0 | 0 | 0 | 0 | 0 | 0 | 0 | 0 | 0 | 0 | 0 | 0 | 7719.1434
2025-01-29 | 8796.125 | 17.4 | 0 | 0 | 0 | 0 | 0 | 0 | 0 | 0 | 1 | 0 | 0 | 0 | 0 | 0 | 0 | 0 | 0 | 0 | 0 | 0 | 0 | 0 | 0 | 0 | 0 | 0 | 8648.3071
2025-01-29 | 9465.32 | 17.8 | 0 | 0 | 0 | 0 | 0 | 0 | 0 | 0 | 0 | 1 | 0 | 0 | 0 | 0 | 0 | 0 | 0 | 0 | 0 | 0 | 0 | 0 | 0 | 0 | 0 | 0 | 9384.04
2025-01-29 | 9929.381 | 18.1 | 0 | 0 | 0 | 0 | 0 | 0 | 0 | 0 | 0 | 0 | 1 | 0 | 0 | 0 | 0 | 0 | 0 | 0 | 0 | 0 | 0 | 0 | 0 | 0 | 0 | 0 | 9778.0003
2025-01-29 | 9786.092 | 18.8 | 0 | 0 | 0 | 0 | 0 | 0 | 0 | 0 | 0 | 0 | 0 | 1 | 0 | 0 | 0 | 0 | 0 | 0 | 0 | 0 | 0 | 0 | 0 | 0 | 0 | 0 | 10010.2982
2025-01-29 | 9532.027 | 19.9 | 0 | 0 | 0 | 0 | 0 | 0 | 0 | 0 | 0 | 0 | 0 | 0 | 1 | 0 | 0 | 0 | 0 | 0 | 0 | 0 | 0 | 0 | 0 | 0 | 0 | 0 | 10268.9962
2025-01-29 | 9396.917 | 19.8 | 0 | 0 | 0 | 0 | 0 | 0 | 0 | 0 | 0 | 0 | 0 | 0 | 0 | 1 | 0 | 0 | 0 | 0 | 0 | 0 | 0 | 0 | 0 | 0 | 0 | 0 | 10362.5619
2025-01-29 | 9391.31 | 20.1 | 0 | 0 | 0 | 0 | 0 | 0 | 0 | 0 | 0 | 0 | 0 | 0 | 0 | 0 | 1 | 0 | 0 | 0 | 0 | 0 | 0 | 0 | 0 | 0 | 0 | 0 | 10323.4189
2025-01-29 | 9556.803 | 21.7 | 0 | 0 | 0 | 0 | 0 | 0 | 0 | 0 | 0 | 0 | 0 | 0 | 0 | 0 | 0 | 1 | 0 | 0 | 0 | 0 | 0 | 0 | 0 | 0 | 0 | 0 | 10517.8428
2025-01-29 | 9596.735 | 22 | 0 | 0 | 0 | 0 | 0 | 0 | 0 | 0 | 0 | 0 | 0 | 0 | 0 | 0 | 0 | 0 | 1 | 0 | 0 | 0 | 0 | 0 | 0 | 0 | 0 | 0 | 10754.2895
2025-01-29 | 9880.931 | 23.1 | 0 | 0 | 0 | 0 | 0 | 0 | 0 | 0 | 0 | 0 | 0 | 0 | 0 | 0 | 0 | 0 | 0 | 1 | 0 | 0 | 0 | 0 | 0 | 0 | 0 | 0 | 11634.1927
2025-01-29 | 11448.216 | 23.4 | 0 | 0 | 0 | 0 | 0 | 0 | 0 | 0 | 0 | 0 | 0 | 0 | 0 | 0 | 0 | 0 | 0 | 0 | 1 | 0 | 0 | 0 | 0 | 0 | 0 | 0 | 12717.1745
2025-01-29 | 13277.05 | 23.9 | 0 | 0 | 0 | 0 | 0 | 0 | 0 | 0 | 0 | 0 | 0 | 0 | 0 | 0 | 0 | 0 | 0 | 0 | 0 | 1 | 0 | 0 | 0 | 0 | 0 | 0 | 13294.0796
2025-01-29 | 13429.907 | 25.2 | 0 | 0 | 0 | 0 | 0 | 0 | 0 | 0 | 0 | 0 | 0 | 0 | 0 | 0 | 0 | 0 | 0 | 0 | 0 | 0 | 1 | 0 | 0 | 0 | 0 | 0 | 13496.7466
2025-01-29 | 13370.554 | 26.1 | 0 | 0 | 0 | 0 | 0 | 0 | 0 | 0 | 0 | 0 | 0 | 0 | 0 | 0 | 0 | 0 | 0 | 0 | 0 | 0 | 0 | 1 | 0 | 0 | 0 | 0 | 13559.5025
2025-01-29 | 13119.161 | 26.5 | 0 | 0 | 0 | 0 | 0 | 0 | 0 | 0 | 0 | 0 | 0 | 0 | 0 | 0 | 0 | 0 | 0 | 0 | 0 | 0 | 0 | 0 | 1 | 0 | 0 | 0 | 13248.3945
2025-01-29 | 12233.617 | 26.8 | 0 | 0 | 0 | 0 | 0 | 0 | 0 | 0 | 0 | 0 | 0 | 0 | 0 | 0 | 0 | 0 | 0 | 0 | 0 | 0 | 0 | 0 | 0 | 1 | 0 | 0 | 12325.4212
2025-01-29 | 10894.153 | 26.5 | 0 | 0 | 0 | 0 | 0 | 0 | 0 | 0 | 0 | 0 | 0 | 0 | 0 | 0 | 0 | 0 | 0 | 0 | 0 | 0 | 0 | 0 | 0 | 0 | 1 | 0 | 11110.966
2025-01-29 | 9917.884 | 26.2 | 0 | 0 | 0 | 0 | 0 | 0 | 0 | 0 | 0 | 0 | 0 | 0 | 0 | 0 | 0 | 0 | 0 | 0 | 0 | 0 | 0 | 0 | 0 | 0 | 0 | 1 | 10049.9886
2025-01-30 | 9259.837 | 25.9 | 0 | 0 | 1 | 0 | 0 | 0 | 0 | 0 | 0 | 0 | 0 | 0 | 0 | 0 | 0 | 0 | 0 | 0 | 0 | 0 | 0 | 0 | 0 | 0 | 0 | 0 | 9294.5612
2025-01-30 | 8853.853 | 25.8 | 0 | 0 | 0 | 1 | 0 | 0 | 0 | 0 | 0 | 0 | 0 | 0 | 0 | 0 | 0 | 0 | 0 | 0 | 0 | 0 | 0 | 0 | 0 | 0 | 0 | 0 | 8857.9493
2025-01-30 | 8648.108 | 26.4 | 0 | 0 | 0 | 0 | 1 | 0 | 0 | 0 | 0 | 0 | 0 | 0 | 0 | 0 | 0 | 0 | 0 | 0 | 0 | 0 | 0 | 0 | 0 | 0 | 0 | 0 | 8731.4289
2025-01-30 | 8670.45 | 27.1 | 0 | 0 | 0 | 0 | 0 | 1 | 0 | 0 | 0 | 0 | 0 | 0 | 0 | 0 | 0 | 0 | 0 | 0 | 0 | 0 | 0 | 0 | 0 | 0 | 0 | 0 | 8805.3144
2025-01-30 | 8788.861 | 26.9 | 0 | 0 | 0 | 0 | 0 | 0 | 1 | 0 | 0 | 0 | 0 | 0 | 0 | 0 | 0 | 0 | 0 | 0 | 0 | 0 | 0 | 0 | 0 | 0 | 0 | 0 | 8952.005
2025-01-30 | 9262.28 | 26.3 | 0 | 0 | 0 | 0 | 0 | 0 | 0 | 1 | 0 | 0 | 0 | 0 | 0 | 0 | 0 | 0 | 0 | 0 | 0 | 0 | 0 | 0 | 0 | 0 | 0 | 0 | 9387.4371
2025-01-30 | 10150.082 | 25.5 | 0 | 0 | 0 | 0 | 0 | 0 | 0 | 0 | 1 | 0 | 0 | 0 | 0 | 0 | 0 | 0 | 0 | 0 | 0 | 0 | 0 | 0 | 0 | 0 | 0 | 0 | 10027.203
2025-01-30 | 10972.148 | 25.5 | 0 | 0 | 0 | 0 | 0 | 0 | 0 | 0 | 0 | 1 | 0 | 0 | 0 | 0 | 0 | 0 | 0 | 0 | 0 | 0 | 0 | 0 | 0 | 0 | 0 | 0 | 10694.8423
2025-01-30 | 11228.163 | 25 | 0 | 0 | 0 | 0 | 0 | 0 | 0 | 0 | 0 | 0 | 1 | 0 | 0 | 0 | 0 | 0 | 0 | 0 | 0 | 0 | 0 | 0 | 0 | 0 | 0 | 0 | 10952.6153
2025-01-30 | 10557.896 | 24.4 | 0 | 0 | 0 | 0 | 0 | 0 | 0 | 0 | 0 | 0 | 0 | 1 | 0 | 0 | 0 | 0 | 0 | 0 | 0 | 0 | 0 | 0 | 0 | 0 | 0 | 0 | 10963.6089
2025-01-30 | 10200.6 | 22.9 | 0 | 0 | 0 | 0 | 0 | 0 | 0 | 0 | 0 | 0 | 0 | 0 | 1 | 0 | 0 | 0 | 0 | 0 | 0 | 0 | 0 | 0 | 0 | 0 | 0 | 0 | 10779.6984
2025-01-30 | 9763.121 | 22 | 0 | 0 | 0 | 0 | 0 | 0 | 0 | 0 | 0 | 0 | 0 | 0 | 0 | 1 | 0 | 0 | 0 | 0 | 0 | 0 | 0 | 0 | 0 | 0 | 0 | 0 | 10737.0769
2025-01-30 | 9882.601 | 21 | 0 | 0 | 0 | 0 | 0 | 0 | 0 | 0 | 0 | 0 | 0 | 0 | 0 | 0 | 1 | 0 | 0 | 0 | 0 | 0 | 0 | 0 | 0 | 0 | 0 | 0 | 10476.6295
2025-01-30 | 9537.993 | 20.4 | 0 | 0 | 0 | 0 | 0 | 0 | 0 | 0 | 0 | 0 | 0 | 0 | 0 | 0 | 0 | 1 | 0 | 0 | 0 | 0 | 0 | 0 | 0 | 0 | 0 | 0 | 10296.5386
2025-01-30 | 9515.666 | 19.7 | 0 | 0 | 0 | 0 | 0 | 0 | 0 | 0 | 0 | 0 | 0 | 0 | 0 | 0 | 0 | 0 | 1 | 0 | 0 | 0 | 0 | 0 | 0 | 0 | 0 | 0 | 10362.7512
2025-01-30 | 10158.55 | 19.4 | 0 | 0 | 0 | 0 | 0 | 0 | 0 | 0 | 0 | 0 | 0 | 0 | 0 | 0 | 0 | 0 | 0 | 1 | 0 | 0 | 0 | 0 | 0 | 0 | 0 | 0 | 11004.3267
2025-01-30 | 11271.246 | 19.1 | 0 | 0 | 0 | 0 | 0 | 0 | 0 | 0 | 0 | 0 | 0 | 0 | 0 | 0 | 0 | 0 | 0 | 0 | 1 | 0 | 0 | 0 | 0 | 0 | 0 | 0 | 11985.168
2025-01-30 | 12582.276 | 19 | 0 | 0 | 0 | 0 | 0 | 0 | 0 | 0 | 0 | 0 | 0 | 0 | 0 | 0 | 0 | 0 | 0 | 0 | 0 | 1 | 0 | 0 | 0 | 0 | 0 | 0 | 12459.9328
2025-01-30 | 12554.976 | 19.4 | 0 | 0 | 0 | 0 | 0 | 0 | 0 | 0 | 0 | 0 | 0 | 0 | 0 | 0 | 0 | 0 | 0 | 0 | 0 | 0 | 1 | 0 | 0 | 0 | 0 | 0 | 12509.3891
2025-01-30 | 12376.817 | 19.2 | 0 | 0 | 0 | 0 | 0 | 0 | 0 | 0 | 0 | 0 | 0 | 0 | 0 | 0 | 0 | 0 | 0 | 0 | 0 | 0 | 0 | 1 | 0 | 0 | 0 | 0 | 12384.8875
2025-01-30 | 12125.039 | 19.2 | 0 | 0 | 0 | 0 | 0 | 0 | 0 | 0 | 0 | 0 | 0 | 0 | 0 | 0 | 0 | 0 | 0 | 0 | 0 | 0 | 0 | 0 | 1 | 0 | 0 | 0 | 12005.6858
2025-01-30 | 11289.838 | 18.7 | 0 | 0 | 0 | 0 | 0 | 0 | 0 | 0 | 0 | 0 | 0 | 0 | 0 | 0 | 0 | 0 | 0 | 0 | 0 | 0 | 0 | 0 | 0 | 1 | 0 | 0 | 10946.5253
2025-01-30 | 10059.186 | 18.6 | 0 | 0 | 0 | 0 | 0 | 0 | 0 | 0 | 0 | 0 | 0 | 0 | 0 | 0 | 0 | 0 | 0 | 0 | 0 | 0 | 0 | 0 | 0 | 0 | 1 | 0 | 9766.1169
2025-01-30 | 8992.891 | 18.7 | 0 | 0 | 0 | 0 | 0 | 0 | 0 | 0 | 0 | 0 | 0 | 0 | 0 | 0 | 0 | 0 | 0 | 0 | 0 | 0 | 0 | 0 | 0 | 0 | 0 | 1 | 8773.2331
2025-01-31 | 8381.829 | 20.2 | 0 | 0 | 1 | 0 | 0 | 0 | 0 | 0 | 0 | 0 | 0 | 0 | 0 | 0 | 0 | 0 | 0 | 0 | 0 | 0 | 0 | 0 | 0 | 0 | 0 | 0 | 8324.2271
2025-01-31 | 8033.808 | 20.2 | 0 | 0 | 0 | 1 | 0 | 0 | 0 | 0 | 0 | 0 | 0 | 0 | 0 | 0 | 0 | 0 | 0 | 0 | 0 | 0 | 0 | 0 | 0 | 0 | 0 | 0 | 7904.6386
2025-01-31 | 7818.02 | 21 | 0 | 0 | 0 | 0 | 1 | 0 | 0 | 0 | 0 | 0 | 0 | 0 | 0 | 0 | 0 | 0 | 0 | 0 | 0 | 0 | 0 | 0 | 0 | 0 | 0 | 0 | 7812.165
2025-01-31 | 7775.508 | 19.5 | 0 | 0 | 0 | 0 | 0 | 1 | 0 | 0 | 0 | 0 | 0 | 0 | 0 | 0 | 0 | 0 | 0 | 0 | 0 | 0 | 0 | 0 | 0 | 0 | 0 | 0 | 7511.5356
2025-01-31 | 7943.994 | 19.4 | 0 | 0 | 0 | 0 | 0 | 0 | 1 | 0 | 0 | 0 | 0 | 0 | 0 | 0 | 0 | 0 | 0 | 0 | 0 | 0 | 0 | 0 | 0 | 0 | 0 | 0 | 7675.2496
2025-01-31 | 8345.536 | 19.4 | 0 | 0 | 0 | 0 | 0 | 0 | 0 | 1 | 0 | 0 | 0 | 0 | 0 | 0 | 0 | 0 | 0 | 0 | 0 | 0 | 0 | 0 | 0 | 0 | 0 | 0 | 8212.8221
2025-01-31 | 8989.561 | 19.5 | 0 | 0 | 0 | 0 | 0 | 0 | 0 | 0 | 1 | 0 | 0 | 0 | 0 | 0 | 0 | 0 | 0 | 0 | 0 | 0 | 0 | 0 | 0 | 0 | 0 | 0 | 9005.7986
2025-01-31 | 9678.5 | 18.7 | 0 | 0 | 0 | 0 | 0 | 0 | 0 | 0 | 0 | 1 | 0 | 0 | 0 | 0 | 0 | 0 | 0 | 0 | 0 | 0 | 0 | 0 | 0 | 0 | 0 | 0 | 9537.2507
2025-01-31 | 10160.959 | 18.7 | 0 | 0 | 0 | 0 | 0 | 0 | 0 | 0 | 0 | 0 | 1 | 0 | 0 | 0 | 0 | 0 | 0 | 0 | 0 | 0 | 0 | 0 | 0 | 0 | 0 | 0 | 9880.1407
2025-01-31 | 10028.098 | 18.4 | 0 | 0 | 0 | 0 | 0 | 0 | 0 | 0 | 0 | 0 | 0 | 1 | 0 | 0 | 0 | 0 | 0 | 0 | 0 | 0 | 0 | 0 | 0 | 0 | 0 | 0 | 9942.2046
2025-01-31 | 9889.733 | 17.8 | 0 | 0 | 0 | 0 | 0 | 0 | 0 | 0 | 0 | 0 | 0 | 0 | 1 | 0 | 0 | 0 | 0 | 0 | 0 | 0 | 0 | 0 | 0 | 0 | 0 | 0 | 9911.5047
2025-01-31 | 9838.994 | 17.3 | 0 | 0 | 0 | 0 | 0 | 0 | 0 | 0 | 0 | 0 | 0 | 0 | 0 | 1 | 0 | 0 | 0 | 0 | 0 | 0 | 0 | 0 | 0 | 0 | 0 | 0 | 9936.9768
2025-01-31 | 9867.16 | 16.8 | 0 | 0 | 0 | 0 | 0 | 0 | 0 | 0 | 0 | 0 | 0 | 0 | 0 | 0 | 1 | 0 | 0 | 0 | 0 | 0 | 0 | 0 | 0 | 0 | 0 | 0 | 9761.6465
2025-01-31 | 9518.163 | 16.7 | 0 | 0 | 0 | 0 | 0 | 0 | 0 | 0 | 0 | 0 | 0 | 0 | 0 | 0 | 0 | 1 | 0 | 0 | 0 | 0 | 0 | 0 | 0 | 0 | 0 | 0 | 9666.6726
2025-01-31 | 9616.718 | 16.7 | 0 | 0 | 0 | 0 | 0 | 0 | 0 | 0 | 0 | 0 | 0 | 0 | 0 | 0 | 0 | 0 | 1 | 0 | 0 | 0 | 0 | 0 | 0 | 0 | 0 | 0 | 9852.049
2025-01-31 | 9947.64 | 16.9 | 0 | 0 | 0 | 0 | 0 | 0 | 0 | 0 | 0 | 0 | 0 | 0 | 0 | 0 | 0 | 0 | 0 | 1 | 0 | 0 | 0 | 0 | 0 | 0 | 0 | 0 | 10578.7416
2025-01-31 | 10698.887 | 17.5 | 0 | 0 | 0 | 0 | 0 | 0 | 0 | 0 | 0 | 0 | 0 | 0 | 0 | 0 | 0 | 0 | 0 | 0 | 1 | 0 | 0 | 0 | 0 | 0 | 0 | 0 | 11712.7936
2025-01-31 | 11613.695 | 18.2 | 0 | 0 | 0 | 0 | 0 | 0 | 0 | 0 | 0 | 0 | 0 | 0 | 0 | 0 | 0 | 0 | 0 | 0 | 0 | 1 | 0 | 0 | 0 | 0 | 0 | 0 | 12323.7455
2025-01-31 | 11801.079 | 18.3 | 0 | 0 | 0 | 0 | 0 | 0 | 0 | 0 | 0 | 0 | 0 | 0 | 0 | 0 | 0 | 0 | 0 | 0 | 0 | 0 | 1 | 0 | 0 | 0 | 0 | 0 | 12322.1316
2025-01-31 | 11724.72 | 18.3 | 0 | 0 | 0 | 0 | 0 | 0 | 0 | 0 | 0 | 0 | 0 | 0 | 0 | 0 | 0 | 0 | 0 | 0 | 0 | 0 | 0 | 1 | 0 | 0 | 0 | 0 | 12231.6768
2025-01-31 | 11538.158 | 18.1 | 0 | 0 | 0 | 0 | 0 | 0 | 0 | 0 | 0 | 0 | 0 | 0 | 0 | 0 | 0 | 0 | 0 | 0 | 0 | 0 | 0 | 0 | 1 | 0 | 0 | 0 | 11818.4284
2025-01-31 | 11048.891 | 18.6 | 0 | 0 | 0 | 0 | 0 | 0 | 0 | 0 | 0 | 0 | 0 | 0 | 0 | 0 | 0 | 0 | 0 | 0 | 0 | 0 | 0 | 0 | 0 | 1 | 0 | 0 | 10929.5019
2025-01-31 | 9973.38 | 20.2 | 0 | 0 | 0 | 0 | 0 | 0 | 0 | 0 | 0 | 0 | 0 | 0 | 0 | 0 | 0 | 0 | 0 | 0 | 0 | 0 | 0 | 0 | 0 | 0 | 1 | 0 | 10038.4914
2025-01-31 | 9148.642 | 22.4 | 0 | 0 | 0 | 0 | 0 | 0 | 0 | 0 | 0 | 0 | 0 | 0 | 0 | 0 | 0 | 0 | 0 | 0 | 0 | 0 | 0 | 0 | 0 | 0 | 0 | 1 | 9403.0991
2025-02-01 | 8585.727 | 26.1 | 0 | 1 | 1 | 0 | 0 | 0 | 0 | 0 | 0 | 0 | 0 | 0 | 0 | 0 | 0 | 0 | 0 | 0 | 0 | 0 | 0 | 0 | 0 | 0 | 0 | 0 | 9811.7394
2025-02-01 | 8370.85 | 28.3 | 0 | 1 | 0 | 1 | 0 | 0 | 0 | 0 | 0 | 0 | 0 | 0 | 0 | 0 | 0 | 0 | 0 | 0 | 0 | 0 | 0 | 0 | 0 | 0 | 0 | 0 | 9766.6658
2025-02-01 | 8372.96 | 29.8 | 0 | 1 | 0 | 0 | 1 | 0 | 0 | 0 | 0 | 0 | 0 | 0 | 0 | 0 | 0 | 0 | 0 | 0 | 0 | 0 | 0 | 0 | 0 | 0 | 0 | 0 | 9793.356
2025-02-01 | 8391.381 | 30.2 | 0 | 1 | 0 | 0 | 0 | 1 | 0 | 0 | 0 | 0 | 0 | 0 | 0 | 0 | 0 | 0 | 0 | 0 | 0 | 0 | 0 | 0 | 0 | 0 | 0 | 0 | 9816.1713
2025-02-01 | 8525.164 | 30.7 | 0 | 1 | 0 | 0 | 0 | 0 | 1 | 0 | 0 | 0 | 0 | 0 | 0 | 0 | 0 | 0 | 0 | 0 | 0 | 0 | 0 | 0 | 0 | 0 | 0 | 0 | 10082.0258
2025-02-01 | 8937.423 | 30.8 | 0 | 1 | 0 | 0 | 0 | 0 | 0 | 1 | 0 | 0 | 0 | 0 | 0 | 0 | 0 | 0 | 0 | 0 | 0 | 0 | 0 | 0 | 0 | 0 | 0 | 0 | 10636.6217
2025-02-01 | 9591.393 | 31.5 | 0 | 1 | 0 | 0 | 0 | 0 | 0 | 0 | 1 | 0 | 0 | 0 | 0 | 0 | 0 | 0 | 0 | 0 | 0 | 0 | 0 | 0 | 0 | 0 | 0 | 0 | 11531.7387
2025-02-01 | 10610.942 | 31.5 | 0 | 1 | 0 | 0 | 0 | 0 | 0 | 0 | 0 | 1 | 0 | 0 | 0 | 0 | 0 | 0 | 0 | 0 | 0 | 0 | 0 | 0 | 0 | 0 | 0 | 0 | 12199.378
2025-02-01 | 11620.453 | 31.8 | 0 | 1 | 0 | 0 | 0 | 0 | 0 | 0 | 0 | 0 | 1 | 0 | 0 | 0 | 0 | 0 | 0 | 0 | 0 | 0 | 0 | 0 | 0 | 0 | 0 | 0 | 12593.3382
2025-02-01 | 12212.061 | 31.5 | 0 | 1 | 0 | 0 | 0 | 0 | 0 | 0 | 0 | 0 | 0 | 1 | 0 | 0 | 0 | 0 | 0 | 0 | 0 | 0 | 0 | 0 | 0 | 0 | 0 | 0 | 12655.4021
2025-02-01 | 12364.281 | 30.6 | 0 | 1 | 0 | 0 | 0 | 0 | 0 | 0 | 0 | 0 | 0 | 0 | 1 | 0 | 0 | 0 | 0 | 0 | 0 | 0 | 0 | 0 | 0 | 0 | 0 | 0 | 12573.6319
2025-02-01 | 12657.784 | 29.9 | 0 | 1 | 0 | 0 | 0 | 0 | 0 | 0 | 0 | 0 | 0 | 0 | 0 | 1 | 0 | 0 | 0 | 0 | 0 | 0 | 0 | 0 | 0 | 0 | 0 | 0 | 12565.0573
2025-02-01 | 12406.775 | 28.9 | 0 | 1 | 0 | 0 | 0 | 0 | 0 | 0 | 0 | 0 | 0 | 0 | 0 | 0 | 1 | 0 | 0 | 0 | 0 | 0 | 0 | 0 | 0 | 0 | 0 | 0 | 12304.6099
2025-02-01 | 11897.164 | 27.9 | 0 | 1 | 0 | 0 | 0 | 0 | 0 | 0 | 0 | 0 | 0 | 0 | 0 | 0 | 0 | 1 | 0 | 0 | 0 | 0 | 0 | 0 | 0 | 0 | 0 | 0 | 12056.4253
2025-02-01 | 11699.083 | 27.3 | 0 | 1 | 0 | 0 | 0 | 0 | 0 | 0 | 0 | 0 | 0 | 0 | 0 | 0 | 0 | 0 | 1 | 0 | 0 | 0 | 0 | 0 | 0 | 0 | 0 | 0 | 12139.6613
2025-02-01 | 11655.011 | 26.7 | 0 | 1 | 0 | 0 | 0 | 0 | 0 | 0 | 0 | 0 | 0 | 0 | 0 | 0 | 0 | 0 | 0 | 1 | 0 | 0 | 0 | 0 | 0 | 0 | 0 | 0 | 12730.1667
2025-02-01 | 12382.202 | 27 | 0 | 1 | 0 | 0 | 0 | 0 | 0 | 0 | 0 | 0 | 0 | 0 | 0 | 0 | 0 | 0 | 0 | 0 | 1 | 0 | 0 | 0 | 0 | 0 | 0 | 0 | 13813.1484
2025-02-01 | 13933.777 | 27.5 | 0 | 1 | 0 | 0 | 0 | 0 | 0 | 0 | 0 | 0 | 0 | 0 | 0 | 0 | 0 | 0 | 0 | 0 | 0 | 1 | 0 | 0 | 0 | 0 | 0 | 0 | 14390.0536
2025-02-01 | 14056.689 | 28.5 | 0 | 1 | 0 | 0 | 0 | 0 | 0 | 0 | 0 | 0 | 0 | 0 | 0 | 0 | 0 | 0 | 0 | 0 | 0 | 0 | 1 | 0 | 0 | 0 | 0 | 0 | 14541.6504
2025-02-01 | 13564.543 | 29.3 | 0 | 1 | 0 | 0 | 0 | 0 | 0 | 0 | 0 | 0 | 0 | 0 | 0 | 0 | 0 | 0 | 0 | 0 | 0 | 0 | 0 | 1 | 0 | 0 | 0 | 0 | 14587.3828
2025-02-01 | 13243.32 | 30 | 0 | 1 | 0 | 0 | 0 | 0 | 0 | 0 | 0 | 0 | 0 | 0 | 0 | 0 | 0 | 0 | 0 | 0 | 0 | 0 | 0 | 0 | 1 | 0 | 0 | 0 | 14327.345
2025-02-01 | 12528.088 | 30.5 | 0 | 1 | 0 | 0 | 0 | 0 | 0 | 0 | 0 | 0 | 0 | 0 | 0 | 0 | 0 | 0 | 0 | 0 | 0 | 0 | 0 | 0 | 0 | 1 | 0 | 0 | 13438.4185
2025-02-01 | 11595.91 | 30.6 | 0 | 1 | 0 | 0 | 0 | 0 | 0 | 0 | 0 | 0 | 0 | 0 | 0 | 0 | 0 | 0 | 0 | 0 | 0 | 0 | 0 | 0 | 0 | 0 | 1 | 0 | 12292.0569
2025-02-01 | 10670.583 | 30.9 | 0 | 1 | 0 | 0 | 0 | 0 | 0 | 0 | 0 | 0 | 0 | 0 | 0 | 0 | 0 | 0 | 0 | 0 | 0 | 0 | 0 | 0 | 0 | 0 | 0 | 1 | 11333.22
2025-02-02 | 10053.84 | 31 | 0 | 1 | 1 | 0 | 0 | 0 | 0 | 0 | 0 | 0 | 0 | 0 | 0 | 0 | 0 | 0 | 0 | 0 | 0 | 0 | 0 | 0 | 0 | 0 | 0 | 0 | 10645.8863
2025-02-02 | 9551.732 | 29.8 | 0 | 1 | 0 | 1 | 0 | 0 | 0 | 0 | 0 | 0 | 0 | 0 | 0 | 0 | 0 | 0 | 0 | 0 | 0 | 0 | 0 | 0 | 0 | 0 | 0 | 0 | 10022.0168
2025-02-02 | 9310.775 | 29.4 | 0 | 1 | 0 | 0 | 1 | 0 | 0 | 0 | 0 | 0 | 0 | 0 | 0 | 0 | 0 | 0 | 0 | 0 | 0 | 0 | 0 | 0 | 0 | 0 | 0 | 0 | 9725.2624
2025-02-02 | 9247.572 | 27.8 | 0 | 1 | 0 | 0 | 0 | 1 | 0 | 0 | 0 | 0 | 0 | 0 | 0 | 0 | 0 | 0 | 0 | 0 | 0 | 0 | 0 | 0 | 0 | 0 | 0 | 0 | 9407.6096
2025-02-02 | 9174.077 | 27.1 | 0 | 1 | 0 | 0 | 0 | 0 | 1 | 0 | 0 | 0 | 0 | 0 | 0 | 0 | 0 | 0 | 0 | 0 | 0 | 0 | 0 | 0 | 0 | 0 | 0 | 0 | 9469.1832
2025-02-02 | 9414.691 | 25.1 | 0 | 1 | 0 | 0 | 0 | 0 | 0 | 1 | 0 | 0 | 0 | 0 | 0 | 0 | 0 | 0 | 0 | 0 | 0 | 0 | 0 | 0 | 0 | 0 | 0 | 0 | 9666.2876
2025-02-02 | 9812.555 | 25.1 | 0 | 1 | 0 | 0 | 0 | 0 | 0 | 0 | 1 | 0 | 0 | 0 | 0 | 0 | 0 | 0 | 0 | 0 | 0 | 0 | 0 | 0 | 0 | 0 | 0 | 0 | 10442.2407
2025-02-02 | 10603.408 | 24.9 | 0 | 1 | 0 | 0 | 0 | 0 | 0 | 0 | 0 | 1 | 0 | 0 | 0 | 0 | 0 | 0 | 0 | 0 | 0 | 0 | 0 | 0 | 0 | 0 | 0 | 0 | 11075.8332
2025-02-02 | 11727.81 | 24.6 | 0 | 1 | 0 | 0 | 0 | 0 | 0 | 0 | 0 | 0 | 1 | 0 | 0 | 0 | 0 | 0 | 0 | 0 | 0 | 0 | 0 | 0 | 0 | 0 | 0 | 0 | 11367.653
2025-02-02 | 12634.265 | 23.8 | 0 | 1 | 0 | 0 | 0 | 0 | 0 | 0 | 0 | 0 | 0 | 1 | 0 | 0 | 0 | 0 | 0 | 0 | 0 | 0 | 0 | 0 | 0 | 0 | 0 | 0 | 11344.5998
2025-02-02 | 13053.632 | 23.8 | 0 | 1 | 0 | 0 | 0 | 0 | 0 | 0 | 0 | 0 | 0 | 0 | 1 | 0 | 0 | 0 | 0 | 0 | 0 | 0 | 0 | 0 | 0 | 0 | 0 | 0 | 11416.0403
2025-02-02 | 13345.787 | 23.5 | 0 | 1 | 0 | 0 | 0 | 0 | 0 | 0 | 0 | 0 | 0 | 0 | 0 | 1 | 0 | 0 | 0 | 0 | 0 | 0 | 0 | 0 | 0 | 0 | 0 | 0 | 11475.5593
2025-02-02 | 13568.26 | 22.8 | 0 | 1 | 0 | 0 | 0 | 0 | 0 | 0 | 0 | 0 | 0 | 0 | 0 | 0 | 1 | 0 | 0 | 0 | 0 | 0 | 0 | 0 | 0 | 0 | 0 | 0 | 11266.1822
2025-02-02 | 13523.632 | 22.8 | 0 | 1 | 0 | 0 | 0 | 0 | 0 | 0 | 0 | 0 | 0 | 0 | 0 | 0 | 0 | 1 | 0 | 0 | 0 | 0 | 0 | 0 | 0 | 0 | 0 | 0 | 11188.2317
2025-02-02 | 13311.782 | 22.7 | 0 | 1 | 0 | 0 | 0 | 0 | 0 | 0 | 0 | 0 | 0 | 0 | 0 | 0 | 0 | 0 | 1 | 0 | 0 | 0 | 0 | 0 | 0 | 0 | 0 | 0 | 11356.5847
2025-02-02 | 13458.046 | 23.2 | 0 | 1 | 0 | 0 | 0 | 0 | 0 | 0 | 0 | 0 | 0 | 0 | 0 | 0 | 0 | 0 | 0 | 1 | 0 | 0 | 0 | 0 | 0 | 0 | 0 | 0 | 12134.3475
2025-02-02 | 14239.492 | 23.1 | 0 | 1 | 0 | 0 | 0 | 0 | 0 | 0 | 0 | 0 | 0 | 0 | 0 | 0 | 0 | 0 | 0 | 0 | 1 | 0 | 0 | 0 | 0 | 0 | 0 | 0 | 13149.2356
2025-02-02 | 15312.625 | 22.8 | 0 | 1 | 0 | 0 | 0 | 0 | 0 | 0 | 0 | 0 | 0 | 0 | 0 | 0 | 0 | 0 | 0 | 0 | 0 | 1 | 0 | 0 | 0 | 0 | 0 | 0 | 13589.9535
2025-02-02 | 14963.231 | 22.6 | 0 | 1 | 0 | 0 | 0 | 0 | 0 | 0 | 0 | 0 | 0 | 0 | 0 | 0 | 0 | 0 | 0 | 0 | 0 | 0 | 1 | 0 | 0 | 0 | 0 | 0 | 13537.2694
2025-02-02 | 14160.228 | 22.4 | 0 | 1 | 0 | 0 | 0 | 0 | 0 | 0 | 0 | 0 | 0 | 0 | 0 | 0 | 0 | 0 | 0 | 0 | 0 | 0 | 0 | 1 | 0 | 0 | 0 | 0 | 13412.7678
2025-02-02 | 13309.131 | 21.9 | 0 | 1 | 0 | 0 | 0 | 0 | 0 | 0 | 0 | 0 | 0 | 0 | 0 | 0 | 0 | 0 | 0 | 0 | 0 | 0 | 0 | 0 | 1 | 0 | 0 | 0 | 12948.4491
2025-02-02 | 12354.683 | 21.9 | 0 | 1 | 0 | 0 | 0 | 0 | 0 | 0 | 0 | 0 | 0 | 0 | 0 | 0 | 0 | 0 | 0 | 0 | 0 | 0 | 0 | 0 | 0 | 1 | 0 | 0 | 11974.4056
2025-02-02 | 10840.693 | 21.9 | 0 | 1 | 0 | 0 | 0 | 0 | 0 | 0 | 0 | 0 | 0 | 0 | 0 | 0 | 0 | 0 | 0 | 0 | 0 | 0 | 0 | 0 | 0 | 0 | 1 | 0 | 10811.0206
2025-02-02 | 9640.527 | 21.9 | 0 | 1 | 0 | 0 | 0 | 0 | 0 | 0 | 0 | 0 | 0 | 0 | 0 | 0 | 0 | 0 | 0 | 0 | 0 | 0 | 0 | 0 | 0 | 0 | 0 | 1 | 9801.1135
2025-02-03 | 8795.706 | 22 | 0 | 0 | 1 | 0 | 0 | 0 | 0 | 0 | 0 | 0 | 0 | 0 | 0 | 0 | 0 | 0 | 0 | 0 | 0 | 0 | 0 | 0 | 0 | 0 | 0 | 0 | 8630.6484
2025-02-03 | 8389.003 | 22 | 0 | 0 | 0 | 1 | 0 | 0 | 0 | 0 | 0 | 0 | 0 | 0 | 0 | 0 | 0 | 0 | 0 | 0 | 0 | 0 | 0 | 0 | 0 | 0 | 0 | 0 | 8211.0599
2025-02-03 | 8147.743 | 22.1 | 0 | 0 | 0 | 0 | 1 | 0 | 0 | 0 | 0 | 0 | 0 | 0 | 0 | 0 | 0 | 0 | 0 | 0 | 0 | 0 | 0 | 0 | 0 | 0 | 0 | 0 | 7999.4224
2025-02-03 | 8052.717 | 22.1 | 0 | 0 | 0 | 0 | 0 | 1 | 0 | 0 | 0 | 0 | 0 | 0 | 0 | 0 | 0 | 0 | 0 | 0 | 0 | 0 | 0 | 0 | 0 | 0 | 0 | 0 | 7954.1441
2025-02-03 | 8250.691 | 22.2 | 0 | 0 | 0 | 0 | 0 | 0 | 1 | 0 | 0 | 0 | 0 | 0 | 0 | 0 | 0 | 0 | 0 | 0 | 0 | 0 | 0 | 0 | 0 | 0 | 0 | 0 | 8151.905
2025-02-03 | 8664.064 | 21.4 | 0 | 0 | 0 | 0 | 0 | 0 | 0 | 1 | 0 | 0 | 0 | 0 | 0 | 0 | 0 | 0 | 0 | 0 | 0 | 0 | 0 | 0 | 0 | 0 | 0 | 0 | 8553.2902
2025-02-03 | 9432.33 | 21 | 0 | 0 | 0 | 0 | 0 | 0 | 0 | 0 | 1 | 0 | 0 | 0 | 0 | 0 | 0 | 0 | 0 | 0 | 0 | 0 | 0 | 0 | 0 | 0 | 0 | 0 | 9261.1497
2025-02-03 | 10184.751 | 20.5 | 0 | 0 | 0 | 0 | 0 | 0 | 0 | 0 | 0 | 1 | 0 | 0 | 0 | 0 | 0 | 0 | 0 | 0 | 0 | 0 | 0 | 0 | 0 | 0 | 0 | 0 | 9843.672
2025-02-03 | 10360.613 | 20 | 0 | 0 | 0 | 0 | 0 | 0 | 0 | 0 | 0 | 0 | 1 | 0 | 0 | 0 | 0 | 0 | 0 | 0 | 0 | 0 | 0 | 0 | 0 | 0 | 0 | 0 | 10101.445
2025-02-03 | 10285.104 | 18.9 | 0 | 0 | 0 | 0 | 0 | 0 | 0 | 0 | 0 | 0 | 0 | 1 | 0 | 0 | 0 | 0 | 0 | 0 | 0 | 0 | 0 | 0 | 0 | 0 | 0 | 0 | 10027.3216
2025-02-03 | 10144.269 | 17.6 | 0 | 0 | 0 | 0 | 0 | 0 | 0 | 0 | 0 | 0 | 0 | 0 | 1 | 0 | 0 | 0 | 0 | 0 | 0 | 0 | 0 | 0 | 0 | 0 | 0 | 0 | 9877.4578
2025-02-03 | 10177.743 | 16.8 | 0 | 0 | 0 | 0 | 0 | 0 | 0 | 0 | 0 | 0 | 0 | 0 | 0 | 1 | 0 | 0 | 0 | 0 | 0 | 0 | 0 | 0 | 0 | 0 | 0 | 0 | 9851.8598
2025-02-03 | 10184.441 | 16.9 | 0 | 0 | 0 | 0 | 0 | 0 | 0 | 0 | 0 | 0 | 0 | 0 | 0 | 0 | 1 | 0 | 0 | 0 | 0 | 0 | 0 | 0 | 0 | 0 | 0 | 0 | 9778.6699
2025-02-03 | 9938.655 | 16.7 | 0 | 0 | 0 | 0 | 0 | 0 | 0 | 0 | 0 | 0 | 0 | 0 | 0 | 0 | 0 | 1 | 0 | 0 | 0 | 0 | 0 | 0 | 0 | 0 | 0 | 0 | 9666.6726
2025-02-03 | 9877.521 | 16.6 | 0 | 0 | 0 | 0 | 0 | 0 | 0 | 0 | 0 | 0 | 0 | 0 | 0 | 0 | 0 | 0 | 1 | 0 | 0 | 0 | 0 | 0 | 0 | 0 | 0 | 0 | 9835.0256
2025-02-03 | 10260.512 | 16.6 | 0 | 0 | 0 | 0 | 0 | 0 | 0 | 0 | 0 | 0 | 0 | 0 | 0 | 0 | 0 | 0 | 0 | 1 | 0 | 0 | 0 | 0 | 0 | 0 | 0 | 0 | 10527.6713
2025-02-03 | 11513.185 | 17 | 0 | 0 | 0 | 0 | 0 | 0 | 0 | 0 | 0 | 0 | 0 | 0 | 0 | 0 | 0 | 0 | 0 | 0 | 1 | 0 | 0 | 0 | 0 | 0 | 0 | 0 | 11627.6765
2025-02-03 | 12784.181 | 17.2 | 0 | 0 | 0 | 0 | 0 | 0 | 0 | 0 | 0 | 0 | 0 | 0 | 0 | 0 | 0 | 0 | 0 | 0 | 0 | 1 | 0 | 0 | 0 | 0 | 0 | 0 | 12153.5114
2025-02-03 | 12576.522 | 17.4 | 0 | 0 | 0 | 0 | 0 | 0 | 0 | 0 | 0 | 0 | 0 | 0 | 0 | 0 | 0 | 0 | 0 | 0 | 0 | 0 | 1 | 0 | 0 | 0 | 0 | 0 | 12168.921
2025-02-03 | 12284.106 | 17.5 | 0 | 0 | 0 | 0 | 0 | 0 | 0 | 0 | 0 | 0 | 0 | 0 | 0 | 0 | 0 | 0 | 0 | 0 | 0 | 0 | 0 | 1 | 0 | 0 | 0 | 0 | 12095.4896
2025-02-03 | 11984.084 | 17.7 | 0 | 0 | 0 | 0 | 0 | 0 | 0 | 0 | 0 | 0 | 0 | 0 | 0 | 0 | 0 | 0 | 0 | 0 | 0 | 0 | 0 | 0 | 1 | 0 | 0 | 0 | 11750.3348
2025-02-03 | 11039.696 | 17.6 | 0 | 0 | 0 | 0 | 0 | 0 | 0 | 0 | 0 | 0 | 0 | 0 | 0 | 0 | 0 | 0 | 0 | 0 | 0 | 0 | 0 | 0 | 0 | 1 | 0 | 0 | 10759.2678
2025-02-03 | 9734.741 | 17.8 | 0 | 0 | 0 | 0 | 0 | 0 | 0 | 0 | 0 | 0 | 0 | 0 | 0 | 0 | 0 | 0 | 0 | 0 | 0 | 0 | 0 | 0 | 0 | 0 | 1 | 0 | 9629.9297
2025-02-03 | 8728.183 | 17.8 | 0 | 0 | 0 | 0 | 0 | 0 | 0 | 0 | 0 | 0 | 0 | 0 | 0 | 0 | 0 | 0 | 0 | 0 | 0 | 0 | 0 | 0 | 0 | 0 | 0 | 1 | 8620.0225
2025-02-04 | 8003.23 | 18.2 | 0 | 0 | 1 | 0 | 0 | 0 | 0 | 0 | 0 | 0 | 0 | 0 | 0 | 0 | 0 | 0 | 0 | 0 | 0 | 0 | 0 | 0 | 0 | 0 | 0 | 0 | 7983.759
2025-02-04 | 7672.536 | 19.2 | 0 | 0 | 0 | 1 | 0 | 0 | 0 | 0 | 0 | 0 | 0 | 0 | 0 | 0 | 0 | 0 | 0 | 0 | 0 | 0 | 0 | 0 | 0 | 0 | 0 | 0 | 7734.4045
2025-02-04 | 7445.272 | 20 | 0 | 0 | 0 | 0 | 1 | 0 | 0 | 0 | 0 | 0 | 0 | 0 | 0 | 0 | 0 | 0 | 0 | 0 | 0 | 0 | 0 | 0 | 0 | 0 | 0 | 0 | 7641.9309
2025-02-04 | 7470.855 | 20.5 | 0 | 0 | 0 | 0 | 0 | 1 | 0 | 0 | 0 | 0 | 0 | 0 | 0 | 0 | 0 | 0 | 0 | 0 | 0 | 0 | 0 | 0 | 0 | 0 | 0 | 0 | 7681.7696
2025-02-04 | 7660.383 | 21.1 | 0 | 0 | 0 | 0 | 0 | 0 | 1 | 0 | 0 | 0 | 0 | 0 | 0 | 0 | 0 | 0 | 0 | 0 | 0 | 0 | 0 | 0 | 0 | 0 | 0 | 0 | 7964.6475
2025-02-04 | 8205.622 | 21.6 | 0 | 0 | 0 | 0 | 0 | 0 | 0 | 1 | 0 | 0 | 0 | 0 | 0 | 0 | 0 | 0 | 0 | 0 | 0 | 0 | 0 | 0 | 0 | 0 | 0 | 0 | 8587.337
2025-02-04 | 9017.984 | 21.9 | 0 | 0 | 0 | 0 | 0 | 0 | 0 | 0 | 1 | 0 | 0 | 0 | 0 | 0 | 0 | 0 | 0 | 0 | 0 | 0 | 0 | 0 | 0 | 0 | 0 | 0 | 9414.3604
2025-02-04 | 9864.112 | 21.5 | 0 | 0 | 0 | 0 | 0 | 0 | 0 | 0 | 0 | 1 | 0 | 0 | 0 | 0 | 0 | 0 | 0 | 0 | 0 | 0 | 0 | 0 | 0 | 0 | 0 | 0 | 10013.906
2025-02-04 | 10050.101 | 21.7 | 0 | 0 | 0 | 0 | 0 | 0 | 0 | 0 | 0 | 0 | 1 | 0 | 0 | 0 | 0 | 0 | 0 | 0 | 0 | 0 | 0 | 0 | 0 | 0 | 0 | 0 | 10390.8429
2025-02-04 | 9606.199 | 21 | 0 | 0 | 0 | 0 | 0 | 0 | 0 | 0 | 0 | 0 | 0 | 1 | 0 | 0 | 0 | 0 | 0 | 0 | 0 | 0 | 0 | 0 | 0 | 0 | 0 | 0 | 10384.8131
2025-02-04 | 9216.785 | 19.9 | 0 | 0 | 0 | 0 | 0 | 0 | 0 | 0 | 0 | 0 | 0 | 0 | 1 | 0 | 0 | 0 | 0 | 0 | 0 | 0 | 0 | 0 | 0 | 0 | 0 | 0 | 10268.9962
2025-02-04 | 9078.166 | 19.4 | 0 | 0 | 0 | 0 | 0 | 0 | 0 | 0 | 0 | 0 | 0 | 0 | 0 | 1 | 0 | 0 | 0 | 0 | 0 | 0 | 0 | 0 | 0 | 0 | 0 | 0 | 10294.4683
2025-02-04 | 9137.029 | 21.9 | 0 | 0 | 0 | 0 | 0 | 0 | 0 | 0 | 0 | 0 | 0 | 0 | 0 | 0 | 1 | 0 | 0 | 0 | 0 | 0 | 0 | 0 | 0 | 0 | 0 | 0 | 10629.8402
2025-02-04 | 8816.296 | 22.4 | 0 | 0 | 0 | 0 | 0 | 0 | 0 | 0 | 0 | 0 | 0 | 0 | 0 | 0 | 0 | 1 | 0 | 0 | 0 | 0 | 0 | 0 | 0 | 0 | 0 | 0 | 10637.0067
2025-02-04 | 8810.249 | 22.6 | 0 | 0 | 0 | 0 | 0 | 0 | 0 | 0 | 0 | 0 | 0 | 0 | 0 | 0 | 0 | 0 | 1 | 0 | 0 | 0 | 0 | 0 | 0 | 0 | 0 | 0 | 10856.4299
2025-02-04 | 9237.25 | 23.3 | 0 | 0 | 0 | 0 | 0 | 0 | 0 | 0 | 0 | 0 | 0 | 0 | 0 | 0 | 0 | 0 | 0 | 1 | 0 | 0 | 0 | 0 | 0 | 0 | 0 | 0 | 11668.2395
2025-02-04 | 10791.302 | 23.8 | 0 | 0 | 0 | 0 | 0 | 0 | 0 | 0 | 0 | 0 | 0 | 0 | 0 | 0 | 0 | 0 | 0 | 0 | 1 | 0 | 0 | 0 | 0 | 0 | 0 | 0 | 12785.2681
2025-02-04 | 12608.287 | 24.9 | 0 | 0 | 0 | 0 | 0 | 0 | 0 | 0 | 0 | 0 | 0 | 0 | 0 | 0 | 0 | 0 | 0 | 0 | 0 | 1 | 0 | 0 | 0 | 0 | 0 | 0 | 13464.3137
2025-02-04 | 13007.843 | 25.7 | 0 | 0 | 0 | 0 | 0 | 0 | 0 | 0 | 0 | 0 | 0 | 0 | 0 | 0 | 0 | 0 | 0 | 0 | 0 | 0 | 1 | 0 | 0 | 0 | 0 | 0 | 13581.8637
2025-02-04 | 13126.546 | 26.1 | 0 | 0 | 0 | 0 | 0 | 0 | 0 | 0 | 0 | 0 | 0 | 0 | 0 | 0 | 0 | 0 | 0 | 0 | 0 | 0 | 0 | 1 | 0 | 0 | 0 | 0 | 13559.5025
2025-02-04 | 13107.568 | 26.5 | 0 | 0 | 0 | 0 | 0 | 0 | 0 | 0 | 0 | 0 | 0 | 0 | 0 | 0 | 0 | 0 | 0 | 0 | 0 | 0 | 0 | 0 | 1 | 0 | 0 | 0 | 13248.3945
2025-02-04 | 12225.608 | 26.7 | 0 | 0 | 0 | 0 | 0 | 0 | 0 | 0 | 0 | 0 | 0 | 0 | 0 | 0 | 0 | 0 | 0 | 0 | 0 | 0 | 0 | 0 | 0 | 1 | 0 | 0 | 12308.3978
2025-02-04 | 10877.851 | 26.8 | 0 | 0 | 0 | 0 | 0 | 0 | 0 | 0 | 0 | 0 | 0 | 0 | 0 | 0 | 0 | 0 | 0 | 0 | 0 | 0 | 0 | 0 | 0 | 0 | 1 | 0 | 11162.0362
2025-02-04 | 9932.619 | 26.9 | 0 | 0 | 0 | 0 | 0 | 0 | 0 | 0 | 0 | 0 | 0 | 0 | 0 | 0 | 0 | 0 | 0 | 0 | 0 | 0 | 0 | 0 | 0 | 0 | 0 | 1 | 10169.1524
2025-02-05 | 9268.556 | 27.5 | 0 | 0 | 1 | 0 | 0 | 0 | 0 | 0 | 0 | 0 | 0 | 0 | 0 | 0 | 0 | 0 | 0 | 0 | 0 | 0 | 0 | 0 | 0 | 0 | 0 | 0 | 9566.9357
2025-02-05 | 8940.449 | 27.7 | 0 | 0 | 0 | 1 | 0 | 0 | 0 | 0 | 0 | 0 | 0 | 0 | 0 | 0 | 0 | 0 | 0 | 0 | 0 | 0 | 0 | 0 | 0 | 0 | 0 | 0 | 9181.394
2025-02-05 | 8885.493 | 28 | 0 | 0 | 0 | 0 | 1 | 0 | 0 | 0 | 0 | 0 | 0 | 0 | 0 | 0 | 0 | 0 | 0 | 0 | 0 | 0 | 0 | 0 | 0 | 0 | 0 | 0 | 9003.8034
2025-02-05 | 8813.946 | 27.5 | 0 | 0 | 0 | 0 | 0 | 1 | 0 | 0 | 0 | 0 | 0 | 0 | 0 | 0 | 0 | 0 | 0 | 0 | 0 | 0 | 0 | 0 | 0 | 0 | 0 | 0 | 8873.408
2025-02-05 | 8892.906 | 26.8 | 0 | 0 | 0 | 0 | 0 | 0 | 1 | 0 | 0 | 0 | 0 | 0 | 0 | 0 | 0 | 0 | 0 | 0 | 0 | 0 | 0 | 0 | 0 | 0 | 0 | 0 | 8934.9816
2025-02-05 | 9377.823 | 26.9 | 0 | 0 | 0 | 0 | 0 | 0 | 0 | 1 | 0 | 0 | 0 | 0 | 0 | 0 | 0 | 0 | 0 | 0 | 0 | 0 | 0 | 0 | 0 | 0 | 0 | 0 | 9489.5776
2025-02-05 | 10128.242 | 26.9 | 0 | 0 | 0 | 0 | 0 | 0 | 0 | 0 | 1 | 0 | 0 | 0 | 0 | 0 | 0 | 0 | 0 | 0 | 0 | 0 | 0 | 0 | 0 | 0 | 0 | 0 | 10265.5307
2025-02-05 | 10996.479 | 26.6 | 0 | 0 | 0 | 0 | 0 | 0 | 0 | 0 | 0 | 1 | 0 | 0 | 0 | 0 | 0 | 0 | 0 | 0 | 0 | 0 | 0 | 0 | 0 | 0 | 0 | 0 | 10882.0997
2025-02-05 | 11009.654 | 26 | 0 | 0 | 0 | 0 | 0 | 0 | 0 | 0 | 0 | 0 | 1 | 0 | 0 | 0 | 0 | 0 | 0 | 0 | 0 | 0 | 0 | 0 | 0 | 0 | 0 | 0 | 11122.8493
2025-02-05 | 10463.378 | 26.4 | 0 | 0 | 0 | 0 | 0 | 0 | 0 | 0 | 0 | 0 | 0 | 1 | 0 | 0 | 0 | 0 | 0 | 0 | 0 | 0 | 0 | 0 | 0 | 0 | 0 | 0 | 11304.077
2025-02-05 | 10011.37 | 26.6 | 0 | 0 | 0 | 0 | 0 | 0 | 0 | 0 | 0 | 0 | 0 | 0 | 1 | 0 | 0 | 0 | 0 | 0 | 0 | 0 | 0 | 0 | 0 | 0 | 0 | 0 | 11409.5644
2025-02-05 | 9836.598 | 25.9 | 0 | 0 | 0 | 0 | 0 | 0 | 0 | 0 | 0 | 0 | 0 | 0 | 0 | 1 | 0 | 0 | 0 | 0 | 0 | 0 | 0 | 0 | 0 | 0 | 0 | 0 | 11400.9897
2025-02-05 | 9709.937 | 24.8 | 0 | 0 | 0 | 0 | 0 | 0 | 0 | 0 | 0 | 0 | 0 | 0 | 0 | 0 | 1 | 0 | 0 | 0 | 0 | 0 | 0 | 0 | 0 | 0 | 0 | 0 | 11123.5189
2025-02-05 | 9320.62 | 24.2 | 0 | 0 | 0 | 0 | 0 | 0 | 0 | 0 | 0 | 0 | 0 | 0 | 0 | 0 | 0 | 1 | 0 | 0 | 0 | 0 | 0 | 0 | 0 | 0 | 0 | 0 | 10943.428
2025-02-05 | 9153.566 | 23.2 | 0 | 0 | 0 | 0 | 0 | 0 | 0 | 0 | 0 | 0 | 0 | 0 | 0 | 0 | 0 | 0 | 1 | 0 | 0 | 0 | 0 | 0 | 0 | 0 | 0 | 0 | 10958.5704
2025-02-05 | 9576.284 | 23.3 | 0 | 0 | 0 | 0 | 0 | 0 | 0 | 0 | 0 | 0 | 0 | 0 | 0 | 0 | 0 | 0 | 0 | 1 | 0 | 0 | 0 | 0 | 0 | 0 | 0 | 0 | 11668.2395
2025-02-05 | 10912.686 | 23.5 | 0 | 0 | 0 | 0 | 0 | 0 | 0 | 0 | 0 | 0 | 0 | 0 | 0 | 0 | 0 | 0 | 0 | 0 | 1 | 0 | 0 | 0 | 0 | 0 | 0 | 0 | 12734.1979
2025-02-05 | 12703.015 | 23.7 | 0 | 0 | 0 | 0 | 0 | 0 | 0 | 0 | 0 | 0 | 0 | 0 | 0 | 0 | 0 | 0 | 0 | 0 | 0 | 1 | 0 | 0 | 0 | 0 | 0 | 0 | 13260.0328
2025-02-05 | 13179.507 | 24 | 0 | 0 | 0 | 0 | 0 | 0 | 0 | 0 | 0 | 0 | 0 | 0 | 0 | 0 | 0 | 0 | 0 | 0 | 0 | 0 | 1 | 0 | 0 | 0 | 0 | 0 | 13292.4658
2025-02-05 | 13173.977 | 24 | 0 | 0 | 0 | 0 | 0 | 0 | 0 | 0 | 0 | 0 | 0 | 0 | 0 | 0 | 0 | 0 | 0 | 0 | 0 | 0 | 0 | 1 | 0 | 0 | 0 | 0 | 13202.0109
2025-02-05 | 13015.992 | 24.3 | 0 | 0 | 0 | 0 | 0 | 0 | 0 | 0 | 0 | 0 | 0 | 0 | 0 | 0 | 0 | 0 | 0 | 0 | 0 | 0 | 0 | 0 | 1 | 0 | 0 | 0 | 12873.8795
2025-02-05 | 12350.992 | 24.3 | 0 | 0 | 0 | 0 | 0 | 0 | 0 | 0 | 0 | 0 | 0 | 0 | 0 | 0 | 0 | 0 | 0 | 0 | 0 | 0 | 0 | 0 | 0 | 1 | 0 | 0 | 11899.836
2025-02-05 | 11198.677 | 24 | 0 | 0 | 0 | 0 | 0 | 0 | 0 | 0 | 0 | 0 | 0 | 0 | 0 | 0 | 0 | 0 | 0 | 0 | 0 | 0 | 0 | 0 | 0 | 0 | 1 | 0 | 10685.3808
2025-02-05 | 10088.251 | 23.3 | 0 | 0 | 0 | 0 | 0 | 0 | 0 | 0 | 0 | 0 | 0 | 0 | 0 | 0 | 0 | 0 | 0 | 0 | 0 | 0 | 0 | 0 | 0 | 0 | 0 | 1 | 9556.3098
2025-02-06 | 9353.464 | 23 | 0 | 0 | 1 | 0 | 0 | 0 | 0 | 0 | 0 | 0 | 0 | 0 | 0 | 0 | 0 | 0 | 0 | 0 | 0 | 0 | 0 | 0 | 0 | 0 | 0 | 0 | 8800.8825
2025-02-06 | 8921.993 | 22.6 | 0 | 0 | 0 | 1 | 0 | 0 | 0 | 0 | 0 | 0 | 0 | 0 | 0 | 0 | 0 | 0 | 0 | 0 | 0 | 0 | 0 | 0 | 0 | 0 | 0 | 0 | 8313.2003
2025-02-06 | 8747.284 | 22.1 | 0 | 0 | 0 | 0 | 1 | 0 | 0 | 0 | 0 | 0 | 0 | 0 | 0 | 0 | 0 | 0 | 0 | 0 | 0 | 0 | 0 | 0 | 0 | 0 | 0 | 0 | 7999.4224
2025-02-06 | 8661.098 | 21.7 | 0 | 0 | 0 | 0 | 0 | 1 | 0 | 0 | 0 | 0 | 0 | 0 | 0 | 0 | 0 | 0 | 0 | 0 | 0 | 0 | 0 | 0 | 0 | 0 | 0 | 0 | 7886.0505
2025-02-06 | 8667.942 | 21.1 | 0 | 0 | 0 | 0 | 0 | 0 | 1 | 0 | 0 | 0 | 0 | 0 | 0 | 0 | 0 | 0 | 0 | 0 | 0 | 0 | 0 | 0 | 0 | 0 | 0 | 0 | 7964.6475
2025-02-06 | 9225.779 | 20.7 | 0 | 0 | 0 | 0 | 0 | 0 | 0 | 1 | 0 | 0 | 0 | 0 | 0 | 0 | 0 | 0 | 0 | 0 | 0 | 0 | 0 | 0 | 0 | 0 | 0 | 0 | 8434.1264
2025-02-06 | 9934.691 | 21.9 | 0 | 0 | 0 | 0 | 0 | 0 | 0 | 0 | 1 | 0 | 0 | 0 | 0 | 0 | 0 | 0 | 0 | 0 | 0 | 0 | 0 | 0 | 0 | 0 | 0 | 0 | 9414.3604
2025-02-06 | 10599.146 | 22.4 | 0 | 0 | 0 | 0 | 0 | 0 | 0 | 0 | 0 | 1 | 0 | 0 | 0 | 0 | 0 | 0 | 0 | 0 | 0 | 0 | 0 | 0 | 0 | 0 | 0 | 0 | 10167.1167
2025-02-06 | 10909.638 | 22.1 | 0 | 0 | 0 | 0 | 0 | 0 | 0 | 0 | 0 | 0 | 1 | 0 | 0 | 0 | 0 | 0 | 0 | 0 | 0 | 0 | 0 | 0 | 0 | 0 | 0 | 0 | 10458.9365
2025-02-06 | 10838.826 | 21.7 | 0 | 0 | 0 | 0 | 0 | 0 | 0 | 0 | 0 | 0 | 0 | 1 | 0 | 0 | 0 | 0 | 0 | 0 | 0 | 0 | 0 | 0 | 0 | 0 | 0 | 0 | 10503.977
2025-02-06 | 10754.78 | 21.3 | 0 | 0 | 0 | 0 | 0 | 0 | 0 | 0 | 0 | 0 | 0 | 0 | 1 | 0 | 0 | 0 | 0 | 0 | 0 | 0 | 0 | 0 | 0 | 0 | 0 | 0 | 10507.3239
2025-02-06 | 10812.169 | 21 | 0 | 0 | 0 | 0 | 0 | 0 | 0 | 0 | 0 | 0 | 0 | 0 | 0 | 1 | 0 | 0 | 0 | 0 | 0 | 0 | 0 | 0 | 0 | 0 | 0 | 0 | 10566.8428
2025-02-06 | 10856.819 | 20.2 | 0 | 0 | 0 | 0 | 0 | 0 | 0 | 0 | 0 | 0 | 0 | 0 | 0 | 0 | 1 | 0 | 0 | 0 | 0 | 0 | 0 | 0 | 0 | 0 | 0 | 0 | 10340.4423
2025-02-06 | 10539.199 | 19 | 0 | 0 | 0 | 0 | 0 | 0 | 0 | 0 | 0 | 0 | 0 | 0 | 0 | 0 | 0 | 1 | 0 | 0 | 0 | 0 | 0 | 0 | 0 | 0 | 0 | 0 | 10058.2109
2025-02-06 | 10494.245 | 18.5 | 0 | 0 | 0 | 0 | 0 | 0 | 0 | 0 | 0 | 0 | 0 | 0 | 0 | 0 | 0 | 0 | 1 | 0 | 0 | 0 | 0 | 0 | 0 | 0 | 0 | 0 | 10158.4703
2025-02-06 | 10712.123 | 18.5 | 0 | 0 | 0 | 0 | 0 | 0 | 0 | 0 | 0 | 0 | 0 | 0 | 0 | 0 | 0 | 0 | 0 | 1 | 0 | 0 | 0 | 0 | 0 | 0 | 0 | 0 | 10851.1161
2025-02-06 | 11865.466 | 18.6 | 0 | 0 | 0 | 0 | 0 | 0 | 0 | 0 | 0 | 0 | 0 | 0 | 0 | 0 | 0 | 0 | 0 | 0 | 1 | 0 | 0 | 0 | 0 | 0 | 0 | 0 | 11900.051
2025-02-06 | 12946.639 | 18.1 | 0 | 0 | 0 | 0 | 0 | 0 | 0 | 0 | 0 | 0 | 0 | 0 | 0 | 0 | 0 | 0 | 0 | 0 | 0 | 1 | 0 | 0 | 0 | 0 | 0 | 0 | 12306.7221
2025-02-06 | 12875.789 | 17.8 | 0 | 0 | 0 | 0 | 0 | 0 | 0 | 0 | 0 | 0 | 0 | 0 | 0 | 0 | 0 | 0 | 0 | 0 | 0 | 0 | 1 | 0 | 0 | 0 | 0 | 0 | 12237.0146
2025-02-06 | 12730.583 | 17.5 | 0 | 0 | 0 | 0 | 0 | 0 | 0 | 0 | 0 | 0 | 0 | 0 | 0 | 0 | 0 | 0 | 0 | 0 | 0 | 0 | 0 | 1 | 0 | 0 | 0 | 0 | 12095.4896
2025-02-06 | 12521.864 | 17.7 | 0 | 0 | 0 | 0 | 0 | 0 | 0 | 0 | 0 | 0 | 0 | 0 | 0 | 0 | 0 | 0 | 0 | 0 | 0 | 0 | 0 | 0 | 1 | 0 | 0 | 0 | 11750.3348
2025-02-06 | 11572.333 | 18.1 | 0 | 0 | 0 | 0 | 0 | 0 | 0 | 0 | 0 | 0 | 0 | 0 | 0 | 0 | 0 | 0 | 0 | 0 | 0 | 0 | 0 | 0 | 0 | 1 | 0 | 0 | 10844.3849
2025-02-06 | 10293.043 | 18.3 | 0 | 0 | 0 | 0 | 0 | 0 | 0 | 0 | 0 | 0 | 0 | 0 | 0 | 0 | 0 | 0 | 0 | 0 | 0 | 0 | 0 | 0 | 0 | 0 | 1 | 0 | 9715.0467
2025-02-06 | 9165.986 | 17.9 | 0 | 0 | 0 | 0 | 0 | 0 | 0 | 0 | 0 | 0 | 0 | 0 | 0 | 0 | 0 | 0 | 0 | 0 | 0 | 0 | 0 | 0 | 0 | 0 | 0 | 1 | 8637.0459
2025-02-07 | 8452.551 | 19.5 | 0 | 0 | 1 | 0 | 0 | 0 | 0 | 0 | 0 | 0 | 0 | 0 | 0 | 0 | 0 | 0 | 0 | 0 | 0 | 0 | 0 | 0 | 0 | 0 | 0 | 0 | 8205.0633
2025-02-07 | 8094.272 | 20.2 | 0 | 0 | 0 | 1 | 0 | 0 | 0 | 0 | 0 | 0 | 0 | 0 | 0 | 0 | 0 | 0 | 0 | 0 | 0 | 0 | 0 | 0 | 0 | 0 | 0 | 0 | 7904.6386
2025-02-07 | 7947.572 | 22 | 0 | 0 | 0 | 0 | 1 | 0 | 0 | 0 | 0 | 0 | 0 | 0 | 0 | 0 | 0 | 0 | 0 | 0 | 0 | 0 | 0 | 0 | 0 | 0 | 0 | 0 | 7982.399
2025-02-07 | 7926.682 | 23.2 | 0 | 0 | 0 | 0 | 0 | 1 | 0 | 0 | 0 | 0 | 0 | 0 | 0 | 0 | 0 | 0 | 0 | 0 | 0 | 0 | 0 | 0 | 0 | 0 | 0 | 0 | 8141.4016
2025-02-07 | 8170.062 | 24.3 | 0 | 0 | 0 | 0 | 0 | 0 | 1 | 0 | 0 | 0 | 0 | 0 | 0 | 0 | 0 | 0 | 0 | 0 | 0 | 0 | 0 | 0 | 0 | 0 | 0 | 0 | 8509.3965
2025-02-07 | 8785.975 | 24.9 | 0 | 0 | 0 | 0 | 0 | 0 | 0 | 1 | 0 | 0 | 0 | 0 | 0 | 0 | 0 | 0 | 0 | 0 | 0 | 0 | 0 | 0 | 0 | 0 | 0 | 0 | 9149.1094
2025-02-07 | 9628.657 | 25.5 | 0 | 0 | 0 | 0 | 0 | 0 | 0 | 0 | 1 | 0 | 0 | 0 | 0 | 0 | 0 | 0 | 0 | 0 | 0 | 0 | 0 | 0 | 0 | 0 | 0 | 0 | 10027.203
2025-02-07 | 10560.844 | 25.9 | 0 | 0 | 0 | 0 | 0 | 0 | 0 | 0 | 0 | 1 | 0 | 0 | 0 | 0 | 0 | 0 | 0 | 0 | 0 | 0 | 0 | 0 | 0 | 0 | 0 | 0 | 10762.9359
2025-02-07 | 10554.604 | 26.1 | 0 | 0 | 0 | 0 | 0 | 0 | 0 | 0 | 0 | 0 | 1 | 0 | 0 | 0 | 0 | 0 | 0 | 0 | 0 | 0 | 0 | 0 | 0 | 0 | 0 | 0 | 11139.8727
2025-02-07 | 10110.435 | 25.4 | 0 | 0 | 0 | 0 | 0 | 0 | 0 | 0 | 0 | 0 | 0 | 1 | 0 | 0 | 0 | 0 | 0 | 0 | 0 | 0 | 0 | 0 | 0 | 0 | 0 | 0 | 11133.843
2025-02-07 | 9754.509 | 24.5 | 0 | 0 | 0 | 0 | 0 | 0 | 0 | 0 | 0 | 0 | 0 | 0 | 1 | 0 | 0 | 0 | 0 | 0 | 0 | 0 | 0 | 0 | 0 | 0 | 0 | 0 | 11052.0728
2025-02-07 | 9767.489 | 23.5 | 0 | 0 | 0 | 0 | 0 | 0 | 0 | 0 | 0 | 0 | 0 | 0 | 0 | 1 | 0 | 0 | 0 | 0 | 0 | 0 | 0 | 0 | 0 | 0 | 0 | 0 | 10992.4279
2025-02-07 | 10053.259 | 22.9 | 0 | 0 | 0 | 0 | 0 | 0 | 0 | 0 | 0 | 0 | 0 | 0 | 0 | 0 | 1 | 0 | 0 | 0 | 0 | 0 | 0 | 0 | 0 | 0 | 0 | 0 | 10800.0742
2025-02-07 | 9761.135 | 22.3 | 0 | 0 | 0 | 0 | 0 | 0 | 0 | 0 | 0 | 0 | 0 | 0 | 0 | 0 | 0 | 1 | 0 | 0 | 0 | 0 | 0 | 0 | 0 | 0 | 0 | 0 | 10619.9833
2025-02-07 | 9987.014 | 21.3 | 0 | 0 | 0 | 0 | 0 | 0 | 0 | 0 | 0 | 0 | 0 | 0 | 0 | 0 | 0 | 0 | 1 | 0 | 0 | 0 | 0 | 0 | 0 | 0 | 0 | 0 | 10635.1257
2025-02-07 | 10476.336 | 22.2 | 0 | 0 | 0 | 0 | 0 | 0 | 0 | 0 | 0 | 0 | 0 | 0 | 0 | 0 | 0 | 0 | 0 | 1 | 0 | 0 | 0 | 0 | 0 | 0 | 0 | 0 | 11480.9821
2025-02-07 | 11338.505 | 22.9 | 0 | 0 | 0 | 0 | 0 | 0 | 0 | 0 | 0 | 0 | 0 | 0 | 0 | 0 | 0 | 0 | 0 | 0 | 1 | 0 | 0 | 0 | 0 | 0 | 0 | 0 | 12632.0575
2025-02-07 | 12238.224 | 23.5 | 0 | 0 | 0 | 0 | 0 | 0 | 0 | 0 | 0 | 0 | 0 | 0 | 0 | 0 | 0 | 0 | 0 | 0 | 0 | 1 | 0 | 0 | 0 | 0 | 0 | 0 | 13225.986
2025-02-07 | 12527.495 | 24.8 | 0 | 0 | 0 | 0 | 0 | 0 | 0 | 0 | 0 | 0 | 0 | 0 | 0 | 0 | 0 | 0 | 0 | 0 | 0 | 0 | 1 | 0 | 0 | 0 | 0 | 0 | 13428.653
2025-02-07 | 12593.401 | 25 | 0 | 0 | 0 | 0 | 0 | 0 | 0 | 0 | 0 | 0 | 0 | 0 | 0 | 0 | 0 | 0 | 0 | 0 | 0 | 0 | 0 | 1 | 0 | 0 | 0 | 0 | 13372.245
2025-02-07 | 12383.866 | 24.7 | 0 | 0 | 0 | 0 | 0 | 0 | 0 | 0 | 0 | 0 | 0 | 0 | 0 | 0 | 0 | 0 | 0 | 0 | 0 | 0 | 0 | 0 | 1 | 0 | 0 | 0 | 12941.9732
2025-02-07 | 11817.273 | 24.9 | 0 | 0 | 0 | 0 | 0 | 0 | 0 | 0 | 0 | 0 | 0 | 0 | 0 | 0 | 0 | 0 | 0 | 0 | 0 | 0 | 0 | 0 | 0 | 1 | 0 | 0 | 12001.9765
2025-02-07 | 10787.6 | 24.8 | 0 | 0 | 0 | 0 | 0 | 0 | 0 | 0 | 0 | 0 | 0 | 0 | 0 | 0 | 0 | 0 | 0 | 0 | 0 | 0 | 0 | 0 | 0 | 0 | 1 | 0 | 10821.5681
2025-02-07 | 9749.597 | 24.5 | 0 | 0 | 0 | 0 | 0 | 0 | 0 | 0 | 0 | 0 | 0 | 0 | 0 | 0 | 0 | 0 | 0 | 0 | 0 | 0 | 0 | 0 | 0 | 0 | 0 | 1 | 9760.5907
2025-02-08 | 8980.281 | 24.5 | 0 | 1 | 1 | 0 | 0 | 0 | 0 | 0 | 0 | 0 | 0 | 0 | 0 | 0 | 0 | 0 | 0 | 0 | 0 | 0 | 0 | 0 | 0 | 0 | 0 | 0 | 9539.3649
2025-02-08 | 8518.526 | 24.8 | 0 | 1 | 0 | 1 | 0 | 0 | 0 | 0 | 0 | 0 | 0 | 0 | 0 | 0 | 0 | 0 | 0 | 0 | 0 | 0 | 0 | 0 | 0 | 0 | 0 | 0 | 9170.8466
2025-02-08 | 8279.13 | 24.7 | 0 | 1 | 0 | 0 | 1 | 0 | 0 | 0 | 0 | 0 | 0 | 0 | 0 | 0 | 0 | 0 | 0 | 0 | 0 | 0 | 0 | 0 | 0 | 0 | 0 | 0 | 8925.1623
2025-02-08 | 8127.439 | 25 | 0 | 1 | 0 | 0 | 0 | 1 | 0 | 0 | 0 | 0 | 0 | 0 | 0 | 0 | 0 | 0 | 0 | 0 | 0 | 0 | 0 | 0 | 0 | 0 | 0 | 0 | 8930.9542
2025-02-08 | 8201.474 | 24.9 | 0 | 1 | 0 | 0 | 0 | 0 | 1 | 0 | 0 | 0 | 0 | 0 | 0 | 0 | 0 | 0 | 0 | 0 | 0 | 0 | 0 | 0 | 0 | 0 | 0 | 0 | 9094.6683
2025-02-08 | 8570.725 | 25 | 0 | 1 | 0 | 0 | 0 | 0 | 0 | 1 | 0 | 0 | 0 | 0 | 0 | 0 | 0 | 0 | 0 | 0 | 0 | 0 | 0 | 0 | 0 | 0 | 0 | 0 | 9649.2642
2025-02-08 | 9130.048 | 26.2 | 0 | 1 | 0 | 0 | 0 | 0 | 0 | 0 | 1 | 0 | 0 | 0 | 0 | 0 | 0 | 0 | 0 | 0 | 0 | 0 | 0 | 0 | 0 | 0 | 0 | 0 | 10629.4982
2025-02-08 | 10099.757 | 25.4 | 0 | 1 | 0 | 0 | 0 | 0 | 0 | 0 | 0 | 1 | 0 | 0 | 0 | 0 | 0 | 0 | 0 | 0 | 0 | 0 | 0 | 0 | 0 | 0 | 0 | 0 | 11160.9502
2025-02-08 | 11102.495 | 25.7 | 0 | 1 | 0 | 0 | 0 | 0 | 0 | 0 | 0 | 0 | 1 | 0 | 0 | 0 | 0 | 0 | 0 | 0 | 0 | 0 | 0 | 0 | 0 | 0 | 0 | 0 | 11554.9104
2025-02-08 | 11595.936 | 24.4 | 0 | 1 | 0 | 0 | 0 | 0 | 0 | 0 | 0 | 0 | 0 | 1 | 0 | 0 | 0 | 0 | 0 | 0 | 0 | 0 | 0 | 0 | 0 | 0 | 0 | 0 | 11446.7403
2025-02-08 | 11541.906 | 23.1 | 0 | 1 | 0 | 0 | 0 | 0 | 0 | 0 | 0 | 0 | 0 | 0 | 1 | 0 | 0 | 0 | 0 | 0 | 0 | 0 | 0 | 0 | 0 | 0 | 0 | 0 | 11296.8765
2025-02-08 | 11909.548 | 21.5 | 0 | 1 | 0 | 0 | 0 | 0 | 0 | 0 | 0 | 0 | 0 | 0 | 0 | 1 | 0 | 0 | 0 | 0 | 0 | 0 | 0 | 0 | 0 | 0 | 0 | 0 | 11135.0912
2025-02-08 | 11884.595 | 20.9 | 0 | 1 | 0 | 0 | 0 | 0 | 0 | 0 | 0 | 0 | 0 | 0 | 0 | 0 | 1 | 0 | 0 | 0 | 0 | 0 | 0 | 0 | 0 | 0 | 0 | 0 | 10942.7375
2025-02-08 | 11684.492 | 20.8 | 0 | 1 | 0 | 0 | 0 | 0 | 0 | 0 | 0 | 0 | 0 | 0 | 0 | 0 | 0 | 1 | 0 | 0 | 0 | 0 | 0 | 0 | 0 | 0 | 0 | 0 | 10847.7635
2025-02-08 | 11782.868 | 20.6 | 0 | 1 | 0 | 0 | 0 | 0 | 0 | 0 | 0 | 0 | 0 | 0 | 0 | 0 | 0 | 0 | 1 | 0 | 0 | 0 | 0 | 0 | 0 | 0 | 0 | 0 | 10999.0932
2025-02-08 | 11871.865 | 20.5 | 0 | 1 | 0 | 0 | 0 | 0 | 0 | 0 | 0 | 0 | 0 | 0 | 0 | 0 | 0 | 0 | 0 | 1 | 0 | 0 | 0 | 0 | 0 | 0 | 0 | 0 | 11674.7155
2025-02-08 | 12608.563 | 20.4 | 0 | 1 | 0 | 0 | 0 | 0 | 0 | 0 | 0 | 0 | 0 | 0 | 0 | 0 | 0 | 0 | 0 | 0 | 1 | 0 | 0 | 0 | 0 | 0 | 0 | 0 | 12689.6037
2025-02-08 | 13560.33 | 20.5 | 0 | 1 | 0 | 0 | 0 | 0 | 0 | 0 | 0 | 0 | 0 | 0 | 0 | 0 | 0 | 0 | 0 | 0 | 0 | 1 | 0 | 0 | 0 | 0 | 0 | 0 | 13198.4152
2025-02-08 | 13368.783 | 20.4 | 0 | 1 | 0 | 0 | 0 | 0 | 0 | 0 | 0 | 0 | 0 | 0 | 0 | 0 | 0 | 0 | 0 | 0 | 0 | 0 | 1 | 0 | 0 | 0 | 0 | 0 | 13162.7545
2025-02-08 | 12846.05 | 21.4 | 0 | 1 | 0 | 0 | 0 | 0 | 0 | 0 | 0 | 0 | 0 | 0 | 0 | 0 | 0 | 0 | 0 | 0 | 0 | 0 | 0 | 1 | 0 | 0 | 0 | 0 | 13242.5337
2025-02-08 | 12160.537 | 21.2 | 0 | 1 | 0 | 0 | 0 | 0 | 0 | 0 | 0 | 0 | 0 | 0 | 0 | 0 | 0 | 0 | 0 | 0 | 0 | 0 | 0 | 0 | 1 | 0 | 0 | 0 | 12829.2853
2025-02-08 | 11355.93 | 21 | 0 | 1 | 0 | 0 | 0 | 0 | 0 | 0 | 0 | 0 | 0 | 0 | 0 | 0 | 0 | 0 | 0 | 0 | 0 | 0 | 0 | 0 | 0 | 1 | 0 | 0 | 11821.195
2025-02-08 | 10467.238 | 21.6 | 0 | 1 | 0 | 0 | 0 | 0 | 0 | 0 | 0 | 0 | 0 | 0 | 0 | 0 | 0 | 0 | 0 | 0 | 0 | 0 | 0 | 0 | 0 | 0 | 1 | 0 | 10759.9504
2025-02-08 | 9489.125 | 21.9 | 0 | 1 | 0 | 0 | 0 | 0 | 0 | 0 | 0 | 0 | 0 | 0 | 0 | 0 | 0 | 0 | 0 | 0 | 0 | 0 | 0 | 0 | 0 | 0 | 0 | 1 | 9801.1135
2025-02-09 | 8733.511 | 22.1 | 0 | 1 | 1 | 0 | 0 | 0 | 0 | 0 | 0 | 0 | 0 | 0 | 0 | 0 | 0 | 0 | 0 | 0 | 0 | 0 | 0 | 0 | 0 | 0 | 0 | 0 | 9130.8032
2025-02-09 | 8285.756 | 22.2 | 0 | 1 | 0 | 1 | 0 | 0 | 0 | 0 | 0 | 0 | 0 | 0 | 0 | 0 | 0 | 0 | 0 | 0 | 0 | 0 | 0 | 0 | 0 | 0 | 0 | 0 | 8728.238
2025-02-09 | 7997.702 | 22.4 | 0 | 1 | 0 | 0 | 1 | 0 | 0 | 0 | 0 | 0 | 0 | 0 | 0 | 0 | 0 | 0 | 0 | 0 | 0 | 0 | 0 | 0 | 0 | 0 | 0 | 0 | 8533.624
2025-02-09 | 7886.941 | 22.9 | 0 | 1 | 0 | 0 | 0 | 1 | 0 | 0 | 0 | 0 | 0 | 0 | 0 | 0 | 0 | 0 | 0 | 0 | 0 | 0 | 0 | 0 | 0 | 0 | 0 | 0 | 8573.4627
2025-02-09 | 7921.851 | 23.3 | 0 | 1 | 0 | 0 | 0 | 0 | 1 | 0 | 0 | 0 | 0 | 0 | 0 | 0 | 0 | 0 | 0 | 0 | 0 | 0 | 0 | 0 | 0 | 0 | 0 | 0 | 8822.2938
2025-02-09 | 8304.452 | 23.4 | 0 | 1 | 0 | 0 | 0 | 0 | 0 | 1 | 0 | 0 | 0 | 0 | 0 | 0 | 0 | 0 | 0 | 0 | 0 | 0 | 0 | 0 | 0 | 0 | 0 | 0 | 9376.8897
2025-02-09 | 8707.461 | 23.4 | 0 | 1 | 0 | 0 | 0 | 0 | 0 | 0 | 1 | 0 | 0 | 0 | 0 | 0 | 0 | 0 | 0 | 0 | 0 | 0 | 0 | 0 | 0 | 0 | 0 | 0 | 10152.8428
2025-02-09 | 9492.948 | 23.3 | 0 | 1 | 0 | 0 | 0 | 0 | 0 | 0 | 0 | 1 | 0 | 0 | 0 | 0 | 0 | 0 | 0 | 0 | 0 | 0 | 0 | 0 | 0 | 0 | 0 | 0 | 10803.4587
2025-02-09 | 10616.431 | 23.1 | 0 | 1 | 0 | 0 | 0 | 0 | 0 | 0 | 0 | 0 | 1 | 0 | 0 | 0 | 0 | 0 | 0 | 0 | 0 | 0 | 0 | 0 | 0 | 0 | 0 | 0 | 11112.3019
2025-02-09 | 11298.341 | 22.8 | 0 | 1 | 0 | 0 | 0 | 0 | 0 | 0 | 0 | 0 | 0 | 1 | 0 | 0 | 0 | 0 | 0 | 0 | 0 | 0 | 0 | 0 | 0 | 0 | 0 | 0 | 11174.3658
2025-02-09 | 11556.974 | 21.9 | 0 | 1 | 0 | 0 | 0 | 0 | 0 | 0 | 0 | 0 | 0 | 0 | 1 | 0 | 0 | 0 | 0 | 0 | 0 | 0 | 0 | 0 | 0 | 0 | 0 | 0 | 11092.5956
2025-02-09 | 11624.786 | 19.7 | 0 | 1 | 0 | 0 | 0 | 0 | 0 | 0 | 0 | 0 | 0 | 0 | 0 | 1 | 0 | 0 | 0 | 0 | 0 | 0 | 0 | 0 | 0 | 0 | 0 | 0 | 10828.6699
2025-02-09 | 11808.964 | 18.7 | 0 | 1 | 0 | 0 | 0 | 0 | 0 | 0 | 0 | 0 | 0 | 0 | 0 | 0 | 1 | 0 | 0 | 0 | 0 | 0 | 0 | 0 | 0 | 0 | 0 | 0 | 10568.2225
2025-02-09 | 11862.06 | 18.7 | 0 | 1 | 0 | 0 | 0 | 0 | 0 | 0 | 0 | 0 | 0 | 0 | 0 | 0 | 0 | 1 | 0 | 0 | 0 | 0 | 0 | 0 | 0 | 0 | 0 | 0 | 10490.272
2025-02-09 | 11752.509 | 19 | 0 | 1 | 0 | 0 | 0 | 0 | 0 | 0 | 0 | 0 | 0 | 0 | 0 | 0 | 0 | 0 | 1 | 0 | 0 | 0 | 0 | 0 | 0 | 0 | 0 | 0 | 10726.7187
2025-02-09 | 11970.707 | 19.6 | 0 | 1 | 0 | 0 | 0 | 0 | 0 | 0 | 0 | 0 | 0 | 0 | 0 | 0 | 0 | 0 | 0 | 1 | 0 | 0 | 0 | 0 | 0 | 0 | 0 | 0 | 11521.5049
2025-02-09 | 12947.4 | 20.1 | 0 | 1 | 0 | 0 | 0 | 0 | 0 | 0 | 0 | 0 | 0 | 0 | 0 | 0 | 0 | 0 | 0 | 0 | 1 | 0 | 0 | 0 | 0 | 0 | 0 | 0 | 12638.5334
2025-02-09 | 14113.604 | 20.6 | 0 | 1 | 0 | 0 | 0 | 0 | 0 | 0 | 0 | 0 | 0 | 0 | 0 | 0 | 0 | 0 | 0 | 0 | 0 | 1 | 0 | 0 | 0 | 0 | 0 | 0 | 13215.4386
2025-02-09 | 13910.373 | 21.5 | 0 | 1 | 0 | 0 | 0 | 0 | 0 | 0 | 0 | 0 | 0 | 0 | 0 | 0 | 0 | 0 | 0 | 0 | 0 | 0 | 1 | 0 | 0 | 0 | 0 | 0 | 13350.012
2025-02-09 | 12946.609 | 21.7 | 0 | 1 | 0 | 0 | 0 | 0 | 0 | 0 | 0 | 0 | 0 | 0 | 0 | 0 | 0 | 0 | 0 | 0 | 0 | 0 | 0 | 1 | 0 | 0 | 0 | 0 | 13293.6039
2025-02-09 | 12469.066 | 22.5 | 0 | 1 | 0 | 0 | 0 | 0 | 0 | 0 | 0 | 0 | 0 | 0 | 0 | 0 | 0 | 0 | 0 | 0 | 0 | 0 | 0 | 0 | 1 | 0 | 0 | 0 | 13050.5896
2025-02-09 | 11618.171 | 23.3 | 0 | 1 | 0 | 0 | 0 | 0 | 0 | 0 | 0 | 0 | 0 | 0 | 0 | 0 | 0 | 0 | 0 | 0 | 0 | 0 | 0 | 0 | 0 | 1 | 0 | 0 | 12212.7333
2025-02-09 | 10323.707 | 23.8 | 0 | 1 | 0 | 0 | 0 | 0 | 0 | 0 | 0 | 0 | 0 | 0 | 0 | 0 | 0 | 0 | 0 | 0 | 0 | 0 | 0 | 0 | 0 | 0 | 1 | 0 | 11134.4653
2025-02-09 | 9230.968 | 23.8 | 0 | 1 | 0 | 0 | 0 | 0 | 0 | 0 | 0 | 0 | 0 | 0 | 0 | 0 | 0 | 0 | 0 | 0 | 0 | 0 | 0 | 0 | 0 | 0 | 0 | 1 | 10124.5582
2025-02-10 | 8507.642 | 24 | 0 | 0 | 1 | 0 | 0 | 0 | 0 | 0 | 0 | 0 | 0 | 0 | 0 | 0 | 0 | 0 | 0 | 0 | 0 | 0 | 0 | 0 | 0 | 0 | 0 | 0 | 8971.1165
2025-02-10 | 8065.759 | 24.3 | 0 | 0 | 0 | 1 | 0 | 0 | 0 | 0 | 0 | 0 | 0 | 0 | 0 | 0 | 0 | 0 | 0 | 0 | 0 | 0 | 0 | 0 | 0 | 0 | 0 | 0 | 8602.5982
2025-02-10 | 7823.197 | 24.2 | 0 | 0 | 0 | 0 | 1 | 0 | 0 | 0 | 0 | 0 | 0 | 0 | 0 | 0 | 0 | 0 | 0 | 0 | 0 | 0 | 0 | 0 | 0 | 0 | 0 | 0 | 8356.9139
2025-02-10 | 7795.049 | 24.2 | 0 | 0 | 0 | 0 | 0 | 1 | 0 | 0 | 0 | 0 | 0 | 0 | 0 | 0 | 0 | 0 | 0 | 0 | 0 | 0 | 0 | 0 | 0 | 0 | 0 | 0 | 8311.6356
2025-02-10 | 7993.424 | 24.2 | 0 | 0 | 0 | 0 | 0 | 0 | 1 | 0 | 0 | 0 | 0 | 0 | 0 | 0 | 0 | 0 | 0 | 0 | 0 | 0 | 0 | 0 | 0 | 0 | 0 | 0 | 8492.3731
2025-02-10 | 8464.942 | 24.1 | 0 | 0 | 0 | 0 | 0 | 0 | 0 | 1 | 0 | 0 | 0 | 0 | 0 | 0 | 0 | 0 | 0 | 0 | 0 | 0 | 0 | 0 | 0 | 0 | 0 | 0 | 9012.9222
2025-02-10 | 9216.036 | 24.1 | 0 | 0 | 0 | 0 | 0 | 0 | 0 | 0 | 1 | 0 | 0 | 0 | 0 | 0 | 0 | 0 | 0 | 0 | 0 | 0 | 0 | 0 | 0 | 0 | 0 | 0 | 9788.8753
2025-02-10 | 10111.854 | 24 | 0 | 0 | 0 | 0 | 0 | 0 | 0 | 0 | 0 | 1 | 0 | 0 | 0 | 0 | 0 | 0 | 0 | 0 | 0 | 0 | 0 | 0 | 0 | 0 | 0 | 0 | 10439.4912
2025-02-10 | 10252.535 | 24.2 | 0 | 0 | 0 | 0 | 0 | 0 | 0 | 0 | 0 | 0 | 1 | 0 | 0 | 0 | 0 | 0 | 0 | 0 | 0 | 0 | 0 | 0 | 0 | 0 | 0 | 0 | 10816.428
2025-02-10 | 9967.499 | 23.7 | 0 | 0 | 0 | 0 | 0 | 0 | 0 | 0 | 0 | 0 | 0 | 1 | 0 | 0 | 0 | 0 | 0 | 0 | 0 | 0 | 0 | 0 | 0 | 0 | 0 | 0 | 10844.4451
2025-02-10 | 9828.996 | 23.2 | 0 | 0 | 0 | 0 | 0 | 0 | 0 | 0 | 0 | 0 | 0 | 0 | 1 | 0 | 0 | 0 | 0 | 0 | 0 | 0 | 0 | 0 | 0 | 0 | 0 | 0 | 10830.7686
2025-02-10 | 9824.582 | 22.6 | 0 | 0 | 0 | 0 | 0 | 0 | 0 | 0 | 0 | 0 | 0 | 0 | 0 | 1 | 0 | 0 | 0 | 0 | 0 | 0 | 0 | 0 | 0 | 0 | 0 | 0 | 10839.2173
2025-02-10 | 9696.989 | 22.1 | 0 | 0 | 0 | 0 | 0 | 0 | 0 | 0 | 0 | 0 | 0 | 0 | 0 | 0 | 1 | 0 | 0 | 0 | 0 | 0 | 0 | 0 | 0 | 0 | 0 | 0 | 10663.887
2025-02-10 | 9456.416 | 21.4 | 0 | 0 | 0 | 0 | 0 | 0 | 0 | 0 | 0 | 0 | 0 | 0 | 0 | 0 | 0 | 1 | 0 | 0 | 0 | 0 | 0 | 0 | 0 | 0 | 0 | 0 | 10466.7726
2025-02-10 | 9616.041 | 21.7 | 0 | 0 | 0 | 0 | 0 | 0 | 0 | 0 | 0 | 0 | 0 | 0 | 0 | 0 | 0 | 0 | 1 | 0 | 0 | 0 | 0 | 0 | 0 | 0 | 0 | 0 | 10703.2193
2025-02-10 | 10042.091 | 22.8 | 0 | 0 | 0 | 0 | 0 | 0 | 0 | 0 | 0 | 0 | 0 | 0 | 0 | 0 | 0 | 0 | 0 | 1 | 0 | 0 | 0 | 0 | 0 | 0 | 0 | 0 | 11583.1225
2025-02-10 | 11236.955 | 23 | 0 | 0 | 0 | 0 | 0 | 0 | 0 | 0 | 0 | 0 | 0 | 0 | 0 | 0 | 0 | 0 | 0 | 0 | 1 | 0 | 0 | 0 | 0 | 0 | 0 | 0 | 12649.0809
2025-02-10 | 12887.259 | 23 | 0 | 0 | 0 | 0 | 0 | 0 | 0 | 0 | 0 | 0 | 0 | 0 | 0 | 0 | 0 | 0 | 0 | 0 | 0 | 1 | 0 | 0 | 0 | 0 | 0 | 0 | 13140.869
2025-02-10 | 13002.992 | 23.7 | 0 | 0 | 0 | 0 | 0 | 0 | 0 | 0 | 0 | 0 | 0 | 0 | 0 | 0 | 0 | 0 | 0 | 0 | 0 | 0 | 1 | 0 | 0 | 0 | 0 | 0 | 13241.3955
2025-02-10 | 12933.379 | 23.7 | 0 | 0 | 0 | 0 | 0 | 0 | 0 | 0 | 0 | 0 | 0 | 0 | 0 | 0 | 0 | 0 | 0 | 0 | 0 | 0 | 0 | 1 | 0 | 0 | 0 | 0 | 13150.9407
2025-02-10 | 12736.734 | 24.5 | 0 | 0 | 0 | 0 | 0 | 0 | 0 | 0 | 0 | 0 | 0 | 0 | 0 | 0 | 0 | 0 | 0 | 0 | 0 | 0 | 0 | 0 | 1 | 0 | 0 | 0 | 12907.9264
2025-02-10 | 11755.74 | 26 | 0 | 0 | 0 | 0 | 0 | 0 | 0 | 0 | 0 | 0 | 0 | 0 | 0 | 0 | 0 | 0 | 0 | 0 | 0 | 0 | 0 | 0 | 0 | 1 | 0 | 0 | 12189.2339
2025-02-10 | 10520.663 | 26.1 | 0 | 0 | 0 | 0 | 0 | 0 | 0 | 0 | 0 | 0 | 0 | 0 | 0 | 0 | 0 | 0 | 0 | 0 | 0 | 0 | 0 | 0 | 0 | 0 | 1 | 0 | 11042.8723
2025-02-10 | 9477.673 | 27 | 0 | 0 | 0 | 0 | 0 | 0 | 0 | 0 | 0 | 0 | 0 | 0 | 0 | 0 | 0 | 0 | 0 | 0 | 0 | 0 | 0 | 0 | 0 | 0 | 0 | 1 | 10186.1758
2025-02-11 | 8793.397 | 28.5 | 0 | 0 | 1 | 0 | 0 | 0 | 0 | 0 | 0 | 0 | 0 | 0 | 0 | 0 | 0 | 0 | 0 | 0 | 0 | 0 | 0 | 0 | 0 | 0 | 0 | 0 | 9737.1698
2025-02-11 | 8433.059 | 27.9 | 0 | 0 | 0 | 1 | 0 | 0 | 0 | 0 | 0 | 0 | 0 | 0 | 0 | 0 | 0 | 0 | 0 | 0 | 0 | 0 | 0 | 0 | 0 | 0 | 0 | 0 | 9215.4408
2025-02-11 | 8224.853 | 28.8 | 0 | 0 | 0 | 0 | 1 | 0 | 0 | 0 | 0 | 0 | 0 | 0 | 0 | 0 | 0 | 0 | 0 | 0 | 0 | 0 | 0 | 0 | 0 | 0 | 0 | 0 | 9139.9906
2025-02-11 | 8258.242 | 29 | 0 | 0 | 0 | 0 | 0 | 1 | 0 | 0 | 0 | 0 | 0 | 0 | 0 | 0 | 0 | 0 | 0 | 0 | 0 | 0 | 0 | 0 | 0 | 0 | 0 | 0 | 9128.7591
2025-02-11 | 8511.583 | 30.2 | 0 | 0 | 0 | 0 | 0 | 0 | 1 | 0 | 0 | 0 | 0 | 0 | 0 | 0 | 0 | 0 | 0 | 0 | 0 | 0 | 0 | 0 | 0 | 0 | 0 | 0 | 9513.7774
2025-02-11 | 9095.354 | 29.1 | 0 | 0 | 0 | 0 | 0 | 0 | 0 | 1 | 0 | 0 | 0 | 0 | 0 | 0 | 0 | 0 | 0 | 0 | 0 | 0 | 0 | 0 | 0 | 0 | 0 | 0 | 9864.0925
2025-02-11 | 9829.168 | 29.4 | 0 | 0 | 0 | 0 | 0 | 0 | 0 | 0 | 1 | 0 | 0 | 0 | 0 | 0 | 0 | 0 | 0 | 0 | 0 | 0 | 0 | 0 | 0 | 0 | 0 | 0 | 10691.1158
2025-02-11 | 10803.993 | 27.9 | 0 | 0 | 0 | 0 | 0 | 0 | 0 | 0 | 0 | 1 | 0 | 0 | 0 | 0 | 0 | 0 | 0 | 0 | 0 | 0 | 0 | 0 | 0 | 0 | 0 | 0 | 11103.404
2025-02-11 | 10588.648 | 28.1 | 0 | 0 | 0 | 0 | 0 | 0 | 0 | 0 | 0 | 0 | 1 | 0 | 0 | 0 | 0 | 0 | 0 | 0 | 0 | 0 | 0 | 0 | 0 | 0 | 0 | 0 | 11480.3408
2025-02-11 | 9739.649 | 26.2 | 0 | 0 | 0 | 0 | 0 | 0 | 0 | 0 | 0 | 0 | 0 | 1 | 0 | 0 | 0 | 0 | 0 | 0 | 0 | 0 | 0 | 0 | 0 | 0 | 0 | 0 | 11270.0302
2025-02-11 | 9554.985 | 24.9 | 0 | 0 | 0 | 0 | 0 | 0 | 0 | 0 | 0 | 0 | 0 | 0 | 1 | 0 | 0 | 0 | 0 | 0 | 0 | 0 | 0 | 0 | 0 | 0 | 0 | 0 | 11120.1665
2025-02-11 | 9320.639 | 23.1 | 0 | 0 | 0 | 0 | 0 | 0 | 0 | 0 | 0 | 0 | 0 | 0 | 0 | 1 | 0 | 0 | 0 | 0 | 0 | 0 | 0 | 0 | 0 | 0 | 0 | 0 | 10924.3343
2025-02-11 | 9048.204 | 21.7 | 0 | 0 | 0 | 0 | 0 | 0 | 0 | 0 | 0 | 0 | 0 | 0 | 0 | 0 | 1 | 0 | 0 | 0 | 0 | 0 | 0 | 0 | 0 | 0 | 0 | 0 | 10595.7934
2025-02-11 | 8767.674 | 20.7 | 0 | 0 | 0 | 0 | 0 | 0 | 0 | 0 | 0 | 0 | 0 | 0 | 0 | 0 | 0 | 1 | 0 | 0 | 0 | 0 | 0 | 0 | 0 | 0 | 0 | 0 | 10347.6088
2025-02-11 | 8999.608 | 20.5 | 0 | 0 | 0 | 0 | 0 | 0 | 0 | 0 | 0 | 0 | 0 | 0 | 0 | 0 | 0 | 0 | 1 | 0 | 0 | 0 | 0 | 0 | 0 | 0 | 0 | 0 | 10498.9384
2025-02-11 | 9671.596 | 21 | 0 | 0 | 0 | 0 | 0 | 0 | 0 | 0 | 0 | 0 | 0 | 0 | 0 | 0 | 0 | 0 | 0 | 1 | 0 | 0 | 0 | 0 | 0 | 0 | 0 | 0 | 11276.7012
2025-02-11 | 10884.51 | 21.5 | 0 | 0 | 0 | 0 | 0 | 0 | 0 | 0 | 0 | 0 | 0 | 0 | 0 | 0 | 0 | 0 | 0 | 0 | 1 | 0 | 0 | 0 | 0 | 0 | 0 | 0 | 12393.7298
2025-02-11 | 12374.923 | 22.5 | 0 | 0 | 0 | 0 | 0 | 0 | 0 | 0 | 0 | 0 | 0 | 0 | 0 | 0 | 0 | 0 | 0 | 0 | 0 | 1 | 0 | 0 | 0 | 0 | 0 | 0 | 13055.752
2025-02-11 | 12804.84 | 24.2 | 0 | 0 | 0 | 0 | 0 | 0 | 0 | 0 | 0 | 0 | 0 | 0 | 0 | 0 | 0 | 0 | 0 | 0 | 0 | 0 | 1 | 0 | 0 | 0 | 0 | 0 | 13326.5126
2025-02-11 | 12953.993 | 25.3 | 0 | 0 | 0 | 0 | 0 | 0 | 0 | 0 | 0 | 0 | 0 | 0 | 0 | 0 | 0 | 0 | 0 | 0 | 0 | 0 | 0 | 1 | 0 | 0 | 0 | 0 | 13423.3152
2025-02-11 | 12674.907 | 26 | 0 | 0 | 0 | 0 | 0 | 0 | 0 | 0 | 0 | 0 | 0 | 0 | 0 | 0 | 0 | 0 | 0 | 0 | 0 | 0 | 0 | 0 | 1 | 0 | 0 | 0 | 13163.2774
2025-02-11 | 11850.824 | 26 | 0 | 0 | 0 | 0 | 0 | 0 | 0 | 0 | 0 | 0 | 0 | 0 | 0 | 0 | 0 | 0 | 0 | 0 | 0 | 0 | 0 | 0 | 0 | 1 | 0 | 0 | 12189.2339
2025-02-11 | 10607.064 | 26.5 | 0 | 0 | 0 | 0 | 0 | 0 | 0 | 0 | 0 | 0 | 0 | 0 | 0 | 0 | 0 | 0 | 0 | 0 | 0 | 0 | 0 | 0 | 0 | 0 | 1 | 0 | 11110.966
2025-02-11 | 9411.586 | 26.4 | 0 | 0 | 0 | 0 | 0 | 0 | 0 | 0 | 0 | 0 | 0 | 0 | 0 | 0 | 0 | 0 | 0 | 0 | 0 | 0 | 0 | 0 | 0 | 0 | 0 | 1 | 10084.0354
2025-02-12 | 8738.869 | 26.4 | 0 | 0 | 1 | 0 | 0 | 0 | 0 | 0 | 0 | 0 | 0 | 0 | 0 | 0 | 0 | 0 | 0 | 0 | 0 | 0 | 0 | 0 | 0 | 0 | 0 | 0 | 9379.6783
2025-02-12 | 8385.446 | 26.2 | 0 | 0 | 0 | 1 | 0 | 0 | 0 | 0 | 0 | 0 | 0 | 0 | 0 | 0 | 0 | 0 | 0 | 0 | 0 | 0 | 0 | 0 | 0 | 0 | 0 | 0 | 8926.0429
2025-02-12 | 8303.726 | 26.2 | 0 | 0 | 0 | 0 | 1 | 0 | 0 | 0 | 0 | 0 | 0 | 0 | 0 | 0 | 0 | 0 | 0 | 0 | 0 | 0 | 0 | 0 | 0 | 0 | 0 | 0 | 8697.3821
2025-02-12 | 8278.221 | 26.5 | 0 | 0 | 0 | 0 | 0 | 1 | 0 | 0 | 0 | 0 | 0 | 0 | 0 | 0 | 0 | 0 | 0 | 0 | 0 | 0 | 0 | 0 | 0 | 0 | 0 | 0 | 8703.174
2025-02-12 | 8482.335 | 26.6 | 0 | 0 | 0 | 0 | 0 | 0 | 1 | 0 | 0 | 0 | 0 | 0 | 0 | 0 | 0 | 0 | 0 | 0 | 0 | 0 | 0 | 0 | 0 | 0 | 0 | 0 | 8900.9348
2025-02-12 | 9029.028 | 26.4 | 0 | 0 | 0 | 0 | 0 | 0 | 0 | 1 | 0 | 0 | 0 | 0 | 0 | 0 | 0 | 0 | 0 | 0 | 0 | 0 | 0 | 0 | 0 | 0 | 0 | 0 | 9404.4605
2025-02-12 | 9947.463 | 26.7 | 0 | 0 | 0 | 0 | 0 | 0 | 0 | 0 | 1 | 0 | 0 | 0 | 0 | 0 | 0 | 0 | 0 | 0 | 0 | 0 | 0 | 0 | 0 | 0 | 0 | 0 | 10231.4838
2025-02-12 | 10798.748 | 26.9 | 0 | 0 | 0 | 0 | 0 | 0 | 0 | 0 | 0 | 1 | 0 | 0 | 0 | 0 | 0 | 0 | 0 | 0 | 0 | 0 | 0 | 0 | 0 | 0 | 0 | 0 | 10933.17
2025-02-12 | 10989.02 | 26.9 | 0 | 0 | 0 | 0 | 0 | 0 | 0 | 0 | 0 | 0 | 1 | 0 | 0 | 0 | 0 | 0 | 0 | 0 | 0 | 0 | 0 | 0 | 0 | 0 | 0 | 0 | 11276.06
2025-02-12 | 10563.543 | 26.6 | 0 | 0 | 0 | 0 | 0 | 0 | 0 | 0 | 0 | 0 | 0 | 1 | 0 | 0 | 0 | 0 | 0 | 0 | 0 | 0 | 0 | 0 | 0 | 0 | 0 | 0 | 11338.1239
2025-02-12 | 9993.694 | 24.5 | 0 | 0 | 0 | 0 | 0 | 0 | 0 | 0 | 0 | 0 | 0 | 0 | 1 | 0 | 0 | 0 | 0 | 0 | 0 | 0 | 0 | 0 | 0 | 0 | 0 | 0 | 11052.0728
2025-02-12 | 9770.278 | 24.5 | 0 | 0 | 0 | 0 | 0 | 0 | 0 | 0 | 0 | 0 | 0 | 0 | 0 | 1 | 0 | 0 | 0 | 0 | 0 | 0 | 0 | 0 | 0 | 0 | 0 | 0 | 11162.662
2025-02-12 | 9862.258 | 24.5 | 0 | 0 | 0 | 0 | 0 | 0 | 0 | 0 | 0 | 0 | 0 | 0 | 0 | 0 | 1 | 0 | 0 | 0 | 0 | 0 | 0 | 0 | 0 | 0 | 0 | 0 | 11072.4487
2025-02-12 | 9929.952 | 24 | 0 | 0 | 0 | 0 | 0 | 0 | 0 | 0 | 0 | 0 | 0 | 0 | 0 | 0 | 0 | 1 | 0 | 0 | 0 | 0 | 0 | 0 | 0 | 0 | 0 | 0 | 10909.3812
2025-02-12 | 10063.796 | 24.1 | 0 | 0 | 0 | 0 | 0 | 0 | 0 | 0 | 0 | 0 | 0 | 0 | 0 | 0 | 0 | 0 | 1 | 0 | 0 | 0 | 0 | 0 | 0 | 0 | 0 | 0 | 11111.781
2025-02-12 | 10633.431 | 24 | 0 | 0 | 0 | 0 | 0 | 0 | 0 | 0 | 0 | 0 | 0 | 0 | 0 | 0 | 0 | 0 | 0 | 1 | 0 | 0 | 0 | 0 | 0 | 0 | 0 | 0 | 11787.4034
2025-02-12 | 11831.8 | 24.8 | 0 | 0 | 0 | 0 | 0 | 0 | 0 | 0 | 0 | 0 | 0 | 0 | 0 | 0 | 0 | 0 | 0 | 0 | 1 | 0 | 0 | 0 | 0 | 0 | 0 | 0 | 12955.5022
2025-02-12 | 13362.172 | 25 | 0 | 0 | 0 | 0 | 0 | 0 | 0 | 0 | 0 | 0 | 0 | 0 | 0 | 0 | 0 | 0 | 0 | 0 | 0 | 1 | 0 | 0 | 0 | 0 | 0 | 0 | 13481.3371
2025-02-12 | 13740.67 | 25.1 | 0 | 0 | 0 | 0 | 0 | 0 | 0 | 0 | 0 | 0 | 0 | 0 | 0 | 0 | 0 | 0 | 0 | 0 | 0 | 0 | 1 | 0 | 0 | 0 | 0 | 0 | 13479.7232
2025-02-12 | 13518.023 | 24.8 | 0 | 0 | 0 | 0 | 0 | 0 | 0 | 0 | 0 | 0 | 0 | 0 | 0 | 0 | 0 | 0 | 0 | 0 | 0 | 0 | 0 | 1 | 0 | 0 | 0 | 0 | 13338.1982
2025-02-12 | 13254.76 | 23 | 0 | 0 | 0 | 0 | 0 | 0 | 0 | 0 | 0 | 0 | 0 | 0 | 0 | 0 | 0 | 0 | 0 | 0 | 0 | 0 | 0 | 0 | 1 | 0 | 0 | 0 | 12652.5753
2025-02-12 | 12456.571 | 22.8 | 0 | 0 | 0 | 0 | 0 | 0 | 0 | 0 | 0 | 0 | 0 | 0 | 0 | 0 | 0 | 0 | 0 | 0 | 0 | 0 | 0 | 0 | 0 | 1 | 0 | 0 | 11644.4849
2025-02-12 | 11066.796 | 22.9 | 0 | 0 | 0 | 0 | 0 | 0 | 0 | 0 | 0 | 0 | 0 | 0 | 0 | 0 | 0 | 0 | 0 | 0 | 0 | 0 | 0 | 0 | 0 | 0 | 1 | 0 | 10498.1233
2025-02-12 | 10022.76 | 24.9 | 0 | 0 | 0 | 0 | 0 | 0 | 0 | 0 | 0 | 0 | 0 | 0 | 0 | 0 | 0 | 0 | 0 | 0 | 0 | 0 | 0 | 0 | 0 | 0 | 0 | 1 | 9828.6843
2025-02-13 | 9185.19 | 25 | 0 | 0 | 1 | 0 | 0 | 0 | 0 | 0 | 0 | 0 | 0 | 0 | 0 | 0 | 0 | 0 | 0 | 0 | 0 | 0 | 0 | 0 | 0 | 0 | 0 | 0 | 9141.3506
2025-02-13 | 8773.698 | 25.3 | 0 | 0 | 0 | 1 | 0 | 0 | 0 | 0 | 0 | 0 | 0 | 0 | 0 | 0 | 0 | 0 | 0 | 0 | 0 | 0 | 0 | 0 | 0 | 0 | 0 | 0 | 8772.8322
2025-02-13 | 8442.061 | 24.6 | 0 | 0 | 0 | 0 | 1 | 0 | 0 | 0 | 0 | 0 | 0 | 0 | 0 | 0 | 0 | 0 | 0 | 0 | 0 | 0 | 0 | 0 | 0 | 0 | 0 | 0 | 8425.0076
2025-02-13 | 8358.661 | 25.8 | 0 | 0 | 0 | 0 | 0 | 1 | 0 | 0 | 0 | 0 | 0 | 0 | 0 | 0 | 0 | 0 | 0 | 0 | 0 | 0 | 0 | 0 | 0 | 0 | 0 | 0 | 8584.0101
2025-02-13 | 8361.945 | 25.8 | 0 | 0 | 0 | 0 | 0 | 0 | 1 | 0 | 0 | 0 | 0 | 0 | 0 | 0 | 0 | 0 | 0 | 0 | 0 | 0 | 0 | 0 | 0 | 0 | 0 | 0 | 8764.7476
2025-02-13 | 8725.032 | 25.6 | 0 | 0 | 0 | 0 | 0 | 0 | 0 | 1 | 0 | 0 | 0 | 0 | 0 | 0 | 0 | 0 | 0 | 0 | 0 | 0 | 0 | 0 | 0 | 0 | 0 | 0 | 9268.2733
2025-02-13 | 9197.609 | 25.6 | 0 | 0 | 0 | 0 | 0 | 0 | 0 | 0 | 1 | 0 | 0 | 0 | 0 | 0 | 0 | 0 | 0 | 0 | 0 | 0 | 0 | 0 | 0 | 0 | 0 | 0 | 10044.2264
2025-02-13 | 9707.378 | 25.5 | 0 | 0 | 0 | 0 | 0 | 0 | 0 | 0 | 0 | 1 | 0 | 0 | 0 | 0 | 0 | 0 | 0 | 0 | 0 | 0 | 0 | 0 | 0 | 0 | 0 | 0 | 10694.8423
2025-02-13 | 10401.314 | 25.8 | 0 | 0 | 0 | 0 | 0 | 0 | 0 | 0 | 0 | 0 | 1 | 0 | 0 | 0 | 0 | 0 | 0 | 0 | 0 | 0 | 0 | 0 | 0 | 0 | 0 | 0 | 11088.8025
2025-02-13 | 10429.792 | 25.4 | 0 | 0 | 0 | 0 | 0 | 0 | 0 | 0 | 0 | 0 | 0 | 1 | 0 | 0 | 0 | 0 | 0 | 0 | 0 | 0 | 0 | 0 | 0 | 0 | 0 | 0 | 11133.843
2025-02-13 | 10668.153 | 24.4 | 0 | 0 | 0 | 0 | 0 | 0 | 0 | 0 | 0 | 0 | 0 | 0 | 1 | 0 | 0 | 0 | 0 | 0 | 0 | 0 | 0 | 0 | 0 | 0 | 0 | 0 | 11035.0494
2025-02-13 | 11018.189 | 22.9 | 0 | 0 | 0 | 0 | 0 | 0 | 0 | 0 | 0 | 0 | 0 | 0 | 0 | 1 | 0 | 0 | 0 | 0 | 0 | 0 | 0 | 0 | 0 | 0 | 0 | 0 | 10890.2875
2025-02-13 | 11012.698 | 22.1 | 0 | 0 | 0 | 0 | 0 | 0 | 0 | 0 | 0 | 0 | 0 | 0 | 0 | 0 | 1 | 0 | 0 | 0 | 0 | 0 | 0 | 0 | 0 | 0 | 0 | 0 | 10663.887
2025-02-13 | 10726.235 | 22 | 0 | 0 | 0 | 0 | 0 | 0 | 0 | 0 | 0 | 0 | 0 | 0 | 0 | 0 | 0 | 1 | 0 | 0 | 0 | 0 | 0 | 0 | 0 | 0 | 0 | 0 | 10568.9131
2025-02-13 | 10427.196 | 21.5 | 0 | 0 | 0 | 0 | 0 | 0 | 0 | 0 | 0 | 0 | 0 | 0 | 0 | 0 | 0 | 0 | 1 | 0 | 0 | 0 | 0 | 0 | 0 | 0 | 0 | 0 | 10669.1725
2025-02-13 | 10550.219 | 20.9 | 0 | 0 | 0 | 0 | 0 | 0 | 0 | 0 | 0 | 0 | 0 | 0 | 0 | 0 | 0 | 0 | 0 | 1 | 0 | 0 | 0 | 0 | 0 | 0 | 0 | 0 | 11259.6778
2025-02-13 | 11426.648 | 20.8 | 0 | 0 | 0 | 0 | 0 | 0 | 0 | 0 | 0 | 0 | 0 | 0 | 0 | 0 | 0 | 0 | 0 | 0 | 1 | 0 | 0 | 0 | 0 | 0 | 0 | 0 | 12274.5659
2025-02-13 | 12974.348 | 21.7 | 0 | 0 | 0 | 0 | 0 | 0 | 0 | 0 | 0 | 0 | 0 | 0 | 0 | 0 | 0 | 0 | 0 | 0 | 0 | 1 | 0 | 0 | 0 | 0 | 0 | 0 | 12919.5647
2025-02-13 | 13204.083 | 22.8 | 0 | 0 | 0 | 0 | 0 | 0 | 0 | 0 | 0 | 0 | 0 | 0 | 0 | 0 | 0 | 0 | 0 | 0 | 0 | 0 | 1 | 0 | 0 | 0 | 0 | 0 | 13088.1849
2025-02-13 | 13166.323 | 23.3 | 0 | 0 | 0 | 0 | 0 | 0 | 0 | 0 | 0 | 0 | 0 | 0 | 0 | 0 | 0 | 0 | 0 | 0 | 0 | 0 | 0 | 1 | 0 | 0 | 0 | 0 | 13082.8471
2025-02-13 | 12858.09 | 24.1 | 0 | 0 | 0 | 0 | 0 | 0 | 0 | 0 | 0 | 0 | 0 | 0 | 0 | 0 | 0 | 0 | 0 | 0 | 0 | 0 | 0 | 0 | 1 | 0 | 0 | 0 | 12839.8327
2025-02-13 | 11950.027 | 24.6 | 0 | 0 | 0 | 0 | 0 | 0 | 0 | 0 | 0 | 0 | 0 | 0 | 0 | 0 | 0 | 0 | 0 | 0 | 0 | 0 | 0 | 0 | 0 | 1 | 0 | 0 | 11950.9063
2025-02-13 | 10688.034 | 26.3 | 0 | 0 | 0 | 0 | 0 | 0 | 0 | 0 | 0 | 0 | 0 | 0 | 0 | 0 | 0 | 0 | 0 | 0 | 0 | 0 | 0 | 0 | 0 | 0 | 1 | 0 | 11076.9191
2025-02-13 | 9509.717 | 26.7 | 0 | 0 | 0 | 0 | 0 | 0 | 0 | 0 | 0 | 0 | 0 | 0 | 0 | 0 | 0 | 0 | 0 | 0 | 0 | 0 | 0 | 0 | 0 | 0 | 0 | 1 | 10135.1056
2025-02-14 | 8757.925 | 26.2 | 0 | 0 | 1 | 0 | 0 | 0 | 0 | 0 | 0 | 0 | 0 | 0 | 0 | 0 | 0 | 0 | 0 | 0 | 0 | 0 | 0 | 0 | 0 | 0 | 0 | 0 | 9345.6314
2025-02-14 | 8400.257 | 24.4 | 0 | 0 | 0 | 1 | 0 | 0 | 0 | 0 | 0 | 0 | 0 | 0 | 0 | 0 | 0 | 0 | 0 | 0 | 0 | 0 | 0 | 0 | 0 | 0 | 0 | 0 | 8619.6216
2025-02-14 | 8280.159 | 24.8 | 0 | 0 | 0 | 0 | 1 | 0 | 0 | 0 | 0 | 0 | 0 | 0 | 0 | 0 | 0 | 0 | 0 | 0 | 0 | 0 | 0 | 0 | 0 | 0 | 0 | 0 | 8459.0544
2025-02-14 | 8344.138 | 25.1 | 0 | 0 | 0 | 0 | 0 | 1 | 0 | 0 | 0 | 0 | 0 | 0 | 0 | 0 | 0 | 0 | 0 | 0 | 0 | 0 | 0 | 0 | 0 | 0 | 0 | 0 | 8464.8463
2025-02-14 | 8507.615 | 25.6 | 0 | 0 | 0 | 0 | 0 | 0 | 1 | 0 | 0 | 0 | 0 | 0 | 0 | 0 | 0 | 0 | 0 | 0 | 0 | 0 | 0 | 0 | 0 | 0 | 0 | 0 | 8730.7008
2025-02-14 | 8932.269 | 25.3 | 0 | 0 | 0 | 0 | 0 | 0 | 0 | 1 | 0 | 0 | 0 | 0 | 0 | 0 | 0 | 0 | 0 | 0 | 0 | 0 | 0 | 0 | 0 | 0 | 0 | 0 | 9217.2031
2025-02-14 | 9817.146 | 25.4 | 0 | 0 | 0 | 0 | 0 | 0 | 0 | 0 | 1 | 0 | 0 | 0 | 0 | 0 | 0 | 0 | 0 | 0 | 0 | 0 | 0 | 0 | 0 | 0 | 0 | 0 | 10010.1796
2025-02-14 | 10677.698 | 25.9 | 0 | 0 | 0 | 0 | 0 | 0 | 0 | 0 | 0 | 1 | 0 | 0 | 0 | 0 | 0 | 0 | 0 | 0 | 0 | 0 | 0 | 0 | 0 | 0 | 0 | 0 | 10762.9359
2025-02-14 | 10817 | 26.3 | 0 | 0 | 0 | 0 | 0 | 0 | 0 | 0 | 0 | 0 | 1 | 0 | 0 | 0 | 0 | 0 | 0 | 0 | 0 | 0 | 0 | 0 | 0 | 0 | 0 | 0 | 11173.9195
2025-02-14 | 10728.706 | 26.2 | 0 | 0 | 0 | 0 | 0 | 0 | 0 | 0 | 0 | 0 | 0 | 1 | 0 | 0 | 0 | 0 | 0 | 0 | 0 | 0 | 0 | 0 | 0 | 0 | 0 | 0 | 11270.0302
2025-02-14 | 10667.902 | 24.6 | 0 | 0 | 0 | 0 | 0 | 0 | 0 | 0 | 0 | 0 | 0 | 0 | 1 | 0 | 0 | 0 | 0 | 0 | 0 | 0 | 0 | 0 | 0 | 0 | 0 | 0 | 11069.0963
2025-02-14 | 10091.637 | 23.9 | 0 | 0 | 0 | 0 | 0 | 0 | 0 | 0 | 0 | 0 | 0 | 0 | 0 | 1 | 0 | 0 | 0 | 0 | 0 | 0 | 0 | 0 | 0 | 0 | 0 | 0 | 11060.5216
2025-02-14 | 9552.986 | 23.3 | 0 | 0 | 0 | 0 | 0 | 0 | 0 | 0 | 0 | 0 | 0 | 0 | 0 | 0 | 1 | 0 | 0 | 0 | 0 | 0 | 0 | 0 | 0 | 0 | 0 | 0 | 10868.1678
2025-02-14 | 9636.353 | 23 | 0 | 0 | 0 | 0 | 0 | 0 | 0 | 0 | 0 | 0 | 0 | 0 | 0 | 0 | 0 | 1 | 0 | 0 | 0 | 0 | 0 | 0 | 0 | 0 | 0 | 0 | 10739.1471
2025-02-14 | 9729.475 | 22.9 | 0 | 0 | 0 | 0 | 0 | 0 | 0 | 0 | 0 | 0 | 0 | 0 | 0 | 0 | 0 | 0 | 1 | 0 | 0 | 0 | 0 | 0 | 0 | 0 | 0 | 0 | 10907.5001
2025-02-14 | 9901.394 | 23.2 | 0 | 0 | 0 | 0 | 0 | 0 | 0 | 0 | 0 | 0 | 0 | 0 | 0 | 0 | 0 | 0 | 0 | 1 | 0 | 0 | 0 | 0 | 0 | 0 | 0 | 0 | 11651.2161
2025-02-14 | 10979.033 | 23.7 | 0 | 0 | 0 | 0 | 0 | 0 | 0 | 0 | 0 | 0 | 0 | 0 | 0 | 0 | 0 | 0 | 0 | 0 | 1 | 0 | 0 | 0 | 0 | 0 | 0 | 0 | 12768.2447
2025-02-14 | 12167.593 | 24.7 | 0 | 0 | 0 | 0 | 0 | 0 | 0 | 0 | 0 | 0 | 0 | 0 | 0 | 0 | 0 | 0 | 0 | 0 | 0 | 1 | 0 | 0 | 0 | 0 | 0 | 0 | 13430.2669
2025-02-14 | 12507.417 | 25.5 | 0 | 0 | 0 | 0 | 0 | 0 | 0 | 0 | 0 | 0 | 0 | 0 | 0 | 0 | 0 | 0 | 0 | 0 | 0 | 0 | 1 | 0 | 0 | 0 | 0 | 0 | 13547.8168
2025-02-14 | 12419.406 | 25.3 | 0 | 0 | 0 | 0 | 0 | 0 | 0 | 0 | 0 | 0 | 0 | 0 | 0 | 0 | 0 | 0 | 0 | 0 | 0 | 0 | 0 | 1 | 0 | 0 | 0 | 0 | 13423.3152
2025-02-14 | 12230.16 | 24.9 | 0 | 0 | 0 | 0 | 0 | 0 | 0 | 0 | 0 | 0 | 0 | 0 | 0 | 0 | 0 | 0 | 0 | 0 | 0 | 0 | 0 | 0 | 1 | 0 | 0 | 0 | 12976.02
2025-02-14 | 11673.228 | 24.9 | 0 | 0 | 0 | 0 | 0 | 0 | 0 | 0 | 0 | 0 | 0 | 0 | 0 | 0 | 0 | 0 | 0 | 0 | 0 | 0 | 0 | 0 | 0 | 1 | 0 | 0 | 12001.9765
2025-02-14 | 10690.742 | 25.1 | 0 | 0 | 0 | 0 | 0 | 0 | 0 | 0 | 0 | 0 | 0 | 0 | 0 | 0 | 0 | 0 | 0 | 0 | 0 | 0 | 0 | 0 | 0 | 0 | 1 | 0 | 10872.6383
2025-02-14 | 9869.567 | 25.5 | 0 | 0 | 0 | 0 | 0 | 0 | 0 | 0 | 0 | 0 | 0 | 0 | 0 | 0 | 0 | 0 | 0 | 0 | 0 | 0 | 0 | 0 | 0 | 0 | 0 | 1 | 9930.8247
2025-02-15 | 9130.013 | 24.7 | 0 | 1 | 1 | 0 | 0 | 0 | 0 | 0 | 0 | 0 | 0 | 0 | 0 | 0 | 0 | 0 | 0 | 0 | 0 | 0 | 0 | 0 | 0 | 0 | 0 | 0 | 9573.4117
2025-02-15 | 8605.59 | 24.7 | 0 | 1 | 0 | 1 | 0 | 0 | 0 | 0 | 0 | 0 | 0 | 0 | 0 | 0 | 0 | 0 | 0 | 0 | 0 | 0 | 0 | 0 | 0 | 0 | 0 | 0 | 9153.8232
2025-02-15 | 8354.505 | 24.5 | 0 | 1 | 0 | 0 | 1 | 0 | 0 | 0 | 0 | 0 | 0 | 0 | 0 | 0 | 0 | 0 | 0 | 0 | 0 | 0 | 0 | 0 | 0 | 0 | 0 | 0 | 8891.1155
2025-02-15 | 8279.974 | 24.6 | 0 | 1 | 0 | 0 | 0 | 1 | 0 | 0 | 0 | 0 | 0 | 0 | 0 | 0 | 0 | 0 | 0 | 0 | 0 | 0 | 0 | 0 | 0 | 0 | 0 | 0 | 8862.8606
2025-02-15 | 8325.19 | 24.1 | 0 | 1 | 0 | 0 | 0 | 0 | 1 | 0 | 0 | 0 | 0 | 0 | 0 | 0 | 0 | 0 | 0 | 0 | 0 | 0 | 0 | 0 | 0 | 0 | 0 | 0 | 8958.481
2025-02-15 | 8497.849 | 23.6 | 0 | 1 | 0 | 0 | 0 | 0 | 0 | 1 | 0 | 0 | 0 | 0 | 0 | 0 | 0 | 0 | 0 | 0 | 0 | 0 | 0 | 0 | 0 | 0 | 0 | 0 | 9410.9365
2025-02-15 | 9020.42 | 23.5 | 0 | 1 | 0 | 0 | 0 | 0 | 0 | 0 | 1 | 0 | 0 | 0 | 0 | 0 | 0 | 0 | 0 | 0 | 0 | 0 | 0 | 0 | 0 | 0 | 0 | 0 | 10169.8662
2025-02-15 | 9856.495 | 23.3 | 0 | 1 | 0 | 0 | 0 | 0 | 0 | 0 | 0 | 1 | 0 | 0 | 0 | 0 | 0 | 0 | 0 | 0 | 0 | 0 | 0 | 0 | 0 | 0 | 0 | 0 | 10803.4587
2025-02-15 | 10982.122 | 22.9 | 0 | 1 | 0 | 0 | 0 | 0 | 0 | 0 | 0 | 0 | 1 | 0 | 0 | 0 | 0 | 0 | 0 | 0 | 0 | 0 | 0 | 0 | 0 | 0 | 0 | 0 | 11078.2551
2025-02-15 | 11721.546 | 21.9 | 0 | 1 | 0 | 0 | 0 | 0 | 0 | 0 | 0 | 0 | 0 | 1 | 0 | 0 | 0 | 0 | 0 | 0 | 0 | 0 | 0 | 0 | 0 | 0 | 0 | 0 | 11021.1551
2025-02-15 | 11974.64 | 20.5 | 0 | 1 | 0 | 0 | 0 | 0 | 0 | 0 | 0 | 0 | 0 | 0 | 1 | 0 | 0 | 0 | 0 | 0 | 0 | 0 | 0 | 0 | 0 | 0 | 0 | 0 | 10854.268
2025-02-15 | 12420.198 | 20.7 | 0 | 1 | 0 | 0 | 0 | 0 | 0 | 0 | 0 | 0 | 0 | 0 | 0 | 1 | 0 | 0 | 0 | 0 | 0 | 0 | 0 | 0 | 0 | 0 | 0 | 0 | 10998.9039
2025-02-15 | 12412.696 | 21.6 | 0 | 1 | 0 | 0 | 0 | 0 | 0 | 0 | 0 | 0 | 0 | 0 | 0 | 0 | 1 | 0 | 0 | 0 | 0 | 0 | 0 | 0 | 0 | 0 | 0 | 0 | 11061.9013
2025-02-15 | 12582.758 | 21.5 | 0 | 1 | 0 | 0 | 0 | 0 | 0 | 0 | 0 | 0 | 0 | 0 | 0 | 0 | 0 | 1 | 0 | 0 | 0 | 0 | 0 | 0 | 0 | 0 | 0 | 0 | 10966.9274
2025-02-15 | 12435.78 | 21.1 | 0 | 1 | 0 | 0 | 0 | 0 | 0 | 0 | 0 | 0 | 0 | 0 | 0 | 0 | 0 | 0 | 1 | 0 | 0 | 0 | 0 | 0 | 0 | 0 | 0 | 0 | 11084.2102
2025-02-15 | 12575.794 | 20.9 | 0 | 1 | 0 | 0 | 0 | 0 | 0 | 0 | 0 | 0 | 0 | 0 | 0 | 0 | 0 | 0 | 0 | 1 | 0 | 0 | 0 | 0 | 0 | 0 | 0 | 0 | 11742.8091
2025-02-15 | 13219.005 | 20.5 | 0 | 1 | 0 | 0 | 0 | 0 | 0 | 0 | 0 | 0 | 0 | 0 | 0 | 0 | 0 | 0 | 0 | 0 | 1 | 0 | 0 | 0 | 0 | 0 | 0 | 0 | 12706.6271
2025-02-15 | 14088.328 | 20.2 | 0 | 1 | 0 | 0 | 0 | 0 | 0 | 0 | 0 | 0 | 0 | 0 | 0 | 0 | 0 | 0 | 0 | 0 | 0 | 1 | 0 | 0 | 0 | 0 | 0 | 0 | 13147.345
2025-02-15 | 13734.142 | 20.2 | 0 | 1 | 0 | 0 | 0 | 0 | 0 | 0 | 0 | 0 | 0 | 0 | 0 | 0 | 0 | 0 | 0 | 0 | 0 | 0 | 1 | 0 | 0 | 0 | 0 | 0 | 13128.7077
2025-02-15 | 13042.639 | 21 | 0 | 1 | 0 | 0 | 0 | 0 | 0 | 0 | 0 | 0 | 0 | 0 | 0 | 0 | 0 | 0 | 0 | 0 | 0 | 0 | 0 | 1 | 0 | 0 | 0 | 0 | 13174.4401
2025-02-15 | 12480.409 | 20.9 | 0 | 1 | 0 | 0 | 0 | 0 | 0 | 0 | 0 | 0 | 0 | 0 | 0 | 0 | 0 | 0 | 0 | 0 | 0 | 0 | 0 | 0 | 1 | 0 | 0 | 0 | 12778.2151
2025-02-15 | 11607.613 | 21.2 | 0 | 1 | 0 | 0 | 0 | 0 | 0 | 0 | 0 | 0 | 0 | 0 | 0 | 0 | 0 | 0 | 0 | 0 | 0 | 0 | 0 | 0 | 0 | 1 | 0 | 0 | 11855.2418
2025-02-15 | 10744.333 | 21.5 | 0 | 1 | 0 | 0 | 0 | 0 | 0 | 0 | 0 | 0 | 0 | 0 | 0 | 0 | 0 | 0 | 0 | 0 | 0 | 0 | 0 | 0 | 0 | 0 | 1 | 0 | 10742.927
2025-02-15 | 9764.486 | 21.8 | 0 | 1 | 0 | 0 | 0 | 0 | 0 | 0 | 0 | 0 | 0 | 0 | 0 | 0 | 0 | 0 | 0 | 0 | 0 | 0 | 0 | 0 | 0 | 0 | 0 | 1 | 9784.09
2025-02-16 | 8959.066 | 22.2 | 0 | 1 | 1 | 0 | 0 | 0 | 0 | 0 | 0 | 0 | 0 | 0 | 0 | 0 | 0 | 0 | 0 | 0 | 0 | 0 | 0 | 0 | 0 | 0 | 0 | 0 | 9147.8266
2025-02-16 | 8456.976 | 22.9 | 0 | 1 | 0 | 1 | 0 | 0 | 0 | 0 | 0 | 0 | 0 | 0 | 0 | 0 | 0 | 0 | 0 | 0 | 0 | 0 | 0 | 0 | 0 | 0 | 0 | 0 | 8847.4018
2025-02-16 | 8297.025 | 23.1 | 0 | 1 | 0 | 0 | 1 | 0 | 0 | 0 | 0 | 0 | 0 | 0 | 0 | 0 | 0 | 0 | 0 | 0 | 0 | 0 | 0 | 0 | 0 | 0 | 0 | 0 | 8652.7878
2025-02-16 | 8260.348 | 23.2 | 0 | 1 | 0 | 0 | 0 | 1 | 0 | 0 | 0 | 0 | 0 | 0 | 0 | 0 | 0 | 0 | 0 | 0 | 0 | 0 | 0 | 0 | 0 | 0 | 0 | 0 | 8624.5329
2025-02-16 | 8404.356 | 23.8 | 0 | 1 | 0 | 0 | 0 | 0 | 1 | 0 | 0 | 0 | 0 | 0 | 0 | 0 | 0 | 0 | 0 | 0 | 0 | 0 | 0 | 0 | 0 | 0 | 0 | 0 | 8907.4108
2025-02-16 | 8646.052 | 24.1 | 0 | 1 | 0 | 0 | 0 | 0 | 0 | 1 | 0 | 0 | 0 | 0 | 0 | 0 | 0 | 0 | 0 | 0 | 0 | 0 | 0 | 0 | 0 | 0 | 0 | 0 | 9496.0535
2025-02-16 | 9125.199 | 24.3 | 0 | 1 | 0 | 0 | 0 | 0 | 0 | 0 | 1 | 0 | 0 | 0 | 0 | 0 | 0 | 0 | 0 | 0 | 0 | 0 | 0 | 0 | 0 | 0 | 0 | 0 | 10306.0534
2025-02-16 | 9968.818 | 24.5 | 0 | 1 | 0 | 0 | 0 | 0 | 0 | 0 | 0 | 1 | 0 | 0 | 0 | 0 | 0 | 0 | 0 | 0 | 0 | 0 | 0 | 0 | 0 | 0 | 0 | 0 | 11007.7396
2025-02-16 | 11085.245 | 24.7 | 0 | 1 | 0 | 0 | 0 | 0 | 0 | 0 | 0 | 0 | 1 | 0 | 0 | 0 | 0 | 0 | 0 | 0 | 0 | 0 | 0 | 0 | 0 | 0 | 0 | 0 | 11384.6764
2025-02-16 | 12177.064 | 24.9 | 0 | 1 | 0 | 0 | 0 | 0 | 0 | 0 | 0 | 0 | 0 | 1 | 0 | 0 | 0 | 0 | 0 | 0 | 0 | 0 | 0 | 0 | 0 | 0 | 0 | 0 | 11531.8573
2025-02-16 | 13039.967 | 25.7 | 0 | 1 | 0 | 0 | 0 | 0 | 0 | 0 | 0 | 0 | 0 | 0 | 1 | 0 | 0 | 0 | 0 | 0 | 0 | 0 | 0 | 0 | 0 | 0 | 0 | 0 | 11739.4851
2025-02-16 | 13697.62 | 25.5 | 0 | 1 | 0 | 0 | 0 | 0 | 0 | 0 | 0 | 0 | 0 | 0 | 0 | 1 | 0 | 0 | 0 | 0 | 0 | 0 | 0 | 0 | 0 | 0 | 0 | 0 | 11816.0274
2025-02-16 | 13791.439 | 25.3 | 0 | 1 | 0 | 0 | 0 | 0 | 0 | 0 | 0 | 0 | 0 | 0 | 0 | 0 | 1 | 0 | 0 | 0 | 0 | 0 | 0 | 0 | 0 | 0 | 0 | 0 | 11691.7673
2025-02-16 | 13626.021 | 25.5 | 0 | 1 | 0 | 0 | 0 | 0 | 0 | 0 | 0 | 0 | 0 | 0 | 0 | 0 | 0 | 1 | 0 | 0 | 0 | 0 | 0 | 0 | 0 | 0 | 0 | 0 | 11647.8636
2025-02-16 | 13163.74 | 25.6 | 0 | 1 | 0 | 0 | 0 | 0 | 0 | 0 | 0 | 0 | 0 | 0 | 0 | 0 | 0 | 0 | 1 | 0 | 0 | 0 | 0 | 0 | 0 | 0 | 0 | 0 | 11850.2634
2025-02-16 | 13053.274 | 25.3 | 0 | 1 | 0 | 0 | 0 | 0 | 0 | 0 | 0 | 0 | 0 | 0 | 0 | 0 | 0 | 0 | 0 | 1 | 0 | 0 | 0 | 0 | 0 | 0 | 0 | 0 | 12491.839
2025-02-16 | 13841.416 | 25.2 | 0 | 1 | 0 | 0 | 0 | 0 | 0 | 0 | 0 | 0 | 0 | 0 | 0 | 0 | 0 | 0 | 0 | 0 | 1 | 0 | 0 | 0 | 0 | 0 | 0 | 0 | 13506.7271
2025-02-16 | 14883.316 | 25.4 | 0 | 1 | 0 | 0 | 0 | 0 | 0 | 0 | 0 | 0 | 0 | 0 | 0 | 0 | 0 | 0 | 0 | 0 | 0 | 1 | 0 | 0 | 0 | 0 | 0 | 0 | 14032.5621
2025-02-16 | 14602.46 | 24.8 | 0 | 1 | 0 | 0 | 0 | 0 | 0 | 0 | 0 | 0 | 0 | 0 | 0 | 0 | 0 | 0 | 0 | 0 | 0 | 0 | 1 | 0 | 0 | 0 | 0 | 0 | 13911.7843
2025-02-16 | 13741.783 | 24.5 | 0 | 1 | 0 | 0 | 0 | 0 | 0 | 0 | 0 | 0 | 0 | 0 | 0 | 0 | 0 | 0 | 0 | 0 | 0 | 0 | 0 | 1 | 0 | 0 | 0 | 0 | 13770.2593
2025-02-16 | 12839.468 | 24.6 | 0 | 1 | 0 | 0 | 0 | 0 | 0 | 0 | 0 | 0 | 0 | 0 | 0 | 0 | 0 | 0 | 0 | 0 | 0 | 0 | 0 | 0 | 1 | 0 | 0 | 0 | 13408.0811
2025-02-16 | 11958.097 | 24.9 | 0 | 1 | 0 | 0 | 0 | 0 | 0 | 0 | 0 | 0 | 0 | 0 | 0 | 0 | 0 | 0 | 0 | 0 | 0 | 0 | 0 | 0 | 0 | 1 | 0 | 0 | 12485.1078
2025-02-16 | 10943.824 | 25.5 | 0 | 1 | 0 | 0 | 0 | 0 | 0 | 0 | 0 | 0 | 0 | 0 | 0 | 0 | 0 | 0 | 0 | 0 | 0 | 0 | 0 | 0 | 0 | 0 | 1 | 0 | 11423.8632
2025-02-16 | 9943.149 | 26.3 | 0 | 1 | 0 | 0 | 0 | 0 | 0 | 0 | 0 | 0 | 0 | 0 | 0 | 0 | 0 | 0 | 0 | 0 | 0 | 0 | 0 | 0 | 0 | 0 | 0 | 1 | 10550.1433
2025-02-17 | 9357.733 | 26.8 | 0 | 0 | 1 | 0 | 0 | 0 | 0 | 0 | 0 | 0 | 0 | 0 | 0 | 0 | 0 | 0 | 0 | 0 | 0 | 0 | 0 | 0 | 0 | 0 | 0 | 0 | 9447.7719
2025-02-17 | 9072.939 | 27.6 | 0 | 0 | 0 | 1 | 0 | 0 | 0 | 0 | 0 | 0 | 0 | 0 | 0 | 0 | 0 | 0 | 0 | 0 | 0 | 0 | 0 | 0 | 0 | 0 | 0 | 0 | 9164.3706
2025-02-17 | 8923.374 | 27.7 | 0 | 0 | 0 | 0 | 1 | 0 | 0 | 0 | 0 | 0 | 0 | 0 | 0 | 0 | 0 | 0 | 0 | 0 | 0 | 0 | 0 | 0 | 0 | 0 | 0 | 0 | 8952.7331
2025-02-17 | 8916.935 | 27.6 | 0 | 0 | 0 | 0 | 0 | 1 | 0 | 0 | 0 | 0 | 0 | 0 | 0 | 0 | 0 | 0 | 0 | 0 | 0 | 0 | 0 | 0 | 0 | 0 | 0 | 0 | 8890.4314
2025-02-17 | 8953.585 | 27.8 | 0 | 0 | 0 | 0 | 0 | 0 | 1 | 0 | 0 | 0 | 0 | 0 | 0 | 0 | 0 | 0 | 0 | 0 | 0 | 0 | 0 | 0 | 0 | 0 | 0 | 0 | 9105.2157
2025-02-17 | 9284.216 | 28.7 | 0 | 0 | 0 | 0 | 0 | 0 | 0 | 1 | 0 | 0 | 0 | 0 | 0 | 0 | 0 | 0 | 0 | 0 | 0 | 0 | 0 | 0 | 0 | 0 | 0 | 0 | 9795.9989
2025-02-17 | 9816.933 | 30.2 | 0 | 0 | 0 | 0 | 0 | 0 | 0 | 0 | 1 | 0 | 0 | 0 | 0 | 0 | 0 | 0 | 0 | 0 | 0 | 0 | 0 | 0 | 0 | 0 | 0 | 0 | 10827.303
2025-02-17 | 10518.705 | 30.6 | 0 | 0 | 0 | 0 | 0 | 0 | 0 | 0 | 0 | 1 | 0 | 0 | 0 | 0 | 0 | 0 | 0 | 0 | 0 | 0 | 0 | 0 | 0 | 0 | 0 | 0 | 11563.036
2025-02-17 | 11139.117 | 28.7 | 0 | 0 | 0 | 0 | 0 | 0 | 0 | 0 | 0 | 0 | 1 | 0 | 0 | 0 | 0 | 0 | 0 | 0 | 0 | 0 | 0 | 0 | 0 | 0 | 0 | 0 | 11582.4813
2025-02-17 | 11521.148 | 27.7 | 0 | 0 | 0 | 0 | 0 | 0 | 0 | 0 | 0 | 0 | 0 | 1 | 0 | 0 | 0 | 0 | 0 | 0 | 0 | 0 | 0 | 0 | 0 | 0 | 0 | 0 | 11525.3813
2025-02-17 | 11817.915 | 25.4 | 0 | 0 | 0 | 0 | 0 | 0 | 0 | 0 | 0 | 0 | 0 | 0 | 1 | 0 | 0 | 0 | 0 | 0 | 0 | 0 | 0 | 0 | 0 | 0 | 0 | 0 | 11205.2835
2025-02-17 | 11970.206 | 25.5 | 0 | 0 | 0 | 0 | 0 | 0 | 0 | 0 | 0 | 0 | 0 | 0 | 0 | 1 | 0 | 0 | 0 | 0 | 0 | 0 | 0 | 0 | 0 | 0 | 0 | 0 | 11332.8961
2025-02-17 | 12151.499 | 25.9 | 0 | 0 | 0 | 0 | 0 | 0 | 0 | 0 | 0 | 0 | 0 | 0 | 0 | 0 | 1 | 0 | 0 | 0 | 0 | 0 | 0 | 0 | 0 | 0 | 0 | 0 | 11310.7764
2025-02-17 | 12027.715 | 26.3 | 0 | 0 | 0 | 0 | 0 | 0 | 0 | 0 | 0 | 0 | 0 | 0 | 0 | 0 | 0 | 1 | 0 | 0 | 0 | 0 | 0 | 0 | 0 | 0 | 0 | 0 | 11300.9195
2025-02-17 | 12438.118 | 26.6 | 0 | 0 | 0 | 0 | 0 | 0 | 0 | 0 | 0 | 0 | 0 | 0 | 0 | 0 | 0 | 0 | 1 | 0 | 0 | 0 | 0 | 0 | 0 | 0 | 0 | 0 | 11537.3662
2025-02-17 | 12747.479 | 26.5 | 0 | 0 | 0 | 0 | 0 | 0 | 0 | 0 | 0 | 0 | 0 | 0 | 0 | 0 | 0 | 0 | 0 | 1 | 0 | 0 | 0 | 0 | 0 | 0 | 0 | 0 | 12212.9885
2025-02-17 | 13860.617 | 26.8 | 0 | 0 | 0 | 0 | 0 | 0 | 0 | 0 | 0 | 0 | 0 | 0 | 0 | 0 | 0 | 0 | 0 | 0 | 1 | 0 | 0 | 0 | 0 | 0 | 0 | 0 | 13295.9703
2025-02-17 | 14639.22 | 27.5 | 0 | 0 | 0 | 0 | 0 | 0 | 0 | 0 | 0 | 0 | 0 | 0 | 0 | 0 | 0 | 0 | 0 | 0 | 0 | 1 | 0 | 0 | 0 | 0 | 0 | 0 | 13906.9222
2025-02-17 | 14758.659 | 28.4 | 0 | 0 | 0 | 0 | 0 | 0 | 0 | 0 | 0 | 0 | 0 | 0 | 0 | 0 | 0 | 0 | 0 | 0 | 0 | 0 | 1 | 0 | 0 | 0 | 0 | 0 | 14041.4956
2025-02-17 | 14449.024 | 29.2 | 0 | 0 | 0 | 0 | 0 | 0 | 0 | 0 | 0 | 0 | 0 | 0 | 0 | 0 | 0 | 0 | 0 | 0 | 0 | 0 | 0 | 1 | 0 | 0 | 0 | 0 | 14087.228
2025-02-17 | 13951.588 | 29.3 | 0 | 0 | 0 | 0 | 0 | 0 | 0 | 0 | 0 | 0 | 0 | 0 | 0 | 0 | 0 | 0 | 0 | 0 | 0 | 0 | 0 | 0 | 1 | 0 | 0 | 0 | 13725.0498
2025-02-17 | 12781.463 | 29.6 | 0 | 0 | 0 | 0 | 0 | 0 | 0 | 0 | 0 | 0 | 0 | 0 | 0 | 0 | 0 | 0 | 0 | 0 | 0 | 0 | 0 | 0 | 0 | 1 | 0 | 0 | 12802.0765
2025-02-17 | 11571.208 | 30 | 0 | 0 | 0 | 0 | 0 | 0 | 0 | 0 | 0 | 0 | 0 | 0 | 0 | 0 | 0 | 0 | 0 | 0 | 0 | 0 | 0 | 0 | 0 | 0 | 1 | 0 | 11706.7852
2025-02-17 | 10379.4 | 30 | 0 | 0 | 0 | 0 | 0 | 0 | 0 | 0 | 0 | 0 | 0 | 0 | 0 | 0 | 0 | 0 | 0 | 0 | 0 | 0 | 0 | 0 | 0 | 0 | 0 | 1 | 10696.878
2025-02-18 | 9610.489 | 30.4 | 0 | 0 | 1 | 0 | 0 | 0 | 0 | 0 | 0 | 0 | 0 | 0 | 0 | 0 | 0 | 0 | 0 | 0 | 0 | 0 | 0 | 0 | 0 | 0 | 0 | 0 | 10060.6145
2025-02-18 | 9309.364 | 30.8 | 0 | 0 | 0 | 1 | 0 | 0 | 0 | 0 | 0 | 0 | 0 | 0 | 0 | 0 | 0 | 0 | 0 | 0 | 0 | 0 | 0 | 0 | 0 | 0 | 0 | 0 | 9709.1196
2025-02-18 | 9105.085 | 31.2 | 0 | 0 | 0 | 0 | 1 | 0 | 0 | 0 | 0 | 0 | 0 | 0 | 0 | 0 | 0 | 0 | 0 | 0 | 0 | 0 | 0 | 0 | 0 | 0 | 0 | 0 | 9548.5523
2025-02-18 | 9132.07 | 31.9 | 0 | 0 | 0 | 0 | 0 | 1 | 0 | 0 | 0 | 0 | 0 | 0 | 0 | 0 | 0 | 0 | 0 | 0 | 0 | 0 | 0 | 0 | 0 | 0 | 0 | 0 | 9622.4379
2025-02-18 | 9276.538 | 31.7 | 0 | 0 | 0 | 0 | 0 | 0 | 1 | 0 | 0 | 0 | 0 | 0 | 0 | 0 | 0 | 0 | 0 | 0 | 0 | 0 | 0 | 0 | 0 | 0 | 0 | 0 | 9769.1285
2025-02-18 | 9688.893 | 31.9 | 0 | 0 | 0 | 0 | 0 | 0 | 0 | 1 | 0 | 0 | 0 | 0 | 0 | 0 | 0 | 0 | 0 | 0 | 0 | 0 | 0 | 0 | 0 | 0 | 0 | 0 | 10340.7478
2025-02-18 | 10531.662 | 31.4 | 0 | 0 | 0 | 0 | 0 | 0 | 0 | 0 | 1 | 0 | 0 | 0 | 0 | 0 | 0 | 0 | 0 | 0 | 0 | 0 | 0 | 0 | 0 | 0 | 0 | 0 | 11031.5839
2025-02-18 | 11236.474 | 31.4 | 0 | 0 | 0 | 0 | 0 | 0 | 0 | 0 | 0 | 1 | 0 | 0 | 0 | 0 | 0 | 0 | 0 | 0 | 0 | 0 | 0 | 0 | 0 | 0 | 0 | 0 | 11699.2232
2025-02-18 | 11494.249 | 30.9 | 0 | 0 | 0 | 0 | 0 | 0 | 0 | 0 | 0 | 0 | 1 | 0 | 0 | 0 | 0 | 0 | 0 | 0 | 0 | 0 | 0 | 0 | 0 | 0 | 0 | 0 | 11956.9962
2025-02-18 | 11005.819 | 29.2 | 0 | 0 | 0 | 0 | 0 | 0 | 0 | 0 | 0 | 0 | 0 | 1 | 0 | 0 | 0 | 0 | 0 | 0 | 0 | 0 | 0 | 0 | 0 | 0 | 0 | 0 | 11780.7324
2025-02-18 | 10882.522 | 27.5 | 0 | 0 | 0 | 0 | 0 | 0 | 0 | 0 | 0 | 0 | 0 | 0 | 1 | 0 | 0 | 0 | 0 | 0 | 0 | 0 | 0 | 0 | 0 | 0 | 0 | 0 | 11562.775
2025-02-18 | 11026.861 | 26.3 | 0 | 0 | 0 | 0 | 0 | 0 | 0 | 0 | 0 | 0 | 0 | 0 | 0 | 1 | 0 | 0 | 0 | 0 | 0 | 0 | 0 | 0 | 0 | 0 | 0 | 0 | 11469.0833
2025-02-18 | 11094.387 | 26 | 0 | 0 | 0 | 0 | 0 | 0 | 0 | 0 | 0 | 0 | 0 | 0 | 0 | 0 | 1 | 0 | 0 | 0 | 0 | 0 | 0 | 0 | 0 | 0 | 0 | 0 | 11327.7998
2025-02-18 | 10594.836 | 25 | 0 | 0 | 0 | 0 | 0 | 0 | 0 | 0 | 0 | 0 | 0 | 0 | 0 | 0 | 0 | 1 | 0 | 0 | 0 | 0 | 0 | 0 | 0 | 0 | 0 | 0 | 11079.6152
2025-02-18 | 10245.513 | 25.4 | 0 | 0 | 0 | 0 | 0 | 0 | 0 | 0 | 0 | 0 | 0 | 0 | 0 | 0 | 0 | 0 | 1 | 0 | 0 | 0 | 0 | 0 | 0 | 0 | 0 | 0 | 11333.0853
2025-02-18 | 10702.662 | 26 | 0 | 0 | 0 | 0 | 0 | 0 | 0 | 0 | 0 | 0 | 0 | 0 | 0 | 0 | 0 | 0 | 0 | 1 | 0 | 0 | 0 | 0 | 0 | 0 | 0 | 0 | 12127.8715
2025-02-18 | 12079.945 | 26.1 | 0 | 0 | 0 | 0 | 0 | 0 | 0 | 0 | 0 | 0 | 0 | 0 | 0 | 0 | 0 | 0 | 0 | 0 | 1 | 0 | 0 | 0 | 0 | 0 | 0 | 0 | 13176.8064
2025-02-18 | 13514.473 | 26.8 | 0 | 0 | 0 | 0 | 0 | 0 | 0 | 0 | 0 | 0 | 0 | 0 | 0 | 0 | 0 | 0 | 0 | 0 | 0 | 1 | 0 | 0 | 0 | 0 | 0 | 0 | 13787.7584
2025-02-18 | 13607.826 | 27.9 | 0 | 0 | 0 | 0 | 0 | 0 | 0 | 0 | 0 | 0 | 0 | 0 | 0 | 0 | 0 | 0 | 0 | 0 | 0 | 0 | 1 | 0 | 0 | 0 | 0 | 0 | 13956.3786
2025-02-18 | 13525.971 | 28.5 | 0 | 0 | 0 | 0 | 0 | 0 | 0 | 0 | 0 | 0 | 0 | 0 | 0 | 0 | 0 | 0 | 0 | 0 | 0 | 0 | 0 | 1 | 0 | 0 | 0 | 0 | 13968.0642
2025-02-18 | 13143.639 | 28.5 | 0 | 0 | 0 | 0 | 0 | 0 | 0 | 0 | 0 | 0 | 0 | 0 | 0 | 0 | 0 | 0 | 0 | 0 | 0 | 0 | 0 | 0 | 1 | 0 | 0 | 0 | 13588.8626
2025-02-18 | 12465.091 | 28.3 | 0 | 0 | 0 | 0 | 0 | 0 | 0 | 0 | 0 | 0 | 0 | 0 | 0 | 0 | 0 | 0 | 0 | 0 | 0 | 0 | 0 | 0 | 0 | 1 | 0 | 0 | 12580.7723
2025-02-18 | 11179.343 | 28.8 | 0 | 0 | 0 | 0 | 0 | 0 | 0 | 0 | 0 | 0 | 0 | 0 | 0 | 0 | 0 | 0 | 0 | 0 | 0 | 0 | 0 | 0 | 0 | 0 | 1 | 0 | 11502.5043
2025-02-18 | 10163.971 | 28 | 0 | 0 | 0 | 0 | 0 | 0 | 0 | 0 | 0 | 0 | 0 | 0 | 0 | 0 | 0 | 0 | 0 | 0 | 0 | 0 | 0 | 0 | 0 | 0 | 0 | 1 | 10356.4099
2025-02-19 | 9473.259 | 27.1 | 0 | 0 | 1 | 0 | 0 | 0 | 0 | 0 | 0 | 0 | 0 | 0 | 0 | 0 | 0 | 0 | 0 | 0 | 0 | 0 | 0 | 0 | 0 | 0 | 0 | 0 | 9498.8421
2025-02-19 | 9041.588 | 26.9 | 0 | 0 | 0 | 1 | 0 | 0 | 0 | 0 | 0 | 0 | 0 | 0 | 0 | 0 | 0 | 0 | 0 | 0 | 0 | 0 | 0 | 0 | 0 | 0 | 0 | 0 | 9045.2067
2025-02-19 | 8942.535 | 26.6 | 0 | 0 | 0 | 0 | 1 | 0 | 0 | 0 | 0 | 0 | 0 | 0 | 0 | 0 | 0 | 0 | 0 | 0 | 0 | 0 | 0 | 0 | 0 | 0 | 0 | 0 | 8765.4757
2025-02-19 | 8935.177 | 27 | 0 | 0 | 0 | 0 | 0 | 1 | 0 | 0 | 0 | 0 | 0 | 0 | 0 | 0 | 0 | 0 | 0 | 0 | 0 | 0 | 0 | 0 | 0 | 0 | 0 | 0 | 8788.291
2025-02-19 | 9164.85 | 29 | 0 | 0 | 0 | 0 | 0 | 0 | 1 | 0 | 0 | 0 | 0 | 0 | 0 | 0 | 0 | 0 | 0 | 0 | 0 | 0 | 0 | 0 | 0 | 0 | 0 | 0 | 9309.4966
2025-02-19 | 9680.54 | 29.4 | 0 | 0 | 0 | 0 | 0 | 0 | 0 | 1 | 0 | 0 | 0 | 0 | 0 | 0 | 0 | 0 | 0 | 0 | 0 | 0 | 0 | 0 | 0 | 0 | 0 | 0 | 9915.1627
2025-02-19 | 10606.781 | 29.3 | 0 | 0 | 0 | 0 | 0 | 0 | 0 | 0 | 1 | 0 | 0 | 0 | 0 | 0 | 0 | 0 | 0 | 0 | 0 | 0 | 0 | 0 | 0 | 0 | 0 | 0 | 10674.0924
2025-02-19 | 11512.7 | 29.5 | 0 | 0 | 0 | 0 | 0 | 0 | 0 | 0 | 0 | 1 | 0 | 0 | 0 | 0 | 0 | 0 | 0 | 0 | 0 | 0 | 0 | 0 | 0 | 0 | 0 | 0 | 11375.7785
2025-02-19 | 11237.753 | 30.1 | 0 | 0 | 0 | 0 | 0 | 0 | 0 | 0 | 0 | 0 | 1 | 0 | 0 | 0 | 0 | 0 | 0 | 0 | 0 | 0 | 0 | 0 | 0 | 0 | 0 | 0 | 11820.8089
2025-02-19 | 10691.443 | 29.4 | 0 | 0 | 0 | 0 | 0 | 0 | 0 | 0 | 0 | 0 | 0 | 1 | 0 | 0 | 0 | 0 | 0 | 0 | 0 | 0 | 0 | 0 | 0 | 0 | 0 | 0 | 11814.7792
2025-02-19 | 10260.247 | 28.5 | 0 | 0 | 0 | 0 | 0 | 0 | 0 | 0 | 0 | 0 | 0 | 0 | 1 | 0 | 0 | 0 | 0 | 0 | 0 | 0 | 0 | 0 | 0 | 0 | 0 | 0 | 11733.0091
2025-02-19 | 10172.217 | 27.6 | 0 | 0 | 0 | 0 | 0 | 0 | 0 | 0 | 0 | 0 | 0 | 0 | 0 | 1 | 0 | 0 | 0 | 0 | 0 | 0 | 0 | 0 | 0 | 0 | 0 | 0 | 11690.3876
2025-02-19 | 10089.68 | 26.8 | 0 | 0 | 0 | 0 | 0 | 0 | 0 | 0 | 0 | 0 | 0 | 0 | 0 | 0 | 1 | 0 | 0 | 0 | 0 | 0 | 0 | 0 | 0 | 0 | 0 | 0 | 11463.987
2025-02-19 | 9837.16 | 25.9 | 0 | 0 | 0 | 0 | 0 | 0 | 0 | 0 | 0 | 0 | 0 | 0 | 0 | 0 | 0 | 1 | 0 | 0 | 0 | 0 | 0 | 0 | 0 | 0 | 0 | 0 | 11232.8259
2025-02-19 | 9664.419 | 25.2 | 0 | 0 | 0 | 0 | 0 | 0 | 0 | 0 | 0 | 0 | 0 | 0 | 0 | 0 | 0 | 0 | 1 | 0 | 0 | 0 | 0 | 0 | 0 | 0 | 0 | 0 | 11299.0385
2025-02-19 | 10116.187 | 24.7 | 0 | 0 | 0 | 0 | 0 | 0 | 0 | 0 | 0 | 0 | 0 | 0 | 0 | 0 | 0 | 0 | 0 | 1 | 0 | 0 | 0 | 0 | 0 | 0 | 0 | 0 | 11906.5672
2025-02-19 | 11351.84 | 24.7 | 0 | 0 | 0 | 0 | 0 | 0 | 0 | 0 | 0 | 0 | 0 | 0 | 0 | 0 | 0 | 0 | 0 | 0 | 1 | 0 | 0 | 0 | 0 | 0 | 0 | 0 | 12938.4788
2025-02-19 | 13186.794 | 25.4 | 0 | 0 | 0 | 0 | 0 | 0 | 0 | 0 | 0 | 0 | 0 | 0 | 0 | 0 | 0 | 0 | 0 | 0 | 0 | 1 | 0 | 0 | 0 | 0 | 0 | 0 | 13549.4307
2025-02-19 | 13601.193 | 25.6 | 0 | 0 | 0 | 0 | 0 | 0 | 0 | 0 | 0 | 0 | 0 | 0 | 0 | 0 | 0 | 0 | 0 | 0 | 0 | 0 | 1 | 0 | 0 | 0 | 0 | 0 | 13564.8403
2025-02-19 | 13640.021 | 26.3 | 0 | 0 | 0 | 0 | 0 | 0 | 0 | 0 | 0 | 0 | 0 | 0 | 0 | 0 | 0 | 0 | 0 | 0 | 0 | 0 | 0 | 1 | 0 | 0 | 0 | 0 | 13593.5493
2025-02-19 | 13440.285 | 27.3 | 0 | 0 | 0 | 0 | 0 | 0 | 0 | 0 | 0 | 0 | 0 | 0 | 0 | 0 | 0 | 0 | 0 | 0 | 0 | 0 | 0 | 0 | 1 | 0 | 0 | 0 | 13384.5817
2025-02-19 | 12642.292 | 27.6 | 0 | 0 | 0 | 0 | 0 | 0 | 0 | 0 | 0 | 0 | 0 | 0 | 0 | 0 | 0 | 0 | 0 | 0 | 0 | 0 | 0 | 0 | 0 | 1 | 0 | 0 | 12461.6084
2025-02-19 | 11492.178 | 27.6 | 0 | 0 | 0 | 0 | 0 | 0 | 0 | 0 | 0 | 0 | 0 | 0 | 0 | 0 | 0 | 0 | 0 | 0 | 0 | 0 | 0 | 0 | 0 | 0 | 1 | 0 | 11298.2234
2025-02-19 | 10370.729 | 27.9 | 0 | 0 | 0 | 0 | 0 | 0 | 0 | 0 | 0 | 0 | 0 | 0 | 0 | 0 | 0 | 0 | 0 | 0 | 0 | 0 | 0 | 0 | 0 | 0 | 0 | 1 | 10339.3865
2025-02-20 | 9674.563 | 27.8 | 0 | 0 | 1 | 0 | 0 | 0 | 0 | 0 | 0 | 0 | 0 | 0 | 0 | 0 | 0 | 0 | 0 | 0 | 0 | 0 | 0 | 0 | 0 | 0 | 0 | 0 | 9618.0059
2025-02-20 | 9417.286 | 27.6 | 0 | 0 | 0 | 1 | 0 | 0 | 0 | 0 | 0 | 0 | 0 | 0 | 0 | 0 | 0 | 0 | 0 | 0 | 0 | 0 | 0 | 0 | 0 | 0 | 0 | 0 | 9164.3706
2025-02-20 | 9149.824 | 27.8 | 0 | 0 | 0 | 0 | 1 | 0 | 0 | 0 | 0 | 0 | 0 | 0 | 0 | 0 | 0 | 0 | 0 | 0 | 0 | 0 | 0 | 0 | 0 | 0 | 0 | 0 | 8969.7565
2025-02-20 | 9091.318 | 28.7 | 0 | 0 | 0 | 0 | 0 | 1 | 0 | 0 | 0 | 0 | 0 | 0 | 0 | 0 | 0 | 0 | 0 | 0 | 0 | 0 | 0 | 0 | 0 | 0 | 0 | 0 | 9077.6889
2025-02-20 | 9287.376 | 28.9 | 0 | 0 | 0 | 0 | 0 | 0 | 1 | 0 | 0 | 0 | 0 | 0 | 0 | 0 | 0 | 0 | 0 | 0 | 0 | 0 | 0 | 0 | 0 | 0 | 0 | 0 | 9292.4732
2025-02-20 | 9676.042 | 29 | 0 | 0 | 0 | 0 | 0 | 0 | 0 | 1 | 0 | 0 | 0 | 0 | 0 | 0 | 0 | 0 | 0 | 0 | 0 | 0 | 0 | 0 | 0 | 0 | 0 | 0 | 9847.0691
2025-02-20 | 10507.098 | 29.1 | 0 | 0 | 0 | 0 | 0 | 0 | 0 | 0 | 1 | 0 | 0 | 0 | 0 | 0 | 0 | 0 | 0 | 0 | 0 | 0 | 0 | 0 | 0 | 0 | 0 | 0 | 10640.0456
2025-02-20 | 11298.473 | 29.4 | 0 | 0 | 0 | 0 | 0 | 0 | 0 | 0 | 0 | 1 | 0 | 0 | 0 | 0 | 0 | 0 | 0 | 0 | 0 | 0 | 0 | 0 | 0 | 0 | 0 | 0 | 11358.7551
2025-02-20 | 11366.755 | 29.4 | 0 | 0 | 0 | 0 | 0 | 0 | 0 | 0 | 0 | 0 | 1 | 0 | 0 | 0 | 0 | 0 | 0 | 0 | 0 | 0 | 0 | 0 | 0 | 0 | 0 | 0 | 11701.6451
2025-02-20 | 11011.767 | 29.5 | 0 | 0 | 0 | 0 | 0 | 0 | 0 | 0 | 0 | 0 | 0 | 1 | 0 | 0 | 0 | 0 | 0 | 0 | 0 | 0 | 0 | 0 | 0 | 0 | 0 | 0 | 11831.8026
2025-02-20 | 10598.564 | 29.3 | 0 | 0 | 0 | 0 | 0 | 0 | 0 | 0 | 0 | 0 | 0 | 0 | 1 | 0 | 0 | 0 | 0 | 0 | 0 | 0 | 0 | 0 | 0 | 0 | 0 | 0 | 11869.1963
2025-02-20 | 10181.446 | 28.9 | 0 | 0 | 0 | 0 | 0 | 0 | 0 | 0 | 0 | 0 | 0 | 0 | 0 | 1 | 0 | 0 | 0 | 0 | 0 | 0 | 0 | 0 | 0 | 0 | 0 | 0 | 11911.6919
2025-02-20 | 10385.49 | 28.2 | 0 | 0 | 0 | 0 | 0 | 0 | 0 | 0 | 0 | 0 | 0 | 0 | 0 | 0 | 1 | 0 | 0 | 0 | 0 | 0 | 0 | 0 | 0 | 0 | 0 | 0 | 11702.3147
2025-02-20 | 10066.031 | 27 | 0 | 0 | 0 | 0 | 0 | 0 | 0 | 0 | 0 | 0 | 0 | 0 | 0 | 0 | 0 | 1 | 0 | 0 | 0 | 0 | 0 | 0 | 0 | 0 | 0 | 0 | 11420.0834
2025-02-20 | 10096.884 | 26 | 0 | 0 | 0 | 0 | 0 | 0 | 0 | 0 | 0 | 0 | 0 | 0 | 0 | 0 | 0 | 0 | 1 | 0 | 0 | 0 | 0 | 0 | 0 | 0 | 0 | 0 | 11435.2257
2025-02-20 | 10511.233 | 25.9 | 0 | 0 | 0 | 0 | 0 | 0 | 0 | 0 | 0 | 0 | 0 | 0 | 0 | 0 | 0 | 0 | 0 | 1 | 0 | 0 | 0 | 0 | 0 | 0 | 0 | 0 | 12110.8481
2025-02-20 | 11634.573 | 26.1 | 0 | 0 | 0 | 0 | 0 | 0 | 0 | 0 | 0 | 0 | 0 | 0 | 0 | 0 | 0 | 0 | 0 | 0 | 1 | 0 | 0 | 0 | 0 | 0 | 0 | 0 | 13176.8064
2025-02-20 | 13092.716 | 26.2 | 0 | 0 | 0 | 0 | 0 | 0 | 0 | 0 | 0 | 0 | 0 | 0 | 0 | 0 | 0 | 0 | 0 | 0 | 0 | 1 | 0 | 0 | 0 | 0 | 0 | 0 | 13685.618
2025-02-20 | 13450.79 | 26.9 | 0 | 0 | 0 | 0 | 0 | 0 | 0 | 0 | 0 | 0 | 0 | 0 | 0 | 0 | 0 | 0 | 0 | 0 | 0 | 0 | 1 | 0 | 0 | 0 | 0 | 0 | 13786.1445
2025-02-20 | 13648.457 | 27.4 | 0 | 0 | 0 | 0 | 0 | 0 | 0 | 0 | 0 | 0 | 0 | 0 | 0 | 0 | 0 | 0 | 0 | 0 | 0 | 0 | 0 | 1 | 0 | 0 | 0 | 0 | 13780.8067
2025-02-20 | 13275.457 | 27.8 | 0 | 0 | 0 | 0 | 0 | 0 | 0 | 0 | 0 | 0 | 0 | 0 | 0 | 0 | 0 | 0 | 0 | 0 | 0 | 0 | 0 | 0 | 1 | 0 | 0 | 0 | 13469.6987
2025-02-20 | 12631.409 | 27.8 | 0 | 0 | 0 | 0 | 0 | 0 | 0 | 0 | 0 | 0 | 0 | 0 | 0 | 0 | 0 | 0 | 0 | 0 | 0 | 0 | 0 | 0 | 0 | 1 | 0 | 0 | 12495.6552
2025-02-20 | 11486.655 | 27.8 | 0 | 0 | 0 | 0 | 0 | 0 | 0 | 0 | 0 | 0 | 0 | 0 | 0 | 0 | 0 | 0 | 0 | 0 | 0 | 0 | 0 | 0 | 0 | 0 | 1 | 0 | 11332.2702
2025-02-20 | 10503.06 | 27.8 | 0 | 0 | 0 | 0 | 0 | 0 | 0 | 0 | 0 | 0 | 0 | 0 | 0 | 0 | 0 | 0 | 0 | 0 | 0 | 0 | 0 | 0 | 0 | 0 | 0 | 1 | 10322.3631
2025-02-21 | 9608.37 | 28 | 0 | 0 | 1 | 0 | 0 | 0 | 0 | 0 | 0 | 0 | 0 | 0 | 0 | 0 | 0 | 0 | 0 | 0 | 0 | 0 | 0 | 0 | 0 | 0 | 0 | 0 | 9652.0528
2025-02-21 | 9209.077 | 28.3 | 0 | 0 | 0 | 1 | 0 | 0 | 0 | 0 | 0 | 0 | 0 | 0 | 0 | 0 | 0 | 0 | 0 | 0 | 0 | 0 | 0 | 0 | 0 | 0 | 0 | 0 | 9283.5344
2025-02-21 | 9032.693 | 28.7 | 0 | 0 | 0 | 0 | 1 | 0 | 0 | 0 | 0 | 0 | 0 | 0 | 0 | 0 | 0 | 0 | 0 | 0 | 0 | 0 | 0 | 0 | 0 | 0 | 0 | 0 | 9122.9672
2025-02-21 | 9065.323 | 30.2 | 0 | 0 | 0 | 0 | 0 | 1 | 0 | 0 | 0 | 0 | 0 | 0 | 0 | 0 | 0 | 0 | 0 | 0 | 0 | 0 | 0 | 0 | 0 | 0 | 0 | 0 | 9333.04
2025-02-21 | 9243.596 | 29.4 | 0 | 0 | 0 | 0 | 0 | 0 | 1 | 0 | 0 | 0 | 0 | 0 | 0 | 0 | 0 | 0 | 0 | 0 | 0 | 0 | 0 | 0 | 0 | 0 | 0 | 0 | 9377.5902
2025-02-21 | 9726.076 | 29.1 | 0 | 0 | 0 | 0 | 0 | 0 | 0 | 1 | 0 | 0 | 0 | 0 | 0 | 0 | 0 | 0 | 0 | 0 | 0 | 0 | 0 | 0 | 0 | 0 | 0 | 0 | 9864.0925
2025-02-21 | 10465.868 | 29.7 | 0 | 0 | 0 | 0 | 0 | 0 | 0 | 0 | 1 | 0 | 0 | 0 | 0 | 0 | 0 | 0 | 0 | 0 | 0 | 0 | 0 | 0 | 0 | 0 | 0 | 0 | 10742.186
2025-02-21 | 11459.687 | 29.7 | 0 | 0 | 0 | 0 | 0 | 0 | 0 | 0 | 0 | 1 | 0 | 0 | 0 | 0 | 0 | 0 | 0 | 0 | 0 | 0 | 0 | 0 | 0 | 0 | 0 | 0 | 11409.8253
2025-02-21 | 11482.644 | 30.2 | 0 | 0 | 0 | 0 | 0 | 0 | 0 | 0 | 0 | 0 | 1 | 0 | 0 | 0 | 0 | 0 | 0 | 0 | 0 | 0 | 0 | 0 | 0 | 0 | 0 | 0 | 11837.8324
2025-02-21 | 11185.977 | 29.5 | 0 | 0 | 0 | 0 | 0 | 0 | 0 | 0 | 0 | 0 | 0 | 1 | 0 | 0 | 0 | 0 | 0 | 0 | 0 | 0 | 0 | 0 | 0 | 0 | 0 | 0 | 11831.8026
2025-02-21 | 10901.625 | 28.1 | 0 | 0 | 0 | 0 | 0 | 0 | 0 | 0 | 0 | 0 | 0 | 0 | 1 | 0 | 0 | 0 | 0 | 0 | 0 | 0 | 0 | 0 | 0 | 0 | 0 | 0 | 11664.9155
2025-02-21 | 10617.905 | 26.3 | 0 | 0 | 0 | 0 | 0 | 0 | 0 | 0 | 0 | 0 | 0 | 0 | 0 | 1 | 0 | 0 | 0 | 0 | 0 | 0 | 0 | 0 | 0 | 0 | 0 | 0 | 11469.0833
2025-02-21 | 10284.869 | 25 | 0 | 0 | 0 | 0 | 0 | 0 | 0 | 0 | 0 | 0 | 0 | 0 | 0 | 0 | 1 | 0 | 0 | 0 | 0 | 0 | 0 | 0 | 0 | 0 | 0 | 0 | 11157.5657
2025-02-21 | 9990.252 | 24.4 | 0 | 0 | 0 | 0 | 0 | 0 | 0 | 0 | 0 | 0 | 0 | 0 | 0 | 0 | 0 | 1 | 0 | 0 | 0 | 0 | 0 | 0 | 0 | 0 | 0 | 0 | 10977.4748
2025-02-21 | 9682.523 | 24.6 | 0 | 0 | 0 | 0 | 0 | 0 | 0 | 0 | 0 | 0 | 0 | 0 | 0 | 0 | 0 | 0 | 1 | 0 | 0 | 0 | 0 | 0 | 0 | 0 | 0 | 0 | 11196.898
2025-02-21 | 9925.234 | 23.8 | 0 | 0 | 0 | 0 | 0 | 0 | 0 | 0 | 0 | 0 | 0 | 0 | 0 | 0 | 0 | 0 | 0 | 1 | 0 | 0 | 0 | 0 | 0 | 0 | 0 | 0 | 11753.3566
2025-02-21 | 11057.284 | 24 | 0 | 0 | 0 | 0 | 0 | 0 | 0 | 0 | 0 | 0 | 0 | 0 | 0 | 0 | 0 | 0 | 0 | 0 | 1 | 0 | 0 | 0 | 0 | 0 | 0 | 0 | 12819.3149
2025-02-21 | 12430.612 | 24.6 | 0 | 0 | 0 | 0 | 0 | 0 | 0 | 0 | 0 | 0 | 0 | 0 | 0 | 0 | 0 | 0 | 0 | 0 | 0 | 1 | 0 | 0 | 0 | 0 | 0 | 0 | 13413.2435
2025-02-21 | 13016.941 | 25.4 | 0 | 0 | 0 | 0 | 0 | 0 | 0 | 0 | 0 | 0 | 0 | 0 | 0 | 0 | 0 | 0 | 0 | 0 | 0 | 0 | 1 | 0 | 0 | 0 | 0 | 0 | 13530.7934
2025-02-21 | 13168.955 | 26.5 | 0 | 0 | 0 | 0 | 0 | 0 | 0 | 0 | 0 | 0 | 0 | 0 | 0 | 0 | 0 | 0 | 0 | 0 | 0 | 0 | 0 | 1 | 0 | 0 | 0 | 0 | 13627.5961
2025-02-21 | 12924.551 | 26.5 | 0 | 0 | 0 | 0 | 0 | 0 | 0 | 0 | 0 | 0 | 0 | 0 | 0 | 0 | 0 | 0 | 0 | 0 | 0 | 0 | 0 | 0 | 1 | 0 | 0 | 0 | 13248.3945
2025-02-21 | 12150.085 | 26.9 | 0 | 0 | 0 | 0 | 0 | 0 | 0 | 0 | 0 | 0 | 0 | 0 | 0 | 0 | 0 | 0 | 0 | 0 | 0 | 0 | 0 | 0 | 0 | 1 | 0 | 0 | 12342.4446
2025-02-21 | 11254.012 | 26.6 | 0 | 0 | 0 | 0 | 0 | 0 | 0 | 0 | 0 | 0 | 0 | 0 | 0 | 0 | 0 | 0 | 0 | 0 | 0 | 0 | 0 | 0 | 0 | 0 | 1 | 0 | 11127.9894
2025-02-21 | 10462.582 | 25.6 | 0 | 0 | 0 | 0 | 0 | 0 | 0 | 0 | 0 | 0 | 0 | 0 | 0 | 0 | 0 | 0 | 0 | 0 | 0 | 0 | 0 | 0 | 0 | 0 | 0 | 1 | 9947.8481
2025-02-22 | 9823.214 | 25.6 | 0 | 1 | 1 | 0 | 0 | 0 | 0 | 0 | 0 | 0 | 0 | 0 | 0 | 0 | 0 | 0 | 0 | 0 | 0 | 0 | 0 | 0 | 0 | 0 | 0 | 0 | 9726.6224
2025-02-22 | 9392.571 | 25.7 | 0 | 1 | 0 | 1 | 0 | 0 | 0 | 0 | 0 | 0 | 0 | 0 | 0 | 0 | 0 | 0 | 0 | 0 | 0 | 0 | 0 | 0 | 0 | 0 | 0 | 0 | 9324.0572
2025-02-22 | 9079.065 | 25.7 | 0 | 1 | 0 | 0 | 1 | 0 | 0 | 0 | 0 | 0 | 0 | 0 | 0 | 0 | 0 | 0 | 0 | 0 | 0 | 0 | 0 | 0 | 0 | 0 | 0 | 0 | 9095.3964
2025-02-22 | 9024.421 | 25.5 | 0 | 1 | 0 | 0 | 0 | 1 | 0 | 0 | 0 | 0 | 0 | 0 | 0 | 0 | 0 | 0 | 0 | 0 | 0 | 0 | 0 | 0 | 0 | 0 | 0 | 0 | 9016.0713
2025-02-22 | 9044.384 | 26.1 | 0 | 1 | 0 | 0 | 0 | 0 | 1 | 0 | 0 | 0 | 0 | 0 | 0 | 0 | 0 | 0 | 0 | 0 | 0 | 0 | 0 | 0 | 0 | 0 | 0 | 0 | 9298.9491
2025-02-22 | 9284.357 | 26.2 | 0 | 1 | 0 | 0 | 0 | 0 | 0 | 1 | 0 | 0 | 0 | 0 | 0 | 0 | 0 | 0 | 0 | 0 | 0 | 0 | 0 | 0 | 0 | 0 | 0 | 0 | 9853.5451
2025-02-22 | 9742.561 | 25.7 | 0 | 1 | 0 | 0 | 0 | 0 | 0 | 0 | 1 | 0 | 0 | 0 | 0 | 0 | 0 | 0 | 0 | 0 | 0 | 0 | 0 | 0 | 0 | 0 | 0 | 0 | 10544.3811
2025-02-22 | 10636.217 | 25.9 | 0 | 1 | 0 | 0 | 0 | 0 | 0 | 0 | 0 | 1 | 0 | 0 | 0 | 0 | 0 | 0 | 0 | 0 | 0 | 0 | 0 | 0 | 0 | 0 | 0 | 0 | 11246.0672
2025-02-22 | 11754.555 | 25.5 | 0 | 1 | 0 | 0 | 0 | 0 | 0 | 0 | 0 | 0 | 1 | 0 | 0 | 0 | 0 | 0 | 0 | 0 | 0 | 0 | 0 | 0 | 0 | 0 | 0 | 0 | 11520.8636
2025-02-22 | 12314.655 | 24.6 | 0 | 1 | 0 | 0 | 0 | 0 | 0 | 0 | 0 | 0 | 0 | 1 | 0 | 0 | 0 | 0 | 0 | 0 | 0 | 0 | 0 | 0 | 0 | 0 | 0 | 0 | 11480.7871
2025-02-22 | 12627.635 | 22.2 | 0 | 1 | 0 | 0 | 0 | 0 | 0 | 0 | 0 | 0 | 0 | 0 | 1 | 0 | 0 | 0 | 0 | 0 | 0 | 0 | 0 | 0 | 0 | 0 | 0 | 0 | 11143.6659
2025-02-22 | 12938.51 | 21.4 | 0 | 1 | 0 | 0 | 0 | 0 | 0 | 0 | 0 | 0 | 0 | 0 | 0 | 1 | 0 | 0 | 0 | 0 | 0 | 0 | 0 | 0 | 0 | 0 | 0 | 0 | 11118.0678
2025-02-22 | 13061.479 | 20.2 | 0 | 1 | 0 | 0 | 0 | 0 | 0 | 0 | 0 | 0 | 0 | 0 | 0 | 0 | 1 | 0 | 0 | 0 | 0 | 0 | 0 | 0 | 0 | 0 | 0 | 0 | 10823.5736
2025-02-22 | 12399.316 | 19.7 | 0 | 1 | 0 | 0 | 0 | 0 | 0 | 0 | 0 | 0 | 0 | 0 | 0 | 0 | 0 | 1 | 0 | 0 | 0 | 0 | 0 | 0 | 0 | 0 | 0 | 0 | 10660.5061
2025-02-22 | 12046.127 | 20 | 0 | 1 | 0 | 0 | 0 | 0 | 0 | 0 | 0 | 0 | 0 | 0 | 0 | 0 | 0 | 0 | 1 | 0 | 0 | 0 | 0 | 0 | 0 | 0 | 0 | 0 | 10896.9527
2025-02-22 | 12199.253 | 19.9 | 0 | 1 | 0 | 0 | 0 | 0 | 0 | 0 | 0 | 0 | 0 | 0 | 0 | 0 | 0 | 0 | 0 | 1 | 0 | 0 | 0 | 0 | 0 | 0 | 0 | 0 | 11572.5751
2025-02-22 | 12583.068 | 20.2 | 0 | 1 | 0 | 0 | 0 | 0 | 0 | 0 | 0 | 0 | 0 | 0 | 0 | 0 | 0 | 0 | 0 | 0 | 1 | 0 | 0 | 0 | 0 | 0 | 0 | 0 | 12655.5568
2025-02-22 | 13512.773 | 20.6 | 0 | 1 | 0 | 0 | 0 | 0 | 0 | 0 | 0 | 0 | 0 | 0 | 0 | 0 | 0 | 0 | 0 | 0 | 0 | 1 | 0 | 0 | 0 | 0 | 0 | 0 | 13215.4386
2025-02-22 | 13630.212 | 21 | 0 | 1 | 0 | 0 | 0 | 0 | 0 | 0 | 0 | 0 | 0 | 0 | 0 | 0 | 0 | 0 | 0 | 0 | 0 | 0 | 1 | 0 | 0 | 0 | 0 | 0 | 13264.8949
2025-02-22 | 12899.381 | 21.4 | 0 | 1 | 0 | 0 | 0 | 0 | 0 | 0 | 0 | 0 | 0 | 0 | 0 | 0 | 0 | 0 | 0 | 0 | 0 | 0 | 0 | 1 | 0 | 0 | 0 | 0 | 13242.5337
2025-02-22 | 12330.237 | 21.3 | 0 | 1 | 0 | 0 | 0 | 0 | 0 | 0 | 0 | 0 | 0 | 0 | 0 | 0 | 0 | 0 | 0 | 0 | 0 | 0 | 0 | 0 | 1 | 0 | 0 | 0 | 12846.3087
2025-02-22 | 11524.721 | 21.2 | 0 | 1 | 0 | 0 | 0 | 0 | 0 | 0 | 0 | 0 | 0 | 0 | 0 | 0 | 0 | 0 | 0 | 0 | 0 | 0 | 0 | 0 | 0 | 1 | 0 | 0 | 11855.2418
2025-02-22 | 10545.256 | 21.2 | 0 | 1 | 0 | 0 | 0 | 0 | 0 | 0 | 0 | 0 | 0 | 0 | 0 | 0 | 0 | 0 | 0 | 0 | 0 | 0 | 0 | 0 | 0 | 0 | 1 | 0 | 10691.8568
2025-02-22 | 9532.45 | 21.3 | 0 | 1 | 0 | 0 | 0 | 0 | 0 | 0 | 0 | 0 | 0 | 0 | 0 | 0 | 0 | 0 | 0 | 0 | 0 | 0 | 0 | 0 | 0 | 0 | 0 | 1 | 9698.973
2025-02-23 | 8880.137 | 21.2 | 0 | 1 | 1 | 0 | 0 | 0 | 0 | 0 | 0 | 0 | 0 | 0 | 0 | 0 | 0 | 0 | 0 | 0 | 0 | 0 | 0 | 0 | 0 | 0 | 0 | 0 | 8977.5925
2025-02-23 | 8392.2 | 20.9 | 0 | 1 | 0 | 1 | 0 | 0 | 0 | 0 | 0 | 0 | 0 | 0 | 0 | 0 | 0 | 0 | 0 | 0 | 0 | 0 | 0 | 0 | 0 | 0 | 0 | 0 | 8506.9337
2025-02-23 | 8078.02 | 21 | 0 | 1 | 0 | 0 | 1 | 0 | 0 | 0 | 0 | 0 | 0 | 0 | 0 | 0 | 0 | 0 | 0 | 0 | 0 | 0 | 0 | 0 | 0 | 0 | 0 | 0 | 8295.2963
2025-02-23 | 7971.567 | 20.9 | 0 | 1 | 0 | 0 | 0 | 1 | 0 | 0 | 0 | 0 | 0 | 0 | 0 | 0 | 0 | 0 | 0 | 0 | 0 | 0 | 0 | 0 | 0 | 0 | 0 | 0 | 8232.9946
2025-02-23 | 7986.333 | 20.9 | 0 | 1 | 0 | 0 | 0 | 0 | 1 | 0 | 0 | 0 | 0 | 0 | 0 | 0 | 0 | 0 | 0 | 0 | 0 | 0 | 0 | 0 | 0 | 0 | 0 | 0 | 8413.732
2025-02-23 | 8189.166 | 21 | 0 | 1 | 0 | 0 | 0 | 0 | 0 | 1 | 0 | 0 | 0 | 0 | 0 | 0 | 0 | 0 | 0 | 0 | 0 | 0 | 0 | 0 | 0 | 0 | 0 | 0 | 8968.328
2025-02-23 | 8629.918 | 21.1 | 0 | 1 | 0 | 0 | 0 | 0 | 0 | 0 | 1 | 0 | 0 | 0 | 0 | 0 | 0 | 0 | 0 | 0 | 0 | 0 | 0 | 0 | 0 | 0 | 0 | 0 | 9761.3045
2025-02-23 | 9339.377 | 21.1 | 0 | 1 | 0 | 0 | 0 | 0 | 0 | 0 | 0 | 1 | 0 | 0 | 0 | 0 | 0 | 0 | 0 | 0 | 0 | 0 | 0 | 0 | 0 | 0 | 0 | 0 | 10428.9438
2025-02-23 | 10388.637 | 20.9 | 0 | 1 | 0 | 0 | 0 | 0 | 0 | 0 | 0 | 0 | 1 | 0 | 0 | 0 | 0 | 0 | 0 | 0 | 0 | 0 | 0 | 0 | 0 | 0 | 0 | 0 | 10737.787
2025-02-23 | 11147.647 | 20.4 | 0 | 1 | 0 | 0 | 0 | 0 | 0 | 0 | 0 | 0 | 0 | 1 | 0 | 0 | 0 | 0 | 0 | 0 | 0 | 0 | 0 | 0 | 0 | 0 | 0 | 0 | 10765.804
2025-02-23 | 11606.087 | 19.4 | 0 | 1 | 0 | 0 | 0 | 0 | 0 | 0 | 0 | 0 | 0 | 0 | 1 | 0 | 0 | 0 | 0 | 0 | 0 | 0 | 0 | 0 | 0 | 0 | 0 | 0 | 10667.0105
2025-02-23 | 11818.811 | 18.7 | 0 | 1 | 0 | 0 | 0 | 0 | 0 | 0 | 0 | 0 | 0 | 0 | 0 | 1 | 0 | 0 | 0 | 0 | 0 | 0 | 0 | 0 | 0 | 0 | 0 | 0 | 10658.4358
2025-02-23 | 11926.9 | 17.9 | 0 | 1 | 0 | 0 | 0 | 0 | 0 | 0 | 0 | 0 | 0 | 0 | 0 | 0 | 1 | 0 | 0 | 0 | 0 | 0 | 0 | 0 | 0 | 0 | 0 | 0 | 10432.0353
2025-02-23 | 11909.671 | 17.7 | 0 | 1 | 0 | 0 | 0 | 0 | 0 | 0 | 0 | 0 | 0 | 0 | 0 | 0 | 0 | 1 | 0 | 0 | 0 | 0 | 0 | 0 | 0 | 0 | 0 | 0 | 10320.038
2025-02-23 | 11985.409 | 17.4 | 0 | 1 | 0 | 0 | 0 | 0 | 0 | 0 | 0 | 0 | 0 | 0 | 0 | 0 | 0 | 0 | 1 | 0 | 0 | 0 | 0 | 0 | 0 | 0 | 0 | 0 | 10454.3442
2025-02-23 | 12161.135 | 17.2 | 0 | 1 | 0 | 0 | 0 | 0 | 0 | 0 | 0 | 0 | 0 | 0 | 0 | 0 | 0 | 0 | 0 | 1 | 0 | 0 | 0 | 0 | 0 | 0 | 0 | 0 | 11112.9431
2025-02-23 | 12934.981 | 17.2 | 0 | 1 | 0 | 0 | 0 | 0 | 0 | 0 | 0 | 0 | 0 | 0 | 0 | 0 | 0 | 0 | 0 | 0 | 1 | 0 | 0 | 0 | 0 | 0 | 0 | 0 | 12144.8547
2025-02-23 | 13671.332 | 17.3 | 0 | 1 | 0 | 0 | 0 | 0 | 0 | 0 | 0 | 0 | 0 | 0 | 0 | 0 | 0 | 0 | 0 | 0 | 0 | 1 | 0 | 0 | 0 | 0 | 0 | 0 | 12653.6662
2025-02-23 | 13532.645 | 17.7 | 0 | 1 | 0 | 0 | 0 | 0 | 0 | 0 | 0 | 0 | 0 | 0 | 0 | 0 | 0 | 0 | 0 | 0 | 0 | 0 | 1 | 0 | 0 | 0 | 0 | 0 | 12703.1225
2025-02-23 | 12914.999 | 18.4 | 0 | 1 | 0 | 0 | 0 | 0 | 0 | 0 | 0 | 0 | 0 | 0 | 0 | 0 | 0 | 0 | 0 | 0 | 0 | 0 | 0 | 1 | 0 | 0 | 0 | 0 | 12731.8316
2025-02-23 | 12193.154 | 19.5 | 0 | 1 | 0 | 0 | 0 | 0 | 0 | 0 | 0 | 0 | 0 | 0 | 0 | 0 | 0 | 0 | 0 | 0 | 0 | 0 | 0 | 0 | 1 | 0 | 0 | 0 | 12539.8874
2025-02-23 | 11173.404 | 19.2 | 0 | 1 | 0 | 0 | 0 | 0 | 0 | 0 | 0 | 0 | 0 | 0 | 0 | 0 | 0 | 0 | 0 | 0 | 0 | 0 | 0 | 0 | 0 | 1 | 0 | 0 | 11514.7737
2025-02-23 | 9908.105 | 19.4 | 0 | 1 | 0 | 0 | 0 | 0 | 0 | 0 | 0 | 0 | 0 | 0 | 0 | 0 | 0 | 0 | 0 | 0 | 0 | 0 | 0 | 0 | 0 | 0 | 1 | 0 | 10385.4355
2025-02-23 | 8654.284 | 19.3 | 0 | 1 | 0 | 0 | 0 | 0 | 0 | 0 | 0 | 0 | 0 | 0 | 0 | 0 | 0 | 0 | 0 | 0 | 0 | 0 | 0 | 0 | 0 | 0 | 0 | 1 | 9358.5049
2025-02-24 | 7830.898 | 19.3 | 0 | 0 | 1 | 0 | 0 | 0 | 0 | 0 | 0 | 0 | 0 | 0 | 0 | 0 | 0 | 0 | 0 | 0 | 0 | 0 | 0 | 0 | 0 | 0 | 0 | 0 | 8171.0165
2025-02-24 | 7501.184 | 19 | 0 | 0 | 0 | 1 | 0 | 0 | 0 | 0 | 0 | 0 | 0 | 0 | 0 | 0 | 0 | 0 | 0 | 0 | 0 | 0 | 0 | 0 | 0 | 0 | 0 | 0 | 7700.3577
2025-02-24 | 7253.242 | 18.9 | 0 | 0 | 0 | 0 | 1 | 0 | 0 | 0 | 0 | 0 | 0 | 0 | 0 | 0 | 0 | 0 | 0 | 0 | 0 | 0 | 0 | 0 | 0 | 0 | 0 | 0 | 7454.6734
2025-02-24 | 7203.067 | 19.3 | 0 | 0 | 0 | 0 | 0 | 1 | 0 | 0 | 0 | 0 | 0 | 0 | 0 | 0 | 0 | 0 | 0 | 0 | 0 | 0 | 0 | 0 | 0 | 0 | 0 | 0 | 7477.4888
2025-02-24 | 7362.826 | 19.2 | 0 | 0 | 0 | 0 | 0 | 0 | 1 | 0 | 0 | 0 | 0 | 0 | 0 | 0 | 0 | 0 | 0 | 0 | 0 | 0 | 0 | 0 | 0 | 0 | 0 | 0 | 7641.2028
2025-02-24 | 7764.785 | 19.5 | 0 | 0 | 0 | 0 | 0 | 0 | 0 | 1 | 0 | 0 | 0 | 0 | 0 | 0 | 0 | 0 | 0 | 0 | 0 | 0 | 0 | 0 | 0 | 0 | 0 | 0 | 8229.8455
2025-02-24 | 8636.333 | 18.8 | 0 | 0 | 0 | 0 | 0 | 0 | 0 | 0 | 1 | 0 | 0 | 0 | 0 | 0 | 0 | 0 | 0 | 0 | 0 | 0 | 0 | 0 | 0 | 0 | 0 | 0 | 8886.6348
2025-02-24 | 9466.877 | 18.3 | 0 | 0 | 0 | 0 | 0 | 0 | 0 | 0 | 0 | 1 | 0 | 0 | 0 | 0 | 0 | 0 | 0 | 0 | 0 | 0 | 0 | 0 | 0 | 0 | 0 | 0 | 9469.1571
2025-02-24 | 9657.18 | 17.4 | 0 | 0 | 0 | 0 | 0 | 0 | 0 | 0 | 0 | 0 | 1 | 0 | 0 | 0 | 0 | 0 | 0 | 0 | 0 | 0 | 0 | 0 | 0 | 0 | 0 | 0 | 9658.8364
2025-02-24 | 9401.683 | 16.5 | 0 | 0 | 0 | 0 | 0 | 0 | 0 | 0 | 0 | 0 | 0 | 1 | 0 | 0 | 0 | 0 | 0 | 0 | 0 | 0 | 0 | 0 | 0 | 0 | 0 | 0 | 9618.7599
2025-02-24 | 9182.098 | 15.2 | 0 | 0 | 0 | 0 | 0 | 0 | 0 | 0 | 0 | 0 | 0 | 0 | 1 | 0 | 0 | 0 | 0 | 0 | 0 | 0 | 0 | 0 | 0 | 0 | 0 | 0 | 9468.8961
2025-02-24 | 9081.523 | 14.5 | 0 | 0 | 0 | 0 | 0 | 0 | 0 | 0 | 0 | 0 | 0 | 0 | 0 | 1 | 0 | 0 | 0 | 0 | 0 | 0 | 0 | 0 | 0 | 0 | 0 | 0 | 9460.3214
2025-02-24 | 8881.031 | 13.2 | 0 | 0 | 0 | 0 | 0 | 0 | 0 | 0 | 0 | 0 | 0 | 0 | 0 | 0 | 1 | 0 | 0 | 0 | 0 | 0 | 0 | 0 | 0 | 0 | 0 | 0 | 9148.8039
2025-02-24 | 8823.34 | 11.8 | 0 | 0 | 0 | 0 | 0 | 0 | 0 | 0 | 0 | 0 | 0 | 0 | 0 | 0 | 0 | 1 | 0 | 0 | 0 | 0 | 0 | 0 | 0 | 0 | 0 | 0 | 8832.5257
2025-02-24 | 8727.622 | 11 | 0 | 0 | 0 | 0 | 0 | 0 | 0 | 0 | 0 | 0 | 0 | 0 | 0 | 0 | 0 | 0 | 1 | 0 | 0 | 0 | 0 | 0 | 0 | 0 | 0 | 0 | 8881.7149
2025-02-24 | 9053.935 | 10.9 | 0 | 0 | 0 | 0 | 0 | 0 | 0 | 0 | 0 | 0 | 0 | 0 | 0 | 0 | 0 | 0 | 0 | 1 | 0 | 0 | 0 | 0 | 0 | 0 | 0 | 0 | 9557.3372
2025-02-24 | 10065.478 | 11.9 | 0 | 0 | 0 | 0 | 0 | 0 | 0 | 0 | 0 | 0 | 0 | 0 | 0 | 0 | 0 | 0 | 0 | 0 | 1 | 0 | 0 | 0 | 0 | 0 | 0 | 0 | 10759.4828
2025-02-24 | 11411.088 | 12.2 | 0 | 0 | 0 | 0 | 0 | 0 | 0 | 0 | 0 | 0 | 0 | 0 | 0 | 0 | 0 | 0 | 0 | 0 | 0 | 1 | 0 | 0 | 0 | 0 | 0 | 0 | 11302.3412
2025-02-24 | 11751.029 | 13.1 | 0 | 0 | 0 | 0 | 0 | 0 | 0 | 0 | 0 | 0 | 0 | 0 | 0 | 0 | 0 | 0 | 0 | 0 | 0 | 0 | 1 | 0 | 0 | 0 | 0 | 0 | 11436.9145
2025-02-24 | 11678.508 | 13.1 | 0 | 0 | 0 | 0 | 0 | 0 | 0 | 0 | 0 | 0 | 0 | 0 | 0 | 0 | 0 | 0 | 0 | 0 | 0 | 0 | 0 | 1 | 0 | 0 | 0 | 0 | 11346.4597
2025-02-24 | 11335.687 | 13.4 | 0 | 0 | 0 | 0 | 0 | 0 | 0 | 0 | 0 | 0 | 0 | 0 | 0 | 0 | 0 | 0 | 0 | 0 | 0 | 0 | 0 | 0 | 1 | 0 | 0 | 0 | 11018.3283
2025-02-24 | 10442.144 | 13.8 | 0 | 0 | 0 | 0 | 0 | 0 | 0 | 0 | 0 | 0 | 0 | 0 | 0 | 0 | 0 | 0 | 0 | 0 | 0 | 0 | 0 | 0 | 0 | 1 | 0 | 0 | 10112.3784
2025-02-24 | 9282.822 | 13.6 | 0 | 0 | 0 | 0 | 0 | 0 | 0 | 0 | 0 | 0 | 0 | 0 | 0 | 0 | 0 | 0 | 0 | 0 | 0 | 0 | 0 | 0 | 0 | 0 | 1 | 0 | 8914.9466
2025-02-24 | 8252.136 | 13.7 | 0 | 0 | 0 | 0 | 0 | 0 | 0 | 0 | 0 | 0 | 0 | 0 | 0 | 0 | 0 | 0 | 0 | 0 | 0 | 0 | 0 | 0 | 0 | 0 | 0 | 1 | 7922.0628
2025-02-25 | 7574.324 | 15 | 0 | 0 | 1 | 0 | 0 | 0 | 0 | 0 | 0 | 0 | 0 | 0 | 0 | 0 | 0 | 0 | 0 | 0 | 0 | 0 | 0 | 0 | 0 | 0 | 0 | 0 | 7439.01
2025-02-25 | 7188.645 | 15 | 0 | 0 | 0 | 1 | 0 | 0 | 0 | 0 | 0 | 0 | 0 | 0 | 0 | 0 | 0 | 0 | 0 | 0 | 0 | 0 | 0 | 0 | 0 | 0 | 0 | 0 | 7019.4215
2025-02-25 | 6972.272 | 15 | 0 | 0 | 0 | 0 | 1 | 0 | 0 | 0 | 0 | 0 | 0 | 0 | 0 | 0 | 0 | 0 | 0 | 0 | 0 | 0 | 0 | 0 | 0 | 0 | 0 | 0 | 6790.7606
2025-02-25 | 6842.812 | 14.6 | 0 | 0 | 0 | 0 | 0 | 1 | 0 | 0 | 0 | 0 | 0 | 0 | 0 | 0 | 0 | 0 | 0 | 0 | 0 | 0 | 0 | 0 | 0 | 0 | 0 | 0 | 6677.3887
2025-02-25 | 7026.614 | 13.9 | 0 | 0 | 0 | 0 | 0 | 0 | 1 | 0 | 0 | 0 | 0 | 0 | 0 | 0 | 0 | 0 | 0 | 0 | 0 | 0 | 0 | 0 | 0 | 0 | 0 | 0 | 6738.9623
2025-02-25 | 7626.116 | 14.7 | 0 | 0 | 0 | 0 | 0 | 0 | 0 | 1 | 0 | 0 | 0 | 0 | 0 | 0 | 0 | 0 | 0 | 0 | 0 | 0 | 0 | 0 | 0 | 0 | 0 | 0 | 7412.7221
2025-02-25 | 8492.918 | 14.5 | 0 | 0 | 0 | 0 | 0 | 0 | 0 | 0 | 1 | 0 | 0 | 0 | 0 | 0 | 0 | 0 | 0 | 0 | 0 | 0 | 0 | 0 | 0 | 0 | 0 | 0 | 8154.6283
2025-02-25 | 9220.546 | 14.7 | 0 | 0 | 0 | 0 | 0 | 0 | 0 | 0 | 0 | 1 | 0 | 0 | 0 | 0 | 0 | 0 | 0 | 0 | 0 | 0 | 0 | 0 | 0 | 0 | 0 | 0 | 8856.3145
2025-02-25 | 9297.124 | 14.9 | 0 | 0 | 0 | 0 | 0 | 0 | 0 | 0 | 0 | 0 | 1 | 0 | 0 | 0 | 0 | 0 | 0 | 0 | 0 | 0 | 0 | 0 | 0 | 0 | 0 | 0 | 9233.2513
2025-02-25 | 8860.531 | 15.2 | 0 | 0 | 0 | 0 | 0 | 0 | 0 | 0 | 0 | 0 | 0 | 1 | 0 | 0 | 0 | 0 | 0 | 0 | 0 | 0 | 0 | 0 | 0 | 0 | 0 | 0 | 9397.4556
2025-02-25 | 8581.894 | 14 | 0 | 0 | 0 | 0 | 0 | 0 | 0 | 0 | 0 | 0 | 0 | 0 | 1 | 0 | 0 | 0 | 0 | 0 | 0 | 0 | 0 | 0 | 0 | 0 | 0 | 0 | 9264.6152
2025-02-25 | 8730.164 | 12.5 | 0 | 0 | 0 | 0 | 0 | 0 | 0 | 0 | 0 | 0 | 0 | 0 | 0 | 1 | 0 | 0 | 0 | 0 | 0 | 0 | 0 | 0 | 0 | 0 | 0 | 0 | 9119.8533
2025-02-25 | 8626.195 | 11.6 | 0 | 0 | 0 | 0 | 0 | 0 | 0 | 0 | 0 | 0 | 0 | 0 | 0 | 0 | 1 | 0 | 0 | 0 | 0 | 0 | 0 | 0 | 0 | 0 | 0 | 0 | 8876.4294
2025-02-25 | 8312.1 | 11.8 | 0 | 0 | 0 | 0 | 0 | 0 | 0 | 0 | 0 | 0 | 0 | 0 | 0 | 0 | 0 | 1 | 0 | 0 | 0 | 0 | 0 | 0 | 0 | 0 | 0 | 0 | 8832.5257
2025-02-25 | 8270.672 | 12 | 0 | 0 | 0 | 0 | 0 | 0 | 0 | 0 | 0 | 0 | 0 | 0 | 0 | 0 | 0 | 0 | 1 | 0 | 0 | 0 | 0 | 0 | 0 | 0 | 0 | 0 | 9051.9489
2025-02-25 | 8900.414 | 12 | 0 | 0 | 0 | 0 | 0 | 0 | 0 | 0 | 0 | 0 | 0 | 0 | 0 | 0 | 0 | 0 | 0 | 1 | 0 | 0 | 0 | 0 | 0 | 0 | 0 | 0 | 9744.5947
2025-02-25 | 9868.145 | 12.2 | 0 | 0 | 0 | 0 | 0 | 0 | 0 | 0 | 0 | 0 | 0 | 0 | 0 | 0 | 0 | 0 | 0 | 0 | 1 | 0 | 0 | 0 | 0 | 0 | 0 | 0 | 10810.553
2025-02-25 | 11050.931 | 12.9 | 0 | 0 | 0 | 0 | 0 | 0 | 0 | 0 | 0 | 0 | 0 | 0 | 0 | 0 | 0 | 0 | 0 | 0 | 0 | 1 | 0 | 0 | 0 | 0 | 0 | 0 | 11421.505
2025-02-25 | 11417.957 | 13.7 | 0 | 0 | 0 | 0 | 0 | 0 | 0 | 0 | 0 | 0 | 0 | 0 | 0 | 0 | 0 | 0 | 0 | 0 | 0 | 0 | 1 | 0 | 0 | 0 | 0 | 0 | 11539.055
2025-02-25 | 11418.482 | 14.3 | 0 | 0 | 0 | 0 | 0 | 0 | 0 | 0 | 0 | 0 | 0 | 0 | 0 | 0 | 0 | 0 | 0 | 0 | 0 | 0 | 0 | 1 | 0 | 0 | 0 | 0 | 11550.7406
2025-02-25 | 11120.659 | 14.3 | 0 | 0 | 0 | 0 | 0 | 0 | 0 | 0 | 0 | 0 | 0 | 0 | 0 | 0 | 0 | 0 | 0 | 0 | 0 | 0 | 0 | 0 | 1 | 0 | 0 | 0 | 11171.539
2025-02-25 | 10337.194 | 14.5 | 0 | 0 | 0 | 0 | 0 | 0 | 0 | 0 | 0 | 0 | 0 | 0 | 0 | 0 | 0 | 0 | 0 | 0 | 0 | 0 | 0 | 0 | 0 | 1 | 0 | 0 | 10231.5423
2025-02-25 | 9182.942 | 14.4 | 0 | 0 | 0 | 0 | 0 | 0 | 0 | 0 | 0 | 0 | 0 | 0 | 0 | 0 | 0 | 0 | 0 | 0 | 0 | 0 | 0 | 0 | 0 | 0 | 1 | 0 | 9051.1339
2025-02-25 | 8246.852 | 15.1 | 0 | 0 | 0 | 0 | 0 | 0 | 0 | 0 | 0 | 0 | 0 | 0 | 0 | 0 | 0 | 0 | 0 | 0 | 0 | 0 | 0 | 0 | 0 | 0 | 0 | 1 | 8160.3905
2025-02-26 | 7513.743 | 15 | 0 | 0 | 1 | 0 | 0 | 0 | 0 | 0 | 0 | 0 | 0 | 0 | 0 | 0 | 0 | 0 | 0 | 0 | 0 | 0 | 0 | 0 | 0 | 0 | 0 | 0 | 7439.01
2025-02-26 | 7088.673 | 15.8 | 0 | 0 | 0 | 1 | 0 | 0 | 0 | 0 | 0 | 0 | 0 | 0 | 0 | 0 | 0 | 0 | 0 | 0 | 0 | 0 | 0 | 0 | 0 | 0 | 0 | 0 | 7155.6087
2025-02-26 | 6953.513 | 17.4 | 0 | 0 | 0 | 0 | 1 | 0 | 0 | 0 | 0 | 0 | 0 | 0 | 0 | 0 | 0 | 0 | 0 | 0 | 0 | 0 | 0 | 0 | 0 | 0 | 0 | 0 | 7199.3223
2025-02-26 | 6845.801 | 18.3 | 0 | 0 | 0 | 0 | 0 | 1 | 0 | 0 | 0 | 0 | 0 | 0 | 0 | 0 | 0 | 0 | 0 | 0 | 0 | 0 | 0 | 0 | 0 | 0 | 0 | 0 | 7307.2547
2025-02-26 | 7029.046 | 19.2 | 0 | 0 | 0 | 0 | 0 | 0 | 1 | 0 | 0 | 0 | 0 | 0 | 0 | 0 | 0 | 0 | 0 | 0 | 0 | 0 | 0 | 0 | 0 | 0 | 0 | 0 | 7641.2028
2025-02-26 | 7637.735 | 20.2 | 0 | 0 | 0 | 0 | 0 | 0 | 0 | 1 | 0 | 0 | 0 | 0 | 0 | 0 | 0 | 0 | 0 | 0 | 0 | 0 | 0 | 0 | 0 | 0 | 0 | 0 | 8349.0094
2025-02-26 | 8389.506 | 18.8 | 0 | 0 | 0 | 0 | 0 | 0 | 0 | 0 | 1 | 0 | 0 | 0 | 0 | 0 | 0 | 0 | 0 | 0 | 0 | 0 | 0 | 0 | 0 | 0 | 0 | 0 | 8886.6348
2025-02-26 | 9242.514 | 19.6 | 0 | 0 | 0 | 0 | 0 | 0 | 0 | 0 | 0 | 1 | 0 | 0 | 0 | 0 | 0 | 0 | 0 | 0 | 0 | 0 | 0 | 0 | 0 | 0 | 0 | 0 | 9690.4613
2025-02-26 | 9055.466 | 18.6 | 0 | 0 | 0 | 0 | 0 | 0 | 0 | 0 | 0 | 0 | 1 | 0 | 0 | 0 | 0 | 0 | 0 | 0 | 0 | 0 | 0 | 0 | 0 | 0 | 0 | 0 | 9863.1173
2025-02-26 | 8349.755 | 15.8 | 0 | 0 | 0 | 0 | 0 | 0 | 0 | 0 | 0 | 0 | 0 | 1 | 0 | 0 | 0 | 0 | 0 | 0 | 0 | 0 | 0 | 0 | 0 | 0 | 0 | 0 | 9499.596
2025-02-26 | 8028.103 | 13.9 | 0 | 0 | 0 | 0 | 0 | 0 | 0 | 0 | 0 | 0 | 0 | 0 | 1 | 0 | 0 | 0 | 0 | 0 | 0 | 0 | 0 | 0 | 0 | 0 | 0 | 0 | 9247.5918
2025-02-26 | 7939.329 | 13.4 | 0 | 0 | 0 | 0 | 0 | 0 | 0 | 0 | 0 | 0 | 0 | 0 | 0 | 1 | 0 | 0 | 0 | 0 | 0 | 0 | 0 | 0 | 0 | 0 | 0 | 0 | 9273.064
2025-02-26 | 7886.909 | 13 | 0 | 0 | 0 | 0 | 0 | 0 | 0 | 0 | 0 | 0 | 0 | 0 | 0 | 0 | 1 | 0 | 0 | 0 | 0 | 0 | 0 | 0 | 0 | 0 | 0 | 0 | 9114.7571
2025-02-26 | 7749.308 | 13.4 | 0 | 0 | 0 | 0 | 0 | 0 | 0 | 0 | 0 | 0 | 0 | 0 | 0 | 0 | 0 | 1 | 0 | 0 | 0 | 0 | 0 | 0 | 0 | 0 | 0 | 0 | 9104.9002
2025-02-26 | 7730.685 | 12.9 | 0 | 0 | 0 | 0 | 0 | 0 | 0 | 0 | 0 | 0 | 0 | 0 | 0 | 0 | 0 | 0 | 1 | 0 | 0 | 0 | 0 | 0 | 0 | 0 | 0 | 0 | 9205.1596
2025-02-26 | 8169.983 | 12.6 | 0 | 0 | 0 | 0 | 0 | 0 | 0 | 0 | 0 | 0 | 0 | 0 | 0 | 0 | 0 | 0 | 0 | 1 | 0 | 0 | 0 | 0 | 0 | 0 | 0 | 0 | 9846.7351
2025-02-26 | 9204.885 | 12.5 | 0 | 0 | 0 | 0 | 0 | 0 | 0 | 0 | 0 | 0 | 0 | 0 | 0 | 0 | 0 | 0 | 0 | 0 | 1 | 0 | 0 | 0 | 0 | 0 | 0 | 0 | 10861.6233
2025-02-26 | 10555.136 | 12.8 | 0 | 0 | 0 | 0 | 0 | 0 | 0 | 0 | 0 | 0 | 0 | 0 | 0 | 0 | 0 | 0 | 0 | 0 | 0 | 1 | 0 | 0 | 0 | 0 | 0 | 0 | 11404.4816
2025-02-26 | 11189.575 | 13.8 | 0 | 0 | 0 | 0 | 0 | 0 | 0 | 0 | 0 | 0 | 0 | 0 | 0 | 0 | 0 | 0 | 0 | 0 | 0 | 0 | 1 | 0 | 0 | 0 | 0 | 0 | 11556.0784
2025-02-26 | 11328.85 | 14.6 | 0 | 0 | 0 | 0 | 0 | 0 | 0 | 0 | 0 | 0 | 0 | 0 | 0 | 0 | 0 | 0 | 0 | 0 | 0 | 0 | 0 | 1 | 0 | 0 | 0 | 0 | 11601.8108
2025-02-26 | 11433.587 | 15 | 0 | 0 | 0 | 0 | 0 | 0 | 0 | 0 | 0 | 0 | 0 | 0 | 0 | 0 | 0 | 0 | 0 | 0 | 0 | 0 | 0 | 0 | 1 | 0 | 0 | 0 | 11290.7028
2025-02-26 | 10712.261 | 15.1 | 0 | 0 | 0 | 0 | 0 | 0 | 0 | 0 | 0 | 0 | 0 | 0 | 0 | 0 | 0 | 0 | 0 | 0 | 0 | 0 | 0 | 0 | 0 | 1 | 0 | 0 | 10333.6827
2025-02-26 | 9437.347 | 15.2 | 0 | 0 | 0 | 0 | 0 | 0 | 0 | 0 | 0 | 0 | 0 | 0 | 0 | 0 | 0 | 0 | 0 | 0 | 0 | 0 | 0 | 0 | 0 | 0 | 1 | 0 | 9187.3211
2025-02-26 | 8350.415 | 15.3 | 0 | 0 | 0 | 0 | 0 | 0 | 0 | 0 | 0 | 0 | 0 | 0 | 0 | 0 | 0 | 0 | 0 | 0 | 0 | 0 | 0 | 0 | 0 | 0 | 0 | 1 | 8194.4373
2025-02-27 | 7582.723 | 15.7 | 0 | 0 | 1 | 0 | 0 | 0 | 0 | 0 | 0 | 0 | 0 | 0 | 0 | 0 | 0 | 0 | 0 | 0 | 0 | 0 | 0 | 0 | 0 | 0 | 0 | 0 | 7558.1738
2025-02-27 | 7300.845 | 16.1 | 0 | 0 | 0 | 1 | 0 | 0 | 0 | 0 | 0 | 0 | 0 | 0 | 0 | 0 | 0 | 0 | 0 | 0 | 0 | 0 | 0 | 0 | 0 | 0 | 0 | 0 | 7206.6789
2025-02-27 | 6995.694 | 16.2 | 0 | 0 | 0 | 0 | 1 | 0 | 0 | 0 | 0 | 0 | 0 | 0 | 0 | 0 | 0 | 0 | 0 | 0 | 0 | 0 | 0 | 0 | 0 | 0 | 0 | 0 | 6995.0415
2025-02-27 | 6784.065 | 16.2 | 0 | 0 | 0 | 0 | 0 | 1 | 0 | 0 | 0 | 0 | 0 | 0 | 0 | 0 | 0 | 0 | 0 | 0 | 0 | 0 | 0 | 0 | 0 | 0 | 0 | 0 | 6949.7632
2025-02-27 | 6989.449 | 16.1 | 0 | 0 | 0 | 0 | 0 | 0 | 1 | 0 | 0 | 0 | 0 | 0 | 0 | 0 | 0 | 0 | 0 | 0 | 0 | 0 | 0 | 0 | 0 | 0 | 0 | 0 | 7113.4772
2025-02-27 | 7462.243 | 16.6 | 0 | 0 | 0 | 0 | 0 | 0 | 0 | 1 | 0 | 0 | 0 | 0 | 0 | 0 | 0 | 0 | 0 | 0 | 0 | 0 | 0 | 0 | 0 | 0 | 0 | 0 | 7736.1668
2025-02-27 | 8350.034 | 17.5 | 0 | 0 | 0 | 0 | 0 | 0 | 0 | 0 | 1 | 0 | 0 | 0 | 0 | 0 | 0 | 0 | 0 | 0 | 0 | 0 | 0 | 0 | 0 | 0 | 0 | 0 | 8665.3305
2025-02-27 | 9166.588 | 17.8 | 0 | 0 | 0 | 0 | 0 | 0 | 0 | 0 | 0 | 1 | 0 | 0 | 0 | 0 | 0 | 0 | 0 | 0 | 0 | 0 | 0 | 0 | 0 | 0 | 0 | 0 | 9384.04
2025-02-27 | 9305.099 | 18 | 0 | 0 | 0 | 0 | 0 | 0 | 0 | 0 | 0 | 0 | 1 | 0 | 0 | 0 | 0 | 0 | 0 | 0 | 0 | 0 | 0 | 0 | 0 | 0 | 0 | 0 | 9760.9769
2025-02-27 | 9044.821 | 17.5 | 0 | 0 | 0 | 0 | 0 | 0 | 0 | 0 | 0 | 0 | 0 | 1 | 0 | 0 | 0 | 0 | 0 | 0 | 0 | 0 | 0 | 0 | 0 | 0 | 0 | 0 | 9788.9939
2025-02-27 | 8861.31 | 17.3 | 0 | 0 | 0 | 0 | 0 | 0 | 0 | 0 | 0 | 0 | 0 | 0 | 1 | 0 | 0 | 0 | 0 | 0 | 0 | 0 | 0 | 0 | 0 | 0 | 0 | 0 | 9826.3876
2025-02-27 | 8837.219 | 16.8 | 0 | 0 | 0 | 0 | 0 | 0 | 0 | 0 | 0 | 0 | 0 | 0 | 0 | 1 | 0 | 0 | 0 | 0 | 0 | 0 | 0 | 0 | 0 | 0 | 0 | 0 | 9851.8598
2025-02-27 | 8763.615 | 16.1 | 0 | 0 | 0 | 0 | 0 | 0 | 0 | 0 | 0 | 0 | 0 | 0 | 0 | 0 | 1 | 0 | 0 | 0 | 0 | 0 | 0 | 0 | 0 | 0 | 0 | 0 | 9642.4826
2025-02-27 | 8435.401 | 15 | 0 | 0 | 0 | 0 | 0 | 0 | 0 | 0 | 0 | 0 | 0 | 0 | 0 | 0 | 0 | 1 | 0 | 0 | 0 | 0 | 0 | 0 | 0 | 0 | 0 | 0 | 9377.2747
2025-02-27 | 8630.031 | 13.3 | 0 | 0 | 0 | 0 | 0 | 0 | 0 | 0 | 0 | 0 | 0 | 0 | 0 | 0 | 0 | 0 | 1 | 0 | 0 | 0 | 0 | 0 | 0 | 0 | 0 | 0 | 9273.2532
2025-02-27 | 8858.634 | 14 | 0 | 0 | 0 | 0 | 0 | 0 | 0 | 0 | 0 | 0 | 0 | 0 | 0 | 0 | 0 | 0 | 0 | 1 | 0 | 0 | 0 | 0 | 0 | 0 | 0 | 0 | 10085.0628
2025-02-27 | 9943.581 | 14.9 | 0 | 0 | 0 | 0 | 0 | 0 | 0 | 0 | 0 | 0 | 0 | 0 | 0 | 0 | 0 | 0 | 0 | 0 | 1 | 0 | 0 | 0 | 0 | 0 | 0 | 0 | 11270.185
2025-02-27 | 11136.38 | 15.1 | 0 | 0 | 0 | 0 | 0 | 0 | 0 | 0 | 0 | 0 | 0 | 0 | 0 | 0 | 0 | 0 | 0 | 0 | 0 | 1 | 0 | 0 | 0 | 0 | 0 | 0 | 11796.0199
2025-02-27 | 11420.632 | 15.5 | 0 | 0 | 0 | 0 | 0 | 0 | 0 | 0 | 0 | 0 | 0 | 0 | 0 | 0 | 0 | 0 | 0 | 0 | 0 | 0 | 1 | 0 | 0 | 0 | 0 | 0 | 11845.4763
2025-02-27 | 11504.47 | 15.5 | 0 | 0 | 0 | 0 | 0 | 0 | 0 | 0 | 0 | 0 | 0 | 0 | 0 | 0 | 0 | 0 | 0 | 0 | 0 | 0 | 0 | 1 | 0 | 0 | 0 | 0 | 11755.0214
2025-02-27 | 11265.218 | 15.8 | 0 | 0 | 0 | 0 | 0 | 0 | 0 | 0 | 0 | 0 | 0 | 0 | 0 | 0 | 0 | 0 | 0 | 0 | 0 | 0 | 0 | 0 | 1 | 0 | 0 | 0 | 11426.8901
2025-02-27 | 10434.428 | 16.4 | 0 | 0 | 0 | 0 | 0 | 0 | 0 | 0 | 0 | 0 | 0 | 0 | 0 | 0 | 0 | 0 | 0 | 0 | 0 | 0 | 0 | 0 | 0 | 1 | 0 | 0 | 10554.987
2025-02-27 | 9409.261 | 16 | 0 | 0 | 0 | 0 | 0 | 0 | 0 | 0 | 0 | 0 | 0 | 0 | 0 | 0 | 0 | 0 | 0 | 0 | 0 | 0 | 0 | 0 | 0 | 0 | 1 | 0 | 9323.5083
2025-02-27 | 8300.61 | 16.4 | 0 | 0 | 0 | 0 | 0 | 0 | 0 | 0 | 0 | 0 | 0 | 0 | 0 | 0 | 0 | 0 | 0 | 0 | 0 | 0 | 0 | 0 | 0 | 0 | 0 | 1 | 8381.6948
2025-02-28 | 7648.026 | 17.7 | 0 | 0 | 1 | 0 | 0 | 0 | 0 | 0 | 0 | 0 | 0 | 0 | 0 | 0 | 0 | 0 | 0 | 0 | 0 | 0 | 0 | 0 | 0 | 0 | 0 | 0 | 7898.642
2025-02-28 | 7352.306 | 18.6 | 0 | 0 | 0 | 1 | 0 | 0 | 0 | 0 | 0 | 0 | 0 | 0 | 0 | 0 | 0 | 0 | 0 | 0 | 0 | 0 | 0 | 0 | 0 | 0 | 0 | 0 | 7632.2641
2025-02-28 | 7147.278 | 19 | 0 | 0 | 0 | 0 | 1 | 0 | 0 | 0 | 0 | 0 | 0 | 0 | 0 | 0 | 0 | 0 | 0 | 0 | 0 | 0 | 0 | 0 | 0 | 0 | 0 | 0 | 7471.6968
2025-02-28 | 7252.962 | 19.6 | 0 | 0 | 0 | 0 | 0 | 1 | 0 | 0 | 0 | 0 | 0 | 0 | 0 | 0 | 0 | 0 | 0 | 0 | 0 | 0 | 0 | 0 | 0 | 0 | 0 | 0 | 7528.559
2025-02-28 | 7475.833 | 20.5 | 0 | 0 | 0 | 0 | 0 | 0 | 1 | 0 | 0 | 0 | 0 | 0 | 0 | 0 | 0 | 0 | 0 | 0 | 0 | 0 | 0 | 0 | 0 | 0 | 0 | 0 | 7862.5071
2025-02-28 | 8072.053 | 21.9 | 0 | 0 | 0 | 0 | 0 | 0 | 0 | 1 | 0 | 0 | 0 | 0 | 0 | 0 | 0 | 0 | 0 | 0 | 0 | 0 | 0 | 0 | 0 | 0 | 0 | 0 | 8638.4073
2025-02-28 | 8844.054 | 22.2 | 0 | 0 | 0 | 0 | 0 | 0 | 0 | 0 | 1 | 0 | 0 | 0 | 0 | 0 | 0 | 0 | 0 | 0 | 0 | 0 | 0 | 0 | 0 | 0 | 0 | 0 | 9465.4306
2025-02-28 | 9517.637 | 22.3 | 0 | 0 | 0 | 0 | 0 | 0 | 0 | 0 | 0 | 1 | 0 | 0 | 0 | 0 | 0 | 0 | 0 | 0 | 0 | 0 | 0 | 0 | 0 | 0 | 0 | 0 | 10150.0933
2025-02-28 | 9556.524 | 21.6 | 0 | 0 | 0 | 0 | 0 | 0 | 0 | 0 | 0 | 0 | 1 | 0 | 0 | 0 | 0 | 0 | 0 | 0 | 0 | 0 | 0 | 0 | 0 | 0 | 0 | 0 | 10373.8195
2025-02-28 | 9215.248 | 21.2 | 0 | 0 | 0 | 0 | 0 | 0 | 0 | 0 | 0 | 0 | 0 | 1 | 0 | 0 | 0 | 0 | 0 | 0 | 0 | 0 | 0 | 0 | 0 | 0 | 0 | 0 | 10418.8599
2025-02-28 | 9300.795 | 20.4 | 0 | 0 | 0 | 0 | 0 | 0 | 0 | 0 | 0 | 0 | 0 | 0 | 1 | 0 | 0 | 0 | 0 | 0 | 0 | 0 | 0 | 0 | 0 | 0 | 0 | 0 | 10354.1132
2025-02-28 | 9474.351 | 19.2 | 0 | 0 | 0 | 0 | 0 | 0 | 0 | 0 | 0 | 0 | 0 | 0 | 0 | 1 | 0 | 0 | 0 | 0 | 0 | 0 | 0 | 0 | 0 | 0 | 0 | 0 | 10260.4215
2025-02-28 | 9692.346 | 17.4 | 0 | 0 | 0 | 0 | 0 | 0 | 0 | 0 | 0 | 0 | 0 | 0 | 0 | 0 | 1 | 0 | 0 | 0 | 0 | 0 | 0 | 0 | 0 | 0 | 0 | 0 | 9863.7869
2025-02-28 | 9662.603 | 16.7 | 0 | 0 | 0 | 0 | 0 | 0 | 0 | 0 | 0 | 0 | 0 | 0 | 0 | 0 | 0 | 1 | 0 | 0 | 0 | 0 | 0 | 0 | 0 | 0 | 0 | 0 | 9666.6726
2025-02-28 | 9881.251 | 16.5 | 0 | 0 | 0 | 0 | 0 | 0 | 0 | 0 | 0 | 0 | 0 | 0 | 0 | 0 | 0 | 0 | 1 | 0 | 0 | 0 | 0 | 0 | 0 | 0 | 0 | 0 | 9818.0022
2025-02-28 | 10263.679 | 17.4 | 0 | 0 | 0 | 0 | 0 | 0 | 0 | 0 | 0 | 0 | 0 | 0 | 0 | 0 | 0 | 0 | 0 | 1 | 0 | 0 | 0 | 0 | 0 | 0 | 0 | 0 | 10663.8586
2025-02-28 | 11216.028 | 16.5 | 0 | 0 | 0 | 0 | 0 | 0 | 0 | 0 | 0 | 0 | 0 | 0 | 0 | 0 | 0 | 0 | 0 | 0 | 1 | 0 | 0 | 0 | 0 | 0 | 0 | 0 | 11542.5595
2025-02-28 | 12086.75 | 16 | 0 | 0 | 0 | 0 | 0 | 0 | 0 | 0 | 0 | 0 | 0 | 0 | 0 | 0 | 0 | 0 | 0 | 0 | 0 | 1 | 0 | 0 | 0 | 0 | 0 | 0 | 11949.2306
2025-02-28 | 12191.95 | 16.1 | 0 | 0 | 0 | 0 | 0 | 0 | 0 | 0 | 0 | 0 | 0 | 0 | 0 | 0 | 0 | 0 | 0 | 0 | 0 | 0 | 1 | 0 | 0 | 0 | 0 | 0 | 11947.6167
2025-02-28 | 11945.998 | 15.6 | 0 | 0 | 0 | 0 | 0 | 0 | 0 | 0 | 0 | 0 | 0 | 0 | 0 | 0 | 0 | 0 | 0 | 0 | 0 | 0 | 0 | 1 | 0 | 0 | 0 | 0 | 11772.0448
2025-02-28 | 11630.967 | 15.3 | 0 | 0 | 0 | 0 | 0 | 0 | 0 | 0 | 0 | 0 | 0 | 0 | 0 | 0 | 0 | 0 | 0 | 0 | 0 | 0 | 0 | 0 | 1 | 0 | 0 | 0 | 11341.773
2025-02-28 | 10880.224 | 15.5 | 0 | 0 | 0 | 0 | 0 | 0 | 0 | 0 | 0 | 0 | 0 | 0 | 0 | 0 | 0 | 0 | 0 | 0 | 0 | 0 | 0 | 0 | 0 | 1 | 0 | 0 | 10401.7763
2025-02-28 | 9732.813 | 15.5 | 0 | 0 | 0 | 0 | 0 | 0 | 0 | 0 | 0 | 0 | 0 | 0 | 0 | 0 | 0 | 0 | 0 | 0 | 0 | 0 | 0 | 0 | 0 | 0 | 1 | 0 | 9238.3913
2025-02-28 | 8656.159 | 13.7 | 0 | 0 | 0 | 0 | 0 | 0 | 0 | 0 | 0 | 0 | 0 | 0 | 0 | 0 | 0 | 0 | 0 | 0 | 0 | 0 | 0 | 0 | 0 | 0 | 0 | 1 | 7922.0628
2025-03-01 | 7872.563 | 14.2 | 0 | 1 | 1 | 0 | 0 | 0 | 0 | 0 | 0 | 0 | 0 | 0 | 0 | 0 | 0 | 0 | 0 | 0 | 0 | 0 | 0 | 0 | 0 | 0 | 0 | 0 | 7785.9541
2025-03-01 | 7364.353 | 14.4 | 0 | 1 | 0 | 1 | 0 | 0 | 0 | 0 | 0 | 0 | 0 | 0 | 0 | 0 | 0 | 0 | 0 | 0 | 0 | 0 | 0 | 0 | 0 | 0 | 0 | 0 | 7400.4124
2025-03-01 | 7040.562 | 15 | 0 | 1 | 0 | 0 | 1 | 0 | 0 | 0 | 0 | 0 | 0 | 0 | 0 | 0 | 0 | 0 | 0 | 0 | 0 | 0 | 0 | 0 | 0 | 0 | 0 | 0 | 7273.8919
2025-03-01 | 6861.415 | 16.9 | 0 | 1 | 0 | 0 | 0 | 1 | 0 | 0 | 0 | 0 | 0 | 0 | 0 | 0 | 0 | 0 | 0 | 0 | 0 | 0 | 0 | 0 | 0 | 0 | 0 | 0 | 7552.0584
2025-03-01 | 7118.412 | 19.9 | 0 | 1 | 0 | 0 | 0 | 0 | 1 | 0 | 0 | 0 | 0 | 0 | 0 | 0 | 0 | 0 | 0 | 0 | 0 | 0 | 0 | 0 | 0 | 0 | 0 | 0 | 8243.498
2025-03-01 | 7554.572 | 22.3 | 0 | 1 | 0 | 0 | 0 | 0 | 0 | 1 | 0 | 0 | 0 | 0 | 0 | 0 | 0 | 0 | 0 | 0 | 0 | 0 | 0 | 0 | 0 | 0 | 0 | 0 | 9189.6322
2025-03-01 | 8304.732 | 23.8 | 0 | 1 | 0 | 0 | 0 | 0 | 0 | 0 | 1 | 0 | 0 | 0 | 0 | 0 | 0 | 0 | 0 | 0 | 0 | 0 | 0 | 0 | 0 | 0 | 0 | 0 | 10220.9364
2025-03-01 | 9381.22 | 25.2 | 0 | 1 | 0 | 0 | 0 | 0 | 0 | 0 | 0 | 1 | 0 | 0 | 0 | 0 | 0 | 0 | 0 | 0 | 0 | 0 | 0 | 0 | 0 | 0 | 0 | 0 | 11126.9034
2025-03-01 | 10543.085 | 25.8 | 0 | 1 | 0 | 0 | 0 | 0 | 0 | 0 | 0 | 0 | 1 | 0 | 0 | 0 | 0 | 0 | 0 | 0 | 0 | 0 | 0 | 0 | 0 | 0 | 0 | 0 | 11571.9338
2025-03-01 | 11301.859 | 25.8 | 0 | 1 | 0 | 0 | 0 | 0 | 0 | 0 | 0 | 0 | 0 | 1 | 0 | 0 | 0 | 0 | 0 | 0 | 0 | 0 | 0 | 0 | 0 | 0 | 0 | 0 | 11685.068
2025-03-01 | 11927.554 | 25.9 | 0 | 1 | 0 | 0 | 0 | 0 | 0 | 0 | 0 | 0 | 0 | 0 | 1 | 0 | 0 | 0 | 0 | 0 | 0 | 0 | 0 | 0 | 0 | 0 | 0 | 0 | 11773.5319
2025-03-01 | 12020.66 | 26 | 0 | 1 | 0 | 0 | 0 | 0 | 0 | 0 | 0 | 0 | 0 | 0 | 0 | 1 | 0 | 0 | 0 | 0 | 0 | 0 | 0 | 0 | 0 | 0 | 0 | 0 | 11901.1444
2025-03-01 | 11937.774 | 25.4 | 0 | 1 | 0 | 0 | 0 | 0 | 0 | 0 | 0 | 0 | 0 | 0 | 0 | 0 | 1 | 0 | 0 | 0 | 0 | 0 | 0 | 0 | 0 | 0 | 0 | 0 | 11708.7907
2025-03-01 | 11631.094 | 25.5 | 0 | 1 | 0 | 0 | 0 | 0 | 0 | 0 | 0 | 0 | 0 | 0 | 0 | 0 | 0 | 1 | 0 | 0 | 0 | 0 | 0 | 0 | 0 | 0 | 0 | 0 | 11647.8636
2025-03-01 | 11445.989 | 25.3 | 0 | 1 | 0 | 0 | 0 | 0 | 0 | 0 | 0 | 0 | 0 | 0 | 0 | 0 | 0 | 0 | 1 | 0 | 0 | 0 | 0 | 0 | 0 | 0 | 0 | 0 | 11799.1932
2025-03-01 | 11209.787 | 25.3 | 0 | 1 | 0 | 0 | 0 | 0 | 0 | 0 | 0 | 0 | 0 | 0 | 0 | 0 | 0 | 0 | 0 | 1 | 0 | 0 | 0 | 0 | 0 | 0 | 0 | 0 | 12491.839
2025-03-01 | 11968.617 | 26 | 0 | 1 | 0 | 0 | 0 | 0 | 0 | 0 | 0 | 0 | 0 | 0 | 0 | 0 | 0 | 0 | 0 | 0 | 1 | 0 | 0 | 0 | 0 | 0 | 0 | 0 | 13642.9144
2025-03-01 | 13168.546 | 26.3 | 0 | 1 | 0 | 0 | 0 | 0 | 0 | 0 | 0 | 0 | 0 | 0 | 0 | 0 | 0 | 0 | 0 | 0 | 0 | 1 | 0 | 0 | 0 | 0 | 0 | 0 | 14185.7727
2025-03-01 | 13695.074 | 27.2 | 0 | 1 | 0 | 0 | 0 | 0 | 0 | 0 | 0 | 0 | 0 | 0 | 0 | 0 | 0 | 0 | 0 | 0 | 0 | 0 | 1 | 0 | 0 | 0 | 0 | 0 | 14320.3461
2025-03-01 | 13251.999 | 27.8 | 0 | 1 | 0 | 0 | 0 | 0 | 0 | 0 | 0 | 0 | 0 | 0 | 0 | 0 | 0 | 0 | 0 | 0 | 0 | 0 | 0 | 1 | 0 | 0 | 0 | 0 | 14332.0317
2025-03-01 | 13092.563 | 28.5 | 0 | 1 | 0 | 0 | 0 | 0 | 0 | 0 | 0 | 0 | 0 | 0 | 0 | 0 | 0 | 0 | 0 | 0 | 0 | 0 | 0 | 0 | 1 | 0 | 0 | 0 | 14071.9939
2025-03-01 | 12346.441 | 28.7 | 0 | 1 | 0 | 0 | 0 | 0 | 0 | 0 | 0 | 0 | 0 | 0 | 0 | 0 | 0 | 0 | 0 | 0 | 0 | 0 | 0 | 0 | 0 | 1 | 0 | 0 | 13131.9972
2025-03-01 | 11336.935 | 29 | 0 | 1 | 0 | 0 | 0 | 0 | 0 | 0 | 0 | 0 | 0 | 0 | 0 | 0 | 0 | 0 | 0 | 0 | 0 | 0 | 0 | 0 | 0 | 0 | 1 | 0 | 12019.6824
2025-03-01 | 10571.517 | 29.1 | 0 | 1 | 0 | 0 | 0 | 0 | 0 | 0 | 0 | 0 | 0 | 0 | 0 | 0 | 0 | 0 | 0 | 0 | 0 | 0 | 0 | 0 | 0 | 0 | 0 | 1 | 11026.7987
2025-03-02 | 9874.334 | 29.1 | 0 | 1 | 1 | 0 | 0 | 0 | 0 | 0 | 0 | 0 | 0 | 0 | 0 | 0 | 0 | 0 | 0 | 0 | 0 | 0 | 0 | 0 | 0 | 0 | 0 | 0 | 10322.4416
2025-03-02 | 9463.145 | 30.6 | 0 | 1 | 0 | 1 | 0 | 0 | 0 | 0 | 0 | 0 | 0 | 0 | 0 | 0 | 0 | 0 | 0 | 0 | 0 | 0 | 0 | 0 | 0 | 0 | 0 | 0 | 10158.2041
2025-03-02 | 9295.636 | 32.1 | 0 | 1 | 0 | 0 | 1 | 0 | 0 | 0 | 0 | 0 | 0 | 0 | 0 | 0 | 0 | 0 | 0 | 0 | 0 | 0 | 0 | 0 | 0 | 0 | 0 | 0 | 10184.8943
2025-03-02 | 9278.711 | 32.9 | 0 | 1 | 0 | 0 | 0 | 1 | 0 | 0 | 0 | 0 | 0 | 0 | 0 | 0 | 0 | 0 | 0 | 0 | 0 | 0 | 0 | 0 | 0 | 0 | 0 | 0 | 10275.8033
2025-03-02 | 9372.203 | 33.5 | 0 | 1 | 0 | 0 | 0 | 0 | 1 | 0 | 0 | 0 | 0 | 0 | 0 | 0 | 0 | 0 | 0 | 0 | 0 | 0 | 0 | 0 | 0 | 0 | 0 | 0 | 10558.6812
2025-03-02 | 9640.336 | 33.8 | 0 | 1 | 0 | 0 | 0 | 0 | 0 | 1 | 0 | 0 | 0 | 0 | 0 | 0 | 0 | 0 | 0 | 0 | 0 | 0 | 0 | 0 | 0 | 0 | 0 | 0 | 11147.3239
2025-03-02 | 10105.11 | 33.5 | 0 | 1 | 0 | 0 | 0 | 0 | 0 | 0 | 1 | 0 | 0 | 0 | 0 | 0 | 0 | 0 | 0 | 0 | 0 | 0 | 0 | 0 | 0 | 0 | 0 | 0 | 11872.2068
2025-03-02 | 11124.629 | 33.3 | 0 | 1 | 0 | 0 | 0 | 0 | 0 | 0 | 0 | 1 | 0 | 0 | 0 | 0 | 0 | 0 | 0 | 0 | 0 | 0 | 0 | 0 | 0 | 0 | 0 | 0 | 12505.7993
2025-03-02 | 12025.469 | 32.7 | 0 | 1 | 0 | 0 | 0 | 0 | 0 | 0 | 0 | 0 | 1 | 0 | 0 | 0 | 0 | 0 | 0 | 0 | 0 | 0 | 0 | 0 | 0 | 0 | 0 | 0 | 12746.5488
2025-03-02 | 12344.191 | 31.6 | 0 | 1 | 0 | 0 | 0 | 0 | 0 | 0 | 0 | 0 | 0 | 1 | 0 | 0 | 0 | 0 | 0 | 0 | 0 | 0 | 0 | 0 | 0 | 0 | 0 | 0 | 12672.4255
2025-03-02 | 12628.149 | 30.2 | 0 | 1 | 0 | 0 | 0 | 0 | 0 | 0 | 0 | 0 | 0 | 0 | 1 | 0 | 0 | 0 | 0 | 0 | 0 | 0 | 0 | 0 | 0 | 0 | 0 | 0 | 12505.5383
2025-03-02 | 12777.638 | 28.6 | 0 | 1 | 0 | 0 | 0 | 0 | 0 | 0 | 0 | 0 | 0 | 0 | 0 | 1 | 0 | 0 | 0 | 0 | 0 | 0 | 0 | 0 | 0 | 0 | 0 | 0 | 12343.753
2025-03-02 | 12848.744 | 26.6 | 0 | 1 | 0 | 0 | 0 | 0 | 0 | 0 | 0 | 0 | 0 | 0 | 0 | 0 | 1 | 0 | 0 | 0 | 0 | 0 | 0 | 0 | 0 | 0 | 0 | 0 | 11913.0716
2025-03-02 | 12611.937 | 25.5 | 0 | 1 | 0 | 0 | 0 | 0 | 0 | 0 | 0 | 0 | 0 | 0 | 0 | 0 | 0 | 1 | 0 | 0 | 0 | 0 | 0 | 0 | 0 | 0 | 0 | 0 | 11647.8636
2025-03-02 | 12388.666 | 24.1 | 0 | 1 | 0 | 0 | 0 | 0 | 0 | 0 | 0 | 0 | 0 | 0 | 0 | 0 | 0 | 0 | 1 | 0 | 0 | 0 | 0 | 0 | 0 | 0 | 0 | 0 | 11594.9124
2025-03-02 | 12265.319 | 23.6 | 0 | 1 | 0 | 0 | 0 | 0 | 0 | 0 | 0 | 0 | 0 | 0 | 0 | 0 | 0 | 0 | 0 | 1 | 0 | 0 | 0 | 0 | 0 | 0 | 0 | 0 | 12202.4411
2025-03-02 | 13286.867 | 23.3 | 0 | 1 | 0 | 0 | 0 | 0 | 0 | 0 | 0 | 0 | 0 | 0 | 0 | 0 | 0 | 0 | 0 | 0 | 1 | 0 | 0 | 0 | 0 | 0 | 0 | 0 | 13183.2824
2025-03-02 | 14352.936 | 23.2 | 0 | 1 | 0 | 0 | 0 | 0 | 0 | 0 | 0 | 0 | 0 | 0 | 0 | 0 | 0 | 0 | 0 | 0 | 0 | 1 | 0 | 0 | 0 | 0 | 0 | 0 | 13658.0471
2025-03-02 | 14630.527 | 23.4 | 0 | 1 | 0 | 0 | 0 | 0 | 0 | 0 | 0 | 0 | 0 | 0 | 0 | 0 | 0 | 0 | 0 | 0 | 0 | 0 | 1 | 0 | 0 | 0 | 0 | 0 | 13673.4567
2025-03-02 | 14094.493 | 23.6 | 0 | 1 | 0 | 0 | 0 | 0 | 0 | 0 | 0 | 0 | 0 | 0 | 0 | 0 | 0 | 0 | 0 | 0 | 0 | 0 | 0 | 1 | 0 | 0 | 0 | 0 | 13617.0487
2025-03-02 | 13556.177 | 23.9 | 0 | 1 | 0 | 0 | 0 | 0 | 0 | 0 | 0 | 0 | 0 | 0 | 0 | 0 | 0 | 0 | 0 | 0 | 0 | 0 | 0 | 0 | 1 | 0 | 0 | 0 | 13288.9173
2025-03-02 | 12611.167 | 23.9 | 0 | 1 | 0 | 0 | 0 | 0 | 0 | 0 | 0 | 0 | 0 | 0 | 0 | 0 | 0 | 0 | 0 | 0 | 0 | 0 | 0 | 0 | 0 | 1 | 0 | 0 | 12314.8738
2025-03-02 | 11170.449 | 23.9 | 0 | 1 | 0 | 0 | 0 | 0 | 0 | 0 | 0 | 0 | 0 | 0 | 0 | 0 | 0 | 0 | 0 | 0 | 0 | 0 | 0 | 0 | 0 | 0 | 1 | 0 | 11151.4887
2025-03-02 | 9956.961 | 24.4 | 0 | 1 | 0 | 0 | 0 | 0 | 0 | 0 | 0 | 0 | 0 | 0 | 0 | 0 | 0 | 0 | 0 | 0 | 0 | 0 | 0 | 0 | 0 | 0 | 0 | 1 | 10226.6986
2025-03-03 | 9147.864 | 26.1 | 0 | 0 | 1 | 0 | 0 | 0 | 0 | 0 | 0 | 0 | 0 | 0 | 0 | 0 | 0 | 0 | 0 | 0 | 0 | 0 | 0 | 0 | 0 | 0 | 0 | 0 | 9328.608
2025-03-03 | 8781.653 | 26 | 0 | 0 | 0 | 1 | 0 | 0 | 0 | 0 | 0 | 0 | 0 | 0 | 0 | 0 | 0 | 0 | 0 | 0 | 0 | 0 | 0 | 0 | 0 | 0 | 0 | 0 | 8891.9961
2025-03-03 | 8678.649 | 25.3 | 0 | 0 | 0 | 0 | 1 | 0 | 0 | 0 | 0 | 0 | 0 | 0 | 0 | 0 | 0 | 0 | 0 | 0 | 0 | 0 | 0 | 0 | 0 | 0 | 0 | 0 | 8544.1714
2025-03-03 | 8768.737 | 25.3 | 0 | 0 | 0 | 0 | 0 | 1 | 0 | 0 | 0 | 0 | 0 | 0 | 0 | 0 | 0 | 0 | 0 | 0 | 0 | 0 | 0 | 0 | 0 | 0 | 0 | 0 | 8498.8931
2025-03-03 | 9060.539 | 25 | 0 | 0 | 0 | 0 | 0 | 0 | 1 | 0 | 0 | 0 | 0 | 0 | 0 | 0 | 0 | 0 | 0 | 0 | 0 | 0 | 0 | 0 | 0 | 0 | 0 | 0 | 8628.5603
2025-03-03 | 9571.08 | 25 | 0 | 0 | 0 | 0 | 0 | 0 | 0 | 1 | 0 | 0 | 0 | 0 | 0 | 0 | 0 | 0 | 0 | 0 | 0 | 0 | 0 | 0 | 0 | 0 | 0 | 0 | 9166.1328
2025-03-03 | 10365.718 | 24.3 | 0 | 0 | 0 | 0 | 0 | 0 | 0 | 0 | 1 | 0 | 0 | 0 | 0 | 0 | 0 | 0 | 0 | 0 | 0 | 0 | 0 | 0 | 0 | 0 | 0 | 0 | 9822.9221
2025-03-03 | 11051.671 | 24.2 | 0 | 0 | 0 | 0 | 0 | 0 | 0 | 0 | 0 | 1 | 0 | 0 | 0 | 0 | 0 | 0 | 0 | 0 | 0 | 0 | 0 | 0 | 0 | 0 | 0 | 0 | 10473.538
2025-03-03 | 11049.411 | 23.6 | 0 | 0 | 0 | 0 | 0 | 0 | 0 | 0 | 0 | 0 | 1 | 0 | 0 | 0 | 0 | 0 | 0 | 0 | 0 | 0 | 0 | 0 | 0 | 0 | 0 | 0 | 10714.2876
2025-03-03 | 10682.869 | 22.1 | 0 | 0 | 0 | 0 | 0 | 0 | 0 | 0 | 0 | 0 | 0 | 1 | 0 | 0 | 0 | 0 | 0 | 0 | 0 | 0 | 0 | 0 | 0 | 0 | 0 | 0 | 10572.0706
2025-03-03 | 10294.147 | 20.7 | 0 | 0 | 0 | 0 | 0 | 0 | 0 | 0 | 0 | 0 | 0 | 0 | 1 | 0 | 0 | 0 | 0 | 0 | 0 | 0 | 0 | 0 | 0 | 0 | 0 | 0 | 10405.1834
2025-03-03 | 10394.655 | 19.2 | 0 | 0 | 0 | 0 | 0 | 0 | 0 | 0 | 0 | 0 | 0 | 0 | 0 | 1 | 0 | 0 | 0 | 0 | 0 | 0 | 0 | 0 | 0 | 0 | 0 | 0 | 10260.4215
2025-03-03 | 10120.486 | 18 | 0 | 0 | 0 | 0 | 0 | 0 | 0 | 0 | 0 | 0 | 0 | 0 | 0 | 0 | 1 | 0 | 0 | 0 | 0 | 0 | 0 | 0 | 0 | 0 | 0 | 0 | 9965.9273
2025-03-03 | 9585.706 | 17.3 | 0 | 0 | 0 | 0 | 0 | 0 | 0 | 0 | 0 | 0 | 0 | 0 | 0 | 0 | 0 | 1 | 0 | 0 | 0 | 0 | 0 | 0 | 0 | 0 | 0 | 0 | 9768.813
2025-03-03 | 9536.03 | 16.7 | 0 | 0 | 0 | 0 | 0 | 0 | 0 | 0 | 0 | 0 | 0 | 0 | 0 | 0 | 0 | 0 | 1 | 0 | 0 | 0 | 0 | 0 | 0 | 0 | 0 | 0 | 9852.049
2025-03-03 | 9941.259 | 16.4 | 0 | 0 | 0 | 0 | 0 | 0 | 0 | 0 | 0 | 0 | 0 | 0 | 0 | 0 | 0 | 0 | 0 | 1 | 0 | 0 | 0 | 0 | 0 | 0 | 0 | 0 | 10493.6245
2025-03-03 | 10858.678 | 15.4 | 0 | 0 | 0 | 0 | 0 | 0 | 0 | 0 | 0 | 0 | 0 | 0 | 0 | 0 | 0 | 0 | 0 | 0 | 1 | 0 | 0 | 0 | 0 | 0 | 0 | 0 | 11355.302
2025-03-03 | 12197.368 | 15.9 | 0 | 0 | 0 | 0 | 0 | 0 | 0 | 0 | 0 | 0 | 0 | 0 | 0 | 0 | 0 | 0 | 0 | 0 | 0 | 1 | 0 | 0 | 0 | 0 | 0 | 0 | 11932.2072
2025-03-03 | 12553.515 | 16.8 | 0 | 0 | 0 | 0 | 0 | 0 | 0 | 0 | 0 | 0 | 0 | 0 | 0 | 0 | 0 | 0 | 0 | 0 | 0 | 0 | 1 | 0 | 0 | 0 | 0 | 0 | 12066.7805
2025-03-03 | 12353.206 | 17.4 | 0 | 0 | 0 | 0 | 0 | 0 | 0 | 0 | 0 | 0 | 0 | 0 | 0 | 0 | 0 | 0 | 0 | 0 | 0 | 0 | 0 | 1 | 0 | 0 | 0 | 0 | 12078.4662
2025-03-03 | 12009.977 | 17.2 | 0 | 0 | 0 | 0 | 0 | 0 | 0 | 0 | 0 | 0 | 0 | 0 | 0 | 0 | 0 | 0 | 0 | 0 | 0 | 0 | 0 | 0 | 1 | 0 | 0 | 0 | 11665.2177
2025-03-03 | 11101.503 | 16.8 | 0 | 0 | 0 | 0 | 0 | 0 | 0 | 0 | 0 | 0 | 0 | 0 | 0 | 0 | 0 | 0 | 0 | 0 | 0 | 0 | 0 | 0 | 0 | 1 | 0 | 0 | 10623.0806
2025-03-03 | 9859.644 | 17.4 | 0 | 0 | 0 | 0 | 0 | 0 | 0 | 0 | 0 | 0 | 0 | 0 | 0 | 0 | 0 | 0 | 0 | 0 | 0 | 0 | 0 | 0 | 0 | 0 | 1 | 0 | 9561.836
2025-03-03 | 8712.902 | 17.8 | 0 | 0 | 0 | 0 | 0 | 0 | 0 | 0 | 0 | 0 | 0 | 0 | 0 | 0 | 0 | 0 | 0 | 0 | 0 | 0 | 0 | 0 | 0 | 0 | 0 | 1 | 8620.0225
2025-03-04 | 7948.825 | 18.6 | 0 | 0 | 1 | 0 | 0 | 0 | 0 | 0 | 0 | 0 | 0 | 0 | 0 | 0 | 0 | 0 | 0 | 0 | 0 | 0 | 0 | 0 | 0 | 0 | 0 | 0 | 8051.8526
2025-03-04 | 7531.565 | 18.4 | 0 | 0 | 0 | 1 | 0 | 0 | 0 | 0 | 0 | 0 | 0 | 0 | 0 | 0 | 0 | 0 | 0 | 0 | 0 | 0 | 0 | 0 | 0 | 0 | 0 | 0 | 7598.2172
2025-03-04 | 7334.718 | 17.8 | 0 | 0 | 0 | 0 | 1 | 0 | 0 | 0 | 0 | 0 | 0 | 0 | 0 | 0 | 0 | 0 | 0 | 0 | 0 | 0 | 0 | 0 | 0 | 0 | 0 | 0 | 7267.416
2025-03-04 | 7251.525 | 17.5 | 0 | 0 | 0 | 0 | 0 | 1 | 0 | 0 | 0 | 0 | 0 | 0 | 0 | 0 | 0 | 0 | 0 | 0 | 0 | 0 | 0 | 0 | 0 | 0 | 0 | 0 | 7171.0675
2025-03-04 | 7440.691 | 17.1 | 0 | 0 | 0 | 0 | 0 | 0 | 1 | 0 | 0 | 0 | 0 | 0 | 0 | 0 | 0 | 0 | 0 | 0 | 0 | 0 | 0 | 0 | 0 | 0 | 0 | 0 | 7283.7113
2025-03-04 | 7871.679 | 17.1 | 0 | 0 | 0 | 0 | 0 | 0 | 0 | 1 | 0 | 0 | 0 | 0 | 0 | 0 | 0 | 0 | 0 | 0 | 0 | 0 | 0 | 0 | 0 | 0 | 0 | 0 | 7821.2838
2025-03-04 | 8702.384 | 16.7 | 0 | 0 | 0 | 0 | 0 | 0 | 0 | 0 | 1 | 0 | 0 | 0 | 0 | 0 | 0 | 0 | 0 | 0 | 0 | 0 | 0 | 0 | 0 | 0 | 0 | 0 | 8529.1433
2025-03-04 | 9353.553 | 16.4 | 0 | 0 | 0 | 0 | 0 | 0 | 0 | 0 | 0 | 1 | 0 | 0 | 0 | 0 | 0 | 0 | 0 | 0 | 0 | 0 | 0 | 0 | 0 | 0 | 0 | 0 | 9145.7124
2025-03-04 | 9517.314 | 16 | 0 | 0 | 0 | 0 | 0 | 0 | 0 | 0 | 0 | 0 | 1 | 0 | 0 | 0 | 0 | 0 | 0 | 0 | 0 | 0 | 0 | 0 | 0 | 0 | 0 | 0 | 9420.5087
2025-03-04 | 9227.944 | 15.5 | 0 | 0 | 0 | 0 | 0 | 0 | 0 | 0 | 0 | 0 | 0 | 1 | 0 | 0 | 0 | 0 | 0 | 0 | 0 | 0 | 0 | 0 | 0 | 0 | 0 | 0 | 9448.5258
2025-03-04 | 8863.174 | 14.2 | 0 | 0 | 0 | 0 | 0 | 0 | 0 | 0 | 0 | 0 | 0 | 0 | 1 | 0 | 0 | 0 | 0 | 0 | 0 | 0 | 0 | 0 | 0 | 0 | 0 | 0 | 9298.6621
2025-03-04 | 8812.741 | 14.7 | 0 | 0 | 0 | 0 | 0 | 0 | 0 | 0 | 0 | 0 | 0 | 0 | 0 | 1 | 0 | 0 | 0 | 0 | 0 | 0 | 0 | 0 | 0 | 0 | 0 | 0 | 9494.3682
2025-03-04 | 9007.914 | 14.3 | 0 | 0 | 0 | 0 | 0 | 0 | 0 | 0 | 0 | 0 | 0 | 0 | 0 | 0 | 1 | 0 | 0 | 0 | 0 | 0 | 0 | 0 | 0 | 0 | 0 | 0 | 9336.0613
2025-03-04 | 8782.008 | 14 | 0 | 0 | 0 | 0 | 0 | 0 | 0 | 0 | 0 | 0 | 0 | 0 | 0 | 0 | 0 | 1 | 0 | 0 | 0 | 0 | 0 | 0 | 0 | 0 | 0 | 0 | 9207.0406
2025-03-04 | 8770.755 | 13.4 | 0 | 0 | 0 | 0 | 0 | 0 | 0 | 0 | 0 | 0 | 0 | 0 | 0 | 0 | 0 | 0 | 1 | 0 | 0 | 0 | 0 | 0 | 0 | 0 | 0 | 0 | 9290.2766
2025-03-04 | 9189.028 | 11.8 | 0 | 0 | 0 | 0 | 0 | 0 | 0 | 0 | 0 | 0 | 0 | 0 | 0 | 0 | 0 | 0 | 0 | 1 | 0 | 0 | 0 | 0 | 0 | 0 | 0 | 0 | 9710.5479
2025-03-04 | 10282.121 | 11.1 | 0 | 0 | 0 | 0 | 0 | 0 | 0 | 0 | 0 | 0 | 0 | 0 | 0 | 0 | 0 | 0 | 0 | 0 | 1 | 0 | 0 | 0 | 0 | 0 | 0 | 0 | 10623.2956
2025-03-04 | 11465.407 | 11.7 | 0 | 0 | 0 | 0 | 0 | 0 | 0 | 0 | 0 | 0 | 0 | 0 | 0 | 0 | 0 | 0 | 0 | 0 | 0 | 1 | 0 | 0 | 0 | 0 | 0 | 0 | 11217.2241
2025-03-04 | 11520.988 | 11.5 | 0 | 0 | 0 | 0 | 0 | 0 | 0 | 0 | 0 | 0 | 0 | 0 | 0 | 0 | 0 | 0 | 0 | 0 | 0 | 0 | 1 | 0 | 0 | 0 | 0 | 0 | 11164.54
2025-03-04 | 11379.225 | 13 | 0 | 0 | 0 | 0 | 0 | 0 | 0 | 0 | 0 | 0 | 0 | 0 | 0 | 0 | 0 | 0 | 0 | 0 | 0 | 0 | 0 | 1 | 0 | 0 | 0 | 0 | 11329.4363
2025-03-04 | 11261.98 | 12.7 | 0 | 0 | 0 | 0 | 0 | 0 | 0 | 0 | 0 | 0 | 0 | 0 | 0 | 0 | 0 | 0 | 0 | 0 | 0 | 0 | 0 | 0 | 1 | 0 | 0 | 0 | 10899.1645
2025-03-04 | 10248.122 | 13 | 0 | 0 | 0 | 0 | 0 | 0 | 0 | 0 | 0 | 0 | 0 | 0 | 0 | 0 | 0 | 0 | 0 | 0 | 0 | 0 | 0 | 0 | 0 | 1 | 0 | 0 | 9976.1912
2025-03-04 | 9202.195 | 14.6 | 0 | 0 | 0 | 0 | 0 | 0 | 0 | 0 | 0 | 0 | 0 | 0 | 0 | 0 | 0 | 0 | 0 | 0 | 0 | 0 | 0 | 0 | 0 | 0 | 1 | 0 | 9085.1807
2025-03-04 | 8174.257 | 14.5 | 0 | 0 | 0 | 0 | 0 | 0 | 0 | 0 | 0 | 0 | 0 | 0 | 0 | 0 | 0 | 0 | 0 | 0 | 0 | 0 | 0 | 0 | 0 | 0 | 0 | 1 | 8058.2501
2025-03-05 | 7353.2 | 14.6 | 0 | 0 | 1 | 0 | 0 | 0 | 0 | 0 | 0 | 0 | 0 | 0 | 0 | 0 | 0 | 0 | 0 | 0 | 0 | 0 | 0 | 0 | 0 | 0 | 0 | 0 | 7370.9164
2025-03-05 | 6910.629 | 14.6 | 0 | 0 | 0 | 1 | 0 | 0 | 0 | 0 | 0 | 0 | 0 | 0 | 0 | 0 | 0 | 0 | 0 | 0 | 0 | 0 | 0 | 0 | 0 | 0 | 0 | 0 | 6951.3278
2025-03-05 | 6733.824 | 15.1 | 0 | 0 | 0 | 0 | 1 | 0 | 0 | 0 | 0 | 0 | 0 | 0 | 0 | 0 | 0 | 0 | 0 | 0 | 0 | 0 | 0 | 0 | 0 | 0 | 0 | 0 | 6807.784
2025-03-05 | 6602.6 | 15.8 | 0 | 0 | 0 | 0 | 0 | 1 | 0 | 0 | 0 | 0 | 0 | 0 | 0 | 0 | 0 | 0 | 0 | 0 | 0 | 0 | 0 | 0 | 0 | 0 | 0 | 0 | 6881.6696
2025-03-05 | 6683.491 | 14.9 | 0 | 0 | 0 | 0 | 0 | 0 | 1 | 0 | 0 | 0 | 0 | 0 | 0 | 0 | 0 | 0 | 0 | 0 | 0 | 0 | 0 | 0 | 0 | 0 | 0 | 0 | 6909.1964
2025-03-05 | 7255.933 | 15.1 | 0 | 0 | 0 | 0 | 0 | 0 | 0 | 1 | 0 | 0 | 0 | 0 | 0 | 0 | 0 | 0 | 0 | 0 | 0 | 0 | 0 | 0 | 0 | 0 | 0 | 0 | 7480.8157
2025-03-05 | 8100.907 | 15.2 | 0 | 0 | 0 | 0 | 0 | 0 | 0 | 0 | 1 | 0 | 0 | 0 | 0 | 0 | 0 | 0 | 0 | 0 | 0 | 0 | 0 | 0 | 0 | 0 | 0 | 0 | 8273.7922
2025-03-05 | 8818.46 | 15 | 0 | 0 | 0 | 0 | 0 | 0 | 0 | 0 | 0 | 1 | 0 | 0 | 0 | 0 | 0 | 0 | 0 | 0 | 0 | 0 | 0 | 0 | 0 | 0 | 0 | 0 | 8907.3847
2025-03-05 | 9027.776 | 14.5 | 0 | 0 | 0 | 0 | 0 | 0 | 0 | 0 | 0 | 0 | 1 | 0 | 0 | 0 | 0 | 0 | 0 | 0 | 0 | 0 | 0 | 0 | 0 | 0 | 0 | 0 | 9165.1577
2025-03-05 | 8968.657 | 13.5 | 0 | 0 | 0 | 0 | 0 | 0 | 0 | 0 | 0 | 0 | 0 | 1 | 0 | 0 | 0 | 0 | 0 | 0 | 0 | 0 | 0 | 0 | 0 | 0 | 0 | 0 | 9108.0577
2025-03-05 | 9081.839 | 13.3 | 0 | 0 | 0 | 0 | 0 | 0 | 0 | 0 | 0 | 0 | 0 | 0 | 1 | 0 | 0 | 0 | 0 | 0 | 0 | 0 | 0 | 0 | 0 | 0 | 0 | 0 | 9145.4514
2025-03-05 | 9287.62 | 12.5 | 0 | 0 | 0 | 0 | 0 | 0 | 0 | 0 | 0 | 0 | 0 | 0 | 0 | 1 | 0 | 0 | 0 | 0 | 0 | 0 | 0 | 0 | 0 | 0 | 0 | 0 | 9119.8533
2025-03-05 | 9125.532 | 12.2 | 0 | 0 | 0 | 0 | 0 | 0 | 0 | 0 | 0 | 0 | 0 | 0 | 0 | 0 | 1 | 0 | 0 | 0 | 0 | 0 | 0 | 0 | 0 | 0 | 0 | 0 | 8978.5698
2025-03-05 | 8828.434 | 12.1 | 0 | 0 | 0 | 0 | 0 | 0 | 0 | 0 | 0 | 0 | 0 | 0 | 0 | 0 | 0 | 1 | 0 | 0 | 0 | 0 | 0 | 0 | 0 | 0 | 0 | 0 | 8883.5959
2025-03-05 | 8771.497 | 12 | 0 | 0 | 0 | 0 | 0 | 0 | 0 | 0 | 0 | 0 | 0 | 0 | 0 | 0 | 0 | 0 | 1 | 0 | 0 | 0 | 0 | 0 | 0 | 0 | 0 | 0 | 9051.9489
2025-03-05 | 9048.825 | 11.6 | 0 | 0 | 0 | 0 | 0 | 0 | 0 | 0 | 0 | 0 | 0 | 0 | 0 | 0 | 0 | 0 | 0 | 1 | 0 | 0 | 0 | 0 | 0 | 0 | 0 | 0 | 9676.5011
2025-03-05 | 9887.245 | 11 | 0 | 0 | 0 | 0 | 0 | 0 | 0 | 0 | 0 | 0 | 0 | 0 | 0 | 0 | 0 | 0 | 0 | 0 | 1 | 0 | 0 | 0 | 0 | 0 | 0 | 0 | 10606.2722
2025-03-05 | 10659.215 | 11.4 | 0 | 0 | 0 | 0 | 0 | 0 | 0 | 0 | 0 | 0 | 0 | 0 | 0 | 0 | 0 | 0 | 0 | 0 | 0 | 1 | 0 | 0 | 0 | 0 | 0 | 0 | 11166.1539
2025-03-05 | 11020.142 | 11.2 | 0 | 0 | 0 | 0 | 0 | 0 | 0 | 0 | 0 | 0 | 0 | 0 | 0 | 0 | 0 | 0 | 0 | 0 | 0 | 0 | 1 | 0 | 0 | 0 | 0 | 0 | 11113.4698
2025-03-05 | 10994.85 | 12.7 | 0 | 0 | 0 | 0 | 0 | 0 | 0 | 0 | 0 | 0 | 0 | 0 | 0 | 0 | 0 | 0 | 0 | 0 | 0 | 0 | 0 | 1 | 0 | 0 | 0 | 0 | 11278.3661
2025-03-05 | 10766.648 | 13.2 | 0 | 0 | 0 | 0 | 0 | 0 | 0 | 0 | 0 | 0 | 0 | 0 | 0 | 0 | 0 | 0 | 0 | 0 | 0 | 0 | 0 | 0 | 1 | 0 | 0 | 0 | 10984.2815
2025-03-05 | 9953.137 | 13 | 0 | 0 | 0 | 0 | 0 | 0 | 0 | 0 | 0 | 0 | 0 | 0 | 0 | 0 | 0 | 0 | 0 | 0 | 0 | 0 | 0 | 0 | 0 | 1 | 0 | 0 | 9976.1912
2025-03-05 | 8886.869 | 12.3 | 0 | 0 | 0 | 0 | 0 | 0 | 0 | 0 | 0 | 0 | 0 | 0 | 0 | 0 | 0 | 0 | 0 | 0 | 0 | 0 | 0 | 0 | 0 | 0 | 1 | 0 | 8693.6423
2025-03-05 | 7803.202 | 14.7 | 0 | 0 | 0 | 0 | 0 | 0 | 0 | 0 | 0 | 0 | 0 | 0 | 0 | 0 | 0 | 0 | 0 | 0 | 0 | 0 | 0 | 0 | 0 | 0 | 0 | 1 | 8092.2969
2025-03-06 | 7268.003 | 15 | 0 | 0 | 1 | 0 | 0 | 0 | 0 | 0 | 0 | 0 | 0 | 0 | 0 | 0 | 0 | 0 | 0 | 0 | 0 | 0 | 0 | 0 | 0 | 0 | 0 | 0 | 7439.01
2025-03-06 | 6823.864 | 15.1 | 0 | 0 | 0 | 1 | 0 | 0 | 0 | 0 | 0 | 0 | 0 | 0 | 0 | 0 | 0 | 0 | 0 | 0 | 0 | 0 | 0 | 0 | 0 | 0 | 0 | 0 | 7036.4449
2025-03-06 | 6681.342 | 15.6 | 0 | 0 | 0 | 0 | 1 | 0 | 0 | 0 | 0 | 0 | 0 | 0 | 0 | 0 | 0 | 0 | 0 | 0 | 0 | 0 | 0 | 0 | 0 | 0 | 0 | 0 | 6892.901
2025-03-06 | 6574.216 | 15.9 | 0 | 0 | 0 | 0 | 0 | 1 | 0 | 0 | 0 | 0 | 0 | 0 | 0 | 0 | 0 | 0 | 0 | 0 | 0 | 0 | 0 | 0 | 0 | 0 | 0 | 0 | 6898.693
2025-03-06 | 6806.692 | 15.9 | 0 | 0 | 0 | 0 | 0 | 0 | 1 | 0 | 0 | 0 | 0 | 0 | 0 | 0 | 0 | 0 | 0 | 0 | 0 | 0 | 0 | 0 | 0 | 0 | 0 | 0 | 7079.4304
2025-03-06 | 7331.137 | 15.9 | 0 | 0 | 0 | 0 | 0 | 0 | 0 | 1 | 0 | 0 | 0 | 0 | 0 | 0 | 0 | 0 | 0 | 0 | 0 | 0 | 0 | 0 | 0 | 0 | 0 | 0 | 7617.0029
2025-03-06 | 8273.93 | 17 | 0 | 0 | 0 | 0 | 0 | 0 | 0 | 0 | 1 | 0 | 0 | 0 | 0 | 0 | 0 | 0 | 0 | 0 | 0 | 0 | 0 | 0 | 0 | 0 | 0 | 0 | 8580.2135
2025-03-06 | 9195.376 | 17.8 | 0 | 0 | 0 | 0 | 0 | 0 | 0 | 0 | 0 | 1 | 0 | 0 | 0 | 0 | 0 | 0 | 0 | 0 | 0 | 0 | 0 | 0 | 0 | 0 | 0 | 0 | 9384.04
2025-03-06 | 9394.916 | 18.5 | 0 | 0 | 0 | 0 | 0 | 0 | 0 | 0 | 0 | 0 | 1 | 0 | 0 | 0 | 0 | 0 | 0 | 0 | 0 | 0 | 0 | 0 | 0 | 0 | 0 | 0 | 9846.0939
2025-03-06 | 9312.899 | 19.4 | 0 | 0 | 0 | 0 | 0 | 0 | 0 | 0 | 0 | 0 | 0 | 1 | 0 | 0 | 0 | 0 | 0 | 0 | 0 | 0 | 0 | 0 | 0 | 0 | 0 | 0 | 10112.4386
2025-03-06 | 9153.453 | 20.2 | 0 | 0 | 0 | 0 | 0 | 0 | 0 | 0 | 0 | 0 | 0 | 0 | 1 | 0 | 0 | 0 | 0 | 0 | 0 | 0 | 0 | 0 | 0 | 0 | 0 | 0 | 10320.0664
2025-03-06 | 9095.242 | 20.9 | 0 | 0 | 0 | 0 | 0 | 0 | 0 | 0 | 0 | 0 | 0 | 0 | 0 | 1 | 0 | 0 | 0 | 0 | 0 | 0 | 0 | 0 | 0 | 0 | 0 | 0 | 10549.8194
2025-03-06 | 9494.118 | 21.1 | 0 | 0 | 0 | 0 | 0 | 0 | 0 | 0 | 0 | 0 | 0 | 0 | 0 | 0 | 1 | 0 | 0 | 0 | 0 | 0 | 0 | 0 | 0 | 0 | 0 | 0 | 10493.6529
2025-03-06 | 9494.022 | 21 | 0 | 0 | 0 | 0 | 0 | 0 | 0 | 0 | 0 | 0 | 0 | 0 | 0 | 0 | 0 | 1 | 0 | 0 | 0 | 0 | 0 | 0 | 0 | 0 | 0 | 0 | 10398.679
2025-03-06 | 9580.577 | 19.9 | 0 | 0 | 0 | 0 | 0 | 0 | 0 | 0 | 0 | 0 | 0 | 0 | 0 | 0 | 0 | 0 | 1 | 0 | 0 | 0 | 0 | 0 | 0 | 0 | 0 | 0 | 10396.798
2025-03-06 | 10052.709 | 20.1 | 0 | 0 | 0 | 0 | 0 | 0 | 0 | 0 | 0 | 0 | 0 | 0 | 0 | 0 | 0 | 0 | 0 | 1 | 0 | 0 | 0 | 0 | 0 | 0 | 0 | 0 | 11123.4905
2025-03-06 | 11133.161 | 19.7 | 0 | 0 | 0 | 0 | 0 | 0 | 0 | 0 | 0 | 0 | 0 | 0 | 0 | 0 | 0 | 0 | 0 | 0 | 1 | 0 | 0 | 0 | 0 | 0 | 0 | 0 | 12087.3085
2025-03-06 | 12303.965 | 19.7 | 0 | 0 | 0 | 0 | 0 | 0 | 0 | 0 | 0 | 0 | 0 | 0 | 0 | 0 | 0 | 0 | 0 | 0 | 0 | 1 | 0 | 0 | 0 | 0 | 0 | 0 | 12579.0966
2025-03-06 | 12470.922 | 19.6 | 0 | 0 | 0 | 0 | 0 | 0 | 0 | 0 | 0 | 0 | 0 | 0 | 0 | 0 | 0 | 0 | 0 | 0 | 0 | 0 | 1 | 0 | 0 | 0 | 0 | 0 | 12543.4359
2025-03-06 | 12359.662 | 20 | 0 | 0 | 0 | 0 | 0 | 0 | 0 | 0 | 0 | 0 | 0 | 0 | 0 | 0 | 0 | 0 | 0 | 0 | 0 | 0 | 0 | 1 | 0 | 0 | 0 | 0 | 12521.0747
2025-03-06 | 12034.776 | 19.8 | 0 | 0 | 0 | 0 | 0 | 0 | 0 | 0 | 0 | 0 | 0 | 0 | 0 | 0 | 0 | 0 | 0 | 0 | 0 | 0 | 0 | 0 | 1 | 0 | 0 | 0 | 12107.8263
2025-03-06 | 11339.59 | 19.6 | 0 | 0 | 0 | 0 | 0 | 0 | 0 | 0 | 0 | 0 | 0 | 0 | 0 | 0 | 0 | 0 | 0 | 0 | 0 | 0 | 0 | 0 | 0 | 1 | 0 | 0 | 11099.736
2025-03-06 | 10085.898 | 19.9 | 0 | 0 | 0 | 0 | 0 | 0 | 0 | 0 | 0 | 0 | 0 | 0 | 0 | 0 | 0 | 0 | 0 | 0 | 0 | 0 | 0 | 0 | 0 | 0 | 1 | 0 | 9987.4212
2025-03-06 | 9020.036 | 20.1 | 0 | 0 | 0 | 0 | 0 | 0 | 0 | 0 | 0 | 0 | 0 | 0 | 0 | 0 | 0 | 0 | 0 | 0 | 0 | 0 | 0 | 0 | 0 | 0 | 0 | 1 | 9011.5608
2025-03-07 | 8290.448 | 20 | 0 | 0 | 1 | 0 | 0 | 0 | 0 | 0 | 0 | 0 | 0 | 0 | 0 | 0 | 0 | 0 | 0 | 0 | 0 | 0 | 0 | 0 | 0 | 0 | 0 | 0 | 8290.1803
2025-03-07 | 7880.622 | 20.5 | 0 | 0 | 0 | 1 | 0 | 0 | 0 | 0 | 0 | 0 | 0 | 0 | 0 | 0 | 0 | 0 | 0 | 0 | 0 | 0 | 0 | 0 | 0 | 0 | 0 | 0 | 7955.7088
2025-03-07 | 7650.273 | 20.3 | 0 | 0 | 0 | 0 | 1 | 0 | 0 | 0 | 0 | 0 | 0 | 0 | 0 | 0 | 0 | 0 | 0 | 0 | 0 | 0 | 0 | 0 | 0 | 0 | 0 | 0 | 7693.0011
2025-03-07 | 7521.467 | 20.2 | 0 | 0 | 0 | 0 | 0 | 1 | 0 | 0 | 0 | 0 | 0 | 0 | 0 | 0 | 0 | 0 | 0 | 0 | 0 | 0 | 0 | 0 | 0 | 0 | 0 | 0 | 7630.6994
2025-03-07 | 7660.578 | 20.4 | 0 | 0 | 0 | 0 | 0 | 0 | 1 | 0 | 0 | 0 | 0 | 0 | 0 | 0 | 0 | 0 | 0 | 0 | 0 | 0 | 0 | 0 | 0 | 0 | 0 | 0 | 7845.4837
2025-03-07 | 8168.629 | 19.8 | 0 | 0 | 0 | 0 | 0 | 0 | 0 | 1 | 0 | 0 | 0 | 0 | 0 | 0 | 0 | 0 | 0 | 0 | 0 | 0 | 0 | 0 | 0 | 0 | 0 | 0 | 8280.9157
2025-03-07 | 8870.84 | 19.6 | 0 | 0 | 0 | 0 | 0 | 0 | 0 | 0 | 1 | 0 | 0 | 0 | 0 | 0 | 0 | 0 | 0 | 0 | 0 | 0 | 0 | 0 | 0 | 0 | 0 | 0 | 9022.822
2025-03-07 | 9472.591 | 19.9 | 0 | 0 | 0 | 0 | 0 | 0 | 0 | 0 | 0 | 1 | 0 | 0 | 0 | 0 | 0 | 0 | 0 | 0 | 0 | 0 | 0 | 0 | 0 | 0 | 0 | 0 | 9741.5316
2025-03-07 | 9666.24 | 19.2 | 0 | 0 | 0 | 0 | 0 | 0 | 0 | 0 | 0 | 0 | 1 | 0 | 0 | 0 | 0 | 0 | 0 | 0 | 0 | 0 | 0 | 0 | 0 | 0 | 0 | 0 | 9965.2577
2025-03-07 | 9622.304 | 18.2 | 0 | 0 | 0 | 0 | 0 | 0 | 0 | 0 | 0 | 0 | 0 | 1 | 0 | 0 | 0 | 0 | 0 | 0 | 0 | 0 | 0 | 0 | 0 | 0 | 0 | 0 | 9908.1578
2025-03-07 | 9488.127 | 18.4 | 0 | 0 | 0 | 0 | 0 | 0 | 0 | 0 | 0 | 0 | 0 | 0 | 1 | 0 | 0 | 0 | 0 | 0 | 0 | 0 | 0 | 0 | 0 | 0 | 0 | 0 | 10013.6451
2025-03-07 | 9534.807 | 17.6 | 0 | 0 | 0 | 0 | 0 | 0 | 0 | 0 | 0 | 0 | 0 | 0 | 0 | 1 | 0 | 0 | 0 | 0 | 0 | 0 | 0 | 0 | 0 | 0 | 0 | 0 | 9988.047
2025-03-07 | 9496.473 | 17 | 0 | 0 | 0 | 0 | 0 | 0 | 0 | 0 | 0 | 0 | 0 | 0 | 0 | 0 | 1 | 0 | 0 | 0 | 0 | 0 | 0 | 0 | 0 | 0 | 0 | 0 | 9795.6933
2025-03-07 | 9260.291 | 16.8 | 0 | 0 | 0 | 0 | 0 | 0 | 0 | 0 | 0 | 0 | 0 | 0 | 0 | 0 | 0 | 1 | 0 | 0 | 0 | 0 | 0 | 0 | 0 | 0 | 0 | 0 | 9683.696
2025-03-07 | 8980.189 | 15.7 | 0 | 0 | 0 | 0 | 0 | 0 | 0 | 0 | 0 | 0 | 0 | 0 | 0 | 0 | 0 | 0 | 1 | 0 | 0 | 0 | 0 | 0 | 0 | 0 | 0 | 0 | 9681.8149
2025-03-07 | 9025.398 | 16 | 0 | 0 | 0 | 0 | 0 | 0 | 0 | 0 | 0 | 0 | 0 | 0 | 0 | 0 | 0 | 0 | 0 | 1 | 0 | 0 | 0 | 0 | 0 | 0 | 0 | 0 | 10425.5309
2025-03-07 | 9718.932 | 16.2 | 0 | 0 | 0 | 0 | 0 | 0 | 0 | 0 | 0 | 0 | 0 | 0 | 0 | 0 | 0 | 0 | 0 | 0 | 1 | 0 | 0 | 0 | 0 | 0 | 0 | 0 | 11491.4893
2025-03-07 | 10671.054 | 17.1 | 0 | 0 | 0 | 0 | 0 | 0 | 0 | 0 | 0 | 0 | 0 | 0 | 0 | 0 | 0 | 0 | 0 | 0 | 0 | 1 | 0 | 0 | 0 | 0 | 0 | 0 | 12136.488
2025-03-07 | 11295.075 | 18.1 | 0 | 0 | 0 | 0 | 0 | 0 | 0 | 0 | 0 | 0 | 0 | 0 | 0 | 0 | 0 | 0 | 0 | 0 | 0 | 0 | 1 | 0 | 0 | 0 | 0 | 0 | 12288.0848
2025-03-07 | 11473.786 | 19 | 0 | 0 | 0 | 0 | 0 | 0 | 0 | 0 | 0 | 0 | 0 | 0 | 0 | 0 | 0 | 0 | 0 | 0 | 0 | 0 | 0 | 1 | 0 | 0 | 0 | 0 | 12350.8406
2025-03-07 | 11352.773 | 18.7 | 0 | 0 | 0 | 0 | 0 | 0 | 0 | 0 | 0 | 0 | 0 | 0 | 0 | 0 | 0 | 0 | 0 | 0 | 0 | 0 | 0 | 0 | 1 | 0 | 0 | 0 | 11920.5688
2025-03-07 | 10748.767 | 18.6 | 0 | 0 | 0 | 0 | 0 | 0 | 0 | 0 | 0 | 0 | 0 | 0 | 0 | 0 | 0 | 0 | 0 | 0 | 0 | 0 | 0 | 0 | 0 | 1 | 0 | 0 | 10929.5019
2025-03-07 | 9722.446 | 18.4 | 0 | 0 | 0 | 0 | 0 | 0 | 0 | 0 | 0 | 0 | 0 | 0 | 0 | 0 | 0 | 0 | 0 | 0 | 0 | 0 | 0 | 0 | 0 | 0 | 1 | 0 | 9732.0701
2025-03-07 | 8891.639 | 18.2 | 0 | 0 | 0 | 0 | 0 | 0 | 0 | 0 | 0 | 0 | 0 | 0 | 0 | 0 | 0 | 0 | 0 | 0 | 0 | 0 | 0 | 0 | 0 | 0 | 0 | 1 | 8688.1161
2025-03-08 | 8134.887 | 18.1 | 0 | 1 | 1 | 0 | 0 | 0 | 0 | 0 | 0 | 0 | 0 | 0 | 0 | 0 | 0 | 0 | 0 | 0 | 0 | 0 | 0 | 0 | 0 | 0 | 0 | 0 | 8449.8669
2025-03-08 | 7702.032 | 18.1 | 0 | 1 | 0 | 1 | 0 | 0 | 0 | 0 | 0 | 0 | 0 | 0 | 0 | 0 | 0 | 0 | 0 | 0 | 0 | 0 | 0 | 0 | 0 | 0 | 0 | 0 | 8030.2784
2025-03-08 | 7572.595 | 20.3 | 0 | 1 | 0 | 0 | 1 | 0 | 0 | 0 | 0 | 0 | 0 | 0 | 0 | 0 | 0 | 0 | 0 | 0 | 0 | 0 | 0 | 0 | 0 | 0 | 0 | 0 | 8176.1325
2025-03-08 | 7514.04 | 21.3 | 0 | 1 | 0 | 0 | 0 | 1 | 0 | 0 | 0 | 0 | 0 | 0 | 0 | 0 | 0 | 0 | 0 | 0 | 0 | 0 | 0 | 0 | 0 | 0 | 0 | 0 | 8301.0882
2025-03-08 | 7713.484 | 22.4 | 0 | 1 | 0 | 0 | 0 | 0 | 1 | 0 | 0 | 0 | 0 | 0 | 0 | 0 | 0 | 0 | 0 | 0 | 0 | 0 | 0 | 0 | 0 | 0 | 0 | 0 | 8669.0831
2025-03-08 | 8109.083 | 22.7 | 0 | 1 | 0 | 0 | 0 | 0 | 0 | 1 | 0 | 0 | 0 | 0 | 0 | 0 | 0 | 0 | 0 | 0 | 0 | 0 | 0 | 0 | 0 | 0 | 0 | 0 | 9257.7259
2025-03-08 | 8736.144 | 23 | 0 | 1 | 0 | 0 | 0 | 0 | 0 | 0 | 1 | 0 | 0 | 0 | 0 | 0 | 0 | 0 | 0 | 0 | 0 | 0 | 0 | 0 | 0 | 0 | 0 | 0 | 10084.7492
2025-03-08 | 9586.881 | 23.6 | 0 | 1 | 0 | 0 | 0 | 0 | 0 | 0 | 0 | 1 | 0 | 0 | 0 | 0 | 0 | 0 | 0 | 0 | 0 | 0 | 0 | 0 | 0 | 0 | 0 | 0 | 10854.5289
2025-03-08 | 10371.721 | 23.5 | 0 | 1 | 0 | 0 | 0 | 0 | 0 | 0 | 0 | 0 | 1 | 0 | 0 | 0 | 0 | 0 | 0 | 0 | 0 | 0 | 0 | 0 | 0 | 0 | 0 | 0 | 11180.3955
2025-03-08 | 10805.823 | 22.3 | 0 | 1 | 0 | 0 | 0 | 0 | 0 | 0 | 0 | 0 | 0 | 1 | 0 | 0 | 0 | 0 | 0 | 0 | 0 | 0 | 0 | 0 | 0 | 0 | 0 | 0 | 11089.2488
2025-03-08 | 11092.844 | 20.9 | 0 | 1 | 0 | 0 | 0 | 0 | 0 | 0 | 0 | 0 | 0 | 0 | 1 | 0 | 0 | 0 | 0 | 0 | 0 | 0 | 0 | 0 | 0 | 0 | 0 | 0 | 10922.3616
2025-03-08 | 10963.718 | 19.7 | 0 | 1 | 0 | 0 | 0 | 0 | 0 | 0 | 0 | 0 | 0 | 0 | 0 | 1 | 0 | 0 | 0 | 0 | 0 | 0 | 0 | 0 | 0 | 0 | 0 | 0 | 10828.6699
2025-03-08 | 10923.652 | 18.5 | 0 | 1 | 0 | 0 | 0 | 0 | 0 | 0 | 0 | 0 | 0 | 0 | 0 | 0 | 1 | 0 | 0 | 0 | 0 | 0 | 0 | 0 | 0 | 0 | 0 | 0 | 10534.1757
2025-03-08 | 10486.675 | 16.9 | 0 | 1 | 0 | 0 | 0 | 0 | 0 | 0 | 0 | 0 | 0 | 0 | 0 | 0 | 0 | 1 | 0 | 0 | 0 | 0 | 0 | 0 | 0 | 0 | 0 | 0 | 10183.8507
2025-03-08 | 10002.102 | 17.1 | 0 | 1 | 0 | 0 | 0 | 0 | 0 | 0 | 0 | 0 | 0 | 0 | 0 | 0 | 0 | 0 | 1 | 0 | 0 | 0 | 0 | 0 | 0 | 0 | 0 | 0 | 10403.274
2025-03-08 | 10093.949 | 17.4 | 0 | 1 | 0 | 0 | 0 | 0 | 0 | 0 | 0 | 0 | 0 | 0 | 0 | 0 | 0 | 0 | 0 | 1 | 0 | 0 | 0 | 0 | 0 | 0 | 0 | 0 | 11146.9899
2025-03-08 | 10643.446 | 17.9 | 0 | 1 | 0 | 0 | 0 | 0 | 0 | 0 | 0 | 0 | 0 | 0 | 0 | 0 | 0 | 0 | 0 | 0 | 1 | 0 | 0 | 0 | 0 | 0 | 0 | 0 | 12264.0185
2025-03-08 | 11586.586 | 18.5 | 0 | 1 | 0 | 0 | 0 | 0 | 0 | 0 | 0 | 0 | 0 | 0 | 0 | 0 | 0 | 0 | 0 | 0 | 0 | 1 | 0 | 0 | 0 | 0 | 0 | 0 | 12857.9471
2025-03-08 | 12048.067 | 19.8 | 0 | 1 | 0 | 0 | 0 | 0 | 0 | 0 | 0 | 0 | 0 | 0 | 0 | 0 | 0 | 0 | 0 | 0 | 0 | 0 | 1 | 0 | 0 | 0 | 0 | 0 | 13060.6141
2025-03-08 | 11852.657 | 20.9 | 0 | 1 | 0 | 0 | 0 | 0 | 0 | 0 | 0 | 0 | 0 | 0 | 0 | 0 | 0 | 0 | 0 | 0 | 0 | 0 | 0 | 1 | 0 | 0 | 0 | 0 | 13157.4167
2025-03-08 | 11360.896 | 21.7 | 0 | 1 | 0 | 0 | 0 | 0 | 0 | 0 | 0 | 0 | 0 | 0 | 0 | 0 | 0 | 0 | 0 | 0 | 0 | 0 | 0 | 0 | 1 | 0 | 0 | 0 | 12914.4023
2025-03-08 | 10668.187 | 22.6 | 0 | 1 | 0 | 0 | 0 | 0 | 0 | 0 | 0 | 0 | 0 | 0 | 0 | 0 | 0 | 0 | 0 | 0 | 0 | 0 | 0 | 0 | 0 | 1 | 0 | 0 | 12093.5695
2025-03-08 | 9798.915 | 21.5 | 0 | 1 | 0 | 0 | 0 | 0 | 0 | 0 | 0 | 0 | 0 | 0 | 0 | 0 | 0 | 0 | 0 | 0 | 0 | 0 | 0 | 0 | 0 | 0 | 1 | 0 | 10742.927
2025-03-08 | 8916.123 | 21.3 | 0 | 1 | 0 | 0 | 0 | 0 | 0 | 0 | 0 | 0 | 0 | 0 | 0 | 0 | 0 | 0 | 0 | 0 | 0 | 0 | 0 | 0 | 0 | 0 | 0 | 1 | 9698.973
2025-03-09 | 8263.648 | 21.1 | 0 | 1 | 1 | 0 | 0 | 0 | 0 | 0 | 0 | 0 | 0 | 0 | 0 | 0 | 0 | 0 | 0 | 0 | 0 | 0 | 0 | 0 | 0 | 0 | 0 | 0 | 8960.5691
2025-03-09 | 7839.181 | 21.4 | 0 | 1 | 0 | 1 | 0 | 0 | 0 | 0 | 0 | 0 | 0 | 0 | 0 | 0 | 0 | 0 | 0 | 0 | 0 | 0 | 0 | 0 | 0 | 0 | 0 | 0 | 8592.0508
2025-03-09 | 7494.7 | 21.1 | 0 | 1 | 0 | 0 | 1 | 0 | 0 | 0 | 0 | 0 | 0 | 0 | 0 | 0 | 0 | 0 | 0 | 0 | 0 | 0 | 0 | 0 | 0 | 0 | 0 | 0 | 8312.3197
2025-03-09 | 7421.19 | 20.8 | 0 | 1 | 0 | 0 | 0 | 1 | 0 | 0 | 0 | 0 | 0 | 0 | 0 | 0 | 0 | 0 | 0 | 0 | 0 | 0 | 0 | 0 | 0 | 0 | 0 | 0 | 8215.9712
2025-03-09 | 7580.249 | 20.7 | 0 | 1 | 0 | 0 | 0 | 0 | 1 | 0 | 0 | 0 | 0 | 0 | 0 | 0 | 0 | 0 | 0 | 0 | 0 | 0 | 0 | 0 | 0 | 0 | 0 | 0 | 8379.6852
2025-03-09 | 7819.893 | 20.8 | 0 | 1 | 0 | 0 | 0 | 0 | 0 | 1 | 0 | 0 | 0 | 0 | 0 | 0 | 0 | 0 | 0 | 0 | 0 | 0 | 0 | 0 | 0 | 0 | 0 | 0 | 8934.2811
2025-03-09 | 8355.954 | 21.5 | 0 | 1 | 0 | 0 | 0 | 0 | 0 | 0 | 1 | 0 | 0 | 0 | 0 | 0 | 0 | 0 | 0 | 0 | 0 | 0 | 0 | 0 | 0 | 0 | 0 | 0 | 9829.3981
2025-03-09 | 9156.053 | 20.4 | 0 | 1 | 0 | 0 | 0 | 0 | 0 | 0 | 0 | 1 | 0 | 0 | 0 | 0 | 0 | 0 | 0 | 0 | 0 | 0 | 0 | 0 | 0 | 0 | 0 | 0 | 10309.7799
2025-03-09 | 9935.437 | 18.7 | 0 | 1 | 0 | 0 | 0 | 0 | 0 | 0 | 0 | 0 | 1 | 0 | 0 | 0 | 0 | 0 | 0 | 0 | 0 | 0 | 0 | 0 | 0 | 0 | 0 | 0 | 10363.272
2025-03-09 | 10038.752 | 16.4 | 0 | 1 | 0 | 0 | 0 | 0 | 0 | 0 | 0 | 0 | 0 | 1 | 0 | 0 | 0 | 0 | 0 | 0 | 0 | 0 | 0 | 0 | 0 | 0 | 0 | 0 | 10084.8678
2025-03-09 | 10391.754 | 14.8 | 0 | 1 | 0 | 0 | 0 | 0 | 0 | 0 | 0 | 0 | 0 | 0 | 1 | 0 | 0 | 0 | 0 | 0 | 0 | 0 | 0 | 0 | 0 | 0 | 0 | 0 | 9883.9338
2025-03-09 | 10757.263 | 13.7 | 0 | 1 | 0 | 0 | 0 | 0 | 0 | 0 | 0 | 0 | 0 | 0 | 0 | 1 | 0 | 0 | 0 | 0 | 0 | 0 | 0 | 0 | 0 | 0 | 0 | 0 | 9807.2655
2025-03-09 | 10329.872 | 12.4 | 0 | 1 | 0 | 0 | 0 | 0 | 0 | 0 | 0 | 0 | 0 | 0 | 0 | 0 | 1 | 0 | 0 | 0 | 0 | 0 | 0 | 0 | 0 | 0 | 0 | 0 | 9495.748
2025-03-09 | 10043.685 | 11.2 | 0 | 1 | 0 | 0 | 0 | 0 | 0 | 0 | 0 | 0 | 0 | 0 | 0 | 0 | 0 | 1 | 0 | 0 | 0 | 0 | 0 | 0 | 0 | 0 | 0 | 0 | 9213.5166
2025-03-09 | 10199.214 | 12 | 0 | 1 | 0 | 0 | 0 | 0 | 0 | 0 | 0 | 0 | 0 | 0 | 0 | 0 | 0 | 0 | 1 | 0 | 0 | 0 | 0 | 0 | 0 | 0 | 0 | 0 | 9535.0803
2025-03-09 | 10831.072 | 10.8 | 0 | 1 | 0 | 0 | 0 | 0 | 0 | 0 | 0 | 0 | 0 | 0 | 0 | 0 | 0 | 0 | 0 | 1 | 0 | 0 | 0 | 0 | 0 | 0 | 0 | 0 | 10023.4452
2025-03-09 | 11819.596 | 10.8 | 0 | 1 | 0 | 0 | 0 | 0 | 0 | 0 | 0 | 0 | 0 | 0 | 0 | 0 | 0 | 0 | 0 | 0 | 1 | 0 | 0 | 0 | 0 | 0 | 0 | 0 | 11055.3567
2025-03-09 | 11617.101 | 10.6 | 0 | 1 | 0 | 0 | 0 | 0 | 0 | 0 | 0 | 0 | 0 | 0 | 0 | 0 | 0 | 0 | 0 | 0 | 0 | 1 | 0 | 0 | 0 | 0 | 0 | 0 | 11513.098
2025-03-09 | 11682.247 | 11.7 | 0 | 1 | 0 | 0 | 0 | 0 | 0 | 0 | 0 | 0 | 0 | 0 | 0 | 0 | 0 | 0 | 0 | 0 | 0 | 0 | 1 | 0 | 0 | 0 | 0 | 0 | 11681.7182
2025-03-09 | 11284.092 | 12.5 | 0 | 1 | 0 | 0 | 0 | 0 | 0 | 0 | 0 | 0 | 0 | 0 | 0 | 0 | 0 | 0 | 0 | 0 | 0 | 0 | 0 | 1 | 0 | 0 | 0 | 0 | 11727.4506
2025-03-09 | 10544.512 | 13 | 0 | 1 | 0 | 0 | 0 | 0 | 0 | 0 | 0 | 0 | 0 | 0 | 0 | 0 | 0 | 0 | 0 | 0 | 0 | 0 | 0 | 0 | 1 | 0 | 0 | 0 | 11433.366
2025-03-09 | 9355.675 | 12.9 | 0 | 1 | 0 | 0 | 0 | 0 | 0 | 0 | 0 | 0 | 0 | 0 | 0 | 0 | 0 | 0 | 0 | 0 | 0 | 0 | 0 | 0 | 0 | 1 | 0 | 0 | 10442.2991
2025-03-09 | 8093.481 | 13.4 | 0 | 1 | 0 | 0 | 0 | 0 | 0 | 0 | 0 | 0 | 0 | 0 | 0 | 0 | 0 | 0 | 0 | 0 | 0 | 0 | 0 | 0 | 0 | 0 | 1 | 0 | 9364.0311
2025-03-09 | 7290.485 | 13.4 | 0 | 1 | 0 | 0 | 0 | 0 | 0 | 0 | 0 | 0 | 0 | 0 | 0 | 0 | 0 | 0 | 0 | 0 | 0 | 0 | 0 | 0 | 0 | 0 | 0 | 1 | 8354.124
2025-03-10 | 6804.169 | 14.5 | 0 | 0 | 1 | 0 | 0 | 0 | 0 | 0 | 0 | 0 | 0 | 0 | 0 | 0 | 0 | 0 | 0 | 0 | 0 | 0 | 0 | 0 | 0 | 0 | 0 | 0 | 7353.893
2025-03-10 | 6538.442 | 12.2 | 0 | 0 | 0 | 1 | 0 | 0 | 0 | 0 | 0 | 0 | 0 | 0 | 0 | 0 | 0 | 0 | 0 | 0 | 0 | 0 | 0 | 0 | 0 | 0 | 0 | 0 | 6542.7661
2025-03-10 | 6481.019 | 13.7 | 0 | 0 | 0 | 0 | 1 | 0 | 0 | 0 | 0 | 0 | 0 | 0 | 0 | 0 | 0 | 0 | 0 | 0 | 0 | 0 | 0 | 0 | 0 | 0 | 0 | 0 | 6569.4563
2025-03-10 | 6628.088 | 15.7 | 0 | 0 | 0 | 0 | 0 | 1 | 0 | 0 | 0 | 0 | 0 | 0 | 0 | 0 | 0 | 0 | 0 | 0 | 0 | 0 | 0 | 0 | 0 | 0 | 0 | 0 | 6864.6462
2025-03-10 | 7110.677 | 15.5 | 0 | 0 | 0 | 0 | 0 | 0 | 1 | 0 | 0 | 0 | 0 | 0 | 0 | 0 | 0 | 0 | 0 | 0 | 0 | 0 | 0 | 0 | 0 | 0 | 0 | 0 | 7011.3368
2025-03-10 | 7705.827 | 17.5 | 0 | 0 | 0 | 0 | 0 | 0 | 0 | 1 | 0 | 0 | 0 | 0 | 0 | 0 | 0 | 0 | 0 | 0 | 0 | 0 | 0 | 0 | 0 | 0 | 0 | 0 | 7889.3774
2025-03-10 | 8382.69 | 17.1 | 0 | 0 | 0 | 0 | 0 | 0 | 0 | 0 | 1 | 0 | 0 | 0 | 0 | 0 | 0 | 0 | 0 | 0 | 0 | 0 | 0 | 0 | 0 | 0 | 0 | 0 | 8597.2369
2025-03-10 | 8680.881 | 16.8 | 0 | 0 | 0 | 0 | 0 | 0 | 0 | 0 | 0 | 1 | 0 | 0 | 0 | 0 | 0 | 0 | 0 | 0 | 0 | 0 | 0 | 0 | 0 | 0 | 0 | 0 | 9213.806
2025-03-10 | 8507.703 | 14 | 0 | 0 | 0 | 0 | 0 | 0 | 0 | 0 | 0 | 0 | 1 | 0 | 0 | 0 | 0 | 0 | 0 | 0 | 0 | 0 | 0 | 0 | 0 | 0 | 0 | 0 | 9080.0406
2025-03-10 | 8228.641 | 11.7 | 0 | 0 | 0 | 0 | 0 | 0 | 0 | 0 | 0 | 0 | 0 | 1 | 0 | 0 | 0 | 0 | 0 | 0 | 0 | 0 | 0 | 0 | 0 | 0 | 0 | 0 | 8801.6364
2025-03-10 | 8072.179 | 9.2 | 0 | 0 | 0 | 0 | 0 | 0 | 0 | 0 | 0 | 0 | 0 | 0 | 1 | 0 | 0 | 0 | 0 | 0 | 0 | 0 | 0 | 0 | 0 | 0 | 0 | 0 | 8447.4918
2025-03-10 | 8106.407 | 9.5 | 0 | 0 | 0 | 0 | 0 | 0 | 0 | 0 | 0 | 0 | 0 | 0 | 0 | 1 | 0 | 0 | 0 | 0 | 0 | 0 | 0 | 0 | 0 | 0 | 0 | 0 | 8609.1511
2025-03-10 | 7815.849 | 9 | 0 | 0 | 0 | 0 | 0 | 0 | 0 | 0 | 0 | 0 | 0 | 0 | 0 | 0 | 1 | 0 | 0 | 0 | 0 | 0 | 0 | 0 | 0 | 0 | 0 | 0 | 8433.8208
2025-03-10 | 7471.402 | 8.3 | 0 | 0 | 0 | 0 | 0 | 0 | 0 | 0 | 0 | 0 | 0 | 0 | 0 | 0 | 0 | 1 | 0 | 0 | 0 | 0 | 0 | 0 | 0 | 0 | 0 | 0 | 8236.7065
2025-03-10 | 7529.728 | 7.3 | 0 | 0 | 0 | 0 | 0 | 0 | 0 | 0 | 0 | 0 | 0 | 0 | 0 | 0 | 0 | 0 | 1 | 0 | 0 | 0 | 0 | 0 | 0 | 0 | 0 | 0 | 8251.8488
2025-03-10 | 8214.795 | 7.6 | 0 | 0 | 0 | 0 | 0 | 0 | 0 | 0 | 0 | 0 | 0 | 0 | 0 | 0 | 0 | 0 | 0 | 1 | 0 | 0 | 0 | 0 | 0 | 0 | 0 | 0 | 8995.5648
2025-03-10 | 9365.223 | 8.7 | 0 | 0 | 0 | 0 | 0 | 0 | 0 | 0 | 0 | 0 | 0 | 0 | 0 | 0 | 0 | 0 | 0 | 0 | 1 | 0 | 0 | 0 | 0 | 0 | 0 | 0 | 10214.7338
2025-03-10 | 9532.575 | 10.4 | 0 | 0 | 0 | 0 | 0 | 0 | 0 | 0 | 0 | 0 | 0 | 0 | 0 | 0 | 0 | 0 | 0 | 0 | 0 | 1 | 0 | 0 | 0 | 0 | 0 | 0 | 10995.9199
2025-03-10 | 10316.699 | 12.1 | 0 | 0 | 0 | 0 | 0 | 0 | 0 | 0 | 0 | 0 | 0 | 0 | 0 | 0 | 0 | 0 | 0 | 0 | 0 | 0 | 1 | 0 | 0 | 0 | 0 | 0 | 11266.6805
2025-03-10 | 10190.823 | 12.4 | 0 | 0 | 0 | 0 | 0 | 0 | 0 | 0 | 0 | 0 | 0 | 0 | 0 | 0 | 0 | 0 | 0 | 0 | 0 | 0 | 0 | 1 | 0 | 0 | 0 | 0 | 11227.2959
2025-03-10 | 9613.698 | 13.2 | 0 | 0 | 0 | 0 | 0 | 0 | 0 | 0 | 0 | 0 | 0 | 0 | 0 | 0 | 0 | 0 | 0 | 0 | 0 | 0 | 0 | 0 | 1 | 0 | 0 | 0 | 10984.2815
2025-03-10 | 8782.185 | 13.4 | 0 | 0 | 0 | 0 | 0 | 0 | 0 | 0 | 0 | 0 | 0 | 0 | 0 | 0 | 0 | 0 | 0 | 0 | 0 | 0 | 0 | 0 | 0 | 1 | 0 | 0 | 10044.2848
2025-03-10 | 7677.447 | 13.8 | 0 | 0 | 0 | 0 | 0 | 0 | 0 | 0 | 0 | 0 | 0 | 0 | 0 | 0 | 0 | 0 | 0 | 0 | 0 | 0 | 0 | 0 | 0 | 0 | 1 | 0 | 8948.9934
2025-03-10 | 6946.548 | 14.5 | 0 | 0 | 0 | 0 | 0 | 0 | 0 | 0 | 0 | 0 | 0 | 0 | 0 | 0 | 0 | 0 | 0 | 0 | 0 | 0 | 0 | 0 | 0 | 0 | 0 | 1 | 8058.2501
2025-03-11 | 6553.974 | 14.8 | 0 | 0 | 1 | 0 | 0 | 0 | 0 | 0 | 0 | 0 | 0 | 0 | 0 | 0 | 0 | 0 | 0 | 0 | 0 | 0 | 0 | 0 | 0 | 0 | 0 | 0 | 7404.9632
2025-03-11 | 6400.234 | 13.5 | 0 | 0 | 0 | 1 | 0 | 0 | 0 | 0 | 0 | 0 | 0 | 0 | 0 | 0 | 0 | 0 | 0 | 0 | 0 | 0 | 0 | 0 | 0 | 0 | 0 | 0 | 6764.0704
2025-03-11 | 6476.192 | 12.2 | 0 | 0 | 0 | 0 | 1 | 0 | 0 | 0 | 0 | 0 | 0 | 0 | 0 | 0 | 0 | 0 | 0 | 0 | 0 | 0 | 0 | 0 | 0 | 0 | 0 | 0 | 6314.1052
2025-03-11 | 6636.308 | 13 | 0 | 0 | 0 | 0 | 0 | 1 | 0 | 0 | 0 | 0 | 0 | 0 | 0 | 0 | 0 | 0 | 0 | 0 | 0 | 0 | 0 | 0 | 0 | 0 | 0 | 0 | 6405.0142
2025-03-11 | 7111.766 | 11.8 | 0 | 0 | 0 | 0 | 0 | 0 | 1 | 0 | 0 | 0 | 0 | 0 | 0 | 0 | 0 | 0 | 0 | 0 | 0 | 0 | 0 | 0 | 0 | 0 | 0 | 0 | 6381.4708
2025-03-11 | 7714.588 | 10.8 | 0 | 0 | 0 | 0 | 0 | 0 | 0 | 1 | 0 | 0 | 0 | 0 | 0 | 0 | 0 | 0 | 0 | 0 | 0 | 0 | 0 | 0 | 0 | 0 | 0 | 0 | 6748.8092
2025-03-11 | 8373.192 | 10.6 | 0 | 0 | 0 | 0 | 0 | 0 | 0 | 0 | 1 | 0 | 0 | 0 | 0 | 0 | 0 | 0 | 0 | 0 | 0 | 0 | 0 | 0 | 0 | 0 | 0 | 0 | 7490.7155
2025-03-11 | 8720.577 | 10.7 | 0 | 0 | 0 | 0 | 0 | 0 | 0 | 0 | 0 | 1 | 0 | 0 | 0 | 0 | 0 | 0 | 0 | 0 | 0 | 0 | 0 | 0 | 0 | 0 | 0 | 0 | 8175.3782
2025-03-11 | 8308.817 | 9.6 | 0 | 0 | 0 | 0 | 0 | 0 | 0 | 0 | 0 | 0 | 1 | 0 | 0 | 0 | 0 | 0 | 0 | 0 | 0 | 0 | 0 | 0 | 0 | 0 | 0 | 0 | 8331.0108
2025-03-11 | 8037.342 | 7.6 | 0 | 0 | 0 | 0 | 0 | 0 | 0 | 0 | 0 | 0 | 0 | 1 | 0 | 0 | 0 | 0 | 0 | 0 | 0 | 0 | 0 | 0 | 0 | 0 | 0 | 0 | 8103.6768
2025-03-11 | 7862.196 | 6.2 | 0 | 0 | 0 | 0 | 0 | 0 | 0 | 0 | 0 | 0 | 0 | 0 | 1 | 0 | 0 | 0 | 0 | 0 | 0 | 0 | 0 | 0 | 0 | 0 | 0 | 0 | 7936.7896
2025-03-11 | 7703.738 | 6.3 | 0 | 0 | 0 | 0 | 0 | 0 | 0 | 0 | 0 | 0 | 0 | 0 | 0 | 1 | 0 | 0 | 0 | 0 | 0 | 0 | 0 | 0 | 0 | 0 | 0 | 0 | 8064.4022
2025-03-11 | 7366.786 | 6.7 | 0 | 0 | 0 | 0 | 0 | 0 | 0 | 0 | 0 | 0 | 0 | 0 | 0 | 0 | 1 | 0 | 0 | 0 | 0 | 0 | 0 | 0 | 0 | 0 | 0 | 0 | 8042.2825
2025-03-11 | 7153.301 | 7.8 | 0 | 0 | 0 | 0 | 0 | 0 | 0 | 0 | 0 | 0 | 0 | 0 | 0 | 0 | 0 | 1 | 0 | 0 | 0 | 0 | 0 | 0 | 0 | 0 | 0 | 0 | 8151.5894
2025-03-11 | 7404.245 | 8.5 | 0 | 0 | 0 | 0 | 0 | 0 | 0 | 0 | 0 | 0 | 0 | 0 | 0 | 0 | 0 | 0 | 1 | 0 | 0 | 0 | 0 | 0 | 0 | 0 | 0 | 0 | 8456.1297
2025-03-11 | 8344.42 | 10 | 0 | 0 | 0 | 0 | 0 | 0 | 0 | 0 | 0 | 0 | 0 | 0 | 0 | 0 | 0 | 0 | 0 | 1 | 0 | 0 | 0 | 0 | 0 | 0 | 0 | 0 | 9404.1266
2025-03-11 | 9443.973 | 11.3 | 0 | 0 | 0 | 0 | 0 | 0 | 0 | 0 | 0 | 0 | 0 | 0 | 0 | 0 | 0 | 0 | 0 | 0 | 1 | 0 | 0 | 0 | 0 | 0 | 0 | 0 | 10657.3424
2025-03-11 | 9657.271 | 13.1 | 0 | 0 | 0 | 0 | 0 | 0 | 0 | 0 | 0 | 0 | 0 | 0 | 0 | 0 | 0 | 0 | 0 | 0 | 0 | 1 | 0 | 0 | 0 | 0 | 0 | 0 | 11455.5518
2025-03-11 | 10342.157 | 14.9 | 0 | 0 | 0 | 0 | 0 | 0 | 0 | 0 | 0 | 0 | 0 | 0 | 0 | 0 | 0 | 0 | 0 | 0 | 0 | 0 | 1 | 0 | 0 | 0 | 0 | 0 | 11743.3358
2025-03-11 | 10712.868 | 17 | 0 | 0 | 0 | 0 | 0 | 0 | 0 | 0 | 0 | 0 | 0 | 0 | 0 | 0 | 0 | 0 | 0 | 0 | 0 | 0 | 0 | 1 | 0 | 0 | 0 | 0 | 12010.3725
2025-03-11 | 10163.65 | 18 | 0 | 0 | 0 | 0 | 0 | 0 | 0 | 0 | 0 | 0 | 0 | 0 | 0 | 0 | 0 | 0 | 0 | 0 | 0 | 0 | 0 | 0 | 1 | 0 | 0 | 0 | 11801.405
2025-03-11 | 9145.403 | 19 | 0 | 0 | 0 | 0 | 0 | 0 | 0 | 0 | 0 | 0 | 0 | 0 | 0 | 0 | 0 | 0 | 0 | 0 | 0 | 0 | 0 | 0 | 0 | 1 | 0 | 0 | 10997.5955
2025-03-11 | 8172.476 | 19.3 | 0 | 0 | 0 | 0 | 0 | 0 | 0 | 0 | 0 | 0 | 0 | 0 | 0 | 0 | 0 | 0 | 0 | 0 | 0 | 0 | 0 | 0 | 0 | 0 | 1 | 0 | 9885.2807
2025-03-11 | 7402.404 | 19.8 | 0 | 0 | 0 | 0 | 0 | 0 | 0 | 0 | 0 | 0 | 0 | 0 | 0 | 0 | 0 | 0 | 0 | 0 | 0 | 0 | 0 | 0 | 0 | 0 | 0 | 1 | 8960.4906
2025-03-12 | 7061.657 | 20.1 | 0 | 0 | 1 | 0 | 0 | 0 | 0 | 0 | 0 | 0 | 0 | 0 | 0 | 0 | 0 | 0 | 0 | 0 | 0 | 0 | 0 | 0 | 0 | 0 | 0 | 0 | 8307.2037
2025-03-12 | 7012.62 | 20.9 | 0 | 0 | 0 | 1 | 0 | 0 | 0 | 0 | 0 | 0 | 0 | 0 | 0 | 0 | 0 | 0 | 0 | 0 | 0 | 0 | 0 | 0 | 0 | 0 | 0 | 0 | 8023.8024
2025-03-12 | 7012.817 | 20.7 | 0 | 0 | 0 | 0 | 1 | 0 | 0 | 0 | 0 | 0 | 0 | 0 | 0 | 0 | 0 | 0 | 0 | 0 | 0 | 0 | 0 | 0 | 0 | 0 | 0 | 0 | 7761.0947
2025-03-12 | 7232.104 | 21 | 0 | 0 | 0 | 0 | 0 | 1 | 0 | 0 | 0 | 0 | 0 | 0 | 0 | 0 | 0 | 0 | 0 | 0 | 0 | 0 | 0 | 0 | 0 | 0 | 0 | 0 | 7766.8867
2025-03-12 | 7840.039 | 21.2 | 0 | 0 | 0 | 0 | 0 | 0 | 1 | 0 | 0 | 0 | 0 | 0 | 0 | 0 | 0 | 0 | 0 | 0 | 0 | 0 | 0 | 0 | 0 | 0 | 0 | 0 | 7981.6709
2025-03-12 | 8539.972 | 21.2 | 0 | 0 | 0 | 0 | 0 | 0 | 0 | 1 | 0 | 0 | 0 | 0 | 0 | 0 | 0 | 0 | 0 | 0 | 0 | 0 | 0 | 0 | 0 | 0 | 0 | 0 | 8519.2434
2025-03-12 | 9167.271 | 21.3 | 0 | 0 | 0 | 0 | 0 | 0 | 0 | 0 | 1 | 0 | 0 | 0 | 0 | 0 | 0 | 0 | 0 | 0 | 0 | 0 | 0 | 0 | 0 | 0 | 0 | 0 | 9312.2199
2025-03-12 | 9488.474 | 21.6 | 0 | 0 | 0 | 0 | 0 | 0 | 0 | 0 | 0 | 1 | 0 | 0 | 0 | 0 | 0 | 0 | 0 | 0 | 0 | 0 | 0 | 0 | 0 | 0 | 0 | 0 | 10030.9295
2025-03-12 | 9528.579 | 20.1 | 0 | 0 | 0 | 0 | 0 | 0 | 0 | 0 | 0 | 0 | 1 | 0 | 0 | 0 | 0 | 0 | 0 | 0 | 0 | 0 | 0 | 0 | 0 | 0 | 0 | 0 | 10118.4684
2025-03-12 | 9334.481 | 18.5 | 0 | 0 | 0 | 0 | 0 | 0 | 0 | 0 | 0 | 0 | 0 | 1 | 0 | 0 | 0 | 0 | 0 | 0 | 0 | 0 | 0 | 0 | 0 | 0 | 0 | 0 | 9959.228
2025-03-12 | 9549.355 | 17.6 | 0 | 0 | 0 | 0 | 0 | 0 | 0 | 0 | 0 | 0 | 0 | 0 | 1 | 0 | 0 | 0 | 0 | 0 | 0 | 0 | 0 | 0 | 0 | 0 | 0 | 0 | 9877.4578
2025-03-12 | 9696.708 | 17.2 | 0 | 0 | 0 | 0 | 0 | 0 | 0 | 0 | 0 | 0 | 0 | 0 | 0 | 1 | 0 | 0 | 0 | 0 | 0 | 0 | 0 | 0 | 0 | 0 | 0 | 0 | 9919.9534
2025-03-12 | 9554.585 | 17.5 | 0 | 0 | 0 | 0 | 0 | 0 | 0 | 0 | 0 | 0 | 0 | 0 | 0 | 0 | 1 | 0 | 0 | 0 | 0 | 0 | 0 | 0 | 0 | 0 | 0 | 0 | 9880.8103
2025-03-12 | 9460.286 | 17.3 | 0 | 0 | 0 | 0 | 0 | 0 | 0 | 0 | 0 | 0 | 0 | 0 | 0 | 0 | 0 | 1 | 0 | 0 | 0 | 0 | 0 | 0 | 0 | 0 | 0 | 0 | 9768.813
2025-03-12 | 9392.934 | 17.6 | 0 | 0 | 0 | 0 | 0 | 0 | 0 | 0 | 0 | 0 | 0 | 0 | 0 | 0 | 0 | 0 | 1 | 0 | 0 | 0 | 0 | 0 | 0 | 0 | 0 | 0 | 10005.2596
2025-03-12 | 9776.001 | 17.4 | 0 | 0 | 0 | 0 | 0 | 0 | 0 | 0 | 0 | 0 | 0 | 0 | 0 | 0 | 0 | 0 | 0 | 1 | 0 | 0 | 0 | 0 | 0 | 0 | 0 | 0 | 10663.8586
2025-03-12 | 10985.088 | 18 | 0 | 0 | 0 | 0 | 0 | 0 | 0 | 0 | 0 | 0 | 0 | 0 | 0 | 0 | 0 | 0 | 0 | 0 | 1 | 0 | 0 | 0 | 0 | 0 | 0 | 0 | 11797.9106
2025-03-12 | 11220.804 | 18.2 | 0 | 0 | 0 | 0 | 0 | 0 | 0 | 0 | 0 | 0 | 0 | 0 | 0 | 0 | 0 | 0 | 0 | 0 | 0 | 1 | 0 | 0 | 0 | 0 | 0 | 0 | 12323.7455
2025-03-12 | 11786.752 | 18.7 | 0 | 0 | 0 | 0 | 0 | 0 | 0 | 0 | 0 | 0 | 0 | 0 | 0 | 0 | 0 | 0 | 0 | 0 | 0 | 0 | 1 | 0 | 0 | 0 | 0 | 0 | 12390.2253
2025-03-12 | 11641.872 | 18.9 | 0 | 0 | 0 | 0 | 0 | 0 | 0 | 0 | 0 | 0 | 0 | 0 | 0 | 0 | 0 | 0 | 0 | 0 | 0 | 0 | 0 | 1 | 0 | 0 | 0 | 0 | 12333.8172
2025-03-12 | 11041.192 | 19.3 | 0 | 0 | 0 | 0 | 0 | 0 | 0 | 0 | 0 | 0 | 0 | 0 | 0 | 0 | 0 | 0 | 0 | 0 | 0 | 0 | 0 | 0 | 1 | 0 | 0 | 0 | 12022.7093
2025-03-12 | 9950.031 | 19.4 | 0 | 0 | 0 | 0 | 0 | 0 | 0 | 0 | 0 | 0 | 0 | 0 | 0 | 0 | 0 | 0 | 0 | 0 | 0 | 0 | 0 | 0 | 0 | 1 | 0 | 0 | 11065.6892
2025-03-12 | 8717.328 | 19.3 | 0 | 0 | 0 | 0 | 0 | 0 | 0 | 0 | 0 | 0 | 0 | 0 | 0 | 0 | 0 | 0 | 0 | 0 | 0 | 0 | 0 | 0 | 0 | 0 | 1 | 0 | 9885.2807
2025-03-12 | 8043.08 | 18.9 | 0 | 0 | 0 | 0 | 0 | 0 | 0 | 0 | 0 | 0 | 0 | 0 | 0 | 0 | 0 | 0 | 0 | 0 | 0 | 0 | 0 | 0 | 0 | 0 | 0 | 1 | 8807.2799
2025-03-13 | 7747.96 | 20.7 | 0 | 0 | 1 | 0 | 0 | 0 | 0 | 0 | 0 | 0 | 0 | 0 | 0 | 0 | 0 | 0 | 0 | 0 | 0 | 0 | 0 | 0 | 0 | 0 | 0 | 0 | 8409.3441
2025-03-13 | 7523.63 | 21.5 | 0 | 0 | 0 | 1 | 0 | 0 | 0 | 0 | 0 | 0 | 0 | 0 | 0 | 0 | 0 | 0 | 0 | 0 | 0 | 0 | 0 | 0 | 0 | 0 | 0 | 0 | 8125.9428
2025-03-13 | 7483.782 | 21.8 | 0 | 0 | 0 | 0 | 1 | 0 | 0 | 0 | 0 | 0 | 0 | 0 | 0 | 0 | 0 | 0 | 0 | 0 | 0 | 0 | 0 | 0 | 0 | 0 | 0 | 0 | 7948.3522
2025-03-13 | 7617.257 | 22.2 | 0 | 0 | 0 | 0 | 0 | 1 | 0 | 0 | 0 | 0 | 0 | 0 | 0 | 0 | 0 | 0 | 0 | 0 | 0 | 0 | 0 | 0 | 0 | 0 | 0 | 0 | 7971.1675
2025-03-13 | 8091.807 | 21.9 | 0 | 0 | 0 | 0 | 0 | 0 | 1 | 0 | 0 | 0 | 0 | 0 | 0 | 0 | 0 | 0 | 0 | 0 | 0 | 0 | 0 | 0 | 0 | 0 | 0 | 0 | 8100.8348
2025-03-13 | 8616.779 | 22 | 0 | 0 | 0 | 0 | 0 | 0 | 0 | 1 | 0 | 0 | 0 | 0 | 0 | 0 | 0 | 0 | 0 | 0 | 0 | 0 | 0 | 0 | 0 | 0 | 0 | 0 | 8655.4307
2025-03-13 | 9305.081 | 21.6 | 0 | 0 | 0 | 0 | 0 | 0 | 0 | 0 | 1 | 0 | 0 | 0 | 0 | 0 | 0 | 0 | 0 | 0 | 0 | 0 | 0 | 0 | 0 | 0 | 0 | 0 | 9363.2901
2025-03-13 | 9551.267 | 21.4 | 0 | 0 | 0 | 0 | 0 | 0 | 0 | 0 | 0 | 1 | 0 | 0 | 0 | 0 | 0 | 0 | 0 | 0 | 0 | 0 | 0 | 0 | 0 | 0 | 0 | 0 | 9996.8826
2025-03-13 | 9131.112 | 20.3 | 0 | 0 | 0 | 0 | 0 | 0 | 0 | 0 | 0 | 0 | 1 | 0 | 0 | 0 | 0 | 0 | 0 | 0 | 0 | 0 | 0 | 0 | 0 | 0 | 0 | 0 | 10152.5152
2025-03-13 | 8798.64 | 18.8 | 0 | 0 | 0 | 0 | 0 | 0 | 0 | 0 | 0 | 0 | 0 | 1 | 0 | 0 | 0 | 0 | 0 | 0 | 0 | 0 | 0 | 0 | 0 | 0 | 0 | 0 | 10010.2982
2025-03-13 | 8688.51 | 17.2 | 0 | 0 | 0 | 0 | 0 | 0 | 0 | 0 | 0 | 0 | 0 | 0 | 1 | 0 | 0 | 0 | 0 | 0 | 0 | 0 | 0 | 0 | 0 | 0 | 0 | 0 | 9809.3642
2025-03-13 | 8536.588 | 14.2 | 0 | 0 | 0 | 0 | 0 | 0 | 0 | 0 | 0 | 0 | 0 | 0 | 0 | 1 | 0 | 0 | 0 | 0 | 0 | 0 | 0 | 0 | 0 | 0 | 0 | 0 | 9409.2512
2025-03-13 | 8049.408 | 12.9 | 0 | 0 | 0 | 0 | 0 | 0 | 0 | 0 | 0 | 0 | 0 | 0 | 0 | 0 | 1 | 0 | 0 | 0 | 0 | 0 | 0 | 0 | 0 | 0 | 0 | 0 | 9097.7336
2025-03-13 | 7759.775 | 12.7 | 0 | 0 | 0 | 0 | 0 | 0 | 0 | 0 | 0 | 0 | 0 | 0 | 0 | 0 | 0 | 1 | 0 | 0 | 0 | 0 | 0 | 0 | 0 | 0 | 0 | 0 | 8985.7363
2025-03-13 | 7782.788 | 11.2 | 0 | 0 | 0 | 0 | 0 | 0 | 0 | 0 | 0 | 0 | 0 | 0 | 0 | 0 | 0 | 0 | 1 | 0 | 0 | 0 | 0 | 0 | 0 | 0 | 0 | 0 | 8915.7617
2025-03-13 | 8614.689 | 11.3 | 0 | 0 | 0 | 0 | 0 | 0 | 0 | 0 | 0 | 0 | 0 | 0 | 0 | 0 | 0 | 0 | 0 | 1 | 0 | 0 | 0 | 0 | 0 | 0 | 0 | 0 | 9625.4308
2025-03-13 | 9611.44 | 12.1 | 0 | 0 | 0 | 0 | 0 | 0 | 0 | 0 | 0 | 0 | 0 | 0 | 0 | 0 | 0 | 0 | 0 | 0 | 1 | 0 | 0 | 0 | 0 | 0 | 0 | 0 | 10793.5296
2025-03-13 | 10006.896 | 13.7 | 0 | 0 | 0 | 0 | 0 | 0 | 0 | 0 | 0 | 0 | 0 | 0 | 0 | 0 | 0 | 0 | 0 | 0 | 0 | 1 | 0 | 0 | 0 | 0 | 0 | 0 | 11557.6922
2025-03-13 | 10437.951 | 14.9 | 0 | 0 | 0 | 0 | 0 | 0 | 0 | 0 | 0 | 0 | 0 | 0 | 0 | 0 | 0 | 0 | 0 | 0 | 0 | 0 | 1 | 0 | 0 | 0 | 0 | 0 | 11743.3358
2025-03-13 | 10667.244 | 15.9 | 0 | 0 | 0 | 0 | 0 | 0 | 0 | 0 | 0 | 0 | 0 | 0 | 0 | 0 | 0 | 0 | 0 | 0 | 0 | 0 | 0 | 1 | 0 | 0 | 0 | 0 | 11823.1151
2025-03-13 | 10147.148 | 15.4 | 0 | 0 | 0 | 0 | 0 | 0 | 0 | 0 | 0 | 0 | 0 | 0 | 0 | 0 | 0 | 0 | 0 | 0 | 0 | 0 | 0 | 0 | 1 | 0 | 0 | 0 | 11358.7964
2025-03-13 | 9203.578 | 15 | 0 | 0 | 0 | 0 | 0 | 0 | 0 | 0 | 0 | 0 | 0 | 0 | 0 | 0 | 0 | 0 | 0 | 0 | 0 | 0 | 0 | 0 | 0 | 1 | 0 | 0 | 10316.6593
2025-03-13 | 8269.961 | 15.3 | 0 | 0 | 0 | 0 | 0 | 0 | 0 | 0 | 0 | 0 | 0 | 0 | 0 | 0 | 0 | 0 | 0 | 0 | 0 | 0 | 0 | 0 | 0 | 0 | 1 | 0 | 9204.3445
2025-03-13 | 7561.314 | 16.7 | 0 | 0 | 0 | 0 | 0 | 0 | 0 | 0 | 0 | 0 | 0 | 0 | 0 | 0 | 0 | 0 | 0 | 0 | 0 | 0 | 0 | 0 | 0 | 0 | 0 | 1 | 8432.765
2025-03-14 | 7143.072 | 15.8 | 0 | 0 | 1 | 0 | 0 | 0 | 0 | 0 | 0 | 0 | 0 | 0 | 0 | 0 | 0 | 0 | 0 | 0 | 0 | 0 | 0 | 0 | 0 | 0 | 0 | 0 | 7575.1973
2025-03-14 | 6939.273 | 18 | 0 | 0 | 0 | 1 | 0 | 0 | 0 | 0 | 0 | 0 | 0 | 0 | 0 | 0 | 0 | 0 | 0 | 0 | 0 | 0 | 0 | 0 | 0 | 0 | 0 | 0 | 7530.1236
2025-03-14 | 6923.252 | 17.9 | 0 | 0 | 0 | 0 | 1 | 0 | 0 | 0 | 0 | 0 | 0 | 0 | 0 | 0 | 0 | 0 | 0 | 0 | 0 | 0 | 0 | 0 | 0 | 0 | 0 | 0 | 7284.4394
2025-03-14 | 7071.145 | 18.7 | 0 | 0 | 0 | 0 | 0 | 1 | 0 | 0 | 0 | 0 | 0 | 0 | 0 | 0 | 0 | 0 | 0 | 0 | 0 | 0 | 0 | 0 | 0 | 0 | 0 | 0 | 7375.3483
2025-03-14 | 7598.526 | 19.5 | 0 | 0 | 0 | 0 | 0 | 0 | 1 | 0 | 0 | 0 | 0 | 0 | 0 | 0 | 0 | 0 | 0 | 0 | 0 | 0 | 0 | 0 | 0 | 0 | 0 | 0 | 7692.273
2025-03-14 | 8196.898 | 19.5 | 0 | 0 | 0 | 0 | 0 | 0 | 0 | 1 | 0 | 0 | 0 | 0 | 0 | 0 | 0 | 0 | 0 | 0 | 0 | 0 | 0 | 0 | 0 | 0 | 0 | 0 | 8229.8455
2025-03-14 | 8839.036 | 19.7 | 0 | 0 | 0 | 0 | 0 | 0 | 0 | 0 | 1 | 0 | 0 | 0 | 0 | 0 | 0 | 0 | 0 | 0 | 0 | 0 | 0 | 0 | 0 | 0 | 0 | 0 | 9039.8454
2025-03-14 | 9172.202 | 18.5 | 0 | 0 | 0 | 0 | 0 | 0 | 0 | 0 | 0 | 1 | 0 | 0 | 0 | 0 | 0 | 0 | 0 | 0 | 0 | 0 | 0 | 0 | 0 | 0 | 0 | 0 | 9503.2039
2025-03-14 | 8745.575 | 15 | 0 | 0 | 0 | 0 | 0 | 0 | 0 | 0 | 0 | 0 | 1 | 0 | 0 | 0 | 0 | 0 | 0 | 0 | 0 | 0 | 0 | 0 | 0 | 0 | 0 | 0 | 9250.2747
2025-03-14 | 8428.578 | 12.6 | 0 | 0 | 0 | 0 | 0 | 0 | 0 | 0 | 0 | 0 | 0 | 1 | 0 | 0 | 0 | 0 | 0 | 0 | 0 | 0 | 0 | 0 | 0 | 0 | 0 | 0 | 8954.8471
2025-03-14 | 8303.605 | 10.4 | 0 | 0 | 0 | 0 | 0 | 0 | 0 | 0 | 0 | 0 | 0 | 0 | 1 | 0 | 0 | 0 | 0 | 0 | 0 | 0 | 0 | 0 | 0 | 0 | 0 | 0 | 8651.7726
2025-03-14 | 8241.841 | 8.6 | 0 | 0 | 0 | 0 | 0 | 0 | 0 | 0 | 0 | 0 | 0 | 0 | 0 | 1 | 0 | 0 | 0 | 0 | 0 | 0 | 0 | 0 | 0 | 0 | 0 | 0 | 8455.9405
2025-03-14 | 7801.301 | 6.8 | 0 | 0 | 0 | 0 | 0 | 0 | 0 | 0 | 0 | 0 | 0 | 0 | 0 | 0 | 1 | 0 | 0 | 0 | 0 | 0 | 0 | 0 | 0 | 0 | 0 | 0 | 8059.3059
2025-03-14 | 7500.596 | 5.6 | 0 | 0 | 0 | 0 | 0 | 0 | 0 | 0 | 0 | 0 | 0 | 0 | 0 | 0 | 0 | 1 | 0 | 0 | 0 | 0 | 0 | 0 | 0 | 0 | 0 | 0 | 7777.0745
2025-03-14 | 7545.292 | 5.4 | 0 | 0 | 0 | 0 | 0 | 0 | 0 | 0 | 0 | 0 | 0 | 0 | 0 | 0 | 0 | 0 | 1 | 0 | 0 | 0 | 0 | 0 | 0 | 0 | 0 | 0 | 7928.4041
2025-03-14 | 8173.526 | 6.6 | 0 | 0 | 0 | 0 | 0 | 0 | 0 | 0 | 0 | 0 | 0 | 0 | 0 | 0 | 0 | 0 | 0 | 1 | 0 | 0 | 0 | 0 | 0 | 0 | 0 | 0 | 8825.3308
2025-03-14 | 8856.095 | 6.7 | 0 | 0 | 0 | 0 | 0 | 0 | 0 | 0 | 0 | 0 | 0 | 0 | 0 | 0 | 0 | 0 | 0 | 0 | 1 | 0 | 0 | 0 | 0 | 0 | 0 | 0 | 9874.2657
2025-03-14 | 9070.854 | 8.2 | 0 | 0 | 0 | 0 | 0 | 0 | 0 | 0 | 0 | 0 | 0 | 0 | 0 | 0 | 0 | 0 | 0 | 0 | 0 | 1 | 0 | 0 | 0 | 0 | 0 | 0 | 10621.4049
2025-03-14 | 9650.687 | 9 | 0 | 0 | 0 | 0 | 0 | 0 | 0 | 0 | 0 | 0 | 0 | 0 | 0 | 0 | 0 | 0 | 0 | 0 | 0 | 0 | 1 | 0 | 0 | 0 | 0 | 0 | 10738.9549
2025-03-14 | 9723.233 | 9.9 | 0 | 0 | 0 | 0 | 0 | 0 | 0 | 0 | 0 | 0 | 0 | 0 | 0 | 0 | 0 | 0 | 0 | 0 | 0 | 0 | 0 | 1 | 0 | 0 | 0 | 0 | 10801.7107
2025-03-14 | 9141.157 | 9 | 0 | 0 | 0 | 0 | 0 | 0 | 0 | 0 | 0 | 0 | 0 | 0 | 0 | 0 | 0 | 0 | 0 | 0 | 0 | 0 | 0 | 0 | 1 | 0 | 0 | 0 | 10269.2985
2025-03-14 | 8273.818 | 8.6 | 0 | 0 | 0 | 0 | 0 | 0 | 0 | 0 | 0 | 0 | 0 | 0 | 0 | 0 | 0 | 0 | 0 | 0 | 0 | 0 | 0 | 0 | 0 | 1 | 0 | 0 | 9227.1613
2025-03-14 | 7406.807 | 9.2 | 0 | 0 | 0 | 0 | 0 | 0 | 0 | 0 | 0 | 0 | 0 | 0 | 0 | 0 | 0 | 0 | 0 | 0 | 0 | 0 | 0 | 0 | 0 | 0 | 1 | 0 | 8165.9168
2025-03-14 | 6645.568 | 10.8 | 0 | 0 | 0 | 0 | 0 | 0 | 0 | 0 | 0 | 0 | 0 | 0 | 0 | 0 | 0 | 0 | 0 | 0 | 0 | 0 | 0 | 0 | 0 | 0 | 0 | 1 | 7428.3841
2025-03-15 | 6161.103 | 12.5 | 0 | 1 | 1 | 0 | 0 | 0 | 0 | 0 | 0 | 0 | 0 | 0 | 0 | 0 | 0 | 0 | 0 | 0 | 0 | 0 | 0 | 0 | 0 | 0 | 0 | 0 | 7496.5562
2025-03-15 | 5811.905 | 12.5 | 0 | 1 | 0 | 1 | 0 | 0 | 0 | 0 | 0 | 0 | 0 | 0 | 0 | 0 | 0 | 0 | 0 | 0 | 0 | 0 | 0 | 0 | 0 | 0 | 0 | 0 | 7076.9677
2025-03-15 | 5644.294 | 12 | 0 | 1 | 0 | 0 | 1 | 0 | 0 | 0 | 0 | 0 | 0 | 0 | 0 | 0 | 0 | 0 | 0 | 0 | 0 | 0 | 0 | 0 | 0 | 0 | 0 | 0 | 6763.1898
2025-03-15 | 5663.734 | 14.8 | 0 | 1 | 0 | 0 | 0 | 1 | 0 | 0 | 0 | 0 | 0 | 0 | 0 | 0 | 0 | 0 | 0 | 0 | 0 | 0 | 0 | 0 | 0 | 0 | 0 | 0 | 7194.5669
2025-03-15 | 5874.465 | 13.3 | 0 | 1 | 0 | 0 | 0 | 0 | 1 | 0 | 0 | 0 | 0 | 0 | 0 | 0 | 0 | 0 | 0 | 0 | 0 | 0 | 0 | 0 | 0 | 0 | 0 | 0 | 7119.9532
2025-03-15 | 6353.496 | 12.5 | 0 | 1 | 0 | 0 | 0 | 0 | 0 | 1 | 0 | 0 | 0 | 0 | 0 | 0 | 0 | 0 | 0 | 0 | 0 | 0 | 0 | 0 | 0 | 0 | 0 | 0 | 7521.3385
2025-03-15 | 7215.938 | 11.3 | 0 | 1 | 0 | 0 | 0 | 0 | 0 | 0 | 1 | 0 | 0 | 0 | 0 | 0 | 0 | 0 | 0 | 0 | 0 | 0 | 0 | 0 | 0 | 0 | 0 | 0 | 8093.0107
2025-03-15 | 8320.831 | 9.6 | 0 | 1 | 0 | 0 | 0 | 0 | 0 | 0 | 0 | 1 | 0 | 0 | 0 | 0 | 0 | 0 | 0 | 0 | 0 | 0 | 0 | 0 | 0 | 0 | 0 | 0 | 8471.2521
2025-03-15 | 9062.324 | 8.8 | 0 | 1 | 0 | 0 | 0 | 0 | 0 | 0 | 0 | 0 | 1 | 0 | 0 | 0 | 0 | 0 | 0 | 0 | 0 | 0 | 0 | 0 | 0 | 0 | 0 | 0 | 8677.9549
2025-03-15 | 9522.049 | 8.8 | 0 | 1 | 0 | 0 | 0 | 0 | 0 | 0 | 0 | 0 | 0 | 1 | 0 | 0 | 0 | 0 | 0 | 0 | 0 | 0 | 0 | 0 | 0 | 0 | 0 | 0 | 8791.089
2025-03-15 | 9521.308 | 10.1 | 0 | 1 | 0 | 0 | 0 | 0 | 0 | 0 | 0 | 0 | 0 | 0 | 1 | 0 | 0 | 0 | 0 | 0 | 0 | 0 | 0 | 0 | 0 | 0 | 0 | 0 | 9083.8338
2025-03-15 | 9598.721 | 9.9 | 0 | 1 | 0 | 0 | 0 | 0 | 0 | 0 | 0 | 0 | 0 | 0 | 0 | 1 | 0 | 0 | 0 | 0 | 0 | 0 | 0 | 0 | 0 | 0 | 0 | 0 | 9160.3761
2025-03-15 | 9664.104 | 9.4 | 0 | 1 | 0 | 0 | 0 | 0 | 0 | 0 | 0 | 0 | 0 | 0 | 0 | 0 | 1 | 0 | 0 | 0 | 0 | 0 | 0 | 0 | 0 | 0 | 0 | 0 | 8985.0458
2025-03-15 | 9486.391 | 7.6 | 0 | 1 | 0 | 0 | 0 | 0 | 0 | 0 | 0 | 0 | 0 | 0 | 0 | 0 | 0 | 1 | 0 | 0 | 0 | 0 | 0 | 0 | 0 | 0 | 0 | 0 | 8600.674
2025-03-15 | 9219.681 | 5.3 | 0 | 1 | 0 | 0 | 0 | 0 | 0 | 0 | 0 | 0 | 0 | 0 | 0 | 0 | 0 | 0 | 1 | 0 | 0 | 0 | 0 | 0 | 0 | 0 | 0 | 0 | 8394.5121
2025-03-15 | 9493.434 | 3.9 | 0 | 1 | 0 | 0 | 0 | 0 | 0 | 0 | 0 | 0 | 0 | 0 | 0 | 0 | 0 | 0 | 0 | 1 | 0 | 0 | 0 | 0 | 0 | 0 | 0 | 0 | 8848.8302
2025-03-15 | 10039.76 | 4.3 | 0 | 1 | 0 | 0 | 0 | 0 | 0 | 0 | 0 | 0 | 0 | 0 | 0 | 0 | 0 | 0 | 0 | 0 | 1 | 0 | 0 | 0 | 0 | 0 | 0 | 0 | 9948.8353
2025-03-15 | 9986.138 | 4.6 | 0 | 1 | 0 | 0 | 0 | 0 | 0 | 0 | 0 | 0 | 0 | 0 | 0 | 0 | 0 | 0 | 0 | 0 | 0 | 1 | 0 | 0 | 0 | 0 | 0 | 0 | 10491.6937
2025-03-15 | 9908.874 | 6.6 | 0 | 1 | 0 | 0 | 0 | 0 | 0 | 0 | 0 | 0 | 0 | 0 | 0 | 0 | 0 | 0 | 0 | 0 | 0 | 0 | 1 | 0 | 0 | 0 | 0 | 0 | 10813.5245
2025-03-15 | 9605.679 | 7 | 0 | 1 | 0 | 0 | 0 | 0 | 0 | 0 | 0 | 0 | 0 | 0 | 0 | 0 | 0 | 0 | 0 | 0 | 0 | 0 | 0 | 1 | 0 | 0 | 0 | 0 | 10791.1633
2025-03-15 | 8931.901 | 6.8 | 0 | 1 | 0 | 0 | 0 | 0 | 0 | 0 | 0 | 0 | 0 | 0 | 0 | 0 | 0 | 0 | 0 | 0 | 0 | 0 | 0 | 0 | 1 | 0 | 0 | 0 | 10377.9149
2025-03-15 | 8085.717 | 7.2 | 0 | 1 | 0 | 0 | 0 | 0 | 0 | 0 | 0 | 0 | 0 | 0 | 0 | 0 | 0 | 0 | 0 | 0 | 0 | 0 | 0 | 0 | 0 | 1 | 0 | 0 | 9471.965
2025-03-15 | 7286.547 | 6.9 | 0 | 1 | 0 | 0 | 0 | 0 | 0 | 0 | 0 | 0 | 0 | 0 | 0 | 0 | 0 | 0 | 0 | 0 | 0 | 0 | 0 | 0 | 0 | 0 | 1 | 0 | 8257.5098
2025-03-15 | 6555.088 | 6.2 | 0 | 1 | 0 | 0 | 0 | 0 | 0 | 0 | 0 | 0 | 0 | 0 | 0 | 0 | 0 | 0 | 0 | 0 | 0 | 0 | 0 | 0 | 0 | 0 | 0 | 1 | 7128.4388
2025-03-16 | 6015.405 | 5.9 | 0 | 1 | 1 | 0 | 0 | 0 | 0 | 0 | 0 | 0 | 0 | 0 | 0 | 0 | 0 | 0 | 0 | 0 | 0 | 0 | 0 | 0 | 0 | 0 | 0 | 0 | 6373.0114
2025-03-16 | 5674.318 | 7.3 | 0 | 1 | 0 | 1 | 0 | 0 | 0 | 0 | 0 | 0 | 0 | 0 | 0 | 0 | 0 | 0 | 0 | 0 | 0 | 0 | 0 | 0 | 0 | 0 | 0 | 0 | 6191.7506
2025-03-16 | 5481.448 | 7.6 | 0 | 1 | 0 | 0 | 1 | 0 | 0 | 0 | 0 | 0 | 0 | 0 | 0 | 0 | 0 | 0 | 0 | 0 | 0 | 0 | 0 | 0 | 0 | 0 | 0 | 0 | 6014.1599
2025-03-16 | 5391.075 | 8 | 0 | 1 | 0 | 0 | 0 | 1 | 0 | 0 | 0 | 0 | 0 | 0 | 0 | 0 | 0 | 0 | 0 | 0 | 0 | 0 | 0 | 0 | 0 | 0 | 0 | 0 | 6036.9753
2025-03-16 | 5572.213 | 8.3 | 0 | 1 | 0 | 0 | 0 | 0 | 1 | 0 | 0 | 0 | 0 | 0 | 0 | 0 | 0 | 0 | 0 | 0 | 0 | 0 | 0 | 0 | 0 | 0 | 0 | 0 | 6268.7829
2025-03-16 | 5974.834 | 8.7 | 0 | 1 | 0 | 0 | 0 | 0 | 0 | 1 | 0 | 0 | 0 | 0 | 0 | 0 | 0 | 0 | 0 | 0 | 0 | 0 | 0 | 0 | 0 | 0 | 0 | 0 | 6874.449
2025-03-16 | 6707.114 | 8.2 | 0 | 1 | 0 | 0 | 0 | 0 | 0 | 0 | 1 | 0 | 0 | 0 | 0 | 0 | 0 | 0 | 0 | 0 | 0 | 0 | 0 | 0 | 0 | 0 | 0 | 0 | 7565.2851
2025-03-16 | 7833.771 | 6.8 | 0 | 1 | 0 | 0 | 0 | 0 | 0 | 0 | 0 | 1 | 0 | 0 | 0 | 0 | 0 | 0 | 0 | 0 | 0 | 0 | 0 | 0 | 0 | 0 | 0 | 0 | 7994.5967
2025-03-16 | 8954.437 | 6.9 | 0 | 1 | 0 | 0 | 0 | 0 | 0 | 0 | 0 | 0 | 1 | 0 | 0 | 0 | 0 | 0 | 0 | 0 | 0 | 0 | 0 | 0 | 0 | 0 | 0 | 0 | 8354.5102
2025-03-16 | 9508.14 | 5.7 | 0 | 1 | 0 | 0 | 0 | 0 | 0 | 0 | 0 | 0 | 0 | 1 | 0 | 0 | 0 | 0 | 0 | 0 | 0 | 0 | 0 | 0 | 0 | 0 | 0 | 0 | 8263.3634
2025-03-16 | 10071.139 | 4.4 | 0 | 1 | 0 | 0 | 0 | 0 | 0 | 0 | 0 | 0 | 0 | 0 | 1 | 0 | 0 | 0 | 0 | 0 | 0 | 0 | 0 | 0 | 0 | 0 | 0 | 0 | 8113.4996
2025-03-16 | 10441.791 | 2 | 0 | 1 | 0 | 0 | 0 | 0 | 0 | 0 | 0 | 0 | 0 | 0 | 0 | 1 | 0 | 0 | 0 | 0 | 0 | 0 | 0 | 0 | 0 | 0 | 0 | 0 | 7815.527
2025-03-16 | 9943.122 | 3.6 | 0 | 1 | 0 | 0 | 0 | 0 | 0 | 0 | 0 | 0 | 0 | 0 | 0 | 0 | 1 | 0 | 0 | 0 | 0 | 0 | 0 | 0 | 0 | 0 | 0 | 0 | 7997.6883
2025-03-16 | 9714.111 | 2.5 | 0 | 1 | 0 | 0 | 0 | 0 | 0 | 0 | 0 | 0 | 0 | 0 | 0 | 0 | 0 | 1 | 0 | 0 | 0 | 0 | 0 | 0 | 0 | 0 | 0 | 0 | 7732.4803
2025-03-16 | 10373.445 | 1.4 | 0 | 1 | 0 | 0 | 0 | 0 | 0 | 0 | 0 | 0 | 0 | 0 | 0 | 0 | 0 | 0 | 1 | 0 | 0 | 0 | 0 | 0 | 0 | 0 | 0 | 0 | 7730.5992
2025-03-16 | 11449.352 | 2.8 | 0 | 1 | 0 | 0 | 0 | 0 | 0 | 0 | 0 | 0 | 0 | 0 | 0 | 0 | 0 | 0 | 0 | 1 | 0 | 0 | 0 | 0 | 0 | 0 | 0 | 0 | 8661.5727
2025-03-16 | 11462.493 | 6.5 | 0 | 1 | 0 | 0 | 0 | 0 | 0 | 0 | 0 | 0 | 0 | 0 | 0 | 0 | 0 | 0 | 0 | 0 | 1 | 0 | 0 | 0 | 0 | 0 | 0 | 0 | 10323.3503
2025-03-16 | 11124.254 | 8.4 | 0 | 1 | 0 | 0 | 0 | 0 | 0 | 0 | 0 | 0 | 0 | 0 | 0 | 0 | 0 | 0 | 0 | 0 | 0 | 1 | 0 | 0 | 0 | 0 | 0 | 0 | 11138.5831
2025-03-16 | 11014.849 | 10.6 | 0 | 1 | 0 | 0 | 0 | 0 | 0 | 0 | 0 | 0 | 0 | 0 | 0 | 0 | 0 | 0 | 0 | 0 | 0 | 0 | 1 | 0 | 0 | 0 | 0 | 0 | 11494.4607
2025-03-16 | 10682.822 | 11.5 | 0 | 1 | 0 | 0 | 0 | 0 | 0 | 0 | 0 | 0 | 0 | 0 | 0 | 0 | 0 | 0 | 0 | 0 | 0 | 0 | 0 | 1 | 0 | 0 | 0 | 0 | 11557.2166
2025-03-16 | 9679.79 | 12.9 | 0 | 1 | 0 | 0 | 0 | 0 | 0 | 0 | 0 | 0 | 0 | 0 | 0 | 0 | 0 | 0 | 0 | 0 | 0 | 0 | 0 | 0 | 1 | 0 | 0 | 0 | 11416.3426
2025-03-16 | 8331.918 | 13.5 | 0 | 1 | 0 | 0 | 0 | 0 | 0 | 0 | 0 | 0 | 0 | 0 | 0 | 0 | 0 | 0 | 0 | 0 | 0 | 0 | 0 | 0 | 0 | 1 | 0 | 0 | 10544.4396
2025-03-16 | 7327.148 | 15 | 0 | 1 | 0 | 0 | 0 | 0 | 0 | 0 | 0 | 0 | 0 | 0 | 0 | 0 | 0 | 0 | 0 | 0 | 0 | 0 | 0 | 0 | 0 | 0 | 1 | 0 | 9636.4056
2025-03-16 | 6530.942 | 15.8 | 0 | 1 | 0 | 0 | 0 | 0 | 0 | 0 | 0 | 0 | 0 | 0 | 0 | 0 | 0 | 0 | 0 | 0 | 0 | 0 | 0 | 0 | 0 | 0 | 0 | 1 | 8762.6857
2025-03-17 | 6238.827 | 17 | 0 | 0 | 1 | 0 | 0 | 0 | 0 | 0 | 0 | 0 | 0 | 0 | 0 | 0 | 0 | 0 | 0 | 0 | 0 | 0 | 0 | 0 | 0 | 0 | 0 | 0 | 7779.4781
2025-03-17 | 6001.181 | 17.6 | 0 | 0 | 0 | 1 | 0 | 0 | 0 | 0 | 0 | 0 | 0 | 0 | 0 | 0 | 0 | 0 | 0 | 0 | 0 | 0 | 0 | 0 | 0 | 0 | 0 | 0 | 7462.03
2025-03-17 | 6012.525 | 18 | 0 | 0 | 0 | 0 | 1 | 0 | 0 | 0 | 0 | 0 | 0 | 0 | 0 | 0 | 0 | 0 | 0 | 0 | 0 | 0 | 0 | 0 | 0 | 0 | 0 | 0 | 7301.4628
2025-03-17 | 6168.818 | 18.2 | 0 | 0 | 0 | 0 | 0 | 1 | 0 | 0 | 0 | 0 | 0 | 0 | 0 | 0 | 0 | 0 | 0 | 0 | 0 | 0 | 0 | 0 | 0 | 0 | 0 | 0 | 7290.2313
2025-03-17 | 6695.219 | 18.3 | 0 | 0 | 0 | 0 | 0 | 0 | 1 | 0 | 0 | 0 | 0 | 0 | 0 | 0 | 0 | 0 | 0 | 0 | 0 | 0 | 0 | 0 | 0 | 0 | 0 | 0 | 7487.9922
2025-03-17 | 7611.625 | 19.6 | 0 | 0 | 0 | 0 | 0 | 0 | 0 | 1 | 0 | 0 | 0 | 0 | 0 | 0 | 0 | 0 | 0 | 0 | 0 | 0 | 0 | 0 | 0 | 0 | 0 | 0 | 8246.8689
2025-03-17 | 8717.338 | 19.9 | 0 | 0 | 0 | 0 | 0 | 0 | 0 | 0 | 1 | 0 | 0 | 0 | 0 | 0 | 0 | 0 | 0 | 0 | 0 | 0 | 0 | 0 | 0 | 0 | 0 | 0 | 9073.8922
2025-03-17 | 9064.82 | 20.3 | 0 | 0 | 0 | 0 | 0 | 0 | 0 | 0 | 0 | 1 | 0 | 0 | 0 | 0 | 0 | 0 | 0 | 0 | 0 | 0 | 0 | 0 | 0 | 0 | 0 | 0 | 9809.6252
2025-03-17 | 8955.349 | 20.3 | 0 | 0 | 0 | 0 | 0 | 0 | 0 | 0 | 0 | 0 | 1 | 0 | 0 | 0 | 0 | 0 | 0 | 0 | 0 | 0 | 0 | 0 | 0 | 0 | 0 | 0 | 10152.5152
2025-03-17 | 8848.517 | 19.7 | 0 | 0 | 0 | 0 | 0 | 0 | 0 | 0 | 0 | 0 | 0 | 1 | 0 | 0 | 0 | 0 | 0 | 0 | 0 | 0 | 0 | 0 | 0 | 0 | 0 | 0 | 10163.5089
2025-03-17 | 8825.027 | 18.6 | 0 | 0 | 0 | 0 | 0 | 0 | 0 | 0 | 0 | 0 | 0 | 0 | 1 | 0 | 0 | 0 | 0 | 0 | 0 | 0 | 0 | 0 | 0 | 0 | 0 | 0 | 10047.6919
2025-03-17 | 8736.291 | 17.4 | 0 | 0 | 0 | 0 | 0 | 0 | 0 | 0 | 0 | 0 | 0 | 0 | 0 | 1 | 0 | 0 | 0 | 0 | 0 | 0 | 0 | 0 | 0 | 0 | 0 | 0 | 9954.0002
2025-03-17 | 8205.073 | 16 | 0 | 0 | 0 | 0 | 0 | 0 | 0 | 0 | 0 | 0 | 0 | 0 | 0 | 0 | 1 | 0 | 0 | 0 | 0 | 0 | 0 | 0 | 0 | 0 | 0 | 0 | 9625.4592
2025-03-17 | 7959.374 | 14.8 | 0 | 0 | 0 | 0 | 0 | 0 | 0 | 0 | 0 | 0 | 0 | 0 | 0 | 0 | 0 | 1 | 0 | 0 | 0 | 0 | 0 | 0 | 0 | 0 | 0 | 0 | 9343.2279
2025-03-17 | 7994.431 | 13.8 | 0 | 0 | 0 | 0 | 0 | 0 | 0 | 0 | 0 | 0 | 0 | 0 | 0 | 0 | 0 | 0 | 1 | 0 | 0 | 0 | 0 | 0 | 0 | 0 | 0 | 0 | 9358.3702
2025-03-17 | 8834.59 | 13 | 0 | 0 | 0 | 0 | 0 | 0 | 0 | 0 | 0 | 0 | 0 | 0 | 0 | 0 | 0 | 0 | 0 | 1 | 0 | 0 | 0 | 0 | 0 | 0 | 0 | 0 | 9914.8287
2025-03-17 | 9831.512 | 12.9 | 0 | 0 | 0 | 0 | 0 | 0 | 0 | 0 | 0 | 0 | 0 | 0 | 0 | 0 | 0 | 0 | 0 | 0 | 1 | 0 | 0 | 0 | 0 | 0 | 0 | 0 | 10929.7169
2025-03-17 | 9881.678 | 12.8 | 0 | 0 | 0 | 0 | 0 | 0 | 0 | 0 | 0 | 0 | 0 | 0 | 0 | 0 | 0 | 0 | 0 | 0 | 0 | 1 | 0 | 0 | 0 | 0 | 0 | 0 | 11404.4816
2025-03-17 | 10517.467 | 13.7 | 0 | 0 | 0 | 0 | 0 | 0 | 0 | 0 | 0 | 0 | 0 | 0 | 0 | 0 | 0 | 0 | 0 | 0 | 0 | 0 | 1 | 0 | 0 | 0 | 0 | 0 | 11539.055
2025-03-17 | 10773.346 | 15.4 | 0 | 0 | 0 | 0 | 0 | 0 | 0 | 0 | 0 | 0 | 0 | 0 | 0 | 0 | 0 | 0 | 0 | 0 | 0 | 0 | 0 | 1 | 0 | 0 | 0 | 0 | 11737.998
2025-03-17 | 10254.351 | 16 | 0 | 0 | 0 | 0 | 0 | 0 | 0 | 0 | 0 | 0 | 0 | 0 | 0 | 0 | 0 | 0 | 0 | 0 | 0 | 0 | 0 | 0 | 1 | 0 | 0 | 0 | 11460.9369
2025-03-17 | 9216.249 | 16.3 | 0 | 0 | 0 | 0 | 0 | 0 | 0 | 0 | 0 | 0 | 0 | 0 | 0 | 0 | 0 | 0 | 0 | 0 | 0 | 0 | 0 | 0 | 0 | 1 | 0 | 0 | 10537.9636
2025-03-17 | 8227.922 | 17 | 0 | 0 | 0 | 0 | 0 | 0 | 0 | 0 | 0 | 0 | 0 | 0 | 0 | 0 | 0 | 0 | 0 | 0 | 0 | 0 | 0 | 0 | 0 | 0 | 1 | 0 | 9493.7424
2025-03-17 | 7432.991 | 17.1 | 0 | 0 | 0 | 0 | 0 | 0 | 0 | 0 | 0 | 0 | 0 | 0 | 0 | 0 | 0 | 0 | 0 | 0 | 0 | 0 | 0 | 0 | 0 | 0 | 0 | 1 | 8500.8586
2025-03-18 | 7061.479 | 17.3 | 0 | 0 | 1 | 0 | 0 | 0 | 0 | 0 | 0 | 0 | 0 | 0 | 0 | 0 | 0 | 0 | 0 | 0 | 0 | 0 | 0 | 0 | 0 | 0 | 0 | 0 | 7830.5483
2025-03-18 | 6914.633 | 16.9 | 0 | 0 | 0 | 1 | 0 | 0 | 0 | 0 | 0 | 0 | 0 | 0 | 0 | 0 | 0 | 0 | 0 | 0 | 0 | 0 | 0 | 0 | 0 | 0 | 0 | 0 | 7342.8662
2025-03-18 | 6878.391 | 17 | 0 | 0 | 0 | 0 | 1 | 0 | 0 | 0 | 0 | 0 | 0 | 0 | 0 | 0 | 0 | 0 | 0 | 0 | 0 | 0 | 0 | 0 | 0 | 0 | 0 | 0 | 7131.2287
2025-03-18 | 7028.33 | 18.1 | 0 | 0 | 0 | 0 | 0 | 1 | 0 | 0 | 0 | 0 | 0 | 0 | 0 | 0 | 0 | 0 | 0 | 0 | 0 | 0 | 0 | 0 | 0 | 0 | 0 | 0 | 7273.2079
2025-03-18 | 7511.163 | 18.1 | 0 | 0 | 0 | 0 | 0 | 0 | 1 | 0 | 0 | 0 | 0 | 0 | 0 | 0 | 0 | 0 | 0 | 0 | 0 | 0 | 0 | 0 | 0 | 0 | 0 | 0 | 7453.9453
2025-03-18 | 8289.337 | 18 | 0 | 0 | 0 | 0 | 0 | 0 | 0 | 1 | 0 | 0 | 0 | 0 | 0 | 0 | 0 | 0 | 0 | 0 | 0 | 0 | 0 | 0 | 0 | 0 | 0 | 0 | 7974.4944
2025-03-18 | 8939.807 | 17.7 | 0 | 0 | 0 | 0 | 0 | 0 | 0 | 0 | 1 | 0 | 0 | 0 | 0 | 0 | 0 | 0 | 0 | 0 | 0 | 0 | 0 | 0 | 0 | 0 | 0 | 0 | 8699.3773
2025-03-18 | 8824.275 | 17.8 | 0 | 0 | 0 | 0 | 0 | 0 | 0 | 0 | 0 | 1 | 0 | 0 | 0 | 0 | 0 | 0 | 0 | 0 | 0 | 0 | 0 | 0 | 0 | 0 | 0 | 0 | 9384.04
2025-03-18 | 8509.355 | 15.9 | 0 | 0 | 0 | 0 | 0 | 0 | 0 | 0 | 0 | 0 | 1 | 0 | 0 | 0 | 0 | 0 | 0 | 0 | 0 | 0 | 0 | 0 | 0 | 0 | 0 | 0 | 9403.4853
2025-03-18 | 8158.504 | 14.2 | 0 | 0 | 0 | 0 | 0 | 0 | 0 | 0 | 0 | 0 | 0 | 1 | 0 | 0 | 0 | 0 | 0 | 0 | 0 | 0 | 0 | 0 | 0 | 0 | 0 | 0 | 9227.2215
2025-03-18 | 7908.896 | 12.6 | 0 | 0 | 0 | 0 | 0 | 0 | 0 | 0 | 0 | 0 | 0 | 0 | 1 | 0 | 0 | 0 | 0 | 0 | 0 | 0 | 0 | 0 | 0 | 0 | 0 | 0 | 9026.2876
2025-03-18 | 7809.786 | 10.5 | 0 | 0 | 0 | 0 | 0 | 0 | 0 | 0 | 0 | 0 | 0 | 0 | 0 | 1 | 0 | 0 | 0 | 0 | 0 | 0 | 0 | 0 | 0 | 0 | 0 | 0 | 8779.3852
2025-03-18 | 7409.01 | 7.7 | 0 | 0 | 0 | 0 | 0 | 0 | 0 | 0 | 0 | 0 | 0 | 0 | 0 | 0 | 1 | 0 | 0 | 0 | 0 | 0 | 0 | 0 | 0 | 0 | 0 | 0 | 8212.5166
2025-03-18 | 7202.155 | 4.7 | 0 | 0 | 0 | 0 | 0 | 0 | 0 | 0 | 0 | 0 | 0 | 0 | 0 | 0 | 0 | 1 | 0 | 0 | 0 | 0 | 0 | 0 | 0 | 0 | 0 | 0 | 7623.8639
2025-03-18 | 7338.843 | 3.4 | 0 | 0 | 0 | 0 | 0 | 0 | 0 | 0 | 0 | 0 | 0 | 0 | 0 | 0 | 0 | 0 | 1 | 0 | 0 | 0 | 0 | 0 | 0 | 0 | 0 | 0 | 7587.936
2025-03-18 | 8161.99 | 2.9 | 0 | 0 | 0 | 0 | 0 | 0 | 0 | 0 | 0 | 0 | 0 | 0 | 0 | 0 | 0 | 0 | 0 | 1 | 0 | 0 | 0 | 0 | 0 | 0 | 0 | 0 | 8195.4648
2025-03-18 | 9012.071 | 2.5 | 0 | 0 | 0 | 0 | 0 | 0 | 0 | 0 | 0 | 0 | 0 | 0 | 0 | 0 | 0 | 0 | 0 | 0 | 1 | 0 | 0 | 0 | 0 | 0 | 0 | 0 | 9159.2827
2025-03-18 | 9246.988 | 4.3 | 0 | 0 | 0 | 0 | 0 | 0 | 0 | 0 | 0 | 0 | 0 | 0 | 0 | 0 | 0 | 0 | 0 | 0 | 0 | 1 | 0 | 0 | 0 | 0 | 0 | 0 | 9957.4921
2025-03-18 | 9763.382 | 7.8 | 0 | 0 | 0 | 0 | 0 | 0 | 0 | 0 | 0 | 0 | 0 | 0 | 0 | 0 | 0 | 0 | 0 | 0 | 0 | 0 | 1 | 0 | 0 | 0 | 0 | 0 | 10534.674
2025-03-18 | 10112.724 | 9.2 | 0 | 0 | 0 | 0 | 0 | 0 | 0 | 0 | 0 | 0 | 0 | 0 | 0 | 0 | 0 | 0 | 0 | 0 | 0 | 0 | 0 | 1 | 0 | 0 | 0 | 0 | 10682.5469
2025-03-18 | 9406.141 | 9.1 | 0 | 0 | 0 | 0 | 0 | 0 | 0 | 0 | 0 | 0 | 0 | 0 | 0 | 0 | 0 | 0 | 0 | 0 | 0 | 0 | 0 | 0 | 1 | 0 | 0 | 0 | 10286.3219
2025-03-18 | 8430.169 | 10.2 | 0 | 0 | 0 | 0 | 0 | 0 | 0 | 0 | 0 | 0 | 0 | 0 | 0 | 0 | 0 | 0 | 0 | 0 | 0 | 0 | 0 | 0 | 0 | 1 | 0 | 0 | 9499.5358
2025-03-18 | 7354.733 | 11.1 | 0 | 0 | 0 | 0 | 0 | 0 | 0 | 0 | 0 | 0 | 0 | 0 | 0 | 0 | 0 | 0 | 0 | 0 | 0 | 0 | 0 | 0 | 0 | 0 | 1 | 0 | 8489.3615
2025-03-18 | 6698.589 | 11.7 | 0 | 0 | 0 | 0 | 0 | 0 | 0 | 0 | 0 | 0 | 0 | 0 | 0 | 0 | 0 | 0 | 0 | 0 | 0 | 0 | 0 | 0 | 0 | 0 | 0 | 1 | 7581.5947
2025-03-19 | 6194.415 | 11.8 | 0 | 0 | 1 | 0 | 0 | 0 | 0 | 0 | 0 | 0 | 0 | 0 | 0 | 0 | 0 | 0 | 0 | 0 | 0 | 0 | 0 | 0 | 0 | 0 | 0 | 0 | 6894.261
2025-03-19 | 6008.396 | 12.2 | 0 | 0 | 0 | 1 | 0 | 0 | 0 | 0 | 0 | 0 | 0 | 0 | 0 | 0 | 0 | 0 | 0 | 0 | 0 | 0 | 0 | 0 | 0 | 0 | 0 | 0 | 6542.7661
2025-03-19 | 5992.813 | 13.2 | 0 | 0 | 0 | 0 | 1 | 0 | 0 | 0 | 0 | 0 | 0 | 0 | 0 | 0 | 0 | 0 | 0 | 0 | 0 | 0 | 0 | 0 | 0 | 0 | 0 | 0 | 6484.3393
2025-03-19 | 6144.283 | 13.9 | 0 | 0 | 0 | 0 | 0 | 1 | 0 | 0 | 0 | 0 | 0 | 0 | 0 | 0 | 0 | 0 | 0 | 0 | 0 | 0 | 0 | 0 | 0 | 0 | 0 | 0 | 6558.2249
2025-03-19 | 6610.094 | 14 | 0 | 0 | 0 | 0 | 0 | 0 | 1 | 0 | 0 | 0 | 0 | 0 | 0 | 0 | 0 | 0 | 0 | 0 | 0 | 0 | 0 | 0 | 0 | 0 | 0 | 0 | 6755.9857
2025-03-19 | 7354.118 | 13.3 | 0 | 0 | 0 | 0 | 0 | 0 | 0 | 1 | 0 | 0 | 0 | 0 | 0 | 0 | 0 | 0 | 0 | 0 | 0 | 0 | 0 | 0 | 0 | 0 | 0 | 0 | 7174.3944
2025-03-19 | 8247.197 | 12.9 | 0 | 0 | 0 | 0 | 0 | 0 | 0 | 0 | 1 | 0 | 0 | 0 | 0 | 0 | 0 | 0 | 0 | 0 | 0 | 0 | 0 | 0 | 0 | 0 | 0 | 0 | 7882.2538
2025-03-19 | 8207.74 | 12.5 | 0 | 0 | 0 | 0 | 0 | 0 | 0 | 0 | 0 | 1 | 0 | 0 | 0 | 0 | 0 | 0 | 0 | 0 | 0 | 0 | 0 | 0 | 0 | 0 | 0 | 0 | 8481.7995
2025-03-19 | 7794.362 | 9.7 | 0 | 0 | 0 | 0 | 0 | 0 | 0 | 0 | 0 | 0 | 1 | 0 | 0 | 0 | 0 | 0 | 0 | 0 | 0 | 0 | 0 | 0 | 0 | 0 | 0 | 0 | 8348.0342
2025-03-19 | 7453.594 | 6.6 | 0 | 0 | 0 | 0 | 0 | 0 | 0 | 0 | 0 | 0 | 0 | 1 | 0 | 0 | 0 | 0 | 0 | 0 | 0 | 0 | 0 | 0 | 0 | 0 | 0 | 0 | 7933.4427
2025-03-19 | 7133.085 | 4.8 | 0 | 0 | 0 | 0 | 0 | 0 | 0 | 0 | 0 | 0 | 0 | 0 | 1 | 0 | 0 | 0 | 0 | 0 | 0 | 0 | 0 | 0 | 0 | 0 | 0 | 0 | 7698.4619
2025-03-19 | 6995.728 | 2.2 | 0 | 0 | 0 | 0 | 0 | 0 | 0 | 0 | 0 | 0 | 0 | 0 | 0 | 1 | 0 | 0 | 0 | 0 | 0 | 0 | 0 | 0 | 0 | 0 | 0 | 0 | 7366.4425
2025-03-19 | 6531.031 | 0.9 | 0 | 0 | 0 | 0 | 0 | 0 | 0 | 0 | 0 | 0 | 0 | 0 | 0 | 0 | 1 | 0 | 0 | 0 | 0 | 0 | 0 | 0 | 0 | 0 | 0 | 0 | 7054.925
2025-03-19 | 6386.223 | 1.2 | 0 | 0 | 0 | 0 | 0 | 0 | 0 | 0 | 0 | 0 | 0 | 0 | 0 | 0 | 0 | 1 | 0 | 0 | 0 | 0 | 0 | 0 | 0 | 0 | 0 | 0 | 7028.0447
2025-03-19 | 6579.048 | 0 | 0.1 | 0 | 0 | 0 | 0 | 0 | 0 | 0 | 0 | 0 | 0 | 0 | 0 | 0 | 0 | 0 | 1 | 0 | 0 | 0 | 0 | 0 | 0 | 0 | 0 | 0 | 7066.2847
2025-03-19 | 7417.229 | 0 | 1.6 | 0 | 0 | 0 | 0 | 0 | 0 | 0 | 0 | 0 | 0 | 0 | 0 | 0 | 0 | 0 | 0 | 1 | 0 | 0 | 0 | 0 | 0 | 0 | 0 | 0 | 8616.0979
2025-03-19 | 8302.235 | 0 | 3.1 | 0 | 0 | 0 | 0 | 0 | 0 | 0 | 0 | 0 | 0 | 0 | 0 | 0 | 0 | 0 | 0 | 0 | 1 | 0 | 0 | 0 | 0 | 0 | 0 | 0 | 10505.1768
2025-03-19 | 8301.744 | 0 | 0.9 | 0 | 0 | 0 | 0 | 0 | 0 | 0 | 0 | 0 | 0 | 0 | 0 | 0 | 0 | 0 | 0 | 0 | 0 | 1 | 0 | 0 | 0 | 0 | 0 | 0 | 9739.7861
2025-03-19 | 8882.64 | 2.8 | 0 | 0 | 0 | 0 | 0 | 0 | 0 | 0 | 0 | 0 | 0 | 0 | 0 | 0 | 0 | 0 | 0 | 0 | 0 | 0 | 1 | 0 | 0 | 0 | 0 | 0 | 9683.5037
2025-03-19 | 9265.093 | 6.3 | 0 | 0 | 0 | 0 | 0 | 0 | 0 | 0 | 0 | 0 | 0 | 0 | 0 | 0 | 0 | 0 | 0 | 0 | 0 | 0 | 0 | 1 | 0 | 0 | 0 | 0 | 10188.8681
2025-03-19 | 8646.138 | 6 | 0 | 0 | 0 | 0 | 0 | 0 | 0 | 0 | 0 | 0 | 0 | 0 | 0 | 0 | 0 | 0 | 0 | 0 | 0 | 0 | 0 | 0 | 1 | 0 | 0 | 0 | 9758.5963
2025-03-19 | 7539.949 | 5.9 | 0 | 0 | 0 | 0 | 0 | 0 | 0 | 0 | 0 | 0 | 0 | 0 | 0 | 0 | 0 | 0 | 0 | 0 | 0 | 0 | 0 | 0 | 0 | 1 | 0 | 0 | 8767.5294
2025-03-19 | 6512.039 | 5.5 | 0 | 0 | 0 | 0 | 0 | 0 | 0 | 0 | 0 | 0 | 0 | 0 | 0 | 0 | 0 | 0 | 0 | 0 | 0 | 0 | 0 | 0 | 0 | 0 | 1 | 0 | 7536.0507
2025-03-19 | 5756.532 | 7 | 0 | 0 | 0 | 0 | 0 | 0 | 0 | 0 | 0 | 0 | 0 | 0 | 0 | 0 | 0 | 0 | 0 | 0 | 0 | 0 | 0 | 0 | 0 | 0 | 0 | 1 | 6781.4947
2025-03-20 | 5367.193 | 7.9 | 0 | 0 | 1 | 0 | 0 | 0 | 0 | 0 | 0 | 0 | 0 | 0 | 0 | 0 | 0 | 0 | 0 | 0 | 0 | 0 | 0 | 0 | 0 | 0 | 0 | 0 | 6230.3482
2025-03-20 | 5187.946 | 7 | 0 | 0 | 0 | 1 | 0 | 0 | 0 | 0 | 0 | 0 | 0 | 0 | 0 | 0 | 0 | 0 | 0 | 0 | 0 | 0 | 0 | 0 | 0 | 0 | 0 | 0 | 5657.549
2025-03-20 | 5141.406 | 6.2 | 0 | 0 | 0 | 0 | 1 | 0 | 0 | 0 | 0 | 0 | 0 | 0 | 0 | 0 | 0 | 0 | 0 | 0 | 0 | 0 | 0 | 0 | 0 | 0 | 0 | 0 | 5292.7009
2025-03-20 | 5253.318 | 6.5 | 0 | 0 | 0 | 0 | 0 | 1 | 0 | 0 | 0 | 0 | 0 | 0 | 0 | 0 | 0 | 0 | 0 | 0 | 0 | 0 | 0 | 0 | 0 | 0 | 0 | 0 | 5298.4928
2025-03-20 | 5679.176 | 5.5 | 0 | 0 | 0 | 0 | 0 | 0 | 1 | 0 | 0 | 0 | 0 | 0 | 0 | 0 | 0 | 0 | 0 | 0 | 0 | 0 | 0 | 0 | 0 | 0 | 0 | 0 | 5308.9962
2025-03-20 | 6505.419 | 4.3 | 0 | 0 | 0 | 0 | 0 | 0 | 0 | 1 | 0 | 0 | 0 | 0 | 0 | 0 | 0 | 0 | 0 | 0 | 0 | 0 | 0 | 0 | 0 | 0 | 0 | 0 | 5642.2879
2025-03-20 | 7268.959 | 5.6 | 0 | 0 | 0 | 0 | 0 | 0 | 0 | 0 | 1 | 0 | 0 | 0 | 0 | 0 | 0 | 0 | 0 | 0 | 0 | 0 | 0 | 0 | 0 | 0 | 0 | 0 | 6639.5452
2025-03-20 | 7381.689 | 5.8 | 0 | 0 | 0 | 0 | 0 | 0 | 0 | 0 | 0 | 1 | 0 | 0 | 0 | 0 | 0 | 0 | 0 | 0 | 0 | 0 | 0 | 0 | 0 | 0 | 0 | 0 | 7341.2313
2025-03-20 | 7245.721 | 6.8 | 0 | 0 | 0 | 0 | 0 | 0 | 0 | 0 | 0 | 0 | 1 | 0 | 0 | 0 | 0 | 0 | 0 | 0 | 0 | 0 | 0 | 0 | 0 | 0 | 0 | 0 | 7854.3554
2025-03-20 | 7208.633 | 7 | 0 | 0 | 0 | 0 | 0 | 0 | 0 | 0 | 0 | 0 | 0 | 1 | 0 | 0 | 0 | 0 | 0 | 0 | 0 | 0 | 0 | 0 | 0 | 0 | 0 | 0 | 8001.5363
2025-03-20 | 7635.705 | 7.2 | 0 | 0 | 0 | 0 | 0 | 0 | 0 | 0 | 0 | 0 | 0 | 0 | 1 | 0 | 0 | 0 | 0 | 0 | 0 | 0 | 0 | 0 | 0 | 0 | 0 | 0 | 8107.0236
2025-03-20 | 7756.273 | 9.4 | 0 | 0 | 0 | 0 | 0 | 0 | 0 | 0 | 0 | 0 | 0 | 0 | 0 | 1 | 0 | 0 | 0 | 0 | 0 | 0 | 0 | 0 | 0 | 0 | 0 | 0 | 8592.1277
2025-03-20 | 7655.825 | 8.1 | 0 | 0 | 0 | 0 | 0 | 0 | 0 | 0 | 0 | 0 | 0 | 0 | 0 | 0 | 1 | 0 | 0 | 0 | 0 | 0 | 0 | 0 | 0 | 0 | 0 | 0 | 8280.6102
2025-03-20 | 7735.247 | 8.3 | 0 | 0 | 0 | 0 | 0 | 0 | 0 | 0 | 0 | 0 | 0 | 0 | 0 | 0 | 0 | 1 | 0 | 0 | 0 | 0 | 0 | 0 | 0 | 0 | 0 | 0 | 8236.7065
2025-03-20 | 8078.868 | 7.1 | 0 | 0 | 0 | 0 | 0 | 0 | 0 | 0 | 0 | 0 | 0 | 0 | 0 | 0 | 0 | 0 | 1 | 0 | 0 | 0 | 0 | 0 | 0 | 0 | 0 | 0 | 8217.802
2025-03-20 | 9024.023 | 9.5 | 0 | 0 | 0 | 0 | 0 | 0 | 0 | 0 | 0 | 0 | 0 | 0 | 0 | 0 | 0 | 0 | 0 | 1 | 0 | 0 | 0 | 0 | 0 | 0 | 0 | 0 | 9319.0095
2025-03-20 | 10140.03 | 10.2 | 0 | 0 | 0 | 0 | 0 | 0 | 0 | 0 | 0 | 0 | 0 | 0 | 0 | 0 | 0 | 0 | 0 | 0 | 1 | 0 | 0 | 0 | 0 | 0 | 0 | 0 | 10470.0849
2025-03-20 | 10184.302 | 12.1 | 0 | 0 | 0 | 0 | 0 | 0 | 0 | 0 | 0 | 0 | 0 | 0 | 0 | 0 | 0 | 0 | 0 | 0 | 0 | 1 | 0 | 0 | 0 | 0 | 0 | 0 | 11285.3178
2025-03-20 | 10271.507 | 15.4 | 0 | 0 | 0 | 0 | 0 | 0 | 0 | 0 | 0 | 0 | 0 | 0 | 0 | 0 | 0 | 0 | 0 | 0 | 0 | 0 | 1 | 0 | 0 | 0 | 0 | 0 | 11828.4529
2025-03-20 | 10476.149 | 16.5 | 0 | 0 | 0 | 0 | 0 | 0 | 0 | 0 | 0 | 0 | 0 | 0 | 0 | 0 | 0 | 0 | 0 | 0 | 0 | 0 | 0 | 1 | 0 | 0 | 0 | 0 | 11925.2555
2025-03-20 | 10230.914 | 17 | 0 | 0 | 0 | 0 | 0 | 0 | 0 | 0 | 0 | 0 | 0 | 0 | 0 | 0 | 0 | 0 | 0 | 0 | 0 | 0 | 0 | 0 | 1 | 0 | 0 | 0 | 11631.1709
2025-03-20 | 9151.953 | 17.1 | 0 | 0 | 0 | 0 | 0 | 0 | 0 | 0 | 0 | 0 | 0 | 0 | 0 | 0 | 0 | 0 | 0 | 0 | 0 | 0 | 0 | 0 | 0 | 1 | 0 | 0 | 10674.1508
2025-03-20 | 8071.828 | 17 | 0 | 0 | 0 | 0 | 0 | 0 | 0 | 0 | 0 | 0 | 0 | 0 | 0 | 0 | 0 | 0 | 0 | 0 | 0 | 0 | 0 | 0 | 0 | 0 | 1 | 0 | 9493.7424
2025-03-20 | 7374.199 | 17.1 | 0 | 0 | 0 | 0 | 0 | 0 | 0 | 0 | 0 | 0 | 0 | 0 | 0 | 0 | 0 | 0 | 0 | 0 | 0 | 0 | 0 | 0 | 0 | 0 | 0 | 1 | 8500.8586
2025-03-21 | 6885.899 | 17.4 | 0 | 0 | 1 | 0 | 0 | 0 | 0 | 0 | 0 | 0 | 0 | 0 | 0 | 0 | 0 | 0 | 0 | 0 | 0 | 0 | 0 | 0 | 0 | 0 | 0 | 0 | 7847.5717
2025-03-21 | 6717.645 | 18.3 | 0 | 0 | 0 | 1 | 0 | 0 | 0 | 0 | 0 | 0 | 0 | 0 | 0 | 0 | 0 | 0 | 0 | 0 | 0 | 0 | 0 | 0 | 0 | 0 | 0 | 0 | 7581.1938
2025-03-21 | 6606.149 | 18.5 | 0 | 0 | 0 | 0 | 1 | 0 | 0 | 0 | 0 | 0 | 0 | 0 | 0 | 0 | 0 | 0 | 0 | 0 | 0 | 0 | 0 | 0 | 0 | 0 | 0 | 0 | 7386.5798
2025-03-21 | 6864.293 | 18.8 | 0 | 0 | 0 | 0 | 0 | 1 | 0 | 0 | 0 | 0 | 0 | 0 | 0 | 0 | 0 | 0 | 0 | 0 | 0 | 0 | 0 | 0 | 0 | 0 | 0 | 0 | 7392.3717
2025-03-21 | 7417.94 | 18.6 | 0 | 0 | 0 | 0 | 0 | 0 | 1 | 0 | 0 | 0 | 0 | 0 | 0 | 0 | 0 | 0 | 0 | 0 | 0 | 0 | 0 | 0 | 0 | 0 | 0 | 0 | 7539.0624
2025-03-21 | 8337.135 | 20.6 | 0 | 0 | 0 | 0 | 0 | 0 | 0 | 1 | 0 | 0 | 0 | 0 | 0 | 0 | 0 | 0 | 0 | 0 | 0 | 0 | 0 | 0 | 0 | 0 | 0 | 0 | 8417.103
2025-03-21 | 9308.148 | 20.6 | 0 | 0 | 0 | 0 | 0 | 0 | 0 | 0 | 1 | 0 | 0 | 0 | 0 | 0 | 0 | 0 | 0 | 0 | 0 | 0 | 0 | 0 | 0 | 0 | 0 | 0 | 9193.0561
2025-03-21 | 9120.683 | 19.8 | 0 | 0 | 0 | 0 | 0 | 0 | 0 | 0 | 0 | 1 | 0 | 0 | 0 | 0 | 0 | 0 | 0 | 0 | 0 | 0 | 0 | 0 | 0 | 0 | 0 | 0 | 9724.5082
2025-03-21 | 8772.396 | 17.6 | 0 | 0 | 0 | 0 | 0 | 0 | 0 | 0 | 0 | 0 | 1 | 0 | 0 | 0 | 0 | 0 | 0 | 0 | 0 | 0 | 0 | 0 | 0 | 0 | 0 | 0 | 9692.8832
2025-03-21 | 8388.771 | 16.4 | 0 | 0 | 0 | 0 | 0 | 0 | 0 | 0 | 0 | 0 | 0 | 1 | 0 | 0 | 0 | 0 | 0 | 0 | 0 | 0 | 0 | 0 | 0 | 0 | 0 | 0 | 9601.7365
2025-03-21 | 8298.179 | 14.8 | 0 | 0 | 0 | 0 | 0 | 0 | 0 | 0 | 0 | 0 | 0 | 0 | 1 | 0 | 0 | 0 | 0 | 0 | 0 | 0 | 0 | 0 | 0 | 0 | 0 | 0 | 9400.8025
2025-03-21 | 8119.141 | 13.5 | 0 | 0 | 0 | 0 | 0 | 0 | 0 | 0 | 0 | 0 | 0 | 0 | 0 | 1 | 0 | 0 | 0 | 0 | 0 | 0 | 0 | 0 | 0 | 0 | 0 | 0 | 9290.0874
2025-03-21 | 7895.198 | 12.5 | 0 | 0 | 0 | 0 | 0 | 0 | 0 | 0 | 0 | 0 | 0 | 0 | 0 | 0 | 1 | 0 | 0 | 0 | 0 | 0 | 0 | 0 | 0 | 0 | 0 | 0 | 9029.64
2025-03-21 | 7706.488 | 11.2 | 0 | 0 | 0 | 0 | 0 | 0 | 0 | 0 | 0 | 0 | 0 | 0 | 0 | 0 | 0 | 1 | 0 | 0 | 0 | 0 | 0 | 0 | 0 | 0 | 0 | 0 | 8730.3852
2025-03-21 | 7810.753 | 10.5 | 0 | 0 | 0 | 0 | 0 | 0 | 0 | 0 | 0 | 0 | 0 | 0 | 0 | 0 | 0 | 0 | 1 | 0 | 0 | 0 | 0 | 0 | 0 | 0 | 0 | 0 | 8796.5978
2025-03-21 | 8370.207 | 10 | 0 | 0 | 0 | 0 | 0 | 0 | 0 | 0 | 0 | 0 | 0 | 0 | 0 | 0 | 0 | 0 | 0 | 1 | 0 | 0 | 0 | 0 | 0 | 0 | 0 | 0 | 9404.1266
2025-03-21 | 9116.266 | 10 | 0 | 0 | 0 | 0 | 0 | 0 | 0 | 0 | 0 | 0 | 0 | 0 | 0 | 0 | 0 | 0 | 0 | 0 | 1 | 0 | 0 | 0 | 0 | 0 | 0 | 0 | 10436.0381
2025-03-21 | 9168.321 | 10.8 | 0 | 0 | 0 | 0 | 0 | 0 | 0 | 0 | 0 | 0 | 0 | 0 | 0 | 0 | 0 | 0 | 0 | 0 | 0 | 1 | 0 | 0 | 0 | 0 | 0 | 0 | 11064.0135
2025-03-21 | 10004.668 | 12.2 | 0 | 0 | 0 | 0 | 0 | 0 | 0 | 0 | 0 | 0 | 0 | 0 | 0 | 0 | 0 | 0 | 0 | 0 | 0 | 0 | 1 | 0 | 0 | 0 | 0 | 0 | 11283.7039
2025-03-21 | 10380.851 | 13.1 | 0 | 0 | 0 | 0 | 0 | 0 | 0 | 0 | 0 | 0 | 0 | 0 | 0 | 0 | 0 | 0 | 0 | 0 | 0 | 0 | 0 | 1 | 0 | 0 | 0 | 0 | 11346.4597
2025-03-21 | 9704.852 | 12.6 | 0 | 0 | 0 | 0 | 0 | 0 | 0 | 0 | 0 | 0 | 0 | 0 | 0 | 0 | 0 | 0 | 0 | 0 | 0 | 0 | 0 | 0 | 1 | 0 | 0 | 0 | 10882.1411
2025-03-21 | 8887.639 | 12.6 | 0 | 0 | 0 | 0 | 0 | 0 | 0 | 0 | 0 | 0 | 0 | 0 | 0 | 0 | 0 | 0 | 0 | 0 | 0 | 0 | 0 | 0 | 0 | 1 | 0 | 0 | 9908.0976
2025-03-21 | 7976.062 | 12.6 | 0 | 0 | 0 | 0 | 0 | 0 | 0 | 0 | 0 | 0 | 0 | 0 | 0 | 0 | 0 | 0 | 0 | 0 | 0 | 0 | 0 | 0 | 0 | 0 | 1 | 0 | 8744.7126
2025-03-21 | 7196.211 | 12.5 | 0 | 0 | 0 | 0 | 0 | 0 | 0 | 0 | 0 | 0 | 0 | 0 | 0 | 0 | 0 | 0 | 0 | 0 | 0 | 0 | 0 | 0 | 0 | 0 | 0 | 1 | 7717.782
2025-03-22 | 6724.671 | 11.8 | 0 | 1 | 1 | 0 | 0 | 0 | 0 | 0 | 0 | 0 | 0 | 0 | 0 | 0 | 0 | 0 | 0 | 0 | 0 | 0 | 0 | 0 | 0 | 0 | 0 | 0 | 7377.3924
2025-03-22 | 6570.611 | 12 | 0 | 1 | 0 | 1 | 0 | 0 | 0 | 0 | 0 | 0 | 0 | 0 | 0 | 0 | 0 | 0 | 0 | 0 | 0 | 0 | 0 | 0 | 0 | 0 | 0 | 0 | 6991.8506
2025-03-22 | 6611.84 | 12.4 | 0 | 1 | 0 | 0 | 1 | 0 | 0 | 0 | 0 | 0 | 0 | 0 | 0 | 0 | 0 | 0 | 0 | 0 | 0 | 0 | 0 | 0 | 0 | 0 | 0 | 0 | 6831.2834
2025-03-22 | 6639.334 | 12.2 | 0 | 1 | 0 | 0 | 0 | 1 | 0 | 0 | 0 | 0 | 0 | 0 | 0 | 0 | 0 | 0 | 0 | 0 | 0 | 0 | 0 | 0 | 0 | 0 | 0 | 0 | 6751.9583
2025-03-22 | 6932.002 | 12.4 | 0 | 1 | 0 | 0 | 0 | 0 | 1 | 0 | 0 | 0 | 0 | 0 | 0 | 0 | 0 | 0 | 0 | 0 | 0 | 0 | 0 | 0 | 0 | 0 | 0 | 0 | 6966.7426
2025-03-22 | 7385.137 | 11.7 | 0 | 1 | 0 | 0 | 0 | 0 | 0 | 1 | 0 | 0 | 0 | 0 | 0 | 0 | 0 | 0 | 0 | 0 | 0 | 0 | 0 | 0 | 0 | 0 | 0 | 0 | 7385.1512
2025-03-22 | 8195.612 | 11.6 | 0 | 1 | 0 | 0 | 0 | 0 | 0 | 0 | 1 | 0 | 0 | 0 | 0 | 0 | 0 | 0 | 0 | 0 | 0 | 0 | 0 | 0 | 0 | 0 | 0 | 0 | 8144.0809
2025-03-22 | 9103.76 | 11.6 | 0 | 1 | 0 | 0 | 0 | 0 | 0 | 0 | 0 | 1 | 0 | 0 | 0 | 0 | 0 | 0 | 0 | 0 | 0 | 0 | 0 | 0 | 0 | 0 | 0 | 0 | 8811.7202
2025-03-22 | 10002.757 | 11.7 | 0 | 1 | 0 | 0 | 0 | 0 | 0 | 0 | 0 | 0 | 1 | 0 | 0 | 0 | 0 | 0 | 0 | 0 | 0 | 0 | 0 | 0 | 0 | 0 | 0 | 0 | 9171.6336
2025-03-22 | 10619.269 | 13.7 | 0 | 1 | 0 | 0 | 0 | 0 | 0 | 0 | 0 | 0 | 0 | 1 | 0 | 0 | 0 | 0 | 0 | 0 | 0 | 0 | 0 | 0 | 0 | 0 | 0 | 0 | 9625.2359
2025-03-22 | 11075.227 | 15.8 | 0 | 1 | 0 | 0 | 0 | 0 | 0 | 0 | 0 | 0 | 0 | 0 | 1 | 0 | 0 | 0 | 0 | 0 | 0 | 0 | 0 | 0 | 0 | 0 | 0 | 0 | 10054.1679
2025-03-22 | 11026.276 | 14.6 | 0 | 1 | 0 | 0 | 0 | 0 | 0 | 0 | 0 | 0 | 0 | 0 | 0 | 1 | 0 | 0 | 0 | 0 | 0 | 0 | 0 | 0 | 0 | 0 | 0 | 0 | 9960.4762
2025-03-22 | 10591.806 | 16 | 0 | 1 | 0 | 0 | 0 | 0 | 0 | 0 | 0 | 0 | 0 | 0 | 0 | 0 | 1 | 0 | 0 | 0 | 0 | 0 | 0 | 0 | 0 | 0 | 0 | 0 | 10108.5906
2025-03-22 | 10197.607 | 17.7 | 0 | 1 | 0 | 0 | 0 | 0 | 0 | 0 | 0 | 0 | 0 | 0 | 0 | 0 | 0 | 1 | 0 | 0 | 0 | 0 | 0 | 0 | 0 | 0 | 0 | 0 | 10320.038
2025-03-22 | 10037.307 | 17.6 | 0 | 1 | 0 | 0 | 0 | 0 | 0 | 0 | 0 | 0 | 0 | 0 | 0 | 0 | 0 | 0 | 1 | 0 | 0 | 0 | 0 | 0 | 0 | 0 | 0 | 0 | 10488.391
2025-03-22 | 10582.237 | 17.9 | 0 | 1 | 0 | 0 | 0 | 0 | 0 | 0 | 0 | 0 | 0 | 0 | 0 | 0 | 0 | 0 | 0 | 1 | 0 | 0 | 0 | 0 | 0 | 0 | 0 | 0 | 11232.107
2025-03-22 | 11317.858 | 18.8 | 0 | 1 | 0 | 0 | 0 | 0 | 0 | 0 | 0 | 0 | 0 | 0 | 0 | 0 | 0 | 0 | 0 | 0 | 1 | 0 | 0 | 0 | 0 | 0 | 0 | 0 | 12417.2292
2025-03-22 | 11306.369 | 19.2 | 0 | 1 | 0 | 0 | 0 | 0 | 0 | 0 | 0 | 0 | 0 | 0 | 0 | 0 | 0 | 0 | 0 | 0 | 0 | 1 | 0 | 0 | 0 | 0 | 0 | 0 | 12977.1109
2025-03-22 | 11486.694 | 20.7 | 0 | 1 | 0 | 0 | 0 | 0 | 0 | 0 | 0 | 0 | 0 | 0 | 0 | 0 | 0 | 0 | 0 | 0 | 0 | 0 | 1 | 0 | 0 | 0 | 0 | 0 | 13213.8247
2025-03-22 | 11561.071 | 22 | 0 | 1 | 0 | 0 | 0 | 0 | 0 | 0 | 0 | 0 | 0 | 0 | 0 | 0 | 0 | 0 | 0 | 0 | 0 | 0 | 0 | 1 | 0 | 0 | 0 | 0 | 13344.6742
2025-03-22 | 10881.108 | 22.2 | 0 | 1 | 0 | 0 | 0 | 0 | 0 | 0 | 0 | 0 | 0 | 0 | 0 | 0 | 0 | 0 | 0 | 0 | 0 | 0 | 0 | 0 | 1 | 0 | 0 | 0 | 12999.5194
2025-03-22 | 10018.645 | 22.5 | 0 | 1 | 0 | 0 | 0 | 0 | 0 | 0 | 0 | 0 | 0 | 0 | 0 | 0 | 0 | 0 | 0 | 0 | 0 | 0 | 0 | 0 | 0 | 1 | 0 | 0 | 12076.5461
2025-03-22 | 9086.476 | 22.7 | 0 | 1 | 0 | 0 | 0 | 0 | 0 | 0 | 0 | 0 | 0 | 0 | 0 | 0 | 0 | 0 | 0 | 0 | 0 | 0 | 0 | 0 | 0 | 0 | 1 | 0 | 10947.2079
2025-03-22 | 8251.936 | 23.1 | 0 | 1 | 0 | 0 | 0 | 0 | 0 | 0 | 0 | 0 | 0 | 0 | 0 | 0 | 0 | 0 | 0 | 0 | 0 | 0 | 0 | 0 | 0 | 0 | 0 | 1 | 10005.3943
2025-03-23 | 7841.208 | 23.2 | 0 | 1 | 1 | 0 | 0 | 0 | 0 | 0 | 0 | 0 | 0 | 0 | 0 | 0 | 0 | 0 | 0 | 0 | 0 | 0 | 0 | 0 | 0 | 0 | 0 | 0 | 9318.0606
2025-03-23 | 7657.596 | 23.1 | 0 | 1 | 0 | 1 | 0 | 0 | 0 | 0 | 0 | 0 | 0 | 0 | 0 | 0 | 0 | 0 | 0 | 0 | 0 | 0 | 0 | 0 | 0 | 0 | 0 | 0 | 8881.4487
2025-03-23 | 7584.484 | 23.7 | 0 | 1 | 0 | 0 | 1 | 0 | 0 | 0 | 0 | 0 | 0 | 0 | 0 | 0 | 0 | 0 | 0 | 0 | 0 | 0 | 0 | 0 | 0 | 0 | 0 | 0 | 8754.9282
2025-03-23 | 7696.14 | 24.8 | 0 | 1 | 0 | 0 | 0 | 1 | 0 | 0 | 0 | 0 | 0 | 0 | 0 | 0 | 0 | 0 | 0 | 0 | 0 | 0 | 0 | 0 | 0 | 0 | 0 | 0 | 8896.9074
2025-03-23 | 7996.838 | 25.2 | 0 | 1 | 0 | 0 | 0 | 0 | 1 | 0 | 0 | 0 | 0 | 0 | 0 | 0 | 0 | 0 | 0 | 0 | 0 | 0 | 0 | 0 | 0 | 0 | 0 | 0 | 9145.7385
2025-03-23 | 8478.713 | 24.3 | 0 | 1 | 0 | 0 | 0 | 0 | 0 | 1 | 0 | 0 | 0 | 0 | 0 | 0 | 0 | 0 | 0 | 0 | 0 | 0 | 0 | 0 | 0 | 0 | 0 | 0 | 9530.1003
2025-03-23 | 9502.624 | 25 | 0 | 1 | 0 | 0 | 0 | 0 | 0 | 0 | 1 | 0 | 0 | 0 | 0 | 0 | 0 | 0 | 0 | 0 | 0 | 0 | 0 | 0 | 0 | 0 | 0 | 0 | 10425.2173
2025-03-23 | 10317.369 | 24.2 | 0 | 1 | 0 | 0 | 0 | 0 | 0 | 0 | 0 | 1 | 0 | 0 | 0 | 0 | 0 | 0 | 0 | 0 | 0 | 0 | 0 | 0 | 0 | 0 | 0 | 0 | 10956.6693
2025-03-23 | 10740.566 | 22.3 | 0 | 1 | 0 | 0 | 0 | 0 | 0 | 0 | 0 | 0 | 1 | 0 | 0 | 0 | 0 | 0 | 0 | 0 | 0 | 0 | 0 | 0 | 0 | 0 | 0 | 0 | 10976.1146
2025-03-23 | 11138.438 | 21.2 | 0 | 1 | 0 | 0 | 0 | 0 | 0 | 0 | 0 | 0 | 0 | 1 | 0 | 0 | 0 | 0 | 0 | 0 | 0 | 0 | 0 | 0 | 0 | 0 | 0 | 0 | 10901.9913
2025-03-23 | 11296.202 | 20.2 | 0 | 1 | 0 | 0 | 0 | 0 | 0 | 0 | 0 | 0 | 0 | 0 | 1 | 0 | 0 | 0 | 0 | 0 | 0 | 0 | 0 | 0 | 0 | 0 | 0 | 0 | 10803.1977
2025-03-23 | 11281.274 | 19.8 | 0 | 1 | 0 | 0 | 0 | 0 | 0 | 0 | 0 | 0 | 0 | 0 | 0 | 1 | 0 | 0 | 0 | 0 | 0 | 0 | 0 | 0 | 0 | 0 | 0 | 0 | 10845.6933
2025-03-23 | 10912.734 | 19.6 | 0 | 1 | 0 | 0 | 0 | 0 | 0 | 0 | 0 | 0 | 0 | 0 | 0 | 0 | 1 | 0 | 0 | 0 | 0 | 0 | 0 | 0 | 0 | 0 | 0 | 0 | 10721.4332
2025-03-23 | 10482.074 | 18.9 | 0 | 1 | 0 | 0 | 0 | 0 | 0 | 0 | 0 | 0 | 0 | 0 | 0 | 0 | 0 | 1 | 0 | 0 | 0 | 0 | 0 | 0 | 0 | 0 | 0 | 0 | 10524.3188
2025-03-23 | 10665.284 | 18.7 | 0 | 1 | 0 | 0 | 0 | 0 | 0 | 0 | 0 | 0 | 0 | 0 | 0 | 0 | 0 | 0 | 1 | 0 | 0 | 0 | 0 | 0 | 0 | 0 | 0 | 0 | 10675.6484
2025-03-23 | 11347.59 | 18.6 | 0 | 1 | 0 | 0 | 0 | 0 | 0 | 0 | 0 | 0 | 0 | 0 | 0 | 0 | 0 | 0 | 0 | 1 | 0 | 0 | 0 | 0 | 0 | 0 | 0 | 0 | 11351.2708
2025-03-23 | 12564.76 | 19.5 | 0 | 1 | 0 | 0 | 0 | 0 | 0 | 0 | 0 | 0 | 0 | 0 | 0 | 0 | 0 | 0 | 0 | 0 | 1 | 0 | 0 | 0 | 0 | 0 | 0 | 0 | 12536.393
2025-03-23 | 12523.909 | 19.7 | 0 | 1 | 0 | 0 | 0 | 0 | 0 | 0 | 0 | 0 | 0 | 0 | 0 | 0 | 0 | 0 | 0 | 0 | 0 | 1 | 0 | 0 | 0 | 0 | 0 | 0 | 13062.2279
2025-03-23 | 12613.05 | 19.6 | 0 | 1 | 0 | 0 | 0 | 0 | 0 | 0 | 0 | 0 | 0 | 0 | 0 | 0 | 0 | 0 | 0 | 0 | 0 | 0 | 1 | 0 | 0 | 0 | 0 | 0 | 13026.5672
2025-03-23 | 12250.288 | 19.8 | 0 | 1 | 0 | 0 | 0 | 0 | 0 | 0 | 0 | 0 | 0 | 0 | 0 | 0 | 0 | 0 | 0 | 0 | 0 | 0 | 0 | 1 | 0 | 0 | 0 | 0 | 12970.1592
2025-03-23 | 11254.401 | 19.5 | 0 | 1 | 0 | 0 | 0 | 0 | 0 | 0 | 0 | 0 | 0 | 0 | 0 | 0 | 0 | 0 | 0 | 0 | 0 | 0 | 0 | 0 | 1 | 0 | 0 | 0 | 12539.8874
2025-03-23 | 10053.584 | 19.2 | 0 | 1 | 0 | 0 | 0 | 0 | 0 | 0 | 0 | 0 | 0 | 0 | 0 | 0 | 0 | 0 | 0 | 0 | 0 | 0 | 0 | 0 | 0 | 1 | 0 | 0 | 11514.7737
2025-03-23 | 8778.095 | 18.8 | 0 | 1 | 0 | 0 | 0 | 0 | 0 | 0 | 0 | 0 | 0 | 0 | 0 | 0 | 0 | 0 | 0 | 0 | 0 | 0 | 0 | 0 | 0 | 0 | 1 | 0 | 10283.2951
2025-03-23 | 7981.071 | 18.1 | 0 | 1 | 0 | 0 | 0 | 0 | 0 | 0 | 0 | 0 | 0 | 0 | 0 | 0 | 0 | 0 | 0 | 0 | 0 | 0 | 0 | 0 | 0 | 0 | 0 | 1 | 9154.224
2025-03-24 | 7474.762 | 18.9 | 0 | 0 | 1 | 0 | 0 | 0 | 0 | 0 | 0 | 0 | 0 | 0 | 0 | 0 | 0 | 0 | 0 | 0 | 0 | 0 | 0 | 0 | 0 | 0 | 0 | 0 | 8102.9228
2025-03-24 | 7287.639 | 18.1 | 0 | 0 | 0 | 1 | 0 | 0 | 0 | 0 | 0 | 0 | 0 | 0 | 0 | 0 | 0 | 0 | 0 | 0 | 0 | 0 | 0 | 0 | 0 | 0 | 0 | 0 | 7547.147
2025-03-24 | 7215.531 | 17.7 | 0 | 0 | 0 | 0 | 1 | 0 | 0 | 0 | 0 | 0 | 0 | 0 | 0 | 0 | 0 | 0 | 0 | 0 | 0 | 0 | 0 | 0 | 0 | 0 | 0 | 0 | 7250.3926
2025-03-24 | 7282.722 | 17.2 | 0 | 0 | 0 | 0 | 0 | 1 | 0 | 0 | 0 | 0 | 0 | 0 | 0 | 0 | 0 | 0 | 0 | 0 | 0 | 0 | 0 | 0 | 0 | 0 | 0 | 0 | 7119.9972
2025-03-24 | 7674.254 | 16.8 | 0 | 0 | 0 | 0 | 0 | 0 | 1 | 0 | 0 | 0 | 0 | 0 | 0 | 0 | 0 | 0 | 0 | 0 | 0 | 0 | 0 | 0 | 0 | 0 | 0 | 0 | 7232.6411
2025-03-24 | 8432.471 | 16.3 | 0 | 0 | 0 | 0 | 0 | 0 | 0 | 1 | 0 | 0 | 0 | 0 | 0 | 0 | 0 | 0 | 0 | 0 | 0 | 0 | 0 | 0 | 0 | 0 | 0 | 0 | 7685.0965
2025-03-24 | 9260.631 | 15.4 | 0 | 0 | 0 | 0 | 0 | 0 | 0 | 0 | 1 | 0 | 0 | 0 | 0 | 0 | 0 | 0 | 0 | 0 | 0 | 0 | 0 | 0 | 0 | 0 | 0 | 0 | 8307.839
2025-03-24 | 9198.384 | 14.5 | 0 | 0 | 0 | 0 | 0 | 0 | 0 | 0 | 0 | 1 | 0 | 0 | 0 | 0 | 0 | 0 | 0 | 0 | 0 | 0 | 0 | 0 | 0 | 0 | 0 | 0 | 8822.2676
2025-03-24 | 9004.68 | 13.7 | 0 | 0 | 0 | 0 | 0 | 0 | 0 | 0 | 0 | 0 | 1 | 0 | 0 | 0 | 0 | 0 | 0 | 0 | 0 | 0 | 0 | 0 | 0 | 0 | 0 | 0 | 9028.9704
2025-03-24 | 8873.653 | 13.1 | 0 | 0 | 0 | 0 | 0 | 0 | 0 | 0 | 0 | 0 | 0 | 1 | 0 | 0 | 0 | 0 | 0 | 0 | 0 | 0 | 0 | 0 | 0 | 0 | 0 | 0 | 9039.9641
2025-03-24 | 8885.071 | 13.1 | 0 | 0 | 0 | 0 | 0 | 0 | 0 | 0 | 0 | 0 | 0 | 0 | 1 | 0 | 0 | 0 | 0 | 0 | 0 | 0 | 0 | 0 | 0 | 0 | 0 | 0 | 9111.4046
2025-03-24 | 8854.887 | 12.1 | 0 | 0 | 0 | 0 | 0 | 0 | 0 | 0 | 0 | 0 | 0 | 0 | 0 | 1 | 0 | 0 | 0 | 0 | 0 | 0 | 0 | 0 | 0 | 0 | 0 | 0 | 9051.7597
2025-03-24 | 8475.084 | 14.2 | 0 | 0 | 0 | 0 | 0 | 0 | 0 | 0 | 0 | 0 | 0 | 0 | 0 | 0 | 1 | 0 | 0 | 0 | 0 | 0 | 0 | 0 | 0 | 0 | 0 | 0 | 9319.0379
2025-03-24 | 8304.731 | 13.8 | 0 | 0 | 0 | 0 | 0 | 0 | 0 | 0 | 0 | 0 | 0 | 0 | 0 | 0 | 0 | 1 | 0 | 0 | 0 | 0 | 0 | 0 | 0 | 0 | 0 | 0 | 9172.9938
2025-03-24 | 8607.781 | 15.4 | 0 | 0 | 0 | 0 | 0 | 0 | 0 | 0 | 0 | 0 | 0 | 0 | 0 | 0 | 0 | 0 | 1 | 0 | 0 | 0 | 0 | 0 | 0 | 0 | 0 | 0 | 9630.7447
2025-03-24 | 9995.763 | 13.3 | 0 | 0 | 0 | 0 | 0 | 0 | 0 | 0 | 0 | 0 | 0 | 0 | 0 | 0 | 0 | 0 | 0 | 1 | 0 | 0 | 0 | 0 | 0 | 0 | 0 | 0 | 9965.899
2025-03-24 | 11476.886 | 13.9 | 0 | 0 | 0 | 0 | 0 | 0 | 0 | 0 | 0 | 0 | 0 | 0 | 0 | 0 | 0 | 0 | 0 | 0 | 1 | 0 | 0 | 0 | 0 | 0 | 0 | 0 | 11099.9509
2025-03-24 | 11098.632 | 14.5 | 0 | 0 | 0 | 0 | 0 | 0 | 0 | 0 | 0 | 0 | 0 | 0 | 0 | 0 | 0 | 0 | 0 | 0 | 0 | 1 | 0 | 0 | 0 | 0 | 0 | 0 | 11693.8795
2025-03-24 | 11412.82 | 15.4 | 0 | 0 | 0 | 0 | 0 | 0 | 0 | 0 | 0 | 0 | 0 | 0 | 0 | 0 | 0 | 0 | 0 | 0 | 0 | 0 | 1 | 0 | 0 | 0 | 0 | 0 | 11828.4529
2025-03-24 | 11301.266 | 16 | 0 | 0 | 0 | 0 | 0 | 0 | 0 | 0 | 0 | 0 | 0 | 0 | 0 | 0 | 0 | 0 | 0 | 0 | 0 | 0 | 0 | 1 | 0 | 0 | 0 | 0 | 11840.1385
2025-03-24 | 10531.506 | 16.1 | 0 | 0 | 0 | 0 | 0 | 0 | 0 | 0 | 0 | 0 | 0 | 0 | 0 | 0 | 0 | 0 | 0 | 0 | 0 | 0 | 0 | 0 | 1 | 0 | 0 | 0 | 11477.9603
2025-03-24 | 9276.961 | 16.6 | 0 | 0 | 0 | 0 | 0 | 0 | 0 | 0 | 0 | 0 | 0 | 0 | 0 | 0 | 0 | 0 | 0 | 0 | 0 | 0 | 0 | 0 | 0 | 1 | 0 | 0 | 10589.0338
2025-03-24 | 8111.878 | 16.6 | 0 | 0 | 0 | 0 | 0 | 0 | 0 | 0 | 0 | 0 | 0 | 0 | 0 | 0 | 0 | 0 | 0 | 0 | 0 | 0 | 0 | 0 | 0 | 0 | 1 | 0 | 9425.6488
2025-03-24 | 7459.016 | 16.5 | 0 | 0 | 0 | 0 | 0 | 0 | 0 | 0 | 0 | 0 | 0 | 0 | 0 | 0 | 0 | 0 | 0 | 0 | 0 | 0 | 0 | 0 | 0 | 0 | 0 | 1 | 8398.7182
2025-03-25 | 6909.232 | 16.6 | 0 | 0 | 1 | 0 | 0 | 0 | 0 | 0 | 0 | 0 | 0 | 0 | 0 | 0 | 0 | 0 | 0 | 0 | 0 | 0 | 0 | 0 | 0 | 0 | 0 | 0 | 7711.3845
2025-03-25 | 6731.665 | 16.5 | 0 | 0 | 0 | 1 | 0 | 0 | 0 | 0 | 0 | 0 | 0 | 0 | 0 | 0 | 0 | 0 | 0 | 0 | 0 | 0 | 0 | 0 | 0 | 0 | 0 | 0 | 7274.7725
2025-03-25 | 6605.797 | 16.9 | 0 | 0 | 0 | 0 | 1 | 0 | 0 | 0 | 0 | 0 | 0 | 0 | 0 | 0 | 0 | 0 | 0 | 0 | 0 | 0 | 0 | 0 | 0 | 0 | 0 | 0 | 7114.2053
2025-03-25 | 6754.274 | 17.4 | 0 | 0 | 0 | 0 | 0 | 1 | 0 | 0 | 0 | 0 | 0 | 0 | 0 | 0 | 0 | 0 | 0 | 0 | 0 | 0 | 0 | 0 | 0 | 0 | 0 | 0 | 7154.0441
2025-03-25 | 7358.648 | 17.1 | 0 | 0 | 0 | 0 | 0 | 0 | 1 | 0 | 0 | 0 | 0 | 0 | 0 | 0 | 0 | 0 | 0 | 0 | 0 | 0 | 0 | 0 | 0 | 0 | 0 | 0 | 7283.7113
2025-03-25 | 8189.459 | 17.3 | 0 | 0 | 0 | 0 | 0 | 0 | 0 | 1 | 0 | 0 | 0 | 0 | 0 | 0 | 0 | 0 | 0 | 0 | 0 | 0 | 0 | 0 | 0 | 0 | 0 | 0 | 7855.3306
2025-03-25 | 9053.546 | 17.3 | 0 | 0 | 0 | 0 | 0 | 0 | 0 | 0 | 1 | 0 | 0 | 0 | 0 | 0 | 0 | 0 | 0 | 0 | 0 | 0 | 0 | 0 | 0 | 0 | 0 | 0 | 8631.2837
2025-03-25 | 9155.638 | 17.1 | 0 | 0 | 0 | 0 | 0 | 0 | 0 | 0 | 0 | 1 | 0 | 0 | 0 | 0 | 0 | 0 | 0 | 0 | 0 | 0 | 0 | 0 | 0 | 0 | 0 | 0 | 9264.8762
2025-03-25 | 8857.577 | 16.7 | 0 | 0 | 0 | 0 | 0 | 0 | 0 | 0 | 0 | 0 | 1 | 0 | 0 | 0 | 0 | 0 | 0 | 0 | 0 | 0 | 0 | 0 | 0 | 0 | 0 | 0 | 9539.6726
2025-03-25 | 8450.027 | 16.1 | 0 | 0 | 0 | 0 | 0 | 0 | 0 | 0 | 0 | 0 | 0 | 1 | 0 | 0 | 0 | 0 | 0 | 0 | 0 | 0 | 0 | 0 | 0 | 0 | 0 | 0 | 9550.6663
2025-03-25 | 8842.4 | 14.3 | 0 | 0 | 0 | 0 | 0 | 0 | 0 | 0 | 0 | 0 | 0 | 0 | 1 | 0 | 0 | 0 | 0 | 0 | 0 | 0 | 0 | 0 | 0 | 0 | 0 | 0 | 9315.6855
2025-03-25 | 8492.18 | 13.7 | 0 | 0 | 0 | 0 | 0 | 0 | 0 | 0 | 0 | 0 | 0 | 0 | 0 | 1 | 0 | 0 | 0 | 0 | 0 | 0 | 0 | 0 | 0 | 0 | 0 | 0 | 9324.1342
2025-03-25 | 8767.998 | 14.8 | 0 | 0 | 0 | 0 | 0 | 0 | 0 | 0 | 0 | 0 | 0 | 0 | 0 | 0 | 1 | 0 | 0 | 0 | 0 | 0 | 0 | 0 | 0 | 0 | 0 | 0 | 9421.1784
2025-03-25 | 8793.442 | 14.7 | 0 | 0 | 0 | 0 | 0 | 0 | 0 | 0 | 0 | 0 | 0 | 0 | 0 | 0 | 0 | 1 | 0 | 0 | 0 | 0 | 0 | 0 | 0 | 0 | 0 | 0 | 9326.2044
2025-03-25 | 9254.338 | 14.2 | 0 | 0 | 0 | 0 | 0 | 0 | 0 | 0 | 0 | 0 | 0 | 0 | 0 | 0 | 0 | 0 | 1 | 0 | 0 | 0 | 0 | 0 | 0 | 0 | 0 | 0 | 9426.4638
2025-03-25 | 10215.555 | 14.3 | 0 | 0 | 0 | 0 | 0 | 0 | 0 | 0 | 0 | 0 | 0 | 0 | 0 | 0 | 0 | 0 | 0 | 1 | 0 | 0 | 0 | 0 | 0 | 0 | 0 | 0 | 10136.133
2025-03-25 | 11004.21 | 14.8 | 0 | 0 | 0 | 0 | 0 | 0 | 0 | 0 | 0 | 0 | 0 | 0 | 0 | 0 | 0 | 0 | 0 | 0 | 1 | 0 | 0 | 0 | 0 | 0 | 0 | 0 | 11253.1616
2025-03-25 | 11274.865 | 15.1 | 0 | 0 | 0 | 0 | 0 | 0 | 0 | 0 | 0 | 0 | 0 | 0 | 0 | 0 | 0 | 0 | 0 | 0 | 0 | 1 | 0 | 0 | 0 | 0 | 0 | 0 | 11796.0199
2025-03-25 | 11475.833 | 16.2 | 0 | 0 | 0 | 0 | 0 | 0 | 0 | 0 | 0 | 0 | 0 | 0 | 0 | 0 | 0 | 0 | 0 | 0 | 0 | 0 | 1 | 0 | 0 | 0 | 0 | 0 | 11964.6401
2025-03-25 | 11512.696 | 17.1 | 0 | 0 | 0 | 0 | 0 | 0 | 0 | 0 | 0 | 0 | 0 | 0 | 0 | 0 | 0 | 0 | 0 | 0 | 0 | 0 | 0 | 1 | 0 | 0 | 0 | 0 | 12027.3959
2025-03-25 | 10649.605 | 17.2 | 0 | 0 | 0 | 0 | 0 | 0 | 0 | 0 | 0 | 0 | 0 | 0 | 0 | 0 | 0 | 0 | 0 | 0 | 0 | 0 | 0 | 0 | 1 | 0 | 0 | 0 | 11665.2177
2025-03-25 | 9414.598 | 17.2 | 0 | 0 | 0 | 0 | 0 | 0 | 0 | 0 | 0 | 0 | 0 | 0 | 0 | 0 | 0 | 0 | 0 | 0 | 0 | 0 | 0 | 0 | 0 | 1 | 0 | 0 | 10691.1742
2025-03-25 | 8331.391 | 17.6 | 0 | 0 | 0 | 0 | 0 | 0 | 0 | 0 | 0 | 0 | 0 | 0 | 0 | 0 | 0 | 0 | 0 | 0 | 0 | 0 | 0 | 0 | 0 | 0 | 1 | 0 | 9595.8828
2025-03-25 | 7652.695 | 17.7 | 0 | 0 | 0 | 0 | 0 | 0 | 0 | 0 | 0 | 0 | 0 | 0 | 0 | 0 | 0 | 0 | 0 | 0 | 0 | 0 | 0 | 0 | 0 | 0 | 0 | 1 | 8602.9991
2025-03-26 | 7142.78 | 17.9 | 0 | 0 | 1 | 0 | 0 | 0 | 0 | 0 | 0 | 0 | 0 | 0 | 0 | 0 | 0 | 0 | 0 | 0 | 0 | 0 | 0 | 0 | 0 | 0 | 0 | 0 | 7932.6888
2025-03-26 | 6959.737 | 18.6 | 0 | 0 | 0 | 1 | 0 | 0 | 0 | 0 | 0 | 0 | 0 | 0 | 0 | 0 | 0 | 0 | 0 | 0 | 0 | 0 | 0 | 0 | 0 | 0 | 0 | 0 | 7632.2641
2025-03-26 | 6907.889 | 19.3 | 0 | 0 | 0 | 0 | 1 | 0 | 0 | 0 | 0 | 0 | 0 | 0 | 0 | 0 | 0 | 0 | 0 | 0 | 0 | 0 | 0 | 0 | 0 | 0 | 0 | 0 | 7522.7671
2025-03-26 | 7072.813 | 20.3 | 0 | 0 | 0 | 0 | 0 | 1 | 0 | 0 | 0 | 0 | 0 | 0 | 0 | 0 | 0 | 0 | 0 | 0 | 0 | 0 | 0 | 0 | 0 | 0 | 0 | 0 | 7647.7228
2025-03-26 | 7728.121 | 20.8 | 0 | 0 | 0 | 0 | 0 | 0 | 1 | 0 | 0 | 0 | 0 | 0 | 0 | 0 | 0 | 0 | 0 | 0 | 0 | 0 | 0 | 0 | 0 | 0 | 0 | 0 | 7913.5773
2025-03-26 | 8480.696 | 20.8 | 0 | 0 | 0 | 0 | 0 | 0 | 0 | 1 | 0 | 0 | 0 | 0 | 0 | 0 | 0 | 0 | 0 | 0 | 0 | 0 | 0 | 0 | 0 | 0 | 0 | 0 | 8451.1498
2025-03-26 | 9426.578 | 20.1 | 0 | 0 | 0 | 0 | 0 | 0 | 0 | 0 | 1 | 0 | 0 | 0 | 0 | 0 | 0 | 0 | 0 | 0 | 0 | 0 | 0 | 0 | 0 | 0 | 0 | 0 | 9107.9391
2025-03-26 | 9301.88 | 20.1 | 0 | 0 | 0 | 0 | 0 | 0 | 0 | 0 | 0 | 1 | 0 | 0 | 0 | 0 | 0 | 0 | 0 | 0 | 0 | 0 | 0 | 0 | 0 | 0 | 0 | 0 | 9775.5784
2025-03-26 | 8836.228 | 19 | 0 | 0 | 0 | 0 | 0 | 0 | 0 | 0 | 0 | 0 | 1 | 0 | 0 | 0 | 0 | 0 | 0 | 0 | 0 | 0 | 0 | 0 | 0 | 0 | 0 | 0 | 9931.2109
2025-03-26 | 8620.049 | 19.1 | 0 | 0 | 0 | 0 | 0 | 0 | 0 | 0 | 0 | 0 | 0 | 1 | 0 | 0 | 0 | 0 | 0 | 0 | 0 | 0 | 0 | 0 | 0 | 0 | 0 | 0 | 10061.3684
2025-03-26 | 8500.578 | 18.9 | 0 | 0 | 0 | 0 | 0 | 0 | 0 | 0 | 0 | 0 | 0 | 0 | 1 | 0 | 0 | 0 | 0 | 0 | 0 | 0 | 0 | 0 | 0 | 0 | 0 | 0 | 10098.7621
2025-03-26 | 8424.454 | 16.6 | 0 | 0 | 0 | 0 | 0 | 0 | 0 | 0 | 0 | 0 | 0 | 0 | 0 | 1 | 0 | 0 | 0 | 0 | 0 | 0 | 0 | 0 | 0 | 0 | 0 | 0 | 9817.8129
2025-03-26 | 8328.173 | 15.2 | 0 | 0 | 0 | 0 | 0 | 0 | 0 | 0 | 0 | 0 | 0 | 0 | 0 | 0 | 1 | 0 | 0 | 0 | 0 | 0 | 0 | 0 | 0 | 0 | 0 | 0 | 9489.272
2025-03-26 | 8212.905 | 16.1 | 0 | 0 | 0 | 0 | 0 | 0 | 0 | 0 | 0 | 0 | 0 | 0 | 0 | 0 | 0 | 1 | 0 | 0 | 0 | 0 | 0 | 0 | 0 | 0 | 0 | 0 | 9564.5321
2025-03-26 | 8395.43 | 15.5 | 0 | 0 | 0 | 0 | 0 | 0 | 0 | 0 | 0 | 0 | 0 | 0 | 0 | 0 | 0 | 0 | 1 | 0 | 0 | 0 | 0 | 0 | 0 | 0 | 0 | 0 | 9647.7681
2025-03-26 | 9179.139 | 14.5 | 0 | 0 | 0 | 0 | 0 | 0 | 0 | 0 | 0 | 0 | 0 | 0 | 0 | 0 | 0 | 0 | 0 | 1 | 0 | 0 | 0 | 0 | 0 | 0 | 0 | 0 | 10170.1798
2025-03-26 | 10096.102 | 14.8 | 0 | 0 | 0 | 0 | 0 | 0 | 0 | 0 | 0 | 0 | 0 | 0 | 0 | 0 | 0 | 0 | 0 | 0 | 1 | 0 | 0 | 0 | 0 | 0 | 0 | 0 | 11253.1616
2025-03-26 | 10242.404 | 15.6 | 0 | 0 | 0 | 0 | 0 | 0 | 0 | 0 | 0 | 0 | 0 | 0 | 0 | 0 | 0 | 0 | 0 | 0 | 0 | 1 | 0 | 0 | 0 | 0 | 0 | 0 | 11881.137
2025-03-26 | 10936.27 | 16.5 | 0 | 0 | 0 | 0 | 0 | 0 | 0 | 0 | 0 | 0 | 0 | 0 | 0 | 0 | 0 | 0 | 0 | 0 | 0 | 0 | 1 | 0 | 0 | 0 | 0 | 0 | 12015.7103
2025-03-26 | 11287.025 | 18.2 | 0 | 0 | 0 | 0 | 0 | 0 | 0 | 0 | 0 | 0 | 0 | 0 | 0 | 0 | 0 | 0 | 0 | 0 | 0 | 0 | 0 | 1 | 0 | 0 | 0 | 0 | 12214.6534
2025-03-26 | 10842.79 | 18.6 | 0 | 0 | 0 | 0 | 0 | 0 | 0 | 0 | 0 | 0 | 0 | 0 | 0 | 0 | 0 | 0 | 0 | 0 | 0 | 0 | 0 | 0 | 1 | 0 | 0 | 0 | 11903.5454
2025-03-26 | 9632.378 | 19.5 | 0 | 0 | 0 | 0 | 0 | 0 | 0 | 0 | 0 | 0 | 0 | 0 | 0 | 0 | 0 | 0 | 0 | 0 | 0 | 0 | 0 | 0 | 0 | 1 | 0 | 0 | 11082.7126
2025-03-26 | 8538.62 | 20.5 | 0 | 0 | 0 | 0 | 0 | 0 | 0 | 0 | 0 | 0 | 0 | 0 | 0 | 0 | 0 | 0 | 0 | 0 | 0 | 0 | 0 | 0 | 0 | 0 | 1 | 0 | 10089.5616
2025-03-26 | 7816.157 | 21.2 | 0 | 0 | 0 | 0 | 0 | 0 | 0 | 0 | 0 | 0 | 0 | 0 | 0 | 0 | 0 | 0 | 0 | 0 | 0 | 0 | 0 | 0 | 0 | 0 | 0 | 1 | 9198.8183
2025-03-27 | 7380.132 | 21.3 | 0 | 0 | 1 | 0 | 0 | 0 | 0 | 0 | 0 | 0 | 0 | 0 | 0 | 0 | 0 | 0 | 0 | 0 | 0 | 0 | 0 | 0 | 0 | 0 | 0 | 0 | 8511.4846
2025-03-27 | 7162.569 | 21.4 | 0 | 0 | 0 | 1 | 0 | 0 | 0 | 0 | 0 | 0 | 0 | 0 | 0 | 0 | 0 | 0 | 0 | 0 | 0 | 0 | 0 | 0 | 0 | 0 | 0 | 0 | 8108.9194
2025-03-27 | 7211.146 | 23.5 | 0 | 0 | 0 | 0 | 1 | 0 | 0 | 0 | 0 | 0 | 0 | 0 | 0 | 0 | 0 | 0 | 0 | 0 | 0 | 0 | 0 | 0 | 0 | 0 | 0 | 0 | 8237.7501
2025-03-27 | 7369.342 | 22.3 | 0 | 0 | 0 | 0 | 0 | 1 | 0 | 0 | 0 | 0 | 0 | 0 | 0 | 0 | 0 | 0 | 0 | 0 | 0 | 0 | 0 | 0 | 0 | 0 | 0 | 0 | 7988.1909
2025-03-27 | 7958.588 | 23.9 | 0 | 0 | 0 | 0 | 0 | 0 | 1 | 0 | 0 | 0 | 0 | 0 | 0 | 0 | 0 | 0 | 0 | 0 | 0 | 0 | 0 | 0 | 0 | 0 | 0 | 0 | 8441.3029
2025-03-27 | 8894.373 | 23.7 | 0 | 0 | 0 | 0 | 0 | 0 | 0 | 1 | 0 | 0 | 0 | 0 | 0 | 0 | 0 | 0 | 0 | 0 | 0 | 0 | 0 | 0 | 0 | 0 | 0 | 0 | 8944.8286
2025-03-27 | 9736.483 | 22.7 | 0 | 0 | 0 | 0 | 0 | 0 | 0 | 0 | 1 | 0 | 0 | 0 | 0 | 0 | 0 | 0 | 0 | 0 | 0 | 0 | 0 | 0 | 0 | 0 | 0 | 0 | 9550.5476
2025-03-27 | 9460.077 | 20.7 | 0 | 0 | 0 | 0 | 0 | 0 | 0 | 0 | 0 | 1 | 0 | 0 | 0 | 0 | 0 | 0 | 0 | 0 | 0 | 0 | 0 | 0 | 0 | 0 | 0 | 0 | 9877.7188
2025-03-27 | 8863.329 | 17.7 | 0 | 0 | 0 | 0 | 0 | 0 | 0 | 0 | 0 | 0 | 1 | 0 | 0 | 0 | 0 | 0 | 0 | 0 | 0 | 0 | 0 | 0 | 0 | 0 | 0 | 0 | 9709.9066
2025-03-27 | 8417.092 | 15.9 | 0 | 0 | 0 | 0 | 0 | 0 | 0 | 0 | 0 | 0 | 0 | 1 | 0 | 0 | 0 | 0 | 0 | 0 | 0 | 0 | 0 | 0 | 0 | 0 | 0 | 0 | 9516.6194
2025-03-27 | 8358.848 | 14 | 0 | 0 | 0 | 0 | 0 | 0 | 0 | 0 | 0 | 0 | 0 | 0 | 1 | 0 | 0 | 0 | 0 | 0 | 0 | 0 | 0 | 0 | 0 | 0 | 0 | 0 | 9264.6152
2025-03-27 | 8245.499 | 11.1 | 0 | 0 | 0 | 0 | 0 | 0 | 0 | 0 | 0 | 0 | 0 | 0 | 0 | 1 | 0 | 0 | 0 | 0 | 0 | 0 | 0 | 0 | 0 | 0 | 0 | 0 | 8881.5256
2025-03-27 | 7947.42 | 9.3 | 0 | 0 | 0 | 0 | 0 | 0 | 0 | 0 | 0 | 0 | 0 | 0 | 0 | 0 | 1 | 0 | 0 | 0 | 0 | 0 | 0 | 0 | 0 | 0 | 0 | 0 | 8484.891
2025-03-27 | 7737.685 | 8.3 | 0 | 0 | 0 | 0 | 0 | 0 | 0 | 0 | 0 | 0 | 0 | 0 | 0 | 0 | 0 | 1 | 0 | 0 | 0 | 0 | 0 | 0 | 0 | 0 | 0 | 0 | 8236.7065
2025-03-27 | 7937.676 | 5.9 | 0 | 0 | 0 | 0 | 0 | 0 | 0 | 0 | 0 | 0 | 0 | 0 | 0 | 0 | 0 | 0 | 1 | 0 | 0 | 0 | 0 | 0 | 0 | 0 | 0 | 0 | 8013.5212
2025-03-27 | 8585.968 | 6.7 | 0 | 0 | 0 | 0 | 0 | 0 | 0 | 0 | 0 | 0 | 0 | 0 | 0 | 0 | 0 | 0 | 0 | 1 | 0 | 0 | 0 | 0 | 0 | 0 | 0 | 0 | 8842.3542
2025-03-27 | 9391.381 | 6.5 | 0 | 0 | 0 | 0 | 0 | 0 | 0 | 0 | 0 | 0 | 0 | 0 | 0 | 0 | 0 | 0 | 0 | 0 | 1 | 0 | 0 | 0 | 0 | 0 | 0 | 0 | 9840.2189
2025-03-27 | 9553.018 | 6.9 | 0 | 0 | 0 | 0 | 0 | 0 | 0 | 0 | 0 | 0 | 0 | 0 | 0 | 0 | 0 | 0 | 0 | 0 | 0 | 1 | 0 | 0 | 0 | 0 | 0 | 0 | 10400.1007
2025-03-27 | 10164.582 | 8.2 | 0 | 0 | 0 | 0 | 0 | 0 | 0 | 0 | 0 | 0 | 0 | 0 | 0 | 0 | 0 | 0 | 0 | 0 | 0 | 0 | 1 | 0 | 0 | 0 | 0 | 0 | 10602.7676
2025-03-27 | 10507.834 | 10.6 | 0 | 0 | 0 | 0 | 0 | 0 | 0 | 0 | 0 | 0 | 0 | 0 | 0 | 0 | 0 | 0 | 0 | 0 | 0 | 0 | 0 | 1 | 0 | 0 | 0 | 0 | 10920.8746
2025-03-27 | 9968.074 | 12.2 | 0 | 0 | 0 | 0 | 0 | 0 | 0 | 0 | 0 | 0 | 0 | 0 | 0 | 0 | 0 | 0 | 0 | 0 | 0 | 0 | 0 | 0 | 1 | 0 | 0 | 0 | 10814.0474
2025-03-27 | 8841.715 | 11 | 0 | 0 | 0 | 0 | 0 | 0 | 0 | 0 | 0 | 0 | 0 | 0 | 0 | 0 | 0 | 0 | 0 | 0 | 0 | 0 | 0 | 0 | 0 | 1 | 0 | 0 | 9635.7231
2025-03-27 | 7825.23 | 11.5 | 0 | 0 | 0 | 0 | 0 | 0 | 0 | 0 | 0 | 0 | 0 | 0 | 0 | 0 | 0 | 0 | 0 | 0 | 0 | 0 | 0 | 0 | 0 | 0 | 1 | 0 | 8557.4551
2025-03-27 | 7111.042 | 13.3 | 0 | 0 | 0 | 0 | 0 | 0 | 0 | 0 | 0 | 0 | 0 | 0 | 0 | 0 | 0 | 0 | 0 | 0 | 0 | 0 | 0 | 0 | 0 | 0 | 0 | 1 | 7853.9692
2025-03-28 | 6652.883 | 15 | 0 | 0 | 1 | 0 | 0 | 0 | 0 | 0 | 0 | 0 | 0 | 0 | 0 | 0 | 0 | 0 | 0 | 0 | 0 | 0 | 0 | 0 | 0 | 0 | 0 | 0 | 7439.01
2025-03-28 | 6483.63 | 16 | 0 | 0 | 0 | 1 | 0 | 0 | 0 | 0 | 0 | 0 | 0 | 0 | 0 | 0 | 0 | 0 | 0 | 0 | 0 | 0 | 0 | 0 | 0 | 0 | 0 | 0 | 7189.6555
2025-03-28 | 6440.15 | 16 | 0 | 0 | 0 | 0 | 1 | 0 | 0 | 0 | 0 | 0 | 0 | 0 | 0 | 0 | 0 | 0 | 0 | 0 | 0 | 0 | 0 | 0 | 0 | 0 | 0 | 0 | 6960.9947
2025-03-28 | 6676.15 | 16.7 | 0 | 0 | 0 | 0 | 0 | 1 | 0 | 0 | 0 | 0 | 0 | 0 | 0 | 0 | 0 | 0 | 0 | 0 | 0 | 0 | 0 | 0 | 0 | 0 | 0 | 0 | 7034.8802
2025-03-28 | 7168.161 | 17 | 0 | 0 | 0 | 0 | 0 | 0 | 1 | 0 | 0 | 0 | 0 | 0 | 0 | 0 | 0 | 0 | 0 | 0 | 0 | 0 | 0 | 0 | 0 | 0 | 0 | 0 | 7266.6879
2025-03-28 | 8009.714 | 17.2 | 0 | 0 | 0 | 0 | 0 | 0 | 0 | 1 | 0 | 0 | 0 | 0 | 0 | 0 | 0 | 0 | 0 | 0 | 0 | 0 | 0 | 0 | 0 | 0 | 0 | 0 | 7838.3072
2025-03-28 | 9047.844 | 16.9 | 0 | 0 | 0 | 0 | 0 | 0 | 0 | 0 | 1 | 0 | 0 | 0 | 0 | 0 | 0 | 0 | 0 | 0 | 0 | 0 | 0 | 0 | 0 | 0 | 0 | 0 | 8563.1901
2025-03-28 | 9185.883 | 16.2 | 0 | 0 | 0 | 0 | 0 | 0 | 0 | 0 | 0 | 1 | 0 | 0 | 0 | 0 | 0 | 0 | 0 | 0 | 0 | 0 | 0 | 0 | 0 | 0 | 0 | 0 | 9111.6655
2025-03-28 | 8874.374 | 15.9 | 0 | 0 | 0 | 0 | 0 | 0 | 0 | 0 | 0 | 0 | 1 | 0 | 0 | 0 | 0 | 0 | 0 | 0 | 0 | 0 | 0 | 0 | 0 | 0 | 0 | 0 | 9403.4853
2025-03-28 | 8712.524 | 15.1 | 0 | 0 | 0 | 0 | 0 | 0 | 0 | 0 | 0 | 0 | 0 | 1 | 0 | 0 | 0 | 0 | 0 | 0 | 0 | 0 | 0 | 0 | 0 | 0 | 0 | 0 | 9380.4322
2025-03-28 | 8929.283 | 15.1 | 0 | 0 | 0 | 0 | 0 | 0 | 0 | 0 | 0 | 0 | 0 | 0 | 1 | 0 | 0 | 0 | 0 | 0 | 0 | 0 | 0 | 0 | 0 | 0 | 0 | 0 | 9451.8727
2025-03-28 | 9209.672 | 14.4 | 0 | 0 | 0 | 0 | 0 | 0 | 0 | 0 | 0 | 0 | 0 | 0 | 0 | 1 | 0 | 0 | 0 | 0 | 0 | 0 | 0 | 0 | 0 | 0 | 0 | 0 | 9443.298
2025-03-28 | 8930.166 | 14.1 | 0 | 0 | 0 | 0 | 0 | 0 | 0 | 0 | 0 | 0 | 0 | 0 | 0 | 0 | 1 | 0 | 0 | 0 | 0 | 0 | 0 | 0 | 0 | 0 | 0 | 0 | 9302.0145
2025-03-28 | 8868.196 | 14.5 | 0 | 0 | 0 | 0 | 0 | 0 | 0 | 0 | 0 | 0 | 0 | 0 | 0 | 0 | 0 | 1 | 0 | 0 | 0 | 0 | 0 | 0 | 0 | 0 | 0 | 0 | 9292.1576
2025-03-28 | 9117.014 | 15.1 | 0 | 0 | 0 | 0 | 0 | 0 | 0 | 0 | 0 | 0 | 0 | 0 | 0 | 0 | 0 | 0 | 1 | 0 | 0 | 0 | 0 | 0 | 0 | 0 | 0 | 0 | 9579.6745
2025-03-28 | 9922.174 | 15.1 | 0 | 0 | 0 | 0 | 0 | 0 | 0 | 0 | 0 | 0 | 0 | 0 | 0 | 0 | 0 | 0 | 0 | 1 | 0 | 0 | 0 | 0 | 0 | 0 | 0 | 0 | 10272.3203
2025-03-28 | 10871.209 | 15.6 | 0 | 0 | 0 | 0 | 0 | 0 | 0 | 0 | 0 | 0 | 0 | 0 | 0 | 0 | 0 | 0 | 0 | 0 | 1 | 0 | 0 | 0 | 0 | 0 | 0 | 0 | 11389.3488
2025-03-28 | 11111.356 | 16.3 | 0 | 0 | 0 | 0 | 0 | 0 | 0 | 0 | 0 | 0 | 0 | 0 | 0 | 0 | 0 | 0 | 0 | 0 | 0 | 1 | 0 | 0 | 0 | 0 | 0 | 0 | 12000.3008
2025-03-28 | 11189.337 | 16.3 | 0 | 0 | 0 | 0 | 0 | 0 | 0 | 0 | 0 | 0 | 0 | 0 | 0 | 0 | 0 | 0 | 0 | 0 | 0 | 0 | 1 | 0 | 0 | 0 | 0 | 0 | 11981.6635
2025-03-28 | 11054.764 | 16.5 | 0 | 0 | 0 | 0 | 0 | 0 | 0 | 0 | 0 | 0 | 0 | 0 | 0 | 0 | 0 | 0 | 0 | 0 | 0 | 0 | 0 | 1 | 0 | 0 | 0 | 0 | 11925.2555
2025-03-28 | 10348.575 | 16.6 | 0 | 0 | 0 | 0 | 0 | 0 | 0 | 0 | 0 | 0 | 0 | 0 | 0 | 0 | 0 | 0 | 0 | 0 | 0 | 0 | 0 | 0 | 1 | 0 | 0 | 0 | 11563.0773
2025-03-28 | 9458.175 | 16.6 | 0 | 0 | 0 | 0 | 0 | 0 | 0 | 0 | 0 | 0 | 0 | 0 | 0 | 0 | 0 | 0 | 0 | 0 | 0 | 0 | 0 | 0 | 0 | 1 | 0 | 0 | 10589.0338
2025-03-28 | 8445.929 | 16.7 | 0 | 0 | 0 | 0 | 0 | 0 | 0 | 0 | 0 | 0 | 0 | 0 | 0 | 0 | 0 | 0 | 0 | 0 | 0 | 0 | 0 | 0 | 0 | 0 | 1 | 0 | 9442.6722
2025-03-28 | 7758.631 | 16.8 | 0 | 0 | 0 | 0 | 0 | 0 | 0 | 0 | 0 | 0 | 0 | 0 | 0 | 0 | 0 | 0 | 0 | 0 | 0 | 0 | 0 | 0 | 0 | 0 | 0 | 1 | 8449.7884
2025-03-29 | 7289.78 | 16.9 | 0 | 1 | 1 | 0 | 0 | 0 | 0 | 0 | 0 | 0 | 0 | 0 | 0 | 0 | 0 | 0 | 0 | 0 | 0 | 0 | 0 | 0 | 0 | 0 | 0 | 0 | 8245.5861
2025-03-29 | 7044.555 | 17.1 | 0 | 1 | 0 | 1 | 0 | 0 | 0 | 0 | 0 | 0 | 0 | 0 | 0 | 0 | 0 | 0 | 0 | 0 | 0 | 0 | 0 | 0 | 0 | 0 | 0 | 0 | 7860.0443
2025-03-29 | 6828.685 | 16.9 | 0 | 1 | 0 | 0 | 1 | 0 | 0 | 0 | 0 | 0 | 0 | 0 | 0 | 0 | 0 | 0 | 0 | 0 | 0 | 0 | 0 | 0 | 0 | 0 | 0 | 0 | 7597.3367
2025-03-29 | 6880.681 | 16.8 | 0 | 1 | 0 | 0 | 0 | 1 | 0 | 0 | 0 | 0 | 0 | 0 | 0 | 0 | 0 | 0 | 0 | 0 | 0 | 0 | 0 | 0 | 0 | 0 | 0 | 0 | 7535.035
2025-03-29 | 7051.721 | 17.1 | 0 | 1 | 0 | 0 | 0 | 0 | 1 | 0 | 0 | 0 | 0 | 0 | 0 | 0 | 0 | 0 | 0 | 0 | 0 | 0 | 0 | 0 | 0 | 0 | 0 | 0 | 7766.8426
2025-03-29 | 7526.654 | 17.2 | 0 | 1 | 0 | 0 | 0 | 0 | 0 | 1 | 0 | 0 | 0 | 0 | 0 | 0 | 0 | 0 | 0 | 0 | 0 | 0 | 0 | 0 | 0 | 0 | 0 | 0 | 8321.4385
2025-03-29 | 8496.384 | 17.2 | 0 | 1 | 0 | 0 | 0 | 0 | 0 | 0 | 1 | 0 | 0 | 0 | 0 | 0 | 0 | 0 | 0 | 0 | 0 | 0 | 0 | 0 | 0 | 0 | 0 | 0 | 9097.3916
2025-03-29 | 9636.941 | 16.9 | 0 | 1 | 0 | 0 | 0 | 0 | 0 | 0 | 0 | 1 | 0 | 0 | 0 | 0 | 0 | 0 | 0 | 0 | 0 | 0 | 0 | 0 | 0 | 0 | 0 | 0 | 9713.9607
2025-03-29 | 10602.083 | 16.5 | 0 | 1 | 0 | 0 | 0 | 0 | 0 | 0 | 0 | 0 | 1 | 0 | 0 | 0 | 0 | 0 | 0 | 0 | 0 | 0 | 0 | 0 | 0 | 0 | 0 | 0 | 9988.7571
2025-03-29 | 11370.466 | 16.3 | 0 | 1 | 0 | 0 | 0 | 0 | 0 | 0 | 0 | 0 | 0 | 1 | 0 | 0 | 0 | 0 | 0 | 0 | 0 | 0 | 0 | 0 | 0 | 0 | 0 | 0 | 10067.8444
2025-03-29 | 12046.165 | 16.4 | 0 | 1 | 0 | 0 | 0 | 0 | 0 | 0 | 0 | 0 | 0 | 0 | 1 | 0 | 0 | 0 | 0 | 0 | 0 | 0 | 0 | 0 | 0 | 0 | 0 | 0 | 10156.3083
2025-03-29 | 12479.313 | 16.5 | 0 | 1 | 0 | 0 | 0 | 0 | 0 | 0 | 0 | 0 | 0 | 0 | 0 | 1 | 0 | 0 | 0 | 0 | 0 | 0 | 0 | 0 | 0 | 0 | 0 | 0 | 10283.9209
2025-03-29 | 13108.569 | 16.5 | 0 | 1 | 0 | 0 | 0 | 0 | 0 | 0 | 0 | 0 | 0 | 0 | 0 | 0 | 1 | 0 | 0 | 0 | 0 | 0 | 0 | 0 | 0 | 0 | 0 | 0 | 10193.7076
2025-03-29 | 11994.682 | 16.7 | 0 | 1 | 0 | 0 | 0 | 0 | 0 | 0 | 0 | 0 | 0 | 0 | 0 | 0 | 0 | 1 | 0 | 0 | 0 | 0 | 0 | 0 | 0 | 0 | 0 | 0 | 10149.8039
2025-03-29 | 10310.862 | 17.1 | 0 | 1 | 0 | 0 | 0 | 0 | 0 | 0 | 0 | 0 | 0 | 0 | 0 | 0 | 0 | 0 | 1 | 0 | 0 | 0 | 0 | 0 | 0 | 0 | 0 | 0 | 10403.274
2025-03-29 | 10659.541 | 17.7 | 0 | 1 | 0 | 0 | 0 | 0 | 0 | 0 | 0 | 0 | 0 | 0 | 0 | 0 | 0 | 0 | 0 | 1 | 0 | 0 | 0 | 0 | 0 | 0 | 0 | 0 | 11198.0601
2025-03-29 | 11265.133 | 18.2 | 0 | 1 | 0 | 0 | 0 | 0 | 0 | 0 | 0 | 0 | 0 | 0 | 0 | 0 | 0 | 0 | 0 | 0 | 1 | 0 | 0 | 0 | 0 | 0 | 0 | 0 | 12315.0887
2025-03-29 | 11031.408 | 18.2 | 0 | 1 | 0 | 0 | 0 | 0 | 0 | 0 | 0 | 0 | 0 | 0 | 0 | 0 | 0 | 0 | 0 | 0 | 0 | 1 | 0 | 0 | 0 | 0 | 0 | 0 | 12806.8768
2025-03-29 | 10646.476 | 18.1 | 0 | 1 | 0 | 0 | 0 | 0 | 0 | 0 | 0 | 0 | 0 | 0 | 0 | 0 | 0 | 0 | 0 | 0 | 0 | 0 | 1 | 0 | 0 | 0 | 0 | 0 | 12771.2162
2025-03-29 | 13851.235 | 18.3 | 0 | 1 | 0 | 0 | 0 | 0 | 0 | 0 | 0 | 0 | 0 | 0 | 0 | 0 | 0 | 0 | 0 | 0 | 0 | 0 | 0 | 1 | 0 | 0 | 0 | 0 | 12714.8081
2025-03-29 | 10918.63 | 18.3 | 0 | 1 | 0 | 0 | 0 | 0 | 0 | 0 | 0 | 0 | 0 | 0 | 0 | 0 | 0 | 0 | 0 | 0 | 0 | 0 | 0 | 0 | 1 | 0 | 0 | 0 | 12335.6065
2025-03-29 | 9411.027 | 18.3 | 0 | 1 | 0 | 0 | 0 | 0 | 0 | 0 | 0 | 0 | 0 | 0 | 0 | 0 | 0 | 0 | 0 | 0 | 0 | 0 | 0 | 0 | 0 | 1 | 0 | 0 | 11361.563
2025-03-29 | 7970.76 | 18.2 | 0 | 1 | 0 | 0 | 0 | 0 | 0 | 0 | 0 | 0 | 0 | 0 | 0 | 0 | 0 | 0 | 0 | 0 | 0 | 0 | 0 | 0 | 0 | 0 | 1 | 0 | 10181.1546
2025-03-29 | 6535.375 | 18.3 | 0 | 1 | 0 | 0 | 0 | 0 | 0 | 0 | 0 | 0 | 0 | 0 | 0 | 0 | 0 | 0 | 0 | 0 | 0 | 0 | 0 | 0 | 0 | 0 | 0 | 1 | 9188.2708
2025-03-30 | 5456 | 18.3 | 0 | 1 | 1 | 0 | 0 | 0 | 0 | 0 | 0 | 0 | 0 | 0 | 0 | 0 | 0 | 0 | 0 | 0 | 0 | 0 | 0 | 0 | 0 | 0 | 0 | 0 | 8483.9137
2025-03-30 | 4875.148 | 18.3 | 0 | 1 | 0 | 1 | 0 | 0 | 0 | 0 | 0 | 0 | 0 | 0 | 0 | 0 | 0 | 0 | 0 | 0 | 0 | 0 | 0 | 0 | 0 | 0 | 0 | 0 | 8064.3252
2025-03-30 | 4814.812 | 18.2 | 0 | 1 | 0 | 0 | 1 | 0 | 0 | 0 | 0 | 0 | 0 | 0 | 0 | 0 | 0 | 0 | 0 | 0 | 0 | 0 | 0 | 0 | 0 | 0 | 0 | 0 | 7818.6409
2025-03-30 | 9985.266 | 18.2 | 0 | 1 | 0 | 0 | 0 | 1 | 0 | 0 | 0 | 0 | 0 | 0 | 0 | 0 | 0 | 0 | 0 | 0 | 0 | 0 | 0 | 0 | 0 | 0 | 0 | 0 | 7773.3626
2025-03-30 | 7293.343 | 18 | 0 | 1 | 0 | 0 | 0 | 0 | 1 | 0 | 0 | 0 | 0 | 0 | 0 | 0 | 0 | 0 | 0 | 0 | 0 | 0 | 0 | 0 | 0 | 0 | 0 | 0 | 7920.0533
2025-03-30 | 7043.248 | 17.9 | 0 | 1 | 0 | 0 | 0 | 0 | 0 | 1 | 0 | 0 | 0 | 0 | 0 | 0 | 0 | 0 | 0 | 0 | 0 | 0 | 0 | 0 | 0 | 0 | 0 | 0 | 8440.6024
2025-03-30 | 8169.754 | 17.8 | 0 | 1 | 0 | 0 | 0 | 0 | 0 | 0 | 1 | 0 | 0 | 0 | 0 | 0 | 0 | 0 | 0 | 0 | 0 | 0 | 0 | 0 | 0 | 0 | 0 | 0 | 9199.5321
2025-03-30 | 9672.963 | 17.6 | 0 | 1 | 0 | 0 | 0 | 0 | 0 | 0 | 0 | 1 | 0 | 0 | 0 | 0 | 0 | 0 | 0 | 0 | 0 | 0 | 0 | 0 | 0 | 0 | 0 | 0 | 9833.1246
2025-03-30 | 9966.075 | 17.4 | 0 | 1 | 0 | 0 | 0 | 0 | 0 | 0 | 0 | 0 | 1 | 0 | 0 | 0 | 0 | 0 | 0 | 0 | 0 | 0 | 0 | 0 | 0 | 0 | 0 | 0 | 10141.9678
2025-03-30 | 8534.074 | 16.6 | 0 | 1 | 0 | 0 | 0 | 0 | 0 | 0 | 0 | 0 | 0 | 1 | 0 | 0 | 0 | 0 | 0 | 0 | 0 | 0 | 0 | 0 | 0 | 0 | 0 | 0 | 10118.9146
2025-03-30 | 7603.496 | 16 | 0 | 1 | 0 | 0 | 0 | 0 | 0 | 0 | 0 | 0 | 0 | 0 | 1 | 0 | 0 | 0 | 0 | 0 | 0 | 0 | 0 | 0 | 0 | 0 | 0 | 0 | 10088.2147
2025-03-30 | 8555.698 | 15.5 | 0 | 1 | 0 | 0 | 0 | 0 | 0 | 0 | 0 | 0 | 0 | 0 | 0 | 1 | 0 | 0 | 0 | 0 | 0 | 0 | 0 | 0 | 0 | 0 | 0 | 0 | 10113.6868
2025-03-30 | 8306.346 | 15.2 | 0 | 1 | 0 | 0 | 0 | 0 | 0 | 0 | 0 | 0 | 0 | 0 | 0 | 0 | 1 | 0 | 0 | 0 | 0 | 0 | 0 | 0 | 0 | 0 | 0 | 0 | 9972.4033
2025-03-30 | 11872.707 | 14.9 | 0 | 1 | 0 | 0 | 0 | 0 | 0 | 0 | 0 | 0 | 0 | 0 | 0 | 0 | 0 | 1 | 0 | 0 | 0 | 0 | 0 | 0 | 0 | 0 | 0 | 0 | 9843.3826
2025-03-30 | 10656.346 | 14.5 | 0 | 1 | 0 | 0 | 0 | 0 | 0 | 0 | 0 | 0 | 0 | 0 | 0 | 0 | 0 | 0 | 1 | 0 | 0 | 0 | 0 | 0 | 0 | 0 | 0 | 0 | 9960.6654
2025-03-30 | 11095.656 | 14.3 | 0 | 1 | 0 | 0 | 0 | 0 | 0 | 0 | 0 | 0 | 0 | 0 | 0 | 0 | 0 | 0 | 0 | 1 | 0 | 0 | 0 | 0 | 0 | 0 | 0 | 0 | 10619.2644
2025-03-30 | 11502.535 | 14.3 | 0 | 1 | 0 | 0 | 0 | 0 | 0 | 0 | 0 | 0 | 0 | 0 | 0 | 0 | 0 | 0 | 0 | 0 | 1 | 0 | 0 | 0 | 0 | 0 | 0 | 0 | 11651.1759
2025-03-30 | 14755.953 | 14.5 | 0 | 1 | 0 | 0 | 0 | 0 | 0 | 0 | 0 | 0 | 0 | 0 | 0 | 0 | 0 | 0 | 0 | 0 | 0 | 1 | 0 | 0 | 0 | 0 | 0 | 0 | 12177.0108
2025-03-30 | 12644.494 | 14.7 | 0 | 1 | 0 | 0 | 0 | 0 | 0 | 0 | 0 | 0 | 0 | 0 | 0 | 0 | 0 | 0 | 0 | 0 | 0 | 0 | 1 | 0 | 0 | 0 | 0 | 0 | 12192.4204
2025-03-30 | 11943.25 | 14.8 | 0 | 1 | 0 | 0 | 0 | 0 | 0 | 0 | 0 | 0 | 0 | 0 | 0 | 0 | 0 | 0 | 0 | 0 | 0 | 0 | 0 | 1 | 0 | 0 | 0 | 0 | 12118.9889
2025-03-30 | 10708.363 | 14.9 | 0 | 1 | 0 | 0 | 0 | 0 | 0 | 0 | 0 | 0 | 0 | 0 | 0 | 0 | 0 | 0 | 0 | 0 | 0 | 0 | 0 | 0 | 1 | 0 | 0 | 0 | 11756.8107
2025-03-30 | 9407.775 | 14.8 | 0 | 1 | 0 | 0 | 0 | 0 | 0 | 0 | 0 | 0 | 0 | 0 | 0 | 0 | 0 | 0 | 0 | 0 | 0 | 0 | 0 | 0 | 0 | 1 | 0 | 0 | 10765.7438
2025-03-30 | 8033.375 | 14.2 | 0 | 1 | 0 | 0 | 0 | 0 | 0 | 0 | 0 | 0 | 0 | 0 | 0 | 0 | 0 | 0 | 0 | 0 | 0 | 0 | 0 | 0 | 0 | 0 | 1 | 0 | 9500.2184
2025-03-30 | 7128.052 | 14.5 | 0 | 1 | 0 | 0 | 0 | 0 | 0 | 0 | 0 | 0 | 0 | 0 | 0 | 0 | 0 | 0 | 0 | 0 | 0 | 0 | 0 | 0 | 0 | 0 | 0 | 1 | 8541.3814
2025-03-31 | 6618.661 | 14 | 0 | 0 | 1 | 0 | 0 | 0 | 0 | 0 | 0 | 0 | 0 | 0 | 0 | 0 | 0 | 0 | 0 | 0 | 0 | 0 | 0 | 0 | 0 | 0 | 0 | 0 | 7268.7759
2025-03-31 | 6306.039 | 13.8 | 0 | 0 | 0 | 1 | 0 | 0 | 0 | 0 | 0 | 0 | 0 | 0 | 0 | 0 | 0 | 0 | 0 | 0 | 0 | 0 | 0 | 0 | 0 | 0 | 0 | 0 | 6815.1406
2025-03-31 | 6052.52 | 13.5 | 0 | 0 | 0 | 0 | 1 | 0 | 0 | 0 | 0 | 0 | 0 | 0 | 0 | 0 | 0 | 0 | 0 | 0 | 0 | 0 | 0 | 0 | 0 | 0 | 0 | 0 | 6535.4095
2025-03-31 | 6014.948 | 13 | 0 | 0 | 0 | 0 | 0 | 1 | 0 | 0 | 0 | 0 | 0 | 0 | 0 | 0 | 0 | 0 | 0 | 0 | 0 | 0 | 0 | 0 | 0 | 0 | 0 | 0 | 6405.0142
2025-03-31 | 6345.691 | 12 | 0 | 0 | 0 | 0 | 0 | 0 | 1 | 0 | 0 | 0 | 0 | 0 | 0 | 0 | 0 | 0 | 0 | 0 | 0 | 0 | 0 | 0 | 0 | 0 | 0 | 0 | 6415.5176
2025-03-31 | 6991.059 | 7.4 | 0 | 0 | 0 | 0 | 0 | 0 | 0 | 1 | 0 | 0 | 0 | 0 | 0 | 0 | 0 | 0 | 0 | 0 | 0 | 0 | 0 | 0 | 0 | 0 | 0 | 0 | 6170.0134
2025-03-31 | 7844.957 | 7.7 | 0 | 0 | 0 | 0 | 0 | 0 | 0 | 0 | 1 | 0 | 0 | 0 | 0 | 0 | 0 | 0 | 0 | 0 | 0 | 0 | 0 | 0 | 0 | 0 | 0 | 0 | 6997.0367
2025-03-31 | 8186.775 | 6.1 | 0 | 0 | 0 | 0 | 0 | 0 | 0 | 0 | 0 | 1 | 0 | 0 | 0 | 0 | 0 | 0 | 0 | 0 | 0 | 0 | 0 | 0 | 0 | 0 | 0 | 0 | 7392.3016
2025-03-31 | 8420.958 | 8.8 | 0 | 0 | 0 | 0 | 0 | 0 | 0 | 0 | 0 | 0 | 1 | 0 | 0 | 0 | 0 | 0 | 0 | 0 | 0 | 0 | 0 | 0 | 0 | 0 | 0 | 0 | 8194.8235
2025-03-31 | 8857.682 | 8.6 | 0 | 0 | 0 | 0 | 0 | 0 | 0 | 0 | 0 | 0 | 0 | 1 | 0 | 0 | 0 | 0 | 0 | 0 | 0 | 0 | 0 | 0 | 0 | 0 | 0 | 0 | 8273.9108
2025-03-31 | 9039.635 | 9.7 | 0 | 0 | 0 | 0 | 0 | 0 | 0 | 0 | 0 | 0 | 0 | 0 | 1 | 0 | 0 | 0 | 0 | 0 | 0 | 0 | 0 | 0 | 0 | 0 | 0 | 0 | 8532.6088
2025-03-31 | 9106.749 | 10.7 | 0 | 0 | 0 | 0 | 0 | 0 | 0 | 0 | 0 | 0 | 0 | 0 | 0 | 1 | 0 | 0 | 0 | 0 | 0 | 0 | 0 | 0 | 0 | 0 | 0 | 0 | 8813.432
2025-03-31 | 8656.499 | 11.6 | 0 | 0 | 0 | 0 | 0 | 0 | 0 | 0 | 0 | 0 | 0 | 0 | 0 | 0 | 1 | 0 | 0 | 0 | 0 | 0 | 0 | 0 | 0 | 0 | 0 | 0 | 8876.4294
2025-03-31 | 8389.698 | 11.5 | 0 | 0 | 0 | 0 | 0 | 0 | 0 | 0 | 0 | 0 | 0 | 0 | 0 | 0 | 0 | 1 | 0 | 0 | 0 | 0 | 0 | 0 | 0 | 0 | 0 | 0 | 8781.4555
2025-03-31 | 8480.316 | 11.5 | 0 | 0 | 0 | 0 | 0 | 0 | 0 | 0 | 0 | 0 | 0 | 0 | 0 | 0 | 0 | 0 | 1 | 0 | 0 | 0 | 0 | 0 | 0 | 0 | 0 | 0 | 8966.8319
2025-03-31 | 9583.205 | 14.2 | 0 | 0 | 0 | 0 | 0 | 0 | 0 | 0 | 0 | 0 | 0 | 0 | 0 | 0 | 0 | 0 | 0 | 1 | 0 | 0 | 0 | 0 | 0 | 0 | 0 | 0 | 10119.1096
2025-03-31 | 10797.01 | 15.4 | 0 | 0 | 0 | 0 | 0 | 0 | 0 | 0 | 0 | 0 | 0 | 0 | 0 | 0 | 0 | 0 | 0 | 0 | 1 | 0 | 0 | 0 | 0 | 0 | 0 | 0 | 11355.302
2025-03-31 | 10830.24 | 16.2 | 0 | 0 | 0 | 0 | 0 | 0 | 0 | 0 | 0 | 0 | 0 | 0 | 0 | 0 | 0 | 0 | 0 | 0 | 0 | 1 | 0 | 0 | 0 | 0 | 0 | 0 | 11983.2774
2025-03-31 | 11111.655 | 16.4 | 0 | 0 | 0 | 0 | 0 | 0 | 0 | 0 | 0 | 0 | 0 | 0 | 0 | 0 | 0 | 0 | 0 | 0 | 0 | 0 | 1 | 0 | 0 | 0 | 0 | 0 | 11998.6869
2025-03-31 | 11214.886 | 17 | 0 | 0 | 0 | 0 | 0 | 0 | 0 | 0 | 0 | 0 | 0 | 0 | 0 | 0 | 0 | 0 | 0 | 0 | 0 | 0 | 0 | 1 | 0 | 0 | 0 | 0 | 12010.3725
2025-03-31 | 10568.321 | 17.3 | 0 | 0 | 0 | 0 | 0 | 0 | 0 | 0 | 0 | 0 | 0 | 0 | 0 | 0 | 0 | 0 | 0 | 0 | 0 | 0 | 0 | 0 | 1 | 0 | 0 | 0 | 11682.2411
2025-03-31 | 9374.537 | 17.4 | 0 | 0 | 0 | 0 | 0 | 0 | 0 | 0 | 0 | 0 | 0 | 0 | 0 | 0 | 0 | 0 | 0 | 0 | 0 | 0 | 0 | 0 | 0 | 1 | 0 | 0 | 10725.221
2025-03-31 | 8234.284 | 17.2 | 0 | 0 | 0 | 0 | 0 | 0 | 0 | 0 | 0 | 0 | 0 | 0 | 0 | 0 | 0 | 0 | 0 | 0 | 0 | 0 | 0 | 0 | 0 | 0 | 1 | 0 | 9527.7892
2025-03-31 | 7441.591 | 17.1 | 0 | 0 | 0 | 0 | 0 | 0 | 0 | 0 | 0 | 0 | 0 | 0 | 0 | 0 | 0 | 0 | 0 | 0 | 0 | 0 | 0 | 0 | 0 | 0 | 0 | 1 | 8500.8586
2025-04-01 | 6993.024 | 16.6 | 0 | 0 | 1 | 0 | 0 | 0 | 0 | 0 | 0 | 0 | 0 | 0 | 0 | 0 | 0 | 0 | 0 | 0 | 0 | 0 | 0 | 0 | 0 | 0 | 0 | 0 | 7711.3845
2025-04-01 | 6775.259 | 16.4 | 0 | 0 | 0 | 1 | 0 | 0 | 0 | 0 | 0 | 0 | 0 | 0 | 0 | 0 | 0 | 0 | 0 | 0 | 0 | 0 | 0 | 0 | 0 | 0 | 0 | 0 | 7257.7491
2025-04-01 | 6666.739 | 17.3 | 0 | 0 | 0 | 0 | 1 | 0 | 0 | 0 | 0 | 0 | 0 | 0 | 0 | 0 | 0 | 0 | 0 | 0 | 0 | 0 | 0 | 0 | 0 | 0 | 0 | 0 | 7182.2989
2025-04-01 | 6810.759 | 17.5 | 0 | 0 | 0 | 0 | 0 | 1 | 0 | 0 | 0 | 0 | 0 | 0 | 0 | 0 | 0 | 0 | 0 | 0 | 0 | 0 | 0 | 0 | 0 | 0 | 0 | 0 | 7171.0675
2025-04-01 | 7319.093 | 17.9 | 0 | 0 | 0 | 0 | 0 | 0 | 1 | 0 | 0 | 0 | 0 | 0 | 0 | 0 | 0 | 0 | 0 | 0 | 0 | 0 | 0 | 0 | 0 | 0 | 0 | 0 | 7419.8985
2025-04-01 | 8061.013 | 18.9 | 0 | 0 | 0 | 0 | 0 | 0 | 0 | 1 | 0 | 0 | 0 | 0 | 0 | 0 | 0 | 0 | 0 | 0 | 0 | 0 | 0 | 0 | 0 | 0 | 0 | 0 | 8127.7051
2025-04-01 | 8765.687 | 19.3 | 0 | 0 | 0 | 0 | 0 | 0 | 0 | 0 | 1 | 0 | 0 | 0 | 0 | 0 | 0 | 0 | 0 | 0 | 0 | 0 | 0 | 0 | 0 | 0 | 0 | 0 | 8971.7518
2025-04-01 | 8931.055 | 18.8 | 0 | 0 | 0 | 0 | 0 | 0 | 0 | 0 | 0 | 1 | 0 | 0 | 0 | 0 | 0 | 0 | 0 | 0 | 0 | 0 | 0 | 0 | 0 | 0 | 0 | 0 | 9554.2741
2025-04-01 | 8581.951 | 18.4 | 0 | 0 | 0 | 0 | 0 | 0 | 0 | 0 | 0 | 0 | 1 | 0 | 0 | 0 | 0 | 0 | 0 | 0 | 0 | 0 | 0 | 0 | 0 | 0 | 0 | 0 | 9829.0705
2025-04-01 | 8428.092 | 17.9 | 0 | 0 | 0 | 0 | 0 | 0 | 0 | 0 | 0 | 0 | 0 | 1 | 0 | 0 | 0 | 0 | 0 | 0 | 0 | 0 | 0 | 0 | 0 | 0 | 0 | 0 | 9857.0876
2025-04-01 | 8530.74 | 17 | 0 | 0 | 0 | 0 | 0 | 0 | 0 | 0 | 0 | 0 | 0 | 0 | 1 | 0 | 0 | 0 | 0 | 0 | 0 | 0 | 0 | 0 | 0 | 0 | 0 | 0 | 9775.3174
2025-04-01 | 8572.301 | 17 | 0 | 0 | 0 | 0 | 0 | 0 | 0 | 0 | 0 | 0 | 0 | 0 | 0 | 1 | 0 | 0 | 0 | 0 | 0 | 0 | 0 | 0 | 0 | 0 | 0 | 0 | 9885.9066
2025-04-01 | 8312.172 | 15.8 | 0 | 0 | 0 | 0 | 0 | 0 | 0 | 0 | 0 | 0 | 0 | 0 | 0 | 0 | 1 | 0 | 0 | 0 | 0 | 0 | 0 | 0 | 0 | 0 | 0 | 0 | 9591.4124
2025-04-01 | 8129.358 | 15.5 | 0 | 0 | 0 | 0 | 0 | 0 | 0 | 0 | 0 | 0 | 0 | 0 | 0 | 0 | 0 | 1 | 0 | 0 | 0 | 0 | 0 | 0 | 0 | 0 | 0 | 0 | 9462.3917
2025-04-01 | 8098.602 | 14.8 | 0 | 0 | 0 | 0 | 0 | 0 | 0 | 0 | 0 | 0 | 0 | 0 | 0 | 0 | 0 | 0 | 1 | 0 | 0 | 0 | 0 | 0 | 0 | 0 | 0 | 0 | 9528.6043
2025-04-01 | 8972.683 | 15.1 | 0 | 0 | 0 | 0 | 0 | 0 | 0 | 0 | 0 | 0 | 0 | 0 | 0 | 0 | 0 | 0 | 0 | 1 | 0 | 0 | 0 | 0 | 0 | 0 | 0 | 0 | 10272.3203
2025-04-01 | 9861.799 | 15.1 | 0 | 0 | 0 | 0 | 0 | 0 | 0 | 0 | 0 | 0 | 0 | 0 | 0 | 0 | 0 | 0 | 0 | 0 | 1 | 0 | 0 | 0 | 0 | 0 | 0 | 0 | 11304.2318
2025-04-01 | 9932.785 | 15.4 | 0 | 0 | 0 | 0 | 0 | 0 | 0 | 0 | 0 | 0 | 0 | 0 | 0 | 0 | 0 | 0 | 0 | 0 | 0 | 1 | 0 | 0 | 0 | 0 | 0 | 0 | 11847.0901
2025-04-01 | 10592.563 | 16.4 | 0 | 0 | 0 | 0 | 0 | 0 | 0 | 0 | 0 | 0 | 0 | 0 | 0 | 0 | 0 | 0 | 0 | 0 | 0 | 0 | 1 | 0 | 0 | 0 | 0 | 0 | 11998.6869
2025-04-01 | 10980.101 | 17.8 | 0 | 0 | 0 | 0 | 0 | 0 | 0 | 0 | 0 | 0 | 0 | 0 | 0 | 0 | 0 | 0 | 0 | 0 | 0 | 0 | 0 | 1 | 0 | 0 | 0 | 0 | 12146.5598
2025-04-01 | 10481.725 | 18.1 | 0 | 0 | 0 | 0 | 0 | 0 | 0 | 0 | 0 | 0 | 0 | 0 | 0 | 0 | 0 | 0 | 0 | 0 | 0 | 0 | 0 | 0 | 1 | 0 | 0 | 0 | 11818.4284
2025-04-01 | 9319.636 | 18.1 | 0 | 0 | 0 | 0 | 0 | 0 | 0 | 0 | 0 | 0 | 0 | 0 | 0 | 0 | 0 | 0 | 0 | 0 | 0 | 0 | 0 | 0 | 0 | 1 | 0 | 0 | 10844.3849
2025-04-01 | 8259.97 | 19 | 0 | 0 | 0 | 0 | 0 | 0 | 0 | 0 | 0 | 0 | 0 | 0 | 0 | 0 | 0 | 0 | 0 | 0 | 0 | 0 | 0 | 0 | 0 | 0 | 1 | 0 | 9834.2105
2025-04-01 | 7574.066 | 19 | 0 | 0 | 0 | 0 | 0 | 0 | 0 | 0 | 0 | 0 | 0 | 0 | 0 | 0 | 0 | 0 | 0 | 0 | 0 | 0 | 0 | 0 | 0 | 0 | 0 | 1 | 8824.3033
2025-04-02 | 7073.879 | 18.3 | 0 | 0 | 1 | 0 | 0 | 0 | 0 | 0 | 0 | 0 | 0 | 0 | 0 | 0 | 0 | 0 | 0 | 0 | 0 | 0 | 0 | 0 | 0 | 0 | 0 | 0 | 8000.7824
2025-04-02 | 6914.384 | 18.1 | 0 | 0 | 0 | 1 | 0 | 0 | 0 | 0 | 0 | 0 | 0 | 0 | 0 | 0 | 0 | 0 | 0 | 0 | 0 | 0 | 0 | 0 | 0 | 0 | 0 | 0 | 7547.147
2025-04-02 | 6855.729 | 18.1 | 0 | 0 | 0 | 0 | 1 | 0 | 0 | 0 | 0 | 0 | 0 | 0 | 0 | 0 | 0 | 0 | 0 | 0 | 0 | 0 | 0 | 0 | 0 | 0 | 0 | 0 | 7318.4862
2025-04-02 | 7149.752 | 18.4 | 0 | 0 | 0 | 0 | 0 | 1 | 0 | 0 | 0 | 0 | 0 | 0 | 0 | 0 | 0 | 0 | 0 | 0 | 0 | 0 | 0 | 0 | 0 | 0 | 0 | 0 | 7324.2781
2025-04-02 | 7662.338 | 18.8 | 0 | 0 | 0 | 0 | 0 | 0 | 1 | 0 | 0 | 0 | 0 | 0 | 0 | 0 | 0 | 0 | 0 | 0 | 0 | 0 | 0 | 0 | 0 | 0 | 0 | 0 | 7573.1092
2025-04-02 | 8495.789 | 18.8 | 0 | 0 | 0 | 0 | 0 | 0 | 0 | 1 | 0 | 0 | 0 | 0 | 0 | 0 | 0 | 0 | 0 | 0 | 0 | 0 | 0 | 0 | 0 | 0 | 0 | 0 | 8110.6817
2025-04-02 | 9427.298 | 18.8 | 0 | 0 | 0 | 0 | 0 | 0 | 0 | 0 | 1 | 0 | 0 | 0 | 0 | 0 | 0 | 0 | 0 | 0 | 0 | 0 | 0 | 0 | 0 | 0 | 0 | 0 | 8886.6348
2025-04-02 | 9910.999 | 18.8 | 0 | 0 | 0 | 0 | 0 | 0 | 0 | 0 | 0 | 1 | 0 | 0 | 0 | 0 | 0 | 0 | 0 | 0 | 0 | 0 | 0 | 0 | 0 | 0 | 0 | 0 | 9554.2741
2025-04-02 | 9826.239 | 18.3 | 0 | 0 | 0 | 0 | 0 | 0 | 0 | 0 | 0 | 0 | 1 | 0 | 0 | 0 | 0 | 0 | 0 | 0 | 0 | 0 | 0 | 0 | 0 | 0 | 0 | 0 | 9812.0471
2025-04-02 | 9779.35 | 17.7 | 0 | 0 | 0 | 0 | 0 | 0 | 0 | 0 | 0 | 0 | 0 | 1 | 0 | 0 | 0 | 0 | 0 | 0 | 0 | 0 | 0 | 0 | 0 | 0 | 0 | 0 | 9823.0407
2025-04-02 | 9888.163 | 18 | 0 | 0 | 0 | 0 | 0 | 0 | 0 | 0 | 0 | 0 | 0 | 0 | 1 | 0 | 0 | 0 | 0 | 0 | 0 | 0 | 0 | 0 | 0 | 0 | 0 | 0 | 9945.5515
2025-04-02 | 10134.591 | 17.9 | 0 | 0 | 0 | 0 | 0 | 0 | 0 | 0 | 0 | 0 | 0 | 0 | 0 | 1 | 0 | 0 | 0 | 0 | 0 | 0 | 0 | 0 | 0 | 0 | 0 | 0 | 10039.1172
2025-04-02 | 10137.077 | 18.9 | 0 | 0 | 0 | 0 | 0 | 0 | 0 | 0 | 0 | 0 | 0 | 0 | 0 | 0 | 1 | 0 | 0 | 0 | 0 | 0 | 0 | 0 | 0 | 0 | 0 | 0 | 10119.138
2025-04-02 | 10240.531 | 19.7 | 0 | 0 | 0 | 0 | 0 | 0 | 0 | 0 | 0 | 0 | 0 | 0 | 0 | 0 | 0 | 1 | 0 | 0 | 0 | 0 | 0 | 0 | 0 | 0 | 0 | 0 | 10177.3747
2025-04-02 | 10812.031 | 18.9 | 0 | 0 | 0 | 0 | 0 | 0 | 0 | 0 | 0 | 0 | 0 | 0 | 0 | 0 | 0 | 0 | 1 | 0 | 0 | 0 | 0 | 0 | 0 | 0 | 0 | 0 | 10226.5639
2025-04-02 | 11861.941 | 18.2 | 0 | 0 | 0 | 0 | 0 | 0 | 0 | 0 | 0 | 0 | 0 | 0 | 0 | 0 | 0 | 0 | 0 | 1 | 0 | 0 | 0 | 0 | 0 | 0 | 0 | 0 | 10800.0458
2025-04-02 | 12940.796 | 18 | 0 | 0 | 0 | 0 | 0 | 0 | 0 | 0 | 0 | 0 | 0 | 0 | 0 | 0 | 0 | 0 | 0 | 0 | 1 | 0 | 0 | 0 | 0 | 0 | 0 | 0 | 11797.9106
2025-04-02 | 12665.339 | 17.7 | 0 | 0 | 0 | 0 | 0 | 0 | 0 | 0 | 0 | 0 | 0 | 0 | 0 | 0 | 0 | 0 | 0 | 0 | 0 | 1 | 0 | 0 | 0 | 0 | 0 | 0 | 12238.6285
2025-04-02 | 12615.32 | 17.4 | 0 | 0 | 0 | 0 | 0 | 0 | 0 | 0 | 0 | 0 | 0 | 0 | 0 | 0 | 0 | 0 | 0 | 0 | 0 | 0 | 1 | 0 | 0 | 0 | 0 | 0 | 12168.921
2025-04-02 | 12560.25 | 16.8 | 0 | 0 | 0 | 0 | 0 | 0 | 0 | 0 | 0 | 0 | 0 | 0 | 0 | 0 | 0 | 0 | 0 | 0 | 0 | 0 | 0 | 1 | 0 | 0 | 0 | 0 | 11976.3257
2025-04-02 | 11408.328 | 16.2 | 0 | 0 | 0 | 0 | 0 | 0 | 0 | 0 | 0 | 0 | 0 | 0 | 0 | 0 | 0 | 0 | 0 | 0 | 0 | 0 | 0 | 0 | 1 | 0 | 0 | 0 | 11494.9837
2025-04-02 | 9974.568 | 16.1 | 0 | 0 | 0 | 0 | 0 | 0 | 0 | 0 | 0 | 0 | 0 | 0 | 0 | 0 | 0 | 0 | 0 | 0 | 0 | 0 | 0 | 0 | 0 | 1 | 0 | 0 | 10503.9168
2025-04-02 | 8633 | 15.2 | 0 | 0 | 0 | 0 | 0 | 0 | 0 | 0 | 0 | 0 | 0 | 0 | 0 | 0 | 0 | 0 | 0 | 0 | 0 | 0 | 0 | 0 | 0 | 0 | 1 | 0 | 9187.3211
2025-04-02 | 7762.889 | 14.7 | 0 | 0 | 0 | 0 | 0 | 0 | 0 | 0 | 0 | 0 | 0 | 0 | 0 | 0 | 0 | 0 | 0 | 0 | 0 | 0 | 0 | 0 | 0 | 0 | 0 | 1 | 8092.2969
2025-04-03 | 7214.959 | 13.7 | 0 | 0 | 1 | 0 | 0 | 0 | 0 | 0 | 0 | 0 | 0 | 0 | 0 | 0 | 0 | 0 | 0 | 0 | 0 | 0 | 0 | 0 | 0 | 0 | 0 | 0 | 7217.7057
2025-04-03 | 6937.69 | 14.1 | 0 | 0 | 0 | 1 | 0 | 0 | 0 | 0 | 0 | 0 | 0 | 0 | 0 | 0 | 0 | 0 | 0 | 0 | 0 | 0 | 0 | 0 | 0 | 0 | 0 | 0 | 6866.2108
2025-04-03 | 6680.128 | 13.5 | 0 | 0 | 0 | 0 | 1 | 0 | 0 | 0 | 0 | 0 | 0 | 0 | 0 | 0 | 0 | 0 | 0 | 0 | 0 | 0 | 0 | 0 | 0 | 0 | 0 | 0 | 6535.4095
2025-04-03 | 6812.599 | 12.6 | 0 | 0 | 0 | 0 | 0 | 1 | 0 | 0 | 0 | 0 | 0 | 0 | 0 | 0 | 0 | 0 | 0 | 0 | 0 | 0 | 0 | 0 | 0 | 0 | 0 | 0 | 6336.9206
2025-04-03 | 7236.076 | 12.8 | 0 | 0 | 0 | 0 | 0 | 0 | 1 | 0 | 0 | 0 | 0 | 0 | 0 | 0 | 0 | 0 | 0 | 0 | 0 | 0 | 0 | 0 | 0 | 0 | 0 | 0 | 6551.7048
2025-04-03 | 7866.615 | 13.6 | 0 | 0 | 0 | 0 | 0 | 0 | 0 | 1 | 0 | 0 | 0 | 0 | 0 | 0 | 0 | 0 | 0 | 0 | 0 | 0 | 0 | 0 | 0 | 0 | 0 | 0 | 7225.4646
2025-04-03 | 8627.885 | 11.9 | 0 | 0 | 0 | 0 | 0 | 0 | 0 | 0 | 1 | 0 | 0 | 0 | 0 | 0 | 0 | 0 | 0 | 0 | 0 | 0 | 0 | 0 | 0 | 0 | 0 | 0 | 7712.0198
2025-04-03 | 8767.908 | 7 | 0 | 0 | 0 | 0 | 0 | 0 | 0 | 0 | 0 | 1 | 0 | 0 | 0 | 0 | 0 | 0 | 0 | 0 | 0 | 0 | 0 | 0 | 0 | 0 | 0 | 0 | 7545.5122
2025-04-03 | 8676.756 | 4.3 | 0 | 0 | 0 | 0 | 0 | 0 | 0 | 0 | 0 | 0 | 1 | 0 | 0 | 0 | 0 | 0 | 0 | 0 | 0 | 0 | 0 | 0 | 0 | 0 | 0 | 0 | 7428.7703
2025-04-03 | 8431.622 | 2.4 | 0 | 0 | 0 | 0 | 0 | 0 | 0 | 0 | 0 | 0 | 0 | 1 | 0 | 0 | 0 | 0 | 0 | 0 | 0 | 0 | 0 | 0 | 0 | 0 | 0 | 0 | 7218.4597
2025-04-03 | 7903.737 | 0.7 | 0 | 0 | 0 | 0 | 0 | 0 | 0 | 0 | 0 | 0 | 0 | 0 | 1 | 0 | 0 | 0 | 0 | 0 | 0 | 0 | 0 | 0 | 0 | 0 | 0 | 0 | 7000.5023
2025-04-03 | 7597.155 | 0 | 1 | 0 | 0 | 0 | 0 | 0 | 0 | 0 | 0 | 0 | 0 | 0 | 0 | 1 | 0 | 0 | 0 | 0 | 0 | 0 | 0 | 0 | 0 | 0 | 0 | 0 | 7563.3725
2025-04-03 | 7235.873 | 0 | 0.9 | 0 | 0 | 0 | 0 | 0 | 0 | 0 | 0 | 0 | 0 | 0 | 0 | 0 | 1 | 0 | 0 | 0 | 0 | 0 | 0 | 0 | 0 | 0 | 0 | 0 | 7416.0147
2025-04-03 | 7100.49 | 0 | 1.5 | 0 | 0 | 0 | 0 | 0 | 0 | 0 | 0 | 0 | 0 | 0 | 0 | 0 | 0 | 1 | 0 | 0 | 0 | 0 | 0 | 0 | 0 | 0 | 0 | 0 | 7680.9312
2025-04-03 | 7203.451 | 0 | 1.8 | 0 | 0 | 0 | 0 | 0 | 0 | 0 | 0 | 0 | 0 | 0 | 0 | 0 | 0 | 0 | 1 | 0 | 0 | 0 | 0 | 0 | 0 | 0 | 0 | 0 | 8037.7411
2025-04-03 | 7985.498 | 0 | 0.2 | 0 | 0 | 0 | 0 | 0 | 0 | 0 | 0 | 0 | 0 | 0 | 0 | 0 | 0 | 0 | 0 | 1 | 0 | 0 | 0 | 0 | 0 | 0 | 0 | 0 | 7816.075
2025-04-03 | 9013.67 | 0.7 | 0 | 0 | 0 | 0 | 0 | 0 | 0 | 0 | 0 | 0 | 0 | 0 | 0 | 0 | 0 | 0 | 0 | 0 | 1 | 0 | 0 | 0 | 0 | 0 | 0 | 0 | 8852.8614
2025-04-03 | 9232.037 | 2.6 | 0 | 0 | 0 | 0 | 0 | 0 | 0 | 0 | 0 | 0 | 0 | 0 | 0 | 0 | 0 | 0 | 0 | 0 | 0 | 1 | 0 | 0 | 0 | 0 | 0 | 0 | 9668.0942
2025-04-03 | 9709.665 | 4.2 | 0 | 0 | 0 | 0 | 0 | 0 | 0 | 0 | 0 | 0 | 0 | 0 | 0 | 0 | 0 | 0 | 0 | 0 | 0 | 0 | 1 | 0 | 0 | 0 | 0 | 0 | 9921.8314
2025-04-03 | 9986.328 | 6.8 | 0 | 0 | 0 | 0 | 0 | 0 | 0 | 0 | 0 | 0 | 0 | 0 | 0 | 0 | 0 | 0 | 0 | 0 | 0 | 0 | 0 | 1 | 0 | 0 | 0 | 0 | 10273.9851
2025-04-03 | 9529.134 | 8.8 | 0 | 0 | 0 | 0 | 0 | 0 | 0 | 0 | 0 | 0 | 0 | 0 | 0 | 0 | 0 | 0 | 0 | 0 | 0 | 0 | 0 | 0 | 1 | 0 | 0 | 0 | 10235.2516
2025-04-03 | 8564.459 | 10.3 | 0 | 0 | 0 | 0 | 0 | 0 | 0 | 0 | 0 | 0 | 0 | 0 | 0 | 0 | 0 | 0 | 0 | 0 | 0 | 0 | 0 | 0 | 0 | 1 | 0 | 0 | 9516.5592
2025-04-03 | 7446.22 | 11.7 | 0 | 0 | 0 | 0 | 0 | 0 | 0 | 0 | 0 | 0 | 0 | 0 | 0 | 0 | 0 | 0 | 0 | 0 | 0 | 0 | 0 | 0 | 0 | 0 | 1 | 0 | 8591.5019
2025-04-03 | 6667.175 | 11.8 | 0 | 0 | 0 | 0 | 0 | 0 | 0 | 0 | 0 | 0 | 0 | 0 | 0 | 0 | 0 | 0 | 0 | 0 | 0 | 0 | 0 | 0 | 0 | 0 | 0 | 1 | 7598.6181
2025-04-04 | 6217.804 | 13.4 | 0 | 0 | 1 | 0 | 0 | 0 | 0 | 0 | 0 | 0 | 0 | 0 | 0 | 0 | 0 | 0 | 0 | 0 | 0 | 0 | 0 | 0 | 0 | 0 | 0 | 0 | 7166.6355
2025-04-04 | 6008.257 | 12.3 | 0 | 0 | 0 | 1 | 0 | 0 | 0 | 0 | 0 | 0 | 0 | 0 | 0 | 0 | 0 | 0 | 0 | 0 | 0 | 0 | 0 | 0 | 0 | 0 | 0 | 0 | 6559.7895
2025-04-04 | 5882.37 | 13.3 | 0 | 0 | 0 | 0 | 1 | 0 | 0 | 0 | 0 | 0 | 0 | 0 | 0 | 0 | 0 | 0 | 0 | 0 | 0 | 0 | 0 | 0 | 0 | 0 | 0 | 0 | 6501.3627
2025-04-04 | 6104.453 | 15.1 | 0 | 0 | 0 | 0 | 0 | 1 | 0 | 0 | 0 | 0 | 0 | 0 | 0 | 0 | 0 | 0 | 0 | 0 | 0 | 0 | 0 | 0 | 0 | 0 | 0 | 0 | 6762.5057
2025-04-04 | 6670.617 | 15.6 | 0 | 0 | 0 | 0 | 0 | 0 | 1 | 0 | 0 | 0 | 0 | 0 | 0 | 0 | 0 | 0 | 0 | 0 | 0 | 0 | 0 | 0 | 0 | 0 | 0 | 0 | 7028.3602
2025-04-04 | 7699.098 | 15.3 | 0 | 0 | 0 | 0 | 0 | 0 | 0 | 1 | 0 | 0 | 0 | 0 | 0 | 0 | 0 | 0 | 0 | 0 | 0 | 0 | 0 | 0 | 0 | 0 | 0 | 0 | 7514.8625
2025-04-04 | 8613.056 | 15.9 | 0 | 0 | 0 | 0 | 0 | 0 | 0 | 0 | 1 | 0 | 0 | 0 | 0 | 0 | 0 | 0 | 0 | 0 | 0 | 0 | 0 | 0 | 0 | 0 | 0 | 0 | 8392.956
2025-04-04 | 8475.884 | 15.1 | 0 | 0 | 0 | 0 | 0 | 0 | 0 | 0 | 0 | 1 | 0 | 0 | 0 | 0 | 0 | 0 | 0 | 0 | 0 | 0 | 0 | 0 | 0 | 0 | 0 | 0 | 8924.4081
2025-04-04 | 7962.318 | 14.2 | 0 | 0 | 0 | 0 | 0 | 0 | 0 | 0 | 0 | 0 | 1 | 0 | 0 | 0 | 0 | 0 | 0 | 0 | 0 | 0 | 0 | 0 | 0 | 0 | 0 | 0 | 9114.0874
2025-04-04 | 7857.195 | 13 | 0 | 0 | 0 | 0 | 0 | 0 | 0 | 0 | 0 | 0 | 0 | 1 | 0 | 0 | 0 | 0 | 0 | 0 | 0 | 0 | 0 | 0 | 0 | 0 | 0 | 0 | 9022.9407
2025-04-04 | 7704.678 | 12.3 | 0 | 0 | 0 | 0 | 0 | 0 | 0 | 0 | 0 | 0 | 0 | 0 | 1 | 0 | 0 | 0 | 0 | 0 | 0 | 0 | 0 | 0 | 0 | 0 | 0 | 0 | 8975.2173
2025-04-04 | 7704.504 | 10.9 | 0 | 0 | 0 | 0 | 0 | 0 | 0 | 0 | 0 | 0 | 0 | 0 | 0 | 1 | 0 | 0 | 0 | 0 | 0 | 0 | 0 | 0 | 0 | 0 | 0 | 0 | 8847.4788
2025-04-04 | 7428.737 | 9.8 | 0 | 0 | 0 | 0 | 0 | 0 | 0 | 0 | 0 | 0 | 0 | 0 | 0 | 0 | 1 | 0 | 0 | 0 | 0 | 0 | 0 | 0 | 0 | 0 | 0 | 0 | 8570.0081
2025-04-04 | 7311.779 | 8.5 | 0 | 0 | 0 | 0 | 0 | 0 | 0 | 0 | 0 | 0 | 0 | 0 | 0 | 0 | 0 | 1 | 0 | 0 | 0 | 0 | 0 | 0 | 0 | 0 | 0 | 0 | 8270.7533
2025-04-04 | 7313.423 | 7 | 0 | 0 | 0 | 0 | 0 | 0 | 0 | 0 | 0 | 0 | 0 | 0 | 0 | 0 | 0 | 0 | 1 | 0 | 0 | 0 | 0 | 0 | 0 | 0 | 0 | 0 | 8200.7786
2025-04-04 | 8047.026 | 9.5 | 0 | 0 | 0 | 0 | 0 | 0 | 0 | 0 | 0 | 0 | 0 | 0 | 0 | 0 | 0 | 0 | 0 | 1 | 0 | 0 | 0 | 0 | 0 | 0 | 0 | 0 | 9319.0095
2025-04-04 | 9028.453 | 10.8 | 0 | 0 | 0 | 0 | 0 | 0 | 0 | 0 | 0 | 0 | 0 | 0 | 0 | 0 | 0 | 0 | 0 | 0 | 1 | 0 | 0 | 0 | 0 | 0 | 0 | 0 | 10572.2254
2025-04-04 | 9322.667 | 11.4 | 0 | 0 | 0 | 0 | 0 | 0 | 0 | 0 | 0 | 0 | 0 | 0 | 0 | 0 | 0 | 0 | 0 | 0 | 0 | 1 | 0 | 0 | 0 | 0 | 0 | 0 | 11166.1539
2025-04-04 | 9738.363 | 11.7 | 0 | 0 | 0 | 0 | 0 | 0 | 0 | 0 | 0 | 0 | 0 | 0 | 0 | 0 | 0 | 0 | 0 | 0 | 0 | 0 | 1 | 0 | 0 | 0 | 0 | 0 | 11198.5869
2025-04-04 | 9990.228 | 11.8 | 0 | 0 | 0 | 0 | 0 | 0 | 0 | 0 | 0 | 0 | 0 | 0 | 0 | 0 | 0 | 0 | 0 | 0 | 0 | 0 | 0 | 1 | 0 | 0 | 0 | 0 | 11125.1554
2025-04-04 | 9699.043 | 11.7 | 0 | 0 | 0 | 0 | 0 | 0 | 0 | 0 | 0 | 0 | 0 | 0 | 0 | 0 | 0 | 0 | 0 | 0 | 0 | 0 | 0 | 0 | 1 | 0 | 0 | 0 | 10728.9304
2025-04-04 | 8789.942 | 11.5 | 0 | 0 | 0 | 0 | 0 | 0 | 0 | 0 | 0 | 0 | 0 | 0 | 0 | 0 | 0 | 0 | 0 | 0 | 0 | 0 | 0 | 0 | 0 | 1 | 0 | 0 | 9720.8401
2025-04-04 | 7858.799 | 11.6 | 0 | 0 | 0 | 0 | 0 | 0 | 0 | 0 | 0 | 0 | 0 | 0 | 0 | 0 | 0 | 0 | 0 | 0 | 0 | 0 | 0 | 0 | 0 | 0 | 1 | 0 | 8574.4785
2025-04-04 | 7089.788 | 11.4 | 0 | 0 | 0 | 0 | 0 | 0 | 0 | 0 | 0 | 0 | 0 | 0 | 0 | 0 | 0 | 0 | 0 | 0 | 0 | 0 | 0 | 0 | 0 | 0 | 0 | 1 | 7530.5245
2025-04-05 | 6561.494 | 11.5 | 0 | 1 | 1 | 0 | 0 | 0 | 0 | 0 | 0 | 0 | 0 | 0 | 0 | 0 | 0 | 0 | 0 | 0 | 0 | 0 | 0 | 0 | 0 | 0 | 0 | 0 | 7326.3221
2025-04-05 | 6240.006 | 11.4 | 0 | 1 | 0 | 1 | 0 | 0 | 0 | 0 | 0 | 0 | 0 | 0 | 0 | 0 | 0 | 0 | 0 | 0 | 0 | 0 | 0 | 0 | 0 | 0 | 0 | 0 | 6889.7102
2025-04-05 | 6039.084 | 11.7 | 0 | 1 | 0 | 0 | 1 | 0 | 0 | 0 | 0 | 0 | 0 | 0 | 0 | 0 | 0 | 0 | 0 | 0 | 0 | 0 | 0 | 0 | 0 | 0 | 0 | 0 | 6712.1196
2025-04-05 | 6081.041 | 12.6 | 0 | 1 | 0 | 0 | 0 | 1 | 0 | 0 | 0 | 0 | 0 | 0 | 0 | 0 | 0 | 0 | 0 | 0 | 0 | 0 | 0 | 0 | 0 | 0 | 0 | 0 | 6820.0519
2025-04-05 | 6445.765 | 13 | 0 | 1 | 0 | 0 | 0 | 0 | 1 | 0 | 0 | 0 | 0 | 0 | 0 | 0 | 0 | 0 | 0 | 0 | 0 | 0 | 0 | 0 | 0 | 0 | 0 | 0 | 7068.883
2025-04-05 | 6860.4 | 13.2 | 0 | 1 | 0 | 0 | 0 | 0 | 0 | 1 | 0 | 0 | 0 | 0 | 0 | 0 | 0 | 0 | 0 | 0 | 0 | 0 | 0 | 0 | 0 | 0 | 0 | 0 | 7640.5023
2025-04-05 | 7906.353 | 14.3 | 0 | 1 | 0 | 0 | 0 | 0 | 0 | 0 | 1 | 0 | 0 | 0 | 0 | 0 | 0 | 0 | 0 | 0 | 0 | 0 | 0 | 0 | 0 | 0 | 0 | 0 | 8603.7129
2025-04-05 | 9073.244 | 14.7 | 0 | 1 | 0 | 0 | 0 | 0 | 0 | 0 | 0 | 1 | 0 | 0 | 0 | 0 | 0 | 0 | 0 | 0 | 0 | 0 | 0 | 0 | 0 | 0 | 0 | 0 | 9339.4458
2025-04-05 | 9924.909 | 14.2 | 0 | 1 | 0 | 0 | 0 | 0 | 0 | 0 | 0 | 0 | 1 | 0 | 0 | 0 | 0 | 0 | 0 | 0 | 0 | 0 | 0 | 0 | 0 | 0 | 0 | 0 | 9597.2188
2025-04-05 | 10756.43 | 13.2 | 0 | 1 | 0 | 0 | 0 | 0 | 0 | 0 | 0 | 0 | 0 | 1 | 0 | 0 | 0 | 0 | 0 | 0 | 0 | 0 | 0 | 0 | 0 | 0 | 0 | 0 | 9540.1188
2025-04-05 | 11148.004 | 12.3 | 0 | 1 | 0 | 0 | 0 | 0 | 0 | 0 | 0 | 0 | 0 | 0 | 1 | 0 | 0 | 0 | 0 | 0 | 0 | 0 | 0 | 0 | 0 | 0 | 0 | 0 | 9458.3487
2025-04-05 | 11069.796 | 12 | 0 | 1 | 0 | 0 | 0 | 0 | 0 | 0 | 0 | 0 | 0 | 0 | 0 | 1 | 0 | 0 | 0 | 0 | 0 | 0 | 0 | 0 | 0 | 0 | 0 | 0 | 9517.8676
2025-04-05 | 10496.875 | 12 | 0 | 1 | 0 | 0 | 0 | 0 | 0 | 0 | 0 | 0 | 0 | 0 | 0 | 0 | 1 | 0 | 0 | 0 | 0 | 0 | 0 | 0 | 0 | 0 | 0 | 0 | 9427.6543
2025-04-05 | 10227.724 | 11.3 | 0 | 1 | 0 | 0 | 0 | 0 | 0 | 0 | 0 | 0 | 0 | 0 | 0 | 0 | 0 | 1 | 0 | 0 | 0 | 0 | 0 | 0 | 0 | 0 | 0 | 0 | 9230.54
2025-04-05 | 10096.834 | 10.7 | 0 | 1 | 0 | 0 | 0 | 0 | 0 | 0 | 0 | 0 | 0 | 0 | 0 | 0 | 0 | 0 | 1 | 0 | 0 | 0 | 0 | 0 | 0 | 0 | 0 | 0 | 9313.776
2025-04-05 | 10579.828 | 9 | 0 | 1 | 0 | 0 | 0 | 0 | 0 | 0 | 0 | 0 | 0 | 0 | 0 | 0 | 0 | 0 | 0 | 1 | 0 | 0 | 0 | 0 | 0 | 0 | 0 | 0 | 9717.0238
2025-04-05 | 11140.011 | 7.4 | 0 | 1 | 0 | 0 | 0 | 0 | 0 | 0 | 0 | 0 | 0 | 0 | 0 | 0 | 0 | 0 | 0 | 0 | 1 | 0 | 0 | 0 | 0 | 0 | 0 | 0 | 10476.5609
2025-04-05 | 10935.814 | 7.9 | 0 | 1 | 0 | 0 | 0 | 0 | 0 | 0 | 0 | 0 | 0 | 0 | 0 | 0 | 0 | 0 | 0 | 0 | 0 | 1 | 0 | 0 | 0 | 0 | 0 | 0 | 11053.4661
2025-04-05 | 10532.243 | 9.2 | 0 | 1 | 0 | 0 | 0 | 0 | 0 | 0 | 0 | 0 | 0 | 0 | 0 | 0 | 0 | 0 | 0 | 0 | 0 | 0 | 1 | 0 | 0 | 0 | 0 | 0 | 11256.133
2025-04-05 | 10128.125 | 10.2 | 0 | 1 | 0 | 0 | 0 | 0 | 0 | 0 | 0 | 0 | 0 | 0 | 0 | 0 | 0 | 0 | 0 | 0 | 0 | 0 | 0 | 1 | 0 | 0 | 0 | 0 | 11335.9123
2025-04-05 | 9488.683 | 11 | 0 | 1 | 0 | 0 | 0 | 0 | 0 | 0 | 0 | 0 | 0 | 0 | 0 | 0 | 0 | 0 | 0 | 0 | 0 | 0 | 0 | 0 | 1 | 0 | 0 | 0 | 11092.8979
2025-04-05 | 8746.546 | 11.9 | 0 | 1 | 0 | 0 | 0 | 0 | 0 | 0 | 0 | 0 | 0 | 0 | 0 | 0 | 0 | 0 | 0 | 0 | 0 | 0 | 0 | 0 | 0 | 1 | 0 | 0 | 10272.0651
2025-04-05 | 7796.033 | 12.1 | 0 | 1 | 0 | 0 | 0 | 0 | 0 | 0 | 0 | 0 | 0 | 0 | 0 | 0 | 0 | 0 | 0 | 0 | 0 | 0 | 0 | 0 | 0 | 0 | 1 | 0 | 9142.7269
2025-04-05 | 6962.498 | 12.4 | 0 | 1 | 0 | 0 | 0 | 0 | 0 | 0 | 0 | 0 | 0 | 0 | 0 | 0 | 0 | 0 | 0 | 0 | 0 | 0 | 0 | 0 | 0 | 0 | 0 | 1 | 8183.8899
2025-04-06 | 6550.65 | 12.9 | 0 | 1 | 1 | 0 | 0 | 0 | 0 | 0 | 0 | 0 | 0 | 0 | 0 | 0 | 0 | 0 | 0 | 0 | 0 | 0 | 0 | 0 | 0 | 0 | 0 | 0 | 7564.6498
2025-04-06 | 6277.376 | 14 | 0 | 1 | 0 | 1 | 0 | 0 | 0 | 0 | 0 | 0 | 0 | 0 | 0 | 0 | 0 | 0 | 0 | 0 | 0 | 0 | 0 | 0 | 0 | 0 | 0 | 0 | 7332.3187
2025-04-06 | 6155.638 | 14.8 | 0 | 1 | 0 | 0 | 1 | 0 | 0 | 0 | 0 | 0 | 0 | 0 | 0 | 0 | 0 | 0 | 0 | 0 | 0 | 0 | 0 | 0 | 0 | 0 | 0 | 0 | 7239.8451
2025-04-06 | 6176.334 | 15.5 | 0 | 1 | 0 | 0 | 0 | 1 | 0 | 0 | 0 | 0 | 0 | 0 | 0 | 0 | 0 | 0 | 0 | 0 | 0 | 0 | 0 | 0 | 0 | 0 | 0 | 0 | 7313.7307
2025-04-06 | 6489.3 | 15.4 | 0 | 1 | 0 | 0 | 0 | 0 | 1 | 0 | 0 | 0 | 0 | 0 | 0 | 0 | 0 | 0 | 0 | 0 | 0 | 0 | 0 | 0 | 0 | 0 | 0 | 0 | 7477.4447
2025-04-06 | 7026.468 | 16 | 0 | 1 | 0 | 0 | 0 | 0 | 0 | 1 | 0 | 0 | 0 | 0 | 0 | 0 | 0 | 0 | 0 | 0 | 0 | 0 | 0 | 0 | 0 | 0 | 0 | 0 | 8117.1577
2025-04-06 | 8014.574 | 16.6 | 0 | 1 | 0 | 0 | 0 | 0 | 0 | 0 | 1 | 0 | 0 | 0 | 0 | 0 | 0 | 0 | 0 | 0 | 0 | 0 | 0 | 0 | 0 | 0 | 0 | 0 | 8995.2512
2025-04-06 | 9032.145 | 17.1 | 0 | 1 | 0 | 0 | 0 | 0 | 0 | 0 | 0 | 1 | 0 | 0 | 0 | 0 | 0 | 0 | 0 | 0 | 0 | 0 | 0 | 0 | 0 | 0 | 0 | 0 | 9748.0075
2025-04-06 | 9640.351 | 16.9 | 0 | 1 | 0 | 0 | 0 | 0 | 0 | 0 | 0 | 0 | 1 | 0 | 0 | 0 | 0 | 0 | 0 | 0 | 0 | 0 | 0 | 0 | 0 | 0 | 0 | 0 | 10056.8507
2025-04-06 | 9866.402 | 15.6 | 0 | 1 | 0 | 0 | 0 | 0 | 0 | 0 | 0 | 0 | 0 | 1 | 0 | 0 | 0 | 0 | 0 | 0 | 0 | 0 | 0 | 0 | 0 | 0 | 0 | 0 | 9948.6806
2025-04-06 | 10024.981 | 15.2 | 0 | 1 | 0 | 0 | 0 | 0 | 0 | 0 | 0 | 0 | 0 | 0 | 1 | 0 | 0 | 0 | 0 | 0 | 0 | 0 | 0 | 0 | 0 | 0 | 0 | 0 | 9952.0275
2025-04-06 | 10095.908 | 13.3 | 0 | 1 | 0 | 0 | 0 | 0 | 0 | 0 | 0 | 0 | 0 | 0 | 0 | 1 | 0 | 0 | 0 | 0 | 0 | 0 | 0 | 0 | 0 | 0 | 0 | 0 | 9739.1719
2025-04-06 | 9853.318 | 12.7 | 0 | 1 | 0 | 0 | 0 | 0 | 0 | 0 | 0 | 0 | 0 | 0 | 0 | 0 | 1 | 0 | 0 | 0 | 0 | 0 | 0 | 0 | 0 | 0 | 0 | 0 | 9546.8182
2025-04-06 | 9555.166 | 12 | 0 | 1 | 0 | 0 | 0 | 0 | 0 | 0 | 0 | 0 | 0 | 0 | 0 | 0 | 0 | 1 | 0 | 0 | 0 | 0 | 0 | 0 | 0 | 0 | 0 | 0 | 9349.7038
2025-04-06 | 9497.59 | 12 | 0 | 1 | 0 | 0 | 0 | 0 | 0 | 0 | 0 | 0 | 0 | 0 | 0 | 0 | 0 | 0 | 1 | 0 | 0 | 0 | 0 | 0 | 0 | 0 | 0 | 0 | 9535.0803
2025-04-06 | 10295.568 | 12 | 0 | 1 | 0 | 0 | 0 | 0 | 0 | 0 | 0 | 0 | 0 | 0 | 0 | 0 | 0 | 0 | 0 | 1 | 0 | 0 | 0 | 0 | 0 | 0 | 0 | 0 | 10227.726
2025-04-06 | 11144.037 | 12.2 | 0 | 1 | 0 | 0 | 0 | 0 | 0 | 0 | 0 | 0 | 0 | 0 | 0 | 0 | 0 | 0 | 0 | 0 | 1 | 0 | 0 | 0 | 0 | 0 | 0 | 0 | 11293.6844
2025-04-06 | 11099.932 | 13.2 | 0 | 1 | 0 | 0 | 0 | 0 | 0 | 0 | 0 | 0 | 0 | 0 | 0 | 0 | 0 | 0 | 0 | 0 | 0 | 1 | 0 | 0 | 0 | 0 | 0 | 0 | 11955.7066
2025-04-06 | 11181.63 | 13.9 | 0 | 1 | 0 | 0 | 0 | 0 | 0 | 0 | 0 | 0 | 0 | 0 | 0 | 0 | 0 | 0 | 0 | 0 | 0 | 0 | 1 | 0 | 0 | 0 | 0 | 0 | 12056.2331
2025-04-06 | 11166.607 | 14.7 | 0 | 1 | 0 | 0 | 0 | 0 | 0 | 0 | 0 | 0 | 0 | 0 | 0 | 0 | 0 | 0 | 0 | 0 | 0 | 0 | 0 | 1 | 0 | 0 | 0 | 0 | 12101.9655
2025-04-06 | 10419.21 | 15.4 | 0 | 1 | 0 | 0 | 0 | 0 | 0 | 0 | 0 | 0 | 0 | 0 | 0 | 0 | 0 | 0 | 0 | 0 | 0 | 0 | 0 | 0 | 1 | 0 | 0 | 0 | 11841.9278
2025-04-06 | 8980.452 | 16.8 | 0 | 1 | 0 | 0 | 0 | 0 | 0 | 0 | 0 | 0 | 0 | 0 | 0 | 0 | 0 | 0 | 0 | 0 | 0 | 0 | 0 | 0 | 0 | 1 | 0 | 0 | 11106.2119
2025-04-06 | 7859.561 | 16.6 | 0 | 1 | 0 | 0 | 0 | 0 | 0 | 0 | 0 | 0 | 0 | 0 | 0 | 0 | 0 | 0 | 0 | 0 | 0 | 0 | 0 | 0 | 0 | 0 | 1 | 0 | 9908.7801
2025-04-06 | 6996.161 | 16.6 | 0 | 1 | 0 | 0 | 0 | 0 | 0 | 0 | 0 | 0 | 0 | 0 | 0 | 0 | 0 | 0 | 0 | 0 | 0 | 0 | 0 | 0 | 0 | 0 | 0 | 1 | 8898.8729
2025-04-07 | 6574.444 | 16.5 | 0 | 0 | 1 | 0 | 0 | 0 | 0 | 0 | 0 | 0 | 0 | 0 | 0 | 0 | 0 | 0 | 0 | 0 | 0 | 0 | 0 | 0 | 0 | 0 | 0 | 0 | 7694.3611
2025-04-07 | 6407.484 | 16.9 | 0 | 0 | 0 | 1 | 0 | 0 | 0 | 0 | 0 | 0 | 0 | 0 | 0 | 0 | 0 | 0 | 0 | 0 | 0 | 0 | 0 | 0 | 0 | 0 | 0 | 0 | 7342.8662
2025-04-07 | 6406.362 | 17.2 | 0 | 0 | 0 | 0 | 1 | 0 | 0 | 0 | 0 | 0 | 0 | 0 | 0 | 0 | 0 | 0 | 0 | 0 | 0 | 0 | 0 | 0 | 0 | 0 | 0 | 0 | 7165.2755
2025-04-07 | 6643.04 | 17.6 | 0 | 0 | 0 | 0 | 0 | 1 | 0 | 0 | 0 | 0 | 0 | 0 | 0 | 0 | 0 | 0 | 0 | 0 | 0 | 0 | 0 | 0 | 0 | 0 | 0 | 0 | 7188.0909
2025-04-07 | 7184.8 | 17.8 | 0 | 0 | 0 | 0 | 0 | 0 | 1 | 0 | 0 | 0 | 0 | 0 | 0 | 0 | 0 | 0 | 0 | 0 | 0 | 0 | 0 | 0 | 0 | 0 | 0 | 0 | 7402.8751
2025-04-07 | 8193.337 | 18.3 | 0 | 0 | 0 | 0 | 0 | 0 | 0 | 1 | 0 | 0 | 0 | 0 | 0 | 0 | 0 | 0 | 0 | 0 | 0 | 0 | 0 | 0 | 0 | 0 | 0 | 0 | 8025.5647
2025-04-07 | 8949.701 | 17.7 | 0 | 0 | 0 | 0 | 0 | 0 | 0 | 0 | 1 | 0 | 0 | 0 | 0 | 0 | 0 | 0 | 0 | 0 | 0 | 0 | 0 | 0 | 0 | 0 | 0 | 0 | 8699.3773
2025-04-07 | 8662.735 | 16.6 | 0 | 0 | 0 | 0 | 0 | 0 | 0 | 0 | 0 | 1 | 0 | 0 | 0 | 0 | 0 | 0 | 0 | 0 | 0 | 0 | 0 | 0 | 0 | 0 | 0 | 0 | 9179.7592
2025-04-07 | 8141.973 | 15.2 | 0 | 0 | 0 | 0 | 0 | 0 | 0 | 0 | 0 | 0 | 1 | 0 | 0 | 0 | 0 | 0 | 0 | 0 | 0 | 0 | 0 | 0 | 0 | 0 | 0 | 0 | 9284.3215
2025-04-07 | 7903.663 | 13.9 | 0 | 0 | 0 | 0 | 0 | 0 | 0 | 0 | 0 | 0 | 0 | 1 | 0 | 0 | 0 | 0 | 0 | 0 | 0 | 0 | 0 | 0 | 0 | 0 | 0 | 0 | 9176.1513
2025-04-07 | 7859.627 | 13.4 | 0 | 0 | 0 | 0 | 0 | 0 | 0 | 0 | 0 | 0 | 0 | 0 | 1 | 0 | 0 | 0 | 0 | 0 | 0 | 0 | 0 | 0 | 0 | 0 | 0 | 0 | 9162.4748
2025-04-07 | 7840.769 | 12.6 | 0 | 0 | 0 | 0 | 0 | 0 | 0 | 0 | 0 | 0 | 0 | 0 | 0 | 1 | 0 | 0 | 0 | 0 | 0 | 0 | 0 | 0 | 0 | 0 | 0 | 0 | 9136.8767
2025-04-07 | 7470.97 | 12 | 0 | 0 | 0 | 0 | 0 | 0 | 0 | 0 | 0 | 0 | 0 | 0 | 0 | 0 | 1 | 0 | 0 | 0 | 0 | 0 | 0 | 0 | 0 | 0 | 0 | 0 | 8944.523
2025-04-07 | 7261.885 | 11.8 | 0 | 0 | 0 | 0 | 0 | 0 | 0 | 0 | 0 | 0 | 0 | 0 | 0 | 0 | 0 | 1 | 0 | 0 | 0 | 0 | 0 | 0 | 0 | 0 | 0 | 0 | 8832.5257
2025-04-07 | 7371.952 | 11.9 | 0 | 0 | 0 | 0 | 0 | 0 | 0 | 0 | 0 | 0 | 0 | 0 | 0 | 0 | 0 | 0 | 1 | 0 | 0 | 0 | 0 | 0 | 0 | 0 | 0 | 0 | 9034.9255
2025-04-07 | 8533.346 | 12.8 | 0 | 0 | 0 | 0 | 0 | 0 | 0 | 0 | 0 | 0 | 0 | 0 | 0 | 0 | 0 | 0 | 0 | 1 | 0 | 0 | 0 | 0 | 0 | 0 | 0 | 0 | 9880.7819
2025-04-07 | 9989.086 | 12.5 | 0 | 0 | 0 | 0 | 0 | 0 | 0 | 0 | 0 | 0 | 0 | 0 | 0 | 0 | 0 | 0 | 0 | 0 | 1 | 0 | 0 | 0 | 0 | 0 | 0 | 0 | 10861.6233
2025-04-07 | 10319.321 | 11.8 | 0 | 0 | 0 | 0 | 0 | 0 | 0 | 0 | 0 | 0 | 0 | 0 | 0 | 0 | 0 | 0 | 0 | 0 | 0 | 1 | 0 | 0 | 0 | 0 | 0 | 0 | 11234.2475
2025-04-07 | 10607.232 | 15.1 | 0 | 0 | 0 | 0 | 0 | 0 | 0 | 0 | 0 | 0 | 0 | 0 | 0 | 0 | 0 | 0 | 0 | 0 | 0 | 0 | 1 | 0 | 0 | 0 | 0 | 0 | 11777.3826
2025-04-07 | 10614.222 | 18.8 | 0 | 0 | 0 | 0 | 0 | 0 | 0 | 0 | 0 | 0 | 0 | 0 | 0 | 0 | 0 | 0 | 0 | 0 | 0 | 0 | 0 | 1 | 0 | 0 | 0 | 0 | 12316.7938
2025-04-07 | 10081.205 | 19.8 | 0 | 0 | 0 | 0 | 0 | 0 | 0 | 0 | 0 | 0 | 0 | 0 | 0 | 0 | 0 | 0 | 0 | 0 | 0 | 0 | 0 | 0 | 1 | 0 | 0 | 0 | 12107.8263
2025-04-07 | 9115.657 | 20.6 | 0 | 0 | 0 | 0 | 0 | 0 | 0 | 0 | 0 | 0 | 0 | 0 | 0 | 0 | 0 | 0 | 0 | 0 | 0 | 0 | 0 | 0 | 0 | 1 | 0 | 0 | 11269.97
2025-04-07 | 8162.967 | 21 | 0 | 0 | 0 | 0 | 0 | 0 | 0 | 0 | 0 | 0 | 0 | 0 | 0 | 0 | 0 | 0 | 0 | 0 | 0 | 0 | 0 | 0 | 0 | 0 | 1 | 0 | 10174.6786
2025-04-07 | 7433.795 | 21.7 | 0 | 0 | 0 | 0 | 0 | 0 | 0 | 0 | 0 | 0 | 0 | 0 | 0 | 0 | 0 | 0 | 0 | 0 | 0 | 0 | 0 | 0 | 0 | 0 | 0 | 1 | 9283.9353
2025-04-08 | 7151.263 | 21.9 | 0 | 0 | 1 | 0 | 0 | 0 | 0 | 0 | 0 | 0 | 0 | 0 | 0 | 0 | 0 | 0 | 0 | 0 | 0 | 0 | 0 | 0 | 0 | 0 | 0 | 0 | 8613.625
2025-04-08 | 7005.316 | 22 | 0 | 0 | 0 | 1 | 0 | 0 | 0 | 0 | 0 | 0 | 0 | 0 | 0 | 0 | 0 | 0 | 0 | 0 | 0 | 0 | 0 | 0 | 0 | 0 | 0 | 0 | 8211.0599
2025-04-08 | 7034.961 | 22.2 | 0 | 0 | 0 | 0 | 1 | 0 | 0 | 0 | 0 | 0 | 0 | 0 | 0 | 0 | 0 | 0 | 0 | 0 | 0 | 0 | 0 | 0 | 0 | 0 | 0 | 0 | 8016.4458
2025-04-08 | 7337.056 | 22.7 | 0 | 0 | 0 | 0 | 0 | 1 | 0 | 0 | 0 | 0 | 0 | 0 | 0 | 0 | 0 | 0 | 0 | 0 | 0 | 0 | 0 | 0 | 0 | 0 | 0 | 0 | 8056.2846
2025-04-08 | 7992.177 | 23 | 0 | 0 | 0 | 0 | 0 | 0 | 1 | 0 | 0 | 0 | 0 | 0 | 0 | 0 | 0 | 0 | 0 | 0 | 0 | 0 | 0 | 0 | 0 | 0 | 0 | 0 | 8288.0922
2025-04-08 | 9041.142 | 23.1 | 0 | 0 | 0 | 0 | 0 | 0 | 0 | 1 | 0 | 0 | 0 | 0 | 0 | 0 | 0 | 0 | 0 | 0 | 0 | 0 | 0 | 0 | 0 | 0 | 0 | 0 | 8842.6881
2025-04-08 | 9905.897 | 23.4 | 0 | 0 | 0 | 0 | 0 | 0 | 0 | 0 | 1 | 0 | 0 | 0 | 0 | 0 | 0 | 0 | 0 | 0 | 0 | 0 | 0 | 0 | 0 | 0 | 0 | 0 | 9669.7115
2025-04-08 | 9933.916 | 23.2 | 0 | 0 | 0 | 0 | 0 | 0 | 0 | 0 | 0 | 1 | 0 | 0 | 0 | 0 | 0 | 0 | 0 | 0 | 0 | 0 | 0 | 0 | 0 | 0 | 0 | 0 | 10303.3039
2025-04-08 | 9971.223 | 23 | 0 | 0 | 0 | 0 | 0 | 0 | 0 | 0 | 0 | 0 | 1 | 0 | 0 | 0 | 0 | 0 | 0 | 0 | 0 | 0 | 0 | 0 | 0 | 0 | 0 | 0 | 10612.1471
2025-04-08 | 9773.546 | 22.1 | 0 | 0 | 0 | 0 | 0 | 0 | 0 | 0 | 0 | 0 | 0 | 1 | 0 | 0 | 0 | 0 | 0 | 0 | 0 | 0 | 0 | 0 | 0 | 0 | 0 | 0 | 10572.0706
2025-04-08 | 9619.965 | 20.5 | 0 | 0 | 0 | 0 | 0 | 0 | 0 | 0 | 0 | 0 | 0 | 0 | 1 | 0 | 0 | 0 | 0 | 0 | 0 | 0 | 0 | 0 | 0 | 0 | 0 | 0 | 10371.1366
2025-04-08 | 9349.855 | 19.8 | 0 | 0 | 0 | 0 | 0 | 0 | 0 | 0 | 0 | 0 | 0 | 0 | 0 | 1 | 0 | 0 | 0 | 0 | 0 | 0 | 0 | 0 | 0 | 0 | 0 | 0 | 10362.5619
2025-04-08 | 9094.154 | 18.8 | 0 | 0 | 0 | 0 | 0 | 0 | 0 | 0 | 0 | 0 | 0 | 0 | 0 | 0 | 1 | 0 | 0 | 0 | 0 | 0 | 0 | 0 | 0 | 0 | 0 | 0 | 10102.1146
2025-04-08 | 9028.511 | 18.2 | 0 | 0 | 0 | 0 | 0 | 0 | 0 | 0 | 0 | 0 | 0 | 0 | 0 | 0 | 0 | 1 | 0 | 0 | 0 | 0 | 0 | 0 | 0 | 0 | 0 | 0 | 9922.0236
2025-04-08 | 9191.186 | 17.6 | 0 | 0 | 0 | 0 | 0 | 0 | 0 | 0 | 0 | 0 | 0 | 0 | 0 | 0 | 0 | 0 | 1 | 0 | 0 | 0 | 0 | 0 | 0 | 0 | 0 | 0 | 10005.2596
2025-04-08 | 10034.333 | 17.4 | 0 | 0 | 0 | 0 | 0 | 0 | 0 | 0 | 0 | 0 | 0 | 0 | 0 | 0 | 0 | 0 | 0 | 1 | 0 | 0 | 0 | 0 | 0 | 0 | 0 | 0 | 10663.8586
2025-04-08 | 11134.974 | 16.9 | 0 | 0 | 0 | 0 | 0 | 0 | 0 | 0 | 0 | 0 | 0 | 0 | 0 | 0 | 0 | 0 | 0 | 0 | 1 | 0 | 0 | 0 | 0 | 0 | 0 | 0 | 11610.6531
2025-04-08 | 11413.223 | 18 | 0 | 0 | 0 | 0 | 0 | 0 | 0 | 0 | 0 | 0 | 0 | 0 | 0 | 0 | 0 | 0 | 0 | 0 | 0 | 1 | 0 | 0 | 0 | 0 | 0 | 0 | 12289.6987
2025-04-08 | 11956.384 | 19.4 | 0 | 0 | 0 | 0 | 0 | 0 | 0 | 0 | 0 | 0 | 0 | 0 | 0 | 0 | 0 | 0 | 0 | 0 | 0 | 0 | 1 | 0 | 0 | 0 | 0 | 0 | 12509.3891
2025-04-08 | 12356.169 | 20.3 | 0 | 0 | 0 | 0 | 0 | 0 | 0 | 0 | 0 | 0 | 0 | 0 | 0 | 0 | 0 | 0 | 0 | 0 | 0 | 0 | 0 | 1 | 0 | 0 | 0 | 0 | 12572.1449
2025-04-08 | 11532.646 | 20.5 | 0 | 0 | 0 | 0 | 0 | 0 | 0 | 0 | 0 | 0 | 0 | 0 | 0 | 0 | 0 | 0 | 0 | 0 | 0 | 0 | 0 | 0 | 1 | 0 | 0 | 0 | 12226.9901
2025-04-08 | 10324.967 | 20.9 | 0 | 0 | 0 | 0 | 0 | 0 | 0 | 0 | 0 | 0 | 0 | 0 | 0 | 0 | 0 | 0 | 0 | 0 | 0 | 0 | 0 | 0 | 0 | 1 | 0 | 0 | 11321.0402
2025-04-08 | 9154.358 | 21.4 | 0 | 0 | 0 | 0 | 0 | 0 | 0 | 0 | 0 | 0 | 0 | 0 | 0 | 0 | 0 | 0 | 0 | 0 | 0 | 0 | 0 | 0 | 0 | 0 | 1 | 0 | 10242.7723
2025-04-08 | 8318.061 | 22.8 | 0 | 0 | 0 | 0 | 0 | 0 | 0 | 0 | 0 | 0 | 0 | 0 | 0 | 0 | 0 | 0 | 0 | 0 | 0 | 0 | 0 | 0 | 0 | 0 | 0 | 1 | 9471.1928
2025-04-09 | 8011.775 | 23.1 | 0 | 0 | 1 | 0 | 0 | 0 | 0 | 0 | 0 | 0 | 0 | 0 | 0 | 0 | 0 | 0 | 0 | 0 | 0 | 0 | 0 | 0 | 0 | 0 | 0 | 0 | 8817.9059
2025-04-09 | 7902.387 | 23.9 | 0 | 0 | 0 | 1 | 0 | 0 | 0 | 0 | 0 | 0 | 0 | 0 | 0 | 0 | 0 | 0 | 0 | 0 | 0 | 0 | 0 | 0 | 0 | 0 | 0 | 0 | 8534.5046
2025-04-09 | 7826.562 | 23.7 | 0 | 0 | 0 | 0 | 1 | 0 | 0 | 0 | 0 | 0 | 0 | 0 | 0 | 0 | 0 | 0 | 0 | 0 | 0 | 0 | 0 | 0 | 0 | 0 | 0 | 0 | 8271.7969
2025-04-09 | 7940.215 | 24 | 0 | 0 | 0 | 0 | 0 | 1 | 0 | 0 | 0 | 0 | 0 | 0 | 0 | 0 | 0 | 0 | 0 | 0 | 0 | 0 | 0 | 0 | 0 | 0 | 0 | 0 | 8277.5888
2025-04-09 | 8445.31 | 25.2 | 0 | 0 | 0 | 0 | 0 | 0 | 1 | 0 | 0 | 0 | 0 | 0 | 0 | 0 | 0 | 0 | 0 | 0 | 0 | 0 | 0 | 0 | 0 | 0 | 0 | 0 | 8662.6071
2025-04-09 | 9495.319 | 24.3 | 0 | 0 | 0 | 0 | 0 | 0 | 0 | 1 | 0 | 0 | 0 | 0 | 0 | 0 | 0 | 0 | 0 | 0 | 0 | 0 | 0 | 0 | 0 | 0 | 0 | 0 | 9046.969
2025-04-09 | 10065.28 | 23.5 | 0 | 0 | 0 | 0 | 0 | 0 | 0 | 0 | 1 | 0 | 0 | 0 | 0 | 0 | 0 | 0 | 0 | 0 | 0 | 0 | 0 | 0 | 0 | 0 | 0 | 0 | 9686.7349
2025-04-09 | 9805.942 | 20.9 | 0 | 0 | 0 | 0 | 0 | 0 | 0 | 0 | 0 | 1 | 0 | 0 | 0 | 0 | 0 | 0 | 0 | 0 | 0 | 0 | 0 | 0 | 0 | 0 | 0 | 0 | 9911.7656
2025-04-09 | 9060.137 | 18.9 | 0 | 0 | 0 | 0 | 0 | 0 | 0 | 0 | 0 | 0 | 1 | 0 | 0 | 0 | 0 | 0 | 0 | 0 | 0 | 0 | 0 | 0 | 0 | 0 | 0 | 0 | 9914.1875
2025-04-09 | 8670.262 | 17.6 | 0 | 0 | 0 | 0 | 0 | 0 | 0 | 0 | 0 | 0 | 0 | 1 | 0 | 0 | 0 | 0 | 0 | 0 | 0 | 0 | 0 | 0 | 0 | 0 | 0 | 0 | 9806.0173
2025-04-09 | 8641.575 | 16.9 | 0 | 0 | 0 | 0 | 0 | 0 | 0 | 0 | 0 | 0 | 0 | 0 | 1 | 0 | 0 | 0 | 0 | 0 | 0 | 0 | 0 | 0 | 0 | 0 | 0 | 0 | 9758.294
2025-04-09 | 8722.727 | 15.7 | 0 | 0 | 0 | 0 | 0 | 0 | 0 | 0 | 0 | 0 | 0 | 0 | 0 | 1 | 0 | 0 | 0 | 0 | 0 | 0 | 0 | 0 | 0 | 0 | 0 | 0 | 9664.6023
2025-04-09 | 8536.32 | 13.8 | 0 | 0 | 0 | 0 | 0 | 0 | 0 | 0 | 0 | 0 | 0 | 0 | 0 | 0 | 1 | 0 | 0 | 0 | 0 | 0 | 0 | 0 | 0 | 0 | 0 | 0 | 9250.9443
2025-04-09 | 8417.879 | 15 | 0 | 0 | 0 | 0 | 0 | 0 | 0 | 0 | 0 | 0 | 0 | 0 | 0 | 0 | 0 | 1 | 0 | 0 | 0 | 0 | 0 | 0 | 0 | 0 | 0 | 0 | 9377.2747
2025-04-09 | 8318.496 | 12.8 | 0 | 0 | 0 | 0 | 0 | 0 | 0 | 0 | 0 | 0 | 0 | 0 | 0 | 0 | 0 | 0 | 1 | 0 | 0 | 0 | 0 | 0 | 0 | 0 | 0 | 0 | 9188.1362
2025-04-09 | 9061.821 | 14.3 | 0 | 0 | 0 | 0 | 0 | 0 | 0 | 0 | 0 | 0 | 0 | 0 | 0 | 0 | 0 | 0 | 0 | 1 | 0 | 0 | 0 | 0 | 0 | 0 | 0 | 0 | 10136.133
2025-04-09 | 10064.078 | 14.6 | 0 | 0 | 0 | 0 | 0 | 0 | 0 | 0 | 0 | 0 | 0 | 0 | 0 | 0 | 0 | 0 | 0 | 0 | 1 | 0 | 0 | 0 | 0 | 0 | 0 | 0 | 11219.1148
2025-04-09 | 10179.844 | 14 | 0 | 0 | 0 | 0 | 0 | 0 | 0 | 0 | 0 | 0 | 0 | 0 | 0 | 0 | 0 | 0 | 0 | 0 | 0 | 1 | 0 | 0 | 0 | 0 | 0 | 0 | 11608.7625
2025-04-09 | 10649.128 | 13.6 | 0 | 0 | 0 | 0 | 0 | 0 | 0 | 0 | 0 | 0 | 0 | 0 | 0 | 0 | 0 | 0 | 0 | 0 | 0 | 0 | 1 | 0 | 0 | 0 | 0 | 0 | 11522.0316
2025-04-09 | 10965.105 | 14 | 0 | 0 | 0 | 0 | 0 | 0 | 0 | 0 | 0 | 0 | 0 | 0 | 0 | 0 | 0 | 0 | 0 | 0 | 0 | 0 | 0 | 1 | 0 | 0 | 0 | 0 | 11499.6704
2025-04-09 | 10527.213 | 14.8 | 0 | 0 | 0 | 0 | 0 | 0 | 0 | 0 | 0 | 0 | 0 | 0 | 0 | 0 | 0 | 0 | 0 | 0 | 0 | 0 | 0 | 0 | 1 | 0 | 0 | 0 | 11256.656
2025-04-09 | 9405.182 | 15.8 | 0 | 0 | 0 | 0 | 0 | 0 | 0 | 0 | 0 | 0 | 0 | 0 | 0 | 0 | 0 | 0 | 0 | 0 | 0 | 0 | 0 | 0 | 0 | 1 | 0 | 0 | 10452.8465
2025-04-09 | 8202.644 | 15.5 | 0 | 0 | 0 | 0 | 0 | 0 | 0 | 0 | 0 | 0 | 0 | 0 | 0 | 0 | 0 | 0 | 0 | 0 | 0 | 0 | 0 | 0 | 0 | 0 | 1 | 0 | 9238.3913
2025-04-09 | 7416.632 | 16.1 | 0 | 0 | 0 | 0 | 0 | 0 | 0 | 0 | 0 | 0 | 0 | 0 | 0 | 0 | 0 | 0 | 0 | 0 | 0 | 0 | 0 | 0 | 0 | 0 | 0 | 1 | 8330.6246
2025-04-10 | 7000.249 | 17.7 | 0 | 0 | 1 | 0 | 0 | 0 | 0 | 0 | 0 | 0 | 0 | 0 | 0 | 0 | 0 | 0 | 0 | 0 | 0 | 0 | 0 | 0 | 0 | 0 | 0 | 0 | 7898.642
2025-04-10 | 6880.303 | 17.7 | 0 | 0 | 0 | 1 | 0 | 0 | 0 | 0 | 0 | 0 | 0 | 0 | 0 | 0 | 0 | 0 | 0 | 0 | 0 | 0 | 0 | 0 | 0 | 0 | 0 | 0 | 7479.0534
2025-04-10 | 6776.606 | 18.3 | 0 | 0 | 0 | 0 | 1 | 0 | 0 | 0 | 0 | 0 | 0 | 0 | 0 | 0 | 0 | 0 | 0 | 0 | 0 | 0 | 0 | 0 | 0 | 0 | 0 | 0 | 7352.533
2025-04-10 | 6964.079 | 18.5 | 0 | 0 | 0 | 0 | 0 | 1 | 0 | 0 | 0 | 0 | 0 | 0 | 0 | 0 | 0 | 0 | 0 | 0 | 0 | 0 | 0 | 0 | 0 | 0 | 0 | 0 | 7341.3015
2025-04-10 | 7585.21 | 17.7 | 0 | 0 | 0 | 0 | 0 | 0 | 1 | 0 | 0 | 0 | 0 | 0 | 0 | 0 | 0 | 0 | 0 | 0 | 0 | 0 | 0 | 0 | 0 | 0 | 0 | 0 | 7385.8517
2025-04-10 | 8595.297 | 17.6 | 0 | 0 | 0 | 0 | 0 | 0 | 0 | 1 | 0 | 0 | 0 | 0 | 0 | 0 | 0 | 0 | 0 | 0 | 0 | 0 | 0 | 0 | 0 | 0 | 0 | 0 | 7906.4008
2025-04-10 | 9280.768 | 17.4 | 0 | 0 | 0 | 0 | 0 | 0 | 0 | 0 | 1 | 0 | 0 | 0 | 0 | 0 | 0 | 0 | 0 | 0 | 0 | 0 | 0 | 0 | 0 | 0 | 0 | 0 | 8648.3071
2025-04-10 | 9355.11 | 16.8 | 0 | 0 | 0 | 0 | 0 | 0 | 0 | 0 | 0 | 1 | 0 | 0 | 0 | 0 | 0 | 0 | 0 | 0 | 0 | 0 | 0 | 0 | 0 | 0 | 0 | 0 | 9213.806
2025-04-10 | 9048.837 | 15 | 0 | 0 | 0 | 0 | 0 | 0 | 0 | 0 | 0 | 0 | 1 | 0 | 0 | 0 | 0 | 0 | 0 | 0 | 0 | 0 | 0 | 0 | 0 | 0 | 0 | 0 | 9250.2747
2025-04-10 | 8606.345 | 14.1 | 0 | 0 | 0 | 0 | 0 | 0 | 0 | 0 | 0 | 0 | 0 | 1 | 0 | 0 | 0 | 0 | 0 | 0 | 0 | 0 | 0 | 0 | 0 | 0 | 0 | 0 | 9210.1981
2025-04-10 | 8592.592 | 13.5 | 0 | 0 | 0 | 0 | 0 | 0 | 0 | 0 | 0 | 0 | 0 | 0 | 1 | 0 | 0 | 0 | 0 | 0 | 0 | 0 | 0 | 0 | 0 | 0 | 0 | 0 | 9179.4982
2025-04-10 | 8610.778 | 14.4 | 0 | 0 | 0 | 0 | 0 | 0 | 0 | 0 | 0 | 0 | 0 | 0 | 0 | 1 | 0 | 0 | 0 | 0 | 0 | 0 | 0 | 0 | 0 | 0 | 0 | 0 | 9443.298
2025-04-10 | 8425.067 | 14.1 | 0 | 0 | 0 | 0 | 0 | 0 | 0 | 0 | 0 | 0 | 0 | 0 | 0 | 0 | 1 | 0 | 0 | 0 | 0 | 0 | 0 | 0 | 0 | 0 | 0 | 0 | 9302.0145
2025-04-10 | 8310.234 | 14.3 | 0 | 0 | 0 | 0 | 0 | 0 | 0 | 0 | 0 | 0 | 0 | 0 | 0 | 0 | 0 | 1 | 0 | 0 | 0 | 0 | 0 | 0 | 0 | 0 | 0 | 0 | 9258.1108
2025-04-10 | 8797.387 | 14.8 | 0 | 0 | 0 | 0 | 0 | 0 | 0 | 0 | 0 | 0 | 0 | 0 | 0 | 0 | 0 | 0 | 1 | 0 | 0 | 0 | 0 | 0 | 0 | 0 | 0 | 0 | 9528.6043
2025-04-10 | 9822 | 16.5 | 0 | 0 | 0 | 0 | 0 | 0 | 0 | 0 | 0 | 0 | 0 | 0 | 0 | 0 | 0 | 0 | 0 | 1 | 0 | 0 | 0 | 0 | 0 | 0 | 0 | 0 | 10510.6479
2025-04-10 | 10931.233 | 16.4 | 0 | 0 | 0 | 0 | 0 | 0 | 0 | 0 | 0 | 0 | 0 | 0 | 0 | 0 | 0 | 0 | 0 | 0 | 1 | 0 | 0 | 0 | 0 | 0 | 0 | 0 | 11525.5361
2025-04-10 | 10931.428 | 16.9 | 0 | 0 | 0 | 0 | 0 | 0 | 0 | 0 | 0 | 0 | 0 | 0 | 0 | 0 | 0 | 0 | 0 | 0 | 0 | 1 | 0 | 0 | 0 | 0 | 0 | 0 | 12102.4412
2025-04-10 | 11047.223 | 17.2 | 0 | 0 | 0 | 0 | 0 | 0 | 0 | 0 | 0 | 0 | 0 | 0 | 0 | 0 | 0 | 0 | 0 | 0 | 0 | 0 | 1 | 0 | 0 | 0 | 0 | 0 | 12134.8742
2025-04-10 | 11192.022 | 17.1 | 0 | 0 | 0 | 0 | 0 | 0 | 0 | 0 | 0 | 0 | 0 | 0 | 0 | 0 | 0 | 0 | 0 | 0 | 0 | 0 | 0 | 1 | 0 | 0 | 0 | 0 | 12027.3959
2025-04-10 | 10458.09 | 16.8 | 0 | 0 | 0 | 0 | 0 | 0 | 0 | 0 | 0 | 0 | 0 | 0 | 0 | 0 | 0 | 0 | 0 | 0 | 0 | 0 | 0 | 0 | 1 | 0 | 0 | 0 | 11597.1241
2025-04-10 | 9386.916 | 16.6 | 0 | 0 | 0 | 0 | 0 | 0 | 0 | 0 | 0 | 0 | 0 | 0 | 0 | 0 | 0 | 0 | 0 | 0 | 0 | 0 | 0 | 0 | 0 | 1 | 0 | 0 | 10589.0338
2025-04-10 | 8242.639 | 16.5 | 0 | 0 | 0 | 0 | 0 | 0 | 0 | 0 | 0 | 0 | 0 | 0 | 0 | 0 | 0 | 0 | 0 | 0 | 0 | 0 | 0 | 0 | 0 | 0 | 1 | 0 | 9408.6254
2025-04-10 | 7441.621 | 16.4 | 0 | 0 | 0 | 0 | 0 | 0 | 0 | 0 | 0 | 0 | 0 | 0 | 0 | 0 | 0 | 0 | 0 | 0 | 0 | 0 | 0 | 0 | 0 | 0 | 0 | 1 | 8381.6948
2025-04-11 | 6956.744 | 16.4 | 0 | 0 | 1 | 0 | 0 | 0 | 0 | 0 | 0 | 0 | 0 | 0 | 0 | 0 | 0 | 0 | 0 | 0 | 0 | 0 | 0 | 0 | 0 | 0 | 0 | 0 | 7677.3377
2025-04-11 | 6671.132 | 16.5 | 0 | 0 | 0 | 1 | 0 | 0 | 0 | 0 | 0 | 0 | 0 | 0 | 0 | 0 | 0 | 0 | 0 | 0 | 0 | 0 | 0 | 0 | 0 | 0 | 0 | 0 | 7274.7725
2025-04-11 | 6555.259 | 16.8 | 0 | 0 | 0 | 0 | 1 | 0 | 0 | 0 | 0 | 0 | 0 | 0 | 0 | 0 | 0 | 0 | 0 | 0 | 0 | 0 | 0 | 0 | 0 | 0 | 0 | 0 | 7097.1819
2025-04-11 | 6695.062 | 16.9 | 0 | 0 | 0 | 0 | 0 | 1 | 0 | 0 | 0 | 0 | 0 | 0 | 0 | 0 | 0 | 0 | 0 | 0 | 0 | 0 | 0 | 0 | 0 | 0 | 0 | 0 | 7068.927
2025-04-11 | 7132 | 16.9 | 0 | 0 | 0 | 0 | 0 | 0 | 1 | 0 | 0 | 0 | 0 | 0 | 0 | 0 | 0 | 0 | 0 | 0 | 0 | 0 | 0 | 0 | 0 | 0 | 0 | 0 | 7249.6645
2025-04-11 | 7948.116 | 16.8 | 0 | 0 | 0 | 0 | 0 | 0 | 0 | 1 | 0 | 0 | 0 | 0 | 0 | 0 | 0 | 0 | 0 | 0 | 0 | 0 | 0 | 0 | 0 | 0 | 0 | 0 | 7770.2136
2025-04-11 | 8776.484 | 16.8 | 0 | 0 | 0 | 0 | 0 | 0 | 0 | 0 | 1 | 0 | 0 | 0 | 0 | 0 | 0 | 0 | 0 | 0 | 0 | 0 | 0 | 0 | 0 | 0 | 0 | 0 | 8546.1667
2025-04-11 | 9132.505 | 16.6 | 0 | 0 | 0 | 0 | 0 | 0 | 0 | 0 | 0 | 1 | 0 | 0 | 0 | 0 | 0 | 0 | 0 | 0 | 0 | 0 | 0 | 0 | 0 | 0 | 0 | 0 | 9179.7592
2025-04-11 | 9252.308 | 16.1 | 0 | 0 | 0 | 0 | 0 | 0 | 0 | 0 | 0 | 0 | 1 | 0 | 0 | 0 | 0 | 0 | 0 | 0 | 0 | 0 | 0 | 0 | 0 | 0 | 0 | 0 | 9437.5321
2025-04-11 | 9400.557 | 15.8 | 0 | 0 | 0 | 0 | 0 | 0 | 0 | 0 | 0 | 0 | 0 | 1 | 0 | 0 | 0 | 0 | 0 | 0 | 0 | 0 | 0 | 0 | 0 | 0 | 0 | 0 | 9499.596
2025-04-11 | 9476.052 | 14.8 | 0 | 0 | 0 | 0 | 0 | 0 | 0 | 0 | 0 | 0 | 0 | 0 | 1 | 0 | 0 | 0 | 0 | 0 | 0 | 0 | 0 | 0 | 0 | 0 | 0 | 0 | 9400.8025
2025-04-11 | 9501.902 | 14.3 | 0 | 0 | 0 | 0 | 0 | 0 | 0 | 0 | 0 | 0 | 0 | 0 | 0 | 1 | 0 | 0 | 0 | 0 | 0 | 0 | 0 | 0 | 0 | 0 | 0 | 0 | 9426.2746
2025-04-11 | 9247.795 | 14 | 0 | 0 | 0 | 0 | 0 | 0 | 0 | 0 | 0 | 0 | 0 | 0 | 0 | 0 | 1 | 0 | 0 | 0 | 0 | 0 | 0 | 0 | 0 | 0 | 0 | 0 | 9284.9911
2025-04-11 | 9121.919 | 13.6 | 0 | 0 | 0 | 0 | 0 | 0 | 0 | 0 | 0 | 0 | 0 | 0 | 0 | 0 | 0 | 1 | 0 | 0 | 0 | 0 | 0 | 0 | 0 | 0 | 0 | 0 | 9138.947
2025-04-11 | 9141.205 | 13.7 | 0 | 0 | 0 | 0 | 0 | 0 | 0 | 0 | 0 | 0 | 0 | 0 | 0 | 0 | 0 | 0 | 1 | 0 | 0 | 0 | 0 | 0 | 0 | 0 | 0 | 0 | 9341.3468
2025-04-11 | 9975.262 | 13.8 | 0 | 0 | 0 | 0 | 0 | 0 | 0 | 0 | 0 | 0 | 0 | 0 | 0 | 0 | 0 | 0 | 0 | 1 | 0 | 0 | 0 | 0 | 0 | 0 | 0 | 0 | 10051.016
2025-04-11 | 10687.051 | 13.6 | 0 | 0 | 0 | 0 | 0 | 0 | 0 | 0 | 0 | 0 | 0 | 0 | 0 | 0 | 0 | 0 | 0 | 0 | 1 | 0 | 0 | 0 | 0 | 0 | 0 | 0 | 11048.8807
2025-04-11 | 10677.521 | 13.7 | 0 | 0 | 0 | 0 | 0 | 0 | 0 | 0 | 0 | 0 | 0 | 0 | 0 | 0 | 0 | 0 | 0 | 0 | 0 | 1 | 0 | 0 | 0 | 0 | 0 | 0 | 11557.6922
2025-04-11 | 10817.193 | 14 | 0 | 0 | 0 | 0 | 0 | 0 | 0 | 0 | 0 | 0 | 0 | 0 | 0 | 0 | 0 | 0 | 0 | 0 | 0 | 0 | 1 | 0 | 0 | 0 | 0 | 0 | 11590.1252
2025-04-11 | 10746.117 | 14.3 | 0 | 0 | 0 | 0 | 0 | 0 | 0 | 0 | 0 | 0 | 0 | 0 | 0 | 0 | 0 | 0 | 0 | 0 | 0 | 0 | 0 | 1 | 0 | 0 | 0 | 0 | 11550.7406
2025-04-11 | 10082.628 | 14.1 | 0 | 0 | 0 | 0 | 0 | 0 | 0 | 0 | 0 | 0 | 0 | 0 | 0 | 0 | 0 | 0 | 0 | 0 | 0 | 0 | 0 | 0 | 1 | 0 | 0 | 0 | 11137.4922
2025-04-11 | 9071.501 | 14.1 | 0 | 0 | 0 | 0 | 0 | 0 | 0 | 0 | 0 | 0 | 0 | 0 | 0 | 0 | 0 | 0 | 0 | 0 | 0 | 0 | 0 | 0 | 0 | 1 | 0 | 0 | 10163.4486
2025-04-11 | 8243.315 | 14 | 0 | 0 | 0 | 0 | 0 | 0 | 0 | 0 | 0 | 0 | 0 | 0 | 0 | 0 | 0 | 0 | 0 | 0 | 0 | 0 | 0 | 0 | 0 | 0 | 1 | 0 | 8983.0402
2025-04-11 | 7364.08 | 14 | 0 | 0 | 0 | 0 | 0 | 0 | 0 | 0 | 0 | 0 | 0 | 0 | 0 | 0 | 0 | 0 | 0 | 0 | 0 | 0 | 0 | 0 | 0 | 0 | 0 | 1 | 7973.1331
2025-04-12 | 6796.227 | 14.4 | 0 | 1 | 1 | 0 | 0 | 0 | 0 | 0 | 0 | 0 | 0 | 0 | 0 | 0 | 0 | 0 | 0 | 0 | 0 | 0 | 0 | 0 | 0 | 0 | 0 | 0 | 7820.0009
2025-04-12 | 6526.267 | 14.6 | 0 | 1 | 0 | 1 | 0 | 0 | 0 | 0 | 0 | 0 | 0 | 0 | 0 | 0 | 0 | 0 | 0 | 0 | 0 | 0 | 0 | 0 | 0 | 0 | 0 | 0 | 7434.4592
2025-04-12 | 6365.622 | 14.7 | 0 | 1 | 0 | 0 | 1 | 0 | 0 | 0 | 0 | 0 | 0 | 0 | 0 | 0 | 0 | 0 | 0 | 0 | 0 | 0 | 0 | 0 | 0 | 0 | 0 | 0 | 7222.8217
2025-04-12 | 6431.249 | 14.9 | 0 | 1 | 0 | 0 | 0 | 1 | 0 | 0 | 0 | 0 | 0 | 0 | 0 | 0 | 0 | 0 | 0 | 0 | 0 | 0 | 0 | 0 | 0 | 0 | 0 | 0 | 7211.5903
2025-04-12 | 6623.881 | 15.2 | 0 | 1 | 0 | 0 | 0 | 0 | 1 | 0 | 0 | 0 | 0 | 0 | 0 | 0 | 0 | 0 | 0 | 0 | 0 | 0 | 0 | 0 | 0 | 0 | 0 | 0 | 7443.3979
2025-04-12 | 7244.475 | 15.2 | 0 | 1 | 0 | 0 | 0 | 0 | 0 | 1 | 0 | 0 | 0 | 0 | 0 | 0 | 0 | 0 | 0 | 0 | 0 | 0 | 0 | 0 | 0 | 0 | 0 | 0 | 7980.9704
2025-04-12 | 8187.593 | 15 | 0 | 1 | 0 | 0 | 0 | 0 | 0 | 0 | 1 | 0 | 0 | 0 | 0 | 0 | 0 | 0 | 0 | 0 | 0 | 0 | 0 | 0 | 0 | 0 | 0 | 0 | 8722.8767
2025-04-12 | 9215.501 | 14.5 | 0 | 1 | 0 | 0 | 0 | 0 | 0 | 0 | 0 | 1 | 0 | 0 | 0 | 0 | 0 | 0 | 0 | 0 | 0 | 0 | 0 | 0 | 0 | 0 | 0 | 0 | 9305.399
2025-04-12 | 9820.18 | 13.8 | 0 | 1 | 0 | 0 | 0 | 0 | 0 | 0 | 0 | 0 | 1 | 0 | 0 | 0 | 0 | 0 | 0 | 0 | 0 | 0 | 0 | 0 | 0 | 0 | 0 | 0 | 9529.1252
2025-04-12 | 10211.989 | 12 | 0 | 1 | 0 | 0 | 0 | 0 | 0 | 0 | 0 | 0 | 0 | 1 | 0 | 0 | 0 | 0 | 0 | 0 | 0 | 0 | 0 | 0 | 0 | 0 | 0 | 0 | 9335.838
2025-04-12 | 10357.12 | 9.7 | 0 | 1 | 0 | 0 | 0 | 0 | 0 | 0 | 0 | 0 | 0 | 0 | 1 | 0 | 0 | 0 | 0 | 0 | 0 | 0 | 0 | 0 | 0 | 0 | 0 | 0 | 9015.7401
2025-04-12 | 10188.937 | 10.1 | 0 | 1 | 0 | 0 | 0 | 0 | 0 | 0 | 0 | 0 | 0 | 0 | 0 | 1 | 0 | 0 | 0 | 0 | 0 | 0 | 0 | 0 | 0 | 0 | 0 | 0 | 9194.4229
2025-04-12 | 9694.165 | 9.4 | 0 | 1 | 0 | 0 | 0 | 0 | 0 | 0 | 0 | 0 | 0 | 0 | 0 | 0 | 1 | 0 | 0 | 0 | 0 | 0 | 0 | 0 | 0 | 0 | 0 | 0 | 8985.0458
2025-04-12 | 9394.11 | 8.3 | 0 | 1 | 0 | 0 | 0 | 0 | 0 | 0 | 0 | 0 | 0 | 0 | 0 | 0 | 0 | 1 | 0 | 0 | 0 | 0 | 0 | 0 | 0 | 0 | 0 | 0 | 8719.8378
2025-04-12 | 9204.213 | 8.9 | 0 | 1 | 0 | 0 | 0 | 0 | 0 | 0 | 0 | 0 | 0 | 0 | 0 | 0 | 0 | 0 | 1 | 0 | 0 | 0 | 0 | 0 | 0 | 0 | 0 | 0 | 9007.3547
2025-04-12 | 9703.953 | 9.2 | 0 | 1 | 0 | 0 | 0 | 0 | 0 | 0 | 0 | 0 | 0 | 0 | 0 | 0 | 0 | 0 | 0 | 1 | 0 | 0 | 0 | 0 | 0 | 0 | 0 | 0 | 9751.0707
2025-04-12 | 10176.447 | 8.8 | 0 | 1 | 0 | 0 | 0 | 0 | 0 | 0 | 0 | 0 | 0 | 0 | 0 | 0 | 0 | 0 | 0 | 0 | 1 | 0 | 0 | 0 | 0 | 0 | 0 | 0 | 10714.8886
2025-04-12 | 9891.36 | 7.9 | 0 | 1 | 0 | 0 | 0 | 0 | 0 | 0 | 0 | 0 | 0 | 0 | 0 | 0 | 0 | 0 | 0 | 0 | 0 | 1 | 0 | 0 | 0 | 0 | 0 | 0 | 11053.4661
2025-04-12 | 9796.208 | 10.4 | 0 | 1 | 0 | 0 | 0 | 0 | 0 | 0 | 0 | 0 | 0 | 0 | 0 | 0 | 0 | 0 | 0 | 0 | 0 | 0 | 1 | 0 | 0 | 0 | 0 | 0 | 11460.4139
2025-04-12 | 9773.825 | 11.7 | 0 | 1 | 0 | 0 | 0 | 0 | 0 | 0 | 0 | 0 | 0 | 0 | 0 | 0 | 0 | 0 | 0 | 0 | 0 | 0 | 0 | 1 | 0 | 0 | 0 | 0 | 11591.2634
2025-04-12 | 9382.79 | 12.7 | 0 | 1 | 0 | 0 | 0 | 0 | 0 | 0 | 0 | 0 | 0 | 0 | 0 | 0 | 0 | 0 | 0 | 0 | 0 | 0 | 0 | 0 | 1 | 0 | 0 | 0 | 11382.2958
2025-04-12 | 8607.768 | 13 | 0 | 1 | 0 | 0 | 0 | 0 | 0 | 0 | 0 | 0 | 0 | 0 | 0 | 0 | 0 | 0 | 0 | 0 | 0 | 0 | 0 | 0 | 0 | 1 | 0 | 0 | 10459.3225
2025-04-12 | 7707.526 | 13.3 | 0 | 1 | 0 | 0 | 0 | 0 | 0 | 0 | 0 | 0 | 0 | 0 | 0 | 0 | 0 | 0 | 0 | 0 | 0 | 0 | 0 | 0 | 0 | 0 | 1 | 0 | 9347.0077
2025-04-12 | 6858.536 | 13.2 | 0 | 1 | 0 | 0 | 0 | 0 | 0 | 0 | 0 | 0 | 0 | 0 | 0 | 0 | 0 | 0 | 0 | 0 | 0 | 0 | 0 | 0 | 0 | 0 | 0 | 1 | 8320.0772
2025-04-13 | 6312.395 | 15.8 | 0 | 1 | 1 | 0 | 0 | 0 | 0 | 0 | 0 | 0 | 0 | 0 | 0 | 0 | 0 | 0 | 0 | 0 | 0 | 0 | 0 | 0 | 0 | 0 | 0 | 0 | 8058.3286
2025-04-13 | 6122.121 | 14.1 | 0 | 1 | 0 | 1 | 0 | 0 | 0 | 0 | 0 | 0 | 0 | 0 | 0 | 0 | 0 | 0 | 0 | 0 | 0 | 0 | 0 | 0 | 0 | 0 | 0 | 0 | 7349.3421
2025-04-13 | 6017.492 | 16 | 0 | 1 | 0 | 0 | 1 | 0 | 0 | 0 | 0 | 0 | 0 | 0 | 0 | 0 | 0 | 0 | 0 | 0 | 0 | 0 | 0 | 0 | 0 | 0 | 0 | 0 | 7444.126
2025-04-13 | 6046.186 | 17.1 | 0 | 1 | 0 | 0 | 0 | 1 | 0 | 0 | 0 | 0 | 0 | 0 | 0 | 0 | 0 | 0 | 0 | 0 | 0 | 0 | 0 | 0 | 0 | 0 | 0 | 0 | 7586.1052
2025-04-13 | 6491.002 | 17.3 | 0 | 1 | 0 | 0 | 0 | 0 | 1 | 0 | 0 | 0 | 0 | 0 | 0 | 0 | 0 | 0 | 0 | 0 | 0 | 0 | 0 | 0 | 0 | 0 | 0 | 0 | 7800.8894
2025-04-13 | 7090.741 | 19.4 | 0 | 1 | 0 | 0 | 0 | 0 | 0 | 1 | 0 | 0 | 0 | 0 | 0 | 0 | 0 | 0 | 0 | 0 | 0 | 0 | 0 | 0 | 0 | 0 | 0 | 0 | 8695.9535
2025-04-13 | 7858.56 | 16 | 0 | 1 | 0 | 0 | 0 | 0 | 0 | 0 | 1 | 0 | 0 | 0 | 0 | 0 | 0 | 0 | 0 | 0 | 0 | 0 | 0 | 0 | 0 | 0 | 0 | 0 | 8893.1108
2025-04-13 | 8926.834 | 14.2 | 0 | 1 | 0 | 0 | 0 | 0 | 0 | 0 | 0 | 1 | 0 | 0 | 0 | 0 | 0 | 0 | 0 | 0 | 0 | 0 | 0 | 0 | 0 | 0 | 0 | 0 | 9254.3288
2025-04-13 | 9484.264 | 11.1 | 0 | 1 | 0 | 0 | 0 | 0 | 0 | 0 | 0 | 0 | 1 | 0 | 0 | 0 | 0 | 0 | 0 | 0 | 0 | 0 | 0 | 0 | 0 | 0 | 0 | 0 | 9069.4932
2025-04-13 | 9379.246 | 7.5 | 0 | 1 | 0 | 0 | 0 | 0 | 0 | 0 | 0 | 0 | 0 | 1 | 0 | 0 | 0 | 0 | 0 | 0 | 0 | 0 | 0 | 0 | 0 | 0 | 0 | 0 | 8569.7847
2025-04-13 | 9336.93 | 5.2 | 0 | 1 | 0 | 0 | 0 | 0 | 0 | 0 | 0 | 0 | 0 | 0 | 1 | 0 | 0 | 0 | 0 | 0 | 0 | 0 | 0 | 0 | 0 | 0 | 0 | 0 | 8249.6869
2025-04-13 | 9378.455 | 5.7 | 0 | 1 | 0 | 0 | 0 | 0 | 0 | 0 | 0 | 0 | 0 | 0 | 0 | 1 | 0 | 0 | 0 | 0 | 0 | 0 | 0 | 0 | 0 | 0 | 0 | 0 | 8445.3931
2025-04-13 | 9090.958 | 4.6 | 0 | 1 | 0 | 0 | 0 | 0 | 0 | 0 | 0 | 0 | 0 | 0 | 0 | 0 | 1 | 0 | 0 | 0 | 0 | 0 | 0 | 0 | 0 | 0 | 0 | 0 | 8167.9223
2025-04-13 | 8916.543 | 3.9 | 0 | 1 | 0 | 0 | 0 | 0 | 0 | 0 | 0 | 0 | 0 | 0 | 0 | 0 | 0 | 1 | 0 | 0 | 0 | 0 | 0 | 0 | 0 | 0 | 0 | 0 | 7970.808
2025-04-13 | 9074.995 | 4.4 | 0 | 1 | 0 | 0 | 0 | 0 | 0 | 0 | 0 | 0 | 0 | 0 | 0 | 0 | 0 | 0 | 1 | 0 | 0 | 0 | 0 | 0 | 0 | 0 | 0 | 0 | 8241.3014
2025-04-13 | 9526.404 | 5 | 0 | 1 | 0 | 0 | 0 | 0 | 0 | 0 | 0 | 0 | 0 | 0 | 0 | 0 | 0 | 0 | 0 | 1 | 0 | 0 | 0 | 0 | 0 | 0 | 0 | 0 | 9036.0876
2025-04-13 | 10458.772 | 4.4 | 0 | 1 | 0 | 0 | 0 | 0 | 0 | 0 | 0 | 0 | 0 | 0 | 0 | 0 | 0 | 0 | 0 | 0 | 1 | 0 | 0 | 0 | 0 | 0 | 0 | 0 | 9965.8587
2025-04-13 | 9915.137 | 5.2 | 0 | 1 | 0 | 0 | 0 | 0 | 0 | 0 | 0 | 0 | 0 | 0 | 0 | 0 | 0 | 0 | 0 | 0 | 0 | 1 | 0 | 0 | 0 | 0 | 0 | 0 | 10593.8341
2025-04-13 | 10077.55 | 6.1 | 0 | 1 | 0 | 0 | 0 | 0 | 0 | 0 | 0 | 0 | 0 | 0 | 0 | 0 | 0 | 0 | 0 | 0 | 0 | 0 | 1 | 0 | 0 | 0 | 0 | 0 | 10728.4075
2025-04-13 | 10205.19 | 7.7 | 0 | 1 | 0 | 0 | 0 | 0 | 0 | 0 | 0 | 0 | 0 | 0 | 0 | 0 | 0 | 0 | 0 | 0 | 0 | 0 | 0 | 1 | 0 | 0 | 0 | 0 | 10910.3271
2025-04-13 | 9649.734 | 8.3 | 0 | 1 | 0 | 0 | 0 | 0 | 0 | 0 | 0 | 0 | 0 | 0 | 0 | 0 | 0 | 0 | 0 | 0 | 0 | 0 | 0 | 0 | 1 | 0 | 0 | 0 | 10633.266
2025-04-13 | 8320.535 | 10 | 0 | 1 | 0 | 0 | 0 | 0 | 0 | 0 | 0 | 0 | 0 | 0 | 0 | 0 | 0 | 0 | 0 | 0 | 0 | 0 | 0 | 0 | 0 | 1 | 0 | 0 | 9948.6204
2025-04-13 | 7128.401 | 10.9 | 0 | 1 | 0 | 0 | 0 | 0 | 0 | 0 | 0 | 0 | 0 | 0 | 0 | 0 | 0 | 0 | 0 | 0 | 0 | 0 | 0 | 0 | 0 | 0 | 1 | 0 | 8938.446
2025-04-13 | 6352.004 | 10.7 | 0 | 1 | 0 | 0 | 0 | 0 | 0 | 0 | 0 | 0 | 0 | 0 | 0 | 0 | 0 | 0 | 0 | 0 | 0 | 0 | 0 | 0 | 0 | 0 | 0 | 1 | 7894.492
2025-04-14 | 5921.805 | 10.7 | 0 | 0 | 1 | 0 | 0 | 0 | 0 | 0 | 0 | 0 | 0 | 0 | 0 | 0 | 0 | 0 | 0 | 0 | 0 | 0 | 0 | 0 | 0 | 0 | 0 | 0 | 6707.0036
2025-04-14 | 5747.947 | 11.1 | 0 | 0 | 0 | 1 | 0 | 0 | 0 | 0 | 0 | 0 | 0 | 0 | 0 | 0 | 0 | 0 | 0 | 0 | 0 | 0 | 0 | 0 | 0 | 0 | 0 | 0 | 6355.5086
2025-04-14 | 5779.31 | 10.7 | 0 | 0 | 0 | 0 | 1 | 0 | 0 | 0 | 0 | 0 | 0 | 0 | 0 | 0 | 0 | 0 | 0 | 0 | 0 | 0 | 0 | 0 | 0 | 0 | 0 | 0 | 6058.7542
2025-04-14 | 5890.122 | 10.9 | 0 | 0 | 0 | 0 | 0 | 1 | 0 | 0 | 0 | 0 | 0 | 0 | 0 | 0 | 0 | 0 | 0 | 0 | 0 | 0 | 0 | 0 | 0 | 0 | 0 | 0 | 6047.5227
2025-04-14 | 6433.199 | 10.7 | 0 | 0 | 0 | 0 | 0 | 0 | 1 | 0 | 0 | 0 | 0 | 0 | 0 | 0 | 0 | 0 | 0 | 0 | 0 | 0 | 0 | 0 | 0 | 0 | 0 | 0 | 6194.2133
2025-04-14 | 7430.242 | 11.3 | 0 | 0 | 0 | 0 | 0 | 0 | 0 | 1 | 0 | 0 | 0 | 0 | 0 | 0 | 0 | 0 | 0 | 0 | 0 | 0 | 0 | 0 | 0 | 0 | 0 | 0 | 6833.9263
2025-04-14 | 8301.006 | 12.4 | 0 | 0 | 0 | 0 | 0 | 0 | 0 | 0 | 1 | 0 | 0 | 0 | 0 | 0 | 0 | 0 | 0 | 0 | 0 | 0 | 0 | 0 | 0 | 0 | 0 | 0 | 7797.1368
2025-04-14 | 8364.917 | 12 | 0 | 0 | 0 | 0 | 0 | 0 | 0 | 0 | 0 | 1 | 0 | 0 | 0 | 0 | 0 | 0 | 0 | 0 | 0 | 0 | 0 | 0 | 0 | 0 | 0 | 0 | 8396.6825
2025-04-14 | 8038.284 | 11.2 | 0 | 0 | 0 | 0 | 0 | 0 | 0 | 0 | 0 | 0 | 1 | 0 | 0 | 0 | 0 | 0 | 0 | 0 | 0 | 0 | 0 | 0 | 0 | 0 | 0 | 0 | 8603.3853
2025-04-14 | 7682.913 | 8.9 | 0 | 0 | 0 | 0 | 0 | 0 | 0 | 0 | 0 | 0 | 0 | 1 | 0 | 0 | 0 | 0 | 0 | 0 | 0 | 0 | 0 | 0 | 0 | 0 | 0 | 0 | 8324.981
2025-04-14 | 7654.565 | 6.9 | 0 | 0 | 0 | 0 | 0 | 0 | 0 | 0 | 0 | 0 | 0 | 0 | 1 | 0 | 0 | 0 | 0 | 0 | 0 | 0 | 0 | 0 | 0 | 0 | 0 | 0 | 8055.9534
2025-04-14 | 7416.145 | 6.6 | 0 | 0 | 0 | 0 | 0 | 0 | 0 | 0 | 0 | 0 | 0 | 0 | 0 | 1 | 0 | 0 | 0 | 0 | 0 | 0 | 0 | 0 | 0 | 0 | 0 | 0 | 8115.4724
2025-04-14 | 7097.663 | 5.1 | 0 | 0 | 0 | 0 | 0 | 0 | 0 | 0 | 0 | 0 | 0 | 0 | 0 | 0 | 1 | 0 | 0 | 0 | 0 | 0 | 0 | 0 | 0 | 0 | 0 | 0 | 7769.908
2025-04-14 | 7071.936 | 5.2 | 0 | 0 | 0 | 0 | 0 | 0 | 0 | 0 | 0 | 0 | 0 | 0 | 0 | 0 | 0 | 1 | 0 | 0 | 0 | 0 | 0 | 0 | 0 | 0 | 0 | 0 | 7708.9809
2025-04-14 | 7228.47 | 3.8 | 0 | 0 | 0 | 0 | 0 | 0 | 0 | 0 | 0 | 0 | 0 | 0 | 0 | 0 | 0 | 0 | 1 | 0 | 0 | 0 | 0 | 0 | 0 | 0 | 0 | 0 | 7656.0296
2025-04-14 | 8071.547 | 4.2 | 0 | 0 | 0 | 0 | 0 | 0 | 0 | 0 | 0 | 0 | 0 | 0 | 0 | 0 | 0 | 0 | 0 | 1 | 0 | 0 | 0 | 0 | 0 | 0 | 0 | 0 | 8416.769
2025-04-14 | 9320.461 | 5.2 | 0 | 0 | 0 | 0 | 0 | 0 | 0 | 0 | 0 | 0 | 0 | 0 | 0 | 0 | 0 | 0 | 0 | 0 | 1 | 0 | 0 | 0 | 0 | 0 | 0 | 0 | 9618.9146
2025-04-14 | 9515.023 | 3.4 | 0 | 0 | 0 | 0 | 0 | 0 | 0 | 0 | 0 | 0 | 0 | 0 | 0 | 0 | 0 | 0 | 0 | 0 | 0 | 1 | 0 | 0 | 0 | 0 | 0 | 0 | 9804.2815
2025-04-14 | 9475.375 | 3.6 | 0 | 0 | 0 | 0 | 0 | 0 | 0 | 0 | 0 | 0 | 0 | 0 | 0 | 0 | 0 | 0 | 0 | 0 | 0 | 0 | 1 | 0 | 0 | 0 | 0 | 0 | 9819.691
2025-04-14 | 9721.049 | 5.5 | 0 | 0 | 0 | 0 | 0 | 0 | 0 | 0 | 0 | 0 | 0 | 0 | 0 | 0 | 0 | 0 | 0 | 0 | 0 | 0 | 0 | 1 | 0 | 0 | 0 | 0 | 10052.6809
2025-04-14 | 9104.76 | 5.2 | 0 | 0 | 0 | 0 | 0 | 0 | 0 | 0 | 0 | 0 | 0 | 0 | 0 | 0 | 0 | 0 | 0 | 0 | 0 | 0 | 0 | 0 | 1 | 0 | 0 | 0 | 9622.409
2025-04-14 | 7993.089 | 3.4 | 0 | 0 | 0 | 0 | 0 | 0 | 0 | 0 | 0 | 0 | 0 | 0 | 0 | 0 | 0 | 0 | 0 | 0 | 0 | 0 | 0 | 0 | 0 | 1 | 0 | 0 | 8341.9442
2025-04-14 | 6817.011 | 4.2 | 0 | 0 | 0 | 0 | 0 | 0 | 0 | 0 | 0 | 0 | 0 | 0 | 0 | 0 | 0 | 0 | 0 | 0 | 0 | 0 | 0 | 0 | 0 | 0 | 1 | 0 | 7314.7465
2025-04-14 | 6094.117 | 6.2 | 0 | 0 | 0 | 0 | 0 | 0 | 0 | 0 | 0 | 0 | 0 | 0 | 0 | 0 | 0 | 0 | 0 | 0 | 0 | 0 | 0 | 0 | 0 | 0 | 0 | 1 | 6645.3074
2025-04-15 | 5737.386 | 9.6 | 0 | 0 | 1 | 0 | 0 | 0 | 0 | 0 | 0 | 0 | 0 | 0 | 0 | 0 | 0 | 0 | 0 | 0 | 0 | 0 | 0 | 0 | 0 | 0 | 0 | 0 | 6519.7461
2025-04-15 | 5606.274 | 10.3 | 0 | 0 | 0 | 1 | 0 | 0 | 0 | 0 | 0 | 0 | 0 | 0 | 0 | 0 | 0 | 0 | 0 | 0 | 0 | 0 | 0 | 0 | 0 | 0 | 0 | 0 | 6219.3214
2025-04-15 | 5569.651 | 10.3 | 0 | 0 | 0 | 0 | 1 | 0 | 0 | 0 | 0 | 0 | 0 | 0 | 0 | 0 | 0 | 0 | 0 | 0 | 0 | 0 | 0 | 0 | 0 | 0 | 0 | 0 | 5990.6605
2025-04-15 | 5748.883 | 9.6 | 0 | 0 | 0 | 0 | 0 | 1 | 0 | 0 | 0 | 0 | 0 | 0 | 0 | 0 | 0 | 0 | 0 | 0 | 0 | 0 | 0 | 0 | 0 | 0 | 0 | 0 | 5826.2184
2025-04-15 | 6267.642 | 9.1 | 0 | 0 | 0 | 0 | 0 | 0 | 1 | 0 | 0 | 0 | 0 | 0 | 0 | 0 | 0 | 0 | 0 | 0 | 0 | 0 | 0 | 0 | 0 | 0 | 0 | 0 | 5921.8388
2025-04-15 | 7243.164 | 8.8 | 0 | 0 | 0 | 0 | 0 | 0 | 0 | 1 | 0 | 0 | 0 | 0 | 0 | 0 | 0 | 0 | 0 | 0 | 0 | 0 | 0 | 0 | 0 | 0 | 0 | 0 | 6408.3411
2025-04-15 | 8036.772 | 9.7 | 0 | 0 | 0 | 0 | 0 | 0 | 0 | 0 | 1 | 0 | 0 | 0 | 0 | 0 | 0 | 0 | 0 | 0 | 0 | 0 | 0 | 0 | 0 | 0 | 0 | 0 | 7337.5049
2025-04-15 | 8112.516 | 9.8 | 0 | 0 | 0 | 0 | 0 | 0 | 0 | 0 | 0 | 1 | 0 | 0 | 0 | 0 | 0 | 0 | 0 | 0 | 0 | 0 | 0 | 0 | 0 | 0 | 0 | 0 | 8022.1676
2025-04-15 | 7710.298 | 9.3 | 0 | 0 | 0 | 0 | 0 | 0 | 0 | 0 | 0 | 0 | 1 | 0 | 0 | 0 | 0 | 0 | 0 | 0 | 0 | 0 | 0 | 0 | 0 | 0 | 0 | 0 | 8279.9406
2025-04-15 | 7824.558 | 8.7 | 0 | 0 | 0 | 0 | 0 | 0 | 0 | 0 | 0 | 0 | 0 | 1 | 0 | 0 | 0 | 0 | 0 | 0 | 0 | 0 | 0 | 0 | 0 | 0 | 0 | 0 | 8290.9342
2025-04-15 | 7552.354 | 9.2 | 0 | 0 | 0 | 0 | 0 | 0 | 0 | 0 | 0 | 0 | 0 | 0 | 1 | 0 | 0 | 0 | 0 | 0 | 0 | 0 | 0 | 0 | 0 | 0 | 0 | 0 | 8447.4918
2025-04-15 | 7470.327 | 9.4 | 0 | 0 | 0 | 0 | 0 | 0 | 0 | 0 | 0 | 0 | 0 | 0 | 0 | 1 | 0 | 0 | 0 | 0 | 0 | 0 | 0 | 0 | 0 | 0 | 0 | 0 | 8592.1277
2025-04-15 | 7367.044 | 9.6 | 0 | 0 | 0 | 0 | 0 | 0 | 0 | 0 | 0 | 0 | 0 | 0 | 0 | 0 | 1 | 0 | 0 | 0 | 0 | 0 | 0 | 0 | 0 | 0 | 0 | 0 | 8535.9613
2025-04-15 | 7311.824 | 8.4 | 0 | 0 | 0 | 0 | 0 | 0 | 0 | 0 | 0 | 0 | 0 | 0 | 0 | 0 | 0 | 1 | 0 | 0 | 0 | 0 | 0 | 0 | 0 | 0 | 0 | 0 | 8253.7299
2025-04-15 | 7776.845 | 12 | 0 | 0 | 0 | 0 | 0 | 0 | 0 | 0 | 0 | 0 | 0 | 0 | 0 | 0 | 0 | 0 | 1 | 0 | 0 | 0 | 0 | 0 | 0 | 0 | 0 | 0 | 9051.9489
2025-04-15 | 9056.711 | 11.9 | 0 | 0 | 0 | 0 | 0 | 0 | 0 | 0 | 0 | 0 | 0 | 0 | 0 | 0 | 0 | 0 | 0 | 1 | 0 | 0 | 0 | 0 | 0 | 0 | 0 | 0 | 9727.5713
2025-04-15 | 10221.618 | 13.3 | 0 | 0 | 0 | 0 | 0 | 0 | 0 | 0 | 0 | 0 | 0 | 0 | 0 | 0 | 0 | 0 | 0 | 0 | 1 | 0 | 0 | 0 | 0 | 0 | 0 | 0 | 10997.8105
2025-04-15 | 10309.309 | 14 | 0 | 0 | 0 | 0 | 0 | 0 | 0 | 0 | 0 | 0 | 0 | 0 | 0 | 0 | 0 | 0 | 0 | 0 | 0 | 1 | 0 | 0 | 0 | 0 | 0 | 0 | 11608.7625
2025-04-15 | 10587.228 | 14.9 | 0 | 0 | 0 | 0 | 0 | 0 | 0 | 0 | 0 | 0 | 0 | 0 | 0 | 0 | 0 | 0 | 0 | 0 | 0 | 0 | 1 | 0 | 0 | 0 | 0 | 0 | 11743.3358
2025-04-15 | 10887.614 | 14.9 | 0 | 0 | 0 | 0 | 0 | 0 | 0 | 0 | 0 | 0 | 0 | 0 | 0 | 0 | 0 | 0 | 0 | 0 | 0 | 0 | 0 | 1 | 0 | 0 | 0 | 0 | 11652.881
2025-04-15 | 10152.188 | 15 | 0 | 0 | 0 | 0 | 0 | 0 | 0 | 0 | 0 | 0 | 0 | 0 | 0 | 0 | 0 | 0 | 0 | 0 | 0 | 0 | 0 | 0 | 1 | 0 | 0 | 0 | 11290.7028
2025-04-15 | 8987.388 | 15.5 | 0 | 0 | 0 | 0 | 0 | 0 | 0 | 0 | 0 | 0 | 0 | 0 | 0 | 0 | 0 | 0 | 0 | 0 | 0 | 0 | 0 | 0 | 0 | 1 | 0 | 0 | 10401.7763
2025-04-15 | 7834.76 | 15.9 | 0 | 0 | 0 | 0 | 0 | 0 | 0 | 0 | 0 | 0 | 0 | 0 | 0 | 0 | 0 | 0 | 0 | 0 | 0 | 0 | 0 | 0 | 0 | 0 | 1 | 0 | 9306.4849
2025-04-15 | 7081.241 | 15.9 | 0 | 0 | 0 | 0 | 0 | 0 | 0 | 0 | 0 | 0 | 0 | 0 | 0 | 0 | 0 | 0 | 0 | 0 | 0 | 0 | 0 | 0 | 0 | 0 | 0 | 1 | 8296.5778
2025-04-16 | 6725.769 | 15.8 | 0 | 0 | 1 | 0 | 0 | 0 | 0 | 0 | 0 | 0 | 0 | 0 | 0 | 0 | 0 | 0 | 0 | 0 | 0 | 0 | 0 | 0 | 0 | 0 | 0 | 0 | 7575.1973
2025-04-16 | 6589.975 | 15.6 | 0 | 0 | 0 | 1 | 0 | 0 | 0 | 0 | 0 | 0 | 0 | 0 | 0 | 0 | 0 | 0 | 0 | 0 | 0 | 0 | 0 | 0 | 0 | 0 | 0 | 0 | 7121.5619
2025-04-16 | 6450.391 | 15.7 | 0 | 0 | 0 | 0 | 1 | 0 | 0 | 0 | 0 | 0 | 0 | 0 | 0 | 0 | 0 | 0 | 0 | 0 | 0 | 0 | 0 | 0 | 0 | 0 | 0 | 0 | 6909.9244
2025-04-16 | 6658.57 | 15.6 | 0 | 0 | 0 | 0 | 0 | 1 | 0 | 0 | 0 | 0 | 0 | 0 | 0 | 0 | 0 | 0 | 0 | 0 | 0 | 0 | 0 | 0 | 0 | 0 | 0 | 0 | 6847.6228
2025-04-16 | 7153.483 | 15.7 | 0 | 0 | 0 | 0 | 0 | 0 | 1 | 0 | 0 | 0 | 0 | 0 | 0 | 0 | 0 | 0 | 0 | 0 | 0 | 0 | 0 | 0 | 0 | 0 | 0 | 0 | 7045.3836
2025-04-16 | 8149.232 | 15.6 | 0 | 0 | 0 | 0 | 0 | 0 | 0 | 1 | 0 | 0 | 0 | 0 | 0 | 0 | 0 | 0 | 0 | 0 | 0 | 0 | 0 | 0 | 0 | 0 | 0 | 0 | 7565.9327
2025-04-16 | 9139.249 | 16.2 | 0 | 0 | 0 | 0 | 0 | 0 | 0 | 0 | 1 | 0 | 0 | 0 | 0 | 0 | 0 | 0 | 0 | 0 | 0 | 0 | 0 | 0 | 0 | 0 | 0 | 0 | 8444.0262
2025-04-16 | 9077.531 | 16.2 | 0 | 0 | 0 | 0 | 0 | 0 | 0 | 0 | 0 | 1 | 0 | 0 | 0 | 0 | 0 | 0 | 0 | 0 | 0 | 0 | 0 | 0 | 0 | 0 | 0 | 0 | 9111.6655
2025-04-16 | 8787.879 | 15.8 | 0 | 0 | 0 | 0 | 0 | 0 | 0 | 0 | 0 | 0 | 1 | 0 | 0 | 0 | 0 | 0 | 0 | 0 | 0 | 0 | 0 | 0 | 0 | 0 | 0 | 0 | 9386.4619
2025-04-16 | 8611.155 | 15.8 | 0 | 0 | 0 | 0 | 0 | 0 | 0 | 0 | 0 | 0 | 0 | 1 | 0 | 0 | 0 | 0 | 0 | 0 | 0 | 0 | 0 | 0 | 0 | 0 | 0 | 0 | 9499.596
2025-04-16 | 8585.589 | 14.3 | 0 | 0 | 0 | 0 | 0 | 0 | 0 | 0 | 0 | 0 | 0 | 0 | 1 | 0 | 0 | 0 | 0 | 0 | 0 | 0 | 0 | 0 | 0 | 0 | 0 | 0 | 9315.6855
2025-04-16 | 8614.659 | 14.4 | 0 | 0 | 0 | 0 | 0 | 0 | 0 | 0 | 0 | 0 | 0 | 0 | 0 | 1 | 0 | 0 | 0 | 0 | 0 | 0 | 0 | 0 | 0 | 0 | 0 | 0 | 9443.298
2025-04-16 | 8529.69 | 14.2 | 0 | 0 | 0 | 0 | 0 | 0 | 0 | 0 | 0 | 0 | 0 | 0 | 0 | 0 | 1 | 0 | 0 | 0 | 0 | 0 | 0 | 0 | 0 | 0 | 0 | 0 | 9319.0379
2025-04-16 | 8389.854 | 13.7 | 0 | 0 | 0 | 0 | 0 | 0 | 0 | 0 | 0 | 0 | 0 | 0 | 0 | 0 | 0 | 1 | 0 | 0 | 0 | 0 | 0 | 0 | 0 | 0 | 0 | 0 | 9155.9704
2025-04-16 | 8661.744 | 12.8 | 0 | 0 | 0 | 0 | 0 | 0 | 0 | 0 | 0 | 0 | 0 | 0 | 0 | 0 | 0 | 0 | 1 | 0 | 0 | 0 | 0 | 0 | 0 | 0 | 0 | 0 | 9188.1362
2025-04-16 | 9414.455 | 12.7 | 0 | 0 | 0 | 0 | 0 | 0 | 0 | 0 | 0 | 0 | 0 | 0 | 0 | 0 | 0 | 0 | 0 | 1 | 0 | 0 | 0 | 0 | 0 | 0 | 0 | 0 | 9863.7585
2025-04-16 | 10415.532 | 12.2 | 0 | 0 | 0 | 0 | 0 | 0 | 0 | 0 | 0 | 0 | 0 | 0 | 0 | 0 | 0 | 0 | 0 | 0 | 1 | 0 | 0 | 0 | 0 | 0 | 0 | 0 | 10810.553
2025-04-16 | 10247.198 | 12.9 | 0 | 0 | 0 | 0 | 0 | 0 | 0 | 0 | 0 | 0 | 0 | 0 | 0 | 0 | 0 | 0 | 0 | 0 | 0 | 1 | 0 | 0 | 0 | 0 | 0 | 0 | 11421.505
2025-04-16 | 10388.772 | 13 | 0 | 0 | 0 | 0 | 0 | 0 | 0 | 0 | 0 | 0 | 0 | 0 | 0 | 0 | 0 | 0 | 0 | 0 | 0 | 0 | 1 | 0 | 0 | 0 | 0 | 0 | 11419.8911
2025-04-16 | 10880.675 | 13.3 | 0 | 0 | 0 | 0 | 0 | 0 | 0 | 0 | 0 | 0 | 0 | 0 | 0 | 0 | 0 | 0 | 0 | 0 | 0 | 0 | 0 | 1 | 0 | 0 | 0 | 0 | 11380.5065
2025-04-16 | 10361.868 | 14.5 | 0 | 0 | 0 | 0 | 0 | 0 | 0 | 0 | 0 | 0 | 0 | 0 | 0 | 0 | 0 | 0 | 0 | 0 | 0 | 0 | 0 | 0 | 1 | 0 | 0 | 0 | 11205.5858
2025-04-16 | 9172.477 | 15.2 | 0 | 0 | 0 | 0 | 0 | 0 | 0 | 0 | 0 | 0 | 0 | 0 | 0 | 0 | 0 | 0 | 0 | 0 | 0 | 0 | 0 | 0 | 0 | 1 | 0 | 0 | 10350.7061
2025-04-16 | 7955.579 | 15.6 | 0 | 0 | 0 | 0 | 0 | 0 | 0 | 0 | 0 | 0 | 0 | 0 | 0 | 0 | 0 | 0 | 0 | 0 | 0 | 0 | 0 | 0 | 0 | 0 | 1 | 0 | 9255.4147
2025-04-16 | 7236.634 | 16 | 0 | 0 | 0 | 0 | 0 | 0 | 0 | 0 | 0 | 0 | 0 | 0 | 0 | 0 | 0 | 0 | 0 | 0 | 0 | 0 | 0 | 0 | 0 | 0 | 0 | 1 | 8313.6012
2025-04-17 | 6809.859 | 17.3 | 0 | 0 | 1 | 0 | 0 | 0 | 0 | 0 | 0 | 0 | 0 | 0 | 0 | 0 | 0 | 0 | 0 | 0 | 0 | 0 | 0 | 0 | 0 | 0 | 0 | 0 | 7830.5483
2025-04-17 | 6676.714 | 17.4 | 0 | 0 | 0 | 1 | 0 | 0 | 0 | 0 | 0 | 0 | 0 | 0 | 0 | 0 | 0 | 0 | 0 | 0 | 0 | 0 | 0 | 0 | 0 | 0 | 0 | 0 | 7427.9832
2025-04-17 | 6656.935 | 18.2 | 0 | 0 | 0 | 0 | 1 | 0 | 0 | 0 | 0 | 0 | 0 | 0 | 0 | 0 | 0 | 0 | 0 | 0 | 0 | 0 | 0 | 0 | 0 | 0 | 0 | 0 | 7335.5096
2025-04-17 | 6888.739 | 19.8 | 0 | 0 | 0 | 0 | 0 | 1 | 0 | 0 | 0 | 0 | 0 | 0 | 0 | 0 | 0 | 0 | 0 | 0 | 0 | 0 | 0 | 0 | 0 | 0 | 0 | 0 | 7562.6058
2025-04-17 | 7475.929 | 21.4 | 0 | 0 | 0 | 0 | 0 | 0 | 1 | 0 | 0 | 0 | 0 | 0 | 0 | 0 | 0 | 0 | 0 | 0 | 0 | 0 | 0 | 0 | 0 | 0 | 0 | 0 | 8015.7177
2025-04-17 | 8445.438 | 19.1 | 0 | 0 | 0 | 0 | 0 | 0 | 0 | 1 | 0 | 0 | 0 | 0 | 0 | 0 | 0 | 0 | 0 | 0 | 0 | 0 | 0 | 0 | 0 | 0 | 0 | 0 | 8161.7519
2025-04-17 | 9014.898 | 19.1 | 0 | 0 | 0 | 0 | 0 | 0 | 0 | 0 | 1 | 0 | 0 | 0 | 0 | 0 | 0 | 0 | 0 | 0 | 0 | 0 | 0 | 0 | 0 | 0 | 0 | 0 | 8937.705
2025-04-17 | 8697.695 | 16.4 | 0 | 0 | 0 | 0 | 0 | 0 | 0 | 0 | 0 | 1 | 0 | 0 | 0 | 0 | 0 | 0 | 0 | 0 | 0 | 0 | 0 | 0 | 0 | 0 | 0 | 0 | 9145.7124
2025-04-17 | 8152.636 | 13.8 | 0 | 0 | 0 | 0 | 0 | 0 | 0 | 0 | 0 | 0 | 1 | 0 | 0 | 0 | 0 | 0 | 0 | 0 | 0 | 0 | 0 | 0 | 0 | 0 | 0 | 0 | 9045.9938
2025-04-17 | 7782.377 | 12.3 | 0 | 0 | 0 | 0 | 0 | 0 | 0 | 0 | 0 | 0 | 0 | 1 | 0 | 0 | 0 | 0 | 0 | 0 | 0 | 0 | 0 | 0 | 0 | 0 | 0 | 0 | 8903.7768
2025-04-17 | 7735.955 | 10.6 | 0 | 0 | 0 | 0 | 0 | 0 | 0 | 0 | 0 | 0 | 0 | 0 | 1 | 0 | 0 | 0 | 0 | 0 | 0 | 0 | 0 | 0 | 0 | 0 | 0 | 0 | 8685.8194
2025-04-17 | 7696.395 | 8.6 | 0 | 0 | 0 | 0 | 0 | 0 | 0 | 0 | 0 | 0 | 0 | 0 | 0 | 1 | 0 | 0 | 0 | 0 | 0 | 0 | 0 | 0 | 0 | 0 | 0 | 0 | 8455.9405
2025-04-17 | 7380.706 | 7.6 | 0 | 0 | 0 | 0 | 0 | 0 | 0 | 0 | 0 | 0 | 0 | 0 | 0 | 0 | 1 | 0 | 0 | 0 | 0 | 0 | 0 | 0 | 0 | 0 | 0 | 0 | 8195.4931
2025-04-17 | 7255.02 | 7.6 | 0 | 0 | 0 | 0 | 0 | 0 | 0 | 0 | 0 | 0 | 0 | 0 | 0 | 0 | 0 | 1 | 0 | 0 | 0 | 0 | 0 | 0 | 0 | 0 | 0 | 0 | 8117.5426
2025-04-17 | 7348.855 | 6.6 | 0 | 0 | 0 | 0 | 0 | 0 | 0 | 0 | 0 | 0 | 0 | 0 | 0 | 0 | 0 | 0 | 1 | 0 | 0 | 0 | 0 | 0 | 0 | 0 | 0 | 0 | 8132.685
2025-04-17 | 7961.824 | 6.4 | 0 | 0 | 0 | 0 | 0 | 0 | 0 | 0 | 0 | 0 | 0 | 0 | 0 | 0 | 0 | 0 | 0 | 1 | 0 | 0 | 0 | 0 | 0 | 0 | 0 | 0 | 8791.284
2025-04-17 | 8581.579 | 6.6 | 0 | 0 | 0 | 0 | 0 | 0 | 0 | 0 | 0 | 0 | 0 | 0 | 0 | 0 | 0 | 0 | 0 | 0 | 1 | 0 | 0 | 0 | 0 | 0 | 0 | 0 | 9857.2423
2025-04-17 | 8693.434 | 7 | 0 | 0 | 0 | 0 | 0 | 0 | 0 | 0 | 0 | 0 | 0 | 0 | 0 | 0 | 0 | 0 | 0 | 0 | 0 | 1 | 0 | 0 | 0 | 0 | 0 | 0 | 10417.1241
2025-04-17 | 9088.244 | 7.6 | 0 | 0 | 0 | 0 | 0 | 0 | 0 | 0 | 0 | 0 | 0 | 0 | 0 | 0 | 0 | 0 | 0 | 0 | 0 | 0 | 1 | 0 | 0 | 0 | 0 | 0 | 10500.6272
2025-04-17 | 9619.182 | 8.4 | 0 | 0 | 0 | 0 | 0 | 0 | 0 | 0 | 0 | 0 | 0 | 0 | 0 | 0 | 0 | 0 | 0 | 0 | 0 | 0 | 0 | 1 | 0 | 0 | 0 | 0 | 10546.3596
2025-04-17 | 9568.078 | 9.2 | 0 | 0 | 0 | 0 | 0 | 0 | 0 | 0 | 0 | 0 | 0 | 0 | 0 | 0 | 0 | 0 | 0 | 0 | 0 | 0 | 0 | 0 | 1 | 0 | 0 | 0 | 10303.3453
2025-04-17 | 8771.102 | 10 | 0 | 0 | 0 | 0 | 0 | 0 | 0 | 0 | 0 | 0 | 0 | 0 | 0 | 0 | 0 | 0 | 0 | 0 | 0 | 0 | 0 | 0 | 0 | 1 | 0 | 0 | 9465.489
2025-04-17 | 7800.865 | 10.4 | 0 | 0 | 0 | 0 | 0 | 0 | 0 | 0 | 0 | 0 | 0 | 0 | 0 | 0 | 0 | 0 | 0 | 0 | 0 | 0 | 0 | 0 | 0 | 0 | 1 | 0 | 8370.1976
2025-04-17 | 7102.785 | 11 | 0 | 0 | 0 | 0 | 0 | 0 | 0 | 0 | 0 | 0 | 0 | 0 | 0 | 0 | 0 | 0 | 0 | 0 | 0 | 0 | 0 | 0 | 0 | 0 | 0 | 1 | 7462.4309
2025-04-18 | 6563.561 | 11.6 | 0 | 0 | 1 | 0 | 0 | 0 | 0 | 0 | 0 | 0 | 0 | 0 | 0 | 0 | 0 | 0 | 0 | 0 | 0 | 0 | 0 | 0 | 0 | 0 | 0 | 0 | 6860.2142
2025-04-18 | 6296.993 | 12.5 | 0 | 0 | 0 | 1 | 0 | 0 | 0 | 0 | 0 | 0 | 0 | 0 | 0 | 0 | 0 | 0 | 0 | 0 | 0 | 0 | 0 | 0 | 0 | 0 | 0 | 0 | 6593.8363
2025-04-18 | 6180.165 | 12.5 | 0 | 0 | 0 | 0 | 1 | 0 | 0 | 0 | 0 | 0 | 0 | 0 | 0 | 0 | 0 | 0 | 0 | 0 | 0 | 0 | 0 | 0 | 0 | 0 | 0 | 0 | 6365.1755
2025-04-18 | 6207.974 | 11.6 | 0 | 0 | 0 | 0 | 0 | 1 | 0 | 0 | 0 | 0 | 0 | 0 | 0 | 0 | 0 | 0 | 0 | 0 | 0 | 0 | 0 | 0 | 0 | 0 | 0 | 0 | 6166.6865
2025-04-18 | 6452.524 | 11 | 0 | 0 | 0 | 0 | 0 | 0 | 1 | 0 | 0 | 0 | 0 | 0 | 0 | 0 | 0 | 0 | 0 | 0 | 0 | 0 | 0 | 0 | 0 | 0 | 0 | 0 | 6245.2835
2025-04-18 | 7066.111 | 11.1 | 0 | 0 | 0 | 0 | 0 | 0 | 0 | 1 | 0 | 0 | 0 | 0 | 0 | 0 | 0 | 0 | 0 | 0 | 0 | 0 | 0 | 0 | 0 | 0 | 0 | 0 | 6799.8794
2025-04-18 | 7875.637 | 10.9 | 0 | 0 | 0 | 0 | 0 | 0 | 0 | 0 | 1 | 0 | 0 | 0 | 0 | 0 | 0 | 0 | 0 | 0 | 0 | 0 | 0 | 0 | 0 | 0 | 0 | 0 | 7541.7857
2025-04-18 | 8874.405 | 10 | 0 | 0 | 0 | 0 | 0 | 0 | 0 | 0 | 0 | 1 | 0 | 0 | 0 | 0 | 0 | 0 | 0 | 0 | 0 | 0 | 0 | 0 | 0 | 0 | 0 | 0 | 8056.2144
2025-04-18 | 9701.633 | 8.7 | 0 | 0 | 0 | 0 | 0 | 0 | 0 | 0 | 0 | 0 | 1 | 0 | 0 | 0 | 0 | 0 | 0 | 0 | 0 | 0 | 0 | 0 | 0 | 0 | 0 | 0 | 8177.8001
2025-04-18 | 9875.488 | 7.4 | 0 | 0 | 0 | 0 | 0 | 0 | 0 | 0 | 0 | 0 | 0 | 1 | 0 | 0 | 0 | 0 | 0 | 0 | 0 | 0 | 0 | 0 | 0 | 0 | 0 | 0 | 8069.63
2025-04-18 | 10090.578 | 7.2 | 0 | 0 | 0 | 0 | 0 | 0 | 0 | 0 | 0 | 0 | 0 | 0 | 1 | 0 | 0 | 0 | 0 | 0 | 0 | 0 | 0 | 0 | 0 | 0 | 0 | 0 | 8107.0236
2025-04-18 | 10393.005 | 8.2 | 0 | 0 | 0 | 0 | 0 | 0 | 0 | 0 | 0 | 0 | 0 | 0 | 0 | 1 | 0 | 0 | 0 | 0 | 0 | 0 | 0 | 0 | 0 | 0 | 0 | 0 | 8387.8469
2025-04-18 | 10304.659 | 6.6 | 0 | 0 | 0 | 0 | 0 | 0 | 0 | 0 | 0 | 0 | 0 | 0 | 0 | 0 | 1 | 0 | 0 | 0 | 0 | 0 | 0 | 0 | 0 | 0 | 0 | 0 | 8025.2591
2025-04-18 | 10150.058 | 5.6 | 0 | 0 | 0 | 0 | 0 | 0 | 0 | 0 | 0 | 0 | 0 | 0 | 0 | 0 | 0 | 1 | 0 | 0 | 0 | 0 | 0 | 0 | 0 | 0 | 0 | 0 | 7777.0745
2025-04-18 | 9726.824 | 3.7 | 0 | 0 | 0 | 0 | 0 | 0 | 0 | 0 | 0 | 0 | 0 | 0 | 0 | 0 | 0 | 0 | 1 | 0 | 0 | 0 | 0 | 0 | 0 | 0 | 0 | 0 | 7639.0062
2025-04-18 | 10001.812 | 7.5 | 0 | 0 | 0 | 0 | 0 | 0 | 0 | 0 | 0 | 0 | 0 | 0 | 0 | 0 | 0 | 0 | 0 | 1 | 0 | 0 | 0 | 0 | 0 | 0 | 0 | 0 | 8978.5414
2025-04-18 | 9936.633 | 1.3 | 0 | 0 | 0 | 0 | 0 | 0 | 0 | 0 | 0 | 0 | 0 | 0 | 0 | 0 | 0 | 0 | 0 | 0 | 1 | 0 | 0 | 0 | 0 | 0 | 0 | 0 | 8955.0018
2025-04-18 | 9354.578 | 0 | 2.2 | 0 | 0 | 0 | 0 | 0 | 0 | 0 | 0 | 0 | 0 | 0 | 0 | 0 | 0 | 0 | 0 | 0 | 0 | 1 | 0 | 0 | 0 | 0 | 0 | 0 | 10482.6645
2025-04-18 | 9200.364 | 0 | 1.8 | 0 | 0 | 0 | 0 | 0 | 0 | 0 | 0 | 0 | 0 | 0 | 0 | 0 | 0 | 0 | 0 | 0 | 0 | 0 | 1 | 0 | 0 | 0 | 0 | 0 | 10235.4492
2025-04-18 | 9440.484 | 0 | 1.9 | 0 | 0 | 0 | 0 | 0 | 0 | 0 | 0 | 0 | 0 | 0 | 0 | 0 | 0 | 0 | 0 | 0 | 0 | 0 | 0 | 1 | 0 | 0 | 0 | 0 | 10202.1389
2025-04-18 | 8982.951 | 0.4 | 0 | 0 | 0 | 0 | 0 | 0 | 0 | 0 | 0 | 0 | 0 | 0 | 0 | 0 | 0 | 0 | 0 | 0 | 0 | 0 | 0 | 0 | 1 | 0 | 0 | 0 | 8805.2856
2025-04-18 | 8072.049 | 5.6 | 0 | 0 | 0 | 0 | 0 | 0 | 0 | 0 | 0 | 0 | 0 | 0 | 0 | 0 | 0 | 0 | 0 | 0 | 0 | 0 | 0 | 0 | 0 | 1 | 0 | 0 | 8716.4592
2025-04-18 | 7075.701 | 6.3 | 0 | 0 | 0 | 0 | 0 | 0 | 0 | 0 | 0 | 0 | 0 | 0 | 0 | 0 | 0 | 0 | 0 | 0 | 0 | 0 | 0 | 0 | 0 | 0 | 1 | 0 | 7672.238
2025-04-18 | 6252.154 | 6.8 | 0 | 0 | 0 | 0 | 0 | 0 | 0 | 0 | 0 | 0 | 0 | 0 | 0 | 0 | 0 | 0 | 0 | 0 | 0 | 0 | 0 | 0 | 0 | 0 | 0 | 1 | 6747.4478
2025-04-19 | 5705.213 | 5.9 | 0 | 1 | 1 | 0 | 0 | 0 | 0 | 0 | 0 | 0 | 0 | 0 | 0 | 0 | 0 | 0 | 0 | 0 | 0 | 0 | 0 | 0 | 0 | 0 | 0 | 0 | 6373.0114
2025-04-19 | 5372.535 | 5.2 | 0 | 1 | 0 | 1 | 0 | 0 | 0 | 0 | 0 | 0 | 0 | 0 | 0 | 0 | 0 | 0 | 0 | 0 | 0 | 0 | 0 | 0 | 0 | 0 | 0 | 0 | 5834.259
2025-04-19 | 5185.8 | 0 | 0.3 | 1 | 0 | 0 | 1 | 0 | 0 | 0 | 0 | 0 | 0 | 0 | 0 | 0 | 0 | 0 | 0 | 0 | 0 | 0 | 0 | 0 | 0 | 0 | 0 | 0 | 4891.8146
2025-04-19 | 5196.507 | 0 | 0.4 | 1 | 0 | 0 | 0 | 1 | 0 | 0 | 0 | 0 | 0 | 0 | 0 | 0 | 0 | 0 | 0 | 0 | 0 | 0 | 0 | 0 | 0 | 0 | 0 | 0 | 4903.6808
2025-04-19 | 5351.304 | 0 | 0 | 1 | 0 | 0 | 0 | 0 | 1 | 0 | 0 | 0 | 0 | 0 | 0 | 0 | 0 | 0 | 0 | 0 | 0 | 0 | 0 | 0 | 0 | 0 | 0 | 0 | 4855.8402
2025-04-19 | 5916.586 | 0.2 | 0 | 1 | 0 | 0 | 0 | 0 | 0 | 1 | 0 | 0 | 0 | 0 | 0 | 0 | 0 | 0 | 0 | 0 | 0 | 0 | 0 | 0 | 0 | 0 | 0 | 0 | 5427.4596
2025-04-19 | 6902.147 | 0.1 | 0 | 1 | 0 | 0 | 0 | 0 | 0 | 0 | 1 | 0 | 0 | 0 | 0 | 0 | 0 | 0 | 0 | 0 | 0 | 0 | 0 | 0 | 0 | 0 | 0 | 0 | 6186.3893
2025-04-19 | 7810.444 | 0 | 1 | 1 | 0 | 0 | 0 | 0 | 0 | 0 | 0 | 1 | 0 | 0 | 0 | 0 | 0 | 0 | 0 | 0 | 0 | 0 | 0 | 0 | 0 | 0 | 0 | 0 | 7408.4501
2025-04-19 | 8575.719 | 0 | 2.5 | 1 | 0 | 0 | 0 | 0 | 0 | 0 | 0 | 0 | 1 | 0 | 0 | 0 | 0 | 0 | 0 | 0 | 0 | 0 | 0 | 0 | 0 | 0 | 0 | 0 | 8608.5075
2025-04-19 | 8676.263 | 0 | 3.9 | 1 | 0 | 0 | 0 | 0 | 0 | 0 | 0 | 0 | 0 | 1 | 0 | 0 | 0 | 0 | 0 | 0 | 0 | 0 | 0 | 0 | 0 | 0 | 0 | 0 | 9521.6645
2025-04-19 | 8959.581 | 0 | 2.9 | 1 | 0 | 0 | 0 | 0 | 0 | 0 | 0 | 0 | 0 | 0 | 1 | 0 | 0 | 0 | 0 | 0 | 0 | 0 | 0 | 0 | 0 | 0 | 0 | 0 | 9021.6601
2025-04-19 | 8942.965 | 0 | 2.3 | 1 | 0 | 0 | 0 | 0 | 0 | 0 | 0 | 0 | 0 | 0 | 0 | 1 | 0 | 0 | 0 | 0 | 0 | 0 | 0 | 0 | 0 | 0 | 0 | 0 | 8789.3823
2025-04-19 | 8669.335 | 0.3 | 0 | 1 | 0 | 0 | 0 | 0 | 0 | 0 | 0 | 0 | 0 | 0 | 0 | 0 | 1 | 0 | 0 | 0 | 0 | 0 | 0 | 0 | 0 | 0 | 0 | 0 | 7435.9159
2025-04-19 | 8348.381 | 0.4 | 0 | 1 | 0 | 0 | 0 | 0 | 0 | 0 | 0 | 0 | 0 | 0 | 0 | 0 | 0 | 1 | 0 | 0 | 0 | 0 | 0 | 0 | 0 | 0 | 0 | 0 | 7374.9888
2025-04-19 | 8541.441 | 1.5 | 0 | 1 | 0 | 0 | 0 | 0 | 0 | 0 | 0 | 0 | 0 | 0 | 0 | 0 | 0 | 0 | 1 | 0 | 0 | 0 | 0 | 0 | 0 | 0 | 0 | 0 | 7747.6227
2025-04-19 | 8988.085 | 3.6 | 0 | 1 | 0 | 0 | 0 | 0 | 0 | 0 | 0 | 0 | 0 | 0 | 0 | 0 | 0 | 0 | 0 | 1 | 0 | 0 | 0 | 0 | 0 | 0 | 0 | 0 | 8797.7599
2025-04-19 | 9418.961 | 4.7 | 0 | 1 | 0 | 0 | 0 | 0 | 0 | 0 | 0 | 0 | 0 | 0 | 0 | 0 | 0 | 0 | 0 | 0 | 1 | 0 | 0 | 0 | 0 | 0 | 0 | 0 | 10016.929
2025-04-19 | 8976.913 | 6.3 | 0 | 1 | 0 | 0 | 0 | 0 | 0 | 0 | 0 | 0 | 0 | 0 | 0 | 0 | 0 | 0 | 0 | 0 | 0 | 1 | 0 | 0 | 0 | 0 | 0 | 0 | 10781.0916
2025-04-19 | 8841.285 | 8.2 | 0 | 1 | 0 | 0 | 0 | 0 | 0 | 0 | 0 | 0 | 0 | 0 | 0 | 0 | 0 | 0 | 0 | 0 | 0 | 0 | 1 | 0 | 0 | 0 | 0 | 0 | 11085.899
2025-04-19 | 9283.711 | 9.4 | 0 | 1 | 0 | 0 | 0 | 0 | 0 | 0 | 0 | 0 | 0 | 0 | 0 | 0 | 0 | 0 | 0 | 0 | 0 | 0 | 0 | 1 | 0 | 0 | 0 | 0 | 11199.725
2025-04-19 | 9017.122 | 9.2 | 0 | 1 | 0 | 0 | 0 | 0 | 0 | 0 | 0 | 0 | 0 | 0 | 0 | 0 | 0 | 0 | 0 | 0 | 0 | 0 | 0 | 0 | 1 | 0 | 0 | 0 | 10786.4766
2025-04-19 | 8206.638 | 10.2 | 0 | 1 | 0 | 0 | 0 | 0 | 0 | 0 | 0 | 0 | 0 | 0 | 0 | 0 | 0 | 0 | 0 | 0 | 0 | 0 | 0 | 0 | 0 | 1 | 0 | 0 | 9982.6672
2025-04-19 | 7353.213 | 11.5 | 0 | 1 | 0 | 0 | 0 | 0 | 0 | 0 | 0 | 0 | 0 | 0 | 0 | 0 | 0 | 0 | 0 | 0 | 0 | 0 | 0 | 0 | 0 | 0 | 1 | 0 | 9040.5864
2025-04-19 | 6595.959 | 12.4 | 0 | 1 | 0 | 0 | 0 | 0 | 0 | 0 | 0 | 0 | 0 | 0 | 0 | 0 | 0 | 0 | 0 | 0 | 0 | 0 | 0 | 0 | 0 | 0 | 0 | 1 | 8183.8899
2025-04-20 | 6060.07 | 12.8 | 0 | 1 | 1 | 0 | 0 | 0 | 0 | 0 | 0 | 0 | 0 | 0 | 0 | 0 | 0 | 0 | 0 | 0 | 0 | 0 | 0 | 0 | 0 | 0 | 0 | 0 | 7547.6264
2025-04-20 | 5819.492 | 13.6 | 0 | 1 | 0 | 1 | 0 | 0 | 0 | 0 | 0 | 0 | 0 | 0 | 0 | 0 | 0 | 0 | 0 | 0 | 0 | 0 | 0 | 0 | 0 | 0 | 0 | 0 | 7264.2251
2025-04-20 | 5668.098 | 14.1 | 0 | 1 | 0 | 0 | 1 | 0 | 0 | 0 | 0 | 0 | 0 | 0 | 0 | 0 | 0 | 0 | 0 | 0 | 0 | 0 | 0 | 0 | 0 | 0 | 0 | 0 | 7120.6813
2025-04-20 | 5650.088 | 14.6 | 0 | 1 | 0 | 0 | 0 | 1 | 0 | 0 | 0 | 0 | 0 | 0 | 0 | 0 | 0 | 0 | 0 | 0 | 0 | 0 | 0 | 0 | 0 | 0 | 0 | 0 | 7160.52
2025-04-20 | 5990.856 | 14.5 | 0 | 1 | 0 | 0 | 0 | 0 | 1 | 0 | 0 | 0 | 0 | 0 | 0 | 0 | 0 | 0 | 0 | 0 | 0 | 0 | 0 | 0 | 0 | 0 | 0 | 0 | 7324.2341
2025-04-20 | 6622.547 | 15.3 | 0 | 1 | 0 | 0 | 0 | 0 | 0 | 1 | 0 | 0 | 0 | 0 | 0 | 0 | 0 | 0 | 0 | 0 | 0 | 0 | 0 | 0 | 0 | 0 | 0 | 0 | 7997.9938
2025-04-20 | 7456.917 | 15.4 | 0 | 1 | 0 | 0 | 0 | 0 | 0 | 0 | 1 | 0 | 0 | 0 | 0 | 0 | 0 | 0 | 0 | 0 | 0 | 0 | 0 | 0 | 0 | 0 | 0 | 0 | 8790.9703
2025-04-20 | 8486.513 | 15.1 | 0 | 1 | 0 | 0 | 0 | 0 | 0 | 0 | 0 | 1 | 0 | 0 | 0 | 0 | 0 | 0 | 0 | 0 | 0 | 0 | 0 | 0 | 0 | 0 | 0 | 0 | 9407.5394
2025-04-20 | 9309.141 | 13.9 | 0 | 1 | 0 | 0 | 0 | 0 | 0 | 0 | 0 | 0 | 1 | 0 | 0 | 0 | 0 | 0 | 0 | 0 | 0 | 0 | 0 | 0 | 0 | 0 | 0 | 0 | 9546.1486
2025-04-20 | 9667.231 | 12.6 | 0 | 1 | 0 | 0 | 0 | 0 | 0 | 0 | 0 | 0 | 0 | 1 | 0 | 0 | 0 | 0 | 0 | 0 | 0 | 0 | 0 | 0 | 0 | 0 | 0 | 0 | 9437.9784
2025-04-20 | 9805.13 | 11.4 | 0 | 1 | 0 | 0 | 0 | 0 | 0 | 0 | 0 | 0 | 0 | 0 | 1 | 0 | 0 | 0 | 0 | 0 | 0 | 0 | 0 | 0 | 0 | 0 | 0 | 0 | 9305.138
2025-04-20 | 9805.062 | 10.6 | 0 | 1 | 0 | 0 | 0 | 0 | 0 | 0 | 0 | 0 | 0 | 0 | 0 | 1 | 0 | 0 | 0 | 0 | 0 | 0 | 0 | 0 | 0 | 0 | 0 | 0 | 9279.5399
2025-04-20 | 9672.888 | 9.2 | 0 | 1 | 0 | 0 | 0 | 0 | 0 | 0 | 0 | 0 | 0 | 0 | 0 | 0 | 1 | 0 | 0 | 0 | 0 | 0 | 0 | 0 | 0 | 0 | 0 | 0 | 8950.999
2025-04-20 | 9501.315 | 8.9 | 0 | 1 | 0 | 0 | 0 | 0 | 0 | 0 | 0 | 0 | 0 | 0 | 0 | 0 | 0 | 1 | 0 | 0 | 0 | 0 | 0 | 0 | 0 | 0 | 0 | 0 | 8821.9783
2025-04-20 | 9509.618 | 9.4 | 0 | 1 | 0 | 0 | 0 | 0 | 0 | 0 | 0 | 0 | 0 | 0 | 0 | 0 | 0 | 0 | 1 | 0 | 0 | 0 | 0 | 0 | 0 | 0 | 0 | 0 | 9092.4717
2025-04-20 | 9790.468 | 8.8 | 0 | 1 | 0 | 0 | 0 | 0 | 0 | 0 | 0 | 0 | 0 | 0 | 0 | 0 | 0 | 0 | 0 | 1 | 0 | 0 | 0 | 0 | 0 | 0 | 0 | 0 | 9682.977
2025-04-20 | 9644.126 | 9.6 | 0 | 1 | 0 | 0 | 0 | 0 | 0 | 0 | 0 | 0 | 0 | 0 | 0 | 0 | 0 | 0 | 0 | 0 | 1 | 0 | 0 | 0 | 0 | 0 | 0 | 0 | 10851.0758
2025-04-20 | 9366.443 | 9.9 | 0 | 1 | 0 | 0 | 0 | 0 | 0 | 0 | 0 | 0 | 0 | 0 | 0 | 0 | 0 | 0 | 0 | 0 | 0 | 1 | 0 | 0 | 0 | 0 | 0 | 0 | 11393.9342
2025-04-20 | 9398.496 | 10.2 | 0 | 1 | 0 | 0 | 0 | 0 | 0 | 0 | 0 | 0 | 0 | 0 | 0 | 0 | 0 | 0 | 0 | 0 | 0 | 0 | 1 | 0 | 0 | 0 | 0 | 0 | 11426.3671
2025-04-20 | 9622.797 | 11.1 | 0 | 1 | 0 | 0 | 0 | 0 | 0 | 0 | 0 | 0 | 0 | 0 | 0 | 0 | 0 | 0 | 0 | 0 | 0 | 0 | 0 | 1 | 0 | 0 | 0 | 0 | 11489.1229
2025-04-20 | 9159.043 | 12.4 | 0 | 1 | 0 | 0 | 0 | 0 | 0 | 0 | 0 | 0 | 0 | 0 | 0 | 0 | 0 | 0 | 0 | 0 | 0 | 0 | 0 | 0 | 1 | 0 | 0 | 0 | 11331.2256
2025-04-20 | 8227.523 | 12.2 | 0 | 1 | 0 | 0 | 0 | 0 | 0 | 0 | 0 | 0 | 0 | 0 | 0 | 0 | 0 | 0 | 0 | 0 | 0 | 0 | 0 | 0 | 0 | 1 | 0 | 0 | 10323.1353
2025-04-20 | 7243.522 | 11.4 | 0 | 1 | 0 | 0 | 0 | 0 | 0 | 0 | 0 | 0 | 0 | 0 | 0 | 0 | 0 | 0 | 0 | 0 | 0 | 0 | 0 | 0 | 0 | 0 | 1 | 0 | 9023.563
2025-04-20 | 6463.85 | 11.9 | 0 | 1 | 0 | 0 | 0 | 0 | 0 | 0 | 0 | 0 | 0 | 0 | 0 | 0 | 0 | 0 | 0 | 0 | 0 | 0 | 0 | 0 | 0 | 0 | 0 | 1 | 8098.7729
2025-04-21 | 6103.45 | 11.8 | 0 | 0 | 1 | 0 | 0 | 0 | 0 | 0 | 0 | 0 | 0 | 0 | 0 | 0 | 0 | 0 | 0 | 0 | 0 | 0 | 0 | 0 | 0 | 0 | 0 | 0 | 6894.261
2025-04-21 | 5892.851 | 11.6 | 0 | 0 | 0 | 1 | 0 | 0 | 0 | 0 | 0 | 0 | 0 | 0 | 0 | 0 | 0 | 0 | 0 | 0 | 0 | 0 | 0 | 0 | 0 | 0 | 0 | 0 | 6440.6257
2025-04-21 | 5837.424 | 10.8 | 0 | 0 | 0 | 0 | 1 | 0 | 0 | 0 | 0 | 0 | 0 | 0 | 0 | 0 | 0 | 0 | 0 | 0 | 0 | 0 | 0 | 0 | 0 | 0 | 0 | 0 | 6075.7776
2025-04-21 | 5921.701 | 11.1 | 0 | 0 | 0 | 0 | 0 | 1 | 0 | 0 | 0 | 0 | 0 | 0 | 0 | 0 | 0 | 0 | 0 | 0 | 0 | 0 | 0 | 0 | 0 | 0 | 0 | 0 | 6081.5695
2025-04-21 | 6361.35 | 11.9 | 0 | 0 | 0 | 0 | 0 | 0 | 1 | 0 | 0 | 0 | 0 | 0 | 0 | 0 | 0 | 0 | 0 | 0 | 0 | 0 | 0 | 0 | 0 | 0 | 0 | 0 | 6398.4942
2025-04-21 | 6985.929 | 12.1 | 0 | 0 | 0 | 0 | 0 | 0 | 0 | 1 | 0 | 0 | 0 | 0 | 0 | 0 | 0 | 0 | 0 | 0 | 0 | 0 | 0 | 0 | 0 | 0 | 0 | 0 | 6970.1135
2025-04-21 | 7728.571 | 12.1 | 0 | 0 | 0 | 0 | 0 | 0 | 0 | 0 | 1 | 0 | 0 | 0 | 0 | 0 | 0 | 0 | 0 | 0 | 0 | 0 | 0 | 0 | 0 | 0 | 0 | 0 | 7746.0666
2025-04-21 | 8235.019 | 11.6 | 0 | 0 | 0 | 0 | 0 | 0 | 0 | 0 | 0 | 1 | 0 | 0 | 0 | 0 | 0 | 0 | 0 | 0 | 0 | 0 | 0 | 0 | 0 | 0 | 0 | 0 | 8328.5889
2025-04-21 | 8644.254 | 12.7 | 0 | 0 | 0 | 0 | 0 | 0 | 0 | 0 | 0 | 0 | 1 | 0 | 0 | 0 | 0 | 0 | 0 | 0 | 0 | 0 | 0 | 0 | 0 | 0 | 0 | 0 | 8858.7363
2025-04-21 | 8847.375 | 11.6 | 0 | 0 | 0 | 0 | 0 | 0 | 0 | 0 | 0 | 0 | 0 | 1 | 0 | 0 | 0 | 0 | 0 | 0 | 0 | 0 | 0 | 0 | 0 | 0 | 0 | 0 | 8784.613
2025-04-21 | 9752.986 | 10.4 | 0 | 0 | 0 | 0 | 0 | 0 | 0 | 0 | 0 | 0 | 0 | 0 | 1 | 0 | 0 | 0 | 0 | 0 | 0 | 0 | 0 | 0 | 0 | 0 | 0 | 0 | 8651.7726
2025-04-21 | 10084.057 | 10 | 0 | 0 | 0 | 0 | 0 | 0 | 0 | 0 | 0 | 0 | 0 | 0 | 0 | 1 | 0 | 0 | 0 | 0 | 0 | 0 | 0 | 0 | 0 | 0 | 0 | 0 | 8694.2682
2025-04-21 | 9625.827 | 9.8 | 0 | 0 | 0 | 0 | 0 | 0 | 0 | 0 | 0 | 0 | 0 | 0 | 0 | 0 | 1 | 0 | 0 | 0 | 0 | 0 | 0 | 0 | 0 | 0 | 0 | 0 | 8570.0081
2025-04-21 | 9454.471 | 10 | 0 | 0 | 0 | 0 | 0 | 0 | 0 | 0 | 0 | 0 | 0 | 0 | 0 | 0 | 0 | 1 | 0 | 0 | 0 | 0 | 0 | 0 | 0 | 0 | 0 | 0 | 8526.1044
2025-04-21 | 9626.962 | 9.8 | 0 | 0 | 0 | 0 | 0 | 0 | 0 | 0 | 0 | 0 | 0 | 0 | 0 | 0 | 0 | 0 | 1 | 0 | 0 | 0 | 0 | 0 | 0 | 0 | 0 | 0 | 8677.434
2025-04-21 | 10452.51 | 8.8 | 0 | 0 | 0 | 0 | 0 | 0 | 0 | 0 | 0 | 0 | 0 | 0 | 0 | 0 | 0 | 0 | 0 | 1 | 0 | 0 | 0 | 0 | 0 | 0 | 0 | 0 | 9199.8457
2025-04-21 | 11015.685 | 8.5 | 0 | 0 | 0 | 0 | 0 | 0 | 0 | 0 | 0 | 0 | 0 | 0 | 0 | 0 | 0 | 0 | 0 | 0 | 1 | 0 | 0 | 0 | 0 | 0 | 0 | 0 | 10180.687
2025-04-21 | 10654.306 | 6.5 | 0 | 0 | 0 | 0 | 0 | 0 | 0 | 0 | 0 | 0 | 0 | 0 | 0 | 0 | 0 | 0 | 0 | 0 | 0 | 1 | 0 | 0 | 0 | 0 | 0 | 0 | 10332.007
2025-04-21 | 10236.603 | 5.5 | 0 | 0 | 0 | 0 | 0 | 0 | 0 | 0 | 0 | 0 | 0 | 0 | 0 | 0 | 0 | 0 | 0 | 0 | 0 | 0 | 1 | 0 | 0 | 0 | 0 | 0 | 10143.1357
2025-04-21 | 10241.016 | 8.6 | 0 | 0 | 0 | 0 | 0 | 0 | 0 | 0 | 0 | 0 | 0 | 0 | 0 | 0 | 0 | 0 | 0 | 0 | 0 | 0 | 0 | 1 | 0 | 0 | 0 | 0 | 10580.4064
2025-04-21 | 9593.147 | 9.8 | 0 | 0 | 0 | 0 | 0 | 0 | 0 | 0 | 0 | 0 | 0 | 0 | 0 | 0 | 0 | 0 | 0 | 0 | 0 | 0 | 0 | 0 | 1 | 0 | 0 | 0 | 10405.4857
2025-04-21 | 8366.866 | 8.8 | 0 | 0 | 0 | 0 | 0 | 0 | 0 | 0 | 0 | 0 | 0 | 0 | 0 | 0 | 0 | 0 | 0 | 0 | 0 | 0 | 0 | 0 | 0 | 1 | 0 | 0 | 9261.2081
2025-04-21 | 7234.214 | 6.9 | 0 | 0 | 0 | 0 | 0 | 0 | 0 | 0 | 0 | 0 | 0 | 0 | 0 | 0 | 0 | 0 | 0 | 0 | 0 | 0 | 0 | 0 | 0 | 0 | 1 | 0 | 7774.3784
2025-04-21 | 6328.642 | 8.4 | 0 | 0 | 0 | 0 | 0 | 0 | 0 | 0 | 0 | 0 | 0 | 0 | 0 | 0 | 0 | 0 | 0 | 0 | 0 | 0 | 0 | 0 | 0 | 0 | 0 | 1 | 7019.8223
2025-04-22 | 5849.548 | 7.8 | 0 | 0 | 1 | 0 | 0 | 0 | 0 | 0 | 0 | 0 | 0 | 0 | 0 | 0 | 0 | 0 | 0 | 0 | 0 | 0 | 0 | 0 | 0 | 0 | 0 | 0 | 6213.3248
2025-04-22 | 5667.895 | 8 | 0 | 0 | 0 | 1 | 0 | 0 | 0 | 0 | 0 | 0 | 0 | 0 | 0 | 0 | 0 | 0 | 0 | 0 | 0 | 0 | 0 | 0 | 0 | 0 | 0 | 0 | 5827.783
2025-04-22 | 5547.047 | 8.8 | 0 | 0 | 0 | 0 | 1 | 0 | 0 | 0 | 0 | 0 | 0 | 0 | 0 | 0 | 0 | 0 | 0 | 0 | 0 | 0 | 0 | 0 | 0 | 0 | 0 | 0 | 5735.3094
2025-04-22 | 5705.27 | 9.6 | 0 | 0 | 0 | 0 | 0 | 1 | 0 | 0 | 0 | 0 | 0 | 0 | 0 | 0 | 0 | 0 | 0 | 0 | 0 | 0 | 0 | 0 | 0 | 0 | 0 | 0 | 5826.2184
2025-04-22 | 6197.816 | 10 | 0 | 0 | 0 | 0 | 0 | 0 | 1 | 0 | 0 | 0 | 0 | 0 | 0 | 0 | 0 | 0 | 0 | 0 | 0 | 0 | 0 | 0 | 0 | 0 | 0 | 0 | 6075.0495
2025-04-22 | 7126.894 | 10.1 | 0 | 0 | 0 | 0 | 0 | 0 | 0 | 1 | 0 | 0 | 0 | 0 | 0 | 0 | 0 | 0 | 0 | 0 | 0 | 0 | 0 | 0 | 0 | 0 | 0 | 0 | 6629.6454
2025-04-22 | 7913.442 | 10 | 0 | 0 | 0 | 0 | 0 | 0 | 0 | 0 | 1 | 0 | 0 | 0 | 0 | 0 | 0 | 0 | 0 | 0 | 0 | 0 | 0 | 0 | 0 | 0 | 0 | 0 | 7388.5751
2025-04-22 | 8148.153 | 9.7 | 0 | 0 | 0 | 0 | 0 | 0 | 0 | 0 | 0 | 1 | 0 | 0 | 0 | 0 | 0 | 0 | 0 | 0 | 0 | 0 | 0 | 0 | 0 | 0 | 0 | 0 | 8005.1442
2025-04-22 | 7848.155 | 9.1 | 0 | 0 | 0 | 0 | 0 | 0 | 0 | 0 | 0 | 0 | 1 | 0 | 0 | 0 | 0 | 0 | 0 | 0 | 0 | 0 | 0 | 0 | 0 | 0 | 0 | 0 | 8245.8937
2025-04-22 | 7520.981 | 8 | 0 | 0 | 0 | 0 | 0 | 0 | 0 | 0 | 0 | 0 | 0 | 1 | 0 | 0 | 0 | 0 | 0 | 0 | 0 | 0 | 0 | 0 | 0 | 0 | 0 | 0 | 8171.7704
2025-04-22 | 7505.701 | 7.3 | 0 | 0 | 0 | 0 | 0 | 0 | 0 | 0 | 0 | 0 | 0 | 0 | 1 | 0 | 0 | 0 | 0 | 0 | 0 | 0 | 0 | 0 | 0 | 0 | 0 | 0 | 8124.0471
2025-04-22 | 7261.87 | 5.9 | 0 | 0 | 0 | 0 | 0 | 0 | 0 | 0 | 0 | 0 | 0 | 0 | 0 | 1 | 0 | 0 | 0 | 0 | 0 | 0 | 0 | 0 | 0 | 0 | 0 | 0 | 7996.3085
2025-04-22 | 6984.329 | 5.1 | 0 | 0 | 0 | 0 | 0 | 0 | 0 | 0 | 0 | 0 | 0 | 0 | 0 | 0 | 1 | 0 | 0 | 0 | 0 | 0 | 0 | 0 | 0 | 0 | 0 | 0 | 7769.908
2025-04-22 | 6869.528 | 4.6 | 0 | 0 | 0 | 0 | 0 | 0 | 0 | 0 | 0 | 0 | 0 | 0 | 0 | 0 | 0 | 1 | 0 | 0 | 0 | 0 | 0 | 0 | 0 | 0 | 0 | 0 | 7606.8405
2025-04-22 | 6990.446 | 4.1 | 0 | 0 | 0 | 0 | 0 | 0 | 0 | 0 | 0 | 0 | 0 | 0 | 0 | 0 | 0 | 0 | 1 | 0 | 0 | 0 | 0 | 0 | 0 | 0 | 0 | 0 | 7707.0999
2025-04-22 | 7853.748 | 3.6 | 0 | 0 | 0 | 0 | 0 | 0 | 0 | 0 | 0 | 0 | 0 | 0 | 0 | 0 | 0 | 0 | 0 | 1 | 0 | 0 | 0 | 0 | 0 | 0 | 0 | 0 | 8314.6286
2025-04-22 | 8824.946 | 4 | 0 | 0 | 0 | 0 | 0 | 0 | 0 | 0 | 0 | 0 | 0 | 0 | 0 | 0 | 0 | 0 | 0 | 0 | 1 | 0 | 0 | 0 | 0 | 0 | 0 | 0 | 9414.6338
2025-04-22 | 8787.693 | 3.9 | 0 | 0 | 0 | 0 | 0 | 0 | 0 | 0 | 0 | 0 | 0 | 0 | 0 | 0 | 0 | 0 | 0 | 0 | 0 | 1 | 0 | 0 | 0 | 0 | 0 | 0 | 9889.3985
2025-04-22 | 9097.78 | 4.9 | 0 | 0 | 0 | 0 | 0 | 0 | 0 | 0 | 0 | 0 | 0 | 0 | 0 | 0 | 0 | 0 | 0 | 0 | 0 | 0 | 1 | 0 | 0 | 0 | 0 | 0 | 10040.9953
2025-04-22 | 9548.902 | 5.6 | 0 | 0 | 0 | 0 | 0 | 0 | 0 | 0 | 0 | 0 | 0 | 0 | 0 | 0 | 0 | 0 | 0 | 0 | 0 | 0 | 0 | 1 | 0 | 0 | 0 | 0 | 10069.7043
2025-04-22 | 9266.866 | 7 | 0 | 0 | 0 | 0 | 0 | 0 | 0 | 0 | 0 | 0 | 0 | 0 | 0 | 0 | 0 | 0 | 0 | 0 | 0 | 0 | 0 | 0 | 1 | 0 | 0 | 0 | 9928.8303
2025-04-22 | 8299.514 | 7.3 | 0 | 0 | 0 | 0 | 0 | 0 | 0 | 0 | 0 | 0 | 0 | 0 | 0 | 0 | 0 | 0 | 0 | 0 | 0 | 0 | 0 | 0 | 0 | 1 | 0 | 0 | 9005.8571
2025-04-22 | 7141.368 | 10.3 | 0 | 0 | 0 | 0 | 0 | 0 | 0 | 0 | 0 | 0 | 0 | 0 | 0 | 0 | 0 | 0 | 0 | 0 | 0 | 0 | 0 | 0 | 0 | 0 | 1 | 0 | 8353.1742
2025-04-22 | 6421.708 | 11 | 0 | 0 | 0 | 0 | 0 | 0 | 0 | 0 | 0 | 0 | 0 | 0 | 0 | 0 | 0 | 0 | 0 | 0 | 0 | 0 | 0 | 0 | 0 | 0 | 0 | 1 | 7462.4309
2025-04-23 | 5995.613 | 11.8 | 0 | 0 | 1 | 0 | 0 | 0 | 0 | 0 | 0 | 0 | 0 | 0 | 0 | 0 | 0 | 0 | 0 | 0 | 0 | 0 | 0 | 0 | 0 | 0 | 0 | 0 | 6894.261
2025-04-23 | 5743.136 | 12.2 | 0 | 0 | 0 | 1 | 0 | 0 | 0 | 0 | 0 | 0 | 0 | 0 | 0 | 0 | 0 | 0 | 0 | 0 | 0 | 0 | 0 | 0 | 0 | 0 | 0 | 0 | 6542.7661
2025-04-23 | 5712.36 | 12.1 | 0 | 0 | 0 | 0 | 1 | 0 | 0 | 0 | 0 | 0 | 0 | 0 | 0 | 0 | 0 | 0 | 0 | 0 | 0 | 0 | 0 | 0 | 0 | 0 | 0 | 0 | 6297.0818
2025-04-23 | 5875.687 | 12.2 | 0 | 0 | 0 | 0 | 0 | 1 | 0 | 0 | 0 | 0 | 0 | 0 | 0 | 0 | 0 | 0 | 0 | 0 | 0 | 0 | 0 | 0 | 0 | 0 | 0 | 0 | 6268.827
2025-04-23 | 6385.784 | 11.8 | 0 | 0 | 0 | 0 | 0 | 0 | 1 | 0 | 0 | 0 | 0 | 0 | 0 | 0 | 0 | 0 | 0 | 0 | 0 | 0 | 0 | 0 | 0 | 0 | 0 | 0 | 6381.4708
2025-04-23 | 7387.114 | 12.1 | 0 | 0 | 0 | 0 | 0 | 0 | 0 | 1 | 0 | 0 | 0 | 0 | 0 | 0 | 0 | 0 | 0 | 0 | 0 | 0 | 0 | 0 | 0 | 0 | 0 | 0 | 6970.1135
2025-04-23 | 7951.781 | 12 | 0 | 0 | 0 | 0 | 0 | 0 | 0 | 0 | 1 | 0 | 0 | 0 | 0 | 0 | 0 | 0 | 0 | 0 | 0 | 0 | 0 | 0 | 0 | 0 | 0 | 0 | 7729.0432
2025-04-23 | 7684.679 | 10.7 | 0 | 0 | 0 | 0 | 0 | 0 | 0 | 0 | 0 | 1 | 0 | 0 | 0 | 0 | 0 | 0 | 0 | 0 | 0 | 0 | 0 | 0 | 0 | 0 | 0 | 0 | 8175.3782
2025-04-23 | 7300.32 | 9.1 | 0 | 0 | 0 | 0 | 0 | 0 | 0 | 0 | 0 | 0 | 1 | 0 | 0 | 0 | 0 | 0 | 0 | 0 | 0 | 0 | 0 | 0 | 0 | 0 | 0 | 0 | 8245.8937
2025-04-23 | 6963.538 | 4.6 | 0 | 0 | 0 | 0 | 0 | 0 | 0 | 0 | 0 | 0 | 0 | 1 | 0 | 0 | 0 | 0 | 0 | 0 | 0 | 0 | 0 | 0 | 0 | 0 | 0 | 0 | 7592.9746
2025-04-23 | 6900.253 | 6.1 | 0 | 0 | 0 | 0 | 0 | 0 | 0 | 0 | 0 | 0 | 0 | 0 | 1 | 0 | 0 | 0 | 0 | 0 | 0 | 0 | 0 | 0 | 0 | 0 | 0 | 0 | 7919.7662
2025-04-23 | 6814.329 | 5.5 | 0 | 0 | 0 | 0 | 0 | 0 | 0 | 0 | 0 | 0 | 0 | 0 | 0 | 1 | 0 | 0 | 0 | 0 | 0 | 0 | 0 | 0 | 0 | 0 | 0 | 0 | 7928.2149
2025-04-23 | 6715.507 | 4.7 | 0 | 0 | 0 | 0 | 0 | 0 | 0 | 0 | 0 | 0 | 0 | 0 | 0 | 0 | 1 | 0 | 0 | 0 | 0 | 0 | 0 | 0 | 0 | 0 | 0 | 0 | 7701.8144
2025-04-23 | 6454.351 | 4.5 | 0 | 0 | 0 | 0 | 0 | 0 | 0 | 0 | 0 | 0 | 0 | 0 | 0 | 0 | 0 | 1 | 0 | 0 | 0 | 0 | 0 | 0 | 0 | 0 | 0 | 0 | 7589.8171
2025-04-23 | 6661.269 | 4.2 | 0 | 0 | 0 | 0 | 0 | 0 | 0 | 0 | 0 | 0 | 0 | 0 | 0 | 0 | 0 | 0 | 1 | 0 | 0 | 0 | 0 | 0 | 0 | 0 | 0 | 0 | 7724.1233
2025-04-23 | 7457.204 | 3.4 | 0 | 0 | 0 | 0 | 0 | 0 | 0 | 0 | 0 | 0 | 0 | 0 | 0 | 0 | 0 | 0 | 0 | 1 | 0 | 0 | 0 | 0 | 0 | 0 | 0 | 0 | 8280.5818
2025-04-23 | 8338.307 | 3.2 | 0 | 0 | 0 | 0 | 0 | 0 | 0 | 0 | 0 | 0 | 0 | 0 | 0 | 0 | 0 | 0 | 0 | 0 | 1 | 0 | 0 | 0 | 0 | 0 | 0 | 0 | 9278.4465
2025-04-23 | 8492.256 | 3.8 | 0 | 0 | 0 | 0 | 0 | 0 | 0 | 0 | 0 | 0 | 0 | 0 | 0 | 0 | 0 | 0 | 0 | 0 | 0 | 1 | 0 | 0 | 0 | 0 | 0 | 0 | 9872.3751
2025-04-23 | 8879.28 | 6.2 | 0 | 0 | 0 | 0 | 0 | 0 | 0 | 0 | 0 | 0 | 0 | 0 | 0 | 0 | 0 | 0 | 0 | 0 | 0 | 0 | 1 | 0 | 0 | 0 | 0 | 0 | 10262.2995
2025-04-23 | 9499.513 | 9.1 | 0 | 0 | 0 | 0 | 0 | 0 | 0 | 0 | 0 | 0 | 0 | 0 | 0 | 0 | 0 | 0 | 0 | 0 | 0 | 0 | 0 | 1 | 0 | 0 | 0 | 0 | 10665.5235
2025-04-23 | 9108.149 | 9.5 | 0 | 0 | 0 | 0 | 0 | 0 | 0 | 0 | 0 | 0 | 0 | 0 | 0 | 0 | 0 | 0 | 0 | 0 | 0 | 0 | 0 | 0 | 1 | 0 | 0 | 0 | 10354.4155
2025-04-23 | 7905.719 | 9.1 | 0 | 0 | 0 | 0 | 0 | 0 | 0 | 0 | 0 | 0 | 0 | 0 | 0 | 0 | 0 | 0 | 0 | 0 | 0 | 0 | 0 | 0 | 0 | 1 | 0 | 0 | 9312.2784
2025-04-23 | 6765.029 | 8.5 | 0 | 0 | 0 | 0 | 0 | 0 | 0 | 0 | 0 | 0 | 0 | 0 | 0 | 0 | 0 | 0 | 0 | 0 | 0 | 0 | 0 | 0 | 0 | 0 | 1 | 0 | 8046.7529
2025-04-23 | 6014.031 | 7.9 | 0 | 0 | 0 | 0 | 0 | 0 | 0 | 0 | 0 | 0 | 0 | 0 | 0 | 0 | 0 | 0 | 0 | 0 | 0 | 0 | 0 | 0 | 0 | 0 | 0 | 1 | 6934.7053
2025-04-24 | 5589.028 | 7.7 | 0 | 0 | 1 | 0 | 0 | 0 | 0 | 0 | 0 | 0 | 0 | 0 | 0 | 0 | 0 | 0 | 0 | 0 | 0 | 0 | 0 | 0 | 0 | 0 | 0 | 0 | 6196.3014
2025-04-24 | 5292.695 | 7.9 | 0 | 0 | 0 | 1 | 0 | 0 | 0 | 0 | 0 | 0 | 0 | 0 | 0 | 0 | 0 | 0 | 0 | 0 | 0 | 0 | 0 | 0 | 0 | 0 | 0 | 0 | 5810.7596
2025-04-24 | 5159.706 | 8.2 | 0 | 0 | 0 | 0 | 1 | 0 | 0 | 0 | 0 | 0 | 0 | 0 | 0 | 0 | 0 | 0 | 0 | 0 | 0 | 0 | 0 | 0 | 0 | 0 | 0 | 0 | 5633.169
2025-04-24 | 5306.604 | 9.1 | 0 | 0 | 0 | 0 | 0 | 1 | 0 | 0 | 0 | 0 | 0 | 0 | 0 | 0 | 0 | 0 | 0 | 0 | 0 | 0 | 0 | 0 | 0 | 0 | 0 | 0 | 5741.1014
2025-04-24 | 5731.929 | 11.2 | 0 | 0 | 0 | 0 | 0 | 0 | 1 | 0 | 0 | 0 | 0 | 0 | 0 | 0 | 0 | 0 | 0 | 0 | 0 | 0 | 0 | 0 | 0 | 0 | 0 | 0 | 6279.3303
2025-04-24 | 6740.829 | 9.3 | 0 | 0 | 0 | 0 | 0 | 0 | 0 | 1 | 0 | 0 | 0 | 0 | 0 | 0 | 0 | 0 | 0 | 0 | 0 | 0 | 0 | 0 | 0 | 0 | 0 | 0 | 6493.4581
2025-04-24 | 7383.221 | 8.2 | 0 | 0 | 0 | 0 | 0 | 0 | 0 | 0 | 1 | 0 | 0 | 0 | 0 | 0 | 0 | 0 | 0 | 0 | 0 | 0 | 0 | 0 | 0 | 0 | 0 | 0 | 7082.1538
2025-04-24 | 7282.121 | 7.5 | 0 | 0 | 0 | 0 | 0 | 0 | 0 | 0 | 0 | 1 | 0 | 0 | 0 | 0 | 0 | 0 | 0 | 0 | 0 | 0 | 0 | 0 | 0 | 0 | 0 | 0 | 7630.6292
2025-04-24 | 6950.562 | 6.7 | 0 | 0 | 0 | 0 | 0 | 0 | 0 | 0 | 0 | 0 | 1 | 0 | 0 | 0 | 0 | 0 | 0 | 0 | 0 | 0 | 0 | 0 | 0 | 0 | 0 | 0 | 7837.332
2025-04-24 | 6922.279 | 5.9 | 0 | 0 | 0 | 0 | 0 | 0 | 0 | 0 | 0 | 0 | 0 | 1 | 0 | 0 | 0 | 0 | 0 | 0 | 0 | 0 | 0 | 0 | 0 | 0 | 0 | 0 | 7814.2789
2025-04-24 | 6967.177 | 2.7 | 0 | 0 | 0 | 0 | 0 | 0 | 0 | 0 | 0 | 0 | 0 | 0 | 1 | 0 | 0 | 0 | 0 | 0 | 0 | 0 | 0 | 0 | 0 | 0 | 0 | 0 | 7340.9704
2025-04-24 | 6803.808 | 0 | 0.7 | 0 | 0 | 0 | 0 | 0 | 0 | 0 | 0 | 0 | 0 | 0 | 0 | 1 | 0 | 0 | 0 | 0 | 0 | 0 | 0 | 0 | 0 | 0 | 0 | 0 | 7391.939
2025-04-24 | 6529.349 | 1.9 | 0 | 0 | 0 | 0 | 0 | 0 | 0 | 0 | 0 | 0 | 0 | 0 | 0 | 0 | 1 | 0 | 0 | 0 | 0 | 0 | 0 | 0 | 0 | 0 | 0 | 0 | 7225.159
2025-04-24 | 6429.666 | 0 | 1.9 | 0 | 0 | 0 | 0 | 0 | 0 | 0 | 0 | 0 | 0 | 0 | 0 | 0 | 0 | 1 | 0 | 0 | 0 | 0 | 0 | 0 | 0 | 0 | 0 | 0 | 7909.5092
2025-04-24 | 6643.696 | 0 | 3.8 | 0 | 0 | 0 | 0 | 0 | 0 | 0 | 0 | 0 | 0 | 0 | 0 | 0 | 0 | 0 | 1 | 0 | 0 | 0 | 0 | 0 | 0 | 0 | 0 | 0 | 9180.6309
2025-04-24 | 7250.274 | 0 | 3.7 | 0 | 0 | 0 | 0 | 0 | 0 | 0 | 0 | 0 | 0 | 0 | 0 | 0 | 0 | 0 | 0 | 1 | 0 | 0 | 0 | 0 | 0 | 0 | 0 | 0 | 9816.1322
2025-04-24 | 8126.002 | 0 | 0.3 | 0 | 0 | 0 | 0 | 0 | 0 | 0 | 0 | 0 | 0 | 0 | 0 | 0 | 0 | 0 | 0 | 0 | 1 | 0 | 0 | 0 | 0 | 0 | 0 | 0 | 8905.131
2025-04-24 | 8239.31 | 0 | 2.4 | 0 | 0 | 0 | 0 | 0 | 0 | 0 | 0 | 0 | 0 | 0 | 0 | 0 | 0 | 0 | 0 | 0 | 0 | 1 | 0 | 0 | 0 | 0 | 0 | 0 | 10596.9535
2025-04-24 | 8529.136 | 0.1 | 0 | 0 | 0 | 0 | 0 | 0 | 0 | 0 | 0 | 0 | 0 | 0 | 0 | 0 | 0 | 0 | 0 | 0 | 0 | 0 | 1 | 0 | 0 | 0 | 0 | 0 | 9223.8718
2025-04-24 | 9172.779 | 1.4 | 0 | 0 | 0 | 0 | 0 | 0 | 0 | 0 | 0 | 0 | 0 | 0 | 0 | 0 | 0 | 0 | 0 | 0 | 0 | 0 | 0 | 1 | 0 | 0 | 0 | 0 | 9354.7212
2025-04-24 | 8837.52 | 0.6 | 0 | 0 | 0 | 0 | 0 | 0 | 0 | 0 | 0 | 0 | 0 | 0 | 0 | 0 | 0 | 0 | 0 | 0 | 0 | 0 | 0 | 0 | 1 | 0 | 0 | 0 | 8839.3324
2025-04-24 | 7738.926 | 2.6 | 0 | 0 | 0 | 0 | 0 | 0 | 0 | 0 | 0 | 0 | 0 | 0 | 0 | 0 | 0 | 0 | 0 | 0 | 0 | 0 | 0 | 0 | 0 | 1 | 0 | 0 | 8205.757
2025-04-24 | 6655.421 | 3.1 | 0 | 0 | 0 | 0 | 0 | 0 | 0 | 0 | 0 | 0 | 0 | 0 | 0 | 0 | 0 | 0 | 0 | 0 | 0 | 0 | 0 | 0 | 0 | 0 | 1 | 0 | 7127.489
2025-04-24 | 5825.48 | 4.7 | 0 | 0 | 0 | 0 | 0 | 0 | 0 | 0 | 0 | 0 | 0 | 0 | 0 | 0 | 0 | 0 | 0 | 0 | 0 | 0 | 0 | 0 | 0 | 0 | 0 | 1 | 6389.9563
2025-04-25 | 5293.397 | 6.2 | 0 | 0 | 1 | 0 | 0 | 0 | 0 | 0 | 0 | 0 | 0 | 0 | 0 | 0 | 0 | 0 | 0 | 0 | 0 | 0 | 0 | 0 | 0 | 0 | 0 | 0 | 5940.9503
2025-04-25 | 5042.436 | 7.3 | 0 | 0 | 0 | 1 | 0 | 0 | 0 | 0 | 0 | 0 | 0 | 0 | 0 | 0 | 0 | 0 | 0 | 0 | 0 | 0 | 0 | 0 | 0 | 0 | 0 | 0 | 5708.6192
2025-04-25 | 4956.124 | 6.7 | 0 | 0 | 0 | 0 | 1 | 0 | 0 | 0 | 0 | 0 | 0 | 0 | 0 | 0 | 0 | 0 | 0 | 0 | 0 | 0 | 0 | 0 | 0 | 0 | 0 | 0 | 5377.8179
2025-04-25 | 5055.214 | 6.4 | 0 | 0 | 0 | 0 | 0 | 1 | 0 | 0 | 0 | 0 | 0 | 0 | 0 | 0 | 0 | 0 | 0 | 0 | 0 | 0 | 0 | 0 | 0 | 0 | 0 | 0 | 5281.4694
2025-04-25 | 5355.063 | 7.5 | 0 | 0 | 0 | 0 | 0 | 0 | 1 | 0 | 0 | 0 | 0 | 0 | 0 | 0 | 0 | 0 | 0 | 0 | 0 | 0 | 0 | 0 | 0 | 0 | 0 | 0 | 5649.4643
2025-04-25 | 6262.458 | 6.9 | 0 | 0 | 0 | 0 | 0 | 0 | 0 | 1 | 0 | 0 | 0 | 0 | 0 | 0 | 0 | 0 | 0 | 0 | 0 | 0 | 0 | 0 | 0 | 0 | 0 | 0 | 6084.8964
2025-04-25 | 7054.44 | 6.4 | 0 | 0 | 0 | 0 | 0 | 0 | 0 | 0 | 1 | 0 | 0 | 0 | 0 | 0 | 0 | 0 | 0 | 0 | 0 | 0 | 0 | 0 | 0 | 0 | 0 | 0 | 6775.7325
2025-04-25 | 7131.443 | 4.4 | 0 | 0 | 0 | 0 | 0 | 0 | 0 | 0 | 0 | 1 | 0 | 0 | 0 | 0 | 0 | 0 | 0 | 0 | 0 | 0 | 0 | 0 | 0 | 0 | 0 | 0 | 7102.9037
2025-04-25 | 6973.156 | 3.8 | 0 | 0 | 0 | 0 | 0 | 0 | 0 | 0 | 0 | 0 | 1 | 0 | 0 | 0 | 0 | 0 | 0 | 0 | 0 | 0 | 0 | 0 | 0 | 0 | 0 | 0 | 7343.6532
2025-04-25 | 6845.538 | 3.6 | 0 | 0 | 0 | 0 | 0 | 0 | 0 | 0 | 0 | 0 | 0 | 1 | 0 | 0 | 0 | 0 | 0 | 0 | 0 | 0 | 0 | 0 | 0 | 0 | 0 | 0 | 7422.7405
2025-04-25 | 6759.826 | 3.5 | 0 | 0 | 0 | 0 | 0 | 0 | 0 | 0 | 0 | 0 | 0 | 0 | 1 | 0 | 0 | 0 | 0 | 0 | 0 | 0 | 0 | 0 | 0 | 0 | 0 | 0 | 7477.1576
2025-04-25 | 6914.339 | 3.8 | 0 | 0 | 0 | 0 | 0 | 0 | 0 | 0 | 0 | 0 | 0 | 0 | 0 | 1 | 0 | 0 | 0 | 0 | 0 | 0 | 0 | 0 | 0 | 0 | 0 | 0 | 7638.817
2025-04-25 | 6665.205 | 3.4 | 0 | 0 | 0 | 0 | 0 | 0 | 0 | 0 | 0 | 0 | 0 | 0 | 0 | 0 | 1 | 0 | 0 | 0 | 0 | 0 | 0 | 0 | 0 | 0 | 0 | 0 | 7480.5101
2025-04-25 | 6563.432 | 3.2 | 0 | 0 | 0 | 0 | 0 | 0 | 0 | 0 | 0 | 0 | 0 | 0 | 0 | 0 | 0 | 1 | 0 | 0 | 0 | 0 | 0 | 0 | 0 | 0 | 0 | 0 | 7368.5128
2025-04-25 | 7049.689 | 2.8 | 0 | 0 | 0 | 0 | 0 | 0 | 0 | 0 | 0 | 0 | 0 | 0 | 0 | 0 | 0 | 0 | 1 | 0 | 0 | 0 | 0 | 0 | 0 | 0 | 0 | 0 | 7485.7956
2025-04-25 | 7685.062 | 1.2 | 0 | 0 | 0 | 0 | 0 | 0 | 0 | 0 | 0 | 0 | 0 | 0 | 0 | 0 | 0 | 0 | 0 | 1 | 0 | 0 | 0 | 0 | 0 | 0 | 0 | 0 | 7906.0669
2025-04-25 | 8318.062 | 0 | 0 | 0 | 0 | 0 | 0 | 0 | 0 | 0 | 0 | 0 | 0 | 0 | 0 | 0 | 0 | 0 | 0 | 0 | 1 | 0 | 0 | 0 | 0 | 0 | 0 | 0 | 8733.6975
2025-04-25 | 8243.674 | 1.2 | 0 | 0 | 0 | 0 | 0 | 0 | 0 | 0 | 0 | 0 | 0 | 0 | 0 | 0 | 0 | 0 | 0 | 0 | 0 | 1 | 0 | 0 | 0 | 0 | 0 | 0 | 9429.7665
2025-04-25 | 8562.007 | 3.7 | 0 | 0 | 0 | 0 | 0 | 0 | 0 | 0 | 0 | 0 | 0 | 0 | 0 | 0 | 0 | 0 | 0 | 0 | 0 | 0 | 1 | 0 | 0 | 0 | 0 | 0 | 9836.7144
2025-04-25 | 9062.408 | 3.9 | 0 | 0 | 0 | 0 | 0 | 0 | 0 | 0 | 0 | 0 | 0 | 0 | 0 | 0 | 0 | 0 | 0 | 0 | 0 | 0 | 0 | 1 | 0 | 0 | 0 | 0 | 9780.3064
2025-04-25 | 8489.023 | 2.7 | 0 | 0 | 0 | 0 | 0 | 0 | 0 | 0 | 0 | 0 | 0 | 0 | 0 | 0 | 0 | 0 | 0 | 0 | 0 | 0 | 0 | 0 | 1 | 0 | 0 | 0 | 9196.8239
2025-04-25 | 7642.105 | 3.9 | 0 | 0 | 0 | 0 | 0 | 0 | 0 | 0 | 0 | 0 | 0 | 0 | 0 | 0 | 0 | 0 | 0 | 0 | 0 | 0 | 0 | 0 | 0 | 1 | 0 | 0 | 8427.0613
2025-04-25 | 6645.082 | 3.3 | 0 | 0 | 0 | 0 | 0 | 0 | 0 | 0 | 0 | 0 | 0 | 0 | 0 | 0 | 0 | 0 | 0 | 0 | 0 | 0 | 0 | 0 | 0 | 0 | 1 | 0 | 7161.5358
2025-04-25 | 5878.111 | 4 | 0 | 0 | 0 | 0 | 0 | 0 | 0 | 0 | 0 | 0 | 0 | 0 | 0 | 0 | 0 | 0 | 0 | 0 | 0 | 0 | 0 | 0 | 0 | 0 | 0 | 1 | 6270.7925
2025-04-26 | 5221.425 | 4.5 | 0 | 1 | 1 | 0 | 0 | 0 | 0 | 0 | 0 | 0 | 0 | 0 | 0 | 0 | 0 | 0 | 0 | 0 | 0 | 0 | 0 | 0 | 0 | 0 | 0 | 0 | 6134.6837
2025-04-26 | 4907.169 | 4.4 | 0 | 1 | 0 | 1 | 0 | 0 | 0 | 0 | 0 | 0 | 0 | 0 | 0 | 0 | 0 | 0 | 0 | 0 | 0 | 0 | 0 | 0 | 0 | 0 | 0 | 0 | 5698.0718
2025-04-26 | 4762.764 | 4.8 | 0 | 1 | 0 | 0 | 1 | 0 | 0 | 0 | 0 | 0 | 0 | 0 | 0 | 0 | 0 | 0 | 0 | 0 | 0 | 0 | 0 | 0 | 0 | 0 | 0 | 0 | 5537.5046
2025-04-26 | 4727.174 | 5.6 | 0 | 1 | 0 | 0 | 0 | 1 | 0 | 0 | 0 | 0 | 0 | 0 | 0 | 0 | 0 | 0 | 0 | 0 | 0 | 0 | 0 | 0 | 0 | 0 | 0 | 0 | 5628.4135
2025-04-26 | 4866.129 | 5.8 | 0 | 1 | 0 | 0 | 0 | 0 | 1 | 0 | 0 | 0 | 0 | 0 | 0 | 0 | 0 | 0 | 0 | 0 | 0 | 0 | 0 | 0 | 0 | 0 | 0 | 0 | 5843.1978
2025-04-26 | 5477.589 | 5.8 | 0 | 1 | 0 | 0 | 0 | 0 | 0 | 1 | 0 | 0 | 0 | 0 | 0 | 0 | 0 | 0 | 0 | 0 | 0 | 0 | 0 | 0 | 0 | 0 | 0 | 0 | 6380.7703
2025-04-26 | 6524.191 | 4.7 | 0 | 1 | 0 | 0 | 0 | 0 | 0 | 0 | 1 | 0 | 0 | 0 | 0 | 0 | 0 | 0 | 0 | 0 | 0 | 0 | 0 | 0 | 0 | 0 | 0 | 0 | 6969.4659
2025-04-26 | 7623.429 | 7.2 | 0 | 1 | 0 | 0 | 0 | 0 | 0 | 0 | 0 | 1 | 0 | 0 | 0 | 0 | 0 | 0 | 0 | 0 | 0 | 0 | 0 | 0 | 0 | 0 | 0 | 0 | 8062.6904
2025-04-26 | 8333.309 | 8.6 | 0 | 1 | 0 | 0 | 0 | 0 | 0 | 0 | 0 | 0 | 1 | 0 | 0 | 0 | 0 | 0 | 0 | 0 | 0 | 0 | 0 | 0 | 0 | 0 | 0 | 0 | 8643.9081
2025-04-26 | 8803.355 | 8.1 | 0 | 1 | 0 | 0 | 0 | 0 | 0 | 0 | 0 | 0 | 0 | 1 | 0 | 0 | 0 | 0 | 0 | 0 | 0 | 0 | 0 | 0 | 0 | 0 | 0 | 0 | 8671.9251
2025-04-26 | 9173.413 | 8.5 | 0 | 1 | 0 | 0 | 0 | 0 | 0 | 0 | 0 | 0 | 0 | 0 | 1 | 0 | 0 | 0 | 0 | 0 | 0 | 0 | 0 | 0 | 0 | 0 | 0 | 0 | 8811.4593
2025-04-26 | 9390.289 | 6.5 | 0 | 1 | 0 | 0 | 0 | 0 | 0 | 0 | 0 | 0 | 0 | 0 | 0 | 1 | 0 | 0 | 0 | 0 | 0 | 0 | 0 | 0 | 0 | 0 | 0 | 0 | 8581.5803
2025-04-26 | 9041.751 | 8 | 0 | 1 | 0 | 0 | 0 | 0 | 0 | 0 | 0 | 0 | 0 | 0 | 0 | 0 | 1 | 0 | 0 | 0 | 0 | 0 | 0 | 0 | 0 | 0 | 0 | 0 | 8746.7181
2025-04-26 | 8739.349 | 6.8 | 0 | 1 | 0 | 0 | 0 | 0 | 0 | 0 | 0 | 0 | 0 | 0 | 0 | 0 | 0 | 1 | 0 | 0 | 0 | 0 | 0 | 0 | 0 | 0 | 0 | 0 | 8464.4867
2025-04-26 | 8885.77 | 8.3 | 0 | 1 | 0 | 0 | 0 | 0 | 0 | 0 | 0 | 0 | 0 | 0 | 0 | 0 | 0 | 0 | 1 | 0 | 0 | 0 | 0 | 0 | 0 | 0 | 0 | 0 | 8905.2142
2025-04-26 | 9574.887 | 9 | 0 | 1 | 0 | 0 | 0 | 0 | 0 | 0 | 0 | 0 | 0 | 0 | 0 | 0 | 0 | 0 | 0 | 1 | 0 | 0 | 0 | 0 | 0 | 0 | 0 | 0 | 9717.0238
2025-04-26 | 10046.936 | 10.2 | 0 | 1 | 0 | 0 | 0 | 0 | 0 | 0 | 0 | 0 | 0 | 0 | 0 | 0 | 0 | 0 | 0 | 0 | 1 | 0 | 0 | 0 | 0 | 0 | 0 | 0 | 10953.2163
2025-04-26 | 9894.667 | 10.4 | 0 | 1 | 0 | 0 | 0 | 0 | 0 | 0 | 0 | 0 | 0 | 0 | 0 | 0 | 0 | 0 | 0 | 0 | 0 | 1 | 0 | 0 | 0 | 0 | 0 | 0 | 11479.0512
2025-04-26 | 9830.383 | 11.6 | 0 | 1 | 0 | 0 | 0 | 0 | 0 | 0 | 0 | 0 | 0 | 0 | 0 | 0 | 0 | 0 | 0 | 0 | 0 | 0 | 1 | 0 | 0 | 0 | 0 | 0 | 11664.6948
2025-04-26 | 9624.268 | 11.8 | 0 | 1 | 0 | 0 | 0 | 0 | 0 | 0 | 0 | 0 | 0 | 0 | 0 | 0 | 0 | 0 | 0 | 0 | 0 | 0 | 0 | 1 | 0 | 0 | 0 | 0 | 11608.2868
2025-04-26 | 9122.124 | 11.2 | 0 | 1 | 0 | 0 | 0 | 0 | 0 | 0 | 0 | 0 | 0 | 0 | 0 | 0 | 0 | 0 | 0 | 0 | 0 | 0 | 0 | 0 | 1 | 0 | 0 | 0 | 11126.9447
2025-04-26 | 8397.205 | 10.9 | 0 | 1 | 0 | 0 | 0 | 0 | 0 | 0 | 0 | 0 | 0 | 0 | 0 | 0 | 0 | 0 | 0 | 0 | 0 | 0 | 0 | 0 | 0 | 1 | 0 | 0 | 10101.831
2025-04-26 | 7491.028 | 10.5 | 0 | 1 | 0 | 0 | 0 | 0 | 0 | 0 | 0 | 0 | 0 | 0 | 0 | 0 | 0 | 0 | 0 | 0 | 0 | 0 | 0 | 0 | 0 | 0 | 1 | 0 | 8870.3524
2025-04-26 | 6664.502 | 10.3 | 0 | 1 | 0 | 0 | 0 | 0 | 0 | 0 | 0 | 0 | 0 | 0 | 0 | 0 | 0 | 0 | 0 | 0 | 0 | 0 | 0 | 0 | 0 | 0 | 0 | 1 | 7826.3984
2025-04-27 | 6108.143 | 10.1 | 0 | 1 | 1 | 0 | 0 | 0 | 0 | 0 | 0 | 0 | 0 | 0 | 0 | 0 | 0 | 0 | 0 | 0 | 0 | 0 | 0 | 0 | 0 | 0 | 0 | 0 | 7087.9945
2025-04-27 | 5799.062 | 10.2 | 0 | 1 | 0 | 1 | 0 | 0 | 0 | 0 | 0 | 0 | 0 | 0 | 0 | 0 | 0 | 0 | 0 | 0 | 0 | 0 | 0 | 0 | 0 | 0 | 0 | 0 | 6685.4293
2025-04-27 | 5612.013 | 11.5 | 0 | 1 | 0 | 0 | 1 | 0 | 0 | 0 | 0 | 0 | 0 | 0 | 0 | 0 | 0 | 0 | 0 | 0 | 0 | 0 | 0 | 0 | 0 | 0 | 0 | 0 | 6678.0727
2025-04-27 | 5582.763 | 12.3 | 0 | 1 | 0 | 0 | 0 | 1 | 0 | 0 | 0 | 0 | 0 | 0 | 0 | 0 | 0 | 0 | 0 | 0 | 0 | 0 | 0 | 0 | 0 | 0 | 0 | 0 | 6768.9817
2025-04-27 | 5790.483 | 13.4 | 0 | 1 | 0 | 0 | 0 | 0 | 1 | 0 | 0 | 0 | 0 | 0 | 0 | 0 | 0 | 0 | 0 | 0 | 0 | 0 | 0 | 0 | 0 | 0 | 0 | 0 | 7136.9766
2025-04-27 | 6345.721 | 13.4 | 0 | 1 | 0 | 0 | 0 | 0 | 0 | 1 | 0 | 0 | 0 | 0 | 0 | 0 | 0 | 0 | 0 | 0 | 0 | 0 | 0 | 0 | 0 | 0 | 0 | 0 | 7674.5491
2025-04-27 | 7214.371 | 12 | 0 | 1 | 0 | 0 | 0 | 0 | 0 | 0 | 1 | 0 | 0 | 0 | 0 | 0 | 0 | 0 | 0 | 0 | 0 | 0 | 0 | 0 | 0 | 0 | 0 | 0 | 8212.1745
2025-04-27 | 7983.086 | 10.6 | 0 | 1 | 0 | 0 | 0 | 0 | 0 | 0 | 0 | 1 | 0 | 0 | 0 | 0 | 0 | 0 | 0 | 0 | 0 | 0 | 0 | 0 | 0 | 0 | 0 | 0 | 8641.4862
2025-04-27 | 8515.627 | 8 | 0 | 1 | 0 | 0 | 0 | 0 | 0 | 0 | 0 | 0 | 1 | 0 | 0 | 0 | 0 | 0 | 0 | 0 | 0 | 0 | 0 | 0 | 0 | 0 | 0 | 0 | 8541.7676
2025-04-27 | 8823.647 | 5.8 | 0 | 1 | 0 | 0 | 0 | 0 | 0 | 0 | 0 | 0 | 0 | 1 | 0 | 0 | 0 | 0 | 0 | 0 | 0 | 0 | 0 | 0 | 0 | 0 | 0 | 0 | 8280.3868
2025-04-27 | 8867.888 | 3.6 | 0 | 1 | 0 | 0 | 0 | 0 | 0 | 0 | 0 | 0 | 0 | 0 | 1 | 0 | 0 | 0 | 0 | 0 | 0 | 0 | 0 | 0 | 0 | 0 | 0 | 0 | 7977.3124
2025-04-27 | 8769.491 | 2 | 0 | 1 | 0 | 0 | 0 | 0 | 0 | 0 | 0 | 0 | 0 | 0 | 0 | 1 | 0 | 0 | 0 | 0 | 0 | 0 | 0 | 0 | 0 | 0 | 0 | 0 | 7815.527
2025-04-27 | 8424.957 | 1.2 | 0 | 1 | 0 | 0 | 0 | 0 | 0 | 0 | 0 | 0 | 0 | 0 | 0 | 0 | 1 | 0 | 0 | 0 | 0 | 0 | 0 | 0 | 0 | 0 | 0 | 0 | 7589.1265
2025-04-27 | 8060.145 | 0 | 0.8 | 1 | 0 | 0 | 0 | 0 | 0 | 0 | 0 | 0 | 0 | 0 | 0 | 0 | 0 | 1 | 0 | 0 | 0 | 0 | 0 | 0 | 0 | 0 | 0 | 0 | 7764.0511
2025-04-27 | 8050.396 | 0 | 0.3 | 1 | 0 | 0 | 0 | 0 | 0 | 0 | 0 | 0 | 0 | 0 | 0 | 0 | 0 | 0 | 1 | 0 | 0 | 0 | 0 | 0 | 0 | 0 | 0 | 0 | 7663.705
2025-04-27 | 8773.133 | 0 | 0.8 | 1 | 0 | 0 | 0 | 0 | 0 | 0 | 0 | 0 | 0 | 0 | 0 | 0 | 0 | 0 | 0 | 1 | 0 | 0 | 0 | 0 | 0 | 0 | 0 | 0 | 8642.0733
2025-04-27 | 9576.37 | 0 | 1 | 1 | 0 | 0 | 0 | 0 | 0 | 0 | 0 | 0 | 0 | 0 | 0 | 0 | 0 | 0 | 0 | 0 | 1 | 0 | 0 | 0 | 0 | 0 | 0 | 0 | 9788.2738
2025-04-27 | 9519.082 | 0 | 0.3 | 1 | 0 | 0 | 0 | 0 | 0 | 0 | 0 | 0 | 0 | 0 | 0 | 0 | 0 | 0 | 0 | 0 | 0 | 1 | 0 | 0 | 0 | 0 | 0 | 0 | 9880.0505
2025-04-27 | 9383.677 | 0.8 | 0 | 1 | 0 | 0 | 0 | 0 | 0 | 0 | 0 | 0 | 0 | 0 | 0 | 0 | 0 | 0 | 0 | 0 | 0 | 0 | 1 | 0 | 0 | 0 | 0 | 0 | 9826.167
2025-04-27 | 9581.058 | 3.4 | 0 | 1 | 0 | 0 | 0 | 0 | 0 | 0 | 0 | 0 | 0 | 0 | 0 | 0 | 0 | 0 | 0 | 0 | 0 | 0 | 0 | 1 | 0 | 0 | 0 | 0 | 10178.3207
2025-04-27 | 9034.682 | 5.4 | 0 | 1 | 0 | 0 | 0 | 0 | 0 | 0 | 0 | 0 | 0 | 0 | 0 | 0 | 0 | 0 | 0 | 0 | 0 | 0 | 0 | 0 | 1 | 0 | 0 | 0 | 10139.5872
2025-04-27 | 7684.125 | 6.7 | 0 | 1 | 0 | 0 | 0 | 0 | 0 | 0 | 0 | 0 | 0 | 0 | 0 | 0 | 0 | 0 | 0 | 0 | 0 | 0 | 0 | 0 | 0 | 1 | 0 | 0 | 9386.848
2025-04-27 | 6495.573 | 7.2 | 0 | 1 | 0 | 0 | 0 | 0 | 0 | 0 | 0 | 0 | 0 | 0 | 0 | 0 | 0 | 0 | 0 | 0 | 0 | 0 | 0 | 0 | 0 | 0 | 1 | 0 | 8308.58
2025-04-27 | 5694.628 | 9.6 | 0 | 1 | 0 | 0 | 0 | 0 | 0 | 0 | 0 | 0 | 0 | 0 | 0 | 0 | 0 | 0 | 0 | 0 | 0 | 0 | 0 | 0 | 0 | 0 | 0 | 1 | 7707.2345
2025-04-28 | 5176.849 | 10.6 | 0 | 0 | 1 | 0 | 0 | 0 | 0 | 0 | 0 | 0 | 0 | 0 | 0 | 0 | 0 | 0 | 0 | 0 | 0 | 0 | 0 | 0 | 0 | 0 | 0 | 0 | 6689.9802
2025-04-28 | 4945.533 | 11.9 | 0 | 0 | 0 | 1 | 0 | 0 | 0 | 0 | 0 | 0 | 0 | 0 | 0 | 0 | 0 | 0 | 0 | 0 | 0 | 0 | 0 | 0 | 0 | 0 | 0 | 0 | 6491.6959
2025-04-28 | 4867.042 | 12.8 | 0 | 0 | 0 | 0 | 1 | 0 | 0 | 0 | 0 | 0 | 0 | 0 | 0 | 0 | 0 | 0 | 0 | 0 | 0 | 0 | 0 | 0 | 0 | 0 | 0 | 0 | 6416.2457
2025-04-28 | 5047.315 | 12.2 | 0 | 0 | 0 | 0 | 0 | 1 | 0 | 0 | 0 | 0 | 0 | 0 | 0 | 0 | 0 | 0 | 0 | 0 | 0 | 0 | 0 | 0 | 0 | 0 | 0 | 0 | 6268.827
2025-04-28 | 5581.693 | 12.4 | 0 | 0 | 0 | 0 | 0 | 0 | 1 | 0 | 0 | 0 | 0 | 0 | 0 | 0 | 0 | 0 | 0 | 0 | 0 | 0 | 0 | 0 | 0 | 0 | 0 | 0 | 6483.6112
2025-04-28 | 6538.685 | 12.7 | 0 | 0 | 0 | 0 | 0 | 0 | 0 | 1 | 0 | 0 | 0 | 0 | 0 | 0 | 0 | 0 | 0 | 0 | 0 | 0 | 0 | 0 | 0 | 0 | 0 | 0 | 7072.2539
2025-04-28 | 7365.415 | 11.5 | 0 | 0 | 0 | 0 | 0 | 0 | 0 | 0 | 1 | 0 | 0 | 0 | 0 | 0 | 0 | 0 | 0 | 0 | 0 | 0 | 0 | 0 | 0 | 0 | 0 | 0 | 7643.9262
2025-04-28 | 7366.015 | 7.6 | 0 | 0 | 0 | 0 | 0 | 0 | 0 | 0 | 0 | 1 | 0 | 0 | 0 | 0 | 0 | 0 | 0 | 0 | 0 | 0 | 0 | 0 | 0 | 0 | 0 | 0 | 7647.6526
2025-04-28 | 6982.637 | 3.9 | 0 | 0 | 0 | 0 | 0 | 0 | 0 | 0 | 0 | 0 | 1 | 0 | 0 | 0 | 0 | 0 | 0 | 0 | 0 | 0 | 0 | 0 | 0 | 0 | 0 | 0 | 7360.6766
2025-04-28 | 6682.561 | 1.3 | 0 | 0 | 0 | 0 | 0 | 0 | 0 | 0 | 0 | 0 | 0 | 1 | 0 | 0 | 0 | 0 | 0 | 0 | 0 | 0 | 0 | 0 | 0 | 0 | 0 | 0 | 7031.2022
2025-04-28 | 6608.61 | 0 | 1.3 | 0 | 0 | 0 | 0 | 0 | 0 | 0 | 0 | 0 | 0 | 0 | 1 | 0 | 0 | 0 | 0 | 0 | 0 | 0 | 0 | 0 | 0 | 0 | 0 | 0 | 7624.2168
2025-04-28 | 6537.407 | 0 | 0.6 | 0 | 0 | 0 | 0 | 0 | 0 | 0 | 0 | 0 | 0 | 0 | 0 | 1 | 0 | 0 | 0 | 0 | 0 | 0 | 0 | 0 | 0 | 0 | 0 | 0 | 7334.7945
2025-04-28 | 6332.837 | 0 | 1.6 | 0 | 0 | 0 | 0 | 0 | 0 | 0 | 0 | 0 | 0 | 0 | 0 | 0 | 1 | 0 | 0 | 0 | 0 | 0 | 0 | 0 | 0 | 0 | 0 | 0 | 7816.0262
2025-04-28 | 6225.975 | 0 | 2 | 0 | 0 | 0 | 0 | 0 | 0 | 0 | 0 | 0 | 0 | 0 | 0 | 0 | 0 | 1 | 0 | 0 | 0 | 0 | 0 | 0 | 0 | 0 | 0 | 0 | 7966.6536
2025-04-28 | 6320.295 | 0 | 1.6 | 0 | 0 | 0 | 0 | 0 | 0 | 0 | 0 | 0 | 0 | 0 | 0 | 0 | 0 | 0 | 1 | 0 | 0 | 0 | 0 | 0 | 0 | 0 | 0 | 0 | 7923.4521
2025-04-28 | 7193.778 | 0 | 2.3 | 0 | 0 | 0 | 0 | 0 | 0 | 0 | 0 | 0 | 0 | 0 | 0 | 0 | 0 | 0 | 0 | 1 | 0 | 0 | 0 | 0 | 0 | 0 | 0 | 0 | 9016.1093
2025-04-28 | 8285.66 | 0 | 1.5 | 0 | 0 | 0 | 0 | 0 | 0 | 0 | 0 | 0 | 0 | 0 | 0 | 0 | 0 | 0 | 0 | 0 | 1 | 0 | 0 | 0 | 0 | 0 | 0 | 0 | 9590.8649
2025-04-28 | 8329.35 | 0 | 0.2 | 0 | 0 | 0 | 0 | 0 | 0 | 0 | 0 | 0 | 0 | 0 | 0 | 0 | 0 | 0 | 0 | 0 | 0 | 1 | 0 | 0 | 0 | 0 | 0 | 0 | 9339.7746
2025-04-28 | 8503.732 | 2.7 | 0 | 0 | 0 | 0 | 0 | 0 | 0 | 0 | 0 | 0 | 0 | 0 | 0 | 0 | 0 | 0 | 0 | 0 | 0 | 0 | 1 | 0 | 0 | 0 | 0 | 0 | 9666.4803
2025-04-28 | 8890.911 | 4.8 | 0 | 0 | 0 | 0 | 0 | 0 | 0 | 0 | 0 | 0 | 0 | 0 | 0 | 0 | 0 | 0 | 0 | 0 | 0 | 0 | 0 | 1 | 0 | 0 | 0 | 0 | 9933.517
2025-04-28 | 8483.644 | 5.4 | 0 | 0 | 0 | 0 | 0 | 0 | 0 | 0 | 0 | 0 | 0 | 0 | 0 | 0 | 0 | 0 | 0 | 0 | 0 | 0 | 0 | 0 | 1 | 0 | 0 | 0 | 9656.4559
2025-04-28 | 7526.073 | 5.4 | 0 | 0 | 0 | 0 | 0 | 0 | 0 | 0 | 0 | 0 | 0 | 0 | 0 | 0 | 0 | 0 | 0 | 0 | 0 | 0 | 0 | 0 | 0 | 1 | 0 | 0 | 8682.4123
2025-04-28 | 6479.52 | 6.3 | 0 | 0 | 0 | 0 | 0 | 0 | 0 | 0 | 0 | 0 | 0 | 0 | 0 | 0 | 0 | 0 | 0 | 0 | 0 | 0 | 0 | 0 | 0 | 0 | 1 | 0 | 7672.238
2025-04-28 | 5711.949 | 7 | 0 | 0 | 0 | 0 | 0 | 0 | 0 | 0 | 0 | 0 | 0 | 0 | 0 | 0 | 0 | 0 | 0 | 0 | 0 | 0 | 0 | 0 | 0 | 0 | 0 | 1 | 6781.4947
2025-04-29 | 5255.908 | 8.1 | 0 | 0 | 1 | 0 | 0 | 0 | 0 | 0 | 0 | 0 | 0 | 0 | 0 | 0 | 0 | 0 | 0 | 0 | 0 | 0 | 0 | 0 | 0 | 0 | 0 | 0 | 6264.395
2025-04-29 | 4995.148 | 7.9 | 0 | 0 | 0 | 1 | 0 | 0 | 0 | 0 | 0 | 0 | 0 | 0 | 0 | 0 | 0 | 0 | 0 | 0 | 0 | 0 | 0 | 0 | 0 | 0 | 0 | 0 | 5810.7596
2025-04-29 | 4792.005 | 8.6 | 0 | 0 | 0 | 0 | 1 | 0 | 0 | 0 | 0 | 0 | 0 | 0 | 0 | 0 | 0 | 0 | 0 | 0 | 0 | 0 | 0 | 0 | 0 | 0 | 0 | 0 | 5701.2626
2025-04-29 | 4952.778 | 8.6 | 0 | 0 | 0 | 0 | 0 | 1 | 0 | 0 | 0 | 0 | 0 | 0 | 0 | 0 | 0 | 0 | 0 | 0 | 0 | 0 | 0 | 0 | 0 | 0 | 0 | 0 | 5655.9844
2025-04-29 | 5366.836 | 9.1 | 0 | 0 | 0 | 0 | 0 | 0 | 1 | 0 | 0 | 0 | 0 | 0 | 0 | 0 | 0 | 0 | 0 | 0 | 0 | 0 | 0 | 0 | 0 | 0 | 0 | 0 | 5921.8388
2025-04-29 | 6176.73 | 8.8 | 0 | 0 | 0 | 0 | 0 | 0 | 0 | 1 | 0 | 0 | 0 | 0 | 0 | 0 | 0 | 0 | 0 | 0 | 0 | 0 | 0 | 0 | 0 | 0 | 0 | 0 | 6408.3411
2025-04-29 | 6827.894 | 1.8 | 0 | 0 | 0 | 0 | 0 | 0 | 0 | 0 | 1 | 0 | 0 | 0 | 0 | 0 | 0 | 0 | 0 | 0 | 0 | 0 | 0 | 0 | 0 | 0 | 0 | 0 | 5992.6558
2025-04-29 | 6758.684 | 0.4 | 0 | 0 | 0 | 0 | 0 | 0 | 0 | 0 | 0 | 1 | 0 | 0 | 0 | 0 | 0 | 0 | 0 | 0 | 0 | 0 | 0 | 0 | 0 | 0 | 0 | 0 | 6421.9674
2025-04-29 | 6620.122 | 0 | 1.7 | 0 | 0 | 0 | 0 | 0 | 0 | 0 | 0 | 0 | 1 | 0 | 0 | 0 | 0 | 0 | 0 | 0 | 0 | 0 | 0 | 0 | 0 | 0 | 0 | 0 | 7668.2202
2025-04-29 | 6302.648 | 0 | 3 | 0 | 0 | 0 | 0 | 0 | 0 | 0 | 0 | 0 | 0 | 1 | 0 | 0 | 0 | 0 | 0 | 0 | 0 | 0 | 0 | 0 | 0 | 0 | 0 | 0 | 8524.2327
2025-04-29 | 6411.568 | 0 | 6.5 | 0 | 0 | 0 | 0 | 0 | 0 | 0 | 0 | 0 | 0 | 0 | 1 | 0 | 0 | 0 | 0 | 0 | 0 | 0 | 0 | 0 | 0 | 0 | 0 | 0 | 10595.7304
2025-04-29 | 6408.884 | 0 | 6.4 | 0 | 0 | 0 | 0 | 0 | 0 | 0 | 0 | 0 | 0 | 0 | 0 | 1 | 0 | 0 | 0 | 0 | 0 | 0 | 0 | 0 | 0 | 0 | 0 | 0 | 10649.1751
2025-04-29 | 6375.522 | 0 | 7.4 | 0 | 0 | 0 | 0 | 0 | 0 | 0 | 0 | 0 | 0 | 0 | 0 | 0 | 1 | 0 | 0 | 0 | 0 | 0 | 0 | 0 | 0 | 0 | 0 | 0 | 11130.4067
2025-04-29 | 6307.24 | 0 | 8.3 | 0 | 0 | 0 | 0 | 0 | 0 | 0 | 0 | 0 | 0 | 0 | 0 | 0 | 0 | 1 | 0 | 0 | 0 | 0 | 0 | 0 | 0 | 0 | 0 | 0 | 11566.7567
2025-04-29 | 6541.322 | 0 | 8.3 | 0 | 0 | 0 | 0 | 0 | 0 | 0 | 0 | 0 | 0 | 0 | 0 | 0 | 0 | 0 | 1 | 0 | 0 | 0 | 0 | 0 | 0 | 0 | 0 | 0 | 11752.1331
2025-04-29 | 7642.933 | 0 | 8.3 | 0 | 0 | 0 | 0 | 0 | 0 | 0 | 0 | 0 | 0 | 0 | 0 | 0 | 0 | 0 | 0 | 1 | 0 | 0 | 0 | 0 | 0 | 0 | 0 | 0 | 12444.7788
2025-04-29 | 8603.415 | 0 | 8.2 | 0 | 0 | 0 | 0 | 0 | 0 | 0 | 0 | 0 | 0 | 0 | 0 | 0 | 0 | 0 | 0 | 0 | 1 | 0 | 0 | 0 | 0 | 0 | 0 | 0 | 13419.5459
2025-04-29 | 8768.261 | 0.7 | 0 | 0 | 0 | 0 | 0 | 0 | 0 | 0 | 0 | 0 | 0 | 0 | 0 | 0 | 0 | 0 | 0 | 0 | 0 | 1 | 0 | 0 | 0 | 0 | 0 | 0 | 9344.6495
2025-04-29 | 8781.693 | 0 | 2.4 | 0 | 0 | 0 | 0 | 0 | 0 | 0 | 0 | 0 | 0 | 0 | 0 | 0 | 0 | 0 | 0 | 0 | 0 | 0 | 1 | 0 | 0 | 0 | 0 | 0 | 10578.3162
2025-04-29 | 8691.166 | 3.9 | 0 | 0 | 0 | 0 | 0 | 0 | 0 | 0 | 0 | 0 | 0 | 0 | 0 | 0 | 0 | 0 | 0 | 0 | 0 | 0 | 0 | 1 | 0 | 0 | 0 | 0 | 9780.3064
2025-04-29 | 8486.22 | 6.9 | 0 | 0 | 0 | 0 | 0 | 0 | 0 | 0 | 0 | 0 | 0 | 0 | 0 | 0 | 0 | 0 | 0 | 0 | 0 | 0 | 0 | 0 | 1 | 0 | 0 | 0 | 9911.8069
2025-04-29 | 7553.628 | 10 | 0 | 0 | 0 | 0 | 0 | 0 | 0 | 0 | 0 | 0 | 0 | 0 | 0 | 0 | 0 | 0 | 0 | 0 | 0 | 0 | 0 | 0 | 0 | 1 | 0 | 0 | 9465.489
2025-04-29 | 6445.041 | 11.8 | 0 | 0 | 0 | 0 | 0 | 0 | 0 | 0 | 0 | 0 | 0 | 0 | 0 | 0 | 0 | 0 | 0 | 0 | 0 | 0 | 0 | 0 | 0 | 0 | 1 | 0 | 8608.5253
2025-04-29 | 5686.406 | 12.6 | 0 | 0 | 0 | 0 | 0 | 0 | 0 | 0 | 0 | 0 | 0 | 0 | 0 | 0 | 0 | 0 | 0 | 0 | 0 | 0 | 0 | 0 | 0 | 0 | 0 | 1 | 7734.8054
2025-04-30 | 5246.953 | 12.7 | 0 | 0 | 1 | 0 | 0 | 0 | 0 | 0 | 0 | 0 | 0 | 0 | 0 | 0 | 0 | 0 | 0 | 0 | 0 | 0 | 0 | 0 | 0 | 0 | 0 | 0 | 7047.4717
2025-04-30 | 5033.538 | 13.2 | 0 | 0 | 0 | 1 | 0 | 0 | 0 | 0 | 0 | 0 | 0 | 0 | 0 | 0 | 0 | 0 | 0 | 0 | 0 | 0 | 0 | 0 | 0 | 0 | 0 | 0 | 6713.0001
2025-04-30 | 5016.745 | 14.5 | 0 | 0 | 0 | 0 | 1 | 0 | 0 | 0 | 0 | 0 | 0 | 0 | 0 | 0 | 0 | 0 | 0 | 0 | 0 | 0 | 0 | 0 | 0 | 0 | 0 | 0 | 6705.6436
2025-04-30 | 5205.887 | 15.4 | 0 | 0 | 0 | 0 | 0 | 1 | 0 | 0 | 0 | 0 | 0 | 0 | 0 | 0 | 0 | 0 | 0 | 0 | 0 | 0 | 0 | 0 | 0 | 0 | 0 | 0 | 6813.5759
2025-04-30 | 5695.494 | 15.9 | 0 | 0 | 0 | 0 | 0 | 0 | 1 | 0 | 0 | 0 | 0 | 0 | 0 | 0 | 0 | 0 | 0 | 0 | 0 | 0 | 0 | 0 | 0 | 0 | 0 | 0 | 7079.4304
2025-04-30 | 6773.484 | 15.6 | 0 | 0 | 0 | 0 | 0 | 0 | 0 | 1 | 0 | 0 | 0 | 0 | 0 | 0 | 0 | 0 | 0 | 0 | 0 | 0 | 0 | 0 | 0 | 0 | 0 | 0 | 7565.9327
2025-04-30 | 7518.986 | 15.7 | 0 | 0 | 0 | 0 | 0 | 0 | 0 | 0 | 1 | 0 | 0 | 0 | 0 | 0 | 0 | 0 | 0 | 0 | 0 | 0 | 0 | 0 | 0 | 0 | 0 | 0 | 8358.9092
2025-04-30 | 7548.854 | 15.3 | 0 | 0 | 0 | 0 | 0 | 0 | 0 | 0 | 0 | 1 | 0 | 0 | 0 | 0 | 0 | 0 | 0 | 0 | 0 | 0 | 0 | 0 | 0 | 0 | 0 | 0 | 8958.4549
2025-04-30 | 7085.885 | 14.9 | 0 | 0 | 0 | 0 | 0 | 0 | 0 | 0 | 0 | 0 | 1 | 0 | 0 | 0 | 0 | 0 | 0 | 0 | 0 | 0 | 0 | 0 | 0 | 0 | 0 | 0 | 9233.2513
2025-04-30 | 6870.222 | 13.2 | 0 | 0 | 0 | 0 | 0 | 0 | 0 | 0 | 0 | 0 | 0 | 1 | 0 | 0 | 0 | 0 | 0 | 0 | 0 | 0 | 0 | 0 | 0 | 0 | 0 | 0 | 9056.9875
2025-04-30 | 6911.632 | 12.2 | 0 | 0 | 0 | 0 | 0 | 0 | 0 | 0 | 0 | 0 | 0 | 0 | 1 | 0 | 0 | 0 | 0 | 0 | 0 | 0 | 0 | 0 | 0 | 0 | 0 | 0 | 8958.1939
2025-04-30 | 6821.138 | 10.4 | 0 | 0 | 0 | 0 | 0 | 0 | 0 | 0 | 0 | 0 | 0 | 0 | 0 | 1 | 0 | 0 | 0 | 0 | 0 | 0 | 0 | 0 | 0 | 0 | 0 | 0 | 8762.3618
2025-04-30 | 6768.033 | 9.3 | 0 | 0 | 0 | 0 | 0 | 0 | 0 | 0 | 0 | 0 | 0 | 0 | 0 | 0 | 1 | 0 | 0 | 0 | 0 | 0 | 0 | 0 | 0 | 0 | 0 | 0 | 8484.891
2025-04-30 | 6600.997 | 7.9 | 0 | 0 | 0 | 0 | 0 | 0 | 0 | 0 | 0 | 0 | 0 | 0 | 0 | 0 | 0 | 1 | 0 | 0 | 0 | 0 | 0 | 0 | 0 | 0 | 0 | 0 | 8168.6129
2025-04-30 | 6814.499 | 7.8 | 0 | 0 | 0 | 0 | 0 | 0 | 0 | 0 | 0 | 0 | 0 | 0 | 0 | 0 | 0 | 0 | 1 | 0 | 0 | 0 | 0 | 0 | 0 | 0 | 0 | 0 | 8336.9659
2025-04-30 | 7600.763 | 6 | 0 | 0 | 0 | 0 | 0 | 0 | 0 | 0 | 0 | 0 | 0 | 0 | 0 | 0 | 0 | 0 | 0 | 1 | 0 | 0 | 0 | 0 | 0 | 0 | 0 | 0 | 8723.1903
2025-04-30 | 8581.628 | 5.8 | 0 | 0 | 0 | 0 | 0 | 0 | 0 | 0 | 0 | 0 | 0 | 0 | 0 | 0 | 0 | 0 | 0 | 0 | 1 | 0 | 0 | 0 | 0 | 0 | 0 | 0 | 9721.0551
2025-04-30 | 8549.904 | 7.3 | 0 | 0 | 0 | 0 | 0 | 0 | 0 | 0 | 0 | 0 | 0 | 0 | 0 | 0 | 0 | 0 | 0 | 0 | 0 | 1 | 0 | 0 | 0 | 0 | 0 | 0 | 10468.1943
2025-04-30 | 8957.618 | 8 | 0 | 0 | 0 | 0 | 0 | 0 | 0 | 0 | 0 | 0 | 0 | 0 | 0 | 0 | 0 | 0 | 0 | 0 | 0 | 0 | 1 | 0 | 0 | 0 | 0 | 0 | 10568.7208
2025-04-30 | 9564.133 | 9 | 0 | 0 | 0 | 0 | 0 | 0 | 0 | 0 | 0 | 0 | 0 | 0 | 0 | 0 | 0 | 0 | 0 | 0 | 0 | 0 | 0 | 1 | 0 | 0 | 0 | 0 | 10648.5001
2025-04-30 | 9218.656 | 10 | 0 | 0 | 0 | 0 | 0 | 0 | 0 | 0 | 0 | 0 | 0 | 0 | 0 | 0 | 0 | 0 | 0 | 0 | 0 | 0 | 0 | 0 | 1 | 0 | 0 | 0 | 10439.5325
2025-04-30 | 8053.191 | 9.9 | 0 | 0 | 0 | 0 | 0 | 0 | 0 | 0 | 0 | 0 | 0 | 0 | 0 | 0 | 0 | 0 | 0 | 0 | 0 | 0 | 0 | 0 | 0 | 1 | 0 | 0 | 9448.4656
2025-04-30 | 6842.071 | 10.3 | 0 | 0 | 0 | 0 | 0 | 0 | 0 | 0 | 0 | 0 | 0 | 0 | 0 | 0 | 0 | 0 | 0 | 0 | 0 | 0 | 0 | 0 | 0 | 0 | 1 | 0 | 8353.1742
2025-04-30 | 6102.736 | 10.2 | 0 | 0 | 0 | 0 | 0 | 0 | 0 | 0 | 0 | 0 | 0 | 0 | 0 | 0 | 0 | 0 | 0 | 0 | 0 | 0 | 0 | 0 | 0 | 0 | 0 | 1 | 7326.2436
2025-05-01 | 5767.846 | 9.9 | 0 | 0 | 1 | 0 | 0 | 0 | 0 | 0 | 0 | 0 | 0 | 0 | 0 | 0 | 0 | 0 | 0 | 0 | 0 | 0 | 0 | 0 | 0 | 0 | 0 | 0 | 6570.8163
2025-05-01 | 5508.07 | 10.2 | 0 | 0 | 0 | 1 | 0 | 0 | 0 | 0 | 0 | 0 | 0 | 0 | 0 | 0 | 0 | 0 | 0 | 0 | 0 | 0 | 0 | 0 | 0 | 0 | 0 | 0 | 6202.298
2025-05-01 | 5363.069 | 10.6 | 0 | 0 | 0 | 0 | 1 | 0 | 0 | 0 | 0 | 0 | 0 | 0 | 0 | 0 | 0 | 0 | 0 | 0 | 0 | 0 | 0 | 0 | 0 | 0 | 0 | 0 | 6041.7308
2025-05-01 | 5451.595 | 11.3 | 0 | 0 | 0 | 0 | 0 | 1 | 0 | 0 | 0 | 0 | 0 | 0 | 0 | 0 | 0 | 0 | 0 | 0 | 0 | 0 | 0 | 0 | 0 | 0 | 0 | 0 | 6115.6163
2025-05-01 | 6039.96 | 12 | 0 | 0 | 0 | 0 | 0 | 0 | 1 | 0 | 0 | 0 | 0 | 0 | 0 | 0 | 0 | 0 | 0 | 0 | 0 | 0 | 0 | 0 | 0 | 0 | 0 | 0 | 6415.5176
2025-05-01 | 6972.882 | 11.5 | 0 | 0 | 0 | 0 | 0 | 0 | 0 | 1 | 0 | 0 | 0 | 0 | 0 | 0 | 0 | 0 | 0 | 0 | 0 | 0 | 0 | 0 | 0 | 0 | 0 | 0 | 6867.9731
2025-05-01 | 7523.14 | 11.5 | 0 | 0 | 0 | 0 | 0 | 0 | 0 | 0 | 1 | 0 | 0 | 0 | 0 | 0 | 0 | 0 | 0 | 0 | 0 | 0 | 0 | 0 | 0 | 0 | 0 | 0 | 7643.9262
2025-05-01 | 7434.658 | 10.5 | 0 | 0 | 0 | 0 | 0 | 0 | 0 | 0 | 0 | 1 | 0 | 0 | 0 | 0 | 0 | 0 | 0 | 0 | 0 | 0 | 0 | 0 | 0 | 0 | 0 | 0 | 8141.3314
2025-05-01 | 7043.208 | 9.7 | 0 | 0 | 0 | 0 | 0 | 0 | 0 | 0 | 0 | 0 | 1 | 0 | 0 | 0 | 0 | 0 | 0 | 0 | 0 | 0 | 0 | 0 | 0 | 0 | 0 | 0 | 8348.0342
2025-05-01 | 6786.365 | 9.1 | 0 | 0 | 0 | 0 | 0 | 0 | 0 | 0 | 0 | 0 | 0 | 1 | 0 | 0 | 0 | 0 | 0 | 0 | 0 | 0 | 0 | 0 | 0 | 0 | 0 | 0 | 8359.0278
2025-05-01 | 6652.545 | 9.2 | 0 | 0 | 0 | 0 | 0 | 0 | 0 | 0 | 0 | 0 | 0 | 0 | 1 | 0 | 0 | 0 | 0 | 0 | 0 | 0 | 0 | 0 | 0 | 0 | 0 | 0 | 8447.4918
2025-05-01 | 6693.911 | 9.4 | 0 | 0 | 0 | 0 | 0 | 0 | 0 | 0 | 0 | 0 | 0 | 0 | 0 | 1 | 0 | 0 | 0 | 0 | 0 | 0 | 0 | 0 | 0 | 0 | 0 | 0 | 8592.1277
2025-05-01 | 6560.333 | 8.9 | 0 | 0 | 0 | 0 | 0 | 0 | 0 | 0 | 0 | 0 | 0 | 0 | 0 | 0 | 1 | 0 | 0 | 0 | 0 | 0 | 0 | 0 | 0 | 0 | 0 | 0 | 8416.7974
2025-05-01 | 6760.47 | 8.9 | 0 | 0 | 0 | 0 | 0 | 0 | 0 | 0 | 0 | 0 | 0 | 0 | 0 | 0 | 0 | 1 | 0 | 0 | 0 | 0 | 0 | 0 | 0 | 0 | 0 | 0 | 8338.8469
2025-05-01 | 7234.71 | 8.8 | 0 | 0 | 0 | 0 | 0 | 0 | 0 | 0 | 0 | 0 | 0 | 0 | 0 | 0 | 0 | 0 | 1 | 0 | 0 | 0 | 0 | 0 | 0 | 0 | 0 | 0 | 8507.1999
2025-05-01 | 8200.677 | 8.8 | 0 | 0 | 0 | 0 | 0 | 0 | 0 | 0 | 0 | 0 | 0 | 0 | 0 | 0 | 0 | 0 | 0 | 1 | 0 | 0 | 0 | 0 | 0 | 0 | 0 | 0 | 9199.8457
2025-05-01 | 9518.357 | 8.8 | 0 | 0 | 0 | 0 | 0 | 0 | 0 | 0 | 0 | 0 | 0 | 0 | 0 | 0 | 0 | 0 | 0 | 0 | 1 | 0 | 0 | 0 | 0 | 0 | 0 | 0 | 10231.7573
2025-05-01 | 9611.302 | 8.8 | 0 | 0 | 0 | 0 | 0 | 0 | 0 | 0 | 0 | 0 | 0 | 0 | 0 | 0 | 0 | 0 | 0 | 0 | 0 | 1 | 0 | 0 | 0 | 0 | 0 | 0 | 10723.5454
2025-05-01 | 9789.447 | 9 | 0 | 0 | 0 | 0 | 0 | 0 | 0 | 0 | 0 | 0 | 0 | 0 | 0 | 0 | 0 | 0 | 0 | 0 | 0 | 0 | 1 | 0 | 0 | 0 | 0 | 0 | 10738.9549
2025-05-01 | 9712.824 | 7.8 | 0 | 0 | 0 | 0 | 0 | 0 | 0 | 0 | 0 | 0 | 0 | 0 | 0 | 0 | 0 | 0 | 0 | 0 | 0 | 0 | 0 | 1 | 0 | 0 | 0 | 0 | 10444.2192
2025-05-01 | 9006.931 | 9.2 | 0 | 0 | 0 | 0 | 0 | 0 | 0 | 0 | 0 | 0 | 0 | 0 | 0 | 0 | 0 | 0 | 0 | 0 | 0 | 0 | 0 | 0 | 1 | 0 | 0 | 0 | 10303.3453
2025-05-01 | 7947.995 | 10.3 | 0 | 0 | 0 | 0 | 0 | 0 | 0 | 0 | 0 | 0 | 0 | 0 | 0 | 0 | 0 | 0 | 0 | 0 | 0 | 0 | 0 | 0 | 0 | 1 | 0 | 0 | 9516.5592
2025-05-01 | 6894.582 | 10 | 0 | 0 | 0 | 0 | 0 | 0 | 0 | 0 | 0 | 0 | 0 | 0 | 0 | 0 | 0 | 0 | 0 | 0 | 0 | 0 | 0 | 0 | 0 | 0 | 1 | 0 | 8302.104
2025-05-01 | 5991.942 | 10.1 | 0 | 0 | 0 | 0 | 0 | 0 | 0 | 0 | 0 | 0 | 0 | 0 | 0 | 0 | 0 | 0 | 0 | 0 | 0 | 0 | 0 | 0 | 0 | 0 | 0 | 1 | 7309.2202
2025-05-02 | 5525.661 | 10.1 | 0 | 0 | 1 | 0 | 0 | 0 | 0 | 0 | 0 | 0 | 0 | 0 | 0 | 0 | 0 | 0 | 0 | 0 | 0 | 0 | 0 | 0 | 0 | 0 | 0 | 0 | 6604.8631
2025-05-02 | 5266.192 | 9.9 | 0 | 0 | 0 | 1 | 0 | 0 | 0 | 0 | 0 | 0 | 0 | 0 | 0 | 0 | 0 | 0 | 0 | 0 | 0 | 0 | 0 | 0 | 0 | 0 | 0 | 0 | 6151.2278
2025-05-02 | 5025.489 | 9.8 | 0 | 0 | 0 | 0 | 1 | 0 | 0 | 0 | 0 | 0 | 0 | 0 | 0 | 0 | 0 | 0 | 0 | 0 | 0 | 0 | 0 | 0 | 0 | 0 | 0 | 0 | 5905.5435
2025-05-02 | 5097.172 | 9.8 | 0 | 0 | 0 | 0 | 0 | 1 | 0 | 0 | 0 | 0 | 0 | 0 | 0 | 0 | 0 | 0 | 0 | 0 | 0 | 0 | 0 | 0 | 0 | 0 | 0 | 0 | 5860.2652
2025-05-02 | 5529.885 | 10.5 | 0 | 0 | 0 | 0 | 0 | 0 | 1 | 0 | 0 | 0 | 0 | 0 | 0 | 0 | 0 | 0 | 0 | 0 | 0 | 0 | 0 | 0 | 0 | 0 | 0 | 0 | 6160.1665
2025-05-02 | 6419.113 | 8.1 | 0 | 0 | 0 | 0 | 0 | 0 | 0 | 1 | 0 | 0 | 0 | 0 | 0 | 0 | 0 | 0 | 0 | 0 | 0 | 0 | 0 | 0 | 0 | 0 | 0 | 0 | 6289.1773
2025-05-02 | 7224.881 | 6.2 | 0 | 0 | 0 | 0 | 0 | 0 | 0 | 0 | 1 | 0 | 0 | 0 | 0 | 0 | 0 | 0 | 0 | 0 | 0 | 0 | 0 | 0 | 0 | 0 | 0 | 0 | 6741.6857
2025-05-02 | 7376.914 | 3.2 | 0 | 0 | 0 | 0 | 0 | 0 | 0 | 0 | 0 | 1 | 0 | 0 | 0 | 0 | 0 | 0 | 0 | 0 | 0 | 0 | 0 | 0 | 0 | 0 | 0 | 0 | 6898.6228
2025-05-02 | 7088.702 | 2.8 | 0 | 0 | 0 | 0 | 0 | 0 | 0 | 0 | 0 | 0 | 1 | 0 | 0 | 0 | 0 | 0 | 0 | 0 | 0 | 0 | 0 | 0 | 0 | 0 | 0 | 0 | 7173.4192
2025-05-02 | 6936.662 | 2 | 0 | 0 | 0 | 0 | 0 | 0 | 0 | 0 | 0 | 0 | 0 | 1 | 0 | 0 | 0 | 0 | 0 | 0 | 0 | 0 | 0 | 0 | 0 | 0 | 0 | 0 | 7150.366
2025-05-02 | 6972.866 | 1.2 | 0 | 0 | 0 | 0 | 0 | 0 | 0 | 0 | 0 | 0 | 0 | 0 | 1 | 0 | 0 | 0 | 0 | 0 | 0 | 0 | 0 | 0 | 0 | 0 | 0 | 0 | 7085.6193
2025-05-02 | 6943.208 | 0.9 | 0 | 0 | 0 | 0 | 0 | 0 | 0 | 0 | 0 | 0 | 0 | 0 | 0 | 1 | 0 | 0 | 0 | 0 | 0 | 0 | 0 | 0 | 0 | 0 | 0 | 0 | 7145.1382
2025-05-02 | 6529.283 | 0.4 | 0 | 0 | 0 | 0 | 0 | 0 | 0 | 0 | 0 | 0 | 0 | 0 | 0 | 0 | 1 | 0 | 0 | 0 | 0 | 0 | 0 | 0 | 0 | 0 | 0 | 0 | 6969.8079
2025-05-02 | 6400.288 | 0 | 0.5 | 0 | 0 | 0 | 0 | 0 | 0 | 0 | 0 | 0 | 0 | 0 | 0 | 0 | 0 | 1 | 0 | 0 | 0 | 0 | 0 | 0 | 0 | 0 | 0 | 0 | 7109.4863
2025-05-02 | 6556.345 | 0 | 1.1 | 0 | 0 | 0 | 0 | 0 | 0 | 0 | 0 | 0 | 0 | 0 | 0 | 0 | 0 | 0 | 1 | 0 | 0 | 0 | 0 | 0 | 0 | 0 | 0 | 0 | 7637.7296
2025-05-02 | 7119.539 | 0 | 2.2 | 0 | 0 | 0 | 0 | 0 | 0 | 0 | 0 | 0 | 0 | 0 | 0 | 0 | 0 | 0 | 0 | 1 | 0 | 0 | 0 | 0 | 0 | 0 | 0 | 0 | 8958.9648
2025-05-02 | 7910.723 | 0 | 1.8 | 0 | 0 | 0 | 0 | 0 | 0 | 0 | 0 | 0 | 0 | 0 | 0 | 0 | 0 | 0 | 0 | 0 | 1 | 0 | 0 | 0 | 0 | 0 | 0 | 0 | 9762.2984
2025-05-02 | 7900.855 | 0 | 0.6 | 0 | 0 | 0 | 0 | 0 | 0 | 0 | 0 | 0 | 0 | 0 | 0 | 0 | 0 | 0 | 0 | 0 | 0 | 1 | 0 | 0 | 0 | 0 | 0 | 0 | 9568.3526
2025-05-02 | 8242.656 | 0.9 | 0 | 0 | 0 | 0 | 0 | 0 | 0 | 0 | 0 | 0 | 0 | 0 | 0 | 0 | 0 | 0 | 0 | 0 | 0 | 0 | 1 | 0 | 0 | 0 | 0 | 0 | 9360.059
2025-05-02 | 8599.734 | 3.6 | 0 | 0 | 0 | 0 | 0 | 0 | 0 | 0 | 0 | 0 | 0 | 0 | 0 | 0 | 0 | 0 | 0 | 0 | 0 | 0 | 0 | 1 | 0 | 0 | 0 | 0 | 9729.2362
2025-05-02 | 8437.357 | 6.1 | 0 | 0 | 0 | 0 | 0 | 0 | 0 | 0 | 0 | 0 | 0 | 0 | 0 | 0 | 0 | 0 | 0 | 0 | 0 | 0 | 0 | 0 | 1 | 0 | 0 | 0 | 9775.6197
2025-05-02 | 7515.675 | 8.7 | 0 | 0 | 0 | 0 | 0 | 0 | 0 | 0 | 0 | 0 | 0 | 0 | 0 | 0 | 0 | 0 | 0 | 0 | 0 | 0 | 0 | 0 | 0 | 1 | 0 | 0 | 9244.1847
2025-05-02 | 6545.913 | 9.7 | 0 | 0 | 0 | 0 | 0 | 0 | 0 | 0 | 0 | 0 | 0 | 0 | 0 | 0 | 0 | 0 | 0 | 0 | 0 | 0 | 0 | 0 | 0 | 0 | 1 | 0 | 8251.0338
2025-05-02 | 5813.509 | 10 | 0 | 0 | 0 | 0 | 0 | 0 | 0 | 0 | 0 | 0 | 0 | 0 | 0 | 0 | 0 | 0 | 0 | 0 | 0 | 0 | 0 | 0 | 0 | 0 | 0 | 1 | 7292.1968
2025-05-03 | 5271.327 | 10 | 0 | 1 | 1 | 0 | 0 | 0 | 0 | 0 | 0 | 0 | 0 | 0 | 0 | 0 | 0 | 0 | 0 | 0 | 0 | 0 | 0 | 0 | 0 | 0 | 0 | 0 | 7070.9711
2025-05-03 | 4939.536 | 10.4 | 0 | 1 | 0 | 1 | 0 | 0 | 0 | 0 | 0 | 0 | 0 | 0 | 0 | 0 | 0 | 0 | 0 | 0 | 0 | 0 | 0 | 0 | 0 | 0 | 0 | 0 | 6719.4761
2025-05-03 | 4805.685 | 10.8 | 0 | 1 | 0 | 0 | 1 | 0 | 0 | 0 | 0 | 0 | 0 | 0 | 0 | 0 | 0 | 0 | 0 | 0 | 0 | 0 | 0 | 0 | 0 | 0 | 0 | 0 | 6558.9089
2025-05-03 | 4860.806 | 11 | 0 | 1 | 0 | 0 | 0 | 1 | 0 | 0 | 0 | 0 | 0 | 0 | 0 | 0 | 0 | 0 | 0 | 0 | 0 | 0 | 0 | 0 | 0 | 0 | 0 | 0 | 6547.6774
2025-05-03 | 5033.103 | 11.6 | 0 | 1 | 0 | 0 | 0 | 0 | 1 | 0 | 0 | 0 | 0 | 0 | 0 | 0 | 0 | 0 | 0 | 0 | 0 | 0 | 0 | 0 | 0 | 0 | 0 | 0 | 6830.5553
2025-05-03 | 5696.332 | 11.7 | 0 | 1 | 0 | 0 | 0 | 0 | 0 | 1 | 0 | 0 | 0 | 0 | 0 | 0 | 0 | 0 | 0 | 0 | 0 | 0 | 0 | 0 | 0 | 0 | 0 | 0 | 7385.1512
2025-05-03 | 6657.532 | 11.9 | 0 | 1 | 0 | 0 | 0 | 0 | 0 | 0 | 1 | 0 | 0 | 0 | 0 | 0 | 0 | 0 | 0 | 0 | 0 | 0 | 0 | 0 | 0 | 0 | 0 | 0 | 8195.1511
2025-05-03 | 7864.571 | 11.5 | 0 | 1 | 0 | 0 | 0 | 0 | 0 | 0 | 0 | 1 | 0 | 0 | 0 | 0 | 0 | 0 | 0 | 0 | 0 | 0 | 0 | 0 | 0 | 0 | 0 | 0 | 8794.6968
2025-05-03 | 8597.026 | 10.6 | 0 | 1 | 0 | 0 | 0 | 0 | 0 | 0 | 0 | 0 | 1 | 0 | 0 | 0 | 0 | 0 | 0 | 0 | 0 | 0 | 0 | 0 | 0 | 0 | 0 | 0 | 8984.3762
2025-05-03 | 8871.331 | 9.8 | 0 | 1 | 0 | 0 | 0 | 0 | 0 | 0 | 0 | 0 | 0 | 1 | 0 | 0 | 0 | 0 | 0 | 0 | 0 | 0 | 0 | 0 | 0 | 0 | 0 | 0 | 8961.323
2025-05-03 | 9102.158 | 9 | 0 | 1 | 0 | 0 | 0 | 0 | 0 | 0 | 0 | 0 | 0 | 0 | 1 | 0 | 0 | 0 | 0 | 0 | 0 | 0 | 0 | 0 | 0 | 0 | 0 | 0 | 8896.5763
2025-05-03 | 9047.912 | 8.6 | 0 | 1 | 0 | 0 | 0 | 0 | 0 | 0 | 0 | 0 | 0 | 0 | 0 | 1 | 0 | 0 | 0 | 0 | 0 | 0 | 0 | 0 | 0 | 0 | 0 | 0 | 8939.0718
2025-05-03 | 8691.637 | 7.7 | 0 | 1 | 0 | 0 | 0 | 0 | 0 | 0 | 0 | 0 | 0 | 0 | 0 | 0 | 1 | 0 | 0 | 0 | 0 | 0 | 0 | 0 | 0 | 0 | 0 | 0 | 8695.6479
2025-05-03 | 8526.363 | 8 | 0 | 1 | 0 | 0 | 0 | 0 | 0 | 0 | 0 | 0 | 0 | 0 | 0 | 0 | 0 | 1 | 0 | 0 | 0 | 0 | 0 | 0 | 0 | 0 | 0 | 0 | 8668.7676
2025-05-03 | 8537.27 | 7.5 | 0 | 1 | 0 | 0 | 0 | 0 | 0 | 0 | 0 | 0 | 0 | 0 | 0 | 0 | 0 | 0 | 1 | 0 | 0 | 0 | 0 | 0 | 0 | 0 | 0 | 0 | 8769.027
2025-05-03 | 9041.459 | 7.9 | 0 | 1 | 0 | 0 | 0 | 0 | 0 | 0 | 0 | 0 | 0 | 0 | 0 | 0 | 0 | 0 | 0 | 1 | 0 | 0 | 0 | 0 | 0 | 0 | 0 | 0 | 9529.7664
2025-05-03 | 9583.862 | 8.6 | 0 | 1 | 0 | 0 | 0 | 0 | 0 | 0 | 0 | 0 | 0 | 0 | 0 | 0 | 0 | 0 | 0 | 0 | 1 | 0 | 0 | 0 | 0 | 0 | 0 | 0 | 10680.8418
2025-05-03 | 9395.234 | 8.4 | 0 | 1 | 0 | 0 | 0 | 0 | 0 | 0 | 0 | 0 | 0 | 0 | 0 | 0 | 0 | 0 | 0 | 0 | 0 | 1 | 0 | 0 | 0 | 0 | 0 | 0 | 11138.5831
2025-05-03 | 9024.971 | 8.7 | 0 | 1 | 0 | 0 | 0 | 0 | 0 | 0 | 0 | 0 | 0 | 0 | 0 | 0 | 0 | 0 | 0 | 0 | 0 | 0 | 1 | 0 | 0 | 0 | 0 | 0 | 11171.016
2025-05-03 | 9213.966 | 9.6 | 0 | 1 | 0 | 0 | 0 | 0 | 0 | 0 | 0 | 0 | 0 | 0 | 0 | 0 | 0 | 0 | 0 | 0 | 0 | 0 | 0 | 1 | 0 | 0 | 0 | 0 | 11233.7718
2025-05-03 | 8775.127 | 9.8 | 0 | 1 | 0 | 0 | 0 | 0 | 0 | 0 | 0 | 0 | 0 | 0 | 0 | 0 | 0 | 0 | 0 | 0 | 0 | 0 | 0 | 0 | 1 | 0 | 0 | 0 | 10888.617
2025-05-03 | 7939.913 | 9.5 | 0 | 1 | 0 | 0 | 0 | 0 | 0 | 0 | 0 | 0 | 0 | 0 | 0 | 0 | 0 | 0 | 0 | 0 | 0 | 0 | 0 | 0 | 0 | 1 | 0 | 0 | 9863.5033
2025-05-03 | 7068.785 | 10.1 | 0 | 1 | 0 | 0 | 0 | 0 | 0 | 0 | 0 | 0 | 0 | 0 | 0 | 0 | 0 | 0 | 0 | 0 | 0 | 0 | 0 | 0 | 0 | 0 | 1 | 0 | 8802.2587
2025-05-03 | 6230.794 | 11.5 | 0 | 1 | 0 | 0 | 0 | 0 | 0 | 0 | 0 | 0 | 0 | 0 | 0 | 0 | 0 | 0 | 0 | 0 | 0 | 0 | 0 | 0 | 0 | 0 | 0 | 1 | 8030.6793
2025-05-04 | 5713.568 | 12.6 | 0 | 1 | 1 | 0 | 0 | 0 | 0 | 0 | 0 | 0 | 0 | 0 | 0 | 0 | 0 | 0 | 0 | 0 | 0 | 0 | 0 | 0 | 0 | 0 | 0 | 0 | 7513.5796
2025-05-04 | 5364.643 | 12.9 | 0 | 1 | 0 | 1 | 0 | 0 | 0 | 0 | 0 | 0 | 0 | 0 | 0 | 0 | 0 | 0 | 0 | 0 | 0 | 0 | 0 | 0 | 0 | 0 | 0 | 0 | 7145.0613
2025-05-04 | 5160.411 | 13.1 | 0 | 1 | 0 | 0 | 1 | 0 | 0 | 0 | 0 | 0 | 0 | 0 | 0 | 0 | 0 | 0 | 0 | 0 | 0 | 0 | 0 | 0 | 0 | 0 | 0 | 0 | 6950.4472
2025-05-04 | 5117.48 | 12.5 | 0 | 1 | 0 | 0 | 0 | 1 | 0 | 0 | 0 | 0 | 0 | 0 | 0 | 0 | 0 | 0 | 0 | 0 | 0 | 0 | 0 | 0 | 0 | 0 | 0 | 0 | 6803.0285
2025-05-04 | 5319.743 | 12.6 | 0 | 1 | 0 | 0 | 0 | 0 | 1 | 0 | 0 | 0 | 0 | 0 | 0 | 0 | 0 | 0 | 0 | 0 | 0 | 0 | 0 | 0 | 0 | 0 | 0 | 0 | 7000.7894
2025-05-04 | 5837.535 | 12.3 | 0 | 1 | 0 | 0 | 0 | 0 | 0 | 1 | 0 | 0 | 0 | 0 | 0 | 0 | 0 | 0 | 0 | 0 | 0 | 0 | 0 | 0 | 0 | 0 | 0 | 0 | 7487.2917
2025-05-04 | 6733.772 | 11.7 | 0 | 1 | 0 | 0 | 0 | 0 | 0 | 0 | 1 | 0 | 0 | 0 | 0 | 0 | 0 | 0 | 0 | 0 | 0 | 0 | 0 | 0 | 0 | 0 | 0 | 0 | 8161.1043
2025-05-04 | 7649.059 | 10.9 | 0 | 1 | 0 | 0 | 0 | 0 | 0 | 0 | 0 | 1 | 0 | 0 | 0 | 0 | 0 | 0 | 0 | 0 | 0 | 0 | 0 | 0 | 0 | 0 | 0 | 0 | 8692.5564
2025-05-04 | 8414.639 | 9.6 | 0 | 1 | 0 | 0 | 0 | 0 | 0 | 0 | 0 | 0 | 1 | 0 | 0 | 0 | 0 | 0 | 0 | 0 | 0 | 0 | 0 | 0 | 0 | 0 | 0 | 0 | 8814.1421
2025-05-04 | 8682.753 | 6.4 | 0 | 1 | 0 | 0 | 0 | 0 | 0 | 0 | 0 | 0 | 0 | 1 | 0 | 0 | 0 | 0 | 0 | 0 | 0 | 0 | 0 | 0 | 0 | 0 | 0 | 0 | 8382.5272
2025-05-04 | 8813.946 | 3.9 | 0 | 1 | 0 | 0 | 0 | 0 | 0 | 0 | 0 | 0 | 0 | 0 | 1 | 0 | 0 | 0 | 0 | 0 | 0 | 0 | 0 | 0 | 0 | 0 | 0 | 0 | 8028.3826
2025-05-04 | 8652.246 | 3.6 | 0 | 1 | 0 | 0 | 0 | 0 | 0 | 0 | 0 | 0 | 0 | 0 | 0 | 1 | 0 | 0 | 0 | 0 | 0 | 0 | 0 | 0 | 0 | 0 | 0 | 0 | 8087.9015
2025-05-04 | 8392.297 | 3.7 | 0 | 1 | 0 | 0 | 0 | 0 | 0 | 0 | 0 | 0 | 0 | 0 | 0 | 0 | 1 | 0 | 0 | 0 | 0 | 0 | 0 | 0 | 0 | 0 | 0 | 0 | 8014.7117
2025-05-04 | 8345.025 | 4.3 | 0 | 1 | 0 | 0 | 0 | 0 | 0 | 0 | 0 | 0 | 0 | 0 | 0 | 0 | 0 | 1 | 0 | 0 | 0 | 0 | 0 | 0 | 0 | 0 | 0 | 0 | 8038.9016
2025-05-04 | 8486.06 | 3.5 | 0 | 1 | 0 | 0 | 0 | 0 | 0 | 0 | 0 | 0 | 0 | 0 | 0 | 0 | 0 | 0 | 1 | 0 | 0 | 0 | 0 | 0 | 0 | 0 | 0 | 0 | 8088.0908
2025-05-04 | 9215.37 | 3.6 | 0 | 1 | 0 | 0 | 0 | 0 | 0 | 0 | 0 | 0 | 0 | 0 | 0 | 0 | 0 | 0 | 0 | 1 | 0 | 0 | 0 | 0 | 0 | 0 | 0 | 0 | 8797.7599
2025-05-04 | 10062.281 | 3.7 | 0 | 1 | 0 | 0 | 0 | 0 | 0 | 0 | 0 | 0 | 0 | 0 | 0 | 0 | 0 | 0 | 0 | 0 | 1 | 0 | 0 | 0 | 0 | 0 | 0 | 0 | 9846.6949
2025-05-04 | 10067.833 | 4.2 | 0 | 1 | 0 | 0 | 0 | 0 | 0 | 0 | 0 | 0 | 0 | 0 | 0 | 0 | 0 | 0 | 0 | 0 | 0 | 1 | 0 | 0 | 0 | 0 | 0 | 0 | 10423.6
2025-05-04 | 9941.647 | 4.6 | 0 | 1 | 0 | 0 | 0 | 0 | 0 | 0 | 0 | 0 | 0 | 0 | 0 | 0 | 0 | 0 | 0 | 0 | 0 | 0 | 1 | 0 | 0 | 0 | 0 | 0 | 10473.0564
2025-05-04 | 9619.19 | 5 | 0 | 1 | 0 | 0 | 0 | 0 | 0 | 0 | 0 | 0 | 0 | 0 | 0 | 0 | 0 | 0 | 0 | 0 | 0 | 0 | 0 | 1 | 0 | 0 | 0 | 0 | 10450.6952
2025-05-04 | 8925.058 | 5.5 | 0 | 1 | 0 | 0 | 0 | 0 | 0 | 0 | 0 | 0 | 0 | 0 | 0 | 0 | 0 | 0 | 0 | 0 | 0 | 0 | 0 | 0 | 1 | 0 | 0 | 0 | 10156.6106
2025-05-04 | 7628.047 | 5.7 | 0 | 1 | 0 | 0 | 0 | 0 | 0 | 0 | 0 | 0 | 0 | 0 | 0 | 0 | 0 | 0 | 0 | 0 | 0 | 0 | 0 | 0 | 0 | 1 | 0 | 0 | 9216.6139
2025-05-04 | 6415.021 | 5.4 | 0 | 1 | 0 | 0 | 0 | 0 | 0 | 0 | 0 | 0 | 0 | 0 | 0 | 0 | 0 | 0 | 0 | 0 | 0 | 0 | 0 | 0 | 0 | 0 | 1 | 0 | 8002.1587
2025-05-04 | 5554.173 | 6.1 | 0 | 1 | 0 | 0 | 0 | 0 | 0 | 0 | 0 | 0 | 0 | 0 | 0 | 0 | 0 | 0 | 0 | 0 | 0 | 0 | 0 | 0 | 0 | 0 | 0 | 1 | 7111.4153
2025-05-05 | 5089.14 | 6.4 | 0 | 0 | 1 | 0 | 0 | 0 | 0 | 0 | 0 | 0 | 0 | 0 | 0 | 0 | 0 | 0 | 0 | 0 | 0 | 0 | 0 | 0 | 0 | 0 | 0 | 0 | 5974.9971
2025-05-05 | 4821.818 | 4.8 | 0 | 0 | 0 | 1 | 0 | 0 | 0 | 0 | 0 | 0 | 0 | 0 | 0 | 0 | 0 | 0 | 0 | 0 | 0 | 0 | 0 | 0 | 0 | 0 | 0 | 0 | 5283.0341
2025-05-05 | 4663.254 | 3.5 | 0 | 0 | 0 | 0 | 1 | 0 | 0 | 0 | 0 | 0 | 0 | 0 | 0 | 0 | 0 | 0 | 0 | 0 | 0 | 0 | 0 | 0 | 0 | 0 | 0 | 0 | 4833.0689
2025-05-05 | 4792.305 | 2.7 | 0 | 0 | 0 | 0 | 0 | 1 | 0 | 0 | 0 | 0 | 0 | 0 | 0 | 0 | 0 | 0 | 0 | 0 | 0 | 0 | 0 | 0 | 0 | 0 | 0 | 0 | 4651.6034
2025-05-05 | 5145.105 | 2.4 | 0 | 0 | 0 | 0 | 0 | 0 | 1 | 0 | 0 | 0 | 0 | 0 | 0 | 0 | 0 | 0 | 0 | 0 | 0 | 0 | 0 | 0 | 0 | 0 | 0 | 0 | 4781.2706
2025-05-05 | 6010.057 | 2.6 | 0 | 0 | 0 | 0 | 0 | 0 | 0 | 1 | 0 | 0 | 0 | 0 | 0 | 0 | 0 | 0 | 0 | 0 | 0 | 0 | 0 | 0 | 0 | 0 | 0 | 0 | 5352.89
2025-05-05 | 6774.311 | 2.6 | 0 | 0 | 0 | 0 | 0 | 0 | 0 | 0 | 1 | 0 | 0 | 0 | 0 | 0 | 0 | 0 | 0 | 0 | 0 | 0 | 0 | 0 | 0 | 0 | 0 | 0 | 6128.8431
2025-05-05 | 6867.312 | 3.1 | 0 | 0 | 0 | 0 | 0 | 0 | 0 | 0 | 0 | 1 | 0 | 0 | 0 | 0 | 0 | 0 | 0 | 0 | 0 | 0 | 0 | 0 | 0 | 0 | 0 | 0 | 6881.5994
2025-05-05 | 6593.227 | 3.1 | 0 | 0 | 0 | 0 | 0 | 0 | 0 | 0 | 0 | 0 | 1 | 0 | 0 | 0 | 0 | 0 | 0 | 0 | 0 | 0 | 0 | 0 | 0 | 0 | 0 | 0 | 7224.4894
2025-05-05 | 6493.971 | 3.3 | 0 | 0 | 0 | 0 | 0 | 0 | 0 | 0 | 0 | 0 | 0 | 1 | 0 | 0 | 0 | 0 | 0 | 0 | 0 | 0 | 0 | 0 | 0 | 0 | 0 | 0 | 7371.6703
2025-05-05 | 6589.94 | 3.6 | 0 | 0 | 0 | 0 | 0 | 0 | 0 | 0 | 0 | 0 | 0 | 0 | 1 | 0 | 0 | 0 | 0 | 0 | 0 | 0 | 0 | 0 | 0 | 0 | 0 | 0 | 7494.181
2025-05-05 | 6651.37 | 3.3 | 0 | 0 | 0 | 0 | 0 | 0 | 0 | 0 | 0 | 0 | 0 | 0 | 0 | 1 | 0 | 0 | 0 | 0 | 0 | 0 | 0 | 0 | 0 | 0 | 0 | 0 | 7553.7
2025-05-05 | 6452.747 | 4.3 | 0 | 0 | 0 | 0 | 0 | 0 | 0 | 0 | 0 | 0 | 0 | 0 | 0 | 0 | 1 | 0 | 0 | 0 | 0 | 0 | 0 | 0 | 0 | 0 | 0 | 0 | 7633.7208
2025-05-05 | 6303.577 | 4.8 | 0 | 0 | 0 | 0 | 0 | 0 | 0 | 0 | 0 | 0 | 0 | 0 | 0 | 0 | 0 | 1 | 0 | 0 | 0 | 0 | 0 | 0 | 0 | 0 | 0 | 0 | 7640.8873
2025-05-05 | 6564.582 | 4.7 | 0 | 0 | 0 | 0 | 0 | 0 | 0 | 0 | 0 | 0 | 0 | 0 | 0 | 0 | 0 | 0 | 1 | 0 | 0 | 0 | 0 | 0 | 0 | 0 | 0 | 0 | 7809.2403
2025-05-05 | 7585.667 | 3.1 | 0 | 0 | 0 | 0 | 0 | 0 | 0 | 0 | 0 | 0 | 0 | 0 | 0 | 0 | 0 | 0 | 0 | 1 | 0 | 0 | 0 | 0 | 0 | 0 | 0 | 0 | 8229.5116
2025-05-05 | 8559.258 | 1.7 | 0 | 0 | 0 | 0 | 0 | 0 | 0 | 0 | 0 | 0 | 0 | 0 | 0 | 0 | 0 | 0 | 0 | 0 | 1 | 0 | 0 | 0 | 0 | 0 | 0 | 0 | 9023.0954
2025-05-05 | 8747.707 | 0.5 | 0 | 0 | 0 | 0 | 0 | 0 | 0 | 0 | 0 | 0 | 0 | 0 | 0 | 0 | 0 | 0 | 0 | 0 | 0 | 1 | 0 | 0 | 0 | 0 | 0 | 0 | 9310.6027
2025-05-05 | 8959.219 | 0 | 0.1 | 0 | 0 | 0 | 0 | 0 | 0 | 0 | 0 | 0 | 0 | 0 | 0 | 0 | 0 | 0 | 0 | 0 | 0 | 0 | 1 | 0 | 0 | 0 | 0 | 0 | 9263.9929
2025-05-05 | 9068.21 | 0.6 | 0 | 0 | 0 | 0 | 0 | 0 | 0 | 0 | 0 | 0 | 0 | 0 | 0 | 0 | 0 | 0 | 0 | 0 | 0 | 0 | 0 | 1 | 0 | 0 | 0 | 0 | 9218.534
2025-05-05 | 8465.417 | 2.1 | 0 | 0 | 0 | 0 | 0 | 0 | 0 | 0 | 0 | 0 | 0 | 0 | 0 | 0 | 0 | 0 | 0 | 0 | 0 | 0 | 0 | 0 | 1 | 0 | 0 | 0 | 9094.6835
2025-05-05 | 7438.782 | 3.6 | 0 | 0 | 0 | 0 | 0 | 0 | 0 | 0 | 0 | 0 | 0 | 0 | 0 | 0 | 0 | 0 | 0 | 0 | 0 | 0 | 0 | 0 | 0 | 1 | 0 | 0 | 8375.991
2025-05-05 | 6367.952 | 4 | 0 | 0 | 0 | 0 | 0 | 0 | 0 | 0 | 0 | 0 | 0 | 0 | 0 | 0 | 0 | 0 | 0 | 0 | 0 | 0 | 0 | 0 | 0 | 0 | 1 | 0 | 7280.6997
2025-05-05 | 5524.359 | 4.2 | 0 | 0 | 0 | 0 | 0 | 0 | 0 | 0 | 0 | 0 | 0 | 0 | 0 | 0 | 0 | 0 | 0 | 0 | 0 | 0 | 0 | 0 | 0 | 0 | 0 | 1 | 6304.8393
2025-05-06 | 4962.932 | 5 | 0 | 0 | 1 | 0 | 0 | 0 | 0 | 0 | 0 | 0 | 0 | 0 | 0 | 0 | 0 | 0 | 0 | 0 | 0 | 0 | 0 | 0 | 0 | 0 | 0 | 0 | 5736.6694
2025-05-06 | 4706.559 | 5.6 | 0 | 0 | 0 | 1 | 0 | 0 | 0 | 0 | 0 | 0 | 0 | 0 | 0 | 0 | 0 | 0 | 0 | 0 | 0 | 0 | 0 | 0 | 0 | 0 | 0 | 0 | 5419.2213
2025-05-06 | 4620.259 | 6.1 | 0 | 0 | 0 | 0 | 1 | 0 | 0 | 0 | 0 | 0 | 0 | 0 | 0 | 0 | 0 | 0 | 0 | 0 | 0 | 0 | 0 | 0 | 0 | 0 | 0 | 0 | 5275.6775
2025-05-06 | 4651.852 | 6.9 | 0 | 0 | 0 | 0 | 0 | 1 | 0 | 0 | 0 | 0 | 0 | 0 | 0 | 0 | 0 | 0 | 0 | 0 | 0 | 0 | 0 | 0 | 0 | 0 | 0 | 0 | 5366.5865
2025-05-06 | 5010.184 | 7.5 | 0 | 0 | 0 | 0 | 0 | 0 | 1 | 0 | 0 | 0 | 0 | 0 | 0 | 0 | 0 | 0 | 0 | 0 | 0 | 0 | 0 | 0 | 0 | 0 | 0 | 0 | 5649.4643
2025-05-06 | 5843.674 | 7.6 | 0 | 0 | 0 | 0 | 0 | 0 | 0 | 1 | 0 | 0 | 0 | 0 | 0 | 0 | 0 | 0 | 0 | 0 | 0 | 0 | 0 | 0 | 0 | 0 | 0 | 0 | 6204.0602
2025-05-06 | 6649.199 | 7.6 | 0 | 0 | 0 | 0 | 0 | 0 | 0 | 0 | 1 | 0 | 0 | 0 | 0 | 0 | 0 | 0 | 0 | 0 | 0 | 0 | 0 | 0 | 0 | 0 | 0 | 0 | 6980.0133
2025-05-06 | 6890.151 | 9.5 | 0 | 0 | 0 | 0 | 0 | 0 | 0 | 0 | 0 | 1 | 0 | 0 | 0 | 0 | 0 | 0 | 0 | 0 | 0 | 0 | 0 | 0 | 0 | 0 | 0 | 0 | 7971.0974
2025-05-06 | 6860.585 | 7.4 | 0 | 0 | 0 | 0 | 0 | 0 | 0 | 0 | 0 | 0 | 1 | 0 | 0 | 0 | 0 | 0 | 0 | 0 | 0 | 0 | 0 | 0 | 0 | 0 | 0 | 0 | 7956.4958
2025-05-06 | 6581.182 | 4.4 | 0 | 0 | 0 | 0 | 0 | 0 | 0 | 0 | 0 | 0 | 0 | 1 | 0 | 0 | 0 | 0 | 0 | 0 | 0 | 0 | 0 | 0 | 0 | 0 | 0 | 0 | 7558.9278
2025-05-06 | 6484.639 | 2.2 | 0 | 0 | 0 | 0 | 0 | 0 | 0 | 0 | 0 | 0 | 0 | 0 | 1 | 0 | 0 | 0 | 0 | 0 | 0 | 0 | 0 | 0 | 0 | 0 | 0 | 0 | 7255.8534
2025-05-06 | 6517.124 | 1.3 | 0 | 0 | 0 | 0 | 0 | 0 | 0 | 0 | 0 | 0 | 0 | 0 | 0 | 1 | 0 | 0 | 0 | 0 | 0 | 0 | 0 | 0 | 0 | 0 | 0 | 0 | 7213.2319
2025-05-06 | 6270.236 | 0.7 | 0 | 0 | 0 | 0 | 0 | 0 | 0 | 0 | 0 | 0 | 0 | 0 | 0 | 0 | 1 | 0 | 0 | 0 | 0 | 0 | 0 | 0 | 0 | 0 | 0 | 0 | 7020.8781
2025-05-06 | 6124.919 | 0.1 | 0 | 0 | 0 | 0 | 0 | 0 | 0 | 0 | 0 | 0 | 0 | 0 | 0 | 0 | 0 | 1 | 0 | 0 | 0 | 0 | 0 | 0 | 0 | 0 | 0 | 0 | 6840.7872
2025-05-06 | 6365.585 | 0 | 0.6 | 0 | 0 | 0 | 0 | 0 | 0 | 0 | 0 | 0 | 0 | 0 | 0 | 0 | 0 | 0 | 1 | 0 | 0 | 0 | 0 | 0 | 0 | 0 | 0 | 0 | 7352.0072
2025-05-06 | 7271.061 | 0 | 0.8 | 0 | 0 | 0 | 0 | 0 | 0 | 0 | 0 | 0 | 0 | 0 | 0 | 0 | 0 | 0 | 0 | 1 | 0 | 0 | 0 | 0 | 0 | 0 | 0 | 0 | 8158.9419
2025-05-06 | 8209.454 | 0 | 1.5 | 0 | 0 | 0 | 0 | 0 | 0 | 0 | 0 | 0 | 0 | 0 | 0 | 0 | 0 | 0 | 0 | 0 | 1 | 0 | 0 | 0 | 0 | 0 | 0 | 0 | 9590.8649
2025-05-06 | 8560.42 | 0 | 1.9 | 0 | 0 | 0 | 0 | 0 | 0 | 0 | 0 | 0 | 0 | 0 | 0 | 0 | 0 | 0 | 0 | 0 | 0 | 1 | 0 | 0 | 0 | 0 | 0 | 0 | 10311.231
2025-05-06 | 8806.568 | 0 | 0.4 | 0 | 0 | 0 | 0 | 0 | 0 | 0 | 0 | 0 | 0 | 0 | 0 | 0 | 0 | 0 | 0 | 0 | 0 | 0 | 1 | 0 | 0 | 0 | 0 | 0 | 9435.4263
2025-05-06 | 9116.177 | 0 | 0.1 | 0 | 0 | 0 | 0 | 0 | 0 | 0 | 0 | 0 | 0 | 0 | 0 | 0 | 0 | 0 | 0 | 0 | 0 | 0 | 0 | 1 | 0 | 0 | 0 | 0 | 9173.538
2025-05-06 | 8578.117 | 3.6 | 0 | 0 | 0 | 0 | 0 | 0 | 0 | 0 | 0 | 0 | 0 | 0 | 0 | 0 | 0 | 0 | 0 | 0 | 0 | 0 | 0 | 0 | 1 | 0 | 0 | 0 | 9350.0345
2025-05-06 | 7501.439 | 2.8 | 0 | 0 | 0 | 0 | 0 | 0 | 0 | 0 | 0 | 0 | 0 | 0 | 0 | 0 | 0 | 0 | 0 | 0 | 0 | 0 | 0 | 0 | 0 | 1 | 0 | 0 | 8239.8038
2025-05-06 | 6274.591 | 2.3 | 0 | 0 | 0 | 0 | 0 | 0 | 0 | 0 | 0 | 0 | 0 | 0 | 0 | 0 | 0 | 0 | 0 | 0 | 0 | 0 | 0 | 0 | 0 | 0 | 1 | 0 | 6991.3018
2025-05-06 | 5473.265 | 3.2 | 0 | 0 | 0 | 0 | 0 | 0 | 0 | 0 | 0 | 0 | 0 | 0 | 0 | 0 | 0 | 0 | 0 | 0 | 0 | 0 | 0 | 0 | 0 | 0 | 0 | 1 | 6134.6052
2025-05-07 | 4935.168 | 3.9 | 0 | 0 | 1 | 0 | 0 | 0 | 0 | 0 | 0 | 0 | 0 | 0 | 0 | 0 | 0 | 0 | 0 | 0 | 0 | 0 | 0 | 0 | 0 | 0 | 0 | 0 | 5549.412
2025-05-07 | 4682.578 | 4.1 | 0 | 0 | 0 | 1 | 0 | 0 | 0 | 0 | 0 | 0 | 0 | 0 | 0 | 0 | 0 | 0 | 0 | 0 | 0 | 0 | 0 | 0 | 0 | 0 | 0 | 0 | 5163.8702
2025-05-07 | 4575.639 | 5.5 | 0 | 0 | 0 | 0 | 1 | 0 | 0 | 0 | 0 | 0 | 0 | 0 | 0 | 0 | 0 | 0 | 0 | 0 | 0 | 0 | 0 | 0 | 0 | 0 | 0 | 0 | 5173.5371
2025-05-07 | 4633.951 | 6.5 | 0 | 0 | 0 | 0 | 0 | 1 | 0 | 0 | 0 | 0 | 0 | 0 | 0 | 0 | 0 | 0 | 0 | 0 | 0 | 0 | 0 | 0 | 0 | 0 | 0 | 0 | 5298.4928
2025-05-07 | 4974.717 | 6.4 | 0 | 0 | 0 | 0 | 0 | 0 | 1 | 0 | 0 | 0 | 0 | 0 | 0 | 0 | 0 | 0 | 0 | 0 | 0 | 0 | 0 | 0 | 0 | 0 | 0 | 0 | 5462.2069
2025-05-07 | 5882.684 | 6.3 | 0 | 0 | 0 | 0 | 0 | 0 | 0 | 1 | 0 | 0 | 0 | 0 | 0 | 0 | 0 | 0 | 0 | 0 | 0 | 0 | 0 | 0 | 0 | 0 | 0 | 0 | 5982.756
2025-05-07 | 6651.499 | 4.7 | 0 | 0 | 0 | 0 | 0 | 0 | 0 | 0 | 1 | 0 | 0 | 0 | 0 | 0 | 0 | 0 | 0 | 0 | 0 | 0 | 0 | 0 | 0 | 0 | 0 | 0 | 6486.3346
2025-05-07 | 6740.136 | 3.6 | 0 | 0 | 0 | 0 | 0 | 0 | 0 | 0 | 0 | 1 | 0 | 0 | 0 | 0 | 0 | 0 | 0 | 0 | 0 | 0 | 0 | 0 | 0 | 0 | 0 | 0 | 6966.7164
2025-05-07 | 6506.535 | 0.9 | 0 | 0 | 0 | 0 | 0 | 0 | 0 | 0 | 0 | 0 | 1 | 0 | 0 | 0 | 0 | 0 | 0 | 0 | 0 | 0 | 0 | 0 | 0 | 0 | 0 | 0 | 6849.9745
2025-05-07 | 6371.572 | 0.3 | 0 | 0 | 0 | 0 | 0 | 0 | 0 | 0 | 0 | 0 | 0 | 1 | 0 | 0 | 0 | 0 | 0 | 0 | 0 | 0 | 0 | 0 | 0 | 0 | 0 | 0 | 6860.9681
2025-05-07 | 6404.746 | 0 | 1.4 | 0 | 0 | 0 | 0 | 0 | 0 | 0 | 0 | 0 | 0 | 0 | 1 | 0 | 0 | 0 | 0 | 0 | 0 | 0 | 0 | 0 | 0 | 0 | 0 | 0 | 7681.3613
2025-05-07 | 6495.707 | 0 | 2.7 | 0 | 0 | 0 | 0 | 0 | 0 | 0 | 0 | 0 | 0 | 0 | 0 | 1 | 0 | 0 | 0 | 0 | 0 | 0 | 0 | 0 | 0 | 0 | 0 | 0 | 8534.8289
2025-05-07 | 6289.373 | 0 | 3.8 | 0 | 0 | 0 | 0 | 0 | 0 | 0 | 0 | 0 | 0 | 0 | 0 | 0 | 1 | 0 | 0 | 0 | 0 | 0 | 0 | 0 | 0 | 0 | 0 | 0 | 9073.205
2025-05-07 | 6267.884 | 0 | 4.8 | 0 | 0 | 0 | 0 | 0 | 0 | 0 | 0 | 0 | 0 | 0 | 0 | 0 | 0 | 1 | 0 | 0 | 0 | 0 | 0 | 0 | 0 | 0 | 0 | 0 | 9566.6994
2025-05-07 | 6538.632 | 0 | 5 | 0 | 0 | 0 | 0 | 0 | 0 | 0 | 0 | 0 | 0 | 0 | 0 | 0 | 0 | 0 | 1 | 0 | 0 | 0 | 0 | 0 | 0 | 0 | 0 | 0 | 9866.3648
2025-05-07 | 7334.168 | 0 | 4.4 | 0 | 0 | 0 | 0 | 0 | 0 | 0 | 0 | 0 | 0 | 0 | 0 | 0 | 0 | 0 | 0 | 1 | 0 | 0 | 0 | 0 | 0 | 0 | 0 | 0 | 10216.1436
2025-05-07 | 8311.034 | 0 | 1.7 | 0 | 0 | 0 | 0 | 0 | 0 | 0 | 0 | 0 | 0 | 0 | 0 | 0 | 0 | 0 | 0 | 0 | 1 | 0 | 0 | 0 | 0 | 0 | 0 | 0 | 9705.1539
2025-05-07 | 8461.985 | 0 | 0.6 | 0 | 0 | 0 | 0 | 0 | 0 | 0 | 0 | 0 | 0 | 0 | 0 | 0 | 0 | 0 | 0 | 0 | 0 | 1 | 0 | 0 | 0 | 0 | 0 | 0 | 9568.3526
2025-05-07 | 8599.636 | 2.1 | 0 | 0 | 0 | 0 | 0 | 0 | 0 | 0 | 0 | 0 | 0 | 0 | 0 | 0 | 0 | 0 | 0 | 0 | 0 | 0 | 1 | 0 | 0 | 0 | 0 | 0 | 9564.3399
2025-05-07 | 8990.807 | 4 | 0 | 0 | 0 | 0 | 0 | 0 | 0 | 0 | 0 | 0 | 0 | 0 | 0 | 0 | 0 | 0 | 0 | 0 | 0 | 0 | 0 | 1 | 0 | 0 | 0 | 0 | 9797.3298
2025-05-07 | 8646.383 | 6 | 0 | 0 | 0 | 0 | 0 | 0 | 0 | 0 | 0 | 0 | 0 | 0 | 0 | 0 | 0 | 0 | 0 | 0 | 0 | 0 | 0 | 0 | 1 | 0 | 0 | 0 | 9758.5963
2025-05-07 | 7631.373 | 6.8 | 0 | 0 | 0 | 0 | 0 | 0 | 0 | 0 | 0 | 0 | 0 | 0 | 0 | 0 | 0 | 0 | 0 | 0 | 0 | 0 | 0 | 0 | 0 | 1 | 0 | 0 | 8920.74
2025-05-07 | 6313.826 | 8.2 | 0 | 0 | 0 | 0 | 0 | 0 | 0 | 0 | 0 | 0 | 0 | 0 | 0 | 0 | 0 | 0 | 0 | 0 | 0 | 0 | 0 | 0 | 0 | 0 | 1 | 0 | 7995.6827
2025-05-07 | 5536.807 | 9.5 | 0 | 0 | 0 | 0 | 0 | 0 | 0 | 0 | 0 | 0 | 0 | 0 | 0 | 0 | 0 | 0 | 0 | 0 | 0 | 0 | 0 | 0 | 0 | 0 | 0 | 1 | 7207.0798
2025-05-08 | 5053.265 | 10.3 | 0 | 0 | 1 | 0 | 0 | 0 | 0 | 0 | 0 | 0 | 0 | 0 | 0 | 0 | 0 | 0 | 0 | 0 | 0 | 0 | 0 | 0 | 0 | 0 | 0 | 0 | 6638.9099
2025-05-08 | 4735.644 | 10.8 | 0 | 0 | 0 | 1 | 0 | 0 | 0 | 0 | 0 | 0 | 0 | 0 | 0 | 0 | 0 | 0 | 0 | 0 | 0 | 0 | 0 | 0 | 0 | 0 | 0 | 0 | 6304.4384
2025-05-08 | 4629.995 | 10.5 | 0 | 0 | 0 | 0 | 1 | 0 | 0 | 0 | 0 | 0 | 0 | 0 | 0 | 0 | 0 | 0 | 0 | 0 | 0 | 0 | 0 | 0 | 0 | 0 | 0 | 0 | 6024.7073
2025-05-08 | 4715.015 | 10.9 | 0 | 0 | 0 | 0 | 0 | 1 | 0 | 0 | 0 | 0 | 0 | 0 | 0 | 0 | 0 | 0 | 0 | 0 | 0 | 0 | 0 | 0 | 0 | 0 | 0 | 0 | 6047.5227
2025-05-08 | 5133.52 | 11 | 0 | 0 | 0 | 0 | 0 | 0 | 1 | 0 | 0 | 0 | 0 | 0 | 0 | 0 | 0 | 0 | 0 | 0 | 0 | 0 | 0 | 0 | 0 | 0 | 0 | 0 | 6245.2835
2025-05-08 | 6038.977 | 11.2 | 0 | 0 | 0 | 0 | 0 | 0 | 0 | 1 | 0 | 0 | 0 | 0 | 0 | 0 | 0 | 0 | 0 | 0 | 0 | 0 | 0 | 0 | 0 | 0 | 0 | 0 | 6816.9029
2025-05-08 | 6887.91 | 11.2 | 0 | 0 | 0 | 0 | 0 | 0 | 0 | 0 | 1 | 0 | 0 | 0 | 0 | 0 | 0 | 0 | 0 | 0 | 0 | 0 | 0 | 0 | 0 | 0 | 0 | 0 | 7592.8559
2025-05-08 | 7117.216 | 11 | 0 | 0 | 0 | 0 | 0 | 0 | 0 | 0 | 0 | 1 | 0 | 0 | 0 | 0 | 0 | 0 | 0 | 0 | 0 | 0 | 0 | 0 | 0 | 0 | 0 | 0 | 8226.4484
2025-05-08 | 6971.646 | 10.8 | 0 | 0 | 0 | 0 | 0 | 0 | 0 | 0 | 0 | 0 | 1 | 0 | 0 | 0 | 0 | 0 | 0 | 0 | 0 | 0 | 0 | 0 | 0 | 0 | 0 | 0 | 8535.2916
2025-05-08 | 6976.206 | 10.2 | 0 | 0 | 0 | 0 | 0 | 0 | 0 | 0 | 0 | 0 | 0 | 1 | 0 | 0 | 0 | 0 | 0 | 0 | 0 | 0 | 0 | 0 | 0 | 0 | 0 | 0 | 8546.2853
2025-05-08 | 6801.358 | 9.8 | 0 | 0 | 0 | 0 | 0 | 0 | 0 | 0 | 0 | 0 | 0 | 0 | 1 | 0 | 0 | 0 | 0 | 0 | 0 | 0 | 0 | 0 | 0 | 0 | 0 | 0 | 8549.6322
2025-05-08 | 6795.865 | 9.3 | 0 | 0 | 0 | 0 | 0 | 0 | 0 | 0 | 0 | 0 | 0 | 0 | 0 | 1 | 0 | 0 | 0 | 0 | 0 | 0 | 0 | 0 | 0 | 0 | 0 | 0 | 8575.1043
2025-05-08 | 6681.838 | 8.6 | 0 | 0 | 0 | 0 | 0 | 0 | 0 | 0 | 0 | 0 | 0 | 0 | 0 | 0 | 1 | 0 | 0 | 0 | 0 | 0 | 0 | 0 | 0 | 0 | 0 | 0 | 8365.7272
2025-05-08 | 6681.805 | 7.9 | 0 | 0 | 0 | 0 | 0 | 0 | 0 | 0 | 0 | 0 | 0 | 0 | 0 | 0 | 0 | 1 | 0 | 0 | 0 | 0 | 0 | 0 | 0 | 0 | 0 | 0 | 8168.6129
2025-05-08 | 6823.166 | 6.2 | 0 | 0 | 0 | 0 | 0 | 0 | 0 | 0 | 0 | 0 | 0 | 0 | 0 | 0 | 0 | 0 | 1 | 0 | 0 | 0 | 0 | 0 | 0 | 0 | 0 | 0 | 8064.5914
2025-05-08 | 7559.539 | 6 | 0 | 0 | 0 | 0 | 0 | 0 | 0 | 0 | 0 | 0 | 0 | 0 | 0 | 0 | 0 | 0 | 0 | 1 | 0 | 0 | 0 | 0 | 0 | 0 | 0 | 0 | 8723.1903
2025-05-08 | 8596.641 | 6.4 | 0 | 0 | 0 | 0 | 0 | 0 | 0 | 0 | 0 | 0 | 0 | 0 | 0 | 0 | 0 | 0 | 0 | 0 | 1 | 0 | 0 | 0 | 0 | 0 | 0 | 0 | 9823.1955
2025-05-08 | 8456.473 | 7.7 | 0 | 0 | 0 | 0 | 0 | 0 | 0 | 0 | 0 | 0 | 0 | 0 | 0 | 0 | 0 | 0 | 0 | 0 | 0 | 1 | 0 | 0 | 0 | 0 | 0 | 0 | 10536.2879
2025-05-08 | 8691.016 | 7.9 | 0 | 0 | 0 | 0 | 0 | 0 | 0 | 0 | 0 | 0 | 0 | 0 | 0 | 0 | 0 | 0 | 0 | 0 | 0 | 0 | 1 | 0 | 0 | 0 | 0 | 0 | 10551.6974
2025-05-08 | 9307.309 | 8.8 | 0 | 0 | 0 | 0 | 0 | 0 | 0 | 0 | 0 | 0 | 0 | 0 | 0 | 0 | 0 | 0 | 0 | 0 | 0 | 0 | 0 | 1 | 0 | 0 | 0 | 0 | 10614.4533
2025-05-08 | 9189.791 | 10.2 | 0 | 0 | 0 | 0 | 0 | 0 | 0 | 0 | 0 | 0 | 0 | 0 | 0 | 0 | 0 | 0 | 0 | 0 | 0 | 0 | 0 | 0 | 1 | 0 | 0 | 0 | 10473.5793
2025-05-08 | 8091.008 | 10.4 | 0 | 0 | 0 | 0 | 0 | 0 | 0 | 0 | 0 | 0 | 0 | 0 | 0 | 0 | 0 | 0 | 0 | 0 | 0 | 0 | 0 | 0 | 0 | 1 | 0 | 0 | 9533.5826
2025-05-08 | 6949.675 | 10.6 | 0 | 0 | 0 | 0 | 0 | 0 | 0 | 0 | 0 | 0 | 0 | 0 | 0 | 0 | 0 | 0 | 0 | 0 | 0 | 0 | 0 | 0 | 0 | 0 | 1 | 0 | 8404.2444
2025-05-08 | 6170.382 | 10.7 | 0 | 0 | 0 | 0 | 0 | 0 | 0 | 0 | 0 | 0 | 0 | 0 | 0 | 0 | 0 | 0 | 0 | 0 | 0 | 0 | 0 | 0 | 0 | 0 | 0 | 1 | 7411.3607
2025-05-09 | 5657.003 | 11.3 | 0 | 0 | 1 | 0 | 0 | 0 | 0 | 0 | 0 | 0 | 0 | 0 | 0 | 0 | 0 | 0 | 0 | 0 | 0 | 0 | 0 | 0 | 0 | 0 | 0 | 0 | 6809.144
2025-05-09 | 5388.23 | 11.6 | 0 | 0 | 0 | 1 | 0 | 0 | 0 | 0 | 0 | 0 | 0 | 0 | 0 | 0 | 0 | 0 | 0 | 0 | 0 | 0 | 0 | 0 | 0 | 0 | 0 | 0 | 6440.6257
2025-05-09 | 5301.664 | 12.6 | 0 | 0 | 0 | 0 | 1 | 0 | 0 | 0 | 0 | 0 | 0 | 0 | 0 | 0 | 0 | 0 | 0 | 0 | 0 | 0 | 0 | 0 | 0 | 0 | 0 | 0 | 6382.1989
2025-05-09 | 5421.622 | 13.4 | 0 | 0 | 0 | 0 | 0 | 1 | 0 | 0 | 0 | 0 | 0 | 0 | 0 | 0 | 0 | 0 | 0 | 0 | 0 | 0 | 0 | 0 | 0 | 0 | 0 | 0 | 6473.1078
2025-05-09 | 5906.546 | 14 | 0 | 0 | 0 | 0 | 0 | 0 | 1 | 0 | 0 | 0 | 0 | 0 | 0 | 0 | 0 | 0 | 0 | 0 | 0 | 0 | 0 | 0 | 0 | 0 | 0 | 0 | 6755.9857
2025-05-09 | 6797.868 | 13.7 | 0 | 0 | 0 | 0 | 0 | 0 | 0 | 1 | 0 | 0 | 0 | 0 | 0 | 0 | 0 | 0 | 0 | 0 | 0 | 0 | 0 | 0 | 0 | 0 | 0 | 0 | 7242.488
2025-05-09 | 7347.114 | 12.8 | 0 | 0 | 0 | 0 | 0 | 0 | 0 | 0 | 1 | 0 | 0 | 0 | 0 | 0 | 0 | 0 | 0 | 0 | 0 | 0 | 0 | 0 | 0 | 0 | 0 | 0 | 7865.2304
2025-05-09 | 7380.238 | 10.2 | 0 | 0 | 0 | 0 | 0 | 0 | 0 | 0 | 0 | 1 | 0 | 0 | 0 | 0 | 0 | 0 | 0 | 0 | 0 | 0 | 0 | 0 | 0 | 0 | 0 | 0 | 8090.2612
2025-05-09 | 7150.441 | 7.4 | 0 | 0 | 0 | 0 | 0 | 0 | 0 | 0 | 0 | 0 | 1 | 0 | 0 | 0 | 0 | 0 | 0 | 0 | 0 | 0 | 0 | 0 | 0 | 0 | 0 | 0 | 7956.4958
2025-05-09 | 6885.309 | 5.4 | 0 | 0 | 0 | 0 | 0 | 0 | 0 | 0 | 0 | 0 | 0 | 1 | 0 | 0 | 0 | 0 | 0 | 0 | 0 | 0 | 0 | 0 | 0 | 0 | 0 | 0 | 7729.1618
2025-05-09 | 6838.104 | 5.8 | 0 | 0 | 0 | 0 | 0 | 0 | 0 | 0 | 0 | 0 | 0 | 0 | 1 | 0 | 0 | 0 | 0 | 0 | 0 | 0 | 0 | 0 | 0 | 0 | 0 | 0 | 7868.696
2025-05-09 | 6895.682 | 5.6 | 0 | 0 | 0 | 0 | 0 | 0 | 0 | 0 | 0 | 0 | 0 | 0 | 0 | 1 | 0 | 0 | 0 | 0 | 0 | 0 | 0 | 0 | 0 | 0 | 0 | 0 | 7945.2383
2025-05-09 | 6688.394 | 5.4 | 0 | 0 | 0 | 0 | 0 | 0 | 0 | 0 | 0 | 0 | 0 | 0 | 0 | 0 | 1 | 0 | 0 | 0 | 0 | 0 | 0 | 0 | 0 | 0 | 0 | 0 | 7820.9782
2025-05-09 | 6571.04 | 4.1 | 0 | 0 | 0 | 0 | 0 | 0 | 0 | 0 | 0 | 0 | 0 | 0 | 0 | 0 | 0 | 1 | 0 | 0 | 0 | 0 | 0 | 0 | 0 | 0 | 0 | 0 | 7521.7234
2025-05-09 | 6752.437 | 4.1 | 0 | 0 | 0 | 0 | 0 | 0 | 0 | 0 | 0 | 0 | 0 | 0 | 0 | 0 | 0 | 0 | 1 | 0 | 0 | 0 | 0 | 0 | 0 | 0 | 0 | 0 | 7707.0999
2025-05-09 | 7213.444 | 2.9 | 0 | 0 | 0 | 0 | 0 | 0 | 0 | 0 | 0 | 0 | 0 | 0 | 0 | 0 | 0 | 0 | 0 | 1 | 0 | 0 | 0 | 0 | 0 | 0 | 0 | 0 | 8195.4648
2025-05-09 | 8044.354 | 2.6 | 0 | 0 | 0 | 0 | 0 | 0 | 0 | 0 | 0 | 0 | 0 | 0 | 0 | 0 | 0 | 0 | 0 | 0 | 1 | 0 | 0 | 0 | 0 | 0 | 0 | 0 | 9176.3061
2025-05-09 | 8111.93 | 0.9 | 0 | 0 | 0 | 0 | 0 | 0 | 0 | 0 | 0 | 0 | 0 | 0 | 0 | 0 | 0 | 0 | 0 | 0 | 0 | 1 | 0 | 0 | 0 | 0 | 0 | 0 | 9378.6963
2025-05-09 | 8394.3 | 1.9 | 0 | 0 | 0 | 0 | 0 | 0 | 0 | 0 | 0 | 0 | 0 | 0 | 0 | 0 | 0 | 0 | 0 | 0 | 0 | 0 | 1 | 0 | 0 | 0 | 0 | 0 | 9530.2931
2025-05-09 | 8830.285 | 2.9 | 0 | 0 | 0 | 0 | 0 | 0 | 0 | 0 | 0 | 0 | 0 | 0 | 0 | 0 | 0 | 0 | 0 | 0 | 0 | 0 | 0 | 1 | 0 | 0 | 0 | 0 | 9610.0723
2025-05-09 | 8724.618 | 3.9 | 0 | 0 | 0 | 0 | 0 | 0 | 0 | 0 | 0 | 0 | 0 | 0 | 0 | 0 | 0 | 0 | 0 | 0 | 0 | 0 | 0 | 0 | 1 | 0 | 0 | 0 | 9401.1048
2025-05-09 | 7901.697 | 6 | 0 | 0 | 0 | 0 | 0 | 0 | 0 | 0 | 0 | 0 | 0 | 0 | 0 | 0 | 0 | 0 | 0 | 0 | 0 | 0 | 0 | 0 | 0 | 1 | 0 | 0 | 8784.5528
2025-05-09 | 6982.709 | 7.3 | 0 | 0 | 0 | 0 | 0 | 0 | 0 | 0 | 0 | 0 | 0 | 0 | 0 | 0 | 0 | 0 | 0 | 0 | 0 | 0 | 0 | 0 | 0 | 0 | 1 | 0 | 7842.472
2025-05-09 | 6188.054 | 8.2 | 0 | 0 | 0 | 0 | 0 | 0 | 0 | 0 | 0 | 0 | 0 | 0 | 0 | 0 | 0 | 0 | 0 | 0 | 0 | 0 | 0 | 0 | 0 | 0 | 0 | 1 | 6985.7755
2025-05-10 | 5700.323 | 9.5 | 0 | 1 | 1 | 0 | 0 | 0 | 0 | 0 | 0 | 0 | 0 | 0 | 0 | 0 | 0 | 0 | 0 | 0 | 0 | 0 | 0 | 0 | 0 | 0 | 0 | 0 | 6985.854
2025-05-10 | 5364.608 | 10.4 | 0 | 1 | 0 | 1 | 0 | 0 | 0 | 0 | 0 | 0 | 0 | 0 | 0 | 0 | 0 | 0 | 0 | 0 | 0 | 0 | 0 | 0 | 0 | 0 | 0 | 0 | 6719.4761
2025-05-10 | 5202.352 | 10.8 | 0 | 1 | 0 | 0 | 1 | 0 | 0 | 0 | 0 | 0 | 0 | 0 | 0 | 0 | 0 | 0 | 0 | 0 | 0 | 0 | 0 | 0 | 0 | 0 | 0 | 0 | 6558.9089
2025-05-10 | 5248.008 | 11.3 | 0 | 1 | 0 | 0 | 0 | 1 | 0 | 0 | 0 | 0 | 0 | 0 | 0 | 0 | 0 | 0 | 0 | 0 | 0 | 0 | 0 | 0 | 0 | 0 | 0 | 0 | 6598.7476
2025-05-10 | 5456.11 | 11.8 | 0 | 1 | 0 | 0 | 0 | 0 | 1 | 0 | 0 | 0 | 0 | 0 | 0 | 0 | 0 | 0 | 0 | 0 | 0 | 0 | 0 | 0 | 0 | 0 | 0 | 0 | 6864.6021
2025-05-10 | 6147.301 | 12.8 | 0 | 1 | 0 | 0 | 0 | 0 | 0 | 1 | 0 | 0 | 0 | 0 | 0 | 0 | 0 | 0 | 0 | 0 | 0 | 0 | 0 | 0 | 0 | 0 | 0 | 0 | 7572.4087
2025-05-10 | 6827.586 | 10.4 | 0 | 1 | 0 | 0 | 0 | 0 | 0 | 0 | 1 | 0 | 0 | 0 | 0 | 0 | 0 | 0 | 0 | 0 | 0 | 0 | 0 | 0 | 0 | 0 | 0 | 0 | 7939.8
2025-05-10 | 7648.987 | 8.4 | 0 | 1 | 0 | 0 | 0 | 0 | 0 | 0 | 0 | 1 | 0 | 0 | 0 | 0 | 0 | 0 | 0 | 0 | 0 | 0 | 0 | 0 | 0 | 0 | 0 | 0 | 8266.9712
2025-05-10 | 7986.959 | 6.8 | 0 | 1 | 0 | 0 | 0 | 0 | 0 | 0 | 0 | 0 | 1 | 0 | 0 | 0 | 0 | 0 | 0 | 0 | 0 | 0 | 0 | 0 | 0 | 0 | 0 | 0 | 8337.4868
2025-05-10 | 8186.942 | 3.4 | 0 | 1 | 0 | 0 | 0 | 0 | 0 | 0 | 0 | 0 | 0 | 1 | 0 | 0 | 0 | 0 | 0 | 0 | 0 | 0 | 0 | 0 | 0 | 0 | 0 | 0 | 7871.8251
2025-05-10 | 8129.38 | 0 | 0.4 | 1 | 0 | 0 | 0 | 0 | 0 | 0 | 0 | 0 | 0 | 0 | 1 | 0 | 0 | 0 | 0 | 0 | 0 | 0 | 0 | 0 | 0 | 0 | 0 | 0 | 7593.0477
2025-05-10 | 8090.591 | 0 | 1.8 | 1 | 0 | 0 | 0 | 0 | 0 | 0 | 0 | 0 | 0 | 0 | 0 | 1 | 0 | 0 | 0 | 0 | 0 | 0 | 0 | 0 | 0 | 0 | 0 | 0 | 8503.6598
2025-05-10 | 7743.741 | 0 | 1.1 | 1 | 0 | 0 | 0 | 0 | 0 | 0 | 0 | 0 | 0 | 0 | 0 | 0 | 1 | 0 | 0 | 0 | 0 | 0 | 0 | 0 | 0 | 0 | 0 | 0 | 8013.4351
2025-05-10 | 7427.949 | 0 | 2.7 | 1 | 0 | 0 | 0 | 0 | 0 | 0 | 0 | 0 | 0 | 0 | 0 | 0 | 0 | 1 | 0 | 0 | 0 | 0 | 0 | 0 | 0 | 0 | 0 | 0 | 8849.7964
2025-05-10 | 7299.86 | 0 | 3.3 | 1 | 0 | 0 | 0 | 0 | 0 | 0 | 0 | 0 | 0 | 0 | 0 | 0 | 0 | 0 | 1 | 0 | 0 | 0 | 0 | 0 | 0 | 0 | 0 | 0 | 9378.0398
2025-05-10 | 7807.875 | 0 | 3.7 | 1 | 0 | 0 | 0 | 0 | 0 | 0 | 0 | 0 | 0 | 0 | 0 | 0 | 0 | 0 | 0 | 1 | 0 | 0 | 0 | 0 | 0 | 0 | 0 | 0 | 10299.2635
2025-05-10 | 8395.281 | 0 | 4.5 | 1 | 0 | 0 | 0 | 0 | 0 | 0 | 0 | 0 | 0 | 0 | 0 | 0 | 0 | 0 | 0 | 0 | 1 | 0 | 0 | 0 | 0 | 0 | 0 | 0 | 11788.331
2025-05-10 | 8433.267 | 0 | 3 | 1 | 0 | 0 | 0 | 0 | 0 | 0 | 0 | 0 | 0 | 0 | 0 | 0 | 0 | 0 | 0 | 0 | 0 | 1 | 0 | 0 | 0 | 0 | 0 | 0 | 11422.9518
2025-05-10 | 8221.163 | 0.3 | 0 | 1 | 0 | 0 | 0 | 0 | 0 | 0 | 0 | 0 | 0 | 0 | 0 | 0 | 0 | 0 | 0 | 0 | 0 | 0 | 1 | 0 | 0 | 0 | 0 | 0 | 9741.0499
2025-05-10 | 8240.383 | 1.8 | 0 | 1 | 0 | 0 | 0 | 0 | 0 | 0 | 0 | 0 | 0 | 0 | 0 | 0 | 0 | 0 | 0 | 0 | 0 | 0 | 0 | 1 | 0 | 0 | 0 | 0 | 9905.9462
2025-05-10 | 8067.665 | 4 | 0 | 1 | 0 | 0 | 0 | 0 | 0 | 0 | 0 | 0 | 0 | 0 | 0 | 0 | 0 | 0 | 0 | 0 | 0 | 0 | 0 | 0 | 1 | 0 | 0 | 0 | 9901.2595
2025-05-10 | 7421.501 | 4.4 | 0 | 1 | 0 | 0 | 0 | 0 | 0 | 0 | 0 | 0 | 0 | 0 | 0 | 0 | 0 | 0 | 0 | 0 | 0 | 0 | 0 | 0 | 0 | 1 | 0 | 0 | 8995.3096
2025-05-10 | 6538.758 | 5.2 | 0 | 1 | 0 | 0 | 0 | 0 | 0 | 0 | 0 | 0 | 0 | 0 | 0 | 0 | 0 | 0 | 0 | 0 | 0 | 0 | 0 | 0 | 0 | 0 | 1 | 0 | 7968.1119
2025-05-10 | 5721.887 | 6.6 | 0 | 1 | 0 | 0 | 0 | 0 | 0 | 0 | 0 | 0 | 0 | 0 | 0 | 0 | 0 | 0 | 0 | 0 | 0 | 0 | 0 | 0 | 0 | 0 | 0 | 1 | 7196.5324
2025-05-11 | 5236.685 | 7.3 | 0 | 1 | 1 | 0 | 0 | 0 | 0 | 0 | 0 | 0 | 0 | 0 | 0 | 0 | 0 | 0 | 0 | 0 | 0 | 0 | 0 | 0 | 0 | 0 | 0 | 0 | 6611.3391
2025-05-11 | 4920.516 | 8.2 | 0 | 1 | 0 | 1 | 0 | 0 | 0 | 0 | 0 | 0 | 0 | 0 | 0 | 0 | 0 | 0 | 0 | 0 | 0 | 0 | 0 | 0 | 0 | 0 | 0 | 0 | 6344.9612
2025-05-11 | 4764.029 | 9.4 | 0 | 1 | 0 | 0 | 1 | 0 | 0 | 0 | 0 | 0 | 0 | 0 | 0 | 0 | 0 | 0 | 0 | 0 | 0 | 0 | 0 | 0 | 0 | 0 | 0 | 0 | 6320.5812
2025-05-11 | 4819.119 | 10.9 | 0 | 1 | 0 | 0 | 0 | 1 | 0 | 0 | 0 | 0 | 0 | 0 | 0 | 0 | 0 | 0 | 0 | 0 | 0 | 0 | 0 | 0 | 0 | 0 | 0 | 0 | 6530.654
2025-05-11 | 5001.304 | 11.5 | 0 | 1 | 0 | 0 | 0 | 0 | 1 | 0 | 0 | 0 | 0 | 0 | 0 | 0 | 0 | 0 | 0 | 0 | 0 | 0 | 0 | 0 | 0 | 0 | 0 | 0 | 6813.5319
2025-05-11 | 5583.718 | 12.8 | 0 | 1 | 0 | 0 | 0 | 0 | 0 | 1 | 0 | 0 | 0 | 0 | 0 | 0 | 0 | 0 | 0 | 0 | 0 | 0 | 0 | 0 | 0 | 0 | 0 | 0 | 7572.4087
2025-05-11 | 6486.848 | 11.7 | 0 | 1 | 0 | 0 | 0 | 0 | 0 | 0 | 1 | 0 | 0 | 0 | 0 | 0 | 0 | 0 | 0 | 0 | 0 | 0 | 0 | 0 | 0 | 0 | 0 | 0 | 8161.1043
2025-05-11 | 7499.412 | 10.2 | 0 | 1 | 0 | 0 | 0 | 0 | 0 | 0 | 0 | 1 | 0 | 0 | 0 | 0 | 0 | 0 | 0 | 0 | 0 | 0 | 0 | 0 | 0 | 0 | 0 | 0 | 8573.3925
2025-05-11 | 8164.122 | 8.7 | 0 | 1 | 0 | 0 | 0 | 0 | 0 | 0 | 0 | 0 | 1 | 0 | 0 | 0 | 0 | 0 | 0 | 0 | 0 | 0 | 0 | 0 | 0 | 0 | 0 | 0 | 8660.9315
2025-05-11 | 8474.534 | 7.6 | 0 | 1 | 0 | 0 | 0 | 0 | 0 | 0 | 0 | 0 | 0 | 1 | 0 | 0 | 0 | 0 | 0 | 0 | 0 | 0 | 0 | 0 | 0 | 0 | 0 | 0 | 8586.8081
2025-05-11 | 8429.489 | 5.6 | 0 | 1 | 0 | 0 | 0 | 0 | 0 | 0 | 0 | 0 | 0 | 0 | 1 | 0 | 0 | 0 | 0 | 0 | 0 | 0 | 0 | 0 | 0 | 0 | 0 | 0 | 8317.7805
2025-05-11 | 8258.256 | 6 | 0 | 1 | 0 | 0 | 0 | 0 | 0 | 0 | 0 | 0 | 0 | 0 | 0 | 1 | 0 | 0 | 0 | 0 | 0 | 0 | 0 | 0 | 0 | 0 | 0 | 0 | 8496.4633
2025-05-11 | 8101.068 | 5.5 | 0 | 1 | 0 | 0 | 0 | 0 | 0 | 0 | 0 | 0 | 0 | 0 | 0 | 0 | 1 | 0 | 0 | 0 | 0 | 0 | 0 | 0 | 0 | 0 | 0 | 0 | 8321.133
2025-05-11 | 7841.483 | 5.6 | 0 | 1 | 0 | 0 | 0 | 0 | 0 | 0 | 0 | 0 | 0 | 0 | 0 | 0 | 0 | 1 | 0 | 0 | 0 | 0 | 0 | 0 | 0 | 0 | 0 | 0 | 8260.2059
2025-05-11 | 7771.82 | 5.4 | 0 | 1 | 0 | 0 | 0 | 0 | 0 | 0 | 0 | 0 | 0 | 0 | 0 | 0 | 0 | 0 | 1 | 0 | 0 | 0 | 0 | 0 | 0 | 0 | 0 | 0 | 8411.5355
2025-05-11 | 8426.712 | 4.6 | 0 | 1 | 0 | 0 | 0 | 0 | 0 | 0 | 0 | 0 | 0 | 0 | 0 | 0 | 0 | 0 | 0 | 1 | 0 | 0 | 0 | 0 | 0 | 0 | 0 | 0 | 8967.994
2025-05-11 | 9186.882 | 4.6 | 0 | 1 | 0 | 0 | 0 | 0 | 0 | 0 | 0 | 0 | 0 | 0 | 0 | 0 | 0 | 0 | 0 | 0 | 1 | 0 | 0 | 0 | 0 | 0 | 0 | 0 | 9999.9056
2025-05-11 | 9152.706 | 4 | 0 | 1 | 0 | 0 | 0 | 0 | 0 | 0 | 0 | 0 | 0 | 0 | 0 | 0 | 0 | 0 | 0 | 0 | 0 | 1 | 0 | 0 | 0 | 0 | 0 | 0 | 10389.5532
2025-05-11 | 9222.037 | 4.8 | 0 | 1 | 0 | 0 | 0 | 0 | 0 | 0 | 0 | 0 | 0 | 0 | 0 | 0 | 0 | 0 | 0 | 0 | 0 | 0 | 1 | 0 | 0 | 0 | 0 | 0 | 10507.1032
2025-05-11 | 9494.776 | 5.7 | 0 | 1 | 0 | 0 | 0 | 0 | 0 | 0 | 0 | 0 | 0 | 0 | 0 | 0 | 0 | 0 | 0 | 0 | 0 | 0 | 0 | 1 | 0 | 0 | 0 | 0 | 10569.859
2025-05-11 | 9155.263 | 6.6 | 0 | 1 | 0 | 0 | 0 | 0 | 0 | 0 | 0 | 0 | 0 | 0 | 0 | 0 | 0 | 0 | 0 | 0 | 0 | 0 | 0 | 0 | 1 | 0 | 0 | 0 | 10343.8681
2025-05-11 | 8033.684 | 6.9 | 0 | 1 | 0 | 0 | 0 | 0 | 0 | 0 | 0 | 0 | 0 | 0 | 0 | 0 | 0 | 0 | 0 | 0 | 0 | 0 | 0 | 0 | 0 | 1 | 0 | 0 | 9420.8948
2025-05-11 | 6669.796 | 7.6 | 0 | 1 | 0 | 0 | 0 | 0 | 0 | 0 | 0 | 0 | 0 | 0 | 0 | 0 | 0 | 0 | 0 | 0 | 0 | 0 | 0 | 0 | 0 | 0 | 1 | 0 | 8376.6736
2025-05-11 | 5810.075 | 8.1 | 0 | 1 | 0 | 0 | 0 | 0 | 0 | 0 | 0 | 0 | 0 | 0 | 0 | 0 | 0 | 0 | 0 | 0 | 0 | 0 | 0 | 0 | 0 | 0 | 0 | 1 | 7451.8835
2025-05-12 | 5304.157 | 8.6 | 0 | 0 | 1 | 0 | 0 | 0 | 0 | 0 | 0 | 0 | 0 | 0 | 0 | 0 | 0 | 0 | 0 | 0 | 0 | 0 | 0 | 0 | 0 | 0 | 0 | 0 | 6349.512
2025-05-12 | 5089.196 | 8.4 | 0 | 0 | 0 | 1 | 0 | 0 | 0 | 0 | 0 | 0 | 0 | 0 | 0 | 0 | 0 | 0 | 0 | 0 | 0 | 0 | 0 | 0 | 0 | 0 | 0 | 0 | 5895.8767
2025-05-12 | 5093.344 | 9 | 0 | 0 | 0 | 0 | 1 | 0 | 0 | 0 | 0 | 0 | 0 | 0 | 0 | 0 | 0 | 0 | 0 | 0 | 0 | 0 | 0 | 0 | 0 | 0 | 0 | 0 | 5769.3563
2025-05-12 | 5237.976 | 9.4 | 0 | 0 | 0 | 0 | 0 | 1 | 0 | 0 | 0 | 0 | 0 | 0 | 0 | 0 | 0 | 0 | 0 | 0 | 0 | 0 | 0 | 0 | 0 | 0 | 0 | 0 | 5792.1716
2025-05-12 | 5655.028 | 9.7 | 0 | 0 | 0 | 0 | 0 | 0 | 1 | 0 | 0 | 0 | 0 | 0 | 0 | 0 | 0 | 0 | 0 | 0 | 0 | 0 | 0 | 0 | 0 | 0 | 0 | 0 | 6023.9793
2025-05-12 | 6532.47 | 9.5 | 0 | 0 | 0 | 0 | 0 | 0 | 0 | 1 | 0 | 0 | 0 | 0 | 0 | 0 | 0 | 0 | 0 | 0 | 0 | 0 | 0 | 0 | 0 | 0 | 0 | 0 | 6527.505
2025-05-12 | 7088.503 | 9.2 | 0 | 0 | 0 | 0 | 0 | 0 | 0 | 0 | 1 | 0 | 0 | 0 | 0 | 0 | 0 | 0 | 0 | 0 | 0 | 0 | 0 | 0 | 0 | 0 | 0 | 0 | 7252.3878
2025-05-12 | 7017.733 | 8.2 | 0 | 0 | 0 | 0 | 0 | 0 | 0 | 0 | 0 | 1 | 0 | 0 | 0 | 0 | 0 | 0 | 0 | 0 | 0 | 0 | 0 | 0 | 0 | 0 | 0 | 0 | 7749.7931
2025-05-12 | 6790.925 | 5.8 | 0 | 0 | 0 | 0 | 0 | 0 | 0 | 0 | 0 | 0 | 1 | 0 | 0 | 0 | 0 | 0 | 0 | 0 | 0 | 0 | 0 | 0 | 0 | 0 | 0 | 0 | 7684.1214
2025-05-12 | 6627.962 | 2.9 | 0 | 0 | 0 | 0 | 0 | 0 | 0 | 0 | 0 | 0 | 0 | 1 | 0 | 0 | 0 | 0 | 0 | 0 | 0 | 0 | 0 | 0 | 0 | 0 | 0 | 0 | 7303.5767
2025-05-12 | 6512.698 | 0 | 0 | 0 | 0 | 0 | 0 | 0 | 0 | 0 | 0 | 0 | 0 | 0 | 1 | 0 | 0 | 0 | 0 | 0 | 0 | 0 | 0 | 0 | 0 | 0 | 0 | 0 | 6881.3384
2025-05-12 | 6462.577 | 0 | 2 | 0 | 0 | 0 | 0 | 0 | 0 | 0 | 0 | 0 | 0 | 0 | 0 | 1 | 0 | 0 | 0 | 0 | 0 | 0 | 0 | 0 | 0 | 0 | 0 | 0 | 8134.8174
2025-05-12 | 6174.35 | 0 | 1.2 | 0 | 0 | 0 | 0 | 0 | 0 | 0 | 0 | 0 | 0 | 0 | 0 | 0 | 1 | 0 | 0 | 0 | 0 | 0 | 0 | 0 | 0 | 0 | 0 | 0 | 7587.4482
2025-05-12 | 6089.672 | 0 | 3 | 0 | 0 | 0 | 0 | 0 | 0 | 0 | 0 | 0 | 0 | 0 | 0 | 0 | 0 | 1 | 0 | 0 | 0 | 0 | 0 | 0 | 0 | 0 | 0 | 0 | 8538.0986
2025-05-12 | 6292.255 | 0 | 3.5 | 0 | 0 | 0 | 0 | 0 | 0 | 0 | 0 | 0 | 0 | 0 | 0 | 0 | 0 | 0 | 1 | 0 | 0 | 0 | 0 | 0 | 0 | 0 | 0 | 0 | 9009.1975
2025-05-12 | 7165.422 | 0 | 4.5 | 0 | 0 | 0 | 0 | 0 | 0 | 0 | 0 | 0 | 0 | 0 | 0 | 0 | 0 | 0 | 0 | 1 | 0 | 0 | 0 | 0 | 0 | 0 | 0 | 0 | 10273.2881
2025-05-12 | 8285.636 | 0 | 6.5 | 0 | 0 | 0 | 0 | 0 | 0 | 0 | 0 | 0 | 0 | 0 | 0 | 0 | 0 | 0 | 0 | 0 | 1 | 0 | 0 | 0 | 0 | 0 | 0 | 0 | 12448.0895
2025-05-12 | 8294.727 | 0 | 6.8 | 0 | 0 | 0 | 0 | 0 | 0 | 0 | 0 | 0 | 0 | 0 | 0 | 0 | 0 | 0 | 0 | 0 | 0 | 1 | 0 | 0 | 0 | 0 | 0 | 0 | 13111.3111
2025-05-12 | 8454.51 | 0 | 5.1 | 0 | 0 | 0 | 0 | 0 | 0 | 0 | 0 | 0 | 0 | 0 | 0 | 0 | 0 | 0 | 0 | 0 | 0 | 0 | 1 | 0 | 0 | 0 | 0 | 0 | 12121.2175
2025-05-12 | 8905.442 | 0 | 2.8 | 0 | 0 | 0 | 0 | 0 | 0 | 0 | 0 | 0 | 0 | 0 | 0 | 0 | 0 | 0 | 0 | 0 | 0 | 0 | 0 | 1 | 0 | 0 | 0 | 0 | 10716.4393
2025-05-12 | 8684.772 | 0.8 | 0 | 0 | 0 | 0 | 0 | 0 | 0 | 0 | 0 | 0 | 0 | 0 | 0 | 0 | 0 | 0 | 0 | 0 | 0 | 0 | 0 | 0 | 1 | 0 | 0 | 0 | 8873.3792
2025-05-12 | 7524.78 | 3.2 | 0 | 0 | 0 | 0 | 0 | 0 | 0 | 0 | 0 | 0 | 0 | 0 | 0 | 0 | 0 | 0 | 0 | 0 | 0 | 0 | 0 | 0 | 0 | 1 | 0 | 0 | 8307.8974
2025-05-12 | 6357.138 | 3 | 0 | 0 | 0 | 0 | 0 | 0 | 0 | 0 | 0 | 0 | 0 | 0 | 0 | 0 | 0 | 0 | 0 | 0 | 0 | 0 | 0 | 0 | 0 | 0 | 1 | 0 | 7110.4656
2025-05-12 | 5447.002 | 3.1 | 0 | 0 | 0 | 0 | 0 | 0 | 0 | 0 | 0 | 0 | 0 | 0 | 0 | 0 | 0 | 0 | 0 | 0 | 0 | 0 | 0 | 0 | 0 | 0 | 0 | 1 | 6117.5818
2025-05-13 | 4992.638 | 3.3 | 0 | 0 | 1 | 0 | 0 | 0 | 0 | 0 | 0 | 0 | 0 | 0 | 0 | 0 | 0 | 0 | 0 | 0 | 0 | 0 | 0 | 0 | 0 | 0 | 0 | 0 | 5447.2715
2025-05-13 | 4667.415 | 2 | 0 | 0 | 0 | 1 | 0 | 0 | 0 | 0 | 0 | 0 | 0 | 0 | 0 | 0 | 0 | 0 | 0 | 0 | 0 | 0 | 0 | 0 | 0 | 0 | 0 | 0 | 4806.3787
2025-05-13 | 4590.811 | 3.2 | 0 | 0 | 0 | 0 | 1 | 0 | 0 | 0 | 0 | 0 | 0 | 0 | 0 | 0 | 0 | 0 | 0 | 0 | 0 | 0 | 0 | 0 | 0 | 0 | 0 | 0 | 4781.9987
2025-05-13 | 4714.73 | 2.7 | 0 | 0 | 0 | 0 | 0 | 1 | 0 | 0 | 0 | 0 | 0 | 0 | 0 | 0 | 0 | 0 | 0 | 0 | 0 | 0 | 0 | 0 | 0 | 0 | 0 | 0 | 4651.6034
2025-05-13 | 5049.861 | 2.9 | 0 | 0 | 0 | 0 | 0 | 0 | 1 | 0 | 0 | 0 | 0 | 0 | 0 | 0 | 0 | 0 | 0 | 0 | 0 | 0 | 0 | 0 | 0 | 0 | 0 | 0 | 4866.3877
2025-05-13 | 5860.507 | 3.2 | 0 | 0 | 0 | 0 | 0 | 0 | 0 | 1 | 0 | 0 | 0 | 0 | 0 | 0 | 0 | 0 | 0 | 0 | 0 | 0 | 0 | 0 | 0 | 0 | 0 | 0 | 5455.0304
2025-05-13 | 6547.26 | 3.9 | 0 | 0 | 0 | 0 | 0 | 0 | 0 | 0 | 1 | 0 | 0 | 0 | 0 | 0 | 0 | 0 | 0 | 0 | 0 | 0 | 0 | 0 | 0 | 0 | 0 | 0 | 6350.1473
2025-05-13 | 6514.839 | 2.9 | 0 | 0 | 0 | 0 | 0 | 0 | 0 | 0 | 0 | 1 | 0 | 0 | 0 | 0 | 0 | 0 | 0 | 0 | 0 | 0 | 0 | 0 | 0 | 0 | 0 | 0 | 6847.5526
2025-05-13 | 6296.085 | 1.9 | 0 | 0 | 0 | 0 | 0 | 0 | 0 | 0 | 0 | 0 | 1 | 0 | 0 | 0 | 0 | 0 | 0 | 0 | 0 | 0 | 0 | 0 | 0 | 0 | 0 | 0 | 7020.2085
2025-05-13 | 6259.654 | 0.1 | 0 | 0 | 0 | 0 | 0 | 0 | 0 | 0 | 0 | 0 | 0 | 1 | 0 | 0 | 0 | 0 | 0 | 0 | 0 | 0 | 0 | 0 | 0 | 0 | 0 | 0 | 6826.9213
2025-05-13 | 6172.487 | 0 | 2.7 | 0 | 0 | 0 | 0 | 0 | 0 | 0 | 0 | 0 | 0 | 0 | 1 | 0 | 0 | 0 | 0 | 0 | 0 | 0 | 0 | 0 | 0 | 0 | 0 | 0 | 8424.2397
2025-05-13 | 6292.413 | 0 | 3.1 | 0 | 0 | 0 | 0 | 0 | 0 | 0 | 0 | 0 | 0 | 0 | 0 | 1 | 0 | 0 | 0 | 0 | 0 | 0 | 0 | 0 | 0 | 0 | 0 | 0 | 8763.4068
2025-05-13 | 6099.99 | 0 | 4.5 | 0 | 0 | 0 | 0 | 0 | 0 | 0 | 0 | 0 | 0 | 0 | 0 | 0 | 1 | 0 | 0 | 0 | 0 | 0 | 0 | 0 | 0 | 0 | 0 | 0 | 9473.2165
2025-05-13 | 6107.738 | 0 | 6.4 | 0 | 0 | 0 | 0 | 0 | 0 | 0 | 0 | 0 | 0 | 0 | 0 | 0 | 0 | 1 | 0 | 0 | 0 | 0 | 0 | 0 | 0 | 0 | 0 | 0 | 10481.0113
2025-05-13 | 6458.273 | 0 | 4.1 | 0 | 0 | 0 | 0 | 0 | 0 | 0 | 0 | 0 | 0 | 0 | 0 | 0 | 0 | 0 | 1 | 0 | 0 | 0 | 0 | 0 | 0 | 0 | 0 | 0 | 9352.0644
2025-05-13 | 7468.628 | 0.1 | 0 | 0 | 0 | 0 | 0 | 0 | 0 | 0 | 0 | 0 | 0 | 0 | 0 | 0 | 0 | 0 | 0 | 1 | 0 | 0 | 0 | 0 | 0 | 0 | 0 | 0 | 7718.8094
2025-05-13 | 8548.894 | 0 | 1.3 | 0 | 0 | 0 | 0 | 0 | 0 | 0 | 0 | 0 | 0 | 0 | 0 | 0 | 0 | 0 | 0 | 0 | 1 | 0 | 0 | 0 | 0 | 0 | 0 | 0 | 9476.5759
2025-05-13 | 8810.632 | 0 | 2.6 | 0 | 0 | 0 | 0 | 0 | 0 | 0 | 0 | 0 | 0 | 0 | 0 | 0 | 0 | 0 | 0 | 0 | 0 | 1 | 0 | 0 | 0 | 0 | 0 | 0 | 10711.2425
2025-05-13 | 8892.198 | 0 | 0.1 | 0 | 0 | 0 | 0 | 0 | 0 | 0 | 0 | 0 | 0 | 0 | 0 | 0 | 0 | 0 | 0 | 0 | 0 | 0 | 1 | 0 | 0 | 0 | 0 | 0 | 9263.9929
2025-05-13 | 8880.529 | 0.4 | 0 | 0 | 0 | 0 | 0 | 0 | 0 | 0 | 0 | 0 | 0 | 0 | 0 | 0 | 0 | 0 | 0 | 0 | 0 | 0 | 0 | 1 | 0 | 0 | 0 | 0 | 9184.4872
2025-05-13 | 8500.75 | 1 | 0 | 0 | 0 | 0 | 0 | 0 | 0 | 0 | 0 | 0 | 0 | 0 | 0 | 0 | 0 | 0 | 0 | 0 | 0 | 0 | 0 | 0 | 1 | 0 | 0 | 0 | 8907.426
2025-05-13 | 7464.972 | 0.4 | 0 | 0 | 0 | 0 | 0 | 0 | 0 | 0 | 0 | 0 | 0 | 0 | 0 | 0 | 0 | 0 | 0 | 0 | 0 | 0 | 0 | 0 | 0 | 1 | 0 | 0 | 7831.2421
2025-05-13 | 6310.732 | 0.2 | 0 | 0 | 0 | 0 | 0 | 0 | 0 | 0 | 0 | 0 | 0 | 0 | 0 | 0 | 0 | 0 | 0 | 0 | 0 | 0 | 0 | 0 | 0 | 0 | 1 | 0 | 6633.8102
2025-05-13 | 5444.727 | 0.2 | 0 | 0 | 0 | 0 | 0 | 0 | 0 | 0 | 0 | 0 | 0 | 0 | 0 | 0 | 0 | 0 | 0 | 0 | 0 | 0 | 0 | 0 | 0 | 0 | 0 | 1 | 5623.9031
2025-05-14 | 4941.963 | 1.1 | 0 | 0 | 1 | 0 | 0 | 0 | 0 | 0 | 0 | 0 | 0 | 0 | 0 | 0 | 0 | 0 | 0 | 0 | 0 | 0 | 0 | 0 | 0 | 0 | 0 | 0 | 5072.7566
2025-05-14 | 4676.01 | 2 | 0 | 0 | 0 | 1 | 0 | 0 | 0 | 0 | 0 | 0 | 0 | 0 | 0 | 0 | 0 | 0 | 0 | 0 | 0 | 0 | 0 | 0 | 0 | 0 | 0 | 0 | 4806.3787
2025-05-14 | 4513.364 | 2.6 | 0 | 0 | 0 | 0 | 1 | 0 | 0 | 0 | 0 | 0 | 0 | 0 | 0 | 0 | 0 | 0 | 0 | 0 | 0 | 0 | 0 | 0 | 0 | 0 | 0 | 0 | 4679.8583
2025-05-14 | 4550.85 | 2.7 | 0 | 0 | 0 | 0 | 0 | 1 | 0 | 0 | 0 | 0 | 0 | 0 | 0 | 0 | 0 | 0 | 0 | 0 | 0 | 0 | 0 | 0 | 0 | 0 | 0 | 0 | 4651.6034
2025-05-14 | 4881.385 | 3.3 | 0 | 0 | 0 | 0 | 0 | 0 | 1 | 0 | 0 | 0 | 0 | 0 | 0 | 0 | 0 | 0 | 0 | 0 | 0 | 0 | 0 | 0 | 0 | 0 | 0 | 0 | 4934.4813
2025-05-14 | 5612.026 | 3.8 | 0 | 0 | 0 | 0 | 0 | 0 | 0 | 1 | 0 | 0 | 0 | 0 | 0 | 0 | 0 | 0 | 0 | 0 | 0 | 0 | 0 | 0 | 0 | 0 | 0 | 0 | 5557.1708
2025-05-14 | 6508.877 | 3.6 | 0 | 0 | 0 | 0 | 0 | 0 | 0 | 0 | 1 | 0 | 0 | 0 | 0 | 0 | 0 | 0 | 0 | 0 | 0 | 0 | 0 | 0 | 0 | 0 | 0 | 0 | 6299.0771
2025-05-14 | 6814.512 | 3.5 | 0 | 0 | 0 | 0 | 0 | 0 | 0 | 0 | 0 | 1 | 0 | 0 | 0 | 0 | 0 | 0 | 0 | 0 | 0 | 0 | 0 | 0 | 0 | 0 | 0 | 0 | 6949.693
2025-05-14 | 6767.53 | 2.9 | 0 | 0 | 0 | 0 | 0 | 0 | 0 | 0 | 0 | 0 | 1 | 0 | 0 | 0 | 0 | 0 | 0 | 0 | 0 | 0 | 0 | 0 | 0 | 0 | 0 | 0 | 7190.4426
2025-05-14 | 6691.141 | 1.2 | 0 | 0 | 0 | 0 | 0 | 0 | 0 | 0 | 0 | 0 | 0 | 1 | 0 | 0 | 0 | 0 | 0 | 0 | 0 | 0 | 0 | 0 | 0 | 0 | 0 | 0 | 7014.1788
2025-05-14 | 6719.215 | 0 | 0.7 | 0 | 0 | 0 | 0 | 0 | 0 | 0 | 0 | 0 | 0 | 0 | 1 | 0 | 0 | 0 | 0 | 0 | 0 | 0 | 0 | 0 | 0 | 0 | 0 | 0 | 7281.3499
2025-05-14 | 6803.9 | 0.2 | 0 | 0 | 0 | 0 | 0 | 0 | 0 | 0 | 0 | 0 | 0 | 0 | 0 | 1 | 0 | 0 | 0 | 0 | 0 | 0 | 0 | 0 | 0 | 0 | 0 | 0 | 7025.9744
2025-05-14 | 6568.578 | 0 | 2 | 0 | 0 | 0 | 0 | 0 | 0 | 0 | 0 | 0 | 0 | 0 | 0 | 0 | 1 | 0 | 0 | 0 | 0 | 0 | 0 | 0 | 0 | 0 | 0 | 0 | 8044.6042
2025-05-14 | 6534.184 | 0 | 1.8 | 0 | 0 | 0 | 0 | 0 | 0 | 0 | 0 | 0 | 0 | 0 | 0 | 0 | 0 | 1 | 0 | 0 | 0 | 0 | 0 | 0 | 0 | 0 | 0 | 0 | 7852.3647
2025-05-14 | 6815.239 | 0 | 2.5 | 0 | 0 | 0 | 0 | 0 | 0 | 0 | 0 | 0 | 0 | 0 | 0 | 0 | 0 | 0 | 1 | 0 | 0 | 0 | 0 | 0 | 0 | 0 | 0 | 0 | 8437.7525
2025-05-14 | 7727.638 | 0 | 2.2 | 0 | 0 | 0 | 0 | 0 | 0 | 0 | 0 | 0 | 0 | 0 | 0 | 0 | 0 | 0 | 0 | 1 | 0 | 0 | 0 | 0 | 0 | 0 | 0 | 0 | 8958.9648
2025-05-14 | 8770.141 | 0 | 1.6 | 0 | 0 | 0 | 0 | 0 | 0 | 0 | 0 | 0 | 0 | 0 | 0 | 0 | 0 | 0 | 0 | 0 | 1 | 0 | 0 | 0 | 0 | 0 | 0 | 0 | 9648.0094
2025-05-14 | 8639.669 | 0 | 2.6 | 0 | 0 | 0 | 0 | 0 | 0 | 0 | 0 | 0 | 0 | 0 | 0 | 0 | 0 | 0 | 0 | 0 | 0 | 1 | 0 | 0 | 0 | 0 | 0 | 0 | 10711.2425
2025-05-14 | 8861.349 | 0 | 2.2 | 0 | 0 | 0 | 0 | 0 | 0 | 0 | 0 | 0 | 0 | 0 | 0 | 0 | 0 | 0 | 0 | 0 | 0 | 0 | 1 | 0 | 0 | 0 | 0 | 0 | 10464.0272
2025-05-14 | 8960.067 | 0 | 0.3 | 0 | 0 | 0 | 0 | 0 | 0 | 0 | 0 | 0 | 0 | 0 | 0 | 0 | 0 | 0 | 0 | 0 | 0 | 0 | 0 | 1 | 0 | 0 | 0 | 0 | 9287.827
2025-05-14 | 8745.47 | 1.2 | 0 | 0 | 0 | 0 | 0 | 0 | 0 | 0 | 0 | 0 | 0 | 0 | 0 | 0 | 0 | 0 | 0 | 0 | 0 | 0 | 0 | 0 | 1 | 0 | 0 | 0 | 8941.4728
2025-05-14 | 7663.513 | 1.8 | 0 | 0 | 0 | 0 | 0 | 0 | 0 | 0 | 0 | 0 | 0 | 0 | 0 | 0 | 0 | 0 | 0 | 0 | 0 | 0 | 0 | 0 | 0 | 1 | 0 | 0 | 8069.5697
2025-05-14 | 6379.196 | 2 | 0 | 0 | 0 | 0 | 0 | 0 | 0 | 0 | 0 | 0 | 0 | 0 | 0 | 0 | 0 | 0 | 0 | 0 | 0 | 0 | 0 | 0 | 0 | 0 | 1 | 0 | 6940.2315
2025-05-14 | 5519.46 | 2.2 | 0 | 0 | 0 | 0 | 0 | 0 | 0 | 0 | 0 | 0 | 0 | 0 | 0 | 0 | 0 | 0 | 0 | 0 | 0 | 0 | 0 | 0 | 0 | 0 | 0 | 1 | 5964.3712
2025-05-15 | 5038.033 | 2.2 | 0 | 0 | 1 | 0 | 0 | 0 | 0 | 0 | 0 | 0 | 0 | 0 | 0 | 0 | 0 | 0 | 0 | 0 | 0 | 0 | 0 | 0 | 0 | 0 | 0 | 0 | 5260.0141
2025-05-15 | 4690.225 | 3 | 0 | 0 | 0 | 1 | 0 | 0 | 0 | 0 | 0 | 0 | 0 | 0 | 0 | 0 | 0 | 0 | 0 | 0 | 0 | 0 | 0 | 0 | 0 | 0 | 0 | 0 | 4976.6128
2025-05-15 | 4601.944 | 3.3 | 0 | 0 | 0 | 0 | 1 | 0 | 0 | 0 | 0 | 0 | 0 | 0 | 0 | 0 | 0 | 0 | 0 | 0 | 0 | 0 | 0 | 0 | 0 | 0 | 0 | 0 | 4799.0221
2025-05-15 | 4599.479 | 3.7 | 0 | 0 | 0 | 0 | 0 | 1 | 0 | 0 | 0 | 0 | 0 | 0 | 0 | 0 | 0 | 0 | 0 | 0 | 0 | 0 | 0 | 0 | 0 | 0 | 0 | 0 | 4821.8375
2025-05-15 | 4905.142 | 4 | 0 | 0 | 0 | 0 | 0 | 0 | 1 | 0 | 0 | 0 | 0 | 0 | 0 | 0 | 0 | 0 | 0 | 0 | 0 | 0 | 0 | 0 | 0 | 0 | 0 | 0 | 5053.6451
2025-05-15 | 5730.585 | 4.2 | 0 | 0 | 0 | 0 | 0 | 0 | 0 | 1 | 0 | 0 | 0 | 0 | 0 | 0 | 0 | 0 | 0 | 0 | 0 | 0 | 0 | 0 | 0 | 0 | 0 | 0 | 5625.2644
2025-05-15 | 6387.731 | 3.3 | 0 | 0 | 0 | 0 | 0 | 0 | 0 | 0 | 1 | 0 | 0 | 0 | 0 | 0 | 0 | 0 | 0 | 0 | 0 | 0 | 0 | 0 | 0 | 0 | 0 | 0 | 6248.0069
2025-05-15 | 6682.739 | 2.3 | 0 | 0 | 0 | 0 | 0 | 0 | 0 | 0 | 0 | 1 | 0 | 0 | 0 | 0 | 0 | 0 | 0 | 0 | 0 | 0 | 0 | 0 | 0 | 0 | 0 | 0 | 6745.4121
2025-05-15 | 6559.34 | 0.5 | 0 | 0 | 0 | 0 | 0 | 0 | 0 | 0 | 0 | 0 | 1 | 0 | 0 | 0 | 0 | 0 | 0 | 0 | 0 | 0 | 0 | 0 | 0 | 0 | 0 | 0 | 6781.8808
2025-05-15 | 6420.502 | 0 | 0.7 | 0 | 0 | 0 | 0 | 0 | 0 | 0 | 0 | 0 | 0 | 1 | 0 | 0 | 0 | 0 | 0 | 0 | 0 | 0 | 0 | 0 | 0 | 0 | 0 | 0 | 7209.9094
2025-05-15 | 6453.87 | 0 | 1.9 | 0 | 0 | 0 | 0 | 0 | 0 | 0 | 0 | 0 | 0 | 0 | 1 | 0 | 0 | 0 | 0 | 0 | 0 | 0 | 0 | 0 | 0 | 0 | 0 | 0 | 7967.0838
2025-05-15 | 6388.002 | 0 | 1.2 | 0 | 0 | 0 | 0 | 0 | 0 | 0 | 0 | 0 | 0 | 0 | 0 | 1 | 0 | 0 | 0 | 0 | 0 | 0 | 0 | 0 | 0 | 0 | 0 | 0 | 7677.6615
2025-05-15 | 6284.143 | 0 | 2.2 | 0 | 0 | 0 | 0 | 0 | 0 | 0 | 0 | 0 | 0 | 0 | 0 | 0 | 1 | 0 | 0 | 0 | 0 | 0 | 0 | 0 | 0 | 0 | 0 | 0 | 8158.8931
2025-05-15 | 6239.936 | 0 | 3.4 | 0 | 0 | 0 | 0 | 0 | 0 | 0 | 0 | 0 | 0 | 0 | 0 | 0 | 0 | 1 | 0 | 0 | 0 | 0 | 0 | 0 | 0 | 0 | 0 | 0 | 8766.6765
2025-05-15 | 6508.162 | 0 | 3.6 | 0 | 0 | 0 | 0 | 0 | 0 | 0 | 0 | 0 | 0 | 0 | 0 | 0 | 0 | 0 | 1 | 0 | 0 | 0 | 0 | 0 | 0 | 0 | 0 | 0 | 9066.3419
2025-05-15 | 7329.256 | 0 | 5.1 | 0 | 0 | 0 | 0 | 0 | 0 | 0 | 0 | 0 | 0 | 0 | 0 | 0 | 0 | 0 | 0 | 1 | 0 | 0 | 0 | 0 | 0 | 0 | 0 | 0 | 10616.1551
2025-05-15 | 8302.995 | 0 | 4.4 | 0 | 0 | 0 | 0 | 0 | 0 | 0 | 0 | 0 | 0 | 0 | 0 | 0 | 0 | 0 | 0 | 0 | 1 | 0 | 0 | 0 | 0 | 0 | 0 | 0 | 11248.0552
2025-05-15 | 8477.351 | 0 | 3.6 | 0 | 0 | 0 | 0 | 0 | 0 | 0 | 0 | 0 | 0 | 0 | 0 | 0 | 0 | 0 | 0 | 0 | 0 | 1 | 0 | 0 | 0 | 0 | 0 | 0 | 11282.6874
2025-05-15 | 8684.49 | 0 | 2.9 | 0 | 0 | 0 | 0 | 0 | 0 | 0 | 0 | 0 | 0 | 0 | 0 | 0 | 0 | 0 | 0 | 0 | 0 | 0 | 1 | 0 | 0 | 0 | 0 | 0 | 10864.0387
2025-05-15 | 9109.003 | 0 | 0.6 | 0 | 0 | 0 | 0 | 0 | 0 | 0 | 0 | 0 | 0 | 0 | 0 | 0 | 0 | 0 | 0 | 0 | 0 | 0 | 0 | 1 | 0 | 0 | 0 | 0 | 9459.2605
2025-05-15 | 9045.95 | 0 | 0.1 | 0 | 0 | 0 | 0 | 0 | 0 | 0 | 0 | 0 | 0 | 0 | 0 | 0 | 0 | 0 | 0 | 0 | 0 | 0 | 0 | 0 | 1 | 0 | 0 | 0 | 8794.3364
2025-05-15 | 8110.31 | 0.6 | 0 | 0 | 0 | 0 | 0 | 0 | 0 | 0 | 0 | 0 | 0 | 0 | 0 | 0 | 0 | 0 | 0 | 0 | 0 | 0 | 0 | 0 | 0 | 1 | 0 | 0 | 7865.2889
2025-05-15 | 6753.276 | 1.3 | 0 | 0 | 0 | 0 | 0 | 0 | 0 | 0 | 0 | 0 | 0 | 0 | 0 | 0 | 0 | 0 | 0 | 0 | 0 | 0 | 0 | 0 | 0 | 0 | 1 | 0 | 6821.0677
2025-05-15 | 5786.138 | 1.8 | 0 | 0 | 0 | 0 | 0 | 0 | 0 | 0 | 0 | 0 | 0 | 0 | 0 | 0 | 0 | 0 | 0 | 0 | 0 | 0 | 0 | 0 | 0 | 0 | 0 | 1 | 5896.2776
2025-05-16 | 5189.867 | 2 | 0 | 0 | 1 | 0 | 0 | 0 | 0 | 0 | 0 | 0 | 0 | 0 | 0 | 0 | 0 | 0 | 0 | 0 | 0 | 0 | 0 | 0 | 0 | 0 | 0 | 0 | 5225.9673
2025-05-16 | 4784.278 | 2.2 | 0 | 0 | 0 | 1 | 0 | 0 | 0 | 0 | 0 | 0 | 0 | 0 | 0 | 0 | 0 | 0 | 0 | 0 | 0 | 0 | 0 | 0 | 0 | 0 | 0 | 0 | 4840.4255
2025-05-16 | 4571.786 | 2.1 | 0 | 0 | 0 | 0 | 1 | 0 | 0 | 0 | 0 | 0 | 0 | 0 | 0 | 0 | 0 | 0 | 0 | 0 | 0 | 0 | 0 | 0 | 0 | 0 | 0 | 0 | 4594.7413
2025-05-16 | 4559.316 | 2.3 | 0 | 0 | 0 | 0 | 0 | 1 | 0 | 0 | 0 | 0 | 0 | 0 | 0 | 0 | 0 | 0 | 0 | 0 | 0 | 0 | 0 | 0 | 0 | 0 | 0 | 0 | 4583.5098
2025-05-16 | 4791.704 | 2.4 | 0 | 0 | 0 | 0 | 0 | 0 | 1 | 0 | 0 | 0 | 0 | 0 | 0 | 0 | 0 | 0 | 0 | 0 | 0 | 0 | 0 | 0 | 0 | 0 | 0 | 0 | 4781.2706
2025-05-16 | 5591.632 | 3.2 | 0 | 0 | 0 | 0 | 0 | 0 | 0 | 1 | 0 | 0 | 0 | 0 | 0 | 0 | 0 | 0 | 0 | 0 | 0 | 0 | 0 | 0 | 0 | 0 | 0 | 0 | 5455.0304
2025-05-16 | 6397.182 | 3.1 | 0 | 0 | 0 | 0 | 0 | 0 | 0 | 0 | 1 | 0 | 0 | 0 | 0 | 0 | 0 | 0 | 0 | 0 | 0 | 0 | 0 | 0 | 0 | 0 | 0 | 0 | 6213.9601
2025-05-16 | 6791.205 | 3.8 | 0 | 0 | 0 | 0 | 0 | 0 | 0 | 0 | 0 | 1 | 0 | 0 | 0 | 0 | 0 | 0 | 0 | 0 | 0 | 0 | 0 | 0 | 0 | 0 | 0 | 0 | 7000.7632
2025-05-16 | 6843.502 | 1.3 | 0 | 0 | 0 | 0 | 0 | 0 | 0 | 0 | 0 | 0 | 1 | 0 | 0 | 0 | 0 | 0 | 0 | 0 | 0 | 0 | 0 | 0 | 0 | 0 | 0 | 0 | 6918.0681
2025-05-16 | 6873.168 | 0 | 2 | 0 | 0 | 0 | 0 | 0 | 0 | 0 | 0 | 0 | 0 | 1 | 0 | 0 | 0 | 0 | 0 | 0 | 0 | 0 | 0 | 0 | 0 | 0 | 0 | 0 | 7952.7878
2025-05-16 | 6937.711 | 0 | 4.6 | 0 | 0 | 0 | 0 | 0 | 0 | 0 | 0 | 0 | 0 | 0 | 1 | 0 | 0 | 0 | 0 | 0 | 0 | 0 | 0 | 0 | 0 | 0 | 0 | 0 | 9509.9851
2025-05-16 | 6899.046 | 0 | 6.3 | 0 | 0 | 0 | 0 | 0 | 0 | 0 | 0 | 0 | 0 | 0 | 0 | 1 | 0 | 0 | 0 | 0 | 0 | 0 | 0 | 0 | 0 | 0 | 0 | 0 | 10592.0306
2025-05-16 | 6741.071 | 0 | 7.4 | 0 | 0 | 0 | 0 | 0 | 0 | 0 | 0 | 0 | 0 | 0 | 0 | 0 | 1 | 0 | 0 | 0 | 0 | 0 | 0 | 0 | 0 | 0 | 0 | 0 | 11130.4067
2025-05-16 | 6805.599 | 0 | 7.5 | 0 | 0 | 0 | 0 | 0 | 0 | 0 | 0 | 0 | 0 | 0 | 0 | 0 | 0 | 1 | 0 | 0 | 0 | 0 | 0 | 0 | 0 | 0 | 0 | 0 | 11109.6007
2025-05-16 | 7119.02 | 0 | 9.1 | 0 | 0 | 0 | 0 | 0 | 0 | 0 | 0 | 0 | 0 | 0 | 0 | 0 | 0 | 0 | 1 | 0 | 0 | 0 | 0 | 0 | 0 | 0 | 0 | 0 | 12209.289
2025-05-16 | 7919.161 | 0 | 9.2 | 0 | 0 | 0 | 0 | 0 | 0 | 0 | 0 | 0 | 0 | 0 | 0 | 0 | 0 | 0 | 0 | 1 | 0 | 0 | 0 | 0 | 0 | 0 | 0 | 0 | 12959.0793
2025-05-16 | 8737.919 | 0 | 9 | 0 | 0 | 0 | 0 | 0 | 0 | 0 | 0 | 0 | 0 | 0 | 0 | 0 | 0 | 0 | 0 | 0 | 1 | 0 | 0 | 0 | 0 | 0 | 0 | 0 | 13876.7018
2025-05-16 | 8756.011 | 0 | 8.6 | 0 | 0 | 0 | 0 | 0 | 0 | 0 | 0 | 0 | 0 | 0 | 0 | 0 | 0 | 0 | 0 | 0 | 0 | 1 | 0 | 0 | 0 | 0 | 0 | 0 | 14139.912
2025-05-16 | 8884.754 | 0 | 7.4 | 0 | 0 | 0 | 0 | 0 | 0 | 0 | 0 | 0 | 0 | 0 | 0 | 0 | 0 | 0 | 0 | 0 | 0 | 0 | 1 | 0 | 0 | 0 | 0 | 0 | 13435.5408
2025-05-16 | 9078.029 | 0 | 6.5 | 0 | 0 | 0 | 0 | 0 | 0 | 0 | 0 | 0 | 0 | 0 | 0 | 0 | 0 | 0 | 0 | 0 | 0 | 0 | 0 | 1 | 0 | 0 | 0 | 0 | 12830.7855
2025-05-16 | 8737.439 | 0 | 4.6 | 0 | 0 | 0 | 0 | 0 | 0 | 0 | 0 | 0 | 0 | 0 | 0 | 0 | 0 | 0 | 0 | 0 | 0 | 0 | 0 | 0 | 1 | 0 | 0 | 0 | 11365.8386
2025-05-16 | 7951.672 | 0 | 5.2 | 0 | 0 | 0 | 0 | 0 | 0 | 0 | 0 | 0 | 0 | 0 | 0 | 0 | 0 | 0 | 0 | 0 | 0 | 0 | 0 | 0 | 0 | 1 | 0 | 0 | 10734.662
2025-05-16 | 6970.601 | 0 | 3.3 | 0 | 0 | 0 | 0 | 0 | 0 | 0 | 0 | 0 | 0 | 0 | 0 | 0 | 0 | 0 | 0 | 0 | 0 | 0 | 0 | 0 | 0 | 0 | 1 | 0 | 8485.5317
2025-05-16 | 6012.065 | 0 | 1.8 | 0 | 0 | 0 | 0 | 0 | 0 | 0 | 0 | 0 | 0 | 0 | 0 | 0 | 0 | 0 | 0 | 0 | 0 | 0 | 0 | 0 | 0 | 0 | 0 | 1 | 6618.4571
2025-05-17 | 5355.035 | 0.4 | 0 | 1 | 1 | 0 | 0 | 0 | 0 | 0 | 0 | 0 | 0 | 0 | 0 | 0 | 0 | 0 | 0 | 0 | 0 | 0 | 0 | 0 | 0 | 0 | 0 | 0 | 5436.7241
2025-05-17 | 4961.562 | 0.6 | 0 | 1 | 0 | 1 | 0 | 0 | 0 | 0 | 0 | 0 | 0 | 0 | 0 | 0 | 0 | 0 | 0 | 0 | 0 | 0 | 0 | 0 | 0 | 0 | 0 | 0 | 5051.1824
2025-05-17 | 4671.47 | 2.5 | 0 | 1 | 0 | 0 | 1 | 0 | 0 | 0 | 0 | 0 | 0 | 0 | 0 | 0 | 0 | 0 | 0 | 0 | 0 | 0 | 0 | 0 | 0 | 0 | 0 | 0 | 5145.9662
2025-05-17 | 4633.821 | 2.9 | 0 | 1 | 0 | 0 | 0 | 1 | 0 | 0 | 0 | 0 | 0 | 0 | 0 | 0 | 0 | 0 | 0 | 0 | 0 | 0 | 0 | 0 | 0 | 0 | 0 | 0 | 5168.7816
2025-05-17 | 4683.081 | 2.8 | 0 | 1 | 0 | 0 | 0 | 0 | 1 | 0 | 0 | 0 | 0 | 0 | 0 | 0 | 0 | 0 | 0 | 0 | 0 | 0 | 0 | 0 | 0 | 0 | 0 | 0 | 5332.4956
2025-05-17 | 5011.799 | 2.8 | 0 | 1 | 0 | 0 | 0 | 0 | 0 | 1 | 0 | 0 | 0 | 0 | 0 | 0 | 0 | 0 | 0 | 0 | 0 | 0 | 0 | 0 | 0 | 0 | 0 | 0 | 5870.0681
2025-05-17 | 5885.826 | 2.3 | 0 | 1 | 0 | 0 | 0 | 0 | 0 | 0 | 1 | 0 | 0 | 0 | 0 | 0 | 0 | 0 | 0 | 0 | 0 | 0 | 0 | 0 | 0 | 0 | 0 | 0 | 6560.9042
2025-05-17 | 7002.783 | 1.1 | 0 | 1 | 0 | 0 | 0 | 0 | 0 | 0 | 0 | 1 | 0 | 0 | 0 | 0 | 0 | 0 | 0 | 0 | 0 | 0 | 0 | 0 | 0 | 0 | 0 | 0 | 7024.2626
2025-05-17 | 7831.897 | 1.6 | 0 | 1 | 0 | 0 | 0 | 0 | 0 | 0 | 0 | 0 | 1 | 0 | 0 | 0 | 0 | 0 | 0 | 0 | 0 | 0 | 0 | 0 | 0 | 0 | 0 | 0 | 7452.2697
2025-05-17 | 8249.561 | 0 | 1 | 1 | 0 | 0 | 0 | 0 | 0 | 0 | 0 | 0 | 0 | 1 | 0 | 0 | 0 | 0 | 0 | 0 | 0 | 0 | 0 | 0 | 0 | 0 | 0 | 0 | 7864.4742
2025-05-17 | 8457.563 | 0 | 2.2 | 1 | 0 | 0 | 0 | 0 | 0 | 0 | 0 | 0 | 0 | 0 | 1 | 0 | 0 | 0 | 0 | 0 | 0 | 0 | 0 | 0 | 0 | 0 | 0 | 0 | 8621.6486
2025-05-17 | 8454.459 | 0 | 1.2 | 1 | 0 | 0 | 0 | 0 | 0 | 0 | 0 | 0 | 0 | 0 | 0 | 1 | 0 | 0 | 0 | 0 | 0 | 0 | 0 | 0 | 0 | 0 | 0 | 0 | 8160.7928
2025-05-17 | 8473.055 | 2.6 | 0 | 1 | 0 | 0 | 0 | 0 | 0 | 0 | 0 | 0 | 0 | 0 | 0 | 0 | 1 | 0 | 0 | 0 | 0 | 0 | 0 | 0 | 0 | 0 | 0 | 0 | 7827.4542
2025-05-17 | 8265.684 | 0.6 | 0 | 1 | 0 | 0 | 0 | 0 | 0 | 0 | 0 | 0 | 0 | 0 | 0 | 0 | 0 | 1 | 0 | 0 | 0 | 0 | 0 | 0 | 0 | 0 | 0 | 0 | 7409.0356
2025-05-17 | 8301.043 | 1.9 | 0 | 1 | 0 | 0 | 0 | 0 | 0 | 0 | 0 | 0 | 0 | 0 | 0 | 0 | 0 | 0 | 1 | 0 | 0 | 0 | 0 | 0 | 0 | 0 | 0 | 0 | 7815.7163
2025-05-17 | 8639.452 | 1.4 | 0 | 1 | 0 | 0 | 0 | 0 | 0 | 0 | 0 | 0 | 0 | 0 | 0 | 0 | 0 | 0 | 0 | 1 | 0 | 0 | 0 | 0 | 0 | 0 | 0 | 0 | 8423.245
2025-05-17 | 9112.018 | 2 | 0 | 1 | 0 | 0 | 0 | 0 | 0 | 0 | 0 | 0 | 0 | 0 | 0 | 0 | 0 | 0 | 0 | 0 | 1 | 0 | 0 | 0 | 0 | 0 | 0 | 0 | 9557.297
2025-05-17 | 9032.788 | 2.8 | 0 | 1 | 0 | 0 | 0 | 0 | 0 | 0 | 0 | 0 | 0 | 0 | 0 | 0 | 0 | 0 | 0 | 0 | 0 | 1 | 0 | 0 | 0 | 0 | 0 | 0 | 10185.2724
2025-05-17 | 8726.777 | 2.8 | 0 | 1 | 0 | 0 | 0 | 0 | 0 | 0 | 0 | 0 | 0 | 0 | 0 | 0 | 0 | 0 | 0 | 0 | 0 | 0 | 1 | 0 | 0 | 0 | 0 | 0 | 10166.6351
2025-05-17 | 8445.825 | 3.7 | 0 | 1 | 0 | 0 | 0 | 0 | 0 | 0 | 0 | 0 | 0 | 0 | 0 | 0 | 0 | 0 | 0 | 0 | 0 | 0 | 0 | 1 | 0 | 0 | 0 | 0 | 10229.3909
2025-05-17 | 8104.354 | 4.2 | 0 | 1 | 0 | 0 | 0 | 0 | 0 | 0 | 0 | 0 | 0 | 0 | 0 | 0 | 0 | 0 | 0 | 0 | 0 | 0 | 0 | 0 | 1 | 0 | 0 | 0 | 9935.3063
2025-05-17 | 7421.556 | 4.5 | 0 | 1 | 0 | 0 | 0 | 0 | 0 | 0 | 0 | 0 | 0 | 0 | 0 | 0 | 0 | 0 | 0 | 0 | 0 | 0 | 0 | 0 | 0 | 1 | 0 | 0 | 9012.333
2025-05-17 | 6474.405 | 4.9 | 0 | 1 | 0 | 0 | 0 | 0 | 0 | 0 | 0 | 0 | 0 | 0 | 0 | 0 | 0 | 0 | 0 | 0 | 0 | 0 | 0 | 0 | 0 | 0 | 1 | 0 | 7917.0417
2025-05-17 | 5654.564 | 5.3 | 0 | 1 | 0 | 0 | 0 | 0 | 0 | 0 | 0 | 0 | 0 | 0 | 0 | 0 | 0 | 0 | 0 | 0 | 0 | 0 | 0 | 0 | 0 | 0 | 0 | 1 | 6975.2281
2025-05-18 | 5107.114 | 5.7 | 0 | 1 | 1 | 0 | 0 | 0 | 0 | 0 | 0 | 0 | 0 | 0 | 0 | 0 | 0 | 0 | 0 | 0 | 0 | 0 | 0 | 0 | 0 | 0 | 0 | 0 | 6338.9646
2025-05-18 | 4791.772 | 5.2 | 0 | 1 | 0 | 1 | 0 | 0 | 0 | 0 | 0 | 0 | 0 | 0 | 0 | 0 | 0 | 0 | 0 | 0 | 0 | 0 | 0 | 0 | 0 | 0 | 0 | 0 | 5834.259
2025-05-18 | 4652.802 | 4.8 | 0 | 1 | 0 | 0 | 1 | 0 | 0 | 0 | 0 | 0 | 0 | 0 | 0 | 0 | 0 | 0 | 0 | 0 | 0 | 0 | 0 | 0 | 0 | 0 | 0 | 0 | 5537.5046
2025-05-18 | 4537.997 | 4.9 | 0 | 1 | 0 | 0 | 0 | 1 | 0 | 0 | 0 | 0 | 0 | 0 | 0 | 0 | 0 | 0 | 0 | 0 | 0 | 0 | 0 | 0 | 0 | 0 | 0 | 0 | 5509.2497
2025-05-18 | 4705.413 | 4.6 | 0 | 1 | 0 | 0 | 0 | 0 | 1 | 0 | 0 | 0 | 0 | 0 | 0 | 0 | 0 | 0 | 0 | 0 | 0 | 0 | 0 | 0 | 0 | 0 | 0 | 0 | 5638.9169
2025-05-18 | 5089.374 | 4.7 | 0 | 1 | 0 | 0 | 0 | 0 | 0 | 1 | 0 | 0 | 0 | 0 | 0 | 0 | 0 | 0 | 0 | 0 | 0 | 0 | 0 | 0 | 0 | 0 | 0 | 0 | 6193.5128
2025-05-18 | 5862.609 | 4.6 | 0 | 1 | 0 | 0 | 0 | 0 | 0 | 0 | 1 | 0 | 0 | 0 | 0 | 0 | 0 | 0 | 0 | 0 | 0 | 0 | 0 | 0 | 0 | 0 | 0 | 0 | 6952.4425
2025-05-18 | 6939.249 | 3.7 | 0 | 1 | 0 | 0 | 0 | 0 | 0 | 0 | 0 | 1 | 0 | 0 | 0 | 0 | 0 | 0 | 0 | 0 | 0 | 0 | 0 | 0 | 0 | 0 | 0 | 0 | 7466.8712
2025-05-18 | 7882.649 | 4.5 | 0 | 1 | 0 | 0 | 0 | 0 | 0 | 0 | 0 | 0 | 1 | 0 | 0 | 0 | 0 | 0 | 0 | 0 | 0 | 0 | 0 | 0 | 0 | 0 | 0 | 0 | 7945.9484
2025-05-18 | 8336.515 | 4.6 | 0 | 1 | 0 | 0 | 0 | 0 | 0 | 0 | 0 | 0 | 0 | 1 | 0 | 0 | 0 | 0 | 0 | 0 | 0 | 0 | 0 | 0 | 0 | 0 | 0 | 0 | 8076.1059
2025-05-18 | 8547.607 | 3.3 | 0 | 1 | 0 | 0 | 0 | 0 | 0 | 0 | 0 | 0 | 0 | 0 | 1 | 0 | 0 | 0 | 0 | 0 | 0 | 0 | 0 | 0 | 0 | 0 | 0 | 0 | 7926.2422
2025-05-18 | 8629.566 | 3.1 | 0 | 1 | 0 | 0 | 0 | 0 | 0 | 0 | 0 | 0 | 0 | 0 | 0 | 1 | 0 | 0 | 0 | 0 | 0 | 0 | 0 | 0 | 0 | 0 | 0 | 0 | 8002.7845
2025-05-18 | 8355.29 | 2.1 | 0 | 1 | 0 | 0 | 0 | 0 | 0 | 0 | 0 | 0 | 0 | 0 | 0 | 0 | 1 | 0 | 0 | 0 | 0 | 0 | 0 | 0 | 0 | 0 | 0 | 0 | 7742.3372
2025-05-18 | 8054.067 | 2.2 | 0 | 1 | 0 | 0 | 0 | 0 | 0 | 0 | 0 | 0 | 0 | 0 | 0 | 0 | 0 | 1 | 0 | 0 | 0 | 0 | 0 | 0 | 0 | 0 | 0 | 0 | 7681.4101
2025-05-18 | 8228.825 | 2.2 | 0 | 1 | 0 | 0 | 0 | 0 | 0 | 0 | 0 | 0 | 0 | 0 | 0 | 0 | 0 | 0 | 1 | 0 | 0 | 0 | 0 | 0 | 0 | 0 | 0 | 0 | 7866.7865
2025-05-18 | 9064.438 | 1.4 | 0 | 1 | 0 | 0 | 0 | 0 | 0 | 0 | 0 | 0 | 0 | 0 | 0 | 0 | 0 | 0 | 0 | 1 | 0 | 0 | 0 | 0 | 0 | 0 | 0 | 0 | 8423.245
2025-05-18 | 9641.123 | 5 | 0 | 1 | 0 | 0 | 0 | 0 | 0 | 0 | 0 | 0 | 0 | 0 | 0 | 0 | 0 | 0 | 0 | 0 | 1 | 0 | 0 | 0 | 0 | 0 | 0 | 0 | 10067.9992
2025-05-18 | 9448.635 | 6.1 | 0 | 1 | 0 | 0 | 0 | 0 | 0 | 0 | 0 | 0 | 0 | 0 | 0 | 0 | 0 | 0 | 0 | 0 | 0 | 1 | 0 | 0 | 0 | 0 | 0 | 0 | 10747.0448
2025-05-18 | 9115.278 | 6.8 | 0 | 1 | 0 | 0 | 0 | 0 | 0 | 0 | 0 | 0 | 0 | 0 | 0 | 0 | 0 | 0 | 0 | 0 | 0 | 0 | 1 | 0 | 0 | 0 | 0 | 0 | 10847.5713
2025-05-18 | 8822.563 | 7.2 | 0 | 1 | 0 | 0 | 0 | 0 | 0 | 0 | 0 | 0 | 0 | 0 | 0 | 0 | 0 | 0 | 0 | 0 | 0 | 0 | 0 | 1 | 0 | 0 | 0 | 0 | 10825.2101
2025-05-18 | 8337.329 | 7.3 | 0 | 1 | 0 | 0 | 0 | 0 | 0 | 0 | 0 | 0 | 0 | 0 | 0 | 0 | 0 | 0 | 0 | 0 | 0 | 0 | 0 | 0 | 1 | 0 | 0 | 0 | 10463.0319
2025-05-18 | 7545.006 | 7.2 | 0 | 1 | 0 | 0 | 0 | 0 | 0 | 0 | 0 | 0 | 0 | 0 | 0 | 0 | 0 | 0 | 0 | 0 | 0 | 0 | 0 | 0 | 0 | 1 | 0 | 0 | 9471.965
2025-05-18 | 6576.763 | 7.3 | 0 | 1 | 0 | 0 | 0 | 0 | 0 | 0 | 0 | 0 | 0 | 0 | 0 | 0 | 0 | 0 | 0 | 0 | 0 | 0 | 0 | 0 | 0 | 0 | 1 | 0 | 8325.6034
2025-05-18 | 5823.942 | 7.4 | 0 | 1 | 0 | 0 | 0 | 0 | 0 | 0 | 0 | 0 | 0 | 0 | 0 | 0 | 0 | 0 | 0 | 0 | 0 | 0 | 0 | 0 | 0 | 0 | 0 | 1 | 7332.7196
2025-05-19 | 5275.634 | 7.9 | 0 | 0 | 1 | 0 | 0 | 0 | 0 | 0 | 0 | 0 | 0 | 0 | 0 | 0 | 0 | 0 | 0 | 0 | 0 | 0 | 0 | 0 | 0 | 0 | 0 | 0 | 6230.3482
2025-05-19 | 5003.693 | 8.1 | 0 | 0 | 0 | 1 | 0 | 0 | 0 | 0 | 0 | 0 | 0 | 0 | 0 | 0 | 0 | 0 | 0 | 0 | 0 | 0 | 0 | 0 | 0 | 0 | 0 | 0 | 5844.8065
2025-05-19 | 4859.069 | 8.2 | 0 | 0 | 0 | 0 | 1 | 0 | 0 | 0 | 0 | 0 | 0 | 0 | 0 | 0 | 0 | 0 | 0 | 0 | 0 | 0 | 0 | 0 | 0 | 0 | 0 | 0 | 5633.169
2025-05-19 | 4839.544 | 8.3 | 0 | 0 | 0 | 0 | 0 | 1 | 0 | 0 | 0 | 0 | 0 | 0 | 0 | 0 | 0 | 0 | 0 | 0 | 0 | 0 | 0 | 0 | 0 | 0 | 0 | 0 | 5604.9141
2025-05-19 | 5014.591 | 8.3 | 0 | 0 | 0 | 0 | 0 | 0 | 1 | 0 | 0 | 0 | 0 | 0 | 0 | 0 | 0 | 0 | 0 | 0 | 0 | 0 | 0 | 0 | 0 | 0 | 0 | 0 | 5785.6516
2025-05-19 | 5545.546 | 8.8 | 0 | 0 | 0 | 0 | 0 | 0 | 0 | 1 | 0 | 0 | 0 | 0 | 0 | 0 | 0 | 0 | 0 | 0 | 0 | 0 | 0 | 0 | 0 | 0 | 0 | 0 | 6408.3411
2025-05-19 | 6240.823 | 9 | 0 | 0 | 0 | 0 | 0 | 0 | 0 | 0 | 1 | 0 | 0 | 0 | 0 | 0 | 0 | 0 | 0 | 0 | 0 | 0 | 0 | 0 | 0 | 0 | 0 | 0 | 7218.341
2025-05-19 | 7311.241 | 8.8 | 0 | 0 | 0 | 0 | 0 | 0 | 0 | 0 | 0 | 1 | 0 | 0 | 0 | 0 | 0 | 0 | 0 | 0 | 0 | 0 | 0 | 0 | 0 | 0 | 0 | 0 | 7851.9335
2025-05-19 | 7996.26 | 9.4 | 0 | 0 | 0 | 0 | 0 | 0 | 0 | 0 | 0 | 0 | 1 | 0 | 0 | 0 | 0 | 0 | 0 | 0 | 0 | 0 | 0 | 0 | 0 | 0 | 0 | 0 | 8296.964
2025-05-19 | 8385.375 | 8.8 | 0 | 0 | 0 | 0 | 0 | 0 | 0 | 0 | 0 | 0 | 0 | 1 | 0 | 0 | 0 | 0 | 0 | 0 | 0 | 0 | 0 | 0 | 0 | 0 | 0 | 0 | 8307.9576
2025-05-19 | 8616.099 | 7.7 | 0 | 0 | 0 | 0 | 0 | 0 | 0 | 0 | 0 | 0 | 0 | 0 | 1 | 0 | 0 | 0 | 0 | 0 | 0 | 0 | 0 | 0 | 0 | 0 | 0 | 0 | 8192.1407
2025-05-19 | 8626.002 | 6.9 | 0 | 0 | 0 | 0 | 0 | 0 | 0 | 0 | 0 | 0 | 0 | 0 | 0 | 1 | 0 | 0 | 0 | 0 | 0 | 0 | 0 | 0 | 0 | 0 | 0 | 0 | 8166.5426
2025-05-19 | 8212.881 | 5.1 | 0 | 0 | 0 | 0 | 0 | 0 | 0 | 0 | 0 | 0 | 0 | 0 | 0 | 0 | 1 | 0 | 0 | 0 | 0 | 0 | 0 | 0 | 0 | 0 | 0 | 0 | 7769.908
2025-05-19 | 8109.746 | 4.8 | 0 | 0 | 0 | 0 | 0 | 0 | 0 | 0 | 0 | 0 | 0 | 0 | 0 | 0 | 0 | 1 | 0 | 0 | 0 | 0 | 0 | 0 | 0 | 0 | 0 | 0 | 7640.8873
2025-05-19 | 8195.389 | 5.2 | 0 | 0 | 0 | 0 | 0 | 0 | 0 | 0 | 0 | 0 | 0 | 0 | 0 | 0 | 0 | 0 | 1 | 0 | 0 | 0 | 0 | 0 | 0 | 0 | 0 | 0 | 7894.3573
2025-05-19 | 9012.745 | 4.6 | 0 | 0 | 0 | 0 | 0 | 0 | 0 | 0 | 0 | 0 | 0 | 0 | 0 | 0 | 0 | 0 | 0 | 1 | 0 | 0 | 0 | 0 | 0 | 0 | 0 | 0 | 8484.8627
2025-05-19 | 9763.584 | 4.6 | 0 | 0 | 0 | 0 | 0 | 0 | 0 | 0 | 0 | 0 | 0 | 0 | 0 | 0 | 0 | 0 | 0 | 0 | 1 | 0 | 0 | 0 | 0 | 0 | 0 | 0 | 9516.7742
2025-05-19 | 9737.726 | 5.4 | 0 | 0 | 0 | 0 | 0 | 0 | 0 | 0 | 0 | 0 | 0 | 0 | 0 | 0 | 0 | 0 | 0 | 0 | 0 | 1 | 0 | 0 | 0 | 0 | 0 | 0 | 10144.7496
2025-05-19 | 9411.785 | 6.5 | 0 | 0 | 0 | 0 | 0 | 0 | 0 | 0 | 0 | 0 | 0 | 0 | 0 | 0 | 0 | 0 | 0 | 0 | 0 | 0 | 1 | 0 | 0 | 0 | 0 | 0 | 10313.3698
2025-05-19 | 9411.328 | 7.9 | 0 | 0 | 0 | 0 | 0 | 0 | 0 | 0 | 0 | 0 | 0 | 0 | 0 | 0 | 0 | 0 | 0 | 0 | 0 | 0 | 0 | 1 | 0 | 0 | 0 | 0 | 10461.2426
2025-05-19 | 9128.16 | 9 | 0 | 0 | 0 | 0 | 0 | 0 | 0 | 0 | 0 | 0 | 0 | 0 | 0 | 0 | 0 | 0 | 0 | 0 | 0 | 0 | 0 | 0 | 1 | 0 | 0 | 0 | 10269.2985
2025-05-19 | 7850.124 | 10 | 0 | 0 | 0 | 0 | 0 | 0 | 0 | 0 | 0 | 0 | 0 | 0 | 0 | 0 | 0 | 0 | 0 | 0 | 0 | 0 | 0 | 0 | 0 | 1 | 0 | 0 | 9465.489
2025-05-19 | 6597.353 | 10.8 | 0 | 0 | 0 | 0 | 0 | 0 | 0 | 0 | 0 | 0 | 0 | 0 | 0 | 0 | 0 | 0 | 0 | 0 | 0 | 0 | 0 | 0 | 0 | 0 | 1 | 0 | 8438.2912
2025-05-19 | 5751.945 | 11.7 | 0 | 0 | 0 | 0 | 0 | 0 | 0 | 0 | 0 | 0 | 0 | 0 | 0 | 0 | 0 | 0 | 0 | 0 | 0 | 0 | 0 | 0 | 0 | 0 | 0 | 1 | 7581.5947
2025-05-20 | 5288.458 | 12.3 | 0 | 0 | 1 | 0 | 0 | 0 | 0 | 0 | 0 | 0 | 0 | 0 | 0 | 0 | 0 | 0 | 0 | 0 | 0 | 0 | 0 | 0 | 0 | 0 | 0 | 0 | 6979.378
2025-05-20 | 5086.908 | 12.8 | 0 | 0 | 0 | 1 | 0 | 0 | 0 | 0 | 0 | 0 | 0 | 0 | 0 | 0 | 0 | 0 | 0 | 0 | 0 | 0 | 0 | 0 | 0 | 0 | 0 | 0 | 6644.9065
2025-05-20 | 5019.66 | 13.6 | 0 | 0 | 0 | 0 | 1 | 0 | 0 | 0 | 0 | 0 | 0 | 0 | 0 | 0 | 0 | 0 | 0 | 0 | 0 | 0 | 0 | 0 | 0 | 0 | 0 | 0 | 6552.4329
2025-05-20 | 5230.615 | 14.2 | 0 | 0 | 0 | 0 | 0 | 1 | 0 | 0 | 0 | 0 | 0 | 0 | 0 | 0 | 0 | 0 | 0 | 0 | 0 | 0 | 0 | 0 | 0 | 0 | 0 | 0 | 6609.2951
2025-05-20 | 5723.01 | 14.3 | 0 | 0 | 0 | 0 | 0 | 0 | 1 | 0 | 0 | 0 | 0 | 0 | 0 | 0 | 0 | 0 | 0 | 0 | 0 | 0 | 0 | 0 | 0 | 0 | 0 | 0 | 6807.0559
2025-05-20 | 6554.006 | 14.8 | 0 | 0 | 0 | 0 | 0 | 0 | 0 | 1 | 0 | 0 | 0 | 0 | 0 | 0 | 0 | 0 | 0 | 0 | 0 | 0 | 0 | 0 | 0 | 0 | 0 | 0 | 7429.7455
2025-05-20 | 7220.943 | 13.3 | 0 | 0 | 0 | 0 | 0 | 0 | 0 | 0 | 1 | 0 | 0 | 0 | 0 | 0 | 0 | 0 | 0 | 0 | 0 | 0 | 0 | 0 | 0 | 0 | 0 | 0 | 7950.3475
2025-05-20 | 7100.113 | 11 | 0 | 0 | 0 | 0 | 0 | 0 | 0 | 0 | 0 | 1 | 0 | 0 | 0 | 0 | 0 | 0 | 0 | 0 | 0 | 0 | 0 | 0 | 0 | 0 | 0 | 0 | 8226.4484
2025-05-20 | 6797.418 | 8.9 | 0 | 0 | 0 | 0 | 0 | 0 | 0 | 0 | 0 | 0 | 1 | 0 | 0 | 0 | 0 | 0 | 0 | 0 | 0 | 0 | 0 | 0 | 0 | 0 | 0 | 0 | 8211.8469
2025-05-20 | 6624.67 | 7.4 | 0 | 0 | 0 | 0 | 0 | 0 | 0 | 0 | 0 | 0 | 0 | 1 | 0 | 0 | 0 | 0 | 0 | 0 | 0 | 0 | 0 | 0 | 0 | 0 | 0 | 0 | 8069.63
2025-05-20 | 6521.353 | 6.1 | 0 | 0 | 0 | 0 | 0 | 0 | 0 | 0 | 0 | 0 | 0 | 0 | 1 | 0 | 0 | 0 | 0 | 0 | 0 | 0 | 0 | 0 | 0 | 0 | 0 | 0 | 7919.7662
2025-05-20 | 6579.549 | 4.8 | 0 | 0 | 0 | 0 | 0 | 0 | 0 | 0 | 0 | 0 | 0 | 0 | 0 | 1 | 0 | 0 | 0 | 0 | 0 | 0 | 0 | 0 | 0 | 0 | 0 | 0 | 7809.0511
2025-05-20 | 6368.512 | 5.2 | 0 | 0 | 0 | 0 | 0 | 0 | 0 | 0 | 0 | 0 | 0 | 0 | 0 | 0 | 1 | 0 | 0 | 0 | 0 | 0 | 0 | 0 | 0 | 0 | 0 | 0 | 7786.9314
2025-05-20 | 6179.426 | 5.8 | 0 | 0 | 0 | 0 | 0 | 0 | 0 | 0 | 0 | 0 | 0 | 0 | 0 | 0 | 0 | 1 | 0 | 0 | 0 | 0 | 0 | 0 | 0 | 0 | 0 | 0 | 7811.1213
2025-05-20 | 6458.081 | 4.9 | 0 | 0 | 0 | 0 | 0 | 0 | 0 | 0 | 0 | 0 | 0 | 0 | 0 | 0 | 0 | 0 | 1 | 0 | 0 | 0 | 0 | 0 | 0 | 0 | 0 | 0 | 7843.2871
2025-05-20 | 7422.837 | 5.2 | 0 | 0 | 0 | 0 | 0 | 0 | 0 | 0 | 0 | 0 | 0 | 0 | 0 | 0 | 0 | 0 | 0 | 1 | 0 | 0 | 0 | 0 | 0 | 0 | 0 | 0 | 8587.0031
2025-05-20 | 8450.268 | 4.2 | 0 | 0 | 0 | 0 | 0 | 0 | 0 | 0 | 0 | 0 | 0 | 0 | 0 | 0 | 0 | 0 | 0 | 0 | 1 | 0 | 0 | 0 | 0 | 0 | 0 | 0 | 9448.6806
2025-05-20 | 8588.666 | 5.2 | 0 | 0 | 0 | 0 | 0 | 0 | 0 | 0 | 0 | 0 | 0 | 0 | 0 | 0 | 0 | 0 | 0 | 0 | 0 | 1 | 0 | 0 | 0 | 0 | 0 | 0 | 10110.7028
2025-05-20 | 8722.633 | 5.7 | 0 | 0 | 0 | 0 | 0 | 0 | 0 | 0 | 0 | 0 | 0 | 0 | 0 | 0 | 0 | 0 | 0 | 0 | 0 | 0 | 1 | 0 | 0 | 0 | 0 | 0 | 10177.1825
2025-05-20 | 8938.617 | 6.8 | 0 | 0 | 0 | 0 | 0 | 0 | 0 | 0 | 0 | 0 | 0 | 0 | 0 | 0 | 0 | 0 | 0 | 0 | 0 | 0 | 0 | 1 | 0 | 0 | 0 | 0 | 10273.9851
2025-05-20 | 8945.802 | 7.9 | 0 | 0 | 0 | 0 | 0 | 0 | 0 | 0 | 0 | 0 | 0 | 0 | 0 | 0 | 0 | 0 | 0 | 0 | 0 | 0 | 0 | 0 | 1 | 0 | 0 | 0 | 10082.041
2025-05-20 | 7800.203 | 8.3 | 0 | 0 | 0 | 0 | 0 | 0 | 0 | 0 | 0 | 0 | 0 | 0 | 0 | 0 | 0 | 0 | 0 | 0 | 0 | 0 | 0 | 0 | 0 | 1 | 0 | 0 | 9176.0911
2025-05-20 | 6674.591 | 8.3 | 0 | 0 | 0 | 0 | 0 | 0 | 0 | 0 | 0 | 0 | 0 | 0 | 0 | 0 | 0 | 0 | 0 | 0 | 0 | 0 | 0 | 0 | 0 | 0 | 1 | 0 | 8012.7061
2025-05-20 | 5827.103 | 8.7 | 0 | 0 | 0 | 0 | 0 | 0 | 0 | 0 | 0 | 0 | 0 | 0 | 0 | 0 | 0 | 0 | 0 | 0 | 0 | 0 | 0 | 0 | 0 | 0 | 0 | 1 | 7070.8926
2025-05-21 | 5355.27 | 9 | 0 | 0 | 1 | 0 | 0 | 0 | 0 | 0 | 0 | 0 | 0 | 0 | 0 | 0 | 0 | 0 | 0 | 0 | 0 | 0 | 0 | 0 | 0 | 0 | 0 | 0 | 6417.6057
2025-05-21 | 5077.455 | 9.1 | 0 | 0 | 0 | 1 | 0 | 0 | 0 | 0 | 0 | 0 | 0 | 0 | 0 | 0 | 0 | 0 | 0 | 0 | 0 | 0 | 0 | 0 | 0 | 0 | 0 | 0 | 6015.0405
2025-05-21 | 4914.503 | 9 | 0 | 0 | 0 | 0 | 1 | 0 | 0 | 0 | 0 | 0 | 0 | 0 | 0 | 0 | 0 | 0 | 0 | 0 | 0 | 0 | 0 | 0 | 0 | 0 | 0 | 0 | 5769.3563
2025-05-21 | 5021.187 | 8.7 | 0 | 0 | 0 | 0 | 0 | 1 | 0 | 0 | 0 | 0 | 0 | 0 | 0 | 0 | 0 | 0 | 0 | 0 | 0 | 0 | 0 | 0 | 0 | 0 | 0 | 0 | 5673.0078
2025-05-21 | 5416.386 | 8.8 | 0 | 0 | 0 | 0 | 0 | 0 | 1 | 0 | 0 | 0 | 0 | 0 | 0 | 0 | 0 | 0 | 0 | 0 | 0 | 0 | 0 | 0 | 0 | 0 | 0 | 0 | 5870.7686
2025-05-21 | 6313.023 | 8.7 | 0 | 0 | 0 | 0 | 0 | 0 | 0 | 1 | 0 | 0 | 0 | 0 | 0 | 0 | 0 | 0 | 0 | 0 | 0 | 0 | 0 | 0 | 0 | 0 | 0 | 0 | 6391.3177
2025-05-21 | 7042.88 | 8.4 | 0 | 0 | 0 | 0 | 0 | 0 | 0 | 0 | 1 | 0 | 0 | 0 | 0 | 0 | 0 | 0 | 0 | 0 | 0 | 0 | 0 | 0 | 0 | 0 | 0 | 0 | 7116.2006
2025-05-21 | 6986.32 | 8.1 | 0 | 0 | 0 | 0 | 0 | 0 | 0 | 0 | 0 | 1 | 0 | 0 | 0 | 0 | 0 | 0 | 0 | 0 | 0 | 0 | 0 | 0 | 0 | 0 | 0 | 0 | 7732.7697
2025-05-21 | 6892.102 | 8 | 0 | 0 | 0 | 0 | 0 | 0 | 0 | 0 | 0 | 0 | 1 | 0 | 0 | 0 | 0 | 0 | 0 | 0 | 0 | 0 | 0 | 0 | 0 | 0 | 0 | 0 | 8058.6363
2025-05-21 | 6798.062 | 8.3 | 0 | 0 | 0 | 0 | 0 | 0 | 0 | 0 | 0 | 0 | 0 | 1 | 0 | 0 | 0 | 0 | 0 | 0 | 0 | 0 | 0 | 0 | 0 | 0 | 0 | 0 | 8222.8406
2025-05-21 | 6854.775 | 7.9 | 0 | 0 | 0 | 0 | 0 | 0 | 0 | 0 | 0 | 0 | 0 | 0 | 1 | 0 | 0 | 0 | 0 | 0 | 0 | 0 | 0 | 0 | 0 | 0 | 0 | 0 | 8226.1875
2025-05-21 | 6837.917 | 8 | 0 | 0 | 0 | 0 | 0 | 0 | 0 | 0 | 0 | 0 | 0 | 0 | 0 | 1 | 0 | 0 | 0 | 0 | 0 | 0 | 0 | 0 | 0 | 0 | 0 | 0 | 8353.8001
2025-05-21 | 6995.561 | 8.8 | 0 | 0 | 0 | 0 | 0 | 0 | 0 | 0 | 0 | 0 | 0 | 0 | 0 | 0 | 1 | 0 | 0 | 0 | 0 | 0 | 0 | 0 | 0 | 0 | 0 | 0 | 8399.774
2025-05-21 | 7126.524 | 8.5 | 0 | 0 | 0 | 0 | 0 | 0 | 0 | 0 | 0 | 0 | 0 | 0 | 0 | 0 | 0 | 1 | 0 | 0 | 0 | 0 | 0 | 0 | 0 | 0 | 0 | 0 | 8270.7533
2025-05-21 | 7667.153 | 8.4 | 0 | 0 | 0 | 0 | 0 | 0 | 0 | 0 | 0 | 0 | 0 | 0 | 0 | 0 | 0 | 0 | 1 | 0 | 0 | 0 | 0 | 0 | 0 | 0 | 0 | 0 | 8439.1063
2025-05-21 | 8717.143 | 8.4 | 0 | 0 | 0 | 0 | 0 | 0 | 0 | 0 | 0 | 0 | 0 | 0 | 0 | 0 | 0 | 0 | 0 | 1 | 0 | 0 | 0 | 0 | 0 | 0 | 0 | 0 | 9131.7521
2025-05-21 | 9866.422 | 8.4 | 0 | 0 | 0 | 0 | 0 | 0 | 0 | 0 | 0 | 0 | 0 | 0 | 0 | 0 | 0 | 0 | 0 | 0 | 1 | 0 | 0 | 0 | 0 | 0 | 0 | 0 | 10163.6636
2025-05-21 | 9903.963 | 8.4 | 0 | 0 | 0 | 0 | 0 | 0 | 0 | 0 | 0 | 0 | 0 | 0 | 0 | 0 | 0 | 0 | 0 | 0 | 0 | 1 | 0 | 0 | 0 | 0 | 0 | 0 | 10655.4517
2025-05-21 | 10022.659 | 8.3 | 0 | 0 | 0 | 0 | 0 | 0 | 0 | 0 | 0 | 0 | 0 | 0 | 0 | 0 | 0 | 0 | 0 | 0 | 0 | 0 | 1 | 0 | 0 | 0 | 0 | 0 | 10619.7911
2025-05-21 | 9880.821 | 8.4 | 0 | 0 | 0 | 0 | 0 | 0 | 0 | 0 | 0 | 0 | 0 | 0 | 0 | 0 | 0 | 0 | 0 | 0 | 0 | 0 | 0 | 1 | 0 | 0 | 0 | 0 | 10546.3596
2025-05-21 | 9212.68 | 8.6 | 0 | 0 | 0 | 0 | 0 | 0 | 0 | 0 | 0 | 0 | 0 | 0 | 0 | 0 | 0 | 0 | 0 | 0 | 0 | 0 | 0 | 0 | 1 | 0 | 0 | 0 | 10201.2048
2025-05-21 | 7746.914 | 9.1 | 0 | 0 | 0 | 0 | 0 | 0 | 0 | 0 | 0 | 0 | 0 | 0 | 0 | 0 | 0 | 0 | 0 | 0 | 0 | 0 | 0 | 0 | 0 | 1 | 0 | 0 | 9312.2784
2025-05-21 | 6325.932 | 9.4 | 0 | 0 | 0 | 0 | 0 | 0 | 0 | 0 | 0 | 0 | 0 | 0 | 0 | 0 | 0 | 0 | 0 | 0 | 0 | 0 | 0 | 0 | 0 | 0 | 1 | 0 | 8199.9636
2025-05-21 | 5485.269 | 9.7 | 0 | 0 | 0 | 0 | 0 | 0 | 0 | 0 | 0 | 0 | 0 | 0 | 0 | 0 | 0 | 0 | 0 | 0 | 0 | 0 | 0 | 0 | 0 | 0 | 0 | 1 | 7241.1266
2025-05-22 | 5084.234 | 10.2 | 0 | 0 | 1 | 0 | 0 | 0 | 0 | 0 | 0 | 0 | 0 | 0 | 0 | 0 | 0 | 0 | 0 | 0 | 0 | 0 | 0 | 0 | 0 | 0 | 0 | 0 | 6621.8865
2025-05-22 | 6422.548 | 10.1 | 0 | 0 | 0 | 1 | 0 | 0 | 0 | 0 | 0 | 0 | 0 | 0 | 0 | 0 | 0 | 0 | 0 | 0 | 0 | 0 | 0 | 0 | 0 | 0 | 0 | 0 | 6185.2746
2025-05-22 | 5788.51 | 10.5 | 0 | 0 | 0 | 0 | 1 | 0 | 0 | 0 | 0 | 0 | 0 | 0 | 0 | 0 | 0 | 0 | 0 | 0 | 0 | 0 | 0 | 0 | 0 | 0 | 0 | 0 | 6024.7073
2025-05-22 | 5607.548 | 10.6 | 0 | 0 | 0 | 0 | 0 | 1 | 0 | 0 | 0 | 0 | 0 | 0 | 0 | 0 | 0 | 0 | 0 | 0 | 0 | 0 | 0 | 0 | 0 | 0 | 0 | 0 | 5996.4525
2025-05-22 | 5981.894 | 10.6 | 0 | 0 | 0 | 0 | 0 | 0 | 1 | 0 | 0 | 0 | 0 | 0 | 0 | 0 | 0 | 0 | 0 | 0 | 0 | 0 | 0 | 0 | 0 | 0 | 0 | 0 | 6177.1899
2025-05-22 | 6873.365 | 10.7 | 0 | 0 | 0 | 0 | 0 | 0 | 0 | 1 | 0 | 0 | 0 | 0 | 0 | 0 | 0 | 0 | 0 | 0 | 0 | 0 | 0 | 0 | 0 | 0 | 0 | 0 | 6731.7858
2025-05-22 | 7638.415 | 10.6 | 0 | 0 | 0 | 0 | 0 | 0 | 0 | 0 | 1 | 0 | 0 | 0 | 0 | 0 | 0 | 0 | 0 | 0 | 0 | 0 | 0 | 0 | 0 | 0 | 0 | 0 | 7490.7155
2025-05-22 | 7932.795 | 10.6 | 0 | 0 | 0 | 0 | 0 | 0 | 0 | 0 | 0 | 1 | 0 | 0 | 0 | 0 | 0 | 0 | 0 | 0 | 0 | 0 | 0 | 0 | 0 | 0 | 0 | 0 | 8158.3548
2025-05-22 | 8067.423 | 10 | 0 | 0 | 0 | 0 | 0 | 0 | 0 | 0 | 0 | 0 | 1 | 0 | 0 | 0 | 0 | 0 | 0 | 0 | 0 | 0 | 0 | 0 | 0 | 0 | 0 | 0 | 8399.1044
2025-05-22 | 8045.149 | 9.4 | 0 | 0 | 0 | 0 | 0 | 0 | 0 | 0 | 0 | 0 | 0 | 1 | 0 | 0 | 0 | 0 | 0 | 0 | 0 | 0 | 0 | 0 | 0 | 0 | 0 | 0 | 8410.0981
2025-05-22 | 8150.138 | 9.2 | 0 | 0 | 0 | 0 | 0 | 0 | 0 | 0 | 0 | 0 | 0 | 0 | 1 | 0 | 0 | 0 | 0 | 0 | 0 | 0 | 0 | 0 | 0 | 0 | 0 | 0 | 8447.4918
2025-05-22 | 8223.202 | 8.8 | 0 | 0 | 0 | 0 | 0 | 0 | 0 | 0 | 0 | 0 | 0 | 0 | 0 | 1 | 0 | 0 | 0 | 0 | 0 | 0 | 0 | 0 | 0 | 0 | 0 | 0 | 8489.9873
2025-05-22 | 8145.584 | 8.5 | 0 | 0 | 0 | 0 | 0 | 0 | 0 | 0 | 0 | 0 | 0 | 0 | 0 | 0 | 1 | 0 | 0 | 0 | 0 | 0 | 0 | 0 | 0 | 0 | 0 | 0 | 8348.7038
2025-05-22 | 8144.647 | 7.9 | 0 | 0 | 0 | 0 | 0 | 0 | 0 | 0 | 0 | 0 | 0 | 0 | 0 | 0 | 0 | 1 | 0 | 0 | 0 | 0 | 0 | 0 | 0 | 0 | 0 | 0 | 8168.6129
2025-05-22 | 8402.699 | 8.3 | 0 | 0 | 0 | 0 | 0 | 0 | 0 | 0 | 0 | 0 | 0 | 0 | 0 | 0 | 0 | 0 | 1 | 0 | 0 | 0 | 0 | 0 | 0 | 0 | 0 | 0 | 8422.0829
2025-05-22 | 9259.364 | 8.8 | 0 | 0 | 0 | 0 | 0 | 0 | 0 | 0 | 0 | 0 | 0 | 0 | 0 | 0 | 0 | 0 | 0 | 1 | 0 | 0 | 0 | 0 | 0 | 0 | 0 | 0 | 9199.8457
2025-05-22 | 10420.803 | 8.1 | 0 | 0 | 0 | 0 | 0 | 0 | 0 | 0 | 0 | 0 | 0 | 0 | 0 | 0 | 0 | 0 | 0 | 0 | 1 | 0 | 0 | 0 | 0 | 0 | 0 | 0 | 10112.5934
2025-05-22 | 10271.486 | 8.5 | 0 | 0 | 0 | 0 | 0 | 0 | 0 | 0 | 0 | 0 | 0 | 0 | 0 | 0 | 0 | 0 | 0 | 0 | 0 | 1 | 0 | 0 | 0 | 0 | 0 | 0 | 10672.4751
2025-05-22 | 10334.185 | 9.1 | 0 | 0 | 0 | 0 | 0 | 0 | 0 | 0 | 0 | 0 | 0 | 0 | 0 | 0 | 0 | 0 | 0 | 0 | 0 | 0 | 1 | 0 | 0 | 0 | 0 | 0 | 10755.9783
2025-05-22 | 10299.152 | 9.1 | 0 | 0 | 0 | 0 | 0 | 0 | 0 | 0 | 0 | 0 | 0 | 0 | 0 | 0 | 0 | 0 | 0 | 0 | 0 | 0 | 0 | 1 | 0 | 0 | 0 | 0 | 10665.5235
2025-05-22 | 9777.03 | 9.4 | 0 | 0 | 0 | 0 | 0 | 0 | 0 | 0 | 0 | 0 | 0 | 0 | 0 | 0 | 0 | 0 | 0 | 0 | 0 | 0 | 0 | 0 | 1 | 0 | 0 | 0 | 10337.3921
2025-05-22 | 8625.054 | 9.3 | 0 | 0 | 0 | 0 | 0 | 0 | 0 | 0 | 0 | 0 | 0 | 0 | 0 | 0 | 0 | 0 | 0 | 0 | 0 | 0 | 0 | 0 | 0 | 1 | 0 | 0 | 9346.3252
2025-05-22 | 7449.902 | 9.1 | 0 | 0 | 0 | 0 | 0 | 0 | 0 | 0 | 0 | 0 | 0 | 0 | 0 | 0 | 0 | 0 | 0 | 0 | 0 | 0 | 0 | 0 | 0 | 0 | 1 | 0 | 8148.8934
2025-05-22 | 6570.94 | 9 | 0 | 0 | 0 | 0 | 0 | 0 | 0 | 0 | 0 | 0 | 0 | 0 | 0 | 0 | 0 | 0 | 0 | 0 | 0 | 0 | 0 | 0 | 0 | 0 | 0 | 1 | 7121.9628
2025-05-23 | 6064.751 | 8.7 | 0 | 0 | 1 | 0 | 0 | 0 | 0 | 0 | 0 | 0 | 0 | 0 | 0 | 0 | 0 | 0 | 0 | 0 | 0 | 0 | 0 | 0 | 0 | 0 | 0 | 0 | 6366.5354
2025-05-23 | 5701.67 | 8.3 | 0 | 0 | 0 | 1 | 0 | 0 | 0 | 0 | 0 | 0 | 0 | 0 | 0 | 0 | 0 | 0 | 0 | 0 | 0 | 0 | 0 | 0 | 0 | 0 | 0 | 0 | 5878.8533
2025-05-23 | 5551.872 | 9.2 | 0 | 0 | 0 | 0 | 1 | 0 | 0 | 0 | 0 | 0 | 0 | 0 | 0 | 0 | 0 | 0 | 0 | 0 | 0 | 0 | 0 | 0 | 0 | 0 | 0 | 0 | 5803.4031
2025-05-23 | 5557.895 | 9.2 | 0 | 0 | 0 | 0 | 0 | 1 | 0 | 0 | 0 | 0 | 0 | 0 | 0 | 0 | 0 | 0 | 0 | 0 | 0 | 0 | 0 | 0 | 0 | 0 | 0 | 0 | 5758.1248
2025-05-23 | 5976.287 | 9.4 | 0 | 0 | 0 | 0 | 0 | 0 | 1 | 0 | 0 | 0 | 0 | 0 | 0 | 0 | 0 | 0 | 0 | 0 | 0 | 0 | 0 | 0 | 0 | 0 | 0 | 0 | 5972.909
2025-05-23 | 6850.327 | 9.7 | 0 | 0 | 0 | 0 | 0 | 0 | 0 | 1 | 0 | 0 | 0 | 0 | 0 | 0 | 0 | 0 | 0 | 0 | 0 | 0 | 0 | 0 | 0 | 0 | 0 | 0 | 6561.5518
2025-05-23 | 7620.377 | 9.8 | 0 | 0 | 0 | 0 | 0 | 0 | 0 | 0 | 1 | 0 | 0 | 0 | 0 | 0 | 0 | 0 | 0 | 0 | 0 | 0 | 0 | 0 | 0 | 0 | 0 | 0 | 7354.5283
2025-05-23 | 7832.8 | 9.2 | 0 | 0 | 0 | 0 | 0 | 0 | 0 | 0 | 0 | 1 | 0 | 0 | 0 | 0 | 0 | 0 | 0 | 0 | 0 | 0 | 0 | 0 | 0 | 0 | 0 | 0 | 7920.0271
2025-05-23 | 7852.034 | 8.8 | 0 | 0 | 0 | 0 | 0 | 0 | 0 | 0 | 0 | 0 | 1 | 0 | 0 | 0 | 0 | 0 | 0 | 0 | 0 | 0 | 0 | 0 | 0 | 0 | 0 | 0 | 8194.8235
2025-05-23 | 7973.927 | 7.3 | 0 | 0 | 0 | 0 | 0 | 0 | 0 | 0 | 0 | 0 | 0 | 1 | 0 | 0 | 0 | 0 | 0 | 0 | 0 | 0 | 0 | 0 | 0 | 0 | 0 | 0 | 8052.6065
2025-05-23 | 7979.269 | 6.9 | 0 | 0 | 0 | 0 | 0 | 0 | 0 | 0 | 0 | 0 | 0 | 0 | 1 | 0 | 0 | 0 | 0 | 0 | 0 | 0 | 0 | 0 | 0 | 0 | 0 | 0 | 8055.9534
2025-05-23 | 7857.008 | 6.6 | 0 | 0 | 0 | 0 | 0 | 0 | 0 | 0 | 0 | 0 | 0 | 0 | 0 | 1 | 0 | 0 | 0 | 0 | 0 | 0 | 0 | 0 | 0 | 0 | 0 | 0 | 8115.4724
2025-05-23 | 7714.03 | 6.3 | 0 | 0 | 0 | 0 | 0 | 0 | 0 | 0 | 0 | 0 | 0 | 0 | 0 | 0 | 1 | 0 | 0 | 0 | 0 | 0 | 0 | 0 | 0 | 0 | 0 | 0 | 7974.1889
2025-05-23 | 7661.346 | 5.9 | 0 | 0 | 0 | 0 | 0 | 0 | 0 | 0 | 0 | 0 | 0 | 0 | 0 | 0 | 0 | 1 | 0 | 0 | 0 | 0 | 0 | 0 | 0 | 0 | 0 | 0 | 7828.1447
2025-05-23 | 7973.307 | 6.2 | 0 | 0 | 0 | 0 | 0 | 0 | 0 | 0 | 0 | 0 | 0 | 0 | 0 | 0 | 0 | 0 | 1 | 0 | 0 | 0 | 0 | 0 | 0 | 0 | 0 | 0 | 8064.5914
2025-05-23 | 8600.615 | 6.3 | 0 | 0 | 0 | 0 | 0 | 0 | 0 | 0 | 0 | 0 | 0 | 0 | 0 | 0 | 0 | 0 | 0 | 1 | 0 | 0 | 0 | 0 | 0 | 0 | 0 | 0 | 8774.2606
2025-05-23 | 9311.845 | 6.4 | 0 | 0 | 0 | 0 | 0 | 0 | 0 | 0 | 0 | 0 | 0 | 0 | 0 | 0 | 0 | 0 | 0 | 0 | 1 | 0 | 0 | 0 | 0 | 0 | 0 | 0 | 9823.1955
2025-05-23 | 9254.545 | 6.8 | 0 | 0 | 0 | 0 | 0 | 0 | 0 | 0 | 0 | 0 | 0 | 0 | 0 | 0 | 0 | 0 | 0 | 0 | 0 | 1 | 0 | 0 | 0 | 0 | 0 | 0 | 10383.0772
2025-05-23 | 9411.243 | 6.8 | 0 | 0 | 0 | 0 | 0 | 0 | 0 | 0 | 0 | 0 | 0 | 0 | 0 | 0 | 0 | 0 | 0 | 0 | 0 | 0 | 1 | 0 | 0 | 0 | 0 | 0 | 10364.44
2025-05-23 | 9380.795 | 6.8 | 0 | 0 | 0 | 0 | 0 | 0 | 0 | 0 | 0 | 0 | 0 | 0 | 0 | 0 | 0 | 0 | 0 | 0 | 0 | 0 | 0 | 1 | 0 | 0 | 0 | 0 | 10273.9851
2025-05-23 | 9106.505 | 8.1 | 0 | 0 | 0 | 0 | 0 | 0 | 0 | 0 | 0 | 0 | 0 | 0 | 0 | 0 | 0 | 0 | 0 | 0 | 0 | 0 | 0 | 0 | 1 | 0 | 0 | 0 | 10116.0878
2025-05-23 | 8286.427 | 8.3 | 0 | 0 | 0 | 0 | 0 | 0 | 0 | 0 | 0 | 0 | 0 | 0 | 0 | 0 | 0 | 0 | 0 | 0 | 0 | 0 | 0 | 0 | 0 | 1 | 0 | 0 | 9176.0911
2025-05-23 | 7277.371 | 8.3 | 0 | 0 | 0 | 0 | 0 | 0 | 0 | 0 | 0 | 0 | 0 | 0 | 0 | 0 | 0 | 0 | 0 | 0 | 0 | 0 | 0 | 0 | 0 | 0 | 1 | 0 | 8012.7061
2025-05-23 | 6492.477 | 8.1 | 0 | 0 | 0 | 0 | 0 | 0 | 0 | 0 | 0 | 0 | 0 | 0 | 0 | 0 | 0 | 0 | 0 | 0 | 0 | 0 | 0 | 0 | 0 | 0 | 0 | 1 | 6968.7521
2025-05-24 | 5944.8 | 8.1 | 0 | 1 | 1 | 0 | 0 | 0 | 0 | 0 | 0 | 0 | 0 | 0 | 0 | 0 | 0 | 0 | 0 | 0 | 0 | 0 | 0 | 0 | 0 | 0 | 0 | 0 | 6747.5263
2025-05-24 | 5589.622 | 8.9 | 0 | 1 | 0 | 1 | 0 | 0 | 0 | 0 | 0 | 0 | 0 | 0 | 0 | 0 | 0 | 0 | 0 | 0 | 0 | 0 | 0 | 0 | 0 | 0 | 0 | 0 | 6464.125
2025-05-24 | 5481.52 | 9.3 | 0 | 1 | 0 | 0 | 1 | 0 | 0 | 0 | 0 | 0 | 0 | 0 | 0 | 0 | 0 | 0 | 0 | 0 | 0 | 0 | 0 | 0 | 0 | 0 | 0 | 0 | 6303.5578
2025-05-24 | 5414.417 | 9.2 | 0 | 1 | 0 | 0 | 0 | 1 | 0 | 0 | 0 | 0 | 0 | 0 | 0 | 0 | 0 | 0 | 0 | 0 | 0 | 0 | 0 | 0 | 0 | 0 | 0 | 0 | 6241.2561
2025-05-24 | 5576.997 | 8.9 | 0 | 1 | 0 | 0 | 0 | 0 | 1 | 0 | 0 | 0 | 0 | 0 | 0 | 0 | 0 | 0 | 0 | 0 | 0 | 0 | 0 | 0 | 0 | 0 | 0 | 0 | 6370.9234
2025-05-24 | 6138.532 | 8.8 | 0 | 1 | 0 | 0 | 0 | 0 | 0 | 1 | 0 | 0 | 0 | 0 | 0 | 0 | 0 | 0 | 0 | 0 | 0 | 0 | 0 | 0 | 0 | 0 | 0 | 0 | 6891.4725
2025-05-24 | 7094.832 | 8.3 | 0 | 1 | 0 | 0 | 0 | 0 | 0 | 0 | 1 | 0 | 0 | 0 | 0 | 0 | 0 | 0 | 0 | 0 | 0 | 0 | 0 | 0 | 0 | 0 | 0 | 0 | 7582.3085
2025-05-24 | 7893.395 | 7.7 | 0 | 1 | 0 | 0 | 0 | 0 | 0 | 0 | 0 | 1 | 0 | 0 | 0 | 0 | 0 | 0 | 0 | 0 | 0 | 0 | 0 | 0 | 0 | 0 | 0 | 0 | 8147.8074
2025-05-24 | 8455.628 | 6.7 | 0 | 1 | 0 | 0 | 0 | 0 | 0 | 0 | 0 | 0 | 1 | 0 | 0 | 0 | 0 | 0 | 0 | 0 | 0 | 0 | 0 | 0 | 0 | 0 | 0 | 0 | 8320.4633
2025-05-24 | 8793.731 | 5.9 | 0 | 1 | 0 | 0 | 0 | 0 | 0 | 0 | 0 | 0 | 0 | 1 | 0 | 0 | 0 | 0 | 0 | 0 | 0 | 0 | 0 | 0 | 0 | 0 | 0 | 0 | 8297.4102
2025-05-24 | 8788.577 | 5.6 | 0 | 1 | 0 | 0 | 0 | 0 | 0 | 0 | 0 | 0 | 0 | 0 | 1 | 0 | 0 | 0 | 0 | 0 | 0 | 0 | 0 | 0 | 0 | 0 | 0 | 0 | 8317.7805
2025-05-24 | 8645.991 | 5.7 | 0 | 1 | 0 | 0 | 0 | 0 | 0 | 0 | 0 | 0 | 0 | 0 | 0 | 1 | 0 | 0 | 0 | 0 | 0 | 0 | 0 | 0 | 0 | 0 | 0 | 0 | 8445.3931
2025-05-24 | 8544.481 | 5 | 0 | 1 | 0 | 0 | 0 | 0 | 0 | 0 | 0 | 0 | 0 | 0 | 0 | 0 | 1 | 0 | 0 | 0 | 0 | 0 | 0 | 0 | 0 | 0 | 0 | 0 | 8236.0159
2025-05-24 | 8483.041 | 3.8 | 0 | 1 | 0 | 0 | 0 | 0 | 0 | 0 | 0 | 0 | 0 | 0 | 0 | 0 | 0 | 1 | 0 | 0 | 0 | 0 | 0 | 0 | 0 | 0 | 0 | 0 | 7953.7846
2025-05-24 | 8536.259 | 2.4 | 0 | 1 | 0 | 0 | 0 | 0 | 0 | 0 | 0 | 0 | 0 | 0 | 0 | 0 | 0 | 0 | 1 | 0 | 0 | 0 | 0 | 0 | 0 | 0 | 0 | 0 | 7900.8333
2025-05-24 | 8988.437 | 2.3 | 0 | 1 | 0 | 0 | 0 | 0 | 0 | 0 | 0 | 0 | 0 | 0 | 0 | 0 | 0 | 0 | 0 | 1 | 0 | 0 | 0 | 0 | 0 | 0 | 0 | 0 | 8576.4557
2025-05-24 | 9410.637 | 2.3 | 0 | 1 | 0 | 0 | 0 | 0 | 0 | 0 | 0 | 0 | 0 | 0 | 0 | 0 | 0 | 0 | 0 | 0 | 1 | 0 | 0 | 0 | 0 | 0 | 0 | 0 | 9608.3672
2025-05-24 | 9336.658 | 5.3 | 0 | 1 | 0 | 0 | 0 | 0 | 0 | 0 | 0 | 0 | 0 | 0 | 0 | 0 | 0 | 0 | 0 | 0 | 0 | 1 | 0 | 0 | 0 | 0 | 0 | 0 | 10610.8575
2025-05-24 | 9062.269 | 5.3 | 0 | 1 | 0 | 0 | 0 | 0 | 0 | 0 | 0 | 0 | 0 | 0 | 0 | 0 | 0 | 0 | 0 | 0 | 0 | 0 | 1 | 0 | 0 | 0 | 0 | 0 | 10592.2202
2025-05-24 | 8910.601 | 5.5 | 0 | 1 | 0 | 0 | 0 | 0 | 0 | 0 | 0 | 0 | 0 | 0 | 0 | 0 | 0 | 0 | 0 | 0 | 0 | 0 | 0 | 1 | 0 | 0 | 0 | 0 | 10535.8122
2025-05-24 | 8723.044 | 6.5 | 0 | 1 | 0 | 0 | 0 | 0 | 0 | 0 | 0 | 0 | 0 | 0 | 0 | 0 | 0 | 0 | 0 | 0 | 0 | 0 | 0 | 0 | 1 | 0 | 0 | 0 | 10326.8447
2025-05-24 | 7974.967 | 7.9 | 0 | 1 | 0 | 0 | 0 | 0 | 0 | 0 | 0 | 0 | 0 | 0 | 0 | 0 | 0 | 0 | 0 | 0 | 0 | 0 | 0 | 0 | 0 | 1 | 0 | 0 | 9591.1288
2025-05-24 | 7014.074 | 9.8 | 0 | 1 | 0 | 0 | 0 | 0 | 0 | 0 | 0 | 0 | 0 | 0 | 0 | 0 | 0 | 0 | 0 | 0 | 0 | 0 | 0 | 0 | 0 | 0 | 1 | 0 | 8751.1885
2025-05-24 | 6270.836 | 11.2 | 0 | 1 | 0 | 0 | 0 | 0 | 0 | 0 | 0 | 0 | 0 | 0 | 0 | 0 | 0 | 0 | 0 | 0 | 0 | 0 | 0 | 0 | 0 | 0 | 0 | 1 | 7979.609
2025-05-25 | 5699.194 | 10.3 | 0 | 1 | 1 | 0 | 0 | 0 | 0 | 0 | 0 | 0 | 0 | 0 | 0 | 0 | 0 | 0 | 0 | 0 | 0 | 0 | 0 | 0 | 0 | 0 | 0 | 0 | 7122.0413
2025-05-25 | 5430.57 | 11.2 | 0 | 1 | 0 | 1 | 0 | 0 | 0 | 0 | 0 | 0 | 0 | 0 | 0 | 0 | 0 | 0 | 0 | 0 | 0 | 0 | 0 | 0 | 0 | 0 | 0 | 0 | 6855.6634
2025-05-25 | 5300.773 | 10 | 0 | 1 | 0 | 0 | 1 | 0 | 0 | 0 | 0 | 0 | 0 | 0 | 0 | 0 | 0 | 0 | 0 | 0 | 0 | 0 | 0 | 0 | 0 | 0 | 0 | 0 | 6422.7217
2025-05-25 | 5265.878 | 9.9 | 0 | 1 | 0 | 0 | 0 | 1 | 0 | 0 | 0 | 0 | 0 | 0 | 0 | 0 | 0 | 0 | 0 | 0 | 0 | 0 | 0 | 0 | 0 | 0 | 0 | 0 | 6360.42
2025-05-25 | 5467.197 | 10.8 | 0 | 1 | 0 | 0 | 0 | 0 | 1 | 0 | 0 | 0 | 0 | 0 | 0 | 0 | 0 | 0 | 0 | 0 | 0 | 0 | 0 | 0 | 0 | 0 | 0 | 0 | 6694.3681
2025-05-25 | 5926.886 | 10.3 | 0 | 1 | 0 | 0 | 0 | 0 | 0 | 1 | 0 | 0 | 0 | 0 | 0 | 0 | 0 | 0 | 0 | 0 | 0 | 0 | 0 | 0 | 0 | 0 | 0 | 0 | 7146.8235
2025-05-25 | 6722.028 | 8.7 | 0 | 1 | 0 | 0 | 0 | 0 | 0 | 0 | 1 | 0 | 0 | 0 | 0 | 0 | 0 | 0 | 0 | 0 | 0 | 0 | 0 | 0 | 0 | 0 | 0 | 0 | 7650.4021
2025-05-25 | 7640.189 | 6.9 | 0 | 1 | 0 | 0 | 0 | 0 | 0 | 0 | 0 | 1 | 0 | 0 | 0 | 0 | 0 | 0 | 0 | 0 | 0 | 0 | 0 | 0 | 0 | 0 | 0 | 0 | 8011.6201
2025-05-25 | 8328.399 | 5.2 | 0 | 1 | 0 | 0 | 0 | 0 | 0 | 0 | 0 | 0 | 1 | 0 | 0 | 0 | 0 | 0 | 0 | 0 | 0 | 0 | 0 | 0 | 0 | 0 | 0 | 0 | 8065.1123
2025-05-25 | 8462.927 | 3.1 | 0 | 1 | 0 | 0 | 0 | 0 | 0 | 0 | 0 | 0 | 0 | 1 | 0 | 0 | 0 | 0 | 0 | 0 | 0 | 0 | 0 | 0 | 0 | 0 | 0 | 0 | 7820.7548
2025-05-25 | 8591.479 | 1.6 | 0 | 1 | 0 | 0 | 0 | 0 | 0 | 0 | 0 | 0 | 0 | 0 | 1 | 0 | 0 | 0 | 0 | 0 | 0 | 0 | 0 | 0 | 0 | 0 | 0 | 0 | 7636.8443
2025-05-25 | 9017.682 | 0.2 | 0 | 1 | 0 | 0 | 0 | 0 | 0 | 0 | 0 | 0 | 0 | 0 | 0 | 1 | 0 | 0 | 0 | 0 | 0 | 0 | 0 | 0 | 0 | 0 | 0 | 0 | 7509.1057
2025-05-25 | 8785.716 | 1.1 | 0 | 1 | 0 | 0 | 0 | 0 | 0 | 0 | 0 | 0 | 0 | 0 | 0 | 0 | 1 | 0 | 0 | 0 | 0 | 0 | 0 | 0 | 0 | 0 | 0 | 0 | 7572.1031
2025-05-25 | 8585.698 | 3.6 | 0 | 1 | 0 | 0 | 0 | 0 | 0 | 0 | 0 | 0 | 0 | 0 | 0 | 0 | 0 | 1 | 0 | 0 | 0 | 0 | 0 | 0 | 0 | 0 | 0 | 0 | 7919.7377
2025-05-25 | 8788.635 | 5.1 | 0 | 1 | 0 | 0 | 0 | 0 | 0 | 0 | 0 | 0 | 0 | 0 | 0 | 0 | 0 | 0 | 1 | 0 | 0 | 0 | 0 | 0 | 0 | 0 | 0 | 0 | 8360.4653
2025-05-25 | 9495.642 | 5.9 | 0 | 1 | 0 | 0 | 0 | 0 | 0 | 0 | 0 | 0 | 0 | 0 | 0 | 0 | 0 | 0 | 0 | 1 | 0 | 0 | 0 | 0 | 0 | 0 | 0 | 0 | 9189.2983
2025-05-25 | 10525.176 | 5.9 | 0 | 1 | 0 | 0 | 0 | 0 | 0 | 0 | 0 | 0 | 0 | 0 | 0 | 0 | 0 | 0 | 0 | 0 | 1 | 0 | 0 | 0 | 0 | 0 | 0 | 0 | 10221.2098
2025-05-25 | 10433.616 | 3 | 0 | 1 | 0 | 0 | 0 | 0 | 0 | 0 | 0 | 0 | 0 | 0 | 0 | 0 | 0 | 0 | 0 | 0 | 0 | 1 | 0 | 0 | 0 | 0 | 0 | 0 | 10219.3192
2025-05-25 | 9964.275 | 3.5 | 0 | 1 | 0 | 0 | 0 | 0 | 0 | 0 | 0 | 0 | 0 | 0 | 0 | 0 | 0 | 0 | 0 | 0 | 0 | 0 | 1 | 0 | 0 | 0 | 0 | 0 | 10285.7989
2025-05-25 | 10009.177 | 3.5 | 0 | 1 | 0 | 0 | 0 | 0 | 0 | 0 | 0 | 0 | 0 | 0 | 0 | 0 | 0 | 0 | 0 | 0 | 0 | 0 | 0 | 1 | 0 | 0 | 0 | 0 | 10195.3441
2025-05-25 | 9425.868 | 4.8 | 0 | 1 | 0 | 0 | 0 | 0 | 0 | 0 | 0 | 0 | 0 | 0 | 0 | 0 | 0 | 0 | 0 | 0 | 0 | 0 | 0 | 0 | 1 | 0 | 0 | 0 | 10037.4468
2025-05-25 | 8185.833 | 5.2 | 0 | 1 | 0 | 0 | 0 | 0 | 0 | 0 | 0 | 0 | 0 | 0 | 0 | 0 | 0 | 0 | 0 | 0 | 0 | 0 | 0 | 0 | 0 | 1 | 0 | 0 | 9131.4969
2025-05-25 | 6874.847 | 6.2 | 0 | 1 | 0 | 0 | 0 | 0 | 0 | 0 | 0 | 0 | 0 | 0 | 0 | 0 | 0 | 0 | 0 | 0 | 0 | 0 | 0 | 0 | 0 | 0 | 1 | 0 | 8138.3459
2025-05-25 | 5923.207 | 6.7 | 0 | 1 | 0 | 0 | 0 | 0 | 0 | 0 | 0 | 0 | 0 | 0 | 0 | 0 | 0 | 0 | 0 | 0 | 0 | 0 | 0 | 0 | 0 | 0 | 0 | 1 | 7213.5558
2025-05-26 | 5472.443 | 8.6 | 0 | 0 | 1 | 0 | 0 | 0 | 0 | 0 | 0 | 0 | 0 | 0 | 0 | 0 | 0 | 0 | 0 | 0 | 0 | 0 | 0 | 0 | 0 | 0 | 0 | 0 | 6349.512
2025-05-26 | 5179.184 | 8.6 | 0 | 0 | 0 | 1 | 0 | 0 | 0 | 0 | 0 | 0 | 0 | 0 | 0 | 0 | 0 | 0 | 0 | 0 | 0 | 0 | 0 | 0 | 0 | 0 | 0 | 0 | 5929.9235
2025-05-26 | 5122.122 | 9 | 0 | 0 | 0 | 0 | 1 | 0 | 0 | 0 | 0 | 0 | 0 | 0 | 0 | 0 | 0 | 0 | 0 | 0 | 0 | 0 | 0 | 0 | 0 | 0 | 0 | 0 | 5769.3563
2025-05-26 | 5230.49 | 10.4 | 0 | 0 | 0 | 0 | 0 | 1 | 0 | 0 | 0 | 0 | 0 | 0 | 0 | 0 | 0 | 0 | 0 | 0 | 0 | 0 | 0 | 0 | 0 | 0 | 0 | 0 | 5962.4057
2025-05-26 | 5676.111 | 10.2 | 0 | 0 | 0 | 0 | 0 | 0 | 1 | 0 | 0 | 0 | 0 | 0 | 0 | 0 | 0 | 0 | 0 | 0 | 0 | 0 | 0 | 0 | 0 | 0 | 0 | 0 | 6109.0963
2025-05-26 | 6495.248 | 10.6 | 0 | 0 | 0 | 0 | 0 | 0 | 0 | 1 | 0 | 0 | 0 | 0 | 0 | 0 | 0 | 0 | 0 | 0 | 0 | 0 | 0 | 0 | 0 | 0 | 0 | 0 | 6714.7624
2025-05-26 | 7113.314 | 8.5 | 0 | 0 | 0 | 0 | 0 | 0 | 0 | 0 | 1 | 0 | 0 | 0 | 0 | 0 | 0 | 0 | 0 | 0 | 0 | 0 | 0 | 0 | 0 | 0 | 0 | 0 | 7133.224
2025-05-26 | 7166.686 | 6.3 | 0 | 0 | 0 | 0 | 0 | 0 | 0 | 0 | 0 | 1 | 0 | 0 | 0 | 0 | 0 | 0 | 0 | 0 | 0 | 0 | 0 | 0 | 0 | 0 | 0 | 0 | 7426.3484
2025-05-26 | 6906.984 | 4.1 | 0 | 0 | 0 | 0 | 0 | 0 | 0 | 0 | 0 | 0 | 1 | 0 | 0 | 0 | 0 | 0 | 0 | 0 | 0 | 0 | 0 | 0 | 0 | 0 | 0 | 0 | 7394.7235
2025-05-26 | 6950.163 | 2.2 | 0 | 0 | 0 | 0 | 0 | 0 | 0 | 0 | 0 | 0 | 0 | 1 | 0 | 0 | 0 | 0 | 0 | 0 | 0 | 0 | 0 | 0 | 0 | 0 | 0 | 0 | 7184.4129
2025-05-26 | 6851.108 | 0 | 0 | 0 | 0 | 0 | 0 | 0 | 0 | 0 | 0 | 0 | 0 | 0 | 1 | 0 | 0 | 0 | 0 | 0 | 0 | 0 | 0 | 0 | 0 | 0 | 0 | 0 | 6881.3384
2025-05-26 | 6816.883 | 0 | 1 | 0 | 0 | 0 | 0 | 0 | 0 | 0 | 0 | 0 | 0 | 0 | 0 | 1 | 0 | 0 | 0 | 0 | 0 | 0 | 0 | 0 | 0 | 0 | 0 | 0 | 7563.3725
2025-05-26 | 6572.948 | 0 | 2.5 | 0 | 0 | 0 | 0 | 0 | 0 | 0 | 0 | 0 | 0 | 0 | 0 | 0 | 1 | 0 | 0 | 0 | 0 | 0 | 0 | 0 | 0 | 0 | 0 | 0 | 8330.3266
2025-05-26 | 6402.255 | 0 | 2.2 | 0 | 0 | 0 | 0 | 0 | 0 | 0 | 0 | 0 | 0 | 0 | 0 | 0 | 0 | 1 | 0 | 0 | 0 | 0 | 0 | 0 | 0 | 0 | 0 | 0 | 8080.9426
2025-05-26 | 6627.426 | 0 | 3.1 | 0 | 0 | 0 | 0 | 0 | 0 | 0 | 0 | 0 | 0 | 0 | 0 | 0 | 0 | 0 | 1 | 0 | 0 | 0 | 0 | 0 | 0 | 0 | 0 | 0 | 8780.6195
2025-05-26 | 7537.921 | 0 | 2 | 0 | 0 | 0 | 0 | 0 | 0 | 0 | 0 | 0 | 0 | 0 | 0 | 0 | 0 | 0 | 0 | 1 | 0 | 0 | 0 | 0 | 0 | 0 | 0 | 0 | 8844.6758
2025-05-26 | 8476.879 | 0 | 0.2 | 0 | 0 | 0 | 0 | 0 | 0 | 0 | 0 | 0 | 0 | 0 | 0 | 0 | 0 | 0 | 0 | 0 | 1 | 0 | 0 | 0 | 0 | 0 | 0 | 0 | 8847.9865
2025-05-26 | 8649.085 | 0 | 2 | 0 | 0 | 0 | 0 | 0 | 0 | 0 | 0 | 0 | 0 | 0 | 0 | 0 | 0 | 0 | 0 | 0 | 0 | 1 | 0 | 0 | 0 | 0 | 0 | 0 | 10368.3755
2025-05-26 | 8652.943 | 0 | 1.6 | 0 | 0 | 0 | 0 | 0 | 0 | 0 | 0 | 0 | 0 | 0 | 0 | 0 | 0 | 0 | 0 | 0 | 0 | 0 | 1 | 0 | 0 | 0 | 0 | 0 | 10121.1603
2025-05-26 | 9091.137 | 0 | 0.7 | 0 | 0 | 0 | 0 | 0 | 0 | 0 | 0 | 0 | 0 | 0 | 0 | 0 | 0 | 0 | 0 | 0 | 0 | 0 | 0 | 1 | 0 | 0 | 0 | 0 | 9516.405
2025-05-26 | 8921.841 | 0 | 0.4 | 0 | 0 | 0 | 0 | 0 | 0 | 0 | 0 | 0 | 0 | 0 | 0 | 0 | 0 | 0 | 0 | 0 | 0 | 0 | 0 | 0 | 1 | 0 | 0 | 0 | 8965.7699
2025-05-26 | 7852.208 | 0.5 | 0 | 0 | 0 | 0 | 0 | 0 | 0 | 0 | 0 | 0 | 0 | 0 | 0 | 0 | 0 | 0 | 0 | 0 | 0 | 0 | 0 | 0 | 0 | 1 | 0 | 0 | 7848.2655
2025-05-26 | 6554.465 | 1.6 | 0 | 0 | 0 | 0 | 0 | 0 | 0 | 0 | 0 | 0 | 0 | 0 | 0 | 0 | 0 | 0 | 0 | 0 | 0 | 0 | 0 | 0 | 0 | 0 | 1 | 0 | 6872.1379
2025-05-26 | 5771.228 | 3.8 | 0 | 0 | 0 | 0 | 0 | 0 | 0 | 0 | 0 | 0 | 0 | 0 | 0 | 0 | 0 | 0 | 0 | 0 | 0 | 0 | 0 | 0 | 0 | 0 | 0 | 1 | 6236.7457
2025-05-27 | 5293.941 | 4.9 | 0 | 0 | 1 | 0 | 0 | 0 | 0 | 0 | 0 | 0 | 0 | 0 | 0 | 0 | 0 | 0 | 0 | 0 | 0 | 0 | 0 | 0 | 0 | 0 | 0 | 0 | 5719.646
2025-05-27 | 5041.905 | 4.9 | 0 | 0 | 0 | 1 | 0 | 0 | 0 | 0 | 0 | 0 | 0 | 0 | 0 | 0 | 0 | 0 | 0 | 0 | 0 | 0 | 0 | 0 | 0 | 0 | 0 | 0 | 5300.0575
2025-05-27 | 4954.795 | 5.7 | 0 | 0 | 0 | 0 | 1 | 0 | 0 | 0 | 0 | 0 | 0 | 0 | 0 | 0 | 0 | 0 | 0 | 0 | 0 | 0 | 0 | 0 | 0 | 0 | 0 | 0 | 5207.5839
2025-05-27 | 5025.21 | 6.6 | 0 | 0 | 0 | 0 | 0 | 1 | 0 | 0 | 0 | 0 | 0 | 0 | 0 | 0 | 0 | 0 | 0 | 0 | 0 | 0 | 0 | 0 | 0 | 0 | 0 | 0 | 5315.5162
2025-05-27 | 5465.391 | 6.7 | 0 | 0 | 0 | 0 | 0 | 0 | 1 | 0 | 0 | 0 | 0 | 0 | 0 | 0 | 0 | 0 | 0 | 0 | 0 | 0 | 0 | 0 | 0 | 0 | 0 | 0 | 5513.2771
2025-05-27 | 6304.454 | 6.9 | 0 | 0 | 0 | 0 | 0 | 0 | 0 | 1 | 0 | 0 | 0 | 0 | 0 | 0 | 0 | 0 | 0 | 0 | 0 | 0 | 0 | 0 | 0 | 0 | 0 | 0 | 6084.8964
2025-05-27 | 6801.804 | 5.3 | 0 | 0 | 0 | 0 | 0 | 0 | 0 | 0 | 1 | 0 | 0 | 0 | 0 | 0 | 0 | 0 | 0 | 0 | 0 | 0 | 0 | 0 | 0 | 0 | 0 | 0 | 6588.475
2025-05-27 | 6923.064 | 2.4 | 0 | 0 | 0 | 0 | 0 | 0 | 0 | 0 | 0 | 1 | 0 | 0 | 0 | 0 | 0 | 0 | 0 | 0 | 0 | 0 | 0 | 0 | 0 | 0 | 0 | 0 | 6762.4355
2025-05-27 | 6542.845 | 0.8 | 0 | 0 | 0 | 0 | 0 | 0 | 0 | 0 | 0 | 0 | 1 | 0 | 0 | 0 | 0 | 0 | 0 | 0 | 0 | 0 | 0 | 0 | 0 | 0 | 0 | 0 | 6832.9511
2025-05-27 | 6472.792 | 0 | 0.8 | 0 | 0 | 0 | 0 | 0 | 0 | 0 | 0 | 0 | 0 | 1 | 0 | 0 | 0 | 0 | 0 | 0 | 0 | 0 | 0 | 0 | 0 | 0 | 0 | 0 | 7267.0539
2025-05-27 | 6497.398 | 0 | 1.9 | 0 | 0 | 0 | 0 | 0 | 0 | 0 | 0 | 0 | 0 | 0 | 1 | 0 | 0 | 0 | 0 | 0 | 0 | 0 | 0 | 0 | 0 | 0 | 0 | 0 | 7967.0838
2025-05-27 | 6509.291 | 0 | 2.2 | 0 | 0 | 0 | 0 | 0 | 0 | 0 | 0 | 0 | 0 | 0 | 0 | 1 | 0 | 0 | 0 | 0 | 0 | 0 | 0 | 0 | 0 | 0 | 0 | 0 | 8249.1064
2025-05-27 | 6334.263 | 0 | 2.3 | 0 | 0 | 0 | 0 | 0 | 0 | 0 | 0 | 0 | 0 | 0 | 0 | 0 | 1 | 0 | 0 | 0 | 0 | 0 | 0 | 0 | 0 | 0 | 0 | 0 | 8216.0376
2025-05-27 | 6215.78 | 0 | 3 | 0 | 0 | 0 | 0 | 0 | 0 | 0 | 0 | 0 | 0 | 0 | 0 | 0 | 0 | 1 | 0 | 0 | 0 | 0 | 0 | 0 | 0 | 0 | 0 | 0 | 8538.0986
2025-05-27 | 6750.413 | 0 | 2.9 | 0 | 0 | 0 | 0 | 0 | 0 | 0 | 0 | 0 | 0 | 0 | 0 | 0 | 0 | 0 | 1 | 0 | 0 | 0 | 0 | 0 | 0 | 0 | 0 | 0 | 8666.3305
2025-05-27 | 7653.262 | 0 | 2.9 | 0 | 0 | 0 | 0 | 0 | 0 | 0 | 0 | 0 | 0 | 0 | 0 | 0 | 0 | 0 | 0 | 1 | 0 | 0 | 0 | 0 | 0 | 0 | 0 | 0 | 9358.9763
2025-05-27 | 8550.548 | 0 | 3.3 | 0 | 0 | 0 | 0 | 0 | 0 | 0 | 0 | 0 | 0 | 0 | 0 | 0 | 0 | 0 | 0 | 0 | 1 | 0 | 0 | 0 | 0 | 0 | 0 | 0 | 10619.4658
2025-05-27 | 8581.536 | 0 | 2.9 | 0 | 0 | 0 | 0 | 0 | 0 | 0 | 0 | 0 | 0 | 0 | 0 | 0 | 0 | 0 | 0 | 0 | 0 | 1 | 0 | 0 | 0 | 0 | 0 | 0 | 10882.6759
2025-05-27 | 8827.05 | 0 | 2.7 | 0 | 0 | 0 | 0 | 0 | 0 | 0 | 0 | 0 | 0 | 0 | 0 | 0 | 0 | 0 | 0 | 0 | 0 | 0 | 1 | 0 | 0 | 0 | 0 | 0 | 10749.7497
2025-05-27 | 9140.033 | 0 | 1.9 | 0 | 0 | 0 | 0 | 0 | 0 | 0 | 0 | 0 | 0 | 0 | 0 | 0 | 0 | 0 | 0 | 0 | 0 | 0 | 0 | 1 | 0 | 0 | 0 | 0 | 10202.1389
2025-05-27 | 8902.807 | 2.2 | 0 | 0 | 0 | 0 | 0 | 0 | 0 | 0 | 0 | 0 | 0 | 0 | 0 | 0 | 0 | 0 | 0 | 0 | 0 | 0 | 0 | 0 | 1 | 0 | 0 | 0 | 9111.7069
2025-05-27 | 7985.826 | 2.5 | 0 | 0 | 0 | 0 | 0 | 0 | 0 | 0 | 0 | 0 | 0 | 0 | 0 | 0 | 0 | 0 | 0 | 0 | 0 | 0 | 0 | 0 | 0 | 1 | 0 | 0 | 8188.7336
2025-05-27 | 6724.11 | 3.3 | 0 | 0 | 0 | 0 | 0 | 0 | 0 | 0 | 0 | 0 | 0 | 0 | 0 | 0 | 0 | 0 | 0 | 0 | 0 | 0 | 0 | 0 | 0 | 0 | 1 | 0 | 7161.5358
2025-05-27 | 5791.111 | 5.1 | 0 | 0 | 0 | 0 | 0 | 0 | 0 | 0 | 0 | 0 | 0 | 0 | 0 | 0 | 0 | 0 | 0 | 0 | 0 | 0 | 0 | 0 | 0 | 0 | 0 | 1 | 6458.0499
2025-05-28 | 5302.407 | 4.1 | 0 | 0 | 1 | 0 | 0 | 0 | 0 | 0 | 0 | 0 | 0 | 0 | 0 | 0 | 0 | 0 | 0 | 0 | 0 | 0 | 0 | 0 | 0 | 0 | 0 | 0 | 5583.4588
2025-05-28 | 4994.758 | 4.6 | 0 | 0 | 0 | 1 | 0 | 0 | 0 | 0 | 0 | 0 | 0 | 0 | 0 | 0 | 0 | 0 | 0 | 0 | 0 | 0 | 0 | 0 | 0 | 0 | 0 | 0 | 5248.9873
2025-05-28 | 4817.829 | 5.6 | 0 | 0 | 0 | 0 | 1 | 0 | 0 | 0 | 0 | 0 | 0 | 0 | 0 | 0 | 0 | 0 | 0 | 0 | 0 | 0 | 0 | 0 | 0 | 0 | 0 | 0 | 5190.5605
2025-05-28 | 4855.583 | 5.8 | 0 | 0 | 0 | 0 | 0 | 1 | 0 | 0 | 0 | 0 | 0 | 0 | 0 | 0 | 0 | 0 | 0 | 0 | 0 | 0 | 0 | 0 | 0 | 0 | 0 | 0 | 5179.329
2025-05-28 | 5332.351 | 6.8 | 0 | 0 | 0 | 0 | 0 | 0 | 1 | 0 | 0 | 0 | 0 | 0 | 0 | 0 | 0 | 0 | 0 | 0 | 0 | 0 | 0 | 0 | 0 | 0 | 0 | 0 | 5530.3005
2025-05-28 | 6116.172 | 7.5 | 0 | 0 | 0 | 0 | 0 | 0 | 0 | 1 | 0 | 0 | 0 | 0 | 0 | 0 | 0 | 0 | 0 | 0 | 0 | 0 | 0 | 0 | 0 | 0 | 0 | 0 | 6187.0368
2025-05-28 | 6796.256 | 5.5 | 0 | 0 | 0 | 0 | 0 | 0 | 0 | 0 | 1 | 0 | 0 | 0 | 0 | 0 | 0 | 0 | 0 | 0 | 0 | 0 | 0 | 0 | 0 | 0 | 0 | 0 | 6622.5218
2025-05-28 | 6814.955 | 2.4 | 0 | 0 | 0 | 0 | 0 | 0 | 0 | 0 | 0 | 1 | 0 | 0 | 0 | 0 | 0 | 0 | 0 | 0 | 0 | 0 | 0 | 0 | 0 | 0 | 0 | 0 | 6762.4355
2025-05-28 | 6654.367 | 1.8 | 0 | 0 | 0 | 0 | 0 | 0 | 0 | 0 | 0 | 0 | 1 | 0 | 0 | 0 | 0 | 0 | 0 | 0 | 0 | 0 | 0 | 0 | 0 | 0 | 0 | 0 | 7003.1851
2025-05-28 | 6539.424 | 1.5 | 0 | 0 | 0 | 0 | 0 | 0 | 0 | 0 | 0 | 0 | 0 | 1 | 0 | 0 | 0 | 0 | 0 | 0 | 0 | 0 | 0 | 0 | 0 | 0 | 0 | 0 | 7065.249
2025-05-28 | 6446.255 | 0.9 | 0 | 0 | 0 | 0 | 0 | 0 | 0 | 0 | 0 | 0 | 0 | 0 | 1 | 0 | 0 | 0 | 0 | 0 | 0 | 0 | 0 | 0 | 0 | 0 | 0 | 0 | 7034.5491
2025-05-28 | 6610.816 | 2.4 | 0 | 0 | 0 | 0 | 0 | 0 | 0 | 0 | 0 | 0 | 0 | 0 | 0 | 1 | 0 | 0 | 0 | 0 | 0 | 0 | 0 | 0 | 0 | 0 | 0 | 0 | 7400.4893
2025-05-28 | 6465.891 | 4.2 | 0 | 0 | 0 | 0 | 0 | 0 | 0 | 0 | 0 | 0 | 0 | 0 | 0 | 0 | 1 | 0 | 0 | 0 | 0 | 0 | 0 | 0 | 0 | 0 | 0 | 0 | 7616.6973
2025-05-28 | 6482.396 | 2.4 | 0 | 0 | 0 | 0 | 0 | 0 | 0 | 0 | 0 | 0 | 0 | 0 | 0 | 0 | 0 | 1 | 0 | 0 | 0 | 0 | 0 | 0 | 0 | 0 | 0 | 0 | 7232.3255
2025-05-28 | 6766.633 | 2.5 | 0 | 0 | 0 | 0 | 0 | 0 | 0 | 0 | 0 | 0 | 0 | 0 | 0 | 0 | 0 | 0 | 1 | 0 | 0 | 0 | 0 | 0 | 0 | 0 | 0 | 0 | 7434.7254
2025-05-28 | 7703.367 | 4.8 | 0 | 0 | 0 | 0 | 0 | 0 | 0 | 0 | 0 | 0 | 0 | 0 | 0 | 0 | 0 | 0 | 0 | 1 | 0 | 0 | 0 | 0 | 0 | 0 | 0 | 0 | 8518.9095
2025-05-28 | 8865.518 | 5.1 | 0 | 0 | 0 | 0 | 0 | 0 | 0 | 0 | 0 | 0 | 0 | 0 | 0 | 0 | 0 | 0 | 0 | 0 | 1 | 0 | 0 | 0 | 0 | 0 | 0 | 0 | 9601.8912
2025-05-28 | 8863.739 | 5.1 | 0 | 0 | 0 | 0 | 0 | 0 | 0 | 0 | 0 | 0 | 0 | 0 | 0 | 0 | 0 | 0 | 0 | 0 | 0 | 1 | 0 | 0 | 0 | 0 | 0 | 0 | 10093.6794
2025-05-28 | 9263.231 | 5 | 0 | 0 | 0 | 0 | 0 | 0 | 0 | 0 | 0 | 0 | 0 | 0 | 0 | 0 | 0 | 0 | 0 | 0 | 0 | 0 | 1 | 0 | 0 | 0 | 0 | 0 | 10058.0187
2025-05-28 | 9340.283 | 5.3 | 0 | 0 | 0 | 0 | 0 | 0 | 0 | 0 | 0 | 0 | 0 | 0 | 0 | 0 | 0 | 0 | 0 | 0 | 0 | 0 | 0 | 1 | 0 | 0 | 0 | 0 | 10018.6341
2025-05-28 | 9004.74 | 5.5 | 0 | 0 | 0 | 0 | 0 | 0 | 0 | 0 | 0 | 0 | 0 | 0 | 0 | 0 | 0 | 0 | 0 | 0 | 0 | 0 | 0 | 0 | 1 | 0 | 0 | 0 | 9673.4793
2025-05-28 | 7803.402 | 5.7 | 0 | 0 | 0 | 0 | 0 | 0 | 0 | 0 | 0 | 0 | 0 | 0 | 0 | 0 | 0 | 0 | 0 | 0 | 0 | 0 | 0 | 0 | 0 | 1 | 0 | 0 | 8733.4826
2025-05-28 | 6524.754 | 5.4 | 0 | 0 | 0 | 0 | 0 | 0 | 0 | 0 | 0 | 0 | 0 | 0 | 0 | 0 | 0 | 0 | 0 | 0 | 0 | 0 | 0 | 0 | 0 | 0 | 1 | 0 | 7519.0273
2025-05-28 | 5731.243 | 5.4 | 0 | 0 | 0 | 0 | 0 | 0 | 0 | 0 | 0 | 0 | 0 | 0 | 0 | 0 | 0 | 0 | 0 | 0 | 0 | 0 | 0 | 0 | 0 | 0 | 0 | 1 | 6509.1202
2025-05-29 | 5277.774 | 5.6 | 0 | 0 | 1 | 0 | 0 | 0 | 0 | 0 | 0 | 0 | 0 | 0 | 0 | 0 | 0 | 0 | 0 | 0 | 0 | 0 | 0 | 0 | 0 | 0 | 0 | 0 | 5838.8099
2025-05-29 | 4988.236 | 5.6 | 0 | 0 | 0 | 1 | 0 | 0 | 0 | 0 | 0 | 0 | 0 | 0 | 0 | 0 | 0 | 0 | 0 | 0 | 0 | 0 | 0 | 0 | 0 | 0 | 0 | 0 | 5419.2213
2025-05-29 | 4918.358 | 5.5 | 0 | 0 | 0 | 0 | 1 | 0 | 0 | 0 | 0 | 0 | 0 | 0 | 0 | 0 | 0 | 0 | 0 | 0 | 0 | 0 | 0 | 0 | 0 | 0 | 0 | 0 | 5173.5371
2025-05-29 | 4962.224 | 5.8 | 0 | 0 | 0 | 0 | 0 | 1 | 0 | 0 | 0 | 0 | 0 | 0 | 0 | 0 | 0 | 0 | 0 | 0 | 0 | 0 | 0 | 0 | 0 | 0 | 0 | 0 | 5179.329
2025-05-29 | 5306.091 | 6 | 0 | 0 | 0 | 0 | 0 | 0 | 1 | 0 | 0 | 0 | 0 | 0 | 0 | 0 | 0 | 0 | 0 | 0 | 0 | 0 | 0 | 0 | 0 | 0 | 0 | 0 | 5394.1132
2025-05-29 | 6050.489 | 6.2 | 0 | 0 | 0 | 0 | 0 | 0 | 0 | 1 | 0 | 0 | 0 | 0 | 0 | 0 | 0 | 0 | 0 | 0 | 0 | 0 | 0 | 0 | 0 | 0 | 0 | 0 | 5965.7326
2025-05-29 | 6968.446 | 5.6 | 0 | 0 | 0 | 0 | 0 | 0 | 0 | 0 | 1 | 0 | 0 | 0 | 0 | 0 | 0 | 0 | 0 | 0 | 0 | 0 | 0 | 0 | 0 | 0 | 0 | 0 | 6639.5452
2025-05-29 | 7210.455 | 4 | 0 | 0 | 0 | 0 | 0 | 0 | 0 | 0 | 0 | 1 | 0 | 0 | 0 | 0 | 0 | 0 | 0 | 0 | 0 | 0 | 0 | 0 | 0 | 0 | 0 | 0 | 7034.81
2025-05-29 | 7102.574 | 2.6 | 0 | 0 | 0 | 0 | 0 | 0 | 0 | 0 | 0 | 0 | 1 | 0 | 0 | 0 | 0 | 0 | 0 | 0 | 0 | 0 | 0 | 0 | 0 | 0 | 0 | 0 | 7139.3724
2025-05-29 | 7159.827 | 1.6 | 0 | 0 | 0 | 0 | 0 | 0 | 0 | 0 | 0 | 0 | 0 | 1 | 0 | 0 | 0 | 0 | 0 | 0 | 0 | 0 | 0 | 0 | 0 | 0 | 0 | 0 | 7082.2724
2025-05-29 | 7112.543 | 1.3 | 0 | 0 | 0 | 0 | 0 | 0 | 0 | 0 | 0 | 0 | 0 | 0 | 1 | 0 | 0 | 0 | 0 | 0 | 0 | 0 | 0 | 0 | 0 | 0 | 0 | 0 | 7102.6427
2025-05-29 | 7124.096 | 1.2 | 0 | 0 | 0 | 0 | 0 | 0 | 0 | 0 | 0 | 0 | 0 | 0 | 0 | 1 | 0 | 0 | 0 | 0 | 0 | 0 | 0 | 0 | 0 | 0 | 0 | 0 | 7196.2085
2025-05-29 | 6889.132 | 0.1 | 0 | 0 | 0 | 0 | 0 | 0 | 0 | 0 | 0 | 0 | 0 | 0 | 0 | 0 | 1 | 0 | 0 | 0 | 0 | 0 | 0 | 0 | 0 | 0 | 0 | 0 | 6918.7377
2025-05-29 | 6774.54 | 0.7 | 0 | 0 | 0 | 0 | 0 | 0 | 0 | 0 | 0 | 0 | 0 | 0 | 0 | 0 | 0 | 1 | 0 | 0 | 0 | 0 | 0 | 0 | 0 | 0 | 0 | 0 | 6942.9276
2025-05-29 | 6967.924 | 0.3 | 0 | 0 | 0 | 0 | 0 | 0 | 0 | 0 | 0 | 0 | 0 | 0 | 0 | 0 | 0 | 0 | 1 | 0 | 0 | 0 | 0 | 0 | 0 | 0 | 0 | 0 | 7060.2104
2025-05-29 | 7782.718 | 0.1 | 0 | 0 | 0 | 0 | 0 | 0 | 0 | 0 | 0 | 0 | 0 | 0 | 0 | 0 | 0 | 0 | 0 | 1 | 0 | 0 | 0 | 0 | 0 | 0 | 0 | 0 | 7718.8094
2025-05-29 | 8703.79 | 0 | 0 | 0 | 0 | 0 | 0 | 0 | 0 | 0 | 0 | 0 | 0 | 0 | 0 | 0 | 0 | 0 | 0 | 0 | 1 | 0 | 0 | 0 | 0 | 0 | 0 | 0 | 8733.6975
2025-05-29 | 8544.585 | 0.6 | 0 | 0 | 0 | 0 | 0 | 0 | 0 | 0 | 0 | 0 | 0 | 0 | 0 | 0 | 0 | 0 | 0 | 0 | 0 | 1 | 0 | 0 | 0 | 0 | 0 | 0 | 9327.6261
2025-05-29 | 8775.741 | 1.2 | 0 | 0 | 0 | 0 | 0 | 0 | 0 | 0 | 0 | 0 | 0 | 0 | 0 | 0 | 0 | 0 | 0 | 0 | 0 | 0 | 1 | 0 | 0 | 0 | 0 | 0 | 9411.1292
2025-05-29 | 9183.267 | 1.7 | 0 | 0 | 0 | 0 | 0 | 0 | 0 | 0 | 0 | 0 | 0 | 0 | 0 | 0 | 0 | 0 | 0 | 0 | 0 | 0 | 0 | 1 | 0 | 0 | 0 | 0 | 9405.7914
2025-05-29 | 9043.966 | 2.1 | 0 | 0 | 0 | 0 | 0 | 0 | 0 | 0 | 0 | 0 | 0 | 0 | 0 | 0 | 0 | 0 | 0 | 0 | 0 | 0 | 0 | 0 | 1 | 0 | 0 | 0 | 9094.6835
2025-05-29 | 7974.627 | 2.6 | 0 | 0 | 0 | 0 | 0 | 0 | 0 | 0 | 0 | 0 | 0 | 0 | 0 | 0 | 0 | 0 | 0 | 0 | 0 | 0 | 0 | 0 | 0 | 1 | 0 | 0 | 8205.757
2025-05-29 | 6860.251 | 3.9 | 0 | 0 | 0 | 0 | 0 | 0 | 0 | 0 | 0 | 0 | 0 | 0 | 0 | 0 | 0 | 0 | 0 | 0 | 0 | 0 | 0 | 0 | 0 | 0 | 1 | 0 | 7263.6763
2025-05-29 | 5953.247 | 3.1 | 0 | 0 | 0 | 0 | 0 | 0 | 0 | 0 | 0 | 0 | 0 | 0 | 0 | 0 | 0 | 0 | 0 | 0 | 0 | 0 | 0 | 0 | 0 | 0 | 0 | 1 | 6117.5818
2025-05-30 | 5370.603 | 3.1 | 0 | 0 | 1 | 0 | 0 | 0 | 0 | 0 | 0 | 0 | 0 | 0 | 0 | 0 | 0 | 0 | 0 | 0 | 0 | 0 | 0 | 0 | 0 | 0 | 0 | 0 | 5413.2247
2025-05-30 | 5049.829 | 3.6 | 0 | 0 | 0 | 1 | 0 | 0 | 0 | 0 | 0 | 0 | 0 | 0 | 0 | 0 | 0 | 0 | 0 | 0 | 0 | 0 | 0 | 0 | 0 | 0 | 0 | 0 | 5078.7532
2025-05-30 | 4940.798 | 3.7 | 0 | 0 | 0 | 0 | 1 | 0 | 0 | 0 | 0 | 0 | 0 | 0 | 0 | 0 | 0 | 0 | 0 | 0 | 0 | 0 | 0 | 0 | 0 | 0 | 0 | 0 | 4867.1158
2025-05-30 | 4987.39 | 4.2 | 0 | 0 | 0 | 0 | 0 | 1 | 0 | 0 | 0 | 0 | 0 | 0 | 0 | 0 | 0 | 0 | 0 | 0 | 0 | 0 | 0 | 0 | 0 | 0 | 0 | 0 | 4906.9545
2025-05-30 | 5337.687 | 4.1 | 0 | 0 | 0 | 0 | 0 | 0 | 1 | 0 | 0 | 0 | 0 | 0 | 0 | 0 | 0 | 0 | 0 | 0 | 0 | 0 | 0 | 0 | 0 | 0 | 0 | 0 | 5070.6685
2025-05-30 | 6145.033 | 4.4 | 0 | 0 | 0 | 0 | 0 | 0 | 0 | 1 | 0 | 0 | 0 | 0 | 0 | 0 | 0 | 0 | 0 | 0 | 0 | 0 | 0 | 0 | 0 | 0 | 0 | 0 | 5659.3113
2025-05-30 | 6873.68 | 3.5 | 0 | 0 | 0 | 0 | 0 | 0 | 0 | 0 | 1 | 0 | 0 | 0 | 0 | 0 | 0 | 0 | 0 | 0 | 0 | 0 | 0 | 0 | 0 | 0 | 0 | 0 | 6282.0537
2025-05-30 | 7069.443 | 2 | 0 | 0 | 0 | 0 | 0 | 0 | 0 | 0 | 0 | 1 | 0 | 0 | 0 | 0 | 0 | 0 | 0 | 0 | 0 | 0 | 0 | 0 | 0 | 0 | 0 | 0 | 6694.3419
2025-05-30 | 6957.095 | 0 | 0.4 | 0 | 0 | 0 | 0 | 0 | 0 | 0 | 0 | 0 | 1 | 0 | 0 | 0 | 0 | 0 | 0 | 0 | 0 | 0 | 0 | 0 | 0 | 0 | 0 | 0 | 6925.3418
2025-05-30 | 6834.298 | 0 | 1 | 0 | 0 | 0 | 0 | 0 | 0 | 0 | 0 | 0 | 0 | 1 | 0 | 0 | 0 | 0 | 0 | 0 | 0 | 0 | 0 | 0 | 0 | 0 | 0 | 0 | 7381.3428
2025-05-30 | 6811.302 | 0 | 2.4 | 0 | 0 | 0 | 0 | 0 | 0 | 0 | 0 | 0 | 0 | 0 | 1 | 0 | 0 | 0 | 0 | 0 | 0 | 0 | 0 | 0 | 0 | 0 | 0 | 0 | 8252.8062
2025-05-30 | 6758.862 | 0 | 3.4 | 0 | 0 | 0 | 0 | 0 | 0 | 0 | 0 | 0 | 0 | 0 | 0 | 1 | 0 | 0 | 0 | 0 | 0 | 0 | 0 | 0 | 0 | 0 | 0 | 0 | 8934.8403
2025-05-30 | 6621.488 | 0 | 5.1 | 0 | 0 | 0 | 0 | 0 | 0 | 0 | 0 | 0 | 0 | 0 | 0 | 0 | 1 | 0 | 0 | 0 | 0 | 0 | 0 | 0 | 0 | 0 | 0 | 0 | 9816.0834
2025-05-30 | 6509.555 | 0 | 4.6 | 0 | 0 | 0 | 0 | 0 | 0 | 0 | 0 | 0 | 0 | 0 | 0 | 0 | 0 | 1 | 0 | 0 | 0 | 0 | 0 | 0 | 0 | 0 | 0 | 0 | 9452.4104
2025-05-30 | 6863.672 | 0 | 5.4 | 0 | 0 | 0 | 0 | 0 | 0 | 0 | 0 | 0 | 0 | 0 | 0 | 0 | 0 | 0 | 1 | 0 | 0 | 0 | 0 | 0 | 0 | 0 | 0 | 0 | 10094.9428
2025-05-30 | 7522.29 | 0 | 6.4 | 0 | 0 | 0 | 0 | 0 | 0 | 0 | 0 | 0 | 0 | 0 | 0 | 0 | 0 | 0 | 0 | 1 | 0 | 0 | 0 | 0 | 0 | 0 | 0 | 0 | 11359.0335
2025-05-30 | 8282.016 | 0 | 5.3 | 0 | 0 | 0 | 0 | 0 | 0 | 0 | 0 | 0 | 0 | 0 | 0 | 0 | 0 | 0 | 0 | 0 | 1 | 0 | 0 | 0 | 0 | 0 | 0 | 0 | 11762.3556
2025-05-30 | 8253.127 | 0 | 4.3 | 0 | 0 | 0 | 0 | 0 | 0 | 0 | 0 | 0 | 0 | 0 | 0 | 0 | 0 | 0 | 0 | 0 | 0 | 1 | 0 | 0 | 0 | 0 | 0 | 0 | 11682.6988
2025-05-30 | 8548.718 | 0 | 3.9 | 0 | 0 | 0 | 0 | 0 | 0 | 0 | 0 | 0 | 0 | 0 | 0 | 0 | 0 | 0 | 0 | 0 | 0 | 0 | 1 | 0 | 0 | 0 | 0 | 0 | 11435.4836
2025-05-30 | 8807.965 | 0 | 3.1 | 0 | 0 | 0 | 0 | 0 | 0 | 0 | 0 | 0 | 0 | 0 | 0 | 0 | 0 | 0 | 0 | 0 | 0 | 0 | 0 | 1 | 0 | 0 | 0 | 0 | 10887.8728
2025-05-30 | 8448.932 | 0 | 1.1 | 0 | 0 | 0 | 0 | 0 | 0 | 0 | 0 | 0 | 0 | 0 | 0 | 0 | 0 | 0 | 0 | 0 | 0 | 0 | 0 | 0 | 1 | 0 | 0 | 0 | 9365.7814
2025-05-30 | 7792.099 | 0.9 | 0 | 0 | 0 | 0 | 0 | 0 | 0 | 0 | 0 | 0 | 0 | 0 | 0 | 0 | 0 | 0 | 0 | 0 | 0 | 0 | 0 | 0 | 0 | 1 | 0 | 0 | 7916.3591
2025-05-30 | 6814.4 | 2.1 | 0 | 0 | 0 | 0 | 0 | 0 | 0 | 0 | 0 | 0 | 0 | 0 | 0 | 0 | 0 | 0 | 0 | 0 | 0 | 0 | 0 | 0 | 0 | 0 | 1 | 0 | 6957.2549
2025-05-30 | 6024.711 | 3.2 | 0 | 0 | 0 | 0 | 0 | 0 | 0 | 0 | 0 | 0 | 0 | 0 | 0 | 0 | 0 | 0 | 0 | 0 | 0 | 0 | 0 | 0 | 0 | 0 | 0 | 1 | 6134.6052
2025-05-31 | 5448.775 | 4.1 | 0 | 1 | 1 | 0 | 0 | 0 | 0 | 0 | 0 | 0 | 0 | 0 | 0 | 0 | 0 | 0 | 0 | 0 | 0 | 0 | 0 | 0 | 0 | 0 | 0 | 0 | 6066.5901
2025-05-31 | 5049.662 | 5.1 | 0 | 1 | 0 | 1 | 0 | 0 | 0 | 0 | 0 | 0 | 0 | 0 | 0 | 0 | 0 | 0 | 0 | 0 | 0 | 0 | 0 | 0 | 0 | 0 | 0 | 0 | 5817.2356
2025-05-31 | 4896.182 | 5.2 | 0 | 1 | 0 | 0 | 1 | 0 | 0 | 0 | 0 | 0 | 0 | 0 | 0 | 0 | 0 | 0 | 0 | 0 | 0 | 0 | 0 | 0 | 0 | 0 | 0 | 0 | 5605.5982
2025-05-31 | 4761.85 | 5.7 | 0 | 1 | 0 | 0 | 0 | 1 | 0 | 0 | 0 | 0 | 0 | 0 | 0 | 0 | 0 | 0 | 0 | 0 | 0 | 0 | 0 | 0 | 0 | 0 | 0 | 0 | 5645.4369
2025-05-31 | 4940.995 | 7.7 | 0 | 1 | 0 | 0 | 0 | 0 | 1 | 0 | 0 | 0 | 0 | 0 | 0 | 0 | 0 | 0 | 0 | 0 | 0 | 0 | 0 | 0 | 0 | 0 | 0 | 0 | 6166.6425
2025-05-31 | 5519.391 | 8.2 | 0 | 1 | 0 | 0 | 0 | 0 | 0 | 1 | 0 | 0 | 0 | 0 | 0 | 0 | 0 | 0 | 0 | 0 | 0 | 0 | 0 | 0 | 0 | 0 | 0 | 0 | 6789.332
2025-05-31 | 6440.733 | 8.7 | 0 | 1 | 0 | 0 | 0 | 0 | 0 | 0 | 1 | 0 | 0 | 0 | 0 | 0 | 0 | 0 | 0 | 0 | 0 | 0 | 0 | 0 | 0 | 0 | 0 | 0 | 7650.4021
2025-05-31 | 7639.117 | 8.8 | 0 | 1 | 0 | 0 | 0 | 0 | 0 | 0 | 0 | 1 | 0 | 0 | 0 | 0 | 0 | 0 | 0 | 0 | 0 | 0 | 0 | 0 | 0 | 0 | 0 | 0 | 8335.0649
2025-05-31 | 8434.88 | 8.8 | 0 | 1 | 0 | 0 | 0 | 0 | 0 | 0 | 0 | 0 | 1 | 0 | 0 | 0 | 0 | 0 | 0 | 0 | 0 | 0 | 0 | 0 | 0 | 0 | 0 | 0 | 8677.9549
2025-05-31 | 8653.949 | 8.9 | 0 | 1 | 0 | 0 | 0 | 0 | 0 | 0 | 0 | 0 | 0 | 1 | 0 | 0 | 0 | 0 | 0 | 0 | 0 | 0 | 0 | 0 | 0 | 0 | 0 | 0 | 8808.1124
2025-05-31 | 8827.567 | 8.4 | 0 | 1 | 0 | 0 | 0 | 0 | 0 | 0 | 0 | 0 | 0 | 0 | 1 | 0 | 0 | 0 | 0 | 0 | 0 | 0 | 0 | 0 | 0 | 0 | 0 | 0 | 8794.4359
2025-05-31 | 8705.213 | 7.9 | 0 | 1 | 0 | 0 | 0 | 0 | 0 | 0 | 0 | 0 | 0 | 0 | 0 | 1 | 0 | 0 | 0 | 0 | 0 | 0 | 0 | 0 | 0 | 0 | 0 | 0 | 8819.908
2025-05-31 | 8390.802 | 7.3 | 0 | 1 | 0 | 0 | 0 | 0 | 0 | 0 | 0 | 0 | 0 | 0 | 0 | 0 | 1 | 0 | 0 | 0 | 0 | 0 | 0 | 0 | 0 | 0 | 0 | 0 | 8627.5543
2025-05-31 | 8043.721 | 6.9 | 0 | 1 | 0 | 0 | 0 | 0 | 0 | 0 | 0 | 0 | 0 | 0 | 0 | 0 | 0 | 1 | 0 | 0 | 0 | 0 | 0 | 0 | 0 | 0 | 0 | 0 | 8481.5101
2025-05-31 | 8063.231 | 5.3 | 0 | 1 | 0 | 0 | 0 | 0 | 0 | 0 | 0 | 0 | 0 | 0 | 0 | 0 | 0 | 0 | 1 | 0 | 0 | 0 | 0 | 0 | 0 | 0 | 0 | 0 | 8394.5121
2025-05-31 | 8685.514 | 5.3 | 0 | 1 | 0 | 0 | 0 | 0 | 0 | 0 | 0 | 0 | 0 | 0 | 0 | 0 | 0 | 0 | 0 | 1 | 0 | 0 | 0 | 0 | 0 | 0 | 0 | 0 | 9087.1578
2025-05-31 | 9242.738 | 4.7 | 0 | 1 | 0 | 0 | 0 | 0 | 0 | 0 | 0 | 0 | 0 | 0 | 0 | 0 | 0 | 0 | 0 | 0 | 1 | 0 | 0 | 0 | 0 | 0 | 0 | 0 | 10016.929
2025-05-31 | 9178.738 | 4.6 | 0 | 1 | 0 | 0 | 0 | 0 | 0 | 0 | 0 | 0 | 0 | 0 | 0 | 0 | 0 | 0 | 0 | 0 | 0 | 1 | 0 | 0 | 0 | 0 | 0 | 0 | 10491.6937
2025-05-31 | 8910.908 | 4.5 | 0 | 1 | 0 | 0 | 0 | 0 | 0 | 0 | 0 | 0 | 0 | 0 | 0 | 0 | 0 | 0 | 0 | 0 | 0 | 0 | 1 | 0 | 0 | 0 | 0 | 0 | 10456.033
2025-05-31 | 8751.513 | 4.9 | 0 | 1 | 0 | 0 | 0 | 0 | 0 | 0 | 0 | 0 | 0 | 0 | 0 | 0 | 0 | 0 | 0 | 0 | 0 | 0 | 0 | 1 | 0 | 0 | 0 | 0 | 10433.6718
2025-05-31 | 8361.428 | 5.9 | 0 | 1 | 0 | 0 | 0 | 0 | 0 | 0 | 0 | 0 | 0 | 0 | 0 | 0 | 0 | 0 | 0 | 0 | 0 | 0 | 0 | 0 | 1 | 0 | 0 | 0 | 10224.7042
2025-05-31 | 7641.304 | 7.5 | 0 | 1 | 0 | 0 | 0 | 0 | 0 | 0 | 0 | 0 | 0 | 0 | 0 | 0 | 0 | 0 | 0 | 0 | 0 | 0 | 0 | 0 | 0 | 1 | 0 | 0 | 9523.0352
2025-05-31 | 6762.071 | 9.1 | 0 | 1 | 0 | 0 | 0 | 0 | 0 | 0 | 0 | 0 | 0 | 0 | 0 | 0 | 0 | 0 | 0 | 0 | 0 | 0 | 0 | 0 | 0 | 0 | 1 | 0 | 8632.0247
2025-05-31 | 5971.06 | 8.7 | 0 | 1 | 0 | 0 | 0 | 0 | 0 | 0 | 0 | 0 | 0 | 0 | 0 | 0 | 0 | 0 | 0 | 0 | 0 | 0 | 0 | 0 | 0 | 0 | 0 | 1 | 7554.0239
2025-06-01 | 5430.645 | 9.9 | 0 | 1 | 1 | 0 | 0 | 0 | 0 | 0 | 0 | 0 | 0 | 0 | 0 | 0 | 0 | 0 | 0 | 0 | 0 | 0 | 0 | 0 | 0 | 0 | 0 | 0 | 7053.9477
2025-06-01 | 5196.751 | 10.7 | 0 | 1 | 0 | 1 | 0 | 0 | 0 | 0 | 0 | 0 | 0 | 0 | 0 | 0 | 0 | 0 | 0 | 0 | 0 | 0 | 0 | 0 | 0 | 0 | 0 | 0 | 6770.5463
2025-06-01 | 4989.498 | 9.4 | 0 | 1 | 0 | 0 | 1 | 0 | 0 | 0 | 0 | 0 | 0 | 0 | 0 | 0 | 0 | 0 | 0 | 0 | 0 | 0 | 0 | 0 | 0 | 0 | 0 | 0 | 6320.5812
2025-06-01 | 4946.52 | 11.8 | 0 | 1 | 0 | 0 | 0 | 1 | 0 | 0 | 0 | 0 | 0 | 0 | 0 | 0 | 0 | 0 | 0 | 0 | 0 | 0 | 0 | 0 | 0 | 0 | 0 | 0 | 6683.8647
2025-06-01 | 5205.854 | 13 | 0 | 1 | 0 | 0 | 0 | 0 | 1 | 0 | 0 | 0 | 0 | 0 | 0 | 0 | 0 | 0 | 0 | 0 | 0 | 0 | 0 | 0 | 0 | 0 | 0 | 0 | 7068.883
2025-06-01 | 5685.666 | 11.8 | 0 | 1 | 0 | 0 | 0 | 0 | 0 | 1 | 0 | 0 | 0 | 0 | 0 | 0 | 0 | 0 | 0 | 0 | 0 | 0 | 0 | 0 | 0 | 0 | 0 | 0 | 7402.1746
2025-06-01 | 6510.593 | 9.5 | 0 | 1 | 0 | 0 | 0 | 0 | 0 | 0 | 1 | 0 | 0 | 0 | 0 | 0 | 0 | 0 | 0 | 0 | 0 | 0 | 0 | 0 | 0 | 0 | 0 | 0 | 7786.5894
2025-06-01 | 7486.391 | 7.2 | 0 | 1 | 0 | 0 | 0 | 0 | 0 | 0 | 0 | 1 | 0 | 0 | 0 | 0 | 0 | 0 | 0 | 0 | 0 | 0 | 0 | 0 | 0 | 0 | 0 | 0 | 8062.6904
2025-06-01 | 8315.595 | 5.3 | 0 | 1 | 0 | 0 | 0 | 0 | 0 | 0 | 0 | 0 | 1 | 0 | 0 | 0 | 0 | 0 | 0 | 0 | 0 | 0 | 0 | 0 | 0 | 0 | 0 | 0 | 8082.1357
2025-06-01 | 8702.071 | 4.1 | 0 | 1 | 0 | 0 | 0 | 0 | 0 | 0 | 0 | 0 | 0 | 1 | 0 | 0 | 0 | 0 | 0 | 0 | 0 | 0 | 0 | 0 | 0 | 0 | 0 | 0 | 7990.9889
2025-06-01 | 8992.455 | 3.5 | 0 | 1 | 0 | 0 | 0 | 0 | 0 | 0 | 0 | 0 | 0 | 0 | 1 | 0 | 0 | 0 | 0 | 0 | 0 | 0 | 0 | 0 | 0 | 0 | 0 | 0 | 7960.289
2025-06-01 | 9318.965 | 3.2 | 0 | 1 | 0 | 0 | 0 | 0 | 0 | 0 | 0 | 0 | 0 | 0 | 0 | 1 | 0 | 0 | 0 | 0 | 0 | 0 | 0 | 0 | 0 | 0 | 0 | 0 | 8019.8079
2025-06-01 | 8920.974 | 3.8 | 0 | 1 | 0 | 0 | 0 | 0 | 0 | 0 | 0 | 0 | 0 | 0 | 0 | 0 | 1 | 0 | 0 | 0 | 0 | 0 | 0 | 0 | 0 | 0 | 0 | 0 | 8031.7351
2025-06-01 | 9018.234 | 2.6 | 0 | 1 | 0 | 0 | 0 | 0 | 0 | 0 | 0 | 0 | 0 | 0 | 0 | 0 | 0 | 1 | 0 | 0 | 0 | 0 | 0 | 0 | 0 | 0 | 0 | 0 | 7749.5037
2025-06-01 | 9124.022 | 2.4 | 0 | 1 | 0 | 0 | 0 | 0 | 0 | 0 | 0 | 0 | 0 | 0 | 0 | 0 | 0 | 0 | 1 | 0 | 0 | 0 | 0 | 0 | 0 | 0 | 0 | 0 | 7900.8333
2025-06-01 | 9776.142 | 1.8 | 0 | 1 | 0 | 0 | 0 | 0 | 0 | 0 | 0 | 0 | 0 | 0 | 0 | 0 | 0 | 0 | 0 | 1 | 0 | 0 | 0 | 0 | 0 | 0 | 0 | 0 | 8491.3386
2025-06-01 | 10515.89 | 2.8 | 0 | 1 | 0 | 0 | 0 | 0 | 0 | 0 | 0 | 0 | 0 | 0 | 0 | 0 | 0 | 0 | 0 | 0 | 1 | 0 | 0 | 0 | 0 | 0 | 0 | 0 | 9693.4842
2025-06-01 | 10430.771 | 3.2 | 0 | 1 | 0 | 0 | 0 | 0 | 0 | 0 | 0 | 0 | 0 | 0 | 0 | 0 | 0 | 0 | 0 | 0 | 0 | 1 | 0 | 0 | 0 | 0 | 0 | 0 | 10253.366
2025-06-01 | 10133.586 | 3.1 | 0 | 1 | 0 | 0 | 0 | 0 | 0 | 0 | 0 | 0 | 0 | 0 | 0 | 0 | 0 | 0 | 0 | 0 | 0 | 0 | 1 | 0 | 0 | 0 | 0 | 0 | 10217.7053
2025-06-01 | 9841.702 | 3.6 | 0 | 1 | 0 | 0 | 0 | 0 | 0 | 0 | 0 | 0 | 0 | 0 | 0 | 0 | 0 | 0 | 0 | 0 | 0 | 0 | 0 | 1 | 0 | 0 | 0 | 0 | 10212.3675
2025-06-01 | 9267.053 | 5 | 0 | 1 | 0 | 0 | 0 | 0 | 0 | 0 | 0 | 0 | 0 | 0 | 0 | 0 | 0 | 0 | 0 | 0 | 0 | 0 | 0 | 0 | 1 | 0 | 0 | 0 | 10071.4936
2025-06-01 | 8015.054 | 5.9 | 0 | 1 | 0 | 0 | 0 | 0 | 0 | 0 | 0 | 0 | 0 | 0 | 0 | 0 | 0 | 0 | 0 | 0 | 0 | 0 | 0 | 0 | 0 | 1 | 0 | 0 | 9250.6607
2025-06-01 | 6704.361 | 7.7 | 0 | 1 | 0 | 0 | 0 | 0 | 0 | 0 | 0 | 0 | 0 | 0 | 0 | 0 | 0 | 0 | 0 | 0 | 0 | 0 | 0 | 0 | 0 | 0 | 1 | 0 | 8393.697
2025-06-01 | 5881.109 | 9.2 | 0 | 1 | 0 | 0 | 0 | 0 | 0 | 0 | 0 | 0 | 0 | 0 | 0 | 0 | 0 | 0 | 0 | 0 | 0 | 0 | 0 | 0 | 0 | 0 | 0 | 1 | 7639.1409
2025-06-02 | 5446.3 | 10.5 | 0 | 0 | 1 | 0 | 0 | 0 | 0 | 0 | 0 | 0 | 0 | 0 | 0 | 0 | 0 | 0 | 0 | 0 | 0 | 0 | 0 | 0 | 0 | 0 | 0 | 0 | 6672.9567
2025-06-02 | 5181.826 | 10.7 | 0 | 0 | 0 | 1 | 0 | 0 | 0 | 0 | 0 | 0 | 0 | 0 | 0 | 0 | 0 | 0 | 0 | 0 | 0 | 0 | 0 | 0 | 0 | 0 | 0 | 0 | 6287.415
2025-06-02 | 5077.012 | 10.3 | 0 | 0 | 0 | 0 | 1 | 0 | 0 | 0 | 0 | 0 | 0 | 0 | 0 | 0 | 0 | 0 | 0 | 0 | 0 | 0 | 0 | 0 | 0 | 0 | 0 | 0 | 5990.6605
2025-06-02 | 5235.149 | 9.9 | 0 | 0 | 0 | 0 | 0 | 1 | 0 | 0 | 0 | 0 | 0 | 0 | 0 | 0 | 0 | 0 | 0 | 0 | 0 | 0 | 0 | 0 | 0 | 0 | 0 | 0 | 5877.2886
2025-06-02 | 5762.844 | 10.5 | 0 | 0 | 0 | 0 | 0 | 0 | 1 | 0 | 0 | 0 | 0 | 0 | 0 | 0 | 0 | 0 | 0 | 0 | 0 | 0 | 0 | 0 | 0 | 0 | 0 | 0 | 6160.1665
2025-06-02 | 6667.205 | 11 | 0 | 0 | 0 | 0 | 0 | 0 | 0 | 1 | 0 | 0 | 0 | 0 | 0 | 0 | 0 | 0 | 0 | 0 | 0 | 0 | 0 | 0 | 0 | 0 | 0 | 0 | 6782.856
2025-06-02 | 7216.978 | 9.1 | 0 | 0 | 0 | 0 | 0 | 0 | 0 | 0 | 1 | 0 | 0 | 0 | 0 | 0 | 0 | 0 | 0 | 0 | 0 | 0 | 0 | 0 | 0 | 0 | 0 | 0 | 7235.3644
2025-06-02 | 7296.358 | 6.7 | 0 | 0 | 0 | 0 | 0 | 0 | 0 | 0 | 0 | 1 | 0 | 0 | 0 | 0 | 0 | 0 | 0 | 0 | 0 | 0 | 0 | 0 | 0 | 0 | 0 | 0 | 7494.442
2025-06-02 | 7005.006 | 3.2 | 0 | 0 | 0 | 0 | 0 | 0 | 0 | 0 | 0 | 0 | 1 | 0 | 0 | 0 | 0 | 0 | 0 | 0 | 0 | 0 | 0 | 0 | 0 | 0 | 0 | 0 | 7241.5128
2025-06-02 | 6963.562 | 1.2 | 0 | 0 | 0 | 0 | 0 | 0 | 0 | 0 | 0 | 0 | 0 | 1 | 0 | 0 | 0 | 0 | 0 | 0 | 0 | 0 | 0 | 0 | 0 | 0 | 0 | 0 | 7014.1788
2025-06-02 | 6900.174 | 0 | 0.9 | 0 | 0 | 0 | 0 | 0 | 0 | 0 | 0 | 0 | 0 | 0 | 1 | 0 | 0 | 0 | 0 | 0 | 0 | 0 | 0 | 0 | 0 | 0 | 0 | 0 | 7395.6389
2025-06-02 | 6929.768 | 0 | 2.5 | 0 | 0 | 0 | 0 | 0 | 0 | 0 | 0 | 0 | 0 | 0 | 0 | 1 | 0 | 0 | 0 | 0 | 0 | 0 | 0 | 0 | 0 | 0 | 0 | 0 | 8420.5399
2025-06-02 | 6637.033 | 0 | 3.8 | 0 | 0 | 0 | 0 | 0 | 0 | 0 | 0 | 0 | 0 | 0 | 0 | 0 | 1 | 0 | 0 | 0 | 0 | 0 | 0 | 0 | 0 | 0 | 0 | 0 | 9073.205
2025-06-02 | 6440.715 | 0 | 4 | 0 | 0 | 0 | 0 | 0 | 0 | 0 | 0 | 0 | 0 | 0 | 0 | 0 | 0 | 1 | 0 | 0 | 0 | 0 | 0 | 0 | 0 | 0 | 0 | 0 | 9109.5435
2025-06-02 | 6739.383 | 0 | 4.6 | 0 | 0 | 0 | 0 | 0 | 0 | 0 | 0 | 0 | 0 | 0 | 0 | 0 | 0 | 0 | 1 | 0 | 0 | 0 | 0 | 0 | 0 | 0 | 0 | 0 | 9637.7869
2025-06-02 | 7582.313 | 0 | 4.8 | 0 | 0 | 0 | 0 | 0 | 0 | 0 | 0 | 0 | 0 | 0 | 0 | 0 | 0 | 0 | 0 | 1 | 0 | 0 | 0 | 0 | 0 | 0 | 0 | 0 | 10444.7216
2025-06-02 | 8622.254 | 0 | 5.1 | 0 | 0 | 0 | 0 | 0 | 0 | 0 | 0 | 0 | 0 | 0 | 0 | 0 | 0 | 0 | 0 | 0 | 1 | 0 | 0 | 0 | 0 | 0 | 0 | 0 | 11648.0666
2025-06-02 | 8617.069 | 0 | 5 | 0 | 0 | 0 | 0 | 0 | 0 | 0 | 0 | 0 | 0 | 0 | 0 | 0 | 0 | 0 | 0 | 0 | 0 | 1 | 0 | 0 | 0 | 0 | 0 | 0 | 12082.7103
2025-06-02 | 8660.816 | 0 | 3.9 | 0 | 0 | 0 | 0 | 0 | 0 | 0 | 0 | 0 | 0 | 0 | 0 | 0 | 0 | 0 | 0 | 0 | 0 | 0 | 1 | 0 | 0 | 0 | 0 | 0 | 11435.4836
2025-06-02 | 8874.145 | 0 | 3.2 | 0 | 0 | 0 | 0 | 0 | 0 | 0 | 0 | 0 | 0 | 0 | 0 | 0 | 0 | 0 | 0 | 0 | 0 | 0 | 0 | 1 | 0 | 0 | 0 | 0 | 10945.0173
2025-06-02 | 8830.426 | 0 | 1.7 | 0 | 0 | 0 | 0 | 0 | 0 | 0 | 0 | 0 | 0 | 0 | 0 | 0 | 0 | 0 | 0 | 0 | 0 | 0 | 0 | 0 | 1 | 0 | 0 | 0 | 9708.6483
2025-06-02 | 7899.057 | 0 | 1.9 | 0 | 0 | 0 | 0 | 0 | 0 | 0 | 0 | 0 | 0 | 0 | 0 | 0 | 0 | 0 | 0 | 0 | 0 | 0 | 0 | 0 | 0 | 1 | 0 | 0 | 8848.8938
2025-06-02 | 6711.651 | 1 | 0 | 0 | 0 | 0 | 0 | 0 | 0 | 0 | 0 | 0 | 0 | 0 | 0 | 0 | 0 | 0 | 0 | 0 | 0 | 0 | 0 | 0 | 0 | 0 | 1 | 0 | 6769.9975
2025-06-02 | 5859.189 | 1.8 | 0 | 0 | 0 | 0 | 0 | 0 | 0 | 0 | 0 | 0 | 0 | 0 | 0 | 0 | 0 | 0 | 0 | 0 | 0 | 0 | 0 | 0 | 0 | 0 | 0 | 1 | 5896.2776
2025-06-03 | 5341.163 | 2.3 | 0 | 0 | 1 | 0 | 0 | 0 | 0 | 0 | 0 | 0 | 0 | 0 | 0 | 0 | 0 | 0 | 0 | 0 | 0 | 0 | 0 | 0 | 0 | 0 | 0 | 0 | 5277.0375
2025-06-03 | 5083.557 | 3.2 | 0 | 0 | 0 | 1 | 0 | 0 | 0 | 0 | 0 | 0 | 0 | 0 | 0 | 0 | 0 | 0 | 0 | 0 | 0 | 0 | 0 | 0 | 0 | 0 | 0 | 0 | 5010.6596
2025-06-03 | 4932.489 | 2.8 | 0 | 0 | 0 | 0 | 1 | 0 | 0 | 0 | 0 | 0 | 0 | 0 | 0 | 0 | 0 | 0 | 0 | 0 | 0 | 0 | 0 | 0 | 0 | 0 | 0 | 0 | 4713.9051
2025-06-03 | 4927.723 | 1.5 | 0 | 0 | 0 | 0 | 0 | 1 | 0 | 0 | 0 | 0 | 0 | 0 | 0 | 0 | 0 | 0 | 0 | 0 | 0 | 0 | 0 | 0 | 0 | 0 | 0 | 0 | 4447.3225
2025-06-03 | 5325.521 | 2.3 | 0 | 0 | 0 | 0 | 0 | 0 | 1 | 0 | 0 | 0 | 0 | 0 | 0 | 0 | 0 | 0 | 0 | 0 | 0 | 0 | 0 | 0 | 0 | 0 | 0 | 0 | 4764.2472
2025-06-03 | 6145.69 | 3.5 | 0 | 0 | 0 | 0 | 0 | 0 | 0 | 1 | 0 | 0 | 0 | 0 | 0 | 0 | 0 | 0 | 0 | 0 | 0 | 0 | 0 | 0 | 0 | 0 | 0 | 0 | 5506.1006
2025-06-03 | 6836.217 | 3.5 | 0 | 0 | 0 | 0 | 0 | 0 | 0 | 0 | 1 | 0 | 0 | 0 | 0 | 0 | 0 | 0 | 0 | 0 | 0 | 0 | 0 | 0 | 0 | 0 | 0 | 0 | 6282.0537
2025-06-03 | 6927.407 | 2.3 | 0 | 0 | 0 | 0 | 0 | 0 | 0 | 0 | 0 | 1 | 0 | 0 | 0 | 0 | 0 | 0 | 0 | 0 | 0 | 0 | 0 | 0 | 0 | 0 | 0 | 0 | 6745.4121
2025-06-03 | 6741.112 | 0.8 | 0 | 0 | 0 | 0 | 0 | 0 | 0 | 0 | 0 | 0 | 1 | 0 | 0 | 0 | 0 | 0 | 0 | 0 | 0 | 0 | 0 | 0 | 0 | 0 | 0 | 0 | 6832.9511
2025-06-03 | 6588.972 | 0 | 1.1 | 0 | 0 | 0 | 0 | 0 | 0 | 0 | 0 | 0 | 0 | 1 | 0 | 0 | 0 | 0 | 0 | 0 | 0 | 0 | 0 | 0 | 0 | 0 | 0 | 0 | 7438.4873
2025-06-03 | 6609.935 | 0 | 4 | 0 | 0 | 0 | 0 | 0 | 0 | 0 | 0 | 0 | 0 | 0 | 1 | 0 | 0 | 0 | 0 | 0 | 0 | 0 | 0 | 0 | 0 | 0 | 0 | 0 | 9167.1181
2025-06-03 | 6669.305 | 0 | 5.4 | 0 | 0 | 0 | 0 | 0 | 0 | 0 | 0 | 0 | 0 | 0 | 0 | 1 | 0 | 0 | 0 | 0 | 0 | 0 | 0 | 0 | 0 | 0 | 0 | 0 | 10077.7302
2025-06-03 | 6514.489 | 0 | 5.6 | 0 | 0 | 0 | 0 | 0 | 0 | 0 | 0 | 0 | 0 | 0 | 0 | 0 | 1 | 0 | 0 | 0 | 0 | 0 | 0 | 0 | 0 | 0 | 0 | 0 | 10101.8059
2025-06-03 | 6411.21 | 0 | 6.8 | 0 | 0 | 0 | 0 | 0 | 0 | 0 | 0 | 0 | 0 | 0 | 0 | 0 | 0 | 1 | 0 | 0 | 0 | 0 | 0 | 0 | 0 | 0 | 0 | 0 | 10709.5893
2025-06-03 | 6670.236 | 0 | 7.2 | 0 | 0 | 0 | 0 | 0 | 0 | 0 | 0 | 0 | 0 | 0 | 0 | 0 | 0 | 0 | 1 | 0 | 0 | 0 | 0 | 0 | 0 | 0 | 0 | 0 | 11123.5437
2025-06-03 | 7716.296 | 0 | 8.1 | 0 | 0 | 0 | 0 | 0 | 0 | 0 | 0 | 0 | 0 | 0 | 0 | 0 | 0 | 0 | 0 | 1 | 0 | 0 | 0 | 0 | 0 | 0 | 0 | 0 | 12330.4899
2025-06-03 | 8694.866 | 0 | 9.9 | 0 | 0 | 0 | 0 | 0 | 0 | 0 | 0 | 0 | 0 | 0 | 0 | 0 | 0 | 0 | 0 | 0 | 1 | 0 | 0 | 0 | 0 | 0 | 0 | 0 | 14391.0023
2025-06-03 | 8912.483 | 0 | 9.1 | 0 | 0 | 0 | 0 | 0 | 0 | 0 | 0 | 0 | 0 | 0 | 0 | 0 | 0 | 0 | 0 | 0 | 0 | 1 | 0 | 0 | 0 | 0 | 0 | 0 | 14425.6345
2025-06-03 | 9070.01 | 0 | 8.7 | 0 | 0 | 0 | 0 | 0 | 0 | 0 | 0 | 0 | 0 | 0 | 0 | 0 | 0 | 0 | 0 | 0 | 0 | 0 | 1 | 0 | 0 | 0 | 0 | 0 | 14178.4192
2025-06-03 | 9367.28 | 0 | 8 | 0 | 0 | 0 | 0 | 0 | 0 | 0 | 0 | 0 | 0 | 0 | 0 | 0 | 0 | 0 | 0 | 0 | 0 | 0 | 0 | 1 | 0 | 0 | 0 | 0 | 13687.9529
2025-06-03 | 9172.668 | 0 | 5.4 | 0 | 0 | 0 | 0 | 0 | 0 | 0 | 0 | 0 | 0 | 0 | 0 | 0 | 0 | 0 | 0 | 0 | 0 | 0 | 0 | 0 | 1 | 0 | 0 | 0 | 11822.9945
2025-06-03 | 8069.763 | 0 | 2.8 | 0 | 0 | 0 | 0 | 0 | 0 | 0 | 0 | 0 | 0 | 0 | 0 | 0 | 0 | 0 | 0 | 0 | 0 | 0 | 0 | 0 | 0 | 1 | 0 | 0 | 9363.1942
2025-06-03 | 6780.316 | 0 | 0.6 | 0 | 0 | 0 | 0 | 0 | 0 | 0 | 0 | 0 | 0 | 0 | 0 | 0 | 0 | 0 | 0 | 0 | 0 | 0 | 0 | 0 | 0 | 0 | 1 | 0 | 6942.6304
2025-06-03 | 5886.271 | 0.2 | 0 | 0 | 0 | 0 | 0 | 0 | 0 | 0 | 0 | 0 | 0 | 0 | 0 | 0 | 0 | 0 | 0 | 0 | 0 | 0 | 0 | 0 | 0 | 0 | 0 | 1 | 5623.9031
2025-06-04 | 5255.041 | 1.2 | 0 | 0 | 1 | 0 | 0 | 0 | 0 | 0 | 0 | 0 | 0 | 0 | 0 | 0 | 0 | 0 | 0 | 0 | 0 | 0 | 0 | 0 | 0 | 0 | 0 | 0 | 5089.78
2025-06-04 | 4944.065 | 2 | 0 | 0 | 0 | 1 | 0 | 0 | 0 | 0 | 0 | 0 | 0 | 0 | 0 | 0 | 0 | 0 | 0 | 0 | 0 | 0 | 0 | 0 | 0 | 0 | 0 | 0 | 4806.3787
2025-06-04 | 4794.179 | 2 | 0 | 0 | 0 | 0 | 1 | 0 | 0 | 0 | 0 | 0 | 0 | 0 | 0 | 0 | 0 | 0 | 0 | 0 | 0 | 0 | 0 | 0 | 0 | 0 | 0 | 0 | 4577.7179
2025-06-04 | 4804.039 | 2.3 | 0 | 0 | 0 | 0 | 0 | 1 | 0 | 0 | 0 | 0 | 0 | 0 | 0 | 0 | 0 | 0 | 0 | 0 | 0 | 0 | 0 | 0 | 0 | 0 | 0 | 0 | 4583.5098
2025-06-04 | 5139.41 | 2 | 0 | 0 | 0 | 0 | 0 | 0 | 1 | 0 | 0 | 0 | 0 | 0 | 0 | 0 | 0 | 0 | 0 | 0 | 0 | 0 | 0 | 0 | 0 | 0 | 0 | 0 | 4713.177
2025-06-04 | 5933.604 | 1 | 0 | 0 | 0 | 0 | 0 | 0 | 0 | 1 | 0 | 0 | 0 | 0 | 0 | 0 | 0 | 0 | 0 | 0 | 0 | 0 | 0 | 0 | 0 | 0 | 0 | 0 | 5080.5155
2025-06-04 | 6753.065 | 0 | 0.1 | 0 | 0 | 0 | 0 | 0 | 0 | 0 | 1 | 0 | 0 | 0 | 0 | 0 | 0 | 0 | 0 | 0 | 0 | 0 | 0 | 0 | 0 | 0 | 0 | 0 | 5743.379
2025-06-04 | 6890.658 | 0 | 3.7 | 0 | 0 | 0 | 0 | 0 | 0 | 0 | 0 | 1 | 0 | 0 | 0 | 0 | 0 | 0 | 0 | 0 | 0 | 0 | 0 | 0 | 0 | 0 | 0 | 0 | 8468.22
2025-06-04 | 6806.036 | 0 | 6.2 | 0 | 0 | 0 | 0 | 0 | 0 | 0 | 0 | 0 | 1 | 0 | 0 | 0 | 0 | 0 | 0 | 0 | 0 | 0 | 0 | 0 | 0 | 0 | 0 | 0 | 10239.7223
2025-06-04 | 6772.142 | 0 | 8 | 0 | 0 | 0 | 0 | 0 | 0 | 0 | 0 | 0 | 0 | 1 | 0 | 0 | 0 | 0 | 0 | 0 | 0 | 0 | 0 | 0 | 0 | 0 | 0 | 0 | 11381.4573
2025-06-04 | 6907.247 | 0 | 9.7 | 0 | 0 | 0 | 0 | 0 | 0 | 0 | 0 | 0 | 0 | 0 | 1 | 0 | 0 | 0 | 0 | 0 | 0 | 0 | 0 | 0 | 0 | 0 | 0 | 0 | 12424.3542
2025-06-04 | 7094.429 | 0 | 11.6 | 0 | 0 | 0 | 0 | 0 | 0 | 0 | 0 | 0 | 0 | 0 | 0 | 1 | 0 | 0 | 0 | 0 | 0 | 0 | 0 | 0 | 0 | 0 | 0 | 0 | 13620.6887
2025-06-04 | 7068.448 | 0 | 11.8 | 0 | 0 | 0 | 0 | 0 | 0 | 0 | 0 | 0 | 0 | 0 | 0 | 0 | 1 | 0 | 0 | 0 | 0 | 0 | 0 | 0 | 0 | 0 | 0 | 0 | 13644.7644
2025-06-04 | 7236.544 | 0 | 12.9 | 0 | 0 | 0 | 0 | 0 | 0 | 0 | 0 | 0 | 0 | 0 | 0 | 0 | 0 | 1 | 0 | 0 | 0 | 0 | 0 | 0 | 0 | 0 | 0 | 0 | 14195.4033
2025-06-04 | 7678.627 | 0 | 12.6 | 0 | 0 | 0 | 0 | 0 | 0 | 0 | 0 | 0 | 0 | 0 | 0 | 0 | 0 | 0 | 1 | 0 | 0 | 0 | 0 | 0 | 0 | 0 | 0 | 0 | 14209.3462
2025-06-04 | 8949.313 | 0 | 12.1 | 0 | 0 | 0 | 0 | 0 | 0 | 0 | 0 | 0 | 0 | 0 | 0 | 0 | 0 | 0 | 0 | 1 | 0 | 0 | 0 | 0 | 0 | 0 | 0 | 0 | 14616.2695
2025-06-04 | 9993.956 | 0 | 12.1 | 0 | 0 | 0 | 0 | 0 | 0 | 0 | 0 | 0 | 0 | 0 | 0 | 0 | 0 | 0 | 0 | 0 | 1 | 0 | 0 | 0 | 0 | 0 | 0 | 0 | 15648.1811
2025-06-04 | 10068.735 | 0 | 11.1 | 0 | 0 | 0 | 0 | 0 | 0 | 0 | 0 | 0 | 0 | 0 | 0 | 0 | 0 | 0 | 0 | 0 | 0 | 1 | 0 | 0 | 0 | 0 | 0 | 0 | 15568.5243
2025-06-04 | 10458.187 | 0 | 5.1 | 0 | 0 | 0 | 0 | 0 | 0 | 0 | 0 | 0 | 0 | 0 | 0 | 0 | 0 | 0 | 0 | 0 | 0 | 0 | 1 | 0 | 0 | 0 | 0 | 0 | 12121.2175
2025-06-04 | 10646.931 | 0 | 4.5 | 0 | 0 | 0 | 0 | 0 | 0 | 0 | 0 | 0 | 0 | 0 | 0 | 0 | 0 | 0 | 0 | 0 | 0 | 0 | 0 | 1 | 0 | 0 | 0 | 0 | 11687.8957
2025-06-04 | 10459.47 | 0 | 4.7 | 0 | 0 | 0 | 0 | 0 | 0 | 0 | 0 | 0 | 0 | 0 | 0 | 0 | 0 | 0 | 0 | 0 | 0 | 0 | 0 | 0 | 1 | 0 | 0 | 0 | 11422.9831
2025-06-04 | 9447.078 | 0 | 3.9 | 0 | 0 | 0 | 0 | 0 | 0 | 0 | 0 | 0 | 0 | 0 | 0 | 0 | 0 | 0 | 0 | 0 | 0 | 0 | 0 | 0 | 0 | 1 | 0 | 0 | 9991.7836
2025-06-04 | 8140.088 | 0 | 3.5 | 0 | 0 | 0 | 0 | 0 | 0 | 0 | 0 | 0 | 0 | 0 | 0 | 0 | 0 | 0 | 0 | 0 | 0 | 0 | 0 | 0 | 0 | 0 | 1 | 0 | 8599.8207
2025-06-04 | 6931.904 | 0 | 1.8 | 0 | 0 | 0 | 0 | 0 | 0 | 0 | 0 | 0 | 0 | 0 | 0 | 0 | 0 | 0 | 0 | 0 | 0 | 0 | 0 | 0 | 0 | 0 | 0 | 1 | 6618.4571
2025-06-05 | 6177.045 | 0 | 1.4 | 0 | 1 | 0 | 0 | 0 | 0 | 0 | 0 | 0 | 0 | 0 | 0 | 0 | 0 | 0 | 0 | 0 | 0 | 0 | 0 | 0 | 0 | 0 | 0 | 0 | 5685.522
2025-06-05 | 5698.939 | 0.6 | 0 | 0 | 0 | 1 | 0 | 0 | 0 | 0 | 0 | 0 | 0 | 0 | 0 | 0 | 0 | 0 | 0 | 0 | 0 | 0 | 0 | 0 | 0 | 0 | 0 | 0 | 4568.051
2025-06-05 | 5357.058 | 0.9 | 0 | 0 | 0 | 0 | 1 | 0 | 0 | 0 | 0 | 0 | 0 | 0 | 0 | 0 | 0 | 0 | 0 | 0 | 0 | 0 | 0 | 0 | 0 | 0 | 0 | 0 | 4390.4604
2025-06-05 | 5237.061 | 1.4 | 0 | 0 | 0 | 0 | 0 | 1 | 0 | 0 | 0 | 0 | 0 | 0 | 0 | 0 | 0 | 0 | 0 | 0 | 0 | 0 | 0 | 0 | 0 | 0 | 0 | 0 | 4430.2991
2025-06-05 | 5470.363 | 1.8 | 0 | 0 | 0 | 0 | 0 | 0 | 1 | 0 | 0 | 0 | 0 | 0 | 0 | 0 | 0 | 0 | 0 | 0 | 0 | 0 | 0 | 0 | 0 | 0 | 0 | 0 | 4679.1302
2025-06-05 | 6110.971 | 1.9 | 0 | 0 | 0 | 0 | 0 | 0 | 0 | 1 | 0 | 0 | 0 | 0 | 0 | 0 | 0 | 0 | 0 | 0 | 0 | 0 | 0 | 0 | 0 | 0 | 0 | 0 | 5233.7261
2025-06-05 | 6955.888 | 1.9 | 0 | 0 | 0 | 0 | 0 | 0 | 0 | 0 | 1 | 0 | 0 | 0 | 0 | 0 | 0 | 0 | 0 | 0 | 0 | 0 | 0 | 0 | 0 | 0 | 0 | 0 | 6009.6792
2025-06-05 | 7325.547 | 1.7 | 0 | 0 | 0 | 0 | 0 | 0 | 0 | 0 | 0 | 1 | 0 | 0 | 0 | 0 | 0 | 0 | 0 | 0 | 0 | 0 | 0 | 0 | 0 | 0 | 0 | 0 | 6643.2717
2025-06-05 | 7245.149 | 1.5 | 0 | 0 | 0 | 0 | 0 | 0 | 0 | 0 | 0 | 0 | 1 | 0 | 0 | 0 | 0 | 0 | 0 | 0 | 0 | 0 | 0 | 0 | 0 | 0 | 0 | 0 | 6952.1149
2025-06-05 | 7417.014 | 0.6 | 0 | 0 | 0 | 0 | 0 | 0 | 0 | 0 | 0 | 0 | 0 | 1 | 0 | 0 | 0 | 0 | 0 | 0 | 0 | 0 | 0 | 0 | 0 | 0 | 0 | 0 | 6912.0384
2025-06-05 | 7652.589 | 0 | 0.7 | 0 | 0 | 0 | 0 | 0 | 0 | 0 | 0 | 0 | 0 | 0 | 1 | 0 | 0 | 0 | 0 | 0 | 0 | 0 | 0 | 0 | 0 | 0 | 0 | 0 | 7281.3499
2025-06-05 | 7870.616 | 0 | 1.3 | 0 | 0 | 0 | 0 | 0 | 0 | 0 | 0 | 0 | 0 | 0 | 0 | 1 | 0 | 0 | 0 | 0 | 0 | 0 | 0 | 0 | 0 | 0 | 0 | 0 | 7734.806
2025-06-05 | 7976.358 | 0 | 2.8 | 0 | 0 | 0 | 0 | 0 | 0 | 0 | 0 | 0 | 0 | 0 | 0 | 0 | 1 | 0 | 0 | 0 | 0 | 0 | 0 | 0 | 0 | 0 | 0 | 0 | 8501.7601
2025-06-05 | 8003.516 | 0 | 2.2 | 0 | 0 | 0 | 0 | 0 | 0 | 0 | 0 | 0 | 0 | 0 | 0 | 0 | 0 | 1 | 0 | 0 | 0 | 0 | 0 | 0 | 0 | 0 | 0 | 0 | 8080.9426
2025-06-05 | 8259.308 | 0 | 2.2 | 0 | 0 | 0 | 0 | 0 | 0 | 0 | 0 | 0 | 0 | 0 | 0 | 0 | 0 | 0 | 1 | 0 | 0 | 0 | 0 | 0 | 0 | 0 | 0 | 0 | 8266.3191
2025-06-05 | 9054.887 | 0 | 2 | 0 | 0 | 0 | 0 | 0 | 0 | 0 | 0 | 0 | 0 | 0 | 0 | 0 | 0 | 0 | 0 | 1 | 0 | 0 | 0 | 0 | 0 | 0 | 0 | 0 | 8844.6758
2025-06-05 | 10250.392 | 0 | 2.4 | 0 | 0 | 0 | 0 | 0 | 0 | 0 | 0 | 0 | 0 | 0 | 0 | 0 | 0 | 0 | 0 | 0 | 1 | 0 | 0 | 0 | 0 | 0 | 0 | 0 | 10105.1654
2025-06-05 | 10134.389 | 0 | 3.1 | 0 | 0 | 0 | 0 | 0 | 0 | 0 | 0 | 0 | 0 | 0 | 0 | 0 | 0 | 0 | 0 | 0 | 0 | 1 | 0 | 0 | 0 | 0 | 0 | 0 | 10996.9649
2025-06-05 | 10336.371 | 0 | 3.1 | 0 | 0 | 0 | 0 | 0 | 0 | 0 | 0 | 0 | 0 | 0 | 0 | 0 | 0 | 0 | 0 | 0 | 0 | 0 | 1 | 0 | 0 | 0 | 0 | 0 | 10978.3276
2025-06-05 | 10652.935 | 0 | 2.3 | 0 | 0 | 0 | 0 | 0 | 0 | 0 | 0 | 0 | 0 | 0 | 0 | 0 | 0 | 0 | 0 | 0 | 0 | 0 | 0 | 1 | 0 | 0 | 0 | 0 | 10430.7169
2025-06-05 | 10569.473 | 0 | 1.9 | 0 | 0 | 0 | 0 | 0 | 0 | 0 | 0 | 0 | 0 | 0 | 0 | 0 | 0 | 0 | 0 | 0 | 0 | 0 | 0 | 0 | 1 | 0 | 0 | 0 | 9822.9373
2025-06-05 | 9464.485 | 0 | 1 | 0 | 0 | 0 | 0 | 0 | 0 | 0 | 0 | 0 | 0 | 0 | 0 | 0 | 0 | 0 | 0 | 0 | 0 | 0 | 0 | 0 | 0 | 1 | 0 | 0 | 8334.5934
2025-06-05 | 8009.759 | 0 | 0.7 | 0 | 0 | 0 | 0 | 0 | 0 | 0 | 0 | 0 | 0 | 0 | 0 | 0 | 0 | 0 | 0 | 0 | 0 | 0 | 0 | 0 | 0 | 0 | 1 | 0 | 6999.7749
2025-06-05 | 6944.051 | 0 | 0.1 | 0 | 0 | 0 | 0 | 0 | 0 | 0 | 0 | 0 | 0 | 0 | 0 | 0 | 0 | 0 | 0 | 0 | 0 | 0 | 0 | 0 | 0 | 0 | 0 | 1 | 5647.0007
2025-06-06 | 6149.398 | 0.4 | 0 | 0 | 1 | 0 | 0 | 0 | 0 | 0 | 0 | 0 | 0 | 0 | 0 | 0 | 0 | 0 | 0 | 0 | 0 | 0 | 0 | 0 | 0 | 0 | 0 | 0 | 4953.5928
2025-06-06 | 5549.119 | 1.5 | 0 | 0 | 0 | 1 | 0 | 0 | 0 | 0 | 0 | 0 | 0 | 0 | 0 | 0 | 0 | 0 | 0 | 0 | 0 | 0 | 0 | 0 | 0 | 0 | 0 | 0 | 4721.2617
2025-06-06 | 5305.118 | 2 | 0 | 0 | 0 | 0 | 1 | 0 | 0 | 0 | 0 | 0 | 0 | 0 | 0 | 0 | 0 | 0 | 0 | 0 | 0 | 0 | 0 | 0 | 0 | 0 | 0 | 0 | 4577.7179
2025-06-06 | 5247.738 | 2.7 | 0 | 0 | 0 | 0 | 0 | 1 | 0 | 0 | 0 | 0 | 0 | 0 | 0 | 0 | 0 | 0 | 0 | 0 | 0 | 0 | 0 | 0 | 0 | 0 | 0 | 0 | 4651.6034
2025-06-06 | 5472.595 | 3.5 | 0 | 0 | 0 | 0 | 0 | 0 | 1 | 0 | 0 | 0 | 0 | 0 | 0 | 0 | 0 | 0 | 0 | 0 | 0 | 0 | 0 | 0 | 0 | 0 | 0 | 0 | 4968.5281
2025-06-06 | 6204.659 | 3.9 | 0 | 0 | 0 | 0 | 0 | 0 | 0 | 1 | 0 | 0 | 0 | 0 | 0 | 0 | 0 | 0 | 0 | 0 | 0 | 0 | 0 | 0 | 0 | 0 | 0 | 0 | 5574.1942
2025-06-06 | 7090.667 | 3.4 | 0 | 0 | 0 | 0 | 0 | 0 | 0 | 0 | 1 | 0 | 0 | 0 | 0 | 0 | 0 | 0 | 0 | 0 | 0 | 0 | 0 | 0 | 0 | 0 | 0 | 0 | 6265.0303
2025-06-06 | 7476.075 | 1.5 | 0 | 0 | 0 | 0 | 0 | 0 | 0 | 0 | 0 | 1 | 0 | 0 | 0 | 0 | 0 | 0 | 0 | 0 | 0 | 0 | 0 | 0 | 0 | 0 | 0 | 0 | 6609.2249
2025-06-06 | 7521.965 | 0 | 0.4 | 0 | 0 | 0 | 0 | 0 | 0 | 0 | 0 | 0 | 1 | 0 | 0 | 0 | 0 | 0 | 0 | 0 | 0 | 0 | 0 | 0 | 0 | 0 | 0 | 0 | 6925.3418
2025-06-06 | 7719.345 | 0 | 3.4 | 0 | 0 | 0 | 0 | 0 | 0 | 0 | 0 | 0 | 0 | 1 | 0 | 0 | 0 | 0 | 0 | 0 | 0 | 0 | 0 | 0 | 0 | 0 | 0 | 0 | 8752.8107
2025-06-06 | 8027.124 | 0 | 4.4 | 0 | 0 | 0 | 0 | 0 | 0 | 0 | 0 | 0 | 0 | 0 | 1 | 0 | 0 | 0 | 0 | 0 | 0 | 0 | 0 | 0 | 0 | 0 | 0 | 0 | 9395.6961
2025-06-06 | 8437.587 | 0 | 4.3 | 0 | 0 | 0 | 0 | 0 | 0 | 0 | 0 | 0 | 0 | 0 | 0 | 1 | 0 | 0 | 0 | 0 | 0 | 0 | 0 | 0 | 0 | 0 | 0 | 0 | 9449.1408
2025-06-06 | 8448.163 | 0 | 4.9 | 0 | 0 | 0 | 0 | 0 | 0 | 0 | 0 | 0 | 0 | 0 | 0 | 0 | 1 | 0 | 0 | 0 | 0 | 0 | 0 | 0 | 0 | 0 | 0 | 0 | 9701.7944
2025-06-06 | 8418.72 | 0 | 6 | 0 | 0 | 0 | 0 | 0 | 0 | 0 | 0 | 0 | 0 | 0 | 0 | 0 | 0 | 1 | 0 | 0 | 0 | 0 | 0 | 0 | 0 | 0 | 0 | 0 | 10252.4333
2025-06-06 | 9086.59 | 0 | 5.5 | 0 | 0 | 0 | 0 | 0 | 0 | 0 | 0 | 0 | 0 | 0 | 0 | 0 | 0 | 0 | 1 | 0 | 0 | 0 | 0 | 0 | 0 | 0 | 0 | 0 | 10152.0873
2025-06-06 | 9943.112 | 0 | 5.4 | 0 | 0 | 0 | 0 | 0 | 0 | 0 | 0 | 0 | 0 | 0 | 0 | 0 | 0 | 0 | 0 | 1 | 0 | 0 | 0 | 0 | 0 | 0 | 0 | 0 | 10787.5886
2025-06-06 | 10573.469 | 0 | 5 | 0 | 0 | 0 | 0 | 0 | 0 | 0 | 0 | 0 | 0 | 0 | 0 | 0 | 0 | 0 | 0 | 0 | 1 | 0 | 0 | 0 | 0 | 0 | 0 | 0 | 11590.9222
2025-06-06 | 10601.737 | 0 | 3.9 | 0 | 0 | 0 | 0 | 0 | 0 | 0 | 0 | 0 | 0 | 0 | 0 | 0 | 0 | 0 | 0 | 0 | 0 | 1 | 0 | 0 | 0 | 0 | 0 | 0 | 11454.1209
2025-06-06 | 10393.161 | 0 | 3.1 | 0 | 0 | 0 | 0 | 0 | 0 | 0 | 0 | 0 | 0 | 0 | 0 | 0 | 0 | 0 | 0 | 0 | 0 | 0 | 1 | 0 | 0 | 0 | 0 | 0 | 10978.3276
2025-06-06 | 10328.293 | 0 | 2.9 | 0 | 0 | 0 | 0 | 0 | 0 | 0 | 0 | 0 | 0 | 0 | 0 | 0 | 0 | 0 | 0 | 0 | 0 | 0 | 0 | 1 | 0 | 0 | 0 | 0 | 10773.5838
2025-06-06 | 10123.915 | 0 | 2.9 | 0 | 0 | 0 | 0 | 0 | 0 | 0 | 0 | 0 | 0 | 0 | 0 | 0 | 0 | 0 | 0 | 0 | 0 | 0 | 0 | 0 | 1 | 0 | 0 | 0 | 10394.3822
2025-06-06 | 9260.55 | 0 | 1.9 | 0 | 0 | 0 | 0 | 0 | 0 | 0 | 0 | 0 | 0 | 0 | 0 | 0 | 0 | 0 | 0 | 0 | 0 | 0 | 0 | 0 | 0 | 1 | 0 | 0 | 8848.8938
2025-06-06 | 8103.324 | 0 | 0.8 | 0 | 0 | 0 | 0 | 0 | 0 | 0 | 0 | 0 | 0 | 0 | 0 | 0 | 0 | 0 | 0 | 0 | 0 | 0 | 0 | 0 | 0 | 0 | 1 | 0 | 7056.9194
2025-06-06 | 7067.419 | 0 | 0.1 | 0 | 0 | 0 | 0 | 0 | 0 | 0 | 0 | 0 | 0 | 0 | 0 | 0 | 0 | 0 | 0 | 0 | 0 | 0 | 0 | 0 | 0 | 0 | 0 | 1 | 5647.0007
2025-06-07 | 6217.235 | 0.8 | 0 | 1 | 1 | 0 | 0 | 0 | 0 | 0 | 0 | 0 | 0 | 0 | 0 | 0 | 0 | 0 | 0 | 0 | 0 | 0 | 0 | 0 | 0 | 0 | 0 | 0 | 5504.8177
2025-06-07 | 5621.413 | 1.1 | 0 | 1 | 0 | 1 | 0 | 0 | 0 | 0 | 0 | 0 | 0 | 0 | 0 | 0 | 0 | 0 | 0 | 0 | 0 | 0 | 0 | 0 | 0 | 0 | 0 | 0 | 5136.2994
2025-06-07 | 5309.972 | 1.3 | 0 | 1 | 0 | 0 | 1 | 0 | 0 | 0 | 0 | 0 | 0 | 0 | 0 | 0 | 0 | 0 | 0 | 0 | 0 | 0 | 0 | 0 | 0 | 0 | 0 | 0 | 4941.6854
2025-06-07 | 5183.572 | 1.7 | 0 | 1 | 0 | 0 | 0 | 1 | 0 | 0 | 0 | 0 | 0 | 0 | 0 | 0 | 0 | 0 | 0 | 0 | 0 | 0 | 0 | 0 | 0 | 0 | 0 | 0 | 4964.5007
2025-06-07 | 5245.918 | 2.1 | 0 | 1 | 0 | 0 | 0 | 0 | 1 | 0 | 0 | 0 | 0 | 0 | 0 | 0 | 0 | 0 | 0 | 0 | 0 | 0 | 0 | 0 | 0 | 0 | 0 | 0 | 5213.3318
2025-06-07 | 5680.176 | 2.9 | 0 | 1 | 0 | 0 | 0 | 0 | 0 | 1 | 0 | 0 | 0 | 0 | 0 | 0 | 0 | 0 | 0 | 0 | 0 | 0 | 0 | 0 | 0 | 0 | 0 | 0 | 5887.0915
2025-06-07 | 6671.25 | 2.4 | 0 | 1 | 0 | 0 | 0 | 0 | 0 | 0 | 1 | 0 | 0 | 0 | 0 | 0 | 0 | 0 | 0 | 0 | 0 | 0 | 0 | 0 | 0 | 0 | 0 | 0 | 6577.9276
2025-06-07 | 7764.223 | 0.6 | 0 | 1 | 0 | 0 | 0 | 0 | 0 | 0 | 0 | 1 | 0 | 0 | 0 | 0 | 0 | 0 | 0 | 0 | 0 | 0 | 0 | 0 | 0 | 0 | 0 | 0 | 6939.1456
2025-06-07 | 8841.602 | 0 | 1.6 | 1 | 0 | 0 | 0 | 0 | 0 | 0 | 0 | 0 | 1 | 0 | 0 | 0 | 0 | 0 | 0 | 0 | 0 | 0 | 0 | 0 | 0 | 0 | 0 | 0 | 8094.207
2025-06-07 | 9428.938 | 0 | 4.1 | 1 | 0 | 0 | 0 | 0 | 0 | 0 | 0 | 0 | 0 | 1 | 0 | 0 | 0 | 0 | 0 | 0 | 0 | 0 | 0 | 0 | 0 | 0 | 0 | 0 | 9635.9534
2025-06-07 | 9813.077 | 0 | 4.6 | 1 | 0 | 0 | 0 | 0 | 0 | 0 | 0 | 0 | 0 | 0 | 1 | 0 | 0 | 0 | 0 | 0 | 0 | 0 | 0 | 0 | 0 | 0 | 0 | 0 | 9993.1164
2025-06-07 | 10117.634 | 0 | 5.4 | 1 | 0 | 0 | 0 | 0 | 0 | 0 | 0 | 0 | 0 | 0 | 0 | 1 | 0 | 0 | 0 | 0 | 0 | 0 | 0 | 0 | 0 | 0 | 0 | 0 | 10560.8615
2025-06-07 | 10120.645 | 0 | 6.1 | 1 | 0 | 0 | 0 | 0 | 0 | 0 | 0 | 0 | 0 | 0 | 0 | 0 | 1 | 0 | 0 | 0 | 0 | 0 | 0 | 0 | 0 | 0 | 0 | 0 | 10870.6597
2025-06-07 | 10201.986 | 0 | 6.9 | 1 | 0 | 0 | 0 | 0 | 0 | 0 | 0 | 0 | 0 | 0 | 0 | 0 | 0 | 1 | 0 | 0 | 0 | 0 | 0 | 0 | 0 | 0 | 0 | 0 | 11249.8651
2025-06-07 | 10433.06 | 0 | 7.3 | 1 | 0 | 0 | 0 | 0 | 0 | 0 | 0 | 0 | 0 | 0 | 0 | 0 | 0 | 0 | 1 | 0 | 0 | 0 | 0 | 0 | 0 | 0 | 0 | 0 | 11663.8195
2025-06-07 | 10876.095 | 0 | 7 | 1 | 0 | 0 | 0 | 0 | 0 | 0 | 0 | 0 | 0 | 0 | 0 | 0 | 0 | 0 | 0 | 1 | 0 | 0 | 0 | 0 | 0 | 0 | 0 | 0 | 12185.0318
2025-06-07 | 11409.15 | 0 | 7.1 | 1 | 0 | 0 | 0 | 0 | 0 | 0 | 0 | 0 | 0 | 0 | 0 | 0 | 0 | 0 | 0 | 0 | 1 | 0 | 0 | 0 | 0 | 0 | 0 | 0 | 13274.0878
2025-06-07 | 11265.077 | 0 | 6.8 | 1 | 0 | 0 | 0 | 0 | 0 | 0 | 0 | 0 | 0 | 0 | 0 | 0 | 0 | 0 | 0 | 0 | 0 | 1 | 0 | 0 | 0 | 0 | 0 | 0 | 13594.4425
2025-06-07 | 10529.297 | 0 | 5.6 | 1 | 0 | 0 | 0 | 0 | 0 | 0 | 0 | 0 | 0 | 0 | 0 | 0 | 0 | 0 | 0 | 0 | 0 | 0 | 1 | 0 | 0 | 0 | 0 | 0 | 12890.0713
2025-06-07 | 10051.691 | 0 | 3.4 | 1 | 0 | 0 | 0 | 0 | 0 | 0 | 0 | 0 | 0 | 0 | 0 | 0 | 0 | 0 | 0 | 0 | 0 | 0 | 0 | 1 | 0 | 0 | 0 | 0 | 11542.4376
2025-06-07 | 9611.634 | 0 | 1.9 | 1 | 0 | 0 | 0 | 0 | 0 | 0 | 0 | 0 | 0 | 0 | 0 | 0 | 0 | 0 | 0 | 0 | 0 | 0 | 0 | 0 | 1 | 0 | 0 | 0 | 10306.0686
2025-06-07 | 8784.18 | 0 | 0.5 | 1 | 0 | 0 | 0 | 0 | 0 | 0 | 0 | 0 | 0 | 0 | 0 | 0 | 0 | 0 | 0 | 0 | 0 | 0 | 0 | 0 | 0 | 1 | 0 | 0 | 8532.0022
2025-06-07 | 7684.337 | 0.7 | 0 | 1 | 0 | 0 | 0 | 0 | 0 | 0 | 0 | 0 | 0 | 0 | 0 | 0 | 0 | 0 | 0 | 0 | 0 | 0 | 0 | 0 | 0 | 0 | 1 | 0 | 7202.0586
2025-06-07 | 6684.979 | 1.9 | 0 | 1 | 0 | 0 | 0 | 0 | 0 | 0 | 0 | 0 | 0 | 0 | 0 | 0 | 0 | 0 | 0 | 0 | 0 | 0 | 0 | 0 | 0 | 0 | 0 | 1 | 6396.4323
2025-06-08 | 5929.231 | 2.8 | 0 | 1 | 1 | 0 | 0 | 0 | 0 | 0 | 0 | 0 | 0 | 0 | 0 | 0 | 0 | 0 | 0 | 0 | 0 | 0 | 0 | 0 | 0 | 0 | 0 | 0 | 5845.2858
2025-06-08 | 5405.091 | 3.7 | 0 | 1 | 0 | 1 | 0 | 0 | 0 | 0 | 0 | 0 | 0 | 0 | 0 | 0 | 0 | 0 | 0 | 0 | 0 | 0 | 0 | 0 | 0 | 0 | 0 | 0 | 5578.9079
2025-06-08 | 5137.615 | 3.8 | 0 | 1 | 0 | 0 | 1 | 0 | 0 | 0 | 0 | 0 | 0 | 0 | 0 | 0 | 0 | 0 | 0 | 0 | 0 | 0 | 0 | 0 | 0 | 0 | 0 | 0 | 5367.2705
2025-06-08 | 5017.875 | 4.5 | 0 | 1 | 0 | 0 | 0 | 1 | 0 | 0 | 0 | 0 | 0 | 0 | 0 | 0 | 0 | 0 | 0 | 0 | 0 | 0 | 0 | 0 | 0 | 0 | 0 | 0 | 5441.1561
2025-06-08 | 5028.402 | 4.9 | 0 | 1 | 0 | 0 | 0 | 0 | 1 | 0 | 0 | 0 | 0 | 0 | 0 | 0 | 0 | 0 | 0 | 0 | 0 | 0 | 0 | 0 | 0 | 0 | 0 | 0 | 5689.9871
2025-06-08 | 5440.597 | 5.4 | 0 | 1 | 0 | 0 | 0 | 0 | 0 | 1 | 0 | 0 | 0 | 0 | 0 | 0 | 0 | 0 | 0 | 0 | 0 | 0 | 0 | 0 | 0 | 0 | 0 | 0 | 6312.6767
2025-06-08 | 6249.143 | 3.8 | 0 | 1 | 0 | 0 | 0 | 0 | 0 | 0 | 1 | 0 | 0 | 0 | 0 | 0 | 0 | 0 | 0 | 0 | 0 | 0 | 0 | 0 | 0 | 0 | 0 | 0 | 6816.2553
2025-06-08 | 7323.953 | 2.4 | 0 | 1 | 0 | 0 | 0 | 0 | 0 | 0 | 0 | 1 | 0 | 0 | 0 | 0 | 0 | 0 | 0 | 0 | 0 | 0 | 0 | 0 | 0 | 0 | 0 | 0 | 7245.5669
2025-06-08 | 8237.095 | 0 | 0.1 | 1 | 0 | 0 | 0 | 0 | 0 | 0 | 0 | 0 | 1 | 0 | 0 | 0 | 0 | 0 | 0 | 0 | 0 | 0 | 0 | 0 | 0 | 0 | 0 | 0 | 7237.0397
2025-06-08 | 8871.316 | 0 | 1.6 | 1 | 0 | 0 | 0 | 0 | 0 | 0 | 0 | 0 | 0 | 1 | 0 | 0 | 0 | 0 | 0 | 0 | 0 | 0 | 0 | 0 | 0 | 0 | 0 | 0 | 8207.3411
2025-06-08 | 9225.034 | 0 | 2 | 1 | 0 | 0 | 0 | 0 | 0 | 0 | 0 | 0 | 0 | 0 | 1 | 0 | 0 | 0 | 0 | 0 | 0 | 0 | 0 | 0 | 0 | 0 | 0 | 0 | 8507.3596
2025-06-08 | 9582.489 | 0 | 2.1 | 1 | 0 | 0 | 0 | 0 | 0 | 0 | 0 | 0 | 0 | 0 | 0 | 1 | 0 | 0 | 0 | 0 | 0 | 0 | 0 | 0 | 0 | 0 | 0 | 0 | 8675.0933
2025-06-08 | 9418.556 | 0 | 1.1 | 1 | 0 | 0 | 0 | 0 | 0 | 0 | 0 | 0 | 0 | 0 | 0 | 0 | 1 | 0 | 0 | 0 | 0 | 0 | 0 | 0 | 0 | 0 | 0 | 0 | 8013.4351
2025-06-08 | 9497.143 | 0 | 2.1 | 1 | 0 | 0 | 0 | 0 | 0 | 0 | 0 | 0 | 0 | 0 | 0 | 0 | 0 | 1 | 0 | 0 | 0 | 0 | 0 | 0 | 0 | 0 | 0 | 0 | 8506.9295
2025-06-08 | 9671.72 | 0 | 3.8 | 1 | 0 | 0 | 0 | 0 | 0 | 0 | 0 | 0 | 0 | 0 | 0 | 0 | 0 | 0 | 1 | 0 | 0 | 0 | 0 | 0 | 0 | 0 | 0 | 0 | 9663.7623
2025-06-08 | 10629.118 | 0 | 4.8 | 1 | 0 | 0 | 0 | 0 | 0 | 0 | 0 | 0 | 0 | 0 | 0 | 0 | 0 | 0 | 0 | 1 | 0 | 0 | 0 | 0 | 0 | 0 | 0 | 0 | 10927.853
2025-06-08 | 11383.525 | 0 | 5.2 | 1 | 0 | 0 | 0 | 0 | 0 | 0 | 0 | 0 | 0 | 0 | 0 | 0 | 0 | 0 | 0 | 0 | 1 | 0 | 0 | 0 | 0 | 0 | 0 | 0 | 12188.3425
2025-06-08 | 11458.85 | 0 | 3.9 | 1 | 0 | 0 | 0 | 0 | 0 | 0 | 0 | 0 | 0 | 0 | 0 | 0 | 0 | 0 | 0 | 0 | 0 | 1 | 0 | 0 | 0 | 0 | 0 | 0 | 11937.2522
2025-06-08 | 11070.348 | 0 | 3.1 | 1 | 0 | 0 | 0 | 0 | 0 | 0 | 0 | 0 | 0 | 0 | 0 | 0 | 0 | 0 | 0 | 0 | 0 | 0 | 1 | 0 | 0 | 0 | 0 | 0 | 11461.459
2025-06-08 | 10874.686 | 0 | 0.3 | 1 | 0 | 0 | 0 | 0 | 0 | 0 | 0 | 0 | 0 | 0 | 0 | 0 | 0 | 0 | 0 | 0 | 0 | 0 | 0 | 1 | 0 | 0 | 0 | 0 | 9770.9584
2025-06-08 | 10390.649 | 0.5 | 0 | 1 | 0 | 0 | 0 | 0 | 0 | 0 | 0 | 0 | 0 | 0 | 0 | 0 | 0 | 0 | 0 | 0 | 0 | 0 | 0 | 0 | 1 | 0 | 0 | 0 | 9305.4403
2025-06-08 | 9040.72 | 0.5 | 0 | 1 | 0 | 0 | 0 | 0 | 0 | 0 | 0 | 0 | 0 | 0 | 0 | 0 | 0 | 0 | 0 | 0 | 0 | 0 | 0 | 0 | 0 | 1 | 0 | 0 | 8331.3968
2025-06-08 | 7546.135 | 0 | 0 | 1 | 0 | 0 | 0 | 0 | 0 | 0 | 0 | 0 | 0 | 0 | 0 | 0 | 0 | 0 | 0 | 0 | 0 | 0 | 0 | 0 | 0 | 0 | 1 | 0 | 7082.8948
2025-06-08 | 6407.304 | 0 | 0 | 1 | 0 | 0 | 0 | 0 | 0 | 0 | 0 | 0 | 0 | 0 | 0 | 0 | 0 | 0 | 0 | 0 | 0 | 0 | 0 | 0 | 0 | 0 | 0 | 1 | 6072.9876
2025-06-09 | 5758.14 | 0.9 | 0 | 0 | 1 | 0 | 0 | 0 | 0 | 0 | 0 | 0 | 0 | 0 | 0 | 0 | 0 | 0 | 0 | 0 | 0 | 0 | 0 | 0 | 0 | 0 | 0 | 0 | 5038.7098
2025-06-09 | 5332.921 | 1.7 | 0 | 0 | 0 | 1 | 0 | 0 | 0 | 0 | 0 | 0 | 0 | 0 | 0 | 0 | 0 | 0 | 0 | 0 | 0 | 0 | 0 | 0 | 0 | 0 | 0 | 0 | 4755.3085
2025-06-09 | 5195.544 | 1.3 | 0 | 0 | 0 | 0 | 1 | 0 | 0 | 0 | 0 | 0 | 0 | 0 | 0 | 0 | 0 | 0 | 0 | 0 | 0 | 0 | 0 | 0 | 0 | 0 | 0 | 0 | 4458.554
2025-06-09 | 5141.172 | 1.9 | 0 | 0 | 0 | 0 | 0 | 1 | 0 | 0 | 0 | 0 | 0 | 0 | 0 | 0 | 0 | 0 | 0 | 0 | 0 | 0 | 0 | 0 | 0 | 0 | 0 | 0 | 4515.4162
2025-06-09 | 5400.816 | 1.7 | 0 | 0 | 0 | 0 | 0 | 0 | 1 | 0 | 0 | 0 | 0 | 0 | 0 | 0 | 0 | 0 | 0 | 0 | 0 | 0 | 0 | 0 | 0 | 0 | 0 | 0 | 4662.1068
2025-06-09 | 5986.755 | 1.3 | 0 | 0 | 0 | 0 | 0 | 0 | 0 | 1 | 0 | 0 | 0 | 0 | 0 | 0 | 0 | 0 | 0 | 0 | 0 | 0 | 0 | 0 | 0 | 0 | 0 | 0 | 5131.5857
2025-06-09 | 6705.73 | 0.4 | 0 | 0 | 0 | 0 | 0 | 0 | 0 | 0 | 1 | 0 | 0 | 0 | 0 | 0 | 0 | 0 | 0 | 0 | 0 | 0 | 0 | 0 | 0 | 0 | 0 | 0 | 5754.3281
2025-06-09 | 7121.38 | 0.9 | 0 | 0 | 0 | 0 | 0 | 0 | 0 | 0 | 0 | 1 | 0 | 0 | 0 | 0 | 0 | 0 | 0 | 0 | 0 | 0 | 0 | 0 | 0 | 0 | 0 | 0 | 6507.0845
2025-06-09 | 7265.355 | 0.6 | 0 | 0 | 0 | 0 | 0 | 0 | 0 | 0 | 0 | 0 | 1 | 0 | 0 | 0 | 0 | 0 | 0 | 0 | 0 | 0 | 0 | 0 | 0 | 0 | 0 | 0 | 6798.9043
2025-06-09 | 7397.498 | 0.1 | 0 | 0 | 0 | 0 | 0 | 0 | 0 | 0 | 0 | 0 | 0 | 1 | 0 | 0 | 0 | 0 | 0 | 0 | 0 | 0 | 0 | 0 | 0 | 0 | 0 | 0 | 6826.9213
2025-06-09 | 7683.353 | 0 | 0.7 | 0 | 0 | 0 | 0 | 0 | 0 | 0 | 0 | 0 | 0 | 0 | 1 | 0 | 0 | 0 | 0 | 0 | 0 | 0 | 0 | 0 | 0 | 0 | 0 | 0 | 7281.3499
2025-06-09 | 7892.535 | 0 | 1.3 | 0 | 0 | 0 | 0 | 0 | 0 | 0 | 0 | 0 | 0 | 0 | 0 | 1 | 0 | 0 | 0 | 0 | 0 | 0 | 0 | 0 | 0 | 0 | 0 | 0 | 7734.806
2025-06-09 | 7721.603 | 0 | 0.8 | 0 | 0 | 0 | 0 | 0 | 0 | 0 | 0 | 0 | 0 | 0 | 0 | 0 | 1 | 0 | 0 | 0 | 0 | 0 | 0 | 0 | 0 | 0 | 0 | 0 | 7358.8702
2025-06-09 | 7820.369 | 0 | 1.1 | 0 | 0 | 0 | 0 | 0 | 0 | 0 | 0 | 0 | 0 | 0 | 0 | 0 | 0 | 1 | 0 | 0 | 0 | 0 | 0 | 0 | 0 | 0 | 0 | 0 | 7452.3532
2025-06-09 | 8214.166 | 0 | 2.2 | 0 | 0 | 0 | 0 | 0 | 0 | 0 | 0 | 0 | 0 | 0 | 0 | 0 | 0 | 0 | 1 | 0 | 0 | 0 | 0 | 0 | 0 | 0 | 0 | 0 | 8266.3191
2025-06-09 | 9177.134 | 0 | 4.1 | 0 | 0 | 0 | 0 | 0 | 0 | 0 | 0 | 0 | 0 | 0 | 0 | 0 | 0 | 0 | 0 | 1 | 0 | 0 | 0 | 0 | 0 | 0 | 0 | 0 | 10044.7102
2025-06-09 | 10115.91 | 0 | 4.7 | 0 | 0 | 0 | 0 | 0 | 0 | 0 | 0 | 0 | 0 | 0 | 0 | 0 | 0 | 0 | 0 | 0 | 1 | 0 | 0 | 0 | 0 | 0 | 0 | 0 | 11419.4887
2025-06-09 | 9998.506 | 0 | 2.9 | 0 | 0 | 0 | 0 | 0 | 0 | 0 | 0 | 0 | 0 | 0 | 0 | 0 | 0 | 0 | 0 | 0 | 0 | 1 | 0 | 0 | 0 | 0 | 0 | 0 | 10882.6759
2025-06-09 | 10114.184 | 0 | 3.5 | 0 | 0 | 0 | 0 | 0 | 0 | 0 | 0 | 0 | 0 | 0 | 0 | 0 | 0 | 0 | 0 | 0 | 0 | 0 | 1 | 0 | 0 | 0 | 0 | 0 | 11206.9056
2025-06-09 | 10114.287 | 0 | 2.2 | 0 | 0 | 0 | 0 | 0 | 0 | 0 | 0 | 0 | 0 | 0 | 0 | 0 | 0 | 0 | 0 | 0 | 0 | 0 | 0 | 1 | 0 | 0 | 0 | 0 | 10373.5724
2025-06-09 | 9717.012 | 0 | 0.9 | 0 | 0 | 0 | 0 | 0 | 0 | 0 | 0 | 0 | 0 | 0 | 0 | 0 | 0 | 0 | 0 | 0 | 0 | 0 | 0 | 0 | 1 | 0 | 0 | 0 | 9251.4924
2025-06-09 | 8638.392 | 0 | 0.2 | 0 | 0 | 0 | 0 | 0 | 0 | 0 | 0 | 0 | 0 | 0 | 0 | 0 | 0 | 0 | 0 | 0 | 0 | 0 | 0 | 0 | 0 | 1 | 0 | 0 | 7877.4374
2025-06-09 | 7229.952 | 1.5 | 0 | 0 | 0 | 0 | 0 | 0 | 0 | 0 | 0 | 0 | 0 | 0 | 0 | 0 | 0 | 0 | 0 | 0 | 0 | 0 | 0 | 0 | 0 | 0 | 1 | 0 | 6855.1145
2025-06-09 | 6194.114 | 0.5 | 0 | 0 | 0 | 0 | 0 | 0 | 0 | 0 | 0 | 0 | 0 | 0 | 0 | 0 | 0 | 0 | 0 | 0 | 0 | 0 | 0 | 0 | 0 | 0 | 0 | 1 | 5674.9733
2025-06-10 | 5594.379 | 0.7 | 0 | 0 | 1 | 0 | 0 | 0 | 0 | 0 | 0 | 0 | 0 | 0 | 0 | 0 | 0 | 0 | 0 | 0 | 0 | 0 | 0 | 0 | 0 | 0 | 0 | 0 | 5004.663
2025-06-10 | 5222.062 | 1.3 | 0 | 0 | 0 | 1 | 0 | 0 | 0 | 0 | 0 | 0 | 0 | 0 | 0 | 0 | 0 | 0 | 0 | 0 | 0 | 0 | 0 | 0 | 0 | 0 | 0 | 0 | 4687.2149
2025-06-10 | 4970.61 | 2.7 | 0 | 0 | 0 | 0 | 1 | 0 | 0 | 0 | 0 | 0 | 0 | 0 | 0 | 0 | 0 | 0 | 0 | 0 | 0 | 0 | 0 | 0 | 0 | 0 | 0 | 0 | 4696.8817
2025-06-10 | 4967.757 | 3.1 | 0 | 0 | 0 | 0 | 0 | 1 | 0 | 0 | 0 | 0 | 0 | 0 | 0 | 0 | 0 | 0 | 0 | 0 | 0 | 0 | 0 | 0 | 0 | 0 | 0 | 0 | 4719.697
2025-06-10 | 5337.469 | 4.4 | 0 | 0 | 0 | 0 | 0 | 0 | 1 | 0 | 0 | 0 | 0 | 0 | 0 | 0 | 0 | 0 | 0 | 0 | 0 | 0 | 0 | 0 | 0 | 0 | 0 | 0 | 5121.7388
2025-06-10 | 5989.245 | 4.9 | 0 | 0 | 0 | 0 | 0 | 0 | 0 | 1 | 0 | 0 | 0 | 0 | 0 | 0 | 0 | 0 | 0 | 0 | 0 | 0 | 0 | 0 | 0 | 0 | 0 | 0 | 5744.4283
2025-06-10 | 6806.867 | 3.9 | 0 | 0 | 0 | 0 | 0 | 0 | 0 | 0 | 1 | 0 | 0 | 0 | 0 | 0 | 0 | 0 | 0 | 0 | 0 | 0 | 0 | 0 | 0 | 0 | 0 | 0 | 6350.1473
2025-06-10 | 7145.947 | 1.7 | 0 | 0 | 0 | 0 | 0 | 0 | 0 | 0 | 0 | 1 | 0 | 0 | 0 | 0 | 0 | 0 | 0 | 0 | 0 | 0 | 0 | 0 | 0 | 0 | 0 | 0 | 6643.2717
2025-06-10 | 7072.474 | 0.1 | 0 | 0 | 0 | 0 | 0 | 0 | 0 | 0 | 0 | 0 | 1 | 0 | 0 | 0 | 0 | 0 | 0 | 0 | 0 | 0 | 0 | 0 | 0 | 0 | 0 | 0 | 6713.7872
2025-06-10 | 7168.475 | 0 | 1.8 | 0 | 0 | 0 | 0 | 0 | 0 | 0 | 0 | 0 | 0 | 1 | 0 | 0 | 0 | 0 | 0 | 0 | 0 | 0 | 0 | 0 | 0 | 0 | 0 | 0 | 7838.4988
2025-06-10 | 7187.081 | 0 | 2.8 | 0 | 0 | 0 | 0 | 0 | 0 | 0 | 0 | 0 | 0 | 0 | 1 | 0 | 0 | 0 | 0 | 0 | 0 | 0 | 0 | 0 | 0 | 0 | 0 | 0 | 8481.3842
2025-06-10 | 7302.703 | 0 | 1.4 | 0 | 0 | 0 | 0 | 0 | 0 | 0 | 0 | 0 | 0 | 0 | 0 | 1 | 0 | 0 | 0 | 0 | 0 | 0 | 0 | 0 | 0 | 0 | 0 | 0 | 7791.9505
2025-06-10 | 7156.534 | 0 | 3.7 | 0 | 0 | 0 | 0 | 0 | 0 | 0 | 0 | 0 | 0 | 0 | 0 | 0 | 1 | 0 | 0 | 0 | 0 | 0 | 0 | 0 | 0 | 0 | 0 | 0 | 9016.0605
2025-06-10 | 7163.045 | 0 | 4.7 | 0 | 0 | 0 | 0 | 0 | 0 | 0 | 0 | 0 | 0 | 0 | 0 | 0 | 0 | 1 | 0 | 0 | 0 | 0 | 0 | 0 | 0 | 0 | 0 | 0 | 9509.5549
2025-06-10 | 7601.472 | 0 | 4.8 | 0 | 0 | 0 | 0 | 0 | 0 | 0 | 0 | 0 | 0 | 0 | 0 | 0 | 0 | 0 | 1 | 0 | 0 | 0 | 0 | 0 | 0 | 0 | 0 | 0 | 9752.0759
2025-06-10 | 8638.547 | 0 | 4.4 | 0 | 0 | 0 | 0 | 0 | 0 | 0 | 0 | 0 | 0 | 0 | 0 | 0 | 0 | 0 | 0 | 1 | 0 | 0 | 0 | 0 | 0 | 0 | 0 | 0 | 10216.1436
2025-06-10 | 9666.105 | 0 | 3.5 | 0 | 0 | 0 | 0 | 0 | 0 | 0 | 0 | 0 | 0 | 0 | 0 | 0 | 0 | 0 | 0 | 0 | 1 | 0 | 0 | 0 | 0 | 0 | 0 | 0 | 10733.7548
2025-06-10 | 9485.666 | 0 | 3.4 | 0 | 0 | 0 | 0 | 0 | 0 | 0 | 0 | 0 | 0 | 0 | 0 | 0 | 0 | 0 | 0 | 0 | 0 | 1 | 0 | 0 | 0 | 0 | 0 | 0 | 11168.3984
2025-06-10 | 9521.441 | 0 | 1.5 | 0 | 0 | 0 | 0 | 0 | 0 | 0 | 0 | 0 | 0 | 0 | 0 | 0 | 0 | 0 | 0 | 0 | 0 | 0 | 1 | 0 | 0 | 0 | 0 | 0 | 10064.0158
2025-06-10 | 9553.746 | 0 | 1.3 | 0 | 0 | 0 | 0 | 0 | 0 | 0 | 0 | 0 | 0 | 0 | 0 | 0 | 0 | 0 | 0 | 0 | 0 | 0 | 0 | 1 | 0 | 0 | 0 | 0 | 9859.2719
2025-06-10 | 9277.793 | 0.2 | 0 | 0 | 0 | 0 | 0 | 0 | 0 | 0 | 0 | 0 | 0 | 0 | 0 | 0 | 0 | 0 | 0 | 0 | 0 | 0 | 0 | 0 | 1 | 0 | 0 | 0 | 8771.2388
2025-06-10 | 8379.715 | 0.7 | 0 | 0 | 0 | 0 | 0 | 0 | 0 | 0 | 0 | 0 | 0 | 0 | 0 | 0 | 0 | 0 | 0 | 0 | 0 | 0 | 0 | 0 | 0 | 1 | 0 | 0 | 7882.3123
2025-06-10 | 7123.222 | 1.8 | 0 | 0 | 0 | 0 | 0 | 0 | 0 | 0 | 0 | 0 | 0 | 0 | 0 | 0 | 0 | 0 | 0 | 0 | 0 | 0 | 0 | 0 | 0 | 0 | 1 | 0 | 6906.1847
2025-06-10 | 6142.947 | 2.2 | 0 | 0 | 0 | 0 | 0 | 0 | 0 | 0 | 0 | 0 | 0 | 0 | 0 | 0 | 0 | 0 | 0 | 0 | 0 | 0 | 0 | 0 | 0 | 0 | 0 | 1 | 5964.3712
2025-06-11 | 5551.158 | 3.1 | 0 | 0 | 1 | 0 | 0 | 0 | 0 | 0 | 0 | 0 | 0 | 0 | 0 | 0 | 0 | 0 | 0 | 0 | 0 | 0 | 0 | 0 | 0 | 0 | 0 | 0 | 5413.2247
2025-06-11 | 5168.449 | 1.8 | 0 | 0 | 0 | 1 | 0 | 0 | 0 | 0 | 0 | 0 | 0 | 0 | 0 | 0 | 0 | 0 | 0 | 0 | 0 | 0 | 0 | 0 | 0 | 0 | 0 | 0 | 4772.3319
2025-06-11 | 4961.027 | 1.3 | 0 | 0 | 0 | 0 | 1 | 0 | 0 | 0 | 0 | 0 | 0 | 0 | 0 | 0 | 0 | 0 | 0 | 0 | 0 | 0 | 0 | 0 | 0 | 0 | 0 | 0 | 4458.554
2025-06-11 | 4970.519 | 4.1 | 0 | 0 | 0 | 0 | 0 | 1 | 0 | 0 | 0 | 0 | 0 | 0 | 0 | 0 | 0 | 0 | 0 | 0 | 0 | 0 | 0 | 0 | 0 | 0 | 0 | 0 | 4889.9311
2025-06-11 | 5339.382 | 4 | 0 | 0 | 0 | 0 | 0 | 0 | 1 | 0 | 0 | 0 | 0 | 0 | 0 | 0 | 0 | 0 | 0 | 0 | 0 | 0 | 0 | 0 | 0 | 0 | 0 | 0 | 5053.6451
2025-06-11 | 5967.295 | 3.3 | 0 | 0 | 0 | 0 | 0 | 0 | 0 | 1 | 0 | 0 | 0 | 0 | 0 | 0 | 0 | 0 | 0 | 0 | 0 | 0 | 0 | 0 | 0 | 0 | 0 | 0 | 5472.0538
2025-06-11 | 6780.778 | 2.1 | 0 | 0 | 0 | 0 | 0 | 0 | 0 | 0 | 1 | 0 | 0 | 0 | 0 | 0 | 0 | 0 | 0 | 0 | 0 | 0 | 0 | 0 | 0 | 0 | 0 | 0 | 6043.726
2025-06-11 | 6923.607 | 1.5 | 0 | 0 | 0 | 0 | 0 | 0 | 0 | 0 | 0 | 1 | 0 | 0 | 0 | 0 | 0 | 0 | 0 | 0 | 0 | 0 | 0 | 0 | 0 | 0 | 0 | 0 | 6609.2249
2025-06-11 | 7033.059 | 0.5 | 0 | 0 | 0 | 0 | 0 | 0 | 0 | 0 | 0 | 0 | 1 | 0 | 0 | 0 | 0 | 0 | 0 | 0 | 0 | 0 | 0 | 0 | 0 | 0 | 0 | 0 | 6781.8808
2025-06-11 | 7093.527 | 0 | 1.3 | 0 | 0 | 0 | 0 | 0 | 0 | 0 | 0 | 0 | 0 | 1 | 0 | 0 | 0 | 0 | 0 | 0 | 0 | 0 | 0 | 0 | 0 | 0 | 0 | 0 | 7552.7763
2025-06-11 | 7224.547 | 0 | 3.1 | 0 | 0 | 0 | 0 | 0 | 0 | 0 | 0 | 0 | 0 | 0 | 1 | 0 | 0 | 0 | 0 | 0 | 0 | 0 | 0 | 0 | 0 | 0 | 0 | 0 | 8652.8177
2025-06-11 | 7323.082 | 0 | 5.1 | 0 | 0 | 0 | 0 | 0 | 0 | 0 | 0 | 0 | 0 | 0 | 0 | 1 | 0 | 0 | 0 | 0 | 0 | 0 | 0 | 0 | 0 | 0 | 0 | 0 | 9906.2967
2025-06-11 | 7167.308 | 0 | 6.6 | 0 | 0 | 0 | 0 | 0 | 0 | 0 | 0 | 0 | 0 | 0 | 0 | 0 | 1 | 0 | 0 | 0 | 0 | 0 | 0 | 0 | 0 | 0 | 0 | 0 | 10673.2508
2025-06-11 | 7317.601 | 0 | 7.8 | 0 | 0 | 0 | 0 | 0 | 0 | 0 | 0 | 0 | 0 | 0 | 0 | 0 | 0 | 1 | 0 | 0 | 0 | 0 | 0 | 0 | 0 | 0 | 0 | 0 | 11281.0342
2025-06-11 | 7926.832 | 0 | 9.1 | 0 | 0 | 0 | 0 | 0 | 0 | 0 | 0 | 0 | 0 | 0 | 0 | 0 | 0 | 0 | 1 | 0 | 0 | 0 | 0 | 0 | 0 | 0 | 0 | 0 | 12209.289
2025-06-11 | 8968.542 | 0 | 9.7 | 0 | 0 | 0 | 0 | 0 | 0 | 0 | 0 | 0 | 0 | 0 | 0 | 0 | 0 | 0 | 0 | 1 | 0 | 0 | 0 | 0 | 0 | 0 | 0 | 0 | 13244.8017
2025-06-11 | 10128.274 | 0 | 10 | 0 | 0 | 0 | 0 | 0 | 0 | 0 | 0 | 0 | 0 | 0 | 0 | 0 | 0 | 0 | 0 | 0 | 1 | 0 | 0 | 0 | 0 | 0 | 0 | 0 | 14448.1468
2025-06-11 | 10356.685 | 0 | 9.3 | 0 | 0 | 0 | 0 | 0 | 0 | 0 | 0 | 0 | 0 | 0 | 0 | 0 | 0 | 0 | 0 | 0 | 0 | 1 | 0 | 0 | 0 | 0 | 0 | 0 | 14539.9234
2025-06-11 | 10315.105 | 0 | 8.4 | 0 | 0 | 0 | 0 | 0 | 0 | 0 | 0 | 0 | 0 | 0 | 0 | 0 | 0 | 0 | 0 | 0 | 0 | 0 | 1 | 0 | 0 | 0 | 0 | 0 | 14006.9857
2025-06-11 | 10329.022 | 0 | 8 | 0 | 0 | 0 | 0 | 0 | 0 | 0 | 0 | 0 | 0 | 0 | 0 | 0 | 0 | 0 | 0 | 0 | 0 | 0 | 0 | 1 | 0 | 0 | 0 | 0 | 13687.9529
2025-06-11 | 9973.728 | 0 | 7.2 | 0 | 0 | 0 | 0 | 0 | 0 | 0 | 0 | 0 | 0 | 0 | 0 | 0 | 0 | 0 | 0 | 0 | 0 | 0 | 0 | 0 | 1 | 0 | 0 | 0 | 12851.5954
2025-06-11 | 8934.288 | 0 | 6 | 0 | 0 | 0 | 0 | 0 | 0 | 0 | 0 | 0 | 0 | 0 | 0 | 0 | 0 | 0 | 0 | 0 | 0 | 0 | 0 | 0 | 0 | 1 | 0 | 0 | 11191.818
2025-06-11 | 7645.976 | 0 | 4.9 | 0 | 0 | 0 | 0 | 0 | 0 | 0 | 0 | 0 | 0 | 0 | 0 | 0 | 0 | 0 | 0 | 0 | 0 | 0 | 0 | 0 | 0 | 0 | 1 | 0 | 9399.8435
2025-06-11 | 6603.989 | 0 | 4 | 0 | 0 | 0 | 0 | 0 | 0 | 0 | 0 | 0 | 0 | 0 | 0 | 0 | 0 | 0 | 0 | 0 | 0 | 0 | 0 | 0 | 0 | 0 | 0 | 1 | 7875.6359
2025-06-12 | 5915.676 | 0 | 2.8 | 0 | 1 | 0 | 0 | 0 | 0 | 0 | 0 | 0 | 0 | 0 | 0 | 0 | 0 | 0 | 0 | 0 | 0 | 0 | 0 | 0 | 0 | 0 | 0 | 0 | 6485.5449
2025-06-12 | 5440.665 | 0 | 1.5 | 0 | 0 | 1 | 0 | 0 | 0 | 0 | 0 | 0 | 0 | 0 | 0 | 0 | 0 | 0 | 0 | 0 | 0 | 0 | 0 | 0 | 0 | 0 | 0 | 0 | 5323.078
2025-06-12 | 5191.762 | 0 | 0 | 0 | 0 | 0 | 1 | 0 | 0 | 0 | 0 | 0 | 0 | 0 | 0 | 0 | 0 | 0 | 0 | 0 | 0 | 0 | 0 | 0 | 0 | 0 | 0 | 0 | 4237.2497
2025-06-12 | 5036.942 | 1.1 | 0 | 0 | 0 | 0 | 0 | 1 | 0 | 0 | 0 | 0 | 0 | 0 | 0 | 0 | 0 | 0 | 0 | 0 | 0 | 0 | 0 | 0 | 0 | 0 | 0 | 0 | 4379.2289
2025-06-12 | 5357.932 | 1.8 | 0 | 0 | 0 | 0 | 0 | 0 | 1 | 0 | 0 | 0 | 0 | 0 | 0 | 0 | 0 | 0 | 0 | 0 | 0 | 0 | 0 | 0 | 0 | 0 | 0 | 0 | 4679.1302
2025-06-12 | 6077.686 | 2.1 | 0 | 0 | 0 | 0 | 0 | 0 | 0 | 1 | 0 | 0 | 0 | 0 | 0 | 0 | 0 | 0 | 0 | 0 | 0 | 0 | 0 | 0 | 0 | 0 | 0 | 0 | 5267.7729
2025-06-12 | 6849.116 | 1.8 | 0 | 0 | 0 | 0 | 0 | 0 | 0 | 0 | 1 | 0 | 0 | 0 | 0 | 0 | 0 | 0 | 0 | 0 | 0 | 0 | 0 | 0 | 0 | 0 | 0 | 0 | 5992.6558
2025-06-12 | 7076.185 | 2.3 | 0 | 0 | 0 | 0 | 0 | 0 | 0 | 0 | 0 | 1 | 0 | 0 | 0 | 0 | 0 | 0 | 0 | 0 | 0 | 0 | 0 | 0 | 0 | 0 | 0 | 0 | 6745.4121
2025-06-12 | 6949.201 | 2.8 | 0 | 0 | 0 | 0 | 0 | 0 | 0 | 0 | 0 | 0 | 1 | 0 | 0 | 0 | 0 | 0 | 0 | 0 | 0 | 0 | 0 | 0 | 0 | 0 | 0 | 0 | 7173.4192
2025-06-12 | 7159.825 | 0.6 | 0 | 0 | 0 | 0 | 0 | 0 | 0 | 0 | 0 | 0 | 0 | 1 | 0 | 0 | 0 | 0 | 0 | 0 | 0 | 0 | 0 | 0 | 0 | 0 | 0 | 0 | 6912.0384
2025-06-12 | 7234.012 | 0 | 1.2 | 0 | 0 | 0 | 0 | 0 | 0 | 0 | 0 | 0 | 0 | 0 | 1 | 0 | 0 | 0 | 0 | 0 | 0 | 0 | 0 | 0 | 0 | 0 | 0 | 0 | 7567.0723
2025-06-12 | 7268.572 | 0 | 2 | 0 | 0 | 0 | 0 | 0 | 0 | 0 | 0 | 0 | 0 | 0 | 0 | 1 | 0 | 0 | 0 | 0 | 0 | 0 | 0 | 0 | 0 | 0 | 0 | 0 | 8134.8174
2025-06-12 | 7152.014 | 0 | 5.7 | 0 | 0 | 0 | 0 | 0 | 0 | 0 | 0 | 0 | 0 | 0 | 0 | 0 | 1 | 0 | 0 | 0 | 0 | 0 | 0 | 0 | 0 | 0 | 0 | 0 | 10158.9504
2025-06-12 | 7164.882 | 0 | 6 | 0 | 0 | 0 | 0 | 0 | 0 | 0 | 0 | 0 | 0 | 0 | 0 | 0 | 0 | 1 | 0 | 0 | 0 | 0 | 0 | 0 | 0 | 0 | 0 | 0 | 10252.4333
2025-06-12 | 7693.843 | 0 | 6.9 | 0 | 0 | 0 | 0 | 0 | 0 | 0 | 0 | 0 | 0 | 0 | 0 | 0 | 0 | 0 | 1 | 0 | 0 | 0 | 0 | 0 | 0 | 0 | 0 | 0 | 10952.1102
2025-06-12 | 8811.059 | 0 | 6.5 | 0 | 0 | 0 | 0 | 0 | 0 | 0 | 0 | 0 | 0 | 0 | 0 | 0 | 0 | 0 | 0 | 1 | 0 | 0 | 0 | 0 | 0 | 0 | 0 | 0 | 11416.178
2025-06-12 | 9758.426 | 0 | 6.3 | 0 | 0 | 0 | 0 | 0 | 0 | 0 | 0 | 0 | 0 | 0 | 0 | 0 | 0 | 0 | 0 | 0 | 1 | 0 | 0 | 0 | 0 | 0 | 0 | 0 | 12333.8006
2025-06-12 | 9860.03 | 0 | 5.6 | 0 | 0 | 0 | 0 | 0 | 0 | 0 | 0 | 0 | 0 | 0 | 0 | 0 | 0 | 0 | 0 | 0 | 0 | 1 | 0 | 0 | 0 | 0 | 0 | 0 | 12425.5772
2025-06-12 | 9973.738 | 0 | 4.9 | 0 | 0 | 0 | 0 | 0 | 0 | 0 | 0 | 0 | 0 | 0 | 0 | 0 | 0 | 0 | 0 | 0 | 0 | 0 | 1 | 0 | 0 | 0 | 0 | 0 | 12006.9285
2025-06-12 | 10011.529 | 0 | 3.4 | 0 | 0 | 0 | 0 | 0 | 0 | 0 | 0 | 0 | 0 | 0 | 0 | 0 | 0 | 0 | 0 | 0 | 0 | 0 | 0 | 1 | 0 | 0 | 0 | 0 | 11059.3063
2025-06-12 | 9708.586 | 0 | 0.8 | 0 | 0 | 0 | 0 | 0 | 0 | 0 | 0 | 0 | 0 | 0 | 0 | 0 | 0 | 0 | 0 | 0 | 0 | 0 | 0 | 0 | 1 | 0 | 0 | 0 | 9194.3479
2025-06-12 | 8760.258 | 0.7 | 0 | 0 | 0 | 0 | 0 | 0 | 0 | 0 | 0 | 0 | 0 | 0 | 0 | 0 | 0 | 0 | 0 | 0 | 0 | 0 | 0 | 0 | 0 | 1 | 0 | 0 | 7882.3123
2025-06-12 | 7476.407 | 2 | 0 | 0 | 0 | 0 | 0 | 0 | 0 | 0 | 0 | 0 | 0 | 0 | 0 | 0 | 0 | 0 | 0 | 0 | 0 | 0 | 0 | 0 | 0 | 0 | 1 | 0 | 6940.2315
2025-06-12 | 6405.805 | 2.4 | 0 | 0 | 0 | 0 | 0 | 0 | 0 | 0 | 0 | 0 | 0 | 0 | 0 | 0 | 0 | 0 | 0 | 0 | 0 | 0 | 0 | 0 | 0 | 0 | 0 | 1 | 5998.418
2025-06-13 | 5659.959 | 2.9 | 0 | 0 | 1 | 0 | 0 | 0 | 0 | 0 | 0 | 0 | 0 | 0 | 0 | 0 | 0 | 0 | 0 | 0 | 0 | 0 | 0 | 0 | 0 | 0 | 0 | 0 | 5379.1779
2025-06-13 | 5239.492 | 3.2 | 0 | 0 | 0 | 1 | 0 | 0 | 0 | 0 | 0 | 0 | 0 | 0 | 0 | 0 | 0 | 0 | 0 | 0 | 0 | 0 | 0 | 0 | 0 | 0 | 0 | 0 | 5010.6596
2025-06-13 | 5015.467 | 3.8 | 0 | 0 | 0 | 0 | 1 | 0 | 0 | 0 | 0 | 0 | 0 | 0 | 0 | 0 | 0 | 0 | 0 | 0 | 0 | 0 | 0 | 0 | 0 | 0 | 0 | 0 | 4884.1392
2025-06-13 | 4961.866 | 4.2 | 0 | 0 | 0 | 0 | 0 | 1 | 0 | 0 | 0 | 0 | 0 | 0 | 0 | 0 | 0 | 0 | 0 | 0 | 0 | 0 | 0 | 0 | 0 | 0 | 0 | 0 | 4906.9545
2025-06-13 | 5234.013 | 3.5 | 0 | 0 | 0 | 0 | 0 | 0 | 1 | 0 | 0 | 0 | 0 | 0 | 0 | 0 | 0 | 0 | 0 | 0 | 0 | 0 | 0 | 0 | 0 | 0 | 0 | 0 | 4968.5281
2025-06-13 | 5930.948 | 4.1 | 0 | 0 | 0 | 0 | 0 | 0 | 0 | 1 | 0 | 0 | 0 | 0 | 0 | 0 | 0 | 0 | 0 | 0 | 0 | 0 | 0 | 0 | 0 | 0 | 0 | 0 | 5608.241
2025-06-13 | 6689.458 | 4.5 | 0 | 0 | 0 | 0 | 0 | 0 | 0 | 0 | 1 | 0 | 0 | 0 | 0 | 0 | 0 | 0 | 0 | 0 | 0 | 0 | 0 | 0 | 0 | 0 | 0 | 0 | 6452.2878
2025-06-13 | 7042.589 | 4.4 | 0 | 0 | 0 | 0 | 0 | 0 | 0 | 0 | 0 | 1 | 0 | 0 | 0 | 0 | 0 | 0 | 0 | 0 | 0 | 0 | 0 | 0 | 0 | 0 | 0 | 0 | 7102.9037
2025-06-13 | 7003.496 | 3.9 | 0 | 0 | 0 | 0 | 0 | 0 | 0 | 0 | 0 | 0 | 1 | 0 | 0 | 0 | 0 | 0 | 0 | 0 | 0 | 0 | 0 | 0 | 0 | 0 | 0 | 0 | 7360.6766
2025-06-13 | 7065.153 | 2.7 | 0 | 0 | 0 | 0 | 0 | 0 | 0 | 0 | 0 | 0 | 0 | 1 | 0 | 0 | 0 | 0 | 0 | 0 | 0 | 0 | 0 | 0 | 0 | 0 | 0 | 0 | 7269.5299
2025-06-13 | 7013.756 | 1.9 | 0 | 0 | 0 | 0 | 0 | 0 | 0 | 0 | 0 | 0 | 0 | 0 | 1 | 0 | 0 | 0 | 0 | 0 | 0 | 0 | 0 | 0 | 0 | 0 | 0 | 0 | 7204.7831
2025-06-13 | 7051.367 | 1 | 0 | 0 | 0 | 0 | 0 | 0 | 0 | 0 | 0 | 0 | 0 | 0 | 0 | 1 | 0 | 0 | 0 | 0 | 0 | 0 | 0 | 0 | 0 | 0 | 0 | 0 | 7162.1616
2025-06-13 | 6902.673 | 0 | 0 | 0 | 0 | 0 | 0 | 0 | 0 | 0 | 0 | 0 | 0 | 0 | 0 | 0 | 1 | 0 | 0 | 0 | 0 | 0 | 0 | 0 | 0 | 0 | 0 | 0 | 6901.7143
2025-06-13 | 6912.246 | 0.4 | 0 | 0 | 0 | 0 | 0 | 0 | 0 | 0 | 0 | 0 | 0 | 0 | 0 | 0 | 0 | 1 | 0 | 0 | 0 | 0 | 0 | 0 | 0 | 0 | 0 | 0 | 6891.8574
2025-06-13 | 7138.453 | 0 | 0.6 | 0 | 0 | 0 | 0 | 0 | 0 | 0 | 0 | 0 | 0 | 0 | 0 | 0 | 0 | 0 | 1 | 0 | 0 | 0 | 0 | 0 | 0 | 0 | 0 | 0 | 7352.0072
2025-06-13 | 7729.424 | 0 | 0.9 | 0 | 0 | 0 | 0 | 0 | 0 | 0 | 0 | 0 | 0 | 0 | 0 | 0 | 0 | 0 | 0 | 1 | 0 | 0 | 0 | 0 | 0 | 0 | 0 | 0 | 8216.0864
2025-06-13 | 8604.35 | 0 | 0.5 | 0 | 0 | 0 | 0 | 0 | 0 | 0 | 0 | 0 | 0 | 0 | 0 | 0 | 0 | 0 | 0 | 0 | 1 | 0 | 0 | 0 | 0 | 0 | 0 | 0 | 9019.42
2025-06-13 | 8713.667 | 0.3 | 0 | 0 | 0 | 0 | 0 | 0 | 0 | 0 | 0 | 0 | 0 | 0 | 0 | 0 | 0 | 0 | 0 | 0 | 0 | 1 | 0 | 0 | 0 | 0 | 0 | 0 | 9276.5559
2025-06-13 | 8715.359 | 1 | 0 | 0 | 0 | 0 | 0 | 0 | 0 | 0 | 0 | 0 | 0 | 0 | 0 | 0 | 0 | 0 | 0 | 0 | 0 | 0 | 1 | 0 | 0 | 0 | 0 | 0 | 9377.0824
2025-06-13 | 8745.443 | 1.1 | 0 | 0 | 0 | 0 | 0 | 0 | 0 | 0 | 0 | 0 | 0 | 0 | 0 | 0 | 0 | 0 | 0 | 0 | 0 | 0 | 0 | 1 | 0 | 0 | 0 | 0 | 9303.651
2025-06-13 | 8710.71 | 1.6 | 0 | 0 | 0 | 0 | 0 | 0 | 0 | 0 | 0 | 0 | 0 | 0 | 0 | 0 | 0 | 0 | 0 | 0 | 0 | 0 | 0 | 0 | 1 | 0 | 0 | 0 | 9009.5664
2025-06-13 | 8006.587 | 2.3 | 0 | 0 | 0 | 0 | 0 | 0 | 0 | 0 | 0 | 0 | 0 | 0 | 0 | 0 | 0 | 0 | 0 | 0 | 0 | 0 | 0 | 0 | 0 | 1 | 0 | 0 | 8154.6868
2025-06-13 | 7082.131 | 2.8 | 0 | 0 | 0 | 0 | 0 | 0 | 0 | 0 | 0 | 0 | 0 | 0 | 0 | 0 | 0 | 0 | 0 | 0 | 0 | 0 | 0 | 0 | 0 | 0 | 1 | 0 | 7076.4188
2025-06-13 | 6179.518 | 2.9 | 0 | 0 | 0 | 0 | 0 | 0 | 0 | 0 | 0 | 0 | 0 | 0 | 0 | 0 | 0 | 0 | 0 | 0 | 0 | 0 | 0 | 0 | 0 | 0 | 0 | 1 | 6083.535
2025-06-14 | 5501.556 | 3.1 | 0 | 1 | 1 | 0 | 0 | 0 | 0 | 0 | 0 | 0 | 0 | 0 | 0 | 0 | 0 | 0 | 0 | 0 | 0 | 0 | 0 | 0 | 0 | 0 | 0 | 0 | 5896.3561
2025-06-14 | 5100.884 | 3 | 0 | 1 | 0 | 1 | 0 | 0 | 0 | 0 | 0 | 0 | 0 | 0 | 0 | 0 | 0 | 0 | 0 | 0 | 0 | 0 | 0 | 0 | 0 | 0 | 0 | 0 | 5459.7441
2025-06-14 | 4929.297 | 3 | 0 | 1 | 0 | 0 | 1 | 0 | 0 | 0 | 0 | 0 | 0 | 0 | 0 | 0 | 0 | 0 | 0 | 0 | 0 | 0 | 0 | 0 | 0 | 0 | 0 | 0 | 5231.0833
2025-06-14 | 4826.591 | 2.9 | 0 | 1 | 0 | 0 | 0 | 1 | 0 | 0 | 0 | 0 | 0 | 0 | 0 | 0 | 0 | 0 | 0 | 0 | 0 | 0 | 0 | 0 | 0 | 0 | 0 | 0 | 5168.7816
2025-06-14 | 4899.923 | 3.4 | 0 | 1 | 0 | 0 | 0 | 0 | 1 | 0 | 0 | 0 | 0 | 0 | 0 | 0 | 0 | 0 | 0 | 0 | 0 | 0 | 0 | 0 | 0 | 0 | 0 | 0 | 5434.636
2025-06-14 | 5378.463 | 3.3 | 0 | 1 | 0 | 0 | 0 | 0 | 0 | 1 | 0 | 0 | 0 | 0 | 0 | 0 | 0 | 0 | 0 | 0 | 0 | 0 | 0 | 0 | 0 | 0 | 0 | 0 | 5955.1851
2025-06-14 | 6318.962 | 2.8 | 0 | 1 | 0 | 0 | 0 | 0 | 0 | 0 | 1 | 0 | 0 | 0 | 0 | 0 | 0 | 0 | 0 | 0 | 0 | 0 | 0 | 0 | 0 | 0 | 0 | 0 | 6646.0212
2025-06-14 | 7416.586 | 1.7 | 0 | 1 | 0 | 0 | 0 | 0 | 0 | 0 | 0 | 1 | 0 | 0 | 0 | 0 | 0 | 0 | 0 | 0 | 0 | 0 | 0 | 0 | 0 | 0 | 0 | 0 | 7126.4031
2025-06-14 | 8085.964 | 0.6 | 0 | 1 | 0 | 0 | 0 | 0 | 0 | 0 | 0 | 0 | 1 | 0 | 0 | 0 | 0 | 0 | 0 | 0 | 0 | 0 | 0 | 0 | 0 | 0 | 0 | 0 | 7282.0356
2025-06-14 | 8421.215 | 0 | 0 | 1 | 0 | 0 | 0 | 0 | 0 | 0 | 0 | 0 | 0 | 1 | 0 | 0 | 0 | 0 | 0 | 0 | 0 | 0 | 0 | 0 | 0 | 0 | 0 | 0 | 7293.0293
2025-06-14 | 8568.236 | 0 | 1.4 | 1 | 0 | 0 | 0 | 0 | 0 | 0 | 0 | 0 | 0 | 0 | 1 | 0 | 0 | 0 | 0 | 0 | 0 | 0 | 0 | 0 | 0 | 0 | 0 | 0 | 8164.4927
2025-06-14 | 8641.485 | 0 | 1.8 | 1 | 0 | 0 | 0 | 0 | 0 | 0 | 0 | 0 | 0 | 0 | 0 | 1 | 0 | 0 | 0 | 0 | 0 | 0 | 0 | 0 | 0 | 0 | 0 | 0 | 8503.6598
2025-06-14 | 8441.272 | 0 | 2.1 | 1 | 0 | 0 | 0 | 0 | 0 | 0 | 0 | 0 | 0 | 0 | 0 | 0 | 1 | 0 | 0 | 0 | 0 | 0 | 0 | 0 | 0 | 0 | 0 | 0 | 8584.88
2025-06-14 | 8279.96 | 0 | 1.7 | 1 | 0 | 0 | 0 | 0 | 0 | 0 | 0 | 0 | 0 | 0 | 0 | 0 | 0 | 1 | 0 | 0 | 0 | 0 | 0 | 0 | 0 | 0 | 0 | 0 | 8278.3515
2025-06-14 | 8298.359 | 0 | 2.2 | 1 | 0 | 0 | 0 | 0 | 0 | 0 | 0 | 0 | 0 | 0 | 0 | 0 | 0 | 0 | 1 | 0 | 0 | 0 | 0 | 0 | 0 | 0 | 0 | 0 | 8749.4504
2025-06-14 | 8994.547 | 0 | 2.7 | 1 | 0 | 0 | 0 | 0 | 0 | 0 | 0 | 0 | 0 | 0 | 0 | 0 | 0 | 0 | 0 | 1 | 0 | 0 | 0 | 0 | 0 | 0 | 0 | 0 | 9727.8186
2025-06-14 | 9810.999 | 0 | 2.5 | 1 | 0 | 0 | 0 | 0 | 0 | 0 | 0 | 0 | 0 | 0 | 0 | 0 | 0 | 0 | 0 | 0 | 1 | 0 | 0 | 0 | 0 | 0 | 0 | 0 | 10645.4412
2025-06-14 | 9887.028 | 0 | 2.4 | 1 | 0 | 0 | 0 | 0 | 0 | 0 | 0 | 0 | 0 | 0 | 0 | 0 | 0 | 0 | 0 | 0 | 0 | 1 | 0 | 0 | 0 | 0 | 0 | 0 | 11080.0848
2025-06-14 | 9666.485 | 0 | 2.1 | 1 | 0 | 0 | 0 | 0 | 0 | 0 | 0 | 0 | 0 | 0 | 0 | 0 | 0 | 0 | 0 | 0 | 0 | 0 | 1 | 0 | 0 | 0 | 0 | 0 | 10890.0141
2025-06-14 | 9390.122 | 0 | 1.4 | 1 | 0 | 0 | 0 | 0 | 0 | 0 | 0 | 0 | 0 | 0 | 0 | 0 | 0 | 0 | 0 | 0 | 0 | 0 | 0 | 1 | 0 | 0 | 0 | 0 | 10399.5478
2025-06-14 | 9109.353 | 0 | 0.7 | 1 | 0 | 0 | 0 | 0 | 0 | 0 | 0 | 0 | 0 | 0 | 0 | 0 | 0 | 0 | 0 | 0 | 0 | 0 | 0 | 0 | 1 | 0 | 0 | 0 | 9620.3347
2025-06-14 | 8413.464 | 0 | 0 | 1 | 0 | 0 | 0 | 0 | 0 | 0 | 0 | 0 | 0 | 0 | 0 | 0 | 0 | 0 | 0 | 0 | 0 | 0 | 0 | 0 | 0 | 1 | 0 | 0 | 8246.2798
2025-06-14 | 7323.929 | 0.5 | 0 | 1 | 0 | 0 | 0 | 0 | 0 | 0 | 0 | 0 | 0 | 0 | 0 | 0 | 0 | 0 | 0 | 0 | 0 | 0 | 0 | 0 | 0 | 0 | 1 | 0 | 7168.0118
2025-06-14 | 6258.654 | 1 | 0 | 1 | 0 | 0 | 0 | 0 | 0 | 0 | 0 | 0 | 0 | 0 | 0 | 0 | 0 | 0 | 0 | 0 | 0 | 0 | 0 | 0 | 0 | 0 | 0 | 1 | 6243.2217
2025-06-15 | 5560.225 | 1 | 0 | 1 | 1 | 0 | 0 | 0 | 0 | 0 | 0 | 0 | 0 | 0 | 0 | 0 | 0 | 0 | 0 | 0 | 0 | 0 | 0 | 0 | 0 | 0 | 0 | 0 | 5538.8645
2025-06-15 | 5193.374 | 1.8 | 0 | 1 | 0 | 1 | 0 | 0 | 0 | 0 | 0 | 0 | 0 | 0 | 0 | 0 | 0 | 0 | 0 | 0 | 0 | 0 | 0 | 0 | 0 | 0 | 0 | 0 | 5255.4632
2025-06-15 | 4979.603 | 3.1 | 0 | 1 | 0 | 0 | 1 | 0 | 0 | 0 | 0 | 0 | 0 | 0 | 0 | 0 | 0 | 0 | 0 | 0 | 0 | 0 | 0 | 0 | 0 | 0 | 0 | 0 | 5248.1067
2025-06-15 | 4835.429 | 3.1 | 0 | 1 | 0 | 0 | 0 | 1 | 0 | 0 | 0 | 0 | 0 | 0 | 0 | 0 | 0 | 0 | 0 | 0 | 0 | 0 | 0 | 0 | 0 | 0 | 0 | 0 | 5202.8284
2025-06-15 | 4892.918 | 3.3 | 0 | 1 | 0 | 0 | 0 | 0 | 1 | 0 | 0 | 0 | 0 | 0 | 0 | 0 | 0 | 0 | 0 | 0 | 0 | 0 | 0 | 0 | 0 | 0 | 0 | 0 | 5417.6126
2025-06-15 | 5274.052 | 3 | 0 | 1 | 0 | 0 | 0 | 0 | 0 | 1 | 0 | 0 | 0 | 0 | 0 | 0 | 0 | 0 | 0 | 0 | 0 | 0 | 0 | 0 | 0 | 0 | 0 | 0 | 5904.1149
2025-06-15 | 6077.451 | 2 | 0 | 1 | 0 | 0 | 0 | 0 | 0 | 0 | 1 | 0 | 0 | 0 | 0 | 0 | 0 | 0 | 0 | 0 | 0 | 0 | 0 | 0 | 0 | 0 | 0 | 0 | 6509.834
2025-06-15 | 7184.644 | 0.8 | 0 | 1 | 0 | 0 | 0 | 0 | 0 | 0 | 0 | 1 | 0 | 0 | 0 | 0 | 0 | 0 | 0 | 0 | 0 | 0 | 0 | 0 | 0 | 0 | 0 | 0 | 6973.1924
2025-06-15 | 8141.424 | 0 | 0.9 | 1 | 0 | 0 | 0 | 0 | 0 | 0 | 0 | 0 | 1 | 0 | 0 | 0 | 0 | 0 | 0 | 0 | 0 | 0 | 0 | 0 | 0 | 0 | 0 | 0 | 7694.1956
2025-06-15 | 8772.496 | 0 | 2.7 | 1 | 0 | 0 | 0 | 0 | 0 | 0 | 0 | 0 | 0 | 1 | 0 | 0 | 0 | 0 | 0 | 0 | 0 | 0 | 0 | 0 | 0 | 0 | 0 | 0 | 8835.9306
2025-06-15 | 9183.14 | 0 | 3.7 | 1 | 0 | 0 | 0 | 0 | 0 | 0 | 0 | 0 | 0 | 0 | 1 | 0 | 0 | 0 | 0 | 0 | 0 | 0 | 0 | 0 | 0 | 0 | 0 | 0 | 9478.816
2025-06-15 | 9393.712 | 0 | 4.7 | 1 | 0 | 0 | 0 | 0 | 0 | 0 | 0 | 0 | 0 | 0 | 0 | 1 | 0 | 0 | 0 | 0 | 0 | 0 | 0 | 0 | 0 | 0 | 0 | 0 | 10160.8501
2025-06-15 | 9290.337 | 0 | 5.2 | 1 | 0 | 0 | 0 | 0 | 0 | 0 | 0 | 0 | 0 | 0 | 0 | 0 | 1 | 0 | 0 | 0 | 0 | 0 | 0 | 0 | 0 | 0 | 0 | 0 | 10356.3592
2025-06-15 | 9404.036 | 0 | 4.9 | 1 | 0 | 0 | 0 | 0 | 0 | 0 | 0 | 0 | 0 | 0 | 0 | 0 | 0 | 1 | 0 | 0 | 0 | 0 | 0 | 0 | 0 | 0 | 0 | 0 | 10106.9753
2025-06-15 | 9714.783 | 0 | 5.2 | 1 | 0 | 0 | 0 | 0 | 0 | 0 | 0 | 0 | 0 | 0 | 0 | 0 | 0 | 0 | 1 | 0 | 0 | 0 | 0 | 0 | 0 | 0 | 0 | 0 | 10463.7852
2025-06-15 | 10605.228 | 0 | 4.6 | 1 | 0 | 0 | 0 | 0 | 0 | 0 | 0 | 0 | 0 | 0 | 0 | 0 | 0 | 0 | 0 | 1 | 0 | 0 | 0 | 0 | 0 | 0 | 0 | 0 | 10813.564
2025-06-15 | 11250.821 | 0 | 4.9 | 1 | 0 | 0 | 0 | 0 | 0 | 0 | 0 | 0 | 0 | 0 | 0 | 0 | 0 | 0 | 0 | 0 | 1 | 0 | 0 | 0 | 0 | 0 | 0 | 0 | 12016.909
2025-06-15 | 11357.099 | 0 | 4.4 | 1 | 0 | 0 | 0 | 0 | 0 | 0 | 0 | 0 | 0 | 0 | 0 | 0 | 0 | 0 | 0 | 0 | 0 | 1 | 0 | 0 | 0 | 0 | 0 | 0 | 12222.9747
2025-06-15 | 11158.036 | 0 | 3.9 | 1 | 0 | 0 | 0 | 0 | 0 | 0 | 0 | 0 | 0 | 0 | 0 | 0 | 0 | 0 | 0 | 0 | 0 | 0 | 1 | 0 | 0 | 0 | 0 | 0 | 11918.6149
2025-06-15 | 10904.978 | 0 | 3.3 | 1 | 0 | 0 | 0 | 0 | 0 | 0 | 0 | 0 | 0 | 0 | 0 | 0 | 0 | 0 | 0 | 0 | 0 | 0 | 0 | 1 | 0 | 0 | 0 | 0 | 11485.2931
2025-06-15 | 10345.409 | 0 | 2.3 | 1 | 0 | 0 | 0 | 0 | 0 | 0 | 0 | 0 | 0 | 0 | 0 | 0 | 0 | 0 | 0 | 0 | 0 | 0 | 0 | 0 | 1 | 0 | 0 | 0 | 10534.6466
2025-06-15 | 9143.954 | 0 | 2 | 1 | 0 | 0 | 0 | 0 | 0 | 0 | 0 | 0 | 0 | 0 | 0 | 0 | 0 | 0 | 0 | 0 | 0 | 0 | 0 | 0 | 0 | 1 | 0 | 0 | 9389.1696
2025-06-15 | 7635.145 | 0 | 1.2 | 1 | 0 | 0 | 0 | 0 | 0 | 0 | 0 | 0 | 0 | 0 | 0 | 0 | 0 | 0 | 0 | 0 | 0 | 0 | 0 | 0 | 0 | 0 | 1 | 0 | 7768.6287
2025-06-15 | 6362.353 | 0 | 0.2 | 1 | 0 | 0 | 0 | 0 | 0 | 0 | 0 | 0 | 0 | 0 | 0 | 0 | 0 | 0 | 0 | 0 | 0 | 0 | 0 | 0 | 0 | 0 | 0 | 1 | 6187.2766
2025-06-16 | 5669.689 | 1.3 | 0 | 0 | 1 | 0 | 0 | 0 | 0 | 0 | 0 | 0 | 0 | 0 | 0 | 0 | 0 | 0 | 0 | 0 | 0 | 0 | 0 | 0 | 0 | 0 | 0 | 0 | 5106.8034
2025-06-16 | 5224.85 | 1.1 | 0 | 0 | 0 | 1 | 0 | 0 | 0 | 0 | 0 | 0 | 0 | 0 | 0 | 0 | 0 | 0 | 0 | 0 | 0 | 0 | 0 | 0 | 0 | 0 | 0 | 0 | 4653.1681
2025-06-16 | 5001.468 | 1.7 | 0 | 0 | 0 | 0 | 1 | 0 | 0 | 0 | 0 | 0 | 0 | 0 | 0 | 0 | 0 | 0 | 0 | 0 | 0 | 0 | 0 | 0 | 0 | 0 | 0 | 0 | 4526.6476
2025-06-16 | 5013.236 | 2.4 | 0 | 0 | 0 | 0 | 0 | 1 | 0 | 0 | 0 | 0 | 0 | 0 | 0 | 0 | 0 | 0 | 0 | 0 | 0 | 0 | 0 | 0 | 0 | 0 | 0 | 0 | 4600.5332
2025-06-16 | 5301.356 | 3.1 | 0 | 0 | 0 | 0 | 0 | 0 | 1 | 0 | 0 | 0 | 0 | 0 | 0 | 0 | 0 | 0 | 0 | 0 | 0 | 0 | 0 | 0 | 0 | 0 | 0 | 0 | 4900.4345
2025-06-16 | 6042.353 | 3.3 | 0 | 0 | 0 | 0 | 0 | 0 | 0 | 1 | 0 | 0 | 0 | 0 | 0 | 0 | 0 | 0 | 0 | 0 | 0 | 0 | 0 | 0 | 0 | 0 | 0 | 0 | 5472.0538
2025-06-16 | 6801.354 | 1.1 | 0 | 0 | 0 | 0 | 0 | 0 | 0 | 0 | 1 | 0 | 0 | 0 | 0 | 0 | 0 | 0 | 0 | 0 | 0 | 0 | 0 | 0 | 0 | 0 | 0 | 0 | 5873.492
2025-06-16 | 7008.086 | 0 | 0.6 | 0 | 0 | 0 | 0 | 0 | 0 | 0 | 0 | 1 | 0 | 0 | 0 | 0 | 0 | 0 | 0 | 0 | 0 | 0 | 0 | 0 | 0 | 0 | 0 | 0 | 6696.7408
2025-06-16 | 7075.235 | 0 | 2.5 | 0 | 0 | 0 | 0 | 0 | 0 | 0 | 0 | 0 | 1 | 0 | 0 | 0 | 0 | 0 | 0 | 0 | 0 | 0 | 0 | 0 | 0 | 0 | 0 | 0 | 8125.3761
2025-06-16 | 7174.742 | 0 | 3.4 | 0 | 0 | 0 | 0 | 0 | 0 | 0 | 0 | 0 | 0 | 1 | 0 | 0 | 0 | 0 | 0 | 0 | 0 | 0 | 0 | 0 | 0 | 0 | 0 | 0 | 8752.8107
2025-06-16 | 7479.415 | 0 | 5.2 | 0 | 0 | 0 | 0 | 0 | 0 | 0 | 0 | 0 | 0 | 0 | 1 | 0 | 0 | 0 | 0 | 0 | 0 | 0 | 0 | 0 | 0 | 0 | 0 | 0 | 9852.852
2025-06-16 | 7905.52 | 0 | 4.6 | 0 | 0 | 0 | 0 | 0 | 0 | 0 | 0 | 0 | 0 | 0 | 0 | 1 | 0 | 0 | 0 | 0 | 0 | 0 | 0 | 0 | 0 | 0 | 0 | 0 | 9620.5742
2025-06-16 | 7981.898 | 0 | 5.2 | 0 | 0 | 0 | 0 | 0 | 0 | 0 | 0 | 0 | 0 | 0 | 0 | 0 | 1 | 0 | 0 | 0 | 0 | 0 | 0 | 0 | 0 | 0 | 0 | 0 | 9873.2279
2025-06-16 | 8113.848 | 0 | 4.7 | 0 | 0 | 0 | 0 | 0 | 0 | 0 | 0 | 0 | 0 | 0 | 0 | 0 | 0 | 1 | 0 | 0 | 0 | 0 | 0 | 0 | 0 | 0 | 0 | 0 | 9509.5549
2025-06-16 | 8941.088 | 0 | 4.6 | 0 | 0 | 0 | 0 | 0 | 0 | 0 | 0 | 0 | 0 | 0 | 0 | 0 | 0 | 0 | 1 | 0 | 0 | 0 | 0 | 0 | 0 | 0 | 0 | 0 | 9637.7869
2025-06-16 | 10269.404 | 0 | 5.4 | 0 | 0 | 0 | 0 | 0 | 0 | 0 | 0 | 0 | 0 | 0 | 0 | 0 | 0 | 0 | 0 | 1 | 0 | 0 | 0 | 0 | 0 | 0 | 0 | 0 | 10787.5886
2025-06-16 | 11608.567 | 0 | 5.6 | 0 | 0 | 0 | 0 | 0 | 0 | 0 | 0 | 0 | 0 | 0 | 0 | 0 | 0 | 0 | 0 | 0 | 1 | 0 | 0 | 0 | 0 | 0 | 0 | 0 | 11933.7891
2025-06-16 | 11687.984 | 0 | 4.8 | 0 | 0 | 0 | 0 | 0 | 0 | 0 | 0 | 0 | 0 | 0 | 0 | 0 | 0 | 0 | 0 | 0 | 0 | 1 | 0 | 0 | 0 | 0 | 0 | 0 | 11968.4213
2025-06-16 | 11630.1 | 0 | 3.2 | 0 | 0 | 0 | 0 | 0 | 0 | 0 | 0 | 0 | 0 | 0 | 0 | 0 | 0 | 0 | 0 | 0 | 0 | 0 | 1 | 0 | 0 | 0 | 0 | 0 | 11035.4721
2025-06-16 | 11493.742 | 0 | 1.7 | 0 | 0 | 0 | 0 | 0 | 0 | 0 | 0 | 0 | 0 | 0 | 0 | 0 | 0 | 0 | 0 | 0 | 0 | 0 | 0 | 1 | 0 | 0 | 0 | 0 | 10087.8499
2025-06-16 | 10998.326 | 0 | 1.1 | 0 | 0 | 0 | 0 | 0 | 0 | 0 | 0 | 0 | 0 | 0 | 0 | 0 | 0 | 0 | 0 | 0 | 0 | 0 | 0 | 0 | 1 | 0 | 0 | 0 | 9365.7814
2025-06-16 | 9893.742 | 0 | 0.2 | 0 | 0 | 0 | 0 | 0 | 0 | 0 | 0 | 0 | 0 | 0 | 0 | 0 | 0 | 0 | 0 | 0 | 0 | 0 | 0 | 0 | 0 | 1 | 0 | 0 | 7877.4374
2025-06-16 | 8294.465 | 0.1 | 0 | 0 | 0 | 0 | 0 | 0 | 0 | 0 | 0 | 0 | 0 | 0 | 0 | 0 | 0 | 0 | 0 | 0 | 0 | 0 | 0 | 0 | 0 | 0 | 1 | 0 | 6616.7868
2025-06-16 | 7000.879 | 0 | 0 | 0 | 0 | 0 | 0 | 0 | 0 | 0 | 0 | 0 | 0 | 0 | 0 | 0 | 0 | 0 | 0 | 0 | 0 | 0 | 0 | 0 | 0 | 0 | 0 | 1 | 5589.8563
2025-06-17 | 6162.959 | 0 | 0.1 | 0 | 1 | 0 | 0 | 0 | 0 | 0 | 0 | 0 | 0 | 0 | 0 | 0 | 0 | 0 | 0 | 0 | 0 | 0 | 0 | 0 | 0 | 0 | 0 | 0 | 4942.6436
2025-06-17 | 5707.164 | 0 | 0.4 | 0 | 0 | 1 | 0 | 0 | 0 | 0 | 0 | 0 | 0 | 0 | 0 | 0 | 0 | 0 | 0 | 0 | 0 | 0 | 0 | 0 | 0 | 0 | 0 | 0 | 4694.4886
2025-06-17 | 5358.92 | 1.2 | 0 | 0 | 0 | 0 | 1 | 0 | 0 | 0 | 0 | 0 | 0 | 0 | 0 | 0 | 0 | 0 | 0 | 0 | 0 | 0 | 0 | 0 | 0 | 0 | 0 | 0 | 4441.5306
2025-06-17 | 5336.357 | 0.4 | 0 | 0 | 0 | 0 | 0 | 1 | 0 | 0 | 0 | 0 | 0 | 0 | 0 | 0 | 0 | 0 | 0 | 0 | 0 | 0 | 0 | 0 | 0 | 0 | 0 | 0 | 4260.0651
2025-06-17 | 5640.127 | 0.8 | 0 | 0 | 0 | 0 | 0 | 0 | 1 | 0 | 0 | 0 | 0 | 0 | 0 | 0 | 0 | 0 | 0 | 0 | 0 | 0 | 0 | 0 | 0 | 0 | 0 | 0 | 4508.8961
2025-06-17 | 6276.189 | 1.7 | 0 | 0 | 0 | 0 | 0 | 0 | 0 | 1 | 0 | 0 | 0 | 0 | 0 | 0 | 0 | 0 | 0 | 0 | 0 | 0 | 0 | 0 | 0 | 0 | 0 | 0 | 5199.6793
2025-06-17 | 6979.24 | 0.8 | 0 | 0 | 0 | 0 | 0 | 0 | 0 | 0 | 1 | 0 | 0 | 0 | 0 | 0 | 0 | 0 | 0 | 0 | 0 | 0 | 0 | 0 | 0 | 0 | 0 | 0 | 5822.4217
2025-06-17 | 7289.434 | 0.1 | 0 | 0 | 0 | 0 | 0 | 0 | 0 | 0 | 0 | 1 | 0 | 0 | 0 | 0 | 0 | 0 | 0 | 0 | 0 | 0 | 0 | 0 | 0 | 0 | 0 | 0 | 6370.8972
2025-06-17 | 7267.227 | 0 | 1.4 | 0 | 0 | 0 | 0 | 0 | 0 | 0 | 0 | 0 | 1 | 0 | 0 | 0 | 0 | 0 | 0 | 0 | 0 | 0 | 0 | 0 | 0 | 0 | 0 | 0 | 7496.7867
2025-06-17 | 7537.742 | 0 | 2.6 | 0 | 0 | 0 | 0 | 0 | 0 | 0 | 0 | 0 | 0 | 1 | 0 | 0 | 0 | 0 | 0 | 0 | 0 | 0 | 0 | 0 | 0 | 0 | 0 | 0 | 8295.6547
2025-06-17 | 7656.857 | 0 | 3.7 | 0 | 0 | 0 | 0 | 0 | 0 | 0 | 0 | 0 | 0 | 0 | 1 | 0 | 0 | 0 | 0 | 0 | 0 | 0 | 0 | 0 | 0 | 0 | 0 | 0 | 8995.6846
2025-06-17 | 8143.686 | 0 | 4.8 | 0 | 0 | 0 | 0 | 0 | 0 | 0 | 0 | 0 | 0 | 0 | 0 | 1 | 0 | 0 | 0 | 0 | 0 | 0 | 0 | 0 | 0 | 0 | 0 | 0 | 9734.8632
2025-06-17 | 8373.972 | 0 | 6.1 | 0 | 0 | 0 | 0 | 0 | 0 | 0 | 0 | 0 | 0 | 0 | 0 | 0 | 1 | 0 | 0 | 0 | 0 | 0 | 0 | 0 | 0 | 0 | 0 | 0 | 10387.5283
2025-06-17 | 8584.801 | 0 | 6.9 | 0 | 0 | 0 | 0 | 0 | 0 | 0 | 0 | 0 | 0 | 0 | 0 | 0 | 0 | 1 | 0 | 0 | 0 | 0 | 0 | 0 | 0 | 0 | 0 | 0 | 10766.7338
2025-06-17 | 9311.689 | 0 | 7.1 | 0 | 0 | 0 | 0 | 0 | 0 | 0 | 0 | 0 | 0 | 0 | 0 | 0 | 0 | 0 | 1 | 0 | 0 | 0 | 0 | 0 | 0 | 0 | 0 | 0 | 11066.3992
2025-06-17 | 10794.62 | 0 | 6.5 | 0 | 0 | 0 | 0 | 0 | 0 | 0 | 0 | 0 | 0 | 0 | 0 | 0 | 0 | 0 | 0 | 1 | 0 | 0 | 0 | 0 | 0 | 0 | 0 | 0 | 11416.178
2025-06-17 | 12025.481 | 0 | 6.4 | 0 | 0 | 0 | 0 | 0 | 0 | 0 | 0 | 0 | 0 | 0 | 0 | 0 | 0 | 0 | 0 | 0 | 1 | 0 | 0 | 0 | 0 | 0 | 0 | 0 | 12390.945
2025-06-17 | 12203.385 | 0 | 6.4 | 0 | 0 | 0 | 0 | 0 | 0 | 0 | 0 | 0 | 0 | 0 | 0 | 0 | 0 | 0 | 0 | 0 | 0 | 1 | 0 | 0 | 0 | 0 | 0 | 0 | 12882.7332
2025-06-17 | 12218.945 | 0 | 5.3 | 0 | 0 | 0 | 0 | 0 | 0 | 0 | 0 | 0 | 0 | 0 | 0 | 0 | 0 | 0 | 0 | 0 | 0 | 0 | 1 | 0 | 0 | 0 | 0 | 0 | 12235.5065
2025-06-17 | 11977.703 | 0 | 4.1 | 0 | 0 | 0 | 0 | 0 | 0 | 0 | 0 | 0 | 0 | 0 | 0 | 0 | 0 | 0 | 0 | 0 | 0 | 0 | 0 | 1 | 0 | 0 | 0 | 0 | 11459.3177
2025-06-17 | 11591.018 | 0 | 2.9 | 0 | 0 | 0 | 0 | 0 | 0 | 0 | 0 | 0 | 0 | 0 | 0 | 0 | 0 | 0 | 0 | 0 | 0 | 0 | 0 | 0 | 1 | 0 | 0 | 0 | 10394.3822
2025-06-17 | 10457.908 | 0 | 2.1 | 0 | 0 | 0 | 0 | 0 | 0 | 0 | 0 | 0 | 0 | 0 | 0 | 0 | 0 | 0 | 0 | 0 | 0 | 0 | 0 | 0 | 0 | 1 | 0 | 0 | 8963.1828
2025-06-17 | 8891.322 | 0 | 2.2 | 0 | 0 | 0 | 0 | 0 | 0 | 0 | 0 | 0 | 0 | 0 | 0 | 0 | 0 | 0 | 0 | 0 | 0 | 0 | 0 | 0 | 0 | 0 | 1 | 0 | 7856.9423
2025-06-17 | 7543.879 | 0 | 3.6 | 0 | 0 | 0 | 0 | 0 | 0 | 0 | 0 | 0 | 0 | 0 | 0 | 0 | 0 | 0 | 0 | 0 | 0 | 0 | 0 | 0 | 0 | 0 | 0 | 1 | 7647.058
2025-06-18 | 6679.59 | 0 | 3.9 | 0 | 1 | 0 | 0 | 0 | 0 | 0 | 0 | 0 | 0 | 0 | 0 | 0 | 0 | 0 | 0 | 0 | 0 | 0 | 0 | 0 | 0 | 0 | 0 | 0 | 7114.1343
2025-06-18 | 6029.331 | 0 | 3.3 | 0 | 0 | 1 | 0 | 0 | 0 | 0 | 0 | 0 | 0 | 0 | 0 | 0 | 0 | 0 | 0 | 0 | 0 | 0 | 0 | 0 | 0 | 0 | 0 | 0 | 6351.6788
2025-06-18 | 5705.597 | 0 | 3.1 | 0 | 0 | 0 | 1 | 0 | 0 | 0 | 0 | 0 | 0 | 0 | 0 | 0 | 0 | 0 | 0 | 0 | 0 | 0 | 0 | 0 | 0 | 0 | 0 | 0 | 6008.729
2025-06-18 | 5638.395 | 0 | 2.7 | 0 | 0 | 0 | 0 | 1 | 0 | 0 | 0 | 0 | 0 | 0 | 0 | 0 | 0 | 0 | 0 | 0 | 0 | 0 | 0 | 0 | 0 | 0 | 0 | 0 | 5734.8727
2025-06-18 | 5957.869 | 0 | 2.6 | 0 | 0 | 0 | 0 | 0 | 1 | 0 | 0 | 0 | 0 | 0 | 0 | 0 | 0 | 0 | 0 | 0 | 0 | 0 | 0 | 0 | 0 | 0 | 0 | 0 | 5858.4657
2025-06-18 | 6613.196 | 0 | 3.8 | 0 | 0 | 0 | 0 | 0 | 0 | 1 | 0 | 0 | 0 | 0 | 0 | 0 | 0 | 0 | 0 | 0 | 0 | 0 | 0 | 0 | 0 | 0 | 0 | 0 | 7081.7721
2025-06-18 | 7395.041 | 0 | 4.4 | 0 | 0 | 0 | 0 | 0 | 0 | 0 | 1 | 0 | 0 | 0 | 0 | 0 | 0 | 0 | 0 | 0 | 0 | 0 | 0 | 0 | 0 | 0 | 0 | 0 | 8200.5922
2025-06-18 | 7877.295 | 0 | 6.1 | 0 | 0 | 0 | 0 | 0 | 0 | 0 | 0 | 1 | 0 | 0 | 0 | 0 | 0 | 0 | 0 | 0 | 0 | 0 | 0 | 0 | 0 | 0 | 0 | 0 | 9839.6878
2025-06-18 | 8136.91 | 0 | 6.5 | 0 | 0 | 0 | 0 | 0 | 0 | 0 | 0 | 0 | 1 | 0 | 0 | 0 | 0 | 0 | 0 | 0 | 0 | 0 | 0 | 0 | 0 | 0 | 0 | 0 | 10411.1558
2025-06-18 | 8839.1 | 0 | 8.2 | 0 | 0 | 0 | 0 | 0 | 0 | 0 | 0 | 0 | 0 | 1 | 0 | 0 | 0 | 0 | 0 | 0 | 0 | 0 | 0 | 0 | 0 | 0 | 0 | 0 | 11495.7463
2025-06-18 | 9381.464 | 0 | 8.8 | 0 | 0 | 0 | 0 | 0 | 0 | 0 | 0 | 0 | 0 | 0 | 1 | 0 | 0 | 0 | 0 | 0 | 0 | 0 | 0 | 0 | 0 | 0 | 0 | 0 | 11910.0538
2025-06-18 | 9957.619 | 0 | 8.8 | 0 | 0 | 0 | 0 | 0 | 0 | 0 | 0 | 0 | 0 | 0 | 0 | 1 | 0 | 0 | 0 | 0 | 0 | 0 | 0 | 0 | 0 | 0 | 0 | 0 | 12020.6429
2025-06-18 | 10390.441 | 0 | 6.7 | 0 | 0 | 0 | 0 | 0 | 0 | 0 | 0 | 0 | 0 | 0 | 0 | 0 | 1 | 0 | 0 | 0 | 0 | 0 | 0 | 0 | 0 | 0 | 0 | 0 | 10730.3953
2025-06-18 | 10880.096 | 0 | 7.9 | 0 | 0 | 0 | 0 | 0 | 0 | 0 | 0 | 0 | 0 | 0 | 0 | 0 | 0 | 1 | 0 | 0 | 0 | 0 | 0 | 0 | 0 | 0 | 0 | 0 | 11338.1787
2025-06-18 | 11620.688 | 0 | 6.4 | 0 | 0 | 0 | 0 | 0 | 0 | 0 | 0 | 0 | 0 | 0 | 0 | 0 | 0 | 0 | 1 | 0 | 0 | 0 | 0 | 0 | 0 | 0 | 0 | 0 | 10666.3877
2025-06-18 | 12049.559 | 0 | 2.8 | 0 | 0 | 0 | 0 | 0 | 0 | 0 | 0 | 0 | 0 | 0 | 0 | 0 | 0 | 0 | 0 | 1 | 0 | 0 | 0 | 0 | 0 | 0 | 0 | 0 | 9301.8318
2025-06-18 | 13090.548 | 0 | 4.4 | 0 | 0 | 0 | 0 | 0 | 0 | 0 | 0 | 0 | 0 | 0 | 0 | 0 | 0 | 0 | 0 | 0 | 1 | 0 | 0 | 0 | 0 | 0 | 0 | 0 | 11248.0552
2025-06-18 | 12987.972 | 0 | 5.2 | 0 | 0 | 0 | 0 | 0 | 0 | 0 | 0 | 0 | 0 | 0 | 0 | 0 | 0 | 0 | 0 | 0 | 0 | 1 | 0 | 0 | 0 | 0 | 0 | 0 | 12196.9993
2025-06-18 | 12728.07 | 0 | 5.3 | 0 | 0 | 0 | 0 | 0 | 0 | 0 | 0 | 0 | 0 | 0 | 0 | 0 | 0 | 0 | 0 | 0 | 0 | 0 | 1 | 0 | 0 | 0 | 0 | 0 | 12235.5065
2025-06-18 | 12481.217 | 0 | 5.1 | 0 | 0 | 0 | 0 | 0 | 0 | 0 | 0 | 0 | 0 | 0 | 0 | 0 | 0 | 0 | 0 | 0 | 0 | 0 | 0 | 1 | 0 | 0 | 0 | 0 | 12030.7627
2025-06-18 | 12189.454 | 0 | 4.2 | 0 | 0 | 0 | 0 | 0 | 0 | 0 | 0 | 0 | 0 | 0 | 0 | 0 | 0 | 0 | 0 | 0 | 0 | 0 | 0 | 0 | 1 | 0 | 0 | 0 | 11137.2606
2025-06-18 | 10994.67 | 0 | 3.6 | 0 | 0 | 0 | 0 | 0 | 0 | 0 | 0 | 0 | 0 | 0 | 0 | 0 | 0 | 0 | 0 | 0 | 0 | 0 | 0 | 0 | 0 | 1 | 0 | 0 | 9820.3502
2025-06-18 | 9491.99 | 0 | 3.1 | 0 | 0 | 0 | 0 | 0 | 0 | 0 | 0 | 0 | 0 | 0 | 0 | 0 | 0 | 0 | 0 | 0 | 0 | 0 | 0 | 0 | 0 | 0 | 1 | 0 | 8371.2427
2025-06-18 | 8123.057 | 0 | 2.9 | 0 | 0 | 0 | 0 | 0 | 0 | 0 | 0 | 0 | 0 | 0 | 0 | 0 | 0 | 0 | 0 | 0 | 0 | 0 | 0 | 0 | 0 | 0 | 0 | 1 | 7247.0465
2025-06-19 | 7309.976 | 0 | 1.9 | 0 | 1 | 0 | 0 | 0 | 0 | 0 | 0 | 0 | 0 | 0 | 0 | 0 | 0 | 0 | 0 | 0 | 0 | 0 | 0 | 0 | 0 | 0 | 0 | 0 | 5971.2445
2025-06-19 | 6685.637 | 0 | 1.7 | 0 | 0 | 1 | 0 | 0 | 0 | 0 | 0 | 0 | 0 | 0 | 0 | 0 | 0 | 0 | 0 | 0 | 0 | 0 | 0 | 0 | 0 | 0 | 0 | 0 | 5437.367
2025-06-19 | 6267.221 | 0 | 1.2 | 0 | 0 | 0 | 1 | 0 | 0 | 0 | 0 | 0 | 0 | 0 | 0 | 0 | 0 | 0 | 0 | 0 | 0 | 0 | 0 | 0 | 0 | 0 | 0 | 0 | 4922.9837
2025-06-19 | 6094.454 | 0 | 1.6 | 0 | 0 | 0 | 0 | 1 | 0 | 0 | 0 | 0 | 0 | 0 | 0 | 0 | 0 | 0 | 0 | 0 | 0 | 0 | 0 | 0 | 0 | 0 | 0 | 0 | 5106.2833
2025-06-19 | 6312.087 | 0 | 1.2 | 0 | 0 | 0 | 0 | 0 | 1 | 0 | 0 | 0 | 0 | 0 | 0 | 0 | 0 | 0 | 0 | 0 | 0 | 0 | 0 | 0 | 0 | 0 | 0 | 0 | 5058.4428
2025-06-19 | 7080.506 | 0 | 1.7 | 0 | 0 | 0 | 0 | 0 | 0 | 1 | 0 | 0 | 0 | 0 | 0 | 0 | 0 | 0 | 0 | 0 | 0 | 0 | 0 | 0 | 0 | 0 | 0 | 0 | 5881.7378
2025-06-19 | 7738.317 | 0 | 1.6 | 0 | 0 | 0 | 0 | 0 | 0 | 0 | 1 | 0 | 0 | 0 | 0 | 0 | 0 | 0 | 0 | 0 | 0 | 0 | 0 | 0 | 0 | 0 | 0 | 0 | 6600.5464
2025-06-19 | 8147.669 | 0 | 2 | 0 | 0 | 0 | 0 | 0 | 0 | 0 | 0 | 1 | 0 | 0 | 0 | 0 | 0 | 0 | 0 | 0 | 0 | 0 | 0 | 0 | 0 | 0 | 0 | 0 | 7496.7637
2025-06-19 | 8207.785 | 0 | 2.3 | 0 | 0 | 0 | 0 | 0 | 0 | 0 | 0 | 0 | 1 | 0 | 0 | 0 | 0 | 0 | 0 | 0 | 0 | 0 | 0 | 0 | 0 | 0 | 0 | 0 | 8011.0871
2025-06-19 | 8217.913 | 0 | 3.2 | 0 | 0 | 0 | 0 | 0 | 0 | 0 | 0 | 0 | 0 | 1 | 0 | 0 | 0 | 0 | 0 | 0 | 0 | 0 | 0 | 0 | 0 | 0 | 0 | 0 | 8638.5217
2025-06-19 | 8293.029 | 0 | 4.6 | 0 | 0 | 0 | 0 | 0 | 0 | 0 | 0 | 0 | 0 | 0 | 1 | 0 | 0 | 0 | 0 | 0 | 0 | 0 | 0 | 0 | 0 | 0 | 0 | 0 | 9509.9851
2025-06-19 | 8480.159 | 0 | 5 | 0 | 0 | 0 | 0 | 0 | 0 | 0 | 0 | 0 | 0 | 0 | 0 | 1 | 0 | 0 | 0 | 0 | 0 | 0 | 0 | 0 | 0 | 0 | 0 | 0 | 9849.1522
2025-06-19 | 8765.284 | 0 | 6.2 | 0 | 0 | 0 | 0 | 0 | 0 | 0 | 0 | 0 | 0 | 0 | 0 | 0 | 1 | 0 | 0 | 0 | 0 | 0 | 0 | 0 | 0 | 0 | 0 | 0 | 10444.6728
2025-06-19 | 9047.549 | 0 | 6.4 | 0 | 0 | 0 | 0 | 0 | 0 | 0 | 0 | 0 | 0 | 0 | 0 | 0 | 0 | 1 | 0 | 0 | 0 | 0 | 0 | 0 | 0 | 0 | 0 | 0 | 10481.0113
2025-06-19 | 9238.631 | 0 | 2.7 | 0 | 0 | 0 | 0 | 0 | 0 | 0 | 0 | 0 | 0 | 0 | 0 | 0 | 0 | 0 | 1 | 0 | 0 | 0 | 0 | 0 | 0 | 0 | 0 | 0 | 8552.0415
2025-06-19 | 10083.064 | 0 | 2.9 | 0 | 0 | 0 | 0 | 0 | 0 | 0 | 0 | 0 | 0 | 0 | 0 | 0 | 0 | 0 | 0 | 1 | 0 | 0 | 0 | 0 | 0 | 0 | 0 | 0 | 9358.9763
2025-06-19 | 10746.232 | 0 | 2.9 | 0 | 0 | 0 | 0 | 0 | 0 | 0 | 0 | 0 | 0 | 0 | 0 | 0 | 0 | 0 | 0 | 0 | 1 | 0 | 0 | 0 | 0 | 0 | 0 | 0 | 10390.8878
2025-06-19 | 10480.926 | 0 | 1.4 | 0 | 0 | 0 | 0 | 0 | 0 | 0 | 0 | 0 | 0 | 0 | 0 | 0 | 0 | 0 | 0 | 0 | 0 | 1 | 0 | 0 | 0 | 0 | 0 | 0 | 10025.5085
2025-06-19 | 10458.439 | 0 | 1.3 | 0 | 0 | 0 | 0 | 0 | 0 | 0 | 0 | 0 | 0 | 0 | 0 | 0 | 0 | 0 | 0 | 0 | 0 | 0 | 1 | 0 | 0 | 0 | 0 | 0 | 9949.7268
2025-06-19 | 10460.594 | 0 | 1.4 | 0 | 0 | 0 | 0 | 0 | 0 | 0 | 0 | 0 | 0 | 0 | 0 | 0 | 0 | 0 | 0 | 0 | 0 | 0 | 0 | 1 | 0 | 0 | 0 | 0 | 9916.4164
2025-06-19 | 10208.896 | 0 | 0.8 | 0 | 0 | 0 | 0 | 0 | 0 | 0 | 0 | 0 | 0 | 0 | 0 | 0 | 0 | 0 | 0 | 0 | 0 | 0 | 0 | 0 | 1 | 0 | 0 | 0 | 9194.3479
2025-06-19 | 9114.227 | 0 | 0.2 | 0 | 0 | 0 | 0 | 0 | 0 | 0 | 0 | 0 | 0 | 0 | 0 | 0 | 0 | 0 | 0 | 0 | 0 | 0 | 0 | 0 | 0 | 1 | 0 | 0 | 7877.4374
2025-06-19 | 7805.864 | 0.2 | 0 | 0 | 0 | 0 | 0 | 0 | 0 | 0 | 0 | 0 | 0 | 0 | 0 | 0 | 0 | 0 | 0 | 0 | 0 | 0 | 0 | 0 | 0 | 0 | 1 | 0 | 6633.8102
2025-06-19 | 6715.634 | 0.2 | 0 | 0 | 0 | 0 | 0 | 0 | 0 | 0 | 0 | 0 | 0 | 0 | 0 | 0 | 0 | 0 | 0 | 0 | 0 | 0 | 0 | 0 | 0 | 0 | 0 | 1 | 5623.9031
2025-06-20 | 6052.514 | 1.5 | 0 | 0 | 1 | 0 | 0 | 0 | 0 | 0 | 0 | 0 | 0 | 0 | 0 | 0 | 0 | 0 | 0 | 0 | 0 | 0 | 0 | 0 | 0 | 0 | 0 | 0 | 5140.8502
2025-06-20 | 5620.939 | 2.4 | 0 | 0 | 0 | 1 | 0 | 0 | 0 | 0 | 0 | 0 | 0 | 0 | 0 | 0 | 0 | 0 | 0 | 0 | 0 | 0 | 0 | 0 | 0 | 0 | 0 | 0 | 4874.4723
2025-06-20 | 5312.332 | 2.9 | 0 | 0 | 0 | 0 | 1 | 0 | 0 | 0 | 0 | 0 | 0 | 0 | 0 | 0 | 0 | 0 | 0 | 0 | 0 | 0 | 0 | 0 | 0 | 0 | 0 | 0 | 4730.9285
2025-06-20 | 5224.18 | 2.8 | 0 | 0 | 0 | 0 | 0 | 1 | 0 | 0 | 0 | 0 | 0 | 0 | 0 | 0 | 0 | 0 | 0 | 0 | 0 | 0 | 0 | 0 | 0 | 0 | 0 | 0 | 4668.6268
2025-06-20 | 5471.517 | 3.4 | 0 | 0 | 0 | 0 | 0 | 0 | 1 | 0 | 0 | 0 | 0 | 0 | 0 | 0 | 0 | 0 | 0 | 0 | 0 | 0 | 0 | 0 | 0 | 0 | 0 | 0 | 4951.5047
2025-06-20 | 6197.601 | 3.1 | 0 | 0 | 0 | 0 | 0 | 0 | 0 | 1 | 0 | 0 | 0 | 0 | 0 | 0 | 0 | 0 | 0 | 0 | 0 | 0 | 0 | 0 | 0 | 0 | 0 | 0 | 5438.007
2025-06-20 | 7050.006 | 2.2 | 0 | 0 | 0 | 0 | 0 | 0 | 0 | 0 | 1 | 0 | 0 | 0 | 0 | 0 | 0 | 0 | 0 | 0 | 0 | 0 | 0 | 0 | 0 | 0 | 0 | 0 | 6060.7494
2025-06-20 | 7598.165 | 0.4 | 0 | 0 | 0 | 0 | 0 | 0 | 0 | 0 | 0 | 1 | 0 | 0 | 0 | 0 | 0 | 0 | 0 | 0 | 0 | 0 | 0 | 0 | 0 | 0 | 0 | 0 | 6421.9674
2025-06-20 | 7678.321 | 0 | 1.6 | 0 | 0 | 0 | 0 | 0 | 0 | 0 | 0 | 0 | 1 | 0 | 0 | 0 | 0 | 0 | 0 | 0 | 0 | 0 | 0 | 0 | 0 | 0 | 0 | 0 | 7611.0757
2025-06-20 | 7715.994 | 0 | 2.5 | 0 | 0 | 0 | 0 | 0 | 0 | 0 | 0 | 0 | 0 | 1 | 0 | 0 | 0 | 0 | 0 | 0 | 0 | 0 | 0 | 0 | 0 | 0 | 0 | 0 | 8238.5102
2025-06-20 | 7982.938 | 0 | 4.9 | 0 | 0 | 0 | 0 | 0 | 0 | 0 | 0 | 0 | 0 | 0 | 1 | 0 | 0 | 0 | 0 | 0 | 0 | 0 | 0 | 0 | 0 | 0 | 0 | 0 | 9681.4186
2025-06-20 | 8208.354 | 0 | 5.9 | 0 | 0 | 0 | 0 | 0 | 0 | 0 | 0 | 0 | 0 | 0 | 0 | 1 | 0 | 0 | 0 | 0 | 0 | 0 | 0 | 0 | 0 | 0 | 0 | 0 | 10363.4526
2025-06-20 | 8204.953 | 0 | 7.4 | 0 | 0 | 0 | 0 | 0 | 0 | 0 | 0 | 0 | 0 | 0 | 0 | 0 | 1 | 0 | 0 | 0 | 0 | 0 | 0 | 0 | 0 | 0 | 0 | 0 | 11130.4067
2025-06-20 | 8277.589 | 0 | 8.2 | 0 | 0 | 0 | 0 | 0 | 0 | 0 | 0 | 0 | 0 | 0 | 0 | 0 | 0 | 1 | 0 | 0 | 0 | 0 | 0 | 0 | 0 | 0 | 0 | 0 | 11509.6122
2025-06-20 | 8926.412 | 0 | 8.2 | 0 | 0 | 0 | 0 | 0 | 0 | 0 | 0 | 0 | 0 | 0 | 0 | 0 | 0 | 0 | 1 | 0 | 0 | 0 | 0 | 0 | 0 | 0 | 0 | 0 | 11694.9886
2025-06-20 | 9879.684 | 0 | 7.6 | 0 | 0 | 0 | 0 | 0 | 0 | 0 | 0 | 0 | 0 | 0 | 0 | 0 | 0 | 0 | 0 | 1 | 0 | 0 | 0 | 0 | 0 | 0 | 0 | 0 | 12044.7674
2025-06-20 | 10808.82 | 0 | 7.2 | 0 | 0 | 0 | 0 | 0 | 0 | 0 | 0 | 0 | 0 | 0 | 0 | 0 | 0 | 0 | 0 | 0 | 1 | 0 | 0 | 0 | 0 | 0 | 0 | 0 | 12848.101
2025-06-20 | 11117.307 | 0 | 7.1 | 0 | 0 | 0 | 0 | 0 | 0 | 0 | 0 | 0 | 0 | 0 | 0 | 0 | 0 | 0 | 0 | 0 | 0 | 1 | 0 | 0 | 0 | 0 | 0 | 0 | 13282.7446
2025-06-20 | 11065.06 | 0 | 6.6 | 0 | 0 | 0 | 0 | 0 | 0 | 0 | 0 | 0 | 0 | 0 | 0 | 0 | 0 | 0 | 0 | 0 | 0 | 0 | 1 | 0 | 0 | 0 | 0 | 0 | 12978.3849
2025-06-20 | 10682.951 | 0 | 4.9 | 0 | 0 | 0 | 0 | 0 | 0 | 0 | 0 | 0 | 0 | 0 | 0 | 0 | 0 | 0 | 0 | 0 | 0 | 0 | 0 | 1 | 0 | 0 | 0 | 0 | 11916.4737
2025-06-20 | 10269.327 | 0 | 3.9 | 0 | 0 | 0 | 0 | 0 | 0 | 0 | 0 | 0 | 0 | 0 | 0 | 0 | 0 | 0 | 0 | 0 | 0 | 0 | 0 | 0 | 1 | 0 | 0 | 0 | 10965.8271
2025-06-20 | 9564.468 | 0 | 3.6 | 0 | 0 | 0 | 0 | 0 | 0 | 0 | 0 | 0 | 0 | 0 | 0 | 0 | 0 | 0 | 0 | 0 | 0 | 0 | 0 | 0 | 0 | 1 | 0 | 0 | 9820.3502
2025-06-20 | 8222.056 | 0 | 2.9 | 0 | 0 | 0 | 0 | 0 | 0 | 0 | 0 | 0 | 0 | 0 | 0 | 0 | 0 | 0 | 0 | 0 | 0 | 0 | 0 | 0 | 0 | 0 | 1 | 0 | 8256.9537
2025-06-20 | 7044.774 | 0 | 2.8 | 0 | 0 | 0 | 0 | 0 | 0 | 0 | 0 | 0 | 0 | 0 | 0 | 0 | 0 | 0 | 0 | 0 | 0 | 0 | 0 | 0 | 0 | 0 | 0 | 1 | 7189.902
2025-06-21 | 6205.655 | 0 | 1.6 | 1 | 1 | 0 | 0 | 0 | 0 | 0 | 0 | 0 | 0 | 0 | 0 | 0 | 0 | 0 | 0 | 0 | 0 | 0 | 0 | 0 | 0 | 0 | 0 | 0 | 6282.9424
2025-06-21 | 5668.455 | 0 | 2.9 | 1 | 0 | 1 | 0 | 0 | 0 | 0 | 0 | 0 | 0 | 0 | 0 | 0 | 0 | 0 | 0 | 0 | 0 | 0 | 0 | 0 | 0 | 0 | 0 | 0 | 6606.2322
2025-06-21 | 5316.578 | 0 | 2.6 | 1 | 0 | 0 | 1 | 0 | 0 | 0 | 0 | 0 | 0 | 0 | 0 | 0 | 0 | 0 | 0 | 0 | 0 | 0 | 0 | 0 | 0 | 0 | 0 | 0 | 6206.1379
2025-06-21 | 5187.241 | 0 | 2.2 | 1 | 0 | 0 | 0 | 1 | 0 | 0 | 0 | 0 | 0 | 0 | 0 | 0 | 0 | 0 | 0 | 0 | 0 | 0 | 0 | 0 | 0 | 0 | 0 | 0 | 5932.2816
2025-06-21 | 5275.747 | 0 | 0.7 | 1 | 0 | 0 | 0 | 0 | 1 | 0 | 0 | 0 | 0 | 0 | 0 | 0 | 0 | 0 | 0 | 0 | 0 | 0 | 0 | 0 | 0 | 0 | 0 | 0 | 5255.8517
2025-06-21 | 5804.756 | 0 | 0.2 | 1 | 0 | 0 | 0 | 0 | 0 | 1 | 0 | 0 | 0 | 0 | 0 | 0 | 0 | 0 | 0 | 0 | 0 | 0 | 0 | 0 | 0 | 0 | 0 | 0 | 5507.7017
2025-06-21 | 6713.187 | 0 | 0.8 | 1 | 0 | 0 | 0 | 0 | 0 | 0 | 1 | 0 | 0 | 0 | 0 | 0 | 0 | 0 | 0 | 0 | 0 | 0 | 0 | 0 | 0 | 0 | 0 | 0 | 6626.5218
2025-06-21 | 7952.889 | 0 | 1.6 | 1 | 0 | 0 | 0 | 0 | 0 | 0 | 0 | 1 | 0 | 0 | 0 | 0 | 0 | 0 | 0 | 0 | 0 | 0 | 0 | 0 | 0 | 0 | 0 | 0 | 7751.317
2025-06-21 | 8752.287 | 0 | 2.6 | 1 | 0 | 0 | 0 | 0 | 0 | 0 | 0 | 0 | 1 | 0 | 0 | 0 | 0 | 0 | 0 | 0 | 0 | 0 | 0 | 0 | 0 | 0 | 0 | 0 | 8665.652
2025-06-21 | 9634.769 | 0 | 3.9 | 1 | 0 | 0 | 0 | 0 | 0 | 0 | 0 | 0 | 0 | 1 | 0 | 0 | 0 | 0 | 0 | 0 | 0 | 0 | 0 | 0 | 0 | 0 | 0 | 0 | 9521.6645
2025-06-21 | 10233.501 | 0 | 4.9 | 1 | 0 | 0 | 0 | 0 | 0 | 0 | 0 | 0 | 0 | 0 | 1 | 0 | 0 | 0 | 0 | 0 | 0 | 0 | 0 | 0 | 0 | 0 | 0 | 0 | 10164.5499
2025-06-21 | 10522.123 | 0 | 5.2 | 1 | 0 | 0 | 0 | 0 | 0 | 0 | 0 | 0 | 0 | 0 | 0 | 1 | 0 | 0 | 0 | 0 | 0 | 0 | 0 | 0 | 0 | 0 | 0 | 0 | 10446.5725
2025-06-21 | 10727.209 | 0 | 6.1 | 1 | 0 | 0 | 0 | 0 | 0 | 0 | 0 | 0 | 0 | 0 | 0 | 0 | 1 | 0 | 0 | 0 | 0 | 0 | 0 | 0 | 0 | 0 | 0 | 0 | 10870.6597
2025-06-21 | 10792.482 | 0 | 6 | 1 | 0 | 0 | 0 | 0 | 0 | 0 | 0 | 0 | 0 | 0 | 0 | 0 | 0 | 1 | 0 | 0 | 0 | 0 | 0 | 0 | 0 | 0 | 0 | 0 | 10735.5647
2025-06-21 | 10551.15 | 0 | 2.9 | 1 | 0 | 0 | 0 | 0 | 0 | 0 | 0 | 0 | 0 | 0 | 0 | 0 | 0 | 0 | 1 | 0 | 0 | 0 | 0 | 0 | 0 | 0 | 0 | 0 | 9149.4618
2025-06-21 | 10815.962 | 0 | 5.3 | 1 | 0 | 0 | 0 | 0 | 0 | 0 | 0 | 0 | 0 | 0 | 0 | 0 | 0 | 0 | 0 | 1 | 0 | 0 | 0 | 0 | 0 | 0 | 0 | 0 | 11213.5754
2025-06-21 | 11144.651 | 0 | 7.1 | 1 | 0 | 0 | 0 | 0 | 0 | 0 | 0 | 0 | 0 | 0 | 0 | 0 | 0 | 0 | 0 | 0 | 1 | 0 | 0 | 0 | 0 | 0 | 0 | 0 | 13274.0878
2025-06-21 | 10980.451 | 0 | 6.6 | 1 | 0 | 0 | 0 | 0 | 0 | 0 | 0 | 0 | 0 | 0 | 0 | 0 | 0 | 0 | 0 | 0 | 0 | 1 | 0 | 0 | 0 | 0 | 0 | 0 | 13480.1535
2025-06-21 | 10627.329 | 0 | 7.8 | 1 | 0 | 0 | 0 | 0 | 0 | 0 | 0 | 0 | 0 | 0 | 0 | 0 | 0 | 0 | 0 | 0 | 0 | 0 | 1 | 0 | 0 | 0 | 0 | 0 | 14147.2501
2025-06-21 | 10285.18 | 0 | 10 | 1 | 0 | 0 | 0 | 0 | 0 | 0 | 0 | 0 | 0 | 0 | 0 | 0 | 0 | 0 | 0 | 0 | 0 | 0 | 0 | 1 | 0 | 0 | 0 | 0 | 15313.9741
2025-06-21 | 10176.749 | 0 | 9.8 | 1 | 0 | 0 | 0 | 0 | 0 | 0 | 0 | 0 | 0 | 0 | 0 | 0 | 0 | 0 | 0 | 0 | 0 | 0 | 0 | 0 | 1 | 0 | 0 | 0 | 14820.4835
2025-06-21 | 9516.907 | 0 | 9.4 | 1 | 0 | 0 | 0 | 0 | 0 | 0 | 0 | 0 | 0 | 0 | 0 | 0 | 0 | 0 | 0 | 0 | 0 | 0 | 0 | 0 | 0 | 1 | 0 | 0 | 13617.862
2025-06-21 | 8443.779 | 0 | 8.8 | 1 | 0 | 0 | 0 | 0 | 0 | 0 | 0 | 0 | 0 | 0 | 0 | 0 | 0 | 0 | 0 | 0 | 0 | 0 | 0 | 0 | 0 | 0 | 1 | 0 | 12111.6101
2025-06-21 | 7420.532 | 0 | 8.7 | 1 | 0 | 0 | 0 | 0 | 0 | 0 | 0 | 0 | 0 | 0 | 0 | 0 | 0 | 0 | 0 | 0 | 0 | 0 | 0 | 0 | 0 | 0 | 0 | 1 | 11044.5584
2025-06-22 | 6676.977 | 0 | 8.6 | 1 | 1 | 0 | 0 | 0 | 0 | 0 | 0 | 0 | 0 | 0 | 0 | 0 | 0 | 0 | 0 | 0 | 0 | 0 | 0 | 0 | 0 | 0 | 0 | 0 | 10283.0568
2025-06-22 | 6155.773 | 0 | 8.9 | 1 | 0 | 1 | 0 | 0 | 0 | 0 | 0 | 0 | 0 | 0 | 0 | 0 | 0 | 0 | 0 | 0 | 0 | 0 | 0 | 0 | 0 | 0 | 0 | 0 | 10034.9017
2025-06-22 | 5901.382 | 0 | 8.9 | 1 | 0 | 0 | 1 | 0 | 0 | 0 | 0 | 0 | 0 | 0 | 0 | 0 | 0 | 0 | 0 | 0 | 0 | 0 | 0 | 0 | 0 | 0 | 0 | 0 | 9806.2409
2025-06-22 | 5805.561 | 0 | 8.5 | 1 | 0 | 0 | 0 | 1 | 0 | 0 | 0 | 0 | 0 | 0 | 0 | 0 | 0 | 0 | 0 | 0 | 0 | 0 | 0 | 0 | 0 | 0 | 0 | 0 | 9532.3846
2025-06-22 | 5940.614 | 0 | 7.6 | 1 | 0 | 0 | 0 | 0 | 1 | 0 | 0 | 0 | 0 | 0 | 0 | 0 | 0 | 0 | 0 | 0 | 0 | 0 | 0 | 0 | 0 | 0 | 0 | 0 | 9198.8216
2025-06-22 | 6367.225 | 0 | 6.9 | 1 | 0 | 0 | 0 | 0 | 0 | 1 | 0 | 0 | 0 | 0 | 0 | 0 | 0 | 0 | 0 | 0 | 0 | 0 | 0 | 0 | 0 | 0 | 0 | 0 | 9336.3827
2025-06-22 | 7659.072 | 0 | 7.3 | 1 | 0 | 0 | 0 | 0 | 0 | 0 | 1 | 0 | 0 | 0 | 0 | 0 | 0 | 0 | 0 | 0 | 0 | 0 | 0 | 0 | 0 | 0 | 0 | 0 | 10340.9138
2025-06-22 | 9069.221 | 0 | 8.6 | 1 | 0 | 0 | 0 | 0 | 0 | 0 | 0 | 1 | 0 | 0 | 0 | 0 | 0 | 0 | 0 | 0 | 0 | 0 | 0 | 0 | 0 | 0 | 0 | 0 | 11751.4315
2025-06-22 | 10637.949 | 0 | 10.1 | 1 | 0 | 0 | 0 | 0 | 0 | 0 | 0 | 0 | 1 | 0 | 0 | 0 | 0 | 0 | 0 | 0 | 0 | 0 | 0 | 0 | 0 | 0 | 0 | 0 | 12951.4889
2025-06-22 | 11619.052 | 0 | 11.8 | 1 | 0 | 0 | 0 | 0 | 0 | 0 | 0 | 0 | 0 | 1 | 0 | 0 | 0 | 0 | 0 | 0 | 0 | 0 | 0 | 0 | 0 | 0 | 0 | 0 | 14036.0794
2025-06-22 | 13403.629 | 0 | 13.6 | 1 | 0 | 0 | 0 | 0 | 0 | 0 | 0 | 0 | 0 | 0 | 1 | 0 | 0 | 0 | 0 | 0 | 0 | 0 | 0 | 0 | 0 | 0 | 0 | 0 | 15136.1207
2025-06-22 | 14681.905 | 0 | 14.1 | 1 | 0 | 0 | 0 | 0 | 0 | 0 | 0 | 0 | 0 | 0 | 0 | 1 | 0 | 0 | 0 | 0 | 0 | 0 | 0 | 0 | 0 | 0 | 0 | 0 | 15532.4323
2025-06-22 | 14992.277 | 0 | 14.6 | 1 | 0 | 0 | 0 | 0 | 0 | 0 | 0 | 0 | 0 | 0 | 0 | 0 | 1 | 0 | 0 | 0 | 0 | 0 | 0 | 0 | 0 | 0 | 0 | 0 | 15727.9415
2025-06-22 | 14873.375 | 0 | 14.7 | 1 | 0 | 0 | 0 | 0 | 0 | 0 | 0 | 0 | 0 | 0 | 0 | 0 | 0 | 1 | 0 | 0 | 0 | 0 | 0 | 0 | 0 | 0 | 0 | 0 | 15707.1355
2025-06-22 | 14692.52 | 0 | 15.6 | 1 | 0 | 0 | 0 | 0 | 0 | 0 | 0 | 0 | 0 | 0 | 0 | 0 | 0 | 0 | 1 | 0 | 0 | 0 | 0 | 0 | 0 | 0 | 0 | 0 | 16406.8124
2025-06-22 | 15692.699 | 0 | 16.2 | 1 | 0 | 0 | 0 | 0 | 0 | 0 | 0 | 0 | 0 | 0 | 0 | 0 | 0 | 0 | 0 | 1 | 0 | 0 | 0 | 0 | 0 | 0 | 0 | 0 | 17442.3251
2025-06-22 | 16782.327 | 0 | 16.5 | 1 | 0 | 0 | 0 | 0 | 0 | 0 | 0 | 0 | 0 | 0 | 0 | 0 | 0 | 0 | 0 | 0 | 1 | 0 | 0 | 0 | 0 | 0 | 0 | 0 | 18645.6701
2025-06-22 | 16844.544 | 0 | 16 | 1 | 0 | 0 | 0 | 0 | 0 | 0 | 0 | 0 | 0 | 0 | 0 | 0 | 0 | 0 | 0 | 0 | 0 | 1 | 0 | 0 | 0 | 0 | 0 | 0 | 18851.7358
2025-06-22 | 16661.065 | 0 | 15.6 | 1 | 0 | 0 | 0 | 0 | 0 | 0 | 0 | 0 | 0 | 0 | 0 | 0 | 0 | 0 | 0 | 0 | 0 | 0 | 1 | 0 | 0 | 0 | 0 | 0 | 18604.5205
2025-06-22 | 16163.756 | 0 | 14.3 | 1 | 0 | 0 | 0 | 0 | 0 | 0 | 0 | 0 | 0 | 0 | 0 | 0 | 0 | 0 | 0 | 0 | 0 | 0 | 0 | 1 | 0 | 0 | 0 | 0 | 17771.1873
2025-06-22 | 15528.314 | 0 | 13.1 | 1 | 0 | 0 | 0 | 0 | 0 | 0 | 0 | 0 | 0 | 0 | 0 | 0 | 0 | 0 | 0 | 0 | 0 | 0 | 0 | 0 | 1 | 0 | 0 | 0 | 16706.2518
2025-06-22 | 13940.813 | 0 | 11.7 | 1 | 0 | 0 | 0 | 0 | 0 | 0 | 0 | 0 | 0 | 0 | 0 | 0 | 0 | 0 | 0 | 0 | 0 | 0 | 0 | 0 | 0 | 1 | 0 | 0 | 14932.1854
2025-06-22 | 11823.788 | 0 | 11.1 | 1 | 0 | 0 | 0 | 0 | 0 | 0 | 0 | 0 | 0 | 0 | 0 | 0 | 0 | 0 | 0 | 0 | 0 | 0 | 0 | 0 | 0 | 0 | 1 | 0 | 13425.9334
2025-06-22 | 10001.014 | 0 | 10.3 | 1 | 0 | 0 | 0 | 0 | 0 | 0 | 0 | 0 | 0 | 0 | 0 | 0 | 0 | 0 | 0 | 0 | 0 | 0 | 0 | 0 | 0 | 0 | 0 | 1 | 11958.8703
2025-06-23 | 8753.05 | 0 | 9.4 | 0 | 1 | 0 | 0 | 0 | 0 | 0 | 0 | 0 | 0 | 0 | 0 | 0 | 0 | 0 | 0 | 0 | 0 | 0 | 0 | 0 | 0 | 0 | 0 | 0 | 10257.0814
2025-06-23 | 8038.186 | 0 | 8.6 | 0 | 0 | 1 | 0 | 0 | 0 | 0 | 0 | 0 | 0 | 0 | 0 | 0 | 0 | 0 | 0 | 0 | 0 | 0 | 0 | 0 | 0 | 0 | 0 | 0 | 9380.3369
2025-06-23 | 7362.961 | 0 | 6.9 | 0 | 0 | 0 | 1 | 0 | 0 | 0 | 0 | 0 | 0 | 0 | 0 | 0 | 0 | 0 | 0 | 0 | 0 | 0 | 0 | 0 | 0 | 0 | 0 | 0 | 8180.2197
2025-06-23 | 7188.345 | 0 | 5.8 | 0 | 0 | 0 | 0 | 1 | 0 | 0 | 0 | 0 | 0 | 0 | 0 | 0 | 0 | 0 | 0 | 0 | 0 | 0 | 0 | 0 | 0 | 0 | 0 | 0 | 7506.352
2025-06-23 | 7380.601 | 0 | 5 | 0 | 0 | 0 | 0 | 0 | 1 | 0 | 0 | 0 | 0 | 0 | 0 | 0 | 0 | 0 | 0 | 0 | 0 | 0 | 0 | 0 | 0 | 0 | 0 | 0 | 7229.9335
2025-06-23 | 8177.383 | 0 | 5.1 | 0 | 0 | 0 | 0 | 0 | 0 | 1 | 0 | 0 | 0 | 0 | 0 | 0 | 0 | 0 | 0 | 0 | 0 | 0 | 0 | 0 | 0 | 0 | 0 | 0 | 7824.6505
2025-06-23 | 9376.228 | 0 | 6.7 | 0 | 0 | 0 | 0 | 0 | 0 | 0 | 1 | 0 | 0 | 0 | 0 | 0 | 0 | 0 | 0 | 0 | 0 | 0 | 0 | 0 | 0 | 0 | 0 | 0 | 9514.9155
2025-06-23 | 10578.397 | 0 | 8.9 | 0 | 0 | 0 | 0 | 0 | 0 | 0 | 0 | 1 | 0 | 0 | 0 | 0 | 0 | 0 | 0 | 0 | 0 | 0 | 0 | 0 | 0 | 0 | 0 | 0 | 11439.7336
2025-06-23 | 11719.732 | 0 | 10.4 | 0 | 0 | 0 | 0 | 0 | 0 | 0 | 0 | 0 | 1 | 0 | 0 | 0 | 0 | 0 | 0 | 0 | 0 | 0 | 0 | 0 | 0 | 0 | 0 | 0 | 12639.791
2025-06-23 | 12649.447 | 0 | 13.1 | 0 | 0 | 0 | 0 | 0 | 0 | 0 | 0 | 0 | 0 | 1 | 0 | 0 | 0 | 0 | 0 | 0 | 0 | 0 | 0 | 0 | 0 | 0 | 0 | 0 | 14295.8264
2025-06-23 | 13217.881 | 0 | 14 | 0 | 0 | 0 | 0 | 0 | 0 | 0 | 0 | 0 | 0 | 0 | 1 | 0 | 0 | 0 | 0 | 0 | 0 | 0 | 0 | 0 | 0 | 0 | 0 | 0 | 14881.5673
2025-06-23 | 14008.317 | 0 | 15.2 | 0 | 0 | 0 | 0 | 0 | 0 | 0 | 0 | 0 | 0 | 0 | 0 | 1 | 0 | 0 | 0 | 0 | 0 | 0 | 0 | 0 | 0 | 0 | 0 | 0 | 15677.8904
2025-06-23 | 14552.034 | 0 | 16.4 | 0 | 0 | 0 | 0 | 0 | 0 | 0 | 0 | 0 | 0 | 0 | 0 | 0 | 1 | 0 | 0 | 0 | 0 | 0 | 0 | 0 | 0 | 0 | 0 | 0 | 16273.411
2025-06-23 | 14857.878 | 0 | 16.8 | 0 | 0 | 0 | 0 | 0 | 0 | 0 | 0 | 0 | 0 | 0 | 0 | 0 | 0 | 1 | 0 | 0 | 0 | 0 | 0 | 0 | 0 | 0 | 0 | 0 | 16424.0385
2025-06-23 | 15615.972 | 0 | 17.2 | 0 | 0 | 0 | 0 | 0 | 0 | 0 | 0 | 0 | 0 | 0 | 0 | 0 | 0 | 0 | 1 | 0 | 0 | 0 | 0 | 0 | 0 | 0 | 0 | 0 | 16837.9929
2025-06-23 | 17045.204 | 0 | 17.7 | 0 | 0 | 0 | 0 | 0 | 0 | 0 | 0 | 0 | 0 | 0 | 0 | 0 | 0 | 0 | 0 | 1 | 0 | 0 | 0 | 0 | 0 | 0 | 0 | 0 | 17816.3611
2025-06-23 | 17686.554 | 0 | 17.8 | 0 | 0 | 0 | 0 | 0 | 0 | 0 | 0 | 0 | 0 | 0 | 0 | 0 | 0 | 0 | 0 | 0 | 1 | 0 | 0 | 0 | 0 | 0 | 0 | 0 | 18905.4172
2025-06-23 | 17562.984 | 0 | 17.2 | 0 | 0 | 0 | 0 | 0 | 0 | 0 | 0 | 0 | 0 | 0 | 0 | 0 | 0 | 0 | 0 | 0 | 0 | 1 | 0 | 0 | 0 | 0 | 0 | 0 | 19054.3383
2025-06-23 | 17090.885 | 0 | 15.6 | 0 | 0 | 0 | 0 | 0 | 0 | 0 | 0 | 0 | 0 | 0 | 0 | 0 | 0 | 0 | 0 | 0 | 0 | 0 | 1 | 0 | 0 | 0 | 0 | 0 | 18121.3892
2025-06-23 | 16534.922 | 0 | 14.5 | 0 | 0 | 0 | 0 | 0 | 0 | 0 | 0 | 0 | 0 | 0 | 0 | 0 | 0 | 0 | 0 | 0 | 0 | 0 | 0 | 1 | 0 | 0 | 0 | 0 | 17402.3449
2025-06-23 | 15604.917 | 0 | 12.9 | 0 | 0 | 0 | 0 | 0 | 0 | 0 | 0 | 0 | 0 | 0 | 0 | 0 | 0 | 0 | 0 | 0 | 0 | 0 | 0 | 0 | 1 | 0 | 0 | 0 | 16108.8314
2025-06-23 | 14115.035 | 0 | 11.6 | 0 | 0 | 0 | 0 | 0 | 0 | 0 | 0 | 0 | 0 | 0 | 0 | 0 | 0 | 0 | 0 | 0 | 0 | 0 | 0 | 0 | 0 | 1 | 0 | 0 | 14391.9095
2025-06-23 | 12312.862 | 0 | 10.7 | 0 | 0 | 0 | 0 | 0 | 0 | 0 | 0 | 0 | 0 | 0 | 0 | 0 | 0 | 0 | 0 | 0 | 0 | 0 | 0 | 0 | 0 | 0 | 1 | 0 | 12714.2241
2025-06-23 | 10332.085 | 0 | 9.2 | 0 | 0 | 0 | 0 | 0 | 0 | 0 | 0 | 0 | 0 | 0 | 0 | 0 | 0 | 0 | 0 | 0 | 0 | 0 | 0 | 0 | 0 | 0 | 0 | 1 | 10847.1495
2025-06-24 | 8861.468 | 0 | 8.9 | 0 | 1 | 0 | 0 | 0 | 0 | 0 | 0 | 0 | 0 | 0 | 0 | 0 | 0 | 0 | 0 | 0 | 0 | 0 | 0 | 0 | 0 | 0 | 0 | 0 | 9971.359
2025-06-24 | 8054.395 | 0 | 8.5 | 0 | 0 | 1 | 0 | 0 | 0 | 0 | 0 | 0 | 0 | 0 | 0 | 0 | 0 | 0 | 0 | 0 | 0 | 0 | 0 | 0 | 0 | 0 | 0 | 0 | 9323.1924
2025-06-24 | 7450.039 | 0 | 7.3 | 0 | 0 | 0 | 1 | 0 | 0 | 0 | 0 | 0 | 0 | 0 | 0 | 0 | 0 | 0 | 0 | 0 | 0 | 0 | 0 | 0 | 0 | 0 | 0 | 0 | 8408.7977
2025-06-24 | 7226.161 | 0 | 7.9 | 0 | 0 | 0 | 0 | 1 | 0 | 0 | 0 | 0 | 0 | 0 | 0 | 0 | 0 | 0 | 0 | 0 | 0 | 0 | 0 | 0 | 0 | 0 | 0 | 0 | 8706.3863
2025-06-24 | 7199.731 | 0 | 7.2 | 0 | 0 | 0 | 0 | 0 | 1 | 0 | 0 | 0 | 0 | 0 | 0 | 0 | 0 | 0 | 0 | 0 | 0 | 0 | 0 | 0 | 0 | 0 | 0 | 0 | 8487.1123
2025-06-24 | 7956.019 | 0 | 7.3 | 0 | 0 | 0 | 0 | 0 | 0 | 1 | 0 | 0 | 0 | 0 | 0 | 0 | 0 | 0 | 0 | 0 | 0 | 0 | 0 | 0 | 0 | 0 | 0 | 0 | 9081.8293
2025-06-24 | 9301.71 | 0 | 8.5 | 0 | 0 | 0 | 0 | 0 | 0 | 0 | 1 | 0 | 0 | 0 | 0 | 0 | 0 | 0 | 0 | 0 | 0 | 0 | 0 | 0 | 0 | 0 | 0 | 0 | 10543.5163
2025-06-24 | 10318.052 | 0 | 10.8 | 0 | 0 | 0 | 0 | 0 | 0 | 0 | 0 | 1 | 0 | 0 | 0 | 0 | 0 | 0 | 0 | 0 | 0 | 0 | 0 | 0 | 0 | 0 | 0 | 0 | 12525.479
2025-06-24 | 11199.191 | 0 | 12.6 | 0 | 0 | 0 | 0 | 0 | 0 | 0 | 0 | 0 | 1 | 0 | 0 | 0 | 0 | 0 | 0 | 0 | 0 | 0 | 0 | 0 | 0 | 0 | 0 | 0 | 13896.9698
2025-06-24 | 11889.602 | 0 | 13.9 | 0 | 0 | 0 | 0 | 0 | 0 | 0 | 0 | 0 | 0 | 1 | 0 | 0 | 0 | 0 | 0 | 0 | 0 | 0 | 0 | 0 | 0 | 0 | 0 | 0 | 14752.9823
2025-06-24 | 12389.122 | 0 | 14.8 | 0 | 0 | 0 | 0 | 0 | 0 | 0 | 0 | 0 | 0 | 0 | 1 | 0 | 0 | 0 | 0 | 0 | 0 | 0 | 0 | 0 | 0 | 0 | 0 | 0 | 15338.7233
2025-06-24 | 13060.669 | 0 | 15.7 | 0 | 0 | 0 | 0 | 0 | 0 | 0 | 0 | 0 | 0 | 0 | 0 | 1 | 0 | 0 | 0 | 0 | 0 | 0 | 0 | 0 | 0 | 0 | 0 | 0 | 15963.6129
2025-06-24 | 13592.94 | 0 | 16.4 | 0 | 0 | 0 | 0 | 0 | 0 | 0 | 0 | 0 | 0 | 0 | 0 | 0 | 1 | 0 | 0 | 0 | 0 | 0 | 0 | 0 | 0 | 0 | 0 | 0 | 16273.411
2025-06-24 | 14325.01 | 0 | 16.7 | 0 | 0 | 0 | 0 | 0 | 0 | 0 | 0 | 0 | 0 | 0 | 0 | 0 | 0 | 1 | 0 | 0 | 0 | 0 | 0 | 0 | 0 | 0 | 0 | 0 | 16366.894
2025-06-24 | 15787.791 | 0 | 16 | 0 | 0 | 0 | 0 | 0 | 0 | 0 | 0 | 0 | 0 | 0 | 0 | 0 | 0 | 0 | 1 | 0 | 0 | 0 | 0 | 0 | 0 | 0 | 0 | 0 | 16152.259
2025-06-24 | 17358.435 | 0 | 16.8 | 0 | 0 | 0 | 0 | 0 | 0 | 0 | 0 | 0 | 0 | 0 | 0 | 0 | 0 | 0 | 0 | 1 | 0 | 0 | 0 | 0 | 0 | 0 | 0 | 0 | 17302.0607
2025-06-24 | 17480.095 | 0 | 16.3 | 0 | 0 | 0 | 0 | 0 | 0 | 0 | 0 | 0 | 0 | 0 | 0 | 0 | 0 | 0 | 0 | 0 | 1 | 0 | 0 | 0 | 0 | 0 | 0 | 0 | 18048.2498
2025-06-24 | 18205.004 | 0 | 15.7 | 0 | 0 | 0 | 0 | 0 | 0 | 0 | 0 | 0 | 0 | 0 | 0 | 0 | 0 | 0 | 0 | 0 | 0 | 1 | 0 | 0 | 0 | 0 | 0 | 0 | 18197.1709
2025-06-24 | 18269.781 | 0 | 14.4 | 0 | 0 | 0 | 0 | 0 | 0 | 0 | 0 | 0 | 0 | 0 | 0 | 0 | 0 | 0 | 0 | 0 | 0 | 0 | 1 | 0 | 0 | 0 | 0 | 0 | 17435.6553
2025-06-24 | 17606.02 | 0 | 13.2 | 0 | 0 | 0 | 0 | 0 | 0 | 0 | 0 | 0 | 0 | 0 | 0 | 0 | 0 | 0 | 0 | 0 | 0 | 0 | 0 | 1 | 0 | 0 | 0 | 0 | 16659.4665
2025-06-24 | 16796.317 | 0 | 11.9 | 0 | 0 | 0 | 0 | 0 | 0 | 0 | 0 | 0 | 0 | 0 | 0 | 0 | 0 | 0 | 0 | 0 | 0 | 0 | 0 | 0 | 1 | 0 | 0 | 0 | 15537.3865
2025-06-24 | 15187.478 | 0 | 9.4 | 0 | 0 | 0 | 0 | 0 | 0 | 0 | 0 | 0 | 0 | 0 | 0 | 0 | 0 | 0 | 0 | 0 | 0 | 0 | 0 | 0 | 0 | 1 | 0 | 0 | 13134.7307
2025-06-24 | 12864.615 | 0 | 8.4 | 0 | 0 | 0 | 0 | 0 | 0 | 0 | 0 | 0 | 0 | 0 | 0 | 0 | 0 | 0 | 0 | 0 | 0 | 0 | 0 | 0 | 0 | 0 | 1 | 0 | 11399.9008
2025-06-24 | 10946.205 | 0 | 8.2 | 0 | 0 | 0 | 0 | 0 | 0 | 0 | 0 | 0 | 0 | 0 | 0 | 0 | 0 | 0 | 0 | 0 | 0 | 0 | 0 | 0 | 0 | 0 | 0 | 1 | 10275.7046
2025-06-25 | 9578.652 | 0 | 8.3 | 0 | 1 | 0 | 0 | 0 | 0 | 0 | 0 | 0 | 0 | 0 | 0 | 0 | 0 | 0 | 0 | 0 | 0 | 0 | 0 | 0 | 0 | 0 | 0 | 0 | 9628.492
2025-06-25 | 8763.171 | 0 | 8.3 | 0 | 0 | 1 | 0 | 0 | 0 | 0 | 0 | 0 | 0 | 0 | 0 | 0 | 0 | 0 | 0 | 0 | 0 | 0 | 0 | 0 | 0 | 0 | 0 | 0 | 9208.9034
2025-06-25 | 8126.703 | 0 | 7.5 | 0 | 0 | 0 | 1 | 0 | 0 | 0 | 0 | 0 | 0 | 0 | 0 | 0 | 0 | 0 | 0 | 0 | 0 | 0 | 0 | 0 | 0 | 0 | 0 | 0 | 8523.0867
2025-06-25 | 7813.758 | 0 | 6.8 | 0 | 0 | 0 | 0 | 1 | 0 | 0 | 0 | 0 | 0 | 0 | 0 | 0 | 0 | 0 | 0 | 0 | 0 | 0 | 0 | 0 | 0 | 0 | 0 | 0 | 8077.7969
2025-06-25 | 7890.735 | 0 | 6.1 | 0 | 0 | 0 | 0 | 0 | 1 | 0 | 0 | 0 | 0 | 0 | 0 | 0 | 0 | 0 | 0 | 0 | 0 | 0 | 0 | 0 | 0 | 0 | 0 | 0 | 7858.5229
2025-06-25 | 8428.234 | 0 | 5.6 | 0 | 0 | 0 | 0 | 0 | 0 | 1 | 0 | 0 | 0 | 0 | 0 | 0 | 0 | 0 | 0 | 0 | 0 | 0 | 0 | 0 | 0 | 0 | 0 | 0 | 8110.373
2025-06-25 | 9086.115 | 0 | 5.1 | 0 | 0 | 0 | 0 | 0 | 0 | 0 | 1 | 0 | 0 | 0 | 0 | 0 | 0 | 0 | 0 | 0 | 0 | 0 | 0 | 0 | 0 | 0 | 0 | 0 | 8600.6036
2025-06-25 | 9610.447 | 0 | 5.5 | 0 | 0 | 0 | 0 | 0 | 0 | 0 | 0 | 1 | 0 | 0 | 0 | 0 | 0 | 0 | 0 | 0 | 0 | 0 | 0 | 0 | 0 | 0 | 0 | 0 | 9496.8209
2025-06-25 | 9979.337 | 0 | 7 | 0 | 0 | 0 | 0 | 0 | 0 | 0 | 0 | 0 | 1 | 0 | 0 | 0 | 0 | 0 | 0 | 0 | 0 | 0 | 0 | 0 | 0 | 0 | 0 | 0 | 10696.8783
2025-06-25 | 10869.182 | 0 | 7.5 | 0 | 0 | 0 | 0 | 0 | 0 | 0 | 0 | 0 | 0 | 1 | 0 | 0 | 0 | 0 | 0 | 0 | 0 | 0 | 0 | 0 | 0 | 0 | 0 | 0 | 11095.7348
2025-06-25 | 11793.743 | 0 | 9 | 0 | 0 | 0 | 0 | 0 | 0 | 0 | 0 | 0 | 0 | 0 | 1 | 0 | 0 | 0 | 0 | 0 | 0 | 0 | 0 | 0 | 0 | 0 | 0 | 0 | 12024.3427
2025-06-25 | 12366.339 | 0 | 10.1 | 0 | 0 | 0 | 0 | 0 | 0 | 0 | 0 | 0 | 0 | 0 | 0 | 1 | 0 | 0 | 0 | 0 | 0 | 0 | 0 | 0 | 0 | 0 | 0 | 0 | 12763.5213
2025-06-25 | 12625.304 | 0 | 9.5 | 0 | 0 | 0 | 0 | 0 | 0 | 0 | 0 | 0 | 0 | 0 | 0 | 0 | 1 | 0 | 0 | 0 | 0 | 0 | 0 | 0 | 0 | 0 | 0 | 0 | 12330.4411
2025-06-25 | 12970.092 | 0 | 9.3 | 0 | 0 | 0 | 0 | 0 | 0 | 0 | 0 | 0 | 0 | 0 | 0 | 0 | 0 | 1 | 0 | 0 | 0 | 0 | 0 | 0 | 0 | 0 | 0 | 0 | 12138.2016
2025-06-25 | 13708.219 | 0 | 10.6 | 0 | 0 | 0 | 0 | 0 | 0 | 0 | 0 | 0 | 0 | 0 | 0 | 0 | 0 | 0 | 1 | 0 | 0 | 0 | 0 | 0 | 0 | 0 | 0 | 0 | 13066.4564
2025-06-25 | 14991.886 | 0 | 11 | 0 | 0 | 0 | 0 | 0 | 0 | 0 | 0 | 0 | 0 | 0 | 0 | 0 | 0 | 0 | 0 | 1 | 0 | 0 | 0 | 0 | 0 | 0 | 0 | 0 | 13987.6801
2025-06-25 | 16242.781 | 0 | 10.8 | 0 | 0 | 0 | 0 | 0 | 0 | 0 | 0 | 0 | 0 | 0 | 0 | 0 | 0 | 0 | 0 | 0 | 1 | 0 | 0 | 0 | 0 | 0 | 0 | 0 | 14905.3027
2025-06-25 | 16337.639 | 0 | 11.8 | 0 | 0 | 0 | 0 | 0 | 0 | 0 | 0 | 0 | 0 | 0 | 0 | 0 | 0 | 0 | 0 | 0 | 0 | 1 | 0 | 0 | 0 | 0 | 0 | 0 | 15968.5357
2025-06-25 | 15960.642 | 0 | 10.4 | 0 | 0 | 0 | 0 | 0 | 0 | 0 | 0 | 0 | 0 | 0 | 0 | 0 | 0 | 0 | 0 | 0 | 0 | 0 | 1 | 0 | 0 | 0 | 0 | 0 | 15149.8756
2025-06-25 | 15053.417 | 0 | 9.4 | 0 | 0 | 0 | 0 | 0 | 0 | 0 | 0 | 0 | 0 | 0 | 0 | 0 | 0 | 0 | 0 | 0 | 0 | 0 | 0 | 1 | 0 | 0 | 0 | 0 | 14487.9758
2025-06-25 | 14212.402 | 0 | 7.7 | 0 | 0 | 0 | 0 | 0 | 0 | 0 | 0 | 0 | 0 | 0 | 0 | 0 | 0 | 0 | 0 | 0 | 0 | 0 | 0 | 0 | 1 | 0 | 0 | 0 | 13137.3178
2025-06-25 | 12714.155 | 0 | 8.4 | 0 | 0 | 0 | 0 | 0 | 0 | 0 | 0 | 0 | 0 | 0 | 0 | 0 | 0 | 0 | 0 | 0 | 0 | 0 | 0 | 0 | 0 | 1 | 0 | 0 | 12563.2858
2025-06-25 | 10875.736 | 0 | 7 | 0 | 0 | 0 | 0 | 0 | 0 | 0 | 0 | 0 | 0 | 0 | 0 | 0 | 0 | 0 | 0 | 0 | 0 | 0 | 0 | 0 | 0 | 0 | 1 | 0 | 10599.8779
2025-06-25 | 9396.161 | 0 | 6.1 | 0 | 0 | 0 | 0 | 0 | 0 | 0 | 0 | 0 | 0 | 0 | 0 | 0 | 0 | 0 | 0 | 0 | 0 | 0 | 0 | 0 | 0 | 0 | 0 | 1 | 9075.6703
2025-06-26 | 8355.023 | 0 | 5.4 | 0 | 1 | 0 | 0 | 0 | 0 | 0 | 0 | 0 | 0 | 0 | 0 | 0 | 0 | 0 | 0 | 0 | 0 | 0 | 0 | 0 | 0 | 0 | 0 | 0 | 7971.3017
2025-06-26 | 7616.999 | 0 | 4.9 | 0 | 0 | 1 | 0 | 0 | 0 | 0 | 0 | 0 | 0 | 0 | 0 | 0 | 0 | 0 | 0 | 0 | 0 | 0 | 0 | 0 | 0 | 0 | 0 | 0 | 7265.9907
2025-06-26 | 7049.661 | 0 | 5.5 | 0 | 0 | 0 | 1 | 0 | 0 | 0 | 0 | 0 | 0 | 0 | 0 | 0 | 0 | 0 | 0 | 0 | 0 | 0 | 0 | 0 | 0 | 0 | 0 | 0 | 7380.1968
2025-06-26 | 6724.436 | 0 | 2.8 | 0 | 0 | 0 | 0 | 1 | 0 | 0 | 0 | 0 | 0 | 0 | 0 | 0 | 0 | 0 | 0 | 0 | 0 | 0 | 0 | 0 | 0 | 0 | 0 | 0 | 5792.0172
2025-06-26 | 6893.557 | 0 | 0.5 | 0 | 0 | 0 | 0 | 0 | 1 | 0 | 0 | 0 | 0 | 0 | 0 | 0 | 0 | 0 | 0 | 0 | 0 | 0 | 0 | 0 | 0 | 0 | 0 | 0 | 4658.4314
2025-06-26 | 7429.467 | 0.2 | 0 | 0 | 0 | 0 | 0 | 0 | 0 | 1 | 0 | 0 | 0 | 0 | 0 | 0 | 0 | 0 | 0 | 0 | 0 | 0 | 0 | 0 | 0 | 0 | 0 | 0 | 4944.3282
2025-06-26 | 7952.23 | 0.1 | 0 | 0 | 0 | 0 | 0 | 0 | 0 | 0 | 1 | 0 | 0 | 0 | 0 | 0 | 0 | 0 | 0 | 0 | 0 | 0 | 0 | 0 | 0 | 0 | 0 | 0 | 5703.2579
2025-06-26 | 8418.63 | 0 | 1.6 | 0 | 0 | 0 | 0 | 0 | 0 | 0 | 0 | 1 | 0 | 0 | 0 | 0 | 0 | 0 | 0 | 0 | 0 | 0 | 0 | 0 | 0 | 0 | 0 | 0 | 7268.1857
2025-06-26 | 8508.426 | 0 | 0.7 | 0 | 0 | 0 | 0 | 0 | 0 | 0 | 0 | 0 | 1 | 0 | 0 | 0 | 0 | 0 | 0 | 0 | 0 | 0 | 0 | 0 | 0 | 0 | 0 | 0 | 7096.7753
2025-06-26 | 8541.086 | 0 | 1.1 | 0 | 0 | 0 | 0 | 0 | 0 | 0 | 0 | 0 | 0 | 1 | 0 | 0 | 0 | 0 | 0 | 0 | 0 | 0 | 0 | 0 | 0 | 0 | 0 | 0 | 7438.4873
2025-06-26 | 8777.178 | 0 | 1.6 | 0 | 0 | 0 | 0 | 0 | 0 | 0 | 0 | 0 | 0 | 0 | 1 | 0 | 0 | 0 | 0 | 0 | 0 | 0 | 0 | 0 | 0 | 0 | 0 | 0 | 7795.6503
2025-06-26 | 8813.451 | 0 | 0.8 | 0 | 0 | 0 | 0 | 0 | 0 | 0 | 0 | 0 | 0 | 0 | 0 | 1 | 0 | 0 | 0 | 0 | 0 | 0 | 0 | 0 | 0 | 0 | 0 | 0 | 7449.0835
2025-06-26 | 8821.471 | 1.4 | 0 | 0 | 0 | 0 | 0 | 0 | 0 | 0 | 0 | 0 | 0 | 0 | 0 | 0 | 1 | 0 | 0 | 0 | 0 | 0 | 0 | 0 | 0 | 0 | 0 | 0 | 7140.042
2025-06-26 | 8413.975 | 1.1 | 0 | 0 | 0 | 0 | 0 | 0 | 0 | 0 | 0 | 0 | 0 | 0 | 0 | 0 | 0 | 1 | 0 | 0 | 0 | 0 | 0 | 0 | 0 | 0 | 0 | 0 | 7011.0213
2025-06-26 | 8445.669 | 1.3 | 0 | 0 | 0 | 0 | 0 | 0 | 0 | 0 | 0 | 0 | 0 | 0 | 0 | 0 | 0 | 0 | 1 | 0 | 0 | 0 | 0 | 0 | 0 | 0 | 0 | 0 | 7230.4445
2025-06-26 | 9182.904 | 1.1 | 0 | 0 | 0 | 0 | 0 | 0 | 0 | 0 | 0 | 0 | 0 | 0 | 0 | 0 | 0 | 0 | 0 | 1 | 0 | 0 | 0 | 0 | 0 | 0 | 0 | 0 | 7889.0435
2025-06-26 | 10030.459 | 0.9 | 0 | 0 | 0 | 0 | 0 | 0 | 0 | 0 | 0 | 0 | 0 | 0 | 0 | 0 | 0 | 0 | 0 | 0 | 1 | 0 | 0 | 0 | 0 | 0 | 0 | 0 | 8886.9082
2025-06-26 | 9881.066 | 0.7 | 0 | 0 | 0 | 0 | 0 | 0 | 0 | 0 | 0 | 0 | 0 | 0 | 0 | 0 | 0 | 0 | 0 | 0 | 0 | 1 | 0 | 0 | 0 | 0 | 0 | 0 | 9344.6495
2025-06-26 | 9909.891 | 0.3 | 0 | 0 | 0 | 0 | 0 | 0 | 0 | 0 | 0 | 0 | 0 | 0 | 0 | 0 | 0 | 0 | 0 | 0 | 0 | 0 | 1 | 0 | 0 | 0 | 0 | 0 | 9257.9186
2025-06-26 | 10057.08 | 0 | 0.5 | 0 | 0 | 0 | 0 | 0 | 0 | 0 | 0 | 0 | 0 | 0 | 0 | 0 | 0 | 0 | 0 | 0 | 0 | 0 | 0 | 1 | 0 | 0 | 0 | 0 | 9402.116
2025-06-26 | 10024.692 | 0 | 0.5 | 0 | 0 | 0 | 0 | 0 | 0 | 0 | 0 | 0 | 0 | 0 | 0 | 0 | 0 | 0 | 0 | 0 | 0 | 0 | 0 | 0 | 1 | 0 | 0 | 0 | 9022.9144
2025-06-26 | 9323.062 | 0 | 0.4 | 0 | 0 | 0 | 0 | 0 | 0 | 0 | 0 | 0 | 0 | 0 | 0 | 0 | 0 | 0 | 0 | 0 | 0 | 0 | 0 | 0 | 0 | 1 | 0 | 0 | 7991.7264
2025-06-26 | 8141.401 | 0 | 0.5 | 0 | 0 | 0 | 0 | 0 | 0 | 0 | 0 | 0 | 0 | 0 | 0 | 0 | 0 | 0 | 0 | 0 | 0 | 0 | 0 | 0 | 0 | 0 | 1 | 0 | 6885.4859
2025-06-26 | 6945.096 | 0 | 0.5 | 0 | 0 | 0 | 0 | 0 | 0 | 0 | 0 | 0 | 0 | 0 | 0 | 0 | 0 | 0 | 0 | 0 | 0 | 0 | 0 | 0 | 0 | 0 | 0 | 1 | 5875.5787
2025-06-27 | 6313.081 | 0 | 0.2 | 0 | 1 | 0 | 0 | 0 | 0 | 0 | 0 | 0 | 0 | 0 | 0 | 0 | 0 | 0 | 0 | 0 | 0 | 0 | 0 | 0 | 0 | 0 | 0 | 0 | 4999.7881
2025-06-27 | 5855.794 | 0 | 0 | 0 | 0 | 1 | 0 | 0 | 0 | 0 | 0 | 0 | 0 | 0 | 0 | 0 | 0 | 0 | 0 | 0 | 0 | 0 | 0 | 0 | 0 | 0 | 0 | 0 | 4465.9106
2025-06-27 | 5569.623 | 0.2 | 0 | 0 | 0 | 0 | 1 | 0 | 0 | 0 | 0 | 0 | 0 | 0 | 0 | 0 | 0 | 0 | 0 | 0 | 0 | 0 | 0 | 0 | 0 | 0 | 0 | 0 | 4271.2966
2025-06-27 | 5464.014 | 0.8 | 0 | 0 | 0 | 0 | 0 | 1 | 0 | 0 | 0 | 0 | 0 | 0 | 0 | 0 | 0 | 0 | 0 | 0 | 0 | 0 | 0 | 0 | 0 | 0 | 0 | 0 | 4328.1587
2025-06-27 | 5726.956 | 1.5 | 0 | 0 | 0 | 0 | 0 | 0 | 1 | 0 | 0 | 0 | 0 | 0 | 0 | 0 | 0 | 0 | 0 | 0 | 0 | 0 | 0 | 0 | 0 | 0 | 0 | 0 | 4628.06
2025-06-27 | 6331.035 | 1.2 | 0 | 0 | 0 | 0 | 0 | 0 | 0 | 1 | 0 | 0 | 0 | 0 | 0 | 0 | 0 | 0 | 0 | 0 | 0 | 0 | 0 | 0 | 0 | 0 | 0 | 0 | 5114.5623
2025-06-27 | 6897.682 | 0.9 | 0 | 0 | 0 | 0 | 0 | 0 | 0 | 0 | 1 | 0 | 0 | 0 | 0 | 0 | 0 | 0 | 0 | 0 | 0 | 0 | 0 | 0 | 0 | 0 | 0 | 0 | 5839.4452
2025-06-27 | 7456.804 | 0.6 | 0 | 0 | 0 | 0 | 0 | 0 | 0 | 0 | 0 | 1 | 0 | 0 | 0 | 0 | 0 | 0 | 0 | 0 | 0 | 0 | 0 | 0 | 0 | 0 | 0 | 0 | 6456.0142
2025-06-27 | 7684.606 | 0.2 | 0 | 0 | 0 | 0 | 0 | 0 | 0 | 0 | 0 | 0 | 1 | 0 | 0 | 0 | 0 | 0 | 0 | 0 | 0 | 0 | 0 | 0 | 0 | 0 | 0 | 0 | 6730.8106
2025-06-27 | 7882.737 | 0 | 1.3 | 0 | 0 | 0 | 0 | 0 | 0 | 0 | 0 | 0 | 0 | 1 | 0 | 0 | 0 | 0 | 0 | 0 | 0 | 0 | 0 | 0 | 0 | 0 | 0 | 0 | 7552.7763
2025-06-27 | 7998.216 | 0 | 1.6 | 0 | 0 | 0 | 0 | 0 | 0 | 0 | 0 | 0 | 0 | 0 | 1 | 0 | 0 | 0 | 0 | 0 | 0 | 0 | 0 | 0 | 0 | 0 | 0 | 0 | 7795.6503
2025-06-27 | 8423.73 | 0 | 2.9 | 0 | 0 | 0 | 0 | 0 | 0 | 0 | 0 | 0 | 0 | 0 | 0 | 1 | 0 | 0 | 0 | 0 | 0 | 0 | 0 | 0 | 0 | 0 | 0 | 0 | 8649.1179
2025-06-27 | 8326.571 | 0 | 3.9 | 0 | 0 | 0 | 0 | 0 | 0 | 0 | 0 | 0 | 0 | 0 | 0 | 0 | 1 | 0 | 0 | 0 | 0 | 0 | 0 | 0 | 0 | 0 | 0 | 0 | 9130.3495
2025-06-27 | 8209.613 | 0 | 5.1 | 0 | 0 | 0 | 0 | 0 | 0 | 0 | 0 | 0 | 0 | 0 | 0 | 0 | 0 | 1 | 0 | 0 | 0 | 0 | 0 | 0 | 0 | 0 | 0 | 0 | 9738.1329
2025-06-27 | 8495.687 | 0 | 4.8 | 0 | 0 | 0 | 0 | 0 | 0 | 0 | 0 | 0 | 0 | 0 | 0 | 0 | 0 | 0 | 1 | 0 | 0 | 0 | 0 | 0 | 0 | 0 | 0 | 0 | 9752.0759
2025-06-27 | 9429.406 | 0 | 4.2 | 0 | 0 | 0 | 0 | 0 | 0 | 0 | 0 | 0 | 0 | 0 | 0 | 0 | 0 | 0 | 0 | 1 | 0 | 0 | 0 | 0 | 0 | 0 | 0 | 0 | 10101.8547
2025-06-27 | 10513.645 | 0 | 6.4 | 0 | 0 | 0 | 0 | 0 | 0 | 0 | 0 | 0 | 0 | 0 | 0 | 0 | 0 | 0 | 0 | 0 | 1 | 0 | 0 | 0 | 0 | 0 | 0 | 0 | 12390.945
2025-06-27 | 10690.441 | 0 | 6.8 | 0 | 0 | 0 | 0 | 0 | 0 | 0 | 0 | 0 | 0 | 0 | 0 | 0 | 0 | 0 | 0 | 0 | 0 | 1 | 0 | 0 | 0 | 0 | 0 | 0 | 13111.3111
2025-06-27 | 10663.336 | 0 | 4.3 | 0 | 0 | 0 | 0 | 0 | 0 | 0 | 0 | 0 | 0 | 0 | 0 | 0 | 0 | 0 | 0 | 0 | 0 | 0 | 1 | 0 | 0 | 0 | 0 | 0 | 11664.0615
2025-06-27 | 10836.989 | 0 | 2.1 | 0 | 0 | 0 | 0 | 0 | 0 | 0 | 0 | 0 | 0 | 0 | 0 | 0 | 0 | 0 | 0 | 0 | 0 | 0 | 0 | 1 | 0 | 0 | 0 | 0 | 10316.4279
2025-06-27 | 10804.831 | 0 | 1.4 | 0 | 0 | 0 | 0 | 0 | 0 | 0 | 0 | 0 | 0 | 0 | 0 | 0 | 0 | 0 | 0 | 0 | 0 | 0 | 0 | 0 | 1 | 0 | 0 | 0 | 9537.2148
2025-06-27 | 10191.418 | 0 | 2.7 | 0 | 0 | 0 | 0 | 0 | 0 | 0 | 0 | 0 | 0 | 0 | 0 | 0 | 0 | 0 | 0 | 0 | 0 | 0 | 0 | 0 | 0 | 1 | 0 | 0 | 9306.0497
2025-06-27 | 8942.586 | 0 | 5.1 | 0 | 0 | 0 | 0 | 0 | 0 | 0 | 0 | 0 | 0 | 0 | 0 | 0 | 0 | 0 | 0 | 0 | 0 | 0 | 0 | 0 | 0 | 0 | 1 | 0 | 9514.1325
2025-06-27 | 7750.67 | 0 | 3.7 | 0 | 0 | 0 | 0 | 0 | 0 | 0 | 0 | 0 | 0 | 0 | 0 | 0 | 0 | 0 | 0 | 0 | 0 | 0 | 0 | 0 | 0 | 0 | 0 | 1 | 7704.2025
2025-06-28 | 6799.724 | 0 | 3.9 | 1 | 1 | 0 | 0 | 0 | 0 | 0 | 0 | 0 | 0 | 0 | 0 | 0 | 0 | 0 | 0 | 0 | 0 | 0 | 0 | 0 | 0 | 0 | 0 | 0 | 7597.2657
2025-06-28 | 6234.793 | 0 | 3.8 | 1 | 0 | 1 | 0 | 0 | 0 | 0 | 0 | 0 | 0 | 0 | 0 | 0 | 0 | 0 | 0 | 0 | 0 | 0 | 0 | 0 | 0 | 0 | 0 | 0 | 7120.5326
2025-06-28 | 5891.924 | 0 | 4.5 | 1 | 0 | 0 | 1 | 0 | 0 | 0 | 0 | 0 | 0 | 0 | 0 | 0 | 0 | 0 | 0 | 0 | 0 | 0 | 0 | 0 | 0 | 0 | 0 | 0 | 7291.8832
2025-06-28 | 5724.049 | 0 | 4.2 | 1 | 0 | 0 | 0 | 1 | 0 | 0 | 0 | 0 | 0 | 0 | 0 | 0 | 0 | 0 | 0 | 0 | 0 | 0 | 0 | 0 | 0 | 0 | 0 | 0 | 7075.1715
2025-06-28 | 5695.746 | 0 | 3.7 | 1 | 0 | 0 | 0 | 0 | 1 | 0 | 0 | 0 | 0 | 0 | 0 | 0 | 0 | 0 | 0 | 0 | 0 | 0 | 0 | 0 | 0 | 0 | 0 | 0 | 6970.1865
2025-06-28 | 6160.798 | 0 | 4.1 | 1 | 0 | 0 | 0 | 0 | 0 | 1 | 0 | 0 | 0 | 0 | 0 | 0 | 0 | 0 | 0 | 0 | 0 | 0 | 0 | 0 | 0 | 0 | 0 | 0 | 7736.3369
2025-06-28 | 7001.88 | 0 | 5 | 1 | 0 | 0 | 0 | 0 | 0 | 0 | 1 | 0 | 0 | 0 | 0 | 0 | 0 | 0 | 0 | 0 | 0 | 0 | 0 | 0 | 0 | 0 | 0 | 0 | 9026.5905
2025-06-28 | 8586.559 | 0 | 6.3 | 1 | 0 | 0 | 0 | 0 | 0 | 0 | 0 | 1 | 0 | 0 | 0 | 0 | 0 | 0 | 0 | 0 | 0 | 0 | 0 | 0 | 0 | 0 | 0 | 0 | 10437.1082
2025-06-28 | 10144.028 | 0 | 7.6 | 1 | 0 | 0 | 0 | 0 | 0 | 0 | 0 | 0 | 1 | 0 | 0 | 0 | 0 | 0 | 0 | 0 | 0 | 0 | 0 | 0 | 0 | 0 | 0 | 0 | 11522.8766
2025-06-28 | 11091.915 | 0 | 8 | 1 | 0 | 0 | 0 | 0 | 0 | 0 | 0 | 0 | 0 | 1 | 0 | 0 | 0 | 0 | 0 | 0 | 0 | 0 | 0 | 0 | 0 | 0 | 0 | 0 | 11864.5886
2025-06-28 | 12176.958 | 0 | 7.5 | 1 | 0 | 0 | 0 | 0 | 0 | 0 | 0 | 0 | 0 | 0 | 1 | 0 | 0 | 0 | 0 | 0 | 0 | 0 | 0 | 0 | 0 | 0 | 0 | 0 | 11650.3067
2025-06-28 | 13103.124 | 0 | 7.9 | 1 | 0 | 0 | 0 | 0 | 0 | 0 | 0 | 0 | 0 | 0 | 0 | 1 | 0 | 0 | 0 | 0 | 0 | 0 | 0 | 0 | 0 | 0 | 0 | 0 | 11989.4738
2025-06-28 | 13365.463 | 0 | 8 | 1 | 0 | 0 | 0 | 0 | 0 | 0 | 0 | 0 | 0 | 0 | 0 | 0 | 1 | 0 | 0 | 0 | 0 | 0 | 0 | 0 | 0 | 0 | 0 | 0 | 11956.405
2025-06-28 | 13465.928 | 0 | 7.1 | 1 | 0 | 0 | 0 | 0 | 0 | 0 | 0 | 0 | 0 | 0 | 0 | 0 | 0 | 1 | 0 | 0 | 0 | 0 | 0 | 0 | 0 | 0 | 0 | 0 | 11364.1541
2025-06-28 | 13760.833 | 0 | 6.3 | 1 | 0 | 0 | 0 | 0 | 0 | 0 | 0 | 0 | 0 | 0 | 0 | 0 | 0 | 0 | 1 | 0 | 0 | 0 | 0 | 0 | 0 | 0 | 0 | 0 | 11092.3746
2025-06-28 | 14420.13 | 0 | 5.6 | 1 | 0 | 0 | 0 | 0 | 0 | 0 | 0 | 0 | 0 | 0 | 0 | 0 | 0 | 0 | 0 | 1 | 0 | 0 | 0 | 0 | 0 | 0 | 0 | 0 | 11385.0089
2025-06-28 | 14822.21 | 0 | 4.6 | 1 | 0 | 0 | 0 | 0 | 0 | 0 | 0 | 0 | 0 | 0 | 0 | 0 | 0 | 0 | 0 | 0 | 1 | 0 | 0 | 0 | 0 | 0 | 0 | 0 | 11845.4755
2025-06-28 | 14441.02 | 0 | 4.6 | 1 | 0 | 0 | 0 | 0 | 0 | 0 | 0 | 0 | 0 | 0 | 0 | 0 | 0 | 0 | 0 | 0 | 0 | 1 | 0 | 0 | 0 | 0 | 0 | 0 | 12337.2636
2025-06-28 | 13360.923 | 0 | 4.1 | 1 | 0 | 0 | 0 | 0 | 0 | 0 | 0 | 0 | 0 | 0 | 0 | 0 | 0 | 0 | 0 | 0 | 0 | 0 | 1 | 0 | 0 | 0 | 0 | 0 | 12032.9039
2025-06-28 | 11703.408 | 0 | 3.5 | 1 | 0 | 0 | 0 | 0 | 0 | 0 | 0 | 0 | 0 | 0 | 0 | 0 | 0 | 0 | 0 | 0 | 0 | 0 | 0 | 1 | 0 | 0 | 0 | 0 | 11599.5821
2025-06-28 | 10689.573 | 0 | 2.8 | 1 | 0 | 0 | 0 | 0 | 0 | 0 | 0 | 0 | 0 | 0 | 0 | 0 | 0 | 0 | 0 | 0 | 0 | 0 | 0 | 0 | 1 | 0 | 0 | 0 | 10820.3691
2025-06-28 | 9818.672 | 0 | 2.1 | 1 | 0 | 0 | 0 | 0 | 0 | 0 | 0 | 0 | 0 | 0 | 0 | 0 | 0 | 0 | 0 | 0 | 0 | 0 | 0 | 0 | 0 | 1 | 0 | 0 | 9446.3141
2025-06-28 | 8582.666 | 0 | 0.4 | 1 | 0 | 0 | 0 | 0 | 0 | 0 | 0 | 0 | 0 | 0 | 0 | 0 | 0 | 0 | 0 | 0 | 0 | 0 | 0 | 0 | 0 | 0 | 1 | 0 | 7311.4727
2025-06-28 | 7491.011 | 0 | 0.2 | 1 | 0 | 0 | 0 | 0 | 0 | 0 | 0 | 0 | 0 | 0 | 0 | 0 | 0 | 0 | 0 | 0 | 0 | 0 | 0 | 0 | 0 | 0 | 0 | 1 | 6187.2766
2025-06-29 | 6558.161 | 1.1 | 0 | 1 | 1 | 0 | 0 | 0 | 0 | 0 | 0 | 0 | 0 | 0 | 0 | 0 | 0 | 0 | 0 | 0 | 0 | 0 | 0 | 0 | 0 | 0 | 0 | 0 | 5555.8879
2025-06-29 | 5942.007 | 1.6 | 0 | 1 | 0 | 1 | 0 | 0 | 0 | 0 | 0 | 0 | 0 | 0 | 0 | 0 | 0 | 0 | 0 | 0 | 0 | 0 | 0 | 0 | 0 | 0 | 0 | 0 | 5221.4164
2025-06-29 | 5585.843 | 1.6 | 0 | 1 | 0 | 0 | 1 | 0 | 0 | 0 | 0 | 0 | 0 | 0 | 0 | 0 | 0 | 0 | 0 | 0 | 0 | 0 | 0 | 0 | 0 | 0 | 0 | 0 | 4992.7556
2025-06-29 | 5400.831 | 2.4 | 0 | 1 | 0 | 0 | 0 | 1 | 0 | 0 | 0 | 0 | 0 | 0 | 0 | 0 | 0 | 0 | 0 | 0 | 0 | 0 | 0 | 0 | 0 | 0 | 0 | 0 | 5083.6645
2025-06-29 | 5435.958 | 3.6 | 0 | 1 | 0 | 0 | 0 | 0 | 1 | 0 | 0 | 0 | 0 | 0 | 0 | 0 | 0 | 0 | 0 | 0 | 0 | 0 | 0 | 0 | 0 | 0 | 0 | 0 | 5468.6828
2025-06-29 | 5831.77 | 3.1 | 0 | 1 | 0 | 0 | 0 | 0 | 0 | 1 | 0 | 0 | 0 | 0 | 0 | 0 | 0 | 0 | 0 | 0 | 0 | 0 | 0 | 0 | 0 | 0 | 0 | 0 | 5921.1383
2025-06-29 | 6816.413 | 1.4 | 0 | 1 | 0 | 0 | 0 | 0 | 0 | 0 | 1 | 0 | 0 | 0 | 0 | 0 | 0 | 0 | 0 | 0 | 0 | 0 | 0 | 0 | 0 | 0 | 0 | 0 | 6407.6935
2025-06-29 | 8262.491 | 0 | 0.9 | 1 | 0 | 0 | 0 | 0 | 0 | 0 | 0 | 1 | 0 | 0 | 0 | 0 | 0 | 0 | 0 | 0 | 0 | 0 | 0 | 0 | 0 | 0 | 0 | 0 | 7351.3056
2025-06-29 | 9523.555 | 0 | 2.6 | 1 | 0 | 0 | 0 | 0 | 0 | 0 | 0 | 0 | 1 | 0 | 0 | 0 | 0 | 0 | 0 | 0 | 0 | 0 | 0 | 0 | 0 | 0 | 0 | 0 | 8665.652
2025-06-29 | 10314.569 | 0 | 3.3 | 1 | 0 | 0 | 0 | 0 | 0 | 0 | 0 | 0 | 0 | 1 | 0 | 0 | 0 | 0 | 0 | 0 | 0 | 0 | 0 | 0 | 0 | 0 | 0 | 0 | 9178.7975
2025-06-29 | 10762.909 | 0 | 3.9 | 1 | 0 | 0 | 0 | 0 | 0 | 0 | 0 | 0 | 0 | 0 | 1 | 0 | 0 | 0 | 0 | 0 | 0 | 0 | 0 | 0 | 0 | 0 | 0 | 0 | 9593.105
2025-06-29 | 10926.949 | 0 | 5.6 | 1 | 0 | 0 | 0 | 0 | 0 | 0 | 0 | 0 | 0 | 0 | 0 | 1 | 0 | 0 | 0 | 0 | 0 | 0 | 0 | 0 | 0 | 0 | 0 | 0 | 10675.1505
2025-06-29 | 10951.902 | 0 | 6.6 | 1 | 0 | 0 | 0 | 0 | 0 | 0 | 0 | 0 | 0 | 0 | 0 | 0 | 1 | 0 | 0 | 0 | 0 | 0 | 0 | 0 | 0 | 0 | 0 | 0 | 11156.3821
2025-06-29 | 11110.635 | 0 | 7.4 | 1 | 0 | 0 | 0 | 0 | 0 | 0 | 0 | 0 | 0 | 0 | 0 | 0 | 0 | 1 | 0 | 0 | 0 | 0 | 0 | 0 | 0 | 0 | 0 | 0 | 11535.5876
2025-06-29 | 11615.214 | 0 | 7.9 | 1 | 0 | 0 | 0 | 0 | 0 | 0 | 0 | 0 | 0 | 0 | 0 | 0 | 0 | 0 | 1 | 0 | 0 | 0 | 0 | 0 | 0 | 0 | 0 | 0 | 12006.6865
2025-06-29 | 12584.11 | 0 | 8.6 | 1 | 0 | 0 | 0 | 0 | 0 | 0 | 0 | 0 | 0 | 0 | 0 | 0 | 0 | 0 | 0 | 1 | 0 | 0 | 0 | 0 | 0 | 0 | 0 | 0 | 13099.3437
2025-06-29 | 13559.441 | 0 | 8.1 | 1 | 0 | 0 | 0 | 0 | 0 | 0 | 0 | 0 | 0 | 0 | 0 | 0 | 0 | 0 | 0 | 0 | 1 | 0 | 0 | 0 | 0 | 0 | 0 | 0 | 13845.5328
2025-06-29 | 13763.896 | 0 | 6.5 | 1 | 0 | 0 | 0 | 0 | 0 | 0 | 0 | 0 | 0 | 0 | 0 | 0 | 0 | 0 | 0 | 0 | 0 | 1 | 0 | 0 | 0 | 0 | 0 | 0 | 13423.009
2025-06-29 | 13225.743 | 0 | 6.5 | 1 | 0 | 0 | 0 | 0 | 0 | 0 | 0 | 0 | 0 | 0 | 0 | 0 | 0 | 0 | 0 | 0 | 0 | 0 | 1 | 0 | 0 | 0 | 0 | 0 | 13404.3717
2025-06-29 | 12335.724 | 0 | 6.3 | 1 | 0 | 0 | 0 | 0 | 0 | 0 | 0 | 0 | 0 | 0 | 0 | 0 | 0 | 0 | 0 | 0 | 0 | 0 | 0 | 1 | 0 | 0 | 0 | 0 | 13199.6279
2025-06-29 | 11663.225 | 0 | 5.8 | 1 | 0 | 0 | 0 | 0 | 0 | 0 | 0 | 0 | 0 | 0 | 0 | 0 | 0 | 0 | 0 | 0 | 0 | 0 | 0 | 0 | 1 | 0 | 0 | 0 | 12534.7038
2025-06-29 | 10612.031 | 0 | 4.6 | 1 | 0 | 0 | 0 | 0 | 0 | 0 | 0 | 0 | 0 | 0 | 0 | 0 | 0 | 0 | 0 | 0 | 0 | 0 | 0 | 0 | 0 | 1 | 0 | 0 | 10874.9264
2025-06-29 | 9021.151 | 0 | 3.4 | 1 | 0 | 0 | 0 | 0 | 0 | 0 | 0 | 0 | 0 | 0 | 0 | 0 | 0 | 0 | 0 | 0 | 0 | 0 | 0 | 0 | 0 | 0 | 1 | 0 | 9025.8075
2025-06-29 | 7652.278 | 0 | 2.7 | 1 | 0 | 0 | 0 | 0 | 0 | 0 | 0 | 0 | 0 | 0 | 0 | 0 | 0 | 0 | 0 | 0 | 0 | 0 | 0 | 0 | 0 | 0 | 0 | 1 | 7615.8889
2025-06-30 | 6735.815 | 0 | 2.7 | 0 | 1 | 0 | 0 | 0 | 0 | 0 | 0 | 0 | 0 | 0 | 0 | 0 | 0 | 0 | 0 | 0 | 0 | 0 | 0 | 0 | 0 | 0 | 0 | 0 | 6428.4004
2025-06-30 | 6149.529 | 0 | 2.3 | 0 | 0 | 1 | 0 | 0 | 0 | 0 | 0 | 0 | 0 | 0 | 0 | 0 | 0 | 0 | 0 | 0 | 0 | 0 | 0 | 0 | 0 | 0 | 0 | 0 | 5780.2339
2025-06-30 | 5804.708 | 0 | 2.1 | 0 | 0 | 0 | 1 | 0 | 0 | 0 | 0 | 0 | 0 | 0 | 0 | 0 | 0 | 0 | 0 | 0 | 0 | 0 | 0 | 0 | 0 | 0 | 0 | 0 | 5437.2841
2025-06-30 | 5637.124 | 0 | 1.1 | 0 | 0 | 0 | 0 | 1 | 0 | 0 | 0 | 0 | 0 | 0 | 0 | 0 | 0 | 0 | 0 | 0 | 0 | 0 | 0 | 0 | 0 | 0 | 0 | 0 | 4820.5609
2025-06-30 | 5784.052 | 0 | 0.6 | 0 | 0 | 0 | 0 | 0 | 1 | 0 | 0 | 0 | 0 | 0 | 0 | 0 | 0 | 0 | 0 | 0 | 0 | 0 | 0 | 0 | 0 | 0 | 0 | 0 | 4715.5759
2025-06-30 | 6316.401 | 0 | 0.6 | 0 | 0 | 0 | 0 | 0 | 0 | 1 | 0 | 0 | 0 | 0 | 0 | 0 | 0 | 0 | 0 | 0 | 0 | 0 | 0 | 0 | 0 | 0 | 0 | 0 | 5253.1484
2025-06-30 | 7211.185 | 0 | 2.3 | 0 | 0 | 0 | 0 | 0 | 0 | 0 | 1 | 0 | 0 | 0 | 0 | 0 | 0 | 0 | 0 | 0 | 0 | 0 | 0 | 0 | 0 | 0 | 0 | 0 | 7000.5578
2025-06-30 | 8412.998 | 0 | 3.9 | 0 | 0 | 0 | 0 | 0 | 0 | 0 | 0 | 1 | 0 | 0 | 0 | 0 | 0 | 0 | 0 | 0 | 0 | 0 | 0 | 0 | 0 | 0 | 0 | 0 | 8582.509
2025-06-30 | 9487.915 | 0 | 5.4 | 0 | 0 | 0 | 0 | 0 | 0 | 0 | 0 | 0 | 1 | 0 | 0 | 0 | 0 | 0 | 0 | 0 | 0 | 0 | 0 | 0 | 0 | 0 | 0 | 0 | 9782.5664
2025-06-30 | 10326.096 | 0 | 6.9 | 0 | 0 | 0 | 0 | 0 | 0 | 0 | 0 | 0 | 0 | 1 | 0 | 0 | 0 | 0 | 0 | 0 | 0 | 0 | 0 | 0 | 0 | 0 | 0 | 0 | 10752.8679
2025-06-30 | 10725.966 | 0 | 7.8 | 0 | 0 | 0 | 0 | 0 | 0 | 0 | 0 | 0 | 0 | 0 | 1 | 0 | 0 | 0 | 0 | 0 | 0 | 0 | 0 | 0 | 0 | 0 | 0 | 0 | 11338.6088
2025-06-30 | 11347.514 | 0 | 7.8 | 0 | 0 | 0 | 0 | 0 | 0 | 0 | 0 | 0 | 0 | 0 | 0 | 1 | 0 | 0 | 0 | 0 | 0 | 0 | 0 | 0 | 0 | 0 | 0 | 0 | 11449.198
2025-06-30 | 11633.324 | 0 | 7.3 | 0 | 0 | 0 | 0 | 0 | 0 | 0 | 0 | 0 | 0 | 0 | 0 | 0 | 1 | 0 | 0 | 0 | 0 | 0 | 0 | 0 | 0 | 0 | 0 | 0 | 11073.2622
2025-06-30 | 12142.304 | 0 | 5.2 | 0 | 0 | 0 | 0 | 0 | 0 | 0 | 0 | 0 | 0 | 0 | 0 | 0 | 0 | 1 | 0 | 0 | 0 | 0 | 0 | 0 | 0 | 0 | 0 | 0 | 9795.2774
2025-06-30 | 12395.257 | 0 | 3.1 | 0 | 0 | 0 | 0 | 0 | 0 | 0 | 0 | 0 | 0 | 0 | 0 | 0 | 0 | 0 | 1 | 0 | 0 | 0 | 0 | 0 | 0 | 0 | 0 | 0 | 8780.6195
2025-06-30 | 12753.044 | 0 | 4.4 | 0 | 0 | 0 | 0 | 0 | 0 | 0 | 0 | 0 | 0 | 0 | 0 | 0 | 0 | 0 | 0 | 1 | 0 | 0 | 0 | 0 | 0 | 0 | 0 | 0 | 10216.1436
2025-06-30 | 13482.714 | 0 | 3.8 | 0 | 0 | 0 | 0 | 0 | 0 | 0 | 0 | 0 | 0 | 0 | 0 | 0 | 0 | 0 | 0 | 0 | 1 | 0 | 0 | 0 | 0 | 0 | 0 | 0 | 10905.1882
2025-06-30 | 13376.62 | 0 | 3.1 | 0 | 0 | 0 | 0 | 0 | 0 | 0 | 0 | 0 | 0 | 0 | 0 | 0 | 0 | 0 | 0 | 0 | 0 | 1 | 0 | 0 | 0 | 0 | 0 | 0 | 10996.9649
2025-06-30 | 13388.734 | 0 | 3.9 | 0 | 0 | 0 | 0 | 0 | 0 | 0 | 0 | 0 | 0 | 0 | 0 | 0 | 0 | 0 | 0 | 0 | 0 | 0 | 1 | 0 | 0 | 0 | 0 | 0 | 11435.4836
2025-06-30 | 12830.818 | 0 | 3.6 | 0 | 0 | 0 | 0 | 0 | 0 | 0 | 0 | 0 | 0 | 0 | 0 | 0 | 0 | 0 | 0 | 0 | 0 | 0 | 0 | 1 | 0 | 0 | 0 | 0 | 11173.5953
2025-06-30 | 12326.544 | 0 | 3.3 | 0 | 0 | 0 | 0 | 0 | 0 | 0 | 0 | 0 | 0 | 0 | 0 | 0 | 0 | 0 | 0 | 0 | 0 | 0 | 0 | 0 | 1 | 0 | 0 | 0 | 10622.9602
2025-06-30 | 11409.231 | 0 | 3.4 | 0 | 0 | 0 | 0 | 0 | 0 | 0 | 0 | 0 | 0 | 0 | 0 | 0 | 0 | 0 | 0 | 0 | 0 | 0 | 0 | 0 | 0 | 1 | 0 | 0 | 9706.0612
2025-06-30 | 9931.222 | 0 | 3.3 | 0 | 0 | 0 | 0 | 0 | 0 | 0 | 0 | 0 | 0 | 0 | 0 | 0 | 0 | 0 | 0 | 0 | 0 | 0 | 0 | 0 | 0 | 0 | 1 | 0 | 8485.5317
2025-06-30 | 8585.074 | 0 | 2.9 | 0 | 0 | 0 | 0 | 0 | 0 | 0 | 0 | 0 | 0 | 0 | 0 | 0 | 0 | 0 | 0 | 0 | 0 | 0 | 0 | 0 | 0 | 0 | 0 | 1 | 7247.0465
2025-07-01 | 7634.363 | 0 | 3.7 | 0 | 1 | 0 | 0 | 0 | 0 | 0 | 0 | 0 | 0 | 0 | 0 | 0 | 0 | 0 | 0 | 0 | 0 | 0 | 0 | 0 | 0 | 0 | 0 | 0 | 6999.8454
2025-07-01 | 6985.682 | 0 | 3.3 | 0 | 0 | 1 | 0 | 0 | 0 | 0 | 0 | 0 | 0 | 0 | 0 | 0 | 0 | 0 | 0 | 0 | 0 | 0 | 0 | 0 | 0 | 0 | 0 | 0 | 6351.6788
2025-07-01 | 6626.05 | 0 | 3.1 | 0 | 0 | 0 | 1 | 0 | 0 | 0 | 0 | 0 | 0 | 0 | 0 | 0 | 0 | 0 | 0 | 0 | 0 | 0 | 0 | 0 | 0 | 0 | 0 | 0 | 6008.729
2025-07-01 | 6378.574 | 0 | 3.1 | 0 | 0 | 0 | 0 | 1 | 0 | 0 | 0 | 0 | 0 | 0 | 0 | 0 | 0 | 0 | 0 | 0 | 0 | 0 | 0 | 0 | 0 | 0 | 0 | 0 | 5963.4507
2025-07-01 | 6448.331 | 0 | 3.5 | 0 | 0 | 0 | 0 | 0 | 1 | 0 | 0 | 0 | 0 | 0 | 0 | 0 | 0 | 0 | 0 | 0 | 0 | 0 | 0 | 0 | 0 | 0 | 0 | 0 | 6372.7661
2025-07-01 | 6922.972 | 0 | 3.2 | 0 | 0 | 0 | 0 | 0 | 0 | 1 | 0 | 0 | 0 | 0 | 0 | 0 | 0 | 0 | 0 | 0 | 0 | 0 | 0 | 0 | 0 | 0 | 0 | 0 | 6738.9052
2025-07-01 | 7725.227 | 0 | 4.2 | 0 | 0 | 0 | 0 | 0 | 0 | 0 | 1 | 0 | 0 | 0 | 0 | 0 | 0 | 0 | 0 | 0 | 0 | 0 | 0 | 0 | 0 | 0 | 0 | 0 | 8086.3032
2025-07-01 | 8966.933 | 0 | 5.9 | 0 | 0 | 0 | 0 | 0 | 0 | 0 | 0 | 1 | 0 | 0 | 0 | 0 | 0 | 0 | 0 | 0 | 0 | 0 | 0 | 0 | 0 | 0 | 0 | 0 | 9725.3989
2025-07-01 | 10511.906 | 0 | 7.2 | 0 | 0 | 0 | 0 | 0 | 0 | 0 | 0 | 0 | 1 | 0 | 0 | 0 | 0 | 0 | 0 | 0 | 0 | 0 | 0 | 0 | 0 | 0 | 0 | 0 | 10811.1673
2025-07-01 | 11553.57 | 0 | 7.9 | 0 | 0 | 0 | 0 | 0 | 0 | 0 | 0 | 0 | 0 | 1 | 0 | 0 | 0 | 0 | 0 | 0 | 0 | 0 | 0 | 0 | 0 | 0 | 0 | 0 | 11324.3128
2025-07-01 | 11914.892 | 0 | 7.5 | 0 | 0 | 0 | 0 | 0 | 0 | 0 | 0 | 0 | 0 | 0 | 1 | 0 | 0 | 0 | 0 | 0 | 0 | 0 | 0 | 0 | 0 | 0 | 0 | 0 | 11167.1754
2025-07-01 | 12567.018 | 0 | 8.5 | 0 | 0 | 0 | 0 | 0 | 0 | 0 | 0 | 0 | 0 | 0 | 0 | 1 | 0 | 0 | 0 | 0 | 0 | 0 | 0 | 0 | 0 | 0 | 0 | 0 | 11849.2094
2025-07-01 | 13023.548 | 0 | 10.5 | 0 | 0 | 0 | 0 | 0 | 0 | 0 | 0 | 0 | 0 | 0 | 0 | 0 | 1 | 0 | 0 | 0 | 0 | 0 | 0 | 0 | 0 | 0 | 0 | 0 | 12901.886
2025-07-01 | 13413.481 | 0 | 10.3 | 0 | 0 | 0 | 0 | 0 | 0 | 0 | 0 | 0 | 0 | 0 | 0 | 0 | 0 | 1 | 0 | 0 | 0 | 0 | 0 | 0 | 0 | 0 | 0 | 0 | 12709.6465
2025-07-01 | 14401.09 | 0 | 11.2 | 0 | 0 | 0 | 0 | 0 | 0 | 0 | 0 | 0 | 0 | 0 | 0 | 0 | 0 | 0 | 1 | 0 | 0 | 0 | 0 | 0 | 0 | 0 | 0 | 0 | 13409.3234
2025-07-01 | 15364.677 | 0 | 12.1 | 0 | 0 | 0 | 0 | 0 | 0 | 0 | 0 | 0 | 0 | 0 | 0 | 0 | 0 | 0 | 0 | 1 | 0 | 0 | 0 | 0 | 0 | 0 | 0 | 0 | 14616.2695
2025-07-01 | 15338.43 | 0 | 11.6 | 0 | 0 | 0 | 0 | 0 | 0 | 0 | 0 | 0 | 0 | 0 | 0 | 0 | 0 | 0 | 0 | 0 | 1 | 0 | 0 | 0 | 0 | 0 | 0 | 0 | 15362.4586
2025-07-01 | 14849.734 | 0 | 9.8 | 0 | 0 | 0 | 0 | 0 | 0 | 0 | 0 | 0 | 0 | 0 | 0 | 0 | 0 | 0 | 0 | 0 | 0 | 1 | 0 | 0 | 0 | 0 | 0 | 0 | 14825.6459
2025-07-01 | 14859.433 | 0 | 9.4 | 0 | 0 | 0 | 0 | 0 | 0 | 0 | 0 | 0 | 0 | 0 | 0 | 0 | 0 | 0 | 0 | 0 | 0 | 0 | 1 | 0 | 0 | 0 | 0 | 0 | 14578.4306
2025-07-01 | 13963.348 | 0 | 8 | 0 | 0 | 0 | 0 | 0 | 0 | 0 | 0 | 0 | 0 | 0 | 0 | 0 | 0 | 0 | 0 | 0 | 0 | 0 | 0 | 1 | 0 | 0 | 0 | 0 | 13687.9529
2025-07-01 | 12678.677 | 0 | 6.4 | 0 | 0 | 0 | 0 | 0 | 0 | 0 | 0 | 0 | 0 | 0 | 0 | 0 | 0 | 0 | 0 | 0 | 0 | 0 | 0 | 0 | 1 | 0 | 0 | 0 | 12394.4394
2025-07-01 | 11232.983 | 0 | 4.5 | 0 | 0 | 0 | 0 | 0 | 0 | 0 | 0 | 0 | 0 | 0 | 0 | 0 | 0 | 0 | 0 | 0 | 0 | 0 | 0 | 0 | 0 | 1 | 0 | 0 | 10334.6506
2025-07-01 | 10254.278 | 0 | 3.9 | 0 | 0 | 0 | 0 | 0 | 0 | 0 | 0 | 0 | 0 | 0 | 0 | 0 | 0 | 0 | 0 | 0 | 0 | 0 | 0 | 0 | 0 | 0 | 1 | 0 | 8828.3986
2025-07-01 | 8650.134 | 0 | 2.9 | 0 | 0 | 0 | 0 | 0 | 0 | 0 | 0 | 0 | 0 | 0 | 0 | 0 | 0 | 0 | 0 | 0 | 0 | 0 | 0 | 0 | 0 | 0 | 0 | 1 | 7247.0465
2025-07-02 | 7435.088 | 0 | 2 | 0 | 1 | 0 | 0 | 0 | 0 | 0 | 0 | 0 | 0 | 0 | 0 | 0 | 0 | 0 | 0 | 0 | 0 | 0 | 0 | 0 | 0 | 0 | 0 | 0 | 6028.389
2025-07-02 | 6666.008 | 0 | 1.4 | 0 | 0 | 1 | 0 | 0 | 0 | 0 | 0 | 0 | 0 | 0 | 0 | 0 | 0 | 0 | 0 | 0 | 0 | 0 | 0 | 0 | 0 | 0 | 0 | 0 | 5265.9335
2025-07-02 | 6243.97 | 0 | 0.9 | 0 | 0 | 0 | 1 | 0 | 0 | 0 | 0 | 0 | 0 | 0 | 0 | 0 | 0 | 0 | 0 | 0 | 0 | 0 | 0 | 0 | 0 | 0 | 0 | 0 | 4751.5502
2025-07-02 | 6026.28 | 0 | 0.1 | 0 | 0 | 0 | 0 | 1 | 0 | 0 | 0 | 0 | 0 | 0 | 0 | 0 | 0 | 0 | 0 | 0 | 0 | 0 | 0 | 0 | 0 | 0 | 0 | 0 | 4249.1159
2025-07-02 | 6184.231 | 0.1 | 0 | 0 | 0 | 0 | 0 | 0 | 1 | 0 | 0 | 0 | 0 | 0 | 0 | 0 | 0 | 0 | 0 | 0 | 0 | 0 | 0 | 0 | 0 | 0 | 0 | 0 | 4389.7323
2025-07-02 | 6798.074 | 0.1 | 0 | 0 | 0 | 0 | 0 | 0 | 0 | 1 | 0 | 0 | 0 | 0 | 0 | 0 | 0 | 0 | 0 | 0 | 0 | 0 | 0 | 0 | 0 | 0 | 0 | 0 | 4927.3048
2025-07-02 | 7675.456 | 0 | 1.2 | 0 | 0 | 0 | 0 | 0 | 0 | 0 | 1 | 0 | 0 | 0 | 0 | 0 | 0 | 0 | 0 | 0 | 0 | 0 | 0 | 0 | 0 | 0 | 0 | 0 | 6371.9684
2025-07-02 | 8687.96 | 0 | 2.9 | 0 | 0 | 0 | 0 | 0 | 0 | 0 | 0 | 1 | 0 | 0 | 0 | 0 | 0 | 0 | 0 | 0 | 0 | 0 | 0 | 0 | 0 | 0 | 0 | 0 | 8011.0641
2025-07-02 | 9534.939 | 0 | 6.2 | 0 | 0 | 0 | 0 | 0 | 0 | 0 | 0 | 0 | 1 | 0 | 0 | 0 | 0 | 0 | 0 | 0 | 0 | 0 | 0 | 0 | 0 | 0 | 0 | 0 | 10239.7223
2025-07-02 | 10217.883 | 0 | 8.5 | 0 | 0 | 0 | 0 | 0 | 0 | 0 | 0 | 0 | 0 | 1 | 0 | 0 | 0 | 0 | 0 | 0 | 0 | 0 | 0 | 0 | 0 | 0 | 0 | 0 | 11667.1798
2025-07-02 | 10683.721 | 0 | 9.7 | 0 | 0 | 0 | 0 | 0 | 0 | 0 | 0 | 0 | 0 | 0 | 1 | 0 | 0 | 0 | 0 | 0 | 0 | 0 | 0 | 0 | 0 | 0 | 0 | 0 | 12424.3542
2025-07-02 | 11271.795 | 0 | 11.3 | 0 | 0 | 0 | 0 | 0 | 0 | 0 | 0 | 0 | 0 | 0 | 0 | 1 | 0 | 0 | 0 | 0 | 0 | 0 | 0 | 0 | 0 | 0 | 0 | 0 | 13449.2552
2025-07-02 | 11430.714 | 0 | 12 | 0 | 0 | 0 | 0 | 0 | 0 | 0 | 0 | 0 | 0 | 0 | 0 | 0 | 1 | 0 | 0 | 0 | 0 | 0 | 0 | 0 | 0 | 0 | 0 | 0 | 13759.0534
2025-07-02 | 11814.49 | 0 | 11.9 | 0 | 0 | 0 | 0 | 0 | 0 | 0 | 0 | 0 | 0 | 0 | 0 | 0 | 0 | 1 | 0 | 0 | 0 | 0 | 0 | 0 | 0 | 0 | 0 | 0 | 13623.9584
2025-07-02 | 12597.355 | 0 | 12.8 | 0 | 0 | 0 | 0 | 0 | 0 | 0 | 0 | 0 | 0 | 0 | 0 | 0 | 0 | 0 | 1 | 0 | 0 | 0 | 0 | 0 | 0 | 0 | 0 | 0 | 14323.6352
2025-07-02 | 14002.542 | 0 | 12.1 | 0 | 0 | 0 | 0 | 0 | 0 | 0 | 0 | 0 | 0 | 0 | 0 | 0 | 0 | 0 | 0 | 1 | 0 | 0 | 0 | 0 | 0 | 0 | 0 | 0 | 14616.2695
2025-07-02 | 14955.927 | 0 | 11.8 | 0 | 0 | 0 | 0 | 0 | 0 | 0 | 0 | 0 | 0 | 0 | 0 | 0 | 0 | 0 | 0 | 0 | 1 | 0 | 0 | 0 | 0 | 0 | 0 | 0 | 15476.7476
2025-07-02 | 14269.223 | 0 | 11.7 | 0 | 0 | 0 | 0 | 0 | 0 | 0 | 0 | 0 | 0 | 0 | 0 | 0 | 0 | 0 | 0 | 0 | 0 | 1 | 0 | 0 | 0 | 0 | 0 | 0 | 15911.3912
2025-07-02 | 13933.396 | 0 | 11.2 | 0 | 0 | 0 | 0 | 0 | 0 | 0 | 0 | 0 | 0 | 0 | 0 | 0 | 0 | 0 | 0 | 0 | 0 | 0 | 1 | 0 | 0 | 0 | 0 | 0 | 15607.0315
2025-07-02 | 13106.427 | 0 | 9.6 | 0 | 0 | 0 | 0 | 0 | 0 | 0 | 0 | 0 | 0 | 0 | 0 | 0 | 0 | 0 | 0 | 0 | 0 | 0 | 0 | 1 | 0 | 0 | 0 | 0 | 14602.2648
2025-07-02 | 12388.722 | 0 | 9.4 | 0 | 0 | 0 | 0 | 0 | 0 | 0 | 0 | 0 | 0 | 0 | 0 | 0 | 0 | 0 | 0 | 0 | 0 | 0 | 0 | 0 | 1 | 0 | 0 | 0 | 14108.7742
2025-07-02 | 11206.678 | 0 | 6 | 0 | 0 | 0 | 0 | 0 | 0 | 0 | 0 | 0 | 0 | 0 | 0 | 0 | 0 | 0 | 0 | 0 | 0 | 0 | 0 | 0 | 0 | 1 | 0 | 0 | 11191.818
2025-07-02 | 9664.903 | 0 | 5.9 | 0 | 0 | 0 | 0 | 0 | 0 | 0 | 0 | 0 | 0 | 0 | 0 | 0 | 0 | 0 | 0 | 0 | 0 | 0 | 0 | 0 | 0 | 0 | 1 | 0 | 9971.2885
2025-07-02 | 8288.898 | 0 | 5.4 | 0 | 0 | 0 | 0 | 0 | 0 | 0 | 0 | 0 | 0 | 0 | 0 | 0 | 0 | 0 | 0 | 0 | 0 | 0 | 0 | 0 | 0 | 0 | 0 | 1 | 8675.6588
2025-07-03 | 7386.605 | 0 | 5 | 0 | 1 | 0 | 0 | 0 | 0 | 0 | 0 | 0 | 0 | 0 | 0 | 0 | 0 | 0 | 0 | 0 | 0 | 0 | 0 | 0 | 0 | 0 | 0 | 0 | 7742.7238
2025-07-03 | 6688.014 | 0 | 4.9 | 0 | 0 | 1 | 0 | 0 | 0 | 0 | 0 | 0 | 0 | 0 | 0 | 0 | 0 | 0 | 0 | 0 | 0 | 0 | 0 | 0 | 0 | 0 | 0 | 0 | 7265.9907
2025-07-03 | 6292.992 | 0 | 3.2 | 0 | 0 | 0 | 1 | 0 | 0 | 0 | 0 | 0 | 0 | 0 | 0 | 0 | 0 | 0 | 0 | 0 | 0 | 0 | 0 | 0 | 0 | 0 | 0 | 0 | 6065.8735
2025-07-03 | 6147.902 | 0 | 2 | 0 | 0 | 0 | 0 | 1 | 0 | 0 | 0 | 0 | 0 | 0 | 0 | 0 | 0 | 0 | 0 | 0 | 0 | 0 | 0 | 0 | 0 | 0 | 0 | 0 | 5334.8613
2025-07-03 | 6450.381 | 0 | 1.7 | 0 | 0 | 0 | 0 | 0 | 1 | 0 | 0 | 0 | 0 | 0 | 0 | 0 | 0 | 0 | 0 | 0 | 0 | 0 | 0 | 0 | 0 | 0 | 0 | 0 | 5344.1653
2025-07-03 | 7018.958 | 0 | 3 | 0 | 0 | 0 | 0 | 0 | 0 | 1 | 0 | 0 | 0 | 0 | 0 | 0 | 0 | 0 | 0 | 0 | 0 | 0 | 0 | 0 | 0 | 0 | 0 | 0 | 6624.6162
2025-07-03 | 7525.947 | 0 | 3 | 0 | 0 | 0 | 0 | 0 | 0 | 0 | 1 | 0 | 0 | 0 | 0 | 0 | 0 | 0 | 0 | 0 | 0 | 0 | 0 | 0 | 0 | 0 | 0 | 0 | 7400.5693
2025-07-03 | 8084.294 | 0 | 2.6 | 0 | 0 | 0 | 0 | 0 | 0 | 0 | 0 | 1 | 0 | 0 | 0 | 0 | 0 | 0 | 0 | 0 | 0 | 0 | 0 | 0 | 0 | 0 | 0 | 0 | 7839.6306
2025-07-03 | 8493.525 | 0 | 3.1 | 0 | 0 | 0 | 0 | 0 | 0 | 0 | 0 | 0 | 1 | 0 | 0 | 0 | 0 | 0 | 0 | 0 | 0 | 0 | 0 | 0 | 0 | 0 | 0 | 0 | 8468.2431
2025-07-03 | 9353.14 | 0 | 4.2 | 0 | 0 | 0 | 0 | 0 | 0 | 0 | 0 | 0 | 0 | 1 | 0 | 0 | 0 | 0 | 0 | 0 | 0 | 0 | 0 | 0 | 0 | 0 | 0 | 0 | 9209.9666
2025-07-03 | 10052.994 | 0 | 7.6 | 0 | 0 | 0 | 0 | 0 | 0 | 0 | 0 | 0 | 0 | 0 | 1 | 0 | 0 | 0 | 0 | 0 | 0 | 0 | 0 | 0 | 0 | 0 | 0 | 0 | 11224.3198
2025-07-03 | 10479.608 | 0 | 9.1 | 0 | 0 | 0 | 0 | 0 | 0 | 0 | 0 | 0 | 0 | 0 | 0 | 1 | 0 | 0 | 0 | 0 | 0 | 0 | 0 | 0 | 0 | 0 | 0 | 0 | 12192.0764
2025-07-03 | 10489.308 | 0 | 8.9 | 0 | 0 | 0 | 0 | 0 | 0 | 0 | 0 | 0 | 0 | 0 | 0 | 0 | 1 | 0 | 0 | 0 | 0 | 0 | 0 | 0 | 0 | 0 | 0 | 0 | 11987.5741
2025-07-03 | 10945.738 | 0 | 7.3 | 0 | 0 | 0 | 0 | 0 | 0 | 0 | 0 | 0 | 0 | 0 | 0 | 0 | 0 | 1 | 0 | 0 | 0 | 0 | 0 | 0 | 0 | 0 | 0 | 0 | 10995.3117
2025-07-03 | 11769.937 | 0 | 8.7 | 0 | 0 | 0 | 0 | 0 | 0 | 0 | 0 | 0 | 0 | 0 | 0 | 0 | 0 | 0 | 1 | 0 | 0 | 0 | 0 | 0 | 0 | 0 | 0 | 0 | 11980.711
2025-07-03 | 12975.82 | 0 | 7.5 | 0 | 0 | 0 | 0 | 0 | 0 | 0 | 0 | 0 | 0 | 0 | 0 | 0 | 0 | 0 | 0 | 1 | 0 | 0 | 0 | 0 | 0 | 0 | 0 | 0 | 11987.6229
2025-07-03 | 14249.291 | 0 | 6.9 | 0 | 0 | 0 | 0 | 0 | 0 | 0 | 0 | 0 | 0 | 0 | 0 | 0 | 0 | 0 | 0 | 0 | 1 | 0 | 0 | 0 | 0 | 0 | 0 | 0 | 12676.6675
2025-07-03 | 14493.372 | 0 | 6.4 | 0 | 0 | 0 | 0 | 0 | 0 | 0 | 0 | 0 | 0 | 0 | 0 | 0 | 0 | 0 | 0 | 0 | 0 | 1 | 0 | 0 | 0 | 0 | 0 | 0 | 12882.7332
2025-07-03 | 13960.505 | 0 | 5.3 | 0 | 0 | 0 | 0 | 0 | 0 | 0 | 0 | 0 | 0 | 0 | 0 | 0 | 0 | 0 | 0 | 0 | 0 | 0 | 1 | 0 | 0 | 0 | 0 | 0 | 12235.5065
2025-07-03 | 13104.354 | 0 | 4.4 | 0 | 0 | 0 | 0 | 0 | 0 | 0 | 0 | 0 | 0 | 0 | 0 | 0 | 0 | 0 | 0 | 0 | 0 | 0 | 0 | 1 | 0 | 0 | 0 | 0 | 11630.7512
2025-07-03 | 12137.463 | 0 | 2.8 | 0 | 0 | 0 | 0 | 0 | 0 | 0 | 0 | 0 | 0 | 0 | 0 | 0 | 0 | 0 | 0 | 0 | 0 | 0 | 0 | 0 | 1 | 0 | 0 | 0 | 10337.2377
2025-07-03 | 10784.865 | 0 | 1.9 | 0 | 0 | 0 | 0 | 0 | 0 | 0 | 0 | 0 | 0 | 0 | 0 | 0 | 0 | 0 | 0 | 0 | 0 | 0 | 0 | 0 | 0 | 1 | 0 | 0 | 8848.8938
2025-07-03 | 9190.398 | 0 | 1.1 | 0 | 0 | 0 | 0 | 0 | 0 | 0 | 0 | 0 | 0 | 0 | 0 | 0 | 0 | 0 | 0 | 0 | 0 | 0 | 0 | 0 | 0 | 0 | 1 | 0 | 7228.3528
2025-07-03 | 7703.647 | 0 | 0.2 | 0 | 0 | 0 | 0 | 0 | 0 | 0 | 0 | 0 | 0 | 0 | 0 | 0 | 0 | 0 | 0 | 0 | 0 | 0 | 0 | 0 | 0 | 0 | 0 | 1 | 5704.1452
2025-07-04 | 6724.42 | 1.4 | 0 | 0 | 1 | 0 | 0 | 0 | 0 | 0 | 0 | 0 | 0 | 0 | 0 | 0 | 0 | 0 | 0 | 0 | 0 | 0 | 0 | 0 | 0 | 0 | 0 | 0 | 5123.8268
2025-07-04 | 6168.801 | 2.1 | 0 | 0 | 0 | 1 | 0 | 0 | 0 | 0 | 0 | 0 | 0 | 0 | 0 | 0 | 0 | 0 | 0 | 0 | 0 | 0 | 0 | 0 | 0 | 0 | 0 | 0 | 4823.4021
2025-07-04 | 5764.621 | 2.2 | 0 | 0 | 0 | 0 | 1 | 0 | 0 | 0 | 0 | 0 | 0 | 0 | 0 | 0 | 0 | 0 | 0 | 0 | 0 | 0 | 0 | 0 | 0 | 0 | 0 | 0 | 4611.7647
2025-07-04 | 5657.384 | 2.6 | 0 | 0 | 0 | 0 | 0 | 1 | 0 | 0 | 0 | 0 | 0 | 0 | 0 | 0 | 0 | 0 | 0 | 0 | 0 | 0 | 0 | 0 | 0 | 0 | 0 | 0 | 4634.58
2025-07-04 | 5821.631 | 3.3 | 0 | 0 | 0 | 0 | 0 | 0 | 1 | 0 | 0 | 0 | 0 | 0 | 0 | 0 | 0 | 0 | 0 | 0 | 0 | 0 | 0 | 0 | 0 | 0 | 0 | 0 | 4934.4813
2025-07-04 | 6428.867 | 3.5 | 0 | 0 | 0 | 0 | 0 | 0 | 0 | 1 | 0 | 0 | 0 | 0 | 0 | 0 | 0 | 0 | 0 | 0 | 0 | 0 | 0 | 0 | 0 | 0 | 0 | 0 | 5506.1006
2025-07-04 | 7078.768 | 1.9 | 0 | 0 | 0 | 0 | 0 | 0 | 0 | 0 | 1 | 0 | 0 | 0 | 0 | 0 | 0 | 0 | 0 | 0 | 0 | 0 | 0 | 0 | 0 | 0 | 0 | 0 | 6009.6792
2025-07-04 | 7921.025 | 0 | 0.5 | 0 | 0 | 0 | 0 | 0 | 0 | 0 | 0 | 1 | 0 | 0 | 0 | 0 | 0 | 0 | 0 | 0 | 0 | 0 | 0 | 0 | 0 | 0 | 0 | 0 | 6639.5963
2025-07-04 | 8466.474 | 0 | 3.1 | 0 | 0 | 0 | 0 | 0 | 0 | 0 | 0 | 0 | 1 | 0 | 0 | 0 | 0 | 0 | 0 | 0 | 0 | 0 | 0 | 0 | 0 | 0 | 0 | 0 | 8468.2431
2025-07-04 | 8829.905 | 0 | 4.4 | 0 | 0 | 0 | 0 | 0 | 0 | 0 | 0 | 0 | 0 | 1 | 0 | 0 | 0 | 0 | 0 | 0 | 0 | 0 | 0 | 0 | 0 | 0 | 0 | 0 | 9324.2556
2025-07-04 | 9130.633 | 0 | 5.6 | 0 | 0 | 0 | 0 | 0 | 0 | 0 | 0 | 0 | 0 | 0 | 1 | 0 | 0 | 0 | 0 | 0 | 0 | 0 | 0 | 0 | 0 | 0 | 0 | 0 | 10081.43
2025-07-04 | 9497.463 | 0 | 6 | 0 | 0 | 0 | 0 | 0 | 0 | 0 | 0 | 0 | 0 | 0 | 0 | 1 | 0 | 0 | 0 | 0 | 0 | 0 | 0 | 0 | 0 | 0 | 0 | 0 | 10420.5971
2025-07-04 | 9794.216 | 0 | 6.6 | 0 | 0 | 0 | 0 | 0 | 0 | 0 | 0 | 0 | 0 | 0 | 0 | 0 | 1 | 0 | 0 | 0 | 0 | 0 | 0 | 0 | 0 | 0 | 0 | 0 | 10673.2508
2025-07-04 | 10036.632 | 0 | 7.3 | 0 | 0 | 0 | 0 | 0 | 0 | 0 | 0 | 0 | 0 | 0 | 0 | 0 | 0 | 1 | 0 | 0 | 0 | 0 | 0 | 0 | 0 | 0 | 0 | 0 | 10995.3117
2025-07-04 | 10570.369 | 0 | 7.5 | 0 | 0 | 0 | 0 | 0 | 0 | 0 | 0 | 0 | 0 | 0 | 0 | 0 | 0 | 0 | 1 | 0 | 0 | 0 | 0 | 0 | 0 | 0 | 0 | 0 | 11294.9771
2025-07-04 | 11548.536 | 0 | 8.2 | 0 | 0 | 0 | 0 | 0 | 0 | 0 | 0 | 0 | 0 | 0 | 0 | 0 | 0 | 0 | 0 | 1 | 0 | 0 | 0 | 0 | 0 | 0 | 0 | 0 | 12387.6344
2025-07-04 | 12692.534 | 0 | 7.7 | 0 | 0 | 0 | 0 | 0 | 0 | 0 | 0 | 0 | 0 | 0 | 0 | 0 | 0 | 0 | 0 | 0 | 1 | 0 | 0 | 0 | 0 | 0 | 0 | 0 | 13133.8234
2025-07-04 | 12953.873 | 0 | 7.6 | 0 | 0 | 0 | 0 | 0 | 0 | 0 | 0 | 0 | 0 | 0 | 0 | 0 | 0 | 0 | 0 | 0 | 0 | 1 | 0 | 0 | 0 | 0 | 0 | 0 | 13568.4671
2025-07-04 | 12492.244 | 0 | 6.2 | 0 | 0 | 0 | 0 | 0 | 0 | 0 | 0 | 0 | 0 | 0 | 0 | 0 | 0 | 0 | 0 | 0 | 0 | 0 | 1 | 0 | 0 | 0 | 0 | 0 | 12749.8069
2025-07-04 | 11622.39 | 0 | 5.4 | 0 | 0 | 0 | 0 | 0 | 0 | 0 | 0 | 0 | 0 | 0 | 0 | 0 | 0 | 0 | 0 | 0 | 0 | 0 | 0 | 1 | 0 | 0 | 0 | 0 | 12202.1961
2025-07-04 | 11024.071 | 0 | 4.5 | 0 | 0 | 0 | 0 | 0 | 0 | 0 | 0 | 0 | 0 | 0 | 0 | 0 | 0 | 0 | 0 | 0 | 0 | 0 | 0 | 0 | 1 | 0 | 0 | 0 | 11308.6941
2025-07-04 | 10053.047 | 0 | 3.6 | 0 | 0 | 0 | 0 | 0 | 0 | 0 | 0 | 0 | 0 | 0 | 0 | 0 | 0 | 0 | 0 | 0 | 0 | 0 | 0 | 0 | 0 | 1 | 0 | 0 | 9820.3502
2025-07-04 | 8781.98 | 0 | 3.3 | 0 | 0 | 0 | 0 | 0 | 0 | 0 | 0 | 0 | 0 | 0 | 0 | 0 | 0 | 0 | 0 | 0 | 0 | 0 | 0 | 0 | 0 | 0 | 1 | 0 | 8485.5317
2025-07-04 | 7593.444 | 0 | 3.1 | 0 | 0 | 0 | 0 | 0 | 0 | 0 | 0 | 0 | 0 | 0 | 0 | 0 | 0 | 0 | 0 | 0 | 0 | 0 | 0 | 0 | 0 | 0 | 0 | 1 | 7361.3355
2025-07-05 | 6628.911 | 0 | 2.5 | 1 | 1 | 0 | 0 | 0 | 0 | 0 | 0 | 0 | 0 | 0 | 0 | 0 | 0 | 0 | 0 | 0 | 0 | 0 | 0 | 0 | 0 | 0 | 0 | 0 | 6797.2428
2025-07-05 | 6029.363 | 0 | 2.2 | 1 | 0 | 1 | 0 | 0 | 0 | 0 | 0 | 0 | 0 | 0 | 0 | 0 | 0 | 0 | 0 | 0 | 0 | 0 | 0 | 0 | 0 | 0 | 0 | 0 | 6206.2208
2025-07-05 | 5669.942 | 0 | 2.6 | 1 | 0 | 0 | 1 | 0 | 0 | 0 | 0 | 0 | 0 | 0 | 0 | 0 | 0 | 0 | 0 | 0 | 0 | 0 | 0 | 0 | 0 | 0 | 0 | 0 | 6206.1379
2025-07-05 | 5565.776 | 0 | 2.1 | 1 | 0 | 0 | 0 | 1 | 0 | 0 | 0 | 0 | 0 | 0 | 0 | 0 | 0 | 0 | 0 | 0 | 0 | 0 | 0 | 0 | 0 | 0 | 0 | 0 | 5875.1371
2025-07-05 | 5582.96 | 0 | 2.2 | 1 | 0 | 0 | 0 | 0 | 1 | 0 | 0 | 0 | 0 | 0 | 0 | 0 | 0 | 0 | 0 | 0 | 0 | 0 | 0 | 0 | 0 | 0 | 0 | 0 | 6113.0191
2025-07-05 | 5982.617 | 0 | 1.7 | 1 | 0 | 0 | 0 | 0 | 0 | 1 | 0 | 0 | 0 | 0 | 0 | 0 | 0 | 0 | 0 | 0 | 0 | 0 | 0 | 0 | 0 | 0 | 0 | 0 | 6364.8691
2025-07-05 | 6733.891 | 0 | 2.2 | 1 | 0 | 0 | 0 | 0 | 0 | 0 | 1 | 0 | 0 | 0 | 0 | 0 | 0 | 0 | 0 | 0 | 0 | 0 | 0 | 0 | 0 | 0 | 0 | 0 | 7426.5447
2025-07-05 | 7847.251 | 0 | 3.6 | 1 | 0 | 0 | 0 | 0 | 0 | 0 | 0 | 1 | 0 | 0 | 0 | 0 | 0 | 0 | 0 | 0 | 0 | 0 | 0 | 0 | 0 | 0 | 0 | 0 | 8894.2069
2025-07-05 | 8939.754 | 0 | 5.2 | 1 | 0 | 0 | 0 | 0 | 0 | 0 | 0 | 0 | 1 | 0 | 0 | 0 | 0 | 0 | 0 | 0 | 0 | 0 | 0 | 0 | 0 | 0 | 0 | 0 | 10151.4088
2025-07-05 | 9872.465 | 0 | 7.4 | 1 | 0 | 0 | 0 | 0 | 0 | 0 | 0 | 0 | 0 | 1 | 0 | 0 | 0 | 0 | 0 | 0 | 0 | 0 | 0 | 0 | 0 | 0 | 0 | 0 | 11521.7217
2025-07-05 | 10655.532 | 0 | 8.6 | 1 | 0 | 0 | 0 | 0 | 0 | 0 | 0 | 0 | 0 | 0 | 1 | 0 | 0 | 0 | 0 | 0 | 0 | 0 | 0 | 0 | 0 | 0 | 0 | 0 | 12278.8961
2025-07-05 | 11224.435 | 0 | 9.6 | 1 | 0 | 0 | 0 | 0 | 0 | 0 | 0 | 0 | 0 | 0 | 0 | 1 | 0 | 0 | 0 | 0 | 0 | 0 | 0 | 0 | 0 | 0 | 0 | 0 | 12960.9302
2025-07-05 | 11593.681 | 0 | 11.1 | 1 | 0 | 0 | 0 | 0 | 0 | 0 | 0 | 0 | 0 | 0 | 0 | 0 | 1 | 0 | 0 | 0 | 0 | 0 | 0 | 0 | 0 | 0 | 0 | 0 | 13727.8843
2025-07-05 | 11917.129 | 0 | 11 | 1 | 0 | 0 | 0 | 0 | 0 | 0 | 0 | 0 | 0 | 0 | 0 | 0 | 0 | 1 | 0 | 0 | 0 | 0 | 0 | 0 | 0 | 0 | 0 | 0 | 13592.7893
2025-07-05 | 12614.271 | 0 | 11.6 | 1 | 0 | 0 | 0 | 0 | 0 | 0 | 0 | 0 | 0 | 0 | 0 | 0 | 0 | 0 | 1 | 0 | 0 | 0 | 0 | 0 | 0 | 0 | 0 | 0 | 14121.0327
2025-07-05 | 13816.873 | 0 | 11.2 | 1 | 0 | 0 | 0 | 0 | 0 | 0 | 0 | 0 | 0 | 0 | 0 | 0 | 0 | 0 | 0 | 1 | 0 | 0 | 0 | 0 | 0 | 0 | 0 | 0 | 14585.1005
2025-07-05 | 15006.998 | 0 | 9.8 | 1 | 0 | 0 | 0 | 0 | 0 | 0 | 0 | 0 | 0 | 0 | 0 | 0 | 0 | 0 | 0 | 0 | 1 | 0 | 0 | 0 | 0 | 0 | 0 | 0 | 14816.9891
2025-07-05 | 15175.21 | 0 | 11 | 1 | 0 | 0 | 0 | 0 | 0 | 0 | 0 | 0 | 0 | 0 | 0 | 0 | 0 | 0 | 0 | 0 | 0 | 1 | 0 | 0 | 0 | 0 | 0 | 0 | 15994.5111
2025-07-05 | 14710.235 | 0 | 6.8 | 1 | 0 | 0 | 0 | 0 | 0 | 0 | 0 | 0 | 0 | 0 | 0 | 0 | 0 | 0 | 0 | 0 | 0 | 0 | 1 | 0 | 0 | 0 | 0 | 0 | 13575.8052
2025-07-05 | 13827.19 | 0 | 9.2 | 1 | 0 | 0 | 0 | 0 | 0 | 0 | 0 | 0 | 0 | 0 | 0 | 0 | 0 | 0 | 0 | 0 | 0 | 0 | 0 | 1 | 0 | 0 | 0 | 0 | 14856.8182
2025-07-05 | 13130.234 | 0 | 9.1 | 1 | 0 | 0 | 0 | 0 | 0 | 0 | 0 | 0 | 0 | 0 | 0 | 0 | 0 | 0 | 0 | 0 | 0 | 0 | 0 | 0 | 1 | 0 | 0 | 0 | 14420.4721
2025-07-05 | 12221.479 | 0 | 8.9 | 1 | 0 | 0 | 0 | 0 | 0 | 0 | 0 | 0 | 0 | 0 | 0 | 0 | 0 | 0 | 0 | 0 | 0 | 0 | 0 | 0 | 0 | 1 | 0 | 0 | 13332.1396
2025-07-05 | 10915.414 | 0 | 7.9 | 1 | 0 | 0 | 0 | 0 | 0 | 0 | 0 | 0 | 0 | 0 | 0 | 0 | 0 | 0 | 0 | 0 | 0 | 0 | 0 | 0 | 0 | 0 | 1 | 0 | 11597.3097
2025-07-05 | 9445.933 | 0 | 7.5 | 1 | 0 | 0 | 0 | 0 | 0 | 0 | 0 | 0 | 0 | 0 | 0 | 0 | 0 | 0 | 0 | 0 | 0 | 0 | 0 | 0 | 0 | 0 | 0 | 1 | 10358.8245
2025-07-06 | 8345.249 | 0 | 7.1 | 1 | 1 | 0 | 0 | 0 | 0 | 0 | 0 | 0 | 0 | 0 | 0 | 0 | 0 | 0 | 0 | 0 | 0 | 0 | 0 | 0 | 0 | 0 | 0 | 0 | 9425.8894
2025-07-06 | 7547.983 | 0 | 6.7 | 1 | 0 | 1 | 0 | 0 | 0 | 0 | 0 | 0 | 0 | 0 | 0 | 0 | 0 | 0 | 0 | 0 | 0 | 0 | 0 | 0 | 0 | 0 | 0 | 0 | 8777.7229
2025-07-06 | 7044.904 | 0 | 5.2 | 1 | 0 | 0 | 1 | 0 | 0 | 0 | 0 | 0 | 0 | 0 | 0 | 0 | 0 | 0 | 0 | 0 | 0 | 0 | 0 | 0 | 0 | 0 | 0 | 0 | 7691.8947
2025-07-06 | 6667.425 | 0 | 6.2 | 1 | 0 | 0 | 0 | 1 | 0 | 0 | 0 | 0 | 0 | 0 | 0 | 0 | 0 | 0 | 0 | 0 | 0 | 0 | 0 | 0 | 0 | 0 | 0 | 0 | 8218.0613
2025-07-06 | 6532.833 | 0 | 4.6 | 1 | 0 | 0 | 0 | 0 | 1 | 0 | 0 | 0 | 0 | 0 | 0 | 0 | 0 | 0 | 0 | 0 | 0 | 0 | 0 | 0 | 0 | 0 | 0 | 0 | 7484.4869
2025-07-06 | 6946.878 | 0 | 5.6 | 1 | 0 | 0 | 0 | 0 | 0 | 1 | 0 | 0 | 0 | 0 | 0 | 0 | 0 | 0 | 0 | 0 | 0 | 0 | 0 | 0 | 0 | 0 | 0 | 0 | 8593.5043
2025-07-06 | 7979.276 | 0 | 6.7 | 1 | 0 | 0 | 0 | 0 | 0 | 0 | 1 | 0 | 0 | 0 | 0 | 0 | 0 | 0 | 0 | 0 | 0 | 0 | 0 | 0 | 0 | 0 | 0 | 0 | 9998.0468
2025-07-06 | 9505.629 | 0 | 7.6 | 1 | 0 | 0 | 0 | 0 | 0 | 0 | 0 | 1 | 0 | 0 | 0 | 0 | 0 | 0 | 0 | 0 | 0 | 0 | 0 | 0 | 0 | 0 | 0 | 0 | 11179.9866
2025-07-06 | 11759.947 | 0 | 9.8 | 1 | 0 | 0 | 0 | 0 | 0 | 0 | 0 | 0 | 1 | 0 | 0 | 0 | 0 | 0 | 0 | 0 | 0 | 0 | 0 | 0 | 0 | 0 | 0 | 0 | 12780.0554
2025-07-06 | 13589.709 | 0 | 12 | 1 | 0 | 0 | 0 | 0 | 0 | 0 | 0 | 0 | 0 | 1 | 0 | 0 | 0 | 0 | 0 | 0 | 0 | 0 | 0 | 0 | 0 | 0 | 0 | 0 | 14150.3683
2025-07-06 | 14762.195 | 0 | 13.8 | 1 | 0 | 0 | 0 | 0 | 0 | 0 | 0 | 0 | 0 | 0 | 1 | 0 | 0 | 0 | 0 | 0 | 0 | 0 | 0 | 0 | 0 | 0 | 0 | 0 | 15250.4097
2025-07-06 | 15747.782 | 0 | 14.3 | 1 | 0 | 0 | 0 | 0 | 0 | 0 | 0 | 0 | 0 | 0 | 0 | 1 | 0 | 0 | 0 | 0 | 0 | 0 | 0 | 0 | 0 | 0 | 0 | 0 | 15646.7213
2025-07-06 | 16372.304 | 0 | 14.4 | 1 | 0 | 0 | 0 | 0 | 0 | 0 | 0 | 0 | 0 | 0 | 0 | 0 | 1 | 0 | 0 | 0 | 0 | 0 | 0 | 0 | 0 | 0 | 0 | 0 | 15613.6525
2025-07-06 | 16930.032 | 0 | 15.4 | 1 | 0 | 0 | 0 | 0 | 0 | 0 | 0 | 0 | 0 | 0 | 0 | 0 | 0 | 1 | 0 | 0 | 0 | 0 | 0 | 0 | 0 | 0 | 0 | 0 | 16107.1469
2025-07-06 | 17738.626 | 0 | 16 | 1 | 0 | 0 | 0 | 0 | 0 | 0 | 0 | 0 | 0 | 0 | 0 | 0 | 0 | 0 | 1 | 0 | 0 | 0 | 0 | 0 | 0 | 0 | 0 | 0 | 16635.3903
2025-07-06 | 18719.815 | 0 | 15.9 | 1 | 0 | 0 | 0 | 0 | 0 | 0 | 0 | 0 | 0 | 0 | 0 | 0 | 0 | 0 | 0 | 1 | 0 | 0 | 0 | 0 | 0 | 0 | 0 | 0 | 17270.8916
2025-07-06 | 19564.598 | 0 | 16.3 | 1 | 0 | 0 | 0 | 0 | 0 | 0 | 0 | 0 | 0 | 0 | 0 | 0 | 0 | 0 | 0 | 0 | 1 | 0 | 0 | 0 | 0 | 0 | 0 | 0 | 18531.3811
2025-07-06 | 19496.09 | 0 | 15.2 | 1 | 0 | 0 | 0 | 0 | 0 | 0 | 0 | 0 | 0 | 0 | 0 | 0 | 0 | 0 | 0 | 0 | 0 | 1 | 0 | 0 | 0 | 0 | 0 | 0 | 18394.5798
2025-07-06 | 18672.387 | 0 | 14.3 | 1 | 0 | 0 | 0 | 0 | 0 | 0 | 0 | 0 | 0 | 0 | 0 | 0 | 0 | 0 | 0 | 0 | 0 | 0 | 1 | 0 | 0 | 0 | 0 | 0 | 17861.6421
2025-07-06 | 17450.438 | 0 | 13.6 | 1 | 0 | 0 | 0 | 0 | 0 | 0 | 0 | 0 | 0 | 0 | 0 | 0 | 0 | 0 | 0 | 0 | 0 | 0 | 0 | 1 | 0 | 0 | 0 | 0 | 17371.1758
2025-07-06 | 16411.67 | 0 | 12.4 | 1 | 0 | 0 | 0 | 0 | 0 | 0 | 0 | 0 | 0 | 0 | 0 | 0 | 0 | 0 | 0 | 0 | 0 | 0 | 0 | 0 | 1 | 0 | 0 | 0 | 16306.2403
2025-07-06 | 14657.824 | 0 | 11.9 | 1 | 0 | 0 | 0 | 0 | 0 | 0 | 0 | 0 | 0 | 0 | 0 | 0 | 0 | 0 | 0 | 0 | 0 | 0 | 0 | 0 | 0 | 1 | 0 | 0 | 15046.4744
2025-07-06 | 12503.432 | 0 | 11 | 1 | 0 | 0 | 0 | 0 | 0 | 0 | 0 | 0 | 0 | 0 | 0 | 0 | 0 | 0 | 0 | 0 | 0 | 0 | 0 | 0 | 0 | 0 | 1 | 0 | 13368.7889
2025-07-06 | 10569.417 | 0 | 10.1 | 1 | 0 | 0 | 0 | 0 | 0 | 0 | 0 | 0 | 0 | 0 | 0 | 0 | 0 | 0 | 0 | 0 | 0 | 0 | 0 | 0 | 0 | 0 | 0 | 1 | 11844.5813
2025-07-07 | 9275.818 | 0 | 9.4 | 0 | 1 | 0 | 0 | 0 | 0 | 0 | 0 | 0 | 0 | 0 | 0 | 0 | 0 | 0 | 0 | 0 | 0 | 0 | 0 | 0 | 0 | 0 | 0 | 0 | 10257.0814
2025-07-07 | 8554.202 | 0 | 9.2 | 0 | 0 | 1 | 0 | 0 | 0 | 0 | 0 | 0 | 0 | 0 | 0 | 0 | 0 | 0 | 0 | 0 | 0 | 0 | 0 | 0 | 0 | 0 | 0 | 0 | 9723.2039
2025-07-07 | 8194.837 | 0 | 9 | 0 | 0 | 0 | 1 | 0 | 0 | 0 | 0 | 0 | 0 | 0 | 0 | 0 | 0 | 0 | 0 | 0 | 0 | 0 | 0 | 0 | 0 | 0 | 0 | 0 | 9380.254
2025-07-07 | 7922.765 | 0 | 8.6 | 0 | 0 | 0 | 0 | 1 | 0 | 0 | 0 | 0 | 0 | 0 | 0 | 0 | 0 | 0 | 0 | 0 | 0 | 0 | 0 | 0 | 0 | 0 | 0 | 0 | 9106.3978
2025-07-07 | 8113.314 | 0 | 7.6 | 0 | 0 | 0 | 0 | 0 | 1 | 0 | 0 | 0 | 0 | 0 | 0 | 0 | 0 | 0 | 0 | 0 | 0 | 0 | 0 | 0 | 0 | 0 | 0 | 0 | 8715.6903
2025-07-07 | 8605.462 | 0 | 6.8 | 0 | 0 | 0 | 0 | 0 | 0 | 1 | 0 | 0 | 0 | 0 | 0 | 0 | 0 | 0 | 0 | 0 | 0 | 0 | 0 | 0 | 0 | 0 | 0 | 0 | 8796.1069
2025-07-07 | 9084.701 | 0 | 7.1 | 0 | 0 | 0 | 0 | 0 | 0 | 0 | 1 | 0 | 0 | 0 | 0 | 0 | 0 | 0 | 0 | 0 | 0 | 0 | 0 | 0 | 0 | 0 | 0 | 0 | 9743.4935
2025-07-07 | 10730.612 | 0 | 8.4 | 0 | 0 | 0 | 0 | 0 | 0 | 0 | 0 | 1 | 0 | 0 | 0 | 0 | 0 | 0 | 0 | 0 | 0 | 0 | 0 | 0 | 0 | 0 | 0 | 0 | 11154.0112
2025-07-07 | 11604.706 | 0 | 8.5 | 0 | 0 | 0 | 0 | 0 | 0 | 0 | 0 | 0 | 1 | 0 | 0 | 0 | 0 | 0 | 0 | 0 | 0 | 0 | 0 | 0 | 0 | 0 | 0 | 0 | 11554.0457
2025-07-07 | 12593.056 | 0 | 10.1 | 0 | 0 | 0 | 0 | 0 | 0 | 0 | 0 | 0 | 0 | 1 | 0 | 0 | 0 | 0 | 0 | 0 | 0 | 0 | 0 | 0 | 0 | 0 | 0 | 0 | 12581.4916
2025-07-07 | 13577.733 | 0 | 10.6 | 0 | 0 | 0 | 0 | 0 | 0 | 0 | 0 | 0 | 0 | 0 | 1 | 0 | 0 | 0 | 0 | 0 | 0 | 0 | 0 | 0 | 0 | 0 | 0 | 0 | 12938.6546
2025-07-07 | 14444.263 | 0 | 10.5 | 0 | 0 | 0 | 0 | 0 | 0 | 0 | 0 | 0 | 0 | 0 | 0 | 1 | 0 | 0 | 0 | 0 | 0 | 0 | 0 | 0 | 0 | 0 | 0 | 0 | 12992.0993
2025-07-07 | 14751.739 | 0 | 10 | 0 | 0 | 0 | 0 | 0 | 0 | 0 | 0 | 0 | 0 | 0 | 0 | 0 | 1 | 0 | 0 | 0 | 0 | 0 | 0 | 0 | 0 | 0 | 0 | 0 | 12616.1635
2025-07-07 | 14705.055 | 0 | 10.7 | 0 | 0 | 0 | 0 | 0 | 0 | 0 | 0 | 0 | 0 | 0 | 0 | 0 | 0 | 1 | 0 | 0 | 0 | 0 | 0 | 0 | 0 | 0 | 0 | 0 | 12938.2245
2025-07-07 | 14801.117 | 0 | 10.8 | 0 | 0 | 0 | 0 | 0 | 0 | 0 | 0 | 0 | 0 | 0 | 0 | 0 | 0 | 0 | 1 | 0 | 0 | 0 | 0 | 0 | 0 | 0 | 0 | 0 | 13180.7454
2025-07-07 | 16524.101 | 0 | 10 | 0 | 0 | 0 | 0 | 0 | 0 | 0 | 0 | 0 | 0 | 0 | 0 | 0 | 0 | 0 | 0 | 1 | 0 | 0 | 0 | 0 | 0 | 0 | 0 | 0 | 13416.2352
2025-07-07 | 17667.919 | 0 | 8.1 | 0 | 0 | 0 | 0 | 0 | 0 | 0 | 0 | 0 | 0 | 0 | 0 | 0 | 0 | 0 | 0 | 0 | 1 | 0 | 0 | 0 | 0 | 0 | 0 | 0 | 13362.4014
2025-07-07 | 17024.103 | 0 | 7.7 | 0 | 0 | 0 | 0 | 0 | 0 | 0 | 0 | 0 | 0 | 0 | 0 | 0 | 0 | 0 | 0 | 0 | 0 | 1 | 0 | 0 | 0 | 0 | 0 | 0 | 13625.6116
2025-07-07 | 16497.968 | 0 | 6.6 | 0 | 0 | 0 | 0 | 0 | 0 | 0 | 0 | 0 | 0 | 0 | 0 | 0 | 0 | 0 | 0 | 0 | 0 | 0 | 1 | 0 | 0 | 0 | 0 | 0 | 12978.3849
2025-07-07 | 15727.588 | 0 | 5.3 | 0 | 0 | 0 | 0 | 0 | 0 | 0 | 0 | 0 | 0 | 0 | 0 | 0 | 0 | 0 | 0 | 0 | 0 | 0 | 0 | 1 | 0 | 0 | 0 | 0 | 12145.0516
2025-07-07 | 14839.182 | 0 | 3.9 | 0 | 0 | 0 | 0 | 0 | 0 | 0 | 0 | 0 | 0 | 0 | 0 | 0 | 0 | 0 | 0 | 0 | 0 | 0 | 0 | 0 | 1 | 0 | 0 | 0 | 10965.8271
2025-07-07 | 13322.349 | 0 | 3.3 | 0 | 0 | 0 | 0 | 0 | 0 | 0 | 0 | 0 | 0 | 0 | 0 | 0 | 0 | 0 | 0 | 0 | 0 | 0 | 0 | 0 | 0 | 1 | 0 | 0 | 9648.9167
2025-07-07 | 11349.513 | 0 | 2.9 | 0 | 0 | 0 | 0 | 0 | 0 | 0 | 0 | 0 | 0 | 0 | 0 | 0 | 0 | 0 | 0 | 0 | 0 | 0 | 0 | 0 | 0 | 0 | 1 | 0 | 8256.9537
2025-07-07 | 9791.452 | 0 | 2.7 | 0 | 0 | 0 | 0 | 0 | 0 | 0 | 0 | 0 | 0 | 0 | 0 | 0 | 0 | 0 | 0 | 0 | 0 | 0 | 0 | 0 | 0 | 0 | 0 | 1 | 7132.7575
2025-07-08 | 8590.58 | 0 | 2.4 | 0 | 1 | 0 | 0 | 0 | 0 | 0 | 0 | 0 | 0 | 0 | 0 | 0 | 0 | 0 | 0 | 0 | 0 | 0 | 0 | 0 | 0 | 0 | 0 | 0 | 6256.967
2025-07-08 | 7813.898 | 0 | 2.3 | 0 | 0 | 1 | 0 | 0 | 0 | 0 | 0 | 0 | 0 | 0 | 0 | 0 | 0 | 0 | 0 | 0 | 0 | 0 | 0 | 0 | 0 | 0 | 0 | 0 | 5780.2339
2025-07-08 | 7295.831 | 0 | 2.3 | 0 | 0 | 0 | 1 | 0 | 0 | 0 | 0 | 0 | 0 | 0 | 0 | 0 | 0 | 0 | 0 | 0 | 0 | 0 | 0 | 0 | 0 | 0 | 0 | 0 | 5551.5731
2025-07-08 | 7049.015 | 0 | 1.9 | 0 | 0 | 0 | 0 | 1 | 0 | 0 | 0 | 0 | 0 | 0 | 0 | 0 | 0 | 0 | 0 | 0 | 0 | 0 | 0 | 0 | 0 | 0 | 0 | 0 | 5277.7168
2025-07-08 | 7225.875 | 0 | 1.5 | 0 | 0 | 0 | 0 | 0 | 1 | 0 | 0 | 0 | 0 | 0 | 0 | 0 | 0 | 0 | 0 | 0 | 0 | 0 | 0 | 0 | 0 | 0 | 0 | 0 | 5229.8763
2025-07-08 | 7676.559 | 0 | 1.3 | 0 | 0 | 0 | 0 | 0 | 0 | 1 | 0 | 0 | 0 | 0 | 0 | 0 | 0 | 0 | 0 | 0 | 0 | 0 | 0 | 0 | 0 | 0 | 0 | 0 | 5653.1598
2025-07-08 | 8276.506 | 0 | 1.9 | 0 | 0 | 0 | 0 | 0 | 0 | 0 | 1 | 0 | 0 | 0 | 0 | 0 | 0 | 0 | 0 | 0 | 0 | 0 | 0 | 0 | 0 | 0 | 0 | 0 | 6771.9799
2025-07-08 | 9408.33 | 0 | 2.1 | 0 | 0 | 0 | 0 | 0 | 0 | 0 | 0 | 1 | 0 | 0 | 0 | 0 | 0 | 0 | 0 | 0 | 0 | 0 | 0 | 0 | 0 | 0 | 0 | 0 | 7553.9081
2025-07-08 | 9682.452 | 0 | 3 | 0 | 0 | 0 | 0 | 0 | 0 | 0 | 0 | 0 | 1 | 0 | 0 | 0 | 0 | 0 | 0 | 0 | 0 | 0 | 0 | 0 | 0 | 0 | 0 | 0 | 8411.0986
2025-07-08 | 9757.426 | 0 | 3.4 | 0 | 0 | 0 | 0 | 0 | 0 | 0 | 0 | 0 | 0 | 1 | 0 | 0 | 0 | 0 | 0 | 0 | 0 | 0 | 0 | 0 | 0 | 0 | 0 | 0 | 8752.8107
2025-07-08 | 10106.377 | 0 | 4.2 | 0 | 0 | 0 | 0 | 0 | 0 | 0 | 0 | 0 | 0 | 0 | 1 | 0 | 0 | 0 | 0 | 0 | 0 | 0 | 0 | 0 | 0 | 0 | 0 | 0 | 9281.4071
2025-07-08 | 10681.163 | 0 | 4.6 | 0 | 0 | 0 | 0 | 0 | 0 | 0 | 0 | 0 | 0 | 0 | 0 | 1 | 0 | 0 | 0 | 0 | 0 | 0 | 0 | 0 | 0 | 0 | 0 | 0 | 9620.5742
2025-07-08 | 11247.351 | 0 | 5.4 | 0 | 0 | 0 | 0 | 0 | 0 | 0 | 0 | 0 | 0 | 0 | 0 | 0 | 1 | 0 | 0 | 0 | 0 | 0 | 0 | 0 | 0 | 0 | 0 | 0 | 9987.5169
2025-07-08 | 11622.158 | 0 | 5.9 | 0 | 0 | 0 | 0 | 0 | 0 | 0 | 0 | 0 | 0 | 0 | 0 | 0 | 0 | 1 | 0 | 0 | 0 | 0 | 0 | 0 | 0 | 0 | 0 | 0 | 10195.2888
2025-07-08 | 12492.475 | 0 | 7.1 | 0 | 0 | 0 | 0 | 0 | 0 | 0 | 0 | 0 | 0 | 0 | 0 | 0 | 0 | 0 | 1 | 0 | 0 | 0 | 0 | 0 | 0 | 0 | 0 | 0 | 11066.3992
2025-07-08 | 13582.707 | 0 | 7.6 | 0 | 0 | 0 | 0 | 0 | 0 | 0 | 0 | 0 | 0 | 0 | 0 | 0 | 0 | 0 | 0 | 1 | 0 | 0 | 0 | 0 | 0 | 0 | 0 | 0 | 12044.7674
2025-07-08 | 14791.918 | 0 | 7.1 | 0 | 0 | 0 | 0 | 0 | 0 | 0 | 0 | 0 | 0 | 0 | 0 | 0 | 0 | 0 | 0 | 0 | 1 | 0 | 0 | 0 | 0 | 0 | 0 | 0 | 12790.9565
2025-07-08 | 14892.987 | 0 | 5.8 | 0 | 0 | 0 | 0 | 0 | 0 | 0 | 0 | 0 | 0 | 0 | 0 | 0 | 0 | 0 | 0 | 0 | 0 | 1 | 0 | 0 | 0 | 0 | 0 | 0 | 12539.8662
2025-07-08 | 14448.784 | 0 | 5.8 | 0 | 0 | 0 | 0 | 0 | 0 | 0 | 0 | 0 | 0 | 0 | 0 | 0 | 0 | 0 | 0 | 0 | 0 | 0 | 1 | 0 | 0 | 0 | 0 | 0 | 12521.2289
2025-07-08 | 13752.024 | 0 | 4.8 | 0 | 0 | 0 | 0 | 0 | 0 | 0 | 0 | 0 | 0 | 0 | 0 | 0 | 0 | 0 | 0 | 0 | 0 | 0 | 0 | 1 | 0 | 0 | 0 | 0 | 11859.3292
2025-07-08 | 12948.229 | 0 | 4.4 | 0 | 0 | 0 | 0 | 0 | 0 | 0 | 0 | 0 | 0 | 0 | 0 | 0 | 0 | 0 | 0 | 0 | 0 | 0 | 0 | 0 | 1 | 0 | 0 | 0 | 11251.5496
2025-07-08 | 11719.919 | 0 | 4.2 | 0 | 0 | 0 | 0 | 0 | 0 | 0 | 0 | 0 | 0 | 0 | 0 | 0 | 0 | 0 | 0 | 0 | 0 | 0 | 0 | 0 | 0 | 1 | 0 | 0 | 10163.2171
2025-07-08 | 10053.738 | 0 | 4.1 | 0 | 0 | 0 | 0 | 0 | 0 | 0 | 0 | 0 | 0 | 0 | 0 | 0 | 0 | 0 | 0 | 0 | 0 | 0 | 0 | 0 | 0 | 0 | 1 | 0 | 8942.6876
2025-07-08 | 8619.476 | 0 | 3.5 | 0 | 0 | 0 | 0 | 0 | 0 | 0 | 0 | 0 | 0 | 0 | 0 | 0 | 0 | 0 | 0 | 0 | 0 | 0 | 0 | 0 | 0 | 0 | 0 | 1 | 7589.9135
2025-07-09 | 7528.367 | 0 | 3.5 | 0 | 1 | 0 | 0 | 0 | 0 | 0 | 0 | 0 | 0 | 0 | 0 | 0 | 0 | 0 | 0 | 0 | 0 | 0 | 0 | 0 | 0 | 0 | 0 | 0 | 6885.5564
2025-07-09 | 6815.658 | 0 | 2.6 | 0 | 0 | 1 | 0 | 0 | 0 | 0 | 0 | 0 | 0 | 0 | 0 | 0 | 0 | 0 | 0 | 0 | 0 | 0 | 0 | 0 | 0 | 0 | 0 | 0 | 5951.6674
2025-07-09 | 6423.462 | 0 | 2.2 | 0 | 0 | 0 | 1 | 0 | 0 | 0 | 0 | 0 | 0 | 0 | 0 | 0 | 0 | 0 | 0 | 0 | 0 | 0 | 0 | 0 | 0 | 0 | 0 | 0 | 5494.4286
2025-07-09 | 6209.873 | 0 | 1.5 | 0 | 0 | 0 | 0 | 1 | 0 | 0 | 0 | 0 | 0 | 0 | 0 | 0 | 0 | 0 | 0 | 0 | 0 | 0 | 0 | 0 | 0 | 0 | 0 | 0 | 5049.1388
2025-07-09 | 6432.5 | 0 | 1.1 | 0 | 0 | 0 | 0 | 0 | 1 | 0 | 0 | 0 | 0 | 0 | 0 | 0 | 0 | 0 | 0 | 0 | 0 | 0 | 0 | 0 | 0 | 0 | 0 | 0 | 5001.2983
2025-07-09 | 7094.357 | 0 | 1 | 0 | 0 | 0 | 0 | 0 | 0 | 1 | 0 | 0 | 0 | 0 | 0 | 0 | 0 | 0 | 0 | 0 | 0 | 0 | 0 | 0 | 0 | 0 | 0 | 0 | 5481.7263
2025-07-09 | 7739.914 | 0 | 1.9 | 0 | 0 | 0 | 0 | 0 | 0 | 0 | 1 | 0 | 0 | 0 | 0 | 0 | 0 | 0 | 0 | 0 | 0 | 0 | 0 | 0 | 0 | 0 | 0 | 0 | 6771.9799
2025-07-09 | 8276.402 | 0 | 3.5 | 0 | 0 | 0 | 0 | 0 | 0 | 0 | 0 | 1 | 0 | 0 | 0 | 0 | 0 | 0 | 0 | 0 | 0 | 0 | 0 | 0 | 0 | 0 | 0 | 0 | 8353.931
2025-07-09 | 8561.375 | 0 | 5.9 | 0 | 0 | 0 | 0 | 0 | 0 | 0 | 0 | 0 | 1 | 0 | 0 | 0 | 0 | 0 | 0 | 0 | 0 | 0 | 0 | 0 | 0 | 0 | 0 | 0 | 10068.2889
2025-07-09 | 8878.955 | 0 | 6.7 | 0 | 0 | 0 | 0 | 0 | 0 | 0 | 0 | 0 | 0 | 1 | 0 | 0 | 0 | 0 | 0 | 0 | 0 | 0 | 0 | 0 | 0 | 0 | 0 | 0 | 10638.5789
2025-07-09 | 10083.144 | 0 | 6.8 | 0 | 0 | 0 | 0 | 0 | 0 | 0 | 0 | 0 | 0 | 0 | 1 | 0 | 0 | 0 | 0 | 0 | 0 | 0 | 0 | 0 | 0 | 0 | 0 | 0 | 10767.1639
2025-07-09 | 11379.508 | 0 | 7.1 | 0 | 0 | 0 | 0 | 0 | 0 | 0 | 0 | 0 | 0 | 0 | 0 | 1 | 0 | 0 | 0 | 0 | 0 | 0 | 0 | 0 | 0 | 0 | 0 | 0 | 11049.1865
2025-07-09 | 12012.248 | 0 | 6.6 | 0 | 0 | 0 | 0 | 0 | 0 | 0 | 0 | 0 | 0 | 0 | 0 | 0 | 1 | 0 | 0 | 0 | 0 | 0 | 0 | 0 | 0 | 0 | 0 | 0 | 10673.2508
2025-07-09 | 12068.319 | 0 | 6.6 | 0 | 0 | 0 | 0 | 0 | 0 | 0 | 0 | 0 | 0 | 0 | 0 | 0 | 0 | 1 | 0 | 0 | 0 | 0 | 0 | 0 | 0 | 0 | 0 | 0 | 10595.3003
2025-07-09 | 11926.575 | 0 | 7.8 | 0 | 0 | 0 | 0 | 0 | 0 | 0 | 0 | 0 | 0 | 0 | 0 | 0 | 0 | 0 | 1 | 0 | 0 | 0 | 0 | 0 | 0 | 0 | 0 | 0 | 11466.4106
2025-07-09 | 12964.558 | 0 | 8.1 | 0 | 0 | 0 | 0 | 0 | 0 | 0 | 0 | 0 | 0 | 0 | 0 | 0 | 0 | 0 | 0 | 1 | 0 | 0 | 0 | 0 | 0 | 0 | 0 | 0 | 12330.4899
2025-07-09 | 14544.959 | 0 | 6.9 | 0 | 0 | 0 | 0 | 0 | 0 | 0 | 0 | 0 | 0 | 0 | 0 | 0 | 0 | 0 | 0 | 0 | 1 | 0 | 0 | 0 | 0 | 0 | 0 | 0 | 12676.6675
2025-07-09 | 14790.559 | 0 | 7 | 0 | 0 | 0 | 0 | 0 | 0 | 0 | 0 | 0 | 0 | 0 | 0 | 0 | 0 | 0 | 0 | 0 | 0 | 1 | 0 | 0 | 0 | 0 | 0 | 0 | 13225.6001
2025-07-09 | 13952.799 | 0 | 5.2 | 0 | 0 | 0 | 0 | 0 | 0 | 0 | 0 | 0 | 0 | 0 | 0 | 0 | 0 | 0 | 0 | 0 | 0 | 0 | 1 | 0 | 0 | 0 | 0 | 0 | 12178.362
2025-07-09 | 13411.902 | 0 | 2.2 | 0 | 0 | 0 | 0 | 0 | 0 | 0 | 0 | 0 | 0 | 0 | 0 | 0 | 0 | 0 | 0 | 0 | 0 | 0 | 0 | 1 | 0 | 0 | 0 | 0 | 10373.5724
2025-07-09 | 12910.677 | 0 | 2.9 | 0 | 0 | 0 | 0 | 0 | 0 | 0 | 0 | 0 | 0 | 0 | 0 | 0 | 0 | 0 | 0 | 0 | 0 | 0 | 0 | 0 | 1 | 0 | 0 | 0 | 10394.3822
2025-07-09 | 11642.224 | 0 | 3.2 | 0 | 0 | 0 | 0 | 0 | 0 | 0 | 0 | 0 | 0 | 0 | 0 | 0 | 0 | 0 | 0 | 0 | 0 | 0 | 0 | 0 | 0 | 1 | 0 | 0 | 9591.7722
2025-07-09 | 10022.681 | 0 | 2.1 | 0 | 0 | 0 | 0 | 0 | 0 | 0 | 0 | 0 | 0 | 0 | 0 | 0 | 0 | 0 | 0 | 0 | 0 | 0 | 0 | 0 | 0 | 0 | 1 | 0 | 7799.7978
2025-07-09 | 8583.571 | 0 | 1.9 | 0 | 0 | 0 | 0 | 0 | 0 | 0 | 0 | 0 | 0 | 0 | 0 | 0 | 0 | 0 | 0 | 0 | 0 | 0 | 0 | 0 | 0 | 0 | 0 | 1 | 6675.6016
2025-07-10 | 7553.078 | 0 | 2 | 0 | 1 | 0 | 0 | 0 | 0 | 0 | 0 | 0 | 0 | 0 | 0 | 0 | 0 | 0 | 0 | 0 | 0 | 0 | 0 | 0 | 0 | 0 | 0 | 0 | 6028.389
2025-07-10 | 6888.041 | 0 | 1.4 | 0 | 0 | 1 | 0 | 0 | 0 | 0 | 0 | 0 | 0 | 0 | 0 | 0 | 0 | 0 | 0 | 0 | 0 | 0 | 0 | 0 | 0 | 0 | 0 | 0 | 5265.9335
2025-07-10 | 6450.11 | 0 | 1.1 | 0 | 0 | 0 | 1 | 0 | 0 | 0 | 0 | 0 | 0 | 0 | 0 | 0 | 0 | 0 | 0 | 0 | 0 | 0 | 0 | 0 | 0 | 0 | 0 | 0 | 4865.8392
2025-07-10 | 6232.911 | 0 | 0.3 | 0 | 0 | 0 | 0 | 1 | 0 | 0 | 0 | 0 | 0 | 0 | 0 | 0 | 0 | 0 | 0 | 0 | 0 | 0 | 0 | 0 | 0 | 0 | 0 | 0 | 4363.4049
2025-07-10 | 6441.051 | 0 | 0.9 | 0 | 0 | 0 | 0 | 0 | 1 | 0 | 0 | 0 | 0 | 0 | 0 | 0 | 0 | 0 | 0 | 0 | 0 | 0 | 0 | 0 | 0 | 0 | 0 | 0 | 4887.0093
2025-07-10 | 7038.764 | 0 | 0.6 | 0 | 0 | 0 | 0 | 0 | 0 | 1 | 0 | 0 | 0 | 0 | 0 | 0 | 0 | 0 | 0 | 0 | 0 | 0 | 0 | 0 | 0 | 0 | 0 | 0 | 5253.1484
2025-07-10 | 7974.649 | 0 | 2.1 | 0 | 0 | 0 | 0 | 0 | 0 | 0 | 1 | 0 | 0 | 0 | 0 | 0 | 0 | 0 | 0 | 0 | 0 | 0 | 0 | 0 | 0 | 0 | 0 | 0 | 6886.2688
2025-07-10 | 9040.677 | 0 | 3 | 0 | 0 | 0 | 0 | 0 | 0 | 0 | 0 | 1 | 0 | 0 | 0 | 0 | 0 | 0 | 0 | 0 | 0 | 0 | 0 | 0 | 0 | 0 | 0 | 0 | 8068.2086
2025-07-10 | 9955.735 | 0 | 4.1 | 0 | 0 | 0 | 0 | 0 | 0 | 0 | 0 | 0 | 1 | 0 | 0 | 0 | 0 | 0 | 0 | 0 | 0 | 0 | 0 | 0 | 0 | 0 | 0 | 0 | 9039.688
2025-07-10 | 11167.65 | 0 | 6.1 | 0 | 0 | 0 | 0 | 0 | 0 | 0 | 0 | 0 | 0 | 1 | 0 | 0 | 0 | 0 | 0 | 0 | 0 | 0 | 0 | 0 | 0 | 0 | 0 | 0 | 10295.712
2025-07-10 | 11823.66 | 0 | 8 | 0 | 0 | 0 | 0 | 0 | 0 | 0 | 0 | 0 | 0 | 0 | 1 | 0 | 0 | 0 | 0 | 0 | 0 | 0 | 0 | 0 | 0 | 0 | 0 | 0 | 11452.8978
2025-07-10 | 12591.046 | 0 | 9 | 0 | 0 | 0 | 0 | 0 | 0 | 0 | 0 | 0 | 0 | 0 | 0 | 1 | 0 | 0 | 0 | 0 | 0 | 0 | 0 | 0 | 0 | 0 | 0 | 0 | 12134.9319
2025-07-10 | 12827.876 | 0 | 8.5 | 0 | 0 | 0 | 0 | 0 | 0 | 0 | 0 | 0 | 0 | 0 | 0 | 0 | 1 | 0 | 0 | 0 | 0 | 0 | 0 | 0 | 0 | 0 | 0 | 0 | 11758.9961
2025-07-10 | 13154.796 | 0 | 9.1 | 0 | 0 | 0 | 0 | 0 | 0 | 0 | 0 | 0 | 0 | 0 | 0 | 0 | 0 | 1 | 0 | 0 | 0 | 0 | 0 | 0 | 0 | 0 | 0 | 0 | 12023.9126
2025-07-10 | 13432.753 | 0 | 4.4 | 0 | 0 | 0 | 0 | 0 | 0 | 0 | 0 | 0 | 0 | 0 | 0 | 0 | 0 | 0 | 1 | 0 | 0 | 0 | 0 | 0 | 0 | 0 | 0 | 0 | 9523.4979
2025-07-10 | 13866.281 | 0 | 8.5 | 0 | 0 | 0 | 0 | 0 | 0 | 0 | 0 | 0 | 0 | 0 | 0 | 0 | 0 | 0 | 0 | 1 | 0 | 0 | 0 | 0 | 0 | 0 | 0 | 0 | 12559.0678
2025-07-10 | 15672.089 | 0 | 8.9 | 0 | 0 | 0 | 0 | 0 | 0 | 0 | 0 | 0 | 0 | 0 | 0 | 0 | 0 | 0 | 0 | 0 | 1 | 0 | 0 | 0 | 0 | 0 | 0 | 0 | 13819.5574
2025-07-10 | 15772.141 | 0 | 9.8 | 0 | 0 | 0 | 0 | 0 | 0 | 0 | 0 | 0 | 0 | 0 | 0 | 0 | 0 | 0 | 0 | 0 | 0 | 1 | 0 | 0 | 0 | 0 | 0 | 0 | 14825.6459
2025-07-10 | 15347.121 | 0 | 8.7 | 0 | 0 | 0 | 0 | 0 | 0 | 0 | 0 | 0 | 0 | 0 | 0 | 0 | 0 | 0 | 0 | 0 | 0 | 0 | 1 | 0 | 0 | 0 | 0 | 0 | 14178.4192
2025-07-10 | 14951.024 | 0 | 9 | 0 | 0 | 0 | 0 | 0 | 0 | 0 | 0 | 0 | 0 | 0 | 0 | 0 | 0 | 0 | 0 | 0 | 0 | 0 | 0 | 1 | 0 | 0 | 0 | 0 | 14259.3979
2025-07-10 | 14265.437 | 0 | 7.7 | 0 | 0 | 0 | 0 | 0 | 0 | 0 | 0 | 0 | 0 | 0 | 0 | 0 | 0 | 0 | 0 | 0 | 0 | 0 | 0 | 0 | 1 | 0 | 0 | 0 | 13137.3178
2025-07-10 | 12796.613 | 0 | 6.5 | 0 | 0 | 0 | 0 | 0 | 0 | 0 | 0 | 0 | 0 | 0 | 0 | 0 | 0 | 0 | 0 | 0 | 0 | 0 | 0 | 0 | 0 | 1 | 0 | 0 | 11477.5404
2025-07-10 | 10893.182 | 0 | 6.3 | 0 | 0 | 0 | 0 | 0 | 0 | 0 | 0 | 0 | 0 | 0 | 0 | 0 | 0 | 0 | 0 | 0 | 0 | 0 | 0 | 0 | 0 | 0 | 1 | 0 | 10199.8664
2025-07-10 | 9241.723 | 0 | 4.8 | 0 | 0 | 0 | 0 | 0 | 0 | 0 | 0 | 0 | 0 | 0 | 0 | 0 | 0 | 0 | 0 | 0 | 0 | 0 | 0 | 0 | 0 | 0 | 0 | 1 | 8332.7919
2025-07-11 | 8099.845 | 0 | 4.1 | 0 | 1 | 0 | 0 | 0 | 0 | 0 | 0 | 0 | 0 | 0 | 0 | 0 | 0 | 0 | 0 | 0 | 0 | 0 | 0 | 0 | 0 | 0 | 0 | 0 | 7228.4233
2025-07-11 | 7468.99 | 0 | 4.3 | 0 | 0 | 1 | 0 | 0 | 0 | 0 | 0 | 0 | 0 | 0 | 0 | 0 | 0 | 0 | 0 | 0 | 0 | 0 | 0 | 0 | 0 | 0 | 0 | 0 | 6923.1238
2025-07-11 | 7038.445 | 0 | 3.2 | 0 | 0 | 0 | 1 | 0 | 0 | 0 | 0 | 0 | 0 | 0 | 0 | 0 | 0 | 0 | 0 | 0 | 0 | 0 | 0 | 0 | 0 | 0 | 0 | 0 | 6065.8735
2025-07-11 | 6833.606 | 0 | 2.6 | 0 | 0 | 0 | 0 | 1 | 0 | 0 | 0 | 0 | 0 | 0 | 0 | 0 | 0 | 0 | 0 | 0 | 0 | 0 | 0 | 0 | 0 | 0 | 0 | 0 | 5677.7283
2025-07-11 | 6907.4 | 0 | 2.3 | 0 | 0 | 0 | 0 | 0 | 1 | 0 | 0 | 0 | 0 | 0 | 0 | 0 | 0 | 0 | 0 | 0 | 0 | 0 | 0 | 0 | 0 | 0 | 0 | 0 | 5687.0322
2025-07-11 | 7521.493 | 0 | 1.8 | 0 | 0 | 0 | 0 | 0 | 0 | 1 | 0 | 0 | 0 | 0 | 0 | 0 | 0 | 0 | 0 | 0 | 0 | 0 | 0 | 0 | 0 | 0 | 0 | 0 | 5938.8823
2025-07-11 | 8284.816 | 0 | 2.6 | 0 | 0 | 0 | 0 | 0 | 0 | 0 | 1 | 0 | 0 | 0 | 0 | 0 | 0 | 0 | 0 | 0 | 0 | 0 | 0 | 0 | 0 | 0 | 0 | 0 | 7171.9913
2025-07-11 | 9179.858 | 0 | 3.5 | 0 | 0 | 0 | 0 | 0 | 0 | 0 | 0 | 1 | 0 | 0 | 0 | 0 | 0 | 0 | 0 | 0 | 0 | 0 | 0 | 0 | 0 | 0 | 0 | 0 | 8353.931
2025-07-11 | 10228.589 | 0 | 5.5 | 0 | 0 | 0 | 0 | 0 | 0 | 0 | 0 | 0 | 1 | 0 | 0 | 0 | 0 | 0 | 0 | 0 | 0 | 0 | 0 | 0 | 0 | 0 | 0 | 0 | 9839.7109
2025-07-11 | 11713.5 | 0 | 7.5 | 0 | 0 | 0 | 0 | 0 | 0 | 0 | 0 | 0 | 0 | 1 | 0 | 0 | 0 | 0 | 0 | 0 | 0 | 0 | 0 | 0 | 0 | 0 | 0 | 0 | 11095.7348
2025-07-11 | 12700.372 | 0 | 8.6 | 0 | 0 | 0 | 0 | 0 | 0 | 0 | 0 | 0 | 0 | 0 | 1 | 0 | 0 | 0 | 0 | 0 | 0 | 0 | 0 | 0 | 0 | 0 | 0 | 0 | 11795.7648
2025-07-11 | 13291.45 | 0 | 8.9 | 0 | 0 | 0 | 0 | 0 | 0 | 0 | 0 | 0 | 0 | 0 | 0 | 1 | 0 | 0 | 0 | 0 | 0 | 0 | 0 | 0 | 0 | 0 | 0 | 0 | 12077.7874
2025-07-11 | 13572.395 | 0 | 10 | 0 | 0 | 0 | 0 | 0 | 0 | 0 | 0 | 0 | 0 | 0 | 0 | 0 | 1 | 0 | 0 | 0 | 0 | 0 | 0 | 0 | 0 | 0 | 0 | 0 | 12616.1635
2025-07-11 | 14351.575 | 0 | 10.4 | 0 | 0 | 0 | 0 | 0 | 0 | 0 | 0 | 0 | 0 | 0 | 0 | 0 | 0 | 1 | 0 | 0 | 0 | 0 | 0 | 0 | 0 | 0 | 0 | 0 | 12766.791
2025-07-11 | 15170.497 | 0 | 11.6 | 0 | 0 | 0 | 0 | 0 | 0 | 0 | 0 | 0 | 0 | 0 | 0 | 0 | 0 | 0 | 1 | 0 | 0 | 0 | 0 | 0 | 0 | 0 | 0 | 0 | 13637.9013
2025-07-11 | 16064.707 | 0 | 12.4 | 0 | 0 | 0 | 0 | 0 | 0 | 0 | 0 | 0 | 0 | 0 | 0 | 0 | 0 | 0 | 0 | 1 | 0 | 0 | 0 | 0 | 0 | 0 | 0 | 0 | 14787.703
2025-07-11 | 16881.99 | 0 | 13 | 0 | 0 | 0 | 0 | 0 | 0 | 0 | 0 | 0 | 0 | 0 | 0 | 0 | 0 | 0 | 0 | 0 | 1 | 0 | 0 | 0 | 0 | 0 | 0 | 0 | 16162.4815
2025-07-11 | 16847.924 | 0 | 12.5 | 0 | 0 | 0 | 0 | 0 | 0 | 0 | 0 | 0 | 0 | 0 | 0 | 0 | 0 | 0 | 0 | 0 | 0 | 1 | 0 | 0 | 0 | 0 | 0 | 0 | 16368.5472
2025-07-11 | 16571.953 | 0 | 10.5 | 0 | 0 | 0 | 0 | 0 | 0 | 0 | 0 | 0 | 0 | 0 | 0 | 0 | 0 | 0 | 0 | 0 | 0 | 0 | 1 | 0 | 0 | 0 | 0 | 0 | 15207.0201
2025-07-11 | 15818.323 | 0 | 10.3 | 0 | 0 | 0 | 0 | 0 | 0 | 0 | 0 | 0 | 0 | 0 | 0 | 0 | 0 | 0 | 0 | 0 | 0 | 0 | 0 | 1 | 0 | 0 | 0 | 0 | 15002.2763
2025-07-11 | 15101.219 | 0 | 8.9 | 0 | 0 | 0 | 0 | 0 | 0 | 0 | 0 | 0 | 0 | 0 | 0 | 0 | 0 | 0 | 0 | 0 | 0 | 0 | 0 | 0 | 1 | 0 | 0 | 0 | 13823.0518
2025-07-11 | 13850.582 | 0 | 8.3 | 0 | 0 | 0 | 0 | 0 | 0 | 0 | 0 | 0 | 0 | 0 | 0 | 0 | 0 | 0 | 0 | 0 | 0 | 0 | 0 | 0 | 0 | 1 | 0 | 0 | 12506.1413
2025-07-11 | 12047.673 | 0 | 7.8 | 0 | 0 | 0 | 0 | 0 | 0 | 0 | 0 | 0 | 0 | 0 | 0 | 0 | 0 | 0 | 0 | 0 | 0 | 0 | 0 | 0 | 0 | 0 | 1 | 0 | 11057.0338
2025-07-11 | 10436.496 | 0 | 7.1 | 0 | 0 | 0 | 0 | 0 | 0 | 0 | 0 | 0 | 0 | 0 | 0 | 0 | 0 | 0 | 0 | 0 | 0 | 0 | 0 | 0 | 0 | 0 | 0 | 1 | 9647.1152
2025-07-12 | 9208.722 | 0 | 6.8 | 1 | 1 | 0 | 0 | 0 | 0 | 0 | 0 | 0 | 0 | 0 | 0 | 0 | 0 | 0 | 0 | 0 | 0 | 0 | 0 | 0 | 0 | 0 | 0 | 0 | 9254.456
2025-07-12 | 8354.211 | 0 | 7.4 | 1 | 0 | 1 | 0 | 0 | 0 | 0 | 0 | 0 | 0 | 0 | 0 | 0 | 0 | 0 | 0 | 0 | 0 | 0 | 0 | 0 | 0 | 0 | 0 | 0 | 9177.7344
2025-07-12 | 7733.178 | 0 | 5.9 | 1 | 0 | 0 | 1 | 0 | 0 | 0 | 0 | 0 | 0 | 0 | 0 | 0 | 0 | 0 | 0 | 0 | 0 | 0 | 0 | 0 | 0 | 0 | 0 | 0 | 8091.9061
2025-07-12 | 7348.302 | 0 | 5.9 | 1 | 0 | 0 | 0 | 1 | 0 | 0 | 0 | 0 | 0 | 0 | 0 | 0 | 0 | 0 | 0 | 0 | 0 | 0 | 0 | 0 | 0 | 0 | 0 | 0 | 8046.6278
2025-07-12 | 7244.885 | 0 | 5.7 | 1 | 0 | 0 | 0 | 0 | 1 | 0 | 0 | 0 | 0 | 0 | 0 | 0 | 0 | 0 | 0 | 0 | 0 | 0 | 0 | 0 | 0 | 0 | 0 | 0 | 8113.0763
2025-07-12 | 7578.715 | 0 | 5.2 | 1 | 0 | 0 | 0 | 0 | 0 | 1 | 0 | 0 | 0 | 0 | 0 | 0 | 0 | 0 | 0 | 0 | 0 | 0 | 0 | 0 | 0 | 0 | 0 | 0 | 8364.9263
2025-07-12 | 8557.628 | 0 | 4.7 | 1 | 0 | 0 | 0 | 0 | 0 | 0 | 1 | 0 | 0 | 0 | 0 | 0 | 0 | 0 | 0 | 0 | 0 | 0 | 0 | 0 | 0 | 0 | 0 | 0 | 8855.157
2025-07-12 | 10220.738 | 0 | 6.2 | 1 | 0 | 0 | 0 | 0 | 0 | 0 | 0 | 1 | 0 | 0 | 0 | 0 | 0 | 0 | 0 | 0 | 0 | 0 | 0 | 0 | 0 | 0 | 0 | 0 | 10379.9637
2025-07-12 | 11873.814 | 0 | 8.8 | 1 | 0 | 0 | 0 | 0 | 0 | 0 | 0 | 0 | 1 | 0 | 0 | 0 | 0 | 0 | 0 | 0 | 0 | 0 | 0 | 0 | 0 | 0 | 0 | 0 | 12208.6105
2025-07-12 | 13672.177 | 0 | 9.4 | 1 | 0 | 0 | 0 | 0 | 0 | 0 | 0 | 0 | 0 | 1 | 0 | 0 | 0 | 0 | 0 | 0 | 0 | 0 | 0 | 0 | 0 | 0 | 0 | 0 | 12664.6115
2025-07-12 | 14978.56 | 0 | 10.2 | 1 | 0 | 0 | 0 | 0 | 0 | 0 | 0 | 0 | 0 | 0 | 1 | 0 | 0 | 0 | 0 | 0 | 0 | 0 | 0 | 0 | 0 | 0 | 0 | 0 | 13193.208
2025-07-12 | 15856.435 | 0 | 11 | 1 | 0 | 0 | 0 | 0 | 0 | 0 | 0 | 0 | 0 | 0 | 0 | 1 | 0 | 0 | 0 | 0 | 0 | 0 | 0 | 0 | 0 | 0 | 0 | 0 | 13760.9531
2025-07-12 | 15994.142 | 0 | 12.1 | 1 | 0 | 0 | 0 | 0 | 0 | 0 | 0 | 0 | 0 | 0 | 0 | 0 | 1 | 0 | 0 | 0 | 0 | 0 | 0 | 0 | 0 | 0 | 0 | 0 | 14299.3292
2025-07-12 | 16311.597 | 0 | 12.9 | 1 | 0 | 0 | 0 | 0 | 0 | 0 | 0 | 0 | 0 | 0 | 0 | 0 | 0 | 1 | 0 | 0 | 0 | 0 | 0 | 0 | 0 | 0 | 0 | 0 | 14678.5346
2025-07-12 | 16834.026 | 0 | 12.7 | 1 | 0 | 0 | 0 | 0 | 0 | 0 | 0 | 0 | 0 | 0 | 0 | 0 | 0 | 0 | 1 | 0 | 0 | 0 | 0 | 0 | 0 | 0 | 0 | 0 | 14749.6221
2025-07-12 | 17480.484 | 0 | 13.2 | 1 | 0 | 0 | 0 | 0 | 0 | 0 | 0 | 0 | 0 | 0 | 0 | 0 | 0 | 0 | 0 | 1 | 0 | 0 | 0 | 0 | 0 | 0 | 0 | 0 | 15727.9903
2025-07-12 | 18105.571 | 0 | 15.7 | 1 | 0 | 0 | 0 | 0 | 0 | 0 | 0 | 0 | 0 | 0 | 0 | 0 | 0 | 0 | 0 | 0 | 1 | 0 | 0 | 0 | 0 | 0 | 0 | 0 | 18188.5142
2025-07-12 | 18086.026 | 0 | 14.8 | 1 | 0 | 0 | 0 | 0 | 0 | 0 | 0 | 0 | 0 | 0 | 0 | 0 | 0 | 0 | 0 | 0 | 0 | 1 | 0 | 0 | 0 | 0 | 0 | 0 | 18166.0019
2025-07-12 | 17535.629 | 0 | 14.4 | 1 | 0 | 0 | 0 | 0 | 0 | 0 | 0 | 0 | 0 | 0 | 0 | 0 | 0 | 0 | 0 | 0 | 0 | 0 | 1 | 0 | 0 | 0 | 0 | 0 | 17918.7866
2025-07-12 | 16513.39 | 0 | 13.4 | 1 | 0 | 0 | 0 | 0 | 0 | 0 | 0 | 0 | 0 | 0 | 0 | 0 | 0 | 0 | 0 | 0 | 0 | 0 | 0 | 1 | 0 | 0 | 0 | 0 | 17256.8869
2025-07-12 | 15725.417 | 0 | 12.9 | 1 | 0 | 0 | 0 | 0 | 0 | 0 | 0 | 0 | 0 | 0 | 0 | 0 | 0 | 0 | 0 | 0 | 0 | 0 | 0 | 0 | 1 | 0 | 0 | 0 | 16591.9628
2025-07-12 | 14601.256 | 0 | 12.2 | 1 | 0 | 0 | 0 | 0 | 0 | 0 | 0 | 0 | 0 | 0 | 0 | 0 | 0 | 0 | 0 | 0 | 0 | 0 | 0 | 0 | 0 | 1 | 0 | 0 | 15217.9078
2025-07-12 | 13096.758 | 0 | 11.2 | 1 | 0 | 0 | 0 | 0 | 0 | 0 | 0 | 0 | 0 | 0 | 0 | 0 | 0 | 0 | 0 | 0 | 0 | 0 | 0 | 0 | 0 | 0 | 1 | 0 | 13483.0779
2025-07-12 | 11697.163 | 0 | 9.9 | 1 | 0 | 0 | 0 | 0 | 0 | 0 | 0 | 0 | 0 | 0 | 0 | 0 | 0 | 0 | 0 | 0 | 0 | 0 | 0 | 0 | 0 | 0 | 0 | 1 | 11730.2923
2025-07-13 | 10446.519 | 0 | 9.1 | 1 | 1 | 0 | 0 | 0 | 0 | 0 | 0 | 0 | 0 | 0 | 0 | 0 | 0 | 0 | 0 | 0 | 0 | 0 | 0 | 0 | 0 | 0 | 0 | 0 | 10568.7793
2025-07-13 | 9479.868 | 0 | 7.8 | 1 | 0 | 1 | 0 | 0 | 0 | 0 | 0 | 0 | 0 | 0 | 0 | 0 | 0 | 0 | 0 | 0 | 0 | 0 | 0 | 0 | 0 | 0 | 0 | 0 | 9406.3123
2025-07-13 | 8863.757 | 0 | 6.4 | 1 | 0 | 0 | 1 | 0 | 0 | 0 | 0 | 0 | 0 | 0 | 0 | 0 | 0 | 0 | 0 | 0 | 0 | 0 | 0 | 0 | 0 | 0 | 0 | 0 | 8377.6286
2025-07-13 | 8387.589 | 0 | 6.5 | 1 | 0 | 0 | 0 | 1 | 0 | 0 | 0 | 0 | 0 | 0 | 0 | 0 | 0 | 0 | 0 | 0 | 0 | 0 | 0 | 0 | 0 | 0 | 0 | 0 | 8389.4948
2025-07-13 | 8173.91 | 0 | 6.1 | 1 | 0 | 0 | 0 | 0 | 1 | 0 | 0 | 0 | 0 | 0 | 0 | 0 | 0 | 0 | 0 | 0 | 0 | 0 | 0 | 0 | 0 | 0 | 0 | 0 | 8341.6543
2025-07-13 | 8675.706 | 0 | 6.6 | 1 | 0 | 0 | 0 | 0 | 0 | 1 | 0 | 0 | 0 | 0 | 0 | 0 | 0 | 0 | 0 | 0 | 0 | 0 | 0 | 0 | 0 | 0 | 0 | 0 | 9164.9492
2025-07-13 | 9743.089 | 0 | 6.4 | 1 | 0 | 0 | 0 | 0 | 0 | 0 | 1 | 0 | 0 | 0 | 0 | 0 | 0 | 0 | 0 | 0 | 0 | 0 | 0 | 0 | 0 | 0 | 0 | 0 | 9826.6133
2025-07-13 | 11011.202 | 0 | 7.3 | 1 | 0 | 0 | 0 | 0 | 0 | 0 | 0 | 1 | 0 | 0 | 0 | 0 | 0 | 0 | 0 | 0 | 0 | 0 | 0 | 0 | 0 | 0 | 0 | 0 | 11008.5531
2025-07-13 | 13476.619 | 0 | 6.9 | 1 | 0 | 0 | 0 | 0 | 0 | 0 | 0 | 0 | 1 | 0 | 0 | 0 | 0 | 0 | 0 | 0 | 0 | 0 | 0 | 0 | 0 | 0 | 0 | 0 | 11122.8651
2025-07-13 | 14953.102 | 0 | 6.5 | 1 | 0 | 0 | 0 | 0 | 0 | 0 | 0 | 0 | 0 | 1 | 0 | 0 | 0 | 0 | 0 | 0 | 0 | 0 | 0 | 0 | 0 | 0 | 0 | 0 | 11007.4213
2025-07-13 | 14734.711 | 0 | 3.9 | 1 | 0 | 0 | 0 | 0 | 0 | 0 | 0 | 0 | 0 | 0 | 1 | 0 | 0 | 0 | 0 | 0 | 0 | 0 | 0 | 0 | 0 | 0 | 0 | 0 | 9593.105
2025-07-13 | 13683.479 | 0 | 8.2 | 1 | 0 | 0 | 0 | 0 | 0 | 0 | 0 | 0 | 0 | 0 | 0 | 1 | 0 | 0 | 0 | 0 | 0 | 0 | 0 | 0 | 0 | 0 | 0 | 0 | 12160.9073
2025-07-13 | 13391.75 | 0 | 10.6 | 1 | 0 | 0 | 0 | 0 | 0 | 0 | 0 | 0 | 0 | 0 | 0 | 0 | 1 | 0 | 0 | 0 | 0 | 0 | 0 | 0 | 0 | 0 | 0 | 0 | 13442.1618
2025-07-13 | 16483.819 | 0 | 12 | 1 | 0 | 0 | 0 | 0 | 0 | 0 | 0 | 0 | 0 | 0 | 0 | 0 | 0 | 1 | 0 | 0 | 0 | 0 | 0 | 0 | 0 | 0 | 0 | 0 | 14164.2342
2025-07-13 | 16939.148 | 0 | 12.9 | 1 | 0 | 0 | 0 | 0 | 0 | 0 | 0 | 0 | 0 | 0 | 0 | 0 | 0 | 0 | 1 | 0 | 0 | 0 | 0 | 0 | 0 | 0 | 0 | 0 | 14863.9111
2025-07-13 | 17995.793 | 0 | 10.9 | 1 | 0 | 0 | 0 | 0 | 0 | 0 | 0 | 0 | 0 | 0 | 0 | 0 | 0 | 0 | 0 | 1 | 0 | 0 | 0 | 0 | 0 | 0 | 0 | 0 | 14413.667
2025-07-13 | 19154.161 | 0 | 13.4 | 1 | 0 | 0 | 0 | 0 | 0 | 0 | 0 | 0 | 0 | 0 | 0 | 0 | 0 | 0 | 0 | 0 | 1 | 0 | 0 | 0 | 0 | 0 | 0 | 0 | 16874.1908
2025-07-13 | 18886.075 | 0 | 12.1 | 1 | 0 | 0 | 0 | 0 | 0 | 0 | 0 | 0 | 0 | 0 | 0 | 0 | 0 | 0 | 0 | 0 | 0 | 1 | 0 | 0 | 0 | 0 | 0 | 0 | 16623.1006
2025-07-13 | 17960.351 | 0 | 11.8 | 1 | 0 | 0 | 0 | 0 | 0 | 0 | 0 | 0 | 0 | 0 | 0 | 0 | 0 | 0 | 0 | 0 | 0 | 0 | 1 | 0 | 0 | 0 | 0 | 0 | 16433.0298
2025-07-13 | 17159.728 | 0 | 11.1 | 1 | 0 | 0 | 0 | 0 | 0 | 0 | 0 | 0 | 0 | 0 | 0 | 0 | 0 | 0 | 0 | 0 | 0 | 0 | 0 | 1 | 0 | 0 | 0 | 0 | 15942.5635
2025-07-13 | 16295.676 | 0 | 9.4 | 1 | 0 | 0 | 0 | 0 | 0 | 0 | 0 | 0 | 0 | 0 | 0 | 0 | 0 | 0 | 0 | 0 | 0 | 0 | 0 | 0 | 1 | 0 | 0 | 0 | 14591.9056
2025-07-13 | 14666.179 | 0 | 8.1 | 1 | 0 | 0 | 0 | 0 | 0 | 0 | 0 | 0 | 0 | 0 | 0 | 0 | 0 | 0 | 0 | 0 | 0 | 0 | 0 | 0 | 0 | 1 | 0 | 0 | 12874.9836
2025-07-13 | 12643.268 | 0 | 6.1 | 1 | 0 | 0 | 0 | 0 | 0 | 0 | 0 | 0 | 0 | 0 | 0 | 0 | 0 | 0 | 0 | 0 | 0 | 0 | 0 | 0 | 0 | 0 | 1 | 0 | 10568.7088
2025-07-13 | 10542.161 | 0 | 6.1 | 1 | 0 | 0 | 0 | 0 | 0 | 0 | 0 | 0 | 0 | 0 | 0 | 0 | 0 | 0 | 0 | 0 | 0 | 0 | 0 | 0 | 0 | 0 | 0 | 1 | 9558.8016
2025-07-14 | 9163.264 | 0 | 5.5 | 0 | 1 | 0 | 0 | 0 | 0 | 0 | 0 | 0 | 0 | 0 | 0 | 0 | 0 | 0 | 0 | 0 | 0 | 0 | 0 | 0 | 0 | 0 | 0 | 0 | 8028.4462
2025-07-14 | 8212.277 | 0 | 4.9 | 0 | 0 | 1 | 0 | 0 | 0 | 0 | 0 | 0 | 0 | 0 | 0 | 0 | 0 | 0 | 0 | 0 | 0 | 0 | 0 | 0 | 0 | 0 | 0 | 0 | 7265.9907
2025-07-14 | 7631.432 | 0 | 4.7 | 0 | 0 | 0 | 1 | 0 | 0 | 0 | 0 | 0 | 0 | 0 | 0 | 0 | 0 | 0 | 0 | 0 | 0 | 0 | 0 | 0 | 0 | 0 | 0 | 0 | 6923.0409
2025-07-14 | 7360.247 | 0 | 4.2 | 0 | 0 | 0 | 0 | 1 | 0 | 0 | 0 | 0 | 0 | 0 | 0 | 0 | 0 | 0 | 0 | 0 | 0 | 0 | 0 | 0 | 0 | 0 | 0 | 0 | 6592.0401
2025-07-14 | 7375.077 | 0 | 4.4 | 0 | 0 | 0 | 0 | 0 | 1 | 0 | 0 | 0 | 0 | 0 | 0 | 0 | 0 | 0 | 0 | 0 | 0 | 0 | 0 | 0 | 0 | 0 | 0 | 0 | 6887.0666
2025-07-14 | 7852.275 | 0 | 4.2 | 0 | 0 | 0 | 0 | 0 | 0 | 1 | 0 | 0 | 0 | 0 | 0 | 0 | 0 | 0 | 0 | 0 | 0 | 0 | 0 | 0 | 0 | 0 | 0 | 0 | 7310.3501
2025-07-14 | 8412.727 | 0 | 4 | 0 | 0 | 0 | 0 | 0 | 0 | 0 | 1 | 0 | 0 | 0 | 0 | 0 | 0 | 0 | 0 | 0 | 0 | 0 | 0 | 0 | 0 | 0 | 0 | 0 | 7972.0142
2025-07-14 | 9052.716 | 0 | 4.6 | 0 | 0 | 0 | 0 | 0 | 0 | 0 | 0 | 1 | 0 | 0 | 0 | 0 | 0 | 0 | 0 | 0 | 0 | 0 | 0 | 0 | 0 | 0 | 0 | 0 | 8982.5205
2025-07-14 | 9410.991 | 0 | 6.4 | 0 | 0 | 0 | 0 | 0 | 0 | 0 | 0 | 0 | 1 | 0 | 0 | 0 | 0 | 0 | 0 | 0 | 0 | 0 | 0 | 0 | 0 | 0 | 0 | 0 | 10354.0113
2025-07-14 | 10086.264 | 0 | 6.8 | 0 | 0 | 0 | 0 | 0 | 0 | 0 | 0 | 0 | 0 | 1 | 0 | 0 | 0 | 0 | 0 | 0 | 0 | 0 | 0 | 0 | 0 | 0 | 0 | 0 | 10695.7234
2025-07-14 | 11195.69 | 0 | 8.5 | 0 | 0 | 0 | 0 | 0 | 0 | 0 | 0 | 0 | 0 | 0 | 1 | 0 | 0 | 0 | 0 | 0 | 0 | 0 | 0 | 0 | 0 | 0 | 0 | 0 | 11738.6203
2025-07-14 | 11915.716 | 0 | 9.8 | 0 | 0 | 0 | 0 | 0 | 0 | 0 | 0 | 0 | 0 | 0 | 0 | 1 | 0 | 0 | 0 | 0 | 0 | 0 | 0 | 0 | 0 | 0 | 0 | 0 | 12592.0878
2025-07-14 | 12689.982 | 0 | 10.3 | 0 | 0 | 0 | 0 | 0 | 0 | 0 | 0 | 0 | 0 | 0 | 0 | 0 | 1 | 0 | 0 | 0 | 0 | 0 | 0 | 0 | 0 | 0 | 0 | 0 | 12787.597
2025-07-14 | 13450.256 | 0 | 10.1 | 0 | 0 | 0 | 0 | 0 | 0 | 0 | 0 | 0 | 0 | 0 | 0 | 0 | 0 | 1 | 0 | 0 | 0 | 0 | 0 | 0 | 0 | 0 | 0 | 0 | 12595.3575
2025-07-14 | 14473.251 | 0 | 10.5 | 0 | 0 | 0 | 0 | 0 | 0 | 0 | 0 | 0 | 0 | 0 | 0 | 0 | 0 | 0 | 1 | 0 | 0 | 0 | 0 | 0 | 0 | 0 | 0 | 0 | 13009.3119
2025-07-14 | 15867.151 | 0 | 10.3 | 0 | 0 | 0 | 0 | 0 | 0 | 0 | 0 | 0 | 0 | 0 | 0 | 0 | 0 | 0 | 0 | 1 | 0 | 0 | 0 | 0 | 0 | 0 | 0 | 0 | 13587.6687
2025-07-14 | 17276.359 | 0 | 9.5 | 0 | 0 | 0 | 0 | 0 | 0 | 0 | 0 | 0 | 0 | 0 | 0 | 0 | 0 | 0 | 0 | 0 | 1 | 0 | 0 | 0 | 0 | 0 | 0 | 0 | 14162.4243
2025-07-14 | 17200.228 | 0 | 9.4 | 0 | 0 | 0 | 0 | 0 | 0 | 0 | 0 | 0 | 0 | 0 | 0 | 0 | 0 | 0 | 0 | 0 | 0 | 1 | 0 | 0 | 0 | 0 | 0 | 0 | 14597.0679
2025-07-14 | 16600.519 | 0 | 9.5 | 0 | 0 | 0 | 0 | 0 | 0 | 0 | 0 | 0 | 0 | 0 | 0 | 0 | 0 | 0 | 0 | 0 | 0 | 0 | 1 | 0 | 0 | 0 | 0 | 0 | 14635.5751
2025-07-14 | 15582.105 | 0 | 9.2 | 0 | 0 | 0 | 0 | 0 | 0 | 0 | 0 | 0 | 0 | 0 | 0 | 0 | 0 | 0 | 0 | 0 | 0 | 0 | 0 | 1 | 0 | 0 | 0 | 0 | 14373.6868
2025-07-14 | 14752.772 | 0 | 7.8 | 0 | 0 | 0 | 0 | 0 | 0 | 0 | 0 | 0 | 0 | 0 | 0 | 0 | 0 | 0 | 0 | 0 | 0 | 0 | 0 | 0 | 1 | 0 | 0 | 0 | 13194.4623
2025-07-14 | 13078.288 | 0 | 9.6 | 0 | 0 | 0 | 0 | 0 | 0 | 0 | 0 | 0 | 0 | 0 | 0 | 0 | 0 | 0 | 0 | 0 | 0 | 0 | 0 | 0 | 0 | 1 | 0 | 0 | 13249.0197
2025-07-14 | 11119.375 | 0 | 7.5 | 0 | 0 | 0 | 0 | 0 | 0 | 0 | 0 | 0 | 0 | 0 | 0 | 0 | 0 | 0 | 0 | 0 | 0 | 0 | 0 | 0 | 0 | 0 | 1 | 0 | 10885.6003
2025-07-14 | 9483.543 | 0 | 5.8 | 0 | 0 | 0 | 0 | 0 | 0 | 0 | 0 | 0 | 0 | 0 | 0 | 0 | 0 | 0 | 0 | 0 | 0 | 0 | 0 | 0 | 0 | 0 | 0 | 1 | 8904.2368
2025-07-15 | 8327.717 | 0 | 4.9 | 0 | 1 | 0 | 0 | 0 | 0 | 0 | 0 | 0 | 0 | 0 | 0 | 0 | 0 | 0 | 0 | 0 | 0 | 0 | 0 | 0 | 0 | 0 | 0 | 0 | 7685.5793
2025-07-15 | 7484.835 | 0 | 4.3 | 0 | 0 | 1 | 0 | 0 | 0 | 0 | 0 | 0 | 0 | 0 | 0 | 0 | 0 | 0 | 0 | 0 | 0 | 0 | 0 | 0 | 0 | 0 | 0 | 0 | 6923.1238
2025-07-15 | 6963.169 | 0 | 3.5 | 0 | 0 | 0 | 1 | 0 | 0 | 0 | 0 | 0 | 0 | 0 | 0 | 0 | 0 | 0 | 0 | 0 | 0 | 0 | 0 | 0 | 0 | 0 | 0 | 0 | 6237.307
2025-07-15 | 6699.89 | 0 | 1.8 | 0 | 0 | 0 | 0 | 1 | 0 | 0 | 0 | 0 | 0 | 0 | 0 | 0 | 0 | 0 | 0 | 0 | 0 | 0 | 0 | 0 | 0 | 0 | 0 | 0 | 5220.5723
2025-07-15 | 6784.014 | 0 | 2.8 | 0 | 0 | 0 | 0 | 0 | 1 | 0 | 0 | 0 | 0 | 0 | 0 | 0 | 0 | 0 | 0 | 0 | 0 | 0 | 0 | 0 | 0 | 0 | 0 | 0 | 5972.7547
2025-07-15 | 7325.227 | 0 | 1.9 | 0 | 0 | 0 | 0 | 0 | 0 | 1 | 0 | 0 | 0 | 0 | 0 | 0 | 0 | 0 | 0 | 0 | 0 | 0 | 0 | 0 | 0 | 0 | 0 | 0 | 5996.0268
2025-07-15 | 8429.529 | 0 | 3.3 | 0 | 0 | 0 | 0 | 0 | 0 | 0 | 1 | 0 | 0 | 0 | 0 | 0 | 0 | 0 | 0 | 0 | 0 | 0 | 0 | 0 | 0 | 0 | 0 | 0 | 7572.0027
2025-07-15 | 9775.056 | 0 | 5.4 | 0 | 0 | 0 | 0 | 0 | 0 | 0 | 0 | 1 | 0 | 0 | 0 | 0 | 0 | 0 | 0 | 0 | 0 | 0 | 0 | 0 | 0 | 0 | 0 | 0 | 9439.6764
2025-07-15 | 10795.183 | 0 | 6.9 | 0 | 0 | 0 | 0 | 0 | 0 | 0 | 0 | 0 | 1 | 0 | 0 | 0 | 0 | 0 | 0 | 0 | 0 | 0 | 0 | 0 | 0 | 0 | 0 | 0 | 10639.7338
2025-07-15 | 12011.263 | 0 | 9.3 | 0 | 0 | 0 | 0 | 0 | 0 | 0 | 0 | 0 | 0 | 1 | 0 | 0 | 0 | 0 | 0 | 0 | 0 | 0 | 0 | 0 | 0 | 0 | 0 | 0 | 12124.3357
2025-07-15 | 12954.282 | 0 | 10.5 | 0 | 0 | 0 | 0 | 0 | 0 | 0 | 0 | 0 | 0 | 0 | 1 | 0 | 0 | 0 | 0 | 0 | 0 | 0 | 0 | 0 | 0 | 0 | 0 | 0 | 12881.5101
2025-07-15 | 13867.265 | 0 | 11.3 | 0 | 0 | 0 | 0 | 0 | 0 | 0 | 0 | 0 | 0 | 0 | 0 | 1 | 0 | 0 | 0 | 0 | 0 | 0 | 0 | 0 | 0 | 0 | 0 | 0 | 13449.2552
2025-07-15 | 14438.592 | 0 | 10.8 | 0 | 0 | 0 | 0 | 0 | 0 | 0 | 0 | 0 | 0 | 0 | 0 | 0 | 1 | 0 | 0 | 0 | 0 | 0 | 0 | 0 | 0 | 0 | 0 | 0 | 13073.3195
2025-07-15 | 15002.204 | 0 | 12.1 | 0 | 0 | 0 | 0 | 0 | 0 | 0 | 0 | 0 | 0 | 0 | 0 | 0 | 0 | 1 | 0 | 0 | 0 | 0 | 0 | 0 | 0 | 0 | 0 | 0 | 13738.2474
2025-07-15 | 15949.319 | 0 | 12.9 | 0 | 0 | 0 | 0 | 0 | 0 | 0 | 0 | 0 | 0 | 0 | 0 | 0 | 0 | 0 | 1 | 0 | 0 | 0 | 0 | 0 | 0 | 0 | 0 | 0 | 14380.7797
2025-07-15 | 17296.762 | 0 | 13.3 | 0 | 0 | 0 | 0 | 0 | 0 | 0 | 0 | 0 | 0 | 0 | 0 | 0 | 0 | 0 | 0 | 1 | 0 | 0 | 0 | 0 | 0 | 0 | 0 | 0 | 15302.0035
2025-07-15 | 18117.708 | 0 | 13.5 | 0 | 0 | 0 | 0 | 0 | 0 | 0 | 0 | 0 | 0 | 0 | 0 | 0 | 0 | 0 | 0 | 0 | 1 | 0 | 0 | 0 | 0 | 0 | 0 | 0 | 16448.204
2025-07-15 | 18089.676 | 0 | 13.5 | 0 | 0 | 0 | 0 | 0 | 0 | 0 | 0 | 0 | 0 | 0 | 0 | 0 | 0 | 0 | 0 | 0 | 0 | 1 | 0 | 0 | 0 | 0 | 0 | 0 | 16939.9921
2025-07-15 | 17502.844 | 0 | 12.6 | 0 | 0 | 0 | 0 | 0 | 0 | 0 | 0 | 0 | 0 | 0 | 0 | 0 | 0 | 0 | 0 | 0 | 0 | 0 | 1 | 0 | 0 | 0 | 0 | 0 | 16407.0544
2025-07-15 | 16753.912 | 0 | 11.4 | 0 | 0 | 0 | 0 | 0 | 0 | 0 | 0 | 0 | 0 | 0 | 0 | 0 | 0 | 0 | 0 | 0 | 0 | 0 | 0 | 1 | 0 | 0 | 0 | 0 | 15630.8657
2025-07-15 | 16002.742 | 0 | 10.2 | 0 | 0 | 0 | 0 | 0 | 0 | 0 | 0 | 0 | 0 | 0 | 0 | 0 | 0 | 0 | 0 | 0 | 0 | 0 | 0 | 0 | 1 | 0 | 0 | 0 | 14565.9301
2025-07-15 | 14354.731 | 0 | 9.1 | 0 | 0 | 0 | 0 | 0 | 0 | 0 | 0 | 0 | 0 | 0 | 0 | 0 | 0 | 0 | 0 | 0 | 0 | 0 | 0 | 0 | 0 | 1 | 0 | 0 | 12963.2972
2025-07-15 | 12383.598 | 0 | 8.1 | 0 | 0 | 0 | 0 | 0 | 0 | 0 | 0 | 0 | 0 | 0 | 0 | 0 | 0 | 0 | 0 | 0 | 0 | 0 | 0 | 0 | 0 | 0 | 1 | 0 | 11228.4673
2025-07-15 | 10509.664 | 0 | 7.4 | 0 | 0 | 0 | 0 | 0 | 0 | 0 | 0 | 0 | 0 | 0 | 0 | 0 | 0 | 0 | 0 | 0 | 0 | 0 | 0 | 0 | 0 | 0 | 0 | 1 | 9818.5487
2025-07-16 | 9286.838 | 0 | 6.2 | 0 | 1 | 0 | 0 | 0 | 0 | 0 | 0 | 0 | 0 | 0 | 0 | 0 | 0 | 0 | 0 | 0 | 0 | 0 | 0 | 0 | 0 | 0 | 0 | 0 | 8428.4577
2025-07-16 | 8315.024 | 0 | 5.5 | 0 | 0 | 1 | 0 | 0 | 0 | 0 | 0 | 0 | 0 | 0 | 0 | 0 | 0 | 0 | 0 | 0 | 0 | 0 | 0 | 0 | 0 | 0 | 0 | 0 | 7608.8577
2025-07-16 | 7676.684 | 0 | 3.5 | 0 | 0 | 0 | 1 | 0 | 0 | 0 | 0 | 0 | 0 | 0 | 0 | 0 | 0 | 0 | 0 | 0 | 0 | 0 | 0 | 0 | 0 | 0 | 0 | 0 | 6237.307
2025-07-16 | 7290.261 | 0 | 3.9 | 0 | 0 | 0 | 0 | 1 | 0 | 0 | 0 | 0 | 0 | 0 | 0 | 0 | 0 | 0 | 0 | 0 | 0 | 0 | 0 | 0 | 0 | 0 | 0 | 0 | 6420.6067
2025-07-16 | 7244.367 | 0 | 3.5 | 0 | 0 | 0 | 0 | 0 | 1 | 0 | 0 | 0 | 0 | 0 | 0 | 0 | 0 | 0 | 0 | 0 | 0 | 0 | 0 | 0 | 0 | 0 | 0 | 0 | 6372.7661
2025-07-16 | 7742.368 | 0 | 2.4 | 0 | 0 | 0 | 0 | 0 | 0 | 1 | 0 | 0 | 0 | 0 | 0 | 0 | 0 | 0 | 0 | 0 | 0 | 0 | 0 | 0 | 0 | 0 | 0 | 0 | 6281.7492
2025-07-16 | 9034.854 | 0 | 4.1 | 0 | 0 | 0 | 0 | 0 | 0 | 0 | 1 | 0 | 0 | 0 | 0 | 0 | 0 | 0 | 0 | 0 | 0 | 0 | 0 | 0 | 0 | 0 | 0 | 0 | 8029.1587
2025-07-16 | 10530.583 | 0 | 6.1 | 0 | 0 | 0 | 0 | 0 | 0 | 0 | 0 | 1 | 0 | 0 | 0 | 0 | 0 | 0 | 0 | 0 | 0 | 0 | 0 | 0 | 0 | 0 | 0 | 0 | 9839.6878
2025-07-16 | 11709.662 | 0 | 7.4 | 0 | 0 | 0 | 0 | 0 | 0 | 0 | 0 | 0 | 1 | 0 | 0 | 0 | 0 | 0 | 0 | 0 | 0 | 0 | 0 | 0 | 0 | 0 | 0 | 0 | 10925.4562
2025-07-16 | 12995.622 | 0 | 9.9 | 0 | 0 | 0 | 0 | 0 | 0 | 0 | 0 | 0 | 0 | 1 | 0 | 0 | 0 | 0 | 0 | 0 | 0 | 0 | 0 | 0 | 0 | 0 | 0 | 0 | 12467.2027
2025-07-16 | 13892.293 | 0 | 12.2 | 0 | 0 | 0 | 0 | 0 | 0 | 0 | 0 | 0 | 0 | 0 | 1 | 0 | 0 | 0 | 0 | 0 | 0 | 0 | 0 | 0 | 0 | 0 | 0 | 0 | 13852.9665
2025-07-16 | 14822.962 | 0 | 12 | 0 | 0 | 0 | 0 | 0 | 0 | 0 | 0 | 0 | 0 | 0 | 0 | 1 | 0 | 0 | 0 | 0 | 0 | 0 | 0 | 0 | 0 | 0 | 0 | 0 | 13849.2667
2025-07-16 | 15325.457 | 0 | 11.6 | 0 | 0 | 0 | 0 | 0 | 0 | 0 | 0 | 0 | 0 | 0 | 0 | 0 | 1 | 0 | 0 | 0 | 0 | 0 | 0 | 0 | 0 | 0 | 0 | 0 | 13530.4754
2025-07-16 | 15755.654 | 0 | 13.2 | 0 | 0 | 0 | 0 | 0 | 0 | 0 | 0 | 0 | 0 | 0 | 0 | 0 | 0 | 1 | 0 | 0 | 0 | 0 | 0 | 0 | 0 | 0 | 0 | 0 | 14366.8368
2025-07-16 | 16428.083 | 0 | 14.4 | 0 | 0 | 0 | 0 | 0 | 0 | 0 | 0 | 0 | 0 | 0 | 0 | 0 | 0 | 0 | 1 | 0 | 0 | 0 | 0 | 0 | 0 | 0 | 0 | 0 | 15237.9471
2025-07-16 | 17777.496 | 0 | 12.9 | 0 | 0 | 0 | 0 | 0 | 0 | 0 | 0 | 0 | 0 | 0 | 0 | 0 | 0 | 0 | 0 | 1 | 0 | 0 | 0 | 0 | 0 | 0 | 0 | 0 | 15073.4255
2025-07-16 | 18482.588 | 0 | 13.3 | 0 | 0 | 0 | 0 | 0 | 0 | 0 | 0 | 0 | 0 | 0 | 0 | 0 | 0 | 0 | 0 | 0 | 1 | 0 | 0 | 0 | 0 | 0 | 0 | 0 | 16333.915
2025-07-16 | 18414.414 | 0 | 11.4 | 0 | 0 | 0 | 0 | 0 | 0 | 0 | 0 | 0 | 0 | 0 | 0 | 0 | 0 | 0 | 0 | 0 | 0 | 1 | 0 | 0 | 0 | 0 | 0 | 0 | 15739.9578
2025-07-16 | 18007.743 | 0 | 10.7 | 0 | 0 | 0 | 0 | 0 | 0 | 0 | 0 | 0 | 0 | 0 | 0 | 0 | 0 | 0 | 0 | 0 | 0 | 0 | 1 | 0 | 0 | 0 | 0 | 0 | 15321.309
2025-07-16 | 17560.043 | 0 | 10.2 | 0 | 0 | 0 | 0 | 0 | 0 | 0 | 0 | 0 | 0 | 0 | 0 | 0 | 0 | 0 | 0 | 0 | 0 | 0 | 0 | 1 | 0 | 0 | 0 | 0 | 14945.1318
2025-07-16 | 16916.076 | 0 | 9.5 | 0 | 0 | 0 | 0 | 0 | 0 | 0 | 0 | 0 | 0 | 0 | 0 | 0 | 0 | 0 | 0 | 0 | 0 | 0 | 0 | 0 | 1 | 0 | 0 | 0 | 14165.9187
2025-07-16 | 15463.956 | 0 | 9.3 | 0 | 0 | 0 | 0 | 0 | 0 | 0 | 0 | 0 | 0 | 0 | 0 | 0 | 0 | 0 | 0 | 0 | 0 | 0 | 0 | 0 | 0 | 1 | 0 | 0 | 13077.5862
2025-07-16 | 13661.28 | 0 | 7.4 | 0 | 0 | 0 | 0 | 0 | 0 | 0 | 0 | 0 | 0 | 0 | 0 | 0 | 0 | 0 | 0 | 0 | 0 | 0 | 0 | 0 | 0 | 0 | 1 | 0 | 10828.4559
2025-07-16 | 11999.622 | 0 | 6.8 | 0 | 0 | 0 | 0 | 0 | 0 | 0 | 0 | 0 | 0 | 0 | 0 | 0 | 0 | 0 | 0 | 0 | 0 | 0 | 0 | 0 | 0 | 0 | 0 | 1 | 9475.6817
2025-07-17 | 10853.782 | 0 | 6.9 | 0 | 1 | 0 | 0 | 0 | 0 | 0 | 0 | 0 | 0 | 0 | 0 | 0 | 0 | 0 | 0 | 0 | 0 | 0 | 0 | 0 | 0 | 0 | 0 | 0 | 8828.4691
2025-07-17 | 9974.506 | 0 | 6.4 | 0 | 0 | 1 | 0 | 0 | 0 | 0 | 0 | 0 | 0 | 0 | 0 | 0 | 0 | 0 | 0 | 0 | 0 | 0 | 0 | 0 | 0 | 0 | 0 | 0 | 8123.1581
2025-07-17 | 9408.196 | 0 | 6.3 | 0 | 0 | 0 | 1 | 0 | 0 | 0 | 0 | 0 | 0 | 0 | 0 | 0 | 0 | 0 | 0 | 0 | 0 | 0 | 0 | 0 | 0 | 0 | 0 | 0 | 7837.3528
2025-07-17 | 9104.51 | 0 | 6.3 | 0 | 0 | 0 | 0 | 1 | 0 | 0 | 0 | 0 | 0 | 0 | 0 | 0 | 0 | 0 | 0 | 0 | 0 | 0 | 0 | 0 | 0 | 0 | 0 | 0 | 7792.0745
2025-07-17 | 9186.851 | 0 | 6.4 | 0 | 0 | 0 | 0 | 0 | 1 | 0 | 0 | 0 | 0 | 0 | 0 | 0 | 0 | 0 | 0 | 0 | 0 | 0 | 0 | 0 | 0 | 0 | 0 | 0 | 8029.9564
2025-07-17 | 9681.704 | 0 | 6.9 | 0 | 0 | 0 | 0 | 0 | 0 | 1 | 0 | 0 | 0 | 0 | 0 | 0 | 0 | 0 | 0 | 0 | 0 | 0 | 0 | 0 | 0 | 0 | 0 | 0 | 8853.2514
2025-07-17 | 10389.678 | 0 | 7.3 | 0 | 0 | 0 | 0 | 0 | 0 | 0 | 1 | 0 | 0 | 0 | 0 | 0 | 0 | 0 | 0 | 0 | 0 | 0 | 0 | 0 | 0 | 0 | 0 | 0 | 9857.7824
2025-07-17 | 11222.897 | 0 | 8 | 0 | 0 | 0 | 0 | 0 | 0 | 0 | 0 | 1 | 0 | 0 | 0 | 0 | 0 | 0 | 0 | 0 | 0 | 0 | 0 | 0 | 0 | 0 | 0 | 0 | 10925.4332
2025-07-17 | 12284.421 | 0 | 8.6 | 0 | 0 | 0 | 0 | 0 | 0 | 0 | 0 | 0 | 1 | 0 | 0 | 0 | 0 | 0 | 0 | 0 | 0 | 0 | 0 | 0 | 0 | 0 | 0 | 0 | 11611.1901
2025-07-17 | 13399.286 | 0 | 8.4 | 0 | 0 | 0 | 0 | 0 | 0 | 0 | 0 | 0 | 0 | 1 | 0 | 0 | 0 | 0 | 0 | 0 | 0 | 0 | 0 | 0 | 0 | 0 | 0 | 0 | 11610.0353
2025-07-17 | 14388.903 | 0 | 8.9 | 0 | 0 | 0 | 0 | 0 | 0 | 0 | 0 | 0 | 0 | 0 | 1 | 0 | 0 | 0 | 0 | 0 | 0 | 0 | 0 | 0 | 0 | 0 | 0 | 0 | 11967.1982
2025-07-17 | 14862.585 | 0 | 9.1 | 0 | 0 | 0 | 0 | 0 | 0 | 0 | 0 | 0 | 0 | 0 | 0 | 1 | 0 | 0 | 0 | 0 | 0 | 0 | 0 | 0 | 0 | 0 | 0 | 0 | 12192.0764
2025-07-17 | 14883.558 | 0 | 10.5 | 0 | 0 | 0 | 0 | 0 | 0 | 0 | 0 | 0 | 0 | 0 | 0 | 0 | 1 | 0 | 0 | 0 | 0 | 0 | 0 | 0 | 0 | 0 | 0 | 0 | 12901.886
2025-07-17 | 14657.746 | 0 | 9.8 | 0 | 0 | 0 | 0 | 0 | 0 | 0 | 0 | 0 | 0 | 0 | 0 | 0 | 0 | 1 | 0 | 0 | 0 | 0 | 0 | 0 | 0 | 0 | 0 | 0 | 12423.924
2025-07-17 | 15323.381 | 0 | 8.6 | 0 | 0 | 0 | 0 | 0 | 0 | 0 | 0 | 0 | 0 | 0 | 0 | 0 | 0 | 0 | 1 | 0 | 0 | 0 | 0 | 0 | 0 | 0 | 0 | 0 | 11923.5666
2025-07-17 | 15688.55 | 0 | 7.5 | 0 | 0 | 0 | 0 | 0 | 0 | 0 | 0 | 0 | 0 | 0 | 0 | 0 | 0 | 0 | 0 | 1 | 0 | 0 | 0 | 0 | 0 | 0 | 0 | 0 | 11987.6229
2025-07-17 | 15598.742 | 0 | 4.9 | 0 | 0 | 0 | 0 | 0 | 0 | 0 | 0 | 0 | 0 | 0 | 0 | 0 | 0 | 0 | 0 | 0 | 1 | 0 | 0 | 0 | 0 | 0 | 0 | 0 | 11533.7777
2025-07-17 | 14251.028 | 0 | 3.9 | 0 | 0 | 0 | 0 | 0 | 0 | 0 | 0 | 0 | 0 | 0 | 0 | 0 | 0 | 0 | 0 | 0 | 0 | 1 | 0 | 0 | 0 | 0 | 0 | 0 | 11454.1209
2025-07-17 | 13136.704 | 0 | 3.3 | 0 | 0 | 0 | 0 | 0 | 0 | 0 | 0 | 0 | 0 | 0 | 0 | 0 | 0 | 0 | 0 | 0 | 0 | 0 | 1 | 0 | 0 | 0 | 0 | 0 | 11092.6166
2025-07-17 | 12517.133 | 0 | 2.3 | 0 | 0 | 0 | 0 | 0 | 0 | 0 | 0 | 0 | 0 | 0 | 0 | 0 | 0 | 0 | 0 | 0 | 0 | 0 | 0 | 1 | 0 | 0 | 0 | 0 | 10430.7169
2025-07-17 | 11870.761 | 0.4 | 0 | 0 | 0 | 0 | 0 | 0 | 0 | 0 | 0 | 0 | 0 | 0 | 0 | 0 | 0 | 0 | 0 | 0 | 0 | 0 | 0 | 0 | 1 | 0 | 0 | 0 | 8805.2856
2025-07-17 | 10723.314 | 0.5 | 0 | 0 | 0 | 0 | 0 | 0 | 0 | 0 | 0 | 0 | 0 | 0 | 0 | 0 | 0 | 0 | 0 | 0 | 0 | 0 | 0 | 0 | 0 | 1 | 0 | 0 | 7848.2655
2025-07-17 | 9322.889 | 1.2 | 0 | 0 | 0 | 0 | 0 | 0 | 0 | 0 | 0 | 0 | 0 | 0 | 0 | 0 | 0 | 0 | 0 | 0 | 0 | 0 | 0 | 0 | 0 | 0 | 1 | 0 | 6804.0443
2025-07-17 | 7960.773 | 2.1 | 0 | 0 | 0 | 0 | 0 | 0 | 0 | 0 | 0 | 0 | 0 | 0 | 0 | 0 | 0 | 0 | 0 | 0 | 0 | 0 | 0 | 0 | 0 | 0 | 0 | 1 | 5947.3478
2025-07-18 | 7106.36 | 2.7 | 0 | 0 | 1 | 0 | 0 | 0 | 0 | 0 | 0 | 0 | 0 | 0 | 0 | 0 | 0 | 0 | 0 | 0 | 0 | 0 | 0 | 0 | 0 | 0 | 0 | 0 | 5345.1311
2025-07-18 | 6478.792 | 3.4 | 0 | 0 | 0 | 1 | 0 | 0 | 0 | 0 | 0 | 0 | 0 | 0 | 0 | 0 | 0 | 0 | 0 | 0 | 0 | 0 | 0 | 0 | 0 | 0 | 0 | 0 | 5044.7064
2025-07-18 | 6018.913 | 3.7 | 0 | 0 | 0 | 0 | 1 | 0 | 0 | 0 | 0 | 0 | 0 | 0 | 0 | 0 | 0 | 0 | 0 | 0 | 0 | 0 | 0 | 0 | 0 | 0 | 0 | 0 | 4867.1158
2025-07-18 | 5772.5 | 3.8 | 0 | 0 | 0 | 0 | 0 | 1 | 0 | 0 | 0 | 0 | 0 | 0 | 0 | 0 | 0 | 0 | 0 | 0 | 0 | 0 | 0 | 0 | 0 | 0 | 0 | 0 | 4838.8609
2025-07-18 | 5864.801 | 4.2 | 0 | 0 | 0 | 0 | 0 | 0 | 1 | 0 | 0 | 0 | 0 | 0 | 0 | 0 | 0 | 0 | 0 | 0 | 0 | 0 | 0 | 0 | 0 | 0 | 0 | 0 | 5087.6919
2025-07-18 | 6409.431 | 4.4 | 0 | 0 | 0 | 0 | 0 | 0 | 0 | 1 | 0 | 0 | 0 | 0 | 0 | 0 | 0 | 0 | 0 | 0 | 0 | 0 | 0 | 0 | 0 | 0 | 0 | 0 | 5659.3113
2025-07-18 | 7174.85 | 3 | 0 | 0 | 0 | 0 | 0 | 0 | 0 | 0 | 1 | 0 | 0 | 0 | 0 | 0 | 0 | 0 | 0 | 0 | 0 | 0 | 0 | 0 | 0 | 0 | 0 | 0 | 6196.9367
2025-07-18 | 7846.906 | 1.6 | 0 | 0 | 0 | 0 | 0 | 0 | 0 | 0 | 0 | 1 | 0 | 0 | 0 | 0 | 0 | 0 | 0 | 0 | 0 | 0 | 0 | 0 | 0 | 0 | 0 | 0 | 6626.2483
2025-07-18 | 8343.057 | 0 | 0.6 | 0 | 0 | 0 | 0 | 0 | 0 | 0 | 0 | 0 | 1 | 0 | 0 | 0 | 0 | 0 | 0 | 0 | 0 | 0 | 0 | 0 | 0 | 0 | 0 | 0 | 7039.6308
2025-07-18 | 8657.286 | 0 | 2.2 | 0 | 0 | 0 | 0 | 0 | 0 | 0 | 0 | 0 | 0 | 1 | 0 | 0 | 0 | 0 | 0 | 0 | 0 | 0 | 0 | 0 | 0 | 0 | 0 | 0 | 8067.0768
2025-07-18 | 8872.542 | 0 | 3.5 | 0 | 0 | 0 | 0 | 0 | 0 | 0 | 0 | 0 | 0 | 0 | 1 | 0 | 0 | 0 | 0 | 0 | 0 | 0 | 0 | 0 | 0 | 0 | 0 | 0 | 8881.3957
2025-07-18 | 9279.313 | 0 | 3.7 | 0 | 0 | 0 | 0 | 0 | 0 | 0 | 0 | 0 | 0 | 0 | 0 | 1 | 0 | 0 | 0 | 0 | 0 | 0 | 0 | 0 | 0 | 0 | 0 | 0 | 9106.2738
2025-07-18 | 9260.611 | 0 | 4 | 0 | 0 | 0 | 0 | 0 | 0 | 0 | 0 | 0 | 0 | 0 | 0 | 0 | 1 | 0 | 0 | 0 | 0 | 0 | 0 | 0 | 0 | 0 | 0 | 0 | 9187.494
2025-07-18 | 9405.691 | 0 | 3.8 | 0 | 0 | 0 | 0 | 0 | 0 | 0 | 0 | 0 | 0 | 0 | 0 | 0 | 0 | 1 | 0 | 0 | 0 | 0 | 0 | 0 | 0 | 0 | 0 | 0 | 8995.2545
2025-07-18 | 9890.385 | 0 | 4.1 | 0 | 0 | 0 | 0 | 0 | 0 | 0 | 0 | 0 | 0 | 0 | 0 | 0 | 0 | 0 | 1 | 0 | 0 | 0 | 0 | 0 | 0 | 0 | 0 | 0 | 9352.0644
2025-07-18 | 10705.979 | 0 | 4.4 | 0 | 0 | 0 | 0 | 0 | 0 | 0 | 0 | 0 | 0 | 0 | 0 | 0 | 0 | 0 | 0 | 1 | 0 | 0 | 0 | 0 | 0 | 0 | 0 | 0 | 10216.1436
2025-07-18 | 11845.607 | 0 | 4.1 | 0 | 0 | 0 | 0 | 0 | 0 | 0 | 0 | 0 | 0 | 0 | 0 | 0 | 0 | 0 | 0 | 0 | 1 | 0 | 0 | 0 | 0 | 0 | 0 | 0 | 11076.6217
2025-07-18 | 11612.868 | 0 | 4.3 | 0 | 0 | 0 | 0 | 0 | 0 | 0 | 0 | 0 | 0 | 0 | 0 | 0 | 0 | 0 | 0 | 0 | 0 | 1 | 0 | 0 | 0 | 0 | 0 | 0 | 11682.6988
2025-07-18 | 11245.429 | 0 | 4.1 | 0 | 0 | 0 | 0 | 0 | 0 | 0 | 0 | 0 | 0 | 0 | 0 | 0 | 0 | 0 | 0 | 0 | 0 | 0 | 1 | 0 | 0 | 0 | 0 | 0 | 11549.7726
2025-07-18 | 10723.74 | 0 | 3.5 | 0 | 0 | 0 | 0 | 0 | 0 | 0 | 0 | 0 | 0 | 0 | 0 | 0 | 0 | 0 | 0 | 0 | 0 | 0 | 0 | 1 | 0 | 0 | 0 | 0 | 11116.4508
2025-07-18 | 10263.954 | 0 | 2.6 | 0 | 0 | 0 | 0 | 0 | 0 | 0 | 0 | 0 | 0 | 0 | 0 | 0 | 0 | 0 | 0 | 0 | 0 | 0 | 0 | 0 | 1 | 0 | 0 | 0 | 10222.9487
2025-07-18 | 9286.641 | 0 | 2 | 0 | 0 | 0 | 0 | 0 | 0 | 0 | 0 | 0 | 0 | 0 | 0 | 0 | 0 | 0 | 0 | 0 | 0 | 0 | 0 | 0 | 0 | 1 | 0 | 0 | 8906.0383
2025-07-18 | 8198.252 | 0 | 1.7 | 0 | 0 | 0 | 0 | 0 | 0 | 0 | 0 | 0 | 0 | 0 | 0 | 0 | 0 | 0 | 0 | 0 | 0 | 0 | 0 | 0 | 0 | 0 | 1 | 0 | 7571.2198
2025-07-18 | 7161.558 | 0 | 1.3 | 0 | 0 | 0 | 0 | 0 | 0 | 0 | 0 | 0 | 0 | 0 | 0 | 0 | 0 | 0 | 0 | 0 | 0 | 0 | 0 | 0 | 0 | 0 | 0 | 1 | 6332.7347
2025-07-19 | 6363.506 | 0.1 | 0 | 1 | 1 | 0 | 0 | 0 | 0 | 0 | 0 | 0 | 0 | 0 | 0 | 0 | 0 | 0 | 0 | 0 | 0 | 0 | 0 | 0 | 0 | 0 | 0 | 0 | 5385.6539
2025-07-19 | 5843.639 | 0.7 | 0 | 1 | 0 | 1 | 0 | 0 | 0 | 0 | 0 | 0 | 0 | 0 | 0 | 0 | 0 | 0 | 0 | 0 | 0 | 0 | 0 | 0 | 0 | 0 | 0 | 0 | 5068.2058
2025-07-19 | 5557.94 | 0.7 | 0 | 1 | 0 | 0 | 1 | 0 | 0 | 0 | 0 | 0 | 0 | 0 | 0 | 0 | 0 | 0 | 0 | 0 | 0 | 0 | 0 | 0 | 0 | 0 | 0 | 0 | 4839.5449
2025-07-19 | 5361.329 | 2.2 | 0 | 1 | 0 | 0 | 0 | 1 | 0 | 0 | 0 | 0 | 0 | 0 | 0 | 0 | 0 | 0 | 0 | 0 | 0 | 0 | 0 | 0 | 0 | 0 | 0 | 0 | 5049.6177
2025-07-19 | 5371.515 | 2.8 | 0 | 1 | 0 | 0 | 0 | 0 | 1 | 0 | 0 | 0 | 0 | 0 | 0 | 0 | 0 | 0 | 0 | 0 | 0 | 0 | 0 | 0 | 0 | 0 | 0 | 0 | 5332.4956
2025-07-19 | 5880.457 | 2.8 | 0 | 1 | 0 | 0 | 0 | 0 | 0 | 1 | 0 | 0 | 0 | 0 | 0 | 0 | 0 | 0 | 0 | 0 | 0 | 0 | 0 | 0 | 0 | 0 | 0 | 0 | 5870.0681
2025-07-19 | 6619.344 | 1.6 | 0 | 1 | 0 | 0 | 0 | 0 | 0 | 0 | 1 | 0 | 0 | 0 | 0 | 0 | 0 | 0 | 0 | 0 | 0 | 0 | 0 | 0 | 0 | 0 | 0 | 0 | 6441.7403
2025-07-19 | 7749.134 | 0 | 0.6 | 1 | 0 | 0 | 0 | 0 | 0 | 0 | 0 | 1 | 0 | 0 | 0 | 0 | 0 | 0 | 0 | 0 | 0 | 0 | 0 | 0 | 0 | 0 | 0 | 0 | 7179.8721
2025-07-19 | 8671.544 | 0 | 2.9 | 1 | 0 | 0 | 0 | 0 | 0 | 0 | 0 | 0 | 1 | 0 | 0 | 0 | 0 | 0 | 0 | 0 | 0 | 0 | 0 | 0 | 0 | 0 | 0 | 0 | 8837.0854
2025-07-19 | 9376.965 | 0 | 4.5 | 1 | 0 | 0 | 0 | 0 | 0 | 0 | 0 | 0 | 0 | 1 | 0 | 0 | 0 | 0 | 0 | 0 | 0 | 0 | 0 | 0 | 0 | 0 | 0 | 0 | 9864.5314
2025-07-19 | 9939.238 | 0 | 5.2 | 1 | 0 | 0 | 0 | 0 | 0 | 0 | 0 | 0 | 0 | 0 | 1 | 0 | 0 | 0 | 0 | 0 | 0 | 0 | 0 | 0 | 0 | 0 | 0 | 0 | 10335.9834
2025-07-19 | 10170.426 | 0 | 5.6 | 1 | 0 | 0 | 0 | 0 | 0 | 0 | 0 | 0 | 0 | 0 | 0 | 1 | 0 | 0 | 0 | 0 | 0 | 0 | 0 | 0 | 0 | 0 | 0 | 0 | 10675.1505
2025-07-19 | 10361.724 | 0 | 5.6 | 1 | 0 | 0 | 0 | 0 | 0 | 0 | 0 | 0 | 0 | 0 | 0 | 0 | 1 | 0 | 0 | 0 | 0 | 0 | 0 | 0 | 0 | 0 | 0 | 0 | 10584.9372
2025-07-19 | 10815.079 | 0 | 5.9 | 1 | 0 | 0 | 0 | 0 | 0 | 0 | 0 | 0 | 0 | 0 | 0 | 0 | 0 | 1 | 0 | 0 | 0 | 0 | 0 | 0 | 0 | 0 | 0 | 0 | 10678.4202
2025-07-19 | 11393.079 | 0 | 7.5 | 1 | 0 | 0 | 0 | 0 | 0 | 0 | 0 | 0 | 0 | 0 | 0 | 0 | 0 | 0 | 1 | 0 | 0 | 0 | 0 | 0 | 0 | 0 | 0 | 0 | 11778.1085
2025-07-19 | 12308.144 | 0 | 8.7 | 1 | 0 | 0 | 0 | 0 | 0 | 0 | 0 | 0 | 0 | 0 | 0 | 0 | 0 | 0 | 0 | 1 | 0 | 0 | 0 | 0 | 0 | 0 | 0 | 0 | 13156.4882
2025-07-19 | 12612.332 | 0 | 7.1 | 1 | 0 | 0 | 0 | 0 | 0 | 0 | 0 | 0 | 0 | 0 | 0 | 0 | 0 | 0 | 0 | 0 | 1 | 0 | 0 | 0 | 0 | 0 | 0 | 0 | 13274.0878
2025-07-19 | 12371.909 | 0 | 6.4 | 1 | 0 | 0 | 0 | 0 | 0 | 0 | 0 | 0 | 0 | 0 | 0 | 0 | 0 | 0 | 0 | 0 | 0 | 1 | 0 | 0 | 0 | 0 | 0 | 0 | 13365.8645
2025-07-19 | 11604.393 | 0 | 6.1 | 1 | 0 | 0 | 0 | 0 | 0 | 0 | 0 | 0 | 0 | 0 | 0 | 0 | 0 | 0 | 0 | 0 | 0 | 0 | 1 | 0 | 0 | 0 | 0 | 0 | 13175.7937
2025-07-19 | 11029.795 | 0 | 5.2 | 1 | 0 | 0 | 0 | 0 | 0 | 0 | 0 | 0 | 0 | 0 | 0 | 0 | 0 | 0 | 0 | 0 | 0 | 0 | 0 | 1 | 0 | 0 | 0 | 0 | 12571.0385
2025-07-19 | 10745.185 | 0 | 4.6 | 1 | 0 | 0 | 0 | 0 | 0 | 0 | 0 | 0 | 0 | 0 | 0 | 0 | 0 | 0 | 0 | 0 | 0 | 0 | 0 | 0 | 1 | 0 | 0 | 0 | 11848.9699
2025-07-19 | 10137.166 | 0 | 4.6 | 1 | 0 | 0 | 0 | 0 | 0 | 0 | 0 | 0 | 0 | 0 | 0 | 0 | 0 | 0 | 0 | 0 | 0 | 0 | 0 | 0 | 0 | 1 | 0 | 0 | 10874.9264
2025-07-19 | 9080.689 | 0 | 4.8 | 1 | 0 | 0 | 0 | 0 | 0 | 0 | 0 | 0 | 0 | 0 | 0 | 0 | 0 | 0 | 0 | 0 | 0 | 0 | 0 | 0 | 0 | 0 | 1 | 0 | 9825.8304
2025-07-19 | 7973.852 | 0 | 5 | 1 | 0 | 0 | 0 | 0 | 0 | 0 | 0 | 0 | 0 | 0 | 0 | 0 | 0 | 0 | 0 | 0 | 0 | 0 | 0 | 0 | 0 | 0 | 0 | 1 | 8930.2122
2025-07-20 | 7160.823 | 0 | 4.9 | 1 | 1 | 0 | 0 | 0 | 0 | 0 | 0 | 0 | 0 | 0 | 0 | 0 | 0 | 0 | 0 | 0 | 0 | 0 | 0 | 0 | 0 | 0 | 0 | 0 | 8168.7106
2025-07-20 | 6617.953 | 0 | 5 | 1 | 0 | 1 | 0 | 0 | 0 | 0 | 0 | 0 | 0 | 0 | 0 | 0 | 0 | 0 | 0 | 0 | 0 | 0 | 0 | 0 | 0 | 0 | 0 | 0 | 7806.2665
2025-07-20 | 6222.114 | 0 | 4.1 | 1 | 0 | 0 | 1 | 0 | 0 | 0 | 0 | 0 | 0 | 0 | 0 | 0 | 0 | 0 | 0 | 0 | 0 | 0 | 0 | 0 | 0 | 0 | 0 | 0 | 7063.3053
2025-07-20 | 5988.059 | 0 | 1.2 | 1 | 0 | 0 | 0 | 1 | 0 | 0 | 0 | 0 | 0 | 0 | 0 | 0 | 0 | 0 | 0 | 0 | 0 | 0 | 0 | 0 | 0 | 0 | 0 | 0 | 5360.8367
2025-07-20 | 5940.524 | 0 | 1.2 | 1 | 0 | 0 | 0 | 0 | 1 | 0 | 0 | 0 | 0 | 0 | 0 | 0 | 0 | 0 | 0 | 0 | 0 | 0 | 0 | 0 | 0 | 0 | 0 | 0 | 5541.5741
2025-07-20 | 6289.006 | 0 | 1.1 | 1 | 0 | 0 | 0 | 0 | 0 | 1 | 0 | 0 | 0 | 0 | 0 | 0 | 0 | 0 | 0 | 0 | 0 | 0 | 0 | 0 | 0 | 0 | 0 | 0 | 6022.0022
2025-07-20 | 6783.649 | 0 | 2.7 | 1 | 0 | 0 | 0 | 0 | 0 | 0 | 1 | 0 | 0 | 0 | 0 | 0 | 0 | 0 | 0 | 0 | 0 | 0 | 0 | 0 | 0 | 0 | 0 | 0 | 7712.2671
2025-07-20 | 7892.328 | 0 | 3.9 | 1 | 0 | 0 | 0 | 0 | 0 | 0 | 0 | 1 | 0 | 0 | 0 | 0 | 0 | 0 | 0 | 0 | 0 | 0 | 0 | 0 | 0 | 0 | 0 | 0 | 9065.6404
2025-07-20 | 9048.624 | 0 | 4.7 | 1 | 0 | 0 | 0 | 0 | 0 | 0 | 0 | 0 | 1 | 0 | 0 | 0 | 0 | 0 | 0 | 0 | 0 | 0 | 0 | 0 | 0 | 0 | 0 | 0 | 9865.6863
2025-07-20 | 9921.577 | 0 | 4.7 | 1 | 0 | 0 | 0 | 0 | 0 | 0 | 0 | 0 | 0 | 1 | 0 | 0 | 0 | 0 | 0 | 0 | 0 | 0 | 0 | 0 | 0 | 0 | 0 | 0 | 9978.8204
2025-07-20 | 10817.512 | 0 | 6.6 | 1 | 0 | 0 | 0 | 0 | 0 | 0 | 0 | 0 | 0 | 0 | 1 | 0 | 0 | 0 | 0 | 0 | 0 | 0 | 0 | 0 | 0 | 0 | 0 | 0 | 11136.0063
2025-07-20 | 12239.121 | 0 | 7.2 | 1 | 0 | 0 | 0 | 0 | 0 | 0 | 0 | 0 | 0 | 0 | 0 | 1 | 0 | 0 | 0 | 0 | 0 | 0 | 0 | 0 | 0 | 0 | 0 | 0 | 11589.4624
2025-07-20 | 12339.874 | 0 | 6.7 | 1 | 0 | 0 | 0 | 0 | 0 | 0 | 0 | 0 | 0 | 0 | 0 | 0 | 1 | 0 | 0 | 0 | 0 | 0 | 0 | 0 | 0 | 0 | 0 | 0 | 11213.5266
2025-07-20 | 12944.883 | 0 | 8.2 | 1 | 0 | 0 | 0 | 0 | 0 | 0 | 0 | 0 | 0 | 0 | 0 | 0 | 0 | 1 | 0 | 0 | 0 | 0 | 0 | 0 | 0 | 0 | 0 | 0 | 11992.7435
2025-07-20 | 13477.193 | 0 | 8.7 | 1 | 0 | 0 | 0 | 0 | 0 | 0 | 0 | 0 | 0 | 0 | 0 | 0 | 0 | 0 | 1 | 0 | 0 | 0 | 0 | 0 | 0 | 0 | 0 | 0 | 12463.8424
2025-07-20 | 14171.439 | 0 | 9.5 | 1 | 0 | 0 | 0 | 0 | 0 | 0 | 0 | 0 | 0 | 0 | 0 | 0 | 0 | 0 | 0 | 1 | 0 | 0 | 0 | 0 | 0 | 0 | 0 | 0 | 13613.6441
2025-07-20 | 15822.39 | 0 | 8.8 | 1 | 0 | 0 | 0 | 0 | 0 | 0 | 0 | 0 | 0 | 0 | 0 | 0 | 0 | 0 | 0 | 0 | 1 | 0 | 0 | 0 | 0 | 0 | 0 | 0 | 14245.5442
2025-07-20 | 16202.747 | 0 | 8.2 | 1 | 0 | 0 | 0 | 0 | 0 | 0 | 0 | 0 | 0 | 0 | 0 | 0 | 0 | 0 | 0 | 0 | 0 | 1 | 0 | 0 | 0 | 0 | 0 | 0 | 14394.4654
2025-07-20 | 15513.103 | 0 | 7.5 | 1 | 0 | 0 | 0 | 0 | 0 | 0 | 0 | 0 | 0 | 0 | 0 | 0 | 0 | 0 | 0 | 0 | 0 | 0 | 1 | 0 | 0 | 0 | 0 | 0 | 13975.8166
2025-07-20 | 14236.601 | 0 | 6 | 1 | 0 | 0 | 0 | 0 | 0 | 0 | 0 | 0 | 0 | 0 | 0 | 0 | 0 | 0 | 0 | 0 | 0 | 0 | 0 | 1 | 0 | 0 | 0 | 0 | 13028.1944
2025-07-20 | 13277.956 | 0 | 4.3 | 1 | 0 | 0 | 0 | 0 | 0 | 0 | 0 | 0 | 0 | 0 | 0 | 0 | 0 | 0 | 0 | 0 | 0 | 0 | 0 | 0 | 1 | 0 | 0 | 0 | 11677.5364
2025-07-20 | 11821.145 | 0 | 3.5 | 1 | 0 | 0 | 0 | 0 | 0 | 0 | 0 | 0 | 0 | 0 | 0 | 0 | 0 | 0 | 0 | 0 | 0 | 0 | 0 | 0 | 0 | 1 | 0 | 0 | 10246.337
2025-07-20 | 9845.06 | 0 | 2.5 | 1 | 0 | 0 | 0 | 0 | 0 | 0 | 0 | 0 | 0 | 0 | 0 | 0 | 0 | 0 | 0 | 0 | 0 | 0 | 0 | 0 | 0 | 0 | 1 | 0 | 8511.5071
2025-07-20 | 8366.4 | 0 | 2.2 | 1 | 0 | 0 | 0 | 0 | 0 | 0 | 0 | 0 | 0 | 0 | 0 | 0 | 0 | 0 | 0 | 0 | 0 | 0 | 0 | 0 | 0 | 0 | 0 | 1 | 7330.1664
2025-07-21 | 7334.229 | 0 | 1.1 | 0 | 1 | 0 | 0 | 0 | 0 | 0 | 0 | 0 | 0 | 0 | 0 | 0 | 0 | 0 | 0 | 0 | 0 | 0 | 0 | 0 | 0 | 0 | 0 | 0 | 5514.0886
2025-07-21 | 6673.199 | 0 | 0.5 | 0 | 0 | 1 | 0 | 0 | 0 | 0 | 0 | 0 | 0 | 0 | 0 | 0 | 0 | 0 | 0 | 0 | 0 | 0 | 0 | 0 | 0 | 0 | 0 | 0 | 4751.6331
2025-07-21 | 6268.229 | 0 | 0.1 | 0 | 0 | 0 | 1 | 0 | 0 | 0 | 0 | 0 | 0 | 0 | 0 | 0 | 0 | 0 | 0 | 0 | 0 | 0 | 0 | 0 | 0 | 0 | 0 | 0 | 4294.3942
2025-07-21 | 6006.762 | 0.5 | 0 | 0 | 0 | 0 | 0 | 1 | 0 | 0 | 0 | 0 | 0 | 0 | 0 | 0 | 0 | 0 | 0 | 0 | 0 | 0 | 0 | 0 | 0 | 0 | 0 | 0 | 4277.0885
2025-07-21 | 6129.443 | 1.2 | 0 | 0 | 0 | 0 | 0 | 0 | 1 | 0 | 0 | 0 | 0 | 0 | 0 | 0 | 0 | 0 | 0 | 0 | 0 | 0 | 0 | 0 | 0 | 0 | 0 | 0 | 4576.9898
2025-07-21 | 6623.864 | 1.9 | 0 | 0 | 0 | 0 | 0 | 0 | 0 | 1 | 0 | 0 | 0 | 0 | 0 | 0 | 0 | 0 | 0 | 0 | 0 | 0 | 0 | 0 | 0 | 0 | 0 | 0 | 5233.7261
2025-07-21 | 7321.652 | 1.5 | 0 | 0 | 0 | 0 | 0 | 0 | 0 | 0 | 1 | 0 | 0 | 0 | 0 | 0 | 0 | 0 | 0 | 0 | 0 | 0 | 0 | 0 | 0 | 0 | 0 | 0 | 5941.5856
2025-07-21 | 8099.007 | 0.8 | 0 | 0 | 0 | 0 | 0 | 0 | 0 | 0 | 0 | 1 | 0 | 0 | 0 | 0 | 0 | 0 | 0 | 0 | 0 | 0 | 0 | 0 | 0 | 0 | 0 | 0 | 6490.0611
2025-07-21 | 8558.337 | 0 | 0.3 | 0 | 0 | 0 | 0 | 0 | 0 | 0 | 0 | 0 | 1 | 0 | 0 | 0 | 0 | 0 | 0 | 0 | 0 | 0 | 0 | 0 | 0 | 0 | 0 | 0 | 6868.1973
2025-07-21 | 9026.393 | 0 | 1.5 | 0 | 0 | 0 | 0 | 0 | 0 | 0 | 0 | 0 | 0 | 1 | 0 | 0 | 0 | 0 | 0 | 0 | 0 | 0 | 0 | 0 | 0 | 0 | 0 | 0 | 7667.0653
2025-07-21 | 9169.509 | 0 | 2.1 | 0 | 0 | 0 | 0 | 0 | 0 | 0 | 0 | 0 | 0 | 0 | 1 | 0 | 0 | 0 | 0 | 0 | 0 | 0 | 0 | 0 | 0 | 0 | 0 | 0 | 8081.3728
2025-07-21 | 9539.187 | 0 | 2.6 | 0 | 0 | 0 | 0 | 0 | 0 | 0 | 0 | 0 | 0 | 0 | 0 | 1 | 0 | 0 | 0 | 0 | 0 | 0 | 0 | 0 | 0 | 0 | 0 | 0 | 8477.6844
2025-07-21 | 9695.664 | 0 | 3.3 | 0 | 0 | 0 | 0 | 0 | 0 | 0 | 0 | 0 | 0 | 0 | 0 | 0 | 1 | 0 | 0 | 0 | 0 | 0 | 0 | 0 | 0 | 0 | 0 | 0 | 8787.4826
2025-07-21 | 9759.377 | 0 | 3.7 | 0 | 0 | 0 | 0 | 0 | 0 | 0 | 0 | 0 | 0 | 0 | 0 | 0 | 0 | 1 | 0 | 0 | 0 | 0 | 0 | 0 | 0 | 0 | 0 | 0 | 8938.11
2025-07-21 | 10289.55 | 0 | 4.9 | 0 | 0 | 0 | 0 | 0 | 0 | 0 | 0 | 0 | 0 | 0 | 0 | 0 | 0 | 0 | 1 | 0 | 0 | 0 | 0 | 0 | 0 | 0 | 0 | 0 | 9809.2203
2025-07-21 | 11431.715 | 0 | 5.2 | 0 | 0 | 0 | 0 | 0 | 0 | 0 | 0 | 0 | 0 | 0 | 0 | 0 | 0 | 0 | 0 | 1 | 0 | 0 | 0 | 0 | 0 | 0 | 0 | 0 | 10673.2996
2025-07-21 | 12729.859 | 0 | 5.1 | 0 | 0 | 0 | 0 | 0 | 0 | 0 | 0 | 0 | 0 | 0 | 0 | 0 | 0 | 0 | 0 | 0 | 1 | 0 | 0 | 0 | 0 | 0 | 0 | 0 | 11648.0666
2025-07-21 | 12855.805 | 0 | 4.3 | 0 | 0 | 0 | 0 | 0 | 0 | 0 | 0 | 0 | 0 | 0 | 0 | 0 | 0 | 0 | 0 | 0 | 0 | 1 | 0 | 0 | 0 | 0 | 0 | 0 | 11682.6988
2025-07-21 | 12273.817 | 0 | 2.7 | 0 | 0 | 0 | 0 | 0 | 0 | 0 | 0 | 0 | 0 | 0 | 0 | 0 | 0 | 0 | 0 | 0 | 0 | 0 | 1 | 0 | 0 | 0 | 0 | 0 | 10749.7497
2025-07-21 | 11469.016 | 0 | 2.8 | 0 | 0 | 0 | 0 | 0 | 0 | 0 | 0 | 0 | 0 | 0 | 0 | 0 | 0 | 0 | 0 | 0 | 0 | 0 | 0 | 1 | 0 | 0 | 0 | 0 | 10716.4393
2025-07-21 | 10925.361 | 0 | 2 | 0 | 0 | 0 | 0 | 0 | 0 | 0 | 0 | 0 | 0 | 0 | 0 | 0 | 0 | 0 | 0 | 0 | 0 | 0 | 0 | 0 | 1 | 0 | 0 | 0 | 9880.0818
2025-07-21 | 9762.759 | 0 | 0.7 | 0 | 0 | 0 | 0 | 0 | 0 | 0 | 0 | 0 | 0 | 0 | 0 | 0 | 0 | 0 | 0 | 0 | 0 | 0 | 0 | 0 | 0 | 1 | 0 | 0 | 8163.1599
2025-07-21 | 8388.166 | 0.8 | 0 | 0 | 0 | 0 | 0 | 0 | 0 | 0 | 0 | 0 | 0 | 0 | 0 | 0 | 0 | 0 | 0 | 0 | 0 | 0 | 0 | 0 | 0 | 0 | 1 | 0 | 6735.9507
2025-07-21 | 7300.766 | 1.3 | 0 | 0 | 0 | 0 | 0 | 0 | 0 | 0 | 0 | 0 | 0 | 0 | 0 | 0 | 0 | 0 | 0 | 0 | 0 | 0 | 0 | 0 | 0 | 0 | 0 | 1 | 5811.1605
2025-07-22 | 6403.856 | 1.9 | 0 | 0 | 1 | 0 | 0 | 0 | 0 | 0 | 0 | 0 | 0 | 0 | 0 | 0 | 0 | 0 | 0 | 0 | 0 | 0 | 0 | 0 | 0 | 0 | 0 | 0 | 5208.9439
2025-07-22 | 5927.501 | 2.4 | 0 | 0 | 0 | 1 | 0 | 0 | 0 | 0 | 0 | 0 | 0 | 0 | 0 | 0 | 0 | 0 | 0 | 0 | 0 | 0 | 0 | 0 | 0 | 0 | 0 | 0 | 4874.4723
2025-07-22 | 5647.329 | 2.7 | 0 | 0 | 0 | 0 | 1 | 0 | 0 | 0 | 0 | 0 | 0 | 0 | 0 | 0 | 0 | 0 | 0 | 0 | 0 | 0 | 0 | 0 | 0 | 0 | 0 | 0 | 4696.8817
2025-07-22 | 5456.836 | 3.4 | 0 | 0 | 0 | 0 | 0 | 1 | 0 | 0 | 0 | 0 | 0 | 0 | 0 | 0 | 0 | 0 | 0 | 0 | 0 | 0 | 0 | 0 | 0 | 0 | 0 | 0 | 4770.7673
2025-07-22 | 5674.474 | 2.5 | 0 | 0 | 0 | 0 | 0 | 0 | 1 | 0 | 0 | 0 | 0 | 0 | 0 | 0 | 0 | 0 | 0 | 0 | 0 | 0 | 0 | 0 | 0 | 0 | 0 | 0 | 4798.294
2025-07-22 | 6183.836 | 2.7 | 0 | 0 | 0 | 0 | 0 | 0 | 0 | 1 | 0 | 0 | 0 | 0 | 0 | 0 | 0 | 0 | 0 | 0 | 0 | 0 | 0 | 0 | 0 | 0 | 0 | 0 | 5369.9134
2025-07-22 | 6909.53 | 1.9 | 0 | 0 | 0 | 0 | 0 | 0 | 0 | 0 | 1 | 0 | 0 | 0 | 0 | 0 | 0 | 0 | 0 | 0 | 0 | 0 | 0 | 0 | 0 | 0 | 0 | 0 | 6009.6792
2025-07-22 | 7625.469 | 0.5 | 0 | 0 | 0 | 0 | 0 | 0 | 0 | 0 | 0 | 1 | 0 | 0 | 0 | 0 | 0 | 0 | 0 | 0 | 0 | 0 | 0 | 0 | 0 | 0 | 0 | 0 | 6438.9908
2025-07-22 | 7964.696 | 0 | 1.3 | 0 | 0 | 0 | 0 | 0 | 0 | 0 | 0 | 0 | 1 | 0 | 0 | 0 | 0 | 0 | 0 | 0 | 0 | 0 | 0 | 0 | 0 | 0 | 0 | 0 | 7439.6422
2025-07-22 | 8270.395 | 0 | 2.7 | 0 | 0 | 0 | 0 | 0 | 0 | 0 | 0 | 0 | 0 | 1 | 0 | 0 | 0 | 0 | 0 | 0 | 0 | 0 | 0 | 0 | 0 | 0 | 0 | 0 | 8352.7992
2025-07-22 | 8619.579 | 0 | 3 | 0 | 0 | 0 | 0 | 0 | 0 | 0 | 0 | 0 | 0 | 0 | 1 | 0 | 0 | 0 | 0 | 0 | 0 | 0 | 0 | 0 | 0 | 0 | 0 | 0 | 8595.6732
2025-07-22 | 8828.555 | 0 | 4.4 | 0 | 0 | 0 | 0 | 0 | 0 | 0 | 0 | 0 | 0 | 0 | 0 | 1 | 0 | 0 | 0 | 0 | 0 | 0 | 0 | 0 | 0 | 0 | 0 | 0 | 9506.2852
2025-07-22 | 9041.818 | 0 | 4.1 | 0 | 0 | 0 | 0 | 0 | 0 | 0 | 0 | 0 | 0 | 0 | 0 | 0 | 1 | 0 | 0 | 0 | 0 | 0 | 0 | 0 | 0 | 0 | 0 | 0 | 9244.6385
2025-07-22 | 9176.078 | 0 | 5.3 | 0 | 0 | 0 | 0 | 0 | 0 | 0 | 0 | 0 | 0 | 0 | 0 | 0 | 0 | 1 | 0 | 0 | 0 | 0 | 0 | 0 | 0 | 0 | 0 | 0 | 9852.4219
2025-07-22 | 9868.422 | 0 | 5.1 | 0 | 0 | 0 | 0 | 0 | 0 | 0 | 0 | 0 | 0 | 0 | 0 | 0 | 0 | 0 | 1 | 0 | 0 | 0 | 0 | 0 | 0 | 0 | 0 | 0 | 9923.5093
2025-07-22 | 11160.055 | 0 | 5.7 | 0 | 0 | 0 | 0 | 0 | 0 | 0 | 0 | 0 | 0 | 0 | 0 | 0 | 0 | 0 | 0 | 1 | 0 | 0 | 0 | 0 | 0 | 0 | 0 | 0 | 10959.022
2025-07-22 | 12561.44 | 0 | 5.2 | 0 | 0 | 0 | 0 | 0 | 0 | 0 | 0 | 0 | 0 | 0 | 0 | 0 | 0 | 0 | 0 | 0 | 1 | 0 | 0 | 0 | 0 | 0 | 0 | 0 | 11705.2111
2025-07-22 | 12739.441 | 0 | 4.9 | 0 | 0 | 0 | 0 | 0 | 0 | 0 | 0 | 0 | 0 | 0 | 0 | 0 | 0 | 0 | 0 | 0 | 0 | 1 | 0 | 0 | 0 | 0 | 0 | 0 | 12025.5658
2025-07-22 | 12275.287 | 0 | 4.2 | 0 | 0 | 0 | 0 | 0 | 0 | 0 | 0 | 0 | 0 | 0 | 0 | 0 | 0 | 0 | 0 | 0 | 0 | 0 | 1 | 0 | 0 | 0 | 0 | 0 | 11606.9171
2025-07-22 | 11761.602 | 0 | 3.3 | 0 | 0 | 0 | 0 | 0 | 0 | 0 | 0 | 0 | 0 | 0 | 0 | 0 | 0 | 0 | 0 | 0 | 0 | 0 | 0 | 1 | 0 | 0 | 0 | 0 | 11002.1618
2025-07-22 | 11247.087 | 0 | 2.1 | 0 | 0 | 0 | 0 | 0 | 0 | 0 | 0 | 0 | 0 | 0 | 0 | 0 | 0 | 0 | 0 | 0 | 0 | 0 | 0 | 0 | 1 | 0 | 0 | 0 | 9937.2263
2025-07-22 | 9929.106 | 0 | 1.6 | 0 | 0 | 0 | 0 | 0 | 0 | 0 | 0 | 0 | 0 | 0 | 0 | 0 | 0 | 0 | 0 | 0 | 0 | 0 | 0 | 0 | 0 | 1 | 0 | 0 | 8677.4603
2025-07-22 | 8405.049 | 0 | 1.8 | 0 | 0 | 0 | 0 | 0 | 0 | 0 | 0 | 0 | 0 | 0 | 0 | 0 | 0 | 0 | 0 | 0 | 0 | 0 | 0 | 0 | 0 | 0 | 1 | 0 | 7628.3643
2025-07-22 | 7241.476 | 0 | 1.7 | 0 | 0 | 0 | 0 | 0 | 0 | 0 | 0 | 0 | 0 | 0 | 0 | 0 | 0 | 0 | 0 | 0 | 0 | 0 | 0 | 0 | 0 | 0 | 0 | 1 | 6561.3126
2025-07-23 | 6417.42 | 0 | 1.2 | 0 | 1 | 0 | 0 | 0 | 0 | 0 | 0 | 0 | 0 | 0 | 0 | 0 | 0 | 0 | 0 | 0 | 0 | 0 | 0 | 0 | 0 | 0 | 0 | 0 | 5571.233
2025-07-23 | 5867.566 | 0 | 1.1 | 0 | 0 | 1 | 0 | 0 | 0 | 0 | 0 | 0 | 0 | 0 | 0 | 0 | 0 | 0 | 0 | 0 | 0 | 0 | 0 | 0 | 0 | 0 | 0 | 0 | 5094.5
2025-07-23 | 5591.352 | 0 | 0.4 | 0 | 0 | 0 | 1 | 0 | 0 | 0 | 0 | 0 | 0 | 0 | 0 | 0 | 0 | 0 | 0 | 0 | 0 | 0 | 0 | 0 | 0 | 0 | 0 | 0 | 4465.8277
2025-07-23 | 5461.532 | 0.5 | 0 | 0 | 0 | 0 | 0 | 1 | 0 | 0 | 0 | 0 | 0 | 0 | 0 | 0 | 0 | 0 | 0 | 0 | 0 | 0 | 0 | 0 | 0 | 0 | 0 | 0 | 4277.0885
2025-07-23 | 5593.339 | 2.1 | 0 | 0 | 0 | 0 | 0 | 0 | 1 | 0 | 0 | 0 | 0 | 0 | 0 | 0 | 0 | 0 | 0 | 0 | 0 | 0 | 0 | 0 | 0 | 0 | 0 | 0 | 4730.2004
2025-07-23 | 6158.134 | 0.9 | 0 | 0 | 0 | 0 | 0 | 0 | 0 | 1 | 0 | 0 | 0 | 0 | 0 | 0 | 0 | 0 | 0 | 0 | 0 | 0 | 0 | 0 | 0 | 0 | 0 | 0 | 5063.4921
2025-07-23 | 6915.528 | 0 | 0 | 0 | 0 | 0 | 0 | 0 | 0 | 0 | 1 | 0 | 0 | 0 | 0 | 0 | 0 | 0 | 0 | 0 | 0 | 0 | 0 | 0 | 0 | 0 | 0 | 0 | 5686.2345
2025-07-23 | 7531.252 | 0 | 2 | 0 | 0 | 0 | 0 | 0 | 0 | 0 | 0 | 1 | 0 | 0 | 0 | 0 | 0 | 0 | 0 | 0 | 0 | 0 | 0 | 0 | 0 | 0 | 0 | 0 | 7496.7637
2025-07-23 | 7901.072 | 0 | 3.6 | 0 | 0 | 0 | 0 | 0 | 0 | 0 | 0 | 0 | 1 | 0 | 0 | 0 | 0 | 0 | 0 | 0 | 0 | 0 | 0 | 0 | 0 | 0 | 0 | 0 | 8753.9655
2025-07-23 | 8336.222 | 0 | 5.2 | 0 | 0 | 0 | 0 | 0 | 0 | 0 | 0 | 0 | 0 | 1 | 0 | 0 | 0 | 0 | 0 | 0 | 0 | 0 | 0 | 0 | 0 | 0 | 0 | 0 | 9781.4115
2025-07-23 | 8696.265 | 0 | 5.4 | 0 | 0 | 0 | 0 | 0 | 0 | 0 | 0 | 0 | 0 | 0 | 1 | 0 | 0 | 0 | 0 | 0 | 0 | 0 | 0 | 0 | 0 | 0 | 0 | 0 | 9967.141
2025-07-23 | 9232.397 | 0 | 6.2 | 0 | 0 | 0 | 0 | 0 | 0 | 0 | 0 | 0 | 0 | 0 | 0 | 1 | 0 | 0 | 0 | 0 | 0 | 0 | 0 | 0 | 0 | 0 | 0 | 0 | 10534.8861
2025-07-23 | 9569.295 | 0 | 7.5 | 0 | 0 | 0 | 0 | 0 | 0 | 0 | 0 | 0 | 0 | 0 | 0 | 0 | 1 | 0 | 0 | 0 | 0 | 0 | 0 | 0 | 0 | 0 | 0 | 0 | 11187.5512
2025-07-23 | 9995.539 | 0 | 8.2 | 0 | 0 | 0 | 0 | 0 | 0 | 0 | 0 | 0 | 0 | 0 | 0 | 0 | 0 | 1 | 0 | 0 | 0 | 0 | 0 | 0 | 0 | 0 | 0 | 0 | 11509.6122
2025-07-23 | 10922.67 | 0 | 9 | 0 | 0 | 0 | 0 | 0 | 0 | 0 | 0 | 0 | 0 | 0 | 0 | 0 | 0 | 0 | 1 | 0 | 0 | 0 | 0 | 0 | 0 | 0 | 0 | 0 | 12152.1445
2025-07-23 | 12403.586 | 0 | 9.4 | 0 | 0 | 0 | 0 | 0 | 0 | 0 | 0 | 0 | 0 | 0 | 0 | 0 | 0 | 0 | 0 | 1 | 0 | 0 | 0 | 0 | 0 | 0 | 0 | 0 | 13073.3683
2025-07-23 | 13972.685 | 0 | 8.6 | 0 | 0 | 0 | 0 | 0 | 0 | 0 | 0 | 0 | 0 | 0 | 0 | 0 | 0 | 0 | 0 | 0 | 1 | 0 | 0 | 0 | 0 | 0 | 0 | 0 | 13648.1239
2025-07-23 | 14034.718 | 0 | 7.6 | 0 | 0 | 0 | 0 | 0 | 0 | 0 | 0 | 0 | 0 | 0 | 0 | 0 | 0 | 0 | 0 | 0 | 0 | 1 | 0 | 0 | 0 | 0 | 0 | 0 | 13568.4671
2025-07-23 | 13652.902 | 0 | 6.4 | 0 | 0 | 0 | 0 | 0 | 0 | 0 | 0 | 0 | 0 | 0 | 0 | 0 | 0 | 0 | 0 | 0 | 0 | 0 | 1 | 0 | 0 | 0 | 0 | 0 | 12864.0959
2025-07-23 | 13086.836 | 0 | 5.6 | 0 | 0 | 0 | 0 | 0 | 0 | 0 | 0 | 0 | 0 | 0 | 0 | 0 | 0 | 0 | 0 | 0 | 0 | 0 | 0 | 1 | 0 | 0 | 0 | 0 | 12316.4851
2025-07-23 | 12468.912 | 0 | 4.3 | 0 | 0 | 0 | 0 | 0 | 0 | 0 | 0 | 0 | 0 | 0 | 0 | 0 | 0 | 0 | 0 | 0 | 0 | 0 | 0 | 0 | 1 | 0 | 0 | 0 | 11194.4051
2025-07-23 | 10998.826 | 0 | 4 | 0 | 0 | 0 | 0 | 0 | 0 | 0 | 0 | 0 | 0 | 0 | 0 | 0 | 0 | 0 | 0 | 0 | 0 | 0 | 0 | 0 | 0 | 1 | 0 | 0 | 10048.9281
2025-07-23 | 9263.669 | 0 | 3.6 | 0 | 0 | 0 | 0 | 0 | 0 | 0 | 0 | 0 | 0 | 0 | 0 | 0 | 0 | 0 | 0 | 0 | 0 | 0 | 0 | 0 | 0 | 0 | 1 | 0 | 8656.9651
2025-07-23 | 7909.307 | 0 | 2.8 | 0 | 0 | 0 | 0 | 0 | 0 | 0 | 0 | 0 | 0 | 0 | 0 | 0 | 0 | 0 | 0 | 0 | 0 | 0 | 0 | 0 | 0 | 0 | 0 | 1 | 7189.902
2025-07-24 | 6993.185 | 0 | 3 | 0 | 1 | 0 | 0 | 0 | 0 | 0 | 0 | 0 | 0 | 0 | 0 | 0 | 0 | 0 | 0 | 0 | 0 | 0 | 0 | 0 | 0 | 0 | 0 | 0 | 6599.8339
2025-07-24 | 6397.009 | 0 | 2.8 | 0 | 0 | 1 | 0 | 0 | 0 | 0 | 0 | 0 | 0 | 0 | 0 | 0 | 0 | 0 | 0 | 0 | 0 | 0 | 0 | 0 | 0 | 0 | 0 | 0 | 6065.9564
2025-07-24 | 6029.047 | 0 | 2.5 | 0 | 0 | 0 | 1 | 0 | 0 | 0 | 0 | 0 | 0 | 0 | 0 | 0 | 0 | 0 | 0 | 0 | 0 | 0 | 0 | 0 | 0 | 0 | 0 | 0 | 5665.862
2025-07-24 | 5836.989 | 0 | 2.6 | 0 | 0 | 0 | 0 | 1 | 0 | 0 | 0 | 0 | 0 | 0 | 0 | 0 | 0 | 0 | 0 | 0 | 0 | 0 | 0 | 0 | 0 | 0 | 0 | 0 | 5677.7283
2025-07-24 | 5927.58 | 0 | 2.2 | 0 | 0 | 0 | 0 | 0 | 1 | 0 | 0 | 0 | 0 | 0 | 0 | 0 | 0 | 0 | 0 | 0 | 0 | 0 | 0 | 0 | 0 | 0 | 0 | 0 | 5629.8877
2025-07-24 | 6613.929 | 0 | 1.2 | 0 | 0 | 0 | 0 | 0 | 0 | 1 | 0 | 0 | 0 | 0 | 0 | 0 | 0 | 0 | 0 | 0 | 0 | 0 | 0 | 0 | 0 | 0 | 0 | 0 | 5596.0153
2025-07-24 | 7468.143 | 0 | 4.2 | 0 | 0 | 0 | 0 | 0 | 0 | 0 | 1 | 0 | 0 | 0 | 0 | 0 | 0 | 0 | 0 | 0 | 0 | 0 | 0 | 0 | 0 | 0 | 0 | 0 | 8086.3032
2025-07-24 | 8260.652 | 0 | 6.1 | 0 | 0 | 0 | 0 | 0 | 0 | 0 | 0 | 1 | 0 | 0 | 0 | 0 | 0 | 0 | 0 | 0 | 0 | 0 | 0 | 0 | 0 | 0 | 0 | 0 | 9839.6878
2025-07-24 | 9143.389 | 0 | 7.8 | 0 | 0 | 0 | 0 | 0 | 0 | 0 | 0 | 0 | 1 | 0 | 0 | 0 | 0 | 0 | 0 | 0 | 0 | 0 | 0 | 0 | 0 | 0 | 0 | 0 | 11154.0342
2025-07-24 | 10309.774 | 0 | 10.4 | 0 | 0 | 0 | 0 | 0 | 0 | 0 | 0 | 0 | 0 | 1 | 0 | 0 | 0 | 0 | 0 | 0 | 0 | 0 | 0 | 0 | 0 | 0 | 0 | 0 | 12752.9251
2025-07-24 | 11470.343 | 0 | 11.2 | 0 | 0 | 0 | 0 | 0 | 0 | 0 | 0 | 0 | 0 | 0 | 1 | 0 | 0 | 0 | 0 | 0 | 0 | 0 | 0 | 0 | 0 | 0 | 0 | 0 | 13281.5216
2025-07-24 | 12773.065 | 0 | 12.9 | 0 | 0 | 0 | 0 | 0 | 0 | 0 | 0 | 0 | 0 | 0 | 0 | 1 | 0 | 0 | 0 | 0 | 0 | 0 | 0 | 0 | 0 | 0 | 0 | 0 | 14363.5671
2025-07-24 | 13505.194 | 0 | 13.6 | 0 | 0 | 0 | 0 | 0 | 0 | 0 | 0 | 0 | 0 | 0 | 0 | 0 | 1 | 0 | 0 | 0 | 0 | 0 | 0 | 0 | 0 | 0 | 0 | 0 | 14673.3653
2025-07-24 | 14298.883 | 0 | 13.7 | 0 | 0 | 0 | 0 | 0 | 0 | 0 | 0 | 0 | 0 | 0 | 0 | 0 | 0 | 1 | 0 | 0 | 0 | 0 | 0 | 0 | 0 | 0 | 0 | 0 | 14652.5592
2025-07-24 | 15437.243 | 0 | 14 | 0 | 0 | 0 | 0 | 0 | 0 | 0 | 0 | 0 | 0 | 0 | 0 | 0 | 0 | 0 | 1 | 0 | 0 | 0 | 0 | 0 | 0 | 0 | 0 | 0 | 15009.3691
2025-07-24 | 16828.138 | 0 | 14.3 | 0 | 0 | 0 | 0 | 0 | 0 | 0 | 0 | 0 | 0 | 0 | 0 | 0 | 0 | 0 | 0 | 1 | 0 | 0 | 0 | 0 | 0 | 0 | 0 | 0 | 15873.4484
2025-07-24 | 18128.646 | 0 | 15.2 | 0 | 0 | 0 | 0 | 0 | 0 | 0 | 0 | 0 | 0 | 0 | 0 | 0 | 0 | 0 | 0 | 0 | 1 | 0 | 0 | 0 | 0 | 0 | 0 | 0 | 17419.6604
2025-07-24 | 18150.996 | 0 | 14.7 | 0 | 0 | 0 | 0 | 0 | 0 | 0 | 0 | 0 | 0 | 0 | 0 | 0 | 0 | 0 | 0 | 0 | 0 | 1 | 0 | 0 | 0 | 0 | 0 | 0 | 17625.726
2025-07-24 | 17255.816 | 0 | 13.5 | 0 | 0 | 0 | 0 | 0 | 0 | 0 | 0 | 0 | 0 | 0 | 0 | 0 | 0 | 0 | 0 | 0 | 0 | 0 | 1 | 0 | 0 | 0 | 0 | 0 | 16921.3548
2025-07-24 | 16975.967 | 0 | 12.6 | 0 | 0 | 0 | 0 | 0 | 0 | 0 | 0 | 0 | 0 | 0 | 0 | 0 | 0 | 0 | 0 | 0 | 0 | 0 | 0 | 1 | 0 | 0 | 0 | 0 | 16316.5996
2025-07-24 | 16189.333 | 0 | 6.2 | 0 | 0 | 0 | 0 | 0 | 0 | 0 | 0 | 0 | 0 | 0 | 0 | 0 | 0 | 0 | 0 | 0 | 0 | 0 | 0 | 0 | 1 | 0 | 0 | 0 | 12280.1505
2025-07-24 | 14560.502 | 0 | 5.3 | 0 | 0 | 0 | 0 | 0 | 0 | 0 | 0 | 0 | 0 | 0 | 0 | 0 | 0 | 0 | 0 | 0 | 0 | 0 | 0 | 0 | 0 | 1 | 0 | 0 | 10791.8065
2025-07-24 | 12581.781 | 0 | 5 | 0 | 0 | 0 | 0 | 0 | 0 | 0 | 0 | 0 | 0 | 0 | 0 | 0 | 0 | 0 | 0 | 0 | 0 | 0 | 0 | 0 | 0 | 0 | 1 | 0 | 9456.988
2025-07-24 | 10821.196 | 0 | 4.9 | 0 | 0 | 0 | 0 | 0 | 0 | 0 | 0 | 0 | 0 | 0 | 0 | 0 | 0 | 0 | 0 | 0 | 0 | 0 | 0 | 0 | 0 | 0 | 0 | 1 | 8389.9364
2025-07-25 | 9678.291 | 0 | 4.8 | 0 | 1 | 0 | 0 | 0 | 0 | 0 | 0 | 0 | 0 | 0 | 0 | 0 | 0 | 0 | 0 | 0 | 0 | 0 | 0 | 0 | 0 | 0 | 0 | 0 | 7628.4348
2025-07-25 | 8812.607 | 0 | 5.5 | 0 | 0 | 1 | 0 | 0 | 0 | 0 | 0 | 0 | 0 | 0 | 0 | 0 | 0 | 0 | 0 | 0 | 0 | 0 | 0 | 0 | 0 | 0 | 0 | 0 | 7608.8577
2025-07-25 | 8318.45 | 0 | 5 | 0 | 0 | 0 | 1 | 0 | 0 | 0 | 0 | 0 | 0 | 0 | 0 | 0 | 0 | 0 | 0 | 0 | 0 | 0 | 0 | 0 | 0 | 0 | 0 | 0 | 7094.4744
2025-07-25 | 7981.64 | 0 | 4.8 | 0 | 0 | 0 | 0 | 1 | 0 | 0 | 0 | 0 | 0 | 0 | 0 | 0 | 0 | 0 | 0 | 0 | 0 | 0 | 0 | 0 | 0 | 0 | 0 | 0 | 6934.9071
2025-07-25 | 7913.485 | 0 | 4.8 | 0 | 0 | 0 | 0 | 0 | 1 | 0 | 0 | 0 | 0 | 0 | 0 | 0 | 0 | 0 | 0 | 0 | 0 | 0 | 0 | 0 | 0 | 0 | 0 | 0 | 7115.6445
2025-07-25 | 8366.514 | 0 | 4.8 | 0 | 0 | 0 | 0 | 0 | 0 | 1 | 0 | 0 | 0 | 0 | 0 | 0 | 0 | 0 | 0 | 0 | 0 | 0 | 0 | 0 | 0 | 0 | 0 | 0 | 7653.217
2025-07-25 | 8949.032 | 0 | 5.2 | 0 | 0 | 0 | 0 | 0 | 0 | 0 | 1 | 0 | 0 | 0 | 0 | 0 | 0 | 0 | 0 | 0 | 0 | 0 | 0 | 0 | 0 | 0 | 0 | 0 | 8657.7481
2025-07-25 | 9899.895 | 0 | 5.3 | 0 | 0 | 0 | 0 | 0 | 0 | 0 | 0 | 1 | 0 | 0 | 0 | 0 | 0 | 0 | 0 | 0 | 0 | 0 | 0 | 0 | 0 | 0 | 0 | 0 | 9382.5319
2025-07-25 | 10566.56 | 0 | 5.9 | 0 | 0 | 0 | 0 | 0 | 0 | 0 | 0 | 0 | 1 | 0 | 0 | 0 | 0 | 0 | 0 | 0 | 0 | 0 | 0 | 0 | 0 | 0 | 0 | 0 | 10068.2889
2025-07-25 | 11144.932 | 0 | 7.1 | 0 | 0 | 0 | 0 | 0 | 0 | 0 | 0 | 0 | 0 | 1 | 0 | 0 | 0 | 0 | 0 | 0 | 0 | 0 | 0 | 0 | 0 | 0 | 0 | 0 | 10867.1569
2025-07-25 | 12275.141 | 0 | 8.1 | 0 | 0 | 0 | 0 | 0 | 0 | 0 | 0 | 0 | 0 | 0 | 1 | 0 | 0 | 0 | 0 | 0 | 0 | 0 | 0 | 0 | 0 | 0 | 0 | 0 | 11510.0423
2025-07-25 | 13184.707 | 0 | 8.7 | 0 | 0 | 0 | 0 | 0 | 0 | 0 | 0 | 0 | 0 | 0 | 0 | 1 | 0 | 0 | 0 | 0 | 0 | 0 | 0 | 0 | 0 | 0 | 0 | 0 | 11963.4984
2025-07-25 | 13881.204 | 0 | 9.6 | 0 | 0 | 0 | 0 | 0 | 0 | 0 | 0 | 0 | 0 | 0 | 0 | 0 | 1 | 0 | 0 | 0 | 0 | 0 | 0 | 0 | 0 | 0 | 0 | 0 | 12387.5856
2025-07-25 | 14415.998 | 0 | 10.2 | 0 | 0 | 0 | 0 | 0 | 0 | 0 | 0 | 0 | 0 | 0 | 0 | 0 | 0 | 1 | 0 | 0 | 0 | 0 | 0 | 0 | 0 | 0 | 0 | 0 | 12652.502
2025-07-25 | 14818.602 | 0 | 10.8 | 0 | 0 | 0 | 0 | 0 | 0 | 0 | 0 | 0 | 0 | 0 | 0 | 0 | 0 | 0 | 1 | 0 | 0 | 0 | 0 | 0 | 0 | 0 | 0 | 0 | 13180.7454
2025-07-25 | 15389.586 | 0 | 11.2 | 0 | 0 | 0 | 0 | 0 | 0 | 0 | 0 | 0 | 0 | 0 | 0 | 0 | 0 | 0 | 0 | 1 | 0 | 0 | 0 | 0 | 0 | 0 | 0 | 0 | 14101.9691
2025-07-25 | 16268.117 | 0 | 11.4 | 0 | 0 | 0 | 0 | 0 | 0 | 0 | 0 | 0 | 0 | 0 | 0 | 0 | 0 | 0 | 0 | 0 | 1 | 0 | 0 | 0 | 0 | 0 | 0 | 0 | 15248.1697
2025-07-25 | 15684.066 | 0 | 11.2 | 0 | 0 | 0 | 0 | 0 | 0 | 0 | 0 | 0 | 0 | 0 | 0 | 0 | 0 | 0 | 0 | 0 | 0 | 1 | 0 | 0 | 0 | 0 | 0 | 0 | 15625.6688
2025-07-25 | 15130.404 | 0 | 10.1 | 0 | 0 | 0 | 0 | 0 | 0 | 0 | 0 | 0 | 0 | 0 | 0 | 0 | 0 | 0 | 0 | 0 | 0 | 0 | 1 | 0 | 0 | 0 | 0 | 0 | 14978.4421
2025-07-25 | 14435.378 | 0 | 8.7 | 0 | 0 | 0 | 0 | 0 | 0 | 0 | 0 | 0 | 0 | 0 | 0 | 0 | 0 | 0 | 0 | 0 | 0 | 0 | 0 | 1 | 0 | 0 | 0 | 0 | 14087.9644
2025-07-25 | 13795.966 | 0 | 7.3 | 0 | 0 | 0 | 0 | 0 | 0 | 0 | 0 | 0 | 0 | 0 | 0 | 0 | 0 | 0 | 0 | 0 | 0 | 0 | 0 | 0 | 1 | 0 | 0 | 0 | 12908.7399
2025-07-25 | 12662.02 | 0 | 6.8 | 0 | 0 | 0 | 0 | 0 | 0 | 0 | 0 | 0 | 0 | 0 | 0 | 0 | 0 | 0 | 0 | 0 | 0 | 0 | 0 | 0 | 0 | 1 | 0 | 0 | 11648.9739
2025-07-25 | 11152.224 | 0 | 4.9 | 0 | 0 | 0 | 0 | 0 | 0 | 0 | 0 | 0 | 0 | 0 | 0 | 0 | 0 | 0 | 0 | 0 | 0 | 0 | 0 | 0 | 0 | 0 | 1 | 0 | 9399.8435
2025-07-25 | 9717.837 | 0 | 4 | 0 | 0 | 0 | 0 | 0 | 0 | 0 | 0 | 0 | 0 | 0 | 0 | 0 | 0 | 0 | 0 | 0 | 0 | 0 | 0 | 0 | 0 | 0 | 0 | 1 | 7875.6359
2025-07-26 | 8509.147 | 0 | 3.6 | 1 | 1 | 0 | 0 | 0 | 0 | 0 | 0 | 0 | 0 | 0 | 0 | 0 | 0 | 0 | 0 | 0 | 0 | 0 | 0 | 0 | 0 | 0 | 0 | 0 | 7425.8322
2025-07-26 | 7697.581 | 0 | 2.8 | 1 | 0 | 1 | 0 | 0 | 0 | 0 | 0 | 0 | 0 | 0 | 0 | 0 | 0 | 0 | 0 | 0 | 0 | 0 | 0 | 0 | 0 | 0 | 0 | 0 | 6549.0877
2025-07-26 | 7299.766 | 0 | 2.6 | 1 | 0 | 0 | 1 | 0 | 0 | 0 | 0 | 0 | 0 | 0 | 0 | 0 | 0 | 0 | 0 | 0 | 0 | 0 | 0 | 0 | 0 | 0 | 0 | 0 | 6206.1379
2025-07-26 | 6974.688 | 0 | 2.2 | 1 | 0 | 0 | 0 | 1 | 0 | 0 | 0 | 0 | 0 | 0 | 0 | 0 | 0 | 0 | 0 | 0 | 0 | 0 | 0 | 0 | 0 | 0 | 0 | 0 | 5932.2816
2025-07-26 | 6971.908 | 0 | 1.8 | 1 | 0 | 0 | 0 | 0 | 1 | 0 | 0 | 0 | 0 | 0 | 0 | 0 | 0 | 0 | 0 | 0 | 0 | 0 | 0 | 0 | 0 | 0 | 0 | 0 | 5884.4411
2025-07-26 | 7403.732 | 0 | 1.6 | 1 | 0 | 0 | 0 | 0 | 0 | 1 | 0 | 0 | 0 | 0 | 0 | 0 | 0 | 0 | 0 | 0 | 0 | 0 | 0 | 0 | 0 | 0 | 0 | 0 | 6307.7246
2025-07-26 | 8535.88 | 0 | 1.7 | 1 | 0 | 0 | 0 | 0 | 0 | 0 | 1 | 0 | 0 | 0 | 0 | 0 | 0 | 0 | 0 | 0 | 0 | 0 | 0 | 0 | 0 | 0 | 0 | 0 | 7140.8222
2025-07-26 | 10335.084 | 0 | 3.8 | 1 | 0 | 0 | 0 | 0 | 0 | 0 | 0 | 1 | 0 | 0 | 0 | 0 | 0 | 0 | 0 | 0 | 0 | 0 | 0 | 0 | 0 | 0 | 0 | 0 | 9008.4959
2025-07-26 | 12251.097 | 0 | 5.6 | 1 | 0 | 0 | 0 | 0 | 0 | 0 | 0 | 0 | 1 | 0 | 0 | 0 | 0 | 0 | 0 | 0 | 0 | 0 | 0 | 0 | 0 | 0 | 0 | 0 | 10379.9867
2025-07-26 | 13252.541 | 0 | 7.4 | 1 | 0 | 0 | 0 | 0 | 0 | 0 | 0 | 0 | 0 | 1 | 0 | 0 | 0 | 0 | 0 | 0 | 0 | 0 | 0 | 0 | 0 | 0 | 0 | 0 | 11521.7217
2025-07-26 | 13992.77 | 0 | 7.9 | 1 | 0 | 0 | 0 | 0 | 0 | 0 | 0 | 0 | 0 | 0 | 1 | 0 | 0 | 0 | 0 | 0 | 0 | 0 | 0 | 0 | 0 | 0 | 0 | 0 | 11878.8847
2025-07-26 | 15055.184 | 0 | 8.3 | 1 | 0 | 0 | 0 | 0 | 0 | 0 | 0 | 0 | 0 | 0 | 0 | 1 | 0 | 0 | 0 | 0 | 0 | 0 | 0 | 0 | 0 | 0 | 0 | 0 | 12218.0518
2025-07-26 | 15523.058 | 0 | 9.6 | 1 | 0 | 0 | 0 | 0 | 0 | 0 | 0 | 0 | 0 | 0 | 0 | 0 | 1 | 0 | 0 | 0 | 0 | 0 | 0 | 0 | 0 | 0 | 0 | 0 | 12870.7169
2025-07-26 | 15110.66 | 0 | 10.5 | 1 | 0 | 0 | 0 | 0 | 0 | 0 | 0 | 0 | 0 | 0 | 0 | 0 | 0 | 1 | 0 | 0 | 0 | 0 | 0 | 0 | 0 | 0 | 0 | 0 | 13307.0668
2025-07-26 | 15537.013 | 0 | 10.2 | 1 | 0 | 0 | 0 | 0 | 0 | 0 | 0 | 0 | 0 | 0 | 0 | 0 | 0 | 0 | 1 | 0 | 0 | 0 | 0 | 0 | 0 | 0 | 0 | 0 | 13321.0098
2025-07-26 | 15823.635 | 0 | 9.8 | 1 | 0 | 0 | 0 | 0 | 0 | 0 | 0 | 0 | 0 | 0 | 0 | 0 | 0 | 0 | 0 | 1 | 0 | 0 | 0 | 0 | 0 | 0 | 0 | 0 | 13785.0776
2025-07-26 | 16041.224 | 0 | 8.1 | 1 | 0 | 0 | 0 | 0 | 0 | 0 | 0 | 0 | 0 | 0 | 0 | 0 | 0 | 0 | 0 | 0 | 1 | 0 | 0 | 0 | 0 | 0 | 0 | 0 | 13845.5328
2025-07-26 | 15519.25 | 0 | 6.6 | 1 | 0 | 0 | 0 | 0 | 0 | 0 | 0 | 0 | 0 | 0 | 0 | 0 | 0 | 0 | 0 | 0 | 0 | 1 | 0 | 0 | 0 | 0 | 0 | 0 | 13480.1535
2025-07-26 | 14809.653 | 0 | 5.4 | 1 | 0 | 0 | 0 | 0 | 0 | 0 | 0 | 0 | 0 | 0 | 0 | 0 | 0 | 0 | 0 | 0 | 0 | 0 | 1 | 0 | 0 | 0 | 0 | 0 | 12775.7823
2025-07-26 | 14211.575 | 0 | 5.2 | 1 | 0 | 0 | 0 | 0 | 0 | 0 | 0 | 0 | 0 | 0 | 0 | 0 | 0 | 0 | 0 | 0 | 0 | 0 | 0 | 1 | 0 | 0 | 0 | 0 | 12571.0385
2025-07-26 | 13660.444 | 0 | 5.1 | 1 | 0 | 0 | 0 | 0 | 0 | 0 | 0 | 0 | 0 | 0 | 0 | 0 | 0 | 0 | 0 | 0 | 0 | 0 | 0 | 0 | 1 | 0 | 0 | 0 | 12134.6924
2025-07-26 | 12587.785 | 0 | 5.1 | 1 | 0 | 0 | 0 | 0 | 0 | 0 | 0 | 0 | 0 | 0 | 0 | 0 | 0 | 0 | 0 | 0 | 0 | 0 | 0 | 0 | 0 | 1 | 0 | 0 | 11160.6489
2025-07-26 | 11185.546 | 0 | 5.1 | 1 | 0 | 0 | 0 | 0 | 0 | 0 | 0 | 0 | 0 | 0 | 0 | 0 | 0 | 0 | 0 | 0 | 0 | 0 | 0 | 0 | 0 | 0 | 1 | 0 | 9997.2639
2025-07-26 | 9905.941 | 0 | 5.5 | 1 | 0 | 0 | 0 | 0 | 0 | 0 | 0 | 0 | 0 | 0 | 0 | 0 | 0 | 0 | 0 | 0 | 0 | 0 | 0 | 0 | 0 | 0 | 0 | 1 | 9215.9347
2025-07-27 | 8901.105 | 0 | 5.7 | 1 | 1 | 0 | 0 | 0 | 0 | 0 | 0 | 0 | 0 | 0 | 0 | 0 | 0 | 0 | 0 | 0 | 0 | 0 | 0 | 0 | 0 | 0 | 0 | 0 | 8625.8665
2025-07-27 | 8248.109 | 0 | 5.7 | 1 | 0 | 1 | 0 | 0 | 0 | 0 | 0 | 0 | 0 | 0 | 0 | 0 | 0 | 0 | 0 | 0 | 0 | 0 | 0 | 0 | 0 | 0 | 0 | 0 | 8206.278
2025-07-27 | 7820.32 | 0 | 5.7 | 1 | 0 | 0 | 1 | 0 | 0 | 0 | 0 | 0 | 0 | 0 | 0 | 0 | 0 | 0 | 0 | 0 | 0 | 0 | 0 | 0 | 0 | 0 | 0 | 0 | 7977.6171
2025-07-27 | 7527.552 | 0 | 5.6 | 1 | 0 | 0 | 0 | 1 | 0 | 0 | 0 | 0 | 0 | 0 | 0 | 0 | 0 | 0 | 0 | 0 | 0 | 0 | 0 | 0 | 0 | 0 | 0 | 0 | 7875.1944
2025-07-27 | 7514.086 | 0 | 5.3 | 1 | 0 | 0 | 0 | 0 | 1 | 0 | 0 | 0 | 0 | 0 | 0 | 0 | 0 | 0 | 0 | 0 | 0 | 0 | 0 | 0 | 0 | 0 | 0 | 0 | 7884.4983
2025-07-27 | 7872.587 | 0 | 4.8 | 1 | 0 | 0 | 0 | 0 | 0 | 1 | 0 | 0 | 0 | 0 | 0 | 0 | 0 | 0 | 0 | 0 | 0 | 0 | 0 | 0 | 0 | 0 | 0 | 0 | 8136.3484
2025-07-27 | 8884.794 | 0 | 5.6 | 1 | 0 | 0 | 0 | 0 | 0 | 0 | 1 | 0 | 0 | 0 | 0 | 0 | 0 | 0 | 0 | 0 | 0 | 0 | 0 | 0 | 0 | 0 | 0 | 0 | 9369.4574
2025-07-27 | 10213.391 | 0 | 6.5 | 1 | 0 | 0 | 0 | 0 | 0 | 0 | 0 | 1 | 0 | 0 | 0 | 0 | 0 | 0 | 0 | 0 | 0 | 0 | 0 | 0 | 0 | 0 | 0 | 0 | 10551.3971
2025-07-27 | 12036.502 | 0 | 7.6 | 1 | 0 | 0 | 0 | 0 | 0 | 0 | 0 | 0 | 1 | 0 | 0 | 0 | 0 | 0 | 0 | 0 | 0 | 0 | 0 | 0 | 0 | 0 | 0 | 0 | 11522.8766
2025-07-27 | 14002.734 | 0 | 8.4 | 1 | 0 | 0 | 0 | 0 | 0 | 0 | 0 | 0 | 0 | 1 | 0 | 0 | 0 | 0 | 0 | 0 | 0 | 0 | 0 | 0 | 0 | 0 | 0 | 0 | 12093.1666
2025-07-27 | 14988.131 | 0 | 10.1 | 1 | 0 | 0 | 0 | 0 | 0 | 0 | 0 | 0 | 0 | 0 | 1 | 0 | 0 | 0 | 0 | 0 | 0 | 0 | 0 | 0 | 0 | 0 | 0 | 0 | 13136.0635
2025-07-27 | 16325.845 | 0 | 11.1 | 1 | 0 | 0 | 0 | 0 | 0 | 0 | 0 | 0 | 0 | 0 | 0 | 1 | 0 | 0 | 0 | 0 | 0 | 0 | 0 | 0 | 0 | 0 | 0 | 0 | 13818.0976
2025-07-27 | 17170.394 | 0 | 11.8 | 1 | 0 | 0 | 0 | 0 | 0 | 0 | 0 | 0 | 0 | 0 | 0 | 0 | 1 | 0 | 0 | 0 | 0 | 0 | 0 | 0 | 0 | 0 | 0 | 0 | 14127.8957
2025-07-27 | 17680.347 | 0 | 12.5 | 1 | 0 | 0 | 0 | 0 | 0 | 0 | 0 | 0 | 0 | 0 | 0 | 0 | 0 | 1 | 0 | 0 | 0 | 0 | 0 | 0 | 0 | 0 | 0 | 0 | 14449.9567
2025-07-27 | 17780.86 | 0 | 13.3 | 1 | 0 | 0 | 0 | 0 | 0 | 0 | 0 | 0 | 0 | 0 | 0 | 0 | 0 | 0 | 1 | 0 | 0 | 0 | 0 | 0 | 0 | 0 | 0 | 0 | 15092.489
2025-07-27 | 18747.57 | 0 | 13.9 | 1 | 0 | 0 | 0 | 0 | 0 | 0 | 0 | 0 | 0 | 0 | 0 | 0 | 0 | 0 | 0 | 1 | 0 | 0 | 0 | 0 | 0 | 0 | 0 | 0 | 16128.0018
2025-07-27 | 19559.017 | 0 | 14 | 1 | 0 | 0 | 0 | 0 | 0 | 0 | 0 | 0 | 0 | 0 | 0 | 0 | 0 | 0 | 0 | 0 | 1 | 0 | 0 | 0 | 0 | 0 | 0 | 0 | 17217.0578
2025-07-27 | 19933.292 | 0 | 13.6 | 1 | 0 | 0 | 0 | 0 | 0 | 0 | 0 | 0 | 0 | 0 | 0 | 0 | 0 | 0 | 0 | 0 | 0 | 1 | 0 | 0 | 0 | 0 | 0 | 0 | 17480.2679
2025-07-27 | 19060.49 | 0 | 12.9 | 1 | 0 | 0 | 0 | 0 | 0 | 0 | 0 | 0 | 0 | 0 | 0 | 0 | 0 | 0 | 0 | 0 | 0 | 0 | 1 | 0 | 0 | 0 | 0 | 0 | 17061.6192
2025-07-27 | 17804.307 | 0 | 10.4 | 1 | 0 | 0 | 0 | 0 | 0 | 0 | 0 | 0 | 0 | 0 | 0 | 0 | 0 | 0 | 0 | 0 | 0 | 0 | 0 | 1 | 0 | 0 | 0 | 0 | 15542.5521
2025-07-27 | 16421.403 | 0 | 8.5 | 1 | 0 | 0 | 0 | 0 | 0 | 0 | 0 | 0 | 0 | 0 | 0 | 0 | 0 | 0 | 0 | 0 | 0 | 0 | 0 | 0 | 1 | 0 | 0 | 0 | 14077.6051
2025-07-27 | 14632.548 | 0 | 7.1 | 1 | 0 | 0 | 0 | 0 | 0 | 0 | 0 | 0 | 0 | 0 | 0 | 0 | 0 | 0 | 0 | 0 | 0 | 0 | 0 | 0 | 0 | 1 | 0 | 0 | 12303.5387
2025-07-27 | 12507.846 | 0 | 6.3 | 1 | 0 | 0 | 0 | 0 | 0 | 0 | 0 | 0 | 0 | 0 | 0 | 0 | 0 | 0 | 0 | 0 | 0 | 0 | 0 | 0 | 0 | 0 | 1 | 0 | 10682.9978
2025-07-27 | 10843.434 | 0 | 5.6 | 1 | 0 | 0 | 0 | 0 | 0 | 0 | 0 | 0 | 0 | 0 | 0 | 0 | 0 | 0 | 0 | 0 | 0 | 0 | 0 | 0 | 0 | 0 | 0 | 1 | 9273.0792
2025-07-28 | 9515.236 | 0 | 5.7 | 0 | 1 | 0 | 0 | 0 | 0 | 0 | 0 | 0 | 0 | 0 | 0 | 0 | 0 | 0 | 0 | 0 | 0 | 0 | 0 | 0 | 0 | 0 | 0 | 0 | 8142.7352
2025-07-28 | 8704.987 | 0 | 4.6 | 0 | 0 | 1 | 0 | 0 | 0 | 0 | 0 | 0 | 0 | 0 | 0 | 0 | 0 | 0 | 0 | 0 | 0 | 0 | 0 | 0 | 0 | 0 | 0 | 0 | 7094.5572
2025-07-28 | 8194.546 | 0 | 3.9 | 0 | 0 | 0 | 1 | 0 | 0 | 0 | 0 | 0 | 0 | 0 | 0 | 0 | 0 | 0 | 0 | 0 | 0 | 0 | 0 | 0 | 0 | 0 | 0 | 0 | 6465.8849
2025-07-28 | 7860.516 | 0 | 2.9 | 0 | 0 | 0 | 0 | 1 | 0 | 0 | 0 | 0 | 0 | 0 | 0 | 0 | 0 | 0 | 0 | 0 | 0 | 0 | 0 | 0 | 0 | 0 | 0 | 0 | 5849.1617
2025-07-28 | 7768.965 | 0 | 3.3 | 0 | 0 | 0 | 0 | 0 | 1 | 0 | 0 | 0 | 0 | 0 | 0 | 0 | 0 | 0 | 0 | 0 | 0 | 0 | 0 | 0 | 0 | 0 | 0 | 0 | 6258.4771
2025-07-28 | 8211.249 | 0 | 2.6 | 0 | 0 | 0 | 0 | 0 | 0 | 1 | 0 | 0 | 0 | 0 | 0 | 0 | 0 | 0 | 0 | 0 | 0 | 0 | 0 | 0 | 0 | 0 | 0 | 0 | 6396.0382
2025-07-28 | 9401.259 | 0 | 4.5 | 0 | 0 | 0 | 0 | 0 | 0 | 0 | 1 | 0 | 0 | 0 | 0 | 0 | 0 | 0 | 0 | 0 | 0 | 0 | 0 | 0 | 0 | 0 | 0 | 0 | 8257.7367
2025-07-28 | 10879.474 | 0 | 6.5 | 0 | 0 | 0 | 0 | 0 | 0 | 0 | 0 | 1 | 0 | 0 | 0 | 0 | 0 | 0 | 0 | 0 | 0 | 0 | 0 | 0 | 0 | 0 | 0 | 0 | 10068.2658
2025-07-28 | 12182.842 | 0 | 8.6 | 0 | 0 | 0 | 0 | 0 | 0 | 0 | 0 | 0 | 1 | 0 | 0 | 0 | 0 | 0 | 0 | 0 | 0 | 0 | 0 | 0 | 0 | 0 | 0 | 0 | 11611.1901
2025-07-28 | 13308.061 | 0 | 10.4 | 0 | 0 | 0 | 0 | 0 | 0 | 0 | 0 | 0 | 0 | 1 | 0 | 0 | 0 | 0 | 0 | 0 | 0 | 0 | 0 | 0 | 0 | 0 | 0 | 0 | 12752.9251
2025-07-28 | 14084.353 | 0 | 11.2 | 0 | 0 | 0 | 0 | 0 | 0 | 0 | 0 | 0 | 0 | 0 | 1 | 0 | 0 | 0 | 0 | 0 | 0 | 0 | 0 | 0 | 0 | 0 | 0 | 0 | 13281.5216
2025-07-28 | 14837.248 | 0 | 12.4 | 0 | 0 | 0 | 0 | 0 | 0 | 0 | 0 | 0 | 0 | 0 | 0 | 1 | 0 | 0 | 0 | 0 | 0 | 0 | 0 | 0 | 0 | 0 | 0 | 0 | 14077.8446
2025-07-28 | 15333.206 | 0 | 13.2 | 0 | 0 | 0 | 0 | 0 | 0 | 0 | 0 | 0 | 0 | 0 | 0 | 0 | 1 | 0 | 0 | 0 | 0 | 0 | 0 | 0 | 0 | 0 | 0 | 0 | 14444.7873
2025-07-28 | 15731.969 | 0 | 14.5 | 0 | 0 | 0 | 0 | 0 | 0 | 0 | 0 | 0 | 0 | 0 | 0 | 0 | 0 | 1 | 0 | 0 | 0 | 0 | 0 | 0 | 0 | 0 | 0 | 0 | 15109.7152
2025-07-28 | 16582.471 | 0 | 13.7 | 0 | 0 | 0 | 0 | 0 | 0 | 0 | 0 | 0 | 0 | 0 | 0 | 0 | 0 | 0 | 1 | 0 | 0 | 0 | 0 | 0 | 0 | 0 | 0 | 0 | 14837.9357
2025-07-28 | 17998.69 | 0 | 14.9 | 0 | 0 | 0 | 0 | 0 | 0 | 0 | 0 | 0 | 0 | 0 | 0 | 0 | 0 | 0 | 0 | 1 | 0 | 0 | 0 | 0 | 0 | 0 | 0 | 0 | 16216.3153
2025-07-28 | 18932.844 | 0 | 14.8 | 0 | 0 | 0 | 0 | 0 | 0 | 0 | 0 | 0 | 0 | 0 | 0 | 0 | 0 | 0 | 0 | 0 | 1 | 0 | 0 | 0 | 0 | 0 | 0 | 0 | 17191.0824
2025-07-28 | 18613.613 | 0 | 14.1 | 0 | 0 | 0 | 0 | 0 | 0 | 0 | 0 | 0 | 0 | 0 | 0 | 0 | 0 | 0 | 0 | 0 | 0 | 1 | 0 | 0 | 0 | 0 | 0 | 0 | 17282.8591
2025-07-28 | 18487.651 | 0 | 14 | 0 | 0 | 0 | 0 | 0 | 0 | 0 | 0 | 0 | 0 | 0 | 0 | 0 | 0 | 0 | 0 | 0 | 0 | 0 | 1 | 0 | 0 | 0 | 0 | 0 | 17207.0773
2025-07-28 | 17876.784 | 0 | 12.8 | 0 | 0 | 0 | 0 | 0 | 0 | 0 | 0 | 0 | 0 | 0 | 0 | 0 | 0 | 0 | 0 | 0 | 0 | 0 | 0 | 1 | 0 | 0 | 0 | 0 | 16430.8886
2025-07-28 | 16970.518 | 0 | 11.3 | 0 | 0 | 0 | 0 | 0 | 0 | 0 | 0 | 0 | 0 | 0 | 0 | 0 | 0 | 0 | 0 | 0 | 0 | 0 | 0 | 0 | 1 | 0 | 0 | 0 | 15194.5196
2025-07-28 | 15325.606 | 0 | 10.3 | 0 | 0 | 0 | 0 | 0 | 0 | 0 | 0 | 0 | 0 | 0 | 0 | 0 | 0 | 0 | 0 | 0 | 0 | 0 | 0 | 0 | 0 | 1 | 0 | 0 | 13649.0311
2025-07-28 | 13218.707 | 0 | 8.8 | 0 | 0 | 0 | 0 | 0 | 0 | 0 | 0 | 0 | 0 | 0 | 0 | 0 | 0 | 0 | 0 | 0 | 0 | 0 | 0 | 0 | 0 | 0 | 1 | 0 | 11628.4787
2025-07-28 | 11447.016 | 0 | 7.2 | 0 | 0 | 0 | 0 | 0 | 0 | 0 | 0 | 0 | 0 | 0 | 0 | 0 | 0 | 0 | 0 | 0 | 0 | 0 | 0 | 0 | 0 | 0 | 0 | 1 | 9704.2597
2025-07-29 | 10028.017 | 0 | 7.4 | 0 | 1 | 0 | 0 | 0 | 0 | 0 | 0 | 0 | 0 | 0 | 0 | 0 | 0 | 0 | 0 | 0 | 0 | 0 | 0 | 0 | 0 | 0 | 0 | 0 | 9114.1916
2025-07-29 | 9070.877 | 0 | 7.3 | 0 | 0 | 1 | 0 | 0 | 0 | 0 | 0 | 0 | 0 | 0 | 0 | 0 | 0 | 0 | 0 | 0 | 0 | 0 | 0 | 0 | 0 | 0 | 0 | 0 | 8637.4585
2025-07-29 | 8402.38 | 0 | 6.3 | 0 | 0 | 0 | 1 | 0 | 0 | 0 | 0 | 0 | 0 | 0 | 0 | 0 | 0 | 0 | 0 | 0 | 0 | 0 | 0 | 0 | 0 | 0 | 0 | 0 | 7837.3528
2025-07-29 | 8014.101 | 0 | 6.1 | 0 | 0 | 0 | 0 | 1 | 0 | 0 | 0 | 0 | 0 | 0 | 0 | 0 | 0 | 0 | 0 | 0 | 0 | 0 | 0 | 0 | 0 | 0 | 0 | 0 | 7677.7855
2025-07-29 | 7943.103 | 0 | 5.1 | 0 | 0 | 0 | 0 | 0 | 1 | 0 | 0 | 0 | 0 | 0 | 0 | 0 | 0 | 0 | 0 | 0 | 0 | 0 | 0 | 0 | 0 | 0 | 0 | 0 | 7287.078
2025-07-29 | 8444.621 | 0 | 4.1 | 0 | 0 | 0 | 0 | 0 | 0 | 1 | 0 | 0 | 0 | 0 | 0 | 0 | 0 | 0 | 0 | 0 | 0 | 0 | 0 | 0 | 0 | 0 | 0 | 0 | 7253.2056
2025-07-29 | 9662.28 | 0 | 4.1 | 0 | 0 | 0 | 0 | 0 | 0 | 0 | 1 | 0 | 0 | 0 | 0 | 0 | 0 | 0 | 0 | 0 | 0 | 0 | 0 | 0 | 0 | 0 | 0 | 0 | 8029.1587
2025-07-29 | 11294.447 | 0 | 4.9 | 0 | 0 | 0 | 0 | 0 | 0 | 0 | 0 | 1 | 0 | 0 | 0 | 0 | 0 | 0 | 0 | 0 | 0 | 0 | 0 | 0 | 0 | 0 | 0 | 0 | 9153.9539
2025-07-29 | 12673.801 | 0 | 6.6 | 0 | 0 | 0 | 0 | 0 | 0 | 0 | 0 | 0 | 1 | 0 | 0 | 0 | 0 | 0 | 0 | 0 | 0 | 0 | 0 | 0 | 0 | 0 | 0 | 0 | 10468.3003
2025-07-29 | 13727.392 | 0 | 8.7 | 0 | 0 | 0 | 0 | 0 | 0 | 0 | 0 | 0 | 0 | 1 | 0 | 0 | 0 | 0 | 0 | 0 | 0 | 0 | 0 | 0 | 0 | 0 | 0 | 0 | 11781.4687
2025-07-29 | 14586.248 | 0 | 10.2 | 0 | 0 | 0 | 0 | 0 | 0 | 0 | 0 | 0 | 0 | 0 | 1 | 0 | 0 | 0 | 0 | 0 | 0 | 0 | 0 | 0 | 0 | 0 | 0 | 0 | 12710.0766
2025-07-29 | 15270.777 | 0 | 11.2 | 0 | 0 | 0 | 0 | 0 | 0 | 0 | 0 | 0 | 0 | 0 | 0 | 1 | 0 | 0 | 0 | 0 | 0 | 0 | 0 | 0 | 0 | 0 | 0 | 0 | 13392.1107
2025-07-29 | 15555.057 | 0 | 12.4 | 0 | 0 | 0 | 0 | 0 | 0 | 0 | 0 | 0 | 0 | 0 | 0 | 0 | 1 | 0 | 0 | 0 | 0 | 0 | 0 | 0 | 0 | 0 | 0 | 0 | 13987.6313
2025-07-29 | 15725.25 | 0 | 12.7 | 0 | 0 | 0 | 0 | 0 | 0 | 0 | 0 | 0 | 0 | 0 | 0 | 0 | 0 | 1 | 0 | 0 | 0 | 0 | 0 | 0 | 0 | 0 | 0 | 0 | 14081.1143
2025-07-29 | 16388.686 | 0 | 12.5 | 0 | 0 | 0 | 0 | 0 | 0 | 0 | 0 | 0 | 0 | 0 | 0 | 0 | 0 | 0 | 1 | 0 | 0 | 0 | 0 | 0 | 0 | 0 | 0 | 0 | 14152.2018
2025-07-29 | 17466.477 | 0 | 12.7 | 0 | 0 | 0 | 0 | 0 | 0 | 0 | 0 | 0 | 0 | 0 | 0 | 0 | 0 | 0 | 0 | 1 | 0 | 0 | 0 | 0 | 0 | 0 | 0 | 0 | 14959.1365
2025-07-29 | 18332.007 | 0 | 13.7 | 0 | 0 | 0 | 0 | 0 | 0 | 0 | 0 | 0 | 0 | 0 | 0 | 0 | 0 | 0 | 0 | 0 | 1 | 0 | 0 | 0 | 0 | 0 | 0 | 0 | 16562.493
2025-07-29 | 18198.304 | 0 | 14.5 | 0 | 0 | 0 | 0 | 0 | 0 | 0 | 0 | 0 | 0 | 0 | 0 | 0 | 0 | 0 | 0 | 0 | 0 | 1 | 0 | 0 | 0 | 0 | 0 | 0 | 17511.437
2025-07-29 | 17365.741 | 0 | 12 | 0 | 0 | 0 | 0 | 0 | 0 | 0 | 0 | 0 | 0 | 0 | 0 | 0 | 0 | 0 | 0 | 0 | 0 | 0 | 1 | 0 | 0 | 0 | 0 | 0 | 16064.1874
2025-07-29 | 16845.356 | 0 | 9.9 | 0 | 0 | 0 | 0 | 0 | 0 | 0 | 0 | 0 | 0 | 0 | 0 | 0 | 0 | 0 | 0 | 0 | 0 | 0 | 0 | 1 | 0 | 0 | 0 | 0 | 14773.6983
2025-07-29 | 16083.731 | 0 | 8 | 0 | 0 | 0 | 0 | 0 | 0 | 0 | 0 | 0 | 0 | 0 | 0 | 0 | 0 | 0 | 0 | 0 | 0 | 0 | 0 | 0 | 1 | 0 | 0 | 0 | 13308.7513
2025-07-29 | 14555.68 | 0 | 7.2 | 0 | 0 | 0 | 0 | 0 | 0 | 0 | 0 | 0 | 0 | 0 | 0 | 0 | 0 | 0 | 0 | 0 | 0 | 0 | 0 | 0 | 0 | 1 | 0 | 0 | 11877.5519
2025-07-29 | 12710.913 | 0 | 6.4 | 0 | 0 | 0 | 0 | 0 | 0 | 0 | 0 | 0 | 0 | 0 | 0 | 0 | 0 | 0 | 0 | 0 | 0 | 0 | 0 | 0 | 0 | 0 | 1 | 0 | 10257.0109
2025-07-29 | 11011.617 | 0 | 5.7 | 0 | 0 | 0 | 0 | 0 | 0 | 0 | 0 | 0 | 0 | 0 | 0 | 0 | 0 | 0 | 0 | 0 | 0 | 0 | 0 | 0 | 0 | 0 | 0 | 1 | 8847.0923
2025-07-30 | 9610.074 | 0 | 5.2 | 0 | 1 | 0 | 0 | 0 | 0 | 0 | 0 | 0 | 0 | 0 | 0 | 0 | 0 | 0 | 0 | 0 | 0 | 0 | 0 | 0 | 0 | 0 | 0 | 0 | 7857.0127
2025-07-30 | 8611.554 | 0 | 4.5 | 0 | 0 | 1 | 0 | 0 | 0 | 0 | 0 | 0 | 0 | 0 | 0 | 0 | 0 | 0 | 0 | 0 | 0 | 0 | 0 | 0 | 0 | 0 | 0 | 0 | 7037.4127
2025-07-30 | 7908.768 | 0 | 3.9 | 0 | 0 | 0 | 1 | 0 | 0 | 0 | 0 | 0 | 0 | 0 | 0 | 0 | 0 | 0 | 0 | 0 | 0 | 0 | 0 | 0 | 0 | 0 | 0 | 0 | 6465.8849
2025-07-30 | 7637.555 | 0 | 3 | 0 | 0 | 0 | 0 | 1 | 0 | 0 | 0 | 0 | 0 | 0 | 0 | 0 | 0 | 0 | 0 | 0 | 0 | 0 | 0 | 0 | 0 | 0 | 0 | 0 | 5906.3062
2025-07-30 | 7509.473 | 0 | 3.5 | 0 | 0 | 0 | 0 | 0 | 1 | 0 | 0 | 0 | 0 | 0 | 0 | 0 | 0 | 0 | 0 | 0 | 0 | 0 | 0 | 0 | 0 | 0 | 0 | 0 | 6372.7661
2025-07-30 | 7912.131 | 0 | 3.4 | 0 | 0 | 0 | 0 | 0 | 0 | 1 | 0 | 0 | 0 | 0 | 0 | 0 | 0 | 0 | 0 | 0 | 0 | 0 | 0 | 0 | 0 | 0 | 0 | 0 | 6853.1941
2025-07-30 | 8886.679 | 0 | 4.3 | 0 | 0 | 0 | 0 | 0 | 0 | 0 | 1 | 0 | 0 | 0 | 0 | 0 | 0 | 0 | 0 | 0 | 0 | 0 | 0 | 0 | 0 | 0 | 0 | 0 | 8143.4477
2025-07-30 | 9887.412 | 0 | 4.9 | 0 | 0 | 0 | 0 | 0 | 0 | 0 | 0 | 1 | 0 | 0 | 0 | 0 | 0 | 0 | 0 | 0 | 0 | 0 | 0 | 0 | 0 | 0 | 0 | 0 | 9153.9539
2025-07-30 | 10931.788 | 0 | 6.4 | 0 | 0 | 0 | 0 | 0 | 0 | 0 | 0 | 0 | 1 | 0 | 0 | 0 | 0 | 0 | 0 | 0 | 0 | 0 | 0 | 0 | 0 | 0 | 0 | 0 | 10354.0113
2025-07-30 | 12323.916 | 0 | 7.6 | 0 | 0 | 0 | 0 | 0 | 0 | 0 | 0 | 0 | 0 | 1 | 0 | 0 | 0 | 0 | 0 | 0 | 0 | 0 | 0 | 0 | 0 | 0 | 0 | 0 | 11152.8793
2025-07-30 | 13494.231 | 0 | 8 | 0 | 0 | 0 | 0 | 0 | 0 | 0 | 0 | 0 | 0 | 0 | 1 | 0 | 0 | 0 | 0 | 0 | 0 | 0 | 0 | 0 | 0 | 0 | 0 | 0 | 11452.8978
2025-07-30 | 14411.713 | 0 | 9.7 | 0 | 0 | 0 | 0 | 0 | 0 | 0 | 0 | 0 | 0 | 0 | 0 | 1 | 0 | 0 | 0 | 0 | 0 | 0 | 0 | 0 | 0 | 0 | 0 | 0 | 12534.9433
2025-07-30 | 14695.936 | 0 | 11.3 | 0 | 0 | 0 | 0 | 0 | 0 | 0 | 0 | 0 | 0 | 0 | 0 | 0 | 1 | 0 | 0 | 0 | 0 | 0 | 0 | 0 | 0 | 0 | 0 | 0 | 13359.0419
2025-07-30 | 15061.363 | 0 | 10.7 | 0 | 0 | 0 | 0 | 0 | 0 | 0 | 0 | 0 | 0 | 0 | 0 | 0 | 0 | 1 | 0 | 0 | 0 | 0 | 0 | 0 | 0 | 0 | 0 | 0 | 12938.2245
2025-07-30 | 15851.06 | 0 | 10.8 | 0 | 0 | 0 | 0 | 0 | 0 | 0 | 0 | 0 | 0 | 0 | 0 | 0 | 0 | 0 | 1 | 0 | 0 | 0 | 0 | 0 | 0 | 0 | 0 | 0 | 13180.7454
2025-07-30 | 16854.806 | 0 | 11.6 | 0 | 0 | 0 | 0 | 0 | 0 | 0 | 0 | 0 | 0 | 0 | 0 | 0 | 0 | 0 | 0 | 1 | 0 | 0 | 0 | 0 | 0 | 0 | 0 | 0 | 14330.5471
2025-07-30 | 18087.974 | 0 | 11.6 | 0 | 0 | 0 | 0 | 0 | 0 | 0 | 0 | 0 | 0 | 0 | 0 | 0 | 0 | 0 | 0 | 0 | 1 | 0 | 0 | 0 | 0 | 0 | 0 | 0 | 15362.4586
2025-07-30 | 18024.494 | 0 | 9.8 | 0 | 0 | 0 | 0 | 0 | 0 | 0 | 0 | 0 | 0 | 0 | 0 | 0 | 0 | 0 | 0 | 0 | 0 | 1 | 0 | 0 | 0 | 0 | 0 | 0 | 14825.6459
2025-07-30 | 17036.923 | 0 | 8.5 | 0 | 0 | 0 | 0 | 0 | 0 | 0 | 0 | 0 | 0 | 0 | 0 | 0 | 0 | 0 | 0 | 0 | 0 | 0 | 1 | 0 | 0 | 0 | 0 | 0 | 14064.1302
2025-07-30 | 16402.653 | 0 | 6.1 | 0 | 0 | 0 | 0 | 0 | 0 | 0 | 0 | 0 | 0 | 0 | 0 | 0 | 0 | 0 | 0 | 0 | 0 | 0 | 0 | 1 | 0 | 0 | 0 | 0 | 12602.2076
2025-07-30 | 15387.767 | 0 | 5.2 | 0 | 0 | 0 | 0 | 0 | 0 | 0 | 0 | 0 | 0 | 0 | 0 | 0 | 0 | 0 | 0 | 0 | 0 | 0 | 0 | 0 | 1 | 0 | 0 | 0 | 11708.7055
2025-07-30 | 13693.733 | 0 | 4.9 | 0 | 0 | 0 | 0 | 0 | 0 | 0 | 0 | 0 | 0 | 0 | 0 | 0 | 0 | 0 | 0 | 0 | 0 | 0 | 0 | 0 | 0 | 1 | 0 | 0 | 10563.2286
2025-07-30 | 11841.376 | 0 | 4.4 | 0 | 0 | 0 | 0 | 0 | 0 | 0 | 0 | 0 | 0 | 0 | 0 | 0 | 0 | 0 | 0 | 0 | 0 | 0 | 0 | 0 | 0 | 0 | 1 | 0 | 9114.1211
2025-07-30 | 10131.059 | 0 | 3.8 | 0 | 0 | 0 | 0 | 0 | 0 | 0 | 0 | 0 | 0 | 0 | 0 | 0 | 0 | 0 | 0 | 0 | 0 | 0 | 0 | 0 | 0 | 0 | 0 | 1 | 7761.347
2025-07-31 | 8791.674 | 0 | 2.8 | 0 | 1 | 0 | 0 | 0 | 0 | 0 | 0 | 0 | 0 | 0 | 0 | 0 | 0 | 0 | 0 | 0 | 0 | 0 | 0 | 0 | 0 | 0 | 0 | 0 | 6485.5449
2025-07-31 | 7862.411 | 0 | 0.7 | 0 | 0 | 1 | 0 | 0 | 0 | 0 | 0 | 0 | 0 | 0 | 0 | 0 | 0 | 0 | 0 | 0 | 0 | 0 | 0 | 0 | 0 | 0 | 0 | 0 | 4865.922
2025-07-31 | 7283.224 | 0.5 | 0 | 0 | 0 | 0 | 1 | 0 | 0 | 0 | 0 | 0 | 0 | 0 | 0 | 0 | 0 | 0 | 0 | 0 | 0 | 0 | 0 | 0 | 0 | 0 | 0 | 0 | 4322.3668
2025-07-31 | 6959.792 | 0.9 | 0 | 0 | 0 | 0 | 0 | 1 | 0 | 0 | 0 | 0 | 0 | 0 | 0 | 0 | 0 | 0 | 0 | 0 | 0 | 0 | 0 | 0 | 0 | 0 | 0 | 0 | 4345.1821
2025-07-31 | 6980.025 | 0.7 | 0 | 0 | 0 | 0 | 0 | 0 | 1 | 0 | 0 | 0 | 0 | 0 | 0 | 0 | 0 | 0 | 0 | 0 | 0 | 0 | 0 | 0 | 0 | 0 | 0 | 0 | 4491.8727
2025-07-31 | 7320.059 | 0.3 | 0 | 0 | 0 | 0 | 0 | 0 | 0 | 1 | 0 | 0 | 0 | 0 | 0 | 0 | 0 | 0 | 0 | 0 | 0 | 0 | 0 | 0 | 0 | 0 | 0 | 0 | 4961.3516
2025-07-31 | 7827.288 | 0 | 0.4 | 0 | 0 | 0 | 0 | 0 | 0 | 0 | 1 | 0 | 0 | 0 | 0 | 0 | 0 | 0 | 0 | 0 | 0 | 0 | 0 | 0 | 0 | 0 | 0 | 0 | 5914.8125
2025-07-31 | 8351.24 | 0 | 1.5 | 0 | 0 | 0 | 0 | 0 | 0 | 0 | 0 | 1 | 0 | 0 | 0 | 0 | 0 | 0 | 0 | 0 | 0 | 0 | 0 | 0 | 0 | 0 | 0 | 0 | 7211.0412
2025-07-31 | 9040.025 | 0 | 1.5 | 0 | 0 | 0 | 0 | 0 | 0 | 0 | 0 | 0 | 1 | 0 | 0 | 0 | 0 | 0 | 0 | 0 | 0 | 0 | 0 | 0 | 0 | 0 | 0 | 0 | 7553.9312
2025-07-31 | 8683.527 | 0 | 1.6 | 0 | 0 | 0 | 0 | 0 | 0 | 0 | 0 | 0 | 0 | 1 | 0 | 0 | 0 | 0 | 0 | 0 | 0 | 0 | 0 | 0 | 0 | 0 | 0 | 0 | 7724.2098
2025-07-31 | 8700.722 | 0 | 1.7 | 0 | 0 | 0 | 0 | 0 | 0 | 0 | 0 | 0 | 0 | 0 | 1 | 0 | 0 | 0 | 0 | 0 | 0 | 0 | 0 | 0 | 0 | 0 | 0 | 0 | 7852.7948
2025-07-31 | 8757.08 | 0 | 2.5 | 0 | 0 | 0 | 0 | 0 | 0 | 0 | 0 | 0 | 0 | 0 | 0 | 1 | 0 | 0 | 0 | 0 | 0 | 0 | 0 | 0 | 0 | 0 | 0 | 0 | 8420.5399
2025-07-31 | 8701.476 | 0 | 3.5 | 0 | 0 | 0 | 0 | 0 | 0 | 0 | 0 | 0 | 0 | 0 | 0 | 0 | 1 | 0 | 0 | 0 | 0 | 0 | 0 | 0 | 0 | 0 | 0 | 0 | 8901.7715
2025-07-31 | 8673.153 | 0 | 3.8 | 0 | 0 | 0 | 0 | 0 | 0 | 0 | 0 | 0 | 0 | 0 | 0 | 0 | 0 | 1 | 0 | 0 | 0 | 0 | 0 | 0 | 0 | 0 | 0 | 0 | 8995.2545
2025-07-31 | 8900.229 | 0 | 4.5 | 0 | 0 | 0 | 0 | 0 | 0 | 0 | 0 | 0 | 0 | 0 | 0 | 0 | 0 | 0 | 1 | 0 | 0 | 0 | 0 | 0 | 0 | 0 | 0 | 0 | 9580.6424
2025-07-31 | 10244.997 | 0 | 5.6 | 0 | 0 | 0 | 0 | 0 | 0 | 0 | 0 | 0 | 0 | 0 | 0 | 0 | 0 | 0 | 0 | 1 | 0 | 0 | 0 | 0 | 0 | 0 | 0 | 0 | 10901.8776
2025-07-31 | 11987.424 | 0 | 5.5 | 0 | 0 | 0 | 0 | 0 | 0 | 0 | 0 | 0 | 0 | 0 | 0 | 0 | 0 | 0 | 0 | 0 | 1 | 0 | 0 | 0 | 0 | 0 | 0 | 0 | 11876.6446
2025-07-31 | 12167.939 | 0 | 4.9 | 0 | 0 | 0 | 0 | 0 | 0 | 0 | 0 | 0 | 0 | 0 | 0 | 0 | 0 | 0 | 0 | 0 | 0 | 1 | 0 | 0 | 0 | 0 | 0 | 0 | 12025.5658
2025-07-31 | 11815.221 | 0 | 3.9 | 0 | 0 | 0 | 0 | 0 | 0 | 0 | 0 | 0 | 0 | 0 | 0 | 0 | 0 | 0 | 0 | 0 | 0 | 0 | 1 | 0 | 0 | 0 | 0 | 0 | 11435.4836
2025-07-31 | 11319.662 | 0 | 3.3 | 0 | 0 | 0 | 0 | 0 | 0 | 0 | 0 | 0 | 0 | 0 | 0 | 0 | 0 | 0 | 0 | 0 | 0 | 0 | 0 | 1 | 0 | 0 | 0 | 0 | 11002.1618
2025-07-31 | 10747.798 | 0 | 2.1 | 0 | 0 | 0 | 0 | 0 | 0 | 0 | 0 | 0 | 0 | 0 | 0 | 0 | 0 | 0 | 0 | 0 | 0 | 0 | 0 | 0 | 1 | 0 | 0 | 0 | 9937.2263
2025-07-31 | 9747.336 | 0 | 1.9 | 0 | 0 | 0 | 0 | 0 | 0 | 0 | 0 | 0 | 0 | 0 | 0 | 0 | 0 | 0 | 0 | 0 | 0 | 0 | 0 | 0 | 0 | 1 | 0 | 0 | 8848.8938
2025-07-31 | 8376.006 | 0 | 1.4 | 0 | 0 | 0 | 0 | 0 | 0 | 0 | 0 | 0 | 0 | 0 | 0 | 0 | 0 | 0 | 0 | 0 | 0 | 0 | 0 | 0 | 0 | 0 | 1 | 0 | 7399.7863
2025-07-31 | 7281.038 | 0 | 0.6 | 0 | 0 | 0 | 0 | 0 | 0 | 0 | 0 | 0 | 0 | 0 | 0 | 0 | 0 | 0 | 0 | 0 | 0 | 0 | 0 | 0 | 0 | 0 | 0 | 1 | 5932.7232
2025-08-01 | 6452.884 | 0 | 0.8 | 0 | 1 | 0 | 0 | 0 | 0 | 0 | 0 | 0 | 0 | 0 | 0 | 0 | 0 | 0 | 0 | 0 | 0 | 0 | 0 | 0 | 0 | 0 | 0 | 0 | 5342.6551
2025-08-01 | 5942.553 | 0.9 | 0 | 0 | 0 | 1 | 0 | 0 | 0 | 0 | 0 | 0 | 0 | 0 | 0 | 0 | 0 | 0 | 0 | 0 | 0 | 0 | 0 | 0 | 0 | 0 | 0 | 0 | 4619.1212
2025-08-01 | 5729.764 | 1.8 | 0 | 0 | 0 | 0 | 1 | 0 | 0 | 0 | 0 | 0 | 0 | 0 | 0 | 0 | 0 | 0 | 0 | 0 | 0 | 0 | 0 | 0 | 0 | 0 | 0 | 0 | 4543.671
2025-08-01 | 5593.478 | 2.2 | 0 | 0 | 0 | 0 | 0 | 1 | 0 | 0 | 0 | 0 | 0 | 0 | 0 | 0 | 0 | 0 | 0 | 0 | 0 | 0 | 0 | 0 | 0 | 0 | 0 | 0 | 4566.4864
2025-08-01 | 5663.848 | 1.6 | 0 | 0 | 0 | 0 | 0 | 0 | 1 | 0 | 0 | 0 | 0 | 0 | 0 | 0 | 0 | 0 | 0 | 0 | 0 | 0 | 0 | 0 | 0 | 0 | 0 | 0 | 4645.0834
2025-08-01 | 6199.183 | 2.3 | 0 | 0 | 0 | 0 | 0 | 0 | 0 | 1 | 0 | 0 | 0 | 0 | 0 | 0 | 0 | 0 | 0 | 0 | 0 | 0 | 0 | 0 | 0 | 0 | 0 | 0 | 5301.8197
2025-08-01 | 6871.753 | 1.8 | 0 | 0 | 0 | 0 | 0 | 0 | 0 | 0 | 1 | 0 | 0 | 0 | 0 | 0 | 0 | 0 | 0 | 0 | 0 | 0 | 0 | 0 | 0 | 0 | 0 | 0 | 5992.6558
2025-08-01 | 7511.02 | 0.8 | 0 | 0 | 0 | 0 | 0 | 0 | 0 | 0 | 0 | 1 | 0 | 0 | 0 | 0 | 0 | 0 | 0 | 0 | 0 | 0 | 0 | 0 | 0 | 0 | 0 | 0 | 6490.0611
2025-08-01 | 7910.82 | 0 | 1.1 | 0 | 0 | 0 | 0 | 0 | 0 | 0 | 0 | 0 | 1 | 0 | 0 | 0 | 0 | 0 | 0 | 0 | 0 | 0 | 0 | 0 | 0 | 0 | 0 | 0 | 7325.3532
2025-08-01 | 8432.206 | 0 | 2.9 | 0 | 0 | 0 | 0 | 0 | 0 | 0 | 0 | 0 | 0 | 1 | 0 | 0 | 0 | 0 | 0 | 0 | 0 | 0 | 0 | 0 | 0 | 0 | 0 | 0 | 8467.0882
2025-08-01 | 8779.894 | 0 | 4.9 | 0 | 0 | 0 | 0 | 0 | 0 | 0 | 0 | 0 | 0 | 0 | 1 | 0 | 0 | 0 | 0 | 0 | 0 | 0 | 0 | 0 | 0 | 0 | 0 | 0 | 9681.4186
2025-08-01 | 9215.016 | 0 | 3.7 | 0 | 0 | 0 | 0 | 0 | 0 | 0 | 0 | 0 | 0 | 0 | 0 | 1 | 0 | 0 | 0 | 0 | 0 | 0 | 0 | 0 | 0 | 0 | 0 | 0 | 9106.2738
2025-08-01 | 9374.938 | 0 | 4.5 | 0 | 0 | 0 | 0 | 0 | 0 | 0 | 0 | 0 | 0 | 0 | 0 | 0 | 1 | 0 | 0 | 0 | 0 | 0 | 0 | 0 | 0 | 0 | 0 | 0 | 9473.2165
2025-08-01 | 9661.815 | 0 | 4.3 | 0 | 0 | 0 | 0 | 0 | 0 | 0 | 0 | 0 | 0 | 0 | 0 | 0 | 0 | 1 | 0 | 0 | 0 | 0 | 0 | 0 | 0 | 0 | 0 | 0 | 9280.977
2025-08-01 | 10216.191 | 0 | 6 | 0 | 0 | 0 | 0 | 0 | 0 | 0 | 0 | 0 | 0 | 0 | 0 | 0 | 0 | 0 | 1 | 0 | 0 | 0 | 0 | 0 | 0 | 0 | 0 | 0 | 10437.8098
2025-08-01 | 11329.624 | 0 | 6.2 | 0 | 0 | 0 | 0 | 0 | 0 | 0 | 0 | 0 | 0 | 0 | 0 | 0 | 0 | 0 | 0 | 1 | 0 | 0 | 0 | 0 | 0 | 0 | 0 | 0 | 11244.7445
2025-08-01 | 12552.219 | 0 | 6.7 | 0 | 0 | 0 | 0 | 0 | 0 | 0 | 0 | 0 | 0 | 0 | 0 | 0 | 0 | 0 | 0 | 0 | 1 | 0 | 0 | 0 | 0 | 0 | 0 | 0 | 12562.3785
2025-08-01 | 12475.658 | 0 | 6.1 | 0 | 0 | 0 | 0 | 0 | 0 | 0 | 0 | 0 | 0 | 0 | 0 | 0 | 0 | 0 | 0 | 0 | 0 | 1 | 0 | 0 | 0 | 0 | 0 | 0 | 12711.2997
2025-08-01 | 12041.226 | 0 | 5.4 | 0 | 0 | 0 | 0 | 0 | 0 | 0 | 0 | 0 | 0 | 0 | 0 | 0 | 0 | 0 | 0 | 0 | 0 | 0 | 1 | 0 | 0 | 0 | 0 | 0 | 12292.651
2025-08-01 | 11300.173 | 0 | 4.6 | 0 | 0 | 0 | 0 | 0 | 0 | 0 | 0 | 0 | 0 | 0 | 0 | 0 | 0 | 0 | 0 | 0 | 0 | 0 | 0 | 1 | 0 | 0 | 0 | 0 | 11745.0402
2025-08-01 | 10727.671 | 0 | 3.1 | 0 | 0 | 0 | 0 | 0 | 0 | 0 | 0 | 0 | 0 | 0 | 0 | 0 | 0 | 0 | 0 | 0 | 0 | 0 | 0 | 0 | 1 | 0 | 0 | 0 | 10508.6712
2025-08-01 | 9592.908 | 0 | 2.1 | 0 | 0 | 0 | 0 | 0 | 0 | 0 | 0 | 0 | 0 | 0 | 0 | 0 | 0 | 0 | 0 | 0 | 0 | 0 | 0 | 0 | 0 | 1 | 0 | 0 | 8963.1828
2025-08-01 | 8385.339 | 0 | 0.8 | 0 | 0 | 0 | 0 | 0 | 0 | 0 | 0 | 0 | 0 | 0 | 0 | 0 | 0 | 0 | 0 | 0 | 0 | 0 | 0 | 0 | 0 | 0 | 1 | 0 | 7056.9194
2025-08-01 | 7330.379 | 0.3 | 0 | 0 | 0 | 0 | 0 | 0 | 0 | 0 | 0 | 0 | 0 | 0 | 0 | 0 | 0 | 0 | 0 | 0 | 0 | 0 | 0 | 0 | 0 | 0 | 0 | 1 | 5640.9265
2025-08-02 | 6388.771 | 1 | 0 | 1 | 1 | 0 | 0 | 0 | 0 | 0 | 0 | 0 | 0 | 0 | 0 | 0 | 0 | 0 | 0 | 0 | 0 | 0 | 0 | 0 | 0 | 0 | 0 | 0 | 5538.8645
2025-08-02 | 5882.789 | 1.4 | 0 | 1 | 0 | 1 | 0 | 0 | 0 | 0 | 0 | 0 | 0 | 0 | 0 | 0 | 0 | 0 | 0 | 0 | 0 | 0 | 0 | 0 | 0 | 0 | 0 | 0 | 5187.3696
2025-08-02 | 5555.039 | 2.1 | 0 | 1 | 0 | 0 | 1 | 0 | 0 | 0 | 0 | 0 | 0 | 0 | 0 | 0 | 0 | 0 | 0 | 0 | 0 | 0 | 0 | 0 | 0 | 0 | 0 | 0 | 5077.8726
2025-08-02 | 5401.189 | 3 | 0 | 1 | 0 | 0 | 0 | 1 | 0 | 0 | 0 | 0 | 0 | 0 | 0 | 0 | 0 | 0 | 0 | 0 | 0 | 0 | 0 | 0 | 0 | 0 | 0 | 0 | 5185.805
2025-08-02 | 5364.468 | 3.1 | 0 | 1 | 0 | 0 | 0 | 0 | 1 | 0 | 0 | 0 | 0 | 0 | 0 | 0 | 0 | 0 | 0 | 0 | 0 | 0 | 0 | 0 | 0 | 0 | 0 | 0 | 5383.5658
2025-08-02 | 5737.756 | 3.5 | 0 | 1 | 0 | 0 | 0 | 0 | 0 | 1 | 0 | 0 | 0 | 0 | 0 | 0 | 0 | 0 | 0 | 0 | 0 | 0 | 0 | 0 | 0 | 0 | 0 | 0 | 5989.2319
2025-08-02 | 6553.924 | 2.7 | 0 | 1 | 0 | 0 | 0 | 0 | 0 | 0 | 1 | 0 | 0 | 0 | 0 | 0 | 0 | 0 | 0 | 0 | 0 | 0 | 0 | 0 | 0 | 0 | 0 | 0 | 6628.9978
2025-08-02 | 7737.941 | 0.6 | 0 | 1 | 0 | 0 | 0 | 0 | 0 | 0 | 0 | 1 | 0 | 0 | 0 | 0 | 0 | 0 | 0 | 0 | 0 | 0 | 0 | 0 | 0 | 0 | 0 | 0 | 6939.1456
2025-08-02 | 8662.213 | 0 | 2.2 | 1 | 0 | 0 | 0 | 0 | 0 | 0 | 0 | 0 | 1 | 0 | 0 | 0 | 0 | 0 | 0 | 0 | 0 | 0 | 0 | 0 | 0 | 0 | 0 | 0 | 8437.074
2025-08-02 | 9513.522 | 0 | 4.5 | 1 | 0 | 0 | 0 | 0 | 0 | 0 | 0 | 0 | 0 | 1 | 0 | 0 | 0 | 0 | 0 | 0 | 0 | 0 | 0 | 0 | 0 | 0 | 0 | 0 | 9864.5314
2025-08-02 | 10138.726 | 0 | 5.3 | 1 | 0 | 0 | 0 | 0 | 0 | 0 | 0 | 0 | 0 | 0 | 1 | 0 | 0 | 0 | 0 | 0 | 0 | 0 | 0 | 0 | 0 | 0 | 0 | 0 | 10393.1279
2025-08-02 | 10605.705 | 0 | 5.9 | 1 | 0 | 0 | 0 | 0 | 0 | 0 | 0 | 0 | 0 | 0 | 0 | 1 | 0 | 0 | 0 | 0 | 0 | 0 | 0 | 0 | 0 | 0 | 0 | 0 | 10846.584
2025-08-02 | 10839.157 | 0 | 7.6 | 1 | 0 | 0 | 0 | 0 | 0 | 0 | 0 | 0 | 0 | 0 | 0 | 0 | 1 | 0 | 0 | 0 | 0 | 0 | 0 | 0 | 0 | 0 | 0 | 0 | 11727.8271
2025-08-02 | 11143.948 | 0 | 7.1 | 1 | 0 | 0 | 0 | 0 | 0 | 0 | 0 | 0 | 0 | 0 | 0 | 0 | 0 | 1 | 0 | 0 | 0 | 0 | 0 | 0 | 0 | 0 | 0 | 0 | 11364.1541
2025-08-02 | 11618.17 | 0 | 7 | 1 | 0 | 0 | 0 | 0 | 0 | 0 | 0 | 0 | 0 | 0 | 0 | 0 | 0 | 0 | 1 | 0 | 0 | 0 | 0 | 0 | 0 | 0 | 0 | 0 | 11492.386
2025-08-02 | 12558.799 | 0 | 8.2 | 1 | 0 | 0 | 0 | 0 | 0 | 0 | 0 | 0 | 0 | 0 | 0 | 0 | 0 | 0 | 0 | 1 | 0 | 0 | 0 | 0 | 0 | 0 | 0 | 0 | 12870.7657
2025-08-02 | 13213.651 | 0 | 8.5 | 1 | 0 | 0 | 0 | 0 | 0 | 0 | 0 | 0 | 0 | 0 | 0 | 0 | 0 | 0 | 0 | 0 | 1 | 0 | 0 | 0 | 0 | 0 | 0 | 0 | 14074.1107
2025-08-02 | 13173.522 | 0 | 8.2 | 1 | 0 | 0 | 0 | 0 | 0 | 0 | 0 | 0 | 0 | 0 | 0 | 0 | 0 | 0 | 0 | 0 | 0 | 1 | 0 | 0 | 0 | 0 | 0 | 0 | 14394.4654
2025-08-02 | 12324.599 | 0 | 7.4 | 1 | 0 | 0 | 0 | 0 | 0 | 0 | 0 | 0 | 0 | 0 | 0 | 0 | 0 | 0 | 0 | 0 | 0 | 0 | 1 | 0 | 0 | 0 | 0 | 0 | 13918.6721
2025-08-02 | 11364.535 | 0 | 6.6 | 1 | 0 | 0 | 0 | 0 | 0 | 0 | 0 | 0 | 0 | 0 | 0 | 0 | 0 | 0 | 0 | 0 | 0 | 0 | 0 | 1 | 0 | 0 | 0 | 0 | 13371.0614
2025-08-02 | 10893.92 | 0 | 5.2 | 1 | 0 | 0 | 0 | 0 | 0 | 0 | 0 | 0 | 0 | 0 | 0 | 0 | 0 | 0 | 0 | 0 | 0 | 0 | 0 | 0 | 1 | 0 | 0 | 0 | 12191.8369
2025-08-02 | 9812.9 | 0 | 4.4 | 1 | 0 | 0 | 0 | 0 | 0 | 0 | 0 | 0 | 0 | 0 | 0 | 0 | 0 | 0 | 0 | 0 | 0 | 0 | 0 | 0 | 0 | 1 | 0 | 0 | 10760.6374
2025-08-02 | 8576.879 | 0 | 3.4 | 1 | 0 | 0 | 0 | 0 | 0 | 0 | 0 | 0 | 0 | 0 | 0 | 0 | 0 | 0 | 0 | 0 | 0 | 0 | 0 | 0 | 0 | 0 | 1 | 0 | 9025.8075
2025-08-02 | 7490.061 | 0 | 2.6 | 1 | 0 | 0 | 0 | 0 | 0 | 0 | 0 | 0 | 0 | 0 | 0 | 0 | 0 | 0 | 0 | 0 | 0 | 0 | 0 | 0 | 0 | 0 | 0 | 1 | 7558.7444
2025-08-03 | 6719.261 | 0 | 1.9 | 1 | 1 | 0 | 0 | 0 | 0 | 0 | 0 | 0 | 0 | 0 | 0 | 0 | 0 | 0 | 0 | 0 | 0 | 0 | 0 | 0 | 0 | 0 | 0 | 0 | 6454.3758
2025-08-03 | 6149.762 | 0.1 | 0 | 1 | 0 | 1 | 0 | 0 | 0 | 0 | 0 | 0 | 0 | 0 | 0 | 0 | 0 | 0 | 0 | 0 | 0 | 0 | 0 | 0 | 0 | 0 | 0 | 0 | 4966.0653
2025-08-03 | 5757.448 | 0 | 0.7 | 1 | 0 | 0 | 1 | 0 | 0 | 0 | 0 | 0 | 0 | 0 | 0 | 0 | 0 | 0 | 0 | 0 | 0 | 0 | 0 | 0 | 0 | 0 | 0 | 0 | 5120.3925
2025-08-03 | 5541.714 | 0.5 | 0 | 1 | 0 | 0 | 0 | 1 | 0 | 0 | 0 | 0 | 0 | 0 | 0 | 0 | 0 | 0 | 0 | 0 | 0 | 0 | 0 | 0 | 0 | 0 | 0 | 0 | 4760.2198
2025-08-03 | 5477.806 | 1.5 | 0 | 1 | 0 | 0 | 0 | 0 | 1 | 0 | 0 | 0 | 0 | 0 | 0 | 0 | 0 | 0 | 0 | 0 | 0 | 0 | 0 | 0 | 0 | 0 | 0 | 0 | 5111.1913
2025-08-03 | 5750.727 | 1.6 | 0 | 1 | 0 | 0 | 0 | 0 | 0 | 1 | 0 | 0 | 0 | 0 | 0 | 0 | 0 | 0 | 0 | 0 | 0 | 0 | 0 | 0 | 0 | 0 | 0 | 0 | 5665.7872
2025-08-03 | 6461.732 | 0.6 | 0 | 1 | 0 | 0 | 0 | 0 | 0 | 0 | 1 | 0 | 0 | 0 | 0 | 0 | 0 | 0 | 0 | 0 | 0 | 0 | 0 | 0 | 0 | 0 | 0 | 0 | 6271.5063
2025-08-03 | 7536.276 | 0 | 1.4 | 1 | 0 | 0 | 0 | 0 | 0 | 0 | 0 | 1 | 0 | 0 | 0 | 0 | 0 | 0 | 0 | 0 | 0 | 0 | 0 | 0 | 0 | 0 | 0 | 0 | 7637.028
2025-08-03 | 8524.148 | 0 | 3.7 | 1 | 0 | 0 | 0 | 0 | 0 | 0 | 0 | 0 | 1 | 0 | 0 | 0 | 0 | 0 | 0 | 0 | 0 | 0 | 0 | 0 | 0 | 0 | 0 | 0 | 9294.2414
2025-08-03 | 9288.756 | 0 | 5.8 | 1 | 0 | 0 | 0 | 0 | 0 | 0 | 0 | 0 | 0 | 1 | 0 | 0 | 0 | 0 | 0 | 0 | 0 | 0 | 0 | 0 | 0 | 0 | 0 | 0 | 10607.4098
2025-08-03 | 10129.512 | 0 | 7.6 | 1 | 0 | 0 | 0 | 0 | 0 | 0 | 0 | 0 | 0 | 0 | 1 | 0 | 0 | 0 | 0 | 0 | 0 | 0 | 0 | 0 | 0 | 0 | 0 | 0 | 11707.4512
2025-08-03 | 10808.874 | 0 | 7.8 | 1 | 0 | 0 | 0 | 0 | 0 | 0 | 0 | 0 | 0 | 0 | 0 | 1 | 0 | 0 | 0 | 0 | 0 | 0 | 0 | 0 | 0 | 0 | 0 | 0 | 11932.3293
2025-08-03 | 11332.714 | 0 | 9.3 | 1 | 0 | 0 | 0 | 0 | 0 | 0 | 0 | 0 | 0 | 0 | 0 | 0 | 1 | 0 | 0 | 0 | 0 | 0 | 0 | 0 | 0 | 0 | 0 | 0 | 12699.2834
2025-08-03 | 11891.223 | 0 | 10 | 1 | 0 | 0 | 0 | 0 | 0 | 0 | 0 | 0 | 0 | 0 | 0 | 0 | 0 | 1 | 0 | 0 | 0 | 0 | 0 | 0 | 0 | 0 | 0 | 0 | 13021.3444
2025-08-03 | 12386.419 | 0 | 10.6 | 1 | 0 | 0 | 0 | 0 | 0 | 0 | 0 | 0 | 0 | 0 | 0 | 0 | 0 | 0 | 1 | 0 | 0 | 0 | 0 | 0 | 0 | 0 | 0 | 0 | 13549.5877
2025-08-03 | 13275.717 | 0 | 10.4 | 1 | 0 | 0 | 0 | 0 | 0 | 0 | 0 | 0 | 0 | 0 | 0 | 0 | 0 | 0 | 0 | 1 | 0 | 0 | 0 | 0 | 0 | 0 | 0 | 0 | 14127.9445
2025-08-03 | 14125.698 | 0 | 10.4 | 1 | 0 | 0 | 0 | 0 | 0 | 0 | 0 | 0 | 0 | 0 | 0 | 0 | 0 | 0 | 0 | 0 | 1 | 0 | 0 | 0 | 0 | 0 | 0 | 0 | 15159.8561
2025-08-03 | 13714.042 | 0 | 9.5 | 1 | 0 | 0 | 0 | 0 | 0 | 0 | 0 | 0 | 0 | 0 | 0 | 0 | 0 | 0 | 0 | 0 | 0 | 1 | 0 | 0 | 0 | 0 | 0 | 0 | 15137.3438
2025-08-03 | 12852.755 | 0 | 9.5 | 1 | 0 | 0 | 0 | 0 | 0 | 0 | 0 | 0 | 0 | 0 | 0 | 0 | 0 | 0 | 0 | 0 | 0 | 0 | 1 | 0 | 0 | 0 | 0 | 0 | 15118.7065
2025-08-03 | 12120.774 | 0 | 8.1 | 1 | 0 | 0 | 0 | 0 | 0 | 0 | 0 | 0 | 0 | 0 | 0 | 0 | 0 | 0 | 0 | 0 | 0 | 0 | 0 | 1 | 0 | 0 | 0 | 0 | 14228.2288
2025-08-03 | 11493.11 | 0 | 6.7 | 1 | 0 | 0 | 0 | 0 | 0 | 0 | 0 | 0 | 0 | 0 | 0 | 0 | 0 | 0 | 0 | 0 | 0 | 0 | 0 | 0 | 1 | 0 | 0 | 0 | 13049.0043
2025-08-03 | 10261.256 | 0 | 6 | 1 | 0 | 0 | 0 | 0 | 0 | 0 | 0 | 0 | 0 | 0 | 0 | 0 | 0 | 0 | 0 | 0 | 0 | 0 | 0 | 0 | 0 | 1 | 0 | 0 | 11674.9493
2025-08-03 | 8886.382 | 0 | 5.4 | 1 | 0 | 0 | 0 | 0 | 0 | 0 | 0 | 0 | 0 | 0 | 0 | 0 | 0 | 0 | 0 | 0 | 0 | 0 | 0 | 0 | 0 | 0 | 1 | 0 | 10168.6973
2025-08-03 | 7722.045 | 0 | 4.2 | 1 | 0 | 0 | 0 | 0 | 0 | 0 | 0 | 0 | 0 | 0 | 0 | 0 | 0 | 0 | 0 | 0 | 0 | 0 | 0 | 0 | 0 | 0 | 0 | 1 | 8473.0563
2025-08-04 | 7024.031 | 0 | 2.6 | 0 | 1 | 0 | 0 | 0 | 0 | 0 | 0 | 0 | 0 | 0 | 0 | 0 | 0 | 0 | 0 | 0 | 0 | 0 | 0 | 0 | 0 | 0 | 0 | 0 | 6371.2559
2025-08-04 | 6340.379 | 0 | 1.8 | 0 | 0 | 1 | 0 | 0 | 0 | 0 | 0 | 0 | 0 | 0 | 0 | 0 | 0 | 0 | 0 | 0 | 0 | 0 | 0 | 0 | 0 | 0 | 0 | 0 | 5494.5114
2025-08-04 | 5927.297 | 0 | 0.9 | 0 | 0 | 0 | 1 | 0 | 0 | 0 | 0 | 0 | 0 | 0 | 0 | 0 | 0 | 0 | 0 | 0 | 0 | 0 | 0 | 0 | 0 | 0 | 0 | 0 | 4751.5502
2025-08-04 | 5739.834 | 0 | 0 | 0 | 0 | 0 | 0 | 1 | 0 | 0 | 0 | 0 | 0 | 0 | 0 | 0 | 0 | 0 | 0 | 0 | 0 | 0 | 0 | 0 | 0 | 0 | 0 | 0 | 4191.9715
2025-08-04 | 5742.826 | 0 | 0.5 | 0 | 0 | 0 | 0 | 0 | 1 | 0 | 0 | 0 | 0 | 0 | 0 | 0 | 0 | 0 | 0 | 0 | 0 | 0 | 0 | 0 | 0 | 0 | 0 | 0 | 4658.4314
2025-08-04 | 5939.095 | 1.7 | 0 | 0 | 0 | 0 | 0 | 0 | 0 | 1 | 0 | 0 | 0 | 0 | 0 | 0 | 0 | 0 | 0 | 0 | 0 | 0 | 0 | 0 | 0 | 0 | 0 | 0 | 5199.6793
2025-08-04 | 6590.982 | 0.6 | 0 | 0 | 0 | 0 | 0 | 0 | 0 | 0 | 1 | 0 | 0 | 0 | 0 | 0 | 0 | 0 | 0 | 0 | 0 | 0 | 0 | 0 | 0 | 0 | 0 | 0 | 5788.3749
2025-08-04 | 7813.408 | 0 | 2.1 | 0 | 0 | 0 | 0 | 0 | 0 | 0 | 0 | 1 | 0 | 0 | 0 | 0 | 0 | 0 | 0 | 0 | 0 | 0 | 0 | 0 | 0 | 0 | 0 | 0 | 7553.9081
2025-08-04 | 9150.999 | 0 | 4.1 | 0 | 0 | 0 | 0 | 0 | 0 | 0 | 0 | 0 | 1 | 0 | 0 | 0 | 0 | 0 | 0 | 0 | 0 | 0 | 0 | 0 | 0 | 0 | 0 | 0 | 9039.688
2025-08-04 | 10441.5 | 0 | 6.5 | 0 | 0 | 0 | 0 | 0 | 0 | 0 | 0 | 0 | 0 | 1 | 0 | 0 | 0 | 0 | 0 | 0 | 0 | 0 | 0 | 0 | 0 | 0 | 0 | 0 | 10524.2899
2025-08-04 | 11678.408 | 0 | 8.3 | 0 | 0 | 0 | 0 | 0 | 0 | 0 | 0 | 0 | 0 | 0 | 1 | 0 | 0 | 0 | 0 | 0 | 0 | 0 | 0 | 0 | 0 | 0 | 0 | 0 | 11624.3313
2025-08-04 | 12715.064 | 0 | 9 | 0 | 0 | 0 | 0 | 0 | 0 | 0 | 0 | 0 | 0 | 0 | 0 | 1 | 0 | 0 | 0 | 0 | 0 | 0 | 0 | 0 | 0 | 0 | 0 | 0 | 12134.9319
2025-08-04 | 13478.072 | 0 | 10 | 0 | 0 | 0 | 0 | 0 | 0 | 0 | 0 | 0 | 0 | 0 | 0 | 0 | 1 | 0 | 0 | 0 | 0 | 0 | 0 | 0 | 0 | 0 | 0 | 0 | 12616.1635
2025-08-04 | 14075.116 | 0 | 10.7 | 0 | 0 | 0 | 0 | 0 | 0 | 0 | 0 | 0 | 0 | 0 | 0 | 0 | 0 | 1 | 0 | 0 | 0 | 0 | 0 | 0 | 0 | 0 | 0 | 0 | 12938.2245
2025-08-04 | 14843.113 | 0 | 9.9 | 0 | 0 | 0 | 0 | 0 | 0 | 0 | 0 | 0 | 0 | 0 | 0 | 0 | 0 | 0 | 1 | 0 | 0 | 0 | 0 | 0 | 0 | 0 | 0 | 0 | 12666.445
2025-08-04 | 16018.723 | 0 | 9.5 | 0 | 0 | 0 | 0 | 0 | 0 | 0 | 0 | 0 | 0 | 0 | 0 | 0 | 0 | 0 | 0 | 1 | 0 | 0 | 0 | 0 | 0 | 0 | 0 | 0 | 13130.5128
2025-08-04 | 17171.575 | 0 | 9.3 | 0 | 0 | 0 | 0 | 0 | 0 | 0 | 0 | 0 | 0 | 0 | 0 | 0 | 0 | 0 | 0 | 0 | 1 | 0 | 0 | 0 | 0 | 0 | 0 | 0 | 14048.1353
2025-08-04 | 16630.301 | 0 | 8.5 | 0 | 0 | 0 | 0 | 0 | 0 | 0 | 0 | 0 | 0 | 0 | 0 | 0 | 0 | 0 | 0 | 0 | 0 | 1 | 0 | 0 | 0 | 0 | 0 | 0 | 14082.7675
2025-08-04 | 15645.833 | 0 | 8.1 | 0 | 0 | 0 | 0 | 0 | 0 | 0 | 0 | 0 | 0 | 0 | 0 | 0 | 0 | 0 | 0 | 0 | 0 | 0 | 1 | 0 | 0 | 0 | 0 | 0 | 13835.5522
2025-08-04 | 14770.711 | 0 | 7.5 | 0 | 0 | 0 | 0 | 0 | 0 | 0 | 0 | 0 | 0 | 0 | 0 | 0 | 0 | 0 | 0 | 0 | 0 | 0 | 0 | 1 | 0 | 0 | 0 | 0 | 13402.2305
2025-08-04 | 13735.904 | 0 | 6.8 | 0 | 0 | 0 | 0 | 0 | 0 | 0 | 0 | 0 | 0 | 0 | 0 | 0 | 0 | 0 | 0 | 0 | 0 | 0 | 0 | 0 | 1 | 0 | 0 | 0 | 12623.0174
2025-08-04 | 12024.318 | 0 | 6.5 | 0 | 0 | 0 | 0 | 0 | 0 | 0 | 0 | 0 | 0 | 0 | 0 | 0 | 0 | 0 | 0 | 0 | 0 | 0 | 0 | 0 | 0 | 1 | 0 | 0 | 11477.5404
2025-08-04 | 10093.361 | 0 | 5.1 | 0 | 0 | 0 | 0 | 0 | 0 | 0 | 0 | 0 | 0 | 0 | 0 | 0 | 0 | 0 | 0 | 0 | 0 | 0 | 0 | 0 | 0 | 0 | 1 | 0 | 9514.1325
2025-08-04 | 8776.57 | 0 | 4.2 | 0 | 0 | 0 | 0 | 0 | 0 | 0 | 0 | 0 | 0 | 0 | 0 | 0 | 0 | 0 | 0 | 0 | 0 | 0 | 0 | 0 | 0 | 0 | 0 | 1 | 7989.9249
2025-08-05 | 7793.95 | 0 | 3.1 | 0 | 1 | 0 | 0 | 0 | 0 | 0 | 0 | 0 | 0 | 0 | 0 | 0 | 0 | 0 | 0 | 0 | 0 | 0 | 0 | 0 | 0 | 0 | 0 | 0 | 6656.9784
2025-08-05 | 7072.423 | 0 | 1.9 | 0 | 0 | 1 | 0 | 0 | 0 | 0 | 0 | 0 | 0 | 0 | 0 | 0 | 0 | 0 | 0 | 0 | 0 | 0 | 0 | 0 | 0 | 0 | 0 | 0 | 5551.6559
2025-08-05 | 6666.787 | 0 | 1.4 | 0 | 0 | 0 | 1 | 0 | 0 | 0 | 0 | 0 | 0 | 0 | 0 | 0 | 0 | 0 | 0 | 0 | 0 | 0 | 0 | 0 | 0 | 0 | 0 | 0 | 5037.2726
2025-08-05 | 6419.704 | 0 | 1.1 | 0 | 0 | 0 | 0 | 1 | 0 | 0 | 0 | 0 | 0 | 0 | 0 | 0 | 0 | 0 | 0 | 0 | 0 | 0 | 0 | 0 | 0 | 0 | 0 | 0 | 4820.5609
2025-08-05 | 6498.486 | 0 | 1.6 | 0 | 0 | 0 | 0 | 0 | 1 | 0 | 0 | 0 | 0 | 0 | 0 | 0 | 0 | 0 | 0 | 0 | 0 | 0 | 0 | 0 | 0 | 0 | 0 | 0 | 5287.0208
2025-08-05 | 6844.411 | 0 | 2.3 | 0 | 0 | 0 | 0 | 0 | 0 | 1 | 0 | 0 | 0 | 0 | 0 | 0 | 0 | 0 | 0 | 0 | 0 | 0 | 0 | 0 | 0 | 0 | 0 | 0 | 6224.6047
2025-08-05 | 7559.196 | 0 | 2.5 | 0 | 0 | 0 | 0 | 0 | 0 | 0 | 1 | 0 | 0 | 0 | 0 | 0 | 0 | 0 | 0 | 0 | 0 | 0 | 0 | 0 | 0 | 0 | 0 | 0 | 7114.8468
2025-08-05 | 8431.557 | 0 | 3.1 | 0 | 0 | 0 | 0 | 0 | 0 | 0 | 0 | 1 | 0 | 0 | 0 | 0 | 0 | 0 | 0 | 0 | 0 | 0 | 0 | 0 | 0 | 0 | 0 | 0 | 8125.3531
2025-08-05 | 9419.483 | 0 | 4.2 | 0 | 0 | 0 | 0 | 0 | 0 | 0 | 0 | 0 | 1 | 0 | 0 | 0 | 0 | 0 | 0 | 0 | 0 | 0 | 0 | 0 | 0 | 0 | 0 | 0 | 9096.8325
2025-08-05 | 10402.802 | 0 | 5.6 | 0 | 0 | 0 | 0 | 0 | 0 | 0 | 0 | 0 | 0 | 1 | 0 | 0 | 0 | 0 | 0 | 0 | 0 | 0 | 0 | 0 | 0 | 0 | 0 | 0 | 10009.9895
2025-08-05 | 11324.921 | 0 | 6.9 | 0 | 0 | 0 | 0 | 0 | 0 | 0 | 0 | 0 | 0 | 0 | 1 | 0 | 0 | 0 | 0 | 0 | 0 | 0 | 0 | 0 | 0 | 0 | 0 | 0 | 10824.3084
2025-08-05 | 12134.342 | 0 | 8 | 0 | 0 | 0 | 0 | 0 | 0 | 0 | 0 | 0 | 0 | 0 | 0 | 1 | 0 | 0 | 0 | 0 | 0 | 0 | 0 | 0 | 0 | 0 | 0 | 0 | 11563.487
2025-08-05 | 12725.598 | 0 | 9 | 0 | 0 | 0 | 0 | 0 | 0 | 0 | 0 | 0 | 0 | 0 | 0 | 0 | 1 | 0 | 0 | 0 | 0 | 0 | 0 | 0 | 0 | 0 | 0 | 0 | 12044.7186
2025-08-05 | 13262.844 | 0 | 9.2 | 0 | 0 | 0 | 0 | 0 | 0 | 0 | 0 | 0 | 0 | 0 | 0 | 0 | 0 | 1 | 0 | 0 | 0 | 0 | 0 | 0 | 0 | 0 | 0 | 0 | 12081.0571
2025-08-05 | 14021.358 | 0 | 9.9 | 0 | 0 | 0 | 0 | 0 | 0 | 0 | 0 | 0 | 0 | 0 | 0 | 0 | 0 | 0 | 1 | 0 | 0 | 0 | 0 | 0 | 0 | 0 | 0 | 0 | 12666.445
2025-08-05 | 15256.348 | 0 | 9.9 | 0 | 0 | 0 | 0 | 0 | 0 | 0 | 0 | 0 | 0 | 0 | 0 | 0 | 0 | 0 | 0 | 1 | 0 | 0 | 0 | 0 | 0 | 0 | 0 | 0 | 13359.0907
2025-08-05 | 16451.648 | 0 | 9.6 | 0 | 0 | 0 | 0 | 0 | 0 | 0 | 0 | 0 | 0 | 0 | 0 | 0 | 0 | 0 | 0 | 0 | 1 | 0 | 0 | 0 | 0 | 0 | 0 | 0 | 14219.5688
2025-08-05 | 16330.105 | 0 | 9.5 | 0 | 0 | 0 | 0 | 0 | 0 | 0 | 0 | 0 | 0 | 0 | 0 | 0 | 0 | 0 | 0 | 0 | 0 | 1 | 0 | 0 | 0 | 0 | 0 | 0 | 14654.2124
2025-08-05 | 15494.775 | 0 | 8.6 | 0 | 0 | 0 | 0 | 0 | 0 | 0 | 0 | 0 | 0 | 0 | 0 | 0 | 0 | 0 | 0 | 0 | 0 | 0 | 1 | 0 | 0 | 0 | 0 | 0 | 14121.2747
2025-08-05 | 14675.403 | 0 | 7.1 | 0 | 0 | 0 | 0 | 0 | 0 | 0 | 0 | 0 | 0 | 0 | 0 | 0 | 0 | 0 | 0 | 0 | 0 | 0 | 0 | 1 | 0 | 0 | 0 | 0 | 13173.6525
2025-08-05 | 13856.954 | 0 | 5.9 | 0 | 0 | 0 | 0 | 0 | 0 | 0 | 0 | 0 | 0 | 0 | 0 | 0 | 0 | 0 | 0 | 0 | 0 | 0 | 0 | 0 | 1 | 0 | 0 | 0 | 12108.717
2025-08-05 | 12329.61 | 0 | 5.2 | 0 | 0 | 0 | 0 | 0 | 0 | 0 | 0 | 0 | 0 | 0 | 0 | 0 | 0 | 0 | 0 | 0 | 0 | 0 | 0 | 0 | 0 | 1 | 0 | 0 | 10734.662
2025-08-05 | 10660.595 | 0 | 4.9 | 0 | 0 | 0 | 0 | 0 | 0 | 0 | 0 | 0 | 0 | 0 | 0 | 0 | 0 | 0 | 0 | 0 | 0 | 0 | 0 | 0 | 0 | 0 | 1 | 0 | 9399.8435
2025-08-05 | 9045.205 | 0 | 4.6 | 0 | 0 | 0 | 0 | 0 | 0 | 0 | 0 | 0 | 0 | 0 | 0 | 0 | 0 | 0 | 0 | 0 | 0 | 0 | 0 | 0 | 0 | 0 | 0 | 1 | 8218.5029
2025-08-06 | 7995.006 | 0 | 4.5 | 0 | 1 | 0 | 0 | 0 | 0 | 0 | 0 | 0 | 0 | 0 | 0 | 0 | 0 | 0 | 0 | 0 | 0 | 0 | 0 | 0 | 0 | 0 | 0 | 0 | 7457.0013
2025-08-06 | 7230.117 | 0 | 4 | 0 | 0 | 1 | 0 | 0 | 0 | 0 | 0 | 0 | 0 | 0 | 0 | 0 | 0 | 0 | 0 | 0 | 0 | 0 | 0 | 0 | 0 | 0 | 0 | 0 | 6751.6903
2025-08-06 | 6677.082 | 0 | 3.4 | 0 | 0 | 0 | 1 | 0 | 0 | 0 | 0 | 0 | 0 | 0 | 0 | 0 | 0 | 0 | 0 | 0 | 0 | 0 | 0 | 0 | 0 | 0 | 0 | 0 | 6180.1625
2025-08-06 | 6373.706 | 0 | 3 | 0 | 0 | 0 | 0 | 1 | 0 | 0 | 0 | 0 | 0 | 0 | 0 | 0 | 0 | 0 | 0 | 0 | 0 | 0 | 0 | 0 | 0 | 0 | 0 | 0 | 5906.3062
2025-08-06 | 6475.32 | 0 | 2.4 | 0 | 0 | 0 | 0 | 0 | 1 | 0 | 0 | 0 | 0 | 0 | 0 | 0 | 0 | 0 | 0 | 0 | 0 | 0 | 0 | 0 | 0 | 0 | 0 | 0 | 5744.1767
2025-08-06 | 6994.116 | 0 | 2.7 | 0 | 0 | 0 | 0 | 0 | 0 | 1 | 0 | 0 | 0 | 0 | 0 | 0 | 0 | 0 | 0 | 0 | 0 | 0 | 0 | 0 | 0 | 0 | 0 | 0 | 6453.1827
2025-08-06 | 7588.552 | 0 | 2.7 | 0 | 0 | 0 | 0 | 0 | 0 | 0 | 1 | 0 | 0 | 0 | 0 | 0 | 0 | 0 | 0 | 0 | 0 | 0 | 0 | 0 | 0 | 0 | 0 | 0 | 7229.1358
2025-08-06 | 8362.497 | 0 | 2.8 | 0 | 0 | 0 | 0 | 0 | 0 | 0 | 0 | 1 | 0 | 0 | 0 | 0 | 0 | 0 | 0 | 0 | 0 | 0 | 0 | 0 | 0 | 0 | 0 | 0 | 7953.9196
2025-08-06 | 8998.872 | 0 | 3.4 | 0 | 0 | 0 | 0 | 0 | 0 | 0 | 0 | 0 | 1 | 0 | 0 | 0 | 0 | 0 | 0 | 0 | 0 | 0 | 0 | 0 | 0 | 0 | 0 | 0 | 8639.6766
2025-08-06 | 9607.656 | 0 | 4.4 | 0 | 0 | 0 | 0 | 0 | 0 | 0 | 0 | 0 | 0 | 1 | 0 | 0 | 0 | 0 | 0 | 0 | 0 | 0 | 0 | 0 | 0 | 0 | 0 | 0 | 9324.2556
2025-08-06 | 10947.156 | 0 | 6.2 | 0 | 0 | 0 | 0 | 0 | 0 | 0 | 0 | 0 | 0 | 0 | 1 | 0 | 0 | 0 | 0 | 0 | 0 | 0 | 0 | 0 | 0 | 0 | 0 | 0 | 10424.297
2025-08-06 | 11823.502 | 0 | 5.5 | 0 | 0 | 0 | 0 | 0 | 0 | 0 | 0 | 0 | 0 | 0 | 0 | 1 | 0 | 0 | 0 | 0 | 0 | 0 | 0 | 0 | 0 | 0 | 0 | 0 | 10134.8747
2025-08-06 | 12564.454 | 0 | 6.4 | 0 | 0 | 0 | 0 | 0 | 0 | 0 | 0 | 0 | 0 | 0 | 0 | 0 | 1 | 0 | 0 | 0 | 0 | 0 | 0 | 0 | 0 | 0 | 0 | 0 | 10558.9618
2025-08-06 | 13141.26 | 0 | 7.4 | 0 | 0 | 0 | 0 | 0 | 0 | 0 | 0 | 0 | 0 | 0 | 0 | 0 | 0 | 1 | 0 | 0 | 0 | 0 | 0 | 0 | 0 | 0 | 0 | 0 | 11052.4562
2025-08-06 | 13842.987 | 0 | 9 | 0 | 0 | 0 | 0 | 0 | 0 | 0 | 0 | 0 | 0 | 0 | 0 | 0 | 0 | 0 | 1 | 0 | 0 | 0 | 0 | 0 | 0 | 0 | 0 | 0 | 12152.1445
2025-08-06 | 14758.723 | 0 | 9.7 | 0 | 0 | 0 | 0 | 0 | 0 | 0 | 0 | 0 | 0 | 0 | 0 | 0 | 0 | 0 | 0 | 1 | 0 | 0 | 0 | 0 | 0 | 0 | 0 | 0 | 13244.8017
2025-08-06 | 15943.703 | 0 | 10 | 0 | 0 | 0 | 0 | 0 | 0 | 0 | 0 | 0 | 0 | 0 | 0 | 0 | 0 | 0 | 0 | 0 | 1 | 0 | 0 | 0 | 0 | 0 | 0 | 0 | 14448.1468
2025-08-06 | 15450.57 | 0 | 9.2 | 0 | 0 | 0 | 0 | 0 | 0 | 0 | 0 | 0 | 0 | 0 | 0 | 0 | 0 | 0 | 0 | 0 | 0 | 1 | 0 | 0 | 0 | 0 | 0 | 0 | 14482.7789
2025-08-06 | 14771.314 | 0 | 8.4 | 0 | 0 | 0 | 0 | 0 | 0 | 0 | 0 | 0 | 0 | 0 | 0 | 0 | 0 | 0 | 0 | 0 | 0 | 0 | 1 | 0 | 0 | 0 | 0 | 0 | 14006.9857
2025-08-06 | 14269.858 | 0 | 5.8 | 0 | 0 | 0 | 0 | 0 | 0 | 0 | 0 | 0 | 0 | 0 | 0 | 0 | 0 | 0 | 0 | 0 | 0 | 0 | 0 | 1 | 0 | 0 | 0 | 0 | 12430.7741
2025-08-06 | 13834.818 | 0 | 5.4 | 0 | 0 | 0 | 0 | 0 | 0 | 0 | 0 | 0 | 0 | 0 | 0 | 0 | 0 | 0 | 0 | 0 | 0 | 0 | 0 | 0 | 1 | 0 | 0 | 0 | 11822.9945
2025-08-06 | 12282.647 | 0 | 5.6 | 0 | 0 | 0 | 0 | 0 | 0 | 0 | 0 | 0 | 0 | 0 | 0 | 0 | 0 | 0 | 0 | 0 | 0 | 0 | 0 | 0 | 0 | 1 | 0 | 0 | 10963.24
2025-08-06 | 10614.662 | 0 | 5.4 | 0 | 0 | 0 | 0 | 0 | 0 | 0 | 0 | 0 | 0 | 0 | 0 | 0 | 0 | 0 | 0 | 0 | 0 | 0 | 0 | 0 | 0 | 0 | 1 | 0 | 9685.566
2025-08-06 | 9163.783 | 0 | 4.6 | 0 | 0 | 0 | 0 | 0 | 0 | 0 | 0 | 0 | 0 | 0 | 0 | 0 | 0 | 0 | 0 | 0 | 0 | 0 | 0 | 0 | 0 | 0 | 0 | 1 | 8218.5029
2025-08-07 | 8103.652 | 0 | 4.4 | 0 | 1 | 0 | 0 | 0 | 0 | 0 | 0 | 0 | 0 | 0 | 0 | 0 | 0 | 0 | 0 | 0 | 0 | 0 | 0 | 0 | 0 | 0 | 0 | 0 | 7399.8568
2025-08-07 | 7526.358 | 0 | 4 | 0 | 0 | 1 | 0 | 0 | 0 | 0 | 0 | 0 | 0 | 0 | 0 | 0 | 0 | 0 | 0 | 0 | 0 | 0 | 0 | 0 | 0 | 0 | 0 | 0 | 6751.6903
2025-08-07 | 7158.513 | 0 | 3.4 | 0 | 0 | 0 | 1 | 0 | 0 | 0 | 0 | 0 | 0 | 0 | 0 | 0 | 0 | 0 | 0 | 0 | 0 | 0 | 0 | 0 | 0 | 0 | 0 | 0 | 6180.1625
2025-08-07 | 6898.62 | 0 | 3 | 0 | 0 | 0 | 0 | 1 | 0 | 0 | 0 | 0 | 0 | 0 | 0 | 0 | 0 | 0 | 0 | 0 | 0 | 0 | 0 | 0 | 0 | 0 | 0 | 0 | 5906.3062
2025-08-07 | 6963.501 | 0 | 3.1 | 0 | 0 | 0 | 0 | 0 | 1 | 0 | 0 | 0 | 0 | 0 | 0 | 0 | 0 | 0 | 0 | 0 | 0 | 0 | 0 | 0 | 0 | 0 | 0 | 0 | 6144.1882
2025-08-07 | 7339.666 | 0 | 3.3 | 0 | 0 | 0 | 0 | 0 | 0 | 1 | 0 | 0 | 0 | 0 | 0 | 0 | 0 | 0 | 0 | 0 | 0 | 0 | 0 | 0 | 0 | 0 | 0 | 0 | 6796.0496
2025-08-07 | 8149.949 | 0 | 3.2 | 0 | 0 | 0 | 0 | 0 | 0 | 0 | 1 | 0 | 0 | 0 | 0 | 0 | 0 | 0 | 0 | 0 | 0 | 0 | 0 | 0 | 0 | 0 | 0 | 0 | 7514.8583
2025-08-07 | 9316.978 | 0 | 4.7 | 0 | 0 | 0 | 0 | 0 | 0 | 0 | 0 | 1 | 0 | 0 | 0 | 0 | 0 | 0 | 0 | 0 | 0 | 0 | 0 | 0 | 0 | 0 | 0 | 0 | 9039.6649
2025-08-07 | 10372.873 | 0 | 5.6 | 0 | 0 | 0 | 0 | 0 | 0 | 0 | 0 | 0 | 1 | 0 | 0 | 0 | 0 | 0 | 0 | 0 | 0 | 0 | 0 | 0 | 0 | 0 | 0 | 0 | 9896.8554
2025-08-07 | 11484.606 | 0 | 6.1 | 0 | 0 | 0 | 0 | 0 | 0 | 0 | 0 | 0 | 0 | 1 | 0 | 0 | 0 | 0 | 0 | 0 | 0 | 0 | 0 | 0 | 0 | 0 | 0 | 0 | 10295.712
2025-08-07 | 12244.721 | 0 | 6.4 | 0 | 0 | 0 | 0 | 0 | 0 | 0 | 0 | 0 | 0 | 0 | 1 | 0 | 0 | 0 | 0 | 0 | 0 | 0 | 0 | 0 | 0 | 0 | 0 | 0 | 10538.5859
2025-08-07 | 12963.821 | 0 | 7.4 | 0 | 0 | 0 | 0 | 0 | 0 | 0 | 0 | 0 | 0 | 0 | 0 | 1 | 0 | 0 | 0 | 0 | 0 | 0 | 0 | 0 | 0 | 0 | 0 | 0 | 11220.62
2025-08-07 | 13254.348 | 0 | 8.5 | 0 | 0 | 0 | 0 | 0 | 0 | 0 | 0 | 0 | 0 | 0 | 0 | 0 | 1 | 0 | 0 | 0 | 0 | 0 | 0 | 0 | 0 | 0 | 0 | 0 | 11758.9961
2025-08-07 | 13604.354 | 0 | 8.6 | 0 | 0 | 0 | 0 | 0 | 0 | 0 | 0 | 0 | 0 | 0 | 0 | 0 | 0 | 1 | 0 | 0 | 0 | 0 | 0 | 0 | 0 | 0 | 0 | 0 | 11738.1901
2025-08-07 | 14032.009 | 0 | 9.3 | 0 | 0 | 0 | 0 | 0 | 0 | 0 | 0 | 0 | 0 | 0 | 0 | 0 | 0 | 0 | 1 | 0 | 0 | 0 | 0 | 0 | 0 | 0 | 0 | 0 | 12323.578
2025-08-07 | 14912.825 | 0 | 10.3 | 0 | 0 | 0 | 0 | 0 | 0 | 0 | 0 | 0 | 0 | 0 | 0 | 0 | 0 | 0 | 0 | 1 | 0 | 0 | 0 | 0 | 0 | 0 | 0 | 0 | 13587.6687
2025-08-07 | 15709.596 | 0 | 9.6 | 0 | 0 | 0 | 0 | 0 | 0 | 0 | 0 | 0 | 0 | 0 | 0 | 0 | 0 | 0 | 0 | 0 | 1 | 0 | 0 | 0 | 0 | 0 | 0 | 0 | 14219.5688
2025-08-07 | 15019.805 | 0 | 8 | 0 | 0 | 0 | 0 | 0 | 0 | 0 | 0 | 0 | 0 | 0 | 0 | 0 | 0 | 0 | 0 | 0 | 0 | 1 | 0 | 0 | 0 | 0 | 0 | 0 | 13797.045
2025-08-07 | 14419.798 | 0 | 7.4 | 0 | 0 | 0 | 0 | 0 | 0 | 0 | 0 | 0 | 0 | 0 | 0 | 0 | 0 | 0 | 0 | 0 | 0 | 0 | 1 | 0 | 0 | 0 | 0 | 0 | 13435.5408
2025-08-07 | 13913.706 | 0 | 5.9 | 0 | 0 | 0 | 0 | 0 | 0 | 0 | 0 | 0 | 0 | 0 | 0 | 0 | 0 | 0 | 0 | 0 | 0 | 0 | 0 | 1 | 0 | 0 | 0 | 0 | 12487.9186
2025-08-07 | 13541.456 | 0 | 5.3 | 0 | 0 | 0 | 0 | 0 | 0 | 0 | 0 | 0 | 0 | 0 | 0 | 0 | 0 | 0 | 0 | 0 | 0 | 0 | 0 | 0 | 1 | 0 | 0 | 0 | 11765.85
2025-08-07 | 11995.097 | 0 | 4.9 | 0 | 0 | 0 | 0 | 0 | 0 | 0 | 0 | 0 | 0 | 0 | 0 | 0 | 0 | 0 | 0 | 0 | 0 | 0 | 0 | 0 | 0 | 1 | 0 | 0 | 10563.2286
2025-08-07 | 10483.616 | 0 | 4.5 | 0 | 0 | 0 | 0 | 0 | 0 | 0 | 0 | 0 | 0 | 0 | 0 | 0 | 0 | 0 | 0 | 0 | 0 | 0 | 0 | 0 | 0 | 0 | 1 | 0 | 9171.2656
2025-08-07 | 8979.669 | 0 | 4.2 | 0 | 0 | 0 | 0 | 0 | 0 | 0 | 0 | 0 | 0 | 0 | 0 | 0 | 0 | 0 | 0 | 0 | 0 | 0 | 0 | 0 | 0 | 0 | 0 | 1 | 7989.9249
2025-08-08 | 8039.188 | 0 | 4.1 | 0 | 1 | 0 | 0 | 0 | 0 | 0 | 0 | 0 | 0 | 0 | 0 | 0 | 0 | 0 | 0 | 0 | 0 | 0 | 0 | 0 | 0 | 0 | 0 | 0 | 7228.4233
2025-08-08 | 7337.383 | 0 | 3.5 | 0 | 0 | 1 | 0 | 0 | 0 | 0 | 0 | 0 | 0 | 0 | 0 | 0 | 0 | 0 | 0 | 0 | 0 | 0 | 0 | 0 | 0 | 0 | 0 | 0 | 6465.9678
2025-08-08 | 6844.911 | 0 | 3.4 | 0 | 0 | 0 | 1 | 0 | 0 | 0 | 0 | 0 | 0 | 0 | 0 | 0 | 0 | 0 | 0 | 0 | 0 | 0 | 0 | 0 | 0 | 0 | 0 | 0 | 6180.1625
2025-08-08 | 6581.32 | 0 | 3.5 | 0 | 0 | 0 | 0 | 1 | 0 | 0 | 0 | 0 | 0 | 0 | 0 | 0 | 0 | 0 | 0 | 0 | 0 | 0 | 0 | 0 | 0 | 0 | 0 | 0 | 6192.0287
2025-08-08 | 6627.504 | 0 | 3.5 | 0 | 0 | 0 | 0 | 0 | 1 | 0 | 0 | 0 | 0 | 0 | 0 | 0 | 0 | 0 | 0 | 0 | 0 | 0 | 0 | 0 | 0 | 0 | 0 | 0 | 6372.7661
2025-08-08 | 7043.6 | 0 | 3.2 | 0 | 0 | 0 | 0 | 0 | 0 | 1 | 0 | 0 | 0 | 0 | 0 | 0 | 0 | 0 | 0 | 0 | 0 | 0 | 0 | 0 | 0 | 0 | 0 | 0 | 6738.9052
2025-08-08 | 7834.516 | 0 | 3.2 | 0 | 0 | 0 | 0 | 0 | 0 | 0 | 1 | 0 | 0 | 0 | 0 | 0 | 0 | 0 | 0 | 0 | 0 | 0 | 0 | 0 | 0 | 0 | 0 | 0 | 7514.8583
2025-08-08 | 9045.936 | 0 | 4.6 | 0 | 0 | 0 | 0 | 0 | 0 | 0 | 0 | 1 | 0 | 0 | 0 | 0 | 0 | 0 | 0 | 0 | 0 | 0 | 0 | 0 | 0 | 0 | 0 | 0 | 8982.5205
2025-08-08 | 10256.775 | 0 | 6.2 | 0 | 0 | 0 | 0 | 0 | 0 | 0 | 0 | 0 | 1 | 0 | 0 | 0 | 0 | 0 | 0 | 0 | 0 | 0 | 0 | 0 | 0 | 0 | 0 | 0 | 10239.7223
2025-08-08 | 11393.425 | 0 | 7.1 | 0 | 0 | 0 | 0 | 0 | 0 | 0 | 0 | 0 | 0 | 1 | 0 | 0 | 0 | 0 | 0 | 0 | 0 | 0 | 0 | 0 | 0 | 0 | 0 | 0 | 10867.1569
2025-08-08 | 12190.218 | 0 | 7.6 | 0 | 0 | 0 | 0 | 0 | 0 | 0 | 0 | 0 | 0 | 0 | 1 | 0 | 0 | 0 | 0 | 0 | 0 | 0 | 0 | 0 | 0 | 0 | 0 | 0 | 11224.3198
2025-08-08 | 13016.689 | 0 | 9.3 | 0 | 0 | 0 | 0 | 0 | 0 | 0 | 0 | 0 | 0 | 0 | 0 | 1 | 0 | 0 | 0 | 0 | 0 | 0 | 0 | 0 | 0 | 0 | 0 | 0 | 12306.3654
2025-08-08 | 13763.85 | 0 | 11.2 | 0 | 0 | 0 | 0 | 0 | 0 | 0 | 0 | 0 | 0 | 0 | 0 | 0 | 1 | 0 | 0 | 0 | 0 | 0 | 0 | 0 | 0 | 0 | 0 | 0 | 13301.8974
2025-08-08 | 14155.331 | 0 | 11.1 | 0 | 0 | 0 | 0 | 0 | 0 | 0 | 0 | 0 | 0 | 0 | 0 | 0 | 0 | 1 | 0 | 0 | 0 | 0 | 0 | 0 | 0 | 0 | 0 | 0 | 13166.8024
2025-08-08 | 14938.137 | 0 | 10.7 | 0 | 0 | 0 | 0 | 0 | 0 | 0 | 0 | 0 | 0 | 0 | 0 | 0 | 0 | 0 | 1 | 0 | 0 | 0 | 0 | 0 | 0 | 0 | 0 | 0 | 13123.6009
2025-08-08 | 15925.234 | 0 | 10.7 | 0 | 0 | 0 | 0 | 0 | 0 | 0 | 0 | 0 | 0 | 0 | 0 | 0 | 0 | 0 | 0 | 1 | 0 | 0 | 0 | 0 | 0 | 0 | 0 | 0 | 13816.2467
2025-08-08 | 15762.483 | 0 | 10.4 | 0 | 0 | 0 | 0 | 0 | 0 | 0 | 0 | 0 | 0 | 0 | 0 | 0 | 0 | 0 | 0 | 0 | 1 | 0 | 0 | 0 | 0 | 0 | 0 | 0 | 14676.7247
2025-08-08 | 15000.98 | 0 | 10.6 | 0 | 0 | 0 | 0 | 0 | 0 | 0 | 0 | 0 | 0 | 0 | 0 | 0 | 0 | 0 | 0 | 0 | 0 | 1 | 0 | 0 | 0 | 0 | 0 | 0 | 15282.8018
2025-08-08 | 14406.108 | 0 | 9.9 | 0 | 0 | 0 | 0 | 0 | 0 | 0 | 0 | 0 | 0 | 0 | 0 | 0 | 0 | 0 | 0 | 0 | 0 | 0 | 1 | 0 | 0 | 0 | 0 | 0 | 14864.1531
2025-08-08 | 13892.855 | 0 | 9.3 | 0 | 0 | 0 | 0 | 0 | 0 | 0 | 0 | 0 | 0 | 0 | 0 | 0 | 0 | 0 | 0 | 0 | 0 | 0 | 0 | 1 | 0 | 0 | 0 | 0 | 14430.8313
2025-08-08 | 13628.012 | 0 | 6.9 | 0 | 0 | 0 | 0 | 0 | 0 | 0 | 0 | 0 | 0 | 0 | 0 | 0 | 0 | 0 | 0 | 0 | 0 | 0 | 0 | 0 | 1 | 0 | 0 | 0 | 12680.1619
2025-08-08 | 12631.024 | 0 | 6.4 | 0 | 0 | 0 | 0 | 0 | 0 | 0 | 0 | 0 | 0 | 0 | 0 | 0 | 0 | 0 | 0 | 0 | 0 | 0 | 0 | 0 | 0 | 1 | 0 | 0 | 11420.3959
2025-08-08 | 11237.429 | 0 | 6 | 0 | 0 | 0 | 0 | 0 | 0 | 0 | 0 | 0 | 0 | 0 | 0 | 0 | 0 | 0 | 0 | 0 | 0 | 0 | 0 | 0 | 0 | 0 | 1 | 0 | 10028.433
2025-08-08 | 9938.786 | 0 | 5.8 | 0 | 0 | 0 | 0 | 0 | 0 | 0 | 0 | 0 | 0 | 0 | 0 | 0 | 0 | 0 | 0 | 0 | 0 | 0 | 0 | 0 | 0 | 0 | 0 | 1 | 8904.2368
2025-08-09 | 8782.878 | 0 | 5.6 | 1 | 1 | 0 | 0 | 0 | 0 | 0 | 0 | 0 | 0 | 0 | 0 | 0 | 0 | 0 | 0 | 0 | 0 | 0 | 0 | 0 | 0 | 0 | 0 | 0 | 8568.722
2025-08-09 | 7749.412 | 0 | 5.1 | 1 | 0 | 1 | 0 | 0 | 0 | 0 | 0 | 0 | 0 | 0 | 0 | 0 | 0 | 0 | 0 | 0 | 0 | 0 | 0 | 0 | 0 | 0 | 0 | 0 | 7863.411
2025-08-09 | 7181.233 | 0 | 4.1 | 1 | 0 | 0 | 1 | 0 | 0 | 0 | 0 | 0 | 0 | 0 | 0 | 0 | 0 | 0 | 0 | 0 | 0 | 0 | 0 | 0 | 0 | 0 | 0 | 0 | 7063.3053
2025-08-09 | 6767.125 | 0 | 4.4 | 1 | 0 | 0 | 0 | 1 | 0 | 0 | 0 | 0 | 0 | 0 | 0 | 0 | 0 | 0 | 0 | 0 | 0 | 0 | 0 | 0 | 0 | 0 | 0 | 0 | 7189.4605
2025-08-09 | 6582.131 | 0 | 4.1 | 1 | 0 | 0 | 0 | 0 | 1 | 0 | 0 | 0 | 0 | 0 | 0 | 0 | 0 | 0 | 0 | 0 | 0 | 0 | 0 | 0 | 0 | 0 | 0 | 0 | 7198.7644
2025-08-09 | 6969.601 | 0 | 4 | 1 | 0 | 0 | 0 | 0 | 0 | 1 | 0 | 0 | 0 | 0 | 0 | 0 | 0 | 0 | 0 | 0 | 0 | 0 | 0 | 0 | 0 | 0 | 0 | 0 | 7679.1924
2025-08-09 | 8280.319 | 0 | 4.3 | 1 | 0 | 0 | 0 | 0 | 0 | 0 | 1 | 0 | 0 | 0 | 0 | 0 | 0 | 0 | 0 | 0 | 0 | 0 | 0 | 0 | 0 | 0 | 0 | 0 | 8626.579
2025-08-09 | 9715.761 | 0 | 5.7 | 1 | 0 | 0 | 0 | 0 | 0 | 0 | 0 | 1 | 0 | 0 | 0 | 0 | 0 | 0 | 0 | 0 | 0 | 0 | 0 | 0 | 0 | 0 | 0 | 0 | 10094.2412
2025-08-09 | 11092.685 | 0 | 6.9 | 1 | 0 | 0 | 0 | 0 | 0 | 0 | 0 | 0 | 1 | 0 | 0 | 0 | 0 | 0 | 0 | 0 | 0 | 0 | 0 | 0 | 0 | 0 | 0 | 0 | 11122.8651
2025-08-09 | 12717.467 | 0 | 8.7 | 1 | 0 | 0 | 0 | 0 | 0 | 0 | 0 | 0 | 0 | 1 | 0 | 0 | 0 | 0 | 0 | 0 | 0 | 0 | 0 | 0 | 0 | 0 | 0 | 0 | 12264.6001
2025-08-09 | 14309.209 | 0 | 10.8 | 1 | 0 | 0 | 0 | 0 | 0 | 0 | 0 | 0 | 0 | 0 | 1 | 0 | 0 | 0 | 0 | 0 | 0 | 0 | 0 | 0 | 0 | 0 | 0 | 0 | 13536.0749
2025-08-09 | 15107.919 | 0 | 11.2 | 1 | 0 | 0 | 0 | 0 | 0 | 0 | 0 | 0 | 0 | 0 | 0 | 1 | 0 | 0 | 0 | 0 | 0 | 0 | 0 | 0 | 0 | 0 | 0 | 0 | 13875.2421
2025-08-09 | 15603.225 | 0 | 12.2 | 1 | 0 | 0 | 0 | 0 | 0 | 0 | 0 | 0 | 0 | 0 | 0 | 0 | 1 | 0 | 0 | 0 | 0 | 0 | 0 | 0 | 0 | 0 | 0 | 0 | 14356.4737
2025-08-09 | 15971.634 | 0 | 12.8 | 1 | 0 | 0 | 0 | 0 | 0 | 0 | 0 | 0 | 0 | 0 | 0 | 0 | 0 | 1 | 0 | 0 | 0 | 0 | 0 | 0 | 0 | 0 | 0 | 0 | 14621.3901
2025-08-09 | 16593.877 | 0 | 13.2 | 1 | 0 | 0 | 0 | 0 | 0 | 0 | 0 | 0 | 0 | 0 | 0 | 0 | 0 | 0 | 1 | 0 | 0 | 0 | 0 | 0 | 0 | 0 | 0 | 0 | 15035.3445
2025-08-09 | 17485.283 | 0 | 12.9 | 1 | 0 | 0 | 0 | 0 | 0 | 0 | 0 | 0 | 0 | 0 | 0 | 0 | 0 | 0 | 0 | 1 | 0 | 0 | 0 | 0 | 0 | 0 | 0 | 0 | 15556.5568
2025-08-09 | 18162.94 | 0 | 12.8 | 1 | 0 | 0 | 0 | 0 | 0 | 0 | 0 | 0 | 0 | 0 | 0 | 0 | 0 | 0 | 0 | 0 | 1 | 0 | 0 | 0 | 0 | 0 | 0 | 0 | 16531.3239
2025-08-09 | 17883.288 | 0 | 14 | 1 | 0 | 0 | 0 | 0 | 0 | 0 | 0 | 0 | 0 | 0 | 0 | 0 | 0 | 0 | 0 | 0 | 0 | 1 | 0 | 0 | 0 | 0 | 0 | 0 | 17708.8459
2025-08-09 | 16952.279 | 0 | 12.7 | 1 | 0 | 0 | 0 | 0 | 0 | 0 | 0 | 0 | 0 | 0 | 0 | 0 | 0 | 0 | 0 | 0 | 0 | 0 | 1 | 0 | 0 | 0 | 0 | 0 | 16947.3302
2025-08-09 | 15952.589 | 0 | 11.2 | 1 | 0 | 0 | 0 | 0 | 0 | 0 | 0 | 0 | 0 | 0 | 0 | 0 | 0 | 0 | 0 | 0 | 0 | 0 | 0 | 1 | 0 | 0 | 0 | 0 | 15999.708
2025-08-09 | 15213.877 | 0 | 10.8 | 1 | 0 | 0 | 0 | 0 | 0 | 0 | 0 | 0 | 0 | 0 | 0 | 0 | 0 | 0 | 0 | 0 | 0 | 0 | 0 | 0 | 1 | 0 | 0 | 0 | 15391.9284
2025-08-09 | 13851.442 | 0 | 9.2 | 1 | 0 | 0 | 0 | 0 | 0 | 0 | 0 | 0 | 0 | 0 | 0 | 0 | 0 | 0 | 0 | 0 | 0 | 0 | 0 | 0 | 0 | 1 | 0 | 0 | 13503.5731
2025-08-09 | 12213.907 | 0 | 8.7 | 1 | 0 | 0 | 0 | 0 | 0 | 0 | 0 | 0 | 0 | 0 | 0 | 0 | 0 | 0 | 0 | 0 | 0 | 0 | 0 | 0 | 0 | 0 | 1 | 0 | 12054.4656
2025-08-09 | 10590.468 | 0 | 8 | 1 | 0 | 0 | 0 | 0 | 0 | 0 | 0 | 0 | 0 | 0 | 0 | 0 | 0 | 0 | 0 | 0 | 0 | 0 | 0 | 0 | 0 | 0 | 0 | 1 | 10644.547
2025-08-10 | 9233.094 | 0 | 7.5 | 1 | 1 | 0 | 0 | 0 | 0 | 0 | 0 | 0 | 0 | 0 | 0 | 0 | 0 | 0 | 0 | 0 | 0 | 0 | 0 | 0 | 0 | 0 | 0 | 0 | 9654.4674
2025-08-10 | 8446.119 | 0 | 6.5 | 1 | 0 | 1 | 0 | 0 | 0 | 0 | 0 | 0 | 0 | 0 | 0 | 0 | 0 | 0 | 0 | 0 | 0 | 0 | 0 | 0 | 0 | 0 | 0 | 0 | 8663.4339
2025-08-10 | 7787.118 | 0 | 5.8 | 1 | 0 | 0 | 1 | 0 | 0 | 0 | 0 | 0 | 0 | 0 | 0 | 0 | 0 | 0 | 0 | 0 | 0 | 0 | 0 | 0 | 0 | 0 | 0 | 0 | 8034.7616
2025-08-10 | 7303.399 | 0 | 4.6 | 1 | 0 | 0 | 0 | 1 | 0 | 0 | 0 | 0 | 0 | 0 | 0 | 0 | 0 | 0 | 0 | 0 | 0 | 0 | 0 | 0 | 0 | 0 | 0 | 0 | 7303.7494
2025-08-10 | 7132.895 | 0 | 4.4 | 1 | 0 | 0 | 0 | 0 | 1 | 0 | 0 | 0 | 0 | 0 | 0 | 0 | 0 | 0 | 0 | 0 | 0 | 0 | 0 | 0 | 0 | 0 | 0 | 0 | 7370.1979
2025-08-10 | 7256.979 | 0 | 3.2 | 1 | 0 | 0 | 0 | 0 | 0 | 1 | 0 | 0 | 0 | 0 | 0 | 0 | 0 | 0 | 0 | 0 | 0 | 0 | 0 | 0 | 0 | 0 | 0 | 0 | 7222.0365
2025-08-10 | 8175.604 | 0 | 5.2 | 1 | 0 | 0 | 0 | 0 | 0 | 0 | 1 | 0 | 0 | 0 | 0 | 0 | 0 | 0 | 0 | 0 | 0 | 0 | 0 | 0 | 0 | 0 | 0 | 0 | 9140.8794
2025-08-10 | 10152.114 | 0 | 6.7 | 1 | 0 | 0 | 0 | 0 | 0 | 0 | 0 | 1 | 0 | 0 | 0 | 0 | 0 | 0 | 0 | 0 | 0 | 0 | 0 | 0 | 0 | 0 | 0 | 0 | 10665.6861
2025-08-10 | 12587.385 | 0 | 8.7 | 1 | 0 | 0 | 0 | 0 | 0 | 0 | 0 | 0 | 1 | 0 | 0 | 0 | 0 | 0 | 0 | 0 | 0 | 0 | 0 | 0 | 0 | 0 | 0 | 0 | 12151.466
2025-08-10 | 14428.218 | 0 | 9.7 | 1 | 0 | 0 | 0 | 0 | 0 | 0 | 0 | 0 | 0 | 1 | 0 | 0 | 0 | 0 | 0 | 0 | 0 | 0 | 0 | 0 | 0 | 0 | 0 | 0 | 12836.045
2025-08-10 | 15738.327 | 0 | 10.7 | 1 | 0 | 0 | 0 | 0 | 0 | 0 | 0 | 0 | 0 | 0 | 1 | 0 | 0 | 0 | 0 | 0 | 0 | 0 | 0 | 0 | 0 | 0 | 0 | 0 | 13478.9304
2025-08-10 | 16793.182 | 0 | 11.1 | 1 | 0 | 0 | 0 | 0 | 0 | 0 | 0 | 0 | 0 | 0 | 0 | 1 | 0 | 0 | 0 | 0 | 0 | 0 | 0 | 0 | 0 | 0 | 0 | 0 | 13818.0976
2025-08-10 | 17250.96 | 0 | 12.7 | 1 | 0 | 0 | 0 | 0 | 0 | 0 | 0 | 0 | 0 | 0 | 0 | 0 | 1 | 0 | 0 | 0 | 0 | 0 | 0 | 0 | 0 | 0 | 0 | 0 | 14642.1962
2025-08-10 | 17496.328 | 0 | 13.8 | 1 | 0 | 0 | 0 | 0 | 0 | 0 | 0 | 0 | 0 | 0 | 0 | 0 | 0 | 1 | 0 | 0 | 0 | 0 | 0 | 0 | 0 | 0 | 0 | 0 | 15192.8351
2025-08-10 | 18119.995 | 0 | 14 | 1 | 0 | 0 | 0 | 0 | 0 | 0 | 0 | 0 | 0 | 0 | 0 | 0 | 0 | 0 | 1 | 0 | 0 | 0 | 0 | 0 | 0 | 0 | 0 | 0 | 15492.5005
2025-08-10 | 19198.161 | 0 | 13.3 | 1 | 0 | 0 | 0 | 0 | 0 | 0 | 0 | 0 | 0 | 0 | 0 | 0 | 0 | 0 | 0 | 1 | 0 | 0 | 0 | 0 | 0 | 0 | 0 | 0 | 15785.1348
2025-08-10 | 20064.704 | 0 | 14 | 1 | 0 | 0 | 0 | 0 | 0 | 0 | 0 | 0 | 0 | 0 | 0 | 0 | 0 | 0 | 0 | 0 | 1 | 0 | 0 | 0 | 0 | 0 | 0 | 0 | 17217.0578
2025-08-10 | 19618.755 | 0 | 13.4 | 1 | 0 | 0 | 0 | 0 | 0 | 0 | 0 | 0 | 0 | 0 | 0 | 0 | 0 | 0 | 0 | 0 | 0 | 1 | 0 | 0 | 0 | 0 | 0 | 0 | 17365.979
2025-08-10 | 18508.081 | 0 | 12.2 | 1 | 0 | 0 | 0 | 0 | 0 | 0 | 0 | 0 | 0 | 0 | 0 | 0 | 0 | 0 | 0 | 0 | 0 | 0 | 1 | 0 | 0 | 0 | 0 | 0 | 16661.6078
2025-08-10 | 17522.912 | 0 | 11.3 | 1 | 0 | 0 | 0 | 0 | 0 | 0 | 0 | 0 | 0 | 0 | 0 | 0 | 0 | 0 | 0 | 0 | 0 | 0 | 0 | 1 | 0 | 0 | 0 | 0 | 16056.8525
2025-08-10 | 16386.482 | 0 | 10.5 | 1 | 0 | 0 | 0 | 0 | 0 | 0 | 0 | 0 | 0 | 0 | 0 | 0 | 0 | 0 | 0 | 0 | 0 | 0 | 0 | 0 | 1 | 0 | 0 | 0 | 15220.495
2025-08-10 | 14371.033 | 0 | 9.6 | 1 | 0 | 0 | 0 | 0 | 0 | 0 | 0 | 0 | 0 | 0 | 0 | 0 | 0 | 0 | 0 | 0 | 0 | 0 | 0 | 0 | 0 | 1 | 0 | 0 | 13732.151
2025-08-10 | 12337.288 | 0 | 9.1 | 1 | 0 | 0 | 0 | 0 | 0 | 0 | 0 | 0 | 0 | 0 | 0 | 0 | 0 | 0 | 0 | 0 | 0 | 0 | 0 | 0 | 0 | 0 | 1 | 0 | 12283.0436
2025-08-10 | 10590.536 | 0 | 7.8 | 1 | 0 | 0 | 0 | 0 | 0 | 0 | 0 | 0 | 0 | 0 | 0 | 0 | 0 | 0 | 0 | 0 | 0 | 0 | 0 | 0 | 0 | 0 | 0 | 1 | 10530.258
2025-08-11 | 9224.02 | 0 | 7.3 | 0 | 1 | 0 | 0 | 0 | 0 | 0 | 0 | 0 | 0 | 0 | 0 | 0 | 0 | 0 | 0 | 0 | 0 | 0 | 0 | 0 | 0 | 0 | 0 | 0 | 9057.0471
2025-08-11 | 8386.477 | 0 | 6.9 | 0 | 0 | 1 | 0 | 0 | 0 | 0 | 0 | 0 | 0 | 0 | 0 | 0 | 0 | 0 | 0 | 0 | 0 | 0 | 0 | 0 | 0 | 0 | 0 | 0 | 8408.8806
2025-08-11 | 7802.319 | 0 | 4.7 | 0 | 0 | 0 | 1 | 0 | 0 | 0 | 0 | 0 | 0 | 0 | 0 | 0 | 0 | 0 | 0 | 0 | 0 | 0 | 0 | 0 | 0 | 0 | 0 | 0 | 6923.0409
2025-08-11 | 7415.02 | 0 | 4.4 | 0 | 0 | 0 | 0 | 1 | 0 | 0 | 0 | 0 | 0 | 0 | 0 | 0 | 0 | 0 | 0 | 0 | 0 | 0 | 0 | 0 | 0 | 0 | 0 | 0 | 6706.3291
2025-08-11 | 7439.626 | 0 | 4.5 | 0 | 0 | 0 | 0 | 0 | 1 | 0 | 0 | 0 | 0 | 0 | 0 | 0 | 0 | 0 | 0 | 0 | 0 | 0 | 0 | 0 | 0 | 0 | 0 | 0 | 6944.211
2025-08-11 | 7718.227 | 0 | 5.4 | 0 | 0 | 0 | 0 | 0 | 0 | 1 | 0 | 0 | 0 | 0 | 0 | 0 | 0 | 0 | 0 | 0 | 0 | 0 | 0 | 0 | 0 | 0 | 0 | 0 | 7996.084
2025-08-11 | 8736.256 | 0 | 5.4 | 0 | 0 | 0 | 0 | 0 | 0 | 0 | 1 | 0 | 0 | 0 | 0 | 0 | 0 | 0 | 0 | 0 | 0 | 0 | 0 | 0 | 0 | 0 | 0 | 0 | 8772.0371
2025-08-11 | 10233.596 | 0 | 6.6 | 0 | 0 | 0 | 0 | 0 | 0 | 0 | 0 | 1 | 0 | 0 | 0 | 0 | 0 | 0 | 0 | 0 | 0 | 0 | 0 | 0 | 0 | 0 | 0 | 0 | 10125.4103
2025-08-11 | 11789.694 | 0 | 8.6 | 0 | 0 | 0 | 0 | 0 | 0 | 0 | 0 | 0 | 1 | 0 | 0 | 0 | 0 | 0 | 0 | 0 | 0 | 0 | 0 | 0 | 0 | 0 | 0 | 0 | 11611.1901
2025-08-11 | 13204.794 | 0 | 10.6 | 0 | 0 | 0 | 0 | 0 | 0 | 0 | 0 | 0 | 0 | 1 | 0 | 0 | 0 | 0 | 0 | 0 | 0 | 0 | 0 | 0 | 0 | 0 | 0 | 0 | 12867.2141
2025-08-11 | 14190.957 | 0 | 11.9 | 0 | 0 | 0 | 0 | 0 | 0 | 0 | 0 | 0 | 0 | 0 | 1 | 0 | 0 | 0 | 0 | 0 | 0 | 0 | 0 | 0 | 0 | 0 | 0 | 0 | 13681.533
2025-08-11 | 15065.94 | 0 | 12.1 | 0 | 0 | 0 | 0 | 0 | 0 | 0 | 0 | 0 | 0 | 0 | 0 | 1 | 0 | 0 | 0 | 0 | 0 | 0 | 0 | 0 | 0 | 0 | 0 | 0 | 13906.4112
2025-08-11 | 15578.125 | 0 | 12 | 0 | 0 | 0 | 0 | 0 | 0 | 0 | 0 | 0 | 0 | 0 | 0 | 0 | 1 | 0 | 0 | 0 | 0 | 0 | 0 | 0 | 0 | 0 | 0 | 0 | 13759.0534
2025-08-11 | 15917.937 | 0 | 13.6 | 0 | 0 | 0 | 0 | 0 | 0 | 0 | 0 | 0 | 0 | 0 | 0 | 0 | 0 | 1 | 0 | 0 | 0 | 0 | 0 | 0 | 0 | 0 | 0 | 0 | 14595.4147
2025-08-11 | 16921.416 | 0 | 14.3 | 0 | 0 | 0 | 0 | 0 | 0 | 0 | 0 | 0 | 0 | 0 | 0 | 0 | 0 | 0 | 1 | 0 | 0 | 0 | 0 | 0 | 0 | 0 | 0 | 0 | 15180.8026
2025-08-11 | 17852.543 | 0 | 13.1 | 0 | 0 | 0 | 0 | 0 | 0 | 0 | 0 | 0 | 0 | 0 | 0 | 0 | 0 | 0 | 0 | 1 | 0 | 0 | 0 | 0 | 0 | 0 | 0 | 0 | 15187.7145
2025-08-11 | 19001.778 | 0 | 13.8 | 0 | 0 | 0 | 0 | 0 | 0 | 0 | 0 | 0 | 0 | 0 | 0 | 0 | 0 | 0 | 0 | 0 | 1 | 0 | 0 | 0 | 0 | 0 | 0 | 0 | 16619.6375
2025-08-11 | 18743.328 | 0 | 14.2 | 0 | 0 | 0 | 0 | 0 | 0 | 0 | 0 | 0 | 0 | 0 | 0 | 0 | 0 | 0 | 0 | 0 | 0 | 1 | 0 | 0 | 0 | 0 | 0 | 0 | 17340.0036
2025-08-11 | 18196.698 | 0 | 13.4 | 0 | 0 | 0 | 0 | 0 | 0 | 0 | 0 | 0 | 0 | 0 | 0 | 0 | 0 | 0 | 0 | 0 | 0 | 0 | 1 | 0 | 0 | 0 | 0 | 0 | 16864.2103
2025-08-11 | 17349.965 | 0 | 12.5 | 0 | 0 | 0 | 0 | 0 | 0 | 0 | 0 | 0 | 0 | 0 | 0 | 0 | 0 | 0 | 0 | 0 | 0 | 0 | 0 | 1 | 0 | 0 | 0 | 0 | 16259.4551
2025-08-11 | 16466.588 | 0 | 11.4 | 0 | 0 | 0 | 0 | 0 | 0 | 0 | 0 | 0 | 0 | 0 | 0 | 0 | 0 | 0 | 0 | 0 | 0 | 0 | 0 | 0 | 1 | 0 | 0 | 0 | 15251.6641
2025-08-11 | 14720.581 | 0 | 10.8 | 0 | 0 | 0 | 0 | 0 | 0 | 0 | 0 | 0 | 0 | 0 | 0 | 0 | 0 | 0 | 0 | 0 | 0 | 0 | 0 | 0 | 0 | 1 | 0 | 0 | 13934.7536
2025-08-11 | 12640.844 | 0 | 9.9 | 0 | 0 | 0 | 0 | 0 | 0 | 0 | 0 | 0 | 0 | 0 | 0 | 0 | 0 | 0 | 0 | 0 | 0 | 0 | 0 | 0 | 0 | 0 | 1 | 0 | 12257.0682
2025-08-11 | 10811.59 | 0 | 8.8 | 0 | 0 | 0 | 0 | 0 | 0 | 0 | 0 | 0 | 0 | 0 | 0 | 0 | 0 | 0 | 0 | 0 | 0 | 0 | 0 | 0 | 0 | 0 | 0 | 1 | 10618.5716
2025-08-12 | 9496.518 | 0 | 8.2 | 0 | 1 | 0 | 0 | 0 | 0 | 0 | 0 | 0 | 0 | 0 | 0 | 0 | 0 | 0 | 0 | 0 | 0 | 0 | 0 | 0 | 0 | 0 | 0 | 0 | 9571.3475
2025-08-12 | 8600.681 | 0 | 7.4 | 0 | 0 | 1 | 0 | 0 | 0 | 0 | 0 | 0 | 0 | 0 | 0 | 0 | 0 | 0 | 0 | 0 | 0 | 0 | 0 | 0 | 0 | 0 | 0 | 0 | 8694.603
2025-08-12 | 7949.917 | 0 | 6.9 | 0 | 0 | 0 | 1 | 0 | 0 | 0 | 0 | 0 | 0 | 0 | 0 | 0 | 0 | 0 | 0 | 0 | 0 | 0 | 0 | 0 | 0 | 0 | 0 | 0 | 8180.2197
2025-08-12 | 7567.341 | 0 | 6.7 | 0 | 0 | 0 | 0 | 1 | 0 | 0 | 0 | 0 | 0 | 0 | 0 | 0 | 0 | 0 | 0 | 0 | 0 | 0 | 0 | 0 | 0 | 0 | 0 | 0 | 8020.6524
2025-08-12 | 7590.507 | 0 | 6.7 | 0 | 0 | 0 | 0 | 0 | 1 | 0 | 0 | 0 | 0 | 0 | 0 | 0 | 0 | 0 | 0 | 0 | 0 | 0 | 0 | 0 | 0 | 0 | 0 | 0 | 8201.3899
2025-08-12 | 7879.811 | 0 | 6.2 | 0 | 0 | 0 | 0 | 0 | 0 | 1 | 0 | 0 | 0 | 0 | 0 | 0 | 0 | 0 | 0 | 0 | 0 | 0 | 0 | 0 | 0 | 0 | 0 | 0 | 8453.2399
2025-08-12 | 8829.351 | 0 | 6.5 | 0 | 0 | 0 | 0 | 0 | 0 | 0 | 1 | 0 | 0 | 0 | 0 | 0 | 0 | 0 | 0 | 0 | 0 | 0 | 0 | 0 | 0 | 0 | 0 | 0 | 9400.6265
2025-08-12 | 9781.509 | 0 | 8.4 | 0 | 0 | 0 | 0 | 0 | 0 | 0 | 0 | 1 | 0 | 0 | 0 | 0 | 0 | 0 | 0 | 0 | 0 | 0 | 0 | 0 | 0 | 0 | 0 | 0 | 11154.0112
2025-08-12 | 11042.133 | 0 | 9.8 | 0 | 0 | 0 | 0 | 0 | 0 | 0 | 0 | 0 | 1 | 0 | 0 | 0 | 0 | 0 | 0 | 0 | 0 | 0 | 0 | 0 | 0 | 0 | 0 | 0 | 12296.9241
2025-08-12 | 12531.869 | 0 | 11.8 | 0 | 0 | 0 | 0 | 0 | 0 | 0 | 0 | 0 | 0 | 1 | 0 | 0 | 0 | 0 | 0 | 0 | 0 | 0 | 0 | 0 | 0 | 0 | 0 | 0 | 13552.948
2025-08-12 | 13971.465 | 0 | 10.9 | 0 | 0 | 0 | 0 | 0 | 0 | 0 | 0 | 0 | 0 | 0 | 1 | 0 | 0 | 0 | 0 | 0 | 0 | 0 | 0 | 0 | 0 | 0 | 0 | 0 | 13110.0881
2025-08-12 | 15248.317 | 0 | 11.9 | 0 | 0 | 0 | 0 | 0 | 0 | 0 | 0 | 0 | 0 | 0 | 0 | 1 | 0 | 0 | 0 | 0 | 0 | 0 | 0 | 0 | 0 | 0 | 0 | 0 | 13792.1222
2025-08-12 | 16055.7 | 0 | 14 | 0 | 0 | 0 | 0 | 0 | 0 | 0 | 0 | 0 | 0 | 0 | 0 | 0 | 1 | 0 | 0 | 0 | 0 | 0 | 0 | 0 | 0 | 0 | 0 | 0 | 14901.9432
2025-08-12 | 16766.687 | 0 | 15.8 | 0 | 0 | 0 | 0 | 0 | 0 | 0 | 0 | 0 | 0 | 0 | 0 | 0 | 0 | 1 | 0 | 0 | 0 | 0 | 0 | 0 | 0 | 0 | 0 | 0 | 15852.5936
2025-08-12 | 18028.06 | 0 | 14.2 | 0 | 0 | 0 | 0 | 0 | 0 | 0 | 0 | 0 | 0 | 0 | 0 | 0 | 0 | 0 | 1 | 0 | 0 | 0 | 0 | 0 | 0 | 0 | 0 | 0 | 15123.6581
2025-08-12 | 18772.697 | 0 | 7.7 | 0 | 0 | 0 | 0 | 0 | 0 | 0 | 0 | 0 | 0 | 0 | 0 | 0 | 0 | 0 | 0 | 1 | 0 | 0 | 0 | 0 | 0 | 0 | 0 | 0 | 12101.9119
2025-08-12 | 19619.298 | 0 | 6.2 | 0 | 0 | 0 | 0 | 0 | 0 | 0 | 0 | 0 | 0 | 0 | 0 | 0 | 0 | 0 | 0 | 0 | 1 | 0 | 0 | 0 | 0 | 0 | 0 | 0 | 12276.6561
2025-08-12 | 18987.391 | 0 | 9.4 | 0 | 0 | 0 | 0 | 0 | 0 | 0 | 0 | 0 | 0 | 0 | 0 | 0 | 0 | 0 | 0 | 0 | 0 | 1 | 0 | 0 | 0 | 0 | 0 | 0 | 14597.0679
2025-08-12 | 18541.797 | 0 | 9.5 | 0 | 0 | 0 | 0 | 0 | 0 | 0 | 0 | 0 | 0 | 0 | 0 | 0 | 0 | 0 | 0 | 0 | 0 | 0 | 1 | 0 | 0 | 0 | 0 | 0 | 14635.5751
2025-08-12 | 18003.016 | 0 | 8.2 | 0 | 0 | 0 | 0 | 0 | 0 | 0 | 0 | 0 | 0 | 0 | 0 | 0 | 0 | 0 | 0 | 0 | 0 | 0 | 0 | 1 | 0 | 0 | 0 | 0 | 13802.2419
2025-08-12 | 17294.436 | 0 | 6.9 | 0 | 0 | 0 | 0 | 0 | 0 | 0 | 0 | 0 | 0 | 0 | 0 | 0 | 0 | 0 | 0 | 0 | 0 | 0 | 0 | 0 | 1 | 0 | 0 | 0 | 12680.1619
2025-08-12 | 15666.64 | 0 | 7.9 | 0 | 0 | 0 | 0 | 0 | 0 | 0 | 0 | 0 | 0 | 0 | 0 | 0 | 0 | 0 | 0 | 0 | 0 | 0 | 0 | 0 | 0 | 1 | 0 | 0 | 12277.5633
2025-08-12 | 13660.45 | 0 | 7.8 | 0 | 0 | 0 | 0 | 0 | 0 | 0 | 0 | 0 | 0 | 0 | 0 | 0 | 0 | 0 | 0 | 0 | 0 | 0 | 0 | 0 | 0 | 0 | 1 | 0 | 11057.0338
2025-08-12 | 11916.713 | 0 | 7.3 | 0 | 0 | 0 | 0 | 0 | 0 | 0 | 0 | 0 | 0 | 0 | 0 | 0 | 0 | 0 | 0 | 0 | 0 | 0 | 0 | 0 | 0 | 0 | 0 | 1 | 9761.4042
2025-08-13 | 10713.305 | 0 | 6.8 | 0 | 1 | 0 | 0 | 0 | 0 | 0 | 0 | 0 | 0 | 0 | 0 | 0 | 0 | 0 | 0 | 0 | 0 | 0 | 0 | 0 | 0 | 0 | 0 | 0 | 8771.3246
2025-08-13 | 9889.269 | 0 | 6.3 | 0 | 0 | 1 | 0 | 0 | 0 | 0 | 0 | 0 | 0 | 0 | 0 | 0 | 0 | 0 | 0 | 0 | 0 | 0 | 0 | 0 | 0 | 0 | 0 | 0 | 8066.0136
2025-08-13 | 9220.437 | 0 | 5.1 | 0 | 0 | 0 | 1 | 0 | 0 | 0 | 0 | 0 | 0 | 0 | 0 | 0 | 0 | 0 | 0 | 0 | 0 | 0 | 0 | 0 | 0 | 0 | 0 | 0 | 7151.6188
2025-08-13 | 8797.457 | 0 | 3.1 | 0 | 0 | 0 | 0 | 1 | 0 | 0 | 0 | 0 | 0 | 0 | 0 | 0 | 0 | 0 | 0 | 0 | 0 | 0 | 0 | 0 | 0 | 0 | 0 | 0 | 5963.4507
2025-08-13 | 8653.231 | 0 | 3.5 | 0 | 0 | 0 | 0 | 0 | 1 | 0 | 0 | 0 | 0 | 0 | 0 | 0 | 0 | 0 | 0 | 0 | 0 | 0 | 0 | 0 | 0 | 0 | 0 | 0 | 6372.7661
2025-08-13 | 8785.767 | 0 | 2.9 | 0 | 0 | 0 | 0 | 0 | 0 | 1 | 0 | 0 | 0 | 0 | 0 | 0 | 0 | 0 | 0 | 0 | 0 | 0 | 0 | 0 | 0 | 0 | 0 | 0 | 6567.4717
2025-08-13 | 9387.418 | 0 | 3.4 | 0 | 0 | 0 | 0 | 0 | 0 | 0 | 1 | 0 | 0 | 0 | 0 | 0 | 0 | 0 | 0 | 0 | 0 | 0 | 0 | 0 | 0 | 0 | 0 | 0 | 7629.1472
2025-08-13 | 10380.572 | 0 | 3.7 | 0 | 0 | 0 | 0 | 0 | 0 | 0 | 0 | 1 | 0 | 0 | 0 | 0 | 0 | 0 | 0 | 0 | 0 | 0 | 0 | 0 | 0 | 0 | 0 | 0 | 8468.22
2025-08-13 | 10822.885 | 0 | 4.3 | 0 | 0 | 0 | 0 | 0 | 0 | 0 | 0 | 0 | 1 | 0 | 0 | 0 | 0 | 0 | 0 | 0 | 0 | 0 | 0 | 0 | 0 | 0 | 0 | 0 | 9153.977
2025-08-13 | 12017.915 | 0 | 4.9 | 0 | 0 | 0 | 0 | 0 | 0 | 0 | 0 | 0 | 0 | 1 | 0 | 0 | 0 | 0 | 0 | 0 | 0 | 0 | 0 | 0 | 0 | 0 | 0 | 0 | 9609.978
2025-08-13 | 13214.396 | 0 | 6.5 | 0 | 0 | 0 | 0 | 0 | 0 | 0 | 0 | 0 | 0 | 0 | 1 | 0 | 0 | 0 | 0 | 0 | 0 | 0 | 0 | 0 | 0 | 0 | 0 | 0 | 10595.7304
2025-08-13 | 14019.081 | 0 | 8.2 | 0 | 0 | 0 | 0 | 0 | 0 | 0 | 0 | 0 | 0 | 0 | 0 | 1 | 0 | 0 | 0 | 0 | 0 | 0 | 0 | 0 | 0 | 0 | 0 | 0 | 11677.776
2025-08-13 | 14597.342 | 0 | 9.1 | 0 | 0 | 0 | 0 | 0 | 0 | 0 | 0 | 0 | 0 | 0 | 0 | 0 | 1 | 0 | 0 | 0 | 0 | 0 | 0 | 0 | 0 | 0 | 0 | 0 | 12101.8631
2025-08-13 | 15071.775 | 0 | 10.3 | 0 | 0 | 0 | 0 | 0 | 0 | 0 | 0 | 0 | 0 | 0 | 0 | 0 | 0 | 1 | 0 | 0 | 0 | 0 | 0 | 0 | 0 | 0 | 0 | 0 | 12709.6465
2025-08-13 | 15884.835 | 0 | 11.6 | 0 | 0 | 0 | 0 | 0 | 0 | 0 | 0 | 0 | 0 | 0 | 0 | 0 | 0 | 0 | 1 | 0 | 0 | 0 | 0 | 0 | 0 | 0 | 0 | 0 | 13637.9013
2025-08-13 | 17141.678 | 0 | 12.1 | 0 | 0 | 0 | 0 | 0 | 0 | 0 | 0 | 0 | 0 | 0 | 0 | 0 | 0 | 0 | 0 | 1 | 0 | 0 | 0 | 0 | 0 | 0 | 0 | 0 | 14616.2695
2025-08-13 | 18290.241 | 0 | 11.4 | 0 | 0 | 0 | 0 | 0 | 0 | 0 | 0 | 0 | 0 | 0 | 0 | 0 | 0 | 0 | 0 | 0 | 1 | 0 | 0 | 0 | 0 | 0 | 0 | 0 | 15248.1697
2025-08-13 | 18073.919 | 0 | 10.3 | 0 | 0 | 0 | 0 | 0 | 0 | 0 | 0 | 0 | 0 | 0 | 0 | 0 | 0 | 0 | 0 | 0 | 0 | 1 | 0 | 0 | 0 | 0 | 0 | 0 | 15111.3684
2025-08-13 | 17224.269 | 0 | 9.2 | 0 | 0 | 0 | 0 | 0 | 0 | 0 | 0 | 0 | 0 | 0 | 0 | 0 | 0 | 0 | 0 | 0 | 0 | 0 | 1 | 0 | 0 | 0 | 0 | 0 | 14464.1417
2025-08-13 | 16543.768 | 0 | 7.9 | 0 | 0 | 0 | 0 | 0 | 0 | 0 | 0 | 0 | 0 | 0 | 0 | 0 | 0 | 0 | 0 | 0 | 0 | 0 | 0 | 1 | 0 | 0 | 0 | 0 | 13630.8084
2025-08-13 | 15719.493 | 0 | 6.7 | 0 | 0 | 0 | 0 | 0 | 0 | 0 | 0 | 0 | 0 | 0 | 0 | 0 | 0 | 0 | 0 | 0 | 0 | 0 | 0 | 0 | 1 | 0 | 0 | 0 | 12565.8729
2025-08-13 | 14003.651 | 0 | 5.4 | 0 | 0 | 0 | 0 | 0 | 0 | 0 | 0 | 0 | 0 | 0 | 0 | 0 | 0 | 0 | 0 | 0 | 0 | 0 | 0 | 0 | 0 | 1 | 0 | 0 | 10848.951
2025-08-13 | 12137.772 | 0 | 4.5 | 0 | 0 | 0 | 0 | 0 | 0 | 0 | 0 | 0 | 0 | 0 | 0 | 0 | 0 | 0 | 0 | 0 | 0 | 0 | 0 | 0 | 0 | 0 | 1 | 0 | 9171.2656
2025-08-13 | 10576.667 | 0 | 3.6 | 0 | 0 | 0 | 0 | 0 | 0 | 0 | 0 | 0 | 0 | 0 | 0 | 0 | 0 | 0 | 0 | 0 | 0 | 0 | 0 | 0 | 0 | 0 | 0 | 1 | 7647.058
2025-08-14 | 9407.809 | 0 | 2.8 | 0 | 1 | 0 | 0 | 0 | 0 | 0 | 0 | 0 | 0 | 0 | 0 | 0 | 0 | 0 | 0 | 0 | 0 | 0 | 0 | 0 | 0 | 0 | 0 | 0 | 6485.5449
2025-08-14 | 8562.611 | 0 | 2 | 0 | 0 | 1 | 0 | 0 | 0 | 0 | 0 | 0 | 0 | 0 | 0 | 0 | 0 | 0 | 0 | 0 | 0 | 0 | 0 | 0 | 0 | 0 | 0 | 0 | 5608.8004
2025-08-14 | 8014.851 | 0 | 1.5 | 0 | 0 | 0 | 1 | 0 | 0 | 0 | 0 | 0 | 0 | 0 | 0 | 0 | 0 | 0 | 0 | 0 | 0 | 0 | 0 | 0 | 0 | 0 | 0 | 0 | 5094.4171
2025-08-14 | 7604.35 | 0 | 1.3 | 0 | 0 | 0 | 0 | 1 | 0 | 0 | 0 | 0 | 0 | 0 | 0 | 0 | 0 | 0 | 0 | 0 | 0 | 0 | 0 | 0 | 0 | 0 | 0 | 0 | 4934.8499
2025-08-14 | 7545.07 | 0 | 0.8 | 0 | 0 | 0 | 0 | 0 | 1 | 0 | 0 | 0 | 0 | 0 | 0 | 0 | 0 | 0 | 0 | 0 | 0 | 0 | 0 | 0 | 0 | 0 | 0 | 0 | 4829.8648
2025-08-14 | 7847.211 | 0 | 0.7 | 0 | 0 | 0 | 0 | 0 | 0 | 1 | 0 | 0 | 0 | 0 | 0 | 0 | 0 | 0 | 0 | 0 | 0 | 0 | 0 | 0 | 0 | 0 | 0 | 0 | 5310.2929
2025-08-14 | 8597.373 | 0 | 1.4 | 0 | 0 | 0 | 0 | 0 | 0 | 0 | 1 | 0 | 0 | 0 | 0 | 0 | 0 | 0 | 0 | 0 | 0 | 0 | 0 | 0 | 0 | 0 | 0 | 0 | 6486.2574
2025-08-14 | 9765.909 | 0 | 2.5 | 0 | 0 | 0 | 0 | 0 | 0 | 0 | 0 | 1 | 0 | 0 | 0 | 0 | 0 | 0 | 0 | 0 | 0 | 0 | 0 | 0 | 0 | 0 | 0 | 0 | 7782.4861
2025-08-14 | 10878.862 | 0 | 4.4 | 0 | 0 | 0 | 0 | 0 | 0 | 0 | 0 | 0 | 1 | 0 | 0 | 0 | 0 | 0 | 0 | 0 | 0 | 0 | 0 | 0 | 0 | 0 | 0 | 0 | 9211.1215
2025-08-14 | 11287.904 | 0 | 6.2 | 0 | 0 | 0 | 0 | 0 | 0 | 0 | 0 | 0 | 0 | 1 | 0 | 0 | 0 | 0 | 0 | 0 | 0 | 0 | 0 | 0 | 0 | 0 | 0 | 0 | 10352.8564
2025-08-14 | 12263.184 | 0 | 7.4 | 0 | 0 | 0 | 0 | 0 | 0 | 0 | 0 | 0 | 0 | 0 | 1 | 0 | 0 | 0 | 0 | 0 | 0 | 0 | 0 | 0 | 0 | 0 | 0 | 0 | 11110.0309
2025-08-14 | 13408.711 | 0 | 8.2 | 0 | 0 | 0 | 0 | 0 | 0 | 0 | 0 | 0 | 0 | 0 | 0 | 1 | 0 | 0 | 0 | 0 | 0 | 0 | 0 | 0 | 0 | 0 | 0 | 0 | 11677.776
2025-08-14 | 13734.374 | 0 | 9.1 | 0 | 0 | 0 | 0 | 0 | 0 | 0 | 0 | 0 | 0 | 0 | 0 | 0 | 1 | 0 | 0 | 0 | 0 | 0 | 0 | 0 | 0 | 0 | 0 | 0 | 12101.8631
2025-08-14 | 14018.298 | 0 | 8.9 | 0 | 0 | 0 | 0 | 0 | 0 | 0 | 0 | 0 | 0 | 0 | 0 | 0 | 0 | 1 | 0 | 0 | 0 | 0 | 0 | 0 | 0 | 0 | 0 | 0 | 11909.6236
2025-08-14 | 15037.22 | 0 | 9 | 0 | 0 | 0 | 0 | 0 | 0 | 0 | 0 | 0 | 0 | 0 | 0 | 0 | 0 | 0 | 1 | 0 | 0 | 0 | 0 | 0 | 0 | 0 | 0 | 0 | 12152.1445
2025-08-14 | 16300.398 | 0 | 9.3 | 0 | 0 | 0 | 0 | 0 | 0 | 0 | 0 | 0 | 0 | 0 | 0 | 0 | 0 | 0 | 0 | 1 | 0 | 0 | 0 | 0 | 0 | 0 | 0 | 0 | 13016.2238
2025-08-14 | 17480.716 | 0 | 9 | 0 | 0 | 0 | 0 | 0 | 0 | 0 | 0 | 0 | 0 | 0 | 0 | 0 | 0 | 0 | 0 | 0 | 1 | 0 | 0 | 0 | 0 | 0 | 0 | 0 | 13876.7018
2025-08-14 | 17226.613 | 0 | 8.8 | 0 | 0 | 0 | 0 | 0 | 0 | 0 | 0 | 0 | 0 | 0 | 0 | 0 | 0 | 0 | 0 | 0 | 0 | 1 | 0 | 0 | 0 | 0 | 0 | 0 | 14254.201
2025-08-14 | 16404.412 | 0 | 8.2 | 0 | 0 | 0 | 0 | 0 | 0 | 0 | 0 | 0 | 0 | 0 | 0 | 0 | 0 | 0 | 0 | 0 | 0 | 0 | 1 | 0 | 0 | 0 | 0 | 0 | 13892.6967
2025-08-14 | 15577.184 | 0 | 7.6 | 0 | 0 | 0 | 0 | 0 | 0 | 0 | 0 | 0 | 0 | 0 | 0 | 0 | 0 | 0 | 0 | 0 | 0 | 0 | 0 | 1 | 0 | 0 | 0 | 0 | 13459.375
2025-08-14 | 14812.878 | 0 | 6 | 0 | 0 | 0 | 0 | 0 | 0 | 0 | 0 | 0 | 0 | 0 | 0 | 0 | 0 | 0 | 0 | 0 | 0 | 0 | 0 | 0 | 1 | 0 | 0 | 0 | 12165.8615
2025-08-14 | 12982.658 | 0 | 5.5 | 0 | 0 | 0 | 0 | 0 | 0 | 0 | 0 | 0 | 0 | 0 | 0 | 0 | 0 | 0 | 0 | 0 | 0 | 0 | 0 | 0 | 0 | 1 | 0 | 0 | 10906.0955
2025-08-14 | 11240.501 | 0 | 5 | 0 | 0 | 0 | 0 | 0 | 0 | 0 | 0 | 0 | 0 | 0 | 0 | 0 | 0 | 0 | 0 | 0 | 0 | 0 | 0 | 0 | 0 | 0 | 1 | 0 | 9456.988
2025-08-14 | 9681.503 | 0 | 4.8 | 0 | 0 | 0 | 0 | 0 | 0 | 0 | 0 | 0 | 0 | 0 | 0 | 0 | 0 | 0 | 0 | 0 | 0 | 0 | 0 | 0 | 0 | 0 | 0 | 1 | 8332.7919
2025-08-15 | 8464.838 | 0 | 4.9 | 0 | 1 | 0 | 0 | 0 | 0 | 0 | 0 | 0 | 0 | 0 | 0 | 0 | 0 | 0 | 0 | 0 | 0 | 0 | 0 | 0 | 0 | 0 | 0 | 0 | 7685.5793
2025-08-15 | 7605.189 | 0 | 3 | 0 | 0 | 1 | 0 | 0 | 0 | 0 | 0 | 0 | 0 | 0 | 0 | 0 | 0 | 0 | 0 | 0 | 0 | 0 | 0 | 0 | 0 | 0 | 0 | 0 | 6180.2454
2025-08-15 | 7088.952 | 0 | 3.4 | 0 | 0 | 0 | 1 | 0 | 0 | 0 | 0 | 0 | 0 | 0 | 0 | 0 | 0 | 0 | 0 | 0 | 0 | 0 | 0 | 0 | 0 | 0 | 0 | 0 | 6180.1625
2025-08-15 | 6740.2 | 0 | 2.7 | 0 | 0 | 0 | 0 | 1 | 0 | 0 | 0 | 0 | 0 | 0 | 0 | 0 | 0 | 0 | 0 | 0 | 0 | 0 | 0 | 0 | 0 | 0 | 0 | 0 | 5734.8727
2025-08-15 | 6740.768 | 0 | 2.3 | 0 | 0 | 0 | 0 | 0 | 1 | 0 | 0 | 0 | 0 | 0 | 0 | 0 | 0 | 0 | 0 | 0 | 0 | 0 | 0 | 0 | 0 | 0 | 0 | 0 | 5687.0322
2025-08-15 | 7000.465 | 0 | 2.3 | 0 | 0 | 0 | 0 | 0 | 0 | 1 | 0 | 0 | 0 | 0 | 0 | 0 | 0 | 0 | 0 | 0 | 0 | 0 | 0 | 0 | 0 | 0 | 0 | 0 | 6224.6047
2025-08-15 | 7743.5 | 0 | 2.1 | 0 | 0 | 0 | 0 | 0 | 0 | 0 | 1 | 0 | 0 | 0 | 0 | 0 | 0 | 0 | 0 | 0 | 0 | 0 | 0 | 0 | 0 | 0 | 0 | 0 | 6886.2688
2025-08-15 | 8993.771 | 0 | 4.7 | 0 | 0 | 0 | 0 | 0 | 0 | 0 | 0 | 1 | 0 | 0 | 0 | 0 | 0 | 0 | 0 | 0 | 0 | 0 | 0 | 0 | 0 | 0 | 0 | 0 | 9039.6649
2025-08-15 | 10057.309 | 0 | 5.8 | 0 | 0 | 0 | 0 | 0 | 0 | 0 | 0 | 0 | 1 | 0 | 0 | 0 | 0 | 0 | 0 | 0 | 0 | 0 | 0 | 0 | 0 | 0 | 0 | 0 | 10011.1444
2025-08-15 | 11118.406 | 0 | 6.9 | 0 | 0 | 0 | 0 | 0 | 0 | 0 | 0 | 0 | 0 | 1 | 0 | 0 | 0 | 0 | 0 | 0 | 0 | 0 | 0 | 0 | 0 | 0 | 0 | 0 | 10752.8679
2025-08-15 | 11833.033 | 0 | 7.9 | 0 | 0 | 0 | 0 | 0 | 0 | 0 | 0 | 0 | 0 | 0 | 1 | 0 | 0 | 0 | 0 | 0 | 0 | 0 | 0 | 0 | 0 | 0 | 0 | 0 | 11395.7533
2025-08-15 | 12730.906 | 0 | 8.8 | 0 | 0 | 0 | 0 | 0 | 0 | 0 | 0 | 0 | 0 | 0 | 0 | 1 | 0 | 0 | 0 | 0 | 0 | 0 | 0 | 0 | 0 | 0 | 0 | 0 | 12020.6429
2025-08-15 | 13214.562 | 0 | 9.3 | 0 | 0 | 0 | 0 | 0 | 0 | 0 | 0 | 0 | 0 | 0 | 0 | 0 | 1 | 0 | 0 | 0 | 0 | 0 | 0 | 0 | 0 | 0 | 0 | 0 | 12216.1521
2025-08-15 | 13936.865 | 0 | 10.8 | 0 | 0 | 0 | 0 | 0 | 0 | 0 | 0 | 0 | 0 | 0 | 0 | 0 | 0 | 1 | 0 | 0 | 0 | 0 | 0 | 0 | 0 | 0 | 0 | 0 | 12995.369
2025-08-15 | 14584.171 | 0 | 10.7 | 0 | 0 | 0 | 0 | 0 | 0 | 0 | 0 | 0 | 0 | 0 | 0 | 0 | 0 | 0 | 1 | 0 | 0 | 0 | 0 | 0 | 0 | 0 | 0 | 0 | 13123.6009
2025-08-15 | 15692.801 | 0 | 10.9 | 0 | 0 | 0 | 0 | 0 | 0 | 0 | 0 | 0 | 0 | 0 | 0 | 0 | 0 | 0 | 0 | 1 | 0 | 0 | 0 | 0 | 0 | 0 | 0 | 0 | 13930.5356
2025-08-15 | 16493.414 | 0 | 10.8 | 0 | 0 | 0 | 0 | 0 | 0 | 0 | 0 | 0 | 0 | 0 | 0 | 0 | 0 | 0 | 0 | 0 | 1 | 0 | 0 | 0 | 0 | 0 | 0 | 0 | 14905.3027
2025-08-15 | 16150.466 | 0 | 9.9 | 0 | 0 | 0 | 0 | 0 | 0 | 0 | 0 | 0 | 0 | 0 | 0 | 0 | 0 | 0 | 0 | 0 | 0 | 1 | 0 | 0 | 0 | 0 | 0 | 0 | 14882.7904
2025-08-15 | 15241.443 | 0 | 8.7 | 0 | 0 | 0 | 0 | 0 | 0 | 0 | 0 | 0 | 0 | 0 | 0 | 0 | 0 | 0 | 0 | 0 | 0 | 0 | 1 | 0 | 0 | 0 | 0 | 0 | 14178.4192
2025-08-15 | 14154.476 | 0 | 7 | 0 | 0 | 0 | 0 | 0 | 0 | 0 | 0 | 0 | 0 | 0 | 0 | 0 | 0 | 0 | 0 | 0 | 0 | 0 | 0 | 1 | 0 | 0 | 0 | 0 | 13116.508
2025-08-15 | 13435.53 | 0 | 5.9 | 0 | 0 | 0 | 0 | 0 | 0 | 0 | 0 | 0 | 0 | 0 | 0 | 0 | 0 | 0 | 0 | 0 | 0 | 0 | 0 | 0 | 1 | 0 | 0 | 0 | 12108.717
2025-08-15 | 12043.287 | 0 | 5.7 | 0 | 0 | 0 | 0 | 0 | 0 | 0 | 0 | 0 | 0 | 0 | 0 | 0 | 0 | 0 | 0 | 0 | 0 | 0 | 0 | 0 | 0 | 1 | 0 | 0 | 11020.3845
2025-08-15 | 10574.955 | 0 | 5.5 | 0 | 0 | 0 | 0 | 0 | 0 | 0 | 0 | 0 | 0 | 0 | 0 | 0 | 0 | 0 | 0 | 0 | 0 | 0 | 0 | 0 | 0 | 0 | 1 | 0 | 9742.7105
2025-08-15 | 9088.943 | 0 | 5.8 | 0 | 0 | 0 | 0 | 0 | 0 | 0 | 0 | 0 | 0 | 0 | 0 | 0 | 0 | 0 | 0 | 0 | 0 | 0 | 0 | 0 | 0 | 0 | 0 | 1 | 8904.2368
2025-08-16 | 7893.489 | 0 | 3.9 | 1 | 1 | 0 | 0 | 0 | 0 | 0 | 0 | 0 | 0 | 0 | 0 | 0 | 0 | 0 | 0 | 0 | 0 | 0 | 0 | 0 | 0 | 0 | 0 | 0 | 7597.2657
2025-08-16 | 7215.271 | 0 | 4.2 | 1 | 0 | 1 | 0 | 0 | 0 | 0 | 0 | 0 | 0 | 0 | 0 | 0 | 0 | 0 | 0 | 0 | 0 | 0 | 0 | 0 | 0 | 0 | 0 | 0 | 7349.1106
2025-08-16 | 6835.625 | 0 | 3.5 | 1 | 0 | 0 | 1 | 0 | 0 | 0 | 0 | 0 | 0 | 0 | 0 | 0 | 0 | 0 | 0 | 0 | 0 | 0 | 0 | 0 | 0 | 0 | 0 | 0 | 6720.4383
2025-08-16 | 6503.678 | 0 | 3.3 | 1 | 0 | 0 | 0 | 1 | 0 | 0 | 0 | 0 | 0 | 0 | 0 | 0 | 0 | 0 | 0 | 0 | 0 | 0 | 0 | 0 | 0 | 0 | 0 | 0 | 6560.871
2025-08-16 | 6359.501 | 0 | 2.4 | 1 | 0 | 0 | 0 | 0 | 1 | 0 | 0 | 0 | 0 | 0 | 0 | 0 | 0 | 0 | 0 | 0 | 0 | 0 | 0 | 0 | 0 | 0 | 0 | 0 | 6227.3081
2025-08-16 | 6718.656 | 0 | 2.6 | 1 | 0 | 0 | 0 | 0 | 0 | 1 | 0 | 0 | 0 | 0 | 0 | 0 | 0 | 0 | 0 | 0 | 0 | 0 | 0 | 0 | 0 | 0 | 0 | 0 | 6879.1695
2025-08-16 | 7737.901 | 0 | 2.7 | 1 | 0 | 0 | 0 | 0 | 0 | 0 | 1 | 0 | 0 | 0 | 0 | 0 | 0 | 0 | 0 | 0 | 0 | 0 | 0 | 0 | 0 | 0 | 0 | 0 | 7712.2671
2025-08-16 | 9459.653 | 0 | 4 | 1 | 0 | 0 | 0 | 0 | 0 | 0 | 0 | 1 | 0 | 0 | 0 | 0 | 0 | 0 | 0 | 0 | 0 | 0 | 0 | 0 | 0 | 0 | 0 | 0 | 9122.7848
2025-08-16 | 11474.537 | 0 | 6.4 | 1 | 0 | 0 | 0 | 0 | 0 | 0 | 0 | 0 | 1 | 0 | 0 | 0 | 0 | 0 | 0 | 0 | 0 | 0 | 0 | 0 | 0 | 0 | 0 | 0 | 10837.1427
2025-08-16 | 13152.552 | 0 | 7.9 | 1 | 0 | 0 | 0 | 0 | 0 | 0 | 0 | 0 | 0 | 1 | 0 | 0 | 0 | 0 | 0 | 0 | 0 | 0 | 0 | 0 | 0 | 0 | 0 | 0 | 11807.4442
2025-08-16 | 14410.005 | 0 | 9.8 | 1 | 0 | 0 | 0 | 0 | 0 | 0 | 0 | 0 | 0 | 0 | 1 | 0 | 0 | 0 | 0 | 0 | 0 | 0 | 0 | 0 | 0 | 0 | 0 | 0 | 12964.63
2025-08-16 | 15435.953 | 0 | 10.8 | 1 | 0 | 0 | 0 | 0 | 0 | 0 | 0 | 0 | 0 | 0 | 0 | 1 | 0 | 0 | 0 | 0 | 0 | 0 | 0 | 0 | 0 | 0 | 0 | 0 | 13646.6641
2025-08-16 | 15896.966 | 0 | 11.4 | 1 | 0 | 0 | 0 | 0 | 0 | 0 | 0 | 0 | 0 | 0 | 0 | 0 | 1 | 0 | 0 | 0 | 0 | 0 | 0 | 0 | 0 | 0 | 0 | 0 | 13899.3178
2025-08-16 | 16159.262 | 0 | 12.2 | 1 | 0 | 0 | 0 | 0 | 0 | 0 | 0 | 0 | 0 | 0 | 0 | 0 | 0 | 1 | 0 | 0 | 0 | 0 | 0 | 0 | 0 | 0 | 0 | 0 | 14278.5232
2025-08-16 | 16764.284 | 0 | 11.9 | 1 | 0 | 0 | 0 | 0 | 0 | 0 | 0 | 0 | 0 | 0 | 0 | 0 | 0 | 0 | 1 | 0 | 0 | 0 | 0 | 0 | 0 | 0 | 0 | 0 | 14292.4661
2025-08-16 | 17500.761 | 0 | 11.6 | 1 | 0 | 0 | 0 | 0 | 0 | 0 | 0 | 0 | 0 | 0 | 0 | 0 | 0 | 0 | 0 | 1 | 0 | 0 | 0 | 0 | 0 | 0 | 0 | 0 | 14813.6784
2025-08-16 | 17883.27 | 0 | 11.6 | 1 | 0 | 0 | 0 | 0 | 0 | 0 | 0 | 0 | 0 | 0 | 0 | 0 | 0 | 0 | 0 | 0 | 1 | 0 | 0 | 0 | 0 | 0 | 0 | 0 | 15845.59
2025-08-16 | 17532.479 | 0 | 11.2 | 1 | 0 | 0 | 0 | 0 | 0 | 0 | 0 | 0 | 0 | 0 | 0 | 0 | 0 | 0 | 0 | 0 | 0 | 1 | 0 | 0 | 0 | 0 | 0 | 0 | 16108.8001
2025-08-16 | 16429.915 | 0 | 10.6 | 1 | 0 | 0 | 0 | 0 | 0 | 0 | 0 | 0 | 0 | 0 | 0 | 0 | 0 | 0 | 0 | 0 | 0 | 0 | 1 | 0 | 0 | 0 | 0 | 0 | 15747.2959
2025-08-16 | 15368.862 | 0 | 10.1 | 1 | 0 | 0 | 0 | 0 | 0 | 0 | 0 | 0 | 0 | 0 | 0 | 0 | 0 | 0 | 0 | 0 | 0 | 0 | 0 | 1 | 0 | 0 | 0 | 0 | 15371.1186
2025-08-16 | 14461.905 | 0 | 9.6 | 1 | 0 | 0 | 0 | 0 | 0 | 0 | 0 | 0 | 0 | 0 | 0 | 0 | 0 | 0 | 0 | 0 | 0 | 0 | 0 | 0 | 1 | 0 | 0 | 0 | 14706.1945
2025-08-16 | 13033.559 | 0 | 7.6 | 1 | 0 | 0 | 0 | 0 | 0 | 0 | 0 | 0 | 0 | 0 | 0 | 0 | 0 | 0 | 0 | 0 | 0 | 0 | 0 | 0 | 0 | 1 | 0 | 0 | 12589.2612
2025-08-16 | 11372.204 | 0 | 5.9 | 1 | 0 | 0 | 0 | 0 | 0 | 0 | 0 | 0 | 0 | 0 | 0 | 0 | 0 | 0 | 0 | 0 | 0 | 0 | 0 | 0 | 0 | 0 | 1 | 0 | 10454.4198
2025-08-16 | 9666.344 | 0 | 5.7 | 1 | 0 | 0 | 0 | 0 | 0 | 0 | 0 | 0 | 0 | 0 | 0 | 0 | 0 | 0 | 0 | 0 | 0 | 0 | 0 | 0 | 0 | 0 | 0 | 1 | 9330.2237
2025-08-17 | 7828.182 | 0 | 5.8 | 1 | 1 | 0 | 0 | 0 | 0 | 0 | 0 | 0 | 0 | 0 | 0 | 0 | 0 | 0 | 0 | 0 | 0 | 0 | 0 | 0 | 0 | 0 | 0 | 0 | 8683.011
2025-08-17 | 7095.999 | 0 | 5.6 | 1 | 0 | 1 | 0 | 0 | 0 | 0 | 0 | 0 | 0 | 0 | 0 | 0 | 0 | 0 | 0 | 0 | 0 | 0 | 0 | 0 | 0 | 0 | 0 | 0 | 8149.1335
2025-08-17 | 8203.858 | 0 | 6 | 1 | 0 | 0 | 1 | 0 | 0 | 0 | 0 | 0 | 0 | 0 | 0 | 0 | 0 | 0 | 0 | 0 | 0 | 0 | 0 | 0 | 0 | 0 | 0 | 0 | 8149.0506
2025-08-17 | 7692.149 | 0 | 3.5 | 1 | 0 | 0 | 0 | 1 | 0 | 0 | 0 | 0 | 0 | 0 | 0 | 0 | 0 | 0 | 0 | 0 | 0 | 0 | 0 | 0 | 0 | 0 | 0 | 0 | 6675.16
2025-08-17 | 7361.772 | 0 | 3.3 | 1 | 0 | 0 | 0 | 0 | 1 | 0 | 0 | 0 | 0 | 0 | 0 | 0 | 0 | 0 | 0 | 0 | 0 | 0 | 0 | 0 | 0 | 0 | 0 | 0 | 6741.6085
2025-08-17 | 7507.135 | 0 | 3 | 1 | 0 | 0 | 0 | 0 | 0 | 1 | 0 | 0 | 0 | 0 | 0 | 0 | 0 | 0 | 0 | 0 | 0 | 0 | 0 | 0 | 0 | 0 | 0 | 0 | 7107.7475
2025-08-17 | 8279.166 | 0 | 2.8 | 1 | 0 | 0 | 0 | 0 | 0 | 0 | 1 | 0 | 0 | 0 | 0 | 0 | 0 | 0 | 0 | 0 | 0 | 0 | 0 | 0 | 0 | 0 | 0 | 0 | 7769.4116
2025-08-17 | 9635.309 | 0 | 3.9 | 1 | 0 | 0 | 0 | 0 | 0 | 0 | 0 | 1 | 0 | 0 | 0 | 0 | 0 | 0 | 0 | 0 | 0 | 0 | 0 | 0 | 0 | 0 | 0 | 0 | 9065.6404
2025-08-17 | 10827.47 | 0 | 4.2 | 1 | 0 | 0 | 0 | 0 | 0 | 0 | 0 | 0 | 1 | 0 | 0 | 0 | 0 | 0 | 0 | 0 | 0 | 0 | 0 | 0 | 0 | 0 | 0 | 0 | 9579.9638
2025-08-17 | 11489.209 | 0 | 4.9 | 1 | 0 | 0 | 0 | 0 | 0 | 0 | 0 | 0 | 0 | 1 | 0 | 0 | 0 | 0 | 0 | 0 | 0 | 0 | 0 | 0 | 0 | 0 | 0 | 0 | 10093.1094
2025-08-17 | 12472.198 | 0 | 6.6 | 1 | 0 | 0 | 0 | 0 | 0 | 0 | 0 | 0 | 0 | 0 | 1 | 0 | 0 | 0 | 0 | 0 | 0 | 0 | 0 | 0 | 0 | 0 | 0 | 0 | 11136.0063
2025-08-17 | 12481.912 | 0 | 7.2 | 1 | 0 | 0 | 0 | 0 | 0 | 0 | 0 | 0 | 0 | 0 | 0 | 1 | 0 | 0 | 0 | 0 | 0 | 0 | 0 | 0 | 0 | 0 | 0 | 0 | 11589.4624
2025-08-17 | 12159.156 | 0 | 6.3 | 1 | 0 | 0 | 0 | 0 | 0 | 0 | 0 | 0 | 0 | 0 | 0 | 0 | 1 | 0 | 0 | 0 | 0 | 0 | 0 | 0 | 0 | 0 | 0 | 0 | 10984.9487
2025-08-17 | 12107.985 | 0 | 5.8 | 1 | 0 | 0 | 0 | 0 | 0 | 0 | 0 | 0 | 0 | 0 | 0 | 0 | 0 | 1 | 0 | 0 | 0 | 0 | 0 | 0 | 0 | 0 | 0 | 0 | 10621.2757
2025-08-17 | 12222.73 | 0 | 4.5 | 1 | 0 | 0 | 0 | 0 | 0 | 0 | 0 | 0 | 0 | 0 | 0 | 0 | 0 | 0 | 1 | 0 | 0 | 0 | 0 | 0 | 0 | 0 | 0 | 0 | 10063.7737
2025-08-17 | 13640.232 | 0 | 3.7 | 1 | 0 | 0 | 0 | 0 | 0 | 0 | 0 | 0 | 0 | 0 | 0 | 0 | 0 | 0 | 0 | 1 | 0 | 0 | 0 | 0 | 0 | 0 | 0 | 0 | 10299.2635
2025-08-17 | 15035.917 | 0 | 3.4 | 1 | 0 | 0 | 0 | 0 | 0 | 0 | 0 | 0 | 0 | 0 | 0 | 0 | 0 | 0 | 0 | 0 | 1 | 0 | 0 | 0 | 0 | 0 | 0 | 0 | 11159.7416
2025-08-17 | 14975.348 | 0 | 4.7 | 1 | 0 | 0 | 0 | 0 | 0 | 0 | 0 | 0 | 0 | 0 | 0 | 0 | 0 | 0 | 0 | 0 | 0 | 1 | 0 | 0 | 0 | 0 | 0 | 0 | 12394.4081
2025-08-17 | 13992.978 | 0 | 5.3 | 1 | 0 | 0 | 0 | 0 | 0 | 0 | 0 | 0 | 0 | 0 | 0 | 0 | 0 | 0 | 0 | 0 | 0 | 0 | 1 | 0 | 0 | 0 | 0 | 0 | 12718.6378
2025-08-17 | 12634.98 | 0 | 4 | 1 | 0 | 0 | 0 | 0 | 0 | 0 | 0 | 0 | 0 | 0 | 0 | 0 | 0 | 0 | 0 | 0 | 0 | 0 | 0 | 1 | 0 | 0 | 0 | 0 | 11885.3046
2025-08-17 | 11641.064 | 0 | 2.5 | 1 | 0 | 0 | 0 | 0 | 0 | 0 | 0 | 0 | 0 | 0 | 0 | 0 | 0 | 0 | 0 | 0 | 0 | 0 | 0 | 0 | 1 | 0 | 0 | 0 | 10648.9356
2025-08-17 | 10039.266 | 0 | 1.6 | 1 | 0 | 0 | 0 | 0 | 0 | 0 | 0 | 0 | 0 | 0 | 0 | 0 | 0 | 0 | 0 | 0 | 0 | 0 | 0 | 0 | 0 | 1 | 0 | 0 | 9160.5917
2025-08-17 | 8498.903 | 0 | 0.2 | 1 | 0 | 0 | 0 | 0 | 0 | 0 | 0 | 0 | 0 | 0 | 0 | 0 | 0 | 0 | 0 | 0 | 0 | 0 | 0 | 0 | 0 | 0 | 1 | 0 | 7197.1838
2025-08-17 | 7340.151 | 0 | 1.1 | 1 | 0 | 0 | 0 | 0 | 0 | 0 | 0 | 0 | 0 | 0 | 0 | 0 | 0 | 0 | 0 | 0 | 0 | 0 | 0 | 0 | 0 | 0 | 0 | 1 | 6701.577
2025-08-18 | 6530.467 | 0 | 0.2 | 0 | 1 | 0 | 0 | 0 | 0 | 0 | 0 | 0 | 0 | 0 | 0 | 0 | 0 | 0 | 0 | 0 | 0 | 0 | 0 | 0 | 0 | 0 | 0 | 0 | 4999.7881
2025-08-18 | 6039.888 | 1.1 | 0 | 0 | 0 | 1 | 0 | 0 | 0 | 0 | 0 | 0 | 0 | 0 | 0 | 0 | 0 | 0 | 0 | 0 | 0 | 0 | 0 | 0 | 0 | 0 | 0 | 0 | 4653.1681
2025-08-18 | 5726.104 | 2.4 | 0 | 0 | 0 | 0 | 1 | 0 | 0 | 0 | 0 | 0 | 0 | 0 | 0 | 0 | 0 | 0 | 0 | 0 | 0 | 0 | 0 | 0 | 0 | 0 | 0 | 0 | 4645.8115
2025-08-18 | 5599.522 | 3.1 | 0 | 0 | 0 | 0 | 0 | 1 | 0 | 0 | 0 | 0 | 0 | 0 | 0 | 0 | 0 | 0 | 0 | 0 | 0 | 0 | 0 | 0 | 0 | 0 | 0 | 0 | 4719.697
2025-08-18 | 5707.62 | 4 | 0 | 0 | 0 | 0 | 0 | 0 | 1 | 0 | 0 | 0 | 0 | 0 | 0 | 0 | 0 | 0 | 0 | 0 | 0 | 0 | 0 | 0 | 0 | 0 | 0 | 0 | 5053.6451
2025-08-18 | 6117.286 | 4.6 | 0 | 0 | 0 | 0 | 0 | 0 | 0 | 1 | 0 | 0 | 0 | 0 | 0 | 0 | 0 | 0 | 0 | 0 | 0 | 0 | 0 | 0 | 0 | 0 | 0 | 0 | 5693.3581
2025-08-18 | 6728.769 | 4.4 | 0 | 0 | 0 | 0 | 0 | 0 | 0 | 0 | 1 | 0 | 0 | 0 | 0 | 0 | 0 | 0 | 0 | 0 | 0 | 0 | 0 | 0 | 0 | 0 | 0 | 0 | 6435.2644
2025-08-18 | 7272.454 | 2.8 | 0 | 0 | 0 | 0 | 0 | 0 | 0 | 0 | 0 | 1 | 0 | 0 | 0 | 0 | 0 | 0 | 0 | 0 | 0 | 0 | 0 | 0 | 0 | 0 | 0 | 0 | 6830.5292
2025-08-18 | 7535.974 | 1.6 | 0 | 0 | 0 | 0 | 0 | 0 | 0 | 0 | 0 | 0 | 1 | 0 | 0 | 0 | 0 | 0 | 0 | 0 | 0 | 0 | 0 | 0 | 0 | 0 | 0 | 0 | 6969.1383
2025-08-18 | 7836.023 | 0.1 | 0 | 0 | 0 | 0 | 0 | 0 | 0 | 0 | 0 | 0 | 0 | 1 | 0 | 0 | 0 | 0 | 0 | 0 | 0 | 0 | 0 | 0 | 0 | 0 | 0 | 0 | 6826.9213
2025-08-18 | 8192.529 | 0 | 1.5 | 0 | 0 | 0 | 0 | 0 | 0 | 0 | 0 | 0 | 0 | 0 | 1 | 0 | 0 | 0 | 0 | 0 | 0 | 0 | 0 | 0 | 0 | 0 | 0 | 0 | 7738.5058
2025-08-18 | 8584.653 | 0 | 2 | 0 | 0 | 0 | 0 | 0 | 0 | 0 | 0 | 0 | 0 | 0 | 0 | 1 | 0 | 0 | 0 | 0 | 0 | 0 | 0 | 0 | 0 | 0 | 0 | 0 | 8134.8174
2025-08-18 | 8539.683 | 0 | 2.1 | 0 | 0 | 0 | 0 | 0 | 0 | 0 | 0 | 0 | 0 | 0 | 0 | 0 | 1 | 0 | 0 | 0 | 0 | 0 | 0 | 0 | 0 | 0 | 0 | 0 | 8101.7486
2025-08-18 | 8721.628 | 0 | 2.6 | 0 | 0 | 0 | 0 | 0 | 0 | 0 | 0 | 0 | 0 | 0 | 0 | 0 | 0 | 1 | 0 | 0 | 0 | 0 | 0 | 0 | 0 | 0 | 0 | 0 | 8309.5206
2025-08-18 | 9377.94 | 0 | 2.9 | 0 | 0 | 0 | 0 | 0 | 0 | 0 | 0 | 0 | 0 | 0 | 0 | 0 | 0 | 0 | 1 | 0 | 0 | 0 | 0 | 0 | 0 | 0 | 0 | 0 | 8666.3305
2025-08-18 | 10742.929 | 0 | 2.7 | 0 | 0 | 0 | 0 | 0 | 0 | 0 | 0 | 0 | 0 | 0 | 0 | 0 | 0 | 0 | 0 | 1 | 0 | 0 | 0 | 0 | 0 | 0 | 0 | 0 | 9244.6873
2025-08-18 | 12200.975 | 0 | 2.2 | 0 | 0 | 0 | 0 | 0 | 0 | 0 | 0 | 0 | 0 | 0 | 0 | 0 | 0 | 0 | 0 | 0 | 1 | 0 | 0 | 0 | 0 | 0 | 0 | 0 | 9990.8764
2025-08-18 | 11628.355 | 0 | 2.2 | 0 | 0 | 0 | 0 | 0 | 0 | 0 | 0 | 0 | 0 | 0 | 0 | 0 | 0 | 0 | 0 | 0 | 0 | 1 | 0 | 0 | 0 | 0 | 0 | 0 | 10482.6645
2025-08-18 | 11140.439 | 0 | 1.1 | 0 | 0 | 0 | 0 | 0 | 0 | 0 | 0 | 0 | 0 | 0 | 0 | 0 | 0 | 0 | 0 | 0 | 0 | 0 | 1 | 0 | 0 | 0 | 0 | 0 | 9835.4378
2025-08-18 | 10829.001 | 0 | 0.5 | 0 | 0 | 0 | 0 | 0 | 0 | 0 | 0 | 0 | 0 | 0 | 0 | 0 | 0 | 0 | 0 | 0 | 0 | 0 | 0 | 1 | 0 | 0 | 0 | 0 | 9402.116
2025-08-18 | 10266.766 | 0 | 0 | 0 | 0 | 0 | 0 | 0 | 0 | 0 | 0 | 0 | 0 | 0 | 0 | 0 | 0 | 0 | 0 | 0 | 0 | 0 | 0 | 0 | 1 | 0 | 0 | 0 | 8737.1919
2025-08-18 | 9039.336 | 0.2 | 0 | 0 | 0 | 0 | 0 | 0 | 0 | 0 | 0 | 0 | 0 | 0 | 0 | 0 | 0 | 0 | 0 | 0 | 0 | 0 | 0 | 0 | 0 | 1 | 0 | 0 | 7797.1952
2025-08-18 | 7811.908 | 0.4 | 0 | 0 | 0 | 0 | 0 | 0 | 0 | 0 | 0 | 0 | 0 | 0 | 0 | 0 | 0 | 0 | 0 | 0 | 0 | 0 | 0 | 0 | 0 | 0 | 1 | 0 | 6667.857
2025-08-18 | 6782.404 | 0 | 0 | 0 | 0 | 0 | 0 | 0 | 0 | 0 | 0 | 0 | 0 | 0 | 0 | 0 | 0 | 0 | 0 | 0 | 0 | 0 | 0 | 0 | 0 | 0 | 0 | 1 | 5589.8563
2025-08-19 | 6137.059 | 0 | 0.6 | 0 | 1 | 0 | 0 | 0 | 0 | 0 | 0 | 0 | 0 | 0 | 0 | 0 | 0 | 0 | 0 | 0 | 0 | 0 | 0 | 0 | 0 | 0 | 0 | 0 | 5228.3661
2025-08-19 | 5780.669 | 0 | 0.5 | 0 | 0 | 1 | 0 | 0 | 0 | 0 | 0 | 0 | 0 | 0 | 0 | 0 | 0 | 0 | 0 | 0 | 0 | 0 | 0 | 0 | 0 | 0 | 0 | 0 | 4751.6331
2025-08-19 | 5493.293 | 0 | 0.8 | 0 | 0 | 0 | 1 | 0 | 0 | 0 | 0 | 0 | 0 | 0 | 0 | 0 | 0 | 0 | 0 | 0 | 0 | 0 | 0 | 0 | 0 | 0 | 0 | 0 | 4694.4057
2025-08-19 | 5384.033 | 0 | 0.6 | 0 | 0 | 0 | 0 | 1 | 0 | 0 | 0 | 0 | 0 | 0 | 0 | 0 | 0 | 0 | 0 | 0 | 0 | 0 | 0 | 0 | 0 | 0 | 0 | 0 | 4534.8384
2025-08-19 | 5528.624 | 0.7 | 0 | 0 | 0 | 0 | 0 | 0 | 1 | 0 | 0 | 0 | 0 | 0 | 0 | 0 | 0 | 0 | 0 | 0 | 0 | 0 | 0 | 0 | 0 | 0 | 0 | 0 | 4491.8727
2025-08-19 | 5996.788 | 0.7 | 0 | 0 | 0 | 0 | 0 | 0 | 0 | 1 | 0 | 0 | 0 | 0 | 0 | 0 | 0 | 0 | 0 | 0 | 0 | 0 | 0 | 0 | 0 | 0 | 0 | 0 | 5029.4452
2025-08-19 | 6630.19 | 0.8 | 0 | 0 | 0 | 0 | 0 | 0 | 0 | 0 | 1 | 0 | 0 | 0 | 0 | 0 | 0 | 0 | 0 | 0 | 0 | 0 | 0 | 0 | 0 | 0 | 0 | 0 | 5822.4217
2025-08-19 | 7046.896 | 0 | 0.2 | 0 | 0 | 0 | 0 | 0 | 0 | 0 | 0 | 1 | 0 | 0 | 0 | 0 | 0 | 0 | 0 | 0 | 0 | 0 | 0 | 0 | 0 | 0 | 0 | 0 | 6468.1628
2025-08-19 | 7288.249 | 0 | 0.6 | 0 | 0 | 0 | 0 | 0 | 0 | 0 | 0 | 0 | 1 | 0 | 0 | 0 | 0 | 0 | 0 | 0 | 0 | 0 | 0 | 0 | 0 | 0 | 0 | 0 | 7039.6308
2025-08-19 | 7684.411 | 0 | 1.9 | 0 | 0 | 0 | 0 | 0 | 0 | 0 | 0 | 0 | 0 | 1 | 0 | 0 | 0 | 0 | 0 | 0 | 0 | 0 | 0 | 0 | 0 | 0 | 0 | 0 | 7895.6433
2025-08-19 | 7903.818 | 0 | 2.1 | 0 | 0 | 0 | 0 | 0 | 0 | 0 | 0 | 0 | 0 | 0 | 1 | 0 | 0 | 0 | 0 | 0 | 0 | 0 | 0 | 0 | 0 | 0 | 0 | 0 | 8081.3728
2025-08-19 | 8229.099 | 0 | 2.8 | 0 | 0 | 0 | 0 | 0 | 0 | 0 | 0 | 0 | 0 | 0 | 0 | 1 | 0 | 0 | 0 | 0 | 0 | 0 | 0 | 0 | 0 | 0 | 0 | 0 | 8591.9734
2025-08-19 | 8179.571 | 0 | 3.5 | 0 | 0 | 0 | 0 | 0 | 0 | 0 | 0 | 0 | 0 | 0 | 0 | 0 | 1 | 0 | 0 | 0 | 0 | 0 | 0 | 0 | 0 | 0 | 0 | 0 | 8901.7715
2025-08-19 | 8194.991 | 0 | 3.4 | 0 | 0 | 0 | 0 | 0 | 0 | 0 | 0 | 0 | 0 | 0 | 0 | 0 | 0 | 1 | 0 | 0 | 0 | 0 | 0 | 0 | 0 | 0 | 0 | 0 | 8766.6765
2025-08-19 | 8570.341 | 0 | 3 | 0 | 0 | 0 | 0 | 0 | 0 | 0 | 0 | 0 | 0 | 0 | 0 | 0 | 0 | 0 | 1 | 0 | 0 | 0 | 0 | 0 | 0 | 0 | 0 | 0 | 8723.475
2025-08-19 | 9425.942 | 0 | 2.6 | 0 | 0 | 0 | 0 | 0 | 0 | 0 | 0 | 0 | 0 | 0 | 0 | 0 | 0 | 0 | 0 | 1 | 0 | 0 | 0 | 0 | 0 | 0 | 0 | 0 | 9187.5428
2025-08-19 | 10958.745 | 0 | 2.2 | 0 | 0 | 0 | 0 | 0 | 0 | 0 | 0 | 0 | 0 | 0 | 0 | 0 | 0 | 0 | 0 | 0 | 1 | 0 | 0 | 0 | 0 | 0 | 0 | 0 | 9990.8764
2025-08-19 | 10856.649 | 0 | 2 | 0 | 0 | 0 | 0 | 0 | 0 | 0 | 0 | 0 | 0 | 0 | 0 | 0 | 0 | 0 | 0 | 0 | 0 | 1 | 0 | 0 | 0 | 0 | 0 | 0 | 10368.3755
2025-08-19 | 10777.059 | 0 | 2.4 | 0 | 0 | 0 | 0 | 0 | 0 | 0 | 0 | 0 | 0 | 0 | 0 | 0 | 0 | 0 | 0 | 0 | 0 | 0 | 1 | 0 | 0 | 0 | 0 | 0 | 10578.3162
2025-08-19 | 10813.642 | 0 | 2.7 | 0 | 0 | 0 | 0 | 0 | 0 | 0 | 0 | 0 | 0 | 0 | 0 | 0 | 0 | 0 | 0 | 0 | 0 | 0 | 0 | 1 | 0 | 0 | 0 | 0 | 10659.2948
2025-08-19 | 10231.255 | 0 | 2.1 | 0 | 0 | 0 | 0 | 0 | 0 | 0 | 0 | 0 | 0 | 0 | 0 | 0 | 0 | 0 | 0 | 0 | 0 | 0 | 0 | 0 | 1 | 0 | 0 | 0 | 9937.2263
2025-08-19 | 9086.408 | 0 | 1.9 | 0 | 0 | 0 | 0 | 0 | 0 | 0 | 0 | 0 | 0 | 0 | 0 | 0 | 0 | 0 | 0 | 0 | 0 | 0 | 0 | 0 | 0 | 1 | 0 | 0 | 8848.8938
2025-08-19 | 7903.28 | 0 | 1.7 | 0 | 0 | 0 | 0 | 0 | 0 | 0 | 0 | 0 | 0 | 0 | 0 | 0 | 0 | 0 | 0 | 0 | 0 | 0 | 0 | 0 | 0 | 0 | 1 | 0 | 7571.2198
2025-08-19 | 6971.672 | 0 | 1.4 | 0 | 0 | 0 | 0 | 0 | 0 | 0 | 0 | 0 | 0 | 0 | 0 | 0 | 0 | 0 | 0 | 0 | 0 | 0 | 0 | 0 | 0 | 0 | 0 | 1 | 6389.8791
2025-08-20 | 6370.2 | 0 | 1.4 | 0 | 1 | 0 | 0 | 0 | 0 | 0 | 0 | 0 | 0 | 0 | 0 | 0 | 0 | 0 | 0 | 0 | 0 | 0 | 0 | 0 | 0 | 0 | 0 | 0 | 5685.522
2025-08-20 | 5972.582 | 0 | 0.9 | 0 | 0 | 1 | 0 | 0 | 0 | 0 | 0 | 0 | 0 | 0 | 0 | 0 | 0 | 0 | 0 | 0 | 0 | 0 | 0 | 0 | 0 | 0 | 0 | 0 | 4980.211
2025-08-20 | 5751.548 | 0 | 0.5 | 0 | 0 | 0 | 1 | 0 | 0 | 0 | 0 | 0 | 0 | 0 | 0 | 0 | 0 | 0 | 0 | 0 | 0 | 0 | 0 | 0 | 0 | 0 | 0 | 0 | 4522.9722
2025-08-20 | 5722.947 | 0 | 0.3 | 0 | 0 | 0 | 0 | 1 | 0 | 0 | 0 | 0 | 0 | 0 | 0 | 0 | 0 | 0 | 0 | 0 | 0 | 0 | 0 | 0 | 0 | 0 | 0 | 0 | 4363.4049
2025-08-20 | 5888.92 | 0 | 0.4 | 0 | 0 | 0 | 0 | 0 | 1 | 0 | 0 | 0 | 0 | 0 | 0 | 0 | 0 | 0 | 0 | 0 | 0 | 0 | 0 | 0 | 0 | 0 | 0 | 0 | 4601.2869
2025-08-20 | 6363.816 | 0 | 0.2 | 0 | 0 | 0 | 0 | 0 | 0 | 1 | 0 | 0 | 0 | 0 | 0 | 0 | 0 | 0 | 0 | 0 | 0 | 0 | 0 | 0 | 0 | 0 | 0 | 0 | 5024.5704
2025-08-20 | 6997.976 | 0 | 0.1 | 0 | 0 | 0 | 0 | 0 | 0 | 0 | 1 | 0 | 0 | 0 | 0 | 0 | 0 | 0 | 0 | 0 | 0 | 0 | 0 | 0 | 0 | 0 | 0 | 0 | 5743.379
2025-08-20 | 7517.766 | 0 | 0.1 | 0 | 0 | 0 | 0 | 0 | 0 | 0 | 0 | 1 | 0 | 0 | 0 | 0 | 0 | 0 | 0 | 0 | 0 | 0 | 0 | 0 | 0 | 0 | 0 | 0 | 6411.0183
2025-08-20 | 7693.83 | 0 | 0.7 | 0 | 0 | 0 | 0 | 0 | 0 | 0 | 0 | 0 | 1 | 0 | 0 | 0 | 0 | 0 | 0 | 0 | 0 | 0 | 0 | 0 | 0 | 0 | 0 | 0 | 7096.7753
2025-08-20 | 7849.394 | 0 | 1.1 | 0 | 0 | 0 | 0 | 0 | 0 | 0 | 0 | 0 | 0 | 1 | 0 | 0 | 0 | 0 | 0 | 0 | 0 | 0 | 0 | 0 | 0 | 0 | 0 | 0 | 7438.4873
2025-08-20 | 7992.25 | 0 | 1.1 | 0 | 0 | 0 | 0 | 0 | 0 | 0 | 0 | 0 | 0 | 0 | 1 | 0 | 0 | 0 | 0 | 0 | 0 | 0 | 0 | 0 | 0 | 0 | 0 | 0 | 7509.9278
2025-08-20 | 8191.342 | 0 | 1.6 | 0 | 0 | 0 | 0 | 0 | 0 | 0 | 0 | 0 | 0 | 0 | 0 | 1 | 0 | 0 | 0 | 0 | 0 | 0 | 0 | 0 | 0 | 0 | 0 | 0 | 7906.2395
2025-08-20 | 8080.041 | 0 | 2.3 | 0 | 0 | 0 | 0 | 0 | 0 | 0 | 0 | 0 | 0 | 0 | 0 | 0 | 1 | 0 | 0 | 0 | 0 | 0 | 0 | 0 | 0 | 0 | 0 | 0 | 8216.0376
2025-08-20 | 7857.014 | 0 | 2.7 | 0 | 0 | 0 | 0 | 0 | 0 | 0 | 0 | 0 | 0 | 0 | 0 | 0 | 0 | 1 | 0 | 0 | 0 | 0 | 0 | 0 | 0 | 0 | 0 | 0 | 8366.6651
2025-08-20 | 7984.945 | 0 | 2.9 | 0 | 0 | 0 | 0 | 0 | 0 | 0 | 0 | 0 | 0 | 0 | 0 | 0 | 0 | 0 | 1 | 0 | 0 | 0 | 0 | 0 | 0 | 0 | 0 | 0 | 8666.3305
2025-08-20 | 8837.813 | 0 | 2.3 | 0 | 0 | 0 | 0 | 0 | 0 | 0 | 0 | 0 | 0 | 0 | 0 | 0 | 0 | 0 | 0 | 1 | 0 | 0 | 0 | 0 | 0 | 0 | 0 | 0 | 9016.1093
2025-08-20 | 9937.984 | 0 | 1.7 | 0 | 0 | 0 | 0 | 0 | 0 | 0 | 0 | 0 | 0 | 0 | 0 | 0 | 0 | 0 | 0 | 0 | 1 | 0 | 0 | 0 | 0 | 0 | 0 | 0 | 9705.1539
2025-08-20 | 9932.374 | 0 | 1.8 | 0 | 0 | 0 | 0 | 0 | 0 | 0 | 0 | 0 | 0 | 0 | 0 | 0 | 0 | 0 | 0 | 0 | 0 | 1 | 0 | 0 | 0 | 0 | 0 | 0 | 10254.0865
2025-08-20 | 9891.616 | 0 | 1.6 | 0 | 0 | 0 | 0 | 0 | 0 | 0 | 0 | 0 | 0 | 0 | 0 | 0 | 0 | 0 | 0 | 0 | 0 | 0 | 1 | 0 | 0 | 0 | 0 | 0 | 10121.1603
2025-08-20 | 10074.703 | 0 | 1.6 | 0 | 0 | 0 | 0 | 0 | 0 | 0 | 0 | 0 | 0 | 0 | 0 | 0 | 0 | 0 | 0 | 0 | 0 | 0 | 0 | 1 | 0 | 0 | 0 | 0 | 10030.7054
2025-08-20 | 9854.648 | 0 | 1.3 | 0 | 0 | 0 | 0 | 0 | 0 | 0 | 0 | 0 | 0 | 0 | 0 | 0 | 0 | 0 | 0 | 0 | 0 | 0 | 0 | 0 | 1 | 0 | 0 | 0 | 9480.0703
2025-08-20 | 8862.812 | 0 | 1.1 | 0 | 0 | 0 | 0 | 0 | 0 | 0 | 0 | 0 | 0 | 0 | 0 | 0 | 0 | 0 | 0 | 0 | 0 | 0 | 0 | 0 | 0 | 1 | 0 | 0 | 8391.7378
2025-08-20 | 7585.682 | 0 | 1.1 | 0 | 0 | 0 | 0 | 0 | 0 | 0 | 0 | 0 | 0 | 0 | 0 | 0 | 0 | 0 | 0 | 0 | 0 | 0 | 0 | 0 | 0 | 0 | 1 | 0 | 7228.3528
2025-08-20 | 6609.477 | 0 | 1 | 0 | 0 | 0 | 0 | 0 | 0 | 0 | 0 | 0 | 0 | 0 | 0 | 0 | 0 | 0 | 0 | 0 | 0 | 0 | 0 | 0 | 0 | 0 | 0 | 1 | 6161.3012
2025-08-21 | 6059.847 | 0 | 0.3 | 0 | 1 | 0 | 0 | 0 | 0 | 0 | 0 | 0 | 0 | 0 | 0 | 0 | 0 | 0 | 0 | 0 | 0 | 0 | 0 | 0 | 0 | 0 | 0 | 0 | 5056.9326
2025-08-21 | 5661.941 | 0.3 | 0 | 0 | 0 | 1 | 0 | 0 | 0 | 0 | 0 | 0 | 0 | 0 | 0 | 0 | 0 | 0 | 0 | 0 | 0 | 0 | 0 | 0 | 0 | 0 | 0 | 0 | 4516.9808
2025-08-21 | 5469.795 | 1.1 | 0 | 0 | 0 | 0 | 1 | 0 | 0 | 0 | 0 | 0 | 0 | 0 | 0 | 0 | 0 | 0 | 0 | 0 | 0 | 0 | 0 | 0 | 0 | 0 | 0 | 0 | 4424.5072
2025-08-21 | 5395.352 | 2.2 | 0 | 0 | 0 | 0 | 0 | 1 | 0 | 0 | 0 | 0 | 0 | 0 | 0 | 0 | 0 | 0 | 0 | 0 | 0 | 0 | 0 | 0 | 0 | 0 | 0 | 0 | 4566.4864
2025-08-21 | 5534.356 | 1.2 | 0 | 0 | 0 | 0 | 0 | 0 | 1 | 0 | 0 | 0 | 0 | 0 | 0 | 0 | 0 | 0 | 0 | 0 | 0 | 0 | 0 | 0 | 0 | 0 | 0 | 0 | 4576.9898
2025-08-21 | 6048.987 | 1.6 | 0 | 0 | 0 | 0 | 0 | 0 | 0 | 1 | 0 | 0 | 0 | 0 | 0 | 0 | 0 | 0 | 0 | 0 | 0 | 0 | 0 | 0 | 0 | 0 | 0 | 0 | 5182.6559
2025-08-21 | 6704.174 | 2.1 | 0 | 0 | 0 | 0 | 0 | 0 | 0 | 0 | 1 | 0 | 0 | 0 | 0 | 0 | 0 | 0 | 0 | 0 | 0 | 0 | 0 | 0 | 0 | 0 | 0 | 0 | 6043.726
2025-08-21 | 7222.487 | 0.8 | 0 | 0 | 0 | 0 | 0 | 0 | 0 | 0 | 0 | 1 | 0 | 0 | 0 | 0 | 0 | 0 | 0 | 0 | 0 | 0 | 0 | 0 | 0 | 0 | 0 | 0 | 6490.0611
2025-08-21 | 7319 | 0 | 0.6 | 0 | 0 | 0 | 0 | 0 | 0 | 0 | 0 | 0 | 1 | 0 | 0 | 0 | 0 | 0 | 0 | 0 | 0 | 0 | 0 | 0 | 0 | 0 | 0 | 0 | 7039.6308
2025-08-21 | 7354.174 | 0 | 1.8 | 0 | 0 | 0 | 0 | 0 | 0 | 0 | 0 | 0 | 0 | 1 | 0 | 0 | 0 | 0 | 0 | 0 | 0 | 0 | 0 | 0 | 0 | 0 | 0 | 0 | 7838.4988
2025-08-21 | 7618.456 | 0 | 2.9 | 0 | 0 | 0 | 0 | 0 | 0 | 0 | 0 | 0 | 0 | 0 | 1 | 0 | 0 | 0 | 0 | 0 | 0 | 0 | 0 | 0 | 0 | 0 | 0 | 0 | 8538.5287
2025-08-21 | 7819.164 | 0 | 4.1 | 0 | 0 | 0 | 0 | 0 | 0 | 0 | 0 | 0 | 0 | 0 | 0 | 1 | 0 | 0 | 0 | 0 | 0 | 0 | 0 | 0 | 0 | 0 | 0 | 0 | 9334.8518
2025-08-21 | 7775.396 | 0 | 4.4 | 0 | 0 | 0 | 0 | 0 | 0 | 0 | 0 | 0 | 0 | 0 | 0 | 0 | 1 | 0 | 0 | 0 | 0 | 0 | 0 | 0 | 0 | 0 | 0 | 0 | 9416.072
2025-08-21 | 7728.028 | 0 | 4.6 | 0 | 0 | 0 | 0 | 0 | 0 | 0 | 0 | 0 | 0 | 0 | 0 | 0 | 0 | 1 | 0 | 0 | 0 | 0 | 0 | 0 | 0 | 0 | 0 | 0 | 9452.4104
2025-08-21 | 8534.39 | 0 | 4.2 | 0 | 0 | 0 | 0 | 0 | 0 | 0 | 0 | 0 | 0 | 0 | 0 | 0 | 0 | 0 | 1 | 0 | 0 | 0 | 0 | 0 | 0 | 0 | 0 | 0 | 9409.2089
2025-08-21 | 9889.356 | 0 | 4.2 | 0 | 0 | 0 | 0 | 0 | 0 | 0 | 0 | 0 | 0 | 0 | 0 | 0 | 0 | 0 | 0 | 1 | 0 | 0 | 0 | 0 | 0 | 0 | 0 | 0 | 10101.8547
2025-08-21 | 11398.418 | 0 | 4.1 | 0 | 0 | 0 | 0 | 0 | 0 | 0 | 0 | 0 | 0 | 0 | 0 | 0 | 0 | 0 | 0 | 0 | 1 | 0 | 0 | 0 | 0 | 0 | 0 | 0 | 11076.6217
2025-08-21 | 11539.085 | 0 | 3.7 | 0 | 0 | 0 | 0 | 0 | 0 | 0 | 0 | 0 | 0 | 0 | 0 | 0 | 0 | 0 | 0 | 0 | 0 | 1 | 0 | 0 | 0 | 0 | 0 | 0 | 11339.8319
2025-08-21 | 11318.842 | 0 | 3.8 | 0 | 0 | 0 | 0 | 0 | 0 | 0 | 0 | 0 | 0 | 0 | 0 | 0 | 0 | 0 | 0 | 0 | 0 | 0 | 1 | 0 | 0 | 0 | 0 | 0 | 11378.3391
2025-08-21 | 11333.102 | 0 | 2.7 | 0 | 0 | 0 | 0 | 0 | 0 | 0 | 0 | 0 | 0 | 0 | 0 | 0 | 0 | 0 | 0 | 0 | 0 | 0 | 0 | 1 | 0 | 0 | 0 | 0 | 10659.2948
2025-08-21 | 10863.681 | 0 | 1.9 | 0 | 0 | 0 | 0 | 0 | 0 | 0 | 0 | 0 | 0 | 0 | 0 | 0 | 0 | 0 | 0 | 0 | 0 | 0 | 0 | 0 | 1 | 0 | 0 | 0 | 9822.9373
2025-08-21 | 9755.145 | 0 | 1.1 | 0 | 0 | 0 | 0 | 0 | 0 | 0 | 0 | 0 | 0 | 0 | 0 | 0 | 0 | 0 | 0 | 0 | 0 | 0 | 0 | 0 | 0 | 1 | 0 | 0 | 8391.7378
2025-08-21 | 8372.68 | 0 | 0.4 | 0 | 0 | 0 | 0 | 0 | 0 | 0 | 0 | 0 | 0 | 0 | 0 | 0 | 0 | 0 | 0 | 0 | 0 | 0 | 0 | 0 | 0 | 0 | 1 | 0 | 6828.3414
2025-08-21 | 7124.13 | 0 | 0.5 | 0 | 0 | 0 | 0 | 0 | 0 | 0 | 0 | 0 | 0 | 0 | 0 | 0 | 0 | 0 | 0 | 0 | 0 | 0 | 0 | 0 | 0 | 0 | 0 | 1 | 5875.5787
2025-08-22 | 6392.575 | 0.2 | 0 | 0 | 1 | 0 | 0 | 0 | 0 | 0 | 0 | 0 | 0 | 0 | 0 | 0 | 0 | 0 | 0 | 0 | 0 | 0 | 0 | 0 | 0 | 0 | 0 | 0 | 4919.546
2025-08-22 | 5898.763 | 0.7 | 0 | 0 | 0 | 1 | 0 | 0 | 0 | 0 | 0 | 0 | 0 | 0 | 0 | 0 | 0 | 0 | 0 | 0 | 0 | 0 | 0 | 0 | 0 | 0 | 0 | 0 | 4585.0744
2025-08-22 | 5681.106 | 0.3 | 0 | 0 | 0 | 0 | 1 | 0 | 0 | 0 | 0 | 0 | 0 | 0 | 0 | 0 | 0 | 0 | 0 | 0 | 0 | 0 | 0 | 0 | 0 | 0 | 0 | 0 | 4288.32
2025-08-22 | 5554.042 | 1 | 0 | 0 | 0 | 0 | 0 | 1 | 0 | 0 | 0 | 0 | 0 | 0 | 0 | 0 | 0 | 0 | 0 | 0 | 0 | 0 | 0 | 0 | 0 | 0 | 0 | 0 | 4362.2055
2025-08-22 | 5743.231 | 0.7 | 0 | 0 | 0 | 0 | 0 | 0 | 1 | 0 | 0 | 0 | 0 | 0 | 0 | 0 | 0 | 0 | 0 | 0 | 0 | 0 | 0 | 0 | 0 | 0 | 0 | 0 | 4491.8727
2025-08-22 | 6177.462 | 0.9 | 0 | 0 | 0 | 0 | 0 | 0 | 0 | 1 | 0 | 0 | 0 | 0 | 0 | 0 | 0 | 0 | 0 | 0 | 0 | 0 | 0 | 0 | 0 | 0 | 0 | 0 | 5063.4921
2025-08-22 | 7008.094 | 1.2 | 0 | 0 | 0 | 0 | 0 | 0 | 0 | 0 | 1 | 0 | 0 | 0 | 0 | 0 | 0 | 0 | 0 | 0 | 0 | 0 | 0 | 0 | 0 | 0 | 0 | 0 | 5890.5154
2025-08-22 | 7863.708 | 0 | 0.8 | 0 | 0 | 0 | 0 | 0 | 0 | 0 | 0 | 1 | 0 | 0 | 0 | 0 | 0 | 0 | 0 | 0 | 0 | 0 | 0 | 0 | 0 | 0 | 0 | 0 | 6811.0297
2025-08-22 | 8625.57 | 0 | 2.5 | 0 | 0 | 0 | 0 | 0 | 0 | 0 | 0 | 0 | 1 | 0 | 0 | 0 | 0 | 0 | 0 | 0 | 0 | 0 | 0 | 0 | 0 | 0 | 0 | 0 | 8125.3761
2025-08-22 | 9317.502 | 0 | 4.9 | 0 | 0 | 0 | 0 | 0 | 0 | 0 | 0 | 0 | 0 | 1 | 0 | 0 | 0 | 0 | 0 | 0 | 0 | 0 | 0 | 0 | 0 | 0 | 0 | 0 | 9609.978
2025-08-22 | 9940.891 | 0 | 6.1 | 0 | 0 | 0 | 0 | 0 | 0 | 0 | 0 | 0 | 0 | 0 | 1 | 0 | 0 | 0 | 0 | 0 | 0 | 0 | 0 | 0 | 0 | 0 | 0 | 0 | 10367.1525
2025-08-22 | 10583.731 | 0 | 6.8 | 0 | 0 | 0 | 0 | 0 | 0 | 0 | 0 | 0 | 0 | 0 | 0 | 1 | 0 | 0 | 0 | 0 | 0 | 0 | 0 | 0 | 0 | 0 | 0 | 0 | 10877.7531
2025-08-22 | 11004.864 | 0 | 7.5 | 0 | 0 | 0 | 0 | 0 | 0 | 0 | 0 | 0 | 0 | 0 | 0 | 0 | 1 | 0 | 0 | 0 | 0 | 0 | 0 | 0 | 0 | 0 | 0 | 0 | 11187.5512
2025-08-22 | 11560.899 | 0 | 7.9 | 0 | 0 | 0 | 0 | 0 | 0 | 0 | 0 | 0 | 0 | 0 | 0 | 0 | 0 | 1 | 0 | 0 | 0 | 0 | 0 | 0 | 0 | 0 | 0 | 0 | 11338.1787
2025-08-22 | 12280.276 | 0 | 7.9 | 0 | 0 | 0 | 0 | 0 | 0 | 0 | 0 | 0 | 0 | 0 | 0 | 0 | 0 | 0 | 1 | 0 | 0 | 0 | 0 | 0 | 0 | 0 | 0 | 0 | 11523.5551
2025-08-22 | 13201.442 | 0 | 7.9 | 0 | 0 | 0 | 0 | 0 | 0 | 0 | 0 | 0 | 0 | 0 | 0 | 0 | 0 | 0 | 0 | 1 | 0 | 0 | 0 | 0 | 0 | 0 | 0 | 0 | 12216.2009
2025-08-22 | 14122.332 | 0 | 7.6 | 0 | 0 | 0 | 0 | 0 | 0 | 0 | 0 | 0 | 0 | 0 | 0 | 0 | 0 | 0 | 0 | 0 | 1 | 0 | 0 | 0 | 0 | 0 | 0 | 0 | 13076.679
2025-08-22 | 13886.789 | 0 | 7.7 | 0 | 0 | 0 | 0 | 0 | 0 | 0 | 0 | 0 | 0 | 0 | 0 | 0 | 0 | 0 | 0 | 0 | 0 | 1 | 0 | 0 | 0 | 0 | 0 | 0 | 13625.6116
2025-08-22 | 13332.471 | 0 | 7.4 | 0 | 0 | 0 | 0 | 0 | 0 | 0 | 0 | 0 | 0 | 0 | 0 | 0 | 0 | 0 | 0 | 0 | 0 | 0 | 1 | 0 | 0 | 0 | 0 | 0 | 13435.5408
2025-08-22 | 12829.939 | 0 | 5.4 | 0 | 0 | 0 | 0 | 0 | 0 | 0 | 0 | 0 | 0 | 0 | 0 | 0 | 0 | 0 | 0 | 0 | 0 | 0 | 0 | 1 | 0 | 0 | 0 | 0 | 12202.1961
2025-08-22 | 12034.968 | 0 | 4.8 | 0 | 0 | 0 | 0 | 0 | 0 | 0 | 0 | 0 | 0 | 0 | 0 | 0 | 0 | 0 | 0 | 0 | 0 | 0 | 0 | 0 | 1 | 0 | 0 | 0 | 11480.1276
2025-08-22 | 10871.717 | 0 | 5.1 | 0 | 0 | 0 | 0 | 0 | 0 | 0 | 0 | 0 | 0 | 0 | 0 | 0 | 0 | 0 | 0 | 0 | 0 | 0 | 0 | 0 | 0 | 1 | 0 | 0 | 10677.5175
2025-08-22 | 9458.742 | 0 | 4 | 0 | 0 | 0 | 0 | 0 | 0 | 0 | 0 | 0 | 0 | 0 | 0 | 0 | 0 | 0 | 0 | 0 | 0 | 0 | 0 | 0 | 0 | 0 | 1 | 0 | 8885.5431
2025-08-22 | 8202.56 | 0 | 3 | 0 | 0 | 0 | 0 | 0 | 0 | 0 | 0 | 0 | 0 | 0 | 0 | 0 | 0 | 0 | 0 | 0 | 0 | 0 | 0 | 0 | 0 | 0 | 0 | 1 | 7304.191
2025-08-23 | 7177.483 | 0 | 2.4 | 1 | 1 | 0 | 0 | 0 | 0 | 0 | 0 | 0 | 0 | 0 | 0 | 0 | 0 | 0 | 0 | 0 | 0 | 0 | 0 | 0 | 0 | 0 | 0 | 0 | 6740.0983
2025-08-23 | 6543.453 | 0 | 1.8 | 1 | 0 | 1 | 0 | 0 | 0 | 0 | 0 | 0 | 0 | 0 | 0 | 0 | 0 | 0 | 0 | 0 | 0 | 0 | 0 | 0 | 0 | 0 | 0 | 0 | 5977.6428
2025-08-23 | 6111.07 | 0 | 2.2 | 1 | 0 | 0 | 1 | 0 | 0 | 0 | 0 | 0 | 0 | 0 | 0 | 0 | 0 | 0 | 0 | 0 | 0 | 0 | 0 | 0 | 0 | 0 | 0 | 0 | 5977.5599
2025-08-23 | 5903.37 | 0 | 1.4 | 1 | 0 | 0 | 0 | 1 | 0 | 0 | 0 | 0 | 0 | 0 | 0 | 0 | 0 | 0 | 0 | 0 | 0 | 0 | 0 | 0 | 0 | 0 | 0 | 0 | 5475.1257
2025-08-23 | 5860.953 | 0 | 0.9 | 1 | 0 | 0 | 0 | 0 | 1 | 0 | 0 | 0 | 0 | 0 | 0 | 0 | 0 | 0 | 0 | 0 | 0 | 0 | 0 | 0 | 0 | 0 | 0 | 0 | 5370.1407
2025-08-23 | 6175.902 | 0 | 0.7 | 1 | 0 | 0 | 0 | 0 | 0 | 1 | 0 | 0 | 0 | 0 | 0 | 0 | 0 | 0 | 0 | 0 | 0 | 0 | 0 | 0 | 0 | 0 | 0 | 0 | 5793.4242
2025-08-23 | 7068.062 | 0 | 0.8 | 1 | 0 | 0 | 0 | 0 | 0 | 0 | 1 | 0 | 0 | 0 | 0 | 0 | 0 | 0 | 0 | 0 | 0 | 0 | 0 | 0 | 0 | 0 | 0 | 0 | 6626.5218
2025-08-23 | 8352.143 | 0 | 2.1 | 1 | 0 | 0 | 0 | 0 | 0 | 0 | 0 | 1 | 0 | 0 | 0 | 0 | 0 | 0 | 0 | 0 | 0 | 0 | 0 | 0 | 0 | 0 | 0 | 0 | 8037.0395
2025-08-23 | 9711.972 | 0 | 4.8 | 1 | 0 | 0 | 0 | 0 | 0 | 0 | 0 | 0 | 1 | 0 | 0 | 0 | 0 | 0 | 0 | 0 | 0 | 0 | 0 | 0 | 0 | 0 | 0 | 0 | 9922.8308
2025-08-23 | 10458.103 | 0 | 5.7 | 1 | 0 | 0 | 0 | 0 | 0 | 0 | 0 | 0 | 0 | 1 | 0 | 0 | 0 | 0 | 0 | 0 | 0 | 0 | 0 | 0 | 0 | 0 | 0 | 0 | 10550.2653
2025-08-23 | 11424.653 | 0 | 6.8 | 1 | 0 | 0 | 0 | 0 | 0 | 0 | 0 | 0 | 0 | 0 | 1 | 0 | 0 | 0 | 0 | 0 | 0 | 0 | 0 | 0 | 0 | 0 | 0 | 0 | 11250.2952
2025-08-23 | 12037.863 | 0 | 7.1 | 1 | 0 | 0 | 0 | 0 | 0 | 0 | 0 | 0 | 0 | 0 | 0 | 1 | 0 | 0 | 0 | 0 | 0 | 0 | 0 | 0 | 0 | 0 | 0 | 0 | 11532.3179
2025-08-23 | 12594.13 | 0 | 6.9 | 1 | 0 | 0 | 0 | 0 | 0 | 0 | 0 | 0 | 0 | 0 | 0 | 0 | 1 | 0 | 0 | 0 | 0 | 0 | 0 | 0 | 0 | 0 | 0 | 0 | 11327.8156
2025-08-23 | 12569.432 | 0 | 6.8 | 1 | 0 | 0 | 0 | 0 | 0 | 0 | 0 | 0 | 0 | 0 | 0 | 0 | 0 | 1 | 0 | 0 | 0 | 0 | 0 | 0 | 0 | 0 | 0 | 0 | 11192.7206
2025-08-23 | 12579.917 | 0 | 6.4 | 1 | 0 | 0 | 0 | 0 | 0 | 0 | 0 | 0 | 0 | 0 | 0 | 0 | 0 | 0 | 1 | 0 | 0 | 0 | 0 | 0 | 0 | 0 | 0 | 0 | 11149.5191
2025-08-23 | 12920.317 | 0 | 7.9 | 1 | 0 | 0 | 0 | 0 | 0 | 0 | 0 | 0 | 0 | 0 | 0 | 0 | 0 | 0 | 0 | 1 | 0 | 0 | 0 | 0 | 0 | 0 | 0 | 0 | 12699.3322
2025-08-23 | 13252.021 | 0 | 7.5 | 1 | 0 | 0 | 0 | 0 | 0 | 0 | 0 | 0 | 0 | 0 | 0 | 0 | 0 | 0 | 0 | 0 | 1 | 0 | 0 | 0 | 0 | 0 | 0 | 0 | 13502.6658
2025-08-23 | 13134.174 | 0 | 7.5 | 1 | 0 | 0 | 0 | 0 | 0 | 0 | 0 | 0 | 0 | 0 | 0 | 0 | 0 | 0 | 0 | 0 | 0 | 1 | 0 | 0 | 0 | 0 | 0 | 0 | 13994.4539
2025-08-23 | 12596.076 | 0 | 6.6 | 1 | 0 | 0 | 0 | 0 | 0 | 0 | 0 | 0 | 0 | 0 | 0 | 0 | 0 | 0 | 0 | 0 | 0 | 0 | 1 | 0 | 0 | 0 | 0 | 0 | 13461.5162
2025-08-23 | 12340.399 | 0 | 6 | 1 | 0 | 0 | 0 | 0 | 0 | 0 | 0 | 0 | 0 | 0 | 0 | 0 | 0 | 0 | 0 | 0 | 0 | 0 | 0 | 1 | 0 | 0 | 0 | 0 | 13028.1944
2025-08-23 | 12009.736 | 0 | 5.2 | 1 | 0 | 0 | 0 | 0 | 0 | 0 | 0 | 0 | 0 | 0 | 0 | 0 | 0 | 0 | 0 | 0 | 0 | 0 | 0 | 0 | 1 | 0 | 0 | 0 | 12191.8369
2025-08-23 | 10992.869 | 0 | 4.8 | 1 | 0 | 0 | 0 | 0 | 0 | 0 | 0 | 0 | 0 | 0 | 0 | 0 | 0 | 0 | 0 | 0 | 0 | 0 | 0 | 0 | 0 | 1 | 0 | 0 | 10989.2154
2025-08-23 | 9912.789 | 0 | 4.6 | 1 | 0 | 0 | 0 | 0 | 0 | 0 | 0 | 0 | 0 | 0 | 0 | 0 | 0 | 0 | 0 | 0 | 0 | 0 | 0 | 0 | 0 | 0 | 1 | 0 | 9711.5414
2025-08-23 | 8722.382 | 0 | 4.2 | 1 | 0 | 0 | 0 | 0 | 0 | 0 | 0 | 0 | 0 | 0 | 0 | 0 | 0 | 0 | 0 | 0 | 0 | 0 | 0 | 0 | 0 | 0 | 0 | 1 | 8473.0563
2025-08-24 | 7861.034 | 0 | 3.1 | 1 | 1 | 0 | 0 | 0 | 0 | 0 | 0 | 0 | 0 | 0 | 0 | 0 | 0 | 0 | 0 | 0 | 0 | 0 | 0 | 0 | 0 | 0 | 0 | 0 | 7140.1097
2025-08-24 | 7248.697 | 0 | 1.7 | 1 | 0 | 1 | 0 | 0 | 0 | 0 | 0 | 0 | 0 | 0 | 0 | 0 | 0 | 0 | 0 | 0 | 0 | 0 | 0 | 0 | 0 | 0 | 0 | 0 | 5920.4983
2025-08-24 | 6857.015 | 0 | 0.5 | 1 | 0 | 0 | 1 | 0 | 0 | 0 | 0 | 0 | 0 | 0 | 0 | 0 | 0 | 0 | 0 | 0 | 0 | 0 | 0 | 0 | 0 | 0 | 0 | 0 | 5006.1035
2025-08-24 | 6565.792 | 0 | 0.3 | 1 | 0 | 0 | 0 | 1 | 0 | 0 | 0 | 0 | 0 | 0 | 0 | 0 | 0 | 0 | 0 | 0 | 0 | 0 | 0 | 0 | 0 | 0 | 0 | 0 | 4846.5363
2025-08-24 | 6388.931 | 0.6 | 0 | 1 | 0 | 0 | 0 | 0 | 1 | 0 | 0 | 0 | 0 | 0 | 0 | 0 | 0 | 0 | 0 | 0 | 0 | 0 | 0 | 0 | 0 | 0 | 0 | 0 | 4957.9807
2025-08-24 | 6483.122 | 1.4 | 0 | 1 | 0 | 0 | 0 | 0 | 0 | 1 | 0 | 0 | 0 | 0 | 0 | 0 | 0 | 0 | 0 | 0 | 0 | 0 | 0 | 0 | 0 | 0 | 0 | 0 | 5631.7404
2025-08-24 | 7506.699 | 1.1 | 0 | 1 | 0 | 0 | 0 | 0 | 0 | 0 | 1 | 0 | 0 | 0 | 0 | 0 | 0 | 0 | 0 | 0 | 0 | 0 | 0 | 0 | 0 | 0 | 0 | 0 | 6356.6233
2025-08-24 | 9297.595 | 0 | 0.1 | 1 | 0 | 0 | 0 | 0 | 0 | 0 | 0 | 1 | 0 | 0 | 0 | 0 | 0 | 0 | 0 | 0 | 0 | 0 | 0 | 0 | 0 | 0 | 0 | 0 | 6894.1496
2025-08-24 | 10686.854 | 0 | 1.7 | 1 | 0 | 0 | 0 | 0 | 0 | 0 | 0 | 0 | 1 | 0 | 0 | 0 | 0 | 0 | 0 | 0 | 0 | 0 | 0 | 0 | 0 | 0 | 0 | 0 | 8151.3515
2025-08-24 | 11531.781 | 0 | 3.9 | 1 | 0 | 0 | 0 | 0 | 0 | 0 | 0 | 0 | 0 | 1 | 0 | 0 | 0 | 0 | 0 | 0 | 0 | 0 | 0 | 0 | 0 | 0 | 0 | 0 | 9521.6645
2025-08-24 | 12305.567 | 0 | 3.9 | 1 | 0 | 0 | 0 | 0 | 0 | 0 | 0 | 0 | 0 | 0 | 1 | 0 | 0 | 0 | 0 | 0 | 0 | 0 | 0 | 0 | 0 | 0 | 0 | 0 | 9593.105
2025-08-24 | 13195.864 | 0 | 4.4 | 1 | 0 | 0 | 0 | 0 | 0 | 0 | 0 | 0 | 0 | 0 | 0 | 1 | 0 | 0 | 0 | 0 | 0 | 0 | 0 | 0 | 0 | 0 | 0 | 0 | 9989.4166
2025-08-24 | 13684.415 | 0 | 4.9 | 1 | 0 | 0 | 0 | 0 | 0 | 0 | 0 | 0 | 0 | 0 | 0 | 0 | 1 | 0 | 0 | 0 | 0 | 0 | 0 | 0 | 0 | 0 | 0 | 0 | 10184.9258
2025-08-24 | 13881.87 | 0 | 5.7 | 1 | 0 | 0 | 0 | 0 | 0 | 0 | 0 | 0 | 0 | 0 | 0 | 0 | 0 | 1 | 0 | 0 | 0 | 0 | 0 | 0 | 0 | 0 | 0 | 0 | 10564.1312
2025-08-24 | 14501.661 | 0 | 5 | 1 | 0 | 0 | 0 | 0 | 0 | 0 | 0 | 0 | 0 | 0 | 0 | 0 | 0 | 0 | 1 | 0 | 0 | 0 | 0 | 0 | 0 | 0 | 0 | 0 | 10349.4962
2025-08-24 | 15295.97 | 0 | 5.9 | 1 | 0 | 0 | 0 | 0 | 0 | 0 | 0 | 0 | 0 | 0 | 0 | 0 | 0 | 0 | 0 | 1 | 0 | 0 | 0 | 0 | 0 | 0 | 0 | 0 | 11556.4424
2025-08-24 | 16224.176 | 0 | 7 | 1 | 0 | 0 | 0 | 0 | 0 | 0 | 0 | 0 | 0 | 0 | 0 | 0 | 0 | 0 | 0 | 0 | 1 | 0 | 0 | 0 | 0 | 0 | 0 | 0 | 13216.9433
2025-08-24 | 15666.598 | 0 | 5.5 | 1 | 0 | 0 | 0 | 0 | 0 | 0 | 0 | 0 | 0 | 0 | 0 | 0 | 0 | 0 | 0 | 0 | 0 | 1 | 0 | 0 | 0 | 0 | 0 | 0 | 12851.5641
2025-08-24 | 14479.668 | 0 | 4.9 | 1 | 0 | 0 | 0 | 0 | 0 | 0 | 0 | 0 | 0 | 0 | 0 | 0 | 0 | 0 | 0 | 0 | 0 | 0 | 1 | 0 | 0 | 0 | 0 | 0 | 12490.0598
2025-08-24 | 13617.335 | 0 | 3.2 | 1 | 0 | 0 | 0 | 0 | 0 | 0 | 0 | 0 | 0 | 0 | 0 | 0 | 0 | 0 | 0 | 0 | 0 | 0 | 0 | 1 | 0 | 0 | 0 | 0 | 11428.1486
2025-08-24 | 12603.908 | 0 | 1.5 | 1 | 0 | 0 | 0 | 0 | 0 | 0 | 0 | 0 | 0 | 0 | 0 | 0 | 0 | 0 | 0 | 0 | 0 | 0 | 0 | 0 | 1 | 0 | 0 | 0 | 10077.4907
2025-08-24 | 10912.894 | 1.1 | 0 | 1 | 0 | 0 | 0 | 0 | 0 | 0 | 0 | 0 | 0 | 0 | 0 | 0 | 0 | 0 | 0 | 0 | 0 | 0 | 0 | 0 | 0 | 1 | 0 | 0 | 8433.5372
2025-08-24 | 9292.174 | 1.8 | 0 | 1 | 0 | 0 | 0 | 0 | 0 | 0 | 0 | 0 | 0 | 0 | 0 | 0 | 0 | 0 | 0 | 0 | 0 | 0 | 0 | 0 | 0 | 0 | 1 | 0 | 7389.3161
2025-08-24 | 7937.906 | 1.4 | 0 | 1 | 0 | 0 | 0 | 0 | 0 | 0 | 0 | 0 | 0 | 0 | 0 | 0 | 0 | 0 | 0 | 0 | 0 | 0 | 0 | 0 | 0 | 0 | 0 | 1 | 6311.3153
2025-08-25 | 6980.132 | 2.2 | 0 | 0 | 1 | 0 | 0 | 0 | 0 | 0 | 0 | 0 | 0 | 0 | 0 | 0 | 0 | 0 | 0 | 0 | 0 | 0 | 0 | 0 | 0 | 0 | 0 | 0 | 5260.0141
2025-08-25 | 6377.008 | 2.7 | 0 | 0 | 0 | 1 | 0 | 0 | 0 | 0 | 0 | 0 | 0 | 0 | 0 | 0 | 0 | 0 | 0 | 0 | 0 | 0 | 0 | 0 | 0 | 0 | 0 | 0 | 4925.5425
2025-08-25 | 6030.939 | 2.9 | 0 | 0 | 0 | 0 | 1 | 0 | 0 | 0 | 0 | 0 | 0 | 0 | 0 | 0 | 0 | 0 | 0 | 0 | 0 | 0 | 0 | 0 | 0 | 0 | 0 | 0 | 4730.9285
2025-08-25 | 5914.41 | 3.5 | 0 | 0 | 0 | 0 | 0 | 1 | 0 | 0 | 0 | 0 | 0 | 0 | 0 | 0 | 0 | 0 | 0 | 0 | 0 | 0 | 0 | 0 | 0 | 0 | 0 | 0 | 4787.7907
2025-08-25 | 6021.214 | 4.7 | 0 | 0 | 0 | 0 | 0 | 0 | 1 | 0 | 0 | 0 | 0 | 0 | 0 | 0 | 0 | 0 | 0 | 0 | 0 | 0 | 0 | 0 | 0 | 0 | 0 | 0 | 5172.809
2025-08-25 | 6414.836 | 4.6 | 0 | 0 | 0 | 0 | 0 | 0 | 0 | 1 | 0 | 0 | 0 | 0 | 0 | 0 | 0 | 0 | 0 | 0 | 0 | 0 | 0 | 0 | 0 | 0 | 0 | 0 | 5693.3581
2025-08-25 | 7079.213 | 3.8 | 0 | 0 | 0 | 0 | 0 | 0 | 0 | 0 | 1 | 0 | 0 | 0 | 0 | 0 | 0 | 0 | 0 | 0 | 0 | 0 | 0 | 0 | 0 | 0 | 0 | 0 | 6333.1239
2025-08-25 | 7874.556 | 2.4 | 0 | 0 | 0 | 0 | 0 | 0 | 0 | 0 | 0 | 1 | 0 | 0 | 0 | 0 | 0 | 0 | 0 | 0 | 0 | 0 | 0 | 0 | 0 | 0 | 0 | 0 | 6762.4355
2025-08-25 | 8345.568 | 1.4 | 0 | 0 | 0 | 0 | 0 | 0 | 0 | 0 | 0 | 0 | 1 | 0 | 0 | 0 | 0 | 0 | 0 | 0 | 0 | 0 | 0 | 0 | 0 | 0 | 0 | 0 | 6935.0915
2025-08-25 | 8874.497 | 0 | 0.4 | 0 | 0 | 0 | 0 | 0 | 0 | 0 | 0 | 0 | 0 | 1 | 0 | 0 | 0 | 0 | 0 | 0 | 0 | 0 | 0 | 0 | 0 | 0 | 0 | 0 | 7038.4759
2025-08-25 | 9211.171 | 0 | 0.8 | 0 | 0 | 0 | 0 | 0 | 0 | 0 | 0 | 0 | 0 | 0 | 1 | 0 | 0 | 0 | 0 | 0 | 0 | 0 | 0 | 0 | 0 | 0 | 0 | 0 | 7338.4944
2025-08-25 | 9687.116 | 0 | 1.4 | 0 | 0 | 0 | 0 | 0 | 0 | 0 | 0 | 0 | 0 | 0 | 0 | 1 | 0 | 0 | 0 | 0 | 0 | 0 | 0 | 0 | 0 | 0 | 0 | 0 | 7791.9505
2025-08-25 | 9776.093 | 0 | 1 | 0 | 0 | 0 | 0 | 0 | 0 | 0 | 0 | 0 | 0 | 0 | 0 | 0 | 1 | 0 | 0 | 0 | 0 | 0 | 0 | 0 | 0 | 0 | 0 | 0 | 7473.1592
2025-08-25 | 9412.539 | 0 | 1.1 | 0 | 0 | 0 | 0 | 0 | 0 | 0 | 0 | 0 | 0 | 0 | 0 | 0 | 0 | 1 | 0 | 0 | 0 | 0 | 0 | 0 | 0 | 0 | 0 | 0 | 7452.3532
2025-08-25 | 9592.571 | 0 | 0.9 | 0 | 0 | 0 | 0 | 0 | 0 | 0 | 0 | 0 | 0 | 0 | 0 | 0 | 0 | 0 | 1 | 0 | 0 | 0 | 0 | 0 | 0 | 0 | 0 | 0 | 7523.4407
2025-08-25 | 10381.745 | 0 | 1.8 | 0 | 0 | 0 | 0 | 0 | 0 | 0 | 0 | 0 | 0 | 0 | 0 | 0 | 0 | 0 | 0 | 1 | 0 | 0 | 0 | 0 | 0 | 0 | 0 | 0 | 8730.3868
2025-08-25 | 11416.143 | 0 | 2.1 | 0 | 0 | 0 | 0 | 0 | 0 | 0 | 0 | 0 | 0 | 0 | 0 | 0 | 0 | 0 | 0 | 0 | 1 | 0 | 0 | 0 | 0 | 0 | 0 | 0 | 9933.7319
2025-08-25 | 11310.596 | 0 | 2.1 | 0 | 0 | 0 | 0 | 0 | 0 | 0 | 0 | 0 | 0 | 0 | 0 | 0 | 0 | 0 | 0 | 0 | 0 | 1 | 0 | 0 | 0 | 0 | 0 | 0 | 10425.52
2025-08-25 | 10616.575 | 0 | 1 | 0 | 0 | 0 | 0 | 0 | 0 | 0 | 0 | 0 | 0 | 0 | 0 | 0 | 0 | 0 | 0 | 0 | 0 | 0 | 1 | 0 | 0 | 0 | 0 | 0 | 9778.2933
2025-08-25 | 10427.389 | 0.5 | 0 | 0 | 0 | 0 | 0 | 0 | 0 | 0 | 0 | 0 | 0 | 0 | 0 | 0 | 0 | 0 | 0 | 0 | 0 | 0 | 0 | 1 | 0 | 0 | 0 | 0 | 9201.5106
2025-08-25 | 9881.357 | 0.7 | 0 | 0 | 0 | 0 | 0 | 0 | 0 | 0 | 0 | 0 | 0 | 0 | 0 | 0 | 0 | 0 | 0 | 0 | 0 | 0 | 0 | 0 | 1 | 0 | 0 | 0 | 8856.3558
2025-08-25 | 8675.71 | 1.5 | 0 | 0 | 0 | 0 | 0 | 0 | 0 | 0 | 0 | 0 | 0 | 0 | 0 | 0 | 0 | 0 | 0 | 0 | 0 | 0 | 0 | 0 | 0 | 1 | 0 | 0 | 8018.4995
2025-08-25 | 7495.813 | 3.2 | 0 | 0 | 0 | 0 | 0 | 0 | 0 | 0 | 0 | 0 | 0 | 0 | 0 | 0 | 0 | 0 | 0 | 0 | 0 | 0 | 0 | 0 | 0 | 0 | 1 | 0 | 7144.5124
2025-08-25 | 6639.928 | 3.5 | 0 | 0 | 0 | 0 | 0 | 0 | 0 | 0 | 0 | 0 | 0 | 0 | 0 | 0 | 0 | 0 | 0 | 0 | 0 | 0 | 0 | 0 | 0 | 0 | 0 | 1 | 6185.6755
2025-08-26 | 5885.225 | 3.7 | 0 | 0 | 1 | 0 | 0 | 0 | 0 | 0 | 0 | 0 | 0 | 0 | 0 | 0 | 0 | 0 | 0 | 0 | 0 | 0 | 0 | 0 | 0 | 0 | 0 | 0 | 5515.3652
2025-08-26 | 5513.467 | 3.4 | 0 | 0 | 0 | 1 | 0 | 0 | 0 | 0 | 0 | 0 | 0 | 0 | 0 | 0 | 0 | 0 | 0 | 0 | 0 | 0 | 0 | 0 | 0 | 0 | 0 | 0 | 5044.7064
2025-08-26 | 5346.331 | 4.5 | 0 | 0 | 0 | 0 | 1 | 0 | 0 | 0 | 0 | 0 | 0 | 0 | 0 | 0 | 0 | 0 | 0 | 0 | 0 | 0 | 0 | 0 | 0 | 0 | 0 | 0 | 5003.303
2025-08-26 | 5241.984 | 4.8 | 0 | 0 | 0 | 0 | 0 | 1 | 0 | 0 | 0 | 0 | 0 | 0 | 0 | 0 | 0 | 0 | 0 | 0 | 0 | 0 | 0 | 0 | 0 | 0 | 0 | 0 | 5009.0949
2025-08-26 | 5414.603 | 5.7 | 0 | 0 | 0 | 0 | 0 | 0 | 1 | 0 | 0 | 0 | 0 | 0 | 0 | 0 | 0 | 0 | 0 | 0 | 0 | 0 | 0 | 0 | 0 | 0 | 0 | 0 | 5343.043
2025-08-26 | 5961.452 | 6.4 | 0 | 0 | 0 | 0 | 0 | 0 | 0 | 1 | 0 | 0 | 0 | 0 | 0 | 0 | 0 | 0 | 0 | 0 | 0 | 0 | 0 | 0 | 0 | 0 | 0 | 0 | 5999.7794
2025-08-26 | 6567.835 | 6.1 | 0 | 0 | 0 | 0 | 0 | 0 | 0 | 0 | 1 | 0 | 0 | 0 | 0 | 0 | 0 | 0 | 0 | 0 | 0 | 0 | 0 | 0 | 0 | 0 | 0 | 0 | 6724.6623
2025-08-26 | 7075.753 | 4.1 | 0 | 0 | 0 | 0 | 0 | 0 | 0 | 0 | 0 | 1 | 0 | 0 | 0 | 0 | 0 | 0 | 0 | 0 | 0 | 0 | 0 | 0 | 0 | 0 | 0 | 0 | 7051.8334
2025-08-26 | 7228.959 | 1.8 | 0 | 0 | 0 | 0 | 0 | 0 | 0 | 0 | 0 | 0 | 1 | 0 | 0 | 0 | 0 | 0 | 0 | 0 | 0 | 0 | 0 | 0 | 0 | 0 | 0 | 0 | 7003.1851
2025-08-26 | 7380.915 | 0 | 0 | 0 | 0 | 0 | 0 | 0 | 0 | 0 | 0 | 0 | 0 | 1 | 0 | 0 | 0 | 0 | 0 | 0 | 0 | 0 | 0 | 0 | 0 | 0 | 0 | 0 | 6809.8979
2025-08-26 | 7493.158 | 0 | 0 | 0 | 0 | 0 | 0 | 0 | 0 | 0 | 0 | 0 | 0 | 0 | 1 | 0 | 0 | 0 | 0 | 0 | 0 | 0 | 0 | 0 | 0 | 0 | 0 | 0 | 6881.3384
2025-08-26 | 7752.464 | 0 | 1.7 | 0 | 0 | 0 | 0 | 0 | 0 | 0 | 0 | 0 | 0 | 0 | 0 | 1 | 0 | 0 | 0 | 0 | 0 | 0 | 0 | 0 | 0 | 0 | 0 | 0 | 7963.384
2025-08-26 | 7856.727 | 0 | 1.2 | 0 | 0 | 0 | 0 | 0 | 0 | 0 | 0 | 0 | 0 | 0 | 0 | 0 | 1 | 0 | 0 | 0 | 0 | 0 | 0 | 0 | 0 | 0 | 0 | 0 | 7587.4482
2025-08-26 | 8039.376 | 0 | 2.3 | 0 | 0 | 0 | 0 | 0 | 0 | 0 | 0 | 0 | 0 | 0 | 0 | 0 | 0 | 1 | 0 | 0 | 0 | 0 | 0 | 0 | 0 | 0 | 0 | 0 | 8138.0871
2025-08-26 | 8467.697 | 0 | 1.3 | 0 | 0 | 0 | 0 | 0 | 0 | 0 | 0 | 0 | 0 | 0 | 0 | 0 | 0 | 0 | 1 | 0 | 0 | 0 | 0 | 0 | 0 | 0 | 0 | 0 | 7752.0186
2025-08-26 | 9212.913 | 0.7 | 0 | 0 | 0 | 0 | 0 | 0 | 0 | 0 | 0 | 0 | 0 | 0 | 0 | 0 | 0 | 0 | 0 | 1 | 0 | 0 | 0 | 0 | 0 | 0 | 0 | 0 | 7820.9498
2025-08-26 | 9921.843 | 1.1 | 0 | 0 | 0 | 0 | 0 | 0 | 0 | 0 | 0 | 0 | 0 | 0 | 0 | 0 | 0 | 0 | 0 | 0 | 1 | 0 | 0 | 0 | 0 | 0 | 0 | 0 | 8920.955
2025-08-26 | 9851.548 | 1.1 | 0 | 0 | 0 | 0 | 0 | 0 | 0 | 0 | 0 | 0 | 0 | 0 | 0 | 0 | 0 | 0 | 0 | 0 | 0 | 1 | 0 | 0 | 0 | 0 | 0 | 0 | 9412.7431
2025-08-26 | 9641.139 | 1.4 | 0 | 0 | 0 | 0 | 0 | 0 | 0 | 0 | 0 | 0 | 0 | 0 | 0 | 0 | 0 | 0 | 0 | 0 | 0 | 0 | 1 | 0 | 0 | 0 | 0 | 0 | 9445.1761
2025-08-26 | 9493.773 | 1.5 | 0 | 0 | 0 | 0 | 0 | 0 | 0 | 0 | 0 | 0 | 0 | 0 | 0 | 0 | 0 | 0 | 0 | 0 | 0 | 0 | 0 | 1 | 0 | 0 | 0 | 0 | 9371.7446
2025-08-26 | 9080.648 | 1.7 | 0 | 0 | 0 | 0 | 0 | 0 | 0 | 0 | 0 | 0 | 0 | 0 | 0 | 0 | 0 | 0 | 0 | 0 | 0 | 0 | 0 | 0 | 1 | 0 | 0 | 0 | 9026.5898
2025-08-26 | 8162.625 | 2.9 | 0 | 0 | 0 | 0 | 0 | 0 | 0 | 0 | 0 | 0 | 0 | 0 | 0 | 0 | 0 | 0 | 0 | 0 | 0 | 0 | 0 | 0 | 0 | 1 | 0 | 0 | 8256.8272
2025-08-26 | 7176.556 | 3.9 | 0 | 0 | 0 | 0 | 0 | 0 | 0 | 0 | 0 | 0 | 0 | 0 | 0 | 0 | 0 | 0 | 0 | 0 | 0 | 0 | 0 | 0 | 0 | 0 | 1 | 0 | 7263.6763
2025-08-26 | 6249.793 | 4.2 | 0 | 0 | 0 | 0 | 0 | 0 | 0 | 0 | 0 | 0 | 0 | 0 | 0 | 0 | 0 | 0 | 0 | 0 | 0 | 0 | 0 | 0 | 0 | 0 | 0 | 1 | 6304.8393
2025-08-27 | 5645.191 | 4.6 | 0 | 0 | 1 | 0 | 0 | 0 | 0 | 0 | 0 | 0 | 0 | 0 | 0 | 0 | 0 | 0 | 0 | 0 | 0 | 0 | 0 | 0 | 0 | 0 | 0 | 0 | 5668.5758
2025-08-27 | 5309.39 | 5.9 | 0 | 0 | 0 | 1 | 0 | 0 | 0 | 0 | 0 | 0 | 0 | 0 | 0 | 0 | 0 | 0 | 0 | 0 | 0 | 0 | 0 | 0 | 0 | 0 | 0 | 0 | 5470.2915
2025-08-27 | 5143.52 | 5.6 | 0 | 0 | 0 | 0 | 1 | 0 | 0 | 0 | 0 | 0 | 0 | 0 | 0 | 0 | 0 | 0 | 0 | 0 | 0 | 0 | 0 | 0 | 0 | 0 | 0 | 0 | 5190.5605
2025-08-27 | 5169.277 | 6 | 0 | 0 | 0 | 0 | 0 | 1 | 0 | 0 | 0 | 0 | 0 | 0 | 0 | 0 | 0 | 0 | 0 | 0 | 0 | 0 | 0 | 0 | 0 | 0 | 0 | 0 | 5213.3758
2025-08-27 | 5407.998 | 7.2 | 0 | 0 | 0 | 0 | 0 | 0 | 1 | 0 | 0 | 0 | 0 | 0 | 0 | 0 | 0 | 0 | 0 | 0 | 0 | 0 | 0 | 0 | 0 | 0 | 0 | 0 | 5598.3941
2025-08-27 | 5930.462 | 5.3 | 0 | 0 | 0 | 0 | 0 | 0 | 0 | 1 | 0 | 0 | 0 | 0 | 0 | 0 | 0 | 0 | 0 | 0 | 0 | 0 | 0 | 0 | 0 | 0 | 0 | 0 | 5812.5219
2025-08-27 | 6652.4 | 5 | 0 | 0 | 0 | 0 | 0 | 0 | 0 | 0 | 1 | 0 | 0 | 0 | 0 | 0 | 0 | 0 | 0 | 0 | 0 | 0 | 0 | 0 | 0 | 0 | 0 | 0 | 6537.4048
2025-08-27 | 7165.581 | 4.2 | 0 | 0 | 0 | 0 | 0 | 0 | 0 | 0 | 0 | 1 | 0 | 0 | 0 | 0 | 0 | 0 | 0 | 0 | 0 | 0 | 0 | 0 | 0 | 0 | 0 | 0 | 7068.8569
2025-08-27 | 7368.76 | 1.4 | 0 | 0 | 0 | 0 | 0 | 0 | 0 | 0 | 0 | 0 | 1 | 0 | 0 | 0 | 0 | 0 | 0 | 0 | 0 | 0 | 0 | 0 | 0 | 0 | 0 | 0 | 6935.0915
2025-08-27 | 7479.808 | 0.3 | 0 | 0 | 0 | 0 | 0 | 0 | 0 | 0 | 0 | 0 | 0 | 1 | 0 | 0 | 0 | 0 | 0 | 0 | 0 | 0 | 0 | 0 | 0 | 0 | 0 | 0 | 6860.9681
2025-08-27 | 7672.7 | 0 | 0.5 | 0 | 0 | 0 | 0 | 0 | 0 | 0 | 0 | 0 | 0 | 0 | 1 | 0 | 0 | 0 | 0 | 0 | 0 | 0 | 0 | 0 | 0 | 0 | 0 | 0 | 7167.0609
2025-08-27 | 7913.221 | 0 | 1.9 | 0 | 0 | 0 | 0 | 0 | 0 | 0 | 0 | 0 | 0 | 0 | 0 | 1 | 0 | 0 | 0 | 0 | 0 | 0 | 0 | 0 | 0 | 0 | 0 | 0 | 8077.6729
2025-08-27 | 7853.629 | 0 | 3.5 | 0 | 0 | 0 | 0 | 0 | 0 | 0 | 0 | 0 | 0 | 0 | 0 | 0 | 1 | 0 | 0 | 0 | 0 | 0 | 0 | 0 | 0 | 0 | 0 | 0 | 8901.7715
2025-08-27 | 7904.222 | 0 | 3.1 | 0 | 0 | 0 | 0 | 0 | 0 | 0 | 0 | 0 | 0 | 0 | 0 | 0 | 0 | 1 | 0 | 0 | 0 | 0 | 0 | 0 | 0 | 0 | 0 | 0 | 8595.2431
2025-08-27 | 8295.741 | 0 | 4.5 | 0 | 0 | 0 | 0 | 0 | 0 | 0 | 0 | 0 | 0 | 0 | 0 | 0 | 0 | 0 | 1 | 0 | 0 | 0 | 0 | 0 | 0 | 0 | 0 | 0 | 9580.6424
2025-08-27 | 9212.26 | 0 | 5.3 | 0 | 0 | 0 | 0 | 0 | 0 | 0 | 0 | 0 | 0 | 0 | 0 | 0 | 0 | 0 | 0 | 1 | 0 | 0 | 0 | 0 | 0 | 0 | 0 | 0 | 10730.4441
2025-08-27 | 10461.507 | 0 | 3.3 | 0 | 0 | 0 | 0 | 0 | 0 | 0 | 0 | 0 | 0 | 0 | 0 | 0 | 0 | 0 | 0 | 0 | 1 | 0 | 0 | 0 | 0 | 0 | 0 | 0 | 10619.4658
2025-08-27 | 10404.004 | 0 | 4.3 | 0 | 0 | 0 | 0 | 0 | 0 | 0 | 0 | 0 | 0 | 0 | 0 | 0 | 0 | 0 | 0 | 0 | 0 | 1 | 0 | 0 | 0 | 0 | 0 | 0 | 11682.6988
2025-08-27 | 10214.336 | 0 | 2.6 | 0 | 0 | 0 | 0 | 0 | 0 | 0 | 0 | 0 | 0 | 0 | 0 | 0 | 0 | 0 | 0 | 0 | 0 | 0 | 1 | 0 | 0 | 0 | 0 | 0 | 10692.6052
2025-08-27 | 10185.608 | 0 | 0.8 | 0 | 0 | 0 | 0 | 0 | 0 | 0 | 0 | 0 | 0 | 0 | 0 | 0 | 0 | 0 | 0 | 0 | 0 | 0 | 0 | 1 | 0 | 0 | 0 | 0 | 9573.5495
2025-08-27 | 9579.683 | 1.4 | 0 | 0 | 0 | 0 | 0 | 0 | 0 | 0 | 0 | 0 | 0 | 0 | 0 | 0 | 0 | 0 | 0 | 0 | 0 | 0 | 0 | 0 | 1 | 0 | 0 | 0 | 8975.5196
2025-08-27 | 8413.527 | 1.7 | 0 | 0 | 0 | 0 | 0 | 0 | 0 | 0 | 0 | 0 | 0 | 0 | 0 | 0 | 0 | 0 | 0 | 0 | 0 | 0 | 0 | 0 | 0 | 1 | 0 | 0 | 8052.5463
2025-08-27 | 7311.512 | 1.5 | 0 | 0 | 0 | 0 | 0 | 0 | 0 | 0 | 0 | 0 | 0 | 0 | 0 | 0 | 0 | 0 | 0 | 0 | 0 | 0 | 0 | 0 | 0 | 0 | 1 | 0 | 6855.1145
2025-08-27 | 6388.879 | 2 | 0 | 0 | 0 | 0 | 0 | 0 | 0 | 0 | 0 | 0 | 0 | 0 | 0 | 0 | 0 | 0 | 0 | 0 | 0 | 0 | 0 | 0 | 0 | 0 | 0 | 1 | 5930.3244
2025-08-28 | 5723.864 | 1.9 | 0 | 0 | 1 | 0 | 0 | 0 | 0 | 0 | 0 | 0 | 0 | 0 | 0 | 0 | 0 | 0 | 0 | 0 | 0 | 0 | 0 | 0 | 0 | 0 | 0 | 0 | 5208.9439
2025-08-28 | 5398.485 | 2.6 | 0 | 0 | 0 | 1 | 0 | 0 | 0 | 0 | 0 | 0 | 0 | 0 | 0 | 0 | 0 | 0 | 0 | 0 | 0 | 0 | 0 | 0 | 0 | 0 | 0 | 0 | 4908.5191
2025-08-28 | 5191.411 | 2.8 | 0 | 0 | 0 | 0 | 1 | 0 | 0 | 0 | 0 | 0 | 0 | 0 | 0 | 0 | 0 | 0 | 0 | 0 | 0 | 0 | 0 | 0 | 0 | 0 | 0 | 0 | 4713.9051
2025-08-28 | 5152.939 | 3.6 | 0 | 0 | 0 | 0 | 0 | 1 | 0 | 0 | 0 | 0 | 0 | 0 | 0 | 0 | 0 | 0 | 0 | 0 | 0 | 0 | 0 | 0 | 0 | 0 | 0 | 0 | 4804.8141
2025-08-28 | 5429.069 | 3.3 | 0 | 0 | 0 | 0 | 0 | 0 | 1 | 0 | 0 | 0 | 0 | 0 | 0 | 0 | 0 | 0 | 0 | 0 | 0 | 0 | 0 | 0 | 0 | 0 | 0 | 0 | 4934.4813
2025-08-28 | 5959.195 | 4.4 | 0 | 0 | 0 | 0 | 0 | 0 | 0 | 1 | 0 | 0 | 0 | 0 | 0 | 0 | 0 | 0 | 0 | 0 | 0 | 0 | 0 | 0 | 0 | 0 | 0 | 0 | 5659.3113
2025-08-28 | 6610.848 | 3.2 | 0 | 0 | 0 | 0 | 0 | 0 | 0 | 0 | 1 | 0 | 0 | 0 | 0 | 0 | 0 | 0 | 0 | 0 | 0 | 0 | 0 | 0 | 0 | 0 | 0 | 0 | 6230.9835
2025-08-28 | 7029.923 | 1.4 | 0 | 0 | 0 | 0 | 0 | 0 | 0 | 0 | 0 | 1 | 0 | 0 | 0 | 0 | 0 | 0 | 0 | 0 | 0 | 0 | 0 | 0 | 0 | 0 | 0 | 0 | 6592.2015
2025-08-28 | 7136.277 | 0 | 0.2 | 0 | 0 | 0 | 0 | 0 | 0 | 0 | 0 | 0 | 1 | 0 | 0 | 0 | 0 | 0 | 0 | 0 | 0 | 0 | 0 | 0 | 0 | 0 | 0 | 0 | 6811.0528
2025-08-28 | 7345.353 | 0 | 0 | 0 | 0 | 0 | 0 | 0 | 0 | 0 | 0 | 0 | 0 | 1 | 0 | 0 | 0 | 0 | 0 | 0 | 0 | 0 | 0 | 0 | 0 | 0 | 0 | 0 | 6809.8979
2025-08-28 | 7526.47 | 1 | 0 | 0 | 0 | 0 | 0 | 0 | 0 | 0 | 0 | 0 | 0 | 0 | 1 | 0 | 0 | 0 | 0 | 0 | 0 | 0 | 0 | 0 | 0 | 0 | 0 | 0 | 7051.5725
2025-08-28 | 7732.497 | 0.6 | 0 | 0 | 0 | 0 | 0 | 0 | 0 | 0 | 0 | 0 | 0 | 0 | 0 | 1 | 0 | 0 | 0 | 0 | 0 | 0 | 0 | 0 | 0 | 0 | 0 | 0 | 7094.068
2025-08-28 | 7586.173 | 0.5 | 0 | 0 | 0 | 0 | 0 | 0 | 0 | 0 | 0 | 0 | 0 | 0 | 0 | 0 | 1 | 0 | 0 | 0 | 0 | 0 | 0 | 0 | 0 | 0 | 0 | 0 | 6986.8313
2025-08-28 | 7478.589 | 0.7 | 0 | 0 | 0 | 0 | 0 | 0 | 0 | 0 | 0 | 0 | 0 | 0 | 0 | 0 | 0 | 1 | 0 | 0 | 0 | 0 | 0 | 0 | 0 | 0 | 0 | 0 | 6942.9276
2025-08-28 | 7600.94 | 1.5 | 0 | 0 | 0 | 0 | 0 | 0 | 0 | 0 | 0 | 0 | 0 | 0 | 0 | 0 | 0 | 0 | 1 | 0 | 0 | 0 | 0 | 0 | 0 | 0 | 0 | 0 | 7264.4913
2025-08-28 | 8518.353 | 1.4 | 0 | 0 | 0 | 0 | 0 | 0 | 0 | 0 | 0 | 0 | 0 | 0 | 0 | 0 | 0 | 0 | 0 | 1 | 0 | 0 | 0 | 0 | 0 | 0 | 0 | 0 | 7940.1137
2025-08-28 | 9559.461 | 0.6 | 0 | 0 | 0 | 0 | 0 | 0 | 0 | 0 | 0 | 0 | 0 | 0 | 0 | 0 | 0 | 0 | 0 | 0 | 1 | 0 | 0 | 0 | 0 | 0 | 0 | 0 | 8835.838
2025-08-28 | 9438.083 | 0 | 0 | 0 | 0 | 0 | 0 | 0 | 0 | 0 | 0 | 0 | 0 | 0 | 0 | 0 | 0 | 0 | 0 | 0 | 0 | 1 | 0 | 0 | 0 | 0 | 0 | 0 | 9225.4857
2025-08-28 | 9370.619 | 0.3 | 0 | 0 | 0 | 0 | 0 | 0 | 0 | 0 | 0 | 0 | 0 | 0 | 0 | 0 | 0 | 0 | 0 | 0 | 0 | 0 | 1 | 0 | 0 | 0 | 0 | 0 | 9257.9186
2025-08-28 | 9613.918 | 2.1 | 0 | 0 | 0 | 0 | 0 | 0 | 0 | 0 | 0 | 0 | 0 | 0 | 0 | 0 | 0 | 0 | 0 | 0 | 0 | 0 | 0 | 1 | 0 | 0 | 0 | 0 | 9473.8851
2025-08-28 | 9240.201 | 3.2 | 0 | 0 | 0 | 0 | 0 | 0 | 0 | 0 | 0 | 0 | 0 | 0 | 0 | 0 | 0 | 0 | 0 | 0 | 0 | 0 | 0 | 0 | 1 | 0 | 0 | 0 | 9281.9409
2025-08-28 | 8132.816 | 4.4 | 0 | 0 | 0 | 0 | 0 | 0 | 0 | 0 | 0 | 0 | 0 | 0 | 0 | 0 | 0 | 0 | 0 | 0 | 0 | 0 | 0 | 0 | 0 | 1 | 0 | 0 | 8512.1783
2025-08-28 | 7233.375 | 5.2 | 0 | 0 | 0 | 0 | 0 | 0 | 0 | 0 | 0 | 0 | 0 | 0 | 0 | 0 | 0 | 0 | 0 | 0 | 0 | 0 | 0 | 0 | 0 | 0 | 1 | 0 | 7484.9805
2025-08-28 | 6369.58 | 5.7 | 0 | 0 | 0 | 0 | 0 | 0 | 0 | 0 | 0 | 0 | 0 | 0 | 0 | 0 | 0 | 0 | 0 | 0 | 0 | 0 | 0 | 0 | 0 | 0 | 0 | 1 | 6560.1904
2025-08-29 | 5755.108 | 6.2 | 0 | 0 | 1 | 0 | 0 | 0 | 0 | 0 | 0 | 0 | 0 | 0 | 0 | 0 | 0 | 0 | 0 | 0 | 0 | 0 | 0 | 0 | 0 | 0 | 0 | 0 | 5940.9503
2025-08-29 | 5437.351 | 6.7 | 0 | 0 | 0 | 1 | 0 | 0 | 0 | 0 | 0 | 0 | 0 | 0 | 0 | 0 | 0 | 0 | 0 | 0 | 0 | 0 | 0 | 0 | 0 | 0 | 0 | 0 | 5606.4788
2025-08-29 | 5163.875 | 7.6 | 0 | 0 | 0 | 0 | 1 | 0 | 0 | 0 | 0 | 0 | 0 | 0 | 0 | 0 | 0 | 0 | 0 | 0 | 0 | 0 | 0 | 0 | 0 | 0 | 0 | 0 | 5531.0286
2025-08-29 | 5130.429 | 8 | 0 | 0 | 0 | 0 | 0 | 1 | 0 | 0 | 0 | 0 | 0 | 0 | 0 | 0 | 0 | 0 | 0 | 0 | 0 | 0 | 0 | 0 | 0 | 0 | 0 | 0 | 5553.8439
2025-08-29 | 5315.292 | 8.3 | 0 | 0 | 0 | 0 | 0 | 0 | 1 | 0 | 0 | 0 | 0 | 0 | 0 | 0 | 0 | 0 | 0 | 0 | 0 | 0 | 0 | 0 | 0 | 0 | 0 | 0 | 5785.6516
2025-08-29 | 5872.194 | 8.8 | 0 | 0 | 0 | 0 | 0 | 0 | 0 | 1 | 0 | 0 | 0 | 0 | 0 | 0 | 0 | 0 | 0 | 0 | 0 | 0 | 0 | 0 | 0 | 0 | 0 | 0 | 6408.3411
2025-08-29 | 6642.503 | 8.5 | 0 | 0 | 0 | 0 | 0 | 0 | 0 | 0 | 1 | 0 | 0 | 0 | 0 | 0 | 0 | 0 | 0 | 0 | 0 | 0 | 0 | 0 | 0 | 0 | 0 | 0 | 7133.224
2025-08-29 | 7279.715 | 6.7 | 0 | 0 | 0 | 0 | 0 | 0 | 0 | 0 | 0 | 1 | 0 | 0 | 0 | 0 | 0 | 0 | 0 | 0 | 0 | 0 | 0 | 0 | 0 | 0 | 0 | 0 | 7494.442
2025-08-29 | 7354.09 | 5.2 | 0 | 0 | 0 | 0 | 0 | 0 | 0 | 0 | 0 | 0 | 1 | 0 | 0 | 0 | 0 | 0 | 0 | 0 | 0 | 0 | 0 | 0 | 0 | 0 | 0 | 0 | 7581.9809
2025-08-29 | 7432.148 | 3.6 | 0 | 0 | 0 | 0 | 0 | 0 | 0 | 0 | 0 | 0 | 0 | 1 | 0 | 0 | 0 | 0 | 0 | 0 | 0 | 0 | 0 | 0 | 0 | 0 | 0 | 0 | 7422.7405
2025-08-29 | 7468.433 | 3.1 | 0 | 0 | 0 | 0 | 0 | 0 | 0 | 0 | 0 | 0 | 0 | 0 | 1 | 0 | 0 | 0 | 0 | 0 | 0 | 0 | 0 | 0 | 0 | 0 | 0 | 0 | 7409.064
2025-08-29 | 7614.433 | 2.4 | 0 | 0 | 0 | 0 | 0 | 0 | 0 | 0 | 0 | 0 | 0 | 0 | 0 | 1 | 0 | 0 | 0 | 0 | 0 | 0 | 0 | 0 | 0 | 0 | 0 | 0 | 7400.4893
2025-08-29 | 7323.426 | 2.1 | 0 | 0 | 0 | 0 | 0 | 0 | 0 | 0 | 0 | 0 | 0 | 0 | 0 | 0 | 1 | 0 | 0 | 0 | 0 | 0 | 0 | 0 | 0 | 0 | 0 | 0 | 7259.2058
2025-08-29 | 7294.48 | 2 | 0 | 0 | 0 | 0 | 0 | 0 | 0 | 0 | 0 | 0 | 0 | 0 | 0 | 0 | 0 | 1 | 0 | 0 | 0 | 0 | 0 | 0 | 0 | 0 | 0 | 0 | 7164.2319
2025-08-29 | 7520.938 | 1.4 | 0 | 0 | 0 | 0 | 0 | 0 | 0 | 0 | 0 | 0 | 0 | 0 | 0 | 0 | 0 | 0 | 1 | 0 | 0 | 0 | 0 | 0 | 0 | 0 | 0 | 0 | 7247.4679
2025-08-29 | 8149.428 | 0.3 | 0 | 0 | 0 | 0 | 0 | 0 | 0 | 0 | 0 | 0 | 0 | 0 | 0 | 0 | 0 | 0 | 0 | 1 | 0 | 0 | 0 | 0 | 0 | 0 | 0 | 0 | 7752.8562
2025-08-29 | 8826.454 | 0.2 | 0 | 0 | 0 | 0 | 0 | 0 | 0 | 0 | 0 | 0 | 0 | 0 | 0 | 0 | 0 | 0 | 0 | 0 | 1 | 0 | 0 | 0 | 0 | 0 | 0 | 0 | 8767.7444
2025-08-29 | 8960.691 | 1.4 | 0 | 0 | 0 | 0 | 0 | 0 | 0 | 0 | 0 | 0 | 0 | 0 | 0 | 0 | 0 | 0 | 0 | 0 | 0 | 1 | 0 | 0 | 0 | 0 | 0 | 0 | 9463.8133
2025-08-29 | 8963.915 | 1.4 | 0 | 0 | 0 | 0 | 0 | 0 | 0 | 0 | 0 | 0 | 0 | 0 | 0 | 0 | 0 | 0 | 0 | 0 | 0 | 0 | 1 | 0 | 0 | 0 | 0 | 0 | 9445.1761
2025-08-29 | 9084.566 | 2.8 | 0 | 0 | 0 | 0 | 0 | 0 | 0 | 0 | 0 | 0 | 0 | 0 | 0 | 0 | 0 | 0 | 0 | 0 | 0 | 0 | 0 | 1 | 0 | 0 | 0 | 0 | 9593.0489
2025-08-29 | 8707.531 | 3.5 | 0 | 0 | 0 | 0 | 0 | 0 | 0 | 0 | 0 | 0 | 0 | 0 | 0 | 0 | 0 | 0 | 0 | 0 | 0 | 0 | 0 | 0 | 1 | 0 | 0 | 0 | 9333.0111
2025-08-29 | 7972.258 | 4.9 | 0 | 0 | 0 | 0 | 0 | 0 | 0 | 0 | 0 | 0 | 0 | 0 | 0 | 0 | 0 | 0 | 0 | 0 | 0 | 0 | 0 | 0 | 0 | 1 | 0 | 0 | 8597.2953
2025-08-29 | 6948.144 | 5.8 | 0 | 0 | 0 | 0 | 0 | 0 | 0 | 0 | 0 | 0 | 0 | 0 | 0 | 0 | 0 | 0 | 0 | 0 | 0 | 0 | 0 | 0 | 0 | 0 | 1 | 0 | 7587.121
2025-08-29 | 6177.559 | 6.7 | 0 | 0 | 0 | 0 | 0 | 0 | 0 | 0 | 0 | 0 | 0 | 0 | 0 | 0 | 0 | 0 | 0 | 0 | 0 | 0 | 0 | 0 | 0 | 0 | 0 | 1 | 6730.4244
2025-08-30 | 5597.581 | 7.5 | 0 | 1 | 1 | 0 | 0 | 0 | 0 | 0 | 0 | 0 | 0 | 0 | 0 | 0 | 0 | 0 | 0 | 0 | 0 | 0 | 0 | 0 | 0 | 0 | 0 | 0 | 6645.3859
2025-08-30 | 5322.928 | 7.3 | 0 | 1 | 0 | 1 | 0 | 0 | 0 | 0 | 0 | 0 | 0 | 0 | 0 | 0 | 0 | 0 | 0 | 0 | 0 | 0 | 0 | 0 | 0 | 0 | 0 | 0 | 6191.7506
2025-08-30 | 5057.69 | 7.7 | 0 | 1 | 0 | 0 | 1 | 0 | 0 | 0 | 0 | 0 | 0 | 0 | 0 | 0 | 0 | 0 | 0 | 0 | 0 | 0 | 0 | 0 | 0 | 0 | 0 | 0 | 6031.1833
2025-08-30 | 5015.431 | 7.6 | 0 | 1 | 0 | 0 | 0 | 1 | 0 | 0 | 0 | 0 | 0 | 0 | 0 | 0 | 0 | 0 | 0 | 0 | 0 | 0 | 0 | 0 | 0 | 0 | 0 | 0 | 5968.8816
2025-08-30 | 5083.908 | 7.4 | 0 | 1 | 0 | 0 | 0 | 0 | 1 | 0 | 0 | 0 | 0 | 0 | 0 | 0 | 0 | 0 | 0 | 0 | 0 | 0 | 0 | 0 | 0 | 0 | 0 | 0 | 6115.5723
2025-08-30 | 5472.359 | 9.2 | 0 | 1 | 0 | 0 | 0 | 0 | 0 | 1 | 0 | 0 | 0 | 0 | 0 | 0 | 0 | 0 | 0 | 0 | 0 | 0 | 0 | 0 | 0 | 0 | 0 | 0 | 6959.5661
2025-08-30 | 6302.135 | 7.1 | 0 | 1 | 0 | 0 | 0 | 0 | 0 | 0 | 1 | 0 | 0 | 0 | 0 | 0 | 0 | 0 | 0 | 0 | 0 | 0 | 0 | 0 | 0 | 0 | 0 | 0 | 7378.0277
2025-08-30 | 7314.024 | 5.1 | 0 | 1 | 0 | 0 | 0 | 0 | 0 | 0 | 0 | 1 | 0 | 0 | 0 | 0 | 0 | 0 | 0 | 0 | 0 | 0 | 0 | 0 | 0 | 0 | 0 | 0 | 7705.1988
2025-08-30 | 8216.043 | 2.1 | 0 | 1 | 0 | 0 | 0 | 0 | 0 | 0 | 0 | 0 | 1 | 0 | 0 | 0 | 0 | 0 | 0 | 0 | 0 | 0 | 0 | 0 | 0 | 0 | 0 | 0 | 7537.3867
2025-08-30 | 8539.939 | 0.1 | 0 | 1 | 0 | 0 | 0 | 0 | 0 | 0 | 0 | 0 | 0 | 1 | 0 | 0 | 0 | 0 | 0 | 0 | 0 | 0 | 0 | 0 | 0 | 0 | 0 | 0 | 7310.0527
2025-08-30 | 8604.345 | 0 | 0.3 | 1 | 0 | 0 | 0 | 0 | 0 | 0 | 0 | 0 | 0 | 0 | 1 | 0 | 0 | 0 | 0 | 0 | 0 | 0 | 0 | 0 | 0 | 0 | 0 | 0 | 7535.9033
2025-08-30 | 8755.932 | 0 | 0.3 | 1 | 0 | 0 | 0 | 0 | 0 | 0 | 0 | 0 | 0 | 0 | 0 | 1 | 0 | 0 | 0 | 0 | 0 | 0 | 0 | 0 | 0 | 0 | 0 | 0 | 7646.4924
2025-08-30 | 8617.656 | 0 | 2.2 | 1 | 0 | 0 | 0 | 0 | 0 | 0 | 0 | 0 | 0 | 0 | 0 | 0 | 1 | 0 | 0 | 0 | 0 | 0 | 0 | 0 | 0 | 0 | 0 | 0 | 8642.0245
2025-08-30 | 8544.946 | 0 | 2.8 | 1 | 0 | 0 | 0 | 0 | 0 | 0 | 0 | 0 | 0 | 0 | 0 | 0 | 0 | 1 | 0 | 0 | 0 | 0 | 0 | 0 | 0 | 0 | 0 | 0 | 8906.9409
2025-08-30 | 8592.423 | 0 | 3.8 | 1 | 0 | 0 | 0 | 0 | 0 | 0 | 0 | 0 | 0 | 0 | 0 | 0 | 0 | 0 | 1 | 0 | 0 | 0 | 0 | 0 | 0 | 0 | 0 | 0 | 9663.7623
2025-08-30 | 9041.918 | 0 | 3 | 1 | 0 | 0 | 0 | 0 | 0 | 0 | 0 | 0 | 0 | 0 | 0 | 0 | 0 | 0 | 0 | 1 | 0 | 0 | 0 | 0 | 0 | 0 | 0 | 0 | 9899.2521
2025-08-30 | 9744.51 | 0 | 3.2 | 1 | 0 | 0 | 0 | 0 | 0 | 0 | 0 | 0 | 0 | 0 | 0 | 0 | 0 | 0 | 0 | 0 | 1 | 0 | 0 | 0 | 0 | 0 | 0 | 0 | 11045.4526
2025-08-30 | 9629.73 | 0 | 2.4 | 1 | 0 | 0 | 0 | 0 | 0 | 0 | 0 | 0 | 0 | 0 | 0 | 0 | 0 | 0 | 0 | 0 | 0 | 1 | 0 | 0 | 0 | 0 | 0 | 0 | 11080.0848
2025-08-30 | 9124.656 | 0 | 1.6 | 1 | 0 | 0 | 0 | 0 | 0 | 0 | 0 | 0 | 0 | 0 | 0 | 0 | 0 | 0 | 0 | 0 | 0 | 0 | 1 | 0 | 0 | 0 | 0 | 0 | 10604.2916
2025-08-30 | 9028.469 | 0 | 0.1 | 1 | 0 | 0 | 0 | 0 | 0 | 0 | 0 | 0 | 0 | 0 | 0 | 0 | 0 | 0 | 0 | 0 | 0 | 0 | 0 | 1 | 0 | 0 | 0 | 0 | 9656.6694
2025-08-30 | 8527.119 | 0.8 | 0 | 1 | 0 | 0 | 0 | 0 | 0 | 0 | 0 | 0 | 0 | 0 | 0 | 0 | 0 | 0 | 0 | 0 | 0 | 0 | 0 | 0 | 1 | 0 | 0 | 0 | 9356.5105
2025-08-30 | 7795.893 | 1.6 | 0 | 1 | 0 | 0 | 0 | 0 | 0 | 0 | 0 | 0 | 0 | 0 | 0 | 0 | 0 | 0 | 0 | 0 | 0 | 0 | 0 | 0 | 0 | 1 | 0 | 0 | 8518.6543
2025-08-30 | 6957.72 | 1.7 | 0 | 1 | 0 | 0 | 0 | 0 | 0 | 0 | 0 | 0 | 0 | 0 | 0 | 0 | 0 | 0 | 0 | 0 | 0 | 0 | 0 | 0 | 0 | 0 | 1 | 0 | 7372.2927
2025-08-30 | 6216.451 | 2.8 | 0 | 1 | 0 | 0 | 0 | 0 | 0 | 0 | 0 | 0 | 0 | 0 | 0 | 0 | 0 | 0 | 0 | 0 | 0 | 0 | 0 | 0 | 0 | 0 | 0 | 1 | 6549.643
2025-08-31 | 5593.33 | 3.8 | 0 | 1 | 1 | 0 | 0 | 0 | 0 | 0 | 0 | 0 | 0 | 0 | 0 | 0 | 0 | 0 | 0 | 0 | 0 | 0 | 0 | 0 | 0 | 0 | 0 | 0 | 6015.5199
2025-08-31 | 5296.812 | 5.8 | 0 | 1 | 0 | 1 | 0 | 0 | 0 | 0 | 0 | 0 | 0 | 0 | 0 | 0 | 0 | 0 | 0 | 0 | 0 | 0 | 0 | 0 | 0 | 0 | 0 | 0 | 5936.3995
2025-08-31 | 5043.204 | 5.2 | 0 | 1 | 0 | 0 | 1 | 0 | 0 | 0 | 0 | 0 | 0 | 0 | 0 | 0 | 0 | 0 | 0 | 0 | 0 | 0 | 0 | 0 | 0 | 0 | 0 | 0 | 5605.5982
2025-08-31 | 4968.805 | 5.8 | 0 | 1 | 0 | 0 | 0 | 1 | 0 | 0 | 0 | 0 | 0 | 0 | 0 | 0 | 0 | 0 | 0 | 0 | 0 | 0 | 0 | 0 | 0 | 0 | 0 | 0 | 5662.4603
2025-08-31 | 5026.776 | 6.2 | 0 | 1 | 0 | 0 | 0 | 0 | 1 | 0 | 0 | 0 | 0 | 0 | 0 | 0 | 0 | 0 | 0 | 0 | 0 | 0 | 0 | 0 | 0 | 0 | 0 | 0 | 5911.2914
2025-08-31 | 5328.713 | 6.7 | 0 | 1 | 0 | 0 | 0 | 0 | 0 | 1 | 0 | 0 | 0 | 0 | 0 | 0 | 0 | 0 | 0 | 0 | 0 | 0 | 0 | 0 | 0 | 0 | 0 | 0 | 6533.9809
2025-08-31 | 6043.845 | 7 | 0 | 1 | 0 | 0 | 0 | 0 | 0 | 0 | 1 | 0 | 0 | 0 | 0 | 0 | 0 | 0 | 0 | 0 | 0 | 0 | 0 | 0 | 0 | 0 | 0 | 0 | 7361.0042
2025-08-31 | 7151.397 | 5.1 | 0 | 1 | 0 | 0 | 0 | 0 | 0 | 0 | 0 | 1 | 0 | 0 | 0 | 0 | 0 | 0 | 0 | 0 | 0 | 0 | 0 | 0 | 0 | 0 | 0 | 0 | 7705.1988
2025-08-31 | 8019.426 | 2.2 | 0 | 1 | 0 | 0 | 0 | 0 | 0 | 0 | 0 | 0 | 1 | 0 | 0 | 0 | 0 | 0 | 0 | 0 | 0 | 0 | 0 | 0 | 0 | 0 | 0 | 0 | 7554.4101
2025-08-31 | 8491.676 | 0.1 | 0 | 1 | 0 | 0 | 0 | 0 | 0 | 0 | 0 | 0 | 0 | 1 | 0 | 0 | 0 | 0 | 0 | 0 | 0 | 0 | 0 | 0 | 0 | 0 | 0 | 0 | 7310.0527
2025-08-31 | 8843.72 | 0 | 1.8 | 1 | 0 | 0 | 0 | 0 | 0 | 0 | 0 | 0 | 0 | 0 | 1 | 0 | 0 | 0 | 0 | 0 | 0 | 0 | 0 | 0 | 0 | 0 | 0 | 0 | 8393.0706
2025-08-31 | 9131.316 | 0 | 2.6 | 1 | 0 | 0 | 0 | 0 | 0 | 0 | 0 | 0 | 0 | 0 | 0 | 1 | 0 | 0 | 0 | 0 | 0 | 0 | 0 | 0 | 0 | 0 | 0 | 0 | 8960.8157
2025-08-31 | 9110.767 | 0 | 3.3 | 1 | 0 | 0 | 0 | 0 | 0 | 0 | 0 | 0 | 0 | 0 | 0 | 0 | 1 | 0 | 0 | 0 | 0 | 0 | 0 | 0 | 0 | 0 | 0 | 0 | 9270.6139
2025-08-31 | 9010.321 | 0 | 4.6 | 1 | 0 | 0 | 0 | 0 | 0 | 0 | 0 | 0 | 0 | 0 | 0 | 0 | 0 | 1 | 0 | 0 | 0 | 0 | 0 | 0 | 0 | 0 | 0 | 0 | 9935.5418
2025-08-31 | 9250.37 | 0 | 4.6 | 1 | 0 | 0 | 0 | 0 | 0 | 0 | 0 | 0 | 0 | 0 | 0 | 0 | 0 | 0 | 1 | 0 | 0 | 0 | 0 | 0 | 0 | 0 | 0 | 0 | 10120.9182
2025-08-31 | 10066.262 | 0 | 4.4 | 1 | 0 | 0 | 0 | 0 | 0 | 0 | 0 | 0 | 0 | 0 | 0 | 0 | 0 | 0 | 0 | 1 | 0 | 0 | 0 | 0 | 0 | 0 | 0 | 0 | 10699.275
2025-08-31 | 10877.486 | 0 | 3.9 | 1 | 0 | 0 | 0 | 0 | 0 | 0 | 0 | 0 | 0 | 0 | 0 | 0 | 0 | 0 | 0 | 0 | 1 | 0 | 0 | 0 | 0 | 0 | 0 | 0 | 11445.4641
2025-08-31 | 10804.127 | 0 | 3.5 | 1 | 0 | 0 | 0 | 0 | 0 | 0 | 0 | 0 | 0 | 0 | 0 | 0 | 0 | 0 | 0 | 0 | 0 | 1 | 0 | 0 | 0 | 0 | 0 | 0 | 11708.6742
2025-08-31 | 10217.079 | 0 | 3 | 1 | 0 | 0 | 0 | 0 | 0 | 0 | 0 | 0 | 0 | 0 | 0 | 0 | 0 | 0 | 0 | 0 | 0 | 0 | 1 | 0 | 0 | 0 | 0 | 0 | 11404.3145
2025-08-31 | 9897.183 | 0 | 1.7 | 1 | 0 | 0 | 0 | 0 | 0 | 0 | 0 | 0 | 0 | 0 | 0 | 0 | 0 | 0 | 0 | 0 | 0 | 0 | 0 | 1 | 0 | 0 | 0 | 0 | 10570.9813
2025-08-31 | 9307.31 | 0 | 1.5 | 1 | 0 | 0 | 0 | 0 | 0 | 0 | 0 | 0 | 0 | 0 | 0 | 0 | 0 | 0 | 0 | 0 | 0 | 0 | 0 | 0 | 1 | 0 | 0 | 0 | 10077.4907
2025-08-31 | 8232.659 | 0 | 0.8 | 1 | 0 | 0 | 0 | 0 | 0 | 0 | 0 | 0 | 0 | 0 | 0 | 0 | 0 | 0 | 0 | 0 | 0 | 0 | 0 | 0 | 0 | 1 | 0 | 0 | 8703.4357
2025-08-31 | 7199.994 | 0.1 | 0 | 1 | 0 | 0 | 0 | 0 | 0 | 0 | 0 | 0 | 0 | 0 | 0 | 0 | 0 | 0 | 0 | 0 | 0 | 0 | 0 | 0 | 0 | 0 | 1 | 0 | 7099.9182
2025-08-31 | 6406.935 | 2.2 | 0 | 1 | 0 | 0 | 0 | 0 | 0 | 0 | 0 | 0 | 0 | 0 | 0 | 0 | 0 | 0 | 0 | 0 | 0 | 0 | 0 | 0 | 0 | 0 | 0 | 1 | 6447.5025
2025-09-01 | 5799.734 | 2.3 | 0 | 0 | 1 | 0 | 0 | 0 | 0 | 0 | 0 | 0 | 0 | 0 | 0 | 0 | 0 | 0 | 0 | 0 | 0 | 0 | 0 | 0 | 0 | 0 | 0 | 0 | 5277.0375
2025-09-01 | 5383.928 | 3.8 | 0 | 0 | 0 | 1 | 0 | 0 | 0 | 0 | 0 | 0 | 0 | 0 | 0 | 0 | 0 | 0 | 0 | 0 | 0 | 0 | 0 | 0 | 0 | 0 | 0 | 0 | 5112.8
2025-09-01 | 5133.214 | 3.8 | 0 | 0 | 0 | 0 | 1 | 0 | 0 | 0 | 0 | 0 | 0 | 0 | 0 | 0 | 0 | 0 | 0 | 0 | 0 | 0 | 0 | 0 | 0 | 0 | 0 | 0 | 4884.1392
2025-09-01 | 5017.837 | 3.9 | 0 | 0 | 0 | 0 | 0 | 1 | 0 | 0 | 0 | 0 | 0 | 0 | 0 | 0 | 0 | 0 | 0 | 0 | 0 | 0 | 0 | 0 | 0 | 0 | 0 | 0 | 4855.8843
2025-09-01 | 5079.234 | 4.4 | 0 | 0 | 0 | 0 | 0 | 0 | 1 | 0 | 0 | 0 | 0 | 0 | 0 | 0 | 0 | 0 | 0 | 0 | 0 | 0 | 0 | 0 | 0 | 0 | 0 | 0 | 5121.7388
2025-09-01 | 5348.748 | 5.2 | 0 | 0 | 0 | 0 | 0 | 0 | 0 | 1 | 0 | 0 | 0 | 0 | 0 | 0 | 0 | 0 | 0 | 0 | 0 | 0 | 0 | 0 | 0 | 0 | 0 | 0 | 5795.4985
2025-09-01 | 6098.025 | 4.6 | 0 | 0 | 0 | 0 | 0 | 0 | 0 | 0 | 1 | 0 | 0 | 0 | 0 | 0 | 0 | 0 | 0 | 0 | 0 | 0 | 0 | 0 | 0 | 0 | 0 | 0 | 6469.3112
2025-09-01 | 7131.571 | 3 | 0 | 0 | 0 | 0 | 0 | 0 | 0 | 0 | 0 | 1 | 0 | 0 | 0 | 0 | 0 | 0 | 0 | 0 | 0 | 0 | 0 | 0 | 0 | 0 | 0 | 0 | 6864.576
2025-09-01 | 8181.096 | 0.1 | 0 | 0 | 0 | 0 | 0 | 0 | 0 | 0 | 0 | 0 | 1 | 0 | 0 | 0 | 0 | 0 | 0 | 0 | 0 | 0 | 0 | 0 | 0 | 0 | 0 | 0 | 6713.7872
2025-09-01 | 8920.806 | 0 | 2.2 | 0 | 0 | 0 | 0 | 0 | 0 | 0 | 0 | 0 | 0 | 1 | 0 | 0 | 0 | 0 | 0 | 0 | 0 | 0 | 0 | 0 | 0 | 0 | 0 | 0 | 8067.0768
2025-09-01 | 9566.438 | 0 | 4.1 | 0 | 0 | 0 | 0 | 0 | 0 | 0 | 0 | 0 | 0 | 0 | 1 | 0 | 0 | 0 | 0 | 0 | 0 | 0 | 0 | 0 | 0 | 0 | 0 | 0 | 9224.2626
2025-09-01 | 10028.757 | 0 | 4.7 | 0 | 0 | 0 | 0 | 0 | 0 | 0 | 0 | 0 | 0 | 0 | 0 | 1 | 0 | 0 | 0 | 0 | 0 | 0 | 0 | 0 | 0 | 0 | 0 | 0 | 9677.7187
2025-09-01 | 10328.886 | 0 | 5.2 | 0 | 0 | 0 | 0 | 0 | 0 | 0 | 0 | 0 | 0 | 0 | 0 | 0 | 1 | 0 | 0 | 0 | 0 | 0 | 0 | 0 | 0 | 0 | 0 | 0 | 9873.2279
2025-09-01 | 10708.403 | 0 | 5.4 | 0 | 0 | 0 | 0 | 0 | 0 | 0 | 0 | 0 | 0 | 0 | 0 | 0 | 0 | 1 | 0 | 0 | 0 | 0 | 0 | 0 | 0 | 0 | 0 | 0 | 9909.5664
2025-09-01 | 11114.625 | 0 | 6.1 | 0 | 0 | 0 | 0 | 0 | 0 | 0 | 0 | 0 | 0 | 0 | 0 | 0 | 0 | 0 | 1 | 0 | 0 | 0 | 0 | 0 | 0 | 0 | 0 | 0 | 10494.9543
2025-09-01 | 12240.249 | 0 | 5.8 | 0 | 0 | 0 | 0 | 0 | 0 | 0 | 0 | 0 | 0 | 0 | 0 | 0 | 0 | 0 | 0 | 1 | 0 | 0 | 0 | 0 | 0 | 0 | 0 | 0 | 11016.1665
2025-09-01 | 13234.161 | 0 | 5.9 | 0 | 0 | 0 | 0 | 0 | 0 | 0 | 0 | 0 | 0 | 0 | 0 | 0 | 0 | 0 | 0 | 0 | 1 | 0 | 0 | 0 | 0 | 0 | 0 | 0 | 12105.2226
2025-09-01 | 12973.099 | 0 | 4.8 | 0 | 0 | 0 | 0 | 0 | 0 | 0 | 0 | 0 | 0 | 0 | 0 | 0 | 0 | 0 | 0 | 0 | 0 | 1 | 0 | 0 | 0 | 0 | 0 | 0 | 11968.4213
2025-09-01 | 12419.439 | 0 | 3.7 | 0 | 0 | 0 | 0 | 0 | 0 | 0 | 0 | 0 | 0 | 0 | 0 | 0 | 0 | 0 | 0 | 0 | 0 | 0 | 1 | 0 | 0 | 0 | 0 | 0 | 11321.1946
2025-09-01 | 11919.684 | 0 | 2.2 | 0 | 0 | 0 | 0 | 0 | 0 | 0 | 0 | 0 | 0 | 0 | 0 | 0 | 0 | 0 | 0 | 0 | 0 | 0 | 0 | 1 | 0 | 0 | 0 | 0 | 10373.5724
2025-09-01 | 10730.406 | 0 | 1.7 | 0 | 0 | 0 | 0 | 0 | 0 | 0 | 0 | 0 | 0 | 0 | 0 | 0 | 0 | 0 | 0 | 0 | 0 | 0 | 0 | 0 | 1 | 0 | 0 | 0 | 9708.6483
2025-09-01 | 9113.135 | 0 | 1.4 | 0 | 0 | 0 | 0 | 0 | 0 | 0 | 0 | 0 | 0 | 0 | 0 | 0 | 0 | 0 | 0 | 0 | 0 | 0 | 0 | 0 | 0 | 1 | 0 | 0 | 8563.1713
2025-09-01 | 7692.923 | 0 | 1.1 | 0 | 0 | 0 | 0 | 0 | 0 | 0 | 0 | 0 | 0 | 0 | 0 | 0 | 0 | 0 | 0 | 0 | 0 | 0 | 0 | 0 | 0 | 0 | 1 | 0 | 7228.3528
2025-09-01 | 6587.672 | 0 | 0.1 | 0 | 0 | 0 | 0 | 0 | 0 | 0 | 0 | 0 | 0 | 0 | 0 | 0 | 0 | 0 | 0 | 0 | 0 | 0 | 0 | 0 | 0 | 0 | 0 | 1 | 5647.0007
2025-09-02 | 5902.784 | 0.2 | 0 | 0 | 1 | 0 | 0 | 0 | 0 | 0 | 0 | 0 | 0 | 0 | 0 | 0 | 0 | 0 | 0 | 0 | 0 | 0 | 0 | 0 | 0 | 0 | 0 | 0 | 4919.546
2025-09-02 | 5427.437 | 2.4 | 0 | 0 | 0 | 1 | 0 | 0 | 0 | 0 | 0 | 0 | 0 | 0 | 0 | 0 | 0 | 0 | 0 | 0 | 0 | 0 | 0 | 0 | 0 | 0 | 0 | 0 | 4874.4723
2025-09-02 | 5218.257 | 2.7 | 0 | 0 | 0 | 0 | 1 | 0 | 0 | 0 | 0 | 0 | 0 | 0 | 0 | 0 | 0 | 0 | 0 | 0 | 0 | 0 | 0 | 0 | 0 | 0 | 0 | 0 | 4696.8817
2025-09-02 | 5216.275 | 3.3 | 0 | 0 | 0 | 0 | 0 | 1 | 0 | 0 | 0 | 0 | 0 | 0 | 0 | 0 | 0 | 0 | 0 | 0 | 0 | 0 | 0 | 0 | 0 | 0 | 0 | 0 | 4753.7438
2025-09-02 | 5493.837 | 3 | 0 | 0 | 0 | 0 | 0 | 0 | 1 | 0 | 0 | 0 | 0 | 0 | 0 | 0 | 0 | 0 | 0 | 0 | 0 | 0 | 0 | 0 | 0 | 0 | 0 | 0 | 4883.4111
2025-09-02 | 6166.197 | 4.3 | 0 | 0 | 0 | 0 | 0 | 0 | 0 | 1 | 0 | 0 | 0 | 0 | 0 | 0 | 0 | 0 | 0 | 0 | 0 | 0 | 0 | 0 | 0 | 0 | 0 | 0 | 5642.2879
2025-09-02 | 6976.095 | 4 | 0 | 0 | 0 | 0 | 0 | 0 | 0 | 0 | 1 | 0 | 0 | 0 | 0 | 0 | 0 | 0 | 0 | 0 | 0 | 0 | 0 | 0 | 0 | 0 | 0 | 0 | 6367.1707
2025-09-02 | 7099.217 | 2.4 | 0 | 0 | 0 | 0 | 0 | 0 | 0 | 0 | 0 | 1 | 0 | 0 | 0 | 0 | 0 | 0 | 0 | 0 | 0 | 0 | 0 | 0 | 0 | 0 | 0 | 0 | 6762.4355
2025-09-02 | 7171.278 | 0 | 0.4 | 0 | 0 | 0 | 0 | 0 | 0 | 0 | 0 | 0 | 1 | 0 | 0 | 0 | 0 | 0 | 0 | 0 | 0 | 0 | 0 | 0 | 0 | 0 | 0 | 0 | 6925.3418
2025-09-02 | 7416.91 | 0 | 2.6 | 0 | 0 | 0 | 0 | 0 | 0 | 0 | 0 | 0 | 0 | 1 | 0 | 0 | 0 | 0 | 0 | 0 | 0 | 0 | 0 | 0 | 0 | 0 | 0 | 0 | 8295.6547
2025-09-02 | 7959.399 | 0 | 4.2 | 0 | 0 | 0 | 0 | 0 | 0 | 0 | 0 | 0 | 0 | 0 | 1 | 0 | 0 | 0 | 0 | 0 | 0 | 0 | 0 | 0 | 0 | 0 | 0 | 0 | 9281.4071
2025-09-02 | 8546.92 | 0 | 5.1 | 0 | 0 | 0 | 0 | 0 | 0 | 0 | 0 | 0 | 0 | 0 | 0 | 1 | 0 | 0 | 0 | 0 | 0 | 0 | 0 | 0 | 0 | 0 | 0 | 0 | 9906.2967
2025-09-02 | 8883.187 | 0 | 5.7 | 0 | 0 | 0 | 0 | 0 | 0 | 0 | 0 | 0 | 0 | 0 | 0 | 0 | 1 | 0 | 0 | 0 | 0 | 0 | 0 | 0 | 0 | 0 | 0 | 0 | 10158.9504
2025-09-02 | 9087.45 | 0 | 6 | 0 | 0 | 0 | 0 | 0 | 0 | 0 | 0 | 0 | 0 | 0 | 0 | 0 | 0 | 1 | 0 | 0 | 0 | 0 | 0 | 0 | 0 | 0 | 0 | 0 | 10252.4333
2025-09-02 | 9724.959 | 0 | 6.8 | 0 | 0 | 0 | 0 | 0 | 0 | 0 | 0 | 0 | 0 | 0 | 0 | 0 | 0 | 0 | 1 | 0 | 0 | 0 | 0 | 0 | 0 | 0 | 0 | 0 | 10894.9657
2025-09-02 | 11037.509 | 0 | 7 | 0 | 0 | 0 | 0 | 0 | 0 | 0 | 0 | 0 | 0 | 0 | 0 | 0 | 0 | 0 | 0 | 1 | 0 | 0 | 0 | 0 | 0 | 0 | 0 | 0 | 11701.9004
2025-09-02 | 12393.125 | 0 | 6.1 | 0 | 0 | 0 | 0 | 0 | 0 | 0 | 0 | 0 | 0 | 0 | 0 | 0 | 0 | 0 | 0 | 0 | 1 | 0 | 0 | 0 | 0 | 0 | 0 | 0 | 12219.5116
2025-09-02 | 12054.393 | 0 | 4.5 | 0 | 0 | 0 | 0 | 0 | 0 | 0 | 0 | 0 | 0 | 0 | 0 | 0 | 0 | 0 | 0 | 0 | 0 | 1 | 0 | 0 | 0 | 0 | 0 | 0 | 11796.9878
2025-09-02 | 11564.583 | 0 | 3.3 | 0 | 0 | 0 | 0 | 0 | 0 | 0 | 0 | 0 | 0 | 0 | 0 | 0 | 0 | 0 | 0 | 0 | 0 | 0 | 1 | 0 | 0 | 0 | 0 | 0 | 11092.6166
2025-09-02 | 11525.119 | 0 | 2.1 | 0 | 0 | 0 | 0 | 0 | 0 | 0 | 0 | 0 | 0 | 0 | 0 | 0 | 0 | 0 | 0 | 0 | 0 | 0 | 0 | 1 | 0 | 0 | 0 | 0 | 10316.4279
2025-09-02 | 10604.043 | 0 | 1.8 | 0 | 0 | 0 | 0 | 0 | 0 | 0 | 0 | 0 | 0 | 0 | 0 | 0 | 0 | 0 | 0 | 0 | 0 | 0 | 0 | 0 | 1 | 0 | 0 | 0 | 9765.7928
2025-09-02 | 9118.671 | 0 | 1.9 | 0 | 0 | 0 | 0 | 0 | 0 | 0 | 0 | 0 | 0 | 0 | 0 | 0 | 0 | 0 | 0 | 0 | 0 | 0 | 0 | 0 | 0 | 1 | 0 | 0 | 8848.8938
2025-09-02 | 7769.261 | 0 | 1.5 | 0 | 0 | 0 | 0 | 0 | 0 | 0 | 0 | 0 | 0 | 0 | 0 | 0 | 0 | 0 | 0 | 0 | 0 | 0 | 0 | 0 | 0 | 0 | 1 | 0 | 7456.9308
2025-09-02 | 6749.587 | 0 | 0.8 | 0 | 0 | 0 | 0 | 0 | 0 | 0 | 0 | 0 | 0 | 0 | 0 | 0 | 0 | 0 | 0 | 0 | 0 | 0 | 0 | 0 | 0 | 0 | 0 | 1 | 6047.0122
2025-09-03 | 6104.148 | 0.2 | 0 | 0 | 1 | 0 | 0 | 0 | 0 | 0 | 0 | 0 | 0 | 0 | 0 | 0 | 0 | 0 | 0 | 0 | 0 | 0 | 0 | 0 | 0 | 0 | 0 | 0 | 4919.546
2025-09-03 | 5654.582 | 2.4 | 0 | 0 | 0 | 1 | 0 | 0 | 0 | 0 | 0 | 0 | 0 | 0 | 0 | 0 | 0 | 0 | 0 | 0 | 0 | 0 | 0 | 0 | 0 | 0 | 0 | 0 | 4874.4723
2025-09-03 | 5365.114 | 2.4 | 0 | 0 | 0 | 0 | 1 | 0 | 0 | 0 | 0 | 0 | 0 | 0 | 0 | 0 | 0 | 0 | 0 | 0 | 0 | 0 | 0 | 0 | 0 | 0 | 0 | 0 | 4645.8115
2025-09-03 | 5277.652 | 3.4 | 0 | 0 | 0 | 0 | 0 | 1 | 0 | 0 | 0 | 0 | 0 | 0 | 0 | 0 | 0 | 0 | 0 | 0 | 0 | 0 | 0 | 0 | 0 | 0 | 0 | 0 | 4770.7673
2025-09-03 | 5543.226 | 2.8 | 0 | 0 | 0 | 0 | 0 | 0 | 1 | 0 | 0 | 0 | 0 | 0 | 0 | 0 | 0 | 0 | 0 | 0 | 0 | 0 | 0 | 0 | 0 | 0 | 0 | 0 | 4849.3643
2025-09-03 | 6222.39 | 3.9 | 0 | 0 | 0 | 0 | 0 | 0 | 0 | 1 | 0 | 0 | 0 | 0 | 0 | 0 | 0 | 0 | 0 | 0 | 0 | 0 | 0 | 0 | 0 | 0 | 0 | 0 | 5574.1942
2025-09-03 | 6967.285 | 3.2 | 0 | 0 | 0 | 0 | 0 | 0 | 0 | 0 | 1 | 0 | 0 | 0 | 0 | 0 | 0 | 0 | 0 | 0 | 0 | 0 | 0 | 0 | 0 | 0 | 0 | 0 | 6230.9835
2025-09-03 | 7213.955 | 1.6 | 0 | 0 | 0 | 0 | 0 | 0 | 0 | 0 | 0 | 1 | 0 | 0 | 0 | 0 | 0 | 0 | 0 | 0 | 0 | 0 | 0 | 0 | 0 | 0 | 0 | 0 | 6626.2483
2025-09-03 | 7365.356 | 0 | 0.8 | 0 | 0 | 0 | 0 | 0 | 0 | 0 | 0 | 0 | 1 | 0 | 0 | 0 | 0 | 0 | 0 | 0 | 0 | 0 | 0 | 0 | 0 | 0 | 0 | 0 | 7153.9198
2025-09-03 | 7614.363 | 0 | 3.1 | 0 | 0 | 0 | 0 | 0 | 0 | 0 | 0 | 0 | 0 | 1 | 0 | 0 | 0 | 0 | 0 | 0 | 0 | 0 | 0 | 0 | 0 | 0 | 0 | 0 | 8581.3772
2025-09-03 | 8018.042 | 0 | 3.6 | 0 | 0 | 0 | 0 | 0 | 0 | 0 | 0 | 0 | 0 | 0 | 1 | 0 | 0 | 0 | 0 | 0 | 0 | 0 | 0 | 0 | 0 | 0 | 0 | 0 | 8938.5402
2025-09-03 | 8366.48 | 0 | 4.7 | 0 | 0 | 0 | 0 | 0 | 0 | 0 | 0 | 0 | 0 | 0 | 0 | 1 | 0 | 0 | 0 | 0 | 0 | 0 | 0 | 0 | 0 | 0 | 0 | 0 | 9677.7187
2025-09-03 | 8575.094 | 0 | 6.1 | 0 | 0 | 0 | 0 | 0 | 0 | 0 | 0 | 0 | 0 | 0 | 0 | 0 | 1 | 0 | 0 | 0 | 0 | 0 | 0 | 0 | 0 | 0 | 0 | 0 | 10387.5283
2025-09-03 | 8938.533 | 0 | 6.6 | 0 | 0 | 0 | 0 | 0 | 0 | 0 | 0 | 0 | 0 | 0 | 0 | 0 | 0 | 1 | 0 | 0 | 0 | 0 | 0 | 0 | 0 | 0 | 0 | 0 | 10595.3003
2025-09-03 | 9582.631 | 0 | 6.7 | 0 | 0 | 0 | 0 | 0 | 0 | 0 | 0 | 0 | 0 | 0 | 0 | 0 | 0 | 0 | 1 | 0 | 0 | 0 | 0 | 0 | 0 | 0 | 0 | 0 | 10837.8212
2025-09-03 | 10884.255 | 0 | 5.8 | 0 | 0 | 0 | 0 | 0 | 0 | 0 | 0 | 0 | 0 | 0 | 0 | 0 | 0 | 0 | 0 | 1 | 0 | 0 | 0 | 0 | 0 | 0 | 0 | 0 | 11016.1665
2025-09-03 | 12135.754 | 0 | 8.5 | 0 | 0 | 0 | 0 | 0 | 0 | 0 | 0 | 0 | 0 | 0 | 0 | 0 | 0 | 0 | 0 | 0 | 1 | 0 | 0 | 0 | 0 | 0 | 0 | 0 | 13590.9794
2025-09-03 | 11993.863 | 0 | 7.7 | 0 | 0 | 0 | 0 | 0 | 0 | 0 | 0 | 0 | 0 | 0 | 0 | 0 | 0 | 0 | 0 | 0 | 0 | 1 | 0 | 0 | 0 | 0 | 0 | 0 | 13625.6116
2025-09-03 | 11780.406 | 0 | 7.1 | 0 | 0 | 0 | 0 | 0 | 0 | 0 | 0 | 0 | 0 | 0 | 0 | 0 | 0 | 0 | 0 | 0 | 0 | 0 | 1 | 0 | 0 | 0 | 0 | 0 | 13264.1073
2025-09-03 | 11698.575 | 0 | 5.9 | 0 | 0 | 0 | 0 | 0 | 0 | 0 | 0 | 0 | 0 | 0 | 0 | 0 | 0 | 0 | 0 | 0 | 0 | 0 | 0 | 1 | 0 | 0 | 0 | 0 | 12487.9186
2025-09-03 | 10922.291 | 0 | 5 | 0 | 0 | 0 | 0 | 0 | 0 | 0 | 0 | 0 | 0 | 0 | 0 | 0 | 0 | 0 | 0 | 0 | 0 | 0 | 0 | 0 | 1 | 0 | 0 | 0 | 11594.4166
2025-09-03 | 9624.331 | 0 | 4.2 | 0 | 0 | 0 | 0 | 0 | 0 | 0 | 0 | 0 | 0 | 0 | 0 | 0 | 0 | 0 | 0 | 0 | 0 | 0 | 0 | 0 | 0 | 1 | 0 | 0 | 10163.2171
2025-09-03 | 8265.147 | 0 | 3.1 | 0 | 0 | 0 | 0 | 0 | 0 | 0 | 0 | 0 | 0 | 0 | 0 | 0 | 0 | 0 | 0 | 0 | 0 | 0 | 0 | 0 | 0 | 0 | 1 | 0 | 8371.2427
2025-09-03 | 7189.98 | 0 | 1.3 | 0 | 0 | 0 | 0 | 0 | 0 | 0 | 0 | 0 | 0 | 0 | 0 | 0 | 0 | 0 | 0 | 0 | 0 | 0 | 0 | 0 | 0 | 0 | 0 | 1 | 6332.7347
2025-09-04 | 6457.443 | 0 | 0.2 | 0 | 1 | 0 | 0 | 0 | 0 | 0 | 0 | 0 | 0 | 0 | 0 | 0 | 0 | 0 | 0 | 0 | 0 | 0 | 0 | 0 | 0 | 0 | 0 | 0 | 4999.7881
2025-09-04 | 6009.674 | 0 | 0.5 | 0 | 0 | 1 | 0 | 0 | 0 | 0 | 0 | 0 | 0 | 0 | 0 | 0 | 0 | 0 | 0 | 0 | 0 | 0 | 0 | 0 | 0 | 0 | 0 | 0 | 4751.6331
2025-09-04 | 5738 | 0 | 1 | 0 | 0 | 0 | 1 | 0 | 0 | 0 | 0 | 0 | 0 | 0 | 0 | 0 | 0 | 0 | 0 | 0 | 0 | 0 | 0 | 0 | 0 | 0 | 0 | 0 | 4808.6947
2025-09-04 | 5645.969 | 0 | 0.7 | 0 | 0 | 0 | 0 | 1 | 0 | 0 | 0 | 0 | 0 | 0 | 0 | 0 | 0 | 0 | 0 | 0 | 0 | 0 | 0 | 0 | 0 | 0 | 0 | 0 | 4591.9829
2025-09-04 | 5811.399 | 0 | 1.1 | 0 | 0 | 0 | 0 | 0 | 1 | 0 | 0 | 0 | 0 | 0 | 0 | 0 | 0 | 0 | 0 | 0 | 0 | 0 | 0 | 0 | 0 | 0 | 0 | 0 | 5001.2983
2025-09-04 | 6485.275 | 0 | 1.2 | 0 | 0 | 0 | 0 | 0 | 0 | 1 | 0 | 0 | 0 | 0 | 0 | 0 | 0 | 0 | 0 | 0 | 0 | 0 | 0 | 0 | 0 | 0 | 0 | 0 | 5596.0153
2025-09-04 | 7291.528 | 0 | 1.1 | 0 | 0 | 0 | 0 | 0 | 0 | 0 | 1 | 0 | 0 | 0 | 0 | 0 | 0 | 0 | 0 | 0 | 0 | 0 | 0 | 0 | 0 | 0 | 0 | 0 | 6314.8239
2025-09-04 | 7469.543 | 4.7 | 0 | 0 | 0 | 0 | 0 | 0 | 0 | 0 | 0 | 1 | 0 | 0 | 0 | 0 | 0 | 0 | 0 | 0 | 0 | 0 | 0 | 0 | 0 | 0 | 0 | 0 | 7153.9739
2025-09-04 | 7427.149 | 5.3 | 0 | 0 | 0 | 0 | 0 | 0 | 0 | 0 | 0 | 0 | 1 | 0 | 0 | 0 | 0 | 0 | 0 | 0 | 0 | 0 | 0 | 0 | 0 | 0 | 0 | 0 | 7599.0043
2025-09-04 | 7623.349 | 5.6 | 0 | 0 | 0 | 0 | 0 | 0 | 0 | 0 | 0 | 0 | 0 | 1 | 0 | 0 | 0 | 0 | 0 | 0 | 0 | 0 | 0 | 0 | 0 | 0 | 0 | 0 | 7763.2086
2025-09-04 | 7777.208 | 5.1 | 0 | 0 | 0 | 0 | 0 | 0 | 0 | 0 | 0 | 0 | 0 | 0 | 1 | 0 | 0 | 0 | 0 | 0 | 0 | 0 | 0 | 0 | 0 | 0 | 0 | 0 | 7749.5321
2025-09-04 | 7847.378 | 3.9 | 0 | 0 | 0 | 0 | 0 | 0 | 0 | 0 | 0 | 0 | 0 | 0 | 0 | 1 | 0 | 0 | 0 | 0 | 0 | 0 | 0 | 0 | 0 | 0 | 0 | 0 | 7655.8404
2025-09-04 | 7639.488 | 1.9 | 0 | 0 | 0 | 0 | 0 | 0 | 0 | 0 | 0 | 0 | 0 | 0 | 0 | 0 | 1 | 0 | 0 | 0 | 0 | 0 | 0 | 0 | 0 | 0 | 0 | 0 | 7225.159
2025-09-04 | 7528.07 | 0.3 | 0 | 0 | 0 | 0 | 0 | 0 | 0 | 0 | 0 | 0 | 0 | 0 | 0 | 0 | 0 | 1 | 0 | 0 | 0 | 0 | 0 | 0 | 0 | 0 | 0 | 0 | 6874.834
2025-09-04 | 7770.988 | 0.1 | 0 | 0 | 0 | 0 | 0 | 0 | 0 | 0 | 0 | 0 | 0 | 0 | 0 | 0 | 0 | 0 | 1 | 0 | 0 | 0 | 0 | 0 | 0 | 0 | 0 | 0 | 7026.1636
2025-09-04 | 8727.924 | 0 | 0.8 | 0 | 0 | 0 | 0 | 0 | 0 | 0 | 0 | 0 | 0 | 0 | 0 | 0 | 0 | 0 | 0 | 1 | 0 | 0 | 0 | 0 | 0 | 0 | 0 | 0 | 8158.9419
2025-09-04 | 9952.896 | 0 | 1.1 | 0 | 0 | 0 | 0 | 0 | 0 | 0 | 0 | 0 | 0 | 0 | 0 | 0 | 0 | 0 | 0 | 0 | 1 | 0 | 0 | 0 | 0 | 0 | 0 | 0 | 9362.287
2025-09-04 | 9900.305 | 0 | 0.9 | 0 | 0 | 0 | 0 | 0 | 0 | 0 | 0 | 0 | 0 | 0 | 0 | 0 | 0 | 0 | 0 | 0 | 0 | 1 | 0 | 0 | 0 | 0 | 0 | 0 | 9739.7861
2025-09-04 | 9871.805 | 0.5 | 0 | 0 | 0 | 0 | 0 | 0 | 0 | 0 | 0 | 0 | 0 | 0 | 0 | 0 | 0 | 0 | 0 | 0 | 0 | 0 | 1 | 0 | 0 | 0 | 0 | 0 | 9291.9654
2025-09-04 | 9950.248 | 2.8 | 0 | 0 | 0 | 0 | 0 | 0 | 0 | 0 | 0 | 0 | 0 | 0 | 0 | 0 | 0 | 0 | 0 | 0 | 0 | 0 | 0 | 1 | 0 | 0 | 0 | 0 | 9593.0489
2025-09-04 | 9369.704 | 3 | 0 | 0 | 0 | 0 | 0 | 0 | 0 | 0 | 0 | 0 | 0 | 0 | 0 | 0 | 0 | 0 | 0 | 0 | 0 | 0 | 0 | 0 | 1 | 0 | 0 | 0 | 9247.8941
2025-09-04 | 8393.078 | 4.4 | 0 | 0 | 0 | 0 | 0 | 0 | 0 | 0 | 0 | 0 | 0 | 0 | 0 | 0 | 0 | 0 | 0 | 0 | 0 | 0 | 0 | 0 | 0 | 1 | 0 | 0 | 8512.1783
2025-09-04 | 7133.704 | 5.7 | 0 | 0 | 0 | 0 | 0 | 0 | 0 | 0 | 0 | 0 | 0 | 0 | 0 | 0 | 0 | 0 | 0 | 0 | 0 | 0 | 0 | 0 | 0 | 0 | 1 | 0 | 7570.0976
2025-09-04 | 6297.371 | 4.9 | 0 | 0 | 0 | 0 | 0 | 0 | 0 | 0 | 0 | 0 | 0 | 0 | 0 | 0 | 0 | 0 | 0 | 0 | 0 | 0 | 0 | 0 | 0 | 0 | 0 | 1 | 6424.0031
2025-09-05 | 5693.459 | 4.7 | 0 | 0 | 1 | 0 | 0 | 0 | 0 | 0 | 0 | 0 | 0 | 0 | 0 | 0 | 0 | 0 | 0 | 0 | 0 | 0 | 0 | 0 | 0 | 0 | 0 | 0 | 5685.5992
2025-09-05 | 5375.397 | 5.4 | 0 | 0 | 0 | 1 | 0 | 0 | 0 | 0 | 0 | 0 | 0 | 0 | 0 | 0 | 0 | 0 | 0 | 0 | 0 | 0 | 0 | 0 | 0 | 0 | 0 | 0 | 5385.1745
2025-09-05 | 5200.661 | 5.6 | 0 | 0 | 0 | 0 | 1 | 0 | 0 | 0 | 0 | 0 | 0 | 0 | 0 | 0 | 0 | 0 | 0 | 0 | 0 | 0 | 0 | 0 | 0 | 0 | 0 | 0 | 5190.5605
2025-09-05 | 5210.738 | 5.5 | 0 | 0 | 0 | 0 | 0 | 1 | 0 | 0 | 0 | 0 | 0 | 0 | 0 | 0 | 0 | 0 | 0 | 0 | 0 | 0 | 0 | 0 | 0 | 0 | 0 | 0 | 5128.2588
2025-09-05 | 5391.719 | 5.2 | 0 | 0 | 0 | 0 | 0 | 0 | 1 | 0 | 0 | 0 | 0 | 0 | 0 | 0 | 0 | 0 | 0 | 0 | 0 | 0 | 0 | 0 | 0 | 0 | 0 | 0 | 5257.926
2025-09-05 | 6105.322 | 3.2 | 0 | 0 | 0 | 0 | 0 | 0 | 0 | 1 | 0 | 0 | 0 | 0 | 0 | 0 | 0 | 0 | 0 | 0 | 0 | 0 | 0 | 0 | 0 | 0 | 0 | 0 | 5455.0304
2025-09-05 | 6946.846 | 2.4 | 0 | 0 | 0 | 0 | 0 | 0 | 0 | 0 | 1 | 0 | 0 | 0 | 0 | 0 | 0 | 0 | 0 | 0 | 0 | 0 | 0 | 0 | 0 | 0 | 0 | 0 | 6094.7962
2025-09-05 | 7157.142 | 1.7 | 0 | 0 | 0 | 0 | 0 | 0 | 0 | 0 | 0 | 1 | 0 | 0 | 0 | 0 | 0 | 0 | 0 | 0 | 0 | 0 | 0 | 0 | 0 | 0 | 0 | 0 | 6643.2717
2025-09-05 | 7156.513 | 0.8 | 0 | 0 | 0 | 0 | 0 | 0 | 0 | 0 | 0 | 0 | 1 | 0 | 0 | 0 | 0 | 0 | 0 | 0 | 0 | 0 | 0 | 0 | 0 | 0 | 0 | 0 | 6832.9511
2025-09-05 | 7238.931 | 0 | 1 | 0 | 0 | 0 | 0 | 0 | 0 | 0 | 0 | 0 | 0 | 1 | 0 | 0 | 0 | 0 | 0 | 0 | 0 | 0 | 0 | 0 | 0 | 0 | 0 | 0 | 7381.3428
2025-09-05 | 7500.017 | 0 | 1.4 | 0 | 0 | 0 | 0 | 0 | 0 | 0 | 0 | 0 | 0 | 0 | 1 | 0 | 0 | 0 | 0 | 0 | 0 | 0 | 0 | 0 | 0 | 0 | 0 | 0 | 7681.3613
2025-09-05 | 7675.232 | 0 | 2.1 | 0 | 0 | 0 | 0 | 0 | 0 | 0 | 0 | 0 | 0 | 0 | 0 | 1 | 0 | 0 | 0 | 0 | 0 | 0 | 0 | 0 | 0 | 0 | 0 | 0 | 8191.9619
2025-09-05 | 7622.621 | 0 | 3.7 | 0 | 0 | 0 | 0 | 0 | 0 | 0 | 0 | 0 | 0 | 0 | 0 | 0 | 1 | 0 | 0 | 0 | 0 | 0 | 0 | 0 | 0 | 0 | 0 | 0 | 9016.0605
2025-09-05 | 7576.204 | 0 | 4.1 | 0 | 0 | 0 | 0 | 0 | 0 | 0 | 0 | 0 | 0 | 0 | 0 | 0 | 0 | 1 | 0 | 0 | 0 | 0 | 0 | 0 | 0 | 0 | 0 | 0 | 9166.688
2025-09-05 | 7759.417 | 0 | 4.4 | 0 | 0 | 0 | 0 | 0 | 0 | 0 | 0 | 0 | 0 | 0 | 0 | 0 | 0 | 0 | 1 | 0 | 0 | 0 | 0 | 0 | 0 | 0 | 0 | 0 | 9523.4979
2025-09-05 | 8638.297 | 0 | 4.9 | 0 | 0 | 0 | 0 | 0 | 0 | 0 | 0 | 0 | 0 | 0 | 0 | 0 | 0 | 0 | 0 | 1 | 0 | 0 | 0 | 0 | 0 | 0 | 0 | 0 | 10501.8661
2025-09-05 | 9740.624 | 0 | 4.8 | 0 | 0 | 0 | 0 | 0 | 0 | 0 | 0 | 0 | 0 | 0 | 0 | 0 | 0 | 0 | 0 | 0 | 1 | 0 | 0 | 0 | 0 | 0 | 0 | 0 | 11476.6332
2025-09-05 | 9584.862 | 0 | 4.3 | 0 | 0 | 0 | 0 | 0 | 0 | 0 | 0 | 0 | 0 | 0 | 0 | 0 | 0 | 0 | 0 | 0 | 0 | 1 | 0 | 0 | 0 | 0 | 0 | 0 | 11682.6988
2025-09-05 | 9671.046 | 0 | 2.5 | 0 | 0 | 0 | 0 | 0 | 0 | 0 | 0 | 0 | 0 | 0 | 0 | 0 | 0 | 0 | 0 | 0 | 0 | 0 | 1 | 0 | 0 | 0 | 0 | 0 | 10635.4607
2025-09-05 | 9794.665 | 0.5 | 0 | 0 | 0 | 0 | 0 | 0 | 0 | 0 | 0 | 0 | 0 | 0 | 0 | 0 | 0 | 0 | 0 | 0 | 0 | 0 | 0 | 1 | 0 | 0 | 0 | 0 | 9201.5106
2025-09-05 | 9215.484 | 1.4 | 0 | 0 | 0 | 0 | 0 | 0 | 0 | 0 | 0 | 0 | 0 | 0 | 0 | 0 | 0 | 0 | 0 | 0 | 0 | 0 | 0 | 0 | 1 | 0 | 0 | 0 | 8975.5196
2025-09-05 | 8401.902 | 3.4 | 0 | 0 | 0 | 0 | 0 | 0 | 0 | 0 | 0 | 0 | 0 | 0 | 0 | 0 | 0 | 0 | 0 | 0 | 0 | 0 | 0 | 0 | 0 | 1 | 0 | 0 | 8341.9442
2025-09-05 | 7375.545 | 4.3 | 0 | 0 | 0 | 0 | 0 | 0 | 0 | 0 | 0 | 0 | 0 | 0 | 0 | 0 | 0 | 0 | 0 | 0 | 0 | 0 | 0 | 0 | 0 | 0 | 1 | 0 | 7331.7699
2025-09-05 | 6447.296 | 4.6 | 0 | 0 | 0 | 0 | 0 | 0 | 0 | 0 | 0 | 0 | 0 | 0 | 0 | 0 | 0 | 0 | 0 | 0 | 0 | 0 | 0 | 0 | 0 | 0 | 0 | 1 | 6372.9329
2025-09-06 | 5846.002 | 4.6 | 0 | 1 | 1 | 0 | 0 | 0 | 0 | 0 | 0 | 0 | 0 | 0 | 0 | 0 | 0 | 0 | 0 | 0 | 0 | 0 | 0 | 0 | 0 | 0 | 0 | 0 | 6151.7071
2025-09-06 | 5364.702 | 5.9 | 0 | 1 | 0 | 1 | 0 | 0 | 0 | 0 | 0 | 0 | 0 | 0 | 0 | 0 | 0 | 0 | 0 | 0 | 0 | 0 | 0 | 0 | 0 | 0 | 0 | 0 | 5953.4229
2025-09-06 | 5104.467 | 7.4 | 0 | 1 | 0 | 0 | 1 | 0 | 0 | 0 | 0 | 0 | 0 | 0 | 0 | 0 | 0 | 0 | 0 | 0 | 0 | 0 | 0 | 0 | 0 | 0 | 0 | 0 | 5980.1131
2025-09-06 | 5055.708 | 5.9 | 0 | 1 | 0 | 0 | 0 | 1 | 0 | 0 | 0 | 0 | 0 | 0 | 0 | 0 | 0 | 0 | 0 | 0 | 0 | 0 | 0 | 0 | 0 | 0 | 0 | 0 | 5679.4837
2025-09-06 | 5062.997 | 5.4 | 0 | 1 | 0 | 0 | 0 | 0 | 1 | 0 | 0 | 0 | 0 | 0 | 0 | 0 | 0 | 0 | 0 | 0 | 0 | 0 | 0 | 0 | 0 | 0 | 0 | 0 | 5775.1042
2025-09-06 | 5395.33 | 5.7 | 0 | 1 | 0 | 0 | 0 | 0 | 0 | 1 | 0 | 0 | 0 | 0 | 0 | 0 | 0 | 0 | 0 | 0 | 0 | 0 | 0 | 0 | 0 | 0 | 0 | 0 | 6363.7469
2025-09-06 | 6272.097 | 5.3 | 0 | 1 | 0 | 0 | 0 | 0 | 0 | 0 | 1 | 0 | 0 | 0 | 0 | 0 | 0 | 0 | 0 | 0 | 0 | 0 | 0 | 0 | 0 | 0 | 0 | 0 | 7071.6064
2025-09-06 | 7429.056 | 5.2 | 0 | 1 | 0 | 0 | 0 | 0 | 0 | 0 | 0 | 1 | 0 | 0 | 0 | 0 | 0 | 0 | 0 | 0 | 0 | 0 | 0 | 0 | 0 | 0 | 0 | 0 | 7722.2223
2025-09-06 | 8151.539 | 4.6 | 0 | 1 | 0 | 0 | 0 | 0 | 0 | 0 | 0 | 0 | 1 | 0 | 0 | 0 | 0 | 0 | 0 | 0 | 0 | 0 | 0 | 0 | 0 | 0 | 0 | 0 | 7962.9718
2025-09-06 | 8567.963 | 3.2 | 0 | 1 | 0 | 0 | 0 | 0 | 0 | 0 | 0 | 0 | 0 | 1 | 0 | 0 | 0 | 0 | 0 | 0 | 0 | 0 | 0 | 0 | 0 | 0 | 0 | 0 | 7837.7783
2025-09-06 | 8775.318 | 1.9 | 0 | 1 | 0 | 0 | 0 | 0 | 0 | 0 | 0 | 0 | 0 | 0 | 1 | 0 | 0 | 0 | 0 | 0 | 0 | 0 | 0 | 0 | 0 | 0 | 0 | 0 | 7687.9145
2025-09-06 | 8824.591 | 0 | 0 | 1 | 0 | 0 | 0 | 0 | 0 | 0 | 0 | 0 | 0 | 0 | 0 | 1 | 0 | 0 | 0 | 0 | 0 | 0 | 0 | 0 | 0 | 0 | 0 | 0 | 7475.0589
2025-09-06 | 8713.226 | 0 | 1.6 | 1 | 0 | 0 | 0 | 0 | 0 | 0 | 0 | 0 | 0 | 0 | 0 | 0 | 1 | 0 | 0 | 0 | 0 | 0 | 0 | 0 | 0 | 0 | 0 | 0 | 8299.1575
2025-09-06 | 8610.708 | 0 | 1 | 1 | 0 | 0 | 0 | 0 | 0 | 0 | 0 | 0 | 0 | 0 | 0 | 0 | 0 | 1 | 0 | 0 | 0 | 0 | 0 | 0 | 0 | 0 | 0 | 0 | 7878.3401
2025-09-06 | 8654.096 | 0 | 0.7 | 1 | 0 | 0 | 0 | 0 | 0 | 0 | 0 | 0 | 0 | 0 | 0 | 0 | 0 | 0 | 1 | 0 | 0 | 0 | 0 | 0 | 0 | 0 | 0 | 0 | 7892.283
2025-09-06 | 9090.66 | 0 | 0.8 | 1 | 0 | 0 | 0 | 0 | 0 | 0 | 0 | 0 | 0 | 0 | 0 | 0 | 0 | 0 | 0 | 1 | 0 | 0 | 0 | 0 | 0 | 0 | 0 | 0 | 8642.0733
2025-09-06 | 9812.83 | 0 | 0.2 | 1 | 0 | 0 | 0 | 0 | 0 | 0 | 0 | 0 | 0 | 0 | 0 | 0 | 0 | 0 | 0 | 0 | 1 | 0 | 0 | 0 | 0 | 0 | 0 | 0 | 9331.1179
2025-09-06 | 9782.115 | 0.4 | 0 | 1 | 0 | 0 | 0 | 0 | 0 | 0 | 0 | 0 | 0 | 0 | 0 | 0 | 0 | 0 | 0 | 0 | 0 | 1 | 0 | 0 | 0 | 0 | 0 | 0 | 9776.7106
2025-09-06 | 9375.763 | 1.5 | 0 | 1 | 0 | 0 | 0 | 0 | 0 | 0 | 0 | 0 | 0 | 0 | 0 | 0 | 0 | 0 | 0 | 0 | 0 | 0 | 1 | 0 | 0 | 0 | 0 | 0 | 9945.3308
2025-09-06 | 9271.523 | 1.7 | 0 | 1 | 0 | 0 | 0 | 0 | 0 | 0 | 0 | 0 | 0 | 0 | 0 | 0 | 0 | 0 | 0 | 0 | 0 | 0 | 0 | 1 | 0 | 0 | 0 | 0 | 9888.9228
2025-09-06 | 8639.922 | 2.2 | 0 | 1 | 0 | 0 | 0 | 0 | 0 | 0 | 0 | 0 | 0 | 0 | 0 | 0 | 0 | 0 | 0 | 0 | 0 | 0 | 0 | 0 | 1 | 0 | 0 | 0 | 9594.8382
2025-09-06 | 7864.315 | 2.5 | 0 | 1 | 0 | 0 | 0 | 0 | 0 | 0 | 0 | 0 | 0 | 0 | 0 | 0 | 0 | 0 | 0 | 0 | 0 | 0 | 0 | 0 | 0 | 1 | 0 | 0 | 8671.8649
2025-09-06 | 6917.113 | 3 | 0 | 1 | 0 | 0 | 0 | 0 | 0 | 0 | 0 | 0 | 0 | 0 | 0 | 0 | 0 | 0 | 0 | 0 | 0 | 0 | 0 | 0 | 0 | 0 | 1 | 0 | 7593.5969
2025-09-06 | 6158.631 | 3.9 | 0 | 1 | 0 | 0 | 0 | 0 | 0 | 0 | 0 | 0 | 0 | 0 | 0 | 0 | 0 | 0 | 0 | 0 | 0 | 0 | 0 | 0 | 0 | 0 | 0 | 1 | 6736.9004
2025-09-07 | 5672.196 | 3.9 | 0 | 1 | 1 | 0 | 0 | 0 | 0 | 0 | 0 | 0 | 0 | 0 | 0 | 0 | 0 | 0 | 0 | 0 | 0 | 0 | 0 | 0 | 0 | 0 | 0 | 0 | 6032.5433
2025-09-07 | 5263.713 | 4.2 | 0 | 1 | 0 | 1 | 0 | 0 | 0 | 0 | 0 | 0 | 0 | 0 | 0 | 0 | 0 | 0 | 0 | 0 | 0 | 0 | 0 | 0 | 0 | 0 | 0 | 0 | 5664.025
2025-09-07 | 5071.255 | 4.5 | 0 | 1 | 0 | 0 | 1 | 0 | 0 | 0 | 0 | 0 | 0 | 0 | 0 | 0 | 0 | 0 | 0 | 0 | 0 | 0 | 0 | 0 | 0 | 0 | 0 | 0 | 5486.4343
2025-09-07 | 4980.248 | 5.3 | 0 | 1 | 0 | 0 | 0 | 1 | 0 | 0 | 0 | 0 | 0 | 0 | 0 | 0 | 0 | 0 | 0 | 0 | 0 | 0 | 0 | 0 | 0 | 0 | 0 | 0 | 5577.3433
2025-09-07 | 5001.598 | 6.2 | 0 | 1 | 0 | 0 | 0 | 0 | 1 | 0 | 0 | 0 | 0 | 0 | 0 | 0 | 0 | 0 | 0 | 0 | 0 | 0 | 0 | 0 | 0 | 0 | 0 | 0 | 5911.2914
2025-09-07 | 5343.296 | 6.6 | 0 | 1 | 0 | 0 | 0 | 0 | 0 | 1 | 0 | 0 | 0 | 0 | 0 | 0 | 0 | 0 | 0 | 0 | 0 | 0 | 0 | 0 | 0 | 0 | 0 | 0 | 6516.9575
2025-09-07 | 6094.153 | 6 | 0 | 1 | 0 | 0 | 0 | 0 | 0 | 0 | 1 | 0 | 0 | 0 | 0 | 0 | 0 | 0 | 0 | 0 | 0 | 0 | 0 | 0 | 0 | 0 | 0 | 0 | 7190.7702
2025-09-07 | 7261.642 | 6.5 | 0 | 1 | 0 | 0 | 0 | 0 | 0 | 0 | 0 | 1 | 0 | 0 | 0 | 0 | 0 | 0 | 0 | 0 | 0 | 0 | 0 | 0 | 0 | 0 | 0 | 0 | 7943.5265
2025-09-07 | 8070.864 | 5.6 | 0 | 1 | 0 | 0 | 0 | 0 | 0 | 0 | 0 | 0 | 1 | 0 | 0 | 0 | 0 | 0 | 0 | 0 | 0 | 0 | 0 | 0 | 0 | 0 | 0 | 0 | 8133.2059
2025-09-07 | 8628.683 | 3.8 | 0 | 1 | 0 | 0 | 0 | 0 | 0 | 0 | 0 | 0 | 0 | 1 | 0 | 0 | 0 | 0 | 0 | 0 | 0 | 0 | 0 | 0 | 0 | 0 | 0 | 0 | 7939.9187
2025-09-07 | 8912.723 | 2.2 | 0 | 1 | 0 | 0 | 0 | 0 | 0 | 0 | 0 | 0 | 0 | 0 | 1 | 0 | 0 | 0 | 0 | 0 | 0 | 0 | 0 | 0 | 0 | 0 | 0 | 0 | 7738.9847
2025-09-07 | 9305.55 | 1.3 | 0 | 1 | 0 | 0 | 0 | 0 | 0 | 0 | 0 | 0 | 0 | 0 | 0 | 1 | 0 | 0 | 0 | 0 | 0 | 0 | 0 | 0 | 0 | 0 | 0 | 0 | 7696.3632
2025-09-07 | 9179.004 | 0 | 0 | 1 | 0 | 0 | 0 | 0 | 0 | 0 | 0 | 0 | 0 | 0 | 0 | 0 | 1 | 0 | 0 | 0 | 0 | 0 | 0 | 0 | 0 | 0 | 0 | 0 | 7384.8456
2025-09-07 | 9321.771 | 2.2 | 0 | 1 | 0 | 0 | 0 | 0 | 0 | 0 | 0 | 0 | 0 | 0 | 0 | 0 | 0 | 1 | 0 | 0 | 0 | 0 | 0 | 0 | 0 | 0 | 0 | 0 | 7681.4101
2025-09-07 | 9468.165 | 0.6 | 0 | 1 | 0 | 0 | 0 | 0 | 0 | 0 | 0 | 0 | 0 | 0 | 0 | 0 | 0 | 0 | 1 | 0 | 0 | 0 | 0 | 0 | 0 | 0 | 0 | 0 | 7594.412
2025-09-07 | 10328.434 | 0.2 | 0 | 1 | 0 | 0 | 0 | 0 | 0 | 0 | 0 | 0 | 0 | 0 | 0 | 0 | 0 | 0 | 0 | 1 | 0 | 0 | 0 | 0 | 0 | 0 | 0 | 0 | 8218.9641
2025-09-07 | 11280.198 | 0.1 | 0 | 1 | 0 | 0 | 0 | 0 | 0 | 0 | 0 | 0 | 0 | 0 | 0 | 0 | 0 | 0 | 0 | 0 | 1 | 0 | 0 | 0 | 0 | 0 | 0 | 0 | 9233.8523
2025-09-07 | 11120.49 | 0 | 0.6 | 1 | 0 | 0 | 0 | 0 | 0 | 0 | 0 | 0 | 0 | 0 | 0 | 0 | 0 | 0 | 0 | 0 | 0 | 1 | 0 | 0 | 0 | 0 | 0 | 0 | 10051.484
2025-09-07 | 10567.361 | 1.1 | 0 | 1 | 0 | 0 | 0 | 0 | 0 | 0 | 0 | 0 | 0 | 0 | 0 | 0 | 0 | 0 | 0 | 0 | 0 | 0 | 1 | 0 | 0 | 0 | 0 | 0 | 9877.2372
2025-09-07 | 10201.791 | 2.4 | 0 | 1 | 0 | 0 | 0 | 0 | 0 | 0 | 0 | 0 | 0 | 0 | 0 | 0 | 0 | 0 | 0 | 0 | 0 | 0 | 0 | 1 | 0 | 0 | 0 | 0 | 10008.0866
2025-09-07 | 9313.878 | 3.2 | 0 | 1 | 0 | 0 | 0 | 0 | 0 | 0 | 0 | 0 | 0 | 0 | 0 | 0 | 0 | 0 | 0 | 0 | 0 | 0 | 0 | 0 | 1 | 0 | 0 | 0 | 9765.0723
2025-09-07 | 8042.526 | 4.3 | 0 | 1 | 0 | 0 | 0 | 0 | 0 | 0 | 0 | 0 | 0 | 0 | 0 | 0 | 0 | 0 | 0 | 0 | 0 | 0 | 0 | 0 | 0 | 1 | 0 | 0 | 8978.2862
2025-09-07 | 6934.605 | 4.8 | 0 | 1 | 0 | 0 | 0 | 0 | 0 | 0 | 0 | 0 | 0 | 0 | 0 | 0 | 0 | 0 | 0 | 0 | 0 | 0 | 0 | 0 | 0 | 0 | 1 | 0 | 7900.0182
2025-09-07 | 6057.68 | 6.1 | 0 | 1 | 0 | 0 | 0 | 0 | 0 | 0 | 0 | 0 | 0 | 0 | 0 | 0 | 0 | 0 | 0 | 0 | 0 | 0 | 0 | 0 | 0 | 0 | 0 | 1 | 7111.4153
2025-09-08 | 5583.993 | 7.6 | 0 | 0 | 1 | 0 | 0 | 0 | 0 | 0 | 0 | 0 | 0 | 0 | 0 | 0 | 0 | 0 | 0 | 0 | 0 | 0 | 0 | 0 | 0 | 0 | 0 | 0 | 6179.278
2025-09-08 | 5270.116 | 8.5 | 0 | 0 | 0 | 1 | 0 | 0 | 0 | 0 | 0 | 0 | 0 | 0 | 0 | 0 | 0 | 0 | 0 | 0 | 0 | 0 | 0 | 0 | 0 | 0 | 0 | 0 | 5912.9001
2025-09-08 | 5090.969 | 8.1 | 0 | 0 | 0 | 0 | 1 | 0 | 0 | 0 | 0 | 0 | 0 | 0 | 0 | 0 | 0 | 0 | 0 | 0 | 0 | 0 | 0 | 0 | 0 | 0 | 0 | 0 | 5616.1456
2025-09-08 | 5121.836 | 8.8 | 0 | 0 | 0 | 0 | 0 | 1 | 0 | 0 | 0 | 0 | 0 | 0 | 0 | 0 | 0 | 0 | 0 | 0 | 0 | 0 | 0 | 0 | 0 | 0 | 0 | 0 | 5690.0312
2025-09-08 | 5465.789 | 9.2 | 0 | 0 | 0 | 0 | 0 | 0 | 1 | 0 | 0 | 0 | 0 | 0 | 0 | 0 | 0 | 0 | 0 | 0 | 0 | 0 | 0 | 0 | 0 | 0 | 0 | 0 | 5938.8622
2025-09-08 | 6160.018 | 8.6 | 0 | 0 | 0 | 0 | 0 | 0 | 0 | 1 | 0 | 0 | 0 | 0 | 0 | 0 | 0 | 0 | 0 | 0 | 0 | 0 | 0 | 0 | 0 | 0 | 0 | 0 | 6374.2943
2025-09-08 | 7095.612 | 9.3 | 0 | 0 | 0 | 0 | 0 | 0 | 0 | 0 | 1 | 0 | 0 | 0 | 0 | 0 | 0 | 0 | 0 | 0 | 0 | 0 | 0 | 0 | 0 | 0 | 0 | 0 | 7269.4112
2025-09-08 | 7047.252 | 7.6 | 0 | 0 | 0 | 0 | 0 | 0 | 0 | 0 | 0 | 1 | 0 | 0 | 0 | 0 | 0 | 0 | 0 | 0 | 0 | 0 | 0 | 0 | 0 | 0 | 0 | 0 | 7647.6526
2025-09-08 | 6863.869 | 4.8 | 0 | 0 | 0 | 0 | 0 | 0 | 0 | 0 | 0 | 0 | 1 | 0 | 0 | 0 | 0 | 0 | 0 | 0 | 0 | 0 | 0 | 0 | 0 | 0 | 0 | 0 | 7513.8873
2025-09-08 | 6973.02 | 3.1 | 0 | 0 | 0 | 0 | 0 | 0 | 0 | 0 | 0 | 0 | 0 | 1 | 0 | 0 | 0 | 0 | 0 | 0 | 0 | 0 | 0 | 0 | 0 | 0 | 0 | 0 | 7337.6235
2025-09-08 | 7044.194 | 2 | 0 | 0 | 0 | 0 | 0 | 0 | 0 | 0 | 0 | 0 | 0 | 0 | 1 | 0 | 0 | 0 | 0 | 0 | 0 | 0 | 0 | 0 | 0 | 0 | 0 | 0 | 7221.8065
2025-09-08 | 7167.555 | 1.3 | 0 | 0 | 0 | 0 | 0 | 0 | 0 | 0 | 0 | 0 | 0 | 0 | 0 | 1 | 0 | 0 | 0 | 0 | 0 | 0 | 0 | 0 | 0 | 0 | 0 | 0 | 7213.2319
2025-09-08 | 6942.737 | 0 | 0.6 | 0 | 0 | 0 | 0 | 0 | 0 | 0 | 0 | 0 | 0 | 0 | 0 | 0 | 1 | 0 | 0 | 0 | 0 | 0 | 0 | 0 | 0 | 0 | 0 | 0 | 7244.5813
2025-09-08 | 6876.139 | 0 | 0.1 | 0 | 0 | 0 | 0 | 0 | 0 | 0 | 0 | 0 | 0 | 0 | 0 | 0 | 0 | 1 | 0 | 0 | 0 | 0 | 0 | 0 | 0 | 0 | 0 | 0 | 6880.9083
2025-09-08 | 7234.104 | 0 | 0.4 | 0 | 0 | 0 | 0 | 0 | 0 | 0 | 0 | 0 | 0 | 0 | 0 | 0 | 0 | 0 | 1 | 0 | 0 | 0 | 0 | 0 | 0 | 0 | 0 | 0 | 7237.7182
2025-09-08 | 8281.645 | 0 | 0.2 | 0 | 0 | 0 | 0 | 0 | 0 | 0 | 0 | 0 | 0 | 0 | 0 | 0 | 0 | 0 | 0 | 1 | 0 | 0 | 0 | 0 | 0 | 0 | 0 | 0 | 7816.075
2025-09-08 | 9442.758 | 0 | 0.4 | 0 | 0 | 0 | 0 | 0 | 0 | 0 | 0 | 0 | 0 | 0 | 0 | 0 | 0 | 0 | 0 | 0 | 1 | 0 | 0 | 0 | 0 | 0 | 0 | 0 | 8962.2755
2025-09-08 | 9379.552 | 0 | 0.2 | 0 | 0 | 0 | 0 | 0 | 0 | 0 | 0 | 0 | 0 | 0 | 0 | 0 | 0 | 0 | 0 | 0 | 0 | 1 | 0 | 0 | 0 | 0 | 0 | 0 | 9339.7746
2025-09-08 | 9562.479 | 0.8 | 0 | 0 | 0 | 0 | 0 | 0 | 0 | 0 | 0 | 0 | 0 | 0 | 0 | 0 | 0 | 0 | 0 | 0 | 0 | 0 | 1 | 0 | 0 | 0 | 0 | 0 | 9343.0356
2025-09-08 | 9696.146 | 2.3 | 0 | 0 | 0 | 0 | 0 | 0 | 0 | 0 | 0 | 0 | 0 | 0 | 0 | 0 | 0 | 0 | 0 | 0 | 0 | 0 | 0 | 1 | 0 | 0 | 0 | 0 | 9507.9319
2025-09-08 | 8887.646 | 3.4 | 0 | 0 | 0 | 0 | 0 | 0 | 0 | 0 | 0 | 0 | 0 | 0 | 0 | 0 | 0 | 0 | 0 | 0 | 0 | 0 | 0 | 0 | 1 | 0 | 0 | 0 | 9315.9877
2025-09-08 | 7658.126 | 4 | 0 | 0 | 0 | 0 | 0 | 0 | 0 | 0 | 0 | 0 | 0 | 0 | 0 | 0 | 0 | 0 | 0 | 0 | 0 | 0 | 0 | 0 | 0 | 1 | 0 | 0 | 8444.0847
2025-09-08 | 6678.138 | 3.5 | 0 | 0 | 0 | 0 | 0 | 0 | 0 | 0 | 0 | 0 | 0 | 0 | 0 | 0 | 0 | 0 | 0 | 0 | 0 | 0 | 0 | 0 | 0 | 0 | 1 | 0 | 7195.5826
2025-09-08 | 5935.954 | 4.1 | 0 | 0 | 0 | 0 | 0 | 0 | 0 | 0 | 0 | 0 | 0 | 0 | 0 | 0 | 0 | 0 | 0 | 0 | 0 | 0 | 0 | 0 | 0 | 0 | 0 | 1 | 6287.8159
2025-09-09 | 5455.224 | 4.3 | 0 | 0 | 1 | 0 | 0 | 0 | 0 | 0 | 0 | 0 | 0 | 0 | 0 | 0 | 0 | 0 | 0 | 0 | 0 | 0 | 0 | 0 | 0 | 0 | 0 | 0 | 5617.5056
2025-09-09 | 5225.242 | 5.4 | 0 | 0 | 0 | 1 | 0 | 0 | 0 | 0 | 0 | 0 | 0 | 0 | 0 | 0 | 0 | 0 | 0 | 0 | 0 | 0 | 0 | 0 | 0 | 0 | 0 | 0 | 5385.1745
2025-09-09 | 5040.451 | 7.3 | 0 | 0 | 0 | 0 | 1 | 0 | 0 | 0 | 0 | 0 | 0 | 0 | 0 | 0 | 0 | 0 | 0 | 0 | 0 | 0 | 0 | 0 | 0 | 0 | 0 | 0 | 5479.9584
2025-09-09 | 5085.827 | 6.7 | 0 | 0 | 0 | 0 | 0 | 1 | 0 | 0 | 0 | 0 | 0 | 0 | 0 | 0 | 0 | 0 | 0 | 0 | 0 | 0 | 0 | 0 | 0 | 0 | 0 | 0 | 5332.5396
2025-09-09 | 5376.772 | 8.3 | 0 | 0 | 0 | 0 | 0 | 0 | 1 | 0 | 0 | 0 | 0 | 0 | 0 | 0 | 0 | 0 | 0 | 0 | 0 | 0 | 0 | 0 | 0 | 0 | 0 | 0 | 5785.6516
2025-09-09 | 6081.349 | 8.3 | 0 | 0 | 0 | 0 | 0 | 0 | 0 | 1 | 0 | 0 | 0 | 0 | 0 | 0 | 0 | 0 | 0 | 0 | 0 | 0 | 0 | 0 | 0 | 0 | 0 | 0 | 6323.2241
2025-09-09 | 7007.184 | 8.6 | 0 | 0 | 0 | 0 | 0 | 0 | 0 | 0 | 1 | 0 | 0 | 0 | 0 | 0 | 0 | 0 | 0 | 0 | 0 | 0 | 0 | 0 | 0 | 0 | 0 | 0 | 7150.2474
2025-09-09 | 7030.077 | 6.5 | 0 | 0 | 0 | 0 | 0 | 0 | 0 | 0 | 0 | 1 | 0 | 0 | 0 | 0 | 0 | 0 | 0 | 0 | 0 | 0 | 0 | 0 | 0 | 0 | 0 | 0 | 7460.3952
2025-09-09 | 6822.38 | 4.4 | 0 | 0 | 0 | 0 | 0 | 0 | 0 | 0 | 0 | 0 | 1 | 0 | 0 | 0 | 0 | 0 | 0 | 0 | 0 | 0 | 0 | 0 | 0 | 0 | 0 | 0 | 7445.7937
2025-09-09 | 6734.396 | 1.6 | 0 | 0 | 0 | 0 | 0 | 0 | 0 | 0 | 0 | 0 | 0 | 1 | 0 | 0 | 0 | 0 | 0 | 0 | 0 | 0 | 0 | 0 | 0 | 0 | 0 | 0 | 7082.2724
2025-09-09 | 6835.275 | 0 | 0 | 0 | 0 | 0 | 0 | 0 | 0 | 0 | 0 | 0 | 0 | 0 | 1 | 0 | 0 | 0 | 0 | 0 | 0 | 0 | 0 | 0 | 0 | 0 | 0 | 0 | 6881.3384
2025-09-09 | 6968.852 | 0 | 1 | 0 | 0 | 0 | 0 | 0 | 0 | 0 | 0 | 0 | 0 | 0 | 0 | 1 | 0 | 0 | 0 | 0 | 0 | 0 | 0 | 0 | 0 | 0 | 0 | 0 | 7563.3725
2025-09-09 | 6807.411 | 0 | 1.9 | 0 | 0 | 0 | 0 | 0 | 0 | 0 | 0 | 0 | 0 | 0 | 0 | 0 | 1 | 0 | 0 | 0 | 0 | 0 | 0 | 0 | 0 | 0 | 0 | 0 | 7987.4597
2025-09-09 | 6831.474 | 0 | 3.4 | 0 | 0 | 0 | 0 | 0 | 0 | 0 | 0 | 0 | 0 | 0 | 0 | 0 | 0 | 1 | 0 | 0 | 0 | 0 | 0 | 0 | 0 | 0 | 0 | 0 | 8766.6765
2025-09-09 | 7226.799 | 0 | 3.6 | 0 | 0 | 0 | 0 | 0 | 0 | 0 | 0 | 0 | 0 | 0 | 0 | 0 | 0 | 0 | 1 | 0 | 0 | 0 | 0 | 0 | 0 | 0 | 0 | 0 | 9066.3419
2025-09-09 | 8330.295 | 0 | 3.4 | 0 | 0 | 0 | 0 | 0 | 0 | 0 | 0 | 0 | 0 | 0 | 0 | 0 | 0 | 0 | 0 | 1 | 0 | 0 | 0 | 0 | 0 | 0 | 0 | 0 | 9644.6987
2025-09-09 | 9571.402 | 0 | 3.3 | 0 | 0 | 0 | 0 | 0 | 0 | 0 | 0 | 0 | 0 | 0 | 0 | 0 | 0 | 0 | 0 | 0 | 1 | 0 | 0 | 0 | 0 | 0 | 0 | 0 | 10619.4658
2025-09-09 | 9485.093 | 0 | 2.7 | 0 | 0 | 0 | 0 | 0 | 0 | 0 | 0 | 0 | 0 | 0 | 0 | 0 | 0 | 0 | 0 | 0 | 0 | 1 | 0 | 0 | 0 | 0 | 0 | 0 | 10768.3869
2025-09-09 | 9528.969 | 0 | 1.1 | 0 | 0 | 0 | 0 | 0 | 0 | 0 | 0 | 0 | 0 | 0 | 0 | 0 | 0 | 0 | 0 | 0 | 0 | 0 | 1 | 0 | 0 | 0 | 0 | 0 | 9835.4378
2025-09-09 | 9768.973 | 0.5 | 0 | 0 | 0 | 0 | 0 | 0 | 0 | 0 | 0 | 0 | 0 | 0 | 0 | 0 | 0 | 0 | 0 | 0 | 0 | 0 | 0 | 1 | 0 | 0 | 0 | 0 | 9201.5106
2025-09-09 | 9054.524 | 1.6 | 0 | 0 | 0 | 0 | 0 | 0 | 0 | 0 | 0 | 0 | 0 | 0 | 0 | 0 | 0 | 0 | 0 | 0 | 0 | 0 | 0 | 0 | 1 | 0 | 0 | 0 | 9009.5664
2025-09-09 | 7933.783 | 1.7 | 0 | 0 | 0 | 0 | 0 | 0 | 0 | 0 | 0 | 0 | 0 | 0 | 0 | 0 | 0 | 0 | 0 | 0 | 0 | 0 | 0 | 0 | 0 | 1 | 0 | 0 | 8052.5463
2025-09-09 | 6920.48 | 1.9 | 0 | 0 | 0 | 0 | 0 | 0 | 0 | 0 | 0 | 0 | 0 | 0 | 0 | 0 | 0 | 0 | 0 | 0 | 0 | 0 | 0 | 0 | 0 | 0 | 1 | 0 | 6923.2081
2025-09-09 | 5980.055 | 2.7 | 0 | 0 | 0 | 0 | 0 | 0 | 0 | 0 | 0 | 0 | 0 | 0 | 0 | 0 | 0 | 0 | 0 | 0 | 0 | 0 | 0 | 0 | 0 | 0 | 0 | 1 | 6049.4882
2025-09-10 | 5501.122 | 3.1 | 0 | 0 | 1 | 0 | 0 | 0 | 0 | 0 | 0 | 0 | 0 | 0 | 0 | 0 | 0 | 0 | 0 | 0 | 0 | 0 | 0 | 0 | 0 | 0 | 0 | 0 | 5413.2247
2025-09-10 | 5184.219 | 3.3 | 0 | 0 | 0 | 1 | 0 | 0 | 0 | 0 | 0 | 0 | 0 | 0 | 0 | 0 | 0 | 0 | 0 | 0 | 0 | 0 | 0 | 0 | 0 | 0 | 0 | 0 | 5027.683
2025-09-10 | 4947.794 | 4.9 | 0 | 0 | 0 | 0 | 1 | 0 | 0 | 0 | 0 | 0 | 0 | 0 | 0 | 0 | 0 | 0 | 0 | 0 | 0 | 0 | 0 | 0 | 0 | 0 | 0 | 0 | 5071.3966
2025-09-10 | 4966.245 | 5.2 | 0 | 0 | 0 | 0 | 0 | 1 | 0 | 0 | 0 | 0 | 0 | 0 | 0 | 0 | 0 | 0 | 0 | 0 | 0 | 0 | 0 | 0 | 0 | 0 | 0 | 0 | 5077.1886
2025-09-10 | 5281.326 | 5.7 | 0 | 0 | 0 | 0 | 0 | 0 | 1 | 0 | 0 | 0 | 0 | 0 | 0 | 0 | 0 | 0 | 0 | 0 | 0 | 0 | 0 | 0 | 0 | 0 | 0 | 0 | 5343.043
2025-09-10 | 5988.927 | 5.9 | 0 | 0 | 0 | 0 | 0 | 0 | 0 | 1 | 0 | 0 | 0 | 0 | 0 | 0 | 0 | 0 | 0 | 0 | 0 | 0 | 0 | 0 | 0 | 0 | 0 | 0 | 5914.6623
2025-09-10 | 6830.45 | 5.2 | 0 | 0 | 0 | 0 | 0 | 0 | 0 | 0 | 1 | 0 | 0 | 0 | 0 | 0 | 0 | 0 | 0 | 0 | 0 | 0 | 0 | 0 | 0 | 0 | 0 | 0 | 6571.4516
2025-09-10 | 6839.052 | 4.5 | 0 | 0 | 0 | 0 | 0 | 0 | 0 | 0 | 0 | 1 | 0 | 0 | 0 | 0 | 0 | 0 | 0 | 0 | 0 | 0 | 0 | 0 | 0 | 0 | 0 | 0 | 7119.9271
2025-09-10 | 6772.743 | 2.2 | 0 | 0 | 0 | 0 | 0 | 0 | 0 | 0 | 0 | 0 | 1 | 0 | 0 | 0 | 0 | 0 | 0 | 0 | 0 | 0 | 0 | 0 | 0 | 0 | 0 | 0 | 7071.2787
2025-09-10 | 6774.339 | 0.2 | 0 | 0 | 0 | 0 | 0 | 0 | 0 | 0 | 0 | 0 | 0 | 1 | 0 | 0 | 0 | 0 | 0 | 0 | 0 | 0 | 0 | 0 | 0 | 0 | 0 | 0 | 6843.9447
2025-09-10 | 6932.968 | 0 | 2.1 | 0 | 0 | 0 | 0 | 0 | 0 | 0 | 0 | 0 | 0 | 0 | 1 | 0 | 0 | 0 | 0 | 0 | 0 | 0 | 0 | 0 | 0 | 0 | 0 | 0 | 8081.3728
2025-09-10 | 7150.508 | 0 | 2.9 | 0 | 0 | 0 | 0 | 0 | 0 | 0 | 0 | 0 | 0 | 0 | 0 | 1 | 0 | 0 | 0 | 0 | 0 | 0 | 0 | 0 | 0 | 0 | 0 | 0 | 8649.1179
2025-09-10 | 7193.311 | 0 | 4.3 | 0 | 0 | 0 | 0 | 0 | 0 | 0 | 0 | 0 | 0 | 0 | 0 | 0 | 1 | 0 | 0 | 0 | 0 | 0 | 0 | 0 | 0 | 0 | 0 | 0 | 9358.9275
2025-09-10 | 7280.247 | 0 | 5.4 | 0 | 0 | 0 | 0 | 0 | 0 | 0 | 0 | 0 | 0 | 0 | 0 | 0 | 0 | 1 | 0 | 0 | 0 | 0 | 0 | 0 | 0 | 0 | 0 | 0 | 9909.5664
2025-09-10 | 7817.287 | 0 | 6 | 0 | 0 | 0 | 0 | 0 | 0 | 0 | 0 | 0 | 0 | 0 | 0 | 0 | 0 | 0 | 1 | 0 | 0 | 0 | 0 | 0 | 0 | 0 | 0 | 0 | 10437.8098
2025-09-10 | 8989.115 | 0 | 5.9 | 0 | 0 | 0 | 0 | 0 | 0 | 0 | 0 | 0 | 0 | 0 | 0 | 0 | 0 | 0 | 0 | 1 | 0 | 0 | 0 | 0 | 0 | 0 | 0 | 0 | 11073.311
2025-09-10 | 10112.253 | 0 | 5.7 | 0 | 0 | 0 | 0 | 0 | 0 | 0 | 0 | 0 | 0 | 0 | 0 | 0 | 0 | 0 | 0 | 0 | 1 | 0 | 0 | 0 | 0 | 0 | 0 | 0 | 11990.9336
2025-09-10 | 10002.081 | 0 | 4.7 | 0 | 0 | 0 | 0 | 0 | 0 | 0 | 0 | 0 | 0 | 0 | 0 | 0 | 0 | 0 | 0 | 0 | 0 | 1 | 0 | 0 | 0 | 0 | 0 | 0 | 11911.2768
2025-09-10 | 10014.783 | 0 | 3.9 | 0 | 0 | 0 | 0 | 0 | 0 | 0 | 0 | 0 | 0 | 0 | 0 | 0 | 0 | 0 | 0 | 0 | 0 | 0 | 1 | 0 | 0 | 0 | 0 | 0 | 11435.4836
2025-09-10 | 10086.561 | 0 | 1.9 | 0 | 0 | 0 | 0 | 0 | 0 | 0 | 0 | 0 | 0 | 0 | 0 | 0 | 0 | 0 | 0 | 0 | 0 | 0 | 0 | 1 | 0 | 0 | 0 | 0 | 10202.1389
2025-09-10 | 9382.13 | 0 | 0.6 | 0 | 0 | 0 | 0 | 0 | 0 | 0 | 0 | 0 | 0 | 0 | 0 | 0 | 0 | 0 | 0 | 0 | 0 | 0 | 0 | 0 | 1 | 0 | 0 | 0 | 9080.0589
2025-09-10 | 8293.401 | 0 | 0.8 | 0 | 0 | 0 | 0 | 0 | 0 | 0 | 0 | 0 | 0 | 0 | 0 | 0 | 0 | 0 | 0 | 0 | 0 | 0 | 0 | 0 | 0 | 1 | 0 | 0 | 8220.3044
2025-09-10 | 7150.797 | 0 | 0.5 | 0 | 0 | 0 | 0 | 0 | 0 | 0 | 0 | 0 | 0 | 0 | 0 | 0 | 0 | 0 | 0 | 0 | 0 | 0 | 0 | 0 | 0 | 0 | 1 | 0 | 6885.4859
2025-09-10 | 6165.395 | 0.4 | 0 | 0 | 0 | 0 | 0 | 0 | 0 | 0 | 0 | 0 | 0 | 0 | 0 | 0 | 0 | 0 | 0 | 0 | 0 | 0 | 0 | 0 | 0 | 0 | 0 | 1 | 5657.9499
2025-09-11 | 5665.286 | 0.2 | 0 | 0 | 1 | 0 | 0 | 0 | 0 | 0 | 0 | 0 | 0 | 0 | 0 | 0 | 0 | 0 | 0 | 0 | 0 | 0 | 0 | 0 | 0 | 0 | 0 | 0 | 4919.546
2025-09-11 | 5285.939 | 1.5 | 0 | 0 | 0 | 1 | 0 | 0 | 0 | 0 | 0 | 0 | 0 | 0 | 0 | 0 | 0 | 0 | 0 | 0 | 0 | 0 | 0 | 0 | 0 | 0 | 0 | 0 | 4721.2617
2025-09-11 | 5087.378 | 1.9 | 0 | 0 | 0 | 0 | 1 | 0 | 0 | 0 | 0 | 0 | 0 | 0 | 0 | 0 | 0 | 0 | 0 | 0 | 0 | 0 | 0 | 0 | 0 | 0 | 0 | 0 | 4560.6945
2025-09-11 | 5041.247 | 2.2 | 0 | 0 | 0 | 0 | 0 | 1 | 0 | 0 | 0 | 0 | 0 | 0 | 0 | 0 | 0 | 0 | 0 | 0 | 0 | 0 | 0 | 0 | 0 | 0 | 0 | 0 | 4566.4864
2025-09-11 | 5320.505 | 2.7 | 0 | 0 | 0 | 0 | 0 | 0 | 1 | 0 | 0 | 0 | 0 | 0 | 0 | 0 | 0 | 0 | 0 | 0 | 0 | 0 | 0 | 0 | 0 | 0 | 0 | 0 | 4832.3409
2025-09-11 | 5967.146 | 3.3 | 0 | 0 | 0 | 0 | 0 | 0 | 0 | 1 | 0 | 0 | 0 | 0 | 0 | 0 | 0 | 0 | 0 | 0 | 0 | 0 | 0 | 0 | 0 | 0 | 0 | 0 | 5472.0538
2025-09-11 | 6863.69 | 3.5 | 0 | 0 | 0 | 0 | 0 | 0 | 0 | 0 | 1 | 0 | 0 | 0 | 0 | 0 | 0 | 0 | 0 | 0 | 0 | 0 | 0 | 0 | 0 | 0 | 0 | 0 | 6282.0537
2025-09-11 | 6943.125 | 2.6 | 0 | 0 | 0 | 0 | 0 | 0 | 0 | 0 | 0 | 1 | 0 | 0 | 0 | 0 | 0 | 0 | 0 | 0 | 0 | 0 | 0 | 0 | 0 | 0 | 0 | 0 | 6796.4824
2025-09-11 | 6965.146 | 0.7 | 0 | 0 | 0 | 0 | 0 | 0 | 0 | 0 | 0 | 0 | 1 | 0 | 0 | 0 | 0 | 0 | 0 | 0 | 0 | 0 | 0 | 0 | 0 | 0 | 0 | 0 | 6815.9277
2025-09-11 | 7161.624 | 0 | 2.2 | 0 | 0 | 0 | 0 | 0 | 0 | 0 | 0 | 0 | 0 | 1 | 0 | 0 | 0 | 0 | 0 | 0 | 0 | 0 | 0 | 0 | 0 | 0 | 0 | 0 | 8067.0768
2025-09-11 | 7312.608 | 0 | 4.5 | 0 | 0 | 0 | 0 | 0 | 0 | 0 | 0 | 0 | 0 | 0 | 1 | 0 | 0 | 0 | 0 | 0 | 0 | 0 | 0 | 0 | 0 | 0 | 0 | 0 | 9452.8406
2025-09-11 | 7621.969 | 0 | 6.4 | 0 | 0 | 0 | 0 | 0 | 0 | 0 | 0 | 0 | 0 | 0 | 0 | 1 | 0 | 0 | 0 | 0 | 0 | 0 | 0 | 0 | 0 | 0 | 0 | 0 | 10649.1751
2025-09-11 | 7755.422 | 0 | 6.6 | 0 | 0 | 0 | 0 | 0 | 0 | 0 | 0 | 0 | 0 | 0 | 0 | 0 | 1 | 0 | 0 | 0 | 0 | 0 | 0 | 0 | 0 | 0 | 0 | 0 | 10673.2508
2025-09-11 | 7904.869 | 0 | 6.5 | 0 | 0 | 0 | 0 | 0 | 0 | 0 | 0 | 0 | 0 | 0 | 0 | 0 | 0 | 1 | 0 | 0 | 0 | 0 | 0 | 0 | 0 | 0 | 0 | 0 | 10538.1558
2025-09-11 | 8409.799 | 0 | 6.7 | 0 | 0 | 0 | 0 | 0 | 0 | 0 | 0 | 0 | 0 | 0 | 0 | 0 | 0 | 0 | 1 | 0 | 0 | 0 | 0 | 0 | 0 | 0 | 0 | 0 | 10837.8212
2025-09-11 | 9445.422 | 0 | 6.4 | 0 | 0 | 0 | 0 | 0 | 0 | 0 | 0 | 0 | 0 | 0 | 0 | 0 | 0 | 0 | 0 | 1 | 0 | 0 | 0 | 0 | 0 | 0 | 0 | 0 | 11359.0335
2025-09-11 | 10281.49 | 0 | 5.3 | 0 | 0 | 0 | 0 | 0 | 0 | 0 | 0 | 0 | 0 | 0 | 0 | 0 | 0 | 0 | 0 | 0 | 1 | 0 | 0 | 0 | 0 | 0 | 0 | 0 | 11762.3556
2025-09-11 | 10314.849 | 0 | 4.6 | 0 | 0 | 0 | 0 | 0 | 0 | 0 | 0 | 0 | 0 | 0 | 0 | 0 | 0 | 0 | 0 | 0 | 0 | 1 | 0 | 0 | 0 | 0 | 0 | 0 | 11854.1323
2025-09-11 | 10462.216 | 0 | 3.5 | 0 | 0 | 0 | 0 | 0 | 0 | 0 | 0 | 0 | 0 | 0 | 0 | 0 | 0 | 0 | 0 | 0 | 0 | 0 | 1 | 0 | 0 | 0 | 0 | 0 | 11206.9056
2025-09-11 | 10566.635 | 0 | 2.9 | 0 | 0 | 0 | 0 | 0 | 0 | 0 | 0 | 0 | 0 | 0 | 0 | 0 | 0 | 0 | 0 | 0 | 0 | 0 | 0 | 1 | 0 | 0 | 0 | 0 | 10773.5838
2025-09-11 | 9909.588 | 0 | 1.6 | 0 | 0 | 0 | 0 | 0 | 0 | 0 | 0 | 0 | 0 | 0 | 0 | 0 | 0 | 0 | 0 | 0 | 0 | 0 | 0 | 0 | 1 | 0 | 0 | 0 | 9651.5038
2025-09-11 | 8724.809 | 0 | 0.8 | 0 | 0 | 0 | 0 | 0 | 0 | 0 | 0 | 0 | 0 | 0 | 0 | 0 | 0 | 0 | 0 | 0 | 0 | 0 | 0 | 0 | 0 | 1 | 0 | 0 | 8220.3044
2025-09-11 | 7521.047 | 0.6 | 0 | 0 | 0 | 0 | 0 | 0 | 0 | 0 | 0 | 0 | 0 | 0 | 0 | 0 | 0 | 0 | 0 | 0 | 0 | 0 | 0 | 0 | 0 | 0 | 1 | 0 | 6701.9039
2025-09-11 | 6502.882 | 1.3 | 0 | 0 | 0 | 0 | 0 | 0 | 0 | 0 | 0 | 0 | 0 | 0 | 0 | 0 | 0 | 0 | 0 | 0 | 0 | 0 | 0 | 0 | 0 | 0 | 0 | 1 | 5811.1605
2025-09-12 | 5913.635 | 1.7 | 0 | 0 | 1 | 0 | 0 | 0 | 0 | 0 | 0 | 0 | 0 | 0 | 0 | 0 | 0 | 0 | 0 | 0 | 0 | 0 | 0 | 0 | 0 | 0 | 0 | 0 | 5174.897
2025-09-12 | 5500.295 | 2.3 | 0 | 0 | 0 | 1 | 0 | 0 | 0 | 0 | 0 | 0 | 0 | 0 | 0 | 0 | 0 | 0 | 0 | 0 | 0 | 0 | 0 | 0 | 0 | 0 | 0 | 0 | 4857.4489
2025-09-12 | 5260.234 | 2.7 | 0 | 0 | 0 | 0 | 1 | 0 | 0 | 0 | 0 | 0 | 0 | 0 | 0 | 0 | 0 | 0 | 0 | 0 | 0 | 0 | 0 | 0 | 0 | 0 | 0 | 0 | 4696.8817
2025-09-12 | 5100.585 | 2.8 | 0 | 0 | 0 | 0 | 0 | 1 | 0 | 0 | 0 | 0 | 0 | 0 | 0 | 0 | 0 | 0 | 0 | 0 | 0 | 0 | 0 | 0 | 0 | 0 | 0 | 0 | 4668.6268
2025-09-12 | 5325.831 | 3.4 | 0 | 0 | 0 | 0 | 0 | 0 | 1 | 0 | 0 | 0 | 0 | 0 | 0 | 0 | 0 | 0 | 0 | 0 | 0 | 0 | 0 | 0 | 0 | 0 | 0 | 0 | 4951.5047
2025-09-12 | 5956.747 | 4 | 0 | 0 | 0 | 0 | 0 | 0 | 0 | 1 | 0 | 0 | 0 | 0 | 0 | 0 | 0 | 0 | 0 | 0 | 0 | 0 | 0 | 0 | 0 | 0 | 0 | 0 | 5591.2176
2025-09-12 | 6902.995 | 3.8 | 0 | 0 | 0 | 0 | 0 | 0 | 0 | 0 | 1 | 0 | 0 | 0 | 0 | 0 | 0 | 0 | 0 | 0 | 0 | 0 | 0 | 0 | 0 | 0 | 0 | 0 | 6333.1239
2025-09-12 | 7153.784 | 2.6 | 0 | 0 | 0 | 0 | 0 | 0 | 0 | 0 | 0 | 1 | 0 | 0 | 0 | 0 | 0 | 0 | 0 | 0 | 0 | 0 | 0 | 0 | 0 | 0 | 0 | 0 | 6796.4824
2025-09-12 | 7282.49 | 1.6 | 0 | 0 | 0 | 0 | 0 | 0 | 0 | 0 | 0 | 0 | 1 | 0 | 0 | 0 | 0 | 0 | 0 | 0 | 0 | 0 | 0 | 0 | 0 | 0 | 0 | 0 | 6969.1383
2025-09-12 | 7430.134 | 0.2 | 0 | 0 | 0 | 0 | 0 | 0 | 0 | 0 | 0 | 0 | 0 | 1 | 0 | 0 | 0 | 0 | 0 | 0 | 0 | 0 | 0 | 0 | 0 | 0 | 0 | 0 | 6843.9447
2025-09-12 | 7688.816 | 0 | 1.8 | 0 | 0 | 0 | 0 | 0 | 0 | 0 | 0 | 0 | 0 | 0 | 1 | 0 | 0 | 0 | 0 | 0 | 0 | 0 | 0 | 0 | 0 | 0 | 0 | 0 | 7909.9393
2025-09-12 | 7942.348 | 0 | 3.6 | 0 | 0 | 0 | 0 | 0 | 0 | 0 | 0 | 0 | 0 | 0 | 0 | 1 | 0 | 0 | 0 | 0 | 0 | 0 | 0 | 0 | 0 | 0 | 0 | 0 | 9049.1293
2025-09-12 | 7969.706 | 0 | 3 | 0 | 0 | 0 | 0 | 0 | 0 | 0 | 0 | 0 | 0 | 0 | 0 | 0 | 1 | 0 | 0 | 0 | 0 | 0 | 0 | 0 | 0 | 0 | 0 | 0 | 8616.0491
2025-09-12 | 8125.549 | 0 | 4.5 | 0 | 0 | 0 | 0 | 0 | 0 | 0 | 0 | 0 | 0 | 0 | 0 | 0 | 0 | 1 | 0 | 0 | 0 | 0 | 0 | 0 | 0 | 0 | 0 | 0 | 9395.266
2025-09-12 | 8629.394 | 0 | 3.9 | 0 | 0 | 0 | 0 | 0 | 0 | 0 | 0 | 0 | 0 | 0 | 0 | 0 | 0 | 0 | 1 | 0 | 0 | 0 | 0 | 0 | 0 | 0 | 0 | 0 | 9237.7754
2025-09-12 | 9606.126 | 0 | 2.8 | 0 | 0 | 0 | 0 | 0 | 0 | 0 | 0 | 0 | 0 | 0 | 0 | 0 | 0 | 0 | 0 | 1 | 0 | 0 | 0 | 0 | 0 | 0 | 0 | 0 | 9301.8318
2025-09-12 | 10249.957 | 0 | 2.8 | 0 | 0 | 0 | 0 | 0 | 0 | 0 | 0 | 0 | 0 | 0 | 0 | 0 | 0 | 0 | 0 | 0 | 1 | 0 | 0 | 0 | 0 | 0 | 0 | 0 | 10333.7433
2025-09-12 | 10190.516 | 0 | 2.5 | 0 | 0 | 0 | 0 | 0 | 0 | 0 | 0 | 0 | 0 | 0 | 0 | 0 | 0 | 0 | 0 | 0 | 0 | 1 | 0 | 0 | 0 | 0 | 0 | 0 | 10654.098
2025-09-12 | 10042.826 | 0 | 2.1 | 0 | 0 | 0 | 0 | 0 | 0 | 0 | 0 | 0 | 0 | 0 | 0 | 0 | 0 | 0 | 0 | 0 | 0 | 0 | 1 | 0 | 0 | 0 | 0 | 0 | 10406.8827
2025-09-12 | 10138.934 | 0 | 1.3 | 0 | 0 | 0 | 0 | 0 | 0 | 0 | 0 | 0 | 0 | 0 | 0 | 0 | 0 | 0 | 0 | 0 | 0 | 0 | 0 | 1 | 0 | 0 | 0 | 0 | 9859.2719
2025-09-12 | 9417.161 | 0 | 0.6 | 0 | 0 | 0 | 0 | 0 | 0 | 0 | 0 | 0 | 0 | 0 | 0 | 0 | 0 | 0 | 0 | 0 | 0 | 0 | 0 | 0 | 1 | 0 | 0 | 0 | 9080.0589
2025-09-12 | 8432.572 | 0.2 | 0 | 0 | 0 | 0 | 0 | 0 | 0 | 0 | 0 | 0 | 0 | 0 | 0 | 0 | 0 | 0 | 0 | 0 | 0 | 0 | 0 | 0 | 0 | 1 | 0 | 0 | 7797.1952
2025-09-12 | 7469.491 | 0.5 | 0 | 0 | 0 | 0 | 0 | 0 | 0 | 0 | 0 | 0 | 0 | 0 | 0 | 0 | 0 | 0 | 0 | 0 | 0 | 0 | 0 | 0 | 0 | 0 | 1 | 0 | 6684.8805
2025-09-12 | 6578.659 | 0.3 | 0 | 0 | 0 | 0 | 0 | 0 | 0 | 0 | 0 | 0 | 0 | 0 | 0 | 0 | 0 | 0 | 0 | 0 | 0 | 0 | 0 | 0 | 0 | 0 | 0 | 1 | 5640.9265
2025-09-13 | 5937.594 | 0.4 | 0 | 1 | 1 | 0 | 0 | 0 | 0 | 0 | 0 | 0 | 0 | 0 | 0 | 0 | 0 | 0 | 0 | 0 | 0 | 0 | 0 | 0 | 0 | 0 | 0 | 0 | 5436.7241
2025-09-13 | 5490.935 | 0.8 | 0 | 1 | 0 | 1 | 0 | 0 | 0 | 0 | 0 | 0 | 0 | 0 | 0 | 0 | 0 | 0 | 0 | 0 | 0 | 0 | 0 | 0 | 0 | 0 | 0 | 0 | 5085.2292
2025-09-13 | 5214.706 | 0.4 | 0 | 1 | 0 | 0 | 1 | 0 | 0 | 0 | 0 | 0 | 0 | 0 | 0 | 0 | 0 | 0 | 0 | 0 | 0 | 0 | 0 | 0 | 0 | 0 | 0 | 0 | 4788.4747
2025-09-13 | 5102.072 | 1 | 0 | 1 | 0 | 0 | 0 | 1 | 0 | 0 | 0 | 0 | 0 | 0 | 0 | 0 | 0 | 0 | 0 | 0 | 0 | 0 | 0 | 0 | 0 | 0 | 0 | 0 | 4845.3369
2025-09-13 | 5189.362 | 0.5 | 0 | 1 | 0 | 0 | 0 | 0 | 1 | 0 | 0 | 0 | 0 | 0 | 0 | 0 | 0 | 0 | 0 | 0 | 0 | 0 | 0 | 0 | 0 | 0 | 0 | 0 | 4940.9573
2025-09-13 | 5535.243 | 0.4 | 0 | 1 | 0 | 0 | 0 | 0 | 0 | 1 | 0 | 0 | 0 | 0 | 0 | 0 | 0 | 0 | 0 | 0 | 0 | 0 | 0 | 0 | 0 | 0 | 0 | 0 | 5461.5064
2025-09-13 | 6367.152 | 0.7 | 0 | 1 | 0 | 0 | 0 | 0 | 0 | 0 | 1 | 0 | 0 | 0 | 0 | 0 | 0 | 0 | 0 | 0 | 0 | 0 | 0 | 0 | 0 | 0 | 0 | 0 | 6288.5297
2025-09-13 | 7448.803 | 0.5 | 0 | 1 | 0 | 0 | 0 | 0 | 0 | 0 | 0 | 1 | 0 | 0 | 0 | 0 | 0 | 0 | 0 | 0 | 0 | 0 | 0 | 0 | 0 | 0 | 0 | 0 | 6922.1222
2025-09-13 | 8295.758 | 0 | 0.2 | 1 | 0 | 0 | 0 | 0 | 0 | 0 | 0 | 0 | 1 | 0 | 0 | 0 | 0 | 0 | 0 | 0 | 0 | 0 | 0 | 0 | 0 | 0 | 0 | 0 | 7294.1841
2025-09-13 | 8557.755 | 0 | 0.3 | 1 | 0 | 0 | 0 | 0 | 0 | 0 | 0 | 0 | 0 | 1 | 0 | 0 | 0 | 0 | 0 | 0 | 0 | 0 | 0 | 0 | 0 | 0 | 0 | 0 | 7464.4627
2025-09-13 | 8773.702 | 0 | 1.4 | 1 | 0 | 0 | 0 | 0 | 0 | 0 | 0 | 0 | 0 | 0 | 1 | 0 | 0 | 0 | 0 | 0 | 0 | 0 | 0 | 0 | 0 | 0 | 0 | 0 | 8164.4927
2025-09-13 | 8996.902 | 0 | 3.1 | 1 | 0 | 0 | 0 | 0 | 0 | 0 | 0 | 0 | 0 | 0 | 0 | 1 | 0 | 0 | 0 | 0 | 0 | 0 | 0 | 0 | 0 | 0 | 0 | 0 | 9246.5382
2025-09-13 | 8866.078 | 0 | 4 | 1 | 0 | 0 | 0 | 0 | 0 | 0 | 0 | 0 | 0 | 0 | 0 | 0 | 1 | 0 | 0 | 0 | 0 | 0 | 0 | 0 | 0 | 0 | 0 | 0 | 9670.6253
2025-09-13 | 8711.066 | 0 | 4.2 | 1 | 0 | 0 | 0 | 0 | 0 | 0 | 0 | 0 | 0 | 0 | 0 | 0 | 0 | 1 | 0 | 0 | 0 | 0 | 0 | 0 | 0 | 0 | 0 | 0 | 9706.9638
2025-09-13 | 8883.718 | 0 | 5.1 | 1 | 0 | 0 | 0 | 0 | 0 | 0 | 0 | 0 | 0 | 0 | 0 | 0 | 0 | 0 | 1 | 0 | 0 | 0 | 0 | 0 | 0 | 0 | 0 | 0 | 10406.6407
2025-09-13 | 9511.42 | 0 | 6.8 | 1 | 0 | 0 | 0 | 0 | 0 | 0 | 0 | 0 | 0 | 0 | 0 | 0 | 0 | 0 | 0 | 1 | 0 | 0 | 0 | 0 | 0 | 0 | 0 | 0 | 12070.7428
2025-09-13 | 10169.434 | 0 | 6.9 | 1 | 0 | 0 | 0 | 0 | 0 | 0 | 0 | 0 | 0 | 0 | 0 | 0 | 0 | 0 | 0 | 0 | 1 | 0 | 0 | 0 | 0 | 0 | 0 | 0 | 13159.7989
2025-09-13 | 10004.569 | 0 | 6.2 | 1 | 0 | 0 | 0 | 0 | 0 | 0 | 0 | 0 | 0 | 0 | 0 | 0 | 0 | 0 | 0 | 0 | 0 | 1 | 0 | 0 | 0 | 0 | 0 | 0 | 13251.5755
2025-09-13 | 9639.105 | 0 | 5.4 | 1 | 0 | 0 | 0 | 0 | 0 | 0 | 0 | 0 | 0 | 0 | 0 | 0 | 0 | 0 | 0 | 0 | 0 | 0 | 1 | 0 | 0 | 0 | 0 | 0 | 12775.7823
2025-09-13 | 9447.53 | 0 | 5 | 1 | 0 | 0 | 0 | 0 | 0 | 0 | 0 | 0 | 0 | 0 | 0 | 0 | 0 | 0 | 0 | 0 | 0 | 0 | 0 | 1 | 0 | 0 | 0 | 0 | 12456.7495
2025-09-13 | 8859.128 | 0 | 3.5 | 1 | 0 | 0 | 0 | 0 | 0 | 0 | 0 | 0 | 0 | 0 | 0 | 0 | 0 | 0 | 0 | 0 | 0 | 0 | 0 | 0 | 1 | 0 | 0 | 0 | 11220.3805
2025-09-13 | 8062.348 | 0 | 2 | 1 | 0 | 0 | 0 | 0 | 0 | 0 | 0 | 0 | 0 | 0 | 0 | 0 | 0 | 0 | 0 | 0 | 0 | 0 | 0 | 0 | 0 | 1 | 0 | 0 | 9389.1696
2025-09-13 | 7262.185 | 0 | 1.5 | 1 | 0 | 0 | 0 | 0 | 0 | 0 | 0 | 0 | 0 | 0 | 0 | 0 | 0 | 0 | 0 | 0 | 0 | 0 | 0 | 0 | 0 | 0 | 1 | 0 | 7940.0622
2025-09-13 | 6474.624 | 0 | 0 | 1 | 0 | 0 | 0 | 0 | 0 | 0 | 0 | 0 | 0 | 0 | 0 | 0 | 0 | 0 | 0 | 0 | 0 | 0 | 0 | 0 | 0 | 0 | 0 | 1 | 6072.9876
2025-09-14 | 5888.499 | 0.1 | 0 | 1 | 1 | 0 | 0 | 0 | 0 | 0 | 0 | 0 | 0 | 0 | 0 | 0 | 0 | 0 | 0 | 0 | 0 | 0 | 0 | 0 | 0 | 0 | 0 | 0 | 5385.6539
2025-09-14 | 5459.49 | 1.2 | 0 | 1 | 0 | 1 | 0 | 0 | 0 | 0 | 0 | 0 | 0 | 0 | 0 | 0 | 0 | 0 | 0 | 0 | 0 | 0 | 0 | 0 | 0 | 0 | 0 | 0 | 5153.3228
2025-09-14 | 5188.389 | 1.3 | 0 | 1 | 0 | 0 | 1 | 0 | 0 | 0 | 0 | 0 | 0 | 0 | 0 | 0 | 0 | 0 | 0 | 0 | 0 | 0 | 0 | 0 | 0 | 0 | 0 | 0 | 4941.6854
2025-09-14 | 5073.806 | 1.5 | 0 | 1 | 0 | 0 | 0 | 1 | 0 | 0 | 0 | 0 | 0 | 0 | 0 | 0 | 0 | 0 | 0 | 0 | 0 | 0 | 0 | 0 | 0 | 0 | 0 | 0 | 4930.4539
2025-09-14 | 5099.969 | 2.2 | 0 | 1 | 0 | 0 | 0 | 0 | 1 | 0 | 0 | 0 | 0 | 0 | 0 | 0 | 0 | 0 | 0 | 0 | 0 | 0 | 0 | 0 | 0 | 0 | 0 | 0 | 5230.3552
2025-09-14 | 5322.328 | 2.5 | 0 | 1 | 0 | 0 | 0 | 0 | 0 | 1 | 0 | 0 | 0 | 0 | 0 | 0 | 0 | 0 | 0 | 0 | 0 | 0 | 0 | 0 | 0 | 0 | 0 | 0 | 5818.9979
2025-09-14 | 6130.366 | 2.2 | 0 | 1 | 0 | 0 | 0 | 0 | 0 | 0 | 1 | 0 | 0 | 0 | 0 | 0 | 0 | 0 | 0 | 0 | 0 | 0 | 0 | 0 | 0 | 0 | 0 | 0 | 6543.8808
2025-09-14 | 7282.257 | 1.6 | 0 | 1 | 0 | 0 | 0 | 0 | 0 | 0 | 0 | 1 | 0 | 0 | 0 | 0 | 0 | 0 | 0 | 0 | 0 | 0 | 0 | 0 | 0 | 0 | 0 | 0 | 7109.3796
2025-09-14 | 8158.129 | 0 | 1.6 | 1 | 0 | 0 | 0 | 0 | 0 | 0 | 0 | 0 | 1 | 0 | 0 | 0 | 0 | 0 | 0 | 0 | 0 | 0 | 0 | 0 | 0 | 0 | 0 | 0 | 8094.207
2025-09-14 | 8880.244 | 0 | 3.5 | 1 | 0 | 0 | 0 | 0 | 0 | 0 | 0 | 0 | 0 | 1 | 0 | 0 | 0 | 0 | 0 | 0 | 0 | 0 | 0 | 0 | 0 | 0 | 0 | 0 | 9293.0865
2025-09-14 | 9804.422 | 0 | 4.5 | 1 | 0 | 0 | 0 | 0 | 0 | 0 | 0 | 0 | 0 | 0 | 1 | 0 | 0 | 0 | 0 | 0 | 0 | 0 | 0 | 0 | 0 | 0 | 0 | 0 | 9935.9719
2025-09-14 | 10472.346 | 0 | 6.1 | 1 | 0 | 0 | 0 | 0 | 0 | 0 | 0 | 0 | 0 | 0 | 0 | 1 | 0 | 0 | 0 | 0 | 0 | 0 | 0 | 0 | 0 | 0 | 0 | 0 | 10960.873
2025-09-14 | 11064.128 | 0 | 6.4 | 1 | 0 | 0 | 0 | 0 | 0 | 0 | 0 | 0 | 0 | 0 | 0 | 0 | 1 | 0 | 0 | 0 | 0 | 0 | 0 | 0 | 0 | 0 | 0 | 0 | 11042.0932
2025-09-14 | 11305.214 | 0 | 7.1 | 1 | 0 | 0 | 0 | 0 | 0 | 0 | 0 | 0 | 0 | 0 | 0 | 0 | 0 | 1 | 0 | 0 | 0 | 0 | 0 | 0 | 0 | 0 | 0 | 0 | 11364.1541
2025-09-14 | 11684.155 | 0 | 6.5 | 1 | 0 | 0 | 0 | 0 | 0 | 0 | 0 | 0 | 0 | 0 | 0 | 0 | 0 | 0 | 1 | 0 | 0 | 0 | 0 | 0 | 0 | 0 | 0 | 0 | 11206.6636
2025-09-14 | 12451.201 | 0 | 6.6 | 1 | 0 | 0 | 0 | 0 | 0 | 0 | 0 | 0 | 0 | 0 | 0 | 0 | 0 | 0 | 0 | 1 | 0 | 0 | 0 | 0 | 0 | 0 | 0 | 0 | 11956.4538
2025-09-14 | 13474.134 | 0 | 5.9 | 1 | 0 | 0 | 0 | 0 | 0 | 0 | 0 | 0 | 0 | 0 | 0 | 0 | 0 | 0 | 0 | 0 | 1 | 0 | 0 | 0 | 0 | 0 | 0 | 0 | 12588.3539
2025-09-14 | 13175.256 | 0 | 5.6 | 1 | 0 | 0 | 0 | 0 | 0 | 0 | 0 | 0 | 0 | 0 | 0 | 0 | 0 | 0 | 0 | 0 | 0 | 1 | 0 | 0 | 0 | 0 | 0 | 0 | 12908.7086
2025-09-14 | 12513.546 | 0 | 4.9 | 1 | 0 | 0 | 0 | 0 | 0 | 0 | 0 | 0 | 0 | 0 | 0 | 0 | 0 | 0 | 0 | 0 | 0 | 0 | 1 | 0 | 0 | 0 | 0 | 0 | 12490.0598
2025-09-14 | 12041.945 | 0 | 4.1 | 1 | 0 | 0 | 0 | 0 | 0 | 0 | 0 | 0 | 0 | 0 | 0 | 0 | 0 | 0 | 0 | 0 | 0 | 0 | 0 | 1 | 0 | 0 | 0 | 0 | 11942.4491
2025-09-14 | 10704.487 | 0 | 3.4 | 1 | 0 | 0 | 0 | 0 | 0 | 0 | 0 | 0 | 0 | 0 | 0 | 0 | 0 | 0 | 0 | 0 | 0 | 0 | 0 | 0 | 1 | 0 | 0 | 0 | 11163.236
2025-09-14 | 9242.13 | 0 | 3.2 | 1 | 0 | 0 | 0 | 0 | 0 | 0 | 0 | 0 | 0 | 0 | 0 | 0 | 0 | 0 | 0 | 0 | 0 | 0 | 0 | 0 | 0 | 1 | 0 | 0 | 10074.9035
2025-09-14 | 7723.528 | 0 | 1.4 | 1 | 0 | 0 | 0 | 0 | 0 | 0 | 0 | 0 | 0 | 0 | 0 | 0 | 0 | 0 | 0 | 0 | 0 | 0 | 0 | 0 | 0 | 0 | 1 | 0 | 7882.9177
2025-09-14 | 6636.106 | 0 | 0.5 | 1 | 0 | 0 | 0 | 0 | 0 | 0 | 0 | 0 | 0 | 0 | 0 | 0 | 0 | 0 | 0 | 0 | 0 | 0 | 0 | 0 | 0 | 0 | 0 | 1 | 6358.7101
2025-09-15 | 5934.692 | 0.3 | 0 | 0 | 1 | 0 | 0 | 0 | 0 | 0 | 0 | 0 | 0 | 0 | 0 | 0 | 0 | 0 | 0 | 0 | 0 | 0 | 0 | 0 | 0 | 0 | 0 | 0 | 4936.5694
2025-09-15 | 5473.312 | 1.3 | 0 | 0 | 0 | 1 | 0 | 0 | 0 | 0 | 0 | 0 | 0 | 0 | 0 | 0 | 0 | 0 | 0 | 0 | 0 | 0 | 0 | 0 | 0 | 0 | 0 | 0 | 4687.2149
2025-09-15 | 5246.016 | 2.2 | 0 | 0 | 0 | 0 | 1 | 0 | 0 | 0 | 0 | 0 | 0 | 0 | 0 | 0 | 0 | 0 | 0 | 0 | 0 | 0 | 0 | 0 | 0 | 0 | 0 | 0 | 4611.7647
2025-09-15 | 5213.378 | 1.9 | 0 | 0 | 0 | 0 | 0 | 1 | 0 | 0 | 0 | 0 | 0 | 0 | 0 | 0 | 0 | 0 | 0 | 0 | 0 | 0 | 0 | 0 | 0 | 0 | 0 | 0 | 4515.4162
2025-09-15 | 5392.39 | 2.2 | 0 | 0 | 0 | 0 | 0 | 0 | 1 | 0 | 0 | 0 | 0 | 0 | 0 | 0 | 0 | 0 | 0 | 0 | 0 | 0 | 0 | 0 | 0 | 0 | 0 | 0 | 4747.2238
2025-09-15 | 6038.41 | 2.8 | 0 | 0 | 0 | 0 | 0 | 0 | 0 | 1 | 0 | 0 | 0 | 0 | 0 | 0 | 0 | 0 | 0 | 0 | 0 | 0 | 0 | 0 | 0 | 0 | 0 | 0 | 5386.9368
2025-09-15 | 6935.941 | 2.8 | 0 | 0 | 0 | 0 | 0 | 0 | 0 | 0 | 1 | 0 | 0 | 0 | 0 | 0 | 0 | 0 | 0 | 0 | 0 | 0 | 0 | 0 | 0 | 0 | 0 | 0 | 6162.8899
2025-09-15 | 7141.964 | 1.9 | 0 | 0 | 0 | 0 | 0 | 0 | 0 | 0 | 0 | 1 | 0 | 0 | 0 | 0 | 0 | 0 | 0 | 0 | 0 | 0 | 0 | 0 | 0 | 0 | 0 | 0 | 6677.3185
2025-09-15 | 7228.389 | 0.5 | 0 | 0 | 0 | 0 | 0 | 0 | 0 | 0 | 0 | 0 | 1 | 0 | 0 | 0 | 0 | 0 | 0 | 0 | 0 | 0 | 0 | 0 | 0 | 0 | 0 | 0 | 6781.8808
2025-09-15 | 7574.943 | 0 | 1.5 | 0 | 0 | 0 | 0 | 0 | 0 | 0 | 0 | 0 | 0 | 1 | 0 | 0 | 0 | 0 | 0 | 0 | 0 | 0 | 0 | 0 | 0 | 0 | 0 | 0 | 7667.0653
2025-09-15 | 7945.367 | 0 | 3.3 | 0 | 0 | 0 | 0 | 0 | 0 | 0 | 0 | 0 | 0 | 0 | 1 | 0 | 0 | 0 | 0 | 0 | 0 | 0 | 0 | 0 | 0 | 0 | 0 | 0 | 8767.1067
2025-09-15 | 8567.745 | 0 | 4.1 | 0 | 0 | 0 | 0 | 0 | 0 | 0 | 0 | 0 | 0 | 0 | 0 | 1 | 0 | 0 | 0 | 0 | 0 | 0 | 0 | 0 | 0 | 0 | 0 | 0 | 9334.8518
2025-09-15 | 8765.97 | 0 | 4.6 | 0 | 0 | 0 | 0 | 0 | 0 | 0 | 0 | 0 | 0 | 0 | 0 | 0 | 1 | 0 | 0 | 0 | 0 | 0 | 0 | 0 | 0 | 0 | 0 | 0 | 9530.3609
2025-09-15 | 8902.431 | 0 | 5.4 | 0 | 0 | 0 | 0 | 0 | 0 | 0 | 0 | 0 | 0 | 0 | 0 | 0 | 0 | 1 | 0 | 0 | 0 | 0 | 0 | 0 | 0 | 0 | 0 | 0 | 9909.5664
2025-09-15 | 9559.392 | 0 | 6.4 | 0 | 0 | 0 | 0 | 0 | 0 | 0 | 0 | 0 | 0 | 0 | 0 | 0 | 0 | 0 | 1 | 0 | 0 | 0 | 0 | 0 | 0 | 0 | 0 | 0 | 10666.3877
2025-09-15 | 10783.269 | 0 | 5.3 | 0 | 0 | 0 | 0 | 0 | 0 | 0 | 0 | 0 | 0 | 0 | 0 | 0 | 0 | 0 | 0 | 1 | 0 | 0 | 0 | 0 | 0 | 0 | 0 | 0 | 10730.4441
2025-09-15 | 12014.601 | 0 | 5.1 | 0 | 0 | 0 | 0 | 0 | 0 | 0 | 0 | 0 | 0 | 0 | 0 | 0 | 0 | 0 | 0 | 0 | 1 | 0 | 0 | 0 | 0 | 0 | 0 | 0 | 11648.0666
2025-09-15 | 11765.872 | 0 | 5.1 | 0 | 0 | 0 | 0 | 0 | 0 | 0 | 0 | 0 | 0 | 0 | 0 | 0 | 0 | 0 | 0 | 0 | 0 | 1 | 0 | 0 | 0 | 0 | 0 | 0 | 12139.8548
2025-09-15 | 11538.93 | 0 | 3.5 | 0 | 0 | 0 | 0 | 0 | 0 | 0 | 0 | 0 | 0 | 0 | 0 | 0 | 0 | 0 | 0 | 0 | 0 | 0 | 1 | 0 | 0 | 0 | 0 | 0 | 11206.9056
2025-09-15 | 11273.557 | 0 | 1.7 | 0 | 0 | 0 | 0 | 0 | 0 | 0 | 0 | 0 | 0 | 0 | 0 | 0 | 0 | 0 | 0 | 0 | 0 | 0 | 0 | 1 | 0 | 0 | 0 | 0 | 10087.8499
2025-09-15 | 10221.918 | 0 | 0.9 | 0 | 0 | 0 | 0 | 0 | 0 | 0 | 0 | 0 | 0 | 0 | 0 | 0 | 0 | 0 | 0 | 0 | 0 | 0 | 0 | 0 | 1 | 0 | 0 | 0 | 9251.4924
2025-09-15 | 8827.028 | 0 | 1.3 | 0 | 0 | 0 | 0 | 0 | 0 | 0 | 0 | 0 | 0 | 0 | 0 | 0 | 0 | 0 | 0 | 0 | 0 | 0 | 0 | 0 | 0 | 1 | 0 | 0 | 8506.0268
2025-09-15 | 7461.668 | 0 | 1.2 | 0 | 0 | 0 | 0 | 0 | 0 | 0 | 0 | 0 | 0 | 0 | 0 | 0 | 0 | 0 | 0 | 0 | 0 | 0 | 0 | 0 | 0 | 0 | 1 | 0 | 7285.4973
2025-09-15 | 6488.604 | 0 | 0.2 | 0 | 0 | 0 | 0 | 0 | 0 | 0 | 0 | 0 | 0 | 0 | 0 | 0 | 0 | 0 | 0 | 0 | 0 | 0 | 0 | 0 | 0 | 0 | 0 | 1 | 5704.1452
2025-09-16 | 5858.446 | 0.4 | 0 | 0 | 1 | 0 | 0 | 0 | 0 | 0 | 0 | 0 | 0 | 0 | 0 | 0 | 0 | 0 | 0 | 0 | 0 | 0 | 0 | 0 | 0 | 0 | 0 | 0 | 4953.5928
2025-09-16 | 5418.271 | 2.3 | 0 | 0 | 0 | 1 | 0 | 0 | 0 | 0 | 0 | 0 | 0 | 0 | 0 | 0 | 0 | 0 | 0 | 0 | 0 | 0 | 0 | 0 | 0 | 0 | 0 | 0 | 4857.4489
2025-09-16 | 5202.86 | 3.5 | 0 | 0 | 0 | 0 | 1 | 0 | 0 | 0 | 0 | 0 | 0 | 0 | 0 | 0 | 0 | 0 | 0 | 0 | 0 | 0 | 0 | 0 | 0 | 0 | 0 | 0 | 4833.0689
2025-09-16 | 5164.345 | 3.5 | 0 | 0 | 0 | 0 | 0 | 1 | 0 | 0 | 0 | 0 | 0 | 0 | 0 | 0 | 0 | 0 | 0 | 0 | 0 | 0 | 0 | 0 | 0 | 0 | 0 | 0 | 4787.7907
2025-09-16 | 5389.314 | 3.9 | 0 | 0 | 0 | 0 | 0 | 0 | 1 | 0 | 0 | 0 | 0 | 0 | 0 | 0 | 0 | 0 | 0 | 0 | 0 | 0 | 0 | 0 | 0 | 0 | 0 | 0 | 5036.6217
2025-09-16 | 6097.102 | 4.8 | 0 | 0 | 0 | 0 | 0 | 0 | 0 | 1 | 0 | 0 | 0 | 0 | 0 | 0 | 0 | 0 | 0 | 0 | 0 | 0 | 0 | 0 | 0 | 0 | 0 | 0 | 5727.4049
2025-09-16 | 6894.909 | 3.6 | 0 | 0 | 0 | 0 | 0 | 0 | 0 | 0 | 1 | 0 | 0 | 0 | 0 | 0 | 0 | 0 | 0 | 0 | 0 | 0 | 0 | 0 | 0 | 0 | 0 | 0 | 6299.0771
2025-09-16 | 7116.229 | 2.9 | 0 | 0 | 0 | 0 | 0 | 0 | 0 | 0 | 0 | 1 | 0 | 0 | 0 | 0 | 0 | 0 | 0 | 0 | 0 | 0 | 0 | 0 | 0 | 0 | 0 | 0 | 6847.5526
2025-09-16 | 7130.033 | 0 | 0.3 | 0 | 0 | 0 | 0 | 0 | 0 | 0 | 0 | 0 | 1 | 0 | 0 | 0 | 0 | 0 | 0 | 0 | 0 | 0 | 0 | 0 | 0 | 0 | 0 | 0 | 6868.1973
2025-09-16 | 7404.956 | 0 | 2.5 | 0 | 0 | 0 | 0 | 0 | 0 | 0 | 0 | 0 | 0 | 1 | 0 | 0 | 0 | 0 | 0 | 0 | 0 | 0 | 0 | 0 | 0 | 0 | 0 | 0 | 8238.5102
2025-09-16 | 7715.383 | 0 | 4.7 | 0 | 0 | 0 | 0 | 0 | 0 | 0 | 0 | 0 | 0 | 0 | 1 | 0 | 0 | 0 | 0 | 0 | 0 | 0 | 0 | 0 | 0 | 0 | 0 | 0 | 9567.1296
2025-09-16 | 8126.93 | 0 | 6.2 | 0 | 0 | 0 | 0 | 0 | 0 | 0 | 0 | 0 | 0 | 0 | 0 | 1 | 0 | 0 | 0 | 0 | 0 | 0 | 0 | 0 | 0 | 0 | 0 | 0 | 10534.8861
2025-09-16 | 8390.224 | 0 | 7.2 | 0 | 0 | 0 | 0 | 0 | 0 | 0 | 0 | 0 | 0 | 0 | 0 | 0 | 1 | 0 | 0 | 0 | 0 | 0 | 0 | 0 | 0 | 0 | 0 | 0 | 11016.1177
2025-09-16 | 8644.702 | 0 | 7.2 | 0 | 0 | 0 | 0 | 0 | 0 | 0 | 0 | 0 | 0 | 0 | 0 | 0 | 0 | 1 | 0 | 0 | 0 | 0 | 0 | 0 | 0 | 0 | 0 | 0 | 10938.1672
2025-09-16 | 9372.507 | 0 | 6.9 | 0 | 0 | 0 | 0 | 0 | 0 | 0 | 0 | 0 | 0 | 0 | 0 | 0 | 0 | 0 | 1 | 0 | 0 | 0 | 0 | 0 | 0 | 0 | 0 | 0 | 10952.1102
2025-09-16 | 10717.239 | 0 | 6.4 | 0 | 0 | 0 | 0 | 0 | 0 | 0 | 0 | 0 | 0 | 0 | 0 | 0 | 0 | 0 | 0 | 1 | 0 | 0 | 0 | 0 | 0 | 0 | 0 | 0 | 11359.0335
2025-09-16 | 11755.705 | 0 | 5.8 | 0 | 0 | 0 | 0 | 0 | 0 | 0 | 0 | 0 | 0 | 0 | 0 | 0 | 0 | 0 | 0 | 0 | 1 | 0 | 0 | 0 | 0 | 0 | 0 | 0 | 12048.0781
2025-09-16 | 11493.103 | 0 | 4.5 | 0 | 0 | 0 | 0 | 0 | 0 | 0 | 0 | 0 | 0 | 0 | 0 | 0 | 0 | 0 | 0 | 0 | 0 | 1 | 0 | 0 | 0 | 0 | 0 | 0 | 11796.9878
2025-09-16 | 11281.869 | 0 | 3.4 | 0 | 0 | 0 | 0 | 0 | 0 | 0 | 0 | 0 | 0 | 0 | 0 | 0 | 0 | 0 | 0 | 0 | 0 | 0 | 1 | 0 | 0 | 0 | 0 | 0 | 11149.7611
2025-09-16 | 11072.39 | 0 | 2.4 | 0 | 0 | 0 | 0 | 0 | 0 | 0 | 0 | 0 | 0 | 0 | 0 | 0 | 0 | 0 | 0 | 0 | 0 | 0 | 0 | 1 | 0 | 0 | 0 | 0 | 10487.8614
2025-09-16 | 10044.924 | 0 | 2 | 0 | 0 | 0 | 0 | 0 | 0 | 0 | 0 | 0 | 0 | 0 | 0 | 0 | 0 | 0 | 0 | 0 | 0 | 0 | 0 | 0 | 1 | 0 | 0 | 0 | 9880.0818
2025-09-16 | 8817.189 | 0 | 1.7 | 0 | 0 | 0 | 0 | 0 | 0 | 0 | 0 | 0 | 0 | 0 | 0 | 0 | 0 | 0 | 0 | 0 | 0 | 0 | 0 | 0 | 0 | 1 | 0 | 0 | 8734.6048
2025-09-16 | 7528.69 | 0 | 1.1 | 0 | 0 | 0 | 0 | 0 | 0 | 0 | 0 | 0 | 0 | 0 | 0 | 0 | 0 | 0 | 0 | 0 | 0 | 0 | 0 | 0 | 0 | 0 | 1 | 0 | 7228.3528
2025-09-16 | 6530.378 | 0 | 0.1 | 0 | 0 | 0 | 0 | 0 | 0 | 0 | 0 | 0 | 0 | 0 | 0 | 0 | 0 | 0 | 0 | 0 | 0 | 0 | 0 | 0 | 0 | 0 | 0 | 1 | 5647.0007
2025-09-17 | 5877.77 | 1.4 | 0 | 0 | 1 | 0 | 0 | 0 | 0 | 0 | 0 | 0 | 0 | 0 | 0 | 0 | 0 | 0 | 0 | 0 | 0 | 0 | 0 | 0 | 0 | 0 | 0 | 0 | 5123.8268
2025-09-17 | 5494.66 | 2.4 | 0 | 0 | 0 | 1 | 0 | 0 | 0 | 0 | 0 | 0 | 0 | 0 | 0 | 0 | 0 | 0 | 0 | 0 | 0 | 0 | 0 | 0 | 0 | 0 | 0 | 0 | 4874.4723
2025-09-17 | 5207.637 | 3.2 | 0 | 0 | 0 | 0 | 1 | 0 | 0 | 0 | 0 | 0 | 0 | 0 | 0 | 0 | 0 | 0 | 0 | 0 | 0 | 0 | 0 | 0 | 0 | 0 | 0 | 0 | 4781.9987
2025-09-17 | 5144.358 | 3.6 | 0 | 0 | 0 | 0 | 0 | 1 | 0 | 0 | 0 | 0 | 0 | 0 | 0 | 0 | 0 | 0 | 0 | 0 | 0 | 0 | 0 | 0 | 0 | 0 | 0 | 0 | 4804.8141
2025-09-17 | 5402.362 | 4.3 | 0 | 0 | 0 | 0 | 0 | 0 | 1 | 0 | 0 | 0 | 0 | 0 | 0 | 0 | 0 | 0 | 0 | 0 | 0 | 0 | 0 | 0 | 0 | 0 | 0 | 0 | 5104.7153
2025-09-17 | 6127.028 | 4.2 | 0 | 0 | 0 | 0 | 0 | 0 | 0 | 1 | 0 | 0 | 0 | 0 | 0 | 0 | 0 | 0 | 0 | 0 | 0 | 0 | 0 | 0 | 0 | 0 | 0 | 0 | 5625.2644
2025-09-17 | 6966.933 | 4.1 | 0 | 0 | 0 | 0 | 0 | 0 | 0 | 0 | 1 | 0 | 0 | 0 | 0 | 0 | 0 | 0 | 0 | 0 | 0 | 0 | 0 | 0 | 0 | 0 | 0 | 0 | 6384.1941
2025-09-17 | 7053.961 | 3.6 | 0 | 0 | 0 | 0 | 0 | 0 | 0 | 0 | 0 | 1 | 0 | 0 | 0 | 0 | 0 | 0 | 0 | 0 | 0 | 0 | 0 | 0 | 0 | 0 | 0 | 0 | 6966.7164
2025-09-17 | 6992.244 | 0.9 | 0 | 0 | 0 | 0 | 0 | 0 | 0 | 0 | 0 | 0 | 1 | 0 | 0 | 0 | 0 | 0 | 0 | 0 | 0 | 0 | 0 | 0 | 0 | 0 | 0 | 0 | 6849.9745
2025-09-17 | 7263.839 | 0 | 2.3 | 0 | 0 | 0 | 0 | 0 | 0 | 0 | 0 | 0 | 0 | 1 | 0 | 0 | 0 | 0 | 0 | 0 | 0 | 0 | 0 | 0 | 0 | 0 | 0 | 0 | 8124.2212
2025-09-17 | 7488.331 | 0 | 4.4 | 0 | 0 | 0 | 0 | 0 | 0 | 0 | 0 | 0 | 0 | 0 | 1 | 0 | 0 | 0 | 0 | 0 | 0 | 0 | 0 | 0 | 0 | 0 | 0 | 0 | 9395.6961
2025-09-17 | 7903.654 | 0 | 5.5 | 0 | 0 | 0 | 0 | 0 | 0 | 0 | 0 | 0 | 0 | 0 | 0 | 1 | 0 | 0 | 0 | 0 | 0 | 0 | 0 | 0 | 0 | 0 | 0 | 0 | 10134.8747
2025-09-17 | 8003.156 | 0 | 6.1 | 0 | 0 | 0 | 0 | 0 | 0 | 0 | 0 | 0 | 0 | 0 | 0 | 0 | 1 | 0 | 0 | 0 | 0 | 0 | 0 | 0 | 0 | 0 | 0 | 0 | 10387.5283
2025-09-17 | 8314.652 | 0 | 5.8 | 0 | 0 | 0 | 0 | 0 | 0 | 0 | 0 | 0 | 0 | 0 | 0 | 0 | 0 | 1 | 0 | 0 | 0 | 0 | 0 | 0 | 0 | 0 | 0 | 0 | 10138.1444
2025-09-17 | 8810.848 | 0 | 6.4 | 0 | 0 | 0 | 0 | 0 | 0 | 0 | 0 | 0 | 0 | 0 | 0 | 0 | 0 | 0 | 1 | 0 | 0 | 0 | 0 | 0 | 0 | 0 | 0 | 0 | 10666.3877
2025-09-17 | 9819.169 | 0 | 7.2 | 0 | 0 | 0 | 0 | 0 | 0 | 0 | 0 | 0 | 0 | 0 | 0 | 0 | 0 | 0 | 0 | 1 | 0 | 0 | 0 | 0 | 0 | 0 | 0 | 0 | 11816.1894
2025-09-17 | 11010.251 | 0 | 6.9 | 0 | 0 | 0 | 0 | 0 | 0 | 0 | 0 | 0 | 0 | 0 | 0 | 0 | 0 | 0 | 0 | 0 | 1 | 0 | 0 | 0 | 0 | 0 | 0 | 0 | 12676.6675
2025-09-17 | 10980.324 | 0 | 5.8 | 0 | 0 | 0 | 0 | 0 | 0 | 0 | 0 | 0 | 0 | 0 | 0 | 0 | 0 | 0 | 0 | 0 | 0 | 1 | 0 | 0 | 0 | 0 | 0 | 0 | 12539.8662
2025-09-17 | 10837.598 | 0 | 4 | 0 | 0 | 0 | 0 | 0 | 0 | 0 | 0 | 0 | 0 | 0 | 0 | 0 | 0 | 0 | 0 | 0 | 0 | 0 | 1 | 0 | 0 | 0 | 0 | 0 | 11492.6281
2025-09-17 | 10722.701 | 0 | 1.6 | 0 | 0 | 0 | 0 | 0 | 0 | 0 | 0 | 0 | 0 | 0 | 0 | 0 | 0 | 0 | 0 | 0 | 0 | 0 | 0 | 1 | 0 | 0 | 0 | 0 | 10030.7054
2025-09-17 | 9897.07 | 0 | 0.9 | 0 | 0 | 0 | 0 | 0 | 0 | 0 | 0 | 0 | 0 | 0 | 0 | 0 | 0 | 0 | 0 | 0 | 0 | 0 | 0 | 0 | 1 | 0 | 0 | 0 | 9251.4924
2025-09-17 | 8588.883 | 0 | 0.2 | 0 | 0 | 0 | 0 | 0 | 0 | 0 | 0 | 0 | 0 | 0 | 0 | 0 | 0 | 0 | 0 | 0 | 0 | 0 | 0 | 0 | 0 | 1 | 0 | 0 | 7877.4374
2025-09-17 | 7364.592 | 0 | 0.1 | 0 | 0 | 0 | 0 | 0 | 0 | 0 | 0 | 0 | 0 | 0 | 0 | 0 | 0 | 0 | 0 | 0 | 0 | 0 | 0 | 0 | 0 | 0 | 1 | 0 | 6656.9079
2025-09-17 | 6391.055 | 1.5 | 0 | 0 | 0 | 0 | 0 | 0 | 0 | 0 | 0 | 0 | 0 | 0 | 0 | 0 | 0 | 0 | 0 | 0 | 0 | 0 | 0 | 0 | 0 | 0 | 0 | 1 | 5845.2073
2025-09-18 | 5755.853 | 0.6 | 0 | 0 | 1 | 0 | 0 | 0 | 0 | 0 | 0 | 0 | 0 | 0 | 0 | 0 | 0 | 0 | 0 | 0 | 0 | 0 | 0 | 0 | 0 | 0 | 0 | 0 | 4987.6396
2025-09-18 | 5364.344 | 0.7 | 0 | 0 | 0 | 1 | 0 | 0 | 0 | 0 | 0 | 0 | 0 | 0 | 0 | 0 | 0 | 0 | 0 | 0 | 0 | 0 | 0 | 0 | 0 | 0 | 0 | 0 | 4585.0744
2025-09-18 | 5121.49 | 4.3 | 0 | 0 | 0 | 0 | 1 | 0 | 0 | 0 | 0 | 0 | 0 | 0 | 0 | 0 | 0 | 0 | 0 | 0 | 0 | 0 | 0 | 0 | 0 | 0 | 0 | 0 | 4969.2562
2025-09-18 | 5136.519 | 2.6 | 0 | 0 | 0 | 0 | 0 | 1 | 0 | 0 | 0 | 0 | 0 | 0 | 0 | 0 | 0 | 0 | 0 | 0 | 0 | 0 | 0 | 0 | 0 | 0 | 0 | 0 | 4634.58
2025-09-18 | 5392.276 | 3.4 | 0 | 0 | 0 | 0 | 0 | 0 | 1 | 0 | 0 | 0 | 0 | 0 | 0 | 0 | 0 | 0 | 0 | 0 | 0 | 0 | 0 | 0 | 0 | 0 | 0 | 0 | 4951.5047
2025-09-18 | 6056.881 | 2.8 | 0 | 0 | 0 | 0 | 0 | 0 | 0 | 1 | 0 | 0 | 0 | 0 | 0 | 0 | 0 | 0 | 0 | 0 | 0 | 0 | 0 | 0 | 0 | 0 | 0 | 0 | 5386.9368
2025-09-18 | 6952.588 | 3 | 0 | 0 | 0 | 0 | 0 | 0 | 0 | 0 | 1 | 0 | 0 | 0 | 0 | 0 | 0 | 0 | 0 | 0 | 0 | 0 | 0 | 0 | 0 | 0 | 0 | 0 | 6196.9367
2025-09-18 | 7107.409 | 2.2 | 0 | 0 | 0 | 0 | 0 | 0 | 0 | 0 | 0 | 1 | 0 | 0 | 0 | 0 | 0 | 0 | 0 | 0 | 0 | 0 | 0 | 0 | 0 | 0 | 0 | 0 | 6728.3887
2025-09-18 | 7126.794 | 0 | 0.9 | 0 | 0 | 0 | 0 | 0 | 0 | 0 | 0 | 0 | 1 | 0 | 0 | 0 | 0 | 0 | 0 | 0 | 0 | 0 | 0 | 0 | 0 | 0 | 0 | 0 | 7211.0642
2025-09-18 | 7319.832 | 0 | 5.8 | 0 | 0 | 0 | 0 | 0 | 0 | 0 | 0 | 0 | 0 | 1 | 0 | 0 | 0 | 0 | 0 | 0 | 0 | 0 | 0 | 0 | 0 | 0 | 0 | 0 | 10124.2785
2025-09-18 | 7563.482 | 0 | 6.7 | 0 | 0 | 0 | 0 | 0 | 0 | 0 | 0 | 0 | 0 | 0 | 1 | 0 | 0 | 0 | 0 | 0 | 0 | 0 | 0 | 0 | 0 | 0 | 0 | 0 | 10710.0194
2025-09-18 | 7991.973 | 0 | 8.5 | 0 | 0 | 0 | 0 | 0 | 0 | 0 | 0 | 0 | 0 | 0 | 0 | 1 | 0 | 0 | 0 | 0 | 0 | 0 | 0 | 0 | 0 | 0 | 0 | 0 | 11849.2094
2025-09-18 | 8366.748 | 0 | 9.2 | 0 | 0 | 0 | 0 | 0 | 0 | 0 | 0 | 0 | 0 | 0 | 0 | 0 | 1 | 0 | 0 | 0 | 0 | 0 | 0 | 0 | 0 | 0 | 0 | 0 | 12159.0076
2025-09-18 | 8702.999 | 0 | 9.9 | 0 | 0 | 0 | 0 | 0 | 0 | 0 | 0 | 0 | 0 | 0 | 0 | 0 | 0 | 1 | 0 | 0 | 0 | 0 | 0 | 0 | 0 | 0 | 0 | 0 | 12481.0685
2025-09-18 | 9498.329 | 0 | 11.2 | 0 | 0 | 0 | 0 | 0 | 0 | 0 | 0 | 0 | 0 | 0 | 0 | 0 | 0 | 0 | 1 | 0 | 0 | 0 | 0 | 0 | 0 | 0 | 0 | 0 | 13409.3234
2025-09-18 | 10442.494 | 0 | 11.4 | 0 | 0 | 0 | 0 | 0 | 0 | 0 | 0 | 0 | 0 | 0 | 0 | 0 | 0 | 0 | 0 | 1 | 0 | 0 | 0 | 0 | 0 | 0 | 0 | 0 | 14216.2581
2025-09-18 | 11526.854 | 0 | 10.6 | 0 | 0 | 0 | 0 | 0 | 0 | 0 | 0 | 0 | 0 | 0 | 0 | 0 | 0 | 0 | 0 | 0 | 1 | 0 | 0 | 0 | 0 | 0 | 0 | 0 | 14791.0137
2025-09-18 | 11474.353 | 0 | 8.5 | 0 | 0 | 0 | 0 | 0 | 0 | 0 | 0 | 0 | 0 | 0 | 0 | 0 | 0 | 0 | 0 | 0 | 0 | 1 | 0 | 0 | 0 | 0 | 0 | 0 | 14082.7675
2025-09-18 | 11705.083 | 0 | 6.4 | 0 | 0 | 0 | 0 | 0 | 0 | 0 | 0 | 0 | 0 | 0 | 0 | 0 | 0 | 0 | 0 | 0 | 0 | 0 | 1 | 0 | 0 | 0 | 0 | 0 | 12864.0959
2025-09-18 | 11558.375 | 0 | 4.6 | 0 | 0 | 0 | 0 | 0 | 0 | 0 | 0 | 0 | 0 | 0 | 0 | 0 | 0 | 0 | 0 | 0 | 0 | 0 | 0 | 1 | 0 | 0 | 0 | 0 | 11745.0402
2025-09-18 | 10696.111 | 0 | 3.1 | 0 | 0 | 0 | 0 | 0 | 0 | 0 | 0 | 0 | 0 | 0 | 0 | 0 | 0 | 0 | 0 | 0 | 0 | 0 | 0 | 0 | 1 | 0 | 0 | 0 | 10508.6712
2025-09-18 | 9394.633 | 0 | 1.8 | 0 | 0 | 0 | 0 | 0 | 0 | 0 | 0 | 0 | 0 | 0 | 0 | 0 | 0 | 0 | 0 | 0 | 0 | 0 | 0 | 0 | 0 | 1 | 0 | 0 | 8791.7493
2025-09-18 | 8110.198 | 0 | 0.9 | 0 | 0 | 0 | 0 | 0 | 0 | 0 | 0 | 0 | 0 | 0 | 0 | 0 | 0 | 0 | 0 | 0 | 0 | 0 | 0 | 0 | 0 | 0 | 1 | 0 | 7114.0639
2025-09-18 | 6929.606 | 0 | 0.1 | 0 | 0 | 0 | 0 | 0 | 0 | 0 | 0 | 0 | 0 | 0 | 0 | 0 | 0 | 0 | 0 | 0 | 0 | 0 | 0 | 0 | 0 | 0 | 0 | 1 | 5647.0007
2025-09-19 | 6231.239 | 1 | 0 | 0 | 1 | 0 | 0 | 0 | 0 | 0 | 0 | 0 | 0 | 0 | 0 | 0 | 0 | 0 | 0 | 0 | 0 | 0 | 0 | 0 | 0 | 0 | 0 | 0 | 5055.7332
2025-09-19 | 5683.399 | 1.6 | 0 | 0 | 0 | 1 | 0 | 0 | 0 | 0 | 0 | 0 | 0 | 0 | 0 | 0 | 0 | 0 | 0 | 0 | 0 | 0 | 0 | 0 | 0 | 0 | 0 | 0 | 4738.2851
2025-09-19 | 5364.533 | 1.8 | 0 | 0 | 0 | 0 | 1 | 0 | 0 | 0 | 0 | 0 | 0 | 0 | 0 | 0 | 0 | 0 | 0 | 0 | 0 | 0 | 0 | 0 | 0 | 0 | 0 | 0 | 4543.671
2025-09-19 | 5200.925 | 2.3 | 0 | 0 | 0 | 0 | 0 | 1 | 0 | 0 | 0 | 0 | 0 | 0 | 0 | 0 | 0 | 0 | 0 | 0 | 0 | 0 | 0 | 0 | 0 | 0 | 0 | 0 | 4583.5098
2025-09-19 | 5460.936 | 2.2 | 0 | 0 | 0 | 0 | 0 | 0 | 1 | 0 | 0 | 0 | 0 | 0 | 0 | 0 | 0 | 0 | 0 | 0 | 0 | 0 | 0 | 0 | 0 | 0 | 0 | 0 | 4747.2238
2025-09-19 | 6093.199 | 2.1 | 0 | 0 | 0 | 0 | 0 | 0 | 0 | 1 | 0 | 0 | 0 | 0 | 0 | 0 | 0 | 0 | 0 | 0 | 0 | 0 | 0 | 0 | 0 | 0 | 0 | 0 | 5267.7729
2025-09-19 | 6980.975 | 2.1 | 0 | 0 | 0 | 0 | 0 | 0 | 0 | 0 | 1 | 0 | 0 | 0 | 0 | 0 | 0 | 0 | 0 | 0 | 0 | 0 | 0 | 0 | 0 | 0 | 0 | 0 | 6043.726
2025-09-19 | 7284.546 | 1.9 | 0 | 0 | 0 | 0 | 0 | 0 | 0 | 0 | 0 | 1 | 0 | 0 | 0 | 0 | 0 | 0 | 0 | 0 | 0 | 0 | 0 | 0 | 0 | 0 | 0 | 0 | 6677.3185
2025-09-19 | 7262.467 | 1.6 | 0 | 0 | 0 | 0 | 0 | 0 | 0 | 0 | 0 | 0 | 1 | 0 | 0 | 0 | 0 | 0 | 0 | 0 | 0 | 0 | 0 | 0 | 0 | 0 | 0 | 0 | 6969.1383
2025-09-19 | 7590.757 | 0.8 | 0 | 0 | 0 | 0 | 0 | 0 | 0 | 0 | 0 | 0 | 0 | 1 | 0 | 0 | 0 | 0 | 0 | 0 | 0 | 0 | 0 | 0 | 0 | 0 | 0 | 0 | 6946.0852
2025-09-19 | 7747.731 | 0 | 0.6 | 0 | 0 | 0 | 0 | 0 | 0 | 0 | 0 | 0 | 0 | 0 | 1 | 0 | 0 | 0 | 0 | 0 | 0 | 0 | 0 | 0 | 0 | 0 | 0 | 0 | 7224.2054
2025-09-19 | 7988.811 | 0 | 1.5 | 0 | 0 | 0 | 0 | 0 | 0 | 0 | 0 | 0 | 0 | 0 | 0 | 1 | 0 | 0 | 0 | 0 | 0 | 0 | 0 | 0 | 0 | 0 | 0 | 0 | 7849.095
2025-09-19 | 8170.314 | 0 | 2.9 | 0 | 0 | 0 | 0 | 0 | 0 | 0 | 0 | 0 | 0 | 0 | 0 | 0 | 1 | 0 | 0 | 0 | 0 | 0 | 0 | 0 | 0 | 0 | 0 | 0 | 8558.9046
2025-09-19 | 8139.572 | 0 | 2.6 | 0 | 0 | 0 | 0 | 0 | 0 | 0 | 0 | 0 | 0 | 0 | 0 | 0 | 0 | 1 | 0 | 0 | 0 | 0 | 0 | 0 | 0 | 0 | 0 | 0 | 8309.5206
2025-09-19 | 8579.476 | 0 | 2.8 | 0 | 0 | 0 | 0 | 0 | 0 | 0 | 0 | 0 | 0 | 0 | 0 | 0 | 0 | 0 | 1 | 0 | 0 | 0 | 0 | 0 | 0 | 0 | 0 | 0 | 8609.186
2025-09-19 | 9299.367 | 0 | 2 | 0 | 0 | 0 | 0 | 0 | 0 | 0 | 0 | 0 | 0 | 0 | 0 | 0 | 0 | 0 | 0 | 1 | 0 | 0 | 0 | 0 | 0 | 0 | 0 | 0 | 8844.6758
2025-09-19 | 10078.78 | 0 | 2.3 | 0 | 0 | 0 | 0 | 0 | 0 | 0 | 0 | 0 | 0 | 0 | 0 | 0 | 0 | 0 | 0 | 0 | 1 | 0 | 0 | 0 | 0 | 0 | 0 | 0 | 10048.0209
2025-09-19 | 9743.451 | 0 | 1 | 0 | 0 | 0 | 0 | 0 | 0 | 0 | 0 | 0 | 0 | 0 | 0 | 0 | 0 | 0 | 0 | 0 | 0 | 1 | 0 | 0 | 0 | 0 | 0 | 0 | 9796.9306
2025-09-19 | 9702.934 | 0 | 0.1 | 0 | 0 | 0 | 0 | 0 | 0 | 0 | 0 | 0 | 0 | 0 | 0 | 0 | 0 | 0 | 0 | 0 | 0 | 0 | 1 | 0 | 0 | 0 | 0 | 0 | 9263.9929
2025-09-19 | 9796.233 | 0.7 | 0 | 0 | 0 | 0 | 0 | 0 | 0 | 0 | 0 | 0 | 0 | 0 | 0 | 0 | 0 | 0 | 0 | 0 | 0 | 0 | 0 | 1 | 0 | 0 | 0 | 0 | 9235.5574
2025-09-19 | 8965.992 | 1.2 | 0 | 0 | 0 | 0 | 0 | 0 | 0 | 0 | 0 | 0 | 0 | 0 | 0 | 0 | 0 | 0 | 0 | 0 | 0 | 0 | 0 | 0 | 1 | 0 | 0 | 0 | 8941.4728
2025-09-19 | 8042.634 | 2.8 | 0 | 0 | 0 | 0 | 0 | 0 | 0 | 0 | 0 | 0 | 0 | 0 | 0 | 0 | 0 | 0 | 0 | 0 | 0 | 0 | 0 | 0 | 0 | 1 | 0 | 0 | 8239.8038
2025-09-19 | 7098.885 | 3.1 | 0 | 0 | 0 | 0 | 0 | 0 | 0 | 0 | 0 | 0 | 0 | 0 | 0 | 0 | 0 | 0 | 0 | 0 | 0 | 0 | 0 | 0 | 0 | 0 | 1 | 0 | 7127.489
2025-09-19 | 6175.48 | 4.2 | 0 | 0 | 0 | 0 | 0 | 0 | 0 | 0 | 0 | 0 | 0 | 0 | 0 | 0 | 0 | 0 | 0 | 0 | 0 | 0 | 0 | 0 | 0 | 0 | 0 | 1 | 6304.8393
2025-09-20 | 5656.182 | 5.3 | 0 | 1 | 1 | 0 | 0 | 0 | 0 | 0 | 0 | 0 | 0 | 0 | 0 | 0 | 0 | 0 | 0 | 0 | 0 | 0 | 0 | 0 | 0 | 0 | 0 | 0 | 6270.871
2025-09-20 | 5334.547 | 3.9 | 0 | 1 | 0 | 1 | 0 | 0 | 0 | 0 | 0 | 0 | 0 | 0 | 0 | 0 | 0 | 0 | 0 | 0 | 0 | 0 | 0 | 0 | 0 | 0 | 0 | 0 | 5612.9548
2025-09-20 | 5092.921 | 4.2 | 0 | 1 | 0 | 0 | 1 | 0 | 0 | 0 | 0 | 0 | 0 | 0 | 0 | 0 | 0 | 0 | 0 | 0 | 0 | 0 | 0 | 0 | 0 | 0 | 0 | 0 | 5435.3641
2025-09-20 | 5013.127 | 4.9 | 0 | 1 | 0 | 0 | 0 | 1 | 0 | 0 | 0 | 0 | 0 | 0 | 0 | 0 | 0 | 0 | 0 | 0 | 0 | 0 | 0 | 0 | 0 | 0 | 0 | 0 | 5509.2497
2025-09-20 | 5129.264 | 5.9 | 0 | 1 | 0 | 0 | 0 | 0 | 1 | 0 | 0 | 0 | 0 | 0 | 0 | 0 | 0 | 0 | 0 | 0 | 0 | 0 | 0 | 0 | 0 | 0 | 0 | 0 | 5860.2212
2025-09-20 | 5500.794 | 6.7 | 0 | 1 | 0 | 0 | 0 | 0 | 0 | 1 | 0 | 0 | 0 | 0 | 0 | 0 | 0 | 0 | 0 | 0 | 0 | 0 | 0 | 0 | 0 | 0 | 0 | 0 | 6533.9809
2025-09-20 | 6401.996 | 7.4 | 0 | 1 | 0 | 0 | 0 | 0 | 0 | 0 | 1 | 0 | 0 | 0 | 0 | 0 | 0 | 0 | 0 | 0 | 0 | 0 | 0 | 0 | 0 | 0 | 0 | 0 | 7429.0979
2025-09-20 | 7425.206 | 6.7 | 0 | 1 | 0 | 0 | 0 | 0 | 0 | 0 | 0 | 1 | 0 | 0 | 0 | 0 | 0 | 0 | 0 | 0 | 0 | 0 | 0 | 0 | 0 | 0 | 0 | 0 | 7977.5733
2025-09-20 | 8108.899 | 5.1 | 0 | 1 | 0 | 0 | 0 | 0 | 0 | 0 | 0 | 0 | 1 | 0 | 0 | 0 | 0 | 0 | 0 | 0 | 0 | 0 | 0 | 0 | 0 | 0 | 0 | 0 | 8048.0889
2025-09-20 | 8529.344 | 3.4 | 0 | 1 | 0 | 0 | 0 | 0 | 0 | 0 | 0 | 0 | 0 | 1 | 0 | 0 | 0 | 0 | 0 | 0 | 0 | 0 | 0 | 0 | 0 | 0 | 0 | 0 | 7871.8251
2025-09-20 | 8694.091 | 2.2 | 0 | 1 | 0 | 0 | 0 | 0 | 0 | 0 | 0 | 0 | 0 | 0 | 1 | 0 | 0 | 0 | 0 | 0 | 0 | 0 | 0 | 0 | 0 | 0 | 0 | 0 | 7738.9847
2025-09-20 | 8680.394 | 1 | 0 | 1 | 0 | 0 | 0 | 0 | 0 | 0 | 0 | 0 | 0 | 0 | 0 | 1 | 0 | 0 | 0 | 0 | 0 | 0 | 0 | 0 | 0 | 0 | 0 | 0 | 7645.293
2025-09-20 | 8425.524 | 0.2 | 0 | 1 | 0 | 0 | 0 | 0 | 0 | 0 | 0 | 0 | 0 | 0 | 0 | 0 | 1 | 0 | 0 | 0 | 0 | 0 | 0 | 0 | 0 | 0 | 0 | 0 | 7418.8925
2025-09-20 | 8272.513 | 0.5 | 0 | 1 | 0 | 0 | 0 | 0 | 0 | 0 | 0 | 0 | 0 | 0 | 0 | 0 | 0 | 1 | 0 | 0 | 0 | 0 | 0 | 0 | 0 | 0 | 0 | 0 | 7392.0122
2025-09-20 | 8469.925 | 0 | 0.1 | 1 | 0 | 0 | 0 | 0 | 0 | 0 | 0 | 0 | 0 | 0 | 0 | 0 | 0 | 0 | 1 | 0 | 0 | 0 | 0 | 0 | 0 | 0 | 0 | 0 | 7549.4161
2025-09-20 | 9112.535 | 0 | 0.1 | 1 | 0 | 0 | 0 | 0 | 0 | 0 | 0 | 0 | 0 | 0 | 0 | 0 | 0 | 0 | 0 | 1 | 0 | 0 | 0 | 0 | 0 | 0 | 0 | 0 | 8242.0618
2025-09-20 | 9734.174 | 0 | 0.1 | 1 | 0 | 0 | 0 | 0 | 0 | 0 | 0 | 0 | 0 | 0 | 0 | 0 | 0 | 0 | 0 | 0 | 1 | 0 | 0 | 0 | 0 | 0 | 0 | 0 | 9273.9734
2025-09-20 | 9595.247 | 0.8 | 0 | 1 | 0 | 0 | 0 | 0 | 0 | 0 | 0 | 0 | 0 | 0 | 0 | 0 | 0 | 0 | 0 | 0 | 0 | 1 | 0 | 0 | 0 | 0 | 0 | 0 | 9844.8042
2025-09-20 | 9415.922 | 1.9 | 0 | 1 | 0 | 0 | 0 | 0 | 0 | 0 | 0 | 0 | 0 | 0 | 0 | 0 | 0 | 0 | 0 | 0 | 0 | 0 | 1 | 0 | 0 | 0 | 0 | 0 | 10013.4244
2025-09-20 | 9035.896 | 2.7 | 0 | 1 | 0 | 0 | 0 | 0 | 0 | 0 | 0 | 0 | 0 | 0 | 0 | 0 | 0 | 0 | 0 | 0 | 0 | 0 | 0 | 1 | 0 | 0 | 0 | 0 | 10059.1568
2025-09-20 | 8291.061 | 2.9 | 0 | 1 | 0 | 0 | 0 | 0 | 0 | 0 | 0 | 0 | 0 | 0 | 0 | 0 | 0 | 0 | 0 | 0 | 0 | 0 | 0 | 0 | 1 | 0 | 0 | 0 | 9714.0021
2025-09-20 | 7458.927 | 3 | 0 | 1 | 0 | 0 | 0 | 0 | 0 | 0 | 0 | 0 | 0 | 0 | 0 | 0 | 0 | 0 | 0 | 0 | 0 | 0 | 0 | 0 | 0 | 1 | 0 | 0 | 8756.9819
2025-09-20 | 6576.483 | 3 | 0 | 1 | 0 | 0 | 0 | 0 | 0 | 0 | 0 | 0 | 0 | 0 | 0 | 0 | 0 | 0 | 0 | 0 | 0 | 0 | 0 | 0 | 0 | 0 | 1 | 0 | 7593.5969
2025-09-20 | 5908.365 | 2.6 | 0 | 1 | 0 | 0 | 0 | 0 | 0 | 0 | 0 | 0 | 0 | 0 | 0 | 0 | 0 | 0 | 0 | 0 | 0 | 0 | 0 | 0 | 0 | 0 | 0 | 1 | 6515.5961
2025-09-21 | 5364.02 | 2.4 | 0 | 1 | 1 | 0 | 0 | 0 | 0 | 0 | 0 | 0 | 0 | 0 | 0 | 0 | 0 | 0 | 0 | 0 | 0 | 0 | 0 | 0 | 0 | 0 | 0 | 0 | 5777.1922
2025-09-21 | 5115.06 | 2.6 | 0 | 1 | 0 | 1 | 0 | 0 | 0 | 0 | 0 | 0 | 0 | 0 | 0 | 0 | 0 | 0 | 0 | 0 | 0 | 0 | 0 | 0 | 0 | 0 | 0 | 0 | 5391.6505
2025-09-21 | 4943.538 | 5.2 | 0 | 1 | 0 | 0 | 1 | 0 | 0 | 0 | 0 | 0 | 0 | 0 | 0 | 0 | 0 | 0 | 0 | 0 | 0 | 0 | 0 | 0 | 0 | 0 | 0 | 0 | 5605.5982
2025-09-21 | 4861.02 | 5.5 | 0 | 1 | 0 | 0 | 0 | 1 | 0 | 0 | 0 | 0 | 0 | 0 | 0 | 0 | 0 | 0 | 0 | 0 | 0 | 0 | 0 | 0 | 0 | 0 | 0 | 0 | 5611.3901
2025-09-21 | 4925.62 | 5.5 | 0 | 1 | 0 | 0 | 0 | 0 | 1 | 0 | 0 | 0 | 0 | 0 | 0 | 0 | 0 | 0 | 0 | 0 | 0 | 0 | 0 | 0 | 0 | 0 | 0 | 0 | 5792.1276
2025-09-21 | 5289.036 | 5.9 | 0 | 1 | 0 | 0 | 0 | 0 | 0 | 1 | 0 | 0 | 0 | 0 | 0 | 0 | 0 | 0 | 0 | 0 | 0 | 0 | 0 | 0 | 0 | 0 | 0 | 0 | 6397.7937
2025-09-21 | 6151.627 | 5.6 | 0 | 1 | 0 | 0 | 0 | 0 | 0 | 0 | 1 | 0 | 0 | 0 | 0 | 0 | 0 | 0 | 0 | 0 | 0 | 0 | 0 | 0 | 0 | 0 | 0 | 0 | 7122.6766
2025-09-21 | 7220.774 | 4.5 | 0 | 1 | 0 | 0 | 0 | 0 | 0 | 0 | 0 | 1 | 0 | 0 | 0 | 0 | 0 | 0 | 0 | 0 | 0 | 0 | 0 | 0 | 0 | 0 | 0 | 0 | 7603.0584
2025-09-21 | 7964.489 | 1.9 | 0 | 1 | 0 | 0 | 0 | 0 | 0 | 0 | 0 | 0 | 1 | 0 | 0 | 0 | 0 | 0 | 0 | 0 | 0 | 0 | 0 | 0 | 0 | 0 | 0 | 0 | 7503.3399
2025-09-21 | 8493.996 | 0 | 0.6 | 1 | 0 | 0 | 0 | 0 | 0 | 0 | 0 | 0 | 0 | 1 | 0 | 0 | 0 | 0 | 0 | 0 | 0 | 0 | 0 | 0 | 0 | 0 | 0 | 0 | 7635.8962
2025-09-21 | 8872.161 | 0 | 3 | 1 | 0 | 0 | 0 | 0 | 0 | 0 | 0 | 0 | 0 | 0 | 1 | 0 | 0 | 0 | 0 | 0 | 0 | 0 | 0 | 0 | 0 | 0 | 0 | 0 | 9078.8045
2025-09-21 | 9293.99 | 0 | 3.9 | 1 | 0 | 0 | 0 | 0 | 0 | 0 | 0 | 0 | 0 | 0 | 0 | 1 | 0 | 0 | 0 | 0 | 0 | 0 | 0 | 0 | 0 | 0 | 0 | 0 | 9703.6941
2025-09-21 | 9342.8 | 0 | 5 | 1 | 0 | 0 | 0 | 0 | 0 | 0 | 0 | 0 | 0 | 0 | 0 | 0 | 1 | 0 | 0 | 0 | 0 | 0 | 0 | 0 | 0 | 0 | 0 | 0 | 10242.0703
2025-09-21 | 9613.282 | 0 | 6.2 | 1 | 0 | 0 | 0 | 0 | 0 | 0 | 0 | 0 | 0 | 0 | 0 | 0 | 0 | 1 | 0 | 0 | 0 | 0 | 0 | 0 | 0 | 0 | 0 | 0 | 10849.8537
2025-09-21 | 10078.157 | 0 | 5.7 | 1 | 0 | 0 | 0 | 0 | 0 | 0 | 0 | 0 | 0 | 0 | 0 | 0 | 0 | 0 | 1 | 0 | 0 | 0 | 0 | 0 | 0 | 0 | 0 | 0 | 10749.5076
2025-09-21 | 11175.569 | 0 | 6.3 | 1 | 0 | 0 | 0 | 0 | 0 | 0 | 0 | 0 | 0 | 0 | 0 | 0 | 0 | 0 | 0 | 1 | 0 | 0 | 0 | 0 | 0 | 0 | 0 | 0 | 11785.0203
2025-09-21 | 11871.047 | 0 | 6.3 | 1 | 0 | 0 | 0 | 0 | 0 | 0 | 0 | 0 | 0 | 0 | 0 | 0 | 0 | 0 | 0 | 0 | 1 | 0 | 0 | 0 | 0 | 0 | 0 | 0 | 12816.9319
2025-09-21 | 11644.389 | 0 | 4.4 | 1 | 0 | 0 | 0 | 0 | 0 | 0 | 0 | 0 | 0 | 0 | 0 | 0 | 0 | 0 | 0 | 0 | 0 | 1 | 0 | 0 | 0 | 0 | 0 | 0 | 12222.9747
2025-09-21 | 11321.852 | 0 | 3.2 | 1 | 0 | 0 | 0 | 0 | 0 | 0 | 0 | 0 | 0 | 0 | 0 | 0 | 0 | 0 | 0 | 0 | 0 | 0 | 1 | 0 | 0 | 0 | 0 | 0 | 11518.6035
2025-09-21 | 10897.233 | 0 | 2.8 | 1 | 0 | 0 | 0 | 0 | 0 | 0 | 0 | 0 | 0 | 0 | 0 | 0 | 0 | 0 | 0 | 0 | 0 | 0 | 0 | 1 | 0 | 0 | 0 | 0 | 11199.5707
2025-09-21 | 9693.514 | 0 | 0.9 | 1 | 0 | 0 | 0 | 0 | 0 | 0 | 0 | 0 | 0 | 0 | 0 | 0 | 0 | 0 | 0 | 0 | 0 | 0 | 0 | 0 | 1 | 0 | 0 | 0 | 9734.6237
2025-09-21 | 7986.704 | 0 | 0.5 | 1 | 0 | 0 | 0 | 0 | 0 | 0 | 0 | 0 | 0 | 0 | 0 | 0 | 0 | 0 | 0 | 0 | 0 | 0 | 0 | 0 | 0 | 1 | 0 | 0 | 8532.0022
2025-09-21 | 6829.963 | 0.2 | 0 | 1 | 0 | 0 | 0 | 0 | 0 | 0 | 0 | 0 | 0 | 0 | 0 | 0 | 0 | 0 | 0 | 0 | 0 | 0 | 0 | 0 | 0 | 0 | 1 | 0 | 7116.9416
2025-09-21 | 5833.424 | 0.2 | 0 | 1 | 0 | 0 | 0 | 0 | 0 | 0 | 0 | 0 | 0 | 0 | 0 | 0 | 0 | 0 | 0 | 0 | 0 | 0 | 0 | 0 | 0 | 0 | 0 | 1 | 6107.0344
2025-09-22 | 6383.466 | 0.1 | 0 | 0 | 1 | 0 | 0 | 0 | 0 | 0 | 0 | 0 | 0 | 0 | 0 | 0 | 0 | 0 | 0 | 0 | 0 | 0 | 0 | 0 | 0 | 0 | 0 | 0 | 4902.5225
2025-09-22 | 5721.879 | 0.4 | 0 | 0 | 0 | 1 | 0 | 0 | 0 | 0 | 0 | 0 | 0 | 0 | 0 | 0 | 0 | 0 | 0 | 0 | 0 | 0 | 0 | 0 | 0 | 0 | 0 | 0 | 4534.0042
2025-09-22 | 5414.646 | 0.3 | 0 | 0 | 0 | 0 | 1 | 0 | 0 | 0 | 0 | 0 | 0 | 0 | 0 | 0 | 0 | 0 | 0 | 0 | 0 | 0 | 0 | 0 | 0 | 0 | 0 | 0 | 4288.32
2025-09-22 | 5325.772 | 0.3 | 0 | 0 | 0 | 0 | 0 | 1 | 0 | 0 | 0 | 0 | 0 | 0 | 0 | 0 | 0 | 0 | 0 | 0 | 0 | 0 | 0 | 0 | 0 | 0 | 0 | 0 | 4243.0417
2025-09-22 | 5601.1 | 0.2 | 0 | 0 | 0 | 0 | 0 | 0 | 1 | 0 | 0 | 0 | 0 | 0 | 0 | 0 | 0 | 0 | 0 | 0 | 0 | 0 | 0 | 0 | 0 | 0 | 0 | 0 | 4406.7557
2025-09-22 | 5839.837 | 0 | 0 | 0 | 0 | 0 | 0 | 0 | 0 | 1 | 0 | 0 | 0 | 0 | 0 | 0 | 0 | 0 | 0 | 0 | 0 | 0 | 0 | 0 | 0 | 0 | 0 | 0 | 4910.2814
2025-09-22 | 6229.535 | 0 | 0 | 0 | 0 | 0 | 0 | 0 | 0 | 0 | 1 | 0 | 0 | 0 | 0 | 0 | 0 | 0 | 0 | 0 | 0 | 0 | 0 | 0 | 0 | 0 | 0 | 0 | 5686.2345
2025-09-22 | 8062.789 | 0 | 0.4 | 0 | 0 | 0 | 0 | 0 | 0 | 0 | 0 | 1 | 0 | 0 | 0 | 0 | 0 | 0 | 0 | 0 | 0 | 0 | 0 | 0 | 0 | 0 | 0 | 0 | 6582.4518
2025-09-22 | 7259.18 | 0 | 1.2 | 0 | 0 | 0 | 0 | 0 | 0 | 0 | 0 | 0 | 1 | 0 | 0 | 0 | 0 | 0 | 0 | 0 | 0 | 0 | 0 | 0 | 0 | 0 | 0 | 0 | 7382.4977
2025-09-22 | 7621.167 | 0.1 | 0 | 0 | 0 | 0 | 0 | 0 | 0 | 0 | 0 | 0 | 0 | 1 | 0 | 0 | 0 | 0 | 0 | 0 | 0 | 0 | 0 | 0 | 0 | 0 | 0 | 0 | 6826.9213
2025-09-22 | 7750.093 | 0 | 0.4 | 0 | 0 | 0 | 0 | 0 | 0 | 0 | 0 | 0 | 0 | 0 | 1 | 0 | 0 | 0 | 0 | 0 | 0 | 0 | 0 | 0 | 0 | 0 | 0 | 0 | 7109.9164
2025-09-22 | 7965.534 | 0 | 2.2 | 0 | 0 | 0 | 0 | 0 | 0 | 0 | 0 | 0 | 0 | 0 | 0 | 1 | 0 | 0 | 0 | 0 | 0 | 0 | 0 | 0 | 0 | 0 | 0 | 0 | 8249.1064
2025-09-22 | 7891.451 | 0 | 4 | 0 | 0 | 0 | 0 | 0 | 0 | 0 | 0 | 0 | 0 | 0 | 0 | 0 | 1 | 0 | 0 | 0 | 0 | 0 | 0 | 0 | 0 | 0 | 0 | 0 | 9187.494
2025-09-22 | 8024.406 | 0 | 5.5 | 0 | 0 | 0 | 0 | 0 | 0 | 0 | 0 | 0 | 0 | 0 | 0 | 0 | 0 | 1 | 0 | 0 | 0 | 0 | 0 | 0 | 0 | 0 | 0 | 0 | 9966.7109
2025-09-22 | 8306.106 | 0 | 5 | 0 | 0 | 0 | 0 | 0 | 0 | 0 | 0 | 0 | 0 | 0 | 0 | 0 | 0 | 0 | 1 | 0 | 0 | 0 | 0 | 0 | 0 | 0 | 0 | 0 | 9866.3648
2025-09-22 | 9333.098 | 0 | 4.9 | 0 | 0 | 0 | 0 | 0 | 0 | 0 | 0 | 0 | 0 | 0 | 0 | 0 | 0 | 0 | 0 | 1 | 0 | 0 | 0 | 0 | 0 | 0 | 0 | 0 | 10501.8661
2025-09-22 | 10960.077 | 0 | 5.5 | 0 | 0 | 0 | 0 | 0 | 0 | 0 | 0 | 0 | 0 | 0 | 0 | 0 | 0 | 0 | 0 | 0 | 1 | 0 | 0 | 0 | 0 | 0 | 0 | 0 | 11876.6446
2025-09-22 | 10973.137 | 0 | 4.4 | 0 | 0 | 0 | 0 | 0 | 0 | 0 | 0 | 0 | 0 | 0 | 0 | 0 | 0 | 0 | 0 | 0 | 0 | 1 | 0 | 0 | 0 | 0 | 0 | 0 | 11739.8433
2025-09-22 | 11088.788 | 0 | 3.3 | 0 | 0 | 0 | 0 | 0 | 0 | 0 | 0 | 0 | 0 | 0 | 0 | 0 | 0 | 0 | 0 | 0 | 0 | 0 | 1 | 0 | 0 | 0 | 0 | 0 | 11092.6166
2025-09-22 | 10895.859 | 0 | 2.4 | 0 | 0 | 0 | 0 | 0 | 0 | 0 | 0 | 0 | 0 | 0 | 0 | 0 | 0 | 0 | 0 | 0 | 0 | 0 | 0 | 1 | 0 | 0 | 0 | 0 | 10487.8614
2025-09-22 | 10119.927 | 0 | 2.4 | 0 | 0 | 0 | 0 | 0 | 0 | 0 | 0 | 0 | 0 | 0 | 0 | 0 | 0 | 0 | 0 | 0 | 0 | 0 | 0 | 0 | 1 | 0 | 0 | 0 | 10108.6598
2025-09-22 | 8765.925 | 0 | 3.1 | 0 | 0 | 0 | 0 | 0 | 0 | 0 | 0 | 0 | 0 | 0 | 0 | 0 | 0 | 0 | 0 | 0 | 0 | 0 | 0 | 0 | 0 | 1 | 0 | 0 | 9534.6277
2025-09-22 | 7667.808 | 0 | 3 | 0 | 0 | 0 | 0 | 0 | 0 | 0 | 0 | 0 | 0 | 0 | 0 | 0 | 0 | 0 | 0 | 0 | 0 | 0 | 0 | 0 | 0 | 0 | 1 | 0 | 8314.0982
2025-09-22 | 6677.51 | 0 | 2.8 | 0 | 0 | 0 | 0 | 0 | 0 | 0 | 0 | 0 | 0 | 0 | 0 | 0 | 0 | 0 | 0 | 0 | 0 | 0 | 0 | 0 | 0 | 0 | 0 | 1 | 7189.902
2025-09-23 | 6119.12 | 0 | 2.4 | 0 | 1 | 0 | 0 | 0 | 0 | 0 | 0 | 0 | 0 | 0 | 0 | 0 | 0 | 0 | 0 | 0 | 0 | 0 | 0 | 0 | 0 | 0 | 0 | 0 | 6256.967
2025-09-23 | 5684.463 | 0 | 2 | 0 | 0 | 1 | 0 | 0 | 0 | 0 | 0 | 0 | 0 | 0 | 0 | 0 | 0 | 0 | 0 | 0 | 0 | 0 | 0 | 0 | 0 | 0 | 0 | 0 | 5608.8004
2025-09-23 | 5444.847 | 0 | 1.6 | 0 | 0 | 0 | 1 | 0 | 0 | 0 | 0 | 0 | 0 | 0 | 0 | 0 | 0 | 0 | 0 | 0 | 0 | 0 | 0 | 0 | 0 | 0 | 0 | 0 | 5151.5616
2025-09-23 | 5410.736 | 0 | 1.3 | 0 | 0 | 0 | 0 | 1 | 0 | 0 | 0 | 0 | 0 | 0 | 0 | 0 | 0 | 0 | 0 | 0 | 0 | 0 | 0 | 0 | 0 | 0 | 0 | 0 | 4934.8499
2025-09-23 | 5699.582 | 0 | 1 | 0 | 0 | 0 | 0 | 0 | 1 | 0 | 0 | 0 | 0 | 0 | 0 | 0 | 0 | 0 | 0 | 0 | 0 | 0 | 0 | 0 | 0 | 0 | 0 | 0 | 4944.1538
2025-09-23 | 6494.429 | 0 | 1 | 0 | 0 | 0 | 0 | 0 | 0 | 1 | 0 | 0 | 0 | 0 | 0 | 0 | 0 | 0 | 0 | 0 | 0 | 0 | 0 | 0 | 0 | 0 | 0 | 0 | 5481.7263
2025-09-23 | 7367.903 | 0 | 0.4 | 0 | 0 | 0 | 0 | 0 | 0 | 0 | 1 | 0 | 0 | 0 | 0 | 0 | 0 | 0 | 0 | 0 | 0 | 0 | 0 | 0 | 0 | 0 | 0 | 0 | 5914.8125
2025-09-23 | 7615.107 | 0 | 1 | 0 | 0 | 0 | 0 | 0 | 0 | 0 | 0 | 1 | 0 | 0 | 0 | 0 | 0 | 0 | 0 | 0 | 0 | 0 | 0 | 0 | 0 | 0 | 0 | 0 | 6925.3187
2025-09-23 | 7585.353 | 0 | 1.5 | 0 | 0 | 0 | 0 | 0 | 0 | 0 | 0 | 0 | 1 | 0 | 0 | 0 | 0 | 0 | 0 | 0 | 0 | 0 | 0 | 0 | 0 | 0 | 0 | 0 | 7553.9312
2025-09-23 | 7642.975 | 0 | 2.9 | 0 | 0 | 0 | 0 | 0 | 0 | 0 | 0 | 0 | 0 | 1 | 0 | 0 | 0 | 0 | 0 | 0 | 0 | 0 | 0 | 0 | 0 | 0 | 0 | 0 | 8467.0882
2025-09-23 | 8328.269 | 0 | 4.1 | 0 | 0 | 0 | 0 | 0 | 0 | 0 | 0 | 0 | 0 | 0 | 1 | 0 | 0 | 0 | 0 | 0 | 0 | 0 | 0 | 0 | 0 | 0 | 0 | 0 | 9224.2626
2025-09-23 | 9066.463 | 0 | 5.7 | 0 | 0 | 0 | 0 | 0 | 0 | 0 | 0 | 0 | 0 | 0 | 0 | 1 | 0 | 0 | 0 | 0 | 0 | 0 | 0 | 0 | 0 | 0 | 0 | 0 | 10249.1636
2025-09-23 | 9408.702 | 0 | 6.9 | 0 | 0 | 0 | 0 | 0 | 0 | 0 | 0 | 0 | 0 | 0 | 0 | 0 | 1 | 0 | 0 | 0 | 0 | 0 | 0 | 0 | 0 | 0 | 0 | 0 | 10844.6843
2025-09-23 | 9695.004 | 0 | 7 | 0 | 0 | 0 | 0 | 0 | 0 | 0 | 0 | 0 | 0 | 0 | 0 | 0 | 0 | 1 | 0 | 0 | 0 | 0 | 0 | 0 | 0 | 0 | 0 | 0 | 10823.8783
2025-09-23 | 10322.568 | 0 | 6.3 | 0 | 0 | 0 | 0 | 0 | 0 | 0 | 0 | 0 | 0 | 0 | 0 | 0 | 0 | 0 | 1 | 0 | 0 | 0 | 0 | 0 | 0 | 0 | 0 | 0 | 10609.2432
2025-09-23 | 11227.244 | 0 | 5.6 | 0 | 0 | 0 | 0 | 0 | 0 | 0 | 0 | 0 | 0 | 0 | 0 | 0 | 0 | 0 | 0 | 1 | 0 | 0 | 0 | 0 | 0 | 0 | 0 | 0 | 10901.8776
2025-09-23 | 12282.027 | 0 | 5.9 | 0 | 0 | 0 | 0 | 0 | 0 | 0 | 0 | 0 | 0 | 0 | 0 | 0 | 0 | 0 | 0 | 0 | 1 | 0 | 0 | 0 | 0 | 0 | 0 | 0 | 12105.2226
2025-09-23 | 11924.654 | 0 | 5.1 | 0 | 0 | 0 | 0 | 0 | 0 | 0 | 0 | 0 | 0 | 0 | 0 | 0 | 0 | 0 | 0 | 0 | 0 | 1 | 0 | 0 | 0 | 0 | 0 | 0 | 12139.8548
2025-09-23 | 11904.755 | 0 | 4.4 | 0 | 0 | 0 | 0 | 0 | 0 | 0 | 0 | 0 | 0 | 0 | 0 | 0 | 0 | 0 | 0 | 0 | 0 | 0 | 1 | 0 | 0 | 0 | 0 | 0 | 11721.206
2025-09-23 | 11641.956 | 0 | 1.1 | 0 | 0 | 0 | 0 | 0 | 0 | 0 | 0 | 0 | 0 | 0 | 0 | 0 | 0 | 0 | 0 | 0 | 0 | 0 | 0 | 1 | 0 | 0 | 0 | 0 | 9744.983
2025-09-23 | 10959.213 | 0 | 0.8 | 0 | 0 | 0 | 0 | 0 | 0 | 0 | 0 | 0 | 0 | 0 | 0 | 0 | 0 | 0 | 0 | 0 | 0 | 0 | 0 | 0 | 1 | 0 | 0 | 0 | 9194.3479
2025-09-23 | 9599.35 | 0 | 0.7 | 0 | 0 | 0 | 0 | 0 | 0 | 0 | 0 | 0 | 0 | 0 | 0 | 0 | 0 | 0 | 0 | 0 | 0 | 0 | 0 | 0 | 0 | 1 | 0 | 0 | 8163.1599
2025-09-23 | 8307.149 | 0 | 1 | 0 | 0 | 0 | 0 | 0 | 0 | 0 | 0 | 0 | 0 | 0 | 0 | 0 | 0 | 0 | 0 | 0 | 0 | 0 | 0 | 0 | 0 | 0 | 1 | 0 | 7171.2083
2025-09-23 | 7233.759 | 0 | 0.9 | 0 | 0 | 0 | 0 | 0 | 0 | 0 | 0 | 0 | 0 | 0 | 0 | 0 | 0 | 0 | 0 | 0 | 0 | 0 | 0 | 0 | 0 | 0 | 0 | 1 | 6104.1567
2025-09-24 | 6462.282 | 0 | 0.8 | 0 | 1 | 0 | 0 | 0 | 0 | 0 | 0 | 0 | 0 | 0 | 0 | 0 | 0 | 0 | 0 | 0 | 0 | 0 | 0 | 0 | 0 | 0 | 0 | 0 | 5342.6551
2025-09-24 | 6029.392 | 0 | 0.8 | 0 | 0 | 1 | 0 | 0 | 0 | 0 | 0 | 0 | 0 | 0 | 0 | 0 | 0 | 0 | 0 | 0 | 0 | 0 | 0 | 0 | 0 | 0 | 0 | 0 | 4923.0665
2025-09-24 | 5731.403 | 0 | 0.4 | 0 | 0 | 0 | 1 | 0 | 0 | 0 | 0 | 0 | 0 | 0 | 0 | 0 | 0 | 0 | 0 | 0 | 0 | 0 | 0 | 0 | 0 | 0 | 0 | 0 | 4465.8277
2025-09-24 | 5587.772 | 0 | 0.3 | 0 | 0 | 0 | 0 | 1 | 0 | 0 | 0 | 0 | 0 | 0 | 0 | 0 | 0 | 0 | 0 | 0 | 0 | 0 | 0 | 0 | 0 | 0 | 0 | 0 | 4363.4049
2025-09-24 | 5907.713 | 0 | 0.6 | 0 | 0 | 0 | 0 | 0 | 1 | 0 | 0 | 0 | 0 | 0 | 0 | 0 | 0 | 0 | 0 | 0 | 0 | 0 | 0 | 0 | 0 | 0 | 0 | 0 | 4715.5759
2025-09-24 | 6482.626 | 0 | 0.5 | 0 | 0 | 0 | 0 | 0 | 0 | 1 | 0 | 0 | 0 | 0 | 0 | 0 | 0 | 0 | 0 | 0 | 0 | 0 | 0 | 0 | 0 | 0 | 0 | 0 | 5196.0039
2025-09-24 | 7257.834 | 0 | 0.5 | 0 | 0 | 0 | 0 | 0 | 0 | 0 | 1 | 0 | 0 | 0 | 0 | 0 | 0 | 0 | 0 | 0 | 0 | 0 | 0 | 0 | 0 | 0 | 0 | 0 | 5971.957
2025-09-24 | 7507.875 | 0 | 0.7 | 0 | 0 | 0 | 0 | 0 | 0 | 0 | 0 | 1 | 0 | 0 | 0 | 0 | 0 | 0 | 0 | 0 | 0 | 0 | 0 | 0 | 0 | 0 | 0 | 0 | 6753.8853
2025-09-24 | 7376.135 | 0 | 1.5 | 0 | 0 | 0 | 0 | 0 | 0 | 0 | 0 | 0 | 1 | 0 | 0 | 0 | 0 | 0 | 0 | 0 | 0 | 0 | 0 | 0 | 0 | 0 | 0 | 0 | 7553.9312
2025-09-24 | 7598.74 | 0 | 1.8 | 0 | 0 | 0 | 0 | 0 | 0 | 0 | 0 | 0 | 0 | 1 | 0 | 0 | 0 | 0 | 0 | 0 | 0 | 0 | 0 | 0 | 0 | 0 | 0 | 0 | 7838.4988
2025-09-24 | 7771.406 | 0 | 2.3 | 0 | 0 | 0 | 0 | 0 | 0 | 0 | 0 | 0 | 0 | 0 | 1 | 0 | 0 | 0 | 0 | 0 | 0 | 0 | 0 | 0 | 0 | 0 | 0 | 0 | 8195.6618
2025-09-24 | 8304.553 | 0 | 2.3 | 0 | 0 | 0 | 0 | 0 | 0 | 0 | 0 | 0 | 0 | 0 | 0 | 1 | 0 | 0 | 0 | 0 | 0 | 0 | 0 | 0 | 0 | 0 | 0 | 0 | 8306.2509
2025-09-24 | 8730.926 | 0 | 2.6 | 0 | 0 | 0 | 0 | 0 | 0 | 0 | 0 | 0 | 0 | 0 | 0 | 0 | 1 | 0 | 0 | 0 | 0 | 0 | 0 | 0 | 0 | 0 | 0 | 0 | 8387.4711
2025-09-24 | 8762.857 | 0 | 3 | 0 | 0 | 0 | 0 | 0 | 0 | 0 | 0 | 0 | 0 | 0 | 0 | 0 | 0 | 1 | 0 | 0 | 0 | 0 | 0 | 0 | 0 | 0 | 0 | 0 | 8538.0986
2025-09-24 | 9165.422 | 0 | 3.1 | 0 | 0 | 0 | 0 | 0 | 0 | 0 | 0 | 0 | 0 | 0 | 0 | 0 | 0 | 0 | 1 | 0 | 0 | 0 | 0 | 0 | 0 | 0 | 0 | 0 | 8780.6195
2025-09-24 | 9899.85 | 0 | 3.1 | 0 | 0 | 0 | 0 | 0 | 0 | 0 | 0 | 0 | 0 | 0 | 0 | 0 | 0 | 0 | 0 | 1 | 0 | 0 | 0 | 0 | 0 | 0 | 0 | 0 | 9473.2652
2025-09-24 | 10987.203 | 0 | 2.6 | 0 | 0 | 0 | 0 | 0 | 0 | 0 | 0 | 0 | 0 | 0 | 0 | 0 | 0 | 0 | 0 | 0 | 1 | 0 | 0 | 0 | 0 | 0 | 0 | 0 | 10219.4543
2025-09-24 | 11054.785 | 0 | 2.7 | 0 | 0 | 0 | 0 | 0 | 0 | 0 | 0 | 0 | 0 | 0 | 0 | 0 | 0 | 0 | 0 | 0 | 0 | 1 | 0 | 0 | 0 | 0 | 0 | 0 | 10768.3869
2025-09-24 | 11331.096 | 0 | 2.4 | 0 | 0 | 0 | 0 | 0 | 0 | 0 | 0 | 0 | 0 | 0 | 0 | 0 | 0 | 0 | 0 | 0 | 0 | 0 | 1 | 0 | 0 | 0 | 0 | 0 | 10578.3162
2025-09-24 | 11332.185 | 0 | 1.6 | 0 | 0 | 0 | 0 | 0 | 0 | 0 | 0 | 0 | 0 | 0 | 0 | 0 | 0 | 0 | 0 | 0 | 0 | 0 | 0 | 1 | 0 | 0 | 0 | 0 | 10030.7054
2025-09-24 | 10532.127 | 0 | 1.6 | 0 | 0 | 0 | 0 | 0 | 0 | 0 | 0 | 0 | 0 | 0 | 0 | 0 | 0 | 0 | 0 | 0 | 0 | 0 | 0 | 0 | 1 | 0 | 0 | 0 | 9651.5038
2025-09-24 | 9425.042 | 0 | 1.8 | 0 | 0 | 0 | 0 | 0 | 0 | 0 | 0 | 0 | 0 | 0 | 0 | 0 | 0 | 0 | 0 | 0 | 0 | 0 | 0 | 0 | 0 | 1 | 0 | 0 | 8791.7493
2025-09-24 | 8153.127 | 0 | 1.8 | 0 | 0 | 0 | 0 | 0 | 0 | 0 | 0 | 0 | 0 | 0 | 0 | 0 | 0 | 0 | 0 | 0 | 0 | 0 | 0 | 0 | 0 | 0 | 1 | 0 | 7628.3643
2025-09-24 | 7153.429 | 0 | 0.8 | 0 | 0 | 0 | 0 | 0 | 0 | 0 | 0 | 0 | 0 | 0 | 0 | 0 | 0 | 0 | 0 | 0 | 0 | 0 | 0 | 0 | 0 | 0 | 0 | 1 | 6047.0122
2025-09-25 | 6370.262 | 0 | 0.6 | 0 | 1 | 0 | 0 | 0 | 0 | 0 | 0 | 0 | 0 | 0 | 0 | 0 | 0 | 0 | 0 | 0 | 0 | 0 | 0 | 0 | 0 | 0 | 0 | 0 | 5228.3661
2025-09-25 | 5859.429 | 0 | 0.5 | 0 | 0 | 1 | 0 | 0 | 0 | 0 | 0 | 0 | 0 | 0 | 0 | 0 | 0 | 0 | 0 | 0 | 0 | 0 | 0 | 0 | 0 | 0 | 0 | 0 | 4751.6331
2025-09-25 | 5621.139 | 0 | 0.4 | 0 | 0 | 0 | 1 | 0 | 0 | 0 | 0 | 0 | 0 | 0 | 0 | 0 | 0 | 0 | 0 | 0 | 0 | 0 | 0 | 0 | 0 | 0 | 0 | 0 | 4465.8277
2025-09-25 | 5500.261 | 0 | 0.5 | 0 | 0 | 0 | 0 | 1 | 0 | 0 | 0 | 0 | 0 | 0 | 0 | 0 | 0 | 0 | 0 | 0 | 0 | 0 | 0 | 0 | 0 | 0 | 0 | 0 | 4477.6939
2025-09-25 | 5751.192 | 0 | 0.5 | 0 | 0 | 0 | 0 | 0 | 1 | 0 | 0 | 0 | 0 | 0 | 0 | 0 | 0 | 0 | 0 | 0 | 0 | 0 | 0 | 0 | 0 | 0 | 0 | 0 | 4658.4314
2025-09-25 | 6480.721 | 0 | 0.3 | 0 | 0 | 0 | 0 | 0 | 0 | 1 | 0 | 0 | 0 | 0 | 0 | 0 | 0 | 0 | 0 | 0 | 0 | 0 | 0 | 0 | 0 | 0 | 0 | 0 | 5081.7149
2025-09-25 | 7264.477 | 0 | 0 | 0 | 0 | 0 | 0 | 0 | 0 | 0 | 1 | 0 | 0 | 0 | 0 | 0 | 0 | 0 | 0 | 0 | 0 | 0 | 0 | 0 | 0 | 0 | 0 | 0 | 5686.2345
2025-09-25 | 7561.103 | 0.2 | 0 | 0 | 0 | 0 | 0 | 0 | 0 | 0 | 0 | 1 | 0 | 0 | 0 | 0 | 0 | 0 | 0 | 0 | 0 | 0 | 0 | 0 | 0 | 0 | 0 | 0 | 6387.9206
2025-09-25 | 7542.914 | 0.1 | 0 | 0 | 0 | 0 | 0 | 0 | 0 | 0 | 0 | 0 | 1 | 0 | 0 | 0 | 0 | 0 | 0 | 0 | 0 | 0 | 0 | 0 | 0 | 0 | 0 | 0 | 6713.7872
2025-09-25 | 7508.669 | 0 | 0.2 | 0 | 0 | 0 | 0 | 0 | 0 | 0 | 0 | 0 | 0 | 1 | 0 | 0 | 0 | 0 | 0 | 0 | 0 | 0 | 0 | 0 | 0 | 0 | 0 | 0 | 6924.1869
2025-09-25 | 7635.044 | 0 | 0.5 | 0 | 0 | 0 | 0 | 0 | 0 | 0 | 0 | 0 | 0 | 0 | 1 | 0 | 0 | 0 | 0 | 0 | 0 | 0 | 0 | 0 | 0 | 0 | 0 | 0 | 7167.0609
2025-09-25 | 7898.021 | 0 | 1.5 | 0 | 0 | 0 | 0 | 0 | 0 | 0 | 0 | 0 | 0 | 0 | 0 | 1 | 0 | 0 | 0 | 0 | 0 | 0 | 0 | 0 | 0 | 0 | 0 | 0 | 7849.095
2025-09-25 | 7776.99 | 0 | 1.5 | 0 | 0 | 0 | 0 | 0 | 0 | 0 | 0 | 0 | 0 | 0 | 0 | 0 | 1 | 0 | 0 | 0 | 0 | 0 | 0 | 0 | 0 | 0 | 0 | 0 | 7758.8817
2025-09-25 | 7703.391 | 0 | 2.5 | 0 | 0 | 0 | 0 | 0 | 0 | 0 | 0 | 0 | 0 | 0 | 0 | 0 | 0 | 1 | 0 | 0 | 0 | 0 | 0 | 0 | 0 | 0 | 0 | 0 | 8252.3761
2025-09-25 | 8046.089 | 0 | 2.6 | 0 | 0 | 0 | 0 | 0 | 0 | 0 | 0 | 0 | 0 | 0 | 0 | 0 | 0 | 0 | 1 | 0 | 0 | 0 | 0 | 0 | 0 | 0 | 0 | 0 | 8494.897
2025-09-25 | 9046.964 | 0 | 2.9 | 0 | 0 | 0 | 0 | 0 | 0 | 0 | 0 | 0 | 0 | 0 | 0 | 0 | 0 | 0 | 0 | 1 | 0 | 0 | 0 | 0 | 0 | 0 | 0 | 0 | 9358.9763
2025-09-25 | 10105.919 | 0 | 3.3 | 0 | 0 | 0 | 0 | 0 | 0 | 0 | 0 | 0 | 0 | 0 | 0 | 0 | 0 | 0 | 0 | 0 | 1 | 0 | 0 | 0 | 0 | 0 | 0 | 0 | 10619.4658
2025-09-25 | 10297.129 | 0 | 2.8 | 0 | 0 | 0 | 0 | 0 | 0 | 0 | 0 | 0 | 0 | 0 | 0 | 0 | 0 | 0 | 0 | 0 | 0 | 1 | 0 | 0 | 0 | 0 | 0 | 0 | 10825.5314
2025-09-25 | 10500.032 | 0 | 1.6 | 0 | 0 | 0 | 0 | 0 | 0 | 0 | 0 | 0 | 0 | 0 | 0 | 0 | 0 | 0 | 0 | 0 | 0 | 0 | 1 | 0 | 0 | 0 | 0 | 0 | 10121.1603
2025-09-25 | 10469.494 | 0 | 1.5 | 0 | 0 | 0 | 0 | 0 | 0 | 0 | 0 | 0 | 0 | 0 | 0 | 0 | 0 | 0 | 0 | 0 | 0 | 0 | 0 | 1 | 0 | 0 | 0 | 0 | 9973.5609
2025-09-25 | 9758.501 | 0 | 1.5 | 0 | 0 | 0 | 0 | 0 | 0 | 0 | 0 | 0 | 0 | 0 | 0 | 0 | 0 | 0 | 0 | 0 | 0 | 0 | 0 | 0 | 1 | 0 | 0 | 0 | 9594.3593
2025-09-25 | 8725.534 | 0 | 0.6 | 0 | 0 | 0 | 0 | 0 | 0 | 0 | 0 | 0 | 0 | 0 | 0 | 0 | 0 | 0 | 0 | 0 | 0 | 0 | 0 | 0 | 0 | 1 | 0 | 0 | 8106.0154
2025-09-25 | 7527.926 | 0.1 | 0 | 0 | 0 | 0 | 0 | 0 | 0 | 0 | 0 | 0 | 0 | 0 | 0 | 0 | 0 | 0 | 0 | 0 | 0 | 0 | 0 | 0 | 0 | 0 | 1 | 0 | 6616.7868
2025-09-25 | 6561.229 | 1.2 | 0 | 0 | 0 | 0 | 0 | 0 | 0 | 0 | 0 | 0 | 0 | 0 | 0 | 0 | 0 | 0 | 0 | 0 | 0 | 0 | 0 | 0 | 0 | 0 | 0 | 1 | 5794.1371
2025-09-26 | 5916.943 | 0.2 | 0 | 0 | 1 | 0 | 0 | 0 | 0 | 0 | 0 | 0 | 0 | 0 | 0 | 0 | 0 | 0 | 0 | 0 | 0 | 0 | 0 | 0 | 0 | 0 | 0 | 0 | 4919.546
2025-09-26 | 5569.21 | 0.9 | 0 | 0 | 0 | 1 | 0 | 0 | 0 | 0 | 0 | 0 | 0 | 0 | 0 | 0 | 0 | 0 | 0 | 0 | 0 | 0 | 0 | 0 | 0 | 0 | 0 | 0 | 4619.1212
2025-09-26 | 5247.453 | 1.3 | 0 | 0 | 0 | 0 | 1 | 0 | 0 | 0 | 0 | 0 | 0 | 0 | 0 | 0 | 0 | 0 | 0 | 0 | 0 | 0 | 0 | 0 | 0 | 0 | 0 | 0 | 4458.554
2025-09-26 | 5201.303 | 2.6 | 0 | 0 | 0 | 0 | 0 | 1 | 0 | 0 | 0 | 0 | 0 | 0 | 0 | 0 | 0 | 0 | 0 | 0 | 0 | 0 | 0 | 0 | 0 | 0 | 0 | 0 | 4634.58
2025-09-26 | 5457.483 | 1.2 | 0 | 0 | 0 | 0 | 0 | 0 | 1 | 0 | 0 | 0 | 0 | 0 | 0 | 0 | 0 | 0 | 0 | 0 | 0 | 0 | 0 | 0 | 0 | 0 | 0 | 0 | 4576.9898
2025-09-26 | 6006.727 | 1.7 | 0 | 0 | 0 | 0 | 0 | 0 | 0 | 1 | 0 | 0 | 0 | 0 | 0 | 0 | 0 | 0 | 0 | 0 | 0 | 0 | 0 | 0 | 0 | 0 | 0 | 0 | 5199.6793
2025-09-26 | 6737.199 | 2.6 | 0 | 0 | 0 | 0 | 0 | 0 | 0 | 0 | 1 | 0 | 0 | 0 | 0 | 0 | 0 | 0 | 0 | 0 | 0 | 0 | 0 | 0 | 0 | 0 | 0 | 0 | 6128.8431
2025-09-26 | 7477.492 | 1.8 | 0 | 0 | 0 | 0 | 0 | 0 | 0 | 0 | 0 | 1 | 0 | 0 | 0 | 0 | 0 | 0 | 0 | 0 | 0 | 0 | 0 | 0 | 0 | 0 | 0 | 0 | 6660.2951
2025-09-26 | 7860.237 | 0 | 0.1 | 0 | 0 | 0 | 0 | 0 | 0 | 0 | 0 | 0 | 1 | 0 | 0 | 0 | 0 | 0 | 0 | 0 | 0 | 0 | 0 | 0 | 0 | 0 | 0 | 0 | 6753.9083
2025-09-26 | 7989.338 | 0 | 1.9 | 0 | 0 | 0 | 0 | 0 | 0 | 0 | 0 | 0 | 0 | 1 | 0 | 0 | 0 | 0 | 0 | 0 | 0 | 0 | 0 | 0 | 0 | 0 | 0 | 0 | 7895.6433
2025-09-26 | 8205.745 | 0 | 2.5 | 0 | 0 | 0 | 0 | 0 | 0 | 0 | 0 | 0 | 0 | 0 | 1 | 0 | 0 | 0 | 0 | 0 | 0 | 0 | 0 | 0 | 0 | 0 | 0 | 0 | 8309.9507
2025-09-26 | 8530.69 | 0 | 2.7 | 0 | 0 | 0 | 0 | 0 | 0 | 0 | 0 | 0 | 0 | 0 | 0 | 1 | 0 | 0 | 0 | 0 | 0 | 0 | 0 | 0 | 0 | 0 | 0 | 0 | 8534.8289
2025-09-26 | 8675.733 | 0 | 3.4 | 0 | 0 | 0 | 0 | 0 | 0 | 0 | 0 | 0 | 0 | 0 | 0 | 0 | 1 | 0 | 0 | 0 | 0 | 0 | 0 | 0 | 0 | 0 | 0 | 0 | 8844.627
2025-09-26 | 8953.322 | 0 | 4.7 | 0 | 0 | 0 | 0 | 0 | 0 | 0 | 0 | 0 | 0 | 0 | 0 | 0 | 0 | 1 | 0 | 0 | 0 | 0 | 0 | 0 | 0 | 0 | 0 | 0 | 9509.5549
2025-09-26 | 9213.708 | 0 | 5.1 | 0 | 0 | 0 | 0 | 0 | 0 | 0 | 0 | 0 | 0 | 0 | 0 | 0 | 0 | 0 | 1 | 0 | 0 | 0 | 0 | 0 | 0 | 0 | 0 | 0 | 9923.5093
2025-09-26 | 9949.727 | 0 | 5.8 | 0 | 0 | 0 | 0 | 0 | 0 | 0 | 0 | 0 | 0 | 0 | 0 | 0 | 0 | 0 | 0 | 1 | 0 | 0 | 0 | 0 | 0 | 0 | 0 | 0 | 11016.1665
2025-09-26 | 10715.58 | 0 | 6.4 | 0 | 0 | 0 | 0 | 0 | 0 | 0 | 0 | 0 | 0 | 0 | 0 | 0 | 0 | 0 | 0 | 0 | 1 | 0 | 0 | 0 | 0 | 0 | 0 | 0 | 12390.945
2025-09-26 | 10261.398 | 0 | 5.5 | 0 | 0 | 0 | 0 | 0 | 0 | 0 | 0 | 0 | 0 | 0 | 0 | 0 | 0 | 0 | 0 | 0 | 0 | 1 | 0 | 0 | 0 | 0 | 0 | 0 | 12368.4327
2025-09-26 | 10361.725 | 0 | 3.2 | 0 | 0 | 0 | 0 | 0 | 0 | 0 | 0 | 0 | 0 | 0 | 0 | 0 | 0 | 0 | 0 | 0 | 0 | 0 | 1 | 0 | 0 | 0 | 0 | 0 | 11035.4721
2025-09-26 | 10288.006 | 0 | 2.5 | 0 | 0 | 0 | 0 | 0 | 0 | 0 | 0 | 0 | 0 | 0 | 0 | 0 | 0 | 0 | 0 | 0 | 0 | 0 | 0 | 1 | 0 | 0 | 0 | 0 | 10545.0059
2025-09-26 | 9570.04 | 0 | 2.5 | 0 | 0 | 0 | 0 | 0 | 0 | 0 | 0 | 0 | 0 | 0 | 0 | 0 | 0 | 0 | 0 | 0 | 0 | 0 | 0 | 0 | 1 | 0 | 0 | 0 | 10165.8042
2025-09-26 | 8626.843 | 0 | 1.8 | 0 | 0 | 0 | 0 | 0 | 0 | 0 | 0 | 0 | 0 | 0 | 0 | 0 | 0 | 0 | 0 | 0 | 0 | 0 | 0 | 0 | 0 | 1 | 0 | 0 | 8791.7493
2025-09-26 | 7560.532 | 0 | 0.8 | 0 | 0 | 0 | 0 | 0 | 0 | 0 | 0 | 0 | 0 | 0 | 0 | 0 | 0 | 0 | 0 | 0 | 0 | 0 | 0 | 0 | 0 | 0 | 1 | 0 | 7056.9194
2025-09-26 | 6719.259 | 0.2 | 0 | 0 | 0 | 0 | 0 | 0 | 0 | 0 | 0 | 0 | 0 | 0 | 0 | 0 | 0 | 0 | 0 | 0 | 0 | 0 | 0 | 0 | 0 | 0 | 0 | 1 | 5623.9031
2025-09-27 | 6016.456 | 0.7 | 0 | 1 | 1 | 0 | 0 | 0 | 0 | 0 | 0 | 0 | 0 | 0 | 0 | 0 | 0 | 0 | 0 | 0 | 0 | 0 | 0 | 0 | 0 | 0 | 0 | 0 | 5487.7943
2025-09-27 | 5587.948 | 1.3 | 0 | 1 | 0 | 1 | 0 | 0 | 0 | 0 | 0 | 0 | 0 | 0 | 0 | 0 | 0 | 0 | 0 | 0 | 0 | 0 | 0 | 0 | 0 | 0 | 0 | 0 | 5170.3462
2025-09-27 | 5322.45 | 1.3 | 0 | 1 | 0 | 0 | 1 | 0 | 0 | 0 | 0 | 0 | 0 | 0 | 0 | 0 | 0 | 0 | 0 | 0 | 0 | 0 | 0 | 0 | 0 | 0 | 0 | 0 | 4941.6854
2025-09-27 | 5168.146 | 2.1 | 0 | 1 | 0 | 0 | 0 | 1 | 0 | 0 | 0 | 0 | 0 | 0 | 0 | 0 | 0 | 0 | 0 | 0 | 0 | 0 | 0 | 0 | 0 | 0 | 0 | 0 | 5032.5943
2025-09-27 | 5177.375 | 1.8 | 0 | 1 | 0 | 0 | 0 | 0 | 1 | 0 | 0 | 0 | 0 | 0 | 0 | 0 | 0 | 0 | 0 | 0 | 0 | 0 | 0 | 0 | 0 | 0 | 0 | 0 | 5162.2615
2025-09-27 | 5527.178 | 2.1 | 0 | 1 | 0 | 0 | 0 | 0 | 0 | 1 | 0 | 0 | 0 | 0 | 0 | 0 | 0 | 0 | 0 | 0 | 0 | 0 | 0 | 0 | 0 | 0 | 0 | 0 | 5750.9043
2025-09-27 | 6448.662 | 1.6 | 0 | 1 | 0 | 0 | 0 | 0 | 0 | 0 | 1 | 0 | 0 | 0 | 0 | 0 | 0 | 0 | 0 | 0 | 0 | 0 | 0 | 0 | 0 | 0 | 0 | 0 | 6441.7403
2025-09-27 | 7539.723 | 2 | 0 | 1 | 0 | 0 | 0 | 0 | 0 | 0 | 0 | 1 | 0 | 0 | 0 | 0 | 0 | 0 | 0 | 0 | 0 | 0 | 0 | 0 | 0 | 0 | 0 | 0 | 7177.4733
2025-09-27 | 8291.786 | 0.2 | 0 | 1 | 0 | 0 | 0 | 0 | 0 | 0 | 0 | 0 | 1 | 0 | 0 | 0 | 0 | 0 | 0 | 0 | 0 | 0 | 0 | 0 | 0 | 0 | 0 | 0 | 7213.942
2025-09-27 | 8873.004 | 0 | 1.4 | 1 | 0 | 0 | 0 | 0 | 0 | 0 | 0 | 0 | 0 | 1 | 0 | 0 | 0 | 0 | 0 | 0 | 0 | 0 | 0 | 0 | 0 | 0 | 0 | 0 | 8093.0522
2025-09-27 | 9630.138 | 0 | 3.6 | 1 | 0 | 0 | 0 | 0 | 0 | 0 | 0 | 0 | 0 | 0 | 1 | 0 | 0 | 0 | 0 | 0 | 0 | 0 | 0 | 0 | 0 | 0 | 0 | 0 | 9421.6715
2025-09-27 | 10056.781 | 0 | 5.1 | 1 | 0 | 0 | 0 | 0 | 0 | 0 | 0 | 0 | 0 | 0 | 0 | 1 | 0 | 0 | 0 | 0 | 0 | 0 | 0 | 0 | 0 | 0 | 0 | 0 | 10389.428
2025-09-27 | 9999.133 | 0 | 5.6 | 1 | 0 | 0 | 0 | 0 | 0 | 0 | 0 | 0 | 0 | 0 | 0 | 0 | 1 | 0 | 0 | 0 | 0 | 0 | 0 | 0 | 0 | 0 | 0 | 0 | 10584.9372
2025-09-27 | 9943.527 | 0 | 7.4 | 1 | 0 | 0 | 0 | 0 | 0 | 0 | 0 | 0 | 0 | 0 | 0 | 0 | 0 | 1 | 0 | 0 | 0 | 0 | 0 | 0 | 0 | 0 | 0 | 0 | 11535.5876
2025-09-27 | 9995.683 | 0 | 6.6 | 1 | 0 | 0 | 0 | 0 | 0 | 0 | 0 | 0 | 0 | 0 | 0 | 0 | 0 | 0 | 1 | 0 | 0 | 0 | 0 | 0 | 0 | 0 | 0 | 0 | 11263.8081
2025-09-27 | 10431.9 | 0 | 6.8 | 1 | 0 | 0 | 0 | 0 | 0 | 0 | 0 | 0 | 0 | 0 | 0 | 0 | 0 | 0 | 0 | 1 | 0 | 0 | 0 | 0 | 0 | 0 | 0 | 0 | 12070.7428
2025-09-27 | 11094.731 | 0 | 6.7 | 1 | 0 | 0 | 0 | 0 | 0 | 0 | 0 | 0 | 0 | 0 | 0 | 0 | 0 | 0 | 0 | 0 | 1 | 0 | 0 | 0 | 0 | 0 | 0 | 0 | 13045.5099
2025-09-27 | 10872.238 | 0 | 5.9 | 1 | 0 | 0 | 0 | 0 | 0 | 0 | 0 | 0 | 0 | 0 | 0 | 0 | 0 | 0 | 0 | 0 | 0 | 1 | 0 | 0 | 0 | 0 | 0 | 0 | 13080.142
2025-09-27 | 10696.276 | 0 | 4.8 | 1 | 0 | 0 | 0 | 0 | 0 | 0 | 0 | 0 | 0 | 0 | 0 | 0 | 0 | 0 | 0 | 0 | 0 | 0 | 1 | 0 | 0 | 0 | 0 | 0 | 12432.9153
2025-09-27 | 10189.883 | 0 | 4.3 | 1 | 0 | 0 | 0 | 0 | 0 | 0 | 0 | 0 | 0 | 0 | 0 | 0 | 0 | 0 | 0 | 0 | 0 | 0 | 0 | 1 | 0 | 0 | 0 | 0 | 12056.7381
2025-09-27 | 9364.528 | 0 | 3.4 | 1 | 0 | 0 | 0 | 0 | 0 | 0 | 0 | 0 | 0 | 0 | 0 | 0 | 0 | 0 | 0 | 0 | 0 | 0 | 0 | 0 | 1 | 0 | 0 | 0 | 11163.236
2025-09-27 | 8550.45 | 0 | 2.6 | 1 | 0 | 0 | 0 | 0 | 0 | 0 | 0 | 0 | 0 | 0 | 0 | 0 | 0 | 0 | 0 | 0 | 0 | 0 | 0 | 0 | 0 | 1 | 0 | 0 | 9732.0366
2025-09-27 | 7561.066 | 0 | 1.2 | 1 | 0 | 0 | 0 | 0 | 0 | 0 | 0 | 0 | 0 | 0 | 0 | 0 | 0 | 0 | 0 | 0 | 0 | 0 | 0 | 0 | 0 | 0 | 1 | 0 | 7768.6287
2025-09-27 | 6662.222 | 0 | 0.6 | 1 | 0 | 0 | 0 | 0 | 0 | 0 | 0 | 0 | 0 | 0 | 0 | 0 | 0 | 0 | 0 | 0 | 0 | 0 | 0 | 0 | 0 | 0 | 0 | 1 | 6415.8545
2025-09-28 | 5999.699 | 0 | 0.1 | 1 | 1 | 0 | 0 | 0 | 0 | 0 | 0 | 0 | 0 | 0 | 0 | 0 | 0 | 0 | 0 | 0 | 0 | 0 | 0 | 0 | 0 | 0 | 0 | 0 | 5425.775
2025-09-28 | 5534.033 | 0 | 0 | 1 | 0 | 1 | 0 | 0 | 0 | 0 | 0 | 0 | 0 | 0 | 0 | 0 | 0 | 0 | 0 | 0 | 0 | 0 | 0 | 0 | 0 | 0 | 0 | 0 | 4949.0419
2025-09-28 | 5259.532 | 0.3 | 0 | 1 | 0 | 0 | 1 | 0 | 0 | 0 | 0 | 0 | 0 | 0 | 0 | 0 | 0 | 0 | 0 | 0 | 0 | 0 | 0 | 0 | 0 | 0 | 0 | 0 | 4771.4513
2025-09-28 | 5142.74 | 1.3 | 0 | 1 | 0 | 0 | 0 | 1 | 0 | 0 | 0 | 0 | 0 | 0 | 0 | 0 | 0 | 0 | 0 | 0 | 0 | 0 | 0 | 0 | 0 | 0 | 0 | 0 | 4896.4071
2025-09-28 | 5102.367 | 0.4 | 0 | 1 | 0 | 0 | 0 | 0 | 1 | 0 | 0 | 0 | 0 | 0 | 0 | 0 | 0 | 0 | 0 | 0 | 0 | 0 | 0 | 0 | 0 | 0 | 0 | 0 | 4923.9339
2025-09-28 | 5347.227 | 0.3 | 0 | 1 | 0 | 0 | 0 | 0 | 0 | 1 | 0 | 0 | 0 | 0 | 0 | 0 | 0 | 0 | 0 | 0 | 0 | 0 | 0 | 0 | 0 | 0 | 0 | 0 | 5444.483
2025-09-28 | 6134.429 | 0.5 | 0 | 1 | 0 | 0 | 0 | 0 | 0 | 0 | 1 | 0 | 0 | 0 | 0 | 0 | 0 | 0 | 0 | 0 | 0 | 0 | 0 | 0 | 0 | 0 | 0 | 0 | 6254.4829
2025-09-28 | 7429.066 | 0.7 | 0 | 1 | 0 | 0 | 0 | 0 | 0 | 0 | 0 | 1 | 0 | 0 | 0 | 0 | 0 | 0 | 0 | 0 | 0 | 0 | 0 | 0 | 0 | 0 | 0 | 0 | 6956.169
2025-09-28 | 8411.105 | 0 | 0.7 | 1 | 0 | 0 | 0 | 0 | 0 | 0 | 0 | 0 | 1 | 0 | 0 | 0 | 0 | 0 | 0 | 0 | 0 | 0 | 0 | 0 | 0 | 0 | 0 | 0 | 7579.9066
2025-09-28 | 9366.029 | 0 | 1.4 | 1 | 0 | 0 | 0 | 0 | 0 | 0 | 0 | 0 | 0 | 1 | 0 | 0 | 0 | 0 | 0 | 0 | 0 | 0 | 0 | 0 | 0 | 0 | 0 | 0 | 8093.0522
2025-09-28 | 10167.694 | 0 | 2.8 | 1 | 0 | 0 | 0 | 0 | 0 | 0 | 0 | 0 | 0 | 0 | 1 | 0 | 0 | 0 | 0 | 0 | 0 | 0 | 0 | 0 | 0 | 0 | 0 | 0 | 8964.5156
2025-09-28 | 10581.168 | 0 | 3.9 | 1 | 0 | 0 | 0 | 0 | 0 | 0 | 0 | 0 | 0 | 0 | 0 | 1 | 0 | 0 | 0 | 0 | 0 | 0 | 0 | 0 | 0 | 0 | 0 | 0 | 9703.6941
2025-09-28 | 10975.688 | 0 | 4.7 | 1 | 0 | 0 | 0 | 0 | 0 | 0 | 0 | 0 | 0 | 0 | 0 | 0 | 1 | 0 | 0 | 0 | 0 | 0 | 0 | 0 | 0 | 0 | 0 | 0 | 10070.6368
2025-09-28 | 11256.065 | 0 | 5.1 | 1 | 0 | 0 | 0 | 0 | 0 | 0 | 0 | 0 | 0 | 0 | 0 | 0 | 0 | 1 | 0 | 0 | 0 | 0 | 0 | 0 | 0 | 0 | 0 | 0 | 10221.2642
2025-09-28 | 11843.312 | 0 | 5.8 | 1 | 0 | 0 | 0 | 0 | 0 | 0 | 0 | 0 | 0 | 0 | 0 | 0 | 0 | 0 | 1 | 0 | 0 | 0 | 0 | 0 | 0 | 0 | 0 | 0 | 10806.6521
2025-09-28 | 12545.023 | 0 | 5.9 | 1 | 0 | 0 | 0 | 0 | 0 | 0 | 0 | 0 | 0 | 0 | 0 | 0 | 0 | 0 | 0 | 1 | 0 | 0 | 0 | 0 | 0 | 0 | 0 | 0 | 11556.4424
2025-09-28 | 13273.729 | 0 | 5.8 | 1 | 0 | 0 | 0 | 0 | 0 | 0 | 0 | 0 | 0 | 0 | 0 | 0 | 0 | 0 | 0 | 0 | 1 | 0 | 0 | 0 | 0 | 0 | 0 | 0 | 12531.2094
2025-09-28 | 12670.344 | 0 | 4.3 | 1 | 0 | 0 | 0 | 0 | 0 | 0 | 0 | 0 | 0 | 0 | 0 | 0 | 0 | 0 | 0 | 0 | 0 | 1 | 0 | 0 | 0 | 0 | 0 | 0 | 12165.8302
2025-09-28 | 12225.38 | 0 | 2.6 | 1 | 0 | 0 | 0 | 0 | 0 | 0 | 0 | 0 | 0 | 0 | 0 | 0 | 0 | 0 | 0 | 0 | 0 | 0 | 1 | 0 | 0 | 0 | 0 | 0 | 11175.7365
2025-09-28 | 11461.109 | 0 | 2.3 | 1 | 0 | 0 | 0 | 0 | 0 | 0 | 0 | 0 | 0 | 0 | 0 | 0 | 0 | 0 | 0 | 0 | 0 | 0 | 0 | 1 | 0 | 0 | 0 | 0 | 10913.8482
2025-09-28 | 10136.15 | 0 | 1.2 | 1 | 0 | 0 | 0 | 0 | 0 | 0 | 0 | 0 | 0 | 0 | 0 | 0 | 0 | 0 | 0 | 0 | 0 | 0 | 0 | 0 | 1 | 0 | 0 | 0 | 9906.0572
2025-09-28 | 8773.702 | 0.3 | 0 | 1 | 0 | 0 | 0 | 0 | 0 | 0 | 0 | 0 | 0 | 0 | 0 | 0 | 0 | 0 | 0 | 0 | 0 | 0 | 0 | 0 | 0 | 1 | 0 | 0 | 8297.35
2025-09-28 | 7376.968 | 1.9 | 0 | 1 | 0 | 0 | 0 | 0 | 0 | 0 | 0 | 0 | 0 | 0 | 0 | 0 | 0 | 0 | 0 | 0 | 0 | 0 | 0 | 0 | 0 | 0 | 1 | 0 | 7406.3395
2025-09-28 | 6339.715 | 2.3 | 0 | 1 | 0 | 0 | 0 | 0 | 0 | 0 | 0 | 0 | 0 | 0 | 0 | 0 | 0 | 0 | 0 | 0 | 0 | 0 | 0 | 0 | 0 | 0 | 0 | 1 | 6464.5259
2025-09-29 | 5669.592 | 3.6 | 0 | 0 | 1 | 0 | 0 | 0 | 0 | 0 | 0 | 0 | 0 | 0 | 0 | 0 | 0 | 0 | 0 | 0 | 0 | 0 | 0 | 0 | 0 | 0 | 0 | 0 | 5498.3417
2025-09-29 | 5298.798 | 3.1 | 0 | 0 | 0 | 1 | 0 | 0 | 0 | 0 | 0 | 0 | 0 | 0 | 0 | 0 | 0 | 0 | 0 | 0 | 0 | 0 | 0 | 0 | 0 | 0 | 0 | 0 | 4993.6362
2025-09-29 | 5104.392 | 4.3 | 0 | 0 | 0 | 0 | 1 | 0 | 0 | 0 | 0 | 0 | 0 | 0 | 0 | 0 | 0 | 0 | 0 | 0 | 0 | 0 | 0 | 0 | 0 | 0 | 0 | 0 | 4969.2562
2025-09-29 | 5058 | 4.1 | 0 | 0 | 0 | 0 | 0 | 1 | 0 | 0 | 0 | 0 | 0 | 0 | 0 | 0 | 0 | 0 | 0 | 0 | 0 | 0 | 0 | 0 | 0 | 0 | 0 | 0 | 4889.9311
2025-09-29 | 5295.034 | 6 | 0 | 0 | 0 | 0 | 0 | 0 | 1 | 0 | 0 | 0 | 0 | 0 | 0 | 0 | 0 | 0 | 0 | 0 | 0 | 0 | 0 | 0 | 0 | 0 | 0 | 0 | 5394.1132
2025-09-29 | 5984.535 | 6.6 | 0 | 0 | 0 | 0 | 0 | 0 | 0 | 1 | 0 | 0 | 0 | 0 | 0 | 0 | 0 | 0 | 0 | 0 | 0 | 0 | 0 | 0 | 0 | 0 | 0 | 0 | 6033.8262
2025-09-29 | 6847.077 | 7 | 0 | 0 | 0 | 0 | 0 | 0 | 0 | 0 | 1 | 0 | 0 | 0 | 0 | 0 | 0 | 0 | 0 | 0 | 0 | 0 | 0 | 0 | 0 | 0 | 0 | 0 | 6877.8729
2025-09-29 | 7083.276 | 5.1 | 0 | 0 | 0 | 0 | 0 | 0 | 0 | 0 | 0 | 1 | 0 | 0 | 0 | 0 | 0 | 0 | 0 | 0 | 0 | 0 | 0 | 0 | 0 | 0 | 0 | 0 | 7222.0675
2025-09-29 | 7077.848 | 1.2 | 0 | 0 | 0 | 0 | 0 | 0 | 0 | 0 | 0 | 0 | 1 | 0 | 0 | 0 | 0 | 0 | 0 | 0 | 0 | 0 | 0 | 0 | 0 | 0 | 0 | 0 | 6901.0447
2025-09-29 | 7272.948 | 0 | 1.1 | 0 | 0 | 0 | 0 | 0 | 0 | 0 | 0 | 0 | 0 | 1 | 0 | 0 | 0 | 0 | 0 | 0 | 0 | 0 | 0 | 0 | 0 | 0 | 0 | 0 | 7438.4873
2025-09-29 | 7649.699 | 0 | 3 | 0 | 0 | 0 | 0 | 0 | 0 | 0 | 0 | 0 | 0 | 0 | 1 | 0 | 0 | 0 | 0 | 0 | 0 | 0 | 0 | 0 | 0 | 0 | 0 | 0 | 8595.6732
2025-09-29 | 8103.854 | 0 | 4.6 | 0 | 0 | 0 | 0 | 0 | 0 | 0 | 0 | 0 | 0 | 0 | 0 | 1 | 0 | 0 | 0 | 0 | 0 | 0 | 0 | 0 | 0 | 0 | 0 | 0 | 9620.5742
2025-09-29 | 8187.613 | 0 | 5.5 | 0 | 0 | 0 | 0 | 0 | 0 | 0 | 0 | 0 | 0 | 0 | 0 | 0 | 1 | 0 | 0 | 0 | 0 | 0 | 0 | 0 | 0 | 0 | 0 | 0 | 10044.6614
2025-09-29 | 8405.885 | 0 | 6.4 | 0 | 0 | 0 | 0 | 0 | 0 | 0 | 0 | 0 | 0 | 0 | 0 | 0 | 0 | 1 | 0 | 0 | 0 | 0 | 0 | 0 | 0 | 0 | 0 | 0 | 10481.0113
2025-09-29 | 9133.027 | 0 | 6.5 | 0 | 0 | 0 | 0 | 0 | 0 | 0 | 0 | 0 | 0 | 0 | 0 | 0 | 0 | 0 | 1 | 0 | 0 | 0 | 0 | 0 | 0 | 0 | 0 | 0 | 10723.5322
2025-09-29 | 10340.473 | 0 | 6.8 | 0 | 0 | 0 | 0 | 0 | 0 | 0 | 0 | 0 | 0 | 0 | 0 | 0 | 0 | 0 | 0 | 1 | 0 | 0 | 0 | 0 | 0 | 0 | 0 | 0 | 11587.6115
2025-09-29 | 11646.383 | 0 | 7.3 | 0 | 0 | 0 | 0 | 0 | 0 | 0 | 0 | 0 | 0 | 0 | 0 | 0 | 0 | 0 | 0 | 0 | 1 | 0 | 0 | 0 | 0 | 0 | 0 | 0 | 12905.2455
2025-09-29 | 11286.532 | 0 | 4.6 | 0 | 0 | 0 | 0 | 0 | 0 | 0 | 0 | 0 | 0 | 0 | 0 | 0 | 0 | 0 | 0 | 0 | 0 | 1 | 0 | 0 | 0 | 0 | 0 | 0 | 11854.1323
2025-09-29 | 11087.544 | 0 | 3.4 | 0 | 0 | 0 | 0 | 0 | 0 | 0 | 0 | 0 | 0 | 0 | 0 | 0 | 0 | 0 | 0 | 0 | 0 | 0 | 1 | 0 | 0 | 0 | 0 | 0 | 11149.7611
2025-09-29 | 10614.256 | 0 | 2.4 | 0 | 0 | 0 | 0 | 0 | 0 | 0 | 0 | 0 | 0 | 0 | 0 | 0 | 0 | 0 | 0 | 0 | 0 | 0 | 0 | 1 | 0 | 0 | 0 | 0 | 10487.8614
2025-09-29 | 9596.473 | 0 | 1.9 | 0 | 0 | 0 | 0 | 0 | 0 | 0 | 0 | 0 | 0 | 0 | 0 | 0 | 0 | 0 | 0 | 0 | 0 | 0 | 0 | 0 | 1 | 0 | 0 | 0 | 9822.9373
2025-09-29 | 8312.547 | 0 | 1.4 | 0 | 0 | 0 | 0 | 0 | 0 | 0 | 0 | 0 | 0 | 0 | 0 | 0 | 0 | 0 | 0 | 0 | 0 | 0 | 0 | 0 | 0 | 1 | 0 | 0 | 8563.1713
2025-09-29 | 7032.804 | 0 | 0 | 0 | 0 | 0 | 0 | 0 | 0 | 0 | 0 | 0 | 0 | 0 | 0 | 0 | 0 | 0 | 0 | 0 | 0 | 0 | 0 | 0 | 0 | 0 | 1 | 0 | 6599.7634
2025-09-29 | 6129.252 | 1.1 | 0 | 0 | 0 | 0 | 0 | 0 | 0 | 0 | 0 | 0 | 0 | 0 | 0 | 0 | 0 | 0 | 0 | 0 | 0 | 0 | 0 | 0 | 0 | 0 | 0 | 1 | 5777.1137
2025-09-30 | 5538.773 | 2 | 0 | 0 | 1 | 0 | 0 | 0 | 0 | 0 | 0 | 0 | 0 | 0 | 0 | 0 | 0 | 0 | 0 | 0 | 0 | 0 | 0 | 0 | 0 | 0 | 0 | 0 | 5225.9673
2025-09-30 | 5243.13 | 2.3 | 0 | 0 | 0 | 1 | 0 | 0 | 0 | 0 | 0 | 0 | 0 | 0 | 0 | 0 | 0 | 0 | 0 | 0 | 0 | 0 | 0 | 0 | 0 | 0 | 0 | 0 | 4857.4489
2025-09-30 | 5034.277 | 3.1 | 0 | 0 | 0 | 0 | 1 | 0 | 0 | 0 | 0 | 0 | 0 | 0 | 0 | 0 | 0 | 0 | 0 | 0 | 0 | 0 | 0 | 0 | 0 | 0 | 0 | 0 | 4764.9753
2025-09-30 | 5011.917 | 3.4 | 0 | 0 | 0 | 0 | 0 | 1 | 0 | 0 | 0 | 0 | 0 | 0 | 0 | 0 | 0 | 0 | 0 | 0 | 0 | 0 | 0 | 0 | 0 | 0 | 0 | 0 | 4770.7673
2025-09-30 | 5248.171 | 3.9 | 0 | 0 | 0 | 0 | 0 | 0 | 1 | 0 | 0 | 0 | 0 | 0 | 0 | 0 | 0 | 0 | 0 | 0 | 0 | 0 | 0 | 0 | 0 | 0 | 0 | 0 | 5036.6217
2025-09-30 | 5924.258 | 4.5 | 0 | 0 | 0 | 0 | 0 | 0 | 0 | 1 | 0 | 0 | 0 | 0 | 0 | 0 | 0 | 0 | 0 | 0 | 0 | 0 | 0 | 0 | 0 | 0 | 0 | 0 | 5676.3347
2025-09-30 | 6815.343 | 4.3 | 0 | 0 | 0 | 0 | 0 | 0 | 0 | 0 | 1 | 0 | 0 | 0 | 0 | 0 | 0 | 0 | 0 | 0 | 0 | 0 | 0 | 0 | 0 | 0 | 0 | 0 | 6418.241
2025-09-30 | 7035.121 | 4.2 | 0 | 0 | 0 | 0 | 0 | 0 | 0 | 0 | 0 | 1 | 0 | 0 | 0 | 0 | 0 | 0 | 0 | 0 | 0 | 0 | 0 | 0 | 0 | 0 | 0 | 0 | 7068.8569
2025-09-30 | 6936.469 | 1.9 | 0 | 0 | 0 | 0 | 0 | 0 | 0 | 0 | 0 | 0 | 1 | 0 | 0 | 0 | 0 | 0 | 0 | 0 | 0 | 0 | 0 | 0 | 0 | 0 | 0 | 0 | 7020.2085
2025-09-30 | 7064.709 | 0 | 0.2 | 0 | 0 | 0 | 0 | 0 | 0 | 0 | 0 | 0 | 0 | 1 | 0 | 0 | 0 | 0 | 0 | 0 | 0 | 0 | 0 | 0 | 0 | 0 | 0 | 0 | 6924.1869
2025-09-30 | 7249.224 | 0 | 2.1 | 0 | 0 | 0 | 0 | 0 | 0 | 0 | 0 | 0 | 0 | 0 | 1 | 0 | 0 | 0 | 0 | 0 | 0 | 0 | 0 | 0 | 0 | 0 | 0 | 0 | 8081.3728
2025-09-30 | 7583.961 | 0 | 3.1 | 0 | 0 | 0 | 0 | 0 | 0 | 0 | 0 | 0 | 0 | 0 | 0 | 1 | 0 | 0 | 0 | 0 | 0 | 0 | 0 | 0 | 0 | 0 | 0 | 0 | 8763.4068
2025-09-30 | 7679.473 | 0 | 3.8 | 0 | 0 | 0 | 0 | 0 | 0 | 0 | 0 | 0 | 0 | 0 | 0 | 0 | 1 | 0 | 0 | 0 | 0 | 0 | 0 | 0 | 0 | 0 | 0 | 0 | 9073.205
2025-09-30 | 7854.403 | 0 | 3.8 | 0 | 0 | 0 | 0 | 0 | 0 | 0 | 0 | 0 | 0 | 0 | 0 | 0 | 0 | 1 | 0 | 0 | 0 | 0 | 0 | 0 | 0 | 0 | 0 | 0 | 8995.2545
2025-09-30 | 8406.998 | 0 | 3.8 | 0 | 0 | 0 | 0 | 0 | 0 | 0 | 0 | 0 | 0 | 0 | 0 | 0 | 0 | 0 | 1 | 0 | 0 | 0 | 0 | 0 | 0 | 0 | 0 | 0 | 9180.6309
2025-09-30 | 9793.866 | 0 | 3 | 0 | 0 | 0 | 0 | 0 | 0 | 0 | 0 | 0 | 0 | 0 | 0 | 0 | 0 | 0 | 0 | 1 | 0 | 0 | 0 | 0 | 0 | 0 | 0 | 0 | 9416.1208
2025-09-30 | 10826.826 | 0 | 3.3 | 0 | 0 | 0 | 0 | 0 | 0 | 0 | 0 | 0 | 0 | 0 | 0 | 0 | 0 | 0 | 0 | 0 | 1 | 0 | 0 | 0 | 0 | 0 | 0 | 0 | 10619.4658
2025-09-30 | 10509.787 | 0 | 2 | 0 | 0 | 0 | 0 | 0 | 0 | 0 | 0 | 0 | 0 | 0 | 0 | 0 | 0 | 0 | 0 | 0 | 0 | 1 | 0 | 0 | 0 | 0 | 0 | 0 | 10368.3755
2025-09-30 | 10348.944 | 0 | 1.3 | 0 | 0 | 0 | 0 | 0 | 0 | 0 | 0 | 0 | 0 | 0 | 0 | 0 | 0 | 0 | 0 | 0 | 0 | 0 | 1 | 0 | 0 | 0 | 0 | 0 | 9949.7268
2025-09-30 | 10138.543 | 0 | 0.5 | 0 | 0 | 0 | 0 | 0 | 0 | 0 | 0 | 0 | 0 | 0 | 0 | 0 | 0 | 0 | 0 | 0 | 0 | 0 | 0 | 1 | 0 | 0 | 0 | 0 | 9402.116
2025-09-30 | 9299.356 | 0.2 | 0 | 0 | 0 | 0 | 0 | 0 | 0 | 0 | 0 | 0 | 0 | 0 | 0 | 0 | 0 | 0 | 0 | 0 | 0 | 0 | 0 | 0 | 1 | 0 | 0 | 0 | 8771.2388
2025-09-30 | 8101.113 | 0.6 | 0 | 0 | 0 | 0 | 0 | 0 | 0 | 0 | 0 | 0 | 0 | 0 | 0 | 0 | 0 | 0 | 0 | 0 | 0 | 0 | 0 | 0 | 0 | 1 | 0 | 0 | 7865.2889
2025-09-30 | 6819.365 | 1.7 | 0 | 0 | 0 | 0 | 0 | 0 | 0 | 0 | 0 | 0 | 0 | 0 | 0 | 0 | 0 | 0 | 0 | 0 | 0 | 0 | 0 | 0 | 0 | 0 | 1 | 0 | 6889.1613
2025-09-30 | 6008.245 | 2.2 | 0 | 0 | 0 | 0 | 0 | 0 | 0 | 0 | 0 | 0 | 0 | 0 | 0 | 0 | 0 | 0 | 0 | 0 | 0 | 0 | 0 | 0 | 0 | 0 | 0 | 1 | 5964.3712
2025-10-01 | 5461.855 | 3.4 | 0 | 0 | 1 | 0 | 0 | 0 | 0 | 0 | 0 | 0 | 0 | 0 | 0 | 0 | 0 | 0 | 0 | 0 | 0 | 0 | 0 | 0 | 0 | 0 | 0 | 0 | 5464.2949
2025-10-01 | 5105.456 | 4.4 | 0 | 0 | 0 | 1 | 0 | 0 | 0 | 0 | 0 | 0 | 0 | 0 | 0 | 0 | 0 | 0 | 0 | 0 | 0 | 0 | 0 | 0 | 0 | 0 | 0 | 0 | 5214.9404
2025-10-01 | 4901.046 | 5.1 | 0 | 0 | 0 | 0 | 1 | 0 | 0 | 0 | 0 | 0 | 0 | 0 | 0 | 0 | 0 | 0 | 0 | 0 | 0 | 0 | 0 | 0 | 0 | 0 | 0 | 0 | 5105.4434
2025-10-01 | 4911.943 | 7.1 | 0 | 0 | 0 | 0 | 0 | 1 | 0 | 0 | 0 | 0 | 0 | 0 | 0 | 0 | 0 | 0 | 0 | 0 | 0 | 0 | 0 | 0 | 0 | 0 | 0 | 0 | 5400.6333
2025-10-01 | 5169.832 | 7.9 | 0 | 0 | 0 | 0 | 0 | 0 | 1 | 0 | 0 | 0 | 0 | 0 | 0 | 0 | 0 | 0 | 0 | 0 | 0 | 0 | 0 | 0 | 0 | 0 | 0 | 0 | 5717.558
2025-10-01 | 5938.241 | 8.4 | 0 | 0 | 0 | 0 | 0 | 0 | 0 | 1 | 0 | 0 | 0 | 0 | 0 | 0 | 0 | 0 | 0 | 0 | 0 | 0 | 0 | 0 | 0 | 0 | 0 | 0 | 6340.2475
2025-10-01 | 6896.488 | 9.2 | 0 | 0 | 0 | 0 | 0 | 0 | 0 | 0 | 1 | 0 | 0 | 0 | 0 | 0 | 0 | 0 | 0 | 0 | 0 | 0 | 0 | 0 | 0 | 0 | 0 | 0 | 7252.3878
2025-10-01 | 6981.701 | 8.5 | 0 | 0 | 0 | 0 | 0 | 0 | 0 | 0 | 0 | 1 | 0 | 0 | 0 | 0 | 0 | 0 | 0 | 0 | 0 | 0 | 0 | 0 | 0 | 0 | 0 | 0 | 7800.8633
2025-10-01 | 6919.059 | 6.3 | 0 | 0 | 0 | 0 | 0 | 0 | 0 | 0 | 0 | 0 | 1 | 0 | 0 | 0 | 0 | 0 | 0 | 0 | 0 | 0 | 0 | 0 | 0 | 0 | 0 | 0 | 7769.2384
2025-10-01 | 6836.488 | 4.6 | 0 | 0 | 0 | 0 | 0 | 0 | 0 | 0 | 0 | 0 | 0 | 1 | 0 | 0 | 0 | 0 | 0 | 0 | 0 | 0 | 0 | 0 | 0 | 0 | 0 | 0 | 7592.9746
2025-10-01 | 6787.158 | 3.4 | 0 | 0 | 0 | 0 | 0 | 0 | 0 | 0 | 0 | 0 | 0 | 0 | 1 | 0 | 0 | 0 | 0 | 0 | 0 | 0 | 0 | 0 | 0 | 0 | 0 | 0 | 7460.1342
2025-10-01 | 7038.576 | 2.4 | 0 | 0 | 0 | 0 | 0 | 0 | 0 | 0 | 0 | 0 | 0 | 0 | 0 | 1 | 0 | 0 | 0 | 0 | 0 | 0 | 0 | 0 | 0 | 0 | 0 | 0 | 7400.4893
2025-10-01 | 6943.361 | 1.3 | 0 | 0 | 0 | 0 | 0 | 0 | 0 | 0 | 0 | 0 | 0 | 0 | 0 | 0 | 1 | 0 | 0 | 0 | 0 | 0 | 0 | 0 | 0 | 0 | 0 | 0 | 7123.0186
2025-10-01 | 6865.577 | 0.9 | 0 | 0 | 0 | 0 | 0 | 0 | 0 | 0 | 0 | 0 | 0 | 0 | 0 | 0 | 0 | 1 | 0 | 0 | 0 | 0 | 0 | 0 | 0 | 0 | 0 | 0 | 6976.9745
2025-10-01 | 7223.135 | 1.2 | 0 | 0 | 0 | 0 | 0 | 0 | 0 | 0 | 0 | 0 | 0 | 0 | 0 | 0 | 0 | 0 | 1 | 0 | 0 | 0 | 0 | 0 | 0 | 0 | 0 | 0 | 7213.4211
2025-10-01 | 8343.083 | 1.1 | 0 | 0 | 0 | 0 | 0 | 0 | 0 | 0 | 0 | 0 | 0 | 0 | 0 | 0 | 0 | 0 | 0 | 1 | 0 | 0 | 0 | 0 | 0 | 0 | 0 | 0 | 7889.0435
2025-10-01 | 9507.922 | 1.7 | 0 | 0 | 0 | 0 | 0 | 0 | 0 | 0 | 0 | 0 | 0 | 0 | 0 | 0 | 0 | 0 | 0 | 0 | 1 | 0 | 0 | 0 | 0 | 0 | 0 | 0 | 9023.0954
2025-10-01 | 9407.448 | 2.5 | 0 | 0 | 0 | 0 | 0 | 0 | 0 | 0 | 0 | 0 | 0 | 0 | 0 | 0 | 0 | 0 | 0 | 0 | 0 | 1 | 0 | 0 | 0 | 0 | 0 | 0 | 9651.0708
2025-10-01 | 9711.873 | 3.5 | 0 | 0 | 0 | 0 | 0 | 0 | 0 | 0 | 0 | 0 | 0 | 0 | 0 | 0 | 0 | 0 | 0 | 0 | 0 | 0 | 1 | 0 | 0 | 0 | 0 | 0 | 9802.6676
2025-10-01 | 9618.626 | 3.8 | 0 | 0 | 0 | 0 | 0 | 0 | 0 | 0 | 0 | 0 | 0 | 0 | 0 | 0 | 0 | 0 | 0 | 0 | 0 | 0 | 0 | 1 | 0 | 0 | 0 | 0 | 9763.283
2025-10-01 | 8896.366 | 4.1 | 0 | 0 | 0 | 0 | 0 | 0 | 0 | 0 | 0 | 0 | 0 | 0 | 0 | 0 | 0 | 0 | 0 | 0 | 0 | 0 | 0 | 0 | 1 | 0 | 0 | 0 | 9435.1516
2025-10-01 | 7617.739 | 4.4 | 0 | 0 | 0 | 0 | 0 | 0 | 0 | 0 | 0 | 0 | 0 | 0 | 0 | 0 | 0 | 0 | 0 | 0 | 0 | 0 | 0 | 0 | 0 | 1 | 0 | 0 | 8512.1783
2025-10-01 | 6622.782 | 4.8 | 0 | 0 | 0 | 0 | 0 | 0 | 0 | 0 | 0 | 0 | 0 | 0 | 0 | 0 | 0 | 0 | 0 | 0 | 0 | 0 | 0 | 0 | 0 | 0 | 1 | 0 | 7416.8869
2025-10-01 | 5866.192 | 5.3 | 0 | 0 | 0 | 0 | 0 | 0 | 0 | 0 | 0 | 0 | 0 | 0 | 0 | 0 | 0 | 0 | 0 | 0 | 0 | 0 | 0 | 0 | 0 | 0 | 0 | 1 | 6492.0968
2025-10-02 | 5343.356 | 5.6 | 0 | 0 | 1 | 0 | 0 | 0 | 0 | 0 | 0 | 0 | 0 | 0 | 0 | 0 | 0 | 0 | 0 | 0 | 0 | 0 | 0 | 0 | 0 | 0 | 0 | 0 | 5838.8099
2025-10-02 | 5050.306 | 6 | 0 | 0 | 0 | 1 | 0 | 0 | 0 | 0 | 0 | 0 | 0 | 0 | 0 | 0 | 0 | 0 | 0 | 0 | 0 | 0 | 0 | 0 | 0 | 0 | 0 | 0 | 5487.3149
2025-10-02 | 4989.63 | 7.2 | 0 | 0 | 0 | 0 | 1 | 0 | 0 | 0 | 0 | 0 | 0 | 0 | 0 | 0 | 0 | 0 | 0 | 0 | 0 | 0 | 0 | 0 | 0 | 0 | 0 | 0 | 5462.935
2025-10-02 | 4992.546 | 7.9 | 0 | 0 | 0 | 0 | 0 | 1 | 0 | 0 | 0 | 0 | 0 | 0 | 0 | 0 | 0 | 0 | 0 | 0 | 0 | 0 | 0 | 0 | 0 | 0 | 0 | 0 | 5536.8205
2025-10-02 | 5294.469 | 7.8 | 0 | 0 | 0 | 0 | 0 | 0 | 1 | 0 | 0 | 0 | 0 | 0 | 0 | 0 | 0 | 0 | 0 | 0 | 0 | 0 | 0 | 0 | 0 | 0 | 0 | 0 | 5700.5345
2025-10-02 | 6026.148 | 8.2 | 0 | 0 | 0 | 0 | 0 | 0 | 0 | 1 | 0 | 0 | 0 | 0 | 0 | 0 | 0 | 0 | 0 | 0 | 0 | 0 | 0 | 0 | 0 | 0 | 0 | 0 | 6306.2007
2025-10-02 | 6880.571 | 8 | 0 | 0 | 0 | 0 | 0 | 0 | 0 | 0 | 1 | 0 | 0 | 0 | 0 | 0 | 0 | 0 | 0 | 0 | 0 | 0 | 0 | 0 | 0 | 0 | 0 | 0 | 7048.107
2025-10-02 | 7106.387 | 7.7 | 0 | 0 | 0 | 0 | 0 | 0 | 0 | 0 | 0 | 1 | 0 | 0 | 0 | 0 | 0 | 0 | 0 | 0 | 0 | 0 | 0 | 0 | 0 | 0 | 0 | 0 | 7664.6761
2025-10-02 | 6885.814 | 4.9 | 0 | 0 | 0 | 0 | 0 | 0 | 0 | 0 | 0 | 0 | 1 | 0 | 0 | 0 | 0 | 0 | 0 | 0 | 0 | 0 | 0 | 0 | 0 | 0 | 0 | 0 | 7530.9107
2025-10-02 | 6724.049 | 3 | 0 | 0 | 0 | 0 | 0 | 0 | 0 | 0 | 0 | 0 | 0 | 1 | 0 | 0 | 0 | 0 | 0 | 0 | 0 | 0 | 0 | 0 | 0 | 0 | 0 | 0 | 7320.6001
2025-10-02 | 6808.804 | 1.5 | 0 | 0 | 0 | 0 | 0 | 0 | 0 | 0 | 0 | 0 | 0 | 0 | 1 | 0 | 0 | 0 | 0 | 0 | 0 | 0 | 0 | 0 | 0 | 0 | 0 | 0 | 7136.6895
2025-10-02 | 6922.535 | 0.6 | 0 | 0 | 0 | 0 | 0 | 0 | 0 | 0 | 0 | 0 | 0 | 0 | 0 | 1 | 0 | 0 | 0 | 0 | 0 | 0 | 0 | 0 | 0 | 0 | 0 | 0 | 7094.068
2025-10-02 | 6774.642 | 0.1 | 0 | 0 | 0 | 0 | 0 | 0 | 0 | 0 | 0 | 0 | 0 | 0 | 0 | 0 | 1 | 0 | 0 | 0 | 0 | 0 | 0 | 0 | 0 | 0 | 0 | 0 | 6918.7377
2025-10-02 | 6711.498 | 0.1 | 0 | 0 | 0 | 0 | 0 | 0 | 0 | 0 | 0 | 0 | 0 | 0 | 0 | 0 | 0 | 1 | 0 | 0 | 0 | 0 | 0 | 0 | 0 | 0 | 0 | 0 | 6840.7872
2025-10-02 | 6975.261 | 0 | 0.5 | 0 | 0 | 0 | 0 | 0 | 0 | 0 | 0 | 0 | 0 | 0 | 0 | 0 | 0 | 0 | 1 | 0 | 0 | 0 | 0 | 0 | 0 | 0 | 0 | 0 | 7294.8627
2025-10-02 | 7953.013 | 0.1 | 0 | 0 | 0 | 0 | 0 | 0 | 0 | 0 | 0 | 0 | 0 | 0 | 0 | 0 | 0 | 0 | 0 | 1 | 0 | 0 | 0 | 0 | 0 | 0 | 0 | 0 | 7718.8094
2025-10-02 | 9081.061 | 0 | 0 | 0 | 0 | 0 | 0 | 0 | 0 | 0 | 0 | 0 | 0 | 0 | 0 | 0 | 0 | 0 | 0 | 0 | 1 | 0 | 0 | 0 | 0 | 0 | 0 | 0 | 8733.6975
2025-10-02 | 9123.783 | 0.9 | 0 | 0 | 0 | 0 | 0 | 0 | 0 | 0 | 0 | 0 | 0 | 0 | 0 | 0 | 0 | 0 | 0 | 0 | 0 | 1 | 0 | 0 | 0 | 0 | 0 | 0 | 9378.6963
2025-10-02 | 9572.514 | 2.3 | 0 | 0 | 0 | 0 | 0 | 0 | 0 | 0 | 0 | 0 | 0 | 0 | 0 | 0 | 0 | 0 | 0 | 0 | 0 | 0 | 1 | 0 | 0 | 0 | 0 | 0 | 9598.3867
2025-10-02 | 9547.557 | 3.3 | 0 | 0 | 0 | 0 | 0 | 0 | 0 | 0 | 0 | 0 | 0 | 0 | 0 | 0 | 0 | 0 | 0 | 0 | 0 | 0 | 0 | 1 | 0 | 0 | 0 | 0 | 9678.1659
2025-10-02 | 8891.828 | 3.4 | 0 | 0 | 0 | 0 | 0 | 0 | 0 | 0 | 0 | 0 | 0 | 0 | 0 | 0 | 0 | 0 | 0 | 0 | 0 | 0 | 0 | 0 | 1 | 0 | 0 | 0 | 9315.9877
2025-10-02 | 7837.273 | 3.6 | 0 | 0 | 0 | 0 | 0 | 0 | 0 | 0 | 0 | 0 | 0 | 0 | 0 | 0 | 0 | 0 | 0 | 0 | 0 | 0 | 0 | 0 | 0 | 1 | 0 | 0 | 8375.991
2025-10-02 | 6707.305 | 4.1 | 0 | 0 | 0 | 0 | 0 | 0 | 0 | 0 | 0 | 0 | 0 | 0 | 0 | 0 | 0 | 0 | 0 | 0 | 0 | 0 | 0 | 0 | 0 | 0 | 1 | 0 | 7297.7231
2025-10-02 | 5816.752 | 4.4 | 0 | 0 | 0 | 0 | 0 | 0 | 0 | 0 | 0 | 0 | 0 | 0 | 0 | 0 | 0 | 0 | 0 | 0 | 0 | 0 | 0 | 0 | 0 | 0 | 0 | 1 | 6338.8861
2025-10-03 | 5342.33 | 6 | 0 | 0 | 1 | 0 | 0 | 0 | 0 | 0 | 0 | 0 | 0 | 0 | 0 | 0 | 0 | 0 | 0 | 0 | 0 | 0 | 0 | 0 | 0 | 0 | 0 | 0 | 5906.9035
2025-10-03 | 5053.033 | 6.8 | 0 | 0 | 0 | 1 | 0 | 0 | 0 | 0 | 0 | 0 | 0 | 0 | 0 | 0 | 0 | 0 | 0 | 0 | 0 | 0 | 0 | 0 | 0 | 0 | 0 | 0 | 5623.5022
2025-10-03 | 4908.499 | 7.2 | 0 | 0 | 0 | 0 | 1 | 0 | 0 | 0 | 0 | 0 | 0 | 0 | 0 | 0 | 0 | 0 | 0 | 0 | 0 | 0 | 0 | 0 | 0 | 0 | 0 | 0 | 5462.935
2025-10-03 | 4885.119 | 7.1 | 0 | 0 | 0 | 0 | 0 | 1 | 0 | 0 | 0 | 0 | 0 | 0 | 0 | 0 | 0 | 0 | 0 | 0 | 0 | 0 | 0 | 0 | 0 | 0 | 0 | 0 | 5400.6333
2025-10-03 | 5226.843 | 8.3 | 0 | 0 | 0 | 0 | 0 | 0 | 1 | 0 | 0 | 0 | 0 | 0 | 0 | 0 | 0 | 0 | 0 | 0 | 0 | 0 | 0 | 0 | 0 | 0 | 0 | 0 | 5785.6516
2025-10-03 | 5991.065 | 8.3 | 0 | 0 | 0 | 0 | 0 | 0 | 0 | 1 | 0 | 0 | 0 | 0 | 0 | 0 | 0 | 0 | 0 | 0 | 0 | 0 | 0 | 0 | 0 | 0 | 0 | 0 | 6323.2241
2025-10-03 | 6909.446 | 7.8 | 0 | 0 | 0 | 0 | 0 | 0 | 0 | 0 | 1 | 0 | 0 | 0 | 0 | 0 | 0 | 0 | 0 | 0 | 0 | 0 | 0 | 0 | 0 | 0 | 0 | 0 | 7014.0602
2025-10-03 | 7250.143 | 7 | 0 | 0 | 0 | 0 | 0 | 0 | 0 | 0 | 0 | 1 | 0 | 0 | 0 | 0 | 0 | 0 | 0 | 0 | 0 | 0 | 0 | 0 | 0 | 0 | 0 | 0 | 7545.5122
2025-10-03 | 7008.704 | 4.2 | 0 | 0 | 0 | 0 | 0 | 0 | 0 | 0 | 0 | 0 | 1 | 0 | 0 | 0 | 0 | 0 | 0 | 0 | 0 | 0 | 0 | 0 | 0 | 0 | 0 | 0 | 7411.7469
2025-10-03 | 7055.567 | 1.4 | 0 | 0 | 0 | 0 | 0 | 0 | 0 | 0 | 0 | 0 | 0 | 1 | 0 | 0 | 0 | 0 | 0 | 0 | 0 | 0 | 0 | 0 | 0 | 0 | 0 | 0 | 7048.2256
2025-10-03 | 7152.832 | 0 | 1.2 | 0 | 0 | 0 | 0 | 0 | 0 | 0 | 0 | 0 | 0 | 0 | 1 | 0 | 0 | 0 | 0 | 0 | 0 | 0 | 0 | 0 | 0 | 0 | 0 | 0 | 7567.0723
2025-10-03 | 7279.307 | 0 | 3.4 | 0 | 0 | 0 | 0 | 0 | 0 | 0 | 0 | 0 | 0 | 0 | 0 | 1 | 0 | 0 | 0 | 0 | 0 | 0 | 0 | 0 | 0 | 0 | 0 | 0 | 8934.8403
2025-10-03 | 7312.188 | 0 | 4.4 | 0 | 0 | 0 | 0 | 0 | 0 | 0 | 0 | 0 | 0 | 0 | 0 | 0 | 1 | 0 | 0 | 0 | 0 | 0 | 0 | 0 | 0 | 0 | 0 | 0 | 9416.072
2025-10-03 | 7318.797 | 0 | 5.4 | 0 | 0 | 0 | 0 | 0 | 0 | 0 | 0 | 0 | 0 | 0 | 0 | 0 | 0 | 1 | 0 | 0 | 0 | 0 | 0 | 0 | 0 | 0 | 0 | 0 | 9909.5664
2025-10-03 | 7757.731 | 0 | 5.8 | 0 | 0 | 0 | 0 | 0 | 0 | 0 | 0 | 0 | 0 | 0 | 0 | 0 | 0 | 0 | 1 | 0 | 0 | 0 | 0 | 0 | 0 | 0 | 0 | 0 | 10323.5208
2025-10-03 | 8603.761 | 0 | 5.8 | 0 | 0 | 0 | 0 | 0 | 0 | 0 | 0 | 0 | 0 | 0 | 0 | 0 | 0 | 0 | 0 | 1 | 0 | 0 | 0 | 0 | 0 | 0 | 0 | 0 | 11016.1665
2025-10-03 | 9368.2 | 0 | 5.4 | 0 | 0 | 0 | 0 | 0 | 0 | 0 | 0 | 0 | 0 | 0 | 0 | 0 | 0 | 0 | 0 | 0 | 1 | 0 | 0 | 0 | 0 | 0 | 0 | 0 | 11819.5001
2025-10-03 | 9462.932 | 0 | 4.4 | 0 | 0 | 0 | 0 | 0 | 0 | 0 | 0 | 0 | 0 | 0 | 0 | 0 | 0 | 0 | 0 | 0 | 0 | 1 | 0 | 0 | 0 | 0 | 0 | 0 | 11739.8433
2025-10-03 | 9635.046 | 0 | 3 | 0 | 0 | 0 | 0 | 0 | 0 | 0 | 0 | 0 | 0 | 0 | 0 | 0 | 0 | 0 | 0 | 0 | 0 | 0 | 1 | 0 | 0 | 0 | 0 | 0 | 10921.1831
2025-10-03 | 9383.637 | 0 | 2.7 | 0 | 0 | 0 | 0 | 0 | 0 | 0 | 0 | 0 | 0 | 0 | 0 | 0 | 0 | 0 | 0 | 0 | 0 | 0 | 0 | 1 | 0 | 0 | 0 | 0 | 10659.2948
2025-10-03 | 8760.182 | 0 | 2.1 | 0 | 0 | 0 | 0 | 0 | 0 | 0 | 0 | 0 | 0 | 0 | 0 | 0 | 0 | 0 | 0 | 0 | 0 | 0 | 0 | 0 | 1 | 0 | 0 | 0 | 9937.2263
2025-10-03 | 7880.789 | 0 | 1.1 | 0 | 0 | 0 | 0 | 0 | 0 | 0 | 0 | 0 | 0 | 0 | 0 | 0 | 0 | 0 | 0 | 0 | 0 | 0 | 0 | 0 | 0 | 1 | 0 | 0 | 8391.7378
2025-10-03 | 7013.106 | 0 | 0 | 0 | 0 | 0 | 0 | 0 | 0 | 0 | 0 | 0 | 0 | 0 | 0 | 0 | 0 | 0 | 0 | 0 | 0 | 0 | 0 | 0 | 0 | 0 | 1 | 0 | 6599.7634
2025-10-03 | 6333.227 | 1.1 | 0 | 0 | 0 | 0 | 0 | 0 | 0 | 0 | 0 | 0 | 0 | 0 | 0 | 0 | 0 | 0 | 0 | 0 | 0 | 0 | 0 | 0 | 0 | 0 | 0 | 1 | 5777.1137
2025-10-04 | 5650.802 | 1.3 | 0 | 1 | 1 | 0 | 0 | 0 | 0 | 0 | 0 | 0 | 0 | 0 | 0 | 0 | 0 | 0 | 0 | 0 | 0 | 0 | 0 | 0 | 0 | 0 | 0 | 0 | 5589.9348
2025-10-04 | 5306.631 | 0.5 | 0 | 1 | 0 | 1 | 0 | 0 | 0 | 0 | 0 | 0 | 0 | 0 | 0 | 0 | 0 | 0 | 0 | 0 | 0 | 0 | 0 | 0 | 0 | 0 | 0 | 0 | 5034.159
2025-10-04 | 5046.295 | 1.6 | 0 | 1 | 0 | 0 | 1 | 0 | 0 | 0 | 0 | 0 | 0 | 0 | 0 | 0 | 0 | 0 | 0 | 0 | 0 | 0 | 0 | 0 | 0 | 0 | 0 | 0 | 4992.7556
2025-10-04 | 4925.075 | 1.2 | 0 | 1 | 0 | 0 | 0 | 1 | 0 | 0 | 0 | 0 | 0 | 0 | 0 | 0 | 0 | 0 | 0 | 0 | 0 | 0 | 0 | 0 | 0 | 0 | 0 | 0 | 4879.3837
2025-10-04 | 4989.017 | 1.3 | 0 | 1 | 0 | 0 | 0 | 0 | 1 | 0 | 0 | 0 | 0 | 0 | 0 | 0 | 0 | 0 | 0 | 0 | 0 | 0 | 0 | 0 | 0 | 0 | 0 | 0 | 5077.1445
2025-10-04 | 5364.739 | 2.9 | 0 | 1 | 0 | 0 | 0 | 0 | 0 | 1 | 0 | 0 | 0 | 0 | 0 | 0 | 0 | 0 | 0 | 0 | 0 | 0 | 0 | 0 | 0 | 0 | 0 | 0 | 5887.0915
2025-10-04 | 6270.345 | 1.7 | 0 | 1 | 0 | 0 | 0 | 0 | 0 | 0 | 1 | 0 | 0 | 0 | 0 | 0 | 0 | 0 | 0 | 0 | 0 | 0 | 0 | 0 | 0 | 0 | 0 | 0 | 6458.7637
2025-10-04 | 7503.66 | 1.2 | 0 | 1 | 0 | 0 | 0 | 0 | 0 | 0 | 0 | 1 | 0 | 0 | 0 | 0 | 0 | 0 | 0 | 0 | 0 | 0 | 0 | 0 | 0 | 0 | 0 | 0 | 7041.286
2025-10-04 | 8280.332 | 0 | 1 | 1 | 0 | 0 | 0 | 0 | 0 | 0 | 0 | 0 | 1 | 0 | 0 | 0 | 0 | 0 | 0 | 0 | 0 | 0 | 0 | 0 | 0 | 0 | 0 | 0 | 7751.3401
2025-10-04 | 8704.913 | 0 | 2.7 | 1 | 0 | 0 | 0 | 0 | 0 | 0 | 0 | 0 | 0 | 1 | 0 | 0 | 0 | 0 | 0 | 0 | 0 | 0 | 0 | 0 | 0 | 0 | 0 | 0 | 8835.9306
2025-10-04 | 9073.331 | 0 | 4.8 | 1 | 0 | 0 | 0 | 0 | 0 | 0 | 0 | 0 | 0 | 0 | 1 | 0 | 0 | 0 | 0 | 0 | 0 | 0 | 0 | 0 | 0 | 0 | 0 | 0 | 10107.4054
2025-10-04 | 9448.719 | 0 | 7.8 | 1 | 0 | 0 | 0 | 0 | 0 | 0 | 0 | 0 | 0 | 0 | 0 | 1 | 0 | 0 | 0 | 0 | 0 | 0 | 0 | 0 | 0 | 0 | 0 | 0 | 11932.3293
2025-10-04 | 9437.992 | 0 | 7.2 | 1 | 0 | 0 | 0 | 0 | 0 | 0 | 0 | 0 | 0 | 0 | 0 | 0 | 1 | 0 | 0 | 0 | 0 | 0 | 0 | 0 | 0 | 0 | 0 | 0 | 11499.2491
2025-10-04 | 9672.666 | 0 | 8.3 | 1 | 0 | 0 | 0 | 0 | 0 | 0 | 0 | 0 | 0 | 0 | 0 | 0 | 0 | 1 | 0 | 0 | 0 | 0 | 0 | 0 | 0 | 0 | 0 | 0 | 12049.888
2025-10-04 | 10031.317 | 0 | 8.4 | 1 | 0 | 0 | 0 | 0 | 0 | 0 | 0 | 0 | 0 | 0 | 0 | 0 | 0 | 0 | 1 | 0 | 0 | 0 | 0 | 0 | 0 | 0 | 0 | 0 | 12292.4089
2025-10-04 | 10722.498 | 0 | 8.4 | 1 | 0 | 0 | 0 | 0 | 0 | 0 | 0 | 0 | 0 | 0 | 0 | 0 | 0 | 0 | 0 | 1 | 0 | 0 | 0 | 0 | 0 | 0 | 0 | 0 | 12985.0547
2025-10-04 | 11154.602 | 0 | 7.9 | 1 | 0 | 0 | 0 | 0 | 0 | 0 | 0 | 0 | 0 | 0 | 0 | 0 | 0 | 0 | 0 | 0 | 1 | 0 | 0 | 0 | 0 | 0 | 0 | 0 | 13731.2438
2025-10-04 | 10851.276 | 0 | 7.1 | 1 | 0 | 0 | 0 | 0 | 0 | 0 | 0 | 0 | 0 | 0 | 0 | 0 | 0 | 0 | 0 | 0 | 0 | 1 | 0 | 0 | 0 | 0 | 0 | 0 | 13765.8759
2025-10-04 | 10607.847 | 0 | 6.2 | 1 | 0 | 0 | 0 | 0 | 0 | 0 | 0 | 0 | 0 | 0 | 0 | 0 | 0 | 0 | 0 | 0 | 0 | 0 | 1 | 0 | 0 | 0 | 0 | 0 | 13232.9382
2025-10-04 | 10031.863 | 0 | 5.4 | 1 | 0 | 0 | 0 | 0 | 0 | 0 | 0 | 0 | 0 | 0 | 0 | 0 | 0 | 0 | 0 | 0 | 0 | 0 | 0 | 1 | 0 | 0 | 0 | 0 | 12685.3275
2025-10-04 | 9233.244 | 0 | 4.5 | 1 | 0 | 0 | 0 | 0 | 0 | 0 | 0 | 0 | 0 | 0 | 0 | 0 | 0 | 0 | 0 | 0 | 0 | 0 | 0 | 0 | 1 | 0 | 0 | 0 | 11791.8254
2025-10-04 | 8218.692 | 0 | 3.7 | 1 | 0 | 0 | 0 | 0 | 0 | 0 | 0 | 0 | 0 | 0 | 0 | 0 | 0 | 0 | 0 | 0 | 0 | 0 | 0 | 0 | 0 | 1 | 0 | 0 | 10360.626
2025-10-04 | 7279.812 | 0 | 3.4 | 1 | 0 | 0 | 0 | 0 | 0 | 0 | 0 | 0 | 0 | 0 | 0 | 0 | 0 | 0 | 0 | 0 | 0 | 0 | 0 | 0 | 0 | 0 | 1 | 0 | 9025.8075
2025-10-04 | 6437.568 | 0 | 2.2 | 1 | 0 | 0 | 0 | 0 | 0 | 0 | 0 | 0 | 0 | 0 | 0 | 0 | 0 | 0 | 0 | 0 | 0 | 0 | 0 | 0 | 0 | 0 | 0 | 1 | 7330.1664
2025-10-05 | 5716.775 | 0 | 1.3 | 1 | 1 | 0 | 0 | 0 | 0 | 0 | 0 | 0 | 0 | 0 | 0 | 0 | 0 | 0 | 0 | 0 | 0 | 0 | 0 | 0 | 0 | 0 | 0 | 0 | 6111.5089
2025-10-05 | 5269.886 | 0 | 0.1 | 1 | 0 | 1 | 0 | 0 | 0 | 0 | 0 | 0 | 0 | 0 | 0 | 0 | 0 | 0 | 0 | 0 | 0 | 0 | 0 | 0 | 0 | 0 | 0 | 0 | 5006.1864
2025-10-05 | 5012.884 | 1.2 | 0 | 1 | 0 | 0 | 1 | 0 | 0 | 0 | 0 | 0 | 0 | 0 | 0 | 0 | 0 | 0 | 0 | 0 | 0 | 0 | 0 | 0 | 0 | 0 | 0 | 0 | 4924.662
2025-10-05 | 4912.436 | 1.4 | 0 | 1 | 0 | 0 | 0 | 1 | 0 | 0 | 0 | 0 | 0 | 0 | 0 | 0 | 0 | 0 | 0 | 0 | 0 | 0 | 0 | 0 | 0 | 0 | 0 | 0 | 4913.4305
2025-10-05 | 4971.516 | 1.7 | 0 | 1 | 0 | 0 | 0 | 0 | 1 | 0 | 0 | 0 | 0 | 0 | 0 | 0 | 0 | 0 | 0 | 0 | 0 | 0 | 0 | 0 | 0 | 0 | 0 | 0 | 5145.2381
2025-10-05 | 5243.885 | 2.5 | 0 | 1 | 0 | 0 | 0 | 0 | 0 | 1 | 0 | 0 | 0 | 0 | 0 | 0 | 0 | 0 | 0 | 0 | 0 | 0 | 0 | 0 | 0 | 0 | 0 | 0 | 5818.9979
2025-10-05 | 6099.947 | 1.4 | 0 | 1 | 0 | 0 | 0 | 0 | 0 | 0 | 1 | 0 | 0 | 0 | 0 | 0 | 0 | 0 | 0 | 0 | 0 | 0 | 0 | 0 | 0 | 0 | 0 | 0 | 6407.6935
2025-10-05 | 7406.087 | 1.3 | 0 | 1 | 0 | 0 | 0 | 0 | 0 | 0 | 0 | 1 | 0 | 0 | 0 | 0 | 0 | 0 | 0 | 0 | 0 | 0 | 0 | 0 | 0 | 0 | 0 | 0 | 7058.3094
2025-10-05 | 8371.571 | 0 | 1 | 1 | 0 | 0 | 0 | 0 | 0 | 0 | 0 | 0 | 1 | 0 | 0 | 0 | 0 | 0 | 0 | 0 | 0 | 0 | 0 | 0 | 0 | 0 | 0 | 0 | 7751.3401
2025-10-05 | 9126.02 | 0 | 3.1 | 1 | 0 | 0 | 0 | 0 | 0 | 0 | 0 | 0 | 0 | 1 | 0 | 0 | 0 | 0 | 0 | 0 | 0 | 0 | 0 | 0 | 0 | 0 | 0 | 0 | 9064.5085
2025-10-05 | 9765.274 | 0 | 5.3 | 1 | 0 | 0 | 0 | 0 | 0 | 0 | 0 | 0 | 0 | 0 | 1 | 0 | 0 | 0 | 0 | 0 | 0 | 0 | 0 | 0 | 0 | 0 | 0 | 0 | 10393.1279
2025-10-05 | 10418.863 | 0 | 6.6 | 1 | 0 | 0 | 0 | 0 | 0 | 0 | 0 | 0 | 0 | 0 | 0 | 1 | 0 | 0 | 0 | 0 | 0 | 0 | 0 | 0 | 0 | 0 | 0 | 0 | 11246.5954
2025-10-05 | 10701.404 | 0 | 7.4 | 1 | 0 | 0 | 0 | 0 | 0 | 0 | 0 | 0 | 0 | 0 | 0 | 0 | 1 | 0 | 0 | 0 | 0 | 0 | 0 | 0 | 0 | 0 | 0 | 0 | 11613.5381
2025-10-05 | 11062.022 | 0 | 8.4 | 1 | 0 | 0 | 0 | 0 | 0 | 0 | 0 | 0 | 0 | 0 | 0 | 0 | 0 | 1 | 0 | 0 | 0 | 0 | 0 | 0 | 0 | 0 | 0 | 0 | 12107.0325
2025-10-05 | 11596.222 | 0 | 8.8 | 1 | 0 | 0 | 0 | 0 | 0 | 0 | 0 | 0 | 0 | 0 | 0 | 0 | 0 | 0 | 1 | 0 | 0 | 0 | 0 | 0 | 0 | 0 | 0 | 0 | 12520.9869
2025-10-05 | 12655.122 | 0 | 8.7 | 1 | 0 | 0 | 0 | 0 | 0 | 0 | 0 | 0 | 0 | 0 | 0 | 0 | 0 | 0 | 0 | 1 | 0 | 0 | 0 | 0 | 0 | 0 | 0 | 0 | 13156.4882
2025-10-05 | 13138.039 | 0 | 8.8 | 1 | 0 | 0 | 0 | 0 | 0 | 0 | 0 | 0 | 0 | 0 | 0 | 0 | 0 | 0 | 0 | 0 | 1 | 0 | 0 | 0 | 0 | 0 | 0 | 0 | 14245.5442
2025-10-05 | 12575.373 | 0 | 8.1 | 1 | 0 | 0 | 0 | 0 | 0 | 0 | 0 | 0 | 0 | 0 | 0 | 0 | 0 | 0 | 0 | 0 | 0 | 1 | 0 | 0 | 0 | 0 | 0 | 0 | 14337.3209
2025-10-05 | 12152.982 | 0 | 6.5 | 1 | 0 | 0 | 0 | 0 | 0 | 0 | 0 | 0 | 0 | 0 | 0 | 0 | 0 | 0 | 0 | 0 | 0 | 0 | 1 | 0 | 0 | 0 | 0 | 0 | 13404.3717
2025-10-05 | 11379.911 | 0 | 6 | 1 | 0 | 0 | 0 | 0 | 0 | 0 | 0 | 0 | 0 | 0 | 0 | 0 | 0 | 0 | 0 | 0 | 0 | 0 | 0 | 1 | 0 | 0 | 0 | 0 | 13028.1944
2025-10-05 | 10170.701 | 0 | 4.3 | 1 | 0 | 0 | 0 | 0 | 0 | 0 | 0 | 0 | 0 | 0 | 0 | 0 | 0 | 0 | 0 | 0 | 0 | 0 | 0 | 0 | 1 | 0 | 0 | 0 | 11677.5364
2025-10-05 | 8738.567 | 0 | 3.9 | 1 | 0 | 0 | 0 | 0 | 0 | 0 | 0 | 0 | 0 | 0 | 0 | 0 | 0 | 0 | 0 | 0 | 0 | 0 | 0 | 0 | 0 | 1 | 0 | 0 | 10474.915
2025-10-05 | 7367.992 | 0 | 1.9 | 1 | 0 | 0 | 0 | 0 | 0 | 0 | 0 | 0 | 0 | 0 | 0 | 0 | 0 | 0 | 0 | 0 | 0 | 0 | 0 | 0 | 0 | 0 | 1 | 0 | 8168.6401
2025-10-05 | 6376.137 | 0 | 1.4 | 1 | 0 | 0 | 0 | 0 | 0 | 0 | 0 | 0 | 0 | 0 | 0 | 0 | 0 | 0 | 0 | 0 | 0 | 0 | 0 | 0 | 0 | 0 | 0 | 1 | 6873.0105
2025-10-06 | 5703.145 | 0 | 0.9 | 0 | 1 | 0 | 0 | 0 | 0 | 0 | 0 | 0 | 0 | 0 | 0 | 0 | 0 | 0 | 0 | 0 | 0 | 0 | 0 | 0 | 0 | 0 | 0 | 0 | 5399.7996
2025-10-06 | 5288.874 | 0 | 0.4 | 0 | 0 | 1 | 0 | 0 | 0 | 0 | 0 | 0 | 0 | 0 | 0 | 0 | 0 | 0 | 0 | 0 | 0 | 0 | 0 | 0 | 0 | 0 | 0 | 0 | 4694.4886
2025-10-06 | 5071.567 | 1.4 | 0 | 0 | 0 | 0 | 1 | 0 | 0 | 0 | 0 | 0 | 0 | 0 | 0 | 0 | 0 | 0 | 0 | 0 | 0 | 0 | 0 | 0 | 0 | 0 | 0 | 0 | 4475.5774
2025-10-06 | 5061.413 | 2.1 | 0 | 0 | 0 | 0 | 0 | 1 | 0 | 0 | 0 | 0 | 0 | 0 | 0 | 0 | 0 | 0 | 0 | 0 | 0 | 0 | 0 | 0 | 0 | 0 | 0 | 0 | 4549.463
2025-10-06 | 5342.702 | 1.4 | 0 | 0 | 0 | 0 | 0 | 0 | 1 | 0 | 0 | 0 | 0 | 0 | 0 | 0 | 0 | 0 | 0 | 0 | 0 | 0 | 0 | 0 | 0 | 0 | 0 | 0 | 4611.0366
2025-10-06 | 6104.336 | 1.6 | 0 | 0 | 0 | 0 | 0 | 0 | 0 | 1 | 0 | 0 | 0 | 0 | 0 | 0 | 0 | 0 | 0 | 0 | 0 | 0 | 0 | 0 | 0 | 0 | 0 | 0 | 5182.6559
2025-10-06 | 6903.628 | 1.4 | 0 | 0 | 0 | 0 | 0 | 0 | 0 | 0 | 1 | 0 | 0 | 0 | 0 | 0 | 0 | 0 | 0 | 0 | 0 | 0 | 0 | 0 | 0 | 0 | 0 | 0 | 5924.5622
2025-10-06 | 7145.722 | 1.3 | 0 | 0 | 0 | 0 | 0 | 0 | 0 | 0 | 0 | 1 | 0 | 0 | 0 | 0 | 0 | 0 | 0 | 0 | 0 | 0 | 0 | 0 | 0 | 0 | 0 | 0 | 6575.1781
2025-10-06 | 7129.766 | 0 | 1.1 | 0 | 0 | 0 | 0 | 0 | 0 | 0 | 0 | 0 | 1 | 0 | 0 | 0 | 0 | 0 | 0 | 0 | 0 | 0 | 0 | 0 | 0 | 0 | 0 | 0 | 7325.3532
2025-10-06 | 7364.488 | 0 | 4.2 | 0 | 0 | 0 | 0 | 0 | 0 | 0 | 0 | 0 | 0 | 1 | 0 | 0 | 0 | 0 | 0 | 0 | 0 | 0 | 0 | 0 | 0 | 0 | 0 | 0 | 9209.9666
2025-10-06 | 7707.381 | 0 | 4.9 | 0 | 0 | 0 | 0 | 0 | 0 | 0 | 0 | 0 | 0 | 0 | 1 | 0 | 0 | 0 | 0 | 0 | 0 | 0 | 0 | 0 | 0 | 0 | 0 | 0 | 9681.4186
2025-10-06 | 8274.537 | 0 | 7.7 | 0 | 0 | 0 | 0 | 0 | 0 | 0 | 0 | 0 | 0 | 0 | 0 | 1 | 0 | 0 | 0 | 0 | 0 | 0 | 0 | 0 | 0 | 0 | 0 | 0 | 11392.0535
2025-10-06 | 8436.73 | 0 | 9.1 | 0 | 0 | 0 | 0 | 0 | 0 | 0 | 0 | 0 | 0 | 0 | 0 | 0 | 1 | 0 | 0 | 0 | 0 | 0 | 0 | 0 | 0 | 0 | 0 | 0 | 12101.8631
2025-10-06 | 8772.443 | 0 | 8.2 | 0 | 0 | 0 | 0 | 0 | 0 | 0 | 0 | 0 | 0 | 0 | 0 | 0 | 0 | 1 | 0 | 0 | 0 | 0 | 0 | 0 | 0 | 0 | 0 | 0 | 11509.6122
2025-10-06 | 9569.273 | 0 | 9.9 | 0 | 0 | 0 | 0 | 0 | 0 | 0 | 0 | 0 | 0 | 0 | 0 | 0 | 0 | 0 | 1 | 0 | 0 | 0 | 0 | 0 | 0 | 0 | 0 | 0 | 12666.445
2025-10-06 | 10649.261 | 0 | 9.2 | 0 | 0 | 0 | 0 | 0 | 0 | 0 | 0 | 0 | 0 | 0 | 0 | 0 | 0 | 0 | 0 | 1 | 0 | 0 | 0 | 0 | 0 | 0 | 0 | 0 | 12959.0793
2025-10-06 | 11745.682 | 0 | 9 | 0 | 0 | 0 | 0 | 0 | 0 | 0 | 0 | 0 | 0 | 0 | 0 | 0 | 0 | 0 | 0 | 0 | 1 | 0 | 0 | 0 | 0 | 0 | 0 | 0 | 13876.7018
2025-10-06 | 11453.729 | 0 | 8.4 | 0 | 0 | 0 | 0 | 0 | 0 | 0 | 0 | 0 | 0 | 0 | 0 | 0 | 0 | 0 | 0 | 0 | 0 | 1 | 0 | 0 | 0 | 0 | 0 | 0 | 14025.623
2025-10-06 | 11589.645 | 0 | 7.5 | 0 | 0 | 0 | 0 | 0 | 0 | 0 | 0 | 0 | 0 | 0 | 0 | 0 | 0 | 0 | 0 | 0 | 0 | 0 | 1 | 0 | 0 | 0 | 0 | 0 | 13492.6853
2025-10-06 | 11292.901 | 0 | 6.2 | 0 | 0 | 0 | 0 | 0 | 0 | 0 | 0 | 0 | 0 | 0 | 0 | 0 | 0 | 0 | 0 | 0 | 0 | 0 | 0 | 1 | 0 | 0 | 0 | 0 | 12659.3521
2025-10-06 | 10348.934 | 0 | 5.5 | 0 | 0 | 0 | 0 | 0 | 0 | 0 | 0 | 0 | 0 | 0 | 0 | 0 | 0 | 0 | 0 | 0 | 0 | 0 | 0 | 0 | 1 | 0 | 0 | 0 | 11880.139
2025-10-06 | 9071.934 | 0 | 4.9 | 0 | 0 | 0 | 0 | 0 | 0 | 0 | 0 | 0 | 0 | 0 | 0 | 0 | 0 | 0 | 0 | 0 | 0 | 0 | 0 | 0 | 0 | 1 | 0 | 0 | 10563.2286
2025-10-06 | 7801.204 | 0 | 3.6 | 0 | 0 | 0 | 0 | 0 | 0 | 0 | 0 | 0 | 0 | 0 | 0 | 0 | 0 | 0 | 0 | 0 | 0 | 0 | 0 | 0 | 0 | 0 | 1 | 0 | 8656.9651
2025-10-06 | 6703.953 | 0 | 2.2 | 0 | 0 | 0 | 0 | 0 | 0 | 0 | 0 | 0 | 0 | 0 | 0 | 0 | 0 | 0 | 0 | 0 | 0 | 0 | 0 | 0 | 0 | 0 | 0 | 1 | 6847.0351
2025-10-07 | 6006.42 | 0 | 1.6 | 0 | 1 | 0 | 0 | 0 | 0 | 0 | 0 | 0 | 0 | 0 | 0 | 0 | 0 | 0 | 0 | 0 | 0 | 0 | 0 | 0 | 0 | 0 | 0 | 0 | 5799.811
2025-10-07 | 5528.494 | 0 | 0.9 | 0 | 0 | 1 | 0 | 0 | 0 | 0 | 0 | 0 | 0 | 0 | 0 | 0 | 0 | 0 | 0 | 0 | 0 | 0 | 0 | 0 | 0 | 0 | 0 | 0 | 4980.211
2025-10-07 | 5292.166 | 0 | 1.4 | 0 | 0 | 0 | 1 | 0 | 0 | 0 | 0 | 0 | 0 | 0 | 0 | 0 | 0 | 0 | 0 | 0 | 0 | 0 | 0 | 0 | 0 | 0 | 0 | 0 | 5037.2726
2025-10-07 | 5205.726 | 0 | 1.8 | 0 | 0 | 0 | 0 | 1 | 0 | 0 | 0 | 0 | 0 | 0 | 0 | 0 | 0 | 0 | 0 | 0 | 0 | 0 | 0 | 0 | 0 | 0 | 0 | 0 | 5220.5723
2025-10-07 | 5401.463 | 0 | 1.8 | 0 | 0 | 0 | 0 | 0 | 1 | 0 | 0 | 0 | 0 | 0 | 0 | 0 | 0 | 0 | 0 | 0 | 0 | 0 | 0 | 0 | 0 | 0 | 0 | 0 | 5401.3098
2025-10-07 | 6065.187 | 0 | 2 | 0 | 0 | 0 | 0 | 0 | 0 | 1 | 0 | 0 | 0 | 0 | 0 | 0 | 0 | 0 | 0 | 0 | 0 | 0 | 0 | 0 | 0 | 0 | 0 | 0 | 6053.1713
2025-10-07 | 6927.694 | 0 | 1.4 | 0 | 0 | 0 | 0 | 0 | 0 | 0 | 1 | 0 | 0 | 0 | 0 | 0 | 0 | 0 | 0 | 0 | 0 | 0 | 0 | 0 | 0 | 0 | 0 | 0 | 6486.2574
2025-10-07 | 7369.807 | 0 | 1.8 | 0 | 0 | 0 | 0 | 0 | 0 | 0 | 0 | 1 | 0 | 0 | 0 | 0 | 0 | 0 | 0 | 0 | 0 | 0 | 0 | 0 | 0 | 0 | 0 | 0 | 7382.4747
2025-10-07 | 7518.466 | 0 | 1.9 | 0 | 0 | 0 | 0 | 0 | 0 | 0 | 0 | 0 | 1 | 0 | 0 | 0 | 0 | 0 | 0 | 0 | 0 | 0 | 0 | 0 | 0 | 0 | 0 | 0 | 7782.5092
2025-10-07 | 7449.743 | 0 | 2.3 | 0 | 0 | 0 | 0 | 0 | 0 | 0 | 0 | 0 | 0 | 1 | 0 | 0 | 0 | 0 | 0 | 0 | 0 | 0 | 0 | 0 | 0 | 0 | 0 | 0 | 8124.2212
2025-10-07 | 7692.674 | 0 | 2.5 | 0 | 0 | 0 | 0 | 0 | 0 | 0 | 0 | 0 | 0 | 0 | 1 | 0 | 0 | 0 | 0 | 0 | 0 | 0 | 0 | 0 | 0 | 0 | 0 | 0 | 8309.9507
2025-10-07 | 7769.32 | 0 | 2.8 | 0 | 0 | 0 | 0 | 0 | 0 | 0 | 0 | 0 | 0 | 0 | 0 | 1 | 0 | 0 | 0 | 0 | 0 | 0 | 0 | 0 | 0 | 0 | 0 | 0 | 8591.9734
2025-10-07 | 7680.917 | 0 | 3.1 | 0 | 0 | 0 | 0 | 0 | 0 | 0 | 0 | 0 | 0 | 0 | 0 | 0 | 1 | 0 | 0 | 0 | 0 | 0 | 0 | 0 | 0 | 0 | 0 | 0 | 8673.1936
2025-10-07 | 7533.935 | 0 | 1.2 | 0 | 0 | 0 | 0 | 0 | 0 | 0 | 0 | 0 | 0 | 0 | 0 | 0 | 0 | 1 | 0 | 0 | 0 | 0 | 0 | 0 | 0 | 0 | 0 | 0 | 7509.4977
2025-10-07 | 7989.911 | 0 | 0.2 | 0 | 0 | 0 | 0 | 0 | 0 | 0 | 0 | 0 | 0 | 0 | 0 | 0 | 0 | 0 | 1 | 0 | 0 | 0 | 0 | 0 | 0 | 0 | 0 | 0 | 7123.4292
2025-10-07 | 9078.925 | 0.4 | 0 | 0 | 0 | 0 | 0 | 0 | 0 | 0 | 0 | 0 | 0 | 0 | 0 | 0 | 0 | 0 | 0 | 1 | 0 | 0 | 0 | 0 | 0 | 0 | 0 | 0 | 7769.8796
2025-10-07 | 10351.497 | 1.8 | 0 | 0 | 0 | 0 | 0 | 0 | 0 | 0 | 0 | 0 | 0 | 0 | 0 | 0 | 0 | 0 | 0 | 0 | 1 | 0 | 0 | 0 | 0 | 0 | 0 | 0 | 9040.1188
2025-10-07 | 10264.103 | 3.1 | 0 | 0 | 0 | 0 | 0 | 0 | 0 | 0 | 0 | 0 | 0 | 0 | 0 | 0 | 0 | 0 | 0 | 0 | 0 | 1 | 0 | 0 | 0 | 0 | 0 | 0 | 9753.2112
2025-10-07 | 10573.884 | 3 | 0 | 0 | 0 | 0 | 0 | 0 | 0 | 0 | 0 | 0 | 0 | 0 | 0 | 0 | 0 | 0 | 0 | 0 | 0 | 0 | 1 | 0 | 0 | 0 | 0 | 0 | 9717.5505
2025-10-07 | 9943.783 | 2.8 | 0 | 0 | 0 | 0 | 0 | 0 | 0 | 0 | 0 | 0 | 0 | 0 | 0 | 0 | 0 | 0 | 0 | 0 | 0 | 0 | 0 | 1 | 0 | 0 | 0 | 0 | 9593.0489
2025-10-07 | 9130.071 | 2.8 | 0 | 0 | 0 | 0 | 0 | 0 | 0 | 0 | 0 | 0 | 0 | 0 | 0 | 0 | 0 | 0 | 0 | 0 | 0 | 0 | 0 | 0 | 1 | 0 | 0 | 0 | 9213.8473
2025-10-07 | 8198.439 | 3.1 | 0 | 0 | 0 | 0 | 0 | 0 | 0 | 0 | 0 | 0 | 0 | 0 | 0 | 0 | 0 | 0 | 0 | 0 | 0 | 0 | 0 | 0 | 0 | 1 | 0 | 0 | 8290.874
2025-10-07 | 7101.625 | 3.3 | 0 | 0 | 0 | 0 | 0 | 0 | 0 | 0 | 0 | 0 | 0 | 0 | 0 | 0 | 0 | 0 | 0 | 0 | 0 | 0 | 0 | 0 | 0 | 0 | 1 | 0 | 7161.5358
2025-10-07 | 6232.044 | 4 | 0 | 0 | 0 | 0 | 0 | 0 | 0 | 0 | 0 | 0 | 0 | 0 | 0 | 0 | 0 | 0 | 0 | 0 | 0 | 0 | 0 | 0 | 0 | 0 | 0 | 1 | 6270.7925
2025-10-08 | 5569.948 | 4.4 | 0 | 0 | 1 | 0 | 0 | 0 | 0 | 0 | 0 | 0 | 0 | 0 | 0 | 0 | 0 | 0 | 0 | 0 | 0 | 0 | 0 | 0 | 0 | 0 | 0 | 0 | 5634.529
2025-10-08 | 5224.088 | 5.2 | 0 | 0 | 0 | 1 | 0 | 0 | 0 | 0 | 0 | 0 | 0 | 0 | 0 | 0 | 0 | 0 | 0 | 0 | 0 | 0 | 0 | 0 | 0 | 0 | 0 | 0 | 5351.1277
2025-10-08 | 5015.343 | 6.2 | 0 | 0 | 0 | 0 | 1 | 0 | 0 | 0 | 0 | 0 | 0 | 0 | 0 | 0 | 0 | 0 | 0 | 0 | 0 | 0 | 0 | 0 | 0 | 0 | 0 | 0 | 5292.7009
2025-10-08 | 4983.767 | 6.4 | 0 | 0 | 0 | 0 | 0 | 1 | 0 | 0 | 0 | 0 | 0 | 0 | 0 | 0 | 0 | 0 | 0 | 0 | 0 | 0 | 0 | 0 | 0 | 0 | 0 | 0 | 5281.4694
2025-10-08 | 5323.444 | 7.8 | 0 | 0 | 0 | 0 | 0 | 0 | 1 | 0 | 0 | 0 | 0 | 0 | 0 | 0 | 0 | 0 | 0 | 0 | 0 | 0 | 0 | 0 | 0 | 0 | 0 | 0 | 5700.5345
2025-10-08 | 6024.065 | 8.2 | 0 | 0 | 0 | 0 | 0 | 0 | 0 | 1 | 0 | 0 | 0 | 0 | 0 | 0 | 0 | 0 | 0 | 0 | 0 | 0 | 0 | 0 | 0 | 0 | 0 | 0 | 6306.2007
2025-10-08 | 6911.458 | 7.9 | 0 | 0 | 0 | 0 | 0 | 0 | 0 | 0 | 1 | 0 | 0 | 0 | 0 | 0 | 0 | 0 | 0 | 0 | 0 | 0 | 0 | 0 | 0 | 0 | 0 | 0 | 7031.0836
2025-10-08 | 7129.312 | 7.8 | 0 | 0 | 0 | 0 | 0 | 0 | 0 | 0 | 0 | 1 | 0 | 0 | 0 | 0 | 0 | 0 | 0 | 0 | 0 | 0 | 0 | 0 | 0 | 0 | 0 | 0 | 7681.6995
2025-10-08 | 6976.475 | 6.9 | 0 | 0 | 0 | 0 | 0 | 0 | 0 | 0 | 0 | 0 | 1 | 0 | 0 | 0 | 0 | 0 | 0 | 0 | 0 | 0 | 0 | 0 | 0 | 0 | 0 | 0 | 7871.3788
2025-10-08 | 6932.026 | 6 | 0 | 0 | 0 | 0 | 0 | 0 | 0 | 0 | 0 | 0 | 0 | 1 | 0 | 0 | 0 | 0 | 0 | 0 | 0 | 0 | 0 | 0 | 0 | 0 | 0 | 0 | 7831.3023
2025-10-08 | 7082.126 | 4.8 | 0 | 0 | 0 | 0 | 0 | 0 | 0 | 0 | 0 | 0 | 0 | 0 | 1 | 0 | 0 | 0 | 0 | 0 | 0 | 0 | 0 | 0 | 0 | 0 | 0 | 0 | 7698.4619
2025-10-08 | 7277.916 | 4 | 0 | 0 | 0 | 0 | 0 | 0 | 0 | 0 | 0 | 0 | 0 | 0 | 0 | 1 | 0 | 0 | 0 | 0 | 0 | 0 | 0 | 0 | 0 | 0 | 0 | 0 | 7672.8638
2025-10-08 | 6969.001 | 3.6 | 0 | 0 | 0 | 0 | 0 | 0 | 0 | 0 | 0 | 0 | 0 | 0 | 0 | 0 | 1 | 0 | 0 | 0 | 0 | 0 | 0 | 0 | 0 | 0 | 0 | 0 | 7514.5569
2025-10-08 | 6879.37 | 3.9 | 0 | 0 | 0 | 0 | 0 | 0 | 0 | 0 | 0 | 0 | 0 | 0 | 0 | 0 | 0 | 1 | 0 | 0 | 0 | 0 | 0 | 0 | 0 | 0 | 0 | 0 | 7487.6766
2025-10-08 | 7139.423 | 3.9 | 0 | 0 | 0 | 0 | 0 | 0 | 0 | 0 | 0 | 0 | 0 | 0 | 0 | 0 | 0 | 0 | 1 | 0 | 0 | 0 | 0 | 0 | 0 | 0 | 0 | 0 | 7673.053
2025-10-08 | 8191.387 | 4.4 | 0 | 0 | 0 | 0 | 0 | 0 | 0 | 0 | 0 | 0 | 0 | 0 | 0 | 0 | 0 | 0 | 0 | 1 | 0 | 0 | 0 | 0 | 0 | 0 | 0 | 0 | 8450.8158
2025-10-08 | 9303.638 | 4.6 | 0 | 0 | 0 | 0 | 0 | 0 | 0 | 0 | 0 | 0 | 0 | 0 | 0 | 0 | 0 | 0 | 0 | 0 | 1 | 0 | 0 | 0 | 0 | 0 | 0 | 0 | 9516.7742
2025-10-08 | 9537.734 | 5.7 | 0 | 0 | 0 | 0 | 0 | 0 | 0 | 0 | 0 | 0 | 0 | 0 | 0 | 0 | 0 | 0 | 0 | 0 | 0 | 1 | 0 | 0 | 0 | 0 | 0 | 0 | 10195.8198
2025-10-08 | 9990.877 | 6.8 | 0 | 0 | 0 | 0 | 0 | 0 | 0 | 0 | 0 | 0 | 0 | 0 | 0 | 0 | 0 | 0 | 0 | 0 | 0 | 0 | 1 | 0 | 0 | 0 | 0 | 0 | 10364.44
2025-10-08 | 9709.526 | 7.5 | 0 | 0 | 0 | 0 | 0 | 0 | 0 | 0 | 0 | 0 | 0 | 0 | 0 | 0 | 0 | 0 | 0 | 0 | 0 | 0 | 0 | 1 | 0 | 0 | 0 | 0 | 10393.149
2025-10-08 | 9051.615 | 8.2 | 0 | 0 | 0 | 0 | 0 | 0 | 0 | 0 | 0 | 0 | 0 | 0 | 0 | 0 | 0 | 0 | 0 | 0 | 0 | 0 | 0 | 0 | 1 | 0 | 0 | 0 | 10133.1112
2025-10-08 | 7992.388 | 9.4 | 0 | 0 | 0 | 0 | 0 | 0 | 0 | 0 | 0 | 0 | 0 | 0 | 0 | 0 | 0 | 0 | 0 | 0 | 0 | 0 | 0 | 0 | 0 | 1 | 0 | 0 | 9363.3486
2025-10-08 | 7021.559 | 9.9 | 0 | 0 | 0 | 0 | 0 | 0 | 0 | 0 | 0 | 0 | 0 | 0 | 0 | 0 | 0 | 0 | 0 | 0 | 0 | 0 | 0 | 0 | 0 | 0 | 1 | 0 | 8285.0806
2025-10-08 | 6149.333 | 10.3 | 0 | 0 | 0 | 0 | 0 | 0 | 0 | 0 | 0 | 0 | 0 | 0 | 0 | 0 | 0 | 0 | 0 | 0 | 0 | 0 | 0 | 0 | 0 | 0 | 0 | 1 | 7343.267
2025-10-09 | 5655.4 | 11.2 | 0 | 0 | 1 | 0 | 0 | 0 | 0 | 0 | 0 | 0 | 0 | 0 | 0 | 0 | 0 | 0 | 0 | 0 | 0 | 0 | 0 | 0 | 0 | 0 | 0 | 0 | 6792.1206
2025-10-09 | 5383.528 | 12.5 | 0 | 0 | 0 | 1 | 0 | 0 | 0 | 0 | 0 | 0 | 0 | 0 | 0 | 0 | 0 | 0 | 0 | 0 | 0 | 0 | 0 | 0 | 0 | 0 | 0 | 0 | 6593.8363
2025-10-09 | 5183.688 | 12.6 | 0 | 0 | 0 | 0 | 1 | 0 | 0 | 0 | 0 | 0 | 0 | 0 | 0 | 0 | 0 | 0 | 0 | 0 | 0 | 0 | 0 | 0 | 0 | 0 | 0 | 0 | 6382.1989
2025-10-09 | 5228.451 | 13.1 | 0 | 0 | 0 | 0 | 0 | 1 | 0 | 0 | 0 | 0 | 0 | 0 | 0 | 0 | 0 | 0 | 0 | 0 | 0 | 0 | 0 | 0 | 0 | 0 | 0 | 0 | 6422.0376
2025-10-09 | 5553.226 | 13.5 | 0 | 0 | 0 | 0 | 0 | 0 | 1 | 0 | 0 | 0 | 0 | 0 | 0 | 0 | 0 | 0 | 0 | 0 | 0 | 0 | 0 | 0 | 0 | 0 | 0 | 0 | 6670.8687
2025-10-09 | 6327.325 | 13.3 | 0 | 0 | 0 | 0 | 0 | 0 | 0 | 1 | 0 | 0 | 0 | 0 | 0 | 0 | 0 | 0 | 0 | 0 | 0 | 0 | 0 | 0 | 0 | 0 | 0 | 0 | 7174.3944
2025-10-09 | 7417.333 | 13.5 | 0 | 0 | 0 | 0 | 0 | 0 | 0 | 0 | 1 | 0 | 0 | 0 | 0 | 0 | 0 | 0 | 0 | 0 | 0 | 0 | 0 | 0 | 0 | 0 | 0 | 0 | 7984.3943
2025-10-09 | 7641.177 | 13.6 | 0 | 0 | 0 | 0 | 0 | 0 | 0 | 0 | 0 | 1 | 0 | 0 | 0 | 0 | 0 | 0 | 0 | 0 | 0 | 0 | 0 | 0 | 0 | 0 | 0 | 0 | 8669.057
2025-10-09 | 7315.495 | 11.3 | 0 | 0 | 0 | 0 | 0 | 0 | 0 | 0 | 0 | 0 | 1 | 0 | 0 | 0 | 0 | 0 | 0 | 0 | 0 | 0 | 0 | 0 | 0 | 0 | 0 | 0 | 8620.4087
2025-10-09 | 7293.192 | 8.8 | 0 | 0 | 0 | 0 | 0 | 0 | 0 | 0 | 0 | 0 | 0 | 1 | 0 | 0 | 0 | 0 | 0 | 0 | 0 | 0 | 0 | 0 | 0 | 0 | 0 | 0 | 8307.9576
2025-10-09 | 7299.439 | 7.6 | 0 | 0 | 0 | 0 | 0 | 0 | 0 | 0 | 0 | 0 | 0 | 0 | 1 | 0 | 0 | 0 | 0 | 0 | 0 | 0 | 0 | 0 | 0 | 0 | 0 | 0 | 8175.1173
2025-10-09 | 7247.035 | 6 | 0 | 0 | 0 | 0 | 0 | 0 | 0 | 0 | 0 | 0 | 0 | 0 | 0 | 1 | 0 | 0 | 0 | 0 | 0 | 0 | 0 | 0 | 0 | 0 | 0 | 0 | 8013.3319
2025-10-09 | 7035.448 | 6 | 0 | 0 | 0 | 0 | 0 | 0 | 0 | 0 | 0 | 0 | 0 | 0 | 0 | 0 | 1 | 0 | 0 | 0 | 0 | 0 | 0 | 0 | 0 | 0 | 0 | 0 | 7923.1187
2025-10-09 | 6760.853 | 5.6 | 0 | 0 | 0 | 0 | 0 | 0 | 0 | 0 | 0 | 0 | 0 | 0 | 0 | 0 | 0 | 1 | 0 | 0 | 0 | 0 | 0 | 0 | 0 | 0 | 0 | 0 | 7777.0745
2025-10-09 | 7000.566 | 6.4 | 0 | 0 | 0 | 0 | 0 | 0 | 0 | 0 | 0 | 0 | 0 | 0 | 0 | 0 | 0 | 0 | 1 | 0 | 0 | 0 | 0 | 0 | 0 | 0 | 0 | 0 | 8098.6382
2025-10-09 | 7852.239 | 6.4 | 0 | 0 | 0 | 0 | 0 | 0 | 0 | 0 | 0 | 0 | 0 | 0 | 0 | 0 | 0 | 0 | 0 | 1 | 0 | 0 | 0 | 0 | 0 | 0 | 0 | 0 | 8791.284
2025-10-09 | 9218.289 | 6.6 | 0 | 0 | 0 | 0 | 0 | 0 | 0 | 0 | 0 | 0 | 0 | 0 | 0 | 0 | 0 | 0 | 0 | 0 | 1 | 0 | 0 | 0 | 0 | 0 | 0 | 0 | 9857.2423
2025-10-09 | 9566.338 | 7.7 | 0 | 0 | 0 | 0 | 0 | 0 | 0 | 0 | 0 | 0 | 0 | 0 | 0 | 0 | 0 | 0 | 0 | 0 | 0 | 1 | 0 | 0 | 0 | 0 | 0 | 0 | 10536.2879
2025-10-09 | 10423.27 | 8.5 | 0 | 0 | 0 | 0 | 0 | 0 | 0 | 0 | 0 | 0 | 0 | 0 | 0 | 0 | 0 | 0 | 0 | 0 | 0 | 0 | 1 | 0 | 0 | 0 | 0 | 0 | 10653.8379
2025-10-09 | 10141.232 | 9.1 | 0 | 0 | 0 | 0 | 0 | 0 | 0 | 0 | 0 | 0 | 0 | 0 | 0 | 0 | 0 | 0 | 0 | 0 | 0 | 0 | 0 | 1 | 0 | 0 | 0 | 0 | 10665.5235
2025-10-09 | 9372.997 | 9.4 | 0 | 0 | 0 | 0 | 0 | 0 | 0 | 0 | 0 | 0 | 0 | 0 | 0 | 0 | 0 | 0 | 0 | 0 | 0 | 0 | 0 | 0 | 1 | 0 | 0 | 0 | 10337.3921
2025-10-09 | 8350.166 | 9.8 | 0 | 0 | 0 | 0 | 0 | 0 | 0 | 0 | 0 | 0 | 0 | 0 | 0 | 0 | 0 | 0 | 0 | 0 | 0 | 0 | 0 | 0 | 0 | 1 | 0 | 0 | 9431.4422
2025-10-09 | 7255.524 | 9.9 | 0 | 0 | 0 | 0 | 0 | 0 | 0 | 0 | 0 | 0 | 0 | 0 | 0 | 0 | 0 | 0 | 0 | 0 | 0 | 0 | 0 | 0 | 0 | 0 | 1 | 0 | 8285.0806
2025-10-09 | 6538.474 | 10.4 | 0 | 0 | 0 | 0 | 0 | 0 | 0 | 0 | 0 | 0 | 0 | 0 | 0 | 0 | 0 | 0 | 0 | 0 | 0 | 0 | 0 | 0 | 0 | 0 | 0 | 1 | 7360.2905
2025-10-10 | 6034.653 | 11 | 0 | 0 | 1 | 0 | 0 | 0 | 0 | 0 | 0 | 0 | 0 | 0 | 0 | 0 | 0 | 0 | 0 | 0 | 0 | 0 | 0 | 0 | 0 | 0 | 0 | 0 | 6758.0738
2025-10-10 | 5756.311 | 11.3 | 0 | 0 | 0 | 1 | 0 | 0 | 0 | 0 | 0 | 0 | 0 | 0 | 0 | 0 | 0 | 0 | 0 | 0 | 0 | 0 | 0 | 0 | 0 | 0 | 0 | 0 | 6389.5554
2025-10-10 | 5589.144 | 10.9 | 0 | 0 | 0 | 0 | 1 | 0 | 0 | 0 | 0 | 0 | 0 | 0 | 0 | 0 | 0 | 0 | 0 | 0 | 0 | 0 | 0 | 0 | 0 | 0 | 0 | 0 | 6092.801
2025-10-10 | 5519.399 | 12.8 | 0 | 0 | 0 | 0 | 0 | 1 | 0 | 0 | 0 | 0 | 0 | 0 | 0 | 0 | 0 | 0 | 0 | 0 | 0 | 0 | 0 | 0 | 0 | 0 | 0 | 0 | 6370.9674
2025-10-10 | 5859.664 | 14.1 | 0 | 0 | 0 | 0 | 0 | 0 | 1 | 0 | 0 | 0 | 0 | 0 | 0 | 0 | 0 | 0 | 0 | 0 | 0 | 0 | 0 | 0 | 0 | 0 | 0 | 0 | 6773.0091
2025-10-10 | 6588.305 | 13.2 | 0 | 0 | 0 | 0 | 0 | 0 | 0 | 1 | 0 | 0 | 0 | 0 | 0 | 0 | 0 | 0 | 0 | 0 | 0 | 0 | 0 | 0 | 0 | 0 | 0 | 0 | 7157.371
2025-10-10 | 7728.293 | 13.7 | 0 | 0 | 0 | 0 | 0 | 0 | 0 | 0 | 1 | 0 | 0 | 0 | 0 | 0 | 0 | 0 | 0 | 0 | 0 | 0 | 0 | 0 | 0 | 0 | 0 | 0 | 8018.4411
2025-10-10 | 7949.901 | 13 | 0 | 0 | 0 | 0 | 0 | 0 | 0 | 0 | 0 | 1 | 0 | 0 | 0 | 0 | 0 | 0 | 0 | 0 | 0 | 0 | 0 | 0 | 0 | 0 | 0 | 0 | 8566.9166
2025-10-10 | 7661.468 | 10.2 | 0 | 0 | 0 | 0 | 0 | 0 | 0 | 0 | 0 | 0 | 1 | 0 | 0 | 0 | 0 | 0 | 0 | 0 | 0 | 0 | 0 | 0 | 0 | 0 | 0 | 0 | 8433.1512
2025-10-10 | 7612.663 | 6.6 | 0 | 0 | 0 | 0 | 0 | 0 | 0 | 0 | 0 | 0 | 0 | 1 | 0 | 0 | 0 | 0 | 0 | 0 | 0 | 0 | 0 | 0 | 0 | 0 | 0 | 0 | 7933.4427
2025-10-10 | 7550.7 | 4 | 0 | 0 | 0 | 0 | 0 | 0 | 0 | 0 | 0 | 0 | 0 | 0 | 1 | 0 | 0 | 0 | 0 | 0 | 0 | 0 | 0 | 0 | 0 | 0 | 0 | 0 | 7562.2747
2025-10-10 | 7528.203 | 2.8 | 0 | 0 | 0 | 0 | 0 | 0 | 0 | 0 | 0 | 0 | 0 | 0 | 0 | 1 | 0 | 0 | 0 | 0 | 0 | 0 | 0 | 0 | 0 | 0 | 0 | 0 | 7468.583
2025-10-10 | 7379.978 | 2.3 | 0 | 0 | 0 | 0 | 0 | 0 | 0 | 0 | 0 | 0 | 0 | 0 | 0 | 0 | 1 | 0 | 0 | 0 | 0 | 0 | 0 | 0 | 0 | 0 | 0 | 0 | 7293.2526
2025-10-10 | 7274.437 | 1.7 | 0 | 0 | 0 | 0 | 0 | 0 | 0 | 0 | 0 | 0 | 0 | 0 | 0 | 0 | 0 | 1 | 0 | 0 | 0 | 0 | 0 | 0 | 0 | 0 | 0 | 0 | 7113.1617
2025-10-10 | 7499.857 | 1.4 | 0 | 0 | 0 | 0 | 0 | 0 | 0 | 0 | 0 | 0 | 0 | 0 | 0 | 0 | 0 | 0 | 1 | 0 | 0 | 0 | 0 | 0 | 0 | 0 | 0 | 0 | 7247.4679
2025-10-10 | 7993.413 | 0.8 | 0 | 0 | 0 | 0 | 0 | 0 | 0 | 0 | 0 | 0 | 0 | 0 | 0 | 0 | 0 | 0 | 0 | 1 | 0 | 0 | 0 | 0 | 0 | 0 | 0 | 0 | 7837.9732
2025-10-10 | 8940.152 | 1.6 | 0 | 0 | 0 | 0 | 0 | 0 | 0 | 0 | 0 | 0 | 0 | 0 | 0 | 0 | 0 | 0 | 0 | 0 | 1 | 0 | 0 | 0 | 0 | 0 | 0 | 0 | 9006.072
2025-10-10 | 9233.218 | 1.9 | 0 | 0 | 0 | 0 | 0 | 0 | 0 | 0 | 0 | 0 | 0 | 0 | 0 | 0 | 0 | 0 | 0 | 0 | 0 | 1 | 0 | 0 | 0 | 0 | 0 | 0 | 9548.9304
2025-10-10 | 9711.912 | 2.4 | 0 | 0 | 0 | 0 | 0 | 0 | 0 | 0 | 0 | 0 | 0 | 0 | 0 | 0 | 0 | 0 | 0 | 0 | 0 | 0 | 1 | 0 | 0 | 0 | 0 | 0 | 9615.4101
2025-10-10 | 9455.218 | 2.4 | 0 | 0 | 0 | 0 | 0 | 0 | 0 | 0 | 0 | 0 | 0 | 0 | 0 | 0 | 0 | 0 | 0 | 0 | 0 | 0 | 0 | 1 | 0 | 0 | 0 | 0 | 9524.9553
2025-10-10 | 8814.317 | 3.1 | 0 | 0 | 0 | 0 | 0 | 0 | 0 | 0 | 0 | 0 | 0 | 0 | 0 | 0 | 0 | 0 | 0 | 0 | 0 | 0 | 0 | 0 | 1 | 0 | 0 | 0 | 9264.9175
2025-10-10 | 7934.209 | 5.6 | 0 | 0 | 0 | 0 | 0 | 0 | 0 | 0 | 0 | 0 | 0 | 0 | 0 | 0 | 0 | 0 | 0 | 0 | 0 | 0 | 0 | 0 | 0 | 1 | 0 | 0 | 8716.4592
2025-10-10 | 7068.116 | 5.9 | 0 | 0 | 0 | 0 | 0 | 0 | 0 | 0 | 0 | 0 | 0 | 0 | 0 | 0 | 0 | 0 | 0 | 0 | 0 | 0 | 0 | 0 | 0 | 0 | 1 | 0 | 7604.1444
2025-10-10 | 6315.667 | 5.7 | 0 | 0 | 0 | 0 | 0 | 0 | 0 | 0 | 0 | 0 | 0 | 0 | 0 | 0 | 0 | 0 | 0 | 0 | 0 | 0 | 0 | 0 | 0 | 0 | 0 | 1 | 6560.1904
2025-10-11 | 5679.547 | 6 | 0 | 1 | 1 | 0 | 0 | 0 | 0 | 0 | 0 | 0 | 0 | 0 | 0 | 0 | 0 | 0 | 0 | 0 | 0 | 0 | 0 | 0 | 0 | 0 | 0 | 0 | 6390.0348
2025-10-11 | 5336.016 | 5.4 | 0 | 1 | 0 | 1 | 0 | 0 | 0 | 0 | 0 | 0 | 0 | 0 | 0 | 0 | 0 | 0 | 0 | 0 | 0 | 0 | 0 | 0 | 0 | 0 | 0 | 0 | 5868.3058
2025-10-11 | 5124.791 | 4.9 | 0 | 1 | 0 | 0 | 1 | 0 | 0 | 0 | 0 | 0 | 0 | 0 | 0 | 0 | 0 | 0 | 0 | 0 | 0 | 0 | 0 | 0 | 0 | 0 | 0 | 0 | 5554.528
2025-10-11 | 5050.092 | 5 | 0 | 1 | 0 | 0 | 0 | 1 | 0 | 0 | 0 | 0 | 0 | 0 | 0 | 0 | 0 | 0 | 0 | 0 | 0 | 0 | 0 | 0 | 0 | 0 | 0 | 0 | 5526.2731
2025-10-11 | 5167.748 | 5.1 | 0 | 1 | 0 | 0 | 0 | 0 | 1 | 0 | 0 | 0 | 0 | 0 | 0 | 0 | 0 | 0 | 0 | 0 | 0 | 0 | 0 | 0 | 0 | 0 | 0 | 0 | 5724.0339
2025-10-11 | 5616.511 | 5.4 | 0 | 1 | 0 | 0 | 0 | 0 | 0 | 1 | 0 | 0 | 0 | 0 | 0 | 0 | 0 | 0 | 0 | 0 | 0 | 0 | 0 | 0 | 0 | 0 | 0 | 0 | 6312.6767
2025-10-11 | 6560.838 | 6.8 | 0 | 1 | 0 | 0 | 0 | 0 | 0 | 0 | 1 | 0 | 0 | 0 | 0 | 0 | 0 | 0 | 0 | 0 | 0 | 0 | 0 | 0 | 0 | 0 | 0 | 0 | 7326.9574
2025-10-11 | 7925.672 | 5.8 | 0 | 1 | 0 | 0 | 0 | 0 | 0 | 0 | 0 | 1 | 0 | 0 | 0 | 0 | 0 | 0 | 0 | 0 | 0 | 0 | 0 | 0 | 0 | 0 | 0 | 0 | 7824.3627
2025-10-11 | 8839.293 | 5.4 | 0 | 1 | 0 | 0 | 0 | 0 | 0 | 0 | 0 | 0 | 1 | 0 | 0 | 0 | 0 | 0 | 0 | 0 | 0 | 0 | 0 | 0 | 0 | 0 | 0 | 0 | 8099.1591
2025-10-11 | 9532.502 | 3.9 | 0 | 1 | 0 | 0 | 0 | 0 | 0 | 0 | 0 | 0 | 0 | 1 | 0 | 0 | 0 | 0 | 0 | 0 | 0 | 0 | 0 | 0 | 0 | 0 | 0 | 0 | 7956.9421
2025-10-11 | 9980.331 | 2.6 | 0 | 1 | 0 | 0 | 0 | 0 | 0 | 0 | 0 | 0 | 0 | 0 | 1 | 0 | 0 | 0 | 0 | 0 | 0 | 0 | 0 | 0 | 0 | 0 | 0 | 0 | 7807.0783
2025-10-11 | 10134.473 | 2.4 | 0 | 1 | 0 | 0 | 0 | 0 | 0 | 0 | 0 | 0 | 0 | 0 | 0 | 1 | 0 | 0 | 0 | 0 | 0 | 0 | 0 | 0 | 0 | 0 | 0 | 0 | 7883.6207
2025-10-11 | 10160.712 | 2.4 | 0 | 1 | 0 | 0 | 0 | 0 | 0 | 0 | 0 | 0 | 0 | 0 | 0 | 0 | 1 | 0 | 0 | 0 | 0 | 0 | 0 | 0 | 0 | 0 | 0 | 0 | 7793.4074
2025-10-11 | 9764.429 | 1.4 | 0 | 1 | 0 | 0 | 0 | 0 | 0 | 0 | 0 | 0 | 0 | 0 | 0 | 0 | 0 | 1 | 0 | 0 | 0 | 0 | 0 | 0 | 0 | 0 | 0 | 0 | 7545.2228
2025-10-11 | 9582.579 | 0.3 | 0 | 1 | 0 | 0 | 0 | 0 | 0 | 0 | 0 | 0 | 0 | 0 | 0 | 0 | 0 | 0 | 1 | 0 | 0 | 0 | 0 | 0 | 0 | 0 | 0 | 0 | 7543.3418
2025-10-11 | 9991.156 | 1.1 | 0 | 1 | 0 | 0 | 0 | 0 | 0 | 0 | 0 | 0 | 0 | 0 | 0 | 0 | 0 | 0 | 0 | 1 | 0 | 0 | 0 | 0 | 0 | 0 | 0 | 0 | 8372.1748
2025-10-11 | 10287.814 | 2.5 | 0 | 1 | 0 | 0 | 0 | 0 | 0 | 0 | 0 | 0 | 0 | 0 | 0 | 0 | 0 | 0 | 0 | 0 | 1 | 0 | 0 | 0 | 0 | 0 | 0 | 0 | 9642.414
2025-10-11 | 9921.23 | 3.7 | 0 | 1 | 0 | 0 | 0 | 0 | 0 | 0 | 0 | 0 | 0 | 0 | 0 | 0 | 0 | 0 | 0 | 0 | 0 | 1 | 0 | 0 | 0 | 0 | 0 | 0 | 10338.483
2025-10-11 | 9802.01 | 4.1 | 0 | 1 | 0 | 0 | 0 | 0 | 0 | 0 | 0 | 0 | 0 | 0 | 0 | 0 | 0 | 0 | 0 | 0 | 0 | 0 | 1 | 0 | 0 | 0 | 0 | 0 | 10387.9394
2025-10-11 | 9249.876 | 4.7 | 0 | 1 | 0 | 0 | 0 | 0 | 0 | 0 | 0 | 0 | 0 | 0 | 0 | 0 | 0 | 0 | 0 | 0 | 0 | 0 | 0 | 1 | 0 | 0 | 0 | 0 | 10399.625
2025-10-11 | 8695.802 | 4.8 | 0 | 1 | 0 | 0 | 0 | 0 | 0 | 0 | 0 | 0 | 0 | 0 | 0 | 0 | 0 | 0 | 0 | 0 | 0 | 0 | 0 | 0 | 1 | 0 | 0 | 0 | 10037.4468
2025-10-11 | 7915.013 | 4.3 | 0 | 1 | 0 | 0 | 0 | 0 | 0 | 0 | 0 | 0 | 0 | 0 | 0 | 0 | 0 | 0 | 0 | 0 | 0 | 0 | 0 | 0 | 0 | 1 | 0 | 0 | 8978.2862
2025-10-11 | 7038.119 | 4.7 | 0 | 1 | 0 | 0 | 0 | 0 | 0 | 0 | 0 | 0 | 0 | 0 | 0 | 0 | 0 | 0 | 0 | 0 | 0 | 0 | 0 | 0 | 0 | 0 | 1 | 0 | 7882.9948
2025-10-11 | 6204.428 | 5.4 | 0 | 1 | 0 | 0 | 0 | 0 | 0 | 0 | 0 | 0 | 0 | 0 | 0 | 0 | 0 | 0 | 0 | 0 | 0 | 0 | 0 | 0 | 0 | 0 | 0 | 1 | 6992.2515
2025-10-12 | 5661.198 | 5.7 | 0 | 1 | 1 | 0 | 0 | 0 | 0 | 0 | 0 | 0 | 0 | 0 | 0 | 0 | 0 | 0 | 0 | 0 | 0 | 0 | 0 | 0 | 0 | 0 | 0 | 0 | 6338.9646
2025-10-12 | 5337.089 | 6.5 | 0 | 1 | 0 | 1 | 0 | 0 | 0 | 0 | 0 | 0 | 0 | 0 | 0 | 0 | 0 | 0 | 0 | 0 | 0 | 0 | 0 | 0 | 0 | 0 | 0 | 0 | 6055.5633
2025-10-12 | 5168.387 | 7 | 0 | 1 | 0 | 0 | 1 | 0 | 0 | 0 | 0 | 0 | 0 | 0 | 0 | 0 | 0 | 0 | 0 | 0 | 0 | 0 | 0 | 0 | 0 | 0 | 0 | 0 | 5912.0195
2025-10-12 | 5093.032 | 7.4 | 0 | 1 | 0 | 0 | 0 | 1 | 0 | 0 | 0 | 0 | 0 | 0 | 0 | 0 | 0 | 0 | 0 | 0 | 0 | 0 | 0 | 0 | 0 | 0 | 0 | 0 | 5934.8348
2025-10-12 | 5220.38 | 8.3 | 0 | 1 | 0 | 0 | 0 | 0 | 1 | 0 | 0 | 0 | 0 | 0 | 0 | 0 | 0 | 0 | 0 | 0 | 0 | 0 | 0 | 0 | 0 | 0 | 0 | 0 | 6268.7829
2025-10-12 | 5614.494 | 8.2 | 0 | 1 | 0 | 0 | 0 | 0 | 0 | 1 | 0 | 0 | 0 | 0 | 0 | 0 | 0 | 0 | 0 | 0 | 0 | 0 | 0 | 0 | 0 | 0 | 0 | 0 | 6789.332
2025-10-12 | 6607.242 | 7.9 | 0 | 1 | 0 | 0 | 0 | 0 | 0 | 0 | 1 | 0 | 0 | 0 | 0 | 0 | 0 | 0 | 0 | 0 | 0 | 0 | 0 | 0 | 0 | 0 | 0 | 0 | 7514.2149
2025-10-12 | 7888.708 | 7.3 | 0 | 1 | 0 | 0 | 0 | 0 | 0 | 0 | 0 | 1 | 0 | 0 | 0 | 0 | 0 | 0 | 0 | 0 | 0 | 0 | 0 | 0 | 0 | 0 | 0 | 0 | 8079.7138
2025-10-12 | 8830.857 | 6.7 | 0 | 1 | 0 | 0 | 0 | 0 | 0 | 0 | 0 | 0 | 1 | 0 | 0 | 0 | 0 | 0 | 0 | 0 | 0 | 0 | 0 | 0 | 0 | 0 | 0 | 0 | 8320.4633
2025-10-12 | 9449.088 | 4.4 | 0 | 1 | 0 | 0 | 0 | 0 | 0 | 0 | 0 | 0 | 0 | 1 | 0 | 0 | 0 | 0 | 0 | 0 | 0 | 0 | 0 | 0 | 0 | 0 | 0 | 0 | 8042.0591
2025-10-12 | 9852.828 | 4 | 0 | 1 | 0 | 0 | 0 | 0 | 0 | 0 | 0 | 0 | 0 | 0 | 1 | 0 | 0 | 0 | 0 | 0 | 0 | 0 | 0 | 0 | 0 | 0 | 0 | 0 | 8045.406
2025-10-12 | 10042.847 | 1.7 | 0 | 1 | 0 | 0 | 0 | 0 | 0 | 0 | 0 | 0 | 0 | 0 | 0 | 1 | 0 | 0 | 0 | 0 | 0 | 0 | 0 | 0 | 0 | 0 | 0 | 0 | 7764.4568
2025-10-12 | 9892.605 | 0 | 0 | 1 | 0 | 0 | 0 | 0 | 0 | 0 | 0 | 0 | 0 | 0 | 0 | 0 | 1 | 0 | 0 | 0 | 0 | 0 | 0 | 0 | 0 | 0 | 0 | 0 | 7384.8456
2025-10-12 | 9686.684 | 1.4 | 0 | 1 | 0 | 0 | 0 | 0 | 0 | 0 | 0 | 0 | 0 | 0 | 0 | 0 | 0 | 1 | 0 | 0 | 0 | 0 | 0 | 0 | 0 | 0 | 0 | 0 | 7545.2228
2025-10-12 | 9803.994 | 0.5 | 0 | 1 | 0 | 0 | 0 | 0 | 0 | 0 | 0 | 0 | 0 | 0 | 0 | 0 | 0 | 0 | 1 | 0 | 0 | 0 | 0 | 0 | 0 | 0 | 0 | 0 | 7577.3886
2025-10-12 | 10060.635 | 0.5 | 0 | 1 | 0 | 0 | 0 | 0 | 0 | 0 | 0 | 0 | 0 | 0 | 0 | 0 | 0 | 0 | 0 | 1 | 0 | 0 | 0 | 0 | 0 | 0 | 0 | 0 | 8270.0344
2025-10-12 | 10078.942 | 0.3 | 0 | 1 | 0 | 0 | 0 | 0 | 0 | 0 | 0 | 0 | 0 | 0 | 0 | 0 | 0 | 0 | 0 | 0 | 1 | 0 | 0 | 0 | 0 | 0 | 0 | 0 | 9267.8991
2025-10-12 | 9549.094 | 1.3 | 0 | 1 | 0 | 0 | 0 | 0 | 0 | 0 | 0 | 0 | 0 | 0 | 0 | 0 | 0 | 0 | 0 | 0 | 0 | 1 | 0 | 0 | 0 | 0 | 0 | 0 | 9929.9213
2025-10-12 | 9600.127 | 2.3 | 0 | 1 | 0 | 0 | 0 | 0 | 0 | 0 | 0 | 0 | 0 | 0 | 0 | 0 | 0 | 0 | 0 | 0 | 0 | 0 | 1 | 0 | 0 | 0 | 0 | 0 | 10081.5181
2025-10-12 | 9166.828 | 2.5 | 0 | 1 | 0 | 0 | 0 | 0 | 0 | 0 | 0 | 0 | 0 | 0 | 0 | 0 | 0 | 0 | 0 | 0 | 0 | 0 | 0 | 1 | 0 | 0 | 0 | 0 | 10025.11
2025-10-12 | 8632.674 | 3.1 | 0 | 1 | 0 | 0 | 0 | 0 | 0 | 0 | 0 | 0 | 0 | 0 | 0 | 0 | 0 | 0 | 0 | 0 | 0 | 0 | 0 | 0 | 1 | 0 | 0 | 0 | 9748.0489
2025-10-12 | 7836.351 | 4.5 | 0 | 1 | 0 | 0 | 0 | 0 | 0 | 0 | 0 | 0 | 0 | 0 | 0 | 0 | 0 | 0 | 0 | 0 | 0 | 0 | 0 | 0 | 0 | 1 | 0 | 0 | 9012.333
2025-10-12 | 6896.511 | 5.4 | 0 | 1 | 0 | 0 | 0 | 0 | 0 | 0 | 0 | 0 | 0 | 0 | 0 | 0 | 0 | 0 | 0 | 0 | 0 | 0 | 0 | 0 | 0 | 0 | 1 | 0 | 8002.1587
2025-10-12 | 6112.002 | 4 | 0 | 1 | 0 | 0 | 0 | 0 | 0 | 0 | 0 | 0 | 0 | 0 | 0 | 0 | 0 | 0 | 0 | 0 | 0 | 0 | 0 | 0 | 0 | 0 | 0 | 1 | 6753.9238
2025-10-13 | 5523.555 | 4.9 | 0 | 0 | 1 | 0 | 0 | 0 | 0 | 0 | 0 | 0 | 0 | 0 | 0 | 0 | 0 | 0 | 0 | 0 | 0 | 0 | 0 | 0 | 0 | 0 | 0 | 0 | 5719.646
2025-10-13 | 5180.836 | 5.7 | 0 | 0 | 0 | 1 | 0 | 0 | 0 | 0 | 0 | 0 | 0 | 0 | 0 | 0 | 0 | 0 | 0 | 0 | 0 | 0 | 0 | 0 | 0 | 0 | 0 | 0 | 5436.2447
2025-10-13 | 4987.276 | 7.7 | 0 | 0 | 0 | 0 | 1 | 0 | 0 | 0 | 0 | 0 | 0 | 0 | 0 | 0 | 0 | 0 | 0 | 0 | 0 | 0 | 0 | 0 | 0 | 0 | 0 | 0 | 5548.052
2025-10-13 | 4927.44 | 8.8 | 0 | 0 | 0 | 0 | 0 | 1 | 0 | 0 | 0 | 0 | 0 | 0 | 0 | 0 | 0 | 0 | 0 | 0 | 0 | 0 | 0 | 0 | 0 | 0 | 0 | 0 | 5690.0312
2025-10-13 | 4981.721 | 8.4 | 0 | 0 | 0 | 0 | 0 | 0 | 1 | 0 | 0 | 0 | 0 | 0 | 0 | 0 | 0 | 0 | 0 | 0 | 0 | 0 | 0 | 0 | 0 | 0 | 0 | 0 | 5802.675
2025-10-13 | 5298.792 | 8.6 | 0 | 0 | 0 | 0 | 0 | 0 | 0 | 1 | 0 | 0 | 0 | 0 | 0 | 0 | 0 | 0 | 0 | 0 | 0 | 0 | 0 | 0 | 0 | 0 | 0 | 0 | 6374.2943
2025-10-13 | 5993.115 | 7.9 | 0 | 0 | 0 | 0 | 0 | 0 | 0 | 0 | 1 | 0 | 0 | 0 | 0 | 0 | 0 | 0 | 0 | 0 | 0 | 0 | 0 | 0 | 0 | 0 | 0 | 0 | 7031.0836
2025-10-13 | 7261.663 | 7 | 0 | 0 | 0 | 0 | 0 | 0 | 0 | 0 | 0 | 1 | 0 | 0 | 0 | 0 | 0 | 0 | 0 | 0 | 0 | 0 | 0 | 0 | 0 | 0 | 0 | 0 | 7545.5122
2025-10-13 | 8294.816 | 5.7 | 0 | 0 | 0 | 0 | 0 | 0 | 0 | 0 | 0 | 0 | 1 | 0 | 0 | 0 | 0 | 0 | 0 | 0 | 0 | 0 | 0 | 0 | 0 | 0 | 0 | 0 | 7667.0979
2025-10-13 | 9095.194 | 3.6 | 0 | 0 | 0 | 0 | 0 | 0 | 0 | 0 | 0 | 0 | 0 | 1 | 0 | 0 | 0 | 0 | 0 | 0 | 0 | 0 | 0 | 0 | 0 | 0 | 0 | 0 | 7422.7405
2025-10-13 | 9709.274 | 2.1 | 0 | 0 | 0 | 0 | 0 | 0 | 0 | 0 | 0 | 0 | 0 | 0 | 1 | 0 | 0 | 0 | 0 | 0 | 0 | 0 | 0 | 0 | 0 | 0 | 0 | 0 | 7238.83
2025-10-13 | 10153.624 | 2.4 | 0 | 0 | 0 | 0 | 0 | 0 | 0 | 0 | 0 | 0 | 0 | 0 | 0 | 1 | 0 | 0 | 0 | 0 | 0 | 0 | 0 | 0 | 0 | 0 | 0 | 0 | 7400.4893
2025-10-13 | 9872.049 | 2.6 | 0 | 0 | 0 | 0 | 0 | 0 | 0 | 0 | 0 | 0 | 0 | 0 | 0 | 0 | 1 | 0 | 0 | 0 | 0 | 0 | 0 | 0 | 0 | 0 | 0 | 0 | 7344.3229
2025-10-13 | 9934.647 | 0 | 0 | 0 | 0 | 0 | 0 | 0 | 0 | 0 | 0 | 0 | 0 | 0 | 0 | 0 | 0 | 1 | 0 | 0 | 0 | 0 | 0 | 0 | 0 | 0 | 0 | 0 | 6823.7638
2025-10-13 | 9907.1 | 0.5 | 0 | 0 | 0 | 0 | 0 | 0 | 0 | 0 | 0 | 0 | 0 | 0 | 0 | 0 | 0 | 0 | 1 | 0 | 0 | 0 | 0 | 0 | 0 | 0 | 0 | 0 | 7094.2573
2025-10-13 | 10492.967 | 0.1 | 0 | 0 | 0 | 0 | 0 | 0 | 0 | 0 | 0 | 0 | 0 | 0 | 0 | 0 | 0 | 0 | 0 | 1 | 0 | 0 | 0 | 0 | 0 | 0 | 0 | 0 | 7718.8094
2025-10-13 | 10907.765 | 0.7 | 0 | 0 | 0 | 0 | 0 | 0 | 0 | 0 | 0 | 0 | 0 | 0 | 0 | 0 | 0 | 0 | 0 | 0 | 1 | 0 | 0 | 0 | 0 | 0 | 0 | 0 | 8852.8614
2025-10-13 | 10675.578 | 1.2 | 0 | 0 | 0 | 0 | 0 | 0 | 0 | 0 | 0 | 0 | 0 | 0 | 0 | 0 | 0 | 0 | 0 | 0 | 0 | 1 | 0 | 0 | 0 | 0 | 0 | 0 | 9429.7665
2025-10-13 | 10654.341 | 2.2 | 0 | 0 | 0 | 0 | 0 | 0 | 0 | 0 | 0 | 0 | 0 | 0 | 0 | 0 | 0 | 0 | 0 | 0 | 0 | 0 | 1 | 0 | 0 | 0 | 0 | 0 | 9581.3633
2025-10-13 | 10055.653 | 3.2 | 0 | 0 | 0 | 0 | 0 | 0 | 0 | 0 | 0 | 0 | 0 | 0 | 0 | 0 | 0 | 0 | 0 | 0 | 0 | 0 | 0 | 1 | 0 | 0 | 0 | 0 | 9661.1425
2025-10-13 | 9127.855 | 3.5 | 0 | 0 | 0 | 0 | 0 | 0 | 0 | 0 | 0 | 0 | 0 | 0 | 0 | 0 | 0 | 0 | 0 | 0 | 0 | 0 | 0 | 0 | 1 | 0 | 0 | 0 | 9333.0111
2025-10-13 | 7874.6 | 3.9 | 0 | 0 | 0 | 0 | 0 | 0 | 0 | 0 | 0 | 0 | 0 | 0 | 0 | 0 | 0 | 0 | 0 | 0 | 0 | 0 | 0 | 0 | 0 | 1 | 0 | 0 | 8427.0613
2025-10-13 | 6648.326 | 4.8 | 0 | 0 | 0 | 0 | 0 | 0 | 0 | 0 | 0 | 0 | 0 | 0 | 0 | 0 | 0 | 0 | 0 | 0 | 0 | 0 | 0 | 0 | 0 | 0 | 1 | 0 | 7416.8869
2025-10-13 | 5818.494 | 4.8 | 0 | 0 | 0 | 0 | 0 | 0 | 0 | 0 | 0 | 0 | 0 | 0 | 0 | 0 | 0 | 0 | 0 | 0 | 0 | 0 | 0 | 0 | 0 | 0 | 0 | 1 | 6406.9797
2025-10-14 | 5253.193 | 6.5 | 0 | 0 | 1 | 0 | 0 | 0 | 0 | 0 | 0 | 0 | 0 | 0 | 0 | 0 | 0 | 0 | 0 | 0 | 0 | 0 | 0 | 0 | 0 | 0 | 0 | 0 | 5992.0205
2025-10-14 | 4986.731 | 8 | 0 | 0 | 0 | 1 | 0 | 0 | 0 | 0 | 0 | 0 | 0 | 0 | 0 | 0 | 0 | 0 | 0 | 0 | 0 | 0 | 0 | 0 | 0 | 0 | 0 | 0 | 5827.783
2025-10-14 | 4805.634 | 7.3 | 0 | 0 | 0 | 0 | 1 | 0 | 0 | 0 | 0 | 0 | 0 | 0 | 0 | 0 | 0 | 0 | 0 | 0 | 0 | 0 | 0 | 0 | 0 | 0 | 0 | 0 | 5479.9584
2025-10-14 | 4893.141 | 7.9 | 0 | 0 | 0 | 0 | 0 | 1 | 0 | 0 | 0 | 0 | 0 | 0 | 0 | 0 | 0 | 0 | 0 | 0 | 0 | 0 | 0 | 0 | 0 | 0 | 0 | 0 | 5536.8205
2025-10-14 | 5279.436 | 8.4 | 0 | 0 | 0 | 0 | 0 | 0 | 1 | 0 | 0 | 0 | 0 | 0 | 0 | 0 | 0 | 0 | 0 | 0 | 0 | 0 | 0 | 0 | 0 | 0 | 0 | 0 | 5802.675
2025-10-14 | 6022.848 | 9.8 | 0 | 0 | 0 | 0 | 0 | 0 | 0 | 1 | 0 | 0 | 0 | 0 | 0 | 0 | 0 | 0 | 0 | 0 | 0 | 0 | 0 | 0 | 0 | 0 | 0 | 0 | 6578.5752
2025-10-14 | 7027.247 | 8.7 | 0 | 0 | 0 | 0 | 0 | 0 | 0 | 0 | 1 | 0 | 0 | 0 | 0 | 0 | 0 | 0 | 0 | 0 | 0 | 0 | 0 | 0 | 0 | 0 | 0 | 0 | 7167.2708
2025-10-14 | 7190.155 | 8.9 | 0 | 0 | 0 | 0 | 0 | 0 | 0 | 0 | 0 | 1 | 0 | 0 | 0 | 0 | 0 | 0 | 0 | 0 | 0 | 0 | 0 | 0 | 0 | 0 | 0 | 0 | 7868.9569
2025-10-14 | 6842.806 | 6.3 | 0 | 0 | 0 | 0 | 0 | 0 | 0 | 0 | 0 | 0 | 1 | 0 | 0 | 0 | 0 | 0 | 0 | 0 | 0 | 0 | 0 | 0 | 0 | 0 | 0 | 0 | 7769.2384
2025-10-14 | 6967.089 | 3.7 | 0 | 0 | 0 | 0 | 0 | 0 | 0 | 0 | 0 | 0 | 0 | 1 | 0 | 0 | 0 | 0 | 0 | 0 | 0 | 0 | 0 | 0 | 0 | 0 | 0 | 0 | 7439.7639
2025-10-14 | 7061.141 | 1.4 | 0 | 0 | 0 | 0 | 0 | 0 | 0 | 0 | 0 | 0 | 0 | 0 | 1 | 0 | 0 | 0 | 0 | 0 | 0 | 0 | 0 | 0 | 0 | 0 | 0 | 0 | 7119.6661
2025-10-14 | 7181.056 | 0 | 1.1 | 0 | 0 | 0 | 0 | 0 | 0 | 0 | 0 | 0 | 0 | 0 | 0 | 1 | 0 | 0 | 0 | 0 | 0 | 0 | 0 | 0 | 0 | 0 | 0 | 0 | 7620.517
2025-10-14 | 6973.651 | 0 | 3.1 | 0 | 0 | 0 | 0 | 0 | 0 | 0 | 0 | 0 | 0 | 0 | 0 | 0 | 1 | 0 | 0 | 0 | 0 | 0 | 0 | 0 | 0 | 0 | 0 | 0 | 8673.1936
2025-10-14 | 6986.233 | 0 | 2.9 | 0 | 0 | 0 | 0 | 0 | 0 | 0 | 0 | 0 | 0 | 0 | 0 | 0 | 0 | 1 | 0 | 0 | 0 | 0 | 0 | 0 | 0 | 0 | 0 | 0 | 8480.9541
2025-10-14 | 7250.585 | 0 | 3.3 | 0 | 0 | 0 | 0 | 0 | 0 | 0 | 0 | 0 | 0 | 0 | 0 | 0 | 0 | 0 | 1 | 0 | 0 | 0 | 0 | 0 | 0 | 0 | 0 | 0 | 8894.9085
2025-10-14 | 8158.932 | 0 | 2.7 | 0 | 0 | 0 | 0 | 0 | 0 | 0 | 0 | 0 | 0 | 0 | 0 | 0 | 0 | 0 | 0 | 1 | 0 | 0 | 0 | 0 | 0 | 0 | 0 | 0 | 9244.6873
2025-10-14 | 9378.332 | 0 | 1.3 | 0 | 0 | 0 | 0 | 0 | 0 | 0 | 0 | 0 | 0 | 0 | 0 | 0 | 0 | 0 | 0 | 0 | 1 | 0 | 0 | 0 | 0 | 0 | 0 | 0 | 9476.5759
2025-10-14 | 9580.261 | 0 | 1.1 | 0 | 0 | 0 | 0 | 0 | 0 | 0 | 0 | 0 | 0 | 0 | 0 | 0 | 0 | 0 | 0 | 0 | 0 | 1 | 0 | 0 | 0 | 0 | 0 | 0 | 9854.0751
2025-10-14 | 10053.854 | 0 | 0.6 | 0 | 0 | 0 | 0 | 0 | 0 | 0 | 0 | 0 | 0 | 0 | 0 | 0 | 0 | 0 | 0 | 0 | 0 | 0 | 1 | 0 | 0 | 0 | 0 | 0 | 9549.7153
2025-10-14 | 9828.521 | 2.2 | 0 | 0 | 0 | 0 | 0 | 0 | 0 | 0 | 0 | 0 | 0 | 0 | 0 | 0 | 0 | 0 | 0 | 0 | 0 | 0 | 0 | 1 | 0 | 0 | 0 | 0 | 9490.9085
2025-10-14 | 8893.054 | 4.6 | 0 | 0 | 0 | 0 | 0 | 0 | 0 | 0 | 0 | 0 | 0 | 0 | 0 | 0 | 0 | 0 | 0 | 0 | 0 | 0 | 0 | 0 | 1 | 0 | 0 | 0 | 9520.2686
2025-10-14 | 7794.954 | 5.5 | 0 | 0 | 0 | 0 | 0 | 0 | 0 | 0 | 0 | 0 | 0 | 0 | 0 | 0 | 0 | 0 | 0 | 0 | 0 | 0 | 0 | 0 | 0 | 1 | 0 | 0 | 8699.4358
2025-10-14 | 6684.739 | 5.5 | 0 | 0 | 0 | 0 | 0 | 0 | 0 | 0 | 0 | 0 | 0 | 0 | 0 | 0 | 0 | 0 | 0 | 0 | 0 | 0 | 0 | 0 | 0 | 0 | 1 | 0 | 7536.0507
2025-10-14 | 5963.541 | 5.5 | 0 | 0 | 0 | 0 | 0 | 0 | 0 | 0 | 0 | 0 | 0 | 0 | 0 | 0 | 0 | 0 | 0 | 0 | 0 | 0 | 0 | 0 | 0 | 0 | 0 | 1 | 6526.1436
2025-10-15 | 5446.513 | 5.5 | 0 | 0 | 1 | 0 | 0 | 0 | 0 | 0 | 0 | 0 | 0 | 0 | 0 | 0 | 0 | 0 | 0 | 0 | 0 | 0 | 0 | 0 | 0 | 0 | 0 | 0 | 5821.7865
2025-10-15 | 5087.401 | 6.1 | 0 | 0 | 0 | 1 | 0 | 0 | 0 | 0 | 0 | 0 | 0 | 0 | 0 | 0 | 0 | 0 | 0 | 0 | 0 | 0 | 0 | 0 | 0 | 0 | 0 | 0 | 5504.3383
2025-10-15 | 4952.697 | 6.2 | 0 | 0 | 0 | 0 | 1 | 0 | 0 | 0 | 0 | 0 | 0 | 0 | 0 | 0 | 0 | 0 | 0 | 0 | 0 | 0 | 0 | 0 | 0 | 0 | 0 | 0 | 5292.7009
2025-10-15 | 5046.818 | 6.5 | 0 | 0 | 0 | 0 | 0 | 1 | 0 | 0 | 0 | 0 | 0 | 0 | 0 | 0 | 0 | 0 | 0 | 0 | 0 | 0 | 0 | 0 | 0 | 0 | 0 | 0 | 5298.4928
2025-10-15 | 5393.664 | 7 | 0 | 0 | 0 | 0 | 0 | 0 | 1 | 0 | 0 | 0 | 0 | 0 | 0 | 0 | 0 | 0 | 0 | 0 | 0 | 0 | 0 | 0 | 0 | 0 | 0 | 0 | 5564.3473
2025-10-15 | 6119.695 | 7.4 | 0 | 0 | 0 | 0 | 0 | 0 | 0 | 1 | 0 | 0 | 0 | 0 | 0 | 0 | 0 | 0 | 0 | 0 | 0 | 0 | 0 | 0 | 0 | 0 | 0 | 0 | 6170.0134
2025-10-15 | 7137.679 | 7.8 | 0 | 0 | 0 | 0 | 0 | 0 | 0 | 0 | 1 | 0 | 0 | 0 | 0 | 0 | 0 | 0 | 0 | 0 | 0 | 0 | 0 | 0 | 0 | 0 | 0 | 0 | 7014.0602
2025-10-15 | 7227.374 | 8.4 | 0 | 0 | 0 | 0 | 0 | 0 | 0 | 0 | 0 | 1 | 0 | 0 | 0 | 0 | 0 | 0 | 0 | 0 | 0 | 0 | 0 | 0 | 0 | 0 | 0 | 0 | 7783.8399
2025-10-15 | 7099.557 | 8 | 0 | 0 | 0 | 0 | 0 | 0 | 0 | 0 | 0 | 0 | 1 | 0 | 0 | 0 | 0 | 0 | 0 | 0 | 0 | 0 | 0 | 0 | 0 | 0 | 0 | 0 | 8058.6363
2025-10-15 | 7131.329 | 7.5 | 0 | 0 | 0 | 0 | 0 | 0 | 0 | 0 | 0 | 0 | 0 | 1 | 0 | 0 | 0 | 0 | 0 | 0 | 0 | 0 | 0 | 0 | 0 | 0 | 0 | 0 | 8086.6534
2025-10-15 | 7157.621 | 6.8 | 0 | 0 | 0 | 0 | 0 | 0 | 0 | 0 | 0 | 0 | 0 | 0 | 1 | 0 | 0 | 0 | 0 | 0 | 0 | 0 | 0 | 0 | 0 | 0 | 0 | 0 | 8038.93
2025-10-15 | 7105.566 | 5.7 | 0 | 0 | 0 | 0 | 0 | 0 | 0 | 0 | 0 | 0 | 0 | 0 | 0 | 1 | 0 | 0 | 0 | 0 | 0 | 0 | 0 | 0 | 0 | 0 | 0 | 0 | 7962.2617
2025-10-15 | 6787.469 | 4.5 | 0 | 0 | 0 | 0 | 0 | 0 | 0 | 0 | 0 | 0 | 0 | 0 | 0 | 0 | 1 | 0 | 0 | 0 | 0 | 0 | 0 | 0 | 0 | 0 | 0 | 0 | 7667.7676
2025-10-15 | 6650.842 | 4.9 | 0 | 0 | 0 | 0 | 0 | 0 | 0 | 0 | 0 | 0 | 0 | 0 | 0 | 0 | 0 | 1 | 0 | 0 | 0 | 0 | 0 | 0 | 0 | 0 | 0 | 0 | 7657.9107
2025-10-15 | 7012.63 | 4.9 | 0 | 0 | 0 | 0 | 0 | 0 | 0 | 0 | 0 | 0 | 0 | 0 | 0 | 0 | 0 | 0 | 1 | 0 | 0 | 0 | 0 | 0 | 0 | 0 | 0 | 0 | 7843.2871
2025-10-15 | 8005.657 | 4.5 | 0 | 0 | 0 | 0 | 0 | 0 | 0 | 0 | 0 | 0 | 0 | 0 | 0 | 0 | 0 | 0 | 0 | 1 | 0 | 0 | 0 | 0 | 0 | 0 | 0 | 0 | 8467.8392
2025-10-15 | 9192.748 | 4.3 | 0 | 0 | 0 | 0 | 0 | 0 | 0 | 0 | 0 | 0 | 0 | 0 | 0 | 0 | 0 | 0 | 0 | 0 | 1 | 0 | 0 | 0 | 0 | 0 | 0 | 0 | 9465.704
2025-10-15 | 9482.168 | 6.1 | 0 | 0 | 0 | 0 | 0 | 0 | 0 | 0 | 0 | 0 | 0 | 0 | 0 | 0 | 0 | 0 | 0 | 0 | 0 | 1 | 0 | 0 | 0 | 0 | 0 | 0 | 10263.9134
2025-10-15 | 10050.427 | 7.5 | 0 | 0 | 0 | 0 | 0 | 0 | 0 | 0 | 0 | 0 | 0 | 0 | 0 | 0 | 0 | 0 | 0 | 0 | 0 | 0 | 1 | 0 | 0 | 0 | 0 | 0 | 10483.6038
2025-10-15 | 9859.644 | 8.5 | 0 | 0 | 0 | 0 | 0 | 0 | 0 | 0 | 0 | 0 | 0 | 0 | 0 | 0 | 0 | 0 | 0 | 0 | 0 | 0 | 0 | 1 | 0 | 0 | 0 | 0 | 10563.383
2025-10-15 | 9155.344 | 9 | 0 | 0 | 0 | 0 | 0 | 0 | 0 | 0 | 0 | 0 | 0 | 0 | 0 | 0 | 0 | 0 | 0 | 0 | 0 | 0 | 0 | 0 | 1 | 0 | 0 | 0 | 10269.2985
2025-10-15 | 8008.196 | 9.6 | 0 | 0 | 0 | 0 | 0 | 0 | 0 | 0 | 0 | 0 | 0 | 0 | 0 | 0 | 0 | 0 | 0 | 0 | 0 | 0 | 0 | 0 | 0 | 1 | 0 | 0 | 9397.3954
2025-10-15 | 6978.867 | 10.2 | 0 | 0 | 0 | 0 | 0 | 0 | 0 | 0 | 0 | 0 | 0 | 0 | 0 | 0 | 0 | 0 | 0 | 0 | 0 | 0 | 0 | 0 | 0 | 0 | 1 | 0 | 8336.1508
2025-10-15 | 6216.38 | 10.5 | 0 | 0 | 0 | 0 | 0 | 0 | 0 | 0 | 0 | 0 | 0 | 0 | 0 | 0 | 0 | 0 | 0 | 0 | 0 | 0 | 0 | 0 | 0 | 0 | 0 | 1 | 7377.3139
2025-10-16 | 5697.31 | 11.2 | 0 | 0 | 1 | 0 | 0 | 0 | 0 | 0 | 0 | 0 | 0 | 0 | 0 | 0 | 0 | 0 | 0 | 0 | 0 | 0 | 0 | 0 | 0 | 0 | 0 | 0 | 6792.1206
2025-10-16 | 5432.239 | 12.3 | 0 | 0 | 0 | 1 | 0 | 0 | 0 | 0 | 0 | 0 | 0 | 0 | 0 | 0 | 0 | 0 | 0 | 0 | 0 | 0 | 0 | 0 | 0 | 0 | 0 | 0 | 6559.7895
2025-10-16 | 5328.935 | 12.1 | 0 | 0 | 0 | 0 | 1 | 0 | 0 | 0 | 0 | 0 | 0 | 0 | 0 | 0 | 0 | 0 | 0 | 0 | 0 | 0 | 0 | 0 | 0 | 0 | 0 | 0 | 6297.0818
2025-10-16 | 5431.082 | 12.7 | 0 | 0 | 0 | 0 | 0 | 1 | 0 | 0 | 0 | 0 | 0 | 0 | 0 | 0 | 0 | 0 | 0 | 0 | 0 | 0 | 0 | 0 | 0 | 0 | 0 | 0 | 6353.944
2025-10-16 | 5841.262 | 13.3 | 0 | 0 | 0 | 0 | 0 | 0 | 1 | 0 | 0 | 0 | 0 | 0 | 0 | 0 | 0 | 0 | 0 | 0 | 0 | 0 | 0 | 0 | 0 | 0 | 0 | 0 | 6636.8219
2025-10-16 | 6692.669 | 13.4 | 0 | 0 | 0 | 0 | 0 | 0 | 0 | 1 | 0 | 0 | 0 | 0 | 0 | 0 | 0 | 0 | 0 | 0 | 0 | 0 | 0 | 0 | 0 | 0 | 0 | 0 | 7191.4178
2025-10-16 | 7720.64 | 13 | 0 | 0 | 0 | 0 | 0 | 0 | 0 | 0 | 1 | 0 | 0 | 0 | 0 | 0 | 0 | 0 | 0 | 0 | 0 | 0 | 0 | 0 | 0 | 0 | 0 | 0 | 7899.2773
2025-10-16 | 7861.873 | 12.6 | 0 | 0 | 0 | 0 | 0 | 0 | 0 | 0 | 0 | 1 | 0 | 0 | 0 | 0 | 0 | 0 | 0 | 0 | 0 | 0 | 0 | 0 | 0 | 0 | 0 | 0 | 8498.8229
2025-10-16 | 7575.095 | 10.8 | 0 | 0 | 0 | 0 | 0 | 0 | 0 | 0 | 0 | 0 | 1 | 0 | 0 | 0 | 0 | 0 | 0 | 0 | 0 | 0 | 0 | 0 | 0 | 0 | 0 | 0 | 8535.2916
2025-10-16 | 7319.028 | 8.3 | 0 | 0 | 0 | 0 | 0 | 0 | 0 | 0 | 0 | 0 | 0 | 1 | 0 | 0 | 0 | 0 | 0 | 0 | 0 | 0 | 0 | 0 | 0 | 0 | 0 | 0 | 8222.8406
2025-10-16 | 7322.985 | 6.8 | 0 | 0 | 0 | 0 | 0 | 0 | 0 | 0 | 0 | 0 | 0 | 0 | 1 | 0 | 0 | 0 | 0 | 0 | 0 | 0 | 0 | 0 | 0 | 0 | 0 | 0 | 8038.93
2025-10-16 | 7223.927 | 5.2 | 0 | 0 | 0 | 0 | 0 | 0 | 0 | 0 | 0 | 0 | 0 | 0 | 0 | 1 | 0 | 0 | 0 | 0 | 0 | 0 | 0 | 0 | 0 | 0 | 0 | 0 | 7877.1447
2025-10-16 | 6945.777 | 5.5 | 0 | 0 | 0 | 0 | 0 | 0 | 0 | 0 | 0 | 0 | 0 | 0 | 0 | 0 | 1 | 0 | 0 | 0 | 0 | 0 | 0 | 0 | 0 | 0 | 0 | 0 | 7838.0016
2025-10-16 | 6747.001 | 4 | 0 | 0 | 0 | 0 | 0 | 0 | 0 | 0 | 0 | 0 | 0 | 0 | 0 | 0 | 0 | 1 | 0 | 0 | 0 | 0 | 0 | 0 | 0 | 0 | 0 | 0 | 7504.7
2025-10-16 | 6999.983 | 3.3 | 0 | 0 | 0 | 0 | 0 | 0 | 0 | 0 | 0 | 0 | 0 | 0 | 0 | 0 | 0 | 0 | 1 | 0 | 0 | 0 | 0 | 0 | 0 | 0 | 0 | 0 | 7570.9126
2025-10-16 | 7866.699 | 3.3 | 0 | 0 | 0 | 0 | 0 | 0 | 0 | 0 | 0 | 0 | 0 | 0 | 0 | 0 | 0 | 0 | 0 | 1 | 0 | 0 | 0 | 0 | 0 | 0 | 0 | 0 | 8263.5584
2025-10-16 | 9164.51 | 3.4 | 0 | 0 | 0 | 0 | 0 | 0 | 0 | 0 | 0 | 0 | 0 | 0 | 0 | 0 | 0 | 0 | 0 | 0 | 1 | 0 | 0 | 0 | 0 | 0 | 0 | 0 | 9312.4933
2025-10-16 | 9687.215 | 4.8 | 0 | 0 | 0 | 0 | 0 | 0 | 0 | 0 | 0 | 0 | 0 | 0 | 0 | 0 | 0 | 0 | 0 | 0 | 0 | 1 | 0 | 0 | 0 | 0 | 0 | 0 | 10042.6091
2025-10-16 | 10064.796 | 6.1 | 0 | 0 | 0 | 0 | 0 | 0 | 0 | 0 | 0 | 0 | 0 | 0 | 0 | 0 | 0 | 0 | 0 | 0 | 0 | 0 | 1 | 0 | 0 | 0 | 0 | 0 | 10245.2761
2025-10-16 | 10057.397 | 7.2 | 0 | 0 | 0 | 0 | 0 | 0 | 0 | 0 | 0 | 0 | 0 | 0 | 0 | 0 | 0 | 0 | 0 | 0 | 0 | 0 | 0 | 1 | 0 | 0 | 0 | 0 | 10342.0788
2025-10-16 | 9362.123 | 8 | 0 | 0 | 0 | 0 | 0 | 0 | 0 | 0 | 0 | 0 | 0 | 0 | 0 | 0 | 0 | 0 | 0 | 0 | 0 | 0 | 0 | 0 | 1 | 0 | 0 | 0 | 10099.0644
2025-10-16 | 8211.639 | 8.5 | 0 | 0 | 0 | 0 | 0 | 0 | 0 | 0 | 0 | 0 | 0 | 0 | 0 | 0 | 0 | 0 | 0 | 0 | 0 | 0 | 0 | 0 | 0 | 1 | 0 | 0 | 9210.1379
2025-10-16 | 7167.98 | 9.6 | 0 | 0 | 0 | 0 | 0 | 0 | 0 | 0 | 0 | 0 | 0 | 0 | 0 | 0 | 0 | 0 | 0 | 0 | 0 | 0 | 0 | 0 | 0 | 0 | 1 | 0 | 8234.0104
2025-10-16 | 6309.445 | 11.4 | 0 | 0 | 0 | 0 | 0 | 0 | 0 | 0 | 0 | 0 | 0 | 0 | 0 | 0 | 0 | 0 | 0 | 0 | 0 | 0 | 0 | 0 | 0 | 0 | 0 | 1 | 7530.5245
2025-10-17 | 5828.784 | 11.2 | 0 | 0 | 1 | 0 | 0 | 0 | 0 | 0 | 0 | 0 | 0 | 0 | 0 | 0 | 0 | 0 | 0 | 0 | 0 | 0 | 0 | 0 | 0 | 0 | 0 | 0 | 6792.1206
2025-10-17 | 5563.376 | 12.5 | 0 | 0 | 0 | 1 | 0 | 0 | 0 | 0 | 0 | 0 | 0 | 0 | 0 | 0 | 0 | 0 | 0 | 0 | 0 | 0 | 0 | 0 | 0 | 0 | 0 | 0 | 6593.8363
2025-10-17 | 5501.684 | 12.3 | 0 | 0 | 0 | 0 | 1 | 0 | 0 | 0 | 0 | 0 | 0 | 0 | 0 | 0 | 0 | 0 | 0 | 0 | 0 | 0 | 0 | 0 | 0 | 0 | 0 | 0 | 6331.1287
2025-10-17 | 5566.524 | 12.2 | 0 | 0 | 0 | 0 | 0 | 1 | 0 | 0 | 0 | 0 | 0 | 0 | 0 | 0 | 0 | 0 | 0 | 0 | 0 | 0 | 0 | 0 | 0 | 0 | 0 | 0 | 6268.827
2025-10-17 | 5946.954 | 11.7 | 0 | 0 | 0 | 0 | 0 | 0 | 1 | 0 | 0 | 0 | 0 | 0 | 0 | 0 | 0 | 0 | 0 | 0 | 0 | 0 | 0 | 0 | 0 | 0 | 0 | 0 | 6364.4474
2025-10-17 | 6768.636 | 11.7 | 0 | 0 | 0 | 0 | 0 | 0 | 0 | 1 | 0 | 0 | 0 | 0 | 0 | 0 | 0 | 0 | 0 | 0 | 0 | 0 | 0 | 0 | 0 | 0 | 0 | 0 | 6902.0199
2025-10-17 | 7715.638 | 10.7 | 0 | 0 | 0 | 0 | 0 | 0 | 0 | 0 | 1 | 0 | 0 | 0 | 0 | 0 | 0 | 0 | 0 | 0 | 0 | 0 | 0 | 0 | 0 | 0 | 0 | 0 | 7507.7389
2025-10-17 | 7862.394 | 10.7 | 0 | 0 | 0 | 0 | 0 | 0 | 0 | 0 | 0 | 1 | 0 | 0 | 0 | 0 | 0 | 0 | 0 | 0 | 0 | 0 | 0 | 0 | 0 | 0 | 0 | 0 | 8175.3782
2025-10-17 | 7851.666 | 9.9 | 0 | 0 | 0 | 0 | 0 | 0 | 0 | 0 | 0 | 0 | 1 | 0 | 0 | 0 | 0 | 0 | 0 | 0 | 0 | 0 | 0 | 0 | 0 | 0 | 0 | 0 | 8382.081
2025-10-17 | 7961.254 | 8.9 | 0 | 0 | 0 | 0 | 0 | 0 | 0 | 0 | 0 | 0 | 0 | 1 | 0 | 0 | 0 | 0 | 0 | 0 | 0 | 0 | 0 | 0 | 0 | 0 | 0 | 0 | 8324.981
2025-10-17 | 8039.395 | 7.4 | 0 | 0 | 0 | 0 | 0 | 0 | 0 | 0 | 0 | 0 | 0 | 0 | 1 | 0 | 0 | 0 | 0 | 0 | 0 | 0 | 0 | 0 | 0 | 0 | 0 | 0 | 8141.0705
2025-10-17 | 7809.849 | 6.2 | 0 | 0 | 0 | 0 | 0 | 0 | 0 | 0 | 0 | 0 | 0 | 0 | 0 | 1 | 0 | 0 | 0 | 0 | 0 | 0 | 0 | 0 | 0 | 0 | 0 | 0 | 8047.3787
2025-10-17 | 7649.257 | 5.9 | 0 | 0 | 0 | 0 | 0 | 0 | 0 | 0 | 0 | 0 | 0 | 0 | 0 | 0 | 1 | 0 | 0 | 0 | 0 | 0 | 0 | 0 | 0 | 0 | 0 | 0 | 7906.0952
2025-10-17 | 7521.275 | 6.6 | 0 | 0 | 0 | 0 | 0 | 0 | 0 | 0 | 0 | 0 | 0 | 0 | 0 | 0 | 0 | 1 | 0 | 0 | 0 | 0 | 0 | 0 | 0 | 0 | 0 | 0 | 7947.3086
2025-10-17 | 7844.82 | 6.8 | 0 | 0 | 0 | 0 | 0 | 0 | 0 | 0 | 0 | 0 | 0 | 0 | 0 | 0 | 0 | 0 | 1 | 0 | 0 | 0 | 0 | 0 | 0 | 0 | 0 | 0 | 8166.7318
2025-10-17 | 8604.401 | 6.6 | 0 | 0 | 0 | 0 | 0 | 0 | 0 | 0 | 0 | 0 | 0 | 0 | 0 | 0 | 0 | 0 | 0 | 1 | 0 | 0 | 0 | 0 | 0 | 0 | 0 | 0 | 8825.3308
2025-10-17 | 9773.133 | 6.6 | 0 | 0 | 0 | 0 | 0 | 0 | 0 | 0 | 0 | 0 | 0 | 0 | 0 | 0 | 0 | 0 | 0 | 0 | 1 | 0 | 0 | 0 | 0 | 0 | 0 | 0 | 9857.2423
2025-10-17 | 9991.725 | 6.6 | 0 | 0 | 0 | 0 | 0 | 0 | 0 | 0 | 0 | 0 | 0 | 0 | 0 | 0 | 0 | 0 | 0 | 0 | 0 | 1 | 0 | 0 | 0 | 0 | 0 | 0 | 10349.0304
2025-10-17 | 9964.206 | 6.4 | 0 | 0 | 0 | 0 | 0 | 0 | 0 | 0 | 0 | 0 | 0 | 0 | 0 | 0 | 0 | 0 | 0 | 0 | 0 | 0 | 1 | 0 | 0 | 0 | 0 | 0 | 10296.3463
2025-10-17 | 9702.795 | 6.1 | 0 | 0 | 0 | 0 | 0 | 0 | 0 | 0 | 0 | 0 | 0 | 0 | 0 | 0 | 0 | 0 | 0 | 0 | 0 | 0 | 0 | 1 | 0 | 0 | 0 | 0 | 10154.8213
2025-10-17 | 9103.071 | 7.2 | 0 | 0 | 0 | 0 | 0 | 0 | 0 | 0 | 0 | 0 | 0 | 0 | 0 | 0 | 0 | 0 | 0 | 0 | 0 | 0 | 0 | 0 | 1 | 0 | 0 | 0 | 9962.8772
2025-10-17 | 8167.374 | 7 | 0 | 0 | 0 | 0 | 0 | 0 | 0 | 0 | 0 | 0 | 0 | 0 | 0 | 0 | 0 | 0 | 0 | 0 | 0 | 0 | 0 | 0 | 0 | 1 | 0 | 0 | 8954.7868
2025-10-17 | 7155.015 | 7.4 | 0 | 0 | 0 | 0 | 0 | 0 | 0 | 0 | 0 | 0 | 0 | 0 | 0 | 0 | 0 | 0 | 0 | 0 | 0 | 0 | 0 | 0 | 0 | 0 | 1 | 0 | 7859.4955
2025-10-17 | 6334.351 | 7.1 | 0 | 0 | 0 | 0 | 0 | 0 | 0 | 0 | 0 | 0 | 0 | 0 | 0 | 0 | 0 | 0 | 0 | 0 | 0 | 0 | 0 | 0 | 0 | 0 | 0 | 1 | 6798.5181
2025-10-18 | 5806.27 | 6.6 | 0 | 1 | 1 | 0 | 0 | 0 | 0 | 0 | 0 | 0 | 0 | 0 | 0 | 0 | 0 | 0 | 0 | 0 | 0 | 0 | 0 | 0 | 0 | 0 | 0 | 0 | 6492.1753
2025-10-18 | 5483.117 | 6 | 0 | 1 | 0 | 1 | 0 | 0 | 0 | 0 | 0 | 0 | 0 | 0 | 0 | 0 | 0 | 0 | 0 | 0 | 0 | 0 | 0 | 0 | 0 | 0 | 0 | 0 | 5970.4463
2025-10-18 | 5258.995 | 5.7 | 0 | 1 | 0 | 0 | 1 | 0 | 0 | 0 | 0 | 0 | 0 | 0 | 0 | 0 | 0 | 0 | 0 | 0 | 0 | 0 | 0 | 0 | 0 | 0 | 0 | 0 | 5690.7152
2025-10-18 | 5118.193 | 5.7 | 0 | 1 | 0 | 0 | 0 | 1 | 0 | 0 | 0 | 0 | 0 | 0 | 0 | 0 | 0 | 0 | 0 | 0 | 0 | 0 | 0 | 0 | 0 | 0 | 0 | 0 | 5645.4369
2025-10-18 | 5295.893 | 4.8 | 0 | 1 | 0 | 0 | 0 | 0 | 1 | 0 | 0 | 0 | 0 | 0 | 0 | 0 | 0 | 0 | 0 | 0 | 0 | 0 | 0 | 0 | 0 | 0 | 0 | 0 | 5672.9637
2025-10-18 | 5690.881 | 4.7 | 0 | 1 | 0 | 0 | 0 | 0 | 0 | 1 | 0 | 0 | 0 | 0 | 0 | 0 | 0 | 0 | 0 | 0 | 0 | 0 | 0 | 0 | 0 | 0 | 0 | 0 | 6193.5128
2025-10-18 | 6579.521 | 4.3 | 0 | 1 | 0 | 0 | 0 | 0 | 0 | 0 | 1 | 0 | 0 | 0 | 0 | 0 | 0 | 0 | 0 | 0 | 0 | 0 | 0 | 0 | 0 | 0 | 0 | 0 | 6901.3723
2025-10-18 | 7771.96 | 4.7 | 0 | 1 | 0 | 0 | 0 | 0 | 0 | 0 | 0 | 1 | 0 | 0 | 0 | 0 | 0 | 0 | 0 | 0 | 0 | 0 | 0 | 0 | 0 | 0 | 0 | 0 | 7637.1052
2025-10-18 | 8424.4 | 4.4 | 0 | 1 | 0 | 0 | 0 | 0 | 0 | 0 | 0 | 0 | 1 | 0 | 0 | 0 | 0 | 0 | 0 | 0 | 0 | 0 | 0 | 0 | 0 | 0 | 0 | 0 | 7928.925
2025-10-18 | 8746.651 | 3.3 | 0 | 1 | 0 | 0 | 0 | 0 | 0 | 0 | 0 | 0 | 0 | 1 | 0 | 0 | 0 | 0 | 0 | 0 | 0 | 0 | 0 | 0 | 0 | 0 | 0 | 0 | 7854.8017
2025-10-18 | 8947.35 | 0.7 | 0 | 1 | 0 | 0 | 0 | 0 | 0 | 0 | 0 | 0 | 0 | 0 | 1 | 0 | 0 | 0 | 0 | 0 | 0 | 0 | 0 | 0 | 0 | 0 | 0 | 0 | 7483.6336
2025-10-18 | 8840.932 | 0.1 | 0 | 1 | 0 | 0 | 0 | 0 | 0 | 0 | 0 | 0 | 0 | 0 | 0 | 1 | 0 | 0 | 0 | 0 | 0 | 0 | 0 | 0 | 0 | 0 | 0 | 0 | 7492.0823
2025-10-18 | 8439.45 | 0 | 1 | 1 | 0 | 0 | 0 | 0 | 0 | 0 | 0 | 0 | 0 | 0 | 0 | 0 | 1 | 0 | 0 | 0 | 0 | 0 | 0 | 0 | 0 | 0 | 0 | 0 | 7956.2906
2025-10-18 | 8169.343 | 0 | 2.5 | 1 | 0 | 0 | 0 | 0 | 0 | 0 | 0 | 0 | 0 | 0 | 0 | 0 | 0 | 1 | 0 | 0 | 0 | 0 | 0 | 0 | 0 | 0 | 0 | 0 | 8735.5074
2025-10-18 | 8209.685 | 0 | 3 | 1 | 0 | 0 | 0 | 0 | 0 | 0 | 0 | 0 | 0 | 0 | 0 | 0 | 0 | 0 | 1 | 0 | 0 | 0 | 0 | 0 | 0 | 0 | 0 | 0 | 9206.6063
2025-10-18 | 8751.381 | 0 | 2.2 | 1 | 0 | 0 | 0 | 0 | 0 | 0 | 0 | 0 | 0 | 0 | 0 | 0 | 0 | 0 | 0 | 1 | 0 | 0 | 0 | 0 | 0 | 0 | 0 | 0 | 9442.0962
2025-10-18 | 9525.727 | 0 | 3.1 | 1 | 0 | 0 | 0 | 0 | 0 | 0 | 0 | 0 | 0 | 0 | 0 | 0 | 0 | 0 | 0 | 0 | 1 | 0 | 0 | 0 | 0 | 0 | 0 | 0 | 10988.3081
2025-10-18 | 9679.573 | 0 | 1.6 | 1 | 0 | 0 | 0 | 0 | 0 | 0 | 0 | 0 | 0 | 0 | 0 | 0 | 0 | 0 | 0 | 0 | 0 | 1 | 0 | 0 | 0 | 0 | 0 | 0 | 10622.9289
2025-10-18 | 9576.694 | 0 | 0.8 | 1 | 0 | 0 | 0 | 0 | 0 | 0 | 0 | 0 | 0 | 0 | 0 | 0 | 0 | 0 | 0 | 0 | 0 | 0 | 1 | 0 | 0 | 0 | 0 | 0 | 10147.1357
2025-10-18 | 9030.433 | 0.1 | 0 | 1 | 0 | 0 | 0 | 0 | 0 | 0 | 0 | 0 | 0 | 0 | 0 | 0 | 0 | 0 | 0 | 0 | 0 | 0 | 0 | 1 | 0 | 0 | 0 | 0 | 9616.5483
2025-10-18 | 8380.757 | 0.2 | 0 | 1 | 0 | 0 | 0 | 0 | 0 | 0 | 0 | 0 | 0 | 0 | 0 | 0 | 0 | 0 | 0 | 0 | 0 | 0 | 0 | 0 | 1 | 0 | 0 | 0 | 9254.3701
2025-10-18 | 7699.494 | 0.9 | 0 | 1 | 0 | 0 | 0 | 0 | 0 | 0 | 0 | 0 | 0 | 0 | 0 | 0 | 0 | 0 | 0 | 0 | 0 | 0 | 0 | 0 | 0 | 1 | 0 | 0 | 8399.4904
2025-10-18 | 6863.814 | 0.9 | 0 | 1 | 0 | 0 | 0 | 0 | 0 | 0 | 0 | 0 | 0 | 0 | 0 | 0 | 0 | 0 | 0 | 0 | 0 | 0 | 0 | 0 | 0 | 0 | 1 | 0 | 7236.1054
2025-10-18 | 6062.27 | 0.5 | 0 | 1 | 0 | 0 | 0 | 0 | 0 | 0 | 0 | 0 | 0 | 0 | 0 | 0 | 0 | 0 | 0 | 0 | 0 | 0 | 0 | 0 | 0 | 0 | 0 | 1 | 6158.1046
2025-10-19 | 5567.416 | 0.2 | 0 | 1 | 1 | 0 | 0 | 0 | 0 | 0 | 0 | 0 | 0 | 0 | 0 | 0 | 0 | 0 | 0 | 0 | 0 | 0 | 0 | 0 | 0 | 0 | 0 | 0 | 5402.6773
2025-10-19 | 5183.777 | 0.1 | 0 | 1 | 0 | 1 | 0 | 0 | 0 | 0 | 0 | 0 | 0 | 0 | 0 | 0 | 0 | 0 | 0 | 0 | 0 | 0 | 0 | 0 | 0 | 0 | 0 | 0 | 4966.0653
2025-10-19 | 4935.675 | 0.3 | 0 | 1 | 0 | 0 | 1 | 0 | 0 | 0 | 0 | 0 | 0 | 0 | 0 | 0 | 0 | 0 | 0 | 0 | 0 | 0 | 0 | 0 | 0 | 0 | 0 | 0 | 4771.4513
2025-10-19 | 4768.148 | 0 | 0.2 | 1 | 0 | 0 | 0 | 1 | 0 | 0 | 0 | 0 | 0 | 0 | 0 | 0 | 0 | 0 | 0 | 0 | 0 | 0 | 0 | 0 | 0 | 0 | 0 | 0 | 4789.3918
2025-10-19 | 4852.396 | 0 | 0.6 | 1 | 0 | 0 | 0 | 0 | 1 | 0 | 0 | 0 | 0 | 0 | 0 | 0 | 0 | 0 | 0 | 0 | 0 | 0 | 0 | 0 | 0 | 0 | 0 | 0 | 5198.7072
2025-10-19 | 5207.66 | 0 | 0.1 | 1 | 0 | 0 | 0 | 0 | 0 | 1 | 0 | 0 | 0 | 0 | 0 | 0 | 0 | 0 | 0 | 0 | 0 | 0 | 0 | 0 | 0 | 0 | 0 | 0 | 5450.5572
2025-10-19 | 5886.445 | 0 | 0.4 | 1 | 0 | 0 | 0 | 0 | 0 | 0 | 1 | 0 | 0 | 0 | 0 | 0 | 0 | 0 | 0 | 0 | 0 | 0 | 0 | 0 | 0 | 0 | 0 | 0 | 6397.9438
2025-10-19 | 7061.265 | 0 | 1.3 | 1 | 0 | 0 | 0 | 0 | 0 | 0 | 0 | 1 | 0 | 0 | 0 | 0 | 0 | 0 | 0 | 0 | 0 | 0 | 0 | 0 | 0 | 0 | 0 | 0 | 7579.8836
2025-10-19 | 8131.086 | 0 | 1.5 | 1 | 0 | 0 | 0 | 0 | 0 | 0 | 0 | 0 | 1 | 0 | 0 | 0 | 0 | 0 | 0 | 0 | 0 | 0 | 0 | 0 | 0 | 0 | 0 | 0 | 8037.0625
2025-10-19 | 8590.22 | 0 | 2.3 | 1 | 0 | 0 | 0 | 0 | 0 | 0 | 0 | 0 | 0 | 1 | 0 | 0 | 0 | 0 | 0 | 0 | 0 | 0 | 0 | 0 | 0 | 0 | 0 | 0 | 8607.3526
2025-10-19 | 9158.913 | 0 | 2.8 | 1 | 0 | 0 | 0 | 0 | 0 | 0 | 0 | 0 | 0 | 0 | 1 | 0 | 0 | 0 | 0 | 0 | 0 | 0 | 0 | 0 | 0 | 0 | 0 | 0 | 8964.5156
2025-10-19 | 9615.763 | 0 | 3.7 | 1 | 0 | 0 | 0 | 0 | 0 | 0 | 0 | 0 | 0 | 0 | 0 | 1 | 0 | 0 | 0 | 0 | 0 | 0 | 0 | 0 | 0 | 0 | 0 | 0 | 9589.4051
2025-10-19 | 9602.59 | 0 | 3.6 | 1 | 0 | 0 | 0 | 0 | 0 | 0 | 0 | 0 | 0 | 0 | 0 | 0 | 1 | 0 | 0 | 0 | 0 | 0 | 0 | 0 | 0 | 0 | 0 | 0 | 9442.0474
2025-10-19 | 9601.802 | 0 | 3.3 | 1 | 0 | 0 | 0 | 0 | 0 | 0 | 0 | 0 | 0 | 0 | 0 | 0 | 0 | 1 | 0 | 0 | 0 | 0 | 0 | 0 | 0 | 0 | 0 | 0 | 9192.6634
2025-10-19 | 9977.762 | 0 | 2.7 | 1 | 0 | 0 | 0 | 0 | 0 | 0 | 0 | 0 | 0 | 0 | 0 | 0 | 0 | 0 | 1 | 0 | 0 | 0 | 0 | 0 | 0 | 0 | 0 | 0 | 9035.1729
2025-10-19 | 10805.364 | 1.9 | 0 | 1 | 0 | 0 | 0 | 0 | 0 | 0 | 0 | 0 | 0 | 0 | 0 | 0 | 0 | 0 | 0 | 1 | 0 | 0 | 0 | 0 | 0 | 0 | 0 | 0 | 8508.362
2025-10-19 | 11668.383 | 2 | 0 | 1 | 0 | 0 | 0 | 0 | 0 | 0 | 0 | 0 | 0 | 0 | 0 | 0 | 0 | 0 | 0 | 0 | 1 | 0 | 0 | 0 | 0 | 0 | 0 | 0 | 9557.297
2025-10-19 | 11479.645 | 1.5 | 0 | 1 | 0 | 0 | 0 | 0 | 0 | 0 | 0 | 0 | 0 | 0 | 0 | 0 | 0 | 0 | 0 | 0 | 0 | 1 | 0 | 0 | 0 | 0 | 0 | 0 | 9963.9681
2025-10-19 | 10842.983 | 1.4 | 0 | 1 | 0 | 0 | 0 | 0 | 0 | 0 | 0 | 0 | 0 | 0 | 0 | 0 | 0 | 0 | 0 | 0 | 0 | 0 | 1 | 0 | 0 | 0 | 0 | 0 | 9928.3074
2025-10-19 | 9947.844 | 2.1 | 0 | 1 | 0 | 0 | 0 | 0 | 0 | 0 | 0 | 0 | 0 | 0 | 0 | 0 | 0 | 0 | 0 | 0 | 0 | 0 | 0 | 1 | 0 | 0 | 0 | 0 | 9957.0164
2025-10-19 | 8164.217 | 2.6 | 0 | 1 | 0 | 0 | 0 | 0 | 0 | 0 | 0 | 0 | 0 | 0 | 0 | 0 | 0 | 0 | 0 | 0 | 0 | 0 | 0 | 0 | 1 | 0 | 0 | 0 | 9662.9318
2025-10-19 | 6515.703 | 3 | 0 | 1 | 0 | 0 | 0 | 0 | 0 | 0 | 0 | 0 | 0 | 0 | 0 | 0 | 0 | 0 | 0 | 0 | 0 | 0 | 0 | 0 | 0 | 1 | 0 | 0 | 8756.9819
2025-10-19 | 5468.989 | 3.2 | 0 | 1 | 0 | 0 | 0 | 0 | 0 | 0 | 0 | 0 | 0 | 0 | 0 | 0 | 0 | 0 | 0 | 0 | 0 | 0 | 0 | 0 | 0 | 0 | 1 | 0 | 7627.6438
2025-10-19 | 4727.702 | 3.7 | 0 | 1 | 0 | 0 | 0 | 0 | 0 | 0 | 0 | 0 | 0 | 0 | 0 | 0 | 0 | 0 | 0 | 0 | 0 | 0 | 0 | 0 | 0 | 0 | 0 | 1 | 6702.8536
2025-10-20 | 6242.528 | 4.7 | 0 | 0 | 1 | 0 | 0 | 0 | 0 | 0 | 0 | 0 | 0 | 0 | 0 | 0 | 0 | 0 | 0 | 0 | 0 | 0 | 0 | 0 | 0 | 0 | 0 | 0 | 5685.5992
2025-10-20 | 5209.21 | 5.5 | 0 | 0 | 0 | 1 | 0 | 0 | 0 | 0 | 0 | 0 | 0 | 0 | 0 | 0 | 0 | 0 | 0 | 0 | 0 | 0 | 0 | 0 | 0 | 0 | 0 | 0 | 5402.1979
2025-10-20 | 4983.728 | 5.9 | 0 | 0 | 0 | 0 | 1 | 0 | 0 | 0 | 0 | 0 | 0 | 0 | 0 | 0 | 0 | 0 | 0 | 0 | 0 | 0 | 0 | 0 | 0 | 0 | 0 | 0 | 5241.6307
2025-10-20 | 5002.923 | 6.5 | 0 | 0 | 0 | 0 | 0 | 1 | 0 | 0 | 0 | 0 | 0 | 0 | 0 | 0 | 0 | 0 | 0 | 0 | 0 | 0 | 0 | 0 | 0 | 0 | 0 | 0 | 5298.4928
2025-10-20 | 5329.637 | 6.9 | 0 | 0 | 0 | 0 | 0 | 0 | 1 | 0 | 0 | 0 | 0 | 0 | 0 | 0 | 0 | 0 | 0 | 0 | 0 | 0 | 0 | 0 | 0 | 0 | 0 | 0 | 5547.3239
2025-10-20 | 6067.164 | 7.1 | 0 | 0 | 0 | 0 | 0 | 0 | 0 | 1 | 0 | 0 | 0 | 0 | 0 | 0 | 0 | 0 | 0 | 0 | 0 | 0 | 0 | 0 | 0 | 0 | 0 | 0 | 6118.9432
2025-10-20 | 6984.597 | 7.1 | 0 | 0 | 0 | 0 | 0 | 0 | 0 | 0 | 1 | 0 | 0 | 0 | 0 | 0 | 0 | 0 | 0 | 0 | 0 | 0 | 0 | 0 | 0 | 0 | 0 | 0 | 6894.8963
2025-10-20 | 7335.071 | 7.1 | 0 | 0 | 0 | 0 | 0 | 0 | 0 | 0 | 0 | 1 | 0 | 0 | 0 | 0 | 0 | 0 | 0 | 0 | 0 | 0 | 0 | 0 | 0 | 0 | 0 | 0 | 7562.5356
2025-10-20 | 7357.28 | 6.8 | 0 | 0 | 0 | 0 | 0 | 0 | 0 | 0 | 0 | 0 | 1 | 0 | 0 | 0 | 0 | 0 | 0 | 0 | 0 | 0 | 0 | 0 | 0 | 0 | 0 | 0 | 7854.3554
2025-10-20 | 7467.992 | 6.8 | 0 | 0 | 0 | 0 | 0 | 0 | 0 | 0 | 0 | 0 | 0 | 1 | 0 | 0 | 0 | 0 | 0 | 0 | 0 | 0 | 0 | 0 | 0 | 0 | 0 | 0 | 7967.4895
2025-10-20 | 7501.68 | 5.3 | 0 | 0 | 0 | 0 | 0 | 0 | 0 | 0 | 0 | 0 | 0 | 0 | 1 | 0 | 0 | 0 | 0 | 0 | 0 | 0 | 0 | 0 | 0 | 0 | 0 | 0 | 7783.5789
2025-10-20 | 7361.824 | 4.2 | 0 | 0 | 0 | 0 | 0 | 0 | 0 | 0 | 0 | 0 | 0 | 0 | 0 | 1 | 0 | 0 | 0 | 0 | 0 | 0 | 0 | 0 | 0 | 0 | 0 | 0 | 7706.9106
2025-10-20 | 7482.766 | 3.1 | 0 | 0 | 0 | 0 | 0 | 0 | 0 | 0 | 0 | 0 | 0 | 0 | 0 | 0 | 1 | 0 | 0 | 0 | 0 | 0 | 0 | 0 | 0 | 0 | 0 | 0 | 7429.4399
2025-10-20 | 7167.666 | 2.6 | 0 | 0 | 0 | 0 | 0 | 0 | 0 | 0 | 0 | 0 | 0 | 0 | 0 | 0 | 0 | 1 | 0 | 0 | 0 | 0 | 0 | 0 | 0 | 0 | 0 | 0 | 7266.3724
2025-10-20 | 7505.161 | 2.2 | 0 | 0 | 0 | 0 | 0 | 0 | 0 | 0 | 0 | 0 | 0 | 0 | 0 | 0 | 0 | 0 | 1 | 0 | 0 | 0 | 0 | 0 | 0 | 0 | 0 | 0 | 7383.6552
2025-10-20 | 8437.752 | 3.5 | 0 | 0 | 0 | 0 | 0 | 0 | 0 | 0 | 0 | 0 | 0 | 0 | 0 | 0 | 0 | 0 | 0 | 1 | 0 | 0 | 0 | 0 | 0 | 0 | 0 | 0 | 8297.6052
2025-10-20 | 9702.904 | 3.8 | 0 | 0 | 0 | 0 | 0 | 0 | 0 | 0 | 0 | 0 | 0 | 0 | 0 | 0 | 0 | 0 | 0 | 0 | 1 | 0 | 0 | 0 | 0 | 0 | 0 | 0 | 9380.587
2025-10-20 | 9988.026 | 4.4 | 0 | 0 | 0 | 0 | 0 | 0 | 0 | 0 | 0 | 0 | 0 | 0 | 0 | 0 | 0 | 0 | 0 | 0 | 0 | 1 | 0 | 0 | 0 | 0 | 0 | 0 | 9974.5155
2025-10-20 | 10308.281 | 5.9 | 0 | 0 | 0 | 0 | 0 | 0 | 0 | 0 | 0 | 0 | 0 | 0 | 0 | 0 | 0 | 0 | 0 | 0 | 0 | 0 | 1 | 0 | 0 | 0 | 0 | 0 | 10211.2293
2025-10-20 | 9911.563 | 7.2 | 0 | 0 | 0 | 0 | 0 | 0 | 0 | 0 | 0 | 0 | 0 | 0 | 0 | 0 | 0 | 0 | 0 | 0 | 0 | 0 | 0 | 1 | 0 | 0 | 0 | 0 | 10342.0788
2025-10-20 | 9181.781 | 8.5 | 0 | 0 | 0 | 0 | 0 | 0 | 0 | 0 | 0 | 0 | 0 | 0 | 0 | 0 | 0 | 0 | 0 | 0 | 0 | 0 | 0 | 0 | 1 | 0 | 0 | 0 | 10184.1814
2025-10-20 | 8266.598 | 9.6 | 0 | 0 | 0 | 0 | 0 | 0 | 0 | 0 | 0 | 0 | 0 | 0 | 0 | 0 | 0 | 0 | 0 | 0 | 0 | 0 | 0 | 0 | 0 | 1 | 0 | 0 | 9397.3954
2025-10-20 | 7305.503 | 9.8 | 0 | 0 | 0 | 0 | 0 | 0 | 0 | 0 | 0 | 0 | 0 | 0 | 0 | 0 | 0 | 0 | 0 | 0 | 0 | 0 | 0 | 0 | 0 | 0 | 1 | 0 | 8268.0572
2025-10-20 | 6400.761 | 9.8 | 0 | 0 | 0 | 0 | 0 | 0 | 0 | 0 | 0 | 0 | 0 | 0 | 0 | 0 | 0 | 0 | 0 | 0 | 0 | 0 | 0 | 0 | 0 | 0 | 0 | 1 | 7258.15
2025-10-21 | 5903.896 | 11.2 | 0 | 0 | 1 | 0 | 0 | 0 | 0 | 0 | 0 | 0 | 0 | 0 | 0 | 0 | 0 | 0 | 0 | 0 | 0 | 0 | 0 | 0 | 0 | 0 | 0 | 0 | 6792.1206
2025-10-21 | 5533.867 | 10.5 | 0 | 0 | 0 | 1 | 0 | 0 | 0 | 0 | 0 | 0 | 0 | 0 | 0 | 0 | 0 | 0 | 0 | 0 | 0 | 0 | 0 | 0 | 0 | 0 | 0 | 0 | 6253.3682
2025-10-21 | 5406.228 | 11.5 | 0 | 0 | 0 | 0 | 1 | 0 | 0 | 0 | 0 | 0 | 0 | 0 | 0 | 0 | 0 | 0 | 0 | 0 | 0 | 0 | 0 | 0 | 0 | 0 | 0 | 0 | 6194.9414
2025-10-21 | 5502.391 | 11.1 | 0 | 0 | 0 | 0 | 0 | 1 | 0 | 0 | 0 | 0 | 0 | 0 | 0 | 0 | 0 | 0 | 0 | 0 | 0 | 0 | 0 | 0 | 0 | 0 | 0 | 0 | 6081.5695
2025-10-21 | 5981.946 | 11.2 | 0 | 0 | 0 | 0 | 0 | 0 | 1 | 0 | 0 | 0 | 0 | 0 | 0 | 0 | 0 | 0 | 0 | 0 | 0 | 0 | 0 | 0 | 0 | 0 | 0 | 0 | 6279.3303
2025-10-21 | 6799.275 | 12.9 | 0 | 0 | 0 | 0 | 0 | 0 | 0 | 1 | 0 | 0 | 0 | 0 | 0 | 0 | 0 | 0 | 0 | 0 | 0 | 0 | 0 | 0 | 0 | 0 | 0 | 0 | 7106.3007
2025-10-21 | 7706.617 | 8.9 | 0 | 0 | 0 | 0 | 0 | 0 | 0 | 0 | 1 | 0 | 0 | 0 | 0 | 0 | 0 | 0 | 0 | 0 | 0 | 0 | 0 | 0 | 0 | 0 | 0 | 0 | 7201.3176
2025-10-21 | 7723.626 | 7.4 | 0 | 0 | 0 | 0 | 0 | 0 | 0 | 0 | 0 | 1 | 0 | 0 | 0 | 0 | 0 | 0 | 0 | 0 | 0 | 0 | 0 | 0 | 0 | 0 | 0 | 0 | 7613.6058
2025-10-21 | 7318.987 | 5.4 | 0 | 0 | 0 | 0 | 0 | 0 | 0 | 0 | 0 | 0 | 1 | 0 | 0 | 0 | 0 | 0 | 0 | 0 | 0 | 0 | 0 | 0 | 0 | 0 | 0 | 0 | 7616.0277
2025-10-21 | 7139.688 | 5.3 | 0 | 0 | 0 | 0 | 0 | 0 | 0 | 0 | 0 | 0 | 0 | 1 | 0 | 0 | 0 | 0 | 0 | 0 | 0 | 0 | 0 | 0 | 0 | 0 | 0 | 0 | 7712.1384
2025-10-21 | 7316.499 | 5.1 | 0 | 0 | 0 | 0 | 0 | 0 | 0 | 0 | 0 | 0 | 0 | 0 | 1 | 0 | 0 | 0 | 0 | 0 | 0 | 0 | 0 | 0 | 0 | 0 | 0 | 0 | 7749.5321
2025-10-21 | 7400.339 | 3.3 | 0 | 0 | 0 | 0 | 0 | 0 | 0 | 0 | 0 | 0 | 0 | 0 | 0 | 1 | 0 | 0 | 0 | 0 | 0 | 0 | 0 | 0 | 0 | 0 | 0 | 0 | 7553.7
2025-10-21 | 7401.559 | 3.2 | 0 | 0 | 0 | 0 | 0 | 0 | 0 | 0 | 0 | 0 | 0 | 0 | 0 | 0 | 1 | 0 | 0 | 0 | 0 | 0 | 0 | 0 | 0 | 0 | 0 | 0 | 7446.4633
2025-10-21 | 7303.04 | 3 | 0 | 0 | 0 | 0 | 0 | 0 | 0 | 0 | 0 | 0 | 0 | 0 | 0 | 0 | 0 | 1 | 0 | 0 | 0 | 0 | 0 | 0 | 0 | 0 | 0 | 0 | 7334.466
2025-10-21 | 7677.836 | 2.7 | 0 | 0 | 0 | 0 | 0 | 0 | 0 | 0 | 0 | 0 | 0 | 0 | 0 | 0 | 0 | 0 | 1 | 0 | 0 | 0 | 0 | 0 | 0 | 0 | 0 | 0 | 7468.7722
2025-10-21 | 8466.574 | 2.5 | 0 | 0 | 0 | 0 | 0 | 0 | 0 | 0 | 0 | 0 | 0 | 0 | 0 | 0 | 0 | 0 | 0 | 1 | 0 | 0 | 0 | 0 | 0 | 0 | 0 | 0 | 8127.3711
2025-10-21 | 9584.596 | 3.3 | 0 | 0 | 0 | 0 | 0 | 0 | 0 | 0 | 0 | 0 | 0 | 0 | 0 | 0 | 0 | 0 | 0 | 0 | 1 | 0 | 0 | 0 | 0 | 0 | 0 | 0 | 9295.4699
2025-10-21 | 10084.241 | 3.9 | 0 | 0 | 0 | 0 | 0 | 0 | 0 | 0 | 0 | 0 | 0 | 0 | 0 | 0 | 0 | 0 | 0 | 0 | 0 | 1 | 0 | 0 | 0 | 0 | 0 | 0 | 9889.3985
2025-10-21 | 10185.647 | 5.3 | 0 | 0 | 0 | 0 | 0 | 0 | 0 | 0 | 0 | 0 | 0 | 0 | 0 | 0 | 0 | 0 | 0 | 0 | 0 | 0 | 1 | 0 | 0 | 0 | 0 | 0 | 10109.0889
2025-10-21 | 9970.702 | 4.9 | 0 | 0 | 0 | 0 | 0 | 0 | 0 | 0 | 0 | 0 | 0 | 0 | 0 | 0 | 0 | 0 | 0 | 0 | 0 | 0 | 0 | 1 | 0 | 0 | 0 | 0 | 9950.5404
2025-10-21 | 9261.159 | 7.1 | 0 | 0 | 0 | 0 | 0 | 0 | 0 | 0 | 0 | 0 | 0 | 0 | 0 | 0 | 0 | 0 | 0 | 0 | 0 | 0 | 0 | 0 | 1 | 0 | 0 | 0 | 9945.8537
2025-10-21 | 8011.783 | 7.6 | 0 | 0 | 0 | 0 | 0 | 0 | 0 | 0 | 0 | 0 | 0 | 0 | 0 | 0 | 0 | 0 | 0 | 0 | 0 | 0 | 0 | 0 | 0 | 1 | 0 | 0 | 9056.9273
2025-10-21 | 6949.35 | 9 | 0 | 0 | 0 | 0 | 0 | 0 | 0 | 0 | 0 | 0 | 0 | 0 | 0 | 0 | 0 | 0 | 0 | 0 | 0 | 0 | 0 | 0 | 0 | 0 | 1 | 0 | 8131.8699
2025-10-21 | 6091.98 | 8.1 | 0 | 0 | 0 | 0 | 0 | 0 | 0 | 0 | 0 | 0 | 0 | 0 | 0 | 0 | 0 | 0 | 0 | 0 | 0 | 0 | 0 | 0 | 0 | 0 | 0 | 1 | 6968.7521
2025-10-22 | 5684.289 | 8.9 | 0 | 0 | 1 | 0 | 0 | 0 | 0 | 0 | 0 | 0 | 0 | 0 | 0 | 0 | 0 | 0 | 0 | 0 | 0 | 0 | 0 | 0 | 0 | 0 | 0 | 0 | 6400.5823
2025-10-22 | 5343.742 | 9.6 | 0 | 0 | 0 | 1 | 0 | 0 | 0 | 0 | 0 | 0 | 0 | 0 | 0 | 0 | 0 | 0 | 0 | 0 | 0 | 0 | 0 | 0 | 0 | 0 | 0 | 0 | 6100.1575
2025-10-22 | 5165.823 | 9.7 | 0 | 0 | 0 | 0 | 1 | 0 | 0 | 0 | 0 | 0 | 0 | 0 | 0 | 0 | 0 | 0 | 0 | 0 | 0 | 0 | 0 | 0 | 0 | 0 | 0 | 0 | 5888.5201
2025-10-22 | 5222.299 | 10.3 | 0 | 0 | 0 | 0 | 0 | 1 | 0 | 0 | 0 | 0 | 0 | 0 | 0 | 0 | 0 | 0 | 0 | 0 | 0 | 0 | 0 | 0 | 0 | 0 | 0 | 0 | 5945.3822
2025-10-22 | 5592.82 | 11.3 | 0 | 0 | 0 | 0 | 0 | 0 | 1 | 0 | 0 | 0 | 0 | 0 | 0 | 0 | 0 | 0 | 0 | 0 | 0 | 0 | 0 | 0 | 0 | 0 | 0 | 0 | 6296.3537
2025-10-22 | 6369.797 | 11.6 | 0 | 0 | 0 | 0 | 0 | 0 | 0 | 1 | 0 | 0 | 0 | 0 | 0 | 0 | 0 | 0 | 0 | 0 | 0 | 0 | 0 | 0 | 0 | 0 | 0 | 0 | 6884.9965
2025-10-22 | 7339.725 | 12 | 0 | 0 | 0 | 0 | 0 | 0 | 0 | 0 | 1 | 0 | 0 | 0 | 0 | 0 | 0 | 0 | 0 | 0 | 0 | 0 | 0 | 0 | 0 | 0 | 0 | 0 | 7729.0432
2025-10-22 | 7707.236 | 11.5 | 0 | 0 | 0 | 0 | 0 | 0 | 0 | 0 | 0 | 1 | 0 | 0 | 0 | 0 | 0 | 0 | 0 | 0 | 0 | 0 | 0 | 0 | 0 | 0 | 0 | 0 | 8311.5655
2025-10-22 | 7447.908 | 11.1 | 0 | 0 | 0 | 0 | 0 | 0 | 0 | 0 | 0 | 0 | 1 | 0 | 0 | 0 | 0 | 0 | 0 | 0 | 0 | 0 | 0 | 0 | 0 | 0 | 0 | 0 | 8586.3619
2025-10-22 | 7326.783 | 10 | 0 | 0 | 0 | 0 | 0 | 0 | 0 | 0 | 0 | 0 | 0 | 1 | 0 | 0 | 0 | 0 | 0 | 0 | 0 | 0 | 0 | 0 | 0 | 0 | 0 | 0 | 8512.2385
2025-10-22 | 7315.312 | 8.8 | 0 | 0 | 0 | 0 | 0 | 0 | 0 | 0 | 0 | 0 | 0 | 0 | 1 | 0 | 0 | 0 | 0 | 0 | 0 | 0 | 0 | 0 | 0 | 0 | 0 | 0 | 8379.3981
2025-10-22 | 7382.091 | 7.5 | 0 | 0 | 0 | 0 | 0 | 0 | 0 | 0 | 0 | 0 | 0 | 0 | 0 | 1 | 0 | 0 | 0 | 0 | 0 | 0 | 0 | 0 | 0 | 0 | 0 | 0 | 8268.683
2025-10-22 | 7111.155 | 7.2 | 0 | 0 | 0 | 0 | 0 | 0 | 0 | 0 | 0 | 0 | 0 | 0 | 0 | 0 | 1 | 0 | 0 | 0 | 0 | 0 | 0 | 0 | 0 | 0 | 0 | 0 | 8127.3995
2025-10-22 | 7011.561 | 7.1 | 0 | 0 | 0 | 0 | 0 | 0 | 0 | 0 | 0 | 0 | 0 | 0 | 0 | 0 | 0 | 1 | 0 | 0 | 0 | 0 | 0 | 0 | 0 | 0 | 0 | 0 | 8032.4256
2025-10-22 | 7492.782 | 8.8 | 0 | 0 | 0 | 0 | 0 | 0 | 0 | 0 | 0 | 0 | 0 | 0 | 0 | 0 | 0 | 0 | 1 | 0 | 0 | 0 | 0 | 0 | 0 | 0 | 0 | 0 | 8507.1999
2025-10-22 | 9014.331 | 8.6 | 0 | 0 | 0 | 0 | 0 | 0 | 0 | 0 | 0 | 0 | 0 | 0 | 0 | 0 | 0 | 0 | 0 | 1 | 0 | 0 | 0 | 0 | 0 | 0 | 0 | 0 | 9165.7989
2025-10-22 | 10413.963 | 8.8 | 0 | 0 | 0 | 0 | 0 | 0 | 0 | 0 | 0 | 0 | 0 | 0 | 0 | 0 | 0 | 0 | 0 | 0 | 1 | 0 | 0 | 0 | 0 | 0 | 0 | 0 | 10231.7573
2025-10-22 | 10387.653 | 9.2 | 0 | 0 | 0 | 0 | 0 | 0 | 0 | 0 | 0 | 0 | 0 | 0 | 0 | 0 | 0 | 0 | 0 | 0 | 0 | 1 | 0 | 0 | 0 | 0 | 0 | 0 | 10791.639
2025-10-22 | 10445.379 | 10.8 | 0 | 0 | 0 | 0 | 0 | 0 | 0 | 0 | 0 | 0 | 0 | 0 | 0 | 0 | 0 | 0 | 0 | 0 | 0 | 0 | 1 | 0 | 0 | 0 | 0 | 0 | 11045.3762
2025-10-22 | 10190.242 | 11.3 | 0 | 0 | 0 | 0 | 0 | 0 | 0 | 0 | 0 | 0 | 0 | 0 | 0 | 0 | 0 | 0 | 0 | 0 | 0 | 0 | 0 | 1 | 0 | 0 | 0 | 0 | 11040.0384
2025-10-22 | 9506.503 | 11.2 | 0 | 0 | 0 | 0 | 0 | 0 | 0 | 0 | 0 | 0 | 0 | 0 | 0 | 0 | 0 | 0 | 0 | 0 | 0 | 0 | 0 | 0 | 1 | 0 | 0 | 0 | 10643.8134
2025-10-22 | 8279.043 | 11.7 | 0 | 0 | 0 | 0 | 0 | 0 | 0 | 0 | 0 | 0 | 0 | 0 | 0 | 0 | 0 | 0 | 0 | 0 | 0 | 0 | 0 | 0 | 0 | 1 | 0 | 0 | 9754.8869
2025-10-22 | 7208.548 | 11.8 | 0 | 0 | 0 | 0 | 0 | 0 | 0 | 0 | 0 | 0 | 0 | 0 | 0 | 0 | 0 | 0 | 0 | 0 | 0 | 0 | 0 | 0 | 0 | 0 | 1 | 0 | 8608.5253
2025-10-22 | 6392.198 | 11.2 | 0 | 0 | 0 | 0 | 0 | 0 | 0 | 0 | 0 | 0 | 0 | 0 | 0 | 0 | 0 | 0 | 0 | 0 | 0 | 0 | 0 | 0 | 0 | 0 | 0 | 1 | 7496.4777
2025-10-23 | 6041.842 | 11.4 | 0 | 0 | 1 | 0 | 0 | 0 | 0 | 0 | 0 | 0 | 0 | 0 | 0 | 0 | 0 | 0 | 0 | 0 | 0 | 0 | 0 | 0 | 0 | 0 | 0 | 0 | 6826.1674
2025-10-23 | 5701.436 | 11.3 | 0 | 0 | 0 | 1 | 0 | 0 | 0 | 0 | 0 | 0 | 0 | 0 | 0 | 0 | 0 | 0 | 0 | 0 | 0 | 0 | 0 | 0 | 0 | 0 | 0 | 0 | 6389.5554
2025-10-23 | 5596.091 | 10.8 | 0 | 0 | 0 | 0 | 1 | 0 | 0 | 0 | 0 | 0 | 0 | 0 | 0 | 0 | 0 | 0 | 0 | 0 | 0 | 0 | 0 | 0 | 0 | 0 | 0 | 0 | 6075.7776
2025-10-23 | 5769.022 | 11.2 | 0 | 0 | 0 | 0 | 0 | 1 | 0 | 0 | 0 | 0 | 0 | 0 | 0 | 0 | 0 | 0 | 0 | 0 | 0 | 0 | 0 | 0 | 0 | 0 | 0 | 0 | 6098.5929
2025-10-23 | 6205.592 | 11.3 | 0 | 0 | 0 | 0 | 0 | 0 | 1 | 0 | 0 | 0 | 0 | 0 | 0 | 0 | 0 | 0 | 0 | 0 | 0 | 0 | 0 | 0 | 0 | 0 | 0 | 0 | 6296.3537
2025-10-23 | 7004.035 | 11 | 0 | 0 | 0 | 0 | 0 | 0 | 0 | 1 | 0 | 0 | 0 | 0 | 0 | 0 | 0 | 0 | 0 | 0 | 0 | 0 | 0 | 0 | 0 | 0 | 0 | 0 | 6782.856
2025-10-23 | 7943.063 | 11.2 | 0 | 0 | 0 | 0 | 0 | 0 | 0 | 0 | 1 | 0 | 0 | 0 | 0 | 0 | 0 | 0 | 0 | 0 | 0 | 0 | 0 | 0 | 0 | 0 | 0 | 0 | 7592.8559
2025-10-23 | 8041.031 | 10.7 | 0 | 0 | 0 | 0 | 0 | 0 | 0 | 0 | 0 | 1 | 0 | 0 | 0 | 0 | 0 | 0 | 0 | 0 | 0 | 0 | 0 | 0 | 0 | 0 | 0 | 0 | 8175.3782
2025-10-23 | 7670.749 | 9.4 | 0 | 0 | 0 | 0 | 0 | 0 | 0 | 0 | 0 | 0 | 1 | 0 | 0 | 0 | 0 | 0 | 0 | 0 | 0 | 0 | 0 | 0 | 0 | 0 | 0 | 0 | 8296.964
2025-10-23 | 7386.101 | 7.8 | 0 | 0 | 0 | 0 | 0 | 0 | 0 | 0 | 0 | 0 | 0 | 1 | 0 | 0 | 0 | 0 | 0 | 0 | 0 | 0 | 0 | 0 | 0 | 0 | 0 | 0 | 8137.7236
2025-10-23 | 7291.654 | 6.9 | 0 | 0 | 0 | 0 | 0 | 0 | 0 | 0 | 0 | 0 | 0 | 0 | 1 | 0 | 0 | 0 | 0 | 0 | 0 | 0 | 0 | 0 | 0 | 0 | 0 | 0 | 8055.9534
2025-10-23 | 7358.188 | 5.6 | 0 | 0 | 0 | 0 | 0 | 0 | 0 | 0 | 0 | 0 | 0 | 0 | 0 | 1 | 0 | 0 | 0 | 0 | 0 | 0 | 0 | 0 | 0 | 0 | 0 | 0 | 7945.2383
2025-10-23 | 7218.793 | 6.8 | 0 | 0 | 0 | 0 | 0 | 0 | 0 | 0 | 0 | 0 | 0 | 0 | 0 | 0 | 1 | 0 | 0 | 0 | 0 | 0 | 0 | 0 | 0 | 0 | 0 | 0 | 8059.3059
2025-10-23 | 7020.709 | 8.4 | 0 | 0 | 0 | 0 | 0 | 0 | 0 | 0 | 0 | 0 | 0 | 0 | 0 | 0 | 0 | 1 | 0 | 0 | 0 | 0 | 0 | 0 | 0 | 0 | 0 | 0 | 8253.7299
2025-10-23 | 7418.872 | 6.4 | 0 | 0 | 0 | 0 | 0 | 0 | 0 | 0 | 0 | 0 | 0 | 0 | 0 | 0 | 0 | 0 | 1 | 0 | 0 | 0 | 0 | 0 | 0 | 0 | 0 | 0 | 8098.6382
2025-10-23 | 8271.131 | 7.3 | 0 | 0 | 0 | 0 | 0 | 0 | 0 | 0 | 0 | 0 | 0 | 0 | 0 | 0 | 0 | 0 | 0 | 1 | 0 | 0 | 0 | 0 | 0 | 0 | 0 | 0 | 8944.4946
2025-10-23 | 9628.053 | 8.1 | 0 | 0 | 0 | 0 | 0 | 0 | 0 | 0 | 0 | 0 | 0 | 0 | 0 | 0 | 0 | 0 | 0 | 0 | 1 | 0 | 0 | 0 | 0 | 0 | 0 | 0 | 10112.5934
2025-10-23 | 10002.525 | 8.2 | 0 | 0 | 0 | 0 | 0 | 0 | 0 | 0 | 0 | 0 | 0 | 0 | 0 | 0 | 0 | 0 | 0 | 0 | 0 | 1 | 0 | 0 | 0 | 0 | 0 | 0 | 10621.4049
2025-10-23 | 10283.769 | 9.3 | 0 | 0 | 0 | 0 | 0 | 0 | 0 | 0 | 0 | 0 | 0 | 0 | 0 | 0 | 0 | 0 | 0 | 0 | 0 | 0 | 1 | 0 | 0 | 0 | 0 | 0 | 10790.0251
2025-10-23 | 10175.696 | 9.8 | 0 | 0 | 0 | 0 | 0 | 0 | 0 | 0 | 0 | 0 | 0 | 0 | 0 | 0 | 0 | 0 | 0 | 0 | 0 | 0 | 0 | 1 | 0 | 0 | 0 | 0 | 10784.6873
2025-10-23 | 9535.147 | 10.3 | 0 | 0 | 0 | 0 | 0 | 0 | 0 | 0 | 0 | 0 | 0 | 0 | 0 | 0 | 0 | 0 | 0 | 0 | 0 | 0 | 0 | 0 | 1 | 0 | 0 | 0 | 10490.6027
2025-10-23 | 8406.371 | 11.1 | 0 | 0 | 0 | 0 | 0 | 0 | 0 | 0 | 0 | 0 | 0 | 0 | 0 | 0 | 0 | 0 | 0 | 0 | 0 | 0 | 0 | 0 | 0 | 1 | 0 | 0 | 9652.7465
2025-10-23 | 7317.634 | 11.3 | 0 | 0 | 0 | 0 | 0 | 0 | 0 | 0 | 0 | 0 | 0 | 0 | 0 | 0 | 0 | 0 | 0 | 0 | 0 | 0 | 0 | 0 | 0 | 0 | 1 | 0 | 8523.4083
2025-10-23 | 6460.597 | 11.9 | 0 | 0 | 0 | 0 | 0 | 0 | 0 | 0 | 0 | 0 | 0 | 0 | 0 | 0 | 0 | 0 | 0 | 0 | 0 | 0 | 0 | 0 | 0 | 0 | 0 | 1 | 7615.6415
2025-10-24 | 6137.025 | 11.4 | 0 | 0 | 1 | 0 | 0 | 0 | 0 | 0 | 0 | 0 | 0 | 0 | 0 | 0 | 0 | 0 | 0 | 0 | 0 | 0 | 0 | 0 | 0 | 0 | 0 | 0 | 6826.1674
2025-10-24 | 5843.509 | 11.5 | 0 | 0 | 0 | 1 | 0 | 0 | 0 | 0 | 0 | 0 | 0 | 0 | 0 | 0 | 0 | 0 | 0 | 0 | 0 | 0 | 0 | 0 | 0 | 0 | 0 | 0 | 6423.6023
2025-10-24 | 5662.667 | 11.8 | 0 | 0 | 0 | 0 | 1 | 0 | 0 | 0 | 0 | 0 | 0 | 0 | 0 | 0 | 0 | 0 | 0 | 0 | 0 | 0 | 0 | 0 | 0 | 0 | 0 | 0 | 6246.0116
2025-10-24 | 5702.731 | 11.8 | 0 | 0 | 0 | 0 | 0 | 1 | 0 | 0 | 0 | 0 | 0 | 0 | 0 | 0 | 0 | 0 | 0 | 0 | 0 | 0 | 0 | 0 | 0 | 0 | 0 | 0 | 6200.7333
2025-10-24 | 6085.658 | 12 | 0 | 0 | 0 | 0 | 0 | 0 | 1 | 0 | 0 | 0 | 0 | 0 | 0 | 0 | 0 | 0 | 0 | 0 | 0 | 0 | 0 | 0 | 0 | 0 | 0 | 0 | 6415.5176
2025-10-24 | 6751.713 | 12 | 0 | 0 | 0 | 0 | 0 | 0 | 0 | 1 | 0 | 0 | 0 | 0 | 0 | 0 | 0 | 0 | 0 | 0 | 0 | 0 | 0 | 0 | 0 | 0 | 0 | 0 | 6953.0901
2025-10-24 | 7607.412 | 11.6 | 0 | 0 | 0 | 0 | 0 | 0 | 0 | 0 | 1 | 0 | 0 | 0 | 0 | 0 | 0 | 0 | 0 | 0 | 0 | 0 | 0 | 0 | 0 | 0 | 0 | 0 | 7660.9496
2025-10-24 | 8286.383 | 11.7 | 0 | 0 | 0 | 0 | 0 | 0 | 0 | 0 | 0 | 1 | 0 | 0 | 0 | 0 | 0 | 0 | 0 | 0 | 0 | 0 | 0 | 0 | 0 | 0 | 0 | 0 | 8345.6123
2025-10-24 | 8253.178 | 10.9 | 0 | 0 | 0 | 0 | 0 | 0 | 0 | 0 | 0 | 0 | 1 | 0 | 0 | 0 | 0 | 0 | 0 | 0 | 0 | 0 | 0 | 0 | 0 | 0 | 0 | 0 | 8552.315
2025-10-24 | 8055.277 | 9.8 | 0 | 0 | 0 | 0 | 0 | 0 | 0 | 0 | 0 | 0 | 0 | 1 | 0 | 0 | 0 | 0 | 0 | 0 | 0 | 0 | 0 | 0 | 0 | 0 | 0 | 0 | 8478.1917
2025-10-24 | 7976.836 | 8.6 | 0 | 0 | 0 | 0 | 0 | 0 | 0 | 0 | 0 | 0 | 0 | 0 | 1 | 0 | 0 | 0 | 0 | 0 | 0 | 0 | 0 | 0 | 0 | 0 | 0 | 0 | 8345.3513
2025-10-24 | 7969.867 | 7.5 | 0 | 0 | 0 | 0 | 0 | 0 | 0 | 0 | 0 | 0 | 0 | 0 | 0 | 1 | 0 | 0 | 0 | 0 | 0 | 0 | 0 | 0 | 0 | 0 | 0 | 0 | 8268.683
2025-10-24 | 7754.616 | 7 | 0 | 0 | 0 | 0 | 0 | 0 | 0 | 0 | 0 | 0 | 0 | 0 | 0 | 0 | 1 | 0 | 0 | 0 | 0 | 0 | 0 | 0 | 0 | 0 | 0 | 0 | 8093.3527
2025-10-24 | 7719.734 | 6.2 | 0 | 0 | 0 | 0 | 0 | 0 | 0 | 0 | 0 | 0 | 0 | 0 | 0 | 0 | 0 | 1 | 0 | 0 | 0 | 0 | 0 | 0 | 0 | 0 | 0 | 0 | 7879.215
2025-10-24 | 7856.515 | 7.1 | 0 | 0 | 0 | 0 | 0 | 0 | 0 | 0 | 0 | 0 | 0 | 0 | 0 | 0 | 0 | 0 | 1 | 0 | 0 | 0 | 0 | 0 | 0 | 0 | 0 | 0 | 8217.802
2025-10-24 | 8452.387 | 6.7 | 0 | 0 | 0 | 0 | 0 | 0 | 0 | 0 | 0 | 0 | 0 | 0 | 0 | 0 | 0 | 0 | 0 | 1 | 0 | 0 | 0 | 0 | 0 | 0 | 0 | 0 | 8842.3542
2025-10-24 | 9524.963 | 8.1 | 0 | 0 | 0 | 0 | 0 | 0 | 0 | 0 | 0 | 0 | 0 | 0 | 0 | 0 | 0 | 0 | 0 | 0 | 1 | 0 | 0 | 0 | 0 | 0 | 0 | 0 | 10112.5934
2025-10-24 | 9962.304 | 8.9 | 0 | 0 | 0 | 0 | 0 | 0 | 0 | 0 | 0 | 0 | 0 | 0 | 0 | 0 | 0 | 0 | 0 | 0 | 0 | 1 | 0 | 0 | 0 | 0 | 0 | 0 | 10740.5688
2025-10-24 | 10069.59 | 9.9 | 0 | 0 | 0 | 0 | 0 | 0 | 0 | 0 | 0 | 0 | 0 | 0 | 0 | 0 | 0 | 0 | 0 | 0 | 0 | 0 | 1 | 0 | 0 | 0 | 0 | 0 | 10892.1655
2025-10-24 | 9915.154 | 9.3 | 0 | 0 | 0 | 0 | 0 | 0 | 0 | 0 | 0 | 0 | 0 | 0 | 0 | 0 | 0 | 0 | 0 | 0 | 0 | 0 | 0 | 1 | 0 | 0 | 0 | 0 | 10699.5703
2025-10-24 | 9262.385 | 10.5 | 0 | 0 | 0 | 0 | 0 | 0 | 0 | 0 | 0 | 0 | 0 | 0 | 0 | 0 | 0 | 0 | 0 | 0 | 0 | 0 | 0 | 0 | 1 | 0 | 0 | 0 | 10524.6495
2025-10-24 | 8541.266 | 10.8 | 0 | 0 | 0 | 0 | 0 | 0 | 0 | 0 | 0 | 0 | 0 | 0 | 0 | 0 | 0 | 0 | 0 | 0 | 0 | 0 | 0 | 0 | 0 | 1 | 0 | 0 | 9601.6763
2025-10-24 | 7828.004 | 11.5 | 0 | 0 | 0 | 0 | 0 | 0 | 0 | 0 | 0 | 0 | 0 | 0 | 0 | 0 | 0 | 0 | 0 | 0 | 0 | 0 | 0 | 0 | 0 | 0 | 1 | 0 | 8557.4551
2025-10-24 | 7000.615 | 13.2 | 0 | 0 | 0 | 0 | 0 | 0 | 0 | 0 | 0 | 0 | 0 | 0 | 0 | 0 | 0 | 0 | 0 | 0 | 0 | 0 | 0 | 0 | 0 | 0 | 0 | 1 | 7836.9458
2025-10-25 | 6457.88 | 14.6 | 0 | 1 | 1 | 0 | 0 | 0 | 0 | 0 | 0 | 0 | 0 | 0 | 0 | 0 | 0 | 0 | 0 | 0 | 0 | 0 | 0 | 0 | 0 | 0 | 0 | 0 | 7854.0477
2025-10-25 | 6176.25 | 15.1 | 0 | 1 | 0 | 1 | 0 | 0 | 0 | 0 | 0 | 0 | 0 | 0 | 0 | 0 | 0 | 0 | 0 | 0 | 0 | 0 | 0 | 0 | 0 | 0 | 0 | 0 | 7519.5762
2025-10-25 | 5990.121 | 14 | 0 | 1 | 0 | 0 | 1 | 0 | 0 | 0 | 0 | 0 | 0 | 0 | 0 | 0 | 0 | 0 | 0 | 0 | 0 | 0 | 0 | 0 | 0 | 0 | 0 | 0 | 7103.6579
2025-10-25 | 5961.789 | 13.9 | 0 | 1 | 0 | 0 | 0 | 1 | 0 | 0 | 0 | 0 | 0 | 0 | 0 | 0 | 0 | 0 | 0 | 0 | 0 | 0 | 0 | 0 | 0 | 0 | 0 | 0 | 7041.3562
2025-10-25 | 6153.238 | 12.9 | 0 | 1 | 0 | 0 | 0 | 0 | 1 | 0 | 0 | 0 | 0 | 0 | 0 | 0 | 0 | 0 | 0 | 0 | 0 | 0 | 0 | 0 | 0 | 0 | 0 | 0 | 7051.8596
2025-10-25 | 6678.413 | 14.6 | 0 | 1 | 0 | 0 | 0 | 0 | 0 | 1 | 0 | 0 | 0 | 0 | 0 | 0 | 0 | 0 | 0 | 0 | 0 | 0 | 0 | 0 | 0 | 0 | 0 | 0 | 7878.83
2025-10-25 | 7345.259 | 14 | 0 | 1 | 0 | 0 | 0 | 0 | 0 | 0 | 1 | 0 | 0 | 0 | 0 | 0 | 0 | 0 | 0 | 0 | 0 | 0 | 0 | 0 | 0 | 0 | 0 | 0 | 8552.6427
2025-10-25 | 8750.114 | 12 | 0 | 1 | 0 | 0 | 0 | 0 | 0 | 0 | 0 | 1 | 0 | 0 | 0 | 0 | 0 | 0 | 0 | 0 | 0 | 0 | 0 | 0 | 0 | 0 | 0 | 0 | 8879.8138
2025-10-25 | 9509.273 | 10.8 | 0 | 1 | 0 | 0 | 0 | 0 | 0 | 0 | 0 | 0 | 1 | 0 | 0 | 0 | 0 | 0 | 0 | 0 | 0 | 0 | 0 | 0 | 0 | 0 | 0 | 0 | 9018.423
2025-10-25 | 9564.778 | 10.3 | 0 | 1 | 0 | 0 | 0 | 0 | 0 | 0 | 0 | 0 | 0 | 1 | 0 | 0 | 0 | 0 | 0 | 0 | 0 | 0 | 0 | 0 | 0 | 0 | 0 | 0 | 9046.4401
2025-10-25 | 9637.72 | 8.1 | 0 | 1 | 0 | 0 | 0 | 0 | 0 | 0 | 0 | 0 | 0 | 0 | 1 | 0 | 0 | 0 | 0 | 0 | 0 | 0 | 0 | 0 | 0 | 0 | 0 | 0 | 8743.3656
2025-10-25 | 9538.216 | 6.9 | 0 | 1 | 0 | 0 | 0 | 0 | 0 | 0 | 0 | 0 | 0 | 0 | 0 | 1 | 0 | 0 | 0 | 0 | 0 | 0 | 0 | 0 | 0 | 0 | 0 | 0 | 8649.6739
2025-10-25 | 9311.752 | 6.9 | 0 | 1 | 0 | 0 | 0 | 0 | 0 | 0 | 0 | 0 | 0 | 0 | 0 | 0 | 1 | 0 | 0 | 0 | 0 | 0 | 0 | 0 | 0 | 0 | 0 | 0 | 8559.4606
2025-10-25 | 9190.961 | 6.7 | 0 | 1 | 0 | 0 | 0 | 0 | 0 | 0 | 0 | 0 | 0 | 0 | 0 | 0 | 0 | 1 | 0 | 0 | 0 | 0 | 0 | 0 | 0 | 0 | 0 | 0 | 8447.4633
2025-10-25 | 9457.121 | 7.3 | 0 | 1 | 0 | 0 | 0 | 0 | 0 | 0 | 0 | 0 | 0 | 0 | 0 | 0 | 0 | 0 | 1 | 0 | 0 | 0 | 0 | 0 | 0 | 0 | 0 | 0 | 8734.9802
2025-10-25 | 9996.712 | 7.1 | 0 | 1 | 0 | 0 | 0 | 0 | 0 | 0 | 0 | 0 | 0 | 0 | 0 | 0 | 0 | 0 | 0 | 1 | 0 | 0 | 0 | 0 | 0 | 0 | 0 | 0 | 9393.5791
2025-10-25 | 10723.076 | 7.2 | 0 | 1 | 0 | 0 | 0 | 0 | 0 | 0 | 0 | 0 | 0 | 0 | 0 | 0 | 0 | 0 | 0 | 0 | 1 | 0 | 0 | 0 | 0 | 0 | 0 | 0 | 10442.5141
2025-10-25 | 10927.569 | 8.8 | 0 | 1 | 0 | 0 | 0 | 0 | 0 | 0 | 0 | 0 | 0 | 0 | 0 | 0 | 0 | 0 | 0 | 0 | 0 | 1 | 0 | 0 | 0 | 0 | 0 | 0 | 11206.6767
2025-10-25 | 10632.958 | 10.3 | 0 | 1 | 0 | 0 | 0 | 0 | 0 | 0 | 0 | 0 | 0 | 0 | 0 | 0 | 0 | 0 | 0 | 0 | 0 | 0 | 1 | 0 | 0 | 0 | 0 | 0 | 11443.3905
2025-10-25 | 10064.197 | 11.3 | 0 | 1 | 0 | 0 | 0 | 0 | 0 | 0 | 0 | 0 | 0 | 0 | 0 | 0 | 0 | 0 | 0 | 0 | 0 | 0 | 0 | 1 | 0 | 0 | 0 | 0 | 11523.1697
2025-10-25 | 9533.985 | 11.9 | 0 | 1 | 0 | 0 | 0 | 0 | 0 | 0 | 0 | 0 | 0 | 0 | 0 | 0 | 0 | 0 | 0 | 0 | 0 | 0 | 0 | 0 | 1 | 0 | 0 | 0 | 11246.1086
2025-10-25 | 8890.568 | 12.3 | 0 | 1 | 0 | 0 | 0 | 0 | 0 | 0 | 0 | 0 | 0 | 0 | 0 | 0 | 0 | 0 | 0 | 0 | 0 | 0 | 0 | 0 | 0 | 1 | 0 | 0 | 10340.1587
2025-10-25 | 7936.956 | 13.2 | 0 | 1 | 0 | 0 | 0 | 0 | 0 | 0 | 0 | 0 | 0 | 0 | 0 | 0 | 0 | 0 | 0 | 0 | 0 | 0 | 0 | 0 | 0 | 0 | 1 | 0 | 9329.9843
2025-10-25 | 7057.122 | 13.9 | 0 | 1 | 0 | 0 | 0 | 0 | 0 | 0 | 0 | 0 | 0 | 0 | 0 | 0 | 0 | 0 | 0 | 0 | 0 | 0 | 0 | 0 | 0 | 0 | 0 | 1 | 8439.241
2025-10-26 | 6726.018 | 14.3 | 0 | 1 | 1 | 0 | 0 | 0 | 0 | 0 | 0 | 0 | 0 | 0 | 0 | 0 | 0 | 0 | 0 | 0 | 0 | 0 | 0 | 0 | 0 | 0 | 0 | 0 | 7802.9775
2025-10-26 | 6363.414 | 15 | 0 | 1 | 0 | 1 | 0 | 0 | 0 | 0 | 0 | 0 | 0 | 0 | 0 | 0 | 0 | 0 | 0 | 0 | 0 | 0 | 0 | 0 | 0 | 0 | 0 | 0 | 7502.5528
2025-10-26 | 6319.699 | 16.1 | 0 | 1 | 0 | 0 | 1 | 0 | 0 | 0 | 0 | 0 | 0 | 0 | 0 | 0 | 0 | 0 | 0 | 0 | 0 | 0 | 0 | 0 | 0 | 0 | 0 | 0 | 7461.1494
2025-10-26 | 6289.182 | 16.6 | 0 | 1 | 0 | 0 | 0 | 1 | 0 | 0 | 0 | 0 | 0 | 0 | 0 | 0 | 0 | 0 | 0 | 0 | 0 | 0 | 0 | 0 | 0 | 0 | 0 | 0 | 7500.9882
2025-10-26 | 6554.809 | 17.2 | 0 | 1 | 0 | 0 | 0 | 0 | 1 | 0 | 0 | 0 | 0 | 0 | 0 | 0 | 0 | 0 | 0 | 0 | 0 | 0 | 0 | 0 | 0 | 0 | 0 | 0 | 7783.866
2025-10-26 | 7004.899 | 17.2 | 0 | 1 | 0 | 0 | 0 | 0 | 0 | 1 | 0 | 0 | 0 | 0 | 0 | 0 | 0 | 0 | 0 | 0 | 0 | 0 | 0 | 0 | 0 | 0 | 0 | 0 | 8321.4385
2025-10-26 | 8082.947 | 17.4 | 0 | 1 | 0 | 0 | 0 | 0 | 0 | 0 | 1 | 0 | 0 | 0 | 0 | 0 | 0 | 0 | 0 | 0 | 0 | 0 | 0 | 0 | 0 | 0 | 0 | 0 | 9131.4384
2025-10-26 | 9194.585 | 17.6 | 0 | 1 | 0 | 0 | 0 | 0 | 0 | 0 | 0 | 1 | 0 | 0 | 0 | 0 | 0 | 0 | 0 | 0 | 0 | 0 | 0 | 0 | 0 | 0 | 0 | 0 | 9833.1246
2025-10-26 | 10081.776 | 16.1 | 0 | 1 | 0 | 0 | 0 | 0 | 0 | 0 | 0 | 0 | 1 | 0 | 0 | 0 | 0 | 0 | 0 | 0 | 0 | 0 | 0 | 0 | 0 | 0 | 0 | 0 | 9920.6635
2025-10-26 | 9888.944 | 14.1 | 0 | 1 | 0 | 0 | 0 | 0 | 0 | 0 | 0 | 0 | 0 | 1 | 0 | 0 | 0 | 0 | 0 | 0 | 0 | 0 | 0 | 0 | 0 | 0 | 0 | 0 | 9693.3295
2025-10-26 | 7655.629 | 12.2 | 0 | 1 | 0 | 0 | 0 | 0 | 0 | 0 | 0 | 0 | 0 | 0 | 1 | 0 | 0 | 0 | 0 | 0 | 0 | 0 | 0 | 0 | 0 | 0 | 0 | 0 | 9441.3253
2025-10-26 | 7080.119 | 11.1 | 0 | 1 | 0 | 0 | 0 | 0 | 0 | 0 | 0 | 0 | 0 | 0 | 0 | 1 | 0 | 0 | 0 | 0 | 0 | 0 | 0 | 0 | 0 | 0 | 0 | 0 | 9364.657
2025-10-26 | 6783.171 | 10.5 | 0 | 1 | 0 | 0 | 0 | 0 | 0 | 0 | 0 | 0 | 0 | 0 | 0 | 0 | 1 | 0 | 0 | 0 | 0 | 0 | 0 | 0 | 0 | 0 | 0 | 0 | 9172.3033
2025-10-26 | 12656.269 | 9.3 | 0 | 1 | 0 | 0 | 0 | 0 | 0 | 0 | 0 | 0 | 0 | 0 | 0 | 0 | 0 | 1 | 0 | 0 | 0 | 0 | 0 | 0 | 0 | 0 | 0 | 0 | 8890.0719
2025-10-26 | 10085.77 | 9.2 | 0 | 1 | 0 | 0 | 0 | 0 | 0 | 0 | 0 | 0 | 0 | 0 | 0 | 0 | 0 | 0 | 1 | 0 | 0 | 0 | 0 | 0 | 0 | 0 | 0 | 0 | 9058.4249
2025-10-26 | 10903.474 | 8.8 | 0 | 1 | 0 | 0 | 0 | 0 | 0 | 0 | 0 | 0 | 0 | 0 | 0 | 0 | 0 | 0 | 0 | 1 | 0 | 0 | 0 | 0 | 0 | 0 | 0 | 0 | 9682.977
2025-10-26 | 11842.393 | 8.4 | 0 | 1 | 0 | 0 | 0 | 0 | 0 | 0 | 0 | 0 | 0 | 0 | 0 | 0 | 0 | 0 | 0 | 0 | 1 | 0 | 0 | 0 | 0 | 0 | 0 | 0 | 10646.795
2025-10-26 | 12124.588 | 10.6 | 0 | 1 | 0 | 0 | 0 | 0 | 0 | 0 | 0 | 0 | 0 | 0 | 0 | 0 | 0 | 0 | 0 | 0 | 0 | 1 | 0 | 0 | 0 | 0 | 0 | 0 | 11513.098
2025-10-26 | 11852.277 | 11.7 | 0 | 1 | 0 | 0 | 0 | 0 | 0 | 0 | 0 | 0 | 0 | 0 | 0 | 0 | 0 | 0 | 0 | 0 | 0 | 0 | 1 | 0 | 0 | 0 | 0 | 0 | 11681.7182
2025-10-26 | 11203.595 | 11.6 | 0 | 1 | 0 | 0 | 0 | 0 | 0 | 0 | 0 | 0 | 0 | 0 | 0 | 0 | 0 | 0 | 0 | 0 | 0 | 0 | 0 | 1 | 0 | 0 | 0 | 0 | 11574.24
2025-10-26 | 10232.409 | 12.2 | 0 | 1 | 0 | 0 | 0 | 0 | 0 | 0 | 0 | 0 | 0 | 0 | 0 | 0 | 0 | 0 | 0 | 0 | 0 | 0 | 0 | 0 | 1 | 0 | 0 | 0 | 11297.1788
2025-10-26 | 8985.942 | 13.6 | 0 | 1 | 0 | 0 | 0 | 0 | 0 | 0 | 0 | 0 | 0 | 0 | 0 | 0 | 0 | 0 | 0 | 0 | 0 | 0 | 0 | 0 | 0 | 1 | 0 | 0 | 10561.463
2025-10-26 | 7798.183 | 14.4 | 0 | 1 | 0 | 0 | 0 | 0 | 0 | 0 | 0 | 0 | 0 | 0 | 0 | 0 | 0 | 0 | 0 | 0 | 0 | 0 | 0 | 0 | 0 | 0 | 1 | 0 | 9534.2652
2025-10-26 | 6957.328 | 15.4 | 0 | 1 | 0 | 0 | 0 | 0 | 0 | 0 | 0 | 0 | 0 | 0 | 0 | 0 | 0 | 0 | 0 | 0 | 0 | 0 | 0 | 0 | 0 | 0 | 0 | 1 | 8694.5921
2025-10-27 | 6510.632 | 15.8 | 0 | 0 | 1 | 0 | 0 | 0 | 0 | 0 | 0 | 0 | 0 | 0 | 0 | 0 | 0 | 0 | 0 | 0 | 0 | 0 | 0 | 0 | 0 | 0 | 0 | 0 | 7575.1973
2025-10-27 | 6275.118 | 16.4 | 0 | 0 | 0 | 1 | 0 | 0 | 0 | 0 | 0 | 0 | 0 | 0 | 0 | 0 | 0 | 0 | 0 | 0 | 0 | 0 | 0 | 0 | 0 | 0 | 0 | 0 | 7257.7491
2025-10-27 | 6226.222 | 16.4 | 0 | 0 | 0 | 0 | 1 | 0 | 0 | 0 | 0 | 0 | 0 | 0 | 0 | 0 | 0 | 0 | 0 | 0 | 0 | 0 | 0 | 0 | 0 | 0 | 0 | 0 | 7029.0883
2025-10-27 | 6352.313 | 15.2 | 0 | 0 | 0 | 0 | 0 | 1 | 0 | 0 | 0 | 0 | 0 | 0 | 0 | 0 | 0 | 0 | 0 | 0 | 0 | 0 | 0 | 0 | 0 | 0 | 0 | 0 | 6779.5291
2025-10-27 | 6907.649 | 15.1 | 0 | 0 | 0 | 0 | 0 | 0 | 1 | 0 | 0 | 0 | 0 | 0 | 0 | 0 | 0 | 0 | 0 | 0 | 0 | 0 | 0 | 0 | 0 | 0 | 0 | 0 | 6943.2432
2025-10-27 | 7793.971 | 15.5 | 0 | 0 | 0 | 0 | 0 | 0 | 0 | 1 | 0 | 0 | 0 | 0 | 0 | 0 | 0 | 0 | 0 | 0 | 0 | 0 | 0 | 0 | 0 | 0 | 0 | 0 | 7548.9093
2025-10-27 | 8825.7 | 15.8 | 0 | 0 | 0 | 0 | 0 | 0 | 0 | 0 | 1 | 0 | 0 | 0 | 0 | 0 | 0 | 0 | 0 | 0 | 0 | 0 | 0 | 0 | 0 | 0 | 0 | 0 | 8375.9326
2025-10-27 | 8868.04 | 16.5 | 0 | 0 | 0 | 0 | 0 | 0 | 0 | 0 | 0 | 1 | 0 | 0 | 0 | 0 | 0 | 0 | 0 | 0 | 0 | 0 | 0 | 0 | 0 | 0 | 0 | 0 | 9162.7358
2025-10-27 | 8393.697 | 15.4 | 0 | 0 | 0 | 0 | 0 | 0 | 0 | 0 | 0 | 0 | 1 | 0 | 0 | 0 | 0 | 0 | 0 | 0 | 0 | 0 | 0 | 0 | 0 | 0 | 0 | 0 | 9318.3683
2025-10-27 | 8211.881 | 11.5 | 0 | 0 | 0 | 0 | 0 | 0 | 0 | 0 | 0 | 0 | 0 | 1 | 0 | 0 | 0 | 0 | 0 | 0 | 0 | 0 | 0 | 0 | 0 | 0 | 0 | 0 | 8767.5896
2025-10-27 | 8062.288 | 10.3 | 0 | 0 | 0 | 0 | 0 | 0 | 0 | 0 | 0 | 0 | 0 | 0 | 1 | 0 | 0 | 0 | 0 | 0 | 0 | 0 | 0 | 0 | 0 | 0 | 0 | 0 | 8634.7492
2025-10-27 | 7973.512 | 9.9 | 0 | 0 | 0 | 0 | 0 | 0 | 0 | 0 | 0 | 0 | 0 | 0 | 0 | 1 | 0 | 0 | 0 | 0 | 0 | 0 | 0 | 0 | 0 | 0 | 0 | 0 | 8677.2448
2025-10-27 | 7689.465 | 9.5 | 0 | 0 | 0 | 0 | 0 | 0 | 0 | 0 | 0 | 0 | 0 | 0 | 0 | 0 | 1 | 0 | 0 | 0 | 0 | 0 | 0 | 0 | 0 | 0 | 0 | 0 | 8518.9379
2025-10-27 | 7466.753 | 9.7 | 0 | 0 | 0 | 0 | 0 | 0 | 0 | 0 | 0 | 0 | 0 | 0 | 0 | 0 | 0 | 1 | 0 | 0 | 0 | 0 | 0 | 0 | 0 | 0 | 0 | 0 | 8475.0342
2025-10-27 | 7732.38 | 9.5 | 0 | 0 | 0 | 0 | 0 | 0 | 0 | 0 | 0 | 0 | 0 | 0 | 0 | 0 | 0 | 0 | 1 | 0 | 0 | 0 | 0 | 0 | 0 | 0 | 0 | 0 | 8626.3638
2025-10-27 | 8857.735 | 8.7 | 0 | 0 | 0 | 0 | 0 | 0 | 0 | 0 | 0 | 0 | 0 | 0 | 0 | 0 | 0 | 0 | 0 | 1 | 0 | 0 | 0 | 0 | 0 | 0 | 0 | 0 | 9182.8223
2025-10-27 | 10356.326 | 9.2 | 0 | 0 | 0 | 0 | 0 | 0 | 0 | 0 | 0 | 0 | 0 | 0 | 0 | 0 | 0 | 0 | 0 | 0 | 1 | 0 | 0 | 0 | 0 | 0 | 0 | 0 | 10299.8509
2025-10-27 | 10820.656 | 10.2 | 0 | 0 | 0 | 0 | 0 | 0 | 0 | 0 | 0 | 0 | 0 | 0 | 0 | 0 | 0 | 0 | 0 | 0 | 0 | 1 | 0 | 0 | 0 | 0 | 0 | 0 | 10961.873
2025-10-27 | 10957.134 | 11 | 0 | 0 | 0 | 0 | 0 | 0 | 0 | 0 | 0 | 0 | 0 | 0 | 0 | 0 | 0 | 0 | 0 | 0 | 0 | 0 | 1 | 0 | 0 | 0 | 0 | 0 | 11079.423
2025-10-27 | 10706.891 | 12.1 | 0 | 0 | 0 | 0 | 0 | 0 | 0 | 0 | 0 | 0 | 0 | 0 | 0 | 0 | 0 | 0 | 0 | 0 | 0 | 0 | 0 | 1 | 0 | 0 | 0 | 0 | 11176.2256
2025-10-27 | 10081.508 | 12.4 | 0 | 0 | 0 | 0 | 0 | 0 | 0 | 0 | 0 | 0 | 0 | 0 | 0 | 0 | 0 | 0 | 0 | 0 | 0 | 0 | 0 | 0 | 1 | 0 | 0 | 0 | 10848.0943
2025-10-27 | 8964.518 | 12.5 | 0 | 0 | 0 | 0 | 0 | 0 | 0 | 0 | 0 | 0 | 0 | 0 | 0 | 0 | 0 | 0 | 0 | 0 | 0 | 0 | 0 | 0 | 0 | 1 | 0 | 0 | 9891.0742
2025-10-27 | 8055.806 | 12.8 | 0 | 0 | 0 | 0 | 0 | 0 | 0 | 0 | 0 | 0 | 0 | 0 | 0 | 0 | 0 | 0 | 0 | 0 | 0 | 0 | 0 | 0 | 0 | 0 | 1 | 0 | 8778.7594
2025-10-27 | 7296.565 | 13.1 | 0 | 0 | 0 | 0 | 0 | 0 | 0 | 0 | 0 | 0 | 0 | 0 | 0 | 0 | 0 | 0 | 0 | 0 | 0 | 0 | 0 | 0 | 0 | 0 | 0 | 1 | 7819.9224
2025-10-28 | 6770.858 | 13.5 | 0 | 0 | 1 | 0 | 0 | 0 | 0 | 0 | 0 | 0 | 0 | 0 | 0 | 0 | 0 | 0 | 0 | 0 | 0 | 0 | 0 | 0 | 0 | 0 | 0 | 0 | 7183.6589
2025-10-28 | 6491.746 | 13.9 | 0 | 0 | 0 | 1 | 0 | 0 | 0 | 0 | 0 | 0 | 0 | 0 | 0 | 0 | 0 | 0 | 0 | 0 | 0 | 0 | 0 | 0 | 0 | 0 | 0 | 0 | 6832.164
2025-10-28 | 6232.101 | 12.3 | 0 | 0 | 0 | 0 | 1 | 0 | 0 | 0 | 0 | 0 | 0 | 0 | 0 | 0 | 0 | 0 | 0 | 0 | 0 | 0 | 0 | 0 | 0 | 0 | 0 | 0 | 6331.1287
2025-10-28 | 6241.94 | 12.3 | 0 | 0 | 0 | 0 | 0 | 1 | 0 | 0 | 0 | 0 | 0 | 0 | 0 | 0 | 0 | 0 | 0 | 0 | 0 | 0 | 0 | 0 | 0 | 0 | 0 | 0 | 6285.8504
2025-10-28 | 6698.269 | 11.9 | 0 | 0 | 0 | 0 | 0 | 0 | 1 | 0 | 0 | 0 | 0 | 0 | 0 | 0 | 0 | 0 | 0 | 0 | 0 | 0 | 0 | 0 | 0 | 0 | 0 | 0 | 6398.4942
2025-10-28 | 7502.414 | 12.6 | 0 | 0 | 0 | 0 | 0 | 0 | 0 | 1 | 0 | 0 | 0 | 0 | 0 | 0 | 0 | 0 | 0 | 0 | 0 | 0 | 0 | 0 | 0 | 0 | 0 | 0 | 7055.2305
2025-10-28 | 8388.115 | 12 | 0 | 0 | 0 | 0 | 0 | 0 | 0 | 0 | 1 | 0 | 0 | 0 | 0 | 0 | 0 | 0 | 0 | 0 | 0 | 0 | 0 | 0 | 0 | 0 | 0 | 0 | 7729.0432
2025-10-28 | 8548.361 | 12.7 | 0 | 0 | 0 | 0 | 0 | 0 | 0 | 0 | 0 | 1 | 0 | 0 | 0 | 0 | 0 | 0 | 0 | 0 | 0 | 0 | 0 | 0 | 0 | 0 | 0 | 0 | 8515.8463
2025-10-28 | 8112.398 | 12 | 0 | 0 | 0 | 0 | 0 | 0 | 0 | 0 | 0 | 0 | 1 | 0 | 0 | 0 | 0 | 0 | 0 | 0 | 0 | 0 | 0 | 0 | 0 | 0 | 0 | 0 | 8739.5725
2025-10-28 | 7763.868 | 10.6 | 0 | 0 | 0 | 0 | 0 | 0 | 0 | 0 | 0 | 0 | 0 | 1 | 0 | 0 | 0 | 0 | 0 | 0 | 0 | 0 | 0 | 0 | 0 | 0 | 0 | 0 | 8614.3789
2025-10-28 | 7546.842 | 9.6 | 0 | 0 | 0 | 0 | 0 | 0 | 0 | 0 | 0 | 0 | 0 | 0 | 1 | 0 | 0 | 0 | 0 | 0 | 0 | 0 | 0 | 0 | 0 | 0 | 0 | 0 | 8515.5854
2025-10-28 | 7550.101 | 9.3 | 0 | 0 | 0 | 0 | 0 | 0 | 0 | 0 | 0 | 0 | 0 | 0 | 0 | 1 | 0 | 0 | 0 | 0 | 0 | 0 | 0 | 0 | 0 | 0 | 0 | 0 | 8575.1043
2025-10-28 | 7248.277 | 9.3 | 0 | 0 | 0 | 0 | 0 | 0 | 0 | 0 | 0 | 0 | 0 | 0 | 0 | 0 | 1 | 0 | 0 | 0 | 0 | 0 | 0 | 0 | 0 | 0 | 0 | 0 | 8484.891
2025-10-28 | 7114.959 | 8.5 | 0 | 0 | 0 | 0 | 0 | 0 | 0 | 0 | 0 | 0 | 0 | 0 | 0 | 0 | 0 | 1 | 0 | 0 | 0 | 0 | 0 | 0 | 0 | 0 | 0 | 0 | 8270.7533
2025-10-28 | 7306.473 | 8.1 | 0 | 0 | 0 | 0 | 0 | 0 | 0 | 0 | 0 | 0 | 0 | 0 | 0 | 0 | 0 | 0 | 1 | 0 | 0 | 0 | 0 | 0 | 0 | 0 | 0 | 0 | 8388.0361
2025-10-28 | 8333.899 | 7.7 | 0 | 0 | 0 | 0 | 0 | 0 | 0 | 0 | 0 | 0 | 0 | 0 | 0 | 0 | 0 | 0 | 0 | 1 | 0 | 0 | 0 | 0 | 0 | 0 | 0 | 0 | 9012.5882
2025-10-28 | 9741.16 | 7.8 | 0 | 0 | 0 | 0 | 0 | 0 | 0 | 0 | 0 | 0 | 0 | 0 | 0 | 0 | 0 | 0 | 0 | 0 | 1 | 0 | 0 | 0 | 0 | 0 | 0 | 0 | 10061.5232
2025-10-28 | 10115.28 | 8.9 | 0 | 0 | 0 | 0 | 0 | 0 | 0 | 0 | 0 | 0 | 0 | 0 | 0 | 0 | 0 | 0 | 0 | 0 | 0 | 1 | 0 | 0 | 0 | 0 | 0 | 0 | 10740.5688
2025-10-28 | 10466.592 | 9.6 | 0 | 0 | 0 | 0 | 0 | 0 | 0 | 0 | 0 | 0 | 0 | 0 | 0 | 0 | 0 | 0 | 0 | 0 | 0 | 0 | 1 | 0 | 0 | 0 | 0 | 0 | 10841.0953
2025-10-28 | 10351.182 | 10.5 | 0 | 0 | 0 | 0 | 0 | 0 | 0 | 0 | 0 | 0 | 0 | 0 | 0 | 0 | 0 | 0 | 0 | 0 | 0 | 0 | 0 | 1 | 0 | 0 | 0 | 0 | 10903.8512
2025-10-28 | 9766.117 | 11 | 0 | 0 | 0 | 0 | 0 | 0 | 0 | 0 | 0 | 0 | 0 | 0 | 0 | 0 | 0 | 0 | 0 | 0 | 0 | 0 | 0 | 0 | 1 | 0 | 0 | 0 | 10609.7666
2025-10-28 | 8662.366 | 11.8 | 0 | 0 | 0 | 0 | 0 | 0 | 0 | 0 | 0 | 0 | 0 | 0 | 0 | 0 | 0 | 0 | 0 | 0 | 0 | 0 | 0 | 0 | 0 | 1 | 0 | 0 | 9771.9103
2025-10-28 | 7591.853 | 10.5 | 0 | 0 | 0 | 0 | 0 | 0 | 0 | 0 | 0 | 0 | 0 | 0 | 0 | 0 | 0 | 0 | 0 | 0 | 0 | 0 | 0 | 0 | 0 | 0 | 1 | 0 | 8387.221
2025-10-28 | 6745.806 | 12.3 | 0 | 0 | 0 | 0 | 0 | 0 | 0 | 0 | 0 | 0 | 0 | 0 | 0 | 0 | 0 | 0 | 0 | 0 | 0 | 0 | 0 | 0 | 0 | 0 | 0 | 1 | 7683.7352
2025-10-29 | 6287.116 | 12.9 | 0 | 0 | 1 | 0 | 0 | 0 | 0 | 0 | 0 | 0 | 0 | 0 | 0 | 0 | 0 | 0 | 0 | 0 | 0 | 0 | 0 | 0 | 0 | 0 | 0 | 0 | 7081.5185
2025-10-29 | 6065.808 | 13.5 | 0 | 0 | 0 | 1 | 0 | 0 | 0 | 0 | 0 | 0 | 0 | 0 | 0 | 0 | 0 | 0 | 0 | 0 | 0 | 0 | 0 | 0 | 0 | 0 | 0 | 0 | 6764.0704
2025-10-29 | 6007.167 | 13.5 | 0 | 0 | 0 | 0 | 1 | 0 | 0 | 0 | 0 | 0 | 0 | 0 | 0 | 0 | 0 | 0 | 0 | 0 | 0 | 0 | 0 | 0 | 0 | 0 | 0 | 0 | 6535.4095
2025-10-29 | 6086.333 | 14.8 | 0 | 0 | 0 | 0 | 0 | 1 | 0 | 0 | 0 | 0 | 0 | 0 | 0 | 0 | 0 | 0 | 0 | 0 | 0 | 0 | 0 | 0 | 0 | 0 | 0 | 0 | 6711.4355
2025-10-29 | 6526.133 | 15.4 | 0 | 0 | 0 | 0 | 0 | 0 | 1 | 0 | 0 | 0 | 0 | 0 | 0 | 0 | 0 | 0 | 0 | 0 | 0 | 0 | 0 | 0 | 0 | 0 | 0 | 0 | 6994.3134
2025-10-29 | 7439.022 | 14.4 | 0 | 0 | 0 | 0 | 0 | 0 | 0 | 1 | 0 | 0 | 0 | 0 | 0 | 0 | 0 | 0 | 0 | 0 | 0 | 0 | 0 | 0 | 0 | 0 | 0 | 0 | 7361.6518
2025-10-29 | 8355.231 | 14.3 | 0 | 0 | 0 | 0 | 0 | 0 | 0 | 0 | 1 | 0 | 0 | 0 | 0 | 0 | 0 | 0 | 0 | 0 | 0 | 0 | 0 | 0 | 0 | 0 | 0 | 0 | 8120.5815
2025-10-29 | 8491.323 | 14.4 | 0 | 0 | 0 | 0 | 0 | 0 | 0 | 0 | 0 | 1 | 0 | 0 | 0 | 0 | 0 | 0 | 0 | 0 | 0 | 0 | 0 | 0 | 0 | 0 | 0 | 0 | 8805.2442
2025-10-29 | 8017.275 | 12.6 | 0 | 0 | 0 | 0 | 0 | 0 | 0 | 0 | 0 | 0 | 1 | 0 | 0 | 0 | 0 | 0 | 0 | 0 | 0 | 0 | 0 | 0 | 0 | 0 | 0 | 0 | 8841.7129
2025-10-29 | 7678.872 | 11.7 | 0 | 0 | 0 | 0 | 0 | 0 | 0 | 0 | 0 | 0 | 0 | 1 | 0 | 0 | 0 | 0 | 0 | 0 | 0 | 0 | 0 | 0 | 0 | 0 | 0 | 0 | 8801.6364
2025-10-29 | 7440.287 | 9.1 | 0 | 0 | 0 | 0 | 0 | 0 | 0 | 0 | 0 | 0 | 0 | 0 | 1 | 0 | 0 | 0 | 0 | 0 | 0 | 0 | 0 | 0 | 0 | 0 | 0 | 0 | 8430.4684
2025-10-29 | 7462.143 | 7.9 | 0 | 0 | 0 | 0 | 0 | 0 | 0 | 0 | 0 | 0 | 0 | 0 | 0 | 1 | 0 | 0 | 0 | 0 | 0 | 0 | 0 | 0 | 0 | 0 | 0 | 0 | 8336.7766
2025-10-29 | 7177.131 | 7 | 0 | 0 | 0 | 0 | 0 | 0 | 0 | 0 | 0 | 0 | 0 | 0 | 0 | 0 | 1 | 0 | 0 | 0 | 0 | 0 | 0 | 0 | 0 | 0 | 0 | 0 | 8093.3527
2025-10-29 | 7061.687 | 6.6 | 0 | 0 | 0 | 0 | 0 | 0 | 0 | 0 | 0 | 0 | 0 | 0 | 0 | 0 | 0 | 1 | 0 | 0 | 0 | 0 | 0 | 0 | 0 | 0 | 0 | 0 | 7947.3086
2025-10-29 | 7306.246 | 7.2 | 0 | 0 | 0 | 0 | 0 | 0 | 0 | 0 | 0 | 0 | 0 | 0 | 0 | 0 | 0 | 0 | 1 | 0 | 0 | 0 | 0 | 0 | 0 | 0 | 0 | 0 | 8234.8254
2025-10-29 | 8307.956 | 7.9 | 0 | 0 | 0 | 0 | 0 | 0 | 0 | 0 | 0 | 0 | 0 | 0 | 0 | 0 | 0 | 0 | 0 | 1 | 0 | 0 | 0 | 0 | 0 | 0 | 0 | 0 | 9046.635
2025-10-29 | 9645.618 | 7.4 | 0 | 0 | 0 | 0 | 0 | 0 | 0 | 0 | 0 | 0 | 0 | 0 | 0 | 0 | 0 | 0 | 0 | 0 | 1 | 0 | 0 | 0 | 0 | 0 | 0 | 0 | 9993.4296
2025-10-29 | 10266.456 | 8.4 | 0 | 0 | 0 | 0 | 0 | 0 | 0 | 0 | 0 | 0 | 0 | 0 | 0 | 0 | 0 | 0 | 0 | 0 | 0 | 1 | 0 | 0 | 0 | 0 | 0 | 0 | 10655.4517
2025-10-29 | 10557.535 | 9 | 0 | 0 | 0 | 0 | 0 | 0 | 0 | 0 | 0 | 0 | 0 | 0 | 0 | 0 | 0 | 0 | 0 | 0 | 0 | 0 | 1 | 0 | 0 | 0 | 0 | 0 | 10738.9549
2025-10-29 | 10485.858 | 9.4 | 0 | 0 | 0 | 0 | 0 | 0 | 0 | 0 | 0 | 0 | 0 | 0 | 0 | 0 | 0 | 0 | 0 | 0 | 0 | 0 | 0 | 1 | 0 | 0 | 0 | 0 | 10716.5937
2025-10-29 | 9911.127 | 9.4 | 0 | 0 | 0 | 0 | 0 | 0 | 0 | 0 | 0 | 0 | 0 | 0 | 0 | 0 | 0 | 0 | 0 | 0 | 0 | 0 | 0 | 0 | 1 | 0 | 0 | 0 | 10337.3921
2025-10-29 | 8831.784 | 10.1 | 0 | 0 | 0 | 0 | 0 | 0 | 0 | 0 | 0 | 0 | 0 | 0 | 0 | 0 | 0 | 0 | 0 | 0 | 0 | 0 | 0 | 0 | 0 | 1 | 0 | 0 | 9482.5124
2025-10-29 | 7771.185 | 11.6 | 0 | 0 | 0 | 0 | 0 | 0 | 0 | 0 | 0 | 0 | 0 | 0 | 0 | 0 | 0 | 0 | 0 | 0 | 0 | 0 | 0 | 0 | 0 | 0 | 1 | 0 | 8574.4785
2025-10-29 | 6824.371 | 11 | 0 | 0 | 0 | 0 | 0 | 0 | 0 | 0 | 0 | 0 | 0 | 0 | 0 | 0 | 0 | 0 | 0 | 0 | 0 | 0 | 0 | 0 | 0 | 0 | 0 | 1 | 7462.4309
2025-10-30 | 6315.571 | 10.4 | 0 | 0 | 1 | 0 | 0 | 0 | 0 | 0 | 0 | 0 | 0 | 0 | 0 | 0 | 0 | 0 | 0 | 0 | 0 | 0 | 0 | 0 | 0 | 0 | 0 | 0 | 6655.9333
2025-10-30 | 6063.21 | 9.9 | 0 | 0 | 0 | 1 | 0 | 0 | 0 | 0 | 0 | 0 | 0 | 0 | 0 | 0 | 0 | 0 | 0 | 0 | 0 | 0 | 0 | 0 | 0 | 0 | 0 | 0 | 6151.2278
2025-10-30 | 5846.197 | 10.1 | 0 | 0 | 0 | 0 | 1 | 0 | 0 | 0 | 0 | 0 | 0 | 0 | 0 | 0 | 0 | 0 | 0 | 0 | 0 | 0 | 0 | 0 | 0 | 0 | 0 | 0 | 5956.6137
2025-10-30 | 5821.633 | 10.5 | 0 | 0 | 0 | 0 | 0 | 1 | 0 | 0 | 0 | 0 | 0 | 0 | 0 | 0 | 0 | 0 | 0 | 0 | 0 | 0 | 0 | 0 | 0 | 0 | 0 | 0 | 5979.4291
2025-10-30 | 6246.172 | 10.6 | 0 | 0 | 0 | 0 | 0 | 0 | 1 | 0 | 0 | 0 | 0 | 0 | 0 | 0 | 0 | 0 | 0 | 0 | 0 | 0 | 0 | 0 | 0 | 0 | 0 | 0 | 6177.1899
2025-10-30 | 7012.033 | 9.7 | 0 | 0 | 0 | 0 | 0 | 0 | 0 | 1 | 0 | 0 | 0 | 0 | 0 | 0 | 0 | 0 | 0 | 0 | 0 | 0 | 0 | 0 | 0 | 0 | 0 | 0 | 6561.5518
2025-10-30 | 7912.508 | 9.4 | 0 | 0 | 0 | 0 | 0 | 0 | 0 | 0 | 1 | 0 | 0 | 0 | 0 | 0 | 0 | 0 | 0 | 0 | 0 | 0 | 0 | 0 | 0 | 0 | 0 | 0 | 7286.4346
2025-10-30 | 8204.328 | 9.3 | 0 | 0 | 0 | 0 | 0 | 0 | 0 | 0 | 0 | 1 | 0 | 0 | 0 | 0 | 0 | 0 | 0 | 0 | 0 | 0 | 0 | 0 | 0 | 0 | 0 | 0 | 7937.0505
2025-10-30 | 8316.963 | 9.3 | 0 | 0 | 0 | 0 | 0 | 0 | 0 | 0 | 0 | 0 | 1 | 0 | 0 | 0 | 0 | 0 | 0 | 0 | 0 | 0 | 0 | 0 | 0 | 0 | 0 | 0 | 8279.9406
2025-10-30 | 8448.264 | 9.6 | 0 | 0 | 0 | 0 | 0 | 0 | 0 | 0 | 0 | 0 | 0 | 1 | 0 | 0 | 0 | 0 | 0 | 0 | 0 | 0 | 0 | 0 | 0 | 0 | 0 | 0 | 8444.1449
2025-10-30 | 8775.536 | 10.1 | 0 | 0 | 0 | 0 | 0 | 0 | 0 | 0 | 0 | 0 | 0 | 0 | 1 | 0 | 0 | 0 | 0 | 0 | 0 | 0 | 0 | 0 | 0 | 0 | 0 | 0 | 8600.7024
2025-10-30 | 8878.9 | 10.2 | 0 | 0 | 0 | 0 | 0 | 0 | 0 | 0 | 0 | 0 | 0 | 0 | 0 | 1 | 0 | 0 | 0 | 0 | 0 | 0 | 0 | 0 | 0 | 0 | 0 | 0 | 8728.315
2025-10-30 | 8448.188 | 10.4 | 0 | 0 | 0 | 0 | 0 | 0 | 0 | 0 | 0 | 0 | 0 | 0 | 0 | 0 | 1 | 0 | 0 | 0 | 0 | 0 | 0 | 0 | 0 | 0 | 0 | 0 | 8672.1485
2025-10-30 | 8456.341 | 10.3 | 0 | 0 | 0 | 0 | 0 | 0 | 0 | 0 | 0 | 0 | 0 | 0 | 0 | 0 | 0 | 1 | 0 | 0 | 0 | 0 | 0 | 0 | 0 | 0 | 0 | 0 | 8577.1746
2025-10-30 | 8845.701 | 10.3 | 0 | 0 | 0 | 0 | 0 | 0 | 0 | 0 | 0 | 0 | 0 | 0 | 0 | 0 | 0 | 0 | 1 | 0 | 0 | 0 | 0 | 0 | 0 | 0 | 0 | 0 | 8762.551
2025-10-30 | 9935.578 | 10.7 | 0 | 0 | 0 | 0 | 0 | 0 | 0 | 0 | 0 | 0 | 0 | 0 | 0 | 0 | 0 | 0 | 0 | 1 | 0 | 0 | 0 | 0 | 0 | 0 | 0 | 0 | 9523.2904
2025-10-30 | 11196.304 | 11 | 0 | 0 | 0 | 0 | 0 | 0 | 0 | 0 | 0 | 0 | 0 | 0 | 0 | 0 | 0 | 0 | 0 | 0 | 1 | 0 | 0 | 0 | 0 | 0 | 0 | 0 | 10606.2722
2025-10-30 | 11299.002 | 11.5 | 0 | 0 | 0 | 0 | 0 | 0 | 0 | 0 | 0 | 0 | 0 | 0 | 0 | 0 | 0 | 0 | 0 | 0 | 0 | 1 | 0 | 0 | 0 | 0 | 0 | 0 | 11183.1773
2025-10-30 | 11186.184 | 11.5 | 0 | 0 | 0 | 0 | 0 | 0 | 0 | 0 | 0 | 0 | 0 | 0 | 0 | 0 | 0 | 0 | 0 | 0 | 0 | 0 | 1 | 0 | 0 | 0 | 0 | 0 | 11164.54
2025-10-30 | 10893.555 | 11.7 | 0 | 0 | 0 | 0 | 0 | 0 | 0 | 0 | 0 | 0 | 0 | 0 | 0 | 0 | 0 | 0 | 0 | 0 | 0 | 0 | 0 | 1 | 0 | 0 | 0 | 0 | 11108.132
2025-10-30 | 10230.347 | 12 | 0 | 0 | 0 | 0 | 0 | 0 | 0 | 0 | 0 | 0 | 0 | 0 | 0 | 0 | 0 | 0 | 0 | 0 | 0 | 0 | 0 | 0 | 1 | 0 | 0 | 0 | 10780.0006
2025-10-30 | 8991.542 | 12.1 | 0 | 0 | 0 | 0 | 0 | 0 | 0 | 0 | 0 | 0 | 0 | 0 | 0 | 0 | 0 | 0 | 0 | 0 | 0 | 0 | 0 | 0 | 0 | 1 | 0 | 0 | 9822.9805
2025-10-30 | 7917.182 | 12.4 | 0 | 0 | 0 | 0 | 0 | 0 | 0 | 0 | 0 | 0 | 0 | 0 | 0 | 0 | 0 | 0 | 0 | 0 | 0 | 0 | 0 | 0 | 0 | 0 | 1 | 0 | 8710.6657
2025-10-30 | 7018.828 | 12.5 | 0 | 0 | 0 | 0 | 0 | 0 | 0 | 0 | 0 | 0 | 0 | 0 | 0 | 0 | 0 | 0 | 0 | 0 | 0 | 0 | 0 | 0 | 0 | 0 | 0 | 1 | 7717.782
2025-10-31 | 6462.186 | 12.5 | 0 | 0 | 1 | 0 | 0 | 0 | 0 | 0 | 0 | 0 | 0 | 0 | 0 | 0 | 0 | 0 | 0 | 0 | 0 | 0 | 0 | 0 | 0 | 0 | 0 | 0 | 7013.4249
2025-10-31 | 6222.411 | 12.9 | 0 | 0 | 0 | 1 | 0 | 0 | 0 | 0 | 0 | 0 | 0 | 0 | 0 | 0 | 0 | 0 | 0 | 0 | 0 | 0 | 0 | 0 | 0 | 0 | 0 | 0 | 6661.9299
2025-10-31 | 6071.846 | 12.9 | 0 | 0 | 0 | 0 | 1 | 0 | 0 | 0 | 0 | 0 | 0 | 0 | 0 | 0 | 0 | 0 | 0 | 0 | 0 | 0 | 0 | 0 | 0 | 0 | 0 | 0 | 6433.2691
2025-10-31 | 6085.841 | 13.1 | 0 | 0 | 0 | 0 | 0 | 1 | 0 | 0 | 0 | 0 | 0 | 0 | 0 | 0 | 0 | 0 | 0 | 0 | 0 | 0 | 0 | 0 | 0 | 0 | 0 | 0 | 6422.0376
2025-10-31 | 6603.268 | 12.7 | 0 | 0 | 0 | 0 | 0 | 0 | 1 | 0 | 0 | 0 | 0 | 0 | 0 | 0 | 0 | 0 | 0 | 0 | 0 | 0 | 0 | 0 | 0 | 0 | 0 | 0 | 6534.6814
2025-10-31 | 7436.846 | 12.8 | 0 | 0 | 0 | 0 | 0 | 0 | 0 | 1 | 0 | 0 | 0 | 0 | 0 | 0 | 0 | 0 | 0 | 0 | 0 | 0 | 0 | 0 | 0 | 0 | 0 | 0 | 7089.2773
2025-10-31 | 8372.477 | 12.8 | 0 | 0 | 0 | 0 | 0 | 0 | 0 | 0 | 1 | 0 | 0 | 0 | 0 | 0 | 0 | 0 | 0 | 0 | 0 | 0 | 0 | 0 | 0 | 0 | 0 | 0 | 7865.2304
2025-10-31 | 8703.318 | 12.4 | 0 | 0 | 0 | 0 | 0 | 0 | 0 | 0 | 0 | 1 | 0 | 0 | 0 | 0 | 0 | 0 | 0 | 0 | 0 | 0 | 0 | 0 | 0 | 0 | 0 | 0 | 8464.7761
2025-10-31 | 8690.225 | 12 | 0 | 0 | 0 | 0 | 0 | 0 | 0 | 0 | 0 | 0 | 1 | 0 | 0 | 0 | 0 | 0 | 0 | 0 | 0 | 0 | 0 | 0 | 0 | 0 | 0 | 0 | 8739.5725
2025-10-31 | 8718.437 | 11.5 | 0 | 0 | 0 | 0 | 0 | 0 | 0 | 0 | 0 | 0 | 0 | 1 | 0 | 0 | 0 | 0 | 0 | 0 | 0 | 0 | 0 | 0 | 0 | 0 | 0 | 0 | 8767.5896
2025-10-31 | 8892.45 | 11 | 0 | 0 | 0 | 0 | 0 | 0 | 0 | 0 | 0 | 0 | 0 | 0 | 1 | 0 | 0 | 0 | 0 | 0 | 0 | 0 | 0 | 0 | 0 | 0 | 0 | 0 | 8753.9131
2025-10-31 | 8711.267 | 10.6 | 0 | 0 | 0 | 0 | 0 | 0 | 0 | 0 | 0 | 0 | 0 | 0 | 0 | 1 | 0 | 0 | 0 | 0 | 0 | 0 | 0 | 0 | 0 | 0 | 0 | 0 | 8796.4086
2025-10-31 | 8763.112 | 9.6 | 0 | 0 | 0 | 0 | 0 | 0 | 0 | 0 | 0 | 0 | 0 | 0 | 0 | 0 | 1 | 0 | 0 | 0 | 0 | 0 | 0 | 0 | 0 | 0 | 0 | 0 | 8535.9613
2025-10-31 | 9166.628 | 9.3 | 0 | 0 | 0 | 0 | 0 | 0 | 0 | 0 | 0 | 0 | 0 | 0 | 0 | 0 | 0 | 1 | 0 | 0 | 0 | 0 | 0 | 0 | 0 | 0 | 0 | 0 | 8406.9405
2025-10-31 | 9726.683 | 9.9 | 0 | 0 | 0 | 0 | 0 | 0 | 0 | 0 | 0 | 0 | 0 | 0 | 0 | 0 | 0 | 0 | 1 | 0 | 0 | 0 | 0 | 0 | 0 | 0 | 0 | 0 | 8694.4574
2025-10-31 | 10832.627 | 9.9 | 0 | 0 | 0 | 0 | 0 | 0 | 0 | 0 | 0 | 0 | 0 | 0 | 0 | 0 | 0 | 0 | 0 | 1 | 0 | 0 | 0 | 0 | 0 | 0 | 0 | 0 | 9387.1032
2025-10-31 | 11357.312 | 10 | 0 | 0 | 0 | 0 | 0 | 0 | 0 | 0 | 0 | 0 | 0 | 0 | 0 | 0 | 0 | 0 | 0 | 0 | 1 | 0 | 0 | 0 | 0 | 0 | 0 | 0 | 10436.0381
2025-10-31 | 11011.743 | 10.3 | 0 | 0 | 0 | 0 | 0 | 0 | 0 | 0 | 0 | 0 | 0 | 0 | 0 | 0 | 0 | 0 | 0 | 0 | 0 | 1 | 0 | 0 | 0 | 0 | 0 | 0 | 10978.8965
2025-10-31 | 10942.764 | 10.7 | 0 | 0 | 0 | 0 | 0 | 0 | 0 | 0 | 0 | 0 | 0 | 0 | 0 | 0 | 0 | 0 | 0 | 0 | 0 | 0 | 1 | 0 | 0 | 0 | 0 | 0 | 11028.3528
2025-10-31 | 10436.03 | 11 | 0 | 0 | 0 | 0 | 0 | 0 | 0 | 0 | 0 | 0 | 0 | 0 | 0 | 0 | 0 | 0 | 0 | 0 | 0 | 0 | 0 | 1 | 0 | 0 | 0 | 0 | 10988.9682
2025-10-31 | 9984.144 | 12 | 0 | 0 | 0 | 0 | 0 | 0 | 0 | 0 | 0 | 0 | 0 | 0 | 0 | 0 | 0 | 0 | 0 | 0 | 0 | 0 | 0 | 0 | 1 | 0 | 0 | 0 | 10780.0006
2025-10-31 | 9100.35 | 12.4 | 0 | 0 | 0 | 0 | 0 | 0 | 0 | 0 | 0 | 0 | 0 | 0 | 0 | 0 | 0 | 0 | 0 | 0 | 0 | 0 | 0 | 0 | 0 | 1 | 0 | 0 | 9874.0507
2025-10-31 | 8211.414 | 12.9 | 0 | 0 | 0 | 0 | 0 | 0 | 0 | 0 | 0 | 0 | 0 | 0 | 0 | 0 | 0 | 0 | 0 | 0 | 0 | 0 | 0 | 0 | 0 | 0 | 1 | 0 | 8795.7828
2025-10-31 | 7372.409 | 13.2 | 0 | 0 | 0 | 0 | 0 | 0 | 0 | 0 | 0 | 0 | 0 | 0 | 0 | 0 | 0 | 0 | 0 | 0 | 0 | 0 | 0 | 0 | 0 | 0 | 0 | 1 | 7836.9458
2025-11-01 | 6845.136 | 12.9 | 0 | 1 | 1 | 0 | 0 | 0 | 0 | 0 | 0 | 0 | 0 | 0 | 0 | 0 | 0 | 0 | 0 | 0 | 0 | 0 | 0 | 0 | 0 | 0 | 0 | 0 | 7564.6498
2025-11-01 | 6647.228 | 14.6 | 0 | 1 | 0 | 1 | 0 | 0 | 0 | 0 | 0 | 0 | 0 | 0 | 0 | 0 | 0 | 0 | 0 | 0 | 0 | 0 | 0 | 0 | 0 | 0 | 0 | 0 | 7434.4592
2025-11-01 | 6448.496 | 13.2 | 0 | 1 | 0 | 0 | 1 | 0 | 0 | 0 | 0 | 0 | 0 | 0 | 0 | 0 | 0 | 0 | 0 | 0 | 0 | 0 | 0 | 0 | 0 | 0 | 0 | 0 | 6967.4706
2025-11-01 | 6366.155 | 12.7 | 0 | 1 | 0 | 0 | 0 | 1 | 0 | 0 | 0 | 0 | 0 | 0 | 0 | 0 | 0 | 0 | 0 | 0 | 0 | 0 | 0 | 0 | 0 | 0 | 0 | 0 | 6837.0753
2025-11-01 | 6588.636 | 12.7 | 0 | 1 | 0 | 0 | 0 | 0 | 1 | 0 | 0 | 0 | 0 | 0 | 0 | 0 | 0 | 0 | 0 | 0 | 0 | 0 | 0 | 0 | 0 | 0 | 0 | 0 | 7017.8128
2025-11-01 | 7015.155 | 13 | 0 | 1 | 0 | 0 | 0 | 0 | 0 | 1 | 0 | 0 | 0 | 0 | 0 | 0 | 0 | 0 | 0 | 0 | 0 | 0 | 0 | 0 | 0 | 0 | 0 | 0 | 7606.4555
2025-11-01 | 7888.551 | 14 | 0 | 1 | 0 | 0 | 0 | 0 | 0 | 0 | 1 | 0 | 0 | 0 | 0 | 0 | 0 | 0 | 0 | 0 | 0 | 0 | 0 | 0 | 0 | 0 | 0 | 0 | 8552.6427
2025-11-01 | 9021.014 | 13.5 | 0 | 1 | 0 | 0 | 0 | 0 | 0 | 0 | 0 | 1 | 0 | 0 | 0 | 0 | 0 | 0 | 0 | 0 | 0 | 0 | 0 | 0 | 0 | 0 | 0 | 0 | 9135.1649
2025-11-01 | 9946.909 | 12.7 | 0 | 1 | 0 | 0 | 0 | 0 | 0 | 0 | 0 | 0 | 1 | 0 | 0 | 0 | 0 | 0 | 0 | 0 | 0 | 0 | 0 | 0 | 0 | 0 | 0 | 0 | 9341.8677
2025-11-01 | 10246.845 | 11.2 | 0 | 1 | 0 | 0 | 0 | 0 | 0 | 0 | 0 | 0 | 0 | 1 | 0 | 0 | 0 | 0 | 0 | 0 | 0 | 0 | 0 | 0 | 0 | 0 | 0 | 0 | 9199.6507
2025-11-01 | 10694.825 | 10.7 | 0 | 1 | 0 | 0 | 0 | 0 | 0 | 0 | 0 | 0 | 0 | 0 | 1 | 0 | 0 | 0 | 0 | 0 | 0 | 0 | 0 | 0 | 0 | 0 | 0 | 0 | 9185.9742
2025-11-01 | 10360.966 | 10.5 | 0 | 1 | 0 | 0 | 0 | 0 | 0 | 0 | 0 | 0 | 0 | 0 | 0 | 1 | 0 | 0 | 0 | 0 | 0 | 0 | 0 | 0 | 0 | 0 | 0 | 0 | 9262.5165
2025-11-01 | 10269.713 | 9.5 | 0 | 1 | 0 | 0 | 0 | 0 | 0 | 0 | 0 | 0 | 0 | 0 | 0 | 0 | 1 | 0 | 0 | 0 | 0 | 0 | 0 | 0 | 0 | 0 | 0 | 0 | 9002.0692
2025-11-01 | 9870.001 | 9 | 0 | 1 | 0 | 0 | 0 | 0 | 0 | 0 | 0 | 0 | 0 | 0 | 0 | 0 | 0 | 1 | 0 | 0 | 0 | 0 | 0 | 0 | 0 | 0 | 0 | 0 | 8839.0017
2025-11-01 | 9985.777 | 8.7 | 0 | 1 | 0 | 0 | 0 | 0 | 0 | 0 | 0 | 0 | 0 | 0 | 0 | 0 | 0 | 0 | 1 | 0 | 0 | 0 | 0 | 0 | 0 | 0 | 0 | 0 | 8973.3079
2025-11-01 | 10967.231 | 8.3 | 0 | 1 | 0 | 0 | 0 | 0 | 0 | 0 | 0 | 0 | 0 | 0 | 0 | 0 | 0 | 0 | 0 | 1 | 0 | 0 | 0 | 0 | 0 | 0 | 0 | 0 | 9597.86
2025-11-01 | 11720.58 | 9.1 | 0 | 1 | 0 | 0 | 0 | 0 | 0 | 0 | 0 | 0 | 0 | 0 | 0 | 0 | 0 | 0 | 0 | 0 | 1 | 0 | 0 | 0 | 0 | 0 | 0 | 0 | 10765.9588
2025-11-01 | 11684.631 | 9.8 | 0 | 1 | 0 | 0 | 0 | 0 | 0 | 0 | 0 | 0 | 0 | 0 | 0 | 0 | 0 | 0 | 0 | 0 | 0 | 1 | 0 | 0 | 0 | 0 | 0 | 0 | 11376.9108
2025-11-01 | 11393.881 | 11.8 | 0 | 1 | 0 | 0 | 0 | 0 | 0 | 0 | 0 | 0 | 0 | 0 | 0 | 0 | 0 | 0 | 0 | 0 | 0 | 0 | 1 | 0 | 0 | 0 | 0 | 0 | 11698.7416
2025-11-01 | 10616.916 | 13 | 0 | 1 | 0 | 0 | 0 | 0 | 0 | 0 | 0 | 0 | 0 | 0 | 0 | 0 | 0 | 0 | 0 | 0 | 0 | 0 | 0 | 1 | 0 | 0 | 0 | 0 | 11812.5676
2025-11-01 | 9961.722 | 13.5 | 0 | 1 | 0 | 0 | 0 | 0 | 0 | 0 | 0 | 0 | 0 | 0 | 0 | 0 | 0 | 0 | 0 | 0 | 0 | 0 | 0 | 0 | 1 | 0 | 0 | 0 | 11518.4831
2025-11-01 | 9350.372 | 13.8 | 0 | 1 | 0 | 0 | 0 | 0 | 0 | 0 | 0 | 0 | 0 | 0 | 0 | 0 | 0 | 0 | 0 | 0 | 0 | 0 | 0 | 0 | 0 | 1 | 0 | 0 | 10595.5098
2025-11-01 | 8700.617 | 14.2 | 0 | 1 | 0 | 0 | 0 | 0 | 0 | 0 | 0 | 0 | 0 | 0 | 0 | 0 | 0 | 0 | 0 | 0 | 0 | 0 | 0 | 0 | 0 | 0 | 1 | 0 | 9500.2184
2025-11-01 | 8196.196 | 14.8 | 0 | 1 | 0 | 0 | 0 | 0 | 0 | 0 | 0 | 0 | 0 | 0 | 0 | 0 | 0 | 0 | 0 | 0 | 0 | 0 | 0 | 0 | 0 | 0 | 0 | 1 | 8592.4516
2025-11-02 | 7505.91 | 14.5 | 0 | 1 | 1 | 0 | 0 | 0 | 0 | 0 | 0 | 0 | 0 | 0 | 0 | 0 | 0 | 0 | 0 | 0 | 0 | 0 | 0 | 0 | 0 | 0 | 0 | 0 | 7837.0243
2025-11-02 | 7054.971 | 16.9 | 0 | 1 | 0 | 1 | 0 | 0 | 0 | 0 | 0 | 0 | 0 | 0 | 0 | 0 | 0 | 0 | 0 | 0 | 0 | 0 | 0 | 0 | 0 | 0 | 0 | 0 | 7825.9975
2025-11-02 | 6845.338 | 17 | 0 | 1 | 0 | 0 | 1 | 0 | 0 | 0 | 0 | 0 | 0 | 0 | 0 | 0 | 0 | 0 | 0 | 0 | 0 | 0 | 0 | 0 | 0 | 0 | 0 | 0 | 7614.3601
2025-11-02 | 6787.822 | 16.9 | 0 | 1 | 0 | 0 | 0 | 1 | 0 | 0 | 0 | 0 | 0 | 0 | 0 | 0 | 0 | 0 | 0 | 0 | 0 | 0 | 0 | 0 | 0 | 0 | 0 | 0 | 7552.0584
2025-11-02 | 6913.069 | 17.3 | 0 | 1 | 0 | 0 | 0 | 0 | 1 | 0 | 0 | 0 | 0 | 0 | 0 | 0 | 0 | 0 | 0 | 0 | 0 | 0 | 0 | 0 | 0 | 0 | 0 | 0 | 7800.8894
2025-11-02 | 7329.105 | 18.3 | 0 | 1 | 0 | 0 | 0 | 0 | 0 | 1 | 0 | 0 | 0 | 0 | 0 | 0 | 0 | 0 | 0 | 0 | 0 | 0 | 0 | 0 | 0 | 0 | 0 | 0 | 8508.696
2025-11-02 | 8017.215 | 18 | 0 | 1 | 0 | 0 | 0 | 0 | 0 | 0 | 1 | 0 | 0 | 0 | 0 | 0 | 0 | 0 | 0 | 0 | 0 | 0 | 0 | 0 | 0 | 0 | 0 | 0 | 9233.5789
2025-11-02 | 8966.768 | 19 | 0 | 1 | 0 | 0 | 0 | 0 | 0 | 0 | 0 | 1 | 0 | 0 | 0 | 0 | 0 | 0 | 0 | 0 | 0 | 0 | 0 | 0 | 0 | 0 | 0 | 0 | 10071.4522
2025-11-02 | 9690.096 | 16.4 | 0 | 1 | 0 | 0 | 0 | 0 | 0 | 0 | 0 | 0 | 1 | 0 | 0 | 0 | 0 | 0 | 0 | 0 | 0 | 0 | 0 | 0 | 0 | 0 | 0 | 0 | 9971.7337
2025-11-02 | 10060.658 | 13.2 | 0 | 1 | 0 | 0 | 0 | 0 | 0 | 0 | 0 | 0 | 0 | 1 | 0 | 0 | 0 | 0 | 0 | 0 | 0 | 0 | 0 | 0 | 0 | 0 | 0 | 0 | 9540.1188
2025-11-02 | 10115.258 | 10.7 | 0 | 1 | 0 | 0 | 0 | 0 | 0 | 0 | 0 | 0 | 0 | 0 | 1 | 0 | 0 | 0 | 0 | 0 | 0 | 0 | 0 | 0 | 0 | 0 | 0 | 0 | 9185.9742
2025-11-02 | 10154.845 | 8.8 | 0 | 1 | 0 | 0 | 0 | 0 | 0 | 0 | 0 | 0 | 0 | 0 | 0 | 1 | 0 | 0 | 0 | 0 | 0 | 0 | 0 | 0 | 0 | 0 | 0 | 0 | 8973.1186
2025-11-02 | 10132.515 | 8.9 | 0 | 1 | 0 | 0 | 0 | 0 | 0 | 0 | 0 | 0 | 0 | 0 | 0 | 0 | 1 | 0 | 0 | 0 | 0 | 0 | 0 | 0 | 0 | 0 | 0 | 0 | 8899.9288
2025-11-02 | 9882.372 | 8.6 | 0 | 1 | 0 | 0 | 0 | 0 | 0 | 0 | 0 | 0 | 0 | 0 | 0 | 0 | 0 | 1 | 0 | 0 | 0 | 0 | 0 | 0 | 0 | 0 | 0 | 0 | 8770.908
2025-11-02 | 9894.25 | 8.5 | 0 | 1 | 0 | 0 | 0 | 0 | 0 | 0 | 0 | 0 | 0 | 0 | 0 | 0 | 0 | 0 | 1 | 0 | 0 | 0 | 0 | 0 | 0 | 0 | 0 | 0 | 8939.2611
2025-11-02 | 10400.654 | 8.1 | 0 | 1 | 0 | 0 | 0 | 0 | 0 | 0 | 0 | 0 | 0 | 0 | 0 | 0 | 0 | 0 | 0 | 1 | 0 | 0 | 0 | 0 | 0 | 0 | 0 | 0 | 9563.8132
2025-11-02 | 11599.102 | 8.7 | 0 | 1 | 0 | 0 | 0 | 0 | 0 | 0 | 0 | 0 | 0 | 0 | 0 | 0 | 0 | 0 | 0 | 0 | 1 | 0 | 0 | 0 | 0 | 0 | 0 | 0 | 10697.8652
2025-11-02 | 12931.086 | 9.1 | 0 | 1 | 0 | 0 | 0 | 0 | 0 | 0 | 0 | 0 | 0 | 0 | 0 | 0 | 0 | 0 | 0 | 0 | 0 | 1 | 0 | 0 | 0 | 0 | 0 | 0 | 11257.7469
2025-11-02 | 12365.215 | 9.7 | 0 | 1 | 0 | 0 | 0 | 0 | 0 | 0 | 0 | 0 | 0 | 0 | 0 | 0 | 0 | 0 | 0 | 0 | 0 | 0 | 1 | 0 | 0 | 0 | 0 | 0 | 11341.2501
2025-11-02 | 11745.443 | 10.4 | 0 | 1 | 0 | 0 | 0 | 0 | 0 | 0 | 0 | 0 | 0 | 0 | 0 | 0 | 0 | 0 | 0 | 0 | 0 | 0 | 0 | 1 | 0 | 0 | 0 | 0 | 11369.9591
2025-11-02 | 10927.74 | 9.9 | 0 | 1 | 0 | 0 | 0 | 0 | 0 | 0 | 0 | 0 | 0 | 0 | 0 | 0 | 0 | 0 | 0 | 0 | 0 | 0 | 0 | 0 | 1 | 0 | 0 | 0 | 10905.6405
2025-11-02 | 10011.467 | 9.9 | 0 | 1 | 0 | 0 | 0 | 0 | 0 | 0 | 0 | 0 | 0 | 0 | 0 | 0 | 0 | 0 | 0 | 0 | 0 | 0 | 0 | 0 | 0 | 1 | 0 | 0 | 9931.5969
2025-11-02 | 8607.444 | 11 | 0 | 1 | 0 | 0 | 0 | 0 | 0 | 0 | 0 | 0 | 0 | 0 | 0 | 0 | 0 | 0 | 0 | 0 | 0 | 0 | 0 | 0 | 0 | 0 | 1 | 0 | 8955.4694
2025-11-02 | 7422.122 | 11.3 | 0 | 1 | 0 | 0 | 0 | 0 | 0 | 0 | 0 | 0 | 0 | 0 | 0 | 0 | 0 | 0 | 0 | 0 | 0 | 0 | 0 | 0 | 0 | 0 | 0 | 1 | 7996.6324
2025-11-03 | 6618.506 | 11.3 | 0 | 0 | 1 | 0 | 0 | 0 | 0 | 0 | 0 | 0 | 0 | 0 | 0 | 0 | 0 | 0 | 0 | 0 | 0 | 0 | 0 | 0 | 0 | 0 | 0 | 0 | 6809.144
2025-11-03 | 6225.375 | 11.7 | 0 | 0 | 0 | 1 | 0 | 0 | 0 | 0 | 0 | 0 | 0 | 0 | 0 | 0 | 0 | 0 | 0 | 0 | 0 | 0 | 0 | 0 | 0 | 0 | 0 | 0 | 6457.6491
2025-11-03 | 5991.56 | 11.6 | 0 | 0 | 0 | 0 | 1 | 0 | 0 | 0 | 0 | 0 | 0 | 0 | 0 | 0 | 0 | 0 | 0 | 0 | 0 | 0 | 0 | 0 | 0 | 0 | 0 | 0 | 6211.9648
2025-11-03 | 5868.621 | 11.7 | 0 | 0 | 0 | 0 | 0 | 1 | 0 | 0 | 0 | 0 | 0 | 0 | 0 | 0 | 0 | 0 | 0 | 0 | 0 | 0 | 0 | 0 | 0 | 0 | 0 | 0 | 6183.7099
2025-11-03 | 5969.884 | 11.9 | 0 | 0 | 0 | 0 | 0 | 0 | 1 | 0 | 0 | 0 | 0 | 0 | 0 | 0 | 0 | 0 | 0 | 0 | 0 | 0 | 0 | 0 | 0 | 0 | 0 | 0 | 6398.4942
2025-11-03 | 6427.169 | 10.7 | 0 | 0 | 0 | 0 | 0 | 0 | 0 | 1 | 0 | 0 | 0 | 0 | 0 | 0 | 0 | 0 | 0 | 0 | 0 | 0 | 0 | 0 | 0 | 0 | 0 | 0 | 6731.7858
2025-11-03 | 7297.913 | 10 | 0 | 0 | 0 | 0 | 0 | 0 | 0 | 0 | 1 | 0 | 0 | 0 | 0 | 0 | 0 | 0 | 0 | 0 | 0 | 0 | 0 | 0 | 0 | 0 | 0 | 0 | 7388.5751
2025-11-03 | 8260.675 | 9.7 | 0 | 0 | 0 | 0 | 0 | 0 | 0 | 0 | 0 | 1 | 0 | 0 | 0 | 0 | 0 | 0 | 0 | 0 | 0 | 0 | 0 | 0 | 0 | 0 | 0 | 0 | 8005.1442
2025-11-03 | 8391.384 | 9.7 | 0 | 0 | 0 | 0 | 0 | 0 | 0 | 0 | 0 | 0 | 1 | 0 | 0 | 0 | 0 | 0 | 0 | 0 | 0 | 0 | 0 | 0 | 0 | 0 | 0 | 0 | 8348.0342
2025-11-03 | 8193.779 | 9.4 | 0 | 0 | 0 | 0 | 0 | 0 | 0 | 0 | 0 | 0 | 0 | 1 | 0 | 0 | 0 | 0 | 0 | 0 | 0 | 0 | 0 | 0 | 0 | 0 | 0 | 0 | 8410.0981
2025-11-03 | 8344.848 | 8.7 | 0 | 0 | 0 | 0 | 0 | 0 | 0 | 0 | 0 | 0 | 0 | 0 | 1 | 0 | 0 | 0 | 0 | 0 | 0 | 0 | 0 | 0 | 0 | 0 | 0 | 0 | 8362.3747
2025-11-03 | 8648.998 | 9.8 | 0 | 0 | 0 | 0 | 0 | 0 | 0 | 0 | 0 | 0 | 0 | 0 | 0 | 1 | 0 | 0 | 0 | 0 | 0 | 0 | 0 | 0 | 0 | 0 | 0 | 0 | 8660.2214
2025-11-03 | 8974.898 | 11.6 | 0 | 0 | 0 | 0 | 0 | 0 | 0 | 0 | 0 | 0 | 0 | 0 | 0 | 0 | 1 | 0 | 0 | 0 | 0 | 0 | 0 | 0 | 0 | 0 | 0 | 0 | 8876.4294
2025-11-03 | 8894.286 | 11 | 0 | 0 | 0 | 0 | 0 | 0 | 0 | 0 | 0 | 0 | 0 | 0 | 0 | 0 | 0 | 1 | 0 | 0 | 0 | 0 | 0 | 0 | 0 | 0 | 0 | 0 | 8696.3384
2025-11-03 | 8754.768 | 9.8 | 0 | 0 | 0 | 0 | 0 | 0 | 0 | 0 | 0 | 0 | 0 | 0 | 0 | 0 | 0 | 0 | 1 | 0 | 0 | 0 | 0 | 0 | 0 | 0 | 0 | 0 | 8677.434
2025-11-03 | 9134.317 | 7.9 | 0 | 0 | 0 | 0 | 0 | 0 | 0 | 0 | 0 | 0 | 0 | 0 | 0 | 0 | 0 | 0 | 0 | 1 | 0 | 0 | 0 | 0 | 0 | 0 | 0 | 0 | 9046.635
2025-11-03 | 10422.709 | 7.3 | 0 | 0 | 0 | 0 | 0 | 0 | 0 | 0 | 0 | 0 | 0 | 0 | 0 | 0 | 0 | 0 | 0 | 0 | 1 | 0 | 0 | 0 | 0 | 0 | 0 | 0 | 9976.4062
2025-11-03 | 11771.862 | 8.1 | 0 | 0 | 0 | 0 | 0 | 0 | 0 | 0 | 0 | 0 | 0 | 0 | 0 | 0 | 0 | 0 | 0 | 0 | 0 | 1 | 0 | 0 | 0 | 0 | 0 | 0 | 10604.3815
2025-11-03 | 11418.796 | 8.6 | 0 | 0 | 0 | 0 | 0 | 0 | 0 | 0 | 0 | 0 | 0 | 0 | 0 | 0 | 0 | 0 | 0 | 0 | 0 | 0 | 1 | 0 | 0 | 0 | 0 | 0 | 10670.8613
2025-11-03 | 11169.627 | 9.5 | 0 | 0 | 0 | 0 | 0 | 0 | 0 | 0 | 0 | 0 | 0 | 0 | 0 | 0 | 0 | 0 | 0 | 0 | 0 | 0 | 0 | 1 | 0 | 0 | 0 | 0 | 10733.6171
2025-11-03 | 10847.079 | 9.5 | 0 | 0 | 0 | 0 | 0 | 0 | 0 | 0 | 0 | 0 | 0 | 0 | 0 | 0 | 0 | 0 | 0 | 0 | 0 | 0 | 0 | 0 | 1 | 0 | 0 | 0 | 10354.4155
2025-11-03 | 9873.611 | 10.3 | 0 | 0 | 0 | 0 | 0 | 0 | 0 | 0 | 0 | 0 | 0 | 0 | 0 | 0 | 0 | 0 | 0 | 0 | 0 | 0 | 0 | 0 | 0 | 1 | 0 | 0 | 9516.5592
2025-11-03 | 8754.698 | 12.4 | 0 | 0 | 0 | 0 | 0 | 0 | 0 | 0 | 0 | 0 | 0 | 0 | 0 | 0 | 0 | 0 | 0 | 0 | 0 | 0 | 0 | 0 | 0 | 0 | 1 | 0 | 8710.6657
2025-11-03 | 7692.915 | 10 | 0 | 0 | 0 | 0 | 0 | 0 | 0 | 0 | 0 | 0 | 0 | 0 | 0 | 0 | 0 | 0 | 0 | 0 | 0 | 0 | 0 | 0 | 0 | 0 | 0 | 1 | 7292.1968
2025-11-04 | 6935.69 | 12.2 | 0 | 0 | 1 | 0 | 0 | 0 | 0 | 0 | 0 | 0 | 0 | 0 | 0 | 0 | 0 | 0 | 0 | 0 | 0 | 0 | 0 | 0 | 0 | 0 | 0 | 0 | 6962.3546
2025-11-04 | 6606.537 | 13.8 | 0 | 0 | 0 | 1 | 0 | 0 | 0 | 0 | 0 | 0 | 0 | 0 | 0 | 0 | 0 | 0 | 0 | 0 | 0 | 0 | 0 | 0 | 0 | 0 | 0 | 0 | 6815.1406
2025-11-04 | 6340.18 | 14.2 | 0 | 0 | 0 | 0 | 1 | 0 | 0 | 0 | 0 | 0 | 0 | 0 | 0 | 0 | 0 | 0 | 0 | 0 | 0 | 0 | 0 | 0 | 0 | 0 | 0 | 0 | 6654.5734
2025-11-04 | 6226.474 | 15.2 | 0 | 0 | 0 | 0 | 0 | 1 | 0 | 0 | 0 | 0 | 0 | 0 | 0 | 0 | 0 | 0 | 0 | 0 | 0 | 0 | 0 | 0 | 0 | 0 | 0 | 0 | 6779.5291
2025-11-04 | 6396.971 | 16.2 | 0 | 0 | 0 | 0 | 0 | 0 | 1 | 0 | 0 | 0 | 0 | 0 | 0 | 0 | 0 | 0 | 0 | 0 | 0 | 0 | 0 | 0 | 0 | 0 | 0 | 0 | 7130.5006
2025-11-04 | 6995.315 | 15.5 | 0 | 0 | 0 | 0 | 0 | 0 | 0 | 1 | 0 | 0 | 0 | 0 | 0 | 0 | 0 | 0 | 0 | 0 | 0 | 0 | 0 | 0 | 0 | 0 | 0 | 0 | 7548.9093
2025-11-04 | 8029.112 | 15.6 | 0 | 0 | 0 | 0 | 0 | 0 | 0 | 0 | 1 | 0 | 0 | 0 | 0 | 0 | 0 | 0 | 0 | 0 | 0 | 0 | 0 | 0 | 0 | 0 | 0 | 0 | 8341.8858
2025-11-04 | 8824.547 | 15 | 0 | 0 | 0 | 0 | 0 | 0 | 0 | 0 | 0 | 1 | 0 | 0 | 0 | 0 | 0 | 0 | 0 | 0 | 0 | 0 | 0 | 0 | 0 | 0 | 0 | 0 | 8907.3847
2025-11-04 | 8435.051 | 12.9 | 0 | 0 | 0 | 0 | 0 | 0 | 0 | 0 | 0 | 0 | 1 | 0 | 0 | 0 | 0 | 0 | 0 | 0 | 0 | 0 | 0 | 0 | 0 | 0 | 0 | 0 | 8892.7832
2025-11-04 | 7920.375 | 9.4 | 0 | 0 | 0 | 0 | 0 | 0 | 0 | 0 | 0 | 0 | 0 | 1 | 0 | 0 | 0 | 0 | 0 | 0 | 0 | 0 | 0 | 0 | 0 | 0 | 0 | 0 | 8410.0981
2025-11-04 | 7615.692 | 7.8 | 0 | 0 | 0 | 0 | 0 | 0 | 0 | 0 | 0 | 0 | 0 | 0 | 1 | 0 | 0 | 0 | 0 | 0 | 0 | 0 | 0 | 0 | 0 | 0 | 0 | 0 | 8209.1641
2025-11-04 | 7480.324 | 6 | 0 | 0 | 0 | 0 | 0 | 0 | 0 | 0 | 0 | 0 | 0 | 0 | 0 | 1 | 0 | 0 | 0 | 0 | 0 | 0 | 0 | 0 | 0 | 0 | 0 | 0 | 8013.3319
2025-11-04 | 7469.493 | 4.7 | 0 | 0 | 0 | 0 | 0 | 0 | 0 | 0 | 0 | 0 | 0 | 0 | 0 | 0 | 1 | 0 | 0 | 0 | 0 | 0 | 0 | 0 | 0 | 0 | 0 | 0 | 7701.8144
2025-11-04 | 7333.555 | 4.4 | 0 | 0 | 0 | 0 | 0 | 0 | 0 | 0 | 0 | 0 | 0 | 0 | 0 | 0 | 0 | 1 | 0 | 0 | 0 | 0 | 0 | 0 | 0 | 0 | 0 | 0 | 7572.7937
2025-11-04 | 7077.818 | 4.7 | 0 | 0 | 0 | 0 | 0 | 0 | 0 | 0 | 0 | 0 | 0 | 0 | 0 | 0 | 0 | 0 | 1 | 0 | 0 | 0 | 0 | 0 | 0 | 0 | 0 | 0 | 7809.2403
2025-11-04 | 7518.62 | 4.6 | 0 | 0 | 0 | 0 | 0 | 0 | 0 | 0 | 0 | 0 | 0 | 0 | 0 | 0 | 0 | 0 | 0 | 1 | 0 | 0 | 0 | 0 | 0 | 0 | 0 | 0 | 8484.8627
2025-11-04 | 8883.423 | 5.6 | 0 | 0 | 0 | 0 | 0 | 0 | 0 | 0 | 0 | 0 | 0 | 0 | 0 | 0 | 0 | 0 | 0 | 0 | 1 | 0 | 0 | 0 | 0 | 0 | 0 | 0 | 9687.0083
2025-11-04 | 10799.334 | 7.1 | 0 | 0 | 0 | 0 | 0 | 0 | 0 | 0 | 0 | 0 | 0 | 0 | 0 | 0 | 0 | 0 | 0 | 0 | 0 | 1 | 0 | 0 | 0 | 0 | 0 | 0 | 10434.1475
2025-11-04 | 10654.839 | 8 | 0 | 0 | 0 | 0 | 0 | 0 | 0 | 0 | 0 | 0 | 0 | 0 | 0 | 0 | 0 | 0 | 0 | 0 | 0 | 0 | 1 | 0 | 0 | 0 | 0 | 0 | 10568.7208
2025-11-04 | 10370.801 | 9.1 | 0 | 0 | 0 | 0 | 0 | 0 | 0 | 0 | 0 | 0 | 0 | 0 | 0 | 0 | 0 | 0 | 0 | 0 | 0 | 0 | 0 | 1 | 0 | 0 | 0 | 0 | 10665.5235
2025-11-04 | 10101.435 | 10 | 0 | 0 | 0 | 0 | 0 | 0 | 0 | 0 | 0 | 0 | 0 | 0 | 0 | 0 | 0 | 0 | 0 | 0 | 0 | 0 | 0 | 0 | 1 | 0 | 0 | 0 | 10439.5325
2025-11-04 | 9362.722 | 10.6 | 0 | 0 | 0 | 0 | 0 | 0 | 0 | 0 | 0 | 0 | 0 | 0 | 0 | 0 | 0 | 0 | 0 | 0 | 0 | 0 | 0 | 0 | 0 | 1 | 0 | 0 | 9567.6294
2025-11-04 | 8387.466 | 10.9 | 0 | 0 | 0 | 0 | 0 | 0 | 0 | 0 | 0 | 0 | 0 | 0 | 0 | 0 | 0 | 0 | 0 | 0 | 0 | 0 | 0 | 0 | 0 | 0 | 1 | 0 | 8455.3147
2025-11-04 | 7491.926 | 10.3 | 0 | 0 | 0 | 0 | 0 | 0 | 0 | 0 | 0 | 0 | 0 | 0 | 0 | 0 | 0 | 0 | 0 | 0 | 0 | 0 | 0 | 0 | 0 | 0 | 0 | 1 | 7343.267
2025-11-05 | 6856.421 | 10.1 | 0 | 0 | 1 | 0 | 0 | 0 | 0 | 0 | 0 | 0 | 0 | 0 | 0 | 0 | 0 | 0 | 0 | 0 | 0 | 0 | 0 | 0 | 0 | 0 | 0 | 0 | 6604.8631
2025-11-05 | 6467.997 | 10.1 | 0 | 0 | 0 | 1 | 0 | 0 | 0 | 0 | 0 | 0 | 0 | 0 | 0 | 0 | 0 | 0 | 0 | 0 | 0 | 0 | 0 | 0 | 0 | 0 | 0 | 0 | 6185.2746
2025-11-05 | 6215.109 | 10.8 | 0 | 0 | 0 | 0 | 1 | 0 | 0 | 0 | 0 | 0 | 0 | 0 | 0 | 0 | 0 | 0 | 0 | 0 | 0 | 0 | 0 | 0 | 0 | 0 | 0 | 0 | 6075.7776
2025-11-05 | 6049.773 | 10.2 | 0 | 0 | 0 | 0 | 0 | 1 | 0 | 0 | 0 | 0 | 0 | 0 | 0 | 0 | 0 | 0 | 0 | 0 | 0 | 0 | 0 | 0 | 0 | 0 | 0 | 0 | 5928.3588
2025-11-05 | 6146.958 | 10.1 | 0 | 0 | 0 | 0 | 0 | 0 | 1 | 0 | 0 | 0 | 0 | 0 | 0 | 0 | 0 | 0 | 0 | 0 | 0 | 0 | 0 | 0 | 0 | 0 | 0 | 0 | 6092.0729
2025-11-05 | 6693.065 | 9.4 | 0 | 0 | 0 | 0 | 0 | 0 | 0 | 1 | 0 | 0 | 0 | 0 | 0 | 0 | 0 | 0 | 0 | 0 | 0 | 0 | 0 | 0 | 0 | 0 | 0 | 0 | 6510.4815
2025-11-05 | 7492.309 | 9.1 | 0 | 0 | 0 | 0 | 0 | 0 | 0 | 0 | 1 | 0 | 0 | 0 | 0 | 0 | 0 | 0 | 0 | 0 | 0 | 0 | 0 | 0 | 0 | 0 | 0 | 0 | 7235.3644
2025-11-05 | 8374.242 | 9.2 | 0 | 0 | 0 | 0 | 0 | 0 | 0 | 0 | 0 | 1 | 0 | 0 | 0 | 0 | 0 | 0 | 0 | 0 | 0 | 0 | 0 | 0 | 0 | 0 | 0 | 0 | 7920.0271
2025-11-05 | 8417.696 | 8.2 | 0 | 0 | 0 | 0 | 0 | 0 | 0 | 0 | 0 | 0 | 1 | 0 | 0 | 0 | 0 | 0 | 0 | 0 | 0 | 0 | 0 | 0 | 0 | 0 | 0 | 0 | 8092.6831
2025-11-05 | 8175.606 | 7.7 | 0 | 0 | 0 | 0 | 0 | 0 | 0 | 0 | 0 | 0 | 0 | 1 | 0 | 0 | 0 | 0 | 0 | 0 | 0 | 0 | 0 | 0 | 0 | 0 | 0 | 0 | 8120.7002
2025-11-05 | 8272.535 | 6.5 | 0 | 0 | 0 | 0 | 0 | 0 | 0 | 0 | 0 | 0 | 0 | 0 | 1 | 0 | 0 | 0 | 0 | 0 | 0 | 0 | 0 | 0 | 0 | 0 | 0 | 0 | 7987.8598
2025-11-05 | 8451.176 | 5.8 | 0 | 0 | 0 | 0 | 0 | 0 | 0 | 0 | 0 | 0 | 0 | 0 | 0 | 1 | 0 | 0 | 0 | 0 | 0 | 0 | 0 | 0 | 0 | 0 | 0 | 0 | 7979.2851
2025-11-05 | 8700.121 | 5.4 | 0 | 0 | 0 | 0 | 0 | 0 | 0 | 0 | 0 | 0 | 0 | 0 | 0 | 0 | 1 | 0 | 0 | 0 | 0 | 0 | 0 | 0 | 0 | 0 | 0 | 0 | 7820.9782
2025-11-05 | 8585.277 | 5.9 | 0 | 0 | 0 | 0 | 0 | 0 | 0 | 0 | 0 | 0 | 0 | 0 | 0 | 0 | 0 | 1 | 0 | 0 | 0 | 0 | 0 | 0 | 0 | 0 | 0 | 0 | 7828.1447
2025-11-05 | 8605.925 | 5.9 | 0 | 0 | 0 | 0 | 0 | 0 | 0 | 0 | 0 | 0 | 0 | 0 | 0 | 0 | 0 | 0 | 1 | 0 | 0 | 0 | 0 | 0 | 0 | 0 | 0 | 0 | 8013.5212
2025-11-05 | 9070.793 | 7.2 | 0 | 0 | 0 | 0 | 0 | 0 | 0 | 0 | 0 | 0 | 0 | 0 | 0 | 0 | 0 | 0 | 0 | 1 | 0 | 0 | 0 | 0 | 0 | 0 | 0 | 0 | 8927.4712
2025-11-05 | 10338.321 | 7.8 | 0 | 0 | 0 | 0 | 0 | 0 | 0 | 0 | 0 | 0 | 0 | 0 | 0 | 0 | 0 | 0 | 0 | 0 | 1 | 0 | 0 | 0 | 0 | 0 | 0 | 0 | 10061.5232
2025-11-05 | 11687.623 | 8.7 | 0 | 0 | 0 | 0 | 0 | 0 | 0 | 0 | 0 | 0 | 0 | 0 | 0 | 0 | 0 | 0 | 0 | 0 | 0 | 1 | 0 | 0 | 0 | 0 | 0 | 0 | 10706.522
2025-11-05 | 11514.859 | 10.3 | 0 | 0 | 0 | 0 | 0 | 0 | 0 | 0 | 0 | 0 | 0 | 0 | 0 | 0 | 0 | 0 | 0 | 0 | 0 | 0 | 1 | 0 | 0 | 0 | 0 | 0 | 10960.2592
2025-11-05 | 11317.583 | 10.3 | 0 | 0 | 0 | 0 | 0 | 0 | 0 | 0 | 0 | 0 | 0 | 0 | 0 | 0 | 0 | 0 | 0 | 0 | 0 | 0 | 0 | 1 | 0 | 0 | 0 | 0 | 10869.8043
2025-11-05 | 11076.034 | 11.1 | 0 | 0 | 0 | 0 | 0 | 0 | 0 | 0 | 0 | 0 | 0 | 0 | 0 | 0 | 0 | 0 | 0 | 0 | 0 | 0 | 0 | 0 | 1 | 0 | 0 | 0 | 10626.79
2025-11-05 | 10162.562 | 12 | 0 | 0 | 0 | 0 | 0 | 0 | 0 | 0 | 0 | 0 | 0 | 0 | 0 | 0 | 0 | 0 | 0 | 0 | 0 | 0 | 0 | 0 | 0 | 1 | 0 | 0 | 9805.9571
2025-11-05 | 8839.699 | 11.9 | 0 | 0 | 0 | 0 | 0 | 0 | 0 | 0 | 0 | 0 | 0 | 0 | 0 | 0 | 0 | 0 | 0 | 0 | 0 | 0 | 0 | 0 | 0 | 0 | 1 | 0 | 8625.5487
2025-11-05 | 7812.049 | 12.9 | 0 | 0 | 0 | 0 | 0 | 0 | 0 | 0 | 0 | 0 | 0 | 0 | 0 | 0 | 0 | 0 | 0 | 0 | 0 | 0 | 0 | 0 | 0 | 0 | 0 | 1 | 7785.8756
2025-11-06 | 7063.003 | 13.2 | 0 | 0 | 1 | 0 | 0 | 0 | 0 | 0 | 0 | 0 | 0 | 0 | 0 | 0 | 0 | 0 | 0 | 0 | 0 | 0 | 0 | 0 | 0 | 0 | 0 | 0 | 7132.5887
2025-11-06 | 6630.532 | 13.5 | 0 | 0 | 0 | 1 | 0 | 0 | 0 | 0 | 0 | 0 | 0 | 0 | 0 | 0 | 0 | 0 | 0 | 0 | 0 | 0 | 0 | 0 | 0 | 0 | 0 | 0 | 6764.0704
2025-11-06 | 6411.812 | 14 | 0 | 0 | 0 | 0 | 1 | 0 | 0 | 0 | 0 | 0 | 0 | 0 | 0 | 0 | 0 | 0 | 0 | 0 | 0 | 0 | 0 | 0 | 0 | 0 | 0 | 0 | 6620.5265
2025-11-06 | 6354.934 | 14 | 0 | 0 | 0 | 0 | 0 | 1 | 0 | 0 | 0 | 0 | 0 | 0 | 0 | 0 | 0 | 0 | 0 | 0 | 0 | 0 | 0 | 0 | 0 | 0 | 0 | 0 | 6575.2483
2025-11-06 | 6494.921 | 17 | 0 | 0 | 0 | 0 | 0 | 0 | 1 | 0 | 0 | 0 | 0 | 0 | 0 | 0 | 0 | 0 | 0 | 0 | 0 | 0 | 0 | 0 | 0 | 0 | 0 | 0 | 7266.6879
2025-11-06 | 7093.242 | 15.7 | 0 | 0 | 0 | 0 | 0 | 0 | 0 | 1 | 0 | 0 | 0 | 0 | 0 | 0 | 0 | 0 | 0 | 0 | 0 | 0 | 0 | 0 | 0 | 0 | 0 | 0 | 7582.9561
2025-11-06 | 8117.166 | 17 | 0 | 0 | 0 | 0 | 0 | 0 | 0 | 0 | 1 | 0 | 0 | 0 | 0 | 0 | 0 | 0 | 0 | 0 | 0 | 0 | 0 | 0 | 0 | 0 | 0 | 0 | 8580.2135
2025-11-06 | 8932.301 | 15.9 | 0 | 0 | 0 | 0 | 0 | 0 | 0 | 0 | 0 | 1 | 0 | 0 | 0 | 0 | 0 | 0 | 0 | 0 | 0 | 0 | 0 | 0 | 0 | 0 | 0 | 0 | 9060.5953
2025-11-06 | 8555.777 | 15.8 | 0 | 0 | 0 | 0 | 0 | 0 | 0 | 0 | 0 | 0 | 1 | 0 | 0 | 0 | 0 | 0 | 0 | 0 | 0 | 0 | 0 | 0 | 0 | 0 | 0 | 0 | 9386.4619
2025-11-06 | 8262.751 | 14.5 | 0 | 0 | 0 | 0 | 0 | 0 | 0 | 0 | 0 | 0 | 0 | 1 | 0 | 0 | 0 | 0 | 0 | 0 | 0 | 0 | 0 | 0 | 0 | 0 | 0 | 0 | 9278.2918
2025-11-06 | 8083.504 | 12.3 | 0 | 0 | 0 | 0 | 0 | 0 | 0 | 0 | 0 | 0 | 0 | 0 | 1 | 0 | 0 | 0 | 0 | 0 | 0 | 0 | 0 | 0 | 0 | 0 | 0 | 0 | 8975.2173
2025-11-06 | 8069.609 | 11.5 | 0 | 0 | 0 | 0 | 0 | 0 | 0 | 0 | 0 | 0 | 0 | 0 | 0 | 1 | 0 | 0 | 0 | 0 | 0 | 0 | 0 | 0 | 0 | 0 | 0 | 0 | 8949.6193
2025-11-06 | 8037.096 | 11.6 | 0 | 0 | 0 | 0 | 0 | 0 | 0 | 0 | 0 | 0 | 0 | 0 | 0 | 0 | 1 | 0 | 0 | 0 | 0 | 0 | 0 | 0 | 0 | 0 | 0 | 0 | 8876.4294
2025-11-06 | 7854.087 | 11.4 | 0 | 0 | 0 | 0 | 0 | 0 | 0 | 0 | 0 | 0 | 0 | 0 | 0 | 0 | 0 | 1 | 0 | 0 | 0 | 0 | 0 | 0 | 0 | 0 | 0 | 0 | 8764.4321
2025-11-06 | 7639.699 | 11.1 | 0 | 0 | 0 | 0 | 0 | 0 | 0 | 0 | 0 | 0 | 0 | 0 | 0 | 0 | 0 | 0 | 1 | 0 | 0 | 0 | 0 | 0 | 0 | 0 | 0 | 0 | 8898.7383
2025-11-06 | 8359.003 | 11.3 | 0 | 0 | 0 | 0 | 0 | 0 | 0 | 0 | 0 | 0 | 0 | 0 | 0 | 0 | 0 | 0 | 0 | 1 | 0 | 0 | 0 | 0 | 0 | 0 | 0 | 0 | 9625.4308
2025-11-06 | 9842.937 | 11.7 | 0 | 0 | 0 | 0 | 0 | 0 | 0 | 0 | 0 | 0 | 0 | 0 | 0 | 0 | 0 | 0 | 0 | 0 | 1 | 0 | 0 | 0 | 0 | 0 | 0 | 0 | 10725.436
2025-11-06 | 11454.361 | 12.7 | 0 | 0 | 0 | 0 | 0 | 0 | 0 | 0 | 0 | 0 | 0 | 0 | 0 | 0 | 0 | 0 | 0 | 0 | 0 | 1 | 0 | 0 | 0 | 0 | 0 | 0 | 11387.4582
2025-11-06 | 11537.9 | 13.6 | 0 | 0 | 0 | 0 | 0 | 0 | 0 | 0 | 0 | 0 | 0 | 0 | 0 | 0 | 0 | 0 | 0 | 0 | 0 | 0 | 1 | 0 | 0 | 0 | 0 | 0 | 11522.0316
2025-11-06 | 11477.599 | 14.7 | 0 | 0 | 0 | 0 | 0 | 0 | 0 | 0 | 0 | 0 | 0 | 0 | 0 | 0 | 0 | 0 | 0 | 0 | 0 | 0 | 0 | 1 | 0 | 0 | 0 | 0 | 11618.8342
2025-11-06 | 11347.954 | 15.9 | 0 | 0 | 0 | 0 | 0 | 0 | 0 | 0 | 0 | 0 | 0 | 0 | 0 | 0 | 0 | 0 | 0 | 0 | 0 | 0 | 0 | 0 | 1 | 0 | 0 | 0 | 11443.9135
2025-11-06 | 10601.88 | 15.4 | 0 | 0 | 0 | 0 | 0 | 0 | 0 | 0 | 0 | 0 | 0 | 0 | 0 | 0 | 0 | 0 | 0 | 0 | 0 | 0 | 0 | 0 | 0 | 1 | 0 | 0 | 10384.7529
2025-11-06 | 9358.461 | 14 | 0 | 0 | 0 | 0 | 0 | 0 | 0 | 0 | 0 | 0 | 0 | 0 | 0 | 0 | 0 | 0 | 0 | 0 | 0 | 0 | 0 | 0 | 0 | 0 | 1 | 0 | 8983.0402
2025-11-06 | 8276.62 | 14.6 | 0 | 0 | 0 | 0 | 0 | 0 | 0 | 0 | 0 | 0 | 0 | 0 | 0 | 0 | 0 | 0 | 0 | 0 | 0 | 0 | 0 | 0 | 0 | 0 | 0 | 1 | 8075.2735
2025-11-07 | 7682.536 | 14.1 | 0 | 0 | 1 | 0 | 0 | 0 | 0 | 0 | 0 | 0 | 0 | 0 | 0 | 0 | 0 | 0 | 0 | 0 | 0 | 0 | 0 | 0 | 0 | 0 | 0 | 0 | 7285.7994
2025-11-07 | 7316.437 | 14 | 0 | 0 | 0 | 1 | 0 | 0 | 0 | 0 | 0 | 0 | 0 | 0 | 0 | 0 | 0 | 0 | 0 | 0 | 0 | 0 | 0 | 0 | 0 | 0 | 0 | 0 | 6849.1874
2025-11-07 | 6916.557 | 14 | 0 | 0 | 0 | 0 | 1 | 0 | 0 | 0 | 0 | 0 | 0 | 0 | 0 | 0 | 0 | 0 | 0 | 0 | 0 | 0 | 0 | 0 | 0 | 0 | 0 | 0 | 6620.5265
2025-11-07 | 6795.876 | 13.4 | 0 | 0 | 0 | 0 | 0 | 1 | 0 | 0 | 0 | 0 | 0 | 0 | 0 | 0 | 0 | 0 | 0 | 0 | 0 | 0 | 0 | 0 | 0 | 0 | 0 | 0 | 6473.1078
2025-11-07 | 6861.581 | 12.1 | 0 | 0 | 0 | 0 | 0 | 0 | 1 | 0 | 0 | 0 | 0 | 0 | 0 | 0 | 0 | 0 | 0 | 0 | 0 | 0 | 0 | 0 | 0 | 0 | 0 | 0 | 6432.541
2025-11-07 | 7280.338 | 11.4 | 0 | 0 | 0 | 0 | 0 | 0 | 0 | 1 | 0 | 0 | 0 | 0 | 0 | 0 | 0 | 0 | 0 | 0 | 0 | 0 | 0 | 0 | 0 | 0 | 0 | 0 | 6850.9497
2025-11-07 | 8061.419 | 11.2 | 0 | 0 | 0 | 0 | 0 | 0 | 0 | 0 | 1 | 0 | 0 | 0 | 0 | 0 | 0 | 0 | 0 | 0 | 0 | 0 | 0 | 0 | 0 | 0 | 0 | 0 | 7592.8559
2025-11-07 | 9016.941 | 11 | 0 | 0 | 0 | 0 | 0 | 0 | 0 | 0 | 0 | 1 | 0 | 0 | 0 | 0 | 0 | 0 | 0 | 0 | 0 | 0 | 0 | 0 | 0 | 0 | 0 | 0 | 8226.4484
2025-11-07 | 8997.104 | 10.8 | 0 | 0 | 0 | 0 | 0 | 0 | 0 | 0 | 0 | 0 | 1 | 0 | 0 | 0 | 0 | 0 | 0 | 0 | 0 | 0 | 0 | 0 | 0 | 0 | 0 | 0 | 8535.2916
2025-11-07 | 8649.737 | 9.9 | 0 | 0 | 0 | 0 | 0 | 0 | 0 | 0 | 0 | 0 | 0 | 1 | 0 | 0 | 0 | 0 | 0 | 0 | 0 | 0 | 0 | 0 | 0 | 0 | 0 | 0 | 8495.2151
2025-11-07 | 8464.785 | 9.9 | 0 | 0 | 0 | 0 | 0 | 0 | 0 | 0 | 0 | 0 | 0 | 0 | 1 | 0 | 0 | 0 | 0 | 0 | 0 | 0 | 0 | 0 | 0 | 0 | 0 | 0 | 8566.6556
2025-11-07 | 8974.715 | 11 | 0 | 0 | 0 | 0 | 0 | 0 | 0 | 0 | 0 | 0 | 0 | 0 | 0 | 1 | 0 | 0 | 0 | 0 | 0 | 0 | 0 | 0 | 0 | 0 | 0 | 0 | 8864.5022
2025-11-07 | 9047.925 | 10.8 | 0 | 0 | 0 | 0 | 0 | 0 | 0 | 0 | 0 | 0 | 0 | 0 | 0 | 0 | 1 | 0 | 0 | 0 | 0 | 0 | 0 | 0 | 0 | 0 | 0 | 0 | 8740.2421
2025-11-07 | 9121.63 | 9.9 | 0 | 0 | 0 | 0 | 0 | 0 | 0 | 0 | 0 | 0 | 0 | 0 | 0 | 0 | 0 | 1 | 0 | 0 | 0 | 0 | 0 | 0 | 0 | 0 | 0 | 0 | 8509.081
2025-11-07 | 8983.022 | 9 | 0 | 0 | 0 | 0 | 0 | 0 | 0 | 0 | 0 | 0 | 0 | 0 | 0 | 0 | 0 | 0 | 1 | 0 | 0 | 0 | 0 | 0 | 0 | 0 | 0 | 0 | 8541.2467
2025-11-07 | 9381.354 | 8.1 | 0 | 0 | 0 | 0 | 0 | 0 | 0 | 0 | 0 | 0 | 0 | 0 | 0 | 0 | 0 | 0 | 0 | 1 | 0 | 0 | 0 | 0 | 0 | 0 | 0 | 0 | 9080.6819
2025-11-07 | 10442.891 | 7.5 | 0 | 0 | 0 | 0 | 0 | 0 | 0 | 0 | 0 | 0 | 0 | 0 | 0 | 0 | 0 | 0 | 0 | 0 | 1 | 0 | 0 | 0 | 0 | 0 | 0 | 0 | 10010.453
2025-11-07 | 11371.003 | 7.6 | 0 | 0 | 0 | 0 | 0 | 0 | 0 | 0 | 0 | 0 | 0 | 0 | 0 | 0 | 0 | 0 | 0 | 0 | 0 | 1 | 0 | 0 | 0 | 0 | 0 | 0 | 10519.2645
2025-11-07 | 11024.977 | 7.3 | 0 | 0 | 0 | 0 | 0 | 0 | 0 | 0 | 0 | 0 | 0 | 0 | 0 | 0 | 0 | 0 | 0 | 0 | 0 | 0 | 1 | 0 | 0 | 0 | 0 | 0 | 10449.557
2025-11-07 | 10686.475 | 7.4 | 0 | 0 | 0 | 0 | 0 | 0 | 0 | 0 | 0 | 0 | 0 | 0 | 0 | 0 | 0 | 0 | 0 | 0 | 0 | 0 | 0 | 1 | 0 | 0 | 0 | 0 | 10376.1256
2025-11-07 | 10251.822 | 7.5 | 0 | 0 | 0 | 0 | 0 | 0 | 0 | 0 | 0 | 0 | 0 | 0 | 0 | 0 | 0 | 0 | 0 | 0 | 0 | 0 | 0 | 0 | 1 | 0 | 0 | 0 | 10013.9474
2025-11-07 | 9596.326 | 7.6 | 0 | 0 | 0 | 0 | 0 | 0 | 0 | 0 | 0 | 0 | 0 | 0 | 0 | 0 | 0 | 0 | 0 | 0 | 0 | 0 | 0 | 0 | 0 | 1 | 0 | 0 | 9056.9273
2025-11-07 | 8713.835 | 7.6 | 0 | 0 | 0 | 0 | 0 | 0 | 0 | 0 | 0 | 0 | 0 | 0 | 0 | 0 | 0 | 0 | 0 | 0 | 0 | 0 | 0 | 0 | 0 | 0 | 1 | 0 | 7893.5423
2025-11-07 | 7681.572 | 8.3 | 0 | 0 | 0 | 0 | 0 | 0 | 0 | 0 | 0 | 0 | 0 | 0 | 0 | 0 | 0 | 0 | 0 | 0 | 0 | 0 | 0 | 0 | 0 | 0 | 0 | 1 | 7002.7989
2025-11-08 | 6877.428 | 8.5 | 0 | 1 | 1 | 0 | 0 | 0 | 0 | 0 | 0 | 0 | 0 | 0 | 0 | 0 | 0 | 0 | 0 | 0 | 0 | 0 | 0 | 0 | 0 | 0 | 0 | 0 | 6815.62
2025-11-08 | 6524.99 | 9.9 | 0 | 1 | 0 | 1 | 0 | 0 | 0 | 0 | 0 | 0 | 0 | 0 | 0 | 0 | 0 | 0 | 0 | 0 | 0 | 0 | 0 | 0 | 0 | 0 | 0 | 0 | 6634.3591
2025-11-08 | 6273.921 | 11.9 | 0 | 1 | 0 | 0 | 1 | 0 | 0 | 0 | 0 | 0 | 0 | 0 | 0 | 0 | 0 | 0 | 0 | 0 | 0 | 0 | 0 | 0 | 0 | 0 | 0 | 0 | 6746.1664
2025-11-08 | 6113.005 | 11.9 | 0 | 1 | 0 | 0 | 0 | 1 | 0 | 0 | 0 | 0 | 0 | 0 | 0 | 0 | 0 | 0 | 0 | 0 | 0 | 0 | 0 | 0 | 0 | 0 | 0 | 0 | 6700.8881
2025-11-08 | 6125.288 | 12.2 | 0 | 1 | 0 | 0 | 0 | 0 | 1 | 0 | 0 | 0 | 0 | 0 | 0 | 0 | 0 | 0 | 0 | 0 | 0 | 0 | 0 | 0 | 0 | 0 | 0 | 0 | 6932.6957
2025-11-08 | 6492.738 | 13.2 | 0 | 1 | 0 | 0 | 0 | 0 | 0 | 1 | 0 | 0 | 0 | 0 | 0 | 0 | 0 | 0 | 0 | 0 | 0 | 0 | 0 | 0 | 0 | 0 | 0 | 0 | 7640.5023
2025-11-08 | 7220.45 | 14.7 | 0 | 1 | 0 | 0 | 0 | 0 | 0 | 0 | 1 | 0 | 0 | 0 | 0 | 0 | 0 | 0 | 0 | 0 | 0 | 0 | 0 | 0 | 0 | 0 | 0 | 0 | 8671.8065
2025-11-08 | 8372.714 | 15.2 | 0 | 1 | 0 | 0 | 0 | 0 | 0 | 0 | 0 | 1 | 0 | 0 | 0 | 0 | 0 | 0 | 0 | 0 | 0 | 0 | 0 | 0 | 0 | 0 | 0 | 0 | 9424.5628
2025-11-08 | 9277.98 | 15 | 0 | 1 | 0 | 0 | 0 | 0 | 0 | 0 | 0 | 0 | 1 | 0 | 0 | 0 | 0 | 0 | 0 | 0 | 0 | 0 | 0 | 0 | 0 | 0 | 0 | 0 | 9733.406
2025-11-08 | 9820.567 | 14.1 | 0 | 1 | 0 | 0 | 0 | 0 | 0 | 0 | 0 | 0 | 0 | 1 | 0 | 0 | 0 | 0 | 0 | 0 | 0 | 0 | 0 | 0 | 0 | 0 | 0 | 0 | 9693.3295
2025-11-08 | 9919.3 | 13.2 | 0 | 1 | 0 | 0 | 0 | 0 | 0 | 0 | 0 | 0 | 0 | 0 | 1 | 0 | 0 | 0 | 0 | 0 | 0 | 0 | 0 | 0 | 0 | 0 | 0 | 0 | 9611.5593
2025-11-08 | 9822.731 | 12.2 | 0 | 1 | 0 | 0 | 0 | 0 | 0 | 0 | 0 | 0 | 0 | 0 | 0 | 1 | 0 | 0 | 0 | 0 | 0 | 0 | 0 | 0 | 0 | 0 | 0 | 0 | 9551.9144
2025-11-08 | 9775.388 | 12 | 0 | 1 | 0 | 0 | 0 | 0 | 0 | 0 | 0 | 0 | 0 | 0 | 0 | 0 | 1 | 0 | 0 | 0 | 0 | 0 | 0 | 0 | 0 | 0 | 0 | 0 | 9427.6543
2025-11-08 | 9292.016 | 11.7 | 0 | 1 | 0 | 0 | 0 | 0 | 0 | 0 | 0 | 0 | 0 | 0 | 0 | 0 | 0 | 1 | 0 | 0 | 0 | 0 | 0 | 0 | 0 | 0 | 0 | 0 | 9298.6336
2025-11-08 | 9048.028 | 12.3 | 0 | 1 | 0 | 0 | 0 | 0 | 0 | 0 | 0 | 0 | 0 | 0 | 0 | 0 | 0 | 0 | 1 | 0 | 0 | 0 | 0 | 0 | 0 | 0 | 0 | 0 | 9586.1505
2025-11-08 | 9342.168 | 12.6 | 0 | 1 | 0 | 0 | 0 | 0 | 0 | 0 | 0 | 0 | 0 | 0 | 0 | 0 | 0 | 0 | 0 | 1 | 0 | 0 | 0 | 0 | 0 | 0 | 0 | 0 | 10329.8665
2025-11-08 | 10671.651 | 13.5 | 0 | 1 | 0 | 0 | 0 | 0 | 0 | 0 | 0 | 0 | 0 | 0 | 0 | 0 | 0 | 0 | 0 | 0 | 1 | 0 | 0 | 0 | 0 | 0 | 0 | 0 | 11514.9887
2025-11-08 | 12282.22 | 14.4 | 0 | 1 | 0 | 0 | 0 | 0 | 0 | 0 | 0 | 0 | 0 | 0 | 0 | 0 | 0 | 0 | 0 | 0 | 0 | 1 | 0 | 0 | 0 | 0 | 0 | 0 | 12159.9874
2025-11-08 | 12034.195 | 15.4 | 0 | 1 | 0 | 0 | 0 | 0 | 0 | 0 | 0 | 0 | 0 | 0 | 0 | 0 | 0 | 0 | 0 | 0 | 0 | 0 | 1 | 0 | 0 | 0 | 0 | 0 | 12311.5842
2025-11-08 | 11394.696 | 15.4 | 0 | 1 | 0 | 0 | 0 | 0 | 0 | 0 | 0 | 0 | 0 | 0 | 0 | 0 | 0 | 0 | 0 | 0 | 0 | 0 | 0 | 1 | 0 | 0 | 0 | 0 | 12221.1294
2025-11-08 | 10878.841 | 15.5 | 0 | 1 | 0 | 0 | 0 | 0 | 0 | 0 | 0 | 0 | 0 | 0 | 0 | 0 | 0 | 0 | 0 | 0 | 0 | 0 | 0 | 0 | 1 | 0 | 0 | 0 | 11858.9512
2025-11-08 | 10094.529 | 15.8 | 0 | 1 | 0 | 0 | 0 | 0 | 0 | 0 | 0 | 0 | 0 | 0 | 0 | 0 | 0 | 0 | 0 | 0 | 0 | 0 | 0 | 0 | 0 | 1 | 0 | 0 | 10935.9779
2025-11-08 | 9343.268 | 16 | 0 | 1 | 0 | 0 | 0 | 0 | 0 | 0 | 0 | 0 | 0 | 0 | 0 | 0 | 0 | 0 | 0 | 0 | 0 | 0 | 0 | 0 | 0 | 0 | 1 | 0 | 9806.6397
2025-11-08 | 8372.942 | 16.1 | 0 | 1 | 0 | 0 | 0 | 0 | 0 | 0 | 0 | 0 | 0 | 0 | 0 | 0 | 0 | 0 | 0 | 0 | 0 | 0 | 0 | 0 | 0 | 0 | 0 | 1 | 8813.7559
2025-11-09 | 7672.645 | 16.7 | 0 | 1 | 1 | 0 | 0 | 0 | 0 | 0 | 0 | 0 | 0 | 0 | 0 | 0 | 0 | 0 | 0 | 0 | 0 | 0 | 0 | 0 | 0 | 0 | 0 | 0 | 8211.5392
2025-11-09 | 7305.34 | 16.4 | 0 | 1 | 0 | 1 | 0 | 0 | 0 | 0 | 0 | 0 | 0 | 0 | 0 | 0 | 0 | 0 | 0 | 0 | 0 | 0 | 0 | 0 | 0 | 0 | 0 | 0 | 7740.8805
2025-11-09 | 6983.3 | 17 | 0 | 1 | 0 | 0 | 1 | 0 | 0 | 0 | 0 | 0 | 0 | 0 | 0 | 0 | 0 | 0 | 0 | 0 | 0 | 0 | 0 | 0 | 0 | 0 | 0 | 0 | 7614.3601
2025-11-09 | 6871.671 | 16.8 | 0 | 1 | 0 | 0 | 0 | 1 | 0 | 0 | 0 | 0 | 0 | 0 | 0 | 0 | 0 | 0 | 0 | 0 | 0 | 0 | 0 | 0 | 0 | 0 | 0 | 0 | 7535.035
2025-11-09 | 6958.913 | 17 | 0 | 1 | 0 | 0 | 0 | 0 | 1 | 0 | 0 | 0 | 0 | 0 | 0 | 0 | 0 | 0 | 0 | 0 | 0 | 0 | 0 | 0 | 0 | 0 | 0 | 0 | 7749.8192
2025-11-09 | 7223.324 | 17.9 | 0 | 1 | 0 | 0 | 0 | 0 | 0 | 1 | 0 | 0 | 0 | 0 | 0 | 0 | 0 | 0 | 0 | 0 | 0 | 0 | 0 | 0 | 0 | 0 | 0 | 0 | 8440.6024
2025-11-09 | 7863.581 | 18.2 | 0 | 1 | 0 | 0 | 0 | 0 | 0 | 0 | 1 | 0 | 0 | 0 | 0 | 0 | 0 | 0 | 0 | 0 | 0 | 0 | 0 | 0 | 0 | 0 | 0 | 0 | 9267.6257
2025-11-09 | 8893.89 | 18.3 | 0 | 1 | 0 | 0 | 0 | 0 | 0 | 0 | 0 | 1 | 0 | 0 | 0 | 0 | 0 | 0 | 0 | 0 | 0 | 0 | 0 | 0 | 0 | 0 | 0 | 0 | 9952.2884
2025-11-09 | 10183.312 | 18.8 | 0 | 1 | 0 | 0 | 0 | 0 | 0 | 0 | 0 | 0 | 1 | 0 | 0 | 0 | 0 | 0 | 0 | 0 | 0 | 0 | 0 | 0 | 0 | 0 | 0 | 0 | 10380.2954
2025-11-09 | 11390.006 | 19 | 0 | 1 | 0 | 0 | 0 | 0 | 0 | 0 | 0 | 0 | 0 | 1 | 0 | 0 | 0 | 0 | 0 | 0 | 0 | 0 | 0 | 0 | 0 | 0 | 0 | 0 | 10527.4764
2025-11-09 | 12064.94 | 19.2 | 0 | 1 | 0 | 0 | 0 | 0 | 0 | 0 | 0 | 0 | 0 | 0 | 1 | 0 | 0 | 0 | 0 | 0 | 0 | 0 | 0 | 0 | 0 | 0 | 0 | 0 | 10632.9637
2025-11-09 | 12654.378 | 19.1 | 0 | 1 | 0 | 0 | 0 | 0 | 0 | 0 | 0 | 0 | 0 | 0 | 0 | 1 | 0 | 0 | 0 | 0 | 0 | 0 | 0 | 0 | 0 | 0 | 0 | 0 | 10726.5294
2025-11-09 | 13199.988 | 19.3 | 0 | 1 | 0 | 0 | 0 | 0 | 0 | 0 | 0 | 0 | 0 | 0 | 0 | 0 | 1 | 0 | 0 | 0 | 0 | 0 | 0 | 0 | 0 | 0 | 0 | 0 | 10670.363
2025-11-09 | 13260.908 | 19.6 | 0 | 1 | 0 | 0 | 0 | 0 | 0 | 0 | 0 | 0 | 0 | 0 | 0 | 0 | 0 | 1 | 0 | 0 | 0 | 0 | 0 | 0 | 0 | 0 | 0 | 0 | 10643.4827
2025-11-09 | 13443.983 | 19.9 | 0 | 1 | 0 | 0 | 0 | 0 | 0 | 0 | 0 | 0 | 0 | 0 | 0 | 0 | 0 | 0 | 1 | 0 | 0 | 0 | 0 | 0 | 0 | 0 | 0 | 0 | 10879.9293
2025-11-09 | 13889.171 | 20 | 0 | 1 | 0 | 0 | 0 | 0 | 0 | 0 | 0 | 0 | 0 | 0 | 0 | 0 | 0 | 0 | 0 | 1 | 0 | 0 | 0 | 0 | 0 | 0 | 0 | 0 | 11589.5985
2025-11-09 | 15037.7 | 19.8 | 0 | 1 | 0 | 0 | 0 | 0 | 0 | 0 | 0 | 0 | 0 | 0 | 0 | 0 | 0 | 0 | 0 | 0 | 1 | 0 | 0 | 0 | 0 | 0 | 0 | 0 | 12587.4632
2025-11-09 | 15867.236 | 19.8 | 0 | 1 | 0 | 0 | 0 | 0 | 0 | 0 | 0 | 0 | 0 | 0 | 0 | 0 | 0 | 0 | 0 | 0 | 0 | 1 | 0 | 0 | 0 | 0 | 0 | 0 | 13079.2513
2025-11-09 | 14787.198 | 19.6 | 0 | 1 | 0 | 0 | 0 | 0 | 0 | 0 | 0 | 0 | 0 | 0 | 0 | 0 | 0 | 0 | 0 | 0 | 0 | 0 | 1 | 0 | 0 | 0 | 0 | 0 | 13026.5672
2025-11-09 | 14104.481 | 19.9 | 0 | 1 | 0 | 0 | 0 | 0 | 0 | 0 | 0 | 0 | 0 | 0 | 0 | 0 | 0 | 0 | 0 | 0 | 0 | 0 | 0 | 1 | 0 | 0 | 0 | 0 | 12987.1826
2025-11-09 | 13177.267 | 19.9 | 0 | 1 | 0 | 0 | 0 | 0 | 0 | 0 | 0 | 0 | 0 | 0 | 0 | 0 | 0 | 0 | 0 | 0 | 0 | 0 | 0 | 0 | 1 | 0 | 0 | 0 | 12607.981
2025-11-09 | 11923.265 | 20 | 0 | 1 | 0 | 0 | 0 | 0 | 0 | 0 | 0 | 0 | 0 | 0 | 0 | 0 | 0 | 0 | 0 | 0 | 0 | 0 | 0 | 0 | 0 | 1 | 0 | 0 | 11650.9609
2025-11-09 | 10515.209 | 20.9 | 0 | 1 | 0 | 0 | 0 | 0 | 0 | 0 | 0 | 0 | 0 | 0 | 0 | 0 | 0 | 0 | 0 | 0 | 0 | 0 | 0 | 0 | 0 | 0 | 1 | 0 | 10640.7866
2025-11-09 | 9225.78 | 20.7 | 0 | 1 | 0 | 0 | 0 | 0 | 0 | 0 | 0 | 0 | 0 | 0 | 0 | 0 | 0 | 0 | 0 | 0 | 0 | 0 | 0 | 0 | 0 | 0 | 0 | 1 | 9596.8326
2025-11-10 | 8410.599 | 21.1 | 0 | 0 | 1 | 0 | 0 | 0 | 0 | 0 | 0 | 0 | 0 | 0 | 0 | 0 | 0 | 0 | 0 | 0 | 0 | 0 | 0 | 0 | 0 | 0 | 0 | 0 | 8477.4378
2025-11-10 | 8033.003 | 21.7 | 0 | 0 | 0 | 1 | 0 | 0 | 0 | 0 | 0 | 0 | 0 | 0 | 0 | 0 | 0 | 0 | 0 | 0 | 0 | 0 | 0 | 0 | 0 | 0 | 0 | 0 | 8159.9896
2025-11-10 | 7829.403 | 21.6 | 0 | 0 | 0 | 0 | 1 | 0 | 0 | 0 | 0 | 0 | 0 | 0 | 0 | 0 | 0 | 0 | 0 | 0 | 0 | 0 | 0 | 0 | 0 | 0 | 0 | 0 | 7914.3054
2025-11-10 | 7768.733 | 21.9 | 0 | 0 | 0 | 0 | 0 | 1 | 0 | 0 | 0 | 0 | 0 | 0 | 0 | 0 | 0 | 0 | 0 | 0 | 0 | 0 | 0 | 0 | 0 | 0 | 0 | 0 | 7920.0973
2025-11-10 | 7949.252 | 22 | 0 | 0 | 0 | 0 | 0 | 0 | 1 | 0 | 0 | 0 | 0 | 0 | 0 | 0 | 0 | 0 | 0 | 0 | 0 | 0 | 0 | 0 | 0 | 0 | 0 | 0 | 8117.8582
2025-11-10 | 8479.934 | 22 | 0 | 0 | 0 | 0 | 0 | 0 | 0 | 1 | 0 | 0 | 0 | 0 | 0 | 0 | 0 | 0 | 0 | 0 | 0 | 0 | 0 | 0 | 0 | 0 | 0 | 0 | 8655.4307
2025-11-10 | 9321.056 | 21.9 | 0 | 0 | 0 | 0 | 0 | 0 | 0 | 0 | 1 | 0 | 0 | 0 | 0 | 0 | 0 | 0 | 0 | 0 | 0 | 0 | 0 | 0 | 0 | 0 | 0 | 0 | 9414.3604
2025-11-10 | 10219.902 | 21.9 | 0 | 0 | 0 | 0 | 0 | 0 | 0 | 0 | 0 | 1 | 0 | 0 | 0 | 0 | 0 | 0 | 0 | 0 | 0 | 0 | 0 | 0 | 0 | 0 | 0 | 0 | 10081.9997
2025-11-10 | 10316.866 | 22.3 | 0 | 0 | 0 | 0 | 0 | 0 | 0 | 0 | 0 | 0 | 1 | 0 | 0 | 0 | 0 | 0 | 0 | 0 | 0 | 0 | 0 | 0 | 0 | 0 | 0 | 0 | 10492.9833
2025-11-10 | 10346.067 | 22.4 | 0 | 0 | 0 | 0 | 0 | 0 | 0 | 0 | 0 | 0 | 0 | 1 | 0 | 0 | 0 | 0 | 0 | 0 | 0 | 0 | 0 | 0 | 0 | 0 | 0 | 0 | 10623.1408
2025-11-10 | 10453.358 | 22 | 0 | 0 | 0 | 0 | 0 | 0 | 0 | 0 | 0 | 0 | 0 | 0 | 1 | 0 | 0 | 0 | 0 | 0 | 0 | 0 | 0 | 0 | 0 | 0 | 0 | 0 | 10626.4877
2025-11-10 | 10528.53 | 21.3 | 0 | 0 | 0 | 0 | 0 | 0 | 0 | 0 | 0 | 0 | 0 | 0 | 0 | 1 | 0 | 0 | 0 | 0 | 0 | 0 | 0 | 0 | 0 | 0 | 0 | 0 | 10617.913
2025-11-10 | 10550.624 | 20.8 | 0 | 0 | 0 | 0 | 0 | 0 | 0 | 0 | 0 | 0 | 0 | 0 | 0 | 0 | 1 | 0 | 0 | 0 | 0 | 0 | 0 | 0 | 0 | 0 | 0 | 0 | 10442.5827
2025-11-10 | 10309.03 | 20.9 | 0 | 0 | 0 | 0 | 0 | 0 | 0 | 0 | 0 | 0 | 0 | 0 | 0 | 0 | 0 | 1 | 0 | 0 | 0 | 0 | 0 | 0 | 0 | 0 | 0 | 0 | 10381.6556
2025-11-10 | 10503.91 | 20.8 | 0 | 0 | 0 | 0 | 0 | 0 | 0 | 0 | 0 | 0 | 0 | 0 | 0 | 0 | 0 | 0 | 1 | 0 | 0 | 0 | 0 | 0 | 0 | 0 | 0 | 0 | 10550.0086
2025-11-10 | 10740.85 | 21.1 | 0 | 0 | 0 | 0 | 0 | 0 | 0 | 0 | 0 | 0 | 0 | 0 | 0 | 0 | 0 | 0 | 0 | 1 | 0 | 0 | 0 | 0 | 0 | 0 | 0 | 0 | 11293.7246
2025-11-10 | 12186.168 | 21.2 | 0 | 0 | 0 | 0 | 0 | 0 | 0 | 0 | 0 | 0 | 0 | 0 | 0 | 0 | 0 | 0 | 0 | 0 | 1 | 0 | 0 | 0 | 0 | 0 | 0 | 0 | 12342.6596
2025-11-10 | 13915.18 | 21.5 | 0 | 0 | 0 | 0 | 0 | 0 | 0 | 0 | 0 | 0 | 0 | 0 | 0 | 0 | 0 | 0 | 0 | 0 | 0 | 1 | 0 | 0 | 0 | 0 | 0 | 0 | 12885.5179
2025-11-10 | 13614.385 | 21.6 | 0 | 0 | 0 | 0 | 0 | 0 | 0 | 0 | 0 | 0 | 0 | 0 | 0 | 0 | 0 | 0 | 0 | 0 | 0 | 0 | 1 | 0 | 0 | 0 | 0 | 0 | 12883.904
2025-11-10 | 13302.369 | 21.7 | 0 | 0 | 0 | 0 | 0 | 0 | 0 | 0 | 0 | 0 | 0 | 0 | 0 | 0 | 0 | 0 | 0 | 0 | 0 | 0 | 0 | 1 | 0 | 0 | 0 | 0 | 12810.4726
2025-11-10 | 12853.471 | 21.9 | 0 | 0 | 0 | 0 | 0 | 0 | 0 | 0 | 0 | 0 | 0 | 0 | 0 | 0 | 0 | 0 | 0 | 0 | 0 | 0 | 0 | 0 | 1 | 0 | 0 | 0 | 12465.3178
2025-11-10 | 11924.31 | 22 | 0 | 0 | 0 | 0 | 0 | 0 | 0 | 0 | 0 | 0 | 0 | 0 | 0 | 0 | 0 | 0 | 0 | 0 | 0 | 0 | 0 | 0 | 0 | 1 | 0 | 0 | 11508.2977
2025-11-10 | 10711.177 | 21.8 | 0 | 0 | 0 | 0 | 0 | 0 | 0 | 0 | 0 | 0 | 0 | 0 | 0 | 0 | 0 | 0 | 0 | 0 | 0 | 0 | 0 | 0 | 0 | 0 | 1 | 0 | 10310.8659
2025-11-10 | 9489.405 | 21.8 | 0 | 0 | 0 | 0 | 0 | 0 | 0 | 0 | 0 | 0 | 0 | 0 | 0 | 0 | 0 | 0 | 0 | 0 | 0 | 0 | 0 | 0 | 0 | 0 | 0 | 1 | 9300.9587
2025-11-11 | 8828.285 | 21.7 | 0 | 0 | 1 | 0 | 0 | 0 | 0 | 0 | 0 | 0 | 0 | 0 | 0 | 0 | 0 | 0 | 0 | 0 | 0 | 0 | 0 | 0 | 0 | 0 | 0 | 0 | 8579.5782
2025-11-11 | 8437.243 | 21.9 | 0 | 0 | 0 | 1 | 0 | 0 | 0 | 0 | 0 | 0 | 0 | 0 | 0 | 0 | 0 | 0 | 0 | 0 | 0 | 0 | 0 | 0 | 0 | 0 | 0 | 0 | 8194.0364
2025-11-11 | 8192.002 | 21.8 | 0 | 0 | 0 | 0 | 1 | 0 | 0 | 0 | 0 | 0 | 0 | 0 | 0 | 0 | 0 | 0 | 0 | 0 | 0 | 0 | 0 | 0 | 0 | 0 | 0 | 0 | 7948.3522
2025-11-11 | 8060.11 | 21.7 | 0 | 0 | 0 | 0 | 0 | 1 | 0 | 0 | 0 | 0 | 0 | 0 | 0 | 0 | 0 | 0 | 0 | 0 | 0 | 0 | 0 | 0 | 0 | 0 | 0 | 0 | 7886.0505
2025-11-11 | 8242.225 | 21.3 | 0 | 0 | 0 | 0 | 0 | 0 | 1 | 0 | 0 | 0 | 0 | 0 | 0 | 0 | 0 | 0 | 0 | 0 | 0 | 0 | 0 | 0 | 0 | 0 | 0 | 0 | 7998.6943
2025-11-11 | 8718.62 | 21.6 | 0 | 0 | 0 | 0 | 0 | 0 | 0 | 1 | 0 | 0 | 0 | 0 | 0 | 0 | 0 | 0 | 0 | 0 | 0 | 0 | 0 | 0 | 0 | 0 | 0 | 0 | 8587.337
2025-11-11 | 9468.374 | 20.9 | 0 | 0 | 0 | 0 | 0 | 0 | 0 | 0 | 1 | 0 | 0 | 0 | 0 | 0 | 0 | 0 | 0 | 0 | 0 | 0 | 0 | 0 | 0 | 0 | 0 | 0 | 9244.1263
2025-11-11 | 10486.078 | 21.2 | 0 | 0 | 0 | 0 | 0 | 0 | 0 | 0 | 0 | 1 | 0 | 0 | 0 | 0 | 0 | 0 | 0 | 0 | 0 | 0 | 0 | 0 | 0 | 0 | 0 | 0 | 9962.8358
2025-11-11 | 10594.468 | 20.3 | 0 | 0 | 0 | 0 | 0 | 0 | 0 | 0 | 0 | 0 | 1 | 0 | 0 | 0 | 0 | 0 | 0 | 0 | 0 | 0 | 0 | 0 | 0 | 0 | 0 | 0 | 10152.5152
2025-11-11 | 10426.845 | 19 | 0 | 0 | 0 | 0 | 0 | 0 | 0 | 0 | 0 | 0 | 0 | 1 | 0 | 0 | 0 | 0 | 0 | 0 | 0 | 0 | 0 | 0 | 0 | 0 | 0 | 0 | 10044.345
2025-11-11 | 9928.093 | 17.9 | 0 | 0 | 0 | 0 | 0 | 0 | 0 | 0 | 0 | 0 | 0 | 0 | 1 | 0 | 0 | 0 | 0 | 0 | 0 | 0 | 0 | 0 | 0 | 0 | 0 | 0 | 9928.5281
2025-11-11 | 9850.519 | 15.7 | 0 | 0 | 0 | 0 | 0 | 0 | 0 | 0 | 0 | 0 | 0 | 0 | 0 | 1 | 0 | 0 | 0 | 0 | 0 | 0 | 0 | 0 | 0 | 0 | 0 | 0 | 9664.6023
2025-11-11 | 9774.655 | 15.8 | 0 | 0 | 0 | 0 | 0 | 0 | 0 | 0 | 0 | 0 | 0 | 0 | 0 | 0 | 1 | 0 | 0 | 0 | 0 | 0 | 0 | 0 | 0 | 0 | 0 | 0 | 9591.4124
2025-11-11 | 9838.237 | 15.7 | 0 | 0 | 0 | 0 | 0 | 0 | 0 | 0 | 0 | 0 | 0 | 0 | 0 | 0 | 0 | 1 | 0 | 0 | 0 | 0 | 0 | 0 | 0 | 0 | 0 | 0 | 9496.4385
2025-11-11 | 10027.136 | 15.3 | 0 | 0 | 0 | 0 | 0 | 0 | 0 | 0 | 0 | 0 | 0 | 0 | 0 | 0 | 0 | 0 | 1 | 0 | 0 | 0 | 0 | 0 | 0 | 0 | 0 | 0 | 9613.7213
2025-11-11 | 10552.145 | 15.8 | 0 | 0 | 0 | 0 | 0 | 0 | 0 | 0 | 0 | 0 | 0 | 0 | 0 | 0 | 0 | 0 | 0 | 1 | 0 | 0 | 0 | 0 | 0 | 0 | 0 | 0 | 10391.4841
2025-11-11 | 11908.42 | 15.7 | 0 | 0 | 0 | 0 | 0 | 0 | 0 | 0 | 0 | 0 | 0 | 0 | 0 | 0 | 0 | 0 | 0 | 0 | 1 | 0 | 0 | 0 | 0 | 0 | 0 | 0 | 11406.3722
2025-11-11 | 13321.319 | 15.9 | 0 | 0 | 0 | 0 | 0 | 0 | 0 | 0 | 0 | 0 | 0 | 0 | 0 | 0 | 0 | 0 | 0 | 0 | 0 | 1 | 0 | 0 | 0 | 0 | 0 | 0 | 11932.2072
2025-11-11 | 12825.132 | 16.3 | 0 | 0 | 0 | 0 | 0 | 0 | 0 | 0 | 0 | 0 | 0 | 0 | 0 | 0 | 0 | 0 | 0 | 0 | 0 | 0 | 1 | 0 | 0 | 0 | 0 | 0 | 11981.6635
2025-11-11 | 12549.542 | 16.4 | 0 | 0 | 0 | 0 | 0 | 0 | 0 | 0 | 0 | 0 | 0 | 0 | 0 | 0 | 0 | 0 | 0 | 0 | 0 | 0 | 0 | 1 | 0 | 0 | 0 | 0 | 11908.2321
2025-11-11 | 12250.154 | 16.6 | 0 | 0 | 0 | 0 | 0 | 0 | 0 | 0 | 0 | 0 | 0 | 0 | 0 | 0 | 0 | 0 | 0 | 0 | 0 | 0 | 0 | 0 | 1 | 0 | 0 | 0 | 11563.0773
2025-11-11 | 11356.466 | 17.9 | 0 | 0 | 0 | 0 | 0 | 0 | 0 | 0 | 0 | 0 | 0 | 0 | 0 | 0 | 0 | 0 | 0 | 0 | 0 | 0 | 0 | 0 | 0 | 1 | 0 | 0 | 10810.3381
2025-11-11 | 10008.877 | 18.1 | 0 | 0 | 0 | 0 | 0 | 0 | 0 | 0 | 0 | 0 | 0 | 0 | 0 | 0 | 0 | 0 | 0 | 0 | 0 | 0 | 0 | 0 | 0 | 0 | 1 | 0 | 9680.9999
2025-11-11 | 8853.815 | 17.6 | 0 | 0 | 0 | 0 | 0 | 0 | 0 | 0 | 0 | 0 | 0 | 0 | 0 | 0 | 0 | 0 | 0 | 0 | 0 | 0 | 0 | 0 | 0 | 0 | 0 | 1 | 8585.9757
2025-11-12 | 8024.792 | 17.4 | 0 | 0 | 1 | 0 | 0 | 0 | 0 | 0 | 0 | 0 | 0 | 0 | 0 | 0 | 0 | 0 | 0 | 0 | 0 | 0 | 0 | 0 | 0 | 0 | 0 | 0 | 7847.5717
2025-11-12 | 7693.18 | 16.9 | 0 | 0 | 0 | 1 | 0 | 0 | 0 | 0 | 0 | 0 | 0 | 0 | 0 | 0 | 0 | 0 | 0 | 0 | 0 | 0 | 0 | 0 | 0 | 0 | 0 | 0 | 7342.8662
2025-11-12 | 7436.069 | 16.8 | 0 | 0 | 0 | 0 | 1 | 0 | 0 | 0 | 0 | 0 | 0 | 0 | 0 | 0 | 0 | 0 | 0 | 0 | 0 | 0 | 0 | 0 | 0 | 0 | 0 | 0 | 7097.1819
2025-11-12 | 7355.54 | 16.4 | 0 | 0 | 0 | 0 | 0 | 1 | 0 | 0 | 0 | 0 | 0 | 0 | 0 | 0 | 0 | 0 | 0 | 0 | 0 | 0 | 0 | 0 | 0 | 0 | 0 | 0 | 6983.81
2025-11-12 | 7461.242 | 16.6 | 0 | 0 | 0 | 0 | 0 | 0 | 1 | 0 | 0 | 0 | 0 | 0 | 0 | 0 | 0 | 0 | 0 | 0 | 0 | 0 | 0 | 0 | 0 | 0 | 0 | 0 | 7198.5943
2025-11-12 | 8046.471 | 16.4 | 0 | 0 | 0 | 0 | 0 | 0 | 0 | 1 | 0 | 0 | 0 | 0 | 0 | 0 | 0 | 0 | 0 | 0 | 0 | 0 | 0 | 0 | 0 | 0 | 0 | 0 | 7702.1199
2025-11-12 | 8896.54 | 16.2 | 0 | 0 | 0 | 0 | 0 | 0 | 0 | 0 | 1 | 0 | 0 | 0 | 0 | 0 | 0 | 0 | 0 | 0 | 0 | 0 | 0 | 0 | 0 | 0 | 0 | 0 | 8444.0262
2025-11-12 | 9779.134 | 15.9 | 0 | 0 | 0 | 0 | 0 | 0 | 0 | 0 | 0 | 1 | 0 | 0 | 0 | 0 | 0 | 0 | 0 | 0 | 0 | 0 | 0 | 0 | 0 | 0 | 0 | 0 | 9060.5953
2025-11-12 | 9754.603 | 15.8 | 0 | 0 | 0 | 0 | 0 | 0 | 0 | 0 | 0 | 0 | 1 | 0 | 0 | 0 | 0 | 0 | 0 | 0 | 0 | 0 | 0 | 0 | 0 | 0 | 0 | 0 | 9386.4619
2025-11-12 | 9675.364 | 15.6 | 0 | 0 | 0 | 0 | 0 | 0 | 0 | 0 | 0 | 0 | 0 | 1 | 0 | 0 | 0 | 0 | 0 | 0 | 0 | 0 | 0 | 0 | 0 | 0 | 0 | 0 | 9465.5492
2025-11-12 | 9621.206 | 15 | 0 | 0 | 0 | 0 | 0 | 0 | 0 | 0 | 0 | 0 | 0 | 0 | 1 | 0 | 0 | 0 | 0 | 0 | 0 | 0 | 0 | 0 | 0 | 0 | 0 | 0 | 9434.8493
2025-11-12 | 9791.769 | 14 | 0 | 0 | 0 | 0 | 0 | 0 | 0 | 0 | 0 | 0 | 0 | 0 | 0 | 1 | 0 | 0 | 0 | 0 | 0 | 0 | 0 | 0 | 0 | 0 | 0 | 0 | 9375.2044
2025-11-12 | 9668.692 | 13 | 0 | 0 | 0 | 0 | 0 | 0 | 0 | 0 | 0 | 0 | 0 | 0 | 0 | 0 | 1 | 0 | 0 | 0 | 0 | 0 | 0 | 0 | 0 | 0 | 0 | 0 | 9114.7571
2025-11-12 | 9631.659 | 11.9 | 0 | 0 | 0 | 0 | 0 | 0 | 0 | 0 | 0 | 0 | 0 | 0 | 0 | 0 | 0 | 1 | 0 | 0 | 0 | 0 | 0 | 0 | 0 | 0 | 0 | 0 | 8849.5491
2025-11-12 | 9465.005 | 11.5 | 0 | 0 | 0 | 0 | 0 | 0 | 0 | 0 | 0 | 0 | 0 | 0 | 0 | 0 | 0 | 0 | 1 | 0 | 0 | 0 | 0 | 0 | 0 | 0 | 0 | 0 | 8966.8319
2025-11-12 | 9764.013 | 11.1 | 0 | 0 | 0 | 0 | 0 | 0 | 0 | 0 | 0 | 0 | 0 | 0 | 0 | 0 | 0 | 0 | 0 | 1 | 0 | 0 | 0 | 0 | 0 | 0 | 0 | 0 | 9591.384
2025-11-12 | 11126.802 | 11.6 | 0 | 0 | 0 | 0 | 0 | 0 | 0 | 0 | 0 | 0 | 0 | 0 | 0 | 0 | 0 | 0 | 0 | 0 | 1 | 0 | 0 | 0 | 0 | 0 | 0 | 0 | 10708.4126
2025-11-12 | 12546.262 | 12.4 | 0 | 0 | 0 | 0 | 0 | 0 | 0 | 0 | 0 | 0 | 0 | 0 | 0 | 0 | 0 | 0 | 0 | 0 | 0 | 1 | 0 | 0 | 0 | 0 | 0 | 0 | 11336.388
2025-11-12 | 12039.649 | 12.8 | 0 | 0 | 0 | 0 | 0 | 0 | 0 | 0 | 0 | 0 | 0 | 0 | 0 | 0 | 0 | 0 | 0 | 0 | 0 | 0 | 1 | 0 | 0 | 0 | 0 | 0 | 11385.8443
2025-11-12 | 11867.71 | 12.7 | 0 | 0 | 0 | 0 | 0 | 0 | 0 | 0 | 0 | 0 | 0 | 0 | 0 | 0 | 0 | 0 | 0 | 0 | 0 | 0 | 0 | 1 | 0 | 0 | 0 | 0 | 11278.3661
2025-11-12 | 11823.462 | 12.9 | 0 | 0 | 0 | 0 | 0 | 0 | 0 | 0 | 0 | 0 | 0 | 0 | 0 | 0 | 0 | 0 | 0 | 0 | 0 | 0 | 0 | 0 | 1 | 0 | 0 | 0 | 10933.2113
2025-11-12 | 10945.608 | 13.4 | 0 | 0 | 0 | 0 | 0 | 0 | 0 | 0 | 0 | 0 | 0 | 0 | 0 | 0 | 0 | 0 | 0 | 0 | 0 | 0 | 0 | 0 | 0 | 1 | 0 | 0 | 10044.2848
2025-11-12 | 9631.657 | 13.2 | 0 | 0 | 0 | 0 | 0 | 0 | 0 | 0 | 0 | 0 | 0 | 0 | 0 | 0 | 0 | 0 | 0 | 0 | 0 | 0 | 0 | 0 | 0 | 0 | 1 | 0 | 8846.853
2025-11-12 | 8549.292 | 13.6 | 0 | 0 | 0 | 0 | 0 | 0 | 0 | 0 | 0 | 0 | 0 | 0 | 0 | 0 | 0 | 0 | 0 | 0 | 0 | 0 | 0 | 0 | 0 | 0 | 0 | 1 | 7905.0394
2025-11-13 | 7703.966 | 13.9 | 0 | 0 | 1 | 0 | 0 | 0 | 0 | 0 | 0 | 0 | 0 | 0 | 0 | 0 | 0 | 0 | 0 | 0 | 0 | 0 | 0 | 0 | 0 | 0 | 0 | 0 | 7251.7525
2025-11-13 | 7283.329 | 13.7 | 0 | 0 | 0 | 1 | 0 | 0 | 0 | 0 | 0 | 0 | 0 | 0 | 0 | 0 | 0 | 0 | 0 | 0 | 0 | 0 | 0 | 0 | 0 | 0 | 0 | 0 | 6798.1172
2025-11-13 | 6926.762 | 13.5 | 0 | 0 | 0 | 0 | 1 | 0 | 0 | 0 | 0 | 0 | 0 | 0 | 0 | 0 | 0 | 0 | 0 | 0 | 0 | 0 | 0 | 0 | 0 | 0 | 0 | 0 | 6535.4095
2025-11-13 | 6891.486 | 14 | 0 | 0 | 0 | 0 | 0 | 1 | 0 | 0 | 0 | 0 | 0 | 0 | 0 | 0 | 0 | 0 | 0 | 0 | 0 | 0 | 0 | 0 | 0 | 0 | 0 | 0 | 6575.2483
2025-11-13 | 6921.292 | 14.2 | 0 | 0 | 0 | 0 | 0 | 0 | 1 | 0 | 0 | 0 | 0 | 0 | 0 | 0 | 0 | 0 | 0 | 0 | 0 | 0 | 0 | 0 | 0 | 0 | 0 | 0 | 6790.0325
2025-11-13 | 7410.273 | 14.1 | 0 | 0 | 0 | 0 | 0 | 0 | 0 | 1 | 0 | 0 | 0 | 0 | 0 | 0 | 0 | 0 | 0 | 0 | 0 | 0 | 0 | 0 | 0 | 0 | 0 | 0 | 7310.5816
2025-11-13 | 8331.485 | 14.2 | 0 | 0 | 0 | 0 | 0 | 0 | 0 | 0 | 1 | 0 | 0 | 0 | 0 | 0 | 0 | 0 | 0 | 0 | 0 | 0 | 0 | 0 | 0 | 0 | 0 | 0 | 8103.5581
2025-11-13 | 9172.775 | 14.6 | 0 | 0 | 0 | 0 | 0 | 0 | 0 | 0 | 0 | 1 | 0 | 0 | 0 | 0 | 0 | 0 | 0 | 0 | 0 | 0 | 0 | 0 | 0 | 0 | 0 | 0 | 8839.2911
2025-11-13 | 9249.655 | 14.9 | 0 | 0 | 0 | 0 | 0 | 0 | 0 | 0 | 0 | 0 | 1 | 0 | 0 | 0 | 0 | 0 | 0 | 0 | 0 | 0 | 0 | 0 | 0 | 0 | 0 | 0 | 9233.2513
2025-11-13 | 8521.852 | 12.9 | 0 | 0 | 0 | 0 | 0 | 0 | 0 | 0 | 0 | 0 | 0 | 1 | 0 | 0 | 0 | 0 | 0 | 0 | 0 | 0 | 0 | 0 | 0 | 0 | 0 | 0 | 9005.9173
2025-11-13 | 8490.135 | 12.4 | 0 | 0 | 0 | 0 | 0 | 0 | 0 | 0 | 0 | 0 | 0 | 0 | 1 | 0 | 0 | 0 | 0 | 0 | 0 | 0 | 0 | 0 | 0 | 0 | 0 | 0 | 8992.2407
2025-11-13 | 8599.569 | 11.9 | 0 | 0 | 0 | 0 | 0 | 0 | 0 | 0 | 0 | 0 | 0 | 0 | 0 | 1 | 0 | 0 | 0 | 0 | 0 | 0 | 0 | 0 | 0 | 0 | 0 | 0 | 9017.7129
2025-11-13 | 8391.017 | 12.4 | 0 | 0 | 0 | 0 | 0 | 0 | 0 | 0 | 0 | 0 | 0 | 0 | 0 | 0 | 1 | 0 | 0 | 0 | 0 | 0 | 0 | 0 | 0 | 0 | 0 | 0 | 9012.6166
2025-11-13 | 8400.435 | 13.7 | 0 | 0 | 0 | 0 | 0 | 0 | 0 | 0 | 0 | 0 | 0 | 0 | 0 | 0 | 0 | 1 | 0 | 0 | 0 | 0 | 0 | 0 | 0 | 0 | 0 | 0 | 9155.9704
2025-11-13 | 8291.199 | 12.7 | 0 | 0 | 0 | 0 | 0 | 0 | 0 | 0 | 0 | 0 | 0 | 0 | 0 | 0 | 0 | 0 | 1 | 0 | 0 | 0 | 0 | 0 | 0 | 0 | 0 | 0 | 9171.1128
2025-11-13 | 9041.931 | 12 | 0 | 0 | 0 | 0 | 0 | 0 | 0 | 0 | 0 | 0 | 0 | 0 | 0 | 0 | 0 | 0 | 0 | 1 | 0 | 0 | 0 | 0 | 0 | 0 | 0 | 0 | 9744.5947
2025-11-13 | 10678.706 | 14.5 | 0 | 0 | 0 | 0 | 0 | 0 | 0 | 0 | 0 | 0 | 0 | 0 | 0 | 0 | 0 | 0 | 0 | 0 | 1 | 0 | 0 | 0 | 0 | 0 | 0 | 0 | 11202.0914
2025-11-13 | 12179.166 | 13.8 | 0 | 0 | 0 | 0 | 0 | 0 | 0 | 0 | 0 | 0 | 0 | 0 | 0 | 0 | 0 | 0 | 0 | 0 | 0 | 1 | 0 | 0 | 0 | 0 | 0 | 0 | 11574.7157
2025-11-13 | 12076.553 | 13.6 | 0 | 0 | 0 | 0 | 0 | 0 | 0 | 0 | 0 | 0 | 0 | 0 | 0 | 0 | 0 | 0 | 0 | 0 | 0 | 0 | 1 | 0 | 0 | 0 | 0 | 0 | 11522.0316
2025-11-13 | 11986.964 | 14.2 | 0 | 0 | 0 | 0 | 0 | 0 | 0 | 0 | 0 | 0 | 0 | 0 | 0 | 0 | 0 | 0 | 0 | 0 | 0 | 0 | 0 | 1 | 0 | 0 | 0 | 0 | 11533.7172
2025-11-13 | 11636.273 | 14.7 | 0 | 0 | 0 | 0 | 0 | 0 | 0 | 0 | 0 | 0 | 0 | 0 | 0 | 0 | 0 | 0 | 0 | 0 | 0 | 0 | 0 | 0 | 1 | 0 | 0 | 0 | 11239.6326
2025-11-13 | 11015.441 | 14.8 | 0 | 0 | 0 | 0 | 0 | 0 | 0 | 0 | 0 | 0 | 0 | 0 | 0 | 0 | 0 | 0 | 0 | 0 | 0 | 0 | 0 | 0 | 0 | 1 | 0 | 0 | 10282.6125
2025-11-13 | 9748.397 | 14.9 | 0 | 0 | 0 | 0 | 0 | 0 | 0 | 0 | 0 | 0 | 0 | 0 | 0 | 0 | 0 | 0 | 0 | 0 | 0 | 0 | 0 | 0 | 0 | 0 | 1 | 0 | 9136.2509
2025-11-13 | 8534.719 | 15.7 | 0 | 0 | 0 | 0 | 0 | 0 | 0 | 0 | 0 | 0 | 0 | 0 | 0 | 0 | 0 | 0 | 0 | 0 | 0 | 0 | 0 | 0 | 0 | 0 | 0 | 1 | 8262.531
2025-11-14 | 7792.881 | 16.6 | 0 | 0 | 1 | 0 | 0 | 0 | 0 | 0 | 0 | 0 | 0 | 0 | 0 | 0 | 0 | 0 | 0 | 0 | 0 | 0 | 0 | 0 | 0 | 0 | 0 | 0 | 7711.3845
2025-11-14 | 7259.805 | 16.5 | 0 | 0 | 0 | 1 | 0 | 0 | 0 | 0 | 0 | 0 | 0 | 0 | 0 | 0 | 0 | 0 | 0 | 0 | 0 | 0 | 0 | 0 | 0 | 0 | 0 | 0 | 7274.7725
2025-11-14 | 6907.433 | 16.9 | 0 | 0 | 0 | 0 | 1 | 0 | 0 | 0 | 0 | 0 | 0 | 0 | 0 | 0 | 0 | 0 | 0 | 0 | 0 | 0 | 0 | 0 | 0 | 0 | 0 | 0 | 7114.2053
2025-11-14 | 6741.906 | 17 | 0 | 0 | 0 | 0 | 0 | 1 | 0 | 0 | 0 | 0 | 0 | 0 | 0 | 0 | 0 | 0 | 0 | 0 | 0 | 0 | 0 | 0 | 0 | 0 | 0 | 0 | 7085.9504
2025-11-14 | 6745.715 | 15.7 | 0 | 0 | 0 | 0 | 0 | 0 | 1 | 0 | 0 | 0 | 0 | 0 | 0 | 0 | 0 | 0 | 0 | 0 | 0 | 0 | 0 | 0 | 0 | 0 | 0 | 0 | 7045.3836
2025-11-14 | 7214.495 | 16.4 | 0 | 0 | 0 | 0 | 0 | 0 | 0 | 1 | 0 | 0 | 0 | 0 | 0 | 0 | 0 | 0 | 0 | 0 | 0 | 0 | 0 | 0 | 0 | 0 | 0 | 0 | 7702.1199
2025-11-14 | 8009.205 | 17.2 | 0 | 0 | 0 | 0 | 0 | 0 | 0 | 0 | 1 | 0 | 0 | 0 | 0 | 0 | 0 | 0 | 0 | 0 | 0 | 0 | 0 | 0 | 0 | 0 | 0 | 0 | 8614.2603
2025-11-14 | 9035.107 | 16.3 | 0 | 0 | 0 | 0 | 0 | 0 | 0 | 0 | 0 | 1 | 0 | 0 | 0 | 0 | 0 | 0 | 0 | 0 | 0 | 0 | 0 | 0 | 0 | 0 | 0 | 0 | 9128.6889
2025-11-14 | 9340.125 | 16 | 0 | 0 | 0 | 0 | 0 | 0 | 0 | 0 | 0 | 0 | 1 | 0 | 0 | 0 | 0 | 0 | 0 | 0 | 0 | 0 | 0 | 0 | 0 | 0 | 0 | 0 | 9420.5087
2025-11-14 | 9175.766 | 14.2 | 0 | 0 | 0 | 0 | 0 | 0 | 0 | 0 | 0 | 0 | 0 | 1 | 0 | 0 | 0 | 0 | 0 | 0 | 0 | 0 | 0 | 0 | 0 | 0 | 0 | 0 | 9227.2215
2025-11-14 | 9189.224 | 12.3 | 0 | 0 | 0 | 0 | 0 | 0 | 0 | 0 | 0 | 0 | 0 | 0 | 1 | 0 | 0 | 0 | 0 | 0 | 0 | 0 | 0 | 0 | 0 | 0 | 0 | 0 | 8975.2173
2025-11-14 | 9367.542 | 10.7 | 0 | 0 | 0 | 0 | 0 | 0 | 0 | 0 | 0 | 0 | 0 | 0 | 0 | 1 | 0 | 0 | 0 | 0 | 0 | 0 | 0 | 0 | 0 | 0 | 0 | 0 | 8813.432
2025-11-14 | 9354.176 | 10.3 | 0 | 0 | 0 | 0 | 0 | 0 | 0 | 0 | 0 | 0 | 0 | 0 | 0 | 0 | 1 | 0 | 0 | 0 | 0 | 0 | 0 | 0 | 0 | 0 | 0 | 0 | 8655.1251
2025-11-14 | 9309.756 | 9.3 | 0 | 0 | 0 | 0 | 0 | 0 | 0 | 0 | 0 | 0 | 0 | 0 | 0 | 0 | 0 | 1 | 0 | 0 | 0 | 0 | 0 | 0 | 0 | 0 | 0 | 0 | 8406.9405
2025-11-14 | 9321.986 | 9.5 | 0 | 0 | 0 | 0 | 0 | 0 | 0 | 0 | 0 | 0 | 0 | 0 | 0 | 0 | 0 | 0 | 1 | 0 | 0 | 0 | 0 | 0 | 0 | 0 | 0 | 0 | 8626.3638
2025-11-14 | 9744.74 | 9.2 | 0 | 0 | 0 | 0 | 0 | 0 | 0 | 0 | 0 | 0 | 0 | 0 | 0 | 0 | 0 | 0 | 0 | 1 | 0 | 0 | 0 | 0 | 0 | 0 | 0 | 0 | 9267.9393
2025-11-14 | 10710.291 | 9.4 | 0 | 0 | 0 | 0 | 0 | 0 | 0 | 0 | 0 | 0 | 0 | 0 | 0 | 0 | 0 | 0 | 0 | 0 | 1 | 0 | 0 | 0 | 0 | 0 | 0 | 0 | 10333.8977
2025-11-14 | 11685.486 | 10.7 | 0 | 0 | 0 | 0 | 0 | 0 | 0 | 0 | 0 | 0 | 0 | 0 | 0 | 0 | 0 | 0 | 0 | 0 | 0 | 1 | 0 | 0 | 0 | 0 | 0 | 0 | 11046.9901
2025-11-14 | 11596.525 | 12.3 | 0 | 0 | 0 | 0 | 0 | 0 | 0 | 0 | 0 | 0 | 0 | 0 | 0 | 0 | 0 | 0 | 0 | 0 | 0 | 0 | 1 | 0 | 0 | 0 | 0 | 0 | 11300.7273
2025-11-14 | 11510.212 | 13.3 | 0 | 0 | 0 | 0 | 0 | 0 | 0 | 0 | 0 | 0 | 0 | 0 | 0 | 0 | 0 | 0 | 0 | 0 | 0 | 0 | 0 | 1 | 0 | 0 | 0 | 0 | 11380.5065
2025-11-14 | 11179.024 | 13.2 | 0 | 0 | 0 | 0 | 0 | 0 | 0 | 0 | 0 | 0 | 0 | 0 | 0 | 0 | 0 | 0 | 0 | 0 | 0 | 0 | 0 | 0 | 1 | 0 | 0 | 0 | 10984.2815
2025-11-14 | 10489.223 | 13.9 | 0 | 0 | 0 | 0 | 0 | 0 | 0 | 0 | 0 | 0 | 0 | 0 | 0 | 0 | 0 | 0 | 0 | 0 | 0 | 0 | 0 | 0 | 0 | 1 | 0 | 0 | 10129.4018
2025-11-14 | 9536.875 | 14.5 | 0 | 0 | 0 | 0 | 0 | 0 | 0 | 0 | 0 | 0 | 0 | 0 | 0 | 0 | 0 | 0 | 0 | 0 | 0 | 0 | 0 | 0 | 0 | 0 | 1 | 0 | 9068.1573
2025-11-14 | 8538.717 | 14.6 | 0 | 0 | 0 | 0 | 0 | 0 | 0 | 0 | 0 | 0 | 0 | 0 | 0 | 0 | 0 | 0 | 0 | 0 | 0 | 0 | 0 | 0 | 0 | 0 | 0 | 1 | 8075.2735
2025-11-15 | 8373.45 | 16 | 0 | 1 | 1 | 0 | 0 | 0 | 0 | 0 | 0 | 0 | 0 | 0 | 0 | 0 | 0 | 0 | 0 | 0 | 0 | 0 | 0 | 0 | 0 | 0 | 0 | 0 | 8092.3754
2025-11-15 | 7882.508 | 16 | 0 | 1 | 0 | 1 | 0 | 0 | 0 | 0 | 0 | 0 | 0 | 0 | 0 | 0 | 0 | 0 | 0 | 0 | 0 | 0 | 0 | 0 | 0 | 0 | 0 | 0 | 7672.7869
2025-11-15 | 7586.635 | 15.9 | 0 | 1 | 0 | 0 | 1 | 0 | 0 | 0 | 0 | 0 | 0 | 0 | 0 | 0 | 0 | 0 | 0 | 0 | 0 | 0 | 0 | 0 | 0 | 0 | 0 | 0 | 7427.1026
2025-11-15 | 7396.979 | 15.6 | 0 | 1 | 0 | 0 | 0 | 1 | 0 | 0 | 0 | 0 | 0 | 0 | 0 | 0 | 0 | 0 | 0 | 0 | 0 | 0 | 0 | 0 | 0 | 0 | 0 | 0 | 7330.7541
2025-11-15 | 7424.633 | 15.7 | 0 | 1 | 0 | 0 | 0 | 0 | 1 | 0 | 0 | 0 | 0 | 0 | 0 | 0 | 0 | 0 | 0 | 0 | 0 | 0 | 0 | 0 | 0 | 0 | 0 | 0 | 7528.5149
2025-11-15 | 7737.03 | 15.4 | 0 | 1 | 0 | 0 | 0 | 0 | 0 | 1 | 0 | 0 | 0 | 0 | 0 | 0 | 0 | 0 | 0 | 0 | 0 | 0 | 0 | 0 | 0 | 0 | 0 | 0 | 8015.0172
2025-11-15 | 8286.416 | 15.5 | 0 | 1 | 0 | 0 | 0 | 0 | 0 | 0 | 1 | 0 | 0 | 0 | 0 | 0 | 0 | 0 | 0 | 0 | 0 | 0 | 0 | 0 | 0 | 0 | 0 | 0 | 8807.9937
2025-11-15 | 9489.068 | 15.4 | 0 | 1 | 0 | 0 | 0 | 0 | 0 | 0 | 0 | 1 | 0 | 0 | 0 | 0 | 0 | 0 | 0 | 0 | 0 | 0 | 0 | 0 | 0 | 0 | 0 | 0 | 9458.6096
2025-11-15 | 10527.937 | 14.2 | 0 | 1 | 0 | 0 | 0 | 0 | 0 | 0 | 0 | 0 | 1 | 0 | 0 | 0 | 0 | 0 | 0 | 0 | 0 | 0 | 0 | 0 | 0 | 0 | 0 | 0 | 9597.2188
2025-11-15 | 11102.924 | 13.4 | 0 | 1 | 0 | 0 | 0 | 0 | 0 | 0 | 0 | 0 | 0 | 1 | 0 | 0 | 0 | 0 | 0 | 0 | 0 | 0 | 0 | 0 | 0 | 0 | 0 | 0 | 9574.1656
2025-11-15 | 11389.801 | 12.9 | 0 | 1 | 0 | 0 | 0 | 0 | 0 | 0 | 0 | 0 | 0 | 0 | 1 | 0 | 0 | 0 | 0 | 0 | 0 | 0 | 0 | 0 | 0 | 0 | 0 | 0 | 9560.4891
2025-11-15 | 11490.433 | 12.1 | 0 | 1 | 0 | 0 | 0 | 0 | 0 | 0 | 0 | 0 | 0 | 0 | 0 | 1 | 0 | 0 | 0 | 0 | 0 | 0 | 0 | 0 | 0 | 0 | 0 | 0 | 9534.891
2025-11-15 | 11936.939 | 12 | 0 | 1 | 0 | 0 | 0 | 0 | 0 | 0 | 0 | 0 | 0 | 0 | 0 | 0 | 1 | 0 | 0 | 0 | 0 | 0 | 0 | 0 | 0 | 0 | 0 | 0 | 9427.6543
2025-11-15 | 11773.478 | 13 | 0 | 1 | 0 | 0 | 0 | 0 | 0 | 0 | 0 | 0 | 0 | 0 | 0 | 0 | 0 | 1 | 0 | 0 | 0 | 0 | 0 | 0 | 0 | 0 | 0 | 0 | 9519.9379
2025-11-15 | 11760.734 | 12.7 | 0 | 1 | 0 | 0 | 0 | 0 | 0 | 0 | 0 | 0 | 0 | 0 | 0 | 0 | 0 | 0 | 1 | 0 | 0 | 0 | 0 | 0 | 0 | 0 | 0 | 0 | 9654.2441
2025-11-15 | 11819.102 | 12.8 | 0 | 1 | 0 | 0 | 0 | 0 | 0 | 0 | 0 | 0 | 0 | 0 | 0 | 0 | 0 | 0 | 0 | 1 | 0 | 0 | 0 | 0 | 0 | 0 | 0 | 0 | 10363.9133
2025-11-15 | 12634.5 | 12.8 | 0 | 1 | 0 | 0 | 0 | 0 | 0 | 0 | 0 | 0 | 0 | 0 | 0 | 0 | 0 | 0 | 0 | 0 | 1 | 0 | 0 | 0 | 0 | 0 | 0 | 0 | 11395.8248
2025-11-15 | 13296.97 | 12.4 | 0 | 1 | 0 | 0 | 0 | 0 | 0 | 0 | 0 | 0 | 0 | 0 | 0 | 0 | 0 | 0 | 0 | 0 | 0 | 1 | 0 | 0 | 0 | 0 | 0 | 0 | 11819.5193
2025-11-15 | 12527.355 | 12.3 | 0 | 1 | 0 | 0 | 0 | 0 | 0 | 0 | 0 | 0 | 0 | 0 | 0 | 0 | 0 | 0 | 0 | 0 | 0 | 0 | 1 | 0 | 0 | 0 | 0 | 0 | 11783.8586
2025-11-15 | 11715.171 | 12.1 | 0 | 1 | 0 | 0 | 0 | 0 | 0 | 0 | 0 | 0 | 0 | 0 | 0 | 0 | 0 | 0 | 0 | 0 | 0 | 0 | 0 | 1 | 0 | 0 | 0 | 0 | 11659.357
2025-11-15 | 11118.335 | 12.1 | 0 | 1 | 0 | 0 | 0 | 0 | 0 | 0 | 0 | 0 | 0 | 0 | 0 | 0 | 0 | 0 | 0 | 0 | 0 | 0 | 0 | 0 | 1 | 0 | 0 | 0 | 11280.1554
2025-11-15 | 10312.964 | 7.4 | 0 | 1 | 0 | 0 | 0 | 0 | 0 | 0 | 0 | 0 | 0 | 0 | 0 | 0 | 0 | 0 | 0 | 0 | 0 | 0 | 0 | 0 | 0 | 1 | 0 | 0 | 9506.0118
2025-11-15 | 9355.685 | 8.9 | 0 | 1 | 0 | 0 | 0 | 0 | 0 | 0 | 0 | 0 | 0 | 0 | 0 | 0 | 0 | 0 | 0 | 0 | 0 | 0 | 0 | 0 | 0 | 0 | 1 | 0 | 8597.9779
2025-11-15 | 8449.148 | 9.6 | 0 | 1 | 0 | 0 | 0 | 0 | 0 | 0 | 0 | 0 | 0 | 0 | 0 | 0 | 0 | 0 | 0 | 0 | 0 | 0 | 0 | 0 | 0 | 0 | 0 | 1 | 7707.2345
2025-11-16 | 7551 | 9.6 | 0 | 1 | 1 | 0 | 0 | 0 | 0 | 0 | 0 | 0 | 0 | 0 | 0 | 0 | 0 | 0 | 0 | 0 | 0 | 0 | 0 | 0 | 0 | 0 | 0 | 0 | 7002.8774
2025-11-16 | 7082.056 | 9.9 | 0 | 1 | 0 | 1 | 0 | 0 | 0 | 0 | 0 | 0 | 0 | 0 | 0 | 0 | 0 | 0 | 0 | 0 | 0 | 0 | 0 | 0 | 0 | 0 | 0 | 0 | 6634.3591
2025-11-16 | 6754.678 | 11 | 0 | 1 | 0 | 0 | 1 | 0 | 0 | 0 | 0 | 0 | 0 | 0 | 0 | 0 | 0 | 0 | 0 | 0 | 0 | 0 | 0 | 0 | 0 | 0 | 0 | 0 | 6592.9557
2025-11-16 | 6595.593 | 11.6 | 0 | 1 | 0 | 0 | 0 | 1 | 0 | 0 | 0 | 0 | 0 | 0 | 0 | 0 | 0 | 0 | 0 | 0 | 0 | 0 | 0 | 0 | 0 | 0 | 0 | 0 | 6649.8179
2025-11-16 | 6694.297 | 13 | 0 | 1 | 0 | 0 | 0 | 0 | 1 | 0 | 0 | 0 | 0 | 0 | 0 | 0 | 0 | 0 | 0 | 0 | 0 | 0 | 0 | 0 | 0 | 0 | 0 | 0 | 7068.883
2025-11-16 | 6984.674 | 13 | 0 | 1 | 0 | 0 | 0 | 0 | 0 | 1 | 0 | 0 | 0 | 0 | 0 | 0 | 0 | 0 | 0 | 0 | 0 | 0 | 0 | 0 | 0 | 0 | 0 | 0 | 7606.4555
2025-11-16 | 7502.892 | 13.9 | 0 | 1 | 0 | 0 | 0 | 0 | 0 | 0 | 1 | 0 | 0 | 0 | 0 | 0 | 0 | 0 | 0 | 0 | 0 | 0 | 0 | 0 | 0 | 0 | 0 | 0 | 8535.6192
2025-11-16 | 8595.479 | 14.9 | 0 | 1 | 0 | 0 | 0 | 0 | 0 | 0 | 0 | 1 | 0 | 0 | 0 | 0 | 0 | 0 | 0 | 0 | 0 | 0 | 0 | 0 | 0 | 0 | 0 | 0 | 9373.4926
2025-11-16 | 9690.947 | 14.9 | 0 | 1 | 0 | 0 | 0 | 0 | 0 | 0 | 0 | 0 | 1 | 0 | 0 | 0 | 0 | 0 | 0 | 0 | 0 | 0 | 0 | 0 | 0 | 0 | 0 | 0 | 9716.3826
2025-11-16 | 10470.884 | 14.4 | 0 | 1 | 0 | 0 | 0 | 0 | 0 | 0 | 0 | 0 | 0 | 1 | 0 | 0 | 0 | 0 | 0 | 0 | 0 | 0 | 0 | 0 | 0 | 0 | 0 | 0 | 9744.3997
2025-11-16 | 10893.411 | 14.9 | 0 | 1 | 0 | 0 | 0 | 0 | 0 | 0 | 0 | 0 | 0 | 0 | 1 | 0 | 0 | 0 | 0 | 0 | 0 | 0 | 0 | 0 | 0 | 0 | 0 | 0 | 9900.9572
2025-11-16 | 11256.987 | 14.6 | 0 | 1 | 0 | 0 | 0 | 0 | 0 | 0 | 0 | 0 | 0 | 0 | 0 | 1 | 0 | 0 | 0 | 0 | 0 | 0 | 0 | 0 | 0 | 0 | 0 | 0 | 9960.4762
2025-11-16 | 11809.106 | 13 | 0 | 1 | 0 | 0 | 0 | 0 | 0 | 0 | 0 | 0 | 0 | 0 | 0 | 0 | 1 | 0 | 0 | 0 | 0 | 0 | 0 | 0 | 0 | 0 | 0 | 0 | 9597.8884
2025-11-16 | 11403.308 | 13.6 | 0 | 1 | 0 | 0 | 0 | 0 | 0 | 0 | 0 | 0 | 0 | 0 | 0 | 0 | 0 | 1 | 0 | 0 | 0 | 0 | 0 | 0 | 0 | 0 | 0 | 0 | 9622.0783
2025-11-16 | 11555.161 | 13.5 | 0 | 1 | 0 | 0 | 0 | 0 | 0 | 0 | 0 | 0 | 0 | 0 | 0 | 0 | 0 | 0 | 1 | 0 | 0 | 0 | 0 | 0 | 0 | 0 | 0 | 0 | 9790.4313
2025-11-16 | 12484.022 | 14.8 | 0 | 1 | 0 | 0 | 0 | 0 | 0 | 0 | 0 | 0 | 0 | 0 | 0 | 0 | 0 | 0 | 0 | 1 | 0 | 0 | 0 | 0 | 0 | 0 | 0 | 0 | 10704.3814
2025-11-16 | 13892.659 | 15.2 | 0 | 1 | 0 | 0 | 0 | 0 | 0 | 0 | 0 | 0 | 0 | 0 | 0 | 0 | 0 | 0 | 0 | 0 | 1 | 0 | 0 | 0 | 0 | 0 | 0 | 0 | 11804.3866
2025-11-16 | 14984.964 | 16.3 | 0 | 1 | 0 | 0 | 0 | 0 | 0 | 0 | 0 | 0 | 0 | 0 | 0 | 0 | 0 | 0 | 0 | 0 | 0 | 1 | 0 | 0 | 0 | 0 | 0 | 0 | 12483.4321
2025-11-16 | 14224.713 | 17.9 | 0 | 1 | 0 | 0 | 0 | 0 | 0 | 0 | 0 | 0 | 0 | 0 | 0 | 0 | 0 | 0 | 0 | 0 | 0 | 0 | 1 | 0 | 0 | 0 | 0 | 0 | 12737.1693
2025-11-16 | 13470.603 | 17.2 | 0 | 1 | 0 | 0 | 0 | 0 | 0 | 0 | 0 | 0 | 0 | 0 | 0 | 0 | 0 | 0 | 0 | 0 | 0 | 0 | 0 | 1 | 0 | 0 | 0 | 0 | 12527.5507
2025-11-16 | 12805.486 | 17 | 0 | 1 | 0 | 0 | 0 | 0 | 0 | 0 | 0 | 0 | 0 | 0 | 0 | 0 | 0 | 0 | 0 | 0 | 0 | 0 | 0 | 0 | 1 | 0 | 0 | 0 | 12114.3023
2025-11-16 | 11714.01 | 18.2 | 0 | 1 | 0 | 0 | 0 | 0 | 0 | 0 | 0 | 0 | 0 | 0 | 0 | 0 | 0 | 0 | 0 | 0 | 0 | 0 | 0 | 0 | 0 | 1 | 0 | 0 | 11344.5396
2025-11-16 | 10260.885 | 18.9 | 0 | 1 | 0 | 0 | 0 | 0 | 0 | 0 | 0 | 0 | 0 | 0 | 0 | 0 | 0 | 0 | 0 | 0 | 0 | 0 | 0 | 0 | 0 | 0 | 1 | 0 | 10300.3185
2025-11-16 | 9163.231 | 19.4 | 0 | 1 | 0 | 0 | 0 | 0 | 0 | 0 | 0 | 0 | 0 | 0 | 0 | 0 | 0 | 0 | 0 | 0 | 0 | 0 | 0 | 0 | 0 | 0 | 0 | 1 | 9375.5283
2025-11-17 | 8355.751 | 19.8 | 0 | 0 | 1 | 0 | 0 | 0 | 0 | 0 | 0 | 0 | 0 | 0 | 0 | 0 | 0 | 0 | 0 | 0 | 0 | 0 | 0 | 0 | 0 | 0 | 0 | 0 | 8256.1335
2025-11-17 | 7913.368 | 19.4 | 0 | 0 | 0 | 1 | 0 | 0 | 0 | 0 | 0 | 0 | 0 | 0 | 0 | 0 | 0 | 0 | 0 | 0 | 0 | 0 | 0 | 0 | 0 | 0 | 0 | 0 | 7768.4513
2025-11-17 | 7689.038 | 18.4 | 0 | 0 | 0 | 0 | 1 | 0 | 0 | 0 | 0 | 0 | 0 | 0 | 0 | 0 | 0 | 0 | 0 | 0 | 0 | 0 | 0 | 0 | 0 | 0 | 0 | 0 | 7369.5564
2025-11-17 | 7561.498 | 20 | 0 | 0 | 0 | 0 | 0 | 1 | 0 | 0 | 0 | 0 | 0 | 0 | 0 | 0 | 0 | 0 | 0 | 0 | 0 | 0 | 0 | 0 | 0 | 0 | 0 | 0 | 7596.6526
2025-11-17 | 7791.122 | 18.9 | 0 | 0 | 0 | 0 | 0 | 0 | 1 | 0 | 0 | 0 | 0 | 0 | 0 | 0 | 0 | 0 | 0 | 0 | 0 | 0 | 0 | 0 | 0 | 0 | 0 | 0 | 7590.1326
2025-11-17 | 8369.947 | 20.8 | 0 | 0 | 0 | 0 | 0 | 0 | 0 | 1 | 0 | 0 | 0 | 0 | 0 | 0 | 0 | 0 | 0 | 0 | 0 | 0 | 0 | 0 | 0 | 0 | 0 | 0 | 8451.1498
2025-11-17 | 9366.218 | 18.8 | 0 | 0 | 0 | 0 | 0 | 0 | 0 | 0 | 1 | 0 | 0 | 0 | 0 | 0 | 0 | 0 | 0 | 0 | 0 | 0 | 0 | 0 | 0 | 0 | 0 | 0 | 8886.6348
2025-11-17 | 10137.23 | 18 | 0 | 0 | 0 | 0 | 0 | 0 | 0 | 0 | 0 | 1 | 0 | 0 | 0 | 0 | 0 | 0 | 0 | 0 | 0 | 0 | 0 | 0 | 0 | 0 | 0 | 0 | 9418.0868
2025-11-17 | 9929.592 | 18 | 0 | 0 | 0 | 0 | 0 | 0 | 0 | 0 | 0 | 0 | 1 | 0 | 0 | 0 | 0 | 0 | 0 | 0 | 0 | 0 | 0 | 0 | 0 | 0 | 0 | 0 | 9760.9769
2025-11-17 | 9362.545 | 16.6 | 0 | 0 | 0 | 0 | 0 | 0 | 0 | 0 | 0 | 0 | 0 | 1 | 0 | 0 | 0 | 0 | 0 | 0 | 0 | 0 | 0 | 0 | 0 | 0 | 0 | 0 | 9635.7833
2025-11-17 | 9188.97 | 14.9 | 0 | 0 | 0 | 0 | 0 | 0 | 0 | 0 | 0 | 0 | 0 | 0 | 1 | 0 | 0 | 0 | 0 | 0 | 0 | 0 | 0 | 0 | 0 | 0 | 0 | 0 | 9417.8259
2025-11-17 | 9233.125 | 14 | 0 | 0 | 0 | 0 | 0 | 0 | 0 | 0 | 0 | 0 | 0 | 0 | 0 | 1 | 0 | 0 | 0 | 0 | 0 | 0 | 0 | 0 | 0 | 0 | 0 | 0 | 9375.2044
2025-11-17 | 9346.701 | 14.2 | 0 | 0 | 0 | 0 | 0 | 0 | 0 | 0 | 0 | 0 | 0 | 0 | 0 | 0 | 1 | 0 | 0 | 0 | 0 | 0 | 0 | 0 | 0 | 0 | 0 | 0 | 9319.0379
2025-11-17 | 9386.126 | 13.6 | 0 | 0 | 0 | 0 | 0 | 0 | 0 | 0 | 0 | 0 | 0 | 0 | 0 | 0 | 0 | 1 | 0 | 0 | 0 | 0 | 0 | 0 | 0 | 0 | 0 | 0 | 9138.947
2025-11-17 | 9478 | 14.7 | 0 | 0 | 0 | 0 | 0 | 0 | 0 | 0 | 0 | 0 | 0 | 0 | 0 | 0 | 0 | 0 | 1 | 0 | 0 | 0 | 0 | 0 | 0 | 0 | 0 | 0 | 9511.5809
2025-11-17 | 9950.037 | 14.4 | 0 | 0 | 0 | 0 | 0 | 0 | 0 | 0 | 0 | 0 | 0 | 0 | 0 | 0 | 0 | 0 | 0 | 1 | 0 | 0 | 0 | 0 | 0 | 0 | 0 | 0 | 10153.1564
2025-11-17 | 11684.34 | 15 | 0 | 0 | 0 | 0 | 0 | 0 | 0 | 0 | 0 | 0 | 0 | 0 | 0 | 0 | 0 | 0 | 0 | 0 | 1 | 0 | 0 | 0 | 0 | 0 | 0 | 0 | 11287.2084
2025-11-17 | 13183.674 | 15.5 | 0 | 0 | 0 | 0 | 0 | 0 | 0 | 0 | 0 | 0 | 0 | 0 | 0 | 0 | 0 | 0 | 0 | 0 | 0 | 1 | 0 | 0 | 0 | 0 | 0 | 0 | 11864.1136
2025-11-17 | 12957.221 | 16.2 | 0 | 0 | 0 | 0 | 0 | 0 | 0 | 0 | 0 | 0 | 0 | 0 | 0 | 0 | 0 | 0 | 0 | 0 | 0 | 0 | 1 | 0 | 0 | 0 | 0 | 0 | 11964.6401
2025-11-17 | 12631.231 | 18 | 0 | 0 | 0 | 0 | 0 | 0 | 0 | 0 | 0 | 0 | 0 | 0 | 0 | 0 | 0 | 0 | 0 | 0 | 0 | 0 | 0 | 1 | 0 | 0 | 0 | 0 | 12180.6066
2025-11-17 | 12501.623 | 18.4 | 0 | 0 | 0 | 0 | 0 | 0 | 0 | 0 | 0 | 0 | 0 | 0 | 0 | 0 | 0 | 0 | 0 | 0 | 0 | 0 | 0 | 0 | 1 | 0 | 0 | 0 | 11869.4986
2025-11-17 | 11634.462 | 19.5 | 0 | 0 | 0 | 0 | 0 | 0 | 0 | 0 | 0 | 0 | 0 | 0 | 0 | 0 | 0 | 0 | 0 | 0 | 0 | 0 | 0 | 0 | 0 | 1 | 0 | 0 | 11082.7126
2025-11-17 | 10377.17 | 19.6 | 0 | 0 | 0 | 0 | 0 | 0 | 0 | 0 | 0 | 0 | 0 | 0 | 0 | 0 | 0 | 0 | 0 | 0 | 0 | 0 | 0 | 0 | 0 | 0 | 1 | 0 | 9936.351
2025-11-17 | 9330.266 | 18.1 | 0 | 0 | 0 | 0 | 0 | 0 | 0 | 0 | 0 | 0 | 0 | 0 | 0 | 0 | 0 | 0 | 0 | 0 | 0 | 0 | 0 | 0 | 0 | 0 | 0 | 1 | 8671.0927
2025-11-18 | 8488.225 | 17 | 0 | 0 | 1 | 0 | 0 | 0 | 0 | 0 | 0 | 0 | 0 | 0 | 0 | 0 | 0 | 0 | 0 | 0 | 0 | 0 | 0 | 0 | 0 | 0 | 0 | 0 | 7779.4781
2025-11-18 | 8156.331 | 17.6 | 0 | 0 | 0 | 1 | 0 | 0 | 0 | 0 | 0 | 0 | 0 | 0 | 0 | 0 | 0 | 0 | 0 | 0 | 0 | 0 | 0 | 0 | 0 | 0 | 0 | 0 | 7462.03
2025-11-18 | 7925.7 | 17.1 | 0 | 0 | 0 | 0 | 1 | 0 | 0 | 0 | 0 | 0 | 0 | 0 | 0 | 0 | 0 | 0 | 0 | 0 | 0 | 0 | 0 | 0 | 0 | 0 | 0 | 0 | 7148.2521
2025-11-18 | 7889.273 | 16.8 | 0 | 0 | 0 | 0 | 0 | 1 | 0 | 0 | 0 | 0 | 0 | 0 | 0 | 0 | 0 | 0 | 0 | 0 | 0 | 0 | 0 | 0 | 0 | 0 | 0 | 0 | 7051.9036
2025-11-18 | 8007.696 | 17 | 0 | 0 | 0 | 0 | 0 | 0 | 1 | 0 | 0 | 0 | 0 | 0 | 0 | 0 | 0 | 0 | 0 | 0 | 0 | 0 | 0 | 0 | 0 | 0 | 0 | 0 | 7266.6879
2025-11-18 | 8570.135 | 17.4 | 0 | 0 | 0 | 0 | 0 | 0 | 0 | 1 | 0 | 0 | 0 | 0 | 0 | 0 | 0 | 0 | 0 | 0 | 0 | 0 | 0 | 0 | 0 | 0 | 0 | 0 | 7872.354
2025-11-18 | 9444.672 | 16.8 | 0 | 0 | 0 | 0 | 0 | 0 | 0 | 0 | 1 | 0 | 0 | 0 | 0 | 0 | 0 | 0 | 0 | 0 | 0 | 0 | 0 | 0 | 0 | 0 | 0 | 0 | 8546.1667
2025-11-18 | 10168.028 | 16.3 | 0 | 0 | 0 | 0 | 0 | 0 | 0 | 0 | 0 | 1 | 0 | 0 | 0 | 0 | 0 | 0 | 0 | 0 | 0 | 0 | 0 | 0 | 0 | 0 | 0 | 0 | 9128.6889
2025-11-18 | 10099.825 | 15.9 | 0 | 0 | 0 | 0 | 0 | 0 | 0 | 0 | 0 | 0 | 1 | 0 | 0 | 0 | 0 | 0 | 0 | 0 | 0 | 0 | 0 | 0 | 0 | 0 | 0 | 0 | 9403.4853
2025-11-18 | 9332.101 | 15 | 0 | 0 | 0 | 0 | 0 | 0 | 0 | 0 | 0 | 0 | 0 | 1 | 0 | 0 | 0 | 0 | 0 | 0 | 0 | 0 | 0 | 0 | 0 | 0 | 0 | 0 | 9363.4088
2025-11-18 | 9205.704 | 14.1 | 0 | 0 | 0 | 0 | 0 | 0 | 0 | 0 | 0 | 0 | 0 | 0 | 1 | 0 | 0 | 0 | 0 | 0 | 0 | 0 | 0 | 0 | 0 | 0 | 0 | 0 | 9281.6386
2025-11-18 | 8935.107 | 12.8 | 0 | 0 | 0 | 0 | 0 | 0 | 0 | 0 | 0 | 0 | 0 | 0 | 0 | 1 | 0 | 0 | 0 | 0 | 0 | 0 | 0 | 0 | 0 | 0 | 0 | 0 | 9170.9235
2025-11-18 | 9161.822 | 12.9 | 0 | 0 | 0 | 0 | 0 | 0 | 0 | 0 | 0 | 0 | 0 | 0 | 0 | 0 | 1 | 0 | 0 | 0 | 0 | 0 | 0 | 0 | 0 | 0 | 0 | 0 | 9097.7336
2025-11-18 | 8658.817 | 12.9 | 0 | 0 | 0 | 0 | 0 | 0 | 0 | 0 | 0 | 0 | 0 | 0 | 0 | 0 | 0 | 1 | 0 | 0 | 0 | 0 | 0 | 0 | 0 | 0 | 0 | 0 | 9019.7831
2025-11-18 | 8831.239 | 12.4 | 0 | 0 | 0 | 0 | 0 | 0 | 0 | 0 | 0 | 0 | 0 | 0 | 0 | 0 | 0 | 0 | 1 | 0 | 0 | 0 | 0 | 0 | 0 | 0 | 0 | 0 | 9120.0425
2025-11-18 | 9595.827 | 12 | 0 | 0 | 0 | 0 | 0 | 0 | 0 | 0 | 0 | 0 | 0 | 0 | 0 | 0 | 0 | 0 | 0 | 1 | 0 | 0 | 0 | 0 | 0 | 0 | 0 | 0 | 9744.5947
2025-11-18 | 11016.377 | 13.4 | 0 | 0 | 0 | 0 | 0 | 0 | 0 | 0 | 0 | 0 | 0 | 0 | 0 | 0 | 0 | 0 | 0 | 0 | 1 | 0 | 0 | 0 | 0 | 0 | 0 | 0 | 11014.8339
2025-11-18 | 12510.453 | 13.9 | 0 | 0 | 0 | 0 | 0 | 0 | 0 | 0 | 0 | 0 | 0 | 0 | 0 | 0 | 0 | 0 | 0 | 0 | 0 | 1 | 0 | 0 | 0 | 0 | 0 | 0 | 11591.7391
2025-11-18 | 12227.291 | 14.7 | 0 | 0 | 0 | 0 | 0 | 0 | 0 | 0 | 0 | 0 | 0 | 0 | 0 | 0 | 0 | 0 | 0 | 0 | 0 | 0 | 1 | 0 | 0 | 0 | 0 | 0 | 11709.289
2025-11-18 | 12282.553 | 15.7 | 0 | 0 | 0 | 0 | 0 | 0 | 0 | 0 | 0 | 0 | 0 | 0 | 0 | 0 | 0 | 0 | 0 | 0 | 0 | 0 | 0 | 1 | 0 | 0 | 0 | 0 | 11789.0683
2025-11-18 | 12303.338 | 16.1 | 0 | 0 | 0 | 0 | 0 | 0 | 0 | 0 | 0 | 0 | 0 | 0 | 0 | 0 | 0 | 0 | 0 | 0 | 0 | 0 | 0 | 0 | 1 | 0 | 0 | 0 | 11477.9603
2025-11-18 | 11600.74 | 16.9 | 0 | 0 | 0 | 0 | 0 | 0 | 0 | 0 | 0 | 0 | 0 | 0 | 0 | 0 | 0 | 0 | 0 | 0 | 0 | 0 | 0 | 0 | 0 | 1 | 0 | 0 | 10640.104
2025-11-18 | 10318.052 | 17.2 | 0 | 0 | 0 | 0 | 0 | 0 | 0 | 0 | 0 | 0 | 0 | 0 | 0 | 0 | 0 | 0 | 0 | 0 | 0 | 0 | 0 | 0 | 0 | 0 | 1 | 0 | 9527.7892
2025-11-18 | 9132.54 | 18.2 | 0 | 0 | 0 | 0 | 0 | 0 | 0 | 0 | 0 | 0 | 0 | 0 | 0 | 0 | 0 | 0 | 0 | 0 | 0 | 0 | 0 | 0 | 0 | 0 | 0 | 1 | 8688.1161
2025-11-19 | 8291.87 | 18.1 | 0 | 0 | 1 | 0 | 0 | 0 | 0 | 0 | 0 | 0 | 0 | 0 | 0 | 0 | 0 | 0 | 0 | 0 | 0 | 0 | 0 | 0 | 0 | 0 | 0 | 0 | 7966.7356
2025-11-19 | 7977.69 | 19.1 | 0 | 0 | 0 | 1 | 0 | 0 | 0 | 0 | 0 | 0 | 0 | 0 | 0 | 0 | 0 | 0 | 0 | 0 | 0 | 0 | 0 | 0 | 0 | 0 | 0 | 0 | 7717.3811
2025-11-19 | 7712.31 | 19.8 | 0 | 0 | 0 | 0 | 1 | 0 | 0 | 0 | 0 | 0 | 0 | 0 | 0 | 0 | 0 | 0 | 0 | 0 | 0 | 0 | 0 | 0 | 0 | 0 | 0 | 0 | 7607.8841
2025-11-19 | 7623.408 | 20.3 | 0 | 0 | 0 | 0 | 0 | 1 | 0 | 0 | 0 | 0 | 0 | 0 | 0 | 0 | 0 | 0 | 0 | 0 | 0 | 0 | 0 | 0 | 0 | 0 | 0 | 0 | 7647.7228
2025-11-19 | 7831.883 | 21.3 | 0 | 0 | 0 | 0 | 0 | 0 | 1 | 0 | 0 | 0 | 0 | 0 | 0 | 0 | 0 | 0 | 0 | 0 | 0 | 0 | 0 | 0 | 0 | 0 | 0 | 0 | 7998.6943
2025-11-19 | 8321.142 | 20.1 | 0 | 0 | 0 | 0 | 0 | 0 | 0 | 1 | 0 | 0 | 0 | 0 | 0 | 0 | 0 | 0 | 0 | 0 | 0 | 0 | 0 | 0 | 0 | 0 | 0 | 0 | 8331.986
2025-11-19 | 9193.814 | 20.7 | 0 | 0 | 0 | 0 | 0 | 0 | 0 | 0 | 1 | 0 | 0 | 0 | 0 | 0 | 0 | 0 | 0 | 0 | 0 | 0 | 0 | 0 | 0 | 0 | 0 | 0 | 9210.0795
2025-11-19 | 10009.644 | 19.4 | 0 | 0 | 0 | 0 | 0 | 0 | 0 | 0 | 0 | 1 | 0 | 0 | 0 | 0 | 0 | 0 | 0 | 0 | 0 | 0 | 0 | 0 | 0 | 0 | 0 | 0 | 9656.4145
2025-11-19 | 9787.802 | 19.5 | 0 | 0 | 0 | 0 | 0 | 0 | 0 | 0 | 0 | 0 | 1 | 0 | 0 | 0 | 0 | 0 | 0 | 0 | 0 | 0 | 0 | 0 | 0 | 0 | 0 | 0 | 10016.3279
2025-11-19 | 9048.609 | 17.7 | 0 | 0 | 0 | 0 | 0 | 0 | 0 | 0 | 0 | 0 | 0 | 1 | 0 | 0 | 0 | 0 | 0 | 0 | 0 | 0 | 0 | 0 | 0 | 0 | 0 | 0 | 9823.0407
2025-11-19 | 8599.636 | 15.8 | 0 | 0 | 0 | 0 | 0 | 0 | 0 | 0 | 0 | 0 | 0 | 0 | 1 | 0 | 0 | 0 | 0 | 0 | 0 | 0 | 0 | 0 | 0 | 0 | 0 | 0 | 9571.0365
2025-11-19 | 8508.467 | 14.3 | 0 | 0 | 0 | 0 | 0 | 0 | 0 | 0 | 0 | 0 | 0 | 0 | 0 | 1 | 0 | 0 | 0 | 0 | 0 | 0 | 0 | 0 | 0 | 0 | 0 | 0 | 9426.2746
2025-11-19 | 8493.635 | 13.5 | 0 | 0 | 0 | 0 | 0 | 0 | 0 | 0 | 0 | 0 | 0 | 0 | 0 | 0 | 1 | 0 | 0 | 0 | 0 | 0 | 0 | 0 | 0 | 0 | 0 | 0 | 9199.8741
2025-11-19 | 8206.321 | 13 | 0 | 0 | 0 | 0 | 0 | 0 | 0 | 0 | 0 | 0 | 0 | 0 | 0 | 0 | 0 | 1 | 0 | 0 | 0 | 0 | 0 | 0 | 0 | 0 | 0 | 0 | 9036.8065
2025-11-19 | 8051.812 | 12.6 | 0 | 0 | 0 | 0 | 0 | 0 | 0 | 0 | 0 | 0 | 0 | 0 | 0 | 0 | 0 | 0 | 1 | 0 | 0 | 0 | 0 | 0 | 0 | 0 | 0 | 0 | 9154.0893
2025-11-19 | 8530.892 | 12.1 | 0 | 0 | 0 | 0 | 0 | 0 | 0 | 0 | 0 | 0 | 0 | 0 | 0 | 0 | 0 | 0 | 0 | 1 | 0 | 0 | 0 | 0 | 0 | 0 | 0 | 0 | 9761.6181
2025-11-19 | 10209.212 | 13.2 | 0 | 0 | 0 | 0 | 0 | 0 | 0 | 0 | 0 | 0 | 0 | 0 | 0 | 0 | 0 | 0 | 0 | 0 | 1 | 0 | 0 | 0 | 0 | 0 | 0 | 0 | 10980.7871
2025-11-19 | 12275.742 | 14.5 | 0 | 0 | 0 | 0 | 0 | 0 | 0 | 0 | 0 | 0 | 0 | 0 | 0 | 0 | 0 | 0 | 0 | 0 | 0 | 1 | 0 | 0 | 0 | 0 | 0 | 0 | 11693.8795
2025-11-19 | 12336.886 | 14.7 | 0 | 0 | 0 | 0 | 0 | 0 | 0 | 0 | 0 | 0 | 0 | 0 | 0 | 0 | 0 | 0 | 0 | 0 | 0 | 0 | 1 | 0 | 0 | 0 | 0 | 0 | 11709.289
2025-11-19 | 12310.681 | 14.7 | 0 | 0 | 0 | 0 | 0 | 0 | 0 | 0 | 0 | 0 | 0 | 0 | 0 | 0 | 0 | 0 | 0 | 0 | 0 | 0 | 0 | 1 | 0 | 0 | 0 | 0 | 11618.8342
2025-11-19 | 12158.007 | 15.8 | 0 | 0 | 0 | 0 | 0 | 0 | 0 | 0 | 0 | 0 | 0 | 0 | 0 | 0 | 0 | 0 | 0 | 0 | 0 | 0 | 0 | 0 | 1 | 0 | 0 | 0 | 11426.8901
2025-11-19 | 11372.842 | 15.9 | 0 | 0 | 0 | 0 | 0 | 0 | 0 | 0 | 0 | 0 | 0 | 0 | 0 | 0 | 0 | 0 | 0 | 0 | 0 | 0 | 0 | 0 | 0 | 1 | 0 | 0 | 10469.87
2025-11-19 | 10149.231 | 15.8 | 0 | 0 | 0 | 0 | 0 | 0 | 0 | 0 | 0 | 0 | 0 | 0 | 0 | 0 | 0 | 0 | 0 | 0 | 0 | 0 | 0 | 0 | 0 | 0 | 1 | 0 | 9289.4615
2025-11-19 | 8944.243 | 16.9 | 0 | 0 | 0 | 0 | 0 | 0 | 0 | 0 | 0 | 0 | 0 | 0 | 0 | 0 | 0 | 0 | 0 | 0 | 0 | 0 | 0 | 0 | 0 | 0 | 0 | 1 | 8466.8118
2025-11-20 | 8228.733 | 16.9 | 0 | 0 | 1 | 0 | 0 | 0 | 0 | 0 | 0 | 0 | 0 | 0 | 0 | 0 | 0 | 0 | 0 | 0 | 0 | 0 | 0 | 0 | 0 | 0 | 0 | 0 | 7762.4547
2025-11-20 | 7805.44 | 18.7 | 0 | 0 | 0 | 1 | 0 | 0 | 0 | 0 | 0 | 0 | 0 | 0 | 0 | 0 | 0 | 0 | 0 | 0 | 0 | 0 | 0 | 0 | 0 | 0 | 0 | 0 | 7649.2875
2025-11-20 | 7531.558 | 18.7 | 0 | 0 | 0 | 0 | 1 | 0 | 0 | 0 | 0 | 0 | 0 | 0 | 0 | 0 | 0 | 0 | 0 | 0 | 0 | 0 | 0 | 0 | 0 | 0 | 0 | 0 | 7420.6266
2025-11-20 | 7513.879 | 18.2 | 0 | 0 | 0 | 0 | 0 | 1 | 0 | 0 | 0 | 0 | 0 | 0 | 0 | 0 | 0 | 0 | 0 | 0 | 0 | 0 | 0 | 0 | 0 | 0 | 0 | 0 | 7290.2313
2025-11-20 | 7729.734 | 18.6 | 0 | 0 | 0 | 0 | 0 | 0 | 1 | 0 | 0 | 0 | 0 | 0 | 0 | 0 | 0 | 0 | 0 | 0 | 0 | 0 | 0 | 0 | 0 | 0 | 0 | 0 | 7539.0624
2025-11-20 | 8341.858 | 18.6 | 0 | 0 | 0 | 0 | 0 | 0 | 0 | 1 | 0 | 0 | 0 | 0 | 0 | 0 | 0 | 0 | 0 | 0 | 0 | 0 | 0 | 0 | 0 | 0 | 0 | 0 | 8076.6349
2025-11-20 | 9271.428 | 19.5 | 0 | 0 | 0 | 0 | 0 | 0 | 0 | 0 | 1 | 0 | 0 | 0 | 0 | 0 | 0 | 0 | 0 | 0 | 0 | 0 | 0 | 0 | 0 | 0 | 0 | 0 | 9005.7986
2025-11-20 | 10195.312 | 19.3 | 0 | 0 | 0 | 0 | 0 | 0 | 0 | 0 | 0 | 1 | 0 | 0 | 0 | 0 | 0 | 0 | 0 | 0 | 0 | 0 | 0 | 0 | 0 | 0 | 0 | 0 | 9639.3911
2025-11-20 | 9884.312 | 18.6 | 0 | 0 | 0 | 0 | 0 | 0 | 0 | 0 | 0 | 0 | 1 | 0 | 0 | 0 | 0 | 0 | 0 | 0 | 0 | 0 | 0 | 0 | 0 | 0 | 0 | 0 | 9863.1173
2025-11-20 | 9018.844 | 16.2 | 0 | 0 | 0 | 0 | 0 | 0 | 0 | 0 | 0 | 0 | 0 | 1 | 0 | 0 | 0 | 0 | 0 | 0 | 0 | 0 | 0 | 0 | 0 | 0 | 0 | 0 | 9567.6897
2025-11-20 | 8703.035 | 13.8 | 0 | 0 | 0 | 0 | 0 | 0 | 0 | 0 | 0 | 0 | 0 | 0 | 1 | 0 | 0 | 0 | 0 | 0 | 0 | 0 | 0 | 0 | 0 | 0 | 0 | 0 | 9230.5684
2025-11-20 | 8532.152 | 13.3 | 0 | 0 | 0 | 0 | 0 | 0 | 0 | 0 | 0 | 0 | 0 | 0 | 0 | 1 | 0 | 0 | 0 | 0 | 0 | 0 | 0 | 0 | 0 | 0 | 0 | 0 | 9256.0406
2025-11-20 | 8458.722 | 13.3 | 0 | 0 | 0 | 0 | 0 | 0 | 0 | 0 | 0 | 0 | 0 | 0 | 0 | 0 | 1 | 0 | 0 | 0 | 0 | 0 | 0 | 0 | 0 | 0 | 0 | 0 | 9165.8273
2025-11-20 | 8422.912 | 11.8 | 0 | 0 | 0 | 0 | 0 | 0 | 0 | 0 | 0 | 0 | 0 | 0 | 0 | 0 | 0 | 1 | 0 | 0 | 0 | 0 | 0 | 0 | 0 | 0 | 0 | 0 | 8832.5257
2025-11-20 | 7477.24 | 13.1 | 0 | 0 | 0 | 0 | 0 | 0 | 0 | 0 | 0 | 0 | 0 | 0 | 0 | 0 | 0 | 0 | 1 | 0 | 0 | 0 | 0 | 0 | 0 | 0 | 0 | 0 | 9239.2064
2025-11-20 | 8859.095 | 12.8 | 0 | 0 | 0 | 0 | 0 | 0 | 0 | 0 | 0 | 0 | 0 | 0 | 0 | 0 | 0 | 0 | 0 | 1 | 0 | 0 | 0 | 0 | 0 | 0 | 0 | 0 | 9880.7819
2025-11-20 | 10222.955 | 13.4 | 0 | 0 | 0 | 0 | 0 | 0 | 0 | 0 | 0 | 0 | 0 | 0 | 0 | 0 | 0 | 0 | 0 | 0 | 1 | 0 | 0 | 0 | 0 | 0 | 0 | 0 | 11014.8339
2025-11-20 | 12228.435 | 14.3 | 0 | 0 | 0 | 0 | 0 | 0 | 0 | 0 | 0 | 0 | 0 | 0 | 0 | 0 | 0 | 0 | 0 | 0 | 0 | 1 | 0 | 0 | 0 | 0 | 0 | 0 | 11659.8327
2025-11-20 | 12322.724 | 14.6 | 0 | 0 | 0 | 0 | 0 | 0 | 0 | 0 | 0 | 0 | 0 | 0 | 0 | 0 | 0 | 0 | 0 | 0 | 0 | 0 | 1 | 0 | 0 | 0 | 0 | 0 | 11692.2656
2025-11-20 | 11031.07 | 14.3 | 0 | 0 | 0 | 0 | 0 | 0 | 0 | 0 | 0 | 0 | 0 | 0 | 0 | 0 | 0 | 0 | 0 | 0 | 0 | 0 | 0 | 1 | 0 | 0 | 0 | 0 | 11550.7406
2025-11-20 | 12735.174 | 13.9 | 0 | 0 | 0 | 0 | 0 | 0 | 0 | 0 | 0 | 0 | 0 | 0 | 0 | 0 | 0 | 0 | 0 | 0 | 0 | 0 | 0 | 0 | 1 | 0 | 0 | 0 | 11103.4453
2025-11-20 | 11374.294 | 13.7 | 0 | 0 | 0 | 0 | 0 | 0 | 0 | 0 | 0 | 0 | 0 | 0 | 0 | 0 | 0 | 0 | 0 | 0 | 0 | 0 | 0 | 0 | 0 | 1 | 0 | 0 | 10095.355
2025-11-20 | 10087.402 | 13.2 | 0 | 0 | 0 | 0 | 0 | 0 | 0 | 0 | 0 | 0 | 0 | 0 | 0 | 0 | 0 | 0 | 0 | 0 | 0 | 0 | 0 | 0 | 0 | 0 | 1 | 0 | 8846.853
2025-11-20 | 8901.669 | 13.1 | 0 | 0 | 0 | 0 | 0 | 0 | 0 | 0 | 0 | 0 | 0 | 0 | 0 | 0 | 0 | 0 | 0 | 0 | 0 | 0 | 0 | 0 | 0 | 0 | 0 | 1 | 7819.9224
2025-11-21 | 7420.613 | 13 | 0 | 0 | 1 | 0 | 0 | 0 | 0 | 0 | 0 | 0 | 0 | 0 | 0 | 0 | 0 | 0 | 0 | 0 | 0 | 0 | 0 | 0 | 0 | 0 | 0 | 0 | 7098.5419
2025-11-21 | 7778.244 | 12.8 | 0 | 0 | 0 | 1 | 0 | 0 | 0 | 0 | 0 | 0 | 0 | 0 | 0 | 0 | 0 | 0 | 0 | 0 | 0 | 0 | 0 | 0 | 0 | 0 | 0 | 0 | 6644.9065
2025-11-21 | 7115.903 | 12.4 | 0 | 0 | 0 | 0 | 1 | 0 | 0 | 0 | 0 | 0 | 0 | 0 | 0 | 0 | 0 | 0 | 0 | 0 | 0 | 0 | 0 | 0 | 0 | 0 | 0 | 0 | 6348.1521
2025-11-21 | 6900.776 | 12.2 | 0 | 0 | 0 | 0 | 0 | 1 | 0 | 0 | 0 | 0 | 0 | 0 | 0 | 0 | 0 | 0 | 0 | 0 | 0 | 0 | 0 | 0 | 0 | 0 | 0 | 0 | 6268.827
2025-11-21 | 6985.445 | 12.5 | 0 | 0 | 0 | 0 | 0 | 0 | 1 | 0 | 0 | 0 | 0 | 0 | 0 | 0 | 0 | 0 | 0 | 0 | 0 | 0 | 0 | 0 | 0 | 0 | 0 | 0 | 6500.6346
2025-11-21 | 7426.239 | 12 | 0 | 0 | 0 | 0 | 0 | 0 | 0 | 1 | 0 | 0 | 0 | 0 | 0 | 0 | 0 | 0 | 0 | 0 | 0 | 0 | 0 | 0 | 0 | 0 | 0 | 0 | 6953.0901
2025-11-21 | 8257.522 | 11.3 | 0 | 0 | 0 | 0 | 0 | 0 | 0 | 0 | 1 | 0 | 0 | 0 | 0 | 0 | 0 | 0 | 0 | 0 | 0 | 0 | 0 | 0 | 0 | 0 | 0 | 0 | 7609.8794
2025-11-21 | 9057.334 | 10.8 | 0 | 0 | 0 | 0 | 0 | 0 | 0 | 0 | 0 | 1 | 0 | 0 | 0 | 0 | 0 | 0 | 0 | 0 | 0 | 0 | 0 | 0 | 0 | 0 | 0 | 0 | 8192.4016
2025-11-21 | 9330.694 | 10.8 | 0 | 0 | 0 | 0 | 0 | 0 | 0 | 0 | 0 | 0 | 1 | 0 | 0 | 0 | 0 | 0 | 0 | 0 | 0 | 0 | 0 | 0 | 0 | 0 | 0 | 0 | 8535.2916
2025-11-21 | 9235.445 | 9.9 | 0 | 0 | 0 | 0 | 0 | 0 | 0 | 0 | 0 | 0 | 0 | 1 | 0 | 0 | 0 | 0 | 0 | 0 | 0 | 0 | 0 | 0 | 0 | 0 | 0 | 0 | 8495.2151
2025-11-21 | 9033.758 | 8.7 | 0 | 0 | 0 | 0 | 0 | 0 | 0 | 0 | 0 | 0 | 0 | 0 | 1 | 0 | 0 | 0 | 0 | 0 | 0 | 0 | 0 | 0 | 0 | 0 | 0 | 0 | 8362.3747
2025-11-21 | 9136.45 | 8.3 | 0 | 0 | 0 | 0 | 0 | 0 | 0 | 0 | 0 | 0 | 0 | 0 | 0 | 1 | 0 | 0 | 0 | 0 | 0 | 0 | 0 | 0 | 0 | 0 | 0 | 0 | 8404.8703
2025-11-21 | 9299.18 | 10.4 | 0 | 0 | 0 | 0 | 0 | 0 | 0 | 0 | 0 | 0 | 0 | 0 | 0 | 0 | 1 | 0 | 0 | 0 | 0 | 0 | 0 | 0 | 0 | 0 | 0 | 0 | 8672.1485
2025-11-21 | 9088.19 | 9.6 | 0 | 0 | 0 | 0 | 0 | 0 | 0 | 0 | 0 | 0 | 0 | 0 | 0 | 0 | 0 | 1 | 0 | 0 | 0 | 0 | 0 | 0 | 0 | 0 | 0 | 0 | 8458.0108
2025-11-21 | 8585.536 | 8.4 | 0 | 0 | 0 | 0 | 0 | 0 | 0 | 0 | 0 | 0 | 0 | 0 | 0 | 0 | 0 | 0 | 1 | 0 | 0 | 0 | 0 | 0 | 0 | 0 | 0 | 0 | 8439.1063
2025-11-21 | 8824.449 | 9.3 | 0 | 0 | 0 | 0 | 0 | 0 | 0 | 0 | 0 | 0 | 0 | 0 | 0 | 0 | 0 | 0 | 0 | 1 | 0 | 0 | 0 | 0 | 0 | 0 | 0 | 0 | 9284.9627
2025-11-21 | 10203.539 | 9.7 | 0 | 0 | 0 | 0 | 0 | 0 | 0 | 0 | 0 | 0 | 0 | 0 | 0 | 0 | 0 | 0 | 0 | 0 | 1 | 0 | 0 | 0 | 0 | 0 | 0 | 0 | 10384.9679
2025-11-21 | 11167.543 | 11.6 | 0 | 0 | 0 | 0 | 0 | 0 | 0 | 0 | 0 | 0 | 0 | 0 | 0 | 0 | 0 | 0 | 0 | 0 | 0 | 1 | 0 | 0 | 0 | 0 | 0 | 0 | 11200.2007
2025-11-21 | 10996.127 | 13 | 0 | 0 | 0 | 0 | 0 | 0 | 0 | 0 | 0 | 0 | 0 | 0 | 0 | 0 | 0 | 0 | 0 | 0 | 0 | 0 | 1 | 0 | 0 | 0 | 0 | 0 | 11419.8911
2025-11-21 | 11147.885 | 13.3 | 0 | 0 | 0 | 0 | 0 | 0 | 0 | 0 | 0 | 0 | 0 | 0 | 0 | 0 | 0 | 0 | 0 | 0 | 0 | 0 | 0 | 1 | 0 | 0 | 0 | 0 | 11380.5065
2025-11-21 | 11197.588 | 13.9 | 0 | 0 | 0 | 0 | 0 | 0 | 0 | 0 | 0 | 0 | 0 | 0 | 0 | 0 | 0 | 0 | 0 | 0 | 0 | 0 | 0 | 0 | 1 | 0 | 0 | 0 | 11103.4453
2025-11-21 | 10839.777 | 15.3 | 0 | 0 | 0 | 0 | 0 | 0 | 0 | 0 | 0 | 0 | 0 | 0 | 0 | 0 | 0 | 0 | 0 | 0 | 0 | 0 | 0 | 0 | 0 | 1 | 0 | 0 | 10367.7295
2025-11-21 | 9979.6 | 14.6 | 0 | 0 | 0 | 0 | 0 | 0 | 0 | 0 | 0 | 0 | 0 | 0 | 0 | 0 | 0 | 0 | 0 | 0 | 0 | 0 | 0 | 0 | 0 | 0 | 1 | 0 | 9085.1807
2025-11-21 | 8939.585 | 14.3 | 0 | 0 | 0 | 0 | 0 | 0 | 0 | 0 | 0 | 0 | 0 | 0 | 0 | 0 | 0 | 0 | 0 | 0 | 0 | 0 | 0 | 0 | 0 | 0 | 0 | 1 | 8024.2033
2025-11-22 | 8177.392 | 13.8 | 0 | 1 | 1 | 0 | 0 | 0 | 0 | 0 | 0 | 0 | 0 | 0 | 0 | 0 | 0 | 0 | 0 | 0 | 0 | 0 | 0 | 0 | 0 | 0 | 0 | 0 | 7717.8605
2025-11-22 | 7684.149 | 14 | 0 | 1 | 0 | 1 | 0 | 0 | 0 | 0 | 0 | 0 | 0 | 0 | 0 | 0 | 0 | 0 | 0 | 0 | 0 | 0 | 0 | 0 | 0 | 0 | 0 | 0 | 7332.3187
2025-11-22 | 7417.965 | 13.9 | 0 | 1 | 0 | 0 | 1 | 0 | 0 | 0 | 0 | 0 | 0 | 0 | 0 | 0 | 0 | 0 | 0 | 0 | 0 | 0 | 0 | 0 | 0 | 0 | 0 | 0 | 7086.6345
2025-11-22 | 7197.069 | 14.3 | 0 | 1 | 0 | 0 | 0 | 1 | 0 | 0 | 0 | 0 | 0 | 0 | 0 | 0 | 0 | 0 | 0 | 0 | 0 | 0 | 0 | 0 | 0 | 0 | 0 | 0 | 7109.4498
2025-11-22 | 7315.573 | 15.9 | 0 | 1 | 0 | 0 | 0 | 0 | 1 | 0 | 0 | 0 | 0 | 0 | 0 | 0 | 0 | 0 | 0 | 0 | 0 | 0 | 0 | 0 | 0 | 0 | 0 | 0 | 7562.5618
2025-11-22 | 7575.316 | 16.9 | 0 | 1 | 0 | 0 | 0 | 0 | 0 | 1 | 0 | 0 | 0 | 0 | 0 | 0 | 0 | 0 | 0 | 0 | 0 | 0 | 0 | 0 | 0 | 0 | 0 | 0 | 8270.3683
2025-11-22 | 8223.037 | 16.1 | 0 | 1 | 0 | 0 | 0 | 0 | 0 | 0 | 1 | 0 | 0 | 0 | 0 | 0 | 0 | 0 | 0 | 0 | 0 | 0 | 0 | 0 | 0 | 0 | 0 | 0 | 8910.1342
2025-11-22 | 9386.24 | 16.3 | 0 | 1 | 0 | 0 | 0 | 0 | 0 | 0 | 0 | 1 | 0 | 0 | 0 | 0 | 0 | 0 | 0 | 0 | 0 | 0 | 0 | 0 | 0 | 0 | 0 | 0 | 9611.8203
2025-11-22 | 10210.793 | 15.5 | 0 | 1 | 0 | 0 | 0 | 0 | 0 | 0 | 0 | 0 | 1 | 0 | 0 | 0 | 0 | 0 | 0 | 0 | 0 | 0 | 0 | 0 | 0 | 0 | 0 | 0 | 9818.5231
2025-11-22 | 10809.499 | 14.6 | 0 | 1 | 0 | 0 | 0 | 0 | 0 | 0 | 0 | 0 | 0 | 1 | 0 | 0 | 0 | 0 | 0 | 0 | 0 | 0 | 0 | 0 | 0 | 0 | 0 | 0 | 9778.4465
2025-11-22 | 10747.619 | 14.1 | 0 | 1 | 0 | 0 | 0 | 0 | 0 | 0 | 0 | 0 | 0 | 0 | 1 | 0 | 0 | 0 | 0 | 0 | 0 | 0 | 0 | 0 | 0 | 0 | 0 | 0 | 9764.77
2025-11-22 | 10884.14 | 13.3 | 0 | 1 | 0 | 0 | 0 | 0 | 0 | 0 | 0 | 0 | 0 | 0 | 0 | 1 | 0 | 0 | 0 | 0 | 0 | 0 | 0 | 0 | 0 | 0 | 0 | 0 | 9739.1719
2025-11-22 | 10904.496 | 13 | 0 | 1 | 0 | 0 | 0 | 0 | 0 | 0 | 0 | 0 | 0 | 0 | 0 | 0 | 1 | 0 | 0 | 0 | 0 | 0 | 0 | 0 | 0 | 0 | 0 | 0 | 9597.8884
2025-11-22 | 10963.761 | 12.5 | 0 | 1 | 0 | 0 | 0 | 0 | 0 | 0 | 0 | 0 | 0 | 0 | 0 | 0 | 0 | 1 | 0 | 0 | 0 | 0 | 0 | 0 | 0 | 0 | 0 | 0 | 9434.8209
2025-11-22 | 10978.372 | 12.5 | 0 | 1 | 0 | 0 | 0 | 0 | 0 | 0 | 0 | 0 | 0 | 0 | 0 | 0 | 0 | 0 | 1 | 0 | 0 | 0 | 0 | 0 | 0 | 0 | 0 | 0 | 9620.1973
2025-11-22 | 11177.537 | 13.4 | 0 | 1 | 0 | 0 | 0 | 0 | 0 | 0 | 0 | 0 | 0 | 0 | 0 | 0 | 0 | 0 | 0 | 1 | 0 | 0 | 0 | 0 | 0 | 0 | 0 | 0 | 10466.0537
2025-11-22 | 12369.078 | 14 | 0 | 1 | 0 | 0 | 0 | 0 | 0 | 0 | 0 | 0 | 0 | 0 | 0 | 0 | 0 | 0 | 0 | 0 | 1 | 0 | 0 | 0 | 0 | 0 | 0 | 0 | 11600.1057
2025-11-22 | 13306.681 | 14 | 0 | 1 | 0 | 0 | 0 | 0 | 0 | 0 | 0 | 0 | 0 | 0 | 0 | 0 | 0 | 0 | 0 | 0 | 0 | 1 | 0 | 0 | 0 | 0 | 0 | 0 | 12091.8938
2025-11-22 | 12700.513 | 14.2 | 0 | 1 | 0 | 0 | 0 | 0 | 0 | 0 | 0 | 0 | 0 | 0 | 0 | 0 | 0 | 0 | 0 | 0 | 0 | 0 | 1 | 0 | 0 | 0 | 0 | 0 | 12107.3033
2025-11-22 | 12113.313 | 14 | 0 | 1 | 0 | 0 | 0 | 0 | 0 | 0 | 0 | 0 | 0 | 0 | 0 | 0 | 0 | 0 | 0 | 0 | 0 | 0 | 0 | 1 | 0 | 0 | 0 | 0 | 11982.8017
2025-11-22 | 11855.722 | 15 | 0 | 1 | 0 | 0 | 0 | 0 | 0 | 0 | 0 | 0 | 0 | 0 | 0 | 0 | 0 | 0 | 0 | 0 | 0 | 0 | 0 | 0 | 1 | 0 | 0 | 0 | 11773.8341
2025-11-22 | 11203.233 | 14.8 | 0 | 1 | 0 | 0 | 0 | 0 | 0 | 0 | 0 | 0 | 0 | 0 | 0 | 0 | 0 | 0 | 0 | 0 | 0 | 0 | 0 | 0 | 0 | 1 | 0 | 0 | 10765.7438
2025-11-22 | 10313 | 14.5 | 0 | 1 | 0 | 0 | 0 | 0 | 0 | 0 | 0 | 0 | 0 | 0 | 0 | 0 | 0 | 0 | 0 | 0 | 0 | 0 | 0 | 0 | 0 | 0 | 1 | 0 | 9551.2886
2025-11-22 | 9256.232 | 14.4 | 0 | 1 | 0 | 0 | 0 | 0 | 0 | 0 | 0 | 0 | 0 | 0 | 0 | 0 | 0 | 0 | 0 | 0 | 0 | 0 | 0 | 0 | 0 | 0 | 0 | 1 | 8524.358
2025-11-23 | 8376.448 | 14.2 | 0 | 1 | 1 | 0 | 0 | 0 | 0 | 0 | 0 | 0 | 0 | 0 | 0 | 0 | 0 | 0 | 0 | 0 | 0 | 0 | 0 | 0 | 0 | 0 | 0 | 0 | 7785.9541
2025-11-23 | 7877.28 | 14.9 | 0 | 1 | 0 | 1 | 0 | 0 | 0 | 0 | 0 | 0 | 0 | 0 | 0 | 0 | 0 | 0 | 0 | 0 | 0 | 0 | 0 | 0 | 0 | 0 | 0 | 0 | 7485.5294
2025-11-23 | 7478.925 | 14.9 | 0 | 1 | 0 | 0 | 1 | 0 | 0 | 0 | 0 | 0 | 0 | 0 | 0 | 0 | 0 | 0 | 0 | 0 | 0 | 0 | 0 | 0 | 0 | 0 | 0 | 0 | 7256.8685
2025-11-23 | 7191.194 | 15.2 | 0 | 1 | 0 | 0 | 0 | 1 | 0 | 0 | 0 | 0 | 0 | 0 | 0 | 0 | 0 | 0 | 0 | 0 | 0 | 0 | 0 | 0 | 0 | 0 | 0 | 0 | 7262.6605
2025-11-23 | 7215.211 | 15 | 0 | 1 | 0 | 0 | 0 | 0 | 1 | 0 | 0 | 0 | 0 | 0 | 0 | 0 | 0 | 0 | 0 | 0 | 0 | 0 | 0 | 0 | 0 | 0 | 0 | 0 | 7409.3511
2025-11-23 | 7342.951 | 14.4 | 0 | 1 | 0 | 0 | 0 | 0 | 0 | 1 | 0 | 0 | 0 | 0 | 0 | 0 | 0 | 0 | 0 | 0 | 0 | 0 | 0 | 0 | 0 | 0 | 0 | 0 | 7844.7832
2025-11-23 | 7875.21 | 14.2 | 0 | 1 | 0 | 0 | 0 | 0 | 0 | 0 | 1 | 0 | 0 | 0 | 0 | 0 | 0 | 0 | 0 | 0 | 0 | 0 | 0 | 0 | 0 | 0 | 0 | 0 | 8586.6895
2025-11-23 | 8662 | 14.1 | 0 | 1 | 0 | 0 | 0 | 0 | 0 | 0 | 0 | 1 | 0 | 0 | 0 | 0 | 0 | 0 | 0 | 0 | 0 | 0 | 0 | 0 | 0 | 0 | 0 | 0 | 9237.3054
2025-11-23 | 9904.838 | 13.9 | 0 | 1 | 0 | 0 | 0 | 0 | 0 | 0 | 0 | 0 | 1 | 0 | 0 | 0 | 0 | 0 | 0 | 0 | 0 | 0 | 0 | 0 | 0 | 0 | 0 | 0 | 9546.1486
2025-11-23 | 10906.469 | 13 | 0 | 1 | 0 | 0 | 0 | 0 | 0 | 0 | 0 | 0 | 0 | 1 | 0 | 0 | 0 | 0 | 0 | 0 | 0 | 0 | 0 | 0 | 0 | 0 | 0 | 0 | 9506.072
2025-11-23 | 11479.938 | 11.3 | 0 | 1 | 0 | 0 | 0 | 0 | 0 | 0 | 0 | 0 | 0 | 0 | 1 | 0 | 0 | 0 | 0 | 0 | 0 | 0 | 0 | 0 | 0 | 0 | 0 | 0 | 9288.1146
2025-11-23 | 11569.089 | 9.8 | 0 | 1 | 0 | 0 | 0 | 0 | 0 | 0 | 0 | 0 | 0 | 0 | 0 | 1 | 0 | 0 | 0 | 0 | 0 | 0 | 0 | 0 | 0 | 0 | 0 | 0 | 9143.3527
2025-11-23 | 11545.693 | 8.7 | 0 | 1 | 0 | 0 | 0 | 0 | 0 | 0 | 0 | 0 | 0 | 0 | 0 | 0 | 1 | 0 | 0 | 0 | 0 | 0 | 0 | 0 | 0 | 0 | 0 | 0 | 8865.8819
2025-11-23 | 11446.278 | 8.4 | 0 | 1 | 0 | 0 | 0 | 0 | 0 | 0 | 0 | 0 | 0 | 0 | 0 | 0 | 0 | 1 | 0 | 0 | 0 | 0 | 0 | 0 | 0 | 0 | 0 | 0 | 8736.8612
2025-11-23 | 11405.182 | 10.1 | 0 | 1 | 0 | 0 | 0 | 0 | 0 | 0 | 0 | 0 | 0 | 0 | 0 | 0 | 0 | 0 | 1 | 0 | 0 | 0 | 0 | 0 | 0 | 0 | 0 | 0 | 9211.6355
2025-11-23 | 11780.502 | 10.6 | 0 | 1 | 0 | 0 | 0 | 0 | 0 | 0 | 0 | 0 | 0 | 0 | 0 | 0 | 0 | 0 | 0 | 1 | 0 | 0 | 0 | 0 | 0 | 0 | 0 | 0 | 9989.3983
2025-11-23 | 13008.416 | 10.1 | 0 | 1 | 0 | 0 | 0 | 0 | 0 | 0 | 0 | 0 | 0 | 0 | 0 | 0 | 0 | 0 | 0 | 0 | 1 | 0 | 0 | 0 | 0 | 0 | 0 | 0 | 10936.1929
2025-11-23 | 14229.229 | 11.8 | 0 | 1 | 0 | 0 | 0 | 0 | 0 | 0 | 0 | 0 | 0 | 0 | 0 | 0 | 0 | 0 | 0 | 0 | 0 | 1 | 0 | 0 | 0 | 0 | 0 | 0 | 11717.3789
2025-11-23 | 13400.702 | 11.9 | 0 | 1 | 0 | 0 | 0 | 0 | 0 | 0 | 0 | 0 | 0 | 0 | 0 | 0 | 0 | 0 | 0 | 0 | 0 | 0 | 1 | 0 | 0 | 0 | 0 | 0 | 11715.765
2025-11-23 | 12889.262 | 11.8 | 0 | 1 | 0 | 0 | 0 | 0 | 0 | 0 | 0 | 0 | 0 | 0 | 0 | 0 | 0 | 0 | 0 | 0 | 0 | 0 | 0 | 1 | 0 | 0 | 0 | 0 | 11608.2868
2025-11-23 | 12179.03 | 11.9 | 0 | 1 | 0 | 0 | 0 | 0 | 0 | 0 | 0 | 0 | 0 | 0 | 0 | 0 | 0 | 0 | 0 | 0 | 0 | 0 | 0 | 0 | 1 | 0 | 0 | 0 | 11246.1086
2025-11-23 | 11158.215 | 12.5 | 0 | 1 | 0 | 0 | 0 | 0 | 0 | 0 | 0 | 0 | 0 | 0 | 0 | 0 | 0 | 0 | 0 | 0 | 0 | 0 | 0 | 0 | 0 | 1 | 0 | 0 | 10374.2055
2025-11-23 | 9803.378 | 13 | 0 | 1 | 0 | 0 | 0 | 0 | 0 | 0 | 0 | 0 | 0 | 0 | 0 | 0 | 0 | 0 | 0 | 0 | 0 | 0 | 0 | 0 | 0 | 0 | 1 | 0 | 9295.9375
2025-11-23 | 8562.225 | 13.7 | 0 | 1 | 0 | 0 | 0 | 0 | 0 | 0 | 0 | 0 | 0 | 0 | 0 | 0 | 0 | 0 | 0 | 0 | 0 | 0 | 0 | 0 | 0 | 0 | 0 | 1 | 8405.1942
2025-11-24 | 7790.538 | 13.8 | 0 | 0 | 1 | 0 | 0 | 0 | 0 | 0 | 0 | 0 | 0 | 0 | 0 | 0 | 0 | 0 | 0 | 0 | 0 | 0 | 0 | 0 | 0 | 0 | 0 | 0 | 7234.7291
2025-11-24 | 7356.199 | 14.9 | 0 | 0 | 0 | 1 | 0 | 0 | 0 | 0 | 0 | 0 | 0 | 0 | 0 | 0 | 0 | 0 | 0 | 0 | 0 | 0 | 0 | 0 | 0 | 0 | 0 | 0 | 7002.398
2025-11-24 | 7178.974 | 16.2 | 0 | 0 | 0 | 0 | 1 | 0 | 0 | 0 | 0 | 0 | 0 | 0 | 0 | 0 | 0 | 0 | 0 | 0 | 0 | 0 | 0 | 0 | 0 | 0 | 0 | 0 | 6995.0415
2025-11-24 | 7116.643 | 16.9 | 0 | 0 | 0 | 0 | 0 | 1 | 0 | 0 | 0 | 0 | 0 | 0 | 0 | 0 | 0 | 0 | 0 | 0 | 0 | 0 | 0 | 0 | 0 | 0 | 0 | 0 | 7068.927
2025-11-24 | 7403.862 | 17.5 | 0 | 0 | 0 | 0 | 0 | 0 | 1 | 0 | 0 | 0 | 0 | 0 | 0 | 0 | 0 | 0 | 0 | 0 | 0 | 0 | 0 | 0 | 0 | 0 | 0 | 0 | 7351.8049
2025-11-24 | 7962.03 | 16.9 | 0 | 0 | 0 | 0 | 0 | 0 | 0 | 1 | 0 | 0 | 0 | 0 | 0 | 0 | 0 | 0 | 0 | 0 | 0 | 0 | 0 | 0 | 0 | 0 | 0 | 0 | 7787.237
2025-11-24 | 8868.536 | 16.9 | 0 | 0 | 0 | 0 | 0 | 0 | 0 | 0 | 1 | 0 | 0 | 0 | 0 | 0 | 0 | 0 | 0 | 0 | 0 | 0 | 0 | 0 | 0 | 0 | 0 | 0 | 8563.1901
2025-11-24 | 9814.23 | 18.3 | 0 | 0 | 0 | 0 | 0 | 0 | 0 | 0 | 0 | 1 | 0 | 0 | 0 | 0 | 0 | 0 | 0 | 0 | 0 | 0 | 0 | 0 | 0 | 0 | 0 | 0 | 9469.1571
2025-11-24 | 9673.365 | 17.2 | 0 | 0 | 0 | 0 | 0 | 0 | 0 | 0 | 0 | 0 | 1 | 0 | 0 | 0 | 0 | 0 | 0 | 0 | 0 | 0 | 0 | 0 | 0 | 0 | 0 | 0 | 9624.7896
2025-11-24 | 9091.851 | 14.3 | 0 | 0 | 0 | 0 | 0 | 0 | 0 | 0 | 0 | 0 | 0 | 1 | 0 | 0 | 0 | 0 | 0 | 0 | 0 | 0 | 0 | 0 | 0 | 0 | 0 | 0 | 9244.2449
2025-11-24 | 8754.105 | 13 | 0 | 0 | 0 | 0 | 0 | 0 | 0 | 0 | 0 | 0 | 0 | 0 | 1 | 0 | 0 | 0 | 0 | 0 | 0 | 0 | 0 | 0 | 0 | 0 | 0 | 0 | 9094.3812
2025-11-24 | 8635.657 | 11.6 | 0 | 0 | 0 | 0 | 0 | 0 | 0 | 0 | 0 | 0 | 0 | 0 | 0 | 1 | 0 | 0 | 0 | 0 | 0 | 0 | 0 | 0 | 0 | 0 | 0 | 0 | 8966.6427
2025-11-24 | 8792.913 | 11.2 | 0 | 0 | 0 | 0 | 0 | 0 | 0 | 0 | 0 | 0 | 0 | 0 | 0 | 0 | 1 | 0 | 0 | 0 | 0 | 0 | 0 | 0 | 0 | 0 | 0 | 0 | 8808.3358
2025-11-24 | 8519.53 | 11 | 0 | 0 | 0 | 0 | 0 | 0 | 0 | 0 | 0 | 0 | 0 | 0 | 0 | 0 | 0 | 1 | 0 | 0 | 0 | 0 | 0 | 0 | 0 | 0 | 0 | 0 | 8696.3384
2025-11-24 | 8211.119 | 10.1 | 0 | 0 | 0 | 0 | 0 | 0 | 0 | 0 | 0 | 0 | 0 | 0 | 0 | 0 | 0 | 0 | 1 | 0 | 0 | 0 | 0 | 0 | 0 | 0 | 0 | 0 | 8728.5042
2025-11-24 | 8999.708 | 10 | 0 | 0 | 0 | 0 | 0 | 0 | 0 | 0 | 0 | 0 | 0 | 0 | 0 | 0 | 0 | 0 | 0 | 1 | 0 | 0 | 0 | 0 | 0 | 0 | 0 | 0 | 9404.1266
2025-11-24 | 11099.601 | 10.2 | 0 | 0 | 0 | 0 | 0 | 0 | 0 | 0 | 0 | 0 | 0 | 0 | 0 | 0 | 0 | 0 | 0 | 0 | 1 | 0 | 0 | 0 | 0 | 0 | 0 | 0 | 10470.0849
2025-11-24 | 12687.449 | 11.8 | 0 | 0 | 0 | 0 | 0 | 0 | 0 | 0 | 0 | 0 | 0 | 0 | 0 | 0 | 0 | 0 | 0 | 0 | 0 | 1 | 0 | 0 | 0 | 0 | 0 | 0 | 11234.2475
2025-11-24 | 12358.844 | 12.3 | 0 | 0 | 0 | 0 | 0 | 0 | 0 | 0 | 0 | 0 | 0 | 0 | 0 | 0 | 0 | 0 | 0 | 0 | 0 | 0 | 1 | 0 | 0 | 0 | 0 | 0 | 11300.7273
2025-11-24 | 12175.692 | 11.9 | 0 | 0 | 0 | 0 | 0 | 0 | 0 | 0 | 0 | 0 | 0 | 0 | 0 | 0 | 0 | 0 | 0 | 0 | 0 | 0 | 0 | 1 | 0 | 0 | 0 | 0 | 11142.1788
2025-11-24 | 11827.944 | 11.8 | 0 | 0 | 0 | 0 | 0 | 0 | 0 | 0 | 0 | 0 | 0 | 0 | 0 | 0 | 0 | 0 | 0 | 0 | 0 | 0 | 0 | 0 | 1 | 0 | 0 | 0 | 10745.9538
2025-11-24 | 10804.716 | 12.6 | 0 | 0 | 0 | 0 | 0 | 0 | 0 | 0 | 0 | 0 | 0 | 0 | 0 | 0 | 0 | 0 | 0 | 0 | 0 | 0 | 0 | 0 | 0 | 1 | 0 | 0 | 9908.0976
2025-11-24 | 9503.829 | 12.9 | 0 | 0 | 0 | 0 | 0 | 0 | 0 | 0 | 0 | 0 | 0 | 0 | 0 | 0 | 0 | 0 | 0 | 0 | 0 | 0 | 0 | 0 | 0 | 0 | 1 | 0 | 8795.7828
2025-11-24 | 8342.337 | 12.8 | 0 | 0 | 0 | 0 | 0 | 0 | 0 | 0 | 0 | 0 | 0 | 0 | 0 | 0 | 0 | 0 | 0 | 0 | 0 | 0 | 0 | 0 | 0 | 0 | 0 | 1 | 7768.8522
2025-11-25 | 7527.188 | 13 | 0 | 0 | 1 | 0 | 0 | 0 | 0 | 0 | 0 | 0 | 0 | 0 | 0 | 0 | 0 | 0 | 0 | 0 | 0 | 0 | 0 | 0 | 0 | 0 | 0 | 0 | 7098.5419
2025-11-25 | 7036.256 | 13 | 0 | 0 | 0 | 1 | 0 | 0 | 0 | 0 | 0 | 0 | 0 | 0 | 0 | 0 | 0 | 0 | 0 | 0 | 0 | 0 | 0 | 0 | 0 | 0 | 0 | 0 | 6678.9533
2025-11-25 | 6842.34 | 13.1 | 0 | 0 | 0 | 0 | 1 | 0 | 0 | 0 | 0 | 0 | 0 | 0 | 0 | 0 | 0 | 0 | 0 | 0 | 0 | 0 | 0 | 0 | 0 | 0 | 0 | 0 | 6467.3159
2025-11-25 | 6678.348 | 12.9 | 0 | 0 | 0 | 0 | 0 | 1 | 0 | 0 | 0 | 0 | 0 | 0 | 0 | 0 | 0 | 0 | 0 | 0 | 0 | 0 | 0 | 0 | 0 | 0 | 0 | 0 | 6387.9908
2025-11-25 | 6966.745 | 12.8 | 0 | 0 | 0 | 0 | 0 | 0 | 1 | 0 | 0 | 0 | 0 | 0 | 0 | 0 | 0 | 0 | 0 | 0 | 0 | 0 | 0 | 0 | 0 | 0 | 0 | 0 | 6551.7048
2025-11-25 | 7353.777 | 12.9 | 0 | 0 | 0 | 0 | 0 | 0 | 0 | 1 | 0 | 0 | 0 | 0 | 0 | 0 | 0 | 0 | 0 | 0 | 0 | 0 | 0 | 0 | 0 | 0 | 0 | 0 | 7106.3007
2025-11-25 | 8034.584 | 12.1 | 0 | 0 | 0 | 0 | 0 | 0 | 0 | 0 | 1 | 0 | 0 | 0 | 0 | 0 | 0 | 0 | 0 | 0 | 0 | 0 | 0 | 0 | 0 | 0 | 0 | 0 | 7746.0666
2025-11-25 | 8773.316 | 11.9 | 0 | 0 | 0 | 0 | 0 | 0 | 0 | 0 | 0 | 1 | 0 | 0 | 0 | 0 | 0 | 0 | 0 | 0 | 0 | 0 | 0 | 0 | 0 | 0 | 0 | 0 | 8379.6591
2025-11-25 | 8724.556 | 11.6 | 0 | 0 | 0 | 0 | 0 | 0 | 0 | 0 | 0 | 0 | 1 | 0 | 0 | 0 | 0 | 0 | 0 | 0 | 0 | 0 | 0 | 0 | 0 | 0 | 0 | 0 | 8671.4789
2025-11-25 | 8600.647 | 11.2 | 0 | 0 | 0 | 0 | 0 | 0 | 0 | 0 | 0 | 0 | 0 | 1 | 0 | 0 | 0 | 0 | 0 | 0 | 0 | 0 | 0 | 0 | 0 | 0 | 0 | 0 | 8716.5194
2025-11-25 | 8442.782 | 10.4 | 0 | 0 | 0 | 0 | 0 | 0 | 0 | 0 | 0 | 0 | 0 | 0 | 1 | 0 | 0 | 0 | 0 | 0 | 0 | 0 | 0 | 0 | 0 | 0 | 0 | 0 | 8651.7726
2025-11-25 | 8405.607 | 9.5 | 0 | 0 | 0 | 0 | 0 | 0 | 0 | 0 | 0 | 0 | 0 | 0 | 0 | 1 | 0 | 0 | 0 | 0 | 0 | 0 | 0 | 0 | 0 | 0 | 0 | 0 | 8609.1511
2025-11-25 | 8581.193 | 8.6 | 0 | 0 | 0 | 0 | 0 | 0 | 0 | 0 | 0 | 0 | 0 | 0 | 0 | 0 | 1 | 0 | 0 | 0 | 0 | 0 | 0 | 0 | 0 | 0 | 0 | 0 | 8365.7272
2025-11-25 | 8340.58 | 8.5 | 0 | 0 | 0 | 0 | 0 | 0 | 0 | 0 | 0 | 0 | 0 | 0 | 0 | 0 | 0 | 1 | 0 | 0 | 0 | 0 | 0 | 0 | 0 | 0 | 0 | 0 | 8270.7533
2025-11-25 | 8439.408 | 9.6 | 0 | 0 | 0 | 0 | 0 | 0 | 0 | 0 | 0 | 0 | 0 | 0 | 0 | 0 | 0 | 0 | 1 | 0 | 0 | 0 | 0 | 0 | 0 | 0 | 0 | 0 | 8643.3872
2025-11-25 | 9156.135 | 11 | 0 | 0 | 0 | 0 | 0 | 0 | 0 | 0 | 0 | 0 | 0 | 0 | 0 | 0 | 0 | 0 | 0 | 1 | 0 | 0 | 0 | 0 | 0 | 0 | 0 | 0 | 9574.3606
2025-11-25 | 10817.031 | 11.6 | 0 | 0 | 0 | 0 | 0 | 0 | 0 | 0 | 0 | 0 | 0 | 0 | 0 | 0 | 0 | 0 | 0 | 0 | 1 | 0 | 0 | 0 | 0 | 0 | 0 | 0 | 10708.4126
2025-11-25 | 12122.905 | 11.6 | 0 | 0 | 0 | 0 | 0 | 0 | 0 | 0 | 0 | 0 | 0 | 0 | 0 | 0 | 0 | 0 | 0 | 0 | 0 | 1 | 0 | 0 | 0 | 0 | 0 | 0 | 11200.2007
2025-11-25 | 11840.965 | 11.5 | 0 | 0 | 0 | 0 | 0 | 0 | 0 | 0 | 0 | 0 | 0 | 0 | 0 | 0 | 0 | 0 | 0 | 0 | 0 | 0 | 1 | 0 | 0 | 0 | 0 | 0 | 11164.54
2025-11-25 | 11683.631 | 11.4 | 0 | 0 | 0 | 0 | 0 | 0 | 0 | 0 | 0 | 0 | 0 | 0 | 0 | 0 | 0 | 0 | 0 | 0 | 0 | 0 | 0 | 1 | 0 | 0 | 0 | 0 | 11057.0618
2025-11-25 | 11422.101 | 11 | 0 | 0 | 0 | 0 | 0 | 0 | 0 | 0 | 0 | 0 | 0 | 0 | 0 | 0 | 0 | 0 | 0 | 0 | 0 | 0 | 0 | 0 | 1 | 0 | 0 | 0 | 10609.7666
2025-11-25 | 10542.474 | 10.7 | 0 | 0 | 0 | 0 | 0 | 0 | 0 | 0 | 0 | 0 | 0 | 0 | 0 | 0 | 0 | 0 | 0 | 0 | 0 | 0 | 0 | 0 | 0 | 1 | 0 | 0 | 9584.6529
2025-11-25 | 9192.476 | 10.5 | 0 | 0 | 0 | 0 | 0 | 0 | 0 | 0 | 0 | 0 | 0 | 0 | 0 | 0 | 0 | 0 | 0 | 0 | 0 | 0 | 0 | 0 | 0 | 0 | 1 | 0 | 8387.221
2025-11-25 | 7997.196 | 10.4 | 0 | 0 | 0 | 0 | 0 | 0 | 0 | 0 | 0 | 0 | 0 | 0 | 0 | 0 | 0 | 0 | 0 | 0 | 0 | 0 | 0 | 0 | 0 | 0 | 0 | 1 | 7360.2905
2025-11-26 | 7047.81 | 10.5 | 0 | 0 | 1 | 0 | 0 | 0 | 0 | 0 | 0 | 0 | 0 | 0 | 0 | 0 | 0 | 0 | 0 | 0 | 0 | 0 | 0 | 0 | 0 | 0 | 0 | 0 | 6672.9567
2025-11-26 | 6657.241 | 10.5 | 0 | 0 | 0 | 1 | 0 | 0 | 0 | 0 | 0 | 0 | 0 | 0 | 0 | 0 | 0 | 0 | 0 | 0 | 0 | 0 | 0 | 0 | 0 | 0 | 0 | 0 | 6253.3682
2025-11-26 | 6332.901 | 10.5 | 0 | 0 | 0 | 0 | 1 | 0 | 0 | 0 | 0 | 0 | 0 | 0 | 0 | 0 | 0 | 0 | 0 | 0 | 0 | 0 | 0 | 0 | 0 | 0 | 0 | 0 | 6024.7073
2025-11-26 | 6117.466 | 10.7 | 0 | 0 | 0 | 0 | 0 | 1 | 0 | 0 | 0 | 0 | 0 | 0 | 0 | 0 | 0 | 0 | 0 | 0 | 0 | 0 | 0 | 0 | 0 | 0 | 0 | 0 | 6013.4759
2025-11-26 | 6321.965 | 10.7 | 0 | 0 | 0 | 0 | 0 | 0 | 1 | 0 | 0 | 0 | 0 | 0 | 0 | 0 | 0 | 0 | 0 | 0 | 0 | 0 | 0 | 0 | 0 | 0 | 0 | 0 | 6194.2133
2025-11-26 | 6696.965 | 10.8 | 0 | 0 | 0 | 0 | 0 | 0 | 0 | 1 | 0 | 0 | 0 | 0 | 0 | 0 | 0 | 0 | 0 | 0 | 0 | 0 | 0 | 0 | 0 | 0 | 0 | 0 | 6748.8092
2025-11-26 | 7595.456 | 10.5 | 0 | 0 | 0 | 0 | 0 | 0 | 0 | 0 | 1 | 0 | 0 | 0 | 0 | 0 | 0 | 0 | 0 | 0 | 0 | 0 | 0 | 0 | 0 | 0 | 0 | 0 | 7473.6921
2025-11-26 | 8394.413 | 10 | 0 | 0 | 0 | 0 | 0 | 0 | 0 | 0 | 0 | 1 | 0 | 0 | 0 | 0 | 0 | 0 | 0 | 0 | 0 | 0 | 0 | 0 | 0 | 0 | 0 | 0 | 8056.2144
2025-11-26 | 8476.367 | 9.2 | 0 | 0 | 0 | 0 | 0 | 0 | 0 | 0 | 0 | 0 | 1 | 0 | 0 | 0 | 0 | 0 | 0 | 0 | 0 | 0 | 0 | 0 | 0 | 0 | 0 | 0 | 8262.9171
2025-11-26 | 8368.812 | 9.4 | 0 | 0 | 0 | 0 | 0 | 0 | 0 | 0 | 0 | 0 | 0 | 1 | 0 | 0 | 0 | 0 | 0 | 0 | 0 | 0 | 0 | 0 | 0 | 0 | 0 | 0 | 8410.0981
2025-11-26 | 8266.637 | 8.3 | 0 | 0 | 0 | 0 | 0 | 0 | 0 | 0 | 0 | 0 | 0 | 0 | 1 | 0 | 0 | 0 | 0 | 0 | 0 | 0 | 0 | 0 | 0 | 0 | 0 | 0 | 8294.2811
2025-11-26 | 8382.414 | 7.2 | 0 | 0 | 0 | 0 | 0 | 0 | 0 | 0 | 0 | 0 | 0 | 0 | 0 | 1 | 0 | 0 | 0 | 0 | 0 | 0 | 0 | 0 | 0 | 0 | 0 | 0 | 8217.6128
2025-11-26 | 8386.027 | 6.9 | 0 | 0 | 0 | 0 | 0 | 0 | 0 | 0 | 0 | 0 | 0 | 0 | 0 | 0 | 1 | 0 | 0 | 0 | 0 | 0 | 0 | 0 | 0 | 0 | 0 | 0 | 8076.3293
2025-11-26 | 8463.796 | 9.2 | 0 | 0 | 0 | 0 | 0 | 0 | 0 | 0 | 0 | 0 | 0 | 0 | 0 | 0 | 0 | 1 | 0 | 0 | 0 | 0 | 0 | 0 | 0 | 0 | 0 | 0 | 8389.9171
2025-11-26 | 8717.362 | 10.5 | 0 | 0 | 0 | 0 | 0 | 0 | 0 | 0 | 0 | 0 | 0 | 0 | 0 | 0 | 0 | 0 | 1 | 0 | 0 | 0 | 0 | 0 | 0 | 0 | 0 | 0 | 8796.5978
2025-11-26 | 9339.968 | 12.7 | 0 | 0 | 0 | 0 | 0 | 0 | 0 | 0 | 0 | 0 | 0 | 0 | 0 | 0 | 0 | 0 | 0 | 1 | 0 | 0 | 0 | 0 | 0 | 0 | 0 | 0 | 9863.7585
2025-11-26 | 10997.241 | 13.3 | 0 | 0 | 0 | 0 | 0 | 0 | 0 | 0 | 0 | 0 | 0 | 0 | 0 | 0 | 0 | 0 | 0 | 0 | 1 | 0 | 0 | 0 | 0 | 0 | 0 | 0 | 10997.8105
2025-11-26 | 12816.151 | 14.1 | 0 | 0 | 0 | 0 | 0 | 0 | 0 | 0 | 0 | 0 | 0 | 0 | 0 | 0 | 0 | 0 | 0 | 0 | 0 | 1 | 0 | 0 | 0 | 0 | 0 | 0 | 11625.7859
2025-11-26 | 12362.997 | 14.3 | 0 | 0 | 0 | 0 | 0 | 0 | 0 | 0 | 0 | 0 | 0 | 0 | 0 | 0 | 0 | 0 | 0 | 0 | 0 | 0 | 1 | 0 | 0 | 0 | 0 | 0 | 11641.1954
2025-11-26 | 12310.753 | 14.8 | 0 | 0 | 0 | 0 | 0 | 0 | 0 | 0 | 0 | 0 | 0 | 0 | 0 | 0 | 0 | 0 | 0 | 0 | 0 | 0 | 0 | 1 | 0 | 0 | 0 | 0 | 11635.8576
2025-11-26 | 12158.646 | 15.4 | 0 | 0 | 0 | 0 | 0 | 0 | 0 | 0 | 0 | 0 | 0 | 0 | 0 | 0 | 0 | 0 | 0 | 0 | 0 | 0 | 0 | 0 | 1 | 0 | 0 | 0 | 11358.7964
2025-11-26 | 11326.59 | 15.9 | 0 | 0 | 0 | 0 | 0 | 0 | 0 | 0 | 0 | 0 | 0 | 0 | 0 | 0 | 0 | 0 | 0 | 0 | 0 | 0 | 0 | 0 | 0 | 1 | 0 | 0 | 10469.87
2025-11-26 | 9966.97 | 16.4 | 0 | 0 | 0 | 0 | 0 | 0 | 0 | 0 | 0 | 0 | 0 | 0 | 0 | 0 | 0 | 0 | 0 | 0 | 0 | 0 | 0 | 0 | 0 | 0 | 1 | 0 | 9391.602
2025-11-26 | 8878.671 | 16.6 | 0 | 0 | 0 | 0 | 0 | 0 | 0 | 0 | 0 | 0 | 0 | 0 | 0 | 0 | 0 | 0 | 0 | 0 | 0 | 0 | 0 | 0 | 0 | 0 | 0 | 1 | 8415.7416
2025-11-27 | 8124.595 | 16.4 | 0 | 0 | 1 | 0 | 0 | 0 | 0 | 0 | 0 | 0 | 0 | 0 | 0 | 0 | 0 | 0 | 0 | 0 | 0 | 0 | 0 | 0 | 0 | 0 | 0 | 0 | 7677.3377
2025-11-27 | 7787.683 | 16.6 | 0 | 0 | 0 | 1 | 0 | 0 | 0 | 0 | 0 | 0 | 0 | 0 | 0 | 0 | 0 | 0 | 0 | 0 | 0 | 0 | 0 | 0 | 0 | 0 | 0 | 0 | 7291.7959
2025-11-27 | 7664.162 | 16.7 | 0 | 0 | 0 | 0 | 1 | 0 | 0 | 0 | 0 | 0 | 0 | 0 | 0 | 0 | 0 | 0 | 0 | 0 | 0 | 0 | 0 | 0 | 0 | 0 | 0 | 0 | 7080.1585
2025-11-27 | 8160.255 | 16.6 | 0 | 0 | 0 | 0 | 0 | 1 | 0 | 0 | 0 | 0 | 0 | 0 | 0 | 0 | 0 | 0 | 0 | 0 | 0 | 0 | 0 | 0 | 0 | 0 | 0 | 0 | 7017.8568
2025-11-27 | 7715.788 | 16.9 | 0 | 0 | 0 | 0 | 0 | 0 | 1 | 0 | 0 | 0 | 0 | 0 | 0 | 0 | 0 | 0 | 0 | 0 | 0 | 0 | 0 | 0 | 0 | 0 | 0 | 0 | 7249.6645
2025-11-27 | 7365.447 | 17 | 0 | 0 | 0 | 0 | 0 | 0 | 0 | 1 | 0 | 0 | 0 | 0 | 0 | 0 | 0 | 0 | 0 | 0 | 0 | 0 | 0 | 0 | 0 | 0 | 0 | 0 | 7804.2604
2025-11-27 | 8034.112 | 17.8 | 0 | 0 | 0 | 0 | 0 | 0 | 0 | 0 | 1 | 0 | 0 | 0 | 0 | 0 | 0 | 0 | 0 | 0 | 0 | 0 | 0 | 0 | 0 | 0 | 0 | 0 | 8716.4007
2025-11-27 | 8690.423 | 17.8 | 0 | 0 | 0 | 0 | 0 | 0 | 0 | 0 | 0 | 1 | 0 | 0 | 0 | 0 | 0 | 0 | 0 | 0 | 0 | 0 | 0 | 0 | 0 | 0 | 0 | 0 | 9384.04
2025-11-27 | 9329.083 | 16.8 | 0 | 0 | 0 | 0 | 0 | 0 | 0 | 0 | 0 | 0 | 1 | 0 | 0 | 0 | 0 | 0 | 0 | 0 | 0 | 0 | 0 | 0 | 0 | 0 | 0 | 0 | 9556.696
2025-11-27 | 11152.774 | 16.4 | 0 | 0 | 0 | 0 | 0 | 0 | 0 | 0 | 0 | 0 | 0 | 1 | 0 | 0 | 0 | 0 | 0 | 0 | 0 | 0 | 0 | 0 | 0 | 0 | 0 | 0 | 9601.7365
2025-11-27 | 10084.357 | 15.8 | 0 | 0 | 0 | 0 | 0 | 0 | 0 | 0 | 0 | 0 | 0 | 0 | 1 | 0 | 0 | 0 | 0 | 0 | 0 | 0 | 0 | 0 | 0 | 0 | 0 | 0 | 9571.0365
2025-11-27 | 10250.171 | 15.2 | 0 | 0 | 0 | 0 | 0 | 0 | 0 | 0 | 0 | 0 | 0 | 0 | 0 | 1 | 0 | 0 | 0 | 0 | 0 | 0 | 0 | 0 | 0 | 0 | 0 | 0 | 9579.4853
2025-11-27 | 10388.375 | 15.6 | 0 | 0 | 0 | 0 | 0 | 0 | 0 | 0 | 0 | 0 | 0 | 0 | 0 | 0 | 1 | 0 | 0 | 0 | 0 | 0 | 0 | 0 | 0 | 0 | 0 | 0 | 9557.3656
2025-11-27 | 9673.756 | 16.5 | 0 | 0 | 0 | 0 | 0 | 0 | 0 | 0 | 0 | 0 | 0 | 0 | 0 | 0 | 0 | 1 | 0 | 0 | 0 | 0 | 0 | 0 | 0 | 0 | 0 | 0 | 9632.6258
2025-11-27 | 9849.869 | 17.4 | 0 | 0 | 0 | 0 | 0 | 0 | 0 | 0 | 0 | 0 | 0 | 0 | 0 | 0 | 0 | 0 | 1 | 0 | 0 | 0 | 0 | 0 | 0 | 0 | 0 | 0 | 9971.2128
2025-11-27 | 10471.754 | 17.6 | 0 | 0 | 0 | 0 | 0 | 0 | 0 | 0 | 0 | 0 | 0 | 0 | 0 | 0 | 0 | 0 | 0 | 1 | 0 | 0 | 0 | 0 | 0 | 0 | 0 | 0 | 10697.9054
2025-11-27 | 12179.687 | 17.3 | 0 | 0 | 0 | 0 | 0 | 0 | 0 | 0 | 0 | 0 | 0 | 0 | 0 | 0 | 0 | 0 | 0 | 0 | 1 | 0 | 0 | 0 | 0 | 0 | 0 | 0 | 11678.7467
2025-11-27 | 13353.322 | 17.7 | 0 | 0 | 0 | 0 | 0 | 0 | 0 | 0 | 0 | 0 | 0 | 0 | 0 | 0 | 0 | 0 | 0 | 0 | 0 | 1 | 0 | 0 | 0 | 0 | 0 | 0 | 12238.6285
2025-11-27 | 13206.246 | 18 | 0 | 0 | 0 | 0 | 0 | 0 | 0 | 0 | 0 | 0 | 0 | 0 | 0 | 0 | 0 | 0 | 0 | 0 | 0 | 0 | 1 | 0 | 0 | 0 | 0 | 0 | 12271.0614
2025-11-27 | 13090.507 | 18.3 | 0 | 0 | 0 | 0 | 0 | 0 | 0 | 0 | 0 | 0 | 0 | 0 | 0 | 0 | 0 | 0 | 0 | 0 | 0 | 0 | 0 | 1 | 0 | 0 | 0 | 0 | 12231.6768
2025-11-27 | 12998.446 | 17.9 | 0 | 0 | 0 | 0 | 0 | 0 | 0 | 0 | 0 | 0 | 0 | 0 | 0 | 0 | 0 | 0 | 0 | 0 | 0 | 0 | 0 | 0 | 1 | 0 | 0 | 0 | 11784.3816
2025-11-27 | 12151.229 | 18.3 | 0 | 0 | 0 | 0 | 0 | 0 | 0 | 0 | 0 | 0 | 0 | 0 | 0 | 0 | 0 | 0 | 0 | 0 | 0 | 0 | 0 | 0 | 0 | 1 | 0 | 0 | 10878.4317
2025-11-27 | 10744.953 | 18.3 | 0 | 0 | 0 | 0 | 0 | 0 | 0 | 0 | 0 | 0 | 0 | 0 | 0 | 0 | 0 | 0 | 0 | 0 | 0 | 0 | 0 | 0 | 0 | 0 | 1 | 0 | 9715.0467
2025-11-27 | 9417.212 | 18.5 | 0 | 0 | 0 | 0 | 0 | 0 | 0 | 0 | 0 | 0 | 0 | 0 | 0 | 0 | 0 | 0 | 0 | 0 | 0 | 0 | 0 | 0 | 0 | 0 | 0 | 1 | 8739.1863
2025-11-28 | 8614.412 | 18.8 | 0 | 0 | 1 | 0 | 0 | 0 | 0 | 0 | 0 | 0 | 0 | 0 | 0 | 0 | 0 | 0 | 0 | 0 | 0 | 0 | 0 | 0 | 0 | 0 | 0 | 0 | 8085.8994
2025-11-28 | 8119.136 | 18.9 | 0 | 0 | 0 | 1 | 0 | 0 | 0 | 0 | 0 | 0 | 0 | 0 | 0 | 0 | 0 | 0 | 0 | 0 | 0 | 0 | 0 | 0 | 0 | 0 | 0 | 0 | 7683.3343
2025-11-28 | 7865.297 | 19.1 | 0 | 0 | 0 | 0 | 1 | 0 | 0 | 0 | 0 | 0 | 0 | 0 | 0 | 0 | 0 | 0 | 0 | 0 | 0 | 0 | 0 | 0 | 0 | 0 | 0 | 0 | 7488.7202
2025-11-28 | 7860.318 | 18.7 | 0 | 0 | 0 | 0 | 0 | 1 | 0 | 0 | 0 | 0 | 0 | 0 | 0 | 0 | 0 | 0 | 0 | 0 | 0 | 0 | 0 | 0 | 0 | 0 | 0 | 0 | 7375.3483
2025-11-28 | 8141.63 | 19.3 | 0 | 0 | 0 | 0 | 0 | 0 | 1 | 0 | 0 | 0 | 0 | 0 | 0 | 0 | 0 | 0 | 0 | 0 | 0 | 0 | 0 | 0 | 0 | 0 | 0 | 0 | 7658.2262
2025-11-28 | 8596.464 | 18.6 | 0 | 0 | 0 | 0 | 0 | 0 | 0 | 1 | 0 | 0 | 0 | 0 | 0 | 0 | 0 | 0 | 0 | 0 | 0 | 0 | 0 | 0 | 0 | 0 | 0 | 0 | 8076.6349
2025-11-28 | 9388.45 | 18.5 | 0 | 0 | 0 | 0 | 0 | 0 | 0 | 0 | 1 | 0 | 0 | 0 | 0 | 0 | 0 | 0 | 0 | 0 | 0 | 0 | 0 | 0 | 0 | 0 | 0 | 0 | 8835.5646
2025-11-28 | 10340.455 | 18.7 | 0 | 0 | 0 | 0 | 0 | 0 | 0 | 0 | 0 | 1 | 0 | 0 | 0 | 0 | 0 | 0 | 0 | 0 | 0 | 0 | 0 | 0 | 0 | 0 | 0 | 0 | 9537.2507
2025-11-28 | 10556.335 | 18.8 | 0 | 0 | 0 | 0 | 0 | 0 | 0 | 0 | 0 | 0 | 1 | 0 | 0 | 0 | 0 | 0 | 0 | 0 | 0 | 0 | 0 | 0 | 0 | 0 | 0 | 0 | 9897.1641
2025-11-28 | 10509.701 | 18.5 | 0 | 0 | 0 | 0 | 0 | 0 | 0 | 0 | 0 | 0 | 0 | 1 | 0 | 0 | 0 | 0 | 0 | 0 | 0 | 0 | 0 | 0 | 0 | 0 | 0 | 0 | 9959.228
2025-11-28 | 10411.037 | 18.2 | 0 | 0 | 0 | 0 | 0 | 0 | 0 | 0 | 0 | 0 | 0 | 0 | 1 | 0 | 0 | 0 | 0 | 0 | 0 | 0 | 0 | 0 | 0 | 0 | 0 | 0 | 9979.5983
2025-11-28 | 10643.004 | 17 | 0 | 0 | 0 | 0 | 0 | 0 | 0 | 0 | 0 | 0 | 0 | 0 | 0 | 1 | 0 | 0 | 0 | 0 | 0 | 0 | 0 | 0 | 0 | 0 | 0 | 0 | 9885.9066
2025-11-28 | 10635.038 | 16.2 | 0 | 0 | 0 | 0 | 0 | 0 | 0 | 0 | 0 | 0 | 0 | 0 | 0 | 0 | 1 | 0 | 0 | 0 | 0 | 0 | 0 | 0 | 0 | 0 | 0 | 0 | 9659.506
2025-11-28 | 10543.708 | 16 | 0 | 0 | 0 | 0 | 0 | 0 | 0 | 0 | 0 | 0 | 0 | 0 | 0 | 0 | 0 | 1 | 0 | 0 | 0 | 0 | 0 | 0 | 0 | 0 | 0 | 0 | 9547.5087
2025-11-28 | 10583.909 | 16.5 | 0 | 0 | 0 | 0 | 0 | 0 | 0 | 0 | 0 | 0 | 0 | 0 | 0 | 0 | 0 | 0 | 1 | 0 | 0 | 0 | 0 | 0 | 0 | 0 | 0 | 0 | 9818.0022
2025-11-28 | 10698.838 | 16.6 | 0 | 0 | 0 | 0 | 0 | 0 | 0 | 0 | 0 | 0 | 0 | 0 | 0 | 0 | 0 | 0 | 0 | 1 | 0 | 0 | 0 | 0 | 0 | 0 | 0 | 0 | 10527.6713
2025-11-28 | 12381.413 | 17.4 | 0 | 0 | 0 | 0 | 0 | 0 | 0 | 0 | 0 | 0 | 0 | 0 | 0 | 0 | 0 | 0 | 0 | 0 | 1 | 0 | 0 | 0 | 0 | 0 | 0 | 0 | 11695.7701
2025-11-28 | 13664.649 | 18.2 | 0 | 0 | 0 | 0 | 0 | 0 | 0 | 0 | 0 | 0 | 0 | 0 | 0 | 0 | 0 | 0 | 0 | 0 | 0 | 1 | 0 | 0 | 0 | 0 | 0 | 0 | 12323.7455
2025-11-28 | 13426.659 | 18.9 | 0 | 0 | 0 | 0 | 0 | 0 | 0 | 0 | 0 | 0 | 0 | 0 | 0 | 0 | 0 | 0 | 0 | 0 | 0 | 0 | 1 | 0 | 0 | 0 | 0 | 0 | 12424.2721
2025-11-28 | 13147.501 | 19.7 | 0 | 0 | 0 | 0 | 0 | 0 | 0 | 0 | 0 | 0 | 0 | 0 | 0 | 0 | 0 | 0 | 0 | 0 | 0 | 0 | 0 | 1 | 0 | 0 | 0 | 0 | 12470.0045
2025-11-28 | 12742.842 | 19.5 | 0 | 0 | 0 | 0 | 0 | 0 | 0 | 0 | 0 | 0 | 0 | 0 | 0 | 0 | 0 | 0 | 0 | 0 | 0 | 0 | 0 | 0 | 1 | 0 | 0 | 0 | 12056.7561
2025-11-28 | 12262.746 | 20 | 0 | 0 | 0 | 0 | 0 | 0 | 0 | 0 | 0 | 0 | 0 | 0 | 0 | 0 | 0 | 0 | 0 | 0 | 0 | 0 | 0 | 0 | 0 | 1 | 0 | 0 | 11167.8296
2025-11-28 | 11061.349 | 20.4 | 0 | 0 | 0 | 0 | 0 | 0 | 0 | 0 | 0 | 0 | 0 | 0 | 0 | 0 | 0 | 0 | 0 | 0 | 0 | 0 | 0 | 0 | 0 | 0 | 1 | 0 | 10072.5382
2025-11-28 | 10036.106 | 20.9 | 0 | 0 | 0 | 0 | 0 | 0 | 0 | 0 | 0 | 0 | 0 | 0 | 0 | 0 | 0 | 0 | 0 | 0 | 0 | 0 | 0 | 0 | 0 | 0 | 0 | 1 | 9147.7481
2025-11-29 | 9217.064 | 20.9 | 0 | 1 | 1 | 0 | 0 | 0 | 0 | 0 | 0 | 0 | 0 | 0 | 0 | 0 | 0 | 0 | 0 | 0 | 0 | 0 | 0 | 0 | 0 | 0 | 0 | 0 | 8926.5223
2025-11-29 | 8673.821 | 21.2 | 0 | 1 | 0 | 1 | 0 | 0 | 0 | 0 | 0 | 0 | 0 | 0 | 0 | 0 | 0 | 0 | 0 | 0 | 0 | 0 | 0 | 0 | 0 | 0 | 0 | 0 | 8558.004
2025-11-29 | 8303.947 | 20.7 | 0 | 1 | 0 | 0 | 1 | 0 | 0 | 0 | 0 | 0 | 0 | 0 | 0 | 0 | 0 | 0 | 0 | 0 | 0 | 0 | 0 | 0 | 0 | 0 | 0 | 0 | 8244.2261
2025-11-29 | 8211.008 | 20.5 | 0 | 1 | 0 | 0 | 0 | 1 | 0 | 0 | 0 | 0 | 0 | 0 | 0 | 0 | 0 | 0 | 0 | 0 | 0 | 0 | 0 | 0 | 0 | 0 | 0 | 0 | 8164.901
2025-11-29 | 8315.53 | 21.6 | 0 | 1 | 0 | 0 | 0 | 0 | 1 | 0 | 0 | 0 | 0 | 0 | 0 | 0 | 0 | 0 | 0 | 0 | 0 | 0 | 0 | 0 | 0 | 0 | 0 | 0 | 8532.8959
2025-11-29 | 8619.163 | 22.1 | 0 | 1 | 0 | 0 | 0 | 0 | 0 | 1 | 0 | 0 | 0 | 0 | 0 | 0 | 0 | 0 | 0 | 0 | 0 | 0 | 0 | 0 | 0 | 0 | 0 | 0 | 9155.5854
2025-11-29 | 9258.57 | 22.1 | 0 | 1 | 0 | 0 | 0 | 0 | 0 | 0 | 1 | 0 | 0 | 0 | 0 | 0 | 0 | 0 | 0 | 0 | 0 | 0 | 0 | 0 | 0 | 0 | 0 | 0 | 9931.5385
2025-11-29 | 10524.513 | 22.4 | 0 | 1 | 0 | 0 | 0 | 0 | 0 | 0 | 0 | 1 | 0 | 0 | 0 | 0 | 0 | 0 | 0 | 0 | 0 | 0 | 0 | 0 | 0 | 0 | 0 | 0 | 10650.248
2025-11-29 | 11464.027 | 20.9 | 0 | 1 | 0 | 0 | 0 | 0 | 0 | 0 | 0 | 0 | 1 | 0 | 0 | 0 | 0 | 0 | 0 | 0 | 0 | 0 | 0 | 0 | 0 | 0 | 0 | 0 | 10737.787
2025-11-29 | 11827.102 | 19.2 | 0 | 1 | 0 | 0 | 0 | 0 | 0 | 0 | 0 | 0 | 0 | 1 | 0 | 0 | 0 | 0 | 0 | 0 | 0 | 0 | 0 | 0 | 0 | 0 | 0 | 0 | 10561.5232
2025-11-29 | 11951.443 | 18.8 | 0 | 1 | 0 | 0 | 0 | 0 | 0 | 0 | 0 | 0 | 0 | 0 | 1 | 0 | 0 | 0 | 0 | 0 | 0 | 0 | 0 | 0 | 0 | 0 | 0 | 0 | 10564.8701
2025-11-29 | 11716.346 | 18.2 | 0 | 1 | 0 | 0 | 0 | 0 | 0 | 0 | 0 | 0 | 0 | 0 | 0 | 1 | 0 | 0 | 0 | 0 | 0 | 0 | 0 | 0 | 0 | 0 | 0 | 0 | 10573.3188
2025-11-29 | 11289.38 | 17.4 | 0 | 1 | 0 | 0 | 0 | 0 | 0 | 0 | 0 | 0 | 0 | 0 | 0 | 0 | 1 | 0 | 0 | 0 | 0 | 0 | 0 | 0 | 0 | 0 | 0 | 0 | 10346.9183
2025-11-29 | 11263.92 | 16.9 | 0 | 1 | 0 | 0 | 0 | 0 | 0 | 0 | 0 | 0 | 0 | 0 | 0 | 0 | 0 | 1 | 0 | 0 | 0 | 0 | 0 | 0 | 0 | 0 | 0 | 0 | 10183.8507
2025-11-29 | 11409.12 | 17.2 | 0 | 1 | 0 | 0 | 0 | 0 | 0 | 0 | 0 | 0 | 0 | 0 | 0 | 0 | 0 | 0 | 1 | 0 | 0 | 0 | 0 | 0 | 0 | 0 | 0 | 0 | 10420.2974
2025-11-29 | 11812.555 | 17.4 | 0 | 1 | 0 | 0 | 0 | 0 | 0 | 0 | 0 | 0 | 0 | 0 | 0 | 0 | 0 | 0 | 0 | 1 | 0 | 0 | 0 | 0 | 0 | 0 | 0 | 0 | 11146.9899
2025-11-29 | 13045.435 | 17.6 | 0 | 1 | 0 | 0 | 0 | 0 | 0 | 0 | 0 | 0 | 0 | 0 | 0 | 0 | 0 | 0 | 0 | 0 | 1 | 0 | 0 | 0 | 0 | 0 | 0 | 0 | 12212.9483
2025-11-29 | 13249.437 | 18 | 0 | 1 | 0 | 0 | 0 | 0 | 0 | 0 | 0 | 0 | 0 | 0 | 0 | 0 | 0 | 0 | 0 | 0 | 0 | 1 | 0 | 0 | 0 | 0 | 0 | 0 | 12772.83
2025-11-29 | 12417.852 | 18.3 | 0 | 1 | 0 | 0 | 0 | 0 | 0 | 0 | 0 | 0 | 0 | 0 | 0 | 0 | 0 | 0 | 0 | 0 | 0 | 0 | 1 | 0 | 0 | 0 | 0 | 0 | 12805.263
2025-11-29 | 12437.631 | 18.3 | 0 | 1 | 0 | 0 | 0 | 0 | 0 | 0 | 0 | 0 | 0 | 0 | 0 | 0 | 0 | 0 | 0 | 0 | 0 | 0 | 0 | 1 | 0 | 0 | 0 | 0 | 12714.8081
2025-11-29 | 12382.218 | 18.4 | 0 | 1 | 0 | 0 | 0 | 0 | 0 | 0 | 0 | 0 | 0 | 0 | 0 | 0 | 0 | 0 | 0 | 0 | 0 | 0 | 0 | 0 | 1 | 0 | 0 | 0 | 12352.6299
2025-11-29 | 11827.074 | 18.2 | 0 | 1 | 0 | 0 | 0 | 0 | 0 | 0 | 0 | 0 | 0 | 0 | 0 | 0 | 0 | 0 | 0 | 0 | 0 | 0 | 0 | 0 | 0 | 1 | 0 | 0 | 11344.5396
2025-11-29 | 10753.598 | 17.3 | 0 | 1 | 0 | 0 | 0 | 0 | 0 | 0 | 0 | 0 | 0 | 0 | 0 | 0 | 0 | 0 | 0 | 0 | 0 | 0 | 0 | 0 | 0 | 0 | 1 | 0 | 10027.944
2025-11-29 | 9508.663 | 17.1 | 0 | 1 | 0 | 0 | 0 | 0 | 0 | 0 | 0 | 0 | 0 | 0 | 0 | 0 | 0 | 0 | 0 | 0 | 0 | 0 | 0 | 0 | 0 | 0 | 0 | 1 | 8983.99
2025-11-30 | 8742.924 | 16.9 | 0 | 1 | 1 | 0 | 0 | 0 | 0 | 0 | 0 | 0 | 0 | 0 | 0 | 0 | 0 | 0 | 0 | 0 | 0 | 0 | 0 | 0 | 0 | 0 | 0 | 0 | 8245.5861
2025-11-30 | 8273.473 | 18.3 | 0 | 1 | 0 | 1 | 0 | 0 | 0 | 0 | 0 | 0 | 0 | 0 | 0 | 0 | 0 | 0 | 0 | 0 | 0 | 0 | 0 | 0 | 0 | 0 | 0 | 0 | 8064.3252
2025-11-30 | 7915.266 | 18.9 | 0 | 1 | 0 | 0 | 1 | 0 | 0 | 0 | 0 | 0 | 0 | 0 | 0 | 0 | 0 | 0 | 0 | 0 | 0 | 0 | 0 | 0 | 0 | 0 | 0 | 0 | 7937.8048
2025-11-30 | 7870.825 | 18.8 | 0 | 1 | 0 | 0 | 0 | 1 | 0 | 0 | 0 | 0 | 0 | 0 | 0 | 0 | 0 | 0 | 0 | 0 | 0 | 0 | 0 | 0 | 0 | 0 | 0 | 0 | 7875.5031
2025-11-30 | 8057.131 | 18.4 | 0 | 1 | 0 | 0 | 0 | 0 | 1 | 0 | 0 | 0 | 0 | 0 | 0 | 0 | 0 | 0 | 0 | 0 | 0 | 0 | 0 | 0 | 0 | 0 | 0 | 0 | 7988.1469
2025-11-30 | 8261.493 | 18.3 | 0 | 1 | 0 | 0 | 0 | 0 | 0 | 1 | 0 | 0 | 0 | 0 | 0 | 0 | 0 | 0 | 0 | 0 | 0 | 0 | 0 | 0 | 0 | 0 | 0 | 0 | 8508.696
2025-11-30 | 8778.76 | 18.1 | 0 | 1 | 0 | 0 | 0 | 0 | 0 | 0 | 1 | 0 | 0 | 0 | 0 | 0 | 0 | 0 | 0 | 0 | 0 | 0 | 0 | 0 | 0 | 0 | 0 | 0 | 9250.6023
2025-11-30 | 9575.698 | 18.2 | 0 | 1 | 0 | 0 | 0 | 0 | 0 | 0 | 0 | 1 | 0 | 0 | 0 | 0 | 0 | 0 | 0 | 0 | 0 | 0 | 0 | 0 | 0 | 0 | 0 | 0 | 9935.265
2025-11-30 | 10773.815 | 17.5 | 0 | 1 | 0 | 0 | 0 | 0 | 0 | 0 | 0 | 0 | 1 | 0 | 0 | 0 | 0 | 0 | 0 | 0 | 0 | 0 | 0 | 0 | 0 | 0 | 0 | 0 | 10158.9912
2025-11-30 | 11833.46 | 16.6 | 0 | 1 | 0 | 0 | 0 | 0 | 0 | 0 | 0 | 0 | 0 | 1 | 0 | 0 | 0 | 0 | 0 | 0 | 0 | 0 | 0 | 0 | 0 | 0 | 0 | 0 | 10118.9146
2025-11-30 | 12604.125 | 15.9 | 0 | 1 | 0 | 0 | 0 | 0 | 0 | 0 | 0 | 0 | 0 | 0 | 1 | 0 | 0 | 0 | 0 | 0 | 0 | 0 | 0 | 0 | 0 | 0 | 0 | 0 | 10071.1913
2025-11-30 | 13226.792 | 15.5 | 0 | 1 | 0 | 0 | 0 | 0 | 0 | 0 | 0 | 0 | 0 | 0 | 0 | 1 | 0 | 0 | 0 | 0 | 0 | 0 | 0 | 0 | 0 | 0 | 0 | 0 | 10113.6868
2025-11-30 | 13348.093 | 15.8 | 0 | 1 | 0 | 0 | 0 | 0 | 0 | 0 | 0 | 0 | 0 | 0 | 0 | 0 | 1 | 0 | 0 | 0 | 0 | 0 | 0 | 0 | 0 | 0 | 0 | 0 | 10074.5438
2025-11-30 | 13472.732 | 15.5 | 0 | 1 | 0 | 0 | 0 | 0 | 0 | 0 | 0 | 0 | 0 | 0 | 0 | 0 | 0 | 1 | 0 | 0 | 0 | 0 | 0 | 0 | 0 | 0 | 0 | 0 | 9945.523
2025-11-30 | 13372.138 | 15.9 | 0 | 1 | 0 | 0 | 0 | 0 | 0 | 0 | 0 | 0 | 0 | 0 | 0 | 0 | 0 | 0 | 1 | 0 | 0 | 0 | 0 | 0 | 0 | 0 | 0 | 0 | 10198.9931
2025-11-30 | 13656.163 | 16 | 0 | 1 | 0 | 0 | 0 | 0 | 0 | 0 | 0 | 0 | 0 | 0 | 0 | 0 | 0 | 0 | 0 | 1 | 0 | 0 | 0 | 0 | 0 | 0 | 0 | 0 | 10908.6623
2025-11-30 | 15028.433 | 16.2 | 0 | 1 | 0 | 0 | 0 | 0 | 0 | 0 | 0 | 0 | 0 | 0 | 0 | 0 | 0 | 0 | 0 | 0 | 1 | 0 | 0 | 0 | 0 | 0 | 0 | 0 | 11974.6206
2025-11-30 | 15885.633 | 16.6 | 0 | 1 | 0 | 0 | 0 | 0 | 0 | 0 | 0 | 0 | 0 | 0 | 0 | 0 | 0 | 0 | 0 | 0 | 0 | 1 | 0 | 0 | 0 | 0 | 0 | 0 | 12534.5024
2025-11-30 | 15168.188 | 16.6 | 0 | 1 | 0 | 0 | 0 | 0 | 0 | 0 | 0 | 0 | 0 | 0 | 0 | 0 | 0 | 0 | 0 | 0 | 0 | 0 | 1 | 0 | 0 | 0 | 0 | 0 | 12515.8651
2025-11-30 | 14243.935 | 16.6 | 0 | 1 | 0 | 0 | 0 | 0 | 0 | 0 | 0 | 0 | 0 | 0 | 0 | 0 | 0 | 0 | 0 | 0 | 0 | 0 | 0 | 1 | 0 | 0 | 0 | 0 | 12425.4102
2025-11-30 | 13668.102 | 16.4 | 0 | 1 | 0 | 0 | 0 | 0 | 0 | 0 | 0 | 0 | 0 | 0 | 0 | 0 | 0 | 0 | 0 | 0 | 0 | 0 | 0 | 0 | 1 | 0 | 0 | 0 | 12012.1618
2025-11-30 | 12458.177 | 16.8 | 0 | 1 | 0 | 0 | 0 | 0 | 0 | 0 | 0 | 0 | 0 | 0 | 0 | 0 | 0 | 0 | 0 | 0 | 0 | 0 | 0 | 0 | 0 | 1 | 0 | 0 | 11106.2119
2025-11-30 | 10924.56 | 17.3 | 0 | 1 | 0 | 0 | 0 | 0 | 0 | 0 | 0 | 0 | 0 | 0 | 0 | 0 | 0 | 0 | 0 | 0 | 0 | 0 | 0 | 0 | 0 | 0 | 1 | 0 | 10027.944
2025-11-30 | 9553.133 | 18.2 | 0 | 1 | 0 | 0 | 0 | 0 | 0 | 0 | 0 | 0 | 0 | 0 | 0 | 0 | 0 | 0 | 0 | 0 | 0 | 0 | 0 | 0 | 0 | 0 | 0 | 1 | 9171.2474
2025-12-01 | 8681.48 | 18.9 | 0 | 0 | 1 | 0 | 0 | 0 | 0 | 0 | 0 | 0 | 0 | 0 | 0 | 0 | 0 | 0 | 0 | 0 | 0 | 0 | 0 | 0 | 0 | 0 | 0 | 0 | 8102.9228
2025-12-01 | 8239.144 | 20 | 0 | 0 | 0 | 1 | 0 | 0 | 0 | 0 | 0 | 0 | 0 | 0 | 0 | 0 | 0 | 0 | 0 | 0 | 0 | 0 | 0 | 0 | 0 | 0 | 0 | 0 | 7870.5917
2025-12-01 | 8151.631 | 21 | 0 | 0 | 0 | 0 | 1 | 0 | 0 | 0 | 0 | 0 | 0 | 0 | 0 | 0 | 0 | 0 | 0 | 0 | 0 | 0 | 0 | 0 | 0 | 0 | 0 | 0 | 7812.165
2025-12-01 | 8153.443 | 21.8 | 0 | 0 | 0 | 0 | 0 | 1 | 0 | 0 | 0 | 0 | 0 | 0 | 0 | 0 | 0 | 0 | 0 | 0 | 0 | 0 | 0 | 0 | 0 | 0 | 0 | 0 | 7903.0739
2025-12-01 | 8480.478 | 22.9 | 0 | 0 | 0 | 0 | 0 | 0 | 1 | 0 | 0 | 0 | 0 | 0 | 0 | 0 | 0 | 0 | 0 | 0 | 0 | 0 | 0 | 0 | 0 | 0 | 0 | 0 | 8271.0688
2025-12-01 | 9124.605 | 23.2 | 0 | 0 | 0 | 0 | 0 | 0 | 0 | 1 | 0 | 0 | 0 | 0 | 0 | 0 | 0 | 0 | 0 | 0 | 0 | 0 | 0 | 0 | 0 | 0 | 0 | 0 | 8859.7115
2025-12-01 | 10159.585 | 23.8 | 0 | 0 | 0 | 0 | 0 | 0 | 0 | 0 | 1 | 0 | 0 | 0 | 0 | 0 | 0 | 0 | 0 | 0 | 0 | 0 | 0 | 0 | 0 | 0 | 0 | 0 | 9737.8051
2025-12-01 | 11240.276 | 24.1 | 0 | 0 | 0 | 0 | 0 | 0 | 0 | 0 | 0 | 1 | 0 | 0 | 0 | 0 | 0 | 0 | 0 | 0 | 0 | 0 | 0 | 0 | 0 | 0 | 0 | 0 | 10456.5146
2025-12-01 | 11170.791 | 24.8 | 0 | 0 | 0 | 0 | 0 | 0 | 0 | 0 | 0 | 0 | 1 | 0 | 0 | 0 | 0 | 0 | 0 | 0 | 0 | 0 | 0 | 0 | 0 | 0 | 0 | 0 | 10918.5684
2025-12-01 | 10634.586 | 23.7 | 0 | 0 | 0 | 0 | 0 | 0 | 0 | 0 | 0 | 0 | 0 | 1 | 0 | 0 | 0 | 0 | 0 | 0 | 0 | 0 | 0 | 0 | 0 | 0 | 0 | 0 | 10844.4451
2025-12-01 | 10199.419 | 23.1 | 0 | 0 | 0 | 0 | 0 | 0 | 0 | 0 | 0 | 0 | 0 | 0 | 1 | 0 | 0 | 0 | 0 | 0 | 0 | 0 | 0 | 0 | 0 | 0 | 0 | 0 | 10813.7452
2025-12-01 | 10185.75 | 22.3 | 0 | 0 | 0 | 0 | 0 | 0 | 0 | 0 | 0 | 0 | 0 | 0 | 0 | 1 | 0 | 0 | 0 | 0 | 0 | 0 | 0 | 0 | 0 | 0 | 0 | 0 | 10788.1471
2025-12-01 | 10134.387 | 21.3 | 0 | 0 | 0 | 0 | 0 | 0 | 0 | 0 | 0 | 0 | 0 | 0 | 0 | 0 | 1 | 0 | 0 | 0 | 0 | 0 | 0 | 0 | 0 | 0 | 0 | 0 | 10527.6997
2025-12-01 | 10062.266 | 21.1 | 0 | 0 | 0 | 0 | 0 | 0 | 0 | 0 | 0 | 0 | 0 | 0 | 0 | 0 | 0 | 1 | 0 | 0 | 0 | 0 | 0 | 0 | 0 | 0 | 0 | 0 | 10415.7024
2025-12-01 | 10286.164 | 21.1 | 0 | 0 | 0 | 0 | 0 | 0 | 0 | 0 | 0 | 0 | 0 | 0 | 0 | 0 | 0 | 0 | 1 | 0 | 0 | 0 | 0 | 0 | 0 | 0 | 0 | 0 | 10601.0788
2025-12-01 | 10976.667 | 21.1 | 0 | 0 | 0 | 0 | 0 | 0 | 0 | 0 | 0 | 0 | 0 | 0 | 0 | 0 | 0 | 0 | 0 | 1 | 0 | 0 | 0 | 0 | 0 | 0 | 0 | 0 | 11293.7246
2025-12-01 | 12893.81 | 21.2 | 0 | 0 | 0 | 0 | 0 | 0 | 0 | 0 | 0 | 0 | 0 | 0 | 0 | 0 | 0 | 0 | 0 | 0 | 1 | 0 | 0 | 0 | 0 | 0 | 0 | 0 | 12342.6596
2025-12-01 | 14727.963 | 21 | 0 | 0 | 0 | 0 | 0 | 0 | 0 | 0 | 0 | 0 | 0 | 0 | 0 | 0 | 0 | 0 | 0 | 0 | 0 | 1 | 0 | 0 | 0 | 0 | 0 | 0 | 12800.4009
2025-12-01 | 14430.158 | 20.7 | 0 | 0 | 0 | 0 | 0 | 0 | 0 | 0 | 0 | 0 | 0 | 0 | 0 | 0 | 0 | 0 | 0 | 0 | 0 | 0 | 1 | 0 | 0 | 0 | 0 | 0 | 12730.6934
2025-12-01 | 14238.793 | 20.6 | 0 | 0 | 0 | 0 | 0 | 0 | 0 | 0 | 0 | 0 | 0 | 0 | 0 | 0 | 0 | 0 | 0 | 0 | 0 | 0 | 0 | 1 | 0 | 0 | 0 | 0 | 12623.2151
2025-12-01 | 13959.646 | 20.6 | 0 | 0 | 0 | 0 | 0 | 0 | 0 | 0 | 0 | 0 | 0 | 0 | 0 | 0 | 0 | 0 | 0 | 0 | 0 | 0 | 0 | 0 | 1 | 0 | 0 | 0 | 12244.0135
2025-12-01 | 13044.492 | 20.5 | 0 | 0 | 0 | 0 | 0 | 0 | 0 | 0 | 0 | 0 | 0 | 0 | 0 | 0 | 0 | 0 | 0 | 0 | 0 | 0 | 0 | 0 | 0 | 1 | 0 | 0 | 11252.9466
2025-12-01 | 11613.838 | 20.2 | 0 | 0 | 0 | 0 | 0 | 0 | 0 | 0 | 0 | 0 | 0 | 0 | 0 | 0 | 0 | 0 | 0 | 0 | 0 | 0 | 0 | 0 | 0 | 0 | 1 | 0 | 10038.4914
2025-12-01 | 10200.191 | 20.5 | 0 | 0 | 0 | 0 | 0 | 0 | 0 | 0 | 0 | 0 | 0 | 0 | 0 | 0 | 0 | 0 | 0 | 0 | 0 | 0 | 0 | 0 | 0 | 0 | 0 | 1 | 9079.6544
2025-12-02 | 9410.106 | 21.1 | 0 | 0 | 1 | 0 | 0 | 0 | 0 | 0 | 0 | 0 | 0 | 0 | 0 | 0 | 0 | 0 | 0 | 0 | 0 | 0 | 0 | 0 | 0 | 0 | 0 | 0 | 8477.4378
2025-12-02 | 8902.728 | 21.1 | 0 | 0 | 0 | 1 | 0 | 0 | 0 | 0 | 0 | 0 | 0 | 0 | 0 | 0 | 0 | 0 | 0 | 0 | 0 | 0 | 0 | 0 | 0 | 0 | 0 | 0 | 8057.8492
2025-12-02 | 8657.042 | 20.9 | 0 | 0 | 0 | 0 | 1 | 0 | 0 | 0 | 0 | 0 | 0 | 0 | 0 | 0 | 0 | 0 | 0 | 0 | 0 | 0 | 0 | 0 | 0 | 0 | 0 | 0 | 7795.1415
2025-12-02 | 8625.319 | 20.5 | 0 | 0 | 0 | 0 | 0 | 1 | 0 | 0 | 0 | 0 | 0 | 0 | 0 | 0 | 0 | 0 | 0 | 0 | 0 | 0 | 0 | 0 | 0 | 0 | 0 | 0 | 7681.7696
2025-12-02 | 8762.518 | 20.7 | 0 | 0 | 0 | 0 | 0 | 0 | 1 | 0 | 0 | 0 | 0 | 0 | 0 | 0 | 0 | 0 | 0 | 0 | 0 | 0 | 0 | 0 | 0 | 0 | 0 | 0 | 7896.5539
2025-12-02 | 9277.714 | 20.4 | 0 | 0 | 0 | 0 | 0 | 0 | 0 | 1 | 0 | 0 | 0 | 0 | 0 | 0 | 0 | 0 | 0 | 0 | 0 | 0 | 0 | 0 | 0 | 0 | 0 | 0 | 8383.0562
2025-12-02 | 10118.045 | 20.5 | 0 | 0 | 0 | 0 | 0 | 0 | 0 | 0 | 1 | 0 | 0 | 0 | 0 | 0 | 0 | 0 | 0 | 0 | 0 | 0 | 0 | 0 | 0 | 0 | 0 | 0 | 9176.0327
2025-12-02 | 10967.088 | 20.2 | 0 | 0 | 0 | 0 | 0 | 0 | 0 | 0 | 0 | 1 | 0 | 0 | 0 | 0 | 0 | 0 | 0 | 0 | 0 | 0 | 0 | 0 | 0 | 0 | 0 | 0 | 9792.6018
2025-12-02 | 11108.805 | 20.2 | 0 | 0 | 0 | 0 | 0 | 0 | 0 | 0 | 0 | 0 | 1 | 0 | 0 | 0 | 0 | 0 | 0 | 0 | 0 | 0 | 0 | 0 | 0 | 0 | 0 | 0 | 10135.4918
2025-12-02 | 10763.64 | 20 | 0 | 0 | 0 | 0 | 0 | 0 | 0 | 0 | 0 | 0 | 0 | 1 | 0 | 0 | 0 | 0 | 0 | 0 | 0 | 0 | 0 | 0 | 0 | 0 | 0 | 0 | 10214.5791
2025-12-02 | 10342.978 | 19.5 | 0 | 0 | 0 | 0 | 0 | 0 | 0 | 0 | 0 | 0 | 0 | 0 | 1 | 0 | 0 | 0 | 0 | 0 | 0 | 0 | 0 | 0 | 0 | 0 | 0 | 0 | 10200.9026
2025-12-02 | 10013.957 | 19.2 | 0 | 0 | 0 | 0 | 0 | 0 | 0 | 0 | 0 | 0 | 0 | 0 | 0 | 1 | 0 | 0 | 0 | 0 | 0 | 0 | 0 | 0 | 0 | 0 | 0 | 0 | 10260.4215
2025-12-02 | 9874.841 | 18.4 | 0 | 0 | 0 | 0 | 0 | 0 | 0 | 0 | 0 | 0 | 0 | 0 | 0 | 0 | 1 | 0 | 0 | 0 | 0 | 0 | 0 | 0 | 0 | 0 | 0 | 0 | 10034.021
2025-12-02 | 9582.569 | 19.2 | 0 | 0 | 0 | 0 | 0 | 0 | 0 | 0 | 0 | 0 | 0 | 0 | 0 | 0 | 0 | 1 | 0 | 0 | 0 | 0 | 0 | 0 | 0 | 0 | 0 | 0 | 10092.2577
2025-12-02 | 9587.33 | 18.3 | 0 | 0 | 0 | 0 | 0 | 0 | 0 | 0 | 0 | 0 | 0 | 0 | 0 | 0 | 0 | 0 | 1 | 0 | 0 | 0 | 0 | 0 | 0 | 0 | 0 | 0 | 10124.4235
2025-12-02 | 9909.027 | 18.5 | 0 | 0 | 0 | 0 | 0 | 0 | 0 | 0 | 0 | 0 | 0 | 0 | 0 | 0 | 0 | 0 | 0 | 1 | 0 | 0 | 0 | 0 | 0 | 0 | 0 | 0 | 10851.1161
2025-12-02 | 12030.789 | 18.9 | 0 | 0 | 0 | 0 | 0 | 0 | 0 | 0 | 0 | 0 | 0 | 0 | 0 | 0 | 0 | 0 | 0 | 0 | 1 | 0 | 0 | 0 | 0 | 0 | 0 | 0 | 11951.1212
2025-12-02 | 13945.513 | 19.8 | 0 | 0 | 0 | 0 | 0 | 0 | 0 | 0 | 0 | 0 | 0 | 0 | 0 | 0 | 0 | 0 | 0 | 0 | 0 | 1 | 0 | 0 | 0 | 0 | 0 | 0 | 12596.12
2025-12-02 | 13858.088 | 21.2 | 0 | 0 | 0 | 0 | 0 | 0 | 0 | 0 | 0 | 0 | 0 | 0 | 0 | 0 | 0 | 0 | 0 | 0 | 0 | 0 | 1 | 0 | 0 | 0 | 0 | 0 | 12815.8104
2025-12-02 | 13999.301 | 20.6 | 0 | 0 | 0 | 0 | 0 | 0 | 0 | 0 | 0 | 0 | 0 | 0 | 0 | 0 | 0 | 0 | 0 | 0 | 0 | 0 | 0 | 1 | 0 | 0 | 0 | 0 | 12623.2151
2025-12-02 | 13761.002 | 21.4 | 0 | 0 | 0 | 0 | 0 | 0 | 0 | 0 | 0 | 0 | 0 | 0 | 0 | 0 | 0 | 0 | 0 | 0 | 0 | 0 | 0 | 0 | 1 | 0 | 0 | 0 | 12380.2008
2025-12-02 | 12943.89 | 23 | 0 | 0 | 0 | 0 | 0 | 0 | 0 | 0 | 0 | 0 | 0 | 0 | 0 | 0 | 0 | 0 | 0 | 0 | 0 | 0 | 0 | 0 | 0 | 1 | 0 | 0 | 11678.5318
2025-12-02 | 11649.701 | 23.1 | 0 | 0 | 0 | 0 | 0 | 0 | 0 | 0 | 0 | 0 | 0 | 0 | 0 | 0 | 0 | 0 | 0 | 0 | 0 | 0 | 0 | 0 | 0 | 0 | 1 | 0 | 10532.1702
2025-12-02 | 10376.27 | 23 | 0 | 0 | 0 | 0 | 0 | 0 | 0 | 0 | 0 | 0 | 0 | 0 | 0 | 0 | 0 | 0 | 0 | 0 | 0 | 0 | 0 | 0 | 0 | 0 | 0 | 1 | 9505.2396
2025-12-03 | 9664.953 | 24.1 | 0 | 0 | 1 | 0 | 0 | 0 | 0 | 0 | 0 | 0 | 0 | 0 | 0 | 0 | 0 | 0 | 0 | 0 | 0 | 0 | 0 | 0 | 0 | 0 | 0 | 0 | 8988.1399
2025-12-03 | 9247.709 | 24.5 | 0 | 0 | 0 | 1 | 0 | 0 | 0 | 0 | 0 | 0 | 0 | 0 | 0 | 0 | 0 | 0 | 0 | 0 | 0 | 0 | 0 | 0 | 0 | 0 | 0 | 0 | 8636.645
2025-12-03 | 9086.346 | 23.9 | 0 | 0 | 0 | 0 | 1 | 0 | 0 | 0 | 0 | 0 | 0 | 0 | 0 | 0 | 0 | 0 | 0 | 0 | 0 | 0 | 0 | 0 | 0 | 0 | 0 | 0 | 8305.8437
2025-12-03 | 9047.982 | 24 | 0 | 0 | 0 | 0 | 0 | 1 | 0 | 0 | 0 | 0 | 0 | 0 | 0 | 0 | 0 | 0 | 0 | 0 | 0 | 0 | 0 | 0 | 0 | 0 | 0 | 0 | 8277.5888
2025-12-03 | 9283.785 | 24.4 | 0 | 0 | 0 | 0 | 0 | 0 | 1 | 0 | 0 | 0 | 0 | 0 | 0 | 0 | 0 | 0 | 0 | 0 | 0 | 0 | 0 | 0 | 0 | 0 | 0 | 0 | 8526.4199
2025-12-03 | 9853.551 | 24 | 0 | 0 | 0 | 0 | 0 | 0 | 0 | 1 | 0 | 0 | 0 | 0 | 0 | 0 | 0 | 0 | 0 | 0 | 0 | 0 | 0 | 0 | 0 | 0 | 0 | 0 | 8995.8988
2025-12-03 | 10650.219 | 23 | 0 | 0 | 0 | 0 | 0 | 0 | 0 | 0 | 1 | 0 | 0 | 0 | 0 | 0 | 0 | 0 | 0 | 0 | 0 | 0 | 0 | 0 | 0 | 0 | 0 | 0 | 9601.6178
2025-12-03 | 11618.183 | 21.3 | 0 | 0 | 0 | 0 | 0 | 0 | 0 | 0 | 0 | 1 | 0 | 0 | 0 | 0 | 0 | 0 | 0 | 0 | 0 | 0 | 0 | 0 | 0 | 0 | 0 | 0 | 9979.8592
2025-12-03 | 11619.915 | 21 | 0 | 0 | 0 | 0 | 0 | 0 | 0 | 0 | 0 | 0 | 1 | 0 | 0 | 0 | 0 | 0 | 0 | 0 | 0 | 0 | 0 | 0 | 0 | 0 | 0 | 0 | 10271.679
2025-12-03 | 11333.725 | 20.7 | 0 | 0 | 0 | 0 | 0 | 0 | 0 | 0 | 0 | 0 | 0 | 1 | 0 | 0 | 0 | 0 | 0 | 0 | 0 | 0 | 0 | 0 | 0 | 0 | 0 | 0 | 10333.7429
2025-12-03 | 11212.951 | 19.6 | 0 | 0 | 0 | 0 | 0 | 0 | 0 | 0 | 0 | 0 | 0 | 0 | 1 | 0 | 0 | 0 | 0 | 0 | 0 | 0 | 0 | 0 | 0 | 0 | 0 | 0 | 10217.926
2025-12-03 | 11280.895 | 18.7 | 0 | 0 | 0 | 0 | 0 | 0 | 0 | 0 | 0 | 0 | 0 | 0 | 0 | 1 | 0 | 0 | 0 | 0 | 0 | 0 | 0 | 0 | 0 | 0 | 0 | 0 | 10175.3045
2025-12-03 | 11372.817 | 17.6 | 0 | 0 | 0 | 0 | 0 | 0 | 0 | 0 | 0 | 0 | 0 | 0 | 0 | 0 | 1 | 0 | 0 | 0 | 0 | 0 | 0 | 0 | 0 | 0 | 0 | 0 | 9897.8337
2025-12-03 | 11157.406 | 16.2 | 0 | 0 | 0 | 0 | 0 | 0 | 0 | 0 | 0 | 0 | 0 | 0 | 0 | 0 | 0 | 1 | 0 | 0 | 0 | 0 | 0 | 0 | 0 | 0 | 0 | 0 | 9581.5555
2025-12-03 | 11229.422 | 17.1 | 0 | 0 | 0 | 0 | 0 | 0 | 0 | 0 | 0 | 0 | 0 | 0 | 0 | 0 | 0 | 0 | 1 | 0 | 0 | 0 | 0 | 0 | 0 | 0 | 0 | 0 | 9920.1426
2025-12-03 | 11638.09 | 17.9 | 0 | 0 | 0 | 0 | 0 | 0 | 0 | 0 | 0 | 0 | 0 | 0 | 0 | 0 | 0 | 0 | 0 | 1 | 0 | 0 | 0 | 0 | 0 | 0 | 0 | 0 | 10748.9756
2025-12-03 | 13254.166 | 18.2 | 0 | 0 | 0 | 0 | 0 | 0 | 0 | 0 | 0 | 0 | 0 | 0 | 0 | 0 | 0 | 0 | 0 | 0 | 1 | 0 | 0 | 0 | 0 | 0 | 0 | 0 | 11831.9574
2025-12-03 | 14336.112 | 18.5 | 0 | 0 | 0 | 0 | 0 | 0 | 0 | 0 | 0 | 0 | 0 | 0 | 0 | 0 | 0 | 0 | 0 | 0 | 0 | 1 | 0 | 0 | 0 | 0 | 0 | 0 | 12374.8157
2025-12-03 | 13996.529 | 19 | 0 | 0 | 0 | 0 | 0 | 0 | 0 | 0 | 0 | 0 | 0 | 0 | 0 | 0 | 0 | 0 | 0 | 0 | 0 | 0 | 1 | 0 | 0 | 0 | 0 | 0 | 12441.2955
2025-12-03 | 13921.953 | 19.2 | 0 | 0 | 0 | 0 | 0 | 0 | 0 | 0 | 0 | 0 | 0 | 0 | 0 | 0 | 0 | 0 | 0 | 0 | 0 | 0 | 0 | 1 | 0 | 0 | 0 | 0 | 12384.8875
2025-12-03 | 13595.326 | 19.4 | 0 | 0 | 0 | 0 | 0 | 0 | 0 | 0 | 0 | 0 | 0 | 0 | 0 | 0 | 0 | 0 | 0 | 0 | 0 | 0 | 0 | 0 | 1 | 0 | 0 | 0 | 12039.7327
2025-12-03 | 12875.122 | 19.9 | 0 | 0 | 0 | 0 | 0 | 0 | 0 | 0 | 0 | 0 | 0 | 0 | 0 | 0 | 0 | 0 | 0 | 0 | 0 | 0 | 0 | 0 | 0 | 1 | 0 | 0 | 11150.8062
2025-12-03 | 11464.902 | 20 | 0 | 0 | 0 | 0 | 0 | 0 | 0 | 0 | 0 | 0 | 0 | 0 | 0 | 0 | 0 | 0 | 0 | 0 | 0 | 0 | 0 | 0 | 0 | 0 | 1 | 0 | 10004.4446
2025-12-03 | 10148.871 | 20.2 | 0 | 0 | 0 | 0 | 0 | 0 | 0 | 0 | 0 | 0 | 0 | 0 | 0 | 0 | 0 | 0 | 0 | 0 | 0 | 0 | 0 | 0 | 0 | 0 | 0 | 1 | 9028.5842
2025-12-04 | 9152.544 | 20.2 | 0 | 0 | 1 | 0 | 0 | 0 | 0 | 0 | 0 | 0 | 0 | 0 | 0 | 0 | 0 | 0 | 0 | 0 | 0 | 0 | 0 | 0 | 0 | 0 | 0 | 0 | 8324.2271
2025-12-04 | 8640.659 | 19.9 | 0 | 0 | 0 | 1 | 0 | 0 | 0 | 0 | 0 | 0 | 0 | 0 | 0 | 0 | 0 | 0 | 0 | 0 | 0 | 0 | 0 | 0 | 0 | 0 | 0 | 0 | 7853.5683
2025-12-04 | 8321.604 | 19.5 | 0 | 0 | 0 | 0 | 1 | 0 | 0 | 0 | 0 | 0 | 0 | 0 | 0 | 0 | 0 | 0 | 0 | 0 | 0 | 0 | 0 | 0 | 0 | 0 | 0 | 0 | 7556.8139
2025-12-04 | 8215.37 | 20.4 | 0 | 0 | 0 | 0 | 0 | 1 | 0 | 0 | 0 | 0 | 0 | 0 | 0 | 0 | 0 | 0 | 0 | 0 | 0 | 0 | 0 | 0 | 0 | 0 | 0 | 0 | 7664.7462
2025-12-04 | 8423.375 | 20.5 | 0 | 0 | 0 | 0 | 0 | 0 | 1 | 0 | 0 | 0 | 0 | 0 | 0 | 0 | 0 | 0 | 0 | 0 | 0 | 0 | 0 | 0 | 0 | 0 | 0 | 0 | 7862.5071
2025-12-04 | 8971.29 | 20.6 | 0 | 0 | 0 | 0 | 0 | 0 | 0 | 1 | 0 | 0 | 0 | 0 | 0 | 0 | 0 | 0 | 0 | 0 | 0 | 0 | 0 | 0 | 0 | 0 | 0 | 0 | 8417.103
2025-12-04 | 9969.747 | 21.5 | 0 | 0 | 0 | 0 | 0 | 0 | 0 | 0 | 1 | 0 | 0 | 0 | 0 | 0 | 0 | 0 | 0 | 0 | 0 | 0 | 0 | 0 | 0 | 0 | 0 | 0 | 9346.2667
2025-12-04 | 10984.285 | 22.7 | 0 | 0 | 0 | 0 | 0 | 0 | 0 | 0 | 0 | 1 | 0 | 0 | 0 | 0 | 0 | 0 | 0 | 0 | 0 | 0 | 0 | 0 | 0 | 0 | 0 | 0 | 10218.1869
2025-12-04 | 10972.65 | 23.3 | 0 | 0 | 0 | 0 | 0 | 0 | 0 | 0 | 0 | 0 | 1 | 0 | 0 | 0 | 0 | 0 | 0 | 0 | 0 | 0 | 0 | 0 | 0 | 0 | 0 | 0 | 10663.2174
2025-12-04 | 10697.313 | 23.5 | 0 | 0 | 0 | 0 | 0 | 0 | 0 | 0 | 0 | 0 | 0 | 1 | 0 | 0 | 0 | 0 | 0 | 0 | 0 | 0 | 0 | 0 | 0 | 0 | 0 | 0 | 10810.3983
2025-12-04 | 10560.665 | 23 | 0 | 0 | 0 | 0 | 0 | 0 | 0 | 0 | 0 | 0 | 0 | 0 | 1 | 0 | 0 | 0 | 0 | 0 | 0 | 0 | 0 | 0 | 0 | 0 | 0 | 0 | 10796.7218
2025-12-04 | 10406.89 | 22.8 | 0 | 0 | 0 | 0 | 0 | 0 | 0 | 0 | 0 | 0 | 0 | 0 | 0 | 1 | 0 | 0 | 0 | 0 | 0 | 0 | 0 | 0 | 0 | 0 | 0 | 0 | 10873.2641
2025-12-04 | 10496.042 | 23.3 | 0 | 0 | 0 | 0 | 0 | 0 | 0 | 0 | 0 | 0 | 0 | 0 | 0 | 0 | 1 | 0 | 0 | 0 | 0 | 0 | 0 | 0 | 0 | 0 | 0 | 0 | 10868.1678
2025-12-04 | 10484.647 | 25.9 | 0 | 0 | 0 | 0 | 0 | 0 | 0 | 0 | 0 | 0 | 0 | 0 | 0 | 0 | 0 | 1 | 0 | 0 | 0 | 0 | 0 | 0 | 0 | 0 | 0 | 0 | 11232.8259
2025-12-04 | 10549.174 | 25.6 | 0 | 0 | 0 | 0 | 0 | 0 | 0 | 0 | 0 | 0 | 0 | 0 | 0 | 0 | 0 | 0 | 1 | 0 | 0 | 0 | 0 | 0 | 0 | 0 | 0 | 0 | 11367.1321
2025-12-04 | 11349.506 | 25 | 0 | 0 | 0 | 0 | 0 | 0 | 0 | 0 | 0 | 0 | 0 | 0 | 0 | 0 | 0 | 0 | 0 | 1 | 0 | 0 | 0 | 0 | 0 | 0 | 0 | 0 | 11957.6374
2025-12-04 | 13444.7 | 25.9 | 0 | 0 | 0 | 0 | 0 | 0 | 0 | 0 | 0 | 0 | 0 | 0 | 0 | 0 | 0 | 0 | 0 | 0 | 1 | 0 | 0 | 0 | 0 | 0 | 0 | 0 | 13142.7596
2025-12-04 | 15328.305 | 26.9 | 0 | 0 | 0 | 0 | 0 | 0 | 0 | 0 | 0 | 0 | 0 | 0 | 0 | 0 | 0 | 0 | 0 | 0 | 0 | 1 | 0 | 0 | 0 | 0 | 0 | 0 | 13804.7818
2025-12-04 | 15190.142 | 27.4 | 0 | 0 | 0 | 0 | 0 | 0 | 0 | 0 | 0 | 0 | 0 | 0 | 0 | 0 | 0 | 0 | 0 | 0 | 0 | 0 | 1 | 0 | 0 | 0 | 0 | 0 | 13871.2616
2025-12-04 | 15278.878 | 28.2 | 0 | 0 | 0 | 0 | 0 | 0 | 0 | 0 | 0 | 0 | 0 | 0 | 0 | 0 | 0 | 0 | 0 | 0 | 0 | 0 | 0 | 1 | 0 | 0 | 0 | 0 | 13916.994
2025-12-04 | 15306.275 | 28.8 | 0 | 0 | 0 | 0 | 0 | 0 | 0 | 0 | 0 | 0 | 0 | 0 | 0 | 0 | 0 | 0 | 0 | 0 | 0 | 0 | 0 | 0 | 1 | 0 | 0 | 0 | 13639.9328
2025-12-04 | 14462.994 | 28 | 0 | 0 | 0 | 0 | 0 | 0 | 0 | 0 | 0 | 0 | 0 | 0 | 0 | 0 | 0 | 0 | 0 | 0 | 0 | 0 | 0 | 0 | 0 | 1 | 0 | 0 | 12529.702
2025-12-04 | 13125.838 | 28.3 | 0 | 0 | 0 | 0 | 0 | 0 | 0 | 0 | 0 | 0 | 0 | 0 | 0 | 0 | 0 | 0 | 0 | 0 | 0 | 0 | 0 | 0 | 0 | 0 | 1 | 0 | 11417.3873
2025-12-04 | 11779.022 | 29 | 0 | 0 | 0 | 0 | 0 | 0 | 0 | 0 | 0 | 0 | 0 | 0 | 0 | 0 | 0 | 0 | 0 | 0 | 0 | 0 | 0 | 0 | 0 | 0 | 0 | 1 | 10526.6439
2025-12-05 | 10946.062 | 28.8 | 0 | 0 | 1 | 0 | 0 | 0 | 0 | 0 | 0 | 0 | 0 | 0 | 0 | 0 | 0 | 0 | 0 | 0 | 0 | 0 | 0 | 0 | 0 | 0 | 0 | 0 | 9788.24
2025-12-05 | 10613.799 | 28.7 | 0 | 0 | 0 | 1 | 0 | 0 | 0 | 0 | 0 | 0 | 0 | 0 | 0 | 0 | 0 | 0 | 0 | 0 | 0 | 0 | 0 | 0 | 0 | 0 | 0 | 0 | 9351.628
2025-12-05 | 10407.537 | 29 | 0 | 0 | 0 | 0 | 1 | 0 | 0 | 0 | 0 | 0 | 0 | 0 | 0 | 0 | 0 | 0 | 0 | 0 | 0 | 0 | 0 | 0 | 0 | 0 | 0 | 0 | 9174.0374
2025-12-05 | 10358.407 | 28.8 | 0 | 0 | 0 | 0 | 0 | 1 | 0 | 0 | 0 | 0 | 0 | 0 | 0 | 0 | 0 | 0 | 0 | 0 | 0 | 0 | 0 | 0 | 0 | 0 | 0 | 0 | 9094.7123
2025-12-05 | 10401.49 | 28.3 | 0 | 0 | 0 | 0 | 0 | 0 | 1 | 0 | 0 | 0 | 0 | 0 | 0 | 0 | 0 | 0 | 0 | 0 | 0 | 0 | 0 | 0 | 0 | 0 | 0 | 0 | 9190.3327
2025-12-05 | 10628.375 | 27.7 | 0 | 0 | 0 | 0 | 0 | 0 | 0 | 1 | 0 | 0 | 0 | 0 | 0 | 0 | 0 | 0 | 0 | 0 | 0 | 0 | 0 | 0 | 0 | 0 | 0 | 0 | 9625.7648
2025-12-05 | 11496.205 | 26.9 | 0 | 0 | 0 | 0 | 0 | 0 | 0 | 0 | 1 | 0 | 0 | 0 | 0 | 0 | 0 | 0 | 0 | 0 | 0 | 0 | 0 | 0 | 0 | 0 | 0 | 0 | 10265.5307
2025-12-05 | 12226.711 | 25.1 | 0 | 0 | 0 | 0 | 0 | 0 | 0 | 0 | 0 | 1 | 0 | 0 | 0 | 0 | 0 | 0 | 0 | 0 | 0 | 0 | 0 | 0 | 0 | 0 | 0 | 0 | 10626.7487
2025-12-05 | 12490.244 | 23.1 | 0 | 0 | 0 | 0 | 0 | 0 | 0 | 0 | 0 | 0 | 1 | 0 | 0 | 0 | 0 | 0 | 0 | 0 | 0 | 0 | 0 | 0 | 0 | 0 | 0 | 0 | 10629.1705
2025-12-05 | 11915.107 | 22.4 | 0 | 0 | 0 | 0 | 0 | 0 | 0 | 0 | 0 | 0 | 0 | 1 | 0 | 0 | 0 | 0 | 0 | 0 | 0 | 0 | 0 | 0 | 0 | 0 | 0 | 0 | 10623.1408
2025-12-05 | 11396.302 | 21 | 0 | 0 | 0 | 0 | 0 | 0 | 0 | 0 | 0 | 0 | 0 | 0 | 1 | 0 | 0 | 0 | 0 | 0 | 0 | 0 | 0 | 0 | 0 | 0 | 0 | 0 | 10456.2536
2025-12-05 | 11005.939 | 21 | 0 | 0 | 0 | 0 | 0 | 0 | 0 | 0 | 0 | 0 | 0 | 0 | 0 | 1 | 0 | 0 | 0 | 0 | 0 | 0 | 0 | 0 | 0 | 0 | 0 | 0 | 10566.8428
2025-12-05 | 10862.988 | 20.4 | 0 | 0 | 0 | 0 | 0 | 0 | 0 | 0 | 0 | 0 | 0 | 0 | 0 | 0 | 1 | 0 | 0 | 0 | 0 | 0 | 0 | 0 | 0 | 0 | 0 | 0 | 10374.4891
2025-12-05 | 10735.646 | 19.5 | 0 | 0 | 0 | 0 | 0 | 0 | 0 | 0 | 0 | 0 | 0 | 0 | 0 | 0 | 0 | 1 | 0 | 0 | 0 | 0 | 0 | 0 | 0 | 0 | 0 | 0 | 10143.3279
2025-12-05 | 11208.036 | 18.8 | 0 | 0 | 0 | 0 | 0 | 0 | 0 | 0 | 0 | 0 | 0 | 0 | 0 | 0 | 0 | 0 | 1 | 0 | 0 | 0 | 0 | 0 | 0 | 0 | 0 | 0 | 10209.5405
2025-12-05 | 11708.702 | 19 | 0 | 0 | 0 | 0 | 0 | 0 | 0 | 0 | 0 | 0 | 0 | 0 | 0 | 0 | 0 | 0 | 0 | 1 | 0 | 0 | 0 | 0 | 0 | 0 | 0 | 0 | 10936.2331
2025-12-05 | 13097.37 | 18.9 | 0 | 0 | 0 | 0 | 0 | 0 | 0 | 0 | 0 | 0 | 0 | 0 | 0 | 0 | 0 | 0 | 0 | 0 | 1 | 0 | 0 | 0 | 0 | 0 | 0 | 0 | 11951.1212
2025-12-05 | 14295.268 | 19.5 | 0 | 0 | 0 | 0 | 0 | 0 | 0 | 0 | 0 | 0 | 0 | 0 | 0 | 0 | 0 | 0 | 0 | 0 | 0 | 1 | 0 | 0 | 0 | 0 | 0 | 0 | 12545.0498
2025-12-05 | 14084.287 | 20 | 0 | 0 | 0 | 0 | 0 | 0 | 0 | 0 | 0 | 0 | 0 | 0 | 0 | 0 | 0 | 0 | 0 | 0 | 0 | 0 | 1 | 0 | 0 | 0 | 0 | 0 | 12611.5295
2025-12-05 | 13866.006 | 19.8 | 0 | 0 | 0 | 0 | 0 | 0 | 0 | 0 | 0 | 0 | 0 | 0 | 0 | 0 | 0 | 0 | 0 | 0 | 0 | 0 | 0 | 1 | 0 | 0 | 0 | 0 | 12487.0279
2025-12-05 | 13678.159 | 19.9 | 0 | 0 | 0 | 0 | 0 | 0 | 0 | 0 | 0 | 0 | 0 | 0 | 0 | 0 | 0 | 0 | 0 | 0 | 0 | 0 | 0 | 0 | 1 | 0 | 0 | 0 | 12124.8497
2025-12-05 | 12676.086 | 19.8 | 0 | 0 | 0 | 0 | 0 | 0 | 0 | 0 | 0 | 0 | 0 | 0 | 0 | 0 | 0 | 0 | 0 | 0 | 0 | 0 | 0 | 0 | 0 | 1 | 0 | 0 | 11133.7828
2025-12-05 | 11673.739 | 19.5 | 0 | 0 | 0 | 0 | 0 | 0 | 0 | 0 | 0 | 0 | 0 | 0 | 0 | 0 | 0 | 0 | 0 | 0 | 0 | 0 | 0 | 0 | 0 | 0 | 1 | 0 | 9919.3275
2025-12-05 | 10529.276 | 19 | 0 | 0 | 0 | 0 | 0 | 0 | 0 | 0 | 0 | 0 | 0 | 0 | 0 | 0 | 0 | 0 | 0 | 0 | 0 | 0 | 0 | 0 | 0 | 0 | 0 | 1 | 8824.3033
2025-12-06 | 9555.1 | 18.8 | 0 | 1 | 1 | 0 | 0 | 0 | 0 | 0 | 0 | 0 | 0 | 0 | 0 | 0 | 0 | 0 | 0 | 0 | 0 | 0 | 0 | 0 | 0 | 0 | 0 | 0 | 8569.0308
2025-12-06 | 9094.953 | 18.6 | 0 | 1 | 0 | 1 | 0 | 0 | 0 | 0 | 0 | 0 | 0 | 0 | 0 | 0 | 0 | 0 | 0 | 0 | 0 | 0 | 0 | 0 | 0 | 0 | 0 | 0 | 8115.3954
2025-12-06 | 8675.73 | 18.4 | 0 | 1 | 0 | 0 | 1 | 0 | 0 | 0 | 0 | 0 | 0 | 0 | 0 | 0 | 0 | 0 | 0 | 0 | 0 | 0 | 0 | 0 | 0 | 0 | 0 | 0 | 7852.6877
2025-12-06 | 8364.84 | 18.4 | 0 | 1 | 0 | 0 | 0 | 1 | 0 | 0 | 0 | 0 | 0 | 0 | 0 | 0 | 0 | 0 | 0 | 0 | 0 | 0 | 0 | 0 | 0 | 0 | 0 | 0 | 7807.4095
2025-12-06 | 8484.595 | 19.3 | 0 | 1 | 0 | 0 | 0 | 0 | 1 | 0 | 0 | 0 | 0 | 0 | 0 | 0 | 0 | 0 | 0 | 0 | 0 | 0 | 0 | 0 | 0 | 0 | 0 | 0 | 8141.3576
2025-12-06 | 8646.932 | 19.1 | 0 | 1 | 0 | 0 | 0 | 0 | 0 | 1 | 0 | 0 | 0 | 0 | 0 | 0 | 0 | 0 | 0 | 0 | 0 | 0 | 0 | 0 | 0 | 0 | 0 | 0 | 8644.8832
2025-12-06 | 9370.547 | 18.5 | 0 | 1 | 0 | 0 | 0 | 0 | 0 | 0 | 1 | 0 | 0 | 0 | 0 | 0 | 0 | 0 | 0 | 0 | 0 | 0 | 0 | 0 | 0 | 0 | 0 | 0 | 9318.6959
2025-12-06 | 10372.569 | 18.1 | 0 | 1 | 0 | 0 | 0 | 0 | 0 | 0 | 0 | 1 | 0 | 0 | 0 | 0 | 0 | 0 | 0 | 0 | 0 | 0 | 0 | 0 | 0 | 0 | 0 | 0 | 9918.2416
2025-12-06 | 11632.756 | 18.1 | 0 | 1 | 0 | 0 | 0 | 0 | 0 | 0 | 0 | 0 | 1 | 0 | 0 | 0 | 0 | 0 | 0 | 0 | 0 | 0 | 0 | 0 | 0 | 0 | 0 | 0 | 10261.1316
2025-12-06 | 12495.882 | 18.6 | 0 | 1 | 0 | 0 | 0 | 0 | 0 | 0 | 0 | 0 | 0 | 1 | 0 | 0 | 0 | 0 | 0 | 0 | 0 | 0 | 0 | 0 | 0 | 0 | 0 | 0 | 10459.3827
2025-12-06 | 12880.836 | 18.5 | 0 | 1 | 0 | 0 | 0 | 0 | 0 | 0 | 0 | 0 | 0 | 0 | 1 | 0 | 0 | 0 | 0 | 0 | 0 | 0 | 0 | 0 | 0 | 0 | 0 | 0 | 10513.7998
2025-12-06 | 13134.086 | 18.1 | 0 | 1 | 0 | 0 | 0 | 0 | 0 | 0 | 0 | 0 | 0 | 0 | 0 | 1 | 0 | 0 | 0 | 0 | 0 | 0 | 0 | 0 | 0 | 0 | 0 | 0 | 10556.2954
2025-12-06 | 13219.17 | 17.6 | 0 | 1 | 0 | 0 | 0 | 0 | 0 | 0 | 0 | 0 | 0 | 0 | 0 | 0 | 1 | 0 | 0 | 0 | 0 | 0 | 0 | 0 | 0 | 0 | 0 | 0 | 10380.9651
2025-12-06 | 12941.686 | 17.1 | 0 | 1 | 0 | 0 | 0 | 0 | 0 | 0 | 0 | 0 | 0 | 0 | 0 | 0 | 0 | 1 | 0 | 0 | 0 | 0 | 0 | 0 | 0 | 0 | 0 | 0 | 10217.8975
2025-12-06 | 12505.998 | 17.3 | 0 | 1 | 0 | 0 | 0 | 0 | 0 | 0 | 0 | 0 | 0 | 0 | 0 | 0 | 0 | 0 | 1 | 0 | 0 | 0 | 0 | 0 | 0 | 0 | 0 | 0 | 10437.3208
2025-12-06 | 12664.962 | 17.2 | 0 | 1 | 0 | 0 | 0 | 0 | 0 | 0 | 0 | 0 | 0 | 0 | 0 | 0 | 0 | 0 | 0 | 1 | 0 | 0 | 0 | 0 | 0 | 0 | 0 | 0 | 11112.9431
2025-12-06 | 13650.581 | 17.3 | 0 | 1 | 0 | 0 | 0 | 0 | 0 | 0 | 0 | 0 | 0 | 0 | 0 | 0 | 0 | 0 | 0 | 0 | 1 | 0 | 0 | 0 | 0 | 0 | 0 | 0 | 12161.8781
2025-12-06 | 14701.088 | 17.6 | 0 | 1 | 0 | 0 | 0 | 0 | 0 | 0 | 0 | 0 | 0 | 0 | 0 | 0 | 0 | 0 | 0 | 0 | 0 | 1 | 0 | 0 | 0 | 0 | 0 | 0 | 12704.7364
2025-12-06 | 14044.194 | 17.9 | 0 | 1 | 0 | 0 | 0 | 0 | 0 | 0 | 0 | 0 | 0 | 0 | 0 | 0 | 0 | 0 | 0 | 0 | 0 | 0 | 1 | 0 | 0 | 0 | 0 | 0 | 12737.1693
2025-12-06 | 13441.655 | 18 | 0 | 1 | 0 | 0 | 0 | 0 | 0 | 0 | 0 | 0 | 0 | 0 | 0 | 0 | 0 | 0 | 0 | 0 | 0 | 0 | 0 | 1 | 0 | 0 | 0 | 0 | 12663.7379
2025-12-06 | 12948.752 | 18 | 0 | 1 | 0 | 0 | 0 | 0 | 0 | 0 | 0 | 0 | 0 | 0 | 0 | 0 | 0 | 0 | 0 | 0 | 0 | 0 | 0 | 0 | 1 | 0 | 0 | 0 | 12284.5363
2025-12-06 | 12245.921 | 18.2 | 0 | 1 | 0 | 0 | 0 | 0 | 0 | 0 | 0 | 0 | 0 | 0 | 0 | 0 | 0 | 0 | 0 | 0 | 0 | 0 | 0 | 0 | 0 | 1 | 0 | 0 | 11344.5396
2025-12-06 | 11243.453 | 19 | 0 | 1 | 0 | 0 | 0 | 0 | 0 | 0 | 0 | 0 | 0 | 0 | 0 | 0 | 0 | 0 | 0 | 0 | 0 | 0 | 0 | 0 | 0 | 0 | 1 | 0 | 10317.3419
2025-12-06 | 10029.059 | 19.6 | 0 | 1 | 0 | 0 | 0 | 0 | 0 | 0 | 0 | 0 | 0 | 0 | 0 | 0 | 0 | 0 | 0 | 0 | 0 | 0 | 0 | 0 | 0 | 0 | 0 | 1 | 9409.5751
2025-12-07 | 9181.449 | 19.5 | 0 | 1 | 1 | 0 | 0 | 0 | 0 | 0 | 0 | 0 | 0 | 0 | 0 | 0 | 0 | 0 | 0 | 0 | 0 | 0 | 0 | 0 | 0 | 0 | 0 | 0 | 8688.1946
2025-12-07 | 8612.252 | 19.5 | 0 | 1 | 0 | 1 | 0 | 0 | 0 | 0 | 0 | 0 | 0 | 0 | 0 | 0 | 0 | 0 | 0 | 0 | 0 | 0 | 0 | 0 | 0 | 0 | 0 | 0 | 8268.6061
2025-12-07 | 8236.741 | 19.2 | 0 | 1 | 0 | 0 | 1 | 0 | 0 | 0 | 0 | 0 | 0 | 0 | 0 | 0 | 0 | 0 | 0 | 0 | 0 | 0 | 0 | 0 | 0 | 0 | 0 | 0 | 7988.875
2025-12-07 | 8045.823 | 19.2 | 0 | 1 | 0 | 0 | 0 | 1 | 0 | 0 | 0 | 0 | 0 | 0 | 0 | 0 | 0 | 0 | 0 | 0 | 0 | 0 | 0 | 0 | 0 | 0 | 0 | 0 | 7943.5967
2025-12-07 | 8190.711 | 19.7 | 0 | 1 | 0 | 0 | 0 | 0 | 1 | 0 | 0 | 0 | 0 | 0 | 0 | 0 | 0 | 0 | 0 | 0 | 0 | 0 | 0 | 0 | 0 | 0 | 0 | 0 | 8209.4512
2025-12-07 | 8429.609 | 19.6 | 0 | 1 | 0 | 0 | 0 | 0 | 0 | 1 | 0 | 0 | 0 | 0 | 0 | 0 | 0 | 0 | 0 | 0 | 0 | 0 | 0 | 0 | 0 | 0 | 0 | 0 | 8730.0003
2025-12-07 | 9024.435 | 19.8 | 0 | 1 | 0 | 0 | 0 | 0 | 0 | 0 | 1 | 0 | 0 | 0 | 0 | 0 | 0 | 0 | 0 | 0 | 0 | 0 | 0 | 0 | 0 | 0 | 0 | 0 | 9540.0002
2025-12-07 | 9970.261 | 19.4 | 0 | 1 | 0 | 0 | 0 | 0 | 0 | 0 | 0 | 1 | 0 | 0 | 0 | 0 | 0 | 0 | 0 | 0 | 0 | 0 | 0 | 0 | 0 | 0 | 0 | 0 | 10139.5459
2025-12-07 | 11221.233 | 20.5 | 0 | 1 | 0 | 0 | 0 | 0 | 0 | 0 | 0 | 0 | 1 | 0 | 0 | 0 | 0 | 0 | 0 | 0 | 0 | 0 | 0 | 0 | 0 | 0 | 0 | 0 | 10669.6933
2025-12-07 | 12211.968 | 20.5 | 0 | 1 | 0 | 0 | 0 | 0 | 0 | 0 | 0 | 0 | 0 | 1 | 0 | 0 | 0 | 0 | 0 | 0 | 0 | 0 | 0 | 0 | 0 | 0 | 0 | 0 | 10782.8274
2025-12-07 | 12723.7 | 20.3 | 0 | 1 | 0 | 0 | 0 | 0 | 0 | 0 | 0 | 0 | 0 | 0 | 1 | 0 | 0 | 0 | 0 | 0 | 0 | 0 | 0 | 0 | 0 | 0 | 0 | 0 | 10820.2211
2025-12-07 | 13062.752 | 19.4 | 0 | 1 | 0 | 0 | 0 | 0 | 0 | 0 | 0 | 0 | 0 | 0 | 0 | 1 | 0 | 0 | 0 | 0 | 0 | 0 | 0 | 0 | 0 | 0 | 0 | 0 | 10777.5996
2025-12-07 | 13293.589 | 19.1 | 0 | 1 | 0 | 0 | 0 | 0 | 0 | 0 | 0 | 0 | 0 | 0 | 0 | 0 | 1 | 0 | 0 | 0 | 0 | 0 | 0 | 0 | 0 | 0 | 0 | 0 | 10636.3161
2025-12-07 | 13276.173 | 18.6 | 0 | 1 | 0 | 0 | 0 | 0 | 0 | 0 | 0 | 0 | 0 | 0 | 0 | 0 | 0 | 1 | 0 | 0 | 0 | 0 | 0 | 0 | 0 | 0 | 0 | 0 | 10473.2486
2025-12-07 | 13352.098 | 19 | 0 | 1 | 0 | 0 | 0 | 0 | 0 | 0 | 0 | 0 | 0 | 0 | 0 | 0 | 0 | 0 | 1 | 0 | 0 | 0 | 0 | 0 | 0 | 0 | 0 | 0 | 10726.7187
2025-12-07 | 13856.646 | 19.1 | 0 | 1 | 0 | 0 | 0 | 0 | 0 | 0 | 0 | 0 | 0 | 0 | 0 | 0 | 0 | 0 | 0 | 1 | 0 | 0 | 0 | 0 | 0 | 0 | 0 | 0 | 11436.3878
2025-12-07 | 14938.133 | 19.9 | 0 | 1 | 0 | 0 | 0 | 0 | 0 | 0 | 0 | 0 | 0 | 0 | 0 | 0 | 0 | 0 | 0 | 0 | 1 | 0 | 0 | 0 | 0 | 0 | 0 | 0 | 12604.4866
2025-12-07 | 16505.332 | 20.3 | 0 | 1 | 0 | 0 | 0 | 0 | 0 | 0 | 0 | 0 | 0 | 0 | 0 | 0 | 0 | 0 | 0 | 0 | 0 | 1 | 0 | 0 | 0 | 0 | 0 | 0 | 13164.3684
2025-12-07 | 15799.135 | 21.4 | 0 | 1 | 0 | 0 | 0 | 0 | 0 | 0 | 0 | 0 | 0 | 0 | 0 | 0 | 0 | 0 | 0 | 0 | 0 | 0 | 1 | 0 | 0 | 0 | 0 | 0 | 13332.9886
2025-12-07 | 15264.944 | 21.3 | 0 | 1 | 0 | 0 | 0 | 0 | 0 | 0 | 0 | 0 | 0 | 0 | 0 | 0 | 0 | 0 | 0 | 0 | 0 | 0 | 0 | 1 | 0 | 0 | 0 | 0 | 13225.5103
2025-12-07 | 14609.981 | 22.4 | 0 | 1 | 0 | 0 | 0 | 0 | 0 | 0 | 0 | 0 | 0 | 0 | 0 | 0 | 0 | 0 | 0 | 0 | 0 | 0 | 0 | 0 | 1 | 0 | 0 | 0 | 13033.5662
2025-12-07 | 13624.617 | 23.1 | 0 | 1 | 0 | 0 | 0 | 0 | 0 | 0 | 0 | 0 | 0 | 0 | 0 | 0 | 0 | 0 | 0 | 0 | 0 | 0 | 0 | 0 | 0 | 1 | 0 | 0 | 12178.6865
2025-12-07 | 12079.024 | 24 | 0 | 1 | 0 | 0 | 0 | 0 | 0 | 0 | 0 | 0 | 0 | 0 | 0 | 0 | 0 | 0 | 0 | 0 | 0 | 0 | 0 | 0 | 0 | 0 | 1 | 0 | 11168.5121
2025-12-07 | 10760.452 | 25.1 | 0 | 1 | 0 | 0 | 0 | 0 | 0 | 0 | 0 | 0 | 0 | 0 | 0 | 0 | 0 | 0 | 0 | 0 | 0 | 0 | 0 | 0 | 0 | 0 | 0 | 1 | 10345.8624
2025-12-08 | 9942.859 | 25.1 | 0 | 0 | 1 | 0 | 0 | 0 | 0 | 0 | 0 | 0 | 0 | 0 | 0 | 0 | 0 | 0 | 0 | 0 | 0 | 0 | 0 | 0 | 0 | 0 | 0 | 0 | 9158.374
2025-12-08 | 9583.421 | 26.1 | 0 | 0 | 0 | 1 | 0 | 0 | 0 | 0 | 0 | 0 | 0 | 0 | 0 | 0 | 0 | 0 | 0 | 0 | 0 | 0 | 0 | 0 | 0 | 0 | 0 | 0 | 8909.0195
2025-12-08 | 9441.36 | 27.1 | 0 | 0 | 0 | 0 | 1 | 0 | 0 | 0 | 0 | 0 | 0 | 0 | 0 | 0 | 0 | 0 | 0 | 0 | 0 | 0 | 0 | 0 | 0 | 0 | 0 | 0 | 8850.5927
2025-12-08 | 9557.151 | 28.5 | 0 | 0 | 0 | 0 | 0 | 1 | 0 | 0 | 0 | 0 | 0 | 0 | 0 | 0 | 0 | 0 | 0 | 0 | 0 | 0 | 0 | 0 | 0 | 0 | 0 | 0 | 9043.6421
2025-12-08 | 9951.8 | 29.3 | 0 | 0 | 0 | 0 | 0 | 0 | 1 | 0 | 0 | 0 | 0 | 0 | 0 | 0 | 0 | 0 | 0 | 0 | 0 | 0 | 0 | 0 | 0 | 0 | 0 | 0 | 9360.5668
2025-12-08 | 10638.938 | 30 | 0 | 0 | 0 | 0 | 0 | 0 | 0 | 1 | 0 | 0 | 0 | 0 | 0 | 0 | 0 | 0 | 0 | 0 | 0 | 0 | 0 | 0 | 0 | 0 | 0 | 0 | 10017.3031
2025-12-08 | 11652.096 | 30.3 | 0 | 0 | 0 | 0 | 0 | 0 | 0 | 0 | 1 | 0 | 0 | 0 | 0 | 0 | 0 | 0 | 0 | 0 | 0 | 0 | 0 | 0 | 0 | 0 | 0 | 0 | 10844.3264
2025-12-08 | 12650.002 | 30.2 | 0 | 0 | 0 | 0 | 0 | 0 | 0 | 0 | 0 | 1 | 0 | 0 | 0 | 0 | 0 | 0 | 0 | 0 | 0 | 0 | 0 | 0 | 0 | 0 | 0 | 0 | 11494.9423
2025-12-08 | 12607.556 | 30.7 | 0 | 0 | 0 | 0 | 0 | 0 | 0 | 0 | 0 | 0 | 1 | 0 | 0 | 0 | 0 | 0 | 0 | 0 | 0 | 0 | 0 | 0 | 0 | 0 | 0 | 0 | 11922.9494
2025-12-08 | 12095.28 | 28.9 | 0 | 0 | 0 | 0 | 0 | 0 | 0 | 0 | 0 | 0 | 0 | 1 | 0 | 0 | 0 | 0 | 0 | 0 | 0 | 0 | 0 | 0 | 0 | 0 | 0 | 0 | 11729.6622
2025-12-08 | 11747.41 | 26.9 | 0 | 0 | 0 | 0 | 0 | 0 | 0 | 0 | 0 | 0 | 0 | 0 | 1 | 0 | 0 | 0 | 0 | 0 | 0 | 0 | 0 | 0 | 0 | 0 | 0 | 0 | 11460.6346
2025-12-08 | 11321.66 | 24.8 | 0 | 0 | 0 | 0 | 0 | 0 | 0 | 0 | 0 | 0 | 0 | 0 | 0 | 1 | 0 | 0 | 0 | 0 | 0 | 0 | 0 | 0 | 0 | 0 | 0 | 0 | 11213.7322
2025-12-08 | 11232.057 | 22.6 | 0 | 0 | 0 | 0 | 0 | 0 | 0 | 0 | 0 | 0 | 0 | 0 | 0 | 0 | 1 | 0 | 0 | 0 | 0 | 0 | 0 | 0 | 0 | 0 | 0 | 0 | 10749.004
2025-12-08 | 10999.134 | 21.8 | 0 | 0 | 0 | 0 | 0 | 0 | 0 | 0 | 0 | 0 | 0 | 0 | 0 | 0 | 0 | 1 | 0 | 0 | 0 | 0 | 0 | 0 | 0 | 0 | 0 | 0 | 10534.8663
2025-12-08 | 10916.87 | 22 | 0 | 0 | 0 | 0 | 0 | 0 | 0 | 0 | 0 | 0 | 0 | 0 | 0 | 0 | 0 | 0 | 1 | 0 | 0 | 0 | 0 | 0 | 0 | 0 | 0 | 0 | 10754.2895
2025-12-08 | 11520.069 | 22 | 0 | 0 | 0 | 0 | 0 | 0 | 0 | 0 | 0 | 0 | 0 | 0 | 0 | 0 | 0 | 0 | 0 | 1 | 0 | 0 | 0 | 0 | 0 | 0 | 0 | 0 | 11446.9353
2025-12-08 | 13700.174 | 22.3 | 0 | 0 | 0 | 0 | 0 | 0 | 0 | 0 | 0 | 0 | 0 | 0 | 0 | 0 | 0 | 0 | 0 | 0 | 1 | 0 | 0 | 0 | 0 | 0 | 0 | 0 | 12529.917
2025-12-08 | 15707.506 | 22.5 | 0 | 0 | 0 | 0 | 0 | 0 | 0 | 0 | 0 | 0 | 0 | 0 | 0 | 0 | 0 | 0 | 0 | 0 | 0 | 1 | 0 | 0 | 0 | 0 | 0 | 0 | 13055.752
2025-12-08 | 15720.623 | 22.9 | 0 | 0 | 0 | 0 | 0 | 0 | 0 | 0 | 0 | 0 | 0 | 0 | 0 | 0 | 0 | 0 | 0 | 0 | 0 | 0 | 1 | 0 | 0 | 0 | 0 | 0 | 13105.2083
2025-12-08 | 15734.258 | 24 | 0 | 0 | 0 | 0 | 0 | 0 | 0 | 0 | 0 | 0 | 0 | 0 | 0 | 0 | 0 | 0 | 0 | 0 | 0 | 0 | 0 | 1 | 0 | 0 | 0 | 0 | 13202.0109
2025-12-08 | 15204.944 | 24.5 | 0 | 0 | 0 | 0 | 0 | 0 | 0 | 0 | 0 | 0 | 0 | 0 | 0 | 0 | 0 | 0 | 0 | 0 | 0 | 0 | 0 | 0 | 1 | 0 | 0 | 0 | 12907.9264
2025-12-08 | 14434.363 | 25.2 | 0 | 0 | 0 | 0 | 0 | 0 | 0 | 0 | 0 | 0 | 0 | 0 | 0 | 0 | 0 | 0 | 0 | 0 | 0 | 0 | 0 | 0 | 0 | 1 | 0 | 0 | 12053.0467
2025-12-08 | 12957.393 | 26.1 | 0 | 0 | 0 | 0 | 0 | 0 | 0 | 0 | 0 | 0 | 0 | 0 | 0 | 0 | 0 | 0 | 0 | 0 | 0 | 0 | 0 | 0 | 0 | 0 | 1 | 0 | 11042.8723
2025-12-08 | 11549.45 | 26.1 | 0 | 0 | 0 | 0 | 0 | 0 | 0 | 0 | 0 | 0 | 0 | 0 | 0 | 0 | 0 | 0 | 0 | 0 | 0 | 0 | 0 | 0 | 0 | 0 | 0 | 1 | 10032.9652
2025-12-09 | 10811.882 | 26.4 | 0 | 0 | 1 | 0 | 0 | 0 | 0 | 0 | 0 | 0 | 0 | 0 | 0 | 0 | 0 | 0 | 0 | 0 | 0 | 0 | 0 | 0 | 0 | 0 | 0 | 0 | 9379.6783
2025-12-09 | 10379.397 | 26.6 | 0 | 0 | 0 | 1 | 0 | 0 | 0 | 0 | 0 | 0 | 0 | 0 | 0 | 0 | 0 | 0 | 0 | 0 | 0 | 0 | 0 | 0 | 0 | 0 | 0 | 0 | 8994.1365
2025-12-09 | 10101.629 | 26.1 | 0 | 0 | 0 | 0 | 1 | 0 | 0 | 0 | 0 | 0 | 0 | 0 | 0 | 0 | 0 | 0 | 0 | 0 | 0 | 0 | 0 | 0 | 0 | 0 | 0 | 0 | 8680.3586
2025-12-09 | 9908.438 | 26.6 | 0 | 0 | 0 | 0 | 0 | 1 | 0 | 0 | 0 | 0 | 0 | 0 | 0 | 0 | 0 | 0 | 0 | 0 | 0 | 0 | 0 | 0 | 0 | 0 | 0 | 0 | 8720.1974
2025-12-09 | 10077.88 | 26.3 | 0 | 0 | 0 | 0 | 0 | 0 | 1 | 0 | 0 | 0 | 0 | 0 | 0 | 0 | 0 | 0 | 0 | 0 | 0 | 0 | 0 | 0 | 0 | 0 | 0 | 0 | 8849.8646
2025-12-09 | 10463.592 | 26.4 | 0 | 0 | 0 | 0 | 0 | 0 | 0 | 1 | 0 | 0 | 0 | 0 | 0 | 0 | 0 | 0 | 0 | 0 | 0 | 0 | 0 | 0 | 0 | 0 | 0 | 0 | 9404.4605
2025-12-09 | 11334.416 | 25.3 | 0 | 0 | 0 | 0 | 0 | 0 | 0 | 0 | 1 | 0 | 0 | 0 | 0 | 0 | 0 | 0 | 0 | 0 | 0 | 0 | 0 | 0 | 0 | 0 | 0 | 0 | 9993.1562
2025-12-09 | 12291.104 | 24.5 | 0 | 0 | 0 | 0 | 0 | 0 | 0 | 0 | 0 | 1 | 0 | 0 | 0 | 0 | 0 | 0 | 0 | 0 | 0 | 0 | 0 | 0 | 0 | 0 | 0 | 0 | 10524.6082
2025-12-09 | 12316.105 | 22.7 | 0 | 0 | 0 | 0 | 0 | 0 | 0 | 0 | 0 | 0 | 1 | 0 | 0 | 0 | 0 | 0 | 0 | 0 | 0 | 0 | 0 | 0 | 0 | 0 | 0 | 0 | 10561.0769
2025-12-09 | 11966.407 | 22.3 | 0 | 0 | 0 | 0 | 0 | 0 | 0 | 0 | 0 | 0 | 0 | 1 | 0 | 0 | 0 | 0 | 0 | 0 | 0 | 0 | 0 | 0 | 0 | 0 | 0 | 0 | 10606.1174
2025-12-09 | 11629.75 | 21.8 | 0 | 0 | 0 | 0 | 0 | 0 | 0 | 0 | 0 | 0 | 0 | 0 | 1 | 0 | 0 | 0 | 0 | 0 | 0 | 0 | 0 | 0 | 0 | 0 | 0 | 0 | 10592.4409
2025-12-09 | 11504.72 | 21 | 0 | 0 | 0 | 0 | 0 | 0 | 0 | 0 | 0 | 0 | 0 | 0 | 0 | 1 | 0 | 0 | 0 | 0 | 0 | 0 | 0 | 0 | 0 | 0 | 0 | 0 | 10566.8428
2025-12-09 | 11578.011 | 20.7 | 0 | 0 | 0 | 0 | 0 | 0 | 0 | 0 | 0 | 0 | 0 | 0 | 0 | 0 | 1 | 0 | 0 | 0 | 0 | 0 | 0 | 0 | 0 | 0 | 0 | 0 | 10425.5593